## README
Dashboard for the Busbar Mapping of the 2024-2025 TPP Base Case Portfolio |  | Date: 02-15-2024
Dashboard Purpose: | This dashboard provides an overview of busbar mapping results of the base case portfolio for the CPUC IRP Proceeding. Resource-to-busbar mapping (“busbar mapping”) is the process of refining the geographically coarse portfolios produced in the California Public Utilities Commission’s (CPUC) Integrated Resource Plan (IRP) proceeding, into plausible network modeling locations for electrical analysis in the California Independent System Operator’s (CAISO) annual Transmission Planning Process (TPP). The purpose of this workbook is to communicate the results of the busbar mapping results for the 2024-25 TPP base case portfolio. This workbook reflects the portfolio and methodology included in the October 5, 2023, ruling and presented at the October 20, 2023, workshop and December 8, 2023, webinar.
2024-2025 TPP Portfolios Ruling & Decision | The October 5, 2023, Ruling can be accessed from the webpage below:
https://docs.cpuc.ca.gov/SearchRes.aspx?docformat=ALL&docid=520522241
The January 10, 2024, Proposed Decision can be accessed from the webpage below:
https://docs.cpuc.ca.gov/SearchRes.aspx?docformat=ALL&docid=523201875
The February 15, 2025, Decision (D.) 24-02-047 is linked below:
https://docs.cpuc.ca.gov/SearchRes.aspx?docformat=ALL&docid=525918033
Busbar Mapping Documentation | All busbar mapping materials can be found at the CPUC Assumptions for the 2024-25 TPP webpage below:
https://www.cpuc.ca.gov/industries-and-topics/electrical-energy/electric-power-procurement/long-term-procurement-planning/2022-irp-cycle-events-and-materials/assumptions-for-the-2024-2025-tpp
Portfolio Information: | This dashboard contains final mapping results for the 2024-25 TPP base case portfolio. The portfolio utilizes CEC's 2022 IEPR and includes mapping of the 2034 and 2039 model years.
Details of the RESOLVE results that formed this portfolio and the RESOLVE data itself can be found at:
https://www.cpuc.ca.gov/industries-and-topics/electrical-energy/electric-power-procurement/long-term-procurement-planning/2022-irp-cycle-events-and-materials
Busbar Mapping Methodology: | The busbar mapping working group utilized the busbar mapping methodology included with the October 2023 CPUC Ruling.
See the Busbar Mapping Methodology document for more detail, available at:
https://www.cpuc.ca.gov/-/media/cpuc-website/divisions/energy-division/documents/integrated-resource-plan-and-long-term-procurement-plan-irp-ltpp/2022-irp-cycle-events-and-materials/2023-2024-tpp-portfolios-and-modeling-assumptions/mapping_methodology_v10_05_23_ruling.pdf
Changes between Proposed Decision and Decision
Transmission Constraint Utilization Calculation Changes | Staff made three transmission calculation corrections in the Tx System level criteria using the transmission White Paper constraints to fix errors and improve accuracy of transmission representation. Details on three changes can be found in the "Tx_System_Criteria_README" tab. One correction addressed an issue undercounting off-peak capability utilization. The update resulted in some remapping of solar and storage resources to limit additional Tx exceedances.
Land-use Analysis Datasets Updates and Corrections | Minor fixes to the protected areas layer dataset that is utilized in the land-use analysis. The correction resulted in some minor alignment changes but none significant enough to warrant remapping.
Remapping Changes | In response to stakeholder PD comments and replies, staff added 130 MW of LDES representing pumped storage to the Gregg substation. Staff relocated some LDES 25 from other locations but also shifted 95 MW of 8-hr battery mapped to the Fresno study area to be LDES. Additional remapping of solar and storage and other minor changes were made in support of this.
Staff corrected an error that had 50 MW of 4-hr storage mapped to Metcalf 500 kV, which should have been included in resources mapped to Metcalf 230 kV in the 2039 mapping.
The transmission calculation correction resulted in small EODS exceedances in several constraints not previously exceeded. While several were already addressed by identified upgrades, staff remapped generic solar and storage in the Fresno, Kern, and East of Pisgah areas to alleviate the constraint exceedances. Changes impact only a small number of resources (~400 MW of solar, ~100 MW of battery) and only minor changes between study areas.
A CAISO study area summary of the changes can be seen in the "Summary_2039Remapping" Tab. Full substation level details on these adjustments can be viewed in the "Res_by_Sub_Mapping" Tab. The green columns labeled Decision Remapping Changes by model year show the adjustments at each substation.
Table of Contents
Summary_byRESOLVE_area | Summary of Base Case Portfolio and Mapping Results by RESOLVE resource areas
Summary_byCAISO_zone | Summary of Mapping Results by CAISO Study Areas
Out-of-CAISO_Summary | Summary of out-of-CAISO resources, their locations, and likely CAISO interties
2034 and 2039 Criteria Alignment Tabs | Summary of the criteria alignment for the 2034 and 2039 mapped resources.
Res_by_Sub_Mapping Tab | Contains the complete by substation mapping of resources for the portfolio. Also tracks changes between the preliminary, PD, and final mapping results
2034 and 2039 Remapping Summary Tabs | Summarizes the net changes in mapped resources between initial and final mapping results.
Tx System Criteria Tabs | Tabs color-coded blue are used to assess the system transmission impacts and criteria analysis.
Interconnection Criteria Tabs | Tabs color-coded purple are used to assess the distance to interconnection criteria analysis.
Land-use & Environmental Impacts Criteria Tabs | Tabs color-coded green are used to assess the land-use analysis and environmental impacts criteria analysis.
Community Environmental Impacts Criteria Tabs | Tabs color-coded light red are used to assess the community-level environmental impacts criteria analysis.
Land-use & Environmental Impacts Criteria Tabs | Tabs color-coded yellow are used to assess the commercial development interest criteria analysis.
Previous TPP alignment Criteria Tabs | Tabs color-coded orange are used to assess the alignment with previous TPP portfolio criteria analysis.

## Summary_byRESOLVE_area
Summary of the Base Case Portfolio by RESOLVE resource area. Includes summary of modeled (RESOLVE results) portfolio in both the Ruling and Proposed Decision. Also summarizes the mapping results for the 2034 and 2039 TPP portfolio years. Includes the intermediate 2030 mapping year summary as well. Shows the amount of in-development resources identified and mapped in the portfolio and the additional generic resources mapped for the 2030, 2034, and 2039 portfolios.
[11 empty] | Base Case Portfolio — Mapping Results Summary by RESOLVE Region | [29 empty] | 23-24 TPP Base Case — Mapped Portfolio (2035)
|  | Base Case Portfolio — Modeling Results Summary by RESOLVE Region | [11 empty] | 2030 | [6 empty] | 2034 | [9 empty] | 2039
RESOLVE Resource Name | Resource Type | October 5, 2023 Ruling Portfolio – RESOLVE results |  |  | Proposed Decison Portfolio – RESOLVE results (plus manual adjustments*) |  |  | Difference between Ruling and PD Portfolios |  |  | In-Development Resources |  |  |  | 2030 — Mapped Generic |  |  | 2030 — Mapped Total (In-Dev & Generic) |  |  |  | 2034 — Generic Additions Incremental to 2030 |  |  | 2034 — Mapped Generic |  |  | 2034 — Mapped Total (In-Dev & Generic) |  |  |  | 2039 — Generic Additions Incremental to 2034 |  |  | 2039 — Mapped Generic |  |  | 2039 — Mapped Total (In-Dev & Generic) |  |  | Mapped Total (Subtracting resources now in updated baseline)
|  | 2030 Total (MW) | 2034 Total (MW) | 2039 Total (MW) | 2030 Total (MW) | 2034 Total (MW) | 2039 Total (MW) | 2030 Diffference (MW) | 2034 Difference (MW) | 2039 Difference (MW) | FCDS (MW) | EODS (MW) | Total (MW) |  | FCDS (MW) | EODS (MW) | Total (MW) | FCDS (MW) | EODS (MW) | Total (MW) |  | FCDS (MW) | EODS (MW) | Total (MW) | FCDS (MW) | EODS (MW) | Total (MW) | FCDS (MW) | EODS (MW) | Total (MW) |  | FCDS (MW) | EODS (MW) | Total (MW) | FCDS (MW) | EODS (MW) | Total (MW) | FCDS (MW) | EODS (MW) | Total (MW) | RESOLVE Resource Name | FCDS (MW) | EODS (MW) | Total (MW)
InState Biomass | Biomass/Biogas | 171 | 171 | 171 | 171 | 171 | 171 | 0 | 0 | 0 | 22.195 | 0 | 22.195 |  | 148.82 | 0 | 148.82 | 171.015 | 0 | 171.015 |  | 0 | 0 | 0 | 148.82 | 0 | 148.82 | 171.015 | 0 | 171.015 |  | 0 | 0 | 0 | 148.82 | 0 | 148.82 | 171.015 | 0 | 171.015 | InState Biomass | 127.444 |  | 127.444
Central_Nevada_Geothermal | Geothermal | 40 | 40 | 40 | 40 | 40 | 40 | 0 | 0 | 0 | 0 | 0 | 0 |  | 450 | 0 | 450 | 450 | 0 | 450 |  | 50 | 0 | 50 | 500 | 0 | 500 | 500 | 0 | 500 |  | 0 | 0 | 0 | 500 | 0 | 500 | 500 | 0 | 500 | Central_Nevada_Geothermal | 500 |  | 500
Greater_Imperial_Geothermal | Geothermal | 1168.6 | 1238.6 | 1356.138 | 1026.469 | 1344.682 | 1344.682 | -142.131 | 106.082 | -11.456 | 0 | 0 | 0 |  | 750 | 0 | 750 | 750 | 0 | 750 |  | 200 | 0 | 200 | 950 | 0 | 950 | 950 | 0 | 950 |  | 0 | 0 | 0 | 950 | 0 | 950 | 950 | 0 | 950 | Greater_Imperial_Geothermal | 805 |  | 805
Inyokern_North_Kramer_Geothermal | Geothermal | 7.1 | 7.1 | 7.1 | 7.1 | 7.1 | 7.1 | 0 | 0 | 0 | 0 | 0 | 0 |  | 0 | 0 | 0 | 0 | 0 | 0 |  | 0 | 0 | 0 | 0 | 0 | 0 | 0 | 0 | 0 |  | 0 | 0 | 0 | 0 | 0 | 0 | 0 | 0 | 0 | Inyokern_North_Kramer_Geothermal | 0 |  | 0
Northern_California_Geothermal | Geothermal | 314.3 | 314.3 | 314.3 | 436.077 | 544.253 | 544.253 | 121.777 | 229.953 | 229.953 | 32 | 0 | 32 |  | 45 | 0 | 45 | 77 | 0 | 77 |  | 67 | 0 | 67 | 112 | 0 | 112 | 144 | 0 | 144 |  | 0 | 0 | 0 | 112 | 0 | 112 | 144 | 0 | 144 | Northern_California_Geothermal | 118.2 |  | 118.2
Northern_Nevada_Geothermal | Geothermal | 0 | 0 | 0 | 0 | 0 | 0 | 0 | 0 | 0 | 0 | 0 | 0 |  | 240 | 0 | 240 | 240 | 0 | 240 |  | 59 | 0 | 59 | 299 | 0 | 299 | 299 | 0 | 299 |  | 0 | 0 | 0 | 299 | 0 | 299 | 299 | 0 | 299 | Northern_Nevada_Geothermal | 305 |  | 305
Pacific_Northwest_Geothermal | Geothermal | 13 | 13 | 13 | 33.354 | 33.354 | 33.354 | 20.354 | 20.354 | 20.354 | 0 | 0 | 0 |  | 0 | 0 | 0 | 0 | 0 | 0 |  | 0 | 0 | 0 | 0 | 0 | 0 | 0 | 0 | 0 |  | 0 | 0 | 0 | 0 | 0 | 0 | 0 | 0 | 0 | Pacific_Northwest_Geothermal | 0 |  | 0
Utah_Geothermal | Geothermal | 0 | 0 | 0 | 0 | 0 | 0 | 0 | 0 | 0 | 26 | 0 | 26 |  | 0 | 0 | 0 | 26 | 0 | 26 |  | 50 | 0 | 50 | 50 | 0 | 50 | 76 | 0 | 76 |  | 0 | 0 | 0 | 50 | 0 | 50 | 76 | 0 | 76 | Utah_Geothermal | 11.8 |  | 11.8
Distributed Solar | Solar | 0 | 0 | 0 | 0 | 0 | 0 | 0 | 0 | 0 | 120.5365 | 0 | 120.5365 |  | 96.9 | 0 | 96.9 | 217.4365 | 0 | 217.4365 |  | 42.25 | 0 | 42.25 | 139.15 | 0 | 139.15 | 259.6865 | 0 | 259.6865 |  | 23 | 0 | 23 | 162.15 | 0 | 162.15 | 282.6865 | 0 | 282.6865 | Distributed Solar | 86.038 |  | 86.038
Arizona_Solar | Solar | 3243.335 | 3243.335 | 3243.335 | 2987.013 | 2987 | 5870.398 | -256.322 | -256.335 | 2627.063 | 10 | 840 | 850 |  | 600 | 1400 | 2000 | 610 | 2240 | 2850 |  | 0 | 0 | 0 | 600 | 1400 | 2000 | 610 | 2240 | 2850 |  | 600 | 825 | 1425 | 1200 | 2225 | 3425 | 1210 | 3065 | 4275 | Arizona_Solar | 1497.5 | 2947 | 4444.5
Greater_Imperial_Solar | Solar | 39 | 39 | 39 | 39 | 39 | 39 | 0 | 0 | 0 | 0 | 110 | 110 |  | 0 | 72 | 72 | 0 | 182 | 182 |  | 200 | 0 | 200 | 200 | 72 | 272 | 200 | 182 | 382 |  | 0 | 162 | 162 | 200 | 234 | 434 | 200 | 344 | 544 | Greater_Imperial_Solar | 0 | 711 | 711
Greater_Kramer_Solar | Solar | 1012.315 | 1012.315 | 4065.756 | 1012.315 | 1012.315 | 4438.033 | 0 | 0 | 372.277 | 282 | 250 | 532 |  | 240 | 410 | 650 | 522 | 660 | 1182 |  | 150 | 250 | 400 | 390 | 660 | 1050 | 672 | 910 | 1582 |  | 80 | 348 | 428 | 470 | 1008 | 1478 | 752 | 1258 | 2010 | Greater_Kramer_Solar | 611 | 1316.9557 | 1927.9557
Greater_LA_Solar | Solar | 0 | 0 | 0 | 0 | 0 | 0 | 0 | 0 | 0 | 0 | 0 | 0 |  | 0 | 0 | 0 | 0 | 0 | 0 |  | 0 | 0 | 0 | 0 | 0 | 0 | 0 | 0 | 0 |  | 0 | 0 | 0 | 0 | 0 | 0 | 0 | 0 | 0 | Greater_LA_Solar | 125 | 625 | 750
Northern_California_Solar | Solar | 121 | 126 | 126 | 121 | 126 | 126 | 0 | 0 | 0 | 0 | 139.6 | 139.6 |  | 105 | 150 | 255 | 105 | 289.6 | 394.6 |  | 170 | 130 | 300 | 275 | 280 | 555 | 275 | 419.6 | 694.6 |  | 625 | 910 | 1535 | 900 | 1190 | 2090 | 900 | 1329.6 | 2229.6 | Northern_California_Solar | 678.79 | 1047.2446 | 1726.0346
Riverside_Solar | Solar | 659 | 659 | 659 | 659 | 659 | 817.758 | 0 | 0 | 158.758 | 400 | 1008.5 | 1408.5 |  | 0 | 0 | 0 | 400 | 1008.5 | 1408.5 |  | 300 | 100 | 400 | 300 | 100 | 400 | 700 | 1108.5 | 1808.5 |  | 200 | 925 | 1125 | 500 | 1025 | 1525 | 900 | 2033.5 | 2933.5 | Riverside_Solar | 1025.6965 | 3447.6035 | 4473.3
Southern_NV_Eldorado_Solar | Solar | 4665.332 | 4665.332 | 4665.332 | 7701.584 | 7701.584 | 7701.584 | 3036.252 | 3036.252 | 3036.252 | 125 | 335 | 460 |  | 950 | 230 | 1180 | 1075 | 565 | 1640 |  | 0 | 1000 | 1000 | 950 | 1230 | 2180 | 1075 | 1565 | 2640 |  | 125 | 1465 | 1590 | 1075 | 2695 | 3770 | 1200 | 3030 | 4230 | Southern_NV_Eldorado_Solar | 2032 | 2786 | 4818
Southern_PGAE_Solar | Solar | 1483.826 | 1586.295 | 1586.295 | 247 | 247 | 1225.615 | -1236.826 | -1339.295 | -360.68 | 1628 | 415.5 | 2043.5 |  | 501 | 1500 | 2001 | 2129 | 1915.5 | 4044.5 |  | 1187.25 | 254 | 1441.25 | 1688.25 | 1754 | 3442.25 | 3316.25 | 2169.5 | 5485.75 |  | 745.75 | 3294.5 | 4040.25 | 2434 | 5048.5 | 7482.5 | 4062 | 5464 | 9526 | Southern_PGAE_Solar | 3092.6 | 4733.4354 | 7826.0354
Tehachapi_Solar | Solar | 3557.192 | 5063.723 | 10796.149 | 2014.088 | 6216.088 | 10463.446 | -1543.104 | 1152.365 | -332.703 | 230 | 801 | 1031 |  | 1331 | 500 | 1831 | 1561 | 1301 | 2862 |  | 72 | 352 | 424 | 1403 | 852 | 2255 | 1633 | 1653 | 3286 |  | 1.25 | 1364 | 1365.25 | 1404.25 | 2216 | 3620.25 | 1634.25 | 3017 | 4651.25 | Tehachapi_Solar | 1836.7 | 4330.5 | 6167.2
Baja_California_Wind | Wind | 111 | 1572.82 | 2472.82 | 600 | 1572.82 | 2472.82 | 489 | 0 | 0 | 0 | 0 | 0 |  | 415 | 185 | 600 | 415 | 185 | 600 |  | 500 | 0 | 500 | 915 | 185 | 1100 | 915 | 185 | 1100 |  | 0 | 0 | 0 | 915 | 185 | 1100 | 915 | 185 | 1100 | Baja_California_Wind | 0 | 360 | 360
Central_Valley_North_Los_Banos_Wind | Wind | 32 | 32 | 32 | 241.001 | 241.001 | 241.001 | 209.001 | 209.001 | 209.001 | 0 | 0 | 0 |  | 394 | 96 | 490 | 394 | 96 | 490 |  | 100 | 0 | 100 | 494 | 96 | 590 | 494 | 96 | 590 |  | 0 | 0 | 0 | 494 | 96 | 590 | 494 | 96 | 590 | Central_Valley_North_Los_Banos_Wind | 73.6 | 0 | 73.6
Greater_Imperial_Wind | Wind | 0 | 133.205 | 133.205 | 133.205 | 133.205 | 133.205 | 133.205 | 0 | 0 | 0 | 0 | 0 |  | 410 | 54 | 464 | 410 | 54 | 464 |  | 0 | 0 | 0 | 410 | 54 | 464 | 410 | 54 | 464 |  | 0 | 0 | 0 | 410 | 54 | 464 | 410 | 54 | 464 | Greater_Imperial_Wind | 135 | 0 | 135
Greater_Kramer_Wind | Wind | 0 |  |  | 0 |  |  | 0 | 0 | 0 | 0 | 0 | 0 |  | 310 | 50 | 360 | 310 | 50 | 360 |  | 0 | 0 | 0 | 310 | 50 | 360 | 310 | 50 | 360 |  | 0 | 0 | 0 | 310 | 50 | 360 | 310 | 50 | 360 | Greater_Kramer_Wind | 0 | 0 | 0
Humboldt_Wind | Wind | 0 |  |  | 0 |  |  | 0 | 0 | 0 | 0 | 0 | 0 |  | 0 | 0 | 0 | 0 | 0 | 0 |  | 0 | 0 | 0 | 0 | 0 | 0 | 0 | 0 | 0 |  | 0 | 0 | 0 | 0 | 0 | 0 | 0 | 0 | 0 | Humboldt_Wind | 0 | 0 | 0
Kern_Greater_Carrizo_Wind | Wind | 0 |  |  | 0 |  |  | 0 | 0 | 0 | 0 | 0 | 0 |  | 300 | 10 | 310 | 300 | 10 | 310 |  | 0 | 0 | 0 | 300 | 10 | 310 | 300 | 10 | 310 |  | 0 | 0 | 0 | 300 | 10 | 310 | 300 | 10 | 310 | Kern_Greater_Carrizo_Wind | 262.6 | 0 | 262.6
Northern_California_Wind | Wind | 849 | 849 | 849 | 2137.458 | 2258.5 | 2258.532 | 1288.458 | 1409.5 | 1409.532 | 0 | 0 | 0 |  | 410.5 | 133 | 543.5 | 410.5 | 133 | 543.5 |  | 267 | 76.5 | 343.5 | 677.5 | 209.5 | 887 | 677.5 | 209.5 | 887 |  | 900.4 | 0 | 900.4 | 1577.9 | 209.5 | 1787.4 | 1577.9 | 209.5 | 1787.4 | Northern_California_Wind | 230 | 108.5 | 338.5
Riverside_Palm_Springs_Wind | Wind | 0 |  |  | 0 | 0 |  | 0 | 0 | 0 | 0 | 0 | 0 |  | 224 | 100 | 324 | 224 | 100 | 324 |  | 0 | 0 | 0 | 224 | 100 | 324 | 224 | 100 | 324 |  | 0 | 0 | 0 | 224 | 100 | 324 | 224 | 100 | 324 | Riverside_Palm_Springs_Wind | 0 | 0 | 0
Solano_Wind | Wind | 375 | 375 | 375 | 375 | 375 | 375 | 0 | 0 | 0 | 0 | 0 | 0 |  | 688 | 200 | 888 | 688 | 200 | 888 |  | 0 | 0 | 0 | 688 | 200 | 888 | 688 | 200 | 888 |  | 0 | 0 | 0 | 688 | 200 | 888 | 688 | 200 | 888 | Solano_Wind | 536.8 | 75 | 611.8
Southern_NV_Eldorado_Wind | Wind | 3836.127 | 5011.212 | 5011.212 | 711.199 | 711.2 | 711.199 | -3124.928 | -4300.012 | -4300.013 | 0 | 0 | 0 |  | 620 | 0 | 620 | 620 | 0 | 620 |  | 0 | 0 | 0 | 620 | 0 | 620 | 620 | 0 | 620 |  | 0 | 0 | 0 | 620 | 0 | 620 | 620 | 0 | 620 | Southern_NV_Eldorado_Wind | 353 | 0 | 353
Tehachapi_Wind | Wind | 156 | 156 | 1488.808 | 831.666 | 831.7 | 831.666 | 675.666 | 675.7 | -657.142 | 0 | 0 | 0 |  | 430 | 0 | 430 | 430 | 0 | 430 |  | 134 | 16 | 150 | 564 | 16 | 580 | 564 | 16 | 580 |  | 0 | 0 | 0 | 564 | 16 | 580 | 564 | 16 | 580 | Tehachapi_Wind | 126.9 | 0 | 126.9
Idaho_Wind | OOS Wind | 300 | 300 | 300 | 1067.4 | 1067.4 | 1067.4 | 767.4 | 767.4 | 767.4 | 0 | 0 | 0 |  | 1060 | 0 | 1060 | 1060 | 0 | 1060 |  | 0 | 0 | 0 | 1060 | 0 | 1060 | 1060 | 0 | 1060 |  | 0 | 0 | 0 | 1060 | 0 | 1060 | 1060 | 0 | 1060 | Idaho_Wind | 1000 | 0 | 1000
New_Mexico_Wind | OOS Wind | 1968 | 1968 | 1968 | 1968 | 2028.2 | 2028.2 | 0 | 60.2 | 60.2 | 0 | 0 | 0 |  | 2130.8 | 0 | 2130.8 | 2130.8 | 0 | 2130.8 |  | 0 | 0 | 0 | 2130.8 | 0 | 2130.8 | 2130.8 | 0 | 2130.8 |  | 1404.8 | 0 | 1404.8 | 3535.6 | 0 | 3535.6 | 3535.6 | 0 | 3535.6 | New_Mexico_Wind | 2328 | 0 | 2328
Utah_Wind | OOS Wind | 0 | 0 | 0 | 0 | 0 | 0 | 0 | 0 | 0 | 0 | 0 | 0 |  | 0 | 0 | 0 | 0 | 0 | 0 |  | 0 | 0 | 0 | 0 | 0 | 0 | 0 | 0 | 0 |  | 0 | 0 | 0 | 0 | 0 | 0 | 0 | 0 | 0 | Utah_Wind | 0 | 0 | 0
Wyoming_Wind | OOS Wind | 2348.44 | 3000 | 7936.074 | 2255.3 | 3000 | 6000 | -93.14 | 0 | -1936.074 | 0 | 0 | 0 |  | 2100 | 0 | 2100 | 2100 | 0 | 2100 |  | 804.8 | 0 | 804.8 | 2904.8 | 0 | 2904.8 | 2904.8 | 0 | 2904.8 |  | 1595.2 | 0 | 1595.2 | 4500 | 0 | 4500 | 4500 | 0 | 4500 | Wyoming_Wind | 1500 | 0 | 1500
SW_Ext_Tx_Wind | OOS Wind | 0 | 0 | 0 | 0 | 0 | 0 | 0 | 0 | 0 | 0 | 0 | 0 |  | 0 | 0 | 0 | 0 | 0 | 0 |  | 0 | 0 | 0 | 0 | 0 | 0 | 0 | 0 | 0 |  | 0 | 0 | 0 | 0 | 0 | 0 | 0 | 0 | 0 | SW_Ext_Tx_Wind
Cape_Mendocino_Offshore_Wind | Offshore Wind | 0 | 0 | 0 | 0 |  | 0 | 0 | 0 | 0 | 0 | 0 | 0 |  | 0 |  | 0 | 0 | 0 | 0 |  | 0 | 0 | 0 | 0 | 0 | 0 | 0 | 0 | 0 |  | 0 | 0 | 0 | 0 | 0 | 0 | 0 | 0 | 0 | Cape_Mendocino_Offshore_Wind | 0 | 0 | 0
Del_Norte_Offshore_Wind | Offshore Wind | 0 | 0 | 0 | 0 |  | 0 | 0 | 0 | 0 | 0 | 0 | 0 |  | 0 |  | 0 | 0 | 0 | 0 |  | 0 | 0 | 0 | 0 | 0 | 0 | 0 | 0 | 0 |  | 0 | 0 | 0 | 0 | 0 | 0 | 0 | 0 | 0 | Del_Norte_Offshore_Wind | 0 | 0 | 0
Diablo_Canyon_Offshore_Wind | Offshore Wind | 0 | 0 | 0 | 0 |  | 0 | 0 | 0 | 0 | 0 | 0 | 0 |  | 0 |  | 0 | 0 | 0 | 0 |  | 0 | 0 | 0 | 0 | 0 | 0 | 0 | 0 | 0 |  | 0 | 0 | 0 | 0 | 0 | 0 | 0 | 0 | 0 | Diablo_Canyon_Offshore_Wind | 0 | 0 | 0
Humboldt_Bay_Offshore_Wind | Offshore Wind | 0 | 0 | 0 | 0 |  | 0 | 0 | 0 | 0 | 0 | 0 | 0 |  | 0 |  | 0 | 0 | 0 | 0 |  | 931 | 0 | 931 | 931 | 0 | 931 | 931 | 0 | 931 |  | 676 | 0 | 676 | 1607 | 0 | 1607 | 1607 | 0 | 1607 | Humboldt_Bay_Offshore_Wind | 1446 | 161 | 1607
Morro_Bay_Offshore_Wind | Offshore Wind | 0 | 3855 | 4531 | 0 | 3855 | 4531 | 0 | 0 | 0 | 0 | 0 | 0 |  | 0 |  | 0 | 0 | 0 | 0 |  | 2924 | 0 | 2924 | 2924 | 0 | 2924 | 2924 | 0 | 2924 |  | 0 | 0 | 0 | 2924 | 0 | 2924 | 2924 | 0 | 2924 | Morro_Bay_Offshore_Wind | 3100 | 0 | 3100
Renewable Resource Total |  | 26470.567 | 35431.237 | 52179.524 | 26815.229 | 37202.402 | 53472.246 | 344.662 | 1771.165 | 1292.722 | 2875.7315 | 3899.6 | 6775.3315 |  | 14950.02 | 5090 | 20040.02 | 17825.7515 | 8989.6 | 26815.3515 |  | 8208.3 | 2178.5 | 10386.8 | 23158.32 | 7268.5 | 30426.82 | 26034.0515 | 11168.1 | 37202.1515 |  | 6976.4 | 9293.5 | 16269.9 | 30134.72 | 16562 | 46696.72 | 33010.4515 | 20461.6 | 53472.0515 | Renewable Resource Total | 23851.6685 | 22669.2392 | 46520.9077
Arizona_Li_Battery_4hr | Li_Battery | 972.445 | 972.445 | 972.445 | 999.615 | 1058.604 | 1058.604 | 27.17 | 86.159 | 86.159 | 250 |  | 250 |  | 560 |  | 560 | 810 | 0 | 810 |  | 100 | 0 | 100 | 660 |  | 660 | 910 | 0 | 910 |  | 0 | 0 | 0 | 660 |  | 660 | 910 | 0 | 910 | Arizona_Li_Battery | 1554.479 |  | 1554.479
Arizona_Li_Battery_8hr | Li_Battery | 27.17 | 189.947 | 189.947 | 0 | 0 | 0 | -27.17 | -189.947 | -189.947 | 0 |  | 0 |  | 250 |  | 250 | 250 | 0 | 250 |  | 0 | 0 | 0 | 250 |  | 250 | 250 | 0 | 250 |  | 450 | 0 | 450 | 700 |  | 700 | 700 | 0 | 700 |  |  |  | 0
Greater_Imperial_Li_Battery_4hr | Li_Battery | 0 | 0 | 0 | 28.063 | 612.686 | 612.686 | 28.063 | 612.686 | 612.686 | 341.15 |  | 341.15 |  | 0 |  | 0 | 341.15 | 0 | 341.15 |  | 0 | 0 | 0 | 0 |  | 0 | 341.15 | 0 | 341.15 |  | 0 | 0 | 0 | 0 |  | 0 | 341.15 | 0 | 341.15 | Greater_Imperial_Li_Battery | 331.5 |  | 331.5
Greater_Imperial_Li_Battery_8hr | Li_Battery | 0 | 0 | 0 | 6 | 6 | 6 | 6 | 6 | 6 | 0 |  | 0 |  | 0 |  | 0 | 0 | 0 | 0 |  | 0 | 0 | 0 | 0 |  | 0 | 0 | 0 | 0 |  | 63 | 0 | 63 | 63 |  | 63 | 63 | 0 | 63 |  |  |  | 0
Greater_Kramer_Li_Battery_4hr | Li_Battery | 231.483 | 445.264 | 445.264 | 223.483 | 313.03 | 796.826 | -8 | -132.234 | 351.562 | 361 |  | 361 |  | 135 |  | 135 | 496 | 0 | 496 |  | 220 | 0 | 220 | 355 |  | 355 | 716 | 0 | 716 |  | 30 | 0 | 30 | 385 |  | 385 | 746 | 0 | 746 | Greater_Kramer_Li_Battery | 1036.44 |  | 1036.44
Greater_Kramer_Li_Battery_8hr | Li_Battery | 164.908 | 164.908 | 164.908 | 100 | 100 | 100 | -64.908 | -64.908 | -64.908 | 0 |  | 0 |  | 90 |  | 90 | 90 | 0 | 90 |  | 0 | 0 | 0 | 90 |  | 90 | 90 | 0 | 90 |  | 175 | 0 | 175 | 265 |  | 265 | 265 | 0 | 265 |  |  |  | 0
Greater_LA_Li_Battery_4hr | Li_Battery | 3471.028 | 3471.028 | 4020.397 | 0 | 0 | 0 | -3471.028 | -3471.028 | -4020.397 | 1129.9 |  | 1129.9 |  | 650 |  | 650 | 1779.9 | 0 | 1779.9 |  | 750 | 0 | 750 | 1400 |  | 1400 | 2529.9 | 0 | 2529.9 |  | 50 | 0 | 50 | 1450 |  | 1450 | 2579.9 | 0 | 2579.9 | Greater_LA_Li_Battery | 2173.6 |  | 2173.6
Greater_LA_Li_Battery_8hr | Li_Battery | 587.204 | 587.204 | 587.204 | 0 | 0 | 4899.994 | -587.204 | -587.204 | 4312.79 | 0 |  | 0 |  | 166.5 |  | 166.5 | 166.5 | 0 | 166.5 |  | 0 | 0 | 0 | 166.5 |  | 166.5 | 166.5 | 0 | 166.5 |  | 280 | 0 | 280 | 446.5 |  | 446.5 | 446.5 | 0 | 446.5 |  |  |  | 0
San_Diego_Li_Battery_4hr | Li_Battery | 0 | 0 | 0 | 0 | 0 | 0 | 0 | 0 | 0 | 558.97 |  | 558.97 |  | 0 |  | 0 | 558.97 | 0 | 558.97 |  | 129.6 | 0 | 129.6 | 129.6 |  | 129.6 | 688.57 | 0 | 688.57 |  | 0 | 0 | 0 | 129.6 |  | 129.6 | 688.57 | 0 | 688.57 | San_Diego_Li_Battery | 709 |  | 709
San_Diego_Li_Battery_8hr | Li_Battery | 0 | 0 | 0 | 0 | 0 | 0 | 0 | 0 | 0 | 0 |  | 0 |  | 0 |  | 0 | 0 | 0 | 0 |  | 0 | 0 | 0 | 0 |  | 0 | 0 | 0 | 0 |  | 92 | 0 | 92 | 92 |  | 92 | 92 | 0 | 92
Northern_California_Li_Battery_4hr | Li_Battery | 57.5 | 875.354 | 875.354 | 1732.097 | 2923.568 | 2923.568 | 1674.597 | 2048.214 | 2048.214 | 263.87 |  | 263.87 |  | 370 |  | 370 | 633.87 | 0 | 633.87 |  | 488.4 | 0 | 488.4 | 858.4 |  | 858.4 | 1122.27 | 0 | 1122.27 |  | 50 | 0 | 50 | 908.4 |  | 908.4 | 1172.27 | 0 | 1172.27 | Northern_California_Li_Battery | 1298.005 |  | 1298.005
Northern_California_Li_Battery_8hr | Li_Battery | 0 | 0 | 2697 | 593 | 1075 | 1544.121 | 593 | 1075 | -1152.879 | 0 |  | 0 |  | 100 |  | 100 | 100 | 0 | 100 |  | 200 | 0 | 200 | 300 |  | 300 | 300 | 0 | 300 |  | 1010 | 0 | 1010 | 1310 |  | 1310 | 1310 | 0 | 1310 |  |  |  | 0
Riverside_Li_Battery_4hr | Li_Battery | 0 | 707.807 | 707.807 | 0 | 792.464 | 1019.129 | 0 | 84.657 | 311.322 | 2130 |  | 2130 |  | 0 |  | 0 | 2130 | 0 | 2130 |  | 0 | 0 | 0 | 0 |  | 0 | 2130 | 0 | 2130 |  | 0 | 0 | 0 | 0 |  | 0 | 2130 | 0 | 2130 | Riverside_Li_Battery | 2728.3136 |  | 2728.3136
Riverside_Li_Battery_8hr | Li_Battery | 0 | 0 | 0 | 0 | 0 | 0 | 0 | 0 | 0 | 75 |  | 75 |  | 45 |  | 45 | 120 | 0 | 120 |  | 0 | 0 | 0 | 45 |  | 45 | 120 | 0 | 120 |  | 400 | 0 | 400 | 445 |  | 445 | 520 | 0 | 520 |  |  |  | 0
Southern_NV_Eldorado_Li_Battery_4hr | Li_Battery | 1145.489 | 1145.489 | 1145.489 | 2644.046 | 2644.046 | 2644.046 | 1498.557 | 1498.557 | 1498.557 | 624 |  | 624 |  | 210 |  | 210 | 834 | 0 | 834 |  | 850 | 0 | 850 | 1060 |  | 1060 | 1684 | 0 | 1684 |  | 504.1 | 0 | 504.1 | 1564.1 |  | 1564.1 | 2188.1 | 0 | 2188.1 | Southern_NV_Eldorado_Li_Battery | 2624 |  | 2624
Southern_NV_Eldorado_Li_Battery_8hr | Li_Battery | 439.398 | 439.398 | 439.398 | 532 | 532 | 532 | 92.602 | 92.602 | 92.602 | 0 |  | 0 |  | 180 |  | 180 | 180 | 0 | 180 |  | 0 | 0 | 0 | 180 |  | 180 | 180 | 0 | 180 |  | 515.5 | 0 | 515.5 | 695.5 |  | 695.5 | 695.5 | 0 | 695.5 |  |  |  | 0
Southern_PGAE_Li_Battery_4hr | Li_Battery | 4846.479 | 5637.684 | 5837.316 | 3526.524 | 4186.43 | 4186.43 | -1319.955 | -1451.254 | -1650.886 | 1641.031 |  | 1641.031 |  | 201.2 |  | 201.2 | 1842.231 | 0 | 1842.231 |  | 488.8 | 0 | 488.8 | 690 |  | 690 | 2331.031 | 0 | 2331.031 |  | 115 | 0 | 115 | 805 |  | 805 | 2446.031 | 0 | 2446.031 | Southern_PGAE_Li_Battery | 3812.921 |  | 3812.921
Southern_PGAE_Li_Battery_8hr | Li_Battery | 12.32 | 331.543 | 815.307 | 0 | 0 | 127.603 | -12.32 | -331.543 | -687.704 | 0 |  | 0 |  | 255 |  | 255 | 255 | 0 | 255 |  | 87 | 0 | 87 | 342 |  | 342 | 342 | 0 | 342 |  | 1946.5 | 0 | 1946.5 | 2288.5 |  | 2288.5 | 2288.5 | 0 | 2288.5 |  |  |  | 0
Tehachapi_Li_Battery_4hr | Li_Battery | 856.577 | 1702.929 | 1702.929 | 2427.171 | 2427.171 | 2465.71 | 1570.594 | 724.242 | 762.781 | 2005 |  | 2005 |  | 150 |  | 150 | 2155 | 0 | 2155 |  | 350 | 0 | 350 | 500 |  | 500 | 2505 | 0 | 2505 |  | 0 | 0 | 0 | 500 |  | 500 | 2505 | 0 | 2505 | Tehachapi_Li_Battery | 3525.715 |  | 3525.715
Tehachapi_Li_Battery_8hr | Li_Battery | 0 | 0 | 762.781 | 0 | 0 | 0 | 0 | 0 | -762.781 | 0 |  | 0 |  | 69.5 |  | 69.5 | 69.5 | 0 | 69.5 |  | 100 | 0 | 100 | 169.5 |  | 169.5 | 169.5 | 0 | 169.5 |  | 564.5 | 0 | 564.5 | 734 |  | 734 | 734 | 0 | 734 |  |  |  | 0
LI_Battery Total |  | 12812.001 | 16671 | 21363.546 | 12811.999 | 16670.999 | 22916.717 | -0.002 | -0.001 | 1553.171 | 9379.921 |  | 9379.921 |  | 3432.2 |  | 3432.2 | 12812.121 |  | 12812.121 |  | 3763.8 |  | 3763.8 | 7196 |  | 7196 | 16575.921 |  | 16575.921 |  | 6245.6 |  | 6245.6 | 13441.6 |  | 13441.6 | 22821.521 |  | 22821.521 | LI_Battery Total | 19793.9736 |  | 19793.9736
Northern_California_Pumped_Storage | LDES | 0 | 0 | 0 | 173.178 | 173.178 | 173.178 | 173.178 | 173.178 | 173.178 | 0 |  | 0 |  | 0 |  | 0 | 0 | 0 | 0 |  | 0 | 0 | 0 | 0 |  | 0 | 0 | 0 | 0 |  | 0 | 0 | 0 | 0 |  | 0 | 0 | 0 | 0 | Northern_California_Pumped_Storage |  |  | 0
Southern_PGAE_Pumped_Storage | LDES | 0 | 0 | 0 | 0 | 0 | 0 | 0 | 0 | 0 | 0 |  | 0 |  | 0 |  | 0 | 0 | 0 | 0 |  | 130 | 0 | 130 | 130 |  | 130 | 130 |  | 130 |  | 0 | 0 | 0 | 130 |  | 130 | 130 |  | 130 | Southern_PGAE_Pumped_Storage
Riverside_East_Pumped_Storage | LDES | 298.553 | 298.553 | 298.553 | 125.375 | 125.375 | 125.375 | -173.178 | -173.178 | -173.178 | 0 |  | 0 |  | 0 |  | 0 | 0 | 0 | 0 |  | 0 | 0 | 0 | 0 |  | 0 | 0 | 0 | 0 |  | 0 | 0 | 0 | 0 |  | 0 | 0 | 0 | 0 | Riverside_East_Pumped_Storage | 700 |  | 700
Riverside_West_Pumped_Storage | LDES | 0 | 0 | 0 | 0 | 0 | 0 | 0 | 0 | 0 | 0 |  | 0 |  | 0 |  | 0 | 0 | 0 | 0 |  | 0 | 0 | 0 | 0 |  | 0 | 0 | 0 | 0 |  | 0 | 0 | 0 | 0 |  | 0 | 0 | 0 | 0 | Riverside_West_Pumped_Storage |  |  | 0
San_Diego_Pumped_Storage | LDES | 0 | 0 | 0 | 0 | 0 | 0 | 0 | 0 | 0 | 0 |  | 0 |  | 322 |  | 322 | 322 | 0 | 322 |  | 115 | 0 | 115 | 437 |  | 437 | 437 | 0 | 437 |  | 50 | 0 | 50 | 487 |  | 487 | 487 | 0 | 487 | San_Diego_Pumped_Storage | 500 |  | 500
Tehachapi_Pumped_Storage | LDES | 178.447 | 178.447 | 178.447 | 178.447 | 178.447 | 178.447 | 0 | 0 | 0 | 0 |  | 0 |  | 0 |  | 0 | 0 | 0 | 0 |  | 0 | 0 | 0 | 0 |  | 0 | 0 | 0 | 0 |  | 0 | 0 | 0 | 0 |  | 0 | 0 | 0 | 0 | Tehachapi_Pumped_Storage |  |  | 0
Southern_PGAE_Adiabatic_CAES | LDES | 0 | 0 | 0 | 0 | 0 | 0 | 0 | 0 | 0 | 0 |  | 0 |  | 0 |  | 0 | 0 | 0 | 0 |  | 0 | 0 | 0 | 0 |  | 0 | 0 | 0 | 0 |  | 0 | 0 | 0 | 0 |  | 0 | 0 | 0 | 0 | Southern_PGAE_Adiabatic_CAES | 300 |  | 300
Tehachapi_Adiabatic_CAES | LDES | 200 | 200 | 200 | 200 | 200 | 200 | 0 | 0 | 0 | 200 |  | 200 |  | 258 |  | 258 | 458 | 0 | 458 |  | 0 | 0 | 0 | 258 |  | 258 | 458 | 0 | 458 |  | 0 | 0 | 0 | 258 |  | 258 | 458 | 0 | 458 | Tehachapi_Adiabatic_CAES | 500 |  | 500
Arizona_Flow_Battery | Flow_Battery | 0 | 0 | 0 | 0 | 0 |  | 0 | 0 | 0 | 0 |  | 0 |  | 0 |  | 0 | 0 | 0 | 0 |  | 0 | 0 | 0 | 0 |  | 0 | 0 | 0 | 0 |  | 0 | 0 | 0 | 0 |  | 0 | 0 | 0 | 0 | Arizona_Flow_Battery |  |  | 0
Greater_Imperial_Flow_Battery | Flow_Battery | 0 | 29.413 | 29.413 | 0 | 50 | 50 | 0 | 20.587 | 20.587 | 0 |  | 0 |  | 0 |  | 0 | 0 | 0 | 0 |  | 0 | 0 | 0 | 0 |  | 0 | 0 | 0 | 0 |  | 0 | 0 | 0 | 0 |  | 0 | 0 | 0 | 0 | Greater_Imperial_Flow_Battery |  |  | 0
Greater_Kramer_Flow_Battery | Flow_Battery | 0 | 0 | 0 | 0 | 0 | 0 | 0 | 0 | 0 | 0 |  | 0 |  | 0 |  | 0 | 0 | 0 | 0 |  | 0 | 0 | 0 | 0 |  | 0 | 0 | 0 | 0 |  | 0 | 0 | 0 | 0 |  | 0 | 0 | 0 | 0 | Greater_Kramer_Flow_Battery |  |  | 0
Greater_LA_Flow_Battery | Flow_Battery | 0 | 50 | 50 | 0 | 50 | 50 | 0 | 0 | 0 | 0 |  | 0 |  | 0 |  | 0 | 0 | 0 | 0 |  | 0 | 0 | 0 | 0 |  | 0 | 0 | 0 | 0 |  | 0 | 0 | 0 | 0 |  | 0 | 0 | 0 | 0 | Greater_LA_Flow_Battery |  |  | 0
Northern_California_Flow_Battery | Flow_Battery | 0 | 70.587 | 70.587 | 0 | 50 | 100 | 0 | -20.587 | 29.413 | 0 |  | 0 |  | 5 |  | 5 | 5 | 0 | 5 |  | 0 | 0 | 0 | 5 |  | 5 | 5 | 0 | 5 |  | 0 | 0 | 0 | 5 |  | 5 | 5 | 0 | 5 | Northern_California_Flow_Battery |  |  | 0
Riverside_Flow_Battery | Flow_Battery | 0 | 0 | 0 | 108 | 108 | 108 | 108 | 108 | 108 | 0 |  | 0 |  | 0 |  | 0 | 0 | 0 | 0 |  | 0 | 0 | 0 | 0 |  | 0 | 0 | 0 | 0 |  | 0 | 0 | 0 | 0 |  | 0 | 0 | 0 | 0 | Riverside_Flow_Battery |  |  | 0
Southern_NV_Eldorado_Flow_Battery | Flow_Battery | 0 | 0 | 0 | 0 | 0 |  | 0 | 0 | 0 | 0 |  | 0 |  | 0 |  | 0 | 0 | 0 | 0 |  | 0 | 0 | 0 | 0 |  | 0 | 0 | 0 | 0 |  | 0 | 0 | 0 | 0 |  | 0 | 0 | 0 | 0 | Southern_NV_Eldorado_Flow_Battery |  |  | 0
Southern_PGAE_Flow_Battery | Flow_Battery | 108 | 108 | 158 | 0 | 0 |  | -108 | -108 | -158 | 0 |  | 0 |  | 0 |  | 0 | 0 | 0 | 0 |  | 0 | 0 | 0 | 0 |  | 0 | 0 | 0 | 0 |  | 0 | 0 | 0 | 0 |  | 0 | 0 | 0 | 0 | Southern_PGAE_Flow_Battery |  |  | 0
Tehachapi_Flow_Battery | Flow_Battery | 0 | 0 | 0 | 0 | 0 |  | 0 | 0 | 0 | 0 |  | 0 |  | 0 |  | 0 | 0 | 0 | 0 |  | 0 | 0 | 0 | 0 |  | 0 | 0 | 0 | 0 |  | 0 | 0 | 0 | 0 |  | 0 | 0 | 0 | 0 | Tehachapi_Flow_Battery |  |  | 0
Other Storage Total |  | 785 | 935 | 985 | 785 | 935 | 985 | 0 | 0 | 0 | 200 |  | 200 |  | 585 |  | 585 | 785 |  | 785 |  | 245 |  | 245 | 830 |  | 830 | 1030 |  | 1030 |  | 50 |  | 50 | 880 |  | 880 | 1080 |  | 1080 | Other Storage Total | 2000 |  | 2000
Storage Total |  | 13597.001 | 17606 | 22348.546 | 13596.999 | 17605.999 | 23901.717 | -0.002 | -0.001 | 1553.171 | 9579.921 |  | 9579.921 |  | 4017.2 |  | 4017.2 | 13597.121 |  | 13597.121 |  | 4008.8 |  | 4008.8 | 8026 |  | 8026 | 17605.921 |  | 17605.921 |  | 6295.6 |  | 6295.6 | 14321.6 |  | 14321.6 | 23901.521 |  | 23901.521 | Storage Total | 21793.9736 |  | 21793.9736
Total Storage+Resources |  | 40067.568 | 53037.237 | 74528.07 | 40412.228 | 54808.401 | 77373.963 | 344.66 | 1771.164 | 2845.893 | 12455.6525 | 3899.6 | 16355.2525 |  | 18967.22 | 5090 | 24057.22 | 31422.8725 | 8989.6 | 40412.4725 |  | 12217.1 | 2178.5 | 14395.6 | 31184.32 | 7268.5 | 38452.82 | 43639.9725 | 11168.1 | 54808.0725 |  | 13272 | 9293.5 | 22565.5 | 44456.32 | 16562 | 61018.32 | 56911.9725 | 20461.6 | 77373.5725 | Total Storage+Resources | 45645.6421 | 22669.2392 | 68314.8812
*Includes manual adjustment that substituted 900 MW of Tehachapi wind with 767.4 MW of Idaho Wind (based on capacity factor ratio)..

## Summary_byCAISO_zone
Summary of the Base Case Portfolio by CAISO zone. Summarizes the mapping results for the 2034 and 2039 TPP portfolio years. Includes the intermediate 2030 mapping year summary as well. Shows the amount of in-development resources identified and mapped in the portfolio and the additional generic resources mapped for the 2030, 2034, and 2039 portfolios.
In-Development: Contracted, online, or under construction not in modeling baseline
CAISO Study Area | Geothermal | Biomass | Wind |  |  | OOS Wind | Offshore Wind | Distributed Solar | Solar |  |  | Li_Battery |  |  | LDES | Total In-Development
| FCDS (MW) | FCDS (MW) | FCDS (MW) | EODS (MW) | Total (MW) | FCDS (MW) | FCDS (MW) | FCDS (MW) | FCDS (MW) | EODS (MW) | Total (MW) | 4hr - FCDS (MW) | 8hr -FCDS (MW) | Total (MW) | FCDS (MW) | (MW)
PG&E North of Greater Bay Study Area | 32 | 5.995 | 0 | 0 | 0 | 0 | 0 | 12.579 | 0 | 39.6 | 39.6 | 93.45 | 0 | 93.45 | 0 | 183.624
PG&E Greater Bay Study Area | 0 | 5 | 0 | 0 | 0 | 0 | 0 | 14.3975 | 0 | 100 | 100 | 170.42 | 0 | 170.42 | 0 | 289.8175
PG&E Fresno Study Area | 0 | 3 | 0 | 0 | 0 | 0 | 0 | 26.09 | 1388 | 183.5 | 1571.5 | 1454.631 | 0 | 1454.631 | 0 | 3055.221
PG&E Kern Study Area | 0 | 0 | 0 | 0 | 0 | 0 | 0 | 31.63 | 240 | 232 | 472 | 186.4 | 0 | 186.4 | 0 | 690.03
SCE Northern Area | 0 | 0 | 0 | 0 | 0 | 0 | 0 | 5 | 230 | 801 | 1031 | 2239.9 | 0 | 2239.9 | 200 | 3475.9
SCE Metro Study Area | 0 | 5.6 | 0 | 0 | 0 | 0 | 0 | 27 | 0 | 0 | 0 | 895 | 0 | 895 | 0 | 927.6
SCE North of Lugo Study Area | 0 | 0 | 0 | 0 | 0 | 0 | 0 | 3 | 282 | 250 | 532 | 361 | 0 | 361 | 0 | 896
East of Pisgah Study Area | 26 | 0 | 0 | 0 | 0 | 0 | 0 | 0 | 125 | 335 | 460 | 624 | 0 | 624 | 0 | 1110
SCE Eastern Study Area | 0 | 2.6 | 0 | 0 | 0 | 0 | 0 | 0 | 410 | 1348.5 | 1758.5 | 2180 | 75 | 2255 | 0 | 4016.1
SDG&E Study Area | 0 | 0 | 0 | 0 | 0 | 0 | 0 | 0.84 | 0 | 610 | 610 | 1100.12 | 0 | 1100.12 | 0 | 1710.96
Total In-Development: | 58 | 22.195 | 0 | 0 | 0 | 0 | 0 | 120.5365 | 2675 | 3899.6 | 6574.6 | 9304.921 | 75 | 9379.921 | 200 | 16355.2525
2030 Portfolio
2030 — Mapped Generic Resources
CAISO Study Area | Geothermal | Biomass | Wind |  |  | OOS Wind | Offshore Wind | Distributed Solar | Solar |  |  | Li_Battery |  |  | LDES | Total 2030 Generic
| FCDS (MW) | FCDS (MW) | FCDS (MW) | EODS (MW) | Total (MW) | FCDS (MW) | FCDS (MW) | FCDS (MW) | FCDS (MW) | EODS (MW) | Total (MW) | 4hr - FCDS (MW) | 8hr -FCDS (MW) | Total (MW) | FCDS (MW) | (MW)
PG&E North of Greater Bay Study Area | 45 | 91.5 | 510.5 | 243 | 753.5 | 0 | 0 | 24 | 105 | 150 | 255 | 100 | 0 | 100 | 5 | 1274
PG&E Greater Bay Study Area | 0 | 19.62 | 588 | 90 | 678 | 0 | 0 | 23.9 | 0 | 0 | 0 | 270 | 100 | 370 | 0 | 1091.52
PG&E Fresno Study Area | 0 | 17.2 | 394 | 96 | 490 | 0 | 0 | 8 | 401 | 650 | 1051 | 99.6 | 155 | 254.6 | 0 | 1820.8
PG&E Kern Study Area | 0 | 18 | 300 | 10 | 310 | 0 | 0 | 41 | 100 | 850 | 950 | 101.6 | 100 | 201.6 | 0 | 1520.6
SCE Northern Area | 0 | 1 | 430 | 0 | 430 | 0 | 0 | 0 | 1331 | 500 | 1831 | 150 | 69.5 | 219.5 | 258 | 2739.5
SCE Metro Study Area | 0 | 0 | 0 | 0 | 0 | 0 | 0 | 0 | 0 | 0 | 0 | 650 | 166.5 | 816.5 | 0 | 816.5
SCE North of Lugo Study Area | 0 | 1.5 | 310 | 50 | 360 | 0 | 0 | 0 | 240 | 410 | 650 | 135 | 90 | 225 | 0 | 1236.5
East of Pisgah Study Area | 690 | 0 | 620 | 0 | 620 | 3160 | 0 | 0 | 950 | 230 | 1180 | 210 | 180 | 390 | 0 | 6040
SCE Eastern Study Area | 700 | 0 | 224 | 100 | 324 | 2130.8 | 0 | 0 | 100 | 1200 | 1300 | 400 | 195 | 595 | 0 | 5049.8
SDG&E Study Area | 50 | 0 | 825 | 239 | 1064 | 0 | 0 | 0 | 500 | 272 | 772 | 160 | 100 | 260 | 322 | 2468
Total 2030 Generic: | 1485 | 148.82 | 4201.5 | 828 | 5029.5 | 5290.8 | 0 | 96.9 | 3727 | 4262 | 7989 | 2276.2 | 1156 | 3432.2 | 585 | 24057.22
2030 — Mapped Total Resources (In-Dev & Generic)
CAISO Study Area | Geothermal | Biomass | Wind |  |  | OOS Wind | Offshore Wind | Distributed Solar | Solar |  |  | Li_Battery |  |  | LDES | Total 2030 Resources
| FCDS (MW) | FCDS (MW) | FCDS (MW) | EODS (MW) | Total (MW) | FCDS (MW) | FCDS (MW) | FCDS (MW) | FCDS (MW) | EODS (MW) | Total (MW) | 4hr - FCDS (MW) | 8hr -FCDS (MW) | Total (MW) | FCDS (MW) | (MW)
PG&E North of Greater Bay Study Area | 77 | 97.495 | 510.5 | 243 | 753.5 | 0 | 0 | 36.579 | 105 | 189.6 | 294.6 | 193.45 | 0 | 193.45 | 5 | 1457.624
PG&E Greater Bay Study Area | 0 | 24.62 | 588 | 90 | 678 | 0 | 0 | 38.2975 | 0 | 100 | 100 | 440.42 | 100 | 540.42 | 0 | 1381.3375
PG&E Fresno Study Area | 0 | 20.2 | 394 | 96 | 490 | 0 | 0 | 34.09 | 1789 | 833.5 | 2622.5 | 1554.231 | 155 | 1709.231 | 0 | 4876.021
PG&E Kern Study Area | 0 | 18 | 300 | 10 | 310 | 0 | 0 | 72.63 | 340 | 1082 | 1422 | 288 | 100 | 388 | 0 | 2210.63
SCE Northern Area | 0 | 1 | 430 | 0 | 430 | 0 | 0 | 5 | 1561 | 1301 | 2862 | 2389.9 | 69.5 | 2459.4 | 458 | 6215.4
SCE Metro Study Area | 0 | 5.6 | 0 | 0 | 0 | 0 | 0 | 27 | 0 | 0 | 0 | 1545 | 166.5 | 1711.5 | 0 | 1744.1
SCE North of Lugo Study Area | 0 | 1.5 | 310 | 50 | 360 | 0 | 0 | 3 | 522 | 660 | 1182 | 496 | 90 | 586 | 0 | 2132.5
East of Pisgah Study Area | 716 | 0 | 620 | 0 | 620 | 3160 | 0 | 0 | 1075 | 565 | 1640 | 834 | 180 | 1014 | 0 | 7150
SCE Eastern Study Area | 700 | 2.6 | 224 | 100 | 324 | 2130.8 | 0 | 0 | 510 | 2548.5 | 3058.5 | 2580 | 270 | 2850 | 0 | 9065.9
SDG&E Study Area | 50 | 0 | 825 | 239 | 1064 | 0 | 0 | 0.84 | 500 | 882 | 1382 | 1260.12 | 100 | 1360.12 | 322 | 4178.96
Total 2030 Resources: | 1543 | 171.015 | 4201.5 | 828 | 5029.5 | 5290.8 | 0 | 217.4365 | 6402 | 8161.6 | 14563.6 | 11581.121 | 1231 | 12812.121 | 785 | 40412.4725
2034 Portfolio
2034 — Generic Additions Incremental to 2030
CAISO Study Area | Geothermal | Biomass | Wind |  |  | OOS Wind | Offshore Wind | Distributed Solar | Solar |  |  | Li_Battery |  |  | LDES | Total Incremental to 2030
| FCDS (MW) | FCDS (MW) | FCDS (MW) | EODS (MW) | Total (MW) | FCDS (MW) | FCDS (MW) | FCDS (MW) | FCDS (MW) | EODS (MW) | Total (MW) | 4hr - FCDS (MW) | 8hr -FCDS (MW) | Total (MW) | FCDS (MW) | (MW)
PG&E North of Greater Bay Study Area | 67 | 0 | 267 | 76.5 | 343.5 | 0 | 931 | 0 | 170 | 130 | 300 | 100 | 88.4 | 188.4 | 0 | 1829.9
PG&E Greater Bay Study Area | 0 | 0 | 100 | 0 | 100 | 0 | 0 | 2 | 0 | 0 | 0 | 388.4 | 111.6 | 500 | 0 | 602
PG&E Fresno Study Area | 0 | 0 | 0 | 0 | 0 | 0 | 0 | 32.25 | 847.25 | 35 | 882.25 | 0 | 45 | 45 | 130 | 1089.5
PG&E Kern Study Area | 0 | 0 | 0 | 0 | 0 | 0 | 2924 | 0 | 340 | 219 | 559 | 488.8 | 42 | 530.8 | 0 | 4013.8
SCE Northern Area | 0 | 0 | 134 | 16 | 150 | 0 | 0 | 0 | 72 | 352 | 424 | 850 | 100 | 950 | 0 | 1524
SCE Metro Study Area | 0 | 0 | 0 | 0 | 0 | 0 | 0 | 0 | 0 | 0 | 0 | 250 | 0 | 250 | 0 | 250
SCE North of Lugo Study Area | 0 | 0 | 0 | 0 | 0 | 0 | 0 | 8 | 150 | 250 | 400 | 220 | 0 | 220 | 0 | 628
East of Pisgah Study Area | 159 | 0 | 0 | 0 | 0 | 804.8 | 0 | 0 | 0 | 1000 | 1000 | 850 | 0 | 850 | 0 | 2813.8
SCE Eastern Study Area | 90 | 0 | 0 | 0 | 0 | 0 | 0 | 0 | 300 | 100 | 400 | 100 | 0 | 100 | 0 | 590
SDG&E Study Area | 110 | 0 | 500 | 0 | 500 | 0 | 0 | 0 | 200 | 0 | 200 | 129.6 | 0 | 129.6 | 115 | 1054.6
Total Incremental to 2030: | 426 | 0 | 1001 | 92.5 | 1093.5 | 804.8 | 3855 | 42.25 | 2079.25 | 2086 | 4165.25 | 3376.8 | 387 | 3763.8 | 245 | 14395.6
2034 — Mapped Generic Resources
CAISO Study Area | Geothermal | Biomass | Wind |  |  | OOS Wind | Offshore Wind | Distributed Solar | Solar |  |  | Li_Battery |  |  | LDES | Total 2034 Generic
| FCDS (MW) | FCDS (MW) | FCDS (MW) | EODS (MW) | Total (MW) | FCDS (MW) | FCDS (MW) | FCDS (MW) | FCDS (MW) | EODS (MW) | Total (MW) | 4hr - FCDS (MW) | 8hr -FCDS (MW) | Total (MW) | FCDS (MW) | (MW)
PG&E North of Greater Bay Study Area | 112 | 91.5 | 777.5 | 319.5 | 1097 | 0 | 931 | 24 | 275 | 280 | 555 | 200 | 88.4 | 288.4 | 5 | 3103.9
PG&E Greater Bay Study Area | 0 | 19.62 | 688 | 90 | 778 | 0 | 0 | 25.9 | 0 | 0 | 0 | 658.4 | 211.6 | 870 | 0 | 1693.52
PG&E Fresno Study Area | 0 | 17.2 | 394 | 96 | 490 | 0 | 0 | 40.25 | 1248.25 | 685 | 1933.25 | 99.6 | 200 | 299.6 | 130 | 2910.3
PG&E Kern Study Area | 0 | 18 | 300 | 10 | 310 | 0 | 2924 | 41 | 440 | 1069 | 1509 | 590.4 | 142 | 732.4 | 0 | 5534.4
SCE Northern Area | 0 | 1 | 564 | 16 | 580 | 0 | 0 | 0 | 1403 | 852 | 2255 | 1000 | 169.5 | 1169.5 | 258 | 4263.5
SCE Metro Study Area | 0 | 0 | 0 | 0 | 0 | 0 | 0 | 0 | 0 | 0 | 0 | 900 | 166.5 | 1066.5 | 0 | 1066.5
SCE North of Lugo Study Area | 0 | 1.5 | 310 | 50 | 360 | 0 | 0 | 8 | 390 | 660 | 1050 | 355 | 90 | 445 | 0 | 1864.5
East of Pisgah Study Area | 849 | 0 | 620 | 0 | 620 | 3964.8 | 0 | 0 | 950 | 1230 | 2180 | 1060 | 180 | 1240 | 0 | 8853.8
SCE Eastern Study Area | 790 | 0 | 224 | 100 | 324 | 2130.8 | 0 | 0 | 400 | 1300 | 1700 | 500 | 195 | 695 | 0 | 5639.8
SDG&E Study Area | 160 | 0 | 1325 | 239 | 1564 | 0 | 0 | 0 | 700 | 272 | 972 | 289.6 | 100 | 389.6 | 437 | 3522.6
Total 2034 Generic: | 1911 | 148.82 | 5202.5 | 920.5 | 6123 | 6095.6 | 3855 | 139.15 | 5806.25 | 6348 | 12154.25 | 5653 | 1543 | 7196 | 830 | 38452.82
2034 — Mapped Total Resources (In-Dev & Generic)
CAISO Study Area | Geothermal | Biomass | Wind |  |  | OOS Wind | Offshore Wind | Distributed Solar | Solar |  |  | Li_Battery |  |  | LDES | Total 2034 Resources
| FCDS (MW) | FCDS (MW) | FCDS (MW) | EODS (MW) | Total (MW) | FCDS (MW) | FCDS (MW) | FCDS (MW) | FCDS (MW) | EODS (MW) | Total (MW) | 4hr - FCDS (MW) | 8hr -FCDS (MW) | Total (MW) | FCDS (MW) | (MW)
PG&E North of Greater Bay Study Area | 144 | 97.495 | 777.5 | 319.5 | 1097 | 0 | 931 | 36.579 | 275 | 319.6 | 594.6 | 293.45 | 88.4 | 381.85 | 5 | 3287.524
PG&E Greater Bay Study Area | 0 | 24.62 | 688 | 90 | 778 | 0 | 0 | 40.2975 | 0 | 100 | 100 | 828.82 | 211.6 | 1040.42 | 0 | 1983.3375
PG&E Fresno Study Area | 0 | 20.2 | 394 | 96 | 490 | 0 | 0 | 66.34 | 2636.25 | 868.5 | 3504.75 | 1554.231 | 200 | 1754.231 | 130 | 5965.521
PG&E Kern Study Area | 0 | 18 | 300 | 10 | 310 | 0 | 2924 | 72.63 | 680 | 1301 | 1981 | 776.8 | 142 | 918.8 | 0 | 6224.43
SCE Northern Area | 0 | 1 | 564 | 16 | 580 | 0 | 0 | 5 | 1633 | 1653 | 3286 | 3239.9 | 169.5 | 3409.4 | 458 | 7739.4
SCE Metro Study Area | 0 | 5.6 | 0 | 0 | 0 | 0 | 0 | 27 | 0 | 0 | 0 | 1795 | 166.5 | 1961.5 | 0 | 1994.1
SCE North of Lugo Study Area | 0 | 1.5 | 310 | 50 | 360 | 0 | 0 | 11 | 672 | 910 | 1582 | 716 | 90 | 806 | 0 | 2760.5
East of Pisgah Study Area | 875 | 0 | 620 | 0 | 620 | 3964.8 | 0 | 0 | 1075 | 1565 | 2640 | 1684 | 180 | 1864 | 0 | 9963.8
SCE Eastern Study Area | 790 | 2.6 | 224 | 100 | 324 | 2130.8 | 0 | 0 | 810 | 2648.5 | 3458.5 | 2680 | 270 | 2950 | 0 | 9655.9
SDG&E Study Area | 160 | 0 | 1325 | 239 | 1564 | 0 | 0 | 0.84 | 700 | 882 | 1582 | 1389.72 | 100 | 1489.72 | 437 | 5233.56
Total 2034 Resources: | 1969 | 171.015 | 5202.5 | 920.5 | 6123 | 6095.6 | 3855 | 259.6865 | 8481.25 | 10247.6 | 18728.85 | 14957.921 | 1618 | 16575.921 | 1030 | 54808.0725
2039 Portfolio
2039 — Generic Additions Incremental to 2034
CAISO Study Area | Geothermal | Biomass | Wind |  |  | OOS Wind | Offshore Wind | Distributed Solar | Solar |  |  | Li_Battery |  |  | LDES | Total Incremental to 2034
| FCDS (MW) | FCDS (MW) | FCDS (MW) | EODS (MW) | Total (MW) | FCDS (MW) | FCDS (MW) | FCDS (MW) | FCDS (MW) | EODS (MW) | Total (MW) | 4hr - FCDS (MW) | 8hr -FCDS (MW) | Total (MW) | FCDS (MW) | (MW)
PG&E North of Greater Bay Study Area | 0 | 0 | 900.4 | 0 | 900.4 | 0 | 676 | 0 | 155 | 795 | 950 | 0 | 400 | 400 | 0 | 2926.4
PG&E Greater Bay Study Area | 0 | 0 | 0 | 0 | 0 | 1500 | 0 | 0 | 470 | 115 | 585 | 50 | 610 | 660 | 0 | 2745
PG&E Fresno Study Area | 0 | 0 | 0 | 0 | 0 | 0 | 0 | 0 | 390.25 | 2535 | 2925.25 | 115 | 1406.5 | 1521.5 | 0 | 4446.75
PG&E Kern Study Area | 0 | 0 | 0 | 0 | 0 | 0 | 0 | 0 | 355.5 | 759.5 | 1115 | 0 | 540 | 540 | 0 | 1655
SCE Northern Area | 0 | 0 | 0 | 0 | 0 | 0 | 0 | 0 | 1.25 | 1364 | 1365.25 | 0 | 564.5 | 564.5 | 0 | 1929.75
SCE Metro Study Area | 0 | 0 | 0 | 0 | 0 | 0 | 0 | 7 | 0 | 0 | 0 | 50 | 280 | 330 | 0 | 337
SCE North of Lugo Study Area | 0 | 0 | 0 | 0 | 0 | 0 | 0 | 16 | 80 | 348 | 428 | 30 | 175 | 205 | 0 | 649
East of Pisgah Study Area | 0 | 0 | 0 | 0 | 0 | 95.2 | 0 | 0 | 125 | 1465 | 1590 | 504.1 | 515.5 | 1019.6 | 0 | 2704.8
SCE Eastern Study Area | 0 | 0 | 0 | 0 | 0 | 1404.8 | 0 | 0 | 800 | 1575 | 2375 | 0 | 800 | 800 | 0 | 4579.8
SDG&E Study Area | 0 | 0 | 0 | 0 | 0 | 0 | 0 | 0 | 0 | 337 | 337 | 0 | 205 | 205 | 50 | 592
Total Incremental to 2034: | 0 | 0 | 900.4 | 0 | 900.4 | 3000 | 676 | 23 | 2377 | 9293.5 | 11670.5 | 749.1 | 5496.5 | 6245.6 | 50 | 22565.5
2039 — Mapped Generic Resources
CAISO Study Area | Geothermal | Biomass | Wind |  |  | OOS Wind | Offshore Wind | Distributed Solar | Solar |  |  | Li_Battery |  |  | LDES | Total 2039 Generic
| FCDS (MW) | FCDS (MW) | FCDS (MW) | EODS (MW) | Total (MW) | FCDS (MW) | FCDS (MW) | FCDS (MW) | FCDS (MW) | EODS (MW) | Total (MW) | 4hr - FCDS (MW) | 8hr -FCDS (MW) | Total (MW) | FCDS (MW) | (MW)
PG&E North of Greater Bay Study Area | 112 | 91.5 | 1677.9 | 319.5 | 1997.4 | 0 | 1607 | 24 | 430 | 1075 | 1505 | 200 | 488.4 | 688.4 | 5 | 6030.3
PG&E Greater Bay Study Area | 0 | 19.62 | 688 | 90 | 778 | 1500 | 0 | 25.9 | 470 | 115 | 585 | 708.4 | 821.6 | 1530 | 0 | 4438.52
PG&E Fresno Study Area | 0 | 17.2 | 394 | 96 | 490 | 0 | 0 | 40.25 | 1638.5 | 3220 | 4858.5 | 214.6 | 1606.5 | 1821.1 | 130 | 7357.05
PG&E Kern Study Area | 0 | 18 | 300 | 10 | 310 | 0 | 2924 | 41 | 795.5 | 1828.5 | 2624 | 590.4 | 682 | 1272.4 | 0 | 7189.4
SCE Northern Area | 0 | 1 | 564 | 16 | 580 | 0 | 0 | 0 | 1404.25 | 2216 | 3620.25 | 1000 | 734 | 1734 | 258 | 6193.25
SCE Metro Study Area | 0 | 0 | 0 | 0 | 0 | 0 | 0 | 7 | 0 | 0 | 0 | 950 | 446.5 | 1396.5 | 0 | 1403.5
SCE North of Lugo Study Area | 0 | 1.5 | 310 | 50 | 360 | 0 | 0 | 24 | 470 | 1008 | 1478 | 385 | 265 | 650 | 0 | 2513.5
East of Pisgah Study Area | 849 | 0 | 620 | 0 | 620 | 4060 | 0 | 0 | 1075 | 2695 | 3770 | 1564.1 | 695.5 | 2259.6 | 0 | 11558.6
SCE Eastern Study Area | 790 | 0 | 224 | 100 | 324 | 3535.6 | 0 | 0 | 1200 | 2875 | 4075 | 500 | 995 | 1495 | 0 | 10219.6
SDG&E Study Area | 160 | 0 | 1325 | 239 | 1564 | 0 | 0 | 0 | 700 | 609 | 1309 | 289.6 | 305 | 594.6 | 487 | 4114.6
Total 2039 Generic: | 1911 | 148.82 | 6102.9 | 920.5 | 7023.4 | 9095.6 | 4531 | 162.15 | 8183.25 | 15641.5 | 23824.75 | 6402.1 | 7039.5 | 13441.6 | 880 | 61018.32
2039 — Mapped Total Resources (In-Dev & Generic)
CAISO Study Area | Geothermal | Biomass | Wind |  |  | OOS Wind | Offshore Wind | Distributed Solar | Solar |  |  | Li_Battery |  |  | LDES | Total 2039 Resources
| FCDS (MW) | FCDS (MW) | FCDS (MW) | EODS (MW) | Total (MW) | FCDS (MW) | FCDS (MW) | FCDS (MW) | FCDS (MW) | EODS (MW) | Total (MW) | 4hr - FCDS (MW) | 8hr -FCDS (MW) | Total (MW) | FCDS (MW) | (MW)
PG&E North of Greater Bay Study Area | 144 | 97.495 | 1677.9 | 319.5 | 1997.4 | 0 | 1607 | 36.579 | 430 | 1114.6 | 1544.6 | 293.45 | 488.4 | 781.85 | 5 | 6213.924
PG&E Greater Bay Study Area | 0 | 24.62 | 688 | 90 | 778 | 1500 | 0 | 40.2975 | 470 | 215 | 685 | 878.82 | 821.6 | 1700.42 | 0 | 4728.3375
PG&E Fresno Study Area | 0 | 20.2 | 394 | 96 | 490 | 0 | 0 | 66.34 | 3026.5 | 3403.5 | 6430 | 1669.231 | 1606.5 | 3275.731 | 130 | 10412.271
PG&E Kern Study Area | 0 | 18 | 300 | 10 | 310 | 0 | 2924 | 72.63 | 1035.5 | 2060.5 | 3096 | 776.8 | 682 | 1458.8 | 0 | 7879.43
SCE Northern Area | 0 | 1 | 564 | 16 | 580 | 0 | 0 | 5 | 1634.25 | 3017 | 4651.25 | 3239.9 | 734 | 3973.9 | 458 | 9669.15
SCE Metro Study Area | 0 | 5.6 | 0 | 0 | 0 | 0 | 0 | 34 | 0 | 0 | 0 | 1845 | 446.5 | 2291.5 | 0 | 2331.1
SCE North of Lugo Study Area | 0 | 1.5 | 310 | 50 | 360 | 0 | 0 | 27 | 752 | 1258 | 2010 | 746 | 265 | 1011 | 0 | 3409.5
East of Pisgah Study Area | 875 | 0 | 620 | 0 | 620 | 4060 | 0 | 0 | 1200 | 3030 | 4230 | 2188.1 | 695.5 | 2883.6 | 0 | 12668.6
SCE Eastern Study Area | 790 | 2.6 | 224 | 100 | 324 | 3535.6 | 0 | 0 | 1610 | 4223.5 | 5833.5 | 2680 | 1070 | 3750 | 0 | 14235.7
SDG&E Study Area | 160 | 0 | 1325 | 239 | 1564 | 0 | 0 | 0.84 | 700 | 1219 | 1919 | 1389.72 | 305 | 1694.72 | 487 | 5825.56
Total 2039 Resources: | 1969 | 171.015 | 6102.9 | 920.5 | 7023.4 | 9095.6 | 4531 | 282.6865 | 10858.25 | 19541.1 | 30399.35 | 15707.021 | 7114.5 | 22821.521 | 1080 | 77373.5725

## Out-of-CAISO_Summary
Summary Tab for Outside of CAISO BAA Resources
Provides additional information for each outside of CAISO resource. Info includes transmission upgrade and MIC assumptions CPUC staff took for each resource
Busbar Mapping Location |  |  | Out-of-CAISO information |  |  | MIC and Likely Interites |  | In-Development Resources | 2034 — Mapped Generic | 2039 — Mapped Generic
Transmission Area | CAISO Substation | Voltage | Out-of-CAISO substation(s) | Resource Type/Location | Out-of-CAISO Transmission Utilized | CAISO MIC need | Notes on CAISO interites | FCDS (MW) | FCDS (MW) | FCDS (MW)
East of Pisgah Study Area | Eldorado | 500 | various NVE substations (including: Eagle 120 kV, Falcon 120 kV Millers 120 kV | Northern Nevada Geothermal | Existing Tx and New Tx | Expanding MIC | Can consider Harry Allen or other NVE interties in Southern Nevada. Staff assumed wheeling on existing or new NVE transmission. | 0 | 299 | 299
East of Pisgah Study Area | Eldorado | 230 | IPPUTAH, MONAIPPDC, or GONDIPPDC_ITC | Utah Geothermal | Existing Tx | Expanding MIC | Mapped to Eldorado, assuming no additional MIC expansion capacity is available at IPP interties. | 26 | 50 | 50
SDG&E Study Area | Imperial Valley | 230 | IID 92 kV System | Imperial Geothermal, In IID | Existing Tx | Expanding MIC | IID-SDGE intertie | 0 | 160 | 160
SCE Eastern Study Area | Mirage | 230 | Bannister 230 kV (IID), Midway 230 kv (IID), Proposed New Facilities | Imperial Geothermal, In IID | New Tx in IID | Expanding MIC | IID-SCE intertie | 0 | 790 | 790
East of Pisgah Study Area | Eldorado | 500 | Aeolus 500 kV (proposed, WY) | Wyoming Wind | New Tx | Expanding MIC (or in CAISO) | Likely interconnect at Eldorado or Harry Allen. Assumed to utilize TransWest, which is to be subscriber model PTO in CAISO. | 0 | 2904.8 | 3000
East of Pisgah Study Area | Harry Allen | 500 | Midpoint 345 kV (ID) | Idaho Wind | New Tx | Expanding MIC | Assumed to utilize SWIP-North interconnections. | 0 | 1060 | 1060
SCE Eastern Study Area | Palo Verde | 500 | Proposed Substations, Lincoln County, NM | New Mexico Wind | New Tx | Expanding MIC | Assumed to utilize SunZia and other Tx to reach Palo Verde intertie. | 0 | 2130.8 | 3535.6
PG&E Greater Bay Study Area | Tesla | 500 | New Wyoming Substations | Wyoming Wind | New Tx | Expanding MIC | Assumed to use new transmission in line with 2021-2022 CAISO 20-year outlook. | 0 | 0 | 1500
SCE Eastern Study Area | Mirage | 230 | IID 230 kV "KN & KS" Line | Storage, Import from IID | Existing | Expanding MIC | IID-SCE intertie | 50 | 0 | 0
PG&E North of Greater Bay Study Area | Hilltop (NVE) | 345 | Hilltop (NVE) | Northern California Wind | New Tx | In-CAISO (or Expanding MIC) | Working group staff assumed resources to be interconnected in-CAISO requiring new Tx, but could be accessed by new intertie to NVE at Hilltop. | 0 | 0 | 200
PG&E North of Greater Bay Study Area | New Sub - Near existing Madeline (NVE) | 345 | New Sub - Near existing Madeline (NVE) | Northern California Wind | New Tx | In-CAISO (or Expanding MIC) | Working group staff assumed resources to be interconnected in-CAISO requiring new Tx, but could be accessed by new intertie to NVE at Hilltop. | 0 | 0 | 400.4
PG&E North of Greater Bay Study Area | New Sub - Near existing Leavitt (PSREC) | 345 | New Sub - Near existing Leavitt (PSREC) | Northern California Wind | New Tx | In-CAISO (or Expanding MIC) | Working group staff assumed resources to be interconnected-in CAISO requiring new Tx, but could be accessed by new intertie to NVE at Hilltop. | 0 | 0 | 300

## 2034_Criteria_Alignment
Summary of mapped resources alignment with all the applied busbar mapping criteria for the 2034 model year. Results are shown by substation and resource type.
[6 empty] | Total Portfolio |  |  | In-Development |  |  | Generic |  |  | 1. System level transmission capability |  |  |  | 2. Substation level interconnection | 3. Land-use implications and feasibility |  |  |  |  | 4. Environmental (conservation and biological) impact factors | [5 empty] | 5. Community and environmental (societal) impact factors |  |  |  |  | 6. | 7.
CAISO Study Area | Substation | Voltage | Resource Type | Out-of-CAISO | Mapped Res. Note | FCDS | EODS | Total | FCDS | EODS | Total | FCDS | EODS | Total | FCDS Alignment pre-upgrades | Final FCDS Alignment | EODS Alignment pre-upgrades | Final EODS Alignment | Distance to interconnection | Core Screen Criteria Alignment Level | Parcelization Criteria Alignment Level | Cropland Index Criteria Alignment Level | Overdrafted Basin Criteria Alignment Level | Fire Threat Criteria Alignment Level | ACE Connectivity Criteria Alignment | ACE Biodiversity Criteria Alignment | ACE Irreplaceability Criteria Alignment | All ACE Criteria Alignment | Intactness Criteria Alignment | Wetlands Criteria Alignment | Non-Attainment Zone PM2.5 | Non-Attainment Zone O3 | Gas Plant Proximity | IRA Energy Communities | DAC Proximity | Commercial Development Interest | Alignment with Previous TPP | Flag | Notes
East of Pisgah Study Area | Beatty | 138 | Geothermal |  | Central Nevada Geothermal | 500 | 0 | 500 | 0 | 0 | 0 | 500 | 0 | 500 | 5 | 4 | 1 | 1 | 4 | N/A |  |  |  | N/A | N/A | N/A | N/A | N/A | N/A | N/A | 2 | 2 | 3 | 1 | 3 | 5- | 1 | 1 | Assumes long gen-tie from geotheraml regions in Central Nevada to the Beatty sub.
PG&E North of Greater Bay Study Area | Cloverdale | 115 | Geothermal |  |  | 32 | 0 | 32 | 0 | 0 | 0 | 32 | 0 | 32 | 5 | 5 | 1 | 1 | 2 | 1 |  |  |  | 5 | 1 | 1 | 2 | 3 | 1 | 1 | 2 | 2 | 2 | 2 | 3 | 3- | 1 | 1
SCE North of Lugo Study Area | Control | 115 | Geothermal |  |  | 0 | 0 | 0 | 0 | 0 | 0 | 0 | 0 | 0 | 5 | 5 | 3 | 3 | 0 | 1 |  |  |  | 5 | 1 | 1 | 1 | 1 | 2 | 1 | 2 | 2 | 1 | 2 | 3 | 1+ | 1 | 1
PG&E North of Greater Bay Study Area | Eagle Rock (PGE) | 115 | Geothermal |  |  | 32 | 0 | 32 | 32 | 0 | 32 | 0 | 0 | 0 | 5 | 5 | 1 | 1 | 0 | 1 |  |  |  | 5 | 1 | 1 | 2 | 3 | 1 | 1 | 2 | 2 | 1 | 2 | 3 | 1 | 1 | 1
East of Pisgah Study Area | Eldorado | 500 | Geothermal | Yes | Northern Nevada Geothermal | 299 | 0 | 299 | 0 | 0 | 0 | 299 | 0 | 299 | 5 | 4 | 1 | 1 | N/A | N/A |  |  |  | N/A | N/A | N/A | N/A | N/A | N/A | N/A | 2 | 2 | 2 | 2 | 3 | 3- | 1 | 1
East of Pisgah Study Area | Eldorado | 230 | Geothermal | Yes | Utah Geothermal | 76 | 0 | 76 | 26 | 0 | 26 | 50 | 0 | 50 | 5 | 4 | 1 | 1 | N/A | N/A |  |  |  | N/A | N/A | N/A | N/A | N/A | N/A | N/A | 2 | 2 | 2 | 2 | 3 | 3- | 1 | 1
PG&E North of Greater Bay Study Area | Fulton | 230 | Geothermal |  |  | 17 | 0 | 17 | 0 | 0 | 0 | 17 | 0 | 17 | 5 | 5 | 1 | 1 | 2 | 1 |  |  |  | 5 | 1 | 1 | 2 | 3 | 1 | 1 | 2 | 1 | 1 | 2 | 3 | 5- | 5 | 1 | Partially remapped to other subtations in the region.
PG&E North of Greater Bay Study Area | Geysers 12 | 230 | Geothermal |  |  | 63 | 0 | 63 | 0 | 0 | 0 | 63 | 0 | 63 | 5 | 5 | 1 | 1 | 2 | 1 |  |  |  | 5 | 1 | 1 | 2 | 3 | 1 | 1 | 2 | 2 | 2 | 2 | 3 | 5- | 3 | 1
SDG&E Study Area | Imperial Valley | 230 | Geothermal | Yes | Imperial Geothermal, In IID | 160 | 0 | 160 | 0 | 0 | 0 | 160 | 0 | 160 | 5 | 4 | 1 | 1 | 1 | 1 |  |  |  | 1 | 1 | 1 | 1 | 1 | 1 | 1 | 1 | 1 | 2 | 2 | 1 | 5- | 1 | 1
SCE Eastern Study Area | Mirage | 230 | Geothermal | Yes | Imperial Geothermal, In IID | 790 | 0 | 790 | 0 | 0 | 0 | 790 | 0 | 790 | 4 | 4 | 1 | 1 | 1 | 1 |  |  |  | 1 | 1 | 2 | 2 | 2 | 1 | 1 | 2 | 1 | 2 | 2 | 3 | 3- | 1 | 1
PG&E Fresno Study Area | Balch 2 | 230 | Biomass |  |  | 3 | 0 | 3 | 0 | 0 | 0 | 3 | 0 | 3 | 5 | 3 | 5 | 2 | [12 empty] | 3 | 3 | 3 | 1 | 1 | 5- | 1 | 1
PG&E North of Greater Bay Study Area | Bellota | 115 | Biomass |  |  | 1 | 0 | 1 | 0 | 0 | 0 | 1 | 0 | 1 | 1 | 1 | 1 | 1 | [12 empty] | 3 | 3 | 2 | 1 | 1 | 5- | 1 | 1
SCE Northern Area | Big Creek | 230 | Biomass |  |  | 0 | 0 | 0 | 0 | 0 | 0 | 0 | 0 | 0 | 5 | 5 | 1 | 1 | [12 empty] | 3 | 3 | 3 | 1 | 1 | 1 | 4 | 1
PG&E Fresno Study Area | Borden | 230 | Biomass |  |  | 0 | 0 | 0 | 0 | 0 | 0 | 0 | 0 | 0 | 5 | 3 | 5 | 2 | [12 empty] | 3 | 3 | 2 | 1 | 4 | 4+ | 1 | 1
PG&E Greater Bay Study Area | Brentwood | 230 | Biomass |  |  | 1 | 0 | 1 | 0 | 0 | 0 | 1 | 0 | 1 | 5 | 5 | 1 | 1 | [12 empty] | 1 | 3 | 2 | 3 | 3 | 5- | 1 | 1
PG&E North of Greater Bay Study Area | Brunswick | 115 | Biomass |  |  | 7 | 0 | 7 | 0 | 0 | 0 | 7 | 0 | 7 | 1 | 1 | 1 | 1 | [12 empty] | 1 | 3 | 2 | 1 | 1 | 5- | 1 | 1
PG&E Kern Study Area | Caliente | 230 | Biomass |  |  | 1 | 0 | 1 | 0 | 0 | 0 | 1 | 0 | 1 | 5 | 2 | 5 | 3 | [12 empty] | 1 | 3 | 2 | 3 | 3 | 5- | 4 | 1
PG&E North of Greater Bay Study Area | Carberry | 230 | Biomass |  |  | 9.6 | 0 | 9.6 | 0 | 0 | 0 | 9.6 | 0 | 9.6 | 5 | 2 | 1 | 1 | [12 empty] | 1 | 1 | 2 | 1 | 1 | 5- | 1 | 1
PG&E North of Greater Bay Study Area | Caribou | 230 | Biomass |  |  | 11 | 0 | 11 | 0 | 0 | 0 | 11 | 0 | 11 | 5 | 5 | 1 | 1 | [12 empty] | 1 | 1 | 3 | 1 | 1 | 3- | 1 | 1
PG&E North of Greater Bay Study Area | Carquinez | 115 | Biomass |  |  | 0 | 0 | 0 | 0 | 0 | 0 | 0 | 0 | 0 | 1 | 1 | 1 | 1 | [12 empty] | Missing | Missing | Missing | Missing | Missing | 1 | 4 | 1
SCE Metro Study Area | Center | 230 | Biomass |  |  | 0 | 0 | 0 | 0 | 0 | 0 | 0 | 0 | 0 | 1 | 1 | 1 | 1 | [12 empty] | 3 | 3 | 3 | 3 | 4 | 1 | 4 | 1
PG&E Greater Bay Study Area | Coburn | 230 | Biomass |  |  | 4.82 | 0 | 4.82 | 0 | 0 | 0 | 4.82 | 0 | 4.82 | 5 | 3 | 5 | 2 | [12 empty] | 1 | 1 | 2 | 1 | 1 | 5- | 1 | 1
PG&E North of Greater Bay Study Area | Colgate | 230 | Biomass |  |  | 5 | 0 | 5 | 0 | 0 | 0 | 5 | 0 | 5 | 5 | 5 | 1 | 1 | [12 empty] | 1 | 3 | 3 | 3 | 1 | 5- | 1 | 1
SCE North of Lugo Study Area | Control | 115 | Biomass |  |  | 1.5 | 0 | 1.5 | 0 | 0 | 0 | 1.5 | 0 | 1.5 | 5 | 5 | 3 | 3 | [12 empty] | 1 | 1 | 3 | 1 | 1 | 5- | 1 | 1
PG&E North of Greater Bay Study Area | Cortina | 115 | Biomass |  |  | 5 | 0 | 5 | 5 | 0 | 5 | 0 | 0 | 0 | 5 | 5 | 1 | 1 | [12 empty] | 1 | 1 | 2 | 1 | 1 | 1 | 3 | 1
PG&E Greater Bay Study Area | Cottle | 230 | Biomass |  |  | 2 | 0 | 2 | 0 | 0 | 0 | 2 | 0 | 2 | 5 | 2 | 5 | 2 | [12 empty] | 3 | 3 | 2 | 1 | 3 | 5- | 1 | 1
PG&E Greater Bay Study Area | Curtis | 115 | Biomass |  |  | 5 | 0 | 5 | 0 | 0 | 0 | 5 | 0 | 5 | 1 | 1 | 1 | 1 | [12 empty] | 1 | 3 | 3 | 1 | 1 | 5- | 1 | 1
PG&E Greater Bay Study Area | Delta PP | 230 | Biomass |  |  | 0 | 0 | 0 | 0 | 0 | 0 | 0 | 0 | 0 | 5 | 5 | 1 | 1 | [12 empty] | 1 | 3 | 2 | 3 | 3 | 1 | 4 | 1
PG&E Greater Bay Study Area | Donnells PH | 115 | Biomass |  |  | 3 | 0 | 3 | 0 | 0 | 0 | 3 | 0 | 3 | 1 | 1 | 1 | 1 | [12 empty] | 1 | 3 | 3 | 1 | 1 | 5- | 1 | 1
PG&E North of Greater Bay Study Area | Eagle Rock (PGE) | 115 | Biomass |  |  | 2 | 0 | 2 | 0 | 0 | 0 | 2 | 0 | 2 | 5 | 5 | 1 | 1 | [12 empty] | 1 | 1 | 3 | 1 | 1 | 5- | 1 | 1
PG&E Fresno Study Area | Exchequer | 115 | Biomass |  |  | 5.2 | 0 | 5.2 | 0 | 0 | 0 | 5.2 | 0 | 5.2 | 5 | 3 | 5 | 2 | [12 empty] | Missing | Missing | Missing | Missing | Missing | 5- | 1 | 1
PG&E North of Greater Bay Study Area | Fulton | 230 | Biomass |  |  | 0 | 0 | 0 | 0 | 0 | 0 | 0 | 0 | 0 | 5 | 5 | 1 | 1 | [12 empty] | 1 | 3 | 3 | 1 | 1 | 1 | 5 | 1
PG&E North of Greater Bay Study Area | Fulton | 115 | Biomass |  |  | 2 | 0 | 2 | 0 | 0 | 0 | 2 | 0 | 2 | 5 | 5 | 1 | 1 | [12 empty] | 1 | 3 | 3 | 1 | 1 | 5- | 1 | 1
PG&E Kern Study Area | Ganso | 115 | Biomass |  |  | 1 | 0 | 1 | 0 | 0 | 0 | 1 | 0 | 1 | 5 | 2 | 5 | 3 | [12 empty] | 3 | 3 | 2 | 3 | 4 | 5- | 1 | 1
PG&E North of Greater Bay Study Area | Glenn | 230 | Biomass |  |  | 4 | 0 | 4 | 0 | 0 | 0 | 4 | 0 | 4 | 5 | 5 | 1 | 1 | [12 empty] | 1 | 1 | 2 | 1 | 1 | 5- | 1 | 1
SCE Northern Area | Goleta | 230 | Biomass |  |  | 1 | 0 | 1 | 0 | 0 | 0 | 1 | 0 | 1 | 5 | 5 | 1 | 1 | [12 empty] | 1 | 1 | 2 | 3 | 1 | 5- | 1 | 1
PG&E North of Greater Bay Study Area | Higgins | 115 | Biomass |  |  | 15 | 0 | 15 | 0 | 0 | 0 | 15 | 0 | 15 | 5 | 2 | 1 | 1 | [12 empty] | 1 | 3 | 2 | 1 | 1 | 5- | 1 | 1
SCE Metro Study Area | Hinson | 230 | Biomass |  |  | 5.6 | 0 | 5.6 | 5.6 | 0 | 5.6 | 0 | 0 | 0 | 1 | 1 | 1 | 1 | [12 empty] | 3 | 3 | 3 | 3 | 3 | 1 | 1 | 1
PG&E North of Greater Bay Study Area | Honcut | 115 | Biomass |  |  | 2 | 0 | 2 | 0 | 0 | 0 | 2 | 0 | 2 | 5 | 5 | 1 | 1 | [12 empty] | 1 | 3 | 2 | 1 | 1 | 5- | 1 | 1
PG&E North of Greater Bay Study Area | Humboldt | 115 | Biomass |  |  | 2.5 | 0 | 2.5 | 0 | 0 | 0 | 2.5 | 0 | 2.5 | 1 | 1 | 1 | 1 | [12 empty] | Missing | Missing | Missing | Missing | Missing | 5- | 1 | 1
PG&E North of Greater Bay Study Area | Jessup | 115 | Biomass |  |  | 6 | 0 | 6 | 0 | 0 | 0 | 6 | 0 | 6 | 5 | 2 | 1 | 1 | [12 empty] | 1 | 1 | 3 | 1 | 1 | 1 | 1 | 1
PG&E Fresno Study Area | Kearney | 230 | Biomass |  |  | 0 | 0 | 0 | 0 | 0 | 0 | 0 | 0 | 0 | 5 | 2 | 5 | 2 | [12 empty] | 3 | 3 | 2 | 1 | 4 | 1 | 5 | 1
PG&E North of Greater Bay Study Area | Lakeville | 230 | Biomass |  |  | 0.995 | 0 | 0.995 | 0.995 | 0 | 0.995 | 0 | 0 | 0 | 5 | 5 | 1 | 1 | [12 empty] | 1 | 3 | 3 | 1 | 1 | 1 | 1 | 1
PG&E Kern Study Area | Lamont | 115 | Biomass |  |  | 5 | 0 | 5 | 0 | 0 | 0 | 5 | 0 | 5 | 5 | 2 | 5 | 2 | [12 empty] | 3 | 3 | 3 | 3 | 4 | 1 | 1 | 1
PG&E Greater Bay Study Area | Los Esteros | 115 | Biomass |  |  | 0 | 0 | 0 | 0 | 0 | 0 | 0 | 0 | 0 | 1 | 1 | 1 | 1 | [12 empty] | 1 | 3 | 3 | 1 | 3 | 1 | 5 | 1
PG&E North of Greater Bay Study Area | Mendocino | 115 | Biomass |  |  | 1 | 0 | 1 | 0 | 0 | 0 | 1 | 0 | 1 | 5 | 5 | 1 | 1 | [12 empty] | 1 | 1 | 2 | 1 | 1 | 5- | 1 | 1
PG&E Greater Bay Study Area | Metcalf | 230 | Biomass |  |  | 0 | 0 | 0 | 0 | 0 | 0 | 0 | 0 | 0 | 5 | 5 | 1 | 1 | [12 empty] | 1 | 3 | 3 | 1 | 1 | 1 | 5 | 1
PG&E Greater Bay Study Area | Metcalf | 115 | Biomass |  |  | 1.8 | 0 | 1.8 | 0 | 0 | 0 | 1.8 | 0 | 1.8 | 5 | 5 | 1 | 1 | [12 empty] | 1 | 3 | 3 | 1 | 1 | 5- | 1 | 1
PG&E North of Greater Bay Study Area | Palermo | 230 | Biomass |  |  | 0 | 0 | 0 | 0 | 0 | 0 | 0 | 0 | 0 | 5 | 5 | 1 | 1 | [12 empty] | 1 | 3 | 2 | 1 | 1 | 1 | 4 | 1
PG&E North of Greater Bay Study Area | Palermo | 115 | Biomass |  |  | 4.1 | 0 | 4.1 | 0 | 0 | 0 | 4.1 | 0 | 4.1 | 5 | 5 | 1 | 1 | [12 empty] | 1 | 3 | 2 | 1 | 1 | 5- | 1 | 1
PG&E North of Greater Bay Study Area | Parkway | 230 | Biomass |  |  | 2.3 | 0 | 2.3 | 0 | 0 | 0 | 2.3 | 0 | 2.3 | 5 | 5 | 1 | 1 | [12 empty] | 1 | 3 | 2 | 3 | 3 | 1 | 1 | 1
PG&E North of Greater Bay Study Area | Pease | 115 | Biomass |  |  | 0 | 0 | 0 | 0 | 0 | 0 | 0 | 0 | 0 | 5 | 5 | 1 | 1 | [12 empty] | 1 | 1 | 2 | 3 | 3 | 1 | 4 | 1
PG&E Greater Bay Study Area | Peoria | 115 | Biomass |  |  | 2 | 0 | 2 | 0 | 0 | 0 | 2 | 0 | 2 | 1 | 1 | 1 | 1 | [12 empty] | 1 | 3 | 2 | 1 | 1 | 5- | 1 | 1
PG&E Fresno Study Area | Pine Flat | 230 | Biomass |  |  | 8 | 0 | 8 | 0 | 0 | 0 | 8 | 0 | 8 | 5 | 3 | 5 | 2 | [12 empty] | 3 | 3 | 3 | 1 | 1 | 5- | 1 | 1
PG&E North of Greater Bay Study Area | Pit 1 | 230 | Biomass |  |  | 0 | 0 | 0 | 0 | 0 | 0 | 0 | 0 | 0 | 5 | 5 | 1 | 1 | [12 empty] | 1 | 1 | 3 | 1 | 1 | 1 | 4 | 1
PG&E North of Greater Bay Study Area | Placerville | 115 | Biomass |  |  | 2 | 0 | 2 | 0 | 0 | 0 | 2 | 0 | 2 | 5 | 2 | 1 | 1 | [12 empty] | 1 | 3 | 2 | 1 | 1 | 5- | 4 | 1
SCE North of Lugo Study Area | Roadway | 115 | Biomass |  |  | 0 | 0 | 0 | 0 | 0 | 0 | 0 | 0 | 0 | 1 | 1 | 1 | 1 | [12 empty] | 1 | 3 | 2 | 1 | 4 | 1 | 5 | 1
PG&E North of Greater Bay Study Area | Round Mountain | 230 | Biomass |  |  | 14 | 0 | 14 | 0 | 0 | 0 | 14 | 0 | 14 | 5 | 2 | 1 | 1 | [12 empty] | 1 | 1 | 2 | 1 | 1 | 5- | 1 | 1
PG&E Kern Study Area | San Luis Obispo | 115 | Biomass |  |  | 11 | 0 | 11 | 0 | 0 | 0 | 11 | 0 | 11 | 1 | 1 | 1 | 1 | [12 empty] | 1 | 1 | 2 | 3 | 1 | 3- | 1 | 1
PG&E Fresno Study Area | Sanger | 115 | Biomass |  |  | 3 | 0 | 3 | 3 | 0 | 3 | 0 | 0 | 0 | 5 | 2 | 5 | 2 | [12 empty] | 3 | 3 | 2 | 1 | 4 | 1 | 5 | 1
SCE Northern Area | Springville | 230 | Biomass |  |  | 0 | 0 | 0 | 0 | 0 | 0 | 0 | 0 | 0 | 5 | 5 | 1 | 1 | [12 empty] | 3 | 3 | 2 | 1 | 3 | 1 | 4 | 1
PG&E North of Greater Bay Study Area | Table Mountain | 230 | Biomass |  |  | 0 | 0 | 0 | 0 | 0 | 0 | 0 | 0 | 0 | 5 | 5 | 1 | 1 | [12 empty] | 1 | 3 | 2 | 1 | 3 | 1 | 4 | 1
PG&E Greater Bay Study Area | Tracy | 230 | Biomass |  |  | 5 | 0 | 5 | 5 | 0 | 5 | 0 | 0 | 0 | 5 | 2 | 5 | 2 | [12 empty] | 1 | 3 | 2 | 3 | 3 | 1 | 1 | 1
PG&E North of Greater Bay Study Area | Ukiah | 115 | Biomass |  |  | 1 | 0 | 1 | 0 | 0 | 0 | 1 | 0 | 1 | 1 | 1 | 1 | 1 | [12 empty] | Missing | Missing | Missing | Missing | Missing | 5- | 1 | 1
SCE Eastern Study Area | Vista (SCE) | 230 | Biomass |  |  | 2.6 | 0 | 2.6 | 2.6 | 0 | 2.6 | 0 | 0 | 0 | 1 | 1 | 1 | 1 | [12 empty] | 3 | 3 | 2 | 3 | 4 | 1 | 1 | 1
PG&E Fresno Study Area | Westley | 230 | Biomass |  |  | 0 | 0 | 0 | 0 | 0 | 0 | 0 | 0 | 0 | 5 | 2 | 5 | 2 | [12 empty] | 3 | 3 | 2 | 1 | 4 | 1 | 5 | 1
PG&E Fresno Study Area | Wilson | 115 | Biomass |  |  | 1 | 0 | 1 | 0 | 0 | 0 | 1 | 0 | 1 | 5 | 2 | 5 | 2 | [12 empty] | 3 | 3 | 2 | 1 | 4 | 3- | 1 | 1
PG&E North of Greater Bay Study Area | Wyandotte | 115 | Biomass |  |  | 0 | 0 | 0 | 0 | 0 | 0 | 0 | 0 | 0 | 5 | 5 | 1 | 1 | [12 empty] | 1 | 3 | 2 | 1 | 3 | 1 | 4 | 1
PG&E Greater Bay Study Area | Altamont Midway (Sandhill) | 230 | Wind, Onshore |  |  | 5 | 0 | 5 | 0 | 0 | 0 | 5 | 0 | 5 | 5 | 5 | 1 | 1 | 1 | 1 |  |  |  | 2 | 2 | 2 | 2 | 3 | 1 | 1 | 2 | 1 | 1 | 1 | 3 | 1 | 1 | 1
SCE Northern Area | Antelope | 230 | Wind, Onshore |  |  | 140 | 16 | 156 | 0 | 0 | 0 | 140 | 16 | 156 | 1 | 1 | 1 | 1 | 1 | 2 |  |  |  | 5 | 1 | 1 | 1 | 1 | 1 | 1 | 2 | 1 | 1 | 1 | 3 | 5- | 1 | 1
PG&E North of Greater Bay Study Area | Birds Landing | 230 | Wind, Onshore |  |  | 100 | 110 | 210 | 0 | 0 | 0 | 100 | 110 | 210 | 5 | 5 | 1 | 1 | 2 | 4 |  |  |  | 2 | 1 | 1 | 1 | 2 | 1 | 1 | 2 | 1 | 1 | 1 | 1 | 2- | 1 | 1
PG&E Kern Study Area | Caliente | 230 | Wind, Onshore |  |  | 200 | 10 | 210 | 0 | 0 | 0 | 200 | 10 | 210 | 5 | 2 | 5 | 3 | 2 | 4 |  |  |  | 1 | 2 | 1 | 2 | 2 | 3 | 2 | 2 | 1 | 2 | 1 | 2 | 2- | 1 | 1
PG&E Greater Bay Study Area | Coburn | 230 | Wind, Onshore |  |  | 100 | 0 | 100 | 0 | 0 | 0 | 100 | 0 | 100 | 5 | 3 | 5 | 2 | 1 | 1 |  |  |  | 1 | 1 | 1 | 1 | 2 | 1 | 1 | 2 | 2 | 2 | 2 | 3 | 5- | 1 | 1
SCE North of Lugo Study Area | Coolwater | 115 | Wind, Onshore |  |  | 210 | 0 | 210 | 0 | 0 | 0 | 210 | 0 | 210 | 1 | 1 | 1 | 1 | 2 | 2 |  |  |  | 1 | 2 | 1 | 1 | 2 | 2 | 2 | 2 | 1 | 1 | 1 | 2 | 2- | 1 | 1
PG&E Greater Bay Study Area | Delta PP | 230 | Wind, Onshore |  |  | 0 | 0 | 0 | 0 | 0 | 0 | 0 | 0 | 0 | 5 | 5 | 1 | 1 | 1 | 1 |  |  |  | 2 | 2 | 1 | 1 | 2 | 1 | 1 | 2 | 1 | 2 | 1 | 2 | 1 | 4 | 1
SCE Eastern Study Area | Devers | 500 | Wind, Onshore |  |  | 0 | 0 | 0 | 0 | 0 | 0 | 0 | 0 | 0 | 1 | 1 | 1 | 1 | 1 | 0 |  |  |  | 0 | 0 | 0 | 0 | 0 | 0 | 0 | 2 | 1 | 1 | 2 | 3 | 1+ | 1 | 1
SCE Eastern Study Area | Devers | 230 | Wind, Onshore |  |  | 224 | 100 | 324 | 0 | 0 | 0 | 224 | 100 | 324 | 1 | 1 | 1 | 1 | 2 | 3 |  |  |  | 5 | 2 | 1 | 2 | 2 | 2 | 2 | 2 | 1 | 1 | 2 | 3 | 2- | 1 | 1
PG&E North of Greater Bay Study Area | Eagle Rock (PGE) | 115 | Wind, Onshore |  |  | 104 | 27 | 131 | 0 | 0 | 0 | 104 | 27 | 131 | 5 | 5 | 1 | 1 | 2 | 4 |  |  |  | 5 | 2 | 1 | 3 | 5 | 1 | 4 | 2 | 2 | 1 | 2 | 3 | 3- | 1 | 1
SDG&E Study Area | ECO | 500 | Wind, Onshore |  | Baja California, MX, Wind | 500 | 0 | 500 | 0 | 0 | 0 | 500 | 0 | 500 | 5 | 4 | 1 | 1 | 2 | #N/A |  |  |  | #N/A | #N/A | #N/A | #N/A | #N/A | #N/A | #N/A | 2 | 1 | 1 | 2 | 3 | 2- | 1 | 1
SDG&E Study Area | ECO | 230 | Wind, Onshore |  | Baja California, MX, Wind | 415 | 185 | 600 | 0 | 0 | 0 | 415 | 185 | 600 | 5 | 4 | 1 | 1 | 2 | #N/A |  |  |  | #N/A | #N/A | #N/A | #N/A | #N/A | #N/A | #N/A | 2 | 1 | 1 | 2 | 3 | 2- | 1 | 1
SDG&E Study Area | ECO | 138 | Wind, Onshore |  |  | 60 | 4 | 64 | 0 | 0 | 0 | 60 | 4 | 64 | 5 | 4 | 1 | 1 | 2 | 2 |  |  |  | 5 | 1 | 1 | 1 | 2 | 1 | 1 | 2 | 1 | 1 | 2 | 3 | 1 | 5 | 1
SCE Eastern Study Area | El Casco | 230 | Wind, Onshore |  |  | 0 | 0 | 0 | 0 | 0 | 0 | 0 | 0 | 0 | 1 | 1 | 1 | 1 | 3 | 1 |  |  |  | 5 | 1 | 1 | 1 | 2 | 2 | 1 | 1 | 1 | 2 | 2 | 2 | 1+ | 1 | 1
PG&E North of Greater Bay Study Area | Glenn | 230 | Wind, Onshore |  |  | 233 | 100 | 333 | 0 | 0 | 0 | 233 | 100 | 333 | 5 | 5 | 1 | 1 | 1 | 2 |  |  |  | 1 | 2 | 1 | 1 | 2 | 1 | 2 | 2 | 2 | 2 | 2 | 3 | 5- | 1 | 1
PG&E Fresno Study Area | Gregg | 230 | Wind, Onshore |  |  | 105 | 35 | 140 | 0 | 0 | 0 | 105 | 35 | 140 | 5 | 3 | 5 | 2 | 1 | 1 |  |  |  | 1 | 1 | 1 | 1 | 1 | 1 | 1 | 1 | 1 | 2 | 2 | 1 | 5- | 1 | 1
PG&E North of Greater Bay Study Area | New Sub - Near existing Madeline (NVE) | 345 | Wind, Onshore |  | Lassen Co. Wind, Needs New Tx to connect to CAISO | 0 | 0 | 0 | 0 | 0 | 0 | 0 | 0 | 0 | 5 | 2 | 1 | 1 | 1 | 0 |  |  |  | 0 | 0 | 0 | 0 | 0 | 0 | 0 | Missing | Missing | Missing | Missing | Missing | 1+ | 1 | 1
PG&E North of Greater Bay Study Area | New Sub - Near existing Leavitt (PSREC) | 345 | Wind, Onshore |  | Lassen Co. Wind, Needs New Tx to connect to CAISO | 0 | 0 | 0 | 0 | 0 | 0 | 0 | 0 | 0 | 5 | 2 | 1 | 1 | 1 | 0 |  |  |  | 0 | 0 | 0 | 0 | 0 | 0 | 0 | Missing | Missing | Missing | Missing | Missing | 1+ | 1 | 1
East of Pisgah Study Area | Innovation | 230 | Wind, Onshore |  |  | 0 | 0 | 0 | 0 | 0 | 0 | 0 | 0 | 0 | 5 | 4 | 1 | 1 | 1 | 1 |  |  |  | N/A | N/A | N/A | N/A | N/A | N/A | N/A | 2 | 2 | 3 | 1 | 3 | 1 | 5 | 1
PG&E Greater Bay Study Area | Kelso | 230 | Wind, Onshore |  |  | 151 | 45 | 196 | 0 | 0 | 0 | 151 | 45 | 196 | 5 | 5 | 1 | 1 | 2 | 1 |  |  |  | 2 | 1 | 1 | 1 | 2 | 1 | 1 | 2 | 1 | 1 | 1 | 2 | 1 | 1 | 1
East of Pisgah Study Area | Lathrop | 138 | Wind, Onshore |  |  | 310 | 0 | 310 | 0 | 0 | 0 | 310 | 0 | 310 | 5 | 4 | 1 | 1 | 1 | 2 |  |  |  | N/A | N/A | N/A | N/A | N/A | N/A | N/A | 2 | 2 | 3 | 1 | 3 | 3- | 1 | 1
PG&E Fresno Study Area | Los Banos | 230 | Wind, Onshore |  |  | 120 | 30 | 150 | 0 | 0 | 0 | 120 | 30 | 150 | 5 | 3 | 5 | 2 | 2 | 2 |  |  |  | 1 | 3 | 1 | 1 | 3 | 1 | 2 | 1 | 1 | 2 | 2 | 1 | 5- | 1 | 1
SCE North of Lugo Study Area | New Sub - Lugo - Pisgah (Proposed) | 230 | Wind, Onshore |  |  | 100 | 50 | 150 | 0 | 0 | 0 | 100 | 50 | 150 | 1 | 1 | 1 | 1 | 1 | 4 |  |  |  | 1 | 2 | 2 | 2 | 2 | 3 | 2 | Missing | Missing | Missing | Missing | Missing | 3- | 1 | 1
PG&E Greater Bay Study Area | Metcalf | 500 | Wind, Onshore |  |  | 0 | 0 | 0 | 0 | 0 | 0 | 0 | 0 | 0 | 5 | 5 | 1 | 1 | 1 | 0 |  |  |  | 0 | 0 | 0 | 0 | 0 | 0 | 0 | 2 | 1 | 1 | 2 | 3 | 1+ | 1 | 1
East of Pisgah Study Area | Mohave | 500 | Wind, Onshore |  |  | 0 | 0 | 0 | 0 | 0 | 0 | 0 | 0 | 0 | 5 | 2 | 1 | 1 | 3 | 1 |  |  |  | N/A | N/A | N/A | N/A | N/A | N/A | N/A | 2 | 2 | 1 | 1 | 3 | 1+ | 1 | 1
PG&E North of Greater Bay Study Area | New Sub - Pit 1 - Cottonwood (Proposed) | 230 | Wind, Onshore |  |  | 200 | 10 | 210 | 0 | 0 | 0 | 200 | 10 | 210 | 5 | 5 | 1 | 1 | 2 | 3 |  |  |  | 5 | 1 | 1 | 1 | 2 | 3 | 1 | 2 | 2 | 2 | 2 | 3 | 1 | 1 | 1
PG&E North of Greater Bay Study Area | Round Mountain | 230 | Wind, Onshore |  |  | 80 | 20 | 100 | 0 | 0 | 0 | 80 | 20 | 100 | 5 | 2 | 1 | 1 | 3 | 3 |  |  |  | 5 | 1 | 1 | 1 | 2 | 3 | 1 | 2 | 2 | 2 | 2 | 3 | 5- | 4 | 1
East of Pisgah Study Area | Sloan Canyon | 230 | Wind, Onshore |  |  | 310 | 0 | 310 | 0 | 0 | 0 | 310 | 0 | 310 | 5 | 4 | 1 | 1 | 2 | 2 |  |  |  | N/A | N/A | N/A | N/A | N/A | N/A | N/A | 2 | 2 | 2 | 2 | 3 | 1 | 1 | 1
SDG&E Study Area | New Sub - Suncrest - Ocotillo (Proposed) | 500 | Wind, Onshore |  |  | 350 | 50 | 400 | 0 | 0 | 0 | 350 | 50 | 400 | 5 | 4 | 1 | 1 | 2 | 4 |  |  |  | 5 | 1 | 2 | 2 | 2 | 2 | 2 | Missing | Missing | Missing | Missing | Missing | 1 | 1 | 1
PG&E North of Greater Bay Study Area | Table Mountain | 230 | Wind, Onshore |  |  | 60.5 | 52.5 | 113 | 0 | 0 | 0 | 60.5 | 52.5 | 113 | 5 | 5 | 1 | 1 | 2 | 2 |  |  |  | 2 | 2 | 1 | 2 | 3 | 1 | 1 | 2 | 1 | 2 | 2 | 2 | 5- | 1 | 1
PG&E Kern Study Area | Templeton | 230 | Wind, Onshore |  |  | 100 | 0 | 100 | 0 | 0 | 0 | 100 | 0 | 100 | 5 | 2 | 5 | 3 | 2 | 1 |  |  |  | 4 | 1 | 1 | 1 | 1 | 1 | 1 | 2 | 2 | 1 | 1 | 3 | 5- | 1 | 1
PG&E Greater Bay Study Area | Tesla | 500 | Wind, Onshore |  |  | 302 | 0 | 302 | 0 | 0 | 0 | 302 | 0 | 302 | 1 | 1 | 1 | 1 | 2 | 4 |  |  |  | 2 | 2 | 1 | 1 | 2 | 1 | 2 | 2 | 1 | 2 | 1 | 2 | 3+ | 3 | 1
PG&E Greater Bay Study Area | Tesla | 230 | Wind, Onshore |  |  | 130 | 45 | 175 | 0 | 0 | 0 | 130 | 45 | 175 | 1 | 1 | 1 | 1 | 2 | 4 |  |  |  | 2 | 2 | 1 | 1 | 2 | 1 | 2 | 2 | 1 | 2 | 1 | 2 | 1 | 1 | 1
SCE Northern Area | Whirlwind | 230 | Wind, Onshore |  |  | 300 | 0 | 300 | 0 | 0 | 0 | 300 | 0 | 300 | 1 | 1 | 1 | 1 | 1 | 2 |  |  |  | 2 | 1 | 1 | 1 | 2 | 1 | 2 | 2 | 1 | 2 | 1 | 3 | 5- | 1 | 1
PG&E Fresno Study Area | Wilson | 230 | Wind, Onshore |  |  | 169 | 31 | 200 | 0 | 0 | 0 | 169 | 31 | 200 | 5 | 2 | 5 | 2 | 3 | 1 |  |  |  | 1 | 2 | 1 | 1 | 2 | 1 | 1 | 1 | 1 | 2 | 2 | 1 | 3- | 1 | 1
SCE Northern Area | Windhub | 230 | Wind, Onshore |  |  | 124 | 0 | 124 | 0 | 0 | 0 | 124 | 0 | 124 | 1 | 1 | 1 | 1 | 2 | 1 |  |  |  | 2 | 1 | 1 | 1 | 2 | 1 | 1 | 2 | 1 | 1 | 1 | 2 | 5- | 1 | 1
East of Pisgah Study Area | Eldorado | 500 | OOS Wind | Yes | Wyoming Wind | 2904.8 | 0 | 2904.8 | 0 | 0 | 0 | 2904.8 | 0 | 2904.8 | 5 | 4 | 1 | 1 | [12 empty] | 2 | 2 | 2 | 2 | 3 | 3- | 1 | 1
East of Pisgah Study Area | Harry Allen | 500 | OOS Wind | Yes | Idaho Wind | 1060 | 0 | 1060 | 0 | 0 | 0 | 1060 | 0 | 1060 | 5 | 4 | 1 | 1 | [12 empty] | Missing | Missing | Missing | Missing | Missing | 3- | 1 | 1
SCE Eastern Study Area | Palo Verde | 500 | OOS Wind | Yes | New Mexico Wind | 2130.8 | 0 | 2130.8 | 0 | 0 | 0 | 2130.8 | 0 | 2130.8 | 5 | 4 | 1 | 1 | [12 empty] | 2 | 1 | 2 | 2 | 3 | 3- | 3 | 1
PG&E Kern Study Area | Diablo | 500 | Offshore Wind |  | Morro Bay OSW | 2924 | 0 | 2924 | 0 | 0 | 0 | 2924 | 0 | 2924 | 1 | 1 | 1 | 1 | [12 empty] | 2 | 2 | 1 | 1 | 3 | 3- | 3 | 1
PG&E Kern Study Area | Morro Bay (Proposed) | 500 | Offshore Wind |  | Morro Bay OSW | 0 | 0 | 0 | 0 | 0 | 0 | 0 | 0 | 0 | 1 | 1 | 1 | 1 | [12 empty] | 2 | 2 | 1 | 1 | 3 | 1+ | 1 | 1
PG&E North of Greater Bay Study Area | Humboldt | 115 | Offshore Wind |  | Humboldt OSW | 0 | 0 | 0 | 0 | 0 | 0 | 0 | 0 | 0 | 1 | 1 | 1 | 1 | [12 empty] | Missing | Missing | Missing | Missing | Missing | 2+ | 4 | 1
PG&E North of Greater Bay Study Area | Humboldt (Proposed) | 500 | Offshore Wind |  | Humboldt OSW | 931 | 0 | 931 | 0 | 0 | 0 | 931 | 0 | 931 | 5 | 2 | 5 | 2 | [12 empty] | Missing | Missing | Missing | Missing | Missing | 5- | 4 | 1
PG&E Kern Study Area | 7th Standard | 115 | Distributed_Solar |  |  | 2.5 | 0 | 2.5 | 0 | 0 | 0 | 2.5 | 0 | 2.5 | 5 | 2 | 5 | 2 | [12 empty] | Missing | Missing | Missing | Missing | Missing | 1 | 1 | 1
PG&E Kern Study Area | Alpaugh | 115 | Distributed_Solar |  |  | 6 | 0 | 6 | 6 | 0 | 6 | 0 | 0 | 0 | 5 | 2 | 5 | 3 | [12 empty] | 1 | 1 | 2 | 2 | 1 | 1 | 1 | 1
SCE Northern Area | Antelope | 230 | Distributed_Solar |  |  | 2 | 0 | 2 | 2 | 0 | 2 | 0 | 0 | 0 | 1 | 1 | 1 | 1 | [12 empty] | 2 | 1 | 1 | 1 | 3 | 1+ | 1 | 1
PG&E Kern Study Area | Arco | 230 | Distributed_Solar |  |  | 6.99 | 0 | 6.99 | 4.79 | 0 | 4.79 | 2.2 | 0 | 2.2 | 5 | 2 | 5 | 2 | [12 empty] | 1 | 1 | 2 | 1 | 1 | 3+ | 1 | 1
SCE Metro Study Area | Barre | 230 | Distributed_Solar |  |  | 23 | 0 | 23 | 23 | 0 | 23 | 0 | 0 | 0 | 1 | 1 | 1 | 1 | [12 empty] | 1 | 1 | 1 | 1 | 2 | 1 | 1 | 1
PG&E North of Greater Bay Study Area | Bellevue | 115 | Distributed_Solar |  |  | 0.96 | 0 | 0.96 | 0.96 | 0 | 0.96 | 0 | 0 | 0 | 1 | 1 | 1 | 1 | [12 empty] | 2 | 1 | 2 | 2 | 3 | 1 | 1 | 1
PG&E Fresno Study Area | Borden | 230 | Distributed_Solar |  |  | 4.5 | 0 | 4.5 | 0 | 0 | 0 | 4.5 | 0 | 4.5 | 5 | 3 | 5 | 2 | [12 empty] | 1 | 1 | 2 | 2 | 1 | 1 | 1 | 1
PG&E Greater Bay Study Area | Brentwood | 230 | Distributed_Solar |  |  | 5.99 | 0 | 5.99 | 5.99 | 0 | 5.99 | 0 | 0 | 0 | 5 | 5 | 1 | 1 | [12 empty] | 2 | 1 | 2 | 1 | 2 | 1+ | 1 | 1
PG&E North of Greater Bay Study Area | Brunswick | 115 | Distributed_Solar |  |  | 0 | 0 | 0 | 0 | 0 | 0 | 0 | 0 | 0 | 1 | 1 | 1 | 1 | [12 empty] | 2 | 1 | 2 | 2 | 3 | 4+ | 1 | 1
PG&E North of Greater Bay Study Area | Calpella | 115 | Distributed_Solar |  |  | 4 | 0 | 4 | 0 | 0 | 0 | 4 | 0 | 4 | 1 | 1 | 1 | 1 | [12 empty] | 2 | 2 | 1 | 2 | 3 | 1 | 1 | 1
PG&E North of Greater Bay Study Area | Carquinez | 115 | Distributed_Solar |  |  | 0 | 0 | 0 | 0 | 0 | 0 | 0 | 0 | 0 | 1 | 1 | 1 | 1 | [12 empty] | Missing | Missing | Missing | Missing | Missing | 1 | 4 | 1
SCE Metro Study Area | Center | 230 | Distributed_Solar |  |  | 0 | 0 | 0 | 0 | 0 | 0 | 0 | 0 | 0 | 1 | 1 | 1 | 1 | [12 empty] | 1 | 1 | 1 | 1 | 1 | 1+ | 1 | 1
PG&E Kern Study Area | Charca | 115 | Distributed_Solar |  |  | 4.66 | 0 | 4.66 | 4.66 | 0 | 4.66 | 0 | 0 | 0 | 1 | 1 | 1 | 1 | [12 empty] | 1 | 1 | 2 | 1 | 1 | 1 | 1 | 1
SCE Metro Study Area | Chino | 230 | Distributed_Solar |  |  | 0 | 0 | 0 | 0 | 0 | 0 | 0 | 0 | 0 | 1 | 1 | 1 | 1 | [12 empty] | 1 | 1 | 1 | 2 | 2 | 1+ | 1 | 1
PG&E Fresno Study Area | Chowchilla | 115 | Distributed_Solar |  |  | 7 | 0 | 7 | 0 | 0 | 0 | 7 | 0 | 7 | 5 | 2 | 5 | 2 | [12 empty] | 1 | 1 | 1 | 2 | 1 | 3+ | 1 | 1
PG&E North of Greater Bay Study Area | Cloverdale | 115 | Distributed_Solar |  |  | 0 | 0 | 0 | 0 | 0 | 0 | 0 | 0 | 0 | 5 | 5 | 1 | 1 | [12 empty] | 2 | 2 | 2 | 2 | 3 | 4+ | 1 | 1
PG&E Greater Bay Study Area | Contra Costa | 230 | Distributed_Solar |  |  | 0.9375 | 0 | 0.9375 | 0.9375 | 0 | 0.9375 | 0 | 0 | 0 | 5 | 5 | 1 | 1 | [12 empty] | 2 | 1 | 1 | 1 | 2 | 1 | 1 | 1
SCE North of Lugo Study Area | Coolwater | 115 | Distributed_Solar |  |  | 0 | 0 | 0 | 0 | 0 | 0 | 0 | 0 | 0 | 1 | 1 | 1 | 1 | [12 empty] | 2 | 1 | 1 | 1 | 2 | 1+ | 1 | 1
PG&E Fresno Study Area | Corcoran | 115 | Distributed_Solar |  |  | 4 | 0 | 4 | 0 | 0 | 0 | 4 | 0 | 4 | 3 | 3 | 5 | 2 | [12 empty] | 1 | 1 | 2 | 2 | 1 | 3- | 1 | 1
PG&E Fresno Study Area | Dairyland | 115 | Distributed_Solar |  |  | 5 | 0 | 5 | 0 | 0 | 0 | 5 | 0 | 5 | 1 | 1 | 1 | 1 | [12 empty] | 1 | 1 | 2 | 2 | 1 | 1 | 1 | 1
PG&E Greater Bay Study Area | Delta PP | 230 | Distributed_Solar |  |  | 0 | 0 | 0 | 0 | 0 | 0 | 0 | 0 | 0 | 5 | 5 | 1 | 1 | [12 empty] | 2 | 1 | 2 | 1 | 2 | 1 | 4 | 1
PG&E Greater Bay Study Area | Dixon Landing | 115 | Distributed_Solar |  |  | 2.3 | 0 | 2.3 | 0 | 0 | 0 | 2.3 | 0 | 2.3 | 1 | 1 | 1 | 1 | [12 empty] | 2 | 1 | 1 | 1 | 2 | 1 | 1 | 1
PG&E Fresno Study Area | Dos Amigos | 230 | Distributed_Solar |  |  | 3 | 0 | 3 | 3 | 0 | 3 | 0 | 0 | 0 | 5 | 3 | 5 | 2 | [12 empty] | 1 | 1 | 2 | 2 | 1 | 1 | 1 | 1
PG&E Greater Bay Study Area | Dumbarton | 115 | Distributed_Solar |  |  | 1 | 0 | 1 | 0 | 0 | 0 | 1 | 0 | 1 | 1 | 1 | 1 | 1 | [12 empty] | Missing | Missing | Missing | Missing | Missing | 1 | 1 | 1
PG&E Fresno Study Area | El Nido (PGE) | 115 | Distributed_Solar |  |  | 3 | 0 | 3 | 3 | 0 | 3 | 0 | 0 | 0 | 5 | 2 | 5 | 2 | [12 empty] | 1 | 1 | 2 | 2 | 1 | 1 | 1 | 1
PG&E Kern Study Area | Elk Hills | 230 | Distributed_Solar |  |  | 5.25 | 0 | 5.25 | 2.25 | 0 | 2.25 | 3 | 0 | 3 | 5 | 2 | 5 | 3 | [12 empty] | 1 | 1 | 2 | 1 | 1 | 1 | 1 | 1
SCE Eastern Study Area | Etiwanda | 230 | Distributed_Solar |  |  | 0 | 0 | 0 | 0 | 0 | 0 | 0 | 0 | 0 | 1 | 1 | 1 | 1 | [12 empty] | 1 | 1 | 1 | 2 | 2 | 1+ | 1 | 1
PG&E Greater Bay Study Area | Evergreen | 115 | Distributed_Solar |  |  | 0 | 0 | 0 | 0 | 0 | 0 | 0 | 0 | 0 | 5 | 5 | 1 | 1 | [12 empty] | 2 | 1 | 2 | 2 | 2 | 1+ | 1 | 1
PG&E Kern Study Area | Famoso | 115 | Distributed_Solar |  |  | 5 | 0 | 5 | 0 | 0 | 0 | 5 | 0 | 5 | 1 | 1 | 1 | 1 | [12 empty] | 1 | 1 | 2 | 1 | 1 | 1 | 1 | 1
PG&E Kern Study Area | Ganso | 115 | Distributed_Solar |  |  | 1.5 | 0 | 1.5 | 0 | 0 | 0 | 1.5 | 0 | 1.5 | 5 | 2 | 5 | 3 | [12 empty] | 1 | 1 | 2 | 1 | 1 | 1 | 1 | 1
PG&E Fresno Study Area | Gates | 230 | Distributed_Solar |  |  | 4.59 | 0 | 4.59 | 4.59 | 0 | 4.59 | 0 | 0 | 0 | 5 | 3 | 5 | 3 | [12 empty] | 1 | 1 | 1 | 2 | 1 | 1+ | 1 | 1
PG&E Kern Study Area | Goose Lake | 115 | Distributed_Solar |  |  | 0 | 0 | 0 | 0 | 0 | 0 | 0 | 0 | 0 | 5 | 2 | 5 | 3 | [12 empty] | 1 | 1 | 1 | 1 | 1 | 4+ | 1 | 1
PG&E Kern Study Area | Grimmway-Malaga | 115 | Distributed_Solar |  |  | 2.4 | 0 | 2.4 | 2.4 | 0 | 2.4 | 0 | 0 | 0 | 1 | 1 | 1 | 1 | [12 empty] | 1 | 1 | 1 | 1 | 1 | 1 | 1 | 1
PG&E Fresno Study Area | Henrietta | 230 | Distributed_Solar |  |  | 3 | 0 | 3 | 3 | 0 | 3 | 0 | 0 | 0 | 5 | 3 | 5 | 2 | [12 empty] | 1 | 1 | 1 | 2 | 1 | 1 | 1 | 1
SCE Metro Study Area | Hinson | 230 | Distributed_Solar |  |  | 2.4 | 0 | 2.4 | 2.4 | 0 | 2.4 | 0 | 0 | 0 | 1 | 1 | 1 | 1 | [12 empty] | 1 | 1 | 1 | 1 | 2 | 1+ | 1 | 1
PG&E North of Greater Bay Study Area | Humboldt | 115 | Distributed_Solar |  |  | 7.969 | 0 | 7.969 | 7.969 | 0 | 7.969 | 0 | 0 | 0 | 1 | 1 | 1 | 1 | [12 empty] | Missing | Missing | Missing | Missing | Missing | 1 | 1 | 1
SCE North of Lugo Study Area | Inyokern | 115 | Distributed_Solar |  |  | 0 | 0 | 0 | 0 | 0 | 0 | 0 | 0 | 0 | 5 | 5 | 3 | 3 | [12 empty] | 2 | 2 | 2 | 1 | 3 | 4+ | 1 | 1
PG&E Fresno Study Area | Kearney | 230 | Distributed_Solar |  |  | 10 | 0 | 10 | 10 | 0 | 10 | 0 | 0 | 0 | 5 | 2 | 5 | 2 | [12 empty] | 1 | 1 | 2 | 2 | 1 | 1 | 1 | 1
PG&E Kern Study Area | Kern Oil | 115 | Distributed_Solar |  |  | 1 | 0 | 1 | 0 | 0 | 0 | 1 | 0 | 1 | 1 | 1 | 1 | 1 | [12 empty] | 1 | 1 | 1 | 1 | 1 | 1 | 1 | 1
PG&E Greater Bay Study Area | Kirker | 115 | Distributed_Solar |  |  | 3.9 | 0 | 3.9 | 0 | 0 | 0 | 3.9 | 0 | 3.9 | 5 | 2 | 1 | 1 | [12 empty] | 2 | 1 | 2 | 1 | 2 | 1 | 1 | 1
SCE North of Lugo Study Area | Kramer | 230 | Distributed_Solar |  |  | 0 | 0 | 0 | 0 | 0 | 0 | 0 | 0 | 0 | 1 | 1 | 1 | 1 | [12 empty] | 2 | 1 | 2 | 1 | 3 | 1+ | 1 | 1
SCE North of Lugo Study Area | Kramer | 115 | Distributed_Solar |  |  | 8 | 0 | 8 | 0 | 0 | 0 | 8 | 0 | 8 | 1 | 1 | 1 | 1 | [12 empty] | 2 | 1 | 2 | 1 | 3 | 1+ | 1 | 1
SCE Metro Study Area | La Fresa | 230 | Distributed_Solar |  |  | 0.64 | 0 | 0.64 | 0.64 | 0 | 0.64 | 0 | 0 | 0 | 1 | 1 | 1 | 1 | [12 empty] | 1 | 1 | 2 | 1 | 2 | 1 | 1 | 1
SCE Metro Study Area | Laguna Bell | 230 | Distributed_Solar |  |  | 0 | 0 | 0 | 0 | 0 | 0 | 0 | 0 | 0 | 1 | 1 | 1 | 1 | [12 empty] | 1 | 1 | 1 | 1 | 1 | 4+ | 1 | 1
PG&E North of Greater Bay Study Area | Lakeville | 115 | Distributed_Solar |  |  | 0 | 0 | 0 | 0 | 0 | 0 | 0 | 0 | 0 | 5 | 5 | 1 | 1 | [12 empty] | 2 | 1 | 1 | 2 | 3 | 4+ | 1 | 1
PG&E Greater Bay Study Area | Lammers | 115 | Distributed_Solar |  |  | 1.1 | 0 | 1.1 | 0 | 0 | 0 | 1.1 | 0 | 1.1 | 1 | 1 | 1 | 1 | [12 empty] | 1 | 1 | 1 | 2 | 2 | 1 | 1 | 1
PG&E Kern Study Area | Lamont | 115 | Distributed_Solar |  |  | 3.2 | 0 | 3.2 | 2 | 0 | 2 | 1.2 | 0 | 1.2 | 5 | 2 | 5 | 2 | [12 empty] | 1 | 1 | 1 | 1 | 1 | 1 | 1 | 1
PG&E Fresno Study Area | Le Grand | 115 | Distributed_Solar |  |  | 0 | 0 | 0 | 0 | 0 | 0 | 0 | 0 | 0 | 5 | 3 | 5 | 2 | [12 empty] | 1 | 1 | 2 | 2 | 1 | 1 | 5 | 1
PG&E Kern Study Area | Lerdo | 115 | Distributed_Solar |  |  | 0 | 0 | 0 | 0 | 0 | 0 | 0 | 0 | 0 | 1 | 1 | 1 | 1 | [12 empty] | 1 | 1 | 2 | 1 | 1 | 4+ | 1 | 1
SCE Metro Study Area | Lighthipe | 230 | Distributed_Solar |  |  | 0.96 | 0 | 0.96 | 0.96 | 0 | 0.96 | 0 | 0 | 0 | 1 | 1 | 1 | 1 | [12 empty] | 1 | 1 | 2 | 1 | 1 | 4+ | 1 | 1
PG&E Greater Bay Study Area | Lockeford | 230 | Distributed_Solar |  |  | 0 | 0 | 0 | 0 | 0 | 0 | 0 | 0 | 0 | 1 | 1 | 1 | 1 | [12 empty] | 1 | 1 | 2 | 2 | 2 | 4+ | 1 | 1
PG&E Greater Bay Study Area | Lonetree | 230 | Distributed_Solar |  |  | 1 | 0 | 1 | 0 | 0 | 0 | 1 | 0 | 1 | 5 | 5 | 1 | 1 | [12 empty] | 2 | 1 | 2 | 1 | 2 | 1+ | 1 | 1
PG&E Fresno Study Area | Los Banos | 230 | Distributed_Solar |  |  | 0.75 | 0 | 0.75 | 0.75 | 0 | 0.75 | 0 | 0 | 0 | 5 | 3 | 5 | 2 | [12 empty] | 1 | 1 | 2 | 2 | 1 | 1 | 1 | 1
PG&E Greater Bay Study Area | Los Esteros | 115 | Distributed_Solar |  |  | 0 | 0 | 0 | 0 | 0 | 0 | 0 | 0 | 0 | 1 | 1 | 1 | 1 | [12 empty] | 2 | 1 | 1 | 2 | 2 | 1 | 5 | 1
SDG&E Study Area | Loveland | 69 | Distributed_Solar |  |  | 0.84 | 0 | 0.84 | 0.84 | 0 | 0.84 | 0 | 0 | 0 | 5 | 2 | 1 | 1 | [12 empty] | Missing | Missing | Missing | Missing | Missing | 1 | 1 | 1
PG&E Greater Bay Study Area | Manteca | 115 | Distributed_Solar |  |  | 1.5 | 0 | 1.5 | 0 | 0 | 0 | 1.5 | 0 | 1.5 | 1 | 1 | 1 | 1 | [12 empty] | 1 | 1 | 2 | 2 | 1 | 1 | 1 | 1
PG&E Greater Bay Study Area | Martin | 115 | Distributed_Solar |  |  | 8.37 | 0 | 8.37 | 7.47 | 0 | 7.47 | 0.9 | 0 | 0.9 | 1 | 1 | 1 | 1 | [12 empty] | Missing | Missing | Missing | Missing | Missing | 1 | 1 | 1
PG&E Fresno Study Area | McCall | 230 | Distributed_Solar |  |  | 7.5 | 0 | 7.5 | 1.75 | 0 | 1.75 | 5.75 | 0 | 5.75 | 5 | 2 | 5 | 2 | [12 empty] | 1 | 1 | 2 | 2 | 1 | 1 | 1 | 1
PG&E Fresno Study Area | Merced | 115 | Distributed_Solar |  |  | 4 | 0 | 4 | 0 | 0 | 0 | 4 | 0 | 4 | 5 | 2 | 5 | 2 | [12 empty] | 1 | 1 | 1 | 2 | 1 | 1 | 5 | 1
PG&E Kern Study Area | Mesa | 230 | Distributed_Solar |  |  | 2.62 | 0 | 2.62 | 2.62 | 0 | 2.62 | 0 | 0 | 0 | 5 | 2 | 5 | 3 | [12 empty] | 2 | 2 | 2 | 1 | 3 | 1 | 1 | 1
PG&E Greater Bay Study Area | Metcalf | 230 | Distributed_Solar |  |  | 0 | 0 | 0 | 0 | 0 | 0 | 0 | 0 | 0 | 5 | 5 | 1 | 1 | [12 empty] | 2 | 1 | 1 | 2 | 3 | 1 | 5 | 1
SCE Metro Study Area | Mira Loma | 230 | Distributed_Solar |  |  | 0 | 0 | 0 | 0 | 0 | 0 | 0 | 0 | 0 | 1 | 1 | 1 | 1 | [12 empty] | 1 | 1 | 1 | 2 | 2 | 1+ | 1 | 1
PG&E Greater Bay Study Area | Newark | 115 | Distributed_Solar |  |  | 0 | 0 | 0 | 0 | 0 | 0 | 0 | 0 | 0 | 1 | 1 | 1 | 1 | [12 empty] | 2 | 1 | 2 | 1 | 2 | 4+ | 1 | 1
PG&E Fresno Study Area | Panoche | 115 | Distributed_Solar |  |  | 6 | 0 | 6 | 0 | 0 | 0 | 6 | 0 | 6 | 5 | 2 | 5 | 2 | [12 empty] | 1 | 1 | 1 | 2 | 1 | 1 | 1 | 1
PG&E North of Greater Bay Study Area | Peabody | 230 | Distributed_Solar |  |  | 4.4 | 0 | 4.4 | 0 | 0 | 0 | 4.4 | 0 | 4.4 | 5 | 5 | 1 | 1 | [12 empty] | 2 | 1 | 2 | 1 | 2 | 1 | 1 | 1
PG&E North of Greater Bay Study Area | Placerville | 115 | Distributed_Solar |  |  | 1 | 0 | 1 | 0 | 0 | 0 | 1 | 0 | 1 | 5 | 2 | 1 | 1 | [12 empty] | 2 | 1 | 2 | 2 | 3 | 1 | 1 | 1
PG&E North of Greater Bay Study Area | Pleasant Grove | 115 | Distributed_Solar |  |  | 2.75 | 0 | 2.75 | 0 | 0 | 0 | 2.75 | 0 | 2.75 | 5 | 2 | 1 | 1 | [12 empty] | 2 | 1 | 1 | 2 | 3 | 1 | 1 | 1
PG&E Kern Study Area | Poso Mountain | 115 | Distributed_Solar |  |  | 3.8 | 0 | 3.8 | 0 | 0 | 0 | 3.8 | 0 | 3.8 | 5 | 2 | 5 | 2 | [12 empty] | 1 | 1 | 2 | 1 | 2 | 1 | 1 | 1
PG&E North of Greater Bay Study Area | Putah Creek | 115 | Distributed_Solar |  |  | 6.85 | 0 | 6.85 | 0 | 0 | 0 | 6.85 | 0 | 6.85 | 5 | 5 | 1 | 1 | [12 empty] | 2 | 1 | 1 | 2 | 3 | 1 | 1 | 1
SCE North of Lugo Study Area | Ransburg | 115 | Distributed_Solar |  |  | 0 | 0 | 0 | 0 | 0 | 0 | 0 | 0 | 0 | 1 | 1 | 1 | 1 | [12 empty] | 2 | 1 | 3 | 1 | 2 | 1+ | 1 | 1
SCE Northern Area | Rector | 230 | Distributed_Solar |  |  | 3 | 0 | 3 | 3 | 0 | 3 | 0 | 0 | 0 | 5 | 5 | 1 | 1 | [12 empty] | 1 | 1 | 2 | 2 | 1 | 1+ | 1 | 1
PG&E Greater Bay Study Area | Richmond | 115 | Distributed_Solar |  |  | 2.7 | 0 | 2.7 | 0 | 0 | 0 | 2.7 | 0 | 2.7 | 5 | 5 | 1 | 1 | [12 empty] | 2 | 1 | 2 | 1 | 2 | 1+ | 1 | 1
PG&E Greater Bay Study Area | Ripon | 115 | Distributed_Solar |  |  | 2.6 | 0 | 2.6 | 0 | 0 | 0 | 2.6 | 0 | 2.6 | 1 | 1 | 1 | 1 | [12 empty] | 1 | 1 | 2 | 2 | 1 | 1 | 1 | 1
PG&E Greater Bay Study Area | San Ramon | 230 | Distributed_Solar |  |  | 1.9 | 0 | 1.9 | 0 | 0 | 0 | 1.9 | 0 | 1.9 | 5 | 5 | 1 | 1 | [12 empty] | 2 | 1 | 2 | 1 | 3 | 1 | 1 | 1
PG&E Fresno Study Area | Sanger | 115 | Distributed_Solar |  |  | 2 | 0 | 2 | 0 | 0 | 0 | 2 | 0 | 2 | 5 | 2 | 5 | 2 | [12 empty] | 1 | 1 | 2 | 2 | 1 | 1 | 1 | 1
SCE Metro Study Area | Santiago | 230 | Distributed_Solar |  |  | 0 | 0 | 0 | 0 | 0 | 0 | 0 | 0 | 0 | 1 | 1 | 1 | 1 | [12 empty] | 1 | 1 | 2 | 1 | 2 | 4+ | 1 | 1
PG&E Fresno Study Area | Schindler | 115 | Distributed_Solar |  |  | 2 | 0 | 2 | 0 | 0 | 0 | 2 | 0 | 2 | 3 | 3 | 5 | 2 | [12 empty] | 1 | 1 | 2 | 2 | 1 | 1 | 1 | 1
PG&E Kern Study Area | Semitropic | 115 | Distributed_Solar |  |  | 4.66 | 0 | 4.66 | 4.66 | 0 | 4.66 | 0 | 0 | 0 | 5 | 2 | 5 | 3 | [12 empty] | 1 | 1 | 2 | 1 | 1 | 1 | 4 | 1
PG&E Kern Study Area | Shafter | 115 | Distributed_Solar |  |  | 2.25 | 0 | 2.25 | 2.25 | 0 | 2.25 | 0 | 0 | 0 | 5 | 2 | 5 | 3 | [12 empty] | 1 | 1 | 2 | 1 | 1 | 1 | 3 | 1
PG&E Kern Study Area | Smyrna | 115 | Distributed_Solar |  |  | 6.1 | 0 | 6.1 | 0 | 0 | 0 | 6.1 | 0 | 6.1 | 5 | 2 | 5 | 3 | [12 empty] | 1 | 1 | 2 | 1 | 1 | 1 | 1 | 1
PG&E Greater Bay Study Area | Sobrante | 115 | Distributed_Solar |  |  | 5 | 0 | 5 | 0 | 0 | 0 | 5 | 0 | 5 | 5 | 5 | 1 | 1 | [12 empty] | 2 | 1 | 2 | 1 | 2 | 1 | 1 | 1
PG&E Kern Study Area | Stockdale | 115 | Distributed_Solar |  |  | 1.7 | 0 | 1.7 | 0 | 0 | 0 | 1.7 | 0 | 1.7 | 1 | 1 | 1 | 1 | [12 empty] | 1 | 1 | 2 | 1 | 2 | 1 | 1 | 1
PG&E Fresno Study Area | Storey | 230 | Distributed_Solar |  |  | 0 | 0 | 0 | 0 | 0 | 0 | 0 | 0 | 0 | 5 | 2 | 5 | 2 | [12 empty] | 1 | 1 | 2 | 2 | 1 | 4+ | 1 | 1
PG&E North of Greater Bay Study Area | Table Mountain | 230 | Distributed_Solar |  |  | 3 | 0 | 3 | 3 | 0 | 3 | 0 | 0 | 0 | 5 | 5 | 1 | 1 | [12 empty] | 2 | 1 | 2 | 2 | 2 | 1 | 1 | 1
PG&E Kern Study Area | Taft | 115 | Distributed_Solar |  |  | 13 | 0 | 13 | 0 | 0 | 0 | 13 | 0 | 13 | 5 | 2 | 5 | 3 | [12 empty] | 1 | 1 | 2 | 1 | 1 | 1 | 1 | 1
PG&E Kern Study Area | Templeton | 230 | Distributed_Solar |  |  | 0 | 0 | 0 | 0 | 0 | 0 | 0 | 0 | 0 | 5 | 2 | 5 | 3 | [12 empty] | 2 | 2 | 1 | 1 | 3 | 1+ | 1 | 1
SCE North of Lugo Study Area | Tortilla | 115 | Distributed_Solar |  |  | 3 | 0 | 3 | 3 | 0 | 3 | 0 | 0 | 0 | 1 | 1 | 1 | 1 | [12 empty] | 2 | 1 | 2 | 2 | 1 | 1 | 1 | 1
PG&E Greater Bay Study Area | Tracy | 230 | Distributed_Solar |  |  | 2 | 0 | 2 | 0 | 0 | 0 | 2 | 0 | 2 | 5 | 2 | 5 | 2 | [12 empty] | 2 | 1 | 2 | 1 | 2 | 1+ | 1 | 1
PG&E North of Greater Bay Study Area | Tulucay | 230 | Distributed_Solar |  |  | 0.65 | 0 | 0.65 | 0.65 | 0 | 0.65 | 0 | 0 | 0 | 5 | 5 | 1 | 1 | [12 empty] | 2 | 1 | 2 | 2 | 3 | 1 | 5 | 1
PG&E North of Greater Bay Study Area | Vaca Dixon | 115 | Distributed_Solar |  |  | 0 | 0 | 0 | 0 | 0 | 0 | 0 | 0 | 0 | 5 | 5 | 1 | 1 | [12 empty] | 2 | 1 | 1 | 1 | 3 | 1+ | 1 | 1
SCE Eastern Study Area | Valley (SCE) | 500 | Distributed_Solar |  |  | 0 | 0 | 0 | 0 | 0 | 0 | 0 | 0 | 0 | 1 | 1 | 1 | 1 | [12 empty] | 1 | 1 | 1 | 2 | 2 | 4+ | 1 | 1
SCE Northern Area | Vestal | 230 | Distributed_Solar |  |  | 0 | 0 | 0 | 0 | 0 | 0 | 0 | 0 | 0 | 5 | 5 | 1 | 1 | [12 empty] | 1 | 1 | 1 | 1 | 1 | 1+ | 1 | 1
SCE North of Lugo Study Area | Victor | 230 | Distributed_Solar |  |  | 0 | 0 | 0 | 0 | 0 | 0 | 0 | 0 | 0 | 1 | 1 | 1 | 1 | [12 empty] | 2 | 1 | 1 | 2 | 2 | 1 | 5 | 1
SCE North of Lugo Study Area | Victor | 115 | Distributed_Solar |  |  | 0 | 0 | 0 | 0 | 0 | 0 | 0 | 0 | 0 | 1 | 1 | 1 | 1 | [12 empty] | 2 | 1 | 1 | 2 | 2 | 4+ | 1 | 1
PG&E Greater Bay Study Area | Vierra | 115 | Distributed_Solar |  |  | 0 | 0 | 0 | 0 | 0 | 0 | 0 | 0 | 0 | 1 | 1 | 1 | 1 | [12 empty] | 1 | 1 | 1 | 2 | 1 | 1+ | 1 | 1
SCE Metro Study Area | Walnut | 230 | Distributed_Solar |  |  | 0 | 0 | 0 | 0 | 0 | 0 | 0 | 0 | 0 | 1 | 1 | 1 | 1 | [12 empty] | 1 | 1 | 1 | 1 | 2 | 1+ | 1 | 1
PG&E Greater Bay Study Area | Weber | 230 | Distributed_Solar |  |  | 0 | 0 | 0 | 0 | 0 | 0 | 0 | 0 | 0 | 1 | 1 | 1 | 1 | [12 empty] | 1 | 1 | 2 | 1 | 1 | 1+ | 1 | 1
PG&E Kern Study Area | Wheeler Ridge | 230 | Distributed_Solar |  |  | 0 | 0 | 0 | 0 | 0 | 0 | 0 | 0 | 0 | 5 | 2 | 5 | 2 | [12 empty] | 1 | 1 | 2 | 1 | 2 | 1 | 4 | 1
PG&E North of Greater Bay Study Area | Woodland | 115 | Distributed_Solar |  |  | 1.5 | 0 | 1.5 | 0 | 0 | 0 | 1.5 | 0 | 1.5 | 5 | 5 | 1 | 1 | [12 empty] | 2 | 1 | 2 | 2 | 3 | 1 | 1 | 1
PG&E North of Greater Bay Study Area | Wyandotte | 115 | Distributed_Solar |  |  | 3.5 | 0 | 3.5 | 0 | 0 | 0 | 3.5 | 0 | 3.5 | 5 | 5 | 1 | 1 | [12 empty] | 2 | 1 | 2 | 2 | 2 | 1 | 1 | 1
PG&E Kern Study Area | Alpaugh | 115 | Solar |  |  | 0 | 0 | 0 | 0 | 0 | 0 | 0 | 0 | 0 | 5 | 2 | 5 | 3 | 2 | 1 | 1 | 1 | 0 | 1 | 1 | 1 | 1 | 1 | 1 | 1 | 1 | 1 | 2 | 2 | 1 | 1+ | 4 | 1
SCE Northern Area | Antelope | 230 | Solar |  |  | 217 | 38 | 255 | 56 | 0 | 56 | 161 | 38 | 199 | 1 | 1 | 1 | 1 | 2 | 1 | 4 | 1 | 2 | 5 | 1 | 1 | 1 | 1 | 1 | 1 | 2 | 1 | 1 | 1 | 3 | 1+ | 4 | 1
PG&E Kern Study Area | Arco | 230 | Solar |  |  | 85 | 315 | 400 | 0 | 0 | 0 | 85 | 315 | 400 | 5 | 2 | 5 | 2 | 1 | 2 | 1 | 1 | 2 | 1 | 2 | 1 | 1 | 3 | 1 | 1 | 1 | 1 | 2 | 1 | 1 | 2- | 3 | 1
East of Pisgah Study Area | Beatty | 138 | Solar |  |  | 0 | 0 | 0 | 0 | 0 | 0 | 0 | 0 | 0 | 5 | 4 | 1 | 1 | 2 | 1 | N/A | N/A | N/A | N/A | N/A | N/A | N/A | N/A | N/A | N/A | 2 | 2 | 3 | 1 | 3 | 1+ | 1 | 1
PG&E North of Greater Bay Study Area | Bellota | 230 | Solar |  |  | 0 | 0 | 0 | 0 | 0 | 0 | 0 | 0 | 0 | 5 | 2 | 5 | 2 | 2 | 1 | 2 | 1 | 0 | 1 | 1 | 1 | 1 | 2 | 1 | 1 | 1 | 1 | 2 | 2 | 3 | 1+ | 5 | 1
PG&E North of Greater Bay Study Area | Bellota | 115 | Solar |  |  | 0 | 0 | 0 | 0 | 0 | 0 | 0 | 0 | 0 | 1 | 1 | 1 | 1 | 2 | 1 | 2 | 1 | 0 | 1 | 1 | 1 | 1 | 2 | 1 | 1 | 1 | 1 | 2 | 2 | 3 | 1+ | 4 | 1
PG&E North of Greater Bay Study Area | Birds Landing | 230 | Solar |  |  | 0 | 0 | 0 | 0 | 0 | 0 | 0 | 0 | 0 | 5 | 5 | 1 | 1 | 2 | 1 | 1 | 1 | 0 | 1 | 1 | 1 | 1 | 1 | 1 | 1 | 2 | 1 | 1 | 1 | 1 | 2+ | 1 | 1
SCE Eastern Study Area | BlytheSC 161 kV | 161 | Solar |  |  | 0 | 0 | 0 | 0 | 0 | 0 | 0 | 0 | 0 | 1 | 1 | 1 | 1 | 2 | 1 | 2 | 1 | 0 | 1 | 1 | 1 | 1 | 1 | 1 | 1 | 2 | 2 | 2 | 2 | 3 | 1+ | 1 | 1
PG&E Fresno Study Area | Borden | 230 | Solar |  |  | 0 | 0 | 0 | 0 | 0 | 0 | 0 | 0 | 0 | 5 | 3 | 5 | 2 | 2 | 1 | 2 | 1 | 0 | 1 | 1 | 1 | 1 | 2 | 1 | 1 | 1 | 1 | 2 | 2 | 1 | 1+ | 5 | 1
PG&E Fresno Study Area | Cal Flats | 230 | Solar |  |  | 0 | 0 | 0 | 0 | 0 | 0 | 0 | 0 | 0 | 5 | 2 | 5 | 3 | 2 | #N/A | #N/A | #N/A | #N/A | #N/A | #N/A | #N/A | #N/A | #N/A | #N/A | #N/A | Missing | Missing | Missing | Missing | Missing | 1+ | 1 | 1
SCE North of Lugo Study Area | Calcite | 230 | Solar |  |  | 150 | 250 | 400 | 0 | 0 | 0 | 150 | 250 | 400 | 1 | 1 | 1 | 1 | 1 | 2 | 5 | 1 | 2 | 1 | 2 | 1 | 1 | 2 | 1 | 2 | 2 | 1 | 2 | 2 | 3 | 1+ | 3 | 1
PG&E Kern Study Area | Caliente | 230 | Solar |  |  | 0 | 0 | 0 | 0 | 0 | 0 | 0 | 0 | 0 | 5 | 2 | 5 | 3 | 2 | 1 | 2 | 1 | 0 | 1 | 1 | 1 | 1 | 2 | 1 | 1 | 2 | 1 | 2 | 1 | 2 | 2+ | 4 | 1
PG&E Greater Bay Study Area | Cayetano | 230 | Solar |  |  | 0 | 100 | 100 | 0 | 100 | 100 | 0 | 0 | 0 | 5 | 5 | 1 | 1 | 2 | 2 | 1 | 2 | 2 | 3 | 2 | 2 | 3 | 3 | 1 | 1 | 2 | 1 | 2 | 1 | 3 | 1 | 1 | 1
SCE Eastern Study Area | Cielo Azul | 500 | Solar |  |  | 100 | 1400 | 1500 | 0 | 200 | 200 | 100 | 1200 | 1300 | 4 | 4 | 1 | 1 | 1 | 1 | N/A | N/A | N/A | N/A | N/A | N/A | N/A | N/A | N/A | N/A | 2 | 2 | 3 | 1 | 3 | 4+ | 1 | 1
PG&E Greater Bay Study Area | Coburn | 230 | Solar |  |  | 0 | 0 | 0 | 0 | 0 | 0 | 0 | 0 | 0 | 5 | 3 | 5 | 2 | 2 | 1 | 1 | 1 | 0 | 2 | 1 | 1 | 1 | 1 | 1 | 1 | 2 | 2 | 2 | 2 | 3 | 1+ | 1 | 1
PG&E Greater Bay Study Area | Collinsville | 230 | Solar |  |  | 0 | 0 | 0 | 0 | 0 | 0 | 0 | 0 | 0 | 5 | 2 | 1 | 1 | 2 | #N/A | #N/A | #N/A | #N/A | #N/A | #N/A | #N/A | #N/A | #N/A | #N/A | #N/A | Missing | Missing | Missing | Missing | Missing | 1+ | 1 | 1
SCE Eastern Study Area | Colorado River | 500 | Solar |  |  | 0 | 0 | 0 | 0 | 0 | 0 | 0 | 0 | 0 | 5 | 4 | 1 | 1 | 2 | 2 | 1 | 1 | 0 | 1 | 1 | 1 | 1 | 2 | 1 | 1 | 2 | 2 | 2 | 2 | 3 | 4+ | 5 | 1
SCE Eastern Study Area | Colorado River | 230 | Solar |  |  | 300 | 395 | 695 | 300 | 395 | 695 | 0 | 0 | 0 | 1 | 1 | 1 | 1 | 3 | 1 | 1 | 1 | 2 | 1 | 1 | 1 | 1 | 2 | 1 | 1 | 2 | 2 | 2 | 2 | 3 | 4+ | 4 | 1
SCE North of Lugo Study Area | Coolwater | 115 | Solar |  |  | 150 | 200 | 350 | 0 | 0 | 0 | 150 | 200 | 350 | 1 | 1 | 1 | 1 | 3 | 1 | 3 | 1 | 2 | 1 | 2 | 1 | 1 | 2 | 1 | 1 | 2 | 1 | 1 | 1 | 2 | 1 | 1 | 1
PG&E Fresno Study Area | Corcoran | 115 | Solar |  |  | 0 | 0 | 0 | 0 | 0 | 0 | 0 | 0 | 0 | 3 | 3 | 5 | 2 | 2 | 1 | 1 | 1 | 0 | 1 | 1 | 1 | 1 | 1 | 1 | 1 | 1 | 1 | 2 | 2 | 1 | 1+ | 1 | 1
PG&E North of Greater Bay Study Area | Cortina | 230 | Solar |  |  | 0 | 0 | 0 | 0 | 0 | 0 | 0 | 0 | 0 | 5 | 5 | 1 | 1 | 2 | 3 | 1 | 1 | 0 | 2 | 1 | 1 | 1 | 3 | 1 | 1 | 2 | 2 | 2 | 2 | 3 | 1+ | 1 | 1
PG&E North of Greater Bay Study Area | Cortina | 115 | Solar |  |  | 80 | 150 | 230 | 0 | 0 | 0 | 80 | 150 | 230 | 5 | 5 | 1 | 1 | 2 | 3 | 1 | 1 | 2 | 2 | 1 | 1 | 1 | 3 | 1 | 1 | 2 | 2 | 2 | 2 | 3 | 1 | 1 | 1
PG&E North of Greater Bay Study Area | Cottonwood | 230 | Solar |  |  | 0 | 0 | 0 | 0 | 0 | 0 | 0 | 0 | 0 | 5 | 5 | 1 | 1 | 2 | 1 | 3 | 1 | 0 | 3 | 1 | 1 | 1 | 2 | 1 | 1 | 2 | 2 | 2 | 2 | 3 | 1+ | 4 | 1
PG&E North of Greater Bay Study Area | Davis | 115 | Solar |  |  | 0 | 0 | 0 | 0 | 0 | 0 | 0 | 0 | 0 | 5 | 5 | 1 | 1 | 2 | 1 | 1 | 3 | 0 | 1 | 1 | 1 | 1 | 1 | 1 | 1 | 2 | 1 | 2 | 2 | 3 | 4+ | 1 | 1
SCE Eastern Study Area | Delaney | 500 | Solar |  |  | 10 | 140 | 150 | 10 | 140 | 150 | 0 | 0 | 0 | 4 | 4 | 1 | 1 | 1 | 1 | N/A | N/A | N/A | N/A | N/A | N/A | N/A | N/A | N/A | N/A | 2 | 1 | 3 | 2 | 3 | 2+ | 5 | 1 | Remapped to Ceilo Azul to better align with intended mapping location
PG&E North of Greater Bay Study Area | Delevan | 230 | Solar |  |  | 170 | 130 | 300 | 0 | 0 | 0 | 170 | 130 | 300 | 5 | 5 | 1 | 1 | 2 | 1 | 1 | 1 | 0 | 1 | 1 | 1 | 1 | 2 | 1 | 1 | 2 | 2 | 1 | 2 | 3 | 4+ | 4 | 1
East of Pisgah Study Area | Desert View | 230 | Solar |  |  | 0 | 0 | 0 | 0 | 0 | 0 | 0 | 0 | 0 | 5 | 4 | 1 | 1 | 2 | 1 | N/A | N/A | N/A | N/A | N/A | N/A | N/A | N/A | N/A | N/A | 2 | 1 | 3 | 1 | 3 | 1+ | 5 | 1
SCE Eastern Study Area | Devers | 500 | Solar |  |  | 0 | 0 | 0 | 0 | 0 | 0 | 0 | 0 | 0 | 1 | 1 | 1 | 1 | 2 | 2 | 5 | 1 | 0 | 2 | 1 | 2 | 2 | 2 | 1 | 2 | 2 | 1 | 1 | 2 | 3 | 1+ | 1 | 1
SCE Eastern Study Area | Devers | 230 | Solar |  |  | 300 | 100 | 400 | 0 | 0 | 0 | 300 | 100 | 400 | 1 | 1 | 1 | 1 | 2 | 2 | 4 | 1 | 2 | 4 | 1 | 1 | 1 | 2 | 1 | 1 | 2 | 1 | 1 | 2 | 3 | 2- | 3 | 1
SDG&E Study Area | ECO | 138 | Solar |  |  | 0 | 182 | 182 | 0 | 110 | 110 | 0 | 72 | 72 | 5 | 4 | 1 | 1 | 2 | 2 | 2 | 1 | 2 | 3 | 1 | 1 | 1 | 2 | 1 | 1 | 2 | 1 | 1 | 2 | 3 | 1 | 1 | 1
SCE Eastern Study Area | El Casco | 230 | Solar |  |  | 0 | 0 | 0 | 0 | 0 | 0 | 0 | 0 | 0 | 1 | 1 | 1 | 1 | 2 | 1 | 2 | 1 | 0 | 5 | 1 | 1 | 2 | 3 | 1 | 1 | 1 | 1 | 2 | 2 | 2 | 1+ | 1 | 1
PG&E Fresno Study Area | El Nido (PGE) | 115 | Solar |  |  | 0 | 0 | 0 | 0 | 0 | 0 | 0 | 0 | 0 | 5 | 2 | 5 | 2 | 2 | #N/A | #N/A | #N/A | #N/A | #N/A | #N/A | #N/A | #N/A | #N/A | #N/A | #N/A | 1 | 1 | 2 | 2 | 1 | 1+ | 1 | 1
East of Pisgah Study Area | Eldorado | 500 | Solar |  |  | 0 | 0 | 0 | 0 | 0 | 0 | 0 | 0 | 0 | 5 | 4 | 1 | 1 | 2 | 3 | N/A | N/A | N/A | N/A | N/A | N/A | N/A | N/A | N/A | N/A | 2 | 2 | 2 | 2 | 3 | 1+ | 1 | 1
East of Pisgah Study Area | Eldorado | 230 | Solar |  |  | 0 | 300 | 300 | 0 | 300 | 300 | 0 | 0 | 0 | 5 | 4 | 1 | 1 | 2 | 3 | N/A | N/A | N/A | N/A | N/A | N/A | N/A | N/A | N/A | N/A | 2 | 2 | 2 | 2 | 3 | 1 | 1 | 1
PG&E Greater Bay Study Area | Evergreen | 115 | Solar |  |  | 0 | 0 | 0 | 0 | 0 | 0 | 0 | 0 | 0 | 5 | 5 | 1 | 1 | 2 | #N/A | #N/A | #N/A | #N/A | #N/A | #N/A | #N/A | #N/A | #N/A | #N/A | #N/A | 2 | 1 | 2 | 2 | 2 | 1+ | 1 | 1
PG&E Fresno Study Area | Excelsior | 115 | Solar |  |  | 0 | 0 | 0 | 0 | 0 | 0 | 0 | 0 | 0 | 5 | 3 | 5 | 2 | 2 | #N/A | #N/A | #N/A | #N/A | #N/A | #N/A | #N/A | #N/A | #N/A | #N/A | #N/A | Missing | Missing | Missing | Missing | Missing | 1+ | 1 | 1
PG&E Fresno Study Area | Fink (Proposed) | 230 | Solar |  |  | 170 | 0 | 170 | 140 | 0 | 140 | 30 | 0 | 30 | 5 | 2 | 5 | 2 | 2 | 2 | 1 | 1 | 1 | 2 | 1 | 1 | 1 | 2 | 1 | 1 | Missing | Missing | Missing | Missing | Missing | 1 | 1 | 1
East of Pisgah Study Area | Carpenter Canyon (fka Gamebird) | 230 | Solar |  |  | 210 | 0 | 210 | 0 | 0 | 0 | 210 | 0 | 210 | 5 | 4 | 1 | 1 | 1 | 1 | N/A | N/A | N/A | N/A | N/A | N/A | N/A | N/A | N/A | N/A | 2 | 2 | 3 | 1 | 3 | 2- | 4 | 1
PG&E Fresno Study Area | Gates | 230 | Solar |  |  | 1026.5 | 143.5 | 1170 | 781.5 | 143.5 | 925 | 245 | 0 | 245 | 5 | 3 | 5 | 3 | 2 | 2 | 2 | 2 | 1 | 1 | 1 | 1 | 1 | 1 | 1 | 1 | 1 | 1 | 1 | 2 | 1 | 1+ | 4 | 1
PG&E Fresno Study Area | New Sub - Gates - Midway (Proposed) | 230 | Solar |  |  | 0 | 0 | 0 | 0 | 0 | 0 | 0 | 0 | 0 | 5 | 2 | 5 | 3 | 2 | 1 | 1 | 1 | 0 | 1 | 2 | 1 | 1 | 2 | 1 | 1 | Missing | Missing | Missing | Missing | Missing | 4+ | 1 | 1
PG&E Kern Study Area | New Sub - Gates - Templeton (Proposed) | 230 | Solar |  |  | 0 | 0 | 0 | 0 | 0 | 0 | 0 | 0 | 0 | 5 | 2 | 5 | 3 | 2 | #N/A | #N/A | #N/A | #N/A | #N/A | #N/A | #N/A | #N/A | #N/A | #N/A | #N/A | Missing | Missing | Missing | Missing | Missing | 1+ | 1 | 1
PG&E Fresno Study Area | Giffen | 70 | Solar |  |  | 0 | 0 | 0 | 0 | 0 | 0 | 0 | 0 | 0 | 5 | 3 | 5 | 2 | 2 | #N/A | #N/A | #N/A | #N/A | #N/A | #N/A | #N/A | #N/A | #N/A | #N/A | #N/A | Missing | Missing | Missing | Missing | Missing | 1+ | 1 | 1
PG&E North of Greater Bay Study Area | Glenn | 230 | Solar |  |  | 0 | 0 | 0 | 0 | 0 | 0 | 0 | 0 | 0 | 5 | 5 | 1 | 1 | 2 | 1 | 1 | 2 | 0 | 1 | 2 | 1 | 1 | 2 | 1 | 1 | 2 | 2 | 2 | 2 | 3 | 1+ | 1 | 1
PG&E Kern Study Area | Goose Lake | 115 | Solar |  |  | 0 | 0 | 0 | 0 | 0 | 0 | 0 | 0 | 0 | 5 | 2 | 5 | 3 | 2 | 1 | 1 | 1 | 0 | 1 | 1 | 1 | 1 | 2 | 1 | 1 | 1 | 1 | 1 | 1 | 1 | 1+ | 1 | 1
PG&E Fresno Study Area | Gregg | 230 | Solar |  |  | 0 | 0 | 0 | 0 | 0 | 0 | 0 | 0 | 0 | 5 | 3 | 5 | 2 | 2 | 1 | 2 | 2 | 0 | 1 | 1 | 1 | 1 | 1 | 1 | 1 | 1 | 1 | 2 | 2 | 1 | 1 | 5 | 1
East of Pisgah Study Area | Harry Allen | 500 | Solar |  |  | 0 | 0 | 0 | 0 | 0 | 0 | 0 | 0 | 0 | 5 | 4 | 1 | 1 | 2 | #N/A | N/A | N/A | N/A | N/A | N/A | N/A | N/A | N/A | N/A | N/A | Missing | Missing | Missing | Missing | Missing | 1+ | 1 | 1
SDG&E Study Area | Hassayampa | 500 | Solar |  |  | 250 | 0 | 250 | 0 | 0 | 0 | 250 | 0 | 250 | 5 | 4 | 1 | 1 | 1 | 1 | N/A | N/A | N/A | N/A | N/A | N/A | N/A | N/A | N/A | N/A | Missing | Missing | Missing | Missing | Missing | 2+ | 4 | 1
PG&E Fresno Study Area | Helm | 230 | Solar |  |  | 0 | 60 | 60 | 0 | 0 | 0 | 0 | 60 | 60 | 5 | 3 | 5 | 2 | 1 | 1 | 1 | 1 | 1 | 1 | 2 | 1 | 1 | 3 | 1 | 1 | 1 | 1 | 2 | 2 | 1 | 3- | 5 | 1
PG&E Fresno Study Area | Henrietta | 230 | Solar |  |  | 0 | 0 | 0 | 0 | 0 | 0 | 0 | 0 | 0 | 5 | 3 | 5 | 2 | 2 | 1 | 1 | 1 | 0 | 1 | 1 | 1 | 1 | 1 | 1 | 1 | 1 | 1 | 1 | 2 | 1 | 2+ | 5 | 1
PG&E North of Greater Bay Study Area | Higgins | 115 | Solar |  |  | 0 | 0 | 0 | 0 | 0 | 0 | 0 | 0 | 0 | 5 | 2 | 1 | 1 | 2 | 1 | 4 | 1 | 0 | 5 | 3 | 1 | 1 | 3 | 1 | 1 | 2 | 1 | 2 | 2 | 3 | 1+ | 1 | 1
PG&E Greater Bay Study Area | Hollister | 115 | Solar |  |  | 0 | 0 | 0 | 0 | 0 | 0 | 0 | 0 | 0 | 5 | 5 | 1 | 1 | 2 | #N/A | #N/A | #N/A | #N/A | #N/A | #N/A | #N/A | #N/A | #N/A | #N/A | #N/A | 2 | 2 | 2 | 2 | 3 | 1+ | 1 | 1
SDG&E Study Area | Hoodoo Wash | 500 | Solar |  |  | 250 | 700 | 950 | 0 | 500 | 500 | 250 | 200 | 450 | 5 | 4 | 1 | 1 | 1 | 1 | N/A | N/A | N/A | N/A | N/A | N/A | N/A | N/A | N/A | N/A | 2 | 2 | 2 | 2 | 3 | 2+ | 1 | 1
PG&E North of Greater Bay Study Area | Hopland | 115 | Solar |  |  | 0 | 0 | 0 | 0 | 0 | 0 | 0 | 0 | 0 | 1 | 1 | 1 | 1 | 2 | 1 | 1 | 1 | 0 | 5 | 3 | 1 | 1 | 3 | 2 | 1 | 2 | 2 | 3 | 2 | 3 | 1+ | 1 | 1
SDG&E Study Area | Imperial Valley | 500 | Solar |  |  | 0 | 0 | 0 | 0 | 0 | 0 | 0 | 0 | 0 | 5 | 4 | 1 | 1 | 2 | 1 | 3 | 2 | 0 | 1 | 1 | 1 | 1 | 1 | 1 | 1 | 1 | 1 | 2 | 2 | 1 | 1+ | 1 | 1
SDG&E Study Area | Imperial Valley | 230 | Solar |  |  | 200 | 0 | 200 | 0 | 0 | 0 | 200 | 0 | 200 | 5 | 4 | 1 | 1 | 1 | 3 | 3 | 3 | 2 | 1 | 1 | 1 | 1 | 1 | 1 | 1 | 1 | 1 | 2 | 2 | 1 | 2+ | 4 | 1
East of Pisgah Study Area | Innovation | 230 | Solar |  |  | 300 | 200 | 500 | 0 | 0 | 0 | 300 | 200 | 500 | 5 | 4 | 1 | 1 | 1 | 2 | N/A | N/A | N/A | N/A | N/A | N/A | N/A | N/A | N/A | N/A | 2 | 2 | 3 | 1 | 3 | 3- | 1 | 1
SCE North of Lugo Study Area | Inyokern | 115 | Solar |  |  | 0 | 0 | 0 | 0 | 0 | 0 | 0 | 0 | 0 | 5 | 5 | 3 | 3 | 2 | 1 | 4 | 1 | 0 | 1 | 1 | 1 | 1 | 2 | 1 | 1 | 2 | 2 | 2 | 1 | 3 | 4+ | 1 | 1
East of Pisgah Study Area | Ivanpah | 230 | Solar |  |  | 0 | 0 | 0 | 0 | 0 | 0 | 0 | 0 | 0 | 5 | 2 | 1 | 1 | 2 | 1 | 1 | 1 | 0 | 1 | 2 | 3 | 1 | 3 | 2 | 1 | 2 | 2 | 1 | 1 | 1 | 1+ | 1 | 1
SCE Eastern Study Area | Julian Hinds | 230 | Solar |  |  | 0 | 0 | 0 | 0 | 0 | 0 | 0 | 0 | 0 | 4 | 4 | 1 | 1 | 2 | #N/A | #N/A | #N/A | #N/A | #N/A | #N/A | #N/A | #N/A | #N/A | #N/A | #N/A | 2 | 1 | 3 | 2 | 3 | 1+ | 1 | 1
PG&E Greater Bay Study Area | Kelso | 230 | Solar |  |  | 0 | 0 | 0 | 0 | 0 | 0 | 0 | 0 | 0 | 5 | 5 | 1 | 1 | 2 | 1 | 1 | 1 | 0 | 2 | 2 | 1 | 1 | 2 | 1 | 1 | 2 | 1 | 1 | 1 | 2 | 1+ | 1 | 1
PG&E Kern Study Area | Kern PP | 115 | Solar |  |  | 0 | 0 | 0 | 0 | 0 | 0 | 0 | 0 | 0 | 5 | 2 | 5 | 2 | 2 | #N/A | #N/A | #N/A | #N/A | #N/A | #N/A | #N/A | #N/A | #N/A | #N/A | #N/A | 1 | 1 | 2 | 1 | 1 | 1+ | 1 | 1
SCE North of Lugo Study Area | Kramer | 230 | Solar |  |  | 161 | 450 | 611 | 82 | 250 | 332 | 79 | 200 | 279 | 1 | 1 | 1 | 1 | 4 | 1 | 4 | 1 | 2 | 1 | 1 | 1 | 1 | 2 | 1 | 1 | 2 | 1 | 2 | 1 | 3 | 3- | 1 | 1
SCE North of Lugo Study Area | Kramer | 115 | Solar |  |  | 0 | 0 | 0 | 0 | 0 | 0 | 0 | 0 | 0 | 1 | 1 | 1 | 1 | 2 | 5 | 5 | 1 | 0 | 1 | 5 | 2 | 2 | 5 | 3 | 5 | 2 | 1 | 2 | 1 | 3 | 1+ | 5 | 1
PG&E Kern Study Area | Lakeview | 70 | Solar |  |  | 0 | 70 | 70 | 0 | 70 | 70 | 0 | 0 | 0 | 5 | 2 | 5 | 2 | 2 | 1 | 1 | 2 | 1 | 1 | 1 | 1 | 1 | 1 | 1 | 1 | Missing | Missing | Missing | Missing | Missing | 1 | 1 | 1
PG&E North of Greater Bay Study Area | Lakeville | 230 | Solar |  |  | 0 | 11.6 | 11.6 | 0 | 11.6 | 11.6 | 0 | 0 | 0 | 5 | 5 | 1 | 1 | 2 | 1 | 2 | 1 | 2 | 3 | 3 | 1 | 2 | 3 | 1 | 1 | 2 | 1 | 1 | 2 | 3 | 1 | 1 | 1
PG&E Kern Study Area | Lamont | 115 | Solar |  |  | 0 | 12 | 12 | 0 | 12 | 12 | 0 | 0 | 0 | 5 | 2 | 5 | 2 | 1 | 1 | 3 | 3 | 1 | 1 | 1 | 1 | 1 | 1 | 1 | 1 | 1 | 1 | 1 | 1 | 1 | 2+ | 4 | 1
East of Pisgah Study Area | Lathrop | 138 | Solar |  |  | 0 | 0 | 0 | 0 | 0 | 0 | 0 | 0 | 0 | 5 | 4 | 1 | 1 | 2 | 1 | N/A | N/A | N/A | N/A | N/A | N/A | N/A | N/A | N/A | N/A | 2 | 2 | 3 | 1 | 3 | 1+ | 5 | 1
PG&E Fresno Study Area | Le Grand | 115 | Solar |  |  | 0 | 0 | 0 | 0 | 0 | 0 | 0 | 0 | 0 | 5 | 3 | 5 | 2 | 2 | 1 | 1 | 1 | 0 | 1 | 1 | 1 | 1 | 2 | 1 | 1 | 1 | 1 | 2 | 2 | 1 | 1+ | 5 | 1
PG&E Greater Bay Study Area | Llagas | 115 | Solar |  |  | 0 | 0 | 0 | 0 | 0 | 0 | 0 | 0 | 0 | 5 | 5 | 1 | 1 | 2 | #N/A | #N/A | #N/A | #N/A | #N/A | #N/A | #N/A | #N/A | #N/A | #N/A | #N/A | 2 | 1 | 2 | 2 | 2 | 1+ | 1 | 1
PG&E Fresno Study Area | Los Banos | 500 | Solar |  |  | 0 | 0 | 0 | 0 | 0 | 0 | 0 | 0 | 0 | 5 | 2 | 5 | 2 | 2 | 2 | 1 | 2 | 0 | 1 | 2 | 1 | 1 | 2 | 1 | 1 | 1 | 1 | 2 | 2 | 1 | 1+ | 1 | 1
PG&E Fresno Study Area | Los Banos | 230 | Solar |  |  | 250 | 250 | 500 | 0 | 0 | 0 | 250 | 250 | 500 | 5 | 3 | 5 | 2 | 1 | 2 | 1 | 2 | 1 | 1 | 2 | 1 | 1 | 2 | 1 | 1 | 1 | 1 | 2 | 2 | 1 | 3- | 3 | 1
PG&E Fresno Study Area | New Sub - Los Banos - Midway (Proposed) | 500 | Solar |  |  | 0 | 0 | 0 | 0 | 0 | 0 | 0 | 0 | 0 | 1 | 1 | 1 | 1 | 2 | #N/A | #N/A | #N/A | #N/A | #N/A | #N/A | #N/A | #N/A | #N/A | #N/A | #N/A | Missing | Missing | Missing | Missing | Missing | 1+ | 1 | 1
SCE North of Lugo Study Area | New Sub - Lugo - Pisgah (Proposed) | 230 | Solar |  |  | 0 | 0 | 0 | 0 | 0 | 0 | 0 | 0 | 0 | 1 | 1 | 1 | 1 | 2 | 1 | 4 | 1 | 0 | 1 | 1 | 1 | 1 | 1 | 2 | 1 | Missing | Missing | Missing | Missing | Missing | 1+ | 1 | 1
PG&E North of Greater Bay Study Area | Madison | 115 | Solar |  |  | 0 | 13 | 13 | 0 | 13 | 13 | 0 | 0 | 0 | 5 | 5 | 1 | 1 | 1 | 1 | 1 | 1 | 2 | 2 | 2 | 1 | 1 | 2 | 1 | 1 | 2 | 1 | 2 | 2 | 3 | 1 | 1 | 1
PG&E Fresno Study Area | Manning | 500 | Solar |  |  | 492.25 | 0 | 492.25 | 0 | 0 | 0 | 492.25 | 0 | 492.25 | 5 | 2 | 5 | 2 | 1 | 1 | 2 | 2 | 1 | 1 | 1 | 1 | 1 | 1 | 1 | 1 | 1 | 1 | 2 | 2 | 1 | 3- | 1 | 1
PG&E Fresno Study Area | Manning | 230 | Solar |  |  | 0 | 0 | 0 | 0 | 0 | 0 | 0 | 0 | 0 | 5 | 3 | 5 | 2 | 2 | #N/A | #N/A | #N/A | #N/A | #N/A | #N/A | #N/A | #N/A | #N/A | #N/A | #N/A | 1 | 1 | 2 | 2 | 1 | 1+ | 1 | 1
PG&E Fresno Study Area | Mc Mullin | 230 | Solar |  |  | 0 | 0 | 0 | 0 | 0 | 0 | 0 | 0 | 0 | 5 | 3 | 5 | 2 | 1 | 1 | 1 | 1 | 1 | 1 | 1 | 1 | 1 | 1 | 1 | 1 | 1 | 1 | 2 | 2 | 1 | 1+ | 1 | 1
PG&E Fresno Study Area | Mendota | 115 | Solar |  |  | 0 | 0 | 0 | 0 | 0 | 0 | 0 | 0 | 0 | 5 | 3 | 5 | 2 | 2 | 1 | 1 | 1 | 0 | 1 | 1 | 1 | 1 | 1 | 1 | 1 | 1 | 1 | 2 | 2 | 1 | 1+ | 1 | 1
PG&E Kern Study Area | Mesa | 115 | Solar |  |  | 0 | 0 | 0 | 0 | 0 | 0 | 0 | 0 | 0 | 5 | 2 | 5 | 3 | 2 | 1 | 1 | 1 | 0 | 4 | 1 | 1 | 1 | 1 | 1 | 1 | 2 | 2 | 2 | 1 | 3 | 1+ | 1 | 1
PG&E Greater Bay Study Area | Metcalf | 500 | Solar |  |  | 0 | 0 | 0 | 0 | 0 | 0 | 0 | 0 | 0 | 5 | 5 | 1 | 1 | 2 | 1 | 1 | 1 | 0 | 5 | 3 | 1 | 1 | 3 | 2 | 1 | 2 | 1 | 1 | 2 | 3 | 1+ | 1 | 1
PG&E Kern Study Area | Midway | 500 | Solar |  |  | 100 | 556 | 656 | 0 | 0 | 0 | 100 | 556 | 656 | 1 | 1 | 1 | 1 | 1 | 3 | 2 | 2 | 1 | 1 | 1 | 1 | 2 | 2 | 1 | 1 | 1 | 1 | 2 | 1 | 1 | 3+ | 3 | 1
PG&E Kern Study Area | Midway | 230 | Solar |  |  | 0 | 0 | 0 | 0 | 0 | 0 | 0 | 0 | 0 | 5 | 2 | 5 | 2 | 2 | 3 | 2 | 2 | 0 | 1 | 1 | 1 | 2 | 2 | 1 | 1 | 1 | 1 | 2 | 1 | 1 | 1 | 4 | 1
PG&E Kern Study Area | Midway | 115 | Solar |  |  | 200 | 148 | 348 | 0 | 0 | 0 | 200 | 148 | 348 | 5 | 2 | 5 | 3 | 2 | 3 | 2 | 2 | 1 | 1 | 1 | 1 | 2 | 2 | 1 | 1 | 1 | 1 | 2 | 1 | 1 | 2+ | 1 | 1
PG&E Greater Bay Study Area | Miller | 115 | Solar |  |  | 0 | 0 | 0 | 0 | 0 | 0 | 0 | 0 | 0 | 1 | 1 | 1 | 1 | 2 | #N/A | #N/A | #N/A | #N/A | #N/A | #N/A | #N/A | #N/A | #N/A | #N/A | #N/A | 1 | 1 | 2 | 2 | 1 | 2+ | 1 | 1
SCE Eastern Study Area | Mirage | 230 | Solar | YES | Import from IID | 0 | 0 | 0 | 0 | 0 | 0 | 0 | 0 | 0 | 4 | 4 | 1 | 1 | 1 | N/A | N/A | N/A | N/A | N/A | N/A | N/A | N/A | N/A | N/A | N/A | 2 | 1 | 2 | 2 | 3 | 1+ | 1 | 1
East of Pisgah Study Area | Mohave | 500 | Solar |  |  | 0 | 700 | 700 | 0 | 0 | 0 | 0 | 700 | 700 | 5 | 2 | 1 | 1 | 1 | 2 | N/A | N/A | N/A | N/A | N/A | N/A | N/A | N/A | N/A | N/A | 2 | 2 | 1 | 1 | 3 | 2+ | 4 | 1
SCE Northern Area | Moorpark | 230 | Solar |  |  | 0 | 0 | 0 | 0 | 0 | 0 | 0 | 0 | 0 | 5 | 5 | 1 | 1 | 2 | 1 | 2 | 1 | 0 | 5 | 1 | 1 | 1 | 1 | 1 | 1 | 2 | 1 | 2 | 1 | 3 | 1 | 4 | 1
PG&E Fresno Study Area | Mustang | 230 | Solar |  |  | 106.5 | 200 | 306.5 | 106.5 | 0 | 106.5 | 0 | 200 | 200 | 5 | 3 | 5 | 2 | 2 | 1 | 1 | 1 | 1 | 1 | 1 | 1 | 1 | 1 | 1 | 1 | 1 | 1 | 1 | 2 | 1 | 2+ | 3 | 1
PG&E Greater Bay Study Area | Newark | 115 | Solar |  |  | 0 | 0 | 0 | 0 | 0 | 0 | 0 | 0 | 0 | 1 | 1 | 1 | 1 | 2 | 1 | 1 | 1 | 0 | 3 | 2 | 1 | 2 | 3 | 1 | 1 | 2 | 1 | 2 | 1 | 2 | 1+ | 1 | 1
SDG&E Study Area | North Gila | 500 | Solar |  |  | 0 | 0 | 0 | 0 | 0 | 0 | 0 | 0 | 0 | 5 | 4 | 1 | 1 | 2 | 1 | N/A | N/A | N/A | N/A | N/A | N/A | N/A | N/A | N/A | N/A | 2 | 2 | 3 | 2 | 3 | 1+ | 1 | 1
SDG&E Study Area | New Sub - North Gila - IV (Proposed) | 500 | Solar |  |  | 0 | 0 | 0 | 0 | 0 | 0 | 0 | 0 | 0 | 5 | 4 | 1 | 1 | 2 | 1 | 1 | 2 | 0 | 1 | 1 | 1 | 1 | 1 | 1 | 1 | Missing | Missing | Missing | Missing | Missing | 1+ | 1 | 1
PG&E Kern Study Area | Olive | 115 | Solar |  |  | 40 | 0 | 40 | 40 | 0 | 40 | 0 | 0 | 0 | 5 | 2 | 5 | 3 | 1 | 1 | 2 | 1 | 2 | 1 | 2 | 1 | 1 | 2 | 1 | 1 | Missing | Missing | Missing | Missing | Missing | 1+ | 1 | 1
PG&E Fresno Study Area | Panoche | 230 | Solar |  |  | 100 | 0 | 100 | 0 | 0 | 0 | 100 | 0 | 100 | 5 | 3 | 5 | 2 | 2 | 1 | 2 | 2 | 1 | 1 | 1 | 1 | 1 | 1 | 1 | 1 | 1 | 1 | 1 | 2 | 1 | 3- | 4 | 1
SCE Northern Area | Pastoria | 230 | Solar |  |  | 0 | 0 | 0 | 0 | 0 | 0 | 0 | 0 | 0 | 5 | 5 | 1 | 1 | 2 | 3 | 1 | 2 | 2 | 2 | 2 | 1 | 1 | 2 | 1 | 1 | 1 | 1 | 2 | 1 | 3 | 1+ | 1 | 1
PG&E North of Greater Bay Study Area | Peabody | 230 | Solar |  |  | 0 | 0 | 0 | 0 | 0 | 0 | 0 | 0 | 0 | 5 | 5 | 1 | 1 | 2 | 1 | 1 | 1 | 0 | 2 | 1 | 1 | 1 | 2 | 1 | 1 | 2 | 1 | 2 | 1 | 2 | 1+ | 1 | 1
SCE North of Lugo Study Area | Pisgah | 230 | Solar |  |  | 0 | 0 | 0 | 0 | 0 | 0 | 0 | 0 | 0 | 1 | 1 | 1 | 1 | 2 | 1 | 1 | 1 | 0 | 1 | 2 | 3 | 3 | 3 | 1 | 1 | 2 | 1 | 3 | 1 | 1 | 1+ | 5 | 1
PG&E North of Greater Bay Study Area | Pit 1 | 230 | Solar |  |  | 0 | 0 | 0 | 0 | 0 | 0 | 0 | 0 | 0 | 5 | 5 | 1 | 1 | 2 | 1 | 1 | 1 | 0 | 5 | 1 | 1 | 1 | 2 | 1 | 1 | 2 | 2 | 1 | 2 | 3 | 1+ | 1 | 1
PG&E North of Greater Bay Study Area | New Sub - Pit 1 - Cottonwood (Proposed) | 230 | Solar |  |  | 0 | 0 | 0 | 0 | 0 | 0 | 0 | 0 | 0 | 5 | 5 | 1 | 1 | 2 | 1 | 1 | 1 | 0 | 5 | 3 | 1 | 1 | 3 | 2 | 1 | 2 | 2 | 2 | 2 | 3 | 1+ | 1 | 1
PG&E North of Greater Bay Study Area | Putah Creek | 115 | Solar |  |  | 0 | 3 | 3 | 0 | 3 | 3 | 0 | 0 | 0 | 5 | 5 | 1 | 1 | 1 | 1 | 1 | 1 | 2 | 2 | 2 | 1 | 1 | 2 | 1 | 1 | 2 | 1 | 1 | 2 | 3 | 1 | 1 | 1
PG&E Fresno Study Area | Quinto | 230 | Solar |  |  | 121 | 0 | 121 | 0 | 0 | 0 | 121 | 0 | 121 | 5 | 2 | 1 | 1 | 1 | 2 | 2 | 2 | 1 | 1 | 2 | 1 | 1 | 2 | 1 | 1 | 1 | 1 | 2 | 2 | 1 | 3- | 1 | 1
PG&E Greater Bay Study Area | Race Track | 115 | Solar |  |  | 0 | 0 | 0 | 0 | 0 | 0 | 0 | 0 | 0 | 1 | 1 | 1 | 1 | 2 | #N/A | #N/A | #N/A | #N/A | #N/A | #N/A | #N/A | #N/A | #N/A | #N/A | #N/A | 2 | 1 | 2 | 2 | 3 | 1+ | 1 | 1
PG&E North of Greater Bay Study Area | New Sub - Rancho Seco - Bellota (Proposed) | 230 | Solar |  |  | 0 | 0 | 0 | 0 | 0 | 0 | 0 | 0 | 0 | 1 | 1 | 1 | 1 | 2 | 1 | 2 | 1 | 0 | 1 | 1 | 1 | 2 | 3 | 1 | 1 | 1 | 1 | 1 | 2 | 3 | 1+ | 1 | 1
SCE Northern Area | Rector | 230 | Solar |  |  | 0 | 0 | 0 | 0 | 0 | 0 | 0 | 0 | 0 | 5 | 5 | 1 | 1 | 2 | 1 | 2 | 2 | 0 | 1 | 1 | 1 | 1 | 1 | 1 | 1 | 1 | 1 | 2 | 2 | 1 | 1+ | 4 | 1
SCE Eastern Study Area | Red Bluff | 500 | Solar |  |  | 0 | 250 | 250 | 0 | 250 | 250 | 0 | 0 | 0 | 5 | 4 | 1 | 1 | 4 | 2 | 1 | 1 | 2 | 1 | 1 | 1 | 1 | 2 | 1 | 1 | 2 | 2 | 2 | 2 | 3 | 4+ | 4 | 1
SCE Eastern Study Area | Red Bluff | 230 | Solar |  |  | 100 | 363.5 | 463.5 | 100 | 363.5 | 463.5 | 0 | 0 | 0 | 1 | 1 | 1 | 1 | 2 | 2 | 2 | 1 | 2 | 1 | 1 | 1 | 1 | 1 | 1 | 1 | 2 | 2 | 2 | 2 | 3 | 4+ | 4 | 1
PG&E Kern Study Area | Rio Bravo | 115 | Solar |  |  | 0 | 0 | 0 | 0 | 0 | 0 | 0 | 0 | 0 | 5 | 2 | 5 | 3 | 2 | 1 | 2 | 2 | 0 | 1 | 1 | 1 | 1 | 1 | 1 | 1 | 1 | 1 | 2 | 1 | 1 | 1 | 4 | 1
PG&E North of Greater Bay Study Area | Rio Oso | 230 | Solar |  |  | 0 | 0 | 0 | 0 | 0 | 0 | 0 | 0 | 0 | 5 | 5 | 1 | 1 | 2 | 1 | 1 | 1 | 0 | 1 | 1 | 1 | 1 | 2 | 1 | 1 | 2 | 1 | 2 | 1 | 3 | 1+ | 4 | 1
SCE North of Lugo Study Area | Roadway | 115 | Solar |  |  | 211 | 10 | 221 | 200 | 0 | 200 | 11 | 10 | 21 | 1 | 1 | 1 | 1 | 2 | 1 | 5 | 1 | 2 | 1 | 1 | 1 | 1 | 2 | 1 | 1 | 2 | 1 | 2 | 2 | 1 | 1 | 1 | 1
SCE Northern Area | Santa Clara | 230 | Solar |  |  | 0 | 0 | 0 | 0 | 0 | 0 | 0 | 0 | 0 | 5 | 5 | 1 | 1 | 2 | 1 | 1 | 1 | 0 | 5 | 1 | 1 | 1 | 1 | 1 | 1 | 2 | 1 | 2 | 1 | 2 | 1 | 4 | 1
PG&E Fresno Study Area | Schindler | 115 | Solar |  |  | 0 | 0 | 0 | 0 | 0 | 0 | 0 | 0 | 0 | 3 | 3 | 5 | 2 | 2 | 1 | 1 | 1 | 0 | 1 | 1 | 1 | 1 | 1 | 1 | 1 | 1 | 1 | 2 | 2 | 1 | 1+ | 1 | 1
PG&E Kern Study Area | Shafter | 115 | Solar |  |  | 0 | 0 | 0 | 0 | 0 | 0 | 0 | 0 | 0 | 5 | 2 | 5 | 3 | 2 | 1 | 1 | 3 | 0 | 1 | 1 | 1 | 1 | 1 | 1 | 1 | 1 | 1 | 2 | 1 | 1 | 1+ | 1 | 1
East of Pisgah Study Area | Sloan Canyon | 230 | Solar |  |  | 0 | 0 | 0 | 0 | 0 | 0 | 0 | 0 | 0 | 5 | 4 | 1 | 1 | 2 | 1 | N/A | N/A | N/A | N/A | N/A | N/A | N/A | N/A | N/A | N/A | 2 | 2 | 2 | 2 | 3 | 1+ | 1 | 1
PG&E Kern Study Area | Solar SS | 230 | Solar |  |  | 0 | 0 | 0 | 0 | 0 | 0 | 0 | 0 | 0 | 5 | 2 | 5 | 3 | 2 | 1 | 1 | 1 | 0 | 2 | 1 | 1 | 1 | 2 | 2 | 1 | 2 | 1 | 1 | 1 | 3 | 1 | 4 | 1
SCE Northern Area | Springville | 230 | Solar |  |  | 0 | 0 | 0 | 0 | 0 | 0 | 0 | 0 | 0 | 5 | 5 | 1 | 1 | 2 | 1 | 2 | 1 | 0 | 3 | 2 | 1 | 1 | 3 | 2 | 1 | 1 | 1 | 2 | 2 | 2 | 1+ | 4 | 1
PG&E North of Greater Bay Study Area | Table Mountain | 230 | Solar |  |  | 0 | 0 | 0 | 0 | 0 | 0 | 0 | 0 | 0 | 5 | 5 | 1 | 1 | 2 | 1 | 1 | 1 | 0 | 2 | 3 | 1 | 2 | 4 | 1 | 1 | 2 | 1 | 2 | 2 | 2 | 1+ | 1 | 1
PG&E Kern Study Area | Taft | 115 | Solar |  |  | 0 | 0 | 0 | 0 | 0 | 0 | 0 | 0 | 0 | 5 | 2 | 5 | 3 | 2 | 1 | 1 | 1 | 1 | 1 | 1 | 2 | 3 | 4 | 1 | 1 | 1 | 1 | 2 | 1 | 1 | 4+ | 1 | 1
PG&E Greater Bay Study Area | Tesla | 500 | Solar |  |  | 0 | 0 | 0 | 0 | 0 | 0 | 0 | 0 | 0 | 1 | 1 | 1 | 1 | 2 | 1 | 2 | 1 | 0 | 1 | 3 | 2 | 2 | 3 | 1 | 1 | 2 | 1 | 2 | 1 | 2 | 4+ | 4 | 1
SCE North of Lugo Study Area | Tortilla | 115 | Solar |  |  | 0 | 0 | 0 | 0 | 0 | 0 | 0 | 0 | 0 | 1 | 1 | 1 | 1 | 2 | 1 | 3 | 1 | 0 | 1 | 2 | 2 | 1 | 3 | 1 | 1 | 2 | 1 | 2 | 2 | 1 | 1+ | 1 | 1
PG&E Fresno Study Area | Tranquility | 230 | Solar |  |  | 370 | 215 | 585 | 360 | 40 | 400 | 10 | 175 | 185 | 5 | 3 | 5 | 2 | 2 | 1 | 2 | 1 | 1 | 1 | 1 | 1 | 1 | 1 | 1 | 1 | 1 | 1 | 1 | 2 | 1 | 3+ | 3 | 1
East of Pisgah Study Area | Trout Canyon | 230 | Solar |  |  | 565 | 365 | 930 | 125 | 35 | 160 | 440 | 330 | 770 | 5 | 4 | 1 | 1 | 1 | 2 | N/A | N/A | N/A | N/A | N/A | N/A | N/A | N/A | N/A | N/A | 2 | 2 | 3 | 1 | 3 | 2+ | 4 | 1
PG&E North of Greater Bay Study Area | Tulucay | 230 | Solar |  |  | 25 | 0 | 25 | 0 | 0 | 0 | 25 | 0 | 25 | 5 | 5 | 1 | 1 | 1 | 2 | 2 | 1 | 2 | 2 | 3 | 1 | 1 | 3 | 1 | 1 | 2 | 1 | 2 | 2 | 3 | 1 | 1 | 1
PG&E Kern Study Area | Tupman | 115 | Solar |  |  | 55 | 0 | 55 | 0 | 0 | 0 | 55 | 0 | 55 | 5 | 2 | 5 | 3 | 1 | 2 | 1 | 1 | 1 | 1 | 1 | 1 | 3 | 3 | 1 | 1 | 1 | 1 | 2 | 1 | 1 | 2- | 1 | 1
PG&E North of Greater Bay Study Area | Vaca Dixon | 500 | Solar |  |  | 0 | 0 | 0 | 0 | 0 | 0 | 0 | 0 | 0 | 5 | 5 | 5 | 2 | 2 | 1 | 1 | 2 | 0 | 1 | 1 | 1 | 1 | 1 | 1 | 1 | 2 | 1 | 1 | 1 | 3 | 1+ | 1 | 1
PG&E North of Greater Bay Study Area | Vaca Dixon | 230 | Solar |  |  | 0 | 0 | 0 | 0 | 0 | 0 | 0 | 0 | 0 | 5 | 5 | 1 | 1 | 2 | 1 | 1 | 2 | 0 | 1 | 1 | 1 | 1 | 1 | 1 | 1 | 2 | 1 | 1 | 1 | 3 | 1+ | 4 | 1
SCE Eastern Study Area | Valley (SCE) | 500 | Solar |  |  | 0 | 0 | 0 | 0 | 0 | 0 | 0 | 0 | 0 | 1 | 1 | 1 | 1 | 2 | 1 | 4 | 1 | 0 | 5 | 1 | 1 | 2 | 2 | 1 | 1 | 1 | 1 | 1 | 2 | 2 | 1+ | 1 | 1
East of Pisgah Study Area | Valley (VEA) | 138 | Solar |  |  | 0 | 0 | 0 | 0 | 0 | 0 | 0 | 0 | 0 | 5 | 4 | 1 | 1 | 2 | 1 | N/A | N/A | N/A | N/A | N/A | N/A | N/A | N/A | N/A | N/A | 2 | 2 | 3 | 1 | 3 | 1 | 5 | 1
East of Pisgah Study Area | Valley Switch | 138 | Solar |  |  | 0 | 0 | 0 | 0 | 0 | 0 | 0 | 0 | 0 | 5 | 4 | 1 | 1 | 2 | 1 | N/A | N/A | N/A | N/A | N/A | N/A | N/A | N/A | N/A | N/A | 2 | 2 | 3 | 1 | 3 | 1+ | 1 | 1
SCE Northern Area | Vestal | 230 | Solar |  |  | 205 | 50 | 255 | 0 | 50 | 50 | 205 | 0 | 205 | 5 | 5 | 1 | 1 | 1 | 1 | 3 | 1 | 1 | 1 | 1 | 1 | 1 | 1 | 1 | 1 | 1 | 1 | 1 | 1 | 1 | 2+ | 3 | 1
SCE North of Lugo Study Area | Victor | 230 | Solar |  |  | 0 | 0 | 0 | 0 | 0 | 0 | 0 | 0 | 0 | 1 | 1 | 1 | 1 | 2 | 1 | 4 | 1 | 0 | 1 | 1 | 1 | 1 | 2 | 1 | 1 | 2 | 1 | 1 | 2 | 2 | 1+ | 1 | 1
SCE North of Lugo Study Area | Victor | 115 | Solar |  |  | 0 | 0 | 0 | 0 | 0 | 0 | 0 | 0 | 0 | 1 | 1 | 1 | 1 | 2 | 1 | 4 | 1 | 0 | 1 | 1 | 1 | 1 | 2 | 1 | 1 | 2 | 1 | 1 | 2 | 2 | 1+ | 1 | 1
SCE Northern Area | Vincent | 230 | Solar |  |  | 0 | 617 | 617 | 0 | 0 | 0 | 0 | 617 | 617 | 1 | 1 | 1 | 1 | 1 | 2 | 5 | 1 | 2 | 5 | 1 | 1 | 1 | 2 | 1 | 2 | 2 | 1 | 2 | 1 | 3 | 4+ | 4 | 1
East of Pisgah Study Area | Vista (VEA) | 138 | Solar |  |  | 0 | 0 | 0 | 0 | 0 | 0 | 0 | 0 | 0 | 5 | 4 | 1 | 1 | 2 | 1 | N/A | N/A | N/A | N/A | N/A | N/A | N/A | N/A | N/A | N/A | 2 | 2 | 3 | 1 | 3 | 1+ | 5 | 1
PG&E Fresno Study Area | Waukena | 115 | Solar |  |  | 0 | 0 | 0 | 0 | 0 | 0 | 0 | 0 | 0 | 1 | 1 | 1 | 1 | 2 | #N/A | #N/A | #N/A | #N/A | #N/A | #N/A | #N/A | #N/A | #N/A | #N/A | #N/A | 1 | 1 | 1 | 2 | 1 | 1+ | 1 | 1
PG&E Greater Bay Study Area | Weber | 230 | Solar |  |  | 0 | 0 | 0 | 0 | 0 | 0 | 0 | 0 | 0 | 1 | 1 | 1 | 1 | 2 | 1 | 2 | 2 | 0 | 1 | 1 | 1 | 1 | 1 | 1 | 1 | 1 | 1 | 2 | 1 | 1 | 1+ | 1 | 1
PG&E Fresno Study Area | Westley | 230 | Solar |  |  | 0 | 0 | 0 | 0 | 0 | 0 | 0 | 0 | 0 | 5 | 2 | 5 | 2 | 2 | 1 | 2 | 2 | 0 | 1 | 2 | 1 | 1 | 3 | 1 | 1 | 1 | 1 | 2 | 2 | 1 | 1 | 5 | 1
PG&E Fresno Study Area | New Sub - Westley - Quinto (Proposed) | 230 | Solar |  |  | 0 | 0 | 0 | 0 | 0 | 0 | 0 | 0 | 0 | 5 | 2 | 5 | 2 | 2 | #N/A | #N/A | #N/A | #N/A | #N/A | #N/A | #N/A | #N/A | #N/A | #N/A | #N/A | 1 | 1 | 2 | 2 | 1 | 1+ | 1 | 1
PG&E Kern Study Area | Wheeler Ridge | 230 | Solar |  |  | 200 | 50 | 250 | 200 | 0 | 200 | 0 | 50 | 50 | 5 | 2 | 5 | 2 | 2 | 1 | 1 | 2 | 1 | 1 | 1 | 1 | 1 | 1 | 1 | 1 | 1 | 1 | 2 | 1 | 2 | 3- | 4 | 1
PG&E Kern Study Area | New Sub - Midway - Wheeler Ridge (Proposed) | 230 | Solar |  |  | 0 | 150 | 150 | 0 | 150 | 150 | 0 | 0 | 0 | 5 | 2 | 5 | 2 | 2 | 1 | 1 | 1 | 1 | 1 | 1 | 1 | 1 | 2 | 1 | 1 | 1 | 1 | 2 | 1 | 2 | 2+ | 1 | 1
SCE Northern Area | Whirlwind | 230 | Solar |  |  | 224 | 348 | 572 | 174 | 251 | 425 | 50 | 97 | 147 | 1 | 1 | 1 | 1 | 2 | 1 | 4 | 1 | 2 | 2 | 1 | 1 | 1 | 2 | 1 | 1 | 2 | 1 | 2 | 1 | 3 | 3+ | 4 | 1
SCE Northern Area | Windhub | 230 | Solar |  |  | 212 | 600 | 812 | 0 | 500 | 500 | 212 | 100 | 312 | 1 | 1 | 1 | 1 | 2 | 2 | 5 | 1 | 2 | 2 | 2 | 2 | 2 | 2 | 1 | 2 | 2 | 1 | 1 | 1 | 2 | 4+ | 3 | 1
SCE Northern Area | Windhub | 500 | Solar |  |  | 775 | 0 | 775 | 0 | 0 | 0 | 775 | 0 | 775 | 1 | 1 | 1 | 1 | 1 | 2 | 5 | 1 | 2 | 2 | 2 | 2 | 2 | 2 | 1 | 2 | 2 | 1 | 1 | 1 | 2 | 1 | 1 | 1
PG&E North of Greater Bay Study Area | Woodland | 115 | Solar |  |  | 0 | 12 | 12 | 0 | 12 | 12 | 0 | 0 | 0 | 5 | 5 | 1 | 1 | 1 | 1 | 1 | 2 | 2 | 1 | 2 | 1 | 1 | 2 | 1 | 1 | 2 | 1 | 2 | 2 | 3 | 1 | 4 | 1
SCE Metro Study Area | Alamitos | 230 | Li_Battery |  |  | 0 | 0 | 0 | 0 | 0 | 0 | 0 | 0 | 0 | 1 | 1 | 1 | 1 | [12 empty] | 1 | 1 | 1 | 1 | 2 | 1 | 4 | 1
SCE Eastern Study Area | Alberhill | 500 | Li_Battery |  |  | 0 | 0 | 0 | 0 | 0 | 0 | 0 | 0 | 0 | 1 | 1 | 1 | 1 | [12 empty] | 1 | 1 | 2 | 2 | 2 | 1+ | 1 | 1
PG&E Kern Study Area | Alpaugh | 115 | Li_Battery |  |  | 10 | 0 | 10 | 10 | 0 | 10 | 0 | 0 | 0 | 5 | 2 | 5 | 3 | [12 empty] | 1 | 1 | 2 | 2 | 1 | 1 | 4 | 1
SCE Northern Area | Antelope | 500 | Li_Battery |  |  | 0 | 0 | 0 | 0 | 0 | 0 | 0 | 0 | 0 | 1 | 1 | 1 | 1 | [12 empty] | 2 | 1 | 1 | 1 | 3 | 1+ | 1 | 1
SCE Northern Area | Antelope | 230 | Li_Battery |  |  | 52 | 0 | 52 | 28 | 0 | 28 | 24 | 0 | 24 | 1 | 1 | 1 | 1 | [12 empty] | 2 | 1 | 1 | 1 | 3 | 4+ | 3 | 1
PG&E Kern Study Area | Arco | 230 | Li_Battery |  |  | 170.4 | 0 | 170.4 | 0 | 0 | 0 | 170.4 | 0 | 170.4 | 5 | 2 | 5 | 2 | [12 empty] | 1 | 1 | 2 | 1 | 1 | 4+ | 1 | 1
PG&E North of Greater Bay Study Area | Atlantic | 115 | Li_Battery |  |  | 0 | 0 | 0 | 0 | 0 | 0 | 0 | 0 | 0 | 5 | 5 | 1 | 1 | [12 empty] | 2 | 1 | 2 | 2 | 3 | 2+ | 1 | 1
SDG&E Study Area | Avocado | 69 | Li_Battery |  |  | 29.6 | 0 | 29.6 | 0 | 0 | 0 | 29.6 | 0 | 29.6 | 5 | 2 | 1 | 1 | [12 empty] | Missing | Missing | Missing | Missing | Missing | 1+ | 1 | 1
PG&E North of Greater Bay Study Area | Bahia | 230 | Li_Battery |  |  | 0 | 0 | 0 | 0 | 0 | 0 | 0 | 0 | 0 | 5 | 5 | 1 | 1 | [12 empty] | 2 | 1 | 1 | 1 | 2 | 4+ | 1 | 1
SCE Northern Area | Bailey | 230 | Li_Battery |  |  | 0 | 0 | 0 | 0 | 0 | 0 | 0 | 0 | 0 | 5 | 5 | 1 | 1 | [12 empty] | 1 | 1 | 2 | 1 | 3 | 4+ | 1 | 1
SCE Metro Study Area | Barre | 230 | Li_Battery |  |  | 10 | 0 | 10 | 10 | 0 | 10 | 0 | 0 | 0 | 1 | 1 | 1 | 1 | [12 empty] | 1 | 1 | 1 | 1 | 2 | 1 | 1 | 1
East of Pisgah Study Area | Beatty | 138 | Li_Battery |  |  | 0 | 0 | 0 | 0 | 0 | 0 | 0 | 0 | 0 | 5 | 4 | 1 | 1 | [12 empty] | 2 | 2 | 3 | 1 | 3 | 1+ | 1 | 1
PG&E North of Greater Bay Study Area | Bellota | 115 | Li_Battery |  |  | 0 | 0 | 0 | 0 | 0 | 0 | 0 | 0 | 0 | 1 | 1 | 1 | 1 | [12 empty] | 1 | 1 | 2 | 2 | 3 | 4+ | 3 | 1
PG&E North of Greater Bay Study Area | Birds Landing | 230 | Li_Battery |  |  | 38.4 | 0 | 38.4 | 0 | 0 | 0 | 38.4 | 0 | 38.4 | 5 | 5 | 1 | 1 | [12 empty] | 2 | 1 | 1 | 1 | 1 | 4+ | 1 | 1
PG&E Fresno Study Area | Borden | 230 | Li_Battery |  |  | 0 | 0 | 0 | 0 | 0 | 0 | 0 | 0 | 0 | 5 | 3 | 5 | 2 | [12 empty] | 1 | 1 | 2 | 2 | 1 | 1+ | 1 | 1
PG&E Greater Bay Study Area | Brentwood | 230 | Li_Battery |  |  | 0.8 | 0 | 0.8 | 0.8 | 0 | 0.8 | 0 | 0 | 0 | 5 | 5 | 1 | 1 | [12 empty] | 2 | 1 | 2 | 1 | 2 | 1 | 1 | 1
SCE North of Lugo Study Area | Calcite | 230 | Li_Battery |  |  | 200 | 0 | 200 | 0 | 0 | 0 | 200 | 0 | 200 | 1 | 1 | 1 | 1 | [12 empty] | 2 | 1 | 2 | 2 | 3 | 3+ | 1 | 1
PG&E Kern Study Area | Caliente | 230 | Li_Battery |  |  | 0 | 0 | 0 | 0 | 0 | 0 | 0 | 0 | 0 | 5 | 2 | 5 | 3 | [12 empty] | 2 | 1 | 2 | 1 | 2 | 2+ | 1 | 1
SDG&E Study Area | Capistrano | 138 | Li_Battery |  |  | 250 | 0 | 250 | 250 | 0 | 250 | 0 | 0 | 0 | 5 | 2 | 1 | 1 | [12 empty] | 1 | 1 | 2 | 1 | 3 | 4+ | 1 | 1
PG&E Greater Bay Study Area | Cayetano | 230 | Li_Battery |  |  | 100 | 0 | 100 | 100 | 0 | 100 | 0 | 0 | 0 | 5 | 5 | 1 | 1 | [12 empty] | 2 | 1 | 2 | 1 | 3 | 1 | 1 | 1
SCE Metro Study Area | Center | 230 | Li_Battery |  |  | 90 | 0 | 90 | 90 | 0 | 90 | 0 | 0 | 0 | 1 | 1 | 1 | 1 | [12 empty] | 1 | 1 | 1 | 1 | 1 | 1 | 1 | 1
SCE Metro Study Area | Chino | 230 | Li_Battery |  |  | 0 | 0 | 0 | 0 | 0 | 0 | 0 | 0 | 0 | 1 | 1 | 1 | 1 | [12 empty] | 1 | 1 | 1 | 2 | 2 | 1+ | 1 | 1
SCE Eastern Study Area | Cielo Azul | 500 | Li_Battery |  |  | 650 | 0 | 650 | 0 | 0 | 0 | 650 | 0 | 650 | 4 | 4 | 1 | 1 | [12 empty] | 2 | 2 | 3 | 1 | 3 | 4+ | 1 | 1
PG&E Greater Bay Study Area | Collinsville | 230 | Li_Battery |  |  | 0 | 0 | 0 | 0 | 0 | 0 | 0 | 0 | 0 | 5 | 2 | 1 | 1 | [12 empty] | Missing | Missing | Missing | Missing | Missing | 1+ | 1 | 1
SCE Eastern Study Area | Colorado River | 500 | Li_Battery |  |  | 0 | 0 | 0 | 0 | 0 | 0 | 0 | 0 | 0 | 5 | 4 | 1 | 1 | [12 empty] | 2 | 2 | 2 | 2 | 3 | 4+ | 1 | 1
SCE Eastern Study Area | Colorado River | 230 | Li_Battery |  |  | 204 | 0 | 204 | 204 | 0 | 204 | 0 | 0 | 0 | 1 | 1 | 1 | 1 | [12 empty] | 2 | 2 | 2 | 2 | 3 | 4+ | 1 | 1
PG&E Greater Bay Study Area | Contra Costa | 230 | Li_Battery |  |  | 0 | 0 | 0 | 0 | 0 | 0 | 0 | 0 | 0 | 5 | 5 | 1 | 1 | [12 empty] | 2 | 1 | 1 | 1 | 2 | 1+ | 1 | 1
SCE North of Lugo Study Area | Coolwater | 115 | Li_Battery |  |  | 110 | 0 | 110 | 0 | 0 | 0 | 110 | 0 | 110 | 1 | 1 | 1 | 1 | [12 empty] | 2 | 1 | 1 | 1 | 2 | 2+ | 1 | 1
PG&E North of Greater Bay Study Area | Cortina | 115 | Li_Battery |  |  | 150 | 0 | 150 | 0 | 0 | 0 | 150 | 0 | 150 | 5 | 5 | 1 | 1 | [12 empty] | 2 | 2 | 2 | 2 | 3 | 4+ | 1 | 1
SDG&E Study Area | Creelman | 69 | Li_Battery |  |  | 0.47 | 0 | 0.47 | 0.47 | 0 | 0.47 | 0 | 0 | 0 | 5 | 2 | 1 | 1 | [12 empty] | Missing | Missing | Missing | Missing | Missing | 2+ | 1 | 1
PG&E Greater Bay Study Area | Crow Creek | 60 | Li_Battery |  |  | 0 | 0 | 0 | 0 | 0 | 0 | 0 | 0 | 0 | 1 | 1 | 1 | 1 | [12 empty] | Missing | Missing | Missing | Missing | Missing | 4+ | 1 | 1
PG&E Greater Bay Study Area | Curtis | 115 | Li_Battery |  |  | 0 | 0 | 0 | 0 | 0 | 0 | 0 | 0 | 0 | 1 | 1 | 1 | 1 | [12 empty] | 2 | 1 | 1 | 2 | 3 | 1 | 4 | 1
PG&E North of Greater Bay Study Area | Davis | 115 | Li_Battery |  |  | 0 | 0 | 0 | 0 | 0 | 0 | 0 | 0 | 0 | 5 | 5 | 1 | 1 | [12 empty] | 2 | 1 | 2 | 2 | 3 | 4+ | 1 | 1
SCE Eastern Study Area | Delaney | 500 | Li_Battery |  |  | 0 | 0 | 0 | 0 | 0 | 0 | 0 | 0 | 0 | 4 | 4 | 1 | 1 | [12 empty] | 2 | 1 | 3 | 2 | 3 | 2+ | 5 | 1
PG&E North of Greater Bay Study Area | Delevan | 230 | Li_Battery |  |  | 50 | 0 | 50 | 0 | 0 | 0 | 50 | 0 | 50 | 5 | 5 | 1 | 1 | [12 empty] | 2 | 2 | 1 | 2 | 3 | 4+ | 4 | 1
PG&E Greater Bay Study Area | Delta PP | 230 | Li_Battery |  |  | 0 | 0 | 0 | 0 | 0 | 0 | 0 | 0 | 0 | 5 | 5 | 1 | 1 | [12 empty] | 2 | 1 | 2 | 1 | 2 | 2+ | 1 | 1
East of Pisgah Study Area | Desert View | 230 | Li_Battery |  |  | 0 | 0 | 0 | 0 | 0 | 0 | 0 | 0 | 0 | 5 | 4 | 1 | 1 | [12 empty] | 2 | 1 | 3 | 1 | 3 | 1+ | 5 | 1
SCE Eastern Study Area | Devers | 500 | Li_Battery |  |  | 0 | 0 | 0 | 0 | 0 | 0 | 0 | 0 | 0 | 1 | 1 | 1 | 1 | [12 empty] | 2 | 1 | 1 | 2 | 3 | 1+ | 1 | 1
SCE Eastern Study Area | Devers | 230 | Li_Battery |  |  | 120 | 0 | 120 | 75 | 0 | 75 | 45 | 0 | 45 | 1 | 1 | 1 | 1 | [12 empty] | 2 | 1 | 1 | 2 | 3 | 4+ | 1 | 1
PG&E Kern Study Area | Diablo | 500 | Li_Battery |  |  | 0 | 0 | 0 | 0 | 0 | 0 | 0 | 0 | 0 | 1 | 1 | 1 | 1 | [12 empty] | 2 | 2 | 1 | 1 | 3 | 1+ | 1 | 1
SDG&E Study Area | ECO | 138 | Li_Battery |  |  | 117.15 | 0 | 117.15 | 117.15 | 0 | 117.15 | 0 | 0 | 0 | 5 | 4 | 1 | 1 | [12 empty] | 2 | 1 | 1 | 2 | 3 | 1 | 1 | 1
SDG&E Study Area | El Cajon | 69 | Li_Battery |  |  | 50 | 0 | 50 | 50 | 0 | 50 | 0 | 0 | 0 | 1 | 1 | 1 | 1 | [12 empty] | Missing | Missing | Missing | Missing | Missing | 1 | 1 | 1
SCE Eastern Study Area | El Casco | 230 | Li_Battery |  |  | 65 | 0 | 65 | 65 | 0 | 65 | 0 | 0 | 0 | 1 | 1 | 1 | 1 | [12 empty] | 1 | 1 | 2 | 2 | 2 | 1+ | 1 | 1
SCE Metro Study Area | El Nido (SCE) | 230 | Li_Battery |  |  | 13 | 0 | 13 | 0 | 0 | 0 | 13 | 0 | 13 | 1 | 1 | 1 | 1 | [12 empty] | 1 | 1 | 2 | 1 | 2 | 1 | 1 | 1
East of Pisgah Study Area | Eldorado | 500 | Li_Battery |  |  | 0 | 0 | 0 | 0 | 0 | 0 | 0 | 0 | 0 | 5 | 4 | 1 | 1 | [12 empty] | 2 | 2 | 2 | 2 | 3 | 1+ | 1 | 1
East of Pisgah Study Area | Eldorado | 230 | Li_Battery |  |  | 279 | 0 | 279 | 279 | 0 | 279 | 0 | 0 | 0 | 5 | 4 | 1 | 1 | [12 empty] | 2 | 2 | 2 | 2 | 3 | 4+ | 5 | 1
SDG&E Study Area | Elliot | 69 | Li_Battery |  |  | 9.75 | 0 | 9.75 | 9.75 | 0 | 9.75 | 0 | 0 | 0 | 1 | 1 | 1 | 1 | [12 empty] | Missing | Missing | Missing | Missing | Missing | 1 | 1 | 1
SDG&E Study Area | Encina | 230 | Li_Battery |  |  | 0 | 0 | 0 | 0 | 0 | 0 | 0 | 0 | 0 | 1 | 1 | 1 | 1 | [12 empty] | 2 | 1 | 1 | 2 | 3 | 2+ | 1 | 1
SDG&E Study Area | Escondido | 230 | Li_Battery |  |  | 0 | 0 | 0 | 0 | 0 | 0 | 0 | 0 | 0 | 5 | 2 | 1 | 1 | [12 empty] | 2 | 1 | 1 | 2 | 3 | 2+ | 5 | 1
SCE Eastern Study Area | Etiwanda | 230 | Li_Battery |  |  | 100 | 0 | 100 | 100 | 0 | 100 | 0 | 0 | 0 | 1 | 1 | 1 | 1 | [12 empty] | 1 | 1 | 1 | 2 | 2 | 1+ | 1 | 1
PG&E Fresno Study Area | Fink (Proposed) | 230 | Li_Battery |  |  | 187 | 0 | 187 | 157 | 0 | 157 | 30 | 0 | 30 | 5 | 2 | 5 | 2 | [12 empty] | Missing | Missing | Missing | Missing | Missing | 4+ | 1 | 1
PG&E North of Greater Bay Study Area | Fulton | 230 | Li_Battery |  |  | 38 | 0 | 38 | 38 | 0 | 38 | 0 | 0 | 0 | 5 | 5 | 1 | 1 | [12 empty] | 2 | 1 | 1 | 2 | 3 | 4+ | 1 | 1
East of Pisgah Study Area | Carpenter Canyon (fka Gamebird) | 230 | Li_Battery |  |  | 200 | 0 | 200 | 0 | 0 | 0 | 200 | 0 | 200 | 5 | 4 | 1 | 1 | [12 empty] | 2 | 2 | 3 | 1 | 3 | 1+ | 1 | 1
PG&E Fresno Study Area | Gates | 500 | Li_Battery |  |  | 0 | 0 | 0 | 0 | 0 | 0 | 0 | 0 | 0 | 5 | 2 | 5 | 2 | [12 empty] | 1 | 1 | 1 | 2 | 1 | 4+ | 4 | 1
PG&E Fresno Study Area | Gates | 230 | Li_Battery |  |  | 763.131 | 0 | 763.131 | 763.131 | 0 | 763.131 | 0 | 0 | 0 | 5 | 3 | 5 | 3 | [12 empty] | 1 | 1 | 1 | 2 | 1 | 4+ | 1 | 1
PG&E Fresno Study Area | New Sub - Gates - Midway (Proposed) | 230 | Li_Battery |  |  | 0 | 0 | 0 | 0 | 0 | 0 | 0 | 0 | 0 | 5 | 2 | 5 | 3 | [12 empty] | Missing | Missing | Missing | Missing | Missing | 4+ | 1 | 1
PG&E Kern Study Area | New Sub - Gates - Templeton (Proposed) | 230 | Li_Battery |  |  | 0 | 0 | 0 | 0 | 0 | 0 | 0 | 0 | 0 | 5 | 2 | 5 | 3 | [12 empty] | Missing | Missing | Missing | Missing | Missing | 1+ | 1 | 1
PG&E North of Greater Bay Study Area | Glenn | 230 | Li_Battery |  |  | 0 | 0 | 0 | 0 | 0 | 0 | 0 | 0 | 0 | 5 | 5 | 1 | 1 | [12 empty] | 2 | 2 | 2 | 2 | 3 | 1+ | 1 | 1
PG&E North of Greater Bay Study Area | Gold Hill | 230 | Li_Battery |  |  | 50 | 0 | 50 | 0 | 0 | 0 | 50 | 0 | 50 | 5 | 5 | 1 | 1 | [12 empty] | 2 | 1 | 2 | 2 | 3 | 2+ | 1 | 1
SCE Northern Area | Goleta | 230 | Li_Battery |  |  | 70 | 0 | 70 | 70 | 0 | 70 | 0 | 0 | 0 | 5 | 5 | 1 | 1 | [12 empty] | 2 | 2 | 2 | 1 | 3 | 4+ | 1 | 1
PG&E Greater Bay Study Area | Green Valley | 115 | Li_Battery |  |  | 0 | 0 | 0 | 0 | 0 | 0 | 0 | 0 | 0 | 5 | 5 | 1 | 1 | [12 empty] | 2 | 2 | 2 | 2 | 2 | 1+ | 1 | 1
PG&E Fresno Study Area | Gregg | 230 | Li_Battery |  |  | 0 | 0 | 0 | 0 | 0 | 0 | 0 | 0 | 0 | 5 | 3 | 5 | 2 | [12 empty] | 1 | 1 | 2 | 2 | 1 | 1 | 5 | 1
PG&E Fresno Study Area | GWF Hanford | 115 | Li_Battery |  |  | 32 | 0 | 32 | 32 | 0 | 32 | 0 | 0 | 0 | 5 | 3 | 5 | 2 | [12 empty] | 2 | 1 | 1 | 1 | 2 | 1 | 1 | 1
East of Pisgah Study Area | Harry Allen | 500 | Li_Battery |  |  | 0 | 0 | 0 | 0 | 0 | 0 | 0 | 0 | 0 | 5 | 4 | 1 | 1 | [12 empty] | Missing | Missing | Missing | Missing | Missing | 1+ | 1 | 1
SDG&E Study Area | Hassayampa | 500 | Li_Battery |  |  | 10 | 0 | 10 | 0 | 0 | 0 | 10 | 0 | 10 | 5 | 4 | 1 | 1 | [12 empty] | Missing | Missing | Missing | Missing | Missing | 2- | 1 | 1
PG&E Fresno Study Area | Helm | 230 | Li_Battery |  |  | 20 | 0 | 20 | 0 | 0 | 0 | 20 | 0 | 20 | 5 | 3 | 5 | 2 | [12 empty] | 1 | 1 | 2 | 2 | 1 | 4+ | 5 | 1
PG&E Fresno Study Area | Henrietta | 230 | Li_Battery |  |  | 0 | 0 | 0 | 0 | 0 | 0 | 0 | 0 | 0 | 5 | 3 | 5 | 2 | [12 empty] | 1 | 1 | 1 | 2 | 1 | 4+ | 5 | 1
SCE Metro Study Area | Hinson | 230 | Li_Battery |  |  | 200 | 0 | 200 | 200 | 0 | 200 | 0 | 0 | 0 | 1 | 1 | 1 | 1 | [12 empty] | 1 | 1 | 1 | 1 | 2 | 1+ | 4 | 1
PG&E Greater Bay Study Area | Hollister | 115 | Li_Battery |  |  | 10 | 0 | 10 | 10 | 0 | 10 | 0 | 0 | 0 | 5 | 5 | 1 | 1 | [12 empty] | 2 | 2 | 2 | 2 | 3 | 1 | 1 | 1
SDG&E Study Area | Hoodoo Wash | 500 | Li_Battery |  |  | 500 | 0 | 500 | 250 | 0 | 250 | 250 | 0 | 250 | 5 | 4 | 1 | 1 | [12 empty] | 2 | 2 | 2 | 2 | 3 | 4+ | 1 | 1
PG&E North of Greater Bay Study Area | Humboldt | 115 | Li_Battery |  |  | 1.25 | 0 | 1.25 | 1.25 | 0 | 1.25 | 0 | 0 | 0 | 1 | 1 | 1 | 1 | [12 empty] | Missing | Missing | Missing | Missing | Missing | 1 | 4 | 1
SDG&E Study Area | Imperial Valley | 500 | Li_Battery |  |  | 0 | 0 | 0 | 0 | 0 | 0 | 0 | 0 | 0 | 5 | 4 | 1 | 1 | [12 empty] | 1 | 1 | 2 | 2 | 1 | 1+ | 1 | 1
SDG&E Study Area | Imperial Valley | 230 | Li_Battery |  |  | 174 | 0 | 174 | 174 | 0 | 174 | 0 | 0 | 0 | 5 | 4 | 1 | 1 | [12 empty] | 1 | 1 | 2 | 2 | 1 | 4+ | 1 | 1
East of Pisgah Study Area | Innovation | 230 | Li_Battery |  |  | 100 | 0 | 100 | 0 | 0 | 0 | 100 | 0 | 100 | 5 | 4 | 1 | 1 | [12 empty] | 2 | 2 | 3 | 1 | 3 | 4+ | 5 | 1
SCE Metro Study Area | Johanna | 230 | Li_Battery |  |  | 90 | 0 | 90 | 40 | 0 | 40 | 50 | 0 | 50 | 1 | 1 | 1 | 1 | [12 empty] | 1 | 1 | 2 | 1 | 2 | 1 | 1 | 1
SCE Eastern Study Area | Julian Hinds | 230 | Li_Battery |  |  | 0 | 0 | 0 | 0 | 0 | 0 | 0 | 0 | 0 | 4 | 4 | 1 | 1 | [12 empty] | 2 | 1 | 3 | 2 | 3 | 1+ | 1 | 1
PG&E Greater Bay Study Area | Kelso | 230 | Li_Battery |  |  | 0 | 0 | 0 | 0 | 0 | 0 | 0 | 0 | 0 | 5 | 5 | 1 | 1 | [12 empty] | 2 | 1 | 1 | 1 | 2 | 1+ | 1 | 1
PG&E Kern Study Area | Kern PP | 115 | Li_Battery |  |  | 0 | 0 | 0 | 0 | 0 | 0 | 0 | 0 | 0 | 5 | 2 | 5 | 2 | [12 empty] | 1 | 1 | 2 | 1 | 1 | 1+ | 1 | 1
PG&E Greater Bay Study Area | Kirker | 115 | Li_Battery |  |  | 20 | 0 | 20 | 0 | 0 | 0 | 20 | 0 | 20 | 5 | 2 | 1 | 1 | [12 empty] | 2 | 1 | 2 | 1 | 2 | 1 | 1 | 1
SCE North of Lugo Study Area | Kramer | 230 | Li_Battery |  |  | 386 | 0 | 386 | 261 | 0 | 261 | 125 | 0 | 125 | 1 | 1 | 1 | 1 | [12 empty] | 2 | 1 | 2 | 1 | 3 | 4+ | 1 | 1
SCE North of Lugo Study Area | Kramer | 115 | Li_Battery |  |  | 0 | 0 | 0 | 0 | 0 | 0 | 0 | 0 | 0 | 1 | 1 | 1 | 1 | [12 empty] | 2 | 1 | 2 | 1 | 3 | 4+ | 5 | 1
SCE Metro Study Area | La Cienega | 230 | Li_Battery |  |  | 0 | 0 | 0 | 0 | 0 | 0 | 0 | 0 | 0 | 1 | 1 | 1 | 1 | [12 empty] | 1 | 1 | 2 | 1 | 2 | 1+ | 1 | 1
SCE Metro Study Area | Laguna Bell | 230 | Li_Battery |  |  | 600 | 0 | 600 | 100 | 0 | 100 | 500 | 0 | 500 | 1 | 1 | 1 | 1 | [12 empty] | 1 | 1 | 1 | 1 | 1 | 1+ | 1 | 1
PG&E Kern Study Area | Lakeview | 70 | Li_Battery |  |  | 64.4 | 0 | 64.4 | 64.4 | 0 | 64.4 | 0 | 0 | 0 | 5 | 2 | 5 | 2 | [12 empty] | Missing | Missing | Missing | Missing | Missing | 1 | 1 | 1
PG&E North of Greater Bay Study Area | Lakeville | 230 | Li_Battery |  |  | 41 | 0 | 41 | 41 | 0 | 41 | 0 | 0 | 0 | 5 | 5 | 1 | 1 | [12 empty] | 2 | 1 | 1 | 2 | 3 | 2+ | 1 | 1
PG&E North of Greater Bay Study Area | Lambie | 230 | Li_Battery |  |  | 0 | 0 | 0 | 0 | 0 | 0 | 0 | 0 | 0 | 5 | 5 | 1 | 1 | [12 empty] | 2 | 1 | 1 | 1 | 1 | 1+ | 1 | 1
PG&E Kern Study Area | Lamont | 115 | Li_Battery |  |  | 0 | 0 | 0 | 0 | 0 | 0 | 0 | 0 | 0 | 5 | 2 | 5 | 2 | [12 empty] | 1 | 1 | 1 | 1 | 1 | 2+ | 4 | 1
East of Pisgah Study Area | Lathrop | 138 | Li_Battery |  |  | 0 | 0 | 0 | 0 | 0 | 0 | 0 | 0 | 0 | 5 | 4 | 1 | 1 | [12 empty] | 2 | 2 | 3 | 1 | 3 | 1+ | 5 | 1
PG&E Fresno Study Area | Le Grand | 115 | Li_Battery |  |  | 0 | 0 | 0 | 0 | 0 | 0 | 0 | 0 | 0 | 5 | 3 | 5 | 2 | [12 empty] | 1 | 1 | 2 | 2 | 1 | 1+ | 1 | 1
SCE Metro Study Area | Lighthipe | 230 | Li_Battery |  |  | 175 | 0 | 175 | 175 | 0 | 175 | 0 | 0 | 0 | 1 | 1 | 1 | 1 | [12 empty] | 1 | 1 | 2 | 1 | 1 | 1+ | 1 | 1
PG&E Greater Bay Study Area | Llagas | 115 | Li_Battery |  |  | 44 | 0 | 44 | 0 | 0 | 0 | 44 | 0 | 44 | 5 | 5 | 1 | 1 | [12 empty] | 2 | 1 | 2 | 2 | 2 | 4+ | 1 | 1
PG&E Fresno Study Area | Los Banos | 500 | Li_Battery |  |  | 0 | 0 | 0 | 0 | 0 | 0 | 0 | 0 | 0 | 5 | 2 | 5 | 2 | [12 empty] | 1 | 1 | 2 | 2 | 1 | 1+ | 1 | 1
PG&E Fresno Study Area | Los Banos | 230 | Li_Battery |  |  | 170.6 | 0 | 170.6 | 0 | 0 | 0 | 170.6 | 0 | 170.6 | 5 | 3 | 5 | 2 | [12 empty] | 1 | 1 | 2 | 2 | 1 | 1+ | 1 | 1
PG&E Fresno Study Area | New Sub - Los Banos - Midway (Proposed) | 500 | Li_Battery |  |  | 0 | 0 | 0 | 0 | 0 | 0 | 0 | 0 | 0 | 1 | 1 | 1 | 1 | [12 empty] | Missing | Missing | Missing | Missing | Missing | 1+ | 1 | 1
PG&E Greater Bay Study Area | Los Esteros | 115 | Li_Battery |  |  | 206 | 0 | 206 | 0 | 0 | 0 | 206 | 0 | 206 | 1 | 1 | 1 | 1 | [12 empty] | 2 | 1 | 1 | 2 | 2 | 1+ | 1 | 1
SCE Metro Study Area | Lugo | 500 | Li_Battery |  |  | 0 | 0 | 0 | 0 | 0 | 0 | 0 | 0 | 0 | 1 | 1 | 1 | 1 | [12 empty] | 2 | 1 | 2 | 2 | 2 | 1+ | 1 | 1
SCE North of Lugo Study Area | Lugo | 230 | Li_Battery |  |  | 0 | 0 | 0 | 0 | 0 | 0 | 0 | 0 | 0 | 1 | 1 | 1 | 1 | [12 empty] | 2 | 1 | 2 | 2 | 2 | 1+ | 1 | 1
SCE North of Lugo Study Area | New Sub - Lugo - Pisgah (Proposed) | 230 | Li_Battery |  |  | 0 | 0 | 0 | 0 | 0 | 0 | 0 | 0 | 0 | 1 | 1 | 1 | 1 | [12 empty] | Missing | Missing | Missing | Missing | Missing | 1+ | 1 | 1
PG&E North of Greater Bay Study Area | Madison | 115 | Li_Battery |  |  | 10.2 | 0 | 10.2 | 10.2 | 0 | 10.2 | 0 | 0 | 0 | 5 | 5 | 1 | 1 | [12 empty] | 2 | 1 | 2 | 2 | 3 | 1 | 1 | 1
SCE Northern Area | Mandalay | 230 | Li_Battery |  |  | 200 | 0 | 200 | 0 | 0 | 0 | 200 | 0 | 200 | 5 | 5 | 1 | 1 | [12 empty] | 2 | 1 | 1 | 1 | 2 | 4+ | 1 | 1
PG&E Fresno Study Area | Manning | 500 | Li_Battery |  |  | 0 | 0 | 0 | 0 | 0 | 0 | 0 | 0 | 0 | 5 | 2 | 5 | 2 | [12 empty] | 1 | 1 | 2 | 2 | 1 | 1+ | 1 | 1
PG&E Fresno Study Area | Manning | 230 | Li_Battery |  |  | 0 | 0 | 0 | 0 | 0 | 0 | 0 | 0 | 0 | 5 | 3 | 5 | 2 | [12 empty] | 1 | 1 | 2 | 2 | 1 | 1+ | 1 | 1
PG&E Greater Bay Study Area | Martin | 115 | Li_Battery |  |  | 254.62 | 0 | 254.62 | 4.62 | 0 | 4.62 | 250 | 0 | 250 | 1 | 1 | 1 | 1 | [12 empty] | Missing | Missing | Missing | Missing | Missing | 1+ | 1 | 1
PG&E Greater Bay Study Area | Martinez | 115 | Li_Battery |  |  | 0 | 0 | 0 | 0 | 0 | 0 | 0 | 0 | 0 | 1 | 1 | 1 | 1 | [12 empty] | 2 | 1 | 1 | 1 | 2 | 1 | 5 | 1
PG&E Fresno Study Area | Mc Mullin | 230 | Li_Battery |  |  | 0 | 0 | 0 | 0 | 0 | 0 | 0 | 0 | 0 | 5 | 3 | 5 | 2 | [12 empty] | 1 | 1 | 2 | 2 | 1 | 1+ | 1 | 1
PG&E North of Greater Bay Study Area | Mendocino | 115 | Li_Battery |  |  | 0 | 0 | 0 | 0 | 0 | 0 | 0 | 0 | 0 | 5 | 5 | 1 | 1 | [12 empty] | 2 | 2 | 2 | 2 | 3 | 4+ | 1 | 1
PG&E Kern Study Area | Mesa | 230 | Li_Battery |  |  | 0 | 0 | 0 | 0 | 0 | 0 | 0 | 0 | 0 | 5 | 2 | 5 | 3 | [12 empty] | 2 | 2 | 2 | 1 | 3 | 4+ | 1 | 1
PG&E Kern Study Area | Mesa | 115 | Li_Battery |  |  | 0 | 0 | 0 | 0 | 0 | 0 | 0 | 0 | 0 | 5 | 2 | 5 | 3 | [12 empty] | 2 | 2 | 2 | 1 | 3 | 1 | 4 | 1
SCE Metro Study Area | Mesa (SCE) | 500 | Li_Battery |  |  | 0 | 0 | 0 | 0 | 0 | 0 | 0 | 0 | 0 | 1 | 1 | 1 | 1 | [12 empty] | 1 | 1 | 2 | 1 | 1 | 1+ | 1 | 1
SCE Metro Study Area | Mesa (SCE) | 230 | Li_Battery |  |  | 3.5 | 0 | 3.5 | 0 | 0 | 0 | 3.5 | 0 | 3.5 | 1 | 1 | 1 | 1 | [12 empty] | 1 | 1 | 2 | 1 | 1 | 1 | 1 | 1
PG&E Greater Bay Study Area | Metcalf | 500 | Li_Battery |  |  | 0 | 0 | 0 | 0 | 0 | 0 | 0 | 0 | 0 | 5 | 5 | 1 | 1 | [12 empty] | 2 | 1 | 1 | 2 | 3 | 1+ | 1 | 1
PG&E Greater Bay Study Area | Metcalf | 230 | Li_Battery |  |  | 300 | 0 | 300 | 0 | 0 | 0 | 300 | 0 | 300 | 5 | 5 | 1 | 1 | [12 empty] | 2 | 1 | 1 | 2 | 3 | 3+ | 1 | 1
PG&E Kern Study Area | Midway | 500 | Li_Battery |  |  | 481 | 0 | 481 | 0 | 0 | 0 | 481 | 0 | 481 | 1 | 1 | 1 | 1 | [12 empty] | 1 | 1 | 2 | 1 | 1 | 4+ | 3 | 1
PG&E Kern Study Area | Midway | 230 | Li_Battery |  |  | 0 | 0 | 0 | 0 | 0 | 0 | 0 | 0 | 0 | 5 | 2 | 5 | 2 | [12 empty] | 1 | 1 | 2 | 1 | 1 | 1 | 4 | 1
PG&E Kern Study Area | Midway | 115 | Li_Battery |  |  | 81 | 0 | 81 | 0 | 0 | 0 | 81 | 0 | 81 | 5 | 2 | 5 | 3 | [12 empty] | 1 | 1 | 2 | 1 | 1 | 4+ | 1 | 1
SDG&E Study Area | Miguel | 230 | Li_Battery |  |  | 9.75 | 0 | 9.75 | 9.75 | 0 | 9.75 | 0 | 0 | 0 | 5 | 2 | 1 | 1 | [12 empty] | 2 | 1 | 2 | 2 | 2 | 1+ | 1 | 1
PG&E Greater Bay Study Area | Miller | 115 | Li_Battery |  |  | 0 | 0 | 0 | 0 | 0 | 0 | 0 | 0 | 0 | 1 | 1 | 1 | 1 | [12 empty] | 1 | 1 | 2 | 2 | 1 | 2+ | 1 | 1
SCE Metro Study Area | Mira Loma | 230 | Li_Battery |  |  | 385 | 0 | 385 | 85 | 0 | 85 | 300 | 0 | 300 | 1 | 1 | 1 | 1 | [12 empty] | 1 | 1 | 1 | 2 | 2 | 1+ | 1 | 1
SCE Eastern Study Area | Mirage | 230 | Li_Battery | Yes | Import from IID | 50 | 0 | 50 | 50 | 0 | 50 | 0 | 0 | 0 | 4 | 4 | 1 | 1 | [12 empty] | 2 | 1 | 2 | 2 | 3 | 1+ | 1 | 1
SDG&E Study Area | Mission | 230 | Li_Battery |  |  | 9 | 0 | 9 | 9 | 0 | 9 | 0 | 0 | 0 | 1 | 1 | 1 | 1 | [12 empty] | 2 | 1 | 2 | 2 | 2 | 1 | 5 | 1
East of Pisgah Study Area | Mohave | 500 | Li_Battery |  |  | 500 | 0 | 500 | 0 | 0 | 0 | 500 | 0 | 500 | 5 | 2 | 1 | 1 | [12 empty] | 2 | 2 | 1 | 1 | 3 | 4+ | 3 | 1
PG&E Greater Bay Study Area | Monta Vista | 230 | Li_Battery |  |  | 0 | 0 | 0 | 0 | 0 | 0 | 0 | 0 | 0 | 1 | 1 | 1 | 1 | [12 empty] | Missing | Missing | Missing | Missing | Missing | 1+ | 1 | 1
SCE Northern Area | Moorpark | 230 | Li_Battery |  |  | 434.9 | 0 | 434.9 | 134.9 | 0 | 134.9 | 300 | 0 | 300 | 5 | 5 | 1 | 1 | [12 empty] | 2 | 1 | 2 | 1 | 3 | 4+ | 1 | 1
PG&E Greater Bay Study Area | Morgan Hill | 115 | Li_Battery |  |  | 0 | 0 | 0 | 0 | 0 | 0 | 0 | 0 | 0 | 5 | 5 | 1 | 1 | [12 empty] | 2 | 1 | 2 | 2 | 2 | 4+ | 1 | 1
PG&E Kern Study Area | Morro Bay | 230 | Li_Battery |  |  | 0 | 0 | 0 | 0 | 0 | 0 | 0 | 0 | 0 | 5 | 2 | 5 | 3 | [12 empty] | 2 | 2 | 1 | 1 | 3 | 2+ | 1 | 1
PG&E Greater Bay Study Area | Moss Landing | 500 | Li_Battery |  |  | 0 | 0 | 0 | 0 | 0 | 0 | 0 | 0 | 0 | 5 | 2 | 5 | 2 | [12 empty] | 2 | 2 | 1 | 2 | 2 | 4+ | 1 | 1
PG&E Fresno Study Area | Mustang | 230 | Li_Battery |  |  | 50 | 0 | 50 | 0 | 0 | 0 | 50 | 0 | 50 | 5 | 3 | 5 | 2 | [12 empty] | 1 | 1 | 1 | 2 | 1 | 2- | 5 | 1
SDG&E Study Area | North Gila | 500 | Li_Battery |  |  | 0 | 0 | 0 | 0 | 0 | 0 | 0 | 0 | 0 | 5 | 4 | 1 | 1 | [12 empty] | 2 | 2 | 3 | 2 | 3 | 1+ | 1 | 1
SDG&E Study Area | New Sub - North Gila - IV (Proposed) | 500 | Li_Battery |  |  | 0 | 0 | 0 | 0 | 0 | 0 | 0 | 0 | 0 | 5 | 4 | 1 | 1 | [12 empty] | Missing | Missing | Missing | Missing | Missing | 1+ | 1 | 1
PG&E Greater Bay Study Area | Oakland C | 115 | Li_Battery |  |  | 55 | 0 | 55 | 55 | 0 | 55 | 0 | 0 | 0 | 5 | 5 | 1 | 1 | [12 empty] | 2 | 1 | 1 | 1 | 2 | 1 | 1 | 1
SCE Metro Study Area | Olinda | 230 | Li_Battery |  |  | 0 | 0 | 0 | 0 | 0 | 0 | 0 | 0 | 0 | 1 | 1 | 1 | 1 | [12 empty] | 1 | 1 | 2 | 1 | 2 | 1+ | 1 | 1
PG&E Kern Study Area | Olive | 115 | Li_Battery |  |  | 20 | 0 | 20 | 20 | 0 | 20 | 0 | 0 | 0 | 5 | 2 | 5 | 3 | [12 empty] | Missing | Missing | Missing | Missing | Missing | 1 | 1 | 1
SDG&E Study Area | Otay | 69 | Li_Battery |  |  | 0 | 0 | 0 | 0 | 0 | 0 | 0 | 0 | 0 | 1 | 1 | 1 | 1 | [12 empty] | Missing | Missing | Missing | Missing | Missing | 4+ | 1 | 1
SDG&E Study Area | Otay Mesa | 230 | Li_Battery |  |  | 0 | 0 | 0 | 0 | 0 | 0 | 0 | 0 | 0 | 5 | 2 | 1 | 1 | [12 empty] | 2 | 1 | 1 | 2 | 3 | 2+ | 1 | 1
SDG&E Study Area | Pala | 69 | Li_Battery |  |  | 10 | 0 | 10 | 10 | 0 | 10 | 0 | 0 | 0 | 5 | 2 | 1 | 1 | [12 empty] | Missing | Missing | Missing | Missing | Missing | 1 | 1 | 1
PG&E Fresno Study Area | Panoche | 230 | Li_Battery |  |  | 0 | 0 | 0 | 0 | 0 | 0 | 0 | 0 | 0 | 5 | 3 | 5 | 2 | [12 empty] | 1 | 1 | 1 | 2 | 1 | 1+ | 5 | 1
SCE Northern Area | Pardee | 230 | Li_Battery |  |  | 15 | 0 | 15 | 15 | 0 | 15 | 0 | 0 | 0 | 5 | 5 | 1 | 1 | [12 empty] | 1 | 1 | 2 | 1 | 3 | 1 | 1 | 1
SCE Northern Area | Pastoria | 230 | Li_Battery |  |  | 0 | 0 | 0 | 0 | 0 | 0 | 0 | 0 | 0 | 5 | 5 | 1 | 1 | [12 empty] | 1 | 1 | 2 | 1 | 3 | 1+ | 1 | 1
SCE Metro Study Area | Pauda | 230 | Li_Battery |  |  | 195 | 0 | 195 | 195 | 0 | 195 | 0 | 0 | 0 | 1 | 1 | 1 | 1 | [12 empty] | 1 | 1 | 2 | 2 | 2 | 1 | 1 | 1
PG&E North of Greater Bay Study Area | Peabody | 230 | Li_Battery |  |  | 0 | 0 | 0 | 0 | 0 | 0 | 0 | 0 | 0 | 5 | 5 | 1 | 1 | [12 empty] | 2 | 1 | 2 | 1 | 2 | 1+ | 1 | 1
SCE North of Lugo Study Area | Pisgah | 230 | Li_Battery |  |  | 0 | 0 | 0 | 0 | 0 | 0 | 0 | 0 | 0 | 1 | 1 | 1 | 1 | [12 empty] | 2 | 1 | 3 | 1 | 1 | 1+ | 5 | 1
PG&E Greater Bay Study Area | Pittsburg | 230 | Li_Battery |  |  | 0 | 0 | 0 | 0 | 0 | 0 | 0 | 0 | 0 | 5 | 5 | 1 | 1 | [12 empty] | 2 | 1 | 1 | 1 | 2 | 4+ | 1 | 1
SDG&E Study Area | Point Loma | 69 | Li_Battery |  |  | 0 | 0 | 0 | 0 | 0 | 0 | 0 | 0 | 0 | 1 | 1 | 1 | 1 | [12 empty] | Missing | Missing | Missing | Missing | Missing | 2+ | 1 | 1
SDG&E Study Area | Pomerado | 69 | Li_Battery |  |  | 100 | 0 | 100 | 100 | 0 | 100 | 0 | 0 | 0 | 1 | 1 | 1 | 1 | [12 empty] | Missing | Missing | Missing | Missing | Missing | 1 | 1 | 1
East of Pisgah Study Area | Primm | 230 | Li_Battery |  |  | 200 | 0 | 200 | 200 | 0 | 200 | 0 | 0 | 0 | 5 | 2 | 1 | 1 | [12 empty] | 2 | 2 | 2 | 2 | 2 | 1 | 1 | 1
PG&E North of Greater Bay Study Area | Putah Creek | 115 | Li_Battery |  |  | 3 | 0 | 3 | 3 | 0 | 3 | 0 | 0 | 0 | 5 | 5 | 1 | 1 | [12 empty] | 2 | 1 | 1 | 2 | 3 | 1 | 1 | 1
PG&E Fresno Study Area | Quinto | 230 | Li_Battery |  |  | 0 | 0 | 0 | 0 | 0 | 0 | 0 | 0 | 0 | 5 | 2 | 1 | 1 | [12 empty] | 1 | 1 | 2 | 2 | 1 | 1+ | 1 | 1
SCE Northern Area | Rector | 230 | Li_Battery |  |  | 0 | 0 | 0 | 0 | 0 | 0 | 0 | 0 | 0 | 5 | 5 | 1 | 1 | [12 empty] | 1 | 1 | 2 | 2 | 1 | 4+ | 1 | 1
SCE Eastern Study Area | Red Bluff | 500 | Li_Battery |  |  | 375 | 0 | 375 | 375 | 0 | 375 | 0 | 0 | 0 | 5 | 4 | 1 | 1 | [12 empty] | 2 | 2 | 2 | 2 | 3 | 4+ | 1 | 1
SCE Eastern Study Area | Red Bluff | 230 | Li_Battery |  |  | 416 | 0 | 416 | 416 | 0 | 416 | 0 | 0 | 0 | 1 | 1 | 1 | 1 | [12 empty] | 2 | 2 | 2 | 2 | 3 | 4+ | 4 | 1
PG&E Kern Study Area | Rio Bravo | 115 | Li_Battery |  |  | 0 | 0 | 0 | 0 | 0 | 0 | 0 | 0 | 0 | 5 | 2 | 5 | 3 | [12 empty] | 1 | 1 | 2 | 1 | 1 | 1 | 4 | 1
SCE Metro Study Area | Rio Hondo | 230 | Li_Battery |  |  | 0 | 0 | 0 | 0 | 0 | 0 | 0 | 0 | 0 | 1 | 1 | 1 | 1 | [12 empty] | 1 | 1 | 2 | 1 | 2 | 1+ | 4 | 1
PG&E North of Greater Bay Study Area | Rio Oso | 230 | Li_Battery |  |  | 0 | 0 | 0 | 0 | 0 | 0 | 0 | 0 | 0 | 5 | 5 | 1 | 1 | [12 empty] | 2 | 1 | 2 | 1 | 3 | 1+ | 1 | 1
PG&E Greater Bay Study Area | Ripon | 115 | Li_Battery |  |  | 50 | 0 | 50 | 0 | 0 | 0 | 50 | 0 | 50 | 1 | 1 | 1 | 1 | [12 empty] | 1 | 1 | 2 | 2 | 1 | 4+ | 4 | 1
SCE North of Lugo Study Area | Roadway | 115 | Li_Battery |  |  | 110 | 0 | 110 | 100 | 0 | 100 | 10 | 0 | 10 | 1 | 1 | 1 | 1 | [12 empty] | 2 | 1 | 2 | 2 | 1 | 4+ | 3 | 1
PG&E North of Greater Bay Study Area | Round Mountain | 230 | Li_Battery |  |  | 0 | 0 | 0 | 0 | 0 | 0 | 0 | 0 | 0 | 5 | 2 | 1 | 1 | [12 empty] | 2 | 2 | 2 | 2 | 3 | 2+ | 1 | 1
SDG&E Study Area | San Luis Rey | 230 | Li_Battery |  |  | 20 | 0 | 20 | 20 | 0 | 20 | 0 | 0 | 0 | 5 | 2 | 1 | 1 | [12 empty] | 2 | 1 | 2 | 2 | 3 | 2+ | 5 | 1
SCE Northern Area | Santa Clara | 230 | Li_Battery |  |  | 15 | 0 | 15 | 15 | 0 | 15 | 0 | 0 | 0 | 5 | 5 | 1 | 1 | [12 empty] | 2 | 1 | 2 | 1 | 2 | 1+ | 1 | 1
PG&E Fresno Study Area | Schindler | 115 | Li_Battery |  |  | 0 | 0 | 0 | 0 | 0 | 0 | 0 | 0 | 0 | 3 | 3 | 5 | 2 | [12 empty] | 1 | 1 | 2 | 2 | 1 | 4+ | 1 | 1
PG&E Greater Bay Study Area | Schulte | 115 | Li_Battery |  |  | 0 | 0 | 0 | 0 | 0 | 0 | 0 | 0 | 0 | 5 | 5 | 1 | 1 | [12 empty] | Missing | Missing | Missing | Missing | Missing | 1+ | 1 | 1
SDG&E Study Area | Silvergate | 230 | Li_Battery |  |  | 100 | 0 | 100 | 100 | 0 | 100 | 0 | 0 | 0 | 5 | 2 | 1 | 1 | [12 empty] | 2 | 1 | 1 | 2 | 2 | 1+ | 1 | 1
PG&E Kern Study Area | Sisquoc | 115 | Li_Battery |  |  | 0 | 0 | 0 | 0 | 0 | 0 | 0 | 0 | 0 | 1 | 1 | 1 | 1 | [12 empty] | 2 | 2 | 2 | 1 | 3 | 1 | 4 | 1
East of Pisgah Study Area | Sloan Canyon | 230 | Li_Battery |  |  | 0 | 0 | 0 | 0 | 0 | 0 | 0 | 0 | 0 | 5 | 4 | 1 | 1 | [12 empty] | 2 | 2 | 2 | 2 | 3 | 4+ | 1 | 1
PG&E Kern Study Area | Solar SS | 230 | Li_Battery |  |  | 0 | 0 | 0 | 0 | 0 | 0 | 0 | 0 | 0 | 5 | 2 | 5 | 3 | [12 empty] | 2 | 1 | 1 | 1 | 3 | 1 | 4 | 1
SCE Northern Area | Springville | 230 | Li_Battery |  |  | 225 | 0 | 225 | 225 | 0 | 225 | 0 | 0 | 0 | 5 | 5 | 1 | 1 | [12 empty] | 1 | 1 | 2 | 2 | 2 | 1+ | 1 | 1
PG&E Greater Bay Study Area | Stagg | 230 | Li_Battery |  |  | 0 | 0 | 0 | 0 | 0 | 0 | 0 | 0 | 0 | 5 | 2 | 1 | 1 | [12 empty] | 1 | 1 | 2 | 2 | 1 | 4+ | 1 | 1
SDG&E Study Area | Sycamore Canyon | 138 | Li_Battery |  |  | 0 | 0 | 0 | 0 | 0 | 0 | 0 | 0 | 0 | 5 | 2 | 1 | 1 | [12 empty] | 2 | 1 | 2 | 2 | 3 | 1 | 3 | 1
PG&E Kern Study Area | Taft | 115 | Li_Battery |  |  | 0 | 0 | 0 | 0 | 0 | 0 | 0 | 0 | 0 | 5 | 2 | 5 | 3 | [12 empty] | 1 | 1 | 2 | 1 | 1 | 1 | 4 | 1
SDG&E Study Area | Talega | 230 | Li_Battery |  |  | 100 | 0 | 100 | 0 | 0 | 0 | 100 | 0 | 100 | 5 | 2 | 1 | 1 | [12 empty] | 2 | 1 | 2 | 2 | 3 | 4+ | 1 | 1
PG&E Kern Study Area | Templeton | 230 | Li_Battery |  |  | 0 | 0 | 0 | 0 | 0 | 0 | 0 | 0 | 0 | 5 | 2 | 5 | 3 | [12 empty] | 2 | 2 | 1 | 1 | 3 | 1+ | 1 | 1
PG&E Greater Bay Study Area | Tesla | 500 | Li_Battery |  |  | 0 | 0 | 0 | 0 | 0 | 0 | 0 | 0 | 0 | 1 | 1 | 1 | 1 | [12 empty] | 2 | 1 | 2 | 1 | 2 | 4+ | 1 | 1
PG&E Greater Bay Study Area | Tesla | 230 | Li_Battery |  |  | 0 | 0 | 0 | 0 | 0 | 0 | 0 | 0 | 0 | 1 | 1 | 1 | 1 | [12 empty] | 2 | 1 | 2 | 1 | 2 | 4+ | 1 | 1
PG&E Fresno Study Area | Tranquility | 230 | Li_Battery |  |  | 531.5 | 0 | 531.5 | 502.5 | 0 | 502.5 | 29 | 0 | 29 | 5 | 3 | 5 | 2 | [12 empty] | 1 | 1 | 1 | 2 | 1 | 4+ | 3 | 1
East of Pisgah Study Area | Trout Canyon | 230 | Li_Battery |  |  | 585 | 0 | 585 | 145 | 0 | 145 | 440 | 0 | 440 | 5 | 4 | 1 | 1 | [12 empty] | 2 | 2 | 3 | 1 | 3 | 4+ | 3 | 1
PG&E North of Greater Bay Study Area | Tulucay | 230 | Li_Battery |  |  | 0 | 0 | 0 | 0 | 0 | 0 | 0 | 0 | 0 | 5 | 5 | 1 | 1 | [12 empty] | 2 | 1 | 2 | 2 | 3 | 4+ | 1 | 1
PG&E Kern Study Area | Tupman | 115 | Li_Battery |  |  | 0 | 0 | 0 | 0 | 0 | 0 | 0 | 0 | 0 | 5 | 2 | 5 | 3 | [12 empty] | 1 | 1 | 2 | 1 | 1 | 2+ | 1 | 1
PG&E North of Greater Bay Study Area | Vaca Dixon | 500 | Li_Battery |  |  | 0 | 0 | 0 | 0 | 0 | 0 | 0 | 0 | 0 | 5 | 5 | 5 | 2 | [12 empty] | 2 | 1 | 1 | 1 | 3 | 1+ | 1 | 1
PG&E North of Greater Bay Study Area | Vaca Dixon | 230 | Li_Battery |  |  | 0 | 0 | 0 | 0 | 0 | 0 | 0 | 0 | 0 | 5 | 5 | 1 | 1 | [12 empty] | 2 | 1 | 1 | 1 | 3 | 1+ | 1 | 1
PG&E North of Greater Bay Study Area | Vaca Dixon | 115 | Li_Battery |  |  | 0 | 0 | 0 | 0 | 0 | 0 | 0 | 0 | 0 | 5 | 5 | 1 | 1 | [12 empty] | 2 | 1 | 1 | 1 | 3 | 4+ | 1 | 1
SCE Eastern Study Area | Valley (SCE) | 500 | Li_Battery |  |  | 770 | 0 | 770 | 770 | 0 | 770 | 0 | 0 | 0 | 1 | 1 | 1 | 1 | [12 empty] | 1 | 1 | 1 | 2 | 2 | 4+ | 1 | 1
East of Pisgah Study Area | Valley (VEA) | 138 | Li_Battery |  |  | 0 | 0 | 0 | 0 | 0 | 0 | 0 | 0 | 0 | 5 | 4 | 1 | 1 | [12 empty] | 2 | 2 | 3 | 1 | 3 | 4+ | 5 | 1
East of Pisgah Study Area | Valley Switch | 138 | Li_Battery |  |  | 0 | 0 | 0 | 0 | 0 | 0 | 0 | 0 | 0 | 5 | 4 | 1 | 1 | [12 empty] | 2 | 2 | 3 | 1 | 3 | 1+ | 1 | 1
SCE Northern Area | Vestal | 230 | Li_Battery |  |  | 190 | 0 | 190 | 190 | 0 | 190 | 0 | 0 | 0 | 5 | 5 | 1 | 1 | [12 empty] | 1 | 1 | 1 | 1 | 1 | 4+ | 1 | 1
SCE North of Lugo Study Area | Victor | 230 | Li_Battery |  |  | 0 | 0 | 0 | 0 | 0 | 0 | 0 | 0 | 0 | 1 | 1 | 1 | 1 | [12 empty] | 2 | 1 | 1 | 2 | 2 | 1+ | 1 | 1
SCE Metro Study Area | Viejo | 230 | Li_Battery |  |  | 0 | 0 | 0 | 0 | 0 | 0 | 0 | 0 | 0 | 1 | 1 | 1 | 1 | [12 empty] | 1 | 1 | 2 | 1 | 2 | 1+ | 1 | 1
PG&E Greater Bay Study Area | Vierra | 115 | Li_Battery |  |  | 0 | 0 | 0 | 0 | 0 | 0 | 0 | 0 | 0 | 1 | 1 | 1 | 1 | [12 empty] | 1 | 1 | 1 | 2 | 1 | 4+ | 1 | 1
SCE Northern Area | Vincent | 500 | Li_Battery |  |  | 0 | 0 | 0 | 0 | 0 | 0 | 0 | 0 | 0 | 1 | 1 | 1 | 1 | [12 empty] | 2 | 1 | 2 | 1 | 3 | 1+ | 1 | 1
SCE Northern Area | Vincent | 230 | Li_Battery |  |  | 819.5 | 0 | 819.5 | 399 | 0 | 399 | 420.5 | 0 | 420.5 | 1 | 1 | 1 | 1 | [12 empty] | 2 | 1 | 2 | 1 | 3 | 4+ | 3 | 1
SCE Eastern Study Area | Vista (SCE) | 230 | Li_Battery |  |  | 200 | 0 | 200 | 200 | 0 | 200 | 0 | 0 | 0 | 1 | 1 | 1 | 1 | [12 empty] | 1 | 1 | 2 | 1 | 1 | 1 | 1 | 1
SCE Metro Study Area | Walnut | 230 | Li_Battery |  |  | 200 | 0 | 200 | 0 | 0 | 0 | 200 | 0 | 200 | 1 | 1 | 1 | 1 | [12 empty] | 1 | 1 | 1 | 1 | 2 | 1+ | 3 | 1
PG&E Greater Bay Study Area | Weber | 230 | Li_Battery |  |  | 0 | 0 | 0 | 0 | 0 | 0 | 0 | 0 | 0 | 1 | 1 | 1 | 1 | [12 empty] | 1 | 1 | 2 | 1 | 1 | 1+ | 1 | 1
PG&E Fresno Study Area | Westley | 230 | Li_Battery |  |  | 0 | 0 | 0 | 0 | 0 | 0 | 0 | 0 | 0 | 5 | 2 | 5 | 2 | [12 empty] | 1 | 1 | 2 | 2 | 1 | 1 | 5 | 1
PG&E Kern Study Area | Wheeler Ridge | 230 | Li_Battery |  |  | 0 | 0 | 0 | 0 | 0 | 0 | 0 | 0 | 0 | 5 | 2 | 5 | 2 | [12 empty] | 1 | 1 | 2 | 1 | 2 | 4+ | 4 | 1
PG&E Kern Study Area | New Sub - Midway - Wheeler Ridge (Proposed) | 230 | Li_Battery |  |  | 92 | 0 | 92 | 92 | 0 | 92 | 0 | 0 | 0 | 5 | 2 | 5 | 2 | [12 empty] | 1 | 1 | 2 | 1 | 2 | 1 | 1 | 1
SCE Northern Area | Whirlwind | 230 | Li_Battery |  |  | 763 | 0 | 763 | 663 | 0 | 663 | 100 | 0 | 100 | 1 | 1 | 1 | 1 | [12 empty] | 2 | 1 | 2 | 1 | 3 | 4+ | 1 | 1
SCE Northern Area | Whirlwind | 500 | Li_Battery |  |  | 0 | 0 | 0 | 0 | 0 | 0 | 0 | 0 | 0 | 1 | 1 | 1 | 1 | [12 empty] | 2 | 1 | 2 | 1 | 3 | 1+ | 1 | 1
PG&E Fresno Study Area | Wilson | 115 | Li_Battery |  |  | 0 | 0 | 0 | 0 | 0 | 0 | 0 | 0 | 0 | 5 | 2 | 5 | 2 | [12 empty] | 1 | 1 | 2 | 2 | 1 | 1+ | 1 | 1
SCE Northern Area | Windhub | 230 | Li_Battery |  |  | 625 | 0 | 625 | 500 | 0 | 500 | 125 | 0 | 125 | 1 | 1 | 1 | 1 | [12 empty] | 2 | 1 | 1 | 1 | 2 | 4+ | 3 | 1
SCE Northern Area | Windhub | 500 | Li_Battery |  |  | 0 | 0 | 0 | 0 | 0 | 0 | 0 | 0 | 0 | 1 | 1 | 1 | 1 | [12 empty] | 2 | 1 | 1 | 1 | 2 | 4+ | 1 | 1
PG&E North of Greater Bay Study Area | Woodland | 115 | Li_Battery |  |  | 0 | 0 | 0 | 0 | 0 | 0 | 0 | 0 | 0 | 5 | 5 | 1 | 1 | [12 empty] | 2 | 1 | 2 | 2 | 3 | 1 | 4 | 1
SCE Eastern Study Area | Alberhill | 500 | LDES |  |  | 0 | 0 | 0 | 0 | 0 | 0 | 0 | 0 | 0 | 1 | 1 | 1 | 1 | [12 empty] | 1 | 1 | 2 | 2 | 2 | 4+ | 1 | 1
PG&E North of Greater Bay Study Area | Bellota | 230 | LDES |  |  | 0 | 0 | 0 | 0 | 0 | 0 | 0 | 0 | 0 | 5 | 2 | 5 | 2 | [12 empty] | 1 | 1 | 2 | 2 | 3 | 1+ | 1 | 1
PG&E North of Greater Bay Study Area | Delevan | 230 | LDES |  |  | 0 | 0 | 0 | 0 | 0 | 0 | 0 | 0 | 0 | 5 | 5 | 1 | 1 | [12 empty] | 2 | 2 | 1 | 2 | 3 | 1+ | 1 | 1
PG&E North of Greater Bay Study Area | Mendocino | 115 | LDES |  | Likely flow batteries based on development interest | 5 | 0 | 5 | 0 | 0 | 0 | 5 | 0 | 5 | 5 | 5 | 1 | 1 | [12 empty] | 2 | 2 | 2 | 2 | 3 | 5- | 1 | 1
PG&E Fresno Study Area | Gregg | 230 | LDES |  | Likely PSH based on development interest | 130 | 0 | 130 | 0 | 0 | 0 | 130 | 0 | 130 | 5 | 3 | 5 | 2 | [12 empty] | 1 | 1 | 2 | 2 | 1 | 4- | 1 | 1
PG&E Kern Study Area | Morro Bay | 230 | LDES |  |  | 0 | 0 | 0 | 0 | 0 | 0 | 0 | 0 | 0 | 5 | 2 | 5 | 3 | [12 empty] | 2 | 2 | 1 | 1 | 3 | 4+ | 5 | 1
SCE Eastern Study Area | Red Bluff | 500 | LDES |  |  | 0 | 0 | 0 | 0 | 0 | 0 | 0 | 0 | 0 | 5 | 4 | 1 | 1 | [12 empty] | 2 | 2 | 2 | 2 | 3 | 2+ | 5 | 1
SDG&E Study Area | Sycamore Canyon | 230 | LDES |  | Likely PSH based on development interest | 437 | 0 | 437 | 0 | 0 | 0 | 437 | 0 | 437 | 5 | 2 | 1 | 1 | [12 empty] | 2 | 1 | 2 | 2 | 3 | 5- | 3 | 1
SCE Northern Area | Whirlwind | 230 | LDES |  | Likely A-CAES base on development interest | 458 | 0 | 458 | 200 | 0 | 200 | 258 | 0 | 258 | 1 | 1 | 1 | 1 | [12 empty] | 2 | 1 | 2 | 1 | 3 | 3+ | 1 | 1
SCE Northern Area | Windhub | 230 | LDES |  |  | 0 | 0 | 0 | 0 | 0 | 0 | 0 | 0 | 0 | 1 | 1 | 1 | 1 | [12 empty] | 2 | 1 | 1 | 1 | 2 | 1+ | 1 | 1

## Tx_System_Criteria_README
1. System level transmission capability
Criteria Purpose | Selected resource allocation to a given busbar should abide by all the estimated system level transmission constraints that apply to that busbar, triggering only those upgrades which are determined to be cost-effective or necessary to meet policy and reliability requirements. Mapped resources should also utilize existing transmission and selected upgrades optimally and cost-effectively and seek to limit congestion, improve dispatch in locally constrained areas, and co-locate with compatible resources when possible.
Approved TPP Upgrades | Transmission analysis incorporates capability estimates for approved TPP upgrades as provided through CAISO staff support of the busbar mapping working group. The capability increases from the upgrades are assumed available in the estimated COD year.
Likely Constraint Exceedances and Upgrade Needs | Each "Tx_Calculator" tab shows the mapped resources impact on all the White Paper constraints. These tabs also notes where exceedances occur, identifies what transmission upgrades would likely be needed based on CPUC staff analysis of the White Paper upgrade info, and provides additional notes and discussion including CAISO staff feedback on the constraints with exceedances identified.
Transmission Calculator Corrections after Proposed Decision | Per CAISO staff feedback and PD comments, staff updated the HSN and SSN output factors for offshore wind.
Per CAISO staff feedback in working group discussion, staff updated removed Tesla 500 kV bus from two constraints (Windmaster-Delta pumps 230 kV Line and Midway-Q2005 230kV Line constraint) based further review by CAISO staff of recent studies.
Staff identified an error in the transmission calculator formulas leading to the calculator not including EODS solar in some off-peak constraint utilization calculations. Correcting this led to the identification of additional exceedances in the off-peak capabilities, resulting in some remapping of resources to alleviate the exceedances. Other exceedances are alleviated by previously identified cost-effective upgrades.
Tabs for Analysis
2034_Exceedance_Summary |  | Summary of in-CAISO transmission exceedances for the 2034 final mapping results.
2039_Exceedance_Summary |  | Summary of in-CAISO transmission exceedances for the 2039 final mapping results.
TxCriteria_bySub_2030 |  | Transmission constraints, available capacity, and exceedances by substation for 2030 mapping results
Tx_Calculator_2030 |  | Transmission calculator to show constraint utilization and potential exceedances for 2030 mapping results
TxCriteria_bySub_2034 |  | Transmission constraints, available capacity, exceedances by substation, and criteria alignment for 2034 mapping results
Tx_Calculator_2034 |  | Transmission calculator to show constraint utilization and potential exceedances for 2034 mapping results
TxCriteria_bySub_2039 |  | Transmission constraints, available capacity, exceedances by substation, and criteria alignment for 2039 mapping results
Tx_Calculator_2039 |  | Transmission calculator to show constraint utilization and potential exceedances for 2039 mapping results
TxCapabilityEstimates_2023_r2 |  | CAISO 2023 White Paper's transmission constraint capability and upgrade information. Includes adjustments made to account for approved TPP upgrades.
CAISO_Output_Factors |  | CAISO 2023 White Paper's transmission capacity factors by resource type and study region.
Tx_Baseline_Reconcile |  | Summary by substation of resources in IRP modeling baseline with online dates after 1/1/22 that need to be accounted for in Tx constraints. Also has by substation resources in In-development list that can be excluded from Tx constraints because already accounted for in calculations, as well as, resources in baseline that need to be included in land-use/environmental criteria analysis.

## 2034_Exceedance_Summmary
Summary of in-CAISO transmission exceedances for the 2034 final mapping results based on 2023 White Paper constraints and upgrade information. Does not include out-of-CAISO upgrades or potential in-CAISO upgrades beyond existing CAISO system including North Coast offshore wind transmission or transmission expansion needed to interconnect resources to the identified interconnection point.
| Base Case (2034) Tx Constraint Exceedances |  | Constraint's White Paper |  | FCDS Resources Mapped (In-Dev & Generic) |  |  |  | EODS Resources Mapped |  | Calculated Largest On-peak Exceedance** | Calculated Off-peak Exceedance | White Paper Upgrade Info |  | Comparison to 23-24 TPP Base Case (2035) Calculated w/ New 2023 White Paper |  |  |  | CPUC staff estimated likelihood of being triggered | CPUC staff discussion notes
| CAISO Zone | Constraint Name | On-Peak Capability (MW) | Off-Peak Capability (MW) | Onshore & Offshore Wind (MW) | Solar (MW) | Storage (MW) | Biomass & Geothermal (MW) | Onshore Wind (MW) | Solar (MW) |  |  | Capability Increase (MW) | Estimated Cost (millions) | Previous On-peak Exceedance | 24-25 TPP Exceedance is | Previous Off-peak Exceedance | 24-25 TPP Exceedance is
| PG&E North of Greater Bay | Vaca Dixon-Tesla 500kV Line | 1044 | 1415 | 933.5 | 319.14 | 468.4 | 181 | 364.5 | 419.6 | -837 | None | 8645 | 2852 | -456 | Larger | None | Similar | Medium | Upgrade potentially triggered in 2034, but likely triggered in 2039. Upgrade viewed as effective solution but CPUC staff encourage CAISO to assess potentially less costly alternatives or optimizing with potential upgrades needed for North Coast offshore wind resources mapped.
|  | Carberry-Round Mountain 230kV Line | 14 | 183 | 200 | 0 | 0 | 0 | 10 | 0 | -119 | None | 26 | 180 | -35 | Similar | None | Similar | High | Likely triggered per CAISO staff feedback; identified upgrade is effective solution if TPP determines necessary
|  | Rocklin-Pleaseant grove 115kV line | 92 | 226 | 60.5 | 8 | 50 | 22.1 | 52.5 | 12 | -27 | None | 707 | 125 | -20 | Similar | None | Similar | Medium | Potential upgrade is effective solution if identified as necessary, given amount mapped 2039 further increases exceedance
| PG&E Greater Bay | Windmaster-Delta pumps 230 kV Line | 710 | 710 | 256 | 54.42 | 231.4 | 85.3 | 155 | 127.6 | -133 | None | 6034 | 417 | -364 | Smaller | None | Similar | Low | Per CAISO staff feedback, mapped resources unlikely to trigger exceedance and similar exceedance in 23-24 TPP.
|  | Morganhill-Metcalf 115kV Line | 314 | 314 | 0 | 0 | 354 | 1.8 | 0 | 0 | -299 | None | 712 | 380 | -185 | Similar | None | Similar | Low | Per CAISO staff feedback, mapped resources unlikely to trigger exceedance and similar exceedance in 23-24 TPP.
|  | Birds Landing-Contra Costa 230kV Line | 836 | 836 | 437 | 287.87 | 335.6 | 126 | 237 | 307.6 | -326 | None | 1766 | 700 | None | Larger | None | Similar | Low | Per CAISO staff feedback, upgrade may not be triggered given resource amounts mapped to Glenn, Eagle Rock, and Lakeville are not likely to impact the limit ADC behind constraint per CAISO staff feedback. But TPP analysis is necessary to confirm. However, if it is necessary, CPUC staff identify the White Paper upgrade as an effective solution to this exceedance, particularly given 2039 mapping increases the exceedance, over alternatives such as remapping the resources to other locations.
| PG&E Kern | Oceano-Calendar 115kV Line | 937 | 174 | 300 | 1362.88 | 874.131 | 2 | 10 | 291.5 | -375 | -296 | 1418 | 1008 | -478 | Similar | -740 | Smaller | Medium | Potential upgrade is effective solution if identified as necessary, given amount mapped 2039 further increases exceedance
|  | Midway-Q2005 230kV Line | 1396 | 278 | 574 | 2736.87 | 2151.431 | 31.2 | 76 | 1363.5 | -1260 | -927 | 16891 | 940 | -2368 | Smaller | -1763 | Smaller | High | Potential upgrade is effective solution for amount mapped, particular given increase in exceedance in 2039 mapping
| PG&E Fresno | Gates 500/230kV TB #12 | 3213 | 3148 | 794 | 2539.71 | 2135.031 | 34.02 | 106 | 1613.5 | -157 | None | 14825 | 35 | -988 | Smaller | None | Similar | Medium | Potential upgrade is effective solution if identified as needed, given amount mapped 2039 further increases exceedance
|  | Chowchilla-Le grand 115kV Line | 699 | 908 | 274 | 402.25 | 713.5 | 21.2 | 66 | 275 | -320 | None | 1211 | 550 | -316 | Similar | None | Similar | Low | Potential upgrade is effective solution if identified as needed, given amount mapped 2039 further increases exceedance
|  | Schindler 115/70kV TB #1 | 399 | 491 | 274 | 381.75 | 681.5 | 11 | 66 | 275 | -304 | None | 3160 | 370 | -309 | Similar | None | Similar | Low | Potential upgrade is same for both constraints and is effective solution if identified as needed, given amount mapped 2039 further increases exceedance
|  | Panoche-Mendota 115 kV Line | 1798 | 7 | 374 | 407.87 | 681.5 | 22.2 | 66 | 275 | None | -53 | 2019 | Same as Schindler 115/70kV | None | Similar | -189 | Similar | Low
|  | Moss Landing-Las Aguillas 230 kV Line Off-Peak | 2276 | 0 | 325 | 1763.75 | 1697 | 21 | 65 | 868.5 | -59 | -593 | 1,760 (off-peak) | 40 | -59 | Similar | -1905 | Smaller | Medium | Potential upgrade is effective solution for amount mapped
| SCE Northern | South of Magunden | 740 | 500 | 0 | 208 | 1149.9 | 1 | 0 | 50 | -596 | None | 2000 | 4358 | -336 | Larger | None | Similar | Low | CPUC staff view these upgrades as not cost-effective for the resources mapped. CPUC staff ask the CAISO to consider other potentially less costly upgrades; and if CAISO’s TPP analysis does show that either upgrade is likely needed and alternative benefits do not warrant the costs, CPUC staff request that the CAISO consult with CPUC staff about the potential of remapping generic resources as an alternative to triggering the upgrade. Per CAISO staff feedback upgrade is not likely to be triggered given locations mapped and existing TPD allocated. CAISO staff feedback to the working group noted the White Paper upgrade and the 2021 White Paper upgrade (new 500 kV Magunden substation with an estimated cost of $1.5 billion and capability increase of 870 MW) as an alternative less costly solution and that both upgrades could have secondary benefits including reducing Path 26 congestion.
| SCE Eastern | Devers-Red Bluff | 9,050* | 16,158* | 8040.6 | 1885 | 3040.15 | 1825 | 239 | 3537 | -2124 | None | 3,000^ | $ 1,022^ | -2260 | Similar | None | Similar | Medium | The constraint includes capacity from an approved 22-23 TPP upgrade so the constraint capability limit is a default constraint so the exceedance may not trigger an additional transmission upgrade. In feedback to the working group CAISO staff noted the previously identified 2021White Paper upgrade that could provide an estimated 3,000 MW of additional capacity and cost $1.02 billion would be a potential solution to any exceedance. CPUC staff note that the exceedance is comparable to the amount seen for the 23-24 TPP base case for which the preliminary results indicated a transmission upgrade is not likely needed for the 2034 portfolio. If needed, the identified upgrade would be an effective solution to remapping resources.
| East of Pisgah | Lugo-Victorville Area | 10100 | 9600 | 8040.6 | 1983 | 4190 | 1036 | 239 | 2747 | -1716 | None | 6800 | 2165 | -1144 | Larger | None | Similar | Medium | Upgrade is potentially triggered by the mapping results as the 2034 portfolio’s exceedance is slightly larger than the calculated exceedance for the 23-24 TPP base case. Given increases in exceedance in 2039, this is a effective solution for the resources mapped.
| SDG&E | Chicarita 138 kV | 301 | 301 | 0 | 0.84 | 447 | 0 | 0 | 0 | -437 | None | 700 | 100 | -600 | Smaller | None | Similar | High | Upgrade is likely needed to alleviate exceedance. CPUC staff identify the White Paper upgrade as an effective solution to this exceedance over alternatives such as remapping the resources to other locations.
|  | Silvergate - Bay Blvd 230 kV | 796 | 929 | 1325 | 200 | 300.9 | 160 | 239 | 182 | -627 | None | 4754 | 30 | -51 | Larger | None | Similar | High | Upgrade is likely needed to alleviate exceedance. CPUC staff identify the White Paper upgrade as an effective solution to this exceedance over alternatives such as remapping the resources to other locations.
|  | Silvergate-Old Town 230 kV | 1221 | 1221 | 975 | 200 | 400.9 | 160 | 189 | 182 | -284 | None | 2522 | 283 | None | Larger | None | Similar | High | Upgrade is likely needed to alleviate exceedance. CPUC staff identify the White Paper upgrade as an effective solution to this exceedance over alternatives such as remapping the resources to other locations.
|  | Talega 230 kV | 1205 | 1205 | 0 | 0 | 856.35 | 0 | 0 | 0 | -291 | None | 2201 | 211 | -480 | Smaller | None | Similar | High | Upgrade is likely needed to alleviate exceedance. CPUC staff identify the White Paper upgrade as an effective solution to this exceedance over alternatives such as remapping the resources to other locations.
| *Includes capability increase from TPP approved upgrade | [5 empty] | ^ CAISO staff identified additional upgrade from previous 2021 White Paper
** Includes calculations from IRP baseline resources not in mapped portfolio numbers

## 2039_Exceedance_Summary
Summary of in-CAISO transmission exceedances for the 2039 final mapping results based on 2023 White Paper constraints and upgrade information. Does not include out-of-CAISO upgrades or potential in-CAISO upgrades beyond existing CAISO system including North Coast offshore wind transmission or transmission expansion needed to interconnect resources to the identified interconnection point.
| Base Case (2034) Tx Constraint Exceedances |  | Constraint's White Paper |  | FCDS Resources Mapped (In-Dev & Generic) |  |  |  | EODS Resources Mapped |  | Calculated Largest On-peak Exceedance** | Calculated Off-peak Exceedance | White Paper Upgrade Info |  | Comparison to 23-24 TPP Base Case (2035) Calculated w/ New 2023 White Paper |  |  |  | CPUC staff estimated likelihood of being triggered | CPUC staff discussion notes
| CAISO Zone | Constraint Name | On-Peak Capability (MW) | Off-Peak Capability (MW) | Onshore & Offshore Wind (MW) | Solar (MW) | Storage (MW) | Biomass & Geothermal (MW) | Onshore Wind (MW) | Solar (MW) |  |  | Capability Increase (MW) | Estimated Cost (millions) | Previous On-peak Exceedance | 24-25 TPP Exceedance is | Previous Off-peak Exceedance | 24-25 TPP Exceedance is
| PG&E North of Greater Bay | Vaca Dixon-Tesla 500kV Line | 1044 | 1415 | 1833.9 | 474.14 | 1368.4 | 181 | 364.5 | 1214.6 | -2351 | None | 8645 | 2852 | -456 | Larger | None | Similar | High | Upgrade likely needed. Upgrade viewed as effective solution, but CPUC staff encourage CAISO to assess potentially less costly alternatives or co-optimizing with potential upgrades needed for North Coast offshore wind resources mapped.
|  | Woodland- Davis 115kV Line | 76 | 76 | 0 | 76.5 | 135 | 0 | 0 | 297 | -67 | -43 | 109 | 9 | None | Larger | None | Larger | High | Potential upgrade is effective solution if identified as necessary
|  | Carberry-Round Mountain 230kV Line | 14 | 183 | 200 | 0 | 0 | 0 | 10 | 0 | -119 | None | 26 | 180 | -35 | Larger | None | Similar | High | Likely triggered per CAISO staff feedback; identified upgrade is effective solution if TPP determines necessary
|  | Rocklin-Pleaseant grove 115kV line | 92 | 226 | 60.5 | 83 | 185 | 22.1 | 52.5 | 297 | -170 | None | 707 | 125 | -20 | Larger | None | Similar | High | Potential upgrade is effective solution if identified as necessary
|  | Bellota-Weber 230kV Line | 2382 | 2382 | 385.5 | 927.7 | 1918.5 | 56.3 | 118.5 | 1217 | -545 | None | 460 | 400 | None | Larger | None | Similar | High | Potential upgrade is effective solution if identified as necessary
| PG&E Greater Bay | Windmaster-Delta pumps 230 kV Line | 710 | 710 | 256 | 104.4 | 371.4 | 85.3 | 155 | 467.6 | -278 | None | 6034 | 417 | -364 | Similar | None | Similar | Low | Per CAISO staff feedback, mapped resources unlikely to trigger exceedance and similar exceedance in 23-24 TPP.
|  | Morganhill-Metcalf 115kV Line | 314 | 314 | 0 | 0 | 404 | 1.8 | 0 | 0 | -349 | None | 712 | 380 | -185 | Larger | None | Similar | Low | Per CAISO staff feedback, mapped resources unlikely to trigger exceedance and similar exceedance in 23-24 TPP.
|  | Birds Landing-Contra Costa 230kV Line | 836 | 836 | 437 | 367.8 | 595.6 | 126 | 237 | 817.6 | -599 | None | 1766 | 700 | None | Larger | None | Similar | Medium | Upgrade may not be triggered given resource amounts mapped to Glenn, Eagle Rock, and Lakeville are not likely to impact the limit ADC behind constraint per CAISO staff feedback. But TPP analysis is necessary to confirm. However, if it is necessary, CPUC staff identify the White Paper upgrade as an effective solution to this exceedance.
| PG&E Kern | Oceano-Calendar 115kV Line | 937 | 174 | 300 | 1598.38 | 1606.131 | 2 | 10 | 1465.5 | -1130 | -677 | 1418 | 1008 | -478 | Larger | -740 | Similar | High | Potential upgrade is effective solution if identified as necessary given level of exceedance and resources mapped
|  | Midway-Q2005 230kV Line | 1396 | 278 | 574 | 3482.62 | 4411.931 | 31.2 | 76 | 4154 | -3596 | -1460 | 16891 | 940 | -2368 | Larger | -1763 | Similar | High | Potential upgrade is effective solution if identified as necessary given level of exceedance and resources mapped
| PG&E Fresno | Gates 500/230kV TB #12 | 3213 | 3148 | 794 | 3285.21 | 3785.531 | 34.02 | 106 | 4184 | -1882 | None | 14825 | 35 | -988 | Larger | None | Similar | High | Potential upgrade is same for both constraints, and it is effective solution if identified as necessary given level of exceedance and resources mapped
|  | Gates 500/230kV TB #11 | 3684 | 3856 | 794 | 3831.37 | 4182.531 | 34.02 | 106 | 4664 | -1863 | None | 10038 | High (same upgrade as TB#12) | -423 | Larger | None | Similar | High
|  | Tranquility-Helm 230kV Line | 2229 | 1170 | 274 | 1771.75 | 2223.131 | 22.2 | 66 | 1613.5 | -438 | None | 2274 | 1500 | None | Larger | -352 | Smaller | Medium | Potential upgrade is same for both constraints and is effective solution if identified as needed,
|  | Chowchilla-Le grand 115kV Line | 699 | 908 | 274 | 527.25 | 988 | 21.2 | 66 | 505 | -607 | None | 1211 | 550 | -316 | Larger | None | Similar | Medium
|  | Los Banos 500/230 kV Bank | 8,861* | 608* | 594 | 2959 | 3875.731 | 28 | 96 | 3303.5 | None | -177 | 0 | 0 | None | Similar | -630 | Smaller | Low | Small exceedance is off-peak default capacity of already approved upgrade is unlikely to trigger additional upgrades, but full TPP analysis is necessary to confirm
|  | Schindler 115/70kV TB #1 | 399 | 491 | 274 | 401.75 | 896 | 11 | 66 | 440 | -521 | None | 3160 | 370 | -309 | Larger | None | Similar | Medium | Potential upgrade may be needed for the Panoche-Mendota 115 kV exceedance, but unlikely for small off-peak exceedance. The upgrade is same for both constraints and is effective solution if identified as needed.
|  | Panoche-Mendota 115 kV Line | 1798 | 7 | 274 | 647.87 | 1046 | 11 | 66 | 695 | None | -210 | 2019 | Same as Schindler 115/70kV | None | Similar | -189 | Similar | Low
|  | Moss Landing-Las Aguillas 230 kV Line Off-Peak | 2276 | 0 | 325 | 2103.75 | 2533.731 | 21 | 65 | 2223.5 | -919 | -1096 | 1,760 (off-peak) | 40 | -59 | Larger | -1905 | Smaller | High | Potential upgrade is effective solution for the off-peak exceedance given amount mapped. It is unknown if the large exceedance in the default on-peak capability limit will trigger additional transmission needs.
| SCE Northern | South of Magunden | 740 | 500 | 0 | 208 | 1149.9 | 1 | 0 | 50 | -596 | None | 2000 | 4358 | -336 | Larger | None | Similar | Low | CPUC staff view these upgrades as not cost-effective for the resources mapped. CPUC staff ask the CAISO to consider other potentially less costly upgrades; and if CAISO’s TPP analysis does show that either upgrade is likely needed and alternative benefits do not warrant the costs, CPUC staff request that the CAISO consult with CPUC staff about the potential of remapping generic resources as an alternative to triggering the upgrade. Per CAISO staff feedback upgrade is not likely to be triggered given locations mapped and existing TPD allocated. CAISO staff feedback to the working group noted the White Paper upgrade and the 2021 White Paper upgrade (new 500 kV Magunden substation with an estimated cost of $1.5 billion and capability increase of 870 MW) as an alternative less costly solution and that both upgrades could have secondary benefits including reducing Path 26 congestion.
| SCE Eastern | Colorado River 500/230 kV | 1035 | 1414 | 0 | 500 | 404 | 0 | 0 | 895 | -221 | None | 1370 | 67 | -52 | Larger | None | Similar | Medium | Exceedance likely triggers the upgrade, but TPP analysis is needed to confirm. CPUC staff identify the White Paper upgrade as an effective solution to this exceedance over alternatives such as remapping the resources to other locations.
|  | Colorado River-Red Bluff | 11,521* | 11,521* | 9540.6 | 2610 | 4147.75 | 1035 | 239 | 5739 | -832 | None | 1170 | 357 | None | Larger | None | Similar | Low | Amount of resources mapped results in an exceedance of the identified and already approved upgrade. CAISO staff have identified a New 500 kV Colorado River-Red Bluff line with a $357million cost estimate from previous studies that could alleviate an exceedance. However, given the relatively small size of exceedance compared to capacity of constraint and comparable, CAISO staff noted that an additional upgrade may not likely be needed, but full TPP analysis is necessary to confirm.
|  | Devers-Red Bluff | 9,050* | 16,158* | 9541 | 2610 | 4772.75 | 1825 | 239 | 6314 | -4988 | None | 3,000^ | $ 1,022^ | -2260 | Larger | None | Similar | High | Amount of resources mapped results in a large exceedance of the identified and already approved upgrade. The size of the exceedance indicates that an additional upgrade is likely needed. In feedback to the working group CAISO staff noted the previously identified 2021 White Paper upgrade that could provide an estimated 3,000 MW of additional capacity and cost $1.02 billion would be a potential solution to any exceedance.
| East of Pisgah | GLW 230kV Area | 2,185* | 2,752* | 620 | 1200 | 1654 | 500 | 0 | 2030 | -520 | None | 0 | 0 | -173 | Larger | None | Similar | Low | Amount of resources mapped results in an exceedance of the identified and already approved upgrade. Amount mapped within this constraint aligns with previous amounts mapped in the 22-23 TPP sensitivity portfolio, but exceedance is larger than that observed in the 23-24 TPP portfolio. Full TPP analysis is necessary to determine if additional upgrade is needed.
|  | Lugo-Victorville Area | 10100 | 9600 | 9541 | 2108 | 5552 | 1036 | 239 | 4874 | -4066 | None | 6800 | 2165 | -1144 | Larger | None | Similar | High | CPUC staff identify the White Paper upgrade as an effective solution to this exceedance over alternatives such as remapping the resources to other locations.
| SDG&E | Chicarita 138 kV | 301 | 301 | 0 | 0.84 | 497 | 0 | 0 | 0 | -487 | None | 700 | 100 | -600 | Similar | None | Similar | High | Upgrade is likely needed to alleviate exceedance. CPUC staff identify the White Paper upgrade as an effective solution to this exceedance over alternatives such as remapping the resources to other locations.
|  | Internal San Diego Area | 1937* | 1,006* | 975 | 200 | 1263.25 | 160 | 189 | 344 | -116 | None | 0 | 0 | None | Larger | None | Similar | Low | Per CAISO staff feedback exceedance is likely to not trigger an additional upgrade and already approve upgrade is sufficient, but TPP analysis is necessary to confirm.
|  | Encina - San Luis Rey 230 kV | 2,688* | 2,668* | 1325 | 450 | 1633.9 | 160 | 239 | 1219 | -254 | None | 0 | 0 | None | Larger | None | Similar | Low | Per CAISO staff feedback exceedance is likely to not trigger an additional upgrade and already approve upgrade is sufficient, but TPP analysis is necessary to confirm.
|  | San Luis Rey-San Onofre 230 kV Line | 2,837* | 6174 | 1325 | 450 | 1622 | 160 | 239 | 1219 | -85 | None | 0 | 0 | None | Larger | None | Similar | Low | Per CAISO staff feedback exceedance is likely to not trigger an additional upgrade and already approve upgrade is sufficient, but TPP analysis is necessary to confirm.
|  | Silvergate - Bay Blvd 230 kV | 796 | 929 | 1325 | 200 | 363.9 | 160 | 239 | 344 | -690 | None | 4754 | 30 | -51 | Larger | None | Similar | High | Upgrade is likely needed to alleviate exceedance. CPUC staff identify the White Paper upgrade as an effective solution to this exceedance over alternatives such as remapping the resources to other locations.
|  | Silvergate-Old Town 230 kV | 1221 | 1221 | 975 | 200 | 463.9 | 160 | 189 | 344 | -347 | None | 2522 | 283 | None | Larger | None | Similar | High | Upgrade is likely needed to alleviate exceedance. CPUC staff identify the White Paper upgrade as an effective solution to this exceedance over alternatives such as remapping the resources to other locations.
|  | Talega 230 kV | 1205 | 1205 | 0 | 0 | 998 | 0 | 0 | 0 | -433 | None | 2201 | 211 | -480 | Similar | None | Similar | High | Upgrade is likely needed to alleviate exceedance. CPUC staff identify the White Paper upgrade as an effective solution to this exceedance over alternatives such as remapping the resources to other locations.
| *Includes capability increase from TPP approved upgrade | [5 empty] | ^ CAISO staff identified additional upgrade from previous 2021 White Paper
** Includes calculations from IRP baseline resources not in mapped portfolio numbers

## TxCriteria_bySub_2030
This tab summarizes system-level transmission criteria alignment by substations for the resources mapped to each substation in the 2030 portfolio. It shows each substation’s transmission constraint membership, the resources mapped, the number of constraint exceedances impacting the substation and the most binding constraint for HSN, SSN, and EODS scenarios, and the criteria alignment flags before and after identified upgrades. The information presented here relies on the calculations in the “Tx_Calculator_2030” tab.
[111 empty] | Substation | [14 empty] | IRP Baseline | [14 empty] | Mapped | [12 empty] | Trans-mission
|  |  | Substation Tx Constraint Matrix | [107 empty] | Tx Matrix | IRP-ERM baseline reconciliation: resources online after 1/1/2022 so not included in Tx constraints baseline | [13 empty] | Resources | Mapped Portfolio Resources (In-Development and Generic) | [13 empty] | Resources | Transmission Constraint Exceedances at each substation | [5 empty] | Most limit Constraint by MWs available after mapping | [5 empty] | Exceed-ances | Transmission Constraint Exceedances at each substation after triggering identified upgrades
|  |  | Antelope-Vincent On-Peak and Off-Peak Constraint | Vincent-Lugo On-Peak Constraint | Pardee-Sylmar On-Peak Constraint | Windhub On-Peak Constraint | Moorpark-Pardee On-Peak Constraint | North of Magunden On-Peak Constraint | South of Magunden On-Peak Constraint | South of Magunden Off-Peak Constraint | Antelope-Neenach On-Peak Constraint | Antelope-Neenach Off-Peak Constraint | Del Amo – Barre On-Peak Constraint | Hinson - Del Amo On-Peak Constraint | SCE Metro Area Default Constraint | Control to Inyokern Constraint On-Peak Constraint | Kramer - Victor Constraint On-Peak Constraint | Victor – Lugo Constraint On Peak Constraint | Lugo 500/230 kV Transformer On Peak Constraint | Calcite to Lugo Constraint On Peak Constraint | Colorado River 500/230 kV On-Peak/Off-Peak Constraint (230 kV bus only) | Colorado River-Red Bluff On-Peak Constraint | DCRT On-Peak Constraint | Devers-Red Bluff On-Peak/Off-Peak Constraint | Eagle Mountain On-Peak Constraint | Etiwanda-Rancho Vista On-Peak Constraint | Red Bluff 500/230 kV On-Peak/Off-Peak Constraint (230 kV only) | Serrano-Alberhill-Valley On-Peak/Off-Peak Constraint | VEA 138kV On-peak/Off-peak Constraint | GLW 230kV On-peak/Off-peak Constraint | Lugo-Victorville On-peak Constraint | Capistrano-San Onofre 230 kV On-Peak Constraint | Chicarita 138 kV On-Peak Constraint | El Cajon 69 kV On-Peak Constraint | Internal San Diego Area On-Peak/Off-Peak Constraint | Miguel 69 kV On-Peak Constraint | Encina - San Luis Rey 230 kV On-Peak/Off-Peak Constraint | East of Miguel On-Peak/Off-Peak Constraint | San Luis Rey-San Onofre 230 kV On-Peak/Off-Peak Constraint | Ocean Ranch 69 kV On-Peak Constraint | Otay Mesa 230 kV On-Peak Constraint | Silvergate - Bay Blvd 230 kV On-Peak/Off-Peak Constraint | Silvergate-Old Town 230 kV On-Peak Constraint | Talega 230 kV On-Peak Constraint | Trabuco-Capistrano 138 kV On-Peak Constraint | Santa Rosa-Corona 115 kV line On-Peak Constraint | Vaca Dixon - Tesla 500kV line On-Peak Constraint | Woodland-Davis 115 kV line On-Peak Constraint | Cortina-Eagle Rock 115 kV line On-Peak Constraint | Bell-Placer 115 kV line On-Peak Constraint | Carberry-Round mountain 230 kV line On-Peak Constraint | Rocklin-Pleaseant grove 115kV line On-Peak/Off-Peak Constraint | Bellota-Weber 230kV line On-Peak Constraint | Rio Oso-Brighton 230kV line On-Peak Constraint | Rio Oso-Lockeford 230kV line On-Peak Constraint | Humboldt Offshore Wind constraint | Dumbarton-Newark 115 kV line On-Peak Constraint | Eastshore-San Mateo 230 kV line On-Peak Constraint | Lakeville-Igancio 230 kV line On-Peak Constraint | Sobrante-Moraga 230 kV line On-Peak Constraint | Windmaster- Delta Pumps 230 kV line On-Peak Constraint | Contra Costa- Windmaster 230 kV line On-Peak Constraint | Tesla - Tracy Pumps #2 230 kV line On-Peak Constraint | Contra Costa #1 115 kV line On-Peak Constraint | Kasson Jct-Heinz 115 kV line On-Peak Constraint | Newark-Newark Distribution 115 kV line On-Peak Constraint | Tesla-Bellota 230 kV line On-Peak Constraint | Eight Mile-Tesla 230 kV line On-Peak Constraint | Grant - Eastshore #2 115 kV line On-Peak Constraint | Salado - Crow Creek 60 kV line On-Peak Constraint | Tesla - Salado 115 kV line On-Peak Constraint | Los Esteros-Silicon Valley 230 kV On-Peak Constraint | Los Esteros-Nortech 115 kV line On-Peak Constraint | Newark-Los Esteros 230 kV line On-Peak Constraint | Morganhill-Metcalf 115kV Line On-Peak Constraint | Telsa-Tracy Pump #1 230 kV Line On-Peak Constraint | Birds Landing-Contra Costa 230kV Line On-Peak Constraint | Oceano-Calendar 115kV line On-Peak/Off-Peak Constraint | Midway-Q2005 230kV line On-Peak/Off-Peak Constraint | Smyrna - Q1984 115kV line On-Peak/off-Peak Constraint | Kern 230/115kV TB #4 On-Peak Constraint | Maricopa-Copus 70 kV line On-Peak/Off-Peak Constraint | Midway-Taft 115 kV line On-Peak/Off-Peak Constraint | Kern-Tevis-Stockdale-Lamont 115kV line On-Peak/Off-Peak Constraint | Midway 230/115kV TB #3 On-Peak/Off-Peak Constraint | Semitropic-Midway 115kV Line On-Peak/Off-Peak Constraint | Midway-Q2011 230 kV Line On-Peak Constraint | Gates 500/230kV TB #11 On-Peak/Off-Peak Constraint | Gates 500/230kV TB #12 On-Peak/Off-Peak Constraint | Gates 230/70 kV TB #5 On-Peak/Off-Peak Constraint | Tranquility-Helm 230kV Line On-Peak/Off-Peak Constraint | Dairyland-Chowchilla 115kV Line On-Peak/Off-Peak Constraint | Chowchilla-Le grand 115kV Line On-Peak/Off-Peak Constraint | Los Banos 500/230 kV Bank On-Peak/Off-peak Constraint | Panoche-Los Banos 230kV line #2 On-Peak/Off-Peak Constraint | Dos Amigos-Panoche 230kV line On-Peak Constraint | Schindler 115/70kV TB #1 On-Peak/Off-Peak Constraint | Panoche-Mendota 115 kV line On-Peak/Off-Peak Constraint | Coalinga #1-Coalinga #2 70 kV line On-Peak/Off-Peak Constraint | Panoche-Oro Loma 115kV Line On-Peak Constraint | Borden-Storey #1 230kV line On-Peak/Off-Peak Constraint | Merced 115/70kV TB#2 On-Peak/Off-Peak Constraint | Helm 230/70kV TB#1 On-Peak/Off-Peak Constraint | Oro Loma-El Nido 115kV Line On-Peak/Off-Peak Constraint | Diablo–Gates 500 kV line On-Peak/Off-peak Constraint | Mustang-Henrietta 230 kV line On-Peak Constraint | Gates-Panoche 230 kV #1 and #2 Lines On-Peak Constraint | Moss Landing-Las Aguillas 230 kV Line Off-Peak Constraint | Jackson-Waukena-Corcoran 115 kV Line Off-Peak Constraint | Has Approved |  | Geothermal | Biomass | Wind | Wind | OOS Wind | OOS Wind | Offshore Wind | Offshore Wind | Distributed Solar | Solar | Solar | Battery_4hr | Battery_8hr | LDES | Has | Geothermal | Biomass | Wind | Wind | OOS Wind | OOS Wind | Offshore Wind | Offshore Wind | Distributed Solar | Solar | Solar | Battery_4hr | Battery_8hr | LDES | Has | Number of HSN Constraints Exceeded |  | Number of SSN Constraints Exceeded |  | Number of EODS constraints Exceeded |  | Limiting Tx Constraint Headroom (Cumulative All Resources) |  |  | Binding Constraint Name |  |  |  | Number of HSN exceedances after upgrades |  | Number of SSN exceedances after upgrades |  | Number of EODS exceedances after upgrades |  | Limiting Tx Constraint Headroom (Cumulative All Resources) After Upgrades |  |  | Binding Constraint Name
CAISO Study Area | Substation | Voltage | Antelope-Vincent Constraint | Vincent-Lugo Constraint | Pardee-Sylmar Constraint | Windhub Constraint | Moorpark-Pardee Constraint | North of Magunden Constraint | South of Magunden Constraint | South of Magunden Constraint | Antelope-Neenach Constraint | Antelope-Neenach Constraint | Del Amo - Barre Area Constraint | Hinson - Del Amo Constraint | SCE Metro Area Default Constraint | Control to Inyokern area constraint | Kramer to Victor Area Constraint | Victor to Lugo Area Constraint | Lugo Transformer Area Constraint | Calcite to Lugo Area Constraint | Colorado River 500/230 kV Constraint | Colorado River-Red Bluff Constraint | DCRT Constraint | Devers-Red Bluff Constraint | Eagle Mountain Constraint | Etiwanda-Rancho Vista Constraint | Red Bluff 500/230 kV Constraint | Serrano-Alberhill-Valley Constraint | VEA 138kV area constraint | GLW 230kV area constraint | Lugo - Victorville area constraint | Capistrano-San Onofre 230 kV constraint | Chicarita 138 kV constraint | El Cajon 69 kV constraint | Internal San Diego Area constraint | Miguel 69 kV constraint | Encina - San Luis Rey 230 kV constraint | East of Miguel constraint | San Luis Rey-San Onofre 230 kV line constraint | Ocean Ranch 69 kV constraint | Otay Mesa 230 kV constraint | Silvergate - Bay Blvd 230 kV constraint | Silvergate-Old Town 230 kV constraint | Talega 230 kV constraint | Trabuco-Capistrano 138 kV constraint | Santa Rosa-Corona 115 kV line | Vaca Dixon-Tesla 500kV Line | Woodland- Davis 115kV line | Cortina-Eagle Rock 115 kV line | Bell-Placer 115kV Line | Carberry-Round Mountain 230kV Line | Rocklin-Pleaseant grove 115kV line | Bellota-Weber 230kV line | Rio Oso-Brighton 230kV line | Rio Oso-Lockeford 230kV line | Humboldt Offshore Wind constraint | Dumbarton-Newark 115 kV line | Eastshore-San Mateo 230 kV line | Lakeville-Ignacio 230 kV line | Sobrante-Moraga 230 kV line | Windmaster-Delta pumps 230 kV line | Contra Costa- Windmaster 230 kV line | Tesla-Tracy-Pump 230 kV line #2 | Contra Costa #1 115kV Line | Kasson Jct-Heinz 115 kV line | Newark-Newark Distribution 115 kV line | Tesla-Bellota 230 kV line | Eight Mile-Tesla 230 kV line | Grant - Eastshore #2 line 115 kV | Salado-Crow Creek Sw Sta 60 kV line | Tesla-Salado 115 kV line | Los Esteros-Silicon Valley 230 kV | Los Esteros-Nortech 115 kV line | Newark-Los Esteros 230 kV line | Morganhill-Metcalf 115kV Line | Tesla-Tracy Pump 230 kV Line #1 | Birds Landing-Contra Costa 230kV Line | Oceano-Calendar 115kV line | Midway-Q2005 230kV Line | Smyrna -Q1984 115kV line | Kern 230/115kV TB #4 | Maricopa-Copus 70 kV line | Midway-Taft 115 kV line | Kern-Tevis-Stockdale-Lamont 115kV line | Midway 230/115kV TB #3 | Semitropic-Midway 115kV Line | Midway-Q2011 230 kV Line | Gates 500/230kV TB #12 | Gates 500/230kV TB #11 | Gates 230/70kV TB #5 | Tranquility-Helm 230kV Line | Dairyland-Chowchilla 115kV Line | Chowchilla-Le grand 115kV Line | Los Banos 500/230kV TB | Panoche-Los Banos 230kV line #2 | Dos Amigos-Los Banos 230kV line | Schindler 115/70kV TB #1 | Panoche- Mendota 115 kV line | Coalinga #1-Coalinga #2 70 kV line | Panoche-Oro Loma 115kV Line | Borden-Storey #1 230kV line | Merced 115/70kV TB#2 | Helm 230/70kV TB #1 | Oro Loma-El Nido 115kV Line | Diablo–Gates 500 kV line | Mustang-Henrietta 230 kV line | Gates-Panoche 230 kV #1 and #2 Lines | Moss Landing-Las Aguilas 230 kV Line | Jacksson-WaukenaCorcoran 115kV line | Tx Upgrade |  | FCDS | FCDS | FCDS | EODS | FCDS | EODS | FCDS | EODS | FCDS | FCDS | EODS | FCDS | FCDS | FCDS | Res | FCDS | FCDS | FCDS | EODS | FCDS | EODS | FCDS | EODS | FCDS | FCDS | EODS | FCDS | FCDS | FCDS | Res | Actual | Default | Actual | Default | Actual | Default | HSN | SSN | EODS | HSN | SSN | EODS |  | Actual | Default | Actual | Default | Actual | Default | HSN | SSN | EODS | HSN | SSN | EODS
PG&E Kern Study Area | 7th Standard | 115 | 0 | 0 | 0 | 0 | 0 | 0 | 0 | 0 | 0 | 0 | 0 | 0 | 0 | 0 | 0 | 0 | 0 | 0 | 0 | 0 | 0 | 0 | 0 | 0 | 0 | 0 | 0 | 0 | 0 | 0 | 0 | 0 | 0 | 0 | 0 | 0 | 0 | 0 | 0 | 0 | 0 | 0 | 0 | 0 | 0 | 0 | 0 | 0 | 0 | 0 | 0 | 0 | 0 | 0 | 0 | 0 | 0 | 0 | 0 | 0 | 0 | 0 | 0 | 0 | 0 | 0 | 0 | 0 | 0 | 0 | 0 | 0 | 0 | 0 | 0 | 0 | 1 | 0 | 1 | 0 | 0 | 0 | 1 | 1 | 0 | 1 | 1 | 0 | 0 | 0 | 0 | 0 | 0 | 0 | 0 | 0 | 0 | 0 | 0 | 0 | 0 | 0 | 0 | 0 | 0 | 0 | 0 | 0 |  | 0 | 0 | 0 | 0 | 0 | 0 | 0 | 0 | 0 | 0 | 0 | 0 | 0 | 0 | 0 | 0 | 0 | 0 | 0 | 0 | 0 | 0 | 0 | 2.5 | 0 | 0 | 0 | 0 | 0 | 1 | 1 | 0 | 1 | 0 | 1 | 0 | -879.03 | -349.77 | -247.3393 | Midway-Q2005 230kV Line | Midway-Q2005 230kV Line | Midway-Q2005 230kV Line
SCE Metro Study Area | Alamitos | 230 | 0 | 0 | 0 | 0 | 0 | 0 | 0 | 0 | 0 | 0 | 1 | 1 | 1 | 0 | 0 | 0 | 0 | 0 | 0 | 0 | 0 | 0 | 0 | 0 | 0 | 0 | 0 | 0 | 0 | 0 | 0 | 0 | 0 | 0 | 0 | 0 | 0 | 0 | 0 | 0 | 0 | 0 | 0 | 0 | 0 | 0 | 0 | 0 | 0 | 0 | 0 | 0 | 0 | 0 | 0 | 0 | 0 | 0 | 0 | 0 | 0 | 0 | 0 | 0 | 0 | 0 | 0 | 0 | 0 | 0 | 0 | 0 | 0 | 0 | 0 | 0 | 0 | 0 | 0 | 0 | 0 | 0 | 0 | 0 | 0 | 0 | 0 | 0 | 0 | 0 | 0 | 0 | 0 | 0 | 0 | 0 | 0 | 0 | 0 | 0 | 0 | 0 | 0 | 0 | 0 | 0 | 0 | 0 |  | 0 | 0 | 0 | 0 | 0 | 0 | 0 | 0 | 0 | 0 | 0 | 0 | 0 | 0 | 0 | 0 | 0 | 0 | 0 | 0 | 0 | 0 | 0 | 0 | 0 | 0 | 0 | 0 | 0 | 0 | 0 | 0 | 0 | 0 | 0 | 0 | 3139.976 | 3337.692 | 3938.92 | Hinson - Del Amo Constraint | Hinson - Del Amo Constraint | Hinson - Del Amo Constraint
SCE Eastern Study Area | Alberhill | 500 | 0 | 0 | 0 | 0 | 0 | 0 | 0 | 0 | 0 | 0 | 0 | 0 | 0 | 0 | 0 | 0 | 0 | 0 | 0 | 0 | 0 | 0 | 0 | 1 | 0 | 1 | 0 | 0 | 0 | 0 | 0 | 0 | 0 | 0 | 0 | 0 | 0 | 0 | 0 | 0 | 0 | 0 | 0 | 0 | 0 | 0 | 0 | 0 | 0 | 0 | 0 | 0 | 0 | 0 | 0 | 0 | 0 | 0 | 0 | 0 | 0 | 0 | 0 | 0 | 0 | 0 | 0 | 0 | 0 | 0 | 0 | 0 | 0 | 0 | 0 | 0 | 0 | 0 | 0 | 0 | 0 | 0 | 0 | 0 | 0 | 0 | 0 | 0 | 0 | 0 | 0 | 0 | 0 | 0 | 0 | 0 | 0 | 0 | 0 | 0 | 0 | 0 | 0 | 0 | 0 | 0 | 0 | 1 |  | 0 | 0 | 0 | 0 | 0 | 0 | 0 | 0 | 0 | 0 | 0 | 0 | 0 | 0 | 0 | 0 | 0 | 0 | 0 | 0 | 0 | 0 | 0 | 0 | 0 | 0 | 0 | 0 | 0 | 0 | 0 | 1 | 0 | 0 | 0 | 0 | -1764.7442 | 1121.1667 | 10173.616 | Serrano-Alberhill-Valley Constraint | Serrano-Alberhill-Valley Constraint | Etiwanda-Rancho Vista Constraint
PG&E Kern Study Area | Alpaugh | 115 | 0 | 0 | 0 | 0 | 0 | 0 | 0 | 0 | 0 | 0 | 0 | 0 | 0 | 0 | 0 | 0 | 0 | 0 | 0 | 0 | 0 | 0 | 0 | 0 | 0 | 0 | 0 | 0 | 0 | 0 | 0 | 0 | 0 | 0 | 0 | 0 | 0 | 0 | 0 | 0 | 0 | 0 | 0 | 0 | 0 | 0 | 0 | 0 | 0 | 0 | 0 | 0 | 0 | 0 | 0 | 0 | 0 | 0 | 0 | 0 | 0 | 0 | 0 | 0 | 0 | 0 | 0 | 0 | 0 | 0 | 0 | 0 | 0 | 0 | 0 | 1 | 1 | 1 | 1 | 0 | 0 | 0 | 1 | 1 | 0 | 1 | 1 | 0 | 0 | 0 | 0 | 0 | 0 | 0 | 0 | 0 | 0 | 0 | 0 | 0 | 0 | 0 | 0 | 0 | 0 | 0 | 0 | 0 |  | 0 | 0 | 0 | 0 | 0 | 0 | 0 | 0 | 0 | 0 | 0 | 0 | 0 | 0 | 0 | 0 | 0 | 0 | 0 | 0 | 0 | 0 | 0 | 6 | 0 | 0 | 10 | 0 | 0 | 1 | 2 | 0 | 2 | 0 | 1 | 0 | -879.03 | -349.77 | -247.3393 | Midway-Q2005 230kV Line | Midway-Q2005 230kV Line | Midway-Q2005 230kV Line
SDG&E Study Area | Alpine | 69 | 0 | 0 | 0 | 0 | 0 | 0 | 0 | 0 | 0 | 0 | 0 | 0 | 0 | 0 | 0 | 0 | 0 | 0 | 0 | 0 | 0 | 0 | 0 | 0 | 0 | 0 | 0 | 0 | 0 | 0 | 1 | 1 | 0 | 1 | 0 | 0 | 0 | 0 | 0 | 0 | 0 | 0 | 0 | 0 | 0 | 0 | 0 | 0 | 0 | 0 | 0 | 0 | 0 | 0 | 0 | 0 | 0 | 0 | 0 | 0 | 0 | 0 | 0 | 0 | 0 | 0 | 0 | 0 | 0 | 0 | 0 | 0 | 0 | 0 | 0 | 0 | 0 | 0 | 0 | 0 | 0 | 0 | 0 | 0 | 0 | 0 | 0 | 0 | 0 | 0 | 0 | 0 | 0 | 0 | 0 | 0 | 0 | 0 | 0 | 0 | 0 | 0 | 0 | 0 | 0 | 0 | 0 | 0 |  | 0 | 0 | 0 | 0 | 0 | 0 | 0 | 0 | 0 | 0 | 0 | 0 | 0 | 0 | 0 | 0 | 0 | 0 | 0 | 0 | 0 | 0 | 0 | 0 | 0 | 0 | 0 | 0 | 0 | 0 | 1 | 0 | 0 | 0 | 0 | 0 | -321.9952 | 118.8023 | 296.5564 | Chicarita 138 kV constraint | Chicarita 138 kV constraint | Miguel 69 kV constraint
PG&E Greater Bay Study Area | Altamont Midway (Sandhill) | 230 | 0 | 0 | 0 | 0 | 0 | 0 | 0 | 0 | 0 | 0 | 0 | 0 | 0 | 0 | 0 | 0 | 0 | 0 | 0 | 0 | 0 | 0 | 0 | 0 | 0 | 0 | 0 | 0 | 0 | 0 | 0 | 0 | 0 | 0 | 0 | 0 | 0 | 0 | 0 | 0 | 0 | 0 | 0 | 0 | 1 | 0 | 0 | 0 | 0 | 0 | 0 | 0 | 0 | 0 | 0 | 0 | 0 | 0 | 1 | 0 | 1 | 0 | 0 | 1 | 1 | 0 | 0 | 0 | 0 | 0 | 0 | 0 | 0 | 1 | 0 | 0 | 0 | 0 | 0 | 0 | 0 | 0 | 0 | 0 | 0 | 0 | 0 | 0 | 0 | 0 | 0 | 0 | 0 | 0 | 0 | 0 | 0 | 0 | 0 | 0 | 0 | 0 | 0 | 0 | 0 | 0 | 0 | 0 |  | 0 | 0 | 0 | 0 | 0 | 0 | 0 | 0 | 0 | 0 | 0 | 0 | 0 | 0 | 0 | 0 | 0 | 5 | 0 | 0 | 0 | 0 | 0 | 0 | 0 | 0 | 0 | 0 | 0 | 1 | 2 | 0 | 0 | 0 | 0 | 0 | -403.7865 | 467.5403 | 950.5913 | Vaca Dixon-Tesla 500kV Line | Windmaster-Delta pumps 230 kV line | Windmaster-Delta pumps 230 kV line
SCE Northern Area | Antelope | 500 | 1 | 1 | 1 | 0 | 0 | 0 | 0 | 0 | 0 | 1 | 0 | 0 | 0 | 0 | 0 | 0 | 0 | 0 | 0 | 0 | 0 | 0 | 0 | 0 | 0 | 0 | 0 | 0 | 0 | 0 | 0 | 0 | 0 | 0 | 0 | 0 | 0 | 0 | 0 | 0 | 0 | 0 | 0 | 0 | 0 | 0 | 0 | 0 | 0 | 0 | 0 | 0 | 0 | 0 | 0 | 0 | 0 | 0 | 0 | 0 | 0 | 0 | 0 | 0 | 0 | 0 | 0 | 0 | 0 | 0 | 0 | 0 | 0 | 0 | 0 | 0 | 0 | 0 | 0 | 0 | 0 | 0 | 0 | 0 | 0 | 0 | 0 | 0 | 0 | 0 | 0 | 0 | 0 | 0 | 0 | 0 | 0 | 0 | 0 | 0 | 0 | 0 | 0 | 0 | 0 | 0 | 0 | 0 |  | 0 | 0 | 0 | 0 | 0 | 0 | 0 | 0 | 0 | 0 | 0 | 0 | 0 | 0 | 0 | 0 | 0 | 0 | 0 | 0 | 0 | 0 | 0 | 0 | 0 | 0 | 0 | 0 | 0 | 0 | 0 | 0 | 0 | 0 | 0 | 0 | 0 | 27.481 | 0.005 | Antelope-Neenach Constraint | Antelope-Neenach Constraint | Antelope-Neenach Constraint
SCE Northern Area | Antelope | 230 | 1 | 1 | 1 | 0 | 0 | 0 | 0 | 0 | 0 | 1 | 0 | 0 | 0 | 0 | 0 | 0 | 0 | 0 | 0 | 0 | 0 | 0 | 0 | 0 | 0 | 0 | 0 | 0 | 0 | 0 | 0 | 0 | 0 | 0 | 0 | 0 | 0 | 0 | 0 | 0 | 0 | 0 | 0 | 0 | 0 | 0 | 0 | 0 | 0 | 0 | 0 | 0 | 0 | 0 | 0 | 0 | 0 | 0 | 0 | 0 | 0 | 0 | 0 | 0 | 0 | 0 | 0 | 0 | 0 | 0 | 0 | 0 | 0 | 0 | 0 | 0 | 0 | 0 | 0 | 0 | 0 | 0 | 0 | 0 | 0 | 0 | 0 | 0 | 0 | 0 | 0 | 0 | 0 | 0 | 0 | 0 | 0 | 0 | 0 | 0 | 0 | 0 | 0 | 0 | 0 | 0 | 0 | 0 |  | 0 | 0 | 0 | 0 | 0 | 0 | 0 | 0 | 14.5 | 142 | 0 | 307 | 0 | 0 | 1 | 0 | 0 | 106 | 0 | 0 | 0 | 0 | 0 | 2 | 217 | 0 | 28 | 24 | 0 | 1 | 0 | 0 | 0 | 0 | 0 | 0 | 0 | 27.481 | 0.005 | Antelope-Neenach Constraint | Antelope-Neenach Constraint | Antelope-Neenach Constraint
PG&E Kern Study Area | Arco | 230 | 0 | 0 | 0 | 0 | 0 | 0 | 0 | 0 | 0 | 0 | 0 | 0 | 0 | 0 | 0 | 0 | 0 | 0 | 0 | 0 | 0 | 0 | 0 | 0 | 0 | 0 | 0 | 0 | 0 | 0 | 0 | 0 | 0 | 0 | 0 | 0 | 0 | 0 | 0 | 0 | 0 | 0 | 0 | 0 | 0 | 0 | 0 | 0 | 0 | 0 | 0 | 0 | 0 | 0 | 0 | 0 | 0 | 0 | 0 | 0 | 0 | 0 | 0 | 0 | 0 | 0 | 0 | 0 | 0 | 0 | 0 | 0 | 0 | 0 | 0 | 0 | 1 | 0 | 0 | 0 | 0 | 0 | 0 | 0 | 0 | 1 | 1 | 0 | 0 | 0 | 0 | 0 | 0 | 0 | 0 | 0 | 0 | 0 | 0 | 0 | 0 | 0 | 0 | 1 | 1 | 0 | 0 | 0 |  | 0 | 0 | 0 | 0 | 0 | 0 | 0 | 0 | 0 | 119.9 | 5 | 63 | 0 | 0 | 1 | 0 | 0 | 0 | 0 | 0 | 0 | 0 | 0 | 6.99 | 0 | 200 | 21.6 | 0 | 0 | 1 | 1 | 0 | 1 | 0 | 1 | 0 | -879.03 | -349.77 | -247.3393 | Midway-Q2005 230kV Line | Midway-Q2005 230kV Line | Midway-Q2005 230kV Line
SCE Metro Study Area | ArcoGen | 230 | 0 | 0 | 0 | 0 | 0 | 0 | 0 | 0 | 0 | 0 | 1 | 1 | 1 | 0 | 0 | 0 | 0 | 0 | 0 | 0 | 0 | 0 | 0 | 0 | 0 | 0 | 0 | 0 | 0 | 0 | 0 | 0 | 0 | 0 | 0 | 0 | 0 | 0 | 0 | 0 | 0 | 0 | 0 | 0 | 0 | 0 | 0 | 0 | 0 | 0 | 0 | 0 | 0 | 0 | 0 | 0 | 0 | 0 | 0 | 0 | 0 | 0 | 0 | 0 | 0 | 0 | 0 | 0 | 0 | 0 | 0 | 0 | 0 | 0 | 0 | 0 | 0 | 0 | 0 | 0 | 0 | 0 | 0 | 0 | 0 | 0 | 0 | 0 | 0 | 0 | 0 | 0 | 0 | 0 | 0 | 0 | 0 | 0 | 0 | 0 | 0 | 0 | 0 | 0 | 0 | 0 | 0 | 0 |  | 0 | 0 | 0 | 0 | 0 | 0 | 0 | 0 | 0 | 0 | 0 | 0 | 0 | 0 | 0 | 0 | 0 | 0 | 0 | 0 | 0 | 0 | 0 | 0 | 0 | 0 | 0 | 0 | 0 | 0 | 0 | 0 | 0 | 0 | 0 | 0 | 3139.976 | 3337.692 | 3938.92 | Hinson - Del Amo Constraint | Hinson - Del Amo Constraint | Hinson - Del Amo Constraint
SDG&E Study Area | Artesian | 230 | 0 | 0 | 0 | 0 | 0 | 0 | 0 | 0 | 0 | 0 | 0 | 0 | 0 | 0 | 0 | 0 | 0 | 0 | 0 | 0 | 0 | 0 | 0 | 0 | 0 | 0 | 0 | 0 | 0 | 1 | 0 | 0 | 1 | 0 | 1 | 0 | 1 | 0 | 0 | 0 | 0 | 1 | 0 | 0 | 0 | 0 | 0 | 0 | 0 | 0 | 0 | 0 | 0 | 0 | 0 | 0 | 0 | 0 | 0 | 0 | 0 | 0 | 0 | 0 | 0 | 0 | 0 | 0 | 0 | 0 | 0 | 0 | 0 | 0 | 0 | 0 | 0 | 0 | 0 | 0 | 0 | 0 | 0 | 0 | 0 | 0 | 0 | 0 | 0 | 0 | 0 | 0 | 0 | 0 | 0 | 0 | 0 | 0 | 0 | 0 | 0 | 0 | 0 | 0 | 0 | 0 | 0 | 3 |  | 0 | 0 | 0 | 0 | 0 | 0 | 0 | 0 | 0 | 0 | 0 | 0 | 0 | 0 | 0 | 0 | 0 | 0 | 0 | 0 | 0 | 0 | 0 | 0 | 0 | 0 | 0 | 0 | 0 | 0 | 1 | 3 | 0 | 0 | 0 | 0 | -417.51 | 579.125 | 1225.71 | Internal San Diego Area constraint | Talega 230 kV constraint | Internal San Diego Area constraint
PG&E Fresno Study Area | Ashlan | 230 | 0 | 0 | 0 | 0 | 0 | 0 | 0 | 0 | 0 | 0 | 0 | 0 | 0 | 0 | 0 | 0 | 0 | 0 | 0 | 0 | 0 | 0 | 0 | 0 | 0 | 0 | 0 | 0 | 0 | 0 | 0 | 0 | 0 | 0 | 0 | 0 | 0 | 0 | 0 | 0 | 0 | 0 | 0 | 0 | 0 | 0 | 0 | 0 | 0 | 0 | 1 | 0 | 0 | 0 | 0 | 0 | 0 | 0 | 0 | 0 | 0 | 0 | 0 | 0 | 0 | 0 | 0 | 0 | 0 | 0 | 0 | 0 | 0 | 0 | 0 | 0 | 1 | 0 | 0 | 0 | 0 | 0 | 0 | 0 | 0 | 1 | 1 | 0 | 1 | 1 | 1 | 1 | 1 | 1 | 1 | 1 | 0 | 1 | 1 | 0 | 0 | 1 | 0 | 0 | 0 | 1 | 0 | 4 |  | 0 | 0 | 0 | 0 | 0 | 0 | 0 | 0 | 0 | 0 | 0 | 0 | 0 | 0 | 0 | 0 | 0 | 0 | 0 | 0 | 0 | 0 | 0 | 0 | 0 | 0 | 0 | 0 | 0 | 0 | 3 | 1 | 2 | 0 | 4 | 0 | -879.03 | -349.77 | -412.8075 | Midway-Q2005 230kV Line | Midway-Q2005 230kV Line | Moss Landing-Las Aguilas 230 kV Line
PG&E North of Greater Bay Study Area | Atlantic | 230 | 0 | 0 | 0 | 0 | 0 | 0 | 0 | 0 | 0 | 0 | 0 | 0 | 0 | 0 | 0 | 0 | 0 | 0 | 0 | 0 | 0 | 0 | 0 | 0 | 0 | 0 | 0 | 0 | 0 | 0 | 0 | 0 | 0 | 0 | 0 | 0 | 0 | 0 | 0 | 0 | 0 | 0 | 0 | 0 | 1 | 0 | 0 | 1 | 0 | 0 | 1 | 1 | 1 | 0 | 0 | 0 | 0 | 0 | 0 | 0 | 0 | 0 | 0 | 0 | 1 | 1 | 0 | 0 | 0 | 0 | 0 | 0 | 0 | 0 | 0 | 0 | 0 | 0 | 0 | 0 | 0 | 0 | 0 | 0 | 0 | 0 | 0 | 0 | 0 | 0 | 0 | 0 | 0 | 0 | 0 | 0 | 0 | 0 | 0 | 0 | 0 | 0 | 0 | 0 | 0 | 0 | 0 | 0 |  | 0 | 0 | 0 | 0 | 0 | 0 | 0 | 0 | 0 | 0 | 0 | 0 | 0 | 0 | 0 | 0 | 0 | 0 | 0 | 0 | 0 | 0 | 0 | 0 | 0 | 0 | 0 | 0 | 0 | 0 | 1 | 0 | 0 | 0 | 0 | 0 | -403.7865 | 386.201 | 422.03 | Vaca Dixon-Tesla 500kV Line | Rio Oso-Brighton 230kV line | Rio Oso-Brighton 230kV line
PG&E North of Greater Bay Study Area | Atlantic | 115 | 0 | 0 | 0 | 0 | 0 | 0 | 0 | 0 | 0 | 0 | 0 | 0 | 0 | 0 | 0 | 0 | 0 | 0 | 0 | 0 | 0 | 0 | 0 | 0 | 0 | 0 | 0 | 0 | 0 | 0 | 0 | 0 | 0 | 0 | 0 | 0 | 0 | 0 | 0 | 0 | 0 | 0 | 0 | 0 | 1 | 0 | 0 | 1 | 0 | 1 | 1 | 1 | 0 | 0 | 0 | 0 | 0 | 0 | 0 | 0 | 0 | 0 | 0 | 0 | 1 | 1 | 0 | 0 | 0 | 0 | 0 | 0 | 0 | 0 | 0 | 0 | 0 | 0 | 0 | 0 | 0 | 0 | 0 | 0 | 0 | 0 | 0 | 0 | 0 | 0 | 0 | 0 | 0 | 0 | 0 | 0 | 0 | 0 | 0 | 0 | 0 | 0 | 0 | 0 | 0 | 0 | 0 | 0 |  | 0 | 0 | 0 | 0 | 0 | 0 | 0 | 0 | 0 | 0 | 0 | 0 | 0 | 0 | 0 | 0 | 0 | 0 | 0 | 0 | 0 | 0 | 0 | 0 | 0 | 0 | 0 | 0 | 0 | 0 | 1 | 0 | 0 | 0 | 0 | 0 | -403.7865 | 62.452 | 218.4 | Vaca Dixon-Tesla 500kV Line | Rocklin-Pleaseant grove 115kV line | Rocklin-Pleaseant grove 115kV line
PG&E Greater Bay Study Area | Avena | 115 | 0 | 0 | 0 | 0 | 0 | 0 | 0 | 0 | 0 | 0 | 0 | 0 | 0 | 0 | 0 | 0 | 0 | 0 | 0 | 0 | 0 | 0 | 0 | 0 | 0 | 0 | 0 | 0 | 0 | 0 | 0 | 0 | 0 | 0 | 0 | 0 | 0 | 0 | 0 | 0 | 0 | 0 | 0 | 0 | 0 | 0 | 0 | 0 | 0 | 0 | 0 | 0 | 0 | 0 | 0 | 0 | 0 | 0 | 0 | 0 | 0 | 0 | 1 | 0 | 0 | 0 | 0 | 0 | 0 | 0 | 0 | 0 | 0 | 0 | 0 | 0 | 0 | 0 | 0 | 0 | 0 | 0 | 0 | 0 | 0 | 0 | 0 | 0 | 0 | 0 | 0 | 0 | 0 | 0 | 0 | 0 | 0 | 0 | 0 | 0 | 0 | 0 | 0 | 0 | 0 | 0 | 0 | 0 |  | 0 | 0 | 0 | 0 | 0 | 0 | 0 | 0 | 0 | 0 | 0 | 0 | 0 | 0 | 0 | 0 | 0 | 0 | 0 | 0 | 0 | 0 | 0 | 0 | 0 | 0 | 0 | 0 | 0 | 0 | 0 | 0 | 0 | 0 | 0 | 0 | 3.859 | 102.156 | 280.6464 | Kasson Jct-Heinz 115 kV line | Kasson Jct-Heinz 115 kV line | Kasson Jct-Heinz 115 kV line
SDG&E Study Area | Avocado | 69 | 0 | 0 | 0 | 0 | 0 | 0 | 0 | 0 | 0 | 0 | 0 | 0 | 0 | 0 | 0 | 0 | 0 | 0 | 0 | 0 | 0 | 0 | 0 | 0 | 0 | 0 | 0 | 0 | 0 | 1 | 0 | 0 | 1 | 0 | 0 | 0 | 0 | 0 | 0 | 0 | 0 | 1 | 0 | 0 | 0 | 0 | 0 | 0 | 0 | 0 | 0 | 0 | 0 | 0 | 0 | 0 | 0 | 0 | 0 | 0 | 0 | 0 | 0 | 0 | 0 | 0 | 0 | 0 | 0 | 0 | 0 | 0 | 0 | 0 | 0 | 0 | 0 | 0 | 0 | 0 | 0 | 0 | 0 | 0 | 0 | 0 | 0 | 0 | 0 | 0 | 0 | 0 | 0 | 0 | 0 | 0 | 0 | 0 | 0 | 0 | 0 | 0 | 0 | 0 | 0 | 0 | 0 | 1 |  | 0 | 0 | 0 | 0 | 0 | 0 | 0 | 0 | 0 | 0 | 0 | 40 | 0 | 0 | 1 | 0 | 0 | 0 | 0 | 0 | 0 | 0 | 0 | 0 | 0 | 0 | 0 | 0 | 0 | 0 | 1 | 1 | 0 | 0 | 0 | 0 | -417.51 | 579.125 | 1225.71 | Internal San Diego Area constraint | Talega 230 kV constraint | Internal San Diego Area constraint
PG&E North of Greater Bay Study Area | Bahia | 230 | 0 | 0 | 0 | 0 | 0 | 0 | 0 | 0 | 0 | 0 | 0 | 0 | 0 | 0 | 0 | 0 | 0 | 0 | 0 | 0 | 0 | 0 | 0 | 0 | 0 | 0 | 0 | 0 | 0 | 0 | 0 | 0 | 0 | 0 | 0 | 0 | 0 | 0 | 0 | 0 | 0 | 0 | 0 | 0 | 1 | 0 | 0 | 0 | 0 | 0 | 0 | 0 | 0 | 0 | 0 | 0 | 0 | 1 | 0 | 0 | 1 | 0 | 0 | 0 | 1 | 0 | 0 | 0 | 0 | 0 | 0 | 0 | 0 | 1 | 1 | 0 | 0 | 0 | 0 | 0 | 0 | 0 | 0 | 0 | 0 | 0 | 0 | 0 | 0 | 0 | 0 | 0 | 0 | 0 | 0 | 0 | 0 | 0 | 0 | 0 | 0 | 0 | 0 | 0 | 0 | 0 | 0 | 1 |  | 0 | 0 | 0 | 0 | 0 | 0 | 0 | 0 | 0 | 0 | 0 | 0 | 0 | 0 | 0 | 0 | 0 | 0 | 0 | 0 | 0 | 0 | 0 | 0 | 0 | 0 | 0 | 0 | 0 | 0 | 2 | 0 | 0 | 0 | 0 | 0 | -403.7865 | 376.8008 | 667.3975 | Vaca Dixon-Tesla 500kV Line | Birds Landing-Contra Costa 230kV Line | Birds Landing-Contra Costa 230kV Line
SCE Northern Area | Bailey | 230 | 1 | 0 | 1 | 0 | 0 | 0 | 1 | 0 | 1 | 0 | 0 | 0 | 0 | 0 | 0 | 0 | 0 | 0 | 0 | 0 | 0 | 0 | 0 | 0 | 0 | 0 | 0 | 0 | 1 | 0 | 0 | 0 | 0 | 0 | 0 | 0 | 0 | 0 | 0 | 0 | 0 | 0 | 0 | 0 | 0 | 0 | 0 | 0 | 0 | 0 | 0 | 0 | 0 | 0 | 0 | 0 | 0 | 0 | 0 | 0 | 0 | 0 | 0 | 0 | 0 | 0 | 0 | 0 | 0 | 0 | 0 | 0 | 0 | 0 | 0 | 0 | 0 | 0 | 0 | 0 | 0 | 0 | 0 | 0 | 0 | 0 | 0 | 0 | 0 | 0 | 0 | 0 | 0 | 0 | 0 | 0 | 0 | 0 | 0 | 0 | 0 | 0 | 0 | 0 | 0 | 0 | 0 | 0 |  | 0 | 0 | 0 | 0 | 0 | 0 | 0 | 0 | 0 | 0 | 0 | 0 | 0 | 0 | 0 | 0 | 0 | 0 | 0 | 0 | 0 | 0 | 0 | 0 | 0 | 0 | 0 | 0 | 0 | 0 | 1 | 0 | 0 | 0 | 0 | 0 | -96.4338 | 27.481 | 0.005 | South of Magunden Constraint | Antelope-Neenach Constraint | Antelope-Neenach Constraint
PG&E Kern Study Area | Bakersfield | 230 | 0 | 0 | 0 | 0 | 0 | 0 | 0 | 0 | 0 | 0 | 0 | 0 | 0 | 0 | 0 | 0 | 0 | 0 | 0 | 0 | 0 | 0 | 0 | 0 | 0 | 0 | 0 | 0 | 0 | 0 | 0 | 0 | 0 | 0 | 0 | 0 | 0 | 0 | 0 | 0 | 0 | 0 | 0 | 0 | 0 | 0 | 0 | 0 | 0 | 0 | 0 | 0 | 0 | 0 | 0 | 0 | 0 | 0 | 0 | 0 | 0 | 0 | 0 | 0 | 0 | 0 | 0 | 0 | 0 | 0 | 0 | 0 | 0 | 0 | 0 | 0 | 1 | 0 | 0 | 0 | 0 | 0 | 0 | 0 | 0 | 1 | 1 | 0 | 0 | 0 | 0 | 0 | 0 | 0 | 0 | 0 | 0 | 0 | 0 | 0 | 0 | 0 | 0 | 0 | 0 | 0 | 0 | 0 |  | 0 | 0 | 0 | 0 | 0 | 0 | 0 | 0 | 0 | 0 | 0 | 0 | 0 | 0 | 0 | 0 | 0 | 0 | 0 | 0 | 0 | 0 | 0 | 0 | 0 | 0 | 0 | 0 | 0 | 0 | 1 | 0 | 1 | 0 | 1 | 0 | -879.03 | -349.77 | -247.3393 | Midway-Q2005 230kV Line | Midway-Q2005 230kV Line | Midway-Q2005 230kV Line
PG&E Fresno Study Area | Balch 2 | 230 | 0 | 0 | 0 | 0 | 0 | 0 | 0 | 0 | 0 | 0 | 0 | 0 | 0 | 0 | 0 | 0 | 0 | 0 | 0 | 0 | 0 | 0 | 0 | 0 | 0 | 0 | 0 | 0 | 0 | 0 | 0 | 0 | 0 | 0 | 0 | 0 | 0 | 0 | 0 | 0 | 0 | 0 | 0 | 0 | 0 | 0 | 0 | 0 | 0 | 0 | 1 | 0 | 0 | 0 | 0 | 0 | 0 | 0 | 0 | 0 | 0 | 0 | 0 | 0 | 0 | 0 | 0 | 0 | 0 | 0 | 0 | 0 | 0 | 0 | 0 | 0 | 1 | 0 | 0 | 0 | 0 | 0 | 0 | 0 | 0 | 1 | 1 | 1 | 1 | 1 | 1 | 1 | 1 | 1 | 1 | 1 | 0 | 1 | 1 | 0 | 0 | 1 | 0 | 0 | 0 | 1 | 0 | 4 |  | 0 | 0 | 0 | 0 | 0 | 0 | 0 | 0 | 0 | 0 | 0 | 0 | 0 | 0 | 0 | 0 | 3 | 0 | 0 | 0 | 0 | 0 | 0 | 0 | 0 | 0 | 0 | 0 | 0 | 1 | 3 | 1 | 2 | 0 | 4 | 0 | -879.03 | -349.77 | -412.8075 | Midway-Q2005 230kV Line | Midway-Q2005 230kV Line | Moss Landing-Las Aguilas 230 kV Line
SCE Metro Study Area | Barre | 230 | 0 | 0 | 0 | 0 | 0 | 0 | 0 | 0 | 0 | 0 | 0 | 0 | 1 | 0 | 0 | 0 | 0 | 0 | 0 | 0 | 0 | 0 | 0 | 0 | 0 | 0 | 0 | 0 | 0 | 0 | 0 | 0 | 0 | 0 | 0 | 0 | 0 | 0 | 0 | 0 | 0 | 0 | 0 | 0 | 0 | 0 | 0 | 0 | 0 | 0 | 0 | 0 | 0 | 0 | 0 | 0 | 0 | 0 | 0 | 0 | 0 | 0 | 0 | 0 | 0 | 0 | 0 | 0 | 0 | 0 | 0 | 0 | 0 | 0 | 0 | 0 | 0 | 0 | 0 | 0 | 0 | 0 | 0 | 0 | 0 | 0 | 0 | 0 | 0 | 0 | 0 | 0 | 0 | 0 | 0 | 0 | 0 | 0 | 0 | 0 | 0 | 0 | 0 | 0 | 0 | 0 | 0 | 0 |  | 0 | 0 | 0 | 0 | 0 | 0 | 0 | 0 | 0 | 0 | 0 | 79 | 0 | 0 | 1 | 0 | 0 | 0 | 0 | 0 | 0 | 0 | 0 | 23 | 0 | 0 | 10 | 0 | 0 | 1 | 0 | 0 | 0 | 0 | 0 | 0 | 11840.638 | 12772.921 | 15592.11 | SCE Metro Area Default Constraint | SCE Metro Area Default Constraint | SCE Metro Area Default Constraint
SDG&E Study Area | Bay Boulevard | 230 | 0 | 0 | 0 | 0 | 0 | 0 | 0 | 0 | 0 | 0 | 0 | 0 | 0 | 0 | 0 | 0 | 0 | 0 | 0 | 0 | 0 | 0 | 0 | 0 | 0 | 0 | 0 | 0 | 0 | 0 | 0 | 0 | 1 | 0 | 1 | 0 | 1 | 0 | 0 | 1 | 1 | 0 | 0 | 0 | 0 | 0 | 0 | 0 | 0 | 0 | 0 | 0 | 0 | 0 | 0 | 0 | 0 | 0 | 0 | 0 | 0 | 0 | 0 | 0 | 0 | 0 | 0 | 0 | 0 | 0 | 0 | 0 | 0 | 0 | 0 | 0 | 0 | 0 | 0 | 0 | 0 | 0 | 0 | 0 | 0 | 0 | 0 | 0 | 0 | 0 | 0 | 0 | 0 | 0 | 0 | 0 | 0 | 0 | 0 | 0 | 0 | 0 | 0 | 0 | 0 | 0 | 0 | 3 |  | 0 | 0 | 0 | 0 | 0 | 0 | 0 | 0 | 0 | 0 | 0 | 0 | 0 | 0 | 0 | 0 | 0 | 0 | 0 | 0 | 0 | 0 | 0 | 0 | 0 | 0 | 0 | 0 | 0 | 0 | 1 | 3 | 0 | 0 | 0 | 0 | -417.51 | 182.65 | 797.96 | Internal San Diego Area constraint | Silvergate - Bay Blvd 230 kV constraint | Silvergate - Bay Blvd 230 kV constraint
East of Pisgah Study Area | Beatty | 138 | 0 | 0 | 0 | 0 | 0 | 0 | 0 | 0 | 0 | 0 | 0 | 0 | 0 | 0 | 0 | 0 | 0 | 0 | 0 | 1 | 0 | 1 | 0 | 0 | 0 | 0 | 1 | 1 | 1 | 0 | 0 | 0 | 0 | 0 | 0 | 0 | 0 | 0 | 0 | 0 | 0 | 0 | 0 | 0 | 0 | 0 | 0 | 0 | 0 | 0 | 0 | 0 | 0 | 0 | 0 | 0 | 0 | 0 | 0 | 0 | 0 | 0 | 0 | 0 | 0 | 0 | 0 | 0 | 0 | 0 | 0 | 0 | 0 | 0 | 0 | 0 | 0 | 0 | 0 | 0 | 0 | 0 | 0 | 0 | 0 | 0 | 0 | 0 | 0 | 0 | 0 | 0 | 0 | 0 | 0 | 0 | 0 | 0 | 0 | 0 | 0 | 0 | 0 | 0 | 0 | 0 | 0 | 4 |  | 0 | 0 | 0 | 0 | 0 | 0 | 0 | 0 | 0 | 0 | 0 | 0 | 0 | 0 | 0 | 450 | 0 | 0 | 0 | 0 | 0 | 0 | 0 | 0 | 0 | 0 | 0 | 0 | 0 | 1 | 0 | 1 | 1 | 0 | 0 | 0 | -5476.131 | -2224.5325 | 448.6 | Devers-Red Bluff Constraint | Devers-Red Bluff Constraint | VEA 138kV area constraint
PG&E Greater Bay Study Area | Belden | 230 | 0 | 0 | 0 | 0 | 0 | 0 | 0 | 0 | 0 | 0 | 0 | 0 | 0 | 0 | 0 | 0 | 0 | 0 | 0 | 0 | 0 | 0 | 0 | 0 | 0 | 0 | 0 | 0 | 0 | 0 | 0 | 0 | 0 | 0 | 0 | 0 | 0 | 0 | 0 | 0 | 0 | 0 | 0 | 0 | 1 | 0 | 0 | 0 | 0 | 1 | 0 | 0 | 0 | 0 | 0 | 0 | 0 | 0 | 0 | 0 | 0 | 0 | 0 | 0 | 0 | 0 | 0 | 0 | 0 | 0 | 0 | 0 | 0 | 0 | 0 | 0 | 0 | 0 | 0 | 0 | 0 | 0 | 0 | 0 | 0 | 0 | 0 | 0 | 0 | 0 | 0 | 0 | 0 | 0 | 0 | 0 | 0 | 0 | 0 | 0 | 0 | 0 | 0 | 0 | 0 | 0 | 0 | 0 |  | 0 | 0 | 0 | 0 | 0 | 0 | 0 | 0 | 0 | 0 | 0 | 0 | 0 | 0 | 0 | 0 | 0 | 0 | 0 | 0 | 0 | 0 | 0 | 0 | 0 | 0 | 0 | 0 | 0 | 0 | 1 | 0 | 0 | 0 | 0 | 0 | -403.7865 | 62.452 | 218.4 | Vaca Dixon-Tesla 500kV Line | Rocklin-Pleaseant grove 115kV line | Rocklin-Pleaseant grove 115kV line
PG&E North of Greater Bay Study Area | Bellevue | 115 | 0 | 0 | 0 | 0 | 0 | 0 | 0 | 0 | 0 | 0 | 0 | 0 | 0 | 0 | 0 | 0 | 0 | 0 | 0 | 0 | 0 | 0 | 0 | 0 | 0 | 0 | 0 | 0 | 0 | 0 | 0 | 0 | 0 | 0 | 0 | 0 | 0 | 0 | 0 | 0 | 0 | 0 | 0 | 0 | 0 | 0 | 1 | 0 | 0 | 0 | 0 | 0 | 0 | 0 | 0 | 0 | 1 | 0 | 0 | 0 | 0 | 0 | 0 | 0 | 0 | 0 | 0 | 0 | 0 | 0 | 0 | 0 | 0 | 0 | 0 | 0 | 0 | 0 | 0 | 0 | 0 | 0 | 0 | 0 | 0 | 0 | 0 | 0 | 0 | 0 | 0 | 0 | 0 | 0 | 0 | 0 | 0 | 0 | 0 | 0 | 0 | 0 | 0 | 0 | 0 | 0 | 0 | 1 |  | 0 | 0 | 0 | 0 | 0 | 0 | 0 | 0 | 0 | 0 | 0 | 0 | 0 | 0 | 0 | 0 | 0 | 0 | 0 | 0 | 0 | 0 | 0 | 0.96 | 0 | 0 | 0 | 0 | 0 | 1 | 0 | 0 | 0 | 0 | 0 | 0 | 1332.339 | 1340.7048 | 532.0172 | Lakeville-Ignacio 230 kV line | Lakeville-Ignacio 230 kV line | Lakeville-Ignacio 230 kV line
PG&E North of Greater Bay Study Area | Bellota | 230 | 0 | 0 | 0 | 0 | 0 | 0 | 0 | 0 | 0 | 0 | 0 | 0 | 0 | 0 | 0 | 0 | 0 | 0 | 0 | 0 | 0 | 0 | 0 | 0 | 0 | 0 | 0 | 0 | 0 | 0 | 0 | 0 | 0 | 0 | 0 | 0 | 0 | 0 | 0 | 0 | 0 | 0 | 0 | 0 | 0 | 0 | 0 | 0 | 0 | 0 | 1 | 0 | 0 | 0 | 0 | 0 | 0 | 0 | 0 | 0 | 0 | 0 | 1 | 0 | 1 | 1 | 0 | 0 | 0 | 0 | 0 | 0 | 0 | 0 | 0 | 0 | 0 | 0 | 0 | 0 | 0 | 0 | 0 | 0 | 0 | 0 | 1 | 0 | 1 | 1 | 1 | 1 | 0 | 0 | 0 | 1 | 0 | 1 | 0 | 0 | 0 | 1 | 0 | 0 | 0 | 0 | 0 | 1 |  | 0 | 0 | 0 | 0 | 0 | 0 | 0 | 0 | 0 | 0 | 0 | 0 | 0 | 0 | 0 | 0 | 0 | 0 | 0 | 0 | 0 | 0 | 0 | 0 | 0 | 0 | 0 | 0 | 0 | 0 | 1 | 0 | 0 | 0 | 2 | 0 | -186.31 | 5.348 | -125.7898 | Chowchilla-Le grand 115kV Line | Chowchilla-Le grand 115kV Line | Panoche- Mendota 115 kV line
PG&E North of Greater Bay Study Area | Bellota | 115 | 0 | 0 | 0 | 0 | 0 | 0 | 0 | 0 | 0 | 0 | 0 | 0 | 0 | 0 | 0 | 0 | 0 | 0 | 0 | 0 | 0 | 0 | 0 | 0 | 0 | 0 | 0 | 0 | 0 | 0 | 0 | 0 | 0 | 0 | 0 | 0 | 0 | 0 | 0 | 0 | 0 | 0 | 0 | 0 | 0 | 0 | 0 | 0 | 0 | 0 | 1 | 0 | 0 | 0 | 0 | 0 | 0 | 0 | 0 | 0 | 0 | 0 | 1 | 0 | 1 | 1 | 0 | 0 | 0 | 0 | 0 | 0 | 0 | 0 | 0 | 0 | 0 | 0 | 0 | 0 | 0 | 0 | 0 | 0 | 0 | 0 | 0 | 0 | 0 | 0 | 0 | 1 | 0 | 0 | 0 | 0 | 0 | 0 | 0 | 0 | 0 | 1 | 0 | 0 | 0 | 0 | 0 | 1 |  | 0 | 2.8 | 0 | 0 | 0 | 0 | 0 | 0 | 0 | 0 | 0 | 132 | 0 | 0 | 1 | 0 | 1 | 0 | 0 | 0 | 0 | 0 | 0 | 0 | 0 | 0 | 0 | 0 | 0 | 1 | 0 | 0 | 0 | 0 | 0 | 0 | 3.859 | 102.156 | 180.95 | Kasson Jct-Heinz 115 kV line | Kasson Jct-Heinz 115 kV line | Oro Loma-El Nido 115kV Line
SCE Northern Area | Big Creek | 230 | 1 | 0 | 1 | 0 | 0 | 1 | 1 | 1 | 0 | 0 | 0 | 0 | 0 | 0 | 0 | 0 | 0 | 0 | 0 | 0 | 0 | 0 | 0 | 0 | 0 | 0 | 0 | 0 | 1 | 0 | 0 | 0 | 0 | 0 | 0 | 0 | 0 | 0 | 0 | 0 | 0 | 0 | 0 | 0 | 0 | 0 | 0 | 0 | 0 | 0 | 0 | 0 | 0 | 0 | 0 | 0 | 0 | 0 | 0 | 0 | 0 | 0 | 0 | 0 | 0 | 0 | 0 | 0 | 0 | 0 | 0 | 0 | 0 | 0 | 0 | 0 | 0 | 0 | 0 | 0 | 0 | 0 | 0 | 0 | 0 | 0 | 0 | 0 | 0 | 0 | 0 | 0 | 0 | 0 | 0 | 0 | 0 | 0 | 0 | 0 | 0 | 0 | 0 | 0 | 0 | 0 | 0 | 0 |  | 0 | 0 | 0 | 0 | 0 | 0 | 0 | 0 | 0 | 0 | 0 | 0 | 0 | 0 | 0 | 0 | 0 | 0 | 0 | 0 | 0 | 0 | 0 | 0 | 0 | 0 | 0 | 0 | 0 | 0 | 2 | 0 | 0 | 0 | 0 | 0 | -96.4338 | 215.3629 | 955.259 | South of Magunden Constraint | South of Magunden Constraint | South of Magunden Constraint
PG&E North of Greater Bay Study Area | Birds Landing | 230 | 0 | 0 | 0 | 0 | 0 | 0 | 0 | 0 | 0 | 0 | 0 | 0 | 0 | 0 | 0 | 0 | 0 | 0 | 0 | 0 | 0 | 0 | 0 | 0 | 0 | 0 | 0 | 0 | 0 | 0 | 0 | 0 | 0 | 0 | 0 | 0 | 0 | 0 | 0 | 0 | 0 | 0 | 0 | 0 | 1 | 0 | 0 | 0 | 0 | 0 | 0 | 0 | 0 | 0 | 0 | 0 | 0 | 0 | 1 | 1 | 1 | 0 | 0 | 1 | 1 | 0 | 0 | 0 | 0 | 0 | 0 | 0 | 0 | 1 | 1 | 0 | 0 | 0 | 0 | 0 | 0 | 0 | 0 | 0 | 0 | 0 | 0 | 0 | 0 | 0 | 0 | 0 | 0 | 0 | 0 | 0 | 0 | 0 | 0 | 0 | 0 | 0 | 0 | 0 | 0 | 0 | 0 | 0 |  | 0 | 0 | 90 | 0 | 0 | 0 | 0 | 0 | 0 | 0 | 0 | 0 | 0 | 0 | 1 | 0 | 0 | 100 | 110 | 0 | 0 | 0 | 0 | 0 | 0 | 0 | 0 | 0 | 0 | 1 | 3 | 0 | 0 | 0 | 0 | 0 | -403.7865 | 376.8008 | 667.3975 | Vaca Dixon-Tesla 500kV Line | Birds Landing-Contra Costa 230kV Line | Birds Landing-Contra Costa 230kV Line
SCE Eastern Study Area | BlytheSC 161 kV | 161 | 0 | 0 | 0 | 0 | 0 | 0 | 0 | 0 | 0 | 0 | 0 | 0 | 0 | 0 | 0 | 0 | 0 | 0 | 0 | 0 | 0 | 0 | 0 | 0 | 0 | 0 | 0 | 0 | 0 | 0 | 0 | 0 | 0 | 0 | 0 | 1 | 1 | 0 | 0 | 0 | 0 | 0 | 0 | 0 | 0 | 0 | 0 | 0 | 0 | 0 | 0 | 0 | 0 | 0 | 0 | 0 | 0 | 0 | 0 | 0 | 0 | 0 | 0 | 0 | 0 | 0 | 0 | 0 | 0 | 0 | 0 | 0 | 0 | 0 | 0 | 0 | 0 | 0 | 0 | 0 | 0 | 0 | 0 | 0 | 0 | 0 | 0 | 0 | 0 | 0 | 0 | 0 | 0 | 0 | 0 | 0 | 0 | 0 | 0 | 0 | 0 | 0 | 0 | 0 | 0 | 0 | 0 | 2 |  | 0 | 0 | 0 | 0 | 0 | 0 | 0 | 0 | 0 | 0 | 0 | 0 | 0 | 0 | 0 | 0 | 0 | 0 | 0 | 0 | 0 | 0 | 0 | 0 | 0 | 0 | 0 | 0 | 0 | 0 | 0 | 2 | 0 | 0 | 0 | 0 | -383.235 | 68.17 | 519.235 | East of Miguel constraint | East of Miguel constraint | East of Miguel constraint
PG&E North of Greater Bay Study Area | Bogue | 115 | 0 | 0 | 0 | 0 | 0 | 0 | 0 | 0 | 0 | 0 | 0 | 0 | 0 | 0 | 0 | 0 | 0 | 0 | 0 | 0 | 0 | 0 | 0 | 0 | 0 | 0 | 0 | 0 | 0 | 0 | 0 | 0 | 0 | 0 | 0 | 0 | 0 | 0 | 0 | 0 | 0 | 0 | 0 | 0 | 0 | 1 | 0 | 1 | 0 | 0 | 0 | 0 | 0 | 0 | 0 | 0 | 0 | 0 | 0 | 0 | 0 | 0 | 0 | 0 | 0 | 0 | 0 | 0 | 0 | 0 | 0 | 0 | 0 | 0 | 0 | 0 | 0 | 0 | 0 | 0 | 0 | 0 | 0 | 0 | 0 | 0 | 0 | 0 | 0 | 0 | 0 | 0 | 0 | 0 | 0 | 0 | 0 | 0 | 0 | 0 | 0 | 0 | 0 | 0 | 0 | 0 | 0 | 0 |  | 0 | 0 | 0 | 0 | 0 | 0 | 0 | 0 | 0 | 0 | 0 | 0 | 0 | 0 | 0 | 0 | 0 | 0 | 0 | 0 | 0 | 0 | 0 | 0 | 0 | 0 | 0 | 0 | 0 | 0 | 0 | 0 | 0 | 0 | 0 | 0 | 75.85 | 75.166 | 66.82 | Woodland- Davis 115kV line | Woodland- Davis 115kV line | Woodland- Davis 115kV line
East of Pisgah Study Area | Bond Tap | 138 | 0 | 0 | 0 | 0 | 0 | 0 | 0 | 0 | 0 | 0 | 0 | 0 | 0 | 0 | 0 | 0 | 0 | 0 | 0 | 1 | 0 | 1 | 0 | 0 | 0 | 0 | 1 | 1 | 1 | 0 | 0 | 0 | 0 | 0 | 0 | 0 | 0 | 0 | 0 | 0 | 0 | 0 | 0 | 0 | 0 | 0 | 0 | 0 | 0 | 0 | 0 | 0 | 0 | 0 | 0 | 0 | 0 | 0 | 0 | 0 | 0 | 0 | 0 | 0 | 0 | 0 | 0 | 0 | 0 | 0 | 0 | 0 | 0 | 0 | 0 | 0 | 0 | 0 | 0 | 0 | 0 | 0 | 0 | 0 | 0 | 0 | 0 | 0 | 0 | 0 | 0 | 0 | 0 | 0 | 0 | 0 | 0 | 0 | 0 | 0 | 0 | 0 | 0 | 0 | 0 | 0 | 0 | 4 |  | 0 | 0 | 0 | 0 | 0 | 0 | 0 | 0 | 0 | 0 | 0 | 0 | 0 | 0 | 0 | 0 | 0 | 0 | 0 | 0 | 0 | 0 | 0 | 0 | 0 | 0 | 0 | 0 | 0 | 0 | 0 | 1 | 1 | 0 | 0 | 0 | -5476.131 | -2224.5325 | 448.6 | Devers-Red Bluff Constraint | Devers-Red Bluff Constraint | VEA 138kV area constraint
PG&E Fresno Study Area | Borden | 230 | 0 | 0 | 0 | 0 | 0 | 0 | 0 | 0 | 0 | 0 | 0 | 0 | 0 | 0 | 0 | 0 | 0 | 0 | 0 | 0 | 0 | 0 | 0 | 0 | 0 | 0 | 0 | 0 | 0 | 0 | 0 | 0 | 0 | 0 | 0 | 0 | 0 | 0 | 0 | 0 | 0 | 0 | 0 | 0 | 0 | 0 | 0 | 0 | 0 | 0 | 1 | 0 | 0 | 0 | 0 | 0 | 0 | 0 | 0 | 0 | 0 | 0 | 0 | 0 | 0 | 0 | 0 | 0 | 0 | 0 | 0 | 0 | 0 | 0 | 0 | 0 | 1 | 0 | 0 | 0 | 0 | 0 | 0 | 0 | 0 | 1 | 1 | 0 | 1 | 1 | 1 | 1 | 1 | 1 | 0 | 1 | 0 | 1 | 1 | 0 | 0 | 1 | 0 | 0 | 0 | 1 | 0 | 4 |  | 0 | 0 | 0 | 0 | 0 | 0 | 0 | 0 | 0 | 0 | 0 | 0 | 0 | 0 | 0 | 0 | 0 | 0 | 0 | 0 | 0 | 0 | 0 | 0 | 0 | 0 | 0 | 0 | 0 | 0 | 2 | 1 | 2 | 0 | 4 | 0 | -879.03 | -349.77 | -412.8075 | Midway-Q2005 230kV Line | Midway-Q2005 230kV Line | Moss Landing-Las Aguilas 230 kV Line
PG&E North of Greater Bay Study Area | Bottle Rock | 230 | 0 | 0 | 0 | 0 | 0 | 0 | 0 | 0 | 0 | 0 | 0 | 0 | 0 | 0 | 0 | 0 | 0 | 0 | 0 | 0 | 0 | 0 | 0 | 0 | 0 | 0 | 0 | 0 | 0 | 0 | 0 | 0 | 0 | 0 | 0 | 0 | 0 | 0 | 0 | 0 | 0 | 0 | 0 | 1 | 1 | 0 | 0 | 0 | 0 | 0 | 0 | 0 | 0 | 0 | 0 | 0 | 0 | 1 | 1 | 1 | 1 | 0 | 0 | 1 | 1 | 0 | 0 | 0 | 0 | 0 | 0 | 0 | 0 | 1 | 1 | 0 | 0 | 0 | 0 | 0 | 0 | 0 | 0 | 0 | 0 | 0 | 0 | 0 | 0 | 0 | 0 | 0 | 0 | 0 | 0 | 0 | 0 | 0 | 0 | 0 | 0 | 0 | 0 | 0 | 0 | 0 | 0 | 1 |  | 0 | 0 | 0 | 0 | 0 | 0 | 0 | 0 | 0 | 0 | 0 | 0 | 0 | 0 | 0 | 0 | 0 | 0 | 0 | 0 | 0 | 0 | 0 | 0 | 0 | 0 | 0 | 0 | 0 | 0 | 3 | 0 | 0 | 0 | 0 | 0 | -403.7865 | 376.8008 | 667.3975 | Vaca Dixon-Tesla 500kV Line | Birds Landing-Contra Costa 230kV Line | Birds Landing-Contra Costa 230kV Line
PG&E Greater Bay Study Area | Brentwood | 230 | 0 | 0 | 0 | 0 | 0 | 0 | 0 | 0 | 0 | 0 | 0 | 0 | 0 | 0 | 0 | 0 | 0 | 0 | 0 | 0 | 0 | 0 | 0 | 0 | 0 | 0 | 0 | 0 | 0 | 0 | 0 | 0 | 0 | 0 | 0 | 0 | 0 | 0 | 0 | 0 | 0 | 0 | 0 | 0 | 1 | 0 | 0 | 0 | 0 | 0 | 0 | 0 | 0 | 0 | 0 | 0 | 0 | 0 | 1 | 1 | 1 | 0 | 0 | 1 | 1 | 0 | 0 | 0 | 0 | 0 | 0 | 0 | 0 | 1 | 0 | 0 | 0 | 0 | 0 | 0 | 0 | 0 | 0 | 0 | 0 | 0 | 0 | 0 | 0 | 0 | 0 | 0 | 0 | 0 | 0 | 0 | 0 | 0 | 0 | 0 | 0 | 0 | 0 | 0 | 0 | 0 | 0 | 0 |  | 0 | 0 | 0 | 0 | 0 | 0 | 0 | 0 | 0 | 0 | 0 | 0 | 0 | 0 | 0 | 0 | 1 | 0 | 0 | 0 | 0 | 0 | 0 | 5.99 | 0 | 0 | 0.8 | 0 | 0 | 1 | 2 | 0 | 0 | 0 | 0 | 0 | -403.7865 | 467.5403 | 950.5913 | Vaca Dixon-Tesla 500kV Line | Windmaster-Delta pumps 230 kV line | Windmaster-Delta pumps 230 kV line
PG&E North of Greater Bay Study Area | Brighton | 230 | 0 | 0 | 0 | 0 | 0 | 0 | 0 | 0 | 0 | 0 | 0 | 0 | 0 | 0 | 0 | 0 | 0 | 0 | 0 | 0 | 0 | 0 | 0 | 0 | 0 | 0 | 0 | 0 | 0 | 0 | 0 | 0 | 0 | 0 | 0 | 0 | 0 | 0 | 0 | 0 | 0 | 0 | 0 | 0 | 1 | 0 | 0 | 0 | 0 | 0 | 1 | 0 | 0 | 0 | 0 | 0 | 0 | 0 | 0 | 0 | 0 | 0 | 0 | 0 | 1 | 1 | 0 | 0 | 0 | 0 | 0 | 0 | 0 | 0 | 0 | 0 | 0 | 0 | 0 | 0 | 0 | 0 | 0 | 0 | 0 | 0 | 0 | 0 | 0 | 0 | 0 | 0 | 0 | 0 | 0 | 0 | 0 | 0 | 0 | 0 | 0 | 0 | 0 | 0 | 0 | 0 | 0 | 0 |  | 0 | 0 | 0 | 0 | 0 | 0 | 0 | 0 | 0 | 0 | 0 | 0 | 0 | 0 | 0 | 0 | 0 | 0 | 0 | 0 | 0 | 0 | 0 | 0 | 0 | 0 | 0 | 0 | 0 | 0 | 1 | 0 | 0 | 0 | 0 | 0 | -403.7865 | 475.9687 | 1528.8218 | Vaca Dixon-Tesla 500kV Line | Vaca Dixon-Tesla 500kV Line | Vaca Dixon-Tesla 500kV Line
PG&E North of Greater Bay Study Area | Brunswick | 115 | 0 | 0 | 0 | 0 | 0 | 0 | 0 | 0 | 0 | 0 | 0 | 0 | 0 | 0 | 0 | 0 | 0 | 0 | 0 | 0 | 0 | 0 | 0 | 0 | 0 | 0 | 0 | 0 | 0 | 0 | 0 | 0 | 0 | 0 | 0 | 0 | 0 | 0 | 0 | 0 | 0 | 0 | 0 | 0 | 0 | 0 | 0 | 1 | 0 | 0 | 0 | 0 | 0 | 0 | 0 | 0 | 0 | 0 | 0 | 0 | 0 | 0 | 0 | 0 | 0 | 0 | 0 | 0 | 0 | 0 | 0 | 0 | 0 | 0 | 0 | 0 | 0 | 0 | 0 | 0 | 0 | 0 | 0 | 0 | 0 | 0 | 0 | 0 | 0 | 0 | 0 | 0 | 0 | 0 | 0 | 0 | 0 | 0 | 0 | 0 | 0 | 0 | 0 | 0 | 0 | 0 | 0 | 0 |  | 0 | 0 | 0 | 0 | 0 | 0 | 0 | 0 | 0 | 0 | 0 | 0 | 0 | 0 | 0 | 0 | 7 | 0 | 0 | 0 | 0 | 0 | 0 | 0 | 0 | 0 | 0 | 0 | 0 | 1 | 0 | 0 | 0 | 0 | 0 | 0 | 563.475 | 561.537 | 578.95 | Bell-Placer 115kV Line | Bell-Placer 115kV Line | Bell-Placer 115kV Line
PG&E Kern Study Area | Buena Vista PP | 230 | 0 | 0 | 0 | 0 | 0 | 0 | 0 | 0 | 0 | 0 | 0 | 0 | 0 | 0 | 0 | 0 | 0 | 0 | 0 | 0 | 0 | 0 | 0 | 0 | 0 | 0 | 0 | 0 | 0 | 0 | 0 | 0 | 0 | 0 | 0 | 0 | 0 | 0 | 0 | 0 | 0 | 0 | 0 | 0 | 0 | 0 | 0 | 0 | 0 | 0 | 0 | 0 | 0 | 0 | 0 | 0 | 0 | 0 | 0 | 0 | 0 | 0 | 0 | 0 | 0 | 0 | 0 | 0 | 0 | 0 | 0 | 0 | 0 | 0 | 0 | 1 | 1 | 0 | 0 | 0 | 0 | 0 | 0 | 0 | 1 | 1 | 1 | 0 | 0 | 0 | 0 | 0 | 0 | 0 | 0 | 0 | 0 | 0 | 0 | 0 | 0 | 0 | 0 | 0 | 1 | 0 | 0 | 0 |  | 0 | 0 | 0 | 0 | 0 | 0 | 0 | 0 | 0 | 0 | 0 | 0 | 0 | 0 | 0 | 0 | 0 | 0 | 0 | 0 | 0 | 0 | 0 | 0 | 0 | 0 | 0 | 0 | 0 | 0 | 2 | 0 | 2 | 0 | 1 | 0 | -879.03 | -349.77 | -247.3393 | Midway-Q2005 230kV Line | Midway-Q2005 230kV Line | Midway-Q2005 230kV Line
PG&E Kern Study Area | Cabrillo | 115 | 0 | 0 | 0 | 0 | 0 | 0 | 0 | 0 | 0 | 0 | 0 | 0 | 0 | 0 | 0 | 0 | 0 | 0 | 0 | 0 | 0 | 0 | 0 | 0 | 0 | 0 | 0 | 0 | 0 | 0 | 0 | 0 | 0 | 0 | 0 | 0 | 0 | 0 | 0 | 0 | 0 | 0 | 0 | 0 | 0 | 0 | 0 | 0 | 0 | 0 | 0 | 0 | 0 | 0 | 0 | 0 | 0 | 0 | 0 | 0 | 0 | 0 | 0 | 0 | 0 | 0 | 0 | 0 | 0 | 0 | 0 | 0 | 0 | 0 | 0 | 0 | 0 | 0 | 0 | 0 | 0 | 0 | 1 | 0 | 0 | 0 | 0 | 0 | 0 | 0 | 0 | 0 | 0 | 0 | 0 | 0 | 0 | 0 | 0 | 0 | 0 | 0 | 0 | 0 | 0 | 0 | 0 | 0 |  | 0 | 0 | 91.2 | 0 | 0 | 0 | 0 | 0 | 0 | 0 | 0 | 0 | 0 | 0 | 1 | 0 | 0 | 0 | 0 | 0 | 0 | 0 | 0 | 0 | 0 | 0 | 0 | 0 | 0 | 0 | 0 | 0 | 0 | 0 | 0 | 0 | 1068.043 | 1129.2584 | 986.6609 | Midway 230/115kV TB #3 | Midway 230/115kV TB #3 | Midway 230/115kV TB #3
PG&E Fresno Study Area | Cal Flats | 230 | 0 | 0 | 0 | 0 | 0 | 0 | 0 | 0 | 0 | 0 | 0 | 0 | 0 | 0 | 0 | 0 | 0 | 0 | 0 | 0 | 0 | 0 | 0 | 0 | 0 | 0 | 0 | 0 | 0 | 0 | 0 | 0 | 0 | 0 | 0 | 0 | 0 | 0 | 0 | 0 | 0 | 0 | 0 | 0 | 0 | 0 | 0 | 0 | 0 | 0 | 0 | 0 | 0 | 0 | 0 | 0 | 0 | 0 | 0 | 0 | 0 | 0 | 0 | 0 | 0 | 0 | 0 | 0 | 0 | 0 | 0 | 0 | 0 | 0 | 0 | 1 | 1 | 0 | 0 | 0 | 0 | 0 | 0 | 0 | 0 | 1 | 1 | 1 | 0 | 0 | 0 | 1 | 0 | 0 | 0 | 1 | 1 | 0 | 0 | 0 | 0 | 0 | 0 | 0 | 1 | 0 | 0 | 1 |  | 0 | 0 | 0 | 0 | 0 | 0 | 0 | 0 | 0 | 0 | 0 | 0 | 0 | 0 | 0 | 0 | 0 | 0 | 0 | 0 | 0 | 0 | 0 | 0 | 0 | 0 | 0 | 0 | 0 | 0 | 2 | 0 | 2 | 0 | 2 | 0 | -879.03 | -349.77 | -247.3393 | Midway-Q2005 230kV Line | Midway-Q2005 230kV Line | Midway-Q2005 230kV Line
PG&E Kern Study Area | Cal Water | 115 | 0 | 0 | 0 | 0 | 0 | 0 | 0 | 0 | 0 | 0 | 0 | 0 | 0 | 0 | 0 | 0 | 0 | 0 | 0 | 0 | 0 | 0 | 0 | 0 | 0 | 0 | 0 | 0 | 0 | 0 | 0 | 0 | 0 | 0 | 0 | 0 | 0 | 0 | 0 | 0 | 0 | 0 | 0 | 0 | 0 | 0 | 0 | 0 | 0 | 0 | 0 | 0 | 0 | 0 | 0 | 0 | 0 | 0 | 0 | 0 | 0 | 0 | 0 | 0 | 0 | 0 | 0 | 0 | 0 | 0 | 0 | 0 | 0 | 0 | 0 | 0 | 0 | 0 | 1 | 0 | 0 | 0 | 0 | 1 | 0 | 0 | 0 | 0 | 0 | 0 | 0 | 0 | 0 | 0 | 0 | 0 | 0 | 0 | 0 | 0 | 0 | 0 | 0 | 0 | 0 | 0 | 0 | 0 |  | 0 | 0 | 0 | 0 | 0 | 0 | 0 | 0 | 0 | 0 | 0 | 0 | 0 | 0 | 0 | 0 | 0 | 0 | 0 | 0 | 0 | 0 | 0 | 0 | 0 | 0 | 0 | 0 | 0 | 0 | 0 | 0 | 0 | 0 | 0 | 0 | 120.518 | 91.2401 | 116.4122 | Semitropic-Midway 115kV Line | Semitropic-Midway 115kV Line | Semitropic-Midway 115kV Line
SCE North of Lugo Study Area | Calcite | 230 | 0 | 0 | 0 | 0 | 0 | 0 | 0 | 0 | 0 | 0 | 0 | 0 | 0 | 0 | 0 | 0 | 1 | 1 | 0 | 0 | 0 | 0 | 0 | 0 | 0 | 0 | 0 | 0 | 0 | 0 | 0 | 0 | 0 | 0 | 0 | 0 | 0 | 0 | 0 | 0 | 0 | 0 | 0 | 0 | 0 | 0 | 0 | 0 | 0 | 0 | 0 | 0 | 0 | 0 | 0 | 0 | 0 | 0 | 0 | 0 | 0 | 0 | 0 | 0 | 0 | 0 | 0 | 0 | 0 | 0 | 0 | 0 | 0 | 0 | 0 | 0 | 0 | 0 | 0 | 0 | 0 | 0 | 0 | 0 | 0 | 0 | 0 | 0 | 0 | 0 | 0 | 0 | 0 | 0 | 0 | 0 | 0 | 0 | 0 | 0 | 0 | 0 | 0 | 0 | 0 | 0 | 0 | 1 |  | 0 | 0 | 0 | 0 | 0 | 0 | 0 | 0 | 0 | 0 | 0 | 0 | 0 | 0 | 0 | 0 | 0 | 0 | 0 | 0 | 0 | 0 | 0 | 0 | 0 | 0 | 0 | 0 | 0 | 0 | 0 | 0 | 0 | 0 | 0 | 0 | 492.3 | 527.2 | 482 | Calcite to Lugo Area Constraint | Calcite to Lugo Area Constraint | Calcite to Lugo Area Constraint
PG&E Kern Study Area | Caliente | 230 | 0 | 0 | 0 | 0 | 0 | 0 | 0 | 0 | 0 | 0 | 0 | 0 | 0 | 0 | 0 | 0 | 0 | 0 | 0 | 0 | 0 | 0 | 0 | 0 | 0 | 0 | 0 | 0 | 0 | 0 | 0 | 0 | 0 | 0 | 0 | 0 | 0 | 0 | 0 | 0 | 0 | 0 | 0 | 0 | 0 | 0 | 0 | 0 | 0 | 0 | 0 | 0 | 0 | 0 | 0 | 0 | 0 | 0 | 0 | 0 | 0 | 0 | 0 | 0 | 0 | 0 | 0 | 0 | 0 | 0 | 0 | 0 | 0 | 0 | 0 | 1 | 1 | 0 | 0 | 0 | 0 | 0 | 0 | 0 | 0 | 1 | 1 | 0 | 0 | 0 | 0 | 0 | 0 | 0 | 0 | 0 | 0 | 0 | 0 | 0 | 0 | 0 | 0 | 0 | 1 | 0 | 0 | 0 |  | 0 | 0 | 0 | 0 | 0 | 0 | 0 | 0 | 0 | 0 | 0 | 0 | 0 | 0 | 0 | 0 | 1 | 200 | 10 | 0 | 0 | 0 | 0 | 0 | 0 | 0 | 0 | 0 | 0 | 1 | 2 | 0 | 2 | 0 | 1 | 0 | -879.03 | -349.77 | -247.3393 | Midway-Q2005 230kV Line | Midway-Q2005 230kV Line | Midway-Q2005 230kV Line
PG&E Kern Study Area | Callender SS | 115 | 0 | 0 | 0 | 0 | 0 | 0 | 0 | 0 | 0 | 0 | 0 | 0 | 0 | 0 | 0 | 0 | 0 | 0 | 0 | 0 | 0 | 0 | 0 | 0 | 0 | 0 | 0 | 0 | 0 | 0 | 0 | 0 | 0 | 0 | 0 | 0 | 0 | 0 | 0 | 0 | 0 | 0 | 0 | 0 | 0 | 0 | 0 | 0 | 0 | 0 | 0 | 0 | 0 | 0 | 0 | 0 | 0 | 0 | 0 | 0 | 0 | 0 | 0 | 0 | 0 | 0 | 0 | 0 | 0 | 0 | 0 | 0 | 0 | 0 | 0 | 0 | 1 | 0 | 0 | 0 | 0 | 0 | 1 | 0 | 0 | 0 | 0 | 0 | 0 | 0 | 0 | 0 | 0 | 0 | 0 | 0 | 1 | 0 | 0 | 0 | 0 | 0 | 0 | 0 | 1 | 0 | 0 | 0 |  | 0 | 0 | 0 | 0 | 0 | 0 | 0 | 0 | 0 | 0 | 0 | 0 | 0 | 0 | 0 | 0 | 0 | 0 | 0 | 0 | 0 | 0 | 0 | 0 | 0 | 0 | 0 | 0 | 0 | 0 | 1 | 0 | 1 | 0 | 1 | 0 | -879.03 | -349.77 | -247.3393 | Midway-Q2005 230kV Line | Midway-Q2005 230kV Line | Midway-Q2005 230kV Line
PG&E North of Greater Bay Study Area | Calpella | 115 | 0 | 0 | 0 | 0 | 0 | 0 | 0 | 0 | 0 | 0 | 0 | 0 | 0 | 0 | 0 | 0 | 0 | 0 | 0 | 0 | 0 | 0 | 0 | 0 | 0 | 0 | 0 | 0 | 0 | 0 | 0 | 0 | 0 | 0 | 0 | 0 | 0 | 0 | 0 | 0 | 0 | 0 | 0 | 0 | 0 | 0 | 1 | 0 | 0 | 0 | 0 | 0 | 0 | 0 | 0 | 0 | 0 | 0 | 0 | 0 | 0 | 0 | 0 | 0 | 0 | 0 | 0 | 0 | 0 | 0 | 0 | 0 | 0 | 0 | 0 | 0 | 0 | 0 | 0 | 0 | 0 | 0 | 0 | 0 | 0 | 0 | 0 | 0 | 0 | 0 | 0 | 0 | 0 | 0 | 0 | 0 | 0 | 0 | 0 | 0 | 0 | 0 | 0 | 0 | 0 | 0 | 0 | 0 |  | 0 | 0 | 0 | 0 | 0 | 0 | 0 | 0 | 0 | 0 | 0 | 0 | 0 | 0 | 0 | 0 | 0 | 0 | 0 | 0 | 0 | 0 | 0 | 4 | 0 | 0 | 0 | 0 | 0 | 1 | 0 | 0 | 0 | 0 | 0 | 0 | 1390.544 | 1461.9902 | 1466.2972 | Cortina-Eagle Rock 115 kV line | Cortina-Eagle Rock 115 kV line | Cortina-Eagle Rock 115 kV line
PG&E Greater Bay Study Area | Camanche | 230 | 0 | 0 | 0 | 0 | 0 | 0 | 0 | 0 | 0 | 0 | 0 | 0 | 0 | 0 | 0 | 0 | 0 | 0 | 0 | 0 | 0 | 0 | 0 | 0 | 0 | 0 | 0 | 0 | 0 | 0 | 0 | 0 | 0 | 0 | 0 | 0 | 0 | 0 | 0 | 0 | 0 | 0 | 0 | 0 | 0 | 0 | 0 | 0 | 0 | 0 | 1 | 0 | 0 | 0 | 0 | 0 | 0 | 0 | 0 | 0 | 0 | 0 | 0 | 0 | 1 | 1 | 0 | 0 | 0 | 0 | 0 | 0 | 0 | 0 | 0 | 0 | 0 | 0 | 0 | 0 | 0 | 0 | 0 | 0 | 0 | 0 | 0 | 0 | 0 | 0 | 0 | 1 | 0 | 0 | 0 | 0 | 0 | 0 | 0 | 0 | 0 | 1 | 0 | 0 | 0 | 0 | 0 | 1 |  | 0 | 0 | 0 | 0 | 0 | 0 | 0 | 0 | 0 | 0 | 0 | 0 | 0 | 0 | 0 | 0 | 0 | 0 | 0 | 0 | 0 | 0 | 0 | 0 | 0 | 0 | 0 | 0 | 0 | 0 | 0 | 0 | 0 | 0 | 0 | 0 | 420.89 | 662.548 | 180.95 | Oro Loma-El Nido 115kV Line | Oro Loma-El Nido 115kV Line | Oro Loma-El Nido 115kV Line
PG&E Fresno Study Area | Cantua | 115 | 0 | 0 | 0 | 0 | 0 | 0 | 0 | 0 | 0 | 0 | 0 | 0 | 0 | 0 | 0 | 0 | 0 | 0 | 0 | 0 | 0 | 0 | 0 | 0 | 0 | 0 | 0 | 0 | 0 | 0 | 0 | 0 | 0 | 0 | 0 | 0 | 0 | 0 | 0 | 0 | 0 | 0 | 0 | 0 | 0 | 0 | 0 | 0 | 0 | 0 | 0 | 0 | 0 | 0 | 0 | 0 | 0 | 0 | 0 | 0 | 0 | 0 | 0 | 0 | 0 | 0 | 0 | 0 | 0 | 0 | 0 | 0 | 0 | 0 | 0 | 0 | 0 | 0 | 0 | 0 | 0 | 0 | 0 | 0 | 0 | 0 | 0 | 0 | 0 | 0 | 0 | 0 | 0 | 0 | 0 | 0 | 0 | 0 | 0 | 0 | 0 | 0 | 0 | 0 | 0 | 1 | 0 | 0 |  | 0 | 0 | 0 | 0 | 0 | 0 | 0 | 0 | 0 | 0 | 0 | 0 | 0 | 0 | 0 | 0 | 0 | 0 | 0 | 0 | 0 | 0 | 0 | 0 | 0 | 0 | 0 | 0 | 0 | 0 | 0 | 0 | 0 | 0 | 1 | 0 | 217.993 | 474.8733 | -412.8075 | Moss Landing-Las Aguilas 230 kV Line | Moss Landing-Las Aguilas 230 kV Line | Moss Landing-Las Aguilas 230 kV Line
SDG&E Study Area | Capistrano | 230 | 0 | 0 | 0 | 0 | 0 | 0 | 0 | 0 | 0 | 0 | 0 | 0 | 0 | 0 | 0 | 0 | 0 | 0 | 0 | 0 | 0 | 0 | 0 | 0 | 0 | 0 | 0 | 0 | 0 | 1 | 0 | 0 | 0 | 0 | 0 | 0 | 0 | 0 | 0 | 0 | 0 | 1 | 1 | 0 | 0 | 0 | 0 | 0 | 0 | 0 | 0 | 0 | 0 | 0 | 0 | 0 | 0 | 0 | 0 | 0 | 0 | 0 | 0 | 0 | 0 | 0 | 0 | 0 | 0 | 0 | 0 | 0 | 0 | 0 | 0 | 0 | 0 | 0 | 0 | 0 | 0 | 0 | 0 | 0 | 0 | 0 | 0 | 0 | 0 | 0 | 0 | 0 | 0 | 0 | 0 | 0 | 0 | 0 | 0 | 0 | 0 | 0 | 0 | 0 | 0 | 0 | 0 | 0 |  | 0 | 0 | 0 | 0 | 0 | 0 | 0 | 0 | 0 | 0 | 0 | 0 | 0 | 0 | 0 | 0 | 0 | 0 | 0 | 0 | 0 | 0 | 0 | 0 | 0 | 0 | 0 | 0 | 0 | 0 | 1 | 0 | 0 | 0 | 0 | 0 | -46.75 | 376 | 751 | Talega 230 kV constraint | Trabuco-Capistrano 138 kV constraint | Trabuco-Capistrano 138 kV constraint
SDG&E Study Area | Capistrano | 138 | 0 | 0 | 0 | 0 | 0 | 0 | 0 | 0 | 0 | 0 | 0 | 0 | 0 | 0 | 0 | 0 | 0 | 0 | 0 | 0 | 0 | 0 | 0 | 0 | 0 | 0 | 0 | 0 | 0 | 1 | 0 | 0 | 0 | 0 | 0 | 0 | 0 | 0 | 0 | 0 | 0 | 1 | 1 | 0 | 0 | 0 | 0 | 0 | 0 | 0 | 0 | 0 | 0 | 0 | 0 | 0 | 0 | 0 | 0 | 0 | 0 | 0 | 0 | 0 | 0 | 0 | 0 | 0 | 0 | 0 | 0 | 0 | 0 | 0 | 0 | 0 | 0 | 0 | 0 | 0 | 0 | 0 | 0 | 0 | 0 | 0 | 0 | 0 | 0 | 0 | 0 | 0 | 0 | 0 | 0 | 0 | 0 | 0 | 0 | 0 | 0 | 0 | 0 | 0 | 0 | 0 | 0 | 0 |  | 0 | 0 | 0 | 0 | 0 | 0 | 0 | 0 | 0 | 0 | 0 | 0 | 0 | 0 | 0 | 0 | 0 | 0 | 0 | 0 | 0 | 0 | 0 | 0 | 0 | 0 | 250 | 0 | 0 | 1 | 1 | 0 | 0 | 0 | 0 | 0 | -46.75 | 376 | 751 | Talega 230 kV constraint | Trabuco-Capistrano 138 kV constraint | Trabuco-Capistrano 138 kV constraint
PG&E North of Greater Bay Study Area | Carberry | 230 | 0 | 0 | 0 | 0 | 0 | 0 | 0 | 0 | 0 | 0 | 0 | 0 | 0 | 0 | 0 | 0 | 0 | 0 | 0 | 0 | 0 | 0 | 0 | 0 | 0 | 0 | 0 | 0 | 0 | 0 | 0 | 0 | 0 | 0 | 0 | 0 | 0 | 0 | 0 | 0 | 0 | 0 | 0 | 0 | 1 | 0 | 0 | 0 | 0 | 0 | 0 | 0 | 0 | 0 | 0 | 0 | 0 | 0 | 0 | 0 | 0 | 0 | 0 | 0 | 0 | 0 | 0 | 0 | 0 | 0 | 0 | 0 | 0 | 0 | 0 | 0 | 0 | 0 | 0 | 0 | 0 | 0 | 0 | 0 | 0 | 0 | 0 | 0 | 0 | 0 | 0 | 0 | 0 | 0 | 0 | 0 | 0 | 0 | 0 | 0 | 0 | 0 | 0 | 0 | 0 | 0 | 0 | 0 |  | 0 | 0 | 0 | 0 | 0 | 0 | 0 | 0 | 0 | 0 | 0 | 0 | 0 | 0 | 0 | 0 | 9.6 | 0 | 0 | 0 | 0 | 0 | 0 | 0 | 0 | 0 | 0 | 0 | 0 | 1 | 1 | 0 | 0 | 0 | 0 | 0 | -403.7865 | 475.9687 | 1528.8218 | Vaca Dixon-Tesla 500kV Line | Vaca Dixon-Tesla 500kV Line | Vaca Dixon-Tesla 500kV Line
PG&E North of Greater Bay Study Area | Caribou | 230 | 0 | 0 | 0 | 0 | 0 | 0 | 0 | 0 | 0 | 0 | 0 | 0 | 0 | 0 | 0 | 0 | 0 | 0 | 0 | 0 | 0 | 0 | 0 | 0 | 0 | 0 | 0 | 0 | 0 | 0 | 0 | 0 | 0 | 0 | 0 | 0 | 0 | 0 | 0 | 0 | 0 | 0 | 0 | 0 | 1 | 0 | 0 | 0 | 0 | 1 | 0 | 0 | 0 | 0 | 0 | 0 | 0 | 0 | 0 | 0 | 0 | 0 | 0 | 0 | 0 | 0 | 0 | 0 | 0 | 0 | 0 | 0 | 0 | 0 | 0 | 0 | 0 | 0 | 0 | 0 | 0 | 0 | 0 | 0 | 0 | 0 | 0 | 0 | 0 | 0 | 0 | 0 | 0 | 0 | 0 | 0 | 0 | 0 | 0 | 0 | 0 | 0 | 0 | 0 | 0 | 0 | 0 | 0 |  | 0 | 0 | 0 | 0 | 0 | 0 | 0 | 0 | 0 | 0 | 0 | 0 | 0 | 0 | 0 | 0 | 11 | 0 | 0 | 0 | 0 | 0 | 0 | 0 | 0 | 0 | 0 | 0 | 0 | 1 | 1 | 0 | 0 | 0 | 0 | 0 | -403.7865 | 62.452 | 218.4 | Vaca Dixon-Tesla 500kV Line | Rocklin-Pleaseant grove 115kV line | Rocklin-Pleaseant grove 115kV line
PG&E North of Greater Bay Study Area | Carquinez | 115 | 0 | 0 | 0 | 0 | 0 | 0 | 0 | 0 | 0 | 0 | 0 | 0 | 0 | 0 | 0 | 0 | 0 | 0 | 0 | 0 | 0 | 0 | 0 | 0 | 0 | 0 | 0 | 0 | 0 | 0 | 0 | 0 | 0 | 0 | 0 | 0 | 0 | 0 | 0 | 0 | 0 | 0 | 0 | 0 | 0 | 0 | 1 | 0 | 0 | 0 | 0 | 0 | 0 | 0 | 0 | 0 | 0 | 0 | 0 | 0 | 0 | 0 | 0 | 0 | 0 | 0 | 0 | 0 | 0 | 0 | 0 | 0 | 0 | 0 | 0 | 0 | 0 | 0 | 0 | 0 | 0 | 0 | 0 | 0 | 0 | 0 | 0 | 0 | 0 | 0 | 0 | 0 | 0 | 0 | 0 | 0 | 0 | 0 | 0 | 0 | 0 | 0 | 0 | 0 | 0 | 0 | 0 | 0 |  | 0 | 0 | 0 | 0 | 0 | 0 | 0 | 0 | 0 | 0 | 0 | 0 | 0 | 0 | 0 | 0 | 0 | 0 | 0 | 0 | 0 | 0 | 0 | 0 | 0 | 0 | 0 | 0 | 0 | 0 | 0 | 0 | 0 | 0 | 0 | 0 | 1390.544 | 1461.9902 | 1466.2972 | Cortina-Eagle Rock 115 kV line | Cortina-Eagle Rock 115 kV line | Cortina-Eagle Rock 115 kV line
PG&E Kern Study Area | Carrizo Plains | 115 | 0 | 0 | 0 | 0 | 0 | 0 | 0 | 0 | 0 | 0 | 0 | 0 | 0 | 0 | 0 | 0 | 0 | 0 | 0 | 0 | 0 | 0 | 0 | 0 | 0 | 0 | 0 | 0 | 0 | 0 | 0 | 0 | 0 | 0 | 0 | 0 | 0 | 0 | 0 | 0 | 0 | 0 | 0 | 0 | 0 | 0 | 0 | 0 | 0 | 0 | 0 | 0 | 0 | 0 | 0 | 0 | 0 | 0 | 0 | 0 | 0 | 0 | 0 | 0 | 0 | 0 | 0 | 0 | 0 | 0 | 0 | 0 | 0 | 0 | 0 | 0 | 0 | 0 | 0 | 0 | 0 | 0 | 1 | 0 | 0 | 0 | 0 | 0 | 0 | 0 | 0 | 0 | 0 | 0 | 0 | 0 | 0 | 0 | 0 | 0 | 0 | 0 | 0 | 0 | 0 | 0 | 0 | 0 |  | 0 | 0 | 0 | 0 | 0 | 0 | 0 | 0 | 0 | 0 | 0 | 0 | 0 | 0 | 0 | 0 | 0 | 0 | 0 | 0 | 0 | 0 | 0 | 0 | 0 | 0 | 0 | 0 | 0 | 0 | 0 | 0 | 0 | 0 | 0 | 0 | 1068.043 | 1129.2584 | 986.6609 | Midway 230/115kV TB #3 | Midway 230/115kV TB #3 | Midway 230/115kV TB #3
PG&E Greater Bay Study Area | Castro Valley | 230 | 0 | 0 | 0 | 0 | 0 | 0 | 0 | 0 | 0 | 0 | 0 | 0 | 0 | 0 | 0 | 0 | 0 | 0 | 0 | 0 | 0 | 0 | 0 | 0 | 0 | 0 | 0 | 0 | 0 | 0 | 0 | 0 | 0 | 0 | 0 | 0 | 0 | 0 | 0 | 0 | 0 | 0 | 0 | 0 | 1 | 0 | 0 | 0 | 0 | 0 | 0 | 0 | 0 | 0 | 0 | 0 | 0 | 1 | 1 | 0 | 0 | 0 | 0 | 1 | 1 | 0 | 0 | 0 | 0 | 0 | 0 | 0 | 0 | 1 | 0 | 0 | 0 | 0 | 0 | 0 | 0 | 0 | 0 | 0 | 0 | 0 | 0 | 0 | 0 | 0 | 0 | 0 | 0 | 0 | 0 | 0 | 0 | 0 | 0 | 0 | 0 | 0 | 0 | 0 | 0 | 0 | 0 | 1 |  | 0 | 0 | 0 | 0 | 0 | 0 | 0 | 0 | 0 | 0 | 0 | 0 | 0 | 0 | 0 | 0 | 0 | 0 | 0 | 0 | 0 | 0 | 0 | 0 | 0 | 0 | 0 | 0 | 0 | 0 | 2 | 0 | 0 | 0 | 0 | 0 | -403.7865 | 467.5403 | 950.5913 | Vaca Dixon-Tesla 500kV Line | Windmaster-Delta pumps 230 kV line | Windmaster-Delta pumps 230 kV line
PG&E Greater Bay Study Area | Cayetano | 230 | 0 | 0 | 0 | 0 | 0 | 0 | 0 | 0 | 0 | 0 | 0 | 0 | 0 | 0 | 0 | 0 | 0 | 0 | 0 | 0 | 0 | 0 | 0 | 0 | 0 | 0 | 0 | 0 | 0 | 0 | 0 | 0 | 0 | 0 | 0 | 0 | 0 | 0 | 0 | 0 | 0 | 0 | 0 | 0 | 1 | 0 | 0 | 0 | 0 | 0 | 0 | 0 | 0 | 0 | 0 | 0 | 0 | 0 | 1 | 1 | 1 | 0 | 0 | 1 | 1 | 0 | 0 | 0 | 0 | 0 | 0 | 0 | 0 | 1 | 0 | 0 | 0 | 0 | 0 | 0 | 0 | 0 | 0 | 0 | 0 | 0 | 0 | 0 | 0 | 0 | 0 | 0 | 0 | 0 | 0 | 0 | 0 | 0 | 0 | 0 | 0 | 0 | 0 | 0 | 0 | 0 | 0 | 0 |  | 0 | 0 | 0 | 0 | 0 | 0 | 0 | 0 | 0 | 0 | 0 | 0 | 0 | 0 | 0 | 0 | 0 | 0 | 0 | 0 | 0 | 0 | 0 | 0 | 0 | 100 | 100 | 0 | 0 | 1 | 2 | 0 | 0 | 0 | 0 | 0 | -403.7865 | 467.5403 | 950.5913 | Vaca Dixon-Tesla 500kV Line | Windmaster-Delta pumps 230 kV line | Windmaster-Delta pumps 230 kV line
SCE Metro Study Area | Center | 230 | 0 | 0 | 0 | 0 | 0 | 0 | 0 | 0 | 0 | 0 | 1 | 0 | 1 | 0 | 0 | 0 | 0 | 0 | 0 | 0 | 0 | 0 | 0 | 0 | 0 | 0 | 0 | 0 | 0 | 0 | 0 | 0 | 0 | 0 | 0 | 0 | 0 | 0 | 0 | 0 | 0 | 0 | 0 | 0 | 0 | 0 | 0 | 0 | 0 | 0 | 0 | 0 | 0 | 0 | 0 | 0 | 0 | 0 | 0 | 0 | 0 | 0 | 0 | 0 | 0 | 0 | 0 | 0 | 0 | 0 | 0 | 0 | 0 | 0 | 0 | 0 | 0 | 0 | 0 | 0 | 0 | 0 | 0 | 0 | 0 | 0 | 0 | 0 | 0 | 0 | 0 | 0 | 0 | 0 | 0 | 0 | 0 | 0 | 0 | 0 | 0 | 0 | 0 | 0 | 0 | 0 | 0 | 0 |  | 0 | 0 | 0 | 0 | 0 | 0 | 0 | 0 | 0 | 0 | 0 | 0 | 0 | 0 | 0 | 0 | 0 | 0 | 0 | 0 | 0 | 0 | 0 | 0 | 0 | 0 | 90 | 0 | 0 | 1 | 0 | 0 | 0 | 0 | 0 | 0 | 5652.476 | 6171.942 | 7738.42 | Del Amo - Barre Area Constraint | Del Amo - Barre Area Constraint | Del Amo - Barre Area Constraint
PG&E Kern Study Area | Charca | 115 | 0 | 0 | 0 | 0 | 0 | 0 | 0 | 0 | 0 | 0 | 0 | 0 | 0 | 0 | 0 | 0 | 0 | 0 | 0 | 0 | 0 | 0 | 0 | 0 | 0 | 0 | 0 | 0 | 0 | 0 | 0 | 0 | 0 | 0 | 0 | 0 | 0 | 0 | 0 | 0 | 0 | 0 | 0 | 0 | 0 | 0 | 0 | 0 | 0 | 0 | 0 | 0 | 0 | 0 | 0 | 0 | 0 | 0 | 0 | 0 | 0 | 0 | 0 | 0 | 0 | 0 | 0 | 0 | 0 | 0 | 0 | 0 | 0 | 0 | 0 | 0 | 0 | 0 | 1 | 0 | 0 | 0 | 1 | 1 | 0 | 0 | 0 | 0 | 0 | 0 | 0 | 0 | 0 | 0 | 0 | 0 | 0 | 0 | 0 | 0 | 0 | 0 | 0 | 0 | 0 | 0 | 0 | 0 |  | 0 | 0 | 0 | 0 | 0 | 0 | 0 | 0 | 0 | 0 | 0 | 0 | 0 | 0 | 0 | 0 | 0 | 0 | 0 | 0 | 0 | 0 | 0 | 4.66 | 0 | 0 | 0 | 0 | 0 | 1 | 0 | 0 | 0 | 0 | 0 | 0 | 120.518 | 91.2401 | 116.4122 | Semitropic-Midway 115kV Line | Semitropic-Midway 115kV Line | Semitropic-Midway 115kV Line
East of Pisgah Study Area | Charleston | 138 | 0 | 0 | 0 | 0 | 0 | 0 | 0 | 0 | 0 | 0 | 0 | 0 | 0 | 0 | 0 | 0 | 0 | 0 | 0 | 1 | 0 | 1 | 0 | 0 | 0 | 0 | 0 | 1 | 1 | 0 | 0 | 0 | 0 | 0 | 0 | 0 | 0 | 0 | 0 | 0 | 0 | 0 | 0 | 0 | 0 | 0 | 0 | 0 | 0 | 0 | 0 | 0 | 0 | 0 | 0 | 0 | 0 | 0 | 0 | 0 | 0 | 0 | 0 | 0 | 0 | 0 | 0 | 0 | 0 | 0 | 0 | 0 | 0 | 0 | 0 | 0 | 0 | 0 | 0 | 0 | 0 | 0 | 0 | 0 | 0 | 0 | 0 | 0 | 0 | 0 | 0 | 0 | 0 | 0 | 0 | 0 | 0 | 0 | 0 | 0 | 0 | 0 | 0 | 0 | 0 | 0 | 0 | 3 |  | 0 | 0 | 0 | 0 | 0 | 0 | 0 | 0 | 0 | 0 | 0 | 0 | 0 | 0 | 0 | 0 | 0 | 0 | 0 | 0 | 0 | 0 | 0 | 0 | 0 | 0 | 0 | 0 | 0 | 0 | 0 | 1 | 1 | 0 | 0 | 0 | -5476.131 | -2224.5325 | 1501.15 | Devers-Red Bluff Constraint | Devers-Red Bluff Constraint | GLW 230kV area constraint
SCE Metro Study Area | Chevmain | 230 | 0 | 0 | 0 | 0 | 0 | 0 | 0 | 0 | 0 | 0 | 1 | 1 | 1 | 0 | 0 | 0 | 0 | 0 | 0 | 0 | 0 | 0 | 0 | 0 | 0 | 0 | 0 | 0 | 0 | 0 | 0 | 0 | 0 | 0 | 0 | 0 | 0 | 0 | 0 | 0 | 0 | 0 | 0 | 0 | 0 | 0 | 0 | 0 | 0 | 0 | 0 | 0 | 0 | 0 | 0 | 0 | 0 | 0 | 0 | 0 | 0 | 0 | 0 | 0 | 0 | 0 | 0 | 0 | 0 | 0 | 0 | 0 | 0 | 0 | 0 | 0 | 0 | 0 | 0 | 0 | 0 | 0 | 0 | 0 | 0 | 0 | 0 | 0 | 0 | 0 | 0 | 0 | 0 | 0 | 0 | 0 | 0 | 0 | 0 | 0 | 0 | 0 | 0 | 0 | 0 | 0 | 0 | 0 |  | 0 | 0 | 0 | 0 | 0 | 0 | 0 | 0 | 0 | 0 | 0 | 0 | 0 | 0 | 0 | 0 | 0 | 0 | 0 | 0 | 0 | 0 | 0 | 0 | 0 | 0 | 0 | 0 | 0 | 0 | 0 | 0 | 0 | 0 | 0 | 0 | 3139.976 | 3337.692 | 3938.92 | Hinson - Del Amo Constraint | Hinson - Del Amo Constraint | Hinson - Del Amo Constraint
SDG&E Study Area | Chicarita | 138 | 0 | 0 | 0 | 0 | 0 | 0 | 0 | 0 | 0 | 0 | 0 | 0 | 0 | 0 | 0 | 0 | 0 | 0 | 0 | 0 | 0 | 0 | 0 | 0 | 0 | 0 | 0 | 0 | 0 | 0 | 0 | 0 | 1 | 0 | 0 | 0 | 0 | 0 | 0 | 0 | 0 | 0 | 0 | 0 | 0 | 0 | 0 | 0 | 0 | 0 | 0 | 0 | 0 | 0 | 0 | 0 | 0 | 0 | 0 | 0 | 0 | 0 | 0 | 0 | 0 | 0 | 0 | 0 | 0 | 0 | 0 | 0 | 0 | 0 | 0 | 0 | 0 | 0 | 0 | 0 | 0 | 0 | 0 | 0 | 0 | 0 | 0 | 0 | 0 | 0 | 0 | 0 | 0 | 0 | 0 | 0 | 0 | 0 | 0 | 0 | 0 | 0 | 0 | 0 | 0 | 0 | 0 | 1 |  | 0 | 0 | 0 | 0 | 0 | 0 | 0 | 0 | 0 | 0 | 0 | 0 | 0 | 0 | 0 | 0 | 0 | 0 | 0 | 0 | 0 | 0 | 0 | 0 | 0 | 0 | 0 | 0 | 0 | 0 | 0 | 1 | 0 | 0 | 0 | 0 | -417.51 | 584.675 | 1225.71 | Internal San Diego Area constraint | Internal San Diego Area constraint | Internal San Diego Area constraint
SCE Metro Study Area | Chino | 230 | 0 | 0 | 0 | 0 | 0 | 0 | 0 | 0 | 0 | 0 | 0 | 0 | 1 | 0 | 0 | 0 | 0 | 0 | 0 | 0 | 0 | 0 | 0 | 0 | 0 | 0 | 0 | 0 | 0 | 0 | 0 | 0 | 0 | 0 | 0 | 0 | 0 | 0 | 0 | 0 | 0 | 0 | 0 | 0 | 0 | 0 | 0 | 0 | 0 | 0 | 0 | 0 | 0 | 0 | 0 | 0 | 0 | 0 | 0 | 0 | 0 | 0 | 0 | 0 | 0 | 0 | 0 | 0 | 0 | 0 | 0 | 0 | 0 | 0 | 0 | 0 | 0 | 0 | 0 | 0 | 0 | 0 | 0 | 0 | 0 | 0 | 0 | 0 | 0 | 0 | 0 | 0 | 0 | 0 | 0 | 0 | 0 | 0 | 0 | 0 | 0 | 0 | 0 | 0 | 0 | 0 | 0 | 0 |  | 0 | 0 | 0 | 0 | 0 | 0 | 0 | 0 | 0 | 0 | 0 | 20 | 0 | 0 | 1 | 0 | 0 | 0 | 0 | 0 | 0 | 0 | 0 | 0 | 0 | 0 | 0 | 0 | 0 | 0 | 0 | 0 | 0 | 0 | 0 | 0 | 11840.638 | 12772.921 | 15592.11 | SCE Metro Area Default Constraint | SCE Metro Area Default Constraint | SCE Metro Area Default Constraint
PG&E Fresno Study Area | Chowchilla | 115 | 0 | 0 | 0 | 0 | 0 | 0 | 0 | 0 | 0 | 0 | 0 | 0 | 0 | 0 | 0 | 0 | 0 | 0 | 0 | 0 | 0 | 0 | 0 | 0 | 0 | 0 | 0 | 0 | 0 | 0 | 0 | 0 | 0 | 0 | 0 | 0 | 0 | 0 | 0 | 0 | 0 | 0 | 0 | 0 | 0 | 0 | 0 | 0 | 0 | 0 | 1 | 0 | 0 | 0 | 0 | 0 | 0 | 0 | 0 | 0 | 0 | 0 | 0 | 0 | 0 | 0 | 0 | 0 | 0 | 0 | 0 | 0 | 0 | 0 | 0 | 0 | 1 | 0 | 0 | 0 | 0 | 0 | 0 | 0 | 0 | 1 | 1 | 0 | 1 | 1 | 1 | 1 | 1 | 1 | 0 | 1 | 0 | 1 | 1 | 1 | 0 | 1 | 0 | 0 | 0 | 0 | 0 | 4 |  | 0 | 0 | 0 | 0 | 0 | 0 | 0 | 0 | 0 | 0 | 0 | 0 | 0 | 0 | 0 | 0 | 0 | 0 | 0 | 0 | 0 | 0 | 0 | 0 | 0 | 0 | 0 | 0 | 0 | 0 | 2 | 1 | 2 | 0 | 3 | 0 | -879.03 | -349.77 | -247.3393 | Midway-Q2005 230kV Line | Midway-Q2005 230kV Line | Midway-Q2005 230kV Line
PG&E Greater Bay Study Area | Christie | 115 | 0 | 0 | 0 | 0 | 0 | 0 | 0 | 0 | 0 | 0 | 0 | 0 | 0 | 0 | 0 | 0 | 0 | 0 | 0 | 0 | 0 | 0 | 0 | 0 | 0 | 0 | 0 | 0 | 0 | 0 | 0 | 0 | 0 | 0 | 0 | 0 | 0 | 0 | 0 | 0 | 0 | 0 | 0 | 1 | 1 | 0 | 0 | 0 | 0 | 0 | 0 | 0 | 0 | 0 | 1 | 1 | 0 | 1 | 1 | 1 | 1 | 0 | 0 | 1 | 1 | 0 | 1 | 0 | 0 | 0 | 0 | 0 | 0 | 1 | 0 | 0 | 0 | 0 | 0 | 0 | 0 | 0 | 0 | 0 | 0 | 0 | 0 | 0 | 0 | 0 | 0 | 0 | 0 | 0 | 0 | 0 | 0 | 0 | 0 | 0 | 0 | 0 | 0 | 0 | 0 | 0 | 0 | 3 |  | 0 | 0 | 0 | 0 | 0 | 0 | 0 | 0 | 0 | 0 | 0 | 0 | 0 | 0 | 0 | 0 | 0 | 0 | 0 | 0 | 0 | 0 | 0 | 0 | 0 | 0 | 0 | 0 | 0 | 0 | 2 | 0 | 0 | 0 | 0 | 0 | -403.7865 | 467.5403 | 950.5913 | Vaca Dixon-Tesla 500kV Line | Windmaster-Delta pumps 230 kV line | Windmaster-Delta pumps 230 kV line
SCE Eastern Study Area | Cielo Azul | 500 | 0 | 0 | 0 | 0 | 0 | 0 | 0 | 0 | 0 | 0 | 0 | 0 | 0 | 0 | 0 | 0 | 0 | 0 | 0 | 1 | 1 | 1 | 0 | 1 | 0 | 1 | 0 | 0 | 0 | 0 | 0 | 0 | 0 | 0 | 0 | 0 | 0 | 0 | 0 | 0 | 0 | 0 | 0 | 0 | 0 | 0 | 0 | 0 | 0 | 0 | 0 | 0 | 0 | 0 | 0 | 0 | 0 | 0 | 0 | 0 | 0 | 0 | 0 | 0 | 0 | 0 | 0 | 0 | 0 | 0 | 0 | 0 | 0 | 0 | 0 | 0 | 0 | 0 | 0 | 0 | 0 | 0 | 0 | 0 | 0 | 0 | 0 | 0 | 0 | 0 | 0 | 0 | 0 | 0 | 0 | 0 | 0 | 0 | 0 | 0 | 0 | 0 | 0 | 0 | 0 | 0 | 0 | 3 |  | 0 | 0 | 0 | 0 | 0 | 0 | 0 | 0 | 0 | 0 | 0 | 0 | 0 | 0 | 0 | 0 | 0 | 0 | 0 | 0 | 0 | 0 | 0 | 0 | 100 | 1400 | 400 | 150 | 0 | 1 | 0 | 2 | 1 | 0 | 0 | 0 | -5476.131 | -2224.5325 | 1579.5 | Devers-Red Bluff Constraint | Devers-Red Bluff Constraint | DCRT Constraint
PG&E North of Greater Bay Study Area | Cloverdale | 115 | 0 | 0 | 0 | 0 | 0 | 0 | 0 | 0 | 0 | 0 | 0 | 0 | 0 | 0 | 0 | 0 | 0 | 0 | 0 | 0 | 0 | 0 | 0 | 0 | 0 | 0 | 0 | 0 | 0 | 0 | 0 | 0 | 0 | 0 | 0 | 0 | 0 | 0 | 0 | 0 | 0 | 0 | 0 | 1 | 1 | 0 | 1 | 0 | 0 | 0 | 0 | 0 | 0 | 0 | 0 | 0 | 0 | 1 | 0 | 1 | 1 | 0 | 0 | 0 | 0 | 0 | 0 | 0 | 0 | 0 | 0 | 0 | 0 | 0 | 1 | 0 | 0 | 0 | 0 | 0 | 0 | 0 | 0 | 0 | 0 | 0 | 0 | 0 | 0 | 0 | 0 | 0 | 0 | 0 | 0 | 0 | 0 | 0 | 0 | 0 | 0 | 0 | 0 | 0 | 0 | 0 | 0 | 1 |  | 20.8 | 0 | 0 | 0 | 0 | 0 | 0 | 0 | 0 | 0 | 0 | 0 | 0 | 0 | 1 | 32 | 0 | 0 | 0 | 0 | 0 | 0 | 0 | 0 | 0 | 0 | 0 | 0 | 0 | 1 | 2 | 0 | 0 | 0 | 0 | 0 | -403.7865 | 376.8008 | 667.3975 | Vaca Dixon-Tesla 500kV Line | Birds Landing-Contra Costa 230kV Line | Birds Landing-Contra Costa 230kV Line
PG&E Greater Bay Study Area | Coburn | 230 | 0 | 0 | 0 | 0 | 0 | 0 | 0 | 0 | 0 | 0 | 0 | 0 | 0 | 0 | 0 | 0 | 0 | 0 | 0 | 0 | 0 | 0 | 0 | 0 | 0 | 0 | 0 | 0 | 0 | 0 | 0 | 0 | 0 | 0 | 0 | 0 | 0 | 0 | 0 | 0 | 0 | 0 | 0 | 0 | 0 | 0 | 0 | 0 | 0 | 0 | 0 | 0 | 0 | 0 | 0 | 0 | 0 | 0 | 0 | 0 | 1 | 0 | 0 | 0 | 1 | 0 | 0 | 0 | 0 | 0 | 0 | 1 | 0 | 0 | 0 | 0 | 0 | 0 | 0 | 0 | 0 | 0 | 0 | 0 | 0 | 1 | 1 | 0 | 0 | 0 | 0 | 1 | 1 | 1 | 0 | 0 | 0 | 0 | 0 | 0 | 0 | 0 | 0 | 1 | 0 | 1 | 0 | 4 |  | 0 | 0 | 0 | 0 | 0 | 0 | 0 | 0 | 0 | 0 | 0 | 0 | 32 | 0 | 1 | 0 | 4.82 | 0 | 0 | 0 | 0 | 0 | 0 | 0 | 0 | 0 | 0 | 0 | 0 | 1 | 0 | 0 | 0 | 0 | 1 | 0 | 217.993 | 474.8733 | -412.8075 | Moss Landing-Las Aguilas 230 kV Line | Moss Landing-Las Aguilas 230 kV Line | Moss Landing-Las Aguilas 230 kV Line
PG&E North of Greater Bay Study Area | Colgate | 230 | 0 | 0 | 0 | 0 | 0 | 0 | 0 | 0 | 0 | 0 | 0 | 0 | 0 | 0 | 0 | 0 | 0 | 0 | 0 | 0 | 0 | 0 | 0 | 0 | 0 | 0 | 0 | 0 | 0 | 0 | 0 | 0 | 0 | 0 | 0 | 0 | 0 | 0 | 0 | 0 | 0 | 0 | 0 | 0 | 1 | 0 | 0 | 0 | 0 | 1 | 0 | 1 | 1 | 0 | 0 | 0 | 0 | 0 | 0 | 0 | 0 | 0 | 0 | 0 | 1 | 1 | 0 | 0 | 0 | 0 | 0 | 0 | 0 | 0 | 0 | 0 | 0 | 0 | 0 | 0 | 0 | 0 | 0 | 0 | 0 | 0 | 0 | 0 | 0 | 0 | 0 | 0 | 0 | 0 | 0 | 0 | 0 | 0 | 0 | 0 | 0 | 0 | 0 | 0 | 0 | 0 | 0 | 0 |  | 0 | 0 | 0 | 0 | 0 | 0 | 0 | 0 | 0 | 0 | 0 | 0 | 0 | 0 | 0 | 0 | 5 | 0 | 0 | 0 | 0 | 0 | 0 | 0 | 0 | 0 | 0 | 0 | 0 | 1 | 1 | 0 | 0 | 0 | 0 | 0 | -403.7865 | 62.452 | 218.4 | Vaca Dixon-Tesla 500kV Line | Rocklin-Pleaseant grove 115kV line | Rocklin-Pleaseant grove 115kV line
PG&E Greater Bay Study Area | Collinsville | 500 | 0 | 0 | 0 | 0 | 0 | 0 | 0 | 0 | 0 | 0 | 0 | 0 | 0 | 0 | 0 | 0 | 0 | 0 | 0 | 0 | 0 | 0 | 0 | 0 | 0 | 0 | 0 | 0 | 0 | 0 | 0 | 0 | 0 | 0 | 0 | 0 | 0 | 0 | 0 | 0 | 0 | 0 | 0 | 0 | 1 | 0 | 0 | 0 | 0 | 0 | 0 | 0 | 0 | 0 | 0 | 0 | 0 | 0 | 0 | 0 | 0 | 0 | 0 | 0 | 0 | 0 | 0 | 0 | 0 | 0 | 0 | 0 | 0 | 0 | 0 | 0 | 1 | 0 | 0 | 0 | 0 | 0 | 0 | 0 | 0 | 0 | 0 | 0 | 0 | 0 | 0 | 0 | 0 | 0 | 0 | 0 | 0 | 0 | 0 | 0 | 0 | 0 | 0 | 0 | 0 | 0 | 0 | 0 |  | 0 | 0 | 0 | 0 | 0 | 0 | 0 | 0 | 0 | 0 | 0 | 0 | 0 | 0 | 0 | 0 | 0 | 0 | 0 | 0 | 0 | 0 | 0 | 0 | 0 | 0 | 0 | 0 | 0 | 0 | 2 | 0 | 1 | 0 | 1 | 0 | -879.03 | -349.77 | -247.3393 | Midway-Q2005 230kV Line | Midway-Q2005 230kV Line | Midway-Q2005 230kV Line
PG&E Greater Bay Study Area | Collinsville | 230 | 0 | 0 | 0 | 0 | 0 | 0 | 0 | 0 | 0 | 0 | 0 | 0 | 0 | 0 | 0 | 0 | 0 | 0 | 0 | 0 | 0 | 0 | 0 | 0 | 0 | 0 | 0 | 0 | 0 | 0 | 0 | 0 | 0 | 0 | 0 | 0 | 0 | 0 | 0 | 0 | 0 | 0 | 0 | 0 | 1 | 0 | 0 | 0 | 0 | 0 | 0 | 0 | 0 | 0 | 0 | 0 | 0 | 0 | 0 | 0 | 0 | 0 | 0 | 0 | 0 | 0 | 0 | 0 | 0 | 0 | 0 | 0 | 0 | 0 | 0 | 0 | 0 | 0 | 0 | 0 | 0 | 0 | 0 | 0 | 0 | 0 | 0 | 0 | 0 | 0 | 0 | 0 | 0 | 0 | 0 | 0 | 0 | 0 | 0 | 0 | 0 | 0 | 0 | 0 | 0 | 0 | 0 | 0 |  | 0 | 0 | 0 | 0 | 0 | 0 | 0 | 0 | 0 | 0 | 0 | 0 | 0 | 0 | 0 | 0 | 0 | 0 | 0 | 0 | 0 | 0 | 0 | 0 | 0 | 0 | 0 | 0 | 0 | 0 | 1 | 0 | 0 | 0 | 0 | 0 | -403.7865 | 475.9687 | 1528.8218 | Vaca Dixon-Tesla 500kV Line | Vaca Dixon-Tesla 500kV Line | Vaca Dixon-Tesla 500kV Line
SCE Eastern Study Area | Colorado River | 500 | 0 | 0 | 0 | 0 | 0 | 0 | 0 | 0 | 0 | 0 | 0 | 0 | 0 | 0 | 0 | 0 | 0 | 0 | 0 | 1 | 0 | 1 | 0 | 1 | 0 | 1 | 0 | 0 | 1 | 0 | 0 | 0 | 0 | 0 | 0 | 0 | 0 | 0 | 0 | 0 | 0 | 0 | 0 | 0 | 0 | 0 | 0 | 0 | 0 | 0 | 0 | 0 | 0 | 0 | 0 | 0 | 0 | 0 | 0 | 0 | 0 | 0 | 0 | 0 | 0 | 0 | 0 | 0 | 0 | 0 | 0 | 0 | 0 | 0 | 0 | 0 | 0 | 0 | 0 | 0 | 0 | 0 | 0 | 0 | 0 | 0 | 0 | 0 | 0 | 0 | 0 | 0 | 0 | 0 | 0 | 0 | 0 | 0 | 0 | 0 | 0 | 0 | 0 | 0 | 0 | 0 | 0 | 3 |  | 0 | 0 | 0 | 0 | 0 | 0 | 0 | 0 | 0 | 0 | 0 | 0 | 0 | 0 | 0 | 0 | 0 | 0 | 0 | 0 | 0 | 0 | 0 | 0 | 0 | 0 | 0 | 0 | 0 | 0 | 0 | 2 | 1 | 0 | 0 | 0 | -5476.131 | -2224.5325 | 2782.299 | Devers-Red Bluff Constraint | Devers-Red Bluff Constraint | Devers-Red Bluff Constraint
SCE Eastern Study Area | Colorado River | 230 | 0 | 0 | 0 | 0 | 0 | 0 | 0 | 0 | 0 | 0 | 0 | 0 | 0 | 0 | 0 | 0 | 0 | 0 | 1 | 0 | 0 | 0 | 0 | 0 | 0 | 0 | 0 | 0 | 0 | 0 | 0 | 0 | 0 | 0 | 0 | 0 | 0 | 0 | 0 | 0 | 0 | 0 | 0 | 0 | 0 | 0 | 0 | 0 | 0 | 0 | 0 | 0 | 0 | 0 | 0 | 0 | 0 | 0 | 0 | 0 | 0 | 0 | 0 | 0 | 0 | 0 | 0 | 0 | 0 | 0 | 0 | 0 | 0 | 0 | 0 | 0 | 0 | 0 | 0 | 0 | 0 | 0 | 0 | 0 | 0 | 0 | 0 | 0 | 0 | 0 | 0 | 0 | 0 | 0 | 0 | 0 | 0 | 0 | 0 | 0 | 0 | 0 | 0 | 0 | 0 | 0 | 0 | 0 |  | 0 | 0 | 0 | 0 | 0 | 0 | 0 | 0 | 0 | 456.6 | 131 | 751 | 0 | 0 | 1 | 0 | 0 | 0 | 0 | 0 | 0 | 0 | 0 | 0 | 300 | 395 | 204 | 0 | 0 | 1 | 0 | 0 | 0 | 0 | 0 | 0 | 0.0004 | 234.6318 | 1381.398 | Colorado River 500/230 kV Constraint | Colorado River 500/230 kV Constraint | Colorado River 500/230 kV Constraint
PG&E Kern Study Area | Columbus | 115 | 0 | 0 | 0 | 0 | 0 | 0 | 0 | 0 | 0 | 0 | 0 | 0 | 0 | 0 | 0 | 0 | 0 | 0 | 0 | 0 | 0 | 0 | 0 | 0 | 0 | 0 | 0 | 0 | 0 | 0 | 0 | 0 | 0 | 0 | 0 | 0 | 0 | 0 | 0 | 0 | 0 | 0 | 0 | 0 | 0 | 0 | 0 | 0 | 0 | 0 | 0 | 0 | 0 | 0 | 0 | 0 | 0 | 0 | 0 | 0 | 0 | 0 | 0 | 0 | 0 | 0 | 0 | 0 | 0 | 0 | 0 | 0 | 0 | 0 | 0 | 0 | 0 | 0 | 1 | 0 | 0 | 0 | 0 | 1 | 0 | 0 | 0 | 0 | 0 | 0 | 0 | 0 | 0 | 0 | 0 | 0 | 0 | 0 | 0 | 0 | 0 | 0 | 0 | 0 | 0 | 0 | 0 | 0 |  | 0 | 0 | 0 | 0 | 0 | 0 | 0 | 0 | 0 | 0 | 0 | 0 | 0 | 0 | 0 | 0 | 0 | 0 | 0 | 0 | 0 | 0 | 0 | 0 | 0 | 0 | 0 | 0 | 0 | 0 | 0 | 0 | 0 | 0 | 0 | 0 | 120.518 | 91.2401 | 116.4122 | Semitropic-Midway 115kV Line | Semitropic-Midway 115kV Line | Semitropic-Midway 115kV Line
PG&E Greater Bay Study Area | Contra Costa PP | 230 | 0 | 0 | 0 | 0 | 0 | 0 | 0 | 0 | 0 | 0 | 0 | 0 | 0 | 0 | 0 | 0 | 0 | 0 | 0 | 0 | 0 | 0 | 0 | 0 | 0 | 0 | 0 | 0 | 0 | 0 | 0 | 0 | 0 | 0 | 0 | 0 | 0 | 0 | 0 | 0 | 0 | 0 | 0 | 0 | 0 | 0 | 0 | 0 | 0 | 0 | 0 | 0 | 0 | 0 | 0 | 0 | 0 | 0 | 1 | 1 | 1 | 0 | 0 | 0 | 1 | 0 | 0 | 0 | 0 | 0 | 0 | 0 | 0 | 1 | 0 | 0 | 0 | 0 | 0 | 0 | 0 | 0 | 0 | 0 | 0 | 0 | 0 | 0 | 0 | 0 | 0 | 0 | 0 | 0 | 0 | 0 | 0 | 0 | 0 | 0 | 0 | 0 | 0 | 0 | 0 | 0 | 0 | 0 |  | 0 | 0 | 0 | 0 | 0 | 0 | 0 | 0 | 0 | 0 | 0 | 0 | 0 | 0 | 0 | 0 | 0 | 0 | 0 | 0 | 0 | 0 | 0 | 0 | 0 | 0 | 0 | 0 | 0 | 0 | 1 | 0 | 0 | 0 | 0 | 0 | -27.8328 | 467.5403 | 950.5913 | Windmaster-Delta pumps 230 kV line | Windmaster-Delta pumps 230 kV line | Windmaster-Delta pumps 230 kV line
PG&E Greater Bay Study Area | Contra Costa | 230 | 0 | 0 | 0 | 0 | 0 | 0 | 0 | 0 | 0 | 0 | 0 | 0 | 0 | 0 | 0 | 0 | 0 | 0 | 0 | 0 | 0 | 0 | 0 | 0 | 0 | 0 | 0 | 0 | 0 | 0 | 0 | 0 | 0 | 0 | 0 | 0 | 0 | 0 | 0 | 0 | 0 | 0 | 0 | 0 | 0 | 0 | 0 | 0 | 0 | 0 | 0 | 0 | 0 | 0 | 0 | 0 | 0 | 0 | 1 | 1 | 1 | 0 | 0 | 1 | 1 | 0 | 0 | 0 | 0 | 0 | 0 | 0 | 0 | 0 | 1 | 0 | 0 | 0 | 0 | 0 | 0 | 0 | 0 | 0 | 0 | 0 | 0 | 0 | 0 | 0 | 0 | 0 | 0 | 0 | 0 | 0 | 0 | 0 | 0 | 0 | 0 | 0 | 0 | 0 | 0 | 0 | 0 | 0 |  | 0 | 0 | 0 | 0 | 0 | 0 | 0 | 0 | 0 | 0 | 0 | 0 | 0 | 0 | 0 | 0 | 0 | 0 | 0 | 0 | 0 | 0 | 0 | 0.9375 | 0 | 0 | 0 | 0 | 0 | 1 | 2 | 0 | 0 | 0 | 0 | 0 | -27.8328 | 376.8008 | 667.3975 | Windmaster-Delta pumps 230 kV line | Birds Landing-Contra Costa 230kV Line | Birds Landing-Contra Costa 230kV Line
SCE North of Lugo Study Area | Control | 115 | 0 | 0 | 0 | 0 | 0 | 0 | 0 | 0 | 0 | 0 | 0 | 0 | 0 | 1 | 1 | 1 | 1 | 0 | 0 | 0 | 0 | 0 | 0 | 0 | 0 | 0 | 0 | 0 | 0 | 0 | 0 | 0 | 0 | 0 | 0 | 0 | 0 | 0 | 0 | 0 | 0 | 0 | 0 | 0 | 0 | 0 | 0 | 0 | 0 | 0 | 0 | 0 | 0 | 0 | 0 | 0 | 0 | 0 | 0 | 0 | 0 | 0 | 0 | 0 | 0 | 0 | 0 | 0 | 0 | 0 | 0 | 0 | 0 | 0 | 0 | 0 | 0 | 0 | 0 | 0 | 0 | 0 | 0 | 0 | 0 | 0 | 0 | 0 | 0 | 0 | 0 | 0 | 0 | 0 | 0 | 0 | 0 | 0 | 0 | 0 | 0 | 0 | 0 | 0 | 0 | 0 | 0 | 3 |  | 53.7 | 0 | 0 | 0 | 0 | 0 | 0 | 0 | 0 | 0 | 0 | 0 | 0 | 0 | 1 | 0 | 1.5 | 0 | 0 | 0 | 0 | 0 | 0 | 0 | 0 | 0 | 0 | 0 | 0 | 1 | 0 | 0 | 1 | 0 | 0 | 1 | 0.288 | -0.354 | -0.24 | Control to Inyokern area constraint | Control to Inyokern area constraint | Control to Inyokern area constraint
SCE North of Lugo Study Area | Coolwater | 230 | 0 | 0 | 0 | 0 | 0 | 0 | 0 | 0 | 0 | 0 | 0 | 0 | 0 | 0 | 1 | 1 | 1 | 0 | 0 | 0 | 0 | 0 | 0 | 0 | 0 | 0 | 0 | 0 | 0 | 0 | 0 | 0 | 0 | 0 | 0 | 0 | 0 | 0 | 0 | 0 | 0 | 0 | 0 | 0 | 0 | 0 | 0 | 0 | 0 | 0 | 0 | 0 | 0 | 0 | 0 | 0 | 0 | 0 | 0 | 0 | 0 | 0 | 0 | 0 | 0 | 0 | 0 | 0 | 0 | 0 | 0 | 0 | 0 | 0 | 0 | 0 | 0 | 0 | 0 | 0 | 0 | 0 | 0 | 0 | 0 | 0 | 0 | 0 | 0 | 0 | 0 | 0 | 0 | 0 | 0 | 0 | 0 | 0 | 0 | 0 | 0 | 0 | 0 | 0 | 0 | 0 | 0 | 3 |  | 0 | 0 | 0 | 0 | 0 | 0 | 0 | 0 | 0 | 0 | 0 | 0 | 0 | 0 | 0 | 0 | 0 | 0 | 0 | 0 | 0 | 0 | 0 | 0 | 0 | 0 | 0 | 0 | 0 | 0 | 0 | 0 | 0 | 0 | 0 | 0 | 104.656 | 267.287 | 654.46 | Kramer to Victor Area Constraint | Kramer to Victor Area Constraint | Kramer to Victor Area Constraint
SCE North of Lugo Study Area | Coolwater | 115 | 0 | 0 | 0 | 0 | 0 | 0 | 0 | 0 | 0 | 0 | 0 | 0 | 0 | 0 | 1 | 1 | 1 | 0 | 0 | 0 | 0 | 0 | 0 | 0 | 0 | 0 | 0 | 0 | 0 | 0 | 0 | 0 | 0 | 0 | 0 | 0 | 0 | 0 | 0 | 0 | 0 | 0 | 0 | 0 | 0 | 0 | 0 | 0 | 0 | 0 | 0 | 0 | 0 | 0 | 0 | 0 | 0 | 0 | 0 | 0 | 0 | 0 | 0 | 0 | 0 | 0 | 0 | 0 | 0 | 0 | 0 | 0 | 0 | 0 | 0 | 0 | 0 | 0 | 0 | 0 | 0 | 0 | 0 | 0 | 0 | 0 | 0 | 0 | 0 | 0 | 0 | 0 | 0 | 0 | 0 | 0 | 0 | 0 | 0 | 0 | 0 | 0 | 0 | 0 | 0 | 0 | 0 | 3 |  | 0 | 0 | 0 | 0 | 0 | 0 | 0 | 0 | 0 | 0 | 0 | 0 | 0 | 0 | 0 | 0 | 0 | 210 | 0 | 0 | 0 | 0 | 0 | 0 | 150 | 200 | 110 | 0 | 0 | 1 | 0 | 0 | 0 | 0 | 0 | 0 | 104.656 | 267.287 | 654.46 | Kramer to Victor Area Constraint | Kramer to Victor Area Constraint | Kramer to Victor Area Constraint
PG&E Fresno Study Area | Corcoran | 115 | 0 | 0 | 0 | 0 | 0 | 0 | 0 | 0 | 0 | 0 | 0 | 0 | 0 | 0 | 0 | 0 | 0 | 0 | 0 | 0 | 0 | 0 | 0 | 0 | 0 | 0 | 0 | 0 | 0 | 0 | 0 | 0 | 0 | 0 | 0 | 0 | 0 | 0 | 0 | 0 | 0 | 0 | 0 | 0 | 0 | 0 | 0 | 0 | 0 | 0 | 0 | 0 | 0 | 0 | 0 | 0 | 0 | 0 | 0 | 0 | 0 | 0 | 0 | 0 | 0 | 0 | 0 | 0 | 0 | 0 | 0 | 0 | 0 | 0 | 0 | 0 | 0 | 1 | 1 | 0 | 0 | 0 | 1 | 1 | 0 | 0 | 0 | 0 | 0 | 0 | 0 | 0 | 0 | 0 | 0 | 0 | 0 | 0 | 0 | 0 | 0 | 0 | 0 | 0 | 0 | 1 | 1 | 0 |  | 0 | 0 | 0 | 0 | 0 | 0 | 0 | 0 | 0 | 0 | 0 | 0 | 0 | 0 | 0 | 0 | 0 | 0 | 0 | 0 | 0 | 0 | 0 | 4 | 0 | 0 | 0 | 0 | 0 | 1 | 0 | 0 | 0 | 0 | 1 | 0 | 84.6 | 82.776 | -412.8075 | Jacksson-WaukenaCorcoran 115kV line | Jacksson-WaukenaCorcoran 115kV line | Moss Landing-Las Aguilas 230 kV Line
PG&E North of Greater Bay Study Area | Corona | 115 | 0 | 0 | 0 | 0 | 0 | 0 | 0 | 0 | 0 | 0 | 0 | 0 | 0 | 0 | 0 | 0 | 0 | 0 | 0 | 0 | 0 | 0 | 0 | 0 | 0 | 0 | 0 | 0 | 0 | 0 | 0 | 0 | 0 | 0 | 0 | 0 | 0 | 0 | 0 | 0 | 0 | 0 | 0 | 1 | 1 | 0 | 1 | 0 | 0 | 0 | 0 | 0 | 0 | 0 | 0 | 0 | 1 | 1 | 1 | 1 | 1 | 0 | 0 | 0 | 1 | 0 | 0 | 0 | 0 | 0 | 0 | 0 | 0 | 1 | 1 | 0 | 0 | 0 | 0 | 0 | 0 | 0 | 0 | 0 | 0 | 0 | 0 | 0 | 0 | 0 | 0 | 0 | 0 | 0 | 0 | 0 | 0 | 0 | 0 | 0 | 0 | 0 | 0 | 0 | 0 | 0 | 0 | 2 |  | 0 | 0 | 0 | 0 | 0 | 0 | 0 | 0 | 0 | 0 | 0 | 0 | 0 | 0 | 0 | 0 | 0 | 0 | 0 | 0 | 0 | 0 | 0 | 0 | 0 | 0 | 0 | 0 | 0 | 0 | 3 | 0 | 0 | 0 | 0 | 0 | -403.7865 | 376.8008 | 532.0172 | Vaca Dixon-Tesla 500kV Line | Birds Landing-Contra Costa 230kV Line | Lakeville-Ignacio 230 kV line
PG&E North of Greater Bay Study Area | Cortina | 230 | 0 | 0 | 0 | 0 | 0 | 0 | 0 | 0 | 0 | 0 | 0 | 0 | 0 | 0 | 0 | 0 | 0 | 0 | 0 | 0 | 0 | 0 | 0 | 0 | 0 | 0 | 0 | 0 | 0 | 0 | 0 | 0 | 0 | 0 | 0 | 0 | 0 | 0 | 0 | 0 | 0 | 0 | 0 | 0 | 1 | 0 | 0 | 0 | 0 | 0 | 0 | 0 | 0 | 0 | 0 | 0 | 0 | 0 | 1 | 0 | 0 | 0 | 0 | 0 | 0 | 0 | 0 | 0 | 0 | 0 | 0 | 0 | 0 | 0 | 1 | 0 | 0 | 0 | 0 | 0 | 0 | 0 | 0 | 0 | 0 | 0 | 0 | 0 | 0 | 0 | 0 | 0 | 0 | 0 | 0 | 0 | 0 | 0 | 0 | 0 | 0 | 0 | 0 | 0 | 0 | 0 | 0 | 0 |  | 0 | 0 | 0 | 0 | 0 | 0 | 0 | 0 | 0 | 0 | 0 | 0 | 0 | 0 | 0 | 0 | 0 | 0 | 0 | 0 | 0 | 0 | 0 | 0 | 0 | 0 | 0 | 0 | 0 | 0 | 3 | 0 | 0 | 0 | 0 | 0 | -403.7865 | 376.8008 | 667.3975 | Vaca Dixon-Tesla 500kV Line | Birds Landing-Contra Costa 230kV Line | Birds Landing-Contra Costa 230kV Line
PG&E North of Greater Bay Study Area | Cortina | 115 | 0 | 0 | 0 | 0 | 0 | 0 | 0 | 0 | 0 | 0 | 0 | 0 | 0 | 0 | 0 | 0 | 0 | 0 | 0 | 0 | 0 | 0 | 0 | 0 | 0 | 0 | 0 | 0 | 0 | 0 | 0 | 0 | 0 | 0 | 0 | 0 | 0 | 0 | 0 | 0 | 0 | 0 | 0 | 1 | 1 | 0 | 0 | 0 | 0 | 0 | 0 | 0 | 0 | 0 | 0 | 0 | 0 | 0 | 0 | 0 | 1 | 0 | 0 | 0 | 0 | 0 | 0 | 0 | 0 | 0 | 0 | 0 | 0 | 0 | 1 | 0 | 0 | 0 | 0 | 0 | 0 | 0 | 0 | 0 | 0 | 0 | 0 | 0 | 0 | 0 | 0 | 0 | 0 | 0 | 0 | 0 | 0 | 0 | 0 | 0 | 0 | 0 | 0 | 0 | 0 | 0 | 0 | 0 |  | 0 | 0 | 0 | 0 | 0 | 0 | 0 | 0 | 0 | 0 | 0 | 0 | 0 | 0 | 0 | 0 | 5 | 0 | 0 | 0 | 0 | 0 | 0 | 0 | 80 | 150 | 100 | 0 | 0 | 1 | 2 | 0 | 0 | 0 | 0 | 0 | -403.7865 | 376.8008 | 667.3975 | Vaca Dixon-Tesla 500kV Line | Birds Landing-Contra Costa 230kV Line | Birds Landing-Contra Costa 230kV Line
PG&E Greater Bay Study Area | Cottle | 230 | 0 | 0 | 0 | 0 | 0 | 0 | 0 | 0 | 0 | 0 | 0 | 0 | 0 | 0 | 0 | 0 | 0 | 0 | 0 | 0 | 0 | 0 | 0 | 0 | 0 | 0 | 0 | 0 | 0 | 0 | 0 | 0 | 0 | 0 | 0 | 0 | 0 | 0 | 0 | 0 | 0 | 0 | 0 | 0 | 0 | 0 | 0 | 0 | 0 | 0 | 1 | 0 | 0 | 0 | 0 | 0 | 0 | 0 | 0 | 0 | 0 | 0 | 0 | 0 | 1 | 1 | 0 | 0 | 0 | 0 | 0 | 0 | 0 | 0 | 0 | 0 | 0 | 0 | 0 | 0 | 0 | 0 | 0 | 0 | 0 | 1 | 1 | 0 | 1 | 1 | 1 | 1 | 0 | 0 | 0 | 1 | 0 | 1 | 1 | 0 | 0 | 1 | 0 | 0 | 0 | 0 | 0 | 2 |  | 0 | 0 | 0 | 0 | 0 | 0 | 0 | 0 | 0 | 0 | 0 | 0 | 0 | 0 | 0 | 0 | 2 | 0 | 0 | 0 | 0 | 0 | 0 | 0 | 0 | 0 | 0 | 0 | 0 | 1 | 1 | 1 | 1 | 0 | 2 | 0 | -230.18 | -14.89 | -125.7898 | Borden-Storey #1 230kV line | Borden-Storey #1 230kV line | Panoche- Mendota 115 kV line
PG&E North of Greater Bay Study Area | Cottonwood | 230 | 0 | 0 | 0 | 0 | 0 | 0 | 0 | 0 | 0 | 0 | 0 | 0 | 0 | 0 | 0 | 0 | 0 | 0 | 0 | 0 | 0 | 0 | 0 | 0 | 0 | 0 | 0 | 0 | 0 | 0 | 0 | 0 | 0 | 0 | 0 | 0 | 0 | 0 | 0 | 0 | 0 | 0 | 0 | 0 | 1 | 0 | 0 | 0 | 1 | 0 | 0 | 0 | 0 | 0 | 0 | 0 | 0 | 0 | 0 | 0 | 0 | 0 | 0 | 0 | 0 | 0 | 0 | 0 | 0 | 0 | 0 | 0 | 0 | 0 | 0 | 0 | 0 | 0 | 0 | 0 | 0 | 0 | 0 | 0 | 0 | 0 | 0 | 0 | 0 | 0 | 0 | 0 | 0 | 0 | 0 | 0 | 0 | 0 | 0 | 0 | 0 | 0 | 0 | 0 | 0 | 0 | 0 | 0 |  | 0 | 0 | 0 | 0 | 0 | 0 | 0 | 0 | 0 | 0 | 0 | 0 | 0 | 0 | 0 | 0 | 0 | 0 | 0 | 0 | 0 | 0 | 0 | 0 | 0 | 0 | 0 | 0 | 0 | 0 | 2 | 0 | 1 | 0 | 0 | 0 | -403.7865 | -18.6 | 50.7 | Vaca Dixon-Tesla 500kV Line | Carberry-Round Mountain 230kV Line | Carberry-Round Mountain 230kV Line
PG&E Greater Bay Study Area | Coyote | 230 | 0 | 0 | 0 | 0 | 0 | 0 | 0 | 0 | 0 | 0 | 0 | 0 | 0 | 0 | 0 | 0 | 0 | 0 | 0 | 0 | 0 | 0 | 0 | 0 | 0 | 0 | 0 | 0 | 0 | 0 | 0 | 0 | 0 | 0 | 0 | 0 | 0 | 0 | 0 | 0 | 0 | 0 | 0 | 0 | 0 | 0 | 0 | 0 | 0 | 0 | 0 | 0 | 0 | 0 | 0 | 0 | 0 | 0 | 0 | 0 | 0 | 0 | 0 | 0 | 1 | 0 | 0 | 0 | 0 | 0 | 0 | 1 | 0 | 0 | 0 | 0 | 0 | 0 | 0 | 0 | 0 | 0 | 0 | 0 | 0 | 0 | 0 | 0 | 0 | 0 | 0 | 0 | 0 | 0 | 0 | 0 | 0 | 0 | 0 | 0 | 0 | 0 | 0 | 0 | 0 | 0 | 0 | 1 |  | 0 | 0 | 0 | 0 | 0 | 0 | 0 | 0 | 0 | 0 | 0 | 0 | 0 | 0 | 0 | 0 | 0 | 0 | 0 | 0 | 0 | 0 | 0 | 0 | 0 | 0 | 0 | 0 | 0 | 0 | 0 | 0 | 0 | 0 | 0 | 0 | 1755.5392 | 2938.6901 | 5346.6577 | Tesla-Bellota 230 kV line | Tesla-Bellota 230 kV line | Tesla-Bellota 230 kV line
SDG&E Study Area | Creelman | 69 | 0 | 0 | 0 | 0 | 0 | 0 | 0 | 0 | 0 | 0 | 0 | 0 | 0 | 0 | 0 | 0 | 0 | 0 | 0 | 0 | 0 | 0 | 0 | 0 | 0 | 0 | 0 | 0 | 0 | 0 | 1 | 1 | 0 | 1 | 0 | 0 | 0 | 0 | 0 | 0 | 0 | 0 | 0 | 0 | 0 | 0 | 0 | 0 | 0 | 0 | 0 | 0 | 0 | 0 | 0 | 0 | 0 | 0 | 0 | 0 | 0 | 0 | 0 | 0 | 0 | 0 | 0 | 0 | 0 | 0 | 0 | 0 | 0 | 0 | 0 | 0 | 0 | 0 | 0 | 0 | 0 | 0 | 0 | 0 | 0 | 0 | 0 | 0 | 0 | 0 | 0 | 0 | 0 | 0 | 0 | 0 | 0 | 0 | 0 | 0 | 0 | 0 | 0 | 0 | 0 | 0 | 0 | 0 |  | 0 | 0 | 0 | 0 | 0 | 0 | 0 | 0 | 0 | 0 | 0 | 0 | 0 | 0 | 0 | 0 | 0 | 0 | 0 | 0 | 0 | 0 | 0 | 0 | 0 | 0 | 0.47 | 0 | 0 | 1 | 1 | 0 | 0 | 0 | 0 | 0 | -321.9952 | 118.8023 | 296.5564 | Chicarita 138 kV constraint | Chicarita 138 kV constraint | Miguel 69 kV constraint
PG&E Greater Bay Study Area | Crow Creek | 60 | 0 | 0 | 0 | 0 | 0 | 0 | 0 | 0 | 0 | 0 | 0 | 0 | 0 | 0 | 0 | 0 | 0 | 0 | 0 | 0 | 0 | 0 | 0 | 0 | 0 | 0 | 0 | 0 | 0 | 0 | 0 | 0 | 0 | 0 | 0 | 0 | 0 | 0 | 0 | 0 | 0 | 0 | 0 | 0 | 0 | 0 | 0 | 0 | 0 | 0 | 1 | 0 | 0 | 0 | 0 | 0 | 0 | 0 | 0 | 0 | 1 | 0 | 1 | 0 | 1 | 0 | 0 | 1 | 1 | 0 | 0 | 0 | 0 | 1 | 0 | 0 | 0 | 0 | 0 | 0 | 0 | 0 | 0 | 0 | 0 | 0 | 0 | 0 | 0 | 0 | 0 | 0 | 0 | 0 | 0 | 0 | 0 | 0 | 0 | 0 | 0 | 0 | 0 | 0 | 0 | 0 | 0 | 0 |  | 0 | 0 | 0 | 0 | 0 | 0 | 0 | 0 | 0 | 6.21 | 14.11 | 15 | 0 | 0 | 1 | 0 | 0 | 0 | 0 | 0 | 0 | 0 | 0 | 0 | 0 | 0 | 0 | 0 | 0 | 0 | 0 | 0 | 0 | 0 | 0 | 0 | 3.859 | 65.0472 | 77.1824 | Kasson Jct-Heinz 115 kV line | Salado-Crow Creek Sw Sta 60 kV line | Salado-Crow Creek Sw Sta 60 kV line
PG&E Greater Bay Study Area | Curtis | 115 | 0 | 0 | 0 | 0 | 0 | 0 | 0 | 0 | 0 | 0 | 0 | 0 | 0 | 0 | 0 | 0 | 0 | 0 | 0 | 0 | 0 | 0 | 0 | 0 | 0 | 0 | 0 | 0 | 0 | 0 | 0 | 0 | 0 | 0 | 0 | 0 | 0 | 0 | 0 | 0 | 0 | 0 | 0 | 0 | 0 | 0 | 0 | 0 | 0 | 0 | 1 | 0 | 0 | 0 | 0 | 0 | 0 | 0 | 0 | 0 | 1 | 0 | 1 | 0 | 1 | 0 | 0 | 0 | 0 | 0 | 0 | 0 | 0 | 1 | 0 | 0 | 0 | 0 | 0 | 0 | 0 | 0 | 0 | 0 | 0 | 0 | 0 | 0 | 0 | 0 | 0 | 0 | 0 | 0 | 0 | 0 | 0 | 0 | 0 | 0 | 0 | 0 | 0 | 0 | 0 | 0 | 0 | 0 |  | 0 | 0 | 0 | 0 | 0 | 0 | 0 | 0 | 0 | 0 | 0 | 0 | 0 | 0 | 0 | 0 | 5 | 0 | 0 | 0 | 0 | 0 | 0 | 0 | 0 | 0 | 0 | 0 | 0 | 1 | 0 | 0 | 0 | 0 | 0 | 0 | 3.859 | 102.156 | 280.6464 | Kasson Jct-Heinz 115 kV line | Kasson Jct-Heinz 115 kV line | Kasson Jct-Heinz 115 kV line
PG&E Fresno Study Area | Dairyland | 115 | 0 | 0 | 0 | 0 | 0 | 0 | 0 | 0 | 0 | 0 | 0 | 0 | 0 | 0 | 0 | 0 | 0 | 0 | 0 | 0 | 0 | 0 | 0 | 0 | 0 | 0 | 0 | 0 | 0 | 0 | 0 | 0 | 0 | 0 | 0 | 0 | 0 | 0 | 0 | 0 | 0 | 0 | 0 | 0 | 0 | 0 | 0 | 0 | 0 | 0 | 0 | 0 | 0 | 0 | 0 | 0 | 0 | 0 | 0 | 0 | 0 | 0 | 0 | 0 | 0 | 0 | 0 | 0 | 0 | 0 | 0 | 0 | 0 | 0 | 0 | 0 | 0 | 0 | 0 | 0 | 0 | 0 | 0 | 0 | 0 | 0 | 0 | 0 | 0 | 0 | 0 | 0 | 0 | 0 | 0 | 0 | 0 | 0 | 0 | 1 | 0 | 0 | 0 | 0 | 0 | 0 | 0 | 0 |  | 0 | 0 | 0 | 0 | 0 | 0 | 0 | 0 | 0 | 0 | 0 | 0 | 0 | 0 | 0 | 0 | 0 | 0 | 0 | 0 | 0 | 0 | 0 | 0 | 0 | 0 | 0 | 0 | 0 | 0 | 0 | 0 | 0 | 0 | 0 | 0 | 128.115 | 211.585 | 9.63 | Merced 115/70kV TB#2 | Merced 115/70kV TB#2 | Merced 115/70kV TB#2
PG&E North of Greater Bay Study Area | Davis | 115 | 0 | 0 | 0 | 0 | 0 | 0 | 0 | 0 | 0 | 0 | 0 | 0 | 0 | 0 | 0 | 0 | 0 | 0 | 0 | 0 | 0 | 0 | 0 | 0 | 0 | 0 | 0 | 0 | 0 | 0 | 0 | 0 | 0 | 0 | 0 | 0 | 0 | 0 | 0 | 0 | 0 | 0 | 0 | 0 | 1 | 1 | 0 | 1 | 0 | 1 | 1 | 0 | 1 | 0 | 0 | 0 | 0 | 0 | 0 | 0 | 0 | 0 | 0 | 0 | 1 | 1 | 0 | 0 | 0 | 0 | 0 | 0 | 0 | 0 | 0 | 0 | 0 | 0 | 0 | 0 | 0 | 0 | 0 | 0 | 0 | 0 | 0 | 0 | 0 | 0 | 0 | 0 | 0 | 0 | 0 | 0 | 0 | 0 | 0 | 0 | 0 | 0 | 0 | 0 | 0 | 0 | 0 | 0 |  | 0 | 0 | 0 | 0 | 0 | 0 | 0 | 0 | 0 | 0 | 0 | 0 | 0 | 0 | 0 | 0 | 0 | 0 | 0 | 0 | 0 | 0 | 0 | 0 | 0 | 0 | 0 | 0 | 0 | 0 | 1 | 0 | 0 | 0 | 0 | 0 | -403.7865 | 62.452 | 66.82 | Vaca Dixon-Tesla 500kV Line | Rocklin-Pleaseant grove 115kV line | Woodland- Davis 115kV line
SCE Metro Study Area | Del Amo | 230 | 0 | 0 | 0 | 0 | 0 | 0 | 0 | 0 | 0 | 0 | 1 | 1 | 1 | 0 | 0 | 0 | 0 | 0 | 0 | 0 | 0 | 0 | 0 | 0 | 0 | 0 | 0 | 0 | 0 | 0 | 0 | 0 | 0 | 0 | 0 | 0 | 0 | 0 | 0 | 0 | 0 | 0 | 0 | 0 | 0 | 0 | 0 | 0 | 0 | 0 | 0 | 0 | 0 | 0 | 0 | 0 | 0 | 0 | 0 | 0 | 0 | 0 | 0 | 0 | 0 | 0 | 0 | 0 | 0 | 0 | 0 | 0 | 0 | 0 | 0 | 0 | 0 | 0 | 0 | 0 | 0 | 0 | 0 | 0 | 0 | 0 | 0 | 0 | 0 | 0 | 0 | 0 | 0 | 0 | 0 | 0 | 0 | 0 | 0 | 0 | 0 | 0 | 0 | 0 | 0 | 0 | 0 | 0 |  | 0 | 0 | 0 | 0 | 0 | 0 | 0 | 0 | 0 | 0 | 0 | 10 | 0 | 0 | 1 | 0 | 0 | 0 | 0 | 0 | 0 | 0 | 0 | 0 | 0 | 0 | 0 | 0 | 0 | 0 | 0 | 0 | 0 | 0 | 0 | 0 | 3139.976 | 3337.692 | 3938.92 | Hinson - Del Amo Constraint | Hinson - Del Amo Constraint | Hinson - Del Amo Constraint
SCE Eastern Study Area | Delaney | 500 | 0 | 0 | 0 | 0 | 0 | 0 | 0 | 0 | 0 | 0 | 0 | 0 | 0 | 0 | 0 | 0 | 0 | 0 | 0 | 1 | 1 | 1 | 0 | 0 | 0 | 1 | 0 | 0 | 0 | 0 | 0 | 0 | 0 | 0 | 0 | 0 | 0 | 0 | 0 | 0 | 0 | 0 | 0 | 0 | 0 | 0 | 0 | 0 | 0 | 0 | 0 | 0 | 0 | 0 | 0 | 0 | 0 | 0 | 0 | 0 | 0 | 0 | 0 | 0 | 0 | 0 | 0 | 0 | 0 | 0 | 0 | 0 | 0 | 0 | 0 | 0 | 0 | 0 | 0 | 0 | 0 | 0 | 0 | 0 | 0 | 0 | 0 | 0 | 0 | 0 | 0 | 0 | 0 | 0 | 0 | 0 | 0 | 0 | 0 | 0 | 0 | 0 | 0 | 0 | 0 | 0 | 0 | 3 |  | 0 | 0 | 0 | 0 | 0 | 0 | 0 | 0 | 0 | 0 | 0 | 0 | 0 | 0 | 0 | 0 | 0 | 0 | 0 | 0 | 0 | 0 | 0 | 0 | 10 | 140 | 0 | 0 | 0 | 1 | 0 | 2 | 1 | 0 | 0 | 0 | -5476.131 | -2224.5325 | 1579.5 | Devers-Red Bluff Constraint | Devers-Red Bluff Constraint | DCRT Constraint
PG&E North of Greater Bay Study Area | Delevan | 230 | 0 | 0 | 0 | 0 | 0 | 0 | 0 | 0 | 0 | 0 | 0 | 0 | 0 | 0 | 0 | 0 | 0 | 0 | 0 | 0 | 0 | 0 | 0 | 0 | 0 | 0 | 0 | 0 | 0 | 0 | 0 | 0 | 0 | 0 | 0 | 0 | 0 | 0 | 0 | 0 | 0 | 0 | 0 | 0 | 1 | 0 | 0 | 0 | 0 | 0 | 1 | 0 | 0 | 0 | 0 | 0 | 0 | 0 | 0 | 0 | 1 | 0 | 0 | 0 | 0 | 0 | 0 | 0 | 0 | 0 | 0 | 0 | 0 | 0 | 1 | 0 | 0 | 0 | 0 | 0 | 0 | 0 | 0 | 0 | 0 | 0 | 0 | 0 | 0 | 0 | 0 | 0 | 0 | 0 | 0 | 0 | 0 | 0 | 0 | 0 | 0 | 0 | 0 | 0 | 0 | 0 | 0 | 0 |  | 0 | 0 | 0 | 0 | 0 | 0 | 0 | 0 | 0 | 0 | 0 | 0 | 0 | 0 | 0 | 0 | 0 | 0 | 0 | 0 | 0 | 0 | 0 | 0 | 0 | 0 | 0 | 0 | 0 | 0 | 2 | 0 | 0 | 0 | 0 | 0 | -403.7865 | 376.8008 | 667.3975 | Vaca Dixon-Tesla 500kV Line | Birds Landing-Contra Costa 230kV Line | Birds Landing-Contra Costa 230kV Line
PG&E Greater Bay Study Area | Delta PP | 230 | 0 | 0 | 0 | 0 | 0 | 0 | 0 | 0 | 0 | 0 | 0 | 0 | 0 | 0 | 0 | 0 | 0 | 0 | 0 | 0 | 0 | 0 | 0 | 0 | 0 | 0 | 0 | 0 | 0 | 0 | 0 | 0 | 0 | 0 | 0 | 0 | 0 | 0 | 0 | 0 | 0 | 0 | 0 | 0 | 1 | 0 | 0 | 0 | 0 | 0 | 0 | 0 | 0 | 0 | 0 | 0 | 0 | 0 | 1 | 0 | 1 | 0 | 0 | 1 | 1 | 0 | 0 | 0 | 0 | 0 | 0 | 0 | 0 | 1 | 0 | 0 | 0 | 0 | 0 | 0 | 0 | 0 | 0 | 0 | 0 | 0 | 0 | 0 | 0 | 0 | 0 | 0 | 0 | 0 | 0 | 0 | 0 | 0 | 0 | 0 | 0 | 0 | 0 | 0 | 0 | 0 | 0 | 0 |  | 0 | 0 | 0 | 0 | 0 | 0 | 0 | 0 | 0 | 0 | 0 | 0 | 0 | 0 | 0 | 0 | 0 | 0 | 0 | 0 | 0 | 0 | 0 | 0 | 0 | 0 | 0 | 0 | 0 | 0 | 2 | 0 | 0 | 0 | 0 | 0 | -403.7865 | 467.5403 | 950.5913 | Vaca Dixon-Tesla 500kV Line | Windmaster-Delta pumps 230 kV line | Windmaster-Delta pumps 230 kV line
East of Pisgah Study Area | Desert View | 230 | 0 | 0 | 0 | 0 | 0 | 0 | 0 | 0 | 0 | 0 | 0 | 0 | 0 | 0 | 0 | 0 | 0 | 0 | 0 | 1 | 0 | 1 | 0 | 0 | 0 | 0 | 0 | 1 | 1 | 0 | 0 | 0 | 0 | 0 | 0 | 0 | 0 | 0 | 0 | 0 | 0 | 0 | 0 | 0 | 0 | 0 | 0 | 0 | 0 | 0 | 0 | 0 | 0 | 0 | 0 | 0 | 0 | 0 | 0 | 0 | 0 | 0 | 0 | 0 | 0 | 0 | 0 | 0 | 0 | 0 | 0 | 0 | 0 | 0 | 0 | 0 | 0 | 0 | 0 | 0 | 0 | 0 | 0 | 0 | 0 | 0 | 0 | 0 | 0 | 0 | 0 | 0 | 0 | 0 | 0 | 0 | 0 | 0 | 0 | 0 | 0 | 0 | 0 | 0 | 0 | 0 | 0 | 3 |  | 0 | 0 | 0 | 0 | 0 | 0 | 0 | 0 | 0 | 0 | 0 | 0 | 0 | 0 | 0 | 0 | 0 | 0 | 0 | 0 | 0 | 0 | 0 | 0 | 0 | 0 | 0 | 0 | 0 | 0 | 0 | 1 | 1 | 0 | 0 | 0 | -5476.131 | -2224.5325 | 1501.15 | Devers-Red Bluff Constraint | Devers-Red Bluff Constraint | GLW 230kV area constraint
SCE Eastern Study Area | Devers | 500 | 0 | 0 | 0 | 0 | 0 | 0 | 0 | 0 | 0 | 0 | 0 | 0 | 0 | 0 | 0 | 0 | 0 | 0 | 0 | 0 | 0 | 0 | 0 | 1 | 0 | 1 | 0 | 0 | 0 | 0 | 0 | 0 | 0 | 0 | 0 | 0 | 0 | 0 | 0 | 0 | 0 | 0 | 0 | 0 | 0 | 0 | 0 | 0 | 0 | 0 | 0 | 0 | 0 | 0 | 0 | 0 | 0 | 0 | 0 | 0 | 0 | 0 | 0 | 0 | 0 | 0 | 0 | 0 | 0 | 0 | 0 | 0 | 0 | 0 | 0 | 0 | 0 | 0 | 0 | 0 | 0 | 0 | 0 | 0 | 0 | 0 | 0 | 0 | 0 | 0 | 0 | 0 | 0 | 0 | 0 | 0 | 0 | 0 | 0 | 0 | 0 | 0 | 0 | 0 | 0 | 0 | 0 | 1 |  | 0 | 0 | 0 | 0 | 0 | 0 | 0 | 0 | 0 | 0 | 0 | 0 | 0 | 0 | 0 | 0 | 0 | 0 | 0 | 0 | 0 | 0 | 0 | 0 | 0 | 0 | 0 | 0 | 0 | 0 | 0 | 1 | 0 | 0 | 0 | 0 | -1764.7442 | 1121.1667 | 10173.616 | Serrano-Alberhill-Valley Constraint | Serrano-Alberhill-Valley Constraint | Etiwanda-Rancho Vista Constraint
SCE Eastern Study Area | Devers | 230 | 0 | 0 | 0 | 0 | 0 | 0 | 0 | 0 | 0 | 0 | 0 | 0 | 0 | 0 | 0 | 0 | 0 | 0 | 0 | 0 | 0 | 0 | 0 | 1 | 0 | 1 | 0 | 0 | 0 | 0 | 0 | 0 | 0 | 0 | 0 | 0 | 0 | 0 | 0 | 0 | 0 | 0 | 0 | 0 | 0 | 0 | 0 | 0 | 0 | 0 | 0 | 0 | 0 | 0 | 0 | 0 | 0 | 0 | 0 | 0 | 0 | 0 | 0 | 0 | 0 | 0 | 0 | 0 | 0 | 0 | 0 | 0 | 0 | 0 | 0 | 0 | 0 | 0 | 0 | 0 | 0 | 0 | 0 | 0 | 0 | 0 | 0 | 0 | 0 | 0 | 0 | 0 | 0 | 0 | 0 | 0 | 0 | 0 | 0 | 0 | 0 | 0 | 0 | 0 | 0 | 0 | 0 | 1 |  | 0 | 0 | 93.6 | 0 | 0 | 0 | 0 | 0 | 0 | 0 | 0 | 400 | 0 | 0 | 1 | 0 | 0 | 224 | 100 | 0 | 0 | 0 | 0 | 0 | 0 | 0 | 0 | 120 | 0 | 1 | 0 | 1 | 0 | 0 | 0 | 0 | -1764.7442 | 1121.1667 | 10173.616 | Serrano-Alberhill-Valley Constraint | Serrano-Alberhill-Valley Constraint | Etiwanda-Rancho Vista Constraint
PG&E Kern Study Area | Diablo | 500 | 0 | 0 | 0 | 0 | 0 | 0 | 0 | 0 | 0 | 0 | 0 | 0 | 0 | 0 | 0 | 0 | 0 | 0 | 0 | 0 | 0 | 0 | 0 | 0 | 0 | 0 | 0 | 0 | 0 | 0 | 0 | 0 | 0 | 0 | 0 | 0 | 0 | 0 | 0 | 0 | 0 | 0 | 0 | 0 | 0 | 0 | 0 | 0 | 0 | 0 | 0 | 0 | 0 | 0 | 0 | 0 | 0 | 0 | 0 | 0 | 0 | 0 | 0 | 0 | 0 | 0 | 0 | 0 | 0 | 0 | 0 | 0 | 0 | 0 | 0 | 0 | 0 | 0 | 0 | 0 | 0 | 0 | 0 | 0 | 0 | 0 | 0 | 0 | 0 | 0 | 0 | 0 | 0 | 0 | 0 | 0 | 0 | 0 | 0 | 0 | 0 | 0 | 1 | 1 | 1 | 0 | 0 | 0 |  | 0 | 0 | 0 | 0 | 0 | 0 | 0 | 0 | 0 | 0 | 0 | 0 | 0 | 0 | 0 | 0 | 0 | 0 | 0 | 0 | 0 | 0 | 0 | 0 | 0 | 0 | 0 | 0 | 0 | 0 | 0 | 0 | 0 | 0 | 0 | 0 | 5203 | 5203 | 5203 | Diablo–Gates 500 kV line | Diablo–Gates 500 kV line | Diablo–Gates 500 kV line
PG&E Kern Study Area | Diablo | 230 | 0 | 0 | 0 | 0 | 0 | 0 | 0 | 0 | 0 | 0 | 0 | 0 | 0 | 0 | 0 | 0 | 0 | 0 | 0 | 0 | 0 | 0 | 0 | 0 | 0 | 0 | 0 | 0 | 0 | 0 | 0 | 0 | 0 | 0 | 0 | 0 | 0 | 0 | 0 | 0 | 0 | 0 | 0 | 0 | 0 | 0 | 0 | 0 | 0 | 0 | 0 | 0 | 0 | 0 | 0 | 0 | 0 | 0 | 0 | 0 | 0 | 0 | 0 | 0 | 0 | 0 | 0 | 0 | 0 | 0 | 0 | 0 | 0 | 0 | 0 | 1 | 1 | 0 | 0 | 0 | 0 | 0 | 0 | 0 | 0 | 1 | 1 | 0 | 0 | 0 | 0 | 0 | 0 | 0 | 0 | 1 | 1 | 0 | 0 | 0 | 0 | 0 | 0 | 0 | 1 | 0 | 0 | 0 |  | 0 | 0 | 0 | 0 | 0 | 0 | 0 | 0 | 0 | 0 | 0 | 0 | 0 | 0 | 0 | 0 | 0 | 0 | 0 | 0 | 0 | 0 | 0 | 0 | 0 | 0 | 0 | 0 | 0 | 0 | 2 | 0 | 2 | 0 | 2 | 0 | -879.03 | -349.77 | -247.3393 | Midway-Q2005 230kV Line | Midway-Q2005 230kV Line | Midway-Q2005 230kV Line
PG&E Greater Bay Study Area | Dixon Landing | 115 | 0 | 0 | 0 | 0 | 0 | 0 | 0 | 0 | 0 | 0 | 0 | 0 | 0 | 0 | 0 | 0 | 0 | 0 | 0 | 0 | 0 | 0 | 0 | 0 | 0 | 0 | 0 | 0 | 0 | 0 | 0 | 0 | 0 | 0 | 0 | 0 | 0 | 0 | 0 | 0 | 0 | 0 | 0 | 0 | 0 | 0 | 0 | 0 | 0 | 0 | 0 | 0 | 0 | 0 | 0 | 0 | 0 | 0 | 0 | 0 | 1 | 0 | 0 | 0 | 1 | 0 | 0 | 0 | 0 | 0 | 0 | 1 | 0 | 0 | 0 | 0 | 0 | 0 | 0 | 0 | 0 | 0 | 0 | 0 | 0 | 0 | 0 | 0 | 0 | 0 | 0 | 0 | 0 | 0 | 0 | 0 | 0 | 0 | 0 | 0 | 0 | 0 | 0 | 0 | 0 | 0 | 0 | 1 |  | 0 | 0 | 0 | 0 | 0 | 0 | 0 | 0 | 0 | 0 | 0 | 0 | 0 | 0 | 0 | 0 | 0 | 0 | 0 | 0 | 0 | 0 | 0 | 2.3 | 0 | 0 | 0 | 0 | 0 | 1 | 0 | 0 | 0 | 0 | 0 | 0 | 1755.5392 | 2938.6901 | 5346.6577 | Tesla-Bellota 230 kV line | Tesla-Bellota 230 kV line | Tesla-Bellota 230 kV line
PG&E Greater Bay Study Area | Donnells PH | 115 | 0 | 0 | 0 | 0 | 0 | 0 | 0 | 0 | 0 | 0 | 0 | 0 | 0 | 0 | 0 | 0 | 0 | 0 | 0 | 0 | 0 | 0 | 0 | 0 | 0 | 0 | 0 | 0 | 0 | 0 | 0 | 0 | 0 | 0 | 0 | 0 | 0 | 0 | 0 | 0 | 0 | 0 | 0 | 0 | 0 | 0 | 0 | 0 | 0 | 0 | 1 | 0 | 0 | 0 | 0 | 0 | 0 | 0 | 0 | 0 | 1 | 0 | 1 | 0 | 1 | 0 | 0 | 0 | 0 | 0 | 0 | 0 | 0 | 1 | 0 | 0 | 0 | 0 | 0 | 0 | 0 | 0 | 0 | 0 | 0 | 0 | 0 | 0 | 0 | 0 | 0 | 0 | 0 | 0 | 0 | 0 | 0 | 0 | 0 | 0 | 0 | 0 | 0 | 0 | 0 | 0 | 0 | 0 |  | 0 | 0 | 0 | 0 | 0 | 0 | 0 | 0 | 0 | 0 | 0 | 0 | 0 | 0 | 0 | 0 | 3 | 0 | 0 | 0 | 0 | 0 | 0 | 0 | 0 | 0 | 0 | 0 | 0 | 1 | 0 | 0 | 0 | 0 | 0 | 0 | 3.859 | 102.156 | 280.6464 | Kasson Jct-Heinz 115 kV line | Kasson Jct-Heinz 115 kV line | Kasson Jct-Heinz 115 kV line
PG&E Fresno Study Area | Dos Amigos | 230 | 0 | 0 | 0 | 0 | 0 | 0 | 0 | 0 | 0 | 0 | 0 | 0 | 0 | 0 | 0 | 0 | 0 | 0 | 0 | 0 | 0 | 0 | 0 | 0 | 0 | 0 | 0 | 0 | 0 | 0 | 0 | 0 | 0 | 0 | 0 | 0 | 0 | 0 | 0 | 0 | 0 | 0 | 0 | 0 | 0 | 0 | 0 | 0 | 0 | 0 | 0 | 0 | 0 | 0 | 0 | 0 | 0 | 0 | 0 | 0 | 0 | 0 | 0 | 0 | 0 | 0 | 0 | 0 | 0 | 0 | 0 | 0 | 0 | 0 | 0 | 0 | 1 | 0 | 0 | 0 | 0 | 0 | 0 | 0 | 0 | 1 | 1 | 0 | 0 | 0 | 0 | 1 | 0 | 0 | 0 | 0 | 0 | 0 | 0 | 0 | 0 | 0 | 0 | 0 | 1 | 1 | 0 | 1 |  | 0 | 0 | 0 | 0 | 0 | 0 | 0 | 0 | 0 | 0 | 0 | 0 | 0 | 0 | 0 | 0 | 0 | 0 | 0 | 0 | 0 | 0 | 0 | 3 | 0 | 0 | 0 | 0 | 0 | 1 | 1 | 0 | 1 | 0 | 2 | 0 | -879.03 | -349.77 | -412.8075 | Midway-Q2005 230kV Line | Midway-Q2005 230kV Line | Moss Landing-Las Aguilas 230 kV Line
PG&E North of Greater Bay Study Area | Drum | 115 | 0 | 0 | 0 | 0 | 0 | 0 | 0 | 0 | 0 | 0 | 0 | 0 | 0 | 0 | 0 | 0 | 0 | 0 | 0 | 0 | 0 | 0 | 0 | 0 | 0 | 0 | 0 | 0 | 0 | 0 | 0 | 0 | 0 | 0 | 0 | 0 | 0 | 0 | 0 | 0 | 0 | 0 | 0 | 0 | 0 | 0 | 0 | 1 | 0 | 0 | 0 | 0 | 0 | 0 | 0 | 0 | 0 | 0 | 0 | 0 | 0 | 0 | 0 | 0 | 0 | 0 | 0 | 0 | 0 | 0 | 0 | 0 | 0 | 0 | 0 | 0 | 0 | 0 | 0 | 0 | 0 | 0 | 0 | 0 | 0 | 0 | 0 | 0 | 0 | 0 | 0 | 0 | 0 | 0 | 0 | 0 | 0 | 0 | 0 | 0 | 0 | 0 | 0 | 0 | 0 | 0 | 0 | 0 |  | 0 | 0 | 0 | 0 | 0 | 0 | 0 | 0 | 0 | 0 | 0 | 0 | 0 | 0 | 0 | 0 | 0 | 0 | 0 | 0 | 0 | 0 | 0 | 0 | 0 | 0 | 0 | 0 | 0 | 0 | 0 | 0 | 0 | 0 | 0 | 0 | 563.475 | 561.537 | 578.95 | Bell-Placer 115kV Line | Bell-Placer 115kV Line | Bell-Placer 115kV Line
PG&E Greater Bay Study Area | Dumbarton | 115 | 0 | 0 | 0 | 0 | 0 | 0 | 0 | 0 | 0 | 0 | 0 | 0 | 0 | 0 | 0 | 0 | 0 | 0 | 0 | 0 | 0 | 0 | 0 | 0 | 0 | 0 | 0 | 0 | 0 | 0 | 0 | 0 | 0 | 0 | 0 | 0 | 0 | 0 | 0 | 0 | 0 | 0 | 0 | 0 | 0 | 0 | 0 | 0 | 0 | 0 | 0 | 0 | 0 | 0 | 1 | 1 | 0 | 1 | 0 | 0 | 1 | 0 | 0 | 0 | 0 | 0 | 0 | 0 | 0 | 0 | 0 | 0 | 0 | 1 | 0 | 0 | 0 | 0 | 0 | 0 | 0 | 0 | 0 | 0 | 0 | 0 | 0 | 0 | 0 | 0 | 0 | 0 | 0 | 0 | 0 | 0 | 0 | 0 | 0 | 0 | 0 | 0 | 0 | 0 | 0 | 0 | 0 | 3 |  | 0 | 0 | 0 | 0 | 0 | 0 | 0 | 0 | 0 | 0 | 0 | 0 | 0 | 0 | 0 | 0 | 0 | 0 | 0 | 0 | 0 | 0 | 0 | 1 | 0 | 0 | 0 | 0 | 0 | 1 | 0 | 0 | 0 | 0 | 0 | 0 | 2026.74 | 2130.9944 | 1481.432 | Dumbarton-Newark 115 kV line | Dumbarton-Newark 115 kV line | Dumbarton-Newark 115 kV line
SCE Eastern Study Area | Eagle Mountain | 230 | 0 | 0 | 0 | 0 | 0 | 0 | 0 | 0 | 0 | 0 | 0 | 0 | 0 | 0 | 0 | 0 | 0 | 0 | 0 | 0 | 0 | 1 | 1 | 1 | 0 | 1 | 0 | 0 | 0 | 0 | 0 | 0 | 0 | 0 | 0 | 0 | 0 | 0 | 0 | 0 | 0 | 0 | 0 | 0 | 0 | 0 | 0 | 0 | 0 | 0 | 0 | 0 | 0 | 0 | 0 | 0 | 0 | 0 | 0 | 0 | 0 | 0 | 0 | 0 | 0 | 0 | 0 | 0 | 0 | 0 | 0 | 0 | 0 | 0 | 0 | 0 | 0 | 0 | 0 | 0 | 0 | 0 | 0 | 0 | 0 | 0 | 0 | 0 | 0 | 0 | 0 | 0 | 0 | 0 | 0 | 0 | 0 | 0 | 0 | 0 | 0 | 0 | 0 | 0 | 0 | 0 | 0 | 2 |  | 0 | 0 | 0 | 0 | 0 | 0 | 0 | 0 | 0 | 0 | 0 | 0 | 0 | 0 | 0 | 0 | 0 | 0 | 0 | 0 | 0 | 0 | 0 | 0 | 0 | 0 | 0 | 0 | 0 | 0 | 0 | 2 | 1 | 0 | 0 | 0 | -5476.131 | -2224.5325 | 300 | Devers-Red Bluff Constraint | Devers-Red Bluff Constraint | Eagle Mountain Constraint
PG&E North of Greater Bay Study Area | Eagle Rock (PGE) | 115 | 0 | 0 | 0 | 0 | 0 | 0 | 0 | 0 | 0 | 0 | 0 | 0 | 0 | 0 | 0 | 0 | 0 | 0 | 0 | 0 | 0 | 0 | 0 | 0 | 0 | 0 | 0 | 0 | 0 | 0 | 0 | 0 | 0 | 0 | 0 | 0 | 0 | 0 | 0 | 0 | 0 | 0 | 0 | 1 | 1 | 0 | 1 | 0 | 0 | 0 | 0 | 0 | 0 | 0 | 0 | 0 | 0 | 1 | 0 | 1 | 1 | 0 | 0 | 0 | 0 | 0 | 0 | 0 | 0 | 0 | 0 | 0 | 0 | 0 | 1 | 0 | 0 | 0 | 0 | 0 | 0 | 0 | 0 | 0 | 0 | 0 | 0 | 0 | 0 | 0 | 0 | 0 | 0 | 0 | 0 | 0 | 0 | 0 | 0 | 0 | 0 | 0 | 0 | 0 | 0 | 0 | 0 | 1 |  | 0 | 0 | 0 | 0 | 0 | 0 | 0 | 0 | 0 | 0 | 0 | 0 | 0 | 0 | 0 | 0 | 2 | 104 | 27 | 0 | 0 | 0 | 0 | 0 | 0 | 0 | 0 | 0 | 0 | 1 | 2 | 0 | 0 | 0 | 0 | 0 | -403.7865 | 376.8008 | 667.3975 | Vaca Dixon-Tesla 500kV Line | Birds Landing-Contra Costa 230kV Line | Birds Landing-Contra Costa 230kV Line
SCE Metro Study Area | Eagle Rock (SCE) | 230 | 0 | 0 | 0 | 0 | 0 | 0 | 0 | 0 | 0 | 0 | 0 | 0 | 1 | 0 | 0 | 0 | 0 | 0 | 0 | 0 | 0 | 0 | 0 | 0 | 0 | 0 | 0 | 0 | 0 | 0 | 0 | 0 | 0 | 0 | 0 | 0 | 0 | 0 | 0 | 0 | 0 | 0 | 0 | 0 | 0 | 0 | 0 | 0 | 0 | 0 | 0 | 0 | 0 | 0 | 0 | 0 | 0 | 0 | 0 | 0 | 0 | 0 | 0 | 0 | 0 | 0 | 0 | 0 | 0 | 0 | 0 | 0 | 0 | 0 | 0 | 0 | 0 | 0 | 0 | 0 | 0 | 0 | 0 | 0 | 0 | 0 | 0 | 0 | 0 | 0 | 0 | 0 | 0 | 0 | 0 | 0 | 0 | 0 | 0 | 0 | 0 | 0 | 0 | 0 | 0 | 0 | 0 | 0 |  | 0 | 0 | 0 | 0 | 0 | 0 | 0 | 0 | 0 | 0 | 0 | 0 | 0 | 0 | 0 | 0 | 0 | 0 | 0 | 0 | 0 | 0 | 0 | 0 | 0 | 0 | 0 | 0 | 0 | 0 | 0 | 0 | 0 | 0 | 0 | 0 | 11840.638 | 12772.921 | 15592.11 | SCE Metro Area Default Constraint | SCE Metro Area Default Constraint | SCE Metro Area Default Constraint
PG&E North of Greater Bay Study Area | East Nicolaus | 115 | 0 | 0 | 0 | 0 | 0 | 0 | 0 | 0 | 0 | 0 | 0 | 0 | 0 | 0 | 0 | 0 | 0 | 0 | 0 | 0 | 0 | 0 | 0 | 0 | 0 | 0 | 0 | 0 | 0 | 0 | 0 | 0 | 0 | 0 | 0 | 0 | 0 | 0 | 0 | 0 | 0 | 0 | 0 | 0 | 0 | 1 | 0 | 1 | 0 | 0 | 0 | 0 | 0 | 0 | 0 | 0 | 0 | 0 | 0 | 0 | 0 | 0 | 0 | 0 | 0 | 0 | 0 | 0 | 0 | 0 | 0 | 0 | 0 | 0 | 0 | 0 | 0 | 0 | 0 | 0 | 0 | 0 | 0 | 0 | 0 | 0 | 0 | 0 | 0 | 0 | 0 | 0 | 0 | 0 | 0 | 0 | 0 | 0 | 0 | 0 | 0 | 0 | 0 | 0 | 0 | 0 | 0 | 0 |  | 0 | 0 | 0 | 0 | 0 | 0 | 0 | 0 | 0 | 0 | 0 | 0 | 0 | 0 | 0 | 0 | 0 | 0 | 0 | 0 | 0 | 0 | 0 | 0 | 0 | 0 | 0 | 0 | 0 | 0 | 0 | 0 | 0 | 0 | 0 | 0 | 75.85 | 75.166 | 66.82 | Woodland- Davis 115kV line | Woodland- Davis 115kV line | Woodland- Davis 115kV line
PG&E Greater Bay Study Area | East Shore | 230 | 0 | 0 | 0 | 0 | 0 | 0 | 0 | 0 | 0 | 0 | 0 | 0 | 0 | 0 | 0 | 0 | 0 | 0 | 0 | 0 | 0 | 0 | 0 | 0 | 0 | 0 | 0 | 0 | 0 | 0 | 0 | 0 | 0 | 0 | 0 | 0 | 0 | 0 | 0 | 0 | 0 | 0 | 0 | 0 | 0 | 0 | 0 | 0 | 0 | 0 | 0 | 0 | 0 | 0 | 0 | 1 | 0 | 0 | 0 | 0 | 0 | 0 | 0 | 0 | 0 | 0 | 0 | 0 | 0 | 0 | 0 | 0 | 0 | 0 | 0 | 0 | 0 | 0 | 0 | 0 | 0 | 0 | 0 | 0 | 0 | 0 | 0 | 0 | 0 | 0 | 0 | 0 | 0 | 0 | 0 | 0 | 0 | 0 | 0 | 0 | 0 | 0 | 0 | 0 | 0 | 0 | 0 | 1 |  | 0 | 0 | 0 | 0 | 0 | 0 | 0 | 0 | 0 | 0 | 0 | 0 | 0 | 0 | 0 | 0 | 0 | 0 | 0 | 0 | 0 | 0 | 0 | 0 | 0 | 0 | 0 | 0 | 0 | 0 | 0 | 0 | 0 | 0 | 0 | 0 | 2675.55 | 2778.938 | 2559.14 | Eastshore-San Mateo 230 kV line | Eastshore-San Mateo 230 kV line | Eastshore-San Mateo 230 kV line
PG&E Greater Bay Study Area | East Shore | 115 | 0 | 0 | 0 | 0 | 0 | 0 | 0 | 0 | 0 | 0 | 0 | 0 | 0 | 0 | 0 | 0 | 0 | 0 | 0 | 0 | 0 | 0 | 0 | 0 | 0 | 0 | 0 | 0 | 0 | 0 | 0 | 0 | 0 | 0 | 0 | 0 | 0 | 0 | 0 | 0 | 0 | 0 | 0 | 0 | 1 | 0 | 0 | 0 | 0 | 0 | 0 | 0 | 0 | 0 | 1 | 1 | 0 | 1 | 1 | 0 | 1 | 0 | 0 | 0 | 0 | 0 | 1 | 0 | 0 | 0 | 0 | 0 | 0 | 1 | 0 | 0 | 0 | 0 | 0 | 0 | 0 | 0 | 0 | 0 | 0 | 0 | 0 | 0 | 0 | 0 | 0 | 0 | 0 | 0 | 0 | 0 | 0 | 0 | 0 | 0 | 0 | 0 | 0 | 0 | 0 | 0 | 0 | 3 |  | 0 | 0 | 0 | 0 | 0 | 0 | 0 | 0 | 0 | 0 | 0 | 0 | 0 | 0 | 0 | 0 | 0 | 0 | 0 | 0 | 0 | 0 | 0 | 0 | 0 | 0 | 0 | 0 | 0 | 0 | 2 | 0 | 0 | 0 | 0 | 0 | -403.7865 | 467.5403 | 950.5913 | Vaca Dixon-Tesla 500kV Line | Windmaster-Delta pumps 230 kV line | Windmaster-Delta pumps 230 kV line
SDG&E Study Area | ECO | 500 | 0 | 0 | 0 | 0 | 0 | 0 | 0 | 0 | 0 | 0 | 0 | 0 | 0 | 0 | 0 | 0 | 0 | 0 | 0 | 1 | 0 | 1 | 0 | 0 | 0 | 1 | 0 | 0 | 1 | 0 | 0 | 0 | 1 | 0 | 1 | 1 | 1 | 0 | 0 | 1 | 1 | 0 | 0 | 0 | 0 | 0 | 0 | 0 | 0 | 0 | 0 | 0 | 0 | 0 | 0 | 0 | 0 | 0 | 0 | 0 | 0 | 0 | 0 | 0 | 0 | 0 | 0 | 0 | 0 | 0 | 0 | 0 | 0 | 0 | 0 | 0 | 0 | 0 | 0 | 0 | 0 | 0 | 0 | 0 | 0 | 0 | 0 | 0 | 0 | 0 | 0 | 0 | 0 | 0 | 0 | 0 | 0 | 0 | 0 | 0 | 0 | 0 | 0 | 0 | 0 | 0 | 0 | 7 |  | 0 | 0 | 0 | 0 | 0 | 0 | 0 | 0 | 0 | 0 | 0 | 0 | 0 | 0 | 0 | 0 | 0 | 0 | 0 | 0 | 0 | 0 | 0 | 0 | 0 | 0 | 0 | 0 | 0 | 0 | 1 | 6 | 1 | 0 | 0 | 0 | -5476.131 | -2224.5325 | 519.235 | Devers-Red Bluff Constraint | Devers-Red Bluff Constraint | East of Miguel constraint
SDG&E Study Area | ECO | 230 | 0 | 0 | 0 | 0 | 0 | 0 | 0 | 0 | 0 | 0 | 0 | 0 | 0 | 0 | 0 | 0 | 0 | 0 | 0 | 1 | 0 | 1 | 0 | 0 | 0 | 1 | 0 | 0 | 1 | 0 | 0 | 0 | 1 | 0 | 1 | 1 | 1 | 0 | 0 | 1 | 1 | 0 | 0 | 0 | 0 | 0 | 0 | 0 | 0 | 0 | 0 | 0 | 0 | 0 | 0 | 0 | 0 | 0 | 0 | 0 | 0 | 0 | 0 | 0 | 0 | 0 | 0 | 0 | 0 | 0 | 0 | 0 | 0 | 0 | 0 | 0 | 0 | 0 | 0 | 0 | 0 | 0 | 0 | 0 | 0 | 0 | 0 | 0 | 0 | 0 | 0 | 0 | 0 | 0 | 0 | 0 | 0 | 0 | 0 | 0 | 0 | 0 | 0 | 0 | 0 | 0 | 0 | 7 |  | 0 | 0 | 105 | 0 | 0 | 0 | 0 | 0 | 0 | 0 | 0 | 0 | 0 | 0 | 1 | 0 | 0 | 415 | 185 | 0 | 0 | 0 | 0 | 0 | 0 | 0 | 0 | 0 | 0 | 1 | 1 | 6 | 1 | 0 | 0 | 0 | -5476.131 | -2224.5325 | 519.235 | Devers-Red Bluff Constraint | Devers-Red Bluff Constraint | East of Miguel constraint
SDG&E Study Area | ECO | 138 | 0 | 0 | 0 | 0 | 0 | 0 | 0 | 0 | 0 | 0 | 0 | 0 | 0 | 0 | 0 | 0 | 0 | 0 | 0 | 1 | 0 | 1 | 0 | 0 | 0 | 1 | 0 | 0 | 1 | 0 | 0 | 0 | 1 | 0 | 1 | 1 | 1 | 0 | 0 | 1 | 1 | 0 | 0 | 0 | 0 | 0 | 0 | 0 | 0 | 0 | 0 | 0 | 0 | 0 | 0 | 0 | 0 | 0 | 0 | 0 | 0 | 0 | 0 | 0 | 0 | 0 | 0 | 0 | 0 | 0 | 0 | 0 | 0 | 0 | 0 | 0 | 0 | 0 | 0 | 0 | 0 | 0 | 0 | 0 | 0 | 0 | 0 | 0 | 0 | 0 | 0 | 0 | 0 | 0 | 0 | 0 | 0 | 0 | 0 | 0 | 0 | 0 | 0 | 0 | 0 | 0 | 0 | 7 |  | 0 | 0 | 0 | 0 | 0 | 0 | 0 | 0 | 0 | 0 | 0 | 0 | 0 | 0 | 0 | 0 | 0 | 60 | 4 | 0 | 0 | 0 | 0 | 0 | 0 | 182 | 117.15 | 0 | 0 | 1 | 1 | 6 | 1 | 0 | 0 | 0 | -5476.131 | -2224.5325 | 519.235 | Devers-Red Bluff Constraint | Devers-Red Bluff Constraint | East of Miguel constraint
PG&E Greater Bay Study Area | Edes | 115 | 0 | 0 | 0 | 0 | 0 | 0 | 0 | 0 | 0 | 0 | 0 | 0 | 0 | 0 | 0 | 0 | 0 | 0 | 0 | 0 | 0 | 0 | 0 | 0 | 0 | 0 | 0 | 0 | 0 | 0 | 0 | 0 | 0 | 0 | 0 | 0 | 0 | 0 | 0 | 0 | 0 | 0 | 0 | 0 | 0 | 0 | 0 | 0 | 0 | 0 | 0 | 0 | 0 | 0 | 0 | 0 | 0 | 0 | 0 | 0 | 0 | 0 | 0 | 0 | 0 | 0 | 1 | 0 | 0 | 0 | 0 | 0 | 0 | 0 | 0 | 0 | 0 | 0 | 0 | 0 | 0 | 0 | 0 | 0 | 0 | 0 | 0 | 0 | 0 | 0 | 0 | 0 | 0 | 0 | 0 | 0 | 0 | 0 | 0 | 0 | 0 | 0 | 0 | 0 | 0 | 0 | 0 | 0 |  | 0 | 0 | 0 | 0 | 0 | 0 | 0 | 0 | 0 | 0 | 0 | 0 | 0 | 0 | 0 | 0 | 0 | 0 | 0 | 0 | 0 | 0 | 0 | 0 | 0 | 0 | 0 | 0 | 0 | 0 | 0 | 0 | 0 | 0 | 0 | 0 | 960.23 | 956.7188 | 955.764 | Grant - Eastshore #2 line 115 kV | Grant - Eastshore #2 line 115 kV | Grant - Eastshore #2 line 115 kV
PG&E Greater Bay Study Area | Eight Mile | 230 | 0 | 0 | 0 | 0 | 0 | 0 | 0 | 0 | 0 | 0 | 0 | 0 | 0 | 0 | 0 | 0 | 0 | 0 | 0 | 0 | 0 | 0 | 0 | 0 | 0 | 0 | 0 | 0 | 0 | 0 | 0 | 0 | 0 | 0 | 0 | 0 | 0 | 0 | 0 | 0 | 0 | 0 | 0 | 0 | 1 | 0 | 0 | 0 | 0 | 0 | 1 | 1 | 0 | 0 | 0 | 0 | 0 | 0 | 0 | 0 | 0 | 0 | 0 | 0 | 1 | 1 | 0 | 0 | 0 | 0 | 0 | 0 | 0 | 0 | 0 | 0 | 0 | 0 | 0 | 0 | 0 | 0 | 0 | 0 | 0 | 0 | 0 | 0 | 0 | 0 | 0 | 0 | 0 | 0 | 0 | 0 | 0 | 0 | 0 | 0 | 0 | 0 | 0 | 0 | 0 | 0 | 0 | 0 |  | 0 | 0 | 0 | 0 | 0 | 0 | 0 | 0 | 0 | 0 | 0 | 0 | 0 | 0 | 0 | 0 | 0 | 0 | 0 | 0 | 0 | 0 | 0 | 0 | 0 | 0 | 0 | 0 | 0 | 0 | 1 | 0 | 0 | 0 | 0 | 0 | -403.7865 | 386.201 | 422.03 | Vaca Dixon-Tesla 500kV Line | Rio Oso-Brighton 230kV line | Rio Oso-Brighton 230kV line
SDG&E Study Area | El Cajon | 69 | 0 | 0 | 0 | 0 | 0 | 0 | 0 | 0 | 0 | 0 | 0 | 0 | 0 | 0 | 0 | 0 | 0 | 0 | 0 | 0 | 0 | 0 | 0 | 0 | 0 | 0 | 0 | 0 | 0 | 0 | 0 | 1 | 1 | 1 | 0 | 0 | 0 | 0 | 0 | 0 | 0 | 0 | 0 | 0 | 0 | 0 | 0 | 0 | 0 | 0 | 0 | 0 | 0 | 0 | 0 | 0 | 0 | 0 | 0 | 0 | 0 | 0 | 0 | 0 | 0 | 0 | 0 | 0 | 0 | 0 | 0 | 0 | 0 | 0 | 0 | 0 | 0 | 0 | 0 | 0 | 0 | 0 | 0 | 0 | 0 | 0 | 0 | 0 | 0 | 0 | 0 | 0 | 0 | 0 | 0 | 0 | 0 | 0 | 0 | 0 | 0 | 0 | 0 | 0 | 0 | 0 | 0 | 1 |  | 0 | 0 | 0 | 0 | 0 | 0 | 0 | 0 | 0 | 0 | 0 | 0 | 0 | 0 | 0 | 0 | 0 | 0 | 0 | 0 | 0 | 0 | 0 | 0 | 0 | 0 | 50 | 0 | 0 | 1 | 0 | 1 | 0 | 0 | 0 | 0 | -417.51 | 197.5523 | 296.5564 | Internal San Diego Area constraint | Miguel 69 kV constraint | Miguel 69 kV constraint
SCE Eastern Study Area | El Casco | 230 | 0 | 0 | 0 | 0 | 0 | 0 | 0 | 0 | 0 | 0 | 0 | 0 | 0 | 0 | 0 | 0 | 0 | 0 | 0 | 0 | 0 | 0 | 0 | 1 | 0 | 1 | 0 | 0 | 0 | 0 | 0 | 0 | 0 | 0 | 0 | 0 | 0 | 0 | 0 | 0 | 0 | 0 | 0 | 0 | 0 | 0 | 0 | 0 | 0 | 0 | 0 | 0 | 0 | 0 | 0 | 0 | 0 | 0 | 0 | 0 | 0 | 0 | 0 | 0 | 0 | 0 | 0 | 0 | 0 | 0 | 0 | 0 | 0 | 0 | 0 | 0 | 0 | 0 | 0 | 0 | 0 | 0 | 0 | 0 | 0 | 0 | 0 | 0 | 0 | 0 | 0 | 0 | 0 | 0 | 0 | 0 | 0 | 0 | 0 | 0 | 0 | 0 | 0 | 0 | 0 | 0 | 0 | 1 |  | 0 | 0 | 0 | 0 | 0 | 0 | 0 | 0 | 0 | 0 | 0 | 100 | 0 | 0 | 1 | 0 | 0 | 0 | 0 | 0 | 0 | 0 | 0 | 0 | 0 | 0 | 65 | 0 | 0 | 1 | 0 | 1 | 0 | 0 | 0 | 0 | -1764.7442 | 1121.1667 | 10173.616 | Serrano-Alberhill-Valley Constraint | Serrano-Alberhill-Valley Constraint | Etiwanda-Rancho Vista Constraint
PG&E Fresno Study Area | El Nido (PGE) | 115 | 0 | 0 | 0 | 0 | 0 | 0 | 0 | 0 | 0 | 0 | 0 | 0 | 0 | 0 | 0 | 0 | 0 | 0 | 0 | 0 | 0 | 0 | 0 | 0 | 0 | 0 | 0 | 0 | 0 | 0 | 0 | 0 | 0 | 0 | 0 | 0 | 0 | 0 | 0 | 0 | 0 | 0 | 0 | 0 | 0 | 0 | 0 | 0 | 0 | 0 | 1 | 0 | 0 | 0 | 0 | 0 | 0 | 0 | 0 | 0 | 0 | 0 | 0 | 0 | 0 | 0 | 0 | 0 | 0 | 0 | 0 | 0 | 0 | 0 | 0 | 0 | 1 | 0 | 0 | 0 | 0 | 0 | 0 | 0 | 0 | 1 | 1 | 0 | 1 | 1 | 1 | 1 | 1 | 1 | 0 | 1 | 0 | 1 | 1 | 1 | 0 | 1 | 0 | 0 | 0 | 0 | 0 | 4 |  | 0 | 0 | 0 | 0 | 0 | 0 | 0 | 0 | 0 | 0 | 0 | 0 | 0 | 0 | 0 | 0 | 0 | 0 | 0 | 0 | 0 | 0 | 0 | 3 | 0 | 0 | 0 | 0 | 0 | 1 | 2 | 1 | 2 | 0 | 3 | 0 | -879.03 | -349.77 | -247.3393 | Midway-Q2005 230kV Line | Midway-Q2005 230kV Line | Midway-Q2005 230kV Line
SCE Metro Study Area | El Nido (SCE) | 230 | 0 | 0 | 0 | 0 | 0 | 0 | 0 | 0 | 0 | 0 | 1 | 1 | 1 | 0 | 0 | 0 | 0 | 0 | 0 | 0 | 0 | 0 | 0 | 0 | 0 | 0 | 0 | 0 | 0 | 0 | 0 | 0 | 0 | 0 | 0 | 0 | 0 | 0 | 0 | 0 | 0 | 0 | 0 | 0 | 0 | 0 | 0 | 0 | 0 | 0 | 0 | 0 | 0 | 0 | 0 | 0 | 0 | 0 | 0 | 0 | 0 | 0 | 0 | 0 | 0 | 0 | 0 | 0 | 0 | 0 | 0 | 0 | 0 | 0 | 0 | 0 | 0 | 0 | 0 | 0 | 0 | 0 | 0 | 0 | 0 | 0 | 0 | 0 | 0 | 0 | 0 | 0 | 0 | 0 | 0 | 0 | 0 | 0 | 0 | 0 | 0 | 0 | 0 | 0 | 0 | 0 | 0 | 0 |  | 0 | 0 | 0 | 0 | 0 | 0 | 0 | 0 | 0 | 0 | 0 | 0 | 0 | 0 | 0 | 0 | 0 | 0 | 0 | 0 | 0 | 0 | 0 | 0 | 0 | 0 | 0 | 13 | 0 | 1 | 0 | 0 | 0 | 0 | 0 | 0 | 3139.976 | 3337.692 | 3938.92 | Hinson - Del Amo Constraint | Hinson - Del Amo Constraint | Hinson - Del Amo Constraint
PG&E Greater Bay Study Area | El Patio | 115 | 0 | 0 | 0 | 0 | 0 | 0 | 0 | 0 | 0 | 0 | 0 | 0 | 0 | 0 | 0 | 0 | 0 | 0 | 0 | 0 | 0 | 0 | 0 | 0 | 0 | 0 | 0 | 0 | 0 | 0 | 0 | 0 | 0 | 0 | 0 | 0 | 0 | 0 | 0 | 0 | 0 | 0 | 0 | 0 | 0 | 0 | 0 | 0 | 0 | 0 | 0 | 0 | 0 | 0 | 0 | 0 | 0 | 0 | 0 | 0 | 0 | 0 | 0 | 0 | 0 | 0 | 0 | 0 | 0 | 0 | 0 | 0 | 1 | 0 | 0 | 0 | 0 | 0 | 0 | 0 | 0 | 0 | 0 | 0 | 0 | 0 | 0 | 0 | 0 | 0 | 0 | 0 | 0 | 0 | 0 | 0 | 0 | 0 | 0 | 0 | 0 | 0 | 0 | 0 | 0 | 0 | 0 | 0 |  | 0 | 0 | 0 | 0 | 0 | 0 | 0 | 0 | 0 | 0 | 0 | 0 | 0 | 0 | 0 | 0 | 0 | 0 | 0 | 0 | 0 | 0 | 0 | 0 | 0 | 0 | 0 | 0 | 0 | 0 | 0 | 0 | 0 | 0 | 0 | 0 | 0.7 | 156.45 | 625.5 | Morganhill-Metcalf 115kV Line | Morganhill-Metcalf 115kV Line | Morganhill-Metcalf 115kV Line
SCE Metro Study Area | El Segundo | 230 | 0 | 0 | 0 | 0 | 0 | 0 | 0 | 0 | 0 | 0 | 1 | 1 | 1 | 0 | 0 | 0 | 0 | 0 | 0 | 0 | 0 | 0 | 0 | 0 | 0 | 0 | 0 | 0 | 0 | 0 | 0 | 0 | 0 | 0 | 0 | 0 | 0 | 0 | 0 | 0 | 0 | 0 | 0 | 0 | 0 | 0 | 0 | 0 | 0 | 0 | 0 | 0 | 0 | 0 | 0 | 0 | 0 | 0 | 0 | 0 | 0 | 0 | 0 | 0 | 0 | 0 | 0 | 0 | 0 | 0 | 0 | 0 | 0 | 0 | 0 | 0 | 0 | 0 | 0 | 0 | 0 | 0 | 0 | 0 | 0 | 0 | 0 | 0 | 0 | 0 | 0 | 0 | 0 | 0 | 0 | 0 | 0 | 0 | 0 | 0 | 0 | 0 | 0 | 0 | 0 | 0 | 0 | 0 |  | 0 | 0 | 0 | 0 | 0 | 0 | 0 | 0 | 0 | 0 | 0 | 0 | 0 | 0 | 0 | 0 | 0 | 0 | 0 | 0 | 0 | 0 | 0 | 0 | 0 | 0 | 0 | 0 | 0 | 0 | 0 | 0 | 0 | 0 | 0 | 0 | 3139.976 | 3337.692 | 3938.92 | Hinson - Del Amo Constraint | Hinson - Del Amo Constraint | Hinson - Del Amo Constraint
East of Pisgah Study Area | Eldorado | 500 | 0 | 0 | 0 | 0 | 0 | 0 | 0 | 0 | 0 | 0 | 0 | 0 | 0 | 0 | 0 | 0 | 0 | 0 | 0 | 1 | 0 | 1 | 0 | 0 | 0 | 0 | 0 | 0 | 1 | 0 | 0 | 0 | 0 | 0 | 0 | 0 | 0 | 0 | 0 | 0 | 0 | 0 | 0 | 0 | 0 | 0 | 0 | 0 | 0 | 0 | 0 | 0 | 0 | 0 | 0 | 0 | 0 | 0 | 0 | 0 | 0 | 0 | 0 | 0 | 0 | 0 | 0 | 0 | 0 | 0 | 0 | 0 | 0 | 0 | 0 | 0 | 0 | 0 | 0 | 0 | 0 | 0 | 0 | 0 | 0 | 0 | 0 | 0 | 0 | 0 | 0 | 0 | 0 | 0 | 0 | 0 | 0 | 0 | 0 | 0 | 0 | 0 | 0 | 0 | 0 | 0 | 0 | 2 |  | 0 | 0 | 0 | 0 | 0 | 0 | 0 | 0 | 0 | 0 | 0 | 0 | 0 | 0 | 0 | 240 | 0 | 0 | 0 | 2100 | 0 | 0 | 0 | 0 | 0 | 0 | 0 | 0 | 0 | 1 | 0 | 1 | 1 | 0 | 0 | 0 | -5476.131 | -2224.5325 | 2782.299 | Devers-Red Bluff Constraint | Devers-Red Bluff Constraint | Devers-Red Bluff Constraint
East of Pisgah Study Area | Eldorado | 230 | 0 | 0 | 0 | 0 | 0 | 0 | 0 | 0 | 0 | 0 | 0 | 0 | 0 | 0 | 0 | 0 | 0 | 0 | 0 | 1 | 0 | 1 | 0 | 0 | 0 | 0 | 0 | 0 | 1 | 0 | 0 | 0 | 0 | 0 | 0 | 0 | 0 | 0 | 0 | 0 | 0 | 0 | 0 | 0 | 0 | 0 | 0 | 0 | 0 | 0 | 0 | 0 | 0 | 0 | 0 | 0 | 0 | 0 | 0 | 0 | 0 | 0 | 0 | 0 | 0 | 0 | 0 | 0 | 0 | 0 | 0 | 0 | 0 | 0 | 0 | 0 | 0 | 0 | 0 | 0 | 0 | 0 | 0 | 0 | 0 | 0 | 0 | 0 | 0 | 0 | 0 | 0 | 0 | 0 | 0 | 0 | 0 | 0 | 0 | 0 | 0 | 0 | 0 | 0 | 0 | 0 | 0 | 2 |  | 88.2 | 0 | 0 | 0 | 0 | 0 | 0 | 0 | 0 | 0 | 0 | 0 | 0 | 0 | 1 | 26 | 0 | 0 | 0 | 0 | 0 | 0 | 0 | 0 | 0 | 300 | 279 | 0 | 0 | 1 | 0 | 1 | 1 | 0 | 0 | 0 | -5476.131 | -2224.5325 | 2782.299 | Devers-Red Bluff Constraint | Devers-Red Bluff Constraint | Devers-Red Bluff Constraint
PG&E Kern Study Area | Elk Hills | 230 | 0 | 0 | 0 | 0 | 0 | 0 | 0 | 0 | 0 | 0 | 0 | 0 | 0 | 0 | 0 | 0 | 0 | 0 | 0 | 0 | 0 | 0 | 0 | 0 | 0 | 0 | 0 | 0 | 0 | 0 | 0 | 0 | 0 | 0 | 0 | 0 | 0 | 0 | 0 | 0 | 0 | 0 | 0 | 0 | 0 | 0 | 0 | 0 | 0 | 0 | 0 | 0 | 0 | 0 | 0 | 0 | 0 | 0 | 0 | 0 | 0 | 0 | 0 | 0 | 0 | 0 | 0 | 0 | 0 | 0 | 0 | 0 | 0 | 0 | 0 | 1 | 1 | 0 | 0 | 0 | 0 | 0 | 0 | 0 | 0 | 1 | 1 | 0 | 0 | 0 | 0 | 0 | 0 | 0 | 0 | 0 | 0 | 0 | 0 | 0 | 0 | 0 | 0 | 1 | 1 | 0 | 0 | 0 |  | 0 | 0 | 0 | 0 | 0 | 0 | 0 | 0 | 0 | 0 | 0 | 0 | 0 | 0 | 0 | 0 | 0 | 0 | 0 | 0 | 0 | 0 | 0 | 5.25 | 0 | 0 | 0 | 0 | 0 | 1 | 2 | 0 | 2 | 0 | 1 | 0 | -879.03 | -349.77 | -247.3393 | Midway-Q2005 230kV Line | Midway-Q2005 230kV Line | Midway-Q2005 230kV Line
SDG&E Study Area | Elliot | 69 | 0 | 0 | 0 | 0 | 0 | 0 | 0 | 0 | 0 | 0 | 0 | 0 | 0 | 0 | 0 | 0 | 0 | 0 | 0 | 0 | 0 | 0 | 0 | 0 | 0 | 0 | 0 | 0 | 0 | 0 | 0 | 0 | 1 | 0 | 0 | 0 | 0 | 0 | 0 | 0 | 0 | 0 | 0 | 0 | 0 | 0 | 0 | 0 | 0 | 0 | 0 | 0 | 0 | 0 | 0 | 0 | 0 | 0 | 0 | 0 | 0 | 0 | 0 | 0 | 0 | 0 | 0 | 0 | 0 | 0 | 0 | 0 | 0 | 0 | 0 | 0 | 0 | 0 | 0 | 0 | 0 | 0 | 0 | 0 | 0 | 0 | 0 | 0 | 0 | 0 | 0 | 0 | 0 | 0 | 0 | 0 | 0 | 0 | 0 | 0 | 0 | 0 | 0 | 0 | 0 | 0 | 0 | 1 |  | 0 | 0 | 0 | 0 | 0 | 0 | 0 | 0 | 0 | 0 | 0 | 0 | 0 | 0 | 0 | 0 | 0 | 0 | 0 | 0 | 0 | 0 | 0 | 0 | 0 | 0 | 9.75 | 0 | 0 | 1 | 0 | 1 | 0 | 0 | 0 | 0 | -417.51 | 584.675 | 1225.71 | Internal San Diego Area constraint | Internal San Diego Area constraint | Internal San Diego Area constraint
SCE Metro Study Area | Ellis | 230 | 0 | 0 | 0 | 0 | 0 | 0 | 0 | 0 | 0 | 0 | 0 | 0 | 1 | 0 | 0 | 0 | 0 | 0 | 0 | 0 | 0 | 0 | 0 | 0 | 0 | 0 | 0 | 0 | 0 | 0 | 0 | 0 | 0 | 0 | 0 | 0 | 0 | 0 | 0 | 0 | 0 | 0 | 0 | 0 | 0 | 0 | 0 | 0 | 0 | 0 | 0 | 0 | 0 | 0 | 0 | 0 | 0 | 0 | 0 | 0 | 0 | 0 | 0 | 0 | 0 | 0 | 0 | 0 | 0 | 0 | 0 | 0 | 0 | 0 | 0 | 0 | 0 | 0 | 0 | 0 | 0 | 0 | 0 | 0 | 0 | 0 | 0 | 0 | 0 | 0 | 0 | 0 | 0 | 0 | 0 | 0 | 0 | 0 | 0 | 0 | 0 | 0 | 0 | 0 | 0 | 0 | 0 | 0 |  | 0 | 0 | 0 | 0 | 0 | 0 | 0 | 0 | 0 | 0 | 0 | 0 | 0 | 0 | 0 | 0 | 0 | 0 | 0 | 0 | 0 | 0 | 0 | 0 | 0 | 0 | 0 | 0 | 0 | 0 | 0 | 0 | 0 | 0 | 0 | 0 | 11840.638 | 12772.921 | 15592.11 | SCE Metro Area Default Constraint | SCE Metro Area Default Constraint | SCE Metro Area Default Constraint
SDG&E Study Area | Encina | 230 | 0 | 0 | 0 | 0 | 0 | 0 | 0 | 0 | 0 | 0 | 0 | 0 | 0 | 0 | 0 | 0 | 0 | 0 | 0 | 0 | 0 | 0 | 0 | 0 | 0 | 0 | 0 | 0 | 0 | 0 | 0 | 0 | 0 | 0 | 1 | 0 | 1 | 0 | 0 | 0 | 0 | 0 | 0 | 0 | 0 | 0 | 0 | 0 | 0 | 0 | 0 | 0 | 0 | 0 | 0 | 0 | 0 | 0 | 0 | 0 | 0 | 0 | 0 | 0 | 0 | 0 | 0 | 0 | 0 | 0 | 0 | 0 | 0 | 0 | 0 | 0 | 0 | 0 | 0 | 0 | 0 | 0 | 0 | 0 | 0 | 0 | 0 | 0 | 0 | 0 | 0 | 0 | 0 | 0 | 0 | 0 | 0 | 0 | 0 | 0 | 0 | 0 | 0 | 0 | 0 | 0 | 0 | 2 |  | 0 | 0 | 0 | 0 | 0 | 0 | 0 | 0 | 0 | 0 | 0 | 0 | 0 | 0 | 0 | 0 | 0 | 0 | 0 | 0 | 0 | 0 | 0 | 0 | 0 | 0 | 0 | 0 | 0 | 0 | 0 | 2 | 0 | 0 | 0 | 0 | -345.41 | 647.65 | 2825.46 | Encina - San Luis Rey 230 kV constraint | Encina - San Luis Rey 230 kV constraint | Encina - San Luis Rey 230 kV constraint
SDG&E Study Area | Escondido | 230 | 0 | 0 | 0 | 0 | 0 | 0 | 0 | 0 | 0 | 0 | 0 | 0 | 0 | 0 | 0 | 0 | 0 | 0 | 0 | 0 | 0 | 0 | 0 | 0 | 0 | 0 | 0 | 0 | 0 | 1 | 0 | 0 | 1 | 0 | 1 | 0 | 1 | 0 | 0 | 0 | 0 | 1 | 0 | 0 | 0 | 0 | 0 | 0 | 0 | 0 | 0 | 0 | 0 | 0 | 0 | 0 | 0 | 0 | 0 | 0 | 0 | 0 | 0 | 0 | 0 | 0 | 0 | 0 | 0 | 0 | 0 | 0 | 0 | 0 | 0 | 0 | 0 | 0 | 0 | 0 | 0 | 0 | 0 | 0 | 0 | 0 | 0 | 0 | 0 | 0 | 0 | 0 | 0 | 0 | 0 | 0 | 0 | 0 | 0 | 0 | 0 | 0 | 0 | 0 | 0 | 0 | 0 | 3 |  | 0 | 0 | 0 | 0 | 0 | 0 | 0 | 0 | 0 | 0 | 0 | 0 | 50 | 0 | 1 | 0 | 0 | 0 | 0 | 0 | 0 | 0 | 0 | 0 | 0 | 0 | 0 | 0 | 0 | 0 | 1 | 3 | 0 | 0 | 0 | 0 | -417.51 | 579.125 | 1225.71 | Internal San Diego Area constraint | Talega 230 kV constraint | Internal San Diego Area constraint
SCE Eastern Study Area | Etiwanda | 230 | 0 | 0 | 0 | 0 | 0 | 0 | 0 | 0 | 0 | 0 | 0 | 0 | 0 | 0 | 0 | 0 | 0 | 0 | 0 | 0 | 0 | 0 | 0 | 1 | 0 | 1 | 0 | 0 | 0 | 0 | 0 | 0 | 0 | 0 | 0 | 0 | 0 | 0 | 0 | 0 | 0 | 0 | 0 | 0 | 0 | 0 | 0 | 0 | 0 | 0 | 0 | 0 | 0 | 0 | 0 | 0 | 0 | 0 | 0 | 0 | 0 | 0 | 0 | 0 | 0 | 0 | 0 | 0 | 0 | 0 | 0 | 0 | 0 | 0 | 0 | 0 | 0 | 0 | 0 | 0 | 0 | 0 | 0 | 0 | 0 | 0 | 0 | 0 | 0 | 0 | 0 | 0 | 0 | 0 | 0 | 0 | 0 | 0 | 0 | 0 | 0 | 0 | 0 | 0 | 0 | 0 | 0 | 1 |  | 0 | 0 | 0 | 0 | 0 | 0 | 0 | 0 | 0 | 0 | 0 | 100 | 0 | 0 | 1 | 0 | 0 | 0 | 0 | 0 | 0 | 0 | 0 | 0 | 0 | 0 | 100 | 0 | 0 | 1 | 0 | 1 | 0 | 0 | 0 | 0 | -1764.7442 | 1121.1667 | 10173.616 | Serrano-Alberhill-Valley Constraint | Serrano-Alberhill-Valley Constraint | Etiwanda-Rancho Vista Constraint
PG&E Greater Bay Study Area | Evergreen | 115 | 0 | 0 | 0 | 0 | 0 | 0 | 0 | 0 | 0 | 0 | 0 | 0 | 0 | 0 | 0 | 0 | 0 | 0 | 0 | 0 | 0 | 0 | 0 | 0 | 0 | 0 | 0 | 0 | 0 | 0 | 0 | 0 | 0 | 0 | 0 | 0 | 0 | 0 | 0 | 0 | 0 | 0 | 0 | 0 | 0 | 0 | 0 | 0 | 0 | 0 | 0 | 0 | 0 | 0 | 0 | 0 | 0 | 0 | 0 | 0 | 1 | 0 | 0 | 0 | 1 | 0 | 0 | 0 | 0 | 0 | 0 | 1 | 1 | 0 | 0 | 0 | 0 | 0 | 0 | 0 | 0 | 0 | 0 | 0 | 0 | 0 | 0 | 0 | 0 | 0 | 0 | 0 | 0 | 0 | 0 | 0 | 0 | 0 | 0 | 0 | 0 | 0 | 0 | 0 | 0 | 0 | 0 | 1 |  | 0 | 0 | 0 | 0 | 0 | 0 | 0 | 0 | 0 | 0 | 0 | 0 | 0 | 0 | 0 | 0 | 0 | 0 | 0 | 0 | 0 | 0 | 0 | 0 | 0 | 0 | 0 | 0 | 0 | 0 | 0 | 0 | 0 | 0 | 0 | 0 | 0.7 | 156.45 | 625.5 | Morganhill-Metcalf 115kV Line | Morganhill-Metcalf 115kV Line | Morganhill-Metcalf 115kV Line
PG&E Fresno Study Area | Excelsior | 115 | 0 | 0 | 0 | 0 | 0 | 0 | 0 | 0 | 0 | 0 | 0 | 0 | 0 | 0 | 0 | 0 | 0 | 0 | 0 | 0 | 0 | 0 | 0 | 0 | 0 | 0 | 0 | 0 | 0 | 0 | 0 | 0 | 0 | 0 | 0 | 0 | 0 | 0 | 0 | 0 | 0 | 0 | 0 | 0 | 0 | 0 | 0 | 0 | 0 | 0 | 0 | 0 | 0 | 0 | 0 | 0 | 0 | 0 | 0 | 0 | 0 | 0 | 0 | 0 | 0 | 0 | 0 | 0 | 0 | 0 | 0 | 0 | 0 | 0 | 0 | 0 | 1 | 0 | 0 | 0 | 0 | 0 | 0 | 0 | 0 | 1 | 1 | 1 | 1 | 1 | 0 | 1 | 1 | 1 | 1 | 1 | 0 | 0 | 0 | 0 | 0 | 0 | 0 | 0 | 0 | 1 | 0 | 3 |  | 0 | 0 | 0 | 0 | 0 | 0 | 0 | 0 | 0 | 0 | 0 | 0 | 0 | 0 | 0 | 0 | 0 | 0 | 0 | 0 | 0 | 0 | 0 | 0 | 0 | 0 | 0 | 0 | 0 | 0 | 2 | 0 | 1 | 0 | 4 | 0 | -879.03 | -349.77 | -412.8075 | Midway-Q2005 230kV Line | Midway-Q2005 230kV Line | Moss Landing-Las Aguilas 230 kV Line
PG&E Fresno Study Area | Exchequer | 115 | 0 | 0 | 0 | 0 | 0 | 0 | 0 | 0 | 0 | 0 | 0 | 0 | 0 | 0 | 0 | 0 | 0 | 0 | 0 | 0 | 0 | 0 | 0 | 0 | 0 | 0 | 0 | 0 | 0 | 0 | 0 | 0 | 0 | 0 | 0 | 0 | 0 | 0 | 0 | 0 | 0 | 0 | 0 | 0 | 0 | 0 | 0 | 0 | 0 | 0 | 1 | 0 | 0 | 0 | 0 | 0 | 0 | 0 | 0 | 0 | 0 | 0 | 0 | 0 | 0 | 0 | 0 | 0 | 0 | 0 | 0 | 0 | 0 | 0 | 0 | 0 | 1 | 0 | 0 | 0 | 0 | 0 | 0 | 0 | 0 | 1 | 1 | 0 | 1 | 1 | 1 | 1 | 1 | 1 | 0 | 1 | 0 | 1 | 1 | 1 | 0 | 1 | 0 | 0 | 0 | 1 | 0 | 4 |  | 0 | 0 | 0 | 0 | 0 | 0 | 0 | 0 | 0 | 0 | 0 | 0 | 0 | 0 | 0 | 0 | 5.2 | 0 | 0 | 0 | 0 | 0 | 0 | 0 | 0 | 0 | 0 | 0 | 0 | 1 | 2 | 1 | 2 | 0 | 4 | 0 | -879.03 | -349.77 | -412.8075 | Midway-Q2005 230kV Line | Midway-Q2005 230kV Line | Moss Landing-Las Aguilas 230 kV Line
PG&E Kern Study Area | Fairway | 115 | 0 | 0 | 0 | 0 | 0 | 0 | 0 | 0 | 0 | 0 | 0 | 0 | 0 | 0 | 0 | 0 | 0 | 0 | 0 | 0 | 0 | 0 | 0 | 0 | 0 | 0 | 0 | 0 | 0 | 0 | 0 | 0 | 0 | 0 | 0 | 0 | 0 | 0 | 0 | 0 | 0 | 0 | 0 | 0 | 0 | 0 | 0 | 0 | 0 | 0 | 0 | 0 | 0 | 0 | 0 | 0 | 0 | 0 | 0 | 0 | 0 | 0 | 0 | 0 | 0 | 0 | 0 | 0 | 0 | 0 | 0 | 0 | 0 | 0 | 0 | 0 | 1 | 0 | 0 | 0 | 0 | 0 | 0 | 0 | 0 | 1 | 0 | 0 | 0 | 0 | 0 | 0 | 0 | 0 | 0 | 1 | 0 | 0 | 0 | 0 | 0 | 0 | 0 | 0 | 1 | 0 | 0 | 0 |  | 0 | 0 | 0 | 0 | 0 | 0 | 0 | 0 | 0 | 0 | 0 | 10 | 0 | 0 | 1 | 0 | 0 | 0 | 0 | 0 | 0 | 0 | 0 | 0 | 0 | 0 | 0 | 0 | 0 | 0 | 1 | 0 | 1 | 0 | 2 | 0 | -879.03 | -349.77 | -247.3393 | Midway-Q2005 230kV Line | Midway-Q2005 230kV Line | Midway-Q2005 230kV Line
PG&E Kern Study Area | Famoso | 115 | 0 | 0 | 0 | 0 | 0 | 0 | 0 | 0 | 0 | 0 | 0 | 0 | 0 | 0 | 0 | 0 | 0 | 0 | 0 | 0 | 0 | 0 | 0 | 0 | 0 | 0 | 0 | 0 | 0 | 0 | 0 | 0 | 0 | 0 | 0 | 0 | 0 | 0 | 0 | 0 | 0 | 0 | 0 | 0 | 0 | 0 | 0 | 0 | 0 | 0 | 0 | 0 | 0 | 0 | 0 | 0 | 0 | 0 | 0 | 0 | 0 | 0 | 0 | 0 | 0 | 0 | 0 | 0 | 0 | 0 | 0 | 0 | 0 | 0 | 0 | 0 | 0 | 0 | 1 | 0 | 0 | 0 | 1 | 1 | 0 | 0 | 0 | 0 | 0 | 0 | 0 | 0 | 0 | 0 | 0 | 0 | 0 | 0 | 0 | 0 | 0 | 0 | 0 | 0 | 0 | 0 | 0 | 0 |  | 0 | 0 | 0 | 0 | 0 | 0 | 0 | 0 | 0 | 0 | 0 | 0 | 0 | 0 | 0 | 0 | 0 | 0 | 0 | 0 | 0 | 0 | 0 | 5 | 0 | 0 | 0 | 0 | 0 | 1 | 0 | 0 | 0 | 0 | 0 | 0 | 120.518 | 91.2401 | 116.4122 | Semitropic-Midway 115kV Line | Semitropic-Midway 115kV Line | Semitropic-Midway 115kV Line
PG&E Greater Bay Study Area | Fibreboard (SPI Sonora) | 115 | 0 | 0 | 0 | 0 | 0 | 0 | 0 | 0 | 0 | 0 | 0 | 0 | 0 | 0 | 0 | 0 | 0 | 0 | 0 | 0 | 0 | 0 | 0 | 0 | 0 | 0 | 0 | 0 | 0 | 0 | 0 | 0 | 0 | 0 | 0 | 0 | 0 | 0 | 0 | 0 | 0 | 0 | 0 | 0 | 1 | 0 | 0 | 0 | 0 | 0 | 0 | 0 | 0 | 0 | 0 | 0 | 0 | 0 | 1 | 1 | 1 | 1 | 0 | 1 | 1 | 0 | 0 | 0 | 0 | 0 | 0 | 0 | 0 | 1 | 1 | 0 | 0 | 0 | 0 | 0 | 0 | 0 | 0 | 0 | 0 | 0 | 0 | 0 | 0 | 0 | 0 | 0 | 0 | 0 | 0 | 0 | 0 | 0 | 0 | 0 | 0 | 0 | 0 | 0 | 0 | 0 | 0 | 0 |  | 0 | 0 | 0 | 0 | 0 | 0 | 0 | 0 | 0 | 0 | 0 | 0 | 0 | 0 | 0 | 0 | 0 | 0 | 0 | 0 | 0 | 0 | 0 | 0 | 0 | 0 | 0 | 0 | 0 | 0 | 3 | 0 | 0 | 0 | 0 | 0 | -403.7865 | 29 | 29 | Vaca Dixon-Tesla 500kV Line | Contra Costa #1 115kV Line | Contra Costa #1 115kV Line
PG&E Fresno Study Area | Figarden | 230 | 0 | 0 | 0 | 0 | 0 | 0 | 0 | 0 | 0 | 0 | 0 | 0 | 0 | 0 | 0 | 0 | 0 | 0 | 0 | 0 | 0 | 0 | 0 | 0 | 0 | 0 | 0 | 0 | 0 | 0 | 0 | 0 | 0 | 0 | 0 | 0 | 0 | 0 | 0 | 0 | 0 | 0 | 0 | 0 | 0 | 0 | 0 | 0 | 0 | 0 | 1 | 0 | 0 | 0 | 0 | 0 | 0 | 0 | 0 | 0 | 0 | 0 | 0 | 0 | 0 | 0 | 0 | 0 | 0 | 0 | 0 | 0 | 0 | 0 | 0 | 0 | 1 | 0 | 0 | 0 | 0 | 0 | 0 | 0 | 0 | 1 | 1 | 0 | 1 | 1 | 1 | 1 | 1 | 1 | 1 | 1 | 0 | 1 | 1 | 0 | 0 | 1 | 0 | 0 | 0 | 1 | 0 | 4 |  | 0 | 0 | 0 | 0 | 0 | 0 | 0 | 0 | 0 | 0 | 0 | 0 | 0 | 0 | 0 | 0 | 0 | 0 | 0 | 0 | 0 | 0 | 0 | 0 | 0 | 0 | 0 | 0 | 0 | 0 | 3 | 1 | 2 | 0 | 4 | 0 | -879.03 | -349.77 | -412.8075 | Midway-Q2005 230kV Line | Midway-Q2005 230kV Line | Moss Landing-Las Aguilas 230 kV Line
PG&E Fresno Study Area | Fink (Proposed) | 230 | 0 | 0 | 0 | 0 | 0 | 0 | 0 | 0 | 0 | 0 | 0 | 0 | 0 | 0 | 0 | 0 | 0 | 0 | 0 | 0 | 0 | 0 | 0 | 0 | 0 | 0 | 0 | 0 | 0 | 0 | 0 | 0 | 0 | 0 | 0 | 0 | 0 | 0 | 0 | 0 | 0 | 0 | 0 | 0 | 0 | 0 | 0 | 0 | 0 | 0 | 0 | 0 | 0 | 0 | 0 | 0 | 0 | 0 | 0 | 0 | 0 | 0 | 0 | 0 | 0 | 0 | 0 | 0 | 0 | 0 | 0 | 0 | 0 | 0 | 0 | 0 | 1 | 0 | 0 | 0 | 0 | 0 | 0 | 0 | 0 | 0 | 1 | 0 | 0 | 0 | 0 | 1 | 0 | 0 | 0 | 0 | 0 | 0 | 0 | 0 | 0 | 0 | 0 | 0 | 0 | 0 | 0 | 1 |  | 0 | 0 | 0 | 0 | 0 | 0 | 0 | 0 | 0 | 50 | 0 | 5 | 0 | 0 | 1 | 0 | 0 | 0 | 0 | 0 | 0 | 0 | 0 | 0 | 170 | 0 | 157 | 30 | 0 | 1 | 1 | 0 | 1 | 0 | 1 | 0 | -879.03 | -349.77 | -247.3393 | Midway-Q2005 230kV Line | Midway-Q2005 230kV Line | Midway-Q2005 230kV Line
PG&E Greater Bay Study Area | FMC | 115 | 0 | 0 | 0 | 0 | 0 | 0 | 0 | 0 | 0 | 0 | 0 | 0 | 0 | 0 | 0 | 0 | 0 | 0 | 0 | 0 | 0 | 0 | 0 | 0 | 0 | 0 | 0 | 0 | 0 | 0 | 0 | 0 | 0 | 0 | 0 | 0 | 0 | 0 | 0 | 0 | 0 | 0 | 0 | 0 | 0 | 0 | 0 | 0 | 0 | 0 | 0 | 0 | 0 | 0 | 0 | 0 | 0 | 0 | 0 | 0 | 1 | 0 | 0 | 0 | 1 | 0 | 0 | 0 | 0 | 0 | 0 | 1 | 1 | 0 | 0 | 0 | 0 | 0 | 0 | 0 | 0 | 0 | 0 | 0 | 0 | 0 | 0 | 0 | 0 | 0 | 0 | 0 | 0 | 0 | 0 | 0 | 0 | 0 | 0 | 0 | 0 | 0 | 0 | 0 | 0 | 0 | 0 | 1 |  | 0 | 0 | 0 | 0 | 0 | 0 | 0 | 0 | 0 | 0 | 0 | 0 | 0 | 0 | 0 | 0 | 0 | 0 | 0 | 0 | 0 | 0 | 0 | 0 | 0 | 0 | 0 | 0 | 0 | 0 | 0 | 0 | 0 | 0 | 0 | 0 | 0.7 | 156.45 | 625.5 | Morganhill-Metcalf 115kV Line | Morganhill-Metcalf 115kV Line | Morganhill-Metcalf 115kV Line
PG&E Greater Bay Study Area | Frogtown | 115 | 0 | 0 | 0 | 0 | 0 | 0 | 0 | 0 | 0 | 0 | 0 | 0 | 0 | 0 | 0 | 0 | 0 | 0 | 0 | 0 | 0 | 0 | 0 | 0 | 0 | 0 | 0 | 0 | 0 | 0 | 0 | 0 | 0 | 0 | 0 | 0 | 0 | 0 | 0 | 0 | 0 | 0 | 0 | 0 | 0 | 0 | 0 | 0 | 0 | 0 | 0 | 0 | 0 | 0 | 0 | 0 | 0 | 0 | 0 | 0 | 0 | 0 | 1 | 0 | 0 | 0 | 0 | 0 | 0 | 0 | 0 | 0 | 0 | 0 | 0 | 0 | 0 | 0 | 0 | 0 | 0 | 0 | 0 | 0 | 0 | 0 | 0 | 0 | 0 | 0 | 0 | 0 | 0 | 0 | 0 | 0 | 0 | 0 | 0 | 0 | 0 | 0 | 0 | 0 | 0 | 0 | 0 | 0 |  | 0 | 0 | 0 | 0 | 0 | 0 | 0 | 0 | 0 | 0 | 0 | 0 | 0 | 0 | 0 | 0 | 0 | 0 | 0 | 0 | 0 | 0 | 0 | 0 | 0 | 0 | 0 | 0 | 0 | 0 | 0 | 0 | 0 | 0 | 0 | 0 | 3.859 | 102.156 | 280.6464 | Kasson Jct-Heinz 115 kV line | Kasson Jct-Heinz 115 kV line | Kasson Jct-Heinz 115 kV line
PG&E North of Greater Bay Study Area | Fulton | 230 | 0 | 0 | 0 | 0 | 0 | 0 | 0 | 0 | 0 | 0 | 0 | 0 | 0 | 0 | 0 | 0 | 0 | 0 | 0 | 0 | 0 | 0 | 0 | 0 | 0 | 0 | 0 | 0 | 0 | 0 | 0 | 0 | 0 | 0 | 0 | 0 | 0 | 0 | 0 | 0 | 0 | 0 | 0 | 1 | 0 | 0 | 1 | 0 | 0 | 0 | 0 | 0 | 0 | 0 | 0 | 0 | 0 | 1 | 1 | 1 | 1 | 0 | 0 | 1 | 1 | 0 | 0 | 0 | 0 | 0 | 0 | 0 | 0 | 0 | 1 | 0 | 0 | 0 | 0 | 0 | 0 | 0 | 0 | 0 | 0 | 0 | 0 | 0 | 0 | 0 | 0 | 0 | 0 | 0 | 0 | 0 | 0 | 0 | 0 | 0 | 0 | 0 | 0 | 0 | 0 | 0 | 0 | 1 |  | 0 | 0 | 0 | 0 | 0 | 0 | 0 | 0 | 0 | 0 | 0 | 0 | 0 | 0 | 0 | 0 | 0 | 0 | 0 | 0 | 0 | 0 | 0 | 0 | 0 | 0 | 38 | 0 | 0 | 1 | 2 | 0 | 0 | 0 | 0 | 0 | -27.8328 | 376.8008 | 667.3975 | Windmaster-Delta pumps 230 kV line | Birds Landing-Contra Costa 230kV Line | Birds Landing-Contra Costa 230kV Line
PG&E North of Greater Bay Study Area | Fulton | 115 | 0 | 0 | 0 | 0 | 0 | 0 | 0 | 0 | 0 | 0 | 0 | 0 | 0 | 0 | 0 | 0 | 0 | 0 | 0 | 0 | 0 | 0 | 0 | 0 | 0 | 0 | 0 | 0 | 0 | 0 | 0 | 0 | 0 | 0 | 0 | 0 | 0 | 0 | 0 | 0 | 0 | 0 | 0 | 1 | 1 | 0 | 1 | 0 | 0 | 0 | 0 | 0 | 0 | 0 | 0 | 0 | 1 | 1 | 1 | 1 | 1 | 0 | 0 | 0 | 1 | 0 | 0 | 0 | 0 | 0 | 0 | 0 | 0 | 1 | 1 | 0 | 0 | 0 | 0 | 0 | 0 | 0 | 0 | 0 | 0 | 0 | 0 | 0 | 0 | 0 | 0 | 0 | 0 | 0 | 0 | 0 | 0 | 0 | 0 | 0 | 0 | 0 | 0 | 0 | 0 | 0 | 0 | 2 |  | 0 | 0 | 0 | 0 | 0 | 0 | 0 | 0 | 0 | 0 | 0 | 0 | 0 | 0 | 0 | 0 | 2 | 0 | 0 | 0 | 0 | 0 | 0 | 0 | 0 | 0 | 0 | 0 | 0 | 1 | 3 | 0 | 0 | 0 | 0 | 0 | -403.7865 | 376.8008 | 532.0172 | Vaca Dixon-Tesla 500kV Line | Birds Landing-Contra Costa 230kV Line | Lakeville-Ignacio 230 kV line
East of Pisgah Study Area | Carpenter Canyon (fka Gamebird) | 230 | 0 | 0 | 0 | 0 | 0 | 0 | 0 | 0 | 0 | 0 | 0 | 0 | 0 | 0 | 0 | 0 | 0 | 0 | 0 | 1 | 0 | 1 | 0 | 0 | 0 | 0 | 0 | 1 | 1 | 0 | 0 | 0 | 0 | 0 | 0 | 0 | 0 | 0 | 0 | 0 | 0 | 0 | 0 | 0 | 0 | 0 | 0 | 0 | 0 | 0 | 0 | 0 | 0 | 0 | 0 | 0 | 0 | 0 | 0 | 0 | 0 | 0 | 0 | 0 | 0 | 0 | 0 | 0 | 0 | 0 | 0 | 0 | 0 | 0 | 0 | 0 | 0 | 0 | 0 | 0 | 0 | 0 | 0 | 0 | 0 | 0 | 0 | 0 | 0 | 0 | 0 | 0 | 0 | 0 | 0 | 0 | 0 | 0 | 0 | 0 | 0 | 0 | 0 | 0 | 0 | 0 | 0 | 3 |  | 0 | 0 | 0 | 0 | 0 | 0 | 0 | 0 | 0 | 0 | 0 | 0 | 0 | 0 | 0 | 0 | 0 | 0 | 0 | 0 | 0 | 0 | 0 | 0 | 210 | 0 | 0 | 0 | 0 | 1 | 0 | 1 | 1 | 0 | 0 | 0 | -5476.131 | -2224.5325 | 1501.15 | Devers-Red Bluff Constraint | Devers-Red Bluff Constraint | GLW 230kV area constraint
East of Pisgah Study Area | Carpenter Canyon (fka Gamebird) | 138 | 0 | 0 | 0 | 0 | 0 | 0 | 0 | 0 | 0 | 0 | 0 | 0 | 0 | 0 | 0 | 0 | 0 | 0 | 0 | 1 | 0 | 1 | 0 | 0 | 0 | 0 | 0 | 1 | 1 | 0 | 0 | 0 | 0 | 0 | 0 | 0 | 0 | 0 | 0 | 0 | 0 | 0 | 0 | 0 | 0 | 0 | 0 | 0 | 0 | 0 | 0 | 0 | 0 | 0 | 0 | 0 | 0 | 0 | 0 | 0 | 0 | 0 | 0 | 0 | 0 | 0 | 0 | 0 | 0 | 0 | 0 | 0 | 0 | 0 | 0 | 0 | 0 | 0 | 0 | 0 | 0 | 0 | 0 | 0 | 0 | 0 | 0 | 0 | 0 | 0 | 0 | 0 | 0 | 0 | 0 | 0 | 0 | 0 | 0 | 0 | 0 | 0 | 0 | 0 | 0 | 0 | 0 | 3 |  | 0 | 0 | 0 | 0 | 0 | 0 | 0 | 0 | 0 | 0 | 0 | 0 | 0 | 0 | 0 | 0 | 0 | 0 | 0 | 0 | 0 | 0 | 0 | 0 | 0 | 0 | 0 | 0 | 0 | 0 | 0 | 1 | 1 | 0 | 0 | 0 | -5476.131 | -2224.5325 | 1501.15 | Devers-Red Bluff Constraint | Devers-Red Bluff Constraint | GLW 230kV area constraint
PG&E Kern Study Area | Ganso | 115 | 0 | 0 | 0 | 0 | 0 | 0 | 0 | 0 | 0 | 0 | 0 | 0 | 0 | 0 | 0 | 0 | 0 | 0 | 0 | 0 | 0 | 0 | 0 | 0 | 0 | 0 | 0 | 0 | 0 | 0 | 0 | 0 | 0 | 0 | 0 | 0 | 0 | 0 | 0 | 0 | 0 | 0 | 0 | 0 | 0 | 0 | 0 | 0 | 0 | 0 | 0 | 0 | 0 | 0 | 0 | 0 | 0 | 0 | 0 | 0 | 0 | 0 | 0 | 0 | 0 | 0 | 0 | 0 | 0 | 0 | 0 | 0 | 0 | 0 | 0 | 1 | 1 | 0 | 0 | 0 | 0 | 0 | 1 | 1 | 0 | 1 | 1 | 0 | 0 | 0 | 0 | 0 | 0 | 0 | 0 | 0 | 0 | 0 | 0 | 0 | 0 | 0 | 0 | 0 | 0 | 0 | 0 | 0 |  | 0 | 0 | 0 | 0 | 0 | 0 | 0 | 0 | 0 | 0 | 0 | 0 | 0 | 0 | 0 | 0 | 1 | 0 | 0 | 0 | 0 | 0 | 0 | 1.5 | 0 | 0 | 0 | 0 | 0 | 1 | 2 | 0 | 2 | 0 | 1 | 0 | -879.03 | -349.77 | -247.3393 | Midway-Q2005 230kV Line | Midway-Q2005 230kV Line | Midway-Q2005 230kV Line
PG&E Fresno Study Area | Gates | 500 | 0 | 0 | 0 | 0 | 0 | 0 | 0 | 0 | 0 | 0 | 0 | 0 | 0 | 0 | 0 | 0 | 0 | 0 | 0 | 0 | 0 | 0 | 0 | 0 | 0 | 0 | 0 | 0 | 0 | 0 | 0 | 0 | 0 | 0 | 0 | 0 | 0 | 0 | 0 | 0 | 0 | 0 | 0 | 0 | 0 | 0 | 0 | 0 | 0 | 0 | 0 | 0 | 0 | 0 | 0 | 0 | 0 | 0 | 0 | 0 | 0 | 0 | 0 | 0 | 0 | 0 | 0 | 0 | 0 | 0 | 0 | 0 | 0 | 0 | 0 | 0 | 1 | 0 | 0 | 0 | 0 | 0 | 0 | 0 | 0 | 1 | 0 | 0 | 0 | 0 | 0 | 0 | 0 | 0 | 0 | 0 | 0 | 0 | 0 | 0 | 0 | 0 | 0 | 0 | 0 | 0 | 0 | 0 |  | 0 | 0 | 0 | 0 | 0 | 0 | 0 | 0 | 0 | 0 | 0 | 0 | 0 | 0 | 0 | 0 | 0 | 0 | 0 | 0 | 0 | 0 | 0 | 0 | 0 | 0 | 0 | 0 | 0 | 0 | 1 | 0 | 1 | 0 | 1 | 0 | -879.03 | -349.77 | -247.3393 | Midway-Q2005 230kV Line | Midway-Q2005 230kV Line | Midway-Q2005 230kV Line
PG&E Fresno Study Area | Gates | 230 | 0 | 0 | 0 | 0 | 0 | 0 | 0 | 0 | 0 | 0 | 0 | 0 | 0 | 0 | 0 | 0 | 0 | 0 | 0 | 0 | 0 | 0 | 0 | 0 | 0 | 0 | 0 | 0 | 0 | 0 | 0 | 0 | 0 | 0 | 0 | 0 | 0 | 0 | 0 | 0 | 0 | 0 | 0 | 0 | 0 | 0 | 0 | 0 | 0 | 0 | 0 | 0 | 0 | 0 | 0 | 0 | 0 | 0 | 0 | 0 | 0 | 0 | 0 | 0 | 0 | 0 | 0 | 0 | 0 | 0 | 0 | 0 | 0 | 0 | 0 | 1 | 1 | 0 | 0 | 0 | 0 | 0 | 0 | 0 | 0 | 1 | 1 | 0 | 1 | 0 | 0 | 1 | 1 | 1 | 0 | 0 | 0 | 0 | 0 | 0 | 0 | 0 | 0 | 1 | 1 | 1 | 0 | 3 |  | 0 | 0 | 0 | 0 | 0 | 0 | 0 | 0 | 0 | 0 | 0 | 0 | 0 | 0 | 0 | 0 | 0 | 0 | 0 | 0 | 0 | 0 | 0 | 0 | 781.5 | 143.5 | 763.131 | 0 | 0 | 1 | 2 | 0 | 2 | 0 | 2 | 0 | -879.03 | -349.77 | -412.8075 | Midway-Q2005 230kV Line | Midway-Q2005 230kV Line | Moss Landing-Las Aguilas 230 kV Line
PG&E Fresno Study Area | New Sub - Gates - Midway (Proposed) | 230 | 0 | 0 | 0 | 0 | 0 | 0 | 0 | 0 | 0 | 0 | 0 | 0 | 0 | 0 | 0 | 0 | 0 | 0 | 0 | 0 | 0 | 0 | 0 | 0 | 0 | 0 | 0 | 0 | 0 | 0 | 0 | 0 | 0 | 0 | 0 | 0 | 0 | 0 | 0 | 0 | 0 | 0 | 0 | 0 | 0 | 0 | 0 | 0 | 0 | 0 | 0 | 0 | 0 | 0 | 0 | 0 | 0 | 0 | 0 | 0 | 0 | 0 | 0 | 0 | 0 | 0 | 0 | 0 | 0 | 0 | 0 | 0 | 0 | 0 | 0 | 1 | 1 | 0 | 0 | 0 | 0 | 0 | 0 | 0 | 0 | 1 | 1 | 0 | 0 | 0 | 0 | 1 | 0 | 0 | 0 | 0 | 0 | 0 | 0 | 0 | 0 | 0 | 0 | 1 | 1 | 0 | 0 | 1 |  | 0 | 0 | 0 | 0 | 0 | 0 | 0 | 0 | 0 | 0 | 0 | 0 | 0 | 0 | 0 | 0 | 0 | 0 | 0 | 0 | 0 | 0 | 0 | 0 | 0 | 0 | 0 | 0 | 0 | 0 | 2 | 0 | 2 | 0 | 1 | 0 | -879.03 | -349.77 | -247.3393 | Midway-Q2005 230kV Line | Midway-Q2005 230kV Line | Midway-Q2005 230kV Line
PG&E Kern Study Area | New Sub - Gates - Templeton (Proposed) | 230 | 0 | 0 | 0 | 0 | 0 | 0 | 0 | 0 | 0 | 0 | 0 | 0 | 0 | 0 | 0 | 0 | 0 | 0 | 0 | 0 | 0 | 0 | 0 | 0 | 0 | 0 | 0 | 0 | 0 | 0 | 0 | 0 | 0 | 0 | 0 | 0 | 0 | 0 | 0 | 0 | 0 | 0 | 0 | 0 | 0 | 0 | 0 | 0 | 0 | 0 | 0 | 0 | 0 | 0 | 0 | 0 | 0 | 0 | 0 | 0 | 0 | 0 | 0 | 0 | 0 | 0 | 0 | 0 | 0 | 0 | 0 | 0 | 0 | 0 | 0 | 1 | 1 | 0 | 0 | 0 | 0 | 0 | 0 | 0 | 0 | 1 | 1 | 1 | 0 | 0 | 0 | 1 | 0 | 0 | 0 | 1 | 1 | 0 | 0 | 0 | 0 | 0 | 0 | 0 | 1 | 0 | 0 | 1 |  | 0 | 0 | 0 | 0 | 0 | 0 | 0 | 0 | 0 | 0 | 0 | 0 | 0 | 0 | 0 | 0 | 0 | 0 | 0 | 0 | 0 | 0 | 0 | 0 | 0 | 0 | 0 | 0 | 0 | 0 | 2 | 0 | 2 | 0 | 2 | 0 | -879.03 | -349.77 | -247.3393 | Midway-Q2005 230kV Line | Midway-Q2005 230kV Line | Midway-Q2005 230kV Line
PG&E North of Greater Bay Study Area | Geysers 12 | 230 | 0 | 0 | 0 | 0 | 0 | 0 | 0 | 0 | 0 | 0 | 0 | 0 | 0 | 0 | 0 | 0 | 0 | 0 | 0 | 0 | 0 | 0 | 0 | 0 | 0 | 0 | 0 | 0 | 0 | 0 | 0 | 0 | 0 | 0 | 0 | 0 | 0 | 0 | 0 | 0 | 0 | 0 | 0 | 1 | 1 | 0 | 1 | 0 | 0 | 0 | 0 | 0 | 0 | 0 | 0 | 0 | 0 | 1 | 1 | 1 | 1 | 0 | 0 | 1 | 1 | 0 | 0 | 0 | 0 | 0 | 0 | 0 | 0 | 1 | 1 | 0 | 0 | 0 | 0 | 0 | 0 | 0 | 0 | 0 | 0 | 0 | 0 | 0 | 0 | 0 | 0 | 0 | 0 | 0 | 0 | 0 | 0 | 0 | 0 | 0 | 0 | 0 | 0 | 0 | 0 | 0 | 0 | 1 |  | 0 | 0 | 0 | 0 | 0 | 0 | 0 | 0 | 0 | 0 | 0 | 0 | 0 | 0 | 0 | 13 | 0 | 0 | 0 | 0 | 0 | 0 | 0 | 0 | 0 | 0 | 0 | 0 | 0 | 1 | 3 | 0 | 0 | 0 | 0 | 0 | -403.7865 | 376.8008 | 667.3975 | Vaca Dixon-Tesla 500kV Line | Birds Landing-Contra Costa 230kV Line | Birds Landing-Contra Costa 230kV Line
PG&E North of Greater Bay Study Area | Geysers 17 | 230 | 0 | 0 | 0 | 0 | 0 | 0 | 0 | 0 | 0 | 0 | 0 | 0 | 0 | 0 | 0 | 0 | 0 | 0 | 0 | 0 | 0 | 0 | 0 | 0 | 0 | 0 | 0 | 0 | 0 | 0 | 0 | 0 | 0 | 0 | 0 | 0 | 0 | 0 | 0 | 0 | 0 | 0 | 0 | 1 | 1 | 0 | 1 | 0 | 0 | 0 | 0 | 0 | 0 | 0 | 0 | 0 | 0 | 1 | 1 | 1 | 1 | 0 | 0 | 1 | 1 | 0 | 0 | 0 | 0 | 0 | 0 | 0 | 0 | 1 | 1 | 0 | 0 | 0 | 0 | 0 | 0 | 0 | 0 | 0 | 0 | 0 | 0 | 0 | 0 | 0 | 0 | 0 | 0 | 0 | 0 | 0 | 0 | 0 | 0 | 0 | 0 | 0 | 0 | 0 | 0 | 0 | 0 | 1 |  | 0 | 0 | 0 | 0 | 0 | 0 | 0 | 0 | 0 | 0 | 0 | 0 | 0 | 0 | 0 | 0 | 0 | 0 | 0 | 0 | 0 | 0 | 0 | 0 | 0 | 0 | 0 | 0 | 0 | 0 | 3 | 0 | 0 | 0 | 0 | 0 | -403.7865 | 376.8008 | 667.3975 | Vaca Dixon-Tesla 500kV Line | Birds Landing-Contra Costa 230kV Line | Birds Landing-Contra Costa 230kV Line
PG&E North of Greater Bay Study Area | Geysers 5&6 | 115 | 0 | 0 | 0 | 0 | 0 | 0 | 0 | 0 | 0 | 0 | 0 | 0 | 0 | 0 | 0 | 0 | 0 | 0 | 0 | 0 | 0 | 0 | 0 | 0 | 0 | 0 | 0 | 0 | 0 | 0 | 0 | 0 | 0 | 0 | 0 | 0 | 0 | 0 | 0 | 0 | 0 | 0 | 0 | 1 | 1 | 0 | 1 | 0 | 0 | 0 | 0 | 0 | 0 | 0 | 0 | 0 | 0 | 1 | 0 | 1 | 1 | 0 | 0 | 0 | 0 | 0 | 0 | 0 | 0 | 0 | 0 | 0 | 0 | 0 | 1 | 0 | 0 | 0 | 0 | 0 | 0 | 0 | 0 | 0 | 0 | 0 | 0 | 0 | 0 | 0 | 0 | 0 | 0 | 0 | 0 | 0 | 0 | 0 | 0 | 0 | 0 | 0 | 0 | 0 | 0 | 0 | 0 | 1 |  | 0 | 0 | 0 | 0 | 0 | 0 | 0 | 0 | 0 | 0 | 0 | 0 | 0 | 0 | 0 | 0 | 0 | 0 | 0 | 0 | 0 | 0 | 0 | 0 | 0 | 0 | 0 | 0 | 0 | 0 | 2 | 0 | 0 | 0 | 0 | 0 | -403.7865 | 376.8008 | 667.3975 | Vaca Dixon-Tesla 500kV Line | Birds Landing-Contra Costa 230kV Line | Birds Landing-Contra Costa 230kV Line
PG&E North of Greater Bay Study Area | Geysers 9&10 Sonoma | 230 | 0 | 0 | 0 | 0 | 0 | 0 | 0 | 0 | 0 | 0 | 0 | 0 | 0 | 0 | 0 | 0 | 0 | 0 | 0 | 0 | 0 | 0 | 0 | 0 | 0 | 0 | 0 | 0 | 0 | 0 | 0 | 0 | 0 | 0 | 0 | 0 | 0 | 0 | 0 | 0 | 0 | 0 | 0 | 1 | 1 | 0 | 0 | 0 | 0 | 0 | 0 | 0 | 0 | 0 | 0 | 0 | 1 | 1 | 1 | 1 | 1 | 0 | 0 | 1 | 1 | 0 | 0 | 0 | 0 | 0 | 0 | 0 | 0 | 1 | 1 | 0 | 0 | 0 | 0 | 0 | 0 | 0 | 0 | 0 | 0 | 0 | 0 | 0 | 0 | 0 | 0 | 0 | 0 | 0 | 0 | 0 | 0 | 0 | 0 | 0 | 0 | 0 | 0 | 0 | 0 | 0 | 0 | 2 |  | 0 | 0 | 0 | 0 | 0 | 0 | 0 | 0 | 0 | 0 | 0 | 0 | 0 | 0 | 0 | 0 | 0 | 0 | 0 | 0 | 0 | 0 | 0 | 0 | 0 | 0 | 0 | 0 | 0 | 0 | 3 | 0 | 0 | 0 | 0 | 0 | -403.7865 | 376.8008 | 532.0172 | Vaca Dixon-Tesla 500kV Line | Birds Landing-Contra Costa 230kV Line | Lakeville-Ignacio 230 kV line
PG&E Fresno Study Area | Giffen | 70 | 0 | 0 | 0 | 0 | 0 | 0 | 0 | 0 | 0 | 0 | 0 | 0 | 0 | 0 | 0 | 0 | 0 | 0 | 0 | 0 | 0 | 0 | 0 | 0 | 0 | 0 | 0 | 0 | 0 | 0 | 0 | 0 | 0 | 0 | 0 | 0 | 0 | 0 | 0 | 0 | 0 | 0 | 0 | 0 | 0 | 0 | 0 | 0 | 0 | 0 | 1 | 0 | 0 | 0 | 0 | 0 | 0 | 0 | 0 | 0 | 0 | 0 | 0 | 0 | 0 | 0 | 0 | 0 | 0 | 0 | 0 | 0 | 0 | 0 | 0 | 0 | 1 | 0 | 0 | 0 | 0 | 0 | 0 | 0 | 0 | 1 | 1 | 0 | 1 | 0 | 0 | 1 | 1 | 1 | 0 | 0 | 0 | 0 | 1 | 0 | 1 | 0 | 0 | 0 | 0 | 1 | 0 | 4 |  | 0 | 0 | 0 | 0 | 0 | 0 | 0 | 0 | 0 | 0 | 0 | 0 | 0 | 0 | 0 | 0 | 0 | 0 | 0 | 0 | 0 | 0 | 0 | 0 | 0 | 0 | 0 | 0 | 0 | 0 | 1 | 1 | 2 | 0 | 2 | 0 | -879.03 | -349.77 | -412.8075 | Midway-Q2005 230kV Line | Midway-Q2005 230kV Line | Moss Landing-Las Aguilas 230 kV Line
PG&E North of Greater Bay Study Area | Glenn | 230 | 0 | 0 | 0 | 0 | 0 | 0 | 0 | 0 | 0 | 0 | 0 | 0 | 0 | 0 | 0 | 0 | 0 | 0 | 0 | 0 | 0 | 0 | 0 | 0 | 0 | 0 | 0 | 0 | 0 | 0 | 0 | 0 | 0 | 0 | 0 | 0 | 0 | 0 | 0 | 0 | 0 | 0 | 0 | 0 | 1 | 0 | 0 | 0 | 0 | 0 | 0 | 0 | 0 | 0 | 0 | 0 | 0 | 0 | 0 | 0 | 0 | 0 | 0 | 0 | 0 | 0 | 0 | 0 | 0 | 0 | 0 | 0 | 0 | 0 | 1 | 0 | 0 | 0 | 0 | 0 | 0 | 0 | 0 | 0 | 0 | 0 | 0 | 0 | 0 | 0 | 0 | 0 | 0 | 0 | 0 | 0 | 0 | 0 | 0 | 0 | 0 | 0 | 0 | 0 | 0 | 0 | 0 | 0 |  | 0 | 0 | 0 | 0 | 0 | 0 | 0 | 0 | 0 | 0 | 0 | 0 | 0 | 0 | 0 | 0 | 4 | 106.5 | 96 | 0 | 0 | 0 | 0 | 0 | 0 | 0 | 0 | 0 | 0 | 1 | 2 | 0 | 0 | 0 | 0 | 0 | -403.7865 | 376.8008 | 667.3975 | Vaca Dixon-Tesla 500kV Line | Birds Landing-Contra Costa 230kV Line | Birds Landing-Contra Costa 230kV Line
PG&E North of Greater Bay Study Area | Gold Hill | 230 | 0 | 0 | 0 | 0 | 0 | 0 | 0 | 0 | 0 | 0 | 0 | 0 | 0 | 0 | 0 | 0 | 0 | 0 | 0 | 0 | 0 | 0 | 0 | 0 | 0 | 0 | 0 | 0 | 0 | 0 | 0 | 0 | 0 | 0 | 0 | 0 | 0 | 0 | 0 | 0 | 0 | 0 | 0 | 0 | 1 | 0 | 0 | 0 | 0 | 1 | 1 | 1 | 0 | 0 | 0 | 0 | 0 | 0 | 0 | 0 | 0 | 0 | 0 | 0 | 1 | 1 | 0 | 0 | 0 | 0 | 0 | 0 | 0 | 0 | 0 | 0 | 0 | 0 | 0 | 0 | 0 | 0 | 0 | 0 | 0 | 0 | 0 | 0 | 0 | 0 | 0 | 0 | 0 | 0 | 0 | 0 | 0 | 0 | 0 | 0 | 0 | 0 | 0 | 0 | 0 | 0 | 0 | 0 |  | 0 | 0 | 0 | 0 | 0 | 0 | 0 | 0 | 0 | 0 | 0 | 0 | 0 | 0 | 0 | 0 | 0 | 0 | 0 | 0 | 0 | 0 | 0 | 0 | 0 | 0 | 0 | 0 | 0 | 0 | 1 | 0 | 0 | 0 | 0 | 0 | -403.7865 | 62.452 | 218.4 | Vaca Dixon-Tesla 500kV Line | Rocklin-Pleaseant grove 115kV line | Rocklin-Pleaseant grove 115kV line
SCE Northern Area | Goleta | 230 | 0 | 0 | 1 | 0 | 1 | 0 | 1 | 0 | 0 | 0 | 0 | 0 | 0 | 0 | 0 | 0 | 0 | 0 | 0 | 0 | 0 | 0 | 0 | 0 | 0 | 0 | 0 | 0 | 1 | 0 | 0 | 0 | 0 | 0 | 0 | 0 | 0 | 0 | 0 | 0 | 0 | 0 | 0 | 0 | 0 | 0 | 0 | 0 | 0 | 0 | 0 | 0 | 0 | 0 | 0 | 0 | 0 | 0 | 0 | 0 | 0 | 0 | 0 | 0 | 0 | 0 | 0 | 0 | 0 | 0 | 0 | 0 | 0 | 0 | 0 | 0 | 0 | 0 | 0 | 0 | 0 | 0 | 0 | 0 | 0 | 0 | 0 | 0 | 0 | 0 | 0 | 0 | 0 | 0 | 0 | 0 | 0 | 0 | 0 | 0 | 0 | 0 | 0 | 0 | 0 | 0 | 0 | 0 |  | 0 | 1.9 | 0 | 0 | 0 | 0 | 0 | 0 | 0 | 0 | 0 | 0 | 0 | 0 | 1 | 0 | 1 | 0 | 0 | 0 | 0 | 0 | 0 | 0 | 0 | 0 | 70 | 0 | 0 | 1 | 1 | 0 | 0 | 0 | 0 | 0 | -96.4338 | 215.3629 | 955.259 | South of Magunden Constraint | South of Magunden Constraint | South of Magunden Constraint
SCE Metro Study Area | Goodrich | 230 | 0 | 0 | 0 | 0 | 0 | 0 | 0 | 0 | 0 | 0 | 0 | 0 | 1 | 0 | 0 | 0 | 0 | 0 | 0 | 0 | 0 | 0 | 0 | 0 | 0 | 0 | 0 | 0 | 0 | 0 | 0 | 0 | 0 | 0 | 0 | 0 | 0 | 0 | 0 | 0 | 0 | 0 | 0 | 0 | 0 | 0 | 0 | 0 | 0 | 0 | 0 | 0 | 0 | 0 | 0 | 0 | 0 | 0 | 0 | 0 | 0 | 0 | 0 | 0 | 0 | 0 | 0 | 0 | 0 | 0 | 0 | 0 | 0 | 0 | 0 | 0 | 0 | 0 | 0 | 0 | 0 | 0 | 0 | 0 | 0 | 0 | 0 | 0 | 0 | 0 | 0 | 0 | 0 | 0 | 0 | 0 | 0 | 0 | 0 | 0 | 0 | 0 | 0 | 0 | 0 | 0 | 0 | 0 |  | 0 | 0 | 0 | 0 | 0 | 0 | 0 | 0 | 0 | 0 | 0 | 0 | 0 | 0 | 0 | 0 | 0 | 0 | 0 | 0 | 0 | 0 | 0 | 0 | 0 | 0 | 0 | 0 | 0 | 0 | 0 | 0 | 0 | 0 | 0 | 0 | 11840.638 | 12772.921 | 15592.11 | SCE Metro Area Default Constraint | SCE Metro Area Default Constraint | SCE Metro Area Default Constraint
PG&E Kern Study Area | Goose Lake | 115 | 0 | 0 | 0 | 0 | 0 | 0 | 0 | 0 | 0 | 0 | 0 | 0 | 0 | 0 | 0 | 0 | 0 | 0 | 0 | 0 | 0 | 0 | 0 | 0 | 0 | 0 | 0 | 0 | 0 | 0 | 0 | 0 | 0 | 0 | 0 | 0 | 0 | 0 | 0 | 0 | 0 | 0 | 0 | 0 | 0 | 0 | 0 | 0 | 0 | 0 | 0 | 0 | 0 | 0 | 0 | 0 | 0 | 0 | 0 | 0 | 0 | 0 | 0 | 0 | 0 | 0 | 0 | 0 | 0 | 0 | 0 | 0 | 0 | 0 | 0 | 1 | 1 | 1 | 1 | 0 | 0 | 0 | 1 | 1 | 0 | 0 | 1 | 1 | 0 | 0 | 0 | 0 | 0 | 0 | 0 | 0 | 0 | 0 | 0 | 0 | 0 | 0 | 0 | 0 | 0 | 0 | 0 | 0 |  | 0 | 0 | 0 | 0 | 0 | 0 | 0 | 0 | 0 | 0 | 0 | 0 | 0 | 0 | 0 | 0 | 0 | 0 | 0 | 0 | 0 | 0 | 0 | 0 | 0 | 0 | 0 | 0 | 0 | 0 | 2 | 0 | 2 | 0 | 1 | 0 | -879.03 | -349.77 | -247.3393 | Midway-Q2005 230kV Line | Midway-Q2005 230kV Line | Midway-Q2005 230kV Line
SCE Metro Study Area | Gould | 230 | 0 | 0 | 0 | 0 | 0 | 0 | 0 | 0 | 0 | 0 | 0 | 0 | 1 | 0 | 0 | 0 | 0 | 0 | 0 | 0 | 0 | 0 | 0 | 0 | 0 | 0 | 0 | 0 | 0 | 0 | 0 | 0 | 0 | 0 | 0 | 0 | 0 | 0 | 0 | 0 | 0 | 0 | 0 | 0 | 0 | 0 | 0 | 0 | 0 | 0 | 0 | 0 | 0 | 0 | 0 | 0 | 0 | 0 | 0 | 0 | 0 | 0 | 0 | 0 | 0 | 0 | 0 | 0 | 0 | 0 | 0 | 0 | 0 | 0 | 0 | 0 | 0 | 0 | 0 | 0 | 0 | 0 | 0 | 0 | 0 | 0 | 0 | 0 | 0 | 0 | 0 | 0 | 0 | 0 | 0 | 0 | 0 | 0 | 0 | 0 | 0 | 0 | 0 | 0 | 0 | 0 | 0 | 0 |  | 0 | 0 | 0 | 0 | 0 | 0 | 0 | 0 | 0 | 0 | 0 | 0 | 0 | 0 | 0 | 0 | 0 | 0 | 0 | 0 | 0 | 0 | 0 | 0 | 0 | 0 | 0 | 0 | 0 | 0 | 0 | 0 | 0 | 0 | 0 | 0 | 11840.638 | 12772.921 | 15592.11 | SCE Metro Area Default Constraint | SCE Metro Area Default Constraint | SCE Metro Area Default Constraint
PG&E Greater Bay Study Area | Grant | 115 | 0 | 0 | 0 | 0 | 0 | 0 | 0 | 0 | 0 | 0 | 0 | 0 | 0 | 0 | 0 | 0 | 0 | 0 | 0 | 0 | 0 | 0 | 0 | 0 | 0 | 0 | 0 | 0 | 0 | 0 | 0 | 0 | 0 | 0 | 0 | 0 | 0 | 0 | 0 | 0 | 0 | 0 | 0 | 0 | 1 | 0 | 0 | 0 | 0 | 0 | 0 | 0 | 0 | 0 | 1 | 1 | 0 | 1 | 1 | 0 | 1 | 0 | 0 | 0 | 0 | 0 | 1 | 0 | 0 | 0 | 0 | 0 | 0 | 1 | 0 | 0 | 0 | 0 | 0 | 0 | 0 | 0 | 0 | 0 | 0 | 0 | 0 | 0 | 0 | 0 | 0 | 0 | 0 | 0 | 0 | 0 | 0 | 0 | 0 | 0 | 0 | 0 | 0 | 0 | 0 | 0 | 0 | 3 |  | 0 | 0 | 0 | 0 | 0 | 0 | 0 | 0 | 0 | 0 | 0 | 0 | 0 | 0 | 0 | 0 | 0 | 0 | 0 | 0 | 0 | 0 | 0 | 0 | 0 | 0 | 0 | 0 | 0 | 0 | 2 | 0 | 0 | 0 | 0 | 0 | -403.7865 | 467.5403 | 950.5913 | Vaca Dixon-Tesla 500kV Line | Windmaster-Delta pumps 230 kV line | Windmaster-Delta pumps 230 kV line
PG&E Greater Bay Study Area | Green Valley | 115 | 0 | 0 | 0 | 0 | 0 | 0 | 0 | 0 | 0 | 0 | 0 | 0 | 0 | 0 | 0 | 0 | 0 | 0 | 0 | 0 | 0 | 0 | 0 | 0 | 0 | 0 | 0 | 0 | 0 | 0 | 0 | 0 | 0 | 0 | 0 | 0 | 0 | 0 | 0 | 0 | 0 | 0 | 0 | 0 | 0 | 0 | 0 | 0 | 0 | 0 | 0 | 0 | 0 | 0 | 0 | 0 | 0 | 1 | 0 | 0 | 1 | 0 | 0 | 0 | 1 | 0 | 0 | 0 | 0 | 0 | 0 | 1 | 1 | 0 | 0 | 0 | 0 | 0 | 0 | 0 | 0 | 0 | 0 | 0 | 0 | 0 | 0 | 0 | 0 | 0 | 0 | 0 | 0 | 0 | 0 | 0 | 0 | 0 | 0 | 0 | 0 | 0 | 0 | 1 | 0 | 0 | 0 | 2 |  | 0 | 0 | 0 | 0 | 0 | 0 | 0 | 0 | 0 | 0 | 0 | 0 | 0 | 0 | 0 | 0 | 0 | 0 | 0 | 0 | 0 | 0 | 0 | 0 | 0 | 0 | 0 | 0 | 0 | 0 | 0 | 0 | 0 | 0 | 0 | 0 | 0.7 | 156.45 | 625.5 | Morganhill-Metcalf 115kV Line | Morganhill-Metcalf 115kV Line | Morganhill-Metcalf 115kV Line
PG&E North of Greater Bay Study Area | Greenleaf 1 | 115 | 0 | 0 | 0 | 0 | 0 | 0 | 0 | 0 | 0 | 0 | 0 | 0 | 0 | 0 | 0 | 0 | 0 | 0 | 0 | 0 | 0 | 0 | 0 | 0 | 0 | 0 | 0 | 0 | 0 | 0 | 0 | 0 | 0 | 0 | 0 | 0 | 0 | 0 | 0 | 0 | 0 | 0 | 0 | 0 | 1 | 1 | 0 | 1 | 0 | 1 | 1 | 1 | 1 | 0 | 0 | 0 | 0 | 0 | 0 | 0 | 0 | 0 | 0 | 0 | 1 | 1 | 0 | 0 | 0 | 0 | 0 | 0 | 0 | 0 | 0 | 0 | 0 | 0 | 0 | 0 | 0 | 0 | 0 | 0 | 0 | 0 | 0 | 0 | 0 | 0 | 0 | 0 | 0 | 0 | 0 | 0 | 0 | 0 | 0 | 0 | 0 | 0 | 0 | 0 | 0 | 0 | 0 | 0 |  | 0 | 0 | 0 | 0 | 0 | 0 | 0 | 0 | 0 | 0 | 0 | 0 | 0 | 0 | 0 | 0 | 0 | 0 | 0 | 0 | 0 | 0 | 0 | 0 | 0 | 0 | 0 | 0 | 0 | 0 | 1 | 0 | 0 | 0 | 0 | 0 | -403.7865 | 62.452 | 66.82 | Vaca Dixon-Tesla 500kV Line | Rocklin-Pleaseant grove 115kV line | Woodland- Davis 115kV line
PG&E Fresno Study Area | Gregg | 230 | 0 | 0 | 0 | 0 | 0 | 0 | 0 | 0 | 0 | 0 | 0 | 0 | 0 | 0 | 0 | 0 | 0 | 0 | 0 | 0 | 0 | 0 | 0 | 0 | 0 | 0 | 0 | 0 | 0 | 0 | 0 | 0 | 0 | 0 | 0 | 0 | 0 | 0 | 0 | 0 | 0 | 0 | 0 | 0 | 0 | 0 | 0 | 0 | 0 | 0 | 1 | 0 | 0 | 0 | 0 | 0 | 0 | 0 | 0 | 0 | 0 | 0 | 0 | 0 | 0 | 0 | 0 | 0 | 0 | 0 | 0 | 0 | 0 | 0 | 0 | 0 | 1 | 0 | 0 | 0 | 0 | 0 | 0 | 0 | 0 | 1 | 1 | 0 | 1 | 1 | 1 | 1 | 1 | 1 | 1 | 1 | 0 | 1 | 1 | 0 | 0 | 1 | 0 | 0 | 0 | 1 | 0 | 4 |  | 0 | 0 | 0 | 0 | 0 | 0 | 0 | 0 | 0 | 0 | 0 | 0 | 0 | 0 | 0 | 0 | 0 | 105 | 35 | 0 | 0 | 0 | 0 | 0 | 0 | 0 | 0 | 0 | 0 | 1 | 3 | 1 | 2 | 0 | 4 | 0 | -879.03 | -349.77 | -412.8075 | Midway-Q2005 230kV Line | Midway-Q2005 230kV Line | Moss Landing-Las Aguilas 230 kV Line
PG&E Kern Study Area | Grimmway-Malaga | 115 | 0 | 0 | 0 | 0 | 0 | 0 | 0 | 0 | 0 | 0 | 0 | 0 | 0 | 0 | 0 | 0 | 0 | 0 | 0 | 0 | 0 | 0 | 0 | 0 | 0 | 0 | 0 | 0 | 0 | 0 | 0 | 0 | 0 | 0 | 0 | 0 | 0 | 0 | 0 | 0 | 0 | 0 | 0 | 0 | 0 | 0 | 0 | 0 | 0 | 0 | 0 | 0 | 0 | 0 | 0 | 0 | 0 | 0 | 0 | 0 | 0 | 0 | 0 | 0 | 0 | 0 | 0 | 0 | 0 | 0 | 0 | 0 | 0 | 0 | 0 | 0 | 0 | 0 | 1 | 0 | 0 | 1 | 0 | 1 | 0 | 0 | 0 | 0 | 0 | 0 | 0 | 0 | 0 | 0 | 0 | 0 | 0 | 0 | 0 | 0 | 0 | 0 | 0 | 0 | 0 | 0 | 0 | 0 |  | 0 | 0 | 0 | 0 | 0 | 0 | 0 | 0 | 0 | 0 | 0 | 0 | 0 | 0 | 0 | 0 | 0 | 0 | 0 | 0 | 0 | 0 | 0 | 2.4 | 0 | 0 | 0 | 0 | 0 | 1 | 0 | 0 | 0 | 0 | 0 | 0 | 103.27 | 91.2401 | 116.4122 | Kern-Tevis-Stockdale-Lamont 115kV line | Semitropic-Midway 115kV Line | Semitropic-Midway 115kV Line
PG&E Fresno Study Area | GWF Hanford | 115 | 0 | 0 | 0 | 0 | 0 | 0 | 0 | 0 | 0 | 0 | 0 | 0 | 0 | 0 | 0 | 0 | 0 | 0 | 0 | 0 | 0 | 0 | 0 | 0 | 0 | 0 | 0 | 0 | 0 | 0 | 0 | 0 | 0 | 0 | 0 | 0 | 0 | 0 | 0 | 0 | 0 | 0 | 0 | 0 | 0 | 0 | 0 | 0 | 0 | 0 | 1 | 0 | 0 | 0 | 0 | 0 | 0 | 0 | 0 | 0 | 0 | 0 | 0 | 0 | 0 | 0 | 0 | 0 | 0 | 0 | 0 | 0 | 0 | 0 | 0 | 0 | 1 | 0 | 0 | 0 | 0 | 0 | 0 | 0 | 0 | 1 | 1 | 0 | 1 | 0 | 1 | 1 | 1 | 1 | 0 | 0 | 0 | 0 | 1 | 0 | 0 | 0 | 0 | 0 | 0 | 1 | 0 | 4 |  | 0 | 0 | 0 | 0 | 0 | 0 | 0 | 0 | 0 | 0 | 0 | 0 | 0 | 0 | 0 | 0 | 0 | 0 | 0 | 0 | 0 | 0 | 0 | 0 | 0 | 0 | 32 | 0 | 0 | 1 | 2 | 1 | 2 | 0 | 2 | 0 | -879.03 | -349.77 | -412.8075 | Midway-Q2005 230kV Line | Midway-Q2005 230kV Line | Moss Landing-Las Aguilas 230 kV Line
SCE Metro Study Area | HarborGen | 230 | 0 | 0 | 0 | 0 | 0 | 0 | 0 | 0 | 0 | 0 | 1 | 1 | 1 | 0 | 0 | 0 | 0 | 0 | 0 | 0 | 0 | 0 | 0 | 0 | 0 | 0 | 0 | 0 | 0 | 0 | 0 | 0 | 0 | 0 | 0 | 0 | 0 | 0 | 0 | 0 | 0 | 0 | 0 | 0 | 0 | 0 | 0 | 0 | 0 | 0 | 0 | 0 | 0 | 0 | 0 | 0 | 0 | 0 | 0 | 0 | 0 | 0 | 0 | 0 | 0 | 0 | 0 | 0 | 0 | 0 | 0 | 0 | 0 | 0 | 0 | 0 | 0 | 0 | 0 | 0 | 0 | 0 | 0 | 0 | 0 | 0 | 0 | 0 | 0 | 0 | 0 | 0 | 0 | 0 | 0 | 0 | 0 | 0 | 0 | 0 | 0 | 0 | 0 | 0 | 0 | 0 | 0 | 0 |  | 0 | 0 | 0 | 0 | 0 | 0 | 0 | 0 | 0 | 0 | 0 | 0 | 0 | 0 | 0 | 0 | 0 | 0 | 0 | 0 | 0 | 0 | 0 | 0 | 0 | 0 | 0 | 0 | 0 | 0 | 0 | 0 | 0 | 0 | 0 | 0 | 3139.976 | 3337.692 | 3938.92 | Hinson - Del Amo Constraint | Hinson - Del Amo Constraint | Hinson - Del Amo Constraint
East of Pisgah Study Area | Harry Allen | 500 | 0 | 0 | 0 | 0 | 0 | 0 | 0 | 0 | 0 | 0 | 0 | 0 | 0 | 0 | 0 | 0 | 0 | 0 | 0 | 1 | 0 | 1 | 0 | 0 | 0 | 0 | 0 | 0 | 1 | 0 | 0 | 0 | 0 | 0 | 0 | 0 | 0 | 0 | 0 | 0 | 0 | 0 | 0 | 0 | 0 | 0 | 0 | 0 | 0 | 0 | 0 | 0 | 0 | 0 | 0 | 0 | 0 | 0 | 0 | 0 | 0 | 0 | 0 | 0 | 0 | 0 | 0 | 0 | 0 | 0 | 0 | 0 | 0 | 0 | 0 | 0 | 0 | 0 | 0 | 0 | 0 | 0 | 0 | 0 | 0 | 0 | 0 | 0 | 0 | 0 | 0 | 0 | 0 | 0 | 0 | 0 | 0 | 0 | 0 | 0 | 0 | 0 | 0 | 0 | 0 | 0 | 0 | 2 |  | 0 | 0 | 0 | 0 | 0 | 0 | 0 | 0 | 0 | 0 | 0 | 0 | 0 | 0 | 0 | 0 | 0 | 0 | 0 | 1060 | 0 | 0 | 0 | 0 | 0 | 0 | 0 | 0 | 0 | 1 | 0 | 1 | 1 | 0 | 0 | 0 | -5476.131 | -2224.5325 | 2782.299 | Devers-Red Bluff Constraint | Devers-Red Bluff Constraint | Devers-Red Bluff Constraint
SDG&E Study Area | Hassayampa | 500 | 0 | 0 | 0 | 0 | 0 | 0 | 0 | 0 | 0 | 0 | 0 | 0 | 0 | 0 | 0 | 0 | 0 | 0 | 0 | 1 | 0 | 1 | 0 | 0 | 0 | 1 | 0 | 0 | 1 | 0 | 0 | 0 | 0 | 0 | 0 | 1 | 0 | 0 | 0 | 0 | 0 | 0 | 0 | 0 | 0 | 0 | 0 | 0 | 0 | 0 | 0 | 0 | 0 | 0 | 0 | 0 | 0 | 0 | 0 | 0 | 0 | 0 | 0 | 0 | 0 | 0 | 0 | 0 | 0 | 0 | 0 | 0 | 0 | 0 | 0 | 0 | 0 | 0 | 0 | 0 | 0 | 0 | 0 | 0 | 0 | 0 | 0 | 0 | 0 | 0 | 0 | 0 | 0 | 0 | 0 | 0 | 0 | 0 | 0 | 0 | 0 | 0 | 0 | 0 | 0 | 0 | 0 | 4 |  | 0 | 0 | 0 | 0 | 0 | 0 | 0 | 0 | 0 | 52.5 | 0 | 12.5 | 0 | 0 | 1 | 0 | 0 | 0 | 0 | 0 | 0 | 0 | 0 | 0 | 250 | 0 | 10 | 0 | 0 | 1 | 0 | 3 | 1 | 0 | 0 | 0 | -5476.131 | -2224.5325 | 519.235 | Devers-Red Bluff Constraint | Devers-Red Bluff Constraint | East of Miguel constraint
PG&E Fresno Study Area | Helm | 230 | 0 | 0 | 0 | 0 | 0 | 0 | 0 | 0 | 0 | 0 | 0 | 0 | 0 | 0 | 0 | 0 | 0 | 0 | 0 | 0 | 0 | 0 | 0 | 0 | 0 | 0 | 0 | 0 | 0 | 0 | 0 | 0 | 0 | 0 | 0 | 0 | 0 | 0 | 0 | 0 | 0 | 0 | 0 | 0 | 0 | 0 | 0 | 0 | 0 | 0 | 1 | 0 | 0 | 0 | 0 | 0 | 0 | 0 | 0 | 0 | 0 | 0 | 0 | 0 | 0 | 0 | 0 | 0 | 0 | 0 | 0 | 0 | 0 | 0 | 0 | 0 | 1 | 0 | 0 | 0 | 0 | 0 | 0 | 0 | 0 | 1 | 1 | 0 | 1 | 1 | 1 | 1 | 1 | 1 | 1 | 1 | 0 | 1 | 1 | 0 | 0 | 1 | 0 | 0 | 0 | 1 | 0 | 4 |  | 0 | 0 | 0 | 0 | 0 | 0 | 0 | 0 | 0 | 0 | 0 | 0 | 0 | 0 | 0 | 0 | 0 | 0 | 0 | 0 | 0 | 0 | 0 | 0 | 0 | 60 | 0 | 20 | 0 | 1 | 3 | 1 | 2 | 0 | 4 | 0 | -879.03 | -349.77 | -412.8075 | Midway-Q2005 230kV Line | Midway-Q2005 230kV Line | Moss Landing-Las Aguilas 230 kV Line
PG&E Fresno Study Area | Henrietta | 230 | 0 | 0 | 0 | 0 | 0 | 0 | 0 | 0 | 0 | 0 | 0 | 0 | 0 | 0 | 0 | 0 | 0 | 0 | 0 | 0 | 0 | 0 | 0 | 0 | 0 | 0 | 0 | 0 | 0 | 0 | 0 | 0 | 0 | 0 | 0 | 0 | 0 | 0 | 0 | 0 | 0 | 0 | 0 | 0 | 0 | 0 | 0 | 0 | 0 | 0 | 0 | 0 | 0 | 0 | 0 | 0 | 0 | 0 | 0 | 0 | 0 | 0 | 0 | 0 | 0 | 0 | 0 | 0 | 0 | 0 | 0 | 0 | 0 | 0 | 0 | 0 | 1 | 0 | 0 | 0 | 0 | 0 | 0 | 0 | 0 | 1 | 1 | 1 | 1 | 0 | 0 | 1 | 0 | 0 | 0 | 1 | 0 | 0 | 1 | 0 | 0 | 0 | 0 | 0 | 0 | 1 | 0 | 2 |  | 0 | 0 | 0 | 0 | 0 | 0 | 0 | 0 | 0 | 0 | 0 | 0 | 0 | 0 | 0 | 0 | 0 | 0 | 0 | 0 | 0 | 0 | 0 | 3 | 0 | 0 | 0 | 0 | 0 | 1 | 1 | 1 | 2 | 0 | 3 | 0 | -879.03 | -349.77 | -412.8075 | Midway-Q2005 230kV Line | Midway-Q2005 230kV Line | Moss Landing-Las Aguilas 230 kV Line
PG&E Fresno Study Area | Herndon | 230 | 0 | 0 | 0 | 0 | 0 | 0 | 0 | 0 | 0 | 0 | 0 | 0 | 0 | 0 | 0 | 0 | 0 | 0 | 0 | 0 | 0 | 0 | 0 | 0 | 0 | 0 | 0 | 0 | 0 | 0 | 0 | 0 | 0 | 0 | 0 | 0 | 0 | 0 | 0 | 0 | 0 | 0 | 0 | 0 | 0 | 0 | 0 | 0 | 0 | 0 | 1 | 0 | 0 | 0 | 0 | 0 | 0 | 0 | 0 | 0 | 0 | 0 | 0 | 0 | 0 | 0 | 0 | 0 | 0 | 0 | 0 | 0 | 0 | 0 | 0 | 0 | 1 | 0 | 0 | 0 | 0 | 0 | 0 | 0 | 0 | 1 | 1 | 0 | 1 | 1 | 1 | 1 | 1 | 1 | 1 | 1 | 0 | 1 | 1 | 0 | 0 | 1 | 0 | 0 | 0 | 1 | 0 | 4 |  | 0 | 1.9 | 0 | 0 | 0 | 0 | 0 | 0 | 0 | 0 | 0 | 0 | 0 | 0 | 1 | 0 | 0 | 0 | 0 | 0 | 0 | 0 | 0 | 0 | 0 | 0 | 0 | 0 | 0 | 0 | 3 | 1 | 2 | 0 | 4 | 0 | -879.03 | -349.77 | -412.8075 | Midway-Q2005 230kV Line | Midway-Q2005 230kV Line | Moss Landing-Las Aguilas 230 kV Line
PG&E Greater Bay Study Area | Hicks | 230 | 0 | 0 | 0 | 0 | 0 | 0 | 0 | 0 | 0 | 0 | 0 | 0 | 0 | 0 | 0 | 0 | 0 | 0 | 0 | 0 | 0 | 0 | 0 | 0 | 0 | 0 | 0 | 0 | 0 | 0 | 0 | 0 | 0 | 0 | 0 | 0 | 0 | 0 | 0 | 0 | 0 | 0 | 0 | 0 | 0 | 0 | 0 | 0 | 0 | 0 | 0 | 0 | 0 | 0 | 0 | 0 | 0 | 0 | 0 | 0 | 0 | 0 | 0 | 0 | 1 | 0 | 0 | 0 | 0 | 0 | 0 | 1 | 0 | 0 | 0 | 0 | 0 | 0 | 0 | 0 | 0 | 0 | 0 | 0 | 0 | 0 | 0 | 0 | 0 | 0 | 0 | 0 | 0 | 0 | 0 | 0 | 0 | 0 | 0 | 0 | 0 | 0 | 0 | 0 | 0 | 0 | 0 | 1 |  | 0 | 0 | 0 | 0 | 0 | 0 | 0 | 0 | 0 | 0 | 0 | 0 | 0 | 0 | 0 | 0 | 0 | 0 | 0 | 0 | 0 | 0 | 0 | 0 | 0 | 0 | 0 | 0 | 0 | 0 | 0 | 0 | 0 | 0 | 0 | 0 | 1755.5392 | 2938.6901 | 5346.6577 | Tesla-Bellota 230 kV line | Tesla-Bellota 230 kV line | Tesla-Bellota 230 kV line
PG&E North of Greater Bay Study Area | Higgins | 115 | 0 | 0 | 0 | 0 | 0 | 0 | 0 | 0 | 0 | 0 | 0 | 0 | 0 | 0 | 0 | 0 | 0 | 0 | 0 | 0 | 0 | 0 | 0 | 0 | 0 | 0 | 0 | 0 | 0 | 0 | 0 | 0 | 0 | 0 | 0 | 0 | 0 | 0 | 0 | 0 | 0 | 0 | 0 | 0 | 1 | 0 | 0 | 1 | 0 | 0 | 1 | 1 | 1 | 0 | 0 | 0 | 0 | 0 | 0 | 0 | 0 | 0 | 0 | 0 | 1 | 1 | 0 | 0 | 0 | 0 | 0 | 0 | 0 | 0 | 0 | 0 | 0 | 0 | 0 | 0 | 0 | 0 | 0 | 0 | 0 | 0 | 0 | 0 | 0 | 0 | 0 | 0 | 0 | 0 | 0 | 0 | 0 | 0 | 0 | 0 | 0 | 0 | 0 | 0 | 0 | 0 | 0 | 0 |  | 0 | 0 | 0 | 0 | 0 | 0 | 0 | 0 | 0 | 0 | 0 | 0 | 0 | 0 | 0 | 0 | 15 | 0 | 0 | 0 | 0 | 0 | 0 | 0 | 0 | 0 | 0 | 0 | 0 | 1 | 1 | 0 | 0 | 0 | 0 | 0 | -403.7865 | 386.201 | 422.03 | Vaca Dixon-Tesla 500kV Line | Rio Oso-Brighton 230kV line | Rio Oso-Brighton 230kV line
PG&E North of Greater Bay Study Area | Hilltop (NVE) | 345 | 0 | 0 | 0 | 0 | 0 | 0 | 0 | 0 | 0 | 0 | 0 | 0 | 0 | 0 | 0 | 0 | 0 | 0 | 0 | 0 | 0 | 0 | 0 | 0 | 0 | 0 | 0 | 0 | 0 | 0 | 0 | 0 | 0 | 0 | 0 | 0 | 0 | 0 | 0 | 0 | 0 | 0 | 0 | 0 | 1 | 0 | 0 | 0 | 0 | 0 | 0 | 0 | 0 | 0 | 0 | 0 | 0 | 0 | 0 | 0 | 0 | 0 | 0 | 0 | 0 | 0 | 0 | 0 | 0 | 0 | 0 | 0 | 0 | 0 | 0 | 0 | 0 | 0 | 0 | 0 | 0 | 0 | 0 | 0 | 0 | 0 | 0 | 0 | 0 | 0 | 0 | 0 | 0 | 0 | 0 | 0 | 0 | 0 | 0 | 0 | 0 | 0 | 0 | 0 | 0 | 0 | 0 | 0 |  | 0 | 0 | 0 | 0 | 0 | 0 | 0 | 0 | 0 | 0 | 0 | 0 | 0 | 0 | 0 | 0 | 0 | 0 | 0 | 0 | 0 | 0 | 0 | 0 | 0 | 0 | 0 | 0 | 0 | 0 | 1 | 0 | 0 | 0 | 0 | 0 | -403.7865 | 475.9687 | 1528.8218 | Vaca Dixon-Tesla 500kV Line | Vaca Dixon-Tesla 500kV Line | Vaca Dixon-Tesla 500kV Line
PG&E North of Greater Bay Study Area | New Sub - Near existing Madeline (NVE) | 345 | 0 | 0 | 0 | 0 | 0 | 0 | 0 | 0 | 0 | 0 | 0 | 0 | 0 | 0 | 0 | 0 | 0 | 0 | 0 | 0 | 0 | 0 | 0 | 0 | 0 | 0 | 0 | 0 | 0 | 0 | 0 | 0 | 0 | 0 | 0 | 0 | 0 | 0 | 0 | 0 | 0 | 0 | 0 | 0 | 1 | 0 | 0 | 0 | 0 | 0 | 0 | 0 | 0 | 0 | 0 | 0 | 0 | 0 | 0 | 0 | 0 | 0 | 0 | 0 | 0 | 0 | 0 | 0 | 0 | 0 | 0 | 0 | 0 | 0 | 0 | 0 | 0 | 0 | 0 | 0 | 0 | 0 | 0 | 0 | 0 | 0 | 0 | 0 | 0 | 0 | 0 | 0 | 0 | 0 | 0 | 0 | 0 | 0 | 0 | 0 | 0 | 0 | 0 | 0 | 0 | 0 | 0 | 0 |  | 0 | 0 | 0 | 0 | 0 | 0 | 0 | 0 | 0 | 0 | 0 | 0 | 0 | 0 | 0 | 0 | 0 | 0 | 0 | 0 | 0 | 0 | 0 | 0 | 0 | 0 | 0 | 0 | 0 | 0 | 1 | 0 | 0 | 0 | 0 | 0 | -403.7865 | 475.9687 | 1528.8218 | Vaca Dixon-Tesla 500kV Line | Vaca Dixon-Tesla 500kV Line | Vaca Dixon-Tesla 500kV Line
PG&E North of Greater Bay Study Area | New Sub - Near existing Leavitt (PSREC) | 345 | 0 | 0 | 0 | 0 | 0 | 0 | 0 | 0 | 0 | 0 | 0 | 0 | 0 | 0 | 0 | 0 | 0 | 0 | 0 | 0 | 0 | 0 | 0 | 0 | 0 | 0 | 0 | 0 | 0 | 0 | 0 | 0 | 0 | 0 | 0 | 0 | 0 | 0 | 0 | 0 | 0 | 0 | 0 | 0 | 1 | 0 | 0 | 0 | 0 | 0 | 0 | 0 | 0 | 0 | 0 | 0 | 0 | 0 | 0 | 0 | 0 | 0 | 0 | 0 | 0 | 0 | 0 | 0 | 0 | 0 | 0 | 0 | 0 | 0 | 0 | 0 | 0 | 0 | 0 | 0 | 0 | 0 | 0 | 0 | 0 | 0 | 0 | 0 | 0 | 0 | 0 | 0 | 0 | 0 | 0 | 0 | 0 | 0 | 0 | 0 | 0 | 0 | 0 | 0 | 0 | 0 | 0 | 0 |  | 0 | 0 | 0 | 0 | 0 | 0 | 0 | 0 | 0 | 0 | 0 | 0 | 0 | 0 | 0 | 0 | 0 | 0 | 0 | 0 | 0 | 0 | 0 | 0 | 0 | 0 | 0 | 0 | 0 | 0 | 1 | 0 | 0 | 0 | 0 | 0 | -403.7865 | 475.9687 | 1528.8218 | Vaca Dixon-Tesla 500kV Line | Vaca Dixon-Tesla 500kV Line | Vaca Dixon-Tesla 500kV Line
SCE Metro Study Area | Hinson | 230 | 0 | 0 | 0 | 0 | 0 | 0 | 0 | 0 | 0 | 0 | 1 | 1 | 1 | 0 | 0 | 0 | 0 | 0 | 0 | 0 | 0 | 0 | 0 | 0 | 0 | 0 | 0 | 0 | 0 | 0 | 0 | 0 | 0 | 0 | 0 | 0 | 0 | 0 | 0 | 0 | 0 | 0 | 0 | 0 | 0 | 0 | 0 | 0 | 0 | 0 | 0 | 0 | 0 | 0 | 0 | 0 | 0 | 0 | 0 | 0 | 0 | 0 | 0 | 0 | 0 | 0 | 0 | 0 | 0 | 0 | 0 | 0 | 0 | 0 | 0 | 0 | 0 | 0 | 0 | 0 | 0 | 0 | 0 | 0 | 0 | 0 | 0 | 0 | 0 | 0 | 0 | 0 | 0 | 0 | 0 | 0 | 0 | 0 | 0 | 0 | 0 | 0 | 0 | 0 | 0 | 0 | 0 | 0 |  | 0 | 0 | 0 | 0 | 0 | 0 | 0 | 0 | 0 | 0 | 0 | 0 | 0 | 0 | 0 | 0 | 5.6 | 0 | 0 | 0 | 0 | 0 | 0 | 2.4 | 0 | 0 | 200 | 0 | 0 | 1 | 0 | 0 | 0 | 0 | 0 | 0 | 3139.976 | 3337.692 | 3938.92 | Hinson - Del Amo Constraint | Hinson - Del Amo Constraint | Hinson - Del Amo Constraint
PG&E Greater Bay Study Area | Hollister | 115 | 0 | 0 | 0 | 0 | 0 | 0 | 0 | 0 | 0 | 0 | 0 | 0 | 0 | 0 | 0 | 0 | 0 | 0 | 0 | 0 | 0 | 0 | 0 | 0 | 0 | 0 | 0 | 0 | 0 | 0 | 0 | 0 | 0 | 0 | 0 | 0 | 0 | 0 | 0 | 0 | 0 | 0 | 0 | 0 | 0 | 0 | 0 | 0 | 0 | 0 | 0 | 0 | 0 | 0 | 0 | 0 | 0 | 0 | 0 | 0 | 1 | 0 | 0 | 0 | 1 | 0 | 0 | 0 | 0 | 0 | 0 | 1 | 1 | 0 | 0 | 0 | 0 | 0 | 0 | 0 | 0 | 0 | 0 | 0 | 0 | 0 | 0 | 0 | 0 | 0 | 0 | 1 | 0 | 0 | 0 | 0 | 0 | 0 | 0 | 0 | 0 | 0 | 0 | 1 | 0 | 0 | 0 | 2 |  | 0 | 0 | 0 | 0 | 0 | 0 | 0 | 0 | 0 | 0 | 0 | 0 | 0 | 0 | 0 | 0 | 0 | 0 | 0 | 0 | 0 | 0 | 0 | 0 | 0 | 0 | 10 | 0 | 0 | 1 | 0 | 0 | 0 | 0 | 0 | 0 | 0.7 | 156.45 | 625.5 | Morganhill-Metcalf 115kV Line | Morganhill-Metcalf 115kV Line | Morganhill-Metcalf 115kV Line
PG&E North of Greater Bay Study Area | Homestake | 115 | 0 | 0 | 0 | 0 | 0 | 0 | 0 | 0 | 0 | 0 | 0 | 0 | 0 | 0 | 0 | 0 | 0 | 0 | 0 | 0 | 0 | 0 | 0 | 0 | 0 | 0 | 0 | 0 | 0 | 0 | 0 | 0 | 0 | 0 | 0 | 0 | 0 | 0 | 0 | 0 | 0 | 0 | 0 | 1 | 1 | 0 | 1 | 0 | 0 | 0 | 0 | 0 | 0 | 0 | 0 | 0 | 0 | 1 | 0 | 1 | 1 | 0 | 0 | 0 | 0 | 0 | 0 | 0 | 0 | 0 | 0 | 0 | 0 | 0 | 1 | 0 | 0 | 0 | 0 | 0 | 0 | 0 | 0 | 0 | 0 | 0 | 0 | 0 | 0 | 0 | 0 | 0 | 0 | 0 | 0 | 0 | 0 | 0 | 0 | 0 | 0 | 0 | 0 | 0 | 0 | 0 | 0 | 1 |  | 0 | 0 | 0 | 0 | 0 | 0 | 0 | 0 | 0 | 0 | 0 | 0 | 0 | 0 | 0 | 0 | 0 | 0 | 0 | 0 | 0 | 0 | 0 | 0 | 0 | 0 | 0 | 0 | 0 | 0 | 2 | 0 | 0 | 0 | 0 | 0 | -403.7865 | 376.8008 | 667.3975 | Vaca Dixon-Tesla 500kV Line | Birds Landing-Contra Costa 230kV Line | Birds Landing-Contra Costa 230kV Line
PG&E North of Greater Bay Study Area | Honcut | 115 | 0 | 0 | 0 | 0 | 0 | 0 | 0 | 0 | 0 | 0 | 0 | 0 | 0 | 0 | 0 | 0 | 0 | 0 | 0 | 0 | 0 | 0 | 0 | 0 | 0 | 0 | 0 | 0 | 0 | 0 | 0 | 0 | 0 | 0 | 0 | 0 | 0 | 0 | 0 | 0 | 0 | 0 | 0 | 0 | 1 | 0 | 0 | 0 | 0 | 1 | 1 | 1 | 1 | 0 | 0 | 0 | 0 | 0 | 0 | 0 | 0 | 0 | 0 | 0 | 1 | 1 | 0 | 0 | 0 | 0 | 0 | 0 | 0 | 0 | 0 | 0 | 0 | 0 | 0 | 0 | 0 | 0 | 0 | 0 | 0 | 0 | 0 | 0 | 0 | 0 | 0 | 0 | 0 | 0 | 0 | 0 | 0 | 0 | 0 | 0 | 0 | 0 | 0 | 0 | 0 | 0 | 0 | 0 |  | 0 | 0 | 0 | 0 | 0 | 0 | 0 | 0 | 0 | 0 | 0 | 0 | 0 | 0 | 0 | 0 | 2 | 0 | 0 | 0 | 0 | 0 | 0 | 0 | 0 | 0 | 0 | 0 | 0 | 1 | 1 | 0 | 0 | 0 | 0 | 0 | -403.7865 | 62.452 | 218.4 | Vaca Dixon-Tesla 500kV Line | Rocklin-Pleaseant grove 115kV line | Rocklin-Pleaseant grove 115kV line
SDG&E Study Area | Hoodoo Wash | 500 | 0 | 0 | 0 | 0 | 0 | 0 | 0 | 0 | 0 | 0 | 0 | 0 | 0 | 0 | 0 | 0 | 0 | 0 | 0 | 1 | 0 | 1 | 0 | 0 | 0 | 1 | 0 | 0 | 1 | 0 | 0 | 0 | 0 | 0 | 1 | 1 | 1 | 0 | 0 | 0 | 0 | 0 | 0 | 0 | 0 | 0 | 0 | 0 | 0 | 0 | 0 | 0 | 0 | 0 | 0 | 0 | 0 | 0 | 0 | 0 | 0 | 0 | 0 | 0 | 0 | 0 | 0 | 0 | 0 | 0 | 0 | 0 | 0 | 0 | 0 | 0 | 0 | 0 | 0 | 0 | 0 | 0 | 0 | 0 | 0 | 0 | 0 | 0 | 0 | 0 | 0 | 0 | 0 | 0 | 0 | 0 | 0 | 0 | 0 | 0 | 0 | 0 | 0 | 0 | 0 | 0 | 0 | 6 |  | 0 | 0 | 0 | 0 | 0 | 0 | 0 | 0 | 0 | 0 | 0 | 0 | 0 | 0 | 0 | 0 | 0 | 0 | 0 | 0 | 0 | 0 | 0 | 0 | 250 | 700 | 400 | 100 | 0 | 1 | 0 | 5 | 1 | 0 | 0 | 0 | -5476.131 | -2224.5325 | 519.235 | Devers-Red Bluff Constraint | Devers-Red Bluff Constraint | East of Miguel constraint
PG&E North of Greater Bay Study Area | Hopland | 115 | 0 | 0 | 0 | 0 | 0 | 0 | 0 | 0 | 0 | 0 | 0 | 0 | 0 | 0 | 0 | 0 | 0 | 0 | 0 | 0 | 0 | 0 | 0 | 0 | 0 | 0 | 0 | 0 | 0 | 0 | 0 | 0 | 0 | 0 | 0 | 0 | 0 | 0 | 0 | 0 | 0 | 0 | 0 | 0 | 0 | 0 | 1 | 0 | 0 | 0 | 0 | 0 | 0 | 0 | 0 | 0 | 0 | 0 | 0 | 0 | 0 | 0 | 0 | 0 | 0 | 0 | 0 | 0 | 0 | 0 | 0 | 0 | 0 | 0 | 0 | 0 | 0 | 0 | 0 | 0 | 0 | 0 | 0 | 0 | 0 | 0 | 0 | 0 | 0 | 0 | 0 | 0 | 0 | 0 | 0 | 0 | 0 | 0 | 0 | 0 | 0 | 0 | 0 | 0 | 0 | 0 | 0 | 0 |  | 0 | 0 | 0 | 0 | 0 | 0 | 0 | 0 | 0 | 0 | 0 | 0 | 0 | 0 | 0 | 0 | 0 | 0 | 0 | 0 | 0 | 0 | 0 | 0 | 0 | 0 | 0 | 0 | 0 | 0 | 0 | 0 | 0 | 0 | 0 | 0 | 1390.544 | 1461.9902 | 1466.2972 | Cortina-Eagle Rock 115 kV line | Cortina-Eagle Rock 115 kV line | Cortina-Eagle Rock 115 kV line
PG&E North of Greater Bay Study Area | Humboldt | 115 | 0 | 0 | 0 | 0 | 0 | 0 | 0 | 0 | 0 | 0 | 0 | 0 | 0 | 0 | 0 | 0 | 0 | 0 | 0 | 0 | 0 | 0 | 0 | 0 | 0 | 0 | 0 | 0 | 0 | 0 | 0 | 0 | 0 | 0 | 0 | 0 | 0 | 0 | 0 | 0 | 0 | 0 | 0 | 0 | 0 | 0 | 0 | 0 | 0 | 0 | 0 | 0 | 0 | 0 | 0 | 0 | 0 | 0 | 0 | 0 | 0 | 0 | 0 | 0 | 0 | 0 | 0 | 0 | 0 | 0 | 0 | 0 | 0 | 0 | 0 | 0 | 0 | 0 | 0 | 0 | 0 | 0 | 0 | 0 | 0 | 0 | 0 | 0 | 0 | 0 | 0 | 0 | 0 | 0 | 0 | 0 | 0 | 0 | 0 | 0 | 0 | 0 | 0 | 0 | 0 | 0 | 0 | 0 |  | 0 | 0 | 0 | 0 | 0 | 0 | 0 | 0 | 0 | 0 | 0 | 0 | 0 | 0 | 0 | 0 | 2.5 | 0 | 0 | 0 | 0 | 0 | 0 | 7.969 | 0 | 0 | 1.25 | 0 | 0 | 1 | 0 | 0 | 0 | 0 | 0 | 0 | 0 | 0 | 0 | #N/A | #N/A | #N/A
PG&E North of Greater Bay Study Area | Humboldt (Proposed) | 500 | 0 | 0 | 0 | 0 | 0 | 0 | 0 | 0 | 0 | 0 | 0 | 0 | 0 | 0 | 0 | 0 | 0 | 0 | 0 | 0 | 0 | 0 | 0 | 0 | 0 | 0 | 0 | 0 | 0 | 0 | 0 | 0 | 0 | 0 | 0 | 0 | 0 | 0 | 0 | 0 | 0 | 0 | 0 | 0 | 0 | 0 | 0 | 0 | 0 | 0 | 0 | 0 | 0 | 1 | 0 | 0 | 0 | 0 | 0 | 0 | 0 | 0 | 0 | 0 | 0 | 0 | 0 | 0 | 0 | 0 | 0 | 0 | 0 | 0 | 0 | 0 | 0 | 0 | 0 | 0 | 0 | 0 | 0 | 0 | 0 | 0 | 0 | 0 | 0 | 0 | 0 | 0 | 0 | 0 | 0 | 0 | 0 | 0 | 0 | 0 | 0 | 0 | 0 | 0 | 0 | 0 | 0 | 0 |  | 0 | 0 | 0 | 0 | 0 | 0 | 0 | 0 | 0 | 0 | 0 | 0 | 0 | 0 | 0 | 0 | 0 | 0 | 0 | 0 | 0 | 0 | 0 | 0 | 0 | 0 | 0 | 0 | 0 | 0 | 0 | 0 | 0 | 0 | 0 | 0 | 0 | 0 | 0 | Humboldt Offshore Wind constraint | Humboldt Offshore Wind constraint | Humboldt Offshore Wind constraint
SCE Metro Study Area | Huntington Beach | 230 | 0 | 0 | 0 | 0 | 0 | 0 | 0 | 0 | 0 | 0 | 0 | 0 | 1 | 0 | 0 | 0 | 0 | 0 | 0 | 0 | 0 | 0 | 0 | 0 | 0 | 0 | 0 | 0 | 0 | 0 | 0 | 0 | 0 | 0 | 0 | 0 | 0 | 0 | 0 | 0 | 0 | 0 | 0 | 0 | 0 | 0 | 0 | 0 | 0 | 0 | 0 | 0 | 0 | 0 | 0 | 0 | 0 | 0 | 0 | 0 | 0 | 0 | 0 | 0 | 0 | 0 | 0 | 0 | 0 | 0 | 0 | 0 | 0 | 0 | 0 | 0 | 0 | 0 | 0 | 0 | 0 | 0 | 0 | 0 | 0 | 0 | 0 | 0 | 0 | 0 | 0 | 0 | 0 | 0 | 0 | 0 | 0 | 0 | 0 | 0 | 0 | 0 | 0 | 0 | 0 | 0 | 0 | 0 |  | 0 | 0 | 0 | 0 | 0 | 0 | 0 | 0 | 0 | 0 | 0 | 0 | 0 | 0 | 0 | 0 | 0 | 0 | 0 | 0 | 0 | 0 | 0 | 0 | 0 | 0 | 0 | 0 | 0 | 0 | 0 | 0 | 0 | 0 | 0 | 0 | 11840.638 | 12772.921 | 15592.11 | SCE Metro Area Default Constraint | SCE Metro Area Default Constraint | SCE Metro Area Default Constraint
PG&E North of Greater Bay Study Area | Ignacio | 230 | 0 | 0 | 0 | 0 | 0 | 0 | 0 | 0 | 0 | 0 | 0 | 0 | 0 | 0 | 0 | 0 | 0 | 0 | 0 | 0 | 0 | 0 | 0 | 0 | 0 | 0 | 0 | 0 | 0 | 0 | 0 | 0 | 0 | 0 | 0 | 0 | 0 | 0 | 0 | 0 | 0 | 0 | 0 | 0 | 0 | 0 | 1 | 0 | 0 | 0 | 0 | 0 | 0 | 0 | 0 | 0 | 0 | 0 | 0 | 0 | 0 | 0 | 0 | 0 | 0 | 0 | 0 | 0 | 0 | 0 | 0 | 0 | 0 | 0 | 0 | 0 | 0 | 0 | 0 | 0 | 0 | 0 | 0 | 0 | 0 | 0 | 0 | 0 | 0 | 0 | 0 | 0 | 0 | 0 | 0 | 0 | 0 | 0 | 0 | 0 | 0 | 0 | 0 | 0 | 0 | 0 | 0 | 0 |  | 0 | 0 | 0 | 0 | 0 | 0 | 0 | 0 | 0 | 0 | 0 | 0 | 0 | 0 | 0 | 0 | 0 | 0 | 0 | 0 | 0 | 0 | 0 | 0 | 0 | 0 | 0 | 0 | 0 | 0 | 0 | 0 | 0 | 0 | 0 | 0 | 1390.544 | 1461.9902 | 1466.2972 | Cortina-Eagle Rock 115 kV line | Cortina-Eagle Rock 115 kV line | Cortina-Eagle Rock 115 kV line
PG&E North of Greater Bay Study Area | Ignacio | 115 | 0 | 0 | 0 | 0 | 0 | 0 | 0 | 0 | 0 | 0 | 0 | 0 | 0 | 0 | 0 | 0 | 0 | 0 | 0 | 0 | 0 | 0 | 0 | 0 | 0 | 0 | 0 | 0 | 0 | 0 | 0 | 0 | 0 | 0 | 0 | 0 | 0 | 0 | 0 | 0 | 0 | 0 | 0 | 1 | 1 | 0 | 1 | 0 | 0 | 0 | 0 | 0 | 0 | 0 | 0 | 0 | 0 | 1 | 1 | 1 | 1 | 0 | 0 | 0 | 1 | 0 | 0 | 0 | 0 | 0 | 0 | 0 | 0 | 1 | 0 | 0 | 0 | 0 | 0 | 0 | 0 | 0 | 0 | 0 | 0 | 0 | 0 | 0 | 0 | 0 | 0 | 0 | 0 | 0 | 0 | 0 | 0 | 0 | 0 | 0 | 0 | 0 | 0 | 0 | 0 | 0 | 0 | 1 |  | 0 | 0 | 0 | 0 | 0 | 0 | 0 | 0 | 0 | 0 | 0 | 0 | 0 | 0 | 0 | 0 | 0 | 0 | 0 | 0 | 0 | 0 | 0 | 0 | 0 | 0 | 0 | 0 | 0 | 0 | 2 | 0 | 0 | 0 | 0 | 0 | -403.7865 | 467.5403 | 950.5913 | Vaca Dixon-Tesla 500kV Line | Windmaster-Delta pumps 230 kV line | Windmaster-Delta pumps 230 kV line
SDG&E Study Area | Imperial Valley | 500 | 0 | 0 | 0 | 0 | 0 | 0 | 0 | 0 | 0 | 0 | 0 | 0 | 0 | 0 | 0 | 0 | 0 | 0 | 0 | 1 | 0 | 1 | 0 | 0 | 0 | 1 | 0 | 0 | 1 | 0 | 0 | 0 | 1 | 0 | 1 | 1 | 1 | 0 | 1 | 1 | 1 | 0 | 0 | 0 | 0 | 0 | 0 | 0 | 0 | 0 | 0 | 0 | 0 | 0 | 0 | 0 | 0 | 0 | 0 | 0 | 0 | 0 | 0 | 0 | 0 | 0 | 0 | 0 | 0 | 0 | 0 | 0 | 0 | 0 | 0 | 0 | 0 | 0 | 0 | 0 | 0 | 0 | 0 | 0 | 0 | 0 | 0 | 0 | 0 | 0 | 0 | 0 | 0 | 0 | 0 | 0 | 0 | 0 | 0 | 0 | 0 | 0 | 0 | 0 | 0 | 0 | 0 | 7 |  | 0 | 0 | 0 | 0 | 0 | 0 | 0 | 0 | 0 | 0 | 0 | 0 | 0 | 0 | 0 | 0 | 0 | 0 | 0 | 0 | 0 | 0 | 0 | 0 | 0 | 0 | 0 | 0 | 0 | 0 | 1 | 6 | 1 | 0 | 0 | 0 | -5476.131 | -2224.5325 | 519.235 | Devers-Red Bluff Constraint | Devers-Red Bluff Constraint | East of Miguel constraint
SDG&E Study Area | Imperial Valley | 230 | 0 | 0 | 0 | 0 | 0 | 0 | 0 | 0 | 0 | 0 | 0 | 0 | 0 | 0 | 0 | 0 | 0 | 0 | 0 | 1 | 0 | 1 | 0 | 0 | 0 | 1 | 0 | 0 | 1 | 0 | 0 | 0 | 1 | 0 | 1 | 1 | 1 | 0 | 1 | 1 | 1 | 0 | 0 | 0 | 0 | 0 | 0 | 0 | 0 | 0 | 0 | 0 | 0 | 0 | 0 | 0 | 0 | 0 | 0 | 0 | 0 | 0 | 0 | 0 | 0 | 0 | 0 | 0 | 0 | 0 | 0 | 0 | 0 | 0 | 0 | 0 | 0 | 0 | 0 | 0 | 0 | 0 | 0 | 0 | 0 | 0 | 0 | 0 | 0 | 0 | 0 | 0 | 0 | 0 | 0 | 0 | 0 | 0 | 0 | 0 | 0 | 0 | 0 | 0 | 0 | 0 | 0 | 7 |  | 50 | 0 | 0 | 0 | 0 | 0 | 0 | 0 | 0 | 120 | 0 | 171 | 0 | 0 | 1 | 50 | 0 | 0 | 0 | 0 | 0 | 0 | 0 | 0 | 0 | 0 | 174 | 0 | 0 | 1 | 1 | 6 | 1 | 0 | 0 | 0 | -5476.131 | -2224.5325 | 519.235 | Devers-Red Bluff Constraint | Devers-Red Bluff Constraint | East of Miguel constraint
East of Pisgah Study Area | Innovation | 230 | 0 | 0 | 0 | 0 | 0 | 0 | 0 | 0 | 0 | 0 | 0 | 0 | 0 | 0 | 0 | 0 | 0 | 0 | 0 | 1 | 0 | 1 | 0 | 0 | 0 | 0 | 0 | 1 | 1 | 0 | 0 | 0 | 0 | 0 | 0 | 0 | 0 | 0 | 0 | 0 | 0 | 0 | 0 | 0 | 0 | 0 | 0 | 0 | 0 | 0 | 0 | 0 | 0 | 0 | 0 | 0 | 0 | 0 | 0 | 0 | 0 | 0 | 0 | 0 | 0 | 0 | 0 | 0 | 0 | 0 | 0 | 0 | 0 | 0 | 0 | 0 | 0 | 0 | 0 | 0 | 0 | 0 | 0 | 0 | 0 | 0 | 0 | 0 | 0 | 0 | 0 | 0 | 0 | 0 | 0 | 0 | 0 | 0 | 0 | 0 | 0 | 0 | 0 | 0 | 0 | 0 | 0 | 3 |  | 0 | 0 | 0 | 0 | 0 | 0 | 0 | 0 | 0 | 0 | 0 | 0 | 0 | 0 | 0 | 0 | 0 | 0 | 0 | 0 | 0 | 0 | 0 | 0 | 300 | 0 | 50 | 50 | 0 | 1 | 0 | 1 | 1 | 0 | 0 | 0 | -5476.131 | -2224.5325 | 1501.15 | Devers-Red Bluff Constraint | Devers-Red Bluff Constraint | GLW 230kV area constraint
East of Pisgah Study Area | Innovation | 138 | 0 | 0 | 0 | 0 | 0 | 0 | 0 | 0 | 0 | 0 | 0 | 0 | 0 | 0 | 0 | 0 | 0 | 0 | 0 | 1 | 0 | 1 | 0 | 0 | 0 | 0 | 1 | 1 | 1 | 0 | 0 | 0 | 0 | 0 | 0 | 0 | 0 | 0 | 0 | 0 | 0 | 0 | 0 | 0 | 0 | 0 | 0 | 0 | 0 | 0 | 0 | 0 | 0 | 0 | 0 | 0 | 0 | 0 | 0 | 0 | 0 | 0 | 0 | 0 | 0 | 0 | 0 | 0 | 0 | 0 | 0 | 0 | 0 | 0 | 0 | 0 | 0 | 0 | 0 | 0 | 0 | 0 | 0 | 0 | 0 | 0 | 0 | 0 | 0 | 0 | 0 | 0 | 0 | 0 | 0 | 0 | 0 | 0 | 0 | 0 | 0 | 0 | 0 | 0 | 0 | 0 | 0 | 4 |  | 0 | 0 | 0 | 0 | 0 | 0 | 0 | 0 | 0 | 0 | 0 | 0 | 0 | 0 | 0 | 0 | 0 | 0 | 0 | 0 | 0 | 0 | 0 | 0 | 0 | 0 | 0 | 0 | 0 | 0 | 0 | 1 | 1 | 0 | 0 | 0 | -5476.131 | -2224.5325 | 448.6 | Devers-Red Bluff Constraint | Devers-Red Bluff Constraint | VEA 138kV area constraint
SCE North of Lugo Study Area | Inyokern | 115 | 0 | 0 | 0 | 0 | 0 | 0 | 0 | 0 | 0 | 0 | 0 | 0 | 0 | 1 | 1 | 1 | 1 | 0 | 0 | 0 | 0 | 0 | 0 | 0 | 0 | 0 | 0 | 0 | 0 | 0 | 0 | 0 | 0 | 0 | 0 | 0 | 0 | 0 | 0 | 0 | 0 | 0 | 0 | 0 | 0 | 0 | 0 | 0 | 0 | 0 | 0 | 0 | 0 | 0 | 0 | 0 | 0 | 0 | 0 | 0 | 0 | 0 | 0 | 0 | 0 | 0 | 0 | 0 | 0 | 0 | 0 | 0 | 0 | 0 | 0 | 0 | 0 | 0 | 0 | 0 | 0 | 0 | 0 | 0 | 0 | 0 | 0 | 0 | 0 | 0 | 0 | 0 | 0 | 0 | 0 | 0 | 0 | 0 | 0 | 0 | 0 | 0 | 0 | 0 | 0 | 0 | 0 | 3 |  | 0 | 0 | 0 | 0 | 0 | 0 | 0 | 0 | 2 | 0 | 0 | 0 | 0 | 0 | 1 | 0 | 0 | 0 | 0 | 0 | 0 | 0 | 0 | 0 | 0 | 0 | 0 | 0 | 0 | 0 | 0 | 0 | 1 | 0 | 0 | 1 | 0.288 | -0.354 | -0.24 | Control to Inyokern area constraint | Control to Inyokern area constraint | Control to Inyokern area constraint
East of Pisgah Study Area | IS Tap | 138 | 0 | 0 | 0 | 0 | 0 | 0 | 0 | 0 | 0 | 0 | 0 | 0 | 0 | 0 | 0 | 0 | 0 | 0 | 0 | 1 | 0 | 1 | 0 | 0 | 0 | 0 | 1 | 0 | 1 | 0 | 0 | 0 | 0 | 0 | 0 | 0 | 0 | 0 | 0 | 0 | 0 | 0 | 0 | 0 | 0 | 0 | 0 | 0 | 0 | 0 | 0 | 0 | 0 | 0 | 0 | 0 | 0 | 0 | 0 | 0 | 0 | 0 | 0 | 0 | 0 | 0 | 0 | 0 | 0 | 0 | 0 | 0 | 0 | 0 | 0 | 0 | 0 | 0 | 0 | 0 | 0 | 0 | 0 | 0 | 0 | 0 | 0 | 0 | 0 | 0 | 0 | 0 | 0 | 0 | 0 | 0 | 0 | 0 | 0 | 0 | 0 | 0 | 0 | 0 | 0 | 0 | 0 | 3 |  | 0 | 0 | 0 | 0 | 0 | 0 | 0 | 0 | 0 | 0 | 0 | 0 | 0 | 0 | 0 | 0 | 0 | 0 | 0 | 0 | 0 | 0 | 0 | 0 | 0 | 0 | 0 | 0 | 0 | 0 | 0 | 1 | 1 | 0 | 0 | 0 | -5476.131 | -2224.5325 | 448.6 | Devers-Red Bluff Constraint | Devers-Red Bluff Constraint | VEA 138kV area constraint
East of Pisgah Study Area | Ivanpah | 230 | 0 | 0 | 0 | 0 | 0 | 0 | 0 | 0 | 0 | 0 | 0 | 0 | 0 | 0 | 0 | 0 | 0 | 0 | 0 | 0 | 0 | 0 | 0 | 0 | 0 | 0 | 0 | 0 | 1 | 0 | 0 | 0 | 0 | 0 | 0 | 0 | 0 | 0 | 0 | 0 | 0 | 0 | 0 | 0 | 0 | 0 | 0 | 0 | 0 | 0 | 0 | 0 | 0 | 0 | 0 | 0 | 0 | 0 | 0 | 0 | 0 | 0 | 0 | 0 | 0 | 0 | 0 | 0 | 0 | 0 | 0 | 0 | 0 | 0 | 0 | 0 | 0 | 0 | 0 | 0 | 0 | 0 | 0 | 0 | 0 | 0 | 0 | 0 | 0 | 0 | 0 | 0 | 0 | 0 | 0 | 0 | 0 | 0 | 0 | 0 | 0 | 0 | 0 | 0 | 0 | 0 | 0 | 0 |  | 0 | 0 | 0 | 0 | 0 | 0 | 0 | 0 | 0 | 0 | 0 | 0 | 0 | 0 | 0 | 0 | 0 | 0 | 0 | 0 | 0 | 0 | 0 | 0 | 0 | 0 | 0 | 0 | 0 | 0 | 0 | 0 | 0 | 0 | 0 | 0 | 742.2952 | 4091.0004 | 4287.698 | Lugo - Victorville area constraint | Lugo - Victorville area constraint | Lugo - Victorville area constraint
East of Pisgah Study Area | Jackass (DOE) | 138 | 0 | 0 | 0 | 0 | 0 | 0 | 0 | 0 | 0 | 0 | 0 | 0 | 0 | 0 | 0 | 0 | 0 | 0 | 0 | 1 | 0 | 1 | 0 | 0 | 0 | 0 | 1 | 0 | 1 | 0 | 0 | 0 | 0 | 0 | 0 | 0 | 0 | 0 | 0 | 0 | 0 | 0 | 0 | 0 | 0 | 0 | 0 | 0 | 0 | 0 | 0 | 0 | 0 | 0 | 0 | 0 | 0 | 0 | 0 | 0 | 0 | 0 | 0 | 0 | 0 | 0 | 0 | 0 | 0 | 0 | 0 | 0 | 0 | 0 | 0 | 0 | 0 | 0 | 0 | 0 | 0 | 0 | 0 | 0 | 0 | 0 | 0 | 0 | 0 | 0 | 0 | 0 | 0 | 0 | 0 | 0 | 0 | 0 | 0 | 0 | 0 | 0 | 0 | 0 | 0 | 0 | 0 | 3 |  | 0 | 0 | 0 | 0 | 0 | 0 | 0 | 0 | 0 | 0 | 0 | 0 | 0 | 0 | 0 | 0 | 0 | 0 | 0 | 0 | 0 | 0 | 0 | 0 | 0 | 0 | 0 | 0 | 0 | 0 | 0 | 1 | 1 | 0 | 0 | 0 | -5476.131 | -2224.5325 | 448.6 | Devers-Red Bluff Constraint | Devers-Red Bluff Constraint | VEA 138kV area constraint
PG&E Fresno Study Area | Jackson Swt | 115 | 0 | 0 | 0 | 0 | 0 | 0 | 0 | 0 | 0 | 0 | 0 | 0 | 0 | 0 | 0 | 0 | 0 | 0 | 0 | 0 | 0 | 0 | 0 | 0 | 0 | 0 | 0 | 0 | 0 | 0 | 0 | 0 | 0 | 0 | 0 | 0 | 0 | 0 | 0 | 0 | 0 | 0 | 0 | 0 | 0 | 0 | 0 | 0 | 0 | 0 | 0 | 0 | 0 | 0 | 0 | 0 | 0 | 0 | 0 | 0 | 0 | 0 | 0 | 0 | 0 | 0 | 0 | 0 | 0 | 0 | 0 | 0 | 0 | 0 | 0 | 0 | 0 | 0 | 0 | 0 | 0 | 0 | 0 | 0 | 0 | 0 | 0 | 0 | 0 | 0 | 0 | 0 | 0 | 0 | 0 | 0 | 0 | 0 | 0 | 0 | 0 | 0 | 0 | 0 | 0 | 0 | 1 | 0 |  | 0 | 0 | 0 | 0 | 0 | 0 | 0 | 0 | 0 | 0 | 0 | 0 | 0 | 0 | 0 | 0 | 0 | 0 | 0 | 0 | 0 | 0 | 0 | 0 | 0 | 0 | 0 | 0 | 0 | 0 | 0 | 0 | 0 | 0 | 0 | 0 | 84.6 | 82.776 | 24.84 | Jacksson-WaukenaCorcoran 115kV line | Jacksson-WaukenaCorcoran 115kV line | Jacksson-WaukenaCorcoran 115kV line
PG&E North of Greater Bay Study Area | Jessup | 115 | 0 | 0 | 0 | 0 | 0 | 0 | 0 | 0 | 0 | 0 | 0 | 0 | 0 | 0 | 0 | 0 | 0 | 0 | 0 | 0 | 0 | 0 | 0 | 0 | 0 | 0 | 0 | 0 | 0 | 0 | 0 | 0 | 0 | 0 | 0 | 0 | 0 | 0 | 0 | 0 | 0 | 0 | 0 | 0 | 1 | 0 | 0 | 0 | 0 | 0 | 0 | 0 | 0 | 0 | 0 | 0 | 0 | 0 | 0 | 0 | 0 | 0 | 0 | 0 | 0 | 0 | 0 | 0 | 0 | 0 | 0 | 0 | 0 | 0 | 0 | 0 | 0 | 0 | 0 | 0 | 0 | 0 | 0 | 0 | 0 | 0 | 0 | 0 | 0 | 0 | 0 | 0 | 0 | 0 | 0 | 0 | 0 | 0 | 0 | 0 | 0 | 0 | 0 | 0 | 0 | 0 | 0 | 0 |  | 0 | 0 | 0 | 0 | 0 | 0 | 0 | 0 | 0 | 0 | 0 | 0 | 0 | 0 | 0 | 0 | 6 | 0 | 0 | 0 | 0 | 0 | 0 | 0 | 0 | 0 | 0 | 0 | 0 | 1 | 1 | 0 | 0 | 0 | 0 | 0 | -403.7865 | 475.9687 | 1528.8218 | Vaca Dixon-Tesla 500kV Line | Vaca Dixon-Tesla 500kV Line | Vaca Dixon-Tesla 500kV Line
SCE Metro Study Area | Johanna | 230 | 0 | 0 | 0 | 0 | 0 | 0 | 0 | 0 | 0 | 0 | 0 | 0 | 1 | 0 | 0 | 0 | 0 | 0 | 0 | 0 | 0 | 0 | 0 | 0 | 0 | 0 | 0 | 0 | 0 | 0 | 0 | 0 | 0 | 0 | 0 | 0 | 0 | 0 | 0 | 0 | 0 | 0 | 0 | 0 | 0 | 0 | 0 | 0 | 0 | 0 | 0 | 0 | 0 | 0 | 0 | 0 | 0 | 0 | 0 | 0 | 0 | 0 | 0 | 0 | 0 | 0 | 0 | 0 | 0 | 0 | 0 | 0 | 0 | 0 | 0 | 0 | 0 | 0 | 0 | 0 | 0 | 0 | 0 | 0 | 0 | 0 | 0 | 0 | 0 | 0 | 0 | 0 | 0 | 0 | 0 | 0 | 0 | 0 | 0 | 0 | 0 | 0 | 0 | 0 | 0 | 0 | 0 | 0 |  | 0 | 0 | 0 | 0 | 0 | 0 | 0 | 0 | 0 | 0 | 0 | 61.4 | 0 | 0 | 1 | 0 | 0 | 0 | 0 | 0 | 0 | 0 | 0 | 0 | 0 | 0 | 40 | 50 | 0 | 1 | 0 | 0 | 0 | 0 | 0 | 0 | 11840.638 | 12772.921 | 15592.11 | SCE Metro Area Default Constraint | SCE Metro Area Default Constraint | SCE Metro Area Default Constraint
SCE Eastern Study Area | Julian Hinds | 230 | 0 | 0 | 0 | 0 | 0 | 0 | 0 | 0 | 0 | 0 | 0 | 0 | 0 | 0 | 0 | 0 | 0 | 0 | 0 | 0 | 0 | 1 | 1 | 1 | 0 | 1 | 0 | 0 | 0 | 0 | 0 | 0 | 0 | 0 | 0 | 0 | 0 | 0 | 0 | 0 | 0 | 0 | 0 | 0 | 0 | 0 | 0 | 0 | 0 | 0 | 0 | 0 | 0 | 0 | 0 | 0 | 0 | 0 | 0 | 0 | 0 | 0 | 0 | 0 | 0 | 0 | 0 | 0 | 0 | 0 | 0 | 0 | 0 | 0 | 0 | 0 | 0 | 0 | 0 | 0 | 0 | 0 | 0 | 0 | 0 | 0 | 0 | 0 | 0 | 0 | 0 | 0 | 0 | 0 | 0 | 0 | 0 | 0 | 0 | 0 | 0 | 0 | 0 | 0 | 0 | 0 | 0 | 2 |  | 0 | 0 | 0 | 0 | 0 | 0 | 0 | 0 | 0 | 0 | 0 | 0 | 0 | 0 | 0 | 0 | 0 | 0 | 0 | 0 | 0 | 0 | 0 | 0 | 0 | 0 | 0 | 0 | 0 | 0 | 0 | 2 | 1 | 0 | 0 | 0 | -5476.131 | -2224.5325 | 300 | Devers-Red Bluff Constraint | Devers-Red Bluff Constraint | Eagle Mountain Constraint
PG&E Greater Bay Study Area | Kasson | 115 | 0 | 0 | 0 | 0 | 0 | 0 | 0 | 0 | 0 | 0 | 0 | 0 | 0 | 0 | 0 | 0 | 0 | 0 | 0 | 0 | 0 | 0 | 0 | 0 | 0 | 0 | 0 | 0 | 0 | 0 | 0 | 0 | 0 | 0 | 0 | 0 | 0 | 0 | 0 | 0 | 0 | 0 | 0 | 0 | 0 | 0 | 0 | 0 | 0 | 0 | 0 | 0 | 0 | 0 | 0 | 0 | 0 | 0 | 0 | 0 | 0 | 0 | 0 | 0 | 0 | 0 | 0 | 0 | 1 | 0 | 0 | 0 | 0 | 0 | 0 | 0 | 0 | 0 | 0 | 0 | 0 | 0 | 0 | 0 | 0 | 0 | 0 | 0 | 0 | 0 | 0 | 0 | 0 | 0 | 0 | 0 | 0 | 0 | 0 | 0 | 0 | 0 | 0 | 0 | 0 | 0 | 0 | 0 |  | 0 | 0 | 0 | 0 | 0 | 0 | 0 | 0 | 0 | 0 | 0 | 0 | 0 | 0 | 0 | 0 | 0 | 0 | 0 | 0 | 0 | 0 | 0 | 0 | 0 | 0 | 0 | 0 | 0 | 0 | 0 | 0 | 0 | 0 | 0 | 0 | 1020.859 | 1048.156 | 1134.6464 | Tesla-Salado 115 kV line | Tesla-Salado 115 kV line | Tesla-Salado 115 kV line
PG&E Fresno Study Area | Kearney | 230 | 0 | 0 | 0 | 0 | 0 | 0 | 0 | 0 | 0 | 0 | 0 | 0 | 0 | 0 | 0 | 0 | 0 | 0 | 0 | 0 | 0 | 0 | 0 | 0 | 0 | 0 | 0 | 0 | 0 | 0 | 0 | 0 | 0 | 0 | 0 | 0 | 0 | 0 | 0 | 0 | 0 | 0 | 0 | 0 | 0 | 0 | 0 | 0 | 0 | 0 | 1 | 0 | 0 | 0 | 0 | 0 | 0 | 0 | 0 | 0 | 0 | 0 | 0 | 0 | 0 | 0 | 0 | 0 | 0 | 0 | 0 | 0 | 0 | 0 | 0 | 0 | 1 | 0 | 0 | 0 | 0 | 0 | 0 | 0 | 0 | 1 | 1 | 0 | 1 | 1 | 1 | 1 | 1 | 1 | 0 | 1 | 0 | 1 | 1 | 0 | 0 | 1 | 0 | 0 | 0 | 0 | 0 | 4 |  | 0 | 0 | 0 | 0 | 0 | 0 | 0 | 0 | 0 | 0 | 0 | 0 | 0 | 0 | 0 | 0 | 0 | 0 | 0 | 0 | 0 | 0 | 0 | 0 | 0 | 0 | 0 | 0 | 0 | 0 | 2 | 1 | 2 | 0 | 3 | 0 | -879.03 | -349.77 | -247.3393 | Midway-Q2005 230kV Line | Midway-Q2005 230kV Line | Midway-Q2005 230kV Line
PG&E Greater Bay Study Area | Kelso | 230 | 0 | 0 | 0 | 0 | 0 | 0 | 0 | 0 | 0 | 0 | 0 | 0 | 0 | 0 | 0 | 0 | 0 | 0 | 0 | 0 | 0 | 0 | 0 | 0 | 0 | 0 | 0 | 0 | 0 | 0 | 0 | 0 | 0 | 0 | 0 | 0 | 0 | 0 | 0 | 0 | 0 | 0 | 0 | 0 | 1 | 0 | 0 | 0 | 0 | 0 | 0 | 0 | 0 | 0 | 0 | 0 | 0 | 0 | 1 | 0 | 1 | 0 | 0 | 0 | 0 | 0 | 0 | 0 | 0 | 0 | 0 | 0 | 0 | 1 | 0 | 0 | 0 | 0 | 0 | 0 | 0 | 0 | 0 | 0 | 0 | 0 | 0 | 0 | 0 | 0 | 0 | 0 | 0 | 0 | 0 | 0 | 0 | 0 | 0 | 0 | 0 | 0 | 0 | 0 | 0 | 0 | 0 | 0 |  | 0 | 0 | 0 | 0 | 0 | 0 | 0 | 0 | 0 | 0 | 0 | 0 | 0 | 0 | 0 | 0 | 0 | 151 | 45 | 0 | 0 | 0 | 0 | 0 | 0 | 0 | 0 | 0 | 0 | 1 | 2 | 0 | 0 | 0 | 0 | 0 | -403.7865 | 467.5403 | 950.5913 | Vaca Dixon-Tesla 500kV Line | Windmaster-Delta pumps 230 kV line | Windmaster-Delta pumps 230 kV line
PG&E Kern Study Area | Kern Oil | 115 | 0 | 0 | 0 | 0 | 0 | 0 | 0 | 0 | 0 | 0 | 0 | 0 | 0 | 0 | 0 | 0 | 0 | 0 | 0 | 0 | 0 | 0 | 0 | 0 | 0 | 0 | 0 | 0 | 0 | 0 | 0 | 0 | 0 | 0 | 0 | 0 | 0 | 0 | 0 | 0 | 0 | 0 | 0 | 0 | 0 | 0 | 0 | 0 | 0 | 0 | 0 | 0 | 0 | 0 | 0 | 0 | 0 | 0 | 0 | 0 | 0 | 0 | 0 | 0 | 0 | 0 | 0 | 0 | 0 | 0 | 0 | 0 | 0 | 0 | 0 | 0 | 0 | 0 | 1 | 0 | 0 | 0 | 0 | 1 | 0 | 0 | 0 | 0 | 0 | 0 | 0 | 0 | 0 | 0 | 0 | 0 | 0 | 0 | 0 | 0 | 0 | 0 | 0 | 0 | 0 | 0 | 0 | 0 |  | 0 | 0 | 0 | 0 | 0 | 0 | 0 | 0 | 0 | 0 | 0 | 0 | 0 | 0 | 0 | 0 | 0 | 0 | 0 | 0 | 0 | 0 | 0 | 1 | 0 | 0 | 0 | 0 | 0 | 1 | 0 | 0 | 0 | 0 | 0 | 0 | 120.518 | 91.2401 | 116.4122 | Semitropic-Midway 115kV Line | Semitropic-Midway 115kV Line | Semitropic-Midway 115kV Line
PG&E Kern Study Area | Kern PP | 230 | 0 | 0 | 0 | 0 | 0 | 0 | 0 | 0 | 0 | 0 | 0 | 0 | 0 | 0 | 0 | 0 | 0 | 0 | 0 | 0 | 0 | 0 | 0 | 0 | 0 | 0 | 0 | 0 | 0 | 0 | 0 | 0 | 0 | 0 | 0 | 0 | 0 | 0 | 0 | 0 | 0 | 0 | 0 | 0 | 0 | 0 | 0 | 0 | 0 | 0 | 0 | 0 | 0 | 0 | 0 | 0 | 0 | 0 | 0 | 0 | 0 | 0 | 0 | 0 | 0 | 0 | 0 | 0 | 0 | 0 | 0 | 0 | 0 | 0 | 0 | 1 | 1 | 0 | 0 | 0 | 0 | 0 | 0 | 1 | 0 | 1 | 1 | 0 | 0 | 0 | 0 | 0 | 0 | 0 | 0 | 0 | 0 | 0 | 0 | 0 | 0 | 0 | 0 | 0 | 0 | 0 | 0 | 0 |  | 0 | 0 | 0 | 0 | 0 | 0 | 0 | 0 | 0 | 0 | 0 | 0 | 0 | 0 | 0 | 0 | 0 | 0 | 0 | 0 | 0 | 0 | 0 | 0 | 0 | 0 | 0 | 0 | 0 | 0 | 2 | 0 | 2 | 0 | 1 | 0 | -879.03 | -349.77 | -247.3393 | Midway-Q2005 230kV Line | Midway-Q2005 230kV Line | Midway-Q2005 230kV Line
PG&E Kern Study Area | Kern PP | 115 | 0 | 0 | 0 | 0 | 0 | 0 | 0 | 0 | 0 | 0 | 0 | 0 | 0 | 0 | 0 | 0 | 0 | 0 | 0 | 0 | 0 | 0 | 0 | 0 | 0 | 0 | 0 | 0 | 0 | 0 | 0 | 0 | 0 | 0 | 0 | 0 | 0 | 0 | 0 | 0 | 0 | 0 | 0 | 0 | 0 | 0 | 0 | 0 | 0 | 0 | 0 | 0 | 0 | 0 | 0 | 0 | 0 | 0 | 0 | 0 | 0 | 0 | 0 | 0 | 0 | 0 | 0 | 0 | 0 | 0 | 0 | 0 | 0 | 0 | 0 | 0 | 1 | 0 | 1 | 0 | 1 | 1 | 1 | 1 | 0 | 1 | 1 | 0 | 0 | 0 | 0 | 0 | 0 | 0 | 0 | 0 | 0 | 0 | 0 | 0 | 0 | 0 | 0 | 0 | 0 | 0 | 0 | 0 |  | 0 | 0 | 0 | 0 | 0 | 0 | 0 | 0 | 0 | 0 | 0 | 0 | 0 | 0 | 0 | 0 | 0 | 0 | 0 | 0 | 0 | 0 | 0 | 0 | 0 | 0 | 0 | 0 | 0 | 0 | 1 | 0 | 1 | 0 | 1 | 0 | -879.03 | -349.77 | -247.3393 | Midway-Q2005 230kV Line | Midway-Q2005 230kV Line | Midway-Q2005 230kV Line
PG&E Kern Study Area | Kernridge | 115 | 0 | 0 | 0 | 0 | 0 | 0 | 0 | 0 | 0 | 0 | 0 | 0 | 0 | 0 | 0 | 0 | 0 | 0 | 0 | 0 | 0 | 0 | 0 | 0 | 0 | 0 | 0 | 0 | 0 | 0 | 0 | 0 | 0 | 0 | 0 | 0 | 0 | 0 | 0 | 0 | 0 | 0 | 0 | 0 | 0 | 0 | 0 | 0 | 0 | 0 | 0 | 0 | 0 | 0 | 0 | 0 | 0 | 0 | 0 | 0 | 0 | 0 | 0 | 0 | 0 | 0 | 0 | 0 | 0 | 0 | 0 | 0 | 0 | 0 | 0 | 0 | 0 | 0 | 0 | 0 | 0 | 0 | 1 | 0 | 0 | 0 | 0 | 0 | 0 | 0 | 0 | 0 | 0 | 0 | 0 | 0 | 0 | 0 | 0 | 0 | 0 | 0 | 0 | 0 | 0 | 0 | 0 | 0 |  | 0 | 0 | 0 | 0 | 0 | 0 | 0 | 0 | 0 | 0 | 0 | 0 | 0 | 0 | 0 | 0 | 0 | 0 | 0 | 0 | 0 | 0 | 0 | 0 | 0 | 0 | 0 | 0 | 0 | 0 | 0 | 0 | 0 | 0 | 0 | 0 | 1068.043 | 1129.2584 | 986.6609 | Midway 230/115kV TB #3 | Midway 230/115kV TB #3 | Midway 230/115kV TB #3
PG&E Greater Bay Study Area | Kirker | 115 | 0 | 0 | 0 | 0 | 0 | 0 | 0 | 0 | 0 | 0 | 0 | 0 | 0 | 0 | 0 | 0 | 0 | 0 | 0 | 0 | 0 | 0 | 0 | 0 | 0 | 0 | 0 | 0 | 0 | 0 | 0 | 0 | 0 | 0 | 0 | 0 | 0 | 0 | 0 | 0 | 0 | 0 | 0 | 1 | 1 | 0 | 0 | 0 | 0 | 0 | 0 | 0 | 0 | 0 | 1 | 1 | 0 | 0 | 0 | 0 | 1 | 0 | 0 | 1 | 1 | 0 | 0 | 0 | 0 | 0 | 0 | 0 | 0 | 1 | 0 | 0 | 0 | 0 | 0 | 0 | 0 | 0 | 0 | 0 | 0 | 0 | 0 | 0 | 0 | 0 | 0 | 0 | 0 | 0 | 0 | 0 | 0 | 0 | 0 | 0 | 0 | 0 | 0 | 0 | 0 | 0 | 0 | 2 |  | 0 | 0 | 0 | 0 | 0 | 0 | 0 | 0 | 0 | 0 | 0 | 0 | 0 | 0 | 0 | 0 | 0 | 0 | 0 | 0 | 0 | 0 | 0 | 3.9 | 0 | 0 | 20 | 0 | 0 | 1 | 1 | 0 | 0 | 0 | 0 | 0 | -403.7865 | 475.9687 | 1481.432 | Vaca Dixon-Tesla 500kV Line | Vaca Dixon-Tesla 500kV Line | Dumbarton-Newark 115 kV line
PG&E North of Greater Bay Study Area | Knights Landing | 115 | 0 | 0 | 0 | 0 | 0 | 0 | 0 | 0 | 0 | 0 | 0 | 0 | 0 | 0 | 0 | 0 | 0 | 0 | 0 | 0 | 0 | 0 | 0 | 0 | 0 | 0 | 0 | 0 | 0 | 0 | 0 | 0 | 0 | 0 | 0 | 0 | 0 | 0 | 0 | 0 | 0 | 0 | 0 | 0 | 0 | 1 | 0 | 0 | 0 | 0 | 0 | 0 | 0 | 0 | 0 | 0 | 0 | 0 | 0 | 0 | 0 | 0 | 0 | 0 | 0 | 0 | 0 | 0 | 0 | 0 | 0 | 0 | 0 | 0 | 0 | 0 | 0 | 0 | 0 | 0 | 0 | 0 | 0 | 0 | 0 | 0 | 0 | 0 | 0 | 0 | 0 | 0 | 0 | 0 | 0 | 0 | 0 | 0 | 0 | 0 | 0 | 0 | 0 | 0 | 0 | 0 | 0 | 0 |  | 0 | 0 | 0 | 0 | 0 | 0 | 0 | 0 | 0 | 0 | 0 | 0 | 0 | 0 | 0 | 0 | 0 | 0 | 0 | 0 | 0 | 0 | 0 | 0 | 0 | 0 | 0 | 0 | 0 | 0 | 0 | 0 | 0 | 0 | 0 | 0 | 75.85 | 75.166 | 66.82 | Woodland- Davis 115kV line | Woodland- Davis 115kV line | Woodland- Davis 115kV line
SCE North of Lugo Study Area | Kramer | 230 | 0 | 0 | 0 | 0 | 0 | 0 | 0 | 0 | 0 | 0 | 0 | 0 | 0 | 0 | 1 | 1 | 1 | 0 | 0 | 0 | 0 | 0 | 0 | 0 | 0 | 0 | 0 | 0 | 0 | 0 | 0 | 0 | 0 | 0 | 0 | 0 | 0 | 0 | 0 | 0 | 0 | 0 | 0 | 0 | 0 | 0 | 0 | 0 | 0 | 0 | 0 | 0 | 0 | 0 | 0 | 0 | 0 | 0 | 0 | 0 | 0 | 0 | 0 | 0 | 0 | 0 | 0 | 0 | 0 | 0 | 0 | 0 | 0 | 0 | 0 | 0 | 0 | 0 | 0 | 0 | 0 | 0 | 0 | 0 | 0 | 0 | 0 | 0 | 0 | 0 | 0 | 0 | 0 | 0 | 0 | 0 | 0 | 0 | 0 | 0 | 0 | 0 | 0 | 0 | 0 | 0 | 0 | 3 |  | 0 | 0 | 0 | 0 | 0 | 0 | 0 | 0 | 0 | 599 | 33 | 317.5 | 0 | 0 | 1 | 0 | 0 | 0 | 0 | 0 | 0 | 0 | 0 | 0 | 161 | 450 | 286 | 80 | 0 | 1 | 0 | 0 | 0 | 0 | 0 | 0 | 104.656 | 267.287 | 654.46 | Kramer to Victor Area Constraint | Kramer to Victor Area Constraint | Kramer to Victor Area Constraint
SCE North of Lugo Study Area | Kramer | 115 | 0 | 0 | 0 | 0 | 0 | 0 | 0 | 0 | 0 | 0 | 0 | 0 | 0 | 0 | 1 | 1 | 1 | 0 | 0 | 0 | 0 | 0 | 0 | 0 | 0 | 0 | 0 | 0 | 0 | 0 | 0 | 0 | 0 | 0 | 0 | 0 | 0 | 0 | 0 | 0 | 0 | 0 | 0 | 0 | 0 | 0 | 0 | 0 | 0 | 0 | 0 | 0 | 0 | 0 | 0 | 0 | 0 | 0 | 0 | 0 | 0 | 0 | 0 | 0 | 0 | 0 | 0 | 0 | 0 | 0 | 0 | 0 | 0 | 0 | 0 | 0 | 0 | 0 | 0 | 0 | 0 | 0 | 0 | 0 | 0 | 0 | 0 | 0 | 0 | 0 | 0 | 0 | 0 | 0 | 0 | 0 | 0 | 0 | 0 | 0 | 0 | 0 | 0 | 0 | 0 | 0 | 0 | 3 |  | 0 | 0 | 0 | 0 | 0 | 0 | 0 | 0 | 0 | 0 | 0 | 0 | 0 | 0 | 0 | 0 | 0 | 0 | 0 | 0 | 0 | 0 | 0 | 0 | 0 | 0 | 0 | 0 | 0 | 0 | 0 | 0 | 0 | 0 | 0 | 0 | 104.656 | 267.287 | 654.46 | Kramer to Victor Area Constraint | Kramer to Victor Area Constraint | Kramer to Victor Area Constraint
SCE North of Lugo Study Area | New Sub - Kramer - Lugo (Proposed) | 230 | 0 | 0 | 0 | 0 | 0 | 0 | 0 | 0 | 0 | 0 | 0 | 0 | 0 | 0 | 1 | 1 | 1 | 0 | 0 | 0 | 0 | 0 | 0 | 0 | 0 | 0 | 0 | 0 | 0 | 0 | 0 | 0 | 0 | 0 | 0 | 0 | 0 | 0 | 0 | 0 | 0 | 0 | 0 | 0 | 0 | 0 | 0 | 0 | 0 | 0 | 0 | 0 | 0 | 0 | 0 | 0 | 0 | 0 | 0 | 0 | 0 | 0 | 0 | 0 | 0 | 0 | 0 | 0 | 0 | 0 | 0 | 0 | 0 | 0 | 0 | 0 | 0 | 0 | 0 | 0 | 0 | 0 | 0 | 0 | 0 | 0 | 0 | 0 | 0 | 0 | 0 | 0 | 0 | 0 | 0 | 0 | 0 | 0 | 0 | 0 | 0 | 0 | 0 | 0 | 0 | 0 | 0 | 3 |  | 0 | 0 | 0 | 0 | 0 | 0 | 0 | 0 | 0 | 0 | 0 | 0 | 0 | 0 | 0 | 0 | 0 | 0 | 0 | 0 | 0 | 0 | 0 | 0 | 0 | 0 | 0 | 0 | 0 | 0 | 0 | 0 | 0 | 0 | 0 | 0 | 104.656 | 267.287 | 654.46 | Kramer to Victor Area Constraint | Kramer to Victor Area Constraint | Kramer to Victor Area Constraint
SCE Metro Study Area | La Cienega | 230 | 0 | 0 | 0 | 0 | 0 | 0 | 0 | 0 | 0 | 0 | 1 | 1 | 1 | 0 | 0 | 0 | 0 | 0 | 0 | 0 | 0 | 0 | 0 | 0 | 0 | 0 | 0 | 0 | 0 | 0 | 0 | 0 | 0 | 0 | 0 | 0 | 0 | 0 | 0 | 0 | 0 | 0 | 0 | 0 | 0 | 0 | 0 | 0 | 0 | 0 | 0 | 0 | 0 | 0 | 0 | 0 | 0 | 0 | 0 | 0 | 0 | 0 | 0 | 0 | 0 | 0 | 0 | 0 | 0 | 0 | 0 | 0 | 0 | 0 | 0 | 0 | 0 | 0 | 0 | 0 | 0 | 0 | 0 | 0 | 0 | 0 | 0 | 0 | 0 | 0 | 0 | 0 | 0 | 0 | 0 | 0 | 0 | 0 | 0 | 0 | 0 | 0 | 0 | 0 | 0 | 0 | 0 | 0 |  | 0 | 0 | 0 | 0 | 0 | 0 | 0 | 0 | 0 | 0 | 0 | 0 | 0 | 0 | 0 | 0 | 0 | 0 | 0 | 0 | 0 | 0 | 0 | 0 | 0 | 0 | 0 | 0 | 0 | 0 | 0 | 0 | 0 | 0 | 0 | 0 | 3139.976 | 3337.692 | 3938.92 | Hinson - Del Amo Constraint | Hinson - Del Amo Constraint | Hinson - Del Amo Constraint
SCE Metro Study Area | La Fresa | 230 | 0 | 0 | 0 | 0 | 0 | 0 | 0 | 0 | 0 | 0 | 1 | 1 | 1 | 0 | 0 | 0 | 0 | 0 | 0 | 0 | 0 | 0 | 0 | 0 | 0 | 0 | 0 | 0 | 0 | 0 | 0 | 0 | 0 | 0 | 0 | 0 | 0 | 0 | 0 | 0 | 0 | 0 | 0 | 0 | 0 | 0 | 0 | 0 | 0 | 0 | 0 | 0 | 0 | 0 | 0 | 0 | 0 | 0 | 0 | 0 | 0 | 0 | 0 | 0 | 0 | 0 | 0 | 0 | 0 | 0 | 0 | 0 | 0 | 0 | 0 | 0 | 0 | 0 | 0 | 0 | 0 | 0 | 0 | 0 | 0 | 0 | 0 | 0 | 0 | 0 | 0 | 0 | 0 | 0 | 0 | 0 | 0 | 0 | 0 | 0 | 0 | 0 | 0 | 0 | 0 | 0 | 0 | 0 |  | 0 | 0 | 0 | 0 | 0 | 0 | 0 | 0 | 0 | 0 | 0 | 0 | 0 | 0 | 0 | 0 | 0 | 0 | 0 | 0 | 0 | 0 | 0 | 0.64 | 0 | 0 | 0 | 0 | 0 | 1 | 0 | 0 | 0 | 0 | 0 | 0 | 3139.976 | 3337.692 | 3938.92 | Hinson - Del Amo Constraint | Hinson - Del Amo Constraint | Hinson - Del Amo Constraint
SCE Metro Study Area | Laguna Bell | 230 | 0 | 0 | 0 | 0 | 0 | 0 | 0 | 0 | 0 | 0 | 1 | 0 | 1 | 0 | 0 | 0 | 0 | 0 | 0 | 0 | 0 | 0 | 0 | 0 | 0 | 0 | 0 | 0 | 0 | 0 | 0 | 0 | 0 | 0 | 0 | 0 | 0 | 0 | 0 | 0 | 0 | 0 | 0 | 0 | 0 | 0 | 0 | 0 | 0 | 0 | 0 | 0 | 0 | 0 | 0 | 0 | 0 | 0 | 0 | 0 | 0 | 0 | 0 | 0 | 0 | 0 | 0 | 0 | 0 | 0 | 0 | 0 | 0 | 0 | 0 | 0 | 0 | 0 | 0 | 0 | 0 | 0 | 0 | 0 | 0 | 0 | 0 | 0 | 0 | 0 | 0 | 0 | 0 | 0 | 0 | 0 | 0 | 0 | 0 | 0 | 0 | 0 | 0 | 0 | 0 | 0 | 0 | 0 |  | 0 | 0 | 0 | 0 | 0 | 0 | 0 | 0 | 0 | 0 | 0 | 0 | 0 | 0 | 0 | 0 | 0 | 0 | 0 | 0 | 0 | 0 | 0 | 0 | 0 | 0 | 350 | 0 | 0 | 1 | 0 | 0 | 0 | 0 | 0 | 0 | 5652.476 | 6171.942 | 7738.42 | Del Amo - Barre Area Constraint | Del Amo - Barre Area Constraint | Del Amo - Barre Area Constraint
PG&E Kern Study Area | Lakeview | 70 | 0 | 0 | 0 | 0 | 0 | 0 | 0 | 0 | 0 | 0 | 0 | 0 | 0 | 0 | 0 | 0 | 0 | 0 | 0 | 0 | 0 | 0 | 0 | 0 | 0 | 0 | 0 | 0 | 0 | 0 | 0 | 0 | 0 | 0 | 0 | 0 | 0 | 0 | 0 | 0 | 0 | 0 | 0 | 0 | 0 | 0 | 0 | 0 | 0 | 0 | 0 | 0 | 0 | 0 | 0 | 0 | 0 | 0 | 0 | 0 | 0 | 0 | 0 | 0 | 0 | 0 | 0 | 0 | 0 | 0 | 0 | 0 | 0 | 0 | 0 | 0 | 1 | 0 | 0 | 0 | 0 | 0 | 0 | 0 | 1 | 1 | 1 | 0 | 0 | 0 | 0 | 0 | 0 | 0 | 0 | 0 | 0 | 0 | 0 | 0 | 0 | 0 | 0 | 0 | 0 | 0 | 0 | 0 |  | 0 | 0 | 0 | 0 | 0 | 0 | 0 | 0 | 0 | 0 | 0 | 0 | 0 | 0 | 0 | 0 | 0 | 0 | 0 | 0 | 0 | 0 | 0 | 0 | 0 | 70 | 64.4 | 0 | 0 | 1 | 1 | 0 | 1 | 0 | 1 | 0 | -879.03 | -349.77 | -247.3393 | Midway-Q2005 230kV Line | Midway-Q2005 230kV Line | Midway-Q2005 230kV Line
PG&E North of Greater Bay Study Area | Lakeville | 230 | 0 | 0 | 0 | 0 | 0 | 0 | 0 | 0 | 0 | 0 | 0 | 0 | 0 | 0 | 0 | 0 | 0 | 0 | 0 | 0 | 0 | 0 | 0 | 0 | 0 | 0 | 0 | 0 | 0 | 0 | 0 | 0 | 0 | 0 | 0 | 0 | 0 | 0 | 0 | 0 | 0 | 0 | 0 | 1 | 1 | 0 | 0 | 0 | 0 | 0 | 0 | 0 | 0 | 0 | 0 | 0 | 1 | 1 | 1 | 1 | 1 | 0 | 0 | 0 | 0 | 0 | 0 | 0 | 0 | 0 | 0 | 0 | 0 | 1 | 1 | 0 | 0 | 0 | 0 | 0 | 0 | 0 | 0 | 0 | 0 | 0 | 0 | 0 | 0 | 0 | 0 | 0 | 0 | 0 | 0 | 0 | 0 | 0 | 0 | 0 | 0 | 0 | 0 | 0 | 0 | 0 | 0 | 2 |  | 0 | 0 | 0 | 0 | 0 | 0 | 0 | 0 | 0 | 0 | 0 | 0 | 0 | 0 | 0 | 0 | 0 | 0 | 0 | 0 | 0 | 0 | 0 | 0 | 0 | 11.6 | 41 | 0 | 0 | 1 | 3 | 0 | 0 | 0 | 0 | 0 | -403.7865 | 376.8008 | 532.0172 | Vaca Dixon-Tesla 500kV Line | Birds Landing-Contra Costa 230kV Line | Lakeville-Ignacio 230 kV line
PG&E North of Greater Bay Study Area | Lakeville | 115 | 0 | 0 | 0 | 0 | 0 | 0 | 0 | 0 | 0 | 0 | 0 | 0 | 0 | 0 | 0 | 0 | 0 | 0 | 0 | 0 | 0 | 0 | 0 | 0 | 0 | 0 | 0 | 0 | 0 | 0 | 0 | 0 | 0 | 0 | 0 | 0 | 0 | 0 | 0 | 0 | 0 | 0 | 0 | 1 | 1 | 0 | 1 | 0 | 0 | 0 | 0 | 0 | 0 | 0 | 0 | 0 | 1 | 1 | 1 | 1 | 1 | 0 | 0 | 0 | 1 | 0 | 0 | 0 | 0 | 0 | 0 | 0 | 0 | 1 | 1 | 0 | 0 | 0 | 0 | 0 | 0 | 0 | 0 | 0 | 0 | 0 | 0 | 0 | 0 | 0 | 0 | 0 | 0 | 0 | 0 | 0 | 0 | 0 | 0 | 0 | 0 | 0 | 0 | 0 | 0 | 0 | 0 | 2 |  | 0 | 0 | 0 | 0 | 0 | 0 | 0 | 0 | 0 | 0 | 0 | 0 | 0 | 0 | 0 | 0 | 0 | 0 | 0 | 0 | 0 | 0 | 0 | 0 | 0 | 0 | 0 | 0 | 0 | 0 | 3 | 0 | 0 | 0 | 0 | 0 | -403.7865 | 376.8008 | 532.0172 | Vaca Dixon-Tesla 500kV Line | Birds Landing-Contra Costa 230kV Line | Lakeville-Ignacio 230 kV line
PG&E North of Greater Bay Study Area | Lambie | 230 | 0 | 0 | 0 | 0 | 0 | 0 | 0 | 0 | 0 | 0 | 0 | 0 | 0 | 0 | 0 | 0 | 0 | 0 | 0 | 0 | 0 | 0 | 0 | 0 | 0 | 0 | 0 | 0 | 0 | 0 | 0 | 0 | 0 | 0 | 0 | 0 | 0 | 0 | 0 | 0 | 0 | 0 | 0 | 0 | 1 | 0 | 0 | 0 | 0 | 0 | 0 | 0 | 0 | 0 | 0 | 0 | 0 | 0 | 1 | 1 | 1 | 0 | 0 | 1 | 1 | 0 | 0 | 0 | 0 | 0 | 0 | 0 | 0 | 1 | 1 | 0 | 0 | 0 | 0 | 0 | 0 | 0 | 0 | 0 | 0 | 0 | 0 | 0 | 0 | 0 | 0 | 0 | 0 | 0 | 0 | 0 | 0 | 0 | 0 | 0 | 0 | 0 | 0 | 0 | 0 | 0 | 0 | 0 |  | 0 | 0 | 0 | 0 | 0 | 0 | 0 | 0 | 0 | 0 | 0 | 0 | 0 | 0 | 0 | 0 | 0 | 0 | 0 | 0 | 0 | 0 | 0 | 0 | 0 | 0 | 0 | 0 | 0 | 0 | 3 | 0 | 0 | 0 | 0 | 0 | -403.7865 | 376.8008 | 667.3975 | Vaca Dixon-Tesla 500kV Line | Birds Landing-Contra Costa 230kV Line | Birds Landing-Contra Costa 230kV Line
PG&E Greater Bay Study Area | Lammers | 115 | 0 | 0 | 0 | 0 | 0 | 0 | 0 | 0 | 0 | 0 | 0 | 0 | 0 | 0 | 0 | 0 | 0 | 0 | 0 | 0 | 0 | 0 | 0 | 0 | 0 | 0 | 0 | 0 | 0 | 0 | 0 | 0 | 0 | 0 | 0 | 0 | 0 | 0 | 0 | 0 | 0 | 0 | 0 | 0 | 0 | 0 | 0 | 0 | 0 | 0 | 1 | 0 | 0 | 0 | 0 | 0 | 0 | 0 | 0 | 0 | 1 | 0 | 1 | 0 | 1 | 0 | 0 | 0 | 1 | 0 | 0 | 0 | 0 | 1 | 0 | 0 | 0 | 0 | 0 | 0 | 0 | 0 | 0 | 0 | 0 | 0 | 0 | 0 | 0 | 0 | 0 | 0 | 0 | 0 | 0 | 0 | 0 | 0 | 0 | 0 | 0 | 0 | 0 | 0 | 0 | 0 | 0 | 0 |  | 0 | 0 | 0 | 0 | 0 | 0 | 0 | 0 | 0 | 0 | 0 | 0 | 0 | 0 | 0 | 0 | 0 | 0 | 0 | 0 | 0 | 0 | 0 | 1.1 | 0 | 0 | 0 | 0 | 0 | 1 | 0 | 0 | 0 | 0 | 0 | 0 | 3.859 | 102.156 | 280.6464 | Kasson Jct-Heinz 115 kV line | Kasson Jct-Heinz 115 kV line | Kasson Jct-Heinz 115 kV line
PG&E Kern Study Area | Lamont | 115 | 0 | 0 | 0 | 0 | 0 | 0 | 0 | 0 | 0 | 0 | 0 | 0 | 0 | 0 | 0 | 0 | 0 | 0 | 0 | 0 | 0 | 0 | 0 | 0 | 0 | 0 | 0 | 0 | 0 | 0 | 0 | 0 | 0 | 0 | 0 | 0 | 0 | 0 | 0 | 0 | 0 | 0 | 0 | 0 | 0 | 0 | 0 | 0 | 0 | 0 | 0 | 0 | 0 | 0 | 0 | 0 | 0 | 0 | 0 | 0 | 0 | 0 | 0 | 0 | 0 | 0 | 0 | 0 | 0 | 0 | 0 | 0 | 0 | 0 | 0 | 0 | 1 | 0 | 1 | 0 | 1 | 1 | 0 | 1 | 0 | 1 | 1 | 0 | 0 | 0 | 0 | 0 | 0 | 0 | 0 | 0 | 0 | 0 | 0 | 0 | 0 | 0 | 0 | 0 | 0 | 0 | 0 | 0 |  | 0 | 0 | 0 | 0 | 0 | 0 | 0 | 0 | 0 | 0 | 0 | 0 | 0 | 0 | 0 | 0 | 5 | 0 | 0 | 0 | 0 | 0 | 0 | 3.2 | 0 | 12 | 0 | 0 | 0 | 1 | 1 | 0 | 1 | 0 | 1 | 0 | -879.03 | -349.77 | -247.3393 | Midway-Q2005 230kV Line | Midway-Q2005 230kV Line | Midway-Q2005 230kV Line
PG&E Fresno Study Area | Las Aguilas | 230 | 0 | 0 | 0 | 0 | 0 | 0 | 0 | 0 | 0 | 0 | 0 | 0 | 0 | 0 | 0 | 0 | 0 | 0 | 0 | 0 | 0 | 0 | 0 | 0 | 0 | 0 | 0 | 0 | 0 | 0 | 0 | 0 | 0 | 0 | 0 | 0 | 0 | 0 | 0 | 0 | 0 | 0 | 0 | 0 | 0 | 0 | 0 | 0 | 0 | 0 | 0 | 0 | 0 | 0 | 0 | 0 | 0 | 0 | 0 | 0 | 0 | 0 | 0 | 0 | 0 | 0 | 0 | 0 | 0 | 0 | 0 | 0 | 0 | 0 | 0 | 0 | 1 | 0 | 0 | 0 | 0 | 0 | 0 | 0 | 0 | 1 | 1 | 0 | 0 | 0 | 0 | 1 | 1 | 1 | 0 | 0 | 0 | 0 | 0 | 0 | 0 | 0 | 0 | 1 | 0 | 1 | 0 | 3 |  | 0 | 0 | 0 | 0 | 0 | 0 | 0 | 0 | 0 | 0 | 0 | 0 | 0 | 0 | 0 | 0 | 0 | 0 | 0 | 0 | 0 | 0 | 0 | 0 | 0 | 0 | 0 | 0 | 0 | 0 | 1 | 0 | 1 | 0 | 2 | 0 | -879.03 | -349.77 | -412.8075 | Midway-Q2005 230kV Line | Midway-Q2005 230kV Line | Moss Landing-Las Aguilas 230 kV Line
East of Pisgah Study Area | Lathrop | 138 | 0 | 0 | 0 | 0 | 0 | 0 | 0 | 0 | 0 | 0 | 0 | 0 | 0 | 0 | 0 | 0 | 0 | 0 | 0 | 1 | 0 | 1 | 0 | 0 | 0 | 0 | 1 | 1 | 1 | 0 | 0 | 0 | 0 | 0 | 0 | 0 | 0 | 0 | 0 | 0 | 0 | 0 | 0 | 0 | 0 | 0 | 0 | 0 | 0 | 0 | 0 | 0 | 0 | 0 | 0 | 0 | 0 | 0 | 0 | 0 | 0 | 0 | 0 | 0 | 0 | 0 | 0 | 0 | 0 | 0 | 0 | 0 | 0 | 0 | 0 | 0 | 0 | 0 | 0 | 0 | 0 | 0 | 0 | 0 | 0 | 0 | 0 | 0 | 0 | 0 | 0 | 0 | 0 | 0 | 0 | 0 | 0 | 0 | 0 | 0 | 0 | 0 | 0 | 0 | 0 | 0 | 0 | 4 |  | 0 | 0 | 0 | 0 | 0 | 0 | 0 | 0 | 0 | 0 | 0 | 0 | 0 | 0 | 0 | 0 | 0 | 310 | 0 | 0 | 0 | 0 | 0 | 0 | 0 | 0 | 0 | 0 | 0 | 1 | 0 | 1 | 1 | 0 | 0 | 0 | -5476.131 | -2224.5325 | 448.6 | Devers-Red Bluff Constraint | Devers-Red Bluff Constraint | VEA 138kV area constraint
PG&E Fresno Study Area | Le Grand | 115 | 0 | 0 | 0 | 0 | 0 | 0 | 0 | 0 | 0 | 0 | 0 | 0 | 0 | 0 | 0 | 0 | 0 | 0 | 0 | 0 | 0 | 0 | 0 | 0 | 0 | 0 | 0 | 0 | 0 | 0 | 0 | 0 | 0 | 0 | 0 | 0 | 0 | 0 | 0 | 0 | 0 | 0 | 0 | 0 | 0 | 0 | 0 | 0 | 0 | 0 | 1 | 0 | 0 | 0 | 0 | 0 | 0 | 0 | 0 | 0 | 0 | 0 | 0 | 0 | 0 | 0 | 0 | 0 | 0 | 0 | 0 | 0 | 0 | 0 | 0 | 0 | 1 | 0 | 0 | 0 | 0 | 0 | 0 | 0 | 0 | 1 | 1 | 0 | 1 | 1 | 1 | 1 | 1 | 1 | 0 | 1 | 0 | 1 | 1 | 1 | 0 | 1 | 0 | 0 | 0 | 1 | 0 | 4 |  | 0 | 0 | 0 | 0 | 0 | 0 | 0 | 0 | 0 | 0 | 0 | 0 | 0 | 0 | 0 | 0 | 0 | 0 | 0 | 0 | 0 | 0 | 0 | 0 | 0 | 0 | 0 | 0 | 0 | 0 | 2 | 1 | 2 | 0 | 4 | 0 | -879.03 | -349.77 | -412.8075 | Midway-Q2005 230kV Line | Midway-Q2005 230kV Line | Moss Landing-Las Aguilas 230 kV Line
PG&E Kern Study Area | Lerdo | 115 | 0 | 0 | 0 | 0 | 0 | 0 | 0 | 0 | 0 | 0 | 0 | 0 | 0 | 0 | 0 | 0 | 0 | 0 | 0 | 0 | 0 | 0 | 0 | 0 | 0 | 0 | 0 | 0 | 0 | 0 | 0 | 0 | 0 | 0 | 0 | 0 | 0 | 0 | 0 | 0 | 0 | 0 | 0 | 0 | 0 | 0 | 0 | 0 | 0 | 0 | 0 | 0 | 0 | 0 | 0 | 0 | 0 | 0 | 0 | 0 | 0 | 0 | 0 | 0 | 0 | 0 | 0 | 0 | 0 | 0 | 0 | 0 | 0 | 0 | 0 | 0 | 0 | 0 | 1 | 0 | 0 | 0 | 1 | 1 | 0 | 0 | 0 | 0 | 0 | 0 | 0 | 0 | 0 | 0 | 0 | 0 | 0 | 0 | 0 | 0 | 0 | 0 | 0 | 0 | 0 | 0 | 0 | 0 |  | 0 | 0 | 0 | 0 | 0 | 0 | 0 | 0 | 0 | 0 | 0 | 0 | 0 | 0 | 0 | 0 | 0 | 0 | 0 | 0 | 0 | 0 | 0 | 0 | 0 | 0 | 0 | 0 | 0 | 0 | 0 | 0 | 0 | 0 | 0 | 0 | 120.518 | 91.2401 | 116.4122 | Semitropic-Midway 115kV Line | Semitropic-Midway 115kV Line | Semitropic-Midway 115kV Line
SCE Metro Study Area | Lewis | 230 | 0 | 0 | 0 | 0 | 0 | 0 | 0 | 0 | 0 | 0 | 0 | 0 | 1 | 0 | 0 | 0 | 0 | 0 | 0 | 0 | 0 | 0 | 0 | 0 | 0 | 0 | 0 | 0 | 0 | 0 | 0 | 0 | 0 | 0 | 0 | 0 | 0 | 0 | 0 | 0 | 0 | 0 | 0 | 0 | 0 | 0 | 0 | 0 | 0 | 0 | 0 | 0 | 0 | 0 | 0 | 0 | 0 | 0 | 0 | 0 | 0 | 0 | 0 | 0 | 0 | 0 | 0 | 0 | 0 | 0 | 0 | 0 | 0 | 0 | 0 | 0 | 0 | 0 | 0 | 0 | 0 | 0 | 0 | 0 | 0 | 0 | 0 | 0 | 0 | 0 | 0 | 0 | 0 | 0 | 0 | 0 | 0 | 0 | 0 | 0 | 0 | 0 | 0 | 0 | 0 | 0 | 0 | 0 |  | 0 | 0 | 0 | 0 | 0 | 0 | 0 | 0 | 0 | 0 | 0 | 0 | 0 | 0 | 0 | 0 | 0 | 0 | 0 | 0 | 0 | 0 | 0 | 0 | 0 | 0 | 0 | 0 | 0 | 0 | 0 | 0 | 0 | 0 | 0 | 0 | 11840.638 | 12772.921 | 15592.11 | SCE Metro Area Default Constraint | SCE Metro Area Default Constraint | SCE Metro Area Default Constraint
SCE Metro Study Area | Lighthipe | 230 | 0 | 0 | 0 | 0 | 0 | 0 | 0 | 0 | 0 | 0 | 1 | 1 | 1 | 0 | 0 | 0 | 0 | 0 | 0 | 0 | 0 | 0 | 0 | 0 | 0 | 0 | 0 | 0 | 0 | 0 | 0 | 0 | 0 | 0 | 0 | 0 | 0 | 0 | 0 | 0 | 0 | 0 | 0 | 0 | 0 | 0 | 0 | 0 | 0 | 0 | 0 | 0 | 0 | 0 | 0 | 0 | 0 | 0 | 0 | 0 | 0 | 0 | 0 | 0 | 0 | 0 | 0 | 0 | 0 | 0 | 0 | 0 | 0 | 0 | 0 | 0 | 0 | 0 | 0 | 0 | 0 | 0 | 0 | 0 | 0 | 0 | 0 | 0 | 0 | 0 | 0 | 0 | 0 | 0 | 0 | 0 | 0 | 0 | 0 | 0 | 0 | 0 | 0 | 0 | 0 | 0 | 0 | 0 |  | 0 | 0 | 0 | 0 | 0 | 0 | 0 | 0 | 0 | 0 | 0 | 0 | 0 | 0 | 0 | 0 | 0 | 0 | 0 | 0 | 0 | 0 | 0 | 0.96 | 0 | 0 | 175 | 0 | 0 | 1 | 0 | 0 | 0 | 0 | 0 | 0 | 3139.976 | 3337.692 | 3938.92 | Hinson - Del Amo Constraint | Hinson - Del Amo Constraint | Hinson - Del Amo Constraint
PG&E North of Greater Bay Study Area | Lincoln | 115 | 0 | 0 | 0 | 0 | 0 | 0 | 0 | 0 | 0 | 0 | 0 | 0 | 0 | 0 | 0 | 0 | 0 | 0 | 0 | 0 | 0 | 0 | 0 | 0 | 0 | 0 | 0 | 0 | 0 | 0 | 0 | 0 | 0 | 0 | 0 | 0 | 0 | 0 | 0 | 0 | 0 | 0 | 0 | 0 | 1 | 1 | 0 | 1 | 0 | 1 | 1 | 1 | 1 | 0 | 0 | 0 | 0 | 0 | 0 | 0 | 0 | 0 | 0 | 0 | 1 | 1 | 0 | 0 | 0 | 0 | 0 | 0 | 0 | 0 | 0 | 0 | 0 | 0 | 0 | 0 | 0 | 0 | 0 | 0 | 0 | 0 | 0 | 0 | 0 | 0 | 0 | 0 | 0 | 0 | 0 | 0 | 0 | 0 | 0 | 0 | 0 | 0 | 0 | 0 | 0 | 0 | 0 | 0 |  | 0 | 0 | 0 | 0 | 0 | 0 | 0 | 0 | 0 | 0 | 0 | 0 | 0 | 0 | 0 | 0 | 0 | 0 | 0 | 0 | 0 | 0 | 0 | 0 | 0 | 0 | 0 | 0 | 0 | 0 | 1 | 0 | 0 | 0 | 0 | 0 | -403.7865 | 62.452 | 66.82 | Vaca Dixon-Tesla 500kV Line | Rocklin-Pleaseant grove 115kV line | Woodland- Davis 115kV line
PG&E Kern Study Area | Live Oak | 115 | 0 | 0 | 0 | 0 | 0 | 0 | 0 | 0 | 0 | 0 | 0 | 0 | 0 | 0 | 0 | 0 | 0 | 0 | 0 | 0 | 0 | 0 | 0 | 0 | 0 | 0 | 0 | 0 | 0 | 0 | 0 | 0 | 0 | 0 | 0 | 0 | 0 | 0 | 0 | 0 | 0 | 0 | 0 | 0 | 1 | 0 | 0 | 0 | 0 | 1 | 1 | 1 | 1 | 0 | 0 | 0 | 0 | 0 | 0 | 0 | 0 | 0 | 0 | 0 | 1 | 1 | 0 | 0 | 0 | 0 | 0 | 0 | 0 | 0 | 0 | 0 | 0 | 0 | 1 | 0 | 0 | 0 | 1 | 1 | 0 | 0 | 0 | 0 | 0 | 0 | 0 | 0 | 0 | 0 | 0 | 0 | 0 | 0 | 0 | 0 | 0 | 0 | 0 | 0 | 0 | 0 | 0 | 0 |  | 0 | 0 | 0 | 0 | 0 | 0 | 0 | 0 | 0 | 0 | 0 | 0 | 0 | 0 | 0 | 0 | 0 | 0 | 0 | 0 | 0 | 0 | 0 | 0 | 0 | 0 | 0 | 0 | 0 | 0 | 1 | 0 | 0 | 0 | 0 | 0 | -403.7865 | 62.452 | 116.4122 | Vaca Dixon-Tesla 500kV Line | Rocklin-Pleaseant grove 115kV line | Semitropic-Midway 115kV Line
PG&E Greater Bay Study Area | Llagas | 115 | 0 | 0 | 0 | 0 | 0 | 0 | 0 | 0 | 0 | 0 | 0 | 0 | 0 | 0 | 0 | 0 | 0 | 0 | 0 | 0 | 0 | 0 | 0 | 0 | 0 | 0 | 0 | 0 | 0 | 0 | 0 | 0 | 0 | 0 | 0 | 0 | 0 | 0 | 0 | 0 | 0 | 0 | 0 | 0 | 0 | 0 | 0 | 0 | 0 | 0 | 0 | 0 | 0 | 0 | 0 | 0 | 0 | 1 | 0 | 0 | 1 | 0 | 0 | 0 | 1 | 0 | 0 | 0 | 0 | 0 | 0 | 1 | 1 | 0 | 0 | 0 | 0 | 0 | 0 | 0 | 0 | 0 | 0 | 0 | 0 | 0 | 0 | 0 | 0 | 0 | 0 | 0 | 0 | 0 | 0 | 0 | 0 | 0 | 0 | 0 | 0 | 0 | 0 | 0 | 0 | 0 | 0 | 2 |  | 0 | 0 | 0 | 0 | 0 | 0 | 0 | 0 | 0 | 0 | 0 | 0 | 0 | 0 | 0 | 0 | 0 | 0 | 0 | 0 | 0 | 0 | 0 | 0 | 0 | 0 | 0 | 44 | 0 | 1 | 0 | 0 | 0 | 0 | 0 | 0 | 0.7 | 156.45 | 625.5 | Morganhill-Metcalf 115kV Line | Morganhill-Metcalf 115kV Line | Morganhill-Metcalf 115kV Line
PG&E Greater Bay Study Area | Lockeford | 230 | 0 | 0 | 0 | 0 | 0 | 0 | 0 | 0 | 0 | 0 | 0 | 0 | 0 | 0 | 0 | 0 | 0 | 0 | 0 | 0 | 0 | 0 | 0 | 0 | 0 | 0 | 0 | 0 | 0 | 0 | 0 | 0 | 0 | 0 | 0 | 0 | 0 | 0 | 0 | 0 | 0 | 0 | 0 | 0 | 0 | 0 | 0 | 0 | 0 | 0 | 1 | 0 | 0 | 0 | 0 | 0 | 0 | 0 | 0 | 0 | 0 | 0 | 0 | 0 | 1 | 1 | 0 | 0 | 0 | 0 | 0 | 0 | 0 | 0 | 0 | 0 | 0 | 0 | 0 | 0 | 0 | 0 | 0 | 0 | 0 | 0 | 0 | 0 | 0 | 0 | 0 | 0 | 0 | 0 | 0 | 0 | 0 | 0 | 0 | 0 | 0 | 0 | 0 | 0 | 0 | 0 | 0 | 0 |  | 0 | 0 | 0 | 0 | 0 | 0 | 0 | 0 | 0 | 0 | 0 | 0 | 0 | 0 | 0 | 0 | 0 | 0 | 0 | 0 | 0 | 0 | 0 | 0 | 0 | 0 | 0 | 0 | 0 | 0 | 0 | 0 | 0 | 0 | 0 | 0 | 868.624 | 1344.405 | 2799.4164 | Bellota-Weber 230kV line | Bellota-Weber 230kV line | Bellota-Weber 230kV line
PG&E North of Greater Bay Study Area | Logan Creek | 230 | 0 | 0 | 0 | 0 | 0 | 0 | 0 | 0 | 0 | 0 | 0 | 0 | 0 | 0 | 0 | 0 | 0 | 0 | 0 | 0 | 0 | 0 | 0 | 0 | 0 | 0 | 0 | 0 | 0 | 0 | 0 | 0 | 0 | 0 | 0 | 0 | 0 | 0 | 0 | 0 | 0 | 0 | 0 | 0 | 1 | 0 | 0 | 0 | 0 | 0 | 0 | 0 | 0 | 0 | 0 | 0 | 0 | 0 | 0 | 0 | 0 | 0 | 0 | 0 | 0 | 0 | 0 | 0 | 0 | 0 | 0 | 0 | 0 | 0 | 1 | 0 | 0 | 0 | 0 | 0 | 0 | 0 | 0 | 0 | 0 | 0 | 0 | 0 | 0 | 0 | 0 | 0 | 0 | 0 | 0 | 0 | 0 | 0 | 0 | 0 | 0 | 0 | 0 | 0 | 0 | 0 | 0 | 0 |  | 0 | 0 | 0 | 0 | 0 | 0 | 0 | 0 | 0 | 0 | 0 | 0 | 0 | 0 | 0 | 0 | 0 | 0 | 0 | 0 | 0 | 0 | 0 | 0 | 0 | 0 | 0 | 0 | 0 | 0 | 2 | 0 | 0 | 0 | 0 | 0 | -403.7865 | 376.8008 | 667.3975 | Vaca Dixon-Tesla 500kV Line | Birds Landing-Contra Costa 230kV Line | Birds Landing-Contra Costa 230kV Line
PG&E Greater Bay Study Area | Lonetree | 230 | 0 | 0 | 0 | 0 | 0 | 0 | 0 | 0 | 0 | 0 | 0 | 0 | 0 | 0 | 0 | 0 | 0 | 0 | 0 | 0 | 0 | 0 | 0 | 0 | 0 | 0 | 0 | 0 | 0 | 0 | 0 | 0 | 0 | 0 | 0 | 0 | 0 | 0 | 0 | 0 | 0 | 0 | 0 | 0 | 1 | 0 | 0 | 0 | 0 | 0 | 0 | 0 | 0 | 0 | 0 | 0 | 0 | 0 | 1 | 1 | 1 | 0 | 0 | 1 | 1 | 0 | 0 | 0 | 0 | 0 | 0 | 0 | 0 | 1 | 0 | 0 | 0 | 0 | 0 | 0 | 0 | 0 | 0 | 0 | 0 | 0 | 0 | 0 | 0 | 0 | 0 | 0 | 0 | 0 | 0 | 0 | 0 | 0 | 0 | 0 | 0 | 0 | 0 | 0 | 0 | 0 | 0 | 0 |  | 0 | 0 | 0 | 0 | 0 | 0 | 0 | 0 | 0 | 0 | 0 | 0 | 0 | 0 | 0 | 0 | 0 | 0 | 0 | 0 | 0 | 0 | 0 | 1 | 0 | 0 | 0 | 0 | 0 | 1 | 2 | 0 | 0 | 0 | 0 | 0 | -403.7865 | 467.5403 | 950.5913 | Vaca Dixon-Tesla 500kV Line | Windmaster-Delta pumps 230 kV line | Windmaster-Delta pumps 230 kV line
PG&E Fresno Study Area | Los Banos | 500 | 0 | 0 | 0 | 0 | 0 | 0 | 0 | 0 | 0 | 0 | 0 | 0 | 0 | 0 | 0 | 0 | 0 | 0 | 0 | 0 | 0 | 0 | 0 | 0 | 0 | 0 | 0 | 0 | 0 | 0 | 0 | 0 | 0 | 0 | 0 | 0 | 0 | 0 | 0 | 0 | 0 | 0 | 0 | 0 | 1 | 0 | 0 | 0 | 0 | 0 | 0 | 0 | 0 | 0 | 0 | 0 | 0 | 0 | 0 | 0 | 0 | 0 | 0 | 0 | 0 | 0 | 0 | 0 | 0 | 0 | 0 | 0 | 0 | 0 | 0 | 0 | 1 | 0 | 0 | 0 | 0 | 0 | 0 | 0 | 0 | 0 | 0 | 0 | 0 | 0 | 0 | 0 | 0 | 0 | 0 | 0 | 0 | 0 | 0 | 0 | 0 | 0 | 0 | 1 | 0 | 0 | 0 | 0 |  | 0 | 0 | 0 | 0 | 0 | 0 | 0 | 0 | 0 | 0 | 0 | 0 | 0 | 0 | 0 | 0 | 0 | 0 | 0 | 0 | 0 | 0 | 0 | 0 | 0 | 0 | 0 | 0 | 0 | 0 | 2 | 0 | 1 | 0 | 1 | 0 | -879.03 | -349.77 | -247.3393 | Midway-Q2005 230kV Line | Midway-Q2005 230kV Line | Midway-Q2005 230kV Line
PG&E Fresno Study Area | Los Banos | 230 | 0 | 0 | 0 | 0 | 0 | 0 | 0 | 0 | 0 | 0 | 0 | 0 | 0 | 0 | 0 | 0 | 0 | 0 | 0 | 0 | 0 | 0 | 0 | 0 | 0 | 0 | 0 | 0 | 0 | 0 | 0 | 0 | 0 | 0 | 0 | 0 | 0 | 0 | 0 | 0 | 0 | 0 | 0 | 0 | 0 | 0 | 0 | 0 | 0 | 0 | 0 | 0 | 0 | 0 | 0 | 0 | 0 | 0 | 0 | 0 | 0 | 0 | 0 | 0 | 0 | 0 | 0 | 0 | 0 | 0 | 0 | 0 | 0 | 0 | 0 | 0 | 0 | 0 | 0 | 0 | 0 | 0 | 0 | 0 | 0 | 1 | 1 | 0 | 0 | 0 | 0 | 1 | 0 | 0 | 0 | 0 | 0 | 0 | 0 | 0 | 0 | 0 | 0 | 0 | 0 | 1 | 0 | 1 |  | 0 | 0 | 76.4 | 0 | 0 | 0 | 0 | 0 | 0 | 0 | 0 | 80 | 0 | 0 | 1 | 0 | 0 | 120 | 30 | 0 | 0 | 0 | 0 | 0.75 | 250 | 250 | 99.6 | 26 | 0 | 1 | 0 | 0 | 0 | 0 | 1 | 0 | 217.993 | 474.8733 | -412.8075 | Moss Landing-Las Aguilas 230 kV Line | Moss Landing-Las Aguilas 230 kV Line | Moss Landing-Las Aguilas 230 kV Line
PG&E Fresno Study Area | New Sub - Los Banos - Midway (Proposed) | 500 | 0 | 0 | 0 | 0 | 0 | 0 | 0 | 0 | 0 | 0 | 0 | 0 | 0 | 0 | 0 | 0 | 0 | 0 | 0 | 0 | 0 | 0 | 0 | 0 | 0 | 0 | 0 | 0 | 0 | 0 | 0 | 0 | 0 | 0 | 0 | 0 | 0 | 0 | 0 | 0 | 0 | 0 | 0 | 0 | 0 | 0 | 0 | 0 | 0 | 0 | 0 | 0 | 0 | 0 | 0 | 0 | 0 | 0 | 0 | 0 | 0 | 0 | 0 | 0 | 0 | 0 | 0 | 0 | 0 | 0 | 0 | 0 | 0 | 0 | 0 | 0 | 0 | 0 | 0 | 0 | 0 | 0 | 0 | 0 | 0 | 0 | 0 | 0 | 0 | 0 | 0 | 0 | 0 | 0 | 0 | 0 | 0 | 0 | 0 | 0 | 0 | 0 | 0 | 1 | 1 | 0 | 0 | 0 |  | 0 | 0 | 0 | 0 | 0 | 0 | 0 | 0 | 0 | 0 | 0 | 0 | 0 | 0 | 0 | 0 | 0 | 0 | 0 | 0 | 0 | 0 | 0 | 0 | 0 | 0 | 0 | 0 | 0 | 0 | 0 | 0 | 0 | 0 | 0 | 0 | 6040.143 | 6325.2759 | 6856.5006 | Gates-Panoche 230 kV #1 and #2 Lines | Gates-Panoche 230 kV #1 and #2 Lines | Gates-Panoche 230 kV #1 and #2 Lines
PG&E Greater Bay Study Area | Los Esteros | 230 | 0 | 0 | 0 | 0 | 0 | 0 | 0 | 0 | 0 | 0 | 0 | 0 | 0 | 0 | 0 | 0 | 0 | 0 | 0 | 0 | 0 | 0 | 0 | 0 | 0 | 0 | 0 | 0 | 0 | 0 | 0 | 0 | 0 | 0 | 0 | 0 | 0 | 0 | 0 | 0 | 0 | 0 | 0 | 0 | 0 | 0 | 0 | 0 | 0 | 0 | 0 | 0 | 0 | 0 | 0 | 0 | 0 | 1 | 0 | 0 | 1 | 0 | 0 | 0 | 1 | 0 | 0 | 0 | 0 | 1 | 1 | 1 | 0 | 1 | 0 | 0 | 0 | 0 | 0 | 0 | 0 | 0 | 0 | 0 | 0 | 0 | 0 | 0 | 0 | 0 | 0 | 0 | 0 | 0 | 0 | 0 | 0 | 0 | 0 | 0 | 0 | 0 | 0 | 0 | 0 | 0 | 0 | 4 |  | 0 | 0 | 0 | 0 | 0 | 0 | 0 | 0 | 0 | 0 | 0 | 0 | 0 | 0 | 0 | 0 | 0 | 0 | 0 | 0 | 0 | 0 | 0 | 0 | 0 | 0 | 0 | 0 | 0 | 0 | 0 | 0 | 0 | 0 | 0 | 0 | 593 | 696 | 811 | Los Esteros-Nortech 115 kV line | Los Esteros-Nortech 115 kV line | Los Esteros-Silicon Valley 230 kV
PG&E Greater Bay Study Area | Los Esteros | 115 | 0 | 0 | 0 | 0 | 0 | 0 | 0 | 0 | 0 | 0 | 0 | 0 | 0 | 0 | 0 | 0 | 0 | 0 | 0 | 0 | 0 | 0 | 0 | 0 | 0 | 0 | 0 | 0 | 0 | 0 | 0 | 0 | 0 | 0 | 0 | 0 | 0 | 0 | 0 | 0 | 0 | 0 | 0 | 0 | 0 | 0 | 0 | 0 | 0 | 0 | 0 | 0 | 0 | 0 | 0 | 0 | 0 | 0 | 0 | 0 | 1 | 0 | 0 | 0 | 1 | 0 | 0 | 0 | 0 | 1 | 1 | 1 | 0 | 1 | 0 | 0 | 0 | 0 | 0 | 0 | 0 | 0 | 0 | 0 | 0 | 0 | 0 | 0 | 0 | 0 | 0 | 0 | 0 | 0 | 0 | 0 | 0 | 0 | 0 | 0 | 0 | 0 | 0 | 0 | 0 | 0 | 0 | 3 |  | 0 | 0 | 0 | 0 | 0 | 0 | 0 | 0 | 0 | 0 | 0 | 0 | 0 | 0 | 0 | 0 | 0 | 0 | 0 | 0 | 0 | 0 | 0 | 0 | 0 | 0 | 200 | 6 | 0 | 1 | 0 | 0 | 0 | 0 | 0 | 0 | 593 | 696 | 811 | Los Esteros-Nortech 115 kV line | Los Esteros-Nortech 115 kV line | Los Esteros-Silicon Valley 230 kV
PG&E Greater Bay Study Area | Los Positas | 230 | 0 | 0 | 0 | 0 | 0 | 0 | 0 | 0 | 0 | 0 | 0 | 0 | 0 | 0 | 0 | 0 | 0 | 0 | 0 | 0 | 0 | 0 | 0 | 0 | 0 | 0 | 0 | 0 | 0 | 0 | 0 | 0 | 0 | 0 | 0 | 0 | 0 | 0 | 0 | 0 | 0 | 0 | 0 | 0 | 1 | 0 | 0 | 0 | 0 | 0 | 0 | 0 | 0 | 0 | 0 | 0 | 0 | 0 | 1 | 1 | 1 | 0 | 0 | 1 | 1 | 0 | 0 | 0 | 0 | 0 | 0 | 0 | 0 | 1 | 0 | 0 | 0 | 0 | 0 | 0 | 0 | 0 | 0 | 0 | 0 | 0 | 0 | 0 | 0 | 0 | 0 | 0 | 0 | 0 | 0 | 0 | 0 | 0 | 0 | 0 | 0 | 0 | 0 | 0 | 0 | 0 | 0 | 0 |  | 0 | 0 | 0 | 0 | 0 | 0 | 0 | 0 | 0 | 0 | 0 | 0 | 0 | 0 | 0 | 0 | 0 | 0 | 0 | 0 | 0 | 0 | 0 | 0 | 0 | 0 | 0 | 0 | 0 | 0 | 2 | 0 | 0 | 0 | 0 | 0 | -403.7865 | 467.5403 | 950.5913 | Vaca Dixon-Tesla 500kV Line | Windmaster-Delta pumps 230 kV line | Windmaster-Delta pumps 230 kV line
SDG&E Study Area | Loveland | 69 | 0 | 0 | 0 | 0 | 0 | 0 | 0 | 0 | 0 | 0 | 0 | 0 | 0 | 0 | 0 | 0 | 0 | 0 | 0 | 0 | 0 | 0 | 0 | 0 | 0 | 0 | 0 | 0 | 0 | 0 | 1 | 1 | 0 | 1 | 0 | 0 | 0 | 0 | 0 | 0 | 0 | 0 | 0 | 0 | 0 | 0 | 0 | 0 | 0 | 0 | 0 | 0 | 0 | 0 | 0 | 0 | 0 | 0 | 0 | 0 | 0 | 0 | 0 | 0 | 0 | 0 | 0 | 0 | 0 | 0 | 0 | 0 | 0 | 0 | 0 | 0 | 0 | 0 | 0 | 0 | 0 | 0 | 0 | 0 | 0 | 0 | 0 | 0 | 0 | 0 | 0 | 0 | 0 | 0 | 0 | 0 | 0 | 0 | 0 | 0 | 0 | 0 | 0 | 0 | 0 | 0 | 0 | 0 |  | 0 | 0 | 0 | 0 | 0 | 0 | 0 | 0 | 0 | 0 | 0 | 0 | 0 | 0 | 0 | 0 | 0 | 0 | 0 | 0 | 0 | 0 | 0 | 0.84 | 0 | 0 | 0 | 0 | 0 | 1 | 1 | 0 | 0 | 0 | 0 | 0 | -321.9952 | 118.8023 | 296.5564 | Chicarita 138 kV constraint | Chicarita 138 kV constraint | Miguel 69 kV constraint
SCE Metro Study Area | Lugo | 500 | 0 | 0 | 0 | 0 | 0 | 0 | 0 | 0 | 0 | 0 | 0 | 0 | 1 | 0 | 0 | 0 | 0 | 0 | 0 | 0 | 0 | 0 | 0 | 0 | 0 | 0 | 0 | 0 | 0 | 0 | 0 | 0 | 0 | 0 | 0 | 0 | 0 | 0 | 0 | 0 | 0 | 0 | 0 | 0 | 0 | 0 | 0 | 0 | 0 | 0 | 0 | 0 | 0 | 0 | 0 | 0 | 0 | 0 | 0 | 0 | 0 | 0 | 0 | 0 | 0 | 0 | 0 | 0 | 0 | 0 | 0 | 0 | 0 | 0 | 0 | 0 | 0 | 0 | 0 | 0 | 0 | 0 | 0 | 0 | 0 | 0 | 0 | 0 | 0 | 0 | 0 | 0 | 0 | 0 | 0 | 0 | 0 | 0 | 0 | 0 | 0 | 0 | 0 | 0 | 0 | 0 | 0 | 0 |  | 0 | 0 | 0 | 0 | 0 | 0 | 0 | 0 | 0 | 0 | 0 | 0 | 0 | 0 | 0 | 0 | 0 | 0 | 0 | 0 | 0 | 0 | 0 | 0 | 0 | 0 | 0 | 0 | 0 | 0 | 0 | 0 | 0 | 0 | 0 | 0 | 11840.638 | 12772.921 | 15592.11 | SCE Metro Area Default Constraint | SCE Metro Area Default Constraint | SCE Metro Area Default Constraint
SCE North of Lugo Study Area | Lugo | 230 | 0 | 0 | 0 | 0 | 0 | 0 | 0 | 0 | 0 | 0 | 0 | 0 | 0 | 0 | 0 | 0 | 1 | 0 | 0 | 0 | 0 | 0 | 0 | 0 | 0 | 0 | 0 | 0 | 0 | 0 | 0 | 0 | 0 | 0 | 0 | 0 | 0 | 0 | 0 | 0 | 0 | 0 | 0 | 0 | 0 | 0 | 0 | 0 | 0 | 0 | 0 | 0 | 0 | 0 | 0 | 0 | 0 | 0 | 0 | 0 | 0 | 0 | 0 | 0 | 0 | 0 | 0 | 0 | 0 | 0 | 0 | 0 | 0 | 0 | 0 | 0 | 0 | 0 | 0 | 0 | 0 | 0 | 0 | 0 | 0 | 0 | 0 | 0 | 0 | 0 | 0 | 0 | 0 | 0 | 0 | 0 | 0 | 0 | 0 | 0 | 0 | 0 | 0 | 0 | 0 | 0 | 0 | 1 |  | 0 | 0 | 0 | 0 | 0 | 0 | 0 | 0 | 0 | 0 | 0 | 0 | 0 | 0 | 0 | 0 | 0 | 0 | 0 | 0 | 0 | 0 | 0 | 0 | 0 | 0 | 0 | 0 | 0 | 0 | 0 | 0 | 0 | 0 | 0 | 0 | 1511.956 | 1709.487 | 873.46 | Lugo Transformer Area Constraint | Lugo Transformer Area Constraint | Lugo Transformer Area Constraint
SCE North of Lugo Study Area | New Sub - Lugo - Pisgah (Proposed) | 230 | 0 | 0 | 0 | 0 | 0 | 0 | 0 | 0 | 0 | 0 | 0 | 0 | 0 | 0 | 0 | 0 | 1 | 1 | 0 | 0 | 0 | 0 | 0 | 0 | 0 | 0 | 0 | 0 | 0 | 0 | 0 | 0 | 0 | 0 | 0 | 0 | 0 | 0 | 0 | 0 | 0 | 0 | 0 | 0 | 0 | 0 | 0 | 0 | 0 | 0 | 0 | 0 | 0 | 0 | 0 | 0 | 0 | 0 | 0 | 0 | 0 | 0 | 0 | 0 | 0 | 0 | 0 | 0 | 0 | 0 | 0 | 0 | 0 | 0 | 0 | 0 | 0 | 0 | 0 | 0 | 0 | 0 | 0 | 0 | 0 | 0 | 0 | 0 | 0 | 0 | 0 | 0 | 0 | 0 | 0 | 0 | 0 | 0 | 0 | 0 | 0 | 0 | 0 | 0 | 0 | 0 | 0 | 1 |  | 0 | 0 | 0 | 0 | 0 | 0 | 0 | 0 | 0 | 0 | 0 | 0 | 0 | 0 | 0 | 0 | 0 | 100 | 50 | 0 | 0 | 0 | 0 | 0 | 0 | 0 | 0 | 0 | 0 | 1 | 0 | 0 | 0 | 0 | 0 | 0 | 492.3 | 527.2 | 482 | Calcite to Lugo Area Constraint | Calcite to Lugo Area Constraint | Calcite to Lugo Area Constraint
PG&E North of Greater Bay Study Area | Madison | 115 | 0 | 0 | 0 | 0 | 0 | 0 | 0 | 0 | 0 | 0 | 0 | 0 | 0 | 0 | 0 | 0 | 0 | 0 | 0 | 0 | 0 | 0 | 0 | 0 | 0 | 0 | 0 | 0 | 0 | 0 | 0 | 0 | 0 | 0 | 0 | 0 | 0 | 0 | 0 | 0 | 0 | 0 | 0 | 0 | 1 | 0 | 0 | 0 | 0 | 0 | 0 | 0 | 0 | 0 | 0 | 0 | 0 | 0 | 1 | 1 | 1 | 0 | 0 | 0 | 0 | 0 | 0 | 0 | 0 | 0 | 0 | 0 | 0 | 0 | 1 | 0 | 0 | 0 | 0 | 0 | 0 | 0 | 0 | 0 | 0 | 0 | 0 | 0 | 0 | 0 | 0 | 0 | 0 | 0 | 0 | 0 | 0 | 0 | 0 | 0 | 0 | 0 | 0 | 0 | 0 | 0 | 0 | 0 |  | 0 | 0 | 0 | 0 | 0 | 0 | 0 | 0 | 0 | 0 | 0 | 0 | 0 | 0 | 0 | 0 | 0 | 0 | 0 | 0 | 0 | 0 | 0 | 0 | 0 | 13 | 10.2 | 0 | 0 | 1 | 3 | 0 | 0 | 0 | 0 | 0 | -403.7865 | 376.8008 | 667.3975 | Vaca Dixon-Tesla 500kV Line | Birds Landing-Contra Costa 230kV Line | Birds Landing-Contra Costa 230kV Line
SCE Northern Area | Magunden | 230 | 1 | 1 | 1 | 0 | 0 | 1 | 1 | 1 | 0 | 0 | 0 | 0 | 0 | 0 | 0 | 0 | 0 | 0 | 0 | 0 | 0 | 0 | 0 | 0 | 0 | 0 | 0 | 0 | 1 | 0 | 0 | 0 | 0 | 0 | 0 | 0 | 0 | 0 | 0 | 0 | 0 | 0 | 0 | 0 | 0 | 0 | 0 | 0 | 0 | 0 | 0 | 0 | 0 | 0 | 0 | 0 | 0 | 0 | 0 | 0 | 0 | 0 | 0 | 0 | 0 | 0 | 0 | 0 | 0 | 0 | 0 | 0 | 0 | 0 | 0 | 0 | 0 | 0 | 0 | 0 | 0 | 0 | 0 | 0 | 0 | 0 | 0 | 0 | 0 | 0 | 0 | 0 | 0 | 0 | 0 | 0 | 0 | 0 | 0 | 0 | 0 | 0 | 0 | 0 | 0 | 0 | 0 | 0 |  | 0 | 0 | 0 | 0 | 0 | 0 | 0 | 0 | 0 | 0 | 0 | 0 | 0 | 0 | 0 | 0 | 0 | 0 | 0 | 0 | 0 | 0 | 0 | 0 | 0 | 0 | 0 | 0 | 0 | 0 | 2 | 0 | 0 | 0 | 0 | 0 | -96.4338 | 215.3629 | 955.259 | South of Magunden Constraint | South of Magunden Constraint | South of Magunden Constraint
PG&E Kern Study Area | Magunden | 115 | 0 | 0 | 0 | 0 | 0 | 0 | 0 | 0 | 0 | 0 | 0 | 0 | 0 | 0 | 0 | 0 | 0 | 0 | 0 | 0 | 0 | 0 | 0 | 0 | 0 | 0 | 0 | 0 | 0 | 0 | 0 | 0 | 0 | 0 | 0 | 0 | 0 | 0 | 0 | 0 | 0 | 0 | 0 | 0 | 0 | 0 | 0 | 0 | 0 | 0 | 0 | 0 | 0 | 0 | 0 | 0 | 0 | 0 | 0 | 0 | 0 | 0 | 0 | 0 | 0 | 0 | 0 | 0 | 0 | 0 | 0 | 0 | 0 | 0 | 0 | 0 | 1 | 0 | 1 | 0 | 0 | 0 | 0 | 1 | 0 | 1 | 1 | 0 | 0 | 0 | 0 | 0 | 0 | 0 | 0 | 0 | 0 | 0 | 0 | 0 | 0 | 0 | 0 | 0 | 0 | 0 | 0 | 0 |  | 0 | 0 | 0 | 0 | 0 | 0 | 0 | 0 | 0 | 0 | 0 | 0 | 0 | 0 | 0 | 0 | 0 | 0 | 0 | 0 | 0 | 0 | 0 | 0 | 0 | 0 | 0 | 0 | 0 | 0 | 1 | 0 | 1 | 0 | 1 | 0 | -879.03 | -349.77 | -247.3393 | Midway-Q2005 230kV Line | Midway-Q2005 230kV Line | Midway-Q2005 230kV Line
PG&E North of Greater Bay Study Area | Malin | 500 | 0 | 0 | 0 | 0 | 0 | 0 | 0 | 0 | 0 | 0 | 0 | 0 | 0 | 0 | 0 | 0 | 0 | 0 | 0 | 0 | 0 | 0 | 0 | 0 | 0 | 0 | 0 | 0 | 0 | 0 | 0 | 0 | 0 | 0 | 0 | 0 | 0 | 0 | 0 | 0 | 0 | 0 | 0 | 0 | 1 | 0 | 0 | 0 | 0 | 0 | 0 | 0 | 0 | 0 | 0 | 0 | 0 | 0 | 0 | 0 | 0 | 0 | 0 | 0 | 0 | 0 | 0 | 0 | 0 | 0 | 0 | 0 | 0 | 0 | 0 | 0 | 0 | 0 | 0 | 0 | 0 | 0 | 0 | 0 | 0 | 0 | 0 | 0 | 0 | 0 | 0 | 0 | 0 | 0 | 0 | 0 | 0 | 0 | 0 | 0 | 0 | 0 | 0 | 0 | 0 | 0 | 0 | 0 |  | 0 | 0 | 0 | 0 | 0 | 0 | 0 | 0 | 0 | 0 | 0 | 0 | 0 | 0 | 0 | 0 | 0 | 0 | 0 | 0 | 0 | 0 | 0 | 0 | 0 | 0 | 0 | 0 | 0 | 0 | 1 | 0 | 0 | 0 | 0 | 0 | -403.7865 | 475.9687 | 1528.8218 | Vaca Dixon-Tesla 500kV Line | Vaca Dixon-Tesla 500kV Line | Vaca Dixon-Tesla 500kV Line
SCE Northern Area | Mandalay | 230 | 0 | 0 | 1 | 0 | 1 | 0 | 1 | 0 | 0 | 0 | 0 | 0 | 0 | 0 | 0 | 0 | 0 | 0 | 0 | 0 | 0 | 0 | 0 | 0 | 0 | 0 | 0 | 0 | 1 | 0 | 0 | 0 | 0 | 0 | 0 | 0 | 0 | 0 | 0 | 0 | 0 | 0 | 0 | 0 | 0 | 0 | 0 | 0 | 0 | 0 | 0 | 0 | 0 | 0 | 0 | 0 | 0 | 0 | 0 | 0 | 0 | 0 | 0 | 0 | 0 | 0 | 0 | 0 | 0 | 0 | 0 | 0 | 0 | 0 | 0 | 0 | 0 | 0 | 0 | 0 | 0 | 0 | 0 | 0 | 0 | 0 | 0 | 0 | 0 | 0 | 0 | 0 | 0 | 0 | 0 | 0 | 0 | 0 | 0 | 0 | 0 | 0 | 0 | 0 | 0 | 0 | 0 | 0 |  | 0 | 0 | 0 | 0 | 0 | 0 | 0 | 0 | 0 | 0 | 0 | 0 | 0 | 0 | 0 | 0 | 0 | 0 | 0 | 0 | 0 | 0 | 0 | 0 | 0 | 0 | 0 | 0 | 0 | 0 | 1 | 0 | 0 | 0 | 0 | 0 | -96.4338 | 215.3629 | 955.259 | South of Magunden Constraint | South of Magunden Constraint | South of Magunden Constraint
PG&E Fresno Study Area | Manning | 500 | 0 | 0 | 0 | 0 | 0 | 0 | 0 | 0 | 0 | 0 | 0 | 0 | 0 | 0 | 0 | 0 | 0 | 0 | 0 | 0 | 0 | 0 | 0 | 0 | 0 | 0 | 0 | 0 | 0 | 0 | 0 | 0 | 0 | 0 | 0 | 0 | 0 | 0 | 0 | 0 | 0 | 0 | 0 | 0 | 0 | 0 | 0 | 0 | 0 | 0 | 0 | 0 | 0 | 0 | 0 | 0 | 0 | 0 | 0 | 0 | 0 | 0 | 0 | 0 | 0 | 0 | 0 | 0 | 0 | 0 | 0 | 0 | 0 | 0 | 0 | 0 | 1 | 0 | 0 | 0 | 0 | 0 | 0 | 0 | 0 | 0 | 1 | 0 | 0 | 0 | 0 | 1 | 1 | 0 | 0 | 0 | 0 | 0 | 0 | 0 | 0 | 0 | 0 | 0 | 1 | 0 | 0 | 2 |  | 0 | 0 | 0 | 0 | 0 | 0 | 0 | 0 | 0 | 0 | 0 | 0 | 0 | 0 | 0 | 0 | 0 | 0 | 0 | 0 | 0 | 0 | 0 | 0 | 0 | 0 | 0 | 0 | 0 | 0 | 1 | 0 | 1 | 0 | 1 | 0 | -879.03 | -349.77 | -247.3393 | Midway-Q2005 230kV Line | Midway-Q2005 230kV Line | Midway-Q2005 230kV Line
PG&E Fresno Study Area | Manning | 230 | 0 | 0 | 0 | 0 | 0 | 0 | 0 | 0 | 0 | 0 | 0 | 0 | 0 | 0 | 0 | 0 | 0 | 0 | 0 | 0 | 0 | 0 | 0 | 0 | 0 | 0 | 0 | 0 | 0 | 0 | 0 | 0 | 0 | 0 | 0 | 0 | 0 | 0 | 0 | 0 | 0 | 0 | 0 | 0 | 0 | 0 | 0 | 0 | 0 | 0 | 0 | 0 | 0 | 0 | 0 | 0 | 0 | 0 | 0 | 0 | 0 | 0 | 0 | 0 | 0 | 0 | 0 | 0 | 0 | 0 | 0 | 0 | 0 | 0 | 0 | 0 | 1 | 0 | 0 | 0 | 0 | 0 | 0 | 0 | 0 | 1 | 1 | 1 | 1 | 0 | 1 | 1 | 1 | 0 | 1 | 1 | 0 | 1 | 0 | 0 | 0 | 0 | 0 | 0 | 1 | 1 | 0 | 2 |  | 0 | 0 | 0 | 0 | 0 | 0 | 0 | 0 | 0 | 0 | 0 | 0 | 0 | 0 | 0 | 0 | 0 | 0 | 0 | 0 | 0 | 0 | 0 | 0 | 0 | 0 | 0 | 0 | 0 | 0 | 3 | 0 | 1 | 0 | 3 | 0 | -879.03 | -349.77 | -412.8075 | Midway-Q2005 230kV Line | Midway-Q2005 230kV Line | Moss Landing-Las Aguilas 230 kV Line
PG&E Greater Bay Study Area | Manteca | 115 | 0 | 0 | 0 | 0 | 0 | 0 | 0 | 0 | 0 | 0 | 0 | 0 | 0 | 0 | 0 | 0 | 0 | 0 | 0 | 0 | 0 | 0 | 0 | 0 | 0 | 0 | 0 | 0 | 0 | 0 | 0 | 0 | 0 | 0 | 0 | 0 | 0 | 0 | 0 | 0 | 0 | 0 | 0 | 0 | 0 | 0 | 0 | 0 | 0 | 0 | 0 | 0 | 0 | 0 | 0 | 0 | 0 | 0 | 0 | 0 | 0 | 0 | 1 | 0 | 0 | 0 | 0 | 0 | 1 | 0 | 0 | 0 | 0 | 0 | 0 | 0 | 0 | 0 | 0 | 0 | 0 | 0 | 0 | 0 | 0 | 0 | 0 | 0 | 0 | 0 | 0 | 0 | 0 | 0 | 0 | 0 | 0 | 0 | 0 | 0 | 0 | 0 | 0 | 0 | 0 | 0 | 0 | 0 |  | 0 | 0 | 0 | 0 | 0 | 0 | 0 | 0 | 0 | 0 | 0 | 0 | 0 | 0 | 0 | 0 | 0 | 0 | 0 | 0 | 0 | 0 | 0 | 1.5 | 0 | 0 | 0 | 0 | 0 | 1 | 0 | 0 | 0 | 0 | 0 | 0 | 3.859 | 102.156 | 280.6464 | Kasson Jct-Heinz 115 kV line | Kasson Jct-Heinz 115 kV line | Kasson Jct-Heinz 115 kV line
SDG&E Study Area | Margarita | 138 | 0 | 0 | 0 | 0 | 0 | 0 | 0 | 0 | 0 | 0 | 0 | 0 | 0 | 0 | 0 | 0 | 0 | 0 | 0 | 0 | 0 | 0 | 0 | 0 | 0 | 0 | 0 | 0 | 0 | 1 | 0 | 0 | 0 | 0 | 0 | 0 | 0 | 0 | 0 | 0 | 0 | 1 | 1 | 0 | 0 | 0 | 0 | 0 | 0 | 0 | 0 | 0 | 0 | 0 | 0 | 0 | 0 | 0 | 0 | 0 | 0 | 0 | 0 | 0 | 0 | 0 | 0 | 0 | 0 | 0 | 0 | 0 | 0 | 0 | 0 | 0 | 0 | 0 | 0 | 0 | 0 | 0 | 0 | 0 | 0 | 0 | 0 | 0 | 0 | 0 | 0 | 0 | 0 | 0 | 0 | 0 | 0 | 0 | 0 | 0 | 0 | 0 | 0 | 0 | 0 | 0 | 0 | 0 |  | 0 | 0 | 0 | 0 | 0 | 0 | 0 | 0 | 0 | 0 | 0 | 0 | 0 | 0 | 0 | 0 | 0 | 0 | 0 | 0 | 0 | 0 | 0 | 0 | 0 | 0 | 0 | 0 | 0 | 0 | 1 | 0 | 0 | 0 | 0 | 0 | -46.75 | 376 | 751 | Talega 230 kV constraint | Trabuco-Capistrano 138 kV constraint | Trabuco-Capistrano 138 kV constraint
PG&E Greater Bay Study Area | Mariposa | 230 | 0 | 0 | 0 | 0 | 0 | 0 | 0 | 0 | 0 | 0 | 0 | 0 | 0 | 0 | 0 | 0 | 0 | 0 | 0 | 0 | 0 | 0 | 0 | 0 | 0 | 0 | 0 | 0 | 0 | 0 | 0 | 0 | 0 | 0 | 0 | 0 | 0 | 0 | 0 | 0 | 0 | 0 | 0 | 0 | 1 | 0 | 0 | 0 | 0 | 0 | 0 | 0 | 0 | 0 | 0 | 0 | 0 | 0 | 1 | 0 | 1 | 0 | 0 | 1 | 1 | 0 | 0 | 0 | 0 | 0 | 0 | 0 | 0 | 1 | 0 | 0 | 0 | 0 | 0 | 0 | 0 | 0 | 0 | 0 | 0 | 0 | 0 | 0 | 0 | 0 | 0 | 0 | 0 | 0 | 0 | 0 | 0 | 0 | 0 | 0 | 0 | 0 | 0 | 0 | 0 | 0 | 0 | 0 |  | 0 | 0 | 0 | 0 | 0 | 0 | 0 | 0 | 0 | 0 | 0 | 0 | 0 | 0 | 0 | 0 | 0 | 0 | 0 | 0 | 0 | 0 | 0 | 0 | 0 | 0 | 0 | 0 | 0 | 0 | 2 | 0 | 0 | 0 | 0 | 0 | -403.7865 | 467.5403 | 950.5913 | Vaca Dixon-Tesla 500kV Line | Windmaster-Delta pumps 230 kV line | Windmaster-Delta pumps 230 kV line
PG&E Greater Bay Study Area | Martin | 115 | 0 | 0 | 0 | 0 | 0 | 0 | 0 | 0 | 0 | 0 | 0 | 0 | 0 | 0 | 0 | 0 | 0 | 0 | 0 | 0 | 0 | 0 | 0 | 0 | 0 | 0 | 0 | 0 | 0 | 0 | 0 | 0 | 0 | 0 | 0 | 0 | 0 | 0 | 0 | 0 | 0 | 0 | 0 | 0 | 0 | 0 | 0 | 0 | 0 | 0 | 0 | 0 | 0 | 0 | 0 | 0 | 0 | 1 | 0 | 0 | 1 | 0 | 0 | 0 | 0 | 0 | 0 | 0 | 0 | 0 | 0 | 0 | 0 | 1 | 0 | 0 | 0 | 0 | 0 | 0 | 0 | 0 | 0 | 0 | 0 | 0 | 0 | 0 | 0 | 0 | 0 | 0 | 0 | 0 | 0 | 0 | 0 | 0 | 0 | 0 | 0 | 0 | 0 | 0 | 0 | 0 | 0 | 1 |  | 0 | 0 | 0 | 0 | 0 | 0 | 0 | 0 | 0 | 0 | 0 | 0 | 0 | 0 | 0 | 0 | 0 | 0 | 0 | 0 | 0 | 0 | 0 | 8.37 | 0 | 0 | 4.62 | 50 | 0 | 1 | 0 | 0 | 0 | 0 | 0 | 0 | 2108.4593 | 3333.5821 | 4490.0604 | Tesla-Tracy-Pump 230 kV line #2 | Tesla-Tracy Pump 230 kV Line #1 | Sobrante-Moraga 230 kV line
PG&E Greater Bay Study Area | Martin | 230 | 0 | 0 | 0 | 0 | 0 | 0 | 0 | 0 | 0 | 0 | 0 | 0 | 0 | 0 | 0 | 0 | 0 | 0 | 0 | 0 | 0 | 0 | 0 | 0 | 0 | 0 | 0 | 0 | 0 | 0 | 0 | 0 | 0 | 0 | 0 | 0 | 0 | 0 | 0 | 0 | 0 | 0 | 0 | 0 | 0 | 0 | 0 | 0 | 0 | 0 | 0 | 0 | 0 | 0 | 0 | 0 | 0 | 0 | 0 | 0 | 0 | 0 | 0 | 0 | 0 | 0 | 0 | 0 | 0 | 0 | 0 | 0 | 0 | 0 | 0 | 0 | 0 | 0 | 0 | 0 | 0 | 0 | 0 | 0 | 0 | 0 | 0 | 0 | 0 | 0 | 0 | 0 | 0 | 0 | 0 | 0 | 0 | 0 | 0 | 0 | 0 | 0 | 0 | 0 | 0 | 0 | 0 | 0 |  | 0 | 0 | 0 | 0 | 0 | 0 | 0 | 0 | 0 | 0 | 0 | 0 | 0 | 0 | 0 | 0 | 0 | 0 | 0 | 0 | 0 | 0 | 0 | 0 | 0 | 0 | 0 | 0 | 0 | 0 | 0 | 0 | 0 | 0 | 0 | 0 | 0 | 0 | 0 | #N/A | #N/A | #N/A
PG&E Greater Bay Study Area | Martinez | 115 | 0 | 0 | 0 | 0 | 0 | 0 | 0 | 0 | 0 | 0 | 0 | 0 | 0 | 0 | 0 | 0 | 0 | 0 | 0 | 0 | 0 | 0 | 0 | 0 | 0 | 0 | 0 | 0 | 0 | 0 | 0 | 0 | 0 | 0 | 0 | 0 | 0 | 0 | 0 | 0 | 0 | 0 | 0 | 0 | 0 | 0 | 0 | 0 | 0 | 0 | 0 | 0 | 0 | 0 | 1 | 0 | 0 | 0 | 0 | 0 | 0 | 0 | 0 | 0 | 0 | 0 | 0 | 0 | 0 | 0 | 0 | 0 | 0 | 0 | 0 | 0 | 0 | 0 | 0 | 0 | 0 | 0 | 0 | 0 | 0 | 0 | 0 | 0 | 0 | 0 | 0 | 0 | 0 | 0 | 0 | 0 | 0 | 0 | 0 | 0 | 0 | 0 | 0 | 0 | 0 | 0 | 0 | 1 |  | 0 | 0 | 0 | 0 | 0 | 0 | 0 | 0 | 0 | 0 | 0 | 0 | 0 | 0 | 0 | 0 | 0 | 0 | 0 | 0 | 0 | 0 | 0 | 0 | 0 | 0 | 0 | 0 | 0 | 0 | 0 | 0 | 0 | 0 | 0 | 0 | 2026.74 | 2130.9944 | 1481.432 | Dumbarton-Newark 115 kV line | Dumbarton-Newark 115 kV line | Dumbarton-Newark 115 kV line
PG&E Fresno Study Area | Mc Mullin | 230 | 0 | 0 | 0 | 0 | 0 | 0 | 0 | 0 | 0 | 0 | 0 | 0 | 0 | 0 | 0 | 0 | 0 | 0 | 0 | 0 | 0 | 0 | 0 | 0 | 0 | 0 | 0 | 0 | 0 | 0 | 0 | 0 | 0 | 0 | 0 | 0 | 0 | 0 | 0 | 0 | 0 | 0 | 0 | 0 | 0 | 0 | 0 | 0 | 0 | 0 | 1 | 0 | 0 | 0 | 0 | 0 | 0 | 0 | 0 | 0 | 0 | 0 | 0 | 0 | 0 | 0 | 0 | 0 | 0 | 0 | 0 | 0 | 0 | 0 | 0 | 0 | 1 | 0 | 0 | 0 | 0 | 0 | 0 | 0 | 0 | 1 | 1 | 0 | 1 | 1 | 1 | 1 | 1 | 1 | 1 | 1 | 0 | 1 | 1 | 0 | 0 | 1 | 0 | 0 | 0 | 1 | 0 | 4 |  | 0 | 0 | 0 | 0 | 0 | 0 | 0 | 0 | 0 | 0 | 0 | 0 | 0 | 0 | 0 | 0 | 0 | 0 | 0 | 0 | 0 | 0 | 0 | 0 | 0 | 0 | 0 | 0 | 0 | 0 | 3 | 1 | 2 | 0 | 4 | 0 | -879.03 | -349.77 | -412.8075 | Midway-Q2005 230kV Line | Midway-Q2005 230kV Line | Moss Landing-Las Aguilas 230 kV Line
PG&E Fresno Study Area | McCall | 230 | 0 | 0 | 0 | 0 | 0 | 0 | 0 | 0 | 0 | 0 | 0 | 0 | 0 | 0 | 0 | 0 | 0 | 0 | 0 | 0 | 0 | 0 | 0 | 0 | 0 | 0 | 0 | 0 | 0 | 0 | 0 | 0 | 0 | 0 | 0 | 0 | 0 | 0 | 0 | 0 | 0 | 0 | 0 | 0 | 0 | 0 | 0 | 0 | 0 | 0 | 1 | 0 | 0 | 0 | 0 | 0 | 0 | 0 | 0 | 0 | 0 | 0 | 0 | 0 | 0 | 0 | 0 | 0 | 0 | 0 | 0 | 0 | 0 | 0 | 0 | 0 | 1 | 0 | 0 | 0 | 0 | 0 | 0 | 0 | 0 | 1 | 1 | 1 | 1 | 1 | 1 | 1 | 1 | 1 | 1 | 1 | 0 | 1 | 1 | 0 | 0 | 1 | 0 | 0 | 0 | 0 | 0 | 4 |  | 0 | 0 | 0 | 0 | 0 | 0 | 0 | 0 | 0 | 0 | 0 | 0 | 0 | 0 | 0 | 0 | 0 | 0 | 0 | 0 | 0 | 0 | 0 | 0 | 0 | 0 | 0 | 0 | 0 | 0 | 3 | 1 | 2 | 0 | 3 | 0 | -879.03 | -349.77 | -247.3393 | Midway-Q2005 230kV Line | Midway-Q2005 230kV Line | Midway-Q2005 230kV Line
East of Pisgah Study Area | McCullough (LDWP) | 500 | 0 | 0 | 0 | 0 | 0 | 0 | 0 | 0 | 0 | 0 | 0 | 0 | 0 | 0 | 0 | 0 | 0 | 0 | 0 | 0 | 0 | 0 | 0 | 0 | 0 | 0 | 0 | 0 | 1 | 0 | 0 | 0 | 0 | 0 | 0 | 0 | 0 | 0 | 0 | 0 | 0 | 0 | 0 | 0 | 0 | 0 | 0 | 0 | 0 | 0 | 0 | 0 | 0 | 0 | 0 | 0 | 0 | 0 | 0 | 0 | 0 | 0 | 0 | 0 | 0 | 0 | 0 | 0 | 0 | 0 | 0 | 0 | 0 | 0 | 0 | 0 | 0 | 0 | 0 | 0 | 0 | 0 | 0 | 0 | 0 | 0 | 0 | 0 | 0 | 0 | 0 | 0 | 0 | 0 | 0 | 0 | 0 | 0 | 0 | 0 | 0 | 0 | 0 | 0 | 0 | 0 | 0 | 0 |  | 0 | 0 | 0 | 0 | 0 | 0 | 0 | 0 | 0 | 0 | 0 | 0 | 0 | 0 | 0 | 0 | 0 | 0 | 0 | 0 | 0 | 0 | 0 | 0 | 0 | 0 | 0 | 0 | 0 | 0 | 0 | 0 | 0 | 0 | 0 | 0 | 742.2952 | 4091.0004 | 4287.698 | Lugo - Victorville area constraint | Lugo - Victorville area constraint | Lugo - Victorville area constraint
East of Pisgah Study Area | Mead | 230 | 0 | 0 | 0 | 0 | 0 | 0 | 0 | 0 | 0 | 0 | 0 | 0 | 0 | 0 | 0 | 0 | 0 | 0 | 0 | 1 | 0 | 1 | 0 | 0 | 0 | 0 | 0 | 0 | 1 | 0 | 0 | 0 | 0 | 0 | 0 | 0 | 0 | 0 | 0 | 0 | 0 | 0 | 0 | 0 | 0 | 0 | 0 | 0 | 0 | 0 | 0 | 0 | 0 | 0 | 0 | 0 | 0 | 0 | 0 | 0 | 0 | 0 | 0 | 0 | 0 | 0 | 0 | 0 | 0 | 0 | 0 | 0 | 0 | 0 | 0 | 0 | 0 | 0 | 0 | 0 | 0 | 0 | 0 | 0 | 0 | 0 | 0 | 0 | 0 | 0 | 0 | 0 | 0 | 0 | 0 | 0 | 0 | 0 | 0 | 0 | 0 | 0 | 0 | 0 | 0 | 0 | 0 | 2 |  | 0 | 0 | 350 | 0 | 0 | 0 | 0 | 0 | 0 | 0 | 0 | 0 | 0 | 0 | 1 | 0 | 0 | 0 | 0 | 0 | 0 | 0 | 0 | 0 | 0 | 0 | 0 | 0 | 0 | 0 | 0 | 1 | 1 | 0 | 0 | 0 | -5476.131 | -2224.5325 | 2782.299 | Devers-Red Bluff Constraint | Devers-Red Bluff Constraint | Devers-Red Bluff Constraint
PG&E Greater Bay Study Area | Melones | 115 | 0 | 0 | 0 | 0 | 0 | 0 | 0 | 0 | 0 | 0 | 0 | 0 | 0 | 0 | 0 | 0 | 0 | 0 | 0 | 0 | 0 | 0 | 0 | 0 | 0 | 0 | 0 | 0 | 0 | 0 | 0 | 0 | 0 | 0 | 0 | 0 | 0 | 0 | 0 | 0 | 0 | 0 | 0 | 0 | 0 | 0 | 0 | 0 | 0 | 0 | 0 | 0 | 0 | 0 | 0 | 0 | 0 | 0 | 0 | 0 | 0 | 0 | 1 | 0 | 0 | 0 | 0 | 0 | 0 | 0 | 0 | 0 | 0 | 0 | 0 | 0 | 0 | 0 | 0 | 0 | 0 | 0 | 0 | 0 | 0 | 0 | 0 | 0 | 0 | 0 | 0 | 0 | 0 | 0 | 0 | 0 | 0 | 0 | 0 | 0 | 0 | 0 | 0 | 0 | 0 | 0 | 0 | 0 |  | 0 | 0 | 0 | 0 | 0 | 0 | 0 | 0 | 0 | 0 | 0 | 0 | 0 | 0 | 0 | 0 | 0 | 0 | 0 | 0 | 0 | 0 | 0 | 0 | 0 | 0 | 0 | 0 | 0 | 0 | 0 | 0 | 0 | 0 | 0 | 0 | 3.859 | 102.156 | 280.6464 | Kasson Jct-Heinz 115 kV line | Kasson Jct-Heinz 115 kV line | Kasson Jct-Heinz 115 kV line
PG&E North of Greater Bay Study Area | Mendocino | 115 | 0 | 0 | 0 | 0 | 0 | 0 | 0 | 0 | 0 | 0 | 0 | 0 | 0 | 0 | 0 | 0 | 0 | 0 | 0 | 0 | 0 | 0 | 0 | 0 | 0 | 0 | 0 | 0 | 0 | 0 | 0 | 0 | 0 | 0 | 0 | 0 | 0 | 0 | 0 | 0 | 0 | 0 | 0 | 1 | 1 | 0 | 1 | 0 | 0 | 0 | 0 | 0 | 0 | 0 | 0 | 0 | 0 | 1 | 0 | 1 | 1 | 0 | 0 | 0 | 0 | 0 | 0 | 0 | 0 | 0 | 0 | 0 | 0 | 0 | 1 | 0 | 0 | 0 | 0 | 0 | 0 | 0 | 0 | 0 | 0 | 0 | 0 | 0 | 0 | 0 | 0 | 0 | 0 | 0 | 0 | 0 | 0 | 0 | 0 | 0 | 0 | 0 | 0 | 0 | 0 | 0 | 0 | 1 |  | 0 | 0 | 0 | 0 | 0 | 0 | 0 | 0 | 0 | 0 | 0 | 0 | 0 | 0 | 0 | 0 | 1 | 0 | 0 | 0 | 0 | 0 | 0 | 0 | 0 | 0 | 0 | 0 | 5 | 1 | 2 | 0 | 0 | 0 | 0 | 0 | -403.7865 | 376.8008 | 667.3975 | Vaca Dixon-Tesla 500kV Line | Birds Landing-Contra Costa 230kV Line | Birds Landing-Contra Costa 230kV Line
PG&E Fresno Study Area | Mendota | 115 | 0 | 0 | 0 | 0 | 0 | 0 | 0 | 0 | 0 | 0 | 0 | 0 | 0 | 0 | 0 | 0 | 0 | 0 | 0 | 0 | 0 | 0 | 0 | 0 | 0 | 0 | 0 | 0 | 0 | 0 | 0 | 0 | 0 | 0 | 0 | 0 | 0 | 0 | 0 | 0 | 0 | 0 | 0 | 0 | 0 | 0 | 0 | 0 | 0 | 0 | 1 | 0 | 0 | 0 | 0 | 0 | 0 | 0 | 0 | 0 | 0 | 0 | 0 | 0 | 0 | 0 | 0 | 0 | 0 | 0 | 0 | 0 | 0 | 0 | 0 | 0 | 1 | 0 | 0 | 0 | 0 | 0 | 0 | 0 | 0 | 1 | 1 | 1 | 1 | 1 | 1 | 1 | 1 | 1 | 1 | 1 | 0 | 0 | 1 | 1 | 0 | 1 | 0 | 0 | 0 | 1 | 0 | 4 |  | 0 | 0 | 0 | 0 | 0 | 0 | 0 | 0 | 0 | 0 | 0 | 0 | 0 | 0 | 0 | 0 | 0 | 0 | 0 | 0 | 0 | 0 | 0 | 0 | 0 | 0 | 0 | 0 | 0 | 0 | 3 | 1 | 2 | 0 | 4 | 0 | -879.03 | -349.77 | -412.8075 | Midway-Q2005 230kV Line | Midway-Q2005 230kV Line | Moss Landing-Las Aguilas 230 kV Line
PG&E Fresno Study Area | Merced | 115 | 0 | 0 | 0 | 0 | 0 | 0 | 0 | 0 | 0 | 0 | 0 | 0 | 0 | 0 | 0 | 0 | 0 | 0 | 0 | 0 | 0 | 0 | 0 | 0 | 0 | 0 | 0 | 0 | 0 | 0 | 0 | 0 | 0 | 0 | 0 | 0 | 0 | 0 | 0 | 0 | 0 | 0 | 0 | 0 | 0 | 0 | 0 | 0 | 0 | 0 | 1 | 0 | 0 | 0 | 0 | 0 | 0 | 0 | 0 | 0 | 0 | 0 | 0 | 0 | 1 | 0 | 0 | 0 | 0 | 0 | 0 | 0 | 0 | 0 | 0 | 0 | 1 | 0 | 0 | 0 | 0 | 0 | 0 | 0 | 0 | 1 | 1 | 0 | 1 | 1 | 1 | 1 | 1 | 1 | 0 | 1 | 0 | 1 | 1 | 0 | 0 | 1 | 0 | 0 | 0 | 0 | 0 | 4 |  | 0 | 0 | 0 | 0 | 0 | 0 | 0 | 0 | 0 | 0 | 0 | 0 | 0 | 0 | 0 | 0 | 0 | 0 | 0 | 0 | 0 | 0 | 0 | 0 | 0 | 0 | 0 | 0 | 0 | 0 | 2 | 1 | 2 | 0 | 3 | 0 | -879.03 | -349.77 | -247.3393 | Midway-Q2005 230kV Line | Midway-Q2005 230kV Line | Midway-Q2005 230kV Line
East of Pisgah Study Area | Mercry Switch | 138 | 0 | 0 | 0 | 0 | 0 | 0 | 0 | 0 | 0 | 0 | 0 | 0 | 0 | 0 | 0 | 0 | 0 | 0 | 0 | 1 | 0 | 1 | 0 | 0 | 0 | 0 | 1 | 0 | 1 | 0 | 0 | 0 | 0 | 0 | 0 | 0 | 0 | 0 | 0 | 0 | 0 | 0 | 0 | 0 | 0 | 0 | 0 | 0 | 0 | 0 | 0 | 0 | 0 | 0 | 0 | 0 | 0 | 0 | 0 | 0 | 0 | 0 | 0 | 0 | 0 | 0 | 0 | 0 | 0 | 0 | 0 | 0 | 0 | 0 | 0 | 0 | 0 | 0 | 0 | 0 | 0 | 0 | 0 | 0 | 0 | 0 | 0 | 0 | 0 | 0 | 0 | 0 | 0 | 0 | 0 | 0 | 0 | 0 | 0 | 0 | 0 | 0 | 0 | 0 | 0 | 0 | 0 | 3 |  | 0 | 0 | 0 | 0 | 0 | 0 | 0 | 0 | 0 | 0 | 0 | 0 | 0 | 0 | 0 | 0 | 0 | 0 | 0 | 0 | 0 | 0 | 0 | 0 | 0 | 0 | 0 | 0 | 0 | 0 | 0 | 1 | 1 | 0 | 0 | 0 | -5476.131 | -2224.5325 | 448.6 | Devers-Red Bluff Constraint | Devers-Red Bluff Constraint | VEA 138kV area constraint
PG&E Kern Study Area | Mesa | 230 | 0 | 0 | 0 | 0 | 0 | 0 | 0 | 0 | 0 | 0 | 0 | 0 | 0 | 0 | 0 | 0 | 0 | 0 | 0 | 0 | 0 | 0 | 0 | 0 | 0 | 0 | 0 | 0 | 0 | 0 | 0 | 0 | 0 | 0 | 0 | 0 | 0 | 0 | 0 | 0 | 0 | 0 | 0 | 0 | 0 | 0 | 0 | 0 | 0 | 0 | 0 | 0 | 0 | 0 | 0 | 0 | 0 | 0 | 0 | 0 | 0 | 0 | 0 | 0 | 0 | 0 | 0 | 0 | 0 | 0 | 0 | 0 | 0 | 0 | 0 | 1 | 1 | 0 | 0 | 0 | 0 | 0 | 1 | 0 | 0 | 1 | 1 | 0 | 0 | 0 | 0 | 0 | 0 | 0 | 0 | 1 | 1 | 0 | 0 | 0 | 0 | 0 | 0 | 0 | 1 | 0 | 0 | 0 |  | 0 | 0 | 0 | 0 | 0 | 0 | 0 | 0 | 0 | 0 | 0 | 99.7 | 0 | 0 | 1 | 0 | 0 | 0 | 0 | 0 | 0 | 0 | 0 | 2.62 | 0 | 0 | 0 | 0 | 0 | 1 | 2 | 0 | 2 | 0 | 2 | 0 | -879.03 | -349.77 | -247.3393 | Midway-Q2005 230kV Line | Midway-Q2005 230kV Line | Midway-Q2005 230kV Line
PG&E Kern Study Area | Mesa | 115 | 0 | 0 | 0 | 0 | 0 | 0 | 0 | 0 | 0 | 0 | 0 | 0 | 0 | 0 | 0 | 0 | 0 | 0 | 0 | 0 | 0 | 0 | 0 | 0 | 0 | 0 | 0 | 0 | 0 | 0 | 0 | 0 | 0 | 0 | 0 | 0 | 0 | 0 | 0 | 0 | 0 | 0 | 0 | 0 | 0 | 0 | 0 | 0 | 0 | 0 | 0 | 0 | 0 | 0 | 0 | 0 | 0 | 0 | 0 | 0 | 0 | 0 | 0 | 0 | 0 | 0 | 0 | 0 | 0 | 0 | 0 | 0 | 0 | 0 | 0 | 1 | 1 | 0 | 0 | 0 | 0 | 0 | 1 | 0 | 0 | 1 | 1 | 0 | 0 | 0 | 0 | 0 | 0 | 0 | 0 | 1 | 1 | 0 | 0 | 0 | 0 | 0 | 0 | 0 | 1 | 0 | 0 | 0 |  | 0 | 0 | 0 | 0 | 0 | 0 | 0 | 0 | 0 | 0 | 0 | 0 | 0 | 0 | 0 | 0 | 0 | 0 | 0 | 0 | 0 | 0 | 0 | 0 | 0 | 0 | 0 | 0 | 0 | 0 | 2 | 0 | 2 | 0 | 2 | 0 | -879.03 | -349.77 | -247.3393 | Midway-Q2005 230kV Line | Midway-Q2005 230kV Line | Midway-Q2005 230kV Line
SCE Metro Study Area | Mesa (SCE) | 500 | 0 | 0 | 0 | 0 | 0 | 0 | 0 | 0 | 0 | 0 | 1 | 0 | 1 | 0 | 0 | 0 | 0 | 0 | 0 | 0 | 0 | 0 | 0 | 0 | 0 | 0 | 0 | 0 | 0 | 0 | 0 | 0 | 0 | 0 | 0 | 0 | 0 | 0 | 0 | 0 | 0 | 0 | 0 | 0 | 0 | 0 | 0 | 0 | 0 | 0 | 0 | 0 | 0 | 0 | 0 | 0 | 0 | 0 | 0 | 0 | 0 | 0 | 0 | 0 | 0 | 0 | 0 | 0 | 0 | 0 | 0 | 0 | 0 | 0 | 0 | 0 | 0 | 0 | 0 | 0 | 0 | 0 | 0 | 0 | 0 | 0 | 0 | 0 | 0 | 0 | 0 | 0 | 0 | 0 | 0 | 0 | 0 | 0 | 0 | 0 | 0 | 0 | 0 | 0 | 0 | 0 | 0 | 0 |  | 0 | 0 | 0 | 0 | 0 | 0 | 0 | 0 | 0 | 0 | 0 | 0 | 0 | 0 | 0 | 0 | 0 | 0 | 0 | 0 | 0 | 0 | 0 | 0 | 0 | 0 | 0 | 0 | 0 | 0 | 0 | 0 | 0 | 0 | 0 | 0 | 5652.476 | 6171.942 | 7738.42 | Del Amo - Barre Area Constraint | Del Amo - Barre Area Constraint | Del Amo - Barre Area Constraint
SCE Metro Study Area | Mesa (SCE) | 230 | 0 | 0 | 0 | 0 | 0 | 0 | 0 | 0 | 0 | 0 | 1 | 0 | 1 | 0 | 0 | 0 | 0 | 0 | 0 | 0 | 0 | 0 | 0 | 0 | 0 | 0 | 0 | 0 | 0 | 0 | 0 | 0 | 0 | 0 | 0 | 0 | 0 | 0 | 0 | 0 | 0 | 0 | 0 | 0 | 0 | 0 | 0 | 0 | 0 | 0 | 0 | 0 | 0 | 0 | 0 | 0 | 0 | 0 | 0 | 0 | 0 | 0 | 0 | 0 | 0 | 0 | 0 | 0 | 0 | 0 | 0 | 0 | 0 | 0 | 0 | 0 | 0 | 0 | 0 | 0 | 0 | 0 | 0 | 0 | 0 | 0 | 0 | 0 | 0 | 0 | 0 | 0 | 0 | 0 | 0 | 0 | 0 | 0 | 0 | 0 | 0 | 0 | 0 | 0 | 0 | 0 | 0 | 0 |  | 0 | 0 | 0 | 0 | 0 | 0 | 0 | 0 | 0 | 0 | 0 | 0 | 0 | 0 | 0 | 0 | 0 | 0 | 0 | 0 | 0 | 0 | 0 | 0 | 0 | 0 | 0 | 3.5 | 0 | 1 | 0 | 0 | 0 | 0 | 0 | 0 | 5652.476 | 6171.942 | 7738.42 | Del Amo - Barre Area Constraint | Del Amo - Barre Area Constraint | Del Amo - Barre Area Constraint
PG&E Greater Bay Study Area | Metcalf | 500 | 0 | 0 | 0 | 0 | 0 | 0 | 0 | 0 | 0 | 0 | 0 | 0 | 0 | 0 | 0 | 0 | 0 | 0 | 0 | 0 | 0 | 0 | 0 | 0 | 0 | 0 | 0 | 0 | 0 | 0 | 0 | 0 | 0 | 0 | 0 | 0 | 0 | 0 | 0 | 0 | 0 | 0 | 0 | 0 | 0 | 0 | 0 | 0 | 0 | 0 | 0 | 0 | 0 | 0 | 0 | 0 | 0 | 0 | 0 | 0 | 0 | 0 | 0 | 0 | 0 | 0 | 0 | 0 | 0 | 0 | 0 | 1 | 1 | 0 | 0 | 0 | 0 | 0 | 0 | 0 | 0 | 0 | 0 | 0 | 0 | 0 | 0 | 0 | 0 | 0 | 0 | 0 | 0 | 0 | 0 | 0 | 0 | 0 | 0 | 0 | 0 | 0 | 0 | 0 | 0 | 0 | 0 | 1 |  | 0 | 0 | 0 | 0 | 0 | 0 | 0 | 0 | 0 | 0 | 0 | 0 | 0 | 0 | 0 | 0 | 0 | 0 | 0 | 0 | 0 | 0 | 0 | 0 | 0 | 0 | 0 | 0 | 0 | 0 | 0 | 0 | 0 | 0 | 0 | 0 | 0.7 | 156.45 | 625.5 | Morganhill-Metcalf 115kV Line | Morganhill-Metcalf 115kV Line | Morganhill-Metcalf 115kV Line
PG&E Greater Bay Study Area | Metcalf | 230 | 0 | 0 | 0 | 0 | 0 | 0 | 0 | 0 | 0 | 0 | 0 | 0 | 0 | 0 | 0 | 0 | 0 | 0 | 0 | 0 | 0 | 0 | 0 | 0 | 0 | 0 | 0 | 0 | 0 | 0 | 0 | 0 | 0 | 0 | 0 | 0 | 0 | 0 | 0 | 0 | 0 | 0 | 0 | 0 | 0 | 0 | 0 | 0 | 0 | 0 | 0 | 0 | 0 | 0 | 0 | 0 | 0 | 1 | 0 | 0 | 1 | 0 | 0 | 0 | 1 | 0 | 0 | 0 | 0 | 0 | 0 | 1 | 1 | 0 | 0 | 0 | 0 | 0 | 0 | 0 | 0 | 0 | 0 | 0 | 0 | 0 | 0 | 0 | 0 | 0 | 0 | 0 | 0 | 0 | 0 | 0 | 0 | 0 | 0 | 0 | 0 | 0 | 0 | 0 | 0 | 0 | 0 | 2 |  | 0 | 0 | 0 | 0 | 0 | 0 | 0 | 0 | 0 | 0 | 0 | 0 | 0 | 0 | 0 | 0 | 0 | 0 | 0 | 0 | 0 | 0 | 0 | 0 | 0 | 0 | 0 | 0 | 0 | 0 | 0 | 0 | 0 | 0 | 0 | 0 | 0.7 | 156.45 | 625.5 | Morganhill-Metcalf 115kV Line | Morganhill-Metcalf 115kV Line | Morganhill-Metcalf 115kV Line
PG&E Greater Bay Study Area | Metcalf | 115 | 0 | 0 | 0 | 0 | 0 | 0 | 0 | 0 | 0 | 0 | 0 | 0 | 0 | 0 | 0 | 0 | 0 | 0 | 0 | 0 | 0 | 0 | 0 | 0 | 0 | 0 | 0 | 0 | 0 | 0 | 0 | 0 | 0 | 0 | 0 | 0 | 0 | 0 | 0 | 0 | 0 | 0 | 0 | 0 | 0 | 0 | 0 | 0 | 0 | 0 | 0 | 0 | 0 | 0 | 0 | 0 | 0 | 0 | 0 | 0 | 0 | 0 | 0 | 0 | 1 | 0 | 0 | 0 | 0 | 0 | 0 | 1 | 1 | 0 | 0 | 0 | 0 | 0 | 0 | 0 | 0 | 0 | 0 | 0 | 0 | 0 | 0 | 0 | 0 | 0 | 0 | 0 | 0 | 0 | 0 | 0 | 0 | 0 | 0 | 0 | 0 | 0 | 0 | 0 | 0 | 0 | 0 | 1 |  | 0 | 0 | 0 | 0 | 0 | 0 | 0 | 0 | 0 | 0 | 0 | 75 | 0 | 0 | 1 | 0 | 1.8 | 0 | 0 | 0 | 0 | 0 | 0 | 0 | 0 | 0 | 0 | 0 | 0 | 1 | 0 | 0 | 0 | 0 | 0 | 0 | 0.7 | 156.45 | 625.5 | Morganhill-Metcalf 115kV Line | Morganhill-Metcalf 115kV Line | Morganhill-Metcalf 115kV Line
PG&E Kern Study Area | Midway | 500 | 0 | 0 | 0 | 0 | 0 | 0 | 0 | 0 | 0 | 0 | 0 | 0 | 0 | 0 | 0 | 0 | 0 | 0 | 0 | 0 | 0 | 0 | 0 | 0 | 0 | 0 | 0 | 0 | 0 | 0 | 0 | 0 | 0 | 0 | 0 | 0 | 0 | 0 | 0 | 0 | 0 | 0 | 0 | 0 | 0 | 0 | 0 | 0 | 0 | 0 | 0 | 0 | 0 | 0 | 0 | 0 | 0 | 0 | 0 | 0 | 0 | 0 | 0 | 0 | 0 | 0 | 0 | 0 | 0 | 0 | 0 | 0 | 0 | 0 | 0 | 0 | 0 | 0 | 0 | 0 | 0 | 0 | 0 | 0 | 0 | 0 | 0 | 0 | 0 | 0 | 0 | 0 | 0 | 0 | 0 | 0 | 0 | 0 | 0 | 0 | 0 | 0 | 0 | 0 | 1 | 0 | 0 | 0 |  | 0 | 0 | 0 | 0 | 0 | 0 | 0 | 0 | 0 | 0 | 0 | 0 | 0 | 0 | 0 | 0 | 0 | 0 | 0 | 0 | 0 | 0 | 0 | 0 | 0 | 500 | 0 | 100 | 0 | 1 | 0 | 0 | 0 | 0 | 0 | 0 | 6040.143 | 6325.2759 | 6856.5006 | Gates-Panoche 230 kV #1 and #2 Lines | Gates-Panoche 230 kV #1 and #2 Lines | Gates-Panoche 230 kV #1 and #2 Lines
PG&E Kern Study Area | Midway | 230 | 0 | 0 | 0 | 0 | 0 | 0 | 0 | 0 | 0 | 0 | 0 | 0 | 0 | 0 | 0 | 0 | 0 | 0 | 0 | 0 | 0 | 0 | 0 | 0 | 0 | 0 | 0 | 0 | 0 | 0 | 0 | 0 | 0 | 0 | 0 | 0 | 0 | 0 | 0 | 0 | 0 | 0 | 0 | 0 | 0 | 0 | 0 | 0 | 0 | 0 | 0 | 0 | 0 | 0 | 0 | 0 | 0 | 0 | 0 | 0 | 0 | 0 | 0 | 0 | 0 | 0 | 0 | 0 | 0 | 0 | 0 | 0 | 0 | 0 | 0 | 0 | 1 | 0 | 0 | 0 | 0 | 0 | 0 | 0 | 0 | 1 | 1 | 0 | 0 | 0 | 0 | 0 | 0 | 0 | 0 | 0 | 0 | 0 | 0 | 0 | 0 | 0 | 0 | 0 | 0 | 0 | 0 | 0 |  | 0 | 0 | 0 | 0 | 0 | 0 | 0 | 0 | 0 | 0 | 0 | 0 | 0 | 0 | 0 | 0 | 0 | 0 | 0 | 0 | 0 | 0 | 0 | 0 | 0 | 0 | 0 | 0 | 0 | 0 | 1 | 0 | 1 | 0 | 1 | 0 | -879.03 | -349.77 | -247.3393 | Midway-Q2005 230kV Line | Midway-Q2005 230kV Line | Midway-Q2005 230kV Line
PG&E Kern Study Area | Midway | 115 | 0 | 0 | 0 | 0 | 0 | 0 | 0 | 0 | 0 | 0 | 0 | 0 | 0 | 0 | 0 | 0 | 0 | 0 | 0 | 0 | 0 | 0 | 0 | 0 | 0 | 0 | 0 | 0 | 0 | 0 | 0 | 0 | 0 | 0 | 0 | 0 | 0 | 0 | 0 | 0 | 0 | 0 | 0 | 0 | 0 | 0 | 0 | 0 | 0 | 0 | 0 | 0 | 0 | 0 | 0 | 0 | 0 | 0 | 0 | 0 | 0 | 0 | 0 | 0 | 0 | 0 | 0 | 0 | 0 | 0 | 0 | 0 | 0 | 0 | 0 | 1 | 1 | 0 | 0 | 0 | 0 | 0 | 1 | 1 | 0 | 1 | 1 | 0 | 0 | 0 | 0 | 0 | 0 | 0 | 0 | 0 | 0 | 0 | 0 | 0 | 0 | 0 | 0 | 0 | 0 | 0 | 0 | 0 |  | 0 | 0 | 0 | 0 | 0 | 0 | 0 | 0 | 0 | 0 | 0 | 0 | 0 | 0 | 0 | 0 | 0 | 0 | 0 | 0 | 0 | 0 | 0 | 0 | 100 | 100 | 80 | 0 | 0 | 1 | 2 | 0 | 2 | 0 | 1 | 0 | -879.03 | -349.77 | -247.3393 | Midway-Q2005 230kV Line | Midway-Q2005 230kV Line | Midway-Q2005 230kV Line
SDG&E Study Area | Miguel | 500 | 0 | 0 | 0 | 0 | 0 | 0 | 0 | 0 | 0 | 0 | 0 | 0 | 0 | 0 | 0 | 0 | 0 | 0 | 0 | 0 | 0 | 0 | 0 | 0 | 0 | 0 | 0 | 0 | 1 | 0 | 1 | 1 | 1 | 1 | 1 | 0 | 1 | 0 | 0 | 1 | 1 | 1 | 0 | 0 | 0 | 0 | 0 | 0 | 0 | 0 | 0 | 0 | 0 | 0 | 0 | 0 | 0 | 0 | 0 | 0 | 0 | 0 | 0 | 0 | 0 | 0 | 0 | 0 | 0 | 0 | 0 | 0 | 0 | 0 | 0 | 0 | 0 | 0 | 0 | 0 | 0 | 0 | 0 | 0 | 0 | 0 | 0 | 0 | 0 | 0 | 0 | 0 | 0 | 0 | 0 | 0 | 0 | 0 | 0 | 0 | 0 | 0 | 0 | 0 | 0 | 0 | 0 | 3 |  | 0 | 0 | 0 | 0 | 0 | 0 | 0 | 0 | 0 | 0 | 0 | 0 | 0 | 0 | 0 | 0 | 0 | 0 | 0 | 0 | 0 | 0 | 0 | 0 | 0 | 0 | 0 | 0 | 0 | 0 | 3 | 3 | 0 | 0 | 0 | 0 | -417.51 | 118.8023 | 296.5564 | Internal San Diego Area constraint | Chicarita 138 kV constraint | Miguel 69 kV constraint
SDG&E Study Area | Miguel | 230 | 0 | 0 | 0 | 0 | 0 | 0 | 0 | 0 | 0 | 0 | 0 | 0 | 0 | 0 | 0 | 0 | 0 | 0 | 0 | 0 | 0 | 0 | 0 | 0 | 0 | 0 | 0 | 0 | 0 | 0 | 1 | 1 | 1 | 1 | 1 | 0 | 1 | 0 | 0 | 1 | 1 | 1 | 0 | 0 | 0 | 0 | 0 | 0 | 0 | 0 | 0 | 0 | 0 | 0 | 0 | 0 | 0 | 0 | 0 | 0 | 0 | 0 | 0 | 0 | 0 | 0 | 0 | 0 | 0 | 0 | 0 | 0 | 0 | 0 | 0 | 0 | 0 | 0 | 0 | 0 | 0 | 0 | 0 | 0 | 0 | 0 | 0 | 0 | 0 | 0 | 0 | 0 | 0 | 0 | 0 | 0 | 0 | 0 | 0 | 0 | 0 | 0 | 0 | 0 | 0 | 0 | 0 | 3 |  | 0 | 0 | 0 | 0 | 0 | 0 | 0 | 0 | 0 | 0 | 0 | 0 | 0 | 0 | 0 | 0 | 0 | 0 | 0 | 0 | 0 | 0 | 0 | 0 | 0 | 0 | 9.75 | 0 | 0 | 1 | 3 | 3 | 0 | 0 | 0 | 0 | -417.51 | 118.8023 | 296.5564 | Internal San Diego Area constraint | Chicarita 138 kV constraint | Miguel 69 kV constraint
PG&E Greater Bay Study Area | Miller | 115 | 0 | 0 | 0 | 0 | 0 | 0 | 0 | 0 | 0 | 0 | 0 | 0 | 0 | 0 | 0 | 0 | 0 | 0 | 0 | 0 | 0 | 0 | 0 | 0 | 0 | 0 | 0 | 0 | 0 | 0 | 0 | 0 | 0 | 0 | 0 | 0 | 0 | 0 | 0 | 0 | 0 | 0 | 0 | 0 | 0 | 0 | 0 | 0 | 0 | 0 | 1 | 0 | 0 | 0 | 0 | 0 | 0 | 0 | 0 | 0 | 1 | 0 | 1 | 0 | 1 | 0 | 0 | 0 | 1 | 0 | 0 | 0 | 0 | 1 | 0 | 0 | 0 | 0 | 0 | 0 | 0 | 0 | 0 | 0 | 0 | 0 | 0 | 0 | 0 | 0 | 0 | 0 | 0 | 0 | 0 | 0 | 0 | 0 | 0 | 0 | 0 | 0 | 0 | 0 | 0 | 0 | 0 | 0 |  | 0 | 0 | 0 | 0 | 0 | 0 | 0 | 0 | 0 | 0 | 0 | 0 | 0 | 0 | 0 | 0 | 0 | 0 | 0 | 0 | 0 | 0 | 0 | 0 | 0 | 0 | 0 | 0 | 0 | 0 | 0 | 0 | 0 | 0 | 0 | 0 | 3.859 | 102.156 | 280.6464 | Kasson Jct-Heinz 115 kV line | Kasson Jct-Heinz 115 kV line | Kasson Jct-Heinz 115 kV line
SCE Metro Study Area | Mira Loma | 500 | 0 | 0 | 0 | 0 | 0 | 0 | 0 | 0 | 0 | 0 | 0 | 0 | 1 | 0 | 0 | 0 | 0 | 0 | 0 | 0 | 0 | 0 | 0 | 0 | 0 | 0 | 0 | 0 | 0 | 0 | 0 | 0 | 0 | 0 | 0 | 0 | 0 | 0 | 0 | 0 | 0 | 0 | 0 | 0 | 0 | 0 | 0 | 0 | 0 | 0 | 0 | 0 | 0 | 0 | 0 | 0 | 0 | 0 | 0 | 0 | 0 | 0 | 0 | 0 | 0 | 0 | 0 | 0 | 0 | 0 | 0 | 0 | 0 | 0 | 0 | 0 | 0 | 0 | 0 | 0 | 0 | 0 | 0 | 0 | 0 | 0 | 0 | 0 | 0 | 0 | 0 | 0 | 0 | 0 | 0 | 0 | 0 | 0 | 0 | 0 | 0 | 0 | 0 | 0 | 0 | 0 | 0 | 0 |  | 0 | 0 | 0 | 0 | 0 | 0 | 0 | 0 | 0 | 0 | 0 | 0 | 0 | 0 | 0 | 0 | 0 | 0 | 0 | 0 | 0 | 0 | 0 | 0 | 0 | 0 | 0 | 0 | 0 | 0 | 0 | 0 | 0 | 0 | 0 | 0 | 11840.638 | 12772.921 | 15592.11 | SCE Metro Area Default Constraint | SCE Metro Area Default Constraint | SCE Metro Area Default Constraint
SCE Metro Study Area | Mira Loma | 230 | 0 | 0 | 0 | 0 | 0 | 0 | 0 | 0 | 0 | 0 | 0 | 0 | 1 | 0 | 0 | 0 | 0 | 0 | 0 | 0 | 0 | 0 | 0 | 0 | 0 | 0 | 0 | 0 | 0 | 0 | 0 | 0 | 0 | 0 | 0 | 0 | 0 | 0 | 0 | 0 | 0 | 0 | 0 | 0 | 0 | 0 | 0 | 0 | 0 | 0 | 0 | 0 | 0 | 0 | 0 | 0 | 0 | 0 | 0 | 0 | 0 | 0 | 0 | 0 | 0 | 0 | 0 | 0 | 0 | 0 | 0 | 0 | 0 | 0 | 0 | 0 | 0 | 0 | 0 | 0 | 0 | 0 | 0 | 0 | 0 | 0 | 0 | 0 | 0 | 0 | 0 | 0 | 0 | 0 | 0 | 0 | 0 | 0 | 0 | 0 | 0 | 0 | 0 | 0 | 0 | 0 | 0 | 0 |  | 0 | 0 | 0 | 0 | 0 | 0 | 0 | 0 | 0 | 0 | 0 | 0 | 0 | 0 | 0 | 0 | 0 | 0 | 0 | 0 | 0 | 0 | 0 | 0 | 0 | 0 | 285 | 100 | 0 | 1 | 0 | 0 | 0 | 0 | 0 | 0 | 11840.638 | 12772.921 | 15592.11 | SCE Metro Area Default Constraint | SCE Metro Area Default Constraint | SCE Metro Area Default Constraint
SCE Eastern Study Area | Mirage | 230 | 0 | 0 | 0 | 0 | 0 | 0 | 0 | 0 | 0 | 0 | 0 | 0 | 0 | 0 | 0 | 0 | 0 | 0 | 0 | 0 | 0 | 1 | 0 | 1 | 0 | 1 | 0 | 0 | 0 | 0 | 0 | 0 | 0 | 0 | 0 | 0 | 0 | 0 | 0 | 0 | 0 | 0 | 0 | 0 | 0 | 0 | 0 | 0 | 0 | 0 | 0 | 0 | 0 | 0 | 0 | 0 | 0 | 0 | 0 | 0 | 0 | 0 | 0 | 0 | 0 | 0 | 0 | 0 | 0 | 0 | 0 | 0 | 0 | 0 | 0 | 0 | 0 | 0 | 0 | 0 | 0 | 0 | 0 | 0 | 0 | 0 | 0 | 0 | 0 | 0 | 0 | 0 | 0 | 0 | 0 | 0 | 0 | 0 | 0 | 0 | 0 | 0 | 0 | 0 | 0 | 0 | 0 | 2 |  | 45 | 0 | 0 | 0 | 0 | 0 | 0 | 0 | 0 | 0 | 132 | 100 | 0 | 0 | 1 | 700 | 0 | 0 | 0 | 0 | 0 | 0 | 0 | 0 | 0 | 0 | 50 | 0 | 0 | 1 | 0 | 2 | 1 | 0 | 0 | 0 | -5476.131 | -2224.5325 | 2782.299 | Devers-Red Bluff Constraint | Devers-Red Bluff Constraint | Devers-Red Bluff Constraint
SDG&E Study Area | Mission | 230 | 0 | 0 | 0 | 0 | 0 | 0 | 0 | 0 | 0 | 0 | 0 | 0 | 0 | 0 | 0 | 0 | 0 | 0 | 0 | 0 | 0 | 0 | 0 | 0 | 0 | 0 | 0 | 0 | 0 | 0 | 0 | 0 | 1 | 0 | 1 | 0 | 1 | 0 | 0 | 0 | 0 | 0 | 0 | 0 | 0 | 0 | 0 | 0 | 0 | 0 | 0 | 0 | 0 | 0 | 0 | 0 | 0 | 0 | 0 | 0 | 0 | 0 | 0 | 0 | 0 | 0 | 0 | 0 | 0 | 0 | 0 | 0 | 0 | 0 | 0 | 0 | 0 | 0 | 0 | 0 | 0 | 0 | 0 | 0 | 0 | 0 | 0 | 0 | 0 | 0 | 0 | 0 | 0 | 0 | 0 | 0 | 0 | 0 | 0 | 0 | 0 | 0 | 0 | 0 | 0 | 0 | 0 | 3 |  | 0 | 0 | 0 | 0 | 0 | 0 | 0 | 0 | 0 | 0 | 0 | 10 | 10 | 0 | 1 | 0 | 0 | 0 | 0 | 0 | 0 | 0 | 0 | 0 | 0 | 0 | 9 | 0 | 0 | 1 | 0 | 3 | 0 | 0 | 0 | 0 | -417.51 | 584.675 | 1225.71 | Internal San Diego Area constraint | Internal San Diego Area constraint | Internal San Diego Area constraint
PG&E Greater Bay Study Area | Mi-Wuk | 115 | 0 | 0 | 0 | 0 | 0 | 0 | 0 | 0 | 0 | 0 | 0 | 0 | 0 | 0 | 0 | 0 | 0 | 0 | 0 | 0 | 0 | 0 | 0 | 0 | 0 | 0 | 0 | 0 | 0 | 0 | 0 | 0 | 0 | 0 | 0 | 0 | 0 | 0 | 0 | 0 | 0 | 0 | 0 | 0 | 0 | 0 | 0 | 0 | 0 | 0 | 0 | 0 | 0 | 0 | 0 | 0 | 0 | 0 | 0 | 0 | 0 | 0 | 1 | 0 | 0 | 0 | 0 | 0 | 0 | 0 | 0 | 0 | 0 | 0 | 0 | 0 | 0 | 0 | 0 | 0 | 0 | 0 | 0 | 0 | 0 | 0 | 0 | 0 | 0 | 0 | 0 | 0 | 0 | 0 | 0 | 0 | 0 | 0 | 0 | 0 | 0 | 0 | 0 | 0 | 0 | 0 | 0 | 0 |  | 0 | 0 | 0 | 0 | 0 | 0 | 0 | 0 | 0 | 0 | 0 | 0 | 0 | 0 | 0 | 0 | 0 | 0 | 0 | 0 | 0 | 0 | 0 | 0 | 0 | 0 | 0 | 0 | 0 | 0 | 0 | 0 | 0 | 0 | 0 | 0 | 3.859 | 102.156 | 280.6464 | Kasson Jct-Heinz 115 kV line | Kasson Jct-Heinz 115 kV line | Kasson Jct-Heinz 115 kV line
East of Pisgah Study Area | Mohave | 500 | 0 | 0 | 0 | 0 | 0 | 0 | 0 | 0 | 0 | 0 | 0 | 0 | 0 | 0 | 0 | 0 | 0 | 0 | 0 | 0 | 0 | 0 | 0 | 0 | 0 | 0 | 0 | 0 | 1 | 0 | 0 | 0 | 0 | 0 | 0 | 0 | 0 | 0 | 0 | 0 | 0 | 0 | 0 | 0 | 0 | 0 | 0 | 0 | 0 | 0 | 0 | 0 | 0 | 0 | 0 | 0 | 0 | 0 | 0 | 0 | 0 | 0 | 0 | 0 | 0 | 0 | 0 | 0 | 0 | 0 | 0 | 0 | 0 | 0 | 0 | 0 | 0 | 0 | 0 | 0 | 0 | 0 | 0 | 0 | 0 | 0 | 0 | 0 | 0 | 0 | 0 | 0 | 0 | 0 | 0 | 0 | 0 | 0 | 0 | 0 | 0 | 0 | 0 | 0 | 0 | 0 | 0 | 0 |  | 0 | 0 | 0 | 0 | 0 | 0 | 0 | 0 | 0 | 0 | 0 | 0 | 0 | 0 | 0 | 0 | 0 | 0 | 0 | 0 | 0 | 0 | 0 | 0 | 0 | 0 | 0 | 0 | 0 | 0 | 0 | 0 | 0 | 0 | 0 | 0 | 742.2952 | 4091.0004 | 4287.698 | Lugo - Victorville area constraint | Lugo - Victorville area constraint | Lugo - Victorville area constraint
PG&E North of Greater Bay Study Area | Monroe | 115 | 0 | 0 | 0 | 0 | 0 | 0 | 0 | 0 | 0 | 0 | 0 | 0 | 0 | 0 | 0 | 0 | 0 | 0 | 0 | 0 | 0 | 0 | 0 | 0 | 0 | 0 | 0 | 0 | 0 | 0 | 0 | 0 | 0 | 0 | 0 | 0 | 0 | 0 | 0 | 0 | 0 | 0 | 0 | 0 | 0 | 0 | 1 | 0 | 0 | 0 | 0 | 0 | 0 | 0 | 0 | 0 | 1 | 0 | 0 | 0 | 0 | 0 | 0 | 0 | 0 | 0 | 0 | 0 | 0 | 0 | 0 | 0 | 0 | 0 | 0 | 0 | 0 | 0 | 0 | 0 | 0 | 0 | 0 | 0 | 0 | 0 | 0 | 0 | 0 | 0 | 0 | 0 | 0 | 0 | 0 | 0 | 0 | 0 | 0 | 0 | 0 | 0 | 0 | 0 | 0 | 0 | 0 | 1 |  | 0 | 0 | 0 | 0 | 0 | 0 | 0 | 0 | 0 | 0 | 0 | 0 | 0 | 0 | 0 | 0 | 0 | 0 | 0 | 0 | 0 | 0 | 0 | 0 | 0 | 0 | 0 | 0 | 0 | 0 | 0 | 0 | 0 | 0 | 0 | 0 | 1332.339 | 1340.7048 | 532.0172 | Lakeville-Ignacio 230 kV line | Lakeville-Ignacio 230 kV line | Lakeville-Ignacio 230 kV line
PG&E Greater Bay Study Area | Monta Vista | 230 | 0 | 0 | 0 | 0 | 0 | 0 | 0 | 0 | 0 | 0 | 0 | 0 | 0 | 0 | 0 | 0 | 0 | 0 | 0 | 0 | 0 | 0 | 0 | 0 | 0 | 0 | 0 | 0 | 0 | 0 | 0 | 0 | 0 | 0 | 0 | 0 | 0 | 0 | 0 | 0 | 0 | 0 | 0 | 0 | 0 | 0 | 0 | 0 | 0 | 0 | 0 | 0 | 0 | 0 | 0 | 0 | 0 | 1 | 0 | 0 | 0 | 0 | 0 | 0 | 1 | 0 | 0 | 0 | 0 | 0 | 0 | 1 | 0 | 0 | 0 | 0 | 0 | 0 | 0 | 0 | 0 | 0 | 0 | 0 | 0 | 0 | 0 | 0 | 0 | 0 | 0 | 0 | 0 | 0 | 0 | 0 | 0 | 0 | 0 | 0 | 0 | 0 | 0 | 0 | 0 | 0 | 0 | 2 |  | 0 | 0 | 0 | 0 | 0 | 0 | 0 | 0 | 0 | 0 | 0 | 0 | 0 | 0 | 0 | 0 | 0 | 0 | 0 | 0 | 0 | 0 | 0 | 0 | 0 | 0 | 0 | 0 | 0 | 0 | 0 | 0 | 0 | 0 | 0 | 0 | 1755.5392 | 2938.6901 | 4490.0604 | Tesla-Bellota 230 kV line | Tesla-Bellota 230 kV line | Sobrante-Moraga 230 kV line
PG&E North of Greater Bay Study Area | Monticello | 115 | 0 | 0 | 0 | 0 | 0 | 0 | 0 | 0 | 0 | 0 | 0 | 0 | 0 | 0 | 0 | 0 | 0 | 0 | 0 | 0 | 0 | 0 | 0 | 0 | 0 | 0 | 0 | 0 | 0 | 0 | 0 | 0 | 0 | 0 | 0 | 0 | 0 | 0 | 0 | 0 | 0 | 0 | 0 | 0 | 0 | 0 | 0 | 0 | 0 | 0 | 0 | 0 | 0 | 0 | 0 | 1 | 0 | 0 | 0 | 0 | 0 | 0 | 0 | 0 | 0 | 0 | 0 | 0 | 0 | 0 | 0 | 0 | 0 | 0 | 0 | 0 | 0 | 0 | 0 | 0 | 0 | 0 | 0 | 0 | 0 | 0 | 0 | 0 | 0 | 0 | 0 | 0 | 0 | 0 | 0 | 0 | 0 | 0 | 0 | 0 | 0 | 0 | 0 | 0 | 0 | 0 | 0 | 1 |  | 0 | 0 | 0 | 0 | 0 | 0 | 0 | 0 | 0 | 0 | 0 | 0 | 0 | 0 | 0 | 0 | 0 | 0 | 0 | 0 | 0 | 0 | 0 | 0 | 0 | 0 | 0 | 0 | 0 | 0 | 0 | 0 | 0 | 0 | 0 | 0 | 2675.55 | 2778.938 | 2559.14 | Eastshore-San Mateo 230 kV line | Eastshore-San Mateo 230 kV line | Eastshore-San Mateo 230 kV line
SCE Northern Area | Moorpark | 230 | 0 | 0 | 1 | 0 | 1 | 0 | 1 | 0 | 0 | 0 | 0 | 0 | 0 | 0 | 0 | 0 | 0 | 0 | 0 | 0 | 0 | 0 | 0 | 0 | 0 | 0 | 0 | 0 | 1 | 0 | 0 | 0 | 0 | 0 | 0 | 0 | 0 | 0 | 0 | 0 | 0 | 0 | 0 | 0 | 0 | 0 | 0 | 0 | 0 | 0 | 0 | 0 | 0 | 0 | 0 | 0 | 0 | 0 | 0 | 0 | 0 | 0 | 0 | 0 | 0 | 0 | 0 | 0 | 0 | 0 | 0 | 0 | 0 | 0 | 0 | 0 | 0 | 0 | 0 | 0 | 0 | 0 | 0 | 0 | 0 | 0 | 0 | 0 | 0 | 0 | 0 | 0 | 0 | 0 | 0 | 0 | 0 | 0 | 0 | 0 | 0 | 0 | 0 | 0 | 0 | 0 | 0 | 0 |  | 0 | 0 | 0 | 0 | 0 | 0 | 0 | 0 | 0 | 0 | 0 | 0 | 0 | 0 | 0 | 0 | 0 | 0 | 0 | 0 | 0 | 0 | 0 | 0 | 0 | 0 | 134.9 | 0 | 0 | 1 | 1 | 0 | 0 | 0 | 0 | 0 | -96.4338 | 215.3629 | 955.259 | South of Magunden Constraint | South of Magunden Constraint | South of Magunden Constraint
PG&E Greater Bay Study Area | Moraga | 230 | 0 | 0 | 0 | 0 | 0 | 0 | 0 | 0 | 0 | 0 | 0 | 0 | 0 | 0 | 0 | 0 | 0 | 0 | 0 | 0 | 0 | 0 | 0 | 0 | 0 | 0 | 0 | 0 | 0 | 0 | 0 | 0 | 0 | 0 | 0 | 0 | 0 | 0 | 0 | 0 | 0 | 0 | 0 | 0 | 1 | 0 | 0 | 0 | 0 | 0 | 0 | 0 | 0 | 0 | 0 | 1 | 0 | 1 | 1 | 1 | 1 | 0 | 0 | 0 | 1 | 0 | 1 | 0 | 0 | 0 | 0 | 0 | 0 | 1 | 0 | 0 | 0 | 0 | 0 | 0 | 0 | 0 | 0 | 0 | 0 | 0 | 0 | 0 | 0 | 0 | 0 | 0 | 0 | 0 | 0 | 0 | 0 | 0 | 0 | 0 | 0 | 0 | 0 | 0 | 0 | 0 | 0 | 2 |  | 0 | 0 | 0 | 0 | 0 | 0 | 0 | 0 | 0 | 0 | 0 | 0 | 0 | 0 | 0 | 0 | 0 | 0 | 0 | 0 | 0 | 0 | 0 | 0 | 0 | 0 | 0 | 0 | 0 | 0 | 2 | 0 | 0 | 0 | 0 | 0 | -403.7865 | 467.5403 | 950.5913 | Vaca Dixon-Tesla 500kV Line | Windmaster-Delta pumps 230 kV line | Windmaster-Delta pumps 230 kV line
PG&E Greater Bay Study Area | Moraga | 115 | 0 | 0 | 0 | 0 | 0 | 0 | 0 | 0 | 0 | 0 | 0 | 0 | 0 | 0 | 0 | 0 | 0 | 0 | 0 | 0 | 0 | 0 | 0 | 0 | 0 | 0 | 0 | 0 | 0 | 0 | 0 | 0 | 0 | 0 | 0 | 0 | 0 | 0 | 0 | 0 | 0 | 0 | 0 | 0 | 0 | 0 | 0 | 0 | 0 | 0 | 0 | 0 | 0 | 0 | 1 | 1 | 0 | 1 | 1 | 1 | 1 | 0 | 0 | 1 | 1 | 0 | 1 | 0 | 0 | 0 | 0 | 0 | 0 | 1 | 0 | 0 | 0 | 0 | 0 | 0 | 0 | 0 | 0 | 0 | 0 | 0 | 0 | 0 | 0 | 0 | 0 | 0 | 0 | 0 | 0 | 0 | 0 | 0 | 0 | 0 | 0 | 0 | 0 | 0 | 0 | 0 | 0 | 3 |  | 0 | 0 | 0 | 0 | 0 | 0 | 0 | 0 | 0 | 0 | 0 | 0 | 0 | 0 | 0 | 0 | 0 | 0 | 0 | 0 | 0 | 0 | 0 | 0 | 0 | 0 | 0 | 0 | 0 | 0 | 1 | 0 | 0 | 0 | 0 | 0 | -27.8328 | 467.5403 | 950.5913 | Windmaster-Delta pumps 230 kV line | Windmaster-Delta pumps 230 kV line | Windmaster-Delta pumps 230 kV line
PG&E Greater Bay Study Area | Morgan Hill | 115 | 0 | 0 | 0 | 0 | 0 | 0 | 0 | 0 | 0 | 0 | 0 | 0 | 0 | 0 | 0 | 0 | 0 | 0 | 0 | 0 | 0 | 0 | 0 | 0 | 0 | 0 | 0 | 0 | 0 | 0 | 0 | 0 | 0 | 0 | 0 | 0 | 0 | 0 | 0 | 0 | 0 | 0 | 0 | 0 | 0 | 0 | 0 | 0 | 0 | 0 | 0 | 0 | 0 | 0 | 0 | 0 | 0 | 1 | 0 | 0 | 1 | 0 | 0 | 0 | 1 | 0 | 0 | 0 | 0 | 0 | 0 | 1 | 1 | 0 | 0 | 0 | 0 | 0 | 0 | 0 | 0 | 0 | 0 | 0 | 0 | 0 | 0 | 0 | 0 | 0 | 0 | 0 | 0 | 0 | 0 | 0 | 0 | 0 | 0 | 0 | 0 | 0 | 0 | 0 | 0 | 0 | 0 | 2 |  | 0 | 0 | 0 | 0 | 0 | 0 | 0 | 0 | 0 | 0 | 0 | 0 | 0 | 0 | 0 | 0 | 0 | 0 | 0 | 0 | 0 | 0 | 0 | 0 | 0 | 0 | 0 | 0 | 0 | 0 | 0 | 0 | 0 | 0 | 0 | 0 | 0.7 | 156.45 | 625.5 | Morganhill-Metcalf 115kV Line | Morganhill-Metcalf 115kV Line | Morganhill-Metcalf 115kV Line
PG&E Kern Study Area | Morro Bay (Proposed) | 500 | 0 | 0 | 0 | 0 | 0 | 0 | 0 | 0 | 0 | 0 | 0 | 0 | 0 | 0 | 0 | 0 | 0 | 0 | 0 | 0 | 0 | 0 | 0 | 0 | 0 | 0 | 0 | 0 | 0 | 0 | 0 | 0 | 0 | 0 | 0 | 0 | 0 | 0 | 0 | 0 | 0 | 0 | 0 | 0 | 0 | 0 | 0 | 0 | 0 | 0 | 0 | 0 | 0 | 0 | 0 | 0 | 0 | 0 | 0 | 0 | 0 | 0 | 0 | 0 | 0 | 0 | 0 | 0 | 0 | 0 | 0 | 0 | 0 | 0 | 0 | 0 | 0 | 0 | 0 | 0 | 0 | 0 | 0 | 0 | 0 | 0 | 0 | 0 | 0 | 0 | 0 | 0 | 0 | 0 | 0 | 0 | 0 | 0 | 0 | 0 | 0 | 0 | 1 | 1 | 1 | 0 | 0 | 0 |  | 0 | 0 | 0 | 0 | 0 | 0 | 0 | 0 | 0 | 0 | 0 | 0 | 0 | 0 | 0 | 0 | 0 | 0 | 0 | 0 | 0 | 0 | 0 | 0 | 0 | 0 | 0 | 0 | 0 | 0 | 0 | 0 | 0 | 0 | 0 | 0 | 5203 | 5203 | 5203 | Diablo–Gates 500 kV line | Diablo–Gates 500 kV line | Diablo–Gates 500 kV line
PG&E Kern Study Area | Morro Bay | 230 | 0 | 0 | 0 | 0 | 0 | 0 | 0 | 0 | 0 | 0 | 0 | 0 | 0 | 0 | 0 | 0 | 0 | 0 | 0 | 0 | 0 | 0 | 0 | 0 | 0 | 0 | 0 | 0 | 0 | 0 | 0 | 0 | 0 | 0 | 0 | 0 | 0 | 0 | 0 | 0 | 0 | 0 | 0 | 0 | 0 | 0 | 0 | 0 | 0 | 0 | 0 | 0 | 0 | 0 | 0 | 0 | 0 | 0 | 0 | 0 | 0 | 0 | 0 | 0 | 0 | 0 | 0 | 0 | 0 | 0 | 0 | 0 | 0 | 0 | 0 | 1 | 1 | 0 | 0 | 0 | 0 | 0 | 0 | 0 | 0 | 1 | 1 | 1 | 0 | 0 | 0 | 1 | 0 | 0 | 0 | 1 | 1 | 0 | 0 | 0 | 0 | 0 | 0 | 0 | 1 | 0 | 0 | 1 |  | 0 | 0 | 0 | 0 | 0 | 0 | 0 | 0 | 0 | 0 | 0 | 0 | 0 | 0 | 0 | 0 | 0 | 0 | 0 | 0 | 0 | 0 | 0 | 0 | 0 | 0 | 0 | 0 | 0 | 0 | 2 | 0 | 2 | 0 | 2 | 0 | -879.03 | -349.77 | -247.3393 | Midway-Q2005 230kV Line | Midway-Q2005 230kV Line | Midway-Q2005 230kV Line
PG&E Kern Study Area | Morro Bay | 115 | 0 | 0 | 0 | 0 | 0 | 0 | 0 | 0 | 0 | 0 | 0 | 0 | 0 | 0 | 0 | 0 | 0 | 0 | 0 | 0 | 0 | 0 | 0 | 0 | 0 | 0 | 0 | 0 | 0 | 0 | 0 | 0 | 0 | 0 | 0 | 0 | 0 | 0 | 0 | 0 | 0 | 0 | 0 | 0 | 0 | 0 | 0 | 0 | 0 | 0 | 0 | 0 | 0 | 0 | 0 | 0 | 0 | 0 | 0 | 0 | 0 | 0 | 0 | 0 | 0 | 0 | 0 | 0 | 0 | 0 | 0 | 0 | 0 | 0 | 0 | 1 | 1 | 0 | 0 | 0 | 0 | 0 | 0 | 0 | 0 | 0 | 0 | 0 | 0 | 0 | 0 | 0 | 0 | 0 | 0 | 0 | 0 | 0 | 0 | 0 | 0 | 0 | 0 | 0 | 0 | 0 | 0 | 0 |  | 0 | 0 | 0 | 0 | 0 | 0 | 0 | 0 | 0 | 0 | 0 | 0 | 0 | 0 | 0 | 0 | 0 | 0 | 0 | 0 | 0 | 0 | 0 | 0 | 0 | 0 | 0 | 0 | 0 | 0 | 2 | 0 | 2 | 0 | 1 | 0 | -879.03 | -349.77 | -247.3393 | Midway-Q2005 230kV Line | Midway-Q2005 230kV Line | Midway-Q2005 230kV Line
PG&E Greater Bay Study Area | Moss Landing | 500 | 0 | 0 | 0 | 0 | 0 | 0 | 0 | 0 | 0 | 0 | 0 | 0 | 0 | 0 | 0 | 0 | 0 | 0 | 0 | 0 | 0 | 0 | 0 | 0 | 0 | 0 | 0 | 0 | 0 | 0 | 0 | 0 | 0 | 0 | 0 | 0 | 0 | 0 | 0 | 0 | 0 | 0 | 0 | 0 | 1 | 0 | 0 | 0 | 0 | 0 | 1 | 0 | 0 | 0 | 0 | 0 | 0 | 1 | 0 | 0 | 1 | 0 | 0 | 0 | 1 | 0 | 0 | 0 | 0 | 0 | 0 | 1 | 0 | 0 | 0 | 0 | 1 | 0 | 0 | 0 | 0 | 0 | 0 | 0 | 0 | 0 | 0 | 0 | 0 | 0 | 0 | 1 | 0 | 0 | 0 | 0 | 0 | 0 | 0 | 0 | 0 | 0 | 0 | 1 | 0 | 0 | 0 | 3 |  | 0 | 0 | 0 | 0 | 0 | 0 | 0 | 0 | 0 | 0 | 0 | 350 | 0 | 0 | 1 | 0 | 0 | 0 | 0 | 0 | 0 | 0 | 0 | 0 | 0 | 0 | 0 | 0 | 0 | 0 | 2 | 0 | 1 | 0 | 1 | 0 | -879.03 | -349.77 | -247.3393 | Midway-Q2005 230kV Line | Midway-Q2005 230kV Line | Midway-Q2005 230kV Line
PG&E Greater Bay Study Area | Moss Landing | 230 | 0 | 0 | 0 | 0 | 0 | 0 | 0 | 0 | 0 | 0 | 0 | 0 | 0 | 0 | 0 | 0 | 0 | 0 | 0 | 0 | 0 | 0 | 0 | 0 | 0 | 0 | 0 | 0 | 0 | 0 | 0 | 0 | 0 | 0 | 0 | 0 | 0 | 0 | 0 | 0 | 0 | 0 | 0 | 0 | 0 | 0 | 0 | 0 | 0 | 0 | 0 | 0 | 0 | 0 | 0 | 0 | 0 | 0 | 1 | 0 | 0 | 0 | 0 | 0 | 1 | 0 | 0 | 0 | 0 | 0 | 0 | 1 | 1 | 0 | 0 | 0 | 1 | 0 | 0 | 0 | 0 | 0 | 0 | 0 | 0 | 0 | 0 | 0 | 0 | 0 | 0 | 1 | 0 | 0 | 0 | 0 | 0 | 0 | 0 | 0 | 0 | 0 | 0 | 1 | 0 | 0 | 0 | 2 |  | 0 | 0 | 0 | 0 | 0 | 0 | 0 | 0 | 0 | 0 | 0 | 0 | 0 | 0 | 0 | 0 | 0 | 0 | 0 | 0 | 0 | 0 | 0 | 0 | 0 | 0 | 0 | 0 | 0 | 0 | 2 | 0 | 1 | 0 | 1 | 0 | -879.03 | -349.77 | -247.3393 | Midway-Q2005 230kV Line | Midway-Q2005 230kV Line | Midway-Q2005 230kV Line
PG&E Greater Bay Study Area | Moss Landing | 115 | 0 | 0 | 0 | 0 | 0 | 0 | 0 | 0 | 0 | 0 | 0 | 0 | 0 | 0 | 0 | 0 | 0 | 0 | 0 | 0 | 0 | 0 | 0 | 0 | 0 | 0 | 0 | 0 | 0 | 0 | 0 | 0 | 0 | 0 | 0 | 0 | 0 | 0 | 0 | 0 | 0 | 0 | 0 | 0 | 0 | 0 | 0 | 0 | 0 | 0 | 0 | 0 | 0 | 0 | 0 | 0 | 0 | 0 | 0 | 0 | 1 | 0 | 0 | 0 | 1 | 0 | 0 | 0 | 0 | 0 | 0 | 1 | 1 | 0 | 0 | 0 | 0 | 0 | 0 | 0 | 0 | 0 | 0 | 0 | 0 | 0 | 0 | 0 | 0 | 0 | 0 | 1 | 0 | 0 | 0 | 0 | 0 | 0 | 0 | 0 | 0 | 0 | 0 | 1 | 0 | 0 | 0 | 2 |  | 0 | 0 | 0 | 0 | 0 | 0 | 0 | 0 | 0 | 0 | 0 | 182.5 | 0 | 0 | 1 | 0 | 0 | 0 | 0 | 0 | 0 | 0 | 0 | 0 | 0 | 0 | 0 | 0 | 0 | 0 | 0 | 0 | 0 | 0 | 0 | 0 | 0.7 | 156.45 | 625.5 | Morganhill-Metcalf 115kV Line | Morganhill-Metcalf 115kV Line | Morganhill-Metcalf 115kV Line
PG&E Kern Study Area | Mt Poso | 115 | 0 | 0 | 0 | 0 | 0 | 0 | 0 | 0 | 0 | 0 | 0 | 0 | 0 | 0 | 0 | 0 | 0 | 0 | 0 | 0 | 0 | 0 | 0 | 0 | 0 | 0 | 0 | 0 | 0 | 0 | 0 | 0 | 0 | 0 | 0 | 0 | 0 | 0 | 0 | 0 | 0 | 0 | 0 | 0 | 0 | 0 | 0 | 0 | 0 | 0 | 0 | 0 | 0 | 0 | 0 | 0 | 0 | 0 | 0 | 0 | 0 | 0 | 0 | 0 | 0 | 0 | 0 | 0 | 0 | 0 | 0 | 0 | 0 | 0 | 0 | 0 | 1 | 0 | 1 | 0 | 0 | 0 | 1 | 1 | 0 | 1 | 1 | 0 | 0 | 0 | 0 | 0 | 0 | 0 | 0 | 0 | 0 | 0 | 0 | 0 | 0 | 0 | 0 | 0 | 0 | 0 | 0 | 0 |  | 0 | 0 | 0 | 0 | 0 | 0 | 0 | 0 | 0 | 0 | 0 | 0 | 0 | 0 | 0 | 0 | 0 | 0 | 0 | 0 | 0 | 0 | 0 | 0 | 0 | 0 | 0 | 0 | 0 | 0 | 1 | 0 | 1 | 0 | 1 | 0 | -879.03 | -349.77 | -247.3393 | Midway-Q2005 230kV Line | Midway-Q2005 230kV Line | Midway-Q2005 230kV Line
PG&E Fresno Study Area | Mustang | 230 | 0 | 0 | 0 | 0 | 0 | 0 | 0 | 0 | 0 | 0 | 0 | 0 | 0 | 0 | 0 | 0 | 0 | 0 | 0 | 0 | 0 | 0 | 0 | 0 | 0 | 0 | 0 | 0 | 0 | 0 | 0 | 0 | 0 | 0 | 0 | 0 | 0 | 0 | 0 | 0 | 0 | 0 | 0 | 0 | 0 | 0 | 0 | 0 | 0 | 0 | 0 | 0 | 0 | 0 | 0 | 0 | 0 | 0 | 0 | 0 | 0 | 0 | 0 | 0 | 0 | 0 | 0 | 0 | 0 | 0 | 0 | 0 | 0 | 0 | 0 | 0 | 1 | 0 | 0 | 0 | 0 | 0 | 0 | 0 | 0 | 1 | 1 | 0 | 1 | 0 | 0 | 1 | 0 | 0 | 0 | 0 | 0 | 0 | 1 | 0 | 0 | 0 | 0 | 1 | 1 | 1 | 0 | 2 |  | 0 | 0 | 0 | 0 | 0 | 0 | 0 | 0 | 0 | 0 | 0 | 0 | 0 | 0 | 0 | 0 | 0 | 0 | 0 | 0 | 0 | 0 | 0 | 0 | 0 | 200 | 0 | 50 | 0 | 1 | 1 | 1 | 2 | 0 | 2 | 0 | -879.03 | -349.77 | -412.8075 | Midway-Q2005 230kV Line | Midway-Q2005 230kV Line | Moss Landing-Las Aguilas 230 kV Line
PG&E Fresno Study Area | New Melones | 230 | 0 | 0 | 0 | 0 | 0 | 0 | 0 | 0 | 0 | 0 | 0 | 0 | 0 | 0 | 0 | 0 | 0 | 0 | 0 | 0 | 0 | 0 | 0 | 0 | 0 | 0 | 0 | 0 | 0 | 0 | 0 | 0 | 0 | 0 | 0 | 0 | 0 | 0 | 0 | 0 | 0 | 0 | 0 | 0 | 0 | 0 | 0 | 0 | 0 | 0 | 1 | 0 | 0 | 0 | 0 | 0 | 0 | 0 | 0 | 0 | 0 | 0 | 0 | 0 | 1 | 1 | 0 | 0 | 0 | 0 | 0 | 0 | 0 | 0 | 0 | 0 | 0 | 0 | 0 | 0 | 0 | 0 | 0 | 0 | 0 | 1 | 1 | 0 | 1 | 1 | 1 | 1 | 0 | 0 | 0 | 1 | 0 | 1 | 1 | 0 | 0 | 1 | 0 | 0 | 0 | 0 | 0 | 2 |  | 0 | 0 | 0 | 0 | 0 | 0 | 0 | 0 | 0 | 0 | 0 | 0 | 0 | 0 | 0 | 0 | 0 | 0 | 0 | 0 | 0 | 0 | 0 | 0 | 0 | 0 | 0 | 0 | 0 | 0 | 1 | 1 | 1 | 0 | 2 | 0 | -230.18 | -14.89 | -125.7898 | Borden-Storey #1 230kV line | Borden-Storey #1 230kV line | Panoche- Mendota 115 kV line
PG&E Greater Bay Study Area | Newark | 230 | 0 | 0 | 0 | 0 | 0 | 0 | 0 | 0 | 0 | 0 | 0 | 0 | 0 | 0 | 0 | 0 | 0 | 0 | 0 | 0 | 0 | 0 | 0 | 0 | 0 | 0 | 0 | 0 | 0 | 0 | 0 | 0 | 0 | 0 | 0 | 0 | 0 | 0 | 0 | 0 | 0 | 0 | 0 | 0 | 0 | 0 | 0 | 0 | 0 | 0 | 0 | 0 | 0 | 0 | 0 | 0 | 0 | 1 | 0 | 0 | 1 | 0 | 0 | 0 | 1 | 0 | 0 | 0 | 0 | 0 | 0 | 0 | 0 | 1 | 0 | 0 | 0 | 0 | 0 | 0 | 0 | 0 | 0 | 0 | 0 | 0 | 0 | 0 | 0 | 0 | 0 | 0 | 0 | 0 | 0 | 0 | 0 | 0 | 0 | 0 | 0 | 0 | 0 | 0 | 0 | 0 | 0 | 1 |  | 0 | 0 | 0 | 0 | 0 | 0 | 0 | 0 | 0 | 0 | 0 | 0 | 0 | 0 | 0 | 0 | 0 | 0 | 0 | 0 | 0 | 0 | 0 | 0 | 0 | 0 | 0 | 0 | 0 | 0 | 0 | 0 | 0 | 0 | 0 | 0 | 1755.5392 | 2938.6901 | 4490.0604 | Tesla-Bellota 230 kV line | Tesla-Bellota 230 kV line | Sobrante-Moraga 230 kV line
PG&E Greater Bay Study Area | Newark | 115 | 0 | 0 | 0 | 0 | 0 | 0 | 0 | 0 | 0 | 0 | 0 | 0 | 0 | 0 | 0 | 0 | 0 | 0 | 0 | 0 | 0 | 0 | 0 | 0 | 0 | 0 | 0 | 0 | 0 | 0 | 0 | 0 | 0 | 0 | 0 | 0 | 0 | 0 | 0 | 0 | 0 | 0 | 0 | 0 | 0 | 0 | 0 | 0 | 0 | 0 | 0 | 0 | 0 | 0 | 1 | 1 | 0 | 1 | 0 | 0 | 1 | 0 | 0 | 1 | 0 | 0 | 0 | 0 | 0 | 0 | 0 | 0 | 0 | 1 | 0 | 0 | 0 | 0 | 0 | 0 | 0 | 0 | 0 | 0 | 0 | 0 | 0 | 0 | 0 | 0 | 0 | 0 | 0 | 0 | 0 | 0 | 0 | 0 | 0 | 0 | 0 | 0 | 0 | 0 | 0 | 0 | 0 | 3 |  | 0 | 0 | 0 | 0 | 0 | 0 | 0 | 0 | 0 | 0 | 0 | 0 | 0 | 0 | 0 | 0 | 0 | 0 | 0 | 0 | 0 | 0 | 0 | 0 | 0 | 0 | 0 | 0 | 0 | 0 | 0 | 0 | 0 | 0 | 0 | 0 | 2026.74 | 2130.9944 | 1481.432 | Dumbarton-Newark 115 kV line | Dumbarton-Newark 115 kV line | Dumbarton-Newark 115 kV line
PG&E Fresno Study Area | Newhall | 115 | 0 | 0 | 0 | 0 | 0 | 0 | 0 | 0 | 0 | 0 | 0 | 0 | 0 | 0 | 0 | 0 | 0 | 0 | 0 | 0 | 0 | 0 | 0 | 0 | 0 | 0 | 0 | 0 | 0 | 0 | 0 | 0 | 0 | 0 | 0 | 0 | 0 | 0 | 0 | 0 | 0 | 0 | 0 | 0 | 0 | 0 | 0 | 0 | 0 | 0 | 0 | 0 | 0 | 0 | 0 | 0 | 0 | 0 | 0 | 0 | 0 | 0 | 0 | 0 | 0 | 0 | 0 | 0 | 0 | 0 | 0 | 0 | 0 | 0 | 0 | 0 | 0 | 0 | 0 | 0 | 0 | 0 | 0 | 0 | 0 | 0 | 0 | 0 | 0 | 0 | 0 | 0 | 0 | 0 | 0 | 0 | 0 | 0 | 0 | 1 | 0 | 0 | 0 | 0 | 0 | 0 | 0 | 0 |  | 0 | 0 | 0 | 0 | 0 | 0 | 0 | 0 | 0 | 0 | 0 | 0 | 0 | 0 | 0 | 0 | 0 | 0 | 0 | 0 | 0 | 0 | 0 | 0 | 0 | 0 | 0 | 0 | 0 | 0 | 0 | 0 | 0 | 0 | 0 | 0 | 128.115 | 211.585 | 9.63 | Merced 115/70kV TB#2 | Merced 115/70kV TB#2 | Merced 115/70kV TB#2
PG&E Kern Study Area | Norco | 115 | 0 | 0 | 0 | 0 | 0 | 0 | 0 | 0 | 0 | 0 | 0 | 0 | 0 | 0 | 0 | 0 | 0 | 0 | 0 | 0 | 0 | 0 | 0 | 0 | 0 | 0 | 0 | 0 | 0 | 0 | 0 | 0 | 0 | 0 | 0 | 0 | 0 | 0 | 0 | 0 | 0 | 0 | 0 | 0 | 0 | 0 | 0 | 0 | 0 | 0 | 0 | 0 | 0 | 0 | 0 | 0 | 0 | 0 | 0 | 0 | 0 | 0 | 0 | 0 | 0 | 0 | 0 | 0 | 0 | 0 | 0 | 0 | 0 | 0 | 0 | 0 | 0 | 0 | 0 | 0 | 0 | 0 | 1 | 0 | 0 | 0 | 0 | 0 | 0 | 0 | 0 | 0 | 0 | 0 | 0 | 0 | 0 | 0 | 0 | 0 | 0 | 0 | 0 | 0 | 0 | 0 | 0 | 0 |  | 0 | 0 | 0 | 0 | 0 | 0 | 0 | 0 | 0 | 0 | 0 | 0 | 0 | 0 | 0 | 0 | 0 | 0 | 0 | 0 | 0 | 0 | 0 | 0 | 0 | 0 | 0 | 0 | 0 | 0 | 0 | 0 | 0 | 0 | 0 | 0 | 1068.043 | 1129.2584 | 986.6609 | Midway 230/115kV TB #3 | Midway 230/115kV TB #3 | Midway 230/115kV TB #3
SDG&E Study Area | North City Metering | 138 | 0 | 0 | 0 | 0 | 0 | 0 | 0 | 0 | 0 | 0 | 0 | 0 | 0 | 0 | 0 | 0 | 0 | 0 | 0 | 0 | 0 | 0 | 0 | 0 | 0 | 0 | 0 | 0 | 0 | 0 | 0 | 0 | 1 | 0 | 0 | 0 | 0 | 0 | 0 | 0 | 0 | 0 | 0 | 0 | 0 | 0 | 0 | 0 | 0 | 0 | 0 | 0 | 0 | 0 | 0 | 0 | 0 | 0 | 0 | 0 | 0 | 0 | 0 | 0 | 0 | 0 | 0 | 0 | 0 | 0 | 0 | 0 | 0 | 0 | 0 | 0 | 0 | 0 | 0 | 0 | 0 | 0 | 0 | 0 | 0 | 0 | 0 | 0 | 0 | 0 | 0 | 0 | 0 | 0 | 0 | 0 | 0 | 0 | 0 | 0 | 0 | 0 | 0 | 0 | 0 | 0 | 0 | 1 |  | 0 | 0 | 0 | 0 | 0 | 0 | 0 | 0 | 0 | 0 | 0 | 0 | 0 | 0 | 0 | 0 | 0 | 0 | 0 | 0 | 0 | 0 | 0 | 0 | 0 | 0 | 0 | 0 | 0 | 0 | 0 | 1 | 0 | 0 | 0 | 0 | -417.51 | 584.675 | 1225.71 | Internal San Diego Area constraint | Internal San Diego Area constraint | Internal San Diego Area constraint
PG&E Greater Bay Study Area | North Dublin | 230 | 0 | 0 | 0 | 0 | 0 | 0 | 0 | 0 | 0 | 0 | 0 | 0 | 0 | 0 | 0 | 0 | 0 | 0 | 0 | 0 | 0 | 0 | 0 | 0 | 0 | 0 | 0 | 0 | 0 | 0 | 0 | 0 | 0 | 0 | 0 | 0 | 0 | 0 | 0 | 0 | 0 | 0 | 0 | 0 | 1 | 0 | 0 | 0 | 0 | 0 | 0 | 0 | 0 | 0 | 0 | 0 | 0 | 0 | 1 | 0 | 1 | 0 | 0 | 1 | 1 | 0 | 0 | 0 | 0 | 0 | 0 | 0 | 0 | 1 | 0 | 0 | 0 | 0 | 0 | 0 | 0 | 0 | 0 | 0 | 0 | 0 | 0 | 0 | 0 | 0 | 0 | 0 | 0 | 0 | 0 | 0 | 0 | 0 | 0 | 0 | 0 | 0 | 0 | 0 | 0 | 0 | 0 | 0 |  | 0 | 0 | 0 | 0 | 0 | 0 | 0 | 0 | 0 | 0 | 0 | 0 | 0 | 0 | 0 | 0 | 0 | 0 | 0 | 0 | 0 | 0 | 0 | 0 | 0 | 0 | 0 | 0 | 0 | 0 | 2 | 0 | 0 | 0 | 0 | 0 | -403.7865 | 467.5403 | 950.5913 | Vaca Dixon-Tesla 500kV Line | Windmaster-Delta pumps 230 kV line | Windmaster-Delta pumps 230 kV line
SDG&E Study Area | North Gila | 500 | 0 | 0 | 0 | 0 | 0 | 0 | 0 | 0 | 0 | 0 | 0 | 0 | 0 | 0 | 0 | 0 | 0 | 0 | 0 | 1 | 0 | 1 | 0 | 0 | 0 | 1 | 0 | 0 | 1 | 0 | 0 | 0 | 0 | 0 | 1 | 1 | 1 | 0 | 0 | 0 | 0 | 0 | 0 | 0 | 0 | 0 | 0 | 0 | 0 | 0 | 0 | 0 | 0 | 0 | 0 | 0 | 0 | 0 | 0 | 0 | 0 | 0 | 0 | 0 | 0 | 0 | 0 | 0 | 0 | 0 | 0 | 0 | 0 | 0 | 0 | 0 | 0 | 0 | 0 | 0 | 0 | 0 | 0 | 0 | 0 | 0 | 0 | 0 | 0 | 0 | 0 | 0 | 0 | 0 | 0 | 0 | 0 | 0 | 0 | 0 | 0 | 0 | 0 | 0 | 0 | 0 | 0 | 6 |  | 0 | 0 | 0 | 0 | 0 | 0 | 0 | 0 | 0 | 0 | 0 | 0 | 0 | 0 | 0 | 0 | 0 | 0 | 0 | 0 | 0 | 0 | 0 | 0 | 0 | 0 | 0 | 0 | 0 | 0 | 0 | 5 | 1 | 0 | 0 | 0 | -5476.131 | -2224.5325 | 519.235 | Devers-Red Bluff Constraint | Devers-Red Bluff Constraint | East of Miguel constraint
SDG&E Study Area | New Sub - North Gila - IV (Proposed) | 500 | 0 | 0 | 0 | 0 | 0 | 0 | 0 | 0 | 0 | 0 | 0 | 0 | 0 | 0 | 0 | 0 | 0 | 0 | 0 | 1 | 0 | 1 | 0 | 0 | 0 | 1 | 0 | 0 | 1 | 0 | 0 | 0 | 0 | 0 | 1 | 1 | 1 | 0 | 0 | 0 | 0 | 0 | 0 | 0 | 0 | 0 | 0 | 0 | 0 | 0 | 0 | 0 | 0 | 0 | 0 | 0 | 0 | 0 | 0 | 0 | 0 | 0 | 0 | 0 | 0 | 0 | 0 | 0 | 0 | 0 | 0 | 0 | 0 | 0 | 0 | 0 | 0 | 0 | 0 | 0 | 0 | 0 | 0 | 0 | 0 | 0 | 0 | 0 | 0 | 0 | 0 | 0 | 0 | 0 | 0 | 0 | 0 | 0 | 0 | 0 | 0 | 0 | 0 | 0 | 0 | 0 | 0 | 6 |  | 0 | 0 | 0 | 0 | 0 | 0 | 0 | 0 | 0 | 0 | 0 | 0 | 0 | 0 | 0 | 0 | 0 | 0 | 0 | 0 | 0 | 0 | 0 | 0 | 0 | 0 | 0 | 0 | 0 | 0 | 0 | 5 | 1 | 0 | 0 | 0 | -5476.131 | -2224.5325 | 519.235 | Devers-Red Bluff Constraint | Devers-Red Bluff Constraint | East of Miguel constraint
PG&E Greater Bay Study Area | Oakland C | 115 | 0 | 0 | 0 | 0 | 0 | 0 | 0 | 0 | 0 | 0 | 0 | 0 | 0 | 0 | 0 | 0 | 0 | 0 | 0 | 0 | 0 | 0 | 0 | 0 | 0 | 0 | 0 | 0 | 0 | 0 | 0 | 0 | 0 | 0 | 0 | 0 | 0 | 0 | 0 | 0 | 0 | 0 | 0 | 1 | 1 | 0 | 0 | 0 | 0 | 0 | 0 | 0 | 0 | 0 | 1 | 1 | 0 | 1 | 1 | 1 | 1 | 0 | 0 | 1 | 1 | 0 | 1 | 0 | 0 | 0 | 0 | 0 | 0 | 1 | 0 | 0 | 0 | 0 | 0 | 0 | 0 | 0 | 0 | 0 | 0 | 0 | 0 | 0 | 0 | 0 | 0 | 0 | 0 | 0 | 0 | 0 | 0 | 0 | 0 | 0 | 0 | 0 | 0 | 0 | 0 | 0 | 0 | 3 |  | 0 | 0 | 0 | 0 | 0 | 0 | 0 | 0 | 0 | 0 | 0 | 0 | 0 | 0 | 0 | 0 | 0 | 0 | 0 | 0 | 0 | 0 | 0 | 0 | 0 | 0 | 0 | 0 | 0 | 0 | 2 | 0 | 0 | 0 | 0 | 0 | -403.7865 | 467.5403 | 950.5913 | Vaca Dixon-Tesla 500kV Line | Windmaster-Delta pumps 230 kV line | Windmaster-Delta pumps 230 kV line
PG&E Greater Bay Study Area | Oakland J | 115 | 0 | 0 | 0 | 0 | 0 | 0 | 0 | 0 | 0 | 0 | 0 | 0 | 0 | 0 | 0 | 0 | 0 | 0 | 0 | 0 | 0 | 0 | 0 | 0 | 0 | 0 | 0 | 0 | 0 | 0 | 0 | 0 | 0 | 0 | 0 | 0 | 0 | 0 | 0 | 0 | 0 | 0 | 0 | 0 | 1 | 0 | 0 | 0 | 0 | 0 | 0 | 0 | 0 | 0 | 0 | 0 | 0 | 1 | 0 | 0 | 0 | 0 | 0 | 0 | 0 | 0 | 0 | 0 | 0 | 0 | 0 | 0 | 0 | 1 | 0 | 0 | 0 | 0 | 0 | 0 | 0 | 0 | 0 | 0 | 0 | 0 | 0 | 0 | 0 | 0 | 0 | 0 | 0 | 0 | 0 | 0 | 0 | 0 | 0 | 0 | 0 | 0 | 0 | 0 | 0 | 0 | 0 | 1 |  | 0 | 0 | 0 | 0 | 0 | 0 | 0 | 0 | 0 | 0 | 0 | 0 | 0 | 0 | 0 | 0 | 0 | 0 | 0 | 0 | 0 | 0 | 0 | 0 | 0 | 0 | 0 | 0 | 0 | 0 | 1 | 0 | 0 | 0 | 0 | 0 | -403.7865 | 475.9687 | 1528.8218 | Vaca Dixon-Tesla 500kV Line | Vaca Dixon-Tesla 500kV Line | Vaca Dixon-Tesla 500kV Line
PG&E Kern Study Area | Oceano | 115 | 0 | 0 | 0 | 0 | 0 | 0 | 0 | 0 | 0 | 0 | 0 | 0 | 0 | 0 | 0 | 0 | 0 | 0 | 0 | 0 | 0 | 0 | 0 | 0 | 0 | 0 | 0 | 0 | 0 | 0 | 0 | 0 | 0 | 0 | 0 | 0 | 0 | 0 | 0 | 0 | 0 | 0 | 0 | 0 | 0 | 0 | 0 | 0 | 0 | 0 | 0 | 0 | 0 | 0 | 0 | 0 | 0 | 0 | 0 | 0 | 0 | 0 | 0 | 0 | 0 | 0 | 0 | 0 | 0 | 0 | 0 | 0 | 0 | 0 | 0 | 0 | 0 | 0 | 0 | 0 | 0 | 0 | 1 | 0 | 0 | 0 | 0 | 0 | 0 | 0 | 0 | 0 | 0 | 0 | 0 | 0 | 0 | 0 | 0 | 0 | 0 | 0 | 0 | 0 | 0 | 0 | 0 | 0 |  | 0 | 0 | 0 | 0 | 0 | 0 | 0 | 0 | 0 | 0 | 0 | 0 | 0 | 0 | 0 | 0 | 0 | 0 | 0 | 0 | 0 | 0 | 0 | 0 | 0 | 0 | 0 | 0 | 0 | 0 | 0 | 0 | 0 | 0 | 0 | 0 | 1068.043 | 1129.2584 | 986.6609 | Midway 230/115kV TB #3 | Midway 230/115kV TB #3 | Midway 230/115kV TB #3
SDG&E Study Area | Ocotillo Express | 500 | 0 | 0 | 0 | 0 | 0 | 0 | 0 | 0 | 0 | 0 | 0 | 0 | 0 | 0 | 0 | 0 | 0 | 0 | 0 | 1 | 0 | 1 | 0 | 0 | 0 | 1 | 0 | 0 | 1 | 0 | 0 | 0 | 0 | 0 | 1 | 1 | 1 | 0 | 0 | 1 | 0 | 0 | 0 | 0 | 0 | 0 | 0 | 0 | 0 | 0 | 0 | 0 | 0 | 0 | 0 | 0 | 0 | 0 | 0 | 0 | 0 | 0 | 0 | 0 | 0 | 0 | 0 | 0 | 0 | 0 | 0 | 0 | 0 | 0 | 0 | 0 | 0 | 0 | 0 | 0 | 0 | 0 | 0 | 0 | 0 | 0 | 0 | 0 | 0 | 0 | 0 | 0 | 0 | 0 | 0 | 0 | 0 | 0 | 0 | 0 | 0 | 0 | 0 | 0 | 0 | 0 | 0 | 6 |  | 0 | 0 | 0 | 0 | 0 | 0 | 0 | 0 | 0 | 0 | 0 | 0 | 0 | 0 | 0 | 0 | 0 | 0 | 0 | 0 | 0 | 0 | 0 | 0 | 0 | 0 | 0 | 0 | 0 | 0 | 1 | 5 | 1 | 0 | 0 | 0 | -5476.131 | -2224.5325 | 519.235 | Devers-Red Bluff Constraint | Devers-Red Bluff Constraint | East of Miguel constraint
SDG&E Study Area | Old Town | 230 | 0 | 0 | 0 | 0 | 0 | 0 | 0 | 0 | 0 | 0 | 0 | 0 | 0 | 0 | 0 | 0 | 0 | 0 | 0 | 0 | 0 | 0 | 0 | 0 | 0 | 0 | 0 | 0 | 0 | 0 | 0 | 0 | 0 | 0 | 1 | 0 | 1 | 0 | 0 | 0 | 0 | 0 | 0 | 0 | 0 | 0 | 0 | 0 | 0 | 0 | 0 | 0 | 0 | 0 | 0 | 0 | 0 | 0 | 0 | 0 | 0 | 0 | 0 | 0 | 0 | 0 | 0 | 0 | 0 | 0 | 0 | 0 | 0 | 0 | 0 | 0 | 0 | 0 | 0 | 0 | 0 | 0 | 0 | 0 | 0 | 0 | 0 | 0 | 0 | 0 | 0 | 0 | 0 | 0 | 0 | 0 | 0 | 0 | 0 | 0 | 0 | 0 | 0 | 0 | 0 | 0 | 0 | 2 |  | 0 | 0 | 0 | 0 | 0 | 0 | 0 | 0 | 0 | 0 | 0 | 0 | 0 | 0 | 0 | 0 | 0 | 0 | 0 | 0 | 0 | 0 | 0 | 0 | 0 | 0 | 0 | 0 | 0 | 0 | 0 | 2 | 0 | 0 | 0 | 0 | -345.41 | 647.65 | 2825.46 | Encina - San Luis Rey 230 kV constraint | Encina - San Luis Rey 230 kV constraint | Encina - San Luis Rey 230 kV constraint
SCE Metro Study Area | Olinda | 230 | 0 | 0 | 0 | 0 | 0 | 0 | 0 | 0 | 0 | 0 | 0 | 0 | 1 | 0 | 0 | 0 | 0 | 0 | 0 | 0 | 0 | 0 | 0 | 0 | 0 | 0 | 0 | 0 | 0 | 0 | 0 | 0 | 0 | 0 | 0 | 0 | 0 | 0 | 0 | 0 | 0 | 0 | 0 | 0 | 0 | 0 | 0 | 0 | 0 | 0 | 0 | 0 | 0 | 0 | 0 | 0 | 0 | 0 | 0 | 0 | 0 | 0 | 0 | 0 | 0 | 0 | 0 | 0 | 0 | 0 | 0 | 0 | 0 | 0 | 0 | 0 | 0 | 0 | 0 | 0 | 0 | 0 | 0 | 0 | 0 | 0 | 0 | 0 | 0 | 0 | 0 | 0 | 0 | 0 | 0 | 0 | 0 | 0 | 0 | 0 | 0 | 0 | 0 | 0 | 0 | 0 | 0 | 0 |  | 0 | 0 | 0 | 0 | 0 | 0 | 0 | 0 | 0 | 0 | 0 | 0 | 0 | 0 | 0 | 0 | 0 | 0 | 0 | 0 | 0 | 0 | 0 | 0 | 0 | 0 | 0 | 0 | 0 | 0 | 0 | 0 | 0 | 0 | 0 | 0 | 11840.638 | 12772.921 | 15592.11 | SCE Metro Area Default Constraint | SCE Metro Area Default Constraint | SCE Metro Area Default Constraint
PG&E Kern Study Area | Olive | 115 | 0 | 0 | 0 | 0 | 0 | 0 | 0 | 0 | 0 | 0 | 0 | 0 | 0 | 0 | 0 | 0 | 0 | 0 | 0 | 0 | 0 | 0 | 0 | 0 | 0 | 0 | 0 | 0 | 0 | 0 | 0 | 0 | 0 | 0 | 0 | 0 | 0 | 0 | 0 | 0 | 0 | 0 | 0 | 0 | 0 | 0 | 0 | 0 | 0 | 0 | 0 | 0 | 0 | 0 | 0 | 0 | 0 | 0 | 0 | 0 | 0 | 0 | 0 | 0 | 0 | 0 | 0 | 0 | 0 | 0 | 0 | 0 | 0 | 0 | 0 | 1 | 1 | 1 | 1 | 0 | 0 | 0 | 1 | 1 | 0 | 1 | 1 | 0 | 0 | 0 | 0 | 0 | 0 | 0 | 0 | 0 | 0 | 0 | 0 | 0 | 0 | 0 | 0 | 0 | 0 | 0 | 0 | 0 |  | 0 | 0 | 0 | 0 | 0 | 0 | 0 | 0 | 0 | 0 | 0 | 0 | 0 | 0 | 0 | 0 | 0 | 0 | 0 | 0 | 0 | 0 | 0 | 0 | 40 | 0 | 20 | 0 | 0 | 1 | 2 | 0 | 2 | 0 | 1 | 0 | -879.03 | -349.77 | -247.3393 | Midway-Q2005 230kV Line | Midway-Q2005 230kV Line | Midway-Q2005 230kV Line
PG&E North of Greater Bay Study Area | Olivehurst | 115 | 0 | 0 | 0 | 0 | 0 | 0 | 0 | 0 | 0 | 0 | 0 | 0 | 0 | 0 | 0 | 0 | 0 | 0 | 0 | 0 | 0 | 0 | 0 | 0 | 0 | 0 | 0 | 0 | 0 | 0 | 0 | 0 | 0 | 0 | 0 | 0 | 0 | 0 | 0 | 0 | 0 | 0 | 0 | 0 | 1 | 1 | 0 | 1 | 0 | 1 | 1 | 1 | 1 | 0 | 0 | 0 | 0 | 0 | 0 | 0 | 0 | 0 | 0 | 0 | 1 | 1 | 0 | 0 | 0 | 0 | 0 | 0 | 0 | 0 | 0 | 0 | 0 | 0 | 0 | 0 | 0 | 0 | 0 | 0 | 0 | 0 | 0 | 0 | 0 | 0 | 0 | 0 | 0 | 0 | 0 | 0 | 0 | 0 | 0 | 0 | 0 | 0 | 0 | 0 | 0 | 0 | 0 | 0 |  | 0 | 0 | 0 | 0 | 0 | 0 | 0 | 0 | 0 | 0 | 0 | 0 | 0 | 0 | 0 | 0 | 0 | 0 | 0 | 0 | 0 | 0 | 0 | 0 | 0 | 0 | 0 | 0 | 0 | 0 | 1 | 0 | 0 | 0 | 0 | 0 | -403.7865 | 62.452 | 66.82 | Vaca Dixon-Tesla 500kV Line | Rocklin-Pleaseant grove 115kV line | Woodland- Davis 115kV line
SCE Northern Area | Ormond Beach | 230 | 0 | 0 | 1 | 0 | 1 | 0 | 1 | 0 | 0 | 0 | 0 | 0 | 0 | 0 | 0 | 0 | 0 | 0 | 0 | 0 | 0 | 0 | 0 | 0 | 0 | 0 | 0 | 0 | 1 | 0 | 0 | 0 | 0 | 0 | 0 | 0 | 0 | 0 | 0 | 0 | 0 | 0 | 0 | 0 | 0 | 0 | 0 | 0 | 0 | 0 | 0 | 0 | 0 | 0 | 0 | 0 | 0 | 0 | 0 | 0 | 0 | 0 | 0 | 0 | 0 | 0 | 0 | 0 | 0 | 0 | 0 | 0 | 0 | 0 | 0 | 0 | 0 | 0 | 0 | 0 | 0 | 0 | 0 | 0 | 0 | 0 | 0 | 0 | 0 | 0 | 0 | 0 | 0 | 0 | 0 | 0 | 0 | 0 | 0 | 0 | 0 | 0 | 0 | 0 | 0 | 0 | 0 | 0 |  | 0 | 0 | 0 | 0 | 0 | 0 | 0 | 0 | 0 | 0 | 0 | 0 | 0 | 0 | 0 | 0 | 0 | 0 | 0 | 0 | 0 | 0 | 0 | 0 | 0 | 0 | 0 | 0 | 0 | 0 | 1 | 0 | 0 | 0 | 0 | 0 | -96.4338 | 215.3629 | 955.259 | South of Magunden Constraint | South of Magunden Constraint | South of Magunden Constraint
SDG&E Study Area | Otay | 69 | 0 | 0 | 0 | 0 | 0 | 0 | 0 | 0 | 0 | 0 | 0 | 0 | 0 | 0 | 0 | 0 | 0 | 0 | 0 | 0 | 0 | 0 | 0 | 0 | 0 | 0 | 0 | 0 | 0 | 0 | 0 | 0 | 0 | 1 | 0 | 0 | 0 | 0 | 0 | 0 | 0 | 0 | 0 | 0 | 0 | 0 | 0 | 0 | 0 | 0 | 0 | 0 | 0 | 0 | 0 | 0 | 0 | 0 | 0 | 0 | 0 | 0 | 0 | 0 | 0 | 0 | 0 | 0 | 0 | 0 | 0 | 0 | 0 | 0 | 0 | 0 | 0 | 0 | 0 | 0 | 0 | 0 | 0 | 0 | 0 | 0 | 0 | 0 | 0 | 0 | 0 | 0 | 0 | 0 | 0 | 0 | 0 | 0 | 0 | 0 | 0 | 0 | 0 | 0 | 0 | 0 | 0 | 0 |  | 0 | 0 | 0 | 0 | 0 | 0 | 0 | 0 | 0 | 0 | 0 | 6 | 0 | 0 | 1 | 0 | 0 | 0 | 0 | 0 | 0 | 0 | 0 | 0 | 0 | 0 | 0 | 0 | 0 | 0 | 0 | 0 | 0 | 0 | 0 | 0 | 164.7548 | 197.5523 | 296.5564 | Miguel 69 kV constraint | Miguel 69 kV constraint | Miguel 69 kV constraint
SDG&E Study Area | Otay Mesa | 230 | 0 | 0 | 0 | 0 | 0 | 0 | 0 | 0 | 0 | 0 | 0 | 0 | 0 | 0 | 0 | 0 | 0 | 0 | 0 | 0 | 0 | 0 | 0 | 0 | 0 | 0 | 0 | 0 | 0 | 0 | 1 | 0 | 1 | 0 | 1 | 0 | 1 | 0 | 1 | 1 | 1 | 1 | 0 | 0 | 0 | 0 | 0 | 0 | 0 | 0 | 0 | 0 | 0 | 0 | 0 | 0 | 0 | 0 | 0 | 0 | 0 | 0 | 0 | 0 | 0 | 0 | 0 | 0 | 0 | 0 | 0 | 0 | 0 | 0 | 0 | 0 | 0 | 0 | 0 | 0 | 0 | 0 | 0 | 0 | 0 | 0 | 0 | 0 | 0 | 0 | 0 | 0 | 0 | 0 | 0 | 0 | 0 | 0 | 0 | 0 | 0 | 0 | 0 | 0 | 0 | 0 | 0 | 3 |  | 0 | 0 | 0 | 0 | 0 | 0 | 0 | 0 | 0 | 0 | 0 | 250 | 0 | 0 | 1 | 0 | 0 | 0 | 0 | 0 | 0 | 0 | 0 | 0 | 0 | 0 | 0 | 0 | 0 | 0 | 3 | 3 | 0 | 0 | 0 | 0 | -417.51 | 118.8023 | 797.96 | Internal San Diego Area constraint | Chicarita 138 kV constraint | Silvergate - Bay Blvd 230 kV constraint
PG&E Fresno Study Area | Padre Flats SW STA | 230 | 0 | 0 | 0 | 0 | 0 | 0 | 0 | 0 | 0 | 0 | 0 | 0 | 0 | 0 | 0 | 0 | 0 | 0 | 0 | 0 | 0 | 0 | 0 | 0 | 0 | 0 | 0 | 0 | 0 | 0 | 0 | 0 | 0 | 0 | 0 | 0 | 0 | 0 | 0 | 0 | 0 | 0 | 0 | 0 | 0 | 0 | 0 | 0 | 0 | 0 | 0 | 0 | 0 | 0 | 0 | 0 | 0 | 0 | 0 | 0 | 0 | 0 | 0 | 0 | 0 | 0 | 0 | 0 | 0 | 0 | 0 | 0 | 0 | 0 | 0 | 0 | 1 | 0 | 0 | 0 | 0 | 0 | 0 | 0 | 0 | 1 | 1 | 0 | 0 | 0 | 0 | 1 | 0 | 0 | 0 | 0 | 0 | 0 | 0 | 0 | 0 | 0 | 0 | 0 | 1 | 1 | 0 | 1 |  | 0 | 0 | 0 | 0 | 0 | 0 | 0 | 0 | 0 | 0 | 0 | 0 | 0 | 0 | 0 | 0 | 0 | 0 | 0 | 0 | 0 | 0 | 0 | 0 | 0 | 0 | 0 | 0 | 0 | 0 | 1 | 0 | 1 | 0 | 2 | 0 | -879.03 | -349.77 | -412.8075 | Midway-Q2005 230kV Line | Midway-Q2005 230kV Line | Moss Landing-Las Aguilas 230 kV Line
East of Pisgah Study Area | Pahrump | 230 | 0 | 0 | 0 | 0 | 0 | 0 | 0 | 0 | 0 | 0 | 0 | 0 | 0 | 0 | 0 | 0 | 0 | 0 | 0 | 1 | 0 | 1 | 0 | 0 | 0 | 0 | 1 | 1 | 1 | 0 | 0 | 0 | 0 | 0 | 0 | 0 | 0 | 0 | 0 | 0 | 0 | 0 | 0 | 0 | 0 | 0 | 0 | 0 | 0 | 0 | 0 | 0 | 0 | 0 | 0 | 0 | 0 | 0 | 0 | 0 | 0 | 0 | 0 | 0 | 0 | 0 | 0 | 0 | 0 | 0 | 0 | 0 | 0 | 0 | 0 | 0 | 0 | 0 | 0 | 0 | 0 | 0 | 0 | 0 | 0 | 0 | 0 | 0 | 0 | 0 | 0 | 0 | 0 | 0 | 0 | 0 | 0 | 0 | 0 | 0 | 0 | 0 | 0 | 0 | 0 | 0 | 0 | 4 |  | 0 | 0 | 0 | 0 | 0 | 0 | 0 | 0 | 0 | 0 | 0 | 0 | 0 | 0 | 0 | 0 | 0 | 0 | 0 | 0 | 0 | 0 | 0 | 0 | 0 | 0 | 0 | 0 | 0 | 0 | 0 | 1 | 1 | 0 | 0 | 0 | -5476.131 | -2224.5325 | 448.6 | Devers-Red Bluff Constraint | Devers-Red Bluff Constraint | VEA 138kV area constraint
East of Pisgah Study Area | Pahrump | 138 | 0 | 0 | 0 | 0 | 0 | 0 | 0 | 0 | 0 | 0 | 0 | 0 | 0 | 0 | 0 | 0 | 0 | 0 | 0 | 1 | 0 | 1 | 0 | 0 | 0 | 0 | 1 | 1 | 1 | 0 | 0 | 0 | 0 | 0 | 0 | 0 | 0 | 0 | 0 | 0 | 0 | 0 | 0 | 0 | 0 | 0 | 0 | 0 | 0 | 0 | 0 | 0 | 0 | 0 | 0 | 0 | 0 | 0 | 0 | 0 | 0 | 0 | 0 | 0 | 0 | 0 | 0 | 0 | 0 | 0 | 0 | 0 | 0 | 0 | 0 | 0 | 0 | 0 | 0 | 0 | 0 | 0 | 0 | 0 | 0 | 0 | 0 | 0 | 0 | 0 | 0 | 0 | 0 | 0 | 0 | 0 | 0 | 0 | 0 | 0 | 0 | 0 | 0 | 0 | 0 | 0 | 0 | 4 |  | 0 | 0 | 0 | 0 | 0 | 0 | 0 | 0 | 0 | 0 | 0 | 0 | 0 | 0 | 0 | 0 | 0 | 0 | 0 | 0 | 0 | 0 | 0 | 0 | 0 | 0 | 0 | 0 | 0 | 0 | 0 | 1 | 1 | 0 | 0 | 0 | -5476.131 | -2224.5325 | 448.6 | Devers-Red Bluff Constraint | Devers-Red Bluff Constraint | VEA 138kV area constraint
SDG&E Study Area | Pala | 69 | 0 | 0 | 0 | 0 | 0 | 0 | 0 | 0 | 0 | 0 | 0 | 0 | 0 | 0 | 0 | 0 | 0 | 0 | 0 | 0 | 0 | 0 | 0 | 0 | 0 | 0 | 0 | 0 | 0 | 1 | 0 | 0 | 1 | 0 | 0 | 0 | 0 | 1 | 0 | 0 | 0 | 1 | 0 | 0 | 0 | 0 | 0 | 0 | 0 | 0 | 0 | 0 | 0 | 0 | 0 | 0 | 0 | 0 | 0 | 0 | 0 | 0 | 0 | 0 | 0 | 0 | 0 | 0 | 0 | 0 | 0 | 0 | 0 | 0 | 0 | 0 | 0 | 0 | 0 | 0 | 0 | 0 | 0 | 0 | 0 | 0 | 0 | 0 | 0 | 0 | 0 | 0 | 0 | 0 | 0 | 0 | 0 | 0 | 0 | 0 | 0 | 0 | 0 | 0 | 0 | 0 | 0 | 1 |  | 0 | 0 | 0 | 0 | 0 | 0 | 0 | 0 | 0 | 0 | 0 | 0 | 0 | 0 | 0 | 0 | 0 | 0 | 0 | 0 | 0 | 0 | 0 | 0 | 0 | 0 | 10 | 0 | 0 | 1 | 1 | 1 | 0 | 0 | 0 | 0 | -417.51 | 269 | 284 | Internal San Diego Area constraint | Ocean Ranch 69 kV constraint | Ocean Ranch 69 kV constraint
PG&E North of Greater Bay Study Area | Palermo | 230 | 0 | 0 | 0 | 0 | 0 | 0 | 0 | 0 | 0 | 0 | 0 | 0 | 0 | 0 | 0 | 0 | 0 | 0 | 0 | 0 | 0 | 0 | 0 | 0 | 0 | 0 | 0 | 0 | 0 | 0 | 0 | 0 | 0 | 0 | 0 | 0 | 0 | 0 | 0 | 0 | 0 | 0 | 0 | 0 | 1 | 0 | 0 | 0 | 0 | 1 | 0 | 1 | 1 | 0 | 0 | 0 | 0 | 0 | 0 | 0 | 0 | 0 | 0 | 0 | 1 | 1 | 0 | 0 | 0 | 0 | 0 | 0 | 0 | 0 | 0 | 0 | 0 | 0 | 0 | 0 | 0 | 0 | 0 | 0 | 0 | 0 | 0 | 0 | 0 | 0 | 0 | 0 | 0 | 0 | 0 | 0 | 0 | 0 | 0 | 0 | 0 | 0 | 0 | 0 | 0 | 0 | 0 | 0 |  | 0 | 0 | 0 | 0 | 0 | 0 | 0 | 0 | 0 | 0 | 0 | 0 | 0 | 0 | 0 | 0 | 0 | 0 | 0 | 0 | 0 | 0 | 0 | 0 | 0 | 0 | 0 | 0 | 0 | 0 | 1 | 0 | 0 | 0 | 0 | 0 | -403.7865 | 62.452 | 218.4 | Vaca Dixon-Tesla 500kV Line | Rocklin-Pleaseant grove 115kV line | Rocklin-Pleaseant grove 115kV line
PG&E North of Greater Bay Study Area | Palermo | 115 | 0 | 0 | 0 | 0 | 0 | 0 | 0 | 0 | 0 | 0 | 0 | 0 | 0 | 0 | 0 | 0 | 0 | 0 | 0 | 0 | 0 | 0 | 0 | 0 | 0 | 0 | 0 | 0 | 0 | 0 | 0 | 0 | 0 | 0 | 0 | 0 | 0 | 0 | 0 | 0 | 0 | 0 | 0 | 0 | 1 | 0 | 0 | 1 | 0 | 1 | 1 | 1 | 1 | 0 | 0 | 0 | 0 | 0 | 0 | 0 | 0 | 0 | 0 | 0 | 1 | 1 | 0 | 0 | 0 | 0 | 0 | 0 | 0 | 0 | 0 | 0 | 0 | 0 | 0 | 0 | 0 | 0 | 0 | 0 | 0 | 0 | 0 | 0 | 0 | 0 | 0 | 0 | 0 | 0 | 0 | 0 | 0 | 0 | 0 | 0 | 0 | 0 | 0 | 0 | 0 | 0 | 0 | 0 |  | 0 | 0 | 0 | 0 | 0 | 0 | 0 | 0 | 0 | 0 | 0 | 0 | 0 | 0 | 0 | 0 | 4.1 | 0 | 0 | 0 | 0 | 0 | 0 | 0 | 0 | 0 | 0 | 0 | 0 | 1 | 1 | 0 | 0 | 0 | 0 | 0 | -403.7865 | 62.452 | 218.4 | Vaca Dixon-Tesla 500kV Line | Rocklin-Pleaseant grove 115kV line | Rocklin-Pleaseant grove 115kV line
SCE Eastern Study Area | Palo Verde | 500 | 0 | 0 | 0 | 0 | 0 | 0 | 0 | 0 | 0 | 0 | 0 | 0 | 0 | 0 | 0 | 0 | 0 | 0 | 0 | 1 | 0 | 1 | 0 | 0 | 0 | 1 | 0 | 0 | 1 | 0 | 0 | 0 | 0 | 0 | 0 | 0 | 0 | 0 | 0 | 0 | 0 | 0 | 0 | 0 | 0 | 0 | 0 | 0 | 0 | 0 | 0 | 0 | 0 | 0 | 0 | 0 | 0 | 0 | 0 | 0 | 0 | 0 | 0 | 0 | 0 | 0 | 0 | 0 | 0 | 0 | 0 | 0 | 0 | 0 | 0 | 0 | 0 | 0 | 0 | 0 | 0 | 0 | 0 | 0 | 0 | 0 | 0 | 0 | 0 | 0 | 0 | 0 | 0 | 0 | 0 | 0 | 0 | 0 | 0 | 0 | 0 | 0 | 0 | 0 | 0 | 0 | 0 | 3 |  | 0 | 0 | 0 | 0 | 0 | 0 | 0 | 0 | 0 | 0 | 0 | 0 | 0 | 0 | 0 | 0 | 0 | 0 | 0 | 2130.8 | 0 | 0 | 0 | 0 | 0 | 0 | 0 | 0 | 0 | 1 | 0 | 2 | 1 | 0 | 0 | 0 | -5476.131 | -2224.5325 | 2782.299 | Devers-Red Bluff Constraint | Devers-Red Bluff Constraint | Devers-Red Bluff Constraint
SDG&E Study Area | Palomar Energy | 230 | 0 | 0 | 0 | 0 | 0 | 0 | 0 | 0 | 0 | 0 | 0 | 0 | 0 | 0 | 0 | 0 | 0 | 0 | 0 | 0 | 0 | 0 | 0 | 0 | 0 | 0 | 0 | 0 | 0 | 1 | 0 | 0 | 1 | 0 | 1 | 0 | 1 | 0 | 0 | 0 | 0 | 1 | 0 | 0 | 0 | 0 | 0 | 0 | 0 | 0 | 0 | 0 | 0 | 0 | 0 | 0 | 0 | 0 | 0 | 0 | 0 | 0 | 0 | 0 | 0 | 0 | 0 | 0 | 0 | 0 | 0 | 0 | 0 | 0 | 0 | 0 | 0 | 0 | 0 | 0 | 0 | 0 | 0 | 0 | 0 | 0 | 0 | 0 | 0 | 0 | 0 | 0 | 0 | 0 | 0 | 0 | 0 | 0 | 0 | 0 | 0 | 0 | 0 | 0 | 0 | 0 | 0 | 3 |  | 0 | 0 | 0 | 0 | 0 | 0 | 0 | 0 | 0 | 0 | 0 | 0 | 0 | 0 | 0 | 0 | 0 | 0 | 0 | 0 | 0 | 0 | 0 | 0 | 0 | 0 | 0 | 0 | 0 | 0 | 1 | 3 | 0 | 0 | 0 | 0 | -417.51 | 579.125 | 1225.71 | Internal San Diego Area constraint | Talega 230 kV constraint | Internal San Diego Area constraint
PG&E Fresno Study Area | Panoche | 115 | 0 | 0 | 0 | 0 | 0 | 0 | 0 | 0 | 0 | 0 | 0 | 0 | 0 | 0 | 0 | 0 | 0 | 0 | 0 | 0 | 0 | 0 | 0 | 0 | 0 | 0 | 0 | 0 | 0 | 0 | 0 | 0 | 0 | 0 | 0 | 0 | 0 | 0 | 0 | 0 | 0 | 0 | 0 | 0 | 0 | 0 | 0 | 0 | 0 | 0 | 1 | 0 | 0 | 0 | 0 | 0 | 0 | 0 | 0 | 0 | 0 | 0 | 0 | 0 | 0 | 0 | 0 | 0 | 0 | 0 | 0 | 0 | 0 | 0 | 0 | 0 | 1 | 0 | 0 | 0 | 0 | 0 | 0 | 0 | 0 | 1 | 1 | 1 | 1 | 1 | 1 | 1 | 1 | 1 | 1 | 1 | 0 | 0 | 0 | 0 | 0 | 1 | 0 | 0 | 0 | 0 | 0 | 3 |  | 0 | 0 | 0 | 0 | 0 | 0 | 0 | 0 | 0 | 0 | 0 | 0 | 0 | 0 | 0 | 0 | 0 | 0 | 0 | 0 | 0 | 0 | 0 | 0 | 0 | 0 | 0 | 0 | 0 | 0 | 3 | 0 | 1 | 0 | 3 | 0 | -879.03 | -349.77 | -247.3393 | Midway-Q2005 230kV Line | Midway-Q2005 230kV Line | Midway-Q2005 230kV Line
PG&E Fresno Study Area | Panoche | 230 | 0 | 0 | 0 | 0 | 0 | 0 | 0 | 0 | 0 | 0 | 0 | 0 | 0 | 0 | 0 | 0 | 0 | 0 | 0 | 0 | 0 | 0 | 0 | 0 | 0 | 0 | 0 | 0 | 0 | 0 | 0 | 0 | 0 | 0 | 0 | 0 | 0 | 0 | 0 | 0 | 0 | 0 | 0 | 0 | 0 | 0 | 0 | 0 | 0 | 0 | 0 | 0 | 0 | 0 | 0 | 0 | 0 | 0 | 0 | 0 | 0 | 0 | 0 | 0 | 0 | 0 | 0 | 0 | 0 | 0 | 0 | 0 | 0 | 0 | 0 | 0 | 0 | 0 | 0 | 0 | 0 | 0 | 0 | 0 | 0 | 1 | 1 | 0 | 0 | 0 | 0 | 1 | 1 | 1 | 0 | 0 | 0 | 0 | 0 | 0 | 0 | 0 | 0 | 0 | 0 | 1 | 0 | 3 |  | 0 | 0 | 0 | 0 | 0 | 0 | 0 | 0 | 0 | 0 | 0 | 0 | 0 | 0 | 0 | 0 | 0 | 0 | 0 | 0 | 0 | 0 | 0 | 0 | 0 | 0 | 0 | 0 | 0 | 0 | 0 | 0 | 0 | 0 | 1 | 0 | 217.993 | 474.8733 | -412.8075 | Moss Landing-Las Aguilas 230 kV Line | Moss Landing-Las Aguilas 230 kV Line | Moss Landing-Las Aguilas 230 kV Line
SCE Northern Area | Pardee | 230 | 0 | 0 | 1 | 0 | 0 | 0 | 1 | 0 | 0 | 0 | 0 | 0 | 0 | 0 | 0 | 0 | 0 | 0 | 0 | 0 | 0 | 0 | 0 | 0 | 0 | 0 | 0 | 0 | 1 | 0 | 0 | 0 | 0 | 0 | 0 | 0 | 0 | 0 | 0 | 0 | 0 | 0 | 0 | 0 | 0 | 0 | 0 | 0 | 0 | 0 | 0 | 0 | 0 | 0 | 0 | 0 | 0 | 0 | 0 | 0 | 0 | 0 | 0 | 0 | 0 | 0 | 0 | 0 | 0 | 0 | 0 | 0 | 0 | 0 | 0 | 0 | 0 | 0 | 0 | 0 | 0 | 0 | 0 | 0 | 0 | 0 | 0 | 0 | 0 | 0 | 0 | 0 | 0 | 0 | 0 | 0 | 0 | 0 | 0 | 0 | 0 | 0 | 0 | 0 | 0 | 0 | 0 | 0 |  | 0 | 0 | 0 | 0 | 0 | 0 | 0 | 0 | 0 | 0 | 0 | 80 | 0 | 0 | 1 | 0 | 0 | 0 | 0 | 0 | 0 | 0 | 0 | 0 | 0 | 0 | 15 | 0 | 0 | 1 | 1 | 0 | 0 | 0 | 0 | 0 | -96.4338 | 215.3629 | 955.259 | South of Magunden Constraint | South of Magunden Constraint | South of Magunden Constraint
PG&E North of Greater Bay Study Area | Parkway | 230 | 0 | 0 | 0 | 0 | 0 | 0 | 0 | 0 | 0 | 0 | 0 | 0 | 0 | 0 | 0 | 0 | 0 | 0 | 0 | 0 | 0 | 0 | 0 | 0 | 0 | 0 | 0 | 0 | 0 | 0 | 0 | 0 | 0 | 0 | 0 | 0 | 0 | 0 | 0 | 0 | 0 | 0 | 0 | 0 | 1 | 0 | 0 | 0 | 0 | 0 | 0 | 0 | 0 | 0 | 0 | 0 | 0 | 0 | 1 | 1 | 1 | 0 | 0 | 1 | 1 | 0 | 0 | 0 | 0 | 0 | 0 | 0 | 0 | 1 | 0 | 0 | 0 | 0 | 0 | 0 | 0 | 0 | 0 | 0 | 0 | 0 | 0 | 0 | 0 | 0 | 0 | 0 | 0 | 0 | 0 | 0 | 0 | 0 | 0 | 0 | 0 | 0 | 0 | 0 | 0 | 0 | 0 | 0 |  | 0 | 0 | 0 | 0 | 0 | 0 | 0 | 0 | 0 | 0 | 0 | 0 | 0 | 0 | 0 | 0 | 2.3 | 0 | 0 | 0 | 0 | 0 | 0 | 0 | 0 | 0 | 0 | 0 | 0 | 1 | 2 | 0 | 0 | 0 | 0 | 0 | -403.7865 | 467.5403 | 950.5913 | Vaca Dixon-Tesla 500kV Line | Windmaster-Delta pumps 230 kV line | Windmaster-Delta pumps 230 kV line
SCE Northern Area | Pastoria | 230 | 1 | 0 | 1 | 0 | 0 | 0 | 1 | 0 | 1 | 0 | 0 | 0 | 0 | 0 | 0 | 0 | 0 | 0 | 0 | 0 | 0 | 0 | 0 | 0 | 0 | 0 | 0 | 0 | 1 | 0 | 0 | 0 | 0 | 0 | 0 | 0 | 0 | 0 | 0 | 0 | 0 | 0 | 0 | 0 | 0 | 0 | 0 | 0 | 0 | 0 | 0 | 0 | 0 | 0 | 0 | 0 | 0 | 0 | 0 | 0 | 0 | 0 | 0 | 0 | 0 | 0 | 0 | 0 | 0 | 0 | 0 | 0 | 0 | 0 | 0 | 0 | 0 | 0 | 0 | 0 | 0 | 0 | 0 | 0 | 0 | 0 | 0 | 0 | 0 | 0 | 0 | 0 | 0 | 0 | 0 | 0 | 0 | 0 | 0 | 0 | 0 | 0 | 0 | 0 | 0 | 0 | 0 | 0 |  | 0 | 0 | 0 | 0 | 0 | 0 | 0 | 0 | 0 | 39 | 66 | 80 | 0 | 0 | 1 | 0 | 0 | 0 | 0 | 0 | 0 | 0 | 0 | 0 | 0 | 0 | 0 | 0 | 0 | 0 | 1 | 0 | 0 | 0 | 0 | 0 | -96.4338 | 27.481 | 0.005 | South of Magunden Constraint | Antelope-Neenach Constraint | Antelope-Neenach Constraint
SCE Metro Study Area | Pauda | 230 | 0 | 0 | 0 | 0 | 0 | 0 | 0 | 0 | 0 | 0 | 0 | 0 | 1 | 0 | 0 | 0 | 0 | 0 | 0 | 0 | 0 | 0 | 0 | 0 | 0 | 0 | 0 | 0 | 0 | 0 | 0 | 0 | 0 | 0 | 0 | 0 | 0 | 0 | 0 | 0 | 0 | 0 | 0 | 0 | 0 | 0 | 0 | 0 | 0 | 0 | 0 | 0 | 0 | 0 | 0 | 0 | 0 | 0 | 0 | 0 | 0 | 0 | 0 | 0 | 0 | 0 | 0 | 0 | 0 | 0 | 0 | 0 | 0 | 0 | 0 | 0 | 0 | 0 | 0 | 0 | 0 | 0 | 0 | 0 | 0 | 0 | 0 | 0 | 0 | 0 | 0 | 0 | 0 | 0 | 0 | 0 | 0 | 0 | 0 | 0 | 0 | 0 | 0 | 0 | 0 | 0 | 0 | 0 |  | 0 | 0 | 0 | 0 | 0 | 0 | 0 | 0 | 0 | 0 | 0 | 0 | 0 | 0 | 0 | 0 | 0 | 0 | 0 | 0 | 0 | 0 | 0 | 0 | 0 | 0 | 195 | 0 | 0 | 1 | 0 | 0 | 0 | 0 | 0 | 0 | 11840.638 | 12772.921 | 15592.11 | SCE Metro Area Default Constraint | SCE Metro Area Default Constraint | SCE Metro Area Default Constraint
PG&E North of Greater Bay Study Area | Peabody | 230 | 0 | 0 | 0 | 0 | 0 | 0 | 0 | 0 | 0 | 0 | 0 | 0 | 0 | 0 | 0 | 0 | 0 | 0 | 0 | 0 | 0 | 0 | 0 | 0 | 0 | 0 | 0 | 0 | 0 | 0 | 0 | 0 | 0 | 0 | 0 | 0 | 0 | 0 | 0 | 0 | 0 | 0 | 0 | 0 | 1 | 0 | 0 | 0 | 0 | 0 | 0 | 0 | 0 | 0 | 0 | 0 | 0 | 0 | 1 | 1 | 1 | 0 | 0 | 0 | 0 | 0 | 0 | 0 | 0 | 0 | 0 | 0 | 0 | 1 | 1 | 0 | 0 | 0 | 0 | 0 | 0 | 0 | 0 | 0 | 0 | 0 | 0 | 0 | 0 | 0 | 0 | 0 | 0 | 0 | 0 | 0 | 0 | 0 | 0 | 0 | 0 | 0 | 0 | 0 | 0 | 0 | 0 | 0 |  | 0 | 0 | 0 | 0 | 0 | 0 | 0 | 0 | 0 | 0 | 0 | 0 | 0 | 0 | 0 | 0 | 0 | 0 | 0 | 0 | 0 | 0 | 0 | 4.4 | 0 | 0 | 0 | 0 | 0 | 1 | 3 | 0 | 0 | 0 | 0 | 0 | -403.7865 | 376.8008 | 667.3975 | Vaca Dixon-Tesla 500kV Line | Birds Landing-Contra Costa 230kV Line | Birds Landing-Contra Costa 230kV Line
PG&E North of Greater Bay Study Area | Pease | 115 | 0 | 0 | 0 | 0 | 0 | 0 | 0 | 0 | 0 | 0 | 0 | 0 | 0 | 0 | 0 | 0 | 0 | 0 | 0 | 0 | 0 | 0 | 0 | 0 | 0 | 0 | 0 | 0 | 0 | 0 | 0 | 0 | 0 | 0 | 0 | 0 | 0 | 0 | 0 | 0 | 0 | 0 | 0 | 0 | 1 | 0 | 0 | 0 | 0 | 1 | 1 | 1 | 1 | 0 | 0 | 0 | 0 | 0 | 0 | 0 | 0 | 0 | 0 | 0 | 1 | 1 | 0 | 0 | 0 | 0 | 0 | 0 | 0 | 0 | 0 | 0 | 0 | 0 | 0 | 0 | 0 | 0 | 0 | 0 | 0 | 0 | 0 | 0 | 0 | 0 | 0 | 0 | 0 | 0 | 0 | 0 | 0 | 0 | 0 | 0 | 0 | 0 | 0 | 0 | 0 | 0 | 0 | 0 |  | 0 | 0 | 0 | 0 | 0 | 0 | 0 | 0 | 0 | 0 | 0 | 6 | 0 | 0 | 1 | 0 | 0 | 0 | 0 | 0 | 0 | 0 | 0 | 0 | 0 | 0 | 0 | 0 | 0 | 0 | 1 | 0 | 0 | 0 | 0 | 0 | -403.7865 | 62.452 | 218.4 | Vaca Dixon-Tesla 500kV Line | Rocklin-Pleaseant grove 115kV line | Rocklin-Pleaseant grove 115kV line
SDG&E Study Area | Penasquitos | 230 | 0 | 0 | 0 | 0 | 0 | 0 | 0 | 0 | 0 | 0 | 0 | 0 | 0 | 0 | 0 | 0 | 0 | 0 | 0 | 0 | 0 | 0 | 0 | 0 | 0 | 0 | 0 | 0 | 0 | 0 | 0 | 0 | 0 | 0 | 1 | 0 | 1 | 0 | 0 | 0 | 0 | 0 | 0 | 0 | 0 | 0 | 0 | 0 | 0 | 0 | 0 | 0 | 0 | 0 | 0 | 0 | 0 | 0 | 0 | 0 | 0 | 0 | 0 | 0 | 0 | 0 | 0 | 0 | 0 | 0 | 0 | 0 | 0 | 0 | 0 | 0 | 0 | 0 | 0 | 0 | 0 | 0 | 0 | 0 | 0 | 0 | 0 | 0 | 0 | 0 | 0 | 0 | 0 | 0 | 0 | 0 | 0 | 0 | 0 | 0 | 0 | 0 | 0 | 0 | 0 | 0 | 0 | 2 |  | 0 | 0 | 0 | 0 | 0 | 0 | 0 | 0 | 0 | 0 | 0 | 0 | 0 | 0 | 0 | 0 | 0 | 0 | 0 | 0 | 0 | 0 | 0 | 0 | 0 | 0 | 0 | 0 | 0 | 0 | 0 | 2 | 0 | 0 | 0 | 0 | -345.41 | 647.65 | 2825.46 | Encina - San Luis Rey 230 kV constraint | Encina - San Luis Rey 230 kV constraint | Encina - San Luis Rey 230 kV constraint
PG&E North of Greater Bay Study Area | Penngrove | 115 | 0 | 0 | 0 | 0 | 0 | 0 | 0 | 0 | 0 | 0 | 0 | 0 | 0 | 0 | 0 | 0 | 0 | 0 | 0 | 0 | 0 | 0 | 0 | 0 | 0 | 0 | 0 | 0 | 0 | 0 | 0 | 0 | 0 | 0 | 0 | 0 | 0 | 0 | 0 | 0 | 0 | 0 | 0 | 0 | 0 | 0 | 1 | 0 | 0 | 0 | 0 | 0 | 0 | 0 | 0 | 0 | 1 | 0 | 0 | 0 | 0 | 0 | 0 | 0 | 0 | 0 | 0 | 0 | 0 | 0 | 0 | 0 | 0 | 0 | 0 | 0 | 0 | 0 | 0 | 0 | 0 | 0 | 0 | 0 | 0 | 0 | 0 | 0 | 0 | 0 | 0 | 0 | 0 | 0 | 0 | 0 | 0 | 0 | 0 | 0 | 0 | 0 | 0 | 0 | 0 | 0 | 0 | 1 |  | 0 | 0 | 0 | 0 | 0 | 0 | 0 | 0 | 0 | 0 | 0 | 0 | 0 | 0 | 0 | 0 | 0 | 0 | 0 | 0 | 0 | 0 | 0 | 0 | 0 | 0 | 0 | 0 | 0 | 0 | 0 | 0 | 0 | 0 | 0 | 0 | 1332.339 | 1340.7048 | 532.0172 | Lakeville-Ignacio 230 kV line | Lakeville-Ignacio 230 kV line | Lakeville-Ignacio 230 kV line
PG&E Greater Bay Study Area | Peoria | 115 | 0 | 0 | 0 | 0 | 0 | 0 | 0 | 0 | 0 | 0 | 0 | 0 | 0 | 0 | 0 | 0 | 0 | 0 | 0 | 0 | 0 | 0 | 0 | 0 | 0 | 0 | 0 | 0 | 0 | 0 | 0 | 0 | 0 | 0 | 0 | 0 | 0 | 0 | 0 | 0 | 0 | 0 | 0 | 0 | 0 | 0 | 0 | 0 | 0 | 0 | 1 | 0 | 0 | 0 | 0 | 0 | 0 | 0 | 0 | 0 | 1 | 0 | 1 | 0 | 1 | 0 | 0 | 0 | 0 | 0 | 0 | 0 | 0 | 1 | 0 | 0 | 0 | 0 | 0 | 0 | 0 | 0 | 0 | 0 | 0 | 0 | 0 | 0 | 0 | 0 | 0 | 0 | 0 | 0 | 0 | 0 | 0 | 0 | 0 | 0 | 0 | 0 | 0 | 0 | 0 | 0 | 0 | 0 |  | 0 | 0 | 0 | 0 | 0 | 0 | 0 | 0 | 0 | 0 | 0 | 10 | 0 | 0 | 1 | 0 | 2 | 0 | 0 | 0 | 0 | 0 | 0 | 0 | 0 | 0 | 0 | 0 | 0 | 1 | 0 | 0 | 0 | 0 | 0 | 0 | 3.859 | 102.156 | 280.6464 | Kasson Jct-Heinz 115 kV line | Kasson Jct-Heinz 115 kV line | Kasson Jct-Heinz 115 kV line
PG&E Greater Bay Study Area | Piercy | 115 | 0 | 0 | 0 | 0 | 0 | 0 | 0 | 0 | 0 | 0 | 0 | 0 | 0 | 0 | 0 | 0 | 0 | 0 | 0 | 0 | 0 | 0 | 0 | 0 | 0 | 0 | 0 | 0 | 0 | 0 | 0 | 0 | 0 | 0 | 0 | 0 | 0 | 0 | 0 | 0 | 0 | 0 | 0 | 0 | 0 | 0 | 0 | 0 | 0 | 0 | 0 | 0 | 0 | 0 | 0 | 0 | 0 | 0 | 0 | 0 | 1 | 0 | 0 | 0 | 1 | 0 | 0 | 0 | 0 | 0 | 0 | 1 | 1 | 0 | 0 | 0 | 0 | 0 | 0 | 0 | 0 | 0 | 0 | 0 | 0 | 0 | 0 | 0 | 0 | 0 | 0 | 0 | 0 | 0 | 0 | 0 | 0 | 0 | 0 | 0 | 0 | 0 | 0 | 0 | 0 | 0 | 0 | 1 |  | 0 | 0 | 0 | 0 | 0 | 0 | 0 | 0 | 0 | 0 | 0 | 0 | 0 | 0 | 0 | 0 | 0 | 0 | 0 | 0 | 0 | 0 | 0 | 0 | 0 | 0 | 0 | 0 | 0 | 0 | 0 | 0 | 0 | 0 | 0 | 0 | 0.7 | 156.45 | 625.5 | Morganhill-Metcalf 115kV Line | Morganhill-Metcalf 115kV Line | Morganhill-Metcalf 115kV Line
PG&E Fresno Study Area | Pine Flat | 230 | 0 | 0 | 0 | 0 | 0 | 0 | 0 | 0 | 0 | 0 | 0 | 0 | 0 | 0 | 0 | 0 | 0 | 0 | 0 | 0 | 0 | 0 | 0 | 0 | 0 | 0 | 0 | 0 | 0 | 0 | 0 | 0 | 0 | 0 | 0 | 0 | 0 | 0 | 0 | 0 | 0 | 0 | 0 | 0 | 0 | 0 | 0 | 0 | 0 | 0 | 1 | 0 | 0 | 0 | 0 | 0 | 0 | 0 | 0 | 0 | 0 | 0 | 0 | 0 | 0 | 0 | 0 | 0 | 0 | 0 | 0 | 0 | 0 | 0 | 0 | 0 | 1 | 0 | 0 | 0 | 0 | 0 | 0 | 0 | 0 | 1 | 1 | 1 | 1 | 1 | 1 | 1 | 1 | 1 | 1 | 1 | 0 | 1 | 1 | 0 | 0 | 1 | 0 | 0 | 0 | 1 | 0 | 4 |  | 0 | 0 | 0 | 0 | 0 | 0 | 0 | 0 | 0 | 0 | 0 | 0 | 0 | 0 | 0 | 0 | 8 | 0 | 0 | 0 | 0 | 0 | 0 | 0 | 0 | 0 | 0 | 0 | 0 | 1 | 3 | 1 | 2 | 0 | 4 | 0 | -879.03 | -349.77 | -412.8075 | Midway-Q2005 230kV Line | Midway-Q2005 230kV Line | Moss Landing-Las Aguilas 230 kV Line
SCE North of Lugo Study Area | Pisgah | 230 | 0 | 0 | 0 | 0 | 0 | 0 | 0 | 0 | 0 | 0 | 0 | 0 | 0 | 0 | 0 | 0 | 1 | 1 | 0 | 0 | 0 | 0 | 0 | 0 | 0 | 0 | 0 | 0 | 0 | 0 | 0 | 0 | 0 | 0 | 0 | 0 | 0 | 0 | 0 | 0 | 0 | 0 | 0 | 0 | 0 | 0 | 0 | 0 | 0 | 0 | 0 | 0 | 0 | 0 | 0 | 0 | 0 | 0 | 0 | 0 | 0 | 0 | 0 | 0 | 0 | 0 | 0 | 0 | 0 | 0 | 0 | 0 | 0 | 0 | 0 | 0 | 0 | 0 | 0 | 0 | 0 | 0 | 0 | 0 | 0 | 0 | 0 | 0 | 0 | 0 | 0 | 0 | 0 | 0 | 0 | 0 | 0 | 0 | 0 | 0 | 0 | 0 | 0 | 0 | 0 | 0 | 0 | 1 |  | 0 | 0 | 0 | 0 | 0 | 0 | 0 | 0 | 0 | 0 | 0 | 0 | 0 | 0 | 0 | 0 | 0 | 0 | 0 | 0 | 0 | 0 | 0 | 0 | 0 | 0 | 0 | 0 | 0 | 0 | 0 | 0 | 0 | 0 | 0 | 0 | 492.3 | 527.2 | 482 | Calcite to Lugo Area Constraint | Calcite to Lugo Area Constraint | Calcite to Lugo Area Constraint
PG&E North of Greater Bay Study Area | Pit 1 | 230 | 0 | 0 | 0 | 0 | 0 | 0 | 0 | 0 | 0 | 0 | 0 | 0 | 0 | 0 | 0 | 0 | 0 | 0 | 0 | 0 | 0 | 0 | 0 | 0 | 0 | 0 | 0 | 0 | 0 | 0 | 0 | 0 | 0 | 0 | 0 | 0 | 0 | 0 | 0 | 0 | 0 | 0 | 0 | 0 | 1 | 0 | 0 | 0 | 1 | 0 | 0 | 0 | 0 | 0 | 0 | 0 | 0 | 0 | 0 | 0 | 0 | 0 | 0 | 0 | 0 | 0 | 0 | 0 | 0 | 0 | 0 | 0 | 0 | 0 | 0 | 0 | 0 | 0 | 0 | 0 | 0 | 0 | 0 | 0 | 0 | 0 | 0 | 0 | 0 | 0 | 0 | 0 | 0 | 0 | 0 | 0 | 0 | 0 | 0 | 0 | 0 | 0 | 0 | 0 | 0 | 0 | 0 | 0 |  | 0 | 0 | 0 | 0 | 0 | 0 | 0 | 0 | 0 | 0 | 0 | 0 | 0 | 0 | 0 | 0 | 0 | 0 | 0 | 0 | 0 | 0 | 0 | 0 | 0 | 0 | 0 | 0 | 0 | 0 | 2 | 0 | 1 | 0 | 0 | 0 | -403.7865 | -18.6 | 50.7 | Vaca Dixon-Tesla 500kV Line | Carberry-Round Mountain 230kV Line | Carberry-Round Mountain 230kV Line
PG&E North of Greater Bay Study Area | New Sub - Pit 1 - Cottonwood (Proposed) | 230 | 0 | 0 | 0 | 0 | 0 | 0 | 0 | 0 | 0 | 0 | 0 | 0 | 0 | 0 | 0 | 0 | 0 | 0 | 0 | 0 | 0 | 0 | 0 | 0 | 0 | 0 | 0 | 0 | 0 | 0 | 0 | 0 | 0 | 0 | 0 | 0 | 0 | 0 | 0 | 0 | 0 | 0 | 0 | 0 | 1 | 0 | 0 | 0 | 1 | 0 | 0 | 0 | 0 | 0 | 0 | 0 | 0 | 0 | 0 | 0 | 0 | 0 | 0 | 0 | 0 | 0 | 0 | 0 | 0 | 0 | 0 | 0 | 0 | 0 | 0 | 0 | 0 | 0 | 0 | 0 | 0 | 0 | 0 | 0 | 0 | 0 | 0 | 0 | 0 | 0 | 0 | 0 | 0 | 0 | 0 | 0 | 0 | 0 | 0 | 0 | 0 | 0 | 0 | 0 | 0 | 0 | 0 | 0 |  | 0 | 0 | 0 | 0 | 0 | 0 | 0 | 0 | 0 | 0 | 0 | 0 | 0 | 0 | 0 | 0 | 0 | 200 | 10 | 0 | 0 | 0 | 0 | 0 | 0 | 0 | 0 | 0 | 0 | 1 | 2 | 0 | 1 | 0 | 0 | 0 | -403.7865 | -18.6 | 50.7 | Vaca Dixon-Tesla 500kV Line | Carberry-Round Mountain 230kV Line | Carberry-Round Mountain 230kV Line
PG&E North of Greater Bay Study Area | Pit 4 | 230 | 0 | 0 | 0 | 0 | 0 | 0 | 0 | 0 | 0 | 0 | 0 | 0 | 0 | 0 | 0 | 0 | 0 | 0 | 0 | 0 | 0 | 0 | 0 | 0 | 0 | 0 | 0 | 0 | 0 | 0 | 0 | 0 | 0 | 0 | 0 | 0 | 0 | 0 | 0 | 0 | 0 | 0 | 0 | 0 | 1 | 0 | 0 | 0 | 0 | 0 | 0 | 0 | 0 | 0 | 0 | 0 | 0 | 0 | 0 | 0 | 0 | 0 | 0 | 0 | 0 | 0 | 0 | 0 | 0 | 0 | 0 | 0 | 0 | 0 | 0 | 0 | 0 | 0 | 0 | 0 | 0 | 0 | 0 | 0 | 0 | 0 | 0 | 0 | 0 | 0 | 0 | 0 | 0 | 0 | 0 | 0 | 0 | 0 | 0 | 0 | 0 | 0 | 0 | 0 | 0 | 0 | 0 | 0 |  | 0 | 0 | 0 | 0 | 0 | 0 | 0 | 0 | 0 | 0 | 0 | 0 | 0 | 0 | 0 | 0 | 0 | 0 | 0 | 0 | 0 | 0 | 0 | 0 | 0 | 0 | 0 | 0 | 0 | 0 | 1 | 0 | 0 | 0 | 0 | 0 | -403.7865 | 475.9687 | 1528.8218 | Vaca Dixon-Tesla 500kV Line | Vaca Dixon-Tesla 500kV Line | Vaca Dixon-Tesla 500kV Line
PG&E Greater Bay Study Area | Pittsburg | 230 | 0 | 0 | 0 | 0 | 0 | 0 | 0 | 0 | 0 | 0 | 0 | 0 | 0 | 0 | 0 | 0 | 0 | 0 | 0 | 0 | 0 | 0 | 0 | 0 | 0 | 0 | 0 | 0 | 0 | 0 | 0 | 0 | 0 | 0 | 0 | 0 | 0 | 0 | 0 | 0 | 0 | 0 | 0 | 1 | 1 | 0 | 0 | 0 | 0 | 0 | 0 | 0 | 0 | 0 | 1 | 1 | 0 | 1 | 1 | 1 | 1 | 0 | 0 | 1 | 1 | 0 | 0 | 0 | 0 | 0 | 0 | 0 | 0 | 1 | 0 | 0 | 0 | 0 | 0 | 0 | 0 | 0 | 0 | 0 | 0 | 0 | 0 | 0 | 0 | 0 | 0 | 0 | 0 | 0 | 0 | 0 | 0 | 0 | 0 | 0 | 0 | 0 | 0 | 0 | 0 | 0 | 0 | 3 |  | 0 | 0 | 0 | 0 | 0 | 0 | 0 | 0 | 0 | 0 | 0 | 200 | 0 | 0 | 1 | 0 | 0 | 0 | 0 | 0 | 0 | 0 | 0 | 0 | 0 | 0 | 0 | 0 | 0 | 0 | 2 | 0 | 0 | 0 | 0 | 0 | -403.7865 | 467.5403 | 950.5913 | Vaca Dixon-Tesla 500kV Line | Windmaster-Delta pumps 230 kV line | Windmaster-Delta pumps 230 kV line
PG&E Greater Bay Study Area | Pittsburg | 115 | 0 | 0 | 0 | 0 | 0 | 0 | 0 | 0 | 0 | 0 | 0 | 0 | 0 | 0 | 0 | 0 | 0 | 0 | 0 | 0 | 0 | 0 | 0 | 0 | 0 | 0 | 0 | 0 | 0 | 0 | 0 | 0 | 0 | 0 | 0 | 0 | 0 | 0 | 0 | 0 | 0 | 0 | 0 | 1 | 1 | 0 | 0 | 0 | 0 | 0 | 0 | 0 | 0 | 0 | 1 | 1 | 0 | 1 | 1 | 0 | 1 | 0 | 0 | 0 | 1 | 0 | 0 | 0 | 0 | 0 | 0 | 0 | 0 | 1 | 0 | 0 | 0 | 0 | 0 | 0 | 0 | 0 | 0 | 0 | 0 | 0 | 0 | 0 | 0 | 0 | 0 | 0 | 0 | 0 | 0 | 0 | 0 | 0 | 0 | 0 | 0 | 0 | 0 | 0 | 0 | 0 | 0 | 3 |  | 0 | 0 | 0 | 0 | 0 | 0 | 0 | 0 | 0 | 0 | 0 | 0 | 0 | 0 | 0 | 0 | 0 | 0 | 0 | 0 | 0 | 0 | 0 | 0 | 0 | 0 | 0 | 0 | 0 | 0 | 2 | 0 | 0 | 0 | 0 | 0 | -403.7865 | 467.5403 | 950.5913 | Vaca Dixon-Tesla 500kV Line | Windmaster-Delta pumps 230 kV line | Windmaster-Delta pumps 230 kV line
PG&E North of Greater Bay Study Area | Placerville | 115 | 0 | 0 | 0 | 0 | 0 | 0 | 0 | 0 | 0 | 0 | 0 | 0 | 0 | 0 | 0 | 0 | 0 | 0 | 0 | 0 | 0 | 0 | 0 | 0 | 0 | 0 | 0 | 0 | 0 | 0 | 0 | 0 | 0 | 0 | 0 | 0 | 0 | 0 | 0 | 0 | 0 | 0 | 0 | 0 | 1 | 0 | 0 | 0 | 0 | 0 | 1 | 1 | 1 | 0 | 0 | 0 | 0 | 0 | 0 | 0 | 0 | 0 | 0 | 0 | 1 | 1 | 0 | 0 | 0 | 0 | 0 | 0 | 0 | 0 | 0 | 0 | 0 | 0 | 0 | 0 | 0 | 0 | 0 | 0 | 0 | 0 | 0 | 0 | 0 | 0 | 0 | 0 | 0 | 0 | 0 | 0 | 0 | 0 | 0 | 0 | 0 | 0 | 0 | 0 | 0 | 0 | 0 | 0 |  | 0 | 0 | 0 | 0 | 0 | 0 | 0 | 0 | 0 | 0 | 0 | 0 | 0 | 0 | 0 | 0 | 2 | 0 | 0 | 0 | 0 | 0 | 0 | 1 | 0 | 0 | 0 | 0 | 0 | 1 | 1 | 0 | 0 | 0 | 0 | 0 | -403.7865 | 386.201 | 422.03 | Vaca Dixon-Tesla 500kV Line | Rio Oso-Brighton 230kV line | Rio Oso-Brighton 230kV line
PG&E North of Greater Bay Study Area | Pleasant Grove | 115 | 0 | 0 | 0 | 0 | 0 | 0 | 0 | 0 | 0 | 0 | 0 | 0 | 0 | 0 | 0 | 0 | 0 | 0 | 0 | 0 | 0 | 0 | 0 | 0 | 0 | 0 | 0 | 0 | 0 | 0 | 0 | 0 | 0 | 0 | 0 | 0 | 0 | 0 | 0 | 0 | 0 | 0 | 0 | 0 | 1 | 0 | 0 | 1 | 0 | 0 | 1 | 1 | 1 | 0 | 0 | 0 | 0 | 0 | 0 | 0 | 0 | 0 | 0 | 0 | 1 | 1 | 0 | 0 | 0 | 0 | 0 | 0 | 0 | 0 | 0 | 0 | 0 | 0 | 0 | 0 | 0 | 0 | 0 | 0 | 0 | 0 | 0 | 0 | 0 | 0 | 0 | 0 | 0 | 0 | 0 | 0 | 0 | 0 | 0 | 0 | 0 | 0 | 0 | 0 | 0 | 0 | 0 | 0 |  | 0 | 0 | 0 | 0 | 0 | 0 | 0 | 0 | 0 | 0 | 0 | 0 | 0 | 0 | 0 | 0 | 0 | 0 | 0 | 0 | 0 | 0 | 0 | 2.75 | 0 | 0 | 0 | 0 | 0 | 1 | 1 | 0 | 0 | 0 | 0 | 0 | -403.7865 | 386.201 | 422.03 | Vaca Dixon-Tesla 500kV Line | Rio Oso-Brighton 230kV line | Rio Oso-Brighton 230kV line
PG&E North of Greater Bay Study Area | POE | 230 | 0 | 0 | 0 | 0 | 0 | 0 | 0 | 0 | 0 | 0 | 0 | 0 | 0 | 0 | 0 | 0 | 0 | 0 | 0 | 0 | 0 | 0 | 0 | 0 | 0 | 0 | 0 | 0 | 0 | 0 | 0 | 0 | 0 | 0 | 0 | 0 | 0 | 0 | 0 | 0 | 0 | 0 | 0 | 0 | 1 | 0 | 0 | 0 | 0 | 1 | 0 | 0 | 0 | 0 | 0 | 0 | 0 | 0 | 0 | 0 | 0 | 0 | 0 | 0 | 0 | 0 | 0 | 0 | 0 | 0 | 0 | 0 | 0 | 0 | 0 | 0 | 0 | 0 | 0 | 0 | 0 | 0 | 0 | 0 | 0 | 0 | 0 | 0 | 0 | 0 | 0 | 0 | 0 | 0 | 0 | 0 | 0 | 0 | 0 | 0 | 0 | 0 | 0 | 0 | 0 | 0 | 0 | 0 |  | 0 | 0 | 0 | 0 | 0 | 0 | 0 | 0 | 0 | 0 | 0 | 0 | 0 | 0 | 0 | 0 | 0 | 0 | 0 | 0 | 0 | 0 | 0 | 0 | 0 | 0 | 0 | 0 | 0 | 0 | 1 | 0 | 0 | 0 | 0 | 0 | -403.7865 | 62.452 | 218.4 | Vaca Dixon-Tesla 500kV Line | Rocklin-Pleaseant grove 115kV line | Rocklin-Pleaseant grove 115kV line
SDG&E Study Area | Point Loma | 69 | 0 | 0 | 0 | 0 | 0 | 0 | 0 | 0 | 0 | 0 | 0 | 0 | 0 | 0 | 0 | 0 | 0 | 0 | 0 | 0 | 0 | 0 | 0 | 0 | 0 | 0 | 0 | 0 | 0 | 0 | 0 | 0 | 1 | 0 | 0 | 0 | 0 | 0 | 0 | 0 | 0 | 0 | 0 | 0 | 0 | 0 | 0 | 0 | 0 | 0 | 0 | 0 | 0 | 0 | 0 | 0 | 0 | 0 | 0 | 0 | 0 | 0 | 0 | 0 | 0 | 0 | 0 | 0 | 0 | 0 | 0 | 0 | 0 | 0 | 0 | 0 | 0 | 0 | 0 | 0 | 0 | 0 | 0 | 0 | 0 | 0 | 0 | 0 | 0 | 0 | 0 | 0 | 0 | 0 | 0 | 0 | 0 | 0 | 0 | 0 | 0 | 0 | 0 | 0 | 0 | 0 | 0 | 1 |  | 0 | 0 | 0 | 0 | 0 | 0 | 0 | 0 | 0 | 0 | 0 | 0 | 0 | 0 | 0 | 0 | 0 | 0 | 0 | 0 | 0 | 0 | 0 | 0 | 0 | 0 | 0 | 0 | 0 | 0 | 0 | 1 | 0 | 0 | 0 | 0 | -417.51 | 584.675 | 1225.71 | Internal San Diego Area constraint | Internal San Diego Area constraint | Internal San Diego Area constraint
SDG&E Study Area | Pomerado | 69 | 0 | 0 | 0 | 0 | 0 | 0 | 0 | 0 | 0 | 0 | 0 | 0 | 0 | 0 | 0 | 0 | 0 | 0 | 0 | 0 | 0 | 0 | 0 | 0 | 0 | 0 | 0 | 0 | 0 | 0 | 0 | 0 | 1 | 0 | 0 | 0 | 0 | 0 | 0 | 0 | 0 | 0 | 0 | 0 | 0 | 0 | 0 | 0 | 0 | 0 | 0 | 0 | 0 | 0 | 0 | 0 | 0 | 0 | 0 | 0 | 0 | 0 | 0 | 0 | 0 | 0 | 0 | 0 | 0 | 0 | 0 | 0 | 0 | 0 | 0 | 0 | 0 | 0 | 0 | 0 | 0 | 0 | 0 | 0 | 0 | 0 | 0 | 0 | 0 | 0 | 0 | 0 | 0 | 0 | 0 | 0 | 0 | 0 | 0 | 0 | 0 | 0 | 0 | 0 | 0 | 0 | 0 | 1 |  | 0 | 0 | 0 | 0 | 0 | 0 | 0 | 0 | 0 | 0 | 0 | 0 | 0 | 0 | 0 | 0 | 0 | 0 | 0 | 0 | 0 | 0 | 0 | 0 | 0 | 0 | 100 | 0 | 0 | 1 | 0 | 1 | 0 | 0 | 0 | 0 | -417.51 | 584.675 | 1225.71 | Internal San Diego Area constraint | Internal San Diego Area constraint | Internal San Diego Area constraint
PG&E Kern Study Area | Poso Mountain | 115 | 0 | 0 | 0 | 0 | 0 | 0 | 0 | 0 | 0 | 0 | 0 | 0 | 0 | 0 | 0 | 0 | 0 | 0 | 0 | 0 | 0 | 0 | 0 | 0 | 0 | 0 | 0 | 0 | 0 | 0 | 0 | 0 | 0 | 0 | 0 | 0 | 0 | 0 | 0 | 0 | 0 | 0 | 0 | 0 | 0 | 0 | 0 | 0 | 0 | 0 | 0 | 0 | 0 | 0 | 0 | 0 | 0 | 0 | 0 | 0 | 0 | 0 | 0 | 0 | 0 | 0 | 0 | 0 | 0 | 0 | 0 | 0 | 0 | 0 | 0 | 0 | 1 | 0 | 1 | 0 | 0 | 0 | 1 | 1 | 0 | 1 | 1 | 0 | 0 | 0 | 0 | 0 | 0 | 0 | 0 | 0 | 0 | 0 | 0 | 0 | 0 | 0 | 0 | 0 | 0 | 0 | 0 | 0 |  | 0 | 0 | 0 | 0 | 0 | 0 | 0 | 0 | 0 | 0 | 0 | 0 | 0 | 0 | 0 | 0 | 0 | 0 | 0 | 0 | 0 | 0 | 0 | 3.8 | 0 | 0 | 0 | 0 | 0 | 1 | 1 | 0 | 1 | 0 | 1 | 0 | -879.03 | -349.77 | -247.3393 | Midway-Q2005 230kV Line | Midway-Q2005 230kV Line | Midway-Q2005 230kV Line
East of Pisgah Study Area | Primm | 230 | 0 | 0 | 0 | 0 | 0 | 0 | 0 | 0 | 0 | 0 | 0 | 0 | 0 | 0 | 0 | 0 | 0 | 0 | 0 | 0 | 0 | 0 | 0 | 0 | 0 | 0 | 0 | 0 | 1 | 0 | 0 | 0 | 0 | 0 | 0 | 0 | 0 | 0 | 0 | 0 | 0 | 0 | 0 | 0 | 0 | 0 | 0 | 0 | 0 | 0 | 0 | 0 | 0 | 0 | 0 | 0 | 0 | 0 | 0 | 0 | 0 | 0 | 0 | 0 | 0 | 0 | 0 | 0 | 0 | 0 | 0 | 0 | 0 | 0 | 0 | 0 | 0 | 0 | 0 | 0 | 0 | 0 | 0 | 0 | 0 | 0 | 0 | 0 | 0 | 0 | 0 | 0 | 0 | 0 | 0 | 0 | 0 | 0 | 0 | 0 | 0 | 0 | 0 | 0 | 0 | 0 | 0 | 0 |  | 0 | 0 | 0 | 0 | 0 | 0 | 0 | 0 | 0 | 0 | 0 | 0 | 0 | 0 | 0 | 0 | 0 | 0 | 0 | 0 | 0 | 0 | 0 | 0 | 0 | 0 | 200 | 0 | 0 | 1 | 0 | 0 | 0 | 0 | 0 | 0 | 742.2952 | 4091.0004 | 4287.698 | Lugo - Victorville area constraint | Lugo - Victorville area constraint | Lugo - Victorville area constraint
PG&E North of Greater Bay Study Area | Putah Creek | 115 | 0 | 0 | 0 | 0 | 0 | 0 | 0 | 0 | 0 | 0 | 0 | 0 | 0 | 0 | 0 | 0 | 0 | 0 | 0 | 0 | 0 | 0 | 0 | 0 | 0 | 0 | 0 | 0 | 0 | 0 | 0 | 0 | 0 | 0 | 0 | 0 | 0 | 0 | 0 | 0 | 0 | 0 | 0 | 0 | 1 | 0 | 0 | 0 | 0 | 0 | 0 | 0 | 0 | 0 | 0 | 0 | 0 | 0 | 1 | 1 | 1 | 0 | 0 | 0 | 0 | 0 | 0 | 0 | 0 | 0 | 0 | 0 | 0 | 0 | 1 | 0 | 0 | 0 | 0 | 0 | 0 | 0 | 0 | 0 | 0 | 0 | 0 | 0 | 0 | 0 | 0 | 0 | 0 | 0 | 0 | 0 | 0 | 0 | 0 | 0 | 0 | 0 | 0 | 0 | 0 | 0 | 0 | 0 |  | 0 | 0 | 0 | 0 | 0 | 0 | 0 | 0 | 0 | 0 | 0 | 0 | 0 | 0 | 0 | 0 | 0 | 0 | 0 | 0 | 0 | 0 | 0 | 6.85 | 0 | 3 | 3 | 0 | 0 | 1 | 3 | 0 | 0 | 0 | 0 | 0 | -403.7865 | 376.8008 | 667.3975 | Vaca Dixon-Tesla 500kV Line | Birds Landing-Contra Costa 230kV Line | Birds Landing-Contra Costa 230kV Line
SDG&E Study Area | Q1806 Switchyard | 138 | 0 | 0 | 0 | 0 | 0 | 0 | 0 | 0 | 0 | 0 | 0 | 0 | 0 | 0 | 0 | 0 | 0 | 0 | 0 | 0 | 0 | 0 | 0 | 0 | 0 | 0 | 0 | 0 | 0 | 1 | 0 | 0 | 0 | 0 | 0 | 0 | 0 | 0 | 0 | 0 | 0 | 1 | 1 | 0 | 0 | 0 | 0 | 0 | 0 | 0 | 0 | 0 | 0 | 0 | 0 | 0 | 0 | 0 | 0 | 0 | 0 | 0 | 0 | 0 | 0 | 0 | 0 | 0 | 0 | 0 | 0 | 0 | 0 | 0 | 0 | 0 | 0 | 0 | 0 | 0 | 0 | 0 | 0 | 0 | 0 | 0 | 0 | 0 | 0 | 0 | 0 | 0 | 0 | 0 | 0 | 0 | 0 | 0 | 0 | 0 | 0 | 0 | 0 | 0 | 0 | 0 | 0 | 0 |  | 0 | 0 | 0 | 0 | 0 | 0 | 0 | 0 | 0 | 0 | 0 | 0 | 0 | 0 | 0 | 0 | 0 | 0 | 0 | 0 | 0 | 0 | 0 | 0 | 0 | 0 | 0 | 0 | 0 | 0 | 1 | 0 | 0 | 0 | 0 | 0 | -46.75 | 376 | 751 | Talega 230 kV constraint | Trabuco-Capistrano 138 kV constraint | Trabuco-Capistrano 138 kV constraint
PG&E Fresno Study Area | Quinto | 230 | 0 | 0 | 0 | 0 | 0 | 0 | 0 | 0 | 0 | 0 | 0 | 0 | 0 | 0 | 0 | 0 | 0 | 0 | 0 | 0 | 0 | 0 | 0 | 0 | 0 | 0 | 0 | 0 | 0 | 0 | 0 | 0 | 0 | 0 | 0 | 0 | 0 | 0 | 0 | 0 | 0 | 0 | 0 | 0 | 0 | 0 | 0 | 0 | 0 | 0 | 0 | 0 | 0 | 0 | 0 | 0 | 0 | 0 | 0 | 0 | 0 | 0 | 0 | 0 | 0 | 0 | 0 | 0 | 0 | 0 | 0 | 0 | 0 | 0 | 0 | 0 | 0 | 0 | 0 | 0 | 0 | 0 | 0 | 0 | 0 | 1 | 0 | 0 | 0 | 0 | 0 | 1 | 0 | 0 | 0 | 0 | 0 | 0 | 0 | 0 | 0 | 0 | 0 | 0 | 0 | 0 | 0 | 1 |  | 0 | 0 | 0 | 0 | 0 | 0 | 0 | 0 | 0 | 0 | 0 | 0 | 0 | 0 | 0 | 0 | 0 | 0 | 0 | 0 | 0 | 0 | 0 | 0 | 121 | 0 | 0 | 0 | 0 | 1 | 0 | 0 | 0 | 0 | 0 | 0 | 296.097 | 684.4671 | 661.0925 | Gates 500/230kV TB #12 | Gates 500/230kV TB #12 | Los Banos 500/230kV TB
PG&E Greater Bay Study Area | Race Track | 115 | 0 | 0 | 0 | 0 | 0 | 0 | 0 | 0 | 0 | 0 | 0 | 0 | 0 | 0 | 0 | 0 | 0 | 0 | 0 | 0 | 0 | 0 | 0 | 0 | 0 | 0 | 0 | 0 | 0 | 0 | 0 | 0 | 0 | 0 | 0 | 0 | 0 | 0 | 0 | 0 | 0 | 0 | 0 | 0 | 0 | 0 | 0 | 0 | 0 | 0 | 1 | 0 | 0 | 0 | 0 | 0 | 0 | 0 | 0 | 0 | 1 | 0 | 1 | 0 | 1 | 0 | 0 | 0 | 0 | 0 | 0 | 0 | 0 | 1 | 0 | 0 | 0 | 0 | 0 | 0 | 0 | 0 | 0 | 0 | 0 | 0 | 0 | 0 | 0 | 0 | 0 | 0 | 0 | 0 | 0 | 0 | 0 | 0 | 0 | 0 | 0 | 0 | 0 | 0 | 0 | 0 | 0 | 0 |  | 0 | 0 | 0 | 0 | 0 | 0 | 0 | 0 | 0 | 0 | 0 | 0 | 0 | 0 | 0 | 0 | 0 | 0 | 0 | 0 | 0 | 0 | 0 | 0 | 0 | 0 | 0 | 0 | 0 | 0 | 0 | 0 | 0 | 0 | 0 | 0 | 3.859 | 102.156 | 280.6464 | Kasson Jct-Heinz 115 kV line | Kasson Jct-Heinz 115 kV line | Kasson Jct-Heinz 115 kV line
SDG&E Study Area | Rancho Mission Viejo | 138 | 0 | 0 | 0 | 0 | 0 | 0 | 0 | 0 | 0 | 0 | 0 | 0 | 0 | 0 | 0 | 0 | 0 | 0 | 0 | 0 | 0 | 0 | 0 | 0 | 0 | 0 | 0 | 0 | 0 | 1 | 0 | 0 | 0 | 0 | 0 | 0 | 0 | 0 | 0 | 0 | 0 | 1 | 1 | 0 | 0 | 0 | 0 | 0 | 0 | 0 | 0 | 0 | 0 | 0 | 0 | 0 | 0 | 0 | 0 | 0 | 0 | 0 | 0 | 0 | 0 | 0 | 0 | 0 | 0 | 0 | 0 | 0 | 0 | 0 | 0 | 0 | 0 | 0 | 0 | 0 | 0 | 0 | 0 | 0 | 0 | 0 | 0 | 0 | 0 | 0 | 0 | 0 | 0 | 0 | 0 | 0 | 0 | 0 | 0 | 0 | 0 | 0 | 0 | 0 | 0 | 0 | 0 | 0 |  | 0 | 0 | 0 | 0 | 0 | 0 | 0 | 0 | 0 | 0 | 0 | 0 | 0 | 0 | 0 | 0 | 0 | 0 | 0 | 0 | 0 | 0 | 0 | 0 | 0 | 0 | 0 | 0 | 0 | 0 | 1 | 0 | 0 | 0 | 0 | 0 | -46.75 | 376 | 751 | Talega 230 kV constraint | Trabuco-Capistrano 138 kV constraint | Trabuco-Capistrano 138 kV constraint
PG&E North of Greater Bay Study Area | New Sub - Rancho Seco - Bellota (Proposed) | 230 | 0 | 0 | 0 | 0 | 0 | 0 | 0 | 0 | 0 | 0 | 0 | 0 | 0 | 0 | 0 | 0 | 0 | 0 | 0 | 0 | 0 | 0 | 0 | 0 | 0 | 0 | 0 | 0 | 0 | 0 | 0 | 0 | 0 | 0 | 0 | 0 | 0 | 0 | 0 | 0 | 0 | 0 | 0 | 0 | 0 | 0 | 0 | 0 | 0 | 0 | 1 | 0 | 0 | 0 | 0 | 0 | 0 | 0 | 0 | 0 | 0 | 0 | 0 | 0 | 1 | 1 | 0 | 0 | 0 | 0 | 0 | 0 | 0 | 0 | 0 | 0 | 0 | 0 | 0 | 0 | 0 | 0 | 0 | 0 | 0 | 0 | 0 | 0 | 0 | 0 | 0 | 1 | 0 | 0 | 0 | 0 | 0 | 0 | 0 | 0 | 0 | 1 | 0 | 0 | 0 | 0 | 0 | 1 |  | 0 | 0 | 0 | 0 | 0 | 0 | 0 | 0 | 0 | 0 | 0 | 0 | 0 | 0 | 0 | 0 | 0 | 0 | 0 | 0 | 0 | 0 | 0 | 0 | 0 | 0 | 0 | 0 | 0 | 0 | 0 | 0 | 0 | 0 | 0 | 0 | 420.89 | 662.548 | 180.95 | Oro Loma-El Nido 115kV Line | Oro Loma-El Nido 115kV Line | Oro Loma-El Nido 115kV Line
SCE Metro Study Area | Rancho Vista | 500 | 0 | 0 | 0 | 0 | 0 | 0 | 0 | 0 | 0 | 0 | 0 | 0 | 1 | 0 | 0 | 0 | 0 | 0 | 0 | 0 | 0 | 0 | 0 | 0 | 0 | 0 | 0 | 0 | 0 | 0 | 0 | 0 | 0 | 0 | 0 | 0 | 0 | 0 | 0 | 0 | 0 | 0 | 0 | 0 | 0 | 0 | 0 | 0 | 0 | 0 | 0 | 0 | 0 | 0 | 0 | 0 | 0 | 0 | 0 | 0 | 0 | 0 | 0 | 0 | 0 | 0 | 0 | 0 | 0 | 0 | 0 | 0 | 0 | 0 | 0 | 0 | 0 | 0 | 0 | 0 | 0 | 0 | 0 | 0 | 0 | 0 | 0 | 0 | 0 | 0 | 0 | 0 | 0 | 0 | 0 | 0 | 0 | 0 | 0 | 0 | 0 | 0 | 0 | 0 | 0 | 0 | 0 | 0 |  | 0 | 0 | 0 | 0 | 0 | 0 | 0 | 0 | 0 | 0 | 0 | 0 | 0 | 0 | 0 | 0 | 0 | 0 | 0 | 0 | 0 | 0 | 0 | 0 | 0 | 0 | 0 | 0 | 0 | 0 | 0 | 0 | 0 | 0 | 0 | 0 | 11840.638 | 12772.921 | 15592.11 | SCE Metro Area Default Constraint | SCE Metro Area Default Constraint | SCE Metro Area Default Constraint
SCE Metro Study Area | Rancho Vista | 230 | 0 | 0 | 0 | 0 | 0 | 0 | 0 | 0 | 0 | 0 | 0 | 0 | 1 | 0 | 0 | 0 | 0 | 0 | 0 | 0 | 0 | 0 | 0 | 0 | 0 | 0 | 0 | 0 | 0 | 0 | 0 | 0 | 0 | 0 | 0 | 0 | 0 | 0 | 0 | 0 | 0 | 0 | 0 | 0 | 0 | 0 | 0 | 0 | 0 | 0 | 0 | 0 | 0 | 0 | 0 | 0 | 0 | 0 | 0 | 0 | 0 | 0 | 0 | 0 | 0 | 0 | 0 | 0 | 0 | 0 | 0 | 0 | 0 | 0 | 0 | 0 | 0 | 0 | 0 | 0 | 0 | 0 | 0 | 0 | 0 | 0 | 0 | 0 | 0 | 0 | 0 | 0 | 0 | 0 | 0 | 0 | 0 | 0 | 0 | 0 | 0 | 0 | 0 | 0 | 0 | 0 | 0 | 0 |  | 0 | 0 | 0 | 0 | 0 | 0 | 0 | 0 | 0 | 0 | 0 | 0 | 0 | 0 | 0 | 0 | 0 | 0 | 0 | 0 | 0 | 0 | 0 | 0 | 0 | 0 | 0 | 0 | 0 | 0 | 0 | 0 | 0 | 0 | 0 | 0 | 11840.638 | 12772.921 | 15592.11 | SCE Metro Area Default Constraint | SCE Metro Area Default Constraint | SCE Metro Area Default Constraint
SCE North of Lugo Study Area | Ransburg | 115 | 0 | 0 | 0 | 0 | 0 | 0 | 0 | 0 | 0 | 0 | 0 | 0 | 0 | 0 | 1 | 1 | 1 | 0 | 0 | 0 | 0 | 0 | 0 | 0 | 0 | 0 | 0 | 0 | 0 | 0 | 0 | 0 | 0 | 0 | 0 | 0 | 0 | 0 | 0 | 0 | 0 | 0 | 0 | 0 | 0 | 0 | 0 | 0 | 0 | 0 | 0 | 0 | 0 | 0 | 0 | 0 | 0 | 0 | 0 | 0 | 0 | 0 | 0 | 0 | 0 | 0 | 0 | 0 | 0 | 0 | 0 | 0 | 0 | 0 | 0 | 0 | 0 | 0 | 0 | 0 | 0 | 0 | 0 | 0 | 0 | 0 | 0 | 0 | 0 | 0 | 0 | 0 | 0 | 0 | 0 | 0 | 0 | 0 | 0 | 0 | 0 | 0 | 0 | 0 | 0 | 0 | 0 | 3 |  | 0 | 0 | 0 | 0 | 0 | 0 | 0 | 0 | 0 | 0 | 0 | 0 | 0 | 0 | 0 | 0 | 0 | 0 | 0 | 0 | 0 | 0 | 0 | 0 | 0 | 0 | 0 | 0 | 0 | 0 | 0 | 0 | 0 | 0 | 0 | 0 | 104.656 | 267.287 | 654.46 | Kramer to Victor Area Constraint | Kramer to Victor Area Constraint | Kramer to Victor Area Constraint
SCE Northern Area | Rector | 230 | 1 | 0 | 1 | 0 | 0 | 1 | 1 | 1 | 0 | 0 | 0 | 0 | 0 | 0 | 0 | 0 | 0 | 0 | 0 | 0 | 0 | 0 | 0 | 0 | 0 | 0 | 0 | 0 | 1 | 0 | 0 | 0 | 0 | 0 | 0 | 0 | 0 | 0 | 0 | 0 | 0 | 0 | 0 | 0 | 0 | 0 | 0 | 0 | 0 | 0 | 0 | 0 | 0 | 0 | 0 | 0 | 0 | 0 | 0 | 0 | 0 | 0 | 0 | 0 | 0 | 0 | 0 | 0 | 0 | 0 | 0 | 0 | 0 | 0 | 0 | 0 | 0 | 0 | 0 | 0 | 0 | 0 | 0 | 0 | 0 | 0 | 0 | 0 | 0 | 0 | 0 | 0 | 0 | 0 | 0 | 0 | 0 | 0 | 0 | 0 | 0 | 0 | 0 | 0 | 0 | 0 | 0 | 0 |  | 0 | 0 | 0 | 0 | 0 | 0 | 0 | 0 | 3.5 | 0 | 0 | 0 | 0 | 0 | 1 | 0 | 0 | 0 | 0 | 0 | 0 | 0 | 0 | 3 | 0 | 0 | 0 | 0 | 0 | 1 | 2 | 0 | 0 | 0 | 0 | 0 | -96.4338 | 215.3629 | 955.259 | South of Magunden Constraint | South of Magunden Constraint | South of Magunden Constraint
SCE Eastern Study Area | Red Bluff | 500 | 0 | 0 | 0 | 0 | 0 | 0 | 0 | 0 | 0 | 0 | 0 | 0 | 0 | 0 | 0 | 0 | 0 | 0 | 0 | 0 | 0 | 1 | 0 | 1 | 0 | 1 | 0 | 0 | 1 | 0 | 0 | 0 | 0 | 0 | 0 | 0 | 0 | 0 | 0 | 0 | 0 | 0 | 0 | 0 | 0 | 0 | 0 | 0 | 0 | 0 | 0 | 0 | 0 | 0 | 0 | 0 | 0 | 0 | 0 | 0 | 0 | 0 | 0 | 0 | 0 | 0 | 0 | 0 | 0 | 0 | 0 | 0 | 0 | 0 | 0 | 0 | 0 | 0 | 0 | 0 | 0 | 0 | 0 | 0 | 0 | 0 | 0 | 0 | 0 | 0 | 0 | 0 | 0 | 0 | 0 | 0 | 0 | 0 | 0 | 0 | 0 | 0 | 0 | 0 | 0 | 0 | 0 | 2 |  | 0 | 0 | 0 | 0 | 0 | 0 | 0 | 0 | 0 | 0 | 250 | 125 | 0 | 0 | 1 | 0 | 0 | 0 | 0 | 0 | 0 | 0 | 0 | 0 | 0 | 250 | 375 | 0 | 0 | 1 | 0 | 2 | 1 | 0 | 0 | 0 | -5476.131 | -2224.5325 | 2782.299 | Devers-Red Bluff Constraint | Devers-Red Bluff Constraint | Devers-Red Bluff Constraint
SCE Eastern Study Area | Red Bluff | 230 | 0 | 0 | 0 | 0 | 0 | 0 | 0 | 0 | 0 | 0 | 0 | 0 | 0 | 0 | 0 | 0 | 0 | 0 | 0 | 0 | 0 | 0 | 0 | 0 | 1 | 0 | 0 | 0 | 0 | 0 | 0 | 0 | 0 | 0 | 0 | 0 | 0 | 0 | 0 | 0 | 0 | 0 | 0 | 0 | 0 | 0 | 0 | 0 | 0 | 0 | 0 | 0 | 0 | 0 | 0 | 0 | 0 | 0 | 0 | 0 | 0 | 0 | 0 | 0 | 0 | 0 | 0 | 0 | 0 | 0 | 0 | 0 | 0 | 0 | 0 | 0 | 0 | 0 | 0 | 0 | 0 | 0 | 0 | 0 | 0 | 0 | 0 | 0 | 0 | 0 | 0 | 0 | 0 | 0 | 0 | 0 | 0 | 0 | 0 | 0 | 0 | 0 | 0 | 0 | 0 | 0 | 0 | 0 |  | 0 | 0 | 0 | 0 | 0 | 0 | 0 | 0 | 0 | 0 | 250 | 280 | 0 | 0 | 1 | 0 | 0 | 0 | 0 | 0 | 0 | 0 | 0 | 0 | 100 | 363.5 | 416 | 0 | 0 | 1 | 0 | 0 | 0 | 0 | 0 | 0 | 15.4 | 331.3 | 1830.605 | Red Bluff 500/230 kV Constraint | Red Bluff 500/230 kV Constraint | Red Bluff 500/230 kV Constraint
SCE Metro Study Area | Redondo | 230 | 0 | 0 | 0 | 0 | 0 | 0 | 0 | 0 | 0 | 0 | 1 | 1 | 1 | 0 | 0 | 0 | 0 | 0 | 0 | 0 | 0 | 0 | 0 | 0 | 0 | 0 | 0 | 0 | 0 | 0 | 0 | 0 | 0 | 0 | 0 | 0 | 0 | 0 | 0 | 0 | 0 | 0 | 0 | 0 | 0 | 0 | 0 | 0 | 0 | 0 | 0 | 0 | 0 | 0 | 0 | 0 | 0 | 0 | 0 | 0 | 0 | 0 | 0 | 0 | 0 | 0 | 0 | 0 | 0 | 0 | 0 | 0 | 0 | 0 | 0 | 0 | 0 | 0 | 0 | 0 | 0 | 0 | 0 | 0 | 0 | 0 | 0 | 0 | 0 | 0 | 0 | 0 | 0 | 0 | 0 | 0 | 0 | 0 | 0 | 0 | 0 | 0 | 0 | 0 | 0 | 0 | 0 | 0 |  | 0 | 0 | 0 | 0 | 0 | 0 | 0 | 0 | 0 | 0 | 0 | 0 | 0 | 0 | 0 | 0 | 0 | 0 | 0 | 0 | 0 | 0 | 0 | 0 | 0 | 0 | 0 | 0 | 0 | 0 | 0 | 0 | 0 | 0 | 0 | 0 | 3139.976 | 3337.692 | 3938.92 | Hinson - Del Amo Constraint | Hinson - Del Amo Constraint | Hinson - Del Amo Constraint
PG&E Kern Study Area | Renfro | 115 | 0 | 0 | 0 | 0 | 0 | 0 | 0 | 0 | 0 | 0 | 0 | 0 | 0 | 0 | 0 | 0 | 0 | 0 | 0 | 0 | 0 | 0 | 0 | 0 | 0 | 0 | 0 | 0 | 0 | 0 | 0 | 0 | 0 | 0 | 0 | 0 | 0 | 0 | 0 | 0 | 0 | 0 | 0 | 0 | 0 | 0 | 0 | 0 | 0 | 0 | 0 | 0 | 0 | 0 | 0 | 0 | 0 | 0 | 0 | 0 | 0 | 0 | 0 | 0 | 0 | 0 | 0 | 0 | 0 | 0 | 0 | 0 | 0 | 0 | 0 | 1 | 1 | 0 | 0 | 0 | 0 | 0 | 1 | 0 | 0 | 1 | 1 | 0 | 0 | 0 | 0 | 0 | 0 | 0 | 0 | 0 | 0 | 0 | 0 | 0 | 0 | 0 | 0 | 0 | 0 | 0 | 0 | 0 |  | 0 | 0 | 0 | 0 | 0 | 0 | 0 | 0 | 0 | 0 | 0 | 0 | 0 | 0 | 0 | 0 | 0 | 0 | 0 | 0 | 0 | 0 | 0 | 0 | 0 | 0 | 0 | 0 | 0 | 0 | 2 | 0 | 2 | 0 | 1 | 0 | -879.03 | -349.77 | -247.3393 | Midway-Q2005 230kV Line | Midway-Q2005 230kV Line | Midway-Q2005 230kV Line
PG&E Greater Bay Study Area | Richmond | 115 | 0 | 0 | 0 | 0 | 0 | 0 | 0 | 0 | 0 | 0 | 0 | 0 | 0 | 0 | 0 | 0 | 0 | 0 | 0 | 0 | 0 | 0 | 0 | 0 | 0 | 0 | 0 | 0 | 0 | 0 | 0 | 0 | 0 | 0 | 0 | 0 | 0 | 0 | 0 | 0 | 0 | 0 | 0 | 1 | 1 | 0 | 0 | 0 | 0 | 0 | 0 | 0 | 0 | 0 | 1 | 1 | 0 | 1 | 1 | 1 | 1 | 0 | 0 | 1 | 1 | 0 | 1 | 0 | 0 | 0 | 0 | 0 | 0 | 1 | 0 | 0 | 0 | 0 | 0 | 0 | 0 | 0 | 0 | 0 | 0 | 0 | 0 | 0 | 0 | 0 | 0 | 0 | 0 | 0 | 0 | 0 | 0 | 0 | 0 | 0 | 0 | 0 | 0 | 0 | 0 | 0 | 0 | 3 |  | 0 | 0 | 0 | 0 | 0 | 0 | 0 | 0 | 0 | 0 | 0 | 0 | 0 | 0 | 0 | 0 | 0 | 0 | 0 | 0 | 0 | 0 | 0 | 2.7 | 0 | 0 | 0 | 0 | 0 | 1 | 2 | 0 | 0 | 0 | 0 | 0 | -403.7865 | 467.5403 | 950.5913 | Vaca Dixon-Tesla 500kV Line | Windmaster-Delta pumps 230 kV line | Windmaster-Delta pumps 230 kV line
PG&E North of Greater Bay Study Area | Rincon | 115 | 0 | 0 | 0 | 0 | 0 | 0 | 0 | 0 | 0 | 0 | 0 | 0 | 0 | 0 | 0 | 0 | 0 | 0 | 0 | 0 | 0 | 0 | 0 | 0 | 0 | 0 | 0 | 0 | 0 | 0 | 0 | 0 | 0 | 0 | 0 | 0 | 0 | 0 | 0 | 0 | 0 | 0 | 0 | 0 | 0 | 0 | 1 | 0 | 0 | 0 | 0 | 0 | 0 | 0 | 0 | 0 | 0 | 0 | 0 | 0 | 0 | 0 | 0 | 0 | 0 | 0 | 0 | 0 | 0 | 0 | 0 | 0 | 0 | 0 | 0 | 0 | 0 | 0 | 0 | 0 | 0 | 0 | 0 | 0 | 0 | 0 | 0 | 0 | 0 | 0 | 0 | 0 | 0 | 0 | 0 | 0 | 0 | 0 | 0 | 0 | 0 | 0 | 0 | 0 | 0 | 0 | 0 | 0 |  | 0 | 0 | 0 | 0 | 0 | 0 | 0 | 0 | 0 | 0 | 0 | 0 | 0 | 0 | 0 | 0 | 0 | 0 | 0 | 0 | 0 | 0 | 0 | 0 | 0 | 0 | 0 | 0 | 0 | 0 | 0 | 0 | 0 | 0 | 0 | 0 | 1390.544 | 1461.9902 | 1466.2972 | Cortina-Eagle Rock 115 kV line | Cortina-Eagle Rock 115 kV line | Cortina-Eagle Rock 115 kV line
PG&E Kern Study Area | Rio Bravo | 115 | 0 | 0 | 0 | 0 | 0 | 0 | 0 | 0 | 0 | 0 | 0 | 0 | 0 | 0 | 0 | 0 | 0 | 0 | 0 | 0 | 0 | 0 | 0 | 0 | 0 | 0 | 0 | 0 | 0 | 0 | 0 | 0 | 0 | 0 | 0 | 0 | 0 | 0 | 0 | 0 | 0 | 0 | 0 | 0 | 0 | 0 | 0 | 0 | 0 | 0 | 0 | 0 | 0 | 0 | 0 | 0 | 0 | 0 | 0 | 0 | 0 | 0 | 0 | 0 | 0 | 0 | 0 | 0 | 0 | 0 | 0 | 0 | 0 | 0 | 0 | 1 | 1 | 0 | 0 | 0 | 0 | 0 | 1 | 0 | 0 | 1 | 1 | 0 | 0 | 0 | 0 | 0 | 0 | 0 | 0 | 0 | 0 | 0 | 0 | 0 | 0 | 0 | 0 | 0 | 0 | 0 | 0 | 0 |  | 0 | 0 | 0 | 0 | 0 | 0 | 0 | 0 | 0 | 0 | 0 | 0 | 0 | 0 | 0 | 0 | 0 | 0 | 0 | 0 | 0 | 0 | 0 | 0 | 0 | 0 | 0 | 0 | 0 | 0 | 2 | 0 | 2 | 0 | 1 | 0 | -879.03 | -349.77 | -247.3393 | Midway-Q2005 230kV Line | Midway-Q2005 230kV Line | Midway-Q2005 230kV Line
SCE Metro Study Area | Rio Hondo | 230 | 0 | 0 | 0 | 0 | 0 | 0 | 0 | 0 | 0 | 0 | 1 | 0 | 1 | 0 | 0 | 0 | 0 | 0 | 0 | 0 | 0 | 0 | 0 | 0 | 0 | 0 | 0 | 0 | 0 | 0 | 0 | 0 | 0 | 0 | 0 | 0 | 0 | 0 | 0 | 0 | 0 | 0 | 0 | 0 | 0 | 0 | 0 | 0 | 0 | 0 | 0 | 0 | 0 | 0 | 0 | 0 | 0 | 0 | 0 | 0 | 0 | 0 | 0 | 0 | 0 | 0 | 0 | 0 | 0 | 0 | 0 | 0 | 0 | 0 | 0 | 0 | 0 | 0 | 0 | 0 | 0 | 0 | 0 | 0 | 0 | 0 | 0 | 0 | 0 | 0 | 0 | 0 | 0 | 0 | 0 | 0 | 0 | 0 | 0 | 0 | 0 | 0 | 0 | 0 | 0 | 0 | 0 | 0 |  | 0 | 0 | 0 | 0 | 0 | 0 | 0 | 0 | 0 | 0 | 0 | 0 | 0 | 0 | 0 | 0 | 0 | 0 | 0 | 0 | 0 | 0 | 0 | 0 | 0 | 0 | 0 | 0 | 0 | 0 | 0 | 0 | 0 | 0 | 0 | 0 | 5652.476 | 6171.942 | 7738.42 | Del Amo - Barre Area Constraint | Del Amo - Barre Area Constraint | Del Amo - Barre Area Constraint
PG&E North of Greater Bay Study Area | Rio Oso | 230 | 0 | 0 | 0 | 0 | 0 | 0 | 0 | 0 | 0 | 0 | 0 | 0 | 0 | 0 | 0 | 0 | 0 | 0 | 0 | 0 | 0 | 0 | 0 | 0 | 0 | 0 | 0 | 0 | 0 | 0 | 0 | 0 | 0 | 0 | 0 | 0 | 0 | 0 | 0 | 0 | 0 | 0 | 0 | 0 | 1 | 1 | 0 | 1 | 0 | 1 | 1 | 1 | 1 | 0 | 0 | 0 | 0 | 0 | 0 | 0 | 0 | 0 | 0 | 0 | 1 | 1 | 0 | 0 | 0 | 0 | 0 | 0 | 0 | 0 | 0 | 0 | 0 | 0 | 0 | 0 | 0 | 0 | 0 | 0 | 0 | 0 | 0 | 0 | 0 | 0 | 0 | 0 | 0 | 0 | 0 | 0 | 0 | 0 | 0 | 0 | 0 | 0 | 0 | 0 | 0 | 0 | 0 | 0 |  | 0 | 0 | 0 | 0 | 0 | 0 | 0 | 0 | 0 | 0 | 0 | 0 | 0 | 0 | 0 | 0 | 0 | 0 | 0 | 0 | 0 | 0 | 0 | 0 | 0 | 0 | 0 | 0 | 0 | 0 | 1 | 0 | 0 | 0 | 0 | 0 | -403.7865 | 62.452 | 66.82 | Vaca Dixon-Tesla 500kV Line | Rocklin-Pleaseant grove 115kV line | Woodland- Davis 115kV line
PG&E North of Greater Bay Study Area | Rio Oso | 115 | 0 | 0 | 0 | 0 | 0 | 0 | 0 | 0 | 0 | 0 | 0 | 0 | 0 | 0 | 0 | 0 | 0 | 0 | 0 | 0 | 0 | 0 | 0 | 0 | 0 | 0 | 0 | 0 | 0 | 0 | 0 | 0 | 0 | 0 | 0 | 0 | 0 | 0 | 0 | 0 | 0 | 0 | 0 | 0 | 1 | 1 | 0 | 1 | 0 | 1 | 1 | 1 | 1 | 0 | 0 | 0 | 0 | 0 | 0 | 0 | 0 | 0 | 0 | 0 | 1 | 1 | 0 | 0 | 0 | 0 | 0 | 0 | 0 | 0 | 0 | 0 | 0 | 0 | 0 | 0 | 0 | 0 | 0 | 0 | 0 | 0 | 0 | 0 | 0 | 0 | 0 | 0 | 0 | 0 | 0 | 0 | 0 | 0 | 0 | 0 | 0 | 0 | 0 | 0 | 0 | 0 | 0 | 0 |  | 0 | 0 | 0 | 0 | 0 | 0 | 0 | 0 | 0 | 0 | 0 | 0 | 0 | 0 | 0 | 0 | 0 | 0 | 0 | 0 | 0 | 0 | 0 | 0 | 0 | 0 | 0 | 0 | 0 | 0 | 1 | 0 | 0 | 0 | 0 | 0 | -403.7865 | 62.452 | 66.82 | Vaca Dixon-Tesla 500kV Line | Rocklin-Pleaseant grove 115kV line | Woodland- Davis 115kV line
PG&E Greater Bay Study Area | Ripon | 115 | 0 | 0 | 0 | 0 | 0 | 0 | 0 | 0 | 0 | 0 | 0 | 0 | 0 | 0 | 0 | 0 | 0 | 0 | 0 | 0 | 0 | 0 | 0 | 0 | 0 | 0 | 0 | 0 | 0 | 0 | 0 | 0 | 0 | 0 | 0 | 0 | 0 | 0 | 0 | 0 | 0 | 0 | 0 | 0 | 0 | 0 | 0 | 0 | 0 | 0 | 1 | 0 | 0 | 0 | 0 | 0 | 0 | 0 | 0 | 0 | 1 | 0 | 1 | 0 | 1 | 0 | 0 | 0 | 1 | 0 | 0 | 0 | 0 | 1 | 0 | 0 | 0 | 0 | 0 | 0 | 0 | 0 | 0 | 0 | 0 | 0 | 0 | 0 | 0 | 0 | 0 | 0 | 0 | 0 | 0 | 0 | 0 | 0 | 0 | 0 | 0 | 0 | 0 | 0 | 0 | 0 | 0 | 0 |  | 0 | 0 | 0 | 0 | 0 | 0 | 0 | 0 | 0 | 0 | 0 | 0 | 0 | 0 | 0 | 0 | 0 | 0 | 0 | 0 | 0 | 0 | 0 | 2.6 | 0 | 0 | 50 | 0 | 0 | 1 | 0 | 0 | 0 | 0 | 0 | 0 | 3.859 | 102.156 | 280.6464 | Kasson Jct-Heinz 115 kV line | Kasson Jct-Heinz 115 kV line | Kasson Jct-Heinz 115 kV line
PG&E Greater Bay Study Area | Riverbank | 115 | 0 | 0 | 0 | 0 | 0 | 0 | 0 | 0 | 0 | 0 | 0 | 0 | 0 | 0 | 0 | 0 | 0 | 0 | 0 | 0 | 0 | 0 | 0 | 0 | 0 | 0 | 0 | 0 | 0 | 0 | 0 | 0 | 0 | 0 | 0 | 0 | 0 | 0 | 0 | 0 | 0 | 0 | 0 | 0 | 0 | 0 | 0 | 0 | 0 | 0 | 0 | 0 | 0 | 0 | 0 | 0 | 0 | 0 | 0 | 0 | 0 | 0 | 1 | 0 | 0 | 0 | 0 | 0 | 0 | 0 | 0 | 0 | 0 | 0 | 0 | 0 | 0 | 0 | 0 | 0 | 0 | 0 | 0 | 0 | 0 | 0 | 0 | 0 | 0 | 0 | 0 | 0 | 0 | 0 | 0 | 0 | 0 | 0 | 0 | 0 | 0 | 0 | 0 | 0 | 0 | 0 | 0 | 0 |  | 0 | 0 | 0 | 0 | 0 | 0 | 0 | 0 | 0 | 0 | 0 | 0 | 0 | 0 | 0 | 0 | 0 | 0 | 0 | 0 | 0 | 0 | 0 | 0 | 0 | 0 | 0 | 0 | 0 | 0 | 0 | 0 | 0 | 0 | 0 | 0 | 3.859 | 102.156 | 280.6464 | Kasson Jct-Heinz 115 kV line | Kasson Jct-Heinz 115 kV line | Kasson Jct-Heinz 115 kV line
SCE North of Lugo Study Area | Roadway | 115 | 0 | 0 | 0 | 0 | 0 | 0 | 0 | 0 | 0 | 0 | 0 | 0 | 0 | 0 | 1 | 1 | 1 | 0 | 0 | 0 | 0 | 0 | 0 | 0 | 0 | 0 | 0 | 0 | 0 | 0 | 0 | 0 | 0 | 0 | 0 | 0 | 0 | 0 | 0 | 0 | 0 | 0 | 0 | 0 | 0 | 0 | 0 | 0 | 0 | 0 | 0 | 0 | 0 | 0 | 0 | 0 | 0 | 0 | 0 | 0 | 0 | 0 | 0 | 0 | 0 | 0 | 0 | 0 | 0 | 0 | 0 | 0 | 0 | 0 | 0 | 0 | 0 | 0 | 0 | 0 | 0 | 0 | 0 | 0 | 0 | 0 | 0 | 0 | 0 | 0 | 0 | 0 | 0 | 0 | 0 | 0 | 0 | 0 | 0 | 0 | 0 | 0 | 0 | 0 | 0 | 0 | 0 | 3 |  | 0 | 0 | 0 | 0 | 0 | 0 | 0 | 0 | 3 | 0 | 0 | 0 | 0 | 0 | 1 | 0 | 0 | 0 | 0 | 0 | 0 | 0 | 0 | 0 | 211 | 10 | 100 | 10 | 0 | 1 | 0 | 0 | 0 | 0 | 0 | 0 | 104.656 | 267.287 | 654.46 | Kramer to Victor Area Constraint | Kramer to Victor Area Constraint | Kramer to Victor Area Constraint
PG&E Greater Bay Study Area | Rossmoor | 230 | 0 | 0 | 0 | 0 | 0 | 0 | 0 | 0 | 0 | 0 | 0 | 0 | 0 | 0 | 0 | 0 | 0 | 0 | 0 | 0 | 0 | 0 | 0 | 0 | 0 | 0 | 0 | 0 | 0 | 0 | 0 | 0 | 0 | 0 | 0 | 0 | 0 | 0 | 0 | 0 | 0 | 0 | 0 | 0 | 1 | 0 | 0 | 0 | 0 | 0 | 0 | 0 | 0 | 0 | 0 | 0 | 0 | 0 | 1 | 1 | 1 | 0 | 0 | 1 | 1 | 0 | 0 | 0 | 0 | 0 | 0 | 0 | 0 | 1 | 0 | 0 | 0 | 0 | 0 | 0 | 0 | 0 | 0 | 0 | 0 | 0 | 0 | 0 | 0 | 0 | 0 | 0 | 0 | 0 | 0 | 0 | 0 | 0 | 0 | 0 | 0 | 0 | 0 | 0 | 0 | 0 | 0 | 0 |  | 0 | 0 | 0 | 0 | 0 | 0 | 0 | 0 | 0 | 0 | 0 | 0 | 0 | 0 | 0 | 0 | 0 | 0 | 0 | 0 | 0 | 0 | 0 | 0 | 0 | 0 | 0 | 0 | 0 | 0 | 2 | 0 | 0 | 0 | 0 | 0 | -403.7865 | 467.5403 | 950.5913 | Vaca Dixon-Tesla 500kV Line | Windmaster-Delta pumps 230 kV line | Windmaster-Delta pumps 230 kV line
PG&E North of Greater Bay Study Area | Round Mountain | 500 | 0 | 0 | 0 | 0 | 0 | 0 | 0 | 0 | 0 | 0 | 0 | 0 | 0 | 0 | 0 | 0 | 0 | 0 | 0 | 0 | 0 | 0 | 0 | 0 | 0 | 0 | 0 | 0 | 0 | 0 | 0 | 0 | 0 | 0 | 0 | 0 | 0 | 0 | 0 | 0 | 0 | 0 | 0 | 0 | 1 | 0 | 0 | 0 | 0 | 0 | 0 | 0 | 0 | 0 | 0 | 0 | 0 | 0 | 0 | 0 | 0 | 0 | 0 | 0 | 0 | 0 | 0 | 0 | 0 | 0 | 0 | 0 | 0 | 0 | 0 | 0 | 0 | 0 | 0 | 0 | 0 | 0 | 0 | 0 | 0 | 0 | 0 | 0 | 0 | 0 | 0 | 0 | 0 | 0 | 0 | 0 | 0 | 0 | 0 | 0 | 0 | 0 | 0 | 0 | 0 | 0 | 0 | 0 |  | 0 | 0 | 0 | 0 | 0 | 0 | 0 | 0 | 0 | 0 | 0 | 0 | 0 | 0 | 0 | 0 | 0 | 0 | 0 | 0 | 0 | 0 | 0 | 0 | 0 | 0 | 0 | 0 | 0 | 0 | 1 | 0 | 0 | 0 | 0 | 0 | -403.7865 | 475.9687 | 1528.8218 | Vaca Dixon-Tesla 500kV Line | Vaca Dixon-Tesla 500kV Line | Vaca Dixon-Tesla 500kV Line
PG&E North of Greater Bay Study Area | Round Mountain | 230 | 0 | 0 | 0 | 0 | 0 | 0 | 0 | 0 | 0 | 0 | 0 | 0 | 0 | 0 | 0 | 0 | 0 | 0 | 0 | 0 | 0 | 0 | 0 | 0 | 0 | 0 | 0 | 0 | 0 | 0 | 0 | 0 | 0 | 0 | 0 | 0 | 0 | 0 | 0 | 0 | 0 | 0 | 0 | 0 | 1 | 0 | 0 | 0 | 0 | 0 | 0 | 0 | 0 | 0 | 0 | 0 | 0 | 0 | 0 | 0 | 0 | 0 | 0 | 0 | 0 | 0 | 0 | 0 | 0 | 0 | 0 | 0 | 0 | 0 | 0 | 0 | 0 | 0 | 0 | 0 | 0 | 0 | 0 | 0 | 0 | 0 | 0 | 0 | 0 | 0 | 0 | 0 | 0 | 0 | 0 | 0 | 0 | 0 | 0 | 0 | 0 | 0 | 0 | 0 | 0 | 0 | 0 | 0 |  | 0 | 0 | 0 | 0 | 0 | 0 | 0 | 0 | 0 | 0 | 0 | 0 | 0 | 0 | 0 | 0 | 14 | 0 | 0 | 0 | 0 | 0 | 0 | 0 | 0 | 0 | 0 | 0 | 0 | 1 | 1 | 0 | 0 | 0 | 0 | 0 | -403.7865 | 475.9687 | 1528.8218 | Vaca Dixon-Tesla 500kV Line | Vaca Dixon-Tesla 500kV Line | Vaca Dixon-Tesla 500kV Line
PG&E Greater Bay Study Area | Salado | 115 | 0 | 0 | 0 | 0 | 0 | 0 | 0 | 0 | 0 | 0 | 0 | 0 | 0 | 0 | 0 | 0 | 0 | 0 | 0 | 0 | 0 | 0 | 0 | 0 | 0 | 0 | 0 | 0 | 0 | 0 | 0 | 0 | 0 | 0 | 0 | 0 | 0 | 0 | 0 | 0 | 0 | 0 | 0 | 0 | 0 | 0 | 0 | 0 | 0 | 0 | 0 | 0 | 0 | 0 | 0 | 0 | 0 | 0 | 0 | 0 | 0 | 0 | 1 | 0 | 0 | 0 | 0 | 0 | 1 | 0 | 0 | 0 | 0 | 0 | 0 | 0 | 0 | 0 | 0 | 0 | 0 | 0 | 0 | 0 | 0 | 0 | 0 | 0 | 0 | 0 | 0 | 0 | 0 | 0 | 0 | 0 | 0 | 0 | 0 | 0 | 0 | 0 | 0 | 0 | 0 | 0 | 0 | 0 |  | 0 | 0 | 0 | 0 | 0 | 0 | 0 | 0 | 0 | 0 | 0 | 0 | 0 | 0 | 0 | 0 | 0 | 0 | 0 | 0 | 0 | 0 | 0 | 0 | 0 | 0 | 0 | 0 | 0 | 0 | 0 | 0 | 0 | 0 | 0 | 0 | 3.859 | 102.156 | 280.6464 | Kasson Jct-Heinz 115 kV line | Kasson Jct-Heinz 115 kV line | Kasson Jct-Heinz 115 kV line
SDG&E Study Area | Salt Creek | 69 | 0 | 0 | 0 | 0 | 0 | 0 | 0 | 0 | 0 | 0 | 0 | 0 | 0 | 0 | 0 | 0 | 0 | 0 | 0 | 0 | 0 | 0 | 0 | 0 | 0 | 0 | 0 | 0 | 0 | 0 | 0 | 1 | 1 | 1 | 0 | 0 | 0 | 0 | 0 | 0 | 0 | 0 | 0 | 0 | 0 | 0 | 0 | 0 | 0 | 0 | 0 | 0 | 0 | 0 | 0 | 0 | 0 | 0 | 0 | 0 | 0 | 0 | 0 | 0 | 0 | 0 | 0 | 0 | 0 | 0 | 0 | 0 | 0 | 0 | 0 | 0 | 0 | 0 | 0 | 0 | 0 | 0 | 0 | 0 | 0 | 0 | 0 | 0 | 0 | 0 | 0 | 0 | 0 | 0 | 0 | 0 | 0 | 0 | 0 | 0 | 0 | 0 | 0 | 0 | 0 | 0 | 0 | 1 |  | 0 | 0 | 0 | 0 | 0 | 0 | 0 | 0 | 0 | 0 | 0 | 0 | 0 | 0 | 0 | 0 | 0 | 0 | 0 | 0 | 0 | 0 | 0 | 0 | 0 | 0 | 0 | 0 | 0 | 0 | 0 | 1 | 0 | 0 | 0 | 0 | -417.51 | 197.5523 | 296.5564 | Internal San Diego Area constraint | Miguel 69 kV constraint | Miguel 69 kV constraint
SCE Eastern Study Area | San Bernardino | 230 | 0 | 0 | 0 | 0 | 0 | 0 | 0 | 0 | 0 | 0 | 0 | 0 | 0 | 0 | 0 | 0 | 0 | 0 | 0 | 0 | 0 | 0 | 0 | 1 | 0 | 1 | 0 | 0 | 0 | 0 | 0 | 0 | 0 | 0 | 0 | 0 | 0 | 0 | 0 | 0 | 0 | 0 | 0 | 0 | 0 | 0 | 0 | 0 | 0 | 0 | 0 | 0 | 0 | 0 | 0 | 0 | 0 | 0 | 0 | 0 | 0 | 0 | 0 | 0 | 0 | 0 | 0 | 0 | 0 | 0 | 0 | 0 | 0 | 0 | 0 | 0 | 0 | 0 | 0 | 0 | 0 | 0 | 0 | 0 | 0 | 0 | 0 | 0 | 0 | 0 | 0 | 0 | 0 | 0 | 0 | 0 | 0 | 0 | 0 | 0 | 0 | 0 | 0 | 0 | 0 | 0 | 0 | 1 |  | 0 | 0 | 0 | 0 | 0 | 0 | 0 | 0 | 0 | 0 | 0 | 0 | 0 | 0 | 0 | 0 | 0 | 0 | 0 | 0 | 0 | 0 | 0 | 0 | 0 | 0 | 0 | 0 | 0 | 0 | 0 | 1 | 0 | 0 | 0 | 0 | -1764.7442 | 1121.1667 | 10173.616 | Serrano-Alberhill-Valley Constraint | Serrano-Alberhill-Valley Constraint | Etiwanda-Rancho Vista Constraint
PG&E Greater Bay Study Area | San Jose B | 115 | 0 | 0 | 0 | 0 | 0 | 0 | 0 | 0 | 0 | 0 | 0 | 0 | 0 | 0 | 0 | 0 | 0 | 0 | 0 | 0 | 0 | 0 | 0 | 0 | 0 | 0 | 0 | 0 | 0 | 0 | 0 | 0 | 0 | 0 | 0 | 0 | 0 | 0 | 0 | 0 | 0 | 0 | 0 | 0 | 0 | 0 | 0 | 0 | 0 | 0 | 0 | 0 | 0 | 0 | 0 | 0 | 0 | 0 | 0 | 0 | 0 | 0 | 0 | 0 | 0 | 0 | 0 | 0 | 0 | 0 | 0 | 0 | 1 | 0 | 0 | 0 | 0 | 0 | 0 | 0 | 0 | 0 | 0 | 0 | 0 | 0 | 0 | 0 | 0 | 0 | 0 | 0 | 0 | 0 | 0 | 0 | 0 | 0 | 0 | 0 | 0 | 0 | 0 | 0 | 0 | 0 | 0 | 0 |  | 0 | 0 | 0 | 0 | 0 | 0 | 0 | 0 | 0 | 0 | 0 | 0 | 0 | 0 | 0 | 0 | 0 | 0 | 0 | 0 | 0 | 0 | 0 | 0 | 0 | 0 | 0 | 0 | 0 | 0 | 0 | 0 | 0 | 0 | 0 | 0 | 0.7 | 156.45 | 625.5 | Morganhill-Metcalf 115kV Line | Morganhill-Metcalf 115kV Line | Morganhill-Metcalf 115kV Line
PG&E Greater Bay Study Area | San Leandro | 115 | 0 | 0 | 0 | 0 | 0 | 0 | 0 | 0 | 0 | 0 | 0 | 0 | 0 | 0 | 0 | 0 | 0 | 0 | 0 | 0 | 0 | 0 | 0 | 0 | 0 | 0 | 0 | 0 | 0 | 0 | 0 | 0 | 0 | 0 | 0 | 0 | 0 | 0 | 0 | 0 | 0 | 0 | 0 | 0 | 0 | 0 | 0 | 0 | 0 | 0 | 0 | 0 | 0 | 0 | 1 | 0 | 0 | 0 | 0 | 0 | 0 | 0 | 0 | 0 | 0 | 0 | 1 | 0 | 0 | 0 | 0 | 0 | 0 | 0 | 0 | 0 | 0 | 0 | 0 | 0 | 0 | 0 | 0 | 0 | 0 | 0 | 0 | 0 | 0 | 0 | 0 | 0 | 0 | 0 | 0 | 0 | 0 | 0 | 0 | 0 | 0 | 0 | 0 | 0 | 0 | 0 | 0 | 1 |  | 0 | 0 | 0 | 0 | 0 | 0 | 0 | 0 | 0 | 0 | 0 | 0 | 0 | 0 | 0 | 0 | 0 | 0 | 0 | 0 | 0 | 0 | 0 | 0 | 0 | 0 | 0 | 0 | 0 | 0 | 0 | 0 | 0 | 0 | 0 | 0 | 960.23 | 956.7188 | 955.764 | Grant - Eastshore #2 line 115 kV | Grant - Eastshore #2 line 115 kV | Grant - Eastshore #2 line 115 kV
PG&E Kern Study Area | San Luis Obispo | 115 | 0 | 0 | 0 | 0 | 0 | 0 | 0 | 0 | 0 | 0 | 0 | 0 | 0 | 0 | 0 | 0 | 0 | 0 | 0 | 0 | 0 | 0 | 0 | 0 | 0 | 0 | 0 | 0 | 0 | 0 | 0 | 0 | 0 | 0 | 0 | 0 | 0 | 0 | 0 | 0 | 0 | 0 | 0 | 0 | 0 | 0 | 0 | 0 | 0 | 0 | 0 | 0 | 0 | 0 | 0 | 0 | 0 | 0 | 0 | 0 | 0 | 0 | 0 | 0 | 0 | 0 | 0 | 0 | 0 | 0 | 0 | 0 | 0 | 0 | 0 | 0 | 0 | 0 | 0 | 0 | 0 | 0 | 1 | 0 | 0 | 0 | 0 | 0 | 0 | 0 | 0 | 0 | 0 | 0 | 0 | 0 | 0 | 0 | 0 | 0 | 0 | 0 | 0 | 0 | 0 | 0 | 0 | 0 |  | 0 | 0 | 0 | 0 | 0 | 0 | 0 | 0 | 0 | 0 | 0 | 0 | 0 | 0 | 0 | 0 | 11 | 0 | 0 | 0 | 0 | 0 | 0 | 0 | 0 | 0 | 0 | 0 | 0 | 1 | 0 | 0 | 0 | 0 | 0 | 0 | 1068.043 | 1129.2584 | 986.6609 | Midway 230/115kV TB #3 | Midway 230/115kV TB #3 | Midway 230/115kV TB #3
SDG&E Study Area | San Luis Rey | 230 | 0 | 0 | 0 | 0 | 0 | 0 | 0 | 0 | 0 | 0 | 0 | 0 | 0 | 0 | 0 | 0 | 0 | 0 | 0 | 0 | 0 | 0 | 0 | 0 | 0 | 0 | 0 | 0 | 0 | 0 | 0 | 0 | 0 | 0 | 1 | 0 | 1 | 0 | 0 | 0 | 0 | 1 | 0 | 0 | 0 | 0 | 0 | 0 | 0 | 0 | 0 | 0 | 0 | 0 | 0 | 0 | 0 | 0 | 0 | 0 | 0 | 0 | 0 | 0 | 0 | 0 | 0 | 0 | 0 | 0 | 0 | 0 | 0 | 0 | 0 | 0 | 0 | 0 | 0 | 0 | 0 | 0 | 0 | 0 | 0 | 0 | 0 | 0 | 0 | 0 | 0 | 0 | 0 | 0 | 0 | 0 | 0 | 0 | 0 | 0 | 0 | 0 | 0 | 0 | 0 | 0 | 0 | 2 |  | 0 | 0 | 0 | 0 | 0 | 0 | 0 | 0 | 0 | 0 | 0 | 0 | 0 | 0 | 0 | 0 | 0 | 0 | 0 | 0 | 0 | 0 | 0 | 0 | 0 | 0 | 20 | 0 | 0 | 1 | 1 | 2 | 0 | 0 | 0 | 0 | -345.41 | 579.125 | 2456.75 | Encina - San Luis Rey 230 kV constraint | Talega 230 kV constraint | Talega 230 kV constraint
SDG&E Study Area | San Onofre | 230 | 0 | 0 | 0 | 0 | 0 | 0 | 0 | 0 | 0 | 0 | 0 | 0 | 0 | 0 | 0 | 0 | 0 | 0 | 0 | 0 | 0 | 0 | 0 | 0 | 0 | 0 | 0 | 0 | 0 | 1 | 0 | 0 | 0 | 0 | 0 | 0 | 0 | 0 | 0 | 0 | 0 | 1 | 1 | 0 | 0 | 0 | 0 | 0 | 0 | 0 | 0 | 0 | 0 | 0 | 0 | 0 | 0 | 0 | 0 | 0 | 0 | 0 | 0 | 0 | 0 | 0 | 0 | 0 | 0 | 0 | 0 | 0 | 0 | 0 | 0 | 0 | 0 | 0 | 0 | 0 | 0 | 0 | 0 | 0 | 0 | 0 | 0 | 0 | 0 | 0 | 0 | 0 | 0 | 0 | 0 | 0 | 0 | 0 | 0 | 0 | 0 | 0 | 0 | 0 | 0 | 0 | 0 | 0 |  | 0 | 0 | 0 | 0 | 0 | 0 | 0 | 0 | 0 | 0 | 0 | 0 | 0 | 0 | 0 | 0 | 0 | 0 | 0 | 0 | 0 | 0 | 0 | 0 | 0 | 0 | 0 | 0 | 0 | 0 | 1 | 0 | 0 | 0 | 0 | 0 | -46.75 | 376 | 751 | Talega 230 kV constraint | Trabuco-Capistrano 138 kV constraint | Trabuco-Capistrano 138 kV constraint
PG&E Greater Bay Study Area | San Pablo Sub | 115 | 0 | 0 | 0 | 0 | 0 | 0 | 0 | 0 | 0 | 0 | 0 | 0 | 0 | 0 | 0 | 0 | 0 | 0 | 0 | 0 | 0 | 0 | 0 | 0 | 0 | 0 | 0 | 0 | 0 | 0 | 0 | 0 | 0 | 0 | 0 | 0 | 0 | 0 | 0 | 0 | 0 | 0 | 0 | 0 | 0 | 0 | 0 | 0 | 0 | 0 | 0 | 0 | 0 | 0 | 1 | 0 | 0 | 0 | 0 | 0 | 0 | 0 | 0 | 0 | 0 | 0 | 1 | 0 | 0 | 0 | 0 | 0 | 0 | 0 | 0 | 0 | 0 | 0 | 0 | 0 | 0 | 0 | 0 | 0 | 0 | 0 | 0 | 0 | 0 | 0 | 0 | 0 | 0 | 0 | 0 | 0 | 0 | 0 | 0 | 0 | 0 | 0 | 0 | 0 | 0 | 0 | 0 | 1 |  | 0 | 0 | 0 | 0 | 0 | 0 | 0 | 0 | 0 | 0 | 0 | 0 | 0 | 0 | 0 | 0 | 0 | 0 | 0 | 0 | 0 | 0 | 0 | 0 | 0 | 0 | 0 | 0 | 0 | 0 | 0 | 0 | 0 | 0 | 0 | 0 | 960.23 | 956.7188 | 955.764 | Grant - Eastshore #2 line 115 kV | Grant - Eastshore #2 line 115 kV | Grant - Eastshore #2 line 115 kV
PG&E Greater Bay Study Area | San Ramon | 230 | 0 | 0 | 0 | 0 | 0 | 0 | 0 | 0 | 0 | 0 | 0 | 0 | 0 | 0 | 0 | 0 | 0 | 0 | 0 | 0 | 0 | 0 | 0 | 0 | 0 | 0 | 0 | 0 | 0 | 0 | 0 | 0 | 0 | 0 | 0 | 0 | 0 | 0 | 0 | 0 | 0 | 0 | 0 | 0 | 1 | 0 | 0 | 0 | 0 | 0 | 0 | 0 | 0 | 0 | 0 | 1 | 0 | 1 | 1 | 1 | 0 | 0 | 0 | 1 | 1 | 0 | 0 | 0 | 0 | 0 | 0 | 0 | 0 | 1 | 0 | 0 | 0 | 0 | 0 | 0 | 0 | 0 | 0 | 0 | 0 | 0 | 0 | 0 | 0 | 0 | 0 | 0 | 0 | 0 | 0 | 0 | 0 | 0 | 0 | 0 | 0 | 0 | 0 | 0 | 0 | 0 | 0 | 2 |  | 0 | 0 | 0 | 0 | 0 | 0 | 0 | 0 | 0 | 0 | 0 | 0 | 0 | 0 | 0 | 0 | 0 | 0 | 0 | 0 | 0 | 0 | 0 | 1.9 | 0 | 0 | 0 | 0 | 0 | 1 | 2 | 0 | 0 | 0 | 0 | 0 | -403.7865 | 467.5403 | 950.5913 | Vaca Dixon-Tesla 500kV Line | Windmaster-Delta pumps 230 kV line | Windmaster-Delta pumps 230 kV line
SCE North of Lugo Study Area | Sandlot | 230 | 0 | 0 | 0 | 0 | 0 | 0 | 0 | 0 | 0 | 0 | 0 | 0 | 0 | 0 | 1 | 1 | 1 | 0 | 0 | 0 | 0 | 0 | 0 | 0 | 0 | 0 | 0 | 0 | 0 | 0 | 0 | 0 | 0 | 0 | 0 | 0 | 0 | 0 | 0 | 0 | 0 | 0 | 0 | 0 | 0 | 0 | 0 | 0 | 0 | 0 | 0 | 0 | 0 | 0 | 0 | 0 | 0 | 0 | 0 | 0 | 0 | 0 | 0 | 0 | 0 | 0 | 0 | 0 | 0 | 0 | 0 | 0 | 0 | 0 | 0 | 0 | 0 | 0 | 0 | 0 | 0 | 0 | 0 | 0 | 0 | 0 | 0 | 0 | 0 | 0 | 0 | 0 | 0 | 0 | 0 | 0 | 0 | 0 | 0 | 0 | 0 | 0 | 0 | 0 | 0 | 0 | 0 | 3 |  | 0 | 0 | 0 | 0 | 0 | 0 | 0 | 0 | 0 | 0 | 0 | 0 | 0 | 0 | 0 | 0 | 0 | 0 | 0 | 0 | 0 | 0 | 0 | 0 | 0 | 0 | 0 | 0 | 0 | 0 | 0 | 0 | 0 | 0 | 0 | 0 | 104.656 | 267.287 | 654.46 | Kramer to Victor Area Constraint | Kramer to Victor Area Constraint | Kramer to Victor Area Constraint
East of Pisgah Study Area | Sandy | 138 | 0 | 0 | 0 | 0 | 0 | 0 | 0 | 0 | 0 | 0 | 0 | 0 | 0 | 0 | 0 | 0 | 0 | 0 | 0 | 1 | 0 | 1 | 0 | 0 | 0 | 0 | 0 | 1 | 1 | 0 | 0 | 0 | 0 | 0 | 0 | 0 | 0 | 0 | 0 | 0 | 0 | 0 | 0 | 0 | 0 | 0 | 0 | 0 | 0 | 0 | 0 | 0 | 0 | 0 | 0 | 0 | 0 | 0 | 0 | 0 | 0 | 0 | 0 | 0 | 0 | 0 | 0 | 0 | 0 | 0 | 0 | 0 | 0 | 0 | 0 | 0 | 0 | 0 | 0 | 0 | 0 | 0 | 0 | 0 | 0 | 0 | 0 | 0 | 0 | 0 | 0 | 0 | 0 | 0 | 0 | 0 | 0 | 0 | 0 | 0 | 0 | 0 | 0 | 0 | 0 | 0 | 0 | 3 |  | 0 | 0 | 0 | 0 | 0 | 0 | 0 | 0 | 0 | 0 | 0 | 0 | 0 | 0 | 0 | 0 | 0 | 0 | 0 | 0 | 0 | 0 | 0 | 0 | 0 | 0 | 0 | 0 | 0 | 0 | 0 | 1 | 1 | 0 | 0 | 0 | -5476.131 | -2224.5325 | 1501.15 | Devers-Red Bluff Constraint | Devers-Red Bluff Constraint | GLW 230kV area constraint
PG&E Fresno Study Area | Sanger | 115 | 0 | 0 | 0 | 0 | 0 | 0 | 0 | 0 | 0 | 0 | 0 | 0 | 0 | 0 | 0 | 0 | 0 | 0 | 0 | 0 | 0 | 0 | 0 | 0 | 0 | 0 | 0 | 0 | 0 | 0 | 0 | 0 | 0 | 0 | 0 | 0 | 0 | 0 | 0 | 0 | 0 | 0 | 0 | 0 | 0 | 0 | 0 | 0 | 0 | 0 | 1 | 0 | 0 | 0 | 0 | 0 | 0 | 0 | 0 | 0 | 0 | 0 | 0 | 0 | 0 | 0 | 0 | 0 | 0 | 0 | 0 | 0 | 0 | 0 | 0 | 0 | 1 | 0 | 0 | 0 | 0 | 0 | 0 | 0 | 0 | 1 | 1 | 0 | 1 | 1 | 1 | 1 | 1 | 1 | 0 | 1 | 0 | 0 | 1 | 0 | 0 | 1 | 0 | 0 | 0 | 0 | 0 | 4 |  | 0 | 0 | 0 | 0 | 0 | 0 | 0 | 0 | 0 | 0 | 0 | 0 | 0 | 0 | 0 | 0 | 3 | 0 | 0 | 0 | 0 | 0 | 0 | 2 | 0 | 0 | 0 | 0 | 0 | 1 | 2 | 1 | 2 | 0 | 3 | 0 | -879.03 | -349.77 | -247.3393 | Midway-Q2005 230kV Line | Midway-Q2005 230kV Line | Midway-Q2005 230kV Line
SCE Northern Area | Santa Clara | 230 | 0 | 0 | 1 | 0 | 1 | 0 | 1 | 0 | 0 | 0 | 0 | 0 | 0 | 0 | 0 | 0 | 0 | 0 | 0 | 0 | 0 | 0 | 0 | 0 | 0 | 0 | 0 | 0 | 1 | 0 | 0 | 0 | 0 | 0 | 0 | 0 | 0 | 0 | 0 | 0 | 0 | 0 | 0 | 0 | 0 | 0 | 0 | 0 | 0 | 0 | 0 | 0 | 0 | 0 | 0 | 0 | 0 | 0 | 0 | 0 | 0 | 0 | 0 | 0 | 0 | 0 | 0 | 0 | 0 | 0 | 0 | 0 | 0 | 0 | 0 | 0 | 0 | 0 | 0 | 0 | 0 | 0 | 0 | 0 | 0 | 0 | 0 | 0 | 0 | 0 | 0 | 0 | 0 | 0 | 0 | 0 | 0 | 0 | 0 | 0 | 0 | 0 | 0 | 0 | 0 | 0 | 0 | 0 |  | 0 | 0 | 0 | 0 | 0 | 0 | 0 | 0 | 0 | 0 | 0 | 30 | 0 | 0 | 1 | 0 | 0 | 0 | 0 | 0 | 0 | 0 | 0 | 0 | 0 | 0 | 15 | 0 | 0 | 1 | 1 | 0 | 0 | 0 | 0 | 0 | -96.4338 | 215.3629 | 955.259 | South of Magunden Constraint | South of Magunden Constraint | South of Magunden Constraint
PG&E North of Greater Bay Study Area | Santa Rosa | 115 | 0 | 0 | 0 | 0 | 0 | 0 | 0 | 0 | 0 | 0 | 0 | 0 | 0 | 0 | 0 | 0 | 0 | 0 | 0 | 0 | 0 | 0 | 0 | 0 | 0 | 0 | 0 | 0 | 0 | 0 | 0 | 0 | 0 | 0 | 0 | 0 | 0 | 0 | 0 | 0 | 0 | 0 | 0 | 1 | 1 | 0 | 1 | 0 | 0 | 0 | 0 | 0 | 0 | 0 | 0 | 0 | 1 | 1 | 1 | 1 | 1 | 0 | 0 | 0 | 1 | 0 | 0 | 0 | 0 | 0 | 0 | 0 | 0 | 1 | 1 | 0 | 0 | 0 | 0 | 0 | 0 | 0 | 0 | 0 | 0 | 0 | 0 | 0 | 0 | 0 | 0 | 0 | 0 | 0 | 0 | 0 | 0 | 0 | 0 | 0 | 0 | 0 | 0 | 0 | 0 | 0 | 0 | 2 |  | 0 | 0 | 0 | 0 | 0 | 0 | 0 | 0 | 0 | 0 | 0 | 0 | 0 | 0 | 0 | 0 | 0 | 0 | 0 | 0 | 0 | 0 | 0 | 0 | 0 | 0 | 0 | 0 | 0 | 0 | 3 | 0 | 0 | 0 | 0 | 0 | -403.7865 | 376.8008 | 532.0172 | Vaca Dixon-Tesla 500kV Line | Birds Landing-Contra Costa 230kV Line | Lakeville-Ignacio 230 kV line
PG&E Greater Bay Study Area | Santa Teresa | 115 | 0 | 0 | 0 | 0 | 0 | 0 | 0 | 0 | 0 | 0 | 0 | 0 | 0 | 0 | 0 | 0 | 0 | 0 | 0 | 0 | 0 | 0 | 0 | 0 | 0 | 0 | 0 | 0 | 0 | 0 | 0 | 0 | 0 | 0 | 0 | 0 | 0 | 0 | 0 | 0 | 0 | 0 | 0 | 0 | 0 | 0 | 0 | 0 | 0 | 0 | 0 | 0 | 0 | 0 | 0 | 0 | 0 | 0 | 0 | 0 | 1 | 0 | 0 | 0 | 1 | 0 | 0 | 0 | 0 | 0 | 0 | 1 | 0 | 0 | 0 | 0 | 0 | 0 | 0 | 0 | 0 | 0 | 0 | 0 | 0 | 0 | 0 | 0 | 0 | 0 | 0 | 0 | 0 | 0 | 0 | 0 | 0 | 0 | 0 | 0 | 0 | 0 | 0 | 0 | 0 | 0 | 0 | 1 |  | 0 | 0 | 0 | 0 | 0 | 0 | 0 | 0 | 0 | 0 | 0 | 0 | 0 | 0 | 0 | 0 | 0 | 0 | 0 | 0 | 0 | 0 | 0 | 0 | 0 | 0 | 0 | 0 | 0 | 0 | 0 | 0 | 0 | 0 | 0 | 0 | 1755.5392 | 2938.6901 | 5346.6577 | Tesla-Bellota 230 kV line | Tesla-Bellota 230 kV line | Tesla-Bellota 230 kV line
SDG&E Study Area | Santee | 138 | 0 | 0 | 0 | 0 | 0 | 0 | 0 | 0 | 0 | 0 | 0 | 0 | 0 | 0 | 0 | 0 | 0 | 0 | 0 | 0 | 0 | 0 | 0 | 0 | 0 | 0 | 0 | 0 | 0 | 0 | 0 | 0 | 1 | 0 | 0 | 0 | 0 | 0 | 0 | 0 | 0 | 0 | 0 | 0 | 0 | 0 | 0 | 0 | 0 | 0 | 0 | 0 | 0 | 0 | 0 | 0 | 0 | 0 | 0 | 0 | 0 | 0 | 0 | 0 | 0 | 0 | 0 | 0 | 0 | 0 | 0 | 0 | 0 | 0 | 0 | 0 | 0 | 0 | 0 | 0 | 0 | 0 | 0 | 0 | 0 | 0 | 0 | 0 | 0 | 0 | 0 | 0 | 0 | 0 | 0 | 0 | 0 | 0 | 0 | 0 | 0 | 0 | 0 | 0 | 0 | 0 | 0 | 1 |  | 0 | 0 | 0 | 0 | 0 | 0 | 0 | 0 | 0 | 0 | 0 | 0 | 0 | 0 | 0 | 0 | 0 | 0 | 0 | 0 | 0 | 0 | 0 | 0 | 0 | 0 | 0 | 0 | 0 | 0 | 0 | 1 | 0 | 0 | 0 | 0 | -417.51 | 584.675 | 1225.71 | Internal San Diego Area constraint | Internal San Diego Area constraint | Internal San Diego Area constraint
SCE Metro Study Area | Santiago | 230 | 0 | 0 | 0 | 0 | 0 | 0 | 0 | 0 | 0 | 0 | 0 | 0 | 1 | 0 | 0 | 0 | 0 | 0 | 0 | 0 | 0 | 0 | 0 | 0 | 0 | 0 | 0 | 0 | 0 | 0 | 0 | 0 | 0 | 0 | 0 | 0 | 0 | 0 | 0 | 0 | 0 | 0 | 0 | 0 | 0 | 0 | 0 | 0 | 0 | 0 | 0 | 0 | 0 | 0 | 0 | 0 | 0 | 0 | 0 | 0 | 0 | 0 | 0 | 0 | 0 | 0 | 0 | 0 | 0 | 0 | 0 | 0 | 0 | 0 | 0 | 0 | 0 | 0 | 0 | 0 | 0 | 0 | 0 | 0 | 0 | 0 | 0 | 0 | 0 | 0 | 0 | 0 | 0 | 0 | 0 | 0 | 0 | 0 | 0 | 0 | 0 | 0 | 0 | 0 | 0 | 0 | 0 | 0 |  | 0 | 0 | 0 | 0 | 0 | 0 | 0 | 0 | 0 | 0 | 0 | 0 | 0 | 0 | 0 | 0 | 0 | 0 | 0 | 0 | 0 | 0 | 0 | 0 | 0 | 0 | 0 | 0 | 0 | 0 | 0 | 0 | 0 | 0 | 0 | 0 | 11840.638 | 12772.921 | 15592.11 | SCE Metro Area Default Constraint | SCE Metro Area Default Constraint | SCE Metro Area Default Constraint
PG&E Greater Bay Study Area | Saratoga | 230 | 0 | 0 | 0 | 0 | 0 | 0 | 0 | 0 | 0 | 0 | 0 | 0 | 0 | 0 | 0 | 0 | 0 | 0 | 0 | 0 | 0 | 0 | 0 | 0 | 0 | 0 | 0 | 0 | 0 | 0 | 0 | 0 | 0 | 0 | 0 | 0 | 0 | 0 | 0 | 0 | 0 | 0 | 0 | 0 | 0 | 0 | 0 | 0 | 0 | 0 | 0 | 0 | 0 | 0 | 0 | 0 | 0 | 1 | 0 | 0 | 1 | 0 | 0 | 0 | 1 | 0 | 0 | 0 | 0 | 0 | 0 | 1 | 0 | 0 | 0 | 0 | 0 | 0 | 0 | 0 | 0 | 0 | 0 | 0 | 0 | 0 | 0 | 0 | 0 | 0 | 0 | 0 | 0 | 0 | 0 | 0 | 0 | 0 | 0 | 0 | 0 | 0 | 0 | 0 | 0 | 0 | 0 | 2 |  | 0 | 0 | 0 | 0 | 0 | 0 | 0 | 0 | 0 | 0 | 0 | 0 | 0 | 0 | 0 | 0 | 0 | 0 | 0 | 0 | 0 | 0 | 0 | 0 | 0 | 0 | 0 | 0 | 0 | 0 | 0 | 0 | 0 | 0 | 0 | 0 | 1755.5392 | 2938.6901 | 4490.0604 | Tesla-Bellota 230 kV line | Tesla-Bellota 230 kV line | Sobrante-Moraga 230 kV line
SCE Northern Area | Saugus | 230 | 0 | 0 | 0 | 0 | 0 | 0 | 0 | 0 | 0 | 0 | 0 | 0 | 0 | 0 | 0 | 0 | 0 | 0 | 0 | 0 | 0 | 0 | 0 | 0 | 0 | 0 | 0 | 0 | 1 | 0 | 0 | 0 | 0 | 0 | 0 | 0 | 0 | 0 | 0 | 0 | 0 | 0 | 0 | 0 | 0 | 0 | 0 | 0 | 0 | 0 | 0 | 0 | 0 | 0 | 0 | 0 | 0 | 0 | 0 | 0 | 0 | 0 | 0 | 0 | 0 | 0 | 0 | 0 | 0 | 0 | 0 | 0 | 0 | 0 | 0 | 0 | 0 | 0 | 0 | 0 | 0 | 0 | 0 | 0 | 0 | 0 | 0 | 0 | 0 | 0 | 0 | 0 | 0 | 0 | 0 | 0 | 0 | 0 | 0 | 0 | 0 | 0 | 0 | 0 | 0 | 0 | 0 | 0 |  | 0 | 0 | 0 | 0 | 0 | 0 | 0 | 0 | 0 | 0 | 0 | 0 | 0 | 0 | 0 | 0 | 0 | 0 | 0 | 0 | 0 | 0 | 0 | 0 | 0 | 0 | 0 | 0 | 0 | 0 | 0 | 0 | 0 | 0 | 0 | 0 | 742.2952 | 4091.0004 | 4287.698 | Lugo - Victorville area constraint | Lugo - Victorville area constraint | Lugo - Victorville area constraint
PG&E Fresno Study Area | Schindler | 115 | 0 | 0 | 0 | 0 | 0 | 0 | 0 | 0 | 0 | 0 | 0 | 0 | 0 | 0 | 0 | 0 | 0 | 0 | 0 | 0 | 0 | 0 | 0 | 0 | 0 | 0 | 0 | 0 | 0 | 0 | 0 | 0 | 0 | 0 | 0 | 0 | 0 | 0 | 0 | 0 | 0 | 0 | 0 | 0 | 0 | 0 | 0 | 0 | 0 | 0 | 0 | 0 | 0 | 0 | 0 | 0 | 0 | 0 | 0 | 0 | 0 | 0 | 0 | 0 | 0 | 0 | 0 | 0 | 0 | 0 | 0 | 0 | 0 | 0 | 0 | 0 | 0 | 0 | 0 | 0 | 0 | 0 | 0 | 0 | 0 | 0 | 0 | 0 | 0 | 0 | 0 | 0 | 0 | 0 | 0 | 0 | 0 | 0 | 0 | 0 | 0 | 0 | 0 | 0 | 0 | 1 | 0 | 0 |  | 0 | 0 | 0 | 0 | 0 | 0 | 0 | 0 | 0 | 0 | 0 | 0 | 0 | 0 | 0 | 0 | 0 | 0 | 0 | 0 | 0 | 0 | 0 | 2 | 0 | 0 | 0 | 0 | 0 | 1 | 0 | 0 | 0 | 0 | 1 | 0 | 217.993 | 474.8733 | -412.8075 | Moss Landing-Las Aguilas 230 kV Line | Moss Landing-Las Aguilas 230 kV Line | Moss Landing-Las Aguilas 230 kV Line
PG&E Greater Bay Study Area | Schulte | 115 | 0 | 0 | 0 | 0 | 0 | 0 | 0 | 0 | 0 | 0 | 0 | 0 | 0 | 0 | 0 | 0 | 0 | 0 | 0 | 0 | 0 | 0 | 0 | 0 | 0 | 0 | 0 | 0 | 0 | 0 | 0 | 0 | 0 | 0 | 0 | 0 | 0 | 0 | 0 | 0 | 0 | 0 | 0 | 0 | 0 | 0 | 0 | 0 | 0 | 1 | 1 | 0 | 0 | 0 | 0 | 0 | 0 | 0 | 0 | 0 | 0 | 0 | 1 | 0 | 1 | 0 | 0 | 0 | 1 | 0 | 0 | 0 | 0 | 1 | 0 | 0 | 0 | 0 | 0 | 0 | 0 | 0 | 0 | 0 | 0 | 0 | 0 | 0 | 0 | 0 | 0 | 0 | 0 | 0 | 0 | 0 | 0 | 0 | 0 | 0 | 0 | 0 | 0 | 0 | 0 | 0 | 0 | 0 |  | 0 | 0 | 0 | 0 | 0 | 0 | 0 | 0 | 0 | 0 | 0 | 0 | 0 | 0 | 0 | 0 | 0 | 0 | 0 | 0 | 0 | 0 | 0 | 0 | 0 | 0 | 0 | 0 | 0 | 0 | 0 | 0 | 0 | 0 | 0 | 0 | 3.859 | 62.452 | 218.4 | Kasson Jct-Heinz 115 kV line | Rocklin-Pleaseant grove 115kV line | Rocklin-Pleaseant grove 115kV line
PG&E Kern Study Area | Semitropic | 115 | 0 | 0 | 0 | 0 | 0 | 0 | 0 | 0 | 0 | 0 | 0 | 0 | 0 | 0 | 0 | 0 | 0 | 0 | 0 | 0 | 0 | 0 | 0 | 0 | 0 | 0 | 0 | 0 | 0 | 0 | 0 | 0 | 0 | 0 | 0 | 0 | 0 | 0 | 0 | 0 | 0 | 0 | 0 | 0 | 0 | 0 | 0 | 0 | 0 | 0 | 0 | 0 | 0 | 0 | 0 | 0 | 0 | 0 | 0 | 0 | 0 | 0 | 0 | 0 | 0 | 0 | 0 | 0 | 0 | 0 | 0 | 0 | 0 | 0 | 0 | 1 | 1 | 1 | 1 | 0 | 0 | 0 | 1 | 1 | 0 | 0 | 1 | 1 | 0 | 0 | 0 | 0 | 0 | 0 | 0 | 0 | 0 | 0 | 0 | 0 | 0 | 0 | 0 | 0 | 0 | 0 | 0 | 0 |  | 0 | 0 | 0 | 0 | 0 | 0 | 0 | 0 | 0 | 0 | 0 | 0 | 0 | 0 | 0 | 0 | 0 | 0 | 0 | 0 | 0 | 0 | 0 | 4.66 | 0 | 0 | 0 | 0 | 0 | 1 | 2 | 0 | 2 | 0 | 1 | 0 | -879.03 | -349.77 | -247.3393 | Midway-Q2005 230kV Line | Midway-Q2005 230kV Line | Midway-Q2005 230kV Line
SCE Metro Study Area | Serrano | 500 | 0 | 0 | 0 | 0 | 0 | 0 | 0 | 0 | 0 | 0 | 0 | 0 | 1 | 0 | 0 | 0 | 0 | 0 | 0 | 0 | 0 | 0 | 0 | 0 | 0 | 0 | 0 | 0 | 0 | 0 | 0 | 0 | 0 | 0 | 0 | 0 | 0 | 0 | 0 | 0 | 0 | 0 | 0 | 0 | 0 | 0 | 0 | 0 | 0 | 0 | 0 | 0 | 0 | 0 | 0 | 0 | 0 | 0 | 0 | 0 | 0 | 0 | 0 | 0 | 0 | 0 | 0 | 0 | 0 | 0 | 0 | 0 | 0 | 0 | 0 | 0 | 0 | 0 | 0 | 0 | 0 | 0 | 0 | 0 | 0 | 0 | 0 | 0 | 0 | 0 | 0 | 0 | 0 | 0 | 0 | 0 | 0 | 0 | 0 | 0 | 0 | 0 | 0 | 0 | 0 | 0 | 0 | 0 |  | 0 | 0 | 0 | 0 | 0 | 0 | 0 | 0 | 0 | 0 | 0 | 0 | 0 | 0 | 0 | 0 | 0 | 0 | 0 | 0 | 0 | 0 | 0 | 0 | 0 | 0 | 0 | 0 | 0 | 0 | 0 | 0 | 0 | 0 | 0 | 0 | 11840.638 | 12772.921 | 15592.11 | SCE Metro Area Default Constraint | SCE Metro Area Default Constraint | SCE Metro Area Default Constraint
SCE Metro Study Area | Serrano | 230 | 0 | 0 | 0 | 0 | 0 | 0 | 0 | 0 | 0 | 0 | 0 | 0 | 1 | 0 | 0 | 0 | 0 | 0 | 0 | 0 | 0 | 0 | 0 | 0 | 0 | 0 | 0 | 0 | 0 | 0 | 0 | 0 | 0 | 0 | 0 | 0 | 0 | 0 | 0 | 0 | 0 | 0 | 0 | 0 | 0 | 0 | 0 | 0 | 0 | 0 | 0 | 0 | 0 | 0 | 0 | 0 | 0 | 0 | 0 | 0 | 0 | 0 | 0 | 0 | 0 | 0 | 0 | 0 | 0 | 0 | 0 | 0 | 0 | 0 | 0 | 0 | 0 | 0 | 0 | 0 | 0 | 0 | 0 | 0 | 0 | 0 | 0 | 0 | 0 | 0 | 0 | 0 | 0 | 0 | 0 | 0 | 0 | 0 | 0 | 0 | 0 | 0 | 0 | 0 | 0 | 0 | 0 | 0 |  | 0 | 0 | 0 | 0 | 0 | 0 | 0 | 0 | 0 | 0 | 0 | 0 | 0 | 0 | 0 | 0 | 0 | 0 | 0 | 0 | 0 | 0 | 0 | 0 | 0 | 0 | 0 | 0 | 0 | 0 | 0 | 0 | 0 | 0 | 0 | 0 | 11840.638 | 12772.921 | 15592.11 | SCE Metro Area Default Constraint | SCE Metro Area Default Constraint | SCE Metro Area Default Constraint
SDG&E Study Area | Shadowridge | 138 | 0 | 0 | 0 | 0 | 0 | 0 | 0 | 0 | 0 | 0 | 0 | 0 | 0 | 0 | 0 | 0 | 0 | 0 | 0 | 0 | 0 | 0 | 0 | 0 | 0 | 0 | 0 | 0 | 0 | 0 | 0 | 0 | 1 | 0 | 0 | 0 | 0 | 0 | 0 | 0 | 0 | 0 | 0 | 0 | 0 | 0 | 0 | 0 | 0 | 0 | 0 | 0 | 0 | 0 | 0 | 0 | 0 | 0 | 0 | 0 | 0 | 0 | 0 | 0 | 0 | 0 | 0 | 0 | 0 | 0 | 0 | 0 | 0 | 0 | 0 | 0 | 0 | 0 | 0 | 0 | 0 | 0 | 0 | 0 | 0 | 0 | 0 | 0 | 0 | 0 | 0 | 0 | 0 | 0 | 0 | 0 | 0 | 0 | 0 | 0 | 0 | 0 | 0 | 0 | 0 | 0 | 0 | 1 |  | 0 | 0 | 0 | 0 | 0 | 0 | 0 | 0 | 0 | 0 | 0 | 0 | 0 | 0 | 0 | 0 | 0 | 0 | 0 | 0 | 0 | 0 | 0 | 0 | 0 | 0 | 0 | 0 | 0 | 0 | 0 | 1 | 0 | 0 | 0 | 0 | -417.51 | 584.675 | 1225.71 | Internal San Diego Area constraint | Internal San Diego Area constraint | Internal San Diego Area constraint
PG&E Kern Study Area | Shafter | 115 | 0 | 0 | 0 | 0 | 0 | 0 | 0 | 0 | 0 | 0 | 0 | 0 | 0 | 0 | 0 | 0 | 0 | 0 | 0 | 0 | 0 | 0 | 0 | 0 | 0 | 0 | 0 | 0 | 0 | 0 | 0 | 0 | 0 | 0 | 0 | 0 | 0 | 0 | 0 | 0 | 0 | 0 | 0 | 0 | 0 | 0 | 0 | 0 | 0 | 0 | 0 | 0 | 0 | 0 | 0 | 0 | 0 | 0 | 0 | 0 | 0 | 0 | 0 | 0 | 0 | 0 | 0 | 0 | 0 | 0 | 0 | 0 | 0 | 0 | 0 | 1 | 1 | 0 | 0 | 0 | 0 | 0 | 1 | 0 | 0 | 1 | 1 | 0 | 0 | 0 | 0 | 0 | 0 | 0 | 0 | 0 | 0 | 0 | 0 | 0 | 0 | 0 | 0 | 0 | 0 | 0 | 0 | 0 |  | 0 | 0 | 0 | 0 | 0 | 0 | 0 | 0 | 0 | 0 | 0 | 0 | 0 | 0 | 0 | 0 | 0 | 0 | 0 | 0 | 0 | 0 | 0 | 2.25 | 0 | 0 | 0 | 0 | 0 | 1 | 2 | 0 | 2 | 0 | 1 | 0 | -879.03 | -349.77 | -247.3393 | Midway-Q2005 230kV Line | Midway-Q2005 230kV Line | Midway-Q2005 230kV Line
PG&E North of Greater Bay Study Area | Shiloh II | 230 | 0 | 0 | 0 | 0 | 0 | 0 | 0 | 0 | 0 | 0 | 0 | 0 | 0 | 0 | 0 | 0 | 0 | 0 | 0 | 0 | 0 | 0 | 0 | 0 | 0 | 0 | 0 | 0 | 0 | 0 | 0 | 0 | 0 | 0 | 0 | 0 | 0 | 0 | 0 | 0 | 0 | 0 | 0 | 0 | 1 | 0 | 0 | 0 | 0 | 0 | 0 | 0 | 0 | 0 | 0 | 0 | 0 | 0 | 1 | 1 | 1 | 0 | 0 | 1 | 1 | 0 | 0 | 0 | 0 | 0 | 0 | 0 | 0 | 1 | 1 | 0 | 0 | 0 | 0 | 0 | 0 | 0 | 0 | 0 | 0 | 0 | 0 | 0 | 0 | 0 | 0 | 0 | 0 | 0 | 0 | 0 | 0 | 0 | 0 | 0 | 0 | 0 | 0 | 0 | 0 | 0 | 0 | 0 |  | 0 | 0 | 0 | 0 | 0 | 0 | 0 | 0 | 0 | 0 | 0 | 0 | 0 | 0 | 0 | 0 | 0 | 0 | 0 | 0 | 0 | 0 | 0 | 0 | 0 | 0 | 0 | 0 | 0 | 0 | 3 | 0 | 0 | 0 | 0 | 0 | -403.7865 | 376.8008 | 667.3975 | Vaca Dixon-Tesla 500kV Line | Birds Landing-Contra Costa 230kV Line | Birds Landing-Contra Costa 230kV Line
PG&E North of Greater Bay Study Area | Silverado | 115 | 0 | 0 | 0 | 0 | 0 | 0 | 0 | 0 | 0 | 0 | 0 | 0 | 0 | 0 | 0 | 0 | 0 | 0 | 0 | 0 | 0 | 0 | 0 | 0 | 0 | 0 | 0 | 0 | 0 | 0 | 0 | 0 | 0 | 0 | 0 | 0 | 0 | 0 | 0 | 0 | 0 | 0 | 0 | 0 | 0 | 0 | 1 | 0 | 0 | 0 | 0 | 0 | 0 | 0 | 0 | 0 | 0 | 0 | 0 | 0 | 0 | 0 | 0 | 0 | 0 | 0 | 0 | 0 | 0 | 0 | 0 | 0 | 0 | 0 | 0 | 0 | 0 | 0 | 0 | 0 | 0 | 0 | 0 | 0 | 0 | 0 | 0 | 0 | 0 | 0 | 0 | 0 | 0 | 0 | 0 | 0 | 0 | 0 | 0 | 0 | 0 | 0 | 0 | 0 | 0 | 0 | 0 | 0 |  | 0 | 0 | 0 | 0 | 0 | 0 | 0 | 0 | 0 | 0 | 0 | 0 | 0 | 0 | 0 | 0 | 0 | 0 | 0 | 0 | 0 | 0 | 0 | 0 | 0 | 0 | 0 | 0 | 0 | 0 | 0 | 0 | 0 | 0 | 0 | 0 | 1390.544 | 1461.9902 | 1466.2972 | Cortina-Eagle Rock 115 kV line | Cortina-Eagle Rock 115 kV line | Cortina-Eagle Rock 115 kV line
SDG&E Study Area | Silvergate | 230 | 0 | 0 | 0 | 0 | 0 | 0 | 0 | 0 | 0 | 0 | 0 | 0 | 0 | 0 | 0 | 0 | 0 | 0 | 0 | 0 | 0 | 0 | 0 | 0 | 0 | 0 | 0 | 0 | 0 | 0 | 0 | 0 | 1 | 0 | 1 | 0 | 1 | 0 | 0 | 0 | 1 | 0 | 0 | 0 | 0 | 0 | 0 | 0 | 0 | 0 | 0 | 0 | 0 | 0 | 0 | 0 | 0 | 0 | 0 | 0 | 0 | 0 | 0 | 0 | 0 | 0 | 0 | 0 | 0 | 0 | 0 | 0 | 0 | 0 | 0 | 0 | 0 | 0 | 0 | 0 | 0 | 0 | 0 | 0 | 0 | 0 | 0 | 0 | 0 | 0 | 0 | 0 | 0 | 0 | 0 | 0 | 0 | 0 | 0 | 0 | 0 | 0 | 0 | 0 | 0 | 0 | 0 | 3 |  | 0 | 0 | 0 | 0 | 0 | 0 | 0 | 0 | 0 | 0 | 0 | 100 | 0 | 0 | 1 | 0 | 0 | 0 | 0 | 0 | 0 | 0 | 0 | 0 | 0 | 0 | 100 | 0 | 0 | 1 | 0 | 3 | 0 | 0 | 0 | 0 | -417.51 | 546.85 | 1225.71 | Internal San Diego Area constraint | Silvergate-Old Town 230 kV constraint | Internal San Diego Area constraint
PG&E Kern Study Area | Sisquoc | 115 | 0 | 0 | 0 | 0 | 0 | 0 | 0 | 0 | 0 | 0 | 0 | 0 | 0 | 0 | 0 | 0 | 0 | 0 | 0 | 0 | 0 | 0 | 0 | 0 | 0 | 0 | 0 | 0 | 0 | 0 | 0 | 0 | 0 | 0 | 0 | 0 | 0 | 0 | 0 | 0 | 0 | 0 | 0 | 0 | 0 | 0 | 0 | 0 | 0 | 0 | 0 | 0 | 0 | 0 | 0 | 0 | 0 | 0 | 0 | 0 | 0 | 0 | 0 | 0 | 0 | 0 | 0 | 0 | 0 | 0 | 0 | 0 | 0 | 0 | 0 | 0 | 0 | 0 | 0 | 0 | 0 | 0 | 1 | 0 | 0 | 0 | 0 | 0 | 0 | 0 | 0 | 0 | 0 | 0 | 0 | 0 | 0 | 0 | 0 | 0 | 0 | 0 | 0 | 0 | 0 | 0 | 0 | 0 |  | 0 | 0 | 0 | 0 | 0 | 0 | 0 | 0 | 0 | 0 | 0 | 0 | 0 | 0 | 0 | 0 | 0 | 0 | 0 | 0 | 0 | 0 | 0 | 0 | 0 | 0 | 0 | 0 | 0 | 0 | 0 | 0 | 0 | 0 | 0 | 0 | 1068.043 | 1129.2584 | 986.6609 | Midway 230/115kV TB #3 | Midway 230/115kV TB #3 | Midway 230/115kV TB #3
East of Pisgah Study Area | Sloan Canyon | 230 | 0 | 0 | 0 | 0 | 0 | 0 | 0 | 0 | 0 | 0 | 0 | 0 | 0 | 0 | 0 | 0 | 0 | 0 | 0 | 1 | 0 | 1 | 0 | 0 | 0 | 0 | 0 | 1 | 1 | 0 | 0 | 0 | 0 | 0 | 0 | 0 | 0 | 0 | 0 | 0 | 0 | 0 | 0 | 0 | 0 | 0 | 0 | 0 | 0 | 0 | 0 | 0 | 0 | 0 | 0 | 0 | 0 | 0 | 0 | 0 | 0 | 0 | 0 | 0 | 0 | 0 | 0 | 0 | 0 | 0 | 0 | 0 | 0 | 0 | 0 | 0 | 0 | 0 | 0 | 0 | 0 | 0 | 0 | 0 | 0 | 0 | 0 | 0 | 0 | 0 | 0 | 0 | 0 | 0 | 0 | 0 | 0 | 0 | 0 | 0 | 0 | 0 | 0 | 0 | 0 | 0 | 0 | 3 |  | 0 | 0 | 0 | 0 | 0 | 0 | 0 | 0 | 0 | 0 | 0 | 0 | 0 | 0 | 0 | 0 | 0 | 310 | 0 | 0 | 0 | 0 | 0 | 0 | 0 | 0 | 0 | 0 | 0 | 1 | 0 | 1 | 1 | 0 | 0 | 0 | -5476.131 | -2224.5325 | 1501.15 | Devers-Red Bluff Constraint | Devers-Red Bluff Constraint | GLW 230kV area constraint
PG&E Kern Study Area | Smyrna | 115 | 0 | 0 | 0 | 0 | 0 | 0 | 0 | 0 | 0 | 0 | 0 | 0 | 0 | 0 | 0 | 0 | 0 | 0 | 0 | 0 | 0 | 0 | 0 | 0 | 0 | 0 | 0 | 0 | 0 | 0 | 0 | 0 | 0 | 0 | 0 | 0 | 0 | 0 | 0 | 0 | 0 | 0 | 0 | 0 | 0 | 0 | 0 | 0 | 0 | 0 | 0 | 0 | 0 | 0 | 0 | 0 | 0 | 0 | 0 | 0 | 0 | 0 | 0 | 0 | 0 | 0 | 0 | 0 | 0 | 0 | 0 | 0 | 0 | 0 | 0 | 1 | 1 | 1 | 1 | 0 | 0 | 0 | 1 | 1 | 0 | 1 | 1 | 0 | 0 | 0 | 0 | 0 | 0 | 0 | 0 | 0 | 0 | 0 | 0 | 0 | 0 | 0 | 0 | 0 | 0 | 0 | 0 | 0 |  | 0 | 0 | 0 | 0 | 0 | 0 | 0 | 0 | 0 | 0 | 0 | 0 | 0 | 0 | 0 | 0 | 0 | 0 | 0 | 0 | 0 | 0 | 0 | 6.1 | 0 | 0 | 0 | 0 | 0 | 1 | 2 | 0 | 2 | 0 | 1 | 0 | -879.03 | -349.77 | -247.3393 | Midway-Q2005 230kV Line | Midway-Q2005 230kV Line | Midway-Q2005 230kV Line
PG&E Greater Bay Study Area | Sobrante | 115 | 0 | 0 | 0 | 0 | 0 | 0 | 0 | 0 | 0 | 0 | 0 | 0 | 0 | 0 | 0 | 0 | 0 | 0 | 0 | 0 | 0 | 0 | 0 | 0 | 0 | 0 | 0 | 0 | 0 | 0 | 0 | 0 | 0 | 0 | 0 | 0 | 0 | 0 | 0 | 0 | 0 | 0 | 0 | 1 | 1 | 0 | 0 | 0 | 0 | 0 | 0 | 0 | 0 | 0 | 1 | 1 | 0 | 1 | 1 | 1 | 1 | 0 | 0 | 1 | 1 | 0 | 1 | 0 | 0 | 0 | 0 | 0 | 0 | 1 | 0 | 0 | 0 | 0 | 0 | 0 | 0 | 0 | 0 | 0 | 0 | 0 | 0 | 0 | 0 | 0 | 0 | 0 | 0 | 0 | 0 | 0 | 0 | 0 | 0 | 0 | 0 | 0 | 0 | 0 | 0 | 0 | 0 | 3 |  | 0 | 0 | 0 | 0 | 0 | 0 | 0 | 0 | 0 | 0 | 0 | 0 | 0 | 0 | 0 | 0 | 0 | 0 | 0 | 0 | 0 | 0 | 0 | 5 | 0 | 0 | 0 | 0 | 0 | 1 | 2 | 0 | 0 | 0 | 0 | 0 | -403.7865 | 467.5403 | 950.5913 | Vaca Dixon-Tesla 500kV Line | Windmaster-Delta pumps 230 kV line | Windmaster-Delta pumps 230 kV line
PG&E Kern Study Area | Solar SS | 230 | 0 | 0 | 0 | 0 | 0 | 0 | 0 | 0 | 0 | 0 | 0 | 0 | 0 | 0 | 0 | 0 | 0 | 0 | 0 | 0 | 0 | 0 | 0 | 0 | 0 | 0 | 0 | 0 | 0 | 0 | 0 | 0 | 0 | 0 | 0 | 0 | 0 | 0 | 0 | 0 | 0 | 0 | 0 | 0 | 0 | 0 | 0 | 0 | 0 | 0 | 0 | 0 | 0 | 0 | 0 | 0 | 0 | 0 | 0 | 0 | 0 | 0 | 0 | 0 | 0 | 0 | 0 | 0 | 0 | 0 | 0 | 0 | 0 | 0 | 0 | 1 | 1 | 0 | 0 | 0 | 0 | 0 | 0 | 0 | 0 | 1 | 1 | 0 | 0 | 0 | 0 | 0 | 0 | 0 | 0 | 0 | 0 | 0 | 0 | 0 | 0 | 0 | 0 | 0 | 1 | 0 | 0 | 0 |  | 0 | 0 | 0 | 0 | 0 | 0 | 0 | 0 | 0 | 0 | 0 | 0 | 0 | 0 | 0 | 0 | 0 | 0 | 0 | 0 | 0 | 0 | 0 | 0 | 0 | 0 | 0 | 0 | 0 | 0 | 2 | 0 | 2 | 0 | 1 | 0 | -879.03 | -349.77 | -247.3393 | Midway-Q2005 230kV Line | Midway-Q2005 230kV Line | Midway-Q2005 230kV Line
SCE Northern Area | Springville | 230 | 1 | 0 | 1 | 0 | 0 | 1 | 1 | 1 | 0 | 0 | 0 | 0 | 0 | 0 | 0 | 0 | 0 | 0 | 0 | 0 | 0 | 0 | 0 | 0 | 0 | 0 | 0 | 0 | 1 | 0 | 0 | 0 | 0 | 0 | 0 | 0 | 0 | 0 | 0 | 0 | 0 | 0 | 0 | 0 | 0 | 0 | 0 | 0 | 0 | 0 | 0 | 0 | 0 | 0 | 0 | 0 | 0 | 0 | 0 | 0 | 0 | 0 | 0 | 0 | 0 | 0 | 0 | 0 | 0 | 0 | 0 | 0 | 0 | 0 | 0 | 0 | 0 | 0 | 0 | 0 | 0 | 0 | 0 | 0 | 0 | 0 | 0 | 0 | 0 | 0 | 0 | 0 | 0 | 0 | 0 | 0 | 0 | 0 | 0 | 0 | 0 | 0 | 0 | 0 | 0 | 0 | 0 | 0 |  | 0 | 0 | 0 | 0 | 0 | 0 | 0 | 0 | 11 | 0 | 0 | 0 | 0 | 0 | 1 | 0 | 0 | 0 | 0 | 0 | 0 | 0 | 0 | 0 | 0 | 0 | 225 | 0 | 0 | 1 | 2 | 0 | 0 | 0 | 0 | 0 | -96.4338 | 215.3629 | 955.259 | South of Magunden Constraint | South of Magunden Constraint | South of Magunden Constraint
PG&E Greater Bay Study Area | Stagg | 230 | 0 | 0 | 0 | 0 | 0 | 0 | 0 | 0 | 0 | 0 | 0 | 0 | 0 | 0 | 0 | 0 | 0 | 0 | 0 | 0 | 0 | 0 | 0 | 0 | 0 | 0 | 0 | 0 | 0 | 0 | 0 | 0 | 0 | 0 | 0 | 0 | 0 | 0 | 0 | 0 | 0 | 0 | 0 | 0 | 1 | 0 | 0 | 0 | 0 | 0 | 1 | 0 | 0 | 0 | 0 | 0 | 0 | 0 | 0 | 0 | 0 | 0 | 0 | 0 | 1 | 1 | 0 | 0 | 0 | 0 | 0 | 0 | 0 | 1 | 0 | 0 | 0 | 0 | 0 | 0 | 0 | 0 | 0 | 0 | 0 | 0 | 0 | 0 | 0 | 0 | 0 | 1 | 0 | 0 | 0 | 0 | 0 | 0 | 0 | 0 | 0 | 0 | 0 | 0 | 0 | 0 | 0 | 1 |  | 0 | 0 | 0 | 0 | 0 | 0 | 0 | 0 | 0 | 0 | 0 | 0 | 0 | 0 | 0 | 0 | 0 | 0 | 0 | 0 | 0 | 0 | 0 | 0 | 0 | 0 | 0 | 0 | 0 | 0 | 1 | 0 | 0 | 0 | 0 | 0 | -403.7865 | 475.9687 | 661.0925 | Vaca Dixon-Tesla 500kV Line | Vaca Dixon-Tesla 500kV Line | Los Banos 500/230kV TB
PG&E Greater Bay Study Area | Std Oil | 115 | 0 | 0 | 0 | 0 | 0 | 0 | 0 | 0 | 0 | 0 | 0 | 0 | 0 | 0 | 0 | 0 | 0 | 0 | 0 | 0 | 0 | 0 | 0 | 0 | 0 | 0 | 0 | 0 | 0 | 0 | 0 | 0 | 0 | 0 | 0 | 0 | 0 | 0 | 0 | 0 | 0 | 0 | 0 | 1 | 1 | 0 | 0 | 0 | 0 | 0 | 0 | 0 | 0 | 0 | 1 | 1 | 0 | 1 | 1 | 1 | 1 | 0 | 0 | 1 | 1 | 0 | 1 | 0 | 0 | 0 | 0 | 0 | 0 | 1 | 0 | 0 | 0 | 0 | 0 | 0 | 0 | 0 | 0 | 0 | 0 | 0 | 0 | 0 | 0 | 0 | 0 | 0 | 0 | 0 | 0 | 0 | 0 | 0 | 0 | 0 | 0 | 0 | 0 | 0 | 0 | 0 | 0 | 3 |  | 0 | 0 | 0 | 0 | 0 | 0 | 0 | 0 | 0 | 0 | 0 | 0 | 0 | 0 | 0 | 0 | 0 | 0 | 0 | 0 | 0 | 0 | 0 | 0 | 0 | 0 | 0 | 0 | 0 | 0 | 2 | 0 | 0 | 0 | 0 | 0 | -403.7865 | 467.5403 | 950.5913 | Vaca Dixon-Tesla 500kV Line | Windmaster-Delta pumps 230 kV line | Windmaster-Delta pumps 230 kV line
PG&E Kern Study Area | Stockdale | 230 | 0 | 0 | 0 | 0 | 0 | 0 | 0 | 0 | 0 | 0 | 0 | 0 | 0 | 0 | 0 | 0 | 0 | 0 | 0 | 0 | 0 | 0 | 0 | 0 | 0 | 0 | 0 | 0 | 0 | 0 | 0 | 0 | 0 | 0 | 0 | 0 | 0 | 0 | 0 | 0 | 0 | 0 | 0 | 0 | 0 | 0 | 0 | 0 | 0 | 0 | 0 | 0 | 0 | 0 | 0 | 0 | 0 | 0 | 0 | 0 | 0 | 0 | 0 | 0 | 0 | 0 | 0 | 0 | 0 | 0 | 0 | 0 | 0 | 0 | 0 | 1 | 1 | 0 | 0 | 0 | 0 | 0 | 0 | 0 | 0 | 1 | 1 | 0 | 0 | 0 | 0 | 0 | 0 | 0 | 0 | 0 | 0 | 0 | 0 | 0 | 0 | 0 | 0 | 0 | 1 | 0 | 0 | 0 |  | 0 | 0 | 0 | 0 | 0 | 0 | 0 | 0 | 0 | 0 | 0 | 0 | 0 | 0 | 0 | 0 | 0 | 0 | 0 | 0 | 0 | 0 | 0 | 0 | 0 | 0 | 0 | 0 | 0 | 0 | 2 | 0 | 2 | 0 | 1 | 0 | -879.03 | -349.77 | -247.3393 | Midway-Q2005 230kV Line | Midway-Q2005 230kV Line | Midway-Q2005 230kV Line
PG&E Kern Study Area | Stockdale | 115 | 0 | 0 | 0 | 0 | 0 | 0 | 0 | 0 | 0 | 0 | 0 | 0 | 0 | 0 | 0 | 0 | 0 | 0 | 0 | 0 | 0 | 0 | 0 | 0 | 0 | 0 | 0 | 0 | 0 | 0 | 0 | 0 | 0 | 0 | 0 | 0 | 0 | 0 | 0 | 0 | 0 | 0 | 0 | 0 | 0 | 0 | 0 | 0 | 0 | 0 | 0 | 0 | 0 | 0 | 0 | 0 | 0 | 0 | 0 | 0 | 0 | 0 | 0 | 0 | 0 | 0 | 0 | 0 | 0 | 0 | 0 | 0 | 0 | 0 | 0 | 0 | 0 | 0 | 0 | 0 | 0 | 1 | 0 | 0 | 0 | 0 | 0 | 0 | 0 | 0 | 0 | 0 | 0 | 0 | 0 | 0 | 0 | 0 | 0 | 0 | 0 | 0 | 0 | 0 | 0 | 0 | 0 | 0 |  | 0 | 0 | 0 | 0 | 0 | 0 | 0 | 0 | 0 | 0 | 0 | 0 | 0 | 0 | 0 | 0 | 0 | 0 | 0 | 0 | 0 | 0 | 0 | 1.7 | 0 | 0 | 0 | 0 | 0 | 1 | 0 | 0 | 0 | 0 | 0 | 0 | 103.27 | 99.9412 | 161.553 | Kern-Tevis-Stockdale-Lamont 115kV line | Kern-Tevis-Stockdale-Lamont 115kV line | Kern-Tevis-Stockdale-Lamont 115kV line
PG&E Fresno Study Area | Storey | 230 | 0 | 0 | 0 | 0 | 0 | 0 | 0 | 0 | 0 | 0 | 0 | 0 | 0 | 0 | 0 | 0 | 0 | 0 | 0 | 0 | 0 | 0 | 0 | 0 | 0 | 0 | 0 | 0 | 0 | 0 | 0 | 0 | 0 | 0 | 0 | 0 | 0 | 0 | 0 | 0 | 0 | 0 | 0 | 0 | 0 | 0 | 0 | 0 | 0 | 0 | 1 | 0 | 0 | 0 | 0 | 0 | 0 | 0 | 0 | 0 | 0 | 0 | 0 | 0 | 0 | 0 | 0 | 0 | 0 | 0 | 0 | 0 | 0 | 0 | 0 | 0 | 1 | 0 | 0 | 0 | 0 | 0 | 0 | 0 | 0 | 1 | 1 | 0 | 1 | 1 | 1 | 1 | 1 | 1 | 1 | 1 | 0 | 1 | 1 | 0 | 0 | 1 | 0 | 0 | 0 | 0 | 0 | 4 |  | 0 | 0 | 0 | 0 | 0 | 0 | 0 | 0 | 0 | 0 | 0 | 0 | 0 | 0 | 0 | 0 | 0 | 0 | 0 | 0 | 0 | 0 | 0 | 0 | 0 | 0 | 0 | 0 | 0 | 0 | 3 | 1 | 2 | 0 | 3 | 0 | -879.03 | -349.77 | -247.3393 | Midway-Q2005 230kV Line | Midway-Q2005 230kV Line | Midway-Q2005 230kV Line
PG&E North of Greater Bay Study Area | Summit | 115 | 0 | 0 | 0 | 0 | 0 | 0 | 0 | 0 | 0 | 0 | 0 | 0 | 0 | 0 | 0 | 0 | 0 | 0 | 0 | 0 | 0 | 0 | 0 | 0 | 0 | 0 | 0 | 0 | 0 | 0 | 0 | 0 | 0 | 0 | 0 | 0 | 0 | 0 | 0 | 0 | 0 | 0 | 0 | 0 | 0 | 0 | 0 | 1 | 0 | 0 | 0 | 0 | 0 | 0 | 0 | 0 | 0 | 0 | 0 | 0 | 0 | 0 | 0 | 0 | 0 | 0 | 0 | 0 | 0 | 0 | 0 | 0 | 0 | 0 | 0 | 0 | 0 | 0 | 0 | 0 | 0 | 0 | 0 | 0 | 0 | 0 | 0 | 0 | 0 | 0 | 0 | 0 | 0 | 0 | 0 | 0 | 0 | 0 | 0 | 0 | 0 | 0 | 0 | 0 | 0 | 0 | 0 | 0 |  | 40 | 0 | 0 | 0 | 0 | 0 | 0 | 0 | 0 | 0 | 0 | 0 | 0 | 0 | 1 | 0 | 0 | 0 | 0 | 0 | 0 | 0 | 0 | 0 | 0 | 0 | 0 | 0 | 0 | 0 | 0 | 0 | 0 | 0 | 0 | 0 | 563.475 | 561.537 | 578.95 | Bell-Placer 115kV Line | Bell-Placer 115kV Line | Bell-Placer 115kV Line
SDG&E Study Area | Suncrest | 500 | 0 | 0 | 0 | 0 | 0 | 0 | 0 | 0 | 0 | 0 | 0 | 0 | 0 | 0 | 0 | 0 | 0 | 0 | 0 | 1 | 0 | 1 | 0 | 0 | 0 | 0 | 0 | 0 | 1 | 0 | 1 | 0 | 0 | 0 | 1 | 0 | 1 | 0 | 0 | 0 | 0 | 0 | 0 | 0 | 0 | 0 | 0 | 0 | 0 | 0 | 0 | 0 | 0 | 0 | 0 | 0 | 0 | 0 | 0 | 0 | 0 | 0 | 0 | 0 | 0 | 0 | 0 | 0 | 0 | 0 | 0 | 0 | 0 | 0 | 0 | 0 | 0 | 0 | 0 | 0 | 0 | 0 | 0 | 0 | 0 | 0 | 0 | 0 | 0 | 0 | 0 | 0 | 0 | 0 | 0 | 0 | 0 | 0 | 0 | 0 | 0 | 0 | 0 | 0 | 0 | 0 | 0 | 4 |  | 0 | 0 | 0 | 0 | 0 | 0 | 0 | 0 | 0 | 0 | 0 | 0 | 0 | 0 | 0 | 0 | 0 | 0 | 0 | 0 | 0 | 0 | 0 | 0 | 0 | 0 | 0 | 0 | 0 | 0 | 1 | 3 | 1 | 0 | 0 | 0 | -5476.131 | -2224.5325 | 1182.0564 | Devers-Red Bluff Constraint | Devers-Red Bluff Constraint | Chicarita 138 kV constraint
SDG&E Study Area | Suncrest | 230 | 0 | 0 | 0 | 0 | 0 | 0 | 0 | 0 | 0 | 0 | 0 | 0 | 0 | 0 | 0 | 0 | 0 | 0 | 0 | 1 | 0 | 0 | 0 | 0 | 0 | 0 | 0 | 0 | 0 | 0 | 1 | 0 | 0 | 0 | 1 | 0 | 1 | 0 | 0 | 0 | 0 | 0 | 0 | 0 | 0 | 0 | 0 | 0 | 0 | 0 | 0 | 0 | 0 | 0 | 0 | 0 | 0 | 0 | 0 | 0 | 0 | 0 | 0 | 0 | 0 | 0 | 0 | 0 | 0 | 0 | 0 | 0 | 0 | 0 | 0 | 0 | 0 | 0 | 0 | 0 | 0 | 0 | 0 | 0 | 0 | 0 | 0 | 0 | 0 | 0 | 0 | 0 | 0 | 0 | 0 | 0 | 0 | 0 | 0 | 0 | 0 | 0 | 0 | 0 | 0 | 0 | 0 | 3 |  | 0 | 0 | 0 | 0 | 0 | 0 | 0 | 0 | 0 | 0 | 0 | 0 | 0 | 0 | 0 | 0 | 0 | 0 | 0 | 0 | 0 | 0 | 0 | 0 | 0 | 0 | 0 | 0 | 0 | 0 | 1 | 2 | 0 | 0 | 0 | 0 | -345.41 | 118.8023 | 1182.0564 | Encina - San Luis Rey 230 kV constraint | Chicarita 138 kV constraint | Chicarita 138 kV constraint
SDG&E Study Area | New Sub - Suncrest - Ocotillo (Proposed) | 500 | 0 | 0 | 0 | 0 | 0 | 0 | 0 | 0 | 0 | 0 | 0 | 0 | 0 | 0 | 0 | 0 | 0 | 0 | 0 | 1 | 0 | 1 | 0 | 0 | 0 | 1 | 0 | 0 | 1 | 0 | 0 | 0 | 0 | 0 | 1 | 1 | 1 | 0 | 0 | 1 | 0 | 0 | 0 | 0 | 0 | 0 | 0 | 0 | 0 | 0 | 0 | 0 | 0 | 0 | 0 | 0 | 0 | 0 | 0 | 0 | 0 | 0 | 0 | 0 | 0 | 0 | 0 | 0 | 0 | 0 | 0 | 0 | 0 | 0 | 0 | 0 | 0 | 0 | 0 | 0 | 0 | 0 | 0 | 0 | 0 | 0 | 0 | 0 | 0 | 0 | 0 | 0 | 0 | 0 | 0 | 0 | 0 | 0 | 0 | 0 | 0 | 0 | 0 | 0 | 0 | 0 | 0 | 6 |  | 0 | 0 | 0 | 0 | 0 | 0 | 0 | 0 | 0 | 0 | 0 | 0 | 0 | 0 | 0 | 0 | 0 | 350 | 50 | 0 | 0 | 0 | 0 | 0 | 0 | 0 | 0 | 0 | 0 | 1 | 1 | 5 | 1 | 0 | 0 | 0 | -5476.131 | -2224.5325 | 519.235 | Devers-Red Bluff Constraint | Devers-Red Bluff Constraint | East of Miguel constraint
PG&E Kern Study Area | Sunset | 230 | 0 | 0 | 0 | 0 | 0 | 0 | 0 | 0 | 0 | 0 | 0 | 0 | 0 | 0 | 0 | 0 | 0 | 0 | 0 | 0 | 0 | 0 | 0 | 0 | 0 | 0 | 0 | 0 | 0 | 0 | 0 | 0 | 0 | 0 | 0 | 0 | 0 | 0 | 0 | 0 | 0 | 0 | 0 | 0 | 0 | 0 | 0 | 0 | 0 | 0 | 0 | 0 | 0 | 0 | 0 | 0 | 0 | 0 | 0 | 0 | 0 | 0 | 0 | 0 | 0 | 0 | 0 | 0 | 0 | 0 | 0 | 0 | 0 | 0 | 0 | 1 | 1 | 0 | 0 | 0 | 0 | 0 | 0 | 0 | 0 | 1 | 1 | 0 | 0 | 0 | 0 | 0 | 0 | 0 | 0 | 0 | 0 | 0 | 0 | 0 | 0 | 0 | 0 | 0 | 1 | 0 | 0 | 0 |  | 0 | 0 | 0 | 0 | 0 | 0 | 0 | 0 | 0 | 0 | 0 | 0 | 0 | 0 | 0 | 0 | 0 | 0 | 0 | 0 | 0 | 0 | 0 | 0 | 0 | 0 | 0 | 0 | 0 | 0 | 2 | 0 | 2 | 0 | 1 | 0 | -879.03 | -349.77 | -247.3393 | Midway-Q2005 230kV Line | Midway-Q2005 230kV Line | Midway-Q2005 230kV Line
PG&E Kern Study Area | Surf | 115 | 0 | 0 | 0 | 0 | 0 | 0 | 0 | 0 | 0 | 0 | 0 | 0 | 0 | 0 | 0 | 0 | 0 | 0 | 0 | 0 | 0 | 0 | 0 | 0 | 0 | 0 | 0 | 0 | 0 | 0 | 0 | 0 | 0 | 0 | 0 | 0 | 0 | 0 | 0 | 0 | 0 | 0 | 0 | 0 | 0 | 0 | 0 | 0 | 0 | 0 | 0 | 0 | 0 | 0 | 0 | 0 | 0 | 0 | 0 | 0 | 0 | 0 | 0 | 0 | 0 | 0 | 0 | 0 | 0 | 0 | 0 | 0 | 0 | 0 | 0 | 1 | 1 | 0 | 0 | 0 | 0 | 0 | 1 | 0 | 0 | 1 | 1 | 0 | 0 | 0 | 0 | 0 | 0 | 0 | 0 | 0 | 0 | 0 | 0 | 0 | 0 | 0 | 0 | 0 | 1 | 0 | 0 | 0 |  | 0 | 0 | 0 | 0 | 0 | 0 | 0 | 0 | 0 | 0 | 0 | 0 | 0 | 0 | 0 | 0 | 0 | 0 | 0 | 0 | 0 | 0 | 0 | 0 | 0 | 0 | 0 | 0 | 0 | 0 | 2 | 0 | 2 | 0 | 1 | 0 | -879.03 | -349.77 | -247.3393 | Midway-Q2005 230kV Line | Midway-Q2005 230kV Line | Midway-Q2005 230kV Line
SDG&E Study Area | Sycamore Canyon | 230 | 0 | 0 | 0 | 0 | 0 | 0 | 0 | 0 | 0 | 0 | 0 | 0 | 0 | 0 | 0 | 0 | 0 | 0 | 0 | 0 | 0 | 0 | 0 | 0 | 0 | 0 | 0 | 0 | 0 | 1 | 1 | 0 | 1 | 0 | 1 | 0 | 1 | 0 | 0 | 0 | 0 | 1 | 0 | 0 | 0 | 0 | 0 | 0 | 0 | 0 | 0 | 0 | 0 | 0 | 0 | 0 | 0 | 0 | 0 | 0 | 0 | 0 | 0 | 0 | 0 | 0 | 0 | 0 | 0 | 0 | 0 | 0 | 0 | 0 | 0 | 0 | 0 | 0 | 0 | 0 | 0 | 0 | 0 | 0 | 0 | 0 | 0 | 0 | 0 | 0 | 0 | 0 | 0 | 0 | 0 | 0 | 0 | 0 | 0 | 0 | 0 | 0 | 0 | 0 | 0 | 0 | 0 | 3 |  | 0 | 0 | 0 | 0 | 0 | 0 | 0 | 0 | 0 | 0 | 0 | 0 | 0 | 0 | 0 | 0 | 0 | 0 | 0 | 0 | 0 | 0 | 0 | 0 | 0 | 0 | 0 | 0 | 322 | 1 | 2 | 3 | 0 | 0 | 0 | 0 | -417.51 | 118.8023 | 1182.0564 | Internal San Diego Area constraint | Chicarita 138 kV constraint | Chicarita 138 kV constraint
SDG&E Study Area | Sycamore Canyon | 138 | 0 | 0 | 0 | 0 | 0 | 0 | 0 | 0 | 0 | 0 | 0 | 0 | 0 | 0 | 0 | 0 | 0 | 0 | 0 | 0 | 0 | 0 | 0 | 0 | 0 | 0 | 0 | 0 | 0 | 0 | 1 | 0 | 1 | 0 | 0 | 0 | 0 | 0 | 0 | 0 | 0 | 1 | 0 | 0 | 0 | 0 | 0 | 0 | 0 | 0 | 0 | 0 | 0 | 0 | 0 | 0 | 0 | 0 | 0 | 0 | 0 | 0 | 0 | 0 | 0 | 0 | 0 | 0 | 0 | 0 | 0 | 0 | 0 | 0 | 0 | 0 | 0 | 0 | 0 | 0 | 0 | 0 | 0 | 0 | 0 | 0 | 0 | 0 | 0 | 0 | 0 | 0 | 0 | 0 | 0 | 0 | 0 | 0 | 0 | 0 | 0 | 0 | 0 | 0 | 0 | 0 | 0 | 1 |  | 0 | 0 | 0 | 0 | 0 | 0 | 0 | 0 | 0 | 0 | 0 | 300 | 0 | 0 | 1 | 0 | 0 | 0 | 0 | 0 | 0 | 0 | 0 | 0 | 0 | 0 | 0 | 0 | 0 | 0 | 2 | 1 | 0 | 0 | 0 | 0 | -417.51 | 118.8023 | 1182.0564 | Internal San Diego Area constraint | Chicarita 138 kV constraint | Chicarita 138 kV constraint
SCE Metro Study Area | Sylmar | 230 | 0 | 0 | 0 | 0 | 0 | 0 | 0 | 0 | 0 | 0 | 0 | 0 | 0 | 0 | 0 | 0 | 0 | 0 | 0 | 0 | 0 | 0 | 0 | 0 | 0 | 0 | 0 | 0 | 1 | 0 | 0 | 0 | 0 | 0 | 0 | 0 | 0 | 0 | 0 | 0 | 0 | 0 | 0 | 0 | 0 | 0 | 0 | 0 | 0 | 0 | 0 | 0 | 0 | 0 | 0 | 0 | 0 | 0 | 0 | 0 | 0 | 0 | 0 | 0 | 0 | 0 | 0 | 0 | 0 | 0 | 0 | 0 | 0 | 0 | 0 | 0 | 0 | 0 | 0 | 0 | 0 | 0 | 0 | 0 | 0 | 0 | 0 | 0 | 0 | 0 | 0 | 0 | 0 | 0 | 0 | 0 | 0 | 0 | 0 | 0 | 0 | 0 | 0 | 0 | 0 | 0 | 0 | 0 |  | 0 | 0 | 0 | 0 | 0 | 0 | 0 | 0 | 0 | 0 | 0 | 0 | 0 | 0 | 0 | 0 | 0 | 0 | 0 | 0 | 0 | 0 | 0 | 0 | 0 | 0 | 0 | 0 | 0 | 0 | 0 | 0 | 0 | 0 | 0 | 0 | 742.2952 | 4091.0004 | 4287.698 | Lugo - Victorville area constraint | Lugo - Victorville area constraint | Lugo - Victorville area constraint
PG&E North of Greater Bay Study Area | Table Mountain | 500 | 0 | 0 | 0 | 0 | 0 | 0 | 0 | 0 | 0 | 0 | 0 | 0 | 0 | 0 | 0 | 0 | 0 | 0 | 0 | 0 | 0 | 0 | 0 | 0 | 0 | 0 | 0 | 0 | 0 | 0 | 0 | 0 | 0 | 0 | 0 | 0 | 0 | 0 | 0 | 0 | 0 | 0 | 0 | 0 | 1 | 0 | 0 | 0 | 0 | 0 | 1 | 0 | 0 | 0 | 0 | 0 | 0 | 0 | 0 | 0 | 0 | 0 | 0 | 0 | 0 | 0 | 0 | 0 | 0 | 0 | 0 | 0 | 0 | 0 | 0 | 0 | 0 | 0 | 0 | 0 | 0 | 0 | 0 | 0 | 0 | 0 | 0 | 0 | 0 | 0 | 0 | 0 | 0 | 0 | 0 | 0 | 0 | 0 | 0 | 0 | 0 | 0 | 0 | 0 | 0 | 0 | 0 | 0 |  | 0 | 0 | 0 | 0 | 0 | 0 | 0 | 0 | 0 | 0 | 0 | 0 | 0 | 0 | 0 | 0 | 0 | 0 | 0 | 0 | 0 | 0 | 0 | 0 | 0 | 0 | 0 | 0 | 0 | 0 | 1 | 0 | 0 | 0 | 0 | 0 | -403.7865 | 475.9687 | 1528.8218 | Vaca Dixon-Tesla 500kV Line | Vaca Dixon-Tesla 500kV Line | Vaca Dixon-Tesla 500kV Line
PG&E North of Greater Bay Study Area | Table Mountain | 230 | 0 | 0 | 0 | 0 | 0 | 0 | 0 | 0 | 0 | 0 | 0 | 0 | 0 | 0 | 0 | 0 | 0 | 0 | 0 | 0 | 0 | 0 | 0 | 0 | 0 | 0 | 0 | 0 | 0 | 0 | 0 | 0 | 0 | 0 | 0 | 0 | 0 | 0 | 0 | 0 | 0 | 0 | 0 | 0 | 1 | 0 | 0 | 0 | 0 | 1 | 1 | 1 | 1 | 0 | 0 | 0 | 0 | 0 | 0 | 0 | 0 | 0 | 0 | 0 | 1 | 1 | 0 | 0 | 0 | 0 | 0 | 0 | 0 | 0 | 0 | 0 | 0 | 0 | 0 | 0 | 0 | 0 | 0 | 0 | 0 | 0 | 0 | 0 | 0 | 0 | 0 | 0 | 0 | 0 | 0 | 0 | 0 | 0 | 0 | 0 | 0 | 0 | 0 | 0 | 0 | 0 | 0 | 0 |  | 0 | 0 | 0 | 0 | 0 | 0 | 0 | 0 | 0 | 0 | 0 | 0 | 0 | 0 | 0 | 0 | 0 | 0 | 0 | 0 | 0 | 0 | 0 | 3 | 0 | 0 | 0 | 0 | 0 | 1 | 1 | 0 | 0 | 0 | 0 | 0 | -403.7865 | 62.452 | 218.4 | Vaca Dixon-Tesla 500kV Line | Rocklin-Pleaseant grove 115kV line | Rocklin-Pleaseant grove 115kV line
PG&E Kern Study Area | Taft | 115 | 0 | 0 | 0 | 0 | 0 | 0 | 0 | 0 | 0 | 0 | 0 | 0 | 0 | 0 | 0 | 0 | 0 | 0 | 0 | 0 | 0 | 0 | 0 | 0 | 0 | 0 | 0 | 0 | 0 | 0 | 0 | 0 | 0 | 0 | 0 | 0 | 0 | 0 | 0 | 0 | 0 | 0 | 0 | 0 | 0 | 0 | 0 | 0 | 0 | 0 | 0 | 0 | 0 | 0 | 0 | 0 | 0 | 0 | 0 | 0 | 0 | 0 | 0 | 0 | 0 | 0 | 0 | 0 | 0 | 0 | 0 | 0 | 0 | 0 | 0 | 1 | 1 | 0 | 1 | 0 | 1 | 0 | 1 | 0 | 0 | 1 | 1 | 0 | 0 | 0 | 0 | 0 | 0 | 0 | 0 | 0 | 0 | 0 | 0 | 0 | 0 | 0 | 0 | 0 | 0 | 0 | 0 | 0 |  | 0 | 0 | 0 | 0 | 0 | 0 | 0 | 0 | 0 | 0 | 0 | 0 | 0 | 0 | 0 | 0 | 0 | 0 | 0 | 0 | 0 | 0 | 0 | 13 | 0 | 0 | 0 | 0 | 0 | 1 | 2 | 0 | 2 | 0 | 1 | 0 | -879.03 | -349.77 | -247.3393 | Midway-Q2005 230kV Line | Midway-Q2005 230kV Line | Midway-Q2005 230kV Line
SDG&E Study Area | Talega | 230 | 0 | 0 | 0 | 0 | 0 | 0 | 0 | 0 | 0 | 0 | 0 | 0 | 0 | 0 | 0 | 0 | 0 | 0 | 0 | 0 | 0 | 0 | 0 | 0 | 0 | 0 | 0 | 0 | 0 | 1 | 0 | 0 | 0 | 0 | 0 | 0 | 0 | 0 | 0 | 0 | 0 | 1 | 1 | 0 | 0 | 0 | 0 | 0 | 0 | 0 | 0 | 0 | 0 | 0 | 0 | 0 | 0 | 0 | 0 | 0 | 0 | 0 | 0 | 0 | 0 | 0 | 0 | 0 | 0 | 0 | 0 | 0 | 0 | 0 | 0 | 0 | 0 | 0 | 0 | 0 | 0 | 0 | 0 | 0 | 0 | 0 | 0 | 0 | 0 | 0 | 0 | 0 | 0 | 0 | 0 | 0 | 0 | 0 | 0 | 0 | 0 | 0 | 0 | 0 | 0 | 0 | 0 | 0 |  | 0 | 0 | 0 | 0 | 0 | 0 | 0 | 0 | 0 | 0 | 0 | 0 | 0 | 0 | 0 | 0 | 0 | 0 | 0 | 0 | 0 | 0 | 0 | 0 | 0 | 0 | 0 | 0 | 0 | 0 | 1 | 0 | 0 | 0 | 0 | 0 | -46.75 | 376 | 751 | Talega 230 kV constraint | Trabuco-Capistrano 138 kV constraint | Trabuco-Capistrano 138 kV constraint
SDG&E Study Area | Talega | 138 | 0 | 0 | 0 | 0 | 0 | 0 | 0 | 0 | 0 | 0 | 0 | 0 | 0 | 0 | 0 | 0 | 0 | 0 | 0 | 0 | 0 | 0 | 0 | 0 | 0 | 0 | 0 | 0 | 0 | 1 | 0 | 0 | 0 | 0 | 0 | 0 | 0 | 0 | 0 | 0 | 0 | 1 | 1 | 0 | 0 | 0 | 0 | 0 | 0 | 0 | 0 | 0 | 0 | 0 | 0 | 0 | 0 | 0 | 0 | 0 | 0 | 0 | 0 | 0 | 0 | 0 | 0 | 0 | 0 | 0 | 0 | 0 | 0 | 0 | 0 | 0 | 0 | 0 | 0 | 0 | 0 | 0 | 0 | 0 | 0 | 0 | 0 | 0 | 0 | 0 | 0 | 0 | 0 | 0 | 0 | 0 | 0 | 0 | 0 | 0 | 0 | 0 | 0 | 0 | 0 | 0 | 0 | 0 |  | 0 | 0 | 0 | 0 | 0 | 0 | 0 | 0 | 0 | 0 | 0 | 0 | 0 | 0 | 0 | 0 | 0 | 0 | 0 | 0 | 0 | 0 | 0 | 0 | 0 | 0 | 0 | 0 | 0 | 0 | 1 | 0 | 0 | 0 | 0 | 0 | -46.75 | 376 | 751 | Talega 230 kV constraint | Trabuco-Capistrano 138 kV constraint | Trabuco-Capistrano 138 kV constraint
PG&E Greater Bay Study Area | Tassajara | 230 | 0 | 0 | 0 | 0 | 0 | 0 | 0 | 0 | 0 | 0 | 0 | 0 | 0 | 0 | 0 | 0 | 0 | 0 | 0 | 0 | 0 | 0 | 0 | 0 | 0 | 0 | 0 | 0 | 0 | 0 | 0 | 0 | 0 | 0 | 0 | 0 | 0 | 0 | 0 | 0 | 0 | 0 | 0 | 0 | 1 | 0 | 0 | 0 | 0 | 0 | 0 | 0 | 0 | 0 | 0 | 0 | 0 | 1 | 1 | 0 | 0 | 0 | 0 | 1 | 1 | 0 | 0 | 0 | 0 | 0 | 0 | 0 | 0 | 1 | 0 | 0 | 0 | 0 | 0 | 0 | 0 | 0 | 0 | 0 | 0 | 0 | 0 | 0 | 0 | 0 | 0 | 0 | 0 | 0 | 0 | 0 | 0 | 0 | 0 | 0 | 0 | 0 | 0 | 0 | 0 | 0 | 0 | 1 |  | 0 | 0 | 0 | 0 | 0 | 0 | 0 | 0 | 0 | 0 | 0 | 0 | 0 | 0 | 0 | 0 | 0 | 0 | 0 | 0 | 0 | 0 | 0 | 0 | 0 | 0 | 0 | 0 | 0 | 0 | 2 | 0 | 0 | 0 | 0 | 0 | -403.7865 | 467.5403 | 950.5913 | Vaca Dixon-Tesla 500kV Line | Windmaster-Delta pumps 230 kV line | Windmaster-Delta pumps 230 kV line
PG&E Kern Study Area | Temblor | 115 | 0 | 0 | 0 | 0 | 0 | 0 | 0 | 0 | 0 | 0 | 0 | 0 | 0 | 0 | 0 | 0 | 0 | 0 | 0 | 0 | 0 | 0 | 0 | 0 | 0 | 0 | 0 | 0 | 0 | 0 | 0 | 0 | 0 | 0 | 0 | 0 | 0 | 0 | 0 | 0 | 0 | 0 | 0 | 0 | 0 | 0 | 0 | 0 | 0 | 0 | 0 | 0 | 0 | 0 | 0 | 0 | 0 | 0 | 0 | 0 | 0 | 0 | 0 | 0 | 0 | 0 | 0 | 0 | 0 | 0 | 0 | 0 | 0 | 0 | 0 | 0 | 0 | 0 | 0 | 0 | 0 | 0 | 1 | 0 | 0 | 0 | 0 | 0 | 0 | 0 | 0 | 0 | 0 | 0 | 0 | 0 | 0 | 0 | 0 | 0 | 0 | 0 | 0 | 0 | 0 | 0 | 0 | 0 |  | 0 | 0 | 0 | 0 | 0 | 0 | 0 | 0 | 0 | 0 | 0 | 0 | 0 | 0 | 0 | 0 | 0 | 0 | 0 | 0 | 0 | 0 | 0 | 0 | 0 | 0 | 0 | 0 | 0 | 0 | 0 | 0 | 0 | 0 | 0 | 0 | 1068.043 | 1129.2584 | 986.6609 | Midway 230/115kV TB #3 | Midway 230/115kV TB #3 | Midway 230/115kV TB #3
PG&E Kern Study Area | Templeton | 230 | 0 | 0 | 0 | 0 | 0 | 0 | 0 | 0 | 0 | 0 | 0 | 0 | 0 | 0 | 0 | 0 | 0 | 0 | 0 | 0 | 0 | 0 | 0 | 0 | 0 | 0 | 0 | 0 | 0 | 0 | 0 | 0 | 0 | 0 | 0 | 0 | 0 | 0 | 0 | 0 | 0 | 0 | 0 | 0 | 0 | 0 | 0 | 0 | 0 | 0 | 0 | 0 | 0 | 0 | 0 | 0 | 0 | 0 | 0 | 0 | 0 | 0 | 0 | 0 | 0 | 0 | 0 | 0 | 0 | 0 | 0 | 0 | 0 | 0 | 0 | 1 | 1 | 0 | 0 | 0 | 0 | 0 | 0 | 0 | 0 | 1 | 1 | 1 | 0 | 0 | 0 | 1 | 0 | 0 | 0 | 1 | 1 | 0 | 0 | 0 | 0 | 0 | 0 | 0 | 1 | 0 | 0 | 1 |  | 0 | 0 | 0 | 0 | 0 | 0 | 0 | 0 | 0 | 0 | 0 | 0 | 0 | 0 | 0 | 0 | 0 | 100 | 0 | 0 | 0 | 0 | 0 | 0 | 0 | 0 | 0 | 0 | 0 | 1 | 2 | 0 | 2 | 0 | 2 | 0 | -879.03 | -349.77 | -247.3393 | Midway-Q2005 230kV Line | Midway-Q2005 230kV Line | Midway-Q2005 230kV Line
PG&E Greater Bay Study Area | Tesla | 500 | 0 | 0 | 0 | 0 | 0 | 0 | 0 | 0 | 0 | 0 | 0 | 0 | 0 | 0 | 0 | 0 | 0 | 0 | 0 | 0 | 0 | 0 | 0 | 0 | 0 | 0 | 0 | 0 | 0 | 0 | 0 | 0 | 0 | 0 | 0 | 0 | 0 | 0 | 0 | 0 | 0 | 0 | 0 | 0 | 0 | 0 | 0 | 0 | 0 | 0 | 0 | 0 | 0 | 0 | 0 | 0 | 0 | 0 | 0 | 0 | 0 | 0 | 0 | 0 | 0 | 0 | 0 | 0 | 0 | 0 | 0 | 0 | 0 | 0 | 0 | 0 | 0 | 0 | 0 | 0 | 0 | 0 | 0 | 0 | 0 | 0 | 0 | 0 | 0 | 0 | 0 | 0 | 0 | 0 | 0 | 0 | 0 | 0 | 0 | 0 | 0 | 0 | 0 | 0 | 0 | 0 | 0 | 0 |  | 0 | 0 | 0 | 0 | 0 | 0 | 0 | 0 | 0 | 0 | 0 | 0 | 0 | 0 | 0 | 0 | 0 | 302 | 0 | 0 | 0 | 0 | 0 | 0 | 0 | 0 | 0 | 0 | 0 | 1 | 0 | 0 | 0 | 0 | 0 | 0 | 0 | 0 | 0 | #N/A | #N/A | #N/A
PG&E Greater Bay Study Area | Tesla | 230 | 0 | 0 | 0 | 0 | 0 | 0 | 0 | 0 | 0 | 0 | 0 | 0 | 0 | 0 | 0 | 0 | 0 | 0 | 0 | 0 | 0 | 0 | 0 | 0 | 0 | 0 | 0 | 0 | 0 | 0 | 0 | 0 | 0 | 0 | 0 | 0 | 0 | 0 | 0 | 0 | 0 | 0 | 0 | 0 | 0 | 0 | 0 | 0 | 0 | 0 | 0 | 0 | 0 | 0 | 0 | 0 | 0 | 0 | 0 | 0 | 1 | 0 | 0 | 1 | 1 | 0 | 0 | 0 | 0 | 0 | 0 | 0 | 0 | 1 | 0 | 0 | 0 | 0 | 0 | 0 | 0 | 0 | 0 | 0 | 0 | 0 | 0 | 0 | 0 | 0 | 0 | 0 | 0 | 0 | 0 | 0 | 0 | 0 | 0 | 0 | 0 | 0 | 0 | 0 | 0 | 0 | 0 | 0 |  | 0 | 0 | 0 | 0 | 0 | 0 | 0 | 0 | 0 | 0 | 0 | 400 | 0 | 0 | 1 | 0 | 0 | 130 | 45 | 0 | 0 | 0 | 0 | 0 | 0 | 0 | 0 | 0 | 0 | 1 | 0 | 0 | 0 | 0 | 0 | 0 | 1755.5392 | 2938.6901 | 4165.3873 | Tesla-Bellota 230 kV line | Tesla-Bellota 230 kV line | Newark-Newark Distribution 115 kV line
PG&E Greater Bay Study Area | Tesla | 115 | 0 | 0 | 0 | 0 | 0 | 0 | 0 | 0 | 0 | 0 | 0 | 0 | 0 | 0 | 0 | 0 | 0 | 0 | 0 | 0 | 0 | 0 | 0 | 0 | 0 | 0 | 0 | 0 | 0 | 0 | 0 | 0 | 0 | 0 | 0 | 0 | 0 | 0 | 0 | 0 | 0 | 0 | 0 | 0 | 0 | 0 | 0 | 0 | 0 | 0 | 0 | 0 | 0 | 0 | 0 | 0 | 0 | 0 | 0 | 0 | 1 | 0 | 1 | 1 | 0 | 0 | 0 | 0 | 0 | 0 | 0 | 0 | 0 | 1 | 0 | 0 | 0 | 0 | 0 | 0 | 0 | 0 | 0 | 0 | 0 | 0 | 0 | 0 | 0 | 0 | 0 | 0 | 0 | 0 | 0 | 0 | 0 | 0 | 0 | 0 | 0 | 0 | 0 | 0 | 0 | 0 | 0 | 0 |  | 0 | 0 | 0 | 0 | 0 | 0 | 0 | 0 | 0 | 0 | 0 | 0 | 0 | 0 | 0 | 0 | 0 | 0 | 0 | 0 | 0 | 0 | 0 | 0 | 0 | 0 | 0 | 0 | 0 | 0 | 0 | 0 | 0 | 0 | 0 | 0 | 3.859 | 102.156 | 280.6464 | Kasson Jct-Heinz 115 kV line | Kasson Jct-Heinz 115 kV line | Kasson Jct-Heinz 115 kV line
PG&E Kern Study Area | Tevis | 115 | 0 | 0 | 0 | 0 | 0 | 0 | 0 | 0 | 0 | 0 | 0 | 0 | 0 | 0 | 0 | 0 | 0 | 0 | 0 | 0 | 0 | 0 | 0 | 0 | 0 | 0 | 0 | 0 | 0 | 0 | 0 | 0 | 0 | 0 | 0 | 0 | 0 | 0 | 0 | 0 | 0 | 0 | 0 | 0 | 0 | 0 | 0 | 0 | 0 | 0 | 0 | 0 | 0 | 0 | 0 | 0 | 0 | 0 | 0 | 0 | 0 | 0 | 0 | 0 | 0 | 0 | 0 | 0 | 0 | 0 | 0 | 0 | 0 | 0 | 0 | 0 | 1 | 0 | 1 | 0 | 0 | 1 | 0 | 1 | 0 | 1 | 1 | 0 | 0 | 0 | 0 | 0 | 0 | 0 | 0 | 0 | 0 | 0 | 0 | 0 | 0 | 0 | 0 | 0 | 0 | 0 | 0 | 0 |  | 0 | 0 | 0 | 0 | 0 | 0 | 0 | 0 | 0 | 0 | 0 | 0 | 0 | 0 | 0 | 0 | 0 | 0 | 0 | 0 | 0 | 0 | 0 | 0 | 0 | 0 | 0 | 0 | 0 | 0 | 1 | 0 | 1 | 0 | 1 | 0 | -879.03 | -349.77 | -247.3393 | Midway-Q2005 230kV Line | Midway-Q2005 230kV Line | Midway-Q2005 230kV Line
East of Pisgah Study Area | Thousandaire | 138 | 0 | 0 | 0 | 0 | 0 | 0 | 0 | 0 | 0 | 0 | 0 | 0 | 0 | 0 | 0 | 0 | 0 | 0 | 0 | 1 | 0 | 1 | 0 | 0 | 0 | 0 | 0 | 1 | 1 | 0 | 0 | 0 | 0 | 0 | 0 | 0 | 0 | 0 | 0 | 0 | 0 | 0 | 0 | 0 | 0 | 0 | 0 | 0 | 0 | 0 | 0 | 0 | 0 | 0 | 0 | 0 | 0 | 0 | 0 | 0 | 0 | 0 | 0 | 0 | 0 | 0 | 0 | 0 | 0 | 0 | 0 | 0 | 0 | 0 | 0 | 0 | 0 | 0 | 0 | 0 | 0 | 0 | 0 | 0 | 0 | 0 | 0 | 0 | 0 | 0 | 0 | 0 | 0 | 0 | 0 | 0 | 0 | 0 | 0 | 0 | 0 | 0 | 0 | 0 | 0 | 0 | 0 | 3 |  | 0 | 0 | 0 | 0 | 0 | 0 | 0 | 0 | 0 | 0 | 0 | 0 | 0 | 0 | 0 | 0 | 0 | 0 | 0 | 0 | 0 | 0 | 0 | 0 | 0 | 0 | 0 | 0 | 0 | 0 | 0 | 1 | 1 | 0 | 0 | 0 | -5476.131 | -2224.5325 | 1501.15 | Devers-Red Bluff Constraint | Devers-Red Bluff Constraint | GLW 230kV area constraint
SCE North of Lugo Study Area | Tortilla | 115 | 0 | 0 | 0 | 0 | 0 | 0 | 0 | 0 | 0 | 0 | 0 | 0 | 0 | 0 | 1 | 1 | 1 | 0 | 0 | 0 | 0 | 0 | 0 | 0 | 0 | 0 | 0 | 0 | 0 | 0 | 0 | 0 | 0 | 0 | 0 | 0 | 0 | 0 | 0 | 0 | 0 | 0 | 0 | 0 | 0 | 0 | 0 | 0 | 0 | 0 | 0 | 0 | 0 | 0 | 0 | 0 | 0 | 0 | 0 | 0 | 0 | 0 | 0 | 0 | 0 | 0 | 0 | 0 | 0 | 0 | 0 | 0 | 0 | 0 | 0 | 0 | 0 | 0 | 0 | 0 | 0 | 0 | 0 | 0 | 0 | 0 | 0 | 0 | 0 | 0 | 0 | 0 | 0 | 0 | 0 | 0 | 0 | 0 | 0 | 0 | 0 | 0 | 0 | 0 | 0 | 0 | 0 | 3 |  | 0 | 0 | 0 | 0 | 0 | 0 | 0 | 0 | 0 | 0 | 0 | 0 | 0 | 0 | 0 | 0 | 0 | 0 | 0 | 0 | 0 | 0 | 0 | 3 | 0 | 0 | 0 | 0 | 0 | 1 | 0 | 0 | 0 | 0 | 0 | 0 | 104.656 | 267.287 | 654.46 | Kramer to Victor Area Constraint | Kramer to Victor Area Constraint | Kramer to Victor Area Constraint
SDG&E Study Area | Trabuco | 138 | 0 | 0 | 0 | 0 | 0 | 0 | 0 | 0 | 0 | 0 | 0 | 0 | 0 | 0 | 0 | 0 | 0 | 0 | 0 | 0 | 0 | 0 | 0 | 0 | 0 | 0 | 0 | 0 | 0 | 1 | 0 | 0 | 0 | 0 | 0 | 0 | 0 | 0 | 0 | 0 | 0 | 1 | 1 | 0 | 0 | 0 | 0 | 0 | 0 | 0 | 0 | 0 | 0 | 0 | 0 | 0 | 0 | 0 | 0 | 0 | 0 | 0 | 0 | 0 | 0 | 0 | 0 | 0 | 0 | 0 | 0 | 0 | 0 | 0 | 0 | 0 | 0 | 0 | 0 | 0 | 0 | 0 | 0 | 0 | 0 | 0 | 0 | 0 | 0 | 0 | 0 | 0 | 0 | 0 | 0 | 0 | 0 | 0 | 0 | 0 | 0 | 0 | 0 | 0 | 0 | 0 | 0 | 0 |  | 0 | 0 | 0 | 0 | 0 | 0 | 0 | 0 | 0 | 0 | 0 | 0 | 0 | 0 | 0 | 0 | 0 | 0 | 0 | 0 | 0 | 0 | 0 | 0 | 0 | 0 | 0 | 0 | 0 | 0 | 1 | 0 | 0 | 0 | 0 | 0 | -46.75 | 376 | 751 | Talega 230 kV constraint | Trabuco-Capistrano 138 kV constraint | Trabuco-Capistrano 138 kV constraint
PG&E Greater Bay Study Area | Tracy | 500 | 0 | 0 | 0 | 0 | 0 | 0 | 0 | 0 | 0 | 0 | 0 | 0 | 0 | 0 | 0 | 0 | 0 | 0 | 0 | 0 | 0 | 0 | 0 | 0 | 0 | 0 | 0 | 0 | 0 | 0 | 0 | 0 | 0 | 0 | 0 | 0 | 0 | 0 | 0 | 0 | 0 | 0 | 0 | 0 | 0 | 0 | 0 | 0 | 0 | 0 | 0 | 0 | 0 | 0 | 0 | 0 | 0 | 0 | 0 | 0 | 0 | 0 | 0 | 0 | 0 | 0 | 0 | 0 | 0 | 0 | 0 | 0 | 0 | 0 | 0 | 0 | 1 | 0 | 0 | 0 | 0 | 0 | 0 | 0 | 0 | 0 | 0 | 0 | 0 | 0 | 0 | 0 | 0 | 0 | 0 | 0 | 0 | 0 | 0 | 0 | 0 | 0 | 0 | 0 | 0 | 0 | 0 | 0 |  | 0 | 0 | 0 | 0 | 0 | 0 | 0 | 0 | 0 | 0 | 0 | 0 | 0 | 0 | 0 | 0 | 0 | 0 | 0 | 0 | 0 | 0 | 0 | 0 | 0 | 0 | 0 | 0 | 0 | 0 | 1 | 0 | 1 | 0 | 1 | 0 | -879.03 | -349.77 | -247.3393 | Midway-Q2005 230kV Line | Midway-Q2005 230kV Line | Midway-Q2005 230kV Line
PG&E Greater Bay Study Area | Tracy | 230 | 0 | 0 | 0 | 0 | 0 | 0 | 0 | 0 | 0 | 0 | 0 | 0 | 0 | 0 | 0 | 0 | 0 | 0 | 0 | 0 | 0 | 0 | 0 | 0 | 0 | 0 | 0 | 0 | 0 | 0 | 0 | 0 | 0 | 0 | 0 | 0 | 0 | 0 | 0 | 0 | 0 | 0 | 0 | 0 | 0 | 0 | 0 | 0 | 0 | 0 | 0 | 0 | 0 | 0 | 0 | 0 | 0 | 0 | 0 | 0 | 0 | 0 | 0 | 0 | 1 | 0 | 0 | 0 | 0 | 0 | 0 | 0 | 0 | 0 | 0 | 0 | 1 | 0 | 0 | 0 | 0 | 0 | 0 | 0 | 0 | 0 | 0 | 0 | 0 | 0 | 0 | 0 | 0 | 0 | 0 | 0 | 0 | 0 | 0 | 0 | 0 | 0 | 0 | 0 | 0 | 0 | 0 | 0 |  | 0 | 0 | 44.8 | 0 | 0 | 0 | 0 | 0 | 5 | 0 | 0 | 0 | 0 | 0 | 1 | 0 | 5 | 0 | 0 | 0 | 0 | 0 | 0 | 0 | 0 | 0 | 0 | 0 | 0 | 1 | 1 | 0 | 1 | 0 | 1 | 0 | -879.03 | -349.77 | -247.3393 | Midway-Q2005 230kV Line | Midway-Q2005 230kV Line | Midway-Q2005 230kV Line
PG&E Fresno Study Area | Tranquility | 230 | 0 | 0 | 0 | 0 | 0 | 0 | 0 | 0 | 0 | 0 | 0 | 0 | 0 | 0 | 0 | 0 | 0 | 0 | 0 | 0 | 0 | 0 | 0 | 0 | 0 | 0 | 0 | 0 | 0 | 0 | 0 | 0 | 0 | 0 | 0 | 0 | 0 | 0 | 0 | 0 | 0 | 0 | 0 | 0 | 0 | 0 | 0 | 0 | 0 | 0 | 1 | 0 | 0 | 0 | 0 | 0 | 0 | 0 | 0 | 0 | 0 | 0 | 0 | 0 | 0 | 0 | 0 | 0 | 0 | 0 | 0 | 0 | 0 | 0 | 0 | 0 | 1 | 0 | 0 | 0 | 0 | 0 | 0 | 0 | 0 | 1 | 1 | 0 | 1 | 1 | 1 | 1 | 1 | 1 | 1 | 1 | 0 | 1 | 1 | 0 | 0 | 1 | 0 | 0 | 0 | 1 | 0 | 4 |  | 0 | 0 | 0 | 0 | 0 | 0 | 0 | 0 | 0 | 200 | 0 | 40 | 0 | 0 | 1 | 0 | 0 | 0 | 0 | 0 | 0 | 0 | 0 | 0 | 360 | 180 | 502.5 | 29 | 0 | 1 | 3 | 1 | 2 | 0 | 4 | 0 | -879.03 | -349.77 | -412.8075 | Midway-Q2005 230kV Line | Midway-Q2005 230kV Line | Moss Landing-Las Aguilas 230 kV Line
East of Pisgah Study Area | Trout Canyon | 230 | 0 | 0 | 0 | 0 | 0 | 0 | 0 | 0 | 0 | 0 | 0 | 0 | 0 | 0 | 0 | 0 | 0 | 0 | 0 | 1 | 0 | 1 | 0 | 0 | 0 | 0 | 0 | 1 | 1 | 0 | 0 | 0 | 0 | 0 | 0 | 0 | 0 | 0 | 0 | 0 | 0 | 0 | 0 | 0 | 0 | 0 | 0 | 0 | 0 | 0 | 0 | 0 | 0 | 0 | 0 | 0 | 0 | 0 | 0 | 0 | 0 | 0 | 0 | 0 | 0 | 0 | 0 | 0 | 0 | 0 | 0 | 0 | 0 | 0 | 0 | 0 | 0 | 0 | 0 | 0 | 0 | 0 | 0 | 0 | 0 | 0 | 0 | 0 | 0 | 0 | 0 | 0 | 0 | 0 | 0 | 0 | 0 | 0 | 0 | 0 | 0 | 0 | 0 | 0 | 0 | 0 | 0 | 3 |  | 0 | 0 | 0 | 0 | 0 | 0 | 0 | 0 | 0 | 125 | 0 | 65 | 0 | 0 | 1 | 0 | 0 | 0 | 0 | 0 | 0 | 0 | 0 | 0 | 565 | 265 | 305 | 130 | 0 | 1 | 0 | 1 | 1 | 0 | 0 | 0 | -5476.131 | -2224.5325 | 1501.15 | Devers-Red Bluff Constraint | Devers-Red Bluff Constraint | GLW 230kV area constraint
PG&E North of Greater Bay Study Area | Tulucay | 230 | 0 | 0 | 0 | 0 | 0 | 0 | 0 | 0 | 0 | 0 | 0 | 0 | 0 | 0 | 0 | 0 | 0 | 0 | 0 | 0 | 0 | 0 | 0 | 0 | 0 | 0 | 0 | 0 | 0 | 0 | 0 | 0 | 0 | 0 | 0 | 0 | 0 | 0 | 0 | 0 | 0 | 0 | 0 | 1 | 1 | 0 | 0 | 0 | 0 | 0 | 0 | 0 | 0 | 0 | 0 | 0 | 1 | 1 | 1 | 1 | 1 | 0 | 0 | 1 | 0 | 0 | 0 | 0 | 0 | 0 | 0 | 0 | 0 | 1 | 1 | 0 | 0 | 0 | 0 | 0 | 0 | 0 | 0 | 0 | 0 | 0 | 0 | 0 | 0 | 0 | 0 | 0 | 0 | 0 | 0 | 0 | 0 | 0 | 0 | 0 | 0 | 0 | 0 | 0 | 0 | 0 | 0 | 2 |  | 0 | 0 | 0 | 0 | 0 | 0 | 0 | 0 | 0 | 0 | 0 | 0 | 0 | 0 | 0 | 0 | 0 | 0 | 0 | 0 | 0 | 0 | 0 | 0.65 | 25 | 0 | 0 | 0 | 0 | 1 | 3 | 0 | 0 | 0 | 0 | 0 | -403.7865 | 376.8008 | 532.0172 | Vaca Dixon-Tesla 500kV Line | Birds Landing-Contra Costa 230kV Line | Lakeville-Ignacio 230 kV line
PG&E Kern Study Area | Tupman | 115 | 0 | 0 | 0 | 0 | 0 | 0 | 0 | 0 | 0 | 0 | 0 | 0 | 0 | 0 | 0 | 0 | 0 | 0 | 0 | 0 | 0 | 0 | 0 | 0 | 0 | 0 | 0 | 0 | 0 | 0 | 0 | 0 | 0 | 0 | 0 | 0 | 0 | 0 | 0 | 0 | 0 | 0 | 0 | 0 | 0 | 0 | 0 | 0 | 0 | 0 | 0 | 0 | 0 | 0 | 0 | 0 | 0 | 0 | 0 | 0 | 0 | 0 | 0 | 0 | 0 | 0 | 0 | 0 | 0 | 0 | 0 | 0 | 0 | 0 | 0 | 1 | 1 | 0 | 0 | 0 | 0 | 0 | 1 | 0 | 0 | 1 | 1 | 0 | 0 | 0 | 0 | 0 | 0 | 0 | 0 | 0 | 0 | 0 | 0 | 0 | 0 | 0 | 0 | 0 | 0 | 0 | 0 | 0 |  | 0 | 0 | 0 | 0 | 0 | 0 | 0 | 0 | 0 | 0 | 0 | 0 | 0 | 0 | 0 | 0 | 0 | 0 | 0 | 0 | 0 | 0 | 0 | 0 | 0 | 0 | 0 | 0 | 0 | 0 | 2 | 0 | 2 | 0 | 1 | 0 | -879.03 | -349.77 | -247.3393 | Midway-Q2005 230kV Line | Midway-Q2005 230kV Line | Midway-Q2005 230kV Line
PG&E North of Greater Bay Study Area | Ukiah | 115 | 0 | 0 | 0 | 0 | 0 | 0 | 0 | 0 | 0 | 0 | 0 | 0 | 0 | 0 | 0 | 0 | 0 | 0 | 0 | 0 | 0 | 0 | 0 | 0 | 0 | 0 | 0 | 0 | 0 | 0 | 0 | 0 | 0 | 0 | 0 | 0 | 0 | 0 | 0 | 0 | 0 | 0 | 0 | 0 | 0 | 0 | 1 | 0 | 0 | 0 | 0 | 0 | 0 | 0 | 0 | 0 | 0 | 0 | 0 | 0 | 0 | 0 | 0 | 0 | 0 | 0 | 0 | 0 | 0 | 0 | 0 | 0 | 0 | 0 | 0 | 0 | 0 | 0 | 0 | 0 | 0 | 0 | 0 | 0 | 0 | 0 | 0 | 0 | 0 | 0 | 0 | 0 | 0 | 0 | 0 | 0 | 0 | 0 | 0 | 0 | 0 | 0 | 0 | 0 | 0 | 0 | 0 | 0 |  | 0 | 0 | 0 | 0 | 0 | 0 | 0 | 0 | 0 | 0 | 0 | 0 | 0 | 0 | 0 | 0 | 1 | 0 | 0 | 0 | 0 | 0 | 0 | 0 | 0 | 0 | 0 | 0 | 0 | 1 | 0 | 0 | 0 | 0 | 0 | 0 | 1390.544 | 1461.9902 | 1466.2972 | Cortina-Eagle Rock 115 kV line | Cortina-Eagle Rock 115 kV line | Cortina-Eagle Rock 115 kV line
PG&E North of Greater Bay Study Area | Vaca Dixon | 500 | 0 | 0 | 0 | 0 | 0 | 0 | 0 | 0 | 0 | 0 | 0 | 0 | 0 | 0 | 0 | 0 | 0 | 0 | 0 | 0 | 0 | 0 | 0 | 0 | 0 | 0 | 0 | 0 | 0 | 0 | 0 | 0 | 0 | 0 | 0 | 0 | 0 | 0 | 0 | 0 | 0 | 0 | 0 | 0 | 1 | 0 | 0 | 0 | 0 | 0 | 1 | 0 | 0 | 0 | 0 | 0 | 0 | 0 | 0 | 1 | 1 | 0 | 0 | 0 | 0 | 0 | 0 | 0 | 0 | 0 | 0 | 0 | 0 | 0 | 1 | 0 | 1 | 0 | 0 | 0 | 0 | 0 | 0 | 0 | 0 | 0 | 0 | 0 | 0 | 0 | 0 | 0 | 0 | 0 | 0 | 0 | 0 | 0 | 0 | 0 | 0 | 0 | 0 | 0 | 0 | 0 | 0 | 0 |  | 0 | 0 | 0 | 0 | 0 | 0 | 0 | 0 | 0 | 0 | 0 | 0 | 0 | 0 | 0 | 0 | 0 | 0 | 0 | 0 | 0 | 0 | 0 | 0 | 0 | 0 | 0 | 0 | 0 | 0 | 3 | 0 | 1 | 0 | 1 | 0 | -879.03 | -349.77 | -247.3393 | Midway-Q2005 230kV Line | Midway-Q2005 230kV Line | Midway-Q2005 230kV Line
PG&E North of Greater Bay Study Area | Vaca Dixon | 230 | 0 | 0 | 0 | 0 | 0 | 0 | 0 | 0 | 0 | 0 | 0 | 0 | 0 | 0 | 0 | 0 | 0 | 0 | 0 | 0 | 0 | 0 | 0 | 0 | 0 | 0 | 0 | 0 | 0 | 0 | 0 | 0 | 0 | 0 | 0 | 0 | 0 | 0 | 0 | 0 | 0 | 0 | 0 | 0 | 1 | 0 | 0 | 0 | 0 | 0 | 0 | 0 | 0 | 0 | 0 | 0 | 0 | 0 | 1 | 1 | 1 | 0 | 0 | 0 | 0 | 0 | 0 | 0 | 0 | 0 | 0 | 0 | 0 | 1 | 1 | 0 | 0 | 0 | 0 | 0 | 0 | 0 | 0 | 0 | 0 | 0 | 0 | 0 | 0 | 0 | 0 | 0 | 0 | 0 | 0 | 0 | 0 | 0 | 0 | 0 | 0 | 0 | 0 | 0 | 0 | 0 | 0 | 0 |  | 0 | 0 | 0 | 0 | 0 | 0 | 0 | 0 | 0 | 0 | 0 | 300 | 0 | 0 | 1 | 0 | 0 | 0 | 0 | 0 | 0 | 0 | 0 | 0 | 0 | 0 | 0 | 0 | 0 | 0 | 3 | 0 | 0 | 0 | 0 | 0 | -403.7865 | 376.8008 | 667.3975 | Vaca Dixon-Tesla 500kV Line | Birds Landing-Contra Costa 230kV Line | Birds Landing-Contra Costa 230kV Line
PG&E North of Greater Bay Study Area | Vaca Dixon | 115 | 0 | 0 | 0 | 0 | 0 | 0 | 0 | 0 | 0 | 0 | 0 | 0 | 0 | 0 | 0 | 0 | 0 | 0 | 0 | 0 | 0 | 0 | 0 | 0 | 0 | 0 | 0 | 0 | 0 | 0 | 0 | 0 | 0 | 0 | 0 | 0 | 0 | 0 | 0 | 0 | 0 | 0 | 0 | 0 | 1 | 0 | 0 | 0 | 0 | 0 | 0 | 0 | 0 | 0 | 0 | 0 | 0 | 0 | 1 | 1 | 1 | 0 | 0 | 0 | 0 | 0 | 0 | 0 | 0 | 0 | 0 | 0 | 0 | 0 | 1 | 0 | 0 | 0 | 0 | 0 | 0 | 0 | 0 | 0 | 0 | 0 | 0 | 0 | 0 | 0 | 0 | 0 | 0 | 0 | 0 | 0 | 0 | 0 | 0 | 0 | 0 | 0 | 0 | 0 | 0 | 0 | 0 | 0 |  | 0 | 0 | 0 | 0 | 0 | 0 | 0 | 0 | 0 | 0 | 0 | 0 | 0 | 0 | 0 | 0 | 0 | 0 | 0 | 0 | 0 | 0 | 0 | 0 | 0 | 0 | 0 | 0 | 0 | 0 | 3 | 0 | 0 | 0 | 0 | 0 | -403.7865 | 376.8008 | 667.3975 | Vaca Dixon-Tesla 500kV Line | Birds Landing-Contra Costa 230kV Line | Birds Landing-Contra Costa 230kV Line
SCE Eastern Study Area | Valley (SCE) | 500 | 0 | 0 | 0 | 0 | 0 | 0 | 0 | 0 | 0 | 0 | 0 | 0 | 0 | 0 | 0 | 0 | 0 | 0 | 0 | 0 | 0 | 0 | 0 | 1 | 0 | 1 | 0 | 0 | 0 | 0 | 0 | 0 | 0 | 0 | 0 | 0 | 0 | 0 | 0 | 0 | 0 | 0 | 0 | 0 | 0 | 0 | 0 | 0 | 0 | 0 | 0 | 0 | 0 | 0 | 0 | 0 | 0 | 0 | 0 | 0 | 0 | 0 | 0 | 0 | 0 | 0 | 0 | 0 | 0 | 0 | 0 | 0 | 0 | 0 | 0 | 0 | 0 | 0 | 0 | 0 | 0 | 0 | 0 | 0 | 0 | 0 | 0 | 0 | 0 | 0 | 0 | 0 | 0 | 0 | 0 | 0 | 0 | 0 | 0 | 0 | 0 | 0 | 0 | 0 | 0 | 0 | 0 | 1 |  | 0 | 0 | 0 | 0 | 0 | 0 | 0 | 0 | 0 | 0 | 0 | 0 | 0 | 0 | 0 | 0 | 0 | 0 | 0 | 0 | 0 | 0 | 0 | 0 | 0 | 0 | 770 | 0 | 0 | 1 | 0 | 1 | 0 | 0 | 0 | 0 | -1764.7442 | 1121.1667 | 10173.616 | Serrano-Alberhill-Valley Constraint | Serrano-Alberhill-Valley Constraint | Etiwanda-Rancho Vista Constraint
East of Pisgah Study Area | Valley (VEA) | 138 | 0 | 0 | 0 | 0 | 0 | 0 | 0 | 0 | 0 | 0 | 0 | 0 | 0 | 0 | 0 | 0 | 0 | 0 | 0 | 1 | 0 | 1 | 0 | 0 | 0 | 0 | 1 | 1 | 1 | 0 | 0 | 0 | 0 | 0 | 0 | 0 | 0 | 0 | 0 | 0 | 0 | 0 | 0 | 0 | 0 | 0 | 0 | 0 | 0 | 0 | 0 | 0 | 0 | 0 | 0 | 0 | 0 | 0 | 0 | 0 | 0 | 0 | 0 | 0 | 0 | 0 | 0 | 0 | 0 | 0 | 0 | 0 | 0 | 0 | 0 | 0 | 0 | 0 | 0 | 0 | 0 | 0 | 0 | 0 | 0 | 0 | 0 | 0 | 0 | 0 | 0 | 0 | 0 | 0 | 0 | 0 | 0 | 0 | 0 | 0 | 0 | 0 | 0 | 0 | 0 | 0 | 0 | 4 |  | 0 | 0 | 0 | 0 | 0 | 0 | 0 | 0 | 0 | 0 | 0 | 0 | 0 | 0 | 0 | 0 | 0 | 0 | 0 | 0 | 0 | 0 | 0 | 0 | 0 | 0 | 0 | 0 | 0 | 0 | 0 | 1 | 1 | 0 | 0 | 0 | -5476.131 | -2224.5325 | 448.6 | Devers-Red Bluff Constraint | Devers-Red Bluff Constraint | VEA 138kV area constraint
PG&E Greater Bay Study Area | Valley Home | 115 | 0 | 0 | 0 | 0 | 0 | 0 | 0 | 0 | 0 | 0 | 0 | 0 | 0 | 0 | 0 | 0 | 0 | 0 | 0 | 0 | 0 | 0 | 0 | 0 | 0 | 0 | 0 | 0 | 0 | 0 | 0 | 0 | 0 | 0 | 0 | 0 | 0 | 0 | 0 | 0 | 0 | 0 | 0 | 0 | 0 | 0 | 0 | 0 | 0 | 0 | 0 | 0 | 0 | 0 | 0 | 0 | 0 | 0 | 0 | 0 | 0 | 0 | 1 | 0 | 0 | 0 | 0 | 0 | 0 | 0 | 0 | 0 | 0 | 0 | 0 | 0 | 0 | 0 | 0 | 0 | 0 | 0 | 0 | 0 | 0 | 0 | 0 | 0 | 0 | 0 | 0 | 0 | 0 | 0 | 0 | 0 | 0 | 0 | 0 | 0 | 0 | 0 | 0 | 0 | 0 | 0 | 0 | 0 |  | 0 | 0 | 0 | 0 | 0 | 0 | 0 | 0 | 0 | 0 | 0 | 0 | 0 | 0 | 0 | 0 | 0 | 0 | 0 | 0 | 0 | 0 | 0 | 0 | 0 | 0 | 0 | 0 | 0 | 0 | 0 | 0 | 0 | 0 | 0 | 0 | 3.859 | 102.156 | 280.6464 | Kasson Jct-Heinz 115 kV line | Kasson Jct-Heinz 115 kV line | Kasson Jct-Heinz 115 kV line
East of Pisgah Study Area | Valley Switch | 138 | 0 | 0 | 0 | 0 | 0 | 0 | 0 | 0 | 0 | 0 | 0 | 0 | 0 | 0 | 0 | 0 | 0 | 0 | 0 | 1 | 0 | 1 | 0 | 0 | 0 | 0 | 1 | 1 | 1 | 0 | 0 | 0 | 0 | 0 | 0 | 0 | 0 | 0 | 0 | 0 | 0 | 0 | 0 | 0 | 0 | 0 | 0 | 0 | 0 | 0 | 0 | 0 | 0 | 0 | 0 | 0 | 0 | 0 | 0 | 0 | 0 | 0 | 0 | 0 | 0 | 0 | 0 | 0 | 0 | 0 | 0 | 0 | 0 | 0 | 0 | 0 | 0 | 0 | 0 | 0 | 0 | 0 | 0 | 0 | 0 | 0 | 0 | 0 | 0 | 0 | 0 | 0 | 0 | 0 | 0 | 0 | 0 | 0 | 0 | 0 | 0 | 0 | 0 | 0 | 0 | 0 | 0 | 4 |  | 0 | 0 | 0 | 0 | 0 | 0 | 0 | 0 | 0 | 0 | 0 | 0 | 0 | 0 | 0 | 0 | 0 | 0 | 0 | 0 | 0 | 0 | 0 | 0 | 0 | 0 | 0 | 0 | 0 | 0 | 0 | 1 | 1 | 0 | 0 | 0 | -5476.131 | -2224.5325 | 448.6 | Devers-Red Bluff Constraint | Devers-Red Bluff Constraint | VEA 138kV area constraint
PG&E Greater Bay Study Area | Vasona | 230 | 0 | 0 | 0 | 0 | 0 | 0 | 0 | 0 | 0 | 0 | 0 | 0 | 0 | 0 | 0 | 0 | 0 | 0 | 0 | 0 | 0 | 0 | 0 | 0 | 0 | 0 | 0 | 0 | 0 | 0 | 0 | 0 | 0 | 0 | 0 | 0 | 0 | 0 | 0 | 0 | 0 | 0 | 0 | 0 | 0 | 0 | 0 | 0 | 0 | 0 | 0 | 0 | 0 | 0 | 0 | 0 | 0 | 0 | 1 | 0 | 0 | 0 | 0 | 0 | 1 | 0 | 0 | 0 | 0 | 0 | 0 | 1 | 0 | 0 | 0 | 0 | 0 | 0 | 0 | 0 | 0 | 0 | 0 | 0 | 0 | 0 | 0 | 0 | 0 | 0 | 0 | 0 | 0 | 0 | 0 | 0 | 0 | 0 | 0 | 0 | 0 | 0 | 0 | 0 | 0 | 0 | 0 | 1 |  | 0 | 0 | 0 | 0 | 0 | 0 | 0 | 0 | 0 | 0 | 0 | 0 | 0 | 0 | 0 | 0 | 0 | 0 | 0 | 0 | 0 | 0 | 0 | 0 | 0 | 0 | 0 | 0 | 0 | 0 | 1 | 0 | 0 | 0 | 0 | 0 | -27.8328 | 467.5403 | 950.5913 | Windmaster-Delta pumps 230 kV line | Windmaster-Delta pumps 230 kV line | Windmaster-Delta pumps 230 kV line
SCE Northern Area | Vestal | 230 | 1 | 0 | 1 | 0 | 0 | 1 | 1 | 1 | 0 | 0 | 0 | 0 | 0 | 0 | 0 | 0 | 0 | 0 | 0 | 0 | 0 | 0 | 0 | 0 | 0 | 0 | 0 | 0 | 1 | 0 | 0 | 0 | 0 | 0 | 0 | 0 | 0 | 0 | 0 | 0 | 0 | 0 | 0 | 0 | 0 | 0 | 0 | 0 | 0 | 0 | 0 | 0 | 0 | 0 | 0 | 0 | 0 | 0 | 0 | 0 | 0 | 0 | 0 | 0 | 0 | 0 | 0 | 0 | 0 | 0 | 0 | 0 | 0 | 0 | 0 | 0 | 0 | 0 | 0 | 0 | 0 | 0 | 0 | 0 | 0 | 0 | 0 | 0 | 0 | 0 | 0 | 0 | 0 | 0 | 0 | 0 | 0 | 0 | 0 | 0 | 0 | 0 | 0 | 0 | 0 | 0 | 0 | 0 |  | 0 | 0 | 0 | 0 | 0 | 0 | 0 | 0 | 0 | 355.8 | 0 | 180 | 0 | 0 | 1 | 0 | 0 | 0 | 0 | 0 | 0 | 0 | 0 | 0 | 205 | 50 | 190 | 0 | 0 | 1 | 2 | 0 | 0 | 0 | 0 | 0 | -96.4338 | 215.3629 | 955.259 | South of Magunden Constraint | South of Magunden Constraint | South of Magunden Constraint
SCE North of Lugo Study Area | Victor | 230 | 0 | 0 | 0 | 0 | 0 | 0 | 0 | 0 | 0 | 0 | 0 | 0 | 0 | 0 | 0 | 1 | 1 | 0 | 0 | 0 | 0 | 0 | 0 | 0 | 0 | 0 | 0 | 0 | 0 | 0 | 0 | 0 | 0 | 0 | 0 | 0 | 0 | 0 | 0 | 0 | 0 | 0 | 0 | 0 | 0 | 0 | 0 | 0 | 0 | 0 | 0 | 0 | 0 | 0 | 0 | 0 | 0 | 0 | 0 | 0 | 0 | 0 | 0 | 0 | 0 | 0 | 0 | 0 | 0 | 0 | 0 | 0 | 0 | 0 | 0 | 0 | 0 | 0 | 0 | 0 | 0 | 0 | 0 | 0 | 0 | 0 | 0 | 0 | 0 | 0 | 0 | 0 | 0 | 0 | 0 | 0 | 0 | 0 | 0 | 0 | 0 | 0 | 0 | 0 | 0 | 0 | 0 | 2 |  | 0 | 0 | 0 | 0 | 0 | 0 | 0 | 0 | 0 | 0 | 0 | 0 | 0 | 0 | 0 | 0 | 0 | 0 | 0 | 0 | 0 | 0 | 0 | 0 | 0 | 0 | 0 | 0 | 0 | 0 | 0 | 0 | 0 | 0 | 0 | 0 | 1375.656 | 1538.287 | 704.46 | Victor to Lugo Area Constraint | Victor to Lugo Area Constraint | Victor to Lugo Area Constraint
SCE North of Lugo Study Area | Victor | 115 | 0 | 0 | 0 | 0 | 0 | 0 | 0 | 0 | 0 | 0 | 0 | 0 | 0 | 0 | 0 | 1 | 1 | 0 | 0 | 0 | 0 | 0 | 0 | 0 | 0 | 0 | 0 | 0 | 0 | 0 | 0 | 0 | 0 | 0 | 0 | 0 | 0 | 0 | 0 | 0 | 0 | 0 | 0 | 0 | 0 | 0 | 0 | 0 | 0 | 0 | 0 | 0 | 0 | 0 | 0 | 0 | 0 | 0 | 0 | 0 | 0 | 0 | 0 | 0 | 0 | 0 | 0 | 0 | 0 | 0 | 0 | 0 | 0 | 0 | 0 | 0 | 0 | 0 | 0 | 0 | 0 | 0 | 0 | 0 | 0 | 0 | 0 | 0 | 0 | 0 | 0 | 0 | 0 | 0 | 0 | 0 | 0 | 0 | 0 | 0 | 0 | 0 | 0 | 0 | 0 | 0 | 0 | 2 |  | 0 | 0 | 0 | 0 | 0 | 0 | 0 | 0 | 0 | 0 | 0 | 0 | 0 | 0 | 0 | 0 | 0 | 0 | 0 | 0 | 0 | 0 | 0 | 0 | 0 | 0 | 0 | 0 | 0 | 0 | 0 | 0 | 0 | 0 | 0 | 0 | 1375.656 | 1538.287 | 704.46 | Victor to Lugo Area Constraint | Victor to Lugo Area Constraint | Victor to Lugo Area Constraint
0 | Victorville (LDWP) | 500 | 0 | 0 | 0 | 0 | 0 | 0 | 0 | 0 | 0 | 0 | 0 | 0 | 0 | 0 | 0 | 0 | 0 | 0 | 0 | 0 | 0 | 0 | 0 | 0 | 0 | 0 | 0 | 0 | 1 | 0 | 0 | 0 | 0 | 0 | 0 | 0 | 0 | 0 | 0 | 0 | 0 | 0 | 0 | 0 | 0 | 0 | 0 | 0 | 0 | 0 | 0 | 0 | 0 | 0 | 0 | 0 | 0 | 0 | 0 | 0 | 0 | 0 | 0 | 0 | 0 | 0 | 0 | 0 | 0 | 0 | 0 | 0 | 0 | 0 | 0 | 0 | 0 | 0 | 0 | 0 | 0 | 0 | 0 | 0 | 0 | 0 | 0 | 0 | 0 | 0 | 0 | 0 | 0 | 0 | 0 | 0 | 0 | 0 | 0 | 0 | 0 | 0 | 0 | 0 | 0 | 0 | 0 | 0 |  | 0 | 0 | 0 | 0 | 0 | 0 | 0 | 0 | 0 | 0 | 0 | 0 | 0 | 0 | 0 | 0 | 0 | 0 | 0 | 0 | 0 | 0 | 0 | 0 | 0 | 0 | 0 | 0 | 0 | 0 | 0 | 0 | 0 | 0 | 0 | 0 | 742.2952 | 4091.0004 | 4287.698 | Lugo - Victorville area constraint | Lugo - Victorville area constraint | Lugo - Victorville area constraint
SCE Metro Study Area | Viejo | 230 | 0 | 0 | 0 | 0 | 0 | 0 | 0 | 0 | 0 | 0 | 0 | 0 | 1 | 0 | 0 | 0 | 0 | 0 | 0 | 0 | 0 | 0 | 0 | 0 | 0 | 0 | 0 | 0 | 0 | 0 | 0 | 0 | 0 | 0 | 0 | 0 | 0 | 0 | 0 | 0 | 0 | 0 | 0 | 0 | 0 | 0 | 0 | 0 | 0 | 0 | 0 | 0 | 0 | 0 | 0 | 0 | 0 | 0 | 0 | 0 | 0 | 0 | 0 | 0 | 0 | 0 | 0 | 0 | 0 | 0 | 0 | 0 | 0 | 0 | 0 | 0 | 0 | 0 | 0 | 0 | 0 | 0 | 0 | 0 | 0 | 0 | 0 | 0 | 0 | 0 | 0 | 0 | 0 | 0 | 0 | 0 | 0 | 0 | 0 | 0 | 0 | 0 | 0 | 0 | 0 | 0 | 0 | 0 |  | 0 | 0 | 0 | 0 | 0 | 0 | 0 | 0 | 0 | 0 | 0 | 0 | 0 | 0 | 0 | 0 | 0 | 0 | 0 | 0 | 0 | 0 | 0 | 0 | 0 | 0 | 0 | 0 | 0 | 0 | 0 | 0 | 0 | 0 | 0 | 0 | 11840.638 | 12772.921 | 15592.11 | SCE Metro Area Default Constraint | SCE Metro Area Default Constraint | SCE Metro Area Default Constraint
PG&E Greater Bay Study Area | Vierra | 115 | 0 | 0 | 0 | 0 | 0 | 0 | 0 | 0 | 0 | 0 | 0 | 0 | 0 | 0 | 0 | 0 | 0 | 0 | 0 | 0 | 0 | 0 | 0 | 0 | 0 | 0 | 0 | 0 | 0 | 0 | 0 | 0 | 0 | 0 | 0 | 0 | 0 | 0 | 0 | 0 | 0 | 0 | 0 | 0 | 0 | 0 | 0 | 0 | 0 | 0 | 1 | 0 | 0 | 0 | 0 | 0 | 0 | 0 | 0 | 0 | 1 | 0 | 1 | 0 | 1 | 0 | 0 | 0 | 1 | 0 | 0 | 0 | 0 | 1 | 0 | 0 | 0 | 0 | 0 | 0 | 0 | 0 | 0 | 0 | 0 | 0 | 0 | 0 | 0 | 0 | 0 | 0 | 0 | 0 | 0 | 0 | 0 | 0 | 0 | 0 | 0 | 0 | 0 | 0 | 0 | 0 | 0 | 0 |  | 0 | 0 | 0 | 0 | 0 | 0 | 0 | 0 | 0 | 0 | 0 | 0 | 0 | 0 | 0 | 0 | 0 | 0 | 0 | 0 | 0 | 0 | 0 | 0 | 0 | 0 | 0 | 0 | 0 | 0 | 0 | 0 | 0 | 0 | 0 | 0 | 3.859 | 102.156 | 280.6464 | Kasson Jct-Heinz 115 kV line | Kasson Jct-Heinz 115 kV line | Kasson Jct-Heinz 115 kV line
SCE Metro Study Area | Villa Park | 230 | 0 | 0 | 0 | 0 | 0 | 0 | 0 | 0 | 0 | 0 | 0 | 0 | 1 | 0 | 0 | 0 | 0 | 0 | 0 | 0 | 0 | 0 | 0 | 0 | 0 | 0 | 0 | 0 | 0 | 0 | 0 | 0 | 0 | 0 | 0 | 0 | 0 | 0 | 0 | 0 | 0 | 0 | 0 | 0 | 0 | 0 | 0 | 0 | 0 | 0 | 0 | 0 | 0 | 0 | 0 | 0 | 0 | 0 | 0 | 0 | 0 | 0 | 0 | 0 | 0 | 0 | 0 | 0 | 0 | 0 | 0 | 0 | 0 | 0 | 0 | 0 | 0 | 0 | 0 | 0 | 0 | 0 | 0 | 0 | 0 | 0 | 0 | 0 | 0 | 0 | 0 | 0 | 0 | 0 | 0 | 0 | 0 | 0 | 0 | 0 | 0 | 0 | 0 | 0 | 0 | 0 | 0 | 0 |  | 0 | 0 | 0 | 0 | 0 | 0 | 0 | 0 | 0 | 0 | 0 | 0 | 0 | 0 | 0 | 0 | 0 | 0 | 0 | 0 | 0 | 0 | 0 | 0 | 0 | 0 | 0 | 0 | 0 | 0 | 0 | 0 | 0 | 0 | 0 | 0 | 11840.638 | 12772.921 | 15592.11 | SCE Metro Area Default Constraint | SCE Metro Area Default Constraint | SCE Metro Area Default Constraint
SCE Northern Area | Vincent | 500 | 0 | 1 | 1 | 0 | 0 | 0 | 0 | 0 | 0 | 0 | 0 | 0 | 0 | 0 | 0 | 0 | 0 | 0 | 0 | 0 | 0 | 0 | 0 | 0 | 0 | 0 | 0 | 0 | 0 | 0 | 0 | 0 | 0 | 0 | 0 | 0 | 0 | 0 | 0 | 0 | 0 | 0 | 0 | 0 | 0 | 0 | 0 | 0 | 0 | 0 | 0 | 0 | 0 | 0 | 0 | 0 | 0 | 0 | 0 | 0 | 0 | 0 | 0 | 0 | 0 | 0 | 0 | 0 | 0 | 0 | 0 | 0 | 0 | 0 | 0 | 0 | 0 | 0 | 0 | 0 | 0 | 0 | 0 | 0 | 0 | 0 | 0 | 0 | 0 | 0 | 0 | 0 | 0 | 0 | 0 | 0 | 0 | 0 | 0 | 0 | 0 | 0 | 0 | 0 | 0 | 0 | 0 | 0 |  | 0 | 0 | 0 | 0 | 0 | 0 | 0 | 0 | 0 | 0 | 0 | 0 | 0 | 0 | 0 | 0 | 0 | 0 | 0 | 0 | 0 | 0 | 0 | 0 | 0 | 0 | 0 | 0 | 0 | 0 | 0 | 0 | 0 | 0 | 0 | 0 | 2738.4212 | 3445.9264 | 5653.984 | Pardee-Sylmar Constraint | Pardee-Sylmar Constraint | Pardee-Sylmar Constraint
SCE Northern Area | Vincent | 230 | 0 | 1 | 1 | 0 | 0 | 0 | 0 | 0 | 0 | 0 | 0 | 0 | 0 | 0 | 0 | 0 | 0 | 0 | 0 | 0 | 0 | 0 | 0 | 0 | 0 | 0 | 0 | 0 | 0 | 0 | 0 | 0 | 0 | 0 | 0 | 0 | 0 | 0 | 0 | 0 | 0 | 0 | 0 | 0 | 0 | 0 | 0 | 0 | 0 | 0 | 0 | 0 | 0 | 0 | 0 | 0 | 0 | 0 | 0 | 0 | 0 | 0 | 0 | 0 | 0 | 0 | 0 | 0 | 0 | 0 | 0 | 0 | 0 | 0 | 0 | 0 | 0 | 0 | 0 | 0 | 0 | 0 | 0 | 0 | 0 | 0 | 0 | 0 | 0 | 0 | 0 | 0 | 0 | 0 | 0 | 0 | 0 | 0 | 0 | 0 | 0 | 0 | 0 | 0 | 0 | 0 | 0 | 0 |  | 0 | 0 | 0 | 0 | 0 | 0 | 0 | 0 | 0 | 0 | 0 | 80 | 0 | 0 | 1 | 0 | 0 | 0 | 0 | 0 | 0 | 0 | 0 | 0 | 0 | 400 | 499 | 20.5 | 0 | 1 | 0 | 0 | 0 | 0 | 0 | 0 | 2738.4212 | 3445.9264 | 5653.984 | Pardee-Sylmar Constraint | Pardee-Sylmar Constraint | Pardee-Sylmar Constraint
PG&E Greater Bay Study Area | Vineyard | 230 | 0 | 0 | 0 | 0 | 0 | 0 | 0 | 0 | 0 | 0 | 0 | 0 | 0 | 0 | 0 | 0 | 0 | 0 | 0 | 0 | 0 | 0 | 0 | 0 | 0 | 0 | 0 | 0 | 0 | 0 | 0 | 0 | 0 | 0 | 0 | 0 | 0 | 0 | 0 | 0 | 0 | 0 | 0 | 0 | 1 | 0 | 0 | 0 | 0 | 0 | 0 | 0 | 0 | 0 | 0 | 0 | 0 | 0 | 1 | 0 | 1 | 0 | 0 | 1 | 1 | 0 | 0 | 0 | 0 | 0 | 0 | 0 | 0 | 1 | 0 | 0 | 0 | 0 | 0 | 0 | 0 | 0 | 0 | 0 | 0 | 0 | 0 | 0 | 0 | 0 | 0 | 0 | 0 | 0 | 0 | 0 | 0 | 0 | 0 | 0 | 0 | 0 | 0 | 0 | 0 | 0 | 0 | 0 |  | 0 | 0 | 0 | 0 | 0 | 0 | 0 | 0 | 0 | 0 | 0 | 0 | 0 | 0 | 0 | 0 | 0 | 0 | 0 | 0 | 0 | 0 | 0 | 0 | 0 | 0 | 0 | 0 | 0 | 0 | 2 | 0 | 0 | 0 | 0 | 0 | -403.7865 | 467.5403 | 950.5913 | Vaca Dixon-Tesla 500kV Line | Windmaster-Delta pumps 230 kV line | Windmaster-Delta pumps 230 kV line
SCE Eastern Study Area | Vista (SCE) | 230 | 0 | 0 | 0 | 0 | 0 | 0 | 0 | 0 | 0 | 0 | 0 | 0 | 0 | 0 | 0 | 0 | 0 | 0 | 0 | 0 | 0 | 0 | 0 | 1 | 0 | 1 | 0 | 0 | 0 | 0 | 0 | 0 | 0 | 0 | 0 | 0 | 0 | 0 | 0 | 0 | 0 | 0 | 0 | 0 | 0 | 0 | 0 | 0 | 0 | 0 | 0 | 0 | 0 | 0 | 0 | 0 | 0 | 0 | 0 | 0 | 0 | 0 | 0 | 0 | 0 | 0 | 0 | 0 | 0 | 0 | 0 | 0 | 0 | 0 | 0 | 0 | 0 | 0 | 0 | 0 | 0 | 0 | 0 | 0 | 0 | 0 | 0 | 0 | 0 | 0 | 0 | 0 | 0 | 0 | 0 | 0 | 0 | 0 | 0 | 0 | 0 | 0 | 0 | 0 | 0 | 0 | 0 | 1 |  | 0 | 0 | 0 | 0 | 0 | 0 | 0 | 0 | 0 | 0 | 0 | 0 | 0 | 0 | 0 | 0 | 2.6 | 0 | 0 | 0 | 0 | 0 | 0 | 0 | 0 | 0 | 200 | 0 | 0 | 1 | 0 | 1 | 0 | 0 | 0 | 0 | -1764.7442 | 1121.1667 | 10173.616 | Serrano-Alberhill-Valley Constraint | Serrano-Alberhill-Valley Constraint | Etiwanda-Rancho Vista Constraint
East of Pisgah Study Area | Vista (VEA) | 138 | 0 | 0 | 0 | 0 | 0 | 0 | 0 | 0 | 0 | 0 | 0 | 0 | 0 | 0 | 0 | 0 | 0 | 0 | 0 | 1 | 0 | 1 | 0 | 0 | 0 | 0 | 1 | 1 | 1 | 0 | 0 | 0 | 0 | 0 | 0 | 0 | 0 | 0 | 0 | 0 | 0 | 0 | 0 | 0 | 0 | 0 | 0 | 0 | 0 | 0 | 0 | 0 | 0 | 0 | 0 | 0 | 0 | 0 | 0 | 0 | 0 | 0 | 0 | 0 | 0 | 0 | 0 | 0 | 0 | 0 | 0 | 0 | 0 | 0 | 0 | 0 | 0 | 0 | 0 | 0 | 0 | 0 | 0 | 0 | 0 | 0 | 0 | 0 | 0 | 0 | 0 | 0 | 0 | 0 | 0 | 0 | 0 | 0 | 0 | 0 | 0 | 0 | 0 | 0 | 0 | 0 | 0 | 4 |  | 0 | 0 | 0 | 0 | 0 | 0 | 0 | 0 | 0 | 0 | 0 | 0 | 0 | 0 | 0 | 0 | 0 | 0 | 0 | 0 | 0 | 0 | 0 | 0 | 0 | 0 | 0 | 0 | 0 | 0 | 0 | 1 | 1 | 0 | 0 | 0 | -5476.131 | -2224.5325 | 448.6 | Devers-Red Bluff Constraint | Devers-Red Bluff Constraint | VEA 138kV area constraint
SCE Metro Study Area | Walnut | 230 | 0 | 0 | 0 | 0 | 0 | 0 | 0 | 0 | 0 | 0 | 1 | 0 | 1 | 0 | 0 | 0 | 0 | 0 | 0 | 0 | 0 | 0 | 0 | 0 | 0 | 0 | 0 | 0 | 0 | 0 | 0 | 0 | 0 | 0 | 0 | 0 | 0 | 0 | 0 | 0 | 0 | 0 | 0 | 0 | 0 | 0 | 0 | 0 | 0 | 0 | 0 | 0 | 0 | 0 | 0 | 0 | 0 | 0 | 0 | 0 | 0 | 0 | 0 | 0 | 0 | 0 | 0 | 0 | 0 | 0 | 0 | 0 | 0 | 0 | 0 | 0 | 0 | 0 | 0 | 0 | 0 | 0 | 0 | 0 | 0 | 0 | 0 | 0 | 0 | 0 | 0 | 0 | 0 | 0 | 0 | 0 | 0 | 0 | 0 | 0 | 0 | 0 | 0 | 0 | 0 | 0 | 0 | 0 |  | 0 | 0 | 0 | 0 | 0 | 0 | 0 | 0 | 0 | 0 | 0 | 0 | 0 | 0 | 0 | 0 | 0 | 0 | 0 | 0 | 0 | 0 | 0 | 0 | 0 | 0 | 200 | 0 | 0 | 1 | 0 | 0 | 0 | 0 | 0 | 0 | 5652.476 | 6171.942 | 7738.42 | Del Amo - Barre Area Constraint | Del Amo - Barre Area Constraint | Del Amo - Barre Area Constraint
SCE Northern Area | Warne | 230 | 0 | 0 | 1 | 0 | 0 | 0 | 1 | 0 | 0 | 0 | 0 | 0 | 0 | 0 | 0 | 0 | 0 | 0 | 0 | 0 | 0 | 0 | 0 | 0 | 0 | 0 | 0 | 0 | 1 | 0 | 0 | 0 | 0 | 0 | 0 | 0 | 0 | 0 | 0 | 0 | 0 | 0 | 0 | 0 | 0 | 0 | 0 | 0 | 0 | 0 | 0 | 0 | 0 | 0 | 0 | 0 | 0 | 0 | 0 | 0 | 0 | 0 | 0 | 0 | 0 | 0 | 0 | 0 | 0 | 0 | 0 | 0 | 0 | 0 | 0 | 0 | 0 | 0 | 0 | 0 | 0 | 0 | 0 | 0 | 0 | 0 | 0 | 0 | 0 | 0 | 0 | 0 | 0 | 0 | 0 | 0 | 0 | 0 | 0 | 0 | 0 | 0 | 0 | 0 | 0 | 0 | 0 | 0 |  | 0 | 0 | 0 | 0 | 0 | 0 | 0 | 0 | 0 | 0 | 0 | 0 | 0 | 0 | 0 | 0 | 0 | 0 | 0 | 0 | 0 | 0 | 0 | 0 | 0 | 0 | 0 | 0 | 0 | 0 | 1 | 0 | 0 | 0 | 0 | 0 | -96.4338 | 215.3629 | 955.259 | South of Magunden Constraint | South of Magunden Constraint | South of Magunden Constraint
PG&E Fresno Study Area | Warnerville | 230 | 0 | 0 | 0 | 0 | 0 | 0 | 0 | 0 | 0 | 0 | 0 | 0 | 0 | 0 | 0 | 0 | 0 | 0 | 0 | 0 | 0 | 0 | 0 | 0 | 0 | 0 | 0 | 0 | 0 | 0 | 0 | 0 | 0 | 0 | 0 | 0 | 0 | 0 | 0 | 0 | 0 | 0 | 0 | 0 | 0 | 0 | 0 | 0 | 0 | 0 | 1 | 0 | 0 | 0 | 0 | 0 | 0 | 0 | 0 | 0 | 0 | 0 | 0 | 0 | 1 | 1 | 0 | 0 | 0 | 0 | 0 | 0 | 0 | 0 | 0 | 0 | 0 | 0 | 0 | 0 | 0 | 0 | 0 | 0 | 0 | 1 | 1 | 0 | 1 | 1 | 1 | 1 | 0 | 0 | 0 | 1 | 0 | 1 | 1 | 0 | 0 | 1 | 0 | 0 | 0 | 0 | 0 | 2 |  | 0 | 0 | 0 | 0 | 0 | 0 | 0 | 0 | 0 | 0 | 0 | 0 | 0 | 0 | 0 | 0 | 0 | 0 | 0 | 0 | 0 | 0 | 0 | 0 | 0 | 0 | 0 | 0 | 0 | 0 | 1 | 1 | 1 | 0 | 2 | 0 | -230.18 | -14.89 | -125.7898 | Borden-Storey #1 230kV line | Borden-Storey #1 230kV line | Panoche- Mendota 115 kV line
PG&E Fresno Study Area | Waukena | 115 | 0 | 0 | 0 | 0 | 0 | 0 | 0 | 0 | 0 | 0 | 0 | 0 | 0 | 0 | 0 | 0 | 0 | 0 | 0 | 0 | 0 | 0 | 0 | 0 | 0 | 0 | 0 | 0 | 0 | 0 | 0 | 0 | 0 | 0 | 0 | 0 | 0 | 0 | 0 | 0 | 0 | 0 | 0 | 0 | 0 | 0 | 0 | 0 | 0 | 0 | 0 | 0 | 0 | 0 | 0 | 0 | 0 | 0 | 0 | 0 | 0 | 0 | 0 | 0 | 0 | 0 | 0 | 0 | 0 | 0 | 0 | 0 | 0 | 0 | 0 | 0 | 0 | 0 | 0 | 0 | 0 | 0 | 0 | 0 | 0 | 0 | 0 | 0 | 0 | 0 | 0 | 0 | 0 | 0 | 0 | 0 | 0 | 0 | 0 | 0 | 0 | 0 | 0 | 0 | 0 | 0 | 1 | 0 |  | 0 | 0 | 0 | 0 | 0 | 0 | 0 | 0 | 0 | 0 | 0 | 0 | 0 | 0 | 0 | 0 | 0 | 0 | 0 | 0 | 0 | 0 | 0 | 0 | 0 | 0 | 0 | 0 | 0 | 0 | 0 | 0 | 0 | 0 | 0 | 0 | 84.6 | 82.776 | 24.84 | Jacksson-WaukenaCorcoran 115kV line | Jacksson-WaukenaCorcoran 115kV line | Jacksson-WaukenaCorcoran 115kV line
PG&E Greater Bay Study Area | Weber | 230 | 0 | 0 | 0 | 0 | 0 | 0 | 0 | 0 | 0 | 0 | 0 | 0 | 0 | 0 | 0 | 0 | 0 | 0 | 0 | 0 | 0 | 0 | 0 | 0 | 0 | 0 | 0 | 0 | 0 | 0 | 0 | 0 | 0 | 0 | 0 | 0 | 0 | 0 | 0 | 0 | 0 | 0 | 0 | 0 | 0 | 0 | 0 | 0 | 0 | 0 | 1 | 0 | 0 | 0 | 0 | 0 | 0 | 0 | 0 | 0 | 0 | 0 | 0 | 0 | 0 | 0 | 0 | 0 | 0 | 0 | 0 | 0 | 0 | 0 | 0 | 0 | 0 | 0 | 0 | 0 | 0 | 0 | 0 | 0 | 0 | 0 | 0 | 0 | 0 | 0 | 0 | 0 | 0 | 0 | 0 | 0 | 0 | 0 | 0 | 0 | 0 | 0 | 0 | 0 | 0 | 0 | 0 | 0 |  | 0 | 0 | 0 | 0 | 0 | 0 | 0 | 0 | 0 | 0 | 0 | 25 | 0 | 0 | 1 | 0 | 0 | 0 | 0 | 0 | 0 | 0 | 0 | 0 | 0 | 0 | 0 | 0 | 0 | 0 | 0 | 0 | 0 | 0 | 0 | 0 | 868.624 | 1344.405 | 2799.4164 | Bellota-Weber 230kV line | Bellota-Weber 230kV line | Bellota-Weber 230kV line
PG&E Fresno Study Area | West Fresno | 115 | 0 | 0 | 0 | 0 | 0 | 0 | 0 | 0 | 0 | 0 | 0 | 0 | 0 | 0 | 0 | 0 | 0 | 0 | 0 | 0 | 0 | 0 | 0 | 0 | 0 | 0 | 0 | 0 | 0 | 0 | 0 | 0 | 0 | 0 | 0 | 0 | 0 | 0 | 0 | 0 | 0 | 0 | 0 | 0 | 0 | 0 | 0 | 0 | 0 | 0 | 1 | 0 | 0 | 0 | 0 | 0 | 0 | 0 | 0 | 0 | 0 | 0 | 0 | 0 | 0 | 0 | 0 | 0 | 0 | 0 | 0 | 0 | 0 | 0 | 0 | 0 | 1 | 0 | 0 | 0 | 0 | 0 | 0 | 0 | 0 | 1 | 1 | 0 | 1 | 1 | 1 | 1 | 1 | 1 | 0 | 0 | 0 | 0 | 1 | 0 | 0 | 1 | 0 | 0 | 0 | 0 | 0 | 4 |  | 0 | 0 | 0 | 0 | 0 | 0 | 0 | 0 | 0 | 0 | 0 | 0 | 0 | 0 | 0 | 0 | 0 | 0 | 0 | 0 | 0 | 0 | 0 | 0 | 0 | 0 | 0 | 0 | 0 | 0 | 2 | 1 | 2 | 0 | 2 | 0 | -879.03 | -349.77 | -247.3393 | Midway-Q2005 230kV Line | Midway-Q2005 230kV Line | Midway-Q2005 230kV Line
PG&E Fresno Study Area | Westley | 230 | 0 | 0 | 0 | 0 | 0 | 0 | 0 | 0 | 0 | 0 | 0 | 0 | 0 | 0 | 0 | 0 | 0 | 0 | 0 | 0 | 0 | 0 | 0 | 0 | 0 | 0 | 0 | 0 | 0 | 0 | 0 | 0 | 0 | 0 | 0 | 0 | 0 | 0 | 0 | 0 | 0 | 0 | 0 | 0 | 0 | 0 | 0 | 0 | 0 | 0 | 0 | 0 | 0 | 0 | 0 | 0 | 0 | 0 | 0 | 0 | 0 | 0 | 0 | 0 | 0 | 0 | 0 | 0 | 0 | 0 | 0 | 0 | 0 | 0 | 0 | 0 | 1 | 0 | 0 | 0 | 0 | 0 | 0 | 0 | 0 | 0 | 1 | 0 | 0 | 0 | 0 | 1 | 0 | 0 | 0 | 0 | 0 | 0 | 0 | 0 | 0 | 0 | 0 | 0 | 0 | 0 | 0 | 1 |  | 0 | 0 | 0 | 0 | 0 | 0 | 0 | 0 | 0 | 0 | 0 | 0 | 0 | 0 | 0 | 0 | 0 | 0 | 0 | 0 | 0 | 0 | 0 | 0 | 0 | 0 | 0 | 0 | 0 | 0 | 1 | 0 | 1 | 0 | 1 | 0 | -879.03 | -349.77 | -247.3393 | Midway-Q2005 230kV Line | Midway-Q2005 230kV Line | Midway-Q2005 230kV Line
PG&E Fresno Study Area | New Sub - Westley - Quinto (Proposed) | 230 | 0 | 0 | 0 | 0 | 0 | 0 | 0 | 0 | 0 | 0 | 0 | 0 | 0 | 0 | 0 | 0 | 0 | 0 | 0 | 0 | 0 | 0 | 0 | 0 | 0 | 0 | 0 | 0 | 0 | 0 | 0 | 0 | 0 | 0 | 0 | 0 | 0 | 0 | 0 | 0 | 0 | 0 | 0 | 0 | 0 | 0 | 0 | 0 | 0 | 0 | 0 | 0 | 0 | 0 | 0 | 0 | 0 | 0 | 0 | 0 | 0 | 0 | 0 | 0 | 0 | 0 | 0 | 0 | 0 | 0 | 0 | 0 | 0 | 0 | 0 | 0 | 1 | 0 | 0 | 0 | 0 | 0 | 0 | 0 | 0 | 0 | 1 | 0 | 0 | 0 | 0 | 1 | 0 | 0 | 0 | 0 | 0 | 0 | 0 | 0 | 0 | 0 | 0 | 0 | 0 | 0 | 0 | 1 |  | 0 | 0 | 0 | 0 | 0 | 0 | 0 | 0 | 0 | 0 | 0 | 0 | 0 | 0 | 0 | 0 | 0 | 0 | 0 | 0 | 0 | 0 | 0 | 0 | 0 | 0 | 0 | 0 | 0 | 0 | 1 | 0 | 1 | 0 | 1 | 0 | -879.03 | -349.77 | -247.3393 | Midway-Q2005 230kV Line | Midway-Q2005 230kV Line | Midway-Q2005 230kV Line
PG&E Kern Study Area | Westpark | 115 | 0 | 0 | 0 | 0 | 0 | 0 | 0 | 0 | 0 | 0 | 0 | 0 | 0 | 0 | 0 | 0 | 0 | 0 | 0 | 0 | 0 | 0 | 0 | 0 | 0 | 0 | 0 | 0 | 0 | 0 | 0 | 0 | 0 | 0 | 0 | 0 | 0 | 0 | 0 | 0 | 0 | 0 | 0 | 0 | 0 | 0 | 0 | 0 | 0 | 0 | 0 | 0 | 0 | 0 | 0 | 0 | 0 | 0 | 0 | 0 | 0 | 0 | 0 | 0 | 0 | 0 | 0 | 0 | 0 | 0 | 0 | 0 | 0 | 0 | 0 | 0 | 0 | 0 | 1 | 0 | 0 | 0 | 0 | 1 | 0 | 0 | 0 | 0 | 0 | 0 | 0 | 0 | 0 | 0 | 0 | 0 | 0 | 0 | 0 | 0 | 0 | 0 | 0 | 0 | 0 | 0 | 0 | 0 |  | 0 | 0 | 0 | 0 | 0 | 0 | 0 | 0 | 0 | 0 | 0 | 0 | 0 | 0 | 0 | 0 | 0 | 0 | 0 | 0 | 0 | 0 | 0 | 0 | 0 | 0 | 0 | 0 | 0 | 0 | 0 | 0 | 0 | 0 | 0 | 0 | 120.518 | 91.2401 | 116.4122 | Semitropic-Midway 115kV Line | Semitropic-Midway 115kV Line | Semitropic-Midway 115kV Line
PG&E Kern Study Area | Wheeler Ridge | 230 | 0 | 0 | 0 | 0 | 0 | 0 | 0 | 0 | 0 | 0 | 0 | 0 | 0 | 0 | 0 | 0 | 0 | 0 | 0 | 0 | 0 | 0 | 0 | 0 | 0 | 0 | 0 | 0 | 0 | 0 | 0 | 0 | 0 | 0 | 0 | 0 | 0 | 0 | 0 | 0 | 0 | 0 | 0 | 0 | 0 | 0 | 0 | 0 | 0 | 0 | 0 | 0 | 0 | 0 | 0 | 0 | 0 | 0 | 0 | 0 | 0 | 0 | 0 | 0 | 0 | 0 | 0 | 0 | 0 | 0 | 0 | 0 | 0 | 0 | 0 | 0 | 1 | 0 | 0 | 0 | 0 | 0 | 0 | 0 | 1 | 1 | 1 | 0 | 0 | 0 | 0 | 0 | 0 | 0 | 0 | 0 | 0 | 0 | 0 | 0 | 0 | 0 | 0 | 0 | 0 | 0 | 0 | 0 |  | 0 | 0 | 0 | 0 | 0 | 0 | 0 | 0 | 0 | 100 | 0 | 0 | 0 | 0 | 1 | 0 | 0 | 0 | 0 | 0 | 0 | 0 | 0 | 0 | 200 | 50 | 0 | 0 | 0 | 1 | 1 | 0 | 1 | 0 | 1 | 0 | -879.03 | -349.77 | -247.3393 | Midway-Q2005 230kV Line | Midway-Q2005 230kV Line | Midway-Q2005 230kV Line
PG&E Kern Study Area | New Sub - Midway - Wheeler Ridge (Proposed) | 230 | 0 | 0 | 0 | 0 | 0 | 0 | 0 | 0 | 0 | 0 | 0 | 0 | 0 | 0 | 0 | 0 | 0 | 0 | 0 | 0 | 0 | 0 | 0 | 0 | 0 | 0 | 0 | 0 | 0 | 0 | 0 | 0 | 0 | 0 | 0 | 0 | 0 | 0 | 0 | 0 | 0 | 0 | 0 | 0 | 0 | 0 | 0 | 0 | 0 | 0 | 0 | 0 | 0 | 0 | 0 | 0 | 0 | 0 | 0 | 0 | 0 | 0 | 0 | 0 | 0 | 0 | 0 | 0 | 0 | 0 | 0 | 0 | 0 | 0 | 0 | 0 | 1 | 0 | 0 | 0 | 0 | 0 | 0 | 0 | 1 | 1 | 1 | 0 | 0 | 0 | 0 | 0 | 0 | 0 | 0 | 0 | 0 | 0 | 0 | 0 | 0 | 0 | 0 | 0 | 0 | 0 | 0 | 0 |  | 0 | 0 | 0 | 0 | 0 | 0 | 0 | 0 | 0 | 0 | 0 | 0 | 0 | 0 | 0 | 0 | 0 | 0 | 0 | 0 | 0 | 0 | 0 | 0 | 0 | 150 | 92 | 0 | 0 | 1 | 1 | 0 | 1 | 0 | 1 | 0 | -879.03 | -349.77 | -247.3393 | Midway-Q2005 230kV Line | Midway-Q2005 230kV Line | Midway-Q2005 230kV Line
SCE Northern Area | Whirlwind | 230 | 1 | 1 | 0 | 0 | 0 | 0 | 0 | 0 | 0 | 0 | 0 | 0 | 0 | 0 | 0 | 0 | 0 | 0 | 0 | 0 | 0 | 0 | 0 | 0 | 0 | 0 | 0 | 0 | 0 | 0 | 0 | 0 | 0 | 0 | 0 | 0 | 0 | 0 | 0 | 0 | 0 | 0 | 0 | 0 | 0 | 0 | 0 | 0 | 0 | 0 | 0 | 0 | 0 | 0 | 0 | 0 | 0 | 0 | 0 | 0 | 0 | 0 | 0 | 0 | 0 | 0 | 0 | 0 | 0 | 0 | 0 | 0 | 0 | 0 | 0 | 0 | 0 | 0 | 0 | 0 | 0 | 0 | 0 | 0 | 0 | 0 | 0 | 0 | 0 | 0 | 0 | 0 | 0 | 0 | 0 | 0 | 0 | 0 | 0 | 0 | 0 | 0 | 0 | 0 | 0 | 0 | 0 | 0 |  | 0 | 0 | 0 | 0 | 0 | 0 | 0 | 0 | 0 | 333 | 0 | 160.5 | 69 | 0 | 1 | 0 | 0 | 200 | 0 | 0 | 0 | 0 | 0 | 0 | 224 | 251 | 663 | 0 | 458 | 1 | 0 | 0 | 0 | 0 | 0 | 0 | 3308.8112 | 4185.9954 | 7506.864 | Antelope-Vincent Constraint | Antelope-Vincent Constraint | Antelope-Vincent Constraint
SCE Northern Area | Whirlwind | 500 | 1 | 1 | 0 | 0 | 0 | 0 | 0 | 0 | 0 | 0 | 0 | 0 | 0 | 0 | 0 | 0 | 0 | 0 | 0 | 0 | 0 | 0 | 0 | 0 | 0 | 0 | 0 | 0 | 0 | 0 | 0 | 0 | 0 | 0 | 0 | 0 | 0 | 0 | 0 | 0 | 0 | 0 | 0 | 0 | 0 | 0 | 0 | 0 | 0 | 0 | 0 | 0 | 0 | 0 | 0 | 0 | 0 | 0 | 0 | 0 | 0 | 0 | 0 | 0 | 0 | 0 | 0 | 0 | 0 | 0 | 0 | 0 | 0 | 0 | 0 | 0 | 0 | 0 | 0 | 0 | 0 | 0 | 0 | 0 | 0 | 0 | 0 | 0 | 0 | 0 | 0 | 0 | 0 | 0 | 0 | 0 | 0 | 0 | 0 | 0 | 0 | 0 | 0 | 0 | 0 | 0 | 0 | 0 |  | 0 | 0 | 0 | 0 | 0 | 0 | 0 | 0 | 0 | 0 | 0 | 0 | 0 | 0 | 0 | 0 | 0 | 0 | 0 | 0 | 0 | 0 | 0 | 0 | 0 | 0 | 0 | 0 | 0 | 0 | 0 | 0 | 0 | 0 | 0 | 0 | 3308.8112 | 4185.9954 | 7506.864 | Antelope-Vincent Constraint | Antelope-Vincent Constraint | Antelope-Vincent Constraint
PG&E Fresno Study Area | Wilson | 230 | 0 | 0 | 0 | 0 | 0 | 0 | 0 | 0 | 0 | 0 | 0 | 0 | 0 | 0 | 0 | 0 | 0 | 0 | 0 | 0 | 0 | 0 | 0 | 0 | 0 | 0 | 0 | 0 | 0 | 0 | 0 | 0 | 0 | 0 | 0 | 0 | 0 | 0 | 0 | 0 | 0 | 0 | 0 | 0 | 0 | 0 | 0 | 0 | 0 | 0 | 1 | 0 | 0 | 0 | 0 | 0 | 0 | 0 | 0 | 0 | 0 | 0 | 0 | 0 | 1 | 0 | 0 | 0 | 0 | 0 | 0 | 0 | 0 | 0 | 0 | 0 | 1 | 0 | 0 | 0 | 0 | 0 | 0 | 0 | 0 | 1 | 1 | 0 | 1 | 1 | 1 | 1 | 1 | 1 | 1 | 1 | 0 | 1 | 1 | 1 | 0 | 1 | 0 | 0 | 0 | 0 | 0 | 4 |  | 0 | 0 | 0 | 0 | 0 | 0 | 0 | 0 | 0 | 0 | 0 | 0 | 0 | 0 | 0 | 0 | 0 | 169 | 31 | 0 | 0 | 0 | 0 | 0 | 0 | 0 | 0 | 0 | 0 | 1 | 3 | 1 | 2 | 0 | 3 | 0 | -879.03 | -349.77 | -247.3393 | Midway-Q2005 230kV Line | Midway-Q2005 230kV Line | Midway-Q2005 230kV Line
PG&E Fresno Study Area | Wilson | 115 | 0 | 0 | 0 | 0 | 0 | 0 | 0 | 0 | 0 | 0 | 0 | 0 | 0 | 0 | 0 | 0 | 0 | 0 | 0 | 0 | 0 | 0 | 0 | 0 | 0 | 0 | 0 | 0 | 0 | 0 | 0 | 0 | 0 | 0 | 0 | 0 | 0 | 0 | 0 | 0 | 0 | 0 | 0 | 0 | 0 | 0 | 0 | 0 | 0 | 0 | 1 | 0 | 0 | 0 | 0 | 0 | 0 | 0 | 0 | 0 | 0 | 0 | 0 | 0 | 1 | 0 | 0 | 0 | 0 | 0 | 0 | 0 | 0 | 0 | 0 | 0 | 0 | 0 | 0 | 0 | 0 | 0 | 0 | 0 | 0 | 1 | 1 | 0 | 1 | 0 | 0 | 1 | 1 | 1 | 0 | 1 | 0 | 0 | 0 | 1 | 0 | 0 | 0 | 0 | 0 | 0 | 0 | 3 |  | 0 | 0 | 0 | 0 | 0 | 0 | 0 | 0 | 0 | 0 | 0 | 0 | 0 | 0 | 0 | 0 | 1 | 0 | 0 | 0 | 0 | 0 | 0 | 0 | 0 | 0 | 0 | 0 | 0 | 1 | 0 | 0 | 0 | 0 | 1 | 0 | 128.115 | 211.585 | -125.7898 | Merced 115/70kV TB#2 | Merced 115/70kV TB#2 | Panoche- Mendota 115 kV line
PG&E Kern Study Area | Windgap PP | 230 | 0 | 0 | 0 | 0 | 0 | 0 | 0 | 0 | 0 | 0 | 0 | 0 | 0 | 0 | 0 | 0 | 0 | 0 | 0 | 0 | 0 | 0 | 0 | 0 | 0 | 0 | 0 | 0 | 0 | 0 | 0 | 0 | 0 | 0 | 0 | 0 | 0 | 0 | 0 | 0 | 0 | 0 | 0 | 0 | 0 | 0 | 0 | 0 | 0 | 0 | 0 | 0 | 0 | 0 | 0 | 0 | 0 | 0 | 0 | 0 | 0 | 0 | 0 | 0 | 0 | 0 | 0 | 0 | 0 | 0 | 0 | 0 | 0 | 0 | 0 | 1 | 1 | 0 | 0 | 0 | 0 | 0 | 0 | 0 | 1 | 1 | 1 | 0 | 0 | 0 | 0 | 0 | 0 | 0 | 0 | 0 | 0 | 0 | 0 | 0 | 0 | 0 | 0 | 0 | 1 | 0 | 0 | 0 |  | 0 | 0 | 0 | 0 | 0 | 0 | 0 | 0 | 0 | 0 | 0 | 0 | 0 | 0 | 0 | 0 | 0 | 0 | 0 | 0 | 0 | 0 | 0 | 0 | 0 | 0 | 0 | 0 | 0 | 0 | 2 | 0 | 2 | 0 | 1 | 0 | -879.03 | -349.77 | -247.3393 | Midway-Q2005 230kV Line | Midway-Q2005 230kV Line | Midway-Q2005 230kV Line
SCE Northern Area | Windhub | 230 | 1 | 1 | 0 | 1 | 0 | 0 | 0 | 0 | 0 | 0 | 0 | 0 | 0 | 0 | 0 | 0 | 0 | 0 | 0 | 0 | 0 | 0 | 0 | 0 | 0 | 0 | 0 | 0 | 0 | 0 | 0 | 0 | 0 | 0 | 0 | 0 | 0 | 0 | 0 | 0 | 0 | 0 | 0 | 0 | 0 | 0 | 0 | 0 | 0 | 0 | 0 | 0 | 0 | 0 | 0 | 0 | 0 | 0 | 0 | 0 | 0 | 0 | 0 | 0 | 0 | 0 | 0 | 0 | 0 | 0 | 0 | 0 | 0 | 0 | 0 | 0 | 0 | 0 | 0 | 0 | 0 | 0 | 0 | 0 | 0 | 0 | 0 | 0 | 0 | 0 | 0 | 0 | 0 | 0 | 0 | 0 | 0 | 0 | 0 | 0 | 0 | 0 | 0 | 0 | 0 | 0 | 0 | 0 |  | 0 | 0 | 0 | 0 | 0 | 0 | 0 | 0 | 0 | 735 | 0 | 549 | 0 | 0 | 1 | 0 | 0 | 124 | 0 | 0 | 0 | 0 | 0 | 0 | 140 | 600 | 550 | 25 | 0 | 1 | 0 | 0 | 0 | 0 | 0 | 0 | 1032.032 | 1107.658 | 1736.94 | Windhub Constraint | Windhub Constraint | Windhub Constraint
SCE Northern Area | Windhub | 500 | 1 | 1 | 0 | 1 | 0 | 0 | 0 | 0 | 0 | 0 | 0 | 0 | 0 | 0 | 0 | 0 | 0 | 0 | 0 | 0 | 0 | 0 | 0 | 0 | 0 | 0 | 0 | 0 | 0 | 0 | 0 | 0 | 0 | 0 | 0 | 0 | 0 | 0 | 0 | 0 | 0 | 0 | 0 | 0 | 0 | 0 | 0 | 0 | 0 | 0 | 0 | 0 | 0 | 0 | 0 | 0 | 0 | 0 | 0 | 0 | 0 | 0 | 0 | 0 | 0 | 0 | 0 | 0 | 0 | 0 | 0 | 0 | 0 | 0 | 0 | 0 | 0 | 0 | 0 | 0 | 0 | 0 | 0 | 0 | 0 | 0 | 0 | 0 | 0 | 0 | 0 | 0 | 0 | 0 | 0 | 0 | 0 | 0 | 0 | 0 | 0 | 0 | 0 | 0 | 0 | 0 | 0 | 0 |  | 0 | 0 | 0 | 0 | 0 | 0 | 0 | 0 | 0 | 0 | 0 | 0 | 0 | 0 | 0 | 0 | 0 | 0 | 0 | 0 | 0 | 0 | 0 | 0 | 775 | 0 | 0 | 0 | 0 | 1 | 0 | 0 | 0 | 0 | 0 | 0 | 1032.032 | 1107.658 | 1736.94 | Windhub Constraint | Windhub Constraint | Windhub Constraint
PG&E North of Greater Bay Study Area | Woodland | 115 | 0 | 0 | 0 | 0 | 0 | 0 | 0 | 0 | 0 | 0 | 0 | 0 | 0 | 0 | 0 | 0 | 0 | 0 | 0 | 0 | 0 | 0 | 0 | 0 | 0 | 0 | 0 | 0 | 0 | 0 | 0 | 0 | 0 | 0 | 0 | 0 | 0 | 0 | 0 | 0 | 0 | 0 | 0 | 0 | 1 | 1 | 0 | 1 | 0 | 1 | 1 | 0 | 1 | 0 | 0 | 0 | 0 | 0 | 0 | 0 | 0 | 0 | 0 | 0 | 1 | 1 | 0 | 0 | 0 | 0 | 0 | 0 | 0 | 0 | 0 | 0 | 0 | 0 | 0 | 0 | 0 | 0 | 0 | 0 | 0 | 0 | 0 | 0 | 0 | 0 | 0 | 0 | 0 | 0 | 0 | 0 | 0 | 0 | 0 | 0 | 0 | 0 | 0 | 0 | 0 | 0 | 0 | 0 |  | 0 | 0 | 0 | 0 | 0 | 0 | 0 | 0 | 0 | 0 | 0 | 0 | 0 | 0 | 0 | 0 | 0 | 0 | 0 | 0 | 0 | 0 | 0 | 1.5 | 0 | 12 | 0 | 0 | 0 | 1 | 1 | 0 | 0 | 0 | 0 | 0 | -403.7865 | 62.452 | 66.82 | Vaca Dixon-Tesla 500kV Line | Rocklin-Pleaseant grove 115kV line | Woodland- Davis 115kV line
PG&E North of Greater Bay Study Area | Wyandotte | 115 | 0 | 0 | 0 | 0 | 0 | 0 | 0 | 0 | 0 | 0 | 0 | 0 | 0 | 0 | 0 | 0 | 0 | 0 | 0 | 0 | 0 | 0 | 0 | 0 | 0 | 0 | 0 | 0 | 0 | 0 | 0 | 0 | 0 | 0 | 0 | 0 | 0 | 0 | 0 | 0 | 0 | 0 | 0 | 0 | 1 | 0 | 0 | 0 | 0 | 1 | 1 | 1 | 1 | 0 | 0 | 0 | 0 | 0 | 0 | 0 | 0 | 0 | 0 | 0 | 1 | 1 | 0 | 0 | 0 | 0 | 0 | 0 | 0 | 0 | 0 | 0 | 0 | 0 | 0 | 0 | 0 | 0 | 0 | 0 | 0 | 0 | 0 | 0 | 0 | 0 | 0 | 0 | 0 | 0 | 0 | 0 | 0 | 0 | 0 | 0 | 0 | 0 | 0 | 0 | 0 | 0 | 0 | 0 |  | 0 | 0 | 0 | 0 | 0 | 0 | 0 | 0 | 0 | 0 | 0 | 0 | 0 | 0 | 0 | 0 | 0 | 0 | 0 | 0 | 0 | 0 | 0 | 3.5 | 0 | 0 | 0 | 0 | 0 | 1 | 1 | 0 | 0 | 0 | 0 | 0 | -403.7865 | 62.452 | 218.4 | Vaca Dixon-Tesla 500kV Line | Rocklin-Pleaseant grove 115kV line | Rocklin-Pleaseant grove 115kV line

## Tx_Calculator_2030
|  | CAISO Study Area | SCE Northern Area | [9 empty] | SCE Metro Area |  |  | SCE North of Lugo Area |  |  |  |  | SCE Eastern Area | [7 empty] | East of Pisgah Area |  |  | SDG&E Study Area | [13 empty] | PG&E North of Greater Bay Area | [10 empty] | PG&E Greater Bay Area | [20 empty] | PG&E Kern Area | [9 empty] | PG&E Fresno Area
|  | Matrix Constraint Name | Antelope-Vincent On-Peak and Off-Peak Constraint | Vincent-Lugo On-Peak Constraint | Pardee-Sylmar On-Peak Constraint | Windhub On-Peak Constraint | Moorpark-Pardee On-Peak Constraint | North of Magunden On-Peak Constraint | South of Magunden On-Peak Constraint | South of Magunden Off-Peak Constraint | Antelope-Neenach On-Peak Constraint | Antelope-Neenach Off-Peak Constraint | Del Amo – Barre On-Peak Constraint | Hinson - Del Amo On-Peak Constraint | SCE Metro Area Default Constraint | Control to Inyokern Constraint On-Peak Constraint | Kramer - Victor Constraint On-Peak Constraint | Victor – Lugo Constraint On Peak Constraint | Lugo 500/230 kV Transformer On Peak Constraint | Calcite to Lugo Constraint On Peak Constraint | Colorado River 500/230 kV On-Peak/Off-Peak Constraint (230 kV bus only) | Colorado River-Red Bluff On-Peak Constraint | DCRT On-Peak Constraint | Devers-Red Bluff On-Peak/Off-Peak Constraint | Eagle Mountain On-Peak Constraint | Etiwanda-Rancho Vista On-Peak Constraint | Red Bluff 500/230 kV On-Peak/Off-Peak Constraint (230 kV only) | Serrano-Alberhill-Valley On-Peak/Off-Peak Constraint | VEA 138kV On-peak/Off-peak Constraint | GLW 230kV On-peak/Off-peak Constraint | Lugo-Victorville On-peak Constraint | Capistrano-San Onofre 230 kV On-Peak Constraint | Chicarita 138 kV On-Peak Constraint | El Cajon 69 kV On-Peak Constraint | Internal San Diego Area On-Peak/Off-Peak Constraint | Miguel 69 kV On-Peak Constraint | Encina - San Luis Rey 230 kV On-Peak/Off-Peak Constraint | East of Miguel On-Peak/Off-Peak Constraint | San Luis Rey-San Onofre 230 kV On-Peak/Off-Peak Constraint | Ocean Ranch 69 kV On-Peak Constraint | Otay Mesa 230 kV On-Peak Constraint | Silvergate - Bay Blvd 230 kV On-Peak/Off-Peak Constraint | Silvergate-Old Town 230 kV On-Peak Constraint | Talega 230 kV On-Peak Constraint | Trabuco-Capistrano 138 kV On-Peak Constraint | Santa Rosa-Corona 115 kV line On-Peak Constraint | Vaca Dixon - Tesla 500kV line On-Peak Constraint | Woodland-Davis 115 kV line On-Peak Constraint | Cortina-Eagle Rock 115 kV line On-Peak Constraint | Bell-Placer 115 kV line On-Peak Constraint | Carberry-Round mountain 230 kV line On-Peak Constraint | Rocklin-Pleaseant grove 115kV line On-Peak/Off-Peak Constraint | Bellota-Weber 230kV line On-Peak Constraint | Rio Oso-Brighton 230kV line On-Peak Constraint | Rio Oso-Lockeford 230kV line On-Peak Constraint | Humboldt Offshore Wind constraint | Dumbarton-Newark 115 kV line On-Peak Constraint | Eastshore-San Mateo 230 kV line On-Peak Constraint | Lakeville-Igancio 230 kV line On-Peak Constraint | Sobrante-Moraga 230 kV line On-Peak Constraint | Windmaster- Delta Pumps 230 kV line On-Peak Constraint | Contra Costa- Windmaster 230 kV line On-Peak Constraint | Tesla - Tracy Pumps #2 230 kV line On-Peak Constraint | Contra Costa #1 115 kV line On-Peak Constraint | Kasson Jct-Heinz 115 kV line On-Peak Constraint | Newark-Newark Distribution 115 kV line On-Peak Constraint | Tesla-Bellota 230 kV line On-Peak Constraint | Eight Mile-Tesla 230 kV line On-Peak Constraint | Grant - Eastshore #2 115 kV line On-Peak Constraint | Salado - Crow Creek 60 kV line On-Peak Constraint | Tesla - Salado 115 kV line On-Peak Constraint | Los Esteros-Silicon Valley 230 kV On-Peak Constraint | Los Esteros-Nortech 115 kV line On-Peak Constraint | Newark-Los Esteros 230 kV line On-Peak Constraint | Morganhill-Metcalf 115kV Line On-Peak Constraint | Telsa-Tracy Pump #1 230 kV Line On-Peak Constraint | Birds Landing-Contra Costa 230kV Line On-Peak Constraint | Oceano-Calendar 115kV line On-Peak/Off-Peak Constraint | Midway-Q2005 230kV line On-Peak/Off-Peak Constraint | Smyrna - Q1984 115kV line On-Peak/off-Peak Constraint | Kern 230/115kV TB #4 On-Peak Constraint | Maricopa-Copus 70 kV line On-Peak/Off-Peak Constraint | Midway-Taft 115 kV line On-Peak/Off-Peak Constraint | Kern-Tevis-Stockdale-Lamont 115kV line On-Peak/Off-Peak Constraint | Midway 230/115kV TB #3 On-Peak/Off-Peak Constraint | Semitropic-Midway 115kV Line On-Peak/Off-Peak Constraint | Midway-Q2011 230 kV Line On-Peak Constraint | Gates 500/230kV TB #11 On-Peak/Off-Peak Constraint | Gates 500/230kV TB #12 On-Peak/Off-Peak Constraint | Gates 230/70 kV TB #5 On-Peak/Off-Peak Constraint | Tranquility-Helm 230kV Line On-Peak/Off-Peak Constraint | Dairyland-Chowchilla 115kV Line On-Peak/Off-Peak Constraint | Chowchilla-Le grand 115kV Line On-Peak/Off-Peak Constraint | Los Banos 500/230 kV Bank On-Peak/Off-peak Constraint | Panoche-Los Banos 230kV line #2 On-Peak/Off-Peak Constraint | Dos Amigos-Panoche 230kV line On-Peak Constraint | Schindler 115/70kV TB #1 On-Peak/Off-Peak Constraint | Panoche-Mendota 115 kV line On-Peak/Off-Peak Constraint | Coalinga #1-Coalinga #2 70 kV line On-Peak/Off-Peak Constraint | Panoche-Oro Loma 115kV Line On-Peak Constraint | Borden-Storey #1 230kV line On-Peak/Off-Peak Constraint | Merced 115/70kV TB#2 On-Peak/Off-Peak Constraint | Helm 230/70kV TB#1 On-Peak/Off-Peak Constraint | Oro Loma-El Nido 115kV Line On-Peak/Off-Peak Constraint | Diablo–Gates 500 kV line On-Peak/Off-peak Constraint | Mustang-Henrietta 230 kV line On-Peak Constraint | Gates-Panoche 230 kV #1 and #2 Lines On-Peak Constraint | Moss Landing-Las Aguillas 230 kV Line Off-Peak Constraint | Jackson-Waukena-Corcoran 115 kV Line Off-Peak Constraint
White Paper Constraint Info |  | White Paper Name | Antelope-Vincent Constraint | Vincent-Lugo Constraint | Pardee-Sylmar Constraint | Windhub Constraint | Moorpark-Pardee Constraint | North of Magunden Constraint | South of Magunden Constraint | South of Magunden Constraint | Antelope-Neenach Constraint | Antelope-Neenach Constraint | Del Amo - Barre Area Constraint | Hinson - Del Amo Constraint | SCE Metro Area Default Constraint | Control to Inyokern area constraint | Kramer to Victor Area Constraint | Victor to Lugo Area Constraint | Lugo Transformer Area Constraint | Calcite to Lugo Area Constraint | Colorado River 500/230 kV Constraint | Colorado River-Red Bluff Constraint | DCRT Constraint | Devers-Red Bluff Constraint | Eagle Mountain Constraint | Etiwanda-Rancho Vista Constraint | Red Bluff 500/230 kV Constraint | Serrano-Alberhill-Valley Constraint | VEA 138kV area constraint | GLW 230kV area constraint | Lugo - Victorville area constraint | Capistrano-San Onofre 230 kV constraint | Chicarita 138 kV constraint | El Cajon 69 kV constraint | Internal San Diego Area constraint | Miguel 69 kV constraint | Encina - San Luis Rey 230 kV constraint | East of Miguel constraint | San Luis Rey-San Onofre 230 kV line constraint | Ocean Ranch 69 kV constraint | Otay Mesa 230 kV constraint | Silvergate - Bay Blvd 230 kV constraint | Silvergate-Old Town 230 kV constraint | Talega 230 kV constraint | Trabuco-Capistrano 138 kV constraint | Santa Rosa-Corona 115 kV line | Vaca Dixon-Tesla 500kV Line | Woodland- Davis 115kV line | Cortina-Eagle Rock 115 kV line | Bell-Placer 115kV Line | Carberry-Round Mountain 230kV Line | Rocklin-Pleaseant grove 115kV line | Bellota-Weber 230kV line | Rio Oso-Brighton 230kV line | Rio Oso-Lockeford 230kV line | Humboldt Offshore Wind constraint | Dumbarton-Newark 115 kV line | Eastshore-San Mateo 230 kV line | Lakeville-Ignacio 230 kV line | Sobrante-Moraga 230 kV line | Windmaster-Delta pumps 230 kV line | Contra Costa- Windmaster 230 kV line | Tesla-Tracy-Pump 230 kV line #2 | Contra Costa #1 115kV Line | Kasson Jct-Heinz 115 kV line | Newark-Newark Distribution 115 kV line | Tesla-Bellota 230 kV line | Eight Mile-Tesla 230 kV line | Grant - Eastshore #2 line 115 kV | Salado-Crow Creek Sw Sta 60 kV line | Tesla-Salado 115 kV line | Los Esteros-Silicon Valley 230 kV | Los Esteros-Nortech 115 kV line | Newark-Los Esteros 230 kV line | Morganhill-Metcalf 115kV Line | Tesla-Tracy Pump 230 kV Line #1 | Birds Landing-Contra Costa 230kV Line | Oceano-Calendar 115kV line | Midway-Q2005 230kV Line | Smyrna -Q1984 115kV line | Kern 230/115kV TB #4 | Maricopa-Copus 70 kV line | Midway-Taft 115 kV line | Kern-Tevis-Stockdale-Lamont 115kV line | Midway 230/115kV TB #3 | Semitropic-Midway 115kV Line | Midway-Q2011 230 kV Line | Gates 500/230kV TB #12 | Gates 500/230kV TB #11 | Gates 230/70kV TB #5 | Tranquility-Helm 230kV Line | Dairyland-Chowchilla 115kV Line | Chowchilla-Le grand 115kV Line | Los Banos 500/230kV TB | Panoche-Los Banos 230kV line #2 | Dos Amigos-Los Banos 230kV line | Schindler 115/70kV TB #1 | Panoche- Mendota 115 kV line | Coalinga #1-Coalinga #2 70 kV line | Panoche-Oro Loma 115kV Line | Borden-Storey #1 230kV line | Merced 115/70kV TB#2 | Helm 230/70kV TB #1 | Oro Loma-El Nido 115kV Line | Diablo–Gates 500 kV line | Mustang-Henrietta 230 kV line | Gates-Panoche 230 kV #1 and #2 Lines | Moss Landing-Las Aguilas 230 kV Line | Jacksson-WaukenaCorcoran 115kV line
|  | PTO area | SCE | SCE | SCE | SCE | SCE | SCE | SCE | SCE | SCE | SCE | SCE | SCE | SCE | SCE | SCE | SCE | SCE | SCE | SCE | SCE | SCE | SCE | SCE | SCE | SCE | SCE | SCE | SCE | SCE | SDGE | SDGE | SDGE | SDGE | SDGE | SDGE | SDGE | SDGE | SDGE | SDGE | SDGE | SDGE | SDGE | SDGE | PGE | PGE | PGE | PGE | PGE | PGE | PGE | PGE | PGE | PGE | PGE | PGE | PGE | PGE | PGE | PGE | PGE | PGE | PGE | PGE | PGE | PGE | PGE | PGE | PGE | PGE | PGE | PGE | PGE | PGE | PGE | PGE | PGE | PGE | PGE | PGE | PGE | PGE | PGE | PGE | PGE | PGE | PGE | PGE | PGE | PGE | PGE | PGE | PGE | PGE | PGE | PGE | PGE | PGE | PGE | PGE | PGE | PGE | PGE | PGE | PGE | PGE | PGE | PGE
|  | Wind/Solar Designation Area | Solar | Solar | Solar | Solar | Solar | Solar | Solar | Solar | Solar | Solar | Solar | Solar | Solar | Solar | Solar | Solar | Solar | Solar | Solar | Solar | Solar | Solar | Solar | Solar | Solar | Solar | Solar | Solar | Solar | Solar | Solar | Solar | Solar | Solar | Solar | Solar | Solar | Solar | Solar | Solar | Solar | Solar | Solar | Wind | Wind | Wind | Wind | Wind | Wind | Wind | Wind | Wind | Wind | Wind | Wind | Wind | Wind | Wind | Wind | Wind | Wind | Wind | Wind | Wind | Wind | Wind | Wind | Wind | Wind | Wind | Wind | Wind | Wind | Wind | Wind | Solar | Solar | Solar | Solar | Solar | Solar | Solar | Solar | Solar | Solar | Solar | Solar | Solar | Solar | Solar | Solar | Solar | Solar | Solar | Solar | Solar | Solar | Solar | Solar | Solar | Solar | Solar | Solar | Solar | Solar | Solar | Solar
White Paper Constraint Initial Capacity |  | FCDS | 7396 | 9184 | 4884 | 2400 | 3792 | 1387 | 740 | 740 | 0 | 0 | 6700 | 3544 | 13731 | 55.7 | 1300 | 1350 | 1585 | 548 | 1035.2 | 10933 | 2300 | 4050 | 0 | 7734 | 722 | 5328 | 260 | 900 | 10100 | 1500 | 300.5 | 406 | 1001 | 231 | 1922 | 1035 | 2018 | 274 | 1425 | 796 | 1221 | 1205 | 501 | 3995 | 1044 | 76 | 1575 | 630 | 14 | 92 | 2382 | 423 | 935 | 0 | 1270 | 2349 | 517 | 3944 | 710 | 1233 | 4776 | 29 | 91 | 3822 | 4065 | 3738 | 961 | 76 | 1087 | 605 | 639 | 4758 | 314 | 4177 | 836 | 937 | 1396 | 144 | 1869 | 51 | 263 | 109 | 1370 | 255 | 438 | 3213 | 3684 | 272 | 2229 | 2865 | 699 | 3930 | 631 | 631 | 398.5 | 1798 | 1660 | 3661 | 698.5 | 247 | 4 | 1410 | 5203 | 10302 | 7440 | 2276 | 85
|  | FCDS Limit Type | Actual | Actual | Actual | Actual | Actual | Actual | Actual | Actual | Actual | Actual | Actual | Actual | Default | Actual | Actual | Actual | Actual | Actual | Actual | Actual | Actual | Actual | Actual | Actual | Actual | Actual | Actual | Actual | Actual | Actual | Actual | Actual | Actual | Actual | Actual | Actual | Actual | Actual | Actual | Actual | Actual | Actual | Actual | Actual | Actual | Actual | Actual | Actual | Actual | Actual | Actual | Actual | Actual | Actual | Actual | Actual | Actual | Actual | Actual | Actual | Actual | Actual | Actual | Actual | Actual | Actual | Actual | Actual | Actual | Actual | Actual | Actual | Actual | Actual | Actual | Actual | Actual | Actual | Actual | Actual | Actual | Actual | Actual | Actual | Actual | Actual | Actual | Actual | Actual | Actual | Actual | Actual | Actual | Actual | Actual | Actual | Actual | Actual | Actual | Actual | Actual | Actual | Actual | Actual | Actual | Default | Default
|  | EODS | 7396 | 9184 | 4884 | 2400 | 3792 | 1387 | 500 | 500 | 0 | 0 | 6700 | 3544 | 13731 | 55 | 1300 | 1350 | 1585 | 548 | 1414 | 10933 | 2300 | 10167 | 300 | 9689 | 1684 | 13529 | 105 | 760 | 9600 | 1500 | 300.5 | 406 | 70 | 231 | 2586 | 1377 | 6764 | 274 | 1425 | 929 | 1221 | 1205 | 501 | 3995 | 1415 | 76 | 1575 | 630 | 183 | 226 | 2382 | 423 | 935 | 0 | 1270 | 2349 | 517 | 3944 | 710 | 1233 | 4776 | 29 | 91 | 3822 | 4065 | 3738 | 961 | 76 | 1087 | 605 | 639 | 4758 | 314 | 4177 | 836 | 174 | 278 | 132 | 1869 | 53 | 263 | 176.8 | 1051 | 240.9 | 438 | 3148 | 3856 | 356 | 1170 | 128 | 908 | 206 | 3478 | 631 | 490.5 | 7 | 175 | 3661 | 1811 | 100 | 0 | 243 | 5203 | 10302 | 7440 | 0 | 28
|  | EODS Limit Type | Default | Default | Default | Default | Default | Default | Default | Default | Default | Default | Default | Default | Default | Default | Default | Default | Default | Default | Actual | Default | Default | Actual | Default | Default | Actual | Actual | Actual | Actual | Default | Default | Default | Default | Actual | Default | Actual | Actual | Actual | Default | Default | Actual | Default | Default | Default | Default | Default | Default | Default | Default | Default | Default | Default | Default | Default | Actual | Default | Default | Default | Default | Default | Default | Default | Default | Default | Default | Default | Default | Default | Default | Default | Default | Default | Default | Default | Default | Default | Actual | Actual | Actual | Default | Actual | Default | Actual | Actual | Actual | Default | Actual | Actual | Actual | Actual | Actual | Actual | Actual | Actual | Default | Actual | Actual | Actual | Default | Actual | Actual | Actual | Actual | Actual | Default | Default | Actual | Actual
White Paper Transmission Upgrade Info |  | FCDS AMOUNT | 1500 | 2000 | 1800 | 2500 | 900 | 500 | 2000 | 2000 | 2000 | 2000 | 1058 | 800 | N/A | 186 | 1206 | 1221 | 1178 | 1046 | 1370 | 588 | 3000 | 5000 | 600 | 3350 | 1200 | 4327 | 1367 | 1285 | 6800 | 920 | 700 | 547 | 936 | 431 | 746 | 2823 | 819 | 692 | 2189 | 4754 | 2522 | 2201 | 556 | 703 | 8645 | 109 | 50 | 480 | 26 | 707 | 460 | 574 | 485 | 2000 | 978 | 548 | 861 | 653 | 6034 | 5601 | 3521 | 131 | 1255 | 831 | 300 | 163 | 290 | 74 | 70 | 348 | 160 | 70 | 712 | 4344 | 1766 | 1418 | 16891 | 687 | 179 | 206 | 9 | 367 | 784 | 637 | 234 | 14,825 | 10038 | 47 | 2274 | 1211 | 1211 | 4931 | 6367 | 6367 | 3160 | 2019 | 878 | 588 | 2648 | 358 | 60 | 3192 | 4125 | 2479 | 8379 | N/A | N/A
|  | Est. Cost (millions): | 13.2 | 85.9 | 660 | 612 | 600 | 1253 | 4358 | 4358 | 100 | 100 | 11 | 28 | - | 329 | N/A | N/A | N/A | 239 | 67 | N/A | 463 | N/A | 1182 | 89 | 69 | N/A | N/A | N/A | 2165 | 58.1 | 100 | 14.7 | N/A | 671.054 | N/A | N/A | N/A | 28.3 | 79.91 | 29.971 | 283.4 | 210.6 | 103.366 | 725 | 2851.848 | 9.329 | 50 | 185 | 180 | 125 | 400 | 0 | 0 | 2300 | N/A | 0 | 0 | 0 | 417.332 | 0 | 0 | 185 | 1700 | 0 | 0 | 0 | 125 | 400 | 0 | N/A | 0 | 0 | 380 | 25 | 700 | 1008.032 | 940 | 220 | 30 | 620 | 0 | 120 | 150 | 760 | 100 | 35 | 35 | 110 | 1500 | 250 | 550 | 0 | N/A | 0 | 370 | 0 | 0 | 154 | N/A | 125 | 135 | 330 | 830 | 0 | 214.062 | N/A | N/A
|  | Est. In Service Date: | 2027 | 2029 | 2034 | 2034 | 2034 | 2034 | 2034 | 2034 | 2027 | 2027 | 2027 | 2027 | 0 | 2034 | 2033 | 2028 | 2028 | 2034 | 2029 | 2034 | 2031 | 2034 | 2035 | 2028 | 2029 | 2034 | 2027 | 2027 | 2035 | 2030 | 2029 | 2029 | 2032 | 2029 | 2034 | 2034 | 2034 | 2029 | 2030 | 2028 | 2030 | 2030 | 2029 | 2040 | 2037 | 2030 | 2030 | 2035 | 2032 | 2032 | 2035 | 2035 | 2035 | 2034 | 2028 | 2028 | 2028 | 2028 | 2032 | 2032 | 2032 | 2035 | 2043 | 2043 | 2043 | 2043 | 2032 | 2037 | 2037 | 2028 | 2028 | 2028 | 2037 | 2030 | 2037 | 2033 | 2037 | 2033 | 2030 | 2036 | 2036 | 2032 | 2033 | 2037 | 2031 | 2029 | 2029 | 2033 | 2040 | 2035 | 2040 | 2028 | 2028 | 2028 | 2035 | 2035 | 2035 | 2032 | 2032 | 2037 | 2031 | 2035 | 2033 | 2033 | 2032 | 0 | 0
|  | EODS AMOUNT | N/A | N/A | N/A | N/A | N/A | N/A | 2000 | 2000 | 15 | 15 | N/A | N/A | N/A | N/A | N/A | N/A | N/A | N/A | 1299 | 588 | N/A | 5991 | N/A | N/A | 1200 | N/A | 930 | 1992 | 6800 | N/A | N/A | N/A | 936 | N/A | 82 | 4680 | 0 | N/A | N/A | 4754 | N/A | N/A | N/A | N/A | N/A | N/A | N/A | N/A | 25 | N/A | N/A | N/A | N/A | 2000 | N/A | N/A | N/A | N/A | N/A | N/A | N/A | N/A | N/A | N/A | N/A | N/A | N/A | N/A | N/A | N/A | N/A | N/A | N/A | N/A | N/A | 230 | 962 | 632 | N/A | 67.7 | N/A | 106.58 | 1477 | 475 | N/A | 6843 | 6343 | 390 | 607 | 122 | 546 | 402 | 3139 | N/A | 87 | 302 | 5 | N/A | 2047 | 291 | 226 | 65 | 4125 | N/A | N/A | 1760 | 66
|  | Est. Cost (millions): | N/A | N/A | N/A | N/A | N/A | N/A | 66 | 66 | 45 | 45 | N/A | N/A | N/A | N/A | N/A | N/A | N/A | N/A | 67 | N/A | N/A | N/A | N/A | N/A | 69 | N/A | N/A | N/A | 2165 | N/A | N/A | N/A | N/A | N/A | N/A | N/A | 0 | N/A | N/A | 29.971 | N/A | N/A | N/A | N/A | N/A | N/A | N/A | N/A | 180 | N/A | N/A | N/A | N/A | 2300 | N/A | N/A | N/A | N/A | N/A | N/A | N/A | N/A | N/A | N/A | N/A | N/A | N/A | N/A | N/A | N/A | N/A | N/A | N/A | N/A | N/A | 1008.032 | 940 | 220 | N/A | 620 | 0 | 120 | 150 | 760 | 100 | 35 | 35 | 110 | 1500 | 250 | 550 | 0 | 0 | 0 | 370 | 0 | 0 | N/A | N/A | 125 | 135 | 330 | 830 | 0 | N/A | 40.2 | 150
|  | Est. In Service Date: | 0 | 0 | 0 | 0 | 0 | 0 | 2034 | 2034 | 2028 | 2028 | 0 | 0 | 0 | 0 | 0 | 0 | 0 | 0 | 2029 | 2034 | 0 | 2034 | 0 | 0 | 0 | 0 | 2027 | 2027 | 2035 | 0 | 0 | 0 | 2032 | 0 | 2034 | 2034 | 0 | 0 | 0 | 2028 | 0 | 0 | 0 | 0 | 0 | 0 | 0 | 0 | 2032 | 0 | 0 | 0 | 0 | 2034 | 0 | 0 | 0 | 0 | 0 | 0 | 0 | 0 | 0 | 0 | 0 | 0 | 0 | 0 | 0 | 0 | 0 | 0 | 0 | 0 | 0 | 2033 | 2037 | 2033 | 0 | 2036 | 2036 | 2032 | 2033 | 2037 | 2031 | 2029 | 2029 | 2033 | 2040 | 2035 | 2040 | 2028 | 2028 | 0 | 2035 | 2035 | 2035 | 0 | 2032 | 2037 | 2031 | 2035 | 2033 | 2033 | 0 | 2033 | 2035
|  | Upgrades are same | None | None | None | None | None | None | No | No | No | No | None | None | None | None | None | None | None | None | Yes | Yes | None | Yes | None | None | Yes | None | Yes | Yes | Yes | None | None | None | Yes | None | Yes | Yes | No | None | None | Yes | None | None | None | None | None | None | None | None | Yes | None | None | None | None | Yes | None | None | None | None | None | None | None | None | None | None | None | None | None | None | None | None | None | None | None | None | None | Yes | Yes | Yes | None | Yes | Yes | Yes | Yes | Yes | Yes | Yes | Yes | Yes | Yes | Yes | Yes | Yes | Yes | None | Yes | Yes | Yes | None | Yes | Yes | Yes | Yes | Yes | Yes | None | No | No
|  | Upgrade approved | No | No | No | No | No | No | No | No | No | No | No | No | No | No | Yes | Yes | Yes | No | No | Yes | No | Yes | No | No | No | Yes | Yes | Yes | No | No | No | No | Yes | No | Yes | Yes | Yes | No | No | No | No | No | No | No | No | No | No | No | No | No | No | No | No | No | Yes | Yes | Yes | Yes | No | No | No | No | No | No | No | No | No | No | No | Yes | Yes | Yes | No | No | No | No | No | No | No | No | No | No | No | No | No | No | No | No | No | No | No | Yes | Yes | Yes | No | No | No | No | Yes | No | No | No | No | No | No | No | No
Tx Calculations Baseline Alignment Calculations |  |  | (Rows 19-80) |  | Calculations to account for resources in IRP baseline not in Tx Capability Baseline and other adjustments
Excluded Tx Utilization for Calculations |  | FCDS | [6 empty] | 251.8 | 251.8 | 84.134 | 84.134 | [20 empty] | 259.75 |  | 713.2 | [11 empty] | 358 | [13 empty] | 209 |  |  |  | 134.8 | [13 empty] | 828.43 | [15 empty] | 841.79 | 841.79 | 272.18 |  |  |  | 6.93
|  | EODS | [6 empty] | 0 | 0 | 0.855 | 0.855
ERM-IRP Baseline Reconciliation Resources
FCDS | Mapped MWs
|  | Geothermal | 0 | 0 | 0 | 0 | 0 | 0 | 0 | 0 | 0 | 0 | 0 | 0 | 0 | 53.7 | 53.7 | 53.7 | 53.7 | 0 | 0 | 138.2 | 0 | 183.2 | 0 | 45 | 0 | 95 | 0 | 0 | 138.2 | 0 | 0 | 0 | 50 | 0 | 50 | 50 | 50 | 0 | 50 | 50 | 50 | 0 | 0 | 20.8 | 20.8 | 0 | 20.8 | 40 | 0 | 0 | 0 | 0 | 0 | 0 | 0 | 0 | 0 | 20.8 | 0 | 20.8 | 20.8 | 0 | 0 | 0 | 0 | 0 | 0 | 0 | 0 | 0 | 0 | 0 | 0 | 0 | 20.8 | 0 | 0 | 0 | 0 | 0 | 0 | 0 | 0 | 0 | 0 | 0 | 0 | 0 | 0 | 0 | 0 | 0 | 0 | 0 | 0 | 0 | 0 | 0 | 0 | 0 | 0 | 0 | 0 | 0 | 0 | 0 | 0
|  | Biomass | 0 | 0 | 1.9 | 0 | 1.9 | 0 | 1.9 | 1.9 | 0 | 0 | 0 | 0 | 0 | 0 | 0 | 0 | 0 | 0 | 0 | 0 | 0 | 0 | 0 | 0 | 0 | 0 | 0 | 0 | 1.9 | 0 | 0 | 0 | 0 | 0 | 0 | 0 | 0 | 0 | 0 | 0 | 0 | 0 | 0 | 0 | 0 | 0 | 0 | 0 | 0 | 0 | 4.7 | 0 | 0 | 0 | 0 | 0 | 0 | 0 | 0 | 0 | 0 | 0 | 2.8 | 0 | 2.8 | 2.8 | 0 | 0 | 0 | 0 | 0 | 0 | 0 | 0 | 0 | 0 | 1.9 | 0 | 0 | 0 | 0 | 0 | 0 | 0 | 0 | 1.9 | 1.9 | 0 | 1.9 | 1.9 | 1.9 | 4.7 | 1.9 | 1.9 | 1.9 | 1.9 | 0 | 1.9 | 1.9 | 0 | 0 | 4.7 | 0 | 0 | 0 | 1.9 | 0
|  | Wind | 0 | 0 | 0 | 0 | 0 | 0 | 0 | 0 | 0 | 0 | 0 | 0 | 0 | 0 | 0 | 0 | 0 | 0 | 0 | 455 | 0 | 455 | 0 | 93.6 | 0 | 198.6 | 0 | 0 | 455 | 0 | 0 | 0 | 105 | 0 | 105 | 105 | 105 | 0 | 0 | 105 | 105 | 0 | 0 | 0 | 90 | 0 | 0 | 0 | 0 | 0 | 0 | 0 | 0 | 0 | 0 | 0 | 0 | 0 | 90 | 90 | 90 | 0 | 0 | 90 | 134.8 | 0 | 0 | 0 | 0 | 0 | 0 | 0 | 0 | 90 | 90 | 0 | 44.8 | 0 | 0 | 0 | 0 | 0 | 91.2 | 0 | 0 | 76.4 | 76.4 | 0 | 0 | 0 | 0 | 76.4 | 0 | 0 | 0 | 0 | 0 | 0 | 0 | 0 | 0 | 0 | 0 | 0 | 0 | 76.4 | 0
|  | OOS Wind | 0 | 0 | 0 | 0 | 0 | 0 | 0 | 0 | 0 | 0 | 0 | 0 | 0 | 0 | 0 | 0 | 0 | 0 | 0 | 0 | 0 | 0 | 0 | 0 | 0 | 0 | 0 | 0 | 0 | 0 | 0 | 0 | 0 | 0 | 0 | 0 | 0 | 0 | 0 | 0 | 0 | 0 | 0 | 0 | 0 | 0 | 0 | 0 | 0 | 0 | 0 | 0 | 0 | 0 | 0 | 0 | 0 | 0 | 0 | 0 | 0 | 0 | 0 | 0 | 0 | 0 | 0 | 0 | 0 | 0 | 0 | 0 | 0 | 0 | 0 | 0 | 0 | 0 | 0 | 0 | 0 | 0 | 0 | 0 | 0 | 0 | 0 | 0 | 0 | 0 | 0 | 0 | 0 | 0 | 0 | 0 | 0 | 0 | 0 | 0 | 0 | 0 | 0 | 0 | 0 | 0 | 0
|  | Offshore Wind | 0 | 0 | 0 | 0 | 0 | 0 | 0 | 0 | 0 | 0 | 0 | 0 | 0 | 0 | 0 | 0 | 0 | 0 | 0 | 0 | 0 | 0 | 0 | 0 | 0 | 0 | 0 | 0 | 0 | 0 | 0 | 0 | 0 | 0 | 0 | 0 | 0 | 0 | 0 | 0 | 0 | 0 | 0 | 0 | 0 | 0 | 0 | 0 | 0 | 0 | 0 | 0 | 0 | 0 | 0 | 0 | 0 | 0 | 0 | 0 | 0 | 0 | 0 | 0 | 0 | 0 | 0 | 0 | 0 | 0 | 0 | 0 | 0 | 0 | 0 | 0 | 0 | 0 | 0 | 0 | 0 | 0 | 0 | 0 | 0 | 0 | 0 | 0 | 0 | 0 | 0 | 0 | 0 | 0 | 0 | 0 | 0 | 0 | 0 | 0 | 0 | 0 | 0 | 0 | 0 | 0 | 0
|  | Distributed Solar | 29 | 14.5 | 29 | 0 | 0 | 14.5 | 14.5 | 14.5 | 0 | 0 | 0 | 0 | 0 | 2 | 5 | 5 | 5 | 0 | 0 | 0 | 0 | 0 | 0 | 0 | 0 | 0 | 0 | 0 | 14.5 | 0 | 0 | 0 | 0 | 0 | 0 | 0 | 0 | 0 | 0 | 0 | 0 | 0 | 0 | 0 | 0 | 0 | 0 | 0 | 0 | 0 | 0 | 0 | 0 | 0 | 0 | 0 | 0 | 0 | 0 | 0 | 0 | 0 | 0 | 0 | 5 | 0 | 0 | 0 | 0 | 0 | 0 | 0 | 0 | 0 | 0 | 0 | 5 | 0 | 0 | 0 | 0 | 0 | 0 | 0 | 0 | 0 | 0 | 0 | 0 | 0 | 0 | 0 | 0 | 0 | 0 | 0 | 0 | 0 | 0 | 0 | 0 | 0 | 0 | 0 | 0 | 0 | 0
|  | Solar | 1604.8 | 1210 | 536.8 | 735 | 0 | 355.8 | 394.8 | 394.8 | 39 | 39 | 0 | 0 | 0 | 0 | 599 | 599 | 599 | 0 | 456.6 | 297.5 | 0 | 297.5 | 0 | 0 | 0 | 172.5 | 0 | 125 | 692.3 | 0 | 0 | 0 | 120 | 0 | 120 | 172.5 | 120 | 0 | 120 | 120 | 120 | 0 | 0 | 0 | 0 | 0 | 0 | 0 | 0 | 0 | 206.21 | 0 | 0 | 0 | 0 | 0 | 0 | 0 | 0 | 0 | 6.21 | 0 | 6.21 | 0 | 6.21 | 0 | 0 | 6.21 | 6.21 | 0 | 0 | 0 | 0 | 6.21 | 0 | 0 | 469.9 | 0 | 0 | 0 | 0 | 0 | 0 | 0 | 100 | 419.9 | 469.9 | 0 | 200 | 200 | 200 | 250 | 200 | 200 | 200 | 200 | 0 | 200 | 200 | 0 | 0 | 200 | 0 | 119.9 | 119.9 | 200 | 0
|  | Battery_4hr | 1276.5 | 1096.5 | 757 | 549 | 30 | 180 | 370 | 370 | 80 | 80 | 10 | 10 | 170.4 | 0 | 317.5 | 317.5 | 317.5 | 0 | 751 | 248.5 | 0 | 473.5 | 0 | 825 | 280 | 1008.5 | 0 | 65 | 743.5 | 40 | 550 | 0 | 871 | 6 | 531 | 183.5 | 531 | 0 | 421 | 421 | 521 | 590 | 0 | 200 | 856 | 0 | 0 | 0 | 0 | 6 | 578 | 6 | 6 | 0 | 200 | 200 | 0 | 550 | 500 | 500 | 1457.5 | 0 | 157 | 600 | 1370.5 | 138 | 0 | 15 | 15 | 0 | 0 | 607.5 | 257.5 | 925 | 300 | 99.7 | 567.7 | 0 | 0 | 0 | 0 | 0 | 99.7 | 0 | 0 | 292.7 | 287.7 | 0 | 40 | 40 | 40 | 789.5 | 40 | 40 | 40 | 149.7 | 99.7 | 40 | 40 | 0 | 0 | 172 | 0 | 595.5 | 172.7 | 120 | 0
|  | Battery_8hr | 69 | 69 | 0 | 0 | 0 | 0 | 0 | 0 | 0 | 0 | 0 | 0 | 0 | 0 | 0 | 0 | 0 | 0 | 0 | 0 | 0 | 0 | 0 | 0 | 0 | 0 | 0 | 0 | 0 | 50 | 0 | 0 | 60 | 0 | 60 | 0 | 60 | 0 | 0 | 0 | 0 | 50 | 0 | 0 | 0 | 0 | 0 | 0 | 0 | 0 | 0 | 0 | 0 | 0 | 0 | 0 | 0 | 0 | 0 | 0 | 32 | 0 | 0 | 0 | 32 | 0 | 0 | 0 | 0 | 0 | 0 | 32 | 0 | 0 | 0 | 0 | 0 | 0 | 0 | 0 | 0 | 0 | 0 | 0 | 0 | 32 | 32 | 0 | 0 | 0 | 0 | 32 | 32 | 32 | 0 | 0 | 0 | 0 | 0 | 0 | 0 | 0 | 0 | 32 | 0 | 32 | 0
|  | LDES | 0 | 0 | 0 | 0 | 0 | 0 | 0 | 0 | 0 | 0 | 0 | 0 | 0 | 0 | 0 | 0 | 0 | 0 | 0 | 0 | 0 | 0 | 0 | 0 | 0 | 0 | 0 | 0 | 0 | 0 | 0 | 0 | 0 | 0 | 0 | 0 | 0 | 0 | 0 | 0 | 0 | 0 | 0 | 0 | 0 | 0 | 0 | 0 | 0 | 0 | 0 | 0 | 0 | 0 | 0 | 0 | 0 | 0 | 0 | 0 | 0 | 0 | 0 | 0 | 0 | 0 | 0 | 0 | 0 | 0 | 0 | 0 | 0 | 0 | 0 | 0 | 0 | 0 | 0 | 0 | 0 | 0 | 0 | 0 | 0 | 0 | 0 | 0 | 0 | 0 | 0 | 0 | 0 | 0 | 0 | 0 | 0 | 0 | 0 | 0 | 0 | 0 | 0 | 0 | 0 | 0 | 0
EODS | Mapped MWs
|  | Wind | 0 | 0 | 0 | 0 | 0 | 0 | 0 | 0 | 0 | 0 | 0 | 0 | 0 | 0 | 0 | 0 | 0 | 0 | 0 | 0 | 0 | 0 | 0 | 0 | 0 | 0 | 0 | 0 | 0 | 0 | 0 | 0 | 0 | 0 | 0 | 0 | 0 | 0 | 0 | 0 | 0 | 0 | 0 | 0 | 0 | 0 | 0 | 0 | 0 | 0 | 0 | 0 | 0 | 0 | 0 | 0 | 0 | 0 | 0 | 0 | 0 | 0 | 0 | 0 | 0 | 0 | 0 | 0 | 0 | 0 | 0 | 0 | 0 | 0 | 0 | 0 | 0 | 0 | 0 | 0 | 0 | 0 | 0 | 0 | 0 | 0 | 0 | 0 | 0 | 0 | 0 | 0 | 0 | 0 | 0 | 0 | 0 | 0 | 0 | 0 | 0 | 0 | 0 | 0 | 0 | 0 | 0
|  | OOS Wind | 0 | 0 | 0 | 0 | 0 | 0 | 0 | 0 | 0 | 0 | 0 | 0 | 0 | 0 | 0 | 0 | 0 | 0 | 0 | 0 | 0 | 0 | 0 | 0 | 0 | 0 | 0 | 0 | 0 | 0 | 0 | 0 | 0 | 0 | 0 | 0 | 0 | 0 | 0 | 0 | 0 | 0 | 0 | 0 | 0 | 0 | 0 | 0 | 0 | 0 | 0 | 0 | 0 | 0 | 0 | 0 | 0 | 0 | 0 | 0 | 0 | 0 | 0 | 0 | 0 | 0 | 0 | 0 | 0 | 0 | 0 | 0 | 0 | 0 | 0 | 0 | 0 | 0 | 0 | 0 | 0 | 0 | 0 | 0 | 0 | 0 | 0 | 0 | 0 | 0 | 0 | 0 | 0 | 0 | 0 | 0 | 0 | 0 | 0 | 0 | 0 | 0 | 0 | 0 | 0 | 0 | 0
|  | Offshore Wind | 0 | 0 | 0 | 0 | 0 | 0 | 0 | 0 | 0 | 0 | 0 | 0 | 0 | 0 | 0 | 0 | 0 | 0 | 0 | 0 | 0 | 0 | 0 | 0 | 0 | 0 | 0 | 0 | 0 | 0 | 0 | 0 | 0 | 0 | 0 | 0 | 0 | 0 | 0 | 0 | 0 | 0 | 0 | 0 | 0 | 0 | 0 | 0 | 0 | 0 | 0 | 0 | 0 | 0 | 0 | 0 | 0 | 0 | 0 | 0 | 0 | 0 | 0 | 0 | 0 | 0 | 0 | 0 | 0 | 0 | 0 | 0 | 0 | 0 | 0 | 0 | 0 | 0 | 0 | 0 | 0 | 0 | 0 | 0 | 0 | 0 | 0 | 0 | 0 | 0 | 0 | 0 | 0 | 0 | 0 | 0 | 0 | 0 | 0 | 0 | 0 | 0 | 0 | 0 | 0 | 0 | 0
|  | Solar | 66 | 0 | 66 | 0 | 0 | 0 | 66 | 66 | 66 | 66 | 0 | 0 | 0 | 0 | 33 | 33 | 33 | 0 | 131 | 0 | 0 | 382 | 0 | 382 | 250 | 382 | 0 | 0 | 316 | 0 | 0 | 0 | 0 | 0 | 0 | 0 | 0 | 0 | 0 | 0 | 0 | 0 | 0 | 0 | 0 | 0 | 0 | 0 | 0 | 0 | 14.11 | 0 | 0 | 0 | 0 | 0 | 0 | 0 | 0 | 0 | 14.11 | 0 | 14.11 | 0 | 14.11 | 0 | 0 | 14.11 | 14.11 | 0 | 0 | 0 | 0 | 14.11 | 0 | 0 | 5 | 0 | 0 | 0 | 0 | 0 | 0 | 0 | 0 | 5 | 5 | 0 | 0 | 0 | 0 | 0 | 0 | 0 | 0 | 0 | 0 | 0 | 0 | 0 | 0 | 0 | 0 | 5 | 5 | 0 | 0
| HSN Output | HSN
|  | Geothermal | 0 | 0 | 0 | 0 | 0 | 0 | 0 | 0 | 0 | 0 | 0 | 0 | 0 | 53.7 | 53.7 | 53.7 | 53.7 | 0 | 0 | 138.2 | 0 | 183.2 | 0 | 45 | 0 | 95 | 0 | 0 | 138.2 | 0 | 0 | 0 | 50 | 0 | 50 | 50 | 50 | 0 | 50 | 50 | 50 | 0 | 0 | 20.8 | 20.8 | 0 | 20.8 | 40 | 0 | 0 | 0 | 0 | 0 | 0 | 0 | 0 | 0 | 20.8 | 0 | 20.8 | 20.8 | 0 | 0 | 0 | 0 | 0 | 0 | 0 | 0 | 0 | 0 | 0 | 0 | 0 | 20.8 | 0 | 0 | 0 | 0 | 0 | 0 | 0 | 0 | 0 | 0 | 0 | 0 | 0 | 0 | 0 | 0 | 0 | 0 | 0 | 0 | 0 | 0 | 0 | 0 | 0 | 0 | 0 | 0 | 0 | 0 | 0 | 0
|  | Biomass | 0 | 0 | 1.9 | 0 | 1.9 | 0 | 1.9 | 1.9 | 0 | 0 | 0 | 0 | 0 | 0 | 0 | 0 | 0 | 0 | 0 | 0 | 0 | 0 | 0 | 0 | 0 | 0 | 0 | 0 | 1.9 | 0 | 0 | 0 | 0 | 0 | 0 | 0 | 0 | 0 | 0 | 0 | 0 | 0 | 0 | 0 | 0 | 0 | 0 | 0 | 0 | 0 | 4.7 | 0 | 0 | 0 | 0 | 0 | 0 | 0 | 0 | 0 | 0 | 0 | 2.8 | 0 | 2.8 | 2.8 | 0 | 0 | 0 | 0 | 0 | 0 | 0 | 0 | 0 | 0 | 1.9 | 0 | 0 | 0 | 0 | 0 | 0 | 0 | 0 | 1.9 | 1.9 | 0 | 1.9 | 1.9 | 1.9 | 4.7 | 1.9 | 1.9 | 1.9 | 1.9 | 0 | 1.9 | 1.9 | 0 | 0 | 4.7 | 0 | 0 | 0 | 1.9 | 0
|  | Wind | 0 | 0 | 0 | 0 | 0 | 0 | 0 | 0 | 0 | 0 | 0 | 0 | 0 | 0 | 0 | 0 | 0 | 0 | 0 | 253.435 | 0 | 253.435 | 0 | 52.1352 | 0 | 110.6202 | 0 | 0 | 253.435 | 0 | 0 | 0 | 35.385 | 0 | 35.385 | 35.385 | 35.385 | 0 | 0 | 35.385 | 35.385 | 0 | 0 | 0 | 59.85 | 0 | 0 | 0 | 0 | 0 | 0 | 0 | 0 | 0 | 0 | 0 | 0 | 0 | 59.85 | 59.85 | 59.85 | 0 | 0 | 59.85 | 89.642 | 0 | 0 | 0 | 0 | 0 | 0 | 0 | 0 | 59.85 | 59.85 | 0 | 29.792 | 0 | 0 | 0 | 0 | 0 | 60.648 | 0 | 0 | 50.806 | 50.806 | 0 | 0 | 0 | 0 | 50.806 | 0 | 0 | 0 | 0 | 0 | 0 | 0 | 0 | 0 | 0 | 0 | 0 | 0 | 50.806 | 0
|  | OOS Wind | 0 | 0 | 0 | 0 | 0 | 0 | 0 | 0 | 0 | 0 | 0 | 0 | 0 | 0 | 0 | 0 | 0 | 0 | 0 | 0 | 0 | 0 | 0 | 0 | 0 | 0 | 0 | 0 | 0 | 0 | 0 | 0 | 0 | 0 | 0 | 0 | 0 | 0 | 0 | 0 | 0 | 0 | 0 | 0 | 0 | 0 | 0 | 0 | 0 | 0 | 0 | 0 | 0 | 0 | 0 | 0 | 0 | 0 | 0 | 0 | 0 | 0 | 0 | 0 | 0 | 0 | 0 | 0 | 0 | 0 | 0 | 0 | 0 | 0 | 0 | 0 | 0 | 0 | 0 | 0 | 0 | 0 | 0 | 0 | 0 | 0 | 0 | 0 | 0 | 0 | 0 | 0 | 0 | 0 | 0 | 0 | 0 | 0 | 0 | 0 | 0 | 0 | 0 | 0 | 0 | 0 | 0
|  | Offshore Wind | 0 | 0 | 0 | 0 | 0 | 0 | 0 | 0 | 0 | 0 | 0 | 0 | 0 | 0 | 0 | 0 | 0 | 0 | 0 | 0 | 0 | 0 | 0 | 0 | 0 | 0 | 0 | 0 | 0 | 0 | 0 | 0 | 0 | 0 | 0 | 0 | 0 | 0 | 0 | 0 | 0 | 0 | 0 | 0 | 0 | 0 | 0 | 0 | 0 | 0 | 0 | 0 | 0 | 0 | 0 | 0 | 0 | 0 | 0 | 0 | 0 | 0 | 0 | 0 | 0 | 0 | 0 | 0 | 0 | 0 | 0 | 0 | 0 | 0 | 0 | 0 | 0 | 0 | 0 | 0 | 0 | 0 | 0 | 0 | 0 | 0 | 0 | 0 | 0 | 0 | 0 | 0 | 0 | 0 | 0 | 0 | 0 | 0 | 0 | 0 | 0 | 0 | 0 | 0 | 0 | 0 | 0
|  | Distributed Solar | 3.074 | 1.537 | 3.074 | 0 | 0 | 1.537 | 1.537 | 1.537 | 0 | 0 | 0 | 0 | 0 | 0.212 | 0.53 | 0.53 | 0.53 | 0 | 0 | 0 | 0 | 0 | 0 | 0 | 0 | 0 | 0 | 0 | 1.537 | 0 | 0 | 0 | 0 | 0 | 0 | 0 | 0 | 0 | 0 | 0 | 0 | 0 | 0 | 0 | 0 | 0 | 0 | 0 | 0 | 0 | 0 | 0 | 0 | 0 | 0 | 0 | 0 | 0 | 0 | 0 | 0 | 0 | 0 | 0 | 0.5 | 0 | 0 | 0 | 0 | 0 | 0 | 0 | 0 | 0 | 0 | 0 | 0.5 | 0 | 0 | 0 | 0 | 0 | 0 | 0 | 0 | 0 | 0 | 0 | 0 | 0 | 0 | 0 | 0 | 0 | 0 | 0 | 0 | 0 | 0 | 0 | 0 | 0 | 0 | 0 | 0 | 0 | 0
|  | Solar | 170.1088 | 128.26 | 56.9008 | 77.91 | 0 | 37.7148 | 41.8488 | 41.8488 | 4.134 | 4.134 | 0 | 0 | 0 | 0 | 63.494 | 63.494 | 63.494 | 0 | 48.3996 | 31.535 | 0 | 31.535 | 0 | 0 | 0 | 18.285 | 0 | 13.25 | 73.3838 | 0 | 0 | 0 | 3.6 | 0 | 3.6 | 5.175 | 3.6 | 0 | 3.6 | 3.6 | 3.6 | 0 | 0 | 0 | 0 | 0 | 0 | 0 | 0 | 0 | 20.621 | 0 | 0 | 0 | 0 | 0 | 0 | 0 | 0 | 0 | 0.621 | 0 | 0.621 | 0 | 0.621 | 0 | 0 | 0.621 | 0.621 | 0 | 0 | 0 | 0 | 0.621 | 0 | 0 | 46.99 | 0 | 0 | 0 | 0 | 0 | 0 | 0 | 10 | 41.99 | 46.99 | 0 | 20 | 20 | 20 | 25 | 20 | 20 | 20 | 20 | 0 | 20 | 20 | 0 | 0 | 20 | 0 | 11.99 | 11.99 | 20 | 0
|  | Battery_4hr | 1276.5 | 1096.5 | 757 | 549 | 30 | 180 | 370 | 370 | 80 | 80 | 10 | 10 | 170.4 | 0 | 317.5 | 317.5 | 317.5 | 0 | 751 | 248.5 | 0 | 473.5 | 0 | 825 | 280 | 1008.5 | 0 | 65 | 743.5 | 40 | 550 | 0 | 871 | 6 | 531 | 183.5 | 531 | 0 | 421 | 421 | 521 | 590 | 0 | 200 | 856 | 0 | 0 | 0 | 0 | 6 | 578 | 6 | 6 | 0 | 200 | 200 | 0 | 550 | 500 | 500 | 1457.5 | 0 | 157 | 600 | 1370.5 | 138 | 0 | 15 | 15 | 0 | 0 | 607.5 | 257.5 | 925 | 300 | 99.7 | 567.7 | 0 | 0 | 0 | 0 | 0 | 99.7 | 0 | 0 | 292.7 | 287.7 | 0 | 40 | 40 | 40 | 789.5 | 40 | 40 | 40 | 149.7 | 99.7 | 40 | 40 | 0 | 0 | 172 | 0 | 595.5 | 172.7 | 120 | 0
|  | Battery_8hr | 69 | 69 | 0 | 0 | 0 | 0 | 0 | 0 | 0 | 0 | 0 | 0 | 0 | 0 | 0 | 0 | 0 | 0 | 0 | 0 | 0 | 0 | 0 | 0 | 0 | 0 | 0 | 0 | 0 | 50 | 0 | 0 | 60 | 0 | 60 | 0 | 60 | 0 | 0 | 0 | 0 | 50 | 0 | 0 | 0 | 0 | 0 | 0 | 0 | 0 | 0 | 0 | 0 | 0 | 0 | 0 | 0 | 0 | 0 | 0 | 32 | 0 | 0 | 0 | 32 | 0 | 0 | 0 | 0 | 0 | 0 | 32 | 0 | 0 | 0 | 0 | 0 | 0 | 0 | 0 | 0 | 0 | 0 | 0 | 0 | 32 | 32 | 0 | 0 | 0 | 0 | 32 | 32 | 32 | 0 | 0 | 0 | 0 | 0 | 0 | 0 | 0 | 0 | 32 | 0 | 32 | 0
|  | LDES | 0 | 0 | 0 | 0 | 0 | 0 | 0 | 0 | 0 | 0 | 0 | 0 | 0 | 0 | 0 | 0 | 0 | 0 | 0 | 0 | 0 | 0 | 0 | 0 | 0 | 0 | 0 | 0 | 0 | 0 | 0 | 0 | 0 | 0 | 0 | 0 | 0 | 0 | 0 | 0 | 0 | 0 | 0 | 0 | 0 | 0 | 0 | 0 | 0 | 0 | 0 | 0 | 0 | 0 | 0 | 0 | 0 | 0 | 0 | 0 | 0 | 0 | 0 | 0 | 0 | 0 | 0 | 0 | 0 | 0 | 0 | 0 | 0 | 0 | 0 | 0 | 0 | 0 | 0 | 0 | 0 | 0 | 0 | 0 | 0 | 0 | 0 | 0 | 0 | 0 | 0 | 0 | 0 | 0 | 0 | 0 | 0 | 0 | 0 | 0 | 0 | 0 | 0 | 0 | 0 | 0 | 0
|  | Total | 1518.6828 | 1295.297 | 818.8748 | 626.91 | 31.9 | 219.2518 | 163.4858 | 163.4858 | 0 | 0 | 10 | 10 | 170.4 | 53.912 | 435.224 | 435.224 | 435.224 | 0 | 799.3996 | 671.67 | 0 | 941.67 | 0 | 922.1352 | 280 | 1232.4052 | 0 | 78.25 | 1211.9558 | 90 | 290.25 | 0 | 306.785 | 6 | 679.985 | 274.06 | 679.985 | 0 | 474.6 | 509.985 | 609.985 | 640 | 0 | 220.8 | 578.65 | 0 | 20.8 | 40 | 0 | 6 | 603.321 | 6 | 6 | 0 | 200 | 200 | 0 | 570.8 | 350.85 | 580.65 | 1570.771 | 0 | 25.621 | 659.85 | 1496.063 | 140.8 | 0 | 15.621 | 15.621 | 0 | 0 | 639.5 | 257.5 | 985.471 | 380.65 | 99.7 | -181.548 | 0 | 0 | 0 | 0 | 0 | 160.348 | 0 | 10 | 419.396 | 419.396 | 0 | 61.9 | 61.9 | 61.9 | 902.006 | -747.89 | -747.89 | -210.28 | 171.6 | 99.7 | 61.9 | 54.97 | 0 | 0 | 196.7 | 0 | 639.49 | 184.69 | 224.706 | 0
| SSN Output | SSN
|  | Geothermal | 0 | 0 | 0 | 0 | 0 | 0 | 0 | 0 | 0 | 0 | 0 | 0 | 0 | 53.7 | 53.7 | 53.7 | 53.7 | 0 | 0 | 138.2 | 0 | 183.2 | 0 | 45 | 0 | 95 | 0 | 0 | 138.2 | 0 | 0 | 0 | 50 | 0 | 50 | 50 | 50 | 0 | 50 | 50 | 50 | 0 | 0 | 20.8 | 20.8 | 0 | 20.8 | 40 | 0 | 0 | 0 | 0 | 0 | 0 | 0 | 0 | 0 | 20.8 | 0 | 20.8 | 20.8 | 0 | 0 | 0 | 0 | 0 | 0 | 0 | 0 | 0 | 0 | 0 | 0 | 0 | 20.8 | 0 | 0 | 0 | 0 | 0 | 0 | 0 | 0 | 0 | 0 | 0 | 0 | 0 | 0 | 0 | 0 | 0 | 0 | 0 | 0 | 0 | 0 | 0 | 0 | 0 | 0 | 0 | 0 | 0 | 0 | 0 | 0
|  | Biomass | 0 | 0 | 1.9 | 0 | 1.9 | 0 | 1.9 | 1.9 | 0 | 0 | 0 | 0 | 0 | 0 | 0 | 0 | 0 | 0 | 0 | 0 | 0 | 0 | 0 | 0 | 0 | 0 | 0 | 0 | 1.9 | 0 | 0 | 0 | 0 | 0 | 0 | 0 | 0 | 0 | 0 | 0 | 0 | 0 | 0 | 0 | 0 | 0 | 0 | 0 | 0 | 0 | 4.7 | 0 | 0 | 0 | 0 | 0 | 0 | 0 | 0 | 0 | 0 | 0 | 2.8 | 0 | 2.8 | 2.8 | 0 | 0 | 0 | 0 | 0 | 0 | 0 | 0 | 0 | 0 | 1.9 | 0 | 0 | 0 | 0 | 0 | 0 | 0 | 0 | 1.9 | 1.9 | 0 | 1.9 | 1.9 | 1.9 | 4.7 | 1.9 | 1.9 | 1.9 | 1.9 | 0 | 1.9 | 1.9 | 0 | 0 | 4.7 | 0 | 0 | 0 | 1.9 | 0
|  | Wind | 0 | 0 | 0 | 0 | 0 | 0 | 0 | 0 | 0 | 0 | 0 | 0 | 0 | 0 | 0 | 0 | 0 | 0 | 0 | 94.64 | 0 | 94.64 | 0 | 19.4688 | 0 | 41.3088 | 0 | 0 | 94.64 | 0 | 0 | 0 | 11.76 | 0 | 11.76 | 11.76 | 11.76 | 0 | 0 | 11.76 | 11.76 | 0 | 0 | 0 | 14.67 | 0 | 0 | 0 | 0 | 0 | 0 | 0 | 0 | 0 | 0 | 0 | 0 | 0 | 14.67 | 14.67 | 14.67 | 0 | 0 | 14.67 | 21.9724 | 0 | 0 | 0 | 0 | 0 | 0 | 0 | 0 | 14.67 | 14.67 | 0 | 7.3024 | 0 | 0 | 0 | 0 | 0 | 14.8656 | 0 | 0 | 12.4532 | 12.4532 | 0 | 0 | 0 | 0 | 12.4532 | 0 | 0 | 0 | 0 | 0 | 0 | 0 | 0 | 0 | 0 | 0 | 0 | 0 | 12.4532 | 0
|  | OOS Wind | 0 | 0 | 0 | 0 | 0 | 0 | 0 | 0 | 0 | 0 | 0 | 0 | 0 | 0 | 0 | 0 | 0 | 0 | 0 | 0 | 0 | 0 | 0 | 0 | 0 | 0 | 0 | 0 | 0 | 0 | 0 | 0 | 0 | 0 | 0 | 0 | 0 | 0 | 0 | 0 | 0 | 0 | 0 | 0 | 0 | 0 | 0 | 0 | 0 | 0 | 0 | 0 | 0 | 0 | 0 | 0 | 0 | 0 | 0 | 0 | 0 | 0 | 0 | 0 | 0 | 0 | 0 | 0 | 0 | 0 | 0 | 0 | 0 | 0 | 0 | 0 | 0 | 0 | 0 | 0 | 0 | 0 | 0 | 0 | 0 | 0 | 0 | 0 | 0 | 0 | 0 | 0 | 0 | 0 | 0 | 0 | 0 | 0 | 0 | 0 | 0 | 0 | 0 | 0 | 0 | 0 | 0
|  | Offshore Wind | 0 | 0 | 0 | 0 | 0 | 0 | 0 | 0 | 0 | 0 | 0 | 0 | 0 | 0 | 0 | 0 | 0 | 0 | 0 | 0 | 0 | 0 | 0 | 0 | 0 | 0 | 0 | 0 | 0 | 0 | 0 | 0 | 0 | 0 | 0 | 0 | 0 | 0 | 0 | 0 | 0 | 0 | 0 | 0 | 0 | 0 | 0 | 0 | 0 | 0 | 0 | 0 | 0 | 0 | 0 | 0 | 0 | 0 | 0 | 0 | 0 | 0 | 0 | 0 | 0 | 0 | 0 | 0 | 0 | 0 | 0 | 0 | 0 | 0 | 0 | 0 | 0 | 0 | 0 | 0 | 0 | 0 | 0 | 0 | 0 | 0 | 0 | 0 | 0 | 0 | 0 | 0 | 0 | 0 | 0 | 0 | 0 | 0 | 0 | 0 | 0 | 0 | 0 | 0 | 0 | 0 | 0
|  | Distributed Solar | 12.383 | 6.1915 | 12.383 | 0 | 0 | 6.1915 | 6.1915 | 6.1915 | 0 | 0 | 0 | 0 | 0 | 0.854 | 2.135 | 2.135 | 2.135 | 0 | 0 | 0 | 0 | 0 | 0 | 0 | 0 | 0 | 0 | 0 | 6.1915 | 0 | 0 | 0 | 0 | 0 | 0 | 0 | 0 | 0 | 0 | 0 | 0 | 0 | 0 | 0 | 0 | 0 | 0 | 0 | 0 | 0 | 0 | 0 | 0 | 0 | 0 | 0 | 0 | 0 | 0 | 0 | 0 | 0 | 0 | 0 | 2.78 | 0 | 0 | 0 | 0 | 0 | 0 | 0 | 0 | 0 | 0 | 0 | 2.78 | 0 | 0 | 0 | 0 | 0 | 0 | 0 | 0 | 0 | 0 | 0 | 0 | 0 | 0 | 0 | 0 | 0 | 0 | 0 | 0 | 0 | 0 | 0 | 0 | 0 | 0 | 0 | 0 | 0 | 0
|  | Solar | 685.2496 | 516.67 | 229.2136 | 313.845 | 0 | 151.9266 | 168.5796 | 168.5796 | 16.653 | 16.653 | 0 | 0 | 0 | 0 | 255.773 | 255.773 | 255.773 | 0 | 194.9682 | 127.0325 | 0 | 127.0325 | 0 | 0 | 0 | 73.6575 | 0 | 53.375 | 295.6121 | 0 | 0 | 0 | 48.24 | 0 | 48.24 | 69.345 | 48.24 | 0 | 48.24 | 48.24 | 48.24 | 0 | 0 | 0 | 0 | 0 | 0 | 0 | 0 | 0 | 114.6528 | 0 | 0 | 0 | 0 | 0 | 0 | 0 | 0 | 0 | 3.4528 | 0 | 3.4528 | 0 | 3.4528 | 0 | 0 | 3.4528 | 3.4528 | 0 | 0 | 0 | 0 | 3.4528 | 0 | 0 | 261.2644 | 0 | 0 | 0 | 0 | 0 | 0 | 0 | 55.6 | 233.4644 | 261.2644 | 0 | 111.2 | 111.2 | 111.2 | 139 | 111.2 | 111.2 | 111.2 | 111.2 | 0 | 111.2 | 111.2 | 0 | 0 | 111.2 | 0 | 66.6644 | 66.6644 | 111.2 | 0
|  | Battery_4hr | 638.25 | 548.25 | 378.5 | 274.5 | 15 | 90 | 185 | 185 | 40 | 40 | 5 | 5 | 85.2 | 0 | 158.75 | 158.75 | 158.75 | 0 | 375.5 | 124.25 | 0 | 236.75 | 0 | 412.5 | 140 | 504.25 | 0 | 32.5 | 371.75 | 20 | 275 | 0 | 435.5 | 3 | 265.5 | 91.75 | 265.5 | 0 | 210.5 | 210.5 | 260.5 | 295 | 0 | 100 | 428 | 0 | 0 | 0 | 0 | 3 | 289 | 3 | 3 | 0 | 100 | 100 | 0 | 275 | 250 | 250 | 728.75 | 0 | 78.5 | 300 | 685.25 | 69 | 0 | 7.5 | 7.5 | 0 | 0 | 303.75 | 128.75 | 462.5 | 150 | 49.85 | 283.85 | 0 | 0 | 0 | 0 | 0 | 49.85 | 0 | 0 | 146.35 | 143.85 | 0 | 20 | 20 | 20 | 394.75 | 20 | 20 | 20 | 74.85 | 49.85 | 20 | 20 | 0 | 0 | 86 | 0 | 297.75 | 86.35 | 60 | 0
|  | Battery_8hr | 34.5 | 34.5 | 0 | 0 | 0 | 0 | 0 | 0 | 0 | 0 | 0 | 0 | 0 | 0 | 0 | 0 | 0 | 0 | 0 | 0 | 0 | 0 | 0 | 0 | 0 | 0 | 0 | 0 | 0 | 25 | 0 | 0 | 30 | 0 | 30 | 0 | 30 | 0 | 0 | 0 | 0 | 25 | 0 | 0 | 0 | 0 | 0 | 0 | 0 | 0 | 0 | 0 | 0 | 0 | 0 | 0 | 0 | 0 | 0 | 0 | 16 | 0 | 0 | 0 | 16 | 0 | 0 | 0 | 0 | 0 | 0 | 16 | 0 | 0 | 0 | 0 | 0 | 0 | 0 | 0 | 0 | 0 | 0 | 0 | 0 | 16 | 16 | 0 | 0 | 0 | 0 | 16 | 16 | 16 | 0 | 0 | 0 | 0 | 0 | 0 | 0 | 0 | 0 | 16 | 0 | 16 | 0
|  | LDES | 0 | 0 | 0 | 0 | 0 | 0 | 0 | 0 | 0 | 0 | 0 | 0 | 0 | 0 | 0 | 0 | 0 | 0 | 0 | 0 | 0 | 0 | 0 | 0 | 0 | 0 | 0 | 0 | 0 | 0 | 0 | 0 | 0 | 0 | 0 | 0 | 0 | 0 | 0 | 0 | 0 | 0 | 0 | 0 | 0 | 0 | 0 | 0 | 0 | 0 | 0 | 0 | 0 | 0 | 0 | 0 | 0 | 0 | 0 | 0 | 0 | 0 | 0 | 0 | 0 | 0 | 0 | 0 | 0 | 0 | 0 | 0 | 0 | 0 | 0 | 0 | 0 | 0 | 0 | 0 | 0 | 0 | 0 | 0 | 0 | 0 | 0 | 0 | 0 | 0 | 0 | 0 | 0 | 0 | 0 | 0 | 0 | 0 | 0 | 0 | 0 | 0 | 0 | 0 | 0 | 0 | 0
|  | Total | 1370.3826 | 1105.6115 | 621.9966 | 588.345 | 16.9 | 248.1181 | 109.8711 | 109.8711 | -27.481 | -27.481 | 5 | 5 | 85.2 | 54.554 | 470.358 | 470.358 | 470.358 | 0 | 570.4682 | 484.1225 | 0 | 641.6225 | 0 | 476.9688 | 140 | 714.2163 | 0 | 85.875 | 908.2936 | 45 | 15.25 | 0 | -137.7 | 3 | 405.5 | 222.855 | 405.5 | 0 | 308.74 | 320.5 | 370.5 | 320 | 0 | 120.8 | 105.47 | 0 | 20.8 | 40 | 0 | 3 | 408.3528 | 3 | 3 | 0 | 100 | 100 | 0 | 295.8 | 55.67 | 285.47 | 783.6728 | 0 | -50.0472 | 314.67 | 732.2552 | 71.8 | 0 | 10.9528 | 10.9528 | 0 | 0 | 319.75 | 128.75 | 480.6228 | 185.47 | 49.85 | -271.3332 | 0 | 0 | 0 | 0 | 0 | 64.7156 | 0 | 55.6 | 410.1676 | 435.4676 | 0 | 133.1 | 133.1 | 133.1 | 566.9032 | -692.69 | -692.69 | -139.08 | 187.95 | 49.85 | 133.1 | 126.17 | 0 | 0 | 201.9 | 0 | 380.4144 | 153.0144 | 201.5532 | 0
| EODS Output | EODS
|  | Geothermal | 0 | 0 | 0 | 0 | 0 | 0 | 0 | 0 | 0 | 0 | 0 | 0 | 0 | 53.7 | 53.7 | 53.7 | 53.7 | 0 | 0 | 138.2 | 0 | 183.2 | 0 | 45 | 0 | 95 | 0 | 0 | 138.2 | 0 | 0 | 0 | 50 | 0 | 50 | 50 | 50 | 0 | 50 | 50 | 50 | 0 | 0 | 20.8 | 20.8 | 0 | 20.8 | 40 | 0 | 0 | 0 | 0 | 0 | 0 | 0 | 0 | 0 | 20.8 | 0 | 20.8 | 20.8 | 0 | 0 | 0 | 0 | 0 | 0 | 0 | 0 | 0 | 0 | 0 | 0 | 0 | 20.8 | 0 | 0 | 0 | 0 | 0 | 0 | 0 | 0 | 0 | 0 | 0 | 0 | 0 | 0 | 0 | 0 | 0 | 0 | 0 | 0 | 0 | 0 | 0 | 0 | 0 | 0 | 0 | 0 | 0 | 0 | 0 | 0
|  | Biomass | 0 | 0 | 0 | 0 | 0 | 0 | 0 | 0 | 0 | 0 | 0 | 0 | 0 | 0 | 0 | 0 | 0 | 0 | 0 | 0 | 0 | 0 | 0 | 0 | 0 | 0 | 0 | 0 | 0 | 0 | 0 | 0 | 0 | 0 | 0 | 0 | 0 | 0 | 0 | 0 | 0 | 0 | 0 | 0 | 0 | 0 | 0 | 0 | 0 | 0 | 0 | 0 | 0 | 0 | 0 | 0 | 0 | 0 | 0 | 0 | 0 | 0 | 0 | 0 | 0 | 0 | 0 | 0 | 0 | 0 | 0 | 0 | 0 | 0 | 0 | 0 | 0 | 0 | 0 | 0 | 0 | 0 | 0 | 0 | 0 | 0 | 0 | 0 | 0 | 0 | 0 | 0 | 0 | 0 | 0 | 0 | 0 | 0 | 0 | 0 | 0 | 0 | 0 | 0 | 0 | 0 | 0
|  | Wind | 0 | 0 | 0 | 0 | 0 | 0 | 0 | 0 | 0 | 0 | 0 | 0 | 0 | 0 | 0 | 0 | 0 | 0 | 0 | 200.2 | 0 | 200.2 | 0 | 41.184 | 0 | 87.384 | 0 | 0 | 200.2 | 0 | 0 | 0 | 46.2 | 0 | 46.2 | 46.2 | 46.2 | 0 | 0 | 46.2 | 46.2 | 0 | 0 | 0 | 56.7 | 0 | 0 | 0 | 0 | 0 | 0 | 0 | 0 | 0 | 0 | 0 | 0 | 0 | 56.7 | 56.7 | 56.7 | 0 | 0 | 56.7 | 84.924 | 0 | 0 | 0 | 0 | 0 | 0 | 0 | 0 | 56.7 | 56.7 | 0 | 19.712 | 0 | 0 | 0 | 0 | 0 | 40.128 | 0 | 0 | 33.616 | 33.616 | 0 | 0 | 0 | 0 | 33.616 | 0 | 0 | 0 | 0 | 0 | 0 | 0 | 0 | 0 | 0 | 0 | 0 | 0 | 33.616 | 0
|  | OOS Wind | 0 | 0 | 0 | 0 | 0 | 0 | 0 | 0 | 0 | 0 | 0 | 0 | 0 | 0 | 0 | 0 | 0 | 0 | 0 | 0 | 0 | 0 | 0 | 0 | 0 | 0 | 0 | 0 | 0 | 0 | 0 | 0 | 0 | 0 | 0 | 0 | 0 | 0 | 0 | 0 | 0 | 0 | 0 | 0 | 0 | 0 | 0 | 0 | 0 | 0 | 0 | 0 | 0 | 0 | 0 | 0 | 0 | 0 | 0 | 0 | 0 | 0 | 0 | 0 | 0 | 0 | 0 | 0 | 0 | 0 | 0 | 0 | 0 | 0 | 0 | 0 | 0 | 0 | 0 | 0 | 0 | 0 | 0 | 0 | 0 | 0 | 0 | 0 | 0 | 0 | 0 | 0 | 0 | 0 | 0 | 0 | 0 | 0 | 0 | 0 | 0 | 0 | 0 | 0 | 0 | 0 | 0
|  | Offshore Wind | 0 | 0 | 0 | 0 | 0 | 0 | 0 | 0 | 0 | 0 | 0 | 0 | 0 | 0 | 0 | 0 | 0 | 0 | 0 | 0 | 0 | 0 | 0 | 0 | 0 | 0 | 0 | 0 | 0 | 0 | 0 | 0 | 0 | 0 | 0 | 0 | 0 | 0 | 0 | 0 | 0 | 0 | 0 | 0 | 0 | 0 | 0 | 0 | 0 | 0 | 0 | 0 | 0 | 0 | 0 | 0 | 0 | 0 | 0 | 0 | 0 | 0 | 0 | 0 | 0 | 0 | 0 | 0 | 0 | 0 | 0 | 0 | 0 | 0 | 0 | 0 | 0 | 0 | 0 | 0 | 0 | 0 | 0 | 0 | 0 | 0 | 0 | 0 | 0 | 0 | 0 | 0 | 0 | 0 | 0 | 0 | 0 | 0 | 0 | 0 | 0 | 0 | 0 | 0 | 0 | 0 | 0
|  | Distributed Solar | 22.33 | 11.165 | 22.33 | 0 | 0 | 11.165 | 11.165 | 11.165 | 0 | 0 | 0 | 0 | 0 | 1.54 | 3.85 | 3.85 | 3.85 | 0 | 0 | 0 | 0 | 0 | 0 | 0 | 0 | 0 | 0 | 0 | 11.165 | 0 | 0 | 0 | 0 | 0 | 0 | 0 | 0 | 0 | 0 | 0 | 0 | 0 | 0 | 0 | 0 | 0 | 0 | 0 | 0 | 0 | 0 | 0 | 0 | 0 | 0 | 0 | 0 | 0 | 0 | 0 | 0 | 0 | 0 | 0 | 3.4 | 0 | 0 | 0 | 0 | 0 | 0 | 0 | 0 | 0 | 0 | 0 | 3.95 | 0 | 0 | 0 | 0 | 0 | 0 | 0 | 0 | 0 | 0 | 0 | 0 | 0 | 0 | 0 | 0 | 0 | 0 | 0 | 0 | 0 | 0 | 0 | 0 | 0 | 0 | 0 | 0 | 0 | 0
|  | Solar | 1286.516 | 931.7 | 464.156 | 565.95 | 0 | 273.966 | 354.816 | 354.816 | 80.85 | 80.85 | 0 | 0 | 0 | 0 | 486.64 | 486.64 | 486.64 | 0 | 452.452 | 229.075 | 0 | 523.215 | 0 | 294.14 | 192.5 | 426.965 | 0 | 96.25 | 776.391 | 0 | 0 | 0 | 94.8 | 0 | 94.8 | 136.275 | 94.8 | 0 | 94.8 | 94.8 | 94.8 | 0 | 0 | 0 | 0 | 0 | 0 | 0 | 0 | 0 | 149.8176 | 0 | 0 | 0 | 0 | 0 | 0 | 0 | 0 | 0 | 13.8176 | 0 | 13.8176 | 0 | 13.8176 | 0 | 0 | 13.8176 | 13.8176 | 0 | 0 | 0 | 0 | 13.8176 | 0 | 0 | 375.171 | 0 | 0 | 0 | 0 | 0 | 0 | 0 | 79 | 335.671 | 375.171 | 0 | 158 | 158 | 158 | 197.5 | 158 | 158 | 158 | 158 | 0 | 158 | 158 | 0 | 0 | 158 | 0 | 98.671 | 98.671 | 158 | 0
|  | Battery_4hr | -1276.5 | -1096.5 | -757 | -549 | -30 | -180 | -370 | -370 | -80 | -80 | -10 | -10 | -170.4 | 0 | -317.5 | -317.5 | -317.5 | 0 | -751 | -248.5 | 0 | -473.5 | 0 | -825 | -280 | -1008.5 | 0 | -65 | -743.5 | -40 | -550 | 0 | -871 | -6 | -531 | -183.5 | -531 | 0 | -421 | -421 | -521 | -590 | 0 | -200 | -856 | 0 | 0 | 0 | 0 | -6 | -578 | -6 | -6 | 0 | -200 | -200 | 0 | -550 | -500 | -500 | -1457.5 | 0 | -157 | -600 | -1370.5 | -138 | 0 | -15 | -15 | 0 | 0 | -607.5 | -257.5 | -925 | -300 | -99.7 | -567.7 | 0 | 0 | 0 | 0 | 0 | -99.7 | 0 | 0 | -292.7 | -287.7 | 0 | -40 | -40 | -40 | -789.5 | -40 | -40 | -40 | -149.7 | -99.7 | -40 | -40 | 0 | 0 | -172 | 0 | -595.5 | -172.7 | -120 | 0
|  | Battery_8hr | -69 | -69 | 0 | 0 | 0 | 0 | 0 | 0 | 0 | 0 | 0 | 0 | 0 | 0 | 0 | 0 | 0 | 0 | 0 | 0 | 0 | 0 | 0 | 0 | 0 | 0 | 0 | 0 | 0 | -50 | 0 | 0 | -60 | 0 | -60 | 0 | -60 | 0 | 0 | 0 | 0 | -50 | 0 | 0 | 0 | 0 | 0 | 0 | 0 | 0 | 0 | 0 | 0 | 0 | 0 | 0 | 0 | 0 | 0 | 0 | -32 | 0 | 0 | 0 | -32 | 0 | 0 | 0 | 0 | 0 | 0 | -32 | 0 | 0 | 0 | 0 | 0 | 0 | 0 | 0 | 0 | 0 | 0 | 0 | 0 | -32 | -32 | 0 | 0 | 0 | 0 | -32 | -32 | -32 | 0 | 0 | 0 | 0 | 0 | 0 | 0 | 0 | 0 | -32 | 0 | -32 | 0
|  | LDES | 0 | 0 | 0 | 0 | 0 | 0 | 0 | 0 | 0 | 0 | 0 | 0 | 0 | 0 | 0 | 0 | 0 | 0 | 0 | 0 | 0 | 0 | 0 | 0 | 0 | 0 | 0 | 0 | 0 | 0 | 0 | 0 | 0 | 0 | 0 | 0 | 0 | 0 | 0 | 0 | 0 | 0 | 0 | 0 | 0 | 0 | 0 | 0 | 0 | 0 | 0 | 0 | 0 | 0 | 0 | 0 | 0 | 0 | 0 | 0 | 0 | 0 | 0 | 0 | 0 | 0 | 0 | 0 | 0 | 0 | 0 | 0 | 0 | 0 | 0 | 0 | 0 | 0 | 0 | 0 | 0 | 0 | 0 | 0 | 0 | 0 | 0 | 0 | 0 | 0 | 0 | 0 | 0 | 0 | 0 | 0 | 0 | 0 | 0 | 0 | 0 | 0 | 0 | 0 | 0 | 0 | 0
|  | Total | -36.654 | -222.635 | -270.514 | 16.95 | -30 | 105.131 | -4.019 | -4.019 | -0.005 | -0.005 | -10 | -10 | -170.4 | 55.24 | 226.69 | 226.69 | 226.69 | 0 | -298.548 | 318.975 | 0 | 433.115 | 0 | -444.676 | -87.5 | -399.151 | 0 | 31.25 | 382.456 | -90 | -550 | 0 | -740 | -6 | -400 | 48.975 | -400 | 0 | -276.2 | -230 | -330 | -640 | 0 | -179.2 | -778.5 | 0 | 20.8 | 40 | 0 | -6 | -428.1824 | -6 | -6 | 0 | -200 | -200 | 0 | -529.2 | -443.3 | -422.5 | -1398.1824 | 0 | -143.1824 | -543.3 | -1300.3584 | -138 | 0 | -1.1824 | -1.1824 | 0 | 0 | -639.5 | -257.5 | -854.4824 | -222.5 | -99.7 | -168.867 | 0 | 0 | 0 | 0 | 0 | -59.572 | 0 | 79 | 44.587 | 89.087 | 0 | 118 | 118 | 118 | -590.384 | 86 | 86 | 118 | 8.3 | -99.7 | 118 | 118 | 0 | 0 | -14 | 0 | -528.829 | -74.029 | 39.616 | 0
ERM-IRP Baseline Reconciliation Resources | Doesn't include Approved Upgrades
| Remaining Tx Headroom | HSN | 5877.3172 | 7888.703 | 4065.1252 | 1773.09 | 3760.1 | 1167.7482 | 576.5142 | 576.5142 | 0 | 0 | 6690 | 3534 | 13560.6 | 1.788 | 864.776 | 914.776 | 1149.776 | 548 | 235.8004 | 10261.33 | 2300 | 3108.33 | 0 | 6811.8648 | 442 | 4095.5948 | 260 | 821.75 | 8888.0442 | 1410 | 10.25 | 406 | 694.215 | 225 | 1242.015 | 760.94 | 1338.015 | 274 | 950.4 | 286.015 | 611.015 | 565 | 501 | 3774.2 | 465.35 | 76 | 1554.2 | 590 | 14 | 86 | 1778.679 | 417 | 929 | 0 | 1070 | 2149 | 517 | 3373.2 | 359.15 | 652.35 | 3205.229 | 29 | 65.379 | 3162.15 | 2568.937 | 3597.2 | 961 | 60.379 | 1071.379 | 605 | 639 | 4118.5 | 56.5 | 3191.529 | 455.35 | 837.3 | 1577.548 | 144 | 1869 | 51 | 263 | 109 | 1209.652 | 255 | 428 | 2793.604 | 3264.604 | 272 | 2167.1 | 2803.1 | 637.1 | 3027.994 | 1378.89 | 1378.89 | 608.78 | 1626.4 | 1560.3 | 3599.1 | 643.53 | 247 | 4 | 1213.3 | 5203 | 9662.51 | 7255.31 | 2051.294 | 85
|  | SSN | 6025.6174 | 8078.3885 | 4262.0034 | 1811.655 | 3775.1 | 1138.8819 | 630.1289 | 630.1289 | 27.481 | 27.481 | 6695 | 3539 | 13645.8 | 1.146 | 829.642 | 879.642 | 1114.642 | 548 | 464.7318 | 10448.8775 | 2300 | 3408.3775 | 0 | 7257.0312 | 582 | 4613.7837 | 260 | 814.125 | 9191.7064 | 1455 | 285.25 | 406 | 1138.7 | 228 | 1516.5 | 812.145 | 1612.5 | 274 | 1116.26 | 475.5 | 850.5 | 885 | 501 | 3874.2 | 938.53 | 76 | 1554.2 | 590 | 14 | 89 | 1973.6472 | 420 | 932 | 0 | 1170 | 2249 | 517 | 3648.2 | 654.33 | 947.53 | 3992.3272 | 29 | 141.0472 | 3507.33 | 3332.7448 | 3666.2 | 961 | 65.0472 | 1076.0472 | 605 | 639 | 4438.25 | 185.25 | 3696.3772 | 650.53 | 887.15 | 1667.3332 | 144 | 1869 | 51 | 263 | 109 | 1305.2844 | 255 | 382.4 | 2802.8324 | 3248.5324 | 272 | 2095.9 | 2731.9 | 565.9 | 3363.0968 | 1323.69 | 1323.69 | 537.58 | 1610.05 | 1610.15 | 3527.9 | 572.33 | 247 | 4 | 1208.1 | 5203 | 9921.5856 | 7286.9856 | 2074.4468 | 85
|  | EODS | 7432.654 | 9406.635 | 5154.514 | 2383.05 | 3822 | 1281.869 | 504.019 | 504.019 | 0.005 | 0.005 | 6710 | 3554 | 13901.4 | -0.24 | 1073.31 | 1123.31 | 1358.31 | 548 | 1712.548 | 10614.025 | 2300 | 9733.885 | 300 | 10133.676 | 1771.5 | 13928.151 | 105 | 728.75 | 9217.544 | 1590 | 850.5 | 406 | 810 | 237 | 2986 | 1328.025 | 7164 | 274 | 1701.2 | 1159 | 1551 | 1845 | 501 | 4174.2 | 2193.5 | 76 | 1554.2 | 590 | 183 | 232 | 2810.1824 | 429 | 941 | 0 | 1470 | 2549 | 517 | 4473.2 | 1153.3 | 1655.5 | 6174.1824 | 29 | 234.1824 | 4365.3 | 5365.3584 | 3876 | 961 | 77.1824 | 1088.1824 | 605 | 639 | 5397.5 | 571.5 | 5031.4824 | 1058.5 | 273.7 | 446.867 | 132 | 1869 | 53 | 263 | 176.8 | 1110.572 | 240.9 | 359 | 3103.413 | 3766.913 | 356 | 1052 | 10 | 790 | 796.384 | 3392 | 545 | 372.5 | -1.3 | 274.7 | 3543 | 1693 | 100 | 0 | 257 | 5203 | 10830.829 | 7514.029 | -39.616 | 28
Tx Calculations for Mapped Portfolio Resources
FCDS | Mapped MWs
|  | Geothermal | 0 | 0 | 0 | 0 | 0 | 0 | 0 | 0 | 0 | 0 | 0 | 0 | 0 | 0 | 0 | 0 | 0 | 0 | 0 | 766 | 0 | 1466 | 0 | 700 | 0 | 750 | 450 | 450 | 766 | 0 | 0 | 0 | 50 | 0 | 50 | 50 | 50 | 0 | 50 | 50 | 50 | 0 | 0 | 45 | 45 | 0 | 45 | 0 | 0 | 0 | 0 | 0 | 0 | 0 | 0 | 0 | 0 | 45 | 13 | 45 | 45 | 0 | 0 | 13 | 13 | 0 | 0 | 0 | 0 | 0 | 0 | 0 | 0 | 13 | 45 | 0 | 0 | 0 | 0 | 0 | 0 | 0 | 0 | 0 | 0 | 0 | 0 | 0 | 0 | 0 | 0 | 0 | 0 | 0 | 0 | 0 | 0 | 0 | 0 | 0 | 0 | 0 | 0 | 0 | 0 | 0 | 0
|  | Biomass | 0 | 0 | 1 | 0 | 1 | 0 | 1 | 1 | 0 | 0 | 5.6 | 5.6 | 5.6 | 1.5 | 1.5 | 1.5 | 1.5 | 0 | 0 | 0 | 0 | 0 | 0 | 2.6 | 0 | 2.6 | 0 | 0 | 1 | 0 | 0 | 0 | 0 | 0 | 0 | 0 | 0 | 0 | 0 | 0 | 0 | 0 | 0 | 10 | 86 | 0 | 6 | 26.1 | 0 | 22.1 | 56.3 | 28.1 | 28.1 | 0 | 0 | 0 | 2 | 5 | 5.3 | 8.3 | 28.12 | 0 | 11 | 3.3 | 59.02 | 31.1 | 0 | 0 | 0 | 0 | 0 | 6.62 | 1.8 | 15.3 | 14 | 2 | 31.2 | 0 | 5 | 0 | 5 | 5 | 12 | 6 | 0 | 34.02 | 34.02 | 11 | 22.2 | 21.2 | 21.2 | 28.02 | 25.02 | 25.02 | 11 | 22.2 | 0 | 18.2 | 21.2 | 6.2 | 0 | 22.2 | 0 | 4.82 | 1 | 21.02 | 0
|  | Wind | 430 | 430 | 106 | 124 | 0 | 0 | 0 | 0 | 0 | 0 | 0 | 0 | 0 | 0 | 210 | 210 | 310 | 100 | 0 | 1445 | 0 | 1445 | 0 | 224 | 0 | 1049 | 310 | 620 | 1445 | 0 | 0 | 0 | 475 | 0 | 825 | 825 | 825 | 0 | 0 | 825 | 475 | 0 | 0 | 104 | 666.5 | 0 | 104 | 0 | 200 | 0 | 274 | 0 | 0 | 0 | 0 | 0 | 0 | 104 | 256 | 204 | 490 | 0 | 0 | 235 | 404 | 0 | 0 | 0 | 0 | 0 | 0 | 0 | 0 | 386 | 310.5 | 300 | 574 | 0 | 0 | 0 | 0 | 0 | 0 | 0 | 0 | 694 | 694 | 100 | 274 | 274 | 274 | 494 | 274 | 274 | 274 | 374 | 100 | 274 | 274 | 169 | 0 | 274 | 0 | 0 | 300 | 225 | 0
|  | OOS Wind | 0 | 0 | 0 | 0 | 0 | 0 | 0 | 0 | 0 | 0 | 0 | 0 | 0 | 0 | 0 | 0 | 0 | 0 | 0 | 5290.8 | 0 | 5290.8 | 0 | 0 | 0 | 2130.8 | 0 | 0 | 5290.8 | 0 | 0 | 0 | 0 | 0 | 0 | 0 | 0 | 0 | 0 | 0 | 0 | 0 | 0 | 0 | 0 | 0 | 0 | 0 | 0 | 0 | 0 | 0 | 0 | 0 | 0 | 0 | 0 | 0 | 0 | 0 | 0 | 0 | 0 | 0 | 0 | 0 | 0 | 0 | 0 | 0 | 0 | 0 | 0 | 0 | 0 | 0 | 0 | 0 | 0 | 0 | 0 | 0 | 0 | 0 | 0 | 0 | 0 | 0 | 0 | 0 | 0 | 0 | 0 | 0 | 0 | 0 | 0 | 0 | 0 | 0 | 0 | 0 | 0 | 0 | 0 | 0 | 0
|  | Offshore Wind | 0 | 0 | 0 | 0 | 0 | 0 | 0 | 0 | 0 | 0 | 0 | 0 | 0 | 0 | 0 | 0 | 0 | 0 | 0 | 0 | 0 | 0 | 0 | 0 | 0 | 0 | 0 | 0 | 0 | 0 | 0 | 0 | 0 | 0 | 0 | 0 | 0 | 0 | 0 | 0 | 0 | 0 | 0 | 0 | 0 | 0 | 0 | 0 | 0 | 0 | 0 | 0 | 0 | 0 | 0 | 0 | 0 | 0 | 0 | 0 | 0 | 0 | 0 | 0 | 0 | 0 | 0 | 0 | 0 | 0 | 0 | 0 | 0 | 0 | 0 | 0 | 0 | 0 | 0 | 0 | 0 | 0 | 0 | 0 | 0 | 0 | 0 | 0 | 0 | 0 | 0 | 0 | 0 | 0 | 0 | 0 | 0 | 0 | 0 | 0 | 0 | 0 | 0 | 0 | 0 | 0 | 0
|  | Distributed Solar | 5 | 2 | 5 | 0 | 0 | 3 | 3 | 3 | 0 | 0 | 4 | 4 | 27 | 0 | 3 | 3 | 3 | 0 | 0 | 0 | 0 | 0 | 0 | 0 | 0 | 0 | 0 | 0 | 3 | 0 | 0.84 | 0.84 | 0 | 0.84 | 0 | 0 | 0 | 0 | 0 | 0 | 0 | 0 | 0 | 12.25 | 44.14 | 1.5 | 4.96 | 4.25 | 0 | 8 | 20.45 | 10.25 | 11.75 | 0 | 12.6 | 14.5 | 1.61 | 19.62 | 29.4275 | 29.4275 | 46.7975 | 0 | 5.2 | 22.0775 | 39.1775 | 11.75 | 7.7 | 0 | 5.2 | 0 | 0 | 2.3 | 0 | 38.61 | 12.8375 | 41.38 | 68.87 | 20.76 | 56.32 | 0 | 16.2 | 7.3 | 56.09 | 44.82 | 0 | 64.96 | 69.62 | 7.66 | 8 | 5 | 5 | 11.75 | 5 | 5 | 0 | 10.62 | 2.62 | 3 | 8 | 3 | 0 | 5 | 0 | 12.24 | 17.86 | 12.75 | 4
|  | Solar | 1561 | 1356 | 422 | 915 | 0 | 205 | 205 | 205 | 0 | 0 | 0 | 0 | 0 | 0 | 522 | 522 | 522 | 0 | 300 | 1685 | 110 | 1685 | 0 | 100 | 100 | 610 | 0 | 1075 | 1780 | 0 | 0 | 0 | 0 | 0 | 250 | 500 | 250 | 0 | 0 | 0 | 0 | 0 | 0 | 105 | 105 | 0 | 0 | 0 | 0 | 0 | 360 | 0 | 0 | 0 | 0 | 0 | 25 | 25 | 25 | 25 | 105 | 0 | 0 | 25 | 0 | 0 | 0 | 0 | 0 | 0 | 0 | 0 | 0 | 25 | 105 | 921.5 | 1651.5 | 40 | 40 | 0 | 0 | 0 | 140 | 140 | 200 | 1852.5 | 1901.5 | 0 | 1141.5 | 360 | 360 | 1682.5 | 1141.5 | 1141.5 | 360 | 360 | 0 | 360 | 360 | 0 | 0 | 360 | 0 | 781.5 | 781.5 | 1391.5 | 0
|  | Battery_4hr | 1656 | 1740 | 1176.9 | 550 | 219.9 | 415 | 649.9 | 649.9 | 0 | 0 | 1015 | 375 | 1545 | 0 | 496 | 496 | 496 | 0 | 204 | 1735.15 | 400 | 2160.15 | 0 | 1960 | 416 | 2661.15 | 0 | 355 | 2560.05 | 260 | 10.22 | 60.22 | 579.65 | 60.22 | 829.9 | 701.15 | 829.9 | 10 | 174 | 300.9 | 400.9 | 289.75 | 250 | 199 | 275 | 0 | 38 | 0 | 0 | 0 | 584.5 | 0 | 0 | 0 | 20 | 20 | 41 | 83.62 | 193 | 193 | 577.62 | 0 | 50 | 158.8 | 418.8 | 0 | 0 | 0 | 50 | 200 | 200 | 210 | 10 | 416.42 | 192.2 | 873.131 | 1742.631 | 30 | 30 | 0 | 0 | 0 | 110 | 110 | 156.4 | 1685.231 | 1842.231 | 0 | 1297.631 | 502.5 | 534.5 | 1564.231 | 1297.631 | 1297.631 | 502.5 | 502.5 | 0 | 502.5 | 534.5 | 0 | 0 | 502.5 | 0 | 794.731 | 784.731 | 1397.231 | 0
|  | Battery_8hr | 49 | 69.5 | 44.5 | 25 | 0 | 0 | 0 | 0 | 0 | 0 | 16.5 | 13 | 166.5 | 0 | 90 | 90 | 90 | 0 | 0 | 430 | 150 | 430 | 0 | 270 | 0 | 370 | 0 | 180 | 280 | 0 | 0 | 0 | 0 | 0 | 100 | 100 | 100 | 0 | 0 | 0 | 0 | 0 | 0 | 0 | 0 | 0 | 0 | 0 | 0 | 0 | 49 | 0 | 0 | 0 | 0 | 0 | 0 | 94 | 0 | 0 | 100 | 0 | 0 | 0 | 50 | 0 | 0 | 0 | 0 | 6 | 6 | 50 | 44 | 56 | 0 | 0 | 129 | 0 | 0 | 0 | 0 | 0 | 0 | 0 | 0 | 125 | 155 | 0 | 99 | 49 | 49 | 155 | 49 | 49 | 49 | 49 | 0 | 49 | 99 | 0 | 0 | 49 | 0 | 50 | 150 | 125 | 0
|  | LDES | 458 | 458 | 0 | 0 | 0 | 0 | 0 | 0 | 0 | 0 | 0 | 0 | 0 | 0 | 0 | 0 | 0 | 0 | 0 | 0 | 0 | 0 | 0 | 0 | 0 | 0 | 0 | 0 | 0 | 322 | 322 | 0 | 322 | 0 | 322 | 0 | 322 | 0 | 0 | 0 | 0 | 322 | 0 | 5 | 5 | 0 | 5 | 0 | 0 | 0 | 0 | 0 | 0 | 0 | 0 | 0 | 0 | 5 | 0 | 5 | 5 | 0 | 0 | 0 | 0 | 0 | 0 | 0 | 0 | 0 | 0 | 0 | 0 | 0 | 5 | 0 | 0 | 0 | 0 | 0 | 0 | 0 | 0 | 0 | 0 | 0 | 0 | 0 | 0 | 0 | 0 | 0 | 0 | 0 | 0 | 0 | 0 | 0 | 0 | 0 | 0 | 0 | 0 | 0 | 0 | 0 | 0
EODS | Mapped MWs
|  | Wind | 0 | 0 | 0 | 0 | 0 | 0 | 0 | 0 | 0 | 0 | 0 | 0 | 0 | 0 | 0 | 0 | 50 | 50 | 0 | 239 | 0 | 239 | 0 | 100 | 0 | 339 | 0 | 0 | 239 | 0 | 0 | 0 | 189 | 0 | 239 | 239 | 239 | 0 | 0 | 239 | 189 | 0 | 0 | 27 | 288 | 0 | 27 | 0 | 10 | 0 | 66 | 0 | 0 | 0 | 0 | 0 | 0 | 27 | 155 | 137 | 227 | 0 | 0 | 155 | 186 | 0 | 0 | 0 | 0 | 0 | 0 | 0 | 0 | 200 | 233 | 10 | 76 | 0 | 0 | 0 | 0 | 0 | 0 | 0 | 0 | 106 | 106 | 0 | 66 | 66 | 66 | 96 | 66 | 66 | 66 | 66 | 0 | 66 | 66 | 31 | 0 | 66 | 0 | 0 | 10 | 65 | 0
|  | OOS Wind | 0 | 0 | 0 | 0 | 0 | 0 | 0 | 0 | 0 | 0 | 0 | 0 | 0 | 0 | 0 | 0 | 0 | 0 | 0 | 0 | 0 | 0 | 0 | 0 | 0 | 0 | 0 | 0 | 0 | 0 | 0 | 0 | 0 | 0 | 0 | 0 | 0 | 0 | 0 | 0 | 0 | 0 | 0 | 0 | 0 | 0 | 0 | 0 | 0 | 0 | 0 | 0 | 0 | 0 | 0 | 0 | 0 | 0 | 0 | 0 | 0 | 0 | 0 | 0 | 0 | 0 | 0 | 0 | 0 | 0 | 0 | 0 | 0 | 0 | 0 | 0 | 0 | 0 | 0 | 0 | 0 | 0 | 0 | 0 | 0 | 0 | 0 | 0 | 0 | 0 | 0 | 0 | 0 | 0 | 0 | 0 | 0 | 0 | 0 | 0 | 0 | 0 | 0 | 0 | 0 | 0 | 0
|  | Offshore Wind | 0 | 0 | 0 | 0 | 0 | 0 | 0 | 0 | 0 | 0 | 0 | 0 | 0 | 0 | 0 | 0 | 0 | 0 | 0 | 0 | 0 | 0 | 0 | 0 | 0 | 0 | 0 | 0 | 0 | 0 | 0 | 0 | 0 | 0 | 0 | 0 | 0 | 0 | 0 | 0 | 0 | 0 | 0 | 0 | 0 | 0 | 0 | 0 | 0 | 0 | 0 | 0 | 0 | 0 | 0 | 0 | 0 | 0 | 0 | 0 | 0 | 0 | 0 | 0 | 0 | 0 | 0 | 0 | 0 | 0 | 0 | 0 | 0 | 0 | 0 | 0 | 0 | 0 | 0 | 0 | 0 | 0 | 0 | 0 | 0 | 0 | 0 | 0 | 0 | 0 | 0 | 0 | 0 | 0 | 0 | 0 | 0 | 0 | 0 | 0 | 0 | 0 | 0 | 0 | 0 | 0 | 0
|  | Solar | 901 | 1251 | 450 | 600 | 0 | 50 | 50 | 50 | 0 | 0 | 0 | 0 | 0 | 0 | 660 | 660 | 660 | 0 | 395 | 2987 | 1540 | 3237 | 0 | 1650 | 363.5 | 2672 | 0 | 265 | 1747 | 0 | 0 | 0 | 182 | 0 | 882 | 882 | 882 | 0 | 0 | 182 | 182 | 0 | 0 | 161.6 | 289.6 | 12 | 0 | 12 | 0 | 12 | 252 | 0 | 12 | 0 | 0 | 0 | 11.6 | 11.6 | 127.6 | 127.6 | 277.6 | 0 | 0 | 100 | 112 | 12 | 0 | 0 | 0 | 0 | 0 | 0 | 0 | 111.6 | 177.6 | 243.5 | 1165.5 | 0 | 12 | 0 | 12 | 12 | 100 | 112 | 270 | 1415.5 | 1415.5 | 0 | 583.5 | 240 | 240 | 833.5 | 383.5 | 383.5 | 240 | 240 | 0 | 240 | 440 | 0 | 0 | 240 | 0 | 543.5 | 1043.5 | 833.5 | 0
| HSN Output | HSN
|  | Geothermal | 0 | 0 | 0 | 0 | 0 | 0 | 0 | 0 | 0 | 0 | 0 | 0 | 0 | 0 | 0 | 0 | 0 | 0 | 0 | 766 | 0 | 1466 | 0 | 700 | 0 | 750 | 450 | 450 | 766 | 0 | 0 | 0 | 50 | 0 | 50 | 50 | 50 | 0 | 50 | 50 | 50 | 0 | 0 | 45 | 45 | 0 | 45 | 0 | 0 | 0 | 0 | 0 | 0 | 0 | 0 | 0 | 0 | 45 | 13 | 45 | 45 | 0 | 0 | 13 | 13 | 0 | 0 | 0 | 0 | 0 | 0 | 0 | 0 | 13 | 45 | 0 | 0 | 0 | 0 | 0 | 0 | 0 | 0 | 0 | 0 | 0 | 0 | 0 | 0 | 0 | 0 | 0 | 0 | 0 | 0 | 0 | 0 | 0 | 0 | 0 | 0 | 0 | 0 | 0 | 0 | 0 | 0
|  | Biomass | 0 | 0 | 1 | 0 | 1 | 0 | 1 | 1 | 0 | 0 | 5.6 | 5.6 | 5.6 | 1.5 | 1.5 | 1.5 | 1.5 | 0 | 0 | 0 | 0 | 0 | 0 | 2.6 | 0 | 2.6 | 0 | 0 | 1 | 0 | 0 | 0 | 0 | 0 | 0 | 0 | 0 | 0 | 0 | 0 | 0 | 0 | 0 | 10 | 86 | 0 | 6 | 26.1 | 0 | 22.1 | 56.3 | 28.1 | 28.1 | 0 | 0 | 0 | 2 | 5 | 5.3 | 8.3 | 28.12 | 0 | 11 | 3.3 | 59.02 | 31.1 | 0 | 0 | 0 | 0 | 0 | 6.62 | 1.8 | 15.3 | 14 | 2 | 31.2 | 0 | 5 | 0 | 5 | 5 | 12 | 6 | 0 | 34.02 | 34.02 | 11 | 22.2 | 21.2 | 21.2 | 28.02 | 25.02 | 25.02 | 11 | 22.2 | 0 | 18.2 | 21.2 | 6.2 | 0 | 22.2 | 0 | 4.82 | 1 | 21.02 | 0
|  | Wind | 239.51 | 239.51 | 59.042 | 69.068 | 0 | 0 | 0 | 0 | 0 | 0 | 0 | 0 | 0 | 0 | 116.97 | 116.97 | 172.67 | 55.7 | 0 | 804.865 | 0 | 804.865 | 0 | 124.768 | 0 | 584.293 | 172.67 | 345.34 | 804.865 | 0 | 0 | 0 | 160.075 | 0 | 278.025 | 278.025 | 278.025 | 0 | 0 | 278.025 | 160.075 | 0 | 0 | 69.16 | 443.2225 | 0 | 69.16 | 0 | 133 | 0 | 182.21 | 0 | 0 | 0 | 0 | 0 | 0 | 69.16 | 170.24 | 135.66 | 325.85 | 0 | 0 | 156.275 | 268.66 | 0 | 0 | 0 | 0 | 0 | 0 | 0 | 0 | 256.69 | 206.4825 | 199.5 | 381.71 | 0 | 0 | 0 | 0 | 0 | 0 | 0 | 0 | 461.51 | 461.51 | 66.5 | 182.21 | 182.21 | 182.21 | 328.51 | 182.21 | 182.21 | 182.21 | 248.71 | 66.5 | 182.21 | 182.21 | 112.385 | 0 | 182.21 | 0 | 0 | 199.5 | 149.625 | 0
|  | OOS Wind | 0 | 0 | 0 | 0 | 0 | 0 | 0 | 0 | 0 | 0 | 0 | 0 | 0 | 0 | 0 | 0 | 0 | 0 | 0 | 3544.836 | 0 | 3544.836 | 0 | 0 | 0 | 1427.636 | 0 | 0 | 3544.836 | 0 | 0 | 0 | 0 | 0 | 0 | 0 | 0 | 0 | 0 | 0 | 0 | 0 | 0 | 0 | 0 | 0 | 0 | 0 | 0 | 0 | 0 | 0 | 0 | 0 | 0 | 0 | 0 | 0 | 0 | 0 | 0 | 0 | 0 | 0 | 0 | 0 | 0 | 0 | 0 | 0 | 0 | 0 | 0 | 0 | 0 | 0 | 0 | 0 | 0 | 0 | 0 | 0 | 0 | 0 | 0 | 0 | 0 | 0 | 0 | 0 | 0 | 0 | 0 | 0 | 0 | 0 | 0 | 0 | 0 | 0 | 0 | 0 | 0 | 0 | 0 | 0 | 0
|  | Offshore Wind | 0 | 0 | 0 | 0 | 0 | 0 | 0 | 0 | 0 | 0 | 0 | 0 | 0 | 0 | 0 | 0 | 0 | 0 | 0 | 0 | 0 | 0 | 0 | 0 | 0 | 0 | 0 | 0 | 0 | 0 | 0 | 0 | 0 | 0 | 0 | 0 | 0 | 0 | 0 | 0 | 0 | 0 | 0 | 0 | 0 | 0 | 0 | 0 | 0 | 0 | 0 | 0 | 0 | 0 | 0 | 0 | 0 | 0 | 0 | 0 | 0 | 0 | 0 | 0 | 0 | 0 | 0 | 0 | 0 | 0 | 0 | 0 | 0 | 0 | 0 | 0 | 0 | 0 | 0 | 0 | 0 | 0 | 0 | 0 | 0 | 0 | 0 | 0 | 0 | 0 | 0 | 0 | 0 | 0 | 0 | 0 | 0 | 0 | 0 | 0 | 0 | 0 | 0 | 0 | 0 | 0 | 0
|  | Distributed Solar | 0.53 | 0.212 | 0.53 | 0 | 0 | 0.318 | 0.318 | 0.318 | 0 | 0 | 0.424 | 0.424 | 2.862 | 0 | 0.318 | 0.318 | 0.318 | 0 | 0 | 0 | 0 | 0 | 0 | 0 | 0 | 0 | 0 | 0 | 0.318 | 0 | 0.0252 | 0.0252 | 0 | 0.0252 | 0 | 0 | 0 | 0 | 0 | 0 | 0 | 0 | 0 | 1.225 | 4.414 | 0.15 | 0.496 | 0.425 | 0 | 0.8 | 2.045 | 1.025 | 1.175 | 0 | 1.26 | 1.45 | 0.161 | 1.962 | 2.9428 | 2.9428 | 4.6798 | 0 | 0.52 | 2.2077 | 3.9177 | 1.175 | 0.77 | 0 | 0.52 | 0 | 0 | 0.23 | 0 | 3.861 | 1.2838 | 4.138 | 6.887 | 2.076 | 5.632 | 0 | 1.62 | 0.73 | 5.609 | 4.482 | 0 | 6.496 | 6.962 | 0.766 | 0.8 | 0.5 | 0.5 | 1.175 | 0.5 | 0.5 | 0 | 1.062 | 0.262 | 0.3 | 0.8 | 0.3 | 0 | 0.5 | 0 | 1.224 | 1.786 | 1.275 | 0.4
|  | Solar | 165.466 | 143.736 | 44.732 | 96.99 | 0 | 21.73 | 21.73 | 21.73 | 0 | 0 | 0 | 0 | 0 | 0 | 55.332 | 55.332 | 55.332 | 0 | 31.8 | 178.61 | 11.66 | 178.61 | 0 | 10.6 | 10.6 | 64.66 | 0 | 113.95 | 188.68 | 0 | 0 | 0 | 0 | 0 | 7.5 | 15 | 7.5 | 0 | 0 | 0 | 0 | 0 | 0 | 10.5 | 10.5 | 0 | 0 | 0 | 0 | 0 | 36 | 0 | 0 | 0 | 0 | 0 | 2.5 | 2.5 | 2.5 | 2.5 | 10.5 | 0 | 0 | 2.5 | 0 | 0 | 0 | 0 | 0 | 0 | 0 | 0 | 0 | 2.5 | 10.5 | 92.15 | 165.15 | 4 | 4 | 0 | 0 | 0 | 14 | 14 | 20 | 185.25 | 190.15 | 0 | 114.15 | 36 | 36 | 168.25 | 114.15 | 114.15 | 36 | 36 | 0 | 36 | 36 | 0 | 0 | 36 | 0 | 78.15 | 78.15 | 139.15 | 0
|  | Battery_4hr | 1656 | 1740 | 1176.9 | 550 | 219.9 | 415 | 649.9 | 649.9 | 0 | 0 | 1015 | 375 | 1545 | 0 | 496 | 496 | 496 | 0 | 204 | 1735.15 | 400 | 2160.15 | 0 | 1960 | 416 | 2661.15 | 0 | 355 | 2560.05 | 260 | 10.22 | 60.22 | 579.65 | 60.22 | 829.9 | 701.15 | 829.9 | 10 | 174 | 300.9 | 400.9 | 289.75 | 250 | 199 | 275 | 0 | 38 | 0 | 0 | 0 | 584.5 | 0 | 0 | 0 | 20 | 20 | 41 | 83.62 | 193 | 193 | 577.62 | 0 | 50 | 158.8 | 418.8 | 0 | 0 | 0 | 50 | 200 | 200 | 210 | 10 | 416.42 | 192.2 | 873.131 | 1742.631 | 30 | 30 | 0 | 0 | 0 | 110 | 110 | 156.4 | 1685.231 | 1842.231 | 0 | 1297.631 | 502.5 | 534.5 | 1564.231 | 1297.631 | 1297.631 | 502.5 | 502.5 | 0 | 502.5 | 534.5 | 0 | 0 | 502.5 | 0 | 794.731 | 784.731 | 1397.231 | 0
|  | Battery_8hr | 49 | 69.5 | 44.5 | 25 | 0 | 0 | 0 | 0 | 0 | 0 | 16.5 | 13 | 166.5 | 0 | 90 | 90 | 90 | 0 | 0 | 430 | 150 | 430 | 0 | 270 | 0 | 370 | 0 | 180 | 280 | 0 | 0 | 0 | 0 | 0 | 100 | 100 | 100 | 0 | 0 | 0 | 0 | 0 | 0 | 0 | 0 | 0 | 0 | 0 | 0 | 0 | 49 | 0 | 0 | 0 | 0 | 0 | 0 | 94 | 0 | 0 | 100 | 0 | 0 | 0 | 50 | 0 | 0 | 0 | 0 | 6 | 6 | 50 | 44 | 56 | 0 | 0 | 129 | 0 | 0 | 0 | 0 | 0 | 0 | 0 | 0 | 125 | 155 | 0 | 99 | 49 | 49 | 155 | 49 | 49 | 49 | 49 | 0 | 49 | 99 | 0 | 0 | 49 | 0 | 50 | 150 | 125 | 0
|  | LDES | 458 | 458 | 0 | 0 | 0 | 0 | 0 | 0 | 0 | 0 | 0 | 0 | 0 | 0 | 0 | 0 | 0 | 0 | 0 | 0 | 0 | 0 | 0 | 0 | 0 | 0 | 0 | 0 | 0 | 322 | 322 | 0 | 322 | 0 | 322 | 0 | 322 | 0 | 0 | 0 | 0 | 322 | 0 | 5 | 5 | 0 | 5 | 0 | 0 | 0 | 0 | 0 | 0 | 0 | 0 | 0 | 0 | 5 | 0 | 5 | 5 | 0 | 0 | 0 | 0 | 0 | 0 | 0 | 0 | 0 | 0 | 0 | 0 | 0 | 5 | 0 | 0 | 0 | 0 | 0 | 0 | 0 | 0 | 0 | 0 | 0 | 0 | 0 | 0 | 0 | 0 | 0 | 0 | 0 | 0 | 0 | 0 | 0 | 0 | 0 | 0 | 0 | 0 | 0 | 0 | 0 | 0
|  | Total | 2568.506 | 2650.958 | 1326.704 | 741.058 | 220.9 | 437.048 | 672.948 | 672.948 | 0 | 0 | 1037.524 | 394.024 | 1719.962 | 1.5 | 760.12 | 760.12 | 815.82 | 55.7 | 235.8 | 7459.461 | 561.66 | 8584.461 | 0 | 3067.968 | 426.6 | 5860.339 | 622.67 | 1444.29 | 8145.749 | 582 | 332.2452 | 60.2452 | 1111.725 | 60.2452 | 1587.425 | 1144.175 | 1587.425 | 10 | 224 | 628.925 | 610.975 | 611.75 | 250 | 339.885 | 869.1365 | 0.15 | 163.656 | 26.525 | 133 | 22.9 | 910.055 | 29.125 | 29.275 | 0 | 21.26 | 21.45 | 45.661 | 306.242 | 386.9828 | 392.4027 | 1096.7697 | 0 | 61.52 | 336.0828 | 813.3978 | 32.275 | 0.77 | 0 | 50.52 | 206 | 206 | 266.85 | 55.8 | 763.771 | 474.4663 | 1170.919 | 2456.578 | 36.076 | 44.632 | 0 | 6.62 | 5.73 | 141.609 | 134.482 | 176.4 | 2497.507 | 2689.873 | 78.266 | 1715.991 | 791.41 | 823.41 | 2245.186 | 1668.511 | 1668.511 | 780.71 | 859.472 | 66.762 | 788.21 | 873.71 | 118.885 | 0 | 792.41 | 0 | 928.925 | 1215.167 | 1833.301 | 0.4
| SSN Output | SSN
|  | Geothermal | 0 | 0 | 0 | 0 | 0 | 0 | 0 | 0 | 0 | 0 | 0 | 0 | 0 | 0 | 0 | 0 | 0 | 0 | 0 | 766 | 0 | 1466 | 0 | 700 | 0 | 750 | 450 | 450 | 766 | 0 | 0 | 0 | 50 | 0 | 50 | 50 | 50 | 0 | 50 | 50 | 50 | 0 | 0 | 45 | 45 | 0 | 45 | 0 | 0 | 0 | 0 | 0 | 0 | 0 | 0 | 0 | 0 | 45 | 13 | 45 | 45 | 0 | 0 | 13 | 13 | 0 | 0 | 0 | 0 | 0 | 0 | 0 | 0 | 13 | 45 | 0 | 0 | 0 | 0 | 0 | 0 | 0 | 0 | 0 | 0 | 0 | 0 | 0 | 0 | 0 | 0 | 0 | 0 | 0 | 0 | 0 | 0 | 0 | 0 | 0 | 0 | 0 | 0 | 0 | 0 | 0 | 0
|  | Biomass | 0 | 0 | 1 | 0 | 1 | 0 | 1 | 1 | 0 | 0 | 5.6 | 5.6 | 5.6 | 1.5 | 1.5 | 1.5 | 1.5 | 0 | 0 | 0 | 0 | 0 | 0 | 2.6 | 0 | 2.6 | 0 | 0 | 1 | 0 | 0 | 0 | 0 | 0 | 0 | 0 | 0 | 0 | 0 | 0 | 0 | 0 | 0 | 10 | 86 | 0 | 6 | 26.1 | 0 | 22.1 | 56.3 | 28.1 | 28.1 | 0 | 0 | 0 | 2 | 5 | 5.3 | 8.3 | 28.12 | 0 | 11 | 3.3 | 59.02 | 31.1 | 0 | 0 | 0 | 0 | 0 | 6.62 | 1.8 | 15.3 | 14 | 2 | 31.2 | 0 | 5 | 0 | 5 | 5 | 12 | 6 | 0 | 34.02 | 34.02 | 11 | 22.2 | 21.2 | 21.2 | 28.02 | 25.02 | 25.02 | 11 | 22.2 | 0 | 18.2 | 21.2 | 6.2 | 0 | 22.2 | 0 | 4.82 | 1 | 21.02 | 0
|  | Wind | 89.44 | 89.44 | 22.048 | 25.792 | 0 | 0 | 0 | 0 | 0 | 0 | 0 | 0 | 0 | 0 | 43.68 | 43.68 | 64.48 | 20.8 | 0 | 300.56 | 0 | 300.56 | 0 | 46.592 | 0 | 218.192 | 64.48 | 128.96 | 300.56 | 0 | 0 | 0 | 53.2 | 0 | 92.4 | 92.4 | 92.4 | 0 | 0 | 92.4 | 53.2 | 0 | 0 | 16.952 | 108.6395 | 0 | 16.952 | 0 | 32.6 | 0 | 44.662 | 0 | 0 | 0 | 0 | 0 | 0 | 16.952 | 41.728 | 33.252 | 79.87 | 0 | 0 | 38.305 | 65.852 | 0 | 0 | 0 | 0 | 0 | 0 | 0 | 0 | 62.918 | 50.6115 | 48.9 | 93.562 | 0 | 0 | 0 | 0 | 0 | 0 | 0 | 0 | 113.122 | 113.122 | 16.3 | 44.662 | 44.662 | 44.662 | 80.522 | 44.662 | 44.662 | 44.662 | 60.962 | 16.3 | 44.662 | 44.662 | 27.547 | 0 | 44.662 | 0 | 0 | 48.9 | 36.675 | 0
|  | OOS Wind | 0 | 0 | 0 | 0 | 0 | 0 | 0 | 0 | 0 | 0 | 0 | 0 | 0 | 0 | 0 | 0 | 0 | 0 | 0 | 1851.78 | 0 | 1851.78 | 0 | 0 | 0 | 745.78 | 0 | 0 | 1851.78 | 0 | 0 | 0 | 0 | 0 | 0 | 0 | 0 | 0 | 0 | 0 | 0 | 0 | 0 | 0 | 0 | 0 | 0 | 0 | 0 | 0 | 0 | 0 | 0 | 0 | 0 | 0 | 0 | 0 | 0 | 0 | 0 | 0 | 0 | 0 | 0 | 0 | 0 | 0 | 0 | 0 | 0 | 0 | 0 | 0 | 0 | 0 | 0 | 0 | 0 | 0 | 0 | 0 | 0 | 0 | 0 | 0 | 0 | 0 | 0 | 0 | 0 | 0 | 0 | 0 | 0 | 0 | 0 | 0 | 0 | 0 | 0 | 0 | 0 | 0 | 0 | 0 | 0
|  | Offshore Wind | 0 | 0 | 0 | 0 | 0 | 0 | 0 | 0 | 0 | 0 | 0 | 0 | 0 | 0 | 0 | 0 | 0 | 0 | 0 | 0 | 0 | 0 | 0 | 0 | 0 | 0 | 0 | 0 | 0 | 0 | 0 | 0 | 0 | 0 | 0 | 0 | 0 | 0 | 0 | 0 | 0 | 0 | 0 | 0 | 0 | 0 | 0 | 0 | 0 | 0 | 0 | 0 | 0 | 0 | 0 | 0 | 0 | 0 | 0 | 0 | 0 | 0 | 0 | 0 | 0 | 0 | 0 | 0 | 0 | 0 | 0 | 0 | 0 | 0 | 0 | 0 | 0 | 0 | 0 | 0 | 0 | 0 | 0 | 0 | 0 | 0 | 0 | 0 | 0 | 0 | 0 | 0 | 0 | 0 | 0 | 0 | 0 | 0 | 0 | 0 | 0 | 0 | 0 | 0 | 0 | 0 | 0
|  | Distributed Solar | 2.135 | 0.854 | 2.135 | 0 | 0 | 1.281 | 1.281 | 1.281 | 0 | 0 | 1.708 | 1.708 | 11.529 | 0 | 1.281 | 1.281 | 1.281 | 0 | 0 | 0 | 0 | 0 | 0 | 0 | 0 | 0 | 0 | 0 | 1.281 | 0 | 0.33768 | 0.33768 | 0 | 0.33768 | 0 | 0 | 0 | 0 | 0 | 0 | 0 | 0 | 0 | 6.811 | 24.5418 | 0.834 | 2.7578 | 2.363 | 0 | 4.448 | 11.3702 | 5.699 | 6.533 | 0 | 7.0056 | 8.062 | 0.89516 | 10.9087 | 16.3617 | 16.3617 | 26.0194 | 0 | 2.8912 | 12.2751 | 21.7827 | 6.533 | 4.2812 | 0 | 2.8912 | 0 | 0 | 1.2788 | 0 | 21.4672 | 7.1377 | 23.0073 | 38.2917 | 11.5426 | 31.3139 | 0 | 9.0072 | 4.0588 | 31.186 | 24.9199 | 0 | 36.1178 | 38.7087 | 4.259 | 4.448 | 2.78 | 2.78 | 6.533 | 2.78 | 2.78 | 0 | 5.9047 | 1.4567 | 1.668 | 4.448 | 1.668 | 0 | 2.78 | 0 | 6.8054 | 9.9302 | 7.089 | 2.224
|  | Solar | 666.547 | 579.012 | 180.194 | 390.705 | 0 | 87.535 | 87.535 | 87.535 | 0 | 0 | 0 | 0 | 0 | 0 | 222.894 | 222.894 | 222.894 | 0 | 128.1 | 719.495 | 46.97 | 719.495 | 0 | 42.7 | 42.7 | 260.47 | 0 | 459.025 | 760.06 | 0 | 0 | 0 | 0 | 0 | 100.5 | 201 | 100.5 | 0 | 0 | 0 | 0 | 0 | 0 | 58.38 | 58.38 | 0 | 0 | 0 | 0 | 0 | 200.16 | 0 | 0 | 0 | 0 | 0 | 13.9 | 13.9 | 13.9 | 13.9 | 58.38 | 0 | 0 | 13.9 | 0 | 0 | 0 | 0 | 0 | 0 | 0 | 0 | 0 | 13.9 | 58.38 | 512.354 | 918.234 | 22.24 | 22.24 | 0 | 0 | 0 | 77.84 | 77.84 | 111.2 | 1029.99 | 1057.234 | 0 | 634.674 | 200.16 | 200.16 | 935.47 | 634.674 | 634.674 | 200.16 | 200.16 | 0 | 200.16 | 200.16 | 0 | 0 | 200.16 | 0 | 434.514 | 434.514 | 773.674 | 0
|  | Battery_4hr | 828 | 870 | 588.45 | 275 | 109.95 | 207.5 | 324.95 | 324.95 | 0 | 0 | 507.5 | 187.5 | 772.5 | 0 | 248 | 248 | 248 | 0 | 102 | 867.575 | 200 | 1080.075 | 0 | 980 | 208 | 1330.575 | 0 | 177.5 | 1280.025 | 130 | 5.11 | 30.11 | 289.825 | 30.11 | 414.95 | 350.575 | 414.95 | 5 | 87 | 150.45 | 200.45 | 144.875 | 125 | 99.5 | 137.5 | 0 | 19 | 0 | 0 | 0 | 292.25 | 0 | 0 | 0 | 10 | 10 | 20.5 | 41.81 | 96.5 | 96.5 | 288.81 | 0 | 25 | 79.4 | 209.4 | 0 | 0 | 0 | 25 | 100 | 100 | 105 | 5 | 208.21 | 96.1 | 436.5655 | 871.3155 | 15 | 15 | 0 | 0 | 0 | 55 | 55 | 78.2 | 842.6155 | 921.1155 | 0 | 648.8155 | 251.25 | 267.25 | 782.1155 | 648.8155 | 648.8155 | 251.25 | 251.25 | 0 | 251.25 | 267.25 | 0 | 0 | 251.25 | 0 | 397.3655 | 392.3655 | 698.6155 | 0
|  | Battery_8hr | 24.5 | 34.75 | 22.25 | 12.5 | 0 | 0 | 0 | 0 | 0 | 0 | 8.25 | 6.5 | 83.25 | 0 | 45 | 45 | 45 | 0 | 0 | 215 | 75 | 215 | 0 | 135 | 0 | 185 | 0 | 90 | 140 | 0 | 0 | 0 | 0 | 0 | 50 | 50 | 50 | 0 | 0 | 0 | 0 | 0 | 0 | 0 | 0 | 0 | 0 | 0 | 0 | 0 | 24.5 | 0 | 0 | 0 | 0 | 0 | 0 | 47 | 0 | 0 | 50 | 0 | 0 | 0 | 25 | 0 | 0 | 0 | 0 | 3 | 3 | 25 | 22 | 28 | 0 | 0 | 64.5 | 0 | 0 | 0 | 0 | 0 | 0 | 0 | 0 | 62.5 | 77.5 | 0 | 49.5 | 24.5 | 24.5 | 77.5 | 24.5 | 24.5 | 24.5 | 24.5 | 0 | 24.5 | 49.5 | 0 | 0 | 24.5 | 0 | 25 | 75 | 62.5 | 0
|  | LDES | 229 | 229 | 0 | 0 | 0 | 0 | 0 | 0 | 0 | 0 | 0 | 0 | 0 | 0 | 0 | 0 | 0 | 0 | 0 | 0 | 0 | 0 | 0 | 0 | 0 | 0 | 0 | 0 | 0 | 161 | 161 | 0 | 161 | 0 | 161 | 0 | 161 | 0 | 0 | 0 | 0 | 161 | 0 | 2.5 | 2.5 | 0 | 2.5 | 0 | 0 | 0 | 0 | 0 | 0 | 0 | 0 | 0 | 0 | 2.5 | 0 | 2.5 | 2.5 | 0 | 0 | 0 | 0 | 0 | 0 | 0 | 0 | 0 | 0 | 0 | 0 | 0 | 2.5 | 0 | 0 | 0 | 0 | 0 | 0 | 0 | 0 | 0 | 0 | 0 | 0 | 0 | 0 | 0 | 0 | 0 | 0 | 0 | 0 | 0 | 0 | 0 | 0 | 0 | 0 | 0 | 0 | 0 | 0 | 0 | 0
|  | Total | 1839.622 | 1803.056 | 816.077 | 703.997 | 110.95 | 296.316 | 414.766 | 414.766 | 0 | 0 | 523.058 | 201.308 | 872.879 | 1.5 | 562.355 | 562.355 | 583.155 | 20.8 | 230.1 | 4720.41 | 321.97 | 5632.91 | 0 | 1906.892 | 250.7 | 3492.617 | 514.48 | 1305.485 | 5100.706 | 291 | 166.4477 | 30.4477 | 554.025 | 30.4477 | 868.85 | 743.975 | 868.85 | 5 | 137 | 292.85 | 303.65 | 305.875 | 125 | 239.143 | 462.5613 | 0.834 | 92.2098 | 28.463 | 32.6 | 26.548 | 629.2422 | 33.799 | 34.633 | 0 | 17.0056 | 18.062 | 37.2952 | 183.0707 | 186.7897 | 215.8137 | 578.6994 | 0 | 38.8912 | 160.1801 | 394.0547 | 37.633 | 4.2812 | 0 | 27.8912 | 103 | 103 | 137.8988 | 28.8 | 362.7952 | 273.7292 | 1022.8268 | 2017.1032 | 48.7826 | 73.5539 | 0 | 14.0072 | 9.0588 | 176.026 | 163.7599 | 189.4 | 2118.3653 | 2241.7002 | 31.559 | 1404.2995 | 544.552 | 560.552 | 1910.1605 | 1380.4515 | 1380.4515 | 531.572 | 564.9767 | 17.7567 | 540.44 | 587.22 | 35.415 | 0 | 545.552 | 0 | 868.5049 | 961.7097 | 1599.5735 | 2.224
| EODS Output | EODS
|  | Geothermal | 0 | 0 | 0 | 0 | 0 | 0 | 0 | 0 | 0 | 0 | 0 | 0 | 0 | 0 | 0 | 0 | 0 | 0 | 0 | 766 | 0 | 1466 | 0 | 700 | 0 | 750 | 450 | 450 | 766 | 0 | 0 | 0 | 50 | 0 | 50 | 50 | 50 | 0 | 50 | 50 | 50 | 0 | 0 | 45 | 45 | 0 | 45 | 0 | 0 | 0 | 0 | 0 | 0 | 0 | 0 | 0 | 0 | 45 | 13 | 45 | 45 | 0 | 0 | 13 | 13 | 0 | 0 | 0 | 0 | 0 | 0 | 0 | 0 | 13 | 45 | 0 | 0 | 0 | 0 | 0 | 0 | 0 | 0 | 0 | 0 | 0 | 0 | 0 | 0 | 0 | 0 | 0 | 0 | 0 | 0 | 0 | 0 | 0 | 0 | 0 | 0 | 0 | 0 | 0 | 0 | 0 | 0
|  | Biomass | 0 | 0 | 0 | 0 | 0 | 0 | 0 | 0 | 0 | 0 | 0 | 0 | 0 | 0 | 0 | 0 | 0 | 0 | 0 | 0 | 0 | 0 | 0 | 0 | 0 | 0 | 0 | 0 | 0 | 0 | 0 | 0 | 0 | 0 | 0 | 0 | 0 | 0 | 0 | 0 | 0 | 0 | 0 | 0 | 0 | 0 | 0 | 0 | 0 | 0 | 0 | 0 | 0 | 0 | 0 | 0 | 0 | 0 | 0 | 0 | 0 | 0 | 0 | 0 | 0 | 0 | 0 | 0 | 0 | 0 | 0 | 0 | 0 | 0 | 0 | 0 | 0 | 0 | 0 | 0 | 0 | 0 | 0 | 0 | 0 | 0 | 0 | 0 | 0 | 0 | 0 | 0 | 0 | 0 | 0 | 0 | 0 | 0 | 0 | 0 | 0 | 0 | 0 | 0 | 0 | 0 | 0
|  | Wind | 189.2 | 189.2 | 46.64 | 54.56 | 0 | 0 | 0 | 0 | 0 | 0 | 0 | 0 | 0 | 0 | 92.4 | 92.4 | 158.4 | 66 | 0 | 740.96 | 0 | 740.96 | 0 | 142.56 | 0 | 610.72 | 136.4 | 272.8 | 740.96 | 0 | 0 | 0 | 292.16 | 0 | 468.16 | 468.16 | 468.16 | 0 | 0 | 468.16 | 292.16 | 0 | 0 | 82.53 | 601.335 | 0 | 82.53 | 0 | 132.3 | 0 | 214.2 | 0 | 0 | 0 | 0 | 0 | 0 | 82.53 | 258.93 | 214.83 | 451.71 | 0 | 0 | 245.7 | 371.7 | 0 | 0 | 0 | 0 | 0 | 0 | 0 | 0 | 369.18 | 342.405 | 136.4 | 286 | 0 | 0 | 0 | 0 | 0 | 0 | 0 | 0 | 352 | 352 | 44 | 149.6 | 149.6 | 149.6 | 259.6 | 149.6 | 149.6 | 149.6 | 193.6 | 44 | 149.6 | 149.6 | 88 | 0 | 149.6 | 0 | 0 | 136.4 | 127.6 | 0
|  | OOS Wind | 0 | 0 | 0 | 0 | 0 | 0 | 0 | 0 | 0 | 0 | 0 | 0 | 0 | 0 | 0 | 0 | 0 | 0 | 0 | 3544.836 | 0 | 3544.836 | 0 | 0 | 0 | 1427.636 | 0 | 0 | 3544.836 | 0 | 0 | 0 | 0 | 0 | 0 | 0 | 0 | 0 | 0 | 0 | 0 | 0 | 0 | 0 | 0 | 0 | 0 | 0 | 0 | 0 | 0 | 0 | 0 | 0 | 0 | 0 | 0 | 0 | 0 | 0 | 0 | 0 | 0 | 0 | 0 | 0 | 0 | 0 | 0 | 0 | 0 | 0 | 0 | 0 | 0 | 0 | 0 | 0 | 0 | 0 | 0 | 0 | 0 | 0 | 0 | 0 | 0 | 0 | 0 | 0 | 0 | 0 | 0 | 0 | 0 | 0 | 0 | 0 | 0 | 0 | 0 | 0 | 0 | 0 | 0 | 0 | 0
|  | Offshore Wind | 0 | 0 | 0 | 0 | 0 | 0 | 0 | 0 | 0 | 0 | 0 | 0 | 0 | 0 | 0 | 0 | 0 | 0 | 0 | 0 | 0 | 0 | 0 | 0 | 0 | 0 | 0 | 0 | 0 | 0 | 0 | 0 | 0 | 0 | 0 | 0 | 0 | 0 | 0 | 0 | 0 | 0 | 0 | 0 | 0 | 0 | 0 | 0 | 0 | 0 | 0 | 0 | 0 | 0 | 0 | 0 | 0 | 0 | 0 | 0 | 0 | 0 | 0 | 0 | 0 | 0 | 0 | 0 | 0 | 0 | 0 | 0 | 0 | 0 | 0 | 0 | 0 | 0 | 0 | 0 | 0 | 0 | 0 | 0 | 0 | 0 | 0 | 0 | 0 | 0 | 0 | 0 | 0 | 0 | 0 | 0 | 0 | 0 | 0 | 0 | 0 | 0 | 0 | 0 | 0 | 0 | 0
|  | Distributed Solar | 3.85 | 1.54 | 3.85 | 0 | 0 | 2.31 | 2.31 | 2.31 | 0 | 0 | 3.08 | 3.08 | 20.79 | 0 | 2.31 | 2.31 | 2.31 | 0 | 0 | 0 | 0 | 0 | 0 | 0 | 0 | 0 | 0 | 0 | 2.31 | 0 | 0.6636 | 0.6636 | 0 | 0.6636 | 0 | 0 | 0 | 0 | 0 | 0 | 0 | 0 | 0 | 8.33 | 30.0152 | 1.02 | 3.3728 | 2.89 | 0 | 5.44 | 13.906 | 6.97 | 7.99 | 0 | 8.568 | 9.86 | 1.0948 | 13.3416 | 20.0107 | 20.0107 | 31.8223 | 0 | 3.536 | 15.0127 | 26.6407 | 7.99 | 5.236 | 0 | 3.536 | 0 | 0 | 1.564 | 0 | 26.2548 | 8.7295 | 32.6902 | 54.4073 | 16.4004 | 44.4928 | 0 | 12.798 | 5.767 | 44.3111 | 35.4078 | 0 | 51.3184 | 54.9998 | 6.0514 | 6.32 | 3.95 | 3.95 | 9.2825 | 3.95 | 3.95 | 0 | 8.3898 | 2.0698 | 2.37 | 6.32 | 2.37 | 0 | 3.95 | 0 | 9.6696 | 14.1094 | 10.0725 | 3.16
|  | Solar | 1895.74 | 2007.39 | 671.44 | 1166.55 | 0 | 196.35 | 196.35 | 196.35 | 0 | 0 | 0 | 0 | 0 | 0 | 910.14 | 910.14 | 910.14 | 0 | 535.15 | 3597.44 | 1270.5 | 3789.94 | 0 | 1347.5 | 356.895 | 2527.14 | 0 | 1031.8 | 2715.79 | 0 | 0 | 0 | 143.78 | 0 | 894.28 | 1091.78 | 894.28 | 0 | 0 | 143.78 | 143.78 | 0 | 0 | 181.288 | 268.328 | 8.16 | 0 | 8.16 | 0 | 8.16 | 416.16 | 0 | 8.16 | 0 | 0 | 0 | 24.888 | 24.888 | 103.768 | 103.768 | 260.168 | 0 | 0 | 85 | 76.16 | 8.16 | 0 | 0 | 0 | 0 | 0 | 0 | 0 | 92.888 | 192.168 | 920.35 | 2225.43 | 31.6 | 41.08 | 0 | 9.48 | 9.48 | 189.6 | 199.08 | 371.3 | 2581.72 | 2620.43 | 0 | 1362.75 | 474 | 474 | 1987.64 | 1204.75 | 1204.75 | 474 | 474 | 0 | 474 | 632 | 0 | 0 | 474 | 0 | 1046.75 | 1441.75 | 1757.75 | 0
|  | Battery_4hr | -1656 | -1740 | -1176.9 | -550 | -219.9 | -415 | -649.9 | -649.9 | 0 | 0 | -1015 | -375 | -1545 | 0 | -496 | -496 | -496 | 0 | -204 | -1735.15 | -400 | -2160.15 | 0 | -1960 | -416 | -2661.15 | 0 | -355 | -2560.05 | -260 | -10.22 | -60.22 | -579.65 | -60.22 | -829.9 | -701.15 | -829.9 | -10 | -174 | -300.9 | -400.9 | -289.75 | -250 | -199 | -275 | 0 | -38 | 0 | 0 | 0 | -584.5 | 0 | 0 | 0 | -20 | -20 | -41 | -83.62 | -193 | -193 | -577.62 | 0 | -50 | -158.8 | -418.8 | 0 | 0 | 0 | -50 | -200 | -200 | -210 | -10 | -416.42 | -192.2 | -873.131 | -1742.631 | -30 | -30 | 0 | 0 | 0 | -110 | -110 | -156.4 | -1685.231 | -1842.231 | 0 | -1297.631 | -502.5 | -534.5 | -1564.231 | -1297.631 | -1297.631 | -502.5 | -502.5 | 0 | -502.5 | -534.5 | 0 | 0 | -502.5 | 0 | -794.731 | -784.731 | -1397.231 | 0
|  | Battery_8hr | -49 | -69.5 | -44.5 | -25 | 0 | 0 | 0 | 0 | 0 | 0 | -16.5 | -13 | -166.5 | 0 | -90 | -90 | -90 | 0 | 0 | -430 | -150 | -430 | 0 | -270 | 0 | -370 | 0 | -180 | -280 | 0 | 0 | 0 | 0 | 0 | -100 | -100 | -100 | 0 | 0 | 0 | 0 | 0 | 0 | 0 | 0 | 0 | 0 | 0 | 0 | 0 | -49 | 0 | 0 | 0 | 0 | 0 | 0 | -94 | 0 | 0 | -100 | 0 | 0 | 0 | -50 | 0 | 0 | 0 | 0 | -6 | -6 | -50 | -44 | -56 | 0 | 0 | -129 | 0 | 0 | 0 | 0 | 0 | 0 | 0 | 0 | -125 | -155 | 0 | -99 | -49 | -49 | -155 | -49 | -49 | -49 | -49 | 0 | -49 | -99 | 0 | 0 | -49 | 0 | -50 | -150 | -125 | 0
|  | LDES | -458 | -458 | 0 | 0 | 0 | 0 | 0 | 0 | 0 | 0 | 0 | 0 | 0 | 0 | 0 | 0 | 0 | 0 | 0 | 0 | 0 | 0 | 0 | 0 | 0 | 0 | 0 | 0 | 0 | -322 | -322 | 0 | -322 | 0 | -322 | 0 | -322 | 0 | 0 | 0 | 0 | -322 | 0 | -5 | -5 | 0 | -5 | 0 | 0 | 0 | 0 | 0 | 0 | 0 | 0 | 0 | 0 | -5 | 0 | -5 | -5 | 0 | 0 | 0 | 0 | 0 | 0 | 0 | 0 | 0 | 0 | 0 | 0 | 0 | -5 | 0 | 0 | 0 | 0 | 0 | 0 | 0 | 0 | 0 | 0 | 0 | 0 | 0 | 0 | 0 | 0 | 0 | 0 | 0 | 0 | 0 | 0 | 0 | 0 | 0 | 0 | 0 | 0 | 0 | 0 | 0 | 0
|  | Total | -74.21 | -69.37 | -499.47 | 646.11 | -219.9 | -216.34 | -451.24 | -451.24 | 0 | 0 | -1028.42 | -384.92 | -1690.71 | 0 | 418.85 | 418.85 | 484.85 | 66 | 331.15 | 6484.086 | 720.5 | 6951.586 | 0 | -39.94 | -59.105 | 2284.346 | 586.4 | 1219.6 | 4929.846 | -582 | -331.5564 | -59.5564 | -415.71 | -59.5564 | 160.54 | 808.79 | 160.54 | -10 | -124 | 361.04 | 85.04 | -611.75 | -250 | 113.148 | 664.6782 | 9.18 | 87.9028 | 11.05 | 132.3 | 13.6 | 10.766 | 6.97 | 16.15 | 0 | -11.432 | -10.14 | -15.0172 | -16.8604 | 202.7087 | 185.6087 | 106.0803 | 0 | -46.464 | 199.9127 | 18.7007 | 16.15 | 5.236 | 0 | -46.464 | -206 | -206 | -258.436 | -54 | 28.9028 | 391.1025 | 216.3092 | 694.2063 | 18.0004 | 55.5728 | 0 | 22.278 | 15.247 | 123.9111 | 124.4878 | 214.9 | 1174.8074 | 1030.1988 | 50.0514 | 122.039 | 76.05 | 44.05 | 537.2915 | 11.669 | 11.669 | 72.1 | 124.4898 | 46.0698 | 74.47 | 154.42 | 90.37 | 0 | 76.05 | 0 | 211.6886 | 657.5284 | 373.1915 | 3.16
Incorporates Approved Upgrades if COD before 2030
| Remaining Tx Headroom | HSN | 3308.8112 | 5237.745 | 2738.4212 | 1032.032 | 3539.2 | 730.7002 | -96.4338 | -96.4338 | 0 | 0 | 5652.476 | 3139.976 | 11840.638 | 0.288 | 104.656 | 1375.656 | 1511.956 | 492.3 | 0.0004 | 2801.869 | 1738.34 | -5476.131 | 0 | 3743.8968 | 15.4 | -1764.7442 | 1004.33 | 662.46 | 742.2952 | 828 | -321.9952 | 345.7548 | -417.51 | 164.7548 | -345.41 | -383.235 | -249.41 | 264 | 726.4 | -342.91 | 0.04 | -46.75 | 251 | 3434.315 | -403.7865 | 75.85 | 1390.544 | 563.475 | -119 | 63.1 | 868.624 | 387.875 | 899.725 | 0 | 2026.74 | 2675.55 | 1332.339 | 3719.958 | -27.8328 | 259.9473 | 2108.4593 | 29 | 3.859 | 2826.0673 | 1755.5392 | 3564.925 | 960.23 | 60.379 | 1020.859 | 747 | 593 | 3921.65 | 0.7 | 2427.758 | -19.1162 | -333.619 | -879.03 | 107.924 | 1824.368 | 51 | 256.38 | 103.27 | 1068.043 | 120.518 | 251.6 | 296.097 | 574.731 | 193.734 | 451.109 | 2011.69 | -186.31 | 5713.808 | 6077.379 | 6077.379 | -171.93 | 766.928 | 1493.538 | 2810.89 | -230.18 | 128.115 | 4 | 420.89 | 5203 | 8733.585 | 6040.143 | 217.993 | 84.6
|  | SSN | 4185.9954 | 6275.3325 | 3445.9264 | 1107.658 | 3664.15 | 842.5659 | 215.3629 | 215.3629 | 27.481 | 27.481 | 6171.942 | 3337.692 | 12772.921 | -0.354 | 267.287 | 1538.287 | 1709.487 | 527.2 | 234.6318 | 5728.4675 | 1978.03 | -2224.5325 | 0 | 5350.1392 | 331.3 | 1121.1667 | 1112.52 | 793.64 | 4091.0004 | 1164 | 118.8023 | 375.5523 | 584.675 | 197.5523 | 647.65 | 68.17 | 743.65 | 269 | 979.26 | 182.65 | 546.85 | 579.125 | 376 | 3635.057 | 475.9687 | 75.166 | 1461.9902 | 561.537 | -18.6 | 62.452 | 1344.405 | 386.201 | 897.367 | 0 | 2130.9944 | 2778.938 | 1340.7048 | 4118.1293 | 467.5403 | 731.7163 | 3413.6278 | 29 | 102.156 | 3347.1499 | 2938.6901 | 3628.567 | 956.7188 | 65.0472 | 1048.156 | 850 | 696 | 4370.3512 | 156.45 | 3333.5821 | 376.8008 | -135.6768 | -349.77 | 95.2174 | 1795.4461 | 51 | 248.9928 | 99.9412 | 1129.2584 | 91.2401 | 193 | 684.4671 | 1006.8322 | 240.441 | 691.6005 | 2187.348 | 5.348 | 6383.9363 | 6310.2385 | 6310.2385 | 6.008 | 1045.0733 | 1592.3933 | 2987.46 | -14.89 | 211.585 | 4 | 662.548 | 5203 | 9053.0807 | 6325.2759 | 474.8733 | 82.776
|  | EODS | 7506.864 | 9476.005 | 5653.984 | 1736.94 | 4041.9 | 1498.209 | 955.259 | 955.259 | 0.005 | 0.005 | 7738.42 | 3938.92 | 15592.11 | -0.24 | 654.46 | 704.46 | 873.46 | 482 | 1381.398 | 4129.939 | 1579.5 | 2782.299 | 300 | 10173.616 | 1830.605 | 11643.805 | 448.6 | 1501.15 | 4287.698 | 2172 | 1182.0564 | 465.5564 | 1225.71 | 296.5564 | 2825.46 | 519.235 | 7003.46 | 284 | 1825.2 | 797.96 | 1465.96 | 2456.75 | 751 | 4061.052 | 1528.8218 | 66.82 | 1466.2972 | 578.95 | 50.7 | 218.4 | 2799.4164 | 422.03 | 924.85 | 0 | 1481.432 | 2559.14 | 532.0172 | 4490.0604 | 950.5913 | 1469.8913 | 6068.1021 | 29 | 280.6464 | 4165.3873 | 5346.6577 | 3859.85 | 955.764 | 77.1824 | 1134.6464 | 811 | 845 | 5655.936 | 625.5 | 5002.5796 | 667.3975 | 57.3908 | -247.3393 | 113.9996 | 1813.4272 | 53 | 240.722 | 161.553 | 986.6609 | 116.4122 | 144.1 | 1928.6056 | 2736.7142 | 305.9486 | 929.961 | -66.05 | 745.95 | 661.0925 | 6519.331 | 533.331 | 300.4 | -125.7898 | 228.6302 | 3468.53 | 1538.58 | 9.63 | 0 | 180.95 | 5203 | 10619.1404 | 6856.5006 | -412.8075 | 24.84
|  | Exceedance Discussion: | [6 empty] | Small exceedance has low probability of triggering upgrades given mapping locations. CAISO staff note that the substations mapped to and amount of resources mapped have marginal DFAX and flow impact implications. | Off-peak only portion of the constraint so on-peak exceedance is in Column J | [13 empty] | Large exceedance as upgrade as est. COD of 2034 so upgrade's capacity increase is in added in yet. |  |  |  | Large exceedance as upgrade as est. COD of 2034 so upgrade's capacity increase is in added in yet. |  |  |  |  | Upgrade likely needed and would alleviate exceedance. Good candidate for being triggered. |  | Already triggered upgrade would alleviate exceedance but COD is 2032. |  | Already triggered upgrade would alleviate exceedance but COD is 2034. | Already triggered upgrade would alleviate exceedance but COD is 2034. | Already triggered upgrade would alleviate exceedance but COD is 2034. |  |  | Upgrade likely needed and would alleviate exceedance. Good candidate for being triggered. |  | Not likely needed for small exceedance, but likely needed in later years 2034 and 2039. Good candidate for being triggered. |  |  | Previous 21-22 and 22-23 TPP mapping results had similar or larger levels of exceedance which did not trigger upgrades. But TPP analysis is necessary to confirm. |  |  |  | Upgrade likely triggered. CAISO staff note that upgrade is likely to address full 119 MW of exceedance even though white paper cites studied estimate of only 26 MW. | [9 empty] | Upgrade not likely triggered given resource amount mapped to Tesla substation are not likely to impact this constraint, per CAISO staff feedback. But TPP analysis is necessary to confirm. | [15 empty] | Upgrade not likely triggered given resource amounts mapped to Glenn, Eagle Rock, and Lakeville are not likely to impact the limiting ADC behind the constraint per CAISO staff feedback. But TPP analysis is necessary to confirm. | Upgrade is likely needed in 2034 and 2039 and CPUC staff identify upgrade as a needed solution. | Upgrade is likely needed in 2034 and 2039 and CPUC staff identify upgrade as a needed solution. | [13 empty] | Not likely to be triggered by this amount of exceedance given substations mapped to and amount of resources have low effective impact on constraint per CAISO staff feedback; however exceedance increases in 2034 and 2039 models years when upgrade triggering is likely an effective solution. |  |  |  | Not likely to be triggered by this amount of exceedance given substations mapped to and amount of resources have low effective impact on constraint per CAISO staff feedback; however exceedance increases in 2034 and 2039 models years when upgrade triggering is likely an effective solution. |  |  |  | Already triggered upgrade would alleviate exceedance but COD is 2032.

## TxCriteria_bySub_2034
This tab summarizes system-level transmission criteria alignment by substations for the resources mapped to each substation in the 2034 portfolio. It shows each substation’s transmission constraint membership, the resources mapped, the number of constraint exceedances impacting the substation and the most binding constraint for HSN, SSN, and EODS scenarios, and the criteria alignment flags before and after identified upgrades. The information presented here relies on the calculations in the “Tx_Calculator_2034” tab.
[111 empty] | Substation | [14 empty] | IRP Baseline | [14 empty] | In-Dev | [14 empty] | Mapped | [12 empty] | Trans-mission | [12 empty] | Final
|  |  | Substation Tx Constraint Matrix | [107 empty] | Tx Matrix | IRP-ERM baseline reconciliation: resources online after 1/1/2022 so not included in Tx constraints baseline | [13 empty] | Resources | Mapped Portfolio Resources (In-Development Only) | [13 empty] | Resources | Mapped Portfolio Resources (In-Development and Generic) | [13 empty] | Resources | Transmission Constraint Exceedances at each substation | [5 empty] | Most limit Constraint by MWs available after mapping | [5 empty] | Exceed-ances | Transmission Constraint Exceedances at each substation after triggering upgrades | [11 empty] | Exceed-ances | FCDS Criteria Alignment |  |  |  | EODS Criteria Alignment
|  |  | Antelope-Vincent On-Peak and Off-Peak Constraint | Vincent-Lugo On-Peak Constraint | Pardee-Sylmar On-Peak Constraint | Windhub On-Peak Constraint | Moorpark-Pardee On-Peak Constraint | North of Magunden On-Peak Constraint | South of Magunden On-Peak Constraint | South of Magunden Off-Peak Constraint | Antelope-Neenach On-Peak Constraint | Antelope-Neenach Off-Peak Constraint | Del Amo – Barre On-Peak Constraint | Hinson - Del Amo On-Peak Constraint | SCE Metro Area Default Constraint | Control to Inyokern Constraint On-Peak Constraint | Kramer - Victor Constraint On-Peak Constraint | Victor – Lugo Constraint On Peak Constraint | Lugo 500/230 kV Transformer On Peak Constraint | Calcite to Lugo Constraint On Peak Constraint | Colorado River 500/230 kV On-Peak/Off-Peak Constraint (230 kV bus only) | Colorado River-Red Bluff On-Peak Constraint | DCRT On-Peak Constraint | Devers-Red Bluff On-Peak/Off-Peak Constraint | Eagle Mountain On-Peak Constraint | Etiwanda-Rancho Vista On-Peak Constraint | Red Bluff 500/230 kV On-Peak/Off-Peak Constraint (230 kV only) | Serrano-Alberhill-Valley On-Peak/Off-Peak Constraint | VEA 138kV On-peak/Off-peak Constraint | GLW 230kV On-peak/Off-peak Constraint | Lugo-Victorville On-peak Constraint | Capistrano-San Onofre 230 kV On-Peak Constraint | Chicarita 138 kV On-Peak Constraint | El Cajon 69 kV On-Peak Constraint | Internal San Diego Area On-Peak/Off-Peak Constraint | Miguel 69 kV On-Peak Constraint | Encina - San Luis Rey 230 kV On-Peak/Off-Peak Constraint | East of Miguel On-Peak/Off-Peak Constraint | San Luis Rey-San Onofre 230 kV On-Peak/Off-Peak Constraint | Ocean Ranch 69 kV On-Peak Constraint | Otay Mesa 230 kV On-Peak Constraint | Silvergate - Bay Blvd 230 kV On-Peak/Off-Peak Constraint | Silvergate-Old Town 230 kV On-Peak Constraint | Talega 230 kV On-Peak Constraint | Trabuco-Capistrano 138 kV On-Peak Constraint | Santa Rosa-Corona 115 kV line On-Peak Constraint | Vaca Dixon - Tesla 500kV line On-Peak Constraint | Woodland-Davis 115 kV line On-Peak Constraint | Cortina-Eagle Rock 115 kV line On-Peak Constraint | Bell-Placer 115 kV line On-Peak Constraint | Carberry-Round mountain 230 kV line On-Peak Constraint | Rocklin-Pleaseant grove 115kV line On-Peak/Off-Peak Constraint | Bellota-Weber 230kV line On-Peak Constraint | Rio Oso-Brighton 230kV line On-Peak Constraint | Rio Oso-Lockeford 230kV line On-Peak Constraint | Humboldt Offshore Wind constraint | Dumbarton-Newark 115 kV line On-Peak Constraint | Eastshore-San Mateo 230 kV line On-Peak Constraint | Lakeville-Igancio 230 kV line On-Peak Constraint | Sobrante-Moraga 230 kV line On-Peak Constraint | Windmaster- Delta Pumps 230 kV line On-Peak Constraint | Contra Costa- Windmaster 230 kV line On-Peak Constraint | Tesla - Tracy Pumps #2 230 kV line On-Peak Constraint | Contra Costa #1 115 kV line On-Peak Constraint | Kasson Jct-Heinz 115 kV line On-Peak Constraint | Newark-Newark Distribution 115 kV line On-Peak Constraint | Tesla-Bellota 230 kV line On-Peak Constraint | Eight Mile-Tesla 230 kV line On-Peak Constraint | Grant - Eastshore #2 115 kV line On-Peak Constraint | Salado - Crow Creek 60 kV line On-Peak Constraint | Tesla - Salado 115 kV line On-Peak Constraint | Los Esteros-Silicon Valley 230 kV On-Peak Constraint | Los Esteros-Nortech 115 kV line On-Peak Constraint | Newark-Los Esteros 230 kV line On-Peak Constraint | Morganhill-Metcalf 115kV Line On-Peak Constraint | Telsa-Tracy Pump #1 230 kV Line On-Peak Constraint | Birds Landing-Contra Costa 230kV Line On-Peak Constraint | Oceano-Calendar 115kV line On-Peak/Off-Peak Constraint | Midway-Q2005 230kV line On-Peak/Off-Peak Constraint | Smyrna - Q1984 115kV line On-Peak/off-Peak Constraint | Kern 230/115kV TB #4 On-Peak Constraint | Maricopa-Copus 70 kV line On-Peak/Off-Peak Constraint | Midway-Taft 115 kV line On-Peak/Off-Peak Constraint | Kern-Tevis-Stockdale-Lamont 115kV line On-Peak/Off-Peak Constraint | Midway 230/115kV TB #3 On-Peak/Off-Peak Constraint | Semitropic-Midway 115kV Line On-Peak/Off-Peak Constraint | Midway-Q2011 230 kV Line On-Peak Constraint | Gates 500/230kV TB #11 On-Peak/Off-Peak Constraint | Gates 500/230kV TB #12 On-Peak/Off-Peak Constraint | Gates 230/70 kV TB #5 On-Peak/Off-Peak Constraint | Tranquility-Helm 230kV Line On-Peak/Off-Peak Constraint | Dairyland-Chowchilla 115kV Line On-Peak/Off-Peak Constraint | Chowchilla-Le grand 115kV Line On-Peak/Off-Peak Constraint | Los Banos 500/230 kV Bank On-Peak/Off-peak Constraint | Panoche-Los Banos 230kV line #2 On-Peak/Off-Peak Constraint | Dos Amigos-Panoche 230kV line On-Peak Constraint | Schindler 115/70kV TB #1 On-Peak/Off-Peak Constraint | Panoche-Mendota 115 kV line On-Peak/Off-Peak Constraint | Coalinga #1-Coalinga #2 70 kV line On-Peak/Off-Peak Constraint | Panoche-Oro Loma 115kV Line On-Peak Constraint | Borden-Storey #1 230kV line On-Peak/Off-Peak Constraint | Merced 115/70kV TB#2 On-Peak/Off-Peak Constraint | Helm 230/70kV TB#1 On-Peak/Off-Peak Constraint | Oro Loma-El Nido 115kV Line On-Peak/Off-Peak Constraint | Diablo–Gates 500 kV line On-Peak/Off-peak Constraint | Mustang-Henrietta 230 kV line On-Peak Constraint | Gates-Panoche 230 kV #1 and #2 Lines On-Peak Constraint | Moss Landing-Las Aguillas 230 kV Line Off-Peak Constraint | Jackson-Waukena-Corcoran 115 kV Line Off-Peak Constraint | Has Approved |  | Geothermal | Biomass | Wind | Wind | OOS Wind | OOS Wind | Offshore Wind | Offshore Wind | Distributed Solar | Solar | Solar | Battery_4hr | Battery_8hr | LDES | Has | Geothermal | Biomass | Wind | Wind | OOS Wind | OOS Wind | Offshore Wind | Offshore Wind | Distributed Solar | Solar | Solar | Battery_4hr | Battery_8hr | LDES | Has | Geothermal | Biomass | Wind | Wind | OOS Wind | OOS Wind | Offshore Wind | Offshore Wind | Distributed Solar | Solar | Solar | Battery_4hr | Battery_8hr | LDES | Has | Number of HSN Constraints Exceeded |  | Number of SSN Constraints Exceeded |  | Number of EODS constraints Exceeded |  | Limiting Tx Constraint Headroom (Cumulative All Resources) |  |  | Binding Constraint Name |  |  |  | Number of HSN exceedances after upgrades |  | Number of SSN exceedances after upgrades |  | Number of EODS exceedances after upgrades |  | Limiting Tx Constraint Headroom (Cumulative All Resources) After Upgrades |  |  | Binding Constraint Name |  |  |  | Criteria Alignment pre-upgrades | Criteria Alignment after upgrades | Tx upgrades improved compliance | Final Criteria Alignment | Criteria 2 Alignment pre-upgrades | Criteria 2 Alignment after upgrades | Tx upgrades improved compliance | Final Criteria Alignment
CAISO Study Area | Substation | Voltage | Antelope-Vincent Constraint | Vincent-Lugo Constraint | Pardee-Sylmar Constraint | Windhub Constraint | Moorpark-Pardee Constraint | North of Magunden Constraint | South of Magunden Constraint | South of Magunden Constraint | Antelope-Neenach Constraint | Antelope-Neenach Constraint | Del Amo - Barre Area Constraint | Hinson - Del Amo Constraint | SCE Metro Area Default Constraint | Control to Inyokern area constraint | Kramer to Victor Area Constraint | Victor to Lugo Area Constraint | Lugo Transformer Area Constraint | Calcite to Lugo Area Constraint | Colorado River 500/230 kV Constraint | Colorado River-Red Bluff Constraint | DCRT Constraint | Devers-Red Bluff Constraint | Eagle Mountain Constraint | Etiwanda-Rancho Vista Constraint | Red Bluff 500/230 kV Constraint | Serrano-Alberhill-Valley Constraint | VEA 138kV area constraint | GLW 230kV area constraint | Lugo - Victorville area constraint | Capistrano-San Onofre 230 kV constraint | Chicarita 138 kV constraint | El Cajon 69 kV constraint | Internal San Diego Area constraint | Miguel 69 kV constraint | Encina - San Luis Rey 230 kV constraint | East of Miguel constraint | San Luis Rey-San Onofre 230 kV line constraint | Ocean Ranch 69 kV constraint | Otay Mesa 230 kV constraint | Silvergate - Bay Blvd 230 kV constraint | Silvergate-Old Town 230 kV constraint | Talega 230 kV constraint | Trabuco-Capistrano 138 kV constraint | Santa Rosa-Corona 115 kV line | Vaca Dixon-Tesla 500kV Line | Woodland- Davis 115kV line | Cortina-Eagle Rock 115 kV line | Bell-Placer 115kV Line | Carberry-Round Mountain 230kV Line | Rocklin-Pleaseant grove 115kV line | Bellota-Weber 230kV line | Rio Oso-Brighton 230kV line | Rio Oso-Lockeford 230kV line | Humboldt Offshore Wind constraint | Dumbarton-Newark 115 kV line | Eastshore-San Mateo 230 kV line | Lakeville-Ignacio 230 kV line | Sobrante-Moraga 230 kV line | Windmaster-Delta pumps 230 kV line | Contra Costa- Windmaster 230 kV line | Tesla-Tracy-Pump 230 kV line #2 | Contra Costa #1 115kV Line | Kasson Jct-Heinz 115 kV line | Newark-Newark Distribution 115 kV line | Tesla-Bellota 230 kV line | Eight Mile-Tesla 230 kV line | Grant - Eastshore #2 line 115 kV | Salado-Crow Creek Sw Sta 60 kV line | Tesla-Salado 115 kV line | Los Esteros-Silicon Valley 230 kV | Los Esteros-Nortech 115 kV line | Newark-Los Esteros 230 kV line | Morganhill-Metcalf 115kV Line | Tesla-Tracy Pump 230 kV Line #1 | Birds Landing-Contra Costa 230kV Line | Oceano-Calendar 115kV line | Midway-Q2005 230kV Line | Smyrna -Q1984 115kV line | Kern 230/115kV TB #4 | Maricopa-Copus 70 kV line | Midway-Taft 115 kV line | Kern-Tevis-Stockdale-Lamont 115kV line | Midway 230/115kV TB #3 | Semitropic-Midway 115kV Line | Midway-Q2011 230 kV Line | Gates 500/230kV TB #12 | Gates 500/230kV TB #11 | Gates 230/70kV TB #5 | Tranquility-Helm 230kV Line | Dairyland-Chowchilla 115kV Line | Chowchilla-Le grand 115kV Line | Los Banos 500/230kV TB | Panoche-Los Banos 230kV line #2 | Dos Amigos-Los Banos 230kV line | Schindler 115/70kV TB #1 | Panoche- Mendota 115 kV line | Coalinga #1-Coalinga #2 70 kV line | Panoche-Oro Loma 115kV Line | Borden-Storey #1 230kV line | Merced 115/70kV TB#2 | Helm 230/70kV TB #1 | Oro Loma-El Nido 115kV Line | Diablo–Gates 500 kV line | Mustang-Henrietta 230 kV line | Gates-Panoche 230 kV #1 and #2 Lines | Moss Landing-Las Aguilas 230 kV Line | Jacksson-WaukenaCorcoran 115kV line | Tx Upgrade |  | FCDS | FCDS | FCDS | EODS | FCDS | EODS | FCDS | EODS | FCDS | FCDS | EODS | FCDS | FCDS | FCDS | Res | FCDS | FCDS | FCDS | EODS | FCDS | EODS | FCDS | EODS | FCDS | FCDS | EODS | FCDS | FCDS | FCDS | Res | FCDS | FCDS | FCDS | EODS | FCDS | EODS | FCDS | EODS | FCDS | FCDS | EODS | FCDS | FCDS | FCDS | Res | Actual | Default | Actual | Default | Actual | Default | HSN | SSN | EODS | HSN | SSN | EODS |  | Actual | Default | Actual | Default | Actual | Default | HSN | SSN | EODS | HSN | SSN | EODS |  | FCDS | FCDS | FCDS | FCDS | EODS | EODS | EODS | EODS
PG&E Kern Study Area | 7th Standard | 115 | 0 | 0 | 0 | 0 | 0 | 0 | 0 | 0 | 0 | 0 | 0 | 0 | 0 | 0 | 0 | 0 | 0 | 0 | 0 | 0 | 0 | 0 | 0 | 0 | 0 | 0 | 0 | 0 | 0 | 0 | 0 | 0 | 0 | 0 | 0 | 0 | 0 | 0 | 0 | 0 | 0 | 0 | 0 | 0 | 0 | 0 | 0 | 0 | 0 | 0 | 0 | 0 | 0 | 0 | 0 | 0 | 0 | 0 | 0 | 0 | 0 | 0 | 0 | 0 | 0 | 0 | 0 | 0 | 0 | 0 | 0 | 0 | 0 | 0 | 0 | 0 | 1 | 0 | 1 | 0 | 0 | 0 | 1 | 1 | 0 | 1 | 1 | 0 | 0 | 0 | 0 | 0 | 0 | 0 | 0 | 0 | 0 | 0 | 0 | 0 | 0 | 0 | 0 | 0 | 0 | 0 | 0 | 0 |  | 0 | 0 | 0 | 0 | 0 | 0 | 0 | 0 | 0 | 0 | 0 | 0 | 0 | 0 | 0 | 0 | 0 | 0 | 0 | 0 | 0 | 0 | 0 | 2.5 | 0 | 0 | 0 | 0 | 0 | 1 | 0 | 0 | 0 | 0 | 0 | 0 | 0 | 0 | 2.5 | 0 | 0 | 0 | 0 | 0 | 1 | 2 | 0 | 1 | 0 | 1 | 0 | -1260.48 | -1054.844 | -926.9943 | Midway-Q2005 230kV Line | Midway-Q2005 230kV Line | Midway-Q2005 230kV Line |  | 0 | 0 | 0 | 0 | 0 | 0 | 71.981 | 35.1401 | 0.4922 | Gates 500/230kV TB #11 | Semitropic-Midway 115kV Line | Semitropic-Midway 115kV Line |  | 5 | 1 | YES | 2 | 5 | 1 | YES | 2
SCE Metro Study Area | Alamitos | 230 | 0 | 0 | 0 | 0 | 0 | 0 | 0 | 0 | 0 | 0 | 1 | 1 | 1 | 0 | 0 | 0 | 0 | 0 | 0 | 0 | 0 | 0 | 0 | 0 | 0 | 0 | 0 | 0 | 0 | 0 | 0 | 0 | 0 | 0 | 0 | 0 | 0 | 0 | 0 | 0 | 0 | 0 | 0 | 0 | 0 | 0 | 0 | 0 | 0 | 0 | 0 | 0 | 0 | 0 | 0 | 0 | 0 | 0 | 0 | 0 | 0 | 0 | 0 | 0 | 0 | 0 | 0 | 0 | 0 | 0 | 0 | 0 | 0 | 0 | 0 | 0 | 0 | 0 | 0 | 0 | 0 | 0 | 0 | 0 | 0 | 0 | 0 | 0 | 0 | 0 | 0 | 0 | 0 | 0 | 0 | 0 | 0 | 0 | 0 | 0 | 0 | 0 | 0 | 0 | 0 | 0 | 0 | 0 |  | 0 | 0 | 0 | 0 | 0 | 0 | 0 | 0 | 0 | 0 | 0 | 0 | 0 | 0 | 0 | 0 | 0 | 0 | 0 | 0 | 0 | 0 | 0 | 0 | 0 | 0 | 0 | 0 | 0 | 0 | 0 | 0 | 0 | 0 | 0 | 0 | 0 | 0 | 0 | 0 | 0 | 0 | 0 | 0 | 0 | 0 | 0 | 0 | 0 | 0 | 0 | 3139.976 | 3337.692 | 3938.92 | Hinson - Del Amo Constraint | Hinson - Del Amo Constraint | Hinson - Del Amo Constraint |  | 0 | 0 | 0 | 0 | 0 | 0 | 3139.976 | 3337.692 | 3938.92 | Hinson - Del Amo Constraint | Hinson - Del Amo Constraint | Hinson - Del Amo Constraint |  | 1 | 1 | NO | 1 | 1 | 1 | NO | 1
SCE Eastern Study Area | Alberhill | 500 | 0 | 0 | 0 | 0 | 0 | 0 | 0 | 0 | 0 | 0 | 0 | 0 | 0 | 0 | 0 | 0 | 0 | 0 | 0 | 0 | 0 | 0 | 0 | 1 | 0 | 1 | 0 | 0 | 0 | 0 | 0 | 0 | 0 | 0 | 0 | 0 | 0 | 0 | 0 | 0 | 0 | 0 | 0 | 0 | 0 | 0 | 0 | 0 | 0 | 0 | 0 | 0 | 0 | 0 | 0 | 0 | 0 | 0 | 0 | 0 | 0 | 0 | 0 | 0 | 0 | 0 | 0 | 0 | 0 | 0 | 0 | 0 | 0 | 0 | 0 | 0 | 0 | 0 | 0 | 0 | 0 | 0 | 0 | 0 | 0 | 0 | 0 | 0 | 0 | 0 | 0 | 0 | 0 | 0 | 0 | 0 | 0 | 0 | 0 | 0 | 0 | 0 | 0 | 0 | 0 | 0 | 0 | 1 |  | 0 | 0 | 0 | 0 | 0 | 0 | 0 | 0 | 0 | 0 | 0 | 0 | 0 | 0 | 0 | 0 | 0 | 0 | 0 | 0 | 0 | 0 | 0 | 0 | 0 | 0 | 0 | 0 | 0 | 0 | 0 | 0 | 0 | 0 | 0 | 0 | 0 | 0 | 0 | 0 | 0 | 0 | 0 | 0 | 0 | 0 | 0 | 0 | 0 | 0 | 0 | 1930.7558 | 4880.6667 | 9875.616 | Serrano-Alberhill-Valley Constraint | Serrano-Alberhill-Valley Constraint | Etiwanda-Rancho Vista Constraint |  | 0 | 0 | 0 | 0 | 0 | 0 | 1930.7558 | 4880.6667 | 9875.616 | Serrano-Alberhill-Valley Constraint | Serrano-Alberhill-Valley Constraint | Etiwanda-Rancho Vista Constraint |  | 1 | 1 | NO | 1 | 1 | 1 | NO | 1
PG&E Kern Study Area | Alpaugh | 115 | 0 | 0 | 0 | 0 | 0 | 0 | 0 | 0 | 0 | 0 | 0 | 0 | 0 | 0 | 0 | 0 | 0 | 0 | 0 | 0 | 0 | 0 | 0 | 0 | 0 | 0 | 0 | 0 | 0 | 0 | 0 | 0 | 0 | 0 | 0 | 0 | 0 | 0 | 0 | 0 | 0 | 0 | 0 | 0 | 0 | 0 | 0 | 0 | 0 | 0 | 0 | 0 | 0 | 0 | 0 | 0 | 0 | 0 | 0 | 0 | 0 | 0 | 0 | 0 | 0 | 0 | 0 | 0 | 0 | 0 | 0 | 0 | 0 | 0 | 0 | 1 | 1 | 1 | 1 | 0 | 0 | 0 | 1 | 1 | 0 | 1 | 1 | 0 | 0 | 0 | 0 | 0 | 0 | 0 | 0 | 0 | 0 | 0 | 0 | 0 | 0 | 0 | 0 | 0 | 0 | 0 | 0 | 0 |  | 0 | 0 | 0 | 0 | 0 | 0 | 0 | 0 | 0 | 0 | 0 | 0 | 0 | 0 | 0 | 0 | 0 | 0 | 0 | 0 | 0 | 0 | 0 | 6 | 0 | 0 | 10 | 0 | 0 | 1 | 0 | 0 | 0 | 0 | 0 | 0 | 0 | 0 | 6 | 0 | 0 | 10 | 0 | 0 | 1 | 3 | 0 | 2 | 0 | 2 | 0 | -1260.48 | -1054.844 | -926.9943 | Midway-Q2005 230kV Line | Midway-Q2005 230kV Line | Midway-Q2005 230kV Line |  | 0 | 0 | 0 | 0 | 0 | 1 | 71.981 | 35.1401 | -65.5292 | Gates 500/230kV TB #11 | Semitropic-Midway 115kV Line | Oceano-Calendar 115kV line |  | 5 | 1 | YES | 2 | 5 | 3 | YES | 3
SDG&E Study Area | Alpine | 69 | 0 | 0 | 0 | 0 | 0 | 0 | 0 | 0 | 0 | 0 | 0 | 0 | 0 | 0 | 0 | 0 | 0 | 0 | 0 | 0 | 0 | 0 | 0 | 0 | 0 | 0 | 0 | 0 | 0 | 0 | 1 | 1 | 0 | 1 | 0 | 0 | 0 | 0 | 0 | 0 | 0 | 0 | 0 | 0 | 0 | 0 | 0 | 0 | 0 | 0 | 0 | 0 | 0 | 0 | 0 | 0 | 0 | 0 | 0 | 0 | 0 | 0 | 0 | 0 | 0 | 0 | 0 | 0 | 0 | 0 | 0 | 0 | 0 | 0 | 0 | 0 | 0 | 0 | 0 | 0 | 0 | 0 | 0 | 0 | 0 | 0 | 0 | 0 | 0 | 0 | 0 | 0 | 0 | 0 | 0 | 0 | 0 | 0 | 0 | 0 | 0 | 0 | 0 | 0 | 0 | 0 | 0 | 0 |  | 0 | 0 | 0 | 0 | 0 | 0 | 0 | 0 | 0 | 0 | 0 | 0 | 0 | 0 | 0 | 0 | 0 | 0 | 0 | 0 | 0 | 0 | 0 | 0 | 0 | 0 | 0 | 0 | 0 | 0 | 0 | 0 | 0 | 0 | 0 | 0 | 0 | 0 | 0 | 0 | 0 | 0 | 0 | 0 | 0 | 1 | 0 | 0 | 0 | 0 | 0 | -436.9952 | 61.3023 | 296.5564 | Chicarita 138 kV constraint | Chicarita 138 kV constraint | Miguel 69 kV constraint |  | 0 | 0 | 0 | 0 | 0 | 0 | 164.7548 | 197.5523 | 296.5564 | Miguel 69 kV constraint | Miguel 69 kV constraint | Miguel 69 kV constraint |  | 5 | 1 | YES | 2 | 1 | 1 | NO | 1
PG&E Greater Bay Study Area | Altamont Midway (Sandhill) | 230 | 0 | 0 | 0 | 0 | 0 | 0 | 0 | 0 | 0 | 0 | 0 | 0 | 0 | 0 | 0 | 0 | 0 | 0 | 0 | 0 | 0 | 0 | 0 | 0 | 0 | 0 | 0 | 0 | 0 | 0 | 0 | 0 | 0 | 0 | 0 | 0 | 0 | 0 | 0 | 0 | 0 | 0 | 0 | 0 | 1 | 0 | 0 | 0 | 0 | 0 | 0 | 0 | 0 | 0 | 0 | 0 | 0 | 0 | 1 | 0 | 1 | 0 | 0 | 1 | 1 | 0 | 0 | 0 | 0 | 0 | 0 | 0 | 0 | 1 | 0 | 0 | 0 | 0 | 0 | 0 | 0 | 0 | 0 | 0 | 0 | 0 | 0 | 0 | 0 | 0 | 0 | 0 | 0 | 0 | 0 | 0 | 0 | 0 | 0 | 0 | 0 | 0 | 0 | 0 | 0 | 0 | 0 | 0 |  | 0 | 0 | 0 | 0 | 0 | 0 | 0 | 0 | 0 | 0 | 0 | 0 | 0 | 0 | 0 | 0 | 0 | 5 | 0 | 0 | 0 | 0 | 0 | 0 | 0 | 0 | 0 | 0 | 0 | 1 | 0 | 0 | 5 | 0 | 0 | 0 | 0 | 0 | 0 | 0 | 0 | 0 | 0 | 0 | 1 | 2 | 0 | 0 | 0 | 0 | 0 | -836.7415 | 193.7277 | 921.9913 | Vaca Dixon-Tesla 500kV Line | Vaca Dixon-Tesla 500kV Line | Windmaster-Delta pumps 230 kV line |  | 1 | 0 | 0 | 0 | 0 | 0 | -133.2328 | 381.3403 | 921.9913 | Windmaster-Delta pumps 230 kV line | Windmaster-Delta pumps 230 kV line | Windmaster-Delta pumps 230 kV line |  | 5 | 5 | NO | 5 | 1 | 1 | NO | 1
SCE Northern Area | Antelope | 500 | 1 | 1 | 1 | 0 | 0 | 0 | 0 | 0 | 0 | 1 | 0 | 0 | 0 | 0 | 0 | 0 | 0 | 0 | 0 | 0 | 0 | 0 | 0 | 0 | 0 | 0 | 0 | 0 | 0 | 0 | 0 | 0 | 0 | 0 | 0 | 0 | 0 | 0 | 0 | 0 | 0 | 0 | 0 | 0 | 0 | 0 | 0 | 0 | 0 | 0 | 0 | 0 | 0 | 0 | 0 | 0 | 0 | 0 | 0 | 0 | 0 | 0 | 0 | 0 | 0 | 0 | 0 | 0 | 0 | 0 | 0 | 0 | 0 | 0 | 0 | 0 | 0 | 0 | 0 | 0 | 0 | 0 | 0 | 0 | 0 | 0 | 0 | 0 | 0 | 0 | 0 | 0 | 0 | 0 | 0 | 0 | 0 | 0 | 0 | 0 | 0 | 0 | 0 | 0 | 0 | 0 | 0 | 0 |  | 0 | 0 | 0 | 0 | 0 | 0 | 0 | 0 | 0 | 0 | 0 | 0 | 0 | 0 | 0 | 0 | 0 | 0 | 0 | 0 | 0 | 0 | 0 | 0 | 0 | 0 | 0 | 0 | 0 | 0 | 0 | 0 | 0 | 0 | 0 | 0 | 0 | 0 | 0 | 0 | 0 | 0 | 0 | 0 | 0 | 0 | 0 | 0 | 0 | 0 | 0 | 0 | 27.481 | 0.005 | Antelope-Neenach Constraint | Antelope-Neenach Constraint | Antelope-Neenach Constraint |  | 0 | 0 | 0 | 0 | 0 | 0 | 0 | 27.481 | 0.005 | Antelope-Neenach Constraint | Antelope-Neenach Constraint | Antelope-Neenach Constraint |  | 1 | 1 | NO | 1 | 1 | 1 | NO | 1
SCE Northern Area | Antelope | 230 | 1 | 1 | 1 | 0 | 0 | 0 | 0 | 0 | 0 | 1 | 0 | 0 | 0 | 0 | 0 | 0 | 0 | 0 | 0 | 0 | 0 | 0 | 0 | 0 | 0 | 0 | 0 | 0 | 0 | 0 | 0 | 0 | 0 | 0 | 0 | 0 | 0 | 0 | 0 | 0 | 0 | 0 | 0 | 0 | 0 | 0 | 0 | 0 | 0 | 0 | 0 | 0 | 0 | 0 | 0 | 0 | 0 | 0 | 0 | 0 | 0 | 0 | 0 | 0 | 0 | 0 | 0 | 0 | 0 | 0 | 0 | 0 | 0 | 0 | 0 | 0 | 0 | 0 | 0 | 0 | 0 | 0 | 0 | 0 | 0 | 0 | 0 | 0 | 0 | 0 | 0 | 0 | 0 | 0 | 0 | 0 | 0 | 0 | 0 | 0 | 0 | 0 | 0 | 0 | 0 | 0 | 0 | 0 |  | 0 | 0 | 0 | 0 | 0 | 0 | 0 | 0 | 14.5 | 142 | 0 | 307 | 0 | 0 | 1 | 0 | 0 | 140 | 16 | 0 | 0 | 0 | 0 | 2 | 217 | 250 | 28 | 128.5 | 0 | 1 | 0 | 0 | 140 | 16 | 0 | 0 | 0 | 0 | 2 | 217 | 38 | 28 | 24 | 0 | 1 | 0 | 0 | 0 | 0 | 0 | 0 | 0 | 27.481 | 0.005 | Antelope-Neenach Constraint | Antelope-Neenach Constraint | Antelope-Neenach Constraint |  | 0 | 0 | 0 | 0 | 0 | 0 | 0 | 27.481 | 0.005 | Antelope-Neenach Constraint | Antelope-Neenach Constraint | Antelope-Neenach Constraint |  | 1 | 1 | NO | 1 | 1 | 1 | NO | 1
PG&E Kern Study Area | Arco | 230 | 0 | 0 | 0 | 0 | 0 | 0 | 0 | 0 | 0 | 0 | 0 | 0 | 0 | 0 | 0 | 0 | 0 | 0 | 0 | 0 | 0 | 0 | 0 | 0 | 0 | 0 | 0 | 0 | 0 | 0 | 0 | 0 | 0 | 0 | 0 | 0 | 0 | 0 | 0 | 0 | 0 | 0 | 0 | 0 | 0 | 0 | 0 | 0 | 0 | 0 | 0 | 0 | 0 | 0 | 0 | 0 | 0 | 0 | 0 | 0 | 0 | 0 | 0 | 0 | 0 | 0 | 0 | 0 | 0 | 0 | 0 | 0 | 0 | 0 | 0 | 0 | 1 | 0 | 0 | 0 | 0 | 0 | 0 | 0 | 0 | 1 | 1 | 0 | 0 | 0 | 0 | 0 | 0 | 0 | 0 | 0 | 0 | 0 | 0 | 0 | 0 | 0 | 0 | 1 | 1 | 0 | 0 | 0 |  | 0 | 0 | 0 | 0 | 0 | 0 | 0 | 0 | 0 | 119.9 | 5 | 63 | 0 | 0 | 1 | 0 | 0 | 0 | 0 | 0 | 0 | 0 | 0 | 6.99 | 135 | 515 | 170.4 | 100 | 0 | 1 | 0 | 0 | 0 | 0 | 0 | 0 | 0 | 0 | 6.99 | 85 | 315 | 170.4 | 0 | 0 | 1 | 2 | 0 | 1 | 0 | 1 | 0 | -1260.48 | -1054.844 | -926.9943 | Midway-Q2005 230kV Line | Midway-Q2005 230kV Line | Midway-Q2005 230kV Line |  | 0 | 0 | 0 | 0 | 0 | 0 | 71.981 | 208.4702 | 35.0057 | Gates 500/230kV TB #11 | Gates 500/230kV TB #11 | Midway-Q2005 230kV Line |  | 5 | 1 | YES | 2 | 5 | 1 | YES | 2
SCE Metro Study Area | ArcoGen | 230 | 0 | 0 | 0 | 0 | 0 | 0 | 0 | 0 | 0 | 0 | 1 | 1 | 1 | 0 | 0 | 0 | 0 | 0 | 0 | 0 | 0 | 0 | 0 | 0 | 0 | 0 | 0 | 0 | 0 | 0 | 0 | 0 | 0 | 0 | 0 | 0 | 0 | 0 | 0 | 0 | 0 | 0 | 0 | 0 | 0 | 0 | 0 | 0 | 0 | 0 | 0 | 0 | 0 | 0 | 0 | 0 | 0 | 0 | 0 | 0 | 0 | 0 | 0 | 0 | 0 | 0 | 0 | 0 | 0 | 0 | 0 | 0 | 0 | 0 | 0 | 0 | 0 | 0 | 0 | 0 | 0 | 0 | 0 | 0 | 0 | 0 | 0 | 0 | 0 | 0 | 0 | 0 | 0 | 0 | 0 | 0 | 0 | 0 | 0 | 0 | 0 | 0 | 0 | 0 | 0 | 0 | 0 | 0 |  | 0 | 0 | 0 | 0 | 0 | 0 | 0 | 0 | 0 | 0 | 0 | 0 | 0 | 0 | 0 | 0 | 0 | 0 | 0 | 0 | 0 | 0 | 0 | 0 | 0 | 0 | 0 | 0 | 0 | 0 | 0 | 0 | 0 | 0 | 0 | 0 | 0 | 0 | 0 | 0 | 0 | 0 | 0 | 0 | 0 | 0 | 0 | 0 | 0 | 0 | 0 | 3139.976 | 3337.692 | 3938.92 | Hinson - Del Amo Constraint | Hinson - Del Amo Constraint | Hinson - Del Amo Constraint |  | 0 | 0 | 0 | 0 | 0 | 0 | 3139.976 | 3337.692 | 3938.92 | Hinson - Del Amo Constraint | Hinson - Del Amo Constraint | Hinson - Del Amo Constraint |  | 1 | 1 | NO | 1 | 1 | 1 | NO | 1
SDG&E Study Area | Artesian | 230 | 0 | 0 | 0 | 0 | 0 | 0 | 0 | 0 | 0 | 0 | 0 | 0 | 0 | 0 | 0 | 0 | 0 | 0 | 0 | 0 | 0 | 0 | 0 | 0 | 0 | 0 | 0 | 0 | 0 | 1 | 0 | 0 | 1 | 0 | 1 | 0 | 1 | 0 | 0 | 0 | 0 | 1 | 0 | 0 | 0 | 0 | 0 | 0 | 0 | 0 | 0 | 0 | 0 | 0 | 0 | 0 | 0 | 0 | 0 | 0 | 0 | 0 | 0 | 0 | 0 | 0 | 0 | 0 | 0 | 0 | 0 | 0 | 0 | 0 | 0 | 0 | 0 | 0 | 0 | 0 | 0 | 0 | 0 | 0 | 0 | 0 | 0 | 0 | 0 | 0 | 0 | 0 | 0 | 0 | 0 | 0 | 0 | 0 | 0 | 0 | 0 | 0 | 0 | 0 | 0 | 0 | 0 | 3 |  | 0 | 0 | 0 | 0 | 0 | 0 | 0 | 0 | 0 | 0 | 0 | 0 | 0 | 0 | 0 | 0 | 0 | 0 | 0 | 0 | 0 | 0 | 0 | 0 | 0 | 0 | 0 | 0 | 0 | 0 | 0 | 0 | 0 | 0 | 0 | 0 | 0 | 0 | 0 | 0 | 0 | 0 | 0 | 0 | 0 | 1 | 0 | 0 | 0 | 0 | 0 | -291.35 | 456.825 | 1818.31 | Talega 230 kV constraint | Talega 230 kV constraint | Internal San Diego Area constraint |  | 0 | 0 | 0 | 0 | 0 | 0 | 1.09 | 1041.7 | 1818.31 | Encina - San Luis Rey 230 kV constraint | Capistrano-San Onofre 230 kV constraint | Internal San Diego Area constraint |  | 5 | 1 | YES | 2 | 1 | 1 | NO | 1
PG&E Fresno Study Area | Ashlan | 230 | 0 | 0 | 0 | 0 | 0 | 0 | 0 | 0 | 0 | 0 | 0 | 0 | 0 | 0 | 0 | 0 | 0 | 0 | 0 | 0 | 0 | 0 | 0 | 0 | 0 | 0 | 0 | 0 | 0 | 0 | 0 | 0 | 0 | 0 | 0 | 0 | 0 | 0 | 0 | 0 | 0 | 0 | 0 | 0 | 0 | 0 | 0 | 0 | 0 | 0 | 1 | 0 | 0 | 0 | 0 | 0 | 0 | 0 | 0 | 0 | 0 | 0 | 0 | 0 | 0 | 0 | 0 | 0 | 0 | 0 | 0 | 0 | 0 | 0 | 0 | 0 | 1 | 0 | 0 | 0 | 0 | 0 | 0 | 0 | 0 | 1 | 1 | 0 | 1 | 1 | 1 | 1 | 1 | 1 | 1 | 1 | 0 | 1 | 1 | 0 | 0 | 1 | 0 | 0 | 0 | 1 | 0 | 4 |  | 0 | 0 | 0 | 0 | 0 | 0 | 0 | 0 | 0 | 0 | 0 | 0 | 0 | 0 | 0 | 0 | 0 | 0 | 0 | 0 | 0 | 0 | 0 | 0 | 0 | 0 | 0 | 0 | 0 | 0 | 0 | 0 | 0 | 0 | 0 | 0 | 0 | 0 | 0 | 0 | 0 | 0 | 0 | 0 | 0 | 4 | 1 | 3 | 0 | 3 | 0 | -1260.48 | -1054.844 | -926.9943 | Midway-Q2005 230kV Line | Midway-Q2005 230kV Line | Midway-Q2005 230kV Line |  | 0 | 1 | 0 | 0 | 0 | 0 | -59.457 | 171.1913 | 6.8725 | Moss Landing-Las Aguilas 230 kV Line | Moss Landing-Las Aguilas 230 kV Line | Dairyland-Chowchilla 115kV Line |  | 5 | 3 | YES | 3 | 5 | 1 | YES | 2
PG&E North of Greater Bay Study Area | Atlantic | 230 | 0 | 0 | 0 | 0 | 0 | 0 | 0 | 0 | 0 | 0 | 0 | 0 | 0 | 0 | 0 | 0 | 0 | 0 | 0 | 0 | 0 | 0 | 0 | 0 | 0 | 0 | 0 | 0 | 0 | 0 | 0 | 0 | 0 | 0 | 0 | 0 | 0 | 0 | 0 | 0 | 0 | 0 | 0 | 0 | 1 | 0 | 0 | 1 | 0 | 0 | 1 | 1 | 1 | 0 | 0 | 0 | 0 | 0 | 0 | 0 | 0 | 0 | 0 | 0 | 1 | 1 | 0 | 0 | 0 | 0 | 0 | 0 | 0 | 0 | 0 | 0 | 0 | 0 | 0 | 0 | 0 | 0 | 0 | 0 | 0 | 0 | 0 | 0 | 0 | 0 | 0 | 0 | 0 | 0 | 0 | 0 | 0 | 0 | 0 | 0 | 0 | 0 | 0 | 0 | 0 | 0 | 0 | 0 |  | 0 | 0 | 0 | 0 | 0 | 0 | 0 | 0 | 0 | 0 | 0 | 0 | 0 | 0 | 0 | 0 | 0 | 0 | 0 | 0 | 0 | 0 | 0 | 0 | 0 | 0 | 0 | 0 | 0 | 0 | 0 | 0 | 0 | 0 | 0 | 0 | 0 | 0 | 0 | 0 | 0 | 0 | 0 | 0 | 0 | 1 | 0 | 0 | 0 | 0 | 0 | -836.7415 | 193.7277 | 400.84 | Vaca Dixon-Tesla 500kV Line | Vaca Dixon-Tesla 500kV Line | Rio Oso-Brighton 230kV line |  | 0 | 0 | 0 | 0 | 0 | 0 | 297.6425 | 351.3395 | 400.84 | Rio Oso-Brighton 230kV line | Rio Oso-Brighton 230kV line | Rio Oso-Brighton 230kV line |  | 5 | 1 | YES | 2 | 1 | 1 | NO | 1
PG&E North of Greater Bay Study Area | Atlantic | 115 | 0 | 0 | 0 | 0 | 0 | 0 | 0 | 0 | 0 | 0 | 0 | 0 | 0 | 0 | 0 | 0 | 0 | 0 | 0 | 0 | 0 | 0 | 0 | 0 | 0 | 0 | 0 | 0 | 0 | 0 | 0 | 0 | 0 | 0 | 0 | 0 | 0 | 0 | 0 | 0 | 0 | 0 | 0 | 0 | 1 | 0 | 0 | 1 | 0 | 1 | 1 | 1 | 0 | 0 | 0 | 0 | 0 | 0 | 0 | 0 | 0 | 0 | 0 | 0 | 1 | 1 | 0 | 0 | 0 | 0 | 0 | 0 | 0 | 0 | 0 | 0 | 0 | 0 | 0 | 0 | 0 | 0 | 0 | 0 | 0 | 0 | 0 | 0 | 0 | 0 | 0 | 0 | 0 | 0 | 0 | 0 | 0 | 0 | 0 | 0 | 0 | 0 | 0 | 0 | 0 | 0 | 0 | 0 |  | 0 | 0 | 0 | 0 | 0 | 0 | 0 | 0 | 0 | 0 | 0 | 0 | 0 | 0 | 0 | 0 | 0 | 0 | 0 | 0 | 0 | 0 | 0 | 0 | 0 | 0 | 0 | 0 | 0 | 0 | 0 | 0 | 0 | 0 | 0 | 0 | 0 | 0 | 0 | 0 | 0 | 0 | 0 | 0 | 0 | 2 | 0 | 0 | 0 | 0 | 0 | -836.7415 | 27.5905 | 197.21 | Vaca Dixon-Tesla 500kV Line | Rocklin-Pleaseant grove 115kV line | Rocklin-Pleaseant grove 115kV line |  | 1 | 0 | 0 | 0 | 0 | 0 | -27.1325 | 27.5905 | 197.21 | Rocklin-Pleaseant grove 115kV line | Rocklin-Pleaseant grove 115kV line | Rocklin-Pleaseant grove 115kV line |  | 5 | 5 | NO | 5 | 1 | 1 | NO | 1
PG&E Greater Bay Study Area | Avena | 115 | 0 | 0 | 0 | 0 | 0 | 0 | 0 | 0 | 0 | 0 | 0 | 0 | 0 | 0 | 0 | 0 | 0 | 0 | 0 | 0 | 0 | 0 | 0 | 0 | 0 | 0 | 0 | 0 | 0 | 0 | 0 | 0 | 0 | 0 | 0 | 0 | 0 | 0 | 0 | 0 | 0 | 0 | 0 | 0 | 0 | 0 | 0 | 0 | 0 | 0 | 0 | 0 | 0 | 0 | 0 | 0 | 0 | 0 | 0 | 0 | 0 | 0 | 1 | 0 | 0 | 0 | 0 | 0 | 0 | 0 | 0 | 0 | 0 | 0 | 0 | 0 | 0 | 0 | 0 | 0 | 0 | 0 | 0 | 0 | 0 | 0 | 0 | 0 | 0 | 0 | 0 | 0 | 0 | 0 | 0 | 0 | 0 | 0 | 0 | 0 | 0 | 0 | 0 | 0 | 0 | 0 | 0 | 0 |  | 0 | 0 | 0 | 0 | 0 | 0 | 0 | 0 | 0 | 0 | 0 | 0 | 0 | 0 | 0 | 0 | 0 | 0 | 0 | 0 | 0 | 0 | 0 | 0 | 0 | 0 | 0 | 0 | 0 | 0 | 0 | 0 | 0 | 0 | 0 | 0 | 0 | 0 | 0 | 0 | 0 | 0 | 0 | 0 | 0 | 0 | 0 | 0 | 0 | 0 | 0 | 3.859 | 102.156 | 280.6464 | Kasson Jct-Heinz 115 kV line | Kasson Jct-Heinz 115 kV line | Kasson Jct-Heinz 115 kV line |  | 0 | 0 | 0 | 0 | 0 | 0 | 3.859 | 102.156 | 280.6464 | Kasson Jct-Heinz 115 kV line | Kasson Jct-Heinz 115 kV line | Kasson Jct-Heinz 115 kV line |  | 1 | 1 | NO | 1 | 1 | 1 | NO | 1
SDG&E Study Area | Avocado | 69 | 0 | 0 | 0 | 0 | 0 | 0 | 0 | 0 | 0 | 0 | 0 | 0 | 0 | 0 | 0 | 0 | 0 | 0 | 0 | 0 | 0 | 0 | 0 | 0 | 0 | 0 | 0 | 0 | 0 | 1 | 0 | 0 | 1 | 0 | 0 | 0 | 0 | 0 | 0 | 0 | 0 | 1 | 0 | 0 | 0 | 0 | 0 | 0 | 0 | 0 | 0 | 0 | 0 | 0 | 0 | 0 | 0 | 0 | 0 | 0 | 0 | 0 | 0 | 0 | 0 | 0 | 0 | 0 | 0 | 0 | 0 | 0 | 0 | 0 | 0 | 0 | 0 | 0 | 0 | 0 | 0 | 0 | 0 | 0 | 0 | 0 | 0 | 0 | 0 | 0 | 0 | 0 | 0 | 0 | 0 | 0 | 0 | 0 | 0 | 0 | 0 | 0 | 0 | 0 | 0 | 0 | 0 | 1 |  | 0 | 0 | 0 | 0 | 0 | 0 | 0 | 0 | 0 | 0 | 0 | 40 | 0 | 0 | 1 | 0 | 0 | 0 | 0 | 0 | 0 | 0 | 0 | 0 | 0 | 0 | 29.6 | 0 | 0 | 1 | 0 | 0 | 0 | 0 | 0 | 0 | 0 | 0 | 0 | 0 | 0 | 29.6 | 0 | 0 | 1 | 1 | 0 | 0 | 0 | 0 | 0 | -291.35 | 456.825 | 1818.31 | Talega 230 kV constraint | Talega 230 kV constraint | Internal San Diego Area constraint |  | 0 | 0 | 0 | 0 | 0 | 0 | 89.39 | 1041.7 | 1818.31 | Internal San Diego Area constraint | Capistrano-San Onofre 230 kV constraint | Internal San Diego Area constraint |  | 5 | 1 | YES | 2 | 1 | 1 | NO | 1
PG&E North of Greater Bay Study Area | Bahia | 230 | 0 | 0 | 0 | 0 | 0 | 0 | 0 | 0 | 0 | 0 | 0 | 0 | 0 | 0 | 0 | 0 | 0 | 0 | 0 | 0 | 0 | 0 | 0 | 0 | 0 | 0 | 0 | 0 | 0 | 0 | 0 | 0 | 0 | 0 | 0 | 0 | 0 | 0 | 0 | 0 | 0 | 0 | 0 | 0 | 1 | 0 | 0 | 0 | 0 | 0 | 0 | 0 | 0 | 0 | 0 | 0 | 0 | 1 | 0 | 0 | 1 | 0 | 0 | 0 | 1 | 0 | 0 | 0 | 0 | 0 | 0 | 0 | 0 | 1 | 1 | 0 | 0 | 0 | 0 | 0 | 0 | 0 | 0 | 0 | 0 | 0 | 0 | 0 | 0 | 0 | 0 | 0 | 0 | 0 | 0 | 0 | 0 | 0 | 0 | 0 | 0 | 0 | 0 | 0 | 0 | 0 | 0 | 1 |  | 0 | 0 | 0 | 0 | 0 | 0 | 0 | 0 | 0 | 0 | 0 | 0 | 0 | 0 | 0 | 0 | 0 | 0 | 0 | 0 | 0 | 0 | 0 | 0 | 0 | 0 | 0 | 0 | 0 | 0 | 0 | 0 | 0 | 0 | 0 | 0 | 0 | 0 | 0 | 0 | 0 | 0 | 0 | 0 | 0 | 2 | 0 | 0 | 0 | 0 | 0 | -836.7415 | 125.4613 | 452.5825 | Vaca Dixon-Tesla 500kV Line | Birds Landing-Contra Costa 230kV Line | Birds Landing-Contra Costa 230kV Line |  | 1 | 0 | 0 | 0 | 0 | 0 | -325.6387 | 125.4613 | 452.5825 | Birds Landing-Contra Costa 230kV Line | Birds Landing-Contra Costa 230kV Line | Birds Landing-Contra Costa 230kV Line |  | 5 | 5 | NO | 5 | 1 | 1 | NO | 1
SCE Northern Area | Bailey | 230 | 1 | 0 | 1 | 0 | 0 | 0 | 1 | 0 | 1 | 0 | 0 | 0 | 0 | 0 | 0 | 0 | 0 | 0 | 0 | 0 | 0 | 0 | 0 | 0 | 0 | 0 | 0 | 0 | 1 | 0 | 0 | 0 | 0 | 0 | 0 | 0 | 0 | 0 | 0 | 0 | 0 | 0 | 0 | 0 | 0 | 0 | 0 | 0 | 0 | 0 | 0 | 0 | 0 | 0 | 0 | 0 | 0 | 0 | 0 | 0 | 0 | 0 | 0 | 0 | 0 | 0 | 0 | 0 | 0 | 0 | 0 | 0 | 0 | 0 | 0 | 0 | 0 | 0 | 0 | 0 | 0 | 0 | 0 | 0 | 0 | 0 | 0 | 0 | 0 | 0 | 0 | 0 | 0 | 0 | 0 | 0 | 0 | 0 | 0 | 0 | 0 | 0 | 0 | 0 | 0 | 0 | 0 | 0 |  | 0 | 0 | 0 | 0 | 0 | 0 | 0 | 0 | 0 | 0 | 0 | 0 | 0 | 0 | 0 | 0 | 0 | 0 | 0 | 0 | 0 | 0 | 0 | 0 | 0 | 0 | 0 | 0 | 0 | 0 | 0 | 0 | 0 | 0 | 0 | 0 | 0 | 0 | 0 | 0 | 0 | 0 | 0 | 0 | 0 | 2 | 0 | 1 | 0 | 0 | 0 | -1715.6208 | -34.6371 | 0.005 | Lugo - Victorville area constraint | South of Magunden Constraint | Antelope-Neenach Constraint |  | 1 | 0 | 1 | 0 | 0 | 0 | -596.4338 | -34.6371 | 0.005 | South of Magunden Constraint | South of Magunden Constraint | Antelope-Neenach Constraint |  | 5 | 5 | NO | 5 | 1 | 1 | NO | 1
PG&E Kern Study Area | Bakersfield | 230 | 0 | 0 | 0 | 0 | 0 | 0 | 0 | 0 | 0 | 0 | 0 | 0 | 0 | 0 | 0 | 0 | 0 | 0 | 0 | 0 | 0 | 0 | 0 | 0 | 0 | 0 | 0 | 0 | 0 | 0 | 0 | 0 | 0 | 0 | 0 | 0 | 0 | 0 | 0 | 0 | 0 | 0 | 0 | 0 | 0 | 0 | 0 | 0 | 0 | 0 | 0 | 0 | 0 | 0 | 0 | 0 | 0 | 0 | 0 | 0 | 0 | 0 | 0 | 0 | 0 | 0 | 0 | 0 | 0 | 0 | 0 | 0 | 0 | 0 | 0 | 0 | 1 | 0 | 0 | 0 | 0 | 0 | 0 | 0 | 0 | 1 | 1 | 0 | 0 | 0 | 0 | 0 | 0 | 0 | 0 | 0 | 0 | 0 | 0 | 0 | 0 | 0 | 0 | 0 | 0 | 0 | 0 | 0 |  | 0 | 0 | 0 | 0 | 0 | 0 | 0 | 0 | 0 | 0 | 0 | 0 | 0 | 0 | 0 | 0 | 0 | 0 | 0 | 0 | 0 | 0 | 0 | 0 | 0 | 0 | 0 | 0 | 0 | 0 | 0 | 0 | 0 | 0 | 0 | 0 | 0 | 0 | 0 | 0 | 0 | 0 | 0 | 0 | 0 | 2 | 0 | 1 | 0 | 1 | 0 | -1260.48 | -1054.844 | -926.9943 | Midway-Q2005 230kV Line | Midway-Q2005 230kV Line | Midway-Q2005 230kV Line |  | 0 | 0 | 0 | 0 | 0 | 0 | 71.981 | 208.4702 | 35.0057 | Gates 500/230kV TB #11 | Gates 500/230kV TB #11 | Midway-Q2005 230kV Line |  | 5 | 1 | YES | 2 | 5 | 1 | YES | 2
PG&E Fresno Study Area | Balch 2 | 230 | 0 | 0 | 0 | 0 | 0 | 0 | 0 | 0 | 0 | 0 | 0 | 0 | 0 | 0 | 0 | 0 | 0 | 0 | 0 | 0 | 0 | 0 | 0 | 0 | 0 | 0 | 0 | 0 | 0 | 0 | 0 | 0 | 0 | 0 | 0 | 0 | 0 | 0 | 0 | 0 | 0 | 0 | 0 | 0 | 0 | 0 | 0 | 0 | 0 | 0 | 1 | 0 | 0 | 0 | 0 | 0 | 0 | 0 | 0 | 0 | 0 | 0 | 0 | 0 | 0 | 0 | 0 | 0 | 0 | 0 | 0 | 0 | 0 | 0 | 0 | 0 | 1 | 0 | 0 | 0 | 0 | 0 | 0 | 0 | 0 | 1 | 1 | 1 | 1 | 1 | 1 | 1 | 1 | 1 | 1 | 1 | 0 | 1 | 1 | 0 | 0 | 1 | 0 | 0 | 0 | 1 | 0 | 4 |  | 0 | 0 | 0 | 0 | 0 | 0 | 0 | 0 | 0 | 0 | 0 | 0 | 0 | 0 | 0 | 0 | 3 | 0 | 0 | 0 | 0 | 0 | 0 | 0 | 0 | 0 | 0 | 0 | 0 | 1 | 0 | 3 | 0 | 0 | 0 | 0 | 0 | 0 | 0 | 0 | 0 | 0 | 0 | 0 | 1 | 4 | 1 | 3 | 0 | 3 | 0 | -1260.48 | -1054.844 | -926.9943 | Midway-Q2005 230kV Line | Midway-Q2005 230kV Line | Midway-Q2005 230kV Line |  | 0 | 1 | 0 | 0 | 0 | 0 | -59.457 | 171.1913 | 6.8725 | Moss Landing-Las Aguilas 230 kV Line | Moss Landing-Las Aguilas 230 kV Line | Dairyland-Chowchilla 115kV Line |  | 5 | 3 | YES | 3 | 5 | 1 | YES | 2
SCE Metro Study Area | Barre | 230 | 0 | 0 | 0 | 0 | 0 | 0 | 0 | 0 | 0 | 0 | 0 | 0 | 1 | 0 | 0 | 0 | 0 | 0 | 0 | 0 | 0 | 0 | 0 | 0 | 0 | 0 | 0 | 0 | 0 | 0 | 0 | 0 | 0 | 0 | 0 | 0 | 0 | 0 | 0 | 0 | 0 | 0 | 0 | 0 | 0 | 0 | 0 | 0 | 0 | 0 | 0 | 0 | 0 | 0 | 0 | 0 | 0 | 0 | 0 | 0 | 0 | 0 | 0 | 0 | 0 | 0 | 0 | 0 | 0 | 0 | 0 | 0 | 0 | 0 | 0 | 0 | 0 | 0 | 0 | 0 | 0 | 0 | 0 | 0 | 0 | 0 | 0 | 0 | 0 | 0 | 0 | 0 | 0 | 0 | 0 | 0 | 0 | 0 | 0 | 0 | 0 | 0 | 0 | 0 | 0 | 0 | 0 | 0 |  | 0 | 0 | 0 | 0 | 0 | 0 | 0 | 0 | 0 | 0 | 0 | 79 | 0 | 0 | 1 | 0 | 0 | 0 | 0 | 0 | 0 | 0 | 0 | 23 | 0 | 0 | 10 | 0 | 0 | 1 | 0 | 0 | 0 | 0 | 0 | 0 | 0 | 0 | 23 | 0 | 0 | 10 | 0 | 0 | 1 | 0 | 0 | 0 | 0 | 0 | 0 | 11590.638 | 12647.921 | 15842.11 | SCE Metro Area Default Constraint | SCE Metro Area Default Constraint | SCE Metro Area Default Constraint |  | 0 | 0 | 0 | 0 | 0 | 0 | 11590.638 | 12647.921 | 15842.11 | SCE Metro Area Default Constraint | SCE Metro Area Default Constraint | SCE Metro Area Default Constraint |  | 1 | 1 | NO | 1 | 1 | 1 | NO | 1
SDG&E Study Area | Bay Boulevard | 230 | 0 | 0 | 0 | 0 | 0 | 0 | 0 | 0 | 0 | 0 | 0 | 0 | 0 | 0 | 0 | 0 | 0 | 0 | 0 | 0 | 0 | 0 | 0 | 0 | 0 | 0 | 0 | 0 | 0 | 0 | 0 | 0 | 1 | 0 | 1 | 0 | 1 | 0 | 0 | 1 | 1 | 0 | 0 | 0 | 0 | 0 | 0 | 0 | 0 | 0 | 0 | 0 | 0 | 0 | 0 | 0 | 0 | 0 | 0 | 0 | 0 | 0 | 0 | 0 | 0 | 0 | 0 | 0 | 0 | 0 | 0 | 0 | 0 | 0 | 0 | 0 | 0 | 0 | 0 | 0 | 0 | 0 | 0 | 0 | 0 | 0 | 0 | 0 | 0 | 0 | 0 | 0 | 0 | 0 | 0 | 0 | 0 | 0 | 0 | 0 | 0 | 0 | 0 | 0 | 0 | 0 | 0 | 3 |  | 0 | 0 | 0 | 0 | 0 | 0 | 0 | 0 | 0 | 0 | 0 | 0 | 0 | 0 | 0 | 0 | 0 | 0 | 0 | 0 | 0 | 0 | 0 | 0 | 0 | 0 | 0 | 0 | 0 | 0 | 0 | 0 | 0 | 0 | 0 | 0 | 0 | 0 | 0 | 0 | 0 | 0 | 0 | 0 | 0 | 2 | 0 | 1 | 0 | 0 | 0 | -627.41 | -63.75 | 309.96 | Silvergate - Bay Blvd 230 kV constraint | Silvergate - Bay Blvd 230 kV constraint | Silvergate - Bay Blvd 230 kV constraint |  | 0 | 0 | 0 | 0 | 0 | 0 | 1.09 | 1089.75 | 977.96 | Encina - San Luis Rey 230 kV constraint | Encina - San Luis Rey 230 kV constraint | Silvergate-Old Town 230 kV constraint |  | 5 | 1 | YES | 2 | 1 | 1 | NO | 1
East of Pisgah Study Area | Beatty | 138 | 0 | 0 | 0 | 0 | 0 | 0 | 0 | 0 | 0 | 0 | 0 | 0 | 0 | 0 | 0 | 0 | 0 | 0 | 0 | 1 | 0 | 1 | 0 | 0 | 0 | 0 | 1 | 1 | 1 | 0 | 0 | 0 | 0 | 0 | 0 | 0 | 0 | 0 | 0 | 0 | 0 | 0 | 0 | 0 | 0 | 0 | 0 | 0 | 0 | 0 | 0 | 0 | 0 | 0 | 0 | 0 | 0 | 0 | 0 | 0 | 0 | 0 | 0 | 0 | 0 | 0 | 0 | 0 | 0 | 0 | 0 | 0 | 0 | 0 | 0 | 0 | 0 | 0 | 0 | 0 | 0 | 0 | 0 | 0 | 0 | 0 | 0 | 0 | 0 | 0 | 0 | 0 | 0 | 0 | 0 | 0 | 0 | 0 | 0 | 0 | 0 | 0 | 0 | 0 | 0 | 0 | 0 | 4 |  | 0 | 0 | 0 | 0 | 0 | 0 | 0 | 0 | 0 | 0 | 0 | 0 | 0 | 0 | 0 | 0 | 0 | 0 | 0 | 0 | 0 | 0 | 0 | 0 | 0 | 0 | 0 | 0 | 0 | 0 | 500 | 0 | 0 | 0 | 0 | 0 | 0 | 0 | 0 | 0 | 0 | 0 | 0 | 0 | 1 | 1 | 1 | 0 | 0 | 0 | 0 | -2124.047 | 568.64 | 398.6 | Devers-Red Bluff Constraint | GLW 230kV area constraint | VEA 138kV area constraint |  | 0 | 1 | 0 | 0 | 0 | 0 | -2124.047 | 568.64 | 398.6 | Devers-Red Bluff Constraint | GLW 230kV area constraint | VEA 138kV area constraint |  | 5 | 4 | YES | 4 | 1 | 1 | NO | 1
PG&E Greater Bay Study Area | Belden | 230 | 0 | 0 | 0 | 0 | 0 | 0 | 0 | 0 | 0 | 0 | 0 | 0 | 0 | 0 | 0 | 0 | 0 | 0 | 0 | 0 | 0 | 0 | 0 | 0 | 0 | 0 | 0 | 0 | 0 | 0 | 0 | 0 | 0 | 0 | 0 | 0 | 0 | 0 | 0 | 0 | 0 | 0 | 0 | 0 | 1 | 0 | 0 | 0 | 0 | 1 | 0 | 0 | 0 | 0 | 0 | 0 | 0 | 0 | 0 | 0 | 0 | 0 | 0 | 0 | 0 | 0 | 0 | 0 | 0 | 0 | 0 | 0 | 0 | 0 | 0 | 0 | 0 | 0 | 0 | 0 | 0 | 0 | 0 | 0 | 0 | 0 | 0 | 0 | 0 | 0 | 0 | 0 | 0 | 0 | 0 | 0 | 0 | 0 | 0 | 0 | 0 | 0 | 0 | 0 | 0 | 0 | 0 | 0 |  | 0 | 0 | 0 | 0 | 0 | 0 | 0 | 0 | 0 | 0 | 0 | 0 | 0 | 0 | 0 | 0 | 0 | 0 | 0 | 0 | 0 | 0 | 0 | 0 | 0 | 0 | 0 | 0 | 0 | 0 | 0 | 0 | 0 | 0 | 0 | 0 | 0 | 0 | 0 | 0 | 0 | 0 | 0 | 0 | 0 | 2 | 0 | 0 | 0 | 0 | 0 | -836.7415 | 27.5905 | 197.21 | Vaca Dixon-Tesla 500kV Line | Rocklin-Pleaseant grove 115kV line | Rocklin-Pleaseant grove 115kV line |  | 1 | 0 | 0 | 0 | 0 | 0 | -27.1325 | 27.5905 | 197.21 | Rocklin-Pleaseant grove 115kV line | Rocklin-Pleaseant grove 115kV line | Rocklin-Pleaseant grove 115kV line |  | 5 | 5 | NO | 5 | 1 | 1 | NO | 1
PG&E North of Greater Bay Study Area | Bellevue | 115 | 0 | 0 | 0 | 0 | 0 | 0 | 0 | 0 | 0 | 0 | 0 | 0 | 0 | 0 | 0 | 0 | 0 | 0 | 0 | 0 | 0 | 0 | 0 | 0 | 0 | 0 | 0 | 0 | 0 | 0 | 0 | 0 | 0 | 0 | 0 | 0 | 0 | 0 | 0 | 0 | 0 | 0 | 0 | 0 | 0 | 0 | 1 | 0 | 0 | 0 | 0 | 0 | 0 | 0 | 0 | 0 | 1 | 0 | 0 | 0 | 0 | 0 | 0 | 0 | 0 | 0 | 0 | 0 | 0 | 0 | 0 | 0 | 0 | 0 | 0 | 0 | 0 | 0 | 0 | 0 | 0 | 0 | 0 | 0 | 0 | 0 | 0 | 0 | 0 | 0 | 0 | 0 | 0 | 0 | 0 | 0 | 0 | 0 | 0 | 0 | 0 | 0 | 0 | 0 | 0 | 0 | 0 | 1 |  | 0 | 0 | 0 | 0 | 0 | 0 | 0 | 0 | 0 | 0 | 0 | 0 | 0 | 0 | 0 | 0 | 0 | 0 | 0 | 0 | 0 | 0 | 0 | 0.96 | 0 | 0 | 0 | 0 | 0 | 1 | 0 | 0 | 0 | 0 | 0 | 0 | 0 | 0 | 0.96 | 0 | 0 | 0 | 0 | 0 | 1 | 0 | 0 | 0 | 0 | 0 | 0 | 1323.544 | 1340.7048 | 532.0172 | Cortina-Eagle Rock 115 kV line | Lakeville-Ignacio 230 kV line | Lakeville-Ignacio 230 kV line |  | 0 | 0 | 0 | 0 | 0 | 0 | 1323.544 | 1340.7048 | 532.0172 | Cortina-Eagle Rock 115 kV line | Lakeville-Ignacio 230 kV line | Lakeville-Ignacio 230 kV line |  | 1 | 1 | NO | 1 | 1 | 1 | NO | 1
PG&E North of Greater Bay Study Area | Bellota | 230 | 0 | 0 | 0 | 0 | 0 | 0 | 0 | 0 | 0 | 0 | 0 | 0 | 0 | 0 | 0 | 0 | 0 | 0 | 0 | 0 | 0 | 0 | 0 | 0 | 0 | 0 | 0 | 0 | 0 | 0 | 0 | 0 | 0 | 0 | 0 | 0 | 0 | 0 | 0 | 0 | 0 | 0 | 0 | 0 | 0 | 0 | 0 | 0 | 0 | 0 | 1 | 0 | 0 | 0 | 0 | 0 | 0 | 0 | 0 | 0 | 0 | 0 | 1 | 0 | 1 | 1 | 0 | 0 | 0 | 0 | 0 | 0 | 0 | 0 | 0 | 0 | 0 | 0 | 0 | 0 | 0 | 0 | 0 | 0 | 0 | 0 | 1 | 0 | 1 | 1 | 1 | 1 | 0 | 0 | 0 | 1 | 0 | 1 | 0 | 0 | 0 | 1 | 0 | 0 | 0 | 0 | 0 | 1 |  | 0 | 0 | 0 | 0 | 0 | 0 | 0 | 0 | 0 | 0 | 0 | 0 | 0 | 0 | 0 | 0 | 0 | 0 | 0 | 0 | 0 | 0 | 0 | 0 | 0 | 0 | 0 | 0 | 0 | 0 | 0 | 0 | 0 | 0 | 0 | 0 | 0 | 0 | 0 | 0 | 0 | 0 | 0 | 0 | 0 | 1 | 0 | 1 | 0 | 1 | 0 | -320.035 | -80.363 | -52.8673 | Chowchilla-Le grand 115kV Line | Chowchilla-Le grand 115kV Line | Panoche- Mendota 115 kV line |  | 0 | 0 | 0 | 0 | 0 | 0 | 3.859 | 102.156 | 6.8725 | Kasson Jct-Heinz 115 kV line | Kasson Jct-Heinz 115 kV line | Dairyland-Chowchilla 115kV Line |  | 5 | 1 | YES | 2 | 5 | 1 | YES | 2
PG&E North of Greater Bay Study Area | Bellota | 115 | 0 | 0 | 0 | 0 | 0 | 0 | 0 | 0 | 0 | 0 | 0 | 0 | 0 | 0 | 0 | 0 | 0 | 0 | 0 | 0 | 0 | 0 | 0 | 0 | 0 | 0 | 0 | 0 | 0 | 0 | 0 | 0 | 0 | 0 | 0 | 0 | 0 | 0 | 0 | 0 | 0 | 0 | 0 | 0 | 0 | 0 | 0 | 0 | 0 | 0 | 1 | 0 | 0 | 0 | 0 | 0 | 0 | 0 | 0 | 0 | 0 | 0 | 1 | 0 | 1 | 1 | 0 | 0 | 0 | 0 | 0 | 0 | 0 | 0 | 0 | 0 | 0 | 0 | 0 | 0 | 0 | 0 | 0 | 0 | 0 | 0 | 0 | 0 | 0 | 0 | 0 | 1 | 0 | 0 | 0 | 0 | 0 | 0 | 0 | 0 | 0 | 1 | 0 | 0 | 0 | 0 | 0 | 1 |  | 0 | 2.8 | 0 | 0 | 0 | 0 | 0 | 0 | 0 | 0 | 0 | 132 | 0 | 0 | 1 | 0 | 0 | 0 | 0 | 0 | 0 | 0 | 0 | 0 | 0 | 0 | 0 | 0 | 0 | 0 | 0 | 1 | 0 | 0 | 0 | 0 | 0 | 0 | 0 | 0 | 0 | 0 | 0 | 0 | 1 | 0 | 0 | 0 | 0 | 0 | 0 | 3.859 | 102.156 | 73.5875 | Kasson Jct-Heinz 115 kV line | Kasson Jct-Heinz 115 kV line | Los Banos 500/230kV TB |  | 0 | 0 | 0 | 0 | 0 | 0 | 3.859 | 102.156 | 73.5875 | Kasson Jct-Heinz 115 kV line | Kasson Jct-Heinz 115 kV line | Los Banos 500/230kV TB |  | 1 | 1 | NO | 1 | 1 | 1 | NO | 1
SCE Northern Area | Big Creek | 230 | 1 | 0 | 1 | 0 | 0 | 1 | 1 | 1 | 0 | 0 | 0 | 0 | 0 | 0 | 0 | 0 | 0 | 0 | 0 | 0 | 0 | 0 | 0 | 0 | 0 | 0 | 0 | 0 | 1 | 0 | 0 | 0 | 0 | 0 | 0 | 0 | 0 | 0 | 0 | 0 | 0 | 0 | 0 | 0 | 0 | 0 | 0 | 0 | 0 | 0 | 0 | 0 | 0 | 0 | 0 | 0 | 0 | 0 | 0 | 0 | 0 | 0 | 0 | 0 | 0 | 0 | 0 | 0 | 0 | 0 | 0 | 0 | 0 | 0 | 0 | 0 | 0 | 0 | 0 | 0 | 0 | 0 | 0 | 0 | 0 | 0 | 0 | 0 | 0 | 0 | 0 | 0 | 0 | 0 | 0 | 0 | 0 | 0 | 0 | 0 | 0 | 0 | 0 | 0 | 0 | 0 | 0 | 0 |  | 0 | 0 | 0 | 0 | 0 | 0 | 0 | 0 | 0 | 0 | 0 | 0 | 0 | 0 | 0 | 0 | 0 | 0 | 0 | 0 | 0 | 0 | 0 | 0 | 0 | 0 | 0 | 0 | 0 | 0 | 0 | 0 | 0 | 0 | 0 | 0 | 0 | 0 | 0 | 0 | 0 | 0 | 0 | 0 | 0 | 2 | 0 | 1 | 0 | 0 | 0 | -1715.6208 | -34.6371 | 720.359 | Lugo - Victorville area constraint | South of Magunden Constraint | South of Magunden Constraint |  | 1 | 0 | 1 | 0 | 0 | 0 | -596.4338 | -34.6371 | 720.359 | South of Magunden Constraint | South of Magunden Constraint | South of Magunden Constraint |  | 5 | 5 | NO | 5 | 1 | 1 | NO | 1
PG&E North of Greater Bay Study Area | Birds Landing | 230 | 0 | 0 | 0 | 0 | 0 | 0 | 0 | 0 | 0 | 0 | 0 | 0 | 0 | 0 | 0 | 0 | 0 | 0 | 0 | 0 | 0 | 0 | 0 | 0 | 0 | 0 | 0 | 0 | 0 | 0 | 0 | 0 | 0 | 0 | 0 | 0 | 0 | 0 | 0 | 0 | 0 | 0 | 0 | 0 | 1 | 0 | 0 | 0 | 0 | 0 | 0 | 0 | 0 | 0 | 0 | 0 | 0 | 0 | 1 | 1 | 1 | 0 | 0 | 1 | 1 | 0 | 0 | 0 | 0 | 0 | 0 | 0 | 0 | 1 | 1 | 0 | 0 | 0 | 0 | 0 | 0 | 0 | 0 | 0 | 0 | 0 | 0 | 0 | 0 | 0 | 0 | 0 | 0 | 0 | 0 | 0 | 0 | 0 | 0 | 0 | 0 | 0 | 0 | 0 | 0 | 0 | 0 | 0 |  | 0 | 0 | 90 | 0 | 0 | 0 | 0 | 0 | 0 | 0 | 0 | 0 | 0 | 0 | 1 | 0 | 0 | 0 | 0 | 0 | 0 | 0 | 0 | 0 | 0 | 0 | 0 | 0 | 0 | 0 | 0 | 0 | 100 | 110 | 0 | 0 | 0 | 0 | 0 | 0 | 0 | 0 | 38.4 | 0 | 1 | 3 | 0 | 0 | 0 | 0 | 0 | -836.7415 | 125.4613 | 452.5825 | Vaca Dixon-Tesla 500kV Line | Birds Landing-Contra Costa 230kV Line | Birds Landing-Contra Costa 230kV Line |  | 2 | 0 | 0 | 0 | 0 | 0 | -325.6387 | 125.4613 | 452.5825 | Birds Landing-Contra Costa 230kV Line | Birds Landing-Contra Costa 230kV Line | Birds Landing-Contra Costa 230kV Line |  | 5 | 5 | NO | 5 | 1 | 1 | NO | 1
SCE Eastern Study Area | BlytheSC 161 kV | 161 | 0 | 0 | 0 | 0 | 0 | 0 | 0 | 0 | 0 | 0 | 0 | 0 | 0 | 0 | 0 | 0 | 0 | 0 | 0 | 0 | 0 | 0 | 0 | 0 | 0 | 0 | 0 | 0 | 0 | 0 | 0 | 0 | 0 | 0 | 0 | 1 | 1 | 0 | 0 | 0 | 0 | 0 | 0 | 0 | 0 | 0 | 0 | 0 | 0 | 0 | 0 | 0 | 0 | 0 | 0 | 0 | 0 | 0 | 0 | 0 | 0 | 0 | 0 | 0 | 0 | 0 | 0 | 0 | 0 | 0 | 0 | 0 | 0 | 0 | 0 | 0 | 0 | 0 | 0 | 0 | 0 | 0 | 0 | 0 | 0 | 0 | 0 | 0 | 0 | 0 | 0 | 0 | 0 | 0 | 0 | 0 | 0 | 0 | 0 | 0 | 0 | 0 | 0 | 0 | 0 | 0 | 0 | 2 |  | 0 | 0 | 0 | 0 | 0 | 0 | 0 | 0 | 0 | 0 | 0 | 0 | 0 | 0 | 0 | 0 | 0 | 0 | 0 | 0 | 0 | 0 | 0 | 0 | 0 | 0 | 0 | 0 | 0 | 0 | 0 | 0 | 0 | 0 | 0 | 0 | 0 | 0 | 0 | 0 | 0 | 0 | 0 | 0 | 0 | 0 | 0 | 0 | 0 | 0 | 0 | 170.09 | 1258.75 | 4711.235 | San Luis Rey-San Onofre 230 kV line constraint | San Luis Rey-San Onofre 230 kV line constraint | East of Miguel constraint |  | 0 | 0 | 0 | 0 | 0 | 0 | 170.09 | 1258.75 | 4711.235 | San Luis Rey-San Onofre 230 kV line constraint | San Luis Rey-San Onofre 230 kV line constraint | East of Miguel constraint |  | 1 | 1 | NO | 1 | 1 | 1 | NO | 1
PG&E North of Greater Bay Study Area | Bogue | 115 | 0 | 0 | 0 | 0 | 0 | 0 | 0 | 0 | 0 | 0 | 0 | 0 | 0 | 0 | 0 | 0 | 0 | 0 | 0 | 0 | 0 | 0 | 0 | 0 | 0 | 0 | 0 | 0 | 0 | 0 | 0 | 0 | 0 | 0 | 0 | 0 | 0 | 0 | 0 | 0 | 0 | 0 | 0 | 0 | 0 | 1 | 0 | 1 | 0 | 0 | 0 | 0 | 0 | 0 | 0 | 0 | 0 | 0 | 0 | 0 | 0 | 0 | 0 | 0 | 0 | 0 | 0 | 0 | 0 | 0 | 0 | 0 | 0 | 0 | 0 | 0 | 0 | 0 | 0 | 0 | 0 | 0 | 0 | 0 | 0 | 0 | 0 | 0 | 0 | 0 | 0 | 0 | 0 | 0 | 0 | 0 | 0 | 0 | 0 | 0 | 0 | 0 | 0 | 0 | 0 | 0 | 0 | 0 |  | 0 | 0 | 0 | 0 | 0 | 0 | 0 | 0 | 0 | 0 | 0 | 0 | 0 | 0 | 0 | 0 | 0 | 0 | 0 | 0 | 0 | 0 | 0 | 0 | 0 | 0 | 0 | 0 | 0 | 0 | 0 | 0 | 0 | 0 | 0 | 0 | 0 | 0 | 0 | 0 | 0 | 0 | 0 | 0 | 0 | 0 | 0 | 0 | 0 | 0 | 0 | 75.85 | 75.166 | 66.82 | Woodland- Davis 115kV line | Woodland- Davis 115kV line | Woodland- Davis 115kV line |  | 0 | 0 | 0 | 0 | 0 | 0 | 75.85 | 75.166 | 66.82 | Woodland- Davis 115kV line | Woodland- Davis 115kV line | Woodland- Davis 115kV line |  | 1 | 1 | NO | 1 | 1 | 1 | NO | 1
East of Pisgah Study Area | Bond Tap | 138 | 0 | 0 | 0 | 0 | 0 | 0 | 0 | 0 | 0 | 0 | 0 | 0 | 0 | 0 | 0 | 0 | 0 | 0 | 0 | 1 | 0 | 1 | 0 | 0 | 0 | 0 | 1 | 1 | 1 | 0 | 0 | 0 | 0 | 0 | 0 | 0 | 0 | 0 | 0 | 0 | 0 | 0 | 0 | 0 | 0 | 0 | 0 | 0 | 0 | 0 | 0 | 0 | 0 | 0 | 0 | 0 | 0 | 0 | 0 | 0 | 0 | 0 | 0 | 0 | 0 | 0 | 0 | 0 | 0 | 0 | 0 | 0 | 0 | 0 | 0 | 0 | 0 | 0 | 0 | 0 | 0 | 0 | 0 | 0 | 0 | 0 | 0 | 0 | 0 | 0 | 0 | 0 | 0 | 0 | 0 | 0 | 0 | 0 | 0 | 0 | 0 | 0 | 0 | 0 | 0 | 0 | 0 | 4 |  | 0 | 0 | 0 | 0 | 0 | 0 | 0 | 0 | 0 | 0 | 0 | 0 | 0 | 0 | 0 | 0 | 0 | 0 | 0 | 0 | 0 | 0 | 0 | 0 | 0 | 0 | 0 | 0 | 0 | 0 | 0 | 0 | 0 | 0 | 0 | 0 | 0 | 0 | 0 | 0 | 0 | 0 | 0 | 0 | 0 | 1 | 1 | 0 | 0 | 0 | 0 | -2124.047 | 568.64 | 398.6 | Devers-Red Bluff Constraint | GLW 230kV area constraint | VEA 138kV area constraint |  | 0 | 1 | 0 | 0 | 0 | 0 | -2124.047 | 568.64 | 398.6 | Devers-Red Bluff Constraint | GLW 230kV area constraint | VEA 138kV area constraint |  | 5 | 4 | YES | 4 | 1 | 1 | NO | 1
PG&E Fresno Study Area | Borden | 230 | 0 | 0 | 0 | 0 | 0 | 0 | 0 | 0 | 0 | 0 | 0 | 0 | 0 | 0 | 0 | 0 | 0 | 0 | 0 | 0 | 0 | 0 | 0 | 0 | 0 | 0 | 0 | 0 | 0 | 0 | 0 | 0 | 0 | 0 | 0 | 0 | 0 | 0 | 0 | 0 | 0 | 0 | 0 | 0 | 0 | 0 | 0 | 0 | 0 | 0 | 1 | 0 | 0 | 0 | 0 | 0 | 0 | 0 | 0 | 0 | 0 | 0 | 0 | 0 | 0 | 0 | 0 | 0 | 0 | 0 | 0 | 0 | 0 | 0 | 0 | 0 | 1 | 0 | 0 | 0 | 0 | 0 | 0 | 0 | 0 | 1 | 1 | 0 | 1 | 1 | 1 | 1 | 1 | 1 | 0 | 1 | 0 | 1 | 1 | 0 | 0 | 1 | 0 | 0 | 0 | 1 | 0 | 4 |  | 0 | 0 | 0 | 0 | 0 | 0 | 0 | 0 | 0 | 0 | 0 | 0 | 0 | 0 | 0 | 0 | 0 | 0 | 0 | 0 | 0 | 0 | 0 | 0 | 0 | 0 | 0 | 0 | 0 | 0 | 0 | 0 | 0 | 0 | 0 | 0 | 0 | 0 | 4.5 | 0 | 0 | 0 | 0 | 0 | 1 | 3 | 1 | 2 | 0 | 3 | 0 | -1260.48 | -1054.844 | -926.9943 | Midway-Q2005 230kV Line | Midway-Q2005 230kV Line | Midway-Q2005 230kV Line |  | 0 | 1 | 0 | 0 | 0 | 0 | -59.457 | 171.1913 | 6.8725 | Moss Landing-Las Aguilas 230 kV Line | Moss Landing-Las Aguilas 230 kV Line | Dairyland-Chowchilla 115kV Line |  | 5 | 3 | YES | 3 | 5 | 1 | YES | 2
PG&E North of Greater Bay Study Area | Bottle Rock | 230 | 0 | 0 | 0 | 0 | 0 | 0 | 0 | 0 | 0 | 0 | 0 | 0 | 0 | 0 | 0 | 0 | 0 | 0 | 0 | 0 | 0 | 0 | 0 | 0 | 0 | 0 | 0 | 0 | 0 | 0 | 0 | 0 | 0 | 0 | 0 | 0 | 0 | 0 | 0 | 0 | 0 | 0 | 0 | 1 | 1 | 0 | 0 | 0 | 0 | 0 | 0 | 0 | 0 | 0 | 0 | 0 | 0 | 1 | 1 | 1 | 1 | 0 | 0 | 1 | 1 | 0 | 0 | 0 | 0 | 0 | 0 | 0 | 0 | 1 | 1 | 0 | 0 | 0 | 0 | 0 | 0 | 0 | 0 | 0 | 0 | 0 | 0 | 0 | 0 | 0 | 0 | 0 | 0 | 0 | 0 | 0 | 0 | 0 | 0 | 0 | 0 | 0 | 0 | 0 | 0 | 0 | 0 | 1 |  | 0 | 0 | 0 | 0 | 0 | 0 | 0 | 0 | 0 | 0 | 0 | 0 | 0 | 0 | 0 | 0 | 0 | 0 | 0 | 0 | 0 | 0 | 0 | 0 | 0 | 0 | 0 | 0 | 0 | 0 | 0 | 0 | 0 | 0 | 0 | 0 | 0 | 0 | 0 | 0 | 0 | 0 | 0 | 0 | 0 | 3 | 0 | 0 | 0 | 0 | 0 | -836.7415 | 125.4613 | 452.5825 | Vaca Dixon-Tesla 500kV Line | Birds Landing-Contra Costa 230kV Line | Birds Landing-Contra Costa 230kV Line |  | 2 | 0 | 0 | 0 | 0 | 0 | -325.6387 | 125.4613 | 452.5825 | Birds Landing-Contra Costa 230kV Line | Birds Landing-Contra Costa 230kV Line | Birds Landing-Contra Costa 230kV Line |  | 5 | 5 | NO | 5 | 1 | 1 | NO | 1
PG&E Greater Bay Study Area | Brentwood | 230 | 0 | 0 | 0 | 0 | 0 | 0 | 0 | 0 | 0 | 0 | 0 | 0 | 0 | 0 | 0 | 0 | 0 | 0 | 0 | 0 | 0 | 0 | 0 | 0 | 0 | 0 | 0 | 0 | 0 | 0 | 0 | 0 | 0 | 0 | 0 | 0 | 0 | 0 | 0 | 0 | 0 | 0 | 0 | 0 | 1 | 0 | 0 | 0 | 0 | 0 | 0 | 0 | 0 | 0 | 0 | 0 | 0 | 0 | 1 | 1 | 1 | 0 | 0 | 1 | 1 | 0 | 0 | 0 | 0 | 0 | 0 | 0 | 0 | 1 | 0 | 0 | 0 | 0 | 0 | 0 | 0 | 0 | 0 | 0 | 0 | 0 | 0 | 0 | 0 | 0 | 0 | 0 | 0 | 0 | 0 | 0 | 0 | 0 | 0 | 0 | 0 | 0 | 0 | 0 | 0 | 0 | 0 | 0 |  | 0 | 0 | 0 | 0 | 0 | 0 | 0 | 0 | 0 | 0 | 0 | 0 | 0 | 0 | 0 | 0 | 0 | 0 | 0 | 0 | 0 | 0 | 0 | 5.99 | 0 | 0 | 0.8 | 0 | 0 | 1 | 0 | 1 | 0 | 0 | 0 | 0 | 0 | 0 | 5.99 | 0 | 0 | 0.8 | 0 | 0 | 1 | 2 | 0 | 0 | 0 | 0 | 0 | -836.7415 | 193.7277 | 921.9913 | Vaca Dixon-Tesla 500kV Line | Vaca Dixon-Tesla 500kV Line | Windmaster-Delta pumps 230 kV line |  | 1 | 0 | 0 | 0 | 0 | 0 | -133.2328 | 381.3403 | 921.9913 | Windmaster-Delta pumps 230 kV line | Windmaster-Delta pumps 230 kV line | Windmaster-Delta pumps 230 kV line |  | 5 | 5 | NO | 5 | 1 | 1 | NO | 1
PG&E North of Greater Bay Study Area | Brighton | 230 | 0 | 0 | 0 | 0 | 0 | 0 | 0 | 0 | 0 | 0 | 0 | 0 | 0 | 0 | 0 | 0 | 0 | 0 | 0 | 0 | 0 | 0 | 0 | 0 | 0 | 0 | 0 | 0 | 0 | 0 | 0 | 0 | 0 | 0 | 0 | 0 | 0 | 0 | 0 | 0 | 0 | 0 | 0 | 0 | 1 | 0 | 0 | 0 | 0 | 0 | 1 | 0 | 0 | 0 | 0 | 0 | 0 | 0 | 0 | 0 | 0 | 0 | 0 | 0 | 1 | 1 | 0 | 0 | 0 | 0 | 0 | 0 | 0 | 0 | 0 | 0 | 0 | 0 | 0 | 0 | 0 | 0 | 0 | 0 | 0 | 0 | 0 | 0 | 0 | 0 | 0 | 0 | 0 | 0 | 0 | 0 | 0 | 0 | 0 | 0 | 0 | 0 | 0 | 0 | 0 | 0 | 0 | 0 |  | 0 | 0 | 0 | 0 | 0 | 0 | 0 | 0 | 0 | 0 | 0 | 0 | 0 | 0 | 0 | 0 | 0 | 0 | 0 | 0 | 0 | 0 | 0 | 0 | 0 | 0 | 0 | 0 | 0 | 0 | 0 | 0 | 0 | 0 | 0 | 0 | 0 | 0 | 0 | 0 | 0 | 0 | 0 | 0 | 0 | 1 | 0 | 0 | 0 | 0 | 0 | -836.7415 | 193.7277 | 1246.8168 | Vaca Dixon-Tesla 500kV Line | Vaca Dixon-Tesla 500kV Line | Vaca Dixon-Tesla 500kV Line |  | 0 | 0 | 0 | 0 | 0 | 0 | 577.6665 | 1104.3125 | 1246.8168 | Bellota-Weber 230kV line | Bellota-Weber 230kV line | Vaca Dixon-Tesla 500kV Line |  | 5 | 1 | YES | 2 | 1 | 1 | NO | 1
PG&E North of Greater Bay Study Area | Brunswick | 115 | 0 | 0 | 0 | 0 | 0 | 0 | 0 | 0 | 0 | 0 | 0 | 0 | 0 | 0 | 0 | 0 | 0 | 0 | 0 | 0 | 0 | 0 | 0 | 0 | 0 | 0 | 0 | 0 | 0 | 0 | 0 | 0 | 0 | 0 | 0 | 0 | 0 | 0 | 0 | 0 | 0 | 0 | 0 | 0 | 0 | 0 | 0 | 1 | 0 | 0 | 0 | 0 | 0 | 0 | 0 | 0 | 0 | 0 | 0 | 0 | 0 | 0 | 0 | 0 | 0 | 0 | 0 | 0 | 0 | 0 | 0 | 0 | 0 | 0 | 0 | 0 | 0 | 0 | 0 | 0 | 0 | 0 | 0 | 0 | 0 | 0 | 0 | 0 | 0 | 0 | 0 | 0 | 0 | 0 | 0 | 0 | 0 | 0 | 0 | 0 | 0 | 0 | 0 | 0 | 0 | 0 | 0 | 0 |  | 0 | 0 | 0 | 0 | 0 | 0 | 0 | 0 | 0 | 0 | 0 | 0 | 0 | 0 | 0 | 0 | 0 | 0 | 0 | 0 | 0 | 0 | 0 | 0 | 0 | 0 | 0 | 0 | 0 | 0 | 0 | 7 | 0 | 0 | 0 | 0 | 0 | 0 | 0 | 0 | 0 | 0 | 0 | 0 | 1 | 0 | 0 | 0 | 0 | 0 | 0 | 563.475 | 561.537 | 578.95 | Bell-Placer 115kV Line | Bell-Placer 115kV Line | Bell-Placer 115kV Line |  | 0 | 0 | 0 | 0 | 0 | 0 | 563.475 | 561.537 | 578.95 | Bell-Placer 115kV Line | Bell-Placer 115kV Line | Bell-Placer 115kV Line |  | 1 | 1 | NO | 1 | 1 | 1 | NO | 1
PG&E Kern Study Area | Buena Vista PP | 230 | 0 | 0 | 0 | 0 | 0 | 0 | 0 | 0 | 0 | 0 | 0 | 0 | 0 | 0 | 0 | 0 | 0 | 0 | 0 | 0 | 0 | 0 | 0 | 0 | 0 | 0 | 0 | 0 | 0 | 0 | 0 | 0 | 0 | 0 | 0 | 0 | 0 | 0 | 0 | 0 | 0 | 0 | 0 | 0 | 0 | 0 | 0 | 0 | 0 | 0 | 0 | 0 | 0 | 0 | 0 | 0 | 0 | 0 | 0 | 0 | 0 | 0 | 0 | 0 | 0 | 0 | 0 | 0 | 0 | 0 | 0 | 0 | 0 | 0 | 0 | 1 | 1 | 0 | 0 | 0 | 0 | 0 | 0 | 0 | 1 | 1 | 1 | 0 | 0 | 0 | 0 | 0 | 0 | 0 | 0 | 0 | 0 | 0 | 0 | 0 | 0 | 0 | 0 | 0 | 1 | 0 | 0 | 0 |  | 0 | 0 | 0 | 0 | 0 | 0 | 0 | 0 | 0 | 0 | 0 | 0 | 0 | 0 | 0 | 0 | 0 | 0 | 0 | 0 | 0 | 0 | 0 | 0 | 0 | 0 | 0 | 0 | 0 | 0 | 0 | 0 | 0 | 0 | 0 | 0 | 0 | 0 | 0 | 0 | 0 | 0 | 0 | 0 | 0 | 3 | 0 | 2 | 0 | 2 | 0 | -1260.48 | -1054.844 | -926.9943 | Midway-Q2005 230kV Line | Midway-Q2005 230kV Line | Midway-Q2005 230kV Line |  | 0 | 0 | 0 | 0 | 0 | 1 | 71.981 | 193 | -65.5292 | Gates 500/230kV TB #11 | Midway-Q2011 230 kV Line | Oceano-Calendar 115kV line |  | 5 | 1 | YES | 2 | 5 | 3 | YES | 3
PG&E Kern Study Area | Cabrillo | 115 | 0 | 0 | 0 | 0 | 0 | 0 | 0 | 0 | 0 | 0 | 0 | 0 | 0 | 0 | 0 | 0 | 0 | 0 | 0 | 0 | 0 | 0 | 0 | 0 | 0 | 0 | 0 | 0 | 0 | 0 | 0 | 0 | 0 | 0 | 0 | 0 | 0 | 0 | 0 | 0 | 0 | 0 | 0 | 0 | 0 | 0 | 0 | 0 | 0 | 0 | 0 | 0 | 0 | 0 | 0 | 0 | 0 | 0 | 0 | 0 | 0 | 0 | 0 | 0 | 0 | 0 | 0 | 0 | 0 | 0 | 0 | 0 | 0 | 0 | 0 | 0 | 0 | 0 | 0 | 0 | 0 | 0 | 1 | 0 | 0 | 0 | 0 | 0 | 0 | 0 | 0 | 0 | 0 | 0 | 0 | 0 | 0 | 0 | 0 | 0 | 0 | 0 | 0 | 0 | 0 | 0 | 0 | 0 |  | 0 | 0 | 91.2 | 0 | 0 | 0 | 0 | 0 | 0 | 0 | 0 | 0 | 0 | 0 | 1 | 0 | 0 | 0 | 0 | 0 | 0 | 0 | 0 | 0 | 0 | 0 | 0 | 0 | 0 | 0 | 0 | 0 | 0 | 0 | 0 | 0 | 0 | 0 | 0 | 0 | 0 | 0 | 0 | 0 | 0 | 0 | 0 | 0 | 0 | 0 | 0 | 1051.543 | 1042.5784 | 827.2909 | Midway 230/115kV TB #3 | Midway 230/115kV TB #3 | Midway 230/115kV TB #3 |  | 0 | 0 | 0 | 0 | 0 | 0 | 1051.543 | 1042.5784 | 827.2909 | Midway 230/115kV TB #3 | Midway 230/115kV TB #3 | Midway 230/115kV TB #3 |  | 1 | 1 | NO | 1 | 1 | 1 | NO | 1
PG&E Fresno Study Area | Cal Flats | 230 | 0 | 0 | 0 | 0 | 0 | 0 | 0 | 0 | 0 | 0 | 0 | 0 | 0 | 0 | 0 | 0 | 0 | 0 | 0 | 0 | 0 | 0 | 0 | 0 | 0 | 0 | 0 | 0 | 0 | 0 | 0 | 0 | 0 | 0 | 0 | 0 | 0 | 0 | 0 | 0 | 0 | 0 | 0 | 0 | 0 | 0 | 0 | 0 | 0 | 0 | 0 | 0 | 0 | 0 | 0 | 0 | 0 | 0 | 0 | 0 | 0 | 0 | 0 | 0 | 0 | 0 | 0 | 0 | 0 | 0 | 0 | 0 | 0 | 0 | 0 | 1 | 1 | 0 | 0 | 0 | 0 | 0 | 0 | 0 | 0 | 1 | 1 | 1 | 0 | 0 | 0 | 1 | 0 | 0 | 0 | 1 | 1 | 0 | 0 | 0 | 0 | 0 | 0 | 0 | 1 | 0 | 0 | 1 |  | 0 | 0 | 0 | 0 | 0 | 0 | 0 | 0 | 0 | 0 | 0 | 0 | 0 | 0 | 0 | 0 | 0 | 0 | 0 | 0 | 0 | 0 | 0 | 0 | 0 | 0 | 0 | 0 | 0 | 0 | 0 | 0 | 0 | 0 | 0 | 0 | 0 | 0 | 0 | 0 | 0 | 0 | 0 | 0 | 0 | 3 | 0 | 2 | 0 | 3 | 0 | -1260.48 | -1054.844 | -926.9943 | Midway-Q2005 230kV Line | Midway-Q2005 230kV Line | Midway-Q2005 230kV Line |  | 0 | 0 | 0 | 0 | 0 | 1 | 71.981 | 208.4702 | -65.5292 | Gates 500/230kV TB #11 | Gates 500/230kV TB #11 | Oceano-Calendar 115kV line |  | 5 | 1 | YES | 2 | 5 | 3 | YES | 3
PG&E Kern Study Area | Cal Water | 115 | 0 | 0 | 0 | 0 | 0 | 0 | 0 | 0 | 0 | 0 | 0 | 0 | 0 | 0 | 0 | 0 | 0 | 0 | 0 | 0 | 0 | 0 | 0 | 0 | 0 | 0 | 0 | 0 | 0 | 0 | 0 | 0 | 0 | 0 | 0 | 0 | 0 | 0 | 0 | 0 | 0 | 0 | 0 | 0 | 0 | 0 | 0 | 0 | 0 | 0 | 0 | 0 | 0 | 0 | 0 | 0 | 0 | 0 | 0 | 0 | 0 | 0 | 0 | 0 | 0 | 0 | 0 | 0 | 0 | 0 | 0 | 0 | 0 | 0 | 0 | 0 | 0 | 0 | 1 | 0 | 0 | 0 | 0 | 1 | 0 | 0 | 0 | 0 | 0 | 0 | 0 | 0 | 0 | 0 | 0 | 0 | 0 | 0 | 0 | 0 | 0 | 0 | 0 | 0 | 0 | 0 | 0 | 0 |  | 0 | 0 | 0 | 0 | 0 | 0 | 0 | 0 | 0 | 0 | 0 | 0 | 0 | 0 | 0 | 0 | 0 | 0 | 0 | 0 | 0 | 0 | 0 | 0 | 0 | 0 | 0 | 0 | 0 | 0 | 0 | 0 | 0 | 0 | 0 | 0 | 0 | 0 | 0 | 0 | 0 | 0 | 0 | 0 | 0 | 0 | 0 | 0 | 0 | 0 | 0 | 109.518 | 35.1401 | 0.4922 | Semitropic-Midway 115kV Line | Semitropic-Midway 115kV Line | Semitropic-Midway 115kV Line |  | 0 | 0 | 0 | 0 | 0 | 0 | 109.518 | 35.1401 | 0.4922 | Semitropic-Midway 115kV Line | Semitropic-Midway 115kV Line | Semitropic-Midway 115kV Line |  | 1 | 1 | NO | 1 | 1 | 1 | NO | 1
SCE North of Lugo Study Area | Calcite | 230 | 0 | 0 | 0 | 0 | 0 | 0 | 0 | 0 | 0 | 0 | 0 | 0 | 0 | 0 | 0 | 0 | 1 | 1 | 0 | 0 | 0 | 0 | 0 | 0 | 0 | 0 | 0 | 0 | 0 | 0 | 0 | 0 | 0 | 0 | 0 | 0 | 0 | 0 | 0 | 0 | 0 | 0 | 0 | 0 | 0 | 0 | 0 | 0 | 0 | 0 | 0 | 0 | 0 | 0 | 0 | 0 | 0 | 0 | 0 | 0 | 0 | 0 | 0 | 0 | 0 | 0 | 0 | 0 | 0 | 0 | 0 | 0 | 0 | 0 | 0 | 0 | 0 | 0 | 0 | 0 | 0 | 0 | 0 | 0 | 0 | 0 | 0 | 0 | 0 | 0 | 0 | 0 | 0 | 0 | 0 | 0 | 0 | 0 | 0 | 0 | 0 | 0 | 0 | 0 | 0 | 0 | 0 | 1 |  | 0 | 0 | 0 | 0 | 0 | 0 | 0 | 0 | 0 | 0 | 0 | 0 | 0 | 0 | 0 | 0 | 0 | 0 | 0 | 0 | 0 | 0 | 0 | 0 | 0 | 0 | 0 | 0 | 0 | 0 | 0 | 0 | 0 | 0 | 0 | 0 | 0 | 0 | 0 | 150 | 250 | 200 | 0 | 0 | 1 | 0 | 0 | 0 | 0 | 0 | 0 | 276.4 | 363.15 | 374 | Calcite to Lugo Area Constraint | Calcite to Lugo Area Constraint | Calcite to Lugo Area Constraint |  | 0 | 0 | 0 | 0 | 0 | 0 | 276.4 | 363.15 | 374 | Calcite to Lugo Area Constraint | Calcite to Lugo Area Constraint | Calcite to Lugo Area Constraint |  | 1 | 1 | NO | 1 | 1 | 1 | NO | 1
PG&E Kern Study Area | Caliente | 230 | 0 | 0 | 0 | 0 | 0 | 0 | 0 | 0 | 0 | 0 | 0 | 0 | 0 | 0 | 0 | 0 | 0 | 0 | 0 | 0 | 0 | 0 | 0 | 0 | 0 | 0 | 0 | 0 | 0 | 0 | 0 | 0 | 0 | 0 | 0 | 0 | 0 | 0 | 0 | 0 | 0 | 0 | 0 | 0 | 0 | 0 | 0 | 0 | 0 | 0 | 0 | 0 | 0 | 0 | 0 | 0 | 0 | 0 | 0 | 0 | 0 | 0 | 0 | 0 | 0 | 0 | 0 | 0 | 0 | 0 | 0 | 0 | 0 | 0 | 0 | 1 | 1 | 0 | 0 | 0 | 0 | 0 | 0 | 0 | 0 | 1 | 1 | 0 | 0 | 0 | 0 | 0 | 0 | 0 | 0 | 0 | 0 | 0 | 0 | 0 | 0 | 0 | 0 | 0 | 1 | 0 | 0 | 0 |  | 0 | 0 | 0 | 0 | 0 | 0 | 0 | 0 | 0 | 0 | 0 | 0 | 0 | 0 | 0 | 0 | 0 | 0 | 0 | 0 | 0 | 0 | 0 | 0 | 0 | 0 | 0 | 0 | 0 | 0 | 0 | 1 | 200 | 10 | 0 | 0 | 0 | 0 | 0 | 0 | 0 | 0 | 0 | 0 | 1 | 3 | 0 | 2 | 0 | 2 | 0 | -1260.48 | -1054.844 | -926.9943 | Midway-Q2005 230kV Line | Midway-Q2005 230kV Line | Midway-Q2005 230kV Line |  | 0 | 0 | 0 | 0 | 0 | 1 | 71.981 | 208.4702 | -65.5292 | Gates 500/230kV TB #11 | Gates 500/230kV TB #11 | Oceano-Calendar 115kV line |  | 5 | 1 | YES | 2 | 5 | 3 | YES | 3
PG&E Kern Study Area | Callender SS | 115 | 0 | 0 | 0 | 0 | 0 | 0 | 0 | 0 | 0 | 0 | 0 | 0 | 0 | 0 | 0 | 0 | 0 | 0 | 0 | 0 | 0 | 0 | 0 | 0 | 0 | 0 | 0 | 0 | 0 | 0 | 0 | 0 | 0 | 0 | 0 | 0 | 0 | 0 | 0 | 0 | 0 | 0 | 0 | 0 | 0 | 0 | 0 | 0 | 0 | 0 | 0 | 0 | 0 | 0 | 0 | 0 | 0 | 0 | 0 | 0 | 0 | 0 | 0 | 0 | 0 | 0 | 0 | 0 | 0 | 0 | 0 | 0 | 0 | 0 | 0 | 0 | 1 | 0 | 0 | 0 | 0 | 0 | 1 | 0 | 0 | 0 | 0 | 0 | 0 | 0 | 0 | 0 | 0 | 0 | 0 | 0 | 1 | 0 | 0 | 0 | 0 | 0 | 0 | 0 | 1 | 0 | 0 | 0 |  | 0 | 0 | 0 | 0 | 0 | 0 | 0 | 0 | 0 | 0 | 0 | 0 | 0 | 0 | 0 | 0 | 0 | 0 | 0 | 0 | 0 | 0 | 0 | 0 | 0 | 0 | 0 | 0 | 0 | 0 | 0 | 0 | 0 | 0 | 0 | 0 | 0 | 0 | 0 | 0 | 0 | 0 | 0 | 0 | 0 | 1 | 0 | 1 | 0 | 1 | 0 | -1260.48 | -1054.844 | -926.9943 | Midway-Q2005 230kV Line | Midway-Q2005 230kV Line | Midway-Q2005 230kV Line |  | 0 | 0 | 0 | 0 | 0 | 0 | 1051.543 | 1042.5784 | 35.0057 | Midway 230/115kV TB #3 | Midway 230/115kV TB #3 | Midway-Q2005 230kV Line |  | 5 | 1 | YES | 2 | 5 | 1 | YES | 2
PG&E North of Greater Bay Study Area | Calpella | 115 | 0 | 0 | 0 | 0 | 0 | 0 | 0 | 0 | 0 | 0 | 0 | 0 | 0 | 0 | 0 | 0 | 0 | 0 | 0 | 0 | 0 | 0 | 0 | 0 | 0 | 0 | 0 | 0 | 0 | 0 | 0 | 0 | 0 | 0 | 0 | 0 | 0 | 0 | 0 | 0 | 0 | 0 | 0 | 0 | 0 | 0 | 1 | 0 | 0 | 0 | 0 | 0 | 0 | 0 | 0 | 0 | 0 | 0 | 0 | 0 | 0 | 0 | 0 | 0 | 0 | 0 | 0 | 0 | 0 | 0 | 0 | 0 | 0 | 0 | 0 | 0 | 0 | 0 | 0 | 0 | 0 | 0 | 0 | 0 | 0 | 0 | 0 | 0 | 0 | 0 | 0 | 0 | 0 | 0 | 0 | 0 | 0 | 0 | 0 | 0 | 0 | 0 | 0 | 0 | 0 | 0 | 0 | 0 |  | 0 | 0 | 0 | 0 | 0 | 0 | 0 | 0 | 0 | 0 | 0 | 0 | 0 | 0 | 0 | 0 | 0 | 0 | 0 | 0 | 0 | 0 | 0 | 0 | 0 | 0 | 0 | 0 | 0 | 0 | 0 | 0 | 0 | 0 | 0 | 0 | 0 | 0 | 4 | 0 | 0 | 0 | 0 | 0 | 1 | 0 | 0 | 0 | 0 | 0 | 0 | 1323.544 | 1394.9902 | 1399.2972 | Cortina-Eagle Rock 115 kV line | Cortina-Eagle Rock 115 kV line | Cortina-Eagle Rock 115 kV line |  | 0 | 0 | 0 | 0 | 0 | 0 | 1323.544 | 1394.9902 | 1399.2972 | Cortina-Eagle Rock 115 kV line | Cortina-Eagle Rock 115 kV line | Cortina-Eagle Rock 115 kV line |  | 1 | 1 | NO | 1 | 1 | 1 | NO | 1
PG&E Greater Bay Study Area | Camanche | 230 | 0 | 0 | 0 | 0 | 0 | 0 | 0 | 0 | 0 | 0 | 0 | 0 | 0 | 0 | 0 | 0 | 0 | 0 | 0 | 0 | 0 | 0 | 0 | 0 | 0 | 0 | 0 | 0 | 0 | 0 | 0 | 0 | 0 | 0 | 0 | 0 | 0 | 0 | 0 | 0 | 0 | 0 | 0 | 0 | 0 | 0 | 0 | 0 | 0 | 0 | 1 | 0 | 0 | 0 | 0 | 0 | 0 | 0 | 0 | 0 | 0 | 0 | 0 | 0 | 1 | 1 | 0 | 0 | 0 | 0 | 0 | 0 | 0 | 0 | 0 | 0 | 0 | 0 | 0 | 0 | 0 | 0 | 0 | 0 | 0 | 0 | 0 | 0 | 0 | 0 | 0 | 1 | 0 | 0 | 0 | 0 | 0 | 0 | 0 | 0 | 0 | 1 | 0 | 0 | 0 | 0 | 0 | 1 |  | 0 | 0 | 0 | 0 | 0 | 0 | 0 | 0 | 0 | 0 | 0 | 0 | 0 | 0 | 0 | 0 | 0 | 0 | 0 | 0 | 0 | 0 | 0 | 0 | 0 | 0 | 0 | 0 | 0 | 0 | 0 | 0 | 0 | 0 | 0 | 0 | 0 | 0 | 0 | 0 | 0 | 0 | 0 | 0 | 0 | 0 | 0 | 0 | 0 | 0 | 0 | 287.165 | 576.837 | 73.5875 | Oro Loma-El Nido 115kV Line | Oro Loma-El Nido 115kV Line | Los Banos 500/230kV TB |  | 0 | 0 | 0 | 0 | 0 | 0 | 287.165 | 576.837 | 73.5875 | Oro Loma-El Nido 115kV Line | Oro Loma-El Nido 115kV Line | Los Banos 500/230kV TB |  | 1 | 1 | NO | 1 | 1 | 1 | NO | 1
PG&E Fresno Study Area | Cantua | 115 | 0 | 0 | 0 | 0 | 0 | 0 | 0 | 0 | 0 | 0 | 0 | 0 | 0 | 0 | 0 | 0 | 0 | 0 | 0 | 0 | 0 | 0 | 0 | 0 | 0 | 0 | 0 | 0 | 0 | 0 | 0 | 0 | 0 | 0 | 0 | 0 | 0 | 0 | 0 | 0 | 0 | 0 | 0 | 0 | 0 | 0 | 0 | 0 | 0 | 0 | 0 | 0 | 0 | 0 | 0 | 0 | 0 | 0 | 0 | 0 | 0 | 0 | 0 | 0 | 0 | 0 | 0 | 0 | 0 | 0 | 0 | 0 | 0 | 0 | 0 | 0 | 0 | 0 | 0 | 0 | 0 | 0 | 0 | 0 | 0 | 0 | 0 | 0 | 0 | 0 | 0 | 0 | 0 | 0 | 0 | 0 | 0 | 0 | 0 | 0 | 0 | 0 | 0 | 0 | 0 | 1 | 0 | 0 |  | 0 | 0 | 0 | 0 | 0 | 0 | 0 | 0 | 0 | 0 | 0 | 0 | 0 | 0 | 0 | 0 | 0 | 0 | 0 | 0 | 0 | 0 | 0 | 0 | 0 | 0 | 0 | 0 | 0 | 0 | 0 | 0 | 0 | 0 | 0 | 0 | 0 | 0 | 0 | 0 | 0 | 0 | 0 | 0 | 0 | 0 | 1 | 0 | 0 | 1 | 0 | -59.457 | 171.1913 | -593.4625 | Moss Landing-Las Aguilas 230 kV Line | Moss Landing-Las Aguilas 230 kV Line | Moss Landing-Las Aguilas 230 kV Line |  | 0 | 1 | 0 | 0 | 0 | 0 | -59.457 | 171.1913 | 1166.5375 | Moss Landing-Las Aguilas 230 kV Line | Moss Landing-Las Aguilas 230 kV Line | Moss Landing-Las Aguilas 230 kV Line |  | 3 | 3 | NO | 3 | 5 | 1 | YES | 2
SDG&E Study Area | Capistrano | 230 | 0 | 0 | 0 | 0 | 0 | 0 | 0 | 0 | 0 | 0 | 0 | 0 | 0 | 0 | 0 | 0 | 0 | 0 | 0 | 0 | 0 | 0 | 0 | 0 | 0 | 0 | 0 | 0 | 0 | 1 | 0 | 0 | 0 | 0 | 0 | 0 | 0 | 0 | 0 | 0 | 0 | 1 | 1 | 0 | 0 | 0 | 0 | 0 | 0 | 0 | 0 | 0 | 0 | 0 | 0 | 0 | 0 | 0 | 0 | 0 | 0 | 0 | 0 | 0 | 0 | 0 | 0 | 0 | 0 | 0 | 0 | 0 | 0 | 0 | 0 | 0 | 0 | 0 | 0 | 0 | 0 | 0 | 0 | 0 | 0 | 0 | 0 | 0 | 0 | 0 | 0 | 0 | 0 | 0 | 0 | 0 | 0 | 0 | 0 | 0 | 0 | 0 | 0 | 0 | 0 | 0 | 0 | 0 |  | 0 | 0 | 0 | 0 | 0 | 0 | 0 | 0 | 0 | 0 | 0 | 0 | 0 | 0 | 0 | 0 | 0 | 0 | 0 | 0 | 0 | 0 | 0 | 0 | 0 | 0 | 0 | 0 | 0 | 0 | 0 | 0 | 0 | 0 | 0 | 0 | 0 | 0 | 0 | 0 | 0 | 0 | 0 | 0 | 0 | 1 | 0 | 0 | 0 | 0 | 0 | -291.35 | 326 | 851 | Talega 230 kV constraint | Trabuco-Capistrano 138 kV constraint | Trabuco-Capistrano 138 kV constraint |  | 0 | 0 | 0 | 0 | 0 | 0 | 151 | 326 | 851 | Trabuco-Capistrano 138 kV constraint | Trabuco-Capistrano 138 kV constraint | Trabuco-Capistrano 138 kV constraint |  | 5 | 1 | YES | 2 | 1 | 1 | NO | 1
SDG&E Study Area | Capistrano | 138 | 0 | 0 | 0 | 0 | 0 | 0 | 0 | 0 | 0 | 0 | 0 | 0 | 0 | 0 | 0 | 0 | 0 | 0 | 0 | 0 | 0 | 0 | 0 | 0 | 0 | 0 | 0 | 0 | 0 | 1 | 0 | 0 | 0 | 0 | 0 | 0 | 0 | 0 | 0 | 0 | 0 | 1 | 1 | 0 | 0 | 0 | 0 | 0 | 0 | 0 | 0 | 0 | 0 | 0 | 0 | 0 | 0 | 0 | 0 | 0 | 0 | 0 | 0 | 0 | 0 | 0 | 0 | 0 | 0 | 0 | 0 | 0 | 0 | 0 | 0 | 0 | 0 | 0 | 0 | 0 | 0 | 0 | 0 | 0 | 0 | 0 | 0 | 0 | 0 | 0 | 0 | 0 | 0 | 0 | 0 | 0 | 0 | 0 | 0 | 0 | 0 | 0 | 0 | 0 | 0 | 0 | 0 | 0 |  | 0 | 0 | 0 | 0 | 0 | 0 | 0 | 0 | 0 | 0 | 0 | 0 | 0 | 0 | 0 | 0 | 0 | 0 | 0 | 0 | 0 | 0 | 0 | 0 | 0 | 0 | 250 | 0 | 0 | 1 | 0 | 0 | 0 | 0 | 0 | 0 | 0 | 0 | 0 | 0 | 0 | 250 | 0 | 0 | 1 | 1 | 0 | 0 | 0 | 0 | 0 | -291.35 | 326 | 851 | Talega 230 kV constraint | Trabuco-Capistrano 138 kV constraint | Trabuco-Capistrano 138 kV constraint |  | 0 | 0 | 0 | 0 | 0 | 0 | 151 | 326 | 851 | Trabuco-Capistrano 138 kV constraint | Trabuco-Capistrano 138 kV constraint | Trabuco-Capistrano 138 kV constraint |  | 5 | 1 | YES | 2 | 1 | 1 | NO | 1
PG&E North of Greater Bay Study Area | Carberry | 230 | 0 | 0 | 0 | 0 | 0 | 0 | 0 | 0 | 0 | 0 | 0 | 0 | 0 | 0 | 0 | 0 | 0 | 0 | 0 | 0 | 0 | 0 | 0 | 0 | 0 | 0 | 0 | 0 | 0 | 0 | 0 | 0 | 0 | 0 | 0 | 0 | 0 | 0 | 0 | 0 | 0 | 0 | 0 | 0 | 1 | 0 | 0 | 0 | 0 | 0 | 0 | 0 | 0 | 0 | 0 | 0 | 0 | 0 | 0 | 0 | 0 | 0 | 0 | 0 | 0 | 0 | 0 | 0 | 0 | 0 | 0 | 0 | 0 | 0 | 0 | 0 | 0 | 0 | 0 | 0 | 0 | 0 | 0 | 0 | 0 | 0 | 0 | 0 | 0 | 0 | 0 | 0 | 0 | 0 | 0 | 0 | 0 | 0 | 0 | 0 | 0 | 0 | 0 | 0 | 0 | 0 | 0 | 0 |  | 0 | 0 | 0 | 0 | 0 | 0 | 0 | 0 | 0 | 0 | 0 | 0 | 0 | 0 | 0 | 0 | 0 | 0 | 0 | 0 | 0 | 0 | 0 | 0 | 0 | 0 | 0 | 0 | 0 | 0 | 0 | 9.6 | 0 | 0 | 0 | 0 | 0 | 0 | 0 | 0 | 0 | 0 | 0 | 0 | 1 | 1 | 0 | 0 | 0 | 0 | 0 | -836.7415 | 193.7277 | 1246.8168 | Vaca Dixon-Tesla 500kV Line | Vaca Dixon-Tesla 500kV Line | Vaca Dixon-Tesla 500kV Line |  | 0 | 0 | 0 | 0 | 0 | 0 | 7808.2585 | 8838.7277 | 1246.8168 | Vaca Dixon-Tesla 500kV Line | Vaca Dixon-Tesla 500kV Line | Vaca Dixon-Tesla 500kV Line |  | 5 | 1 | YES | 2 | 1 | 1 | NO | 1
PG&E North of Greater Bay Study Area | Caribou | 230 | 0 | 0 | 0 | 0 | 0 | 0 | 0 | 0 | 0 | 0 | 0 | 0 | 0 | 0 | 0 | 0 | 0 | 0 | 0 | 0 | 0 | 0 | 0 | 0 | 0 | 0 | 0 | 0 | 0 | 0 | 0 | 0 | 0 | 0 | 0 | 0 | 0 | 0 | 0 | 0 | 0 | 0 | 0 | 0 | 1 | 0 | 0 | 0 | 0 | 1 | 0 | 0 | 0 | 0 | 0 | 0 | 0 | 0 | 0 | 0 | 0 | 0 | 0 | 0 | 0 | 0 | 0 | 0 | 0 | 0 | 0 | 0 | 0 | 0 | 0 | 0 | 0 | 0 | 0 | 0 | 0 | 0 | 0 | 0 | 0 | 0 | 0 | 0 | 0 | 0 | 0 | 0 | 0 | 0 | 0 | 0 | 0 | 0 | 0 | 0 | 0 | 0 | 0 | 0 | 0 | 0 | 0 | 0 |  | 0 | 0 | 0 | 0 | 0 | 0 | 0 | 0 | 0 | 0 | 0 | 0 | 0 | 0 | 0 | 0 | 0 | 0 | 0 | 0 | 0 | 0 | 0 | 0 | 0 | 0 | 0 | 0 | 0 | 0 | 0 | 11 | 0 | 0 | 0 | 0 | 0 | 0 | 0 | 0 | 0 | 0 | 0 | 0 | 1 | 2 | 0 | 0 | 0 | 0 | 0 | -836.7415 | 27.5905 | 197.21 | Vaca Dixon-Tesla 500kV Line | Rocklin-Pleaseant grove 115kV line | Rocklin-Pleaseant grove 115kV line |  | 1 | 0 | 0 | 0 | 0 | 0 | -27.1325 | 27.5905 | 197.21 | Rocklin-Pleaseant grove 115kV line | Rocklin-Pleaseant grove 115kV line | Rocklin-Pleaseant grove 115kV line |  | 5 | 5 | NO | 5 | 1 | 1 | NO | 1
PG&E North of Greater Bay Study Area | Carquinez | 115 | 0 | 0 | 0 | 0 | 0 | 0 | 0 | 0 | 0 | 0 | 0 | 0 | 0 | 0 | 0 | 0 | 0 | 0 | 0 | 0 | 0 | 0 | 0 | 0 | 0 | 0 | 0 | 0 | 0 | 0 | 0 | 0 | 0 | 0 | 0 | 0 | 0 | 0 | 0 | 0 | 0 | 0 | 0 | 0 | 0 | 0 | 1 | 0 | 0 | 0 | 0 | 0 | 0 | 0 | 0 | 0 | 0 | 0 | 0 | 0 | 0 | 0 | 0 | 0 | 0 | 0 | 0 | 0 | 0 | 0 | 0 | 0 | 0 | 0 | 0 | 0 | 0 | 0 | 0 | 0 | 0 | 0 | 0 | 0 | 0 | 0 | 0 | 0 | 0 | 0 | 0 | 0 | 0 | 0 | 0 | 0 | 0 | 0 | 0 | 0 | 0 | 0 | 0 | 0 | 0 | 0 | 0 | 0 |  | 0 | 0 | 0 | 0 | 0 | 0 | 0 | 0 | 0 | 0 | 0 | 0 | 0 | 0 | 0 | 0 | 0 | 0 | 0 | 0 | 0 | 0 | 0 | 0 | 0 | 0 | 0 | 0 | 0 | 0 | 0 | 0 | 0 | 0 | 0 | 0 | 0 | 0 | 0 | 0 | 0 | 0 | 0 | 0 | 0 | 0 | 0 | 0 | 0 | 0 | 0 | 1323.544 | 1394.9902 | 1399.2972 | Cortina-Eagle Rock 115 kV line | Cortina-Eagle Rock 115 kV line | Cortina-Eagle Rock 115 kV line |  | 0 | 0 | 0 | 0 | 0 | 0 | 1323.544 | 1394.9902 | 1399.2972 | Cortina-Eagle Rock 115 kV line | Cortina-Eagle Rock 115 kV line | Cortina-Eagle Rock 115 kV line |  | 1 | 1 | NO | 1 | 1 | 1 | NO | 1
PG&E Kern Study Area | Carrizo Plains | 115 | 0 | 0 | 0 | 0 | 0 | 0 | 0 | 0 | 0 | 0 | 0 | 0 | 0 | 0 | 0 | 0 | 0 | 0 | 0 | 0 | 0 | 0 | 0 | 0 | 0 | 0 | 0 | 0 | 0 | 0 | 0 | 0 | 0 | 0 | 0 | 0 | 0 | 0 | 0 | 0 | 0 | 0 | 0 | 0 | 0 | 0 | 0 | 0 | 0 | 0 | 0 | 0 | 0 | 0 | 0 | 0 | 0 | 0 | 0 | 0 | 0 | 0 | 0 | 0 | 0 | 0 | 0 | 0 | 0 | 0 | 0 | 0 | 0 | 0 | 0 | 0 | 0 | 0 | 0 | 0 | 0 | 0 | 1 | 0 | 0 | 0 | 0 | 0 | 0 | 0 | 0 | 0 | 0 | 0 | 0 | 0 | 0 | 0 | 0 | 0 | 0 | 0 | 0 | 0 | 0 | 0 | 0 | 0 |  | 0 | 0 | 0 | 0 | 0 | 0 | 0 | 0 | 0 | 0 | 0 | 0 | 0 | 0 | 0 | 0 | 0 | 0 | 0 | 0 | 0 | 0 | 0 | 0 | 0 | 0 | 0 | 0 | 0 | 0 | 0 | 0 | 0 | 0 | 0 | 0 | 0 | 0 | 0 | 0 | 0 | 0 | 0 | 0 | 0 | 0 | 0 | 0 | 0 | 0 | 0 | 1051.543 | 1042.5784 | 827.2909 | Midway 230/115kV TB #3 | Midway 230/115kV TB #3 | Midway 230/115kV TB #3 |  | 0 | 0 | 0 | 0 | 0 | 0 | 1051.543 | 1042.5784 | 827.2909 | Midway 230/115kV TB #3 | Midway 230/115kV TB #3 | Midway 230/115kV TB #3 |  | 1 | 1 | NO | 1 | 1 | 1 | NO | 1
PG&E Greater Bay Study Area | Castro Valley | 230 | 0 | 0 | 0 | 0 | 0 | 0 | 0 | 0 | 0 | 0 | 0 | 0 | 0 | 0 | 0 | 0 | 0 | 0 | 0 | 0 | 0 | 0 | 0 | 0 | 0 | 0 | 0 | 0 | 0 | 0 | 0 | 0 | 0 | 0 | 0 | 0 | 0 | 0 | 0 | 0 | 0 | 0 | 0 | 0 | 1 | 0 | 0 | 0 | 0 | 0 | 0 | 0 | 0 | 0 | 0 | 0 | 0 | 1 | 1 | 0 | 0 | 0 | 0 | 1 | 1 | 0 | 0 | 0 | 0 | 0 | 0 | 0 | 0 | 1 | 0 | 0 | 0 | 0 | 0 | 0 | 0 | 0 | 0 | 0 | 0 | 0 | 0 | 0 | 0 | 0 | 0 | 0 | 0 | 0 | 0 | 0 | 0 | 0 | 0 | 0 | 0 | 0 | 0 | 0 | 0 | 0 | 0 | 1 |  | 0 | 0 | 0 | 0 | 0 | 0 | 0 | 0 | 0 | 0 | 0 | 0 | 0 | 0 | 0 | 0 | 0 | 0 | 0 | 0 | 0 | 0 | 0 | 0 | 0 | 0 | 0 | 0 | 0 | 0 | 0 | 0 | 0 | 0 | 0 | 0 | 0 | 0 | 0 | 0 | 0 | 0 | 0 | 0 | 0 | 2 | 0 | 0 | 0 | 0 | 0 | -836.7415 | 193.7277 | 921.9913 | Vaca Dixon-Tesla 500kV Line | Vaca Dixon-Tesla 500kV Line | Windmaster-Delta pumps 230 kV line |  | 1 | 0 | 0 | 0 | 0 | 0 | -133.2328 | 381.3403 | 921.9913 | Windmaster-Delta pumps 230 kV line | Windmaster-Delta pumps 230 kV line | Windmaster-Delta pumps 230 kV line |  | 5 | 5 | NO | 5 | 1 | 1 | NO | 1
PG&E Greater Bay Study Area | Cayetano | 230 | 0 | 0 | 0 | 0 | 0 | 0 | 0 | 0 | 0 | 0 | 0 | 0 | 0 | 0 | 0 | 0 | 0 | 0 | 0 | 0 | 0 | 0 | 0 | 0 | 0 | 0 | 0 | 0 | 0 | 0 | 0 | 0 | 0 | 0 | 0 | 0 | 0 | 0 | 0 | 0 | 0 | 0 | 0 | 0 | 1 | 0 | 0 | 0 | 0 | 0 | 0 | 0 | 0 | 0 | 0 | 0 | 0 | 0 | 1 | 1 | 1 | 0 | 0 | 1 | 1 | 0 | 0 | 0 | 0 | 0 | 0 | 0 | 0 | 1 | 0 | 0 | 0 | 0 | 0 | 0 | 0 | 0 | 0 | 0 | 0 | 0 | 0 | 0 | 0 | 0 | 0 | 0 | 0 | 0 | 0 | 0 | 0 | 0 | 0 | 0 | 0 | 0 | 0 | 0 | 0 | 0 | 0 | 0 |  | 0 | 0 | 0 | 0 | 0 | 0 | 0 | 0 | 0 | 0 | 0 | 0 | 0 | 0 | 0 | 0 | 0 | 0 | 0 | 0 | 0 | 0 | 0 | 0 | 0 | 100 | 100 | 0 | 0 | 1 | 0 | 0 | 0 | 0 | 0 | 0 | 0 | 0 | 0 | 0 | 100 | 100 | 0 | 0 | 1 | 2 | 0 | 0 | 0 | 0 | 0 | -836.7415 | 193.7277 | 921.9913 | Vaca Dixon-Tesla 500kV Line | Vaca Dixon-Tesla 500kV Line | Windmaster-Delta pumps 230 kV line |  | 1 | 0 | 0 | 0 | 0 | 0 | -133.2328 | 381.3403 | 921.9913 | Windmaster-Delta pumps 230 kV line | Windmaster-Delta pumps 230 kV line | Windmaster-Delta pumps 230 kV line |  | 5 | 5 | NO | 5 | 1 | 1 | NO | 1
SCE Metro Study Area | Center | 230 | 0 | 0 | 0 | 0 | 0 | 0 | 0 | 0 | 0 | 0 | 1 | 0 | 1 | 0 | 0 | 0 | 0 | 0 | 0 | 0 | 0 | 0 | 0 | 0 | 0 | 0 | 0 | 0 | 0 | 0 | 0 | 0 | 0 | 0 | 0 | 0 | 0 | 0 | 0 | 0 | 0 | 0 | 0 | 0 | 0 | 0 | 0 | 0 | 0 | 0 | 0 | 0 | 0 | 0 | 0 | 0 | 0 | 0 | 0 | 0 | 0 | 0 | 0 | 0 | 0 | 0 | 0 | 0 | 0 | 0 | 0 | 0 | 0 | 0 | 0 | 0 | 0 | 0 | 0 | 0 | 0 | 0 | 0 | 0 | 0 | 0 | 0 | 0 | 0 | 0 | 0 | 0 | 0 | 0 | 0 | 0 | 0 | 0 | 0 | 0 | 0 | 0 | 0 | 0 | 0 | 0 | 0 | 0 |  | 0 | 0 | 0 | 0 | 0 | 0 | 0 | 0 | 0 | 0 | 0 | 0 | 0 | 0 | 0 | 0 | 0 | 0 | 0 | 0 | 0 | 0 | 0 | 0 | 0 | 0 | 90 | 0 | 0 | 1 | 0 | 0 | 0 | 0 | 0 | 0 | 0 | 0 | 0 | 0 | 0 | 90 | 0 | 0 | 1 | 0 | 0 | 0 | 0 | 0 | 0 | 5402.476 | 6046.942 | 7988.42 | Del Amo - Barre Area Constraint | Del Amo - Barre Area Constraint | Del Amo - Barre Area Constraint |  | 0 | 0 | 0 | 0 | 0 | 0 | 5402.476 | 6046.942 | 7988.42 | Del Amo - Barre Area Constraint | Del Amo - Barre Area Constraint | Del Amo - Barre Area Constraint |  | 1 | 1 | NO | 1 | 1 | 1 | NO | 1
PG&E Kern Study Area | Charca | 115 | 0 | 0 | 0 | 0 | 0 | 0 | 0 | 0 | 0 | 0 | 0 | 0 | 0 | 0 | 0 | 0 | 0 | 0 | 0 | 0 | 0 | 0 | 0 | 0 | 0 | 0 | 0 | 0 | 0 | 0 | 0 | 0 | 0 | 0 | 0 | 0 | 0 | 0 | 0 | 0 | 0 | 0 | 0 | 0 | 0 | 0 | 0 | 0 | 0 | 0 | 0 | 0 | 0 | 0 | 0 | 0 | 0 | 0 | 0 | 0 | 0 | 0 | 0 | 0 | 0 | 0 | 0 | 0 | 0 | 0 | 0 | 0 | 0 | 0 | 0 | 0 | 0 | 0 | 1 | 0 | 0 | 0 | 1 | 1 | 0 | 0 | 0 | 0 | 0 | 0 | 0 | 0 | 0 | 0 | 0 | 0 | 0 | 0 | 0 | 0 | 0 | 0 | 0 | 0 | 0 | 0 | 0 | 0 |  | 0 | 0 | 0 | 0 | 0 | 0 | 0 | 0 | 0 | 0 | 0 | 0 | 0 | 0 | 0 | 0 | 0 | 0 | 0 | 0 | 0 | 0 | 0 | 4.66 | 0 | 0 | 0 | 0 | 0 | 1 | 0 | 0 | 0 | 0 | 0 | 0 | 0 | 0 | 4.66 | 0 | 0 | 0 | 0 | 0 | 1 | 0 | 0 | 0 | 0 | 0 | 0 | 109.518 | 35.1401 | 0.4922 | Semitropic-Midway 115kV Line | Semitropic-Midway 115kV Line | Semitropic-Midway 115kV Line |  | 0 | 0 | 0 | 0 | 0 | 0 | 109.518 | 35.1401 | 0.4922 | Semitropic-Midway 115kV Line | Semitropic-Midway 115kV Line | Semitropic-Midway 115kV Line |  | 1 | 1 | NO | 1 | 1 | 1 | NO | 1
East of Pisgah Study Area | Charleston | 138 | 0 | 0 | 0 | 0 | 0 | 0 | 0 | 0 | 0 | 0 | 0 | 0 | 0 | 0 | 0 | 0 | 0 | 0 | 0 | 1 | 0 | 1 | 0 | 0 | 0 | 0 | 0 | 1 | 1 | 0 | 0 | 0 | 0 | 0 | 0 | 0 | 0 | 0 | 0 | 0 | 0 | 0 | 0 | 0 | 0 | 0 | 0 | 0 | 0 | 0 | 0 | 0 | 0 | 0 | 0 | 0 | 0 | 0 | 0 | 0 | 0 | 0 | 0 | 0 | 0 | 0 | 0 | 0 | 0 | 0 | 0 | 0 | 0 | 0 | 0 | 0 | 0 | 0 | 0 | 0 | 0 | 0 | 0 | 0 | 0 | 0 | 0 | 0 | 0 | 0 | 0 | 0 | 0 | 0 | 0 | 0 | 0 | 0 | 0 | 0 | 0 | 0 | 0 | 0 | 0 | 0 | 0 | 3 |  | 0 | 0 | 0 | 0 | 0 | 0 | 0 | 0 | 0 | 0 | 0 | 0 | 0 | 0 | 0 | 0 | 0 | 0 | 0 | 0 | 0 | 0 | 0 | 0 | 0 | 0 | 0 | 0 | 0 | 0 | 0 | 0 | 0 | 0 | 0 | 0 | 0 | 0 | 0 | 0 | 0 | 0 | 0 | 0 | 0 | 1 | 1 | 0 | 0 | 0 | 0 | -2124.047 | 568.64 | 1570.15 | Devers-Red Bluff Constraint | GLW 230kV area constraint | GLW 230kV area constraint |  | 0 | 1 | 0 | 0 | 0 | 0 | -2124.047 | 568.64 | 1570.15 | Devers-Red Bluff Constraint | GLW 230kV area constraint | GLW 230kV area constraint |  | 5 | 4 | YES | 4 | 1 | 1 | NO | 1
SCE Metro Study Area | Chevmain | 230 | 0 | 0 | 0 | 0 | 0 | 0 | 0 | 0 | 0 | 0 | 1 | 1 | 1 | 0 | 0 | 0 | 0 | 0 | 0 | 0 | 0 | 0 | 0 | 0 | 0 | 0 | 0 | 0 | 0 | 0 | 0 | 0 | 0 | 0 | 0 | 0 | 0 | 0 | 0 | 0 | 0 | 0 | 0 | 0 | 0 | 0 | 0 | 0 | 0 | 0 | 0 | 0 | 0 | 0 | 0 | 0 | 0 | 0 | 0 | 0 | 0 | 0 | 0 | 0 | 0 | 0 | 0 | 0 | 0 | 0 | 0 | 0 | 0 | 0 | 0 | 0 | 0 | 0 | 0 | 0 | 0 | 0 | 0 | 0 | 0 | 0 | 0 | 0 | 0 | 0 | 0 | 0 | 0 | 0 | 0 | 0 | 0 | 0 | 0 | 0 | 0 | 0 | 0 | 0 | 0 | 0 | 0 | 0 |  | 0 | 0 | 0 | 0 | 0 | 0 | 0 | 0 | 0 | 0 | 0 | 0 | 0 | 0 | 0 | 0 | 0 | 0 | 0 | 0 | 0 | 0 | 0 | 0 | 0 | 0 | 0 | 0 | 0 | 0 | 0 | 0 | 0 | 0 | 0 | 0 | 0 | 0 | 0 | 0 | 0 | 0 | 0 | 0 | 0 | 0 | 0 | 0 | 0 | 0 | 0 | 3139.976 | 3337.692 | 3938.92 | Hinson - Del Amo Constraint | Hinson - Del Amo Constraint | Hinson - Del Amo Constraint |  | 0 | 0 | 0 | 0 | 0 | 0 | 3139.976 | 3337.692 | 3938.92 | Hinson - Del Amo Constraint | Hinson - Del Amo Constraint | Hinson - Del Amo Constraint |  | 1 | 1 | NO | 1 | 1 | 1 | NO | 1
SDG&E Study Area | Chicarita | 138 | 0 | 0 | 0 | 0 | 0 | 0 | 0 | 0 | 0 | 0 | 0 | 0 | 0 | 0 | 0 | 0 | 0 | 0 | 0 | 0 | 0 | 0 | 0 | 0 | 0 | 0 | 0 | 0 | 0 | 0 | 0 | 0 | 1 | 0 | 0 | 0 | 0 | 0 | 0 | 0 | 0 | 0 | 0 | 0 | 0 | 0 | 0 | 0 | 0 | 0 | 0 | 0 | 0 | 0 | 0 | 0 | 0 | 0 | 0 | 0 | 0 | 0 | 0 | 0 | 0 | 0 | 0 | 0 | 0 | 0 | 0 | 0 | 0 | 0 | 0 | 0 | 0 | 0 | 0 | 0 | 0 | 0 | 0 | 0 | 0 | 0 | 0 | 0 | 0 | 0 | 0 | 0 | 0 | 0 | 0 | 0 | 0 | 0 | 0 | 0 | 0 | 0 | 0 | 0 | 0 | 0 | 0 | 1 |  | 0 | 0 | 0 | 0 | 0 | 0 | 0 | 0 | 0 | 0 | 0 | 0 | 0 | 0 | 0 | 0 | 0 | 0 | 0 | 0 | 0 | 0 | 0 | 0 | 0 | 0 | 0 | 0 | 0 | 0 | 0 | 0 | 0 | 0 | 0 | 0 | 0 | 0 | 0 | 0 | 0 | 0 | 0 | 0 | 0 | 0 | 0 | 0 | 0 | 0 | 0 | 89.39 | 1201.975 | 1818.31 | Internal San Diego Area constraint | Internal San Diego Area constraint | Internal San Diego Area constraint |  | 0 | 0 | 0 | 0 | 0 | 0 | 89.39 | 1201.975 | 1818.31 | Internal San Diego Area constraint | Internal San Diego Area constraint | Internal San Diego Area constraint |  | 1 | 1 | NO | 1 | 1 | 1 | NO | 1
SCE Metro Study Area | Chino | 230 | 0 | 0 | 0 | 0 | 0 | 0 | 0 | 0 | 0 | 0 | 0 | 0 | 1 | 0 | 0 | 0 | 0 | 0 | 0 | 0 | 0 | 0 | 0 | 0 | 0 | 0 | 0 | 0 | 0 | 0 | 0 | 0 | 0 | 0 | 0 | 0 | 0 | 0 | 0 | 0 | 0 | 0 | 0 | 0 | 0 | 0 | 0 | 0 | 0 | 0 | 0 | 0 | 0 | 0 | 0 | 0 | 0 | 0 | 0 | 0 | 0 | 0 | 0 | 0 | 0 | 0 | 0 | 0 | 0 | 0 | 0 | 0 | 0 | 0 | 0 | 0 | 0 | 0 | 0 | 0 | 0 | 0 | 0 | 0 | 0 | 0 | 0 | 0 | 0 | 0 | 0 | 0 | 0 | 0 | 0 | 0 | 0 | 0 | 0 | 0 | 0 | 0 | 0 | 0 | 0 | 0 | 0 | 0 |  | 0 | 0 | 0 | 0 | 0 | 0 | 0 | 0 | 0 | 0 | 0 | 20 | 0 | 0 | 1 | 0 | 0 | 0 | 0 | 0 | 0 | 0 | 0 | 0 | 0 | 0 | 0 | 0 | 0 | 0 | 0 | 0 | 0 | 0 | 0 | 0 | 0 | 0 | 0 | 0 | 0 | 0 | 0 | 0 | 0 | 0 | 0 | 0 | 0 | 0 | 0 | 11590.638 | 12647.921 | 15842.11 | SCE Metro Area Default Constraint | SCE Metro Area Default Constraint | SCE Metro Area Default Constraint |  | 0 | 0 | 0 | 0 | 0 | 0 | 11590.638 | 12647.921 | 15842.11 | SCE Metro Area Default Constraint | SCE Metro Area Default Constraint | SCE Metro Area Default Constraint |  | 1 | 1 | NO | 1 | 1 | 1 | NO | 1
PG&E Fresno Study Area | Chowchilla | 115 | 0 | 0 | 0 | 0 | 0 | 0 | 0 | 0 | 0 | 0 | 0 | 0 | 0 | 0 | 0 | 0 | 0 | 0 | 0 | 0 | 0 | 0 | 0 | 0 | 0 | 0 | 0 | 0 | 0 | 0 | 0 | 0 | 0 | 0 | 0 | 0 | 0 | 0 | 0 | 0 | 0 | 0 | 0 | 0 | 0 | 0 | 0 | 0 | 0 | 0 | 1 | 0 | 0 | 0 | 0 | 0 | 0 | 0 | 0 | 0 | 0 | 0 | 0 | 0 | 0 | 0 | 0 | 0 | 0 | 0 | 0 | 0 | 0 | 0 | 0 | 0 | 1 | 0 | 0 | 0 | 0 | 0 | 0 | 0 | 0 | 1 | 1 | 0 | 1 | 1 | 1 | 1 | 1 | 1 | 0 | 1 | 0 | 1 | 1 | 1 | 0 | 1 | 0 | 0 | 0 | 0 | 0 | 4 |  | 0 | 0 | 0 | 0 | 0 | 0 | 0 | 0 | 0 | 0 | 0 | 0 | 0 | 0 | 0 | 0 | 0 | 0 | 0 | 0 | 0 | 0 | 0 | 0 | 0 | 0 | 0 | 0 | 0 | 0 | 0 | 0 | 0 | 0 | 0 | 0 | 0 | 0 | 7 | 0 | 0 | 0 | 0 | 0 | 1 | 3 | 0 | 2 | 0 | 2 | 0 | -1260.48 | -1054.844 | -926.9943 | Midway-Q2005 230kV Line | Midway-Q2005 230kV Line | Midway-Q2005 230kV Line |  | 0 | 0 | 0 | 0 | 0 | 0 | 71.981 | 204.913 | 0.15 | Gates 500/230kV TB #11 | Merced 115/70kV TB#2 | Merced 115/70kV TB#2 |  | 5 | 1 | YES | 2 | 5 | 1 | YES | 2
PG&E Greater Bay Study Area | Christie | 115 | 0 | 0 | 0 | 0 | 0 | 0 | 0 | 0 | 0 | 0 | 0 | 0 | 0 | 0 | 0 | 0 | 0 | 0 | 0 | 0 | 0 | 0 | 0 | 0 | 0 | 0 | 0 | 0 | 0 | 0 | 0 | 0 | 0 | 0 | 0 | 0 | 0 | 0 | 0 | 0 | 0 | 0 | 0 | 1 | 1 | 0 | 0 | 0 | 0 | 0 | 0 | 0 | 0 | 0 | 1 | 1 | 0 | 1 | 1 | 1 | 1 | 0 | 0 | 1 | 1 | 0 | 1 | 0 | 0 | 0 | 0 | 0 | 0 | 1 | 0 | 0 | 0 | 0 | 0 | 0 | 0 | 0 | 0 | 0 | 0 | 0 | 0 | 0 | 0 | 0 | 0 | 0 | 0 | 0 | 0 | 0 | 0 | 0 | 0 | 0 | 0 | 0 | 0 | 0 | 0 | 0 | 0 | 3 |  | 0 | 0 | 0 | 0 | 0 | 0 | 0 | 0 | 0 | 0 | 0 | 0 | 0 | 0 | 0 | 0 | 0 | 0 | 0 | 0 | 0 | 0 | 0 | 0 | 0 | 0 | 0 | 0 | 0 | 0 | 0 | 0 | 0 | 0 | 0 | 0 | 0 | 0 | 0 | 0 | 0 | 0 | 0 | 0 | 0 | 2 | 0 | 0 | 0 | 0 | 0 | -836.7415 | 193.7277 | 921.9913 | Vaca Dixon-Tesla 500kV Line | Vaca Dixon-Tesla 500kV Line | Windmaster-Delta pumps 230 kV line |  | 1 | 0 | 0 | 0 | 0 | 0 | -133.2328 | 381.3403 | 921.9913 | Windmaster-Delta pumps 230 kV line | Windmaster-Delta pumps 230 kV line | Windmaster-Delta pumps 230 kV line |  | 5 | 5 | NO | 5 | 1 | 1 | NO | 1
SCE Eastern Study Area | Cielo Azul | 500 | 0 | 0 | 0 | 0 | 0 | 0 | 0 | 0 | 0 | 0 | 0 | 0 | 0 | 0 | 0 | 0 | 0 | 0 | 0 | 1 | 1 | 1 | 0 | 1 | 0 | 1 | 0 | 0 | 0 | 0 | 0 | 0 | 0 | 0 | 0 | 0 | 0 | 0 | 0 | 0 | 0 | 0 | 0 | 0 | 0 | 0 | 0 | 0 | 0 | 0 | 0 | 0 | 0 | 0 | 0 | 0 | 0 | 0 | 0 | 0 | 0 | 0 | 0 | 0 | 0 | 0 | 0 | 0 | 0 | 0 | 0 | 0 | 0 | 0 | 0 | 0 | 0 | 0 | 0 | 0 | 0 | 0 | 0 | 0 | 0 | 0 | 0 | 0 | 0 | 0 | 0 | 0 | 0 | 0 | 0 | 0 | 0 | 0 | 0 | 0 | 0 | 0 | 0 | 0 | 0 | 0 | 0 | 3 |  | 0 | 0 | 0 | 0 | 0 | 0 | 0 | 0 | 0 | 0 | 0 | 0 | 0 | 0 | 0 | 0 | 0 | 0 | 0 | 0 | 0 | 0 | 0 | 0 | 0 | 200 | 0 | 0 | 0 | 1 | 0 | 0 | 0 | 0 | 0 | 0 | 0 | 0 | 0 | 100 | 1400 | 500 | 150 | 0 | 1 | 0 | 1 | 0 | 0 | 0 | 0 | -2124.047 | 1720.3875 | 1679.5 | Devers-Red Bluff Constraint | Devers-Red Bluff Constraint | DCRT Constraint |  | 0 | 1 | 0 | 0 | 0 | 0 | -2124.047 | 1720.3875 | 1679.5 | Devers-Red Bluff Constraint | Devers-Red Bluff Constraint | DCRT Constraint |  | 4 | 4 | NO | 4 | 1 | 1 | NO | 1
PG&E North of Greater Bay Study Area | Cloverdale | 115 | 0 | 0 | 0 | 0 | 0 | 0 | 0 | 0 | 0 | 0 | 0 | 0 | 0 | 0 | 0 | 0 | 0 | 0 | 0 | 0 | 0 | 0 | 0 | 0 | 0 | 0 | 0 | 0 | 0 | 0 | 0 | 0 | 0 | 0 | 0 | 0 | 0 | 0 | 0 | 0 | 0 | 0 | 0 | 1 | 1 | 0 | 1 | 0 | 0 | 0 | 0 | 0 | 0 | 0 | 0 | 0 | 0 | 1 | 0 | 1 | 1 | 0 | 0 | 0 | 0 | 0 | 0 | 0 | 0 | 0 | 0 | 0 | 0 | 0 | 1 | 0 | 0 | 0 | 0 | 0 | 0 | 0 | 0 | 0 | 0 | 0 | 0 | 0 | 0 | 0 | 0 | 0 | 0 | 0 | 0 | 0 | 0 | 0 | 0 | 0 | 0 | 0 | 0 | 0 | 0 | 0 | 0 | 1 |  | 20.8 | 0 | 0 | 0 | 0 | 0 | 0 | 0 | 0 | 0 | 0 | 0 | 0 | 0 | 1 | 0 | 0 | 0 | 0 | 0 | 0 | 0 | 0 | 0 | 0 | 0 | 0 | 0 | 0 | 0 | 32 | 0 | 0 | 0 | 0 | 0 | 0 | 0 | 0 | 0 | 0 | 0 | 0 | 0 | 1 | 2 | 0 | 0 | 0 | 0 | 0 | -836.7415 | 125.4613 | 452.5825 | Vaca Dixon-Tesla 500kV Line | Birds Landing-Contra Costa 230kV Line | Birds Landing-Contra Costa 230kV Line |  | 1 | 0 | 0 | 0 | 0 | 0 | -325.6387 | 125.4613 | 452.5825 | Birds Landing-Contra Costa 230kV Line | Birds Landing-Contra Costa 230kV Line | Birds Landing-Contra Costa 230kV Line |  | 5 | 5 | NO | 5 | 1 | 1 | NO | 1
PG&E Greater Bay Study Area | Coburn | 230 | 0 | 0 | 0 | 0 | 0 | 0 | 0 | 0 | 0 | 0 | 0 | 0 | 0 | 0 | 0 | 0 | 0 | 0 | 0 | 0 | 0 | 0 | 0 | 0 | 0 | 0 | 0 | 0 | 0 | 0 | 0 | 0 | 0 | 0 | 0 | 0 | 0 | 0 | 0 | 0 | 0 | 0 | 0 | 0 | 0 | 0 | 0 | 0 | 0 | 0 | 0 | 0 | 0 | 0 | 0 | 0 | 0 | 0 | 0 | 0 | 1 | 0 | 0 | 0 | 1 | 0 | 0 | 0 | 0 | 0 | 0 | 1 | 0 | 0 | 0 | 0 | 0 | 0 | 0 | 0 | 0 | 0 | 0 | 0 | 0 | 1 | 1 | 0 | 0 | 0 | 0 | 1 | 1 | 1 | 0 | 0 | 0 | 0 | 0 | 0 | 0 | 0 | 0 | 1 | 0 | 1 | 0 | 4 |  | 0 | 0 | 0 | 0 | 0 | 0 | 0 | 0 | 0 | 0 | 0 | 0 | 32 | 0 | 1 | 0 | 0 | 0 | 0 | 0 | 0 | 0 | 0 | 0 | 0 | 0 | 0 | 0 | 0 | 0 | 0 | 4.82 | 100 | 0 | 0 | 0 | 0 | 0 | 0 | 0 | 0 | 0 | 0 | 0 | 1 | 1 | 1 | 0 | 0 | 1 | 0 | -157.428 | 159.7961 | -593.4625 | Gates 500/230kV TB #12 | Gates 500/230kV TB #12 | Moss Landing-Las Aguilas 230 kV Line |  | 0 | 1 | 0 | 0 | 0 | 0 | -59.457 | 171.1913 | 73.5875 | Moss Landing-Las Aguilas 230 kV Line | Moss Landing-Las Aguilas 230 kV Line | Los Banos 500/230kV TB |  | 5 | 3 | YES | 3 | 5 | 1 | YES | 2
PG&E North of Greater Bay Study Area | Colgate | 230 | 0 | 0 | 0 | 0 | 0 | 0 | 0 | 0 | 0 | 0 | 0 | 0 | 0 | 0 | 0 | 0 | 0 | 0 | 0 | 0 | 0 | 0 | 0 | 0 | 0 | 0 | 0 | 0 | 0 | 0 | 0 | 0 | 0 | 0 | 0 | 0 | 0 | 0 | 0 | 0 | 0 | 0 | 0 | 0 | 1 | 0 | 0 | 0 | 0 | 1 | 0 | 1 | 1 | 0 | 0 | 0 | 0 | 0 | 0 | 0 | 0 | 0 | 0 | 0 | 1 | 1 | 0 | 0 | 0 | 0 | 0 | 0 | 0 | 0 | 0 | 0 | 0 | 0 | 0 | 0 | 0 | 0 | 0 | 0 | 0 | 0 | 0 | 0 | 0 | 0 | 0 | 0 | 0 | 0 | 0 | 0 | 0 | 0 | 0 | 0 | 0 | 0 | 0 | 0 | 0 | 0 | 0 | 0 |  | 0 | 0 | 0 | 0 | 0 | 0 | 0 | 0 | 0 | 0 | 0 | 0 | 0 | 0 | 0 | 0 | 0 | 0 | 0 | 0 | 0 | 0 | 0 | 0 | 0 | 0 | 0 | 0 | 0 | 0 | 0 | 5 | 0 | 0 | 0 | 0 | 0 | 0 | 0 | 0 | 0 | 0 | 0 | 0 | 1 | 2 | 0 | 0 | 0 | 0 | 0 | -836.7415 | 27.5905 | 197.21 | Vaca Dixon-Tesla 500kV Line | Rocklin-Pleaseant grove 115kV line | Rocklin-Pleaseant grove 115kV line |  | 1 | 0 | 0 | 0 | 0 | 0 | -27.1325 | 27.5905 | 197.21 | Rocklin-Pleaseant grove 115kV line | Rocklin-Pleaseant grove 115kV line | Rocklin-Pleaseant grove 115kV line |  | 5 | 5 | NO | 5 | 1 | 1 | NO | 1
PG&E Greater Bay Study Area | Collinsville | 500 | 0 | 0 | 0 | 0 | 0 | 0 | 0 | 0 | 0 | 0 | 0 | 0 | 0 | 0 | 0 | 0 | 0 | 0 | 0 | 0 | 0 | 0 | 0 | 0 | 0 | 0 | 0 | 0 | 0 | 0 | 0 | 0 | 0 | 0 | 0 | 0 | 0 | 0 | 0 | 0 | 0 | 0 | 0 | 0 | 1 | 0 | 0 | 0 | 0 | 0 | 0 | 0 | 0 | 0 | 0 | 0 | 0 | 0 | 0 | 0 | 0 | 0 | 0 | 0 | 0 | 0 | 0 | 0 | 0 | 0 | 0 | 0 | 0 | 0 | 0 | 0 | 1 | 0 | 0 | 0 | 0 | 0 | 0 | 0 | 0 | 0 | 0 | 0 | 0 | 0 | 0 | 0 | 0 | 0 | 0 | 0 | 0 | 0 | 0 | 0 | 0 | 0 | 0 | 0 | 0 | 0 | 0 | 0 |  | 0 | 0 | 0 | 0 | 0 | 0 | 0 | 0 | 0 | 0 | 0 | 0 | 0 | 0 | 0 | 0 | 0 | 0 | 0 | 0 | 0 | 0 | 0 | 0 | 0 | 0 | 0 | 0 | 0 | 0 | 0 | 0 | 0 | 0 | 0 | 0 | 0 | 0 | 0 | 0 | 0 | 0 | 0 | 0 | 0 | 2 | 0 | 1 | 0 | 1 | 0 | -1260.48 | -1054.844 | -926.9943 | Midway-Q2005 230kV Line | Midway-Q2005 230kV Line | Midway-Q2005 230kV Line |  | 0 | 0 | 0 | 0 | 0 | 0 | 7808.2585 | 8838.7277 | 35.0057 | Vaca Dixon-Tesla 500kV Line | Vaca Dixon-Tesla 500kV Line | Midway-Q2005 230kV Line |  | 5 | 1 | YES | 2 | 5 | 1 | YES | 2
PG&E Greater Bay Study Area | Collinsville | 230 | 0 | 0 | 0 | 0 | 0 | 0 | 0 | 0 | 0 | 0 | 0 | 0 | 0 | 0 | 0 | 0 | 0 | 0 | 0 | 0 | 0 | 0 | 0 | 0 | 0 | 0 | 0 | 0 | 0 | 0 | 0 | 0 | 0 | 0 | 0 | 0 | 0 | 0 | 0 | 0 | 0 | 0 | 0 | 0 | 1 | 0 | 0 | 0 | 0 | 0 | 0 | 0 | 0 | 0 | 0 | 0 | 0 | 0 | 0 | 0 | 0 | 0 | 0 | 0 | 0 | 0 | 0 | 0 | 0 | 0 | 0 | 0 | 0 | 0 | 0 | 0 | 0 | 0 | 0 | 0 | 0 | 0 | 0 | 0 | 0 | 0 | 0 | 0 | 0 | 0 | 0 | 0 | 0 | 0 | 0 | 0 | 0 | 0 | 0 | 0 | 0 | 0 | 0 | 0 | 0 | 0 | 0 | 0 |  | 0 | 0 | 0 | 0 | 0 | 0 | 0 | 0 | 0 | 0 | 0 | 0 | 0 | 0 | 0 | 0 | 0 | 0 | 0 | 0 | 0 | 0 | 0 | 0 | 0 | 0 | 0 | 0 | 0 | 0 | 0 | 0 | 0 | 0 | 0 | 0 | 0 | 0 | 0 | 0 | 0 | 0 | 0 | 0 | 0 | 1 | 0 | 0 | 0 | 0 | 0 | -836.7415 | 193.7277 | 1246.8168 | Vaca Dixon-Tesla 500kV Line | Vaca Dixon-Tesla 500kV Line | Vaca Dixon-Tesla 500kV Line |  | 0 | 0 | 0 | 0 | 0 | 0 | 7808.2585 | 8838.7277 | 1246.8168 | Vaca Dixon-Tesla 500kV Line | Vaca Dixon-Tesla 500kV Line | Vaca Dixon-Tesla 500kV Line |  | 5 | 1 | YES | 2 | 1 | 1 | NO | 1
SCE Eastern Study Area | Colorado River | 500 | 0 | 0 | 0 | 0 | 0 | 0 | 0 | 0 | 0 | 0 | 0 | 0 | 0 | 0 | 0 | 0 | 0 | 0 | 0 | 1 | 0 | 1 | 0 | 1 | 0 | 1 | 0 | 0 | 1 | 0 | 0 | 0 | 0 | 0 | 0 | 0 | 0 | 0 | 0 | 0 | 0 | 0 | 0 | 0 | 0 | 0 | 0 | 0 | 0 | 0 | 0 | 0 | 0 | 0 | 0 | 0 | 0 | 0 | 0 | 0 | 0 | 0 | 0 | 0 | 0 | 0 | 0 | 0 | 0 | 0 | 0 | 0 | 0 | 0 | 0 | 0 | 0 | 0 | 0 | 0 | 0 | 0 | 0 | 0 | 0 | 0 | 0 | 0 | 0 | 0 | 0 | 0 | 0 | 0 | 0 | 0 | 0 | 0 | 0 | 0 | 0 | 0 | 0 | 0 | 0 | 0 | 0 | 3 |  | 0 | 0 | 0 | 0 | 0 | 0 | 0 | 0 | 0 | 0 | 0 | 0 | 0 | 0 | 0 | 0 | 0 | 0 | 0 | 0 | 0 | 0 | 0 | 0 | 0 | 0 | 0 | 0 | 0 | 0 | 0 | 0 | 0 | 0 | 0 | 0 | 0 | 0 | 0 | 0 | 0 | 0 | 0 | 0 | 0 | 1 | 1 | 0 | 0 | 0 | 0 | -2124.047 | 1720.3875 | 3685.482 | Devers-Red Bluff Constraint | Devers-Red Bluff Constraint | Lugo - Victorville area constraint |  | 0 | 1 | 0 | 0 | 0 | 0 | -2124.047 | 1720.3875 | 3754.723 | Devers-Red Bluff Constraint | Devers-Red Bluff Constraint | Colorado River-Red Bluff Constraint |  | 5 | 4 | YES | 4 | 1 | 1 | NO | 1
SCE Eastern Study Area | Colorado River | 230 | 0 | 0 | 0 | 0 | 0 | 0 | 0 | 0 | 0 | 0 | 0 | 0 | 0 | 0 | 0 | 0 | 0 | 0 | 1 | 0 | 0 | 0 | 0 | 0 | 0 | 0 | 0 | 0 | 0 | 0 | 0 | 0 | 0 | 0 | 0 | 0 | 0 | 0 | 0 | 0 | 0 | 0 | 0 | 0 | 0 | 0 | 0 | 0 | 0 | 0 | 0 | 0 | 0 | 0 | 0 | 0 | 0 | 0 | 0 | 0 | 0 | 0 | 0 | 0 | 0 | 0 | 0 | 0 | 0 | 0 | 0 | 0 | 0 | 0 | 0 | 0 | 0 | 0 | 0 | 0 | 0 | 0 | 0 | 0 | 0 | 0 | 0 | 0 | 0 | 0 | 0 | 0 | 0 | 0 | 0 | 0 | 0 | 0 | 0 | 0 | 0 | 0 | 0 | 0 | 0 | 0 | 0 | 0 |  | 0 | 0 | 0 | 0 | 0 | 0 | 0 | 0 | 0 | 456.6 | 131 | 751 | 0 | 0 | 1 | 0 | 0 | 0 | 0 | 0 | 0 | 0 | 0 | 0 | 300 | 395 | 204 | 0 | 0 | 1 | 0 | 0 | 0 | 0 | 0 | 0 | 0 | 0 | 0 | 300 | 395 | 204 | 0 | 0 | 1 | 0 | 0 | 0 | 0 | 0 | 0 | 0.0004 | 234.6318 | 1381.398 | Colorado River 500/230 kV Constraint | Colorado River 500/230 kV Constraint | Colorado River 500/230 kV Constraint |  | 0 | 0 | 0 | 0 | 0 | 0 | 0.0004 | 234.6318 | 1381.398 | Colorado River 500/230 kV Constraint | Colorado River 500/230 kV Constraint | Colorado River 500/230 kV Constraint |  | 1 | 1 | NO | 1 | 1 | 1 | NO | 1
PG&E Kern Study Area | Columbus | 115 | 0 | 0 | 0 | 0 | 0 | 0 | 0 | 0 | 0 | 0 | 0 | 0 | 0 | 0 | 0 | 0 | 0 | 0 | 0 | 0 | 0 | 0 | 0 | 0 | 0 | 0 | 0 | 0 | 0 | 0 | 0 | 0 | 0 | 0 | 0 | 0 | 0 | 0 | 0 | 0 | 0 | 0 | 0 | 0 | 0 | 0 | 0 | 0 | 0 | 0 | 0 | 0 | 0 | 0 | 0 | 0 | 0 | 0 | 0 | 0 | 0 | 0 | 0 | 0 | 0 | 0 | 0 | 0 | 0 | 0 | 0 | 0 | 0 | 0 | 0 | 0 | 0 | 0 | 1 | 0 | 0 | 0 | 0 | 1 | 0 | 0 | 0 | 0 | 0 | 0 | 0 | 0 | 0 | 0 | 0 | 0 | 0 | 0 | 0 | 0 | 0 | 0 | 0 | 0 | 0 | 0 | 0 | 0 |  | 0 | 0 | 0 | 0 | 0 | 0 | 0 | 0 | 0 | 0 | 0 | 0 | 0 | 0 | 0 | 0 | 0 | 0 | 0 | 0 | 0 | 0 | 0 | 0 | 0 | 0 | 0 | 0 | 0 | 0 | 0 | 0 | 0 | 0 | 0 | 0 | 0 | 0 | 0 | 0 | 0 | 0 | 0 | 0 | 0 | 0 | 0 | 0 | 0 | 0 | 0 | 109.518 | 35.1401 | 0.4922 | Semitropic-Midway 115kV Line | Semitropic-Midway 115kV Line | Semitropic-Midway 115kV Line |  | 0 | 0 | 0 | 0 | 0 | 0 | 109.518 | 35.1401 | 0.4922 | Semitropic-Midway 115kV Line | Semitropic-Midway 115kV Line | Semitropic-Midway 115kV Line |  | 1 | 1 | NO | 1 | 1 | 1 | NO | 1
PG&E Greater Bay Study Area | Contra Costa PP | 230 | 0 | 0 | 0 | 0 | 0 | 0 | 0 | 0 | 0 | 0 | 0 | 0 | 0 | 0 | 0 | 0 | 0 | 0 | 0 | 0 | 0 | 0 | 0 | 0 | 0 | 0 | 0 | 0 | 0 | 0 | 0 | 0 | 0 | 0 | 0 | 0 | 0 | 0 | 0 | 0 | 0 | 0 | 0 | 0 | 0 | 0 | 0 | 0 | 0 | 0 | 0 | 0 | 0 | 0 | 0 | 0 | 0 | 0 | 1 | 1 | 1 | 0 | 0 | 0 | 1 | 0 | 0 | 0 | 0 | 0 | 0 | 0 | 0 | 1 | 0 | 0 | 0 | 0 | 0 | 0 | 0 | 0 | 0 | 0 | 0 | 0 | 0 | 0 | 0 | 0 | 0 | 0 | 0 | 0 | 0 | 0 | 0 | 0 | 0 | 0 | 0 | 0 | 0 | 0 | 0 | 0 | 0 | 0 |  | 0 | 0 | 0 | 0 | 0 | 0 | 0 | 0 | 0 | 0 | 0 | 0 | 0 | 0 | 0 | 0 | 0 | 0 | 0 | 0 | 0 | 0 | 0 | 0 | 0 | 0 | 0 | 0 | 0 | 0 | 0 | 0 | 0 | 0 | 0 | 0 | 0 | 0 | 0 | 0 | 0 | 0 | 0 | 0 | 0 | 1 | 0 | 0 | 0 | 0 | 0 | -133.2328 | 381.3403 | 921.9913 | Windmaster-Delta pumps 230 kV line | Windmaster-Delta pumps 230 kV line | Windmaster-Delta pumps 230 kV line |  | 1 | 0 | 0 | 0 | 0 | 0 | -133.2328 | 381.3403 | 921.9913 | Windmaster-Delta pumps 230 kV line | Windmaster-Delta pumps 230 kV line | Windmaster-Delta pumps 230 kV line |  | 5 | 5 | NO | 5 | 1 | 1 | NO | 1
PG&E Greater Bay Study Area | Contra Costa | 230 | 0 | 0 | 0 | 0 | 0 | 0 | 0 | 0 | 0 | 0 | 0 | 0 | 0 | 0 | 0 | 0 | 0 | 0 | 0 | 0 | 0 | 0 | 0 | 0 | 0 | 0 | 0 | 0 | 0 | 0 | 0 | 0 | 0 | 0 | 0 | 0 | 0 | 0 | 0 | 0 | 0 | 0 | 0 | 0 | 0 | 0 | 0 | 0 | 0 | 0 | 0 | 0 | 0 | 0 | 0 | 0 | 0 | 0 | 1 | 1 | 1 | 0 | 0 | 1 | 1 | 0 | 0 | 0 | 0 | 0 | 0 | 0 | 0 | 0 | 1 | 0 | 0 | 0 | 0 | 0 | 0 | 0 | 0 | 0 | 0 | 0 | 0 | 0 | 0 | 0 | 0 | 0 | 0 | 0 | 0 | 0 | 0 | 0 | 0 | 0 | 0 | 0 | 0 | 0 | 0 | 0 | 0 | 0 |  | 0 | 0 | 0 | 0 | 0 | 0 | 0 | 0 | 0 | 0 | 0 | 0 | 0 | 0 | 0 | 0 | 0 | 0 | 0 | 0 | 0 | 0 | 0 | 0.9375 | 0 | 0 | 0 | 0 | 0 | 1 | 0 | 0 | 0 | 0 | 0 | 0 | 0 | 0 | 0.9375 | 0 | 0 | 0 | 0 | 0 | 1 | 2 | 0 | 0 | 0 | 0 | 0 | -325.6387 | 125.4613 | 452.5825 | Birds Landing-Contra Costa 230kV Line | Birds Landing-Contra Costa 230kV Line | Birds Landing-Contra Costa 230kV Line |  | 2 | 0 | 0 | 0 | 0 | 0 | -325.6387 | 125.4613 | 452.5825 | Birds Landing-Contra Costa 230kV Line | Birds Landing-Contra Costa 230kV Line | Birds Landing-Contra Costa 230kV Line |  | 5 | 5 | NO | 5 | 1 | 1 | NO | 1
SCE North of Lugo Study Area | Control | 115 | 0 | 0 | 0 | 0 | 0 | 0 | 0 | 0 | 0 | 0 | 0 | 0 | 0 | 1 | 1 | 1 | 1 | 0 | 0 | 0 | 0 | 0 | 0 | 0 | 0 | 0 | 0 | 0 | 0 | 0 | 0 | 0 | 0 | 0 | 0 | 0 | 0 | 0 | 0 | 0 | 0 | 0 | 0 | 0 | 0 | 0 | 0 | 0 | 0 | 0 | 0 | 0 | 0 | 0 | 0 | 0 | 0 | 0 | 0 | 0 | 0 | 0 | 0 | 0 | 0 | 0 | 0 | 0 | 0 | 0 | 0 | 0 | 0 | 0 | 0 | 0 | 0 | 0 | 0 | 0 | 0 | 0 | 0 | 0 | 0 | 0 | 0 | 0 | 0 | 0 | 0 | 0 | 0 | 0 | 0 | 0 | 0 | 0 | 0 | 0 | 0 | 0 | 0 | 0 | 0 | 0 | 0 | 3 |  | 53.7 | 0 | 0 | 0 | 0 | 0 | 0 | 0 | 0 | 0 | 0 | 0 | 0 | 0 | 1 | 0 | 0 | 0 | 0 | 0 | 0 | 0 | 0 | 0 | 0 | 0 | 0 | 0 | 0 | 0 | 0 | 1.5 | 0 | 0 | 0 | 0 | 0 | 0 | 0 | 0 | 0 | 0 | 0 | 0 | 1 | 0 | 0 | 1 | 0 | 0 | 1 | 0.288 | -0.354 | -0.24 | Control to Inyokern area constraint | Control to Inyokern area constraint | Control to Inyokern area constraint |  | 0 | 0 | 1 | 0 | 0 | 1 | 0.288 | -0.354 | -0.24 | Control to Inyokern area constraint | Control to Inyokern area constraint | Control to Inyokern area constraint |  | 5 | 5 | NO | 5 | 3 | 3 | NO | 3
SCE North of Lugo Study Area | Coolwater | 230 | 0 | 0 | 0 | 0 | 0 | 0 | 0 | 0 | 0 | 0 | 0 | 0 | 0 | 0 | 1 | 1 | 1 | 0 | 0 | 0 | 0 | 0 | 0 | 0 | 0 | 0 | 0 | 0 | 0 | 0 | 0 | 0 | 0 | 0 | 0 | 0 | 0 | 0 | 0 | 0 | 0 | 0 | 0 | 0 | 0 | 0 | 0 | 0 | 0 | 0 | 0 | 0 | 0 | 0 | 0 | 0 | 0 | 0 | 0 | 0 | 0 | 0 | 0 | 0 | 0 | 0 | 0 | 0 | 0 | 0 | 0 | 0 | 0 | 0 | 0 | 0 | 0 | 0 | 0 | 0 | 0 | 0 | 0 | 0 | 0 | 0 | 0 | 0 | 0 | 0 | 0 | 0 | 0 | 0 | 0 | 0 | 0 | 0 | 0 | 0 | 0 | 0 | 0 | 0 | 0 | 0 | 0 | 3 |  | 0 | 0 | 0 | 0 | 0 | 0 | 0 | 0 | 0 | 0 | 0 | 0 | 0 | 0 | 0 | 0 | 0 | 0 | 0 | 0 | 0 | 0 | 0 | 0 | 0 | 0 | 0 | 0 | 0 | 0 | 0 | 0 | 0 | 0 | 0 | 0 | 0 | 0 | 0 | 0 | 0 | 0 | 0 | 0 | 0 | 0 | 0 | 0 | 0 | 0 | 0 | 1275.208 | 1459.871 | 668.3 | Lugo Transformer Area Constraint | Kramer to Victor Area Constraint | Kramer to Victor Area Constraint |  | 0 | 0 | 0 | 0 | 0 | 0 | 1275.208 | 1459.871 | 668.3 | Lugo Transformer Area Constraint | Kramer to Victor Area Constraint | Kramer to Victor Area Constraint |  | 1 | 1 | NO | 1 | 1 | 1 | NO | 1
SCE North of Lugo Study Area | Coolwater | 115 | 0 | 0 | 0 | 0 | 0 | 0 | 0 | 0 | 0 | 0 | 0 | 0 | 0 | 0 | 1 | 1 | 1 | 0 | 0 | 0 | 0 | 0 | 0 | 0 | 0 | 0 | 0 | 0 | 0 | 0 | 0 | 0 | 0 | 0 | 0 | 0 | 0 | 0 | 0 | 0 | 0 | 0 | 0 | 0 | 0 | 0 | 0 | 0 | 0 | 0 | 0 | 0 | 0 | 0 | 0 | 0 | 0 | 0 | 0 | 0 | 0 | 0 | 0 | 0 | 0 | 0 | 0 | 0 | 0 | 0 | 0 | 0 | 0 | 0 | 0 | 0 | 0 | 0 | 0 | 0 | 0 | 0 | 0 | 0 | 0 | 0 | 0 | 0 | 0 | 0 | 0 | 0 | 0 | 0 | 0 | 0 | 0 | 0 | 0 | 0 | 0 | 0 | 0 | 0 | 0 | 0 | 0 | 3 |  | 0 | 0 | 0 | 0 | 0 | 0 | 0 | 0 | 0 | 0 | 0 | 0 | 0 | 0 | 0 | 0 | 0 | 0 | 0 | 0 | 0 | 0 | 0 | 0 | 0 | 0 | 0 | 0 | 0 | 0 | 0 | 0 | 210 | 0 | 0 | 0 | 0 | 0 | 0 | 150 | 200 | 110 | 0 | 0 | 1 | 0 | 0 | 0 | 0 | 0 | 0 | 1275.208 | 1459.871 | 668.3 | Lugo Transformer Area Constraint | Kramer to Victor Area Constraint | Kramer to Victor Area Constraint |  | 0 | 0 | 0 | 0 | 0 | 0 | 1275.208 | 1459.871 | 668.3 | Lugo Transformer Area Constraint | Kramer to Victor Area Constraint | Kramer to Victor Area Constraint |  | 1 | 1 | NO | 1 | 1 | 1 | NO | 1
PG&E Fresno Study Area | Corcoran | 115 | 0 | 0 | 0 | 0 | 0 | 0 | 0 | 0 | 0 | 0 | 0 | 0 | 0 | 0 | 0 | 0 | 0 | 0 | 0 | 0 | 0 | 0 | 0 | 0 | 0 | 0 | 0 | 0 | 0 | 0 | 0 | 0 | 0 | 0 | 0 | 0 | 0 | 0 | 0 | 0 | 0 | 0 | 0 | 0 | 0 | 0 | 0 | 0 | 0 | 0 | 0 | 0 | 0 | 0 | 0 | 0 | 0 | 0 | 0 | 0 | 0 | 0 | 0 | 0 | 0 | 0 | 0 | 0 | 0 | 0 | 0 | 0 | 0 | 0 | 0 | 0 | 0 | 1 | 1 | 0 | 0 | 0 | 1 | 1 | 0 | 0 | 0 | 0 | 0 | 0 | 0 | 0 | 0 | 0 | 0 | 0 | 0 | 0 | 0 | 0 | 0 | 0 | 0 | 0 | 0 | 1 | 1 | 0 |  | 0 | 0 | 0 | 0 | 0 | 0 | 0 | 0 | 0 | 0 | 0 | 0 | 0 | 0 | 0 | 0 | 0 | 0 | 0 | 0 | 0 | 0 | 0 | 0 | 0 | 0 | 0 | 0 | 0 | 0 | 0 | 0 | 0 | 0 | 0 | 0 | 0 | 0 | 4 | 0 | 0 | 0 | 0 | 0 | 1 | 0 | 1 | 0 | 0 | 1 | 0 | -59.457 | 35.1401 | -593.4625 | Moss Landing-Las Aguilas 230 kV Line | Semitropic-Midway 115kV Line | Moss Landing-Las Aguilas 230 kV Line |  | 0 | 1 | 0 | 0 | 0 | 0 | -59.457 | 35.1401 | 0.4922 | Moss Landing-Las Aguilas 230 kV Line | Semitropic-Midway 115kV Line | Semitropic-Midway 115kV Line |  | 3 | 3 | NO | 3 | 5 | 1 | YES | 2
PG&E North of Greater Bay Study Area | Corona | 115 | 0 | 0 | 0 | 0 | 0 | 0 | 0 | 0 | 0 | 0 | 0 | 0 | 0 | 0 | 0 | 0 | 0 | 0 | 0 | 0 | 0 | 0 | 0 | 0 | 0 | 0 | 0 | 0 | 0 | 0 | 0 | 0 | 0 | 0 | 0 | 0 | 0 | 0 | 0 | 0 | 0 | 0 | 0 | 1 | 1 | 0 | 1 | 0 | 0 | 0 | 0 | 0 | 0 | 0 | 0 | 0 | 1 | 1 | 1 | 1 | 1 | 0 | 0 | 0 | 1 | 0 | 0 | 0 | 0 | 0 | 0 | 0 | 0 | 1 | 1 | 0 | 0 | 0 | 0 | 0 | 0 | 0 | 0 | 0 | 0 | 0 | 0 | 0 | 0 | 0 | 0 | 0 | 0 | 0 | 0 | 0 | 0 | 0 | 0 | 0 | 0 | 0 | 0 | 0 | 0 | 0 | 0 | 2 |  | 0 | 0 | 0 | 0 | 0 | 0 | 0 | 0 | 0 | 0 | 0 | 0 | 0 | 0 | 0 | 0 | 0 | 0 | 0 | 0 | 0 | 0 | 0 | 0 | 0 | 0 | 0 | 0 | 0 | 0 | 0 | 0 | 0 | 0 | 0 | 0 | 0 | 0 | 0 | 0 | 0 | 0 | 0 | 0 | 0 | 3 | 0 | 0 | 0 | 0 | 0 | -836.7415 | 125.4613 | 452.5825 | Vaca Dixon-Tesla 500kV Line | Birds Landing-Contra Costa 230kV Line | Birds Landing-Contra Costa 230kV Line |  | 2 | 0 | 0 | 0 | 0 | 0 | -325.6387 | 125.4613 | 452.5825 | Birds Landing-Contra Costa 230kV Line | Birds Landing-Contra Costa 230kV Line | Birds Landing-Contra Costa 230kV Line |  | 5 | 5 | NO | 5 | 1 | 1 | NO | 1
PG&E North of Greater Bay Study Area | Cortina | 230 | 0 | 0 | 0 | 0 | 0 | 0 | 0 | 0 | 0 | 0 | 0 | 0 | 0 | 0 | 0 | 0 | 0 | 0 | 0 | 0 | 0 | 0 | 0 | 0 | 0 | 0 | 0 | 0 | 0 | 0 | 0 | 0 | 0 | 0 | 0 | 0 | 0 | 0 | 0 | 0 | 0 | 0 | 0 | 0 | 1 | 0 | 0 | 0 | 0 | 0 | 0 | 0 | 0 | 0 | 0 | 0 | 0 | 0 | 1 | 0 | 0 | 0 | 0 | 0 | 0 | 0 | 0 | 0 | 0 | 0 | 0 | 0 | 0 | 0 | 1 | 0 | 0 | 0 | 0 | 0 | 0 | 0 | 0 | 0 | 0 | 0 | 0 | 0 | 0 | 0 | 0 | 0 | 0 | 0 | 0 | 0 | 0 | 0 | 0 | 0 | 0 | 0 | 0 | 0 | 0 | 0 | 0 | 0 |  | 0 | 0 | 0 | 0 | 0 | 0 | 0 | 0 | 0 | 0 | 0 | 0 | 0 | 0 | 0 | 0 | 0 | 0 | 0 | 0 | 0 | 0 | 0 | 0 | 0 | 0 | 0 | 0 | 0 | 0 | 0 | 0 | 0 | 0 | 0 | 0 | 0 | 0 | 0 | 0 | 0 | 0 | 0 | 0 | 0 | 3 | 0 | 0 | 0 | 0 | 0 | -836.7415 | 125.4613 | 452.5825 | Vaca Dixon-Tesla 500kV Line | Birds Landing-Contra Costa 230kV Line | Birds Landing-Contra Costa 230kV Line |  | 2 | 0 | 0 | 0 | 0 | 0 | -325.6387 | 125.4613 | 452.5825 | Birds Landing-Contra Costa 230kV Line | Birds Landing-Contra Costa 230kV Line | Birds Landing-Contra Costa 230kV Line |  | 5 | 5 | NO | 5 | 1 | 1 | NO | 1
PG&E North of Greater Bay Study Area | Cortina | 115 | 0 | 0 | 0 | 0 | 0 | 0 | 0 | 0 | 0 | 0 | 0 | 0 | 0 | 0 | 0 | 0 | 0 | 0 | 0 | 0 | 0 | 0 | 0 | 0 | 0 | 0 | 0 | 0 | 0 | 0 | 0 | 0 | 0 | 0 | 0 | 0 | 0 | 0 | 0 | 0 | 0 | 0 | 0 | 1 | 1 | 0 | 0 | 0 | 0 | 0 | 0 | 0 | 0 | 0 | 0 | 0 | 0 | 0 | 0 | 0 | 1 | 0 | 0 | 0 | 0 | 0 | 0 | 0 | 0 | 0 | 0 | 0 | 0 | 0 | 1 | 0 | 0 | 0 | 0 | 0 | 0 | 0 | 0 | 0 | 0 | 0 | 0 | 0 | 0 | 0 | 0 | 0 | 0 | 0 | 0 | 0 | 0 | 0 | 0 | 0 | 0 | 0 | 0 | 0 | 0 | 0 | 0 | 0 |  | 0 | 0 | 0 | 0 | 0 | 0 | 0 | 0 | 0 | 0 | 0 | 0 | 0 | 0 | 0 | 0 | 5 | 0 | 0 | 0 | 0 | 0 | 0 | 0 | 0 | 0 | 0 | 0 | 0 | 1 | 0 | 5 | 0 | 0 | 0 | 0 | 0 | 0 | 0 | 80 | 150 | 150 | 0 | 0 | 1 | 2 | 0 | 0 | 0 | 0 | 0 | -836.7415 | 125.4613 | 452.5825 | Vaca Dixon-Tesla 500kV Line | Birds Landing-Contra Costa 230kV Line | Birds Landing-Contra Costa 230kV Line |  | 1 | 0 | 0 | 0 | 0 | 0 | -325.6387 | 125.4613 | 452.5825 | Birds Landing-Contra Costa 230kV Line | Birds Landing-Contra Costa 230kV Line | Birds Landing-Contra Costa 230kV Line |  | 5 | 5 | NO | 5 | 1 | 1 | NO | 1
PG&E Greater Bay Study Area | Cottle | 230 | 0 | 0 | 0 | 0 | 0 | 0 | 0 | 0 | 0 | 0 | 0 | 0 | 0 | 0 | 0 | 0 | 0 | 0 | 0 | 0 | 0 | 0 | 0 | 0 | 0 | 0 | 0 | 0 | 0 | 0 | 0 | 0 | 0 | 0 | 0 | 0 | 0 | 0 | 0 | 0 | 0 | 0 | 0 | 0 | 0 | 0 | 0 | 0 | 0 | 0 | 1 | 0 | 0 | 0 | 0 | 0 | 0 | 0 | 0 | 0 | 0 | 0 | 0 | 0 | 1 | 1 | 0 | 0 | 0 | 0 | 0 | 0 | 0 | 0 | 0 | 0 | 0 | 0 | 0 | 0 | 0 | 0 | 0 | 0 | 0 | 1 | 1 | 0 | 1 | 1 | 1 | 1 | 0 | 0 | 0 | 1 | 0 | 1 | 1 | 0 | 0 | 1 | 0 | 0 | 0 | 0 | 0 | 2 |  | 0 | 0 | 0 | 0 | 0 | 0 | 0 | 0 | 0 | 0 | 0 | 0 | 0 | 0 | 0 | 0 | 0 | 0 | 0 | 0 | 0 | 0 | 0 | 0 | 0 | 0 | 0 | 0 | 0 | 0 | 0 | 2 | 0 | 0 | 0 | 0 | 0 | 0 | 0 | 0 | 0 | 0 | 0 | 0 | 1 | 2 | 0 | 1 | 0 | 1 | 0 | -320.035 | -80.363 | -52.8673 | Chowchilla-Le grand 115kV Line | Chowchilla-Le grand 115kV Line | Panoche- Mendota 115 kV line |  | 0 | 0 | 0 | 0 | 0 | 0 | 71.981 | 208.4702 | 6.8725 | Gates 500/230kV TB #11 | Gates 500/230kV TB #11 | Dairyland-Chowchilla 115kV Line |  | 5 | 1 | YES | 2 | 5 | 1 | YES | 2
PG&E North of Greater Bay Study Area | Cottonwood | 230 | 0 | 0 | 0 | 0 | 0 | 0 | 0 | 0 | 0 | 0 | 0 | 0 | 0 | 0 | 0 | 0 | 0 | 0 | 0 | 0 | 0 | 0 | 0 | 0 | 0 | 0 | 0 | 0 | 0 | 0 | 0 | 0 | 0 | 0 | 0 | 0 | 0 | 0 | 0 | 0 | 0 | 0 | 0 | 0 | 1 | 0 | 0 | 0 | 1 | 0 | 0 | 0 | 0 | 0 | 0 | 0 | 0 | 0 | 0 | 0 | 0 | 0 | 0 | 0 | 0 | 0 | 0 | 0 | 0 | 0 | 0 | 0 | 0 | 0 | 0 | 0 | 0 | 0 | 0 | 0 | 0 | 0 | 0 | 0 | 0 | 0 | 0 | 0 | 0 | 0 | 0 | 0 | 0 | 0 | 0 | 0 | 0 | 0 | 0 | 0 | 0 | 0 | 0 | 0 | 0 | 0 | 0 | 0 |  | 0 | 0 | 0 | 0 | 0 | 0 | 0 | 0 | 0 | 0 | 0 | 0 | 0 | 0 | 0 | 0 | 0 | 0 | 0 | 0 | 0 | 0 | 0 | 0 | 0 | 0 | 0 | 0 | 0 | 0 | 0 | 0 | 0 | 0 | 0 | 0 | 0 | 0 | 0 | 0 | 0 | 0 | 0 | 0 | 0 | 2 | 0 | 1 | 0 | 0 | 0 | -836.7415 | -18.6 | 50.7 | Vaca Dixon-Tesla 500kV Line | Carberry-Round Mountain 230kV Line | Carberry-Round Mountain 230kV Line |  | 1 | 0 | 0 | 0 | 0 | 0 | -93 | 7.4 | 75.7 | Carberry-Round Mountain 230kV Line | Carberry-Round Mountain 230kV Line | Carberry-Round Mountain 230kV Line |  | 5 | 5 | NO | 5 | 1 | 1 | NO | 1
PG&E Greater Bay Study Area | Coyote | 230 | 0 | 0 | 0 | 0 | 0 | 0 | 0 | 0 | 0 | 0 | 0 | 0 | 0 | 0 | 0 | 0 | 0 | 0 | 0 | 0 | 0 | 0 | 0 | 0 | 0 | 0 | 0 | 0 | 0 | 0 | 0 | 0 | 0 | 0 | 0 | 0 | 0 | 0 | 0 | 0 | 0 | 0 | 0 | 0 | 0 | 0 | 0 | 0 | 0 | 0 | 0 | 0 | 0 | 0 | 0 | 0 | 0 | 0 | 0 | 0 | 0 | 0 | 0 | 0 | 1 | 0 | 0 | 0 | 0 | 0 | 0 | 1 | 0 | 0 | 0 | 0 | 0 | 0 | 0 | 0 | 0 | 0 | 0 | 0 | 0 | 0 | 0 | 0 | 0 | 0 | 0 | 0 | 0 | 0 | 0 | 0 | 0 | 0 | 0 | 0 | 0 | 0 | 0 | 0 | 0 | 0 | 0 | 1 |  | 0 | 0 | 0 | 0 | 0 | 0 | 0 | 0 | 0 | 0 | 0 | 0 | 0 | 0 | 0 | 0 | 0 | 0 | 0 | 0 | 0 | 0 | 0 | 0 | 0 | 0 | 0 | 0 | 0 | 0 | 0 | 0 | 0 | 0 | 0 | 0 | 0 | 0 | 0 | 0 | 0 | 0 | 0 | 0 | 0 | 0 | 0 | 0 | 0 | 0 | 0 | 1192.8067 | 2647.9926 | 5529.7877 | Tesla-Bellota 230 kV line | Tesla-Bellota 230 kV line | Tesla-Bellota 230 kV line |  | 0 | 0 | 0 | 0 | 0 | 0 | 1192.8067 | 2647.9926 | 5529.7877 | Tesla-Bellota 230 kV line | Tesla-Bellota 230 kV line | Tesla-Bellota 230 kV line |  | 1 | 1 | NO | 1 | 1 | 1 | NO | 1
SDG&E Study Area | Creelman | 69 | 0 | 0 | 0 | 0 | 0 | 0 | 0 | 0 | 0 | 0 | 0 | 0 | 0 | 0 | 0 | 0 | 0 | 0 | 0 | 0 | 0 | 0 | 0 | 0 | 0 | 0 | 0 | 0 | 0 | 0 | 1 | 1 | 0 | 1 | 0 | 0 | 0 | 0 | 0 | 0 | 0 | 0 | 0 | 0 | 0 | 0 | 0 | 0 | 0 | 0 | 0 | 0 | 0 | 0 | 0 | 0 | 0 | 0 | 0 | 0 | 0 | 0 | 0 | 0 | 0 | 0 | 0 | 0 | 0 | 0 | 0 | 0 | 0 | 0 | 0 | 0 | 0 | 0 | 0 | 0 | 0 | 0 | 0 | 0 | 0 | 0 | 0 | 0 | 0 | 0 | 0 | 0 | 0 | 0 | 0 | 0 | 0 | 0 | 0 | 0 | 0 | 0 | 0 | 0 | 0 | 0 | 0 | 0 |  | 0 | 0 | 0 | 0 | 0 | 0 | 0 | 0 | 0 | 0 | 0 | 0 | 0 | 0 | 0 | 0 | 0 | 0 | 0 | 0 | 0 | 0 | 0 | 0 | 0 | 0 | 0.47 | 0 | 0 | 1 | 0 | 0 | 0 | 0 | 0 | 0 | 0 | 0 | 0 | 0 | 0 | 0.47 | 0 | 0 | 1 | 1 | 0 | 0 | 0 | 0 | 0 | -436.9952 | 61.3023 | 296.5564 | Chicarita 138 kV constraint | Chicarita 138 kV constraint | Miguel 69 kV constraint |  | 0 | 0 | 0 | 0 | 0 | 0 | 164.7548 | 197.5523 | 296.5564 | Miguel 69 kV constraint | Miguel 69 kV constraint | Miguel 69 kV constraint |  | 5 | 1 | YES | 2 | 1 | 1 | NO | 1
PG&E Greater Bay Study Area | Crow Creek | 60 | 0 | 0 | 0 | 0 | 0 | 0 | 0 | 0 | 0 | 0 | 0 | 0 | 0 | 0 | 0 | 0 | 0 | 0 | 0 | 0 | 0 | 0 | 0 | 0 | 0 | 0 | 0 | 0 | 0 | 0 | 0 | 0 | 0 | 0 | 0 | 0 | 0 | 0 | 0 | 0 | 0 | 0 | 0 | 0 | 0 | 0 | 0 | 0 | 0 | 0 | 1 | 0 | 0 | 0 | 0 | 0 | 0 | 0 | 0 | 0 | 1 | 0 | 1 | 0 | 1 | 0 | 0 | 1 | 1 | 0 | 0 | 0 | 0 | 1 | 0 | 0 | 0 | 0 | 0 | 0 | 0 | 0 | 0 | 0 | 0 | 0 | 0 | 0 | 0 | 0 | 0 | 0 | 0 | 0 | 0 | 0 | 0 | 0 | 0 | 0 | 0 | 0 | 0 | 0 | 0 | 0 | 0 | 0 |  | 0 | 0 | 0 | 0 | 0 | 0 | 0 | 0 | 0 | 6.21 | 14.11 | 15 | 0 | 0 | 1 | 0 | 0 | 0 | 0 | 0 | 0 | 0 | 0 | 0 | 0 | 0 | 0 | 0 | 0 | 0 | 0 | 0 | 0 | 0 | 0 | 0 | 0 | 0 | 0 | 0 | 0 | 0 | 0 | 0 | 0 | 0 | 0 | 0 | 0 | 0 | 0 | 3.859 | 65.0472 | 77.1824 | Kasson Jct-Heinz 115 kV line | Salado-Crow Creek Sw Sta 60 kV line | Salado-Crow Creek Sw Sta 60 kV line |  | 0 | 0 | 0 | 0 | 0 | 0 | 3.859 | 65.0472 | 77.1824 | Kasson Jct-Heinz 115 kV line | Salado-Crow Creek Sw Sta 60 kV line | Salado-Crow Creek Sw Sta 60 kV line |  | 1 | 1 | NO | 1 | 1 | 1 | NO | 1
PG&E Greater Bay Study Area | Curtis | 115 | 0 | 0 | 0 | 0 | 0 | 0 | 0 | 0 | 0 | 0 | 0 | 0 | 0 | 0 | 0 | 0 | 0 | 0 | 0 | 0 | 0 | 0 | 0 | 0 | 0 | 0 | 0 | 0 | 0 | 0 | 0 | 0 | 0 | 0 | 0 | 0 | 0 | 0 | 0 | 0 | 0 | 0 | 0 | 0 | 0 | 0 | 0 | 0 | 0 | 0 | 1 | 0 | 0 | 0 | 0 | 0 | 0 | 0 | 0 | 0 | 1 | 0 | 1 | 0 | 1 | 0 | 0 | 0 | 0 | 0 | 0 | 0 | 0 | 1 | 0 | 0 | 0 | 0 | 0 | 0 | 0 | 0 | 0 | 0 | 0 | 0 | 0 | 0 | 0 | 0 | 0 | 0 | 0 | 0 | 0 | 0 | 0 | 0 | 0 | 0 | 0 | 0 | 0 | 0 | 0 | 0 | 0 | 0 |  | 0 | 0 | 0 | 0 | 0 | 0 | 0 | 0 | 0 | 0 | 0 | 0 | 0 | 0 | 0 | 0 | 0 | 0 | 0 | 0 | 0 | 0 | 0 | 0 | 0 | 0 | 0 | 0 | 0 | 0 | 0 | 5 | 0 | 0 | 0 | 0 | 0 | 0 | 0 | 0 | 0 | 0 | 0 | 0 | 1 | 0 | 0 | 0 | 0 | 0 | 0 | 3.859 | 102.156 | 280.6464 | Kasson Jct-Heinz 115 kV line | Kasson Jct-Heinz 115 kV line | Kasson Jct-Heinz 115 kV line |  | 0 | 0 | 0 | 0 | 0 | 0 | 3.859 | 102.156 | 280.6464 | Kasson Jct-Heinz 115 kV line | Kasson Jct-Heinz 115 kV line | Kasson Jct-Heinz 115 kV line |  | 1 | 1 | NO | 1 | 1 | 1 | NO | 1
PG&E Fresno Study Area | Dairyland | 115 | 0 | 0 | 0 | 0 | 0 | 0 | 0 | 0 | 0 | 0 | 0 | 0 | 0 | 0 | 0 | 0 | 0 | 0 | 0 | 0 | 0 | 0 | 0 | 0 | 0 | 0 | 0 | 0 | 0 | 0 | 0 | 0 | 0 | 0 | 0 | 0 | 0 | 0 | 0 | 0 | 0 | 0 | 0 | 0 | 0 | 0 | 0 | 0 | 0 | 0 | 0 | 0 | 0 | 0 | 0 | 0 | 0 | 0 | 0 | 0 | 0 | 0 | 0 | 0 | 0 | 0 | 0 | 0 | 0 | 0 | 0 | 0 | 0 | 0 | 0 | 0 | 0 | 0 | 0 | 0 | 0 | 0 | 0 | 0 | 0 | 0 | 0 | 0 | 0 | 0 | 0 | 0 | 0 | 0 | 0 | 0 | 0 | 0 | 0 | 1 | 0 | 0 | 0 | 0 | 0 | 0 | 0 | 0 |  | 0 | 0 | 0 | 0 | 0 | 0 | 0 | 0 | 0 | 0 | 0 | 0 | 0 | 0 | 0 | 0 | 0 | 0 | 0 | 0 | 0 | 0 | 0 | 0 | 0 | 0 | 0 | 0 | 0 | 0 | 0 | 0 | 0 | 0 | 0 | 0 | 0 | 0 | 5 | 0 | 0 | 0 | 0 | 0 | 1 | 0 | 0 | 0 | 0 | 0 | 0 | 126.915 | 204.913 | 0.15 | Merced 115/70kV TB#2 | Merced 115/70kV TB#2 | Merced 115/70kV TB#2 |  | 0 | 0 | 0 | 0 | 0 | 0 | 126.915 | 204.913 | 0.15 | Merced 115/70kV TB#2 | Merced 115/70kV TB#2 | Merced 115/70kV TB#2 |  | 1 | 1 | NO | 1 | 1 | 1 | NO | 1
PG&E North of Greater Bay Study Area | Davis | 115 | 0 | 0 | 0 | 0 | 0 | 0 | 0 | 0 | 0 | 0 | 0 | 0 | 0 | 0 | 0 | 0 | 0 | 0 | 0 | 0 | 0 | 0 | 0 | 0 | 0 | 0 | 0 | 0 | 0 | 0 | 0 | 0 | 0 | 0 | 0 | 0 | 0 | 0 | 0 | 0 | 0 | 0 | 0 | 0 | 1 | 1 | 0 | 1 | 0 | 1 | 1 | 0 | 1 | 0 | 0 | 0 | 0 | 0 | 0 | 0 | 0 | 0 | 0 | 0 | 1 | 1 | 0 | 0 | 0 | 0 | 0 | 0 | 0 | 0 | 0 | 0 | 0 | 0 | 0 | 0 | 0 | 0 | 0 | 0 | 0 | 0 | 0 | 0 | 0 | 0 | 0 | 0 | 0 | 0 | 0 | 0 | 0 | 0 | 0 | 0 | 0 | 0 | 0 | 0 | 0 | 0 | 0 | 0 |  | 0 | 0 | 0 | 0 | 0 | 0 | 0 | 0 | 0 | 0 | 0 | 0 | 0 | 0 | 0 | 0 | 0 | 0 | 0 | 0 | 0 | 0 | 0 | 0 | 0 | 0 | 0 | 0 | 0 | 0 | 0 | 0 | 0 | 0 | 0 | 0 | 0 | 0 | 0 | 0 | 0 | 0 | 0 | 0 | 0 | 2 | 0 | 0 | 0 | 0 | 0 | -836.7415 | 27.5905 | 66.82 | Vaca Dixon-Tesla 500kV Line | Rocklin-Pleaseant grove 115kV line | Woodland- Davis 115kV line |  | 1 | 0 | 0 | 0 | 0 | 0 | -27.1325 | 27.5905 | 66.82 | Rocklin-Pleaseant grove 115kV line | Rocklin-Pleaseant grove 115kV line | Woodland- Davis 115kV line |  | 5 | 5 | NO | 5 | 1 | 1 | NO | 1
SCE Metro Study Area | Del Amo | 230 | 0 | 0 | 0 | 0 | 0 | 0 | 0 | 0 | 0 | 0 | 1 | 1 | 1 | 0 | 0 | 0 | 0 | 0 | 0 | 0 | 0 | 0 | 0 | 0 | 0 | 0 | 0 | 0 | 0 | 0 | 0 | 0 | 0 | 0 | 0 | 0 | 0 | 0 | 0 | 0 | 0 | 0 | 0 | 0 | 0 | 0 | 0 | 0 | 0 | 0 | 0 | 0 | 0 | 0 | 0 | 0 | 0 | 0 | 0 | 0 | 0 | 0 | 0 | 0 | 0 | 0 | 0 | 0 | 0 | 0 | 0 | 0 | 0 | 0 | 0 | 0 | 0 | 0 | 0 | 0 | 0 | 0 | 0 | 0 | 0 | 0 | 0 | 0 | 0 | 0 | 0 | 0 | 0 | 0 | 0 | 0 | 0 | 0 | 0 | 0 | 0 | 0 | 0 | 0 | 0 | 0 | 0 | 0 |  | 0 | 0 | 0 | 0 | 0 | 0 | 0 | 0 | 0 | 0 | 0 | 10 | 0 | 0 | 1 | 0 | 0 | 0 | 0 | 0 | 0 | 0 | 0 | 0 | 0 | 0 | 0 | 0 | 0 | 0 | 0 | 0 | 0 | 0 | 0 | 0 | 0 | 0 | 0 | 0 | 0 | 0 | 0 | 0 | 0 | 0 | 0 | 0 | 0 | 0 | 0 | 3139.976 | 3337.692 | 3938.92 | Hinson - Del Amo Constraint | Hinson - Del Amo Constraint | Hinson - Del Amo Constraint |  | 0 | 0 | 0 | 0 | 0 | 0 | 3139.976 | 3337.692 | 3938.92 | Hinson - Del Amo Constraint | Hinson - Del Amo Constraint | Hinson - Del Amo Constraint |  | 1 | 1 | NO | 1 | 1 | 1 | NO | 1
SCE Eastern Study Area | Delaney | 500 | 0 | 0 | 0 | 0 | 0 | 0 | 0 | 0 | 0 | 0 | 0 | 0 | 0 | 0 | 0 | 0 | 0 | 0 | 0 | 1 | 1 | 1 | 0 | 0 | 0 | 1 | 0 | 0 | 0 | 0 | 0 | 0 | 0 | 0 | 0 | 0 | 0 | 0 | 0 | 0 | 0 | 0 | 0 | 0 | 0 | 0 | 0 | 0 | 0 | 0 | 0 | 0 | 0 | 0 | 0 | 0 | 0 | 0 | 0 | 0 | 0 | 0 | 0 | 0 | 0 | 0 | 0 | 0 | 0 | 0 | 0 | 0 | 0 | 0 | 0 | 0 | 0 | 0 | 0 | 0 | 0 | 0 | 0 | 0 | 0 | 0 | 0 | 0 | 0 | 0 | 0 | 0 | 0 | 0 | 0 | 0 | 0 | 0 | 0 | 0 | 0 | 0 | 0 | 0 | 0 | 0 | 0 | 3 |  | 0 | 0 | 0 | 0 | 0 | 0 | 0 | 0 | 0 | 0 | 0 | 0 | 0 | 0 | 0 | 0 | 0 | 0 | 0 | 0 | 0 | 0 | 0 | 0 | 10 | 140 | 0 | 0 | 0 | 1 | 0 | 0 | 0 | 0 | 0 | 0 | 0 | 0 | 0 | 10 | 140 | 0 | 0 | 0 | 1 | 0 | 1 | 0 | 0 | 0 | 0 | -2124.047 | 1720.3875 | 1679.5 | Devers-Red Bluff Constraint | Devers-Red Bluff Constraint | DCRT Constraint |  | 0 | 1 | 0 | 0 | 0 | 0 | -2124.047 | 1720.3875 | 1679.5 | Devers-Red Bluff Constraint | Devers-Red Bluff Constraint | DCRT Constraint |  | 4 | 4 | NO | 4 | 1 | 1 | NO | 1
PG&E North of Greater Bay Study Area | Delevan | 230 | 0 | 0 | 0 | 0 | 0 | 0 | 0 | 0 | 0 | 0 | 0 | 0 | 0 | 0 | 0 | 0 | 0 | 0 | 0 | 0 | 0 | 0 | 0 | 0 | 0 | 0 | 0 | 0 | 0 | 0 | 0 | 0 | 0 | 0 | 0 | 0 | 0 | 0 | 0 | 0 | 0 | 0 | 0 | 0 | 1 | 0 | 0 | 0 | 0 | 0 | 1 | 0 | 0 | 0 | 0 | 0 | 0 | 0 | 0 | 0 | 1 | 0 | 0 | 0 | 0 | 0 | 0 | 0 | 0 | 0 | 0 | 0 | 0 | 0 | 1 | 0 | 0 | 0 | 0 | 0 | 0 | 0 | 0 | 0 | 0 | 0 | 0 | 0 | 0 | 0 | 0 | 0 | 0 | 0 | 0 | 0 | 0 | 0 | 0 | 0 | 0 | 0 | 0 | 0 | 0 | 0 | 0 | 0 |  | 0 | 0 | 0 | 0 | 0 | 0 | 0 | 0 | 0 | 0 | 0 | 0 | 0 | 0 | 0 | 0 | 0 | 0 | 0 | 0 | 0 | 0 | 0 | 0 | 0 | 0 | 0 | 0 | 0 | 0 | 0 | 0 | 0 | 0 | 0 | 0 | 0 | 0 | 0 | 170 | 130 | 0 | 50 | 0 | 1 | 2 | 0 | 0 | 0 | 0 | 0 | -836.7415 | 125.4613 | 452.5825 | Vaca Dixon-Tesla 500kV Line | Birds Landing-Contra Costa 230kV Line | Birds Landing-Contra Costa 230kV Line |  | 1 | 0 | 0 | 0 | 0 | 0 | -325.6387 | 125.4613 | 452.5825 | Birds Landing-Contra Costa 230kV Line | Birds Landing-Contra Costa 230kV Line | Birds Landing-Contra Costa 230kV Line |  | 5 | 5 | NO | 5 | 1 | 1 | NO | 1
PG&E Greater Bay Study Area | Delta PP | 230 | 0 | 0 | 0 | 0 | 0 | 0 | 0 | 0 | 0 | 0 | 0 | 0 | 0 | 0 | 0 | 0 | 0 | 0 | 0 | 0 | 0 | 0 | 0 | 0 | 0 | 0 | 0 | 0 | 0 | 0 | 0 | 0 | 0 | 0 | 0 | 0 | 0 | 0 | 0 | 0 | 0 | 0 | 0 | 0 | 1 | 0 | 0 | 0 | 0 | 0 | 0 | 0 | 0 | 0 | 0 | 0 | 0 | 0 | 1 | 0 | 1 | 0 | 0 | 1 | 1 | 0 | 0 | 0 | 0 | 0 | 0 | 0 | 0 | 1 | 0 | 0 | 0 | 0 | 0 | 0 | 0 | 0 | 0 | 0 | 0 | 0 | 0 | 0 | 0 | 0 | 0 | 0 | 0 | 0 | 0 | 0 | 0 | 0 | 0 | 0 | 0 | 0 | 0 | 0 | 0 | 0 | 0 | 0 |  | 0 | 0 | 0 | 0 | 0 | 0 | 0 | 0 | 0 | 0 | 0 | 0 | 0 | 0 | 0 | 0 | 0 | 0 | 0 | 0 | 0 | 0 | 0 | 0 | 0 | 0 | 0 | 0 | 0 | 0 | 0 | 0 | 0 | 0 | 0 | 0 | 0 | 0 | 0 | 0 | 0 | 0 | 0 | 0 | 0 | 2 | 0 | 0 | 0 | 0 | 0 | -836.7415 | 193.7277 | 921.9913 | Vaca Dixon-Tesla 500kV Line | Vaca Dixon-Tesla 500kV Line | Windmaster-Delta pumps 230 kV line |  | 1 | 0 | 0 | 0 | 0 | 0 | -133.2328 | 381.3403 | 921.9913 | Windmaster-Delta pumps 230 kV line | Windmaster-Delta pumps 230 kV line | Windmaster-Delta pumps 230 kV line |  | 5 | 5 | NO | 5 | 1 | 1 | NO | 1
East of Pisgah Study Area | Desert View | 230 | 0 | 0 | 0 | 0 | 0 | 0 | 0 | 0 | 0 | 0 | 0 | 0 | 0 | 0 | 0 | 0 | 0 | 0 | 0 | 1 | 0 | 1 | 0 | 0 | 0 | 0 | 0 | 1 | 1 | 0 | 0 | 0 | 0 | 0 | 0 | 0 | 0 | 0 | 0 | 0 | 0 | 0 | 0 | 0 | 0 | 0 | 0 | 0 | 0 | 0 | 0 | 0 | 0 | 0 | 0 | 0 | 0 | 0 | 0 | 0 | 0 | 0 | 0 | 0 | 0 | 0 | 0 | 0 | 0 | 0 | 0 | 0 | 0 | 0 | 0 | 0 | 0 | 0 | 0 | 0 | 0 | 0 | 0 | 0 | 0 | 0 | 0 | 0 | 0 | 0 | 0 | 0 | 0 | 0 | 0 | 0 | 0 | 0 | 0 | 0 | 0 | 0 | 0 | 0 | 0 | 0 | 0 | 3 |  | 0 | 0 | 0 | 0 | 0 | 0 | 0 | 0 | 0 | 0 | 0 | 0 | 0 | 0 | 0 | 0 | 0 | 0 | 0 | 0 | 0 | 0 | 0 | 0 | 0 | 0 | 0 | 0 | 0 | 0 | 0 | 0 | 0 | 0 | 0 | 0 | 0 | 0 | 0 | 0 | 0 | 0 | 0 | 0 | 0 | 1 | 1 | 0 | 0 | 0 | 0 | -2124.047 | 568.64 | 1570.15 | Devers-Red Bluff Constraint | GLW 230kV area constraint | GLW 230kV area constraint |  | 0 | 1 | 0 | 0 | 0 | 0 | -2124.047 | 568.64 | 1570.15 | Devers-Red Bluff Constraint | GLW 230kV area constraint | GLW 230kV area constraint |  | 5 | 4 | YES | 4 | 1 | 1 | NO | 1
SCE Eastern Study Area | Devers | 500 | 0 | 0 | 0 | 0 | 0 | 0 | 0 | 0 | 0 | 0 | 0 | 0 | 0 | 0 | 0 | 0 | 0 | 0 | 0 | 0 | 0 | 0 | 0 | 1 | 0 | 1 | 0 | 0 | 0 | 0 | 0 | 0 | 0 | 0 | 0 | 0 | 0 | 0 | 0 | 0 | 0 | 0 | 0 | 0 | 0 | 0 | 0 | 0 | 0 | 0 | 0 | 0 | 0 | 0 | 0 | 0 | 0 | 0 | 0 | 0 | 0 | 0 | 0 | 0 | 0 | 0 | 0 | 0 | 0 | 0 | 0 | 0 | 0 | 0 | 0 | 0 | 0 | 0 | 0 | 0 | 0 | 0 | 0 | 0 | 0 | 0 | 0 | 0 | 0 | 0 | 0 | 0 | 0 | 0 | 0 | 0 | 0 | 0 | 0 | 0 | 0 | 0 | 0 | 0 | 0 | 0 | 0 | 1 |  | 0 | 0 | 0 | 0 | 0 | 0 | 0 | 0 | 0 | 0 | 0 | 0 | 0 | 0 | 0 | 0 | 0 | 0 | 0 | 0 | 0 | 0 | 0 | 0 | 0 | 0 | 0 | 0 | 0 | 0 | 0 | 0 | 0 | 0 | 0 | 0 | 0 | 0 | 0 | 0 | 0 | 0 | 0 | 0 | 0 | 0 | 0 | 0 | 0 | 0 | 0 | 1930.7558 | 4880.6667 | 9875.616 | Serrano-Alberhill-Valley Constraint | Serrano-Alberhill-Valley Constraint | Etiwanda-Rancho Vista Constraint |  | 0 | 0 | 0 | 0 | 0 | 0 | 1930.7558 | 4880.6667 | 9875.616 | Serrano-Alberhill-Valley Constraint | Serrano-Alberhill-Valley Constraint | Etiwanda-Rancho Vista Constraint |  | 1 | 1 | NO | 1 | 1 | 1 | NO | 1
SCE Eastern Study Area | Devers | 230 | 0 | 0 | 0 | 0 | 0 | 0 | 0 | 0 | 0 | 0 | 0 | 0 | 0 | 0 | 0 | 0 | 0 | 0 | 0 | 0 | 0 | 0 | 0 | 1 | 0 | 1 | 0 | 0 | 0 | 0 | 0 | 0 | 0 | 0 | 0 | 0 | 0 | 0 | 0 | 0 | 0 | 0 | 0 | 0 | 0 | 0 | 0 | 0 | 0 | 0 | 0 | 0 | 0 | 0 | 0 | 0 | 0 | 0 | 0 | 0 | 0 | 0 | 0 | 0 | 0 | 0 | 0 | 0 | 0 | 0 | 0 | 0 | 0 | 0 | 0 | 0 | 0 | 0 | 0 | 0 | 0 | 0 | 0 | 0 | 0 | 0 | 0 | 0 | 0 | 0 | 0 | 0 | 0 | 0 | 0 | 0 | 0 | 0 | 0 | 0 | 0 | 0 | 0 | 0 | 0 | 0 | 0 | 1 |  | 0 | 0 | 93.6 | 0 | 0 | 0 | 0 | 0 | 0 | 0 | 0 | 400 | 0 | 0 | 1 | 0 | 0 | 0 | 0 | 0 | 0 | 0 | 0 | 0 | 0 | 0 | 0 | 75 | 0 | 1 | 0 | 0 | 224 | 100 | 0 | 0 | 0 | 0 | 0 | 300 | 100 | 0 | 120 | 0 | 1 | 0 | 0 | 0 | 0 | 0 | 0 | 1930.7558 | 4880.6667 | 9875.616 | Serrano-Alberhill-Valley Constraint | Serrano-Alberhill-Valley Constraint | Etiwanda-Rancho Vista Constraint |  | 0 | 0 | 0 | 0 | 0 | 0 | 1930.7558 | 4880.6667 | 9875.616 | Serrano-Alberhill-Valley Constraint | Serrano-Alberhill-Valley Constraint | Etiwanda-Rancho Vista Constraint |  | 1 | 1 | NO | 1 | 1 | 1 | NO | 1
PG&E Kern Study Area | Diablo | 500 | 0 | 0 | 0 | 0 | 0 | 0 | 0 | 0 | 0 | 0 | 0 | 0 | 0 | 0 | 0 | 0 | 0 | 0 | 0 | 0 | 0 | 0 | 0 | 0 | 0 | 0 | 0 | 0 | 0 | 0 | 0 | 0 | 0 | 0 | 0 | 0 | 0 | 0 | 0 | 0 | 0 | 0 | 0 | 0 | 0 | 0 | 0 | 0 | 0 | 0 | 0 | 0 | 0 | 0 | 0 | 0 | 0 | 0 | 0 | 0 | 0 | 0 | 0 | 0 | 0 | 0 | 0 | 0 | 0 | 0 | 0 | 0 | 0 | 0 | 0 | 0 | 0 | 0 | 0 | 0 | 0 | 0 | 0 | 0 | 0 | 0 | 0 | 0 | 0 | 0 | 0 | 0 | 0 | 0 | 0 | 0 | 0 | 0 | 0 | 0 | 0 | 0 | 1 | 1 | 1 | 0 | 0 | 0 |  | 0 | 0 | 0 | 0 | 0 | 0 | 0 | 0 | 0 | 0 | 0 | 0 | 0 | 0 | 0 | 0 | 0 | 0 | 0 | 0 | 0 | 0 | 0 | 0 | 0 | 0 | 0 | 0 | 0 | 0 | 0 | 0 | 0 | 0 | 0 | 0 | 2924 | 0 | 0 | 0 | 0 | 0 | 0 | 0 | 1 | 0 | 0 | 0 | 0 | 0 | 0 | 2776.08 | 3887.2 | 2279 | Diablo–Gates 500 kV line | Diablo–Gates 500 kV line | Diablo–Gates 500 kV line |  | 0 | 0 | 0 | 0 | 0 | 0 | 2776.08 | 3887.2 | 2279 | Diablo–Gates 500 kV line | Diablo–Gates 500 kV line | Diablo–Gates 500 kV line |  | 1 | 1 | NO | 1 | 1 | 1 | NO | 1
PG&E Kern Study Area | Diablo | 230 | 0 | 0 | 0 | 0 | 0 | 0 | 0 | 0 | 0 | 0 | 0 | 0 | 0 | 0 | 0 | 0 | 0 | 0 | 0 | 0 | 0 | 0 | 0 | 0 | 0 | 0 | 0 | 0 | 0 | 0 | 0 | 0 | 0 | 0 | 0 | 0 | 0 | 0 | 0 | 0 | 0 | 0 | 0 | 0 | 0 | 0 | 0 | 0 | 0 | 0 | 0 | 0 | 0 | 0 | 0 | 0 | 0 | 0 | 0 | 0 | 0 | 0 | 0 | 0 | 0 | 0 | 0 | 0 | 0 | 0 | 0 | 0 | 0 | 0 | 0 | 1 | 1 | 0 | 0 | 0 | 0 | 0 | 0 | 0 | 0 | 1 | 1 | 0 | 0 | 0 | 0 | 0 | 0 | 0 | 0 | 1 | 1 | 0 | 0 | 0 | 0 | 0 | 0 | 0 | 1 | 0 | 0 | 0 |  | 0 | 0 | 0 | 0 | 0 | 0 | 0 | 0 | 0 | 0 | 0 | 0 | 0 | 0 | 0 | 0 | 0 | 0 | 0 | 0 | 0 | 0 | 0 | 0 | 0 | 0 | 0 | 0 | 0 | 0 | 0 | 0 | 0 | 0 | 0 | 0 | 0 | 0 | 0 | 0 | 0 | 0 | 0 | 0 | 0 | 3 | 0 | 2 | 0 | 3 | 0 | -1260.48 | -1054.844 | -926.9943 | Midway-Q2005 230kV Line | Midway-Q2005 230kV Line | Midway-Q2005 230kV Line |  | 0 | 0 | 0 | 0 | 0 | 1 | 71.981 | 208.4702 | -65.5292 | Gates 500/230kV TB #11 | Gates 500/230kV TB #11 | Oceano-Calendar 115kV line |  | 5 | 1 | YES | 2 | 5 | 3 | YES | 3
PG&E Greater Bay Study Area | Dixon Landing | 115 | 0 | 0 | 0 | 0 | 0 | 0 | 0 | 0 | 0 | 0 | 0 | 0 | 0 | 0 | 0 | 0 | 0 | 0 | 0 | 0 | 0 | 0 | 0 | 0 | 0 | 0 | 0 | 0 | 0 | 0 | 0 | 0 | 0 | 0 | 0 | 0 | 0 | 0 | 0 | 0 | 0 | 0 | 0 | 0 | 0 | 0 | 0 | 0 | 0 | 0 | 0 | 0 | 0 | 0 | 0 | 0 | 0 | 0 | 0 | 0 | 1 | 0 | 0 | 0 | 1 | 0 | 0 | 0 | 0 | 0 | 0 | 1 | 0 | 0 | 0 | 0 | 0 | 0 | 0 | 0 | 0 | 0 | 0 | 0 | 0 | 0 | 0 | 0 | 0 | 0 | 0 | 0 | 0 | 0 | 0 | 0 | 0 | 0 | 0 | 0 | 0 | 0 | 0 | 0 | 0 | 0 | 0 | 1 |  | 0 | 0 | 0 | 0 | 0 | 0 | 0 | 0 | 0 | 0 | 0 | 0 | 0 | 0 | 0 | 0 | 0 | 0 | 0 | 0 | 0 | 0 | 0 | 0 | 0 | 0 | 0 | 0 | 0 | 0 | 0 | 0 | 0 | 0 | 0 | 0 | 0 | 0 | 2.3 | 0 | 0 | 0 | 0 | 0 | 1 | 0 | 0 | 0 | 0 | 0 | 0 | 1192.8067 | 2647.9926 | 5529.7877 | Tesla-Bellota 230 kV line | Tesla-Bellota 230 kV line | Tesla-Bellota 230 kV line |  | 0 | 0 | 0 | 0 | 0 | 0 | 1192.8067 | 2647.9926 | 5529.7877 | Tesla-Bellota 230 kV line | Tesla-Bellota 230 kV line | Tesla-Bellota 230 kV line |  | 1 | 1 | NO | 1 | 1 | 1 | NO | 1
PG&E Greater Bay Study Area | Donnells PH | 115 | 0 | 0 | 0 | 0 | 0 | 0 | 0 | 0 | 0 | 0 | 0 | 0 | 0 | 0 | 0 | 0 | 0 | 0 | 0 | 0 | 0 | 0 | 0 | 0 | 0 | 0 | 0 | 0 | 0 | 0 | 0 | 0 | 0 | 0 | 0 | 0 | 0 | 0 | 0 | 0 | 0 | 0 | 0 | 0 | 0 | 0 | 0 | 0 | 0 | 0 | 1 | 0 | 0 | 0 | 0 | 0 | 0 | 0 | 0 | 0 | 1 | 0 | 1 | 0 | 1 | 0 | 0 | 0 | 0 | 0 | 0 | 0 | 0 | 1 | 0 | 0 | 0 | 0 | 0 | 0 | 0 | 0 | 0 | 0 | 0 | 0 | 0 | 0 | 0 | 0 | 0 | 0 | 0 | 0 | 0 | 0 | 0 | 0 | 0 | 0 | 0 | 0 | 0 | 0 | 0 | 0 | 0 | 0 |  | 0 | 0 | 0 | 0 | 0 | 0 | 0 | 0 | 0 | 0 | 0 | 0 | 0 | 0 | 0 | 0 | 0 | 0 | 0 | 0 | 0 | 0 | 0 | 0 | 0 | 0 | 0 | 0 | 0 | 0 | 0 | 3 | 0 | 0 | 0 | 0 | 0 | 0 | 0 | 0 | 0 | 0 | 0 | 0 | 1 | 0 | 0 | 0 | 0 | 0 | 0 | 3.859 | 102.156 | 280.6464 | Kasson Jct-Heinz 115 kV line | Kasson Jct-Heinz 115 kV line | Kasson Jct-Heinz 115 kV line |  | 0 | 0 | 0 | 0 | 0 | 0 | 3.859 | 102.156 | 280.6464 | Kasson Jct-Heinz 115 kV line | Kasson Jct-Heinz 115 kV line | Kasson Jct-Heinz 115 kV line |  | 1 | 1 | NO | 1 | 1 | 1 | NO | 1
PG&E Fresno Study Area | Dos Amigos | 230 | 0 | 0 | 0 | 0 | 0 | 0 | 0 | 0 | 0 | 0 | 0 | 0 | 0 | 0 | 0 | 0 | 0 | 0 | 0 | 0 | 0 | 0 | 0 | 0 | 0 | 0 | 0 | 0 | 0 | 0 | 0 | 0 | 0 | 0 | 0 | 0 | 0 | 0 | 0 | 0 | 0 | 0 | 0 | 0 | 0 | 0 | 0 | 0 | 0 | 0 | 0 | 0 | 0 | 0 | 0 | 0 | 0 | 0 | 0 | 0 | 0 | 0 | 0 | 0 | 0 | 0 | 0 | 0 | 0 | 0 | 0 | 0 | 0 | 0 | 0 | 0 | 1 | 0 | 0 | 0 | 0 | 0 | 0 | 0 | 0 | 1 | 1 | 0 | 0 | 0 | 0 | 1 | 0 | 0 | 0 | 0 | 0 | 0 | 0 | 0 | 0 | 0 | 0 | 0 | 1 | 1 | 0 | 1 |  | 0 | 0 | 0 | 0 | 0 | 0 | 0 | 0 | 0 | 0 | 0 | 0 | 0 | 0 | 0 | 0 | 0 | 0 | 0 | 0 | 0 | 0 | 0 | 3 | 0 | 0 | 0 | 0 | 0 | 1 | 0 | 0 | 0 | 0 | 0 | 0 | 0 | 0 | 3 | 0 | 0 | 0 | 0 | 0 | 1 | 2 | 1 | 1 | 0 | 2 | 0 | -1260.48 | -1054.844 | -926.9943 | Midway-Q2005 230kV Line | Midway-Q2005 230kV Line | Midway-Q2005 230kV Line |  | 0 | 1 | 0 | 0 | 0 | 0 | -59.457 | 171.1913 | 35.0057 | Moss Landing-Las Aguilas 230 kV Line | Moss Landing-Las Aguilas 230 kV Line | Midway-Q2005 230kV Line |  | 5 | 3 | YES | 3 | 5 | 1 | YES | 2
PG&E North of Greater Bay Study Area | Drum | 115 | 0 | 0 | 0 | 0 | 0 | 0 | 0 | 0 | 0 | 0 | 0 | 0 | 0 | 0 | 0 | 0 | 0 | 0 | 0 | 0 | 0 | 0 | 0 | 0 | 0 | 0 | 0 | 0 | 0 | 0 | 0 | 0 | 0 | 0 | 0 | 0 | 0 | 0 | 0 | 0 | 0 | 0 | 0 | 0 | 0 | 0 | 0 | 1 | 0 | 0 | 0 | 0 | 0 | 0 | 0 | 0 | 0 | 0 | 0 | 0 | 0 | 0 | 0 | 0 | 0 | 0 | 0 | 0 | 0 | 0 | 0 | 0 | 0 | 0 | 0 | 0 | 0 | 0 | 0 | 0 | 0 | 0 | 0 | 0 | 0 | 0 | 0 | 0 | 0 | 0 | 0 | 0 | 0 | 0 | 0 | 0 | 0 | 0 | 0 | 0 | 0 | 0 | 0 | 0 | 0 | 0 | 0 | 0 |  | 0 | 0 | 0 | 0 | 0 | 0 | 0 | 0 | 0 | 0 | 0 | 0 | 0 | 0 | 0 | 0 | 0 | 0 | 0 | 0 | 0 | 0 | 0 | 0 | 0 | 0 | 0 | 0 | 0 | 0 | 0 | 0 | 0 | 0 | 0 | 0 | 0 | 0 | 0 | 0 | 0 | 0 | 0 | 0 | 0 | 0 | 0 | 0 | 0 | 0 | 0 | 563.475 | 561.537 | 578.95 | Bell-Placer 115kV Line | Bell-Placer 115kV Line | Bell-Placer 115kV Line |  | 0 | 0 | 0 | 0 | 0 | 0 | 563.475 | 561.537 | 578.95 | Bell-Placer 115kV Line | Bell-Placer 115kV Line | Bell-Placer 115kV Line |  | 1 | 1 | NO | 1 | 1 | 1 | NO | 1
PG&E Greater Bay Study Area | Dumbarton | 115 | 0 | 0 | 0 | 0 | 0 | 0 | 0 | 0 | 0 | 0 | 0 | 0 | 0 | 0 | 0 | 0 | 0 | 0 | 0 | 0 | 0 | 0 | 0 | 0 | 0 | 0 | 0 | 0 | 0 | 0 | 0 | 0 | 0 | 0 | 0 | 0 | 0 | 0 | 0 | 0 | 0 | 0 | 0 | 0 | 0 | 0 | 0 | 0 | 0 | 0 | 0 | 0 | 0 | 0 | 1 | 1 | 0 | 1 | 0 | 0 | 1 | 0 | 0 | 0 | 0 | 0 | 0 | 0 | 0 | 0 | 0 | 0 | 0 | 1 | 0 | 0 | 0 | 0 | 0 | 0 | 0 | 0 | 0 | 0 | 0 | 0 | 0 | 0 | 0 | 0 | 0 | 0 | 0 | 0 | 0 | 0 | 0 | 0 | 0 | 0 | 0 | 0 | 0 | 0 | 0 | 0 | 0 | 3 |  | 0 | 0 | 0 | 0 | 0 | 0 | 0 | 0 | 0 | 0 | 0 | 0 | 0 | 0 | 0 | 0 | 0 | 0 | 0 | 0 | 0 | 0 | 0 | 0 | 0 | 0 | 0 | 0 | 0 | 0 | 0 | 0 | 0 | 0 | 0 | 0 | 0 | 0 | 1 | 0 | 0 | 0 | 0 | 0 | 1 | 0 | 0 | 0 | 0 | 0 | 0 | 1319.5593 | 2130.9944 | 1481.432 | Tesla-Tracy-Pump 230 kV line #2 | Dumbarton-Newark 115 kV line | Dumbarton-Newark 115 kV line |  | 0 | 0 | 0 | 0 | 0 | 0 | 1319.5593 | 2130.9944 | 1481.432 | Tesla-Tracy-Pump 230 kV line #2 | Dumbarton-Newark 115 kV line | Dumbarton-Newark 115 kV line |  | 1 | 1 | NO | 1 | 1 | 1 | NO | 1
SCE Eastern Study Area | Eagle Mountain | 230 | 0 | 0 | 0 | 0 | 0 | 0 | 0 | 0 | 0 | 0 | 0 | 0 | 0 | 0 | 0 | 0 | 0 | 0 | 0 | 0 | 0 | 1 | 1 | 1 | 0 | 1 | 0 | 0 | 0 | 0 | 0 | 0 | 0 | 0 | 0 | 0 | 0 | 0 | 0 | 0 | 0 | 0 | 0 | 0 | 0 | 0 | 0 | 0 | 0 | 0 | 0 | 0 | 0 | 0 | 0 | 0 | 0 | 0 | 0 | 0 | 0 | 0 | 0 | 0 | 0 | 0 | 0 | 0 | 0 | 0 | 0 | 0 | 0 | 0 | 0 | 0 | 0 | 0 | 0 | 0 | 0 | 0 | 0 | 0 | 0 | 0 | 0 | 0 | 0 | 0 | 0 | 0 | 0 | 0 | 0 | 0 | 0 | 0 | 0 | 0 | 0 | 0 | 0 | 0 | 0 | 0 | 0 | 2 |  | 0 | 0 | 0 | 0 | 0 | 0 | 0 | 0 | 0 | 0 | 0 | 0 | 0 | 0 | 0 | 0 | 0 | 0 | 0 | 0 | 0 | 0 | 0 | 0 | 0 | 0 | 0 | 0 | 0 | 0 | 0 | 0 | 0 | 0 | 0 | 0 | 0 | 0 | 0 | 0 | 0 | 0 | 0 | 0 | 0 | 0 | 1 | 0 | 0 | 0 | 0 | -2124.047 | 0 | 300 | Devers-Red Bluff Constraint | Eagle Mountain Constraint | Eagle Mountain Constraint |  | 0 | 1 | 0 | 0 | 0 | 0 | -2124.047 | 0 | 300 | Devers-Red Bluff Constraint | Eagle Mountain Constraint | Eagle Mountain Constraint |  | 4 | 4 | NO | 4 | 1 | 1 | NO | 1
PG&E North of Greater Bay Study Area | Eagle Rock (PGE) | 115 | 0 | 0 | 0 | 0 | 0 | 0 | 0 | 0 | 0 | 0 | 0 | 0 | 0 | 0 | 0 | 0 | 0 | 0 | 0 | 0 | 0 | 0 | 0 | 0 | 0 | 0 | 0 | 0 | 0 | 0 | 0 | 0 | 0 | 0 | 0 | 0 | 0 | 0 | 0 | 0 | 0 | 0 | 0 | 1 | 1 | 0 | 1 | 0 | 0 | 0 | 0 | 0 | 0 | 0 | 0 | 0 | 0 | 1 | 0 | 1 | 1 | 0 | 0 | 0 | 0 | 0 | 0 | 0 | 0 | 0 | 0 | 0 | 0 | 0 | 1 | 0 | 0 | 0 | 0 | 0 | 0 | 0 | 0 | 0 | 0 | 0 | 0 | 0 | 0 | 0 | 0 | 0 | 0 | 0 | 0 | 0 | 0 | 0 | 0 | 0 | 0 | 0 | 0 | 0 | 0 | 0 | 0 | 1 |  | 0 | 0 | 0 | 0 | 0 | 0 | 0 | 0 | 0 | 0 | 0 | 0 | 0 | 0 | 0 | 0 | 0 | 0 | 0 | 0 | 0 | 0 | 0 | 0 | 0 | 0 | 0 | 0 | 0 | 0 | 0 | 2 | 104 | 27 | 0 | 0 | 0 | 0 | 0 | 0 | 0 | 0 | 0 | 0 | 1 | 2 | 0 | 0 | 0 | 0 | 0 | -836.7415 | 125.4613 | 452.5825 | Vaca Dixon-Tesla 500kV Line | Birds Landing-Contra Costa 230kV Line | Birds Landing-Contra Costa 230kV Line |  | 1 | 0 | 0 | 0 | 0 | 0 | -325.6387 | 125.4613 | 452.5825 | Birds Landing-Contra Costa 230kV Line | Birds Landing-Contra Costa 230kV Line | Birds Landing-Contra Costa 230kV Line |  | 5 | 5 | NO | 5 | 1 | 1 | NO | 1
SCE Metro Study Area | Eagle Rock (SCE) | 230 | 0 | 0 | 0 | 0 | 0 | 0 | 0 | 0 | 0 | 0 | 0 | 0 | 1 | 0 | 0 | 0 | 0 | 0 | 0 | 0 | 0 | 0 | 0 | 0 | 0 | 0 | 0 | 0 | 0 | 0 | 0 | 0 | 0 | 0 | 0 | 0 | 0 | 0 | 0 | 0 | 0 | 0 | 0 | 0 | 0 | 0 | 0 | 0 | 0 | 0 | 0 | 0 | 0 | 0 | 0 | 0 | 0 | 0 | 0 | 0 | 0 | 0 | 0 | 0 | 0 | 0 | 0 | 0 | 0 | 0 | 0 | 0 | 0 | 0 | 0 | 0 | 0 | 0 | 0 | 0 | 0 | 0 | 0 | 0 | 0 | 0 | 0 | 0 | 0 | 0 | 0 | 0 | 0 | 0 | 0 | 0 | 0 | 0 | 0 | 0 | 0 | 0 | 0 | 0 | 0 | 0 | 0 | 0 |  | 0 | 0 | 0 | 0 | 0 | 0 | 0 | 0 | 0 | 0 | 0 | 0 | 0 | 0 | 0 | 0 | 0 | 0 | 0 | 0 | 0 | 0 | 0 | 0 | 0 | 0 | 0 | 0 | 0 | 0 | 0 | 0 | 0 | 0 | 0 | 0 | 0 | 0 | 0 | 0 | 0 | 0 | 0 | 0 | 0 | 0 | 0 | 0 | 0 | 0 | 0 | 11590.638 | 12647.921 | 15842.11 | SCE Metro Area Default Constraint | SCE Metro Area Default Constraint | SCE Metro Area Default Constraint |  | 0 | 0 | 0 | 0 | 0 | 0 | 11590.638 | 12647.921 | 15842.11 | SCE Metro Area Default Constraint | SCE Metro Area Default Constraint | SCE Metro Area Default Constraint |  | 1 | 1 | NO | 1 | 1 | 1 | NO | 1
PG&E North of Greater Bay Study Area | East Nicolaus | 115 | 0 | 0 | 0 | 0 | 0 | 0 | 0 | 0 | 0 | 0 | 0 | 0 | 0 | 0 | 0 | 0 | 0 | 0 | 0 | 0 | 0 | 0 | 0 | 0 | 0 | 0 | 0 | 0 | 0 | 0 | 0 | 0 | 0 | 0 | 0 | 0 | 0 | 0 | 0 | 0 | 0 | 0 | 0 | 0 | 0 | 1 | 0 | 1 | 0 | 0 | 0 | 0 | 0 | 0 | 0 | 0 | 0 | 0 | 0 | 0 | 0 | 0 | 0 | 0 | 0 | 0 | 0 | 0 | 0 | 0 | 0 | 0 | 0 | 0 | 0 | 0 | 0 | 0 | 0 | 0 | 0 | 0 | 0 | 0 | 0 | 0 | 0 | 0 | 0 | 0 | 0 | 0 | 0 | 0 | 0 | 0 | 0 | 0 | 0 | 0 | 0 | 0 | 0 | 0 | 0 | 0 | 0 | 0 |  | 0 | 0 | 0 | 0 | 0 | 0 | 0 | 0 | 0 | 0 | 0 | 0 | 0 | 0 | 0 | 0 | 0 | 0 | 0 | 0 | 0 | 0 | 0 | 0 | 0 | 0 | 0 | 0 | 0 | 0 | 0 | 0 | 0 | 0 | 0 | 0 | 0 | 0 | 0 | 0 | 0 | 0 | 0 | 0 | 0 | 0 | 0 | 0 | 0 | 0 | 0 | 75.85 | 75.166 | 66.82 | Woodland- Davis 115kV line | Woodland- Davis 115kV line | Woodland- Davis 115kV line |  | 0 | 0 | 0 | 0 | 0 | 0 | 75.85 | 75.166 | 66.82 | Woodland- Davis 115kV line | Woodland- Davis 115kV line | Woodland- Davis 115kV line |  | 1 | 1 | NO | 1 | 1 | 1 | NO | 1
PG&E Greater Bay Study Area | East Shore | 230 | 0 | 0 | 0 | 0 | 0 | 0 | 0 | 0 | 0 | 0 | 0 | 0 | 0 | 0 | 0 | 0 | 0 | 0 | 0 | 0 | 0 | 0 | 0 | 0 | 0 | 0 | 0 | 0 | 0 | 0 | 0 | 0 | 0 | 0 | 0 | 0 | 0 | 0 | 0 | 0 | 0 | 0 | 0 | 0 | 0 | 0 | 0 | 0 | 0 | 0 | 0 | 0 | 0 | 0 | 0 | 1 | 0 | 0 | 0 | 0 | 0 | 0 | 0 | 0 | 0 | 0 | 0 | 0 | 0 | 0 | 0 | 0 | 0 | 0 | 0 | 0 | 0 | 0 | 0 | 0 | 0 | 0 | 0 | 0 | 0 | 0 | 0 | 0 | 0 | 0 | 0 | 0 | 0 | 0 | 0 | 0 | 0 | 0 | 0 | 0 | 0 | 0 | 0 | 0 | 0 | 0 | 0 | 1 |  | 0 | 0 | 0 | 0 | 0 | 0 | 0 | 0 | 0 | 0 | 0 | 0 | 0 | 0 | 0 | 0 | 0 | 0 | 0 | 0 | 0 | 0 | 0 | 0 | 0 | 0 | 0 | 0 | 0 | 0 | 0 | 0 | 0 | 0 | 0 | 0 | 0 | 0 | 0 | 0 | 0 | 0 | 0 | 0 | 0 | 0 | 0 | 0 | 0 | 0 | 0 | 2675.55 | 2778.938 | 2559.14 | Eastshore-San Mateo 230 kV line | Eastshore-San Mateo 230 kV line | Eastshore-San Mateo 230 kV line |  | 0 | 0 | 0 | 0 | 0 | 0 | 2675.55 | 2778.938 | 2559.14 | Eastshore-San Mateo 230 kV line | Eastshore-San Mateo 230 kV line | Eastshore-San Mateo 230 kV line |  | 1 | 1 | NO | 1 | 1 | 1 | NO | 1
PG&E Greater Bay Study Area | East Shore | 115 | 0 | 0 | 0 | 0 | 0 | 0 | 0 | 0 | 0 | 0 | 0 | 0 | 0 | 0 | 0 | 0 | 0 | 0 | 0 | 0 | 0 | 0 | 0 | 0 | 0 | 0 | 0 | 0 | 0 | 0 | 0 | 0 | 0 | 0 | 0 | 0 | 0 | 0 | 0 | 0 | 0 | 0 | 0 | 0 | 1 | 0 | 0 | 0 | 0 | 0 | 0 | 0 | 0 | 0 | 1 | 1 | 0 | 1 | 1 | 0 | 1 | 0 | 0 | 0 | 0 | 0 | 1 | 0 | 0 | 0 | 0 | 0 | 0 | 1 | 0 | 0 | 0 | 0 | 0 | 0 | 0 | 0 | 0 | 0 | 0 | 0 | 0 | 0 | 0 | 0 | 0 | 0 | 0 | 0 | 0 | 0 | 0 | 0 | 0 | 0 | 0 | 0 | 0 | 0 | 0 | 0 | 0 | 3 |  | 0 | 0 | 0 | 0 | 0 | 0 | 0 | 0 | 0 | 0 | 0 | 0 | 0 | 0 | 0 | 0 | 0 | 0 | 0 | 0 | 0 | 0 | 0 | 0 | 0 | 0 | 0 | 0 | 0 | 0 | 0 | 0 | 0 | 0 | 0 | 0 | 0 | 0 | 0 | 0 | 0 | 0 | 0 | 0 | 0 | 2 | 0 | 0 | 0 | 0 | 0 | -836.7415 | 193.7277 | 921.9913 | Vaca Dixon-Tesla 500kV Line | Vaca Dixon-Tesla 500kV Line | Windmaster-Delta pumps 230 kV line |  | 1 | 0 | 0 | 0 | 0 | 0 | -133.2328 | 381.3403 | 921.9913 | Windmaster-Delta pumps 230 kV line | Windmaster-Delta pumps 230 kV line | Windmaster-Delta pumps 230 kV line |  | 5 | 5 | NO | 5 | 1 | 1 | NO | 1
SDG&E Study Area | ECO | 500 | 0 | 0 | 0 | 0 | 0 | 0 | 0 | 0 | 0 | 0 | 0 | 0 | 0 | 0 | 0 | 0 | 0 | 0 | 0 | 1 | 0 | 1 | 0 | 0 | 0 | 1 | 0 | 0 | 1 | 0 | 0 | 0 | 1 | 0 | 1 | 1 | 1 | 0 | 0 | 1 | 1 | 0 | 0 | 0 | 0 | 0 | 0 | 0 | 0 | 0 | 0 | 0 | 0 | 0 | 0 | 0 | 0 | 0 | 0 | 0 | 0 | 0 | 0 | 0 | 0 | 0 | 0 | 0 | 0 | 0 | 0 | 0 | 0 | 0 | 0 | 0 | 0 | 0 | 0 | 0 | 0 | 0 | 0 | 0 | 0 | 0 | 0 | 0 | 0 | 0 | 0 | 0 | 0 | 0 | 0 | 0 | 0 | 0 | 0 | 0 | 0 | 0 | 0 | 0 | 0 | 0 | 0 | 7 |  | 0 | 0 | 0 | 0 | 0 | 0 | 0 | 0 | 0 | 0 | 0 | 0 | 0 | 0 | 0 | 0 | 0 | 0 | 0 | 0 | 0 | 0 | 0 | 0 | 0 | 0 | 0 | 0 | 0 | 0 | 0 | 0 | 500 | 0 | 0 | 0 | 0 | 0 | 0 | 0 | 0 | 0 | 0 | 0 | 1 | 3 | 1 | 1 | 0 | 0 | 0 | -2124.047 | -63.75 | 309.96 | Devers-Red Bluff Constraint | Silvergate - Bay Blvd 230 kV constraint | Silvergate - Bay Blvd 230 kV constraint |  | 0 | 1 | 0 | 0 | 0 | 0 | -2124.047 | 1089.75 | 977.96 | Devers-Red Bluff Constraint | Encina - San Luis Rey 230 kV constraint | Silvergate-Old Town 230 kV constraint |  | 5 | 4 | YES | 4 | 1 | 1 | NO | 1
SDG&E Study Area | ECO | 230 | 0 | 0 | 0 | 0 | 0 | 0 | 0 | 0 | 0 | 0 | 0 | 0 | 0 | 0 | 0 | 0 | 0 | 0 | 0 | 1 | 0 | 1 | 0 | 0 | 0 | 1 | 0 | 0 | 1 | 0 | 0 | 0 | 1 | 0 | 1 | 1 | 1 | 0 | 0 | 1 | 1 | 0 | 0 | 0 | 0 | 0 | 0 | 0 | 0 | 0 | 0 | 0 | 0 | 0 | 0 | 0 | 0 | 0 | 0 | 0 | 0 | 0 | 0 | 0 | 0 | 0 | 0 | 0 | 0 | 0 | 0 | 0 | 0 | 0 | 0 | 0 | 0 | 0 | 0 | 0 | 0 | 0 | 0 | 0 | 0 | 0 | 0 | 0 | 0 | 0 | 0 | 0 | 0 | 0 | 0 | 0 | 0 | 0 | 0 | 0 | 0 | 0 | 0 | 0 | 0 | 0 | 0 | 7 |  | 0 | 0 | 105 | 0 | 0 | 0 | 0 | 0 | 0 | 0 | 0 | 0 | 0 | 0 | 1 | 0 | 0 | 0 | 0 | 0 | 0 | 0 | 0 | 0 | 0 | 0 | 0 | 0 | 0 | 0 | 0 | 0 | 415 | 185 | 0 | 0 | 0 | 0 | 0 | 0 | 0 | 0 | 0 | 0 | 1 | 3 | 1 | 1 | 0 | 0 | 0 | -2124.047 | -63.75 | 309.96 | Devers-Red Bluff Constraint | Silvergate - Bay Blvd 230 kV constraint | Silvergate - Bay Blvd 230 kV constraint |  | 0 | 1 | 0 | 0 | 0 | 0 | -2124.047 | 1089.75 | 977.96 | Devers-Red Bluff Constraint | Encina - San Luis Rey 230 kV constraint | Silvergate-Old Town 230 kV constraint |  | 5 | 4 | YES | 4 | 1 | 1 | NO | 1
SDG&E Study Area | ECO | 138 | 0 | 0 | 0 | 0 | 0 | 0 | 0 | 0 | 0 | 0 | 0 | 0 | 0 | 0 | 0 | 0 | 0 | 0 | 0 | 1 | 0 | 1 | 0 | 0 | 0 | 1 | 0 | 0 | 1 | 0 | 0 | 0 | 1 | 0 | 1 | 1 | 1 | 0 | 0 | 1 | 1 | 0 | 0 | 0 | 0 | 0 | 0 | 0 | 0 | 0 | 0 | 0 | 0 | 0 | 0 | 0 | 0 | 0 | 0 | 0 | 0 | 0 | 0 | 0 | 0 | 0 | 0 | 0 | 0 | 0 | 0 | 0 | 0 | 0 | 0 | 0 | 0 | 0 | 0 | 0 | 0 | 0 | 0 | 0 | 0 | 0 | 0 | 0 | 0 | 0 | 0 | 0 | 0 | 0 | 0 | 0 | 0 | 0 | 0 | 0 | 0 | 0 | 0 | 0 | 0 | 0 | 0 | 7 |  | 0 | 0 | 0 | 0 | 0 | 0 | 0 | 0 | 0 | 0 | 0 | 0 | 0 | 0 | 0 | 0 | 0 | 0 | 0 | 0 | 0 | 0 | 0 | 0 | 0 | 110 | 117.15 | 0 | 0 | 1 | 0 | 0 | 60 | 4 | 0 | 0 | 0 | 0 | 0 | 0 | 182 | 117.15 | 0 | 0 | 1 | 3 | 1 | 1 | 0 | 0 | 0 | -2124.047 | -63.75 | 309.96 | Devers-Red Bluff Constraint | Silvergate - Bay Blvd 230 kV constraint | Silvergate - Bay Blvd 230 kV constraint |  | 0 | 1 | 0 | 0 | 0 | 0 | -2124.047 | 1089.75 | 977.96 | Devers-Red Bluff Constraint | Encina - San Luis Rey 230 kV constraint | Silvergate-Old Town 230 kV constraint |  | 5 | 4 | YES | 4 | 1 | 1 | NO | 1
PG&E Greater Bay Study Area | Edes | 115 | 0 | 0 | 0 | 0 | 0 | 0 | 0 | 0 | 0 | 0 | 0 | 0 | 0 | 0 | 0 | 0 | 0 | 0 | 0 | 0 | 0 | 0 | 0 | 0 | 0 | 0 | 0 | 0 | 0 | 0 | 0 | 0 | 0 | 0 | 0 | 0 | 0 | 0 | 0 | 0 | 0 | 0 | 0 | 0 | 0 | 0 | 0 | 0 | 0 | 0 | 0 | 0 | 0 | 0 | 0 | 0 | 0 | 0 | 0 | 0 | 0 | 0 | 0 | 0 | 0 | 0 | 1 | 0 | 0 | 0 | 0 | 0 | 0 | 0 | 0 | 0 | 0 | 0 | 0 | 0 | 0 | 0 | 0 | 0 | 0 | 0 | 0 | 0 | 0 | 0 | 0 | 0 | 0 | 0 | 0 | 0 | 0 | 0 | 0 | 0 | 0 | 0 | 0 | 0 | 0 | 0 | 0 | 0 |  | 0 | 0 | 0 | 0 | 0 | 0 | 0 | 0 | 0 | 0 | 0 | 0 | 0 | 0 | 0 | 0 | 0 | 0 | 0 | 0 | 0 | 0 | 0 | 0 | 0 | 0 | 0 | 0 | 0 | 0 | 0 | 0 | 0 | 0 | 0 | 0 | 0 | 0 | 0 | 0 | 0 | 0 | 0 | 0 | 0 | 0 | 0 | 0 | 0 | 0 | 0 | 960.23 | 956.7188 | 955.764 | Grant - Eastshore #2 line 115 kV | Grant - Eastshore #2 line 115 kV | Grant - Eastshore #2 line 115 kV |  | 0 | 0 | 0 | 0 | 0 | 0 | 960.23 | 956.7188 | 955.764 | Grant - Eastshore #2 line 115 kV | Grant - Eastshore #2 line 115 kV | Grant - Eastshore #2 line 115 kV |  | 1 | 1 | NO | 1 | 1 | 1 | NO | 1
PG&E Greater Bay Study Area | Eight Mile | 230 | 0 | 0 | 0 | 0 | 0 | 0 | 0 | 0 | 0 | 0 | 0 | 0 | 0 | 0 | 0 | 0 | 0 | 0 | 0 | 0 | 0 | 0 | 0 | 0 | 0 | 0 | 0 | 0 | 0 | 0 | 0 | 0 | 0 | 0 | 0 | 0 | 0 | 0 | 0 | 0 | 0 | 0 | 0 | 0 | 1 | 0 | 0 | 0 | 0 | 0 | 1 | 1 | 0 | 0 | 0 | 0 | 0 | 0 | 0 | 0 | 0 | 0 | 0 | 0 | 1 | 1 | 0 | 0 | 0 | 0 | 0 | 0 | 0 | 0 | 0 | 0 | 0 | 0 | 0 | 0 | 0 | 0 | 0 | 0 | 0 | 0 | 0 | 0 | 0 | 0 | 0 | 0 | 0 | 0 | 0 | 0 | 0 | 0 | 0 | 0 | 0 | 0 | 0 | 0 | 0 | 0 | 0 | 0 |  | 0 | 0 | 0 | 0 | 0 | 0 | 0 | 0 | 0 | 0 | 0 | 0 | 0 | 0 | 0 | 0 | 0 | 0 | 0 | 0 | 0 | 0 | 0 | 0 | 0 | 0 | 0 | 0 | 0 | 0 | 0 | 0 | 0 | 0 | 0 | 0 | 0 | 0 | 0 | 0 | 0 | 0 | 0 | 0 | 0 | 1 | 0 | 0 | 0 | 0 | 0 | -836.7415 | 193.7277 | 400.84 | Vaca Dixon-Tesla 500kV Line | Vaca Dixon-Tesla 500kV Line | Rio Oso-Brighton 230kV line |  | 0 | 0 | 0 | 0 | 0 | 0 | 297.6425 | 351.3395 | 400.84 | Rio Oso-Brighton 230kV line | Rio Oso-Brighton 230kV line | Rio Oso-Brighton 230kV line |  | 5 | 1 | YES | 2 | 1 | 1 | NO | 1
SDG&E Study Area | El Cajon | 69 | 0 | 0 | 0 | 0 | 0 | 0 | 0 | 0 | 0 | 0 | 0 | 0 | 0 | 0 | 0 | 0 | 0 | 0 | 0 | 0 | 0 | 0 | 0 | 0 | 0 | 0 | 0 | 0 | 0 | 0 | 0 | 1 | 1 | 1 | 0 | 0 | 0 | 0 | 0 | 0 | 0 | 0 | 0 | 0 | 0 | 0 | 0 | 0 | 0 | 0 | 0 | 0 | 0 | 0 | 0 | 0 | 0 | 0 | 0 | 0 | 0 | 0 | 0 | 0 | 0 | 0 | 0 | 0 | 0 | 0 | 0 | 0 | 0 | 0 | 0 | 0 | 0 | 0 | 0 | 0 | 0 | 0 | 0 | 0 | 0 | 0 | 0 | 0 | 0 | 0 | 0 | 0 | 0 | 0 | 0 | 0 | 0 | 0 | 0 | 0 | 0 | 0 | 0 | 0 | 0 | 0 | 0 | 1 |  | 0 | 0 | 0 | 0 | 0 | 0 | 0 | 0 | 0 | 0 | 0 | 0 | 0 | 0 | 0 | 0 | 0 | 0 | 0 | 0 | 0 | 0 | 0 | 0 | 0 | 0 | 50 | 0 | 0 | 1 | 0 | 0 | 0 | 0 | 0 | 0 | 0 | 0 | 0 | 0 | 0 | 50 | 0 | 0 | 1 | 0 | 0 | 0 | 0 | 0 | 0 | 89.39 | 197.5523 | 296.5564 | Internal San Diego Area constraint | Miguel 69 kV constraint | Miguel 69 kV constraint |  | 0 | 0 | 0 | 0 | 0 | 0 | 89.39 | 197.5523 | 296.5564 | Internal San Diego Area constraint | Miguel 69 kV constraint | Miguel 69 kV constraint |  | 1 | 1 | NO | 1 | 1 | 1 | NO | 1
SCE Eastern Study Area | El Casco | 230 | 0 | 0 | 0 | 0 | 0 | 0 | 0 | 0 | 0 | 0 | 0 | 0 | 0 | 0 | 0 | 0 | 0 | 0 | 0 | 0 | 0 | 0 | 0 | 1 | 0 | 1 | 0 | 0 | 0 | 0 | 0 | 0 | 0 | 0 | 0 | 0 | 0 | 0 | 0 | 0 | 0 | 0 | 0 | 0 | 0 | 0 | 0 | 0 | 0 | 0 | 0 | 0 | 0 | 0 | 0 | 0 | 0 | 0 | 0 | 0 | 0 | 0 | 0 | 0 | 0 | 0 | 0 | 0 | 0 | 0 | 0 | 0 | 0 | 0 | 0 | 0 | 0 | 0 | 0 | 0 | 0 | 0 | 0 | 0 | 0 | 0 | 0 | 0 | 0 | 0 | 0 | 0 | 0 | 0 | 0 | 0 | 0 | 0 | 0 | 0 | 0 | 0 | 0 | 0 | 0 | 0 | 0 | 1 |  | 0 | 0 | 0 | 0 | 0 | 0 | 0 | 0 | 0 | 0 | 0 | 100 | 0 | 0 | 1 | 0 | 0 | 0 | 0 | 0 | 0 | 0 | 0 | 0 | 0 | 0 | 65 | 0 | 0 | 1 | 0 | 0 | 0 | 0 | 0 | 0 | 0 | 0 | 0 | 0 | 0 | 65 | 0 | 0 | 1 | 0 | 0 | 0 | 0 | 0 | 0 | 1930.7558 | 4880.6667 | 9875.616 | Serrano-Alberhill-Valley Constraint | Serrano-Alberhill-Valley Constraint | Etiwanda-Rancho Vista Constraint |  | 0 | 0 | 0 | 0 | 0 | 0 | 1930.7558 | 4880.6667 | 9875.616 | Serrano-Alberhill-Valley Constraint | Serrano-Alberhill-Valley Constraint | Etiwanda-Rancho Vista Constraint |  | 1 | 1 | NO | 1 | 1 | 1 | NO | 1
PG&E Fresno Study Area | El Nido (PGE) | 115 | 0 | 0 | 0 | 0 | 0 | 0 | 0 | 0 | 0 | 0 | 0 | 0 | 0 | 0 | 0 | 0 | 0 | 0 | 0 | 0 | 0 | 0 | 0 | 0 | 0 | 0 | 0 | 0 | 0 | 0 | 0 | 0 | 0 | 0 | 0 | 0 | 0 | 0 | 0 | 0 | 0 | 0 | 0 | 0 | 0 | 0 | 0 | 0 | 0 | 0 | 1 | 0 | 0 | 0 | 0 | 0 | 0 | 0 | 0 | 0 | 0 | 0 | 0 | 0 | 0 | 0 | 0 | 0 | 0 | 0 | 0 | 0 | 0 | 0 | 0 | 0 | 1 | 0 | 0 | 0 | 0 | 0 | 0 | 0 | 0 | 1 | 1 | 0 | 1 | 1 | 1 | 1 | 1 | 1 | 0 | 1 | 0 | 1 | 1 | 1 | 0 | 1 | 0 | 0 | 0 | 0 | 0 | 4 |  | 0 | 0 | 0 | 0 | 0 | 0 | 0 | 0 | 0 | 0 | 0 | 0 | 0 | 0 | 0 | 0 | 0 | 0 | 0 | 0 | 0 | 0 | 0 | 3 | 0 | 0 | 0 | 0 | 0 | 1 | 0 | 0 | 0 | 0 | 0 | 0 | 0 | 0 | 3 | 0 | 0 | 0 | 0 | 0 | 1 | 3 | 0 | 2 | 0 | 2 | 0 | -1260.48 | -1054.844 | -926.9943 | Midway-Q2005 230kV Line | Midway-Q2005 230kV Line | Midway-Q2005 230kV Line |  | 0 | 0 | 0 | 0 | 0 | 0 | 71.981 | 204.913 | 0.15 | Gates 500/230kV TB #11 | Merced 115/70kV TB#2 | Merced 115/70kV TB#2 |  | 5 | 1 | YES | 2 | 5 | 1 | YES | 2
SCE Metro Study Area | El Nido (SCE) | 230 | 0 | 0 | 0 | 0 | 0 | 0 | 0 | 0 | 0 | 0 | 1 | 1 | 1 | 0 | 0 | 0 | 0 | 0 | 0 | 0 | 0 | 0 | 0 | 0 | 0 | 0 | 0 | 0 | 0 | 0 | 0 | 0 | 0 | 0 | 0 | 0 | 0 | 0 | 0 | 0 | 0 | 0 | 0 | 0 | 0 | 0 | 0 | 0 | 0 | 0 | 0 | 0 | 0 | 0 | 0 | 0 | 0 | 0 | 0 | 0 | 0 | 0 | 0 | 0 | 0 | 0 | 0 | 0 | 0 | 0 | 0 | 0 | 0 | 0 | 0 | 0 | 0 | 0 | 0 | 0 | 0 | 0 | 0 | 0 | 0 | 0 | 0 | 0 | 0 | 0 | 0 | 0 | 0 | 0 | 0 | 0 | 0 | 0 | 0 | 0 | 0 | 0 | 0 | 0 | 0 | 0 | 0 | 0 |  | 0 | 0 | 0 | 0 | 0 | 0 | 0 | 0 | 0 | 0 | 0 | 0 | 0 | 0 | 0 | 0 | 0 | 0 | 0 | 0 | 0 | 0 | 0 | 0 | 0 | 0 | 0 | 0 | 0 | 0 | 0 | 0 | 0 | 0 | 0 | 0 | 0 | 0 | 0 | 0 | 0 | 0 | 13 | 0 | 1 | 0 | 0 | 0 | 0 | 0 | 0 | 3139.976 | 3337.692 | 3938.92 | Hinson - Del Amo Constraint | Hinson - Del Amo Constraint | Hinson - Del Amo Constraint |  | 0 | 0 | 0 | 0 | 0 | 0 | 3139.976 | 3337.692 | 3938.92 | Hinson - Del Amo Constraint | Hinson - Del Amo Constraint | Hinson - Del Amo Constraint |  | 1 | 1 | NO | 1 | 1 | 1 | NO | 1
PG&E Greater Bay Study Area | El Patio | 115 | 0 | 0 | 0 | 0 | 0 | 0 | 0 | 0 | 0 | 0 | 0 | 0 | 0 | 0 | 0 | 0 | 0 | 0 | 0 | 0 | 0 | 0 | 0 | 0 | 0 | 0 | 0 | 0 | 0 | 0 | 0 | 0 | 0 | 0 | 0 | 0 | 0 | 0 | 0 | 0 | 0 | 0 | 0 | 0 | 0 | 0 | 0 | 0 | 0 | 0 | 0 | 0 | 0 | 0 | 0 | 0 | 0 | 0 | 0 | 0 | 0 | 0 | 0 | 0 | 0 | 0 | 0 | 0 | 0 | 0 | 0 | 0 | 1 | 0 | 0 | 0 | 0 | 0 | 0 | 0 | 0 | 0 | 0 | 0 | 0 | 0 | 0 | 0 | 0 | 0 | 0 | 0 | 0 | 0 | 0 | 0 | 0 | 0 | 0 | 0 | 0 | 0 | 0 | 0 | 0 | 0 | 0 | 0 |  | 0 | 0 | 0 | 0 | 0 | 0 | 0 | 0 | 0 | 0 | 0 | 0 | 0 | 0 | 0 | 0 | 0 | 0 | 0 | 0 | 0 | 0 | 0 | 0 | 0 | 0 | 0 | 0 | 0 | 0 | 0 | 0 | 0 | 0 | 0 | 0 | 0 | 0 | 0 | 0 | 0 | 0 | 0 | 0 | 0 | 1 | 0 | 0 | 0 | 0 | 0 | -299.3 | 6.45 | 925.5 | Morganhill-Metcalf 115kV Line | Morganhill-Metcalf 115kV Line | Morganhill-Metcalf 115kV Line |  | 1 | 0 | 0 | 0 | 0 | 0 | -299.3 | 6.45 | 925.5 | Morganhill-Metcalf 115kV Line | Morganhill-Metcalf 115kV Line | Morganhill-Metcalf 115kV Line |  | 5 | 5 | NO | 5 | 1 | 1 | NO | 1
SCE Metro Study Area | El Segundo | 230 | 0 | 0 | 0 | 0 | 0 | 0 | 0 | 0 | 0 | 0 | 1 | 1 | 1 | 0 | 0 | 0 | 0 | 0 | 0 | 0 | 0 | 0 | 0 | 0 | 0 | 0 | 0 | 0 | 0 | 0 | 0 | 0 | 0 | 0 | 0 | 0 | 0 | 0 | 0 | 0 | 0 | 0 | 0 | 0 | 0 | 0 | 0 | 0 | 0 | 0 | 0 | 0 | 0 | 0 | 0 | 0 | 0 | 0 | 0 | 0 | 0 | 0 | 0 | 0 | 0 | 0 | 0 | 0 | 0 | 0 | 0 | 0 | 0 | 0 | 0 | 0 | 0 | 0 | 0 | 0 | 0 | 0 | 0 | 0 | 0 | 0 | 0 | 0 | 0 | 0 | 0 | 0 | 0 | 0 | 0 | 0 | 0 | 0 | 0 | 0 | 0 | 0 | 0 | 0 | 0 | 0 | 0 | 0 |  | 0 | 0 | 0 | 0 | 0 | 0 | 0 | 0 | 0 | 0 | 0 | 0 | 0 | 0 | 0 | 0 | 0 | 0 | 0 | 0 | 0 | 0 | 0 | 0 | 0 | 0 | 0 | 0 | 0 | 0 | 0 | 0 | 0 | 0 | 0 | 0 | 0 | 0 | 0 | 0 | 0 | 0 | 0 | 0 | 0 | 0 | 0 | 0 | 0 | 0 | 0 | 3139.976 | 3337.692 | 3938.92 | Hinson - Del Amo Constraint | Hinson - Del Amo Constraint | Hinson - Del Amo Constraint |  | 0 | 0 | 0 | 0 | 0 | 0 | 3139.976 | 3337.692 | 3938.92 | Hinson - Del Amo Constraint | Hinson - Del Amo Constraint | Hinson - Del Amo Constraint |  | 1 | 1 | NO | 1 | 1 | 1 | NO | 1
East of Pisgah Study Area | Eldorado | 500 | 0 | 0 | 0 | 0 | 0 | 0 | 0 | 0 | 0 | 0 | 0 | 0 | 0 | 0 | 0 | 0 | 0 | 0 | 0 | 1 | 0 | 1 | 0 | 0 | 0 | 0 | 0 | 0 | 1 | 0 | 0 | 0 | 0 | 0 | 0 | 0 | 0 | 0 | 0 | 0 | 0 | 0 | 0 | 0 | 0 | 0 | 0 | 0 | 0 | 0 | 0 | 0 | 0 | 0 | 0 | 0 | 0 | 0 | 0 | 0 | 0 | 0 | 0 | 0 | 0 | 0 | 0 | 0 | 0 | 0 | 0 | 0 | 0 | 0 | 0 | 0 | 0 | 0 | 0 | 0 | 0 | 0 | 0 | 0 | 0 | 0 | 0 | 0 | 0 | 0 | 0 | 0 | 0 | 0 | 0 | 0 | 0 | 0 | 0 | 0 | 0 | 0 | 0 | 0 | 0 | 0 | 0 | 2 |  | 0 | 0 | 0 | 0 | 0 | 0 | 0 | 0 | 0 | 0 | 0 | 0 | 0 | 0 | 0 | 0 | 0 | 0 | 0 | 0 | 0 | 0 | 0 | 0 | 0 | 0 | 0 | 0 | 0 | 0 | 299 | 0 | 0 | 0 | 2904.8 | 0 | 0 | 0 | 0 | 0 | 0 | 0 | 0 | 0 | 1 | 1 | 1 | 0 | 0 | 0 | 0 | -2124.047 | 1720.3875 | 3685.482 | Devers-Red Bluff Constraint | Devers-Red Bluff Constraint | Lugo - Victorville area constraint |  | 0 | 1 | 0 | 0 | 0 | 0 | -2124.047 | 1720.3875 | 3754.723 | Devers-Red Bluff Constraint | Devers-Red Bluff Constraint | Colorado River-Red Bluff Constraint |  | 5 | 4 | YES | 4 | 1 | 1 | NO | 1
East of Pisgah Study Area | Eldorado | 230 | 0 | 0 | 0 | 0 | 0 | 0 | 0 | 0 | 0 | 0 | 0 | 0 | 0 | 0 | 0 | 0 | 0 | 0 | 0 | 1 | 0 | 1 | 0 | 0 | 0 | 0 | 0 | 0 | 1 | 0 | 0 | 0 | 0 | 0 | 0 | 0 | 0 | 0 | 0 | 0 | 0 | 0 | 0 | 0 | 0 | 0 | 0 | 0 | 0 | 0 | 0 | 0 | 0 | 0 | 0 | 0 | 0 | 0 | 0 | 0 | 0 | 0 | 0 | 0 | 0 | 0 | 0 | 0 | 0 | 0 | 0 | 0 | 0 | 0 | 0 | 0 | 0 | 0 | 0 | 0 | 0 | 0 | 0 | 0 | 0 | 0 | 0 | 0 | 0 | 0 | 0 | 0 | 0 | 0 | 0 | 0 | 0 | 0 | 0 | 0 | 0 | 0 | 0 | 0 | 0 | 0 | 0 | 2 |  | 88.2 | 0 | 0 | 0 | 0 | 0 | 0 | 0 | 0 | 0 | 0 | 0 | 0 | 0 | 1 | 26 | 0 | 0 | 0 | 0 | 0 | 0 | 0 | 0 | 0 | 300 | 279 | 0 | 0 | 1 | 76 | 0 | 0 | 0 | 0 | 0 | 0 | 0 | 0 | 0 | 300 | 279 | 0 | 0 | 1 | 1 | 1 | 0 | 0 | 0 | 0 | -2124.047 | 1720.3875 | 3685.482 | Devers-Red Bluff Constraint | Devers-Red Bluff Constraint | Lugo - Victorville area constraint |  | 0 | 1 | 0 | 0 | 0 | 0 | -2124.047 | 1720.3875 | 3754.723 | Devers-Red Bluff Constraint | Devers-Red Bluff Constraint | Colorado River-Red Bluff Constraint |  | 5 | 4 | YES | 4 | 1 | 1 | NO | 1
PG&E Kern Study Area | Elk Hills | 230 | 0 | 0 | 0 | 0 | 0 | 0 | 0 | 0 | 0 | 0 | 0 | 0 | 0 | 0 | 0 | 0 | 0 | 0 | 0 | 0 | 0 | 0 | 0 | 0 | 0 | 0 | 0 | 0 | 0 | 0 | 0 | 0 | 0 | 0 | 0 | 0 | 0 | 0 | 0 | 0 | 0 | 0 | 0 | 0 | 0 | 0 | 0 | 0 | 0 | 0 | 0 | 0 | 0 | 0 | 0 | 0 | 0 | 0 | 0 | 0 | 0 | 0 | 0 | 0 | 0 | 0 | 0 | 0 | 0 | 0 | 0 | 0 | 0 | 0 | 0 | 1 | 1 | 0 | 0 | 0 | 0 | 0 | 0 | 0 | 0 | 1 | 1 | 0 | 0 | 0 | 0 | 0 | 0 | 0 | 0 | 0 | 0 | 0 | 0 | 0 | 0 | 0 | 0 | 1 | 1 | 0 | 0 | 0 |  | 0 | 0 | 0 | 0 | 0 | 0 | 0 | 0 | 0 | 0 | 0 | 0 | 0 | 0 | 0 | 0 | 0 | 0 | 0 | 0 | 0 | 0 | 0 | 2.25 | 0 | 0 | 0 | 0 | 0 | 1 | 0 | 0 | 0 | 0 | 0 | 0 | 0 | 0 | 5.25 | 0 | 0 | 0 | 0 | 0 | 1 | 3 | 0 | 2 | 0 | 2 | 0 | -1260.48 | -1054.844 | -926.9943 | Midway-Q2005 230kV Line | Midway-Q2005 230kV Line | Midway-Q2005 230kV Line |  | 0 | 0 | 0 | 0 | 0 | 1 | 71.981 | 208.4702 | -65.5292 | Gates 500/230kV TB #11 | Gates 500/230kV TB #11 | Oceano-Calendar 115kV line |  | 5 | 1 | YES | 2 | 5 | 3 | YES | 3
SDG&E Study Area | Elliot | 69 | 0 | 0 | 0 | 0 | 0 | 0 | 0 | 0 | 0 | 0 | 0 | 0 | 0 | 0 | 0 | 0 | 0 | 0 | 0 | 0 | 0 | 0 | 0 | 0 | 0 | 0 | 0 | 0 | 0 | 0 | 0 | 0 | 1 | 0 | 0 | 0 | 0 | 0 | 0 | 0 | 0 | 0 | 0 | 0 | 0 | 0 | 0 | 0 | 0 | 0 | 0 | 0 | 0 | 0 | 0 | 0 | 0 | 0 | 0 | 0 | 0 | 0 | 0 | 0 | 0 | 0 | 0 | 0 | 0 | 0 | 0 | 0 | 0 | 0 | 0 | 0 | 0 | 0 | 0 | 0 | 0 | 0 | 0 | 0 | 0 | 0 | 0 | 0 | 0 | 0 | 0 | 0 | 0 | 0 | 0 | 0 | 0 | 0 | 0 | 0 | 0 | 0 | 0 | 0 | 0 | 0 | 0 | 1 |  | 0 | 0 | 0 | 0 | 0 | 0 | 0 | 0 | 0 | 0 | 0 | 0 | 0 | 0 | 0 | 0 | 0 | 0 | 0 | 0 | 0 | 0 | 0 | 0 | 0 | 0 | 9.75 | 0 | 0 | 1 | 0 | 0 | 0 | 0 | 0 | 0 | 0 | 0 | 0 | 0 | 0 | 9.75 | 0 | 0 | 1 | 0 | 0 | 0 | 0 | 0 | 0 | 89.39 | 1201.975 | 1818.31 | Internal San Diego Area constraint | Internal San Diego Area constraint | Internal San Diego Area constraint |  | 0 | 0 | 0 | 0 | 0 | 0 | 89.39 | 1201.975 | 1818.31 | Internal San Diego Area constraint | Internal San Diego Area constraint | Internal San Diego Area constraint |  | 1 | 1 | NO | 1 | 1 | 1 | NO | 1
SCE Metro Study Area | Ellis | 230 | 0 | 0 | 0 | 0 | 0 | 0 | 0 | 0 | 0 | 0 | 0 | 0 | 1 | 0 | 0 | 0 | 0 | 0 | 0 | 0 | 0 | 0 | 0 | 0 | 0 | 0 | 0 | 0 | 0 | 0 | 0 | 0 | 0 | 0 | 0 | 0 | 0 | 0 | 0 | 0 | 0 | 0 | 0 | 0 | 0 | 0 | 0 | 0 | 0 | 0 | 0 | 0 | 0 | 0 | 0 | 0 | 0 | 0 | 0 | 0 | 0 | 0 | 0 | 0 | 0 | 0 | 0 | 0 | 0 | 0 | 0 | 0 | 0 | 0 | 0 | 0 | 0 | 0 | 0 | 0 | 0 | 0 | 0 | 0 | 0 | 0 | 0 | 0 | 0 | 0 | 0 | 0 | 0 | 0 | 0 | 0 | 0 | 0 | 0 | 0 | 0 | 0 | 0 | 0 | 0 | 0 | 0 | 0 |  | 0 | 0 | 0 | 0 | 0 | 0 | 0 | 0 | 0 | 0 | 0 | 0 | 0 | 0 | 0 | 0 | 0 | 0 | 0 | 0 | 0 | 0 | 0 | 0 | 0 | 0 | 0 | 0 | 0 | 0 | 0 | 0 | 0 | 0 | 0 | 0 | 0 | 0 | 0 | 0 | 0 | 0 | 0 | 0 | 0 | 0 | 0 | 0 | 0 | 0 | 0 | 11590.638 | 12647.921 | 15842.11 | SCE Metro Area Default Constraint | SCE Metro Area Default Constraint | SCE Metro Area Default Constraint |  | 0 | 0 | 0 | 0 | 0 | 0 | 11590.638 | 12647.921 | 15842.11 | SCE Metro Area Default Constraint | SCE Metro Area Default Constraint | SCE Metro Area Default Constraint |  | 1 | 1 | NO | 1 | 1 | 1 | NO | 1
SDG&E Study Area | Encina | 230 | 0 | 0 | 0 | 0 | 0 | 0 | 0 | 0 | 0 | 0 | 0 | 0 | 0 | 0 | 0 | 0 | 0 | 0 | 0 | 0 | 0 | 0 | 0 | 0 | 0 | 0 | 0 | 0 | 0 | 0 | 0 | 0 | 0 | 0 | 1 | 0 | 1 | 0 | 0 | 0 | 0 | 0 | 0 | 0 | 0 | 0 | 0 | 0 | 0 | 0 | 0 | 0 | 0 | 0 | 0 | 0 | 0 | 0 | 0 | 0 | 0 | 0 | 0 | 0 | 0 | 0 | 0 | 0 | 0 | 0 | 0 | 0 | 0 | 0 | 0 | 0 | 0 | 0 | 0 | 0 | 0 | 0 | 0 | 0 | 0 | 0 | 0 | 0 | 0 | 0 | 0 | 0 | 0 | 0 | 0 | 0 | 0 | 0 | 0 | 0 | 0 | 0 | 0 | 0 | 0 | 0 | 0 | 2 |  | 0 | 0 | 0 | 0 | 0 | 0 | 0 | 0 | 0 | 0 | 0 | 0 | 0 | 0 | 0 | 0 | 0 | 0 | 0 | 0 | 0 | 0 | 0 | 0 | 0 | 0 | 0 | 0 | 0 | 0 | 0 | 0 | 0 | 0 | 0 | 0 | 0 | 0 | 0 | 0 | 0 | 0 | 0 | 0 | 0 | 0 | 0 | 0 | 0 | 0 | 0 | 1.09 | 1089.75 | 2534.46 | Encina - San Luis Rey 230 kV constraint | Encina - San Luis Rey 230 kV constraint | Encina - San Luis Rey 230 kV constraint |  | 0 | 0 | 0 | 0 | 0 | 0 | 1.09 | 1089.75 | 2534.46 | Encina - San Luis Rey 230 kV constraint | Encina - San Luis Rey 230 kV constraint | Encina - San Luis Rey 230 kV constraint |  | 1 | 1 | NO | 1 | 1 | 1 | NO | 1
SDG&E Study Area | Escondido | 230 | 0 | 0 | 0 | 0 | 0 | 0 | 0 | 0 | 0 | 0 | 0 | 0 | 0 | 0 | 0 | 0 | 0 | 0 | 0 | 0 | 0 | 0 | 0 | 0 | 0 | 0 | 0 | 0 | 0 | 1 | 0 | 0 | 1 | 0 | 1 | 0 | 1 | 0 | 0 | 0 | 0 | 1 | 0 | 0 | 0 | 0 | 0 | 0 | 0 | 0 | 0 | 0 | 0 | 0 | 0 | 0 | 0 | 0 | 0 | 0 | 0 | 0 | 0 | 0 | 0 | 0 | 0 | 0 | 0 | 0 | 0 | 0 | 0 | 0 | 0 | 0 | 0 | 0 | 0 | 0 | 0 | 0 | 0 | 0 | 0 | 0 | 0 | 0 | 0 | 0 | 0 | 0 | 0 | 0 | 0 | 0 | 0 | 0 | 0 | 0 | 0 | 0 | 0 | 0 | 0 | 0 | 0 | 3 |  | 0 | 0 | 0 | 0 | 0 | 0 | 0 | 0 | 0 | 0 | 0 | 0 | 50 | 0 | 1 | 0 | 0 | 0 | 0 | 0 | 0 | 0 | 0 | 0 | 0 | 0 | 0 | 0 | 0 | 0 | 0 | 0 | 0 | 0 | 0 | 0 | 0 | 0 | 0 | 0 | 0 | 0 | 0 | 0 | 0 | 1 | 0 | 0 | 0 | 0 | 0 | -291.35 | 456.825 | 1818.31 | Talega 230 kV constraint | Talega 230 kV constraint | Internal San Diego Area constraint |  | 0 | 0 | 0 | 0 | 0 | 0 | 1.09 | 1041.7 | 1818.31 | Encina - San Luis Rey 230 kV constraint | Capistrano-San Onofre 230 kV constraint | Internal San Diego Area constraint |  | 5 | 1 | YES | 2 | 1 | 1 | NO | 1
SCE Eastern Study Area | Etiwanda | 230 | 0 | 0 | 0 | 0 | 0 | 0 | 0 | 0 | 0 | 0 | 0 | 0 | 0 | 0 | 0 | 0 | 0 | 0 | 0 | 0 | 0 | 0 | 0 | 1 | 0 | 1 | 0 | 0 | 0 | 0 | 0 | 0 | 0 | 0 | 0 | 0 | 0 | 0 | 0 | 0 | 0 | 0 | 0 | 0 | 0 | 0 | 0 | 0 | 0 | 0 | 0 | 0 | 0 | 0 | 0 | 0 | 0 | 0 | 0 | 0 | 0 | 0 | 0 | 0 | 0 | 0 | 0 | 0 | 0 | 0 | 0 | 0 | 0 | 0 | 0 | 0 | 0 | 0 | 0 | 0 | 0 | 0 | 0 | 0 | 0 | 0 | 0 | 0 | 0 | 0 | 0 | 0 | 0 | 0 | 0 | 0 | 0 | 0 | 0 | 0 | 0 | 0 | 0 | 0 | 0 | 0 | 0 | 1 |  | 0 | 0 | 0 | 0 | 0 | 0 | 0 | 0 | 0 | 0 | 0 | 100 | 0 | 0 | 1 | 0 | 0 | 0 | 0 | 0 | 0 | 0 | 0 | 0 | 0 | 0 | 100 | 0 | 0 | 1 | 0 | 0 | 0 | 0 | 0 | 0 | 0 | 0 | 0 | 0 | 0 | 100 | 0 | 0 | 1 | 0 | 0 | 0 | 0 | 0 | 0 | 1930.7558 | 4880.6667 | 9875.616 | Serrano-Alberhill-Valley Constraint | Serrano-Alberhill-Valley Constraint | Etiwanda-Rancho Vista Constraint |  | 0 | 0 | 0 | 0 | 0 | 0 | 1930.7558 | 4880.6667 | 9875.616 | Serrano-Alberhill-Valley Constraint | Serrano-Alberhill-Valley Constraint | Etiwanda-Rancho Vista Constraint |  | 1 | 1 | NO | 1 | 1 | 1 | NO | 1
PG&E Greater Bay Study Area | Evergreen | 115 | 0 | 0 | 0 | 0 | 0 | 0 | 0 | 0 | 0 | 0 | 0 | 0 | 0 | 0 | 0 | 0 | 0 | 0 | 0 | 0 | 0 | 0 | 0 | 0 | 0 | 0 | 0 | 0 | 0 | 0 | 0 | 0 | 0 | 0 | 0 | 0 | 0 | 0 | 0 | 0 | 0 | 0 | 0 | 0 | 0 | 0 | 0 | 0 | 0 | 0 | 0 | 0 | 0 | 0 | 0 | 0 | 0 | 0 | 0 | 0 | 1 | 0 | 0 | 0 | 1 | 0 | 0 | 0 | 0 | 0 | 0 | 1 | 1 | 0 | 0 | 0 | 0 | 0 | 0 | 0 | 0 | 0 | 0 | 0 | 0 | 0 | 0 | 0 | 0 | 0 | 0 | 0 | 0 | 0 | 0 | 0 | 0 | 0 | 0 | 0 | 0 | 0 | 0 | 0 | 0 | 0 | 0 | 1 |  | 0 | 0 | 0 | 0 | 0 | 0 | 0 | 0 | 0 | 0 | 0 | 0 | 0 | 0 | 0 | 0 | 0 | 0 | 0 | 0 | 0 | 0 | 0 | 0 | 0 | 0 | 0 | 0 | 0 | 0 | 0 | 0 | 0 | 0 | 0 | 0 | 0 | 0 | 0 | 0 | 0 | 0 | 0 | 0 | 0 | 1 | 0 | 0 | 0 | 0 | 0 | -299.3 | 6.45 | 925.5 | Morganhill-Metcalf 115kV Line | Morganhill-Metcalf 115kV Line | Morganhill-Metcalf 115kV Line |  | 1 | 0 | 0 | 0 | 0 | 0 | -299.3 | 6.45 | 925.5 | Morganhill-Metcalf 115kV Line | Morganhill-Metcalf 115kV Line | Morganhill-Metcalf 115kV Line |  | 5 | 5 | NO | 5 | 1 | 1 | NO | 1
PG&E Fresno Study Area | Excelsior | 115 | 0 | 0 | 0 | 0 | 0 | 0 | 0 | 0 | 0 | 0 | 0 | 0 | 0 | 0 | 0 | 0 | 0 | 0 | 0 | 0 | 0 | 0 | 0 | 0 | 0 | 0 | 0 | 0 | 0 | 0 | 0 | 0 | 0 | 0 | 0 | 0 | 0 | 0 | 0 | 0 | 0 | 0 | 0 | 0 | 0 | 0 | 0 | 0 | 0 | 0 | 0 | 0 | 0 | 0 | 0 | 0 | 0 | 0 | 0 | 0 | 0 | 0 | 0 | 0 | 0 | 0 | 0 | 0 | 0 | 0 | 0 | 0 | 0 | 0 | 0 | 0 | 1 | 0 | 0 | 0 | 0 | 0 | 0 | 0 | 0 | 1 | 1 | 1 | 1 | 1 | 0 | 1 | 1 | 1 | 1 | 1 | 0 | 0 | 0 | 0 | 0 | 0 | 0 | 0 | 0 | 1 | 0 | 3 |  | 0 | 0 | 0 | 0 | 0 | 0 | 0 | 0 | 0 | 0 | 0 | 0 | 0 | 0 | 0 | 0 | 0 | 0 | 0 | 0 | 0 | 0 | 0 | 0 | 0 | 0 | 0 | 0 | 0 | 0 | 0 | 0 | 0 | 0 | 0 | 0 | 0 | 0 | 0 | 0 | 0 | 0 | 0 | 0 | 0 | 3 | 1 | 2 | 0 | 3 | 0 | -1260.48 | -1054.844 | -926.9943 | Midway-Q2005 230kV Line | Midway-Q2005 230kV Line | Midway-Q2005 230kV Line |  | 0 | 1 | 0 | 0 | 0 | 0 | -59.457 | 171.1913 | 6.8725 | Moss Landing-Las Aguilas 230 kV Line | Moss Landing-Las Aguilas 230 kV Line | Dairyland-Chowchilla 115kV Line |  | 5 | 3 | YES | 3 | 5 | 1 | YES | 2
PG&E Fresno Study Area | Exchequer | 115 | 0 | 0 | 0 | 0 | 0 | 0 | 0 | 0 | 0 | 0 | 0 | 0 | 0 | 0 | 0 | 0 | 0 | 0 | 0 | 0 | 0 | 0 | 0 | 0 | 0 | 0 | 0 | 0 | 0 | 0 | 0 | 0 | 0 | 0 | 0 | 0 | 0 | 0 | 0 | 0 | 0 | 0 | 0 | 0 | 0 | 0 | 0 | 0 | 0 | 0 | 1 | 0 | 0 | 0 | 0 | 0 | 0 | 0 | 0 | 0 | 0 | 0 | 0 | 0 | 0 | 0 | 0 | 0 | 0 | 0 | 0 | 0 | 0 | 0 | 0 | 0 | 1 | 0 | 0 | 0 | 0 | 0 | 0 | 0 | 0 | 1 | 1 | 0 | 1 | 1 | 1 | 1 | 1 | 1 | 0 | 1 | 0 | 1 | 1 | 1 | 0 | 1 | 0 | 0 | 0 | 1 | 0 | 4 |  | 0 | 0 | 0 | 0 | 0 | 0 | 0 | 0 | 0 | 0 | 0 | 0 | 0 | 0 | 0 | 0 | 0 | 0 | 0 | 0 | 0 | 0 | 0 | 0 | 0 | 0 | 0 | 0 | 0 | 0 | 0 | 5.2 | 0 | 0 | 0 | 0 | 0 | 0 | 0 | 0 | 0 | 0 | 0 | 0 | 1 | 3 | 1 | 2 | 0 | 3 | 0 | -1260.48 | -1054.844 | -926.9943 | Midway-Q2005 230kV Line | Midway-Q2005 230kV Line | Midway-Q2005 230kV Line |  | 0 | 1 | 0 | 0 | 0 | 0 | -59.457 | 171.1913 | 0.15 | Moss Landing-Las Aguilas 230 kV Line | Moss Landing-Las Aguilas 230 kV Line | Merced 115/70kV TB#2 |  | 5 | 3 | YES | 3 | 5 | 1 | YES | 2
PG&E Kern Study Area | Fairway | 115 | 0 | 0 | 0 | 0 | 0 | 0 | 0 | 0 | 0 | 0 | 0 | 0 | 0 | 0 | 0 | 0 | 0 | 0 | 0 | 0 | 0 | 0 | 0 | 0 | 0 | 0 | 0 | 0 | 0 | 0 | 0 | 0 | 0 | 0 | 0 | 0 | 0 | 0 | 0 | 0 | 0 | 0 | 0 | 0 | 0 | 0 | 0 | 0 | 0 | 0 | 0 | 0 | 0 | 0 | 0 | 0 | 0 | 0 | 0 | 0 | 0 | 0 | 0 | 0 | 0 | 0 | 0 | 0 | 0 | 0 | 0 | 0 | 0 | 0 | 0 | 0 | 1 | 0 | 0 | 0 | 0 | 0 | 0 | 0 | 0 | 1 | 0 | 0 | 0 | 0 | 0 | 0 | 0 | 0 | 0 | 1 | 0 | 0 | 0 | 0 | 0 | 0 | 0 | 0 | 1 | 0 | 0 | 0 |  | 0 | 0 | 0 | 0 | 0 | 0 | 0 | 0 | 0 | 0 | 0 | 10 | 0 | 0 | 1 | 0 | 0 | 0 | 0 | 0 | 0 | 0 | 0 | 0 | 0 | 0 | 0 | 0 | 0 | 0 | 0 | 0 | 0 | 0 | 0 | 0 | 0 | 0 | 0 | 0 | 0 | 0 | 0 | 0 | 0 | 2 | 0 | 1 | 0 | 2 | 0 | -1260.48 | -1054.844 | -926.9943 | Midway-Q2005 230kV Line | Midway-Q2005 230kV Line | Midway-Q2005 230kV Line |  | 0 | 0 | 0 | 0 | 0 | 0 | 2652.203 | 2978.3623 | 35.0057 | Panoche- Mendota 115 kV line | Panoche- Mendota 115 kV line | Midway-Q2005 230kV Line |  | 5 | 1 | YES | 2 | 5 | 1 | YES | 2
PG&E Kern Study Area | Famoso | 115 | 0 | 0 | 0 | 0 | 0 | 0 | 0 | 0 | 0 | 0 | 0 | 0 | 0 | 0 | 0 | 0 | 0 | 0 | 0 | 0 | 0 | 0 | 0 | 0 | 0 | 0 | 0 | 0 | 0 | 0 | 0 | 0 | 0 | 0 | 0 | 0 | 0 | 0 | 0 | 0 | 0 | 0 | 0 | 0 | 0 | 0 | 0 | 0 | 0 | 0 | 0 | 0 | 0 | 0 | 0 | 0 | 0 | 0 | 0 | 0 | 0 | 0 | 0 | 0 | 0 | 0 | 0 | 0 | 0 | 0 | 0 | 0 | 0 | 0 | 0 | 0 | 0 | 0 | 1 | 0 | 0 | 0 | 1 | 1 | 0 | 0 | 0 | 0 | 0 | 0 | 0 | 0 | 0 | 0 | 0 | 0 | 0 | 0 | 0 | 0 | 0 | 0 | 0 | 0 | 0 | 0 | 0 | 0 |  | 0 | 0 | 0 | 0 | 0 | 0 | 0 | 0 | 0 | 0 | 0 | 0 | 0 | 0 | 0 | 0 | 0 | 0 | 0 | 0 | 0 | 0 | 0 | 0 | 0 | 0 | 0 | 0 | 0 | 0 | 0 | 0 | 0 | 0 | 0 | 0 | 0 | 0 | 5 | 0 | 0 | 0 | 0 | 0 | 1 | 0 | 0 | 0 | 0 | 0 | 0 | 109.518 | 35.1401 | 0.4922 | Semitropic-Midway 115kV Line | Semitropic-Midway 115kV Line | Semitropic-Midway 115kV Line |  | 0 | 0 | 0 | 0 | 0 | 0 | 109.518 | 35.1401 | 0.4922 | Semitropic-Midway 115kV Line | Semitropic-Midway 115kV Line | Semitropic-Midway 115kV Line |  | 1 | 1 | NO | 1 | 1 | 1 | NO | 1
PG&E Greater Bay Study Area | Fibreboard (SPI Sonora) | 115 | 0 | 0 | 0 | 0 | 0 | 0 | 0 | 0 | 0 | 0 | 0 | 0 | 0 | 0 | 0 | 0 | 0 | 0 | 0 | 0 | 0 | 0 | 0 | 0 | 0 | 0 | 0 | 0 | 0 | 0 | 0 | 0 | 0 | 0 | 0 | 0 | 0 | 0 | 0 | 0 | 0 | 0 | 0 | 0 | 1 | 0 | 0 | 0 | 0 | 0 | 0 | 0 | 0 | 0 | 0 | 0 | 0 | 0 | 1 | 1 | 1 | 1 | 0 | 1 | 1 | 0 | 0 | 0 | 0 | 0 | 0 | 0 | 0 | 1 | 1 | 0 | 0 | 0 | 0 | 0 | 0 | 0 | 0 | 0 | 0 | 0 | 0 | 0 | 0 | 0 | 0 | 0 | 0 | 0 | 0 | 0 | 0 | 0 | 0 | 0 | 0 | 0 | 0 | 0 | 0 | 0 | 0 | 0 |  | 0 | 0 | 0 | 0 | 0 | 0 | 0 | 0 | 0 | 0 | 0 | 0 | 0 | 0 | 0 | 0 | 0 | 0 | 0 | 0 | 0 | 0 | 0 | 0 | 0 | 0 | 0 | 0 | 0 | 0 | 0 | 0 | 0 | 0 | 0 | 0 | 0 | 0 | 0 | 0 | 0 | 0 | 0 | 0 | 0 | 3 | 0 | 0 | 0 | 0 | 0 | -836.7415 | 29 | 29 | Vaca Dixon-Tesla 500kV Line | Contra Costa #1 115kV Line | Contra Costa #1 115kV Line |  | 2 | 0 | 0 | 0 | 0 | 0 | -325.6387 | 29 | 29 | Birds Landing-Contra Costa 230kV Line | Contra Costa #1 115kV Line | Contra Costa #1 115kV Line |  | 5 | 5 | NO | 5 | 1 | 1 | NO | 1
PG&E Fresno Study Area | Figarden | 230 | 0 | 0 | 0 | 0 | 0 | 0 | 0 | 0 | 0 | 0 | 0 | 0 | 0 | 0 | 0 | 0 | 0 | 0 | 0 | 0 | 0 | 0 | 0 | 0 | 0 | 0 | 0 | 0 | 0 | 0 | 0 | 0 | 0 | 0 | 0 | 0 | 0 | 0 | 0 | 0 | 0 | 0 | 0 | 0 | 0 | 0 | 0 | 0 | 0 | 0 | 1 | 0 | 0 | 0 | 0 | 0 | 0 | 0 | 0 | 0 | 0 | 0 | 0 | 0 | 0 | 0 | 0 | 0 | 0 | 0 | 0 | 0 | 0 | 0 | 0 | 0 | 1 | 0 | 0 | 0 | 0 | 0 | 0 | 0 | 0 | 1 | 1 | 0 | 1 | 1 | 1 | 1 | 1 | 1 | 1 | 1 | 0 | 1 | 1 | 0 | 0 | 1 | 0 | 0 | 0 | 1 | 0 | 4 |  | 0 | 0 | 0 | 0 | 0 | 0 | 0 | 0 | 0 | 0 | 0 | 0 | 0 | 0 | 0 | 0 | 0 | 0 | 0 | 0 | 0 | 0 | 0 | 0 | 0 | 0 | 0 | 0 | 0 | 0 | 0 | 0 | 0 | 0 | 0 | 0 | 0 | 0 | 0 | 0 | 0 | 0 | 0 | 0 | 0 | 4 | 1 | 3 | 0 | 3 | 0 | -1260.48 | -1054.844 | -926.9943 | Midway-Q2005 230kV Line | Midway-Q2005 230kV Line | Midway-Q2005 230kV Line |  | 0 | 1 | 0 | 0 | 0 | 0 | -59.457 | 171.1913 | 6.8725 | Moss Landing-Las Aguilas 230 kV Line | Moss Landing-Las Aguilas 230 kV Line | Dairyland-Chowchilla 115kV Line |  | 5 | 3 | YES | 3 | 5 | 1 | YES | 2
PG&E Fresno Study Area | Fink (Proposed) | 230 | 0 | 0 | 0 | 0 | 0 | 0 | 0 | 0 | 0 | 0 | 0 | 0 | 0 | 0 | 0 | 0 | 0 | 0 | 0 | 0 | 0 | 0 | 0 | 0 | 0 | 0 | 0 | 0 | 0 | 0 | 0 | 0 | 0 | 0 | 0 | 0 | 0 | 0 | 0 | 0 | 0 | 0 | 0 | 0 | 0 | 0 | 0 | 0 | 0 | 0 | 0 | 0 | 0 | 0 | 0 | 0 | 0 | 0 | 0 | 0 | 0 | 0 | 0 | 0 | 0 | 0 | 0 | 0 | 0 | 0 | 0 | 0 | 0 | 0 | 0 | 0 | 1 | 0 | 0 | 0 | 0 | 0 | 0 | 0 | 0 | 0 | 1 | 0 | 0 | 0 | 0 | 1 | 0 | 0 | 0 | 0 | 0 | 0 | 0 | 0 | 0 | 0 | 0 | 0 | 0 | 0 | 0 | 1 |  | 0 | 0 | 0 | 0 | 0 | 0 | 0 | 0 | 0 | 50 | 0 | 5 | 0 | 0 | 1 | 0 | 0 | 0 | 0 | 0 | 0 | 0 | 0 | 0 | 140 | 0 | 157 | 0 | 0 | 1 | 0 | 0 | 0 | 0 | 0 | 0 | 0 | 0 | 0 | 170 | 0 | 157 | 30 | 0 | 1 | 1 | 0 | 1 | 0 | 1 | 0 | -1260.48 | -1054.844 | -926.9943 | Midway-Q2005 230kV Line | Midway-Q2005 230kV Line | Midway-Q2005 230kV Line |  | 0 | 0 | 0 | 0 | 0 | 0 | 71.981 | 208.4702 | 35.0057 | Gates 500/230kV TB #11 | Gates 500/230kV TB #11 | Midway-Q2005 230kV Line |  | 5 | 1 | YES | 2 | 5 | 1 | YES | 2
PG&E Greater Bay Study Area | FMC | 115 | 0 | 0 | 0 | 0 | 0 | 0 | 0 | 0 | 0 | 0 | 0 | 0 | 0 | 0 | 0 | 0 | 0 | 0 | 0 | 0 | 0 | 0 | 0 | 0 | 0 | 0 | 0 | 0 | 0 | 0 | 0 | 0 | 0 | 0 | 0 | 0 | 0 | 0 | 0 | 0 | 0 | 0 | 0 | 0 | 0 | 0 | 0 | 0 | 0 | 0 | 0 | 0 | 0 | 0 | 0 | 0 | 0 | 0 | 0 | 0 | 1 | 0 | 0 | 0 | 1 | 0 | 0 | 0 | 0 | 0 | 0 | 1 | 1 | 0 | 0 | 0 | 0 | 0 | 0 | 0 | 0 | 0 | 0 | 0 | 0 | 0 | 0 | 0 | 0 | 0 | 0 | 0 | 0 | 0 | 0 | 0 | 0 | 0 | 0 | 0 | 0 | 0 | 0 | 0 | 0 | 0 | 0 | 1 |  | 0 | 0 | 0 | 0 | 0 | 0 | 0 | 0 | 0 | 0 | 0 | 0 | 0 | 0 | 0 | 0 | 0 | 0 | 0 | 0 | 0 | 0 | 0 | 0 | 0 | 0 | 0 | 0 | 0 | 0 | 0 | 0 | 0 | 0 | 0 | 0 | 0 | 0 | 0 | 0 | 0 | 0 | 0 | 0 | 0 | 1 | 0 | 0 | 0 | 0 | 0 | -299.3 | 6.45 | 925.5 | Morganhill-Metcalf 115kV Line | Morganhill-Metcalf 115kV Line | Morganhill-Metcalf 115kV Line |  | 1 | 0 | 0 | 0 | 0 | 0 | -299.3 | 6.45 | 925.5 | Morganhill-Metcalf 115kV Line | Morganhill-Metcalf 115kV Line | Morganhill-Metcalf 115kV Line |  | 5 | 5 | NO | 5 | 1 | 1 | NO | 1
PG&E Greater Bay Study Area | Frogtown | 115 | 0 | 0 | 0 | 0 | 0 | 0 | 0 | 0 | 0 | 0 | 0 | 0 | 0 | 0 | 0 | 0 | 0 | 0 | 0 | 0 | 0 | 0 | 0 | 0 | 0 | 0 | 0 | 0 | 0 | 0 | 0 | 0 | 0 | 0 | 0 | 0 | 0 | 0 | 0 | 0 | 0 | 0 | 0 | 0 | 0 | 0 | 0 | 0 | 0 | 0 | 0 | 0 | 0 | 0 | 0 | 0 | 0 | 0 | 0 | 0 | 0 | 0 | 1 | 0 | 0 | 0 | 0 | 0 | 0 | 0 | 0 | 0 | 0 | 0 | 0 | 0 | 0 | 0 | 0 | 0 | 0 | 0 | 0 | 0 | 0 | 0 | 0 | 0 | 0 | 0 | 0 | 0 | 0 | 0 | 0 | 0 | 0 | 0 | 0 | 0 | 0 | 0 | 0 | 0 | 0 | 0 | 0 | 0 |  | 0 | 0 | 0 | 0 | 0 | 0 | 0 | 0 | 0 | 0 | 0 | 0 | 0 | 0 | 0 | 0 | 0 | 0 | 0 | 0 | 0 | 0 | 0 | 0 | 0 | 0 | 0 | 0 | 0 | 0 | 0 | 0 | 0 | 0 | 0 | 0 | 0 | 0 | 0 | 0 | 0 | 0 | 0 | 0 | 0 | 0 | 0 | 0 | 0 | 0 | 0 | 3.859 | 102.156 | 280.6464 | Kasson Jct-Heinz 115 kV line | Kasson Jct-Heinz 115 kV line | Kasson Jct-Heinz 115 kV line |  | 0 | 0 | 0 | 0 | 0 | 0 | 3.859 | 102.156 | 280.6464 | Kasson Jct-Heinz 115 kV line | Kasson Jct-Heinz 115 kV line | Kasson Jct-Heinz 115 kV line |  | 1 | 1 | NO | 1 | 1 | 1 | NO | 1
PG&E North of Greater Bay Study Area | Fulton | 230 | 0 | 0 | 0 | 0 | 0 | 0 | 0 | 0 | 0 | 0 | 0 | 0 | 0 | 0 | 0 | 0 | 0 | 0 | 0 | 0 | 0 | 0 | 0 | 0 | 0 | 0 | 0 | 0 | 0 | 0 | 0 | 0 | 0 | 0 | 0 | 0 | 0 | 0 | 0 | 0 | 0 | 0 | 0 | 1 | 0 | 0 | 1 | 0 | 0 | 0 | 0 | 0 | 0 | 0 | 0 | 0 | 0 | 1 | 1 | 1 | 1 | 0 | 0 | 1 | 1 | 0 | 0 | 0 | 0 | 0 | 0 | 0 | 0 | 0 | 1 | 0 | 0 | 0 | 0 | 0 | 0 | 0 | 0 | 0 | 0 | 0 | 0 | 0 | 0 | 0 | 0 | 0 | 0 | 0 | 0 | 0 | 0 | 0 | 0 | 0 | 0 | 0 | 0 | 0 | 0 | 0 | 0 | 1 |  | 0 | 0 | 0 | 0 | 0 | 0 | 0 | 0 | 0 | 0 | 0 | 0 | 0 | 0 | 0 | 0 | 0 | 0 | 0 | 0 | 0 | 0 | 0 | 0 | 0 | 0 | 38 | 0 | 0 | 1 | 17 | 0 | 0 | 0 | 0 | 0 | 0 | 0 | 0 | 0 | 0 | 38 | 0 | 0 | 1 | 2 | 0 | 0 | 0 | 0 | 0 | -325.6387 | 125.4613 | 452.5825 | Birds Landing-Contra Costa 230kV Line | Birds Landing-Contra Costa 230kV Line | Birds Landing-Contra Costa 230kV Line |  | 2 | 0 | 0 | 0 | 0 | 0 | -325.6387 | 125.4613 | 452.5825 | Birds Landing-Contra Costa 230kV Line | Birds Landing-Contra Costa 230kV Line | Birds Landing-Contra Costa 230kV Line |  | 5 | 5 | NO | 5 | 1 | 1 | NO | 1
PG&E North of Greater Bay Study Area | Fulton | 115 | 0 | 0 | 0 | 0 | 0 | 0 | 0 | 0 | 0 | 0 | 0 | 0 | 0 | 0 | 0 | 0 | 0 | 0 | 0 | 0 | 0 | 0 | 0 | 0 | 0 | 0 | 0 | 0 | 0 | 0 | 0 | 0 | 0 | 0 | 0 | 0 | 0 | 0 | 0 | 0 | 0 | 0 | 0 | 1 | 1 | 0 | 1 | 0 | 0 | 0 | 0 | 0 | 0 | 0 | 0 | 0 | 1 | 1 | 1 | 1 | 1 | 0 | 0 | 0 | 1 | 0 | 0 | 0 | 0 | 0 | 0 | 0 | 0 | 1 | 1 | 0 | 0 | 0 | 0 | 0 | 0 | 0 | 0 | 0 | 0 | 0 | 0 | 0 | 0 | 0 | 0 | 0 | 0 | 0 | 0 | 0 | 0 | 0 | 0 | 0 | 0 | 0 | 0 | 0 | 0 | 0 | 0 | 2 |  | 0 | 0 | 0 | 0 | 0 | 0 | 0 | 0 | 0 | 0 | 0 | 0 | 0 | 0 | 0 | 0 | 0 | 0 | 0 | 0 | 0 | 0 | 0 | 0 | 0 | 0 | 0 | 0 | 0 | 0 | 0 | 2 | 0 | 0 | 0 | 0 | 0 | 0 | 0 | 0 | 0 | 0 | 0 | 0 | 1 | 3 | 0 | 0 | 0 | 0 | 0 | -836.7415 | 125.4613 | 452.5825 | Vaca Dixon-Tesla 500kV Line | Birds Landing-Contra Costa 230kV Line | Birds Landing-Contra Costa 230kV Line |  | 2 | 0 | 0 | 0 | 0 | 0 | -325.6387 | 125.4613 | 452.5825 | Birds Landing-Contra Costa 230kV Line | Birds Landing-Contra Costa 230kV Line | Birds Landing-Contra Costa 230kV Line |  | 5 | 5 | NO | 5 | 1 | 1 | NO | 1
East of Pisgah Study Area | Carpenter Canyon (fka Gamebird) | 230 | 0 | 0 | 0 | 0 | 0 | 0 | 0 | 0 | 0 | 0 | 0 | 0 | 0 | 0 | 0 | 0 | 0 | 0 | 0 | 1 | 0 | 1 | 0 | 0 | 0 | 0 | 0 | 1 | 1 | 0 | 0 | 0 | 0 | 0 | 0 | 0 | 0 | 0 | 0 | 0 | 0 | 0 | 0 | 0 | 0 | 0 | 0 | 0 | 0 | 0 | 0 | 0 | 0 | 0 | 0 | 0 | 0 | 0 | 0 | 0 | 0 | 0 | 0 | 0 | 0 | 0 | 0 | 0 | 0 | 0 | 0 | 0 | 0 | 0 | 0 | 0 | 0 | 0 | 0 | 0 | 0 | 0 | 0 | 0 | 0 | 0 | 0 | 0 | 0 | 0 | 0 | 0 | 0 | 0 | 0 | 0 | 0 | 0 | 0 | 0 | 0 | 0 | 0 | 0 | 0 | 0 | 0 | 3 |  | 0 | 0 | 0 | 0 | 0 | 0 | 0 | 0 | 0 | 0 | 0 | 0 | 0 | 0 | 0 | 0 | 0 | 0 | 0 | 0 | 0 | 0 | 0 | 0 | 0 | 0 | 0 | 0 | 0 | 0 | 0 | 0 | 0 | 0 | 0 | 0 | 0 | 0 | 0 | 210 | 0 | 200 | 0 | 0 | 1 | 1 | 1 | 0 | 0 | 0 | 0 | -2124.047 | 568.64 | 1570.15 | Devers-Red Bluff Constraint | GLW 230kV area constraint | GLW 230kV area constraint |  | 0 | 1 | 0 | 0 | 0 | 0 | -2124.047 | 568.64 | 1570.15 | Devers-Red Bluff Constraint | GLW 230kV area constraint | GLW 230kV area constraint |  | 5 | 4 | YES | 4 | 1 | 1 | NO | 1
East of Pisgah Study Area | Carpenter Canyon (fka Gamebird) | 138 | 0 | 0 | 0 | 0 | 0 | 0 | 0 | 0 | 0 | 0 | 0 | 0 | 0 | 0 | 0 | 0 | 0 | 0 | 0 | 1 | 0 | 1 | 0 | 0 | 0 | 0 | 0 | 1 | 1 | 0 | 0 | 0 | 0 | 0 | 0 | 0 | 0 | 0 | 0 | 0 | 0 | 0 | 0 | 0 | 0 | 0 | 0 | 0 | 0 | 0 | 0 | 0 | 0 | 0 | 0 | 0 | 0 | 0 | 0 | 0 | 0 | 0 | 0 | 0 | 0 | 0 | 0 | 0 | 0 | 0 | 0 | 0 | 0 | 0 | 0 | 0 | 0 | 0 | 0 | 0 | 0 | 0 | 0 | 0 | 0 | 0 | 0 | 0 | 0 | 0 | 0 | 0 | 0 | 0 | 0 | 0 | 0 | 0 | 0 | 0 | 0 | 0 | 0 | 0 | 0 | 0 | 0 | 3 |  | 0 | 0 | 0 | 0 | 0 | 0 | 0 | 0 | 0 | 0 | 0 | 0 | 0 | 0 | 0 | 0 | 0 | 0 | 0 | 0 | 0 | 0 | 0 | 0 | 0 | 0 | 0 | 0 | 0 | 0 | 0 | 0 | 0 | 0 | 0 | 0 | 0 | 0 | 0 | 0 | 0 | 0 | 0 | 0 | 0 | 1 | 1 | 0 | 0 | 0 | 0 | -2124.047 | 568.64 | 1570.15 | Devers-Red Bluff Constraint | GLW 230kV area constraint | GLW 230kV area constraint |  | 0 | 1 | 0 | 0 | 0 | 0 | -2124.047 | 568.64 | 1570.15 | Devers-Red Bluff Constraint | GLW 230kV area constraint | GLW 230kV area constraint |  | 5 | 4 | YES | 4 | 1 | 1 | NO | 1
PG&E Kern Study Area | Ganso | 115 | 0 | 0 | 0 | 0 | 0 | 0 | 0 | 0 | 0 | 0 | 0 | 0 | 0 | 0 | 0 | 0 | 0 | 0 | 0 | 0 | 0 | 0 | 0 | 0 | 0 | 0 | 0 | 0 | 0 | 0 | 0 | 0 | 0 | 0 | 0 | 0 | 0 | 0 | 0 | 0 | 0 | 0 | 0 | 0 | 0 | 0 | 0 | 0 | 0 | 0 | 0 | 0 | 0 | 0 | 0 | 0 | 0 | 0 | 0 | 0 | 0 | 0 | 0 | 0 | 0 | 0 | 0 | 0 | 0 | 0 | 0 | 0 | 0 | 0 | 0 | 1 | 1 | 0 | 0 | 0 | 0 | 0 | 1 | 1 | 0 | 1 | 1 | 0 | 0 | 0 | 0 | 0 | 0 | 0 | 0 | 0 | 0 | 0 | 0 | 0 | 0 | 0 | 0 | 0 | 0 | 0 | 0 | 0 |  | 0 | 0 | 0 | 0 | 0 | 0 | 0 | 0 | 0 | 0 | 0 | 0 | 0 | 0 | 0 | 0 | 0 | 0 | 0 | 0 | 0 | 0 | 0 | 0 | 0 | 0 | 0 | 0 | 0 | 0 | 0 | 1 | 0 | 0 | 0 | 0 | 0 | 0 | 1.5 | 0 | 0 | 0 | 0 | 0 | 1 | 3 | 0 | 2 | 0 | 2 | 0 | -1260.48 | -1054.844 | -926.9943 | Midway-Q2005 230kV Line | Midway-Q2005 230kV Line | Midway-Q2005 230kV Line |  | 0 | 0 | 0 | 0 | 0 | 1 | 71.981 | 35.1401 | -65.5292 | Gates 500/230kV TB #11 | Semitropic-Midway 115kV Line | Oceano-Calendar 115kV line |  | 5 | 1 | YES | 2 | 5 | 3 | YES | 3
PG&E Fresno Study Area | Gates | 500 | 0 | 0 | 0 | 0 | 0 | 0 | 0 | 0 | 0 | 0 | 0 | 0 | 0 | 0 | 0 | 0 | 0 | 0 | 0 | 0 | 0 | 0 | 0 | 0 | 0 | 0 | 0 | 0 | 0 | 0 | 0 | 0 | 0 | 0 | 0 | 0 | 0 | 0 | 0 | 0 | 0 | 0 | 0 | 0 | 0 | 0 | 0 | 0 | 0 | 0 | 0 | 0 | 0 | 0 | 0 | 0 | 0 | 0 | 0 | 0 | 0 | 0 | 0 | 0 | 0 | 0 | 0 | 0 | 0 | 0 | 0 | 0 | 0 | 0 | 0 | 0 | 1 | 0 | 0 | 0 | 0 | 0 | 0 | 0 | 0 | 1 | 0 | 0 | 0 | 0 | 0 | 0 | 0 | 0 | 0 | 0 | 0 | 0 | 0 | 0 | 0 | 0 | 0 | 0 | 0 | 0 | 0 | 0 |  | 0 | 0 | 0 | 0 | 0 | 0 | 0 | 0 | 0 | 0 | 0 | 0 | 0 | 0 | 0 | 0 | 0 | 0 | 0 | 0 | 0 | 0 | 0 | 0 | 0 | 0 | 0 | 0 | 0 | 0 | 0 | 0 | 0 | 0 | 0 | 0 | 0 | 0 | 0 | 0 | 0 | 0 | 0 | 0 | 0 | 2 | 0 | 1 | 0 | 1 | 0 | -1260.48 | -1054.844 | -926.9943 | Midway-Q2005 230kV Line | Midway-Q2005 230kV Line | Midway-Q2005 230kV Line |  | 0 | 0 | 0 | 0 | 0 | 0 | 14667.572 | 14984.7961 | 35.0057 | Gates 500/230kV TB #12 | Gates 500/230kV TB #12 | Midway-Q2005 230kV Line |  | 5 | 1 | YES | 2 | 5 | 1 | YES | 2
PG&E Fresno Study Area | Gates | 230 | 0 | 0 | 0 | 0 | 0 | 0 | 0 | 0 | 0 | 0 | 0 | 0 | 0 | 0 | 0 | 0 | 0 | 0 | 0 | 0 | 0 | 0 | 0 | 0 | 0 | 0 | 0 | 0 | 0 | 0 | 0 | 0 | 0 | 0 | 0 | 0 | 0 | 0 | 0 | 0 | 0 | 0 | 0 | 0 | 0 | 0 | 0 | 0 | 0 | 0 | 0 | 0 | 0 | 0 | 0 | 0 | 0 | 0 | 0 | 0 | 0 | 0 | 0 | 0 | 0 | 0 | 0 | 0 | 0 | 0 | 0 | 0 | 0 | 0 | 0 | 1 | 1 | 0 | 0 | 0 | 0 | 0 | 0 | 0 | 0 | 1 | 1 | 0 | 1 | 0 | 0 | 1 | 1 | 1 | 0 | 0 | 0 | 0 | 0 | 0 | 0 | 0 | 0 | 1 | 1 | 1 | 0 | 3 |  | 0 | 0 | 0 | 0 | 0 | 0 | 0 | 0 | 0 | 0 | 0 | 0 | 0 | 0 | 0 | 0 | 0 | 0 | 0 | 0 | 0 | 0 | 0 | 0 | 781.5 | 143.5 | 763.131 | 0 | 0 | 1 | 0 | 0 | 0 | 0 | 0 | 0 | 0 | 0 | 0 | 1026.5 | 143.5 | 763.131 | 0 | 0 | 1 | 3 | 1 | 2 | 0 | 3 | 0 | -1260.48 | -1054.844 | -926.9943 | Midway-Q2005 230kV Line | Midway-Q2005 230kV Line | Midway-Q2005 230kV Line |  | 0 | 1 | 0 | 0 | 0 | 1 | -59.457 | 171.1913 | -65.5292 | Moss Landing-Las Aguilas 230 kV Line | Moss Landing-Las Aguilas 230 kV Line | Oceano-Calendar 115kV line |  | 5 | 3 | YES | 3 | 5 | 3 | YES | 3
PG&E Fresno Study Area | New Sub - Gates - Midway (Proposed) | 230 | 0 | 0 | 0 | 0 | 0 | 0 | 0 | 0 | 0 | 0 | 0 | 0 | 0 | 0 | 0 | 0 | 0 | 0 | 0 | 0 | 0 | 0 | 0 | 0 | 0 | 0 | 0 | 0 | 0 | 0 | 0 | 0 | 0 | 0 | 0 | 0 | 0 | 0 | 0 | 0 | 0 | 0 | 0 | 0 | 0 | 0 | 0 | 0 | 0 | 0 | 0 | 0 | 0 | 0 | 0 | 0 | 0 | 0 | 0 | 0 | 0 | 0 | 0 | 0 | 0 | 0 | 0 | 0 | 0 | 0 | 0 | 0 | 0 | 0 | 0 | 1 | 1 | 0 | 0 | 0 | 0 | 0 | 0 | 0 | 0 | 1 | 1 | 0 | 0 | 0 | 0 | 1 | 0 | 0 | 0 | 0 | 0 | 0 | 0 | 0 | 0 | 0 | 0 | 1 | 1 | 0 | 0 | 1 |  | 0 | 0 | 0 | 0 | 0 | 0 | 0 | 0 | 0 | 0 | 0 | 0 | 0 | 0 | 0 | 0 | 0 | 0 | 0 | 0 | 0 | 0 | 0 | 0 | 0 | 0 | 0 | 0 | 0 | 0 | 0 | 0 | 0 | 0 | 0 | 0 | 0 | 0 | 0 | 0 | 0 | 0 | 0 | 0 | 0 | 3 | 0 | 2 | 0 | 2 | 0 | -1260.48 | -1054.844 | -926.9943 | Midway-Q2005 230kV Line | Midway-Q2005 230kV Line | Midway-Q2005 230kV Line |  | 0 | 0 | 0 | 0 | 0 | 1 | 71.981 | 208.4702 | -65.5292 | Gates 500/230kV TB #11 | Gates 500/230kV TB #11 | Oceano-Calendar 115kV line |  | 5 | 1 | YES | 2 | 5 | 3 | YES | 3
PG&E Kern Study Area | New Sub - Gates - Templeton (Proposed) | 230 | 0 | 0 | 0 | 0 | 0 | 0 | 0 | 0 | 0 | 0 | 0 | 0 | 0 | 0 | 0 | 0 | 0 | 0 | 0 | 0 | 0 | 0 | 0 | 0 | 0 | 0 | 0 | 0 | 0 | 0 | 0 | 0 | 0 | 0 | 0 | 0 | 0 | 0 | 0 | 0 | 0 | 0 | 0 | 0 | 0 | 0 | 0 | 0 | 0 | 0 | 0 | 0 | 0 | 0 | 0 | 0 | 0 | 0 | 0 | 0 | 0 | 0 | 0 | 0 | 0 | 0 | 0 | 0 | 0 | 0 | 0 | 0 | 0 | 0 | 0 | 1 | 1 | 0 | 0 | 0 | 0 | 0 | 0 | 0 | 0 | 1 | 1 | 1 | 0 | 0 | 0 | 1 | 0 | 0 | 0 | 1 | 1 | 0 | 0 | 0 | 0 | 0 | 0 | 0 | 1 | 0 | 0 | 1 |  | 0 | 0 | 0 | 0 | 0 | 0 | 0 | 0 | 0 | 0 | 0 | 0 | 0 | 0 | 0 | 0 | 0 | 0 | 0 | 0 | 0 | 0 | 0 | 0 | 0 | 0 | 0 | 0 | 0 | 0 | 0 | 0 | 0 | 0 | 0 | 0 | 0 | 0 | 0 | 0 | 0 | 0 | 0 | 0 | 0 | 3 | 0 | 2 | 0 | 3 | 0 | -1260.48 | -1054.844 | -926.9943 | Midway-Q2005 230kV Line | Midway-Q2005 230kV Line | Midway-Q2005 230kV Line |  | 0 | 0 | 0 | 0 | 0 | 1 | 71.981 | 208.4702 | -65.5292 | Gates 500/230kV TB #11 | Gates 500/230kV TB #11 | Oceano-Calendar 115kV line |  | 5 | 1 | YES | 2 | 5 | 3 | YES | 3
PG&E North of Greater Bay Study Area | Geysers 12 | 230 | 0 | 0 | 0 | 0 | 0 | 0 | 0 | 0 | 0 | 0 | 0 | 0 | 0 | 0 | 0 | 0 | 0 | 0 | 0 | 0 | 0 | 0 | 0 | 0 | 0 | 0 | 0 | 0 | 0 | 0 | 0 | 0 | 0 | 0 | 0 | 0 | 0 | 0 | 0 | 0 | 0 | 0 | 0 | 1 | 1 | 0 | 1 | 0 | 0 | 0 | 0 | 0 | 0 | 0 | 0 | 0 | 0 | 1 | 1 | 1 | 1 | 0 | 0 | 1 | 1 | 0 | 0 | 0 | 0 | 0 | 0 | 0 | 0 | 1 | 1 | 0 | 0 | 0 | 0 | 0 | 0 | 0 | 0 | 0 | 0 | 0 | 0 | 0 | 0 | 0 | 0 | 0 | 0 | 0 | 0 | 0 | 0 | 0 | 0 | 0 | 0 | 0 | 0 | 0 | 0 | 0 | 0 | 1 |  | 0 | 0 | 0 | 0 | 0 | 0 | 0 | 0 | 0 | 0 | 0 | 0 | 0 | 0 | 0 | 0 | 0 | 0 | 0 | 0 | 0 | 0 | 0 | 0 | 0 | 0 | 0 | 0 | 0 | 0 | 63 | 0 | 0 | 0 | 0 | 0 | 0 | 0 | 0 | 0 | 0 | 0 | 0 | 0 | 1 | 3 | 0 | 0 | 0 | 0 | 0 | -836.7415 | 125.4613 | 452.5825 | Vaca Dixon-Tesla 500kV Line | Birds Landing-Contra Costa 230kV Line | Birds Landing-Contra Costa 230kV Line |  | 2 | 0 | 0 | 0 | 0 | 0 | -325.6387 | 125.4613 | 452.5825 | Birds Landing-Contra Costa 230kV Line | Birds Landing-Contra Costa 230kV Line | Birds Landing-Contra Costa 230kV Line |  | 5 | 5 | NO | 5 | 1 | 1 | NO | 1
PG&E North of Greater Bay Study Area | Geysers 17 | 230 | 0 | 0 | 0 | 0 | 0 | 0 | 0 | 0 | 0 | 0 | 0 | 0 | 0 | 0 | 0 | 0 | 0 | 0 | 0 | 0 | 0 | 0 | 0 | 0 | 0 | 0 | 0 | 0 | 0 | 0 | 0 | 0 | 0 | 0 | 0 | 0 | 0 | 0 | 0 | 0 | 0 | 0 | 0 | 1 | 1 | 0 | 1 | 0 | 0 | 0 | 0 | 0 | 0 | 0 | 0 | 0 | 0 | 1 | 1 | 1 | 1 | 0 | 0 | 1 | 1 | 0 | 0 | 0 | 0 | 0 | 0 | 0 | 0 | 1 | 1 | 0 | 0 | 0 | 0 | 0 | 0 | 0 | 0 | 0 | 0 | 0 | 0 | 0 | 0 | 0 | 0 | 0 | 0 | 0 | 0 | 0 | 0 | 0 | 0 | 0 | 0 | 0 | 0 | 0 | 0 | 0 | 0 | 1 |  | 0 | 0 | 0 | 0 | 0 | 0 | 0 | 0 | 0 | 0 | 0 | 0 | 0 | 0 | 0 | 0 | 0 | 0 | 0 | 0 | 0 | 0 | 0 | 0 | 0 | 0 | 0 | 0 | 0 | 0 | 0 | 0 | 0 | 0 | 0 | 0 | 0 | 0 | 0 | 0 | 0 | 0 | 0 | 0 | 0 | 3 | 0 | 0 | 0 | 0 | 0 | -836.7415 | 125.4613 | 452.5825 | Vaca Dixon-Tesla 500kV Line | Birds Landing-Contra Costa 230kV Line | Birds Landing-Contra Costa 230kV Line |  | 2 | 0 | 0 | 0 | 0 | 0 | -325.6387 | 125.4613 | 452.5825 | Birds Landing-Contra Costa 230kV Line | Birds Landing-Contra Costa 230kV Line | Birds Landing-Contra Costa 230kV Line |  | 5 | 5 | NO | 5 | 1 | 1 | NO | 1
PG&E North of Greater Bay Study Area | Geysers 5&6 | 115 | 0 | 0 | 0 | 0 | 0 | 0 | 0 | 0 | 0 | 0 | 0 | 0 | 0 | 0 | 0 | 0 | 0 | 0 | 0 | 0 | 0 | 0 | 0 | 0 | 0 | 0 | 0 | 0 | 0 | 0 | 0 | 0 | 0 | 0 | 0 | 0 | 0 | 0 | 0 | 0 | 0 | 0 | 0 | 1 | 1 | 0 | 1 | 0 | 0 | 0 | 0 | 0 | 0 | 0 | 0 | 0 | 0 | 1 | 0 | 1 | 1 | 0 | 0 | 0 | 0 | 0 | 0 | 0 | 0 | 0 | 0 | 0 | 0 | 0 | 1 | 0 | 0 | 0 | 0 | 0 | 0 | 0 | 0 | 0 | 0 | 0 | 0 | 0 | 0 | 0 | 0 | 0 | 0 | 0 | 0 | 0 | 0 | 0 | 0 | 0 | 0 | 0 | 0 | 0 | 0 | 0 | 0 | 1 |  | 0 | 0 | 0 | 0 | 0 | 0 | 0 | 0 | 0 | 0 | 0 | 0 | 0 | 0 | 0 | 0 | 0 | 0 | 0 | 0 | 0 | 0 | 0 | 0 | 0 | 0 | 0 | 0 | 0 | 0 | 0 | 0 | 0 | 0 | 0 | 0 | 0 | 0 | 0 | 0 | 0 | 0 | 0 | 0 | 0 | 2 | 0 | 0 | 0 | 0 | 0 | -836.7415 | 125.4613 | 452.5825 | Vaca Dixon-Tesla 500kV Line | Birds Landing-Contra Costa 230kV Line | Birds Landing-Contra Costa 230kV Line |  | 1 | 0 | 0 | 0 | 0 | 0 | -325.6387 | 125.4613 | 452.5825 | Birds Landing-Contra Costa 230kV Line | Birds Landing-Contra Costa 230kV Line | Birds Landing-Contra Costa 230kV Line |  | 5 | 5 | NO | 5 | 1 | 1 | NO | 1
PG&E North of Greater Bay Study Area | Geysers 9&10 Sonoma | 230 | 0 | 0 | 0 | 0 | 0 | 0 | 0 | 0 | 0 | 0 | 0 | 0 | 0 | 0 | 0 | 0 | 0 | 0 | 0 | 0 | 0 | 0 | 0 | 0 | 0 | 0 | 0 | 0 | 0 | 0 | 0 | 0 | 0 | 0 | 0 | 0 | 0 | 0 | 0 | 0 | 0 | 0 | 0 | 1 | 1 | 0 | 0 | 0 | 0 | 0 | 0 | 0 | 0 | 0 | 0 | 0 | 1 | 1 | 1 | 1 | 1 | 0 | 0 | 1 | 1 | 0 | 0 | 0 | 0 | 0 | 0 | 0 | 0 | 1 | 1 | 0 | 0 | 0 | 0 | 0 | 0 | 0 | 0 | 0 | 0 | 0 | 0 | 0 | 0 | 0 | 0 | 0 | 0 | 0 | 0 | 0 | 0 | 0 | 0 | 0 | 0 | 0 | 0 | 0 | 0 | 0 | 0 | 2 |  | 0 | 0 | 0 | 0 | 0 | 0 | 0 | 0 | 0 | 0 | 0 | 0 | 0 | 0 | 0 | 0 | 0 | 0 | 0 | 0 | 0 | 0 | 0 | 0 | 0 | 0 | 0 | 0 | 0 | 0 | 0 | 0 | 0 | 0 | 0 | 0 | 0 | 0 | 0 | 0 | 0 | 0 | 0 | 0 | 0 | 3 | 0 | 0 | 0 | 0 | 0 | -836.7415 | 125.4613 | 452.5825 | Vaca Dixon-Tesla 500kV Line | Birds Landing-Contra Costa 230kV Line | Birds Landing-Contra Costa 230kV Line |  | 2 | 0 | 0 | 0 | 0 | 0 | -325.6387 | 125.4613 | 452.5825 | Birds Landing-Contra Costa 230kV Line | Birds Landing-Contra Costa 230kV Line | Birds Landing-Contra Costa 230kV Line |  | 5 | 5 | NO | 5 | 1 | 1 | NO | 1
PG&E Fresno Study Area | Giffen | 70 | 0 | 0 | 0 | 0 | 0 | 0 | 0 | 0 | 0 | 0 | 0 | 0 | 0 | 0 | 0 | 0 | 0 | 0 | 0 | 0 | 0 | 0 | 0 | 0 | 0 | 0 | 0 | 0 | 0 | 0 | 0 | 0 | 0 | 0 | 0 | 0 | 0 | 0 | 0 | 0 | 0 | 0 | 0 | 0 | 0 | 0 | 0 | 0 | 0 | 0 | 1 | 0 | 0 | 0 | 0 | 0 | 0 | 0 | 0 | 0 | 0 | 0 | 0 | 0 | 0 | 0 | 0 | 0 | 0 | 0 | 0 | 0 | 0 | 0 | 0 | 0 | 1 | 0 | 0 | 0 | 0 | 0 | 0 | 0 | 0 | 1 | 1 | 0 | 1 | 0 | 0 | 1 | 1 | 1 | 0 | 0 | 0 | 0 | 1 | 0 | 1 | 0 | 0 | 0 | 0 | 1 | 0 | 4 |  | 0 | 0 | 0 | 0 | 0 | 0 | 0 | 0 | 0 | 0 | 0 | 0 | 0 | 0 | 0 | 0 | 0 | 0 | 0 | 0 | 0 | 0 | 0 | 0 | 0 | 0 | 0 | 0 | 0 | 0 | 0 | 0 | 0 | 0 | 0 | 0 | 0 | 0 | 0 | 0 | 0 | 0 | 0 | 0 | 0 | 2 | 1 | 1 | 0 | 2 | 0 | -1260.48 | -1054.844 | -926.9943 | Midway-Q2005 230kV Line | Midway-Q2005 230kV Line | Midway-Q2005 230kV Line |  | 0 | 1 | 0 | 0 | 0 | 0 | -59.457 | 4 | 0 | Moss Landing-Las Aguilas 230 kV Line | Helm 230/70kV TB #1 | Helm 230/70kV TB #1 |  | 5 | 3 | YES | 3 | 5 | 1 | YES | 2
PG&E North of Greater Bay Study Area | Glenn | 230 | 0 | 0 | 0 | 0 | 0 | 0 | 0 | 0 | 0 | 0 | 0 | 0 | 0 | 0 | 0 | 0 | 0 | 0 | 0 | 0 | 0 | 0 | 0 | 0 | 0 | 0 | 0 | 0 | 0 | 0 | 0 | 0 | 0 | 0 | 0 | 0 | 0 | 0 | 0 | 0 | 0 | 0 | 0 | 0 | 1 | 0 | 0 | 0 | 0 | 0 | 0 | 0 | 0 | 0 | 0 | 0 | 0 | 0 | 0 | 0 | 0 | 0 | 0 | 0 | 0 | 0 | 0 | 0 | 0 | 0 | 0 | 0 | 0 | 0 | 1 | 0 | 0 | 0 | 0 | 0 | 0 | 0 | 0 | 0 | 0 | 0 | 0 | 0 | 0 | 0 | 0 | 0 | 0 | 0 | 0 | 0 | 0 | 0 | 0 | 0 | 0 | 0 | 0 | 0 | 0 | 0 | 0 | 0 |  | 0 | 0 | 0 | 0 | 0 | 0 | 0 | 0 | 0 | 0 | 0 | 0 | 0 | 0 | 0 | 0 | 0 | 0 | 0 | 0 | 0 | 0 | 0 | 0 | 0 | 0 | 0 | 0 | 0 | 0 | 0 | 4 | 233 | 100 | 0 | 0 | 0 | 0 | 0 | 0 | 0 | 0 | 0 | 0 | 1 | 2 | 0 | 0 | 0 | 0 | 0 | -836.7415 | 125.4613 | 452.5825 | Vaca Dixon-Tesla 500kV Line | Birds Landing-Contra Costa 230kV Line | Birds Landing-Contra Costa 230kV Line |  | 1 | 0 | 0 | 0 | 0 | 0 | -325.6387 | 125.4613 | 452.5825 | Birds Landing-Contra Costa 230kV Line | Birds Landing-Contra Costa 230kV Line | Birds Landing-Contra Costa 230kV Line |  | 5 | 5 | NO | 5 | 1 | 1 | NO | 1
PG&E North of Greater Bay Study Area | Gold Hill | 230 | 0 | 0 | 0 | 0 | 0 | 0 | 0 | 0 | 0 | 0 | 0 | 0 | 0 | 0 | 0 | 0 | 0 | 0 | 0 | 0 | 0 | 0 | 0 | 0 | 0 | 0 | 0 | 0 | 0 | 0 | 0 | 0 | 0 | 0 | 0 | 0 | 0 | 0 | 0 | 0 | 0 | 0 | 0 | 0 | 1 | 0 | 0 | 0 | 0 | 1 | 1 | 1 | 0 | 0 | 0 | 0 | 0 | 0 | 0 | 0 | 0 | 0 | 0 | 0 | 1 | 1 | 0 | 0 | 0 | 0 | 0 | 0 | 0 | 0 | 0 | 0 | 0 | 0 | 0 | 0 | 0 | 0 | 0 | 0 | 0 | 0 | 0 | 0 | 0 | 0 | 0 | 0 | 0 | 0 | 0 | 0 | 0 | 0 | 0 | 0 | 0 | 0 | 0 | 0 | 0 | 0 | 0 | 0 |  | 0 | 0 | 0 | 0 | 0 | 0 | 0 | 0 | 0 | 0 | 0 | 0 | 0 | 0 | 0 | 0 | 0 | 0 | 0 | 0 | 0 | 0 | 0 | 0 | 0 | 0 | 0 | 0 | 0 | 0 | 0 | 0 | 0 | 0 | 0 | 0 | 0 | 0 | 0 | 0 | 0 | 50 | 0 | 0 | 1 | 2 | 0 | 0 | 0 | 0 | 0 | -836.7415 | 27.5905 | 197.21 | Vaca Dixon-Tesla 500kV Line | Rocklin-Pleaseant grove 115kV line | Rocklin-Pleaseant grove 115kV line |  | 1 | 0 | 0 | 0 | 0 | 0 | -27.1325 | 27.5905 | 197.21 | Rocklin-Pleaseant grove 115kV line | Rocklin-Pleaseant grove 115kV line | Rocklin-Pleaseant grove 115kV line |  | 5 | 5 | NO | 5 | 1 | 1 | NO | 1
SCE Northern Area | Goleta | 230 | 0 | 0 | 1 | 0 | 1 | 0 | 1 | 0 | 0 | 0 | 0 | 0 | 0 | 0 | 0 | 0 | 0 | 0 | 0 | 0 | 0 | 0 | 0 | 0 | 0 | 0 | 0 | 0 | 1 | 0 | 0 | 0 | 0 | 0 | 0 | 0 | 0 | 0 | 0 | 0 | 0 | 0 | 0 | 0 | 0 | 0 | 0 | 0 | 0 | 0 | 0 | 0 | 0 | 0 | 0 | 0 | 0 | 0 | 0 | 0 | 0 | 0 | 0 | 0 | 0 | 0 | 0 | 0 | 0 | 0 | 0 | 0 | 0 | 0 | 0 | 0 | 0 | 0 | 0 | 0 | 0 | 0 | 0 | 0 | 0 | 0 | 0 | 0 | 0 | 0 | 0 | 0 | 0 | 0 | 0 | 0 | 0 | 0 | 0 | 0 | 0 | 0 | 0 | 0 | 0 | 0 | 0 | 0 |  | 0 | 1.9 | 0 | 0 | 0 | 0 | 0 | 0 | 0 | 0 | 0 | 0 | 0 | 0 | 1 | 0 | 0 | 0 | 0 | 0 | 0 | 0 | 0 | 0 | 0 | 0 | 70 | 0 | 0 | 1 | 0 | 1 | 0 | 0 | 0 | 0 | 0 | 0 | 0 | 0 | 0 | 70 | 0 | 0 | 1 | 2 | 0 | 1 | 0 | 0 | 0 | -1715.6208 | -34.6371 | 1455.259 | Lugo - Victorville area constraint | South of Magunden Constraint | South of Magunden Constraint |  | 1 | 0 | 1 | 0 | 0 | 0 | -596.4338 | -34.6371 | 1455.259 | South of Magunden Constraint | South of Magunden Constraint | South of Magunden Constraint |  | 5 | 5 | NO | 5 | 1 | 1 | NO | 1
SCE Metro Study Area | Goodrich | 230 | 0 | 0 | 0 | 0 | 0 | 0 | 0 | 0 | 0 | 0 | 0 | 0 | 1 | 0 | 0 | 0 | 0 | 0 | 0 | 0 | 0 | 0 | 0 | 0 | 0 | 0 | 0 | 0 | 0 | 0 | 0 | 0 | 0 | 0 | 0 | 0 | 0 | 0 | 0 | 0 | 0 | 0 | 0 | 0 | 0 | 0 | 0 | 0 | 0 | 0 | 0 | 0 | 0 | 0 | 0 | 0 | 0 | 0 | 0 | 0 | 0 | 0 | 0 | 0 | 0 | 0 | 0 | 0 | 0 | 0 | 0 | 0 | 0 | 0 | 0 | 0 | 0 | 0 | 0 | 0 | 0 | 0 | 0 | 0 | 0 | 0 | 0 | 0 | 0 | 0 | 0 | 0 | 0 | 0 | 0 | 0 | 0 | 0 | 0 | 0 | 0 | 0 | 0 | 0 | 0 | 0 | 0 | 0 |  | 0 | 0 | 0 | 0 | 0 | 0 | 0 | 0 | 0 | 0 | 0 | 0 | 0 | 0 | 0 | 0 | 0 | 0 | 0 | 0 | 0 | 0 | 0 | 0 | 0 | 0 | 0 | 0 | 0 | 0 | 0 | 0 | 0 | 0 | 0 | 0 | 0 | 0 | 0 | 0 | 0 | 0 | 0 | 0 | 0 | 0 | 0 | 0 | 0 | 0 | 0 | 11590.638 | 12647.921 | 15842.11 | SCE Metro Area Default Constraint | SCE Metro Area Default Constraint | SCE Metro Area Default Constraint |  | 0 | 0 | 0 | 0 | 0 | 0 | 11590.638 | 12647.921 | 15842.11 | SCE Metro Area Default Constraint | SCE Metro Area Default Constraint | SCE Metro Area Default Constraint |  | 1 | 1 | NO | 1 | 1 | 1 | NO | 1
PG&E Kern Study Area | Goose Lake | 115 | 0 | 0 | 0 | 0 | 0 | 0 | 0 | 0 | 0 | 0 | 0 | 0 | 0 | 0 | 0 | 0 | 0 | 0 | 0 | 0 | 0 | 0 | 0 | 0 | 0 | 0 | 0 | 0 | 0 | 0 | 0 | 0 | 0 | 0 | 0 | 0 | 0 | 0 | 0 | 0 | 0 | 0 | 0 | 0 | 0 | 0 | 0 | 0 | 0 | 0 | 0 | 0 | 0 | 0 | 0 | 0 | 0 | 0 | 0 | 0 | 0 | 0 | 0 | 0 | 0 | 0 | 0 | 0 | 0 | 0 | 0 | 0 | 0 | 0 | 0 | 1 | 1 | 1 | 1 | 0 | 0 | 0 | 1 | 1 | 0 | 0 | 1 | 1 | 0 | 0 | 0 | 0 | 0 | 0 | 0 | 0 | 0 | 0 | 0 | 0 | 0 | 0 | 0 | 0 | 0 | 0 | 0 | 0 |  | 0 | 0 | 0 | 0 | 0 | 0 | 0 | 0 | 0 | 0 | 0 | 0 | 0 | 0 | 0 | 0 | 0 | 0 | 0 | 0 | 0 | 0 | 0 | 0 | 0 | 0 | 0 | 0 | 0 | 0 | 0 | 0 | 0 | 0 | 0 | 0 | 0 | 0 | 0 | 0 | 0 | 0 | 0 | 0 | 0 | 2 | 0 | 2 | 0 | 2 | 0 | -1260.48 | -1054.844 | -926.9943 | Midway-Q2005 230kV Line | Midway-Q2005 230kV Line | Midway-Q2005 230kV Line |  | 0 | 0 | 0 | 0 | 0 | 1 | 71.981 | 35.1401 | -65.5292 | Gates 500/230kV TB #11 | Semitropic-Midway 115kV Line | Oceano-Calendar 115kV line |  | 5 | 1 | YES | 2 | 5 | 3 | YES | 3
SCE Metro Study Area | Gould | 230 | 0 | 0 | 0 | 0 | 0 | 0 | 0 | 0 | 0 | 0 | 0 | 0 | 1 | 0 | 0 | 0 | 0 | 0 | 0 | 0 | 0 | 0 | 0 | 0 | 0 | 0 | 0 | 0 | 0 | 0 | 0 | 0 | 0 | 0 | 0 | 0 | 0 | 0 | 0 | 0 | 0 | 0 | 0 | 0 | 0 | 0 | 0 | 0 | 0 | 0 | 0 | 0 | 0 | 0 | 0 | 0 | 0 | 0 | 0 | 0 | 0 | 0 | 0 | 0 | 0 | 0 | 0 | 0 | 0 | 0 | 0 | 0 | 0 | 0 | 0 | 0 | 0 | 0 | 0 | 0 | 0 | 0 | 0 | 0 | 0 | 0 | 0 | 0 | 0 | 0 | 0 | 0 | 0 | 0 | 0 | 0 | 0 | 0 | 0 | 0 | 0 | 0 | 0 | 0 | 0 | 0 | 0 | 0 |  | 0 | 0 | 0 | 0 | 0 | 0 | 0 | 0 | 0 | 0 | 0 | 0 | 0 | 0 | 0 | 0 | 0 | 0 | 0 | 0 | 0 | 0 | 0 | 0 | 0 | 0 | 0 | 0 | 0 | 0 | 0 | 0 | 0 | 0 | 0 | 0 | 0 | 0 | 0 | 0 | 0 | 0 | 0 | 0 | 0 | 0 | 0 | 0 | 0 | 0 | 0 | 11590.638 | 12647.921 | 15842.11 | SCE Metro Area Default Constraint | SCE Metro Area Default Constraint | SCE Metro Area Default Constraint |  | 0 | 0 | 0 | 0 | 0 | 0 | 11590.638 | 12647.921 | 15842.11 | SCE Metro Area Default Constraint | SCE Metro Area Default Constraint | SCE Metro Area Default Constraint |  | 1 | 1 | NO | 1 | 1 | 1 | NO | 1
PG&E Greater Bay Study Area | Grant | 115 | 0 | 0 | 0 | 0 | 0 | 0 | 0 | 0 | 0 | 0 | 0 | 0 | 0 | 0 | 0 | 0 | 0 | 0 | 0 | 0 | 0 | 0 | 0 | 0 | 0 | 0 | 0 | 0 | 0 | 0 | 0 | 0 | 0 | 0 | 0 | 0 | 0 | 0 | 0 | 0 | 0 | 0 | 0 | 0 | 1 | 0 | 0 | 0 | 0 | 0 | 0 | 0 | 0 | 0 | 1 | 1 | 0 | 1 | 1 | 0 | 1 | 0 | 0 | 0 | 0 | 0 | 1 | 0 | 0 | 0 | 0 | 0 | 0 | 1 | 0 | 0 | 0 | 0 | 0 | 0 | 0 | 0 | 0 | 0 | 0 | 0 | 0 | 0 | 0 | 0 | 0 | 0 | 0 | 0 | 0 | 0 | 0 | 0 | 0 | 0 | 0 | 0 | 0 | 0 | 0 | 0 | 0 | 3 |  | 0 | 0 | 0 | 0 | 0 | 0 | 0 | 0 | 0 | 0 | 0 | 0 | 0 | 0 | 0 | 0 | 0 | 0 | 0 | 0 | 0 | 0 | 0 | 0 | 0 | 0 | 0 | 0 | 0 | 0 | 0 | 0 | 0 | 0 | 0 | 0 | 0 | 0 | 0 | 0 | 0 | 0 | 0 | 0 | 0 | 2 | 0 | 0 | 0 | 0 | 0 | -836.7415 | 193.7277 | 921.9913 | Vaca Dixon-Tesla 500kV Line | Vaca Dixon-Tesla 500kV Line | Windmaster-Delta pumps 230 kV line |  | 1 | 0 | 0 | 0 | 0 | 0 | -133.2328 | 381.3403 | 921.9913 | Windmaster-Delta pumps 230 kV line | Windmaster-Delta pumps 230 kV line | Windmaster-Delta pumps 230 kV line |  | 5 | 5 | NO | 5 | 1 | 1 | NO | 1
PG&E Greater Bay Study Area | Green Valley | 115 | 0 | 0 | 0 | 0 | 0 | 0 | 0 | 0 | 0 | 0 | 0 | 0 | 0 | 0 | 0 | 0 | 0 | 0 | 0 | 0 | 0 | 0 | 0 | 0 | 0 | 0 | 0 | 0 | 0 | 0 | 0 | 0 | 0 | 0 | 0 | 0 | 0 | 0 | 0 | 0 | 0 | 0 | 0 | 0 | 0 | 0 | 0 | 0 | 0 | 0 | 0 | 0 | 0 | 0 | 0 | 0 | 0 | 1 | 0 | 0 | 1 | 0 | 0 | 0 | 1 | 0 | 0 | 0 | 0 | 0 | 0 | 1 | 1 | 0 | 0 | 0 | 0 | 0 | 0 | 0 | 0 | 0 | 0 | 0 | 0 | 0 | 0 | 0 | 0 | 0 | 0 | 0 | 0 | 0 | 0 | 0 | 0 | 0 | 0 | 0 | 0 | 0 | 0 | 1 | 0 | 0 | 0 | 2 |  | 0 | 0 | 0 | 0 | 0 | 0 | 0 | 0 | 0 | 0 | 0 | 0 | 0 | 0 | 0 | 0 | 0 | 0 | 0 | 0 | 0 | 0 | 0 | 0 | 0 | 0 | 0 | 0 | 0 | 0 | 0 | 0 | 0 | 0 | 0 | 0 | 0 | 0 | 0 | 0 | 0 | 0 | 0 | 0 | 0 | 1 | 0 | 0 | 0 | 0 | 0 | -299.3 | 6.45 | 925.5 | Morganhill-Metcalf 115kV Line | Morganhill-Metcalf 115kV Line | Morganhill-Metcalf 115kV Line |  | 1 | 0 | 0 | 0 | 0 | 0 | -299.3 | 6.45 | 925.5 | Morganhill-Metcalf 115kV Line | Morganhill-Metcalf 115kV Line | Morganhill-Metcalf 115kV Line |  | 5 | 5 | NO | 5 | 1 | 1 | NO | 1
PG&E North of Greater Bay Study Area | Greenleaf 1 | 115 | 0 | 0 | 0 | 0 | 0 | 0 | 0 | 0 | 0 | 0 | 0 | 0 | 0 | 0 | 0 | 0 | 0 | 0 | 0 | 0 | 0 | 0 | 0 | 0 | 0 | 0 | 0 | 0 | 0 | 0 | 0 | 0 | 0 | 0 | 0 | 0 | 0 | 0 | 0 | 0 | 0 | 0 | 0 | 0 | 1 | 1 | 0 | 1 | 0 | 1 | 1 | 1 | 1 | 0 | 0 | 0 | 0 | 0 | 0 | 0 | 0 | 0 | 0 | 0 | 1 | 1 | 0 | 0 | 0 | 0 | 0 | 0 | 0 | 0 | 0 | 0 | 0 | 0 | 0 | 0 | 0 | 0 | 0 | 0 | 0 | 0 | 0 | 0 | 0 | 0 | 0 | 0 | 0 | 0 | 0 | 0 | 0 | 0 | 0 | 0 | 0 | 0 | 0 | 0 | 0 | 0 | 0 | 0 |  | 0 | 0 | 0 | 0 | 0 | 0 | 0 | 0 | 0 | 0 | 0 | 0 | 0 | 0 | 0 | 0 | 0 | 0 | 0 | 0 | 0 | 0 | 0 | 0 | 0 | 0 | 0 | 0 | 0 | 0 | 0 | 0 | 0 | 0 | 0 | 0 | 0 | 0 | 0 | 0 | 0 | 0 | 0 | 0 | 0 | 2 | 0 | 0 | 0 | 0 | 0 | -836.7415 | 27.5905 | 66.82 | Vaca Dixon-Tesla 500kV Line | Rocklin-Pleaseant grove 115kV line | Woodland- Davis 115kV line |  | 1 | 0 | 0 | 0 | 0 | 0 | -27.1325 | 27.5905 | 66.82 | Rocklin-Pleaseant grove 115kV line | Rocklin-Pleaseant grove 115kV line | Woodland- Davis 115kV line |  | 5 | 5 | NO | 5 | 1 | 1 | NO | 1
PG&E Fresno Study Area | Gregg | 230 | 0 | 0 | 0 | 0 | 0 | 0 | 0 | 0 | 0 | 0 | 0 | 0 | 0 | 0 | 0 | 0 | 0 | 0 | 0 | 0 | 0 | 0 | 0 | 0 | 0 | 0 | 0 | 0 | 0 | 0 | 0 | 0 | 0 | 0 | 0 | 0 | 0 | 0 | 0 | 0 | 0 | 0 | 0 | 0 | 0 | 0 | 0 | 0 | 0 | 0 | 1 | 0 | 0 | 0 | 0 | 0 | 0 | 0 | 0 | 0 | 0 | 0 | 0 | 0 | 0 | 0 | 0 | 0 | 0 | 0 | 0 | 0 | 0 | 0 | 0 | 0 | 1 | 0 | 0 | 0 | 0 | 0 | 0 | 0 | 0 | 1 | 1 | 0 | 1 | 1 | 1 | 1 | 1 | 1 | 1 | 1 | 0 | 1 | 1 | 0 | 0 | 1 | 0 | 0 | 0 | 1 | 0 | 4 |  | 0 | 0 | 0 | 0 | 0 | 0 | 0 | 0 | 0 | 0 | 0 | 0 | 0 | 0 | 0 | 0 | 0 | 0 | 0 | 0 | 0 | 0 | 0 | 0 | 0 | 0 | 0 | 0 | 0 | 0 | 0 | 0 | 105 | 35 | 0 | 0 | 0 | 0 | 0 | 0 | 0 | 0 | 0 | 130 | 1 | 4 | 1 | 3 | 0 | 3 | 0 | -1260.48 | -1054.844 | -926.9943 | Midway-Q2005 230kV Line | Midway-Q2005 230kV Line | Midway-Q2005 230kV Line |  | 0 | 1 | 0 | 0 | 0 | 0 | -59.457 | 171.1913 | 6.8725 | Moss Landing-Las Aguilas 230 kV Line | Moss Landing-Las Aguilas 230 kV Line | Dairyland-Chowchilla 115kV Line |  | 5 | 3 | YES | 3 | 5 | 1 | YES | 2
PG&E Kern Study Area | Grimmway-Malaga | 115 | 0 | 0 | 0 | 0 | 0 | 0 | 0 | 0 | 0 | 0 | 0 | 0 | 0 | 0 | 0 | 0 | 0 | 0 | 0 | 0 | 0 | 0 | 0 | 0 | 0 | 0 | 0 | 0 | 0 | 0 | 0 | 0 | 0 | 0 | 0 | 0 | 0 | 0 | 0 | 0 | 0 | 0 | 0 | 0 | 0 | 0 | 0 | 0 | 0 | 0 | 0 | 0 | 0 | 0 | 0 | 0 | 0 | 0 | 0 | 0 | 0 | 0 | 0 | 0 | 0 | 0 | 0 | 0 | 0 | 0 | 0 | 0 | 0 | 0 | 0 | 0 | 0 | 0 | 1 | 0 | 0 | 1 | 0 | 1 | 0 | 0 | 0 | 0 | 0 | 0 | 0 | 0 | 0 | 0 | 0 | 0 | 0 | 0 | 0 | 0 | 0 | 0 | 0 | 0 | 0 | 0 | 0 | 0 |  | 0 | 0 | 0 | 0 | 0 | 0 | 0 | 0 | 0 | 0 | 0 | 0 | 0 | 0 | 0 | 0 | 0 | 0 | 0 | 0 | 0 | 0 | 0 | 2.4 | 0 | 0 | 0 | 0 | 0 | 1 | 0 | 0 | 0 | 0 | 0 | 0 | 0 | 0 | 2.4 | 0 | 0 | 0 | 0 | 0 | 1 | 0 | 0 | 0 | 0 | 0 | 0 | 103.27 | 35.1401 | 0.4922 | Kern-Tevis-Stockdale-Lamont 115kV line | Semitropic-Midway 115kV Line | Semitropic-Midway 115kV Line |  | 0 | 0 | 0 | 0 | 0 | 0 | 103.27 | 35.1401 | 0.4922 | Kern-Tevis-Stockdale-Lamont 115kV line | Semitropic-Midway 115kV Line | Semitropic-Midway 115kV Line |  | 1 | 1 | NO | 1 | 1 | 1 | NO | 1
PG&E Fresno Study Area | GWF Hanford | 115 | 0 | 0 | 0 | 0 | 0 | 0 | 0 | 0 | 0 | 0 | 0 | 0 | 0 | 0 | 0 | 0 | 0 | 0 | 0 | 0 | 0 | 0 | 0 | 0 | 0 | 0 | 0 | 0 | 0 | 0 | 0 | 0 | 0 | 0 | 0 | 0 | 0 | 0 | 0 | 0 | 0 | 0 | 0 | 0 | 0 | 0 | 0 | 0 | 0 | 0 | 1 | 0 | 0 | 0 | 0 | 0 | 0 | 0 | 0 | 0 | 0 | 0 | 0 | 0 | 0 | 0 | 0 | 0 | 0 | 0 | 0 | 0 | 0 | 0 | 0 | 0 | 1 | 0 | 0 | 0 | 0 | 0 | 0 | 0 | 0 | 1 | 1 | 0 | 1 | 0 | 1 | 1 | 1 | 1 | 0 | 0 | 0 | 0 | 1 | 0 | 0 | 0 | 0 | 0 | 0 | 1 | 0 | 4 |  | 0 | 0 | 0 | 0 | 0 | 0 | 0 | 0 | 0 | 0 | 0 | 0 | 0 | 0 | 0 | 0 | 0 | 0 | 0 | 0 | 0 | 0 | 0 | 0 | 0 | 0 | 32 | 0 | 0 | 1 | 0 | 0 | 0 | 0 | 0 | 0 | 0 | 0 | 0 | 0 | 0 | 32 | 0 | 0 | 1 | 3 | 1 | 2 | 0 | 2 | 0 | -1260.48 | -1054.844 | -926.9943 | Midway-Q2005 230kV Line | Midway-Q2005 230kV Line | Midway-Q2005 230kV Line |  | 0 | 1 | 0 | 0 | 0 | 0 | -59.457 | 171.1913 | 35.0057 | Moss Landing-Las Aguilas 230 kV Line | Moss Landing-Las Aguilas 230 kV Line | Midway-Q2005 230kV Line |  | 5 | 3 | YES | 3 | 5 | 1 | YES | 2
SCE Metro Study Area | HarborGen | 230 | 0 | 0 | 0 | 0 | 0 | 0 | 0 | 0 | 0 | 0 | 1 | 1 | 1 | 0 | 0 | 0 | 0 | 0 | 0 | 0 | 0 | 0 | 0 | 0 | 0 | 0 | 0 | 0 | 0 | 0 | 0 | 0 | 0 | 0 | 0 | 0 | 0 | 0 | 0 | 0 | 0 | 0 | 0 | 0 | 0 | 0 | 0 | 0 | 0 | 0 | 0 | 0 | 0 | 0 | 0 | 0 | 0 | 0 | 0 | 0 | 0 | 0 | 0 | 0 | 0 | 0 | 0 | 0 | 0 | 0 | 0 | 0 | 0 | 0 | 0 | 0 | 0 | 0 | 0 | 0 | 0 | 0 | 0 | 0 | 0 | 0 | 0 | 0 | 0 | 0 | 0 | 0 | 0 | 0 | 0 | 0 | 0 | 0 | 0 | 0 | 0 | 0 | 0 | 0 | 0 | 0 | 0 | 0 |  | 0 | 0 | 0 | 0 | 0 | 0 | 0 | 0 | 0 | 0 | 0 | 0 | 0 | 0 | 0 | 0 | 0 | 0 | 0 | 0 | 0 | 0 | 0 | 0 | 0 | 0 | 0 | 0 | 0 | 0 | 0 | 0 | 0 | 0 | 0 | 0 | 0 | 0 | 0 | 0 | 0 | 0 | 0 | 0 | 0 | 0 | 0 | 0 | 0 | 0 | 0 | 3139.976 | 3337.692 | 3938.92 | Hinson - Del Amo Constraint | Hinson - Del Amo Constraint | Hinson - Del Amo Constraint |  | 0 | 0 | 0 | 0 | 0 | 0 | 3139.976 | 3337.692 | 3938.92 | Hinson - Del Amo Constraint | Hinson - Del Amo Constraint | Hinson - Del Amo Constraint |  | 1 | 1 | NO | 1 | 1 | 1 | NO | 1
East of Pisgah Study Area | Harry Allen | 500 | 0 | 0 | 0 | 0 | 0 | 0 | 0 | 0 | 0 | 0 | 0 | 0 | 0 | 0 | 0 | 0 | 0 | 0 | 0 | 1 | 0 | 1 | 0 | 0 | 0 | 0 | 0 | 0 | 1 | 0 | 0 | 0 | 0 | 0 | 0 | 0 | 0 | 0 | 0 | 0 | 0 | 0 | 0 | 0 | 0 | 0 | 0 | 0 | 0 | 0 | 0 | 0 | 0 | 0 | 0 | 0 | 0 | 0 | 0 | 0 | 0 | 0 | 0 | 0 | 0 | 0 | 0 | 0 | 0 | 0 | 0 | 0 | 0 | 0 | 0 | 0 | 0 | 0 | 0 | 0 | 0 | 0 | 0 | 0 | 0 | 0 | 0 | 0 | 0 | 0 | 0 | 0 | 0 | 0 | 0 | 0 | 0 | 0 | 0 | 0 | 0 | 0 | 0 | 0 | 0 | 0 | 0 | 2 |  | 0 | 0 | 0 | 0 | 0 | 0 | 0 | 0 | 0 | 0 | 0 | 0 | 0 | 0 | 0 | 0 | 0 | 0 | 0 | 0 | 0 | 0 | 0 | 0 | 0 | 0 | 0 | 0 | 0 | 0 | 0 | 0 | 0 | 0 | 1060 | 0 | 0 | 0 | 0 | 0 | 0 | 0 | 0 | 0 | 1 | 1 | 1 | 0 | 0 | 0 | 0 | -2124.047 | 1720.3875 | 3685.482 | Devers-Red Bluff Constraint | Devers-Red Bluff Constraint | Lugo - Victorville area constraint |  | 0 | 1 | 0 | 0 | 0 | 0 | -2124.047 | 1720.3875 | 3754.723 | Devers-Red Bluff Constraint | Devers-Red Bluff Constraint | Colorado River-Red Bluff Constraint |  | 5 | 4 | YES | 4 | 1 | 1 | NO | 1
SDG&E Study Area | Hassayampa | 500 | 0 | 0 | 0 | 0 | 0 | 0 | 0 | 0 | 0 | 0 | 0 | 0 | 0 | 0 | 0 | 0 | 0 | 0 | 0 | 1 | 0 | 1 | 0 | 0 | 0 | 1 | 0 | 0 | 1 | 0 | 0 | 0 | 0 | 0 | 0 | 1 | 0 | 0 | 0 | 0 | 0 | 0 | 0 | 0 | 0 | 0 | 0 | 0 | 0 | 0 | 0 | 0 | 0 | 0 | 0 | 0 | 0 | 0 | 0 | 0 | 0 | 0 | 0 | 0 | 0 | 0 | 0 | 0 | 0 | 0 | 0 | 0 | 0 | 0 | 0 | 0 | 0 | 0 | 0 | 0 | 0 | 0 | 0 | 0 | 0 | 0 | 0 | 0 | 0 | 0 | 0 | 0 | 0 | 0 | 0 | 0 | 0 | 0 | 0 | 0 | 0 | 0 | 0 | 0 | 0 | 0 | 0 | 4 |  | 0 | 0 | 0 | 0 | 0 | 0 | 0 | 0 | 0 | 52.5 | 0 | 12.5 | 0 | 0 | 1 | 0 | 0 | 0 | 0 | 0 | 0 | 0 | 0 | 0 | 0 | 0 | 0 | 0 | 0 | 0 | 0 | 0 | 0 | 0 | 0 | 0 | 0 | 0 | 0 | 250 | 0 | 10 | 0 | 0 | 1 | 1 | 1 | 0 | 0 | 0 | 0 | -2124.047 | 1720.3875 | 3685.482 | Devers-Red Bluff Constraint | Devers-Red Bluff Constraint | Lugo - Victorville area constraint |  | 0 | 1 | 0 | 0 | 0 | 0 | -2124.047 | 1720.3875 | 3754.723 | Devers-Red Bluff Constraint | Devers-Red Bluff Constraint | Colorado River-Red Bluff Constraint |  | 5 | 4 | YES | 4 | 1 | 1 | NO | 1
PG&E Fresno Study Area | Helm | 230 | 0 | 0 | 0 | 0 | 0 | 0 | 0 | 0 | 0 | 0 | 0 | 0 | 0 | 0 | 0 | 0 | 0 | 0 | 0 | 0 | 0 | 0 | 0 | 0 | 0 | 0 | 0 | 0 | 0 | 0 | 0 | 0 | 0 | 0 | 0 | 0 | 0 | 0 | 0 | 0 | 0 | 0 | 0 | 0 | 0 | 0 | 0 | 0 | 0 | 0 | 1 | 0 | 0 | 0 | 0 | 0 | 0 | 0 | 0 | 0 | 0 | 0 | 0 | 0 | 0 | 0 | 0 | 0 | 0 | 0 | 0 | 0 | 0 | 0 | 0 | 0 | 1 | 0 | 0 | 0 | 0 | 0 | 0 | 0 | 0 | 1 | 1 | 0 | 1 | 1 | 1 | 1 | 1 | 1 | 1 | 1 | 0 | 1 | 1 | 0 | 0 | 1 | 0 | 0 | 0 | 1 | 0 | 4 |  | 0 | 0 | 0 | 0 | 0 | 0 | 0 | 0 | 0 | 0 | 0 | 0 | 0 | 0 | 0 | 0 | 0 | 0 | 0 | 0 | 0 | 0 | 0 | 0 | 0 | 0 | 0 | 0 | 0 | 0 | 0 | 0 | 0 | 0 | 0 | 0 | 0 | 0 | 0 | 0 | 60 | 0 | 20 | 0 | 1 | 4 | 1 | 3 | 0 | 3 | 0 | -1260.48 | -1054.844 | -926.9943 | Midway-Q2005 230kV Line | Midway-Q2005 230kV Line | Midway-Q2005 230kV Line |  | 0 | 1 | 0 | 0 | 0 | 0 | -59.457 | 171.1913 | 6.8725 | Moss Landing-Las Aguilas 230 kV Line | Moss Landing-Las Aguilas 230 kV Line | Dairyland-Chowchilla 115kV Line |  | 5 | 3 | YES | 3 | 5 | 1 | YES | 2
PG&E Fresno Study Area | Henrietta | 230 | 0 | 0 | 0 | 0 | 0 | 0 | 0 | 0 | 0 | 0 | 0 | 0 | 0 | 0 | 0 | 0 | 0 | 0 | 0 | 0 | 0 | 0 | 0 | 0 | 0 | 0 | 0 | 0 | 0 | 0 | 0 | 0 | 0 | 0 | 0 | 0 | 0 | 0 | 0 | 0 | 0 | 0 | 0 | 0 | 0 | 0 | 0 | 0 | 0 | 0 | 0 | 0 | 0 | 0 | 0 | 0 | 0 | 0 | 0 | 0 | 0 | 0 | 0 | 0 | 0 | 0 | 0 | 0 | 0 | 0 | 0 | 0 | 0 | 0 | 0 | 0 | 1 | 0 | 0 | 0 | 0 | 0 | 0 | 0 | 0 | 1 | 1 | 1 | 1 | 0 | 0 | 1 | 0 | 0 | 0 | 1 | 0 | 0 | 1 | 0 | 0 | 0 | 0 | 0 | 0 | 1 | 0 | 2 |  | 0 | 0 | 0 | 0 | 0 | 0 | 0 | 0 | 0 | 0 | 0 | 0 | 0 | 0 | 0 | 0 | 0 | 0 | 0 | 0 | 0 | 0 | 0 | 3 | 0 | 0 | 0 | 0 | 0 | 1 | 0 | 0 | 0 | 0 | 0 | 0 | 0 | 0 | 3 | 0 | 0 | 0 | 0 | 0 | 1 | 2 | 1 | 1 | 0 | 3 | 0 | -1260.48 | -1054.844 | -926.9943 | Midway-Q2005 230kV Line | Midway-Q2005 230kV Line | Midway-Q2005 230kV Line |  | 0 | 1 | 0 | 0 | 0 | 0 | -59.457 | 171.1913 | 35.0057 | Moss Landing-Las Aguilas 230 kV Line | Moss Landing-Las Aguilas 230 kV Line | Midway-Q2005 230kV Line |  | 5 | 3 | YES | 3 | 5 | 1 | YES | 2
PG&E Fresno Study Area | Herndon | 230 | 0 | 0 | 0 | 0 | 0 | 0 | 0 | 0 | 0 | 0 | 0 | 0 | 0 | 0 | 0 | 0 | 0 | 0 | 0 | 0 | 0 | 0 | 0 | 0 | 0 | 0 | 0 | 0 | 0 | 0 | 0 | 0 | 0 | 0 | 0 | 0 | 0 | 0 | 0 | 0 | 0 | 0 | 0 | 0 | 0 | 0 | 0 | 0 | 0 | 0 | 1 | 0 | 0 | 0 | 0 | 0 | 0 | 0 | 0 | 0 | 0 | 0 | 0 | 0 | 0 | 0 | 0 | 0 | 0 | 0 | 0 | 0 | 0 | 0 | 0 | 0 | 1 | 0 | 0 | 0 | 0 | 0 | 0 | 0 | 0 | 1 | 1 | 0 | 1 | 1 | 1 | 1 | 1 | 1 | 1 | 1 | 0 | 1 | 1 | 0 | 0 | 1 | 0 | 0 | 0 | 1 | 0 | 4 |  | 0 | 1.9 | 0 | 0 | 0 | 0 | 0 | 0 | 0 | 0 | 0 | 0 | 0 | 0 | 1 | 0 | 0 | 0 | 0 | 0 | 0 | 0 | 0 | 0 | 0 | 0 | 0 | 0 | 0 | 0 | 0 | 0 | 0 | 0 | 0 | 0 | 0 | 0 | 0 | 0 | 0 | 0 | 0 | 0 | 0 | 4 | 1 | 3 | 0 | 3 | 0 | -1260.48 | -1054.844 | -926.9943 | Midway-Q2005 230kV Line | Midway-Q2005 230kV Line | Midway-Q2005 230kV Line |  | 0 | 1 | 0 | 0 | 0 | 0 | -59.457 | 171.1913 | 6.8725 | Moss Landing-Las Aguilas 230 kV Line | Moss Landing-Las Aguilas 230 kV Line | Dairyland-Chowchilla 115kV Line |  | 5 | 3 | YES | 3 | 5 | 1 | YES | 2
PG&E Greater Bay Study Area | Hicks | 230 | 0 | 0 | 0 | 0 | 0 | 0 | 0 | 0 | 0 | 0 | 0 | 0 | 0 | 0 | 0 | 0 | 0 | 0 | 0 | 0 | 0 | 0 | 0 | 0 | 0 | 0 | 0 | 0 | 0 | 0 | 0 | 0 | 0 | 0 | 0 | 0 | 0 | 0 | 0 | 0 | 0 | 0 | 0 | 0 | 0 | 0 | 0 | 0 | 0 | 0 | 0 | 0 | 0 | 0 | 0 | 0 | 0 | 0 | 0 | 0 | 0 | 0 | 0 | 0 | 1 | 0 | 0 | 0 | 0 | 0 | 0 | 1 | 0 | 0 | 0 | 0 | 0 | 0 | 0 | 0 | 0 | 0 | 0 | 0 | 0 | 0 | 0 | 0 | 0 | 0 | 0 | 0 | 0 | 0 | 0 | 0 | 0 | 0 | 0 | 0 | 0 | 0 | 0 | 0 | 0 | 0 | 0 | 1 |  | 0 | 0 | 0 | 0 | 0 | 0 | 0 | 0 | 0 | 0 | 0 | 0 | 0 | 0 | 0 | 0 | 0 | 0 | 0 | 0 | 0 | 0 | 0 | 0 | 0 | 0 | 0 | 0 | 0 | 0 | 0 | 0 | 0 | 0 | 0 | 0 | 0 | 0 | 0 | 0 | 0 | 0 | 0 | 0 | 0 | 0 | 0 | 0 | 0 | 0 | 0 | 1192.8067 | 2647.9926 | 5529.7877 | Tesla-Bellota 230 kV line | Tesla-Bellota 230 kV line | Tesla-Bellota 230 kV line |  | 0 | 0 | 0 | 0 | 0 | 0 | 1192.8067 | 2647.9926 | 5529.7877 | Tesla-Bellota 230 kV line | Tesla-Bellota 230 kV line | Tesla-Bellota 230 kV line |  | 1 | 1 | NO | 1 | 1 | 1 | NO | 1
PG&E North of Greater Bay Study Area | Higgins | 115 | 0 | 0 | 0 | 0 | 0 | 0 | 0 | 0 | 0 | 0 | 0 | 0 | 0 | 0 | 0 | 0 | 0 | 0 | 0 | 0 | 0 | 0 | 0 | 0 | 0 | 0 | 0 | 0 | 0 | 0 | 0 | 0 | 0 | 0 | 0 | 0 | 0 | 0 | 0 | 0 | 0 | 0 | 0 | 0 | 1 | 0 | 0 | 1 | 0 | 0 | 1 | 1 | 1 | 0 | 0 | 0 | 0 | 0 | 0 | 0 | 0 | 0 | 0 | 0 | 1 | 1 | 0 | 0 | 0 | 0 | 0 | 0 | 0 | 0 | 0 | 0 | 0 | 0 | 0 | 0 | 0 | 0 | 0 | 0 | 0 | 0 | 0 | 0 | 0 | 0 | 0 | 0 | 0 | 0 | 0 | 0 | 0 | 0 | 0 | 0 | 0 | 0 | 0 | 0 | 0 | 0 | 0 | 0 |  | 0 | 0 | 0 | 0 | 0 | 0 | 0 | 0 | 0 | 0 | 0 | 0 | 0 | 0 | 0 | 0 | 0 | 0 | 0 | 0 | 0 | 0 | 0 | 0 | 0 | 0 | 0 | 0 | 0 | 0 | 0 | 15 | 0 | 0 | 0 | 0 | 0 | 0 | 0 | 0 | 0 | 0 | 0 | 0 | 1 | 1 | 0 | 0 | 0 | 0 | 0 | -836.7415 | 193.7277 | 400.84 | Vaca Dixon-Tesla 500kV Line | Vaca Dixon-Tesla 500kV Line | Rio Oso-Brighton 230kV line |  | 0 | 0 | 0 | 0 | 0 | 0 | 297.6425 | 351.3395 | 400.84 | Rio Oso-Brighton 230kV line | Rio Oso-Brighton 230kV line | Rio Oso-Brighton 230kV line |  | 5 | 1 | YES | 2 | 1 | 1 | NO | 1
PG&E North of Greater Bay Study Area | Hilltop (NVE) | 345 | 0 | 0 | 0 | 0 | 0 | 0 | 0 | 0 | 0 | 0 | 0 | 0 | 0 | 0 | 0 | 0 | 0 | 0 | 0 | 0 | 0 | 0 | 0 | 0 | 0 | 0 | 0 | 0 | 0 | 0 | 0 | 0 | 0 | 0 | 0 | 0 | 0 | 0 | 0 | 0 | 0 | 0 | 0 | 0 | 1 | 0 | 0 | 0 | 0 | 0 | 0 | 0 | 0 | 0 | 0 | 0 | 0 | 0 | 0 | 0 | 0 | 0 | 0 | 0 | 0 | 0 | 0 | 0 | 0 | 0 | 0 | 0 | 0 | 0 | 0 | 0 | 0 | 0 | 0 | 0 | 0 | 0 | 0 | 0 | 0 | 0 | 0 | 0 | 0 | 0 | 0 | 0 | 0 | 0 | 0 | 0 | 0 | 0 | 0 | 0 | 0 | 0 | 0 | 0 | 0 | 0 | 0 | 0 |  | 0 | 0 | 0 | 0 | 0 | 0 | 0 | 0 | 0 | 0 | 0 | 0 | 0 | 0 | 0 | 0 | 0 | 0 | 0 | 0 | 0 | 0 | 0 | 0 | 0 | 0 | 0 | 0 | 0 | 0 | 0 | 0 | 0 | 0 | 0 | 0 | 0 | 0 | 0 | 0 | 0 | 0 | 0 | 0 | 0 | 1 | 0 | 0 | 0 | 0 | 0 | -836.7415 | 193.7277 | 1246.8168 | Vaca Dixon-Tesla 500kV Line | Vaca Dixon-Tesla 500kV Line | Vaca Dixon-Tesla 500kV Line |  | 0 | 0 | 0 | 0 | 0 | 0 | 7808.2585 | 8838.7277 | 1246.8168 | Vaca Dixon-Tesla 500kV Line | Vaca Dixon-Tesla 500kV Line | Vaca Dixon-Tesla 500kV Line |  | 5 | 1 | YES | 2 | 1 | 1 | NO | 1
PG&E North of Greater Bay Study Area | New Sub - Near existing Madeline (NVE) | 345 | 0 | 0 | 0 | 0 | 0 | 0 | 0 | 0 | 0 | 0 | 0 | 0 | 0 | 0 | 0 | 0 | 0 | 0 | 0 | 0 | 0 | 0 | 0 | 0 | 0 | 0 | 0 | 0 | 0 | 0 | 0 | 0 | 0 | 0 | 0 | 0 | 0 | 0 | 0 | 0 | 0 | 0 | 0 | 0 | 1 | 0 | 0 | 0 | 0 | 0 | 0 | 0 | 0 | 0 | 0 | 0 | 0 | 0 | 0 | 0 | 0 | 0 | 0 | 0 | 0 | 0 | 0 | 0 | 0 | 0 | 0 | 0 | 0 | 0 | 0 | 0 | 0 | 0 | 0 | 0 | 0 | 0 | 0 | 0 | 0 | 0 | 0 | 0 | 0 | 0 | 0 | 0 | 0 | 0 | 0 | 0 | 0 | 0 | 0 | 0 | 0 | 0 | 0 | 0 | 0 | 0 | 0 | 0 |  | 0 | 0 | 0 | 0 | 0 | 0 | 0 | 0 | 0 | 0 | 0 | 0 | 0 | 0 | 0 | 0 | 0 | 0 | 0 | 0 | 0 | 0 | 0 | 0 | 0 | 0 | 0 | 0 | 0 | 0 | 0 | 0 | 0 | 0 | 0 | 0 | 0 | 0 | 0 | 0 | 0 | 0 | 0 | 0 | 0 | 1 | 0 | 0 | 0 | 0 | 0 | -836.7415 | 193.7277 | 1246.8168 | Vaca Dixon-Tesla 500kV Line | Vaca Dixon-Tesla 500kV Line | Vaca Dixon-Tesla 500kV Line |  | 0 | 0 | 0 | 0 | 0 | 0 | 7808.2585 | 8838.7277 | 1246.8168 | Vaca Dixon-Tesla 500kV Line | Vaca Dixon-Tesla 500kV Line | Vaca Dixon-Tesla 500kV Line |  | 5 | 1 | YES | 2 | 1 | 1 | NO | 1
PG&E North of Greater Bay Study Area | New Sub - Near existing Leavitt (PSREC) | 345 | 0 | 0 | 0 | 0 | 0 | 0 | 0 | 0 | 0 | 0 | 0 | 0 | 0 | 0 | 0 | 0 | 0 | 0 | 0 | 0 | 0 | 0 | 0 | 0 | 0 | 0 | 0 | 0 | 0 | 0 | 0 | 0 | 0 | 0 | 0 | 0 | 0 | 0 | 0 | 0 | 0 | 0 | 0 | 0 | 1 | 0 | 0 | 0 | 0 | 0 | 0 | 0 | 0 | 0 | 0 | 0 | 0 | 0 | 0 | 0 | 0 | 0 | 0 | 0 | 0 | 0 | 0 | 0 | 0 | 0 | 0 | 0 | 0 | 0 | 0 | 0 | 0 | 0 | 0 | 0 | 0 | 0 | 0 | 0 | 0 | 0 | 0 | 0 | 0 | 0 | 0 | 0 | 0 | 0 | 0 | 0 | 0 | 0 | 0 | 0 | 0 | 0 | 0 | 0 | 0 | 0 | 0 | 0 |  | 0 | 0 | 0 | 0 | 0 | 0 | 0 | 0 | 0 | 0 | 0 | 0 | 0 | 0 | 0 | 0 | 0 | 0 | 0 | 0 | 0 | 0 | 0 | 0 | 0 | 0 | 0 | 0 | 0 | 0 | 0 | 0 | 0 | 0 | 0 | 0 | 0 | 0 | 0 | 0 | 0 | 0 | 0 | 0 | 0 | 1 | 0 | 0 | 0 | 0 | 0 | -836.7415 | 193.7277 | 1246.8168 | Vaca Dixon-Tesla 500kV Line | Vaca Dixon-Tesla 500kV Line | Vaca Dixon-Tesla 500kV Line |  | 0 | 0 | 0 | 0 | 0 | 0 | 7808.2585 | 8838.7277 | 1246.8168 | Vaca Dixon-Tesla 500kV Line | Vaca Dixon-Tesla 500kV Line | Vaca Dixon-Tesla 500kV Line |  | 5 | 1 | YES | 2 | 1 | 1 | NO | 1
SCE Metro Study Area | Hinson | 230 | 0 | 0 | 0 | 0 | 0 | 0 | 0 | 0 | 0 | 0 | 1 | 1 | 1 | 0 | 0 | 0 | 0 | 0 | 0 | 0 | 0 | 0 | 0 | 0 | 0 | 0 | 0 | 0 | 0 | 0 | 0 | 0 | 0 | 0 | 0 | 0 | 0 | 0 | 0 | 0 | 0 | 0 | 0 | 0 | 0 | 0 | 0 | 0 | 0 | 0 | 0 | 0 | 0 | 0 | 0 | 0 | 0 | 0 | 0 | 0 | 0 | 0 | 0 | 0 | 0 | 0 | 0 | 0 | 0 | 0 | 0 | 0 | 0 | 0 | 0 | 0 | 0 | 0 | 0 | 0 | 0 | 0 | 0 | 0 | 0 | 0 | 0 | 0 | 0 | 0 | 0 | 0 | 0 | 0 | 0 | 0 | 0 | 0 | 0 | 0 | 0 | 0 | 0 | 0 | 0 | 0 | 0 | 0 |  | 0 | 0 | 0 | 0 | 0 | 0 | 0 | 0 | 0 | 0 | 0 | 0 | 0 | 0 | 0 | 0 | 5.6 | 0 | 0 | 0 | 0 | 0 | 0 | 2.4 | 0 | 0 | 200 | 0 | 0 | 1 | 0 | 5.6 | 0 | 0 | 0 | 0 | 0 | 0 | 2.4 | 0 | 0 | 200 | 0 | 0 | 1 | 0 | 0 | 0 | 0 | 0 | 0 | 3139.976 | 3337.692 | 3938.92 | Hinson - Del Amo Constraint | Hinson - Del Amo Constraint | Hinson - Del Amo Constraint |  | 0 | 0 | 0 | 0 | 0 | 0 | 3139.976 | 3337.692 | 3938.92 | Hinson - Del Amo Constraint | Hinson - Del Amo Constraint | Hinson - Del Amo Constraint |  | 1 | 1 | NO | 1 | 1 | 1 | NO | 1
PG&E Greater Bay Study Area | Hollister | 115 | 0 | 0 | 0 | 0 | 0 | 0 | 0 | 0 | 0 | 0 | 0 | 0 | 0 | 0 | 0 | 0 | 0 | 0 | 0 | 0 | 0 | 0 | 0 | 0 | 0 | 0 | 0 | 0 | 0 | 0 | 0 | 0 | 0 | 0 | 0 | 0 | 0 | 0 | 0 | 0 | 0 | 0 | 0 | 0 | 0 | 0 | 0 | 0 | 0 | 0 | 0 | 0 | 0 | 0 | 0 | 0 | 0 | 0 | 0 | 0 | 1 | 0 | 0 | 0 | 1 | 0 | 0 | 0 | 0 | 0 | 0 | 1 | 1 | 0 | 0 | 0 | 0 | 0 | 0 | 0 | 0 | 0 | 0 | 0 | 0 | 0 | 0 | 0 | 0 | 0 | 0 | 1 | 0 | 0 | 0 | 0 | 0 | 0 | 0 | 0 | 0 | 0 | 0 | 1 | 0 | 0 | 0 | 2 |  | 0 | 0 | 0 | 0 | 0 | 0 | 0 | 0 | 0 | 0 | 0 | 0 | 0 | 0 | 0 | 0 | 0 | 0 | 0 | 0 | 0 | 0 | 0 | 0 | 0 | 0 | 10 | 0 | 0 | 1 | 0 | 0 | 0 | 0 | 0 | 0 | 0 | 0 | 0 | 0 | 0 | 10 | 0 | 0 | 1 | 1 | 0 | 0 | 0 | 0 | 0 | -299.3 | 6.45 | 73.5875 | Morganhill-Metcalf 115kV Line | Morganhill-Metcalf 115kV Line | Los Banos 500/230kV TB |  | 1 | 0 | 0 | 0 | 0 | 0 | -299.3 | 6.45 | 73.5875 | Morganhill-Metcalf 115kV Line | Morganhill-Metcalf 115kV Line | Los Banos 500/230kV TB |  | 5 | 5 | NO | 5 | 1 | 1 | NO | 1
PG&E North of Greater Bay Study Area | Homestake | 115 | 0 | 0 | 0 | 0 | 0 | 0 | 0 | 0 | 0 | 0 | 0 | 0 | 0 | 0 | 0 | 0 | 0 | 0 | 0 | 0 | 0 | 0 | 0 | 0 | 0 | 0 | 0 | 0 | 0 | 0 | 0 | 0 | 0 | 0 | 0 | 0 | 0 | 0 | 0 | 0 | 0 | 0 | 0 | 1 | 1 | 0 | 1 | 0 | 0 | 0 | 0 | 0 | 0 | 0 | 0 | 0 | 0 | 1 | 0 | 1 | 1 | 0 | 0 | 0 | 0 | 0 | 0 | 0 | 0 | 0 | 0 | 0 | 0 | 0 | 1 | 0 | 0 | 0 | 0 | 0 | 0 | 0 | 0 | 0 | 0 | 0 | 0 | 0 | 0 | 0 | 0 | 0 | 0 | 0 | 0 | 0 | 0 | 0 | 0 | 0 | 0 | 0 | 0 | 0 | 0 | 0 | 0 | 1 |  | 0 | 0 | 0 | 0 | 0 | 0 | 0 | 0 | 0 | 0 | 0 | 0 | 0 | 0 | 0 | 0 | 0 | 0 | 0 | 0 | 0 | 0 | 0 | 0 | 0 | 0 | 0 | 0 | 0 | 0 | 0 | 0 | 0 | 0 | 0 | 0 | 0 | 0 | 0 | 0 | 0 | 0 | 0 | 0 | 0 | 2 | 0 | 0 | 0 | 0 | 0 | -836.7415 | 125.4613 | 452.5825 | Vaca Dixon-Tesla 500kV Line | Birds Landing-Contra Costa 230kV Line | Birds Landing-Contra Costa 230kV Line |  | 1 | 0 | 0 | 0 | 0 | 0 | -325.6387 | 125.4613 | 452.5825 | Birds Landing-Contra Costa 230kV Line | Birds Landing-Contra Costa 230kV Line | Birds Landing-Contra Costa 230kV Line |  | 5 | 5 | NO | 5 | 1 | 1 | NO | 1
PG&E North of Greater Bay Study Area | Honcut | 115 | 0 | 0 | 0 | 0 | 0 | 0 | 0 | 0 | 0 | 0 | 0 | 0 | 0 | 0 | 0 | 0 | 0 | 0 | 0 | 0 | 0 | 0 | 0 | 0 | 0 | 0 | 0 | 0 | 0 | 0 | 0 | 0 | 0 | 0 | 0 | 0 | 0 | 0 | 0 | 0 | 0 | 0 | 0 | 0 | 1 | 0 | 0 | 0 | 0 | 1 | 1 | 1 | 1 | 0 | 0 | 0 | 0 | 0 | 0 | 0 | 0 | 0 | 0 | 0 | 1 | 1 | 0 | 0 | 0 | 0 | 0 | 0 | 0 | 0 | 0 | 0 | 0 | 0 | 0 | 0 | 0 | 0 | 0 | 0 | 0 | 0 | 0 | 0 | 0 | 0 | 0 | 0 | 0 | 0 | 0 | 0 | 0 | 0 | 0 | 0 | 0 | 0 | 0 | 0 | 0 | 0 | 0 | 0 |  | 0 | 0 | 0 | 0 | 0 | 0 | 0 | 0 | 0 | 0 | 0 | 0 | 0 | 0 | 0 | 0 | 0 | 0 | 0 | 0 | 0 | 0 | 0 | 0 | 0 | 0 | 0 | 0 | 0 | 0 | 0 | 2 | 0 | 0 | 0 | 0 | 0 | 0 | 0 | 0 | 0 | 0 | 0 | 0 | 1 | 2 | 0 | 0 | 0 | 0 | 0 | -836.7415 | 27.5905 | 197.21 | Vaca Dixon-Tesla 500kV Line | Rocklin-Pleaseant grove 115kV line | Rocklin-Pleaseant grove 115kV line |  | 1 | 0 | 0 | 0 | 0 | 0 | -27.1325 | 27.5905 | 197.21 | Rocklin-Pleaseant grove 115kV line | Rocklin-Pleaseant grove 115kV line | Rocklin-Pleaseant grove 115kV line |  | 5 | 5 | NO | 5 | 1 | 1 | NO | 1
SDG&E Study Area | Hoodoo Wash | 500 | 0 | 0 | 0 | 0 | 0 | 0 | 0 | 0 | 0 | 0 | 0 | 0 | 0 | 0 | 0 | 0 | 0 | 0 | 0 | 1 | 0 | 1 | 0 | 0 | 0 | 1 | 0 | 0 | 1 | 0 | 0 | 0 | 0 | 0 | 1 | 1 | 1 | 0 | 0 | 0 | 0 | 0 | 0 | 0 | 0 | 0 | 0 | 0 | 0 | 0 | 0 | 0 | 0 | 0 | 0 | 0 | 0 | 0 | 0 | 0 | 0 | 0 | 0 | 0 | 0 | 0 | 0 | 0 | 0 | 0 | 0 | 0 | 0 | 0 | 0 | 0 | 0 | 0 | 0 | 0 | 0 | 0 | 0 | 0 | 0 | 0 | 0 | 0 | 0 | 0 | 0 | 0 | 0 | 0 | 0 | 0 | 0 | 0 | 0 | 0 | 0 | 0 | 0 | 0 | 0 | 0 | 0 | 6 |  | 0 | 0 | 0 | 0 | 0 | 0 | 0 | 0 | 0 | 0 | 0 | 0 | 0 | 0 | 0 | 0 | 0 | 0 | 0 | 0 | 0 | 0 | 0 | 0 | 0 | 500 | 250 | 0 | 0 | 1 | 0 | 0 | 0 | 0 | 0 | 0 | 0 | 0 | 0 | 250 | 700 | 400 | 100 | 0 | 1 | 1 | 1 | 0 | 0 | 0 | 0 | -2124.047 | 1089.75 | 2534.46 | Devers-Red Bluff Constraint | Encina - San Luis Rey 230 kV constraint | Encina - San Luis Rey 230 kV constraint |  | 0 | 1 | 0 | 0 | 0 | 0 | -2124.047 | 1089.75 | 2534.46 | Devers-Red Bluff Constraint | Encina - San Luis Rey 230 kV constraint | Encina - San Luis Rey 230 kV constraint |  | 5 | 4 | YES | 4 | 1 | 1 | NO | 1
PG&E North of Greater Bay Study Area | Hopland | 115 | 0 | 0 | 0 | 0 | 0 | 0 | 0 | 0 | 0 | 0 | 0 | 0 | 0 | 0 | 0 | 0 | 0 | 0 | 0 | 0 | 0 | 0 | 0 | 0 | 0 | 0 | 0 | 0 | 0 | 0 | 0 | 0 | 0 | 0 | 0 | 0 | 0 | 0 | 0 | 0 | 0 | 0 | 0 | 0 | 0 | 0 | 1 | 0 | 0 | 0 | 0 | 0 | 0 | 0 | 0 | 0 | 0 | 0 | 0 | 0 | 0 | 0 | 0 | 0 | 0 | 0 | 0 | 0 | 0 | 0 | 0 | 0 | 0 | 0 | 0 | 0 | 0 | 0 | 0 | 0 | 0 | 0 | 0 | 0 | 0 | 0 | 0 | 0 | 0 | 0 | 0 | 0 | 0 | 0 | 0 | 0 | 0 | 0 | 0 | 0 | 0 | 0 | 0 | 0 | 0 | 0 | 0 | 0 |  | 0 | 0 | 0 | 0 | 0 | 0 | 0 | 0 | 0 | 0 | 0 | 0 | 0 | 0 | 0 | 0 | 0 | 0 | 0 | 0 | 0 | 0 | 0 | 0 | 0 | 0 | 0 | 0 | 0 | 0 | 0 | 0 | 0 | 0 | 0 | 0 | 0 | 0 | 0 | 0 | 0 | 0 | 0 | 0 | 0 | 0 | 0 | 0 | 0 | 0 | 0 | 1323.544 | 1394.9902 | 1399.2972 | Cortina-Eagle Rock 115 kV line | Cortina-Eagle Rock 115 kV line | Cortina-Eagle Rock 115 kV line |  | 0 | 0 | 0 | 0 | 0 | 0 | 1323.544 | 1394.9902 | 1399.2972 | Cortina-Eagle Rock 115 kV line | Cortina-Eagle Rock 115 kV line | Cortina-Eagle Rock 115 kV line |  | 1 | 1 | NO | 1 | 1 | 1 | NO | 1
PG&E North of Greater Bay Study Area | Humboldt | 115 | 0 | 0 | 0 | 0 | 0 | 0 | 0 | 0 | 0 | 0 | 0 | 0 | 0 | 0 | 0 | 0 | 0 | 0 | 0 | 0 | 0 | 0 | 0 | 0 | 0 | 0 | 0 | 0 | 0 | 0 | 0 | 0 | 0 | 0 | 0 | 0 | 0 | 0 | 0 | 0 | 0 | 0 | 0 | 0 | 0 | 0 | 0 | 0 | 0 | 0 | 0 | 0 | 0 | 0 | 0 | 0 | 0 | 0 | 0 | 0 | 0 | 0 | 0 | 0 | 0 | 0 | 0 | 0 | 0 | 0 | 0 | 0 | 0 | 0 | 0 | 0 | 0 | 0 | 0 | 0 | 0 | 0 | 0 | 0 | 0 | 0 | 0 | 0 | 0 | 0 | 0 | 0 | 0 | 0 | 0 | 0 | 0 | 0 | 0 | 0 | 0 | 0 | 0 | 0 | 0 | 0 | 0 | 0 |  | 0 | 0 | 0 | 0 | 0 | 0 | 0 | 0 | 0 | 0 | 0 | 0 | 0 | 0 | 0 | 0 | 0 | 0 | 0 | 0 | 0 | 0 | 0 | 7.969 | 0 | 0 | 1.25 | 0 | 0 | 1 | 0 | 2.5 | 0 | 0 | 0 | 0 | 0 | 0 | 7.969 | 0 | 0 | 1.25 | 0 | 0 | 1 | 0 | 0 | 0 | 0 | 0 | 0 | 0 | 0 | 0 | #N/A | #N/A | #N/A |  | 0 | 0 | 0 | 0 | 0 | 0 | 0 | 0 | 0 | #N/A | #N/A | #N/A |  | 1 | 1 | NO | 1 | 1 | 1 | NO | 1
PG&E North of Greater Bay Study Area | Humboldt (Proposed) | 500 | 0 | 0 | 0 | 0 | 0 | 0 | 0 | 0 | 0 | 0 | 0 | 0 | 0 | 0 | 0 | 0 | 0 | 0 | 0 | 0 | 0 | 0 | 0 | 0 | 0 | 0 | 0 | 0 | 0 | 0 | 0 | 0 | 0 | 0 | 0 | 0 | 0 | 0 | 0 | 0 | 0 | 0 | 0 | 0 | 0 | 0 | 0 | 0 | 0 | 0 | 0 | 0 | 0 | 1 | 0 | 0 | 0 | 0 | 0 | 0 | 0 | 0 | 0 | 0 | 0 | 0 | 0 | 0 | 0 | 0 | 0 | 0 | 0 | 0 | 0 | 0 | 0 | 0 | 0 | 0 | 0 | 0 | 0 | 0 | 0 | 0 | 0 | 0 | 0 | 0 | 0 | 0 | 0 | 0 | 0 | 0 | 0 | 0 | 0 | 0 | 0 | 0 | 0 | 0 | 0 | 0 | 0 | 0 |  | 0 | 0 | 0 | 0 | 0 | 0 | 0 | 0 | 0 | 0 | 0 | 0 | 0 | 0 | 0 | 0 | 0 | 0 | 0 | 0 | 0 | 0 | 0 | 0 | 0 | 0 | 0 | 0 | 0 | 0 | 0 | 0 | 0 | 0 | 0 | 0 | 931 | 0 | 0 | 0 | 0 | 0 | 0 | 0 | 1 | 1 | 0 | 1 | 0 | 1 | 0 | -772.73 | -418.95 | -931 | Humboldt Offshore Wind constraint | Humboldt Offshore Wind constraint | Humboldt Offshore Wind constraint |  | 0 | 0 | 0 | 0 | 0 | 0 | 1227.27 | 1581.05 | 1069 | Humboldt Offshore Wind constraint | Humboldt Offshore Wind constraint | Humboldt Offshore Wind constraint |  | 5 | 1 | YES | 2 | 5 | 1 | YES | 2
SCE Metro Study Area | Huntington Beach | 230 | 0 | 0 | 0 | 0 | 0 | 0 | 0 | 0 | 0 | 0 | 0 | 0 | 1 | 0 | 0 | 0 | 0 | 0 | 0 | 0 | 0 | 0 | 0 | 0 | 0 | 0 | 0 | 0 | 0 | 0 | 0 | 0 | 0 | 0 | 0 | 0 | 0 | 0 | 0 | 0 | 0 | 0 | 0 | 0 | 0 | 0 | 0 | 0 | 0 | 0 | 0 | 0 | 0 | 0 | 0 | 0 | 0 | 0 | 0 | 0 | 0 | 0 | 0 | 0 | 0 | 0 | 0 | 0 | 0 | 0 | 0 | 0 | 0 | 0 | 0 | 0 | 0 | 0 | 0 | 0 | 0 | 0 | 0 | 0 | 0 | 0 | 0 | 0 | 0 | 0 | 0 | 0 | 0 | 0 | 0 | 0 | 0 | 0 | 0 | 0 | 0 | 0 | 0 | 0 | 0 | 0 | 0 | 0 |  | 0 | 0 | 0 | 0 | 0 | 0 | 0 | 0 | 0 | 0 | 0 | 0 | 0 | 0 | 0 | 0 | 0 | 0 | 0 | 0 | 0 | 0 | 0 | 0 | 0 | 0 | 0 | 0 | 0 | 0 | 0 | 0 | 0 | 0 | 0 | 0 | 0 | 0 | 0 | 0 | 0 | 0 | 0 | 0 | 0 | 0 | 0 | 0 | 0 | 0 | 0 | 11590.638 | 12647.921 | 15842.11 | SCE Metro Area Default Constraint | SCE Metro Area Default Constraint | SCE Metro Area Default Constraint |  | 0 | 0 | 0 | 0 | 0 | 0 | 11590.638 | 12647.921 | 15842.11 | SCE Metro Area Default Constraint | SCE Metro Area Default Constraint | SCE Metro Area Default Constraint |  | 1 | 1 | NO | 1 | 1 | 1 | NO | 1
PG&E North of Greater Bay Study Area | Ignacio | 230 | 0 | 0 | 0 | 0 | 0 | 0 | 0 | 0 | 0 | 0 | 0 | 0 | 0 | 0 | 0 | 0 | 0 | 0 | 0 | 0 | 0 | 0 | 0 | 0 | 0 | 0 | 0 | 0 | 0 | 0 | 0 | 0 | 0 | 0 | 0 | 0 | 0 | 0 | 0 | 0 | 0 | 0 | 0 | 0 | 0 | 0 | 1 | 0 | 0 | 0 | 0 | 0 | 0 | 0 | 0 | 0 | 0 | 0 | 0 | 0 | 0 | 0 | 0 | 0 | 0 | 0 | 0 | 0 | 0 | 0 | 0 | 0 | 0 | 0 | 0 | 0 | 0 | 0 | 0 | 0 | 0 | 0 | 0 | 0 | 0 | 0 | 0 | 0 | 0 | 0 | 0 | 0 | 0 | 0 | 0 | 0 | 0 | 0 | 0 | 0 | 0 | 0 | 0 | 0 | 0 | 0 | 0 | 0 |  | 0 | 0 | 0 | 0 | 0 | 0 | 0 | 0 | 0 | 0 | 0 | 0 | 0 | 0 | 0 | 0 | 0 | 0 | 0 | 0 | 0 | 0 | 0 | 0 | 0 | 0 | 0 | 0 | 0 | 0 | 0 | 0 | 0 | 0 | 0 | 0 | 0 | 0 | 0 | 0 | 0 | 0 | 0 | 0 | 0 | 0 | 0 | 0 | 0 | 0 | 0 | 1323.544 | 1394.9902 | 1399.2972 | Cortina-Eagle Rock 115 kV line | Cortina-Eagle Rock 115 kV line | Cortina-Eagle Rock 115 kV line |  | 0 | 0 | 0 | 0 | 0 | 0 | 1323.544 | 1394.9902 | 1399.2972 | Cortina-Eagle Rock 115 kV line | Cortina-Eagle Rock 115 kV line | Cortina-Eagle Rock 115 kV line |  | 1 | 1 | NO | 1 | 1 | 1 | NO | 1
PG&E North of Greater Bay Study Area | Ignacio | 115 | 0 | 0 | 0 | 0 | 0 | 0 | 0 | 0 | 0 | 0 | 0 | 0 | 0 | 0 | 0 | 0 | 0 | 0 | 0 | 0 | 0 | 0 | 0 | 0 | 0 | 0 | 0 | 0 | 0 | 0 | 0 | 0 | 0 | 0 | 0 | 0 | 0 | 0 | 0 | 0 | 0 | 0 | 0 | 1 | 1 | 0 | 1 | 0 | 0 | 0 | 0 | 0 | 0 | 0 | 0 | 0 | 0 | 1 | 1 | 1 | 1 | 0 | 0 | 0 | 1 | 0 | 0 | 0 | 0 | 0 | 0 | 0 | 0 | 1 | 0 | 0 | 0 | 0 | 0 | 0 | 0 | 0 | 0 | 0 | 0 | 0 | 0 | 0 | 0 | 0 | 0 | 0 | 0 | 0 | 0 | 0 | 0 | 0 | 0 | 0 | 0 | 0 | 0 | 0 | 0 | 0 | 0 | 1 |  | 0 | 0 | 0 | 0 | 0 | 0 | 0 | 0 | 0 | 0 | 0 | 0 | 0 | 0 | 0 | 0 | 0 | 0 | 0 | 0 | 0 | 0 | 0 | 0 | 0 | 0 | 0 | 0 | 0 | 0 | 0 | 0 | 0 | 0 | 0 | 0 | 0 | 0 | 0 | 0 | 0 | 0 | 0 | 0 | 0 | 2 | 0 | 0 | 0 | 0 | 0 | -836.7415 | 193.7277 | 921.9913 | Vaca Dixon-Tesla 500kV Line | Vaca Dixon-Tesla 500kV Line | Windmaster-Delta pumps 230 kV line |  | 1 | 0 | 0 | 0 | 0 | 0 | -133.2328 | 381.3403 | 921.9913 | Windmaster-Delta pumps 230 kV line | Windmaster-Delta pumps 230 kV line | Windmaster-Delta pumps 230 kV line |  | 5 | 5 | NO | 5 | 1 | 1 | NO | 1
SDG&E Study Area | Imperial Valley | 500 | 0 | 0 | 0 | 0 | 0 | 0 | 0 | 0 | 0 | 0 | 0 | 0 | 0 | 0 | 0 | 0 | 0 | 0 | 0 | 1 | 0 | 1 | 0 | 0 | 0 | 1 | 0 | 0 | 1 | 0 | 0 | 0 | 1 | 0 | 1 | 1 | 1 | 0 | 1 | 1 | 1 | 0 | 0 | 0 | 0 | 0 | 0 | 0 | 0 | 0 | 0 | 0 | 0 | 0 | 0 | 0 | 0 | 0 | 0 | 0 | 0 | 0 | 0 | 0 | 0 | 0 | 0 | 0 | 0 | 0 | 0 | 0 | 0 | 0 | 0 | 0 | 0 | 0 | 0 | 0 | 0 | 0 | 0 | 0 | 0 | 0 | 0 | 0 | 0 | 0 | 0 | 0 | 0 | 0 | 0 | 0 | 0 | 0 | 0 | 0 | 0 | 0 | 0 | 0 | 0 | 0 | 0 | 7 |  | 0 | 0 | 0 | 0 | 0 | 0 | 0 | 0 | 0 | 0 | 0 | 0 | 0 | 0 | 0 | 0 | 0 | 0 | 0 | 0 | 0 | 0 | 0 | 0 | 0 | 0 | 0 | 0 | 0 | 0 | 0 | 0 | 0 | 0 | 0 | 0 | 0 | 0 | 0 | 0 | 0 | 0 | 0 | 0 | 0 | 3 | 1 | 1 | 0 | 0 | 0 | -2124.047 | -63.75 | 309.96 | Devers-Red Bluff Constraint | Silvergate - Bay Blvd 230 kV constraint | Silvergate - Bay Blvd 230 kV constraint |  | 0 | 1 | 0 | 0 | 0 | 0 | -2124.047 | 788.86 | 977.96 | Devers-Red Bluff Constraint | Otay Mesa 230 kV constraint | Silvergate-Old Town 230 kV constraint |  | 5 | 4 | YES | 4 | 1 | 1 | NO | 1
SDG&E Study Area | Imperial Valley | 230 | 0 | 0 | 0 | 0 | 0 | 0 | 0 | 0 | 0 | 0 | 0 | 0 | 0 | 0 | 0 | 0 | 0 | 0 | 0 | 1 | 0 | 1 | 0 | 0 | 0 | 1 | 0 | 0 | 1 | 0 | 0 | 0 | 1 | 0 | 1 | 1 | 1 | 0 | 1 | 1 | 1 | 0 | 0 | 0 | 0 | 0 | 0 | 0 | 0 | 0 | 0 | 0 | 0 | 0 | 0 | 0 | 0 | 0 | 0 | 0 | 0 | 0 | 0 | 0 | 0 | 0 | 0 | 0 | 0 | 0 | 0 | 0 | 0 | 0 | 0 | 0 | 0 | 0 | 0 | 0 | 0 | 0 | 0 | 0 | 0 | 0 | 0 | 0 | 0 | 0 | 0 | 0 | 0 | 0 | 0 | 0 | 0 | 0 | 0 | 0 | 0 | 0 | 0 | 0 | 0 | 0 | 0 | 7 |  | 50 | 0 | 0 | 0 | 0 | 0 | 0 | 0 | 0 | 120 | 0 | 171 | 0 | 0 | 1 | 0 | 0 | 0 | 0 | 0 | 0 | 0 | 0 | 0 | 0 | 0 | 174 | 0 | 0 | 1 | 160 | 0 | 0 | 0 | 0 | 0 | 0 | 0 | 0 | 200 | 0 | 174 | 0 | 0 | 1 | 3 | 1 | 1 | 0 | 0 | 0 | -2124.047 | -63.75 | 309.96 | Devers-Red Bluff Constraint | Silvergate - Bay Blvd 230 kV constraint | Silvergate - Bay Blvd 230 kV constraint |  | 0 | 1 | 0 | 0 | 0 | 0 | -2124.047 | 788.86 | 977.96 | Devers-Red Bluff Constraint | Otay Mesa 230 kV constraint | Silvergate-Old Town 230 kV constraint |  | 5 | 4 | YES | 4 | 1 | 1 | NO | 1
East of Pisgah Study Area | Innovation | 230 | 0 | 0 | 0 | 0 | 0 | 0 | 0 | 0 | 0 | 0 | 0 | 0 | 0 | 0 | 0 | 0 | 0 | 0 | 0 | 1 | 0 | 1 | 0 | 0 | 0 | 0 | 0 | 1 | 1 | 0 | 0 | 0 | 0 | 0 | 0 | 0 | 0 | 0 | 0 | 0 | 0 | 0 | 0 | 0 | 0 | 0 | 0 | 0 | 0 | 0 | 0 | 0 | 0 | 0 | 0 | 0 | 0 | 0 | 0 | 0 | 0 | 0 | 0 | 0 | 0 | 0 | 0 | 0 | 0 | 0 | 0 | 0 | 0 | 0 | 0 | 0 | 0 | 0 | 0 | 0 | 0 | 0 | 0 | 0 | 0 | 0 | 0 | 0 | 0 | 0 | 0 | 0 | 0 | 0 | 0 | 0 | 0 | 0 | 0 | 0 | 0 | 0 | 0 | 0 | 0 | 0 | 0 | 3 |  | 0 | 0 | 0 | 0 | 0 | 0 | 0 | 0 | 0 | 0 | 0 | 0 | 0 | 0 | 0 | 0 | 0 | 0 | 0 | 0 | 0 | 0 | 0 | 0 | 0 | 0 | 0 | 0 | 0 | 0 | 0 | 0 | 0 | 0 | 0 | 0 | 0 | 0 | 0 | 300 | 200 | 50 | 50 | 0 | 1 | 1 | 1 | 0 | 0 | 0 | 0 | -2124.047 | 568.64 | 1570.15 | Devers-Red Bluff Constraint | GLW 230kV area constraint | GLW 230kV area constraint |  | 0 | 1 | 0 | 0 | 0 | 0 | -2124.047 | 568.64 | 1570.15 | Devers-Red Bluff Constraint | GLW 230kV area constraint | GLW 230kV area constraint |  | 5 | 4 | YES | 4 | 1 | 1 | NO | 1
East of Pisgah Study Area | Innovation | 138 | 0 | 0 | 0 | 0 | 0 | 0 | 0 | 0 | 0 | 0 | 0 | 0 | 0 | 0 | 0 | 0 | 0 | 0 | 0 | 1 | 0 | 1 | 0 | 0 | 0 | 0 | 1 | 1 | 1 | 0 | 0 | 0 | 0 | 0 | 0 | 0 | 0 | 0 | 0 | 0 | 0 | 0 | 0 | 0 | 0 | 0 | 0 | 0 | 0 | 0 | 0 | 0 | 0 | 0 | 0 | 0 | 0 | 0 | 0 | 0 | 0 | 0 | 0 | 0 | 0 | 0 | 0 | 0 | 0 | 0 | 0 | 0 | 0 | 0 | 0 | 0 | 0 | 0 | 0 | 0 | 0 | 0 | 0 | 0 | 0 | 0 | 0 | 0 | 0 | 0 | 0 | 0 | 0 | 0 | 0 | 0 | 0 | 0 | 0 | 0 | 0 | 0 | 0 | 0 | 0 | 0 | 0 | 4 |  | 0 | 0 | 0 | 0 | 0 | 0 | 0 | 0 | 0 | 0 | 0 | 0 | 0 | 0 | 0 | 0 | 0 | 0 | 0 | 0 | 0 | 0 | 0 | 0 | 0 | 0 | 0 | 0 | 0 | 0 | 0 | 0 | 0 | 0 | 0 | 0 | 0 | 0 | 0 | 0 | 0 | 0 | 0 | 0 | 0 | 1 | 1 | 0 | 0 | 0 | 0 | -2124.047 | 568.64 | 398.6 | Devers-Red Bluff Constraint | GLW 230kV area constraint | VEA 138kV area constraint |  | 0 | 1 | 0 | 0 | 0 | 0 | -2124.047 | 568.64 | 398.6 | Devers-Red Bluff Constraint | GLW 230kV area constraint | VEA 138kV area constraint |  | 5 | 4 | YES | 4 | 1 | 1 | NO | 1
SCE North of Lugo Study Area | Inyokern | 115 | 0 | 0 | 0 | 0 | 0 | 0 | 0 | 0 | 0 | 0 | 0 | 0 | 0 | 1 | 1 | 1 | 1 | 0 | 0 | 0 | 0 | 0 | 0 | 0 | 0 | 0 | 0 | 0 | 0 | 0 | 0 | 0 | 0 | 0 | 0 | 0 | 0 | 0 | 0 | 0 | 0 | 0 | 0 | 0 | 0 | 0 | 0 | 0 | 0 | 0 | 0 | 0 | 0 | 0 | 0 | 0 | 0 | 0 | 0 | 0 | 0 | 0 | 0 | 0 | 0 | 0 | 0 | 0 | 0 | 0 | 0 | 0 | 0 | 0 | 0 | 0 | 0 | 0 | 0 | 0 | 0 | 0 | 0 | 0 | 0 | 0 | 0 | 0 | 0 | 0 | 0 | 0 | 0 | 0 | 0 | 0 | 0 | 0 | 0 | 0 | 0 | 0 | 0 | 0 | 0 | 0 | 0 | 3 |  | 0 | 0 | 0 | 0 | 0 | 0 | 0 | 0 | 2 | 0 | 0 | 0 | 0 | 0 | 1 | 0 | 0 | 0 | 0 | 0 | 0 | 0 | 0 | 0 | 0 | 0 | 0 | 0 | 0 | 0 | 0 | 0 | 0 | 0 | 0 | 0 | 0 | 0 | 0 | 0 | 0 | 0 | 0 | 0 | 0 | 0 | 0 | 1 | 0 | 0 | 1 | 0.288 | -0.354 | -0.24 | Control to Inyokern area constraint | Control to Inyokern area constraint | Control to Inyokern area constraint |  | 0 | 0 | 1 | 0 | 0 | 1 | 0.288 | -0.354 | -0.24 | Control to Inyokern area constraint | Control to Inyokern area constraint | Control to Inyokern area constraint |  | 5 | 5 | NO | 5 | 3 | 3 | NO | 3
East of Pisgah Study Area | IS Tap | 138 | 0 | 0 | 0 | 0 | 0 | 0 | 0 | 0 | 0 | 0 | 0 | 0 | 0 | 0 | 0 | 0 | 0 | 0 | 0 | 1 | 0 | 1 | 0 | 0 | 0 | 0 | 1 | 0 | 1 | 0 | 0 | 0 | 0 | 0 | 0 | 0 | 0 | 0 | 0 | 0 | 0 | 0 | 0 | 0 | 0 | 0 | 0 | 0 | 0 | 0 | 0 | 0 | 0 | 0 | 0 | 0 | 0 | 0 | 0 | 0 | 0 | 0 | 0 | 0 | 0 | 0 | 0 | 0 | 0 | 0 | 0 | 0 | 0 | 0 | 0 | 0 | 0 | 0 | 0 | 0 | 0 | 0 | 0 | 0 | 0 | 0 | 0 | 0 | 0 | 0 | 0 | 0 | 0 | 0 | 0 | 0 | 0 | 0 | 0 | 0 | 0 | 0 | 0 | 0 | 0 | 0 | 0 | 3 |  | 0 | 0 | 0 | 0 | 0 | 0 | 0 | 0 | 0 | 0 | 0 | 0 | 0 | 0 | 0 | 0 | 0 | 0 | 0 | 0 | 0 | 0 | 0 | 0 | 0 | 0 | 0 | 0 | 0 | 0 | 0 | 0 | 0 | 0 | 0 | 0 | 0 | 0 | 0 | 0 | 0 | 0 | 0 | 0 | 0 | 1 | 1 | 0 | 0 | 0 | 0 | -2124.047 | 1062.52 | 398.6 | Devers-Red Bluff Constraint | VEA 138kV area constraint | VEA 138kV area constraint |  | 0 | 1 | 0 | 0 | 0 | 0 | -2124.047 | 1062.52 | 398.6 | Devers-Red Bluff Constraint | VEA 138kV area constraint | VEA 138kV area constraint |  | 5 | 4 | YES | 4 | 1 | 1 | NO | 1
East of Pisgah Study Area | Ivanpah | 230 | 0 | 0 | 0 | 0 | 0 | 0 | 0 | 0 | 0 | 0 | 0 | 0 | 0 | 0 | 0 | 0 | 0 | 0 | 0 | 0 | 0 | 0 | 0 | 0 | 0 | 0 | 0 | 0 | 1 | 0 | 0 | 0 | 0 | 0 | 0 | 0 | 0 | 0 | 0 | 0 | 0 | 0 | 0 | 0 | 0 | 0 | 0 | 0 | 0 | 0 | 0 | 0 | 0 | 0 | 0 | 0 | 0 | 0 | 0 | 0 | 0 | 0 | 0 | 0 | 0 | 0 | 0 | 0 | 0 | 0 | 0 | 0 | 0 | 0 | 0 | 0 | 0 | 0 | 0 | 0 | 0 | 0 | 0 | 0 | 0 | 0 | 0 | 0 | 0 | 0 | 0 | 0 | 0 | 0 | 0 | 0 | 0 | 0 | 0 | 0 | 0 | 0 | 0 | 0 | 0 | 0 | 0 | 0 |  | 0 | 0 | 0 | 0 | 0 | 0 | 0 | 0 | 0 | 0 | 0 | 0 | 0 | 0 | 0 | 0 | 0 | 0 | 0 | 0 | 0 | 0 | 0 | 0 | 0 | 0 | 0 | 0 | 0 | 0 | 0 | 0 | 0 | 0 | 0 | 0 | 0 | 0 | 0 | 0 | 0 | 0 | 0 | 0 | 0 | 1 | 0 | 0 | 0 | 0 | 0 | -1715.6208 | 2675.9204 | 3685.482 | Lugo - Victorville area constraint | Lugo - Victorville area constraint | Lugo - Victorville area constraint |  | 0 | 0 | 0 | 0 | 0 | 0 | 5084.3792 | 9475.9204 | 10485.482 | Lugo - Victorville area constraint | Lugo - Victorville area constraint | Lugo - Victorville area constraint |  | 5 | 1 | YES | 2 | 1 | 1 | NO | 1
East of Pisgah Study Area | Jackass (DOE) | 138 | 0 | 0 | 0 | 0 | 0 | 0 | 0 | 0 | 0 | 0 | 0 | 0 | 0 | 0 | 0 | 0 | 0 | 0 | 0 | 1 | 0 | 1 | 0 | 0 | 0 | 0 | 1 | 0 | 1 | 0 | 0 | 0 | 0 | 0 | 0 | 0 | 0 | 0 | 0 | 0 | 0 | 0 | 0 | 0 | 0 | 0 | 0 | 0 | 0 | 0 | 0 | 0 | 0 | 0 | 0 | 0 | 0 | 0 | 0 | 0 | 0 | 0 | 0 | 0 | 0 | 0 | 0 | 0 | 0 | 0 | 0 | 0 | 0 | 0 | 0 | 0 | 0 | 0 | 0 | 0 | 0 | 0 | 0 | 0 | 0 | 0 | 0 | 0 | 0 | 0 | 0 | 0 | 0 | 0 | 0 | 0 | 0 | 0 | 0 | 0 | 0 | 0 | 0 | 0 | 0 | 0 | 0 | 3 |  | 0 | 0 | 0 | 0 | 0 | 0 | 0 | 0 | 0 | 0 | 0 | 0 | 0 | 0 | 0 | 0 | 0 | 0 | 0 | 0 | 0 | 0 | 0 | 0 | 0 | 0 | 0 | 0 | 0 | 0 | 0 | 0 | 0 | 0 | 0 | 0 | 0 | 0 | 0 | 0 | 0 | 0 | 0 | 0 | 0 | 1 | 1 | 0 | 0 | 0 | 0 | -2124.047 | 1062.52 | 398.6 | Devers-Red Bluff Constraint | VEA 138kV area constraint | VEA 138kV area constraint |  | 0 | 1 | 0 | 0 | 0 | 0 | -2124.047 | 1062.52 | 398.6 | Devers-Red Bluff Constraint | VEA 138kV area constraint | VEA 138kV area constraint |  | 5 | 4 | YES | 4 | 1 | 1 | NO | 1
PG&E Fresno Study Area | Jackson Swt | 115 | 0 | 0 | 0 | 0 | 0 | 0 | 0 | 0 | 0 | 0 | 0 | 0 | 0 | 0 | 0 | 0 | 0 | 0 | 0 | 0 | 0 | 0 | 0 | 0 | 0 | 0 | 0 | 0 | 0 | 0 | 0 | 0 | 0 | 0 | 0 | 0 | 0 | 0 | 0 | 0 | 0 | 0 | 0 | 0 | 0 | 0 | 0 | 0 | 0 | 0 | 0 | 0 | 0 | 0 | 0 | 0 | 0 | 0 | 0 | 0 | 0 | 0 | 0 | 0 | 0 | 0 | 0 | 0 | 0 | 0 | 0 | 0 | 0 | 0 | 0 | 0 | 0 | 0 | 0 | 0 | 0 | 0 | 0 | 0 | 0 | 0 | 0 | 0 | 0 | 0 | 0 | 0 | 0 | 0 | 0 | 0 | 0 | 0 | 0 | 0 | 0 | 0 | 0 | 0 | 0 | 0 | 1 | 0 |  | 0 | 0 | 0 | 0 | 0 | 0 | 0 | 0 | 0 | 0 | 0 | 0 | 0 | 0 | 0 | 0 | 0 | 0 | 0 | 0 | 0 | 0 | 0 | 0 | 0 | 0 | 0 | 0 | 0 | 0 | 0 | 0 | 0 | 0 | 0 | 0 | 0 | 0 | 0 | 0 | 0 | 0 | 0 | 0 | 0 | 0 | 0 | 0 | 0 | 0 | 0 | 84.6 | 82.776 | 24.84 | Jacksson-WaukenaCorcoran 115kV line | Jacksson-WaukenaCorcoran 115kV line | Jacksson-WaukenaCorcoran 115kV line |  | 0 | 0 | 0 | 0 | 0 | 0 | 84.6 | 82.776 | 24.84 | Jacksson-WaukenaCorcoran 115kV line | Jacksson-WaukenaCorcoran 115kV line | Jacksson-WaukenaCorcoran 115kV line |  | 1 | 1 | NO | 1 | 1 | 1 | NO | 1
PG&E North of Greater Bay Study Area | Jessup | 115 | 0 | 0 | 0 | 0 | 0 | 0 | 0 | 0 | 0 | 0 | 0 | 0 | 0 | 0 | 0 | 0 | 0 | 0 | 0 | 0 | 0 | 0 | 0 | 0 | 0 | 0 | 0 | 0 | 0 | 0 | 0 | 0 | 0 | 0 | 0 | 0 | 0 | 0 | 0 | 0 | 0 | 0 | 0 | 0 | 1 | 0 | 0 | 0 | 0 | 0 | 0 | 0 | 0 | 0 | 0 | 0 | 0 | 0 | 0 | 0 | 0 | 0 | 0 | 0 | 0 | 0 | 0 | 0 | 0 | 0 | 0 | 0 | 0 | 0 | 0 | 0 | 0 | 0 | 0 | 0 | 0 | 0 | 0 | 0 | 0 | 0 | 0 | 0 | 0 | 0 | 0 | 0 | 0 | 0 | 0 | 0 | 0 | 0 | 0 | 0 | 0 | 0 | 0 | 0 | 0 | 0 | 0 | 0 |  | 0 | 0 | 0 | 0 | 0 | 0 | 0 | 0 | 0 | 0 | 0 | 0 | 0 | 0 | 0 | 0 | 0 | 0 | 0 | 0 | 0 | 0 | 0 | 0 | 0 | 0 | 0 | 0 | 0 | 0 | 0 | 6 | 0 | 0 | 0 | 0 | 0 | 0 | 0 | 0 | 0 | 0 | 0 | 0 | 1 | 1 | 0 | 0 | 0 | 0 | 0 | -836.7415 | 193.7277 | 1246.8168 | Vaca Dixon-Tesla 500kV Line | Vaca Dixon-Tesla 500kV Line | Vaca Dixon-Tesla 500kV Line |  | 0 | 0 | 0 | 0 | 0 | 0 | 7808.2585 | 8838.7277 | 1246.8168 | Vaca Dixon-Tesla 500kV Line | Vaca Dixon-Tesla 500kV Line | Vaca Dixon-Tesla 500kV Line |  | 5 | 1 | YES | 2 | 1 | 1 | NO | 1
SCE Metro Study Area | Johanna | 230 | 0 | 0 | 0 | 0 | 0 | 0 | 0 | 0 | 0 | 0 | 0 | 0 | 1 | 0 | 0 | 0 | 0 | 0 | 0 | 0 | 0 | 0 | 0 | 0 | 0 | 0 | 0 | 0 | 0 | 0 | 0 | 0 | 0 | 0 | 0 | 0 | 0 | 0 | 0 | 0 | 0 | 0 | 0 | 0 | 0 | 0 | 0 | 0 | 0 | 0 | 0 | 0 | 0 | 0 | 0 | 0 | 0 | 0 | 0 | 0 | 0 | 0 | 0 | 0 | 0 | 0 | 0 | 0 | 0 | 0 | 0 | 0 | 0 | 0 | 0 | 0 | 0 | 0 | 0 | 0 | 0 | 0 | 0 | 0 | 0 | 0 | 0 | 0 | 0 | 0 | 0 | 0 | 0 | 0 | 0 | 0 | 0 | 0 | 0 | 0 | 0 | 0 | 0 | 0 | 0 | 0 | 0 | 0 |  | 0 | 0 | 0 | 0 | 0 | 0 | 0 | 0 | 0 | 0 | 0 | 61.4 | 0 | 0 | 1 | 0 | 0 | 0 | 0 | 0 | 0 | 0 | 0 | 0 | 0 | 0 | 40 | 0 | 0 | 1 | 0 | 0 | 0 | 0 | 0 | 0 | 0 | 0 | 0 | 0 | 0 | 40 | 50 | 0 | 1 | 0 | 0 | 0 | 0 | 0 | 0 | 11590.638 | 12647.921 | 15842.11 | SCE Metro Area Default Constraint | SCE Metro Area Default Constraint | SCE Metro Area Default Constraint |  | 0 | 0 | 0 | 0 | 0 | 0 | 11590.638 | 12647.921 | 15842.11 | SCE Metro Area Default Constraint | SCE Metro Area Default Constraint | SCE Metro Area Default Constraint |  | 1 | 1 | NO | 1 | 1 | 1 | NO | 1
SCE Eastern Study Area | Julian Hinds | 230 | 0 | 0 | 0 | 0 | 0 | 0 | 0 | 0 | 0 | 0 | 0 | 0 | 0 | 0 | 0 | 0 | 0 | 0 | 0 | 0 | 0 | 1 | 1 | 1 | 0 | 1 | 0 | 0 | 0 | 0 | 0 | 0 | 0 | 0 | 0 | 0 | 0 | 0 | 0 | 0 | 0 | 0 | 0 | 0 | 0 | 0 | 0 | 0 | 0 | 0 | 0 | 0 | 0 | 0 | 0 | 0 | 0 | 0 | 0 | 0 | 0 | 0 | 0 | 0 | 0 | 0 | 0 | 0 | 0 | 0 | 0 | 0 | 0 | 0 | 0 | 0 | 0 | 0 | 0 | 0 | 0 | 0 | 0 | 0 | 0 | 0 | 0 | 0 | 0 | 0 | 0 | 0 | 0 | 0 | 0 | 0 | 0 | 0 | 0 | 0 | 0 | 0 | 0 | 0 | 0 | 0 | 0 | 2 |  | 0 | 0 | 0 | 0 | 0 | 0 | 0 | 0 | 0 | 0 | 0 | 0 | 0 | 0 | 0 | 0 | 0 | 0 | 0 | 0 | 0 | 0 | 0 | 0 | 0 | 0 | 0 | 0 | 0 | 0 | 0 | 0 | 0 | 0 | 0 | 0 | 0 | 0 | 0 | 0 | 0 | 0 | 0 | 0 | 0 | 0 | 1 | 0 | 0 | 0 | 0 | -2124.047 | 0 | 300 | Devers-Red Bluff Constraint | Eagle Mountain Constraint | Eagle Mountain Constraint |  | 0 | 1 | 0 | 0 | 0 | 0 | -2124.047 | 0 | 300 | Devers-Red Bluff Constraint | Eagle Mountain Constraint | Eagle Mountain Constraint |  | 4 | 4 | NO | 4 | 1 | 1 | NO | 1
PG&E Greater Bay Study Area | Kasson | 115 | 0 | 0 | 0 | 0 | 0 | 0 | 0 | 0 | 0 | 0 | 0 | 0 | 0 | 0 | 0 | 0 | 0 | 0 | 0 | 0 | 0 | 0 | 0 | 0 | 0 | 0 | 0 | 0 | 0 | 0 | 0 | 0 | 0 | 0 | 0 | 0 | 0 | 0 | 0 | 0 | 0 | 0 | 0 | 0 | 0 | 0 | 0 | 0 | 0 | 0 | 0 | 0 | 0 | 0 | 0 | 0 | 0 | 0 | 0 | 0 | 0 | 0 | 0 | 0 | 0 | 0 | 0 | 0 | 1 | 0 | 0 | 0 | 0 | 0 | 0 | 0 | 0 | 0 | 0 | 0 | 0 | 0 | 0 | 0 | 0 | 0 | 0 | 0 | 0 | 0 | 0 | 0 | 0 | 0 | 0 | 0 | 0 | 0 | 0 | 0 | 0 | 0 | 0 | 0 | 0 | 0 | 0 | 0 |  | 0 | 0 | 0 | 0 | 0 | 0 | 0 | 0 | 0 | 0 | 0 | 0 | 0 | 0 | 0 | 0 | 0 | 0 | 0 | 0 | 0 | 0 | 0 | 0 | 0 | 0 | 0 | 0 | 0 | 0 | 0 | 0 | 0 | 0 | 0 | 0 | 0 | 0 | 0 | 0 | 0 | 0 | 0 | 0 | 0 | 0 | 0 | 0 | 0 | 0 | 0 | 1020.859 | 1048.156 | 1134.6464 | Tesla-Salado 115 kV line | Tesla-Salado 115 kV line | Tesla-Salado 115 kV line |  | 0 | 0 | 0 | 0 | 0 | 0 | 1020.859 | 1048.156 | 1134.6464 | Tesla-Salado 115 kV line | Tesla-Salado 115 kV line | Tesla-Salado 115 kV line |  | 1 | 1 | NO | 1 | 1 | 1 | NO | 1
PG&E Fresno Study Area | Kearney | 230 | 0 | 0 | 0 | 0 | 0 | 0 | 0 | 0 | 0 | 0 | 0 | 0 | 0 | 0 | 0 | 0 | 0 | 0 | 0 | 0 | 0 | 0 | 0 | 0 | 0 | 0 | 0 | 0 | 0 | 0 | 0 | 0 | 0 | 0 | 0 | 0 | 0 | 0 | 0 | 0 | 0 | 0 | 0 | 0 | 0 | 0 | 0 | 0 | 0 | 0 | 1 | 0 | 0 | 0 | 0 | 0 | 0 | 0 | 0 | 0 | 0 | 0 | 0 | 0 | 0 | 0 | 0 | 0 | 0 | 0 | 0 | 0 | 0 | 0 | 0 | 0 | 1 | 0 | 0 | 0 | 0 | 0 | 0 | 0 | 0 | 1 | 1 | 0 | 1 | 1 | 1 | 1 | 1 | 1 | 0 | 1 | 0 | 1 | 1 | 0 | 0 | 1 | 0 | 0 | 0 | 0 | 0 | 4 |  | 0 | 0 | 0 | 0 | 0 | 0 | 0 | 0 | 0 | 0 | 0 | 0 | 0 | 0 | 0 | 0 | 0 | 0 | 0 | 0 | 0 | 0 | 0 | 0 | 0 | 0 | 0 | 0 | 0 | 0 | 0 | 0 | 0 | 0 | 0 | 0 | 0 | 0 | 0 | 0 | 0 | 0 | 0 | 0 | 0 | 3 | 0 | 2 | 0 | 2 | 0 | -1260.48 | -1054.844 | -926.9943 | Midway-Q2005 230kV Line | Midway-Q2005 230kV Line | Midway-Q2005 230kV Line |  | 0 | 0 | 0 | 0 | 0 | 0 | 71.981 | 208.4702 | 6.8725 | Gates 500/230kV TB #11 | Gates 500/230kV TB #11 | Dairyland-Chowchilla 115kV Line |  | 5 | 1 | YES | 2 | 5 | 1 | YES | 2
PG&E Greater Bay Study Area | Kelso | 230 | 0 | 0 | 0 | 0 | 0 | 0 | 0 | 0 | 0 | 0 | 0 | 0 | 0 | 0 | 0 | 0 | 0 | 0 | 0 | 0 | 0 | 0 | 0 | 0 | 0 | 0 | 0 | 0 | 0 | 0 | 0 | 0 | 0 | 0 | 0 | 0 | 0 | 0 | 0 | 0 | 0 | 0 | 0 | 0 | 1 | 0 | 0 | 0 | 0 | 0 | 0 | 0 | 0 | 0 | 0 | 0 | 0 | 0 | 1 | 0 | 1 | 0 | 0 | 0 | 0 | 0 | 0 | 0 | 0 | 0 | 0 | 0 | 0 | 1 | 0 | 0 | 0 | 0 | 0 | 0 | 0 | 0 | 0 | 0 | 0 | 0 | 0 | 0 | 0 | 0 | 0 | 0 | 0 | 0 | 0 | 0 | 0 | 0 | 0 | 0 | 0 | 0 | 0 | 0 | 0 | 0 | 0 | 0 |  | 0 | 0 | 0 | 0 | 0 | 0 | 0 | 0 | 0 | 0 | 0 | 0 | 0 | 0 | 0 | 0 | 0 | 0 | 0 | 0 | 0 | 0 | 0 | 0 | 0 | 0 | 0 | 0 | 0 | 0 | 0 | 0 | 151 | 45 | 0 | 0 | 0 | 0 | 0 | 0 | 0 | 0 | 0 | 0 | 1 | 2 | 0 | 0 | 0 | 0 | 0 | -836.7415 | 193.7277 | 921.9913 | Vaca Dixon-Tesla 500kV Line | Vaca Dixon-Tesla 500kV Line | Windmaster-Delta pumps 230 kV line |  | 1 | 0 | 0 | 0 | 0 | 0 | -133.2328 | 381.3403 | 921.9913 | Windmaster-Delta pumps 230 kV line | Windmaster-Delta pumps 230 kV line | Windmaster-Delta pumps 230 kV line |  | 5 | 5 | NO | 5 | 1 | 1 | NO | 1
PG&E Kern Study Area | Kern Oil | 115 | 0 | 0 | 0 | 0 | 0 | 0 | 0 | 0 | 0 | 0 | 0 | 0 | 0 | 0 | 0 | 0 | 0 | 0 | 0 | 0 | 0 | 0 | 0 | 0 | 0 | 0 | 0 | 0 | 0 | 0 | 0 | 0 | 0 | 0 | 0 | 0 | 0 | 0 | 0 | 0 | 0 | 0 | 0 | 0 | 0 | 0 | 0 | 0 | 0 | 0 | 0 | 0 | 0 | 0 | 0 | 0 | 0 | 0 | 0 | 0 | 0 | 0 | 0 | 0 | 0 | 0 | 0 | 0 | 0 | 0 | 0 | 0 | 0 | 0 | 0 | 0 | 0 | 0 | 1 | 0 | 0 | 0 | 0 | 1 | 0 | 0 | 0 | 0 | 0 | 0 | 0 | 0 | 0 | 0 | 0 | 0 | 0 | 0 | 0 | 0 | 0 | 0 | 0 | 0 | 0 | 0 | 0 | 0 |  | 0 | 0 | 0 | 0 | 0 | 0 | 0 | 0 | 0 | 0 | 0 | 0 | 0 | 0 | 0 | 0 | 0 | 0 | 0 | 0 | 0 | 0 | 0 | 0 | 0 | 0 | 0 | 0 | 0 | 0 | 0 | 0 | 0 | 0 | 0 | 0 | 0 | 0 | 1 | 0 | 0 | 0 | 0 | 0 | 1 | 0 | 0 | 0 | 0 | 0 | 0 | 109.518 | 35.1401 | 0.4922 | Semitropic-Midway 115kV Line | Semitropic-Midway 115kV Line | Semitropic-Midway 115kV Line |  | 0 | 0 | 0 | 0 | 0 | 0 | 109.518 | 35.1401 | 0.4922 | Semitropic-Midway 115kV Line | Semitropic-Midway 115kV Line | Semitropic-Midway 115kV Line |  | 1 | 1 | NO | 1 | 1 | 1 | NO | 1
PG&E Kern Study Area | Kern PP | 230 | 0 | 0 | 0 | 0 | 0 | 0 | 0 | 0 | 0 | 0 | 0 | 0 | 0 | 0 | 0 | 0 | 0 | 0 | 0 | 0 | 0 | 0 | 0 | 0 | 0 | 0 | 0 | 0 | 0 | 0 | 0 | 0 | 0 | 0 | 0 | 0 | 0 | 0 | 0 | 0 | 0 | 0 | 0 | 0 | 0 | 0 | 0 | 0 | 0 | 0 | 0 | 0 | 0 | 0 | 0 | 0 | 0 | 0 | 0 | 0 | 0 | 0 | 0 | 0 | 0 | 0 | 0 | 0 | 0 | 0 | 0 | 0 | 0 | 0 | 0 | 1 | 1 | 0 | 0 | 0 | 0 | 0 | 0 | 1 | 0 | 1 | 1 | 0 | 0 | 0 | 0 | 0 | 0 | 0 | 0 | 0 | 0 | 0 | 0 | 0 | 0 | 0 | 0 | 0 | 0 | 0 | 0 | 0 |  | 0 | 0 | 0 | 0 | 0 | 0 | 0 | 0 | 0 | 0 | 0 | 0 | 0 | 0 | 0 | 0 | 0 | 0 | 0 | 0 | 0 | 0 | 0 | 0 | 0 | 0 | 0 | 0 | 0 | 0 | 0 | 0 | 0 | 0 | 0 | 0 | 0 | 0 | 0 | 0 | 0 | 0 | 0 | 0 | 0 | 3 | 0 | 2 | 0 | 2 | 0 | -1260.48 | -1054.844 | -926.9943 | Midway-Q2005 230kV Line | Midway-Q2005 230kV Line | Midway-Q2005 230kV Line |  | 0 | 0 | 0 | 0 | 0 | 1 | 71.981 | 35.1401 | -65.5292 | Gates 500/230kV TB #11 | Semitropic-Midway 115kV Line | Oceano-Calendar 115kV line |  | 5 | 1 | YES | 2 | 5 | 3 | YES | 3
PG&E Kern Study Area | Kern PP | 115 | 0 | 0 | 0 | 0 | 0 | 0 | 0 | 0 | 0 | 0 | 0 | 0 | 0 | 0 | 0 | 0 | 0 | 0 | 0 | 0 | 0 | 0 | 0 | 0 | 0 | 0 | 0 | 0 | 0 | 0 | 0 | 0 | 0 | 0 | 0 | 0 | 0 | 0 | 0 | 0 | 0 | 0 | 0 | 0 | 0 | 0 | 0 | 0 | 0 | 0 | 0 | 0 | 0 | 0 | 0 | 0 | 0 | 0 | 0 | 0 | 0 | 0 | 0 | 0 | 0 | 0 | 0 | 0 | 0 | 0 | 0 | 0 | 0 | 0 | 0 | 0 | 1 | 0 | 1 | 0 | 1 | 1 | 1 | 1 | 0 | 1 | 1 | 0 | 0 | 0 | 0 | 0 | 0 | 0 | 0 | 0 | 0 | 0 | 0 | 0 | 0 | 0 | 0 | 0 | 0 | 0 | 0 | 0 |  | 0 | 0 | 0 | 0 | 0 | 0 | 0 | 0 | 0 | 0 | 0 | 0 | 0 | 0 | 0 | 0 | 0 | 0 | 0 | 0 | 0 | 0 | 0 | 0 | 0 | 0 | 0 | 0 | 0 | 0 | 0 | 0 | 0 | 0 | 0 | 0 | 0 | 0 | 0 | 0 | 0 | 0 | 0 | 0 | 0 | 2 | 0 | 1 | 0 | 1 | 0 | -1260.48 | -1054.844 | -926.9943 | Midway-Q2005 230kV Line | Midway-Q2005 230kV Line | Midway-Q2005 230kV Line |  | 0 | 0 | 0 | 0 | 0 | 0 | 71.981 | 35.1401 | 0.4922 | Gates 500/230kV TB #11 | Semitropic-Midway 115kV Line | Semitropic-Midway 115kV Line |  | 5 | 1 | YES | 2 | 5 | 1 | YES | 2
PG&E Kern Study Area | Kernridge | 115 | 0 | 0 | 0 | 0 | 0 | 0 | 0 | 0 | 0 | 0 | 0 | 0 | 0 | 0 | 0 | 0 | 0 | 0 | 0 | 0 | 0 | 0 | 0 | 0 | 0 | 0 | 0 | 0 | 0 | 0 | 0 | 0 | 0 | 0 | 0 | 0 | 0 | 0 | 0 | 0 | 0 | 0 | 0 | 0 | 0 | 0 | 0 | 0 | 0 | 0 | 0 | 0 | 0 | 0 | 0 | 0 | 0 | 0 | 0 | 0 | 0 | 0 | 0 | 0 | 0 | 0 | 0 | 0 | 0 | 0 | 0 | 0 | 0 | 0 | 0 | 0 | 0 | 0 | 0 | 0 | 0 | 0 | 1 | 0 | 0 | 0 | 0 | 0 | 0 | 0 | 0 | 0 | 0 | 0 | 0 | 0 | 0 | 0 | 0 | 0 | 0 | 0 | 0 | 0 | 0 | 0 | 0 | 0 |  | 0 | 0 | 0 | 0 | 0 | 0 | 0 | 0 | 0 | 0 | 0 | 0 | 0 | 0 | 0 | 0 | 0 | 0 | 0 | 0 | 0 | 0 | 0 | 0 | 0 | 0 | 0 | 0 | 0 | 0 | 0 | 0 | 0 | 0 | 0 | 0 | 0 | 0 | 0 | 0 | 0 | 0 | 0 | 0 | 0 | 0 | 0 | 0 | 0 | 0 | 0 | 1051.543 | 1042.5784 | 827.2909 | Midway 230/115kV TB #3 | Midway 230/115kV TB #3 | Midway 230/115kV TB #3 |  | 0 | 0 | 0 | 0 | 0 | 0 | 1051.543 | 1042.5784 | 827.2909 | Midway 230/115kV TB #3 | Midway 230/115kV TB #3 | Midway 230/115kV TB #3 |  | 1 | 1 | NO | 1 | 1 | 1 | NO | 1
PG&E Greater Bay Study Area | Kirker | 115 | 0 | 0 | 0 | 0 | 0 | 0 | 0 | 0 | 0 | 0 | 0 | 0 | 0 | 0 | 0 | 0 | 0 | 0 | 0 | 0 | 0 | 0 | 0 | 0 | 0 | 0 | 0 | 0 | 0 | 0 | 0 | 0 | 0 | 0 | 0 | 0 | 0 | 0 | 0 | 0 | 0 | 0 | 0 | 1 | 1 | 0 | 0 | 0 | 0 | 0 | 0 | 0 | 0 | 0 | 1 | 1 | 0 | 0 | 0 | 0 | 1 | 0 | 0 | 1 | 1 | 0 | 0 | 0 | 0 | 0 | 0 | 0 | 0 | 1 | 0 | 0 | 0 | 0 | 0 | 0 | 0 | 0 | 0 | 0 | 0 | 0 | 0 | 0 | 0 | 0 | 0 | 0 | 0 | 0 | 0 | 0 | 0 | 0 | 0 | 0 | 0 | 0 | 0 | 0 | 0 | 0 | 0 | 2 |  | 0 | 0 | 0 | 0 | 0 | 0 | 0 | 0 | 0 | 0 | 0 | 0 | 0 | 0 | 0 | 0 | 0 | 0 | 0 | 0 | 0 | 0 | 0 | 0 | 0 | 0 | 0 | 0 | 0 | 0 | 0 | 0 | 0 | 0 | 0 | 0 | 0 | 0 | 3.9 | 0 | 0 | 20 | 0 | 0 | 1 | 1 | 0 | 0 | 0 | 0 | 0 | -836.7415 | 193.7277 | 1246.8168 | Vaca Dixon-Tesla 500kV Line | Vaca Dixon-Tesla 500kV Line | Vaca Dixon-Tesla 500kV Line |  | 0 | 0 | 0 | 0 | 0 | 0 | 1192.8067 | 2130.9944 | 1246.8168 | Tesla-Bellota 230 kV line | Dumbarton-Newark 115 kV line | Vaca Dixon-Tesla 500kV Line |  | 5 | 1 | YES | 2 | 1 | 1 | NO | 1
PG&E North of Greater Bay Study Area | Knights Landing | 115 | 0 | 0 | 0 | 0 | 0 | 0 | 0 | 0 | 0 | 0 | 0 | 0 | 0 | 0 | 0 | 0 | 0 | 0 | 0 | 0 | 0 | 0 | 0 | 0 | 0 | 0 | 0 | 0 | 0 | 0 | 0 | 0 | 0 | 0 | 0 | 0 | 0 | 0 | 0 | 0 | 0 | 0 | 0 | 0 | 0 | 1 | 0 | 0 | 0 | 0 | 0 | 0 | 0 | 0 | 0 | 0 | 0 | 0 | 0 | 0 | 0 | 0 | 0 | 0 | 0 | 0 | 0 | 0 | 0 | 0 | 0 | 0 | 0 | 0 | 0 | 0 | 0 | 0 | 0 | 0 | 0 | 0 | 0 | 0 | 0 | 0 | 0 | 0 | 0 | 0 | 0 | 0 | 0 | 0 | 0 | 0 | 0 | 0 | 0 | 0 | 0 | 0 | 0 | 0 | 0 | 0 | 0 | 0 |  | 0 | 0 | 0 | 0 | 0 | 0 | 0 | 0 | 0 | 0 | 0 | 0 | 0 | 0 | 0 | 0 | 0 | 0 | 0 | 0 | 0 | 0 | 0 | 0 | 0 | 0 | 0 | 0 | 0 | 0 | 0 | 0 | 0 | 0 | 0 | 0 | 0 | 0 | 0 | 0 | 0 | 0 | 0 | 0 | 0 | 0 | 0 | 0 | 0 | 0 | 0 | 75.85 | 75.166 | 66.82 | Woodland- Davis 115kV line | Woodland- Davis 115kV line | Woodland- Davis 115kV line |  | 0 | 0 | 0 | 0 | 0 | 0 | 75.85 | 75.166 | 66.82 | Woodland- Davis 115kV line | Woodland- Davis 115kV line | Woodland- Davis 115kV line |  | 1 | 1 | NO | 1 | 1 | 1 | NO | 1
SCE North of Lugo Study Area | Kramer | 230 | 0 | 0 | 0 | 0 | 0 | 0 | 0 | 0 | 0 | 0 | 0 | 0 | 0 | 0 | 1 | 1 | 1 | 0 | 0 | 0 | 0 | 0 | 0 | 0 | 0 | 0 | 0 | 0 | 0 | 0 | 0 | 0 | 0 | 0 | 0 | 0 | 0 | 0 | 0 | 0 | 0 | 0 | 0 | 0 | 0 | 0 | 0 | 0 | 0 | 0 | 0 | 0 | 0 | 0 | 0 | 0 | 0 | 0 | 0 | 0 | 0 | 0 | 0 | 0 | 0 | 0 | 0 | 0 | 0 | 0 | 0 | 0 | 0 | 0 | 0 | 0 | 0 | 0 | 0 | 0 | 0 | 0 | 0 | 0 | 0 | 0 | 0 | 0 | 0 | 0 | 0 | 0 | 0 | 0 | 0 | 0 | 0 | 0 | 0 | 0 | 0 | 0 | 0 | 0 | 0 | 0 | 0 | 3 |  | 0 | 0 | 0 | 0 | 0 | 0 | 0 | 0 | 0 | 599 | 33 | 317.5 | 0 | 0 | 1 | 0 | 0 | 0 | 0 | 0 | 0 | 0 | 0 | 0 | 82 | 250 | 261 | 0 | 0 | 1 | 0 | 0 | 0 | 0 | 0 | 0 | 0 | 0 | 0 | 161 | 450 | 306 | 80 | 0 | 1 | 0 | 0 | 0 | 0 | 0 | 0 | 1275.208 | 1459.871 | 668.3 | Lugo Transformer Area Constraint | Kramer to Victor Area Constraint | Kramer to Victor Area Constraint |  | 0 | 0 | 0 | 0 | 0 | 0 | 1275.208 | 1459.871 | 668.3 | Lugo Transformer Area Constraint | Kramer to Victor Area Constraint | Kramer to Victor Area Constraint |  | 1 | 1 | NO | 1 | 1 | 1 | NO | 1
SCE North of Lugo Study Area | Kramer | 115 | 0 | 0 | 0 | 0 | 0 | 0 | 0 | 0 | 0 | 0 | 0 | 0 | 0 | 0 | 1 | 1 | 1 | 0 | 0 | 0 | 0 | 0 | 0 | 0 | 0 | 0 | 0 | 0 | 0 | 0 | 0 | 0 | 0 | 0 | 0 | 0 | 0 | 0 | 0 | 0 | 0 | 0 | 0 | 0 | 0 | 0 | 0 | 0 | 0 | 0 | 0 | 0 | 0 | 0 | 0 | 0 | 0 | 0 | 0 | 0 | 0 | 0 | 0 | 0 | 0 | 0 | 0 | 0 | 0 | 0 | 0 | 0 | 0 | 0 | 0 | 0 | 0 | 0 | 0 | 0 | 0 | 0 | 0 | 0 | 0 | 0 | 0 | 0 | 0 | 0 | 0 | 0 | 0 | 0 | 0 | 0 | 0 | 0 | 0 | 0 | 0 | 0 | 0 | 0 | 0 | 0 | 0 | 3 |  | 0 | 0 | 0 | 0 | 0 | 0 | 0 | 0 | 0 | 0 | 0 | 0 | 0 | 0 | 0 | 0 | 0 | 0 | 0 | 0 | 0 | 0 | 0 | 0 | 0 | 0 | 0 | 0 | 0 | 0 | 0 | 0 | 0 | 0 | 0 | 0 | 0 | 0 | 8 | 0 | 0 | 0 | 0 | 0 | 1 | 0 | 0 | 0 | 0 | 0 | 0 | 1275.208 | 1459.871 | 668.3 | Lugo Transformer Area Constraint | Kramer to Victor Area Constraint | Kramer to Victor Area Constraint |  | 0 | 0 | 0 | 0 | 0 | 0 | 1275.208 | 1459.871 | 668.3 | Lugo Transformer Area Constraint | Kramer to Victor Area Constraint | Kramer to Victor Area Constraint |  | 1 | 1 | NO | 1 | 1 | 1 | NO | 1
SCE North of Lugo Study Area | New Sub - Kramer - Lugo (Proposed) | 230 | 0 | 0 | 0 | 0 | 0 | 0 | 0 | 0 | 0 | 0 | 0 | 0 | 0 | 0 | 1 | 1 | 1 | 0 | 0 | 0 | 0 | 0 | 0 | 0 | 0 | 0 | 0 | 0 | 0 | 0 | 0 | 0 | 0 | 0 | 0 | 0 | 0 | 0 | 0 | 0 | 0 | 0 | 0 | 0 | 0 | 0 | 0 | 0 | 0 | 0 | 0 | 0 | 0 | 0 | 0 | 0 | 0 | 0 | 0 | 0 | 0 | 0 | 0 | 0 | 0 | 0 | 0 | 0 | 0 | 0 | 0 | 0 | 0 | 0 | 0 | 0 | 0 | 0 | 0 | 0 | 0 | 0 | 0 | 0 | 0 | 0 | 0 | 0 | 0 | 0 | 0 | 0 | 0 | 0 | 0 | 0 | 0 | 0 | 0 | 0 | 0 | 0 | 0 | 0 | 0 | 0 | 0 | 3 |  | 0 | 0 | 0 | 0 | 0 | 0 | 0 | 0 | 0 | 0 | 0 | 0 | 0 | 0 | 0 | 0 | 0 | 0 | 0 | 0 | 0 | 0 | 0 | 0 | 0 | 0 | 0 | 0 | 0 | 0 | 0 | 0 | 0 | 0 | 0 | 0 | 0 | 0 | 0 | 0 | 0 | 0 | 0 | 0 | 0 | 0 | 0 | 0 | 0 | 0 | 0 | 1275.208 | 1459.871 | 668.3 | Lugo Transformer Area Constraint | Kramer to Victor Area Constraint | Kramer to Victor Area Constraint |  | 0 | 0 | 0 | 0 | 0 | 0 | 1275.208 | 1459.871 | 668.3 | Lugo Transformer Area Constraint | Kramer to Victor Area Constraint | Kramer to Victor Area Constraint |  | 1 | 1 | NO | 1 | 1 | 1 | NO | 1
SCE Metro Study Area | La Cienega | 230 | 0 | 0 | 0 | 0 | 0 | 0 | 0 | 0 | 0 | 0 | 1 | 1 | 1 | 0 | 0 | 0 | 0 | 0 | 0 | 0 | 0 | 0 | 0 | 0 | 0 | 0 | 0 | 0 | 0 | 0 | 0 | 0 | 0 | 0 | 0 | 0 | 0 | 0 | 0 | 0 | 0 | 0 | 0 | 0 | 0 | 0 | 0 | 0 | 0 | 0 | 0 | 0 | 0 | 0 | 0 | 0 | 0 | 0 | 0 | 0 | 0 | 0 | 0 | 0 | 0 | 0 | 0 | 0 | 0 | 0 | 0 | 0 | 0 | 0 | 0 | 0 | 0 | 0 | 0 | 0 | 0 | 0 | 0 | 0 | 0 | 0 | 0 | 0 | 0 | 0 | 0 | 0 | 0 | 0 | 0 | 0 | 0 | 0 | 0 | 0 | 0 | 0 | 0 | 0 | 0 | 0 | 0 | 0 |  | 0 | 0 | 0 | 0 | 0 | 0 | 0 | 0 | 0 | 0 | 0 | 0 | 0 | 0 | 0 | 0 | 0 | 0 | 0 | 0 | 0 | 0 | 0 | 0 | 0 | 0 | 0 | 0 | 0 | 0 | 0 | 0 | 0 | 0 | 0 | 0 | 0 | 0 | 0 | 0 | 0 | 0 | 0 | 0 | 0 | 0 | 0 | 0 | 0 | 0 | 0 | 3139.976 | 3337.692 | 3938.92 | Hinson - Del Amo Constraint | Hinson - Del Amo Constraint | Hinson - Del Amo Constraint |  | 0 | 0 | 0 | 0 | 0 | 0 | 3139.976 | 3337.692 | 3938.92 | Hinson - Del Amo Constraint | Hinson - Del Amo Constraint | Hinson - Del Amo Constraint |  | 1 | 1 | NO | 1 | 1 | 1 | NO | 1
SCE Metro Study Area | La Fresa | 230 | 0 | 0 | 0 | 0 | 0 | 0 | 0 | 0 | 0 | 0 | 1 | 1 | 1 | 0 | 0 | 0 | 0 | 0 | 0 | 0 | 0 | 0 | 0 | 0 | 0 | 0 | 0 | 0 | 0 | 0 | 0 | 0 | 0 | 0 | 0 | 0 | 0 | 0 | 0 | 0 | 0 | 0 | 0 | 0 | 0 | 0 | 0 | 0 | 0 | 0 | 0 | 0 | 0 | 0 | 0 | 0 | 0 | 0 | 0 | 0 | 0 | 0 | 0 | 0 | 0 | 0 | 0 | 0 | 0 | 0 | 0 | 0 | 0 | 0 | 0 | 0 | 0 | 0 | 0 | 0 | 0 | 0 | 0 | 0 | 0 | 0 | 0 | 0 | 0 | 0 | 0 | 0 | 0 | 0 | 0 | 0 | 0 | 0 | 0 | 0 | 0 | 0 | 0 | 0 | 0 | 0 | 0 | 0 |  | 0 | 0 | 0 | 0 | 0 | 0 | 0 | 0 | 0 | 0 | 0 | 0 | 0 | 0 | 0 | 0 | 0 | 0 | 0 | 0 | 0 | 0 | 0 | 0.64 | 0 | 0 | 0 | 0 | 0 | 1 | 0 | 0 | 0 | 0 | 0 | 0 | 0 | 0 | 0.64 | 0 | 0 | 0 | 0 | 0 | 1 | 0 | 0 | 0 | 0 | 0 | 0 | 3139.976 | 3337.692 | 3938.92 | Hinson - Del Amo Constraint | Hinson - Del Amo Constraint | Hinson - Del Amo Constraint |  | 0 | 0 | 0 | 0 | 0 | 0 | 3139.976 | 3337.692 | 3938.92 | Hinson - Del Amo Constraint | Hinson - Del Amo Constraint | Hinson - Del Amo Constraint |  | 1 | 1 | NO | 1 | 1 | 1 | NO | 1
SCE Metro Study Area | Laguna Bell | 230 | 0 | 0 | 0 | 0 | 0 | 0 | 0 | 0 | 0 | 0 | 1 | 0 | 1 | 0 | 0 | 0 | 0 | 0 | 0 | 0 | 0 | 0 | 0 | 0 | 0 | 0 | 0 | 0 | 0 | 0 | 0 | 0 | 0 | 0 | 0 | 0 | 0 | 0 | 0 | 0 | 0 | 0 | 0 | 0 | 0 | 0 | 0 | 0 | 0 | 0 | 0 | 0 | 0 | 0 | 0 | 0 | 0 | 0 | 0 | 0 | 0 | 0 | 0 | 0 | 0 | 0 | 0 | 0 | 0 | 0 | 0 | 0 | 0 | 0 | 0 | 0 | 0 | 0 | 0 | 0 | 0 | 0 | 0 | 0 | 0 | 0 | 0 | 0 | 0 | 0 | 0 | 0 | 0 | 0 | 0 | 0 | 0 | 0 | 0 | 0 | 0 | 0 | 0 | 0 | 0 | 0 | 0 | 0 |  | 0 | 0 | 0 | 0 | 0 | 0 | 0 | 0 | 0 | 0 | 0 | 0 | 0 | 0 | 0 | 0 | 0 | 0 | 0 | 0 | 0 | 0 | 0 | 0 | 0 | 0 | 100 | 0 | 0 | 1 | 0 | 0 | 0 | 0 | 0 | 0 | 0 | 0 | 0 | 0 | 0 | 600 | 0 | 0 | 1 | 0 | 0 | 0 | 0 | 0 | 0 | 5402.476 | 6046.942 | 7988.42 | Del Amo - Barre Area Constraint | Del Amo - Barre Area Constraint | Del Amo - Barre Area Constraint |  | 0 | 0 | 0 | 0 | 0 | 0 | 5402.476 | 6046.942 | 7988.42 | Del Amo - Barre Area Constraint | Del Amo - Barre Area Constraint | Del Amo - Barre Area Constraint |  | 1 | 1 | NO | 1 | 1 | 1 | NO | 1
PG&E Kern Study Area | Lakeview | 70 | 0 | 0 | 0 | 0 | 0 | 0 | 0 | 0 | 0 | 0 | 0 | 0 | 0 | 0 | 0 | 0 | 0 | 0 | 0 | 0 | 0 | 0 | 0 | 0 | 0 | 0 | 0 | 0 | 0 | 0 | 0 | 0 | 0 | 0 | 0 | 0 | 0 | 0 | 0 | 0 | 0 | 0 | 0 | 0 | 0 | 0 | 0 | 0 | 0 | 0 | 0 | 0 | 0 | 0 | 0 | 0 | 0 | 0 | 0 | 0 | 0 | 0 | 0 | 0 | 0 | 0 | 0 | 0 | 0 | 0 | 0 | 0 | 0 | 0 | 0 | 0 | 1 | 0 | 0 | 0 | 0 | 0 | 0 | 0 | 1 | 1 | 1 | 0 | 0 | 0 | 0 | 0 | 0 | 0 | 0 | 0 | 0 | 0 | 0 | 0 | 0 | 0 | 0 | 0 | 0 | 0 | 0 | 0 |  | 0 | 0 | 0 | 0 | 0 | 0 | 0 | 0 | 0 | 0 | 0 | 0 | 0 | 0 | 0 | 0 | 0 | 0 | 0 | 0 | 0 | 0 | 0 | 0 | 0 | 70 | 64.4 | 0 | 0 | 1 | 0 | 0 | 0 | 0 | 0 | 0 | 0 | 0 | 0 | 0 | 70 | 64.4 | 0 | 0 | 1 | 2 | 0 | 1 | 0 | 1 | 0 | -1260.48 | -1054.844 | -926.9943 | Midway-Q2005 230kV Line | Midway-Q2005 230kV Line | Midway-Q2005 230kV Line |  | 0 | 0 | 0 | 0 | 0 | 0 | 71.981 | 193 | 35.0057 | Gates 500/230kV TB #11 | Midway-Q2011 230 kV Line | Midway-Q2005 230kV Line |  | 5 | 1 | YES | 2 | 5 | 1 | YES | 2
PG&E North of Greater Bay Study Area | Lakeville | 230 | 0 | 0 | 0 | 0 | 0 | 0 | 0 | 0 | 0 | 0 | 0 | 0 | 0 | 0 | 0 | 0 | 0 | 0 | 0 | 0 | 0 | 0 | 0 | 0 | 0 | 0 | 0 | 0 | 0 | 0 | 0 | 0 | 0 | 0 | 0 | 0 | 0 | 0 | 0 | 0 | 0 | 0 | 0 | 1 | 1 | 0 | 0 | 0 | 0 | 0 | 0 | 0 | 0 | 0 | 0 | 0 | 1 | 1 | 1 | 1 | 1 | 0 | 0 | 0 | 0 | 0 | 0 | 0 | 0 | 0 | 0 | 0 | 0 | 1 | 1 | 0 | 0 | 0 | 0 | 0 | 0 | 0 | 0 | 0 | 0 | 0 | 0 | 0 | 0 | 0 | 0 | 0 | 0 | 0 | 0 | 0 | 0 | 0 | 0 | 0 | 0 | 0 | 0 | 0 | 0 | 0 | 0 | 2 |  | 0 | 0 | 0 | 0 | 0 | 0 | 0 | 0 | 0 | 0 | 0 | 0 | 0 | 0 | 0 | 0 | 0 | 0 | 0 | 0 | 0 | 0 | 0 | 0 | 0 | 11.6 | 41 | 0 | 0 | 1 | 0 | 0 | 0 | 0 | 0 | 0 | 0 | 0 | 0 | 0 | 11.6 | 41 | 0 | 0 | 1 | 3 | 0 | 0 | 0 | 0 | 0 | -836.7415 | 125.4613 | 452.5825 | Vaca Dixon-Tesla 500kV Line | Birds Landing-Contra Costa 230kV Line | Birds Landing-Contra Costa 230kV Line |  | 2 | 0 | 0 | 0 | 0 | 0 | -325.6387 | 125.4613 | 452.5825 | Birds Landing-Contra Costa 230kV Line | Birds Landing-Contra Costa 230kV Line | Birds Landing-Contra Costa 230kV Line |  | 5 | 5 | NO | 5 | 1 | 1 | NO | 1
PG&E North of Greater Bay Study Area | Lakeville | 115 | 0 | 0 | 0 | 0 | 0 | 0 | 0 | 0 | 0 | 0 | 0 | 0 | 0 | 0 | 0 | 0 | 0 | 0 | 0 | 0 | 0 | 0 | 0 | 0 | 0 | 0 | 0 | 0 | 0 | 0 | 0 | 0 | 0 | 0 | 0 | 0 | 0 | 0 | 0 | 0 | 0 | 0 | 0 | 1 | 1 | 0 | 1 | 0 | 0 | 0 | 0 | 0 | 0 | 0 | 0 | 0 | 1 | 1 | 1 | 1 | 1 | 0 | 0 | 0 | 1 | 0 | 0 | 0 | 0 | 0 | 0 | 0 | 0 | 1 | 1 | 0 | 0 | 0 | 0 | 0 | 0 | 0 | 0 | 0 | 0 | 0 | 0 | 0 | 0 | 0 | 0 | 0 | 0 | 0 | 0 | 0 | 0 | 0 | 0 | 0 | 0 | 0 | 0 | 0 | 0 | 0 | 0 | 2 |  | 0 | 0 | 0 | 0 | 0 | 0 | 0 | 0 | 0 | 0 | 0 | 0 | 0 | 0 | 0 | 0 | 0 | 0 | 0 | 0 | 0 | 0 | 0 | 0 | 0 | 0 | 0 | 0 | 0 | 0 | 0 | 0 | 0 | 0 | 0 | 0 | 0 | 0 | 0 | 0 | 0 | 0 | 0 | 0 | 0 | 3 | 0 | 0 | 0 | 0 | 0 | -836.7415 | 125.4613 | 452.5825 | Vaca Dixon-Tesla 500kV Line | Birds Landing-Contra Costa 230kV Line | Birds Landing-Contra Costa 230kV Line |  | 2 | 0 | 0 | 0 | 0 | 0 | -325.6387 | 125.4613 | 452.5825 | Birds Landing-Contra Costa 230kV Line | Birds Landing-Contra Costa 230kV Line | Birds Landing-Contra Costa 230kV Line |  | 5 | 5 | NO | 5 | 1 | 1 | NO | 1
PG&E North of Greater Bay Study Area | Lambie | 230 | 0 | 0 | 0 | 0 | 0 | 0 | 0 | 0 | 0 | 0 | 0 | 0 | 0 | 0 | 0 | 0 | 0 | 0 | 0 | 0 | 0 | 0 | 0 | 0 | 0 | 0 | 0 | 0 | 0 | 0 | 0 | 0 | 0 | 0 | 0 | 0 | 0 | 0 | 0 | 0 | 0 | 0 | 0 | 0 | 1 | 0 | 0 | 0 | 0 | 0 | 0 | 0 | 0 | 0 | 0 | 0 | 0 | 0 | 1 | 1 | 1 | 0 | 0 | 1 | 1 | 0 | 0 | 0 | 0 | 0 | 0 | 0 | 0 | 1 | 1 | 0 | 0 | 0 | 0 | 0 | 0 | 0 | 0 | 0 | 0 | 0 | 0 | 0 | 0 | 0 | 0 | 0 | 0 | 0 | 0 | 0 | 0 | 0 | 0 | 0 | 0 | 0 | 0 | 0 | 0 | 0 | 0 | 0 |  | 0 | 0 | 0 | 0 | 0 | 0 | 0 | 0 | 0 | 0 | 0 | 0 | 0 | 0 | 0 | 0 | 0 | 0 | 0 | 0 | 0 | 0 | 0 | 0 | 0 | 0 | 0 | 0 | 0 | 0 | 0 | 0 | 0 | 0 | 0 | 0 | 0 | 0 | 0 | 0 | 0 | 0 | 0 | 0 | 0 | 3 | 0 | 0 | 0 | 0 | 0 | -836.7415 | 125.4613 | 452.5825 | Vaca Dixon-Tesla 500kV Line | Birds Landing-Contra Costa 230kV Line | Birds Landing-Contra Costa 230kV Line |  | 2 | 0 | 0 | 0 | 0 | 0 | -325.6387 | 125.4613 | 452.5825 | Birds Landing-Contra Costa 230kV Line | Birds Landing-Contra Costa 230kV Line | Birds Landing-Contra Costa 230kV Line |  | 5 | 5 | NO | 5 | 1 | 1 | NO | 1
PG&E Greater Bay Study Area | Lammers | 115 | 0 | 0 | 0 | 0 | 0 | 0 | 0 | 0 | 0 | 0 | 0 | 0 | 0 | 0 | 0 | 0 | 0 | 0 | 0 | 0 | 0 | 0 | 0 | 0 | 0 | 0 | 0 | 0 | 0 | 0 | 0 | 0 | 0 | 0 | 0 | 0 | 0 | 0 | 0 | 0 | 0 | 0 | 0 | 0 | 0 | 0 | 0 | 0 | 0 | 0 | 1 | 0 | 0 | 0 | 0 | 0 | 0 | 0 | 0 | 0 | 1 | 0 | 1 | 0 | 1 | 0 | 0 | 0 | 1 | 0 | 0 | 0 | 0 | 1 | 0 | 0 | 0 | 0 | 0 | 0 | 0 | 0 | 0 | 0 | 0 | 0 | 0 | 0 | 0 | 0 | 0 | 0 | 0 | 0 | 0 | 0 | 0 | 0 | 0 | 0 | 0 | 0 | 0 | 0 | 0 | 0 | 0 | 0 |  | 0 | 0 | 0 | 0 | 0 | 0 | 0 | 0 | 0 | 0 | 0 | 0 | 0 | 0 | 0 | 0 | 0 | 0 | 0 | 0 | 0 | 0 | 0 | 0 | 0 | 0 | 0 | 0 | 0 | 0 | 0 | 0 | 0 | 0 | 0 | 0 | 0 | 0 | 1.1 | 0 | 0 | 0 | 0 | 0 | 1 | 0 | 0 | 0 | 0 | 0 | 0 | 3.859 | 102.156 | 280.6464 | Kasson Jct-Heinz 115 kV line | Kasson Jct-Heinz 115 kV line | Kasson Jct-Heinz 115 kV line |  | 0 | 0 | 0 | 0 | 0 | 0 | 3.859 | 102.156 | 280.6464 | Kasson Jct-Heinz 115 kV line | Kasson Jct-Heinz 115 kV line | Kasson Jct-Heinz 115 kV line |  | 1 | 1 | NO | 1 | 1 | 1 | NO | 1
PG&E Kern Study Area | Lamont | 115 | 0 | 0 | 0 | 0 | 0 | 0 | 0 | 0 | 0 | 0 | 0 | 0 | 0 | 0 | 0 | 0 | 0 | 0 | 0 | 0 | 0 | 0 | 0 | 0 | 0 | 0 | 0 | 0 | 0 | 0 | 0 | 0 | 0 | 0 | 0 | 0 | 0 | 0 | 0 | 0 | 0 | 0 | 0 | 0 | 0 | 0 | 0 | 0 | 0 | 0 | 0 | 0 | 0 | 0 | 0 | 0 | 0 | 0 | 0 | 0 | 0 | 0 | 0 | 0 | 0 | 0 | 0 | 0 | 0 | 0 | 0 | 0 | 0 | 0 | 0 | 0 | 1 | 0 | 1 | 0 | 1 | 1 | 0 | 1 | 0 | 1 | 1 | 0 | 0 | 0 | 0 | 0 | 0 | 0 | 0 | 0 | 0 | 0 | 0 | 0 | 0 | 0 | 0 | 0 | 0 | 0 | 0 | 0 |  | 0 | 0 | 0 | 0 | 0 | 0 | 0 | 0 | 0 | 0 | 0 | 0 | 0 | 0 | 0 | 0 | 0 | 0 | 0 | 0 | 0 | 0 | 0 | 2 | 0 | 12 | 0 | 0 | 0 | 1 | 0 | 5 | 0 | 0 | 0 | 0 | 0 | 0 | 3.2 | 0 | 12 | 0 | 0 | 0 | 1 | 2 | 0 | 1 | 0 | 1 | 0 | -1260.48 | -1054.844 | -926.9943 | Midway-Q2005 230kV Line | Midway-Q2005 230kV Line | Midway-Q2005 230kV Line |  | 0 | 0 | 0 | 0 | 0 | 0 | 71.981 | 35.1401 | 0.4922 | Gates 500/230kV TB #11 | Semitropic-Midway 115kV Line | Semitropic-Midway 115kV Line |  | 5 | 1 | YES | 2 | 5 | 1 | YES | 2
PG&E Fresno Study Area | Las Aguilas | 230 | 0 | 0 | 0 | 0 | 0 | 0 | 0 | 0 | 0 | 0 | 0 | 0 | 0 | 0 | 0 | 0 | 0 | 0 | 0 | 0 | 0 | 0 | 0 | 0 | 0 | 0 | 0 | 0 | 0 | 0 | 0 | 0 | 0 | 0 | 0 | 0 | 0 | 0 | 0 | 0 | 0 | 0 | 0 | 0 | 0 | 0 | 0 | 0 | 0 | 0 | 0 | 0 | 0 | 0 | 0 | 0 | 0 | 0 | 0 | 0 | 0 | 0 | 0 | 0 | 0 | 0 | 0 | 0 | 0 | 0 | 0 | 0 | 0 | 0 | 0 | 0 | 1 | 0 | 0 | 0 | 0 | 0 | 0 | 0 | 0 | 1 | 1 | 0 | 0 | 0 | 0 | 1 | 1 | 1 | 0 | 0 | 0 | 0 | 0 | 0 | 0 | 0 | 0 | 1 | 0 | 1 | 0 | 3 |  | 0 | 0 | 0 | 0 | 0 | 0 | 0 | 0 | 0 | 0 | 0 | 0 | 0 | 0 | 0 | 0 | 0 | 0 | 0 | 0 | 0 | 0 | 0 | 0 | 0 | 0 | 0 | 0 | 0 | 0 | 0 | 0 | 0 | 0 | 0 | 0 | 0 | 0 | 0 | 0 | 0 | 0 | 0 | 0 | 0 | 2 | 1 | 1 | 0 | 2 | 0 | -1260.48 | -1054.844 | -926.9943 | Midway-Q2005 230kV Line | Midway-Q2005 230kV Line | Midway-Q2005 230kV Line |  | 0 | 1 | 0 | 0 | 0 | 0 | -59.457 | 171.1913 | 35.0057 | Moss Landing-Las Aguilas 230 kV Line | Moss Landing-Las Aguilas 230 kV Line | Midway-Q2005 230kV Line |  | 5 | 3 | YES | 3 | 5 | 1 | YES | 2
East of Pisgah Study Area | Lathrop | 138 | 0 | 0 | 0 | 0 | 0 | 0 | 0 | 0 | 0 | 0 | 0 | 0 | 0 | 0 | 0 | 0 | 0 | 0 | 0 | 1 | 0 | 1 | 0 | 0 | 0 | 0 | 1 | 1 | 1 | 0 | 0 | 0 | 0 | 0 | 0 | 0 | 0 | 0 | 0 | 0 | 0 | 0 | 0 | 0 | 0 | 0 | 0 | 0 | 0 | 0 | 0 | 0 | 0 | 0 | 0 | 0 | 0 | 0 | 0 | 0 | 0 | 0 | 0 | 0 | 0 | 0 | 0 | 0 | 0 | 0 | 0 | 0 | 0 | 0 | 0 | 0 | 0 | 0 | 0 | 0 | 0 | 0 | 0 | 0 | 0 | 0 | 0 | 0 | 0 | 0 | 0 | 0 | 0 | 0 | 0 | 0 | 0 | 0 | 0 | 0 | 0 | 0 | 0 | 0 | 0 | 0 | 0 | 4 |  | 0 | 0 | 0 | 0 | 0 | 0 | 0 | 0 | 0 | 0 | 0 | 0 | 0 | 0 | 0 | 0 | 0 | 0 | 0 | 0 | 0 | 0 | 0 | 0 | 0 | 0 | 0 | 0 | 0 | 0 | 0 | 0 | 310 | 0 | 0 | 0 | 0 | 0 | 0 | 0 | 0 | 0 | 0 | 0 | 1 | 1 | 1 | 0 | 0 | 0 | 0 | -2124.047 | 568.64 | 398.6 | Devers-Red Bluff Constraint | GLW 230kV area constraint | VEA 138kV area constraint |  | 0 | 1 | 0 | 0 | 0 | 0 | -2124.047 | 568.64 | 398.6 | Devers-Red Bluff Constraint | GLW 230kV area constraint | VEA 138kV area constraint |  | 5 | 4 | YES | 4 | 1 | 1 | NO | 1
PG&E Fresno Study Area | Le Grand | 115 | 0 | 0 | 0 | 0 | 0 | 0 | 0 | 0 | 0 | 0 | 0 | 0 | 0 | 0 | 0 | 0 | 0 | 0 | 0 | 0 | 0 | 0 | 0 | 0 | 0 | 0 | 0 | 0 | 0 | 0 | 0 | 0 | 0 | 0 | 0 | 0 | 0 | 0 | 0 | 0 | 0 | 0 | 0 | 0 | 0 | 0 | 0 | 0 | 0 | 0 | 1 | 0 | 0 | 0 | 0 | 0 | 0 | 0 | 0 | 0 | 0 | 0 | 0 | 0 | 0 | 0 | 0 | 0 | 0 | 0 | 0 | 0 | 0 | 0 | 0 | 0 | 1 | 0 | 0 | 0 | 0 | 0 | 0 | 0 | 0 | 1 | 1 | 0 | 1 | 1 | 1 | 1 | 1 | 1 | 0 | 1 | 0 | 1 | 1 | 1 | 0 | 1 | 0 | 0 | 0 | 1 | 0 | 4 |  | 0 | 0 | 0 | 0 | 0 | 0 | 0 | 0 | 0 | 0 | 0 | 0 | 0 | 0 | 0 | 0 | 0 | 0 | 0 | 0 | 0 | 0 | 0 | 0 | 0 | 0 | 0 | 0 | 0 | 0 | 0 | 0 | 0 | 0 | 0 | 0 | 0 | 0 | 0 | 0 | 0 | 0 | 0 | 0 | 0 | 3 | 1 | 2 | 0 | 3 | 0 | -1260.48 | -1054.844 | -926.9943 | Midway-Q2005 230kV Line | Midway-Q2005 230kV Line | Midway-Q2005 230kV Line |  | 0 | 1 | 0 | 0 | 0 | 0 | -59.457 | 171.1913 | 0.15 | Moss Landing-Las Aguilas 230 kV Line | Moss Landing-Las Aguilas 230 kV Line | Merced 115/70kV TB#2 |  | 5 | 3 | YES | 3 | 5 | 1 | YES | 2
PG&E Kern Study Area | Lerdo | 115 | 0 | 0 | 0 | 0 | 0 | 0 | 0 | 0 | 0 | 0 | 0 | 0 | 0 | 0 | 0 | 0 | 0 | 0 | 0 | 0 | 0 | 0 | 0 | 0 | 0 | 0 | 0 | 0 | 0 | 0 | 0 | 0 | 0 | 0 | 0 | 0 | 0 | 0 | 0 | 0 | 0 | 0 | 0 | 0 | 0 | 0 | 0 | 0 | 0 | 0 | 0 | 0 | 0 | 0 | 0 | 0 | 0 | 0 | 0 | 0 | 0 | 0 | 0 | 0 | 0 | 0 | 0 | 0 | 0 | 0 | 0 | 0 | 0 | 0 | 0 | 0 | 0 | 0 | 1 | 0 | 0 | 0 | 1 | 1 | 0 | 0 | 0 | 0 | 0 | 0 | 0 | 0 | 0 | 0 | 0 | 0 | 0 | 0 | 0 | 0 | 0 | 0 | 0 | 0 | 0 | 0 | 0 | 0 |  | 0 | 0 | 0 | 0 | 0 | 0 | 0 | 0 | 0 | 0 | 0 | 0 | 0 | 0 | 0 | 0 | 0 | 0 | 0 | 0 | 0 | 0 | 0 | 0 | 0 | 0 | 0 | 0 | 0 | 0 | 0 | 0 | 0 | 0 | 0 | 0 | 0 | 0 | 0 | 0 | 0 | 0 | 0 | 0 | 0 | 0 | 0 | 0 | 0 | 0 | 0 | 109.518 | 35.1401 | 0.4922 | Semitropic-Midway 115kV Line | Semitropic-Midway 115kV Line | Semitropic-Midway 115kV Line |  | 0 | 0 | 0 | 0 | 0 | 0 | 109.518 | 35.1401 | 0.4922 | Semitropic-Midway 115kV Line | Semitropic-Midway 115kV Line | Semitropic-Midway 115kV Line |  | 1 | 1 | NO | 1 | 1 | 1 | NO | 1
SCE Metro Study Area | Lewis | 230 | 0 | 0 | 0 | 0 | 0 | 0 | 0 | 0 | 0 | 0 | 0 | 0 | 1 | 0 | 0 | 0 | 0 | 0 | 0 | 0 | 0 | 0 | 0 | 0 | 0 | 0 | 0 | 0 | 0 | 0 | 0 | 0 | 0 | 0 | 0 | 0 | 0 | 0 | 0 | 0 | 0 | 0 | 0 | 0 | 0 | 0 | 0 | 0 | 0 | 0 | 0 | 0 | 0 | 0 | 0 | 0 | 0 | 0 | 0 | 0 | 0 | 0 | 0 | 0 | 0 | 0 | 0 | 0 | 0 | 0 | 0 | 0 | 0 | 0 | 0 | 0 | 0 | 0 | 0 | 0 | 0 | 0 | 0 | 0 | 0 | 0 | 0 | 0 | 0 | 0 | 0 | 0 | 0 | 0 | 0 | 0 | 0 | 0 | 0 | 0 | 0 | 0 | 0 | 0 | 0 | 0 | 0 | 0 |  | 0 | 0 | 0 | 0 | 0 | 0 | 0 | 0 | 0 | 0 | 0 | 0 | 0 | 0 | 0 | 0 | 0 | 0 | 0 | 0 | 0 | 0 | 0 | 0 | 0 | 0 | 0 | 0 | 0 | 0 | 0 | 0 | 0 | 0 | 0 | 0 | 0 | 0 | 0 | 0 | 0 | 0 | 0 | 0 | 0 | 0 | 0 | 0 | 0 | 0 | 0 | 11590.638 | 12647.921 | 15842.11 | SCE Metro Area Default Constraint | SCE Metro Area Default Constraint | SCE Metro Area Default Constraint |  | 0 | 0 | 0 | 0 | 0 | 0 | 11590.638 | 12647.921 | 15842.11 | SCE Metro Area Default Constraint | SCE Metro Area Default Constraint | SCE Metro Area Default Constraint |  | 1 | 1 | NO | 1 | 1 | 1 | NO | 1
SCE Metro Study Area | Lighthipe | 230 | 0 | 0 | 0 | 0 | 0 | 0 | 0 | 0 | 0 | 0 | 1 | 1 | 1 | 0 | 0 | 0 | 0 | 0 | 0 | 0 | 0 | 0 | 0 | 0 | 0 | 0 | 0 | 0 | 0 | 0 | 0 | 0 | 0 | 0 | 0 | 0 | 0 | 0 | 0 | 0 | 0 | 0 | 0 | 0 | 0 | 0 | 0 | 0 | 0 | 0 | 0 | 0 | 0 | 0 | 0 | 0 | 0 | 0 | 0 | 0 | 0 | 0 | 0 | 0 | 0 | 0 | 0 | 0 | 0 | 0 | 0 | 0 | 0 | 0 | 0 | 0 | 0 | 0 | 0 | 0 | 0 | 0 | 0 | 0 | 0 | 0 | 0 | 0 | 0 | 0 | 0 | 0 | 0 | 0 | 0 | 0 | 0 | 0 | 0 | 0 | 0 | 0 | 0 | 0 | 0 | 0 | 0 | 0 |  | 0 | 0 | 0 | 0 | 0 | 0 | 0 | 0 | 0 | 0 | 0 | 0 | 0 | 0 | 0 | 0 | 0 | 0 | 0 | 0 | 0 | 0 | 0 | 0.96 | 0 | 0 | 175 | 0 | 0 | 1 | 0 | 0 | 0 | 0 | 0 | 0 | 0 | 0 | 0.96 | 0 | 0 | 175 | 0 | 0 | 1 | 0 | 0 | 0 | 0 | 0 | 0 | 3139.976 | 3337.692 | 3938.92 | Hinson - Del Amo Constraint | Hinson - Del Amo Constraint | Hinson - Del Amo Constraint |  | 0 | 0 | 0 | 0 | 0 | 0 | 3139.976 | 3337.692 | 3938.92 | Hinson - Del Amo Constraint | Hinson - Del Amo Constraint | Hinson - Del Amo Constraint |  | 1 | 1 | NO | 1 | 1 | 1 | NO | 1
PG&E North of Greater Bay Study Area | Lincoln | 115 | 0 | 0 | 0 | 0 | 0 | 0 | 0 | 0 | 0 | 0 | 0 | 0 | 0 | 0 | 0 | 0 | 0 | 0 | 0 | 0 | 0 | 0 | 0 | 0 | 0 | 0 | 0 | 0 | 0 | 0 | 0 | 0 | 0 | 0 | 0 | 0 | 0 | 0 | 0 | 0 | 0 | 0 | 0 | 0 | 1 | 1 | 0 | 1 | 0 | 1 | 1 | 1 | 1 | 0 | 0 | 0 | 0 | 0 | 0 | 0 | 0 | 0 | 0 | 0 | 1 | 1 | 0 | 0 | 0 | 0 | 0 | 0 | 0 | 0 | 0 | 0 | 0 | 0 | 0 | 0 | 0 | 0 | 0 | 0 | 0 | 0 | 0 | 0 | 0 | 0 | 0 | 0 | 0 | 0 | 0 | 0 | 0 | 0 | 0 | 0 | 0 | 0 | 0 | 0 | 0 | 0 | 0 | 0 |  | 0 | 0 | 0 | 0 | 0 | 0 | 0 | 0 | 0 | 0 | 0 | 0 | 0 | 0 | 0 | 0 | 0 | 0 | 0 | 0 | 0 | 0 | 0 | 0 | 0 | 0 | 0 | 0 | 0 | 0 | 0 | 0 | 0 | 0 | 0 | 0 | 0 | 0 | 0 | 0 | 0 | 0 | 0 | 0 | 0 | 2 | 0 | 0 | 0 | 0 | 0 | -836.7415 | 27.5905 | 66.82 | Vaca Dixon-Tesla 500kV Line | Rocklin-Pleaseant grove 115kV line | Woodland- Davis 115kV line |  | 1 | 0 | 0 | 0 | 0 | 0 | -27.1325 | 27.5905 | 66.82 | Rocklin-Pleaseant grove 115kV line | Rocklin-Pleaseant grove 115kV line | Woodland- Davis 115kV line |  | 5 | 5 | NO | 5 | 1 | 1 | NO | 1
PG&E Kern Study Area | Live Oak | 115 | 0 | 0 | 0 | 0 | 0 | 0 | 0 | 0 | 0 | 0 | 0 | 0 | 0 | 0 | 0 | 0 | 0 | 0 | 0 | 0 | 0 | 0 | 0 | 0 | 0 | 0 | 0 | 0 | 0 | 0 | 0 | 0 | 0 | 0 | 0 | 0 | 0 | 0 | 0 | 0 | 0 | 0 | 0 | 0 | 1 | 0 | 0 | 0 | 0 | 1 | 1 | 1 | 1 | 0 | 0 | 0 | 0 | 0 | 0 | 0 | 0 | 0 | 0 | 0 | 1 | 1 | 0 | 0 | 0 | 0 | 0 | 0 | 0 | 0 | 0 | 0 | 0 | 0 | 1 | 0 | 0 | 0 | 1 | 1 | 0 | 0 | 0 | 0 | 0 | 0 | 0 | 0 | 0 | 0 | 0 | 0 | 0 | 0 | 0 | 0 | 0 | 0 | 0 | 0 | 0 | 0 | 0 | 0 |  | 0 | 0 | 0 | 0 | 0 | 0 | 0 | 0 | 0 | 0 | 0 | 0 | 0 | 0 | 0 | 0 | 0 | 0 | 0 | 0 | 0 | 0 | 0 | 0 | 0 | 0 | 0 | 0 | 0 | 0 | 0 | 0 | 0 | 0 | 0 | 0 | 0 | 0 | 0 | 0 | 0 | 0 | 0 | 0 | 0 | 2 | 0 | 0 | 0 | 0 | 0 | -836.7415 | 27.5905 | 0.4922 | Vaca Dixon-Tesla 500kV Line | Rocklin-Pleaseant grove 115kV line | Semitropic-Midway 115kV Line |  | 1 | 0 | 0 | 0 | 0 | 0 | -27.1325 | 27.5905 | 0.4922 | Rocklin-Pleaseant grove 115kV line | Rocklin-Pleaseant grove 115kV line | Semitropic-Midway 115kV Line |  | 5 | 5 | NO | 5 | 1 | 1 | NO | 1
PG&E Greater Bay Study Area | Llagas | 115 | 0 | 0 | 0 | 0 | 0 | 0 | 0 | 0 | 0 | 0 | 0 | 0 | 0 | 0 | 0 | 0 | 0 | 0 | 0 | 0 | 0 | 0 | 0 | 0 | 0 | 0 | 0 | 0 | 0 | 0 | 0 | 0 | 0 | 0 | 0 | 0 | 0 | 0 | 0 | 0 | 0 | 0 | 0 | 0 | 0 | 0 | 0 | 0 | 0 | 0 | 0 | 0 | 0 | 0 | 0 | 0 | 0 | 1 | 0 | 0 | 1 | 0 | 0 | 0 | 1 | 0 | 0 | 0 | 0 | 0 | 0 | 1 | 1 | 0 | 0 | 0 | 0 | 0 | 0 | 0 | 0 | 0 | 0 | 0 | 0 | 0 | 0 | 0 | 0 | 0 | 0 | 0 | 0 | 0 | 0 | 0 | 0 | 0 | 0 | 0 | 0 | 0 | 0 | 0 | 0 | 0 | 0 | 2 |  | 0 | 0 | 0 | 0 | 0 | 0 | 0 | 0 | 0 | 0 | 0 | 0 | 0 | 0 | 0 | 0 | 0 | 0 | 0 | 0 | 0 | 0 | 0 | 0 | 0 | 0 | 0 | 0 | 0 | 0 | 0 | 0 | 0 | 0 | 0 | 0 | 0 | 0 | 0 | 0 | 0 | 0 | 44 | 0 | 1 | 1 | 0 | 0 | 0 | 0 | 0 | -299.3 | 6.45 | 925.5 | Morganhill-Metcalf 115kV Line | Morganhill-Metcalf 115kV Line | Morganhill-Metcalf 115kV Line |  | 1 | 0 | 0 | 0 | 0 | 0 | -299.3 | 6.45 | 925.5 | Morganhill-Metcalf 115kV Line | Morganhill-Metcalf 115kV Line | Morganhill-Metcalf 115kV Line |  | 5 | 5 | NO | 5 | 1 | 1 | NO | 1
PG&E Greater Bay Study Area | Lockeford | 230 | 0 | 0 | 0 | 0 | 0 | 0 | 0 | 0 | 0 | 0 | 0 | 0 | 0 | 0 | 0 | 0 | 0 | 0 | 0 | 0 | 0 | 0 | 0 | 0 | 0 | 0 | 0 | 0 | 0 | 0 | 0 | 0 | 0 | 0 | 0 | 0 | 0 | 0 | 0 | 0 | 0 | 0 | 0 | 0 | 0 | 0 | 0 | 0 | 0 | 0 | 1 | 0 | 0 | 0 | 0 | 0 | 0 | 0 | 0 | 0 | 0 | 0 | 0 | 0 | 1 | 1 | 0 | 0 | 0 | 0 | 0 | 0 | 0 | 0 | 0 | 0 | 0 | 0 | 0 | 0 | 0 | 0 | 0 | 0 | 0 | 0 | 0 | 0 | 0 | 0 | 0 | 0 | 0 | 0 | 0 | 0 | 0 | 0 | 0 | 0 | 0 | 0 | 0 | 0 | 0 | 0 | 0 | 0 |  | 0 | 0 | 0 | 0 | 0 | 0 | 0 | 0 | 0 | 0 | 0 | 0 | 0 | 0 | 0 | 0 | 0 | 0 | 0 | 0 | 0 | 0 | 0 | 0 | 0 | 0 | 0 | 0 | 0 | 0 | 0 | 0 | 0 | 0 | 0 | 0 | 0 | 0 | 0 | 0 | 0 | 0 | 0 | 0 | 0 | 0 | 0 | 0 | 0 | 0 | 0 | 577.6665 | 1104.3125 | 2705.0964 | Bellota-Weber 230kV line | Bellota-Weber 230kV line | Bellota-Weber 230kV line |  | 0 | 0 | 0 | 0 | 0 | 0 | 577.6665 | 1104.3125 | 2705.0964 | Bellota-Weber 230kV line | Bellota-Weber 230kV line | Bellota-Weber 230kV line |  | 1 | 1 | NO | 1 | 1 | 1 | NO | 1
PG&E North of Greater Bay Study Area | Logan Creek | 230 | 0 | 0 | 0 | 0 | 0 | 0 | 0 | 0 | 0 | 0 | 0 | 0 | 0 | 0 | 0 | 0 | 0 | 0 | 0 | 0 | 0 | 0 | 0 | 0 | 0 | 0 | 0 | 0 | 0 | 0 | 0 | 0 | 0 | 0 | 0 | 0 | 0 | 0 | 0 | 0 | 0 | 0 | 0 | 0 | 1 | 0 | 0 | 0 | 0 | 0 | 0 | 0 | 0 | 0 | 0 | 0 | 0 | 0 | 0 | 0 | 0 | 0 | 0 | 0 | 0 | 0 | 0 | 0 | 0 | 0 | 0 | 0 | 0 | 0 | 1 | 0 | 0 | 0 | 0 | 0 | 0 | 0 | 0 | 0 | 0 | 0 | 0 | 0 | 0 | 0 | 0 | 0 | 0 | 0 | 0 | 0 | 0 | 0 | 0 | 0 | 0 | 0 | 0 | 0 | 0 | 0 | 0 | 0 |  | 0 | 0 | 0 | 0 | 0 | 0 | 0 | 0 | 0 | 0 | 0 | 0 | 0 | 0 | 0 | 0 | 0 | 0 | 0 | 0 | 0 | 0 | 0 | 0 | 0 | 0 | 0 | 0 | 0 | 0 | 0 | 0 | 0 | 0 | 0 | 0 | 0 | 0 | 0 | 0 | 0 | 0 | 0 | 0 | 0 | 2 | 0 | 0 | 0 | 0 | 0 | -836.7415 | 125.4613 | 452.5825 | Vaca Dixon-Tesla 500kV Line | Birds Landing-Contra Costa 230kV Line | Birds Landing-Contra Costa 230kV Line |  | 1 | 0 | 0 | 0 | 0 | 0 | -325.6387 | 125.4613 | 452.5825 | Birds Landing-Contra Costa 230kV Line | Birds Landing-Contra Costa 230kV Line | Birds Landing-Contra Costa 230kV Line |  | 5 | 5 | NO | 5 | 1 | 1 | NO | 1
PG&E Greater Bay Study Area | Lonetree | 230 | 0 | 0 | 0 | 0 | 0 | 0 | 0 | 0 | 0 | 0 | 0 | 0 | 0 | 0 | 0 | 0 | 0 | 0 | 0 | 0 | 0 | 0 | 0 | 0 | 0 | 0 | 0 | 0 | 0 | 0 | 0 | 0 | 0 | 0 | 0 | 0 | 0 | 0 | 0 | 0 | 0 | 0 | 0 | 0 | 1 | 0 | 0 | 0 | 0 | 0 | 0 | 0 | 0 | 0 | 0 | 0 | 0 | 0 | 1 | 1 | 1 | 0 | 0 | 1 | 1 | 0 | 0 | 0 | 0 | 0 | 0 | 0 | 0 | 1 | 0 | 0 | 0 | 0 | 0 | 0 | 0 | 0 | 0 | 0 | 0 | 0 | 0 | 0 | 0 | 0 | 0 | 0 | 0 | 0 | 0 | 0 | 0 | 0 | 0 | 0 | 0 | 0 | 0 | 0 | 0 | 0 | 0 | 0 |  | 0 | 0 | 0 | 0 | 0 | 0 | 0 | 0 | 0 | 0 | 0 | 0 | 0 | 0 | 0 | 0 | 0 | 0 | 0 | 0 | 0 | 0 | 0 | 0 | 0 | 0 | 0 | 0 | 0 | 0 | 0 | 0 | 0 | 0 | 0 | 0 | 0 | 0 | 1 | 0 | 0 | 0 | 0 | 0 | 1 | 2 | 0 | 0 | 0 | 0 | 0 | -836.7415 | 193.7277 | 921.9913 | Vaca Dixon-Tesla 500kV Line | Vaca Dixon-Tesla 500kV Line | Windmaster-Delta pumps 230 kV line |  | 1 | 0 | 0 | 0 | 0 | 0 | -133.2328 | 381.3403 | 921.9913 | Windmaster-Delta pumps 230 kV line | Windmaster-Delta pumps 230 kV line | Windmaster-Delta pumps 230 kV line |  | 5 | 5 | NO | 5 | 1 | 1 | NO | 1
PG&E Fresno Study Area | Los Banos | 500 | 0 | 0 | 0 | 0 | 0 | 0 | 0 | 0 | 0 | 0 | 0 | 0 | 0 | 0 | 0 | 0 | 0 | 0 | 0 | 0 | 0 | 0 | 0 | 0 | 0 | 0 | 0 | 0 | 0 | 0 | 0 | 0 | 0 | 0 | 0 | 0 | 0 | 0 | 0 | 0 | 0 | 0 | 0 | 0 | 1 | 0 | 0 | 0 | 0 | 0 | 0 | 0 | 0 | 0 | 0 | 0 | 0 | 0 | 0 | 0 | 0 | 0 | 0 | 0 | 0 | 0 | 0 | 0 | 0 | 0 | 0 | 0 | 0 | 0 | 0 | 0 | 1 | 0 | 0 | 0 | 0 | 0 | 0 | 0 | 0 | 0 | 0 | 0 | 0 | 0 | 0 | 0 | 0 | 0 | 0 | 0 | 0 | 0 | 0 | 0 | 0 | 0 | 0 | 1 | 0 | 0 | 0 | 0 |  | 0 | 0 | 0 | 0 | 0 | 0 | 0 | 0 | 0 | 0 | 0 | 0 | 0 | 0 | 0 | 0 | 0 | 0 | 0 | 0 | 0 | 0 | 0 | 0 | 0 | 0 | 0 | 0 | 0 | 0 | 0 | 0 | 0 | 0 | 0 | 0 | 0 | 0 | 0 | 0 | 0 | 0 | 0 | 0 | 0 | 2 | 0 | 1 | 0 | 1 | 0 | -1260.48 | -1054.844 | -926.9943 | Midway-Q2005 230kV Line | Midway-Q2005 230kV Line | Midway-Q2005 230kV Line |  | 0 | 0 | 0 | 0 | 0 | 0 | 6058.365 | 7463.1007 | 35.0057 | Mustang-Henrietta 230 kV line | Mustang-Henrietta 230 kV line | Midway-Q2005 230kV Line |  | 5 | 1 | YES | 2 | 5 | 1 | YES | 2
PG&E Fresno Study Area | Los Banos | 230 | 0 | 0 | 0 | 0 | 0 | 0 | 0 | 0 | 0 | 0 | 0 | 0 | 0 | 0 | 0 | 0 | 0 | 0 | 0 | 0 | 0 | 0 | 0 | 0 | 0 | 0 | 0 | 0 | 0 | 0 | 0 | 0 | 0 | 0 | 0 | 0 | 0 | 0 | 0 | 0 | 0 | 0 | 0 | 0 | 0 | 0 | 0 | 0 | 0 | 0 | 0 | 0 | 0 | 0 | 0 | 0 | 0 | 0 | 0 | 0 | 0 | 0 | 0 | 0 | 0 | 0 | 0 | 0 | 0 | 0 | 0 | 0 | 0 | 0 | 0 | 0 | 0 | 0 | 0 | 0 | 0 | 0 | 0 | 0 | 0 | 1 | 1 | 0 | 0 | 0 | 0 | 1 | 0 | 0 | 0 | 0 | 0 | 0 | 0 | 0 | 0 | 0 | 0 | 0 | 0 | 1 | 0 | 1 |  | 0 | 0 | 76.4 | 0 | 0 | 0 | 0 | 0 | 0 | 0 | 0 | 80 | 0 | 0 | 1 | 0 | 0 | 0 | 0 | 0 | 0 | 0 | 0 | 0.75 | 0 | 0 | 0 | 0 | 0 | 1 | 0 | 0 | 120 | 30 | 0 | 0 | 0 | 0 | 0.75 | 250 | 250 | 99.6 | 71 | 0 | 1 | 1 | 1 | 0 | 0 | 1 | 0 | -157.428 | 159.7961 | -593.4625 | Gates 500/230kV TB #12 | Gates 500/230kV TB #12 | Moss Landing-Las Aguilas 230 kV Line |  | 0 | 1 | 0 | 0 | 0 | 0 | -59.457 | 171.1913 | 73.5875 | Moss Landing-Las Aguilas 230 kV Line | Moss Landing-Las Aguilas 230 kV Line | Los Banos 500/230kV TB |  | 5 | 3 | YES | 3 | 5 | 1 | YES | 2
PG&E Fresno Study Area | New Sub - Los Banos - Midway (Proposed) | 500 | 0 | 0 | 0 | 0 | 0 | 0 | 0 | 0 | 0 | 0 | 0 | 0 | 0 | 0 | 0 | 0 | 0 | 0 | 0 | 0 | 0 | 0 | 0 | 0 | 0 | 0 | 0 | 0 | 0 | 0 | 0 | 0 | 0 | 0 | 0 | 0 | 0 | 0 | 0 | 0 | 0 | 0 | 0 | 0 | 0 | 0 | 0 | 0 | 0 | 0 | 0 | 0 | 0 | 0 | 0 | 0 | 0 | 0 | 0 | 0 | 0 | 0 | 0 | 0 | 0 | 0 | 0 | 0 | 0 | 0 | 0 | 0 | 0 | 0 | 0 | 0 | 0 | 0 | 0 | 0 | 0 | 0 | 0 | 0 | 0 | 0 | 0 | 0 | 0 | 0 | 0 | 0 | 0 | 0 | 0 | 0 | 0 | 0 | 0 | 0 | 0 | 0 | 0 | 1 | 1 | 0 | 0 | 0 |  | 0 | 0 | 0 | 0 | 0 | 0 | 0 | 0 | 0 | 0 | 0 | 0 | 0 | 0 | 0 | 0 | 0 | 0 | 0 | 0 | 0 | 0 | 0 | 0 | 0 | 0 | 0 | 0 | 0 | 0 | 0 | 0 | 0 | 0 | 0 | 0 | 0 | 0 | 0 | 0 | 0 | 0 | 0 | 0 | 0 | 0 | 0 | 0 | 0 | 0 | 0 | 2991.198 | 4231.8049 | 3598.6331 | Gates-Panoche 230 kV #1 and #2 Lines | Gates-Panoche 230 kV #1 and #2 Lines | Gates-Panoche 230 kV #1 and #2 Lines |  | 0 | 0 | 0 | 0 | 0 | 0 | 2991.198 | 4231.8049 | 3598.6331 | Gates-Panoche 230 kV #1 and #2 Lines | Gates-Panoche 230 kV #1 and #2 Lines | Gates-Panoche 230 kV #1 and #2 Lines |  | 1 | 1 | NO | 1 | 1 | 1 | NO | 1
PG&E Greater Bay Study Area | Los Esteros | 230 | 0 | 0 | 0 | 0 | 0 | 0 | 0 | 0 | 0 | 0 | 0 | 0 | 0 | 0 | 0 | 0 | 0 | 0 | 0 | 0 | 0 | 0 | 0 | 0 | 0 | 0 | 0 | 0 | 0 | 0 | 0 | 0 | 0 | 0 | 0 | 0 | 0 | 0 | 0 | 0 | 0 | 0 | 0 | 0 | 0 | 0 | 0 | 0 | 0 | 0 | 0 | 0 | 0 | 0 | 0 | 0 | 0 | 1 | 0 | 0 | 1 | 0 | 0 | 0 | 1 | 0 | 0 | 0 | 0 | 1 | 1 | 1 | 0 | 1 | 0 | 0 | 0 | 0 | 0 | 0 | 0 | 0 | 0 | 0 | 0 | 0 | 0 | 0 | 0 | 0 | 0 | 0 | 0 | 0 | 0 | 0 | 0 | 0 | 0 | 0 | 0 | 0 | 0 | 0 | 0 | 0 | 0 | 4 |  | 0 | 0 | 0 | 0 | 0 | 0 | 0 | 0 | 0 | 0 | 0 | 0 | 0 | 0 | 0 | 0 | 0 | 0 | 0 | 0 | 0 | 0 | 0 | 0 | 0 | 0 | 0 | 0 | 0 | 0 | 0 | 0 | 0 | 0 | 0 | 0 | 0 | 0 | 0 | 0 | 0 | 0 | 0 | 0 | 0 | 0 | 0 | 0 | 0 | 0 | 0 | 593 | 696 | 811 | Los Esteros-Nortech 115 kV line | Los Esteros-Nortech 115 kV line | Los Esteros-Silicon Valley 230 kV |  | 0 | 0 | 0 | 0 | 0 | 0 | 593 | 696 | 811 | Los Esteros-Nortech 115 kV line | Los Esteros-Nortech 115 kV line | Los Esteros-Silicon Valley 230 kV |  | 1 | 1 | NO | 1 | 1 | 1 | NO | 1
PG&E Greater Bay Study Area | Los Esteros | 115 | 0 | 0 | 0 | 0 | 0 | 0 | 0 | 0 | 0 | 0 | 0 | 0 | 0 | 0 | 0 | 0 | 0 | 0 | 0 | 0 | 0 | 0 | 0 | 0 | 0 | 0 | 0 | 0 | 0 | 0 | 0 | 0 | 0 | 0 | 0 | 0 | 0 | 0 | 0 | 0 | 0 | 0 | 0 | 0 | 0 | 0 | 0 | 0 | 0 | 0 | 0 | 0 | 0 | 0 | 0 | 0 | 0 | 0 | 0 | 0 | 1 | 0 | 0 | 0 | 1 | 0 | 0 | 0 | 0 | 1 | 1 | 1 | 0 | 1 | 0 | 0 | 0 | 0 | 0 | 0 | 0 | 0 | 0 | 0 | 0 | 0 | 0 | 0 | 0 | 0 | 0 | 0 | 0 | 0 | 0 | 0 | 0 | 0 | 0 | 0 | 0 | 0 | 0 | 0 | 0 | 0 | 0 | 3 |  | 0 | 0 | 0 | 0 | 0 | 0 | 0 | 0 | 0 | 0 | 0 | 0 | 0 | 0 | 0 | 0 | 0 | 0 | 0 | 0 | 0 | 0 | 0 | 0 | 0 | 0 | 0 | 0 | 0 | 0 | 0 | 0 | 0 | 0 | 0 | 0 | 0 | 0 | 0 | 0 | 0 | 200 | 6 | 0 | 1 | 0 | 0 | 0 | 0 | 0 | 0 | 593 | 696 | 811 | Los Esteros-Nortech 115 kV line | Los Esteros-Nortech 115 kV line | Los Esteros-Silicon Valley 230 kV |  | 0 | 0 | 0 | 0 | 0 | 0 | 593 | 696 | 811 | Los Esteros-Nortech 115 kV line | Los Esteros-Nortech 115 kV line | Los Esteros-Silicon Valley 230 kV |  | 1 | 1 | NO | 1 | 1 | 1 | NO | 1
PG&E Greater Bay Study Area | Los Positas | 230 | 0 | 0 | 0 | 0 | 0 | 0 | 0 | 0 | 0 | 0 | 0 | 0 | 0 | 0 | 0 | 0 | 0 | 0 | 0 | 0 | 0 | 0 | 0 | 0 | 0 | 0 | 0 | 0 | 0 | 0 | 0 | 0 | 0 | 0 | 0 | 0 | 0 | 0 | 0 | 0 | 0 | 0 | 0 | 0 | 1 | 0 | 0 | 0 | 0 | 0 | 0 | 0 | 0 | 0 | 0 | 0 | 0 | 0 | 1 | 1 | 1 | 0 | 0 | 1 | 1 | 0 | 0 | 0 | 0 | 0 | 0 | 0 | 0 | 1 | 0 | 0 | 0 | 0 | 0 | 0 | 0 | 0 | 0 | 0 | 0 | 0 | 0 | 0 | 0 | 0 | 0 | 0 | 0 | 0 | 0 | 0 | 0 | 0 | 0 | 0 | 0 | 0 | 0 | 0 | 0 | 0 | 0 | 0 |  | 0 | 0 | 0 | 0 | 0 | 0 | 0 | 0 | 0 | 0 | 0 | 0 | 0 | 0 | 0 | 0 | 0 | 0 | 0 | 0 | 0 | 0 | 0 | 0 | 0 | 0 | 0 | 0 | 0 | 0 | 0 | 0 | 0 | 0 | 0 | 0 | 0 | 0 | 0 | 0 | 0 | 0 | 0 | 0 | 0 | 2 | 0 | 0 | 0 | 0 | 0 | -836.7415 | 193.7277 | 921.9913 | Vaca Dixon-Tesla 500kV Line | Vaca Dixon-Tesla 500kV Line | Windmaster-Delta pumps 230 kV line |  | 1 | 0 | 0 | 0 | 0 | 0 | -133.2328 | 381.3403 | 921.9913 | Windmaster-Delta pumps 230 kV line | Windmaster-Delta pumps 230 kV line | Windmaster-Delta pumps 230 kV line |  | 5 | 5 | NO | 5 | 1 | 1 | NO | 1
SDG&E Study Area | Loveland | 69 | 0 | 0 | 0 | 0 | 0 | 0 | 0 | 0 | 0 | 0 | 0 | 0 | 0 | 0 | 0 | 0 | 0 | 0 | 0 | 0 | 0 | 0 | 0 | 0 | 0 | 0 | 0 | 0 | 0 | 0 | 1 | 1 | 0 | 1 | 0 | 0 | 0 | 0 | 0 | 0 | 0 | 0 | 0 | 0 | 0 | 0 | 0 | 0 | 0 | 0 | 0 | 0 | 0 | 0 | 0 | 0 | 0 | 0 | 0 | 0 | 0 | 0 | 0 | 0 | 0 | 0 | 0 | 0 | 0 | 0 | 0 | 0 | 0 | 0 | 0 | 0 | 0 | 0 | 0 | 0 | 0 | 0 | 0 | 0 | 0 | 0 | 0 | 0 | 0 | 0 | 0 | 0 | 0 | 0 | 0 | 0 | 0 | 0 | 0 | 0 | 0 | 0 | 0 | 0 | 0 | 0 | 0 | 0 |  | 0 | 0 | 0 | 0 | 0 | 0 | 0 | 0 | 0 | 0 | 0 | 0 | 0 | 0 | 0 | 0 | 0 | 0 | 0 | 0 | 0 | 0 | 0 | 0.84 | 0 | 0 | 0 | 0 | 0 | 1 | 0 | 0 | 0 | 0 | 0 | 0 | 0 | 0 | 0.84 | 0 | 0 | 0 | 0 | 0 | 1 | 1 | 0 | 0 | 0 | 0 | 0 | -436.9952 | 61.3023 | 296.5564 | Chicarita 138 kV constraint | Chicarita 138 kV constraint | Miguel 69 kV constraint |  | 0 | 0 | 0 | 0 | 0 | 0 | 164.7548 | 197.5523 | 296.5564 | Miguel 69 kV constraint | Miguel 69 kV constraint | Miguel 69 kV constraint |  | 5 | 1 | YES | 2 | 1 | 1 | NO | 1
SCE Metro Study Area | Lugo | 500 | 0 | 0 | 0 | 0 | 0 | 0 | 0 | 0 | 0 | 0 | 0 | 0 | 1 | 0 | 0 | 0 | 0 | 0 | 0 | 0 | 0 | 0 | 0 | 0 | 0 | 0 | 0 | 0 | 0 | 0 | 0 | 0 | 0 | 0 | 0 | 0 | 0 | 0 | 0 | 0 | 0 | 0 | 0 | 0 | 0 | 0 | 0 | 0 | 0 | 0 | 0 | 0 | 0 | 0 | 0 | 0 | 0 | 0 | 0 | 0 | 0 | 0 | 0 | 0 | 0 | 0 | 0 | 0 | 0 | 0 | 0 | 0 | 0 | 0 | 0 | 0 | 0 | 0 | 0 | 0 | 0 | 0 | 0 | 0 | 0 | 0 | 0 | 0 | 0 | 0 | 0 | 0 | 0 | 0 | 0 | 0 | 0 | 0 | 0 | 0 | 0 | 0 | 0 | 0 | 0 | 0 | 0 | 0 |  | 0 | 0 | 0 | 0 | 0 | 0 | 0 | 0 | 0 | 0 | 0 | 0 | 0 | 0 | 0 | 0 | 0 | 0 | 0 | 0 | 0 | 0 | 0 | 0 | 0 | 0 | 0 | 0 | 0 | 0 | 0 | 0 | 0 | 0 | 0 | 0 | 0 | 0 | 0 | 0 | 0 | 0 | 0 | 0 | 0 | 0 | 0 | 0 | 0 | 0 | 0 | 11590.638 | 12647.921 | 15842.11 | SCE Metro Area Default Constraint | SCE Metro Area Default Constraint | SCE Metro Area Default Constraint |  | 0 | 0 | 0 | 0 | 0 | 0 | 11590.638 | 12647.921 | 15842.11 | SCE Metro Area Default Constraint | SCE Metro Area Default Constraint | SCE Metro Area Default Constraint |  | 1 | 1 | NO | 1 | 1 | 1 | NO | 1
SCE North of Lugo Study Area | Lugo | 230 | 0 | 0 | 0 | 0 | 0 | 0 | 0 | 0 | 0 | 0 | 0 | 0 | 0 | 0 | 0 | 0 | 1 | 0 | 0 | 0 | 0 | 0 | 0 | 0 | 0 | 0 | 0 | 0 | 0 | 0 | 0 | 0 | 0 | 0 | 0 | 0 | 0 | 0 | 0 | 0 | 0 | 0 | 0 | 0 | 0 | 0 | 0 | 0 | 0 | 0 | 0 | 0 | 0 | 0 | 0 | 0 | 0 | 0 | 0 | 0 | 0 | 0 | 0 | 0 | 0 | 0 | 0 | 0 | 0 | 0 | 0 | 0 | 0 | 0 | 0 | 0 | 0 | 0 | 0 | 0 | 0 | 0 | 0 | 0 | 0 | 0 | 0 | 0 | 0 | 0 | 0 | 0 | 0 | 0 | 0 | 0 | 0 | 0 | 0 | 0 | 0 | 0 | 0 | 0 | 0 | 0 | 0 | 1 |  | 0 | 0 | 0 | 0 | 0 | 0 | 0 | 0 | 0 | 0 | 0 | 0 | 0 | 0 | 0 | 0 | 0 | 0 | 0 | 0 | 0 | 0 | 0 | 0 | 0 | 0 | 0 | 0 | 0 | 0 | 0 | 0 | 0 | 0 | 0 | 0 | 0 | 0 | 0 | 0 | 0 | 0 | 0 | 0 | 0 | 0 | 0 | 0 | 0 | 0 | 0 | 1275.208 | 1532.021 | 779.3 | Lugo Transformer Area Constraint | Lugo Transformer Area Constraint | Lugo Transformer Area Constraint |  | 0 | 0 | 0 | 0 | 0 | 0 | 1275.208 | 1532.021 | 779.3 | Lugo Transformer Area Constraint | Lugo Transformer Area Constraint | Lugo Transformer Area Constraint |  | 1 | 1 | NO | 1 | 1 | 1 | NO | 1
SCE North of Lugo Study Area | New Sub - Lugo - Pisgah (Proposed) | 230 | 0 | 0 | 0 | 0 | 0 | 0 | 0 | 0 | 0 | 0 | 0 | 0 | 0 | 0 | 0 | 0 | 1 | 1 | 0 | 0 | 0 | 0 | 0 | 0 | 0 | 0 | 0 | 0 | 0 | 0 | 0 | 0 | 0 | 0 | 0 | 0 | 0 | 0 | 0 | 0 | 0 | 0 | 0 | 0 | 0 | 0 | 0 | 0 | 0 | 0 | 0 | 0 | 0 | 0 | 0 | 0 | 0 | 0 | 0 | 0 | 0 | 0 | 0 | 0 | 0 | 0 | 0 | 0 | 0 | 0 | 0 | 0 | 0 | 0 | 0 | 0 | 0 | 0 | 0 | 0 | 0 | 0 | 0 | 0 | 0 | 0 | 0 | 0 | 0 | 0 | 0 | 0 | 0 | 0 | 0 | 0 | 0 | 0 | 0 | 0 | 0 | 0 | 0 | 0 | 0 | 0 | 0 | 1 |  | 0 | 0 | 0 | 0 | 0 | 0 | 0 | 0 | 0 | 0 | 0 | 0 | 0 | 0 | 0 | 0 | 0 | 0 | 0 | 0 | 0 | 0 | 0 | 0 | 0 | 0 | 0 | 0 | 0 | 0 | 0 | 0 | 100 | 50 | 0 | 0 | 0 | 0 | 0 | 0 | 0 | 0 | 0 | 0 | 1 | 0 | 0 | 0 | 0 | 0 | 0 | 276.4 | 363.15 | 374 | Calcite to Lugo Area Constraint | Calcite to Lugo Area Constraint | Calcite to Lugo Area Constraint |  | 0 | 0 | 0 | 0 | 0 | 0 | 276.4 | 363.15 | 374 | Calcite to Lugo Area Constraint | Calcite to Lugo Area Constraint | Calcite to Lugo Area Constraint |  | 1 | 1 | NO | 1 | 1 | 1 | NO | 1
PG&E North of Greater Bay Study Area | Madison | 115 | 0 | 0 | 0 | 0 | 0 | 0 | 0 | 0 | 0 | 0 | 0 | 0 | 0 | 0 | 0 | 0 | 0 | 0 | 0 | 0 | 0 | 0 | 0 | 0 | 0 | 0 | 0 | 0 | 0 | 0 | 0 | 0 | 0 | 0 | 0 | 0 | 0 | 0 | 0 | 0 | 0 | 0 | 0 | 0 | 1 | 0 | 0 | 0 | 0 | 0 | 0 | 0 | 0 | 0 | 0 | 0 | 0 | 0 | 1 | 1 | 1 | 0 | 0 | 0 | 0 | 0 | 0 | 0 | 0 | 0 | 0 | 0 | 0 | 0 | 1 | 0 | 0 | 0 | 0 | 0 | 0 | 0 | 0 | 0 | 0 | 0 | 0 | 0 | 0 | 0 | 0 | 0 | 0 | 0 | 0 | 0 | 0 | 0 | 0 | 0 | 0 | 0 | 0 | 0 | 0 | 0 | 0 | 0 |  | 0 | 0 | 0 | 0 | 0 | 0 | 0 | 0 | 0 | 0 | 0 | 0 | 0 | 0 | 0 | 0 | 0 | 0 | 0 | 0 | 0 | 0 | 0 | 0 | 0 | 13 | 10.2 | 0 | 0 | 1 | 0 | 0 | 0 | 0 | 0 | 0 | 0 | 0 | 0 | 0 | 13 | 10.2 | 0 | 0 | 1 | 3 | 0 | 0 | 0 | 0 | 0 | -836.7415 | 125.4613 | 452.5825 | Vaca Dixon-Tesla 500kV Line | Birds Landing-Contra Costa 230kV Line | Birds Landing-Contra Costa 230kV Line |  | 2 | 0 | 0 | 0 | 0 | 0 | -325.6387 | 125.4613 | 452.5825 | Birds Landing-Contra Costa 230kV Line | Birds Landing-Contra Costa 230kV Line | Birds Landing-Contra Costa 230kV Line |  | 5 | 5 | NO | 5 | 1 | 1 | NO | 1
SCE Northern Area | Magunden | 230 | 1 | 1 | 1 | 0 | 0 | 1 | 1 | 1 | 0 | 0 | 0 | 0 | 0 | 0 | 0 | 0 | 0 | 0 | 0 | 0 | 0 | 0 | 0 | 0 | 0 | 0 | 0 | 0 | 1 | 0 | 0 | 0 | 0 | 0 | 0 | 0 | 0 | 0 | 0 | 0 | 0 | 0 | 0 | 0 | 0 | 0 | 0 | 0 | 0 | 0 | 0 | 0 | 0 | 0 | 0 | 0 | 0 | 0 | 0 | 0 | 0 | 0 | 0 | 0 | 0 | 0 | 0 | 0 | 0 | 0 | 0 | 0 | 0 | 0 | 0 | 0 | 0 | 0 | 0 | 0 | 0 | 0 | 0 | 0 | 0 | 0 | 0 | 0 | 0 | 0 | 0 | 0 | 0 | 0 | 0 | 0 | 0 | 0 | 0 | 0 | 0 | 0 | 0 | 0 | 0 | 0 | 0 | 0 |  | 0 | 0 | 0 | 0 | 0 | 0 | 0 | 0 | 0 | 0 | 0 | 0 | 0 | 0 | 0 | 0 | 0 | 0 | 0 | 0 | 0 | 0 | 0 | 0 | 0 | 0 | 0 | 0 | 0 | 0 | 0 | 0 | 0 | 0 | 0 | 0 | 0 | 0 | 0 | 0 | 0 | 0 | 0 | 0 | 0 | 2 | 0 | 1 | 0 | 0 | 0 | -1715.6208 | -34.6371 | 720.359 | Lugo - Victorville area constraint | South of Magunden Constraint | South of Magunden Constraint |  | 1 | 0 | 1 | 0 | 0 | 0 | -596.4338 | -34.6371 | 720.359 | South of Magunden Constraint | South of Magunden Constraint | South of Magunden Constraint |  | 5 | 5 | NO | 5 | 1 | 1 | NO | 1
PG&E Kern Study Area | Magunden | 115 | 0 | 0 | 0 | 0 | 0 | 0 | 0 | 0 | 0 | 0 | 0 | 0 | 0 | 0 | 0 | 0 | 0 | 0 | 0 | 0 | 0 | 0 | 0 | 0 | 0 | 0 | 0 | 0 | 0 | 0 | 0 | 0 | 0 | 0 | 0 | 0 | 0 | 0 | 0 | 0 | 0 | 0 | 0 | 0 | 0 | 0 | 0 | 0 | 0 | 0 | 0 | 0 | 0 | 0 | 0 | 0 | 0 | 0 | 0 | 0 | 0 | 0 | 0 | 0 | 0 | 0 | 0 | 0 | 0 | 0 | 0 | 0 | 0 | 0 | 0 | 0 | 1 | 0 | 1 | 0 | 0 | 0 | 0 | 1 | 0 | 1 | 1 | 0 | 0 | 0 | 0 | 0 | 0 | 0 | 0 | 0 | 0 | 0 | 0 | 0 | 0 | 0 | 0 | 0 | 0 | 0 | 0 | 0 |  | 0 | 0 | 0 | 0 | 0 | 0 | 0 | 0 | 0 | 0 | 0 | 0 | 0 | 0 | 0 | 0 | 0 | 0 | 0 | 0 | 0 | 0 | 0 | 0 | 0 | 0 | 0 | 0 | 0 | 0 | 0 | 0 | 0 | 0 | 0 | 0 | 0 | 0 | 0 | 0 | 0 | 0 | 0 | 0 | 0 | 2 | 0 | 1 | 0 | 1 | 0 | -1260.48 | -1054.844 | -926.9943 | Midway-Q2005 230kV Line | Midway-Q2005 230kV Line | Midway-Q2005 230kV Line |  | 0 | 0 | 0 | 0 | 0 | 0 | 71.981 | 35.1401 | 0.4922 | Gates 500/230kV TB #11 | Semitropic-Midway 115kV Line | Semitropic-Midway 115kV Line |  | 5 | 1 | YES | 2 | 5 | 1 | YES | 2
PG&E North of Greater Bay Study Area | Malin | 500 | 0 | 0 | 0 | 0 | 0 | 0 | 0 | 0 | 0 | 0 | 0 | 0 | 0 | 0 | 0 | 0 | 0 | 0 | 0 | 0 | 0 | 0 | 0 | 0 | 0 | 0 | 0 | 0 | 0 | 0 | 0 | 0 | 0 | 0 | 0 | 0 | 0 | 0 | 0 | 0 | 0 | 0 | 0 | 0 | 1 | 0 | 0 | 0 | 0 | 0 | 0 | 0 | 0 | 0 | 0 | 0 | 0 | 0 | 0 | 0 | 0 | 0 | 0 | 0 | 0 | 0 | 0 | 0 | 0 | 0 | 0 | 0 | 0 | 0 | 0 | 0 | 0 | 0 | 0 | 0 | 0 | 0 | 0 | 0 | 0 | 0 | 0 | 0 | 0 | 0 | 0 | 0 | 0 | 0 | 0 | 0 | 0 | 0 | 0 | 0 | 0 | 0 | 0 | 0 | 0 | 0 | 0 | 0 |  | 0 | 0 | 0 | 0 | 0 | 0 | 0 | 0 | 0 | 0 | 0 | 0 | 0 | 0 | 0 | 0 | 0 | 0 | 0 | 0 | 0 | 0 | 0 | 0 | 0 | 0 | 0 | 0 | 0 | 0 | 0 | 0 | 0 | 0 | 0 | 0 | 0 | 0 | 0 | 0 | 0 | 0 | 0 | 0 | 0 | 1 | 0 | 0 | 0 | 0 | 0 | -836.7415 | 193.7277 | 1246.8168 | Vaca Dixon-Tesla 500kV Line | Vaca Dixon-Tesla 500kV Line | Vaca Dixon-Tesla 500kV Line |  | 0 | 0 | 0 | 0 | 0 | 0 | 7808.2585 | 8838.7277 | 1246.8168 | Vaca Dixon-Tesla 500kV Line | Vaca Dixon-Tesla 500kV Line | Vaca Dixon-Tesla 500kV Line |  | 5 | 1 | YES | 2 | 1 | 1 | NO | 1
SCE Northern Area | Mandalay | 230 | 0 | 0 | 1 | 0 | 1 | 0 | 1 | 0 | 0 | 0 | 0 | 0 | 0 | 0 | 0 | 0 | 0 | 0 | 0 | 0 | 0 | 0 | 0 | 0 | 0 | 0 | 0 | 0 | 1 | 0 | 0 | 0 | 0 | 0 | 0 | 0 | 0 | 0 | 0 | 0 | 0 | 0 | 0 | 0 | 0 | 0 | 0 | 0 | 0 | 0 | 0 | 0 | 0 | 0 | 0 | 0 | 0 | 0 | 0 | 0 | 0 | 0 | 0 | 0 | 0 | 0 | 0 | 0 | 0 | 0 | 0 | 0 | 0 | 0 | 0 | 0 | 0 | 0 | 0 | 0 | 0 | 0 | 0 | 0 | 0 | 0 | 0 | 0 | 0 | 0 | 0 | 0 | 0 | 0 | 0 | 0 | 0 | 0 | 0 | 0 | 0 | 0 | 0 | 0 | 0 | 0 | 0 | 0 |  | 0 | 0 | 0 | 0 | 0 | 0 | 0 | 0 | 0 | 0 | 0 | 0 | 0 | 0 | 0 | 0 | 0 | 0 | 0 | 0 | 0 | 0 | 0 | 0 | 0 | 0 | 0 | 0 | 0 | 0 | 0 | 0 | 0 | 0 | 0 | 0 | 0 | 0 | 0 | 0 | 0 | 200 | 0 | 0 | 1 | 2 | 0 | 1 | 0 | 0 | 0 | -1715.6208 | -34.6371 | 1455.259 | Lugo - Victorville area constraint | South of Magunden Constraint | South of Magunden Constraint |  | 1 | 0 | 1 | 0 | 0 | 0 | -596.4338 | -34.6371 | 1455.259 | South of Magunden Constraint | South of Magunden Constraint | South of Magunden Constraint |  | 5 | 5 | NO | 5 | 1 | 1 | NO | 1
PG&E Fresno Study Area | Manning | 500 | 0 | 0 | 0 | 0 | 0 | 0 | 0 | 0 | 0 | 0 | 0 | 0 | 0 | 0 | 0 | 0 | 0 | 0 | 0 | 0 | 0 | 0 | 0 | 0 | 0 | 0 | 0 | 0 | 0 | 0 | 0 | 0 | 0 | 0 | 0 | 0 | 0 | 0 | 0 | 0 | 0 | 0 | 0 | 0 | 0 | 0 | 0 | 0 | 0 | 0 | 0 | 0 | 0 | 0 | 0 | 0 | 0 | 0 | 0 | 0 | 0 | 0 | 0 | 0 | 0 | 0 | 0 | 0 | 0 | 0 | 0 | 0 | 0 | 0 | 0 | 0 | 1 | 0 | 0 | 0 | 0 | 0 | 0 | 0 | 0 | 0 | 1 | 0 | 0 | 0 | 0 | 1 | 1 | 0 | 0 | 0 | 0 | 0 | 0 | 0 | 0 | 0 | 0 | 0 | 1 | 0 | 0 | 2 |  | 0 | 0 | 0 | 0 | 0 | 0 | 0 | 0 | 0 | 0 | 0 | 0 | 0 | 0 | 0 | 0 | 0 | 0 | 0 | 0 | 0 | 0 | 0 | 0 | 0 | 0 | 0 | 0 | 0 | 0 | 0 | 0 | 0 | 0 | 0 | 0 | 0 | 0 | 0 | 492.25 | 0 | 0 | 0 | 0 | 1 | 1 | 0 | 1 | 0 | 1 | 0 | -1260.48 | -1054.844 | -926.9943 | Midway-Q2005 230kV Line | Midway-Q2005 230kV Line | Midway-Q2005 230kV Line |  | 0 | 0 | 0 | 0 | 0 | 0 | 71.981 | 208.4702 | 35.0057 | Gates 500/230kV TB #11 | Gates 500/230kV TB #11 | Midway-Q2005 230kV Line |  | 5 | 1 | YES | 2 | 5 | 1 | YES | 2
PG&E Fresno Study Area | Manning | 230 | 0 | 0 | 0 | 0 | 0 | 0 | 0 | 0 | 0 | 0 | 0 | 0 | 0 | 0 | 0 | 0 | 0 | 0 | 0 | 0 | 0 | 0 | 0 | 0 | 0 | 0 | 0 | 0 | 0 | 0 | 0 | 0 | 0 | 0 | 0 | 0 | 0 | 0 | 0 | 0 | 0 | 0 | 0 | 0 | 0 | 0 | 0 | 0 | 0 | 0 | 0 | 0 | 0 | 0 | 0 | 0 | 0 | 0 | 0 | 0 | 0 | 0 | 0 | 0 | 0 | 0 | 0 | 0 | 0 | 0 | 0 | 0 | 0 | 0 | 0 | 0 | 1 | 0 | 0 | 0 | 0 | 0 | 0 | 0 | 0 | 1 | 1 | 1 | 1 | 0 | 1 | 1 | 1 | 0 | 1 | 1 | 0 | 1 | 0 | 0 | 0 | 0 | 0 | 0 | 1 | 1 | 0 | 2 |  | 0 | 0 | 0 | 0 | 0 | 0 | 0 | 0 | 0 | 0 | 0 | 0 | 0 | 0 | 0 | 0 | 0 | 0 | 0 | 0 | 0 | 0 | 0 | 0 | 0 | 0 | 0 | 0 | 0 | 0 | 0 | 0 | 0 | 0 | 0 | 0 | 0 | 0 | 0 | 0 | 0 | 0 | 0 | 0 | 0 | 4 | 1 | 3 | 0 | 3 | 0 | -1260.48 | -1054.844 | -926.9943 | Midway-Q2005 230kV Line | Midway-Q2005 230kV Line | Midway-Q2005 230kV Line |  | 0 | 1 | 0 | 0 | 0 | 0 | -59.457 | 171.1913 | 35.0057 | Moss Landing-Las Aguilas 230 kV Line | Moss Landing-Las Aguilas 230 kV Line | Midway-Q2005 230kV Line |  | 5 | 3 | YES | 3 | 5 | 1 | YES | 2
PG&E Greater Bay Study Area | Manteca | 115 | 0 | 0 | 0 | 0 | 0 | 0 | 0 | 0 | 0 | 0 | 0 | 0 | 0 | 0 | 0 | 0 | 0 | 0 | 0 | 0 | 0 | 0 | 0 | 0 | 0 | 0 | 0 | 0 | 0 | 0 | 0 | 0 | 0 | 0 | 0 | 0 | 0 | 0 | 0 | 0 | 0 | 0 | 0 | 0 | 0 | 0 | 0 | 0 | 0 | 0 | 0 | 0 | 0 | 0 | 0 | 0 | 0 | 0 | 0 | 0 | 0 | 0 | 1 | 0 | 0 | 0 | 0 | 0 | 1 | 0 | 0 | 0 | 0 | 0 | 0 | 0 | 0 | 0 | 0 | 0 | 0 | 0 | 0 | 0 | 0 | 0 | 0 | 0 | 0 | 0 | 0 | 0 | 0 | 0 | 0 | 0 | 0 | 0 | 0 | 0 | 0 | 0 | 0 | 0 | 0 | 0 | 0 | 0 |  | 0 | 0 | 0 | 0 | 0 | 0 | 0 | 0 | 0 | 0 | 0 | 0 | 0 | 0 | 0 | 0 | 0 | 0 | 0 | 0 | 0 | 0 | 0 | 0 | 0 | 0 | 0 | 0 | 0 | 0 | 0 | 0 | 0 | 0 | 0 | 0 | 0 | 0 | 1.5 | 0 | 0 | 0 | 0 | 0 | 1 | 0 | 0 | 0 | 0 | 0 | 0 | 3.859 | 102.156 | 280.6464 | Kasson Jct-Heinz 115 kV line | Kasson Jct-Heinz 115 kV line | Kasson Jct-Heinz 115 kV line |  | 0 | 0 | 0 | 0 | 0 | 0 | 3.859 | 102.156 | 280.6464 | Kasson Jct-Heinz 115 kV line | Kasson Jct-Heinz 115 kV line | Kasson Jct-Heinz 115 kV line |  | 1 | 1 | NO | 1 | 1 | 1 | NO | 1
SDG&E Study Area | Margarita | 138 | 0 | 0 | 0 | 0 | 0 | 0 | 0 | 0 | 0 | 0 | 0 | 0 | 0 | 0 | 0 | 0 | 0 | 0 | 0 | 0 | 0 | 0 | 0 | 0 | 0 | 0 | 0 | 0 | 0 | 1 | 0 | 0 | 0 | 0 | 0 | 0 | 0 | 0 | 0 | 0 | 0 | 1 | 1 | 0 | 0 | 0 | 0 | 0 | 0 | 0 | 0 | 0 | 0 | 0 | 0 | 0 | 0 | 0 | 0 | 0 | 0 | 0 | 0 | 0 | 0 | 0 | 0 | 0 | 0 | 0 | 0 | 0 | 0 | 0 | 0 | 0 | 0 | 0 | 0 | 0 | 0 | 0 | 0 | 0 | 0 | 0 | 0 | 0 | 0 | 0 | 0 | 0 | 0 | 0 | 0 | 0 | 0 | 0 | 0 | 0 | 0 | 0 | 0 | 0 | 0 | 0 | 0 | 0 |  | 0 | 0 | 0 | 0 | 0 | 0 | 0 | 0 | 0 | 0 | 0 | 0 | 0 | 0 | 0 | 0 | 0 | 0 | 0 | 0 | 0 | 0 | 0 | 0 | 0 | 0 | 0 | 0 | 0 | 0 | 0 | 0 | 0 | 0 | 0 | 0 | 0 | 0 | 0 | 0 | 0 | 0 | 0 | 0 | 0 | 1 | 0 | 0 | 0 | 0 | 0 | -291.35 | 326 | 851 | Talega 230 kV constraint | Trabuco-Capistrano 138 kV constraint | Trabuco-Capistrano 138 kV constraint |  | 0 | 0 | 0 | 0 | 0 | 0 | 151 | 326 | 851 | Trabuco-Capistrano 138 kV constraint | Trabuco-Capistrano 138 kV constraint | Trabuco-Capistrano 138 kV constraint |  | 5 | 1 | YES | 2 | 1 | 1 | NO | 1
PG&E Greater Bay Study Area | Mariposa | 230 | 0 | 0 | 0 | 0 | 0 | 0 | 0 | 0 | 0 | 0 | 0 | 0 | 0 | 0 | 0 | 0 | 0 | 0 | 0 | 0 | 0 | 0 | 0 | 0 | 0 | 0 | 0 | 0 | 0 | 0 | 0 | 0 | 0 | 0 | 0 | 0 | 0 | 0 | 0 | 0 | 0 | 0 | 0 | 0 | 1 | 0 | 0 | 0 | 0 | 0 | 0 | 0 | 0 | 0 | 0 | 0 | 0 | 0 | 1 | 0 | 1 | 0 | 0 | 1 | 1 | 0 | 0 | 0 | 0 | 0 | 0 | 0 | 0 | 1 | 0 | 0 | 0 | 0 | 0 | 0 | 0 | 0 | 0 | 0 | 0 | 0 | 0 | 0 | 0 | 0 | 0 | 0 | 0 | 0 | 0 | 0 | 0 | 0 | 0 | 0 | 0 | 0 | 0 | 0 | 0 | 0 | 0 | 0 |  | 0 | 0 | 0 | 0 | 0 | 0 | 0 | 0 | 0 | 0 | 0 | 0 | 0 | 0 | 0 | 0 | 0 | 0 | 0 | 0 | 0 | 0 | 0 | 0 | 0 | 0 | 0 | 0 | 0 | 0 | 0 | 0 | 0 | 0 | 0 | 0 | 0 | 0 | 0 | 0 | 0 | 0 | 0 | 0 | 0 | 2 | 0 | 0 | 0 | 0 | 0 | -836.7415 | 193.7277 | 921.9913 | Vaca Dixon-Tesla 500kV Line | Vaca Dixon-Tesla 500kV Line | Windmaster-Delta pumps 230 kV line |  | 1 | 0 | 0 | 0 | 0 | 0 | -133.2328 | 381.3403 | 921.9913 | Windmaster-Delta pumps 230 kV line | Windmaster-Delta pumps 230 kV line | Windmaster-Delta pumps 230 kV line |  | 5 | 5 | NO | 5 | 1 | 1 | NO | 1
PG&E Greater Bay Study Area | Martin | 115 | 0 | 0 | 0 | 0 | 0 | 0 | 0 | 0 | 0 | 0 | 0 | 0 | 0 | 0 | 0 | 0 | 0 | 0 | 0 | 0 | 0 | 0 | 0 | 0 | 0 | 0 | 0 | 0 | 0 | 0 | 0 | 0 | 0 | 0 | 0 | 0 | 0 | 0 | 0 | 0 | 0 | 0 | 0 | 0 | 0 | 0 | 0 | 0 | 0 | 0 | 0 | 0 | 0 | 0 | 0 | 0 | 0 | 1 | 0 | 0 | 1 | 0 | 0 | 0 | 0 | 0 | 0 | 0 | 0 | 0 | 0 | 0 | 0 | 1 | 0 | 0 | 0 | 0 | 0 | 0 | 0 | 0 | 0 | 0 | 0 | 0 | 0 | 0 | 0 | 0 | 0 | 0 | 0 | 0 | 0 | 0 | 0 | 0 | 0 | 0 | 0 | 0 | 0 | 0 | 0 | 0 | 0 | 1 |  | 0 | 0 | 0 | 0 | 0 | 0 | 0 | 0 | 0 | 0 | 0 | 0 | 0 | 0 | 0 | 0 | 0 | 0 | 0 | 0 | 0 | 0 | 0 | 7.47 | 0 | 0 | 4.62 | 0 | 0 | 1 | 0 | 0 | 0 | 0 | 0 | 0 | 0 | 0 | 8.37 | 0 | 0 | 193.02 | 61.6 | 0 | 1 | 0 | 0 | 0 | 0 | 0 | 0 | 1319.5593 | 2916.6078 | 4923.0604 | Tesla-Tracy-Pump 230 kV line #2 | Tesla-Tracy-Pump 230 kV line #2 | Sobrante-Moraga 230 kV line |  | 0 | 0 | 0 | 0 | 0 | 0 | 1319.5593 | 2916.6078 | 4923.0604 | Tesla-Tracy-Pump 230 kV line #2 | Tesla-Tracy-Pump 230 kV line #2 | Sobrante-Moraga 230 kV line |  | 1 | 1 | NO | 1 | 1 | 1 | NO | 1
PG&E Greater Bay Study Area | Martin | 230 | 0 | 0 | 0 | 0 | 0 | 0 | 0 | 0 | 0 | 0 | 0 | 0 | 0 | 0 | 0 | 0 | 0 | 0 | 0 | 0 | 0 | 0 | 0 | 0 | 0 | 0 | 0 | 0 | 0 | 0 | 0 | 0 | 0 | 0 | 0 | 0 | 0 | 0 | 0 | 0 | 0 | 0 | 0 | 0 | 0 | 0 | 0 | 0 | 0 | 0 | 0 | 0 | 0 | 0 | 0 | 0 | 0 | 0 | 0 | 0 | 0 | 0 | 0 | 0 | 0 | 0 | 0 | 0 | 0 | 0 | 0 | 0 | 0 | 0 | 0 | 0 | 0 | 0 | 0 | 0 | 0 | 0 | 0 | 0 | 0 | 0 | 0 | 0 | 0 | 0 | 0 | 0 | 0 | 0 | 0 | 0 | 0 | 0 | 0 | 0 | 0 | 0 | 0 | 0 | 0 | 0 | 0 | 0 |  | 0 | 0 | 0 | 0 | 0 | 0 | 0 | 0 | 0 | 0 | 0 | 0 | 0 | 0 | 0 | 0 | 0 | 0 | 0 | 0 | 0 | 0 | 0 | 0 | 0 | 0 | 0 | 0 | 0 | 0 | 0 | 0 | 0 | 0 | 0 | 0 | 0 | 0 | 0 | 0 | 0 | 0 | 0 | 0 | 0 | 0 | 0 | 0 | 0 | 0 | 0 | 0 | 0 | 0 | #N/A | #N/A | #N/A |  | 0 | 0 | 0 | 0 | 0 | 0 | 0 | 0 | 0 | #N/A | #N/A | #N/A |  | 1 | 1 | NO | 1 | 1 | 1 | NO | 1
PG&E Greater Bay Study Area | Martinez | 115 | 0 | 0 | 0 | 0 | 0 | 0 | 0 | 0 | 0 | 0 | 0 | 0 | 0 | 0 | 0 | 0 | 0 | 0 | 0 | 0 | 0 | 0 | 0 | 0 | 0 | 0 | 0 | 0 | 0 | 0 | 0 | 0 | 0 | 0 | 0 | 0 | 0 | 0 | 0 | 0 | 0 | 0 | 0 | 0 | 0 | 0 | 0 | 0 | 0 | 0 | 0 | 0 | 0 | 0 | 1 | 0 | 0 | 0 | 0 | 0 | 0 | 0 | 0 | 0 | 0 | 0 | 0 | 0 | 0 | 0 | 0 | 0 | 0 | 0 | 0 | 0 | 0 | 0 | 0 | 0 | 0 | 0 | 0 | 0 | 0 | 0 | 0 | 0 | 0 | 0 | 0 | 0 | 0 | 0 | 0 | 0 | 0 | 0 | 0 | 0 | 0 | 0 | 0 | 0 | 0 | 0 | 0 | 1 |  | 0 | 0 | 0 | 0 | 0 | 0 | 0 | 0 | 0 | 0 | 0 | 0 | 0 | 0 | 0 | 0 | 0 | 0 | 0 | 0 | 0 | 0 | 0 | 0 | 0 | 0 | 0 | 0 | 0 | 0 | 0 | 0 | 0 | 0 | 0 | 0 | 0 | 0 | 0 | 0 | 0 | 0 | 0 | 0 | 0 | 0 | 0 | 0 | 0 | 0 | 0 | 2026.74 | 2130.9944 | 1481.432 | Dumbarton-Newark 115 kV line | Dumbarton-Newark 115 kV line | Dumbarton-Newark 115 kV line |  | 0 | 0 | 0 | 0 | 0 | 0 | 2026.74 | 2130.9944 | 1481.432 | Dumbarton-Newark 115 kV line | Dumbarton-Newark 115 kV line | Dumbarton-Newark 115 kV line |  | 1 | 1 | NO | 1 | 1 | 1 | NO | 1
PG&E Fresno Study Area | Mc Mullin | 230 | 0 | 0 | 0 | 0 | 0 | 0 | 0 | 0 | 0 | 0 | 0 | 0 | 0 | 0 | 0 | 0 | 0 | 0 | 0 | 0 | 0 | 0 | 0 | 0 | 0 | 0 | 0 | 0 | 0 | 0 | 0 | 0 | 0 | 0 | 0 | 0 | 0 | 0 | 0 | 0 | 0 | 0 | 0 | 0 | 0 | 0 | 0 | 0 | 0 | 0 | 1 | 0 | 0 | 0 | 0 | 0 | 0 | 0 | 0 | 0 | 0 | 0 | 0 | 0 | 0 | 0 | 0 | 0 | 0 | 0 | 0 | 0 | 0 | 0 | 0 | 0 | 1 | 0 | 0 | 0 | 0 | 0 | 0 | 0 | 0 | 1 | 1 | 0 | 1 | 1 | 1 | 1 | 1 | 1 | 1 | 1 | 0 | 1 | 1 | 0 | 0 | 1 | 0 | 0 | 0 | 1 | 0 | 4 |  | 0 | 0 | 0 | 0 | 0 | 0 | 0 | 0 | 0 | 0 | 0 | 0 | 0 | 0 | 0 | 0 | 0 | 0 | 0 | 0 | 0 | 0 | 0 | 0 | 0 | 0 | 0 | 0 | 0 | 0 | 0 | 0 | 0 | 0 | 0 | 0 | 0 | 0 | 0 | 0 | 0 | 0 | 0 | 0 | 0 | 4 | 1 | 3 | 0 | 3 | 0 | -1260.48 | -1054.844 | -926.9943 | Midway-Q2005 230kV Line | Midway-Q2005 230kV Line | Midway-Q2005 230kV Line |  | 0 | 1 | 0 | 0 | 0 | 0 | -59.457 | 171.1913 | 6.8725 | Moss Landing-Las Aguilas 230 kV Line | Moss Landing-Las Aguilas 230 kV Line | Dairyland-Chowchilla 115kV Line |  | 5 | 3 | YES | 3 | 5 | 1 | YES | 2
PG&E Fresno Study Area | McCall | 230 | 0 | 0 | 0 | 0 | 0 | 0 | 0 | 0 | 0 | 0 | 0 | 0 | 0 | 0 | 0 | 0 | 0 | 0 | 0 | 0 | 0 | 0 | 0 | 0 | 0 | 0 | 0 | 0 | 0 | 0 | 0 | 0 | 0 | 0 | 0 | 0 | 0 | 0 | 0 | 0 | 0 | 0 | 0 | 0 | 0 | 0 | 0 | 0 | 0 | 0 | 1 | 0 | 0 | 0 | 0 | 0 | 0 | 0 | 0 | 0 | 0 | 0 | 0 | 0 | 0 | 0 | 0 | 0 | 0 | 0 | 0 | 0 | 0 | 0 | 0 | 0 | 1 | 0 | 0 | 0 | 0 | 0 | 0 | 0 | 0 | 1 | 1 | 1 | 1 | 1 | 1 | 1 | 1 | 1 | 1 | 1 | 0 | 1 | 1 | 0 | 0 | 1 | 0 | 0 | 0 | 0 | 0 | 4 |  | 0 | 0 | 0 | 0 | 0 | 0 | 0 | 0 | 0 | 0 | 0 | 0 | 0 | 0 | 0 | 0 | 0 | 0 | 0 | 0 | 0 | 0 | 0 | 0 | 0 | 0 | 0 | 0 | 0 | 0 | 0 | 0 | 0 | 0 | 0 | 0 | 0 | 0 | 5.75 | 0 | 0 | 0 | 0 | 0 | 1 | 4 | 0 | 3 | 0 | 2 | 0 | -1260.48 | -1054.844 | -926.9943 | Midway-Q2005 230kV Line | Midway-Q2005 230kV Line | Midway-Q2005 230kV Line |  | 0 | 0 | 0 | 0 | 0 | 0 | 71.981 | 208.4702 | 6.8725 | Gates 500/230kV TB #11 | Gates 500/230kV TB #11 | Dairyland-Chowchilla 115kV Line |  | 5 | 1 | YES | 2 | 5 | 1 | YES | 2
East of Pisgah Study Area | McCullough (LDWP) | 500 | 0 | 0 | 0 | 0 | 0 | 0 | 0 | 0 | 0 | 0 | 0 | 0 | 0 | 0 | 0 | 0 | 0 | 0 | 0 | 0 | 0 | 0 | 0 | 0 | 0 | 0 | 0 | 0 | 1 | 0 | 0 | 0 | 0 | 0 | 0 | 0 | 0 | 0 | 0 | 0 | 0 | 0 | 0 | 0 | 0 | 0 | 0 | 0 | 0 | 0 | 0 | 0 | 0 | 0 | 0 | 0 | 0 | 0 | 0 | 0 | 0 | 0 | 0 | 0 | 0 | 0 | 0 | 0 | 0 | 0 | 0 | 0 | 0 | 0 | 0 | 0 | 0 | 0 | 0 | 0 | 0 | 0 | 0 | 0 | 0 | 0 | 0 | 0 | 0 | 0 | 0 | 0 | 0 | 0 | 0 | 0 | 0 | 0 | 0 | 0 | 0 | 0 | 0 | 0 | 0 | 0 | 0 | 0 |  | 0 | 0 | 0 | 0 | 0 | 0 | 0 | 0 | 0 | 0 | 0 | 0 | 0 | 0 | 0 | 0 | 0 | 0 | 0 | 0 | 0 | 0 | 0 | 0 | 0 | 0 | 0 | 0 | 0 | 0 | 0 | 0 | 0 | 0 | 0 | 0 | 0 | 0 | 0 | 0 | 0 | 0 | 0 | 0 | 0 | 1 | 0 | 0 | 0 | 0 | 0 | -1715.6208 | 2675.9204 | 3685.482 | Lugo - Victorville area constraint | Lugo - Victorville area constraint | Lugo - Victorville area constraint |  | 0 | 0 | 0 | 0 | 0 | 0 | 5084.3792 | 9475.9204 | 10485.482 | Lugo - Victorville area constraint | Lugo - Victorville area constraint | Lugo - Victorville area constraint |  | 5 | 1 | YES | 2 | 1 | 1 | NO | 1
East of Pisgah Study Area | Mead | 230 | 0 | 0 | 0 | 0 | 0 | 0 | 0 | 0 | 0 | 0 | 0 | 0 | 0 | 0 | 0 | 0 | 0 | 0 | 0 | 1 | 0 | 1 | 0 | 0 | 0 | 0 | 0 | 0 | 1 | 0 | 0 | 0 | 0 | 0 | 0 | 0 | 0 | 0 | 0 | 0 | 0 | 0 | 0 | 0 | 0 | 0 | 0 | 0 | 0 | 0 | 0 | 0 | 0 | 0 | 0 | 0 | 0 | 0 | 0 | 0 | 0 | 0 | 0 | 0 | 0 | 0 | 0 | 0 | 0 | 0 | 0 | 0 | 0 | 0 | 0 | 0 | 0 | 0 | 0 | 0 | 0 | 0 | 0 | 0 | 0 | 0 | 0 | 0 | 0 | 0 | 0 | 0 | 0 | 0 | 0 | 0 | 0 | 0 | 0 | 0 | 0 | 0 | 0 | 0 | 0 | 0 | 0 | 2 |  | 0 | 0 | 350 | 0 | 0 | 0 | 0 | 0 | 0 | 0 | 0 | 0 | 0 | 0 | 1 | 0 | 0 | 0 | 0 | 0 | 0 | 0 | 0 | 0 | 0 | 0 | 0 | 0 | 0 | 0 | 0 | 0 | 0 | 0 | 0 | 0 | 0 | 0 | 0 | 0 | 0 | 0 | 0 | 0 | 0 | 1 | 1 | 0 | 0 | 0 | 0 | -2124.047 | 1720.3875 | 3685.482 | Devers-Red Bluff Constraint | Devers-Red Bluff Constraint | Lugo - Victorville area constraint |  | 0 | 1 | 0 | 0 | 0 | 0 | -2124.047 | 1720.3875 | 3754.723 | Devers-Red Bluff Constraint | Devers-Red Bluff Constraint | Colorado River-Red Bluff Constraint |  | 5 | 4 | YES | 4 | 1 | 1 | NO | 1
PG&E Greater Bay Study Area | Melones | 115 | 0 | 0 | 0 | 0 | 0 | 0 | 0 | 0 | 0 | 0 | 0 | 0 | 0 | 0 | 0 | 0 | 0 | 0 | 0 | 0 | 0 | 0 | 0 | 0 | 0 | 0 | 0 | 0 | 0 | 0 | 0 | 0 | 0 | 0 | 0 | 0 | 0 | 0 | 0 | 0 | 0 | 0 | 0 | 0 | 0 | 0 | 0 | 0 | 0 | 0 | 0 | 0 | 0 | 0 | 0 | 0 | 0 | 0 | 0 | 0 | 0 | 0 | 1 | 0 | 0 | 0 | 0 | 0 | 0 | 0 | 0 | 0 | 0 | 0 | 0 | 0 | 0 | 0 | 0 | 0 | 0 | 0 | 0 | 0 | 0 | 0 | 0 | 0 | 0 | 0 | 0 | 0 | 0 | 0 | 0 | 0 | 0 | 0 | 0 | 0 | 0 | 0 | 0 | 0 | 0 | 0 | 0 | 0 |  | 0 | 0 | 0 | 0 | 0 | 0 | 0 | 0 | 0 | 0 | 0 | 0 | 0 | 0 | 0 | 0 | 0 | 0 | 0 | 0 | 0 | 0 | 0 | 0 | 0 | 0 | 0 | 0 | 0 | 0 | 0 | 0 | 0 | 0 | 0 | 0 | 0 | 0 | 0 | 0 | 0 | 0 | 0 | 0 | 0 | 0 | 0 | 0 | 0 | 0 | 0 | 3.859 | 102.156 | 280.6464 | Kasson Jct-Heinz 115 kV line | Kasson Jct-Heinz 115 kV line | Kasson Jct-Heinz 115 kV line |  | 0 | 0 | 0 | 0 | 0 | 0 | 3.859 | 102.156 | 280.6464 | Kasson Jct-Heinz 115 kV line | Kasson Jct-Heinz 115 kV line | Kasson Jct-Heinz 115 kV line |  | 1 | 1 | NO | 1 | 1 | 1 | NO | 1
PG&E North of Greater Bay Study Area | Mendocino | 115 | 0 | 0 | 0 | 0 | 0 | 0 | 0 | 0 | 0 | 0 | 0 | 0 | 0 | 0 | 0 | 0 | 0 | 0 | 0 | 0 | 0 | 0 | 0 | 0 | 0 | 0 | 0 | 0 | 0 | 0 | 0 | 0 | 0 | 0 | 0 | 0 | 0 | 0 | 0 | 0 | 0 | 0 | 0 | 1 | 1 | 0 | 1 | 0 | 0 | 0 | 0 | 0 | 0 | 0 | 0 | 0 | 0 | 1 | 0 | 1 | 1 | 0 | 0 | 0 | 0 | 0 | 0 | 0 | 0 | 0 | 0 | 0 | 0 | 0 | 1 | 0 | 0 | 0 | 0 | 0 | 0 | 0 | 0 | 0 | 0 | 0 | 0 | 0 | 0 | 0 | 0 | 0 | 0 | 0 | 0 | 0 | 0 | 0 | 0 | 0 | 0 | 0 | 0 | 0 | 0 | 0 | 0 | 1 |  | 0 | 0 | 0 | 0 | 0 | 0 | 0 | 0 | 0 | 0 | 0 | 0 | 0 | 0 | 0 | 0 | 0 | 0 | 0 | 0 | 0 | 0 | 0 | 0 | 0 | 0 | 0 | 0 | 0 | 0 | 0 | 1 | 0 | 0 | 0 | 0 | 0 | 0 | 0 | 0 | 0 | 0 | 0 | 5 | 1 | 2 | 0 | 0 | 0 | 0 | 0 | -836.7415 | 125.4613 | 452.5825 | Vaca Dixon-Tesla 500kV Line | Birds Landing-Contra Costa 230kV Line | Birds Landing-Contra Costa 230kV Line |  | 1 | 0 | 0 | 0 | 0 | 0 | -325.6387 | 125.4613 | 452.5825 | Birds Landing-Contra Costa 230kV Line | Birds Landing-Contra Costa 230kV Line | Birds Landing-Contra Costa 230kV Line |  | 5 | 5 | NO | 5 | 1 | 1 | NO | 1
PG&E Fresno Study Area | Mendota | 115 | 0 | 0 | 0 | 0 | 0 | 0 | 0 | 0 | 0 | 0 | 0 | 0 | 0 | 0 | 0 | 0 | 0 | 0 | 0 | 0 | 0 | 0 | 0 | 0 | 0 | 0 | 0 | 0 | 0 | 0 | 0 | 0 | 0 | 0 | 0 | 0 | 0 | 0 | 0 | 0 | 0 | 0 | 0 | 0 | 0 | 0 | 0 | 0 | 0 | 0 | 1 | 0 | 0 | 0 | 0 | 0 | 0 | 0 | 0 | 0 | 0 | 0 | 0 | 0 | 0 | 0 | 0 | 0 | 0 | 0 | 0 | 0 | 0 | 0 | 0 | 0 | 1 | 0 | 0 | 0 | 0 | 0 | 0 | 0 | 0 | 1 | 1 | 1 | 1 | 1 | 1 | 1 | 1 | 1 | 1 | 1 | 0 | 0 | 1 | 1 | 0 | 1 | 0 | 0 | 0 | 1 | 0 | 4 |  | 0 | 0 | 0 | 0 | 0 | 0 | 0 | 0 | 0 | 0 | 0 | 0 | 0 | 0 | 0 | 0 | 0 | 0 | 0 | 0 | 0 | 0 | 0 | 0 | 0 | 0 | 0 | 0 | 0 | 0 | 0 | 0 | 0 | 0 | 0 | 0 | 0 | 0 | 0 | 0 | 0 | 0 | 0 | 0 | 0 | 4 | 1 | 3 | 0 | 3 | 0 | -1260.48 | -1054.844 | -926.9943 | Midway-Q2005 230kV Line | Midway-Q2005 230kV Line | Midway-Q2005 230kV Line |  | 0 | 1 | 0 | 0 | 0 | 0 | -59.457 | 171.1913 | 0.15 | Moss Landing-Las Aguilas 230 kV Line | Moss Landing-Las Aguilas 230 kV Line | Merced 115/70kV TB#2 |  | 5 | 3 | YES | 3 | 5 | 1 | YES | 2
PG&E Fresno Study Area | Merced | 115 | 0 | 0 | 0 | 0 | 0 | 0 | 0 | 0 | 0 | 0 | 0 | 0 | 0 | 0 | 0 | 0 | 0 | 0 | 0 | 0 | 0 | 0 | 0 | 0 | 0 | 0 | 0 | 0 | 0 | 0 | 0 | 0 | 0 | 0 | 0 | 0 | 0 | 0 | 0 | 0 | 0 | 0 | 0 | 0 | 0 | 0 | 0 | 0 | 0 | 0 | 1 | 0 | 0 | 0 | 0 | 0 | 0 | 0 | 0 | 0 | 0 | 0 | 0 | 0 | 1 | 0 | 0 | 0 | 0 | 0 | 0 | 0 | 0 | 0 | 0 | 0 | 1 | 0 | 0 | 0 | 0 | 0 | 0 | 0 | 0 | 1 | 1 | 0 | 1 | 1 | 1 | 1 | 1 | 1 | 0 | 1 | 0 | 1 | 1 | 0 | 0 | 1 | 0 | 0 | 0 | 0 | 0 | 4 |  | 0 | 0 | 0 | 0 | 0 | 0 | 0 | 0 | 0 | 0 | 0 | 0 | 0 | 0 | 0 | 0 | 0 | 0 | 0 | 0 | 0 | 0 | 0 | 0 | 0 | 0 | 0 | 0 | 0 | 0 | 0 | 0 | 0 | 0 | 0 | 0 | 0 | 0 | 4 | 0 | 0 | 0 | 0 | 0 | 1 | 3 | 0 | 2 | 0 | 2 | 0 | -1260.48 | -1054.844 | -926.9943 | Midway-Q2005 230kV Line | Midway-Q2005 230kV Line | Midway-Q2005 230kV Line |  | 0 | 0 | 0 | 0 | 0 | 0 | 71.981 | 208.4702 | 6.8725 | Gates 500/230kV TB #11 | Gates 500/230kV TB #11 | Dairyland-Chowchilla 115kV Line |  | 5 | 1 | YES | 2 | 5 | 1 | YES | 2
East of Pisgah Study Area | Mercry Switch | 138 | 0 | 0 | 0 | 0 | 0 | 0 | 0 | 0 | 0 | 0 | 0 | 0 | 0 | 0 | 0 | 0 | 0 | 0 | 0 | 1 | 0 | 1 | 0 | 0 | 0 | 0 | 1 | 0 | 1 | 0 | 0 | 0 | 0 | 0 | 0 | 0 | 0 | 0 | 0 | 0 | 0 | 0 | 0 | 0 | 0 | 0 | 0 | 0 | 0 | 0 | 0 | 0 | 0 | 0 | 0 | 0 | 0 | 0 | 0 | 0 | 0 | 0 | 0 | 0 | 0 | 0 | 0 | 0 | 0 | 0 | 0 | 0 | 0 | 0 | 0 | 0 | 0 | 0 | 0 | 0 | 0 | 0 | 0 | 0 | 0 | 0 | 0 | 0 | 0 | 0 | 0 | 0 | 0 | 0 | 0 | 0 | 0 | 0 | 0 | 0 | 0 | 0 | 0 | 0 | 0 | 0 | 0 | 3 |  | 0 | 0 | 0 | 0 | 0 | 0 | 0 | 0 | 0 | 0 | 0 | 0 | 0 | 0 | 0 | 0 | 0 | 0 | 0 | 0 | 0 | 0 | 0 | 0 | 0 | 0 | 0 | 0 | 0 | 0 | 0 | 0 | 0 | 0 | 0 | 0 | 0 | 0 | 0 | 0 | 0 | 0 | 0 | 0 | 0 | 1 | 1 | 0 | 0 | 0 | 0 | -2124.047 | 1062.52 | 398.6 | Devers-Red Bluff Constraint | VEA 138kV area constraint | VEA 138kV area constraint |  | 0 | 1 | 0 | 0 | 0 | 0 | -2124.047 | 1062.52 | 398.6 | Devers-Red Bluff Constraint | VEA 138kV area constraint | VEA 138kV area constraint |  | 5 | 4 | YES | 4 | 1 | 1 | NO | 1
PG&E Kern Study Area | Mesa | 230 | 0 | 0 | 0 | 0 | 0 | 0 | 0 | 0 | 0 | 0 | 0 | 0 | 0 | 0 | 0 | 0 | 0 | 0 | 0 | 0 | 0 | 0 | 0 | 0 | 0 | 0 | 0 | 0 | 0 | 0 | 0 | 0 | 0 | 0 | 0 | 0 | 0 | 0 | 0 | 0 | 0 | 0 | 0 | 0 | 0 | 0 | 0 | 0 | 0 | 0 | 0 | 0 | 0 | 0 | 0 | 0 | 0 | 0 | 0 | 0 | 0 | 0 | 0 | 0 | 0 | 0 | 0 | 0 | 0 | 0 | 0 | 0 | 0 | 0 | 0 | 1 | 1 | 0 | 0 | 0 | 0 | 0 | 1 | 0 | 0 | 1 | 1 | 0 | 0 | 0 | 0 | 0 | 0 | 0 | 0 | 1 | 1 | 0 | 0 | 0 | 0 | 0 | 0 | 0 | 1 | 0 | 0 | 0 |  | 0 | 0 | 0 | 0 | 0 | 0 | 0 | 0 | 0 | 0 | 0 | 99.7 | 0 | 0 | 1 | 0 | 0 | 0 | 0 | 0 | 0 | 0 | 0 | 2.62 | 0 | 0 | 0 | 0 | 0 | 1 | 0 | 0 | 0 | 0 | 0 | 0 | 0 | 0 | 2.62 | 0 | 0 | 0 | 0 | 0 | 1 | 3 | 0 | 2 | 0 | 3 | 0 | -1260.48 | -1054.844 | -926.9943 | Midway-Q2005 230kV Line | Midway-Q2005 230kV Line | Midway-Q2005 230kV Line |  | 0 | 0 | 0 | 0 | 0 | 1 | 71.981 | 208.4702 | -65.5292 | Gates 500/230kV TB #11 | Gates 500/230kV TB #11 | Oceano-Calendar 115kV line |  | 5 | 1 | YES | 2 | 5 | 3 | YES | 3
PG&E Kern Study Area | Mesa | 115 | 0 | 0 | 0 | 0 | 0 | 0 | 0 | 0 | 0 | 0 | 0 | 0 | 0 | 0 | 0 | 0 | 0 | 0 | 0 | 0 | 0 | 0 | 0 | 0 | 0 | 0 | 0 | 0 | 0 | 0 | 0 | 0 | 0 | 0 | 0 | 0 | 0 | 0 | 0 | 0 | 0 | 0 | 0 | 0 | 0 | 0 | 0 | 0 | 0 | 0 | 0 | 0 | 0 | 0 | 0 | 0 | 0 | 0 | 0 | 0 | 0 | 0 | 0 | 0 | 0 | 0 | 0 | 0 | 0 | 0 | 0 | 0 | 0 | 0 | 0 | 1 | 1 | 0 | 0 | 0 | 0 | 0 | 1 | 0 | 0 | 1 | 1 | 0 | 0 | 0 | 0 | 0 | 0 | 0 | 0 | 1 | 1 | 0 | 0 | 0 | 0 | 0 | 0 | 0 | 1 | 0 | 0 | 0 |  | 0 | 0 | 0 | 0 | 0 | 0 | 0 | 0 | 0 | 0 | 0 | 0 | 0 | 0 | 0 | 0 | 0 | 0 | 0 | 0 | 0 | 0 | 0 | 0 | 0 | 0 | 0 | 0 | 0 | 0 | 0 | 0 | 0 | 0 | 0 | 0 | 0 | 0 | 0 | 0 | 0 | 0 | 0 | 0 | 0 | 3 | 0 | 2 | 0 | 3 | 0 | -1260.48 | -1054.844 | -926.9943 | Midway-Q2005 230kV Line | Midway-Q2005 230kV Line | Midway-Q2005 230kV Line |  | 0 | 0 | 0 | 0 | 0 | 1 | 71.981 | 208.4702 | -65.5292 | Gates 500/230kV TB #11 | Gates 500/230kV TB #11 | Oceano-Calendar 115kV line |  | 5 | 1 | YES | 2 | 5 | 3 | YES | 3
SCE Metro Study Area | Mesa (SCE) | 500 | 0 | 0 | 0 | 0 | 0 | 0 | 0 | 0 | 0 | 0 | 1 | 0 | 1 | 0 | 0 | 0 | 0 | 0 | 0 | 0 | 0 | 0 | 0 | 0 | 0 | 0 | 0 | 0 | 0 | 0 | 0 | 0 | 0 | 0 | 0 | 0 | 0 | 0 | 0 | 0 | 0 | 0 | 0 | 0 | 0 | 0 | 0 | 0 | 0 | 0 | 0 | 0 | 0 | 0 | 0 | 0 | 0 | 0 | 0 | 0 | 0 | 0 | 0 | 0 | 0 | 0 | 0 | 0 | 0 | 0 | 0 | 0 | 0 | 0 | 0 | 0 | 0 | 0 | 0 | 0 | 0 | 0 | 0 | 0 | 0 | 0 | 0 | 0 | 0 | 0 | 0 | 0 | 0 | 0 | 0 | 0 | 0 | 0 | 0 | 0 | 0 | 0 | 0 | 0 | 0 | 0 | 0 | 0 |  | 0 | 0 | 0 | 0 | 0 | 0 | 0 | 0 | 0 | 0 | 0 | 0 | 0 | 0 | 0 | 0 | 0 | 0 | 0 | 0 | 0 | 0 | 0 | 0 | 0 | 0 | 0 | 0 | 0 | 0 | 0 | 0 | 0 | 0 | 0 | 0 | 0 | 0 | 0 | 0 | 0 | 0 | 0 | 0 | 0 | 0 | 0 | 0 | 0 | 0 | 0 | 5402.476 | 6046.942 | 7988.42 | Del Amo - Barre Area Constraint | Del Amo - Barre Area Constraint | Del Amo - Barre Area Constraint |  | 0 | 0 | 0 | 0 | 0 | 0 | 5402.476 | 6046.942 | 7988.42 | Del Amo - Barre Area Constraint | Del Amo - Barre Area Constraint | Del Amo - Barre Area Constraint |  | 1 | 1 | NO | 1 | 1 | 1 | NO | 1
SCE Metro Study Area | Mesa (SCE) | 230 | 0 | 0 | 0 | 0 | 0 | 0 | 0 | 0 | 0 | 0 | 1 | 0 | 1 | 0 | 0 | 0 | 0 | 0 | 0 | 0 | 0 | 0 | 0 | 0 | 0 | 0 | 0 | 0 | 0 | 0 | 0 | 0 | 0 | 0 | 0 | 0 | 0 | 0 | 0 | 0 | 0 | 0 | 0 | 0 | 0 | 0 | 0 | 0 | 0 | 0 | 0 | 0 | 0 | 0 | 0 | 0 | 0 | 0 | 0 | 0 | 0 | 0 | 0 | 0 | 0 | 0 | 0 | 0 | 0 | 0 | 0 | 0 | 0 | 0 | 0 | 0 | 0 | 0 | 0 | 0 | 0 | 0 | 0 | 0 | 0 | 0 | 0 | 0 | 0 | 0 | 0 | 0 | 0 | 0 | 0 | 0 | 0 | 0 | 0 | 0 | 0 | 0 | 0 | 0 | 0 | 0 | 0 | 0 |  | 0 | 0 | 0 | 0 | 0 | 0 | 0 | 0 | 0 | 0 | 0 | 0 | 0 | 0 | 0 | 0 | 0 | 0 | 0 | 0 | 0 | 0 | 0 | 0 | 0 | 0 | 0 | 0 | 0 | 0 | 0 | 0 | 0 | 0 | 0 | 0 | 0 | 0 | 0 | 0 | 0 | 0 | 3.5 | 0 | 1 | 0 | 0 | 0 | 0 | 0 | 0 | 5402.476 | 6046.942 | 7988.42 | Del Amo - Barre Area Constraint | Del Amo - Barre Area Constraint | Del Amo - Barre Area Constraint |  | 0 | 0 | 0 | 0 | 0 | 0 | 5402.476 | 6046.942 | 7988.42 | Del Amo - Barre Area Constraint | Del Amo - Barre Area Constraint | Del Amo - Barre Area Constraint |  | 1 | 1 | NO | 1 | 1 | 1 | NO | 1
PG&E Greater Bay Study Area | Metcalf | 500 | 0 | 0 | 0 | 0 | 0 | 0 | 0 | 0 | 0 | 0 | 0 | 0 | 0 | 0 | 0 | 0 | 0 | 0 | 0 | 0 | 0 | 0 | 0 | 0 | 0 | 0 | 0 | 0 | 0 | 0 | 0 | 0 | 0 | 0 | 0 | 0 | 0 | 0 | 0 | 0 | 0 | 0 | 0 | 0 | 0 | 0 | 0 | 0 | 0 | 0 | 0 | 0 | 0 | 0 | 0 | 0 | 0 | 0 | 0 | 0 | 0 | 0 | 0 | 0 | 0 | 0 | 0 | 0 | 0 | 0 | 0 | 1 | 1 | 0 | 0 | 0 | 0 | 0 | 0 | 0 | 0 | 0 | 0 | 0 | 0 | 0 | 0 | 0 | 0 | 0 | 0 | 0 | 0 | 0 | 0 | 0 | 0 | 0 | 0 | 0 | 0 | 0 | 0 | 0 | 0 | 0 | 0 | 1 |  | 0 | 0 | 0 | 0 | 0 | 0 | 0 | 0 | 0 | 0 | 0 | 0 | 0 | 0 | 0 | 0 | 0 | 0 | 0 | 0 | 0 | 0 | 0 | 0 | 0 | 0 | 0 | 0 | 0 | 0 | 0 | 0 | 0 | 0 | 0 | 0 | 0 | 0 | 0 | 0 | 0 | 0 | 0 | 0 | 0 | 1 | 0 | 0 | 0 | 0 | 0 | -299.3 | 6.45 | 925.5 | Morganhill-Metcalf 115kV Line | Morganhill-Metcalf 115kV Line | Morganhill-Metcalf 115kV Line |  | 1 | 0 | 0 | 0 | 0 | 0 | -299.3 | 6.45 | 925.5 | Morganhill-Metcalf 115kV Line | Morganhill-Metcalf 115kV Line | Morganhill-Metcalf 115kV Line |  | 5 | 5 | NO | 5 | 1 | 1 | NO | 1
PG&E Greater Bay Study Area | Metcalf | 230 | 0 | 0 | 0 | 0 | 0 | 0 | 0 | 0 | 0 | 0 | 0 | 0 | 0 | 0 | 0 | 0 | 0 | 0 | 0 | 0 | 0 | 0 | 0 | 0 | 0 | 0 | 0 | 0 | 0 | 0 | 0 | 0 | 0 | 0 | 0 | 0 | 0 | 0 | 0 | 0 | 0 | 0 | 0 | 0 | 0 | 0 | 0 | 0 | 0 | 0 | 0 | 0 | 0 | 0 | 0 | 0 | 0 | 1 | 0 | 0 | 1 | 0 | 0 | 0 | 1 | 0 | 0 | 0 | 0 | 0 | 0 | 1 | 1 | 0 | 0 | 0 | 0 | 0 | 0 | 0 | 0 | 0 | 0 | 0 | 0 | 0 | 0 | 0 | 0 | 0 | 0 | 0 | 0 | 0 | 0 | 0 | 0 | 0 | 0 | 0 | 0 | 0 | 0 | 0 | 0 | 0 | 0 | 2 |  | 0 | 0 | 0 | 0 | 0 | 0 | 0 | 0 | 0 | 0 | 0 | 0 | 0 | 0 | 0 | 0 | 0 | 0 | 0 | 0 | 0 | 0 | 0 | 0 | 0 | 0 | 0 | 0 | 0 | 0 | 0 | 0 | 0 | 0 | 0 | 0 | 0 | 0 | 0 | 0 | 0 | 200 | 100 | 0 | 1 | 1 | 0 | 0 | 0 | 0 | 0 | -299.3 | 6.45 | 925.5 | Morganhill-Metcalf 115kV Line | Morganhill-Metcalf 115kV Line | Morganhill-Metcalf 115kV Line |  | 1 | 0 | 0 | 0 | 0 | 0 | -299.3 | 6.45 | 925.5 | Morganhill-Metcalf 115kV Line | Morganhill-Metcalf 115kV Line | Morganhill-Metcalf 115kV Line |  | 5 | 5 | NO | 5 | 1 | 1 | NO | 1
PG&E Greater Bay Study Area | Metcalf | 115 | 0 | 0 | 0 | 0 | 0 | 0 | 0 | 0 | 0 | 0 | 0 | 0 | 0 | 0 | 0 | 0 | 0 | 0 | 0 | 0 | 0 | 0 | 0 | 0 | 0 | 0 | 0 | 0 | 0 | 0 | 0 | 0 | 0 | 0 | 0 | 0 | 0 | 0 | 0 | 0 | 0 | 0 | 0 | 0 | 0 | 0 | 0 | 0 | 0 | 0 | 0 | 0 | 0 | 0 | 0 | 0 | 0 | 0 | 0 | 0 | 0 | 0 | 0 | 0 | 1 | 0 | 0 | 0 | 0 | 0 | 0 | 1 | 1 | 0 | 0 | 0 | 0 | 0 | 0 | 0 | 0 | 0 | 0 | 0 | 0 | 0 | 0 | 0 | 0 | 0 | 0 | 0 | 0 | 0 | 0 | 0 | 0 | 0 | 0 | 0 | 0 | 0 | 0 | 0 | 0 | 0 | 0 | 1 |  | 0 | 0 | 0 | 0 | 0 | 0 | 0 | 0 | 0 | 0 | 0 | 75 | 0 | 0 | 1 | 0 | 0 | 0 | 0 | 0 | 0 | 0 | 0 | 0 | 0 | 0 | 0 | 0 | 0 | 0 | 0 | 1.8 | 0 | 0 | 0 | 0 | 0 | 0 | 0 | 0 | 0 | 0 | 0 | 0 | 1 | 1 | 0 | 0 | 0 | 0 | 0 | -299.3 | 6.45 | 925.5 | Morganhill-Metcalf 115kV Line | Morganhill-Metcalf 115kV Line | Morganhill-Metcalf 115kV Line |  | 1 | 0 | 0 | 0 | 0 | 0 | -299.3 | 6.45 | 925.5 | Morganhill-Metcalf 115kV Line | Morganhill-Metcalf 115kV Line | Morganhill-Metcalf 115kV Line |  | 5 | 5 | NO | 5 | 1 | 1 | NO | 1
PG&E Kern Study Area | Midway | 500 | 0 | 0 | 0 | 0 | 0 | 0 | 0 | 0 | 0 | 0 | 0 | 0 | 0 | 0 | 0 | 0 | 0 | 0 | 0 | 0 | 0 | 0 | 0 | 0 | 0 | 0 | 0 | 0 | 0 | 0 | 0 | 0 | 0 | 0 | 0 | 0 | 0 | 0 | 0 | 0 | 0 | 0 | 0 | 0 | 0 | 0 | 0 | 0 | 0 | 0 | 0 | 0 | 0 | 0 | 0 | 0 | 0 | 0 | 0 | 0 | 0 | 0 | 0 | 0 | 0 | 0 | 0 | 0 | 0 | 0 | 0 | 0 | 0 | 0 | 0 | 0 | 0 | 0 | 0 | 0 | 0 | 0 | 0 | 0 | 0 | 0 | 0 | 0 | 0 | 0 | 0 | 0 | 0 | 0 | 0 | 0 | 0 | 0 | 0 | 0 | 0 | 0 | 0 | 0 | 1 | 0 | 0 | 0 |  | 0 | 0 | 0 | 0 | 0 | 0 | 0 | 0 | 0 | 0 | 0 | 0 | 0 | 0 | 0 | 0 | 0 | 0 | 0 | 0 | 0 | 0 | 0 | 0 | 0 | 0 | 0 | 0 | 0 | 0 | 0 | 0 | 0 | 0 | 0 | 0 | 0 | 0 | 0 | 100 | 556 | 340 | 141 | 0 | 1 | 0 | 0 | 0 | 0 | 0 | 0 | 2991.198 | 4231.8049 | 3598.6331 | Gates-Panoche 230 kV #1 and #2 Lines | Gates-Panoche 230 kV #1 and #2 Lines | Gates-Panoche 230 kV #1 and #2 Lines |  | 0 | 0 | 0 | 0 | 0 | 0 | 2991.198 | 4231.8049 | 3598.6331 | Gates-Panoche 230 kV #1 and #2 Lines | Gates-Panoche 230 kV #1 and #2 Lines | Gates-Panoche 230 kV #1 and #2 Lines |  | 1 | 1 | NO | 1 | 1 | 1 | NO | 1
PG&E Kern Study Area | Midway | 230 | 0 | 0 | 0 | 0 | 0 | 0 | 0 | 0 | 0 | 0 | 0 | 0 | 0 | 0 | 0 | 0 | 0 | 0 | 0 | 0 | 0 | 0 | 0 | 0 | 0 | 0 | 0 | 0 | 0 | 0 | 0 | 0 | 0 | 0 | 0 | 0 | 0 | 0 | 0 | 0 | 0 | 0 | 0 | 0 | 0 | 0 | 0 | 0 | 0 | 0 | 0 | 0 | 0 | 0 | 0 | 0 | 0 | 0 | 0 | 0 | 0 | 0 | 0 | 0 | 0 | 0 | 0 | 0 | 0 | 0 | 0 | 0 | 0 | 0 | 0 | 0 | 1 | 0 | 0 | 0 | 0 | 0 | 0 | 0 | 0 | 1 | 1 | 0 | 0 | 0 | 0 | 0 | 0 | 0 | 0 | 0 | 0 | 0 | 0 | 0 | 0 | 0 | 0 | 0 | 0 | 0 | 0 | 0 |  | 0 | 0 | 0 | 0 | 0 | 0 | 0 | 0 | 0 | 0 | 0 | 0 | 0 | 0 | 0 | 0 | 0 | 0 | 0 | 0 | 0 | 0 | 0 | 0 | 0 | 0 | 0 | 0 | 0 | 0 | 0 | 0 | 0 | 0 | 0 | 0 | 0 | 0 | 0 | 0 | 0 | 0 | 0 | 0 | 0 | 2 | 0 | 1 | 0 | 1 | 0 | -1260.48 | -1054.844 | -926.9943 | Midway-Q2005 230kV Line | Midway-Q2005 230kV Line | Midway-Q2005 230kV Line |  | 0 | 0 | 0 | 0 | 0 | 0 | 71.981 | 208.4702 | 35.0057 | Gates 500/230kV TB #11 | Gates 500/230kV TB #11 | Midway-Q2005 230kV Line |  | 5 | 1 | YES | 2 | 5 | 1 | YES | 2
PG&E Kern Study Area | Midway | 115 | 0 | 0 | 0 | 0 | 0 | 0 | 0 | 0 | 0 | 0 | 0 | 0 | 0 | 0 | 0 | 0 | 0 | 0 | 0 | 0 | 0 | 0 | 0 | 0 | 0 | 0 | 0 | 0 | 0 | 0 | 0 | 0 | 0 | 0 | 0 | 0 | 0 | 0 | 0 | 0 | 0 | 0 | 0 | 0 | 0 | 0 | 0 | 0 | 0 | 0 | 0 | 0 | 0 | 0 | 0 | 0 | 0 | 0 | 0 | 0 | 0 | 0 | 0 | 0 | 0 | 0 | 0 | 0 | 0 | 0 | 0 | 0 | 0 | 0 | 0 | 1 | 1 | 0 | 0 | 0 | 0 | 0 | 1 | 1 | 0 | 1 | 1 | 0 | 0 | 0 | 0 | 0 | 0 | 0 | 0 | 0 | 0 | 0 | 0 | 0 | 0 | 0 | 0 | 0 | 0 | 0 | 0 | 0 |  | 0 | 0 | 0 | 0 | 0 | 0 | 0 | 0 | 0 | 0 | 0 | 0 | 0 | 0 | 0 | 0 | 0 | 0 | 0 | 0 | 0 | 0 | 0 | 0 | 0 | 0 | 0 | 0 | 0 | 0 | 0 | 0 | 0 | 0 | 0 | 0 | 0 | 0 | 0 | 200 | 148 | 80 | 1 | 0 | 1 | 3 | 0 | 2 | 0 | 2 | 0 | -1260.48 | -1054.844 | -926.9943 | Midway-Q2005 230kV Line | Midway-Q2005 230kV Line | Midway-Q2005 230kV Line |  | 0 | 0 | 0 | 0 | 0 | 1 | 71.981 | 35.1401 | -65.5292 | Gates 500/230kV TB #11 | Semitropic-Midway 115kV Line | Oceano-Calendar 115kV line |  | 5 | 1 | YES | 2 | 5 | 3 | YES | 3
SDG&E Study Area | Miguel | 500 | 0 | 0 | 0 | 0 | 0 | 0 | 0 | 0 | 0 | 0 | 0 | 0 | 0 | 0 | 0 | 0 | 0 | 0 | 0 | 0 | 0 | 0 | 0 | 0 | 0 | 0 | 0 | 0 | 1 | 0 | 1 | 1 | 1 | 1 | 1 | 0 | 1 | 0 | 0 | 1 | 1 | 1 | 0 | 0 | 0 | 0 | 0 | 0 | 0 | 0 | 0 | 0 | 0 | 0 | 0 | 0 | 0 | 0 | 0 | 0 | 0 | 0 | 0 | 0 | 0 | 0 | 0 | 0 | 0 | 0 | 0 | 0 | 0 | 0 | 0 | 0 | 0 | 0 | 0 | 0 | 0 | 0 | 0 | 0 | 0 | 0 | 0 | 0 | 0 | 0 | 0 | 0 | 0 | 0 | 0 | 0 | 0 | 0 | 0 | 0 | 0 | 0 | 0 | 0 | 0 | 0 | 0 | 3 |  | 0 | 0 | 0 | 0 | 0 | 0 | 0 | 0 | 0 | 0 | 0 | 0 | 0 | 0 | 0 | 0 | 0 | 0 | 0 | 0 | 0 | 0 | 0 | 0 | 0 | 0 | 0 | 0 | 0 | 0 | 0 | 0 | 0 | 0 | 0 | 0 | 0 | 0 | 0 | 0 | 0 | 0 | 0 | 0 | 0 | 5 | 0 | 1 | 0 | 0 | 0 | -1715.6208 | -63.75 | 296.5564 | Lugo - Victorville area constraint | Silvergate - Bay Blvd 230 kV constraint | Miguel 69 kV constraint |  | 0 | 0 | 0 | 0 | 0 | 0 | 1.09 | 197.5523 | 296.5564 | Encina - San Luis Rey 230 kV constraint | Miguel 69 kV constraint | Miguel 69 kV constraint |  | 5 | 1 | YES | 2 | 1 | 1 | NO | 1
SDG&E Study Area | Miguel | 230 | 0 | 0 | 0 | 0 | 0 | 0 | 0 | 0 | 0 | 0 | 0 | 0 | 0 | 0 | 0 | 0 | 0 | 0 | 0 | 0 | 0 | 0 | 0 | 0 | 0 | 0 | 0 | 0 | 0 | 0 | 1 | 1 | 1 | 1 | 1 | 0 | 1 | 0 | 0 | 1 | 1 | 1 | 0 | 0 | 0 | 0 | 0 | 0 | 0 | 0 | 0 | 0 | 0 | 0 | 0 | 0 | 0 | 0 | 0 | 0 | 0 | 0 | 0 | 0 | 0 | 0 | 0 | 0 | 0 | 0 | 0 | 0 | 0 | 0 | 0 | 0 | 0 | 0 | 0 | 0 | 0 | 0 | 0 | 0 | 0 | 0 | 0 | 0 | 0 | 0 | 0 | 0 | 0 | 0 | 0 | 0 | 0 | 0 | 0 | 0 | 0 | 0 | 0 | 0 | 0 | 0 | 0 | 3 |  | 0 | 0 | 0 | 0 | 0 | 0 | 0 | 0 | 0 | 0 | 0 | 0 | 0 | 0 | 0 | 0 | 0 | 0 | 0 | 0 | 0 | 0 | 0 | 0 | 0 | 0 | 9.75 | 0 | 0 | 1 | 0 | 0 | 0 | 0 | 0 | 0 | 0 | 0 | 0 | 0 | 0 | 9.75 | 0 | 0 | 1 | 4 | 0 | 1 | 0 | 0 | 0 | -627.41 | -63.75 | 296.5564 | Silvergate - Bay Blvd 230 kV constraint | Silvergate - Bay Blvd 230 kV constraint | Miguel 69 kV constraint |  | 0 | 0 | 0 | 0 | 0 | 0 | 1.09 | 197.5523 | 296.5564 | Encina - San Luis Rey 230 kV constraint | Miguel 69 kV constraint | Miguel 69 kV constraint |  | 5 | 1 | YES | 2 | 1 | 1 | NO | 1
PG&E Greater Bay Study Area | Miller | 115 | 0 | 0 | 0 | 0 | 0 | 0 | 0 | 0 | 0 | 0 | 0 | 0 | 0 | 0 | 0 | 0 | 0 | 0 | 0 | 0 | 0 | 0 | 0 | 0 | 0 | 0 | 0 | 0 | 0 | 0 | 0 | 0 | 0 | 0 | 0 | 0 | 0 | 0 | 0 | 0 | 0 | 0 | 0 | 0 | 0 | 0 | 0 | 0 | 0 | 0 | 1 | 0 | 0 | 0 | 0 | 0 | 0 | 0 | 0 | 0 | 1 | 0 | 1 | 0 | 1 | 0 | 0 | 0 | 1 | 0 | 0 | 0 | 0 | 1 | 0 | 0 | 0 | 0 | 0 | 0 | 0 | 0 | 0 | 0 | 0 | 0 | 0 | 0 | 0 | 0 | 0 | 0 | 0 | 0 | 0 | 0 | 0 | 0 | 0 | 0 | 0 | 0 | 0 | 0 | 0 | 0 | 0 | 0 |  | 0 | 0 | 0 | 0 | 0 | 0 | 0 | 0 | 0 | 0 | 0 | 0 | 0 | 0 | 0 | 0 | 0 | 0 | 0 | 0 | 0 | 0 | 0 | 0 | 0 | 0 | 0 | 0 | 0 | 0 | 0 | 0 | 0 | 0 | 0 | 0 | 0 | 0 | 0 | 0 | 0 | 0 | 0 | 0 | 0 | 0 | 0 | 0 | 0 | 0 | 0 | 3.859 | 102.156 | 280.6464 | Kasson Jct-Heinz 115 kV line | Kasson Jct-Heinz 115 kV line | Kasson Jct-Heinz 115 kV line |  | 0 | 0 | 0 | 0 | 0 | 0 | 3.859 | 102.156 | 280.6464 | Kasson Jct-Heinz 115 kV line | Kasson Jct-Heinz 115 kV line | Kasson Jct-Heinz 115 kV line |  | 1 | 1 | NO | 1 | 1 | 1 | NO | 1
SCE Metro Study Area | Mira Loma | 500 | 0 | 0 | 0 | 0 | 0 | 0 | 0 | 0 | 0 | 0 | 0 | 0 | 1 | 0 | 0 | 0 | 0 | 0 | 0 | 0 | 0 | 0 | 0 | 0 | 0 | 0 | 0 | 0 | 0 | 0 | 0 | 0 | 0 | 0 | 0 | 0 | 0 | 0 | 0 | 0 | 0 | 0 | 0 | 0 | 0 | 0 | 0 | 0 | 0 | 0 | 0 | 0 | 0 | 0 | 0 | 0 | 0 | 0 | 0 | 0 | 0 | 0 | 0 | 0 | 0 | 0 | 0 | 0 | 0 | 0 | 0 | 0 | 0 | 0 | 0 | 0 | 0 | 0 | 0 | 0 | 0 | 0 | 0 | 0 | 0 | 0 | 0 | 0 | 0 | 0 | 0 | 0 | 0 | 0 | 0 | 0 | 0 | 0 | 0 | 0 | 0 | 0 | 0 | 0 | 0 | 0 | 0 | 0 |  | 0 | 0 | 0 | 0 | 0 | 0 | 0 | 0 | 0 | 0 | 0 | 0 | 0 | 0 | 0 | 0 | 0 | 0 | 0 | 0 | 0 | 0 | 0 | 0 | 0 | 0 | 0 | 0 | 0 | 0 | 0 | 0 | 0 | 0 | 0 | 0 | 0 | 0 | 0 | 0 | 0 | 0 | 0 | 0 | 0 | 0 | 0 | 0 | 0 | 0 | 0 | 11590.638 | 12647.921 | 15842.11 | SCE Metro Area Default Constraint | SCE Metro Area Default Constraint | SCE Metro Area Default Constraint |  | 0 | 0 | 0 | 0 | 0 | 0 | 11590.638 | 12647.921 | 15842.11 | SCE Metro Area Default Constraint | SCE Metro Area Default Constraint | SCE Metro Area Default Constraint |  | 1 | 1 | NO | 1 | 1 | 1 | NO | 1
SCE Metro Study Area | Mira Loma | 230 | 0 | 0 | 0 | 0 | 0 | 0 | 0 | 0 | 0 | 0 | 0 | 0 | 1 | 0 | 0 | 0 | 0 | 0 | 0 | 0 | 0 | 0 | 0 | 0 | 0 | 0 | 0 | 0 | 0 | 0 | 0 | 0 | 0 | 0 | 0 | 0 | 0 | 0 | 0 | 0 | 0 | 0 | 0 | 0 | 0 | 0 | 0 | 0 | 0 | 0 | 0 | 0 | 0 | 0 | 0 | 0 | 0 | 0 | 0 | 0 | 0 | 0 | 0 | 0 | 0 | 0 | 0 | 0 | 0 | 0 | 0 | 0 | 0 | 0 | 0 | 0 | 0 | 0 | 0 | 0 | 0 | 0 | 0 | 0 | 0 | 0 | 0 | 0 | 0 | 0 | 0 | 0 | 0 | 0 | 0 | 0 | 0 | 0 | 0 | 0 | 0 | 0 | 0 | 0 | 0 | 0 | 0 | 0 |  | 0 | 0 | 0 | 0 | 0 | 0 | 0 | 0 | 0 | 0 | 0 | 0 | 0 | 0 | 0 | 0 | 0 | 0 | 0 | 0 | 0 | 0 | 0 | 0 | 0 | 0 | 85 | 0 | 0 | 1 | 0 | 0 | 0 | 0 | 0 | 0 | 0 | 0 | 0 | 0 | 0 | 285 | 100 | 0 | 1 | 0 | 0 | 0 | 0 | 0 | 0 | 11590.638 | 12647.921 | 15842.11 | SCE Metro Area Default Constraint | SCE Metro Area Default Constraint | SCE Metro Area Default Constraint |  | 0 | 0 | 0 | 0 | 0 | 0 | 11590.638 | 12647.921 | 15842.11 | SCE Metro Area Default Constraint | SCE Metro Area Default Constraint | SCE Metro Area Default Constraint |  | 1 | 1 | NO | 1 | 1 | 1 | NO | 1
SCE Eastern Study Area | Mirage | 230 | 0 | 0 | 0 | 0 | 0 | 0 | 0 | 0 | 0 | 0 | 0 | 0 | 0 | 0 | 0 | 0 | 0 | 0 | 0 | 0 | 0 | 1 | 0 | 1 | 0 | 1 | 0 | 0 | 0 | 0 | 0 | 0 | 0 | 0 | 0 | 0 | 0 | 0 | 0 | 0 | 0 | 0 | 0 | 0 | 0 | 0 | 0 | 0 | 0 | 0 | 0 | 0 | 0 | 0 | 0 | 0 | 0 | 0 | 0 | 0 | 0 | 0 | 0 | 0 | 0 | 0 | 0 | 0 | 0 | 0 | 0 | 0 | 0 | 0 | 0 | 0 | 0 | 0 | 0 | 0 | 0 | 0 | 0 | 0 | 0 | 0 | 0 | 0 | 0 | 0 | 0 | 0 | 0 | 0 | 0 | 0 | 0 | 0 | 0 | 0 | 0 | 0 | 0 | 0 | 0 | 0 | 0 | 2 |  | 45 | 0 | 0 | 0 | 0 | 0 | 0 | 0 | 0 | 0 | 132 | 100 | 0 | 0 | 1 | 0 | 0 | 0 | 0 | 0 | 0 | 0 | 0 | 0 | 0 | 0 | 50 | 0 | 0 | 1 | 790 | 0 | 0 | 0 | 0 | 0 | 0 | 0 | 0 | 0 | 0 | 50 | 0 | 0 | 1 | 0 | 1 | 0 | 0 | 0 | 0 | -2124.047 | 1720.3875 | 7720.083 | Devers-Red Bluff Constraint | Devers-Red Bluff Constraint | Devers-Red Bluff Constraint |  | 0 | 1 | 0 | 0 | 0 | 0 | -2124.047 | 1720.3875 | 7720.083 | Devers-Red Bluff Constraint | Devers-Red Bluff Constraint | Devers-Red Bluff Constraint |  | 4 | 4 | NO | 4 | 1 | 1 | NO | 1
SDG&E Study Area | Mission | 230 | 0 | 0 | 0 | 0 | 0 | 0 | 0 | 0 | 0 | 0 | 0 | 0 | 0 | 0 | 0 | 0 | 0 | 0 | 0 | 0 | 0 | 0 | 0 | 0 | 0 | 0 | 0 | 0 | 0 | 0 | 0 | 0 | 1 | 0 | 1 | 0 | 1 | 0 | 0 | 0 | 0 | 0 | 0 | 0 | 0 | 0 | 0 | 0 | 0 | 0 | 0 | 0 | 0 | 0 | 0 | 0 | 0 | 0 | 0 | 0 | 0 | 0 | 0 | 0 | 0 | 0 | 0 | 0 | 0 | 0 | 0 | 0 | 0 | 0 | 0 | 0 | 0 | 0 | 0 | 0 | 0 | 0 | 0 | 0 | 0 | 0 | 0 | 0 | 0 | 0 | 0 | 0 | 0 | 0 | 0 | 0 | 0 | 0 | 0 | 0 | 0 | 0 | 0 | 0 | 0 | 0 | 0 | 3 |  | 0 | 0 | 0 | 0 | 0 | 0 | 0 | 0 | 0 | 0 | 0 | 10 | 10 | 0 | 1 | 0 | 0 | 0 | 0 | 0 | 0 | 0 | 0 | 0 | 0 | 0 | 9 | 0 | 0 | 1 | 0 | 0 | 0 | 0 | 0 | 0 | 0 | 0 | 0 | 0 | 0 | 9 | 0 | 0 | 1 | 0 | 0 | 0 | 0 | 0 | 0 | 1.09 | 1089.75 | 1818.31 | Encina - San Luis Rey 230 kV constraint | Encina - San Luis Rey 230 kV constraint | Internal San Diego Area constraint |  | 0 | 0 | 0 | 0 | 0 | 0 | 1.09 | 1089.75 | 1818.31 | Encina - San Luis Rey 230 kV constraint | Encina - San Luis Rey 230 kV constraint | Internal San Diego Area constraint |  | 1 | 1 | NO | 1 | 1 | 1 | NO | 1
PG&E Greater Bay Study Area | Mi-Wuk | 115 | 0 | 0 | 0 | 0 | 0 | 0 | 0 | 0 | 0 | 0 | 0 | 0 | 0 | 0 | 0 | 0 | 0 | 0 | 0 | 0 | 0 | 0 | 0 | 0 | 0 | 0 | 0 | 0 | 0 | 0 | 0 | 0 | 0 | 0 | 0 | 0 | 0 | 0 | 0 | 0 | 0 | 0 | 0 | 0 | 0 | 0 | 0 | 0 | 0 | 0 | 0 | 0 | 0 | 0 | 0 | 0 | 0 | 0 | 0 | 0 | 0 | 0 | 1 | 0 | 0 | 0 | 0 | 0 | 0 | 0 | 0 | 0 | 0 | 0 | 0 | 0 | 0 | 0 | 0 | 0 | 0 | 0 | 0 | 0 | 0 | 0 | 0 | 0 | 0 | 0 | 0 | 0 | 0 | 0 | 0 | 0 | 0 | 0 | 0 | 0 | 0 | 0 | 0 | 0 | 0 | 0 | 0 | 0 |  | 0 | 0 | 0 | 0 | 0 | 0 | 0 | 0 | 0 | 0 | 0 | 0 | 0 | 0 | 0 | 0 | 0 | 0 | 0 | 0 | 0 | 0 | 0 | 0 | 0 | 0 | 0 | 0 | 0 | 0 | 0 | 0 | 0 | 0 | 0 | 0 | 0 | 0 | 0 | 0 | 0 | 0 | 0 | 0 | 0 | 0 | 0 | 0 | 0 | 0 | 0 | 3.859 | 102.156 | 280.6464 | Kasson Jct-Heinz 115 kV line | Kasson Jct-Heinz 115 kV line | Kasson Jct-Heinz 115 kV line |  | 0 | 0 | 0 | 0 | 0 | 0 | 3.859 | 102.156 | 280.6464 | Kasson Jct-Heinz 115 kV line | Kasson Jct-Heinz 115 kV line | Kasson Jct-Heinz 115 kV line |  | 1 | 1 | NO | 1 | 1 | 1 | NO | 1
East of Pisgah Study Area | Mohave | 500 | 0 | 0 | 0 | 0 | 0 | 0 | 0 | 0 | 0 | 0 | 0 | 0 | 0 | 0 | 0 | 0 | 0 | 0 | 0 | 0 | 0 | 0 | 0 | 0 | 0 | 0 | 0 | 0 | 1 | 0 | 0 | 0 | 0 | 0 | 0 | 0 | 0 | 0 | 0 | 0 | 0 | 0 | 0 | 0 | 0 | 0 | 0 | 0 | 0 | 0 | 0 | 0 | 0 | 0 | 0 | 0 | 0 | 0 | 0 | 0 | 0 | 0 | 0 | 0 | 0 | 0 | 0 | 0 | 0 | 0 | 0 | 0 | 0 | 0 | 0 | 0 | 0 | 0 | 0 | 0 | 0 | 0 | 0 | 0 | 0 | 0 | 0 | 0 | 0 | 0 | 0 | 0 | 0 | 0 | 0 | 0 | 0 | 0 | 0 | 0 | 0 | 0 | 0 | 0 | 0 | 0 | 0 | 0 |  | 0 | 0 | 0 | 0 | 0 | 0 | 0 | 0 | 0 | 0 | 0 | 0 | 0 | 0 | 0 | 0 | 0 | 0 | 0 | 0 | 0 | 0 | 0 | 0 | 0 | 0 | 0 | 0 | 0 | 0 | 0 | 0 | 0 | 0 | 0 | 0 | 0 | 0 | 0 | 0 | 700 | 500 | 0 | 0 | 1 | 1 | 0 | 0 | 0 | 0 | 0 | -1715.6208 | 2675.9204 | 3685.482 | Lugo - Victorville area constraint | Lugo - Victorville area constraint | Lugo - Victorville area constraint |  | 0 | 0 | 0 | 0 | 0 | 0 | 5084.3792 | 9475.9204 | 10485.482 | Lugo - Victorville area constraint | Lugo - Victorville area constraint | Lugo - Victorville area constraint |  | 5 | 1 | YES | 2 | 1 | 1 | NO | 1
PG&E North of Greater Bay Study Area | Monroe | 115 | 0 | 0 | 0 | 0 | 0 | 0 | 0 | 0 | 0 | 0 | 0 | 0 | 0 | 0 | 0 | 0 | 0 | 0 | 0 | 0 | 0 | 0 | 0 | 0 | 0 | 0 | 0 | 0 | 0 | 0 | 0 | 0 | 0 | 0 | 0 | 0 | 0 | 0 | 0 | 0 | 0 | 0 | 0 | 0 | 0 | 0 | 1 | 0 | 0 | 0 | 0 | 0 | 0 | 0 | 0 | 0 | 1 | 0 | 0 | 0 | 0 | 0 | 0 | 0 | 0 | 0 | 0 | 0 | 0 | 0 | 0 | 0 | 0 | 0 | 0 | 0 | 0 | 0 | 0 | 0 | 0 | 0 | 0 | 0 | 0 | 0 | 0 | 0 | 0 | 0 | 0 | 0 | 0 | 0 | 0 | 0 | 0 | 0 | 0 | 0 | 0 | 0 | 0 | 0 | 0 | 0 | 0 | 1 |  | 0 | 0 | 0 | 0 | 0 | 0 | 0 | 0 | 0 | 0 | 0 | 0 | 0 | 0 | 0 | 0 | 0 | 0 | 0 | 0 | 0 | 0 | 0 | 0 | 0 | 0 | 0 | 0 | 0 | 0 | 0 | 0 | 0 | 0 | 0 | 0 | 0 | 0 | 0 | 0 | 0 | 0 | 0 | 0 | 0 | 0 | 0 | 0 | 0 | 0 | 0 | 1323.544 | 1340.7048 | 532.0172 | Cortina-Eagle Rock 115 kV line | Lakeville-Ignacio 230 kV line | Lakeville-Ignacio 230 kV line |  | 0 | 0 | 0 | 0 | 0 | 0 | 1323.544 | 1340.7048 | 532.0172 | Cortina-Eagle Rock 115 kV line | Lakeville-Ignacio 230 kV line | Lakeville-Ignacio 230 kV line |  | 1 | 1 | NO | 1 | 1 | 1 | NO | 1
PG&E Greater Bay Study Area | Monta Vista | 230 | 0 | 0 | 0 | 0 | 0 | 0 | 0 | 0 | 0 | 0 | 0 | 0 | 0 | 0 | 0 | 0 | 0 | 0 | 0 | 0 | 0 | 0 | 0 | 0 | 0 | 0 | 0 | 0 | 0 | 0 | 0 | 0 | 0 | 0 | 0 | 0 | 0 | 0 | 0 | 0 | 0 | 0 | 0 | 0 | 0 | 0 | 0 | 0 | 0 | 0 | 0 | 0 | 0 | 0 | 0 | 0 | 0 | 1 | 0 | 0 | 0 | 0 | 0 | 0 | 1 | 0 | 0 | 0 | 0 | 0 | 0 | 1 | 0 | 0 | 0 | 0 | 0 | 0 | 0 | 0 | 0 | 0 | 0 | 0 | 0 | 0 | 0 | 0 | 0 | 0 | 0 | 0 | 0 | 0 | 0 | 0 | 0 | 0 | 0 | 0 | 0 | 0 | 0 | 0 | 0 | 0 | 0 | 2 |  | 0 | 0 | 0 | 0 | 0 | 0 | 0 | 0 | 0 | 0 | 0 | 0 | 0 | 0 | 0 | 0 | 0 | 0 | 0 | 0 | 0 | 0 | 0 | 0 | 0 | 0 | 0 | 0 | 0 | 0 | 0 | 0 | 0 | 0 | 0 | 0 | 0 | 0 | 0 | 0 | 0 | 0 | 0 | 0 | 0 | 0 | 0 | 0 | 0 | 0 | 0 | 1192.8067 | 2647.9926 | 4923.0604 | Tesla-Bellota 230 kV line | Tesla-Bellota 230 kV line | Sobrante-Moraga 230 kV line |  | 0 | 0 | 0 | 0 | 0 | 0 | 1192.8067 | 2647.9926 | 4923.0604 | Tesla-Bellota 230 kV line | Tesla-Bellota 230 kV line | Sobrante-Moraga 230 kV line |  | 1 | 1 | NO | 1 | 1 | 1 | NO | 1
PG&E North of Greater Bay Study Area | Monticello | 115 | 0 | 0 | 0 | 0 | 0 | 0 | 0 | 0 | 0 | 0 | 0 | 0 | 0 | 0 | 0 | 0 | 0 | 0 | 0 | 0 | 0 | 0 | 0 | 0 | 0 | 0 | 0 | 0 | 0 | 0 | 0 | 0 | 0 | 0 | 0 | 0 | 0 | 0 | 0 | 0 | 0 | 0 | 0 | 0 | 0 | 0 | 0 | 0 | 0 | 0 | 0 | 0 | 0 | 0 | 0 | 1 | 0 | 0 | 0 | 0 | 0 | 0 | 0 | 0 | 0 | 0 | 0 | 0 | 0 | 0 | 0 | 0 | 0 | 0 | 0 | 0 | 0 | 0 | 0 | 0 | 0 | 0 | 0 | 0 | 0 | 0 | 0 | 0 | 0 | 0 | 0 | 0 | 0 | 0 | 0 | 0 | 0 | 0 | 0 | 0 | 0 | 0 | 0 | 0 | 0 | 0 | 0 | 1 |  | 0 | 0 | 0 | 0 | 0 | 0 | 0 | 0 | 0 | 0 | 0 | 0 | 0 | 0 | 0 | 0 | 0 | 0 | 0 | 0 | 0 | 0 | 0 | 0 | 0 | 0 | 0 | 0 | 0 | 0 | 0 | 0 | 0 | 0 | 0 | 0 | 0 | 0 | 0 | 0 | 0 | 0 | 0 | 0 | 0 | 0 | 0 | 0 | 0 | 0 | 0 | 2675.55 | 2778.938 | 2559.14 | Eastshore-San Mateo 230 kV line | Eastshore-San Mateo 230 kV line | Eastshore-San Mateo 230 kV line |  | 0 | 0 | 0 | 0 | 0 | 0 | 2675.55 | 2778.938 | 2559.14 | Eastshore-San Mateo 230 kV line | Eastshore-San Mateo 230 kV line | Eastshore-San Mateo 230 kV line |  | 1 | 1 | NO | 1 | 1 | 1 | NO | 1
SCE Northern Area | Moorpark | 230 | 0 | 0 | 1 | 0 | 1 | 0 | 1 | 0 | 0 | 0 | 0 | 0 | 0 | 0 | 0 | 0 | 0 | 0 | 0 | 0 | 0 | 0 | 0 | 0 | 0 | 0 | 0 | 0 | 1 | 0 | 0 | 0 | 0 | 0 | 0 | 0 | 0 | 0 | 0 | 0 | 0 | 0 | 0 | 0 | 0 | 0 | 0 | 0 | 0 | 0 | 0 | 0 | 0 | 0 | 0 | 0 | 0 | 0 | 0 | 0 | 0 | 0 | 0 | 0 | 0 | 0 | 0 | 0 | 0 | 0 | 0 | 0 | 0 | 0 | 0 | 0 | 0 | 0 | 0 | 0 | 0 | 0 | 0 | 0 | 0 | 0 | 0 | 0 | 0 | 0 | 0 | 0 | 0 | 0 | 0 | 0 | 0 | 0 | 0 | 0 | 0 | 0 | 0 | 0 | 0 | 0 | 0 | 0 |  | 0 | 0 | 0 | 0 | 0 | 0 | 0 | 0 | 0 | 0 | 0 | 0 | 0 | 0 | 0 | 0 | 0 | 0 | 0 | 0 | 0 | 0 | 0 | 0 | 0 | 0 | 134.9 | 0 | 0 | 1 | 0 | 0 | 0 | 0 | 0 | 0 | 0 | 0 | 0 | 0 | 0 | 434.9 | 0 | 0 | 1 | 2 | 0 | 1 | 0 | 0 | 0 | -1715.6208 | -34.6371 | 1455.259 | Lugo - Victorville area constraint | South of Magunden Constraint | South of Magunden Constraint |  | 1 | 0 | 1 | 0 | 0 | 0 | -596.4338 | -34.6371 | 1455.259 | South of Magunden Constraint | South of Magunden Constraint | South of Magunden Constraint |  | 5 | 5 | NO | 5 | 1 | 1 | NO | 1
PG&E Greater Bay Study Area | Moraga | 230 | 0 | 0 | 0 | 0 | 0 | 0 | 0 | 0 | 0 | 0 | 0 | 0 | 0 | 0 | 0 | 0 | 0 | 0 | 0 | 0 | 0 | 0 | 0 | 0 | 0 | 0 | 0 | 0 | 0 | 0 | 0 | 0 | 0 | 0 | 0 | 0 | 0 | 0 | 0 | 0 | 0 | 0 | 0 | 0 | 1 | 0 | 0 | 0 | 0 | 0 | 0 | 0 | 0 | 0 | 0 | 1 | 0 | 1 | 1 | 1 | 1 | 0 | 0 | 0 | 1 | 0 | 1 | 0 | 0 | 0 | 0 | 0 | 0 | 1 | 0 | 0 | 0 | 0 | 0 | 0 | 0 | 0 | 0 | 0 | 0 | 0 | 0 | 0 | 0 | 0 | 0 | 0 | 0 | 0 | 0 | 0 | 0 | 0 | 0 | 0 | 0 | 0 | 0 | 0 | 0 | 0 | 0 | 2 |  | 0 | 0 | 0 | 0 | 0 | 0 | 0 | 0 | 0 | 0 | 0 | 0 | 0 | 0 | 0 | 0 | 0 | 0 | 0 | 0 | 0 | 0 | 0 | 0 | 0 | 0 | 0 | 0 | 0 | 0 | 0 | 0 | 0 | 0 | 0 | 0 | 0 | 0 | 0 | 0 | 0 | 0 | 0 | 0 | 0 | 2 | 0 | 0 | 0 | 0 | 0 | -836.7415 | 193.7277 | 921.9913 | Vaca Dixon-Tesla 500kV Line | Vaca Dixon-Tesla 500kV Line | Windmaster-Delta pumps 230 kV line |  | 1 | 0 | 0 | 0 | 0 | 0 | -133.2328 | 381.3403 | 921.9913 | Windmaster-Delta pumps 230 kV line | Windmaster-Delta pumps 230 kV line | Windmaster-Delta pumps 230 kV line |  | 5 | 5 | NO | 5 | 1 | 1 | NO | 1
PG&E Greater Bay Study Area | Moraga | 115 | 0 | 0 | 0 | 0 | 0 | 0 | 0 | 0 | 0 | 0 | 0 | 0 | 0 | 0 | 0 | 0 | 0 | 0 | 0 | 0 | 0 | 0 | 0 | 0 | 0 | 0 | 0 | 0 | 0 | 0 | 0 | 0 | 0 | 0 | 0 | 0 | 0 | 0 | 0 | 0 | 0 | 0 | 0 | 0 | 0 | 0 | 0 | 0 | 0 | 0 | 0 | 0 | 0 | 0 | 1 | 1 | 0 | 1 | 1 | 1 | 1 | 0 | 0 | 1 | 1 | 0 | 1 | 0 | 0 | 0 | 0 | 0 | 0 | 1 | 0 | 0 | 0 | 0 | 0 | 0 | 0 | 0 | 0 | 0 | 0 | 0 | 0 | 0 | 0 | 0 | 0 | 0 | 0 | 0 | 0 | 0 | 0 | 0 | 0 | 0 | 0 | 0 | 0 | 0 | 0 | 0 | 0 | 3 |  | 0 | 0 | 0 | 0 | 0 | 0 | 0 | 0 | 0 | 0 | 0 | 0 | 0 | 0 | 0 | 0 | 0 | 0 | 0 | 0 | 0 | 0 | 0 | 0 | 0 | 0 | 0 | 0 | 0 | 0 | 0 | 0 | 0 | 0 | 0 | 0 | 0 | 0 | 0 | 0 | 0 | 0 | 0 | 0 | 0 | 1 | 0 | 0 | 0 | 0 | 0 | -133.2328 | 381.3403 | 921.9913 | Windmaster-Delta pumps 230 kV line | Windmaster-Delta pumps 230 kV line | Windmaster-Delta pumps 230 kV line |  | 1 | 0 | 0 | 0 | 0 | 0 | -133.2328 | 381.3403 | 921.9913 | Windmaster-Delta pumps 230 kV line | Windmaster-Delta pumps 230 kV line | Windmaster-Delta pumps 230 kV line |  | 5 | 5 | NO | 5 | 1 | 1 | NO | 1
PG&E Greater Bay Study Area | Morgan Hill | 115 | 0 | 0 | 0 | 0 | 0 | 0 | 0 | 0 | 0 | 0 | 0 | 0 | 0 | 0 | 0 | 0 | 0 | 0 | 0 | 0 | 0 | 0 | 0 | 0 | 0 | 0 | 0 | 0 | 0 | 0 | 0 | 0 | 0 | 0 | 0 | 0 | 0 | 0 | 0 | 0 | 0 | 0 | 0 | 0 | 0 | 0 | 0 | 0 | 0 | 0 | 0 | 0 | 0 | 0 | 0 | 0 | 0 | 1 | 0 | 0 | 1 | 0 | 0 | 0 | 1 | 0 | 0 | 0 | 0 | 0 | 0 | 1 | 1 | 0 | 0 | 0 | 0 | 0 | 0 | 0 | 0 | 0 | 0 | 0 | 0 | 0 | 0 | 0 | 0 | 0 | 0 | 0 | 0 | 0 | 0 | 0 | 0 | 0 | 0 | 0 | 0 | 0 | 0 | 0 | 0 | 0 | 0 | 2 |  | 0 | 0 | 0 | 0 | 0 | 0 | 0 | 0 | 0 | 0 | 0 | 0 | 0 | 0 | 0 | 0 | 0 | 0 | 0 | 0 | 0 | 0 | 0 | 0 | 0 | 0 | 0 | 0 | 0 | 0 | 0 | 0 | 0 | 0 | 0 | 0 | 0 | 0 | 0 | 0 | 0 | 0 | 0 | 0 | 0 | 1 | 0 | 0 | 0 | 0 | 0 | -299.3 | 6.45 | 925.5 | Morganhill-Metcalf 115kV Line | Morganhill-Metcalf 115kV Line | Morganhill-Metcalf 115kV Line |  | 1 | 0 | 0 | 0 | 0 | 0 | -299.3 | 6.45 | 925.5 | Morganhill-Metcalf 115kV Line | Morganhill-Metcalf 115kV Line | Morganhill-Metcalf 115kV Line |  | 5 | 5 | NO | 5 | 1 | 1 | NO | 1
PG&E Kern Study Area | Morro Bay (Proposed) | 500 | 0 | 0 | 0 | 0 | 0 | 0 | 0 | 0 | 0 | 0 | 0 | 0 | 0 | 0 | 0 | 0 | 0 | 0 | 0 | 0 | 0 | 0 | 0 | 0 | 0 | 0 | 0 | 0 | 0 | 0 | 0 | 0 | 0 | 0 | 0 | 0 | 0 | 0 | 0 | 0 | 0 | 0 | 0 | 0 | 0 | 0 | 0 | 0 | 0 | 0 | 0 | 0 | 0 | 0 | 0 | 0 | 0 | 0 | 0 | 0 | 0 | 0 | 0 | 0 | 0 | 0 | 0 | 0 | 0 | 0 | 0 | 0 | 0 | 0 | 0 | 0 | 0 | 0 | 0 | 0 | 0 | 0 | 0 | 0 | 0 | 0 | 0 | 0 | 0 | 0 | 0 | 0 | 0 | 0 | 0 | 0 | 0 | 0 | 0 | 0 | 0 | 0 | 1 | 1 | 1 | 0 | 0 | 0 |  | 0 | 0 | 0 | 0 | 0 | 0 | 0 | 0 | 0 | 0 | 0 | 0 | 0 | 0 | 0 | 0 | 0 | 0 | 0 | 0 | 0 | 0 | 0 | 0 | 0 | 0 | 0 | 0 | 0 | 0 | 0 | 0 | 0 | 0 | 0 | 0 | 0 | 0 | 0 | 0 | 0 | 0 | 0 | 0 | 0 | 0 | 0 | 0 | 0 | 0 | 0 | 2776.08 | 3887.2 | 2279 | Diablo–Gates 500 kV line | Diablo–Gates 500 kV line | Diablo–Gates 500 kV line |  | 0 | 0 | 0 | 0 | 0 | 0 | 2776.08 | 3887.2 | 2279 | Diablo–Gates 500 kV line | Diablo–Gates 500 kV line | Diablo–Gates 500 kV line |  | 1 | 1 | NO | 1 | 1 | 1 | NO | 1
PG&E Kern Study Area | Morro Bay | 230 | 0 | 0 | 0 | 0 | 0 | 0 | 0 | 0 | 0 | 0 | 0 | 0 | 0 | 0 | 0 | 0 | 0 | 0 | 0 | 0 | 0 | 0 | 0 | 0 | 0 | 0 | 0 | 0 | 0 | 0 | 0 | 0 | 0 | 0 | 0 | 0 | 0 | 0 | 0 | 0 | 0 | 0 | 0 | 0 | 0 | 0 | 0 | 0 | 0 | 0 | 0 | 0 | 0 | 0 | 0 | 0 | 0 | 0 | 0 | 0 | 0 | 0 | 0 | 0 | 0 | 0 | 0 | 0 | 0 | 0 | 0 | 0 | 0 | 0 | 0 | 1 | 1 | 0 | 0 | 0 | 0 | 0 | 0 | 0 | 0 | 1 | 1 | 1 | 0 | 0 | 0 | 1 | 0 | 0 | 0 | 1 | 1 | 0 | 0 | 0 | 0 | 0 | 0 | 0 | 1 | 0 | 0 | 1 |  | 0 | 0 | 0 | 0 | 0 | 0 | 0 | 0 | 0 | 0 | 0 | 0 | 0 | 0 | 0 | 0 | 0 | 0 | 0 | 0 | 0 | 0 | 0 | 0 | 0 | 0 | 0 | 0 | 0 | 0 | 0 | 0 | 0 | 0 | 0 | 0 | 0 | 0 | 0 | 0 | 0 | 0 | 0 | 0 | 0 | 3 | 0 | 2 | 0 | 3 | 0 | -1260.48 | -1054.844 | -926.9943 | Midway-Q2005 230kV Line | Midway-Q2005 230kV Line | Midway-Q2005 230kV Line |  | 0 | 0 | 0 | 0 | 0 | 1 | 71.981 | 208.4702 | -65.5292 | Gates 500/230kV TB #11 | Gates 500/230kV TB #11 | Oceano-Calendar 115kV line |  | 5 | 1 | YES | 2 | 5 | 3 | YES | 3
PG&E Kern Study Area | Morro Bay | 115 | 0 | 0 | 0 | 0 | 0 | 0 | 0 | 0 | 0 | 0 | 0 | 0 | 0 | 0 | 0 | 0 | 0 | 0 | 0 | 0 | 0 | 0 | 0 | 0 | 0 | 0 | 0 | 0 | 0 | 0 | 0 | 0 | 0 | 0 | 0 | 0 | 0 | 0 | 0 | 0 | 0 | 0 | 0 | 0 | 0 | 0 | 0 | 0 | 0 | 0 | 0 | 0 | 0 | 0 | 0 | 0 | 0 | 0 | 0 | 0 | 0 | 0 | 0 | 0 | 0 | 0 | 0 | 0 | 0 | 0 | 0 | 0 | 0 | 0 | 0 | 1 | 1 | 0 | 0 | 0 | 0 | 0 | 0 | 0 | 0 | 0 | 0 | 0 | 0 | 0 | 0 | 0 | 0 | 0 | 0 | 0 | 0 | 0 | 0 | 0 | 0 | 0 | 0 | 0 | 0 | 0 | 0 | 0 |  | 0 | 0 | 0 | 0 | 0 | 0 | 0 | 0 | 0 | 0 | 0 | 0 | 0 | 0 | 0 | 0 | 0 | 0 | 0 | 0 | 0 | 0 | 0 | 0 | 0 | 0 | 0 | 0 | 0 | 0 | 0 | 0 | 0 | 0 | 0 | 0 | 0 | 0 | 0 | 0 | 0 | 0 | 0 | 0 | 0 | 2 | 0 | 2 | 0 | 2 | 0 | -1260.48 | -1054.844 | -926.9943 | Midway-Q2005 230kV Line | Midway-Q2005 230kV Line | Midway-Q2005 230kV Line |  | 0 | 0 | 0 | 0 | 0 | 1 | 1043.381 | 1059.4232 | -65.5292 | Oceano-Calendar 115kV line | Oceano-Calendar 115kV line | Oceano-Calendar 115kV line |  | 5 | 1 | YES | 2 | 5 | 3 | YES | 3
PG&E Greater Bay Study Area | Moss Landing | 500 | 0 | 0 | 0 | 0 | 0 | 0 | 0 | 0 | 0 | 0 | 0 | 0 | 0 | 0 | 0 | 0 | 0 | 0 | 0 | 0 | 0 | 0 | 0 | 0 | 0 | 0 | 0 | 0 | 0 | 0 | 0 | 0 | 0 | 0 | 0 | 0 | 0 | 0 | 0 | 0 | 0 | 0 | 0 | 0 | 1 | 0 | 0 | 0 | 0 | 0 | 1 | 0 | 0 | 0 | 0 | 0 | 0 | 1 | 0 | 0 | 1 | 0 | 0 | 0 | 1 | 0 | 0 | 0 | 0 | 0 | 0 | 1 | 0 | 0 | 0 | 0 | 1 | 0 | 0 | 0 | 0 | 0 | 0 | 0 | 0 | 0 | 0 | 0 | 0 | 0 | 0 | 1 | 0 | 0 | 0 | 0 | 0 | 0 | 0 | 0 | 0 | 0 | 0 | 1 | 0 | 0 | 0 | 3 |  | 0 | 0 | 0 | 0 | 0 | 0 | 0 | 0 | 0 | 0 | 0 | 350 | 0 | 0 | 1 | 0 | 0 | 0 | 0 | 0 | 0 | 0 | 0 | 0 | 0 | 0 | 0 | 0 | 0 | 0 | 0 | 0 | 0 | 0 | 0 | 0 | 0 | 0 | 0 | 0 | 0 | 0 | 0 | 0 | 0 | 2 | 0 | 1 | 0 | 1 | 0 | -1260.48 | -1054.844 | -926.9943 | Midway-Q2005 230kV Line | Midway-Q2005 230kV Line | Midway-Q2005 230kV Line |  | 0 | 0 | 0 | 0 | 0 | 0 | 577.6665 | 1104.3125 | 35.0057 | Bellota-Weber 230kV line | Bellota-Weber 230kV line | Midway-Q2005 230kV Line |  | 5 | 1 | YES | 2 | 5 | 1 | YES | 2
PG&E Greater Bay Study Area | Moss Landing | 230 | 0 | 0 | 0 | 0 | 0 | 0 | 0 | 0 | 0 | 0 | 0 | 0 | 0 | 0 | 0 | 0 | 0 | 0 | 0 | 0 | 0 | 0 | 0 | 0 | 0 | 0 | 0 | 0 | 0 | 0 | 0 | 0 | 0 | 0 | 0 | 0 | 0 | 0 | 0 | 0 | 0 | 0 | 0 | 0 | 0 | 0 | 0 | 0 | 0 | 0 | 0 | 0 | 0 | 0 | 0 | 0 | 0 | 0 | 1 | 0 | 0 | 0 | 0 | 0 | 1 | 0 | 0 | 0 | 0 | 0 | 0 | 1 | 1 | 0 | 0 | 0 | 1 | 0 | 0 | 0 | 0 | 0 | 0 | 0 | 0 | 0 | 0 | 0 | 0 | 0 | 0 | 1 | 0 | 0 | 0 | 0 | 0 | 0 | 0 | 0 | 0 | 0 | 0 | 1 | 0 | 0 | 0 | 2 |  | 0 | 0 | 0 | 0 | 0 | 0 | 0 | 0 | 0 | 0 | 0 | 0 | 0 | 0 | 0 | 0 | 0 | 0 | 0 | 0 | 0 | 0 | 0 | 0 | 0 | 0 | 0 | 0 | 0 | 0 | 0 | 0 | 0 | 0 | 0 | 0 | 0 | 0 | 0 | 0 | 0 | 0 | 0 | 0 | 0 | 3 | 0 | 1 | 0 | 1 | 0 | -1260.48 | -1054.844 | -926.9943 | Midway-Q2005 230kV Line | Midway-Q2005 230kV Line | Midway-Q2005 230kV Line |  | 2 | 0 | 0 | 0 | 0 | 0 | -299.3 | 6.45 | 35.0057 | Morganhill-Metcalf 115kV Line | Morganhill-Metcalf 115kV Line | Midway-Q2005 230kV Line |  | 5 | 5 | NO | 5 | 5 | 1 | YES | 2
PG&E Greater Bay Study Area | Moss Landing | 115 | 0 | 0 | 0 | 0 | 0 | 0 | 0 | 0 | 0 | 0 | 0 | 0 | 0 | 0 | 0 | 0 | 0 | 0 | 0 | 0 | 0 | 0 | 0 | 0 | 0 | 0 | 0 | 0 | 0 | 0 | 0 | 0 | 0 | 0 | 0 | 0 | 0 | 0 | 0 | 0 | 0 | 0 | 0 | 0 | 0 | 0 | 0 | 0 | 0 | 0 | 0 | 0 | 0 | 0 | 0 | 0 | 0 | 0 | 0 | 0 | 1 | 0 | 0 | 0 | 1 | 0 | 0 | 0 | 0 | 0 | 0 | 1 | 1 | 0 | 0 | 0 | 0 | 0 | 0 | 0 | 0 | 0 | 0 | 0 | 0 | 0 | 0 | 0 | 0 | 0 | 0 | 1 | 0 | 0 | 0 | 0 | 0 | 0 | 0 | 0 | 0 | 0 | 0 | 1 | 0 | 0 | 0 | 2 |  | 0 | 0 | 0 | 0 | 0 | 0 | 0 | 0 | 0 | 0 | 0 | 182.5 | 0 | 0 | 1 | 0 | 0 | 0 | 0 | 0 | 0 | 0 | 0 | 0 | 0 | 0 | 0 | 0 | 0 | 0 | 0 | 0 | 0 | 0 | 0 | 0 | 0 | 0 | 0 | 0 | 0 | 0 | 0 | 0 | 0 | 1 | 0 | 0 | 0 | 0 | 0 | -299.3 | 6.45 | 73.5875 | Morganhill-Metcalf 115kV Line | Morganhill-Metcalf 115kV Line | Los Banos 500/230kV TB |  | 1 | 0 | 0 | 0 | 0 | 0 | -299.3 | 6.45 | 73.5875 | Morganhill-Metcalf 115kV Line | Morganhill-Metcalf 115kV Line | Los Banos 500/230kV TB |  | 5 | 5 | NO | 5 | 1 | 1 | NO | 1
PG&E Kern Study Area | Mt Poso | 115 | 0 | 0 | 0 | 0 | 0 | 0 | 0 | 0 | 0 | 0 | 0 | 0 | 0 | 0 | 0 | 0 | 0 | 0 | 0 | 0 | 0 | 0 | 0 | 0 | 0 | 0 | 0 | 0 | 0 | 0 | 0 | 0 | 0 | 0 | 0 | 0 | 0 | 0 | 0 | 0 | 0 | 0 | 0 | 0 | 0 | 0 | 0 | 0 | 0 | 0 | 0 | 0 | 0 | 0 | 0 | 0 | 0 | 0 | 0 | 0 | 0 | 0 | 0 | 0 | 0 | 0 | 0 | 0 | 0 | 0 | 0 | 0 | 0 | 0 | 0 | 0 | 1 | 0 | 1 | 0 | 0 | 0 | 1 | 1 | 0 | 1 | 1 | 0 | 0 | 0 | 0 | 0 | 0 | 0 | 0 | 0 | 0 | 0 | 0 | 0 | 0 | 0 | 0 | 0 | 0 | 0 | 0 | 0 |  | 0 | 0 | 0 | 0 | 0 | 0 | 0 | 0 | 0 | 0 | 0 | 0 | 0 | 0 | 0 | 0 | 0 | 0 | 0 | 0 | 0 | 0 | 0 | 0 | 0 | 0 | 0 | 0 | 0 | 0 | 0 | 0 | 0 | 0 | 0 | 0 | 0 | 0 | 0 | 0 | 0 | 0 | 0 | 0 | 0 | 2 | 0 | 1 | 0 | 1 | 0 | -1260.48 | -1054.844 | -926.9943 | Midway-Q2005 230kV Line | Midway-Q2005 230kV Line | Midway-Q2005 230kV Line |  | 0 | 0 | 0 | 0 | 0 | 0 | 71.981 | 35.1401 | 0.4922 | Gates 500/230kV TB #11 | Semitropic-Midway 115kV Line | Semitropic-Midway 115kV Line |  | 5 | 1 | YES | 2 | 5 | 1 | YES | 2
PG&E Fresno Study Area | Mustang | 230 | 0 | 0 | 0 | 0 | 0 | 0 | 0 | 0 | 0 | 0 | 0 | 0 | 0 | 0 | 0 | 0 | 0 | 0 | 0 | 0 | 0 | 0 | 0 | 0 | 0 | 0 | 0 | 0 | 0 | 0 | 0 | 0 | 0 | 0 | 0 | 0 | 0 | 0 | 0 | 0 | 0 | 0 | 0 | 0 | 0 | 0 | 0 | 0 | 0 | 0 | 0 | 0 | 0 | 0 | 0 | 0 | 0 | 0 | 0 | 0 | 0 | 0 | 0 | 0 | 0 | 0 | 0 | 0 | 0 | 0 | 0 | 0 | 0 | 0 | 0 | 0 | 1 | 0 | 0 | 0 | 0 | 0 | 0 | 0 | 0 | 1 | 1 | 0 | 1 | 0 | 0 | 1 | 0 | 0 | 0 | 0 | 0 | 0 | 1 | 0 | 0 | 0 | 0 | 1 | 1 | 1 | 0 | 2 |  | 0 | 0 | 0 | 0 | 0 | 0 | 0 | 0 | 0 | 0 | 0 | 0 | 0 | 0 | 0 | 0 | 0 | 0 | 0 | 0 | 0 | 0 | 0 | 0 | 0 | 0 | 0 | 0 | 0 | 0 | 0 | 0 | 0 | 0 | 0 | 0 | 0 | 0 | 0 | 0 | 200 | 0 | 50 | 0 | 1 | 2 | 1 | 1 | 0 | 2 | 0 | -1260.48 | -1054.844 | -926.9943 | Midway-Q2005 230kV Line | Midway-Q2005 230kV Line | Midway-Q2005 230kV Line |  | 0 | 1 | 0 | 0 | 0 | 0 | -59.457 | 171.1913 | 35.0057 | Moss Landing-Las Aguilas 230 kV Line | Moss Landing-Las Aguilas 230 kV Line | Midway-Q2005 230kV Line |  | 5 | 3 | YES | 3 | 5 | 1 | YES | 2
PG&E Fresno Study Area | New Melones | 230 | 0 | 0 | 0 | 0 | 0 | 0 | 0 | 0 | 0 | 0 | 0 | 0 | 0 | 0 | 0 | 0 | 0 | 0 | 0 | 0 | 0 | 0 | 0 | 0 | 0 | 0 | 0 | 0 | 0 | 0 | 0 | 0 | 0 | 0 | 0 | 0 | 0 | 0 | 0 | 0 | 0 | 0 | 0 | 0 | 0 | 0 | 0 | 0 | 0 | 0 | 1 | 0 | 0 | 0 | 0 | 0 | 0 | 0 | 0 | 0 | 0 | 0 | 0 | 0 | 1 | 1 | 0 | 0 | 0 | 0 | 0 | 0 | 0 | 0 | 0 | 0 | 0 | 0 | 0 | 0 | 0 | 0 | 0 | 0 | 0 | 1 | 1 | 0 | 1 | 1 | 1 | 1 | 0 | 0 | 0 | 1 | 0 | 1 | 1 | 0 | 0 | 1 | 0 | 0 | 0 | 0 | 0 | 2 |  | 0 | 0 | 0 | 0 | 0 | 0 | 0 | 0 | 0 | 0 | 0 | 0 | 0 | 0 | 0 | 0 | 0 | 0 | 0 | 0 | 0 | 0 | 0 | 0 | 0 | 0 | 0 | 0 | 0 | 0 | 0 | 0 | 0 | 0 | 0 | 0 | 0 | 0 | 0 | 0 | 0 | 0 | 0 | 0 | 0 | 2 | 0 | 1 | 0 | 1 | 0 | -320.035 | -80.363 | -52.8673 | Chowchilla-Le grand 115kV Line | Chowchilla-Le grand 115kV Line | Panoche- Mendota 115 kV line |  | 0 | 0 | 0 | 0 | 0 | 0 | 71.981 | 208.4702 | 6.8725 | Gates 500/230kV TB #11 | Gates 500/230kV TB #11 | Dairyland-Chowchilla 115kV Line |  | 5 | 1 | YES | 2 | 5 | 1 | YES | 2
PG&E Greater Bay Study Area | Newark | 230 | 0 | 0 | 0 | 0 | 0 | 0 | 0 | 0 | 0 | 0 | 0 | 0 | 0 | 0 | 0 | 0 | 0 | 0 | 0 | 0 | 0 | 0 | 0 | 0 | 0 | 0 | 0 | 0 | 0 | 0 | 0 | 0 | 0 | 0 | 0 | 0 | 0 | 0 | 0 | 0 | 0 | 0 | 0 | 0 | 0 | 0 | 0 | 0 | 0 | 0 | 0 | 0 | 0 | 0 | 0 | 0 | 0 | 1 | 0 | 0 | 1 | 0 | 0 | 0 | 1 | 0 | 0 | 0 | 0 | 0 | 0 | 0 | 0 | 1 | 0 | 0 | 0 | 0 | 0 | 0 | 0 | 0 | 0 | 0 | 0 | 0 | 0 | 0 | 0 | 0 | 0 | 0 | 0 | 0 | 0 | 0 | 0 | 0 | 0 | 0 | 0 | 0 | 0 | 0 | 0 | 0 | 0 | 1 |  | 0 | 0 | 0 | 0 | 0 | 0 | 0 | 0 | 0 | 0 | 0 | 0 | 0 | 0 | 0 | 0 | 0 | 0 | 0 | 0 | 0 | 0 | 0 | 0 | 0 | 0 | 0 | 0 | 0 | 0 | 0 | 0 | 0 | 0 | 0 | 0 | 0 | 0 | 0 | 0 | 0 | 0 | 0 | 0 | 0 | 0 | 0 | 0 | 0 | 0 | 0 | 1192.8067 | 2647.9926 | 4923.0604 | Tesla-Bellota 230 kV line | Tesla-Bellota 230 kV line | Sobrante-Moraga 230 kV line |  | 0 | 0 | 0 | 0 | 0 | 0 | 1192.8067 | 2647.9926 | 4923.0604 | Tesla-Bellota 230 kV line | Tesla-Bellota 230 kV line | Sobrante-Moraga 230 kV line |  | 1 | 1 | NO | 1 | 1 | 1 | NO | 1
PG&E Greater Bay Study Area | Newark | 115 | 0 | 0 | 0 | 0 | 0 | 0 | 0 | 0 | 0 | 0 | 0 | 0 | 0 | 0 | 0 | 0 | 0 | 0 | 0 | 0 | 0 | 0 | 0 | 0 | 0 | 0 | 0 | 0 | 0 | 0 | 0 | 0 | 0 | 0 | 0 | 0 | 0 | 0 | 0 | 0 | 0 | 0 | 0 | 0 | 0 | 0 | 0 | 0 | 0 | 0 | 0 | 0 | 0 | 0 | 1 | 1 | 0 | 1 | 0 | 0 | 1 | 0 | 0 | 1 | 0 | 0 | 0 | 0 | 0 | 0 | 0 | 0 | 0 | 1 | 0 | 0 | 0 | 0 | 0 | 0 | 0 | 0 | 0 | 0 | 0 | 0 | 0 | 0 | 0 | 0 | 0 | 0 | 0 | 0 | 0 | 0 | 0 | 0 | 0 | 0 | 0 | 0 | 0 | 0 | 0 | 0 | 0 | 3 |  | 0 | 0 | 0 | 0 | 0 | 0 | 0 | 0 | 0 | 0 | 0 | 0 | 0 | 0 | 0 | 0 | 0 | 0 | 0 | 0 | 0 | 0 | 0 | 0 | 0 | 0 | 0 | 0 | 0 | 0 | 0 | 0 | 0 | 0 | 0 | 0 | 0 | 0 | 0 | 0 | 0 | 0 | 0 | 0 | 0 | 0 | 0 | 0 | 0 | 0 | 0 | 1319.5593 | 2130.9944 | 1481.432 | Tesla-Tracy-Pump 230 kV line #2 | Dumbarton-Newark 115 kV line | Dumbarton-Newark 115 kV line |  | 0 | 0 | 0 | 0 | 0 | 0 | 1319.5593 | 2130.9944 | 1481.432 | Tesla-Tracy-Pump 230 kV line #2 | Dumbarton-Newark 115 kV line | Dumbarton-Newark 115 kV line |  | 1 | 1 | NO | 1 | 1 | 1 | NO | 1
PG&E Fresno Study Area | Newhall | 115 | 0 | 0 | 0 | 0 | 0 | 0 | 0 | 0 | 0 | 0 | 0 | 0 | 0 | 0 | 0 | 0 | 0 | 0 | 0 | 0 | 0 | 0 | 0 | 0 | 0 | 0 | 0 | 0 | 0 | 0 | 0 | 0 | 0 | 0 | 0 | 0 | 0 | 0 | 0 | 0 | 0 | 0 | 0 | 0 | 0 | 0 | 0 | 0 | 0 | 0 | 0 | 0 | 0 | 0 | 0 | 0 | 0 | 0 | 0 | 0 | 0 | 0 | 0 | 0 | 0 | 0 | 0 | 0 | 0 | 0 | 0 | 0 | 0 | 0 | 0 | 0 | 0 | 0 | 0 | 0 | 0 | 0 | 0 | 0 | 0 | 0 | 0 | 0 | 0 | 0 | 0 | 0 | 0 | 0 | 0 | 0 | 0 | 0 | 0 | 1 | 0 | 0 | 0 | 0 | 0 | 0 | 0 | 0 |  | 0 | 0 | 0 | 0 | 0 | 0 | 0 | 0 | 0 | 0 | 0 | 0 | 0 | 0 | 0 | 0 | 0 | 0 | 0 | 0 | 0 | 0 | 0 | 0 | 0 | 0 | 0 | 0 | 0 | 0 | 0 | 0 | 0 | 0 | 0 | 0 | 0 | 0 | 0 | 0 | 0 | 0 | 0 | 0 | 0 | 0 | 0 | 0 | 0 | 0 | 0 | 126.915 | 204.913 | 0.15 | Merced 115/70kV TB#2 | Merced 115/70kV TB#2 | Merced 115/70kV TB#2 |  | 0 | 0 | 0 | 0 | 0 | 0 | 126.915 | 204.913 | 0.15 | Merced 115/70kV TB#2 | Merced 115/70kV TB#2 | Merced 115/70kV TB#2 |  | 1 | 1 | NO | 1 | 1 | 1 | NO | 1
PG&E Kern Study Area | Norco | 115 | 0 | 0 | 0 | 0 | 0 | 0 | 0 | 0 | 0 | 0 | 0 | 0 | 0 | 0 | 0 | 0 | 0 | 0 | 0 | 0 | 0 | 0 | 0 | 0 | 0 | 0 | 0 | 0 | 0 | 0 | 0 | 0 | 0 | 0 | 0 | 0 | 0 | 0 | 0 | 0 | 0 | 0 | 0 | 0 | 0 | 0 | 0 | 0 | 0 | 0 | 0 | 0 | 0 | 0 | 0 | 0 | 0 | 0 | 0 | 0 | 0 | 0 | 0 | 0 | 0 | 0 | 0 | 0 | 0 | 0 | 0 | 0 | 0 | 0 | 0 | 0 | 0 | 0 | 0 | 0 | 0 | 0 | 1 | 0 | 0 | 0 | 0 | 0 | 0 | 0 | 0 | 0 | 0 | 0 | 0 | 0 | 0 | 0 | 0 | 0 | 0 | 0 | 0 | 0 | 0 | 0 | 0 | 0 |  | 0 | 0 | 0 | 0 | 0 | 0 | 0 | 0 | 0 | 0 | 0 | 0 | 0 | 0 | 0 | 0 | 0 | 0 | 0 | 0 | 0 | 0 | 0 | 0 | 0 | 0 | 0 | 0 | 0 | 0 | 0 | 0 | 0 | 0 | 0 | 0 | 0 | 0 | 0 | 0 | 0 | 0 | 0 | 0 | 0 | 0 | 0 | 0 | 0 | 0 | 0 | 1051.543 | 1042.5784 | 827.2909 | Midway 230/115kV TB #3 | Midway 230/115kV TB #3 | Midway 230/115kV TB #3 |  | 0 | 0 | 0 | 0 | 0 | 0 | 1051.543 | 1042.5784 | 827.2909 | Midway 230/115kV TB #3 | Midway 230/115kV TB #3 | Midway 230/115kV TB #3 |  | 1 | 1 | NO | 1 | 1 | 1 | NO | 1
SDG&E Study Area | North City Metering | 138 | 0 | 0 | 0 | 0 | 0 | 0 | 0 | 0 | 0 | 0 | 0 | 0 | 0 | 0 | 0 | 0 | 0 | 0 | 0 | 0 | 0 | 0 | 0 | 0 | 0 | 0 | 0 | 0 | 0 | 0 | 0 | 0 | 1 | 0 | 0 | 0 | 0 | 0 | 0 | 0 | 0 | 0 | 0 | 0 | 0 | 0 | 0 | 0 | 0 | 0 | 0 | 0 | 0 | 0 | 0 | 0 | 0 | 0 | 0 | 0 | 0 | 0 | 0 | 0 | 0 | 0 | 0 | 0 | 0 | 0 | 0 | 0 | 0 | 0 | 0 | 0 | 0 | 0 | 0 | 0 | 0 | 0 | 0 | 0 | 0 | 0 | 0 | 0 | 0 | 0 | 0 | 0 | 0 | 0 | 0 | 0 | 0 | 0 | 0 | 0 | 0 | 0 | 0 | 0 | 0 | 0 | 0 | 1 |  | 0 | 0 | 0 | 0 | 0 | 0 | 0 | 0 | 0 | 0 | 0 | 0 | 0 | 0 | 0 | 0 | 0 | 0 | 0 | 0 | 0 | 0 | 0 | 0 | 0 | 0 | 0 | 0 | 0 | 0 | 0 | 0 | 0 | 0 | 0 | 0 | 0 | 0 | 0 | 0 | 0 | 0 | 0 | 0 | 0 | 0 | 0 | 0 | 0 | 0 | 0 | 89.39 | 1201.975 | 1818.31 | Internal San Diego Area constraint | Internal San Diego Area constraint | Internal San Diego Area constraint |  | 0 | 0 | 0 | 0 | 0 | 0 | 89.39 | 1201.975 | 1818.31 | Internal San Diego Area constraint | Internal San Diego Area constraint | Internal San Diego Area constraint |  | 1 | 1 | NO | 1 | 1 | 1 | NO | 1
PG&E Greater Bay Study Area | North Dublin | 230 | 0 | 0 | 0 | 0 | 0 | 0 | 0 | 0 | 0 | 0 | 0 | 0 | 0 | 0 | 0 | 0 | 0 | 0 | 0 | 0 | 0 | 0 | 0 | 0 | 0 | 0 | 0 | 0 | 0 | 0 | 0 | 0 | 0 | 0 | 0 | 0 | 0 | 0 | 0 | 0 | 0 | 0 | 0 | 0 | 1 | 0 | 0 | 0 | 0 | 0 | 0 | 0 | 0 | 0 | 0 | 0 | 0 | 0 | 1 | 0 | 1 | 0 | 0 | 1 | 1 | 0 | 0 | 0 | 0 | 0 | 0 | 0 | 0 | 1 | 0 | 0 | 0 | 0 | 0 | 0 | 0 | 0 | 0 | 0 | 0 | 0 | 0 | 0 | 0 | 0 | 0 | 0 | 0 | 0 | 0 | 0 | 0 | 0 | 0 | 0 | 0 | 0 | 0 | 0 | 0 | 0 | 0 | 0 |  | 0 | 0 | 0 | 0 | 0 | 0 | 0 | 0 | 0 | 0 | 0 | 0 | 0 | 0 | 0 | 0 | 0 | 0 | 0 | 0 | 0 | 0 | 0 | 0 | 0 | 0 | 0 | 0 | 0 | 0 | 0 | 0 | 0 | 0 | 0 | 0 | 0 | 0 | 0 | 0 | 0 | 0 | 0 | 0 | 0 | 2 | 0 | 0 | 0 | 0 | 0 | -836.7415 | 193.7277 | 921.9913 | Vaca Dixon-Tesla 500kV Line | Vaca Dixon-Tesla 500kV Line | Windmaster-Delta pumps 230 kV line |  | 1 | 0 | 0 | 0 | 0 | 0 | -133.2328 | 381.3403 | 921.9913 | Windmaster-Delta pumps 230 kV line | Windmaster-Delta pumps 230 kV line | Windmaster-Delta pumps 230 kV line |  | 5 | 5 | NO | 5 | 1 | 1 | NO | 1
SDG&E Study Area | North Gila | 500 | 0 | 0 | 0 | 0 | 0 | 0 | 0 | 0 | 0 | 0 | 0 | 0 | 0 | 0 | 0 | 0 | 0 | 0 | 0 | 1 | 0 | 1 | 0 | 0 | 0 | 1 | 0 | 0 | 1 | 0 | 0 | 0 | 0 | 0 | 1 | 1 | 1 | 0 | 0 | 0 | 0 | 0 | 0 | 0 | 0 | 0 | 0 | 0 | 0 | 0 | 0 | 0 | 0 | 0 | 0 | 0 | 0 | 0 | 0 | 0 | 0 | 0 | 0 | 0 | 0 | 0 | 0 | 0 | 0 | 0 | 0 | 0 | 0 | 0 | 0 | 0 | 0 | 0 | 0 | 0 | 0 | 0 | 0 | 0 | 0 | 0 | 0 | 0 | 0 | 0 | 0 | 0 | 0 | 0 | 0 | 0 | 0 | 0 | 0 | 0 | 0 | 0 | 0 | 0 | 0 | 0 | 0 | 6 |  | 0 | 0 | 0 | 0 | 0 | 0 | 0 | 0 | 0 | 0 | 0 | 0 | 0 | 0 | 0 | 0 | 0 | 0 | 0 | 0 | 0 | 0 | 0 | 0 | 0 | 0 | 0 | 0 | 0 | 0 | 0 | 0 | 0 | 0 | 0 | 0 | 0 | 0 | 0 | 0 | 0 | 0 | 0 | 0 | 0 | 1 | 1 | 0 | 0 | 0 | 0 | -2124.047 | 1089.75 | 2534.46 | Devers-Red Bluff Constraint | Encina - San Luis Rey 230 kV constraint | Encina - San Luis Rey 230 kV constraint |  | 0 | 1 | 0 | 0 | 0 | 0 | -2124.047 | 1089.75 | 2534.46 | Devers-Red Bluff Constraint | Encina - San Luis Rey 230 kV constraint | Encina - San Luis Rey 230 kV constraint |  | 5 | 4 | YES | 4 | 1 | 1 | NO | 1
SDG&E Study Area | New Sub - North Gila - IV (Proposed) | 500 | 0 | 0 | 0 | 0 | 0 | 0 | 0 | 0 | 0 | 0 | 0 | 0 | 0 | 0 | 0 | 0 | 0 | 0 | 0 | 1 | 0 | 1 | 0 | 0 | 0 | 1 | 0 | 0 | 1 | 0 | 0 | 0 | 0 | 0 | 1 | 1 | 1 | 0 | 0 | 0 | 0 | 0 | 0 | 0 | 0 | 0 | 0 | 0 | 0 | 0 | 0 | 0 | 0 | 0 | 0 | 0 | 0 | 0 | 0 | 0 | 0 | 0 | 0 | 0 | 0 | 0 | 0 | 0 | 0 | 0 | 0 | 0 | 0 | 0 | 0 | 0 | 0 | 0 | 0 | 0 | 0 | 0 | 0 | 0 | 0 | 0 | 0 | 0 | 0 | 0 | 0 | 0 | 0 | 0 | 0 | 0 | 0 | 0 | 0 | 0 | 0 | 0 | 0 | 0 | 0 | 0 | 0 | 6 |  | 0 | 0 | 0 | 0 | 0 | 0 | 0 | 0 | 0 | 0 | 0 | 0 | 0 | 0 | 0 | 0 | 0 | 0 | 0 | 0 | 0 | 0 | 0 | 0 | 0 | 0 | 0 | 0 | 0 | 0 | 0 | 0 | 0 | 0 | 0 | 0 | 0 | 0 | 0 | 0 | 0 | 0 | 0 | 0 | 0 | 1 | 1 | 0 | 0 | 0 | 0 | -2124.047 | 1089.75 | 2534.46 | Devers-Red Bluff Constraint | Encina - San Luis Rey 230 kV constraint | Encina - San Luis Rey 230 kV constraint |  | 0 | 1 | 0 | 0 | 0 | 0 | -2124.047 | 1089.75 | 2534.46 | Devers-Red Bluff Constraint | Encina - San Luis Rey 230 kV constraint | Encina - San Luis Rey 230 kV constraint |  | 5 | 4 | YES | 4 | 1 | 1 | NO | 1
PG&E Greater Bay Study Area | Oakland C | 115 | 0 | 0 | 0 | 0 | 0 | 0 | 0 | 0 | 0 | 0 | 0 | 0 | 0 | 0 | 0 | 0 | 0 | 0 | 0 | 0 | 0 | 0 | 0 | 0 | 0 | 0 | 0 | 0 | 0 | 0 | 0 | 0 | 0 | 0 | 0 | 0 | 0 | 0 | 0 | 0 | 0 | 0 | 0 | 1 | 1 | 0 | 0 | 0 | 0 | 0 | 0 | 0 | 0 | 0 | 1 | 1 | 0 | 1 | 1 | 1 | 1 | 0 | 0 | 1 | 1 | 0 | 1 | 0 | 0 | 0 | 0 | 0 | 0 | 1 | 0 | 0 | 0 | 0 | 0 | 0 | 0 | 0 | 0 | 0 | 0 | 0 | 0 | 0 | 0 | 0 | 0 | 0 | 0 | 0 | 0 | 0 | 0 | 0 | 0 | 0 | 0 | 0 | 0 | 0 | 0 | 0 | 0 | 3 |  | 0 | 0 | 0 | 0 | 0 | 0 | 0 | 0 | 0 | 0 | 0 | 0 | 0 | 0 | 0 | 0 | 0 | 0 | 0 | 0 | 0 | 0 | 0 | 0 | 0 | 0 | 0 | 0 | 0 | 0 | 0 | 0 | 0 | 0 | 0 | 0 | 0 | 0 | 0 | 0 | 0 | 0 | 0 | 0 | 0 | 2 | 0 | 0 | 0 | 0 | 0 | -836.7415 | 193.7277 | 921.9913 | Vaca Dixon-Tesla 500kV Line | Vaca Dixon-Tesla 500kV Line | Windmaster-Delta pumps 230 kV line |  | 1 | 0 | 0 | 0 | 0 | 0 | -133.2328 | 381.3403 | 921.9913 | Windmaster-Delta pumps 230 kV line | Windmaster-Delta pumps 230 kV line | Windmaster-Delta pumps 230 kV line |  | 5 | 5 | NO | 5 | 1 | 1 | NO | 1
PG&E Greater Bay Study Area | Oakland J | 115 | 0 | 0 | 0 | 0 | 0 | 0 | 0 | 0 | 0 | 0 | 0 | 0 | 0 | 0 | 0 | 0 | 0 | 0 | 0 | 0 | 0 | 0 | 0 | 0 | 0 | 0 | 0 | 0 | 0 | 0 | 0 | 0 | 0 | 0 | 0 | 0 | 0 | 0 | 0 | 0 | 0 | 0 | 0 | 0 | 1 | 0 | 0 | 0 | 0 | 0 | 0 | 0 | 0 | 0 | 0 | 0 | 0 | 1 | 0 | 0 | 0 | 0 | 0 | 0 | 0 | 0 | 0 | 0 | 0 | 0 | 0 | 0 | 0 | 1 | 0 | 0 | 0 | 0 | 0 | 0 | 0 | 0 | 0 | 0 | 0 | 0 | 0 | 0 | 0 | 0 | 0 | 0 | 0 | 0 | 0 | 0 | 0 | 0 | 0 | 0 | 0 | 0 | 0 | 0 | 0 | 0 | 0 | 1 |  | 0 | 0 | 0 | 0 | 0 | 0 | 0 | 0 | 0 | 0 | 0 | 0 | 0 | 0 | 0 | 0 | 0 | 0 | 0 | 0 | 0 | 0 | 0 | 0 | 0 | 0 | 0 | 0 | 0 | 0 | 0 | 0 | 0 | 0 | 0 | 0 | 0 | 0 | 0 | 0 | 0 | 0 | 0 | 0 | 0 | 1 | 0 | 0 | 0 | 0 | 0 | -836.7415 | 193.7277 | 1246.8168 | Vaca Dixon-Tesla 500kV Line | Vaca Dixon-Tesla 500kV Line | Vaca Dixon-Tesla 500kV Line |  | 0 | 0 | 0 | 0 | 0 | 0 | 2139.358 | 3164.3821 | 1246.8168 | Tesla-Tracy Pump 230 kV Line #1 | Tesla-Tracy Pump 230 kV Line #1 | Vaca Dixon-Tesla 500kV Line |  | 5 | 1 | YES | 2 | 1 | 1 | NO | 1
PG&E Kern Study Area | Oceano | 115 | 0 | 0 | 0 | 0 | 0 | 0 | 0 | 0 | 0 | 0 | 0 | 0 | 0 | 0 | 0 | 0 | 0 | 0 | 0 | 0 | 0 | 0 | 0 | 0 | 0 | 0 | 0 | 0 | 0 | 0 | 0 | 0 | 0 | 0 | 0 | 0 | 0 | 0 | 0 | 0 | 0 | 0 | 0 | 0 | 0 | 0 | 0 | 0 | 0 | 0 | 0 | 0 | 0 | 0 | 0 | 0 | 0 | 0 | 0 | 0 | 0 | 0 | 0 | 0 | 0 | 0 | 0 | 0 | 0 | 0 | 0 | 0 | 0 | 0 | 0 | 0 | 0 | 0 | 0 | 0 | 0 | 0 | 1 | 0 | 0 | 0 | 0 | 0 | 0 | 0 | 0 | 0 | 0 | 0 | 0 | 0 | 0 | 0 | 0 | 0 | 0 | 0 | 0 | 0 | 0 | 0 | 0 | 0 |  | 0 | 0 | 0 | 0 | 0 | 0 | 0 | 0 | 0 | 0 | 0 | 0 | 0 | 0 | 0 | 0 | 0 | 0 | 0 | 0 | 0 | 0 | 0 | 0 | 0 | 0 | 0 | 0 | 0 | 0 | 0 | 0 | 0 | 0 | 0 | 0 | 0 | 0 | 0 | 0 | 0 | 0 | 0 | 0 | 0 | 0 | 0 | 0 | 0 | 0 | 0 | 1051.543 | 1042.5784 | 827.2909 | Midway 230/115kV TB #3 | Midway 230/115kV TB #3 | Midway 230/115kV TB #3 |  | 0 | 0 | 0 | 0 | 0 | 0 | 1051.543 | 1042.5784 | 827.2909 | Midway 230/115kV TB #3 | Midway 230/115kV TB #3 | Midway 230/115kV TB #3 |  | 1 | 1 | NO | 1 | 1 | 1 | NO | 1
SDG&E Study Area | Ocotillo Express | 500 | 0 | 0 | 0 | 0 | 0 | 0 | 0 | 0 | 0 | 0 | 0 | 0 | 0 | 0 | 0 | 0 | 0 | 0 | 0 | 1 | 0 | 1 | 0 | 0 | 0 | 1 | 0 | 0 | 1 | 0 | 0 | 0 | 0 | 0 | 1 | 1 | 1 | 0 | 0 | 1 | 0 | 0 | 0 | 0 | 0 | 0 | 0 | 0 | 0 | 0 | 0 | 0 | 0 | 0 | 0 | 0 | 0 | 0 | 0 | 0 | 0 | 0 | 0 | 0 | 0 | 0 | 0 | 0 | 0 | 0 | 0 | 0 | 0 | 0 | 0 | 0 | 0 | 0 | 0 | 0 | 0 | 0 | 0 | 0 | 0 | 0 | 0 | 0 | 0 | 0 | 0 | 0 | 0 | 0 | 0 | 0 | 0 | 0 | 0 | 0 | 0 | 0 | 0 | 0 | 0 | 0 | 0 | 6 |  | 0 | 0 | 0 | 0 | 0 | 0 | 0 | 0 | 0 | 0 | 0 | 0 | 0 | 0 | 0 | 0 | 0 | 0 | 0 | 0 | 0 | 0 | 0 | 0 | 0 | 0 | 0 | 0 | 0 | 0 | 0 | 0 | 0 | 0 | 0 | 0 | 0 | 0 | 0 | 0 | 0 | 0 | 0 | 0 | 0 | 2 | 1 | 1 | 0 | 0 | 0 | -2124.047 | -63.75 | 309.96 | Devers-Red Bluff Constraint | Silvergate - Bay Blvd 230 kV constraint | Silvergate - Bay Blvd 230 kV constraint |  | 0 | 1 | 0 | 0 | 0 | 0 | -2124.047 | 1089.75 | 2534.46 | Devers-Red Bluff Constraint | Encina - San Luis Rey 230 kV constraint | Encina - San Luis Rey 230 kV constraint |  | 5 | 4 | YES | 4 | 1 | 1 | NO | 1
SDG&E Study Area | Old Town | 230 | 0 | 0 | 0 | 0 | 0 | 0 | 0 | 0 | 0 | 0 | 0 | 0 | 0 | 0 | 0 | 0 | 0 | 0 | 0 | 0 | 0 | 0 | 0 | 0 | 0 | 0 | 0 | 0 | 0 | 0 | 0 | 0 | 0 | 0 | 1 | 0 | 1 | 0 | 0 | 0 | 0 | 0 | 0 | 0 | 0 | 0 | 0 | 0 | 0 | 0 | 0 | 0 | 0 | 0 | 0 | 0 | 0 | 0 | 0 | 0 | 0 | 0 | 0 | 0 | 0 | 0 | 0 | 0 | 0 | 0 | 0 | 0 | 0 | 0 | 0 | 0 | 0 | 0 | 0 | 0 | 0 | 0 | 0 | 0 | 0 | 0 | 0 | 0 | 0 | 0 | 0 | 0 | 0 | 0 | 0 | 0 | 0 | 0 | 0 | 0 | 0 | 0 | 0 | 0 | 0 | 0 | 0 | 2 |  | 0 | 0 | 0 | 0 | 0 | 0 | 0 | 0 | 0 | 0 | 0 | 0 | 0 | 0 | 0 | 0 | 0 | 0 | 0 | 0 | 0 | 0 | 0 | 0 | 0 | 0 | 0 | 0 | 0 | 0 | 0 | 0 | 0 | 0 | 0 | 0 | 0 | 0 | 0 | 0 | 0 | 0 | 0 | 0 | 0 | 0 | 0 | 0 | 0 | 0 | 0 | 1.09 | 1089.75 | 2534.46 | Encina - San Luis Rey 230 kV constraint | Encina - San Luis Rey 230 kV constraint | Encina - San Luis Rey 230 kV constraint |  | 0 | 0 | 0 | 0 | 0 | 0 | 1.09 | 1089.75 | 2534.46 | Encina - San Luis Rey 230 kV constraint | Encina - San Luis Rey 230 kV constraint | Encina - San Luis Rey 230 kV constraint |  | 1 | 1 | NO | 1 | 1 | 1 | NO | 1
SCE Metro Study Area | Olinda | 230 | 0 | 0 | 0 | 0 | 0 | 0 | 0 | 0 | 0 | 0 | 0 | 0 | 1 | 0 | 0 | 0 | 0 | 0 | 0 | 0 | 0 | 0 | 0 | 0 | 0 | 0 | 0 | 0 | 0 | 0 | 0 | 0 | 0 | 0 | 0 | 0 | 0 | 0 | 0 | 0 | 0 | 0 | 0 | 0 | 0 | 0 | 0 | 0 | 0 | 0 | 0 | 0 | 0 | 0 | 0 | 0 | 0 | 0 | 0 | 0 | 0 | 0 | 0 | 0 | 0 | 0 | 0 | 0 | 0 | 0 | 0 | 0 | 0 | 0 | 0 | 0 | 0 | 0 | 0 | 0 | 0 | 0 | 0 | 0 | 0 | 0 | 0 | 0 | 0 | 0 | 0 | 0 | 0 | 0 | 0 | 0 | 0 | 0 | 0 | 0 | 0 | 0 | 0 | 0 | 0 | 0 | 0 | 0 |  | 0 | 0 | 0 | 0 | 0 | 0 | 0 | 0 | 0 | 0 | 0 | 0 | 0 | 0 | 0 | 0 | 0 | 0 | 0 | 0 | 0 | 0 | 0 | 0 | 0 | 0 | 0 | 0 | 0 | 0 | 0 | 0 | 0 | 0 | 0 | 0 | 0 | 0 | 0 | 0 | 0 | 0 | 0 | 0 | 0 | 0 | 0 | 0 | 0 | 0 | 0 | 11590.638 | 12647.921 | 15842.11 | SCE Metro Area Default Constraint | SCE Metro Area Default Constraint | SCE Metro Area Default Constraint |  | 0 | 0 | 0 | 0 | 0 | 0 | 11590.638 | 12647.921 | 15842.11 | SCE Metro Area Default Constraint | SCE Metro Area Default Constraint | SCE Metro Area Default Constraint |  | 1 | 1 | NO | 1 | 1 | 1 | NO | 1
PG&E Kern Study Area | Olive | 115 | 0 | 0 | 0 | 0 | 0 | 0 | 0 | 0 | 0 | 0 | 0 | 0 | 0 | 0 | 0 | 0 | 0 | 0 | 0 | 0 | 0 | 0 | 0 | 0 | 0 | 0 | 0 | 0 | 0 | 0 | 0 | 0 | 0 | 0 | 0 | 0 | 0 | 0 | 0 | 0 | 0 | 0 | 0 | 0 | 0 | 0 | 0 | 0 | 0 | 0 | 0 | 0 | 0 | 0 | 0 | 0 | 0 | 0 | 0 | 0 | 0 | 0 | 0 | 0 | 0 | 0 | 0 | 0 | 0 | 0 | 0 | 0 | 0 | 0 | 0 | 1 | 1 | 1 | 1 | 0 | 0 | 0 | 1 | 1 | 0 | 1 | 1 | 0 | 0 | 0 | 0 | 0 | 0 | 0 | 0 | 0 | 0 | 0 | 0 | 0 | 0 | 0 | 0 | 0 | 0 | 0 | 0 | 0 |  | 0 | 0 | 0 | 0 | 0 | 0 | 0 | 0 | 0 | 0 | 0 | 0 | 0 | 0 | 0 | 0 | 0 | 0 | 0 | 0 | 0 | 0 | 0 | 0 | 40 | 0 | 20 | 0 | 0 | 1 | 0 | 0 | 0 | 0 | 0 | 0 | 0 | 0 | 0 | 40 | 0 | 20 | 0 | 0 | 1 | 3 | 0 | 2 | 0 | 2 | 0 | -1260.48 | -1054.844 | -926.9943 | Midway-Q2005 230kV Line | Midway-Q2005 230kV Line | Midway-Q2005 230kV Line |  | 0 | 0 | 0 | 0 | 0 | 1 | 71.981 | 35.1401 | -65.5292 | Gates 500/230kV TB #11 | Semitropic-Midway 115kV Line | Oceano-Calendar 115kV line |  | 5 | 1 | YES | 2 | 5 | 3 | YES | 3
PG&E North of Greater Bay Study Area | Olivehurst | 115 | 0 | 0 | 0 | 0 | 0 | 0 | 0 | 0 | 0 | 0 | 0 | 0 | 0 | 0 | 0 | 0 | 0 | 0 | 0 | 0 | 0 | 0 | 0 | 0 | 0 | 0 | 0 | 0 | 0 | 0 | 0 | 0 | 0 | 0 | 0 | 0 | 0 | 0 | 0 | 0 | 0 | 0 | 0 | 0 | 1 | 1 | 0 | 1 | 0 | 1 | 1 | 1 | 1 | 0 | 0 | 0 | 0 | 0 | 0 | 0 | 0 | 0 | 0 | 0 | 1 | 1 | 0 | 0 | 0 | 0 | 0 | 0 | 0 | 0 | 0 | 0 | 0 | 0 | 0 | 0 | 0 | 0 | 0 | 0 | 0 | 0 | 0 | 0 | 0 | 0 | 0 | 0 | 0 | 0 | 0 | 0 | 0 | 0 | 0 | 0 | 0 | 0 | 0 | 0 | 0 | 0 | 0 | 0 |  | 0 | 0 | 0 | 0 | 0 | 0 | 0 | 0 | 0 | 0 | 0 | 0 | 0 | 0 | 0 | 0 | 0 | 0 | 0 | 0 | 0 | 0 | 0 | 0 | 0 | 0 | 0 | 0 | 0 | 0 | 0 | 0 | 0 | 0 | 0 | 0 | 0 | 0 | 0 | 0 | 0 | 0 | 0 | 0 | 0 | 2 | 0 | 0 | 0 | 0 | 0 | -836.7415 | 27.5905 | 66.82 | Vaca Dixon-Tesla 500kV Line | Rocklin-Pleaseant grove 115kV line | Woodland- Davis 115kV line |  | 1 | 0 | 0 | 0 | 0 | 0 | -27.1325 | 27.5905 | 66.82 | Rocklin-Pleaseant grove 115kV line | Rocklin-Pleaseant grove 115kV line | Woodland- Davis 115kV line |  | 5 | 5 | NO | 5 | 1 | 1 | NO | 1
SCE Northern Area | Ormond Beach | 230 | 0 | 0 | 1 | 0 | 1 | 0 | 1 | 0 | 0 | 0 | 0 | 0 | 0 | 0 | 0 | 0 | 0 | 0 | 0 | 0 | 0 | 0 | 0 | 0 | 0 | 0 | 0 | 0 | 1 | 0 | 0 | 0 | 0 | 0 | 0 | 0 | 0 | 0 | 0 | 0 | 0 | 0 | 0 | 0 | 0 | 0 | 0 | 0 | 0 | 0 | 0 | 0 | 0 | 0 | 0 | 0 | 0 | 0 | 0 | 0 | 0 | 0 | 0 | 0 | 0 | 0 | 0 | 0 | 0 | 0 | 0 | 0 | 0 | 0 | 0 | 0 | 0 | 0 | 0 | 0 | 0 | 0 | 0 | 0 | 0 | 0 | 0 | 0 | 0 | 0 | 0 | 0 | 0 | 0 | 0 | 0 | 0 | 0 | 0 | 0 | 0 | 0 | 0 | 0 | 0 | 0 | 0 | 0 |  | 0 | 0 | 0 | 0 | 0 | 0 | 0 | 0 | 0 | 0 | 0 | 0 | 0 | 0 | 0 | 0 | 0 | 0 | 0 | 0 | 0 | 0 | 0 | 0 | 0 | 0 | 0 | 0 | 0 | 0 | 0 | 0 | 0 | 0 | 0 | 0 | 0 | 0 | 0 | 0 | 0 | 0 | 0 | 0 | 0 | 2 | 0 | 1 | 0 | 0 | 0 | -1715.6208 | -34.6371 | 1455.259 | Lugo - Victorville area constraint | South of Magunden Constraint | South of Magunden Constraint |  | 1 | 0 | 1 | 0 | 0 | 0 | -596.4338 | -34.6371 | 1455.259 | South of Magunden Constraint | South of Magunden Constraint | South of Magunden Constraint |  | 5 | 5 | NO | 5 | 1 | 1 | NO | 1
SDG&E Study Area | Otay | 69 | 0 | 0 | 0 | 0 | 0 | 0 | 0 | 0 | 0 | 0 | 0 | 0 | 0 | 0 | 0 | 0 | 0 | 0 | 0 | 0 | 0 | 0 | 0 | 0 | 0 | 0 | 0 | 0 | 0 | 0 | 0 | 0 | 0 | 1 | 0 | 0 | 0 | 0 | 0 | 0 | 0 | 0 | 0 | 0 | 0 | 0 | 0 | 0 | 0 | 0 | 0 | 0 | 0 | 0 | 0 | 0 | 0 | 0 | 0 | 0 | 0 | 0 | 0 | 0 | 0 | 0 | 0 | 0 | 0 | 0 | 0 | 0 | 0 | 0 | 0 | 0 | 0 | 0 | 0 | 0 | 0 | 0 | 0 | 0 | 0 | 0 | 0 | 0 | 0 | 0 | 0 | 0 | 0 | 0 | 0 | 0 | 0 | 0 | 0 | 0 | 0 | 0 | 0 | 0 | 0 | 0 | 0 | 0 |  | 0 | 0 | 0 | 0 | 0 | 0 | 0 | 0 | 0 | 0 | 0 | 6 | 0 | 0 | 1 | 0 | 0 | 0 | 0 | 0 | 0 | 0 | 0 | 0 | 0 | 0 | 0 | 0 | 0 | 0 | 0 | 0 | 0 | 0 | 0 | 0 | 0 | 0 | 0 | 0 | 0 | 0 | 0 | 0 | 0 | 0 | 0 | 0 | 0 | 0 | 0 | 164.7548 | 197.5523 | 296.5564 | Miguel 69 kV constraint | Miguel 69 kV constraint | Miguel 69 kV constraint |  | 0 | 0 | 0 | 0 | 0 | 0 | 164.7548 | 197.5523 | 296.5564 | Miguel 69 kV constraint | Miguel 69 kV constraint | Miguel 69 kV constraint |  | 1 | 1 | NO | 1 | 1 | 1 | NO | 1
SDG&E Study Area | Otay Mesa | 230 | 0 | 0 | 0 | 0 | 0 | 0 | 0 | 0 | 0 | 0 | 0 | 0 | 0 | 0 | 0 | 0 | 0 | 0 | 0 | 0 | 0 | 0 | 0 | 0 | 0 | 0 | 0 | 0 | 0 | 0 | 1 | 0 | 1 | 0 | 1 | 0 | 1 | 0 | 1 | 1 | 1 | 1 | 0 | 0 | 0 | 0 | 0 | 0 | 0 | 0 | 0 | 0 | 0 | 0 | 0 | 0 | 0 | 0 | 0 | 0 | 0 | 0 | 0 | 0 | 0 | 0 | 0 | 0 | 0 | 0 | 0 | 0 | 0 | 0 | 0 | 0 | 0 | 0 | 0 | 0 | 0 | 0 | 0 | 0 | 0 | 0 | 0 | 0 | 0 | 0 | 0 | 0 | 0 | 0 | 0 | 0 | 0 | 0 | 0 | 0 | 0 | 0 | 0 | 0 | 0 | 0 | 0 | 3 |  | 0 | 0 | 0 | 0 | 0 | 0 | 0 | 0 | 0 | 0 | 0 | 250 | 0 | 0 | 1 | 0 | 0 | 0 | 0 | 0 | 0 | 0 | 0 | 0 | 0 | 0 | 0 | 0 | 0 | 0 | 0 | 0 | 0 | 0 | 0 | 0 | 0 | 0 | 0 | 0 | 0 | 0 | 0 | 0 | 0 | 4 | 0 | 1 | 0 | 0 | 0 | -627.41 | -63.75 | 309.96 | Silvergate - Bay Blvd 230 kV constraint | Silvergate - Bay Blvd 230 kV constraint | Silvergate - Bay Blvd 230 kV constraint |  | 0 | 0 | 0 | 0 | 0 | 0 | 1.09 | 761.3023 | 977.96 | Encina - San Luis Rey 230 kV constraint | Chicarita 138 kV constraint | Silvergate-Old Town 230 kV constraint |  | 5 | 1 | YES | 2 | 1 | 1 | NO | 1
PG&E Fresno Study Area | Padre Flats SW STA | 230 | 0 | 0 | 0 | 0 | 0 | 0 | 0 | 0 | 0 | 0 | 0 | 0 | 0 | 0 | 0 | 0 | 0 | 0 | 0 | 0 | 0 | 0 | 0 | 0 | 0 | 0 | 0 | 0 | 0 | 0 | 0 | 0 | 0 | 0 | 0 | 0 | 0 | 0 | 0 | 0 | 0 | 0 | 0 | 0 | 0 | 0 | 0 | 0 | 0 | 0 | 0 | 0 | 0 | 0 | 0 | 0 | 0 | 0 | 0 | 0 | 0 | 0 | 0 | 0 | 0 | 0 | 0 | 0 | 0 | 0 | 0 | 0 | 0 | 0 | 0 | 0 | 1 | 0 | 0 | 0 | 0 | 0 | 0 | 0 | 0 | 1 | 1 | 0 | 0 | 0 | 0 | 1 | 0 | 0 | 0 | 0 | 0 | 0 | 0 | 0 | 0 | 0 | 0 | 0 | 1 | 1 | 0 | 1 |  | 0 | 0 | 0 | 0 | 0 | 0 | 0 | 0 | 0 | 0 | 0 | 0 | 0 | 0 | 0 | 0 | 0 | 0 | 0 | 0 | 0 | 0 | 0 | 0 | 0 | 0 | 0 | 0 | 0 | 0 | 0 | 0 | 0 | 0 | 0 | 0 | 0 | 0 | 0 | 0 | 0 | 0 | 0 | 0 | 0 | 2 | 1 | 1 | 0 | 2 | 0 | -1260.48 | -1054.844 | -926.9943 | Midway-Q2005 230kV Line | Midway-Q2005 230kV Line | Midway-Q2005 230kV Line |  | 0 | 1 | 0 | 0 | 0 | 0 | -59.457 | 171.1913 | 35.0057 | Moss Landing-Las Aguilas 230 kV Line | Moss Landing-Las Aguilas 230 kV Line | Midway-Q2005 230kV Line |  | 5 | 3 | YES | 3 | 5 | 1 | YES | 2
East of Pisgah Study Area | Pahrump | 230 | 0 | 0 | 0 | 0 | 0 | 0 | 0 | 0 | 0 | 0 | 0 | 0 | 0 | 0 | 0 | 0 | 0 | 0 | 0 | 1 | 0 | 1 | 0 | 0 | 0 | 0 | 1 | 1 | 1 | 0 | 0 | 0 | 0 | 0 | 0 | 0 | 0 | 0 | 0 | 0 | 0 | 0 | 0 | 0 | 0 | 0 | 0 | 0 | 0 | 0 | 0 | 0 | 0 | 0 | 0 | 0 | 0 | 0 | 0 | 0 | 0 | 0 | 0 | 0 | 0 | 0 | 0 | 0 | 0 | 0 | 0 | 0 | 0 | 0 | 0 | 0 | 0 | 0 | 0 | 0 | 0 | 0 | 0 | 0 | 0 | 0 | 0 | 0 | 0 | 0 | 0 | 0 | 0 | 0 | 0 | 0 | 0 | 0 | 0 | 0 | 0 | 0 | 0 | 0 | 0 | 0 | 0 | 4 |  | 0 | 0 | 0 | 0 | 0 | 0 | 0 | 0 | 0 | 0 | 0 | 0 | 0 | 0 | 0 | 0 | 0 | 0 | 0 | 0 | 0 | 0 | 0 | 0 | 0 | 0 | 0 | 0 | 0 | 0 | 0 | 0 | 0 | 0 | 0 | 0 | 0 | 0 | 0 | 0 | 0 | 0 | 0 | 0 | 0 | 1 | 1 | 0 | 0 | 0 | 0 | -2124.047 | 568.64 | 398.6 | Devers-Red Bluff Constraint | GLW 230kV area constraint | VEA 138kV area constraint |  | 0 | 1 | 0 | 0 | 0 | 0 | -2124.047 | 568.64 | 398.6 | Devers-Red Bluff Constraint | GLW 230kV area constraint | VEA 138kV area constraint |  | 5 | 4 | YES | 4 | 1 | 1 | NO | 1
East of Pisgah Study Area | Pahrump | 138 | 0 | 0 | 0 | 0 | 0 | 0 | 0 | 0 | 0 | 0 | 0 | 0 | 0 | 0 | 0 | 0 | 0 | 0 | 0 | 1 | 0 | 1 | 0 | 0 | 0 | 0 | 1 | 1 | 1 | 0 | 0 | 0 | 0 | 0 | 0 | 0 | 0 | 0 | 0 | 0 | 0 | 0 | 0 | 0 | 0 | 0 | 0 | 0 | 0 | 0 | 0 | 0 | 0 | 0 | 0 | 0 | 0 | 0 | 0 | 0 | 0 | 0 | 0 | 0 | 0 | 0 | 0 | 0 | 0 | 0 | 0 | 0 | 0 | 0 | 0 | 0 | 0 | 0 | 0 | 0 | 0 | 0 | 0 | 0 | 0 | 0 | 0 | 0 | 0 | 0 | 0 | 0 | 0 | 0 | 0 | 0 | 0 | 0 | 0 | 0 | 0 | 0 | 0 | 0 | 0 | 0 | 0 | 4 |  | 0 | 0 | 0 | 0 | 0 | 0 | 0 | 0 | 0 | 0 | 0 | 0 | 0 | 0 | 0 | 0 | 0 | 0 | 0 | 0 | 0 | 0 | 0 | 0 | 0 | 0 | 0 | 0 | 0 | 0 | 0 | 0 | 0 | 0 | 0 | 0 | 0 | 0 | 0 | 0 | 0 | 0 | 0 | 0 | 0 | 1 | 1 | 0 | 0 | 0 | 0 | -2124.047 | 568.64 | 398.6 | Devers-Red Bluff Constraint | GLW 230kV area constraint | VEA 138kV area constraint |  | 0 | 1 | 0 | 0 | 0 | 0 | -2124.047 | 568.64 | 398.6 | Devers-Red Bluff Constraint | GLW 230kV area constraint | VEA 138kV area constraint |  | 5 | 4 | YES | 4 | 1 | 1 | NO | 1
SDG&E Study Area | Pala | 69 | 0 | 0 | 0 | 0 | 0 | 0 | 0 | 0 | 0 | 0 | 0 | 0 | 0 | 0 | 0 | 0 | 0 | 0 | 0 | 0 | 0 | 0 | 0 | 0 | 0 | 0 | 0 | 0 | 0 | 1 | 0 | 0 | 1 | 0 | 0 | 0 | 0 | 1 | 0 | 0 | 0 | 1 | 0 | 0 | 0 | 0 | 0 | 0 | 0 | 0 | 0 | 0 | 0 | 0 | 0 | 0 | 0 | 0 | 0 | 0 | 0 | 0 | 0 | 0 | 0 | 0 | 0 | 0 | 0 | 0 | 0 | 0 | 0 | 0 | 0 | 0 | 0 | 0 | 0 | 0 | 0 | 0 | 0 | 0 | 0 | 0 | 0 | 0 | 0 | 0 | 0 | 0 | 0 | 0 | 0 | 0 | 0 | 0 | 0 | 0 | 0 | 0 | 0 | 0 | 0 | 0 | 0 | 1 |  | 0 | 0 | 0 | 0 | 0 | 0 | 0 | 0 | 0 | 0 | 0 | 0 | 0 | 0 | 0 | 0 | 0 | 0 | 0 | 0 | 0 | 0 | 0 | 0 | 0 | 0 | 10 | 0 | 0 | 1 | 0 | 0 | 0 | 0 | 0 | 0 | 0 | 0 | 0 | 0 | 0 | 10 | 0 | 0 | 1 | 1 | 0 | 0 | 0 | 0 | 0 | -291.35 | 269 | 284 | Talega 230 kV constraint | Ocean Ranch 69 kV constraint | Ocean Ranch 69 kV constraint |  | 0 | 0 | 0 | 0 | 0 | 0 | 89.39 | 269 | 284 | Internal San Diego Area constraint | Ocean Ranch 69 kV constraint | Ocean Ranch 69 kV constraint |  | 5 | 1 | YES | 2 | 1 | 1 | NO | 1
PG&E North of Greater Bay Study Area | Palermo | 230 | 0 | 0 | 0 | 0 | 0 | 0 | 0 | 0 | 0 | 0 | 0 | 0 | 0 | 0 | 0 | 0 | 0 | 0 | 0 | 0 | 0 | 0 | 0 | 0 | 0 | 0 | 0 | 0 | 0 | 0 | 0 | 0 | 0 | 0 | 0 | 0 | 0 | 0 | 0 | 0 | 0 | 0 | 0 | 0 | 1 | 0 | 0 | 0 | 0 | 1 | 0 | 1 | 1 | 0 | 0 | 0 | 0 | 0 | 0 | 0 | 0 | 0 | 0 | 0 | 1 | 1 | 0 | 0 | 0 | 0 | 0 | 0 | 0 | 0 | 0 | 0 | 0 | 0 | 0 | 0 | 0 | 0 | 0 | 0 | 0 | 0 | 0 | 0 | 0 | 0 | 0 | 0 | 0 | 0 | 0 | 0 | 0 | 0 | 0 | 0 | 0 | 0 | 0 | 0 | 0 | 0 | 0 | 0 |  | 0 | 0 | 0 | 0 | 0 | 0 | 0 | 0 | 0 | 0 | 0 | 0 | 0 | 0 | 0 | 0 | 0 | 0 | 0 | 0 | 0 | 0 | 0 | 0 | 0 | 0 | 0 | 0 | 0 | 0 | 0 | 0 | 0 | 0 | 0 | 0 | 0 | 0 | 0 | 0 | 0 | 0 | 0 | 0 | 0 | 2 | 0 | 0 | 0 | 0 | 0 | -836.7415 | 27.5905 | 197.21 | Vaca Dixon-Tesla 500kV Line | Rocklin-Pleaseant grove 115kV line | Rocklin-Pleaseant grove 115kV line |  | 1 | 0 | 0 | 0 | 0 | 0 | -27.1325 | 27.5905 | 197.21 | Rocklin-Pleaseant grove 115kV line | Rocklin-Pleaseant grove 115kV line | Rocklin-Pleaseant grove 115kV line |  | 5 | 5 | NO | 5 | 1 | 1 | NO | 1
PG&E North of Greater Bay Study Area | Palermo | 115 | 0 | 0 | 0 | 0 | 0 | 0 | 0 | 0 | 0 | 0 | 0 | 0 | 0 | 0 | 0 | 0 | 0 | 0 | 0 | 0 | 0 | 0 | 0 | 0 | 0 | 0 | 0 | 0 | 0 | 0 | 0 | 0 | 0 | 0 | 0 | 0 | 0 | 0 | 0 | 0 | 0 | 0 | 0 | 0 | 1 | 0 | 0 | 1 | 0 | 1 | 1 | 1 | 1 | 0 | 0 | 0 | 0 | 0 | 0 | 0 | 0 | 0 | 0 | 0 | 1 | 1 | 0 | 0 | 0 | 0 | 0 | 0 | 0 | 0 | 0 | 0 | 0 | 0 | 0 | 0 | 0 | 0 | 0 | 0 | 0 | 0 | 0 | 0 | 0 | 0 | 0 | 0 | 0 | 0 | 0 | 0 | 0 | 0 | 0 | 0 | 0 | 0 | 0 | 0 | 0 | 0 | 0 | 0 |  | 0 | 0 | 0 | 0 | 0 | 0 | 0 | 0 | 0 | 0 | 0 | 0 | 0 | 0 | 0 | 0 | 0 | 0 | 0 | 0 | 0 | 0 | 0 | 0 | 0 | 0 | 0 | 0 | 0 | 0 | 0 | 4.1 | 0 | 0 | 0 | 0 | 0 | 0 | 0 | 0 | 0 | 0 | 0 | 0 | 1 | 2 | 0 | 0 | 0 | 0 | 0 | -836.7415 | 27.5905 | 197.21 | Vaca Dixon-Tesla 500kV Line | Rocklin-Pleaseant grove 115kV line | Rocklin-Pleaseant grove 115kV line |  | 1 | 0 | 0 | 0 | 0 | 0 | -27.1325 | 27.5905 | 197.21 | Rocklin-Pleaseant grove 115kV line | Rocklin-Pleaseant grove 115kV line | Rocklin-Pleaseant grove 115kV line |  | 5 | 5 | NO | 5 | 1 | 1 | NO | 1
SCE Eastern Study Area | Palo Verde | 500 | 0 | 0 | 0 | 0 | 0 | 0 | 0 | 0 | 0 | 0 | 0 | 0 | 0 | 0 | 0 | 0 | 0 | 0 | 0 | 1 | 0 | 1 | 0 | 0 | 0 | 1 | 0 | 0 | 1 | 0 | 0 | 0 | 0 | 0 | 0 | 0 | 0 | 0 | 0 | 0 | 0 | 0 | 0 | 0 | 0 | 0 | 0 | 0 | 0 | 0 | 0 | 0 | 0 | 0 | 0 | 0 | 0 | 0 | 0 | 0 | 0 | 0 | 0 | 0 | 0 | 0 | 0 | 0 | 0 | 0 | 0 | 0 | 0 | 0 | 0 | 0 | 0 | 0 | 0 | 0 | 0 | 0 | 0 | 0 | 0 | 0 | 0 | 0 | 0 | 0 | 0 | 0 | 0 | 0 | 0 | 0 | 0 | 0 | 0 | 0 | 0 | 0 | 0 | 0 | 0 | 0 | 0 | 3 |  | 0 | 0 | 0 | 0 | 0 | 0 | 0 | 0 | 0 | 0 | 0 | 0 | 0 | 0 | 0 | 0 | 0 | 0 | 0 | 0 | 0 | 0 | 0 | 0 | 0 | 0 | 0 | 0 | 0 | 0 | 0 | 0 | 0 | 0 | 2130.8 | 0 | 0 | 0 | 0 | 0 | 0 | 0 | 0 | 0 | 1 | 1 | 1 | 0 | 0 | 0 | 0 | -2124.047 | 1720.3875 | 3685.482 | Devers-Red Bluff Constraint | Devers-Red Bluff Constraint | Lugo - Victorville area constraint |  | 0 | 1 | 0 | 0 | 0 | 0 | -2124.047 | 1720.3875 | 3754.723 | Devers-Red Bluff Constraint | Devers-Red Bluff Constraint | Colorado River-Red Bluff Constraint |  | 5 | 4 | YES | 4 | 1 | 1 | NO | 1
SDG&E Study Area | Palomar Energy | 230 | 0 | 0 | 0 | 0 | 0 | 0 | 0 | 0 | 0 | 0 | 0 | 0 | 0 | 0 | 0 | 0 | 0 | 0 | 0 | 0 | 0 | 0 | 0 | 0 | 0 | 0 | 0 | 0 | 0 | 1 | 0 | 0 | 1 | 0 | 1 | 0 | 1 | 0 | 0 | 0 | 0 | 1 | 0 | 0 | 0 | 0 | 0 | 0 | 0 | 0 | 0 | 0 | 0 | 0 | 0 | 0 | 0 | 0 | 0 | 0 | 0 | 0 | 0 | 0 | 0 | 0 | 0 | 0 | 0 | 0 | 0 | 0 | 0 | 0 | 0 | 0 | 0 | 0 | 0 | 0 | 0 | 0 | 0 | 0 | 0 | 0 | 0 | 0 | 0 | 0 | 0 | 0 | 0 | 0 | 0 | 0 | 0 | 0 | 0 | 0 | 0 | 0 | 0 | 0 | 0 | 0 | 0 | 3 |  | 0 | 0 | 0 | 0 | 0 | 0 | 0 | 0 | 0 | 0 | 0 | 0 | 0 | 0 | 0 | 0 | 0 | 0 | 0 | 0 | 0 | 0 | 0 | 0 | 0 | 0 | 0 | 0 | 0 | 0 | 0 | 0 | 0 | 0 | 0 | 0 | 0 | 0 | 0 | 0 | 0 | 0 | 0 | 0 | 0 | 1 | 0 | 0 | 0 | 0 | 0 | -291.35 | 456.825 | 1818.31 | Talega 230 kV constraint | Talega 230 kV constraint | Internal San Diego Area constraint |  | 0 | 0 | 0 | 0 | 0 | 0 | 1.09 | 1041.7 | 1818.31 | Encina - San Luis Rey 230 kV constraint | Capistrano-San Onofre 230 kV constraint | Internal San Diego Area constraint |  | 5 | 1 | YES | 2 | 1 | 1 | NO | 1
PG&E Fresno Study Area | Panoche | 115 | 0 | 0 | 0 | 0 | 0 | 0 | 0 | 0 | 0 | 0 | 0 | 0 | 0 | 0 | 0 | 0 | 0 | 0 | 0 | 0 | 0 | 0 | 0 | 0 | 0 | 0 | 0 | 0 | 0 | 0 | 0 | 0 | 0 | 0 | 0 | 0 | 0 | 0 | 0 | 0 | 0 | 0 | 0 | 0 | 0 | 0 | 0 | 0 | 0 | 0 | 1 | 0 | 0 | 0 | 0 | 0 | 0 | 0 | 0 | 0 | 0 | 0 | 0 | 0 | 0 | 0 | 0 | 0 | 0 | 0 | 0 | 0 | 0 | 0 | 0 | 0 | 1 | 0 | 0 | 0 | 0 | 0 | 0 | 0 | 0 | 1 | 1 | 1 | 1 | 1 | 1 | 1 | 1 | 1 | 1 | 1 | 0 | 0 | 0 | 0 | 0 | 1 | 0 | 0 | 0 | 0 | 0 | 3 |  | 0 | 0 | 0 | 0 | 0 | 0 | 0 | 0 | 0 | 0 | 0 | 0 | 0 | 0 | 0 | 0 | 0 | 0 | 0 | 0 | 0 | 0 | 0 | 0 | 0 | 0 | 0 | 0 | 0 | 0 | 0 | 0 | 0 | 0 | 0 | 0 | 0 | 0 | 6 | 0 | 0 | 0 | 0 | 0 | 1 | 4 | 0 | 3 | 0 | 2 | 0 | -1260.48 | -1054.844 | -926.9943 | Midway-Q2005 230kV Line | Midway-Q2005 230kV Line | Midway-Q2005 230kV Line |  | 0 | 0 | 0 | 0 | 0 | 0 | 71.981 | 208.4702 | 6.8725 | Gates 500/230kV TB #11 | Gates 500/230kV TB #11 | Dairyland-Chowchilla 115kV Line |  | 5 | 1 | YES | 2 | 5 | 1 | YES | 2
PG&E Fresno Study Area | Panoche | 230 | 0 | 0 | 0 | 0 | 0 | 0 | 0 | 0 | 0 | 0 | 0 | 0 | 0 | 0 | 0 | 0 | 0 | 0 | 0 | 0 | 0 | 0 | 0 | 0 | 0 | 0 | 0 | 0 | 0 | 0 | 0 | 0 | 0 | 0 | 0 | 0 | 0 | 0 | 0 | 0 | 0 | 0 | 0 | 0 | 0 | 0 | 0 | 0 | 0 | 0 | 0 | 0 | 0 | 0 | 0 | 0 | 0 | 0 | 0 | 0 | 0 | 0 | 0 | 0 | 0 | 0 | 0 | 0 | 0 | 0 | 0 | 0 | 0 | 0 | 0 | 0 | 0 | 0 | 0 | 0 | 0 | 0 | 0 | 0 | 0 | 1 | 1 | 0 | 0 | 0 | 0 | 1 | 1 | 1 | 0 | 0 | 0 | 0 | 0 | 0 | 0 | 0 | 0 | 0 | 0 | 1 | 0 | 3 |  | 0 | 0 | 0 | 0 | 0 | 0 | 0 | 0 | 0 | 0 | 0 | 0 | 0 | 0 | 0 | 0 | 0 | 0 | 0 | 0 | 0 | 0 | 0 | 0 | 0 | 0 | 0 | 0 | 0 | 0 | 0 | 0 | 0 | 0 | 0 | 0 | 0 | 0 | 0 | 100 | 0 | 0 | 0 | 0 | 1 | 1 | 1 | 0 | 0 | 1 | 0 | -157.428 | 159.7961 | -593.4625 | Gates 500/230kV TB #12 | Gates 500/230kV TB #12 | Moss Landing-Las Aguilas 230 kV Line |  | 0 | 1 | 0 | 0 | 0 | 0 | -59.457 | 171.1913 | 73.5875 | Moss Landing-Las Aguilas 230 kV Line | Moss Landing-Las Aguilas 230 kV Line | Los Banos 500/230kV TB |  | 5 | 3 | YES | 3 | 5 | 1 | YES | 2
SCE Northern Area | Pardee | 230 | 0 | 0 | 1 | 0 | 0 | 0 | 1 | 0 | 0 | 0 | 0 | 0 | 0 | 0 | 0 | 0 | 0 | 0 | 0 | 0 | 0 | 0 | 0 | 0 | 0 | 0 | 0 | 0 | 1 | 0 | 0 | 0 | 0 | 0 | 0 | 0 | 0 | 0 | 0 | 0 | 0 | 0 | 0 | 0 | 0 | 0 | 0 | 0 | 0 | 0 | 0 | 0 | 0 | 0 | 0 | 0 | 0 | 0 | 0 | 0 | 0 | 0 | 0 | 0 | 0 | 0 | 0 | 0 | 0 | 0 | 0 | 0 | 0 | 0 | 0 | 0 | 0 | 0 | 0 | 0 | 0 | 0 | 0 | 0 | 0 | 0 | 0 | 0 | 0 | 0 | 0 | 0 | 0 | 0 | 0 | 0 | 0 | 0 | 0 | 0 | 0 | 0 | 0 | 0 | 0 | 0 | 0 | 0 |  | 0 | 0 | 0 | 0 | 0 | 0 | 0 | 0 | 0 | 0 | 0 | 80 | 0 | 0 | 1 | 0 | 0 | 0 | 0 | 0 | 0 | 0 | 0 | 0 | 0 | 0 | 15 | 0 | 0 | 1 | 0 | 0 | 0 | 0 | 0 | 0 | 0 | 0 | 0 | 0 | 0 | 15 | 0 | 0 | 1 | 2 | 0 | 1 | 0 | 0 | 0 | -1715.6208 | -34.6371 | 1455.259 | Lugo - Victorville area constraint | South of Magunden Constraint | South of Magunden Constraint |  | 1 | 0 | 1 | 0 | 0 | 0 | -596.4338 | -34.6371 | 1455.259 | South of Magunden Constraint | South of Magunden Constraint | South of Magunden Constraint |  | 5 | 5 | NO | 5 | 1 | 1 | NO | 1
PG&E North of Greater Bay Study Area | Parkway | 230 | 0 | 0 | 0 | 0 | 0 | 0 | 0 | 0 | 0 | 0 | 0 | 0 | 0 | 0 | 0 | 0 | 0 | 0 | 0 | 0 | 0 | 0 | 0 | 0 | 0 | 0 | 0 | 0 | 0 | 0 | 0 | 0 | 0 | 0 | 0 | 0 | 0 | 0 | 0 | 0 | 0 | 0 | 0 | 0 | 1 | 0 | 0 | 0 | 0 | 0 | 0 | 0 | 0 | 0 | 0 | 0 | 0 | 0 | 1 | 1 | 1 | 0 | 0 | 1 | 1 | 0 | 0 | 0 | 0 | 0 | 0 | 0 | 0 | 1 | 0 | 0 | 0 | 0 | 0 | 0 | 0 | 0 | 0 | 0 | 0 | 0 | 0 | 0 | 0 | 0 | 0 | 0 | 0 | 0 | 0 | 0 | 0 | 0 | 0 | 0 | 0 | 0 | 0 | 0 | 0 | 0 | 0 | 0 |  | 0 | 0 | 0 | 0 | 0 | 0 | 0 | 0 | 0 | 0 | 0 | 0 | 0 | 0 | 0 | 0 | 0 | 0 | 0 | 0 | 0 | 0 | 0 | 0 | 0 | 0 | 0 | 0 | 0 | 0 | 0 | 2.3 | 0 | 0 | 0 | 0 | 0 | 0 | 0 | 0 | 0 | 0 | 0 | 0 | 1 | 2 | 0 | 0 | 0 | 0 | 0 | -836.7415 | 193.7277 | 921.9913 | Vaca Dixon-Tesla 500kV Line | Vaca Dixon-Tesla 500kV Line | Windmaster-Delta pumps 230 kV line |  | 1 | 0 | 0 | 0 | 0 | 0 | -133.2328 | 381.3403 | 921.9913 | Windmaster-Delta pumps 230 kV line | Windmaster-Delta pumps 230 kV line | Windmaster-Delta pumps 230 kV line |  | 5 | 5 | NO | 5 | 1 | 1 | NO | 1
SCE Northern Area | Pastoria | 230 | 1 | 0 | 1 | 0 | 0 | 0 | 1 | 0 | 1 | 0 | 0 | 0 | 0 | 0 | 0 | 0 | 0 | 0 | 0 | 0 | 0 | 0 | 0 | 0 | 0 | 0 | 0 | 0 | 1 | 0 | 0 | 0 | 0 | 0 | 0 | 0 | 0 | 0 | 0 | 0 | 0 | 0 | 0 | 0 | 0 | 0 | 0 | 0 | 0 | 0 | 0 | 0 | 0 | 0 | 0 | 0 | 0 | 0 | 0 | 0 | 0 | 0 | 0 | 0 | 0 | 0 | 0 | 0 | 0 | 0 | 0 | 0 | 0 | 0 | 0 | 0 | 0 | 0 | 0 | 0 | 0 | 0 | 0 | 0 | 0 | 0 | 0 | 0 | 0 | 0 | 0 | 0 | 0 | 0 | 0 | 0 | 0 | 0 | 0 | 0 | 0 | 0 | 0 | 0 | 0 | 0 | 0 | 0 |  | 0 | 0 | 0 | 0 | 0 | 0 | 0 | 0 | 0 | 39 | 66 | 80 | 0 | 0 | 1 | 0 | 0 | 0 | 0 | 0 | 0 | 0 | 0 | 0 | 0 | 0 | 0 | 0 | 0 | 0 | 0 | 0 | 0 | 0 | 0 | 0 | 0 | 0 | 0 | 0 | 0 | 0 | 0 | 0 | 0 | 2 | 0 | 1 | 0 | 0 | 0 | -1715.6208 | -34.6371 | 0.005 | Lugo - Victorville area constraint | South of Magunden Constraint | Antelope-Neenach Constraint |  | 1 | 0 | 1 | 0 | 0 | 0 | -596.4338 | -34.6371 | 0.005 | South of Magunden Constraint | South of Magunden Constraint | Antelope-Neenach Constraint |  | 5 | 5 | NO | 5 | 1 | 1 | NO | 1
SCE Metro Study Area | Pauda | 230 | 0 | 0 | 0 | 0 | 0 | 0 | 0 | 0 | 0 | 0 | 0 | 0 | 1 | 0 | 0 | 0 | 0 | 0 | 0 | 0 | 0 | 0 | 0 | 0 | 0 | 0 | 0 | 0 | 0 | 0 | 0 | 0 | 0 | 0 | 0 | 0 | 0 | 0 | 0 | 0 | 0 | 0 | 0 | 0 | 0 | 0 | 0 | 0 | 0 | 0 | 0 | 0 | 0 | 0 | 0 | 0 | 0 | 0 | 0 | 0 | 0 | 0 | 0 | 0 | 0 | 0 | 0 | 0 | 0 | 0 | 0 | 0 | 0 | 0 | 0 | 0 | 0 | 0 | 0 | 0 | 0 | 0 | 0 | 0 | 0 | 0 | 0 | 0 | 0 | 0 | 0 | 0 | 0 | 0 | 0 | 0 | 0 | 0 | 0 | 0 | 0 | 0 | 0 | 0 | 0 | 0 | 0 | 0 |  | 0 | 0 | 0 | 0 | 0 | 0 | 0 | 0 | 0 | 0 | 0 | 0 | 0 | 0 | 0 | 0 | 0 | 0 | 0 | 0 | 0 | 0 | 0 | 0 | 0 | 0 | 195 | 0 | 0 | 1 | 0 | 0 | 0 | 0 | 0 | 0 | 0 | 0 | 0 | 0 | 0 | 195 | 0 | 0 | 1 | 0 | 0 | 0 | 0 | 0 | 0 | 11590.638 | 12647.921 | 15842.11 | SCE Metro Area Default Constraint | SCE Metro Area Default Constraint | SCE Metro Area Default Constraint |  | 0 | 0 | 0 | 0 | 0 | 0 | 11590.638 | 12647.921 | 15842.11 | SCE Metro Area Default Constraint | SCE Metro Area Default Constraint | SCE Metro Area Default Constraint |  | 1 | 1 | NO | 1 | 1 | 1 | NO | 1
PG&E North of Greater Bay Study Area | Peabody | 230 | 0 | 0 | 0 | 0 | 0 | 0 | 0 | 0 | 0 | 0 | 0 | 0 | 0 | 0 | 0 | 0 | 0 | 0 | 0 | 0 | 0 | 0 | 0 | 0 | 0 | 0 | 0 | 0 | 0 | 0 | 0 | 0 | 0 | 0 | 0 | 0 | 0 | 0 | 0 | 0 | 0 | 0 | 0 | 0 | 1 | 0 | 0 | 0 | 0 | 0 | 0 | 0 | 0 | 0 | 0 | 0 | 0 | 0 | 1 | 1 | 1 | 0 | 0 | 0 | 0 | 0 | 0 | 0 | 0 | 0 | 0 | 0 | 0 | 1 | 1 | 0 | 0 | 0 | 0 | 0 | 0 | 0 | 0 | 0 | 0 | 0 | 0 | 0 | 0 | 0 | 0 | 0 | 0 | 0 | 0 | 0 | 0 | 0 | 0 | 0 | 0 | 0 | 0 | 0 | 0 | 0 | 0 | 0 |  | 0 | 0 | 0 | 0 | 0 | 0 | 0 | 0 | 0 | 0 | 0 | 0 | 0 | 0 | 0 | 0 | 0 | 0 | 0 | 0 | 0 | 0 | 0 | 0 | 0 | 0 | 0 | 0 | 0 | 0 | 0 | 0 | 0 | 0 | 0 | 0 | 0 | 0 | 4.4 | 0 | 0 | 0 | 0 | 0 | 1 | 3 | 0 | 0 | 0 | 0 | 0 | -836.7415 | 125.4613 | 452.5825 | Vaca Dixon-Tesla 500kV Line | Birds Landing-Contra Costa 230kV Line | Birds Landing-Contra Costa 230kV Line |  | 2 | 0 | 0 | 0 | 0 | 0 | -325.6387 | 125.4613 | 452.5825 | Birds Landing-Contra Costa 230kV Line | Birds Landing-Contra Costa 230kV Line | Birds Landing-Contra Costa 230kV Line |  | 5 | 5 | NO | 5 | 1 | 1 | NO | 1
PG&E North of Greater Bay Study Area | Pease | 115 | 0 | 0 | 0 | 0 | 0 | 0 | 0 | 0 | 0 | 0 | 0 | 0 | 0 | 0 | 0 | 0 | 0 | 0 | 0 | 0 | 0 | 0 | 0 | 0 | 0 | 0 | 0 | 0 | 0 | 0 | 0 | 0 | 0 | 0 | 0 | 0 | 0 | 0 | 0 | 0 | 0 | 0 | 0 | 0 | 1 | 0 | 0 | 0 | 0 | 1 | 1 | 1 | 1 | 0 | 0 | 0 | 0 | 0 | 0 | 0 | 0 | 0 | 0 | 0 | 1 | 1 | 0 | 0 | 0 | 0 | 0 | 0 | 0 | 0 | 0 | 0 | 0 | 0 | 0 | 0 | 0 | 0 | 0 | 0 | 0 | 0 | 0 | 0 | 0 | 0 | 0 | 0 | 0 | 0 | 0 | 0 | 0 | 0 | 0 | 0 | 0 | 0 | 0 | 0 | 0 | 0 | 0 | 0 |  | 0 | 0 | 0 | 0 | 0 | 0 | 0 | 0 | 0 | 0 | 0 | 6 | 0 | 0 | 1 | 0 | 0 | 0 | 0 | 0 | 0 | 0 | 0 | 0 | 0 | 0 | 0 | 0 | 0 | 0 | 0 | 0 | 0 | 0 | 0 | 0 | 0 | 0 | 0 | 0 | 0 | 0 | 0 | 0 | 0 | 2 | 0 | 0 | 0 | 0 | 0 | -836.7415 | 27.5905 | 197.21 | Vaca Dixon-Tesla 500kV Line | Rocklin-Pleaseant grove 115kV line | Rocklin-Pleaseant grove 115kV line |  | 1 | 0 | 0 | 0 | 0 | 0 | -27.1325 | 27.5905 | 197.21 | Rocklin-Pleaseant grove 115kV line | Rocklin-Pleaseant grove 115kV line | Rocklin-Pleaseant grove 115kV line |  | 5 | 5 | NO | 5 | 1 | 1 | NO | 1
SDG&E Study Area | Penasquitos | 230 | 0 | 0 | 0 | 0 | 0 | 0 | 0 | 0 | 0 | 0 | 0 | 0 | 0 | 0 | 0 | 0 | 0 | 0 | 0 | 0 | 0 | 0 | 0 | 0 | 0 | 0 | 0 | 0 | 0 | 0 | 0 | 0 | 0 | 0 | 1 | 0 | 1 | 0 | 0 | 0 | 0 | 0 | 0 | 0 | 0 | 0 | 0 | 0 | 0 | 0 | 0 | 0 | 0 | 0 | 0 | 0 | 0 | 0 | 0 | 0 | 0 | 0 | 0 | 0 | 0 | 0 | 0 | 0 | 0 | 0 | 0 | 0 | 0 | 0 | 0 | 0 | 0 | 0 | 0 | 0 | 0 | 0 | 0 | 0 | 0 | 0 | 0 | 0 | 0 | 0 | 0 | 0 | 0 | 0 | 0 | 0 | 0 | 0 | 0 | 0 | 0 | 0 | 0 | 0 | 0 | 0 | 0 | 2 |  | 0 | 0 | 0 | 0 | 0 | 0 | 0 | 0 | 0 | 0 | 0 | 0 | 0 | 0 | 0 | 0 | 0 | 0 | 0 | 0 | 0 | 0 | 0 | 0 | 0 | 0 | 0 | 0 | 0 | 0 | 0 | 0 | 0 | 0 | 0 | 0 | 0 | 0 | 0 | 0 | 0 | 0 | 0 | 0 | 0 | 0 | 0 | 0 | 0 | 0 | 0 | 1.09 | 1089.75 | 2534.46 | Encina - San Luis Rey 230 kV constraint | Encina - San Luis Rey 230 kV constraint | Encina - San Luis Rey 230 kV constraint |  | 0 | 0 | 0 | 0 | 0 | 0 | 1.09 | 1089.75 | 2534.46 | Encina - San Luis Rey 230 kV constraint | Encina - San Luis Rey 230 kV constraint | Encina - San Luis Rey 230 kV constraint |  | 1 | 1 | NO | 1 | 1 | 1 | NO | 1
PG&E North of Greater Bay Study Area | Penngrove | 115 | 0 | 0 | 0 | 0 | 0 | 0 | 0 | 0 | 0 | 0 | 0 | 0 | 0 | 0 | 0 | 0 | 0 | 0 | 0 | 0 | 0 | 0 | 0 | 0 | 0 | 0 | 0 | 0 | 0 | 0 | 0 | 0 | 0 | 0 | 0 | 0 | 0 | 0 | 0 | 0 | 0 | 0 | 0 | 0 | 0 | 0 | 1 | 0 | 0 | 0 | 0 | 0 | 0 | 0 | 0 | 0 | 1 | 0 | 0 | 0 | 0 | 0 | 0 | 0 | 0 | 0 | 0 | 0 | 0 | 0 | 0 | 0 | 0 | 0 | 0 | 0 | 0 | 0 | 0 | 0 | 0 | 0 | 0 | 0 | 0 | 0 | 0 | 0 | 0 | 0 | 0 | 0 | 0 | 0 | 0 | 0 | 0 | 0 | 0 | 0 | 0 | 0 | 0 | 0 | 0 | 0 | 0 | 1 |  | 0 | 0 | 0 | 0 | 0 | 0 | 0 | 0 | 0 | 0 | 0 | 0 | 0 | 0 | 0 | 0 | 0 | 0 | 0 | 0 | 0 | 0 | 0 | 0 | 0 | 0 | 0 | 0 | 0 | 0 | 0 | 0 | 0 | 0 | 0 | 0 | 0 | 0 | 0 | 0 | 0 | 0 | 0 | 0 | 0 | 0 | 0 | 0 | 0 | 0 | 0 | 1323.544 | 1340.7048 | 532.0172 | Cortina-Eagle Rock 115 kV line | Lakeville-Ignacio 230 kV line | Lakeville-Ignacio 230 kV line |  | 0 | 0 | 0 | 0 | 0 | 0 | 1323.544 | 1340.7048 | 532.0172 | Cortina-Eagle Rock 115 kV line | Lakeville-Ignacio 230 kV line | Lakeville-Ignacio 230 kV line |  | 1 | 1 | NO | 1 | 1 | 1 | NO | 1
PG&E Greater Bay Study Area | Peoria | 115 | 0 | 0 | 0 | 0 | 0 | 0 | 0 | 0 | 0 | 0 | 0 | 0 | 0 | 0 | 0 | 0 | 0 | 0 | 0 | 0 | 0 | 0 | 0 | 0 | 0 | 0 | 0 | 0 | 0 | 0 | 0 | 0 | 0 | 0 | 0 | 0 | 0 | 0 | 0 | 0 | 0 | 0 | 0 | 0 | 0 | 0 | 0 | 0 | 0 | 0 | 1 | 0 | 0 | 0 | 0 | 0 | 0 | 0 | 0 | 0 | 1 | 0 | 1 | 0 | 1 | 0 | 0 | 0 | 0 | 0 | 0 | 0 | 0 | 1 | 0 | 0 | 0 | 0 | 0 | 0 | 0 | 0 | 0 | 0 | 0 | 0 | 0 | 0 | 0 | 0 | 0 | 0 | 0 | 0 | 0 | 0 | 0 | 0 | 0 | 0 | 0 | 0 | 0 | 0 | 0 | 0 | 0 | 0 |  | 0 | 0 | 0 | 0 | 0 | 0 | 0 | 0 | 0 | 0 | 0 | 10 | 0 | 0 | 1 | 0 | 0 | 0 | 0 | 0 | 0 | 0 | 0 | 0 | 0 | 0 | 0 | 0 | 0 | 0 | 0 | 2 | 0 | 0 | 0 | 0 | 0 | 0 | 0 | 0 | 0 | 0 | 0 | 0 | 1 | 0 | 0 | 0 | 0 | 0 | 0 | 3.859 | 102.156 | 280.6464 | Kasson Jct-Heinz 115 kV line | Kasson Jct-Heinz 115 kV line | Kasson Jct-Heinz 115 kV line |  | 0 | 0 | 0 | 0 | 0 | 0 | 3.859 | 102.156 | 280.6464 | Kasson Jct-Heinz 115 kV line | Kasson Jct-Heinz 115 kV line | Kasson Jct-Heinz 115 kV line |  | 1 | 1 | NO | 1 | 1 | 1 | NO | 1
PG&E Greater Bay Study Area | Piercy | 115 | 0 | 0 | 0 | 0 | 0 | 0 | 0 | 0 | 0 | 0 | 0 | 0 | 0 | 0 | 0 | 0 | 0 | 0 | 0 | 0 | 0 | 0 | 0 | 0 | 0 | 0 | 0 | 0 | 0 | 0 | 0 | 0 | 0 | 0 | 0 | 0 | 0 | 0 | 0 | 0 | 0 | 0 | 0 | 0 | 0 | 0 | 0 | 0 | 0 | 0 | 0 | 0 | 0 | 0 | 0 | 0 | 0 | 0 | 0 | 0 | 1 | 0 | 0 | 0 | 1 | 0 | 0 | 0 | 0 | 0 | 0 | 1 | 1 | 0 | 0 | 0 | 0 | 0 | 0 | 0 | 0 | 0 | 0 | 0 | 0 | 0 | 0 | 0 | 0 | 0 | 0 | 0 | 0 | 0 | 0 | 0 | 0 | 0 | 0 | 0 | 0 | 0 | 0 | 0 | 0 | 0 | 0 | 1 |  | 0 | 0 | 0 | 0 | 0 | 0 | 0 | 0 | 0 | 0 | 0 | 0 | 0 | 0 | 0 | 0 | 0 | 0 | 0 | 0 | 0 | 0 | 0 | 0 | 0 | 0 | 0 | 0 | 0 | 0 | 0 | 0 | 0 | 0 | 0 | 0 | 0 | 0 | 0 | 0 | 0 | 0 | 0 | 0 | 0 | 1 | 0 | 0 | 0 | 0 | 0 | -299.3 | 6.45 | 925.5 | Morganhill-Metcalf 115kV Line | Morganhill-Metcalf 115kV Line | Morganhill-Metcalf 115kV Line |  | 1 | 0 | 0 | 0 | 0 | 0 | -299.3 | 6.45 | 925.5 | Morganhill-Metcalf 115kV Line | Morganhill-Metcalf 115kV Line | Morganhill-Metcalf 115kV Line |  | 5 | 5 | NO | 5 | 1 | 1 | NO | 1
PG&E Fresno Study Area | Pine Flat | 230 | 0 | 0 | 0 | 0 | 0 | 0 | 0 | 0 | 0 | 0 | 0 | 0 | 0 | 0 | 0 | 0 | 0 | 0 | 0 | 0 | 0 | 0 | 0 | 0 | 0 | 0 | 0 | 0 | 0 | 0 | 0 | 0 | 0 | 0 | 0 | 0 | 0 | 0 | 0 | 0 | 0 | 0 | 0 | 0 | 0 | 0 | 0 | 0 | 0 | 0 | 1 | 0 | 0 | 0 | 0 | 0 | 0 | 0 | 0 | 0 | 0 | 0 | 0 | 0 | 0 | 0 | 0 | 0 | 0 | 0 | 0 | 0 | 0 | 0 | 0 | 0 | 1 | 0 | 0 | 0 | 0 | 0 | 0 | 0 | 0 | 1 | 1 | 1 | 1 | 1 | 1 | 1 | 1 | 1 | 1 | 1 | 0 | 1 | 1 | 0 | 0 | 1 | 0 | 0 | 0 | 1 | 0 | 4 |  | 0 | 0 | 0 | 0 | 0 | 0 | 0 | 0 | 0 | 0 | 0 | 0 | 0 | 0 | 0 | 0 | 0 | 0 | 0 | 0 | 0 | 0 | 0 | 0 | 0 | 0 | 0 | 0 | 0 | 0 | 0 | 8 | 0 | 0 | 0 | 0 | 0 | 0 | 0 | 0 | 0 | 0 | 0 | 0 | 1 | 4 | 1 | 3 | 0 | 3 | 0 | -1260.48 | -1054.844 | -926.9943 | Midway-Q2005 230kV Line | Midway-Q2005 230kV Line | Midway-Q2005 230kV Line |  | 0 | 1 | 0 | 0 | 0 | 0 | -59.457 | 171.1913 | 6.8725 | Moss Landing-Las Aguilas 230 kV Line | Moss Landing-Las Aguilas 230 kV Line | Dairyland-Chowchilla 115kV Line |  | 5 | 3 | YES | 3 | 5 | 1 | YES | 2
SCE North of Lugo Study Area | Pisgah | 230 | 0 | 0 | 0 | 0 | 0 | 0 | 0 | 0 | 0 | 0 | 0 | 0 | 0 | 0 | 0 | 0 | 1 | 1 | 0 | 0 | 0 | 0 | 0 | 0 | 0 | 0 | 0 | 0 | 0 | 0 | 0 | 0 | 0 | 0 | 0 | 0 | 0 | 0 | 0 | 0 | 0 | 0 | 0 | 0 | 0 | 0 | 0 | 0 | 0 | 0 | 0 | 0 | 0 | 0 | 0 | 0 | 0 | 0 | 0 | 0 | 0 | 0 | 0 | 0 | 0 | 0 | 0 | 0 | 0 | 0 | 0 | 0 | 0 | 0 | 0 | 0 | 0 | 0 | 0 | 0 | 0 | 0 | 0 | 0 | 0 | 0 | 0 | 0 | 0 | 0 | 0 | 0 | 0 | 0 | 0 | 0 | 0 | 0 | 0 | 0 | 0 | 0 | 0 | 0 | 0 | 0 | 0 | 1 |  | 0 | 0 | 0 | 0 | 0 | 0 | 0 | 0 | 0 | 0 | 0 | 0 | 0 | 0 | 0 | 0 | 0 | 0 | 0 | 0 | 0 | 0 | 0 | 0 | 0 | 0 | 0 | 0 | 0 | 0 | 0 | 0 | 0 | 0 | 0 | 0 | 0 | 0 | 0 | 0 | 0 | 0 | 0 | 0 | 0 | 0 | 0 | 0 | 0 | 0 | 0 | 276.4 | 363.15 | 374 | Calcite to Lugo Area Constraint | Calcite to Lugo Area Constraint | Calcite to Lugo Area Constraint |  | 0 | 0 | 0 | 0 | 0 | 0 | 276.4 | 363.15 | 374 | Calcite to Lugo Area Constraint | Calcite to Lugo Area Constraint | Calcite to Lugo Area Constraint |  | 1 | 1 | NO | 1 | 1 | 1 | NO | 1
PG&E North of Greater Bay Study Area | Pit 1 | 230 | 0 | 0 | 0 | 0 | 0 | 0 | 0 | 0 | 0 | 0 | 0 | 0 | 0 | 0 | 0 | 0 | 0 | 0 | 0 | 0 | 0 | 0 | 0 | 0 | 0 | 0 | 0 | 0 | 0 | 0 | 0 | 0 | 0 | 0 | 0 | 0 | 0 | 0 | 0 | 0 | 0 | 0 | 0 | 0 | 1 | 0 | 0 | 0 | 1 | 0 | 0 | 0 | 0 | 0 | 0 | 0 | 0 | 0 | 0 | 0 | 0 | 0 | 0 | 0 | 0 | 0 | 0 | 0 | 0 | 0 | 0 | 0 | 0 | 0 | 0 | 0 | 0 | 0 | 0 | 0 | 0 | 0 | 0 | 0 | 0 | 0 | 0 | 0 | 0 | 0 | 0 | 0 | 0 | 0 | 0 | 0 | 0 | 0 | 0 | 0 | 0 | 0 | 0 | 0 | 0 | 0 | 0 | 0 |  | 0 | 0 | 0 | 0 | 0 | 0 | 0 | 0 | 0 | 0 | 0 | 0 | 0 | 0 | 0 | 0 | 0 | 0 | 0 | 0 | 0 | 0 | 0 | 0 | 0 | 0 | 0 | 0 | 0 | 0 | 0 | 0 | 0 | 0 | 0 | 0 | 0 | 0 | 0 | 0 | 0 | 0 | 0 | 0 | 0 | 2 | 0 | 1 | 0 | 0 | 0 | -836.7415 | -18.6 | 50.7 | Vaca Dixon-Tesla 500kV Line | Carberry-Round Mountain 230kV Line | Carberry-Round Mountain 230kV Line |  | 1 | 0 | 0 | 0 | 0 | 0 | -93 | 7.4 | 75.7 | Carberry-Round Mountain 230kV Line | Carberry-Round Mountain 230kV Line | Carberry-Round Mountain 230kV Line |  | 5 | 5 | NO | 5 | 1 | 1 | NO | 1
PG&E North of Greater Bay Study Area | New Sub - Pit 1 - Cottonwood (Proposed) | 230 | 0 | 0 | 0 | 0 | 0 | 0 | 0 | 0 | 0 | 0 | 0 | 0 | 0 | 0 | 0 | 0 | 0 | 0 | 0 | 0 | 0 | 0 | 0 | 0 | 0 | 0 | 0 | 0 | 0 | 0 | 0 | 0 | 0 | 0 | 0 | 0 | 0 | 0 | 0 | 0 | 0 | 0 | 0 | 0 | 1 | 0 | 0 | 0 | 1 | 0 | 0 | 0 | 0 | 0 | 0 | 0 | 0 | 0 | 0 | 0 | 0 | 0 | 0 | 0 | 0 | 0 | 0 | 0 | 0 | 0 | 0 | 0 | 0 | 0 | 0 | 0 | 0 | 0 | 0 | 0 | 0 | 0 | 0 | 0 | 0 | 0 | 0 | 0 | 0 | 0 | 0 | 0 | 0 | 0 | 0 | 0 | 0 | 0 | 0 | 0 | 0 | 0 | 0 | 0 | 0 | 0 | 0 | 0 |  | 0 | 0 | 0 | 0 | 0 | 0 | 0 | 0 | 0 | 0 | 0 | 0 | 0 | 0 | 0 | 0 | 0 | 0 | 0 | 0 | 0 | 0 | 0 | 0 | 0 | 0 | 0 | 0 | 0 | 0 | 0 | 0 | 200 | 10 | 0 | 0 | 0 | 0 | 0 | 0 | 0 | 0 | 0 | 0 | 1 | 2 | 0 | 1 | 0 | 0 | 0 | -836.7415 | -18.6 | 50.7 | Vaca Dixon-Tesla 500kV Line | Carberry-Round Mountain 230kV Line | Carberry-Round Mountain 230kV Line |  | 1 | 0 | 0 | 0 | 0 | 0 | -93 | 7.4 | 75.7 | Carberry-Round Mountain 230kV Line | Carberry-Round Mountain 230kV Line | Carberry-Round Mountain 230kV Line |  | 5 | 5 | NO | 5 | 1 | 1 | NO | 1
PG&E North of Greater Bay Study Area | Pit 4 | 230 | 0 | 0 | 0 | 0 | 0 | 0 | 0 | 0 | 0 | 0 | 0 | 0 | 0 | 0 | 0 | 0 | 0 | 0 | 0 | 0 | 0 | 0 | 0 | 0 | 0 | 0 | 0 | 0 | 0 | 0 | 0 | 0 | 0 | 0 | 0 | 0 | 0 | 0 | 0 | 0 | 0 | 0 | 0 | 0 | 1 | 0 | 0 | 0 | 0 | 0 | 0 | 0 | 0 | 0 | 0 | 0 | 0 | 0 | 0 | 0 | 0 | 0 | 0 | 0 | 0 | 0 | 0 | 0 | 0 | 0 | 0 | 0 | 0 | 0 | 0 | 0 | 0 | 0 | 0 | 0 | 0 | 0 | 0 | 0 | 0 | 0 | 0 | 0 | 0 | 0 | 0 | 0 | 0 | 0 | 0 | 0 | 0 | 0 | 0 | 0 | 0 | 0 | 0 | 0 | 0 | 0 | 0 | 0 |  | 0 | 0 | 0 | 0 | 0 | 0 | 0 | 0 | 0 | 0 | 0 | 0 | 0 | 0 | 0 | 0 | 0 | 0 | 0 | 0 | 0 | 0 | 0 | 0 | 0 | 0 | 0 | 0 | 0 | 0 | 0 | 0 | 0 | 0 | 0 | 0 | 0 | 0 | 0 | 0 | 0 | 0 | 0 | 0 | 0 | 1 | 0 | 0 | 0 | 0 | 0 | -836.7415 | 193.7277 | 1246.8168 | Vaca Dixon-Tesla 500kV Line | Vaca Dixon-Tesla 500kV Line | Vaca Dixon-Tesla 500kV Line |  | 0 | 0 | 0 | 0 | 0 | 0 | 7808.2585 | 8838.7277 | 1246.8168 | Vaca Dixon-Tesla 500kV Line | Vaca Dixon-Tesla 500kV Line | Vaca Dixon-Tesla 500kV Line |  | 5 | 1 | YES | 2 | 1 | 1 | NO | 1
PG&E Greater Bay Study Area | Pittsburg | 230 | 0 | 0 | 0 | 0 | 0 | 0 | 0 | 0 | 0 | 0 | 0 | 0 | 0 | 0 | 0 | 0 | 0 | 0 | 0 | 0 | 0 | 0 | 0 | 0 | 0 | 0 | 0 | 0 | 0 | 0 | 0 | 0 | 0 | 0 | 0 | 0 | 0 | 0 | 0 | 0 | 0 | 0 | 0 | 1 | 1 | 0 | 0 | 0 | 0 | 0 | 0 | 0 | 0 | 0 | 1 | 1 | 0 | 1 | 1 | 1 | 1 | 0 | 0 | 1 | 1 | 0 | 0 | 0 | 0 | 0 | 0 | 0 | 0 | 1 | 0 | 0 | 0 | 0 | 0 | 0 | 0 | 0 | 0 | 0 | 0 | 0 | 0 | 0 | 0 | 0 | 0 | 0 | 0 | 0 | 0 | 0 | 0 | 0 | 0 | 0 | 0 | 0 | 0 | 0 | 0 | 0 | 0 | 3 |  | 0 | 0 | 0 | 0 | 0 | 0 | 0 | 0 | 0 | 0 | 0 | 200 | 0 | 0 | 1 | 0 | 0 | 0 | 0 | 0 | 0 | 0 | 0 | 0 | 0 | 0 | 0 | 0 | 0 | 0 | 0 | 0 | 0 | 0 | 0 | 0 | 0 | 0 | 0 | 0 | 0 | 0 | 0 | 0 | 0 | 2 | 0 | 0 | 0 | 0 | 0 | -836.7415 | 193.7277 | 921.9913 | Vaca Dixon-Tesla 500kV Line | Vaca Dixon-Tesla 500kV Line | Windmaster-Delta pumps 230 kV line |  | 1 | 0 | 0 | 0 | 0 | 0 | -133.2328 | 381.3403 | 921.9913 | Windmaster-Delta pumps 230 kV line | Windmaster-Delta pumps 230 kV line | Windmaster-Delta pumps 230 kV line |  | 5 | 5 | NO | 5 | 1 | 1 | NO | 1
PG&E Greater Bay Study Area | Pittsburg | 115 | 0 | 0 | 0 | 0 | 0 | 0 | 0 | 0 | 0 | 0 | 0 | 0 | 0 | 0 | 0 | 0 | 0 | 0 | 0 | 0 | 0 | 0 | 0 | 0 | 0 | 0 | 0 | 0 | 0 | 0 | 0 | 0 | 0 | 0 | 0 | 0 | 0 | 0 | 0 | 0 | 0 | 0 | 0 | 1 | 1 | 0 | 0 | 0 | 0 | 0 | 0 | 0 | 0 | 0 | 1 | 1 | 0 | 1 | 1 | 0 | 1 | 0 | 0 | 0 | 1 | 0 | 0 | 0 | 0 | 0 | 0 | 0 | 0 | 1 | 0 | 0 | 0 | 0 | 0 | 0 | 0 | 0 | 0 | 0 | 0 | 0 | 0 | 0 | 0 | 0 | 0 | 0 | 0 | 0 | 0 | 0 | 0 | 0 | 0 | 0 | 0 | 0 | 0 | 0 | 0 | 0 | 0 | 3 |  | 0 | 0 | 0 | 0 | 0 | 0 | 0 | 0 | 0 | 0 | 0 | 0 | 0 | 0 | 0 | 0 | 0 | 0 | 0 | 0 | 0 | 0 | 0 | 0 | 0 | 0 | 0 | 0 | 0 | 0 | 0 | 0 | 0 | 0 | 0 | 0 | 0 | 0 | 0 | 0 | 0 | 0 | 0 | 0 | 0 | 2 | 0 | 0 | 0 | 0 | 0 | -836.7415 | 193.7277 | 921.9913 | Vaca Dixon-Tesla 500kV Line | Vaca Dixon-Tesla 500kV Line | Windmaster-Delta pumps 230 kV line |  | 1 | 0 | 0 | 0 | 0 | 0 | -133.2328 | 381.3403 | 921.9913 | Windmaster-Delta pumps 230 kV line | Windmaster-Delta pumps 230 kV line | Windmaster-Delta pumps 230 kV line |  | 5 | 5 | NO | 5 | 1 | 1 | NO | 1
PG&E North of Greater Bay Study Area | Placerville | 115 | 0 | 0 | 0 | 0 | 0 | 0 | 0 | 0 | 0 | 0 | 0 | 0 | 0 | 0 | 0 | 0 | 0 | 0 | 0 | 0 | 0 | 0 | 0 | 0 | 0 | 0 | 0 | 0 | 0 | 0 | 0 | 0 | 0 | 0 | 0 | 0 | 0 | 0 | 0 | 0 | 0 | 0 | 0 | 0 | 1 | 0 | 0 | 0 | 0 | 0 | 1 | 1 | 1 | 0 | 0 | 0 | 0 | 0 | 0 | 0 | 0 | 0 | 0 | 0 | 1 | 1 | 0 | 0 | 0 | 0 | 0 | 0 | 0 | 0 | 0 | 0 | 0 | 0 | 0 | 0 | 0 | 0 | 0 | 0 | 0 | 0 | 0 | 0 | 0 | 0 | 0 | 0 | 0 | 0 | 0 | 0 | 0 | 0 | 0 | 0 | 0 | 0 | 0 | 0 | 0 | 0 | 0 | 0 |  | 0 | 0 | 0 | 0 | 0 | 0 | 0 | 0 | 0 | 0 | 0 | 0 | 0 | 0 | 0 | 0 | 0 | 0 | 0 | 0 | 0 | 0 | 0 | 0 | 0 | 0 | 0 | 0 | 0 | 0 | 0 | 2 | 0 | 0 | 0 | 0 | 0 | 0 | 1 | 0 | 0 | 0 | 0 | 0 | 1 | 1 | 0 | 0 | 0 | 0 | 0 | -836.7415 | 193.7277 | 400.84 | Vaca Dixon-Tesla 500kV Line | Vaca Dixon-Tesla 500kV Line | Rio Oso-Brighton 230kV line |  | 0 | 0 | 0 | 0 | 0 | 0 | 297.6425 | 351.3395 | 400.84 | Rio Oso-Brighton 230kV line | Rio Oso-Brighton 230kV line | Rio Oso-Brighton 230kV line |  | 5 | 1 | YES | 2 | 1 | 1 | NO | 1
PG&E North of Greater Bay Study Area | Pleasant Grove | 115 | 0 | 0 | 0 | 0 | 0 | 0 | 0 | 0 | 0 | 0 | 0 | 0 | 0 | 0 | 0 | 0 | 0 | 0 | 0 | 0 | 0 | 0 | 0 | 0 | 0 | 0 | 0 | 0 | 0 | 0 | 0 | 0 | 0 | 0 | 0 | 0 | 0 | 0 | 0 | 0 | 0 | 0 | 0 | 0 | 1 | 0 | 0 | 1 | 0 | 0 | 1 | 1 | 1 | 0 | 0 | 0 | 0 | 0 | 0 | 0 | 0 | 0 | 0 | 0 | 1 | 1 | 0 | 0 | 0 | 0 | 0 | 0 | 0 | 0 | 0 | 0 | 0 | 0 | 0 | 0 | 0 | 0 | 0 | 0 | 0 | 0 | 0 | 0 | 0 | 0 | 0 | 0 | 0 | 0 | 0 | 0 | 0 | 0 | 0 | 0 | 0 | 0 | 0 | 0 | 0 | 0 | 0 | 0 |  | 0 | 0 | 0 | 0 | 0 | 0 | 0 | 0 | 0 | 0 | 0 | 0 | 0 | 0 | 0 | 0 | 0 | 0 | 0 | 0 | 0 | 0 | 0 | 0 | 0 | 0 | 0 | 0 | 0 | 0 | 0 | 0 | 0 | 0 | 0 | 0 | 0 | 0 | 2.75 | 0 | 0 | 0 | 0 | 0 | 1 | 1 | 0 | 0 | 0 | 0 | 0 | -836.7415 | 193.7277 | 400.84 | Vaca Dixon-Tesla 500kV Line | Vaca Dixon-Tesla 500kV Line | Rio Oso-Brighton 230kV line |  | 0 | 0 | 0 | 0 | 0 | 0 | 297.6425 | 351.3395 | 400.84 | Rio Oso-Brighton 230kV line | Rio Oso-Brighton 230kV line | Rio Oso-Brighton 230kV line |  | 5 | 1 | YES | 2 | 1 | 1 | NO | 1
PG&E North of Greater Bay Study Area | POE | 230 | 0 | 0 | 0 | 0 | 0 | 0 | 0 | 0 | 0 | 0 | 0 | 0 | 0 | 0 | 0 | 0 | 0 | 0 | 0 | 0 | 0 | 0 | 0 | 0 | 0 | 0 | 0 | 0 | 0 | 0 | 0 | 0 | 0 | 0 | 0 | 0 | 0 | 0 | 0 | 0 | 0 | 0 | 0 | 0 | 1 | 0 | 0 | 0 | 0 | 1 | 0 | 0 | 0 | 0 | 0 | 0 | 0 | 0 | 0 | 0 | 0 | 0 | 0 | 0 | 0 | 0 | 0 | 0 | 0 | 0 | 0 | 0 | 0 | 0 | 0 | 0 | 0 | 0 | 0 | 0 | 0 | 0 | 0 | 0 | 0 | 0 | 0 | 0 | 0 | 0 | 0 | 0 | 0 | 0 | 0 | 0 | 0 | 0 | 0 | 0 | 0 | 0 | 0 | 0 | 0 | 0 | 0 | 0 |  | 0 | 0 | 0 | 0 | 0 | 0 | 0 | 0 | 0 | 0 | 0 | 0 | 0 | 0 | 0 | 0 | 0 | 0 | 0 | 0 | 0 | 0 | 0 | 0 | 0 | 0 | 0 | 0 | 0 | 0 | 0 | 0 | 0 | 0 | 0 | 0 | 0 | 0 | 0 | 0 | 0 | 0 | 0 | 0 | 0 | 2 | 0 | 0 | 0 | 0 | 0 | -836.7415 | 27.5905 | 197.21 | Vaca Dixon-Tesla 500kV Line | Rocklin-Pleaseant grove 115kV line | Rocklin-Pleaseant grove 115kV line |  | 1 | 0 | 0 | 0 | 0 | 0 | -27.1325 | 27.5905 | 197.21 | Rocklin-Pleaseant grove 115kV line | Rocklin-Pleaseant grove 115kV line | Rocklin-Pleaseant grove 115kV line |  | 5 | 5 | NO | 5 | 1 | 1 | NO | 1
SDG&E Study Area | Point Loma | 69 | 0 | 0 | 0 | 0 | 0 | 0 | 0 | 0 | 0 | 0 | 0 | 0 | 0 | 0 | 0 | 0 | 0 | 0 | 0 | 0 | 0 | 0 | 0 | 0 | 0 | 0 | 0 | 0 | 0 | 0 | 0 | 0 | 1 | 0 | 0 | 0 | 0 | 0 | 0 | 0 | 0 | 0 | 0 | 0 | 0 | 0 | 0 | 0 | 0 | 0 | 0 | 0 | 0 | 0 | 0 | 0 | 0 | 0 | 0 | 0 | 0 | 0 | 0 | 0 | 0 | 0 | 0 | 0 | 0 | 0 | 0 | 0 | 0 | 0 | 0 | 0 | 0 | 0 | 0 | 0 | 0 | 0 | 0 | 0 | 0 | 0 | 0 | 0 | 0 | 0 | 0 | 0 | 0 | 0 | 0 | 0 | 0 | 0 | 0 | 0 | 0 | 0 | 0 | 0 | 0 | 0 | 0 | 1 |  | 0 | 0 | 0 | 0 | 0 | 0 | 0 | 0 | 0 | 0 | 0 | 0 | 0 | 0 | 0 | 0 | 0 | 0 | 0 | 0 | 0 | 0 | 0 | 0 | 0 | 0 | 0 | 0 | 0 | 0 | 0 | 0 | 0 | 0 | 0 | 0 | 0 | 0 | 0 | 0 | 0 | 0 | 0 | 0 | 0 | 0 | 0 | 0 | 0 | 0 | 0 | 89.39 | 1201.975 | 1818.31 | Internal San Diego Area constraint | Internal San Diego Area constraint | Internal San Diego Area constraint |  | 0 | 0 | 0 | 0 | 0 | 0 | 89.39 | 1201.975 | 1818.31 | Internal San Diego Area constraint | Internal San Diego Area constraint | Internal San Diego Area constraint |  | 1 | 1 | NO | 1 | 1 | 1 | NO | 1
SDG&E Study Area | Pomerado | 69 | 0 | 0 | 0 | 0 | 0 | 0 | 0 | 0 | 0 | 0 | 0 | 0 | 0 | 0 | 0 | 0 | 0 | 0 | 0 | 0 | 0 | 0 | 0 | 0 | 0 | 0 | 0 | 0 | 0 | 0 | 0 | 0 | 1 | 0 | 0 | 0 | 0 | 0 | 0 | 0 | 0 | 0 | 0 | 0 | 0 | 0 | 0 | 0 | 0 | 0 | 0 | 0 | 0 | 0 | 0 | 0 | 0 | 0 | 0 | 0 | 0 | 0 | 0 | 0 | 0 | 0 | 0 | 0 | 0 | 0 | 0 | 0 | 0 | 0 | 0 | 0 | 0 | 0 | 0 | 0 | 0 | 0 | 0 | 0 | 0 | 0 | 0 | 0 | 0 | 0 | 0 | 0 | 0 | 0 | 0 | 0 | 0 | 0 | 0 | 0 | 0 | 0 | 0 | 0 | 0 | 0 | 0 | 1 |  | 0 | 0 | 0 | 0 | 0 | 0 | 0 | 0 | 0 | 0 | 0 | 0 | 0 | 0 | 0 | 0 | 0 | 0 | 0 | 0 | 0 | 0 | 0 | 0 | 0 | 0 | 100 | 0 | 0 | 1 | 0 | 0 | 0 | 0 | 0 | 0 | 0 | 0 | 0 | 0 | 0 | 100 | 0 | 0 | 1 | 0 | 0 | 0 | 0 | 0 | 0 | 89.39 | 1201.975 | 1818.31 | Internal San Diego Area constraint | Internal San Diego Area constraint | Internal San Diego Area constraint |  | 0 | 0 | 0 | 0 | 0 | 0 | 89.39 | 1201.975 | 1818.31 | Internal San Diego Area constraint | Internal San Diego Area constraint | Internal San Diego Area constraint |  | 1 | 1 | NO | 1 | 1 | 1 | NO | 1
PG&E Kern Study Area | Poso Mountain | 115 | 0 | 0 | 0 | 0 | 0 | 0 | 0 | 0 | 0 | 0 | 0 | 0 | 0 | 0 | 0 | 0 | 0 | 0 | 0 | 0 | 0 | 0 | 0 | 0 | 0 | 0 | 0 | 0 | 0 | 0 | 0 | 0 | 0 | 0 | 0 | 0 | 0 | 0 | 0 | 0 | 0 | 0 | 0 | 0 | 0 | 0 | 0 | 0 | 0 | 0 | 0 | 0 | 0 | 0 | 0 | 0 | 0 | 0 | 0 | 0 | 0 | 0 | 0 | 0 | 0 | 0 | 0 | 0 | 0 | 0 | 0 | 0 | 0 | 0 | 0 | 0 | 1 | 0 | 1 | 0 | 0 | 0 | 1 | 1 | 0 | 1 | 1 | 0 | 0 | 0 | 0 | 0 | 0 | 0 | 0 | 0 | 0 | 0 | 0 | 0 | 0 | 0 | 0 | 0 | 0 | 0 | 0 | 0 |  | 0 | 0 | 0 | 0 | 0 | 0 | 0 | 0 | 0 | 0 | 0 | 0 | 0 | 0 | 0 | 0 | 0 | 0 | 0 | 0 | 0 | 0 | 0 | 0 | 0 | 0 | 0 | 0 | 0 | 0 | 0 | 0 | 0 | 0 | 0 | 0 | 0 | 0 | 3.8 | 0 | 0 | 0 | 0 | 0 | 1 | 2 | 0 | 1 | 0 | 1 | 0 | -1260.48 | -1054.844 | -926.9943 | Midway-Q2005 230kV Line | Midway-Q2005 230kV Line | Midway-Q2005 230kV Line |  | 0 | 0 | 0 | 0 | 0 | 0 | 71.981 | 35.1401 | 0.4922 | Gates 500/230kV TB #11 | Semitropic-Midway 115kV Line | Semitropic-Midway 115kV Line |  | 5 | 1 | YES | 2 | 5 | 1 | YES | 2
East of Pisgah Study Area | Primm | 230 | 0 | 0 | 0 | 0 | 0 | 0 | 0 | 0 | 0 | 0 | 0 | 0 | 0 | 0 | 0 | 0 | 0 | 0 | 0 | 0 | 0 | 0 | 0 | 0 | 0 | 0 | 0 | 0 | 1 | 0 | 0 | 0 | 0 | 0 | 0 | 0 | 0 | 0 | 0 | 0 | 0 | 0 | 0 | 0 | 0 | 0 | 0 | 0 | 0 | 0 | 0 | 0 | 0 | 0 | 0 | 0 | 0 | 0 | 0 | 0 | 0 | 0 | 0 | 0 | 0 | 0 | 0 | 0 | 0 | 0 | 0 | 0 | 0 | 0 | 0 | 0 | 0 | 0 | 0 | 0 | 0 | 0 | 0 | 0 | 0 | 0 | 0 | 0 | 0 | 0 | 0 | 0 | 0 | 0 | 0 | 0 | 0 | 0 | 0 | 0 | 0 | 0 | 0 | 0 | 0 | 0 | 0 | 0 |  | 0 | 0 | 0 | 0 | 0 | 0 | 0 | 0 | 0 | 0 | 0 | 0 | 0 | 0 | 0 | 0 | 0 | 0 | 0 | 0 | 0 | 0 | 0 | 0 | 0 | 0 | 200 | 0 | 0 | 1 | 0 | 0 | 0 | 0 | 0 | 0 | 0 | 0 | 0 | 0 | 0 | 200 | 0 | 0 | 1 | 1 | 0 | 0 | 0 | 0 | 0 | -1715.6208 | 2675.9204 | 3685.482 | Lugo - Victorville area constraint | Lugo - Victorville area constraint | Lugo - Victorville area constraint |  | 0 | 0 | 0 | 0 | 0 | 0 | 5084.3792 | 9475.9204 | 10485.482 | Lugo - Victorville area constraint | Lugo - Victorville area constraint | Lugo - Victorville area constraint |  | 5 | 1 | YES | 2 | 1 | 1 | NO | 1
PG&E North of Greater Bay Study Area | Putah Creek | 115 | 0 | 0 | 0 | 0 | 0 | 0 | 0 | 0 | 0 | 0 | 0 | 0 | 0 | 0 | 0 | 0 | 0 | 0 | 0 | 0 | 0 | 0 | 0 | 0 | 0 | 0 | 0 | 0 | 0 | 0 | 0 | 0 | 0 | 0 | 0 | 0 | 0 | 0 | 0 | 0 | 0 | 0 | 0 | 0 | 1 | 0 | 0 | 0 | 0 | 0 | 0 | 0 | 0 | 0 | 0 | 0 | 0 | 0 | 1 | 1 | 1 | 0 | 0 | 0 | 0 | 0 | 0 | 0 | 0 | 0 | 0 | 0 | 0 | 0 | 1 | 0 | 0 | 0 | 0 | 0 | 0 | 0 | 0 | 0 | 0 | 0 | 0 | 0 | 0 | 0 | 0 | 0 | 0 | 0 | 0 | 0 | 0 | 0 | 0 | 0 | 0 | 0 | 0 | 0 | 0 | 0 | 0 | 0 |  | 0 | 0 | 0 | 0 | 0 | 0 | 0 | 0 | 0 | 0 | 0 | 0 | 0 | 0 | 0 | 0 | 0 | 0 | 0 | 0 | 0 | 0 | 0 | 0 | 0 | 3 | 3 | 0 | 0 | 1 | 0 | 0 | 0 | 0 | 0 | 0 | 0 | 0 | 6.85 | 0 | 3 | 3 | 0 | 0 | 1 | 3 | 0 | 0 | 0 | 0 | 0 | -836.7415 | 125.4613 | 452.5825 | Vaca Dixon-Tesla 500kV Line | Birds Landing-Contra Costa 230kV Line | Birds Landing-Contra Costa 230kV Line |  | 2 | 0 | 0 | 0 | 0 | 0 | -325.6387 | 125.4613 | 452.5825 | Birds Landing-Contra Costa 230kV Line | Birds Landing-Contra Costa 230kV Line | Birds Landing-Contra Costa 230kV Line |  | 5 | 5 | NO | 5 | 1 | 1 | NO | 1
SDG&E Study Area | Q1806 Switchyard | 138 | 0 | 0 | 0 | 0 | 0 | 0 | 0 | 0 | 0 | 0 | 0 | 0 | 0 | 0 | 0 | 0 | 0 | 0 | 0 | 0 | 0 | 0 | 0 | 0 | 0 | 0 | 0 | 0 | 0 | 1 | 0 | 0 | 0 | 0 | 0 | 0 | 0 | 0 | 0 | 0 | 0 | 1 | 1 | 0 | 0 | 0 | 0 | 0 | 0 | 0 | 0 | 0 | 0 | 0 | 0 | 0 | 0 | 0 | 0 | 0 | 0 | 0 | 0 | 0 | 0 | 0 | 0 | 0 | 0 | 0 | 0 | 0 | 0 | 0 | 0 | 0 | 0 | 0 | 0 | 0 | 0 | 0 | 0 | 0 | 0 | 0 | 0 | 0 | 0 | 0 | 0 | 0 | 0 | 0 | 0 | 0 | 0 | 0 | 0 | 0 | 0 | 0 | 0 | 0 | 0 | 0 | 0 | 0 |  | 0 | 0 | 0 | 0 | 0 | 0 | 0 | 0 | 0 | 0 | 0 | 0 | 0 | 0 | 0 | 0 | 0 | 0 | 0 | 0 | 0 | 0 | 0 | 0 | 0 | 0 | 0 | 0 | 0 | 0 | 0 | 0 | 0 | 0 | 0 | 0 | 0 | 0 | 0 | 0 | 0 | 0 | 0 | 0 | 0 | 1 | 0 | 0 | 0 | 0 | 0 | -291.35 | 326 | 851 | Talega 230 kV constraint | Trabuco-Capistrano 138 kV constraint | Trabuco-Capistrano 138 kV constraint |  | 0 | 0 | 0 | 0 | 0 | 0 | 151 | 326 | 851 | Trabuco-Capistrano 138 kV constraint | Trabuco-Capistrano 138 kV constraint | Trabuco-Capistrano 138 kV constraint |  | 5 | 1 | YES | 2 | 1 | 1 | NO | 1
PG&E Fresno Study Area | Quinto | 230 | 0 | 0 | 0 | 0 | 0 | 0 | 0 | 0 | 0 | 0 | 0 | 0 | 0 | 0 | 0 | 0 | 0 | 0 | 0 | 0 | 0 | 0 | 0 | 0 | 0 | 0 | 0 | 0 | 0 | 0 | 0 | 0 | 0 | 0 | 0 | 0 | 0 | 0 | 0 | 0 | 0 | 0 | 0 | 0 | 0 | 0 | 0 | 0 | 0 | 0 | 0 | 0 | 0 | 0 | 0 | 0 | 0 | 0 | 0 | 0 | 0 | 0 | 0 | 0 | 0 | 0 | 0 | 0 | 0 | 0 | 0 | 0 | 0 | 0 | 0 | 0 | 0 | 0 | 0 | 0 | 0 | 0 | 0 | 0 | 0 | 1 | 0 | 0 | 0 | 0 | 0 | 1 | 0 | 0 | 0 | 0 | 0 | 0 | 0 | 0 | 0 | 0 | 0 | 0 | 0 | 0 | 0 | 1 |  | 0 | 0 | 0 | 0 | 0 | 0 | 0 | 0 | 0 | 0 | 0 | 0 | 0 | 0 | 0 | 0 | 0 | 0 | 0 | 0 | 0 | 0 | 0 | 0 | 0 | 0 | 0 | 0 | 0 | 0 | 0 | 0 | 0 | 0 | 0 | 0 | 0 | 0 | 0 | 121 | 0 | 0 | 0 | 0 | 1 | 1 | 0 | 0 | 0 | 0 | 0 | -157.428 | 159.7961 | 73.5875 | Gates 500/230kV TB #12 | Gates 500/230kV TB #12 | Los Banos 500/230kV TB |  | 0 | 0 | 0 | 0 | 0 | 0 | 5384.858 | 5793.9143 | 73.5875 | Los Banos 500/230kV TB | Los Banos 500/230kV TB | Los Banos 500/230kV TB |  | 5 | 1 | YES | 2 | 1 | 1 | NO | 1
PG&E Greater Bay Study Area | Race Track | 115 | 0 | 0 | 0 | 0 | 0 | 0 | 0 | 0 | 0 | 0 | 0 | 0 | 0 | 0 | 0 | 0 | 0 | 0 | 0 | 0 | 0 | 0 | 0 | 0 | 0 | 0 | 0 | 0 | 0 | 0 | 0 | 0 | 0 | 0 | 0 | 0 | 0 | 0 | 0 | 0 | 0 | 0 | 0 | 0 | 0 | 0 | 0 | 0 | 0 | 0 | 1 | 0 | 0 | 0 | 0 | 0 | 0 | 0 | 0 | 0 | 1 | 0 | 1 | 0 | 1 | 0 | 0 | 0 | 0 | 0 | 0 | 0 | 0 | 1 | 0 | 0 | 0 | 0 | 0 | 0 | 0 | 0 | 0 | 0 | 0 | 0 | 0 | 0 | 0 | 0 | 0 | 0 | 0 | 0 | 0 | 0 | 0 | 0 | 0 | 0 | 0 | 0 | 0 | 0 | 0 | 0 | 0 | 0 |  | 0 | 0 | 0 | 0 | 0 | 0 | 0 | 0 | 0 | 0 | 0 | 0 | 0 | 0 | 0 | 0 | 0 | 0 | 0 | 0 | 0 | 0 | 0 | 0 | 0 | 0 | 0 | 0 | 0 | 0 | 0 | 0 | 0 | 0 | 0 | 0 | 0 | 0 | 0 | 0 | 0 | 0 | 0 | 0 | 0 | 0 | 0 | 0 | 0 | 0 | 0 | 3.859 | 102.156 | 280.6464 | Kasson Jct-Heinz 115 kV line | Kasson Jct-Heinz 115 kV line | Kasson Jct-Heinz 115 kV line |  | 0 | 0 | 0 | 0 | 0 | 0 | 3.859 | 102.156 | 280.6464 | Kasson Jct-Heinz 115 kV line | Kasson Jct-Heinz 115 kV line | Kasson Jct-Heinz 115 kV line |  | 1 | 1 | NO | 1 | 1 | 1 | NO | 1
SDG&E Study Area | Rancho Mission Viejo | 138 | 0 | 0 | 0 | 0 | 0 | 0 | 0 | 0 | 0 | 0 | 0 | 0 | 0 | 0 | 0 | 0 | 0 | 0 | 0 | 0 | 0 | 0 | 0 | 0 | 0 | 0 | 0 | 0 | 0 | 1 | 0 | 0 | 0 | 0 | 0 | 0 | 0 | 0 | 0 | 0 | 0 | 1 | 1 | 0 | 0 | 0 | 0 | 0 | 0 | 0 | 0 | 0 | 0 | 0 | 0 | 0 | 0 | 0 | 0 | 0 | 0 | 0 | 0 | 0 | 0 | 0 | 0 | 0 | 0 | 0 | 0 | 0 | 0 | 0 | 0 | 0 | 0 | 0 | 0 | 0 | 0 | 0 | 0 | 0 | 0 | 0 | 0 | 0 | 0 | 0 | 0 | 0 | 0 | 0 | 0 | 0 | 0 | 0 | 0 | 0 | 0 | 0 | 0 | 0 | 0 | 0 | 0 | 0 |  | 0 | 0 | 0 | 0 | 0 | 0 | 0 | 0 | 0 | 0 | 0 | 0 | 0 | 0 | 0 | 0 | 0 | 0 | 0 | 0 | 0 | 0 | 0 | 0 | 0 | 0 | 0 | 0 | 0 | 0 | 0 | 0 | 0 | 0 | 0 | 0 | 0 | 0 | 0 | 0 | 0 | 0 | 0 | 0 | 0 | 1 | 0 | 0 | 0 | 0 | 0 | -291.35 | 326 | 851 | Talega 230 kV constraint | Trabuco-Capistrano 138 kV constraint | Trabuco-Capistrano 138 kV constraint |  | 0 | 0 | 0 | 0 | 0 | 0 | 151 | 326 | 851 | Trabuco-Capistrano 138 kV constraint | Trabuco-Capistrano 138 kV constraint | Trabuco-Capistrano 138 kV constraint |  | 5 | 1 | YES | 2 | 1 | 1 | NO | 1
PG&E North of Greater Bay Study Area | New Sub - Rancho Seco - Bellota (Proposed) | 230 | 0 | 0 | 0 | 0 | 0 | 0 | 0 | 0 | 0 | 0 | 0 | 0 | 0 | 0 | 0 | 0 | 0 | 0 | 0 | 0 | 0 | 0 | 0 | 0 | 0 | 0 | 0 | 0 | 0 | 0 | 0 | 0 | 0 | 0 | 0 | 0 | 0 | 0 | 0 | 0 | 0 | 0 | 0 | 0 | 0 | 0 | 0 | 0 | 0 | 0 | 1 | 0 | 0 | 0 | 0 | 0 | 0 | 0 | 0 | 0 | 0 | 0 | 0 | 0 | 1 | 1 | 0 | 0 | 0 | 0 | 0 | 0 | 0 | 0 | 0 | 0 | 0 | 0 | 0 | 0 | 0 | 0 | 0 | 0 | 0 | 0 | 0 | 0 | 0 | 0 | 0 | 1 | 0 | 0 | 0 | 0 | 0 | 0 | 0 | 0 | 0 | 1 | 0 | 0 | 0 | 0 | 0 | 1 |  | 0 | 0 | 0 | 0 | 0 | 0 | 0 | 0 | 0 | 0 | 0 | 0 | 0 | 0 | 0 | 0 | 0 | 0 | 0 | 0 | 0 | 0 | 0 | 0 | 0 | 0 | 0 | 0 | 0 | 0 | 0 | 0 | 0 | 0 | 0 | 0 | 0 | 0 | 0 | 0 | 0 | 0 | 0 | 0 | 0 | 0 | 0 | 0 | 0 | 0 | 0 | 287.165 | 576.837 | 73.5875 | Oro Loma-El Nido 115kV Line | Oro Loma-El Nido 115kV Line | Los Banos 500/230kV TB |  | 0 | 0 | 0 | 0 | 0 | 0 | 287.165 | 576.837 | 73.5875 | Oro Loma-El Nido 115kV Line | Oro Loma-El Nido 115kV Line | Los Banos 500/230kV TB |  | 1 | 1 | NO | 1 | 1 | 1 | NO | 1
SCE Metro Study Area | Rancho Vista | 500 | 0 | 0 | 0 | 0 | 0 | 0 | 0 | 0 | 0 | 0 | 0 | 0 | 1 | 0 | 0 | 0 | 0 | 0 | 0 | 0 | 0 | 0 | 0 | 0 | 0 | 0 | 0 | 0 | 0 | 0 | 0 | 0 | 0 | 0 | 0 | 0 | 0 | 0 | 0 | 0 | 0 | 0 | 0 | 0 | 0 | 0 | 0 | 0 | 0 | 0 | 0 | 0 | 0 | 0 | 0 | 0 | 0 | 0 | 0 | 0 | 0 | 0 | 0 | 0 | 0 | 0 | 0 | 0 | 0 | 0 | 0 | 0 | 0 | 0 | 0 | 0 | 0 | 0 | 0 | 0 | 0 | 0 | 0 | 0 | 0 | 0 | 0 | 0 | 0 | 0 | 0 | 0 | 0 | 0 | 0 | 0 | 0 | 0 | 0 | 0 | 0 | 0 | 0 | 0 | 0 | 0 | 0 | 0 |  | 0 | 0 | 0 | 0 | 0 | 0 | 0 | 0 | 0 | 0 | 0 | 0 | 0 | 0 | 0 | 0 | 0 | 0 | 0 | 0 | 0 | 0 | 0 | 0 | 0 | 0 | 0 | 0 | 0 | 0 | 0 | 0 | 0 | 0 | 0 | 0 | 0 | 0 | 0 | 0 | 0 | 0 | 0 | 0 | 0 | 0 | 0 | 0 | 0 | 0 | 0 | 11590.638 | 12647.921 | 15842.11 | SCE Metro Area Default Constraint | SCE Metro Area Default Constraint | SCE Metro Area Default Constraint |  | 0 | 0 | 0 | 0 | 0 | 0 | 11590.638 | 12647.921 | 15842.11 | SCE Metro Area Default Constraint | SCE Metro Area Default Constraint | SCE Metro Area Default Constraint |  | 1 | 1 | NO | 1 | 1 | 1 | NO | 1
SCE Metro Study Area | Rancho Vista | 230 | 0 | 0 | 0 | 0 | 0 | 0 | 0 | 0 | 0 | 0 | 0 | 0 | 1 | 0 | 0 | 0 | 0 | 0 | 0 | 0 | 0 | 0 | 0 | 0 | 0 | 0 | 0 | 0 | 0 | 0 | 0 | 0 | 0 | 0 | 0 | 0 | 0 | 0 | 0 | 0 | 0 | 0 | 0 | 0 | 0 | 0 | 0 | 0 | 0 | 0 | 0 | 0 | 0 | 0 | 0 | 0 | 0 | 0 | 0 | 0 | 0 | 0 | 0 | 0 | 0 | 0 | 0 | 0 | 0 | 0 | 0 | 0 | 0 | 0 | 0 | 0 | 0 | 0 | 0 | 0 | 0 | 0 | 0 | 0 | 0 | 0 | 0 | 0 | 0 | 0 | 0 | 0 | 0 | 0 | 0 | 0 | 0 | 0 | 0 | 0 | 0 | 0 | 0 | 0 | 0 | 0 | 0 | 0 |  | 0 | 0 | 0 | 0 | 0 | 0 | 0 | 0 | 0 | 0 | 0 | 0 | 0 | 0 | 0 | 0 | 0 | 0 | 0 | 0 | 0 | 0 | 0 | 0 | 0 | 0 | 0 | 0 | 0 | 0 | 0 | 0 | 0 | 0 | 0 | 0 | 0 | 0 | 0 | 0 | 0 | 0 | 0 | 0 | 0 | 0 | 0 | 0 | 0 | 0 | 0 | 11590.638 | 12647.921 | 15842.11 | SCE Metro Area Default Constraint | SCE Metro Area Default Constraint | SCE Metro Area Default Constraint |  | 0 | 0 | 0 | 0 | 0 | 0 | 11590.638 | 12647.921 | 15842.11 | SCE Metro Area Default Constraint | SCE Metro Area Default Constraint | SCE Metro Area Default Constraint |  | 1 | 1 | NO | 1 | 1 | 1 | NO | 1
SCE North of Lugo Study Area | Ransburg | 115 | 0 | 0 | 0 | 0 | 0 | 0 | 0 | 0 | 0 | 0 | 0 | 0 | 0 | 0 | 1 | 1 | 1 | 0 | 0 | 0 | 0 | 0 | 0 | 0 | 0 | 0 | 0 | 0 | 0 | 0 | 0 | 0 | 0 | 0 | 0 | 0 | 0 | 0 | 0 | 0 | 0 | 0 | 0 | 0 | 0 | 0 | 0 | 0 | 0 | 0 | 0 | 0 | 0 | 0 | 0 | 0 | 0 | 0 | 0 | 0 | 0 | 0 | 0 | 0 | 0 | 0 | 0 | 0 | 0 | 0 | 0 | 0 | 0 | 0 | 0 | 0 | 0 | 0 | 0 | 0 | 0 | 0 | 0 | 0 | 0 | 0 | 0 | 0 | 0 | 0 | 0 | 0 | 0 | 0 | 0 | 0 | 0 | 0 | 0 | 0 | 0 | 0 | 0 | 0 | 0 | 0 | 0 | 3 |  | 0 | 0 | 0 | 0 | 0 | 0 | 0 | 0 | 0 | 0 | 0 | 0 | 0 | 0 | 0 | 0 | 0 | 0 | 0 | 0 | 0 | 0 | 0 | 0 | 0 | 0 | 0 | 0 | 0 | 0 | 0 | 0 | 0 | 0 | 0 | 0 | 0 | 0 | 0 | 0 | 0 | 0 | 0 | 0 | 0 | 0 | 0 | 0 | 0 | 0 | 0 | 1275.208 | 1459.871 | 668.3 | Lugo Transformer Area Constraint | Kramer to Victor Area Constraint | Kramer to Victor Area Constraint |  | 0 | 0 | 0 | 0 | 0 | 0 | 1275.208 | 1459.871 | 668.3 | Lugo Transformer Area Constraint | Kramer to Victor Area Constraint | Kramer to Victor Area Constraint |  | 1 | 1 | NO | 1 | 1 | 1 | NO | 1
SCE Northern Area | Rector | 230 | 1 | 0 | 1 | 0 | 0 | 1 | 1 | 1 | 0 | 0 | 0 | 0 | 0 | 0 | 0 | 0 | 0 | 0 | 0 | 0 | 0 | 0 | 0 | 0 | 0 | 0 | 0 | 0 | 1 | 0 | 0 | 0 | 0 | 0 | 0 | 0 | 0 | 0 | 0 | 0 | 0 | 0 | 0 | 0 | 0 | 0 | 0 | 0 | 0 | 0 | 0 | 0 | 0 | 0 | 0 | 0 | 0 | 0 | 0 | 0 | 0 | 0 | 0 | 0 | 0 | 0 | 0 | 0 | 0 | 0 | 0 | 0 | 0 | 0 | 0 | 0 | 0 | 0 | 0 | 0 | 0 | 0 | 0 | 0 | 0 | 0 | 0 | 0 | 0 | 0 | 0 | 0 | 0 | 0 | 0 | 0 | 0 | 0 | 0 | 0 | 0 | 0 | 0 | 0 | 0 | 0 | 0 | 0 |  | 0 | 0 | 0 | 0 | 0 | 0 | 0 | 0 | 3.5 | 0 | 0 | 0 | 0 | 0 | 1 | 0 | 0 | 0 | 0 | 0 | 0 | 0 | 0 | 3 | 0 | 0 | 0 | 0 | 0 | 1 | 0 | 0 | 0 | 0 | 0 | 0 | 0 | 0 | 3 | 0 | 0 | 0 | 0 | 0 | 1 | 2 | 0 | 1 | 0 | 0 | 0 | -1715.6208 | -34.6371 | 720.359 | Lugo - Victorville area constraint | South of Magunden Constraint | South of Magunden Constraint |  | 1 | 0 | 1 | 0 | 0 | 0 | -596.4338 | -34.6371 | 720.359 | South of Magunden Constraint | South of Magunden Constraint | South of Magunden Constraint |  | 5 | 5 | NO | 5 | 1 | 1 | NO | 1
SCE Eastern Study Area | Red Bluff | 500 | 0 | 0 | 0 | 0 | 0 | 0 | 0 | 0 | 0 | 0 | 0 | 0 | 0 | 0 | 0 | 0 | 0 | 0 | 0 | 0 | 0 | 1 | 0 | 1 | 0 | 1 | 0 | 0 | 1 | 0 | 0 | 0 | 0 | 0 | 0 | 0 | 0 | 0 | 0 | 0 | 0 | 0 | 0 | 0 | 0 | 0 | 0 | 0 | 0 | 0 | 0 | 0 | 0 | 0 | 0 | 0 | 0 | 0 | 0 | 0 | 0 | 0 | 0 | 0 | 0 | 0 | 0 | 0 | 0 | 0 | 0 | 0 | 0 | 0 | 0 | 0 | 0 | 0 | 0 | 0 | 0 | 0 | 0 | 0 | 0 | 0 | 0 | 0 | 0 | 0 | 0 | 0 | 0 | 0 | 0 | 0 | 0 | 0 | 0 | 0 | 0 | 0 | 0 | 0 | 0 | 0 | 0 | 2 |  | 0 | 0 | 0 | 0 | 0 | 0 | 0 | 0 | 0 | 0 | 250 | 125 | 0 | 0 | 1 | 0 | 0 | 0 | 0 | 0 | 0 | 0 | 0 | 0 | 0 | 250 | 375 | 0 | 0 | 1 | 0 | 0 | 0 | 0 | 0 | 0 | 0 | 0 | 0 | 0 | 250 | 375 | 0 | 0 | 1 | 1 | 1 | 0 | 0 | 0 | 0 | -2124.047 | 1720.3875 | 3685.482 | Devers-Red Bluff Constraint | Devers-Red Bluff Constraint | Lugo - Victorville area constraint |  | 0 | 1 | 0 | 0 | 0 | 0 | -2124.047 | 1720.3875 | 7720.083 | Devers-Red Bluff Constraint | Devers-Red Bluff Constraint | Devers-Red Bluff Constraint |  | 5 | 4 | YES | 4 | 1 | 1 | NO | 1
SCE Eastern Study Area | Red Bluff | 230 | 0 | 0 | 0 | 0 | 0 | 0 | 0 | 0 | 0 | 0 | 0 | 0 | 0 | 0 | 0 | 0 | 0 | 0 | 0 | 0 | 0 | 0 | 0 | 0 | 1 | 0 | 0 | 0 | 0 | 0 | 0 | 0 | 0 | 0 | 0 | 0 | 0 | 0 | 0 | 0 | 0 | 0 | 0 | 0 | 0 | 0 | 0 | 0 | 0 | 0 | 0 | 0 | 0 | 0 | 0 | 0 | 0 | 0 | 0 | 0 | 0 | 0 | 0 | 0 | 0 | 0 | 0 | 0 | 0 | 0 | 0 | 0 | 0 | 0 | 0 | 0 | 0 | 0 | 0 | 0 | 0 | 0 | 0 | 0 | 0 | 0 | 0 | 0 | 0 | 0 | 0 | 0 | 0 | 0 | 0 | 0 | 0 | 0 | 0 | 0 | 0 | 0 | 0 | 0 | 0 | 0 | 0 | 0 |  | 0 | 0 | 0 | 0 | 0 | 0 | 0 | 0 | 0 | 0 | 250 | 280 | 0 | 0 | 1 | 0 | 0 | 0 | 0 | 0 | 0 | 0 | 0 | 0 | 100 | 363.5 | 416 | 0 | 0 | 1 | 0 | 0 | 0 | 0 | 0 | 0 | 0 | 0 | 0 | 100 | 363.5 | 416 | 0 | 0 | 1 | 0 | 0 | 0 | 0 | 0 | 0 | 15.4 | 331.3 | 1830.605 | Red Bluff 500/230 kV Constraint | Red Bluff 500/230 kV Constraint | Red Bluff 500/230 kV Constraint |  | 0 | 0 | 0 | 0 | 0 | 0 | 15.4 | 331.3 | 1830.605 | Red Bluff 500/230 kV Constraint | Red Bluff 500/230 kV Constraint | Red Bluff 500/230 kV Constraint |  | 1 | 1 | NO | 1 | 1 | 1 | NO | 1
SCE Metro Study Area | Redondo | 230 | 0 | 0 | 0 | 0 | 0 | 0 | 0 | 0 | 0 | 0 | 1 | 1 | 1 | 0 | 0 | 0 | 0 | 0 | 0 | 0 | 0 | 0 | 0 | 0 | 0 | 0 | 0 | 0 | 0 | 0 | 0 | 0 | 0 | 0 | 0 | 0 | 0 | 0 | 0 | 0 | 0 | 0 | 0 | 0 | 0 | 0 | 0 | 0 | 0 | 0 | 0 | 0 | 0 | 0 | 0 | 0 | 0 | 0 | 0 | 0 | 0 | 0 | 0 | 0 | 0 | 0 | 0 | 0 | 0 | 0 | 0 | 0 | 0 | 0 | 0 | 0 | 0 | 0 | 0 | 0 | 0 | 0 | 0 | 0 | 0 | 0 | 0 | 0 | 0 | 0 | 0 | 0 | 0 | 0 | 0 | 0 | 0 | 0 | 0 | 0 | 0 | 0 | 0 | 0 | 0 | 0 | 0 | 0 |  | 0 | 0 | 0 | 0 | 0 | 0 | 0 | 0 | 0 | 0 | 0 | 0 | 0 | 0 | 0 | 0 | 0 | 0 | 0 | 0 | 0 | 0 | 0 | 0 | 0 | 0 | 0 | 0 | 0 | 0 | 0 | 0 | 0 | 0 | 0 | 0 | 0 | 0 | 0 | 0 | 0 | 0 | 0 | 0 | 0 | 0 | 0 | 0 | 0 | 0 | 0 | 3139.976 | 3337.692 | 3938.92 | Hinson - Del Amo Constraint | Hinson - Del Amo Constraint | Hinson - Del Amo Constraint |  | 0 | 0 | 0 | 0 | 0 | 0 | 3139.976 | 3337.692 | 3938.92 | Hinson - Del Amo Constraint | Hinson - Del Amo Constraint | Hinson - Del Amo Constraint |  | 1 | 1 | NO | 1 | 1 | 1 | NO | 1
PG&E Kern Study Area | Renfro | 115 | 0 | 0 | 0 | 0 | 0 | 0 | 0 | 0 | 0 | 0 | 0 | 0 | 0 | 0 | 0 | 0 | 0 | 0 | 0 | 0 | 0 | 0 | 0 | 0 | 0 | 0 | 0 | 0 | 0 | 0 | 0 | 0 | 0 | 0 | 0 | 0 | 0 | 0 | 0 | 0 | 0 | 0 | 0 | 0 | 0 | 0 | 0 | 0 | 0 | 0 | 0 | 0 | 0 | 0 | 0 | 0 | 0 | 0 | 0 | 0 | 0 | 0 | 0 | 0 | 0 | 0 | 0 | 0 | 0 | 0 | 0 | 0 | 0 | 0 | 0 | 1 | 1 | 0 | 0 | 0 | 0 | 0 | 1 | 0 | 0 | 1 | 1 | 0 | 0 | 0 | 0 | 0 | 0 | 0 | 0 | 0 | 0 | 0 | 0 | 0 | 0 | 0 | 0 | 0 | 0 | 0 | 0 | 0 |  | 0 | 0 | 0 | 0 | 0 | 0 | 0 | 0 | 0 | 0 | 0 | 0 | 0 | 0 | 0 | 0 | 0 | 0 | 0 | 0 | 0 | 0 | 0 | 0 | 0 | 0 | 0 | 0 | 0 | 0 | 0 | 0 | 0 | 0 | 0 | 0 | 0 | 0 | 0 | 0 | 0 | 0 | 0 | 0 | 0 | 3 | 0 | 2 | 0 | 2 | 0 | -1260.48 | -1054.844 | -926.9943 | Midway-Q2005 230kV Line | Midway-Q2005 230kV Line | Midway-Q2005 230kV Line |  | 0 | 0 | 0 | 0 | 0 | 1 | 71.981 | 208.4702 | -65.5292 | Gates 500/230kV TB #11 | Gates 500/230kV TB #11 | Oceano-Calendar 115kV line |  | 5 | 1 | YES | 2 | 5 | 3 | YES | 3
PG&E Greater Bay Study Area | Richmond | 115 | 0 | 0 | 0 | 0 | 0 | 0 | 0 | 0 | 0 | 0 | 0 | 0 | 0 | 0 | 0 | 0 | 0 | 0 | 0 | 0 | 0 | 0 | 0 | 0 | 0 | 0 | 0 | 0 | 0 | 0 | 0 | 0 | 0 | 0 | 0 | 0 | 0 | 0 | 0 | 0 | 0 | 0 | 0 | 1 | 1 | 0 | 0 | 0 | 0 | 0 | 0 | 0 | 0 | 0 | 1 | 1 | 0 | 1 | 1 | 1 | 1 | 0 | 0 | 1 | 1 | 0 | 1 | 0 | 0 | 0 | 0 | 0 | 0 | 1 | 0 | 0 | 0 | 0 | 0 | 0 | 0 | 0 | 0 | 0 | 0 | 0 | 0 | 0 | 0 | 0 | 0 | 0 | 0 | 0 | 0 | 0 | 0 | 0 | 0 | 0 | 0 | 0 | 0 | 0 | 0 | 0 | 0 | 3 |  | 0 | 0 | 0 | 0 | 0 | 0 | 0 | 0 | 0 | 0 | 0 | 0 | 0 | 0 | 0 | 0 | 0 | 0 | 0 | 0 | 0 | 0 | 0 | 0 | 0 | 0 | 0 | 0 | 0 | 0 | 0 | 0 | 0 | 0 | 0 | 0 | 0 | 0 | 2.7 | 0 | 0 | 0 | 0 | 0 | 1 | 2 | 0 | 0 | 0 | 0 | 0 | -836.7415 | 193.7277 | 921.9913 | Vaca Dixon-Tesla 500kV Line | Vaca Dixon-Tesla 500kV Line | Windmaster-Delta pumps 230 kV line |  | 1 | 0 | 0 | 0 | 0 | 0 | -133.2328 | 381.3403 | 921.9913 | Windmaster-Delta pumps 230 kV line | Windmaster-Delta pumps 230 kV line | Windmaster-Delta pumps 230 kV line |  | 5 | 5 | NO | 5 | 1 | 1 | NO | 1
PG&E North of Greater Bay Study Area | Rincon | 115 | 0 | 0 | 0 | 0 | 0 | 0 | 0 | 0 | 0 | 0 | 0 | 0 | 0 | 0 | 0 | 0 | 0 | 0 | 0 | 0 | 0 | 0 | 0 | 0 | 0 | 0 | 0 | 0 | 0 | 0 | 0 | 0 | 0 | 0 | 0 | 0 | 0 | 0 | 0 | 0 | 0 | 0 | 0 | 0 | 0 | 0 | 1 | 0 | 0 | 0 | 0 | 0 | 0 | 0 | 0 | 0 | 0 | 0 | 0 | 0 | 0 | 0 | 0 | 0 | 0 | 0 | 0 | 0 | 0 | 0 | 0 | 0 | 0 | 0 | 0 | 0 | 0 | 0 | 0 | 0 | 0 | 0 | 0 | 0 | 0 | 0 | 0 | 0 | 0 | 0 | 0 | 0 | 0 | 0 | 0 | 0 | 0 | 0 | 0 | 0 | 0 | 0 | 0 | 0 | 0 | 0 | 0 | 0 |  | 0 | 0 | 0 | 0 | 0 | 0 | 0 | 0 | 0 | 0 | 0 | 0 | 0 | 0 | 0 | 0 | 0 | 0 | 0 | 0 | 0 | 0 | 0 | 0 | 0 | 0 | 0 | 0 | 0 | 0 | 0 | 0 | 0 | 0 | 0 | 0 | 0 | 0 | 0 | 0 | 0 | 0 | 0 | 0 | 0 | 0 | 0 | 0 | 0 | 0 | 0 | 1323.544 | 1394.9902 | 1399.2972 | Cortina-Eagle Rock 115 kV line | Cortina-Eagle Rock 115 kV line | Cortina-Eagle Rock 115 kV line |  | 0 | 0 | 0 | 0 | 0 | 0 | 1323.544 | 1394.9902 | 1399.2972 | Cortina-Eagle Rock 115 kV line | Cortina-Eagle Rock 115 kV line | Cortina-Eagle Rock 115 kV line |  | 1 | 1 | NO | 1 | 1 | 1 | NO | 1
PG&E Kern Study Area | Rio Bravo | 115 | 0 | 0 | 0 | 0 | 0 | 0 | 0 | 0 | 0 | 0 | 0 | 0 | 0 | 0 | 0 | 0 | 0 | 0 | 0 | 0 | 0 | 0 | 0 | 0 | 0 | 0 | 0 | 0 | 0 | 0 | 0 | 0 | 0 | 0 | 0 | 0 | 0 | 0 | 0 | 0 | 0 | 0 | 0 | 0 | 0 | 0 | 0 | 0 | 0 | 0 | 0 | 0 | 0 | 0 | 0 | 0 | 0 | 0 | 0 | 0 | 0 | 0 | 0 | 0 | 0 | 0 | 0 | 0 | 0 | 0 | 0 | 0 | 0 | 0 | 0 | 1 | 1 | 0 | 0 | 0 | 0 | 0 | 1 | 0 | 0 | 1 | 1 | 0 | 0 | 0 | 0 | 0 | 0 | 0 | 0 | 0 | 0 | 0 | 0 | 0 | 0 | 0 | 0 | 0 | 0 | 0 | 0 | 0 |  | 0 | 0 | 0 | 0 | 0 | 0 | 0 | 0 | 0 | 0 | 0 | 0 | 0 | 0 | 0 | 0 | 0 | 0 | 0 | 0 | 0 | 0 | 0 | 0 | 0 | 0 | 0 | 0 | 0 | 0 | 0 | 0 | 0 | 0 | 0 | 0 | 0 | 0 | 0 | 0 | 0 | 0 | 0 | 0 | 0 | 3 | 0 | 2 | 0 | 2 | 0 | -1260.48 | -1054.844 | -926.9943 | Midway-Q2005 230kV Line | Midway-Q2005 230kV Line | Midway-Q2005 230kV Line |  | 0 | 0 | 0 | 0 | 0 | 1 | 71.981 | 208.4702 | -65.5292 | Gates 500/230kV TB #11 | Gates 500/230kV TB #11 | Oceano-Calendar 115kV line |  | 5 | 1 | YES | 2 | 5 | 3 | YES | 3
SCE Metro Study Area | Rio Hondo | 230 | 0 | 0 | 0 | 0 | 0 | 0 | 0 | 0 | 0 | 0 | 1 | 0 | 1 | 0 | 0 | 0 | 0 | 0 | 0 | 0 | 0 | 0 | 0 | 0 | 0 | 0 | 0 | 0 | 0 | 0 | 0 | 0 | 0 | 0 | 0 | 0 | 0 | 0 | 0 | 0 | 0 | 0 | 0 | 0 | 0 | 0 | 0 | 0 | 0 | 0 | 0 | 0 | 0 | 0 | 0 | 0 | 0 | 0 | 0 | 0 | 0 | 0 | 0 | 0 | 0 | 0 | 0 | 0 | 0 | 0 | 0 | 0 | 0 | 0 | 0 | 0 | 0 | 0 | 0 | 0 | 0 | 0 | 0 | 0 | 0 | 0 | 0 | 0 | 0 | 0 | 0 | 0 | 0 | 0 | 0 | 0 | 0 | 0 | 0 | 0 | 0 | 0 | 0 | 0 | 0 | 0 | 0 | 0 |  | 0 | 0 | 0 | 0 | 0 | 0 | 0 | 0 | 0 | 0 | 0 | 0 | 0 | 0 | 0 | 0 | 0 | 0 | 0 | 0 | 0 | 0 | 0 | 0 | 0 | 0 | 0 | 0 | 0 | 0 | 0 | 0 | 0 | 0 | 0 | 0 | 0 | 0 | 0 | 0 | 0 | 0 | 0 | 0 | 0 | 0 | 0 | 0 | 0 | 0 | 0 | 5402.476 | 6046.942 | 7988.42 | Del Amo - Barre Area Constraint | Del Amo - Barre Area Constraint | Del Amo - Barre Area Constraint |  | 0 | 0 | 0 | 0 | 0 | 0 | 5402.476 | 6046.942 | 7988.42 | Del Amo - Barre Area Constraint | Del Amo - Barre Area Constraint | Del Amo - Barre Area Constraint |  | 1 | 1 | NO | 1 | 1 | 1 | NO | 1
PG&E North of Greater Bay Study Area | Rio Oso | 230 | 0 | 0 | 0 | 0 | 0 | 0 | 0 | 0 | 0 | 0 | 0 | 0 | 0 | 0 | 0 | 0 | 0 | 0 | 0 | 0 | 0 | 0 | 0 | 0 | 0 | 0 | 0 | 0 | 0 | 0 | 0 | 0 | 0 | 0 | 0 | 0 | 0 | 0 | 0 | 0 | 0 | 0 | 0 | 0 | 1 | 1 | 0 | 1 | 0 | 1 | 1 | 1 | 1 | 0 | 0 | 0 | 0 | 0 | 0 | 0 | 0 | 0 | 0 | 0 | 1 | 1 | 0 | 0 | 0 | 0 | 0 | 0 | 0 | 0 | 0 | 0 | 0 | 0 | 0 | 0 | 0 | 0 | 0 | 0 | 0 | 0 | 0 | 0 | 0 | 0 | 0 | 0 | 0 | 0 | 0 | 0 | 0 | 0 | 0 | 0 | 0 | 0 | 0 | 0 | 0 | 0 | 0 | 0 |  | 0 | 0 | 0 | 0 | 0 | 0 | 0 | 0 | 0 | 0 | 0 | 0 | 0 | 0 | 0 | 0 | 0 | 0 | 0 | 0 | 0 | 0 | 0 | 0 | 0 | 0 | 0 | 0 | 0 | 0 | 0 | 0 | 0 | 0 | 0 | 0 | 0 | 0 | 0 | 0 | 0 | 0 | 0 | 0 | 0 | 2 | 0 | 0 | 0 | 0 | 0 | -836.7415 | 27.5905 | 66.82 | Vaca Dixon-Tesla 500kV Line | Rocklin-Pleaseant grove 115kV line | Woodland- Davis 115kV line |  | 1 | 0 | 0 | 0 | 0 | 0 | -27.1325 | 27.5905 | 66.82 | Rocklin-Pleaseant grove 115kV line | Rocklin-Pleaseant grove 115kV line | Woodland- Davis 115kV line |  | 5 | 5 | NO | 5 | 1 | 1 | NO | 1
PG&E North of Greater Bay Study Area | Rio Oso | 115 | 0 | 0 | 0 | 0 | 0 | 0 | 0 | 0 | 0 | 0 | 0 | 0 | 0 | 0 | 0 | 0 | 0 | 0 | 0 | 0 | 0 | 0 | 0 | 0 | 0 | 0 | 0 | 0 | 0 | 0 | 0 | 0 | 0 | 0 | 0 | 0 | 0 | 0 | 0 | 0 | 0 | 0 | 0 | 0 | 1 | 1 | 0 | 1 | 0 | 1 | 1 | 1 | 1 | 0 | 0 | 0 | 0 | 0 | 0 | 0 | 0 | 0 | 0 | 0 | 1 | 1 | 0 | 0 | 0 | 0 | 0 | 0 | 0 | 0 | 0 | 0 | 0 | 0 | 0 | 0 | 0 | 0 | 0 | 0 | 0 | 0 | 0 | 0 | 0 | 0 | 0 | 0 | 0 | 0 | 0 | 0 | 0 | 0 | 0 | 0 | 0 | 0 | 0 | 0 | 0 | 0 | 0 | 0 |  | 0 | 0 | 0 | 0 | 0 | 0 | 0 | 0 | 0 | 0 | 0 | 0 | 0 | 0 | 0 | 0 | 0 | 0 | 0 | 0 | 0 | 0 | 0 | 0 | 0 | 0 | 0 | 0 | 0 | 0 | 0 | 0 | 0 | 0 | 0 | 0 | 0 | 0 | 0 | 0 | 0 | 0 | 0 | 0 | 0 | 2 | 0 | 0 | 0 | 0 | 0 | -836.7415 | 27.5905 | 66.82 | Vaca Dixon-Tesla 500kV Line | Rocklin-Pleaseant grove 115kV line | Woodland- Davis 115kV line |  | 1 | 0 | 0 | 0 | 0 | 0 | -27.1325 | 27.5905 | 66.82 | Rocklin-Pleaseant grove 115kV line | Rocklin-Pleaseant grove 115kV line | Woodland- Davis 115kV line |  | 5 | 5 | NO | 5 | 1 | 1 | NO | 1
PG&E Greater Bay Study Area | Ripon | 115 | 0 | 0 | 0 | 0 | 0 | 0 | 0 | 0 | 0 | 0 | 0 | 0 | 0 | 0 | 0 | 0 | 0 | 0 | 0 | 0 | 0 | 0 | 0 | 0 | 0 | 0 | 0 | 0 | 0 | 0 | 0 | 0 | 0 | 0 | 0 | 0 | 0 | 0 | 0 | 0 | 0 | 0 | 0 | 0 | 0 | 0 | 0 | 0 | 0 | 0 | 1 | 0 | 0 | 0 | 0 | 0 | 0 | 0 | 0 | 0 | 1 | 0 | 1 | 0 | 1 | 0 | 0 | 0 | 1 | 0 | 0 | 0 | 0 | 1 | 0 | 0 | 0 | 0 | 0 | 0 | 0 | 0 | 0 | 0 | 0 | 0 | 0 | 0 | 0 | 0 | 0 | 0 | 0 | 0 | 0 | 0 | 0 | 0 | 0 | 0 | 0 | 0 | 0 | 0 | 0 | 0 | 0 | 0 |  | 0 | 0 | 0 | 0 | 0 | 0 | 0 | 0 | 0 | 0 | 0 | 0 | 0 | 0 | 0 | 0 | 0 | 0 | 0 | 0 | 0 | 0 | 0 | 0 | 0 | 0 | 0 | 0 | 0 | 0 | 0 | 0 | 0 | 0 | 0 | 0 | 0 | 0 | 2.6 | 0 | 0 | 50 | 0 | 0 | 1 | 0 | 0 | 0 | 0 | 0 | 0 | 3.859 | 102.156 | 280.6464 | Kasson Jct-Heinz 115 kV line | Kasson Jct-Heinz 115 kV line | Kasson Jct-Heinz 115 kV line |  | 0 | 0 | 0 | 0 | 0 | 0 | 3.859 | 102.156 | 280.6464 | Kasson Jct-Heinz 115 kV line | Kasson Jct-Heinz 115 kV line | Kasson Jct-Heinz 115 kV line |  | 1 | 1 | NO | 1 | 1 | 1 | NO | 1
PG&E Greater Bay Study Area | Riverbank | 115 | 0 | 0 | 0 | 0 | 0 | 0 | 0 | 0 | 0 | 0 | 0 | 0 | 0 | 0 | 0 | 0 | 0 | 0 | 0 | 0 | 0 | 0 | 0 | 0 | 0 | 0 | 0 | 0 | 0 | 0 | 0 | 0 | 0 | 0 | 0 | 0 | 0 | 0 | 0 | 0 | 0 | 0 | 0 | 0 | 0 | 0 | 0 | 0 | 0 | 0 | 0 | 0 | 0 | 0 | 0 | 0 | 0 | 0 | 0 | 0 | 0 | 0 | 1 | 0 | 0 | 0 | 0 | 0 | 0 | 0 | 0 | 0 | 0 | 0 | 0 | 0 | 0 | 0 | 0 | 0 | 0 | 0 | 0 | 0 | 0 | 0 | 0 | 0 | 0 | 0 | 0 | 0 | 0 | 0 | 0 | 0 | 0 | 0 | 0 | 0 | 0 | 0 | 0 | 0 | 0 | 0 | 0 | 0 |  | 0 | 0 | 0 | 0 | 0 | 0 | 0 | 0 | 0 | 0 | 0 | 0 | 0 | 0 | 0 | 0 | 0 | 0 | 0 | 0 | 0 | 0 | 0 | 0 | 0 | 0 | 0 | 0 | 0 | 0 | 0 | 0 | 0 | 0 | 0 | 0 | 0 | 0 | 0 | 0 | 0 | 0 | 0 | 0 | 0 | 0 | 0 | 0 | 0 | 0 | 0 | 3.859 | 102.156 | 280.6464 | Kasson Jct-Heinz 115 kV line | Kasson Jct-Heinz 115 kV line | Kasson Jct-Heinz 115 kV line |  | 0 | 0 | 0 | 0 | 0 | 0 | 3.859 | 102.156 | 280.6464 | Kasson Jct-Heinz 115 kV line | Kasson Jct-Heinz 115 kV line | Kasson Jct-Heinz 115 kV line |  | 1 | 1 | NO | 1 | 1 | 1 | NO | 1
SCE North of Lugo Study Area | Roadway | 115 | 0 | 0 | 0 | 0 | 0 | 0 | 0 | 0 | 0 | 0 | 0 | 0 | 0 | 0 | 1 | 1 | 1 | 0 | 0 | 0 | 0 | 0 | 0 | 0 | 0 | 0 | 0 | 0 | 0 | 0 | 0 | 0 | 0 | 0 | 0 | 0 | 0 | 0 | 0 | 0 | 0 | 0 | 0 | 0 | 0 | 0 | 0 | 0 | 0 | 0 | 0 | 0 | 0 | 0 | 0 | 0 | 0 | 0 | 0 | 0 | 0 | 0 | 0 | 0 | 0 | 0 | 0 | 0 | 0 | 0 | 0 | 0 | 0 | 0 | 0 | 0 | 0 | 0 | 0 | 0 | 0 | 0 | 0 | 0 | 0 | 0 | 0 | 0 | 0 | 0 | 0 | 0 | 0 | 0 | 0 | 0 | 0 | 0 | 0 | 0 | 0 | 0 | 0 | 0 | 0 | 0 | 0 | 3 |  | 0 | 0 | 0 | 0 | 0 | 0 | 0 | 0 | 3 | 0 | 0 | 0 | 0 | 0 | 1 | 0 | 0 | 0 | 0 | 0 | 0 | 0 | 0 | 0 | 200 | 0 | 100 | 0 | 0 | 1 | 0 | 0 | 0 | 0 | 0 | 0 | 0 | 0 | 0 | 211 | 10 | 100 | 10 | 0 | 1 | 0 | 0 | 0 | 0 | 0 | 0 | 1275.208 | 1459.871 | 668.3 | Lugo Transformer Area Constraint | Kramer to Victor Area Constraint | Kramer to Victor Area Constraint |  | 0 | 0 | 0 | 0 | 0 | 0 | 1275.208 | 1459.871 | 668.3 | Lugo Transformer Area Constraint | Kramer to Victor Area Constraint | Kramer to Victor Area Constraint |  | 1 | 1 | NO | 1 | 1 | 1 | NO | 1
PG&E Greater Bay Study Area | Rossmoor | 230 | 0 | 0 | 0 | 0 | 0 | 0 | 0 | 0 | 0 | 0 | 0 | 0 | 0 | 0 | 0 | 0 | 0 | 0 | 0 | 0 | 0 | 0 | 0 | 0 | 0 | 0 | 0 | 0 | 0 | 0 | 0 | 0 | 0 | 0 | 0 | 0 | 0 | 0 | 0 | 0 | 0 | 0 | 0 | 0 | 1 | 0 | 0 | 0 | 0 | 0 | 0 | 0 | 0 | 0 | 0 | 0 | 0 | 0 | 1 | 1 | 1 | 0 | 0 | 1 | 1 | 0 | 0 | 0 | 0 | 0 | 0 | 0 | 0 | 1 | 0 | 0 | 0 | 0 | 0 | 0 | 0 | 0 | 0 | 0 | 0 | 0 | 0 | 0 | 0 | 0 | 0 | 0 | 0 | 0 | 0 | 0 | 0 | 0 | 0 | 0 | 0 | 0 | 0 | 0 | 0 | 0 | 0 | 0 |  | 0 | 0 | 0 | 0 | 0 | 0 | 0 | 0 | 0 | 0 | 0 | 0 | 0 | 0 | 0 | 0 | 0 | 0 | 0 | 0 | 0 | 0 | 0 | 0 | 0 | 0 | 0 | 0 | 0 | 0 | 0 | 0 | 0 | 0 | 0 | 0 | 0 | 0 | 0 | 0 | 0 | 0 | 0 | 0 | 0 | 2 | 0 | 0 | 0 | 0 | 0 | -836.7415 | 193.7277 | 921.9913 | Vaca Dixon-Tesla 500kV Line | Vaca Dixon-Tesla 500kV Line | Windmaster-Delta pumps 230 kV line |  | 1 | 0 | 0 | 0 | 0 | 0 | -133.2328 | 381.3403 | 921.9913 | Windmaster-Delta pumps 230 kV line | Windmaster-Delta pumps 230 kV line | Windmaster-Delta pumps 230 kV line |  | 5 | 5 | NO | 5 | 1 | 1 | NO | 1
PG&E North of Greater Bay Study Area | Round Mountain | 500 | 0 | 0 | 0 | 0 | 0 | 0 | 0 | 0 | 0 | 0 | 0 | 0 | 0 | 0 | 0 | 0 | 0 | 0 | 0 | 0 | 0 | 0 | 0 | 0 | 0 | 0 | 0 | 0 | 0 | 0 | 0 | 0 | 0 | 0 | 0 | 0 | 0 | 0 | 0 | 0 | 0 | 0 | 0 | 0 | 1 | 0 | 0 | 0 | 0 | 0 | 0 | 0 | 0 | 0 | 0 | 0 | 0 | 0 | 0 | 0 | 0 | 0 | 0 | 0 | 0 | 0 | 0 | 0 | 0 | 0 | 0 | 0 | 0 | 0 | 0 | 0 | 0 | 0 | 0 | 0 | 0 | 0 | 0 | 0 | 0 | 0 | 0 | 0 | 0 | 0 | 0 | 0 | 0 | 0 | 0 | 0 | 0 | 0 | 0 | 0 | 0 | 0 | 0 | 0 | 0 | 0 | 0 | 0 |  | 0 | 0 | 0 | 0 | 0 | 0 | 0 | 0 | 0 | 0 | 0 | 0 | 0 | 0 | 0 | 0 | 0 | 0 | 0 | 0 | 0 | 0 | 0 | 0 | 0 | 0 | 0 | 0 | 0 | 0 | 0 | 0 | 0 | 0 | 0 | 0 | 0 | 0 | 0 | 0 | 0 | 0 | 0 | 0 | 0 | 1 | 0 | 0 | 0 | 0 | 0 | -836.7415 | 193.7277 | 1246.8168 | Vaca Dixon-Tesla 500kV Line | Vaca Dixon-Tesla 500kV Line | Vaca Dixon-Tesla 500kV Line |  | 0 | 0 | 0 | 0 | 0 | 0 | 7808.2585 | 8838.7277 | 1246.8168 | Vaca Dixon-Tesla 500kV Line | Vaca Dixon-Tesla 500kV Line | Vaca Dixon-Tesla 500kV Line |  | 5 | 1 | YES | 2 | 1 | 1 | NO | 1
PG&E North of Greater Bay Study Area | Round Mountain | 230 | 0 | 0 | 0 | 0 | 0 | 0 | 0 | 0 | 0 | 0 | 0 | 0 | 0 | 0 | 0 | 0 | 0 | 0 | 0 | 0 | 0 | 0 | 0 | 0 | 0 | 0 | 0 | 0 | 0 | 0 | 0 | 0 | 0 | 0 | 0 | 0 | 0 | 0 | 0 | 0 | 0 | 0 | 0 | 0 | 1 | 0 | 0 | 0 | 0 | 0 | 0 | 0 | 0 | 0 | 0 | 0 | 0 | 0 | 0 | 0 | 0 | 0 | 0 | 0 | 0 | 0 | 0 | 0 | 0 | 0 | 0 | 0 | 0 | 0 | 0 | 0 | 0 | 0 | 0 | 0 | 0 | 0 | 0 | 0 | 0 | 0 | 0 | 0 | 0 | 0 | 0 | 0 | 0 | 0 | 0 | 0 | 0 | 0 | 0 | 0 | 0 | 0 | 0 | 0 | 0 | 0 | 0 | 0 |  | 0 | 0 | 0 | 0 | 0 | 0 | 0 | 0 | 0 | 0 | 0 | 0 | 0 | 0 | 0 | 0 | 0 | 0 | 0 | 0 | 0 | 0 | 0 | 0 | 0 | 0 | 0 | 0 | 0 | 0 | 0 | 14 | 80 | 20 | 0 | 0 | 0 | 0 | 0 | 0 | 0 | 0 | 0 | 0 | 1 | 1 | 0 | 0 | 0 | 0 | 0 | -836.7415 | 193.7277 | 1246.8168 | Vaca Dixon-Tesla 500kV Line | Vaca Dixon-Tesla 500kV Line | Vaca Dixon-Tesla 500kV Line |  | 0 | 0 | 0 | 0 | 0 | 0 | 7808.2585 | 8838.7277 | 1246.8168 | Vaca Dixon-Tesla 500kV Line | Vaca Dixon-Tesla 500kV Line | Vaca Dixon-Tesla 500kV Line |  | 5 | 1 | YES | 2 | 1 | 1 | NO | 1
PG&E Greater Bay Study Area | Salado | 115 | 0 | 0 | 0 | 0 | 0 | 0 | 0 | 0 | 0 | 0 | 0 | 0 | 0 | 0 | 0 | 0 | 0 | 0 | 0 | 0 | 0 | 0 | 0 | 0 | 0 | 0 | 0 | 0 | 0 | 0 | 0 | 0 | 0 | 0 | 0 | 0 | 0 | 0 | 0 | 0 | 0 | 0 | 0 | 0 | 0 | 0 | 0 | 0 | 0 | 0 | 0 | 0 | 0 | 0 | 0 | 0 | 0 | 0 | 0 | 0 | 0 | 0 | 1 | 0 | 0 | 0 | 0 | 0 | 1 | 0 | 0 | 0 | 0 | 0 | 0 | 0 | 0 | 0 | 0 | 0 | 0 | 0 | 0 | 0 | 0 | 0 | 0 | 0 | 0 | 0 | 0 | 0 | 0 | 0 | 0 | 0 | 0 | 0 | 0 | 0 | 0 | 0 | 0 | 0 | 0 | 0 | 0 | 0 |  | 0 | 0 | 0 | 0 | 0 | 0 | 0 | 0 | 0 | 0 | 0 | 0 | 0 | 0 | 0 | 0 | 0 | 0 | 0 | 0 | 0 | 0 | 0 | 0 | 0 | 0 | 0 | 0 | 0 | 0 | 0 | 0 | 0 | 0 | 0 | 0 | 0 | 0 | 0 | 0 | 0 | 0 | 0 | 0 | 0 | 0 | 0 | 0 | 0 | 0 | 0 | 3.859 | 102.156 | 280.6464 | Kasson Jct-Heinz 115 kV line | Kasson Jct-Heinz 115 kV line | Kasson Jct-Heinz 115 kV line |  | 0 | 0 | 0 | 0 | 0 | 0 | 3.859 | 102.156 | 280.6464 | Kasson Jct-Heinz 115 kV line | Kasson Jct-Heinz 115 kV line | Kasson Jct-Heinz 115 kV line |  | 1 | 1 | NO | 1 | 1 | 1 | NO | 1
SDG&E Study Area | Salt Creek | 69 | 0 | 0 | 0 | 0 | 0 | 0 | 0 | 0 | 0 | 0 | 0 | 0 | 0 | 0 | 0 | 0 | 0 | 0 | 0 | 0 | 0 | 0 | 0 | 0 | 0 | 0 | 0 | 0 | 0 | 0 | 0 | 1 | 1 | 1 | 0 | 0 | 0 | 0 | 0 | 0 | 0 | 0 | 0 | 0 | 0 | 0 | 0 | 0 | 0 | 0 | 0 | 0 | 0 | 0 | 0 | 0 | 0 | 0 | 0 | 0 | 0 | 0 | 0 | 0 | 0 | 0 | 0 | 0 | 0 | 0 | 0 | 0 | 0 | 0 | 0 | 0 | 0 | 0 | 0 | 0 | 0 | 0 | 0 | 0 | 0 | 0 | 0 | 0 | 0 | 0 | 0 | 0 | 0 | 0 | 0 | 0 | 0 | 0 | 0 | 0 | 0 | 0 | 0 | 0 | 0 | 0 | 0 | 1 |  | 0 | 0 | 0 | 0 | 0 | 0 | 0 | 0 | 0 | 0 | 0 | 0 | 0 | 0 | 0 | 0 | 0 | 0 | 0 | 0 | 0 | 0 | 0 | 0 | 0 | 0 | 0 | 0 | 0 | 0 | 0 | 0 | 0 | 0 | 0 | 0 | 0 | 0 | 0 | 0 | 0 | 0 | 0 | 0 | 0 | 0 | 0 | 0 | 0 | 0 | 0 | 89.39 | 197.5523 | 296.5564 | Internal San Diego Area constraint | Miguel 69 kV constraint | Miguel 69 kV constraint |  | 0 | 0 | 0 | 0 | 0 | 0 | 89.39 | 197.5523 | 296.5564 | Internal San Diego Area constraint | Miguel 69 kV constraint | Miguel 69 kV constraint |  | 1 | 1 | NO | 1 | 1 | 1 | NO | 1
SCE Eastern Study Area | San Bernardino | 230 | 0 | 0 | 0 | 0 | 0 | 0 | 0 | 0 | 0 | 0 | 0 | 0 | 0 | 0 | 0 | 0 | 0 | 0 | 0 | 0 | 0 | 0 | 0 | 1 | 0 | 1 | 0 | 0 | 0 | 0 | 0 | 0 | 0 | 0 | 0 | 0 | 0 | 0 | 0 | 0 | 0 | 0 | 0 | 0 | 0 | 0 | 0 | 0 | 0 | 0 | 0 | 0 | 0 | 0 | 0 | 0 | 0 | 0 | 0 | 0 | 0 | 0 | 0 | 0 | 0 | 0 | 0 | 0 | 0 | 0 | 0 | 0 | 0 | 0 | 0 | 0 | 0 | 0 | 0 | 0 | 0 | 0 | 0 | 0 | 0 | 0 | 0 | 0 | 0 | 0 | 0 | 0 | 0 | 0 | 0 | 0 | 0 | 0 | 0 | 0 | 0 | 0 | 0 | 0 | 0 | 0 | 0 | 1 |  | 0 | 0 | 0 | 0 | 0 | 0 | 0 | 0 | 0 | 0 | 0 | 0 | 0 | 0 | 0 | 0 | 0 | 0 | 0 | 0 | 0 | 0 | 0 | 0 | 0 | 0 | 0 | 0 | 0 | 0 | 0 | 0 | 0 | 0 | 0 | 0 | 0 | 0 | 0 | 0 | 0 | 0 | 0 | 0 | 0 | 0 | 0 | 0 | 0 | 0 | 0 | 1930.7558 | 4880.6667 | 9875.616 | Serrano-Alberhill-Valley Constraint | Serrano-Alberhill-Valley Constraint | Etiwanda-Rancho Vista Constraint |  | 0 | 0 | 0 | 0 | 0 | 0 | 1930.7558 | 4880.6667 | 9875.616 | Serrano-Alberhill-Valley Constraint | Serrano-Alberhill-Valley Constraint | Etiwanda-Rancho Vista Constraint |  | 1 | 1 | NO | 1 | 1 | 1 | NO | 1
PG&E Greater Bay Study Area | San Jose B | 115 | 0 | 0 | 0 | 0 | 0 | 0 | 0 | 0 | 0 | 0 | 0 | 0 | 0 | 0 | 0 | 0 | 0 | 0 | 0 | 0 | 0 | 0 | 0 | 0 | 0 | 0 | 0 | 0 | 0 | 0 | 0 | 0 | 0 | 0 | 0 | 0 | 0 | 0 | 0 | 0 | 0 | 0 | 0 | 0 | 0 | 0 | 0 | 0 | 0 | 0 | 0 | 0 | 0 | 0 | 0 | 0 | 0 | 0 | 0 | 0 | 0 | 0 | 0 | 0 | 0 | 0 | 0 | 0 | 0 | 0 | 0 | 0 | 1 | 0 | 0 | 0 | 0 | 0 | 0 | 0 | 0 | 0 | 0 | 0 | 0 | 0 | 0 | 0 | 0 | 0 | 0 | 0 | 0 | 0 | 0 | 0 | 0 | 0 | 0 | 0 | 0 | 0 | 0 | 0 | 0 | 0 | 0 | 0 |  | 0 | 0 | 0 | 0 | 0 | 0 | 0 | 0 | 0 | 0 | 0 | 0 | 0 | 0 | 0 | 0 | 0 | 0 | 0 | 0 | 0 | 0 | 0 | 0 | 0 | 0 | 0 | 0 | 0 | 0 | 0 | 0 | 0 | 0 | 0 | 0 | 0 | 0 | 0 | 0 | 0 | 0 | 0 | 0 | 0 | 1 | 0 | 0 | 0 | 0 | 0 | -299.3 | 6.45 | 925.5 | Morganhill-Metcalf 115kV Line | Morganhill-Metcalf 115kV Line | Morganhill-Metcalf 115kV Line |  | 1 | 0 | 0 | 0 | 0 | 0 | -299.3 | 6.45 | 925.5 | Morganhill-Metcalf 115kV Line | Morganhill-Metcalf 115kV Line | Morganhill-Metcalf 115kV Line |  | 5 | 5 | NO | 5 | 1 | 1 | NO | 1
PG&E Greater Bay Study Area | San Leandro | 115 | 0 | 0 | 0 | 0 | 0 | 0 | 0 | 0 | 0 | 0 | 0 | 0 | 0 | 0 | 0 | 0 | 0 | 0 | 0 | 0 | 0 | 0 | 0 | 0 | 0 | 0 | 0 | 0 | 0 | 0 | 0 | 0 | 0 | 0 | 0 | 0 | 0 | 0 | 0 | 0 | 0 | 0 | 0 | 0 | 0 | 0 | 0 | 0 | 0 | 0 | 0 | 0 | 0 | 0 | 1 | 0 | 0 | 0 | 0 | 0 | 0 | 0 | 0 | 0 | 0 | 0 | 1 | 0 | 0 | 0 | 0 | 0 | 0 | 0 | 0 | 0 | 0 | 0 | 0 | 0 | 0 | 0 | 0 | 0 | 0 | 0 | 0 | 0 | 0 | 0 | 0 | 0 | 0 | 0 | 0 | 0 | 0 | 0 | 0 | 0 | 0 | 0 | 0 | 0 | 0 | 0 | 0 | 1 |  | 0 | 0 | 0 | 0 | 0 | 0 | 0 | 0 | 0 | 0 | 0 | 0 | 0 | 0 | 0 | 0 | 0 | 0 | 0 | 0 | 0 | 0 | 0 | 0 | 0 | 0 | 0 | 0 | 0 | 0 | 0 | 0 | 0 | 0 | 0 | 0 | 0 | 0 | 0 | 0 | 0 | 0 | 0 | 0 | 0 | 0 | 0 | 0 | 0 | 0 | 0 | 960.23 | 956.7188 | 955.764 | Grant - Eastshore #2 line 115 kV | Grant - Eastshore #2 line 115 kV | Grant - Eastshore #2 line 115 kV |  | 0 | 0 | 0 | 0 | 0 | 0 | 960.23 | 956.7188 | 955.764 | Grant - Eastshore #2 line 115 kV | Grant - Eastshore #2 line 115 kV | Grant - Eastshore #2 line 115 kV |  | 1 | 1 | NO | 1 | 1 | 1 | NO | 1
PG&E Kern Study Area | San Luis Obispo | 115 | 0 | 0 | 0 | 0 | 0 | 0 | 0 | 0 | 0 | 0 | 0 | 0 | 0 | 0 | 0 | 0 | 0 | 0 | 0 | 0 | 0 | 0 | 0 | 0 | 0 | 0 | 0 | 0 | 0 | 0 | 0 | 0 | 0 | 0 | 0 | 0 | 0 | 0 | 0 | 0 | 0 | 0 | 0 | 0 | 0 | 0 | 0 | 0 | 0 | 0 | 0 | 0 | 0 | 0 | 0 | 0 | 0 | 0 | 0 | 0 | 0 | 0 | 0 | 0 | 0 | 0 | 0 | 0 | 0 | 0 | 0 | 0 | 0 | 0 | 0 | 0 | 0 | 0 | 0 | 0 | 0 | 0 | 1 | 0 | 0 | 0 | 0 | 0 | 0 | 0 | 0 | 0 | 0 | 0 | 0 | 0 | 0 | 0 | 0 | 0 | 0 | 0 | 0 | 0 | 0 | 0 | 0 | 0 |  | 0 | 0 | 0 | 0 | 0 | 0 | 0 | 0 | 0 | 0 | 0 | 0 | 0 | 0 | 0 | 0 | 0 | 0 | 0 | 0 | 0 | 0 | 0 | 0 | 0 | 0 | 0 | 0 | 0 | 0 | 0 | 11 | 0 | 0 | 0 | 0 | 0 | 0 | 0 | 0 | 0 | 0 | 0 | 0 | 1 | 0 | 0 | 0 | 0 | 0 | 0 | 1051.543 | 1042.5784 | 827.2909 | Midway 230/115kV TB #3 | Midway 230/115kV TB #3 | Midway 230/115kV TB #3 |  | 0 | 0 | 0 | 0 | 0 | 0 | 1051.543 | 1042.5784 | 827.2909 | Midway 230/115kV TB #3 | Midway 230/115kV TB #3 | Midway 230/115kV TB #3 |  | 1 | 1 | NO | 1 | 1 | 1 | NO | 1
SDG&E Study Area | San Luis Rey | 230 | 0 | 0 | 0 | 0 | 0 | 0 | 0 | 0 | 0 | 0 | 0 | 0 | 0 | 0 | 0 | 0 | 0 | 0 | 0 | 0 | 0 | 0 | 0 | 0 | 0 | 0 | 0 | 0 | 0 | 0 | 0 | 0 | 0 | 0 | 1 | 0 | 1 | 0 | 0 | 0 | 0 | 1 | 0 | 0 | 0 | 0 | 0 | 0 | 0 | 0 | 0 | 0 | 0 | 0 | 0 | 0 | 0 | 0 | 0 | 0 | 0 | 0 | 0 | 0 | 0 | 0 | 0 | 0 | 0 | 0 | 0 | 0 | 0 | 0 | 0 | 0 | 0 | 0 | 0 | 0 | 0 | 0 | 0 | 0 | 0 | 0 | 0 | 0 | 0 | 0 | 0 | 0 | 0 | 0 | 0 | 0 | 0 | 0 | 0 | 0 | 0 | 0 | 0 | 0 | 0 | 0 | 0 | 2 |  | 0 | 0 | 0 | 0 | 0 | 0 | 0 | 0 | 0 | 0 | 0 | 0 | 0 | 0 | 0 | 0 | 0 | 0 | 0 | 0 | 0 | 0 | 0 | 0 | 0 | 0 | 20 | 0 | 0 | 1 | 0 | 0 | 0 | 0 | 0 | 0 | 0 | 0 | 0 | 0 | 0 | 20 | 0 | 0 | 1 | 1 | 0 | 0 | 0 | 0 | 0 | -291.35 | 456.825 | 2534.46 | Talega 230 kV constraint | Talega 230 kV constraint | Encina - San Luis Rey 230 kV constraint |  | 0 | 0 | 0 | 0 | 0 | 0 | 1.09 | 1089.75 | 2534.46 | Encina - San Luis Rey 230 kV constraint | Encina - San Luis Rey 230 kV constraint | Encina - San Luis Rey 230 kV constraint |  | 5 | 1 | YES | 2 | 1 | 1 | NO | 1
SDG&E Study Area | San Onofre | 230 | 0 | 0 | 0 | 0 | 0 | 0 | 0 | 0 | 0 | 0 | 0 | 0 | 0 | 0 | 0 | 0 | 0 | 0 | 0 | 0 | 0 | 0 | 0 | 0 | 0 | 0 | 0 | 0 | 0 | 1 | 0 | 0 | 0 | 0 | 0 | 0 | 0 | 0 | 0 | 0 | 0 | 1 | 1 | 0 | 0 | 0 | 0 | 0 | 0 | 0 | 0 | 0 | 0 | 0 | 0 | 0 | 0 | 0 | 0 | 0 | 0 | 0 | 0 | 0 | 0 | 0 | 0 | 0 | 0 | 0 | 0 | 0 | 0 | 0 | 0 | 0 | 0 | 0 | 0 | 0 | 0 | 0 | 0 | 0 | 0 | 0 | 0 | 0 | 0 | 0 | 0 | 0 | 0 | 0 | 0 | 0 | 0 | 0 | 0 | 0 | 0 | 0 | 0 | 0 | 0 | 0 | 0 | 0 |  | 0 | 0 | 0 | 0 | 0 | 0 | 0 | 0 | 0 | 0 | 0 | 0 | 0 | 0 | 0 | 0 | 0 | 0 | 0 | 0 | 0 | 0 | 0 | 0 | 0 | 0 | 0 | 0 | 0 | 0 | 0 | 0 | 0 | 0 | 0 | 0 | 0 | 0 | 0 | 0 | 0 | 0 | 0 | 0 | 0 | 1 | 0 | 0 | 0 | 0 | 0 | -291.35 | 326 | 851 | Talega 230 kV constraint | Trabuco-Capistrano 138 kV constraint | Trabuco-Capistrano 138 kV constraint |  | 0 | 0 | 0 | 0 | 0 | 0 | 151 | 326 | 851 | Trabuco-Capistrano 138 kV constraint | Trabuco-Capistrano 138 kV constraint | Trabuco-Capistrano 138 kV constraint |  | 5 | 1 | YES | 2 | 1 | 1 | NO | 1
PG&E Greater Bay Study Area | San Pablo Sub | 115 | 0 | 0 | 0 | 0 | 0 | 0 | 0 | 0 | 0 | 0 | 0 | 0 | 0 | 0 | 0 | 0 | 0 | 0 | 0 | 0 | 0 | 0 | 0 | 0 | 0 | 0 | 0 | 0 | 0 | 0 | 0 | 0 | 0 | 0 | 0 | 0 | 0 | 0 | 0 | 0 | 0 | 0 | 0 | 0 | 0 | 0 | 0 | 0 | 0 | 0 | 0 | 0 | 0 | 0 | 1 | 0 | 0 | 0 | 0 | 0 | 0 | 0 | 0 | 0 | 0 | 0 | 1 | 0 | 0 | 0 | 0 | 0 | 0 | 0 | 0 | 0 | 0 | 0 | 0 | 0 | 0 | 0 | 0 | 0 | 0 | 0 | 0 | 0 | 0 | 0 | 0 | 0 | 0 | 0 | 0 | 0 | 0 | 0 | 0 | 0 | 0 | 0 | 0 | 0 | 0 | 0 | 0 | 1 |  | 0 | 0 | 0 | 0 | 0 | 0 | 0 | 0 | 0 | 0 | 0 | 0 | 0 | 0 | 0 | 0 | 0 | 0 | 0 | 0 | 0 | 0 | 0 | 0 | 0 | 0 | 0 | 0 | 0 | 0 | 0 | 0 | 0 | 0 | 0 | 0 | 0 | 0 | 0 | 0 | 0 | 0 | 0 | 0 | 0 | 0 | 0 | 0 | 0 | 0 | 0 | 960.23 | 956.7188 | 955.764 | Grant - Eastshore #2 line 115 kV | Grant - Eastshore #2 line 115 kV | Grant - Eastshore #2 line 115 kV |  | 0 | 0 | 0 | 0 | 0 | 0 | 960.23 | 956.7188 | 955.764 | Grant - Eastshore #2 line 115 kV | Grant - Eastshore #2 line 115 kV | Grant - Eastshore #2 line 115 kV |  | 1 | 1 | NO | 1 | 1 | 1 | NO | 1
PG&E Greater Bay Study Area | San Ramon | 230 | 0 | 0 | 0 | 0 | 0 | 0 | 0 | 0 | 0 | 0 | 0 | 0 | 0 | 0 | 0 | 0 | 0 | 0 | 0 | 0 | 0 | 0 | 0 | 0 | 0 | 0 | 0 | 0 | 0 | 0 | 0 | 0 | 0 | 0 | 0 | 0 | 0 | 0 | 0 | 0 | 0 | 0 | 0 | 0 | 1 | 0 | 0 | 0 | 0 | 0 | 0 | 0 | 0 | 0 | 0 | 1 | 0 | 1 | 1 | 1 | 0 | 0 | 0 | 1 | 1 | 0 | 0 | 0 | 0 | 0 | 0 | 0 | 0 | 1 | 0 | 0 | 0 | 0 | 0 | 0 | 0 | 0 | 0 | 0 | 0 | 0 | 0 | 0 | 0 | 0 | 0 | 0 | 0 | 0 | 0 | 0 | 0 | 0 | 0 | 0 | 0 | 0 | 0 | 0 | 0 | 0 | 0 | 2 |  | 0 | 0 | 0 | 0 | 0 | 0 | 0 | 0 | 0 | 0 | 0 | 0 | 0 | 0 | 0 | 0 | 0 | 0 | 0 | 0 | 0 | 0 | 0 | 0 | 0 | 0 | 0 | 0 | 0 | 0 | 0 | 0 | 0 | 0 | 0 | 0 | 0 | 0 | 1.9 | 0 | 0 | 0 | 0 | 0 | 1 | 2 | 0 | 0 | 0 | 0 | 0 | -836.7415 | 193.7277 | 921.9913 | Vaca Dixon-Tesla 500kV Line | Vaca Dixon-Tesla 500kV Line | Windmaster-Delta pumps 230 kV line |  | 1 | 0 | 0 | 0 | 0 | 0 | -133.2328 | 381.3403 | 921.9913 | Windmaster-Delta pumps 230 kV line | Windmaster-Delta pumps 230 kV line | Windmaster-Delta pumps 230 kV line |  | 5 | 5 | NO | 5 | 1 | 1 | NO | 1
SCE North of Lugo Study Area | Sandlot | 230 | 0 | 0 | 0 | 0 | 0 | 0 | 0 | 0 | 0 | 0 | 0 | 0 | 0 | 0 | 1 | 1 | 1 | 0 | 0 | 0 | 0 | 0 | 0 | 0 | 0 | 0 | 0 | 0 | 0 | 0 | 0 | 0 | 0 | 0 | 0 | 0 | 0 | 0 | 0 | 0 | 0 | 0 | 0 | 0 | 0 | 0 | 0 | 0 | 0 | 0 | 0 | 0 | 0 | 0 | 0 | 0 | 0 | 0 | 0 | 0 | 0 | 0 | 0 | 0 | 0 | 0 | 0 | 0 | 0 | 0 | 0 | 0 | 0 | 0 | 0 | 0 | 0 | 0 | 0 | 0 | 0 | 0 | 0 | 0 | 0 | 0 | 0 | 0 | 0 | 0 | 0 | 0 | 0 | 0 | 0 | 0 | 0 | 0 | 0 | 0 | 0 | 0 | 0 | 0 | 0 | 0 | 0 | 3 |  | 0 | 0 | 0 | 0 | 0 | 0 | 0 | 0 | 0 | 0 | 0 | 0 | 0 | 0 | 0 | 0 | 0 | 0 | 0 | 0 | 0 | 0 | 0 | 0 | 0 | 0 | 0 | 0 | 0 | 0 | 0 | 0 | 0 | 0 | 0 | 0 | 0 | 0 | 0 | 0 | 0 | 0 | 0 | 0 | 0 | 0 | 0 | 0 | 0 | 0 | 0 | 1275.208 | 1459.871 | 668.3 | Lugo Transformer Area Constraint | Kramer to Victor Area Constraint | Kramer to Victor Area Constraint |  | 0 | 0 | 0 | 0 | 0 | 0 | 1275.208 | 1459.871 | 668.3 | Lugo Transformer Area Constraint | Kramer to Victor Area Constraint | Kramer to Victor Area Constraint |  | 1 | 1 | NO | 1 | 1 | 1 | NO | 1
East of Pisgah Study Area | Sandy | 138 | 0 | 0 | 0 | 0 | 0 | 0 | 0 | 0 | 0 | 0 | 0 | 0 | 0 | 0 | 0 | 0 | 0 | 0 | 0 | 1 | 0 | 1 | 0 | 0 | 0 | 0 | 0 | 1 | 1 | 0 | 0 | 0 | 0 | 0 | 0 | 0 | 0 | 0 | 0 | 0 | 0 | 0 | 0 | 0 | 0 | 0 | 0 | 0 | 0 | 0 | 0 | 0 | 0 | 0 | 0 | 0 | 0 | 0 | 0 | 0 | 0 | 0 | 0 | 0 | 0 | 0 | 0 | 0 | 0 | 0 | 0 | 0 | 0 | 0 | 0 | 0 | 0 | 0 | 0 | 0 | 0 | 0 | 0 | 0 | 0 | 0 | 0 | 0 | 0 | 0 | 0 | 0 | 0 | 0 | 0 | 0 | 0 | 0 | 0 | 0 | 0 | 0 | 0 | 0 | 0 | 0 | 0 | 3 |  | 0 | 0 | 0 | 0 | 0 | 0 | 0 | 0 | 0 | 0 | 0 | 0 | 0 | 0 | 0 | 0 | 0 | 0 | 0 | 0 | 0 | 0 | 0 | 0 | 0 | 0 | 0 | 0 | 0 | 0 | 0 | 0 | 0 | 0 | 0 | 0 | 0 | 0 | 0 | 0 | 0 | 0 | 0 | 0 | 0 | 1 | 1 | 0 | 0 | 0 | 0 | -2124.047 | 568.64 | 1570.15 | Devers-Red Bluff Constraint | GLW 230kV area constraint | GLW 230kV area constraint |  | 0 | 1 | 0 | 0 | 0 | 0 | -2124.047 | 568.64 | 1570.15 | Devers-Red Bluff Constraint | GLW 230kV area constraint | GLW 230kV area constraint |  | 5 | 4 | YES | 4 | 1 | 1 | NO | 1
PG&E Fresno Study Area | Sanger | 115 | 0 | 0 | 0 | 0 | 0 | 0 | 0 | 0 | 0 | 0 | 0 | 0 | 0 | 0 | 0 | 0 | 0 | 0 | 0 | 0 | 0 | 0 | 0 | 0 | 0 | 0 | 0 | 0 | 0 | 0 | 0 | 0 | 0 | 0 | 0 | 0 | 0 | 0 | 0 | 0 | 0 | 0 | 0 | 0 | 0 | 0 | 0 | 0 | 0 | 0 | 1 | 0 | 0 | 0 | 0 | 0 | 0 | 0 | 0 | 0 | 0 | 0 | 0 | 0 | 0 | 0 | 0 | 0 | 0 | 0 | 0 | 0 | 0 | 0 | 0 | 0 | 1 | 0 | 0 | 0 | 0 | 0 | 0 | 0 | 0 | 1 | 1 | 0 | 1 | 1 | 1 | 1 | 1 | 1 | 0 | 1 | 0 | 0 | 1 | 0 | 0 | 1 | 0 | 0 | 0 | 0 | 0 | 4 |  | 0 | 0 | 0 | 0 | 0 | 0 | 0 | 0 | 0 | 0 | 0 | 0 | 0 | 0 | 0 | 0 | 3 | 0 | 0 | 0 | 0 | 0 | 0 | 0 | 0 | 0 | 0 | 0 | 0 | 1 | 0 | 3 | 0 | 0 | 0 | 0 | 0 | 0 | 2 | 0 | 0 | 0 | 0 | 0 | 1 | 3 | 0 | 2 | 0 | 2 | 0 | -1260.48 | -1054.844 | -926.9943 | Midway-Q2005 230kV Line | Midway-Q2005 230kV Line | Midway-Q2005 230kV Line |  | 0 | 0 | 0 | 0 | 0 | 0 | 71.981 | 208.4702 | 6.8725 | Gates 500/230kV TB #11 | Gates 500/230kV TB #11 | Dairyland-Chowchilla 115kV Line |  | 5 | 1 | YES | 2 | 5 | 1 | YES | 2
SCE Northern Area | Santa Clara | 230 | 0 | 0 | 1 | 0 | 1 | 0 | 1 | 0 | 0 | 0 | 0 | 0 | 0 | 0 | 0 | 0 | 0 | 0 | 0 | 0 | 0 | 0 | 0 | 0 | 0 | 0 | 0 | 0 | 1 | 0 | 0 | 0 | 0 | 0 | 0 | 0 | 0 | 0 | 0 | 0 | 0 | 0 | 0 | 0 | 0 | 0 | 0 | 0 | 0 | 0 | 0 | 0 | 0 | 0 | 0 | 0 | 0 | 0 | 0 | 0 | 0 | 0 | 0 | 0 | 0 | 0 | 0 | 0 | 0 | 0 | 0 | 0 | 0 | 0 | 0 | 0 | 0 | 0 | 0 | 0 | 0 | 0 | 0 | 0 | 0 | 0 | 0 | 0 | 0 | 0 | 0 | 0 | 0 | 0 | 0 | 0 | 0 | 0 | 0 | 0 | 0 | 0 | 0 | 0 | 0 | 0 | 0 | 0 |  | 0 | 0 | 0 | 0 | 0 | 0 | 0 | 0 | 0 | 0 | 0 | 30 | 0 | 0 | 1 | 0 | 0 | 0 | 0 | 0 | 0 | 0 | 0 | 0 | 0 | 0 | 15 | 0 | 0 | 1 | 0 | 0 | 0 | 0 | 0 | 0 | 0 | 0 | 0 | 0 | 0 | 15 | 0 | 0 | 1 | 2 | 0 | 1 | 0 | 0 | 0 | -1715.6208 | -34.6371 | 1455.259 | Lugo - Victorville area constraint | South of Magunden Constraint | South of Magunden Constraint |  | 1 | 0 | 1 | 0 | 0 | 0 | -596.4338 | -34.6371 | 1455.259 | South of Magunden Constraint | South of Magunden Constraint | South of Magunden Constraint |  | 5 | 5 | NO | 5 | 1 | 1 | NO | 1
PG&E North of Greater Bay Study Area | Santa Rosa | 115 | 0 | 0 | 0 | 0 | 0 | 0 | 0 | 0 | 0 | 0 | 0 | 0 | 0 | 0 | 0 | 0 | 0 | 0 | 0 | 0 | 0 | 0 | 0 | 0 | 0 | 0 | 0 | 0 | 0 | 0 | 0 | 0 | 0 | 0 | 0 | 0 | 0 | 0 | 0 | 0 | 0 | 0 | 0 | 1 | 1 | 0 | 1 | 0 | 0 | 0 | 0 | 0 | 0 | 0 | 0 | 0 | 1 | 1 | 1 | 1 | 1 | 0 | 0 | 0 | 1 | 0 | 0 | 0 | 0 | 0 | 0 | 0 | 0 | 1 | 1 | 0 | 0 | 0 | 0 | 0 | 0 | 0 | 0 | 0 | 0 | 0 | 0 | 0 | 0 | 0 | 0 | 0 | 0 | 0 | 0 | 0 | 0 | 0 | 0 | 0 | 0 | 0 | 0 | 0 | 0 | 0 | 0 | 2 |  | 0 | 0 | 0 | 0 | 0 | 0 | 0 | 0 | 0 | 0 | 0 | 0 | 0 | 0 | 0 | 0 | 0 | 0 | 0 | 0 | 0 | 0 | 0 | 0 | 0 | 0 | 0 | 0 | 0 | 0 | 0 | 0 | 0 | 0 | 0 | 0 | 0 | 0 | 0 | 0 | 0 | 0 | 0 | 0 | 0 | 3 | 0 | 0 | 0 | 0 | 0 | -836.7415 | 125.4613 | 452.5825 | Vaca Dixon-Tesla 500kV Line | Birds Landing-Contra Costa 230kV Line | Birds Landing-Contra Costa 230kV Line |  | 2 | 0 | 0 | 0 | 0 | 0 | -325.6387 | 125.4613 | 452.5825 | Birds Landing-Contra Costa 230kV Line | Birds Landing-Contra Costa 230kV Line | Birds Landing-Contra Costa 230kV Line |  | 5 | 5 | NO | 5 | 1 | 1 | NO | 1
PG&E Greater Bay Study Area | Santa Teresa | 115 | 0 | 0 | 0 | 0 | 0 | 0 | 0 | 0 | 0 | 0 | 0 | 0 | 0 | 0 | 0 | 0 | 0 | 0 | 0 | 0 | 0 | 0 | 0 | 0 | 0 | 0 | 0 | 0 | 0 | 0 | 0 | 0 | 0 | 0 | 0 | 0 | 0 | 0 | 0 | 0 | 0 | 0 | 0 | 0 | 0 | 0 | 0 | 0 | 0 | 0 | 0 | 0 | 0 | 0 | 0 | 0 | 0 | 0 | 0 | 0 | 1 | 0 | 0 | 0 | 1 | 0 | 0 | 0 | 0 | 0 | 0 | 1 | 0 | 0 | 0 | 0 | 0 | 0 | 0 | 0 | 0 | 0 | 0 | 0 | 0 | 0 | 0 | 0 | 0 | 0 | 0 | 0 | 0 | 0 | 0 | 0 | 0 | 0 | 0 | 0 | 0 | 0 | 0 | 0 | 0 | 0 | 0 | 1 |  | 0 | 0 | 0 | 0 | 0 | 0 | 0 | 0 | 0 | 0 | 0 | 0 | 0 | 0 | 0 | 0 | 0 | 0 | 0 | 0 | 0 | 0 | 0 | 0 | 0 | 0 | 0 | 0 | 0 | 0 | 0 | 0 | 0 | 0 | 0 | 0 | 0 | 0 | 0 | 0 | 0 | 0 | 0 | 0 | 0 | 0 | 0 | 0 | 0 | 0 | 0 | 1192.8067 | 2647.9926 | 5529.7877 | Tesla-Bellota 230 kV line | Tesla-Bellota 230 kV line | Tesla-Bellota 230 kV line |  | 0 | 0 | 0 | 0 | 0 | 0 | 1192.8067 | 2647.9926 | 5529.7877 | Tesla-Bellota 230 kV line | Tesla-Bellota 230 kV line | Tesla-Bellota 230 kV line |  | 1 | 1 | NO | 1 | 1 | 1 | NO | 1
SDG&E Study Area | Santee | 138 | 0 | 0 | 0 | 0 | 0 | 0 | 0 | 0 | 0 | 0 | 0 | 0 | 0 | 0 | 0 | 0 | 0 | 0 | 0 | 0 | 0 | 0 | 0 | 0 | 0 | 0 | 0 | 0 | 0 | 0 | 0 | 0 | 1 | 0 | 0 | 0 | 0 | 0 | 0 | 0 | 0 | 0 | 0 | 0 | 0 | 0 | 0 | 0 | 0 | 0 | 0 | 0 | 0 | 0 | 0 | 0 | 0 | 0 | 0 | 0 | 0 | 0 | 0 | 0 | 0 | 0 | 0 | 0 | 0 | 0 | 0 | 0 | 0 | 0 | 0 | 0 | 0 | 0 | 0 | 0 | 0 | 0 | 0 | 0 | 0 | 0 | 0 | 0 | 0 | 0 | 0 | 0 | 0 | 0 | 0 | 0 | 0 | 0 | 0 | 0 | 0 | 0 | 0 | 0 | 0 | 0 | 0 | 1 |  | 0 | 0 | 0 | 0 | 0 | 0 | 0 | 0 | 0 | 0 | 0 | 0 | 0 | 0 | 0 | 0 | 0 | 0 | 0 | 0 | 0 | 0 | 0 | 0 | 0 | 0 | 0 | 0 | 0 | 0 | 0 | 0 | 0 | 0 | 0 | 0 | 0 | 0 | 0 | 0 | 0 | 0 | 0 | 0 | 0 | 0 | 0 | 0 | 0 | 0 | 0 | 89.39 | 1201.975 | 1818.31 | Internal San Diego Area constraint | Internal San Diego Area constraint | Internal San Diego Area constraint |  | 0 | 0 | 0 | 0 | 0 | 0 | 89.39 | 1201.975 | 1818.31 | Internal San Diego Area constraint | Internal San Diego Area constraint | Internal San Diego Area constraint |  | 1 | 1 | NO | 1 | 1 | 1 | NO | 1
SCE Metro Study Area | Santiago | 230 | 0 | 0 | 0 | 0 | 0 | 0 | 0 | 0 | 0 | 0 | 0 | 0 | 1 | 0 | 0 | 0 | 0 | 0 | 0 | 0 | 0 | 0 | 0 | 0 | 0 | 0 | 0 | 0 | 0 | 0 | 0 | 0 | 0 | 0 | 0 | 0 | 0 | 0 | 0 | 0 | 0 | 0 | 0 | 0 | 0 | 0 | 0 | 0 | 0 | 0 | 0 | 0 | 0 | 0 | 0 | 0 | 0 | 0 | 0 | 0 | 0 | 0 | 0 | 0 | 0 | 0 | 0 | 0 | 0 | 0 | 0 | 0 | 0 | 0 | 0 | 0 | 0 | 0 | 0 | 0 | 0 | 0 | 0 | 0 | 0 | 0 | 0 | 0 | 0 | 0 | 0 | 0 | 0 | 0 | 0 | 0 | 0 | 0 | 0 | 0 | 0 | 0 | 0 | 0 | 0 | 0 | 0 | 0 |  | 0 | 0 | 0 | 0 | 0 | 0 | 0 | 0 | 0 | 0 | 0 | 0 | 0 | 0 | 0 | 0 | 0 | 0 | 0 | 0 | 0 | 0 | 0 | 0 | 0 | 0 | 0 | 0 | 0 | 0 | 0 | 0 | 0 | 0 | 0 | 0 | 0 | 0 | 0 | 0 | 0 | 0 | 0 | 0 | 0 | 0 | 0 | 0 | 0 | 0 | 0 | 11590.638 | 12647.921 | 15842.11 | SCE Metro Area Default Constraint | SCE Metro Area Default Constraint | SCE Metro Area Default Constraint |  | 0 | 0 | 0 | 0 | 0 | 0 | 11590.638 | 12647.921 | 15842.11 | SCE Metro Area Default Constraint | SCE Metro Area Default Constraint | SCE Metro Area Default Constraint |  | 1 | 1 | NO | 1 | 1 | 1 | NO | 1
PG&E Greater Bay Study Area | Saratoga | 230 | 0 | 0 | 0 | 0 | 0 | 0 | 0 | 0 | 0 | 0 | 0 | 0 | 0 | 0 | 0 | 0 | 0 | 0 | 0 | 0 | 0 | 0 | 0 | 0 | 0 | 0 | 0 | 0 | 0 | 0 | 0 | 0 | 0 | 0 | 0 | 0 | 0 | 0 | 0 | 0 | 0 | 0 | 0 | 0 | 0 | 0 | 0 | 0 | 0 | 0 | 0 | 0 | 0 | 0 | 0 | 0 | 0 | 1 | 0 | 0 | 1 | 0 | 0 | 0 | 1 | 0 | 0 | 0 | 0 | 0 | 0 | 1 | 0 | 0 | 0 | 0 | 0 | 0 | 0 | 0 | 0 | 0 | 0 | 0 | 0 | 0 | 0 | 0 | 0 | 0 | 0 | 0 | 0 | 0 | 0 | 0 | 0 | 0 | 0 | 0 | 0 | 0 | 0 | 0 | 0 | 0 | 0 | 2 |  | 0 | 0 | 0 | 0 | 0 | 0 | 0 | 0 | 0 | 0 | 0 | 0 | 0 | 0 | 0 | 0 | 0 | 0 | 0 | 0 | 0 | 0 | 0 | 0 | 0 | 0 | 0 | 0 | 0 | 0 | 0 | 0 | 0 | 0 | 0 | 0 | 0 | 0 | 0 | 0 | 0 | 0 | 0 | 0 | 0 | 0 | 0 | 0 | 0 | 0 | 0 | 1192.8067 | 2647.9926 | 4923.0604 | Tesla-Bellota 230 kV line | Tesla-Bellota 230 kV line | Sobrante-Moraga 230 kV line |  | 0 | 0 | 0 | 0 | 0 | 0 | 1192.8067 | 2647.9926 | 4923.0604 | Tesla-Bellota 230 kV line | Tesla-Bellota 230 kV line | Sobrante-Moraga 230 kV line |  | 1 | 1 | NO | 1 | 1 | 1 | NO | 1
SCE Northern Area | Saugus | 230 | 0 | 0 | 0 | 0 | 0 | 0 | 0 | 0 | 0 | 0 | 0 | 0 | 0 | 0 | 0 | 0 | 0 | 0 | 0 | 0 | 0 | 0 | 0 | 0 | 0 | 0 | 0 | 0 | 1 | 0 | 0 | 0 | 0 | 0 | 0 | 0 | 0 | 0 | 0 | 0 | 0 | 0 | 0 | 0 | 0 | 0 | 0 | 0 | 0 | 0 | 0 | 0 | 0 | 0 | 0 | 0 | 0 | 0 | 0 | 0 | 0 | 0 | 0 | 0 | 0 | 0 | 0 | 0 | 0 | 0 | 0 | 0 | 0 | 0 | 0 | 0 | 0 | 0 | 0 | 0 | 0 | 0 | 0 | 0 | 0 | 0 | 0 | 0 | 0 | 0 | 0 | 0 | 0 | 0 | 0 | 0 | 0 | 0 | 0 | 0 | 0 | 0 | 0 | 0 | 0 | 0 | 0 | 0 |  | 0 | 0 | 0 | 0 | 0 | 0 | 0 | 0 | 0 | 0 | 0 | 0 | 0 | 0 | 0 | 0 | 0 | 0 | 0 | 0 | 0 | 0 | 0 | 0 | 0 | 0 | 0 | 0 | 0 | 0 | 0 | 0 | 0 | 0 | 0 | 0 | 0 | 0 | 0 | 0 | 0 | 0 | 0 | 0 | 0 | 1 | 0 | 0 | 0 | 0 | 0 | -1715.6208 | 2675.9204 | 3685.482 | Lugo - Victorville area constraint | Lugo - Victorville area constraint | Lugo - Victorville area constraint |  | 0 | 0 | 0 | 0 | 0 | 0 | 5084.3792 | 9475.9204 | 10485.482 | Lugo - Victorville area constraint | Lugo - Victorville area constraint | Lugo - Victorville area constraint |  | 5 | 1 | YES | 2 | 1 | 1 | NO | 1
PG&E Fresno Study Area | Schindler | 115 | 0 | 0 | 0 | 0 | 0 | 0 | 0 | 0 | 0 | 0 | 0 | 0 | 0 | 0 | 0 | 0 | 0 | 0 | 0 | 0 | 0 | 0 | 0 | 0 | 0 | 0 | 0 | 0 | 0 | 0 | 0 | 0 | 0 | 0 | 0 | 0 | 0 | 0 | 0 | 0 | 0 | 0 | 0 | 0 | 0 | 0 | 0 | 0 | 0 | 0 | 0 | 0 | 0 | 0 | 0 | 0 | 0 | 0 | 0 | 0 | 0 | 0 | 0 | 0 | 0 | 0 | 0 | 0 | 0 | 0 | 0 | 0 | 0 | 0 | 0 | 0 | 0 | 0 | 0 | 0 | 0 | 0 | 0 | 0 | 0 | 0 | 0 | 0 | 0 | 0 | 0 | 0 | 0 | 0 | 0 | 0 | 0 | 0 | 0 | 0 | 0 | 0 | 0 | 0 | 0 | 1 | 0 | 0 |  | 0 | 0 | 0 | 0 | 0 | 0 | 0 | 0 | 0 | 0 | 0 | 0 | 0 | 0 | 0 | 0 | 0 | 0 | 0 | 0 | 0 | 0 | 0 | 0 | 0 | 0 | 0 | 0 | 0 | 0 | 0 | 0 | 0 | 0 | 0 | 0 | 0 | 0 | 2 | 0 | 0 | 0 | 0 | 0 | 1 | 0 | 1 | 0 | 0 | 1 | 0 | -59.457 | 171.1913 | -593.4625 | Moss Landing-Las Aguilas 230 kV Line | Moss Landing-Las Aguilas 230 kV Line | Moss Landing-Las Aguilas 230 kV Line |  | 0 | 1 | 0 | 0 | 0 | 0 | -59.457 | 171.1913 | 1166.5375 | Moss Landing-Las Aguilas 230 kV Line | Moss Landing-Las Aguilas 230 kV Line | Moss Landing-Las Aguilas 230 kV Line |  | 3 | 3 | NO | 3 | 5 | 1 | YES | 2
PG&E Greater Bay Study Area | Schulte | 115 | 0 | 0 | 0 | 0 | 0 | 0 | 0 | 0 | 0 | 0 | 0 | 0 | 0 | 0 | 0 | 0 | 0 | 0 | 0 | 0 | 0 | 0 | 0 | 0 | 0 | 0 | 0 | 0 | 0 | 0 | 0 | 0 | 0 | 0 | 0 | 0 | 0 | 0 | 0 | 0 | 0 | 0 | 0 | 0 | 0 | 0 | 0 | 0 | 0 | 1 | 1 | 0 | 0 | 0 | 0 | 0 | 0 | 0 | 0 | 0 | 0 | 0 | 1 | 0 | 1 | 0 | 0 | 0 | 1 | 0 | 0 | 0 | 0 | 1 | 0 | 0 | 0 | 0 | 0 | 0 | 0 | 0 | 0 | 0 | 0 | 0 | 0 | 0 | 0 | 0 | 0 | 0 | 0 | 0 | 0 | 0 | 0 | 0 | 0 | 0 | 0 | 0 | 0 | 0 | 0 | 0 | 0 | 0 |  | 0 | 0 | 0 | 0 | 0 | 0 | 0 | 0 | 0 | 0 | 0 | 0 | 0 | 0 | 0 | 0 | 0 | 0 | 0 | 0 | 0 | 0 | 0 | 0 | 0 | 0 | 0 | 0 | 0 | 0 | 0 | 0 | 0 | 0 | 0 | 0 | 0 | 0 | 0 | 0 | 0 | 0 | 0 | 0 | 0 | 1 | 0 | 0 | 0 | 0 | 0 | -27.1325 | 27.5905 | 197.21 | Rocklin-Pleaseant grove 115kV line | Rocklin-Pleaseant grove 115kV line | Rocklin-Pleaseant grove 115kV line |  | 1 | 0 | 0 | 0 | 0 | 0 | -27.1325 | 27.5905 | 197.21 | Rocklin-Pleaseant grove 115kV line | Rocklin-Pleaseant grove 115kV line | Rocklin-Pleaseant grove 115kV line |  | 5 | 5 | NO | 5 | 1 | 1 | NO | 1
PG&E Kern Study Area | Semitropic | 115 | 0 | 0 | 0 | 0 | 0 | 0 | 0 | 0 | 0 | 0 | 0 | 0 | 0 | 0 | 0 | 0 | 0 | 0 | 0 | 0 | 0 | 0 | 0 | 0 | 0 | 0 | 0 | 0 | 0 | 0 | 0 | 0 | 0 | 0 | 0 | 0 | 0 | 0 | 0 | 0 | 0 | 0 | 0 | 0 | 0 | 0 | 0 | 0 | 0 | 0 | 0 | 0 | 0 | 0 | 0 | 0 | 0 | 0 | 0 | 0 | 0 | 0 | 0 | 0 | 0 | 0 | 0 | 0 | 0 | 0 | 0 | 0 | 0 | 0 | 0 | 1 | 1 | 1 | 1 | 0 | 0 | 0 | 1 | 1 | 0 | 0 | 1 | 1 | 0 | 0 | 0 | 0 | 0 | 0 | 0 | 0 | 0 | 0 | 0 | 0 | 0 | 0 | 0 | 0 | 0 | 0 | 0 | 0 |  | 0 | 0 | 0 | 0 | 0 | 0 | 0 | 0 | 0 | 0 | 0 | 0 | 0 | 0 | 0 | 0 | 0 | 0 | 0 | 0 | 0 | 0 | 0 | 4.66 | 0 | 0 | 0 | 0 | 0 | 1 | 0 | 0 | 0 | 0 | 0 | 0 | 0 | 0 | 4.66 | 0 | 0 | 0 | 0 | 0 | 1 | 2 | 0 | 2 | 0 | 2 | 0 | -1260.48 | -1054.844 | -926.9943 | Midway-Q2005 230kV Line | Midway-Q2005 230kV Line | Midway-Q2005 230kV Line |  | 0 | 0 | 0 | 0 | 0 | 1 | 71.981 | 35.1401 | -65.5292 | Gates 500/230kV TB #11 | Semitropic-Midway 115kV Line | Oceano-Calendar 115kV line |  | 5 | 1 | YES | 2 | 5 | 3 | YES | 3
SCE Metro Study Area | Serrano | 500 | 0 | 0 | 0 | 0 | 0 | 0 | 0 | 0 | 0 | 0 | 0 | 0 | 1 | 0 | 0 | 0 | 0 | 0 | 0 | 0 | 0 | 0 | 0 | 0 | 0 | 0 | 0 | 0 | 0 | 0 | 0 | 0 | 0 | 0 | 0 | 0 | 0 | 0 | 0 | 0 | 0 | 0 | 0 | 0 | 0 | 0 | 0 | 0 | 0 | 0 | 0 | 0 | 0 | 0 | 0 | 0 | 0 | 0 | 0 | 0 | 0 | 0 | 0 | 0 | 0 | 0 | 0 | 0 | 0 | 0 | 0 | 0 | 0 | 0 | 0 | 0 | 0 | 0 | 0 | 0 | 0 | 0 | 0 | 0 | 0 | 0 | 0 | 0 | 0 | 0 | 0 | 0 | 0 | 0 | 0 | 0 | 0 | 0 | 0 | 0 | 0 | 0 | 0 | 0 | 0 | 0 | 0 | 0 |  | 0 | 0 | 0 | 0 | 0 | 0 | 0 | 0 | 0 | 0 | 0 | 0 | 0 | 0 | 0 | 0 | 0 | 0 | 0 | 0 | 0 | 0 | 0 | 0 | 0 | 0 | 0 | 0 | 0 | 0 | 0 | 0 | 0 | 0 | 0 | 0 | 0 | 0 | 0 | 0 | 0 | 0 | 0 | 0 | 0 | 0 | 0 | 0 | 0 | 0 | 0 | 11590.638 | 12647.921 | 15842.11 | SCE Metro Area Default Constraint | SCE Metro Area Default Constraint | SCE Metro Area Default Constraint |  | 0 | 0 | 0 | 0 | 0 | 0 | 11590.638 | 12647.921 | 15842.11 | SCE Metro Area Default Constraint | SCE Metro Area Default Constraint | SCE Metro Area Default Constraint |  | 1 | 1 | NO | 1 | 1 | 1 | NO | 1
SCE Metro Study Area | Serrano | 230 | 0 | 0 | 0 | 0 | 0 | 0 | 0 | 0 | 0 | 0 | 0 | 0 | 1 | 0 | 0 | 0 | 0 | 0 | 0 | 0 | 0 | 0 | 0 | 0 | 0 | 0 | 0 | 0 | 0 | 0 | 0 | 0 | 0 | 0 | 0 | 0 | 0 | 0 | 0 | 0 | 0 | 0 | 0 | 0 | 0 | 0 | 0 | 0 | 0 | 0 | 0 | 0 | 0 | 0 | 0 | 0 | 0 | 0 | 0 | 0 | 0 | 0 | 0 | 0 | 0 | 0 | 0 | 0 | 0 | 0 | 0 | 0 | 0 | 0 | 0 | 0 | 0 | 0 | 0 | 0 | 0 | 0 | 0 | 0 | 0 | 0 | 0 | 0 | 0 | 0 | 0 | 0 | 0 | 0 | 0 | 0 | 0 | 0 | 0 | 0 | 0 | 0 | 0 | 0 | 0 | 0 | 0 | 0 |  | 0 | 0 | 0 | 0 | 0 | 0 | 0 | 0 | 0 | 0 | 0 | 0 | 0 | 0 | 0 | 0 | 0 | 0 | 0 | 0 | 0 | 0 | 0 | 0 | 0 | 0 | 0 | 0 | 0 | 0 | 0 | 0 | 0 | 0 | 0 | 0 | 0 | 0 | 0 | 0 | 0 | 0 | 0 | 0 | 0 | 0 | 0 | 0 | 0 | 0 | 0 | 11590.638 | 12647.921 | 15842.11 | SCE Metro Area Default Constraint | SCE Metro Area Default Constraint | SCE Metro Area Default Constraint |  | 0 | 0 | 0 | 0 | 0 | 0 | 11590.638 | 12647.921 | 15842.11 | SCE Metro Area Default Constraint | SCE Metro Area Default Constraint | SCE Metro Area Default Constraint |  | 1 | 1 | NO | 1 | 1 | 1 | NO | 1
SDG&E Study Area | Shadowridge | 138 | 0 | 0 | 0 | 0 | 0 | 0 | 0 | 0 | 0 | 0 | 0 | 0 | 0 | 0 | 0 | 0 | 0 | 0 | 0 | 0 | 0 | 0 | 0 | 0 | 0 | 0 | 0 | 0 | 0 | 0 | 0 | 0 | 1 | 0 | 0 | 0 | 0 | 0 | 0 | 0 | 0 | 0 | 0 | 0 | 0 | 0 | 0 | 0 | 0 | 0 | 0 | 0 | 0 | 0 | 0 | 0 | 0 | 0 | 0 | 0 | 0 | 0 | 0 | 0 | 0 | 0 | 0 | 0 | 0 | 0 | 0 | 0 | 0 | 0 | 0 | 0 | 0 | 0 | 0 | 0 | 0 | 0 | 0 | 0 | 0 | 0 | 0 | 0 | 0 | 0 | 0 | 0 | 0 | 0 | 0 | 0 | 0 | 0 | 0 | 0 | 0 | 0 | 0 | 0 | 0 | 0 | 0 | 1 |  | 0 | 0 | 0 | 0 | 0 | 0 | 0 | 0 | 0 | 0 | 0 | 0 | 0 | 0 | 0 | 0 | 0 | 0 | 0 | 0 | 0 | 0 | 0 | 0 | 0 | 0 | 0 | 0 | 0 | 0 | 0 | 0 | 0 | 0 | 0 | 0 | 0 | 0 | 0 | 0 | 0 | 0 | 0 | 0 | 0 | 0 | 0 | 0 | 0 | 0 | 0 | 89.39 | 1201.975 | 1818.31 | Internal San Diego Area constraint | Internal San Diego Area constraint | Internal San Diego Area constraint |  | 0 | 0 | 0 | 0 | 0 | 0 | 89.39 | 1201.975 | 1818.31 | Internal San Diego Area constraint | Internal San Diego Area constraint | Internal San Diego Area constraint |  | 1 | 1 | NO | 1 | 1 | 1 | NO | 1
PG&E Kern Study Area | Shafter | 115 | 0 | 0 | 0 | 0 | 0 | 0 | 0 | 0 | 0 | 0 | 0 | 0 | 0 | 0 | 0 | 0 | 0 | 0 | 0 | 0 | 0 | 0 | 0 | 0 | 0 | 0 | 0 | 0 | 0 | 0 | 0 | 0 | 0 | 0 | 0 | 0 | 0 | 0 | 0 | 0 | 0 | 0 | 0 | 0 | 0 | 0 | 0 | 0 | 0 | 0 | 0 | 0 | 0 | 0 | 0 | 0 | 0 | 0 | 0 | 0 | 0 | 0 | 0 | 0 | 0 | 0 | 0 | 0 | 0 | 0 | 0 | 0 | 0 | 0 | 0 | 1 | 1 | 0 | 0 | 0 | 0 | 0 | 1 | 0 | 0 | 1 | 1 | 0 | 0 | 0 | 0 | 0 | 0 | 0 | 0 | 0 | 0 | 0 | 0 | 0 | 0 | 0 | 0 | 0 | 0 | 0 | 0 | 0 |  | 0 | 0 | 0 | 0 | 0 | 0 | 0 | 0 | 0 | 0 | 0 | 0 | 0 | 0 | 0 | 0 | 0 | 0 | 0 | 0 | 0 | 0 | 0 | 2.25 | 0 | 0 | 0 | 0 | 0 | 1 | 0 | 0 | 0 | 0 | 0 | 0 | 0 | 0 | 2.25 | 0 | 0 | 0 | 0 | 0 | 1 | 3 | 0 | 2 | 0 | 2 | 0 | -1260.48 | -1054.844 | -926.9943 | Midway-Q2005 230kV Line | Midway-Q2005 230kV Line | Midway-Q2005 230kV Line |  | 0 | 0 | 0 | 0 | 0 | 1 | 71.981 | 208.4702 | -65.5292 | Gates 500/230kV TB #11 | Gates 500/230kV TB #11 | Oceano-Calendar 115kV line |  | 5 | 1 | YES | 2 | 5 | 3 | YES | 3
PG&E North of Greater Bay Study Area | Shiloh II | 230 | 0 | 0 | 0 | 0 | 0 | 0 | 0 | 0 | 0 | 0 | 0 | 0 | 0 | 0 | 0 | 0 | 0 | 0 | 0 | 0 | 0 | 0 | 0 | 0 | 0 | 0 | 0 | 0 | 0 | 0 | 0 | 0 | 0 | 0 | 0 | 0 | 0 | 0 | 0 | 0 | 0 | 0 | 0 | 0 | 1 | 0 | 0 | 0 | 0 | 0 | 0 | 0 | 0 | 0 | 0 | 0 | 0 | 0 | 1 | 1 | 1 | 0 | 0 | 1 | 1 | 0 | 0 | 0 | 0 | 0 | 0 | 0 | 0 | 1 | 1 | 0 | 0 | 0 | 0 | 0 | 0 | 0 | 0 | 0 | 0 | 0 | 0 | 0 | 0 | 0 | 0 | 0 | 0 | 0 | 0 | 0 | 0 | 0 | 0 | 0 | 0 | 0 | 0 | 0 | 0 | 0 | 0 | 0 |  | 0 | 0 | 0 | 0 | 0 | 0 | 0 | 0 | 0 | 0 | 0 | 0 | 0 | 0 | 0 | 0 | 0 | 0 | 0 | 0 | 0 | 0 | 0 | 0 | 0 | 0 | 0 | 0 | 0 | 0 | 0 | 0 | 0 | 0 | 0 | 0 | 0 | 0 | 0 | 0 | 0 | 0 | 0 | 0 | 0 | 3 | 0 | 0 | 0 | 0 | 0 | -836.7415 | 125.4613 | 452.5825 | Vaca Dixon-Tesla 500kV Line | Birds Landing-Contra Costa 230kV Line | Birds Landing-Contra Costa 230kV Line |  | 2 | 0 | 0 | 0 | 0 | 0 | -325.6387 | 125.4613 | 452.5825 | Birds Landing-Contra Costa 230kV Line | Birds Landing-Contra Costa 230kV Line | Birds Landing-Contra Costa 230kV Line |  | 5 | 5 | NO | 5 | 1 | 1 | NO | 1
PG&E North of Greater Bay Study Area | Silverado | 115 | 0 | 0 | 0 | 0 | 0 | 0 | 0 | 0 | 0 | 0 | 0 | 0 | 0 | 0 | 0 | 0 | 0 | 0 | 0 | 0 | 0 | 0 | 0 | 0 | 0 | 0 | 0 | 0 | 0 | 0 | 0 | 0 | 0 | 0 | 0 | 0 | 0 | 0 | 0 | 0 | 0 | 0 | 0 | 0 | 0 | 0 | 1 | 0 | 0 | 0 | 0 | 0 | 0 | 0 | 0 | 0 | 0 | 0 | 0 | 0 | 0 | 0 | 0 | 0 | 0 | 0 | 0 | 0 | 0 | 0 | 0 | 0 | 0 | 0 | 0 | 0 | 0 | 0 | 0 | 0 | 0 | 0 | 0 | 0 | 0 | 0 | 0 | 0 | 0 | 0 | 0 | 0 | 0 | 0 | 0 | 0 | 0 | 0 | 0 | 0 | 0 | 0 | 0 | 0 | 0 | 0 | 0 | 0 |  | 0 | 0 | 0 | 0 | 0 | 0 | 0 | 0 | 0 | 0 | 0 | 0 | 0 | 0 | 0 | 0 | 0 | 0 | 0 | 0 | 0 | 0 | 0 | 0 | 0 | 0 | 0 | 0 | 0 | 0 | 0 | 0 | 0 | 0 | 0 | 0 | 0 | 0 | 0 | 0 | 0 | 0 | 0 | 0 | 0 | 0 | 0 | 0 | 0 | 0 | 0 | 1323.544 | 1394.9902 | 1399.2972 | Cortina-Eagle Rock 115 kV line | Cortina-Eagle Rock 115 kV line | Cortina-Eagle Rock 115 kV line |  | 0 | 0 | 0 | 0 | 0 | 0 | 1323.544 | 1394.9902 | 1399.2972 | Cortina-Eagle Rock 115 kV line | Cortina-Eagle Rock 115 kV line | Cortina-Eagle Rock 115 kV line |  | 1 | 1 | NO | 1 | 1 | 1 | NO | 1
SDG&E Study Area | Silvergate | 230 | 0 | 0 | 0 | 0 | 0 | 0 | 0 | 0 | 0 | 0 | 0 | 0 | 0 | 0 | 0 | 0 | 0 | 0 | 0 | 0 | 0 | 0 | 0 | 0 | 0 | 0 | 0 | 0 | 0 | 0 | 0 | 0 | 1 | 0 | 1 | 0 | 1 | 0 | 0 | 0 | 1 | 0 | 0 | 0 | 0 | 0 | 0 | 0 | 0 | 0 | 0 | 0 | 0 | 0 | 0 | 0 | 0 | 0 | 0 | 0 | 0 | 0 | 0 | 0 | 0 | 0 | 0 | 0 | 0 | 0 | 0 | 0 | 0 | 0 | 0 | 0 | 0 | 0 | 0 | 0 | 0 | 0 | 0 | 0 | 0 | 0 | 0 | 0 | 0 | 0 | 0 | 0 | 0 | 0 | 0 | 0 | 0 | 0 | 0 | 0 | 0 | 0 | 0 | 0 | 0 | 0 | 0 | 3 |  | 0 | 0 | 0 | 0 | 0 | 0 | 0 | 0 | 0 | 0 | 0 | 100 | 0 | 0 | 1 | 0 | 0 | 0 | 0 | 0 | 0 | 0 | 0 | 0 | 0 | 0 | 100 | 0 | 0 | 1 | 0 | 0 | 0 | 0 | 0 | 0 | 0 | 0 | 0 | 0 | 0 | 100 | 0 | 0 | 1 | 1 | 0 | 0 | 0 | 0 | 0 | -284.46 | 300.45 | 977.96 | Silvergate-Old Town 230 kV constraint | Silvergate-Old Town 230 kV constraint | Silvergate-Old Town 230 kV constraint |  | 0 | 0 | 0 | 0 | 0 | 0 | 1.09 | 1089.75 | 977.96 | Encina - San Luis Rey 230 kV constraint | Encina - San Luis Rey 230 kV constraint | Silvergate-Old Town 230 kV constraint |  | 5 | 1 | YES | 2 | 1 | 1 | NO | 1
PG&E Kern Study Area | Sisquoc | 115 | 0 | 0 | 0 | 0 | 0 | 0 | 0 | 0 | 0 | 0 | 0 | 0 | 0 | 0 | 0 | 0 | 0 | 0 | 0 | 0 | 0 | 0 | 0 | 0 | 0 | 0 | 0 | 0 | 0 | 0 | 0 | 0 | 0 | 0 | 0 | 0 | 0 | 0 | 0 | 0 | 0 | 0 | 0 | 0 | 0 | 0 | 0 | 0 | 0 | 0 | 0 | 0 | 0 | 0 | 0 | 0 | 0 | 0 | 0 | 0 | 0 | 0 | 0 | 0 | 0 | 0 | 0 | 0 | 0 | 0 | 0 | 0 | 0 | 0 | 0 | 0 | 0 | 0 | 0 | 0 | 0 | 0 | 1 | 0 | 0 | 0 | 0 | 0 | 0 | 0 | 0 | 0 | 0 | 0 | 0 | 0 | 0 | 0 | 0 | 0 | 0 | 0 | 0 | 0 | 0 | 0 | 0 | 0 |  | 0 | 0 | 0 | 0 | 0 | 0 | 0 | 0 | 0 | 0 | 0 | 0 | 0 | 0 | 0 | 0 | 0 | 0 | 0 | 0 | 0 | 0 | 0 | 0 | 0 | 0 | 0 | 0 | 0 | 0 | 0 | 0 | 0 | 0 | 0 | 0 | 0 | 0 | 0 | 0 | 0 | 0 | 0 | 0 | 0 | 0 | 0 | 0 | 0 | 0 | 0 | 1051.543 | 1042.5784 | 827.2909 | Midway 230/115kV TB #3 | Midway 230/115kV TB #3 | Midway 230/115kV TB #3 |  | 0 | 0 | 0 | 0 | 0 | 0 | 1051.543 | 1042.5784 | 827.2909 | Midway 230/115kV TB #3 | Midway 230/115kV TB #3 | Midway 230/115kV TB #3 |  | 1 | 1 | NO | 1 | 1 | 1 | NO | 1
East of Pisgah Study Area | Sloan Canyon | 230 | 0 | 0 | 0 | 0 | 0 | 0 | 0 | 0 | 0 | 0 | 0 | 0 | 0 | 0 | 0 | 0 | 0 | 0 | 0 | 1 | 0 | 1 | 0 | 0 | 0 | 0 | 0 | 1 | 1 | 0 | 0 | 0 | 0 | 0 | 0 | 0 | 0 | 0 | 0 | 0 | 0 | 0 | 0 | 0 | 0 | 0 | 0 | 0 | 0 | 0 | 0 | 0 | 0 | 0 | 0 | 0 | 0 | 0 | 0 | 0 | 0 | 0 | 0 | 0 | 0 | 0 | 0 | 0 | 0 | 0 | 0 | 0 | 0 | 0 | 0 | 0 | 0 | 0 | 0 | 0 | 0 | 0 | 0 | 0 | 0 | 0 | 0 | 0 | 0 | 0 | 0 | 0 | 0 | 0 | 0 | 0 | 0 | 0 | 0 | 0 | 0 | 0 | 0 | 0 | 0 | 0 | 0 | 3 |  | 0 | 0 | 0 | 0 | 0 | 0 | 0 | 0 | 0 | 0 | 0 | 0 | 0 | 0 | 0 | 0 | 0 | 0 | 0 | 0 | 0 | 0 | 0 | 0 | 0 | 0 | 0 | 0 | 0 | 0 | 0 | 0 | 310 | 0 | 0 | 0 | 0 | 0 | 0 | 0 | 0 | 0 | 0 | 0 | 1 | 1 | 1 | 0 | 0 | 0 | 0 | -2124.047 | 568.64 | 1570.15 | Devers-Red Bluff Constraint | GLW 230kV area constraint | GLW 230kV area constraint |  | 0 | 1 | 0 | 0 | 0 | 0 | -2124.047 | 568.64 | 1570.15 | Devers-Red Bluff Constraint | GLW 230kV area constraint | GLW 230kV area constraint |  | 5 | 4 | YES | 4 | 1 | 1 | NO | 1
PG&E Kern Study Area | Smyrna | 115 | 0 | 0 | 0 | 0 | 0 | 0 | 0 | 0 | 0 | 0 | 0 | 0 | 0 | 0 | 0 | 0 | 0 | 0 | 0 | 0 | 0 | 0 | 0 | 0 | 0 | 0 | 0 | 0 | 0 | 0 | 0 | 0 | 0 | 0 | 0 | 0 | 0 | 0 | 0 | 0 | 0 | 0 | 0 | 0 | 0 | 0 | 0 | 0 | 0 | 0 | 0 | 0 | 0 | 0 | 0 | 0 | 0 | 0 | 0 | 0 | 0 | 0 | 0 | 0 | 0 | 0 | 0 | 0 | 0 | 0 | 0 | 0 | 0 | 0 | 0 | 1 | 1 | 1 | 1 | 0 | 0 | 0 | 1 | 1 | 0 | 1 | 1 | 0 | 0 | 0 | 0 | 0 | 0 | 0 | 0 | 0 | 0 | 0 | 0 | 0 | 0 | 0 | 0 | 0 | 0 | 0 | 0 | 0 |  | 0 | 0 | 0 | 0 | 0 | 0 | 0 | 0 | 0 | 0 | 0 | 0 | 0 | 0 | 0 | 0 | 0 | 0 | 0 | 0 | 0 | 0 | 0 | 0 | 0 | 0 | 0 | 0 | 0 | 0 | 0 | 0 | 0 | 0 | 0 | 0 | 0 | 0 | 6.1 | 0 | 0 | 0 | 0 | 0 | 1 | 3 | 0 | 2 | 0 | 2 | 0 | -1260.48 | -1054.844 | -926.9943 | Midway-Q2005 230kV Line | Midway-Q2005 230kV Line | Midway-Q2005 230kV Line |  | 0 | 0 | 0 | 0 | 0 | 1 | 71.981 | 35.1401 | -65.5292 | Gates 500/230kV TB #11 | Semitropic-Midway 115kV Line | Oceano-Calendar 115kV line |  | 5 | 1 | YES | 2 | 5 | 3 | YES | 3
PG&E Greater Bay Study Area | Sobrante | 115 | 0 | 0 | 0 | 0 | 0 | 0 | 0 | 0 | 0 | 0 | 0 | 0 | 0 | 0 | 0 | 0 | 0 | 0 | 0 | 0 | 0 | 0 | 0 | 0 | 0 | 0 | 0 | 0 | 0 | 0 | 0 | 0 | 0 | 0 | 0 | 0 | 0 | 0 | 0 | 0 | 0 | 0 | 0 | 1 | 1 | 0 | 0 | 0 | 0 | 0 | 0 | 0 | 0 | 0 | 1 | 1 | 0 | 1 | 1 | 1 | 1 | 0 | 0 | 1 | 1 | 0 | 1 | 0 | 0 | 0 | 0 | 0 | 0 | 1 | 0 | 0 | 0 | 0 | 0 | 0 | 0 | 0 | 0 | 0 | 0 | 0 | 0 | 0 | 0 | 0 | 0 | 0 | 0 | 0 | 0 | 0 | 0 | 0 | 0 | 0 | 0 | 0 | 0 | 0 | 0 | 0 | 0 | 3 |  | 0 | 0 | 0 | 0 | 0 | 0 | 0 | 0 | 0 | 0 | 0 | 0 | 0 | 0 | 0 | 0 | 0 | 0 | 0 | 0 | 0 | 0 | 0 | 0 | 0 | 0 | 0 | 0 | 0 | 0 | 0 | 0 | 0 | 0 | 0 | 0 | 0 | 0 | 5 | 0 | 0 | 0 | 0 | 0 | 1 | 2 | 0 | 0 | 0 | 0 | 0 | -836.7415 | 193.7277 | 921.9913 | Vaca Dixon-Tesla 500kV Line | Vaca Dixon-Tesla 500kV Line | Windmaster-Delta pumps 230 kV line |  | 1 | 0 | 0 | 0 | 0 | 0 | -133.2328 | 381.3403 | 921.9913 | Windmaster-Delta pumps 230 kV line | Windmaster-Delta pumps 230 kV line | Windmaster-Delta pumps 230 kV line |  | 5 | 5 | NO | 5 | 1 | 1 | NO | 1
PG&E Kern Study Area | Solar SS | 230 | 0 | 0 | 0 | 0 | 0 | 0 | 0 | 0 | 0 | 0 | 0 | 0 | 0 | 0 | 0 | 0 | 0 | 0 | 0 | 0 | 0 | 0 | 0 | 0 | 0 | 0 | 0 | 0 | 0 | 0 | 0 | 0 | 0 | 0 | 0 | 0 | 0 | 0 | 0 | 0 | 0 | 0 | 0 | 0 | 0 | 0 | 0 | 0 | 0 | 0 | 0 | 0 | 0 | 0 | 0 | 0 | 0 | 0 | 0 | 0 | 0 | 0 | 0 | 0 | 0 | 0 | 0 | 0 | 0 | 0 | 0 | 0 | 0 | 0 | 0 | 1 | 1 | 0 | 0 | 0 | 0 | 0 | 0 | 0 | 0 | 1 | 1 | 0 | 0 | 0 | 0 | 0 | 0 | 0 | 0 | 0 | 0 | 0 | 0 | 0 | 0 | 0 | 0 | 0 | 1 | 0 | 0 | 0 |  | 0 | 0 | 0 | 0 | 0 | 0 | 0 | 0 | 0 | 0 | 0 | 0 | 0 | 0 | 0 | 0 | 0 | 0 | 0 | 0 | 0 | 0 | 0 | 0 | 0 | 0 | 0 | 0 | 0 | 0 | 0 | 0 | 0 | 0 | 0 | 0 | 0 | 0 | 0 | 0 | 0 | 0 | 0 | 0 | 0 | 3 | 0 | 2 | 0 | 2 | 0 | -1260.48 | -1054.844 | -926.9943 | Midway-Q2005 230kV Line | Midway-Q2005 230kV Line | Midway-Q2005 230kV Line |  | 0 | 0 | 0 | 0 | 0 | 1 | 71.981 | 208.4702 | -65.5292 | Gates 500/230kV TB #11 | Gates 500/230kV TB #11 | Oceano-Calendar 115kV line |  | 5 | 1 | YES | 2 | 5 | 3 | YES | 3
SCE Northern Area | Springville | 230 | 1 | 0 | 1 | 0 | 0 | 1 | 1 | 1 | 0 | 0 | 0 | 0 | 0 | 0 | 0 | 0 | 0 | 0 | 0 | 0 | 0 | 0 | 0 | 0 | 0 | 0 | 0 | 0 | 1 | 0 | 0 | 0 | 0 | 0 | 0 | 0 | 0 | 0 | 0 | 0 | 0 | 0 | 0 | 0 | 0 | 0 | 0 | 0 | 0 | 0 | 0 | 0 | 0 | 0 | 0 | 0 | 0 | 0 | 0 | 0 | 0 | 0 | 0 | 0 | 0 | 0 | 0 | 0 | 0 | 0 | 0 | 0 | 0 | 0 | 0 | 0 | 0 | 0 | 0 | 0 | 0 | 0 | 0 | 0 | 0 | 0 | 0 | 0 | 0 | 0 | 0 | 0 | 0 | 0 | 0 | 0 | 0 | 0 | 0 | 0 | 0 | 0 | 0 | 0 | 0 | 0 | 0 | 0 |  | 0 | 0 | 0 | 0 | 0 | 0 | 0 | 0 | 11 | 0 | 0 | 0 | 0 | 0 | 1 | 0 | 0 | 0 | 0 | 0 | 0 | 0 | 0 | 0 | 0 | 0 | 225 | 0 | 0 | 1 | 0 | 0 | 0 | 0 | 0 | 0 | 0 | 0 | 0 | 0 | 0 | 225 | 0 | 0 | 1 | 2 | 0 | 1 | 0 | 0 | 0 | -1715.6208 | -34.6371 | 720.359 | Lugo - Victorville area constraint | South of Magunden Constraint | South of Magunden Constraint |  | 1 | 0 | 1 | 0 | 0 | 0 | -596.4338 | -34.6371 | 720.359 | South of Magunden Constraint | South of Magunden Constraint | South of Magunden Constraint |  | 5 | 5 | NO | 5 | 1 | 1 | NO | 1
PG&E Greater Bay Study Area | Stagg | 230 | 0 | 0 | 0 | 0 | 0 | 0 | 0 | 0 | 0 | 0 | 0 | 0 | 0 | 0 | 0 | 0 | 0 | 0 | 0 | 0 | 0 | 0 | 0 | 0 | 0 | 0 | 0 | 0 | 0 | 0 | 0 | 0 | 0 | 0 | 0 | 0 | 0 | 0 | 0 | 0 | 0 | 0 | 0 | 0 | 1 | 0 | 0 | 0 | 0 | 0 | 1 | 0 | 0 | 0 | 0 | 0 | 0 | 0 | 0 | 0 | 0 | 0 | 0 | 0 | 1 | 1 | 0 | 0 | 0 | 0 | 0 | 0 | 0 | 1 | 0 | 0 | 0 | 0 | 0 | 0 | 0 | 0 | 0 | 0 | 0 | 0 | 0 | 0 | 0 | 0 | 0 | 1 | 0 | 0 | 0 | 0 | 0 | 0 | 0 | 0 | 0 | 0 | 0 | 0 | 0 | 0 | 0 | 1 |  | 0 | 0 | 0 | 0 | 0 | 0 | 0 | 0 | 0 | 0 | 0 | 0 | 0 | 0 | 0 | 0 | 0 | 0 | 0 | 0 | 0 | 0 | 0 | 0 | 0 | 0 | 0 | 0 | 0 | 0 | 0 | 0 | 0 | 0 | 0 | 0 | 0 | 0 | 0 | 0 | 0 | 0 | 0 | 0 | 0 | 1 | 0 | 0 | 0 | 0 | 0 | -836.7415 | 193.7277 | 73.5875 | Vaca Dixon-Tesla 500kV Line | Vaca Dixon-Tesla 500kV Line | Los Banos 500/230kV TB |  | 0 | 0 | 0 | 0 | 0 | 0 | 577.6665 | 1104.3125 | 73.5875 | Bellota-Weber 230kV line | Bellota-Weber 230kV line | Los Banos 500/230kV TB |  | 5 | 1 | YES | 2 | 1 | 1 | NO | 1
PG&E Greater Bay Study Area | Std Oil | 115 | 0 | 0 | 0 | 0 | 0 | 0 | 0 | 0 | 0 | 0 | 0 | 0 | 0 | 0 | 0 | 0 | 0 | 0 | 0 | 0 | 0 | 0 | 0 | 0 | 0 | 0 | 0 | 0 | 0 | 0 | 0 | 0 | 0 | 0 | 0 | 0 | 0 | 0 | 0 | 0 | 0 | 0 | 0 | 1 | 1 | 0 | 0 | 0 | 0 | 0 | 0 | 0 | 0 | 0 | 1 | 1 | 0 | 1 | 1 | 1 | 1 | 0 | 0 | 1 | 1 | 0 | 1 | 0 | 0 | 0 | 0 | 0 | 0 | 1 | 0 | 0 | 0 | 0 | 0 | 0 | 0 | 0 | 0 | 0 | 0 | 0 | 0 | 0 | 0 | 0 | 0 | 0 | 0 | 0 | 0 | 0 | 0 | 0 | 0 | 0 | 0 | 0 | 0 | 0 | 0 | 0 | 0 | 3 |  | 0 | 0 | 0 | 0 | 0 | 0 | 0 | 0 | 0 | 0 | 0 | 0 | 0 | 0 | 0 | 0 | 0 | 0 | 0 | 0 | 0 | 0 | 0 | 0 | 0 | 0 | 0 | 0 | 0 | 0 | 0 | 0 | 0 | 0 | 0 | 0 | 0 | 0 | 0 | 0 | 0 | 0 | 0 | 0 | 0 | 2 | 0 | 0 | 0 | 0 | 0 | -836.7415 | 193.7277 | 921.9913 | Vaca Dixon-Tesla 500kV Line | Vaca Dixon-Tesla 500kV Line | Windmaster-Delta pumps 230 kV line |  | 1 | 0 | 0 | 0 | 0 | 0 | -133.2328 | 381.3403 | 921.9913 | Windmaster-Delta pumps 230 kV line | Windmaster-Delta pumps 230 kV line | Windmaster-Delta pumps 230 kV line |  | 5 | 5 | NO | 5 | 1 | 1 | NO | 1
PG&E Kern Study Area | Stockdale | 230 | 0 | 0 | 0 | 0 | 0 | 0 | 0 | 0 | 0 | 0 | 0 | 0 | 0 | 0 | 0 | 0 | 0 | 0 | 0 | 0 | 0 | 0 | 0 | 0 | 0 | 0 | 0 | 0 | 0 | 0 | 0 | 0 | 0 | 0 | 0 | 0 | 0 | 0 | 0 | 0 | 0 | 0 | 0 | 0 | 0 | 0 | 0 | 0 | 0 | 0 | 0 | 0 | 0 | 0 | 0 | 0 | 0 | 0 | 0 | 0 | 0 | 0 | 0 | 0 | 0 | 0 | 0 | 0 | 0 | 0 | 0 | 0 | 0 | 0 | 0 | 1 | 1 | 0 | 0 | 0 | 0 | 0 | 0 | 0 | 0 | 1 | 1 | 0 | 0 | 0 | 0 | 0 | 0 | 0 | 0 | 0 | 0 | 0 | 0 | 0 | 0 | 0 | 0 | 0 | 1 | 0 | 0 | 0 |  | 0 | 0 | 0 | 0 | 0 | 0 | 0 | 0 | 0 | 0 | 0 | 0 | 0 | 0 | 0 | 0 | 0 | 0 | 0 | 0 | 0 | 0 | 0 | 0 | 0 | 0 | 0 | 0 | 0 | 0 | 0 | 0 | 0 | 0 | 0 | 0 | 0 | 0 | 0 | 0 | 0 | 0 | 0 | 0 | 0 | 3 | 0 | 2 | 0 | 2 | 0 | -1260.48 | -1054.844 | -926.9943 | Midway-Q2005 230kV Line | Midway-Q2005 230kV Line | Midway-Q2005 230kV Line |  | 0 | 0 | 0 | 0 | 0 | 1 | 71.981 | 208.4702 | -65.5292 | Gates 500/230kV TB #11 | Gates 500/230kV TB #11 | Oceano-Calendar 115kV line |  | 5 | 1 | YES | 2 | 5 | 3 | YES | 3
PG&E Kern Study Area | Stockdale | 115 | 0 | 0 | 0 | 0 | 0 | 0 | 0 | 0 | 0 | 0 | 0 | 0 | 0 | 0 | 0 | 0 | 0 | 0 | 0 | 0 | 0 | 0 | 0 | 0 | 0 | 0 | 0 | 0 | 0 | 0 | 0 | 0 | 0 | 0 | 0 | 0 | 0 | 0 | 0 | 0 | 0 | 0 | 0 | 0 | 0 | 0 | 0 | 0 | 0 | 0 | 0 | 0 | 0 | 0 | 0 | 0 | 0 | 0 | 0 | 0 | 0 | 0 | 0 | 0 | 0 | 0 | 0 | 0 | 0 | 0 | 0 | 0 | 0 | 0 | 0 | 0 | 0 | 0 | 0 | 0 | 0 | 1 | 0 | 0 | 0 | 0 | 0 | 0 | 0 | 0 | 0 | 0 | 0 | 0 | 0 | 0 | 0 | 0 | 0 | 0 | 0 | 0 | 0 | 0 | 0 | 0 | 0 | 0 |  | 0 | 0 | 0 | 0 | 0 | 0 | 0 | 0 | 0 | 0 | 0 | 0 | 0 | 0 | 0 | 0 | 0 | 0 | 0 | 0 | 0 | 0 | 0 | 0 | 0 | 0 | 0 | 0 | 0 | 0 | 0 | 0 | 0 | 0 | 0 | 0 | 0 | 0 | 1.7 | 0 | 0 | 0 | 0 | 0 | 1 | 0 | 0 | 0 | 0 | 0 | 0 | 103.27 | 99.9412 | 161.553 | Kern-Tevis-Stockdale-Lamont 115kV line | Kern-Tevis-Stockdale-Lamont 115kV line | Kern-Tevis-Stockdale-Lamont 115kV line |  | 0 | 0 | 0 | 0 | 0 | 0 | 103.27 | 99.9412 | 161.553 | Kern-Tevis-Stockdale-Lamont 115kV line | Kern-Tevis-Stockdale-Lamont 115kV line | Kern-Tevis-Stockdale-Lamont 115kV line |  | 1 | 1 | NO | 1 | 1 | 1 | NO | 1
PG&E Fresno Study Area | Storey | 230 | 0 | 0 | 0 | 0 | 0 | 0 | 0 | 0 | 0 | 0 | 0 | 0 | 0 | 0 | 0 | 0 | 0 | 0 | 0 | 0 | 0 | 0 | 0 | 0 | 0 | 0 | 0 | 0 | 0 | 0 | 0 | 0 | 0 | 0 | 0 | 0 | 0 | 0 | 0 | 0 | 0 | 0 | 0 | 0 | 0 | 0 | 0 | 0 | 0 | 0 | 1 | 0 | 0 | 0 | 0 | 0 | 0 | 0 | 0 | 0 | 0 | 0 | 0 | 0 | 0 | 0 | 0 | 0 | 0 | 0 | 0 | 0 | 0 | 0 | 0 | 0 | 1 | 0 | 0 | 0 | 0 | 0 | 0 | 0 | 0 | 1 | 1 | 0 | 1 | 1 | 1 | 1 | 1 | 1 | 1 | 1 | 0 | 1 | 1 | 0 | 0 | 1 | 0 | 0 | 0 | 0 | 0 | 4 |  | 0 | 0 | 0 | 0 | 0 | 0 | 0 | 0 | 0 | 0 | 0 | 0 | 0 | 0 | 0 | 0 | 0 | 0 | 0 | 0 | 0 | 0 | 0 | 0 | 0 | 0 | 0 | 0 | 0 | 0 | 0 | 0 | 0 | 0 | 0 | 0 | 0 | 0 | 0 | 0 | 0 | 0 | 0 | 0 | 0 | 4 | 0 | 3 | 0 | 2 | 0 | -1260.48 | -1054.844 | -926.9943 | Midway-Q2005 230kV Line | Midway-Q2005 230kV Line | Midway-Q2005 230kV Line |  | 0 | 0 | 0 | 0 | 0 | 0 | 71.981 | 208.4702 | 6.8725 | Gates 500/230kV TB #11 | Gates 500/230kV TB #11 | Dairyland-Chowchilla 115kV Line |  | 5 | 1 | YES | 2 | 5 | 1 | YES | 2
PG&E North of Greater Bay Study Area | Summit | 115 | 0 | 0 | 0 | 0 | 0 | 0 | 0 | 0 | 0 | 0 | 0 | 0 | 0 | 0 | 0 | 0 | 0 | 0 | 0 | 0 | 0 | 0 | 0 | 0 | 0 | 0 | 0 | 0 | 0 | 0 | 0 | 0 | 0 | 0 | 0 | 0 | 0 | 0 | 0 | 0 | 0 | 0 | 0 | 0 | 0 | 0 | 0 | 1 | 0 | 0 | 0 | 0 | 0 | 0 | 0 | 0 | 0 | 0 | 0 | 0 | 0 | 0 | 0 | 0 | 0 | 0 | 0 | 0 | 0 | 0 | 0 | 0 | 0 | 0 | 0 | 0 | 0 | 0 | 0 | 0 | 0 | 0 | 0 | 0 | 0 | 0 | 0 | 0 | 0 | 0 | 0 | 0 | 0 | 0 | 0 | 0 | 0 | 0 | 0 | 0 | 0 | 0 | 0 | 0 | 0 | 0 | 0 | 0 |  | 40 | 0 | 0 | 0 | 0 | 0 | 0 | 0 | 0 | 0 | 0 | 0 | 0 | 0 | 1 | 0 | 0 | 0 | 0 | 0 | 0 | 0 | 0 | 0 | 0 | 0 | 0 | 0 | 0 | 0 | 0 | 0 | 0 | 0 | 0 | 0 | 0 | 0 | 0 | 0 | 0 | 0 | 0 | 0 | 0 | 0 | 0 | 0 | 0 | 0 | 0 | 563.475 | 561.537 | 578.95 | Bell-Placer 115kV Line | Bell-Placer 115kV Line | Bell-Placer 115kV Line |  | 0 | 0 | 0 | 0 | 0 | 0 | 563.475 | 561.537 | 578.95 | Bell-Placer 115kV Line | Bell-Placer 115kV Line | Bell-Placer 115kV Line |  | 1 | 1 | NO | 1 | 1 | 1 | NO | 1
SDG&E Study Area | Suncrest | 500 | 0 | 0 | 0 | 0 | 0 | 0 | 0 | 0 | 0 | 0 | 0 | 0 | 0 | 0 | 0 | 0 | 0 | 0 | 0 | 1 | 0 | 1 | 0 | 0 | 0 | 0 | 0 | 0 | 1 | 0 | 1 | 0 | 0 | 0 | 1 | 0 | 1 | 0 | 0 | 0 | 0 | 0 | 0 | 0 | 0 | 0 | 0 | 0 | 0 | 0 | 0 | 0 | 0 | 0 | 0 | 0 | 0 | 0 | 0 | 0 | 0 | 0 | 0 | 0 | 0 | 0 | 0 | 0 | 0 | 0 | 0 | 0 | 0 | 0 | 0 | 0 | 0 | 0 | 0 | 0 | 0 | 0 | 0 | 0 | 0 | 0 | 0 | 0 | 0 | 0 | 0 | 0 | 0 | 0 | 0 | 0 | 0 | 0 | 0 | 0 | 0 | 0 | 0 | 0 | 0 | 0 | 0 | 4 |  | 0 | 0 | 0 | 0 | 0 | 0 | 0 | 0 | 0 | 0 | 0 | 0 | 0 | 0 | 0 | 0 | 0 | 0 | 0 | 0 | 0 | 0 | 0 | 0 | 0 | 0 | 0 | 0 | 0 | 0 | 0 | 0 | 0 | 0 | 0 | 0 | 0 | 0 | 0 | 0 | 0 | 0 | 0 | 0 | 0 | 2 | 1 | 0 | 0 | 0 | 0 | -2124.047 | 61.3023 | 1297.0564 | Devers-Red Bluff Constraint | Chicarita 138 kV constraint | Chicarita 138 kV constraint |  | 0 | 1 | 0 | 0 | 0 | 0 | -2124.047 | 761.3023 | 1297.0564 | Devers-Red Bluff Constraint | Chicarita 138 kV constraint | Chicarita 138 kV constraint |  | 5 | 4 | YES | 4 | 1 | 1 | NO | 1
SDG&E Study Area | Suncrest | 230 | 0 | 0 | 0 | 0 | 0 | 0 | 0 | 0 | 0 | 0 | 0 | 0 | 0 | 0 | 0 | 0 | 0 | 0 | 0 | 1 | 0 | 0 | 0 | 0 | 0 | 0 | 0 | 0 | 0 | 0 | 1 | 0 | 0 | 0 | 1 | 0 | 1 | 0 | 0 | 0 | 0 | 0 | 0 | 0 | 0 | 0 | 0 | 0 | 0 | 0 | 0 | 0 | 0 | 0 | 0 | 0 | 0 | 0 | 0 | 0 | 0 | 0 | 0 | 0 | 0 | 0 | 0 | 0 | 0 | 0 | 0 | 0 | 0 | 0 | 0 | 0 | 0 | 0 | 0 | 0 | 0 | 0 | 0 | 0 | 0 | 0 | 0 | 0 | 0 | 0 | 0 | 0 | 0 | 0 | 0 | 0 | 0 | 0 | 0 | 0 | 0 | 0 | 0 | 0 | 0 | 0 | 0 | 3 |  | 0 | 0 | 0 | 0 | 0 | 0 | 0 | 0 | 0 | 0 | 0 | 0 | 0 | 0 | 0 | 0 | 0 | 0 | 0 | 0 | 0 | 0 | 0 | 0 | 0 | 0 | 0 | 0 | 0 | 0 | 0 | 0 | 0 | 0 | 0 | 0 | 0 | 0 | 0 | 0 | 0 | 0 | 0 | 0 | 0 | 1 | 0 | 0 | 0 | 0 | 0 | -436.9952 | 61.3023 | 1297.0564 | Chicarita 138 kV constraint | Chicarita 138 kV constraint | Chicarita 138 kV constraint |  | 0 | 0 | 0 | 0 | 0 | 0 | 1.09 | 761.3023 | 1297.0564 | Encina - San Luis Rey 230 kV constraint | Chicarita 138 kV constraint | Chicarita 138 kV constraint |  | 5 | 1 | YES | 2 | 1 | 1 | NO | 1
SDG&E Study Area | New Sub - Suncrest - Ocotillo (Proposed) | 500 | 0 | 0 | 0 | 0 | 0 | 0 | 0 | 0 | 0 | 0 | 0 | 0 | 0 | 0 | 0 | 0 | 0 | 0 | 0 | 1 | 0 | 1 | 0 | 0 | 0 | 1 | 0 | 0 | 1 | 0 | 0 | 0 | 0 | 0 | 1 | 1 | 1 | 0 | 0 | 1 | 0 | 0 | 0 | 0 | 0 | 0 | 0 | 0 | 0 | 0 | 0 | 0 | 0 | 0 | 0 | 0 | 0 | 0 | 0 | 0 | 0 | 0 | 0 | 0 | 0 | 0 | 0 | 0 | 0 | 0 | 0 | 0 | 0 | 0 | 0 | 0 | 0 | 0 | 0 | 0 | 0 | 0 | 0 | 0 | 0 | 0 | 0 | 0 | 0 | 0 | 0 | 0 | 0 | 0 | 0 | 0 | 0 | 0 | 0 | 0 | 0 | 0 | 0 | 0 | 0 | 0 | 0 | 6 |  | 0 | 0 | 0 | 0 | 0 | 0 | 0 | 0 | 0 | 0 | 0 | 0 | 0 | 0 | 0 | 0 | 0 | 0 | 0 | 0 | 0 | 0 | 0 | 0 | 0 | 0 | 0 | 0 | 0 | 0 | 0 | 0 | 350 | 50 | 0 | 0 | 0 | 0 | 0 | 0 | 0 | 0 | 0 | 0 | 1 | 2 | 1 | 1 | 0 | 0 | 0 | -2124.047 | -63.75 | 309.96 | Devers-Red Bluff Constraint | Silvergate - Bay Blvd 230 kV constraint | Silvergate - Bay Blvd 230 kV constraint |  | 0 | 1 | 0 | 0 | 0 | 0 | -2124.047 | 1089.75 | 2534.46 | Devers-Red Bluff Constraint | Encina - San Luis Rey 230 kV constraint | Encina - San Luis Rey 230 kV constraint |  | 5 | 4 | YES | 4 | 1 | 1 | NO | 1
PG&E Kern Study Area | Sunset | 230 | 0 | 0 | 0 | 0 | 0 | 0 | 0 | 0 | 0 | 0 | 0 | 0 | 0 | 0 | 0 | 0 | 0 | 0 | 0 | 0 | 0 | 0 | 0 | 0 | 0 | 0 | 0 | 0 | 0 | 0 | 0 | 0 | 0 | 0 | 0 | 0 | 0 | 0 | 0 | 0 | 0 | 0 | 0 | 0 | 0 | 0 | 0 | 0 | 0 | 0 | 0 | 0 | 0 | 0 | 0 | 0 | 0 | 0 | 0 | 0 | 0 | 0 | 0 | 0 | 0 | 0 | 0 | 0 | 0 | 0 | 0 | 0 | 0 | 0 | 0 | 1 | 1 | 0 | 0 | 0 | 0 | 0 | 0 | 0 | 0 | 1 | 1 | 0 | 0 | 0 | 0 | 0 | 0 | 0 | 0 | 0 | 0 | 0 | 0 | 0 | 0 | 0 | 0 | 0 | 1 | 0 | 0 | 0 |  | 0 | 0 | 0 | 0 | 0 | 0 | 0 | 0 | 0 | 0 | 0 | 0 | 0 | 0 | 0 | 0 | 0 | 0 | 0 | 0 | 0 | 0 | 0 | 0 | 0 | 0 | 0 | 0 | 0 | 0 | 0 | 0 | 0 | 0 | 0 | 0 | 0 | 0 | 0 | 0 | 0 | 0 | 0 | 0 | 0 | 3 | 0 | 2 | 0 | 2 | 0 | -1260.48 | -1054.844 | -926.9943 | Midway-Q2005 230kV Line | Midway-Q2005 230kV Line | Midway-Q2005 230kV Line |  | 0 | 0 | 0 | 0 | 0 | 1 | 71.981 | 208.4702 | -65.5292 | Gates 500/230kV TB #11 | Gates 500/230kV TB #11 | Oceano-Calendar 115kV line |  | 5 | 1 | YES | 2 | 5 | 3 | YES | 3
PG&E Kern Study Area | Surf | 115 | 0 | 0 | 0 | 0 | 0 | 0 | 0 | 0 | 0 | 0 | 0 | 0 | 0 | 0 | 0 | 0 | 0 | 0 | 0 | 0 | 0 | 0 | 0 | 0 | 0 | 0 | 0 | 0 | 0 | 0 | 0 | 0 | 0 | 0 | 0 | 0 | 0 | 0 | 0 | 0 | 0 | 0 | 0 | 0 | 0 | 0 | 0 | 0 | 0 | 0 | 0 | 0 | 0 | 0 | 0 | 0 | 0 | 0 | 0 | 0 | 0 | 0 | 0 | 0 | 0 | 0 | 0 | 0 | 0 | 0 | 0 | 0 | 0 | 0 | 0 | 1 | 1 | 0 | 0 | 0 | 0 | 0 | 1 | 0 | 0 | 1 | 1 | 0 | 0 | 0 | 0 | 0 | 0 | 0 | 0 | 0 | 0 | 0 | 0 | 0 | 0 | 0 | 0 | 0 | 1 | 0 | 0 | 0 |  | 0 | 0 | 0 | 0 | 0 | 0 | 0 | 0 | 0 | 0 | 0 | 0 | 0 | 0 | 0 | 0 | 0 | 0 | 0 | 0 | 0 | 0 | 0 | 0 | 0 | 0 | 0 | 0 | 0 | 0 | 0 | 0 | 0 | 0 | 0 | 0 | 0 | 0 | 0 | 0 | 0 | 0 | 0 | 0 | 0 | 3 | 0 | 2 | 0 | 2 | 0 | -1260.48 | -1054.844 | -926.9943 | Midway-Q2005 230kV Line | Midway-Q2005 230kV Line | Midway-Q2005 230kV Line |  | 0 | 0 | 0 | 0 | 0 | 1 | 71.981 | 208.4702 | -65.5292 | Gates 500/230kV TB #11 | Gates 500/230kV TB #11 | Oceano-Calendar 115kV line |  | 5 | 1 | YES | 2 | 5 | 3 | YES | 3
SDG&E Study Area | Sycamore Canyon | 230 | 0 | 0 | 0 | 0 | 0 | 0 | 0 | 0 | 0 | 0 | 0 | 0 | 0 | 0 | 0 | 0 | 0 | 0 | 0 | 0 | 0 | 0 | 0 | 0 | 0 | 0 | 0 | 0 | 0 | 1 | 1 | 0 | 1 | 0 | 1 | 0 | 1 | 0 | 0 | 0 | 0 | 1 | 0 | 0 | 0 | 0 | 0 | 0 | 0 | 0 | 0 | 0 | 0 | 0 | 0 | 0 | 0 | 0 | 0 | 0 | 0 | 0 | 0 | 0 | 0 | 0 | 0 | 0 | 0 | 0 | 0 | 0 | 0 | 0 | 0 | 0 | 0 | 0 | 0 | 0 | 0 | 0 | 0 | 0 | 0 | 0 | 0 | 0 | 0 | 0 | 0 | 0 | 0 | 0 | 0 | 0 | 0 | 0 | 0 | 0 | 0 | 0 | 0 | 0 | 0 | 0 | 0 | 3 |  | 0 | 0 | 0 | 0 | 0 | 0 | 0 | 0 | 0 | 0 | 0 | 0 | 0 | 0 | 0 | 0 | 0 | 0 | 0 | 0 | 0 | 0 | 0 | 0 | 0 | 0 | 0 | 0 | 0 | 0 | 0 | 0 | 0 | 0 | 0 | 0 | 0 | 0 | 0 | 0 | 0 | 0 | 0 | 437 | 1 | 2 | 0 | 0 | 0 | 0 | 0 | -436.9952 | 61.3023 | 1297.0564 | Chicarita 138 kV constraint | Chicarita 138 kV constraint | Chicarita 138 kV constraint |  | 0 | 0 | 0 | 0 | 0 | 0 | 1.09 | 761.3023 | 1297.0564 | Encina - San Luis Rey 230 kV constraint | Chicarita 138 kV constraint | Chicarita 138 kV constraint |  | 5 | 1 | YES | 2 | 1 | 1 | NO | 1
SDG&E Study Area | Sycamore Canyon | 138 | 0 | 0 | 0 | 0 | 0 | 0 | 0 | 0 | 0 | 0 | 0 | 0 | 0 | 0 | 0 | 0 | 0 | 0 | 0 | 0 | 0 | 0 | 0 | 0 | 0 | 0 | 0 | 0 | 0 | 0 | 1 | 0 | 1 | 0 | 0 | 0 | 0 | 0 | 0 | 0 | 0 | 1 | 0 | 0 | 0 | 0 | 0 | 0 | 0 | 0 | 0 | 0 | 0 | 0 | 0 | 0 | 0 | 0 | 0 | 0 | 0 | 0 | 0 | 0 | 0 | 0 | 0 | 0 | 0 | 0 | 0 | 0 | 0 | 0 | 0 | 0 | 0 | 0 | 0 | 0 | 0 | 0 | 0 | 0 | 0 | 0 | 0 | 0 | 0 | 0 | 0 | 0 | 0 | 0 | 0 | 0 | 0 | 0 | 0 | 0 | 0 | 0 | 0 | 0 | 0 | 0 | 0 | 1 |  | 0 | 0 | 0 | 0 | 0 | 0 | 0 | 0 | 0 | 0 | 0 | 300 | 0 | 0 | 1 | 0 | 0 | 0 | 0 | 0 | 0 | 0 | 0 | 0 | 0 | 0 | 0 | 0 | 0 | 0 | 0 | 0 | 0 | 0 | 0 | 0 | 0 | 0 | 0 | 0 | 0 | 0 | 0 | 0 | 0 | 2 | 0 | 0 | 0 | 0 | 0 | -436.9952 | 61.3023 | 1297.0564 | Chicarita 138 kV constraint | Chicarita 138 kV constraint | Chicarita 138 kV constraint |  | 0 | 0 | 0 | 0 | 0 | 0 | 89.39 | 761.3023 | 1297.0564 | Internal San Diego Area constraint | Chicarita 138 kV constraint | Chicarita 138 kV constraint |  | 5 | 1 | YES | 2 | 1 | 1 | NO | 1
SCE Metro Study Area | Sylmar | 230 | 0 | 0 | 0 | 0 | 0 | 0 | 0 | 0 | 0 | 0 | 0 | 0 | 0 | 0 | 0 | 0 | 0 | 0 | 0 | 0 | 0 | 0 | 0 | 0 | 0 | 0 | 0 | 0 | 1 | 0 | 0 | 0 | 0 | 0 | 0 | 0 | 0 | 0 | 0 | 0 | 0 | 0 | 0 | 0 | 0 | 0 | 0 | 0 | 0 | 0 | 0 | 0 | 0 | 0 | 0 | 0 | 0 | 0 | 0 | 0 | 0 | 0 | 0 | 0 | 0 | 0 | 0 | 0 | 0 | 0 | 0 | 0 | 0 | 0 | 0 | 0 | 0 | 0 | 0 | 0 | 0 | 0 | 0 | 0 | 0 | 0 | 0 | 0 | 0 | 0 | 0 | 0 | 0 | 0 | 0 | 0 | 0 | 0 | 0 | 0 | 0 | 0 | 0 | 0 | 0 | 0 | 0 | 0 |  | 0 | 0 | 0 | 0 | 0 | 0 | 0 | 0 | 0 | 0 | 0 | 0 | 0 | 0 | 0 | 0 | 0 | 0 | 0 | 0 | 0 | 0 | 0 | 0 | 0 | 0 | 0 | 0 | 0 | 0 | 0 | 0 | 0 | 0 | 0 | 0 | 0 | 0 | 0 | 0 | 0 | 0 | 0 | 0 | 0 | 1 | 0 | 0 | 0 | 0 | 0 | -1715.6208 | 2675.9204 | 3685.482 | Lugo - Victorville area constraint | Lugo - Victorville area constraint | Lugo - Victorville area constraint |  | 0 | 0 | 0 | 0 | 0 | 0 | 5084.3792 | 9475.9204 | 10485.482 | Lugo - Victorville area constraint | Lugo - Victorville area constraint | Lugo - Victorville area constraint |  | 5 | 1 | YES | 2 | 1 | 1 | NO | 1
PG&E North of Greater Bay Study Area | Table Mountain | 500 | 0 | 0 | 0 | 0 | 0 | 0 | 0 | 0 | 0 | 0 | 0 | 0 | 0 | 0 | 0 | 0 | 0 | 0 | 0 | 0 | 0 | 0 | 0 | 0 | 0 | 0 | 0 | 0 | 0 | 0 | 0 | 0 | 0 | 0 | 0 | 0 | 0 | 0 | 0 | 0 | 0 | 0 | 0 | 0 | 1 | 0 | 0 | 0 | 0 | 0 | 1 | 0 | 0 | 0 | 0 | 0 | 0 | 0 | 0 | 0 | 0 | 0 | 0 | 0 | 0 | 0 | 0 | 0 | 0 | 0 | 0 | 0 | 0 | 0 | 0 | 0 | 0 | 0 | 0 | 0 | 0 | 0 | 0 | 0 | 0 | 0 | 0 | 0 | 0 | 0 | 0 | 0 | 0 | 0 | 0 | 0 | 0 | 0 | 0 | 0 | 0 | 0 | 0 | 0 | 0 | 0 | 0 | 0 |  | 0 | 0 | 0 | 0 | 0 | 0 | 0 | 0 | 0 | 0 | 0 | 0 | 0 | 0 | 0 | 0 | 0 | 0 | 0 | 0 | 0 | 0 | 0 | 0 | 0 | 0 | 0 | 0 | 0 | 0 | 0 | 0 | 0 | 0 | 0 | 0 | 0 | 0 | 0 | 0 | 0 | 0 | 0 | 0 | 0 | 1 | 0 | 0 | 0 | 0 | 0 | -836.7415 | 193.7277 | 1246.8168 | Vaca Dixon-Tesla 500kV Line | Vaca Dixon-Tesla 500kV Line | Vaca Dixon-Tesla 500kV Line |  | 0 | 0 | 0 | 0 | 0 | 0 | 577.6665 | 1104.3125 | 1246.8168 | Bellota-Weber 230kV line | Bellota-Weber 230kV line | Vaca Dixon-Tesla 500kV Line |  | 5 | 1 | YES | 2 | 1 | 1 | NO | 1
PG&E North of Greater Bay Study Area | Table Mountain | 230 | 0 | 0 | 0 | 0 | 0 | 0 | 0 | 0 | 0 | 0 | 0 | 0 | 0 | 0 | 0 | 0 | 0 | 0 | 0 | 0 | 0 | 0 | 0 | 0 | 0 | 0 | 0 | 0 | 0 | 0 | 0 | 0 | 0 | 0 | 0 | 0 | 0 | 0 | 0 | 0 | 0 | 0 | 0 | 0 | 1 | 0 | 0 | 0 | 0 | 1 | 1 | 1 | 1 | 0 | 0 | 0 | 0 | 0 | 0 | 0 | 0 | 0 | 0 | 0 | 1 | 1 | 0 | 0 | 0 | 0 | 0 | 0 | 0 | 0 | 0 | 0 | 0 | 0 | 0 | 0 | 0 | 0 | 0 | 0 | 0 | 0 | 0 | 0 | 0 | 0 | 0 | 0 | 0 | 0 | 0 | 0 | 0 | 0 | 0 | 0 | 0 | 0 | 0 | 0 | 0 | 0 | 0 | 0 |  | 0 | 0 | 0 | 0 | 0 | 0 | 0 | 0 | 0 | 0 | 0 | 0 | 0 | 0 | 0 | 0 | 0 | 0 | 0 | 0 | 0 | 0 | 0 | 3 | 0 | 0 | 0 | 0 | 0 | 1 | 0 | 0 | 60.5 | 52.5 | 0 | 0 | 0 | 0 | 3 | 0 | 0 | 0 | 0 | 0 | 1 | 2 | 0 | 0 | 0 | 0 | 0 | -836.7415 | 27.5905 | 197.21 | Vaca Dixon-Tesla 500kV Line | Rocklin-Pleaseant grove 115kV line | Rocklin-Pleaseant grove 115kV line |  | 1 | 0 | 0 | 0 | 0 | 0 | -27.1325 | 27.5905 | 197.21 | Rocklin-Pleaseant grove 115kV line | Rocklin-Pleaseant grove 115kV line | Rocklin-Pleaseant grove 115kV line |  | 5 | 5 | NO | 5 | 1 | 1 | NO | 1
PG&E Kern Study Area | Taft | 115 | 0 | 0 | 0 | 0 | 0 | 0 | 0 | 0 | 0 | 0 | 0 | 0 | 0 | 0 | 0 | 0 | 0 | 0 | 0 | 0 | 0 | 0 | 0 | 0 | 0 | 0 | 0 | 0 | 0 | 0 | 0 | 0 | 0 | 0 | 0 | 0 | 0 | 0 | 0 | 0 | 0 | 0 | 0 | 0 | 0 | 0 | 0 | 0 | 0 | 0 | 0 | 0 | 0 | 0 | 0 | 0 | 0 | 0 | 0 | 0 | 0 | 0 | 0 | 0 | 0 | 0 | 0 | 0 | 0 | 0 | 0 | 0 | 0 | 0 | 0 | 1 | 1 | 0 | 1 | 0 | 1 | 0 | 1 | 0 | 0 | 1 | 1 | 0 | 0 | 0 | 0 | 0 | 0 | 0 | 0 | 0 | 0 | 0 | 0 | 0 | 0 | 0 | 0 | 0 | 0 | 0 | 0 | 0 |  | 0 | 0 | 0 | 0 | 0 | 0 | 0 | 0 | 0 | 0 | 0 | 0 | 0 | 0 | 0 | 0 | 0 | 0 | 0 | 0 | 0 | 0 | 0 | 0 | 0 | 0 | 0 | 0 | 0 | 0 | 0 | 0 | 0 | 0 | 0 | 0 | 0 | 0 | 13 | 0 | 0 | 0 | 0 | 0 | 1 | 3 | 0 | 2 | 0 | 2 | 0 | -1260.48 | -1054.844 | -926.9943 | Midway-Q2005 230kV Line | Midway-Q2005 230kV Line | Midway-Q2005 230kV Line |  | 0 | 0 | 0 | 0 | 0 | 1 | 71.981 | 208.4702 | -65.5292 | Gates 500/230kV TB #11 | Gates 500/230kV TB #11 | Oceano-Calendar 115kV line |  | 5 | 1 | YES | 2 | 5 | 3 | YES | 3
SDG&E Study Area | Talega | 230 | 0 | 0 | 0 | 0 | 0 | 0 | 0 | 0 | 0 | 0 | 0 | 0 | 0 | 0 | 0 | 0 | 0 | 0 | 0 | 0 | 0 | 0 | 0 | 0 | 0 | 0 | 0 | 0 | 0 | 1 | 0 | 0 | 0 | 0 | 0 | 0 | 0 | 0 | 0 | 0 | 0 | 1 | 1 | 0 | 0 | 0 | 0 | 0 | 0 | 0 | 0 | 0 | 0 | 0 | 0 | 0 | 0 | 0 | 0 | 0 | 0 | 0 | 0 | 0 | 0 | 0 | 0 | 0 | 0 | 0 | 0 | 0 | 0 | 0 | 0 | 0 | 0 | 0 | 0 | 0 | 0 | 0 | 0 | 0 | 0 | 0 | 0 | 0 | 0 | 0 | 0 | 0 | 0 | 0 | 0 | 0 | 0 | 0 | 0 | 0 | 0 | 0 | 0 | 0 | 0 | 0 | 0 | 0 |  | 0 | 0 | 0 | 0 | 0 | 0 | 0 | 0 | 0 | 0 | 0 | 0 | 0 | 0 | 0 | 0 | 0 | 0 | 0 | 0 | 0 | 0 | 0 | 0 | 0 | 0 | 0 | 0 | 0 | 0 | 0 | 0 | 0 | 0 | 0 | 0 | 0 | 0 | 0 | 0 | 0 | 100 | 0 | 0 | 1 | 1 | 0 | 0 | 0 | 0 | 0 | -291.35 | 326 | 851 | Talega 230 kV constraint | Trabuco-Capistrano 138 kV constraint | Trabuco-Capistrano 138 kV constraint |  | 0 | 0 | 0 | 0 | 0 | 0 | 151 | 326 | 851 | Trabuco-Capistrano 138 kV constraint | Trabuco-Capistrano 138 kV constraint | Trabuco-Capistrano 138 kV constraint |  | 5 | 1 | YES | 2 | 1 | 1 | NO | 1
SDG&E Study Area | Talega | 138 | 0 | 0 | 0 | 0 | 0 | 0 | 0 | 0 | 0 | 0 | 0 | 0 | 0 | 0 | 0 | 0 | 0 | 0 | 0 | 0 | 0 | 0 | 0 | 0 | 0 | 0 | 0 | 0 | 0 | 1 | 0 | 0 | 0 | 0 | 0 | 0 | 0 | 0 | 0 | 0 | 0 | 1 | 1 | 0 | 0 | 0 | 0 | 0 | 0 | 0 | 0 | 0 | 0 | 0 | 0 | 0 | 0 | 0 | 0 | 0 | 0 | 0 | 0 | 0 | 0 | 0 | 0 | 0 | 0 | 0 | 0 | 0 | 0 | 0 | 0 | 0 | 0 | 0 | 0 | 0 | 0 | 0 | 0 | 0 | 0 | 0 | 0 | 0 | 0 | 0 | 0 | 0 | 0 | 0 | 0 | 0 | 0 | 0 | 0 | 0 | 0 | 0 | 0 | 0 | 0 | 0 | 0 | 0 |  | 0 | 0 | 0 | 0 | 0 | 0 | 0 | 0 | 0 | 0 | 0 | 0 | 0 | 0 | 0 | 0 | 0 | 0 | 0 | 0 | 0 | 0 | 0 | 0 | 0 | 0 | 0 | 0 | 0 | 0 | 0 | 0 | 0 | 0 | 0 | 0 | 0 | 0 | 0 | 0 | 0 | 0 | 0 | 0 | 0 | 1 | 0 | 0 | 0 | 0 | 0 | -291.35 | 326 | 851 | Talega 230 kV constraint | Trabuco-Capistrano 138 kV constraint | Trabuco-Capistrano 138 kV constraint |  | 0 | 0 | 0 | 0 | 0 | 0 | 151 | 326 | 851 | Trabuco-Capistrano 138 kV constraint | Trabuco-Capistrano 138 kV constraint | Trabuco-Capistrano 138 kV constraint |  | 5 | 1 | YES | 2 | 1 | 1 | NO | 1
PG&E Greater Bay Study Area | Tassajara | 230 | 0 | 0 | 0 | 0 | 0 | 0 | 0 | 0 | 0 | 0 | 0 | 0 | 0 | 0 | 0 | 0 | 0 | 0 | 0 | 0 | 0 | 0 | 0 | 0 | 0 | 0 | 0 | 0 | 0 | 0 | 0 | 0 | 0 | 0 | 0 | 0 | 0 | 0 | 0 | 0 | 0 | 0 | 0 | 0 | 1 | 0 | 0 | 0 | 0 | 0 | 0 | 0 | 0 | 0 | 0 | 0 | 0 | 1 | 1 | 0 | 0 | 0 | 0 | 1 | 1 | 0 | 0 | 0 | 0 | 0 | 0 | 0 | 0 | 1 | 0 | 0 | 0 | 0 | 0 | 0 | 0 | 0 | 0 | 0 | 0 | 0 | 0 | 0 | 0 | 0 | 0 | 0 | 0 | 0 | 0 | 0 | 0 | 0 | 0 | 0 | 0 | 0 | 0 | 0 | 0 | 0 | 0 | 1 |  | 0 | 0 | 0 | 0 | 0 | 0 | 0 | 0 | 0 | 0 | 0 | 0 | 0 | 0 | 0 | 0 | 0 | 0 | 0 | 0 | 0 | 0 | 0 | 0 | 0 | 0 | 0 | 0 | 0 | 0 | 0 | 0 | 0 | 0 | 0 | 0 | 0 | 0 | 0 | 0 | 0 | 0 | 0 | 0 | 0 | 2 | 0 | 0 | 0 | 0 | 0 | -836.7415 | 193.7277 | 921.9913 | Vaca Dixon-Tesla 500kV Line | Vaca Dixon-Tesla 500kV Line | Windmaster-Delta pumps 230 kV line |  | 1 | 0 | 0 | 0 | 0 | 0 | -133.2328 | 381.3403 | 921.9913 | Windmaster-Delta pumps 230 kV line | Windmaster-Delta pumps 230 kV line | Windmaster-Delta pumps 230 kV line |  | 5 | 5 | NO | 5 | 1 | 1 | NO | 1
PG&E Kern Study Area | Temblor | 115 | 0 | 0 | 0 | 0 | 0 | 0 | 0 | 0 | 0 | 0 | 0 | 0 | 0 | 0 | 0 | 0 | 0 | 0 | 0 | 0 | 0 | 0 | 0 | 0 | 0 | 0 | 0 | 0 | 0 | 0 | 0 | 0 | 0 | 0 | 0 | 0 | 0 | 0 | 0 | 0 | 0 | 0 | 0 | 0 | 0 | 0 | 0 | 0 | 0 | 0 | 0 | 0 | 0 | 0 | 0 | 0 | 0 | 0 | 0 | 0 | 0 | 0 | 0 | 0 | 0 | 0 | 0 | 0 | 0 | 0 | 0 | 0 | 0 | 0 | 0 | 0 | 0 | 0 | 0 | 0 | 0 | 0 | 1 | 0 | 0 | 0 | 0 | 0 | 0 | 0 | 0 | 0 | 0 | 0 | 0 | 0 | 0 | 0 | 0 | 0 | 0 | 0 | 0 | 0 | 0 | 0 | 0 | 0 |  | 0 | 0 | 0 | 0 | 0 | 0 | 0 | 0 | 0 | 0 | 0 | 0 | 0 | 0 | 0 | 0 | 0 | 0 | 0 | 0 | 0 | 0 | 0 | 0 | 0 | 0 | 0 | 0 | 0 | 0 | 0 | 0 | 0 | 0 | 0 | 0 | 0 | 0 | 0 | 0 | 0 | 0 | 0 | 0 | 0 | 0 | 0 | 0 | 0 | 0 | 0 | 1051.543 | 1042.5784 | 827.2909 | Midway 230/115kV TB #3 | Midway 230/115kV TB #3 | Midway 230/115kV TB #3 |  | 0 | 0 | 0 | 0 | 0 | 0 | 1051.543 | 1042.5784 | 827.2909 | Midway 230/115kV TB #3 | Midway 230/115kV TB #3 | Midway 230/115kV TB #3 |  | 1 | 1 | NO | 1 | 1 | 1 | NO | 1
PG&E Kern Study Area | Templeton | 230 | 0 | 0 | 0 | 0 | 0 | 0 | 0 | 0 | 0 | 0 | 0 | 0 | 0 | 0 | 0 | 0 | 0 | 0 | 0 | 0 | 0 | 0 | 0 | 0 | 0 | 0 | 0 | 0 | 0 | 0 | 0 | 0 | 0 | 0 | 0 | 0 | 0 | 0 | 0 | 0 | 0 | 0 | 0 | 0 | 0 | 0 | 0 | 0 | 0 | 0 | 0 | 0 | 0 | 0 | 0 | 0 | 0 | 0 | 0 | 0 | 0 | 0 | 0 | 0 | 0 | 0 | 0 | 0 | 0 | 0 | 0 | 0 | 0 | 0 | 0 | 1 | 1 | 0 | 0 | 0 | 0 | 0 | 0 | 0 | 0 | 1 | 1 | 1 | 0 | 0 | 0 | 1 | 0 | 0 | 0 | 1 | 1 | 0 | 0 | 0 | 0 | 0 | 0 | 0 | 1 | 0 | 0 | 1 |  | 0 | 0 | 0 | 0 | 0 | 0 | 0 | 0 | 0 | 0 | 0 | 0 | 0 | 0 | 0 | 0 | 0 | 0 | 0 | 0 | 0 | 0 | 0 | 0 | 0 | 0 | 0 | 0 | 0 | 0 | 0 | 0 | 100 | 0 | 0 | 0 | 0 | 0 | 0 | 0 | 0 | 0 | 0 | 0 | 1 | 3 | 0 | 2 | 0 | 3 | 0 | -1260.48 | -1054.844 | -926.9943 | Midway-Q2005 230kV Line | Midway-Q2005 230kV Line | Midway-Q2005 230kV Line |  | 0 | 0 | 0 | 0 | 0 | 1 | 71.981 | 208.4702 | -65.5292 | Gates 500/230kV TB #11 | Gates 500/230kV TB #11 | Oceano-Calendar 115kV line |  | 5 | 1 | YES | 2 | 5 | 3 | YES | 3
PG&E Greater Bay Study Area | Tesla | 500 | 0 | 0 | 0 | 0 | 0 | 0 | 0 | 0 | 0 | 0 | 0 | 0 | 0 | 0 | 0 | 0 | 0 | 0 | 0 | 0 | 0 | 0 | 0 | 0 | 0 | 0 | 0 | 0 | 0 | 0 | 0 | 0 | 0 | 0 | 0 | 0 | 0 | 0 | 0 | 0 | 0 | 0 | 0 | 0 | 0 | 0 | 0 | 0 | 0 | 0 | 0 | 0 | 0 | 0 | 0 | 0 | 0 | 0 | 0 | 0 | 0 | 0 | 0 | 0 | 0 | 0 | 0 | 0 | 0 | 0 | 0 | 0 | 0 | 0 | 0 | 0 | 0 | 0 | 0 | 0 | 0 | 0 | 0 | 0 | 0 | 0 | 0 | 0 | 0 | 0 | 0 | 0 | 0 | 0 | 0 | 0 | 0 | 0 | 0 | 0 | 0 | 0 | 0 | 0 | 0 | 0 | 0 | 0 |  | 0 | 0 | 0 | 0 | 0 | 0 | 0 | 0 | 0 | 0 | 0 | 0 | 0 | 0 | 0 | 0 | 0 | 0 | 0 | 0 | 0 | 0 | 0 | 0 | 0 | 0 | 0 | 0 | 0 | 0 | 0 | 0 | 302 | 0 | 0 | 0 | 0 | 0 | 0 | 0 | 0 | 0 | 0 | 0 | 1 | 0 | 0 | 0 | 0 | 0 | 0 | 0 | 0 | 0 | #N/A | #N/A | #N/A |  | 0 | 0 | 0 | 0 | 0 | 0 | 0 | 0 | 0 | #N/A | #N/A | #N/A |  | 1 | 1 | NO | 1 | 1 | 1 | NO | 1
PG&E Greater Bay Study Area | Tesla | 230 | 0 | 0 | 0 | 0 | 0 | 0 | 0 | 0 | 0 | 0 | 0 | 0 | 0 | 0 | 0 | 0 | 0 | 0 | 0 | 0 | 0 | 0 | 0 | 0 | 0 | 0 | 0 | 0 | 0 | 0 | 0 | 0 | 0 | 0 | 0 | 0 | 0 | 0 | 0 | 0 | 0 | 0 | 0 | 0 | 0 | 0 | 0 | 0 | 0 | 0 | 0 | 0 | 0 | 0 | 0 | 0 | 0 | 0 | 0 | 0 | 1 | 0 | 0 | 1 | 1 | 0 | 0 | 0 | 0 | 0 | 0 | 0 | 0 | 1 | 0 | 0 | 0 | 0 | 0 | 0 | 0 | 0 | 0 | 0 | 0 | 0 | 0 | 0 | 0 | 0 | 0 | 0 | 0 | 0 | 0 | 0 | 0 | 0 | 0 | 0 | 0 | 0 | 0 | 0 | 0 | 0 | 0 | 0 |  | 0 | 0 | 0 | 0 | 0 | 0 | 0 | 0 | 0 | 0 | 0 | 400 | 0 | 0 | 1 | 0 | 0 | 0 | 0 | 0 | 0 | 0 | 0 | 0 | 0 | 0 | 0 | 0 | 0 | 0 | 0 | 0 | 130 | 45 | 0 | 0 | 0 | 0 | 0 | 0 | 0 | 0 | 0 | 0 | 1 | 0 | 0 | 0 | 0 | 0 | 0 | 1192.8067 | 2647.9926 | 4136.7873 | Tesla-Bellota 230 kV line | Tesla-Bellota 230 kV line | Newark-Newark Distribution 115 kV line |  | 0 | 0 | 0 | 0 | 0 | 0 | 1192.8067 | 2647.9926 | 4136.7873 | Tesla-Bellota 230 kV line | Tesla-Bellota 230 kV line | Newark-Newark Distribution 115 kV line |  | 1 | 1 | NO | 1 | 1 | 1 | NO | 1
PG&E Greater Bay Study Area | Tesla | 115 | 0 | 0 | 0 | 0 | 0 | 0 | 0 | 0 | 0 | 0 | 0 | 0 | 0 | 0 | 0 | 0 | 0 | 0 | 0 | 0 | 0 | 0 | 0 | 0 | 0 | 0 | 0 | 0 | 0 | 0 | 0 | 0 | 0 | 0 | 0 | 0 | 0 | 0 | 0 | 0 | 0 | 0 | 0 | 0 | 0 | 0 | 0 | 0 | 0 | 0 | 0 | 0 | 0 | 0 | 0 | 0 | 0 | 0 | 0 | 0 | 1 | 0 | 1 | 1 | 0 | 0 | 0 | 0 | 0 | 0 | 0 | 0 | 0 | 1 | 0 | 0 | 0 | 0 | 0 | 0 | 0 | 0 | 0 | 0 | 0 | 0 | 0 | 0 | 0 | 0 | 0 | 0 | 0 | 0 | 0 | 0 | 0 | 0 | 0 | 0 | 0 | 0 | 0 | 0 | 0 | 0 | 0 | 0 |  | 0 | 0 | 0 | 0 | 0 | 0 | 0 | 0 | 0 | 0 | 0 | 0 | 0 | 0 | 0 | 0 | 0 | 0 | 0 | 0 | 0 | 0 | 0 | 0 | 0 | 0 | 0 | 0 | 0 | 0 | 0 | 0 | 0 | 0 | 0 | 0 | 0 | 0 | 0 | 0 | 0 | 0 | 0 | 0 | 0 | 0 | 0 | 0 | 0 | 0 | 0 | 3.859 | 102.156 | 280.6464 | Kasson Jct-Heinz 115 kV line | Kasson Jct-Heinz 115 kV line | Kasson Jct-Heinz 115 kV line |  | 0 | 0 | 0 | 0 | 0 | 0 | 3.859 | 102.156 | 280.6464 | Kasson Jct-Heinz 115 kV line | Kasson Jct-Heinz 115 kV line | Kasson Jct-Heinz 115 kV line |  | 1 | 1 | NO | 1 | 1 | 1 | NO | 1
PG&E Kern Study Area | Tevis | 115 | 0 | 0 | 0 | 0 | 0 | 0 | 0 | 0 | 0 | 0 | 0 | 0 | 0 | 0 | 0 | 0 | 0 | 0 | 0 | 0 | 0 | 0 | 0 | 0 | 0 | 0 | 0 | 0 | 0 | 0 | 0 | 0 | 0 | 0 | 0 | 0 | 0 | 0 | 0 | 0 | 0 | 0 | 0 | 0 | 0 | 0 | 0 | 0 | 0 | 0 | 0 | 0 | 0 | 0 | 0 | 0 | 0 | 0 | 0 | 0 | 0 | 0 | 0 | 0 | 0 | 0 | 0 | 0 | 0 | 0 | 0 | 0 | 0 | 0 | 0 | 0 | 1 | 0 | 1 | 0 | 0 | 1 | 0 | 1 | 0 | 1 | 1 | 0 | 0 | 0 | 0 | 0 | 0 | 0 | 0 | 0 | 0 | 0 | 0 | 0 | 0 | 0 | 0 | 0 | 0 | 0 | 0 | 0 |  | 0 | 0 | 0 | 0 | 0 | 0 | 0 | 0 | 0 | 0 | 0 | 0 | 0 | 0 | 0 | 0 | 0 | 0 | 0 | 0 | 0 | 0 | 0 | 0 | 0 | 0 | 0 | 0 | 0 | 0 | 0 | 0 | 0 | 0 | 0 | 0 | 0 | 0 | 0 | 0 | 0 | 0 | 0 | 0 | 0 | 2 | 0 | 1 | 0 | 1 | 0 | -1260.48 | -1054.844 | -926.9943 | Midway-Q2005 230kV Line | Midway-Q2005 230kV Line | Midway-Q2005 230kV Line |  | 0 | 0 | 0 | 0 | 0 | 0 | 71.981 | 35.1401 | 0.4922 | Gates 500/230kV TB #11 | Semitropic-Midway 115kV Line | Semitropic-Midway 115kV Line |  | 5 | 1 | YES | 2 | 5 | 1 | YES | 2
East of Pisgah Study Area | Thousandaire | 138 | 0 | 0 | 0 | 0 | 0 | 0 | 0 | 0 | 0 | 0 | 0 | 0 | 0 | 0 | 0 | 0 | 0 | 0 | 0 | 1 | 0 | 1 | 0 | 0 | 0 | 0 | 0 | 1 | 1 | 0 | 0 | 0 | 0 | 0 | 0 | 0 | 0 | 0 | 0 | 0 | 0 | 0 | 0 | 0 | 0 | 0 | 0 | 0 | 0 | 0 | 0 | 0 | 0 | 0 | 0 | 0 | 0 | 0 | 0 | 0 | 0 | 0 | 0 | 0 | 0 | 0 | 0 | 0 | 0 | 0 | 0 | 0 | 0 | 0 | 0 | 0 | 0 | 0 | 0 | 0 | 0 | 0 | 0 | 0 | 0 | 0 | 0 | 0 | 0 | 0 | 0 | 0 | 0 | 0 | 0 | 0 | 0 | 0 | 0 | 0 | 0 | 0 | 0 | 0 | 0 | 0 | 0 | 3 |  | 0 | 0 | 0 | 0 | 0 | 0 | 0 | 0 | 0 | 0 | 0 | 0 | 0 | 0 | 0 | 0 | 0 | 0 | 0 | 0 | 0 | 0 | 0 | 0 | 0 | 0 | 0 | 0 | 0 | 0 | 0 | 0 | 0 | 0 | 0 | 0 | 0 | 0 | 0 | 0 | 0 | 0 | 0 | 0 | 0 | 1 | 1 | 0 | 0 | 0 | 0 | -2124.047 | 568.64 | 1570.15 | Devers-Red Bluff Constraint | GLW 230kV area constraint | GLW 230kV area constraint |  | 0 | 1 | 0 | 0 | 0 | 0 | -2124.047 | 568.64 | 1570.15 | Devers-Red Bluff Constraint | GLW 230kV area constraint | GLW 230kV area constraint |  | 5 | 4 | YES | 4 | 1 | 1 | NO | 1
SCE North of Lugo Study Area | Tortilla | 115 | 0 | 0 | 0 | 0 | 0 | 0 | 0 | 0 | 0 | 0 | 0 | 0 | 0 | 0 | 1 | 1 | 1 | 0 | 0 | 0 | 0 | 0 | 0 | 0 | 0 | 0 | 0 | 0 | 0 | 0 | 0 | 0 | 0 | 0 | 0 | 0 | 0 | 0 | 0 | 0 | 0 | 0 | 0 | 0 | 0 | 0 | 0 | 0 | 0 | 0 | 0 | 0 | 0 | 0 | 0 | 0 | 0 | 0 | 0 | 0 | 0 | 0 | 0 | 0 | 0 | 0 | 0 | 0 | 0 | 0 | 0 | 0 | 0 | 0 | 0 | 0 | 0 | 0 | 0 | 0 | 0 | 0 | 0 | 0 | 0 | 0 | 0 | 0 | 0 | 0 | 0 | 0 | 0 | 0 | 0 | 0 | 0 | 0 | 0 | 0 | 0 | 0 | 0 | 0 | 0 | 0 | 0 | 3 |  | 0 | 0 | 0 | 0 | 0 | 0 | 0 | 0 | 0 | 0 | 0 | 0 | 0 | 0 | 0 | 0 | 0 | 0 | 0 | 0 | 0 | 0 | 0 | 3 | 0 | 0 | 0 | 0 | 0 | 1 | 0 | 0 | 0 | 0 | 0 | 0 | 0 | 0 | 3 | 0 | 0 | 0 | 0 | 0 | 1 | 0 | 0 | 0 | 0 | 0 | 0 | 1275.208 | 1459.871 | 668.3 | Lugo Transformer Area Constraint | Kramer to Victor Area Constraint | Kramer to Victor Area Constraint |  | 0 | 0 | 0 | 0 | 0 | 0 | 1275.208 | 1459.871 | 668.3 | Lugo Transformer Area Constraint | Kramer to Victor Area Constraint | Kramer to Victor Area Constraint |  | 1 | 1 | NO | 1 | 1 | 1 | NO | 1
SDG&E Study Area | Trabuco | 138 | 0 | 0 | 0 | 0 | 0 | 0 | 0 | 0 | 0 | 0 | 0 | 0 | 0 | 0 | 0 | 0 | 0 | 0 | 0 | 0 | 0 | 0 | 0 | 0 | 0 | 0 | 0 | 0 | 0 | 1 | 0 | 0 | 0 | 0 | 0 | 0 | 0 | 0 | 0 | 0 | 0 | 1 | 1 | 0 | 0 | 0 | 0 | 0 | 0 | 0 | 0 | 0 | 0 | 0 | 0 | 0 | 0 | 0 | 0 | 0 | 0 | 0 | 0 | 0 | 0 | 0 | 0 | 0 | 0 | 0 | 0 | 0 | 0 | 0 | 0 | 0 | 0 | 0 | 0 | 0 | 0 | 0 | 0 | 0 | 0 | 0 | 0 | 0 | 0 | 0 | 0 | 0 | 0 | 0 | 0 | 0 | 0 | 0 | 0 | 0 | 0 | 0 | 0 | 0 | 0 | 0 | 0 | 0 |  | 0 | 0 | 0 | 0 | 0 | 0 | 0 | 0 | 0 | 0 | 0 | 0 | 0 | 0 | 0 | 0 | 0 | 0 | 0 | 0 | 0 | 0 | 0 | 0 | 0 | 0 | 0 | 0 | 0 | 0 | 0 | 0 | 0 | 0 | 0 | 0 | 0 | 0 | 0 | 0 | 0 | 0 | 0 | 0 | 0 | 1 | 0 | 0 | 0 | 0 | 0 | -291.35 | 326 | 851 | Talega 230 kV constraint | Trabuco-Capistrano 138 kV constraint | Trabuco-Capistrano 138 kV constraint |  | 0 | 0 | 0 | 0 | 0 | 0 | 151 | 326 | 851 | Trabuco-Capistrano 138 kV constraint | Trabuco-Capistrano 138 kV constraint | Trabuco-Capistrano 138 kV constraint |  | 5 | 1 | YES | 2 | 1 | 1 | NO | 1
PG&E Greater Bay Study Area | Tracy | 500 | 0 | 0 | 0 | 0 | 0 | 0 | 0 | 0 | 0 | 0 | 0 | 0 | 0 | 0 | 0 | 0 | 0 | 0 | 0 | 0 | 0 | 0 | 0 | 0 | 0 | 0 | 0 | 0 | 0 | 0 | 0 | 0 | 0 | 0 | 0 | 0 | 0 | 0 | 0 | 0 | 0 | 0 | 0 | 0 | 0 | 0 | 0 | 0 | 0 | 0 | 0 | 0 | 0 | 0 | 0 | 0 | 0 | 0 | 0 | 0 | 0 | 0 | 0 | 0 | 0 | 0 | 0 | 0 | 0 | 0 | 0 | 0 | 0 | 0 | 0 | 0 | 1 | 0 | 0 | 0 | 0 | 0 | 0 | 0 | 0 | 0 | 0 | 0 | 0 | 0 | 0 | 0 | 0 | 0 | 0 | 0 | 0 | 0 | 0 | 0 | 0 | 0 | 0 | 0 | 0 | 0 | 0 | 0 |  | 0 | 0 | 0 | 0 | 0 | 0 | 0 | 0 | 0 | 0 | 0 | 0 | 0 | 0 | 0 | 0 | 0 | 0 | 0 | 0 | 0 | 0 | 0 | 0 | 0 | 0 | 0 | 0 | 0 | 0 | 0 | 0 | 0 | 0 | 0 | 0 | 0 | 0 | 0 | 0 | 0 | 0 | 0 | 0 | 0 | 1 | 0 | 1 | 0 | 1 | 0 | -1260.48 | -1054.844 | -926.9943 | Midway-Q2005 230kV Line | Midway-Q2005 230kV Line | Midway-Q2005 230kV Line |  | 0 | 0 | 0 | 0 | 0 | 0 | 15630.52 | 15836.156 | 35.0057 | Midway-Q2005 230kV Line | Midway-Q2005 230kV Line | Midway-Q2005 230kV Line |  | 5 | 1 | YES | 2 | 5 | 1 | YES | 2
PG&E Greater Bay Study Area | Tracy | 230 | 0 | 0 | 0 | 0 | 0 | 0 | 0 | 0 | 0 | 0 | 0 | 0 | 0 | 0 | 0 | 0 | 0 | 0 | 0 | 0 | 0 | 0 | 0 | 0 | 0 | 0 | 0 | 0 | 0 | 0 | 0 | 0 | 0 | 0 | 0 | 0 | 0 | 0 | 0 | 0 | 0 | 0 | 0 | 0 | 0 | 0 | 0 | 0 | 0 | 0 | 0 | 0 | 0 | 0 | 0 | 0 | 0 | 0 | 0 | 0 | 0 | 0 | 0 | 0 | 1 | 0 | 0 | 0 | 0 | 0 | 0 | 0 | 0 | 0 | 0 | 0 | 1 | 0 | 0 | 0 | 0 | 0 | 0 | 0 | 0 | 0 | 0 | 0 | 0 | 0 | 0 | 0 | 0 | 0 | 0 | 0 | 0 | 0 | 0 | 0 | 0 | 0 | 0 | 0 | 0 | 0 | 0 | 0 |  | 0 | 0 | 44.8 | 0 | 0 | 0 | 0 | 0 | 5 | 0 | 0 | 0 | 0 | 0 | 1 | 0 | 5 | 0 | 0 | 0 | 0 | 0 | 0 | 0 | 0 | 0 | 0 | 0 | 0 | 1 | 0 | 5 | 0 | 0 | 0 | 0 | 0 | 0 | 2 | 0 | 0 | 0 | 0 | 0 | 1 | 1 | 0 | 1 | 0 | 1 | 0 | -1260.48 | -1054.844 | -926.9943 | Midway-Q2005 230kV Line | Midway-Q2005 230kV Line | Midway-Q2005 230kV Line |  | 0 | 0 | 0 | 0 | 0 | 0 | 1192.8067 | 2647.9926 | 35.0057 | Tesla-Bellota 230 kV line | Tesla-Bellota 230 kV line | Midway-Q2005 230kV Line |  | 5 | 1 | YES | 2 | 5 | 1 | YES | 2
PG&E Fresno Study Area | Tranquility | 230 | 0 | 0 | 0 | 0 | 0 | 0 | 0 | 0 | 0 | 0 | 0 | 0 | 0 | 0 | 0 | 0 | 0 | 0 | 0 | 0 | 0 | 0 | 0 | 0 | 0 | 0 | 0 | 0 | 0 | 0 | 0 | 0 | 0 | 0 | 0 | 0 | 0 | 0 | 0 | 0 | 0 | 0 | 0 | 0 | 0 | 0 | 0 | 0 | 0 | 0 | 1 | 0 | 0 | 0 | 0 | 0 | 0 | 0 | 0 | 0 | 0 | 0 | 0 | 0 | 0 | 0 | 0 | 0 | 0 | 0 | 0 | 0 | 0 | 0 | 0 | 0 | 1 | 0 | 0 | 0 | 0 | 0 | 0 | 0 | 0 | 1 | 1 | 0 | 1 | 1 | 1 | 1 | 1 | 1 | 1 | 1 | 0 | 1 | 1 | 0 | 0 | 1 | 0 | 0 | 0 | 1 | 0 | 4 |  | 0 | 0 | 0 | 0 | 0 | 0 | 0 | 0 | 0 | 200 | 0 | 40 | 0 | 0 | 1 | 0 | 0 | 0 | 0 | 0 | 0 | 0 | 0 | 0 | 360 | 40 | 502.5 | 0 | 0 | 1 | 0 | 0 | 0 | 0 | 0 | 0 | 0 | 0 | 0 | 370 | 215 | 502.5 | 29 | 0 | 1 | 4 | 1 | 3 | 0 | 3 | 0 | -1260.48 | -1054.844 | -926.9943 | Midway-Q2005 230kV Line | Midway-Q2005 230kV Line | Midway-Q2005 230kV Line |  | 0 | 1 | 0 | 0 | 0 | 0 | -59.457 | 171.1913 | 6.8725 | Moss Landing-Las Aguilas 230 kV Line | Moss Landing-Las Aguilas 230 kV Line | Dairyland-Chowchilla 115kV Line |  | 5 | 3 | YES | 3 | 5 | 1 | YES | 2
East of Pisgah Study Area | Trout Canyon | 230 | 0 | 0 | 0 | 0 | 0 | 0 | 0 | 0 | 0 | 0 | 0 | 0 | 0 | 0 | 0 | 0 | 0 | 0 | 0 | 1 | 0 | 1 | 0 | 0 | 0 | 0 | 0 | 1 | 1 | 0 | 0 | 0 | 0 | 0 | 0 | 0 | 0 | 0 | 0 | 0 | 0 | 0 | 0 | 0 | 0 | 0 | 0 | 0 | 0 | 0 | 0 | 0 | 0 | 0 | 0 | 0 | 0 | 0 | 0 | 0 | 0 | 0 | 0 | 0 | 0 | 0 | 0 | 0 | 0 | 0 | 0 | 0 | 0 | 0 | 0 | 0 | 0 | 0 | 0 | 0 | 0 | 0 | 0 | 0 | 0 | 0 | 0 | 0 | 0 | 0 | 0 | 0 | 0 | 0 | 0 | 0 | 0 | 0 | 0 | 0 | 0 | 0 | 0 | 0 | 0 | 0 | 0 | 3 |  | 0 | 0 | 0 | 0 | 0 | 0 | 0 | 0 | 0 | 125 | 0 | 65 | 0 | 0 | 1 | 0 | 0 | 0 | 0 | 0 | 0 | 0 | 0 | 0 | 125 | 35 | 145 | 0 | 0 | 1 | 0 | 0 | 0 | 0 | 0 | 0 | 0 | 0 | 0 | 565 | 365 | 455 | 130 | 0 | 1 | 1 | 1 | 0 | 0 | 0 | 0 | -2124.047 | 568.64 | 1570.15 | Devers-Red Bluff Constraint | GLW 230kV area constraint | GLW 230kV area constraint |  | 0 | 1 | 0 | 0 | 0 | 0 | -2124.047 | 568.64 | 1570.15 | Devers-Red Bluff Constraint | GLW 230kV area constraint | GLW 230kV area constraint |  | 5 | 4 | YES | 4 | 1 | 1 | NO | 1
PG&E North of Greater Bay Study Area | Tulucay | 230 | 0 | 0 | 0 | 0 | 0 | 0 | 0 | 0 | 0 | 0 | 0 | 0 | 0 | 0 | 0 | 0 | 0 | 0 | 0 | 0 | 0 | 0 | 0 | 0 | 0 | 0 | 0 | 0 | 0 | 0 | 0 | 0 | 0 | 0 | 0 | 0 | 0 | 0 | 0 | 0 | 0 | 0 | 0 | 1 | 1 | 0 | 0 | 0 | 0 | 0 | 0 | 0 | 0 | 0 | 0 | 0 | 1 | 1 | 1 | 1 | 1 | 0 | 0 | 1 | 0 | 0 | 0 | 0 | 0 | 0 | 0 | 0 | 0 | 1 | 1 | 0 | 0 | 0 | 0 | 0 | 0 | 0 | 0 | 0 | 0 | 0 | 0 | 0 | 0 | 0 | 0 | 0 | 0 | 0 | 0 | 0 | 0 | 0 | 0 | 0 | 0 | 0 | 0 | 0 | 0 | 0 | 0 | 2 |  | 0 | 0 | 0 | 0 | 0 | 0 | 0 | 0 | 0 | 0 | 0 | 0 | 0 | 0 | 0 | 0 | 0 | 0 | 0 | 0 | 0 | 0 | 0 | 0.65 | 0 | 0 | 0 | 0 | 0 | 1 | 0 | 0 | 0 | 0 | 0 | 0 | 0 | 0 | 0.65 | 25 | 0 | 0 | 0 | 0 | 1 | 3 | 0 | 0 | 0 | 0 | 0 | -836.7415 | 125.4613 | 452.5825 | Vaca Dixon-Tesla 500kV Line | Birds Landing-Contra Costa 230kV Line | Birds Landing-Contra Costa 230kV Line |  | 2 | 0 | 0 | 0 | 0 | 0 | -325.6387 | 125.4613 | 452.5825 | Birds Landing-Contra Costa 230kV Line | Birds Landing-Contra Costa 230kV Line | Birds Landing-Contra Costa 230kV Line |  | 5 | 5 | NO | 5 | 1 | 1 | NO | 1
PG&E Kern Study Area | Tupman | 115 | 0 | 0 | 0 | 0 | 0 | 0 | 0 | 0 | 0 | 0 | 0 | 0 | 0 | 0 | 0 | 0 | 0 | 0 | 0 | 0 | 0 | 0 | 0 | 0 | 0 | 0 | 0 | 0 | 0 | 0 | 0 | 0 | 0 | 0 | 0 | 0 | 0 | 0 | 0 | 0 | 0 | 0 | 0 | 0 | 0 | 0 | 0 | 0 | 0 | 0 | 0 | 0 | 0 | 0 | 0 | 0 | 0 | 0 | 0 | 0 | 0 | 0 | 0 | 0 | 0 | 0 | 0 | 0 | 0 | 0 | 0 | 0 | 0 | 0 | 0 | 1 | 1 | 0 | 0 | 0 | 0 | 0 | 1 | 0 | 0 | 1 | 1 | 0 | 0 | 0 | 0 | 0 | 0 | 0 | 0 | 0 | 0 | 0 | 0 | 0 | 0 | 0 | 0 | 0 | 0 | 0 | 0 | 0 |  | 0 | 0 | 0 | 0 | 0 | 0 | 0 | 0 | 0 | 0 | 0 | 0 | 0 | 0 | 0 | 0 | 0 | 0 | 0 | 0 | 0 | 0 | 0 | 0 | 0 | 0 | 0 | 0 | 0 | 0 | 0 | 0 | 0 | 0 | 0 | 0 | 0 | 0 | 0 | 55 | 0 | 0 | 0 | 0 | 1 | 3 | 0 | 2 | 0 | 2 | 0 | -1260.48 | -1054.844 | -926.9943 | Midway-Q2005 230kV Line | Midway-Q2005 230kV Line | Midway-Q2005 230kV Line |  | 0 | 0 | 0 | 0 | 0 | 1 | 71.981 | 208.4702 | -65.5292 | Gates 500/230kV TB #11 | Gates 500/230kV TB #11 | Oceano-Calendar 115kV line |  | 5 | 1 | YES | 2 | 5 | 3 | YES | 3
PG&E North of Greater Bay Study Area | Ukiah | 115 | 0 | 0 | 0 | 0 | 0 | 0 | 0 | 0 | 0 | 0 | 0 | 0 | 0 | 0 | 0 | 0 | 0 | 0 | 0 | 0 | 0 | 0 | 0 | 0 | 0 | 0 | 0 | 0 | 0 | 0 | 0 | 0 | 0 | 0 | 0 | 0 | 0 | 0 | 0 | 0 | 0 | 0 | 0 | 0 | 0 | 0 | 1 | 0 | 0 | 0 | 0 | 0 | 0 | 0 | 0 | 0 | 0 | 0 | 0 | 0 | 0 | 0 | 0 | 0 | 0 | 0 | 0 | 0 | 0 | 0 | 0 | 0 | 0 | 0 | 0 | 0 | 0 | 0 | 0 | 0 | 0 | 0 | 0 | 0 | 0 | 0 | 0 | 0 | 0 | 0 | 0 | 0 | 0 | 0 | 0 | 0 | 0 | 0 | 0 | 0 | 0 | 0 | 0 | 0 | 0 | 0 | 0 | 0 |  | 0 | 0 | 0 | 0 | 0 | 0 | 0 | 0 | 0 | 0 | 0 | 0 | 0 | 0 | 0 | 0 | 0 | 0 | 0 | 0 | 0 | 0 | 0 | 0 | 0 | 0 | 0 | 0 | 0 | 0 | 0 | 1 | 0 | 0 | 0 | 0 | 0 | 0 | 0 | 0 | 0 | 0 | 0 | 0 | 1 | 0 | 0 | 0 | 0 | 0 | 0 | 1323.544 | 1394.9902 | 1399.2972 | Cortina-Eagle Rock 115 kV line | Cortina-Eagle Rock 115 kV line | Cortina-Eagle Rock 115 kV line |  | 0 | 0 | 0 | 0 | 0 | 0 | 1323.544 | 1394.9902 | 1399.2972 | Cortina-Eagle Rock 115 kV line | Cortina-Eagle Rock 115 kV line | Cortina-Eagle Rock 115 kV line |  | 1 | 1 | NO | 1 | 1 | 1 | NO | 1
PG&E North of Greater Bay Study Area | Vaca Dixon | 500 | 0 | 0 | 0 | 0 | 0 | 0 | 0 | 0 | 0 | 0 | 0 | 0 | 0 | 0 | 0 | 0 | 0 | 0 | 0 | 0 | 0 | 0 | 0 | 0 | 0 | 0 | 0 | 0 | 0 | 0 | 0 | 0 | 0 | 0 | 0 | 0 | 0 | 0 | 0 | 0 | 0 | 0 | 0 | 0 | 1 | 0 | 0 | 0 | 0 | 0 | 1 | 0 | 0 | 0 | 0 | 0 | 0 | 0 | 0 | 1 | 1 | 0 | 0 | 0 | 0 | 0 | 0 | 0 | 0 | 0 | 0 | 0 | 0 | 0 | 1 | 0 | 1 | 0 | 0 | 0 | 0 | 0 | 0 | 0 | 0 | 0 | 0 | 0 | 0 | 0 | 0 | 0 | 0 | 0 | 0 | 0 | 0 | 0 | 0 | 0 | 0 | 0 | 0 | 0 | 0 | 0 | 0 | 0 |  | 0 | 0 | 0 | 0 | 0 | 0 | 0 | 0 | 0 | 0 | 0 | 0 | 0 | 0 | 0 | 0 | 0 | 0 | 0 | 0 | 0 | 0 | 0 | 0 | 0 | 0 | 0 | 0 | 0 | 0 | 0 | 0 | 0 | 0 | 0 | 0 | 0 | 0 | 0 | 0 | 0 | 0 | 0 | 0 | 0 | 3 | 0 | 1 | 0 | 1 | 0 | -1260.48 | -1054.844 | -926.9943 | Midway-Q2005 230kV Line | Midway-Q2005 230kV Line | Midway-Q2005 230kV Line |  | 1 | 0 | 0 | 0 | 0 | 0 | -325.6387 | 125.4613 | 35.0057 | Birds Landing-Contra Costa 230kV Line | Birds Landing-Contra Costa 230kV Line | Midway-Q2005 230kV Line |  | 5 | 5 | NO | 5 | 5 | 1 | YES | 2
PG&E North of Greater Bay Study Area | Vaca Dixon | 230 | 0 | 0 | 0 | 0 | 0 | 0 | 0 | 0 | 0 | 0 | 0 | 0 | 0 | 0 | 0 | 0 | 0 | 0 | 0 | 0 | 0 | 0 | 0 | 0 | 0 | 0 | 0 | 0 | 0 | 0 | 0 | 0 | 0 | 0 | 0 | 0 | 0 | 0 | 0 | 0 | 0 | 0 | 0 | 0 | 1 | 0 | 0 | 0 | 0 | 0 | 0 | 0 | 0 | 0 | 0 | 0 | 0 | 0 | 1 | 1 | 1 | 0 | 0 | 0 | 0 | 0 | 0 | 0 | 0 | 0 | 0 | 0 | 0 | 1 | 1 | 0 | 0 | 0 | 0 | 0 | 0 | 0 | 0 | 0 | 0 | 0 | 0 | 0 | 0 | 0 | 0 | 0 | 0 | 0 | 0 | 0 | 0 | 0 | 0 | 0 | 0 | 0 | 0 | 0 | 0 | 0 | 0 | 0 |  | 0 | 0 | 0 | 0 | 0 | 0 | 0 | 0 | 0 | 0 | 0 | 300 | 0 | 0 | 1 | 0 | 0 | 0 | 0 | 0 | 0 | 0 | 0 | 0 | 0 | 0 | 0 | 0 | 0 | 0 | 0 | 0 | 0 | 0 | 0 | 0 | 0 | 0 | 0 | 0 | 0 | 0 | 0 | 0 | 0 | 3 | 0 | 0 | 0 | 0 | 0 | -836.7415 | 125.4613 | 452.5825 | Vaca Dixon-Tesla 500kV Line | Birds Landing-Contra Costa 230kV Line | Birds Landing-Contra Costa 230kV Line |  | 2 | 0 | 0 | 0 | 0 | 0 | -325.6387 | 125.4613 | 452.5825 | Birds Landing-Contra Costa 230kV Line | Birds Landing-Contra Costa 230kV Line | Birds Landing-Contra Costa 230kV Line |  | 5 | 5 | NO | 5 | 1 | 1 | NO | 1
PG&E North of Greater Bay Study Area | Vaca Dixon | 115 | 0 | 0 | 0 | 0 | 0 | 0 | 0 | 0 | 0 | 0 | 0 | 0 | 0 | 0 | 0 | 0 | 0 | 0 | 0 | 0 | 0 | 0 | 0 | 0 | 0 | 0 | 0 | 0 | 0 | 0 | 0 | 0 | 0 | 0 | 0 | 0 | 0 | 0 | 0 | 0 | 0 | 0 | 0 | 0 | 1 | 0 | 0 | 0 | 0 | 0 | 0 | 0 | 0 | 0 | 0 | 0 | 0 | 0 | 1 | 1 | 1 | 0 | 0 | 0 | 0 | 0 | 0 | 0 | 0 | 0 | 0 | 0 | 0 | 0 | 1 | 0 | 0 | 0 | 0 | 0 | 0 | 0 | 0 | 0 | 0 | 0 | 0 | 0 | 0 | 0 | 0 | 0 | 0 | 0 | 0 | 0 | 0 | 0 | 0 | 0 | 0 | 0 | 0 | 0 | 0 | 0 | 0 | 0 |  | 0 | 0 | 0 | 0 | 0 | 0 | 0 | 0 | 0 | 0 | 0 | 0 | 0 | 0 | 0 | 0 | 0 | 0 | 0 | 0 | 0 | 0 | 0 | 0 | 0 | 0 | 0 | 0 | 0 | 0 | 0 | 0 | 0 | 0 | 0 | 0 | 0 | 0 | 0 | 0 | 0 | 0 | 0 | 0 | 0 | 3 | 0 | 0 | 0 | 0 | 0 | -836.7415 | 125.4613 | 452.5825 | Vaca Dixon-Tesla 500kV Line | Birds Landing-Contra Costa 230kV Line | Birds Landing-Contra Costa 230kV Line |  | 2 | 0 | 0 | 0 | 0 | 0 | -325.6387 | 125.4613 | 452.5825 | Birds Landing-Contra Costa 230kV Line | Birds Landing-Contra Costa 230kV Line | Birds Landing-Contra Costa 230kV Line |  | 5 | 5 | NO | 5 | 1 | 1 | NO | 1
SCE Eastern Study Area | Valley (SCE) | 500 | 0 | 0 | 0 | 0 | 0 | 0 | 0 | 0 | 0 | 0 | 0 | 0 | 0 | 0 | 0 | 0 | 0 | 0 | 0 | 0 | 0 | 0 | 0 | 1 | 0 | 1 | 0 | 0 | 0 | 0 | 0 | 0 | 0 | 0 | 0 | 0 | 0 | 0 | 0 | 0 | 0 | 0 | 0 | 0 | 0 | 0 | 0 | 0 | 0 | 0 | 0 | 0 | 0 | 0 | 0 | 0 | 0 | 0 | 0 | 0 | 0 | 0 | 0 | 0 | 0 | 0 | 0 | 0 | 0 | 0 | 0 | 0 | 0 | 0 | 0 | 0 | 0 | 0 | 0 | 0 | 0 | 0 | 0 | 0 | 0 | 0 | 0 | 0 | 0 | 0 | 0 | 0 | 0 | 0 | 0 | 0 | 0 | 0 | 0 | 0 | 0 | 0 | 0 | 0 | 0 | 0 | 0 | 1 |  | 0 | 0 | 0 | 0 | 0 | 0 | 0 | 0 | 0 | 0 | 0 | 0 | 0 | 0 | 0 | 0 | 0 | 0 | 0 | 0 | 0 | 0 | 0 | 0 | 0 | 0 | 770 | 0 | 0 | 1 | 0 | 0 | 0 | 0 | 0 | 0 | 0 | 0 | 0 | 0 | 0 | 770 | 0 | 0 | 1 | 0 | 0 | 0 | 0 | 0 | 0 | 1930.7558 | 4880.6667 | 9875.616 | Serrano-Alberhill-Valley Constraint | Serrano-Alberhill-Valley Constraint | Etiwanda-Rancho Vista Constraint |  | 0 | 0 | 0 | 0 | 0 | 0 | 1930.7558 | 4880.6667 | 9875.616 | Serrano-Alberhill-Valley Constraint | Serrano-Alberhill-Valley Constraint | Etiwanda-Rancho Vista Constraint |  | 1 | 1 | NO | 1 | 1 | 1 | NO | 1
East of Pisgah Study Area | Valley (VEA) | 138 | 0 | 0 | 0 | 0 | 0 | 0 | 0 | 0 | 0 | 0 | 0 | 0 | 0 | 0 | 0 | 0 | 0 | 0 | 0 | 1 | 0 | 1 | 0 | 0 | 0 | 0 | 1 | 1 | 1 | 0 | 0 | 0 | 0 | 0 | 0 | 0 | 0 | 0 | 0 | 0 | 0 | 0 | 0 | 0 | 0 | 0 | 0 | 0 | 0 | 0 | 0 | 0 | 0 | 0 | 0 | 0 | 0 | 0 | 0 | 0 | 0 | 0 | 0 | 0 | 0 | 0 | 0 | 0 | 0 | 0 | 0 | 0 | 0 | 0 | 0 | 0 | 0 | 0 | 0 | 0 | 0 | 0 | 0 | 0 | 0 | 0 | 0 | 0 | 0 | 0 | 0 | 0 | 0 | 0 | 0 | 0 | 0 | 0 | 0 | 0 | 0 | 0 | 0 | 0 | 0 | 0 | 0 | 4 |  | 0 | 0 | 0 | 0 | 0 | 0 | 0 | 0 | 0 | 0 | 0 | 0 | 0 | 0 | 0 | 0 | 0 | 0 | 0 | 0 | 0 | 0 | 0 | 0 | 0 | 0 | 0 | 0 | 0 | 0 | 0 | 0 | 0 | 0 | 0 | 0 | 0 | 0 | 0 | 0 | 0 | 0 | 0 | 0 | 0 | 1 | 1 | 0 | 0 | 0 | 0 | -2124.047 | 568.64 | 398.6 | Devers-Red Bluff Constraint | GLW 230kV area constraint | VEA 138kV area constraint |  | 0 | 1 | 0 | 0 | 0 | 0 | -2124.047 | 568.64 | 398.6 | Devers-Red Bluff Constraint | GLW 230kV area constraint | VEA 138kV area constraint |  | 5 | 4 | YES | 4 | 1 | 1 | NO | 1
PG&E Greater Bay Study Area | Valley Home | 115 | 0 | 0 | 0 | 0 | 0 | 0 | 0 | 0 | 0 | 0 | 0 | 0 | 0 | 0 | 0 | 0 | 0 | 0 | 0 | 0 | 0 | 0 | 0 | 0 | 0 | 0 | 0 | 0 | 0 | 0 | 0 | 0 | 0 | 0 | 0 | 0 | 0 | 0 | 0 | 0 | 0 | 0 | 0 | 0 | 0 | 0 | 0 | 0 | 0 | 0 | 0 | 0 | 0 | 0 | 0 | 0 | 0 | 0 | 0 | 0 | 0 | 0 | 1 | 0 | 0 | 0 | 0 | 0 | 0 | 0 | 0 | 0 | 0 | 0 | 0 | 0 | 0 | 0 | 0 | 0 | 0 | 0 | 0 | 0 | 0 | 0 | 0 | 0 | 0 | 0 | 0 | 0 | 0 | 0 | 0 | 0 | 0 | 0 | 0 | 0 | 0 | 0 | 0 | 0 | 0 | 0 | 0 | 0 |  | 0 | 0 | 0 | 0 | 0 | 0 | 0 | 0 | 0 | 0 | 0 | 0 | 0 | 0 | 0 | 0 | 0 | 0 | 0 | 0 | 0 | 0 | 0 | 0 | 0 | 0 | 0 | 0 | 0 | 0 | 0 | 0 | 0 | 0 | 0 | 0 | 0 | 0 | 0 | 0 | 0 | 0 | 0 | 0 | 0 | 0 | 0 | 0 | 0 | 0 | 0 | 3.859 | 102.156 | 280.6464 | Kasson Jct-Heinz 115 kV line | Kasson Jct-Heinz 115 kV line | Kasson Jct-Heinz 115 kV line |  | 0 | 0 | 0 | 0 | 0 | 0 | 3.859 | 102.156 | 280.6464 | Kasson Jct-Heinz 115 kV line | Kasson Jct-Heinz 115 kV line | Kasson Jct-Heinz 115 kV line |  | 1 | 1 | NO | 1 | 1 | 1 | NO | 1
East of Pisgah Study Area | Valley Switch | 138 | 0 | 0 | 0 | 0 | 0 | 0 | 0 | 0 | 0 | 0 | 0 | 0 | 0 | 0 | 0 | 0 | 0 | 0 | 0 | 1 | 0 | 1 | 0 | 0 | 0 | 0 | 1 | 1 | 1 | 0 | 0 | 0 | 0 | 0 | 0 | 0 | 0 | 0 | 0 | 0 | 0 | 0 | 0 | 0 | 0 | 0 | 0 | 0 | 0 | 0 | 0 | 0 | 0 | 0 | 0 | 0 | 0 | 0 | 0 | 0 | 0 | 0 | 0 | 0 | 0 | 0 | 0 | 0 | 0 | 0 | 0 | 0 | 0 | 0 | 0 | 0 | 0 | 0 | 0 | 0 | 0 | 0 | 0 | 0 | 0 | 0 | 0 | 0 | 0 | 0 | 0 | 0 | 0 | 0 | 0 | 0 | 0 | 0 | 0 | 0 | 0 | 0 | 0 | 0 | 0 | 0 | 0 | 4 |  | 0 | 0 | 0 | 0 | 0 | 0 | 0 | 0 | 0 | 0 | 0 | 0 | 0 | 0 | 0 | 0 | 0 | 0 | 0 | 0 | 0 | 0 | 0 | 0 | 0 | 0 | 0 | 0 | 0 | 0 | 0 | 0 | 0 | 0 | 0 | 0 | 0 | 0 | 0 | 0 | 0 | 0 | 0 | 0 | 0 | 1 | 1 | 0 | 0 | 0 | 0 | -2124.047 | 568.64 | 398.6 | Devers-Red Bluff Constraint | GLW 230kV area constraint | VEA 138kV area constraint |  | 0 | 1 | 0 | 0 | 0 | 0 | -2124.047 | 568.64 | 398.6 | Devers-Red Bluff Constraint | GLW 230kV area constraint | VEA 138kV area constraint |  | 5 | 4 | YES | 4 | 1 | 1 | NO | 1
PG&E Greater Bay Study Area | Vasona | 230 | 0 | 0 | 0 | 0 | 0 | 0 | 0 | 0 | 0 | 0 | 0 | 0 | 0 | 0 | 0 | 0 | 0 | 0 | 0 | 0 | 0 | 0 | 0 | 0 | 0 | 0 | 0 | 0 | 0 | 0 | 0 | 0 | 0 | 0 | 0 | 0 | 0 | 0 | 0 | 0 | 0 | 0 | 0 | 0 | 0 | 0 | 0 | 0 | 0 | 0 | 0 | 0 | 0 | 0 | 0 | 0 | 0 | 0 | 1 | 0 | 0 | 0 | 0 | 0 | 1 | 0 | 0 | 0 | 0 | 0 | 0 | 1 | 0 | 0 | 0 | 0 | 0 | 0 | 0 | 0 | 0 | 0 | 0 | 0 | 0 | 0 | 0 | 0 | 0 | 0 | 0 | 0 | 0 | 0 | 0 | 0 | 0 | 0 | 0 | 0 | 0 | 0 | 0 | 0 | 0 | 0 | 0 | 1 |  | 0 | 0 | 0 | 0 | 0 | 0 | 0 | 0 | 0 | 0 | 0 | 0 | 0 | 0 | 0 | 0 | 0 | 0 | 0 | 0 | 0 | 0 | 0 | 0 | 0 | 0 | 0 | 0 | 0 | 0 | 0 | 0 | 0 | 0 | 0 | 0 | 0 | 0 | 0 | 0 | 0 | 0 | 0 | 0 | 0 | 1 | 0 | 0 | 0 | 0 | 0 | -133.2328 | 381.3403 | 921.9913 | Windmaster-Delta pumps 230 kV line | Windmaster-Delta pumps 230 kV line | Windmaster-Delta pumps 230 kV line |  | 1 | 0 | 0 | 0 | 0 | 0 | -133.2328 | 381.3403 | 921.9913 | Windmaster-Delta pumps 230 kV line | Windmaster-Delta pumps 230 kV line | Windmaster-Delta pumps 230 kV line |  | 5 | 5 | NO | 5 | 1 | 1 | NO | 1
SCE Northern Area | Vestal | 230 | 1 | 0 | 1 | 0 | 0 | 1 | 1 | 1 | 0 | 0 | 0 | 0 | 0 | 0 | 0 | 0 | 0 | 0 | 0 | 0 | 0 | 0 | 0 | 0 | 0 | 0 | 0 | 0 | 1 | 0 | 0 | 0 | 0 | 0 | 0 | 0 | 0 | 0 | 0 | 0 | 0 | 0 | 0 | 0 | 0 | 0 | 0 | 0 | 0 | 0 | 0 | 0 | 0 | 0 | 0 | 0 | 0 | 0 | 0 | 0 | 0 | 0 | 0 | 0 | 0 | 0 | 0 | 0 | 0 | 0 | 0 | 0 | 0 | 0 | 0 | 0 | 0 | 0 | 0 | 0 | 0 | 0 | 0 | 0 | 0 | 0 | 0 | 0 | 0 | 0 | 0 | 0 | 0 | 0 | 0 | 0 | 0 | 0 | 0 | 0 | 0 | 0 | 0 | 0 | 0 | 0 | 0 | 0 |  | 0 | 0 | 0 | 0 | 0 | 0 | 0 | 0 | 0 | 355.8 | 0 | 180 | 0 | 0 | 1 | 0 | 0 | 0 | 0 | 0 | 0 | 0 | 0 | 0 | 0 | 50 | 190 | 0 | 0 | 1 | 0 | 0 | 0 | 0 | 0 | 0 | 0 | 0 | 0 | 205 | 50 | 190 | 0 | 0 | 1 | 2 | 0 | 1 | 0 | 0 | 0 | -1715.6208 | -34.6371 | 720.359 | Lugo - Victorville area constraint | South of Magunden Constraint | South of Magunden Constraint |  | 1 | 0 | 1 | 0 | 0 | 0 | -596.4338 | -34.6371 | 720.359 | South of Magunden Constraint | South of Magunden Constraint | South of Magunden Constraint |  | 5 | 5 | NO | 5 | 1 | 1 | NO | 1
SCE North of Lugo Study Area | Victor | 230 | 0 | 0 | 0 | 0 | 0 | 0 | 0 | 0 | 0 | 0 | 0 | 0 | 0 | 0 | 0 | 1 | 1 | 0 | 0 | 0 | 0 | 0 | 0 | 0 | 0 | 0 | 0 | 0 | 0 | 0 | 0 | 0 | 0 | 0 | 0 | 0 | 0 | 0 | 0 | 0 | 0 | 0 | 0 | 0 | 0 | 0 | 0 | 0 | 0 | 0 | 0 | 0 | 0 | 0 | 0 | 0 | 0 | 0 | 0 | 0 | 0 | 0 | 0 | 0 | 0 | 0 | 0 | 0 | 0 | 0 | 0 | 0 | 0 | 0 | 0 | 0 | 0 | 0 | 0 | 0 | 0 | 0 | 0 | 0 | 0 | 0 | 0 | 0 | 0 | 0 | 0 | 0 | 0 | 0 | 0 | 0 | 0 | 0 | 0 | 0 | 0 | 0 | 0 | 0 | 0 | 0 | 0 | 2 |  | 0 | 0 | 0 | 0 | 0 | 0 | 0 | 0 | 0 | 0 | 0 | 0 | 0 | 0 | 0 | 0 | 0 | 0 | 0 | 0 | 0 | 0 | 0 | 0 | 0 | 0 | 0 | 0 | 0 | 0 | 0 | 0 | 0 | 0 | 0 | 0 | 0 | 0 | 0 | 0 | 0 | 0 | 0 | 0 | 0 | 0 | 0 | 0 | 0 | 0 | 0 | 1275.208 | 1524.871 | 718.3 | Lugo Transformer Area Constraint | Victor to Lugo Area Constraint | Victor to Lugo Area Constraint |  | 0 | 0 | 0 | 0 | 0 | 0 | 1275.208 | 1524.871 | 718.3 | Lugo Transformer Area Constraint | Victor to Lugo Area Constraint | Victor to Lugo Area Constraint |  | 1 | 1 | NO | 1 | 1 | 1 | NO | 1
SCE North of Lugo Study Area | Victor | 115 | 0 | 0 | 0 | 0 | 0 | 0 | 0 | 0 | 0 | 0 | 0 | 0 | 0 | 0 | 0 | 1 | 1 | 0 | 0 | 0 | 0 | 0 | 0 | 0 | 0 | 0 | 0 | 0 | 0 | 0 | 0 | 0 | 0 | 0 | 0 | 0 | 0 | 0 | 0 | 0 | 0 | 0 | 0 | 0 | 0 | 0 | 0 | 0 | 0 | 0 | 0 | 0 | 0 | 0 | 0 | 0 | 0 | 0 | 0 | 0 | 0 | 0 | 0 | 0 | 0 | 0 | 0 | 0 | 0 | 0 | 0 | 0 | 0 | 0 | 0 | 0 | 0 | 0 | 0 | 0 | 0 | 0 | 0 | 0 | 0 | 0 | 0 | 0 | 0 | 0 | 0 | 0 | 0 | 0 | 0 | 0 | 0 | 0 | 0 | 0 | 0 | 0 | 0 | 0 | 0 | 0 | 0 | 2 |  | 0 | 0 | 0 | 0 | 0 | 0 | 0 | 0 | 0 | 0 | 0 | 0 | 0 | 0 | 0 | 0 | 0 | 0 | 0 | 0 | 0 | 0 | 0 | 0 | 0 | 0 | 0 | 0 | 0 | 0 | 0 | 0 | 0 | 0 | 0 | 0 | 0 | 0 | 0 | 0 | 0 | 0 | 0 | 0 | 0 | 0 | 0 | 0 | 0 | 0 | 0 | 1275.208 | 1524.871 | 718.3 | Lugo Transformer Area Constraint | Victor to Lugo Area Constraint | Victor to Lugo Area Constraint |  | 0 | 0 | 0 | 0 | 0 | 0 | 1275.208 | 1524.871 | 718.3 | Lugo Transformer Area Constraint | Victor to Lugo Area Constraint | Victor to Lugo Area Constraint |  | 1 | 1 | NO | 1 | 1 | 1 | NO | 1
0 | Victorville (LDWP) | 500 | 0 | 0 | 0 | 0 | 0 | 0 | 0 | 0 | 0 | 0 | 0 | 0 | 0 | 0 | 0 | 0 | 0 | 0 | 0 | 0 | 0 | 0 | 0 | 0 | 0 | 0 | 0 | 0 | 1 | 0 | 0 | 0 | 0 | 0 | 0 | 0 | 0 | 0 | 0 | 0 | 0 | 0 | 0 | 0 | 0 | 0 | 0 | 0 | 0 | 0 | 0 | 0 | 0 | 0 | 0 | 0 | 0 | 0 | 0 | 0 | 0 | 0 | 0 | 0 | 0 | 0 | 0 | 0 | 0 | 0 | 0 | 0 | 0 | 0 | 0 | 0 | 0 | 0 | 0 | 0 | 0 | 0 | 0 | 0 | 0 | 0 | 0 | 0 | 0 | 0 | 0 | 0 | 0 | 0 | 0 | 0 | 0 | 0 | 0 | 0 | 0 | 0 | 0 | 0 | 0 | 0 | 0 | 0 |  | 0 | 0 | 0 | 0 | 0 | 0 | 0 | 0 | 0 | 0 | 0 | 0 | 0 | 0 | 0 | 0 | 0 | 0 | 0 | 0 | 0 | 0 | 0 | 0 | 0 | 0 | 0 | 0 | 0 | 0 | 0 | 0 | 0 | 0 | 0 | 0 | 0 | 0 | 0 | 0 | 0 | 0 | 0 | 0 | 0 | 1 | 0 | 0 | 0 | 0 | 0 | -1715.6208 | 2675.9204 | 3685.482 | Lugo - Victorville area constraint | Lugo - Victorville area constraint | Lugo - Victorville area constraint |  | 0 | 0 | 0 | 0 | 0 | 0 | 5084.3792 | 9475.9204 | 10485.482 | Lugo - Victorville area constraint | Lugo - Victorville area constraint | Lugo - Victorville area constraint |  | 5 | 1 | YES | 2 | 1 | 1 | NO | 1
SCE Metro Study Area | Viejo | 230 | 0 | 0 | 0 | 0 | 0 | 0 | 0 | 0 | 0 | 0 | 0 | 0 | 1 | 0 | 0 | 0 | 0 | 0 | 0 | 0 | 0 | 0 | 0 | 0 | 0 | 0 | 0 | 0 | 0 | 0 | 0 | 0 | 0 | 0 | 0 | 0 | 0 | 0 | 0 | 0 | 0 | 0 | 0 | 0 | 0 | 0 | 0 | 0 | 0 | 0 | 0 | 0 | 0 | 0 | 0 | 0 | 0 | 0 | 0 | 0 | 0 | 0 | 0 | 0 | 0 | 0 | 0 | 0 | 0 | 0 | 0 | 0 | 0 | 0 | 0 | 0 | 0 | 0 | 0 | 0 | 0 | 0 | 0 | 0 | 0 | 0 | 0 | 0 | 0 | 0 | 0 | 0 | 0 | 0 | 0 | 0 | 0 | 0 | 0 | 0 | 0 | 0 | 0 | 0 | 0 | 0 | 0 | 0 |  | 0 | 0 | 0 | 0 | 0 | 0 | 0 | 0 | 0 | 0 | 0 | 0 | 0 | 0 | 0 | 0 | 0 | 0 | 0 | 0 | 0 | 0 | 0 | 0 | 0 | 0 | 0 | 0 | 0 | 0 | 0 | 0 | 0 | 0 | 0 | 0 | 0 | 0 | 0 | 0 | 0 | 0 | 0 | 0 | 0 | 0 | 0 | 0 | 0 | 0 | 0 | 11590.638 | 12647.921 | 15842.11 | SCE Metro Area Default Constraint | SCE Metro Area Default Constraint | SCE Metro Area Default Constraint |  | 0 | 0 | 0 | 0 | 0 | 0 | 11590.638 | 12647.921 | 15842.11 | SCE Metro Area Default Constraint | SCE Metro Area Default Constraint | SCE Metro Area Default Constraint |  | 1 | 1 | NO | 1 | 1 | 1 | NO | 1
PG&E Greater Bay Study Area | Vierra | 115 | 0 | 0 | 0 | 0 | 0 | 0 | 0 | 0 | 0 | 0 | 0 | 0 | 0 | 0 | 0 | 0 | 0 | 0 | 0 | 0 | 0 | 0 | 0 | 0 | 0 | 0 | 0 | 0 | 0 | 0 | 0 | 0 | 0 | 0 | 0 | 0 | 0 | 0 | 0 | 0 | 0 | 0 | 0 | 0 | 0 | 0 | 0 | 0 | 0 | 0 | 1 | 0 | 0 | 0 | 0 | 0 | 0 | 0 | 0 | 0 | 1 | 0 | 1 | 0 | 1 | 0 | 0 | 0 | 1 | 0 | 0 | 0 | 0 | 1 | 0 | 0 | 0 | 0 | 0 | 0 | 0 | 0 | 0 | 0 | 0 | 0 | 0 | 0 | 0 | 0 | 0 | 0 | 0 | 0 | 0 | 0 | 0 | 0 | 0 | 0 | 0 | 0 | 0 | 0 | 0 | 0 | 0 | 0 |  | 0 | 0 | 0 | 0 | 0 | 0 | 0 | 0 | 0 | 0 | 0 | 0 | 0 | 0 | 0 | 0 | 0 | 0 | 0 | 0 | 0 | 0 | 0 | 0 | 0 | 0 | 0 | 0 | 0 | 0 | 0 | 0 | 0 | 0 | 0 | 0 | 0 | 0 | 0 | 0 | 0 | 0 | 0 | 0 | 0 | 0 | 0 | 0 | 0 | 0 | 0 | 3.859 | 102.156 | 280.6464 | Kasson Jct-Heinz 115 kV line | Kasson Jct-Heinz 115 kV line | Kasson Jct-Heinz 115 kV line |  | 0 | 0 | 0 | 0 | 0 | 0 | 3.859 | 102.156 | 280.6464 | Kasson Jct-Heinz 115 kV line | Kasson Jct-Heinz 115 kV line | Kasson Jct-Heinz 115 kV line |  | 1 | 1 | NO | 1 | 1 | 1 | NO | 1
SCE Metro Study Area | Villa Park | 230 | 0 | 0 | 0 | 0 | 0 | 0 | 0 | 0 | 0 | 0 | 0 | 0 | 1 | 0 | 0 | 0 | 0 | 0 | 0 | 0 | 0 | 0 | 0 | 0 | 0 | 0 | 0 | 0 | 0 | 0 | 0 | 0 | 0 | 0 | 0 | 0 | 0 | 0 | 0 | 0 | 0 | 0 | 0 | 0 | 0 | 0 | 0 | 0 | 0 | 0 | 0 | 0 | 0 | 0 | 0 | 0 | 0 | 0 | 0 | 0 | 0 | 0 | 0 | 0 | 0 | 0 | 0 | 0 | 0 | 0 | 0 | 0 | 0 | 0 | 0 | 0 | 0 | 0 | 0 | 0 | 0 | 0 | 0 | 0 | 0 | 0 | 0 | 0 | 0 | 0 | 0 | 0 | 0 | 0 | 0 | 0 | 0 | 0 | 0 | 0 | 0 | 0 | 0 | 0 | 0 | 0 | 0 | 0 |  | 0 | 0 | 0 | 0 | 0 | 0 | 0 | 0 | 0 | 0 | 0 | 0 | 0 | 0 | 0 | 0 | 0 | 0 | 0 | 0 | 0 | 0 | 0 | 0 | 0 | 0 | 0 | 0 | 0 | 0 | 0 | 0 | 0 | 0 | 0 | 0 | 0 | 0 | 0 | 0 | 0 | 0 | 0 | 0 | 0 | 0 | 0 | 0 | 0 | 0 | 0 | 11590.638 | 12647.921 | 15842.11 | SCE Metro Area Default Constraint | SCE Metro Area Default Constraint | SCE Metro Area Default Constraint |  | 0 | 0 | 0 | 0 | 0 | 0 | 11590.638 | 12647.921 | 15842.11 | SCE Metro Area Default Constraint | SCE Metro Area Default Constraint | SCE Metro Area Default Constraint |  | 1 | 1 | NO | 1 | 1 | 1 | NO | 1
SCE Northern Area | Vincent | 500 | 0 | 1 | 1 | 0 | 0 | 0 | 0 | 0 | 0 | 0 | 0 | 0 | 0 | 0 | 0 | 0 | 0 | 0 | 0 | 0 | 0 | 0 | 0 | 0 | 0 | 0 | 0 | 0 | 0 | 0 | 0 | 0 | 0 | 0 | 0 | 0 | 0 | 0 | 0 | 0 | 0 | 0 | 0 | 0 | 0 | 0 | 0 | 0 | 0 | 0 | 0 | 0 | 0 | 0 | 0 | 0 | 0 | 0 | 0 | 0 | 0 | 0 | 0 | 0 | 0 | 0 | 0 | 0 | 0 | 0 | 0 | 0 | 0 | 0 | 0 | 0 | 0 | 0 | 0 | 0 | 0 | 0 | 0 | 0 | 0 | 0 | 0 | 0 | 0 | 0 | 0 | 0 | 0 | 0 | 0 | 0 | 0 | 0 | 0 | 0 | 0 | 0 | 0 | 0 | 0 | 0 | 0 | 0 |  | 0 | 0 | 0 | 0 | 0 | 0 | 0 | 0 | 0 | 0 | 0 | 0 | 0 | 0 | 0 | 0 | 0 | 0 | 0 | 0 | 0 | 0 | 0 | 0 | 0 | 0 | 0 | 0 | 0 | 0 | 0 | 0 | 0 | 0 | 0 | 0 | 0 | 0 | 0 | 0 | 0 | 0 | 0 | 0 | 0 | 0 | 0 | 0 | 0 | 0 | 0 | 1919.4832 | 3038.8544 | 6235.634 | Pardee-Sylmar Constraint | Pardee-Sylmar Constraint | Pardee-Sylmar Constraint |  | 0 | 0 | 0 | 0 | 0 | 0 | 1919.4832 | 3038.8544 | 6235.634 | Pardee-Sylmar Constraint | Pardee-Sylmar Constraint | Pardee-Sylmar Constraint |  | 1 | 1 | NO | 1 | 1 | 1 | NO | 1
SCE Northern Area | Vincent | 230 | 0 | 1 | 1 | 0 | 0 | 0 | 0 | 0 | 0 | 0 | 0 | 0 | 0 | 0 | 0 | 0 | 0 | 0 | 0 | 0 | 0 | 0 | 0 | 0 | 0 | 0 | 0 | 0 | 0 | 0 | 0 | 0 | 0 | 0 | 0 | 0 | 0 | 0 | 0 | 0 | 0 | 0 | 0 | 0 | 0 | 0 | 0 | 0 | 0 | 0 | 0 | 0 | 0 | 0 | 0 | 0 | 0 | 0 | 0 | 0 | 0 | 0 | 0 | 0 | 0 | 0 | 0 | 0 | 0 | 0 | 0 | 0 | 0 | 0 | 0 | 0 | 0 | 0 | 0 | 0 | 0 | 0 | 0 | 0 | 0 | 0 | 0 | 0 | 0 | 0 | 0 | 0 | 0 | 0 | 0 | 0 | 0 | 0 | 0 | 0 | 0 | 0 | 0 | 0 | 0 | 0 | 0 | 0 |  | 0 | 0 | 0 | 0 | 0 | 0 | 0 | 0 | 0 | 0 | 0 | 80 | 0 | 0 | 1 | 0 | 0 | 0 | 0 | 0 | 0 | 0 | 0 | 0 | 0 | 0 | 399 | 0 | 0 | 1 | 0 | 0 | 0 | 0 | 0 | 0 | 0 | 0 | 0 | 0 | 617 | 799 | 20.5 | 0 | 1 | 0 | 0 | 0 | 0 | 0 | 0 | 1919.4832 | 3038.8544 | 6235.634 | Pardee-Sylmar Constraint | Pardee-Sylmar Constraint | Pardee-Sylmar Constraint |  | 0 | 0 | 0 | 0 | 0 | 0 | 1919.4832 | 3038.8544 | 6235.634 | Pardee-Sylmar Constraint | Pardee-Sylmar Constraint | Pardee-Sylmar Constraint |  | 1 | 1 | NO | 1 | 1 | 1 | NO | 1
PG&E Greater Bay Study Area | Vineyard | 230 | 0 | 0 | 0 | 0 | 0 | 0 | 0 | 0 | 0 | 0 | 0 | 0 | 0 | 0 | 0 | 0 | 0 | 0 | 0 | 0 | 0 | 0 | 0 | 0 | 0 | 0 | 0 | 0 | 0 | 0 | 0 | 0 | 0 | 0 | 0 | 0 | 0 | 0 | 0 | 0 | 0 | 0 | 0 | 0 | 1 | 0 | 0 | 0 | 0 | 0 | 0 | 0 | 0 | 0 | 0 | 0 | 0 | 0 | 1 | 0 | 1 | 0 | 0 | 1 | 1 | 0 | 0 | 0 | 0 | 0 | 0 | 0 | 0 | 1 | 0 | 0 | 0 | 0 | 0 | 0 | 0 | 0 | 0 | 0 | 0 | 0 | 0 | 0 | 0 | 0 | 0 | 0 | 0 | 0 | 0 | 0 | 0 | 0 | 0 | 0 | 0 | 0 | 0 | 0 | 0 | 0 | 0 | 0 |  | 0 | 0 | 0 | 0 | 0 | 0 | 0 | 0 | 0 | 0 | 0 | 0 | 0 | 0 | 0 | 0 | 0 | 0 | 0 | 0 | 0 | 0 | 0 | 0 | 0 | 0 | 0 | 0 | 0 | 0 | 0 | 0 | 0 | 0 | 0 | 0 | 0 | 0 | 0 | 0 | 0 | 0 | 0 | 0 | 0 | 2 | 0 | 0 | 0 | 0 | 0 | -836.7415 | 193.7277 | 921.9913 | Vaca Dixon-Tesla 500kV Line | Vaca Dixon-Tesla 500kV Line | Windmaster-Delta pumps 230 kV line |  | 1 | 0 | 0 | 0 | 0 | 0 | -133.2328 | 381.3403 | 921.9913 | Windmaster-Delta pumps 230 kV line | Windmaster-Delta pumps 230 kV line | Windmaster-Delta pumps 230 kV line |  | 5 | 5 | NO | 5 | 1 | 1 | NO | 1
SCE Eastern Study Area | Vista (SCE) | 230 | 0 | 0 | 0 | 0 | 0 | 0 | 0 | 0 | 0 | 0 | 0 | 0 | 0 | 0 | 0 | 0 | 0 | 0 | 0 | 0 | 0 | 0 | 0 | 1 | 0 | 1 | 0 | 0 | 0 | 0 | 0 | 0 | 0 | 0 | 0 | 0 | 0 | 0 | 0 | 0 | 0 | 0 | 0 | 0 | 0 | 0 | 0 | 0 | 0 | 0 | 0 | 0 | 0 | 0 | 0 | 0 | 0 | 0 | 0 | 0 | 0 | 0 | 0 | 0 | 0 | 0 | 0 | 0 | 0 | 0 | 0 | 0 | 0 | 0 | 0 | 0 | 0 | 0 | 0 | 0 | 0 | 0 | 0 | 0 | 0 | 0 | 0 | 0 | 0 | 0 | 0 | 0 | 0 | 0 | 0 | 0 | 0 | 0 | 0 | 0 | 0 | 0 | 0 | 0 | 0 | 0 | 0 | 1 |  | 0 | 0 | 0 | 0 | 0 | 0 | 0 | 0 | 0 | 0 | 0 | 0 | 0 | 0 | 0 | 0 | 2.6 | 0 | 0 | 0 | 0 | 0 | 0 | 0 | 0 | 0 | 200 | 0 | 0 | 1 | 0 | 2.6 | 0 | 0 | 0 | 0 | 0 | 0 | 0 | 0 | 0 | 200 | 0 | 0 | 1 | 0 | 0 | 0 | 0 | 0 | 0 | 1930.7558 | 4880.6667 | 9875.616 | Serrano-Alberhill-Valley Constraint | Serrano-Alberhill-Valley Constraint | Etiwanda-Rancho Vista Constraint |  | 0 | 0 | 0 | 0 | 0 | 0 | 1930.7558 | 4880.6667 | 9875.616 | Serrano-Alberhill-Valley Constraint | Serrano-Alberhill-Valley Constraint | Etiwanda-Rancho Vista Constraint |  | 1 | 1 | NO | 1 | 1 | 1 | NO | 1
East of Pisgah Study Area | Vista (VEA) | 138 | 0 | 0 | 0 | 0 | 0 | 0 | 0 | 0 | 0 | 0 | 0 | 0 | 0 | 0 | 0 | 0 | 0 | 0 | 0 | 1 | 0 | 1 | 0 | 0 | 0 | 0 | 1 | 1 | 1 | 0 | 0 | 0 | 0 | 0 | 0 | 0 | 0 | 0 | 0 | 0 | 0 | 0 | 0 | 0 | 0 | 0 | 0 | 0 | 0 | 0 | 0 | 0 | 0 | 0 | 0 | 0 | 0 | 0 | 0 | 0 | 0 | 0 | 0 | 0 | 0 | 0 | 0 | 0 | 0 | 0 | 0 | 0 | 0 | 0 | 0 | 0 | 0 | 0 | 0 | 0 | 0 | 0 | 0 | 0 | 0 | 0 | 0 | 0 | 0 | 0 | 0 | 0 | 0 | 0 | 0 | 0 | 0 | 0 | 0 | 0 | 0 | 0 | 0 | 0 | 0 | 0 | 0 | 4 |  | 0 | 0 | 0 | 0 | 0 | 0 | 0 | 0 | 0 | 0 | 0 | 0 | 0 | 0 | 0 | 0 | 0 | 0 | 0 | 0 | 0 | 0 | 0 | 0 | 0 | 0 | 0 | 0 | 0 | 0 | 0 | 0 | 0 | 0 | 0 | 0 | 0 | 0 | 0 | 0 | 0 | 0 | 0 | 0 | 0 | 1 | 1 | 0 | 0 | 0 | 0 | -2124.047 | 568.64 | 398.6 | Devers-Red Bluff Constraint | GLW 230kV area constraint | VEA 138kV area constraint |  | 0 | 1 | 0 | 0 | 0 | 0 | -2124.047 | 568.64 | 398.6 | Devers-Red Bluff Constraint | GLW 230kV area constraint | VEA 138kV area constraint |  | 5 | 4 | YES | 4 | 1 | 1 | NO | 1
SCE Metro Study Area | Walnut | 230 | 0 | 0 | 0 | 0 | 0 | 0 | 0 | 0 | 0 | 0 | 1 | 0 | 1 | 0 | 0 | 0 | 0 | 0 | 0 | 0 | 0 | 0 | 0 | 0 | 0 | 0 | 0 | 0 | 0 | 0 | 0 | 0 | 0 | 0 | 0 | 0 | 0 | 0 | 0 | 0 | 0 | 0 | 0 | 0 | 0 | 0 | 0 | 0 | 0 | 0 | 0 | 0 | 0 | 0 | 0 | 0 | 0 | 0 | 0 | 0 | 0 | 0 | 0 | 0 | 0 | 0 | 0 | 0 | 0 | 0 | 0 | 0 | 0 | 0 | 0 | 0 | 0 | 0 | 0 | 0 | 0 | 0 | 0 | 0 | 0 | 0 | 0 | 0 | 0 | 0 | 0 | 0 | 0 | 0 | 0 | 0 | 0 | 0 | 0 | 0 | 0 | 0 | 0 | 0 | 0 | 0 | 0 | 0 |  | 0 | 0 | 0 | 0 | 0 | 0 | 0 | 0 | 0 | 0 | 0 | 0 | 0 | 0 | 0 | 0 | 0 | 0 | 0 | 0 | 0 | 0 | 0 | 0 | 0 | 0 | 0 | 0 | 0 | 0 | 0 | 0 | 0 | 0 | 0 | 0 | 0 | 0 | 0 | 0 | 0 | 200 | 0 | 0 | 1 | 0 | 0 | 0 | 0 | 0 | 0 | 5402.476 | 6046.942 | 7988.42 | Del Amo - Barre Area Constraint | Del Amo - Barre Area Constraint | Del Amo - Barre Area Constraint |  | 0 | 0 | 0 | 0 | 0 | 0 | 5402.476 | 6046.942 | 7988.42 | Del Amo - Barre Area Constraint | Del Amo - Barre Area Constraint | Del Amo - Barre Area Constraint |  | 1 | 1 | NO | 1 | 1 | 1 | NO | 1
SCE Northern Area | Warne | 230 | 0 | 0 | 1 | 0 | 0 | 0 | 1 | 0 | 0 | 0 | 0 | 0 | 0 | 0 | 0 | 0 | 0 | 0 | 0 | 0 | 0 | 0 | 0 | 0 | 0 | 0 | 0 | 0 | 1 | 0 | 0 | 0 | 0 | 0 | 0 | 0 | 0 | 0 | 0 | 0 | 0 | 0 | 0 | 0 | 0 | 0 | 0 | 0 | 0 | 0 | 0 | 0 | 0 | 0 | 0 | 0 | 0 | 0 | 0 | 0 | 0 | 0 | 0 | 0 | 0 | 0 | 0 | 0 | 0 | 0 | 0 | 0 | 0 | 0 | 0 | 0 | 0 | 0 | 0 | 0 | 0 | 0 | 0 | 0 | 0 | 0 | 0 | 0 | 0 | 0 | 0 | 0 | 0 | 0 | 0 | 0 | 0 | 0 | 0 | 0 | 0 | 0 | 0 | 0 | 0 | 0 | 0 | 0 |  | 0 | 0 | 0 | 0 | 0 | 0 | 0 | 0 | 0 | 0 | 0 | 0 | 0 | 0 | 0 | 0 | 0 | 0 | 0 | 0 | 0 | 0 | 0 | 0 | 0 | 0 | 0 | 0 | 0 | 0 | 0 | 0 | 0 | 0 | 0 | 0 | 0 | 0 | 0 | 0 | 0 | 0 | 0 | 0 | 0 | 2 | 0 | 1 | 0 | 0 | 0 | -1715.6208 | -34.6371 | 1455.259 | Lugo - Victorville area constraint | South of Magunden Constraint | South of Magunden Constraint |  | 1 | 0 | 1 | 0 | 0 | 0 | -596.4338 | -34.6371 | 1455.259 | South of Magunden Constraint | South of Magunden Constraint | South of Magunden Constraint |  | 5 | 5 | NO | 5 | 1 | 1 | NO | 1
PG&E Fresno Study Area | Warnerville | 230 | 0 | 0 | 0 | 0 | 0 | 0 | 0 | 0 | 0 | 0 | 0 | 0 | 0 | 0 | 0 | 0 | 0 | 0 | 0 | 0 | 0 | 0 | 0 | 0 | 0 | 0 | 0 | 0 | 0 | 0 | 0 | 0 | 0 | 0 | 0 | 0 | 0 | 0 | 0 | 0 | 0 | 0 | 0 | 0 | 0 | 0 | 0 | 0 | 0 | 0 | 1 | 0 | 0 | 0 | 0 | 0 | 0 | 0 | 0 | 0 | 0 | 0 | 0 | 0 | 1 | 1 | 0 | 0 | 0 | 0 | 0 | 0 | 0 | 0 | 0 | 0 | 0 | 0 | 0 | 0 | 0 | 0 | 0 | 0 | 0 | 1 | 1 | 0 | 1 | 1 | 1 | 1 | 0 | 0 | 0 | 1 | 0 | 1 | 1 | 0 | 0 | 1 | 0 | 0 | 0 | 0 | 0 | 2 |  | 0 | 0 | 0 | 0 | 0 | 0 | 0 | 0 | 0 | 0 | 0 | 0 | 0 | 0 | 0 | 0 | 0 | 0 | 0 | 0 | 0 | 0 | 0 | 0 | 0 | 0 | 0 | 0 | 0 | 0 | 0 | 0 | 0 | 0 | 0 | 0 | 0 | 0 | 0 | 0 | 0 | 0 | 0 | 0 | 0 | 2 | 0 | 1 | 0 | 1 | 0 | -320.035 | -80.363 | -52.8673 | Chowchilla-Le grand 115kV Line | Chowchilla-Le grand 115kV Line | Panoche- Mendota 115 kV line |  | 0 | 0 | 0 | 0 | 0 | 0 | 71.981 | 208.4702 | 6.8725 | Gates 500/230kV TB #11 | Gates 500/230kV TB #11 | Dairyland-Chowchilla 115kV Line |  | 5 | 1 | YES | 2 | 5 | 1 | YES | 2
PG&E Fresno Study Area | Waukena | 115 | 0 | 0 | 0 | 0 | 0 | 0 | 0 | 0 | 0 | 0 | 0 | 0 | 0 | 0 | 0 | 0 | 0 | 0 | 0 | 0 | 0 | 0 | 0 | 0 | 0 | 0 | 0 | 0 | 0 | 0 | 0 | 0 | 0 | 0 | 0 | 0 | 0 | 0 | 0 | 0 | 0 | 0 | 0 | 0 | 0 | 0 | 0 | 0 | 0 | 0 | 0 | 0 | 0 | 0 | 0 | 0 | 0 | 0 | 0 | 0 | 0 | 0 | 0 | 0 | 0 | 0 | 0 | 0 | 0 | 0 | 0 | 0 | 0 | 0 | 0 | 0 | 0 | 0 | 0 | 0 | 0 | 0 | 0 | 0 | 0 | 0 | 0 | 0 | 0 | 0 | 0 | 0 | 0 | 0 | 0 | 0 | 0 | 0 | 0 | 0 | 0 | 0 | 0 | 0 | 0 | 0 | 1 | 0 |  | 0 | 0 | 0 | 0 | 0 | 0 | 0 | 0 | 0 | 0 | 0 | 0 | 0 | 0 | 0 | 0 | 0 | 0 | 0 | 0 | 0 | 0 | 0 | 0 | 0 | 0 | 0 | 0 | 0 | 0 | 0 | 0 | 0 | 0 | 0 | 0 | 0 | 0 | 0 | 0 | 0 | 0 | 0 | 0 | 0 | 0 | 0 | 0 | 0 | 0 | 0 | 84.6 | 82.776 | 24.84 | Jacksson-WaukenaCorcoran 115kV line | Jacksson-WaukenaCorcoran 115kV line | Jacksson-WaukenaCorcoran 115kV line |  | 0 | 0 | 0 | 0 | 0 | 0 | 84.6 | 82.776 | 24.84 | Jacksson-WaukenaCorcoran 115kV line | Jacksson-WaukenaCorcoran 115kV line | Jacksson-WaukenaCorcoran 115kV line |  | 1 | 1 | NO | 1 | 1 | 1 | NO | 1
PG&E Greater Bay Study Area | Weber | 230 | 0 | 0 | 0 | 0 | 0 | 0 | 0 | 0 | 0 | 0 | 0 | 0 | 0 | 0 | 0 | 0 | 0 | 0 | 0 | 0 | 0 | 0 | 0 | 0 | 0 | 0 | 0 | 0 | 0 | 0 | 0 | 0 | 0 | 0 | 0 | 0 | 0 | 0 | 0 | 0 | 0 | 0 | 0 | 0 | 0 | 0 | 0 | 0 | 0 | 0 | 1 | 0 | 0 | 0 | 0 | 0 | 0 | 0 | 0 | 0 | 0 | 0 | 0 | 0 | 0 | 0 | 0 | 0 | 0 | 0 | 0 | 0 | 0 | 0 | 0 | 0 | 0 | 0 | 0 | 0 | 0 | 0 | 0 | 0 | 0 | 0 | 0 | 0 | 0 | 0 | 0 | 0 | 0 | 0 | 0 | 0 | 0 | 0 | 0 | 0 | 0 | 0 | 0 | 0 | 0 | 0 | 0 | 0 |  | 0 | 0 | 0 | 0 | 0 | 0 | 0 | 0 | 0 | 0 | 0 | 25 | 0 | 0 | 1 | 0 | 0 | 0 | 0 | 0 | 0 | 0 | 0 | 0 | 0 | 0 | 0 | 0 | 0 | 0 | 0 | 0 | 0 | 0 | 0 | 0 | 0 | 0 | 0 | 0 | 0 | 0 | 0 | 0 | 0 | 0 | 0 | 0 | 0 | 0 | 0 | 577.6665 | 1104.3125 | 2705.0964 | Bellota-Weber 230kV line | Bellota-Weber 230kV line | Bellota-Weber 230kV line |  | 0 | 0 | 0 | 0 | 0 | 0 | 577.6665 | 1104.3125 | 2705.0964 | Bellota-Weber 230kV line | Bellota-Weber 230kV line | Bellota-Weber 230kV line |  | 1 | 1 | NO | 1 | 1 | 1 | NO | 1
PG&E Fresno Study Area | West Fresno | 115 | 0 | 0 | 0 | 0 | 0 | 0 | 0 | 0 | 0 | 0 | 0 | 0 | 0 | 0 | 0 | 0 | 0 | 0 | 0 | 0 | 0 | 0 | 0 | 0 | 0 | 0 | 0 | 0 | 0 | 0 | 0 | 0 | 0 | 0 | 0 | 0 | 0 | 0 | 0 | 0 | 0 | 0 | 0 | 0 | 0 | 0 | 0 | 0 | 0 | 0 | 1 | 0 | 0 | 0 | 0 | 0 | 0 | 0 | 0 | 0 | 0 | 0 | 0 | 0 | 0 | 0 | 0 | 0 | 0 | 0 | 0 | 0 | 0 | 0 | 0 | 0 | 1 | 0 | 0 | 0 | 0 | 0 | 0 | 0 | 0 | 1 | 1 | 0 | 1 | 1 | 1 | 1 | 1 | 1 | 0 | 0 | 0 | 0 | 1 | 0 | 0 | 1 | 0 | 0 | 0 | 0 | 0 | 4 |  | 0 | 0 | 0 | 0 | 0 | 0 | 0 | 0 | 0 | 0 | 0 | 0 | 0 | 0 | 0 | 0 | 0 | 0 | 0 | 0 | 0 | 0 | 0 | 0 | 0 | 0 | 0 | 0 | 0 | 0 | 0 | 0 | 0 | 0 | 0 | 0 | 0 | 0 | 0 | 0 | 0 | 0 | 0 | 0 | 0 | 3 | 0 | 2 | 0 | 1 | 0 | -1260.48 | -1054.844 | -926.9943 | Midway-Q2005 230kV Line | Midway-Q2005 230kV Line | Midway-Q2005 230kV Line |  | 0 | 0 | 0 | 0 | 0 | 0 | 71.981 | 208.4702 | 6.8725 | Gates 500/230kV TB #11 | Gates 500/230kV TB #11 | Dairyland-Chowchilla 115kV Line |  | 5 | 1 | YES | 2 | 5 | 1 | YES | 2
PG&E Fresno Study Area | Westley | 230 | 0 | 0 | 0 | 0 | 0 | 0 | 0 | 0 | 0 | 0 | 0 | 0 | 0 | 0 | 0 | 0 | 0 | 0 | 0 | 0 | 0 | 0 | 0 | 0 | 0 | 0 | 0 | 0 | 0 | 0 | 0 | 0 | 0 | 0 | 0 | 0 | 0 | 0 | 0 | 0 | 0 | 0 | 0 | 0 | 0 | 0 | 0 | 0 | 0 | 0 | 0 | 0 | 0 | 0 | 0 | 0 | 0 | 0 | 0 | 0 | 0 | 0 | 0 | 0 | 0 | 0 | 0 | 0 | 0 | 0 | 0 | 0 | 0 | 0 | 0 | 0 | 1 | 0 | 0 | 0 | 0 | 0 | 0 | 0 | 0 | 0 | 1 | 0 | 0 | 0 | 0 | 1 | 0 | 0 | 0 | 0 | 0 | 0 | 0 | 0 | 0 | 0 | 0 | 0 | 0 | 0 | 0 | 1 |  | 0 | 0 | 0 | 0 | 0 | 0 | 0 | 0 | 0 | 0 | 0 | 0 | 0 | 0 | 0 | 0 | 0 | 0 | 0 | 0 | 0 | 0 | 0 | 0 | 0 | 0 | 0 | 0 | 0 | 0 | 0 | 0 | 0 | 0 | 0 | 0 | 0 | 0 | 0 | 0 | 0 | 0 | 0 | 0 | 0 | 1 | 0 | 1 | 0 | 1 | 0 | -1260.48 | -1054.844 | -926.9943 | Midway-Q2005 230kV Line | Midway-Q2005 230kV Line | Midway-Q2005 230kV Line |  | 0 | 0 | 0 | 0 | 0 | 0 | 71.981 | 208.4702 | 35.0057 | Gates 500/230kV TB #11 | Gates 500/230kV TB #11 | Midway-Q2005 230kV Line |  | 5 | 1 | YES | 2 | 5 | 1 | YES | 2
PG&E Fresno Study Area | New Sub - Westley - Quinto (Proposed) | 230 | 0 | 0 | 0 | 0 | 0 | 0 | 0 | 0 | 0 | 0 | 0 | 0 | 0 | 0 | 0 | 0 | 0 | 0 | 0 | 0 | 0 | 0 | 0 | 0 | 0 | 0 | 0 | 0 | 0 | 0 | 0 | 0 | 0 | 0 | 0 | 0 | 0 | 0 | 0 | 0 | 0 | 0 | 0 | 0 | 0 | 0 | 0 | 0 | 0 | 0 | 0 | 0 | 0 | 0 | 0 | 0 | 0 | 0 | 0 | 0 | 0 | 0 | 0 | 0 | 0 | 0 | 0 | 0 | 0 | 0 | 0 | 0 | 0 | 0 | 0 | 0 | 1 | 0 | 0 | 0 | 0 | 0 | 0 | 0 | 0 | 0 | 1 | 0 | 0 | 0 | 0 | 1 | 0 | 0 | 0 | 0 | 0 | 0 | 0 | 0 | 0 | 0 | 0 | 0 | 0 | 0 | 0 | 1 |  | 0 | 0 | 0 | 0 | 0 | 0 | 0 | 0 | 0 | 0 | 0 | 0 | 0 | 0 | 0 | 0 | 0 | 0 | 0 | 0 | 0 | 0 | 0 | 0 | 0 | 0 | 0 | 0 | 0 | 0 | 0 | 0 | 0 | 0 | 0 | 0 | 0 | 0 | 0 | 0 | 0 | 0 | 0 | 0 | 0 | 1 | 0 | 1 | 0 | 1 | 0 | -1260.48 | -1054.844 | -926.9943 | Midway-Q2005 230kV Line | Midway-Q2005 230kV Line | Midway-Q2005 230kV Line |  | 0 | 0 | 0 | 0 | 0 | 0 | 71.981 | 208.4702 | 35.0057 | Gates 500/230kV TB #11 | Gates 500/230kV TB #11 | Midway-Q2005 230kV Line |  | 5 | 1 | YES | 2 | 5 | 1 | YES | 2
PG&E Kern Study Area | Westpark | 115 | 0 | 0 | 0 | 0 | 0 | 0 | 0 | 0 | 0 | 0 | 0 | 0 | 0 | 0 | 0 | 0 | 0 | 0 | 0 | 0 | 0 | 0 | 0 | 0 | 0 | 0 | 0 | 0 | 0 | 0 | 0 | 0 | 0 | 0 | 0 | 0 | 0 | 0 | 0 | 0 | 0 | 0 | 0 | 0 | 0 | 0 | 0 | 0 | 0 | 0 | 0 | 0 | 0 | 0 | 0 | 0 | 0 | 0 | 0 | 0 | 0 | 0 | 0 | 0 | 0 | 0 | 0 | 0 | 0 | 0 | 0 | 0 | 0 | 0 | 0 | 0 | 0 | 0 | 1 | 0 | 0 | 0 | 0 | 1 | 0 | 0 | 0 | 0 | 0 | 0 | 0 | 0 | 0 | 0 | 0 | 0 | 0 | 0 | 0 | 0 | 0 | 0 | 0 | 0 | 0 | 0 | 0 | 0 |  | 0 | 0 | 0 | 0 | 0 | 0 | 0 | 0 | 0 | 0 | 0 | 0 | 0 | 0 | 0 | 0 | 0 | 0 | 0 | 0 | 0 | 0 | 0 | 0 | 0 | 0 | 0 | 0 | 0 | 0 | 0 | 0 | 0 | 0 | 0 | 0 | 0 | 0 | 0 | 0 | 0 | 0 | 0 | 0 | 0 | 0 | 0 | 0 | 0 | 0 | 0 | 109.518 | 35.1401 | 0.4922 | Semitropic-Midway 115kV Line | Semitropic-Midway 115kV Line | Semitropic-Midway 115kV Line |  | 0 | 0 | 0 | 0 | 0 | 0 | 109.518 | 35.1401 | 0.4922 | Semitropic-Midway 115kV Line | Semitropic-Midway 115kV Line | Semitropic-Midway 115kV Line |  | 1 | 1 | NO | 1 | 1 | 1 | NO | 1
PG&E Kern Study Area | Wheeler Ridge | 230 | 0 | 0 | 0 | 0 | 0 | 0 | 0 | 0 | 0 | 0 | 0 | 0 | 0 | 0 | 0 | 0 | 0 | 0 | 0 | 0 | 0 | 0 | 0 | 0 | 0 | 0 | 0 | 0 | 0 | 0 | 0 | 0 | 0 | 0 | 0 | 0 | 0 | 0 | 0 | 0 | 0 | 0 | 0 | 0 | 0 | 0 | 0 | 0 | 0 | 0 | 0 | 0 | 0 | 0 | 0 | 0 | 0 | 0 | 0 | 0 | 0 | 0 | 0 | 0 | 0 | 0 | 0 | 0 | 0 | 0 | 0 | 0 | 0 | 0 | 0 | 0 | 1 | 0 | 0 | 0 | 0 | 0 | 0 | 0 | 1 | 1 | 1 | 0 | 0 | 0 | 0 | 0 | 0 | 0 | 0 | 0 | 0 | 0 | 0 | 0 | 0 | 0 | 0 | 0 | 0 | 0 | 0 | 0 |  | 0 | 0 | 0 | 0 | 0 | 0 | 0 | 0 | 0 | 100 | 0 | 0 | 0 | 0 | 1 | 0 | 0 | 0 | 0 | 0 | 0 | 0 | 0 | 0 | 200 | 0 | 0 | 0 | 0 | 1 | 0 | 0 | 0 | 0 | 0 | 0 | 0 | 0 | 0 | 200 | 50 | 0 | 0 | 0 | 1 | 2 | 0 | 1 | 0 | 1 | 0 | -1260.48 | -1054.844 | -926.9943 | Midway-Q2005 230kV Line | Midway-Q2005 230kV Line | Midway-Q2005 230kV Line |  | 0 | 0 | 0 | 0 | 0 | 0 | 71.981 | 193 | 35.0057 | Gates 500/230kV TB #11 | Midway-Q2011 230 kV Line | Midway-Q2005 230kV Line |  | 5 | 1 | YES | 2 | 5 | 1 | YES | 2
PG&E Kern Study Area | New Sub - Midway - Wheeler Ridge (Proposed) | 230 | 0 | 0 | 0 | 0 | 0 | 0 | 0 | 0 | 0 | 0 | 0 | 0 | 0 | 0 | 0 | 0 | 0 | 0 | 0 | 0 | 0 | 0 | 0 | 0 | 0 | 0 | 0 | 0 | 0 | 0 | 0 | 0 | 0 | 0 | 0 | 0 | 0 | 0 | 0 | 0 | 0 | 0 | 0 | 0 | 0 | 0 | 0 | 0 | 0 | 0 | 0 | 0 | 0 | 0 | 0 | 0 | 0 | 0 | 0 | 0 | 0 | 0 | 0 | 0 | 0 | 0 | 0 | 0 | 0 | 0 | 0 | 0 | 0 | 0 | 0 | 0 | 1 | 0 | 0 | 0 | 0 | 0 | 0 | 0 | 1 | 1 | 1 | 0 | 0 | 0 | 0 | 0 | 0 | 0 | 0 | 0 | 0 | 0 | 0 | 0 | 0 | 0 | 0 | 0 | 0 | 0 | 0 | 0 |  | 0 | 0 | 0 | 0 | 0 | 0 | 0 | 0 | 0 | 0 | 0 | 0 | 0 | 0 | 0 | 0 | 0 | 0 | 0 | 0 | 0 | 0 | 0 | 0 | 0 | 150 | 92 | 0 | 0 | 1 | 0 | 0 | 0 | 0 | 0 | 0 | 0 | 0 | 0 | 0 | 150 | 92 | 0 | 0 | 1 | 2 | 0 | 1 | 0 | 1 | 0 | -1260.48 | -1054.844 | -926.9943 | Midway-Q2005 230kV Line | Midway-Q2005 230kV Line | Midway-Q2005 230kV Line |  | 0 | 0 | 0 | 0 | 0 | 0 | 71.981 | 193 | 35.0057 | Gates 500/230kV TB #11 | Midway-Q2011 230 kV Line | Midway-Q2005 230kV Line |  | 5 | 1 | YES | 2 | 5 | 1 | YES | 2
SCE Northern Area | Whirlwind | 230 | 1 | 1 | 0 | 0 | 0 | 0 | 0 | 0 | 0 | 0 | 0 | 0 | 0 | 0 | 0 | 0 | 0 | 0 | 0 | 0 | 0 | 0 | 0 | 0 | 0 | 0 | 0 | 0 | 0 | 0 | 0 | 0 | 0 | 0 | 0 | 0 | 0 | 0 | 0 | 0 | 0 | 0 | 0 | 0 | 0 | 0 | 0 | 0 | 0 | 0 | 0 | 0 | 0 | 0 | 0 | 0 | 0 | 0 | 0 | 0 | 0 | 0 | 0 | 0 | 0 | 0 | 0 | 0 | 0 | 0 | 0 | 0 | 0 | 0 | 0 | 0 | 0 | 0 | 0 | 0 | 0 | 0 | 0 | 0 | 0 | 0 | 0 | 0 | 0 | 0 | 0 | 0 | 0 | 0 | 0 | 0 | 0 | 0 | 0 | 0 | 0 | 0 | 0 | 0 | 0 | 0 | 0 | 0 |  | 0 | 0 | 0 | 0 | 0 | 0 | 0 | 0 | 0 | 333 | 0 | 160.5 | 69 | 0 | 1 | 0 | 0 | 0 | 0 | 0 | 0 | 0 | 0 | 0 | 174 | 251 | 663 | 0 | 200 | 1 | 0 | 0 | 300 | 0 | 0 | 0 | 0 | 0 | 0 | 224 | 348 | 663 | 100 | 458 | 1 | 0 | 0 | 0 | 0 | 0 | 0 | 3076.5412 | 4052.3794 | 7431.474 | Antelope-Vincent Constraint | Antelope-Vincent Constraint | Antelope-Vincent Constraint |  | 0 | 0 | 0 | 0 | 0 | 0 | 3076.5412 | 4052.3794 | 7431.474 | Antelope-Vincent Constraint | Antelope-Vincent Constraint | Antelope-Vincent Constraint |  | 1 | 1 | NO | 1 | 1 | 1 | NO | 1
SCE Northern Area | Whirlwind | 500 | 1 | 1 | 0 | 0 | 0 | 0 | 0 | 0 | 0 | 0 | 0 | 0 | 0 | 0 | 0 | 0 | 0 | 0 | 0 | 0 | 0 | 0 | 0 | 0 | 0 | 0 | 0 | 0 | 0 | 0 | 0 | 0 | 0 | 0 | 0 | 0 | 0 | 0 | 0 | 0 | 0 | 0 | 0 | 0 | 0 | 0 | 0 | 0 | 0 | 0 | 0 | 0 | 0 | 0 | 0 | 0 | 0 | 0 | 0 | 0 | 0 | 0 | 0 | 0 | 0 | 0 | 0 | 0 | 0 | 0 | 0 | 0 | 0 | 0 | 0 | 0 | 0 | 0 | 0 | 0 | 0 | 0 | 0 | 0 | 0 | 0 | 0 | 0 | 0 | 0 | 0 | 0 | 0 | 0 | 0 | 0 | 0 | 0 | 0 | 0 | 0 | 0 | 0 | 0 | 0 | 0 | 0 | 0 |  | 0 | 0 | 0 | 0 | 0 | 0 | 0 | 0 | 0 | 0 | 0 | 0 | 0 | 0 | 0 | 0 | 0 | 0 | 0 | 0 | 0 | 0 | 0 | 0 | 0 | 0 | 0 | 0 | 0 | 0 | 0 | 0 | 0 | 0 | 0 | 0 | 0 | 0 | 0 | 0 | 0 | 0 | 0 | 0 | 0 | 0 | 0 | 0 | 0 | 0 | 0 | 3076.5412 | 4052.3794 | 7431.474 | Antelope-Vincent Constraint | Antelope-Vincent Constraint | Antelope-Vincent Constraint |  | 0 | 0 | 0 | 0 | 0 | 0 | 3076.5412 | 4052.3794 | 7431.474 | Antelope-Vincent Constraint | Antelope-Vincent Constraint | Antelope-Vincent Constraint |  | 1 | 1 | NO | 1 | 1 | 1 | NO | 1
PG&E Fresno Study Area | Wilson | 230 | 0 | 0 | 0 | 0 | 0 | 0 | 0 | 0 | 0 | 0 | 0 | 0 | 0 | 0 | 0 | 0 | 0 | 0 | 0 | 0 | 0 | 0 | 0 | 0 | 0 | 0 | 0 | 0 | 0 | 0 | 0 | 0 | 0 | 0 | 0 | 0 | 0 | 0 | 0 | 0 | 0 | 0 | 0 | 0 | 0 | 0 | 0 | 0 | 0 | 0 | 1 | 0 | 0 | 0 | 0 | 0 | 0 | 0 | 0 | 0 | 0 | 0 | 0 | 0 | 1 | 0 | 0 | 0 | 0 | 0 | 0 | 0 | 0 | 0 | 0 | 0 | 1 | 0 | 0 | 0 | 0 | 0 | 0 | 0 | 0 | 1 | 1 | 0 | 1 | 1 | 1 | 1 | 1 | 1 | 1 | 1 | 0 | 1 | 1 | 1 | 0 | 1 | 0 | 0 | 0 | 0 | 0 | 4 |  | 0 | 0 | 0 | 0 | 0 | 0 | 0 | 0 | 0 | 0 | 0 | 0 | 0 | 0 | 0 | 0 | 0 | 0 | 0 | 0 | 0 | 0 | 0 | 0 | 0 | 0 | 0 | 0 | 0 | 0 | 0 | 0 | 169 | 31 | 0 | 0 | 0 | 0 | 0 | 0 | 0 | 0 | 0 | 0 | 1 | 4 | 0 | 3 | 0 | 2 | 0 | -1260.48 | -1054.844 | -926.9943 | Midway-Q2005 230kV Line | Midway-Q2005 230kV Line | Midway-Q2005 230kV Line |  | 0 | 0 | 0 | 0 | 0 | 0 | 71.981 | 204.913 | 0.15 | Gates 500/230kV TB #11 | Merced 115/70kV TB#2 | Merced 115/70kV TB#2 |  | 5 | 1 | YES | 2 | 5 | 1 | YES | 2
PG&E Fresno Study Area | Wilson | 115 | 0 | 0 | 0 | 0 | 0 | 0 | 0 | 0 | 0 | 0 | 0 | 0 | 0 | 0 | 0 | 0 | 0 | 0 | 0 | 0 | 0 | 0 | 0 | 0 | 0 | 0 | 0 | 0 | 0 | 0 | 0 | 0 | 0 | 0 | 0 | 0 | 0 | 0 | 0 | 0 | 0 | 0 | 0 | 0 | 0 | 0 | 0 | 0 | 0 | 0 | 1 | 0 | 0 | 0 | 0 | 0 | 0 | 0 | 0 | 0 | 0 | 0 | 0 | 0 | 1 | 0 | 0 | 0 | 0 | 0 | 0 | 0 | 0 | 0 | 0 | 0 | 0 | 0 | 0 | 0 | 0 | 0 | 0 | 0 | 0 | 1 | 1 | 0 | 1 | 0 | 0 | 1 | 1 | 1 | 0 | 1 | 0 | 0 | 0 | 1 | 0 | 0 | 0 | 0 | 0 | 0 | 0 | 3 |  | 0 | 0 | 0 | 0 | 0 | 0 | 0 | 0 | 0 | 0 | 0 | 0 | 0 | 0 | 0 | 0 | 0 | 0 | 0 | 0 | 0 | 0 | 0 | 0 | 0 | 0 | 0 | 0 | 0 | 0 | 0 | 1 | 0 | 0 | 0 | 0 | 0 | 0 | 0 | 0 | 0 | 0 | 0 | 0 | 1 | 1 | 0 | 0 | 0 | 1 | 0 | -157.428 | 159.7961 | -52.8673 | Gates 500/230kV TB #12 | Gates 500/230kV TB #12 | Panoche- Mendota 115 kV line |  | 0 | 0 | 0 | 0 | 0 | 0 | 71.981 | 204.913 | 0.15 | Gates 500/230kV TB #11 | Merced 115/70kV TB#2 | Merced 115/70kV TB#2 |  | 5 | 1 | YES | 2 | 5 | 1 | YES | 2
PG&E Kern Study Area | Windgap PP | 230 | 0 | 0 | 0 | 0 | 0 | 0 | 0 | 0 | 0 | 0 | 0 | 0 | 0 | 0 | 0 | 0 | 0 | 0 | 0 | 0 | 0 | 0 | 0 | 0 | 0 | 0 | 0 | 0 | 0 | 0 | 0 | 0 | 0 | 0 | 0 | 0 | 0 | 0 | 0 | 0 | 0 | 0 | 0 | 0 | 0 | 0 | 0 | 0 | 0 | 0 | 0 | 0 | 0 | 0 | 0 | 0 | 0 | 0 | 0 | 0 | 0 | 0 | 0 | 0 | 0 | 0 | 0 | 0 | 0 | 0 | 0 | 0 | 0 | 0 | 0 | 1 | 1 | 0 | 0 | 0 | 0 | 0 | 0 | 0 | 1 | 1 | 1 | 0 | 0 | 0 | 0 | 0 | 0 | 0 | 0 | 0 | 0 | 0 | 0 | 0 | 0 | 0 | 0 | 0 | 1 | 0 | 0 | 0 |  | 0 | 0 | 0 | 0 | 0 | 0 | 0 | 0 | 0 | 0 | 0 | 0 | 0 | 0 | 0 | 0 | 0 | 0 | 0 | 0 | 0 | 0 | 0 | 0 | 0 | 0 | 0 | 0 | 0 | 0 | 0 | 0 | 0 | 0 | 0 | 0 | 0 | 0 | 0 | 0 | 0 | 0 | 0 | 0 | 0 | 3 | 0 | 2 | 0 | 2 | 0 | -1260.48 | -1054.844 | -926.9943 | Midway-Q2005 230kV Line | Midway-Q2005 230kV Line | Midway-Q2005 230kV Line |  | 0 | 0 | 0 | 0 | 0 | 1 | 71.981 | 193 | -65.5292 | Gates 500/230kV TB #11 | Midway-Q2011 230 kV Line | Oceano-Calendar 115kV line |  | 5 | 1 | YES | 2 | 5 | 3 | YES | 3
SCE Northern Area | Windhub | 230 | 1 | 1 | 0 | 1 | 0 | 0 | 0 | 0 | 0 | 0 | 0 | 0 | 0 | 0 | 0 | 0 | 0 | 0 | 0 | 0 | 0 | 0 | 0 | 0 | 0 | 0 | 0 | 0 | 0 | 0 | 0 | 0 | 0 | 0 | 0 | 0 | 0 | 0 | 0 | 0 | 0 | 0 | 0 | 0 | 0 | 0 | 0 | 0 | 0 | 0 | 0 | 0 | 0 | 0 | 0 | 0 | 0 | 0 | 0 | 0 | 0 | 0 | 0 | 0 | 0 | 0 | 0 | 0 | 0 | 0 | 0 | 0 | 0 | 0 | 0 | 0 | 0 | 0 | 0 | 0 | 0 | 0 | 0 | 0 | 0 | 0 | 0 | 0 | 0 | 0 | 0 | 0 | 0 | 0 | 0 | 0 | 0 | 0 | 0 | 0 | 0 | 0 | 0 | 0 | 0 | 0 | 0 | 0 |  | 0 | 0 | 0 | 0 | 0 | 0 | 0 | 0 | 0 | 735 | 0 | 549 | 0 | 0 | 1 | 0 | 0 | 0 | 0 | 0 | 0 | 0 | 0 | 0 | 0 | 500 | 500 | 0 | 0 | 1 | 0 | 0 | 124 | 0 | 0 | 0 | 0 | 0 | 0 | 212 | 600 | 600 | 25 | 0 | 1 | 0 | 0 | 0 | 0 | 0 | 0 | 974.4 | 1051.914 | 1731.5 | Windhub Constraint | Windhub Constraint | Windhub Constraint |  | 0 | 0 | 0 | 0 | 0 | 0 | 974.4 | 1051.914 | 1731.5 | Windhub Constraint | Windhub Constraint | Windhub Constraint |  | 1 | 1 | NO | 1 | 1 | 1 | NO | 1
SCE Northern Area | Windhub | 500 | 1 | 1 | 0 | 1 | 0 | 0 | 0 | 0 | 0 | 0 | 0 | 0 | 0 | 0 | 0 | 0 | 0 | 0 | 0 | 0 | 0 | 0 | 0 | 0 | 0 | 0 | 0 | 0 | 0 | 0 | 0 | 0 | 0 | 0 | 0 | 0 | 0 | 0 | 0 | 0 | 0 | 0 | 0 | 0 | 0 | 0 | 0 | 0 | 0 | 0 | 0 | 0 | 0 | 0 | 0 | 0 | 0 | 0 | 0 | 0 | 0 | 0 | 0 | 0 | 0 | 0 | 0 | 0 | 0 | 0 | 0 | 0 | 0 | 0 | 0 | 0 | 0 | 0 | 0 | 0 | 0 | 0 | 0 | 0 | 0 | 0 | 0 | 0 | 0 | 0 | 0 | 0 | 0 | 0 | 0 | 0 | 0 | 0 | 0 | 0 | 0 | 0 | 0 | 0 | 0 | 0 | 0 | 0 |  | 0 | 0 | 0 | 0 | 0 | 0 | 0 | 0 | 0 | 0 | 0 | 0 | 0 | 0 | 0 | 0 | 0 | 0 | 0 | 0 | 0 | 0 | 0 | 0 | 0 | 0 | 0 | 0 | 0 | 0 | 0 | 0 | 0 | 0 | 0 | 0 | 0 | 0 | 0 | 775 | 0 | 0 | 0 | 0 | 1 | 0 | 0 | 0 | 0 | 0 | 0 | 974.4 | 1051.914 | 1731.5 | Windhub Constraint | Windhub Constraint | Windhub Constraint |  | 0 | 0 | 0 | 0 | 0 | 0 | 974.4 | 1051.914 | 1731.5 | Windhub Constraint | Windhub Constraint | Windhub Constraint |  | 1 | 1 | NO | 1 | 1 | 1 | NO | 1
PG&E North of Greater Bay Study Area | Woodland | 115 | 0 | 0 | 0 | 0 | 0 | 0 | 0 | 0 | 0 | 0 | 0 | 0 | 0 | 0 | 0 | 0 | 0 | 0 | 0 | 0 | 0 | 0 | 0 | 0 | 0 | 0 | 0 | 0 | 0 | 0 | 0 | 0 | 0 | 0 | 0 | 0 | 0 | 0 | 0 | 0 | 0 | 0 | 0 | 0 | 1 | 1 | 0 | 1 | 0 | 1 | 1 | 0 | 1 | 0 | 0 | 0 | 0 | 0 | 0 | 0 | 0 | 0 | 0 | 0 | 1 | 1 | 0 | 0 | 0 | 0 | 0 | 0 | 0 | 0 | 0 | 0 | 0 | 0 | 0 | 0 | 0 | 0 | 0 | 0 | 0 | 0 | 0 | 0 | 0 | 0 | 0 | 0 | 0 | 0 | 0 | 0 | 0 | 0 | 0 | 0 | 0 | 0 | 0 | 0 | 0 | 0 | 0 | 0 |  | 0 | 0 | 0 | 0 | 0 | 0 | 0 | 0 | 0 | 0 | 0 | 0 | 0 | 0 | 0 | 0 | 0 | 0 | 0 | 0 | 0 | 0 | 0 | 0 | 0 | 12 | 0 | 0 | 0 | 1 | 0 | 0 | 0 | 0 | 0 | 0 | 0 | 0 | 1.5 | 0 | 12 | 0 | 0 | 0 | 1 | 2 | 0 | 0 | 0 | 0 | 0 | -836.7415 | 27.5905 | 66.82 | Vaca Dixon-Tesla 500kV Line | Rocklin-Pleaseant grove 115kV line | Woodland- Davis 115kV line |  | 1 | 0 | 0 | 0 | 0 | 0 | -27.1325 | 27.5905 | 66.82 | Rocklin-Pleaseant grove 115kV line | Rocklin-Pleaseant grove 115kV line | Woodland- Davis 115kV line |  | 5 | 5 | NO | 5 | 1 | 1 | NO | 1
PG&E North of Greater Bay Study Area | Wyandotte | 115 | 0 | 0 | 0 | 0 | 0 | 0 | 0 | 0 | 0 | 0 | 0 | 0 | 0 | 0 | 0 | 0 | 0 | 0 | 0 | 0 | 0 | 0 | 0 | 0 | 0 | 0 | 0 | 0 | 0 | 0 | 0 | 0 | 0 | 0 | 0 | 0 | 0 | 0 | 0 | 0 | 0 | 0 | 0 | 0 | 1 | 0 | 0 | 0 | 0 | 1 | 1 | 1 | 1 | 0 | 0 | 0 | 0 | 0 | 0 | 0 | 0 | 0 | 0 | 0 | 1 | 1 | 0 | 0 | 0 | 0 | 0 | 0 | 0 | 0 | 0 | 0 | 0 | 0 | 0 | 0 | 0 | 0 | 0 | 0 | 0 | 0 | 0 | 0 | 0 | 0 | 0 | 0 | 0 | 0 | 0 | 0 | 0 | 0 | 0 | 0 | 0 | 0 | 0 | 0 | 0 | 0 | 0 | 0 |  | 0 | 0 | 0 | 0 | 0 | 0 | 0 | 0 | 0 | 0 | 0 | 0 | 0 | 0 | 0 | 0 | 0 | 0 | 0 | 0 | 0 | 0 | 0 | 0 | 0 | 0 | 0 | 0 | 0 | 0 | 0 | 0 | 0 | 0 | 0 | 0 | 0 | 0 | 3.5 | 0 | 0 | 0 | 0 | 0 | 1 | 2 | 0 | 0 | 0 | 0 | 0 | -836.7415 | 27.5905 | 197.21 | Vaca Dixon-Tesla 500kV Line | Rocklin-Pleaseant grove 115kV line | Rocklin-Pleaseant grove 115kV line |  | 1 | 0 | 0 | 0 | 0 | 0 | -27.1325 | 27.5905 | 197.21 | Rocklin-Pleaseant grove 115kV line | Rocklin-Pleaseant grove 115kV line | Rocklin-Pleaseant grove 115kV line |  | 5 | 5 | NO | 5 | 1 | 1 | NO | 1

## Tx_Calculator_2034
|  | CAISO Study Area | SCE Northern Area | [9 empty] | SCE Metro Area |  |  | SCE North of Lugo Area |  |  |  |  | SCE Eastern Area | [7 empty] | East of Pisgah Area |  |  | SDG&E Study Area | [13 empty] | PG&E North of Greater Bay Area | [10 empty] | PG&E Greater Bay Area | [20 empty] | PG&E Kern Area | [9 empty] | PG&E Fresno Area
|  | Matrix Constraint Name | Antelope-Vincent On-Peak and Off-Peak Constraint | Vincent-Lugo On-Peak Constraint | Pardee-Sylmar On-Peak Constraint | Windhub On-Peak Constraint | Moorpark-Pardee On-Peak Constraint | North of Magunden On-Peak Constraint | South of Magunden On-Peak Constraint | South of Magunden Off-Peak Constraint | Antelope-Neenach On-Peak Constraint | Antelope-Neenach Off-Peak Constraint | Del Amo – Barre On-Peak Constraint | Hinson - Del Amo On-Peak Constraint | SCE Metro Area Default Constraint | Control to Inyokern Constraint On-Peak Constraint | Kramer - Victor Constraint On-Peak Constraint | Victor – Lugo Constraint On Peak Constraint | Lugo 500/230 kV Transformer On Peak Constraint | Calcite to Lugo Constraint On Peak Constraint | Colorado River 500/230 kV On-Peak/Off-Peak Constraint (230 kV bus only) | Colorado River-Red Bluff On-Peak Constraint | DCRT On-Peak Constraint | Devers-Red Bluff On-Peak/Off-Peak Constraint | Eagle Mountain On-Peak Constraint | Etiwanda-Rancho Vista On-Peak Constraint | Red Bluff 500/230 kV On-Peak/Off-Peak Constraint (230 kV only) | Serrano-Alberhill-Valley On-Peak/Off-Peak Constraint | VEA 138kV On-peak/Off-peak Constraint | GLW 230kV On-peak/Off-peak Constraint | Lugo-Victorville On-peak Constraint | Capistrano-San Onofre 230 kV On-Peak Constraint | Chicarita 138 kV On-Peak Constraint | El Cajon 69 kV On-Peak Constraint | Internal San Diego Area On-Peak/Off-Peak Constraint | Miguel 69 kV On-Peak Constraint | Encina - San Luis Rey 230 kV On-Peak/Off-Peak Constraint | East of Miguel On-Peak/Off-Peak Constraint | San Luis Rey-San Onofre 230 kV On-Peak/Off-Peak Constraint | Ocean Ranch 69 kV On-Peak Constraint | Otay Mesa 230 kV On-Peak Constraint | Silvergate - Bay Blvd 230 kV On-Peak/Off-Peak Constraint | Silvergate-Old Town 230 kV On-Peak Constraint | Talega 230 kV On-Peak Constraint | Trabuco-Capistrano 138 kV On-Peak Constraint | Santa Rosa-Corona 115 kV line On-Peak Constraint | Vaca Dixon - Tesla 500kV line On-Peak Constraint | Woodland-Davis 115 kV line On-Peak Constraint | Cortina-Eagle Rock 115 kV line On-Peak Constraint | Bell-Placer 115 kV line On-Peak Constraint | Carberry-Round mountain 230 kV line On-Peak Constraint | Rocklin-Pleaseant grove 115kV line On-Peak/Off-Peak Constraint | Bellota-Weber 230kV line On-Peak Constraint | Rio Oso-Brighton 230kV line On-Peak Constraint | Rio Oso-Lockeford 230kV line On-Peak Constraint | Humboldt Offshore Wind constraint | Dumbarton-Newark 115 kV line On-Peak Constraint | Eastshore-San Mateo 230 kV line On-Peak Constraint | Lakeville-Igancio 230 kV line On-Peak Constraint | Sobrante-Moraga 230 kV line On-Peak Constraint | Windmaster- Delta Pumps 230 kV line On-Peak Constraint | Contra Costa- Windmaster 230 kV line On-Peak Constraint | Tesla - Tracy Pumps #2 230 kV line On-Peak Constraint | Contra Costa #1 115 kV line On-Peak Constraint | Kasson Jct-Heinz 115 kV line On-Peak Constraint | Newark-Newark Distribution 115 kV line On-Peak Constraint | Tesla-Bellota 230 kV line On-Peak Constraint | Eight Mile-Tesla 230 kV line On-Peak Constraint | Grant - Eastshore #2 115 kV line On-Peak Constraint | Salado - Crow Creek 60 kV line On-Peak Constraint | Tesla - Salado 115 kV line On-Peak Constraint | Los Esteros-Silicon Valley 230 kV On-Peak Constraint | Los Esteros-Nortech 115 kV line On-Peak Constraint | Newark-Los Esteros 230 kV line On-Peak Constraint | Morganhill-Metcalf 115kV Line On-Peak Constraint | Telsa-Tracy Pump #1 230 kV Line On-Peak Constraint | Birds Landing-Contra Costa 230kV Line On-Peak Constraint | Oceano-Calendar 115kV line On-Peak/Off-Peak Constraint | Midway-Q2005 230kV line On-Peak/Off-Peak Constraint | Smyrna - Q1984 115kV line On-Peak/off-Peak Constraint | Kern 230/115kV TB #4 On-Peak Constraint | Maricopa-Copus 70 kV line On-Peak/Off-Peak Constraint | Midway-Taft 115 kV line On-Peak/Off-Peak Constraint | Kern-Tevis-Stockdale-Lamont 115kV line On-Peak/Off-Peak Constraint | Midway 230/115kV TB #3 On-Peak/Off-Peak Constraint | Semitropic-Midway 115kV Line On-Peak/Off-Peak Constraint | Midway-Q2011 230 kV Line On-Peak Constraint | Gates 500/230kV TB #11 On-Peak/Off-Peak Constraint | Gates 500/230kV TB #12 On-Peak/Off-Peak Constraint | Gates 230/70 kV TB #5 On-Peak/Off-Peak Constraint | Tranquility-Helm 230kV Line On-Peak/Off-Peak Constraint | Dairyland-Chowchilla 115kV Line On-Peak/Off-Peak Constraint | Chowchilla-Le grand 115kV Line On-Peak/Off-Peak Constraint | Los Banos 500/230 kV Bank On-Peak/Off-peak Constraint | Panoche-Los Banos 230kV line #2 On-Peak/Off-Peak Constraint | Dos Amigos-Panoche 230kV line On-Peak Constraint | Schindler 115/70kV TB #1 On-Peak/Off-Peak Constraint | Panoche-Mendota 115 kV line On-Peak/Off-Peak Constraint | Coalinga #1-Coalinga #2 70 kV line On-Peak/Off-Peak Constraint | Panoche-Oro Loma 115kV Line On-Peak Constraint | Borden-Storey #1 230kV line On-Peak/Off-Peak Constraint | Merced 115/70kV TB#2 On-Peak/Off-Peak Constraint | Helm 230/70kV TB#1 On-Peak/Off-Peak Constraint | Oro Loma-El Nido 115kV Line On-Peak/Off-Peak Constraint | Diablo–Gates 500 kV line On-Peak/Off-peak Constraint | Mustang-Henrietta 230 kV line On-Peak Constraint | Gates-Panoche 230 kV #1 and #2 Lines On-Peak Constraint | Moss Landing-Las Aguillas 230 kV Line Off-Peak Constraint | Jackson-Waukena-Corcoran 115 kV Line Off-Peak Constraint
White Paper Constraint Info |  | White Paper Name | Antelope-Vincent Constraint | Vincent-Lugo Constraint | Pardee-Sylmar Constraint | Windhub Constraint | Moorpark-Pardee Constraint | North of Magunden Constraint | South of Magunden Constraint | South of Magunden Constraint | Antelope-Neenach Constraint | Antelope-Neenach Constraint | Del Amo - Barre Area Constraint | Hinson - Del Amo Constraint | SCE Metro Area Default Constraint | Control to Inyokern area constraint | Kramer to Victor Area Constraint | Victor to Lugo Area Constraint | Lugo Transformer Area Constraint | Calcite to Lugo Area Constraint | Colorado River 500/230 kV Constraint | Colorado River-Red Bluff Constraint | DCRT Constraint | Devers-Red Bluff Constraint | Eagle Mountain Constraint | Etiwanda-Rancho Vista Constraint | Red Bluff 500/230 kV Constraint | Serrano-Alberhill-Valley Constraint | VEA 138kV area constraint | GLW 230kV area constraint | Lugo - Victorville area constraint | Capistrano-San Onofre 230 kV constraint | Chicarita 138 kV constraint | El Cajon 69 kV constraint | Internal San Diego Area constraint | Miguel 69 kV constraint | Encina - San Luis Rey 230 kV constraint | East of Miguel constraint | San Luis Rey-San Onofre 230 kV line constraint | Ocean Ranch 69 kV constraint | Otay Mesa 230 kV constraint | Silvergate - Bay Blvd 230 kV constraint | Silvergate-Old Town 230 kV constraint | Talega 230 kV constraint | Trabuco-Capistrano 138 kV constraint | Santa Rosa-Corona 115 kV line | Vaca Dixon-Tesla 500kV Line | Woodland- Davis 115kV line | Cortina-Eagle Rock 115 kV line | Bell-Placer 115kV Line | Carberry-Round Mountain 230kV Line | Rocklin-Pleaseant grove 115kV line | Bellota-Weber 230kV line | Rio Oso-Brighton 230kV line | Rio Oso-Lockeford 230kV line | Humboldt Offshore Wind constraint | Dumbarton-Newark 115 kV line | Eastshore-San Mateo 230 kV line | Lakeville-Ignacio 230 kV line | Sobrante-Moraga 230 kV line | Windmaster-Delta pumps 230 kV line | Contra Costa- Windmaster 230 kV line | Tesla-Tracy-Pump 230 kV line #2 | Contra Costa #1 115kV Line | Kasson Jct-Heinz 115 kV line | Newark-Newark Distribution 115 kV line | Tesla-Bellota 230 kV line | Eight Mile-Tesla 230 kV line | Grant - Eastshore #2 line 115 kV | Salado-Crow Creek Sw Sta 60 kV line | Tesla-Salado 115 kV line | Los Esteros-Silicon Valley 230 kV | Los Esteros-Nortech 115 kV line | Newark-Los Esteros 230 kV line | Morganhill-Metcalf 115kV Line | Tesla-Tracy Pump 230 kV Line #1 | Birds Landing-Contra Costa 230kV Line | Oceano-Calendar 115kV line | Midway-Q2005 230kV Line | Smyrna -Q1984 115kV line | Kern 230/115kV TB #4 | Maricopa-Copus 70 kV line | Midway-Taft 115 kV line | Kern-Tevis-Stockdale-Lamont 115kV line | Midway 230/115kV TB #3 | Semitropic-Midway 115kV Line | Midway-Q2011 230 kV Line | Gates 500/230kV TB #12 | Gates 500/230kV TB #11 | Gates 230/70kV TB #5 | Tranquility-Helm 230kV Line | Dairyland-Chowchilla 115kV Line | Chowchilla-Le grand 115kV Line | Los Banos 500/230kV TB | Panoche-Los Banos 230kV line #2 | Dos Amigos-Los Banos 230kV line | Schindler 115/70kV TB #1 | Panoche- Mendota 115 kV line | Coalinga #1-Coalinga #2 70 kV line | Panoche-Oro Loma 115kV Line | Borden-Storey #1 230kV line | Merced 115/70kV TB#2 | Helm 230/70kV TB #1 | Oro Loma-El Nido 115kV Line | Diablo–Gates 500 kV line | Mustang-Henrietta 230 kV line | Gates-Panoche 230 kV #1 and #2 Lines | Moss Landing-Las Aguilas 230 kV Line | Jacksson-WaukenaCorcoran 115kV line
|  | PTO area | SCE | SCE | SCE | SCE | SCE | SCE | SCE | SCE | SCE | SCE | SCE | SCE | SCE | SCE | SCE | SCE | SCE | SCE | SCE | SCE | SCE | SCE | SCE | SCE | SCE | SCE | SCE | SCE | SCE | SDGE | SDGE | SDGE | SDGE | SDGE | SDGE | SDGE | SDGE | SDGE | SDGE | SDGE | SDGE | SDGE | SDGE | PGE | PGE | PGE | PGE | PGE | PGE | PGE | PGE | PGE | PGE | PGE | PGE | PGE | PGE | PGE | PGE | PGE | PGE | PGE | PGE | PGE | PGE | PGE | PGE | PGE | PGE | PGE | PGE | PGE | PGE | PGE | PGE | PGE | PGE | PGE | PGE | PGE | PGE | PGE | PGE | PGE | PGE | PGE | PGE | PGE | PGE | PGE | PGE | PGE | PGE | PGE | PGE | PGE | PGE | PGE | PGE | PGE | PGE | PGE | PGE | PGE | PGE | PGE | PGE
|  | Wind/Solar Designation Area | Solar | Solar | Solar | Solar | Solar | Solar | Solar | Solar | Solar | Solar | Solar | Solar | Solar | Solar | Solar | Solar | Solar | Solar | Solar | Solar | Solar | Solar | Solar | Solar | Solar | Solar | Solar | Solar | Solar | Solar | Solar | Solar | Solar | Solar | Solar | Solar | Solar | Solar | Solar | Solar | Solar | Solar | Solar | Wind | Wind | Wind | Wind | Wind | Wind | Wind | Wind | Wind | Wind | Wind | Wind | Wind | Wind | Wind | Wind | Wind | Wind | Wind | Wind | Wind | Wind | Wind | Wind | Wind | Wind | Wind | Wind | Wind | Wind | Wind | Wind | Solar | Solar | Solar | Solar | Solar | Solar | Solar | Solar | Solar | Solar | Solar | Solar | Solar | Solar | Solar | Solar | Solar | Solar | Solar | Solar | Solar | Solar | Solar | Solar | Solar | Solar | Solar | Solar | Solar | Solar | Solar | Solar
White Paper Constraint Initial Capacity |  | FCDS | 7396 | 9184 | 4884 | 2400 | 3792 | 1387 | 740 | 740 | 0 | 0 | 6700 | 3544 | 13731 | 55.7 | 1300 | 1350 | 1585 | 548 | 1035.2 | 10933 | 2300 | 4050 | 0 | 7734 | 722 | 5328 | 260 | 900 | 10100 | 1500 | 300.5 | 406 | 1001 | 231 | 1922 | 1035 | 2018 | 274 | 1425 | 796 | 1221 | 1205 | 501 | 3995 | 1044 | 76 | 1575 | 630 | 14 | 92 | 2382 | 423 | 935 | 0 | 1270 | 2349 | 517 | 3944 | 710 | 1233 | 4776 | 29 | 91 | 3822 | 4065 | 3738 | 961 | 76 | 1087 | 605 | 639 | 4758 | 314 | 4177 | 836 | 937 | 1396 | 144 | 1869 | 51 | 263 | 109 | 1370 | 255 | 438 | 3213 | 3684 | 272 | 2229 | 2865 | 699 | 3930 | 631 | 631 | 398.5 | 1798 | 1660 | 3661 | 698.5 | 247 | 4 | 1410 | 5203 | 10302 | 7440 | 2276 | 85
|  | FCDS Limit Type | Actual | Actual | Actual | Actual | Actual | Actual | Actual | Actual | Actual | Actual | Actual | Actual | Default | Actual | Actual | Actual | Actual | Actual | Actual | Actual | Actual | Actual | Actual | Actual | Actual | Actual | Actual | Actual | Actual | Actual | Actual | Actual | Actual | Actual | Actual | Actual | Actual | Actual | Actual | Actual | Actual | Actual | Actual | Actual | Actual | Actual | Actual | Actual | Actual | Actual | Actual | Actual | Actual | Actual | Actual | Actual | Actual | Actual | Actual | Actual | Actual | Actual | Actual | Actual | Actual | Actual | Actual | Actual | Actual | Actual | Actual | Actual | Actual | Actual | Actual | Actual | Actual | Actual | Actual | Actual | Actual | Actual | Actual | Actual | Actual | Actual | Actual | Actual | Actual | Actual | Actual | Actual | Actual | Actual | Actual | Actual | Actual | Actual | Actual | Actual | Actual | Actual | Actual | Actual | Actual | Default | Default
|  | EODS | 7396 | 9184 | 4884 | 2400 | 3792 | 1387 | 500 | 500 | 0 | 0 | 6700 | 3544 | 13731 | 55 | 1300 | 1350 | 1585 | 548 | 1414 | 10933 | 2300 | 10167 | 300 | 9689 | 1684 | 13529 | 105 | 760 | 9600 | 1500 | 300.5 | 406 | 70 | 231 | 2586 | 1377 | 6764 | 274 | 1425 | 929 | 1221 | 1205 | 501 | 3995 | 1415 | 76 | 1575 | 630 | 183 | 226 | 2382 | 423 | 935 | 0 | 1270 | 2349 | 517 | 3944 | 710 | 1233 | 4776 | 29 | 91 | 3822 | 4065 | 3738 | 961 | 76 | 1087 | 605 | 639 | 4758 | 314 | 4177 | 836 | 174 | 278 | 132 | 1869 | 53 | 263 | 176.8 | 1051 | 240.9 | 438 | 3148 | 3856 | 356 | 1170 | 128 | 908 | 206 | 3478 | 631 | 490.5 | 7 | 175 | 3661 | 1811 | 100 | 0 | 243 | 5203 | 10302 | 7440 | 0 | 28
|  | EODS Limit Type | Default | Default | Default | Default | Default | Default | Default | Default | Default | Default | Default | Default | Default | Default | Default | Default | Default | Default | Actual | Default | Default | Actual | Default | Default | Actual | Actual | Actual | Actual | Default | Default | Default | Default | Actual | Default | Actual | Actual | Actual | Default | Default | Actual | Default | Default | Default | Default | Default | Default | Default | Default | Default | Default | Default | Default | Default | Actual | Default | Default | Default | Default | Default | Default | Default | Default | Default | Default | Default | Default | Default | Default | Default | Default | Default | Default | Default | Default | Default | Actual | Actual | Actual | Default | Actual | Default | Actual | Actual | Actual | Default | Actual | Actual | Actual | Actual | Actual | Actual | Actual | Actual | Default | Actual | Actual | Actual | Default | Actual | Actual | Actual | Actual | Actual | Default | Default | Actual | Actual
White Paper Transmission Upgrade Info |  | FCDS AMOUNT | 1500 | 2000 | 1800 | 2500 | 900 | 500 | 2000 | 2000 | 2000 | 2000 | 1058 | 800 | N/A | 186 | 1206 | 1221 | 1178 | 1046 | 1370 | 588 | 3000 | 5000 | 600 | 3350 | 1200 | 4327 | 1367 | 1285 | 6800 | 920 | 700 | 547 | 936 | 431 | 746 | 2823 | 819 | 692 | 2189 | 4754 | 2522 | 2201 | 556 | 703 | 8645 | 109 | 50 | 480 | 26 | 707 | 460 | 574 | 485 | 2000 | 978 | 548 | 861 | 653 | 6034 | 5601 | 3521 | 131 | 1255 | 831 | 300 | 163 | 290 | 74 | 70 | 348 | 160 | 70 | 712 | 4344 | 1766 | 1418 | 16891 | 687 | 179 | 206 | 9 | 367 | 784 | 637 | 234 | 14,825 | 10038 | 47 | 2274 | 1211 | 1211 | 4931 | 6367 | 6367 | 3160 | 2019 | 878 | 588 | 2648 | 358 | 60 | 3192 | 4125 | 2479 | 8379 | N/A | N/A
|  | Est. Cost (millions): | 13.2 | 85.9 | 660 | 612 | 600 | 1253 | 4358 | 4358 | 100 | 100 | 11 | 28 | - | 329 | N/A | N/A | N/A | 239 | 67 | N/A | 463 | N/A | 1182 | 89 | 69 | N/A | N/A | N/A | 2165 | 58.1 | 100 | 14.7 | N/A | 671.054 | N/A | N/A | N/A | 28.3 | 79.91 | 29.971 | 283.4 | 210.6 | 103.366 | 725 | 2851.848 | 9.329 | 50 | 185 | 180 | 125 | 400 | 0 | 0 | 2300 | N/A | 0 | 0 | 0 | 417.332 | 0 | 0 | 185 | 1700 | 0 | 0 | 0 | 125 | 400 | 0 | N/A | 0 | 0 | 380 | 25 | 700 | 1008.032 | 940 | 220 | 30 | 620 | 0 | 120 | 150 | 760 | 100 | 35 | 35 | 110 | 1500 | 250 | 550 | 0 | N/A | 0 | 370 | 0 | 0 | 154 | N/A | 125 | 135 | 330 | 830 | 0 | 214.062 | N/A | N/A
|  | Est. In Service Date: | 2027 | 2029 | 2034 | 2034 | 2034 | 2034 | 2034 | 2034 | 2027 | 2027 | 2027 | 2027 | 0 | 2034 | 2033 | 2028 | 2028 | 2034 | 2029 | 2034 | 2031 | 2034 | 2035 | 2028 | 2029 | 2034 | 2027 | 2027 | 2035 | 2030 | 2029 | 2029 | 2032 | 2029 | 2034 | 2034 | 2034 | 2029 | 2030 | 2028 | 2030 | 2030 | 2029 | 2040 | 2037 | 2030 | 2030 | 2035 | 2032 | 2032 | 2035 | 2035 | 2035 | 2034 | 2028 | 2028 | 2028 | 2028 | 2032 | 2032 | 2032 | 2035 | 2043 | 2043 | 2043 | 2043 | 2032 | 2037 | 2037 | 2028 | 2028 | 2028 | 2037 | 2030 | 2037 | 2033 | 2037 | 2033 | 2030 | 2036 | 2036 | 2032 | 2033 | 2037 | 2031 | 2029 | 2029 | 2033 | 2040 | 2035 | 2040 | 2028 | 2028 | 2028 | 2035 | 2035 | 2035 | 2032 | 2032 | 2037 | 2031 | 2035 | 2033 | 2033 | 2032 | 0 | 0
|  | EODS AMOUNT | N/A | N/A | N/A | N/A | N/A | N/A | 2000 | 2000 | 15 | 15 | N/A | N/A | N/A | N/A | N/A | N/A | N/A | N/A | 1299 | 588 | N/A | 5991 | N/A | N/A | 1200 | N/A | 930 | 1992 | 6800 | N/A | N/A | N/A | 936 | N/A | 82 | 4680 | 0 | N/A | N/A | 4754 | N/A | N/A | N/A | N/A | N/A | N/A | N/A | N/A | 25 | N/A | N/A | N/A | N/A | 2000 | N/A | N/A | N/A | N/A | N/A | N/A | N/A | N/A | N/A | N/A | N/A | N/A | N/A | N/A | N/A | N/A | N/A | N/A | N/A | N/A | N/A | 230 | 962 | 632 | N/A | 67.7 | N/A | 106.58 | 1477 | 475 | N/A | 6843 | 6343 | 390 | 607 | 122 | 546 | 402 | 3139 | N/A | 87 | 302 | 5 | N/A | 2047 | 291 | 226 | 65 | 4125 | N/A | N/A | 1760 | 66
|  | Est. Cost (millions): | N/A | N/A | N/A | N/A | N/A | N/A | 66 | 66 | 45 | 45 | N/A | N/A | N/A | N/A | N/A | N/A | N/A | N/A | 67 | N/A | N/A | N/A | N/A | N/A | 69 | N/A | N/A | N/A | 2165 | N/A | N/A | N/A | N/A | N/A | N/A | N/A | 0 | N/A | N/A | 29.971 | N/A | N/A | N/A | N/A | N/A | N/A | N/A | N/A | 180 | N/A | N/A | N/A | N/A | 2300 | N/A | N/A | N/A | N/A | N/A | N/A | N/A | N/A | N/A | N/A | N/A | N/A | N/A | N/A | N/A | N/A | N/A | N/A | N/A | N/A | N/A | 1008.032 | 940 | 220 | N/A | 620 | 0 | 120 | 150 | 760 | 100 | 35 | 35 | 110 | 1500 | 250 | 550 | 0 | 0 | 0 | 370 | 0 | 0 | N/A | N/A | 125 | 135 | 330 | 830 | 0 | N/A | 40.2 | 150
|  | Est. In Service Date: | 0 | 0 | 0 | 0 | 0 | 0 | 2034 | 2034 | 2028 | 2028 | 0 | 0 | 0 | 0 | 0 | 0 | 0 | 0 | 2029 | 2034 | 0 | 2034 | 0 | 0 | 0 | 0 | 2027 | 2027 | 2035 | 0 | 0 | 0 | 2032 | 0 | 2034 | 2034 | 0 | 0 | 0 | 2028 | 0 | 0 | 0 | 0 | 0 | 0 | 0 | 0 | 2032 | 0 | 0 | 0 | 0 | 2034 | 0 | 0 | 0 | 0 | 0 | 0 | 0 | 0 | 0 | 0 | 0 | 0 | 0 | 0 | 0 | 0 | 0 | 0 | 0 | 0 | 0 | 2033 | 2037 | 2033 | 0 | 2036 | 2036 | 2032 | 2033 | 2037 | 2031 | 2029 | 2029 | 2033 | 2040 | 2035 | 2040 | 2028 | 2028 | 0 | 2035 | 2035 | 2035 | 0 | 2032 | 2037 | 2031 | 2035 | 2033 | 2033 | 0 | 2033 | 2035
|  | Upgrades are same | None | None | None | None | None | None | No | No | No | No | None | None | None | None | None | None | None | None | Yes | Yes | None | Yes | None | None | Yes | None | Yes | Yes | Yes | None | None | None | Yes | None | Yes | Yes | No | None | None | Yes | None | None | None | None | None | None | None | None | Yes | None | None | None | None | Yes | None | None | None | None | None | None | None | None | None | None | None | None | None | None | None | None | None | None | None | None | None | Yes | Yes | Yes | None | Yes | Yes | Yes | Yes | Yes | Yes | Yes | Yes | Yes | Yes | Yes | Yes | Yes | Yes | None | Yes | Yes | Yes | None | Yes | Yes | Yes | Yes | Yes | Yes | None | No | No
|  | Upgrade approved | No | No | No | No | No | No | No | No | No | No | No | No | No | No | Yes | Yes | Yes | No | No | Yes | No | Yes | No | No | No | Yes | Yes | Yes | No | No | No | No | Yes | No | Yes | Yes | Yes | No | No | No | No | No | No | No | No | No | No | No | No | No | No | No | No | No | Yes | Yes | Yes | Yes | No | No | No | No | No | No | No | No | No | No | No | Yes | Yes | Yes | No | No | No | No | No | No | No | No | No | No | No | No | No | No | No | No | No | No | No | Yes | Yes | Yes | No | No | No | No | Yes | No | No | No | No | No | No | No | No
Tx Calculations Baseline Alignment Calculations |  |  | (Rows 19-80) |  | Calculations to account for resources in IRP baseline not in Tx Capability Baseline and other adjustments
Excluded Tx Utilization for Calculations |  | FCDS | [6 empty] | 251.8 | 251.8 | 84.134 | 84.134 | [20 empty] | 259.75 |  | 713.2 | [11 empty] | 358 | [13 empty] | 209 |  |  |  | 134.8 | [13 empty] | 828.43 | [15 empty] | 841.79 | 841.79 | 272.18 |  |  |  | 6.93
|  | EODS | [6 empty] | 0 | 0 | 0.855 | 0.855
ERM-IRP Baseline Reconciliation Resources
FCDS | Mapped MWs
|  | Geothermal | 0 | 0 | 0 | 0 | 0 | 0 | 0 | 0 | 0 | 0 | 0 | 0 | 0 | 53.7 | 53.7 | 53.7 | 53.7 | 0 | 0 | 138.2 | 0 | 183.2 | 0 | 45 | 0 | 95 | 0 | 0 | 138.2 | 0 | 0 | 0 | 50 | 0 | 50 | 50 | 50 | 0 | 50 | 50 | 50 | 0 | 0 | 20.8 | 20.8 | 0 | 20.8 | 40 | 0 | 0 | 0 | 0 | 0 | 0 | 0 | 0 | 0 | 20.8 | 0 | 20.8 | 20.8 | 0 | 0 | 0 | 0 | 0 | 0 | 0 | 0 | 0 | 0 | 0 | 0 | 0 | 20.8 | 0 | 0 | 0 | 0 | 0 | 0 | 0 | 0 | 0 | 0 | 0 | 0 | 0 | 0 | 0 | 0 | 0 | 0 | 0 | 0 | 0 | 0 | 0 | 0 | 0 | 0 | 0 | 0 | 0 | 0 | 0 | 0
|  | Biomass | 0 | 0 | 1.9 | 0 | 1.9 | 0 | 1.9 | 1.9 | 0 | 0 | 0 | 0 | 0 | 0 | 0 | 0 | 0 | 0 | 0 | 0 | 0 | 0 | 0 | 0 | 0 | 0 | 0 | 0 | 1.9 | 0 | 0 | 0 | 0 | 0 | 0 | 0 | 0 | 0 | 0 | 0 | 0 | 0 | 0 | 0 | 0 | 0 | 0 | 0 | 0 | 0 | 4.7 | 0 | 0 | 0 | 0 | 0 | 0 | 0 | 0 | 0 | 0 | 0 | 2.8 | 0 | 2.8 | 2.8 | 0 | 0 | 0 | 0 | 0 | 0 | 0 | 0 | 0 | 0 | 1.9 | 0 | 0 | 0 | 0 | 0 | 0 | 0 | 0 | 1.9 | 1.9 | 0 | 1.9 | 1.9 | 1.9 | 4.7 | 1.9 | 1.9 | 1.9 | 1.9 | 0 | 1.9 | 1.9 | 0 | 0 | 4.7 | 0 | 0 | 0 | 1.9 | 0
|  | Wind | 0 | 0 | 0 | 0 | 0 | 0 | 0 | 0 | 0 | 0 | 0 | 0 | 0 | 0 | 0 | 0 | 0 | 0 | 0 | 455 | 0 | 455 | 0 | 93.6 | 0 | 198.6 | 0 | 0 | 455 | 0 | 0 | 0 | 105 | 0 | 105 | 105 | 105 | 0 | 0 | 105 | 105 | 0 | 0 | 0 | 90 | 0 | 0 | 0 | 0 | 0 | 0 | 0 | 0 | 0 | 0 | 0 | 0 | 0 | 90 | 90 | 90 | 0 | 0 | 90 | 134.8 | 0 | 0 | 0 | 0 | 0 | 0 | 0 | 0 | 90 | 90 | 0 | 44.8 | 0 | 0 | 0 | 0 | 0 | 91.2 | 0 | 0 | 76.4 | 76.4 | 0 | 0 | 0 | 0 | 76.4 | 0 | 0 | 0 | 0 | 0 | 0 | 0 | 0 | 0 | 0 | 0 | 0 | 0 | 76.4 | 0
|  | OOS Wind | 0 | 0 | 0 | 0 | 0 | 0 | 0 | 0 | 0 | 0 | 0 | 0 | 0 | 0 | 0 | 0 | 0 | 0 | 0 | 0 | 0 | 0 | 0 | 0 | 0 | 0 | 0 | 0 | 0 | 0 | 0 | 0 | 0 | 0 | 0 | 0 | 0 | 0 | 0 | 0 | 0 | 0 | 0 | 0 | 0 | 0 | 0 | 0 | 0 | 0 | 0 | 0 | 0 | 0 | 0 | 0 | 0 | 0 | 0 | 0 | 0 | 0 | 0 | 0 | 0 | 0 | 0 | 0 | 0 | 0 | 0 | 0 | 0 | 0 | 0 | 0 | 0 | 0 | 0 | 0 | 0 | 0 | 0 | 0 | 0 | 0 | 0 | 0 | 0 | 0 | 0 | 0 | 0 | 0 | 0 | 0 | 0 | 0 | 0 | 0 | 0 | 0 | 0 | 0 | 0 | 0 | 0
|  | Offshore Wind | 0 | 0 | 0 | 0 | 0 | 0 | 0 | 0 | 0 | 0 | 0 | 0 | 0 | 0 | 0 | 0 | 0 | 0 | 0 | 0 | 0 | 0 | 0 | 0 | 0 | 0 | 0 | 0 | 0 | 0 | 0 | 0 | 0 | 0 | 0 | 0 | 0 | 0 | 0 | 0 | 0 | 0 | 0 | 0 | 0 | 0 | 0 | 0 | 0 | 0 | 0 | 0 | 0 | 0 | 0 | 0 | 0 | 0 | 0 | 0 | 0 | 0 | 0 | 0 | 0 | 0 | 0 | 0 | 0 | 0 | 0 | 0 | 0 | 0 | 0 | 0 | 0 | 0 | 0 | 0 | 0 | 0 | 0 | 0 | 0 | 0 | 0 | 0 | 0 | 0 | 0 | 0 | 0 | 0 | 0 | 0 | 0 | 0 | 0 | 0 | 0 | 0 | 0 | 0 | 0 | 0 | 0
|  | Distributed Solar | 29 | 14.5 | 29 | 0 | 0 | 14.5 | 14.5 | 14.5 | 0 | 0 | 0 | 0 | 0 | 2 | 5 | 5 | 5 | 0 | 0 | 0 | 0 | 0 | 0 | 0 | 0 | 0 | 0 | 0 | 14.5 | 0 | 0 | 0 | 0 | 0 | 0 | 0 | 0 | 0 | 0 | 0 | 0 | 0 | 0 | 0 | 0 | 0 | 0 | 0 | 0 | 0 | 0 | 0 | 0 | 0 | 0 | 0 | 0 | 0 | 0 | 0 | 0 | 0 | 0 | 0 | 5 | 0 | 0 | 0 | 0 | 0 | 0 | 0 | 0 | 0 | 0 | 0 | 5 | 0 | 0 | 0 | 0 | 0 | 0 | 0 | 0 | 0 | 0 | 0 | 0 | 0 | 0 | 0 | 0 | 0 | 0 | 0 | 0 | 0 | 0 | 0 | 0 | 0 | 0 | 0 | 0 | 0 | 0
|  | Solar | 1604.8 | 1210 | 536.8 | 735 | 0 | 355.8 | 394.8 | 394.8 | 39 | 39 | 0 | 0 | 0 | 0 | 599 | 599 | 599 | 0 | 456.6 | 297.5 | 0 | 297.5 | 0 | 0 | 0 | 172.5 | 0 | 125 | 692.3 | 0 | 0 | 0 | 120 | 0 | 120 | 172.5 | 120 | 0 | 120 | 120 | 120 | 0 | 0 | 0 | 0 | 0 | 0 | 0 | 0 | 0 | 206.21 | 0 | 0 | 0 | 0 | 0 | 0 | 0 | 0 | 0 | 6.21 | 0 | 6.21 | 0 | 6.21 | 0 | 0 | 6.21 | 6.21 | 0 | 0 | 0 | 0 | 6.21 | 0 | 0 | 469.9 | 0 | 0 | 0 | 0 | 0 | 0 | 0 | 100 | 419.9 | 469.9 | 0 | 200 | 200 | 200 | 250 | 200 | 200 | 200 | 200 | 0 | 200 | 200 | 0 | 0 | 200 | 0 | 119.9 | 119.9 | 200 | 0
|  | Battery_4hr | 1276.5 | 1096.5 | 757 | 549 | 30 | 180 | 370 | 370 | 80 | 80 | 10 | 10 | 170.4 | 0 | 317.5 | 317.5 | 317.5 | 0 | 751 | 248.5 | 0 | 473.5 | 0 | 825 | 280 | 1008.5 | 0 | 65 | 743.5 | 40 | 550 | 0 | 871 | 6 | 531 | 183.5 | 531 | 0 | 421 | 421 | 521 | 590 | 0 | 200 | 856 | 0 | 0 | 0 | 0 | 6 | 578 | 6 | 6 | 0 | 200 | 200 | 0 | 550 | 500 | 500 | 1457.5 | 0 | 157 | 600 | 1370.5 | 138 | 0 | 15 | 15 | 0 | 0 | 607.5 | 257.5 | 925 | 300 | 99.7 | 567.7 | 0 | 0 | 0 | 0 | 0 | 99.7 | 0 | 0 | 292.7 | 287.7 | 0 | 40 | 40 | 40 | 789.5 | 40 | 40 | 40 | 149.7 | 99.7 | 40 | 40 | 0 | 0 | 172 | 0 | 595.5 | 172.7 | 120 | 0
|  | Battery_8hr | 69 | 69 | 0 | 0 | 0 | 0 | 0 | 0 | 0 | 0 | 0 | 0 | 0 | 0 | 0 | 0 | 0 | 0 | 0 | 0 | 0 | 0 | 0 | 0 | 0 | 0 | 0 | 0 | 0 | 50 | 0 | 0 | 60 | 0 | 60 | 0 | 60 | 0 | 0 | 0 | 0 | 50 | 0 | 0 | 0 | 0 | 0 | 0 | 0 | 0 | 0 | 0 | 0 | 0 | 0 | 0 | 0 | 0 | 0 | 0 | 32 | 0 | 0 | 0 | 32 | 0 | 0 | 0 | 0 | 0 | 0 | 32 | 0 | 0 | 0 | 0 | 0 | 0 | 0 | 0 | 0 | 0 | 0 | 0 | 0 | 32 | 32 | 0 | 0 | 0 | 0 | 32 | 32 | 32 | 0 | 0 | 0 | 0 | 0 | 0 | 0 | 0 | 0 | 32 | 0 | 32 | 0
|  | LDES | 0 | 0 | 0 | 0 | 0 | 0 | 0 | 0 | 0 | 0 | 0 | 0 | 0 | 0 | 0 | 0 | 0 | 0 | 0 | 0 | 0 | 0 | 0 | 0 | 0 | 0 | 0 | 0 | 0 | 0 | 0 | 0 | 0 | 0 | 0 | 0 | 0 | 0 | 0 | 0 | 0 | 0 | 0 | 0 | 0 | 0 | 0 | 0 | 0 | 0 | 0 | 0 | 0 | 0 | 0 | 0 | 0 | 0 | 0 | 0 | 0 | 0 | 0 | 0 | 0 | 0 | 0 | 0 | 0 | 0 | 0 | 0 | 0 | 0 | 0 | 0 | 0 | 0 | 0 | 0 | 0 | 0 | 0 | 0 | 0 | 0 | 0 | 0 | 0 | 0 | 0 | 0 | 0 | 0 | 0 | 0 | 0 | 0 | 0 | 0 | 0 | 0 | 0 | 0 | 0 | 0 | 0
EODS | Mapped MWs
|  | Wind | 0 | 0 | 0 | 0 | 0 | 0 | 0 | 0 | 0 | 0 | 0 | 0 | 0 | 0 | 0 | 0 | 0 | 0 | 0 | 0 | 0 | 0 | 0 | 0 | 0 | 0 | 0 | 0 | 0 | 0 | 0 | 0 | 0 | 0 | 0 | 0 | 0 | 0 | 0 | 0 | 0 | 0 | 0 | 0 | 0 | 0 | 0 | 0 | 0 | 0 | 0 | 0 | 0 | 0 | 0 | 0 | 0 | 0 | 0 | 0 | 0 | 0 | 0 | 0 | 0 | 0 | 0 | 0 | 0 | 0 | 0 | 0 | 0 | 0 | 0 | 0 | 0 | 0 | 0 | 0 | 0 | 0 | 0 | 0 | 0 | 0 | 0 | 0 | 0 | 0 | 0 | 0 | 0 | 0 | 0 | 0 | 0 | 0 | 0 | 0 | 0 | 0 | 0 | 0 | 0 | 0 | 0
|  | OOS Wind | 0 | 0 | 0 | 0 | 0 | 0 | 0 | 0 | 0 | 0 | 0 | 0 | 0 | 0 | 0 | 0 | 0 | 0 | 0 | 0 | 0 | 0 | 0 | 0 | 0 | 0 | 0 | 0 | 0 | 0 | 0 | 0 | 0 | 0 | 0 | 0 | 0 | 0 | 0 | 0 | 0 | 0 | 0 | 0 | 0 | 0 | 0 | 0 | 0 | 0 | 0 | 0 | 0 | 0 | 0 | 0 | 0 | 0 | 0 | 0 | 0 | 0 | 0 | 0 | 0 | 0 | 0 | 0 | 0 | 0 | 0 | 0 | 0 | 0 | 0 | 0 | 0 | 0 | 0 | 0 | 0 | 0 | 0 | 0 | 0 | 0 | 0 | 0 | 0 | 0 | 0 | 0 | 0 | 0 | 0 | 0 | 0 | 0 | 0 | 0 | 0 | 0 | 0 | 0 | 0 | 0 | 0
|  | Offshore Wind | 0 | 0 | 0 | 0 | 0 | 0 | 0 | 0 | 0 | 0 | 0 | 0 | 0 | 0 | 0 | 0 | 0 | 0 | 0 | 0 | 0 | 0 | 0 | 0 | 0 | 0 | 0 | 0 | 0 | 0 | 0 | 0 | 0 | 0 | 0 | 0 | 0 | 0 | 0 | 0 | 0 | 0 | 0 | 0 | 0 | 0 | 0 | 0 | 0 | 0 | 0 | 0 | 0 | 0 | 0 | 0 | 0 | 0 | 0 | 0 | 0 | 0 | 0 | 0 | 0 | 0 | 0 | 0 | 0 | 0 | 0 | 0 | 0 | 0 | 0 | 0 | 0 | 0 | 0 | 0 | 0 | 0 | 0 | 0 | 0 | 0 | 0 | 0 | 0 | 0 | 0 | 0 | 0 | 0 | 0 | 0 | 0 | 0 | 0 | 0 | 0 | 0 | 0 | 0 | 0 | 0 | 0
|  | Solar | 66 | 0 | 66 | 0 | 0 | 0 | 66 | 66 | 66 | 66 | 0 | 0 | 0 | 0 | 33 | 33 | 33 | 0 | 131 | 0 | 0 | 382 | 0 | 382 | 250 | 382 | 0 | 0 | 316 | 0 | 0 | 0 | 0 | 0 | 0 | 0 | 0 | 0 | 0 | 0 | 0 | 0 | 0 | 0 | 0 | 0 | 0 | 0 | 0 | 0 | 14.11 | 0 | 0 | 0 | 0 | 0 | 0 | 0 | 0 | 0 | 14.11 | 0 | 14.11 | 0 | 14.11 | 0 | 0 | 14.11 | 14.11 | 0 | 0 | 0 | 0 | 14.11 | 0 | 0 | 5 | 0 | 0 | 0 | 0 | 0 | 0 | 0 | 0 | 5 | 5 | 0 | 0 | 0 | 0 | 0 | 0 | 0 | 0 | 0 | 0 | 0 | 0 | 0 | 0 | 0 | 0 | 5 | 5 | 0 | 0
| HSN Output | HSN
|  | Geothermal | 0 | 0 | 0 | 0 | 0 | 0 | 0 | 0 | 0 | 0 | 0 | 0 | 0 | 53.7 | 53.7 | 53.7 | 53.7 | 0 | 0 | 138.2 | 0 | 183.2 | 0 | 45 | 0 | 95 | 0 | 0 | 138.2 | 0 | 0 | 0 | 50 | 0 | 50 | 50 | 50 | 0 | 50 | 50 | 50 | 0 | 0 | 20.8 | 20.8 | 0 | 20.8 | 40 | 0 | 0 | 0 | 0 | 0 | 0 | 0 | 0 | 0 | 20.8 | 0 | 20.8 | 20.8 | 0 | 0 | 0 | 0 | 0 | 0 | 0 | 0 | 0 | 0 | 0 | 0 | 0 | 20.8 | 0 | 0 | 0 | 0 | 0 | 0 | 0 | 0 | 0 | 0 | 0 | 0 | 0 | 0 | 0 | 0 | 0 | 0 | 0 | 0 | 0 | 0 | 0 | 0 | 0 | 0 | 0 | 0 | 0 | 0 | 0 | 0
|  | Biomass | 0 | 0 | 1.9 | 0 | 1.9 | 0 | 1.9 | 1.9 | 0 | 0 | 0 | 0 | 0 | 0 | 0 | 0 | 0 | 0 | 0 | 0 | 0 | 0 | 0 | 0 | 0 | 0 | 0 | 0 | 1.9 | 0 | 0 | 0 | 0 | 0 | 0 | 0 | 0 | 0 | 0 | 0 | 0 | 0 | 0 | 0 | 0 | 0 | 0 | 0 | 0 | 0 | 4.7 | 0 | 0 | 0 | 0 | 0 | 0 | 0 | 0 | 0 | 0 | 0 | 2.8 | 0 | 2.8 | 2.8 | 0 | 0 | 0 | 0 | 0 | 0 | 0 | 0 | 0 | 0 | 1.9 | 0 | 0 | 0 | 0 | 0 | 0 | 0 | 0 | 1.9 | 1.9 | 0 | 1.9 | 1.9 | 1.9 | 4.7 | 1.9 | 1.9 | 1.9 | 1.9 | 0 | 1.9 | 1.9 | 0 | 0 | 4.7 | 0 | 0 | 0 | 1.9 | 0
|  | Wind | 0 | 0 | 0 | 0 | 0 | 0 | 0 | 0 | 0 | 0 | 0 | 0 | 0 | 0 | 0 | 0 | 0 | 0 | 0 | 253.435 | 0 | 253.435 | 0 | 52.1352 | 0 | 110.6202 | 0 | 0 | 253.435 | 0 | 0 | 0 | 35.385 | 0 | 35.385 | 35.385 | 35.385 | 0 | 0 | 35.385 | 35.385 | 0 | 0 | 0 | 59.85 | 0 | 0 | 0 | 0 | 0 | 0 | 0 | 0 | 0 | 0 | 0 | 0 | 0 | 59.85 | 59.85 | 59.85 | 0 | 0 | 59.85 | 89.642 | 0 | 0 | 0 | 0 | 0 | 0 | 0 | 0 | 59.85 | 59.85 | 0 | 29.792 | 0 | 0 | 0 | 0 | 0 | 60.648 | 0 | 0 | 50.806 | 50.806 | 0 | 0 | 0 | 0 | 50.806 | 0 | 0 | 0 | 0 | 0 | 0 | 0 | 0 | 0 | 0 | 0 | 0 | 0 | 50.806 | 0
|  | OOS Wind | 0 | 0 | 0 | 0 | 0 | 0 | 0 | 0 | 0 | 0 | 0 | 0 | 0 | 0 | 0 | 0 | 0 | 0 | 0 | 0 | 0 | 0 | 0 | 0 | 0 | 0 | 0 | 0 | 0 | 0 | 0 | 0 | 0 | 0 | 0 | 0 | 0 | 0 | 0 | 0 | 0 | 0 | 0 | 0 | 0 | 0 | 0 | 0 | 0 | 0 | 0 | 0 | 0 | 0 | 0 | 0 | 0 | 0 | 0 | 0 | 0 | 0 | 0 | 0 | 0 | 0 | 0 | 0 | 0 | 0 | 0 | 0 | 0 | 0 | 0 | 0 | 0 | 0 | 0 | 0 | 0 | 0 | 0 | 0 | 0 | 0 | 0 | 0 | 0 | 0 | 0 | 0 | 0 | 0 | 0 | 0 | 0 | 0 | 0 | 0 | 0 | 0 | 0 | 0 | 0 | 0 | 0
|  | Offshore Wind | 0 | 0 | 0 | 0 | 0 | 0 | 0 | 0 | 0 | 0 | 0 | 0 | 0 | 0 | 0 | 0 | 0 | 0 | 0 | 0 | 0 | 0 | 0 | 0 | 0 | 0 | 0 | 0 | 0 | 0 | 0 | 0 | 0 | 0 | 0 | 0 | 0 | 0 | 0 | 0 | 0 | 0 | 0 | 0 | 0 | 0 | 0 | 0 | 0 | 0 | 0 | 0 | 0 | 0 | 0 | 0 | 0 | 0 | 0 | 0 | 0 | 0 | 0 | 0 | 0 | 0 | 0 | 0 | 0 | 0 | 0 | 0 | 0 | 0 | 0 | 0 | 0 | 0 | 0 | 0 | 0 | 0 | 0 | 0 | 0 | 0 | 0 | 0 | 0 | 0 | 0 | 0 | 0 | 0 | 0 | 0 | 0 | 0 | 0 | 0 | 0 | 0 | 0 | 0 | 0 | 0 | 0
|  | Distributed Solar | 3.074 | 1.537 | 3.074 | 0 | 0 | 1.537 | 1.537 | 1.537 | 0 | 0 | 0 | 0 | 0 | 0.212 | 0.53 | 0.53 | 0.53 | 0 | 0 | 0 | 0 | 0 | 0 | 0 | 0 | 0 | 0 | 0 | 1.537 | 0 | 0 | 0 | 0 | 0 | 0 | 0 | 0 | 0 | 0 | 0 | 0 | 0 | 0 | 0 | 0 | 0 | 0 | 0 | 0 | 0 | 0 | 0 | 0 | 0 | 0 | 0 | 0 | 0 | 0 | 0 | 0 | 0 | 0 | 0 | 0.5 | 0 | 0 | 0 | 0 | 0 | 0 | 0 | 0 | 0 | 0 | 0 | 0.5 | 0 | 0 | 0 | 0 | 0 | 0 | 0 | 0 | 0 | 0 | 0 | 0 | 0 | 0 | 0 | 0 | 0 | 0 | 0 | 0 | 0 | 0 | 0 | 0 | 0 | 0 | 0 | 0 | 0 | 0
|  | Solar | 170.1088 | 128.26 | 56.9008 | 77.91 | 0 | 37.7148 | 41.8488 | 41.8488 | 4.134 | 4.134 | 0 | 0 | 0 | 0 | 63.494 | 63.494 | 63.494 | 0 | 48.3996 | 31.535 | 0 | 31.535 | 0 | 0 | 0 | 18.285 | 0 | 13.25 | 73.3838 | 0 | 0 | 0 | 3.6 | 0 | 3.6 | 5.175 | 3.6 | 0 | 3.6 | 3.6 | 3.6 | 0 | 0 | 0 | 0 | 0 | 0 | 0 | 0 | 0 | 20.621 | 0 | 0 | 0 | 0 | 0 | 0 | 0 | 0 | 0 | 0.621 | 0 | 0.621 | 0 | 0.621 | 0 | 0 | 0.621 | 0.621 | 0 | 0 | 0 | 0 | 0.621 | 0 | 0 | 46.99 | 0 | 0 | 0 | 0 | 0 | 0 | 0 | 10 | 41.99 | 46.99 | 0 | 20 | 20 | 20 | 25 | 20 | 20 | 20 | 20 | 0 | 20 | 20 | 0 | 0 | 20 | 0 | 11.99 | 11.99 | 20 | 0
|  | Battery_4hr | 1276.5 | 1096.5 | 757 | 549 | 30 | 180 | 370 | 370 | 80 | 80 | 10 | 10 | 170.4 | 0 | 317.5 | 317.5 | 317.5 | 0 | 751 | 248.5 | 0 | 473.5 | 0 | 825 | 280 | 1008.5 | 0 | 65 | 743.5 | 40 | 550 | 0 | 871 | 6 | 531 | 183.5 | 531 | 0 | 421 | 421 | 521 | 590 | 0 | 200 | 856 | 0 | 0 | 0 | 0 | 6 | 578 | 6 | 6 | 0 | 200 | 200 | 0 | 550 | 500 | 500 | 1457.5 | 0 | 157 | 600 | 1370.5 | 138 | 0 | 15 | 15 | 0 | 0 | 607.5 | 257.5 | 925 | 300 | 99.7 | 567.7 | 0 | 0 | 0 | 0 | 0 | 99.7 | 0 | 0 | 292.7 | 287.7 | 0 | 40 | 40 | 40 | 789.5 | 40 | 40 | 40 | 149.7 | 99.7 | 40 | 40 | 0 | 0 | 172 | 0 | 595.5 | 172.7 | 120 | 0
|  | Battery_8hr | 69 | 69 | 0 | 0 | 0 | 0 | 0 | 0 | 0 | 0 | 0 | 0 | 0 | 0 | 0 | 0 | 0 | 0 | 0 | 0 | 0 | 0 | 0 | 0 | 0 | 0 | 0 | 0 | 0 | 50 | 0 | 0 | 60 | 0 | 60 | 0 | 60 | 0 | 0 | 0 | 0 | 50 | 0 | 0 | 0 | 0 | 0 | 0 | 0 | 0 | 0 | 0 | 0 | 0 | 0 | 0 | 0 | 0 | 0 | 0 | 32 | 0 | 0 | 0 | 32 | 0 | 0 | 0 | 0 | 0 | 0 | 32 | 0 | 0 | 0 | 0 | 0 | 0 | 0 | 0 | 0 | 0 | 0 | 0 | 0 | 32 | 32 | 0 | 0 | 0 | 0 | 32 | 32 | 32 | 0 | 0 | 0 | 0 | 0 | 0 | 0 | 0 | 0 | 32 | 0 | 32 | 0
|  | LDES | 0 | 0 | 0 | 0 | 0 | 0 | 0 | 0 | 0 | 0 | 0 | 0 | 0 | 0 | 0 | 0 | 0 | 0 | 0 | 0 | 0 | 0 | 0 | 0 | 0 | 0 | 0 | 0 | 0 | 0 | 0 | 0 | 0 | 0 | 0 | 0 | 0 | 0 | 0 | 0 | 0 | 0 | 0 | 0 | 0 | 0 | 0 | 0 | 0 | 0 | 0 | 0 | 0 | 0 | 0 | 0 | 0 | 0 | 0 | 0 | 0 | 0 | 0 | 0 | 0 | 0 | 0 | 0 | 0 | 0 | 0 | 0 | 0 | 0 | 0 | 0 | 0 | 0 | 0 | 0 | 0 | 0 | 0 | 0 | 0 | 0 | 0 | 0 | 0 | 0 | 0 | 0 | 0 | 0 | 0 | 0 | 0 | 0 | 0 | 0 | 0 | 0 | 0 | 0 | 0 | 0 | 0
|  | Total | 1518.6828 | 1295.297 | 818.8748 | 626.91 | 31.9 | 219.2518 | 163.4858 | 163.4858 | 0 | 0 | 10 | 10 | 170.4 | 53.912 | 435.224 | 435.224 | 435.224 | 0 | 799.3996 | 671.67 | 0 | 941.67 | 0 | 922.1352 | 280 | 1232.4052 | 0 | 78.25 | 1211.9558 | 90 | 290.25 | 0 | 306.785 | 6 | 679.985 | 274.06 | 679.985 | 0 | 474.6 | 509.985 | 609.985 | 640 | 0 | 220.8 | 578.65 | 0 | 20.8 | 40 | 0 | 6 | 603.321 | 6 | 6 | 0 | 200 | 200 | 0 | 570.8 | 350.85 | 580.65 | 1570.771 | 0 | 25.621 | 659.85 | 1496.063 | 140.8 | 0 | 15.621 | 15.621 | 0 | 0 | 639.5 | 257.5 | 985.471 | 380.65 | 99.7 | -181.548 | 0 | 0 | 0 | 0 | 0 | 160.348 | 0 | 10 | 419.396 | 419.396 | 0 | 61.9 | 61.9 | 61.9 | 902.006 | -747.89 | -747.89 | -210.28 | 171.6 | 99.7 | 61.9 | 54.97 | 0 | 0 | 196.7 | 0 | 639.49 | 184.69 | 224.706 | 0
| SSN Output | SSN
|  | Geothermal | 0 | 0 | 0 | 0 | 0 | 0 | 0 | 0 | 0 | 0 | 0 | 0 | 0 | 53.7 | 53.7 | 53.7 | 53.7 | 0 | 0 | 138.2 | 0 | 183.2 | 0 | 45 | 0 | 95 | 0 | 0 | 138.2 | 0 | 0 | 0 | 50 | 0 | 50 | 50 | 50 | 0 | 50 | 50 | 50 | 0 | 0 | 20.8 | 20.8 | 0 | 20.8 | 40 | 0 | 0 | 0 | 0 | 0 | 0 | 0 | 0 | 0 | 20.8 | 0 | 20.8 | 20.8 | 0 | 0 | 0 | 0 | 0 | 0 | 0 | 0 | 0 | 0 | 0 | 0 | 0 | 20.8 | 0 | 0 | 0 | 0 | 0 | 0 | 0 | 0 | 0 | 0 | 0 | 0 | 0 | 0 | 0 | 0 | 0 | 0 | 0 | 0 | 0 | 0 | 0 | 0 | 0 | 0 | 0 | 0 | 0 | 0 | 0 | 0
|  | Biomass | 0 | 0 | 1.9 | 0 | 1.9 | 0 | 1.9 | 1.9 | 0 | 0 | 0 | 0 | 0 | 0 | 0 | 0 | 0 | 0 | 0 | 0 | 0 | 0 | 0 | 0 | 0 | 0 | 0 | 0 | 1.9 | 0 | 0 | 0 | 0 | 0 | 0 | 0 | 0 | 0 | 0 | 0 | 0 | 0 | 0 | 0 | 0 | 0 | 0 | 0 | 0 | 0 | 4.7 | 0 | 0 | 0 | 0 | 0 | 0 | 0 | 0 | 0 | 0 | 0 | 2.8 | 0 | 2.8 | 2.8 | 0 | 0 | 0 | 0 | 0 | 0 | 0 | 0 | 0 | 0 | 1.9 | 0 | 0 | 0 | 0 | 0 | 0 | 0 | 0 | 1.9 | 1.9 | 0 | 1.9 | 1.9 | 1.9 | 4.7 | 1.9 | 1.9 | 1.9 | 1.9 | 0 | 1.9 | 1.9 | 0 | 0 | 4.7 | 0 | 0 | 0 | 1.9 | 0
|  | Wind | 0 | 0 | 0 | 0 | 0 | 0 | 0 | 0 | 0 | 0 | 0 | 0 | 0 | 0 | 0 | 0 | 0 | 0 | 0 | 94.64 | 0 | 94.64 | 0 | 19.4688 | 0 | 41.3088 | 0 | 0 | 94.64 | 0 | 0 | 0 | 11.76 | 0 | 11.76 | 11.76 | 11.76 | 0 | 0 | 11.76 | 11.76 | 0 | 0 | 0 | 14.67 | 0 | 0 | 0 | 0 | 0 | 0 | 0 | 0 | 0 | 0 | 0 | 0 | 0 | 14.67 | 14.67 | 14.67 | 0 | 0 | 14.67 | 21.9724 | 0 | 0 | 0 | 0 | 0 | 0 | 0 | 0 | 14.67 | 14.67 | 0 | 7.3024 | 0 | 0 | 0 | 0 | 0 | 14.8656 | 0 | 0 | 12.4532 | 12.4532 | 0 | 0 | 0 | 0 | 12.4532 | 0 | 0 | 0 | 0 | 0 | 0 | 0 | 0 | 0 | 0 | 0 | 0 | 0 | 12.4532 | 0
|  | OOS Wind | 0 | 0 | 0 | 0 | 0 | 0 | 0 | 0 | 0 | 0 | 0 | 0 | 0 | 0 | 0 | 0 | 0 | 0 | 0 | 0 | 0 | 0 | 0 | 0 | 0 | 0 | 0 | 0 | 0 | 0 | 0 | 0 | 0 | 0 | 0 | 0 | 0 | 0 | 0 | 0 | 0 | 0 | 0 | 0 | 0 | 0 | 0 | 0 | 0 | 0 | 0 | 0 | 0 | 0 | 0 | 0 | 0 | 0 | 0 | 0 | 0 | 0 | 0 | 0 | 0 | 0 | 0 | 0 | 0 | 0 | 0 | 0 | 0 | 0 | 0 | 0 | 0 | 0 | 0 | 0 | 0 | 0 | 0 | 0 | 0 | 0 | 0 | 0 | 0 | 0 | 0 | 0 | 0 | 0 | 0 | 0 | 0 | 0 | 0 | 0 | 0 | 0 | 0 | 0 | 0 | 0 | 0
|  | Offshore Wind | 0 | 0 | 0 | 0 | 0 | 0 | 0 | 0 | 0 | 0 | 0 | 0 | 0 | 0 | 0 | 0 | 0 | 0 | 0 | 0 | 0 | 0 | 0 | 0 | 0 | 0 | 0 | 0 | 0 | 0 | 0 | 0 | 0 | 0 | 0 | 0 | 0 | 0 | 0 | 0 | 0 | 0 | 0 | 0 | 0 | 0 | 0 | 0 | 0 | 0 | 0 | 0 | 0 | 0 | 0 | 0 | 0 | 0 | 0 | 0 | 0 | 0 | 0 | 0 | 0 | 0 | 0 | 0 | 0 | 0 | 0 | 0 | 0 | 0 | 0 | 0 | 0 | 0 | 0 | 0 | 0 | 0 | 0 | 0 | 0 | 0 | 0 | 0 | 0 | 0 | 0 | 0 | 0 | 0 | 0 | 0 | 0 | 0 | 0 | 0 | 0 | 0 | 0 | 0 | 0 | 0 | 0
|  | Distributed Solar | 12.383 | 6.1915 | 12.383 | 0 | 0 | 6.1915 | 6.1915 | 6.1915 | 0 | 0 | 0 | 0 | 0 | 0.854 | 2.135 | 2.135 | 2.135 | 0 | 0 | 0 | 0 | 0 | 0 | 0 | 0 | 0 | 0 | 0 | 6.1915 | 0 | 0 | 0 | 0 | 0 | 0 | 0 | 0 | 0 | 0 | 0 | 0 | 0 | 0 | 0 | 0 | 0 | 0 | 0 | 0 | 0 | 0 | 0 | 0 | 0 | 0 | 0 | 0 | 0 | 0 | 0 | 0 | 0 | 0 | 0 | 2.78 | 0 | 0 | 0 | 0 | 0 | 0 | 0 | 0 | 0 | 0 | 0 | 2.78 | 0 | 0 | 0 | 0 | 0 | 0 | 0 | 0 | 0 | 0 | 0 | 0 | 0 | 0 | 0 | 0 | 0 | 0 | 0 | 0 | 0 | 0 | 0 | 0 | 0 | 0 | 0 | 0 | 0 | 0
|  | Solar | 685.2496 | 516.67 | 229.2136 | 313.845 | 0 | 151.9266 | 168.5796 | 168.5796 | 16.653 | 16.653 | 0 | 0 | 0 | 0 | 255.773 | 255.773 | 255.773 | 0 | 194.9682 | 127.0325 | 0 | 127.0325 | 0 | 0 | 0 | 73.6575 | 0 | 53.375 | 295.6121 | 0 | 0 | 0 | 48.24 | 0 | 48.24 | 69.345 | 48.24 | 0 | 48.24 | 48.24 | 48.24 | 0 | 0 | 0 | 0 | 0 | 0 | 0 | 0 | 0 | 114.6528 | 0 | 0 | 0 | 0 | 0 | 0 | 0 | 0 | 0 | 3.4528 | 0 | 3.4528 | 0 | 3.4528 | 0 | 0 | 3.4528 | 3.4528 | 0 | 0 | 0 | 0 | 3.4528 | 0 | 0 | 261.2644 | 0 | 0 | 0 | 0 | 0 | 0 | 0 | 55.6 | 233.4644 | 261.2644 | 0 | 111.2 | 111.2 | 111.2 | 139 | 111.2 | 111.2 | 111.2 | 111.2 | 0 | 111.2 | 111.2 | 0 | 0 | 111.2 | 0 | 66.6644 | 66.6644 | 111.2 | 0
|  | Battery_4hr | 638.25 | 548.25 | 378.5 | 274.5 | 15 | 90 | 185 | 185 | 40 | 40 | 5 | 5 | 85.2 | 0 | 158.75 | 158.75 | 158.75 | 0 | 375.5 | 124.25 | 0 | 236.75 | 0 | 412.5 | 140 | 504.25 | 0 | 32.5 | 371.75 | 20 | 275 | 0 | 435.5 | 3 | 265.5 | 91.75 | 265.5 | 0 | 210.5 | 210.5 | 260.5 | 295 | 0 | 100 | 428 | 0 | 0 | 0 | 0 | 3 | 289 | 3 | 3 | 0 | 100 | 100 | 0 | 275 | 250 | 250 | 728.75 | 0 | 78.5 | 300 | 685.25 | 69 | 0 | 7.5 | 7.5 | 0 | 0 | 303.75 | 128.75 | 462.5 | 150 | 49.85 | 283.85 | 0 | 0 | 0 | 0 | 0 | 49.85 | 0 | 0 | 146.35 | 143.85 | 0 | 20 | 20 | 20 | 394.75 | 20 | 20 | 20 | 74.85 | 49.85 | 20 | 20 | 0 | 0 | 86 | 0 | 297.75 | 86.35 | 60 | 0
|  | Battery_8hr | 34.5 | 34.5 | 0 | 0 | 0 | 0 | 0 | 0 | 0 | 0 | 0 | 0 | 0 | 0 | 0 | 0 | 0 | 0 | 0 | 0 | 0 | 0 | 0 | 0 | 0 | 0 | 0 | 0 | 0 | 25 | 0 | 0 | 30 | 0 | 30 | 0 | 30 | 0 | 0 | 0 | 0 | 25 | 0 | 0 | 0 | 0 | 0 | 0 | 0 | 0 | 0 | 0 | 0 | 0 | 0 | 0 | 0 | 0 | 0 | 0 | 16 | 0 | 0 | 0 | 16 | 0 | 0 | 0 | 0 | 0 | 0 | 16 | 0 | 0 | 0 | 0 | 0 | 0 | 0 | 0 | 0 | 0 | 0 | 0 | 0 | 16 | 16 | 0 | 0 | 0 | 0 | 16 | 16 | 16 | 0 | 0 | 0 | 0 | 0 | 0 | 0 | 0 | 0 | 16 | 0 | 16 | 0
|  | LDES | 0 | 0 | 0 | 0 | 0 | 0 | 0 | 0 | 0 | 0 | 0 | 0 | 0 | 0 | 0 | 0 | 0 | 0 | 0 | 0 | 0 | 0 | 0 | 0 | 0 | 0 | 0 | 0 | 0 | 0 | 0 | 0 | 0 | 0 | 0 | 0 | 0 | 0 | 0 | 0 | 0 | 0 | 0 | 0 | 0 | 0 | 0 | 0 | 0 | 0 | 0 | 0 | 0 | 0 | 0 | 0 | 0 | 0 | 0 | 0 | 0 | 0 | 0 | 0 | 0 | 0 | 0 | 0 | 0 | 0 | 0 | 0 | 0 | 0 | 0 | 0 | 0 | 0 | 0 | 0 | 0 | 0 | 0 | 0 | 0 | 0 | 0 | 0 | 0 | 0 | 0 | 0 | 0 | 0 | 0 | 0 | 0 | 0 | 0 | 0 | 0 | 0 | 0 | 0 | 0 | 0 | 0
|  | Total | 1370.3826 | 1105.6115 | 621.9966 | 588.345 | 16.9 | 248.1181 | 109.8711 | 109.8711 | -27.481 | -27.481 | 5 | 5 | 85.2 | 54.554 | 470.358 | 470.358 | 470.358 | 0 | 570.4682 | 484.1225 | 0 | 641.6225 | 0 | 476.9688 | 140 | 714.2163 | 0 | 85.875 | 908.2936 | 45 | 15.25 | 0 | -137.7 | 3 | 405.5 | 222.855 | 405.5 | 0 | 308.74 | 320.5 | 370.5 | 320 | 0 | 120.8 | 105.47 | 0 | 20.8 | 40 | 0 | 3 | 408.3528 | 3 | 3 | 0 | 100 | 100 | 0 | 295.8 | 55.67 | 285.47 | 783.6728 | 0 | -50.0472 | 314.67 | 732.2552 | 71.8 | 0 | 10.9528 | 10.9528 | 0 | 0 | 319.75 | 128.75 | 480.6228 | 185.47 | 49.85 | -271.3332 | 0 | 0 | 0 | 0 | 0 | 64.7156 | 0 | 55.6 | 410.1676 | 435.4676 | 0 | 133.1 | 133.1 | 133.1 | 566.9032 | -692.69 | -692.69 | -139.08 | 187.95 | 49.85 | 133.1 | 126.17 | 0 | 0 | 201.9 | 0 | 380.4144 | 153.0144 | 201.5532 | 0
| EODS Output | EODS
|  | Geothermal | 0 | 0 | 0 | 0 | 0 | 0 | 0 | 0 | 0 | 0 | 0 | 0 | 0 | 53.7 | 53.7 | 53.7 | 53.7 | 0 | 0 | 138.2 | 0 | 183.2 | 0 | 45 | 0 | 95 | 0 | 0 | 138.2 | 0 | 0 | 0 | 50 | 0 | 50 | 50 | 50 | 0 | 50 | 50 | 50 | 0 | 0 | 20.8 | 20.8 | 0 | 20.8 | 40 | 0 | 0 | 0 | 0 | 0 | 0 | 0 | 0 | 0 | 20.8 | 0 | 20.8 | 20.8 | 0 | 0 | 0 | 0 | 0 | 0 | 0 | 0 | 0 | 0 | 0 | 0 | 0 | 20.8 | 0 | 0 | 0 | 0 | 0 | 0 | 0 | 0 | 0 | 0 | 0 | 0 | 0 | 0 | 0 | 0 | 0 | 0 | 0 | 0 | 0 | 0 | 0 | 0 | 0 | 0 | 0 | 0 | 0 | 0 | 0 | 0
|  | Biomass | 0 | 0 | 0 | 0 | 0 | 0 | 0 | 0 | 0 | 0 | 0 | 0 | 0 | 0 | 0 | 0 | 0 | 0 | 0 | 0 | 0 | 0 | 0 | 0 | 0 | 0 | 0 | 0 | 0 | 0 | 0 | 0 | 0 | 0 | 0 | 0 | 0 | 0 | 0 | 0 | 0 | 0 | 0 | 0 | 0 | 0 | 0 | 0 | 0 | 0 | 0 | 0 | 0 | 0 | 0 | 0 | 0 | 0 | 0 | 0 | 0 | 0 | 0 | 0 | 0 | 0 | 0 | 0 | 0 | 0 | 0 | 0 | 0 | 0 | 0 | 0 | 0 | 0 | 0 | 0 | 0 | 0 | 0 | 0 | 0 | 0 | 0 | 0 | 0 | 0 | 0 | 0 | 0 | 0 | 0 | 0 | 0 | 0 | 0 | 0 | 0 | 0 | 0 | 0 | 0 | 0 | 0
|  | Wind | 0 | 0 | 0 | 0 | 0 | 0 | 0 | 0 | 0 | 0 | 0 | 0 | 0 | 0 | 0 | 0 | 0 | 0 | 0 | 200.2 | 0 | 200.2 | 0 | 41.184 | 0 | 87.384 | 0 | 0 | 200.2 | 0 | 0 | 0 | 46.2 | 0 | 46.2 | 46.2 | 46.2 | 0 | 0 | 46.2 | 46.2 | 0 | 0 | 0 | 56.7 | 0 | 0 | 0 | 0 | 0 | 0 | 0 | 0 | 0 | 0 | 0 | 0 | 0 | 56.7 | 56.7 | 56.7 | 0 | 0 | 56.7 | 84.924 | 0 | 0 | 0 | 0 | 0 | 0 | 0 | 0 | 56.7 | 56.7 | 0 | 19.712 | 0 | 0 | 0 | 0 | 0 | 40.128 | 0 | 0 | 33.616 | 33.616 | 0 | 0 | 0 | 0 | 33.616 | 0 | 0 | 0 | 0 | 0 | 0 | 0 | 0 | 0 | 0 | 0 | 0 | 0 | 33.616 | 0
|  | OOS Wind | 0 | 0 | 0 | 0 | 0 | 0 | 0 | 0 | 0 | 0 | 0 | 0 | 0 | 0 | 0 | 0 | 0 | 0 | 0 | 0 | 0 | 0 | 0 | 0 | 0 | 0 | 0 | 0 | 0 | 0 | 0 | 0 | 0 | 0 | 0 | 0 | 0 | 0 | 0 | 0 | 0 | 0 | 0 | 0 | 0 | 0 | 0 | 0 | 0 | 0 | 0 | 0 | 0 | 0 | 0 | 0 | 0 | 0 | 0 | 0 | 0 | 0 | 0 | 0 | 0 | 0 | 0 | 0 | 0 | 0 | 0 | 0 | 0 | 0 | 0 | 0 | 0 | 0 | 0 | 0 | 0 | 0 | 0 | 0 | 0 | 0 | 0 | 0 | 0 | 0 | 0 | 0 | 0 | 0 | 0 | 0 | 0 | 0 | 0 | 0 | 0 | 0 | 0 | 0 | 0 | 0 | 0
|  | Offshore Wind | 0 | 0 | 0 | 0 | 0 | 0 | 0 | 0 | 0 | 0 | 0 | 0 | 0 | 0 | 0 | 0 | 0 | 0 | 0 | 0 | 0 | 0 | 0 | 0 | 0 | 0 | 0 | 0 | 0 | 0 | 0 | 0 | 0 | 0 | 0 | 0 | 0 | 0 | 0 | 0 | 0 | 0 | 0 | 0 | 0 | 0 | 0 | 0 | 0 | 0 | 0 | 0 | 0 | 0 | 0 | 0 | 0 | 0 | 0 | 0 | 0 | 0 | 0 | 0 | 0 | 0 | 0 | 0 | 0 | 0 | 0 | 0 | 0 | 0 | 0 | 0 | 0 | 0 | 0 | 0 | 0 | 0 | 0 | 0 | 0 | 0 | 0 | 0 | 0 | 0 | 0 | 0 | 0 | 0 | 0 | 0 | 0 | 0 | 0 | 0 | 0 | 0 | 0 | 0 | 0 | 0 | 0
|  | Distributed Solar | 22.33 | 11.165 | 22.33 | 0 | 0 | 11.165 | 11.165 | 11.165 | 0 | 0 | 0 | 0 | 0 | 1.54 | 3.85 | 3.85 | 3.85 | 0 | 0 | 0 | 0 | 0 | 0 | 0 | 0 | 0 | 0 | 0 | 11.165 | 0 | 0 | 0 | 0 | 0 | 0 | 0 | 0 | 0 | 0 | 0 | 0 | 0 | 0 | 0 | 0 | 0 | 0 | 0 | 0 | 0 | 0 | 0 | 0 | 0 | 0 | 0 | 0 | 0 | 0 | 0 | 0 | 0 | 0 | 0 | 3.4 | 0 | 0 | 0 | 0 | 0 | 0 | 0 | 0 | 0 | 0 | 0 | 3.95 | 0 | 0 | 0 | 0 | 0 | 0 | 0 | 0 | 0 | 0 | 0 | 0 | 0 | 0 | 0 | 0 | 0 | 0 | 0 | 0 | 0 | 0 | 0 | 0 | 0 | 0 | 0 | 0 | 0 | 0
|  | Solar | 1286.516 | 931.7 | 464.156 | 565.95 | 0 | 273.966 | 354.816 | 354.816 | 80.85 | 80.85 | 0 | 0 | 0 | 0 | 486.64 | 486.64 | 486.64 | 0 | 452.452 | 229.075 | 0 | 523.215 | 0 | 294.14 | 192.5 | 426.965 | 0 | 96.25 | 776.391 | 0 | 0 | 0 | 94.8 | 0 | 94.8 | 136.275 | 94.8 | 0 | 94.8 | 94.8 | 94.8 | 0 | 0 | 0 | 0 | 0 | 0 | 0 | 0 | 0 | 149.8176 | 0 | 0 | 0 | 0 | 0 | 0 | 0 | 0 | 0 | 13.8176 | 0 | 13.8176 | 0 | 13.8176 | 0 | 0 | 13.8176 | 13.8176 | 0 | 0 | 0 | 0 | 13.8176 | 0 | 0 | 375.171 | 0 | 0 | 0 | 0 | 0 | 0 | 0 | 79 | 335.671 | 375.171 | 0 | 158 | 158 | 158 | 197.5 | 158 | 158 | 158 | 158 | 0 | 158 | 158 | 0 | 0 | 158 | 0 | 98.671 | 98.671 | 158 | 0
|  | Battery_4hr | -1276.5 | -1096.5 | -757 | -549 | -30 | -180 | -370 | -370 | -80 | -80 | -10 | -10 | -170.4 | 0 | -317.5 | -317.5 | -317.5 | 0 | -751 | -248.5 | 0 | -473.5 | 0 | -825 | -280 | -1008.5 | 0 | -65 | -743.5 | -40 | -550 | 0 | -871 | -6 | -531 | -183.5 | -531 | 0 | -421 | -421 | -521 | -590 | 0 | -200 | -856 | 0 | 0 | 0 | 0 | -6 | -578 | -6 | -6 | 0 | -200 | -200 | 0 | -550 | -500 | -500 | -1457.5 | 0 | -157 | -600 | -1370.5 | -138 | 0 | -15 | -15 | 0 | 0 | -607.5 | -257.5 | -925 | -300 | -99.7 | -567.7 | 0 | 0 | 0 | 0 | 0 | -99.7 | 0 | 0 | -292.7 | -287.7 | 0 | -40 | -40 | -40 | -789.5 | -40 | -40 | -40 | -149.7 | -99.7 | -40 | -40 | 0 | 0 | -172 | 0 | -595.5 | -172.7 | -120 | 0
|  | Battery_8hr | -69 | -69 | 0 | 0 | 0 | 0 | 0 | 0 | 0 | 0 | 0 | 0 | 0 | 0 | 0 | 0 | 0 | 0 | 0 | 0 | 0 | 0 | 0 | 0 | 0 | 0 | 0 | 0 | 0 | -50 | 0 | 0 | -60 | 0 | -60 | 0 | -60 | 0 | 0 | 0 | 0 | -50 | 0 | 0 | 0 | 0 | 0 | 0 | 0 | 0 | 0 | 0 | 0 | 0 | 0 | 0 | 0 | 0 | 0 | 0 | -32 | 0 | 0 | 0 | -32 | 0 | 0 | 0 | 0 | 0 | 0 | -32 | 0 | 0 | 0 | 0 | 0 | 0 | 0 | 0 | 0 | 0 | 0 | 0 | 0 | -32 | -32 | 0 | 0 | 0 | 0 | -32 | -32 | -32 | 0 | 0 | 0 | 0 | 0 | 0 | 0 | 0 | 0 | -32 | 0 | -32 | 0
|  | LDES | 0 | 0 | 0 | 0 | 0 | 0 | 0 | 0 | 0 | 0 | 0 | 0 | 0 | 0 | 0 | 0 | 0 | 0 | 0 | 0 | 0 | 0 | 0 | 0 | 0 | 0 | 0 | 0 | 0 | 0 | 0 | 0 | 0 | 0 | 0 | 0 | 0 | 0 | 0 | 0 | 0 | 0 | 0 | 0 | 0 | 0 | 0 | 0 | 0 | 0 | 0 | 0 | 0 | 0 | 0 | 0 | 0 | 0 | 0 | 0 | 0 | 0 | 0 | 0 | 0 | 0 | 0 | 0 | 0 | 0 | 0 | 0 | 0 | 0 | 0 | 0 | 0 | 0 | 0 | 0 | 0 | 0 | 0 | 0 | 0 | 0 | 0 | 0 | 0 | 0 | 0 | 0 | 0 | 0 | 0 | 0 | 0 | 0 | 0 | 0 | 0 | 0 | 0 | 0 | 0 | 0 | 0
|  | Total | -36.654 | -222.635 | -270.514 | 16.95 | -30 | 105.131 | -4.019 | -4.019 | -0.005 | -0.005 | -10 | -10 | -170.4 | 55.24 | 226.69 | 226.69 | 226.69 | 0 | -298.548 | 318.975 | 0 | 433.115 | 0 | -444.676 | -87.5 | -399.151 | 0 | 31.25 | 382.456 | -90 | -550 | 0 | -740 | -6 | -400 | 48.975 | -400 | 0 | -276.2 | -230 | -330 | -640 | 0 | -179.2 | -778.5 | 0 | 20.8 | 40 | 0 | -6 | -428.1824 | -6 | -6 | 0 | -200 | -200 | 0 | -529.2 | -443.3 | -422.5 | -1398.1824 | 0 | -143.1824 | -543.3 | -1300.3584 | -138 | 0 | -1.1824 | -1.1824 | 0 | 0 | -639.5 | -257.5 | -854.4824 | -222.5 | -99.7 | -168.867 | 0 | 0 | 0 | 0 | 0 | -59.572 | 0 | 79 | 44.587 | 89.087 | 0 | 118 | 118 | 118 | -590.384 | 86 | 86 | 118 | 8.3 | -99.7 | 118 | 118 | 0 | 0 | -14 | 0 | -528.829 | -74.029 | 39.616 | 0
ERM-IRP Baseline Reconciliation Resources | Doesn't include Approved Upgrades
| Remaining Tx Headroom | HSN | 5877.3172 | 7888.703 | 4065.1252 | 1773.09 | 3760.1 | 1167.7482 | 576.5142 | 576.5142 | 0 | 0 | 6690 | 3534 | 13560.6 | 1.788 | 864.776 | 914.776 | 1149.776 | 548 | 235.8004 | 10261.33 | 2300 | 3108.33 | 0 | 6811.8648 | 442 | 4095.5948 | 260 | 821.75 | 8888.0442 | 1410 | 10.25 | 406 | 694.215 | 225 | 1242.015 | 760.94 | 1338.015 | 274 | 950.4 | 286.015 | 611.015 | 565 | 501 | 3774.2 | 465.35 | 76 | 1554.2 | 590 | 14 | 86 | 1778.679 | 417 | 929 | 0 | 1070 | 2149 | 517 | 3373.2 | 359.15 | 652.35 | 3205.229 | 29 | 65.379 | 3162.15 | 2568.937 | 3597.2 | 961 | 60.379 | 1071.379 | 605 | 639 | 4118.5 | 56.5 | 3191.529 | 455.35 | 837.3 | 1577.548 | 144 | 1869 | 51 | 263 | 109 | 1209.652 | 255 | 428 | 2793.604 | 3264.604 | 272 | 2167.1 | 2803.1 | 637.1 | 3027.994 | 1378.89 | 1378.89 | 608.78 | 1626.4 | 1560.3 | 3599.1 | 643.53 | 247 | 4 | 1213.3 | 5203 | 9662.51 | 7255.31 | 2051.294 | 85
|  | SSN | 6025.6174 | 8078.3885 | 4262.0034 | 1811.655 | 3775.1 | 1138.8819 | 630.1289 | 630.1289 | 27.481 | 27.481 | 6695 | 3539 | 13645.8 | 1.146 | 829.642 | 879.642 | 1114.642 | 548 | 464.7318 | 10448.8775 | 2300 | 3408.3775 | 0 | 7257.0312 | 582 | 4613.7837 | 260 | 814.125 | 9191.7064 | 1455 | 285.25 | 406 | 1138.7 | 228 | 1516.5 | 812.145 | 1612.5 | 274 | 1116.26 | 475.5 | 850.5 | 885 | 501 | 3874.2 | 938.53 | 76 | 1554.2 | 590 | 14 | 89 | 1973.6472 | 420 | 932 | 0 | 1170 | 2249 | 517 | 3648.2 | 654.33 | 947.53 | 3992.3272 | 29 | 141.0472 | 3507.33 | 3332.7448 | 3666.2 | 961 | 65.0472 | 1076.0472 | 605 | 639 | 4438.25 | 185.25 | 3696.3772 | 650.53 | 887.15 | 1667.3332 | 144 | 1869 | 51 | 263 | 109 | 1305.2844 | 255 | 382.4 | 2802.8324 | 3248.5324 | 272 | 2095.9 | 2731.9 | 565.9 | 3363.0968 | 1323.69 | 1323.69 | 537.58 | 1610.05 | 1610.15 | 3527.9 | 572.33 | 247 | 4 | 1208.1 | 5203 | 9921.5856 | 7286.9856 | 2074.4468 | 85
|  | EODS | 7432.654 | 9406.635 | 5154.514 | 2383.05 | 3822 | 1281.869 | 504.019 | 504.019 | 0.005 | 0.005 | 6710 | 3554 | 13901.4 | -0.24 | 1073.31 | 1123.31 | 1358.31 | 548 | 1712.548 | 10614.025 | 2300 | 9733.885 | 300 | 10133.676 | 1771.5 | 13928.151 | 105 | 728.75 | 9217.544 | 1590 | 850.5 | 406 | 810 | 237 | 2986 | 1328.025 | 7164 | 274 | 1701.2 | 1159 | 1551 | 1845 | 501 | 4174.2 | 2193.5 | 76 | 1554.2 | 590 | 183 | 232 | 2810.1824 | 429 | 941 | 0 | 1470 | 2549 | 517 | 4473.2 | 1153.3 | 1655.5 | 6174.1824 | 29 | 234.1824 | 4365.3 | 5365.3584 | 3876 | 961 | 77.1824 | 1088.1824 | 605 | 639 | 5397.5 | 571.5 | 5031.4824 | 1058.5 | 273.7 | 446.867 | 132 | 1869 | 53 | 263 | 176.8 | 1110.572 | 240.9 | 359 | 3103.413 | 3766.913 | 356 | 1052 | 10 | 790 | 796.384 | 3392 | 545 | 372.5 | -1.3 | 274.7 | 3543 | 1693 | 100 | 0 | 257 | 5203 | 10830.829 | 7514.029 | -39.616 | 28
Tx Calculations for Mapped Portfolio Resources
FCDS | Mapped MWs
|  | Geothermal | 0 | 0 | 0 | 0 | 0 | 0 | 0 | 0 | 0 | 0 | 0 | 0 | 0 | 0 | 0 | 0 | 0 | 0 | 0 | 1035 | 0 | 1825 | 0 | 790 | 0 | 950 | 500 | 500 | 1035 | 0 | 0 | 0 | 160 | 0 | 160 | 160 | 160 | 0 | 160 | 160 | 160 | 0 | 0 | 112 | 95 | 0 | 112 | 0 | 0 | 0 | 0 | 0 | 0 | 0 | 0 | 0 | 0 | 112 | 80 | 112 | 112 | 0 | 0 | 80 | 80 | 0 | 0 | 0 | 0 | 0 | 0 | 0 | 0 | 63 | 112 | 0 | 0 | 0 | 0 | 0 | 0 | 0 | 0 | 0 | 0 | 0 | 0 | 0 | 0 | 0 | 0 | 0 | 0 | 0 | 0 | 0 | 0 | 0 | 0 | 0 | 0 | 0 | 0 | 0 | 0 | 0 | 0
|  | Biomass | 0 | 0 | 1 | 0 | 1 | 0 | 1 | 0 | 0 | 0 | 5.6 | 5.6 | 5.6 | 1.5 | 1.5 | 1.5 | 1.5 | 0 | 0 | 0 | 0 | 0 | 0 | 2.6 | 0 | 2.6 | 0 | 0 | 1 | 0 | 0 | 0 | 0 | 0 | 0 | 0 | 0 | 0 | 0 | 0 | 0 | 0 | 0 | 10 | 86 | 0 | 6 | 26.1 | 0 | 22.1 | 56.3 | 28.1 | 28.1 | 0 | 0 | 0 | 2 | 5 | 5.3 | 8.3 | 28.12 | 0 | 11 | 3.3 | 59.02 | 31.1 | 0 | 0 | 0 | 0 | 0 | 6.62 | 1.8 | 15.3 | 14 | 2 | 31.2 | 0 | 5 | 0 | 5 | 5 | 12 | 6 | 0 | 34.02 | 34.02 | 11 | 22.2 | 21.2 | 21.2 | 28.02 | 25.02 | 25.02 | 11 | 22.2 | 0 | 18.2 | 21.2 | 6.2 | 0 | 22.2 | 0 | 4.82 | 1 | 21.02 | 0
|  | Wind | 564 | 564 | 140 | 124 | 0 | 0 | 0 | 0 | 0 | 0 | 0 | 0 | 0 | 0 | 210 | 210 | 310 | 100 | 0 | 1945 | 0 | 1945 | 0 | 224 | 0 | 1549 | 310 | 620 | 1945 | 0 | 0 | 0 | 975 | 0 | 1325 | 1325 | 1325 | 0 | 0 | 1325 | 975 | 0 | 0 | 104 | 933.5 | 0 | 104 | 0 | 200 | 60.5 | 334.5 | 60.5 | 60.5 | 0 | 0 | 0 | 0 | 104 | 256 | 204 | 590 | 0 | 0 | 235 | 564.5 | 60.5 | 0 | 0 | 0 | 0 | 0 | 100 | 0 | 386 | 437 | 300 | 574 | 0 | 0 | 0 | 0 | 0 | 0 | 0 | 0 | 794 | 794 | 100 | 274 | 274 | 274 | 594 | 374 | 374 | 274 | 374 | 100 | 274 | 274 | 169 | 0 | 274 | 0 | 100 | 300 | 325 | 0
|  | OOS Wind | 0 | 0 | 0 | 0 | 0 | 0 | 0 | 0 | 0 | 0 | 0 | 0 | 0 | 0 | 0 | 0 | 0 | 0 | 0 | 6095.6 | 0 | 6095.6 | 0 | 0 | 0 | 2130.8 | 0 | 0 | 6095.6 | 0 | 0 | 0 | 0 | 0 | 0 | 0 | 0 | 0 | 0 | 0 | 0 | 0 | 0 | 0 | 0 | 0 | 0 | 0 | 0 | 0 | 0 | 0 | 0 | 0 | 0 | 0 | 0 | 0 | 0 | 0 | 0 | 0 | 0 | 0 | 0 | 0 | 0 | 0 | 0 | 0 | 0 | 0 | 0 | 0 | 0 | 0 | 0 | 0 | 0 | 0 | 0 | 0 | 0 | 0 | 0 | 0 | 0 | 0 | 0 | 0 | 0 | 0 | 0 | 0 | 0 | 0 | 0 | 0 | 0 | 0 | 0 | 0 | 0 | 0 | 0 | 0 | 0
|  | Offshore Wind | 0 | 0 | 0 | 0 | 0 | 0 | 0 | 0 | 0 | 0 | 0 | 0 | 0 | 0 | 0 | 0 | 0 | 0 | 0 | 0 | 0 | 0 | 0 | 0 | 0 | 0 | 0 | 0 | 0 | 0 | 0 | 0 | 0 | 0 | 0 | 0 | 0 | 0 | 0 | 0 | 0 | 0 | 0 | 0 | 0 | 0 | 0 | 0 | 0 | 0 | 0 | 0 | 0 | 931 | 0 | 0 | 0 | 0 | 0 | 0 | 0 | 0 | 0 | 0 | 0 | 0 | 0 | 0 | 0 | 0 | 0 | 0 | 0 | 0 | 0 | 0 | 0 | 0 | 0 | 0 | 0 | 0 | 0 | 0 | 0 | 0 | 0 | 0 | 0 | 0 | 0 | 0 | 0 | 0 | 0 | 0 | 0 | 0 | 0 | 0 | 0 | 0 | 2924 | 2924 | 2924 | 0 | 0
|  | Distributed Solar | 5 | 2 | 5 | 0 | 0 | 3 | 3 | 3 | 0 | 0 | 4 | 4 | 27 | 0 | 11 | 11 | 11 | 0 | 0 | 0 | 0 | 0 | 0 | 0 | 0 | 0 | 0 | 0 | 3 | 0 | 0.84 | 0.84 | 0 | 0.84 | 0 | 0 | 0 | 0 | 0 | 0 | 0 | 0 | 0 | 12.25 | 44.14 | 1.5 | 4.96 | 4.25 | 0 | 8 | 47.7 | 10.25 | 11.75 | 0 | 12.6 | 14.5 | 1.61 | 19.62 | 29.4275 | 29.4275 | 46.7975 | 0 | 5.2 | 22.0775 | 45.1775 | 11.75 | 7.7 | 0 | 5.2 | 0 | 0 | 2.3 | 0 | 38.61 | 12.8375 | 41.38 | 98.12 | 20.76 | 56.32 | 0 | 16.2 | 7.3 | 56.09 | 44.82 | 0 | 92.21 | 96.87 | 19.41 | 35.25 | 32.25 | 32.25 | 39 | 32.25 | 32.25 | 11.75 | 37.87 | 2.62 | 24.25 | 29.25 | 15 | 0 | 32.25 | 0 | 12.24 | 17.86 | 17.25 | 4
|  | Solar | 1633 | 1428 | 422 | 987 | 0 | 205 | 205 | 205 | 0 | 0 | 0 | 0 | 0 | 0 | 522 | 522 | 672 | 150 | 300 | 1885 | 110 | 1885 | 0 | 400 | 100 | 1110 | 0 | 1075 | 1980 | 0 | 0 | 0 | 200 | 0 | 450 | 700 | 450 | 0 | 200 | 200 | 200 | 0 | 0 | 105 | 275 | 0 | 0 | 0 | 0 | 0 | 540 | 0 | 0 | 0 | 0 | 0 | 25 | 25 | 25 | 25 | 275 | 0 | 0 | 25 | 0 | 0 | 0 | 0 | 0 | 0 | 0 | 0 | 0 | 25 | 275 | 1321.5 | 2638.75 | 40 | 40 | 0 | 0 | 0 | 295 | 240 | 200 | 2447.5 | 2988.75 | 0 | 1396.5 | 370 | 370 | 2529.75 | 1988.75 | 1496.5 | 370 | 370 | 0 | 370 | 370 | 0 | 0 | 370 | 0 | 1111.5 | 1703.75 | 1746.5 | 0
|  | Battery_4hr | 1706 | 2090 | 1976.9 | 600 | 719.9 | 415 | 1149.9 | 415 | 0 | 0 | 1265 | 375 | 1795 | 0 | 516 | 516 | 716 | 200 | 204 | 2185.15 | 500 | 2610.15 | 0 | 2060 | 416 | 2761.15 | 0 | 705 | 3910.05 | 389.6 | 10.22 | 60.22 | 609.25 | 60.22 | 829.9 | 701.15 | 829.9 | 10 | 174 | 300.9 | 400.9 | 419.35 | 350 | 249 | 375 | 0 | 38 | 0 | 0 | 50 | 634.5 | 50 | 0 | 0 | 20 | 20 | 41 | 472.02 | 193 | 193 | 1016.02 | 0 | 50 | 158.8 | 668.8 | 50 | 0 | 0 | 50 | 200 | 200 | 410 | 210 | 604.82 | 242.2 | 873.131 | 1891.431 | 30 | 30 | 0 | 0 | 0 | 110 | 110 | 156.4 | 1834.031 | 1991.031 | 0 | 1297.631 | 502.5 | 534.5 | 1564.231 | 1297.631 | 1297.631 | 502.5 | 502.5 | 0 | 502.5 | 534.5 | 0 | 0 | 502.5 | 0 | 943.531 | 1273.531 | 1397.231 | 0
|  | Battery_8hr | 149 | 169.5 | 44.5 | 25 | 0 | 0 | 0 | 0 | 0 | 0 | 16.5 | 13 | 166.5 | 0 | 90 | 90 | 90 | 0 | 0 | 430 | 150 | 430 | 0 | 270 | 0 | 370 | 0 | 180 | 280 | 0 | 0 | 0 | 0 | 0 | 100 | 100 | 100 | 0 | 0 | 0 | 0 | 0 | 0 | 0 | 88.4 | 0 | 0 | 0 | 0 | 0 | 99 | 0 | 0 | 0 | 0 | 0 | 0 | 205.6 | 38.4 | 38.4 | 300 | 0 | 0 | 38.4 | 188.4 | 0 | 0 | 0 | 0 | 6 | 6 | 150 | 144 | 106 | 88.4 | 1 | 130 | 0 | 0 | 0 | 0 | 0 | 1 | 1 | 0 | 171 | 201 | 0 | 99 | 49 | 49 | 200 | 49 | 49 | 49 | 49 | 0 | 49 | 99 | 0 | 0 | 49 | 0 | 50 | 191 | 170 | 0
|  | LDES | 458 | 458 | 0 | 0 | 0 | 0 | 0 | 0 | 0 | 0 | 0 | 0 | 0 | 0 | 0 | 0 | 0 | 0 | 0 | 0 | 0 | 0 | 0 | 0 | 0 | 0 | 0 | 0 | 0 | 437 | 437 | 0 | 437 | 0 | 437 | 0 | 437 | 0 | 0 | 0 | 0 | 437 | 0 | 5 | 5 | 0 | 5 | 0 | 0 | 0 | 130 | 0 | 0 | 0 | 0 | 0 | 0 | 5 | 0 | 5 | 5 | 0 | 0 | 0 | 0 | 0 | 0 | 0 | 0 | 0 | 0 | 0 | 0 | 0 | 5 | 0 | 130 | 0 | 0 | 0 | 0 | 0 | 0 | 0 | 0 | 130 | 130 | 0 | 130 | 130 | 130 | 130 | 130 | 130 | 130 | 130 | 0 | 130 | 130 | 0 | 0 | 130 | 0 | 0 | 0 | 130 | 0
EODS | Mapped MWs
|  | Wind | 16 | 16 | 16 | 0 | 0 | 0 | 0 | 0 | 0 | 0 | 0 | 0 | 0 | 0 | 0 | 0 | 50 | 50 | 0 | 239 | 0 | 239 | 0 | 100 | 0 | 339 | 0 | 0 | 239 | 0 | 0 | 0 | 189 | 0 | 239 | 239 | 239 | 0 | 0 | 239 | 189 | 0 | 0 | 27 | 364.5 | 0 | 27 | 0 | 10 | 52.5 | 118.5 | 52.5 | 52.5 | 0 | 0 | 0 | 0 | 27 | 155 | 137 | 227 | 0 | 0 | 155 | 238.5 | 52.5 | 0 | 0 | 0 | 0 | 0 | 0 | 0 | 200 | 237 | 10 | 76 | 0 | 0 | 0 | 0 | 0 | 0 | 0 | 0 | 106 | 106 | 0 | 66 | 66 | 66 | 96 | 66 | 66 | 66 | 66 | 0 | 66 | 66 | 31 | 0 | 66 | 0 | 0 | 10 | 65 | 0
|  | OOS Wind | 0 | 0 | 0 | 0 | 0 | 0 | 0 | 0 | 0 | 0 | 0 | 0 | 0 | 0 | 0 | 0 | 0 | 0 | 0 | 0 | 0 | 0 | 0 | 0 | 0 | 0 | 0 | 0 | 0 | 0 | 0 | 0 | 0 | 0 | 0 | 0 | 0 | 0 | 0 | 0 | 0 | 0 | 0 | 0 | 0 | 0 | 0 | 0 | 0 | 0 | 0 | 0 | 0 | 0 | 0 | 0 | 0 | 0 | 0 | 0 | 0 | 0 | 0 | 0 | 0 | 0 | 0 | 0 | 0 | 0 | 0 | 0 | 0 | 0 | 0 | 0 | 0 | 0 | 0 | 0 | 0 | 0 | 0 | 0 | 0 | 0 | 0 | 0 | 0 | 0 | 0 | 0 | 0 | 0 | 0 | 0 | 0 | 0 | 0 | 0 | 0 | 0 | 0 | 0 | 0 | 0 | 0
|  | Offshore Wind | 0 | 0 | 0 | 0 | 0 | 0 | 0 | 0 | 0 | 0 | 0 | 0 | 0 | 0 | 0 | 0 | 0 | 0 | 0 | 0 | 0 | 0 | 0 | 0 | 0 | 0 | 0 | 0 | 0 | 0 | 0 | 0 | 0 | 0 | 0 | 0 | 0 | 0 | 0 | 0 | 0 | 0 | 0 | 0 | 0 | 0 | 0 | 0 | 0 | 0 | 0 | 0 | 0 | 0 | 0 | 0 | 0 | 0 | 0 | 0 | 0 | 0 | 0 | 0 | 0 | 0 | 0 | 0 | 0 | 0 | 0 | 0 | 0 | 0 | 0 | 0 | 0 | 0 | 0 | 0 | 0 | 0 | 0 | 0 | 0 | 0 | 0 | 0 | 0 | 0 | 0 | 0 | 0 | 0 | 0 | 0 | 0 | 0 | 0 | 0 | 0 | 0 | 0 | 0 | 0 | 0 | 0
|  | Solar | 1036 | 1603 | 705 | 600 | 0 | 50 | 50 | 50 | 0 | 0 | 0 | 0 | 0 | 0 | 660 | 660 | 910 | 250 | 395 | 3287 | 1540 | 3537 | 0 | 1750 | 363.5 | 2772 | 0 | 565 | 2747 | 0 | 0 | 0 | 182 | 0 | 882 | 882 | 882 | 0 | 0 | 182 | 182 | 0 | 0 | 161.6 | 419.6 | 12 | 0 | 12 | 0 | 12 | 417 | 0 | 12 | 0 | 0 | 0 | 11.6 | 11.6 | 127.6 | 127.6 | 407.6 | 0 | 0 | 100 | 112 | 12 | 0 | 0 | 0 | 0 | 0 | 0 | 0 | 111.6 | 307.6 | 291.5 | 1363.5 | 0 | 12 | 0 | 12 | 12 | 148 | 160 | 270 | 1613.5 | 1613.5 | 0 | 618.5 | 275 | 275 | 868.5 | 418.5 | 418.5 | 275 | 275 | 0 | 275 | 475 | 0 | 0 | 275 | 0 | 658.5 | 1214.5 | 868.5 | 0
| HSN Output | HSN
|  | Geothermal | 0 | 0 | 0 | 0 | 0 | 0 | 0 | 0 | 0 | 0 | 0 | 0 | 0 | 0 | 0 | 0 | 0 | 0 | 0 | 1035 | 0 | 1825 | 0 | 790 | 0 | 950 | 500 | 500 | 1035 | 0 | 0 | 0 | 160 | 0 | 160 | 160 | 160 | 0 | 160 | 160 | 160 | 0 | 0 | 112 | 95 | 0 | 112 | 0 | 0 | 0 | 0 | 0 | 0 | 0 | 0 | 0 | 0 | 112 | 80 | 112 | 112 | 0 | 0 | 80 | 80 | 0 | 0 | 0 | 0 | 0 | 0 | 0 | 0 | 63 | 112 | 0 | 0 | 0 | 0 | 0 | 0 | 0 | 0 | 0 | 0 | 0 | 0 | 0 | 0 | 0 | 0 | 0 | 0 | 0 | 0 | 0 | 0 | 0 | 0 | 0 | 0 | 0 | 0 | 0 | 0 | 0 | 0
|  | Biomass | 0 | 0 | 1 | 0 | 1 | 0 | 1 | 0 | 0 | 0 | 5.6 | 5.6 | 5.6 | 1.5 | 1.5 | 1.5 | 1.5 | 0 | 0 | 0 | 0 | 0 | 0 | 2.6 | 0 | 2.6 | 0 | 0 | 1 | 0 | 0 | 0 | 0 | 0 | 0 | 0 | 0 | 0 | 0 | 0 | 0 | 0 | 0 | 10 | 86 | 0 | 6 | 26.1 | 0 | 22.1 | 56.3 | 28.1 | 28.1 | 0 | 0 | 0 | 2 | 5 | 5.3 | 8.3 | 28.12 | 0 | 11 | 3.3 | 59.02 | 31.1 | 0 | 0 | 0 | 0 | 0 | 6.62 | 1.8 | 15.3 | 14 | 2 | 31.2 | 0 | 5 | 0 | 5 | 5 | 12 | 6 | 0 | 34.02 | 34.02 | 11 | 22.2 | 21.2 | 21.2 | 28.02 | 25.02 | 25.02 | 11 | 22.2 | 0 | 18.2 | 21.2 | 6.2 | 0 | 22.2 | 0 | 4.82 | 1 | 21.02 | 0
|  | Wind | 314.148 | 314.148 | 77.98 | 69.068 | 0 | 0 | 0 | 0 | 0 | 0 | 0 | 0 | 0 | 0 | 116.97 | 116.97 | 172.67 | 55.7 | 0 | 1083.365 | 0 | 1083.365 | 0 | 124.768 | 0 | 862.793 | 172.67 | 345.34 | 1083.365 | 0 | 0 | 0 | 328.575 | 0 | 446.525 | 446.525 | 446.525 | 0 | 0 | 446.525 | 328.575 | 0 | 0 | 69.16 | 620.7775 | 0 | 69.16 | 0 | 133 | 40.2325 | 222.4425 | 40.2325 | 40.2325 | 0 | 0 | 0 | 0 | 69.16 | 170.24 | 135.66 | 392.35 | 0 | 0 | 156.275 | 375.3925 | 40.2325 | 0 | 0 | 0 | 0 | 0 | 66.5 | 0 | 256.69 | 290.605 | 199.5 | 381.71 | 0 | 0 | 0 | 0 | 0 | 0 | 0 | 0 | 528.01 | 528.01 | 66.5 | 182.21 | 182.21 | 182.21 | 395.01 | 248.71 | 248.71 | 182.21 | 248.71 | 66.5 | 182.21 | 182.21 | 112.385 | 0 | 182.21 | 0 | 66.5 | 199.5 | 216.125 | 0
|  | OOS Wind | 0 | 0 | 0 | 0 | 0 | 0 | 0 | 0 | 0 | 0 | 0 | 0 | 0 | 0 | 0 | 0 | 0 | 0 | 0 | 4084.052 | 0 | 4084.052 | 0 | 0 | 0 | 1427.636 | 0 | 0 | 4084.052 | 0 | 0 | 0 | 0 | 0 | 0 | 0 | 0 | 0 | 0 | 0 | 0 | 0 | 0 | 0 | 0 | 0 | 0 | 0 | 0 | 0 | 0 | 0 | 0 | 0 | 0 | 0 | 0 | 0 | 0 | 0 | 0 | 0 | 0 | 0 | 0 | 0 | 0 | 0 | 0 | 0 | 0 | 0 | 0 | 0 | 0 | 0 | 0 | 0 | 0 | 0 | 0 | 0 | 0 | 0 | 0 | 0 | 0 | 0 | 0 | 0 | 0 | 0 | 0 | 0 | 0 | 0 | 0 | 0 | 0 | 0 | 0 | 0 | 0 | 0 | 0 | 0 | 0
|  | Offshore Wind | 0 | 0 | 0 | 0 | 0 | 0 | 0 | 0 | 0 | 0 | 0 | 0 | 0 | 0 | 0 | 0 | 0 | 0 | 0 | 0 | 0 | 0 | 0 | 0 | 0 | 0 | 0 | 0 | 0 | 0 | 0 | 0 | 0 | 0 | 0 | 0 | 0 | 0 | 0 | 0 | 0 | 0 | 0 | 0 | 0 | 0 | 0 | 0 | 0 | 0 | 0 | 0 | 0 | 772.73 | 0 | 0 | 0 | 0 | 0 | 0 | 0 | 0 | 0 | 0 | 0 | 0 | 0 | 0 | 0 | 0 | 0 | 0 | 0 | 0 | 0 | 0 | 0 | 0 | 0 | 0 | 0 | 0 | 0 | 0 | 0 | 0 | 0 | 0 | 0 | 0 | 0 | 0 | 0 | 0 | 0 | 0 | 0 | 0 | 0 | 0 | 0 | 0 | 2426.92 | 2426.92 | 2426.92 | 0 | 0
|  | Distributed Solar | 0.53 | 0.212 | 0.53 | 0 | 0 | 0.318 | 0.318 | 0.318 | 0 | 0 | 0.424 | 0.424 | 2.862 | 0 | 1.166 | 1.166 | 1.166 | 0 | 0 | 0 | 0 | 0 | 0 | 0 | 0 | 0 | 0 | 0 | 0.318 | 0 | 0.0252 | 0.0252 | 0 | 0.0252 | 0 | 0 | 0 | 0 | 0 | 0 | 0 | 0 | 0 | 1.225 | 4.414 | 0.15 | 0.496 | 0.425 | 0 | 0.8 | 4.77 | 1.025 | 1.175 | 0 | 1.26 | 1.45 | 0.161 | 1.962 | 2.9428 | 2.9428 | 4.6798 | 0 | 0.52 | 2.2077 | 4.5177 | 1.175 | 0.77 | 0 | 0.52 | 0 | 0 | 0.23 | 0 | 3.861 | 1.2838 | 4.138 | 9.812 | 2.076 | 5.632 | 0 | 1.62 | 0.73 | 5.609 | 4.482 | 0 | 9.221 | 9.687 | 1.941 | 3.525 | 3.225 | 3.225 | 3.9 | 3.225 | 3.225 | 1.175 | 3.787 | 0.262 | 2.425 | 2.925 | 1.5 | 0 | 3.225 | 0 | 1.224 | 1.786 | 1.725 | 0.4
|  | Solar | 173.098 | 151.368 | 44.732 | 104.622 | 0 | 21.73 | 21.73 | 21.73 | 0 | 0 | 0 | 0 | 0 | 0 | 55.332 | 55.332 | 71.232 | 15.9 | 31.8 | 199.81 | 11.66 | 199.81 | 0 | 42.4 | 10.6 | 117.66 | 0 | 113.95 | 209.88 | 0 | 0 | 0 | 6 | 0 | 13.5 | 21 | 13.5 | 0 | 6 | 6 | 6 | 0 | 0 | 10.5 | 27.5 | 0 | 0 | 0 | 0 | 0 | 54 | 0 | 0 | 0 | 0 | 0 | 2.5 | 2.5 | 2.5 | 2.5 | 27.5 | 0 | 0 | 2.5 | 0 | 0 | 0 | 0 | 0 | 0 | 0 | 0 | 0 | 2.5 | 27.5 | 132.15 | 263.875 | 4 | 4 | 0 | 0 | 0 | 29.5 | 24 | 20 | 244.75 | 298.875 | 0 | 139.65 | 37 | 37 | 252.975 | 198.875 | 149.65 | 37 | 37 | 0 | 37 | 37 | 0 | 0 | 37 | 0 | 111.15 | 170.375 | 174.65 | 0
|  | Battery_4hr | 1706 | 2090 | 1976.9 | 600 | 719.9 | 415 | 1149.9 | 415 | 0 | 0 | 1265 | 375 | 1795 | 0 | 516 | 516 | 716 | 200 | 204 | 2185.15 | 500 | 2610.15 | 0 | 2060 | 416 | 2761.15 | 0 | 705 | 3910.05 | 389.6 | 10.22 | 60.22 | 609.25 | 60.22 | 829.9 | 701.15 | 829.9 | 10 | 174 | 300.9 | 400.9 | 419.35 | 350 | 249 | 375 | 0 | 38 | 0 | 0 | 50 | 634.5 | 50 | 0 | 0 | 20 | 20 | 41 | 472.02 | 193 | 193 | 1016.02 | 0 | 50 | 158.8 | 668.8 | 50 | 0 | 0 | 50 | 200 | 200 | 410 | 210 | 604.82 | 242.2 | 873.131 | 1891.431 | 30 | 30 | 0 | 0 | 0 | 110 | 110 | 156.4 | 1834.031 | 1991.031 | 0 | 1297.631 | 502.5 | 534.5 | 1564.231 | 1297.631 | 1297.631 | 502.5 | 502.5 | 0 | 502.5 | 534.5 | 0 | 0 | 502.5 | 0 | 943.531 | 1273.531 | 1397.231 | 0
|  | Battery_8hr | 149 | 169.5 | 44.5 | 25 | 0 | 0 | 0 | 0 | 0 | 0 | 16.5 | 13 | 166.5 | 0 | 90 | 90 | 90 | 0 | 0 | 430 | 150 | 430 | 0 | 270 | 0 | 370 | 0 | 180 | 280 | 0 | 0 | 0 | 0 | 0 | 100 | 100 | 100 | 0 | 0 | 0 | 0 | 0 | 0 | 0 | 88.4 | 0 | 0 | 0 | 0 | 0 | 99 | 0 | 0 | 0 | 0 | 0 | 0 | 205.6 | 38.4 | 38.4 | 300 | 0 | 0 | 38.4 | 188.4 | 0 | 0 | 0 | 0 | 6 | 6 | 150 | 144 | 106 | 88.4 | 1 | 130 | 0 | 0 | 0 | 0 | 0 | 1 | 1 | 0 | 171 | 201 | 0 | 99 | 49 | 49 | 200 | 49 | 49 | 49 | 49 | 0 | 49 | 99 | 0 | 0 | 49 | 0 | 50 | 191 | 170 | 0
|  | LDES | 458 | 458 | 0 | 0 | 0 | 0 | 0 | 0 | 0 | 0 | 0 | 0 | 0 | 0 | 0 | 0 | 0 | 0 | 0 | 0 | 0 | 0 | 0 | 0 | 0 | 0 | 0 | 0 | 0 | 437 | 437 | 0 | 437 | 0 | 437 | 0 | 437 | 0 | 0 | 0 | 0 | 437 | 0 | 5 | 5 | 0 | 5 | 0 | 0 | 0 | 130 | 0 | 0 | 0 | 0 | 0 | 0 | 5 | 0 | 5 | 5 | 0 | 0 | 0 | 0 | 0 | 0 | 0 | 0 | 0 | 0 | 0 | 0 | 0 | 5 | 0 | 130 | 0 | 0 | 0 | 0 | 0 | 0 | 0 | 0 | 130 | 130 | 0 | 130 | 130 | 130 | 130 | 130 | 130 | 130 | 130 | 0 | 130 | 130 | 0 | 0 | 130 | 0 | 0 | 0 | 130 | 0
|  | Total | 2800.776 | 3183.228 | 2145.642 | 798.69 | 720.9 | 437.048 | 1172.948 | 437.048 | 0 | 0 | 1287.524 | 394.024 | 1969.962 | 1.5 | 780.968 | 780.968 | 1052.568 | 271.6 | 235.8 | 9017.377 | 661.66 | 10232.377 | 0 | 3289.768 | 426.6 | 6491.839 | 672.67 | 1844.29 | 10603.665 | 826.6 | 447.2452 | 60.2452 | 1540.825 | 60.2452 | 1986.925 | 1428.675 | 1986.925 | 10 | 340 | 913.425 | 895.475 | 856.35 | 350 | 456.885 | 1302.0915 | 0.15 | 230.656 | 26.525 | 133 | 113.1325 | 1201.0125 | 119.3575 | 69.5075 | 772.73 | 21.26 | 21.45 | 45.661 | 873.242 | 492.3827 | 497.8027 | 1885.6698 | 0 | 61.52 | 441.4828 | 1376.1303 | 122.5075 | 0.77 | 0 | 50.52 | 206 | 206 | 633.35 | 355.8 | 1052.171 | 780.9887 | 1211.919 | 2838.028 | 36.076 | 44.632 | 0 | 6.62 | 5.73 | 158.109 | 145.482 | 176.4 | 2951.032 | 3192.623 | 79.441 | 1874.216 | 925.135 | 957.135 | 2574.136 | 1952.461 | 1903.236 | 912.885 | 993.197 | 66.762 | 921.335 | 1006.835 | 120.085 | 0 | 926.135 | 2426.92 | 3604.145 | 4264.112 | 2110.751 | 0.4
| SSN Output | SSN
|  | Geothermal | 0 | 0 | 0 | 0 | 0 | 0 | 0 | 0 | 0 | 0 | 0 | 0 | 0 | 0 | 0 | 0 | 0 | 0 | 0 | 1035 | 0 | 1825 | 0 | 790 | 0 | 950 | 500 | 500 | 1035 | 0 | 0 | 0 | 160 | 0 | 160 | 160 | 160 | 0 | 160 | 160 | 160 | 0 | 0 | 112 | 95 | 0 | 112 | 0 | 0 | 0 | 0 | 0 | 0 | 0 | 0 | 0 | 0 | 112 | 80 | 112 | 112 | 0 | 0 | 80 | 80 | 0 | 0 | 0 | 0 | 0 | 0 | 0 | 0 | 63 | 112 | 0 | 0 | 0 | 0 | 0 | 0 | 0 | 0 | 0 | 0 | 0 | 0 | 0 | 0 | 0 | 0 | 0 | 0 | 0 | 0 | 0 | 0 | 0 | 0 | 0 | 0 | 0 | 0 | 0 | 0 | 0 | 0
|  | Biomass | 0 | 0 | 1 | 0 | 1 | 0 | 1 | 0 | 0 | 0 | 5.6 | 5.6 | 5.6 | 1.5 | 1.5 | 1.5 | 1.5 | 0 | 0 | 0 | 0 | 0 | 0 | 2.6 | 0 | 2.6 | 0 | 0 | 1 | 0 | 0 | 0 | 0 | 0 | 0 | 0 | 0 | 0 | 0 | 0 | 0 | 0 | 0 | 10 | 86 | 0 | 6 | 26.1 | 0 | 22.1 | 56.3 | 28.1 | 28.1 | 0 | 0 | 0 | 2 | 5 | 5.3 | 8.3 | 28.12 | 0 | 11 | 3.3 | 59.02 | 31.1 | 0 | 0 | 0 | 0 | 0 | 6.62 | 1.8 | 15.3 | 14 | 2 | 31.2 | 0 | 5 | 0 | 5 | 5 | 12 | 6 | 0 | 34.02 | 34.02 | 11 | 22.2 | 21.2 | 21.2 | 28.02 | 25.02 | 25.02 | 11 | 22.2 | 0 | 18.2 | 21.2 | 6.2 | 0 | 22.2 | 0 | 4.82 | 1 | 21.02 | 0
|  | Wind | 117.312 | 117.312 | 29.12 | 25.792 | 0 | 0 | 0 | 0 | 0 | 0 | 0 | 0 | 0 | 0 | 43.68 | 43.68 | 64.48 | 20.8 | 0 | 404.56 | 0 | 404.56 | 0 | 46.592 | 0 | 322.192 | 64.48 | 128.96 | 404.56 | 0 | 0 | 0 | 109.2 | 0 | 148.4 | 148.4 | 148.4 | 0 | 0 | 148.4 | 109.2 | 0 | 0 | 16.952 | 152.1605 | 0 | 16.952 | 0 | 32.6 | 9.8615 | 54.5235 | 9.8615 | 9.8615 | 0 | 0 | 0 | 0 | 16.952 | 41.728 | 33.252 | 96.17 | 0 | 0 | 38.305 | 92.0135 | 9.8615 | 0 | 0 | 0 | 0 | 0 | 16.3 | 0 | 62.918 | 71.231 | 48.9 | 93.562 | 0 | 0 | 0 | 0 | 0 | 0 | 0 | 0 | 129.422 | 129.422 | 16.3 | 44.662 | 44.662 | 44.662 | 96.822 | 60.962 | 60.962 | 44.662 | 60.962 | 16.3 | 44.662 | 44.662 | 27.547 | 0 | 44.662 | 0 | 16.3 | 48.9 | 52.975 | 0
|  | OOS Wind | 0 | 0 | 0 | 0 | 0 | 0 | 0 | 0 | 0 | 0 | 0 | 0 | 0 | 0 | 0 | 0 | 0 | 0 | 0 | 2133.46 | 0 | 2133.46 | 0 | 0 | 0 | 745.78 | 0 | 0 | 2133.46 | 0 | 0 | 0 | 0 | 0 | 0 | 0 | 0 | 0 | 0 | 0 | 0 | 0 | 0 | 0 | 0 | 0 | 0 | 0 | 0 | 0 | 0 | 0 | 0 | 0 | 0 | 0 | 0 | 0 | 0 | 0 | 0 | 0 | 0 | 0 | 0 | 0 | 0 | 0 | 0 | 0 | 0 | 0 | 0 | 0 | 0 | 0 | 0 | 0 | 0 | 0 | 0 | 0 | 0 | 0 | 0 | 0 | 0 | 0 | 0 | 0 | 0 | 0 | 0 | 0 | 0 | 0 | 0 | 0 | 0 | 0 | 0 | 0 | 0 | 0 | 0 | 0 | 0
|  | Offshore Wind | 0 | 0 | 0 | 0 | 0 | 0 | 0 | 0 | 0 | 0 | 0 | 0 | 0 | 0 | 0 | 0 | 0 | 0 | 0 | 0 | 0 | 0 | 0 | 0 | 0 | 0 | 0 | 0 | 0 | 0 | 0 | 0 | 0 | 0 | 0 | 0 | 0 | 0 | 0 | 0 | 0 | 0 | 0 | 0 | 0 | 0 | 0 | 0 | 0 | 0 | 0 | 0 | 0 | 418.95 | 0 | 0 | 0 | 0 | 0 | 0 | 0 | 0 | 0 | 0 | 0 | 0 | 0 | 0 | 0 | 0 | 0 | 0 | 0 | 0 | 0 | 0 | 0 | 0 | 0 | 0 | 0 | 0 | 0 | 0 | 0 | 0 | 0 | 0 | 0 | 0 | 0 | 0 | 0 | 0 | 0 | 0 | 0 | 0 | 0 | 0 | 0 | 0 | 1315.8 | 1315.8 | 1315.8 | 0 | 0
|  | Distributed Solar | 2.135 | 0.854 | 2.135 | 0 | 0 | 1.281 | 1.281 | 1.281 | 0 | 0 | 1.708 | 1.708 | 11.529 | 0 | 4.697 | 4.697 | 4.697 | 0 | 0 | 0 | 0 | 0 | 0 | 0 | 0 | 0 | 0 | 0 | 1.281 | 0 | 0.33768 | 0.33768 | 0 | 0.33768 | 0 | 0 | 0 | 0 | 0 | 0 | 0 | 0 | 0 | 6.811 | 24.5418 | 0.834 | 2.7578 | 2.363 | 0 | 4.448 | 26.5212 | 5.699 | 6.533 | 0 | 7.0056 | 8.062 | 0.89516 | 10.9087 | 16.3617 | 16.3617 | 26.0194 | 0 | 2.8912 | 12.2751 | 25.1187 | 6.533 | 4.2812 | 0 | 2.8912 | 0 | 0 | 1.2788 | 0 | 21.4672 | 7.1377 | 23.0073 | 54.5547 | 11.5426 | 31.3139 | 0 | 9.0072 | 4.0588 | 31.186 | 24.9199 | 0 | 51.2688 | 53.8597 | 10.792 | 19.599 | 17.931 | 17.931 | 21.684 | 17.931 | 17.931 | 6.533 | 21.0557 | 1.4567 | 13.483 | 16.263 | 8.34 | 0 | 17.931 | 0 | 6.8054 | 9.9302 | 9.591 | 2.224
|  | Solar | 697.291 | 609.756 | 180.194 | 421.449 | 0 | 87.535 | 87.535 | 87.535 | 0 | 0 | 0 | 0 | 0 | 0 | 222.894 | 222.894 | 286.944 | 64.05 | 128.1 | 804.895 | 46.97 | 804.895 | 0 | 170.8 | 42.7 | 473.97 | 0 | 459.025 | 845.46 | 0 | 0 | 0 | 80.4 | 0 | 180.9 | 281.4 | 180.9 | 0 | 80.4 | 80.4 | 80.4 | 0 | 0 | 58.38 | 152.9 | 0 | 0 | 0 | 0 | 0 | 300.24 | 0 | 0 | 0 | 0 | 0 | 13.9 | 13.9 | 13.9 | 13.9 | 152.9 | 0 | 0 | 13.9 | 0 | 0 | 0 | 0 | 0 | 0 | 0 | 0 | 0 | 13.9 | 152.9 | 734.754 | 1467.145 | 22.24 | 22.24 | 0 | 0 | 0 | 164.02 | 133.44 | 111.2 | 1360.81 | 1661.745 | 0 | 776.454 | 205.72 | 205.72 | 1406.541 | 1105.745 | 832.054 | 205.72 | 205.72 | 0 | 205.72 | 205.72 | 0 | 0 | 205.72 | 0 | 617.994 | 947.285 | 971.054 | 0
|  | Battery_4hr | 853 | 1045 | 988.45 | 300 | 359.95 | 207.5 | 574.95 | 207.5 | 0 | 0 | 632.5 | 187.5 | 897.5 | 0 | 258 | 258 | 358 | 100 | 102 | 1092.575 | 250 | 1305.075 | 0 | 1030 | 208 | 1380.575 | 0 | 352.5 | 1955.025 | 194.8 | 5.11 | 30.11 | 304.625 | 30.11 | 414.95 | 350.575 | 414.95 | 5 | 87 | 150.45 | 200.45 | 209.675 | 175 | 124.5 | 187.5 | 0 | 19 | 0 | 0 | 25 | 317.25 | 25 | 0 | 0 | 10 | 10 | 20.5 | 236.01 | 96.5 | 96.5 | 508.01 | 0 | 25 | 79.4 | 334.4 | 25 | 0 | 0 | 25 | 100 | 100 | 205 | 105 | 302.41 | 121.1 | 436.5655 | 945.7155 | 15 | 15 | 0 | 0 | 0 | 55 | 55 | 78.2 | 917.0155 | 995.5155 | 0 | 648.8155 | 251.25 | 267.25 | 782.1155 | 648.8155 | 648.8155 | 251.25 | 251.25 | 0 | 251.25 | 267.25 | 0 | 0 | 251.25 | 0 | 471.7655 | 636.7655 | 698.6155 | 0
|  | Battery_8hr | 74.5 | 84.75 | 22.25 | 12.5 | 0 | 0 | 0 | 0 | 0 | 0 | 8.25 | 6.5 | 83.25 | 0 | 45 | 45 | 45 | 0 | 0 | 215 | 75 | 215 | 0 | 135 | 0 | 185 | 0 | 90 | 140 | 0 | 0 | 0 | 0 | 0 | 50 | 50 | 50 | 0 | 0 | 0 | 0 | 0 | 0 | 0 | 44.2 | 0 | 0 | 0 | 0 | 0 | 49.5 | 0 | 0 | 0 | 0 | 0 | 0 | 102.8 | 19.2 | 19.2 | 150 | 0 | 0 | 19.2 | 94.2 | 0 | 0 | 0 | 0 | 3 | 3 | 75 | 72 | 53 | 44.2 | 0.5 | 65 | 0 | 0 | 0 | 0 | 0 | 0.5 | 0.5 | 0 | 85.5 | 100.5 | 0 | 49.5 | 24.5 | 24.5 | 100 | 24.5 | 24.5 | 24.5 | 24.5 | 0 | 24.5 | 49.5 | 0 | 0 | 24.5 | 0 | 25 | 95.5 | 85 | 0
|  | LDES | 229 | 229 | 0 | 0 | 0 | 0 | 0 | 0 | 0 | 0 | 0 | 0 | 0 | 0 | 0 | 0 | 0 | 0 | 0 | 0 | 0 | 0 | 0 | 0 | 0 | 0 | 0 | 0 | 0 | 218.5 | 218.5 | 0 | 218.5 | 0 | 218.5 | 0 | 218.5 | 0 | 0 | 0 | 0 | 218.5 | 0 | 2.5 | 2.5 | 0 | 2.5 | 0 | 0 | 0 | 65 | 0 | 0 | 0 | 0 | 0 | 0 | 2.5 | 0 | 2.5 | 2.5 | 0 | 0 | 0 | 0 | 0 | 0 | 0 | 0 | 0 | 0 | 0 | 0 | 0 | 2.5 | 0 | 65 | 0 | 0 | 0 | 0 | 0 | 0 | 0 | 0 | 65 | 65 | 0 | 65 | 65 | 65 | 65 | 65 | 65 | 65 | 65 | 0 | 65 | 65 | 0 | 0 | 65 | 0 | 0 | 0 | 65 | 0
|  | Total | 1973.238 | 2086.672 | 1223.149 | 759.741 | 360.95 | 296.316 | 664.766 | 296.316 | 0 | 0 | 648.058 | 201.308 | 997.879 | 1.5 | 575.771 | 575.771 | 760.621 | 184.85 | 230.1 | 5685.49 | 371.97 | 6687.99 | 0 | 2174.992 | 250.7 | 4060.117 | 564.48 | 1530.485 | 6515.786 | 413.3 | 223.9477 | 30.4477 | 872.725 | 30.4477 | 1172.75 | 990.375 | 1172.75 | 5 | 327.4 | 539.25 | 550.05 | 428.175 | 175 | 331.143 | 744.8023 | 0.834 | 159.2098 | 28.463 | 32.6 | 61.4095 | 869.3347 | 68.6605 | 44.4945 | 418.95 | 17.0056 | 18.062 | 37.2952 | 500.0707 | 272.9897 | 302.0137 | 1075.7194 | 0 | 38.8912 | 246.3801 | 684.7522 | 72.4945 | 4.2812 | 0 | 27.8912 | 103 | 103 | 304.1988 | 178.8 | 531.9952 | 525.0687 | 1245.7268 | 2722.1772 | 48.7826 | 73.5539 | 0 | 14.0072 | 9.0588 | 262.706 | 219.8599 | 189.4 | 2643.0363 | 3040.0622 | 38.092 | 1626.2305 | 630.263 | 646.263 | 2500.1825 | 1947.9735 | 1674.2825 | 608.665 | 650.6877 | 17.7567 | 622.815 | 669.595 | 42.087 | 0 | 631.263 | 1315.8 | 2458.4849 | 3055.1807 | 1903.2555 | 2.224
| EODS Output | EODS
|  | Geothermal | 0 | 0 | 0 | 0 | 0 | 0 | 0 | 0 | 0 | 0 | 0 | 0 | 0 | 0 | 0 | 0 | 0 | 0 | 0 | 1035 | 0 | 1825 | 0 | 790 | 0 | 950 | 500 | 500 | 1035 | 0 | 0 | 0 | 160 | 0 | 160 | 160 | 160 | 0 | 160 | 160 | 160 | 0 | 0 | 112 | 95 | 0 | 112 | 0 | 0 | 0 | 0 | 0 | 0 | 0 | 0 | 0 | 0 | 112 | 80 | 112 | 112 | 0 | 0 | 80 | 80 | 0 | 0 | 0 | 0 | 0 | 0 | 0 | 0 | 63 | 112 | 0 | 0 | 0 | 0 | 0 | 0 | 0 | 0 | 0 | 0 | 0 | 0 | 0 | 0 | 0 | 0 | 0 | 0 | 0 | 0 | 0 | 0 | 0 | 0 | 0 | 0 | 0 | 0 | 0 | 0 | 0 | 0
|  | Biomass | 0 | 0 | 0 | 0 | 0 | 0 | 0 | 0 | 0 | 0 | 0 | 0 | 0 | 0 | 0 | 0 | 0 | 0 | 0 | 0 | 0 | 0 | 0 | 0 | 0 | 0 | 0 | 0 | 0 | 0 | 0 | 0 | 0 | 0 | 0 | 0 | 0 | 0 | 0 | 0 | 0 | 0 | 0 | 0 | 0 | 0 | 0 | 0 | 0 | 0 | 0 | 0 | 0 | 0 | 0 | 0 | 0 | 0 | 0 | 0 | 0 | 0 | 0 | 0 | 0 | 0 | 0 | 0 | 0 | 0 | 0 | 0 | 0 | 0 | 0 | 0 | 0 | 0 | 0 | 0 | 0 | 0 | 0 | 0 | 0 | 0 | 0 | 0 | 0 | 0 | 0 | 0 | 0 | 0 | 0 | 0 | 0 | 0 | 0 | 0 | 0 | 0 | 0 | 0 | 0 | 0 | 0
|  | Wind | 255.2 | 255.2 | 68.64 | 54.56 | 0 | 0 | 0 | 0 | 0 | 0 | 0 | 0 | 0 | 0 | 92.4 | 92.4 | 158.4 | 66 | 0 | 960.96 | 0 | 960.96 | 0 | 142.56 | 0 | 830.72 | 136.4 | 272.8 | 960.96 | 0 | 0 | 0 | 512.16 | 0 | 688.16 | 688.16 | 688.16 | 0 | 0 | 688.16 | 512.16 | 0 | 0 | 82.53 | 817.74 | 0 | 82.53 | 0 | 132.3 | 71.19 | 285.39 | 71.19 | 71.19 | 0 | 0 | 0 | 0 | 82.53 | 258.93 | 214.83 | 514.71 | 0 | 0 | 245.7 | 505.89 | 71.19 | 0 | 0 | 0 | 0 | 0 | 63 | 0 | 369.18 | 424.62 | 136.4 | 286 | 0 | 0 | 0 | 0 | 0 | 0 | 0 | 0 | 396 | 396 | 44 | 149.6 | 149.6 | 149.6 | 303.6 | 193.6 | 193.6 | 149.6 | 193.6 | 44 | 149.6 | 149.6 | 88 | 0 | 149.6 | 0 | 44 | 136.4 | 171.6 | 0
|  | OOS Wind | 0 | 0 | 0 | 0 | 0 | 0 | 0 | 0 | 0 | 0 | 0 | 0 | 0 | 0 | 0 | 0 | 0 | 0 | 0 | 4084.052 | 0 | 4084.052 | 0 | 0 | 0 | 1427.636 | 0 | 0 | 4084.052 | 0 | 0 | 0 | 0 | 0 | 0 | 0 | 0 | 0 | 0 | 0 | 0 | 0 | 0 | 0 | 0 | 0 | 0 | 0 | 0 | 0 | 0 | 0 | 0 | 0 | 0 | 0 | 0 | 0 | 0 | 0 | 0 | 0 | 0 | 0 | 0 | 0 | 0 | 0 | 0 | 0 | 0 | 0 | 0 | 0 | 0 | 0 | 0 | 0 | 0 | 0 | 0 | 0 | 0 | 0 | 0 | 0 | 0 | 0 | 0 | 0 | 0 | 0 | 0 | 0 | 0 | 0 | 0 | 0 | 0 | 0 | 0 | 0 | 0 | 0 | 0 | 0 | 0
|  | Offshore Wind | 0 | 0 | 0 | 0 | 0 | 0 | 0 | 0 | 0 | 0 | 0 | 0 | 0 | 0 | 0 | 0 | 0 | 0 | 0 | 0 | 0 | 0 | 0 | 0 | 0 | 0 | 0 | 0 | 0 | 0 | 0 | 0 | 0 | 0 | 0 | 0 | 0 | 0 | 0 | 0 | 0 | 0 | 0 | 0 | 0 | 0 | 0 | 0 | 0 | 0 | 0 | 0 | 0 | 931 | 0 | 0 | 0 | 0 | 0 | 0 | 0 | 0 | 0 | 0 | 0 | 0 | 0 | 0 | 0 | 0 | 0 | 0 | 0 | 0 | 0 | 0 | 0 | 0 | 0 | 0 | 0 | 0 | 0 | 0 | 0 | 0 | 0 | 0 | 0 | 0 | 0 | 0 | 0 | 0 | 0 | 0 | 0 | 0 | 0 | 0 | 0 | 0 | 2924 | 2924 | 2924 | 0 | 0
|  | Distributed Solar | 3.85 | 1.54 | 3.85 | 0 | 0 | 2.31 | 2.31 | 2.31 | 0 | 0 | 3.08 | 3.08 | 20.79 | 0 | 8.47 | 8.47 | 8.47 | 0 | 0 | 0 | 0 | 0 | 0 | 0 | 0 | 0 | 0 | 0 | 2.31 | 0 | 0.6636 | 0.6636 | 0 | 0.6636 | 0 | 0 | 0 | 0 | 0 | 0 | 0 | 0 | 0 | 8.33 | 30.0152 | 1.02 | 3.3728 | 2.89 | 0 | 5.44 | 32.436 | 6.97 | 7.99 | 0 | 8.568 | 9.86 | 1.0948 | 13.3416 | 20.0107 | 20.0107 | 31.8223 | 0 | 3.536 | 15.0127 | 30.7207 | 7.99 | 5.236 | 0 | 3.536 | 0 | 0 | 1.564 | 0 | 26.2548 | 8.7295 | 32.6902 | 77.5148 | 16.4004 | 44.4928 | 0 | 12.798 | 5.767 | 44.3111 | 35.4078 | 0 | 72.8459 | 76.5273 | 15.3339 | 27.8475 | 25.4775 | 25.4775 | 30.81 | 25.4775 | 25.4775 | 9.2825 | 29.9173 | 2.0698 | 19.1575 | 23.1075 | 11.85 | 0 | 25.4775 | 0 | 9.6696 | 14.1094 | 13.6275 | 3.16
|  | Solar | 2055.13 | 2333.87 | 867.79 | 1221.99 | 0 | 196.35 | 196.35 | 196.35 | 0 | 0 | 0 | 0 | 0 | 0 | 910.14 | 910.14 | 1218.14 | 308 | 535.15 | 3982.44 | 1270.5 | 4174.94 | 0 | 1655.5 | 356.895 | 2989.14 | 0 | 1262.8 | 3639.79 | 0 | 0 | 0 | 301.78 | 0 | 1052.28 | 1249.78 | 1052.28 | 0 | 158 | 301.78 | 301.78 | 0 | 0 | 181.288 | 472.328 | 8.16 | 0 | 8.16 | 0 | 8.16 | 650.76 | 0 | 8.16 | 0 | 0 | 0 | 24.888 | 24.888 | 103.768 | 103.768 | 464.168 | 0 | 0 | 85 | 76.16 | 8.16 | 0 | 0 | 0 | 0 | 0 | 0 | 0 | 92.888 | 396.168 | 1274.27 | 3161.7775 | 31.6 | 41.08 | 0 | 9.48 | 9.48 | 349.97 | 316 | 371.3 | 3208.19 | 3635.7775 | 0 | 1591.85 | 509.55 | 509.55 | 2684.6175 | 1901.7275 | 1512.85 | 509.55 | 509.55 | 0 | 509.55 | 667.55 | 0 | 0 | 509.55 | 0 | 1398.3 | 2305.4175 | 2065.85 | 0
|  | Battery_4hr | -1706 | -2090 | -1976.9 | -600 | -719.9 | -415 | -1149.9 | -415 | 0 | 0 | -1265 | -375 | -1795 | 0 | -516 | -516 | -716 | -200 | -204 | -2185.15 | -500 | -2610.15 | 0 | -2060 | -416 | -2761.15 | 0 | -705 | -3910.05 | -389.6 | -10.22 | -60.22 | -609.25 | -60.22 | -829.9 | -701.15 | -829.9 | -10 | -174 | -300.9 | -400.9 | -419.35 | -350 | -249 | -375 | 0 | -38 | 0 | 0 | -50 | -634.5 | -50 | 0 | 0 | -20 | -20 | -41 | -472.02 | -193 | -193 | -1016.02 | 0 | -50 | -158.8 | -668.8 | -50 | 0 | 0 | -50 | -200 | -200 | -410 | -210 | -604.82 | -242.2 | -873.131 | -1891.431 | -30 | -30 | 0 | 0 | 0 | -110 | -110 | -156.4 | -1834.031 | -1991.031 | 0 | -1297.631 | -502.5 | -534.5 | -1564.231 | -1297.631 | -1297.631 | -502.5 | -502.5 | 0 | -502.5 | -534.5 | 0 | 0 | -502.5 | 0 | -943.531 | -1273.531 | -1397.231 | 0
|  | Battery_8hr | -149 | -169.5 | -44.5 | -25 | 0 | 0 | 0 | 0 | 0 | 0 | -16.5 | -13 | -166.5 | 0 | -90 | -90 | -90 | 0 | 0 | -430 | -150 | -430 | 0 | -270 | 0 | -370 | 0 | -180 | -280 | 0 | 0 | 0 | 0 | 0 | -100 | -100 | -100 | 0 | 0 | 0 | 0 | 0 | 0 | 0 | -88.4 | 0 | 0 | 0 | 0 | 0 | -99 | 0 | 0 | 0 | 0 | 0 | 0 | -205.6 | -38.4 | -38.4 | -300 | 0 | 0 | -38.4 | -188.4 | 0 | 0 | 0 | 0 | -6 | -6 | -150 | -144 | -106 | -88.4 | -1 | -130 | 0 | 0 | 0 | 0 | 0 | -1 | -1 | 0 | -171 | -201 | 0 | -99 | -49 | -49 | -200 | -49 | -49 | -49 | -49 | 0 | -49 | -99 | 0 | 0 | -49 | 0 | -50 | -191 | -170 | 0
|  | LDES | -458 | -458 | 0 | 0 | 0 | 0 | 0 | 0 | 0 | 0 | 0 | 0 | 0 | 0 | 0 | 0 | 0 | 0 | 0 | 0 | 0 | 0 | 0 | 0 | 0 | 0 | 0 | 0 | 0 | -437 | -437 | 0 | -437 | 0 | -437 | 0 | -437 | 0 | 0 | 0 | 0 | -437 | 0 | -5 | -5 | 0 | -5 | 0 | 0 | 0 | -130 | 0 | 0 | 0 | 0 | 0 | 0 | -5 | 0 | -5 | -5 | 0 | 0 | 0 | 0 | 0 | 0 | 0 | 0 | 0 | 0 | 0 | 0 | 0 | -5 | 0 | -130 | 0 | 0 | 0 | 0 | 0 | 0 | 0 | 0 | -130 | -130 | 0 | -130 | -130 | -130 | -130 | -130 | -130 | -130 | -130 | 0 | -130 | -130 | 0 | 0 | -130 | 0 | 0 | 0 | -130 | 0
|  | Total | 1.18 | -126.89 | -1081.12 | 651.55 | -719.9 | -216.34 | -951.24 | -216.34 | 0 | 0 | -1278.42 | -384.92 | -1940.71 | 0 | 405.01 | 405.01 | 579.01 | 174 | 331.15 | 7447.302 | 620.5 | 8004.802 | 0 | 258.06 | -59.105 | 3066.346 | 636.4 | 1150.6 | 5532.062 | -826.6 | -446.5564 | -59.5564 | -72.31 | -59.5564 | 533.54 | 1296.79 | 533.54 | -10 | 144 | 849.04 | 573.04 | -856.35 | -350 | 130.148 | 946.6832 | 9.18 | 154.9028 | 11.05 | 132.3 | 34.79 | 105.086 | 28.16 | 87.34 | 931 | -11.432 | -10.14 | -15.0172 | -449.8604 | 231.3087 | 214.2087 | -198.3197 | 0 | -46.464 | 228.5127 | -164.4293 | 37.34 | 5.236 | 0 | -46.464 | -206 | -206 | -495.436 | -354 | -159.4972 | 605.9175 | 569.2292 | 1373.8613 | 18.0004 | 55.5728 | 0 | 22.278 | 15.247 | 283.2811 | 240.4078 | 214.9 | 1542.0049 | 1786.2738 | 59.3339 | 242.6665 | 3.1275 | -28.8725 | 1124.7965 | 644.174 | 255.2965 | -13.0675 | 51.5673 | 46.0698 | -3.1925 | 76.7575 | 99.85 | 0 | 3.1275 | 2924 | 3382.4386 | 3915.3959 | 553.8465 | 3.16
| Incorporates Approved Upgrades | [22 empty] | 1
| Remaining Tx Headroom | HSN | 3076.5412 | 4705.475 | 1919.4832 | 974.4 | 3039.2 | 730.7002 | -596.4338 | 139.4662 | 0 | 0 | 5402.476 | 3139.976 | 11590.638 | 0.288 | 1289.808 | 1354.808 | 1275.208 | 276.4 | 0.0004 | 1831.953 | 1638.34 | -2124.047 | 0 | 3522.0968 | 15.4 | 1930.7558 | 954.33 | 262.46 | -1715.6208 | 583.4 | -436.9952 | 345.7548 | 89.39 | 164.7548 | 1.09 | 2155.265 | 170.09 | 264 | 610.4 | -627.41 | -284.46 | -291.35 | 151 | 3317.315 | -836.7415 | 75.85 | 1323.544 | 563.475 | -119 | -27.1325 | 577.6665 | 297.6425 | 859.4925 | -772.73 | 2026.74 | 2675.55 | 1332.339 | 3152.958 | -133.2328 | 154.5473 | 1319.5593 | 29 | 3.859 | 2720.6672 | 1192.8067 | 3474.6925 | 960.23 | 60.379 | 1020.859 | 747 | 593 | 3555.15 | -299.3 | 2139.358 | -325.6387 | -374.619 | -1260.48 | 107.924 | 1824.368 | 51 | 256.38 | 103.27 | 1051.543 | 109.518 | 251.6 | -157.428 | 71.981 | 192.559 | 292.884 | 1877.965 | -320.035 | 5384.858 | 5793.429 | 5842.654 | -304.105 | 633.203 | 1493.538 | 2677.765 | 2284.695 | 126.915 | 4 | 287.165 | 2776.08 | 6058.365 | 2991.198 | -59.457 | 84.6
|  | SSN | 4052.3794 | 5991.7165 | 3038.8544 | 1051.914 | 3414.15 | 842.5659 | -34.6371 | 333.8129 | 27.481 | 27.481 | 6046.942 | 3337.692 | 12647.921 | -0.354 | 1459.871 | 1524.871 | 1532.021 | 363.15 | 234.6318 | 5351.3875 | 1928.03 | 1720.3875 | 0 | 5082.0392 | 331.3 | 4880.6667 | 1062.52 | 568.64 | 2675.9204 | 1041.7 | 61.3023 | 375.5523 | 1201.975 | 197.5523 | 1089.75 | 2644.77 | 1258.75 | 269 | 788.86 | -63.75 | 300.45 | 456.825 | 326 | 3543.057 | 193.7277 | 75.166 | 1394.9902 | 561.537 | -18.6 | 27.5905 | 1104.3125 | 351.3395 | 887.5055 | -418.95 | 2130.9944 | 2778.938 | 1340.7048 | 3801.1293 | 381.3403 | 645.5163 | 2916.6078 | 29 | 102.156 | 3260.9499 | 2647.9926 | 3593.7055 | 956.7188 | 65.0472 | 1048.156 | 850 | 696 | 4204.0512 | 6.45 | 3164.3821 | 125.4613 | -358.5768 | -1054.844 | 95.2174 | 1795.4461 | 51 | 248.9928 | 99.9412 | 1042.5784 | 35.1401 | 193 | 159.7961 | 208.4702 | 233.908 | 469.6695 | 2101.637 | -80.363 | 5793.9143 | 5742.7165 | 6016.4075 | -71.085 | 959.3623 | 1592.3933 | 2905.085 | 2550.735 | 204.913 | 4 | 576.837 | 3887.2 | 7463.1007 | 4231.8049 | 171.1913 | 82.776
|  | EODS | 7431.474 | 9533.525 | 6235.634 | 1731.5 | 4541.9 | 1498.209 | 1455.259 | 720.359 | 0.005 | 0.005 | 7988.42 | 3938.92 | 15842.11 | -0.24 | 668.3 | 718.3 | 779.3 | 374 | 1381.398 | 3754.723 | 1679.5 | 7720.083 | 300 | 9875.616 | 1830.605 | 10861.805 | 398.6 | 1570.15 | 3685.482 | 2416.6 | 1297.0564 | 465.5564 | 1818.31 | 296.5564 | 2534.46 | 4711.235 | 6630.46 | 284 | 1557.2 | 309.96 | 977.96 | 2701.35 | 851 | 4044.052 | 1246.8168 | 66.82 | 1399.2972 | 578.95 | 50.7 | 197.21 | 2705.0964 | 400.84 | 853.66 | -931 | 1481.432 | 2559.14 | 532.0172 | 4923.0604 | 921.9913 | 1441.2913 | 6372.5021 | 29 | 280.6464 | 4136.7873 | 5529.7877 | 3838.66 | 955.764 | 77.1824 | 1134.6464 | 811 | 845 | 5892.936 | 925.5 | 5190.9796 | 452.5825 | -295.5292 | -926.9943 | 113.9996 | 1813.4272 | 53 | 240.722 | 161.553 | 827.2909 | 0.4922 | 144.1 | 1561.4081 | 1980.6392 | 296.6661 | 809.3335 | 6.8725 | 818.8725 | 73.5875 | 5886.826 | 289.7035 | 385.5675 | -52.8673 | 228.6302 | 3546.1925 | 3663.2425 | 0.15 | 0 | 253.8725 | 2279 | 7448.3904 | 3598.6331 | -593.4625 | 24.84
|  | Trigger FCDS Upgrade | [28 empty] | YES |  | YES | [8 empty] | YES | YES | YES |  |  | YES |  |  |  | YES |  |  |  |  | YES | [21 empty] | YES | YES | [8 empty] | YES |  |  |  |  | YES |  |  |  | YES | YES | YES
|  | Trigger EODS Upgrade | [75 empty] | YES | YES | [17 empty] | YES | YES | YES | [8 empty] | YES
Final Tx Exceedances
Incorporates Triggered Upgrades
| Remaining Tx Headroom | HSN | 3076.5412 | 4705.475 | 1919.4832 | 974.4 | 3039.2 | 730.7002 | -596.4338 | 139.4662 | 0 | 0 | 5402.476 | 3139.976 | 11590.638 | 0.288 | 1289.808 | 1354.808 | 1275.208 | 276.4 | 0.0004 | 1831.953 | 1638.34 | -2124.047 | 0 | 3522.0968 | 15.4 | 1930.7558 | 954.33 | 262.46 | 5084.3792 | 583.4 | 263.0048 | 345.7548 | 89.39 | 164.7548 | 1.09 | 2155.265 | 170.09 | 264 | 610.4 | 4126.59 | 2237.54 | 1909.65 | 151 | 3317.315 | 7808.2585 | 75.85 | 1323.544 | 563.475 | -93 | -27.1325 | 577.6665 | 297.6425 | 859.4925 | 1227.27 | 2026.74 | 2675.55 | 1332.339 | 3152.958 | -133.2328 | 154.5473 | 1319.5593 | 29 | 3.859 | 2720.6672 | 1192.8067 | 3474.6925 | 960.23 | 60.379 | 1020.859 | 747 | 593 | 3555.15 | -299.3 | 2139.358 | -325.6387 | 1043.381 | 15630.52 | 107.924 | 1824.368 | 51 | 256.38 | 103.27 | 1051.543 | 109.518 | 251.6 | 14667.572 | 71.981 | 192.559 | 292.884 | 1877.965 | 890.965 | 5384.858 | 5793.429 | 5842.654 | 2855.895 | 2652.203 | 2371.538 | 2677.765 | 2284.695 | 126.915 | 4 | 287.165 | 2776.08 | 6058.365 | 2991.198 | -59.457 | 84.6
|  | SSN | 4052.3794 | 5991.7165 | 3038.8544 | 1051.914 | 3414.15 | 842.5659 | -34.6371 | 333.8129 | 27.481 | 27.481 | 6046.942 | 3337.692 | 12647.921 | -0.354 | 1459.871 | 1524.871 | 1532.021 | 363.15 | 234.6318 | 5351.3875 | 1928.03 | 1720.3875 | 0 | 5082.0392 | 331.3 | 4880.6667 | 1062.52 | 568.64 | 9475.9204 | 1041.7 | 761.3023 | 375.5523 | 1201.975 | 197.5523 | 1089.75 | 2644.77 | 1258.75 | 269 | 788.86 | 4690.25 | 2822.45 | 2657.825 | 326 | 3543.057 | 8838.7277 | 75.166 | 1394.9902 | 561.537 | 7.4 | 27.5905 | 1104.3125 | 351.3395 | 887.5055 | 1581.05 | 2130.9944 | 2778.938 | 1340.7048 | 3801.1293 | 381.3403 | 645.5163 | 2916.6078 | 29 | 102.156 | 3260.9499 | 2647.9926 | 3593.7055 | 956.7188 | 65.0472 | 1048.156 | 850 | 696 | 4204.0512 | 6.45 | 3164.3821 | 125.4613 | 1059.4232 | 15836.156 | 95.2174 | 1795.4461 | 51 | 248.9928 | 99.9412 | 1042.5784 | 35.1401 | 193 | 14984.7961 | 208.4702 | 233.908 | 469.6695 | 2101.637 | 1130.637 | 5793.9143 | 5742.7165 | 6016.4075 | 3088.915 | 2978.3623 | 2470.3933 | 2905.085 | 2550.735 | 204.913 | 4 | 576.837 | 3887.2 | 7463.1007 | 4231.8049 | 171.1913 | 82.776
|  | EODS | 7431.474 | 9533.525 | 6235.634 | 1731.5 | 4541.9 | 1498.209 | 1455.259 | 720.359 | 0.005 | 0.005 | 7988.42 | 3938.92 | 15842.11 | -0.24 | 668.3 | 718.3 | 779.3 | 374 | 1381.398 | 3754.723 | 1679.5 | 7720.083 | 300 | 9875.616 | 1830.605 | 10861.805 | 398.6 | 1570.15 | 10485.482 | 2416.6 | 1297.0564 | 465.5564 | 1818.31 | 296.5564 | 2534.46 | 4711.235 | 6630.46 | 284 | 1557.2 | 5063.96 | 977.96 | 2701.35 | 851 | 4044.052 | 1246.8168 | 66.82 | 1399.2972 | 578.95 | 75.7 | 197.21 | 2705.0964 | 400.84 | 853.66 | 1069 | 1481.432 | 2559.14 | 532.0172 | 4923.0604 | 921.9913 | 1441.2913 | 6372.5021 | 29 | 280.6464 | 4136.7873 | 5529.7877 | 3838.66 | 955.764 | 77.1824 | 1134.6464 | 811 | 845 | 5892.936 | 925.5 | 5190.9796 | 452.5825 | -65.5292 | 35.0057 | 113.9996 | 1813.4272 | 53 | 240.722 | 161.553 | 827.2909 | 0.4922 | 144.1 | 8404.4081 | 1980.6392 | 296.6661 | 809.3335 | 6.8725 | 1364.8725 | 73.5875 | 5886.826 | 289.7035 | 472.5675 | 249.1327 | 233.6302 | 3546.1925 | 3663.2425 | 0.15 | 0 | 253.8725 | 2279 | 7448.3904 | 3598.6331 | 1166.5375 | 24.84
| Exceedance Discussion: | [7 empty] | Exceedance is not likely to trigger upgrade. Per CAISO staff feedback, resources mapped to Ventura area (Moorpark, Santa Clara, Mandalay) have lower DFAX implications particularly for amount and size of resources mapped to each sub. Resources in other areas align with the total amount of TPD allocated within the area so also have lower risk of triggering upgrade. But TPP analysis is necessary to confirm. Staff recommend remapping if upgrade is likely triggered, unless upgrade provides alternative benefits | [14 empty] | Amount of resources mapped result in a large exceedance of the identified and already approved upgrade. The size of the exceedance indicate that an additional upgrade is likely needed. CAISO staff have identified a new Devers-Red Bluff 500 kV line with a $1,022 million cost estimate from previous studies that would potentially be triggered. CPUC staff view this additional upgrade as an effective solution to the exceedance. | [6 empty] | CPUC staff identify the White Paper upgrade as an effective solution to this exceedance over alternatives such as remapping the resources to other locations. |  | Upgrade is likely needed to alleviate exceedance. CPUC staff identify the White Paper upgrade as an effective solution to this exceedance over alternatives such as remapping the resources to other locations. | [8 empty] | Upgrade is likely needed to alleviate exceedance. CPUC staff identify the White Paper upgrade as an effective solution to this exceedance over alternatives such as remapping the resources to other locations. | Upgrade is likely needed to alleviate exceedance. CPUC staff identify the White Paper upgrade as an effective solution to this exceedance over alternatives such as remapping the resources to other locations. | Upgrade is likely needed to alleviate exceedance. CPUC staff identify the White Paper upgrade as an effective solution to this exceedance over alternatives such as remapping the resources to other locations. |  |  | Upgrade is potentially needed in the 2034 mapped results (likely needed in the 2039 results as the constraint has significantly more resources mapped to it). Amount mapped is comparable to past TPP portfolios which have not triggered the upgrade, but TPP analysis is needed to fully assess. Given the 2039 mapping implications, if the upgrade is needed, CPUC staff view the upgrade as an effective solution compared with alternatives. Additionally the mapped offshore wind to Humboldt, depending on its transmission solution could benefit from the a similar solution to the identified White Paper upgrade. |  |  |  | Upgrade likely triggered. CAISO staff note that upgrade is likely to address full 119 MW of exceedance even though white paper cites studied estimate of only 26 MW. | Upgrade may be triggered by this small exceedance; TPP analysis is necessary to confirm. The exceedance increases in the 2039 mapping. Given the 2039 mapping and exceedance, CPUC staff view this upgrade as an effective solution to the exceedance. |  |  |  | Upgrade is needed for this amount of offshore wind mapped to Humboldt. Given the increase in the amount of offshore wind mapped to Humboldt in 2039, CPUC staff view the transmission upgrade as an effective solution. |  |  |  |  | Upgrade not likely triggered given resource amount mapped to Tesla substation are not likely to impact this constraint, per CAISO staff feedback. But TPP analysis is necessary to confirm. | [13 empty] | Upgrade not likely triggered given resource amounts mapped to certain substations (Metcalf in particular) in the constraint are not likely to impact the limiting ADC behind the constraint per CAISO staff feedback. But TPP analysis is necessary to confirm. |  | Upgrade not likely triggered given resource amounts mapped to Glenn, Eagle Rock, and Lakeville are not likely to impact the limit ADC behind constraint per CAISO staff feedback. But TPP analysis is necessary to confirm. | Upgrade is likely needed to alleviate exceedance. CPUC staff identify the White Paper upgrade as an effective solution to this exceedance, particularly given 2039 mapping increases the exceedance, over alternatives such as remapping the resources to other locations. | Upgrade is likely needed to alleviate exceedance. CPUC staff identify the White Paper upgrade as an effective solution to this exceedance, particularly given 2039 mapping increases the exceedance, over alternatives such as remapping the resources to other locations. | [8 empty] | Upgrade may be needed, TPP analysis is needed to confirm. However, CPUC staff identify the White Paper upgrade as an effective solution to this exceedance, particularly given 2039 mapping increases the exceedance, over alternatives such as remapping the resources to other locations. | Same upgrade as Gates 500/230kV TB #11 On-Peak/Off-Peak Constraint |  |  |  | Upgrade not likely to be triggered by this amount of exceedance given substations mapped to and amount of resources have low effective impact on constraint per CAISO staff feedback. TPP analysis is needed to confirm. However, CPUC staff identify the White Paper upgrade as an effective solution to this exceedance, particularly given 2039 mapping increases the exceedance, over alternatives such as remapping the resources to other locations. |  |  |  | Upgrade not likely to be triggered by this amount of exceedance given substations mapped to and amount of resources have low effective impact on constraint per CAISO staff feedback. TPP analysis is needed to confirm. However, CPUC staff identify the White Paper upgrade as an effective solution to this exceedance, particularly given 2039 mapping increases the exceedance, over alternatives such as remapping the resources to other locations. | Unlikely to be triggered by small exceedance. Same upgrade as Schindler 115/70kV TB #1 On-Peak/Off-Peak Constraint | Same upgrade as Schindler 115/70kV TB #1 On-Peak/Off-Peak Constraint | [8 empty] | Upgrade is likely needed to alleviate exceedance in off peak. CPUC staff identify the White Paper upgrade as an effective solution to this exceedance, particularly given 2039 mapping increases the exceedance, over alternatives such as remapping the resources to other locations.

## TxCriteria_bySub_2039
This tab summarizes system-level transmission criteria alignment by substations for the resources mapped to each substation in the 2039 portfolio. It shows each substation’s transmission constraint membership, the resources mapped, the number of constraint exceedances impacting the substation and the most binding constraint for HSN, SSN, and EODS scenarios, and the criteria alignment flags before and after identified upgrades. The information presented here relies on the calculations in the “Tx_Calculator_2039” tab.
[111 empty] | Substation | [14 empty] | IRP Baseline | [14 empty] | In-Dev | [14 empty] | Mapped | [12 empty] | Trans-mission | [12 empty] | Final
|  |  | Substation Tx Constraint Matrix | [107 empty] | Tx Matrix | IRP-ERM baseline reconciliation: resources online after 1/1/2022 so not included in Tx constraints baseline | [13 empty] | Resources | Mapped Portfolio Resources (In-Development Only) | [13 empty] | Resources | Mapped Portfolio Resources (In-Development and Generic) | [13 empty] | Resources | Transmission Constraint Exceedances at each substation | [5 empty] | Most limit Constraint by MWs available after mapping | [5 empty] | Exceed-ances | Transmission Constraint Exceedances at each substation after triggering upgrades | [11 empty] | Exceed-ances | FCDS Criteria Alignment |  |  |  | EODS Criteria Alignment
|  |  | Antelope-Vincent On-Peak and Off-Peak Constraint | Vincent-Lugo On-Peak Constraint | Pardee-Sylmar On-Peak Constraint | Windhub On-Peak Constraint | Moorpark-Pardee On-Peak Constraint | North of Magunden On-Peak Constraint | South of Magunden On-Peak Constraint | South of Magunden Off-Peak Constraint | Antelope-Neenach On-Peak Constraint | Antelope-Neenach Off-Peak Constraint | Del Amo – Barre On-Peak Constraint | Hinson - Del Amo On-Peak Constraint | SCE Metro Area Default Constraint | Control to Inyokern Constraint On-Peak Constraint | Kramer - Victor Constraint On-Peak Constraint | Victor – Lugo Constraint On Peak Constraint | Lugo 500/230 kV Transformer On Peak Constraint | Calcite to Lugo Constraint On Peak Constraint | Colorado River 500/230 kV On-Peak/Off-Peak Constraint (230 kV bus only) | Colorado River-Red Bluff On-Peak Constraint | DCRT On-Peak Constraint | Devers-Red Bluff On-Peak/Off-Peak Constraint | Eagle Mountain On-Peak Constraint | Etiwanda-Rancho Vista On-Peak Constraint | Red Bluff 500/230 kV On-Peak/Off-Peak Constraint (230 kV only) | Serrano-Alberhill-Valley On-Peak/Off-Peak Constraint | VEA 138kV On-peak/Off-peak Constraint | GLW 230kV On-peak/Off-peak Constraint | Lugo-Victorville On-peak Constraint | Capistrano-San Onofre 230 kV On-Peak Constraint | Chicarita 138 kV On-Peak Constraint | El Cajon 69 kV On-Peak Constraint | Internal San Diego Area On-Peak/Off-Peak Constraint | Miguel 69 kV On-Peak Constraint | Encina - San Luis Rey 230 kV On-Peak/Off-Peak Constraint | East of Miguel On-Peak/Off-Peak Constraint | San Luis Rey-San Onofre 230 kV On-Peak/Off-Peak Constraint | Ocean Ranch 69 kV On-Peak Constraint | Otay Mesa 230 kV On-Peak Constraint | Silvergate - Bay Blvd 230 kV On-Peak/Off-Peak Constraint | Silvergate-Old Town 230 kV On-Peak Constraint | Talega 230 kV On-Peak Constraint | Trabuco-Capistrano 138 kV On-Peak Constraint | Santa Rosa-Corona 115 kV line On-Peak Constraint | Vaca Dixon - Tesla 500kV line On-Peak Constraint | Woodland-Davis 115 kV line On-Peak Constraint | Cortina-Eagle Rock 115 kV line On-Peak Constraint | Bell-Placer 115 kV line On-Peak Constraint | Carberry-Round mountain 230 kV line On-Peak Constraint | Rocklin-Pleaseant grove 115kV line On-Peak/Off-Peak Constraint | Bellota-Weber 230kV line On-Peak Constraint | Rio Oso-Brighton 230kV line On-Peak Constraint | Rio Oso-Lockeford 230kV line On-Peak Constraint | Humboldt Offshore Wind constraint | Dumbarton-Newark 115 kV line On-Peak Constraint | Eastshore-San Mateo 230 kV line On-Peak Constraint | Lakeville-Igancio 230 kV line On-Peak Constraint | Sobrante-Moraga 230 kV line On-Peak Constraint | Windmaster- Delta Pumps 230 kV line On-Peak Constraint | Contra Costa- Windmaster 230 kV line On-Peak Constraint | Tesla - Tracy Pumps #2 230 kV line On-Peak Constraint | Contra Costa #1 115 kV line On-Peak Constraint | Kasson Jct-Heinz 115 kV line On-Peak Constraint | Newark-Newark Distribution 115 kV line On-Peak Constraint | Tesla-Bellota 230 kV line On-Peak Constraint | Eight Mile-Tesla 230 kV line On-Peak Constraint | Grant - Eastshore #2 115 kV line On-Peak Constraint | Salado - Crow Creek 60 kV line On-Peak Constraint | Tesla - Salado 115 kV line On-Peak Constraint | Los Esteros-Silicon Valley 230 kV On-Peak Constraint | Los Esteros-Nortech 115 kV line On-Peak Constraint | Newark-Los Esteros 230 kV line On-Peak Constraint | Morganhill-Metcalf 115kV Line On-Peak Constraint | Telsa-Tracy Pump #1 230 kV Line On-Peak Constraint | Birds Landing-Contra Costa 230kV Line On-Peak Constraint | Oceano-Calendar 115kV line On-Peak/Off-Peak Constraint | Midway-Q2005 230kV line On-Peak/Off-Peak Constraint | Smyrna - Q1984 115kV line On-Peak/off-Peak Constraint | Kern 230/115kV TB #4 On-Peak Constraint | Maricopa-Copus 70 kV line On-Peak/Off-Peak Constraint | Midway-Taft 115 kV line On-Peak/Off-Peak Constraint | Kern-Tevis-Stockdale-Lamont 115kV line On-Peak/Off-Peak Constraint | Midway 230/115kV TB #3 On-Peak/Off-Peak Constraint | Semitropic-Midway 115kV Line On-Peak/Off-Peak Constraint | Midway-Q2011 230 kV Line On-Peak Constraint | Gates 500/230kV TB #11 On-Peak/Off-Peak Constraint | Gates 500/230kV TB #12 On-Peak/Off-Peak Constraint | Gates 230/70 kV TB #5 On-Peak/Off-Peak Constraint | Tranquility-Helm 230kV Line On-Peak/Off-Peak Constraint | Dairyland-Chowchilla 115kV Line On-Peak/Off-Peak Constraint | Chowchilla-Le grand 115kV Line On-Peak/Off-Peak Constraint | Los Banos 500/230 kV Bank On-Peak/Off-peak Constraint | Panoche-Los Banos 230kV line #2 On-Peak/Off-Peak Constraint | Dos Amigos-Panoche 230kV line On-Peak Constraint | Schindler 115/70kV TB #1 On-Peak/Off-Peak Constraint | Panoche-Mendota 115 kV line On-Peak/Off-Peak Constraint | Coalinga #1-Coalinga #2 70 kV line On-Peak/Off-Peak Constraint | Panoche-Oro Loma 115kV Line On-Peak Constraint | Borden-Storey #1 230kV line On-Peak/Off-Peak Constraint | Merced 115/70kV TB#2 On-Peak/Off-Peak Constraint | Helm 230/70kV TB#1 On-Peak/Off-Peak Constraint | Oro Loma-El Nido 115kV Line On-Peak/Off-Peak Constraint | Diablo–Gates 500 kV line On-Peak/Off-peak Constraint | Mustang-Henrietta 230 kV line On-Peak Constraint | Gates-Panoche 230 kV #1 and #2 Lines On-Peak Constraint | Moss Landing-Las Aguillas 230 kV Line Off-Peak Constraint | Jackson-Waukena-Corcoran 115 kV Line Off-Peak Constraint | Has Approved |  | Geothermal | Biomass | Wind | Wind | OOS Wind | OOS Wind | Offshore Wind | Offshore Wind | Distributed Solar | Solar | Solar | Battery_4hr | Battery_8hr | LDES | Has | Geothermal | Biomass | Wind | Wind | OOS Wind | OOS Wind | Offshore Wind | Offshore Wind | Distributed Solar | Solar | Solar | Battery_4hr | Battery_8hr | LDES | Has | Geothermal | Biomass | Wind | Wind | OOS Wind | OOS Wind | Offshore Wind | Offshore Wind | Distributed Solar | Solar | Solar | Battery_4hr | Battery_8hr | LDES | Has | Number of HSN Constraints Exceeded |  | Number of SSN Constraints Exceeded |  | Number of EODS constraints Exceeded |  | Limiting Tx Constraint Headroom (Cumulative All Resources) |  |  | Binding Constraint Name |  |  |  | Number of HSN exceedances after upgrades |  | Number of SSN exceedances after upgrades |  | Number of EODS exceedances after upgrades |  | Limiting Tx Constraint Headroom (Cumulative All Resources) After Upgrades |  |  | Binding Constraint Name |  |  |  | Criteria Alignment pre-upgrades | Criteria Alignment after upgrades | Tx upgrades improved compliance | Final Criteria Alignment | Criteria 2 Alignment pre-upgrades | Criteria 2 Alignment after upgrades | Tx upgrades improved compliance | Final Criteria Alignment
CAISO Study Area | Substation | Voltage | Antelope-Vincent Constraint | Vincent-Lugo Constraint | Pardee-Sylmar Constraint | Windhub Constraint | Moorpark-Pardee Constraint | North of Magunden Constraint | South of Magunden Constraint | South of Magunden Constraint | Antelope-Neenach Constraint | Antelope-Neenach Constraint | Del Amo - Barre Area Constraint | Hinson - Del Amo Constraint | SCE Metro Area Default Constraint | Control to Inyokern area constraint | Kramer to Victor Area Constraint | Victor to Lugo Area Constraint | Lugo Transformer Area Constraint | Calcite to Lugo Area Constraint | Colorado River 500/230 kV Constraint | Colorado River-Red Bluff Constraint | DCRT Constraint | Devers-Red Bluff Constraint | Eagle Mountain Constraint | Etiwanda-Rancho Vista Constraint | Red Bluff 500/230 kV Constraint | Serrano-Alberhill-Valley Constraint | VEA 138kV area constraint | GLW 230kV area constraint | Lugo - Victorville area constraint | Capistrano-San Onofre 230 kV constraint | Chicarita 138 kV constraint | El Cajon 69 kV constraint | Internal San Diego Area constraint | Miguel 69 kV constraint | Encina - San Luis Rey 230 kV constraint | East of Miguel constraint | San Luis Rey-San Onofre 230 kV line constraint | Ocean Ranch 69 kV constraint | Otay Mesa 230 kV constraint | Silvergate - Bay Blvd 230 kV constraint | Silvergate-Old Town 230 kV constraint | Talega 230 kV constraint | Trabuco-Capistrano 138 kV constraint | Santa Rosa-Corona 115 kV line | Vaca Dixon-Tesla 500kV Line | Woodland- Davis 115kV line | Cortina-Eagle Rock 115 kV line | Bell-Placer 115kV Line | Carberry-Round Mountain 230kV Line | Rocklin-Pleaseant grove 115kV line | Bellota-Weber 230kV line | Rio Oso-Brighton 230kV line | Rio Oso-Lockeford 230kV line | Humboldt Offshore Wind constraint | Dumbarton-Newark 115 kV line | Eastshore-San Mateo 230 kV line | Lakeville-Ignacio 230 kV line | Sobrante-Moraga 230 kV line | Windmaster-Delta pumps 230 kV line | Contra Costa- Windmaster 230 kV line | Tesla-Tracy-Pump 230 kV line #2 | Contra Costa #1 115kV Line | Kasson Jct-Heinz 115 kV line | Newark-Newark Distribution 115 kV line | Tesla-Bellota 230 kV line | Eight Mile-Tesla 230 kV line | Grant - Eastshore #2 line 115 kV | Salado-Crow Creek Sw Sta 60 kV line | Tesla-Salado 115 kV line | Los Esteros-Silicon Valley 230 kV | Los Esteros-Nortech 115 kV line | Newark-Los Esteros 230 kV line | Morganhill-Metcalf 115kV Line | Tesla-Tracy Pump 230 kV Line #1 | Birds Landing-Contra Costa 230kV Line | Oceano-Calendar 115kV line | Midway-Q2005 230kV Line | Smyrna -Q1984 115kV line | Kern 230/115kV TB #4 | Maricopa-Copus 70 kV line | Midway-Taft 115 kV line | Kern-Tevis-Stockdale-Lamont 115kV line | Midway 230/115kV TB #3 | Semitropic-Midway 115kV Line | Midway-Q2011 230 kV Line | Gates 500/230kV TB #12 | Gates 500/230kV TB #11 | Gates 230/70kV TB #5 | Tranquility-Helm 230kV Line | Dairyland-Chowchilla 115kV Line | Chowchilla-Le grand 115kV Line | Los Banos 500/230kV TB | Panoche-Los Banos 230kV line #2 | Dos Amigos-Los Banos 230kV line | Schindler 115/70kV TB #1 | Panoche- Mendota 115 kV line | Coalinga #1-Coalinga #2 70 kV line | Panoche-Oro Loma 115kV Line | Borden-Storey #1 230kV line | Merced 115/70kV TB#2 | Helm 230/70kV TB #1 | Oro Loma-El Nido 115kV Line | Diablo–Gates 500 kV line | Mustang-Henrietta 230 kV line | Gates-Panoche 230 kV #1 and #2 Lines | Moss Landing-Las Aguilas 230 kV Line | Jacksson-WaukenaCorcoran 115kV line | Tx Upgrade |  | FCDS | FCDS | FCDS | EODS | FCDS | EODS | FCDS | EODS | FCDS | FCDS | EODS | FCDS | FCDS | FCDS | Res | FCDS | FCDS | FCDS | EODS | FCDS | EODS | FCDS | EODS | FCDS | FCDS | EODS | FCDS | FCDS | FCDS | Res | FCDS | FCDS | FCDS | EODS | FCDS | EODS | FCDS | EODS | FCDS | FCDS | EODS | FCDS | FCDS | FCDS | Res | Actual | Default | Actual | Default | Actual | Default | HSN | SSN | EODS | HSN | SSN | EODS |  | Actual | Default | Actual | Default | Actual | Default | HSN | SSN | EODS | HSN | SSN | EODS |  | FCDS | FCDS | FCDS | FCDS | EODS | EODS | EODS | EODS
PG&E Kern Study Area | 7th Standard | 115 | 0 | 0 | 0 | 0 | 0 | 0 | 0 | 0 | 0 | 0 | 0 | 0 | 0 | 0 | 0 | 0 | 0 | 0 | 0 | 0 | 0 | 0 | 0 | 0 | 0 | 0 | 0 | 0 | 0 | 0 | 0 | 0 | 0 | 0 | 0 | 0 | 0 | 0 | 0 | 0 | 0 | 0 | 0 | 0 | 0 | 0 | 0 | 0 | 0 | 0 | 0 | 0 | 0 | 0 | 0 | 0 | 0 | 0 | 0 | 0 | 0 | 0 | 0 | 0 | 0 | 0 | 0 | 0 | 0 | 0 | 0 | 0 | 0 | 0 | 0 | 0 | 1 | 0 | 1 | 0 | 0 | 0 | 1 | 1 | 0 | 1 | 1 | 0 | 0 | 0 | 0 | 0 | 0 | 0 | 0 | 0 | 0 | 0 | 0 | 0 | 0 | 0 | 0 | 0 | 0 | 0 | 0 | 0 |  | 0 | 0 | 0 | 0 | 0 | 0 | 0 | 0 | 0 | 0 | 0 | 0 | 0 | 0 |  | 0 | 0 | 0 | 0 | 0 | 0 | 0 | 0 | 2.5 | 0 | 0 | 0 | 0 | 0 | 1 | 0 | 0 | 0 | 0 | 0 | 0 | 0 | 0 | 2.5 | 0 | 0 | 0 | 0 | 0 | 1 | 3 | 0 | 3 | 0 | 1 | 0 | -3595.555 | -2599.731 | -1460.1318 | Midway-Q2005 230kV Line | Midway-Q2005 230kV Line | Midway-Q2005 230kV Line |  | 0 | 0 | 0 | 0 | 0 | 1 | 39.518 | 0.14008 | -498.1318 | Semitropic-Midway 115kV Line | Semitropic-Midway 115kV Line | Midway-Q2005 230kV Line |  | 5 | 1 | YES | 2 | 5 | 4 | YES | 4
SCE Metro Study Area | Alamitos | 230 | 0 | 0 | 0 | 0 | 0 | 0 | 0 | 0 | 0 | 0 | 1 | 1 | 1 | 0 | 0 | 0 | 0 | 0 | 0 | 0 | 0 | 0 | 0 | 0 | 0 | 0 | 0 | 0 | 0 | 0 | 0 | 0 | 0 | 0 | 0 | 0 | 0 | 0 | 0 | 0 | 0 | 0 | 0 | 0 | 0 | 0 | 0 | 0 | 0 | 0 | 0 | 0 | 0 | 0 | 0 | 0 | 0 | 0 | 0 | 0 | 0 | 0 | 0 | 0 | 0 | 0 | 0 | 0 | 0 | 0 | 0 | 0 | 0 | 0 | 0 | 0 | 0 | 0 | 0 | 0 | 0 | 0 | 0 | 0 | 0 | 0 | 0 | 0 | 0 | 0 | 0 | 0 | 0 | 0 | 0 | 0 | 0 | 0 | 0 | 0 | 0 | 0 | 0 | 0 | 0 | 0 | 0 | 0 |  | 0 | 0 | 0 | 0 | 0 | 0 | 0 | 0 | 0 | 0 | 0 | 0 | 0 | 0 | 0 | 0 | 0 | 0 | 0 | 0 | 0 | 0 | 0 | 0 | 0 | 0 | 0 | 0 | 0 | 0 | 0 | 0 | 0 | 0 | 0 | 0 | 0 | 0 | 0 | 0 | 0 | 0 | 0 | 0 | 0 | 0 | 0 | 0 | 0 | 0 | 0 | 2889.234 | 3209.703 | 4183.53 | Hinson - Del Amo Constraint | Hinson - Del Amo Constraint | Hinson - Del Amo Constraint |  | 0 | 0 | 0 | 0 | 0 | 0 | 2889.234 | 3209.703 | 4183.53 | Hinson - Del Amo Constraint | Hinson - Del Amo Constraint | Hinson - Del Amo Constraint |  | 1 | 1 | NO | 1 | 1 | 1 | NO | 1
SCE Eastern Study Area | Alberhill | 500 | 0 | 0 | 0 | 0 | 0 | 0 | 0 | 0 | 0 | 0 | 0 | 0 | 0 | 0 | 0 | 0 | 0 | 0 | 0 | 0 | 0 | 0 | 0 | 1 | 0 | 1 | 0 | 0 | 0 | 0 | 0 | 0 | 0 | 0 | 0 | 0 | 0 | 0 | 0 | 0 | 0 | 0 | 0 | 0 | 0 | 0 | 0 | 0 | 0 | 0 | 0 | 0 | 0 | 0 | 0 | 0 | 0 | 0 | 0 | 0 | 0 | 0 | 0 | 0 | 0 | 0 | 0 | 0 | 0 | 0 | 0 | 0 | 0 | 0 | 0 | 0 | 0 | 0 | 0 | 0 | 0 | 0 | 0 | 0 | 0 | 0 | 0 | 0 | 0 | 0 | 0 | 0 | 0 | 0 | 0 | 0 | 0 | 0 | 0 | 0 | 0 | 0 | 0 | 0 | 0 | 0 | 0 | 1 |  | 0 | 0 | 0 | 0 | 0 | 0 | 0 | 0 | 0 | 0 | 0 | 0 | 0 | 0 | 0 | 0 | 0 | 0 | 0 | 0 | 0 | 0 | 0 | 0 | 0 | 0 | 0 | 0 | 0 | 0 | 0 | 0 | 0 | 0 | 0 | 0 | 0 | 0 | 0 | 0 | 0 | 0 | 0 | 0 | 0 | 0 | 0 | 0 | 0 | 0 | 0 | 212.9398 | 3776.2867 | 9161.349 | Serrano-Alberhill-Valley Constraint | Serrano-Alberhill-Valley Constraint | Serrano-Alberhill-Valley Constraint |  | 0 | 0 | 0 | 0 | 0 | 0 | 212.9398 | 3776.2867 | 9161.349 | Serrano-Alberhill-Valley Constraint | Serrano-Alberhill-Valley Constraint | Serrano-Alberhill-Valley Constraint |  | 1 | 1 | NO | 1 | 1 | 1 | NO | 1
PG&E Kern Study Area | Alpaugh | 115 | 0 | 0 | 0 | 0 | 0 | 0 | 0 | 0 | 0 | 0 | 0 | 0 | 0 | 0 | 0 | 0 | 0 | 0 | 0 | 0 | 0 | 0 | 0 | 0 | 0 | 0 | 0 | 0 | 0 | 0 | 0 | 0 | 0 | 0 | 0 | 0 | 0 | 0 | 0 | 0 | 0 | 0 | 0 | 0 | 0 | 0 | 0 | 0 | 0 | 0 | 0 | 0 | 0 | 0 | 0 | 0 | 0 | 0 | 0 | 0 | 0 | 0 | 0 | 0 | 0 | 0 | 0 | 0 | 0 | 0 | 0 | 0 | 0 | 0 | 0 | 1 | 1 | 1 | 1 | 0 | 0 | 0 | 1 | 1 | 0 | 1 | 1 | 0 | 0 | 0 | 0 | 0 | 0 | 0 | 0 | 0 | 0 | 0 | 0 | 0 | 0 | 0 | 0 | 0 | 0 | 0 | 0 | 0 |  | 0 | 0 | 0 | 0 | 0 | 0 | 0 | 0 | 0 | 0 | 0 | 0 | 0 | 0 | 0 | 0 | 0 | 0 | 0 | 0 | 0 | 0 | 0 | 6 | 0 | 0 | 10 | 0 | 0 | 1 | 0 | 0 | 0 | 0 | 0 | 0 | 0 | 0 | 6 | 0 | 0 | 10 | 0 | 0 | 1 | 4 | 0 | 4 | 0 | 2 | 0 | -3595.555 | -2599.731 | -1460.1318 | Midway-Q2005 230kV Line | Midway-Q2005 230kV Line | Midway-Q2005 230kV Line |  | 0 | 0 | 0 | 0 | 0 | 2 | 39.518 | 0.14008 | -498.1318 | Semitropic-Midway 115kV Line | Semitropic-Midway 115kV Line | Midway-Q2005 230kV Line |  | 5 | 1 | YES | 2 | 5 | 4 | YES | 4
SDG&E Study Area | Alpine | 69 | 0 | 0 | 0 | 0 | 0 | 0 | 0 | 0 | 0 | 0 | 0 | 0 | 0 | 0 | 0 | 0 | 0 | 0 | 0 | 0 | 0 | 0 | 0 | 0 | 0 | 0 | 0 | 0 | 0 | 0 | 1 | 1 | 0 | 1 | 0 | 0 | 0 | 0 | 0 | 0 | 0 | 0 | 0 | 0 | 0 | 0 | 0 | 0 | 0 | 0 | 0 | 0 | 0 | 0 | 0 | 0 | 0 | 0 | 0 | 0 | 0 | 0 | 0 | 0 | 0 | 0 | 0 | 0 | 0 | 0 | 0 | 0 | 0 | 0 | 0 | 0 | 0 | 0 | 0 | 0 | 0 | 0 | 0 | 0 | 0 | 0 | 0 | 0 | 0 | 0 | 0 | 0 | 0 | 0 | 0 | 0 | 0 | 0 | 0 | 0 | 0 | 0 | 0 | 0 | 0 | 0 | 0 | 0 |  | 0 | 0 | 0 | 0 | 0 | 0 | 0 | 0 | 0 | 0 | 0 | 0 | 0 | 0 | 0 | 0 | 0 | 0 | 0 | 0 | 0 | 0 | 0 | 0 | 0 | 0 | 0 | 0 | 0 | 0 | 0 | 0 | 0 | 0 | 0 | 0 | 0 | 0 | 0 | 0 | 0 | 0 | 0 | 0 | 0 | 1 | 0 | 0 | 0 | 0 | 0 | -486.9952 | 36.3023 | 296.5564 | Chicarita 138 kV constraint | Chicarita 138 kV constraint | Miguel 69 kV constraint |  | 0 | 0 | 0 | 0 | 0 | 0 | 164.7548 | 197.5523 | 296.5564 | Miguel 69 kV constraint | Miguel 69 kV constraint | Miguel 69 kV constraint |  | 5 | 1 | YES | 2 | 1 | 1 | NO | 1
PG&E Greater Bay Study Area | Altamont Midway (Sandhill) | 230 | 0 | 0 | 0 | 0 | 0 | 0 | 0 | 0 | 0 | 0 | 0 | 0 | 0 | 0 | 0 | 0 | 0 | 0 | 0 | 0 | 0 | 0 | 0 | 0 | 0 | 0 | 0 | 0 | 0 | 0 | 0 | 0 | 0 | 0 | 0 | 0 | 0 | 0 | 0 | 0 | 0 | 0 | 0 | 0 | 1 | 0 | 0 | 0 | 0 | 0 | 0 | 0 | 0 | 0 | 0 | 0 | 0 | 0 | 1 | 0 | 1 | 0 | 0 | 1 | 1 | 0 | 0 | 0 | 0 | 0 | 0 | 0 | 0 | 1 | 0 | 0 | 0 | 0 | 0 | 0 | 0 | 0 | 0 | 0 | 0 | 0 | 0 | 0 | 0 | 0 | 0 | 0 | 0 | 0 | 0 | 0 | 0 | 0 | 0 | 0 | 0 | 0 | 0 | 0 | 0 | 0 | 0 | 0 |  | 0 | 0 | 0 | 0 | 0 | 0 | 0 | 0 | 0 | 0 | 0 | 0 | 0 | 0 | 0 | 0 | 0 | 5 | 0 | 0 | 0 | 0 | 0 | 0 | 0 | 0 | 0 | 0 | 0 | 1 | 0 | 0 | 5 | 0 | 0 | 0 | 0 | 0 | 0 | 0 | 0 | 0 | 0 | 0 | 1 | 2 | 0 | 1 | 0 | 0 | 0 | -2351.0075 | -489.2175 | 796.7913 | Vaca Dixon-Tesla 500kV Line | Vaca Dixon-Tesla 500kV Line | Windmaster-Delta pumps 230 kV line |  | 1 | 0 | 0 | 0 | 0 | 0 | -278.2328 | 283.5403 | 796.7913 | Windmaster-Delta pumps 230 kV line | Windmaster-Delta pumps 230 kV line | Windmaster-Delta pumps 230 kV line |  | 5 | 5 | NO | 5 | 1 | 1 | NO | 1
SCE Northern Area | Antelope | 500 | 1 | 1 | 1 | 0 | 0 | 0 | 0 | 0 | 0 | 1 | 0 | 0 | 0 | 0 | 0 | 0 | 0 | 0 | 0 | 0 | 0 | 0 | 0 | 0 | 0 | 0 | 0 | 0 | 0 | 0 | 0 | 0 | 0 | 0 | 0 | 0 | 0 | 0 | 0 | 0 | 0 | 0 | 0 | 0 | 0 | 0 | 0 | 0 | 0 | 0 | 0 | 0 | 0 | 0 | 0 | 0 | 0 | 0 | 0 | 0 | 0 | 0 | 0 | 0 | 0 | 0 | 0 | 0 | 0 | 0 | 0 | 0 | 0 | 0 | 0 | 0 | 0 | 0 | 0 | 0 | 0 | 0 | 0 | 0 | 0 | 0 | 0 | 0 | 0 | 0 | 0 | 0 | 0 | 0 | 0 | 0 | 0 | 0 | 0 | 0 | 0 | 0 | 0 | 0 | 0 | 0 | 0 | 0 |  | 0 | 0 | 0 | 0 | 0 | 0 | 0 | 0 | 0 | 0 | 0 | 0 | 0 | 0 | 0 | 0 | 0 | 0 | 0 | 0 | 0 | 0 | 0 | 0 | 0 | 0 | 0 | 0 | 0 | 0 | 0 | 0 | 0 | 0 | 0 | 0 | 0 | 0 | 0 | 0 | 0 | 0 | 0 | 0 | 0 | 0 | 0 | 0 | 0 | 0 | 0 | 0 | 27.481 | 0.005 | Antelope-Neenach Constraint | Antelope-Neenach Constraint | Antelope-Neenach Constraint |  | 0 | 0 | 0 | 0 | 0 | 0 | 0 | 27.481 | 0.005 | Antelope-Neenach Constraint | Antelope-Neenach Constraint | Antelope-Neenach Constraint |  | 1 | 1 | NO | 1 | 1 | 1 | NO | 1
SCE Northern Area | Antelope | 230 | 1 | 1 | 1 | 0 | 0 | 0 | 0 | 0 | 0 | 1 | 0 | 0 | 0 | 0 | 0 | 0 | 0 | 0 | 0 | 0 | 0 | 0 | 0 | 0 | 0 | 0 | 0 | 0 | 0 | 0 | 0 | 0 | 0 | 0 | 0 | 0 | 0 | 0 | 0 | 0 | 0 | 0 | 0 | 0 | 0 | 0 | 0 | 0 | 0 | 0 | 0 | 0 | 0 | 0 | 0 | 0 | 0 | 0 | 0 | 0 | 0 | 0 | 0 | 0 | 0 | 0 | 0 | 0 | 0 | 0 | 0 | 0 | 0 | 0 | 0 | 0 | 0 | 0 | 0 | 0 | 0 | 0 | 0 | 0 | 0 | 0 | 0 | 0 | 0 | 0 | 0 | 0 | 0 | 0 | 0 | 0 | 0 | 0 | 0 | 0 | 0 | 0 | 0 | 0 | 0 | 0 | 0 | 0 |  | 0 | 0 | 0 | 0 | 0 | 0 | 0 | 0 | 14.5 | 142 | 0 | 307 | 0 | 0 | 1 | 0 | 0 | 140 | 16 | 0 | 0 | 0 | 0 | 2 | 217 | 250 | 28 | 128.5 | 0 | 1 | 0 | 0 | 140 | 16 | 0 | 0 | 0 | 0 | 2 | 217 | 250 | 28 | 128.5 | 0 | 1 | 0 | 0 | 0 | 0 | 0 | 0 | 0 | 27.481 | 0.005 | Antelope-Neenach Constraint | Antelope-Neenach Constraint | Antelope-Neenach Constraint |  | 0 | 0 | 0 | 0 | 0 | 0 | 0 | 27.481 | 0.005 | Antelope-Neenach Constraint | Antelope-Neenach Constraint | Antelope-Neenach Constraint |  | 1 | 1 | NO | 1 | 1 | 1 | NO | 1
PG&E Kern Study Area | Arco | 230 | 0 | 0 | 0 | 0 | 0 | 0 | 0 | 0 | 0 | 0 | 0 | 0 | 0 | 0 | 0 | 0 | 0 | 0 | 0 | 0 | 0 | 0 | 0 | 0 | 0 | 0 | 0 | 0 | 0 | 0 | 0 | 0 | 0 | 0 | 0 | 0 | 0 | 0 | 0 | 0 | 0 | 0 | 0 | 0 | 0 | 0 | 0 | 0 | 0 | 0 | 0 | 0 | 0 | 0 | 0 | 0 | 0 | 0 | 0 | 0 | 0 | 0 | 0 | 0 | 0 | 0 | 0 | 0 | 0 | 0 | 0 | 0 | 0 | 0 | 0 | 0 | 1 | 0 | 0 | 0 | 0 | 0 | 0 | 0 | 0 | 1 | 1 | 0 | 0 | 0 | 0 | 0 | 0 | 0 | 0 | 0 | 0 | 0 | 0 | 0 | 0 | 0 | 0 | 1 | 1 | 0 | 0 | 0 |  | 0 | 0 | 0 | 0 | 0 | 0 | 0 | 0 | 0 | 119.9 | 5 | 63 | 0 | 0 | 1 | 0 | 0 | 0 | 0 | 0 | 0 | 0 | 0 | 6.99 | 135 | 515 | 170.4 | 100 | 0 | 1 | 0 | 0 | 0 | 0 | 0 | 0 | 0 | 0 | 6.99 | 135 | 515 | 170.4 | 100 | 0 | 1 | 3 | 0 | 3 | 0 | 1 | 0 | -3595.555 | -2599.731 | -1460.1318 | Midway-Q2005 230kV Line | Midway-Q2005 230kV Line | Midway-Q2005 230kV Line |  | 0 | 0 | 0 | 0 | 0 | 1 | 1683.173 | 3425.8659 | -498.1318 | Gates-Panoche 230 kV #1 and #2 Lines | Gates-Panoche 230 kV #1 and #2 Lines | Midway-Q2005 230kV Line |  | 5 | 1 | YES | 2 | 5 | 4 | YES | 4
SCE Metro Study Area | ArcoGen | 230 | 0 | 0 | 0 | 0 | 0 | 0 | 0 | 0 | 0 | 0 | 1 | 1 | 1 | 0 | 0 | 0 | 0 | 0 | 0 | 0 | 0 | 0 | 0 | 0 | 0 | 0 | 0 | 0 | 0 | 0 | 0 | 0 | 0 | 0 | 0 | 0 | 0 | 0 | 0 | 0 | 0 | 0 | 0 | 0 | 0 | 0 | 0 | 0 | 0 | 0 | 0 | 0 | 0 | 0 | 0 | 0 | 0 | 0 | 0 | 0 | 0 | 0 | 0 | 0 | 0 | 0 | 0 | 0 | 0 | 0 | 0 | 0 | 0 | 0 | 0 | 0 | 0 | 0 | 0 | 0 | 0 | 0 | 0 | 0 | 0 | 0 | 0 | 0 | 0 | 0 | 0 | 0 | 0 | 0 | 0 | 0 | 0 | 0 | 0 | 0 | 0 | 0 | 0 | 0 | 0 | 0 | 0 | 0 |  | 0 | 0 | 0 | 0 | 0 | 0 | 0 | 0 | 0 | 0 | 0 | 0 | 0 | 0 | 0 | 0 | 0 | 0 | 0 | 0 | 0 | 0 | 0 | 0 | 0 | 0 | 0 | 0 | 0 | 0 | 0 | 0 | 0 | 0 | 0 | 0 | 0 | 0 | 0 | 0 | 0 | 0 | 0 | 0 | 0 | 0 | 0 | 0 | 0 | 0 | 0 | 2889.234 | 3209.703 | 4183.53 | Hinson - Del Amo Constraint | Hinson - Del Amo Constraint | Hinson - Del Amo Constraint |  | 0 | 0 | 0 | 0 | 0 | 0 | 2889.234 | 3209.703 | 4183.53 | Hinson - Del Amo Constraint | Hinson - Del Amo Constraint | Hinson - Del Amo Constraint |  | 1 | 1 | NO | 1 | 1 | 1 | NO | 1
SDG&E Study Area | Artesian | 230 | 0 | 0 | 0 | 0 | 0 | 0 | 0 | 0 | 0 | 0 | 0 | 0 | 0 | 0 | 0 | 0 | 0 | 0 | 0 | 0 | 0 | 0 | 0 | 0 | 0 | 0 | 0 | 0 | 0 | 1 | 0 | 0 | 1 | 0 | 1 | 0 | 1 | 0 | 0 | 0 | 0 | 1 | 0 | 0 | 0 | 0 | 0 | 0 | 0 | 0 | 0 | 0 | 0 | 0 | 0 | 0 | 0 | 0 | 0 | 0 | 0 | 0 | 0 | 0 | 0 | 0 | 0 | 0 | 0 | 0 | 0 | 0 | 0 | 0 | 0 | 0 | 0 | 0 | 0 | 0 | 0 | 0 | 0 | 0 | 0 | 0 | 0 | 0 | 0 | 0 | 0 | 0 | 0 | 0 | 0 | 0 | 0 | 0 | 0 | 0 | 0 | 0 | 0 | 0 | 0 | 0 | 0 | 3 |  | 0 | 0 | 0 | 0 | 0 | 0 | 0 | 0 | 0 | 0 | 0 | 0 | 0 | 0 | 0 | 0 | 0 | 0 | 0 | 0 | 0 | 0 | 0 | 0 | 0 | 0 | 0 | 0 | 0 | 0 | 0 | 0 | 0 | 0 | 0 | 0 | 0 | 0 | 0 | 0 | 0 | 0 | 0 | 0 | 0 | 1 | 3 | 0 | 0 | 0 | 0 | -433.35 | 385.825 | 1895.33 | Talega 230 kV constraint | Talega 230 kV constraint | Internal San Diego Area constraint |  | 0 | 3 | 0 | 0 | 0 | 0 | -253.91 | 962.25 | 1895.33 | Encina - San Luis Rey 230 kV constraint | Encina - San Luis Rey 230 kV constraint | Internal San Diego Area constraint |  | 5 | 4 | YES | 4 | 1 | 1 | NO | 1
PG&E Fresno Study Area | Ashlan | 230 | 0 | 0 | 0 | 0 | 0 | 0 | 0 | 0 | 0 | 0 | 0 | 0 | 0 | 0 | 0 | 0 | 0 | 0 | 0 | 0 | 0 | 0 | 0 | 0 | 0 | 0 | 0 | 0 | 0 | 0 | 0 | 0 | 0 | 0 | 0 | 0 | 0 | 0 | 0 | 0 | 0 | 0 | 0 | 0 | 0 | 0 | 0 | 0 | 0 | 0 | 1 | 0 | 0 | 0 | 0 | 0 | 0 | 0 | 0 | 0 | 0 | 0 | 0 | 0 | 0 | 0 | 0 | 0 | 0 | 0 | 0 | 0 | 0 | 0 | 0 | 0 | 1 | 0 | 0 | 0 | 0 | 0 | 0 | 0 | 0 | 1 | 1 | 0 | 1 | 1 | 1 | 1 | 1 | 1 | 1 | 1 | 0 | 1 | 1 | 0 | 0 | 1 | 0 | 0 | 0 | 1 | 0 | 4 |  | 0 | 0 | 0 | 0 | 0 | 0 | 0 | 0 | 0 | 0 | 0 | 0 | 0 | 0 | 0 | 0 | 0 | 0 | 0 | 0 | 0 | 0 | 0 | 0 | 0 | 0 | 0 | 0 | 0 | 0 | 0 | 0 | 0 | 0 | 0 | 0 | 0 | 0 | 0 | 0 | 0 | 0 | 0 | 0 | 0 | 7 | 1 | 6 | 1 | 4 | 0 | -3595.555 | -2599.731 | -1460.1318 | Midway-Q2005 230kV Line | Midway-Q2005 230kV Line | Midway-Q2005 230kV Line |  | 0 | 2 | 0 | 1 | 0 | 2 | -929.957 | -436.0987 | -498.1318 | Moss Landing-Las Aguilas 230 kV Line | Moss Landing-Las Aguilas 230 kV Line | Midway-Q2005 230kV Line |  | 5 | 4 | YES | 4 | 5 | 4 | YES | 4
PG&E North of Greater Bay Study Area | Atlantic | 230 | 0 | 0 | 0 | 0 | 0 | 0 | 0 | 0 | 0 | 0 | 0 | 0 | 0 | 0 | 0 | 0 | 0 | 0 | 0 | 0 | 0 | 0 | 0 | 0 | 0 | 0 | 0 | 0 | 0 | 0 | 0 | 0 | 0 | 0 | 0 | 0 | 0 | 0 | 0 | 0 | 0 | 0 | 0 | 0 | 1 | 0 | 0 | 1 | 0 | 0 | 1 | 1 | 1 | 0 | 0 | 0 | 0 | 0 | 0 | 0 | 0 | 0 | 0 | 0 | 1 | 1 | 0 | 0 | 0 | 0 | 0 | 0 | 0 | 0 | 0 | 0 | 0 | 0 | 0 | 0 | 0 | 0 | 0 | 0 | 0 | 0 | 0 | 0 | 0 | 0 | 0 | 0 | 0 | 0 | 0 | 0 | 0 | 0 | 0 | 0 | 0 | 0 | 0 | 0 | 0 | 0 | 0 | 0 |  | 0 | 0 | 0 | 0 | 0 | 0 | 0 | 0 | 0 | 0 | 0 | 0 | 0 | 0 | 0 | 0 | 0 | 0 | 0 | 0 | 0 | 0 | 0 | 0 | 0 | 0 | 0 | 0 | 0 | 0 | 0 | 0 | 0 | 0 | 0 | 0 | 0 | 0 | 0 | 0 | 0 | 0 | 0 | 0 | 0 | 2 | 0 | 1 | 0 | 0 | 0 | -2351.0075 | -489.2175 | 315.64 | Vaca Dixon-Tesla 500kV Line | Vaca Dixon-Tesla 500kV Line | Rio Oso-Brighton 230kV line |  | 0 | 1 | 0 | 0 | 0 | 0 | -86.8335 | 267.6995 | 315.64 | Bellota-Weber 230kV line | Rio Oso-Brighton 230kV line | Rio Oso-Brighton 230kV line |  | 5 | 3 | YES | 3 | 1 | 1 | NO | 1
PG&E North of Greater Bay Study Area | Atlantic | 115 | 0 | 0 | 0 | 0 | 0 | 0 | 0 | 0 | 0 | 0 | 0 | 0 | 0 | 0 | 0 | 0 | 0 | 0 | 0 | 0 | 0 | 0 | 0 | 0 | 0 | 0 | 0 | 0 | 0 | 0 | 0 | 0 | 0 | 0 | 0 | 0 | 0 | 0 | 0 | 0 | 0 | 0 | 0 | 0 | 1 | 0 | 0 | 1 | 0 | 1 | 1 | 1 | 0 | 0 | 0 | 0 | 0 | 0 | 0 | 0 | 0 | 0 | 0 | 0 | 1 | 1 | 0 | 0 | 0 | 0 | 0 | 0 | 0 | 0 | 0 | 0 | 0 | 0 | 0 | 0 | 0 | 0 | 0 | 0 | 0 | 0 | 0 | 0 | 0 | 0 | 0 | 0 | 0 | 0 | 0 | 0 | 0 | 0 | 0 | 0 | 0 | 0 | 0 | 0 | 0 | 0 | 0 | 0 |  | 0 | 0 | 0 | 0 | 0 | 0 | 0 | 0 | 0 | 0 | 0 | 0 | 0 | 0 | 0 | 0 | 0 | 0 | 0 | 0 | 0 | 0 | 0 | 0 | 0 | 0 | 0 | 0 | 0 | 0 | 0 | 0 | 0 | 0 | 0 | 0 | 0 | 0 | 0 | 0 | 0 | 0 | 0 | 0 | 0 | 3 | 0 | 2 | 0 | 0 | 0 | -2351.0075 | -489.2175 | 87.41 | Vaca Dixon-Tesla 500kV Line | Vaca Dixon-Tesla 500kV Line | Rocklin-Pleaseant grove 115kV line |  | 0 | 1 | 0 | 0 | 0 | 0 | -86.8335 | 267.6995 | 87.41 | Bellota-Weber 230kV line | Rio Oso-Brighton 230kV line | Rocklin-Pleaseant grove 115kV line |  | 5 | 3 | YES | 3 | 1 | 1 | NO | 1
PG&E Greater Bay Study Area | Avena | 115 | 0 | 0 | 0 | 0 | 0 | 0 | 0 | 0 | 0 | 0 | 0 | 0 | 0 | 0 | 0 | 0 | 0 | 0 | 0 | 0 | 0 | 0 | 0 | 0 | 0 | 0 | 0 | 0 | 0 | 0 | 0 | 0 | 0 | 0 | 0 | 0 | 0 | 0 | 0 | 0 | 0 | 0 | 0 | 0 | 0 | 0 | 0 | 0 | 0 | 0 | 0 | 0 | 0 | 0 | 0 | 0 | 0 | 0 | 0 | 0 | 0 | 0 | 1 | 0 | 0 | 0 | 0 | 0 | 0 | 0 | 0 | 0 | 0 | 0 | 0 | 0 | 0 | 0 | 0 | 0 | 0 | 0 | 0 | 0 | 0 | 0 | 0 | 0 | 0 | 0 | 0 | 0 | 0 | 0 | 0 | 0 | 0 | 0 | 0 | 0 | 0 | 0 | 0 | 0 | 0 | 0 | 0 | 0 |  | 0 | 0 | 0 | 0 | 0 | 0 | 0 | 0 | 0 | 0 | 0 | 0 | 0 | 0 | 0 | 0 | 0 | 0 | 0 | 0 | 0 | 0 | 0 | 0 | 0 | 0 | 0 | 0 | 0 | 0 | 0 | 0 | 0 | 0 | 0 | 0 | 0 | 0 | 0 | 0 | 0 | 0 | 0 | 0 | 0 | 0 | 0 | 0 | 0 | 0 | 0 | 3.859 | 102.156 | 280.6464 | Kasson Jct-Heinz 115 kV line | Kasson Jct-Heinz 115 kV line | Kasson Jct-Heinz 115 kV line |  | 0 | 0 | 0 | 0 | 0 | 0 | 3.859 | 102.156 | 280.6464 | Kasson Jct-Heinz 115 kV line | Kasson Jct-Heinz 115 kV line | Kasson Jct-Heinz 115 kV line |  | 1 | 1 | NO | 1 | 1 | 1 | NO | 1
SDG&E Study Area | Avocado | 69 | 0 | 0 | 0 | 0 | 0 | 0 | 0 | 0 | 0 | 0 | 0 | 0 | 0 | 0 | 0 | 0 | 0 | 0 | 0 | 0 | 0 | 0 | 0 | 0 | 0 | 0 | 0 | 0 | 0 | 1 | 0 | 0 | 1 | 0 | 0 | 0 | 0 | 0 | 0 | 0 | 0 | 1 | 0 | 0 | 0 | 0 | 0 | 0 | 0 | 0 | 0 | 0 | 0 | 0 | 0 | 0 | 0 | 0 | 0 | 0 | 0 | 0 | 0 | 0 | 0 | 0 | 0 | 0 | 0 | 0 | 0 | 0 | 0 | 0 | 0 | 0 | 0 | 0 | 0 | 0 | 0 | 0 | 0 | 0 | 0 | 0 | 0 | 0 | 0 | 0 | 0 | 0 | 0 | 0 | 0 | 0 | 0 | 0 | 0 | 0 | 0 | 0 | 0 | 0 | 0 | 0 | 0 | 1 |  | 0 | 0 | 0 | 0 | 0 | 0 | 0 | 0 | 0 | 0 | 0 | 40 | 0 | 0 | 1 | 0 | 0 | 0 | 0 | 0 | 0 | 0 | 0 | 0 | 0 | 0 | 29.6 | 0 | 0 | 1 | 0 | 0 | 0 | 0 | 0 | 0 | 0 | 0 | 0 | 0 | 0 | 29.6 | 0 | 0 | 1 | 1 | 1 | 0 | 0 | 0 | 0 | -433.35 | 385.825 | 1895.33 | Talega 230 kV constraint | Talega 230 kV constraint | Internal San Diego Area constraint |  | 0 | 1 | 0 | 0 | 0 | 0 | -115.61 | 970.7 | 1895.33 | Internal San Diego Area constraint | Capistrano-San Onofre 230 kV constraint | Internal San Diego Area constraint |  | 5 | 3 | YES | 3 | 1 | 1 | NO | 1
PG&E North of Greater Bay Study Area | Bahia | 230 | 0 | 0 | 0 | 0 | 0 | 0 | 0 | 0 | 0 | 0 | 0 | 0 | 0 | 0 | 0 | 0 | 0 | 0 | 0 | 0 | 0 | 0 | 0 | 0 | 0 | 0 | 0 | 0 | 0 | 0 | 0 | 0 | 0 | 0 | 0 | 0 | 0 | 0 | 0 | 0 | 0 | 0 | 0 | 0 | 1 | 0 | 0 | 0 | 0 | 0 | 0 | 0 | 0 | 0 | 0 | 0 | 0 | 1 | 0 | 0 | 1 | 0 | 0 | 0 | 1 | 0 | 0 | 0 | 0 | 0 | 0 | 0 | 0 | 1 | 1 | 0 | 0 | 0 | 0 | 0 | 0 | 0 | 0 | 0 | 0 | 0 | 0 | 0 | 0 | 0 | 0 | 0 | 0 | 0 | 0 | 0 | 0 | 0 | 0 | 0 | 0 | 0 | 0 | 0 | 0 | 0 | 0 | 1 |  | 0 | 0 | 0 | 0 | 0 | 0 | 0 | 0 | 0 | 0 | 0 | 0 | 0 | 0 | 0 | 0 | 0 | 0 | 0 | 0 | 0 | 0 | 0 | 0 | 0 | 0 | 0 | 0 | 0 | 0 | 0 | 0 | 0 | 0 | 0 | 0 | 0 | 0 | 0 | 0 | 0 | 0 | 0 | 0 | 0 | 2 | 0 | 2 | 0 | 0 | 0 | -2351.0075 | -489.2175 | 316.3825 | Vaca Dixon-Tesla 500kV Line | Vaca Dixon-Tesla 500kV Line | Birds Landing-Contra Costa 230kV Line |  | 1 | 0 | 1 | 0 | 0 | 0 | -598.6387 | -51.5186 | 316.3825 | Birds Landing-Contra Costa 230kV Line | Birds Landing-Contra Costa 230kV Line | Birds Landing-Contra Costa 230kV Line |  | 5 | 5 | NO | 5 | 1 | 1 | NO | 1
SCE Northern Area | Bailey | 230 | 1 | 0 | 1 | 0 | 0 | 0 | 1 | 0 | 1 | 0 | 0 | 0 | 0 | 0 | 0 | 0 | 0 | 0 | 0 | 0 | 0 | 0 | 0 | 0 | 0 | 0 | 0 | 0 | 1 | 0 | 0 | 0 | 0 | 0 | 0 | 0 | 0 | 0 | 0 | 0 | 0 | 0 | 0 | 0 | 0 | 0 | 0 | 0 | 0 | 0 | 0 | 0 | 0 | 0 | 0 | 0 | 0 | 0 | 0 | 0 | 0 | 0 | 0 | 0 | 0 | 0 | 0 | 0 | 0 | 0 | 0 | 0 | 0 | 0 | 0 | 0 | 0 | 0 | 0 | 0 | 0 | 0 | 0 | 0 | 0 | 0 | 0 | 0 | 0 | 0 | 0 | 0 | 0 | 0 | 0 | 0 | 0 | 0 | 0 | 0 | 0 | 0 | 0 | 0 | 0 | 0 | 0 | 0 |  | 0 | 0 | 0 | 0 | 0 | 0 | 0 | 0 | 0 | 0 | 0 | 0 | 0 | 0 | 0 | 0 | 0 | 0 | 0 | 0 | 0 | 0 | 0 | 0 | 0 | 0 | 0 | 0 | 0 | 0 | 0 | 0 | 0 | 0 | 0 | 0 | 0 | 0 | 0 | 0 | 0 | 0 | 0 | 0 | 0 | 2 | 0 | 1 | 0 | 0 | 0 | -4066.4708 | -34.6371 | 0.005 | Lugo - Victorville area constraint | South of Magunden Constraint | Antelope-Neenach Constraint |  | 1 | 0 | 1 | 0 | 0 | 0 | -596.4338 | -34.6371 | 0.005 | South of Magunden Constraint | South of Magunden Constraint | Antelope-Neenach Constraint |  | 5 | 5 | NO | 5 | 1 | 1 | NO | 1
PG&E Kern Study Area | Bakersfield | 230 | 0 | 0 | 0 | 0 | 0 | 0 | 0 | 0 | 0 | 0 | 0 | 0 | 0 | 0 | 0 | 0 | 0 | 0 | 0 | 0 | 0 | 0 | 0 | 0 | 0 | 0 | 0 | 0 | 0 | 0 | 0 | 0 | 0 | 0 | 0 | 0 | 0 | 0 | 0 | 0 | 0 | 0 | 0 | 0 | 0 | 0 | 0 | 0 | 0 | 0 | 0 | 0 | 0 | 0 | 0 | 0 | 0 | 0 | 0 | 0 | 0 | 0 | 0 | 0 | 0 | 0 | 0 | 0 | 0 | 0 | 0 | 0 | 0 | 0 | 0 | 0 | 1 | 0 | 0 | 0 | 0 | 0 | 0 | 0 | 0 | 1 | 1 | 0 | 0 | 0 | 0 | 0 | 0 | 0 | 0 | 0 | 0 | 0 | 0 | 0 | 0 | 0 | 0 | 0 | 0 | 0 | 0 | 0 |  | 0 | 0 | 0 | 0 | 0 | 0 | 0 | 0 | 0 | 0 | 0 | 0 | 0 | 0 | 0 | 0 | 0 | 0 | 0 | 0 | 0 | 0 | 0 | 0 | 0 | 0 | 0 | 0 | 0 | 0 | 0 | 0 | 0 | 0 | 0 | 0 | 0 | 0 | 0 | 0 | 0 | 0 | 0 | 0 | 0 | 3 | 0 | 3 | 0 | 1 | 0 | -3595.555 | -2599.731 | -1460.1318 | Midway-Q2005 230kV Line | Midway-Q2005 230kV Line | Midway-Q2005 230kV Line |  | 0 | 0 | 0 | 0 | 0 | 1 | 8174.906 | 8901.5832 | -498.1318 | Gates 500/230kV TB #11 | Gates 500/230kV TB #11 | Midway-Q2005 230kV Line |  | 5 | 1 | YES | 2 | 5 | 4 | YES | 4
PG&E Fresno Study Area | Balch 2 | 230 | 0 | 0 | 0 | 0 | 0 | 0 | 0 | 0 | 0 | 0 | 0 | 0 | 0 | 0 | 0 | 0 | 0 | 0 | 0 | 0 | 0 | 0 | 0 | 0 | 0 | 0 | 0 | 0 | 0 | 0 | 0 | 0 | 0 | 0 | 0 | 0 | 0 | 0 | 0 | 0 | 0 | 0 | 0 | 0 | 0 | 0 | 0 | 0 | 0 | 0 | 1 | 0 | 0 | 0 | 0 | 0 | 0 | 0 | 0 | 0 | 0 | 0 | 0 | 0 | 0 | 0 | 0 | 0 | 0 | 0 | 0 | 0 | 0 | 0 | 0 | 0 | 1 | 0 | 0 | 0 | 0 | 0 | 0 | 0 | 0 | 1 | 1 | 1 | 1 | 1 | 1 | 1 | 1 | 1 | 1 | 1 | 0 | 1 | 1 | 0 | 0 | 1 | 0 | 0 | 0 | 1 | 0 | 4 |  | 0 | 0 | 0 | 0 | 0 | 0 | 0 | 0 | 0 | 0 | 0 | 0 | 0 | 0 | 0 | 0 | 3 | 0 | 0 | 0 | 0 | 0 | 0 | 0 | 0 | 0 | 0 | 0 | 0 | 1 | 0 | 3 | 0 | 0 | 0 | 0 | 0 | 0 | 0 | 0 | 0 | 0 | 0 | 0 | 1 | 7 | 1 | 6 | 1 | 4 | 0 | -3595.555 | -2599.731 | -1460.1318 | Midway-Q2005 230kV Line | Midway-Q2005 230kV Line | Midway-Q2005 230kV Line |  | 0 | 2 | 0 | 1 | 0 | 2 | -929.957 | -436.0987 | -498.1318 | Moss Landing-Las Aguilas 230 kV Line | Moss Landing-Las Aguilas 230 kV Line | Midway-Q2005 230kV Line |  | 5 | 4 | YES | 4 | 5 | 4 | YES | 4
SCE Metro Study Area | Barre | 230 | 0 | 0 | 0 | 0 | 0 | 0 | 0 | 0 | 0 | 0 | 0 | 0 | 1 | 0 | 0 | 0 | 0 | 0 | 0 | 0 | 0 | 0 | 0 | 0 | 0 | 0 | 0 | 0 | 0 | 0 | 0 | 0 | 0 | 0 | 0 | 0 | 0 | 0 | 0 | 0 | 0 | 0 | 0 | 0 | 0 | 0 | 0 | 0 | 0 | 0 | 0 | 0 | 0 | 0 | 0 | 0 | 0 | 0 | 0 | 0 | 0 | 0 | 0 | 0 | 0 | 0 | 0 | 0 | 0 | 0 | 0 | 0 | 0 | 0 | 0 | 0 | 0 | 0 | 0 | 0 | 0 | 0 | 0 | 0 | 0 | 0 | 0 | 0 | 0 | 0 | 0 | 0 | 0 | 0 | 0 | 0 | 0 | 0 | 0 | 0 | 0 | 0 | 0 | 0 | 0 | 0 | 0 | 0 |  | 0 | 0 | 0 | 0 | 0 | 0 | 0 | 0 | 0 | 0 | 0 | 79 | 0 | 0 | 1 | 0 | 0 | 0 | 0 | 0 | 0 | 0 | 0 | 23 | 0 | 0 | 10 | 0 | 0 | 1 | 0 | 0 | 0 | 0 | 0 | 0 | 0 | 0 | 23 | 0 | 0 | 10 | 0 | 0 | 1 | 0 | 0 | 0 | 0 | 0 | 0 | 11259.896 | 12479.932 | 16166.72 | SCE Metro Area Default Constraint | SCE Metro Area Default Constraint | SCE Metro Area Default Constraint |  | 0 | 0 | 0 | 0 | 0 | 0 | 11259.896 | 12479.932 | 16166.72 | SCE Metro Area Default Constraint | SCE Metro Area Default Constraint | SCE Metro Area Default Constraint |  | 1 | 1 | NO | 1 | 1 | 1 | NO | 1
SDG&E Study Area | Bay Boulevard | 230 | 0 | 0 | 0 | 0 | 0 | 0 | 0 | 0 | 0 | 0 | 0 | 0 | 0 | 0 | 0 | 0 | 0 | 0 | 0 | 0 | 0 | 0 | 0 | 0 | 0 | 0 | 0 | 0 | 0 | 0 | 0 | 0 | 1 | 0 | 1 | 0 | 1 | 0 | 0 | 1 | 1 | 0 | 0 | 0 | 0 | 0 | 0 | 0 | 0 | 0 | 0 | 0 | 0 | 0 | 0 | 0 | 0 | 0 | 0 | 0 | 0 | 0 | 0 | 0 | 0 | 0 | 0 | 0 | 0 | 0 | 0 | 0 | 0 | 0 | 0 | 0 | 0 | 0 | 0 | 0 | 0 | 0 | 0 | 0 | 0 | 0 | 0 | 0 | 0 | 0 | 0 | 0 | 0 | 0 | 0 | 0 | 0 | 0 | 0 | 0 | 0 | 0 | 0 | 0 | 0 | 0 | 0 | 3 |  | 0 | 0 | 0 | 0 | 0 | 0 | 0 | 0 | 0 | 0 | 0 | 0 | 0 | 0 | 0 | 0 | 0 | 0 | 0 | 0 | 0 | 0 | 0 | 0 | 0 | 0 | 0 | 0 | 0 | 0 | 0 | 0 | 0 | 0 | 0 | 0 | 0 | 0 | 0 | 0 | 0 | 0 | 0 | 0 | 0 | 2 | 3 | 1 | 0 | 0 | 0 | -690.41 | -95.25 | 244.98 | Silvergate - Bay Blvd 230 kV constraint | Silvergate - Bay Blvd 230 kV constraint | Silvergate - Bay Blvd 230 kV constraint |  | 0 | 3 | 0 | 0 | 0 | 0 | -253.91 | 962.25 | 912.98 | Encina - San Luis Rey 230 kV constraint | Encina - San Luis Rey 230 kV constraint | Silvergate-Old Town 230 kV constraint |  | 5 | 4 | YES | 4 | 1 | 1 | NO | 1
East of Pisgah Study Area | Beatty | 138 | 0 | 0 | 0 | 0 | 0 | 0 | 0 | 0 | 0 | 0 | 0 | 0 | 0 | 0 | 0 | 0 | 0 | 0 | 0 | 1 | 0 | 1 | 0 | 0 | 0 | 0 | 1 | 1 | 1 | 0 | 0 | 0 | 0 | 0 | 0 | 0 | 0 | 0 | 0 | 0 | 0 | 0 | 0 | 0 | 0 | 0 | 0 | 0 | 0 | 0 | 0 | 0 | 0 | 0 | 0 | 0 | 0 | 0 | 0 | 0 | 0 | 0 | 0 | 0 | 0 | 0 | 0 | 0 | 0 | 0 | 0 | 0 | 0 | 0 | 0 | 0 | 0 | 0 | 0 | 0 | 0 | 0 | 0 | 0 | 0 | 0 | 0 | 0 | 0 | 0 | 0 | 0 | 0 | 0 | 0 | 0 | 0 | 0 | 0 | 0 | 0 | 0 | 0 | 0 | 0 | 0 | 0 | 4 |  | 0 | 0 | 0 | 0 | 0 | 0 | 0 | 0 | 0 | 0 | 0 | 0 | 0 | 0 | 0 | 0 | 0 | 0 | 0 | 0 | 0 | 0 | 0 | 0 | 0 | 0 | 0 | 0 | 0 | 0 | 500 | 0 | 0 | 0 | 0 | 0 | 0 | 0 | 0 | 0 | 0 | 0 | 0 | 0 | 1 | 1 | 3 | 0 | 0 | 0 | 0 | -4938.497 | 19.5125 | 250.1 | Devers-Red Bluff Constraint | Devers-Red Bluff Constraint | VEA 138kV area constraint |  | 0 | 3 | 0 | 0 | 0 | 0 | -4938.497 | 19.5125 | 250.1 | Devers-Red Bluff Constraint | Devers-Red Bluff Constraint | VEA 138kV area constraint |  | 5 | 4 | YES | 4 | 1 | 1 | NO | 1
PG&E Greater Bay Study Area | Belden | 230 | 0 | 0 | 0 | 0 | 0 | 0 | 0 | 0 | 0 | 0 | 0 | 0 | 0 | 0 | 0 | 0 | 0 | 0 | 0 | 0 | 0 | 0 | 0 | 0 | 0 | 0 | 0 | 0 | 0 | 0 | 0 | 0 | 0 | 0 | 0 | 0 | 0 | 0 | 0 | 0 | 0 | 0 | 0 | 0 | 1 | 0 | 0 | 0 | 0 | 1 | 0 | 0 | 0 | 0 | 0 | 0 | 0 | 0 | 0 | 0 | 0 | 0 | 0 | 0 | 0 | 0 | 0 | 0 | 0 | 0 | 0 | 0 | 0 | 0 | 0 | 0 | 0 | 0 | 0 | 0 | 0 | 0 | 0 | 0 | 0 | 0 | 0 | 0 | 0 | 0 | 0 | 0 | 0 | 0 | 0 | 0 | 0 | 0 | 0 | 0 | 0 | 0 | 0 | 0 | 0 | 0 | 0 | 0 |  | 0 | 0 | 0 | 0 | 0 | 0 | 0 | 0 | 0 | 0 | 0 | 0 | 0 | 0 | 0 | 0 | 0 | 0 | 0 | 0 | 0 | 0 | 0 | 0 | 0 | 0 | 0 | 0 | 0 | 0 | 0 | 0 | 0 | 0 | 0 | 0 | 0 | 0 | 0 | 0 | 0 | 0 | 0 | 0 | 0 | 2 | 0 | 2 | 0 | 0 | 0 | -2351.0075 | -489.2175 | 87.41 | Vaca Dixon-Tesla 500kV Line | Vaca Dixon-Tesla 500kV Line | Rocklin-Pleaseant grove 115kV line |  | 0 | 0 | 0 | 0 | 0 | 0 | 537.3675 | 625.3905 | 87.41 | Rocklin-Pleaseant grove 115kV line | Rocklin-Pleaseant grove 115kV line | Rocklin-Pleaseant grove 115kV line |  | 5 | 1 | YES | 2 | 1 | 1 | NO | 1
PG&E North of Greater Bay Study Area | Bellevue | 115 | 0 | 0 | 0 | 0 | 0 | 0 | 0 | 0 | 0 | 0 | 0 | 0 | 0 | 0 | 0 | 0 | 0 | 0 | 0 | 0 | 0 | 0 | 0 | 0 | 0 | 0 | 0 | 0 | 0 | 0 | 0 | 0 | 0 | 0 | 0 | 0 | 0 | 0 | 0 | 0 | 0 | 0 | 0 | 0 | 0 | 0 | 1 | 0 | 0 | 0 | 0 | 0 | 0 | 0 | 0 | 0 | 1 | 0 | 0 | 0 | 0 | 0 | 0 | 0 | 0 | 0 | 0 | 0 | 0 | 0 | 0 | 0 | 0 | 0 | 0 | 0 | 0 | 0 | 0 | 0 | 0 | 0 | 0 | 0 | 0 | 0 | 0 | 0 | 0 | 0 | 0 | 0 | 0 | 0 | 0 | 0 | 0 | 0 | 0 | 0 | 0 | 0 | 0 | 0 | 0 | 0 | 0 | 1 |  | 0 | 0 | 0 | 0 | 0 | 0 | 0 | 0 | 0 | 0 | 0 | 0 | 0 | 0 | 0 | 0 | 0 | 0 | 0 | 0 | 0 | 0 | 0 | 0.96 | 0 | 0 | 0 | 0 | 0 | 1 | 0 | 0 | 0 | 0 | 0 | 0 | 0 | 0 | 0.96 | 0 | 0 | 0 | 0 | 0 | 1 | 0 | 0 | 0 | 0 | 0 | 0 | 1323.544 | 1340.7048 | 532.0172 | Cortina-Eagle Rock 115 kV line | Lakeville-Ignacio 230 kV line | Lakeville-Ignacio 230 kV line |  | 0 | 0 | 0 | 0 | 0 | 0 | 1323.544 | 1340.7048 | 532.0172 | Cortina-Eagle Rock 115 kV line | Lakeville-Ignacio 230 kV line | Lakeville-Ignacio 230 kV line |  | 1 | 1 | NO | 1 | 1 | 1 | NO | 1
PG&E North of Greater Bay Study Area | Bellota | 230 | 0 | 0 | 0 | 0 | 0 | 0 | 0 | 0 | 0 | 0 | 0 | 0 | 0 | 0 | 0 | 0 | 0 | 0 | 0 | 0 | 0 | 0 | 0 | 0 | 0 | 0 | 0 | 0 | 0 | 0 | 0 | 0 | 0 | 0 | 0 | 0 | 0 | 0 | 0 | 0 | 0 | 0 | 0 | 0 | 0 | 0 | 0 | 0 | 0 | 0 | 1 | 0 | 0 | 0 | 0 | 0 | 0 | 0 | 0 | 0 | 0 | 0 | 1 | 0 | 1 | 1 | 0 | 0 | 0 | 0 | 0 | 0 | 0 | 0 | 0 | 0 | 0 | 0 | 0 | 0 | 0 | 0 | 0 | 0 | 0 | 0 | 1 | 0 | 1 | 1 | 1 | 1 | 0 | 0 | 0 | 1 | 0 | 1 | 0 | 0 | 0 | 1 | 0 | 0 | 0 | 0 | 0 | 1 |  | 0 | 0 | 0 | 0 | 0 | 0 | 0 | 0 | 0 | 0 | 0 | 0 | 0 | 0 | 0 | 0 | 0 | 0 | 0 | 0 | 0 | 0 | 0 | 0 | 0 | 0 | 0 | 0 | 0 | 0 | 0 | 0 | 0 | 0 | 0 | 0 | 0 | 0 | 0 | 0 | 0 | 0 | 0 | 0 | 0 | 4 | 0 | 3 | 0 | 2 | 0 | -1863.094 | -1136.4168 | -209.7673 | Gates 500/230kV TB #11 | Gates 500/230kV TB #11 | Panoche- Mendota 115 kV line |  | 0 | 1 | 0 | 0 | 0 | 1 | -86.8335 | 102.156 | -176.86 | Bellota-Weber 230kV line | Kasson Jct-Heinz 115 kV line | Los Banos 500/230kV TB |  | 5 | 3 | YES | 3 | 5 | 3 | YES | 3
PG&E North of Greater Bay Study Area | Bellota | 115 | 0 | 0 | 0 | 0 | 0 | 0 | 0 | 0 | 0 | 0 | 0 | 0 | 0 | 0 | 0 | 0 | 0 | 0 | 0 | 0 | 0 | 0 | 0 | 0 | 0 | 0 | 0 | 0 | 0 | 0 | 0 | 0 | 0 | 0 | 0 | 0 | 0 | 0 | 0 | 0 | 0 | 0 | 0 | 0 | 0 | 0 | 0 | 0 | 0 | 0 | 1 | 0 | 0 | 0 | 0 | 0 | 0 | 0 | 0 | 0 | 0 | 0 | 1 | 0 | 1 | 1 | 0 | 0 | 0 | 0 | 0 | 0 | 0 | 0 | 0 | 0 | 0 | 0 | 0 | 0 | 0 | 0 | 0 | 0 | 0 | 0 | 0 | 0 | 0 | 0 | 0 | 1 | 0 | 0 | 0 | 0 | 0 | 0 | 0 | 0 | 0 | 1 | 0 | 0 | 0 | 0 | 0 | 1 |  | 0 | 2.8 | 0 | 0 | 0 | 0 | 0 | 0 | 0 | 0 | 0 | 132 | 0 | 0 | 1 | 0 | 0 | 0 | 0 | 0 | 0 | 0 | 0 | 0 | 0 | 0 | 0 | 0 | 0 | 0 | 0 | 1 | 0 | 0 | 0 | 0 | 0 | 0 | 0 | 0 | 0 | 0 | 0 | 0 | 1 | 1 | 0 | 0 | 0 | 1 | 0 | -546.8335 | 102.156 | -176.86 | Bellota-Weber 230kV line | Kasson Jct-Heinz 115 kV line | Los Banos 500/230kV TB |  | 0 | 1 | 0 | 0 | 0 | 1 | -86.8335 | 102.156 | -176.86 | Bellota-Weber 230kV line | Kasson Jct-Heinz 115 kV line | Los Banos 500/230kV TB |  | 5 | 3 | YES | 3 | 5 | 3 | YES | 3
SCE Northern Area | Big Creek | 230 | 1 | 0 | 1 | 0 | 0 | 1 | 1 | 1 | 0 | 0 | 0 | 0 | 0 | 0 | 0 | 0 | 0 | 0 | 0 | 0 | 0 | 0 | 0 | 0 | 0 | 0 | 0 | 0 | 1 | 0 | 0 | 0 | 0 | 0 | 0 | 0 | 0 | 0 | 0 | 0 | 0 | 0 | 0 | 0 | 0 | 0 | 0 | 0 | 0 | 0 | 0 | 0 | 0 | 0 | 0 | 0 | 0 | 0 | 0 | 0 | 0 | 0 | 0 | 0 | 0 | 0 | 0 | 0 | 0 | 0 | 0 | 0 | 0 | 0 | 0 | 0 | 0 | 0 | 0 | 0 | 0 | 0 | 0 | 0 | 0 | 0 | 0 | 0 | 0 | 0 | 0 | 0 | 0 | 0 | 0 | 0 | 0 | 0 | 0 | 0 | 0 | 0 | 0 | 0 | 0 | 0 | 0 | 0 |  | 0 | 0 | 0 | 0 | 0 | 0 | 0 | 0 | 0 | 0 | 0 | 0 | 0 | 0 | 0 | 0 | 0 | 0 | 0 | 0 | 0 | 0 | 0 | 0 | 0 | 0 | 0 | 0 | 0 | 0 | 0 | 0 | 0 | 0 | 0 | 0 | 0 | 0 | 0 | 0 | 0 | 0 | 0 | 0 | 0 | 2 | 0 | 1 | 0 | 0 | 0 | -4066.4708 | -34.6371 | 720.359 | Lugo - Victorville area constraint | South of Magunden Constraint | South of Magunden Constraint |  | 1 | 0 | 1 | 0 | 0 | 0 | -596.4338 | -34.6371 | 720.359 | South of Magunden Constraint | South of Magunden Constraint | South of Magunden Constraint |  | 5 | 5 | NO | 5 | 1 | 1 | NO | 1
PG&E North of Greater Bay Study Area | Birds Landing | 230 | 0 | 0 | 0 | 0 | 0 | 0 | 0 | 0 | 0 | 0 | 0 | 0 | 0 | 0 | 0 | 0 | 0 | 0 | 0 | 0 | 0 | 0 | 0 | 0 | 0 | 0 | 0 | 0 | 0 | 0 | 0 | 0 | 0 | 0 | 0 | 0 | 0 | 0 | 0 | 0 | 0 | 0 | 0 | 0 | 1 | 0 | 0 | 0 | 0 | 0 | 0 | 0 | 0 | 0 | 0 | 0 | 0 | 0 | 1 | 1 | 1 | 0 | 0 | 1 | 1 | 0 | 0 | 0 | 0 | 0 | 0 | 0 | 0 | 1 | 1 | 0 | 0 | 0 | 0 | 0 | 0 | 0 | 0 | 0 | 0 | 0 | 0 | 0 | 0 | 0 | 0 | 0 | 0 | 0 | 0 | 0 | 0 | 0 | 0 | 0 | 0 | 0 | 0 | 0 | 0 | 0 | 0 | 0 |  | 0 | 0 | 90 | 0 | 0 | 0 | 0 | 0 | 0 | 0 | 0 | 0 | 0 | 0 | 1 | 0 | 0 | 0 | 0 | 0 | 0 | 0 | 0 | 0 | 0 | 0 | 0 | 0 | 0 | 0 | 0 | 0 | 100 | 110 | 0 | 0 | 0 | 0 | 0 | 50 | 140 | 0 | 98.4 | 0 | 1 | 3 | 0 | 2 | 0 | 0 | 0 | -2351.0075 | -489.2175 | 316.3825 | Vaca Dixon-Tesla 500kV Line | Vaca Dixon-Tesla 500kV Line | Birds Landing-Contra Costa 230kV Line |  | 2 | 0 | 1 | 0 | 0 | 0 | -598.6387 | -51.5186 | 316.3825 | Birds Landing-Contra Costa 230kV Line | Birds Landing-Contra Costa 230kV Line | Birds Landing-Contra Costa 230kV Line |  | 5 | 5 | NO | 5 | 1 | 1 | NO | 1
SCE Eastern Study Area | BlytheSC 161 kV | 161 | 0 | 0 | 0 | 0 | 0 | 0 | 0 | 0 | 0 | 0 | 0 | 0 | 0 | 0 | 0 | 0 | 0 | 0 | 0 | 0 | 0 | 0 | 0 | 0 | 0 | 0 | 0 | 0 | 0 | 0 | 0 | 0 | 0 | 0 | 0 | 1 | 1 | 0 | 0 | 0 | 0 | 0 | 0 | 0 | 0 | 0 | 0 | 0 | 0 | 0 | 0 | 0 | 0 | 0 | 0 | 0 | 0 | 0 | 0 | 0 | 0 | 0 | 0 | 0 | 0 | 0 | 0 | 0 | 0 | 0 | 0 | 0 | 0 | 0 | 0 | 0 | 0 | 0 | 0 | 0 | 0 | 0 | 0 | 0 | 0 | 0 | 0 | 0 | 0 | 0 | 0 | 0 | 0 | 0 | 0 | 0 | 0 | 0 | 0 | 0 | 0 | 0 | 0 | 0 | 0 | 0 | 0 | 2 |  | 0 | 0 | 0 | 0 | 0 | 0 | 0 | 0 | 0 | 0 | 0 | 0 | 0 | 0 | 0 | 0 | 0 | 0 | 0 | 0 | 0 | 0 | 0 | 0 | 0 | 0 | 0 | 0 | 0 | 0 | 0 | 0 | 0 | 0 | 0 | 0 | 0 | 0 | 0 | 0 | 0 | 0 | 0 | 0 | 0 | 0 | 1 | 0 | 0 | 0 | 0 | -84.91 | 1131.25 | 4558.005 | San Luis Rey-San Onofre 230 kV line constraint | San Luis Rey-San Onofre 230 kV line constraint | East of Miguel constraint |  | 0 | 1 | 0 | 0 | 0 | 0 | -84.91 | 1131.25 | 4558.005 | San Luis Rey-San Onofre 230 kV line constraint | San Luis Rey-San Onofre 230 kV line constraint | East of Miguel constraint |  | 3 | 3 | NO | 3 | 1 | 1 | NO | 1
PG&E North of Greater Bay Study Area | Bogue | 115 | 0 | 0 | 0 | 0 | 0 | 0 | 0 | 0 | 0 | 0 | 0 | 0 | 0 | 0 | 0 | 0 | 0 | 0 | 0 | 0 | 0 | 0 | 0 | 0 | 0 | 0 | 0 | 0 | 0 | 0 | 0 | 0 | 0 | 0 | 0 | 0 | 0 | 0 | 0 | 0 | 0 | 0 | 0 | 0 | 0 | 1 | 0 | 1 | 0 | 0 | 0 | 0 | 0 | 0 | 0 | 0 | 0 | 0 | 0 | 0 | 0 | 0 | 0 | 0 | 0 | 0 | 0 | 0 | 0 | 0 | 0 | 0 | 0 | 0 | 0 | 0 | 0 | 0 | 0 | 0 | 0 | 0 | 0 | 0 | 0 | 0 | 0 | 0 | 0 | 0 | 0 | 0 | 0 | 0 | 0 | 0 | 0 | 0 | 0 | 0 | 0 | 0 | 0 | 0 | 0 | 0 | 0 | 0 |  | 0 | 0 | 0 | 0 | 0 | 0 | 0 | 0 | 0 | 0 | 0 | 0 | 0 | 0 | 0 | 0 | 0 | 0 | 0 | 0 | 0 | 0 | 0 | 0 | 0 | 0 | 0 | 0 | 0 | 0 | 0 | 0 | 0 | 0 | 0 | 0 | 0 | 0 | 0 | 0 | 0 | 0 | 0 | 0 | 0 | 1 | 0 | 1 | 0 | 0 | 1 | -66.65 | -34.034 | -42.98 | Woodland- Davis 115kV line | Woodland- Davis 115kV line | Woodland- Davis 115kV line |  | 0 | 0 | 0 | 0 | 0 | 1 | 42.35 | 74.966 | -42.98 | Woodland- Davis 115kV line | Woodland- Davis 115kV line | Woodland- Davis 115kV line |  | 5 | 1 | YES | 2 | 3 | 3 | NO | 3
East of Pisgah Study Area | Bond Tap | 138 | 0 | 0 | 0 | 0 | 0 | 0 | 0 | 0 | 0 | 0 | 0 | 0 | 0 | 0 | 0 | 0 | 0 | 0 | 0 | 1 | 0 | 1 | 0 | 0 | 0 | 0 | 1 | 1 | 1 | 0 | 0 | 0 | 0 | 0 | 0 | 0 | 0 | 0 | 0 | 0 | 0 | 0 | 0 | 0 | 0 | 0 | 0 | 0 | 0 | 0 | 0 | 0 | 0 | 0 | 0 | 0 | 0 | 0 | 0 | 0 | 0 | 0 | 0 | 0 | 0 | 0 | 0 | 0 | 0 | 0 | 0 | 0 | 0 | 0 | 0 | 0 | 0 | 0 | 0 | 0 | 0 | 0 | 0 | 0 | 0 | 0 | 0 | 0 | 0 | 0 | 0 | 0 | 0 | 0 | 0 | 0 | 0 | 0 | 0 | 0 | 0 | 0 | 0 | 0 | 0 | 0 | 0 | 4 |  | 0 | 0 | 0 | 0 | 0 | 0 | 0 | 0 | 0 | 0 | 0 | 0 | 0 | 0 | 0 | 0 | 0 | 0 | 0 | 0 | 0 | 0 | 0 | 0 | 0 | 0 | 0 | 0 | 0 | 0 | 0 | 0 | 0 | 0 | 0 | 0 | 0 | 0 | 0 | 0 | 0 | 0 | 0 | 0 | 0 | 1 | 3 | 0 | 0 | 0 | 0 | -4938.497 | 19.5125 | 250.1 | Devers-Red Bluff Constraint | Devers-Red Bluff Constraint | VEA 138kV area constraint |  | 0 | 3 | 0 | 0 | 0 | 0 | -4938.497 | 19.5125 | 250.1 | Devers-Red Bluff Constraint | Devers-Red Bluff Constraint | VEA 138kV area constraint |  | 5 | 4 | YES | 4 | 1 | 1 | NO | 1
PG&E Fresno Study Area | Borden | 230 | 0 | 0 | 0 | 0 | 0 | 0 | 0 | 0 | 0 | 0 | 0 | 0 | 0 | 0 | 0 | 0 | 0 | 0 | 0 | 0 | 0 | 0 | 0 | 0 | 0 | 0 | 0 | 0 | 0 | 0 | 0 | 0 | 0 | 0 | 0 | 0 | 0 | 0 | 0 | 0 | 0 | 0 | 0 | 0 | 0 | 0 | 0 | 0 | 0 | 0 | 1 | 0 | 0 | 0 | 0 | 0 | 0 | 0 | 0 | 0 | 0 | 0 | 0 | 0 | 0 | 0 | 0 | 0 | 0 | 0 | 0 | 0 | 0 | 0 | 0 | 0 | 1 | 0 | 0 | 0 | 0 | 0 | 0 | 0 | 0 | 1 | 1 | 0 | 1 | 1 | 1 | 1 | 1 | 1 | 0 | 1 | 0 | 1 | 1 | 0 | 0 | 1 | 0 | 0 | 0 | 1 | 0 | 4 |  | 0 | 0 | 0 | 0 | 0 | 0 | 0 | 0 | 0 | 0 | 0 | 0 | 0 | 0 | 0 | 0 | 0 | 0 | 0 | 0 | 0 | 0 | 0 | 0 | 0 | 0 | 0 | 0 | 0 | 0 | 0 | 0 | 0 | 0 | 0 | 0 | 0 | 0 | 4.5 | 80 | 60 | 0 | 36 | 0 | 1 | 6 | 1 | 5 | 1 | 4 | 0 | -3595.555 | -2599.731 | -1460.1318 | Midway-Q2005 230kV Line | Midway-Q2005 230kV Line | Midway-Q2005 230kV Line |  | 0 | 2 | 0 | 1 | 0 | 2 | -929.957 | -436.0987 | -498.1318 | Moss Landing-Las Aguilas 230 kV Line | Moss Landing-Las Aguilas 230 kV Line | Midway-Q2005 230kV Line |  | 5 | 4 | YES | 4 | 5 | 4 | YES | 4
PG&E North of Greater Bay Study Area | Bottle Rock | 230 | 0 | 0 | 0 | 0 | 0 | 0 | 0 | 0 | 0 | 0 | 0 | 0 | 0 | 0 | 0 | 0 | 0 | 0 | 0 | 0 | 0 | 0 | 0 | 0 | 0 | 0 | 0 | 0 | 0 | 0 | 0 | 0 | 0 | 0 | 0 | 0 | 0 | 0 | 0 | 0 | 0 | 0 | 0 | 1 | 1 | 0 | 0 | 0 | 0 | 0 | 0 | 0 | 0 | 0 | 0 | 0 | 0 | 1 | 1 | 1 | 1 | 0 | 0 | 1 | 1 | 0 | 0 | 0 | 0 | 0 | 0 | 0 | 0 | 1 | 1 | 0 | 0 | 0 | 0 | 0 | 0 | 0 | 0 | 0 | 0 | 0 | 0 | 0 | 0 | 0 | 0 | 0 | 0 | 0 | 0 | 0 | 0 | 0 | 0 | 0 | 0 | 0 | 0 | 0 | 0 | 0 | 0 | 1 |  | 0 | 0 | 0 | 0 | 0 | 0 | 0 | 0 | 0 | 0 | 0 | 0 | 0 | 0 | 0 | 0 | 0 | 0 | 0 | 0 | 0 | 0 | 0 | 0 | 0 | 0 | 0 | 0 | 0 | 0 | 0 | 0 | 0 | 0 | 0 | 0 | 0 | 0 | 0 | 0 | 0 | 0 | 0 | 0 | 0 | 3 | 0 | 2 | 0 | 0 | 0 | -2351.0075 | -489.2175 | 316.3825 | Vaca Dixon-Tesla 500kV Line | Vaca Dixon-Tesla 500kV Line | Birds Landing-Contra Costa 230kV Line |  | 2 | 0 | 1 | 0 | 0 | 0 | -598.6387 | -51.5186 | 316.3825 | Birds Landing-Contra Costa 230kV Line | Birds Landing-Contra Costa 230kV Line | Birds Landing-Contra Costa 230kV Line |  | 5 | 5 | NO | 5 | 1 | 1 | NO | 1
PG&E Greater Bay Study Area | Brentwood | 230 | 0 | 0 | 0 | 0 | 0 | 0 | 0 | 0 | 0 | 0 | 0 | 0 | 0 | 0 | 0 | 0 | 0 | 0 | 0 | 0 | 0 | 0 | 0 | 0 | 0 | 0 | 0 | 0 | 0 | 0 | 0 | 0 | 0 | 0 | 0 | 0 | 0 | 0 | 0 | 0 | 0 | 0 | 0 | 0 | 1 | 0 | 0 | 0 | 0 | 0 | 0 | 0 | 0 | 0 | 0 | 0 | 0 | 0 | 1 | 1 | 1 | 0 | 0 | 1 | 1 | 0 | 0 | 0 | 0 | 0 | 0 | 0 | 0 | 1 | 0 | 0 | 0 | 0 | 0 | 0 | 0 | 0 | 0 | 0 | 0 | 0 | 0 | 0 | 0 | 0 | 0 | 0 | 0 | 0 | 0 | 0 | 0 | 0 | 0 | 0 | 0 | 0 | 0 | 0 | 0 | 0 | 0 | 0 |  | 0 | 0 | 0 | 0 | 0 | 0 | 0 | 0 | 0 | 0 | 0 | 0 | 0 | 0 | 0 | 0 | 0 | 0 | 0 | 0 | 0 | 0 | 0 | 5.99 | 0 | 0 | 0.8 | 0 | 0 | 1 | 0 | 1 | 0 | 0 | 0 | 0 | 0 | 0 | 5.99 | 0 | 0 | 0.8 | 0 | 0 | 1 | 2 | 0 | 1 | 0 | 0 | 0 | -2351.0075 | -489.2175 | 796.7913 | Vaca Dixon-Tesla 500kV Line | Vaca Dixon-Tesla 500kV Line | Windmaster-Delta pumps 230 kV line |  | 1 | 0 | 0 | 0 | 0 | 0 | -278.2328 | 283.5403 | 796.7913 | Windmaster-Delta pumps 230 kV line | Windmaster-Delta pumps 230 kV line | Windmaster-Delta pumps 230 kV line |  | 5 | 5 | NO | 5 | 1 | 1 | NO | 1
PG&E North of Greater Bay Study Area | Brighton | 230 | 0 | 0 | 0 | 0 | 0 | 0 | 0 | 0 | 0 | 0 | 0 | 0 | 0 | 0 | 0 | 0 | 0 | 0 | 0 | 0 | 0 | 0 | 0 | 0 | 0 | 0 | 0 | 0 | 0 | 0 | 0 | 0 | 0 | 0 | 0 | 0 | 0 | 0 | 0 | 0 | 0 | 0 | 0 | 0 | 1 | 0 | 0 | 0 | 0 | 0 | 1 | 0 | 0 | 0 | 0 | 0 | 0 | 0 | 0 | 0 | 0 | 0 | 0 | 0 | 1 | 1 | 0 | 0 | 0 | 0 | 0 | 0 | 0 | 0 | 0 | 0 | 0 | 0 | 0 | 0 | 0 | 0 | 0 | 0 | 0 | 0 | 0 | 0 | 0 | 0 | 0 | 0 | 0 | 0 | 0 | 0 | 0 | 0 | 0 | 0 | 0 | 0 | 0 | 0 | 0 | 0 | 0 | 0 |  | 0 | 0 | 0 | 0 | 0 | 0 | 0 | 0 | 0 | 0 | 0 | 0 | 0 | 0 | 0 | 0 | 0 | 0 | 0 | 0 | 0 | 0 | 0 | 0 | 0 | 0 | 0 | 0 | 0 | 0 | 0 | 0 | 0 | 0 | 0 | 0 | 0 | 0 | 0 | 0 | 0 | 0 | 0 | 0 | 0 | 2 | 0 | 1 | 0 | 0 | 0 | -2351.0075 | -489.2175 | 933.5648 | Vaca Dixon-Tesla 500kV Line | Vaca Dixon-Tesla 500kV Line | Vaca Dixon-Tesla 500kV Line |  | 0 | 1 | 0 | 0 | 0 | 0 | -86.8335 | 850.2625 | 933.5648 | Bellota-Weber 230kV line | Bellota-Weber 230kV line | Vaca Dixon-Tesla 500kV Line |  | 5 | 3 | YES | 3 | 1 | 1 | NO | 1
PG&E North of Greater Bay Study Area | Brunswick | 115 | 0 | 0 | 0 | 0 | 0 | 0 | 0 | 0 | 0 | 0 | 0 | 0 | 0 | 0 | 0 | 0 | 0 | 0 | 0 | 0 | 0 | 0 | 0 | 0 | 0 | 0 | 0 | 0 | 0 | 0 | 0 | 0 | 0 | 0 | 0 | 0 | 0 | 0 | 0 | 0 | 0 | 0 | 0 | 0 | 0 | 0 | 0 | 1 | 0 | 0 | 0 | 0 | 0 | 0 | 0 | 0 | 0 | 0 | 0 | 0 | 0 | 0 | 0 | 0 | 0 | 0 | 0 | 0 | 0 | 0 | 0 | 0 | 0 | 0 | 0 | 0 | 0 | 0 | 0 | 0 | 0 | 0 | 0 | 0 | 0 | 0 | 0 | 0 | 0 | 0 | 0 | 0 | 0 | 0 | 0 | 0 | 0 | 0 | 0 | 0 | 0 | 0 | 0 | 0 | 0 | 0 | 0 | 0 |  | 0 | 0 | 0 | 0 | 0 | 0 | 0 | 0 | 0 | 0 | 0 | 0 | 0 | 0 | 0 | 0 | 0 | 0 | 0 | 0 | 0 | 0 | 0 | 0 | 0 | 0 | 0 | 0 | 0 | 0 | 0 | 7 | 0 | 0 | 0 | 0 | 0 | 0 | 0 | 0 | 0 | 0 | 0 | 0 | 1 | 0 | 0 | 0 | 0 | 0 | 0 | 420.975 | 452.337 | 469.15 | Bell-Placer 115kV Line | Bell-Placer 115kV Line | Bell-Placer 115kV Line |  | 0 | 0 | 0 | 0 | 0 | 0 | 420.975 | 452.337 | 469.15 | Bell-Placer 115kV Line | Bell-Placer 115kV Line | Bell-Placer 115kV Line |  | 1 | 1 | NO | 1 | 1 | 1 | NO | 1
PG&E Kern Study Area | Buena Vista PP | 230 | 0 | 0 | 0 | 0 | 0 | 0 | 0 | 0 | 0 | 0 | 0 | 0 | 0 | 0 | 0 | 0 | 0 | 0 | 0 | 0 | 0 | 0 | 0 | 0 | 0 | 0 | 0 | 0 | 0 | 0 | 0 | 0 | 0 | 0 | 0 | 0 | 0 | 0 | 0 | 0 | 0 | 0 | 0 | 0 | 0 | 0 | 0 | 0 | 0 | 0 | 0 | 0 | 0 | 0 | 0 | 0 | 0 | 0 | 0 | 0 | 0 | 0 | 0 | 0 | 0 | 0 | 0 | 0 | 0 | 0 | 0 | 0 | 0 | 0 | 0 | 1 | 1 | 0 | 0 | 0 | 0 | 0 | 0 | 0 | 1 | 1 | 1 | 0 | 0 | 0 | 0 | 0 | 0 | 0 | 0 | 0 | 0 | 0 | 0 | 0 | 0 | 0 | 0 | 0 | 1 | 0 | 0 | 0 |  | 0 | 0 | 0 | 0 | 0 | 0 | 0 | 0 | 0 | 0 | 0 | 0 | 0 | 0 | 0 | 0 | 0 | 0 | 0 | 0 | 0 | 0 | 0 | 0 | 0 | 0 | 0 | 0 | 0 | 0 | 0 | 0 | 0 | 0 | 0 | 0 | 0 | 0 | 0 | 0 | 0 | 0 | 0 | 0 | 0 | 4 | 0 | 4 | 0 | 2 | 0 | -3595.555 | -2599.731 | -1460.1318 | Midway-Q2005 230kV Line | Midway-Q2005 230kV Line | Midway-Q2005 230kV Line |  | 0 | 0 | 0 | 0 | 0 | 2 | 30.6 | 21.78 | -498.1318 | Midway-Q2011 230 kV Line | Midway-Q2011 230 kV Line | Midway-Q2005 230kV Line |  | 5 | 1 | YES | 2 | 5 | 4 | YES | 4
PG&E Kern Study Area | Cabrillo | 115 | 0 | 0 | 0 | 0 | 0 | 0 | 0 | 0 | 0 | 0 | 0 | 0 | 0 | 0 | 0 | 0 | 0 | 0 | 0 | 0 | 0 | 0 | 0 | 0 | 0 | 0 | 0 | 0 | 0 | 0 | 0 | 0 | 0 | 0 | 0 | 0 | 0 | 0 | 0 | 0 | 0 | 0 | 0 | 0 | 0 | 0 | 0 | 0 | 0 | 0 | 0 | 0 | 0 | 0 | 0 | 0 | 0 | 0 | 0 | 0 | 0 | 0 | 0 | 0 | 0 | 0 | 0 | 0 | 0 | 0 | 0 | 0 | 0 | 0 | 0 | 0 | 0 | 0 | 0 | 0 | 0 | 0 | 1 | 0 | 0 | 0 | 0 | 0 | 0 | 0 | 0 | 0 | 0 | 0 | 0 | 0 | 0 | 0 | 0 | 0 | 0 | 0 | 0 | 0 | 0 | 0 | 0 | 0 |  | 0 | 0 | 91.2 | 0 | 0 | 0 | 0 | 0 | 0 | 0 | 0 | 0 | 0 | 0 | 1 | 0 | 0 | 0 | 0 | 0 | 0 | 0 | 0 | 0 | 0 | 0 | 0 | 0 | 0 | 0 | 0 | 0 | 0 | 0 | 0 | 0 | 0 | 0 | 0 | 0 | 0 | 0 | 0 | 0 | 0 | 0 | 0 | 0 | 0 | 0 | 0 | 1017.993 | 982.5404 | 785.5359 | Midway 230/115kV TB #3 | Midway 230/115kV TB #3 | Midway 230/115kV TB #3 |  | 0 | 0 | 0 | 0 | 0 | 0 | 1017.993 | 982.5404 | 785.5359 | Midway 230/115kV TB #3 | Midway 230/115kV TB #3 | Midway 230/115kV TB #3 |  | 1 | 1 | NO | 1 | 1 | 1 | NO | 1
PG&E Fresno Study Area | Cal Flats | 230 | 0 | 0 | 0 | 0 | 0 | 0 | 0 | 0 | 0 | 0 | 0 | 0 | 0 | 0 | 0 | 0 | 0 | 0 | 0 | 0 | 0 | 0 | 0 | 0 | 0 | 0 | 0 | 0 | 0 | 0 | 0 | 0 | 0 | 0 | 0 | 0 | 0 | 0 | 0 | 0 | 0 | 0 | 0 | 0 | 0 | 0 | 0 | 0 | 0 | 0 | 0 | 0 | 0 | 0 | 0 | 0 | 0 | 0 | 0 | 0 | 0 | 0 | 0 | 0 | 0 | 0 | 0 | 0 | 0 | 0 | 0 | 0 | 0 | 0 | 0 | 1 | 1 | 0 | 0 | 0 | 0 | 0 | 0 | 0 | 0 | 1 | 1 | 1 | 0 | 0 | 0 | 1 | 0 | 0 | 0 | 1 | 1 | 0 | 0 | 0 | 0 | 0 | 0 | 0 | 1 | 0 | 0 | 1 |  | 0 | 0 | 0 | 0 | 0 | 0 | 0 | 0 | 0 | 0 | 0 | 0 | 0 | 0 | 0 | 0 | 0 | 0 | 0 | 0 | 0 | 0 | 0 | 0 | 0 | 0 | 0 | 0 | 0 | 0 | 0 | 0 | 0 | 0 | 0 | 0 | 0 | 0 | 0 | 0 | 0 | 0 | 0 | 0 | 0 | 4 | 0 | 4 | 0 | 4 | 0 | -3595.555 | -2599.731 | -1460.1318 | Midway-Q2005 230kV Line | Midway-Q2005 230kV Line | Midway-Q2005 230kV Line |  | 0 | 0 | 0 | 0 | 0 | 3 | 91.059 | 124.968 | -498.1318 | Gates 230/70kV TB #5 | Gates 230/70kV TB #5 | Midway-Q2005 230kV Line |  | 5 | 1 | YES | 2 | 5 | 4 | YES | 4
PG&E Kern Study Area | Cal Water | 115 | 0 | 0 | 0 | 0 | 0 | 0 | 0 | 0 | 0 | 0 | 0 | 0 | 0 | 0 | 0 | 0 | 0 | 0 | 0 | 0 | 0 | 0 | 0 | 0 | 0 | 0 | 0 | 0 | 0 | 0 | 0 | 0 | 0 | 0 | 0 | 0 | 0 | 0 | 0 | 0 | 0 | 0 | 0 | 0 | 0 | 0 | 0 | 0 | 0 | 0 | 0 | 0 | 0 | 0 | 0 | 0 | 0 | 0 | 0 | 0 | 0 | 0 | 0 | 0 | 0 | 0 | 0 | 0 | 0 | 0 | 0 | 0 | 0 | 0 | 0 | 0 | 0 | 0 | 1 | 0 | 0 | 0 | 0 | 1 | 0 | 0 | 0 | 0 | 0 | 0 | 0 | 0 | 0 | 0 | 0 | 0 | 0 | 0 | 0 | 0 | 0 | 0 | 0 | 0 | 0 | 0 | 0 | 0 |  | 0 | 0 | 0 | 0 | 0 | 0 | 0 | 0 | 0 | 0 | 0 | 0 | 0 | 0 | 0 | 0 | 0 | 0 | 0 | 0 | 0 | 0 | 0 | 0 | 0 | 0 | 0 | 0 | 0 | 0 | 0 | 0 | 0 | 0 | 0 | 0 | 0 | 0 | 0 | 0 | 0 | 0 | 0 | 0 | 0 | 0 | 0 | 0 | 0 | 0 | 0 | 39.518 | 0.14008 | 0.1822 | Semitropic-Midway 115kV Line | Semitropic-Midway 115kV Line | Semitropic-Midway 115kV Line |  | 0 | 0 | 0 | 0 | 0 | 0 | 39.518 | 0.14008 | 0.1822 | Semitropic-Midway 115kV Line | Semitropic-Midway 115kV Line | Semitropic-Midway 115kV Line |  | 1 | 1 | NO | 1 | 1 | 1 | NO | 1
SCE North of Lugo Study Area | Calcite | 230 | 0 | 0 | 0 | 0 | 0 | 0 | 0 | 0 | 0 | 0 | 0 | 0 | 0 | 0 | 0 | 0 | 1 | 1 | 0 | 0 | 0 | 0 | 0 | 0 | 0 | 0 | 0 | 0 | 0 | 0 | 0 | 0 | 0 | 0 | 0 | 0 | 0 | 0 | 0 | 0 | 0 | 0 | 0 | 0 | 0 | 0 | 0 | 0 | 0 | 0 | 0 | 0 | 0 | 0 | 0 | 0 | 0 | 0 | 0 | 0 | 0 | 0 | 0 | 0 | 0 | 0 | 0 | 0 | 0 | 0 | 0 | 0 | 0 | 0 | 0 | 0 | 0 | 0 | 0 | 0 | 0 | 0 | 0 | 0 | 0 | 0 | 0 | 0 | 0 | 0 | 0 | 0 | 0 | 0 | 0 | 0 | 0 | 0 | 0 | 0 | 0 | 0 | 0 | 0 | 0 | 0 | 0 | 1 |  | 0 | 0 | 0 | 0 | 0 | 0 | 0 | 0 | 0 | 0 | 0 | 0 | 0 | 0 | 0 | 0 | 0 | 0 | 0 | 0 | 0 | 0 | 0 | 0 | 0 | 0 | 0 | 0 | 0 | 0 | 0 | 0 | 0 | 0 | 0 | 0 | 0 | 0 | 0 | 150 | 250 | 200 | 0 | 0 | 1 | 0 | 0 | 0 | 0 | 0 | 0 | 152.92 | 271.49 | 273.4 | Calcite to Lugo Area Constraint | Calcite to Lugo Area Constraint | Calcite to Lugo Area Constraint |  | 0 | 0 | 0 | 0 | 0 | 0 | 152.92 | 271.49 | 273.4 | Calcite to Lugo Area Constraint | Calcite to Lugo Area Constraint | Calcite to Lugo Area Constraint |  | 1 | 1 | NO | 1 | 1 | 1 | NO | 1
PG&E Kern Study Area | Caliente | 230 | 0 | 0 | 0 | 0 | 0 | 0 | 0 | 0 | 0 | 0 | 0 | 0 | 0 | 0 | 0 | 0 | 0 | 0 | 0 | 0 | 0 | 0 | 0 | 0 | 0 | 0 | 0 | 0 | 0 | 0 | 0 | 0 | 0 | 0 | 0 | 0 | 0 | 0 | 0 | 0 | 0 | 0 | 0 | 0 | 0 | 0 | 0 | 0 | 0 | 0 | 0 | 0 | 0 | 0 | 0 | 0 | 0 | 0 | 0 | 0 | 0 | 0 | 0 | 0 | 0 | 0 | 0 | 0 | 0 | 0 | 0 | 0 | 0 | 0 | 0 | 1 | 1 | 0 | 0 | 0 | 0 | 0 | 0 | 0 | 0 | 1 | 1 | 0 | 0 | 0 | 0 | 0 | 0 | 0 | 0 | 0 | 0 | 0 | 0 | 0 | 0 | 0 | 0 | 0 | 1 | 0 | 0 | 0 |  | 0 | 0 | 0 | 0 | 0 | 0 | 0 | 0 | 0 | 0 | 0 | 0 | 0 | 0 | 0 | 0 | 0 | 0 | 0 | 0 | 0 | 0 | 0 | 0 | 0 | 0 | 0 | 0 | 0 | 0 | 0 | 1 | 200 | 10 | 0 | 0 | 0 | 0 | 0 | 100 | 0 | 0 | 0 | 0 | 1 | 4 | 0 | 4 | 0 | 2 | 0 | -3595.555 | -2599.731 | -1460.1318 | Midway-Q2005 230kV Line | Midway-Q2005 230kV Line | Midway-Q2005 230kV Line |  | 0 | 0 | 0 | 0 | 0 | 2 | 287.831 | 562.4852 | -498.1318 | Oceano-Calendar 115kV line | Oceano-Calendar 115kV line | Midway-Q2005 230kV Line |  | 5 | 1 | YES | 2 | 5 | 4 | YES | 4
PG&E Kern Study Area | Callender SS | 115 | 0 | 0 | 0 | 0 | 0 | 0 | 0 | 0 | 0 | 0 | 0 | 0 | 0 | 0 | 0 | 0 | 0 | 0 | 0 | 0 | 0 | 0 | 0 | 0 | 0 | 0 | 0 | 0 | 0 | 0 | 0 | 0 | 0 | 0 | 0 | 0 | 0 | 0 | 0 | 0 | 0 | 0 | 0 | 0 | 0 | 0 | 0 | 0 | 0 | 0 | 0 | 0 | 0 | 0 | 0 | 0 | 0 | 0 | 0 | 0 | 0 | 0 | 0 | 0 | 0 | 0 | 0 | 0 | 0 | 0 | 0 | 0 | 0 | 0 | 0 | 0 | 1 | 0 | 0 | 0 | 0 | 0 | 1 | 0 | 0 | 0 | 0 | 0 | 0 | 0 | 0 | 0 | 0 | 0 | 0 | 0 | 1 | 0 | 0 | 0 | 0 | 0 | 0 | 0 | 1 | 0 | 0 | 0 |  | 0 | 0 | 0 | 0 | 0 | 0 | 0 | 0 | 0 | 0 | 0 | 0 | 0 | 0 | 0 | 0 | 0 | 0 | 0 | 0 | 0 | 0 | 0 | 0 | 0 | 0 | 0 | 0 | 0 | 0 | 0 | 0 | 0 | 0 | 0 | 0 | 0 | 0 | 0 | 0 | 0 | 0 | 0 | 0 | 0 | 1 | 0 | 1 | 0 | 1 | 0 | -3595.555 | -2599.731 | -1460.1318 | Midway-Q2005 230kV Line | Midway-Q2005 230kV Line | Midway-Q2005 230kV Line |  | 0 | 0 | 0 | 0 | 0 | 1 | 1017.993 | 982.5404 | -498.1318 | Midway 230/115kV TB #3 | Midway 230/115kV TB #3 | Midway-Q2005 230kV Line |  | 5 | 1 | YES | 2 | 5 | 4 | YES | 4
PG&E North of Greater Bay Study Area | Calpella | 115 | 0 | 0 | 0 | 0 | 0 | 0 | 0 | 0 | 0 | 0 | 0 | 0 | 0 | 0 | 0 | 0 | 0 | 0 | 0 | 0 | 0 | 0 | 0 | 0 | 0 | 0 | 0 | 0 | 0 | 0 | 0 | 0 | 0 | 0 | 0 | 0 | 0 | 0 | 0 | 0 | 0 | 0 | 0 | 0 | 0 | 0 | 1 | 0 | 0 | 0 | 0 | 0 | 0 | 0 | 0 | 0 | 0 | 0 | 0 | 0 | 0 | 0 | 0 | 0 | 0 | 0 | 0 | 0 | 0 | 0 | 0 | 0 | 0 | 0 | 0 | 0 | 0 | 0 | 0 | 0 | 0 | 0 | 0 | 0 | 0 | 0 | 0 | 0 | 0 | 0 | 0 | 0 | 0 | 0 | 0 | 0 | 0 | 0 | 0 | 0 | 0 | 0 | 0 | 0 | 0 | 0 | 0 | 0 |  | 0 | 0 | 0 | 0 | 0 | 0 | 0 | 0 | 0 | 0 | 0 | 0 | 0 | 0 | 0 | 0 | 0 | 0 | 0 | 0 | 0 | 0 | 0 | 0 | 0 | 0 | 0 | 0 | 0 | 0 | 0 | 0 | 0 | 0 | 0 | 0 | 0 | 0 | 4 | 0 | 0 | 0 | 0 | 0 | 1 | 0 | 0 | 0 | 0 | 0 | 0 | 1323.544 | 1394.9902 | 1399.2972 | Cortina-Eagle Rock 115 kV line | Cortina-Eagle Rock 115 kV line | Cortina-Eagle Rock 115 kV line |  | 0 | 0 | 0 | 0 | 0 | 0 | 1323.544 | 1394.9902 | 1399.2972 | Cortina-Eagle Rock 115 kV line | Cortina-Eagle Rock 115 kV line | Cortina-Eagle Rock 115 kV line |  | 1 | 1 | NO | 1 | 1 | 1 | NO | 1
PG&E Greater Bay Study Area | Camanche | 230 | 0 | 0 | 0 | 0 | 0 | 0 | 0 | 0 | 0 | 0 | 0 | 0 | 0 | 0 | 0 | 0 | 0 | 0 | 0 | 0 | 0 | 0 | 0 | 0 | 0 | 0 | 0 | 0 | 0 | 0 | 0 | 0 | 0 | 0 | 0 | 0 | 0 | 0 | 0 | 0 | 0 | 0 | 0 | 0 | 0 | 0 | 0 | 0 | 0 | 0 | 1 | 0 | 0 | 0 | 0 | 0 | 0 | 0 | 0 | 0 | 0 | 0 | 0 | 0 | 1 | 1 | 0 | 0 | 0 | 0 | 0 | 0 | 0 | 0 | 0 | 0 | 0 | 0 | 0 | 0 | 0 | 0 | 0 | 0 | 0 | 0 | 0 | 0 | 0 | 0 | 0 | 1 | 0 | 0 | 0 | 0 | 0 | 0 | 0 | 0 | 0 | 1 | 0 | 0 | 0 | 0 | 0 | 1 |  | 0 | 0 | 0 | 0 | 0 | 0 | 0 | 0 | 0 | 0 | 0 | 0 | 0 | 0 | 0 | 0 | 0 | 0 | 0 | 0 | 0 | 0 | 0 | 0 | 0 | 0 | 0 | 0 | 0 | 0 | 0 | 0 | 0 | 0 | 0 | 0 | 0 | 0 | 0 | 0 | 0 | 0 | 0 | 0 | 0 | 1 | 0 | 0 | 0 | 1 | 0 | -546.8335 | 370.087 | -176.86 | Bellota-Weber 230kV line | Oro Loma-El Nido 115kV Line | Los Banos 500/230kV TB |  | 0 | 1 | 0 | 0 | 0 | 1 | -86.8335 | 370.087 | -176.86 | Bellota-Weber 230kV line | Oro Loma-El Nido 115kV Line | Los Banos 500/230kV TB |  | 5 | 3 | YES | 3 | 5 | 3 | YES | 3
PG&E Fresno Study Area | Cantua | 115 | 0 | 0 | 0 | 0 | 0 | 0 | 0 | 0 | 0 | 0 | 0 | 0 | 0 | 0 | 0 | 0 | 0 | 0 | 0 | 0 | 0 | 0 | 0 | 0 | 0 | 0 | 0 | 0 | 0 | 0 | 0 | 0 | 0 | 0 | 0 | 0 | 0 | 0 | 0 | 0 | 0 | 0 | 0 | 0 | 0 | 0 | 0 | 0 | 0 | 0 | 0 | 0 | 0 | 0 | 0 | 0 | 0 | 0 | 0 | 0 | 0 | 0 | 0 | 0 | 0 | 0 | 0 | 0 | 0 | 0 | 0 | 0 | 0 | 0 | 0 | 0 | 0 | 0 | 0 | 0 | 0 | 0 | 0 | 0 | 0 | 0 | 0 | 0 | 0 | 0 | 0 | 0 | 0 | 0 | 0 | 0 | 0 | 0 | 0 | 0 | 0 | 0 | 0 | 0 | 0 | 1 | 0 | 0 |  | 0 | 0 | 0 | 0 | 0 | 0 | 0 | 0 | 0 | 0 | 0 | 0 | 0 | 0 | 0 | 0 | 0 | 0 | 0 | 0 | 0 | 0 | 0 | 0 | 0 | 0 | 0 | 0 | 0 | 0 | 0 | 0 | 0 | 0 | 0 | 0 | 0 | 0 | 0 | 0 | 0 | 0 | 0 | 0 | 0 | 0 | 1 | 0 | 1 | 1 | 0 | -929.957 | -436.0987 | -1096.0125 | Moss Landing-Las Aguilas 230 kV Line | Moss Landing-Las Aguilas 230 kV Line | Moss Landing-Las Aguilas 230 kV Line |  | 0 | 1 | 0 | 1 | 0 | 0 | -929.957 | -436.0987 | 663.9875 | Moss Landing-Las Aguilas 230 kV Line | Moss Landing-Las Aguilas 230 kV Line | Moss Landing-Las Aguilas 230 kV Line |  | 4 | 4 | NO | 4 | 5 | 1 | YES | 2
SDG&E Study Area | Capistrano | 230 | 0 | 0 | 0 | 0 | 0 | 0 | 0 | 0 | 0 | 0 | 0 | 0 | 0 | 0 | 0 | 0 | 0 | 0 | 0 | 0 | 0 | 0 | 0 | 0 | 0 | 0 | 0 | 0 | 0 | 1 | 0 | 0 | 0 | 0 | 0 | 0 | 0 | 0 | 0 | 0 | 0 | 1 | 1 | 0 | 0 | 0 | 0 | 0 | 0 | 0 | 0 | 0 | 0 | 0 | 0 | 0 | 0 | 0 | 0 | 0 | 0 | 0 | 0 | 0 | 0 | 0 | 0 | 0 | 0 | 0 | 0 | 0 | 0 | 0 | 0 | 0 | 0 | 0 | 0 | 0 | 0 | 0 | 0 | 0 | 0 | 0 | 0 | 0 | 0 | 0 | 0 | 0 | 0 | 0 | 0 | 0 | 0 | 0 | 0 | 0 | 0 | 0 | 0 | 0 | 0 | 0 | 0 | 0 |  | 0 | 0 | 0 | 0 | 0 | 0 | 0 | 0 | 0 | 0 | 0 | 0 | 0 | 0 | 0 | 0 | 0 | 0 | 0 | 0 | 0 | 0 | 0 | 0 | 0 | 0 | 0 | 0 | 0 | 0 | 0 | 0 | 0 | 0 | 0 | 0 | 0 | 0 | 0 | 0 | 0 | 0 | 0 | 0 | 0 | 1 | 0 | 0 | 0 | 0 | 0 | -433.35 | 326 | 851 | Talega 230 kV constraint | Trabuco-Capistrano 138 kV constraint | Trabuco-Capistrano 138 kV constraint |  | 0 | 0 | 0 | 0 | 0 | 0 | 151 | 326 | 851 | Trabuco-Capistrano 138 kV constraint | Trabuco-Capistrano 138 kV constraint | Trabuco-Capistrano 138 kV constraint |  | 5 | 1 | YES | 2 | 1 | 1 | NO | 1
SDG&E Study Area | Capistrano | 138 | 0 | 0 | 0 | 0 | 0 | 0 | 0 | 0 | 0 | 0 | 0 | 0 | 0 | 0 | 0 | 0 | 0 | 0 | 0 | 0 | 0 | 0 | 0 | 0 | 0 | 0 | 0 | 0 | 0 | 1 | 0 | 0 | 0 | 0 | 0 | 0 | 0 | 0 | 0 | 0 | 0 | 1 | 1 | 0 | 0 | 0 | 0 | 0 | 0 | 0 | 0 | 0 | 0 | 0 | 0 | 0 | 0 | 0 | 0 | 0 | 0 | 0 | 0 | 0 | 0 | 0 | 0 | 0 | 0 | 0 | 0 | 0 | 0 | 0 | 0 | 0 | 0 | 0 | 0 | 0 | 0 | 0 | 0 | 0 | 0 | 0 | 0 | 0 | 0 | 0 | 0 | 0 | 0 | 0 | 0 | 0 | 0 | 0 | 0 | 0 | 0 | 0 | 0 | 0 | 0 | 0 | 0 | 0 |  | 0 | 0 | 0 | 0 | 0 | 0 | 0 | 0 | 0 | 0 | 0 | 0 | 0 | 0 | 0 | 0 | 0 | 0 | 0 | 0 | 0 | 0 | 0 | 0 | 0 | 0 | 250 | 0 | 0 | 1 | 0 | 0 | 0 | 0 | 0 | 0 | 0 | 0 | 0 | 0 | 0 | 250 | 0 | 0 | 1 | 1 | 0 | 0 | 0 | 0 | 0 | -433.35 | 326 | 851 | Talega 230 kV constraint | Trabuco-Capistrano 138 kV constraint | Trabuco-Capistrano 138 kV constraint |  | 0 | 0 | 0 | 0 | 0 | 0 | 151 | 326 | 851 | Trabuco-Capistrano 138 kV constraint | Trabuco-Capistrano 138 kV constraint | Trabuco-Capistrano 138 kV constraint |  | 5 | 1 | YES | 2 | 1 | 1 | NO | 1
PG&E North of Greater Bay Study Area | Carberry | 230 | 0 | 0 | 0 | 0 | 0 | 0 | 0 | 0 | 0 | 0 | 0 | 0 | 0 | 0 | 0 | 0 | 0 | 0 | 0 | 0 | 0 | 0 | 0 | 0 | 0 | 0 | 0 | 0 | 0 | 0 | 0 | 0 | 0 | 0 | 0 | 0 | 0 | 0 | 0 | 0 | 0 | 0 | 0 | 0 | 1 | 0 | 0 | 0 | 0 | 0 | 0 | 0 | 0 | 0 | 0 | 0 | 0 | 0 | 0 | 0 | 0 | 0 | 0 | 0 | 0 | 0 | 0 | 0 | 0 | 0 | 0 | 0 | 0 | 0 | 0 | 0 | 0 | 0 | 0 | 0 | 0 | 0 | 0 | 0 | 0 | 0 | 0 | 0 | 0 | 0 | 0 | 0 | 0 | 0 | 0 | 0 | 0 | 0 | 0 | 0 | 0 | 0 | 0 | 0 | 0 | 0 | 0 | 0 |  | 0 | 0 | 0 | 0 | 0 | 0 | 0 | 0 | 0 | 0 | 0 | 0 | 0 | 0 | 0 | 0 | 0 | 0 | 0 | 0 | 0 | 0 | 0 | 0 | 0 | 0 | 0 | 0 | 0 | 0 | 0 | 9.6 | 0 | 0 | 0 | 0 | 0 | 0 | 0 | 0 | 0 | 0 | 0 | 0 | 1 | 1 | 0 | 1 | 0 | 0 | 0 | -2351.0075 | -489.2175 | 933.5648 | Vaca Dixon-Tesla 500kV Line | Vaca Dixon-Tesla 500kV Line | Vaca Dixon-Tesla 500kV Line |  | 0 | 0 | 0 | 0 | 0 | 0 | 6293.9925 | 8155.7825 | 933.5648 | Vaca Dixon-Tesla 500kV Line | Vaca Dixon-Tesla 500kV Line | Vaca Dixon-Tesla 500kV Line |  | 5 | 1 | YES | 2 | 1 | 1 | NO | 1
PG&E North of Greater Bay Study Area | Caribou | 230 | 0 | 0 | 0 | 0 | 0 | 0 | 0 | 0 | 0 | 0 | 0 | 0 | 0 | 0 | 0 | 0 | 0 | 0 | 0 | 0 | 0 | 0 | 0 | 0 | 0 | 0 | 0 | 0 | 0 | 0 | 0 | 0 | 0 | 0 | 0 | 0 | 0 | 0 | 0 | 0 | 0 | 0 | 0 | 0 | 1 | 0 | 0 | 0 | 0 | 1 | 0 | 0 | 0 | 0 | 0 | 0 | 0 | 0 | 0 | 0 | 0 | 0 | 0 | 0 | 0 | 0 | 0 | 0 | 0 | 0 | 0 | 0 | 0 | 0 | 0 | 0 | 0 | 0 | 0 | 0 | 0 | 0 | 0 | 0 | 0 | 0 | 0 | 0 | 0 | 0 | 0 | 0 | 0 | 0 | 0 | 0 | 0 | 0 | 0 | 0 | 0 | 0 | 0 | 0 | 0 | 0 | 0 | 0 |  | 0 | 0 | 0 | 0 | 0 | 0 | 0 | 0 | 0 | 0 | 0 | 0 | 0 | 0 | 0 | 0 | 0 | 0 | 0 | 0 | 0 | 0 | 0 | 0 | 0 | 0 | 0 | 0 | 0 | 0 | 0 | 11 | 0 | 0 | 0 | 0 | 0 | 0 | 0 | 0 | 0 | 0 | 0 | 0 | 1 | 2 | 0 | 2 | 0 | 0 | 0 | -2351.0075 | -489.2175 | 87.41 | Vaca Dixon-Tesla 500kV Line | Vaca Dixon-Tesla 500kV Line | Rocklin-Pleaseant grove 115kV line |  | 0 | 0 | 0 | 0 | 0 | 0 | 537.3675 | 625.3905 | 87.41 | Rocklin-Pleaseant grove 115kV line | Rocklin-Pleaseant grove 115kV line | Rocklin-Pleaseant grove 115kV line |  | 5 | 1 | YES | 2 | 1 | 1 | NO | 1
PG&E North of Greater Bay Study Area | Carquinez | 115 | 0 | 0 | 0 | 0 | 0 | 0 | 0 | 0 | 0 | 0 | 0 | 0 | 0 | 0 | 0 | 0 | 0 | 0 | 0 | 0 | 0 | 0 | 0 | 0 | 0 | 0 | 0 | 0 | 0 | 0 | 0 | 0 | 0 | 0 | 0 | 0 | 0 | 0 | 0 | 0 | 0 | 0 | 0 | 0 | 0 | 0 | 1 | 0 | 0 | 0 | 0 | 0 | 0 | 0 | 0 | 0 | 0 | 0 | 0 | 0 | 0 | 0 | 0 | 0 | 0 | 0 | 0 | 0 | 0 | 0 | 0 | 0 | 0 | 0 | 0 | 0 | 0 | 0 | 0 | 0 | 0 | 0 | 0 | 0 | 0 | 0 | 0 | 0 | 0 | 0 | 0 | 0 | 0 | 0 | 0 | 0 | 0 | 0 | 0 | 0 | 0 | 0 | 0 | 0 | 0 | 0 | 0 | 0 |  | 0 | 0 | 0 | 0 | 0 | 0 | 0 | 0 | 0 | 0 | 0 | 0 | 0 | 0 | 0 | 0 | 0 | 0 | 0 | 0 | 0 | 0 | 0 | 0 | 0 | 0 | 0 | 0 | 0 | 0 | 0 | 0 | 0 | 0 | 0 | 0 | 0 | 0 | 0 | 0 | 0 | 0 | 0 | 0 | 0 | 0 | 0 | 0 | 0 | 0 | 0 | 1323.544 | 1394.9902 | 1399.2972 | Cortina-Eagle Rock 115 kV line | Cortina-Eagle Rock 115 kV line | Cortina-Eagle Rock 115 kV line |  | 0 | 0 | 0 | 0 | 0 | 0 | 1323.544 | 1394.9902 | 1399.2972 | Cortina-Eagle Rock 115 kV line | Cortina-Eagle Rock 115 kV line | Cortina-Eagle Rock 115 kV line |  | 1 | 1 | NO | 1 | 1 | 1 | NO | 1
PG&E Kern Study Area | Carrizo Plains | 115 | 0 | 0 | 0 | 0 | 0 | 0 | 0 | 0 | 0 | 0 | 0 | 0 | 0 | 0 | 0 | 0 | 0 | 0 | 0 | 0 | 0 | 0 | 0 | 0 | 0 | 0 | 0 | 0 | 0 | 0 | 0 | 0 | 0 | 0 | 0 | 0 | 0 | 0 | 0 | 0 | 0 | 0 | 0 | 0 | 0 | 0 | 0 | 0 | 0 | 0 | 0 | 0 | 0 | 0 | 0 | 0 | 0 | 0 | 0 | 0 | 0 | 0 | 0 | 0 | 0 | 0 | 0 | 0 | 0 | 0 | 0 | 0 | 0 | 0 | 0 | 0 | 0 | 0 | 0 | 0 | 0 | 0 | 1 | 0 | 0 | 0 | 0 | 0 | 0 | 0 | 0 | 0 | 0 | 0 | 0 | 0 | 0 | 0 | 0 | 0 | 0 | 0 | 0 | 0 | 0 | 0 | 0 | 0 |  | 0 | 0 | 0 | 0 | 0 | 0 | 0 | 0 | 0 | 0 | 0 | 0 | 0 | 0 | 0 | 0 | 0 | 0 | 0 | 0 | 0 | 0 | 0 | 0 | 0 | 0 | 0 | 0 | 0 | 0 | 0 | 0 | 0 | 0 | 0 | 0 | 0 | 0 | 0 | 0 | 0 | 0 | 0 | 0 | 0 | 0 | 0 | 0 | 0 | 0 | 0 | 1017.993 | 982.5404 | 785.5359 | Midway 230/115kV TB #3 | Midway 230/115kV TB #3 | Midway 230/115kV TB #3 |  | 0 | 0 | 0 | 0 | 0 | 0 | 1017.993 | 982.5404 | 785.5359 | Midway 230/115kV TB #3 | Midway 230/115kV TB #3 | Midway 230/115kV TB #3 |  | 1 | 1 | NO | 1 | 1 | 1 | NO | 1
PG&E Greater Bay Study Area | Castro Valley | 230 | 0 | 0 | 0 | 0 | 0 | 0 | 0 | 0 | 0 | 0 | 0 | 0 | 0 | 0 | 0 | 0 | 0 | 0 | 0 | 0 | 0 | 0 | 0 | 0 | 0 | 0 | 0 | 0 | 0 | 0 | 0 | 0 | 0 | 0 | 0 | 0 | 0 | 0 | 0 | 0 | 0 | 0 | 0 | 0 | 1 | 0 | 0 | 0 | 0 | 0 | 0 | 0 | 0 | 0 | 0 | 0 | 0 | 1 | 1 | 0 | 0 | 0 | 0 | 1 | 1 | 0 | 0 | 0 | 0 | 0 | 0 | 0 | 0 | 1 | 0 | 0 | 0 | 0 | 0 | 0 | 0 | 0 | 0 | 0 | 0 | 0 | 0 | 0 | 0 | 0 | 0 | 0 | 0 | 0 | 0 | 0 | 0 | 0 | 0 | 0 | 0 | 0 | 0 | 0 | 0 | 0 | 0 | 1 |  | 0 | 0 | 0 | 0 | 0 | 0 | 0 | 0 | 0 | 0 | 0 | 0 | 0 | 0 | 0 | 0 | 0 | 0 | 0 | 0 | 0 | 0 | 0 | 0 | 0 | 0 | 0 | 0 | 0 | 0 | 0 | 0 | 0 | 0 | 0 | 0 | 0 | 0 | 0 | 0 | 0 | 0 | 0 | 0 | 0 | 2 | 0 | 1 | 0 | 0 | 0 | -2351.0075 | -489.2175 | 796.7913 | Vaca Dixon-Tesla 500kV Line | Vaca Dixon-Tesla 500kV Line | Windmaster-Delta pumps 230 kV line |  | 1 | 0 | 0 | 0 | 0 | 0 | -278.2328 | 283.5403 | 796.7913 | Windmaster-Delta pumps 230 kV line | Windmaster-Delta pumps 230 kV line | Windmaster-Delta pumps 230 kV line |  | 5 | 5 | NO | 5 | 1 | 1 | NO | 1
PG&E Greater Bay Study Area | Cayetano | 230 | 0 | 0 | 0 | 0 | 0 | 0 | 0 | 0 | 0 | 0 | 0 | 0 | 0 | 0 | 0 | 0 | 0 | 0 | 0 | 0 | 0 | 0 | 0 | 0 | 0 | 0 | 0 | 0 | 0 | 0 | 0 | 0 | 0 | 0 | 0 | 0 | 0 | 0 | 0 | 0 | 0 | 0 | 0 | 0 | 1 | 0 | 0 | 0 | 0 | 0 | 0 | 0 | 0 | 0 | 0 | 0 | 0 | 0 | 1 | 1 | 1 | 0 | 0 | 1 | 1 | 0 | 0 | 0 | 0 | 0 | 0 | 0 | 0 | 1 | 0 | 0 | 0 | 0 | 0 | 0 | 0 | 0 | 0 | 0 | 0 | 0 | 0 | 0 | 0 | 0 | 0 | 0 | 0 | 0 | 0 | 0 | 0 | 0 | 0 | 0 | 0 | 0 | 0 | 0 | 0 | 0 | 0 | 0 |  | 0 | 0 | 0 | 0 | 0 | 0 | 0 | 0 | 0 | 0 | 0 | 0 | 0 | 0 | 0 | 0 | 0 | 0 | 0 | 0 | 0 | 0 | 0 | 0 | 0 | 100 | 100 | 0 | 0 | 1 | 0 | 0 | 0 | 0 | 0 | 0 | 0 | 0 | 0 | 0 | 100 | 100 | 0 | 0 | 1 | 2 | 0 | 1 | 0 | 0 | 0 | -2351.0075 | -489.2175 | 796.7913 | Vaca Dixon-Tesla 500kV Line | Vaca Dixon-Tesla 500kV Line | Windmaster-Delta pumps 230 kV line |  | 1 | 0 | 0 | 0 | 0 | 0 | -278.2328 | 283.5403 | 796.7913 | Windmaster-Delta pumps 230 kV line | Windmaster-Delta pumps 230 kV line | Windmaster-Delta pumps 230 kV line |  | 5 | 5 | NO | 5 | 1 | 1 | NO | 1
SCE Metro Study Area | Center | 230 | 0 | 0 | 0 | 0 | 0 | 0 | 0 | 0 | 0 | 0 | 1 | 0 | 1 | 0 | 0 | 0 | 0 | 0 | 0 | 0 | 0 | 0 | 0 | 0 | 0 | 0 | 0 | 0 | 0 | 0 | 0 | 0 | 0 | 0 | 0 | 0 | 0 | 0 | 0 | 0 | 0 | 0 | 0 | 0 | 0 | 0 | 0 | 0 | 0 | 0 | 0 | 0 | 0 | 0 | 0 | 0 | 0 | 0 | 0 | 0 | 0 | 0 | 0 | 0 | 0 | 0 | 0 | 0 | 0 | 0 | 0 | 0 | 0 | 0 | 0 | 0 | 0 | 0 | 0 | 0 | 0 | 0 | 0 | 0 | 0 | 0 | 0 | 0 | 0 | 0 | 0 | 0 | 0 | 0 | 0 | 0 | 0 | 0 | 0 | 0 | 0 | 0 | 0 | 0 | 0 | 0 | 0 | 0 |  | 0 | 0 | 0 | 0 | 0 | 0 | 0 | 0 | 0 | 0 | 0 | 0 | 0 | 0 | 0 | 0 | 0 | 0 | 0 | 0 | 0 | 0 | 0 | 0 | 0 | 0 | 90 | 0 | 0 | 1 | 0 | 0 | 0 | 0 | 0 | 0 | 0 | 0 | 0 | 0 | 0 | 90 | 80 | 0 | 1 | 0 | 0 | 0 | 0 | 0 | 0 | 5071.734 | 5878.953 | 8313.03 | Del Amo - Barre Area Constraint | Del Amo - Barre Area Constraint | Del Amo - Barre Area Constraint |  | 0 | 0 | 0 | 0 | 0 | 0 | 5071.734 | 5878.953 | 8313.03 | Del Amo - Barre Area Constraint | Del Amo - Barre Area Constraint | Del Amo - Barre Area Constraint |  | 1 | 1 | NO | 1 | 1 | 1 | NO | 1
PG&E Kern Study Area | Charca | 115 | 0 | 0 | 0 | 0 | 0 | 0 | 0 | 0 | 0 | 0 | 0 | 0 | 0 | 0 | 0 | 0 | 0 | 0 | 0 | 0 | 0 | 0 | 0 | 0 | 0 | 0 | 0 | 0 | 0 | 0 | 0 | 0 | 0 | 0 | 0 | 0 | 0 | 0 | 0 | 0 | 0 | 0 | 0 | 0 | 0 | 0 | 0 | 0 | 0 | 0 | 0 | 0 | 0 | 0 | 0 | 0 | 0 | 0 | 0 | 0 | 0 | 0 | 0 | 0 | 0 | 0 | 0 | 0 | 0 | 0 | 0 | 0 | 0 | 0 | 0 | 0 | 0 | 0 | 1 | 0 | 0 | 0 | 1 | 1 | 0 | 0 | 0 | 0 | 0 | 0 | 0 | 0 | 0 | 0 | 0 | 0 | 0 | 0 | 0 | 0 | 0 | 0 | 0 | 0 | 0 | 0 | 0 | 0 |  | 0 | 0 | 0 | 0 | 0 | 0 | 0 | 0 | 0 | 0 | 0 | 0 | 0 | 0 | 0 | 0 | 0 | 0 | 0 | 0 | 0 | 0 | 0 | 4.66 | 0 | 0 | 0 | 0 | 0 | 1 | 0 | 0 | 0 | 0 | 0 | 0 | 0 | 0 | 4.66 | 0 | 0 | 0 | 0 | 0 | 1 | 0 | 0 | 0 | 0 | 0 | 0 | 39.518 | 0.14008 | 0.1822 | Semitropic-Midway 115kV Line | Semitropic-Midway 115kV Line | Semitropic-Midway 115kV Line |  | 0 | 0 | 0 | 0 | 0 | 0 | 39.518 | 0.14008 | 0.1822 | Semitropic-Midway 115kV Line | Semitropic-Midway 115kV Line | Semitropic-Midway 115kV Line |  | 1 | 1 | NO | 1 | 1 | 1 | NO | 1
East of Pisgah Study Area | Charleston | 138 | 0 | 0 | 0 | 0 | 0 | 0 | 0 | 0 | 0 | 0 | 0 | 0 | 0 | 0 | 0 | 0 | 0 | 0 | 0 | 1 | 0 | 1 | 0 | 0 | 0 | 0 | 0 | 1 | 1 | 0 | 0 | 0 | 0 | 0 | 0 | 0 | 0 | 0 | 0 | 0 | 0 | 0 | 0 | 0 | 0 | 0 | 0 | 0 | 0 | 0 | 0 | 0 | 0 | 0 | 0 | 0 | 0 | 0 | 0 | 0 | 0 | 0 | 0 | 0 | 0 | 0 | 0 | 0 | 0 | 0 | 0 | 0 | 0 | 0 | 0 | 0 | 0 | 0 | 0 | 0 | 0 | 0 | 0 | 0 | 0 | 0 | 0 | 0 | 0 | 0 | 0 | 0 | 0 | 0 | 0 | 0 | 0 | 0 | 0 | 0 | 0 | 0 | 0 | 0 | 0 | 0 | 0 | 3 |  | 0 | 0 | 0 | 0 | 0 | 0 | 0 | 0 | 0 | 0 | 0 | 0 | 0 | 0 | 0 | 0 | 0 | 0 | 0 | 0 | 0 | 0 | 0 | 0 | 0 | 0 | 0 | 0 | 0 | 0 | 0 | 0 | 0 | 0 | 0 | 0 | 0 | 0 | 0 | 0 | 0 | 0 | 0 | 0 | 0 | 1 | 3 | 0 | 0 | 0 | 0 | -4938.497 | 19.5125 | 1115.45 | Devers-Red Bluff Constraint | Devers-Red Bluff Constraint | GLW 230kV area constraint |  | 0 | 3 | 0 | 0 | 0 | 0 | -4938.497 | 19.5125 | 1115.45 | Devers-Red Bluff Constraint | Devers-Red Bluff Constraint | GLW 230kV area constraint |  | 5 | 4 | YES | 4 | 1 | 1 | NO | 1
SCE Metro Study Area | Chevmain | 230 | 0 | 0 | 0 | 0 | 0 | 0 | 0 | 0 | 0 | 0 | 1 | 1 | 1 | 0 | 0 | 0 | 0 | 0 | 0 | 0 | 0 | 0 | 0 | 0 | 0 | 0 | 0 | 0 | 0 | 0 | 0 | 0 | 0 | 0 | 0 | 0 | 0 | 0 | 0 | 0 | 0 | 0 | 0 | 0 | 0 | 0 | 0 | 0 | 0 | 0 | 0 | 0 | 0 | 0 | 0 | 0 | 0 | 0 | 0 | 0 | 0 | 0 | 0 | 0 | 0 | 0 | 0 | 0 | 0 | 0 | 0 | 0 | 0 | 0 | 0 | 0 | 0 | 0 | 0 | 0 | 0 | 0 | 0 | 0 | 0 | 0 | 0 | 0 | 0 | 0 | 0 | 0 | 0 | 0 | 0 | 0 | 0 | 0 | 0 | 0 | 0 | 0 | 0 | 0 | 0 | 0 | 0 | 0 |  | 0 | 0 | 0 | 0 | 0 | 0 | 0 | 0 | 0 | 0 | 0 | 0 | 0 | 0 | 0 | 0 | 0 | 0 | 0 | 0 | 0 | 0 | 0 | 0 | 0 | 0 | 0 | 0 | 0 | 0 | 0 | 0 | 0 | 0 | 0 | 0 | 0 | 0 | 0 | 0 | 0 | 0 | 0 | 0 | 0 | 0 | 0 | 0 | 0 | 0 | 0 | 2889.234 | 3209.703 | 4183.53 | Hinson - Del Amo Constraint | Hinson - Del Amo Constraint | Hinson - Del Amo Constraint |  | 0 | 0 | 0 | 0 | 0 | 0 | 2889.234 | 3209.703 | 4183.53 | Hinson - Del Amo Constraint | Hinson - Del Amo Constraint | Hinson - Del Amo Constraint |  | 1 | 1 | NO | 1 | 1 | 1 | NO | 1
SDG&E Study Area | Chicarita | 138 | 0 | 0 | 0 | 0 | 0 | 0 | 0 | 0 | 0 | 0 | 0 | 0 | 0 | 0 | 0 | 0 | 0 | 0 | 0 | 0 | 0 | 0 | 0 | 0 | 0 | 0 | 0 | 0 | 0 | 0 | 0 | 0 | 1 | 0 | 0 | 0 | 0 | 0 | 0 | 0 | 0 | 0 | 0 | 0 | 0 | 0 | 0 | 0 | 0 | 0 | 0 | 0 | 0 | 0 | 0 | 0 | 0 | 0 | 0 | 0 | 0 | 0 | 0 | 0 | 0 | 0 | 0 | 0 | 0 | 0 | 0 | 0 | 0 | 0 | 0 | 0 | 0 | 0 | 0 | 0 | 0 | 0 | 0 | 0 | 0 | 0 | 0 | 0 | 0 | 0 | 0 | 0 | 0 | 0 | 0 | 0 | 0 | 0 | 0 | 0 | 0 | 0 | 0 | 0 | 0 | 0 | 0 | 1 |  | 0 | 0 | 0 | 0 | 0 | 0 | 0 | 0 | 0 | 0 | 0 | 0 | 0 | 0 | 0 | 0 | 0 | 0 | 0 | 0 | 0 | 0 | 0 | 0 | 0 | 0 | 0 | 0 | 0 | 0 | 0 | 0 | 0 | 0 | 0 | 0 | 0 | 0 | 0 | 0 | 0 | 0 | 0 | 0 | 0 | 0 | 1 | 0 | 0 | 0 | 0 | -115.61 | 1099.475 | 1895.33 | Internal San Diego Area constraint | Internal San Diego Area constraint | Internal San Diego Area constraint |  | 0 | 1 | 0 | 0 | 0 | 0 | -115.61 | 1099.475 | 1895.33 | Internal San Diego Area constraint | Internal San Diego Area constraint | Internal San Diego Area constraint |  | 3 | 3 | NO | 3 | 1 | 1 | NO | 1
SCE Metro Study Area | Chino | 230 | 0 | 0 | 0 | 0 | 0 | 0 | 0 | 0 | 0 | 0 | 0 | 0 | 1 | 0 | 0 | 0 | 0 | 0 | 0 | 0 | 0 | 0 | 0 | 0 | 0 | 0 | 0 | 0 | 0 | 0 | 0 | 0 | 0 | 0 | 0 | 0 | 0 | 0 | 0 | 0 | 0 | 0 | 0 | 0 | 0 | 0 | 0 | 0 | 0 | 0 | 0 | 0 | 0 | 0 | 0 | 0 | 0 | 0 | 0 | 0 | 0 | 0 | 0 | 0 | 0 | 0 | 0 | 0 | 0 | 0 | 0 | 0 | 0 | 0 | 0 | 0 | 0 | 0 | 0 | 0 | 0 | 0 | 0 | 0 | 0 | 0 | 0 | 0 | 0 | 0 | 0 | 0 | 0 | 0 | 0 | 0 | 0 | 0 | 0 | 0 | 0 | 0 | 0 | 0 | 0 | 0 | 0 | 0 |  | 0 | 0 | 0 | 0 | 0 | 0 | 0 | 0 | 0 | 0 | 0 | 20 | 0 | 0 | 1 | 0 | 0 | 0 | 0 | 0 | 0 | 0 | 0 | 0 | 0 | 0 | 0 | 0 | 0 | 0 | 0 | 0 | 0 | 0 | 0 | 0 | 0 | 0 | 0 | 0 | 0 | 0 | 0 | 0 | 0 | 0 | 0 | 0 | 0 | 0 | 0 | 11259.896 | 12479.932 | 16166.72 | SCE Metro Area Default Constraint | SCE Metro Area Default Constraint | SCE Metro Area Default Constraint |  | 0 | 0 | 0 | 0 | 0 | 0 | 11259.896 | 12479.932 | 16166.72 | SCE Metro Area Default Constraint | SCE Metro Area Default Constraint | SCE Metro Area Default Constraint |  | 1 | 1 | NO | 1 | 1 | 1 | NO | 1
PG&E Fresno Study Area | Chowchilla | 115 | 0 | 0 | 0 | 0 | 0 | 0 | 0 | 0 | 0 | 0 | 0 | 0 | 0 | 0 | 0 | 0 | 0 | 0 | 0 | 0 | 0 | 0 | 0 | 0 | 0 | 0 | 0 | 0 | 0 | 0 | 0 | 0 | 0 | 0 | 0 | 0 | 0 | 0 | 0 | 0 | 0 | 0 | 0 | 0 | 0 | 0 | 0 | 0 | 0 | 0 | 1 | 0 | 0 | 0 | 0 | 0 | 0 | 0 | 0 | 0 | 0 | 0 | 0 | 0 | 0 | 0 | 0 | 0 | 0 | 0 | 0 | 0 | 0 | 0 | 0 | 0 | 1 | 0 | 0 | 0 | 0 | 0 | 0 | 0 | 0 | 1 | 1 | 0 | 1 | 1 | 1 | 1 | 1 | 1 | 0 | 1 | 0 | 1 | 1 | 1 | 0 | 1 | 0 | 0 | 0 | 0 | 0 | 4 |  | 0 | 0 | 0 | 0 | 0 | 0 | 0 | 0 | 0 | 0 | 0 | 0 | 0 | 0 | 0 | 0 | 0 | 0 | 0 | 0 | 0 | 0 | 0 | 0 | 0 | 0 | 0 | 0 | 0 | 0 | 0 | 0 | 0 | 0 | 0 | 0 | 0 | 0 | 7 | 0 | 0 | 0 | 0 | 0 | 1 | 6 | 0 | 5 | 0 | 3 | 0 | -3595.555 | -2599.731 | -1460.1318 | Midway-Q2005 230kV Line | Midway-Q2005 230kV Line | Midway-Q2005 230kV Line |  | 0 | 1 | 0 | 0 | 0 | 2 | -86.8335 | 179.013 | -498.1318 | Bellota-Weber 230kV line | Merced 115/70kV TB#2 | Midway-Q2005 230kV Line |  | 5 | 3 | YES | 3 | 5 | 4 | YES | 4
PG&E Greater Bay Study Area | Christie | 115 | 0 | 0 | 0 | 0 | 0 | 0 | 0 | 0 | 0 | 0 | 0 | 0 | 0 | 0 | 0 | 0 | 0 | 0 | 0 | 0 | 0 | 0 | 0 | 0 | 0 | 0 | 0 | 0 | 0 | 0 | 0 | 0 | 0 | 0 | 0 | 0 | 0 | 0 | 0 | 0 | 0 | 0 | 0 | 1 | 1 | 0 | 0 | 0 | 0 | 0 | 0 | 0 | 0 | 0 | 1 | 1 | 0 | 1 | 1 | 1 | 1 | 0 | 0 | 1 | 1 | 0 | 1 | 0 | 0 | 0 | 0 | 0 | 0 | 1 | 0 | 0 | 0 | 0 | 0 | 0 | 0 | 0 | 0 | 0 | 0 | 0 | 0 | 0 | 0 | 0 | 0 | 0 | 0 | 0 | 0 | 0 | 0 | 0 | 0 | 0 | 0 | 0 | 0 | 0 | 0 | 0 | 0 | 3 |  | 0 | 0 | 0 | 0 | 0 | 0 | 0 | 0 | 0 | 0 | 0 | 0 | 0 | 0 | 0 | 0 | 0 | 0 | 0 | 0 | 0 | 0 | 0 | 0 | 0 | 0 | 0 | 0 | 0 | 0 | 0 | 0 | 0 | 0 | 0 | 0 | 0 | 0 | 0 | 0 | 0 | 0 | 0 | 0 | 0 | 2 | 0 | 1 | 0 | 0 | 0 | -2351.0075 | -489.2175 | 796.7913 | Vaca Dixon-Tesla 500kV Line | Vaca Dixon-Tesla 500kV Line | Windmaster-Delta pumps 230 kV line |  | 1 | 0 | 0 | 0 | 0 | 0 | -278.2328 | 283.5403 | 796.7913 | Windmaster-Delta pumps 230 kV line | Windmaster-Delta pumps 230 kV line | Windmaster-Delta pumps 230 kV line |  | 5 | 5 | NO | 5 | 1 | 1 | NO | 1
SCE Eastern Study Area | Cielo Azul | 500 | 0 | 0 | 0 | 0 | 0 | 0 | 0 | 0 | 0 | 0 | 0 | 0 | 0 | 0 | 0 | 0 | 0 | 0 | 0 | 1 | 1 | 1 | 0 | 1 | 0 | 1 | 0 | 0 | 0 | 0 | 0 | 0 | 0 | 0 | 0 | 0 | 0 | 0 | 0 | 0 | 0 | 0 | 0 | 0 | 0 | 0 | 0 | 0 | 0 | 0 | 0 | 0 | 0 | 0 | 0 | 0 | 0 | 0 | 0 | 0 | 0 | 0 | 0 | 0 | 0 | 0 | 0 | 0 | 0 | 0 | 0 | 0 | 0 | 0 | 0 | 0 | 0 | 0 | 0 | 0 | 0 | 0 | 0 | 0 | 0 | 0 | 0 | 0 | 0 | 0 | 0 | 0 | 0 | 0 | 0 | 0 | 0 | 0 | 0 | 0 | 0 | 0 | 0 | 0 | 0 | 0 | 0 | 3 |  | 0 | 0 | 0 | 0 | 0 | 0 | 0 | 0 | 0 | 0 | 0 | 0 | 0 | 0 | 0 | 0 | 0 | 0 | 0 | 0 | 0 | 0 | 0 | 0 | 0 | 200 | 0 | 0 | 0 | 1 | 0 | 0 | 0 | 0 | 0 | 0 | 0 | 0 | 0 | 700 | 1900 | 500 | 450 | 0 | 1 | 0 | 2 | 0 | 0 | 0 | 0 | -4938.497 | 19.5125 | 1117 | Devers-Red Bluff Constraint | Devers-Red Bluff Constraint | DCRT Constraint |  | 0 | 2 | 0 | 0 | 0 | 0 | -4938.497 | 19.5125 | 1117 | Devers-Red Bluff Constraint | Devers-Red Bluff Constraint | DCRT Constraint |  | 4 | 4 | NO | 4 | 1 | 1 | NO | 1
PG&E North of Greater Bay Study Area | Cloverdale | 115 | 0 | 0 | 0 | 0 | 0 | 0 | 0 | 0 | 0 | 0 | 0 | 0 | 0 | 0 | 0 | 0 | 0 | 0 | 0 | 0 | 0 | 0 | 0 | 0 | 0 | 0 | 0 | 0 | 0 | 0 | 0 | 0 | 0 | 0 | 0 | 0 | 0 | 0 | 0 | 0 | 0 | 0 | 0 | 1 | 1 | 0 | 1 | 0 | 0 | 0 | 0 | 0 | 0 | 0 | 0 | 0 | 0 | 1 | 0 | 1 | 1 | 0 | 0 | 0 | 0 | 0 | 0 | 0 | 0 | 0 | 0 | 0 | 0 | 0 | 1 | 0 | 0 | 0 | 0 | 0 | 0 | 0 | 0 | 0 | 0 | 0 | 0 | 0 | 0 | 0 | 0 | 0 | 0 | 0 | 0 | 0 | 0 | 0 | 0 | 0 | 0 | 0 | 0 | 0 | 0 | 0 | 0 | 1 |  | 20.8 | 0 | 0 | 0 | 0 | 0 | 0 | 0 | 0 | 0 | 0 | 0 | 0 | 0 | 1 | 0 | 0 | 0 | 0 | 0 | 0 | 0 | 0 | 0 | 0 | 0 | 0 | 0 | 0 | 0 | 32 | 0 | 0 | 0 | 0 | 0 | 0 | 0 | 0 | 0 | 0 | 0 | 0 | 0 | 1 | 2 | 0 | 2 | 0 | 0 | 0 | -2351.0075 | -489.2175 | 316.3825 | Vaca Dixon-Tesla 500kV Line | Vaca Dixon-Tesla 500kV Line | Birds Landing-Contra Costa 230kV Line |  | 1 | 0 | 1 | 0 | 0 | 0 | -598.6387 | -51.5186 | 316.3825 | Birds Landing-Contra Costa 230kV Line | Birds Landing-Contra Costa 230kV Line | Birds Landing-Contra Costa 230kV Line |  | 5 | 5 | NO | 5 | 1 | 1 | NO | 1
PG&E Greater Bay Study Area | Coburn | 230 | 0 | 0 | 0 | 0 | 0 | 0 | 0 | 0 | 0 | 0 | 0 | 0 | 0 | 0 | 0 | 0 | 0 | 0 | 0 | 0 | 0 | 0 | 0 | 0 | 0 | 0 | 0 | 0 | 0 | 0 | 0 | 0 | 0 | 0 | 0 | 0 | 0 | 0 | 0 | 0 | 0 | 0 | 0 | 0 | 0 | 0 | 0 | 0 | 0 | 0 | 0 | 0 | 0 | 0 | 0 | 0 | 0 | 0 | 0 | 0 | 1 | 0 | 0 | 0 | 1 | 0 | 0 | 0 | 0 | 0 | 0 | 1 | 0 | 0 | 0 | 0 | 0 | 0 | 0 | 0 | 0 | 0 | 0 | 0 | 0 | 1 | 1 | 0 | 0 | 0 | 0 | 1 | 1 | 1 | 0 | 0 | 0 | 0 | 0 | 0 | 0 | 0 | 0 | 1 | 0 | 1 | 0 | 4 |  | 0 | 0 | 0 | 0 | 0 | 0 | 0 | 0 | 0 | 0 | 0 | 0 | 32 | 0 | 1 | 0 | 0 | 0 | 0 | 0 | 0 | 0 | 0 | 0 | 0 | 0 | 0 | 0 | 0 | 0 | 0 | 4.82 | 100 | 0 | 0 | 0 | 0 | 0 | 0 | 0 | 0 | 0 | 0 | 0 | 1 | 2 | 1 | 2 | 1 | 2 | 0 | -1882.478 | -1136.4168 | -1096.0125 | Gates 500/230kV TB #12 | Gates 500/230kV TB #11 | Moss Landing-Las Aguilas 230 kV Line |  | 0 | 1 | 0 | 1 | 0 | 1 | -929.957 | -436.0987 | -176.86 | Moss Landing-Las Aguilas 230 kV Line | Moss Landing-Las Aguilas 230 kV Line | Los Banos 500/230kV TB |  | 5 | 4 | YES | 4 | 5 | 3 | YES | 3
PG&E North of Greater Bay Study Area | Colgate | 230 | 0 | 0 | 0 | 0 | 0 | 0 | 0 | 0 | 0 | 0 | 0 | 0 | 0 | 0 | 0 | 0 | 0 | 0 | 0 | 0 | 0 | 0 | 0 | 0 | 0 | 0 | 0 | 0 | 0 | 0 | 0 | 0 | 0 | 0 | 0 | 0 | 0 | 0 | 0 | 0 | 0 | 0 | 0 | 0 | 1 | 0 | 0 | 0 | 0 | 1 | 0 | 1 | 1 | 0 | 0 | 0 | 0 | 0 | 0 | 0 | 0 | 0 | 0 | 0 | 1 | 1 | 0 | 0 | 0 | 0 | 0 | 0 | 0 | 0 | 0 | 0 | 0 | 0 | 0 | 0 | 0 | 0 | 0 | 0 | 0 | 0 | 0 | 0 | 0 | 0 | 0 | 0 | 0 | 0 | 0 | 0 | 0 | 0 | 0 | 0 | 0 | 0 | 0 | 0 | 0 | 0 | 0 | 0 |  | 0 | 0 | 0 | 0 | 0 | 0 | 0 | 0 | 0 | 0 | 0 | 0 | 0 | 0 | 0 | 0 | 0 | 0 | 0 | 0 | 0 | 0 | 0 | 0 | 0 | 0 | 0 | 0 | 0 | 0 | 0 | 5 | 0 | 0 | 0 | 0 | 0 | 0 | 0 | 0 | 0 | 0 | 0 | 0 | 1 | 2 | 0 | 2 | 0 | 0 | 0 | -2351.0075 | -489.2175 | 87.41 | Vaca Dixon-Tesla 500kV Line | Vaca Dixon-Tesla 500kV Line | Rocklin-Pleaseant grove 115kV line |  | 0 | 0 | 0 | 0 | 0 | 0 | 196.1425 | 267.6995 | 87.41 | Rio Oso-Brighton 230kV line | Rio Oso-Brighton 230kV line | Rocklin-Pleaseant grove 115kV line |  | 5 | 1 | YES | 2 | 1 | 1 | NO | 1
PG&E Greater Bay Study Area | Collinsville | 500 | 0 | 0 | 0 | 0 | 0 | 0 | 0 | 0 | 0 | 0 | 0 | 0 | 0 | 0 | 0 | 0 | 0 | 0 | 0 | 0 | 0 | 0 | 0 | 0 | 0 | 0 | 0 | 0 | 0 | 0 | 0 | 0 | 0 | 0 | 0 | 0 | 0 | 0 | 0 | 0 | 0 | 0 | 0 | 0 | 1 | 0 | 0 | 0 | 0 | 0 | 0 | 0 | 0 | 0 | 0 | 0 | 0 | 0 | 0 | 0 | 0 | 0 | 0 | 0 | 0 | 0 | 0 | 0 | 0 | 0 | 0 | 0 | 0 | 0 | 0 | 0 | 1 | 0 | 0 | 0 | 0 | 0 | 0 | 0 | 0 | 0 | 0 | 0 | 0 | 0 | 0 | 0 | 0 | 0 | 0 | 0 | 0 | 0 | 0 | 0 | 0 | 0 | 0 | 0 | 0 | 0 | 0 | 0 |  | 0 | 0 | 0 | 0 | 0 | 0 | 0 | 0 | 0 | 0 | 0 | 0 | 0 | 0 | 0 | 0 | 0 | 0 | 0 | 0 | 0 | 0 | 0 | 0 | 0 | 0 | 0 | 0 | 0 | 0 | 0 | 0 | 0 | 0 | 0 | 0 | 0 | 0 | 0 | 0 | 0 | 0 | 0 | 0 | 0 | 2 | 0 | 2 | 0 | 1 | 0 | -3595.555 | -2599.731 | -1460.1318 | Midway-Q2005 230kV Line | Midway-Q2005 230kV Line | Midway-Q2005 230kV Line |  | 0 | 0 | 0 | 0 | 0 | 1 | 6293.9925 | 8155.7825 | -498.1318 | Vaca Dixon-Tesla 500kV Line | Vaca Dixon-Tesla 500kV Line | Midway-Q2005 230kV Line |  | 5 | 1 | YES | 2 | 5 | 4 | YES | 4
PG&E Greater Bay Study Area | Collinsville | 230 | 0 | 0 | 0 | 0 | 0 | 0 | 0 | 0 | 0 | 0 | 0 | 0 | 0 | 0 | 0 | 0 | 0 | 0 | 0 | 0 | 0 | 0 | 0 | 0 | 0 | 0 | 0 | 0 | 0 | 0 | 0 | 0 | 0 | 0 | 0 | 0 | 0 | 0 | 0 | 0 | 0 | 0 | 0 | 0 | 1 | 0 | 0 | 0 | 0 | 0 | 0 | 0 | 0 | 0 | 0 | 0 | 0 | 0 | 0 | 0 | 0 | 0 | 0 | 0 | 0 | 0 | 0 | 0 | 0 | 0 | 0 | 0 | 0 | 0 | 0 | 0 | 0 | 0 | 0 | 0 | 0 | 0 | 0 | 0 | 0 | 0 | 0 | 0 | 0 | 0 | 0 | 0 | 0 | 0 | 0 | 0 | 0 | 0 | 0 | 0 | 0 | 0 | 0 | 0 | 0 | 0 | 0 | 0 |  | 0 | 0 | 0 | 0 | 0 | 0 | 0 | 0 | 0 | 0 | 0 | 0 | 0 | 0 | 0 | 0 | 0 | 0 | 0 | 0 | 0 | 0 | 0 | 0 | 0 | 0 | 0 | 0 | 0 | 0 | 0 | 0 | 0 | 0 | 0 | 0 | 0 | 0 | 0 | 0 | 0 | 0 | 0 | 0 | 0 | 1 | 0 | 1 | 0 | 0 | 0 | -2351.0075 | -489.2175 | 933.5648 | Vaca Dixon-Tesla 500kV Line | Vaca Dixon-Tesla 500kV Line | Vaca Dixon-Tesla 500kV Line |  | 0 | 0 | 0 | 0 | 0 | 0 | 6293.9925 | 8155.7825 | 933.5648 | Vaca Dixon-Tesla 500kV Line | Vaca Dixon-Tesla 500kV Line | Vaca Dixon-Tesla 500kV Line |  | 5 | 1 | YES | 2 | 1 | 1 | NO | 1
SCE Eastern Study Area | Colorado River | 500 | 0 | 0 | 0 | 0 | 0 | 0 | 0 | 0 | 0 | 0 | 0 | 0 | 0 | 0 | 0 | 0 | 0 | 0 | 0 | 1 | 0 | 1 | 0 | 1 | 0 | 1 | 0 | 0 | 1 | 0 | 0 | 0 | 0 | 0 | 0 | 0 | 0 | 0 | 0 | 0 | 0 | 0 | 0 | 0 | 0 | 0 | 0 | 0 | 0 | 0 | 0 | 0 | 0 | 0 | 0 | 0 | 0 | 0 | 0 | 0 | 0 | 0 | 0 | 0 | 0 | 0 | 0 | 0 | 0 | 0 | 0 | 0 | 0 | 0 | 0 | 0 | 0 | 0 | 0 | 0 | 0 | 0 | 0 | 0 | 0 | 0 | 0 | 0 | 0 | 0 | 0 | 0 | 0 | 0 | 0 | 0 | 0 | 0 | 0 | 0 | 0 | 0 | 0 | 0 | 0 | 0 | 0 | 3 |  | 0 | 0 | 0 | 0 | 0 | 0 | 0 | 0 | 0 | 0 | 0 | 0 | 0 | 0 | 0 | 0 | 0 | 0 | 0 | 0 | 0 | 0 | 0 | 0 | 0 | 0 | 0 | 0 | 0 | 0 | 0 | 0 | 0 | 0 | 0 | 0 | 0 | 0 | 0 | 0 | 0 | 0 | 0 | 0 | 0 | 1 | 2 | 0 | 0 | 0 | 0 | -4938.497 | 19.5125 | 1836.033 | Devers-Red Bluff Constraint | Devers-Red Bluff Constraint | Colorado River-Red Bluff Constraint |  | 0 | 2 | 0 | 0 | 0 | 0 | -4938.497 | 19.5125 | 1836.033 | Devers-Red Bluff Constraint | Devers-Red Bluff Constraint | Colorado River-Red Bluff Constraint |  | 5 | 4 | YES | 4 | 1 | 1 | NO | 1
SCE Eastern Study Area | Colorado River | 230 | 0 | 0 | 0 | 0 | 0 | 0 | 0 | 0 | 0 | 0 | 0 | 0 | 0 | 0 | 0 | 0 | 0 | 0 | 1 | 0 | 0 | 0 | 0 | 0 | 0 | 0 | 0 | 0 | 0 | 0 | 0 | 0 | 0 | 0 | 0 | 0 | 0 | 0 | 0 | 0 | 0 | 0 | 0 | 0 | 0 | 0 | 0 | 0 | 0 | 0 | 0 | 0 | 0 | 0 | 0 | 0 | 0 | 0 | 0 | 0 | 0 | 0 | 0 | 0 | 0 | 0 | 0 | 0 | 0 | 0 | 0 | 0 | 0 | 0 | 0 | 0 | 0 | 0 | 0 | 0 | 0 | 0 | 0 | 0 | 0 | 0 | 0 | 0 | 0 | 0 | 0 | 0 | 0 | 0 | 0 | 0 | 0 | 0 | 0 | 0 | 0 | 0 | 0 | 0 | 0 | 0 | 0 | 0 |  | 0 | 0 | 0 | 0 | 0 | 0 | 0 | 0 | 0 | 456.6 | 131 | 751 | 0 | 0 | 1 | 0 | 0 | 0 | 0 | 0 | 0 | 0 | 0 | 0 | 300 | 395 | 204 | 0 | 0 | 1 | 0 | 0 | 0 | 0 | 0 | 0 | 0 | 0 | 0 | 500 | 895 | 204 | 200 | 0 | 1 | 1 | 0 | 0 | 0 | 0 | 0 | -221.1996 | 49.2318 | 1042.398 | Colorado River 500/230 kV Constraint | Colorado River 500/230 kV Constraint | Colorado River 500/230 kV Constraint |  | 0 | 0 | 0 | 0 | 0 | 0 | 1148.8004 | 1419.2318 | 2341.398 | Colorado River 500/230 kV Constraint | Colorado River 500/230 kV Constraint | Colorado River 500/230 kV Constraint |  | 5 | 1 | YES | 2 | 1 | 1 | NO | 1
PG&E Kern Study Area | Columbus | 115 | 0 | 0 | 0 | 0 | 0 | 0 | 0 | 0 | 0 | 0 | 0 | 0 | 0 | 0 | 0 | 0 | 0 | 0 | 0 | 0 | 0 | 0 | 0 | 0 | 0 | 0 | 0 | 0 | 0 | 0 | 0 | 0 | 0 | 0 | 0 | 0 | 0 | 0 | 0 | 0 | 0 | 0 | 0 | 0 | 0 | 0 | 0 | 0 | 0 | 0 | 0 | 0 | 0 | 0 | 0 | 0 | 0 | 0 | 0 | 0 | 0 | 0 | 0 | 0 | 0 | 0 | 0 | 0 | 0 | 0 | 0 | 0 | 0 | 0 | 0 | 0 | 0 | 0 | 1 | 0 | 0 | 0 | 0 | 1 | 0 | 0 | 0 | 0 | 0 | 0 | 0 | 0 | 0 | 0 | 0 | 0 | 0 | 0 | 0 | 0 | 0 | 0 | 0 | 0 | 0 | 0 | 0 | 0 |  | 0 | 0 | 0 | 0 | 0 | 0 | 0 | 0 | 0 | 0 | 0 | 0 | 0 | 0 | 0 | 0 | 0 | 0 | 0 | 0 | 0 | 0 | 0 | 0 | 0 | 0 | 0 | 0 | 0 | 0 | 0 | 0 | 0 | 0 | 0 | 0 | 0 | 0 | 0 | 0 | 0 | 0 | 0 | 0 | 0 | 0 | 0 | 0 | 0 | 0 | 0 | 39.518 | 0.14008 | 0.1822 | Semitropic-Midway 115kV Line | Semitropic-Midway 115kV Line | Semitropic-Midway 115kV Line |  | 0 | 0 | 0 | 0 | 0 | 0 | 39.518 | 0.14008 | 0.1822 | Semitropic-Midway 115kV Line | Semitropic-Midway 115kV Line | Semitropic-Midway 115kV Line |  | 1 | 1 | NO | 1 | 1 | 1 | NO | 1
PG&E Greater Bay Study Area | Contra Costa PP | 230 | 0 | 0 | 0 | 0 | 0 | 0 | 0 | 0 | 0 | 0 | 0 | 0 | 0 | 0 | 0 | 0 | 0 | 0 | 0 | 0 | 0 | 0 | 0 | 0 | 0 | 0 | 0 | 0 | 0 | 0 | 0 | 0 | 0 | 0 | 0 | 0 | 0 | 0 | 0 | 0 | 0 | 0 | 0 | 0 | 0 | 0 | 0 | 0 | 0 | 0 | 0 | 0 | 0 | 0 | 0 | 0 | 0 | 0 | 1 | 1 | 1 | 0 | 0 | 0 | 1 | 0 | 0 | 0 | 0 | 0 | 0 | 0 | 0 | 1 | 0 | 0 | 0 | 0 | 0 | 0 | 0 | 0 | 0 | 0 | 0 | 0 | 0 | 0 | 0 | 0 | 0 | 0 | 0 | 0 | 0 | 0 | 0 | 0 | 0 | 0 | 0 | 0 | 0 | 0 | 0 | 0 | 0 | 0 |  | 0 | 0 | 0 | 0 | 0 | 0 | 0 | 0 | 0 | 0 | 0 | 0 | 0 | 0 | 0 | 0 | 0 | 0 | 0 | 0 | 0 | 0 | 0 | 0 | 0 | 0 | 0 | 0 | 0 | 0 | 0 | 0 | 0 | 0 | 0 | 0 | 0 | 0 | 0 | 0 | 0 | 0 | 0 | 0 | 0 | 1 | 0 | 0 | 0 | 0 | 0 | -278.2328 | 283.5403 | 796.7913 | Windmaster-Delta pumps 230 kV line | Windmaster-Delta pumps 230 kV line | Windmaster-Delta pumps 230 kV line |  | 1 | 0 | 0 | 0 | 0 | 0 | -278.2328 | 283.5403 | 796.7913 | Windmaster-Delta pumps 230 kV line | Windmaster-Delta pumps 230 kV line | Windmaster-Delta pumps 230 kV line |  | 5 | 5 | NO | 5 | 1 | 1 | NO | 1
PG&E Greater Bay Study Area | Contra Costa | 230 | 0 | 0 | 0 | 0 | 0 | 0 | 0 | 0 | 0 | 0 | 0 | 0 | 0 | 0 | 0 | 0 | 0 | 0 | 0 | 0 | 0 | 0 | 0 | 0 | 0 | 0 | 0 | 0 | 0 | 0 | 0 | 0 | 0 | 0 | 0 | 0 | 0 | 0 | 0 | 0 | 0 | 0 | 0 | 0 | 0 | 0 | 0 | 0 | 0 | 0 | 0 | 0 | 0 | 0 | 0 | 0 | 0 | 0 | 1 | 1 | 1 | 0 | 0 | 1 | 1 | 0 | 0 | 0 | 0 | 0 | 0 | 0 | 0 | 0 | 1 | 0 | 0 | 0 | 0 | 0 | 0 | 0 | 0 | 0 | 0 | 0 | 0 | 0 | 0 | 0 | 0 | 0 | 0 | 0 | 0 | 0 | 0 | 0 | 0 | 0 | 0 | 0 | 0 | 0 | 0 | 0 | 0 | 0 |  | 0 | 0 | 0 | 0 | 0 | 0 | 0 | 0 | 0 | 0 | 0 | 0 | 0 | 0 | 0 | 0 | 0 | 0 | 0 | 0 | 0 | 0 | 0 | 0.9375 | 0 | 0 | 0 | 0 | 0 | 1 | 0 | 0 | 0 | 0 | 0 | 0 | 0 | 0 | 0.9375 | 0 | 0 | 0 | 0 | 0 | 1 | 2 | 0 | 1 | 0 | 0 | 0 | -598.6387 | -51.5186 | 316.3825 | Birds Landing-Contra Costa 230kV Line | Birds Landing-Contra Costa 230kV Line | Birds Landing-Contra Costa 230kV Line |  | 2 | 0 | 1 | 0 | 0 | 0 | -598.6387 | -51.5186 | 316.3825 | Birds Landing-Contra Costa 230kV Line | Birds Landing-Contra Costa 230kV Line | Birds Landing-Contra Costa 230kV Line |  | 5 | 5 | NO | 5 | 1 | 1 | NO | 1
SCE North of Lugo Study Area | Control | 115 | 0 | 0 | 0 | 0 | 0 | 0 | 0 | 0 | 0 | 0 | 0 | 0 | 0 | 1 | 1 | 1 | 1 | 0 | 0 | 0 | 0 | 0 | 0 | 0 | 0 | 0 | 0 | 0 | 0 | 0 | 0 | 0 | 0 | 0 | 0 | 0 | 0 | 0 | 0 | 0 | 0 | 0 | 0 | 0 | 0 | 0 | 0 | 0 | 0 | 0 | 0 | 0 | 0 | 0 | 0 | 0 | 0 | 0 | 0 | 0 | 0 | 0 | 0 | 0 | 0 | 0 | 0 | 0 | 0 | 0 | 0 | 0 | 0 | 0 | 0 | 0 | 0 | 0 | 0 | 0 | 0 | 0 | 0 | 0 | 0 | 0 | 0 | 0 | 0 | 0 | 0 | 0 | 0 | 0 | 0 | 0 | 0 | 0 | 0 | 0 | 0 | 0 | 0 | 0 | 0 | 0 | 0 | 3 |  | 53.7 | 0 | 0 | 0 | 0 | 0 | 0 | 0 | 0 | 0 | 0 | 0 | 0 | 0 | 1 | 0 | 0 | 0 | 0 | 0 | 0 | 0 | 0 | 0 | 0 | 0 | 0 | 0 | 0 | 0 | 0 | 1.5 | 0 | 0 | 0 | 0 | 0 | 0 | 0 | 0 | 0 | 0 | 0 | 0 | 1 | 0 | 0 | 1 | 0 | 0 | 1 | 0.288 | -0.354 | -0.24 | Control to Inyokern area constraint | Control to Inyokern area constraint | Control to Inyokern area constraint |  | 0 | 0 | 1 | 0 | 0 | 1 | 0.288 | -0.354 | -0.24 | Control to Inyokern area constraint | Control to Inyokern area constraint | Control to Inyokern area constraint |  | 5 | 5 | NO | 5 | 3 | 3 | NO | 3
SCE North of Lugo Study Area | Coolwater | 230 | 0 | 0 | 0 | 0 | 0 | 0 | 0 | 0 | 0 | 0 | 0 | 0 | 0 | 0 | 1 | 1 | 1 | 0 | 0 | 0 | 0 | 0 | 0 | 0 | 0 | 0 | 0 | 0 | 0 | 0 | 0 | 0 | 0 | 0 | 0 | 0 | 0 | 0 | 0 | 0 | 0 | 0 | 0 | 0 | 0 | 0 | 0 | 0 | 0 | 0 | 0 | 0 | 0 | 0 | 0 | 0 | 0 | 0 | 0 | 0 | 0 | 0 | 0 | 0 | 0 | 0 | 0 | 0 | 0 | 0 | 0 | 0 | 0 | 0 | 0 | 0 | 0 | 0 | 0 | 0 | 0 | 0 | 0 | 0 | 0 | 0 | 0 | 0 | 0 | 0 | 0 | 0 | 0 | 0 | 0 | 0 | 0 | 0 | 0 | 0 | 0 | 0 | 0 | 0 | 0 | 0 | 0 | 3 |  | 0 | 0 | 0 | 0 | 0 | 0 | 0 | 0 | 0 | 0 | 0 | 0 | 0 | 0 | 0 | 0 | 0 | 0 | 0 | 0 | 0 | 0 | 0 | 0 | 0 | 0 | 0 | 0 | 0 | 0 | 0 | 0 | 0 | 0 | 0 | 0 | 0 | 0 | 0 | 0 | 0 | 0 | 0 | 0 | 0 | 0 | 0 | 0 | 0 | 0 | 0 | 1060.032 | 1388.529 | 642.42 | Lugo Transformer Area Constraint | Lugo Transformer Area Constraint | Lugo Transformer Area Constraint |  | 0 | 0 | 0 | 0 | 0 | 0 | 1060.032 | 1388.529 | 642.42 | Lugo Transformer Area Constraint | Lugo Transformer Area Constraint | Lugo Transformer Area Constraint |  | 1 | 1 | NO | 1 | 1 | 1 | NO | 1
SCE North of Lugo Study Area | Coolwater | 115 | 0 | 0 | 0 | 0 | 0 | 0 | 0 | 0 | 0 | 0 | 0 | 0 | 0 | 0 | 1 | 1 | 1 | 0 | 0 | 0 | 0 | 0 | 0 | 0 | 0 | 0 | 0 | 0 | 0 | 0 | 0 | 0 | 0 | 0 | 0 | 0 | 0 | 0 | 0 | 0 | 0 | 0 | 0 | 0 | 0 | 0 | 0 | 0 | 0 | 0 | 0 | 0 | 0 | 0 | 0 | 0 | 0 | 0 | 0 | 0 | 0 | 0 | 0 | 0 | 0 | 0 | 0 | 0 | 0 | 0 | 0 | 0 | 0 | 0 | 0 | 0 | 0 | 0 | 0 | 0 | 0 | 0 | 0 | 0 | 0 | 0 | 0 | 0 | 0 | 0 | 0 | 0 | 0 | 0 | 0 | 0 | 0 | 0 | 0 | 0 | 0 | 0 | 0 | 0 | 0 | 0 | 0 | 3 |  | 0 | 0 | 0 | 0 | 0 | 0 | 0 | 0 | 0 | 0 | 0 | 0 | 0 | 0 | 0 | 0 | 0 | 0 | 0 | 0 | 0 | 0 | 0 | 0 | 0 | 0 | 0 | 0 | 0 | 0 | 0 | 0 | 210 | 0 | 0 | 0 | 0 | 0 | 0 | 150 | 200 | 110 | 0 | 0 | 1 | 0 | 0 | 0 | 0 | 0 | 0 | 1060.032 | 1388.529 | 642.42 | Lugo Transformer Area Constraint | Lugo Transformer Area Constraint | Lugo Transformer Area Constraint |  | 0 | 0 | 0 | 0 | 0 | 0 | 1060.032 | 1388.529 | 642.42 | Lugo Transformer Area Constraint | Lugo Transformer Area Constraint | Lugo Transformer Area Constraint |  | 1 | 1 | NO | 1 | 1 | 1 | NO | 1
PG&E Fresno Study Area | Corcoran | 115 | 0 | 0 | 0 | 0 | 0 | 0 | 0 | 0 | 0 | 0 | 0 | 0 | 0 | 0 | 0 | 0 | 0 | 0 | 0 | 0 | 0 | 0 | 0 | 0 | 0 | 0 | 0 | 0 | 0 | 0 | 0 | 0 | 0 | 0 | 0 | 0 | 0 | 0 | 0 | 0 | 0 | 0 | 0 | 0 | 0 | 0 | 0 | 0 | 0 | 0 | 0 | 0 | 0 | 0 | 0 | 0 | 0 | 0 | 0 | 0 | 0 | 0 | 0 | 0 | 0 | 0 | 0 | 0 | 0 | 0 | 0 | 0 | 0 | 0 | 0 | 0 | 0 | 1 | 1 | 0 | 0 | 0 | 1 | 1 | 0 | 0 | 0 | 0 | 0 | 0 | 0 | 0 | 0 | 0 | 0 | 0 | 0 | 0 | 0 | 0 | 0 | 0 | 0 | 0 | 0 | 1 | 1 | 0 |  | 0 | 0 | 0 | 0 | 0 | 0 | 0 | 0 | 0 | 0 | 0 | 0 | 0 | 0 | 0 | 0 | 0 | 0 | 0 | 0 | 0 | 0 | 0 | 0 | 0 | 0 | 0 | 0 | 0 | 0 | 0 | 0 | 0 | 0 | 0 | 0 | 0 | 0 | 4 | 0 | 0 | 0 | 0 | 0 | 1 | 0 | 1 | 0 | 1 | 1 | 0 | -929.957 | -436.0987 | -1096.0125 | Moss Landing-Las Aguilas 230 kV Line | Moss Landing-Las Aguilas 230 kV Line | Moss Landing-Las Aguilas 230 kV Line |  | 0 | 1 | 0 | 1 | 0 | 0 | -929.957 | -436.0987 | 0.1822 | Moss Landing-Las Aguilas 230 kV Line | Moss Landing-Las Aguilas 230 kV Line | Semitropic-Midway 115kV Line |  | 4 | 4 | NO | 4 | 5 | 1 | YES | 2
PG&E North of Greater Bay Study Area | Corona | 115 | 0 | 0 | 0 | 0 | 0 | 0 | 0 | 0 | 0 | 0 | 0 | 0 | 0 | 0 | 0 | 0 | 0 | 0 | 0 | 0 | 0 | 0 | 0 | 0 | 0 | 0 | 0 | 0 | 0 | 0 | 0 | 0 | 0 | 0 | 0 | 0 | 0 | 0 | 0 | 0 | 0 | 0 | 0 | 1 | 1 | 0 | 1 | 0 | 0 | 0 | 0 | 0 | 0 | 0 | 0 | 0 | 1 | 1 | 1 | 1 | 1 | 0 | 0 | 0 | 1 | 0 | 0 | 0 | 0 | 0 | 0 | 0 | 0 | 1 | 1 | 0 | 0 | 0 | 0 | 0 | 0 | 0 | 0 | 0 | 0 | 0 | 0 | 0 | 0 | 0 | 0 | 0 | 0 | 0 | 0 | 0 | 0 | 0 | 0 | 0 | 0 | 0 | 0 | 0 | 0 | 0 | 0 | 2 |  | 0 | 0 | 0 | 0 | 0 | 0 | 0 | 0 | 0 | 0 | 0 | 0 | 0 | 0 | 0 | 0 | 0 | 0 | 0 | 0 | 0 | 0 | 0 | 0 | 0 | 0 | 0 | 0 | 0 | 0 | 0 | 0 | 0 | 0 | 0 | 0 | 0 | 0 | 0 | 0 | 0 | 0 | 0 | 0 | 0 | 3 | 0 | 2 | 0 | 0 | 0 | -2351.0075 | -489.2175 | 316.3825 | Vaca Dixon-Tesla 500kV Line | Vaca Dixon-Tesla 500kV Line | Birds Landing-Contra Costa 230kV Line |  | 2 | 0 | 1 | 0 | 0 | 0 | -598.6387 | -51.5186 | 316.3825 | Birds Landing-Contra Costa 230kV Line | Birds Landing-Contra Costa 230kV Line | Birds Landing-Contra Costa 230kV Line |  | 5 | 5 | NO | 5 | 1 | 1 | NO | 1
PG&E North of Greater Bay Study Area | Cortina | 230 | 0 | 0 | 0 | 0 | 0 | 0 | 0 | 0 | 0 | 0 | 0 | 0 | 0 | 0 | 0 | 0 | 0 | 0 | 0 | 0 | 0 | 0 | 0 | 0 | 0 | 0 | 0 | 0 | 0 | 0 | 0 | 0 | 0 | 0 | 0 | 0 | 0 | 0 | 0 | 0 | 0 | 0 | 0 | 0 | 1 | 0 | 0 | 0 | 0 | 0 | 0 | 0 | 0 | 0 | 0 | 0 | 0 | 0 | 1 | 0 | 0 | 0 | 0 | 0 | 0 | 0 | 0 | 0 | 0 | 0 | 0 | 0 | 0 | 0 | 1 | 0 | 0 | 0 | 0 | 0 | 0 | 0 | 0 | 0 | 0 | 0 | 0 | 0 | 0 | 0 | 0 | 0 | 0 | 0 | 0 | 0 | 0 | 0 | 0 | 0 | 0 | 0 | 0 | 0 | 0 | 0 | 0 | 0 |  | 0 | 0 | 0 | 0 | 0 | 0 | 0 | 0 | 0 | 0 | 0 | 0 | 0 | 0 | 0 | 0 | 0 | 0 | 0 | 0 | 0 | 0 | 0 | 0 | 0 | 0 | 0 | 0 | 0 | 0 | 0 | 0 | 0 | 0 | 0 | 0 | 0 | 0 | 0 | 0 | 0 | 0 | 0 | 0 | 0 | 3 | 0 | 2 | 0 | 0 | 0 | -2351.0075 | -489.2175 | 316.3825 | Vaca Dixon-Tesla 500kV Line | Vaca Dixon-Tesla 500kV Line | Birds Landing-Contra Costa 230kV Line |  | 2 | 0 | 1 | 0 | 0 | 0 | -598.6387 | -51.5186 | 316.3825 | Birds Landing-Contra Costa 230kV Line | Birds Landing-Contra Costa 230kV Line | Birds Landing-Contra Costa 230kV Line |  | 5 | 5 | NO | 5 | 1 | 1 | NO | 1
PG&E North of Greater Bay Study Area | Cortina | 115 | 0 | 0 | 0 | 0 | 0 | 0 | 0 | 0 | 0 | 0 | 0 | 0 | 0 | 0 | 0 | 0 | 0 | 0 | 0 | 0 | 0 | 0 | 0 | 0 | 0 | 0 | 0 | 0 | 0 | 0 | 0 | 0 | 0 | 0 | 0 | 0 | 0 | 0 | 0 | 0 | 0 | 0 | 0 | 1 | 1 | 0 | 0 | 0 | 0 | 0 | 0 | 0 | 0 | 0 | 0 | 0 | 0 | 0 | 0 | 0 | 1 | 0 | 0 | 0 | 0 | 0 | 0 | 0 | 0 | 0 | 0 | 0 | 0 | 0 | 1 | 0 | 0 | 0 | 0 | 0 | 0 | 0 | 0 | 0 | 0 | 0 | 0 | 0 | 0 | 0 | 0 | 0 | 0 | 0 | 0 | 0 | 0 | 0 | 0 | 0 | 0 | 0 | 0 | 0 | 0 | 0 | 0 | 0 |  | 0 | 0 | 0 | 0 | 0 | 0 | 0 | 0 | 0 | 0 | 0 | 0 | 0 | 0 | 0 | 0 | 5 | 0 | 0 | 0 | 0 | 0 | 0 | 0 | 0 | 0 | 0 | 0 | 0 | 1 | 0 | 5 | 0 | 0 | 0 | 0 | 0 | 0 | 0 | 80 | 150 | 150 | 0 | 0 | 1 | 2 | 0 | 2 | 0 | 0 | 0 | -2351.0075 | -489.2175 | 316.3825 | Vaca Dixon-Tesla 500kV Line | Vaca Dixon-Tesla 500kV Line | Birds Landing-Contra Costa 230kV Line |  | 1 | 0 | 1 | 0 | 0 | 0 | -598.6387 | -51.5186 | 316.3825 | Birds Landing-Contra Costa 230kV Line | Birds Landing-Contra Costa 230kV Line | Birds Landing-Contra Costa 230kV Line |  | 5 | 5 | NO | 5 | 1 | 1 | NO | 1
PG&E Greater Bay Study Area | Cottle | 230 | 0 | 0 | 0 | 0 | 0 | 0 | 0 | 0 | 0 | 0 | 0 | 0 | 0 | 0 | 0 | 0 | 0 | 0 | 0 | 0 | 0 | 0 | 0 | 0 | 0 | 0 | 0 | 0 | 0 | 0 | 0 | 0 | 0 | 0 | 0 | 0 | 0 | 0 | 0 | 0 | 0 | 0 | 0 | 0 | 0 | 0 | 0 | 0 | 0 | 0 | 1 | 0 | 0 | 0 | 0 | 0 | 0 | 0 | 0 | 0 | 0 | 0 | 0 | 0 | 1 | 1 | 0 | 0 | 0 | 0 | 0 | 0 | 0 | 0 | 0 | 0 | 0 | 0 | 0 | 0 | 0 | 0 | 0 | 0 | 0 | 1 | 1 | 0 | 1 | 1 | 1 | 1 | 0 | 0 | 0 | 1 | 0 | 1 | 1 | 0 | 0 | 1 | 0 | 0 | 0 | 0 | 0 | 2 |  | 0 | 0 | 0 | 0 | 0 | 0 | 0 | 0 | 0 | 0 | 0 | 0 | 0 | 0 | 0 | 0 | 0 | 0 | 0 | 0 | 0 | 0 | 0 | 0 | 0 | 0 | 0 | 0 | 0 | 0 | 0 | 2 | 0 | 0 | 0 | 0 | 0 | 0 | 0 | 0 | 0 | 0 | 0 | 0 | 1 | 5 | 0 | 4 | 0 | 2 | 0 | -1882.478 | -1136.4168 | -209.7673 | Gates 500/230kV TB #12 | Gates 500/230kV TB #11 | Panoche- Mendota 115 kV line |  | 0 | 1 | 0 | 0 | 0 | 1 | -86.8335 | 370.087 | -176.86 | Bellota-Weber 230kV line | Oro Loma-El Nido 115kV Line | Los Banos 500/230kV TB |  | 5 | 3 | YES | 3 | 5 | 3 | YES | 3
PG&E North of Greater Bay Study Area | Cottonwood | 230 | 0 | 0 | 0 | 0 | 0 | 0 | 0 | 0 | 0 | 0 | 0 | 0 | 0 | 0 | 0 | 0 | 0 | 0 | 0 | 0 | 0 | 0 | 0 | 0 | 0 | 0 | 0 | 0 | 0 | 0 | 0 | 0 | 0 | 0 | 0 | 0 | 0 | 0 | 0 | 0 | 0 | 0 | 0 | 0 | 1 | 0 | 0 | 0 | 1 | 0 | 0 | 0 | 0 | 0 | 0 | 0 | 0 | 0 | 0 | 0 | 0 | 0 | 0 | 0 | 0 | 0 | 0 | 0 | 0 | 0 | 0 | 0 | 0 | 0 | 0 | 0 | 0 | 0 | 0 | 0 | 0 | 0 | 0 | 0 | 0 | 0 | 0 | 0 | 0 | 0 | 0 | 0 | 0 | 0 | 0 | 0 | 0 | 0 | 0 | 0 | 0 | 0 | 0 | 0 | 0 | 0 | 0 | 0 |  | 0 | 0 | 0 | 0 | 0 | 0 | 0 | 0 | 0 | 0 | 0 | 0 | 0 | 0 | 0 | 0 | 0 | 0 | 0 | 0 | 0 | 0 | 0 | 0 | 0 | 0 | 0 | 0 | 0 | 0 | 0 | 0 | 0 | 0 | 0 | 0 | 0 | 0 | 0 | 0 | 0 | 0 | 0 | 0 | 0 | 2 | 0 | 2 | 0 | 0 | 0 | -2351.0075 | -489.2175 | 50.7 | Vaca Dixon-Tesla 500kV Line | Vaca Dixon-Tesla 500kV Line | Carberry-Round Mountain 230kV Line |  | 0 | 1 | 0 | 0 | 0 | 0 | -93 | 7.4 | 75.7 | Carberry-Round Mountain 230kV Line | Carberry-Round Mountain 230kV Line | Carberry-Round Mountain 230kV Line |  | 5 | 3 | YES | 3 | 1 | 1 | NO | 1
PG&E Greater Bay Study Area | Coyote | 230 | 0 | 0 | 0 | 0 | 0 | 0 | 0 | 0 | 0 | 0 | 0 | 0 | 0 | 0 | 0 | 0 | 0 | 0 | 0 | 0 | 0 | 0 | 0 | 0 | 0 | 0 | 0 | 0 | 0 | 0 | 0 | 0 | 0 | 0 | 0 | 0 | 0 | 0 | 0 | 0 | 0 | 0 | 0 | 0 | 0 | 0 | 0 | 0 | 0 | 0 | 0 | 0 | 0 | 0 | 0 | 0 | 0 | 0 | 0 | 0 | 0 | 0 | 0 | 0 | 1 | 0 | 0 | 0 | 0 | 0 | 0 | 1 | 0 | 0 | 0 | 0 | 0 | 0 | 0 | 0 | 0 | 0 | 0 | 0 | 0 | 0 | 0 | 0 | 0 | 0 | 0 | 0 | 0 | 0 | 0 | 0 | 0 | 0 | 0 | 0 | 0 | 0 | 0 | 0 | 0 | 0 | 0 | 1 |  | 0 | 0 | 0 | 0 | 0 | 0 | 0 | 0 | 0 | 0 | 0 | 0 | 0 | 0 | 0 | 0 | 0 | 0 | 0 | 0 | 0 | 0 | 0 | 0 | 0 | 0 | 0 | 0 | 0 | 0 | 0 | 0 | 0 | 0 | 0 | 0 | 0 | 0 | 0 | 0 | 0 | 0 | 0 | 0 | 0 | 0 | 0 | 0 | 0 | 0 | 0 | 435.3067 | 2205.9927 | 5900.7877 | Tesla-Bellota 230 kV line | Tesla-Bellota 230 kV line | Tesla-Bellota 230 kV line |  | 0 | 0 | 0 | 0 | 0 | 0 | 435.3067 | 2205.9927 | 5900.7877 | Tesla-Bellota 230 kV line | Tesla-Bellota 230 kV line | Tesla-Bellota 230 kV line |  | 1 | 1 | NO | 1 | 1 | 1 | NO | 1
SDG&E Study Area | Creelman | 69 | 0 | 0 | 0 | 0 | 0 | 0 | 0 | 0 | 0 | 0 | 0 | 0 | 0 | 0 | 0 | 0 | 0 | 0 | 0 | 0 | 0 | 0 | 0 | 0 | 0 | 0 | 0 | 0 | 0 | 0 | 1 | 1 | 0 | 1 | 0 | 0 | 0 | 0 | 0 | 0 | 0 | 0 | 0 | 0 | 0 | 0 | 0 | 0 | 0 | 0 | 0 | 0 | 0 | 0 | 0 | 0 | 0 | 0 | 0 | 0 | 0 | 0 | 0 | 0 | 0 | 0 | 0 | 0 | 0 | 0 | 0 | 0 | 0 | 0 | 0 | 0 | 0 | 0 | 0 | 0 | 0 | 0 | 0 | 0 | 0 | 0 | 0 | 0 | 0 | 0 | 0 | 0 | 0 | 0 | 0 | 0 | 0 | 0 | 0 | 0 | 0 | 0 | 0 | 0 | 0 | 0 | 0 | 0 |  | 0 | 0 | 0 | 0 | 0 | 0 | 0 | 0 | 0 | 0 | 0 | 0 | 0 | 0 | 0 | 0 | 0 | 0 | 0 | 0 | 0 | 0 | 0 | 0 | 0 | 0 | 0.47 | 0 | 0 | 1 | 0 | 0 | 0 | 0 | 0 | 0 | 0 | 0 | 0 | 0 | 0 | 0.47 | 0 | 0 | 1 | 1 | 0 | 0 | 0 | 0 | 0 | -486.9952 | 36.3023 | 296.5564 | Chicarita 138 kV constraint | Chicarita 138 kV constraint | Miguel 69 kV constraint |  | 0 | 0 | 0 | 0 | 0 | 0 | 164.7548 | 197.5523 | 296.5564 | Miguel 69 kV constraint | Miguel 69 kV constraint | Miguel 69 kV constraint |  | 5 | 1 | YES | 2 | 1 | 1 | NO | 1
PG&E Greater Bay Study Area | Crow Creek | 60 | 0 | 0 | 0 | 0 | 0 | 0 | 0 | 0 | 0 | 0 | 0 | 0 | 0 | 0 | 0 | 0 | 0 | 0 | 0 | 0 | 0 | 0 | 0 | 0 | 0 | 0 | 0 | 0 | 0 | 0 | 0 | 0 | 0 | 0 | 0 | 0 | 0 | 0 | 0 | 0 | 0 | 0 | 0 | 0 | 0 | 0 | 0 | 0 | 0 | 0 | 1 | 0 | 0 | 0 | 0 | 0 | 0 | 0 | 0 | 0 | 1 | 0 | 1 | 0 | 1 | 0 | 0 | 1 | 1 | 0 | 0 | 0 | 0 | 1 | 0 | 0 | 0 | 0 | 0 | 0 | 0 | 0 | 0 | 0 | 0 | 0 | 0 | 0 | 0 | 0 | 0 | 0 | 0 | 0 | 0 | 0 | 0 | 0 | 0 | 0 | 0 | 0 | 0 | 0 | 0 | 0 | 0 | 0 |  | 0 | 0 | 0 | 0 | 0 | 0 | 0 | 0 | 0 | 6.21 | 14.11 | 15 | 0 | 0 | 1 | 0 | 0 | 0 | 0 | 0 | 0 | 0 | 0 | 0 | 0 | 0 | 0 | 0 | 0 | 0 | 0 | 0 | 0 | 0 | 0 | 0 | 0 | 0 | 0 | 0 | 0 | 0 | 0 | 0 | 0 | 1 | 0 | 0 | 0 | 0 | 0 | -546.8335 | 65.0472 | 77.1824 | Bellota-Weber 230kV line | Salado-Crow Creek Sw Sta 60 kV line | Salado-Crow Creek Sw Sta 60 kV line |  | 0 | 1 | 0 | 0 | 0 | 0 | -86.8335 | 65.0472 | 77.1824 | Bellota-Weber 230kV line | Salado-Crow Creek Sw Sta 60 kV line | Salado-Crow Creek Sw Sta 60 kV line |  | 5 | 3 | YES | 3 | 1 | 1 | NO | 1
PG&E Greater Bay Study Area | Curtis | 115 | 0 | 0 | 0 | 0 | 0 | 0 | 0 | 0 | 0 | 0 | 0 | 0 | 0 | 0 | 0 | 0 | 0 | 0 | 0 | 0 | 0 | 0 | 0 | 0 | 0 | 0 | 0 | 0 | 0 | 0 | 0 | 0 | 0 | 0 | 0 | 0 | 0 | 0 | 0 | 0 | 0 | 0 | 0 | 0 | 0 | 0 | 0 | 0 | 0 | 0 | 1 | 0 | 0 | 0 | 0 | 0 | 0 | 0 | 0 | 0 | 1 | 0 | 1 | 0 | 1 | 0 | 0 | 0 | 0 | 0 | 0 | 0 | 0 | 1 | 0 | 0 | 0 | 0 | 0 | 0 | 0 | 0 | 0 | 0 | 0 | 0 | 0 | 0 | 0 | 0 | 0 | 0 | 0 | 0 | 0 | 0 | 0 | 0 | 0 | 0 | 0 | 0 | 0 | 0 | 0 | 0 | 0 | 0 |  | 0 | 0 | 0 | 0 | 0 | 0 | 0 | 0 | 0 | 0 | 0 | 0 | 0 | 0 | 0 | 0 | 0 | 0 | 0 | 0 | 0 | 0 | 0 | 0 | 0 | 0 | 0 | 0 | 0 | 0 | 0 | 5 | 0 | 0 | 0 | 0 | 0 | 0 | 0 | 0 | 0 | 0 | 0 | 0 | 1 | 1 | 0 | 0 | 0 | 0 | 0 | -546.8335 | 102.156 | 280.6464 | Bellota-Weber 230kV line | Kasson Jct-Heinz 115 kV line | Kasson Jct-Heinz 115 kV line |  | 0 | 1 | 0 | 0 | 0 | 0 | -86.8335 | 102.156 | 280.6464 | Bellota-Weber 230kV line | Kasson Jct-Heinz 115 kV line | Kasson Jct-Heinz 115 kV line |  | 5 | 3 | YES | 3 | 1 | 1 | NO | 1
PG&E Fresno Study Area | Dairyland | 115 | 0 | 0 | 0 | 0 | 0 | 0 | 0 | 0 | 0 | 0 | 0 | 0 | 0 | 0 | 0 | 0 | 0 | 0 | 0 | 0 | 0 | 0 | 0 | 0 | 0 | 0 | 0 | 0 | 0 | 0 | 0 | 0 | 0 | 0 | 0 | 0 | 0 | 0 | 0 | 0 | 0 | 0 | 0 | 0 | 0 | 0 | 0 | 0 | 0 | 0 | 0 | 0 | 0 | 0 | 0 | 0 | 0 | 0 | 0 | 0 | 0 | 0 | 0 | 0 | 0 | 0 | 0 | 0 | 0 | 0 | 0 | 0 | 0 | 0 | 0 | 0 | 0 | 0 | 0 | 0 | 0 | 0 | 0 | 0 | 0 | 0 | 0 | 0 | 0 | 0 | 0 | 0 | 0 | 0 | 0 | 0 | 0 | 0 | 0 | 1 | 0 | 0 | 0 | 0 | 0 | 0 | 0 | 0 |  | 0 | 0 | 0 | 0 | 0 | 0 | 0 | 0 | 0 | 0 | 0 | 0 | 0 | 0 | 0 | 0 | 0 | 0 | 0 | 0 | 0 | 0 | 0 | 0 | 0 | 0 | 0 | 0 | 0 | 0 | 0 | 0 | 0 | 0 | 0 | 0 | 0 | 0 | 5 | 0 | 0 | 0 | 0 | 0 | 1 | 0 | 0 | 0 | 0 | 0 | 0 | 100.415 | 179.013 | 0.45 | Merced 115/70kV TB#2 | Merced 115/70kV TB#2 | Merced 115/70kV TB#2 |  | 0 | 0 | 0 | 0 | 0 | 0 | 100.415 | 179.013 | 0.45 | Merced 115/70kV TB#2 | Merced 115/70kV TB#2 | Merced 115/70kV TB#2 |  | 1 | 1 | NO | 1 | 1 | 1 | NO | 1
PG&E North of Greater Bay Study Area | Davis | 115 | 0 | 0 | 0 | 0 | 0 | 0 | 0 | 0 | 0 | 0 | 0 | 0 | 0 | 0 | 0 | 0 | 0 | 0 | 0 | 0 | 0 | 0 | 0 | 0 | 0 | 0 | 0 | 0 | 0 | 0 | 0 | 0 | 0 | 0 | 0 | 0 | 0 | 0 | 0 | 0 | 0 | 0 | 0 | 0 | 1 | 1 | 0 | 1 | 0 | 1 | 1 | 0 | 1 | 0 | 0 | 0 | 0 | 0 | 0 | 0 | 0 | 0 | 0 | 0 | 1 | 1 | 0 | 0 | 0 | 0 | 0 | 0 | 0 | 0 | 0 | 0 | 0 | 0 | 0 | 0 | 0 | 0 | 0 | 0 | 0 | 0 | 0 | 0 | 0 | 0 | 0 | 0 | 0 | 0 | 0 | 0 | 0 | 0 | 0 | 0 | 0 | 0 | 0 | 0 | 0 | 0 | 0 | 0 |  | 0 | 0 | 0 | 0 | 0 | 0 | 0 | 0 | 0 | 0 | 0 | 0 | 0 | 0 | 0 | 0 | 0 | 0 | 0 | 0 | 0 | 0 | 0 | 0 | 0 | 0 | 0 | 0 | 0 | 0 | 0 | 0 | 0 | 0 | 0 | 0 | 0 | 0 | 0 | 10 | 85 | 0 | 40 | 0 | 1 | 4 | 0 | 3 | 0 | 0 | 1 | -2351.0075 | -489.2175 | -42.98 | Vaca Dixon-Tesla 500kV Line | Vaca Dixon-Tesla 500kV Line | Woodland- Davis 115kV line |  | 0 | 1 | 0 | 0 | 0 | 1 | -86.8335 | 74.966 | -42.98 | Bellota-Weber 230kV line | Woodland- Davis 115kV line | Woodland- Davis 115kV line |  | 5 | 3 | YES | 3 | 3 | 3 | NO | 3
SCE Metro Study Area | Del Amo | 230 | 0 | 0 | 0 | 0 | 0 | 0 | 0 | 0 | 0 | 0 | 1 | 1 | 1 | 0 | 0 | 0 | 0 | 0 | 0 | 0 | 0 | 0 | 0 | 0 | 0 | 0 | 0 | 0 | 0 | 0 | 0 | 0 | 0 | 0 | 0 | 0 | 0 | 0 | 0 | 0 | 0 | 0 | 0 | 0 | 0 | 0 | 0 | 0 | 0 | 0 | 0 | 0 | 0 | 0 | 0 | 0 | 0 | 0 | 0 | 0 | 0 | 0 | 0 | 0 | 0 | 0 | 0 | 0 | 0 | 0 | 0 | 0 | 0 | 0 | 0 | 0 | 0 | 0 | 0 | 0 | 0 | 0 | 0 | 0 | 0 | 0 | 0 | 0 | 0 | 0 | 0 | 0 | 0 | 0 | 0 | 0 | 0 | 0 | 0 | 0 | 0 | 0 | 0 | 0 | 0 | 0 | 0 | 0 |  | 0 | 0 | 0 | 0 | 0 | 0 | 0 | 0 | 0 | 0 | 0 | 10 | 0 | 0 | 1 | 0 | 0 | 0 | 0 | 0 | 0 | 0 | 0 | 0 | 0 | 0 | 0 | 0 | 0 | 0 | 0 | 0 | 0 | 0 | 0 | 0 | 0 | 0 | 0 | 0 | 0 | 0 | 0 | 0 | 0 | 0 | 0 | 0 | 0 | 0 | 0 | 2889.234 | 3209.703 | 4183.53 | Hinson - Del Amo Constraint | Hinson - Del Amo Constraint | Hinson - Del Amo Constraint |  | 0 | 0 | 0 | 0 | 0 | 0 | 2889.234 | 3209.703 | 4183.53 | Hinson - Del Amo Constraint | Hinson - Del Amo Constraint | Hinson - Del Amo Constraint |  | 1 | 1 | NO | 1 | 1 | 1 | NO | 1
SCE Eastern Study Area | Delaney | 500 | 0 | 0 | 0 | 0 | 0 | 0 | 0 | 0 | 0 | 0 | 0 | 0 | 0 | 0 | 0 | 0 | 0 | 0 | 0 | 1 | 1 | 1 | 0 | 0 | 0 | 1 | 0 | 0 | 0 | 0 | 0 | 0 | 0 | 0 | 0 | 0 | 0 | 0 | 0 | 0 | 0 | 0 | 0 | 0 | 0 | 0 | 0 | 0 | 0 | 0 | 0 | 0 | 0 | 0 | 0 | 0 | 0 | 0 | 0 | 0 | 0 | 0 | 0 | 0 | 0 | 0 | 0 | 0 | 0 | 0 | 0 | 0 | 0 | 0 | 0 | 0 | 0 | 0 | 0 | 0 | 0 | 0 | 0 | 0 | 0 | 0 | 0 | 0 | 0 | 0 | 0 | 0 | 0 | 0 | 0 | 0 | 0 | 0 | 0 | 0 | 0 | 0 | 0 | 0 | 0 | 0 | 0 | 3 |  | 0 | 0 | 0 | 0 | 0 | 0 | 0 | 0 | 0 | 0 | 0 | 0 | 0 | 0 | 0 | 0 | 0 | 0 | 0 | 0 | 0 | 0 | 0 | 0 | 10 | 140 | 0 | 0 | 0 | 1 | 0 | 0 | 0 | 0 | 0 | 0 | 0 | 0 | 0 | 10 | 290 | 0 | 100 | 0 | 1 | 0 | 2 | 0 | 0 | 0 | 0 | -4938.497 | 19.5125 | 1117 | Devers-Red Bluff Constraint | Devers-Red Bluff Constraint | DCRT Constraint |  | 0 | 2 | 0 | 0 | 0 | 0 | -4938.497 | 19.5125 | 1117 | Devers-Red Bluff Constraint | Devers-Red Bluff Constraint | DCRT Constraint |  | 4 | 4 | NO | 4 | 1 | 1 | NO | 1
PG&E North of Greater Bay Study Area | Delevan | 230 | 0 | 0 | 0 | 0 | 0 | 0 | 0 | 0 | 0 | 0 | 0 | 0 | 0 | 0 | 0 | 0 | 0 | 0 | 0 | 0 | 0 | 0 | 0 | 0 | 0 | 0 | 0 | 0 | 0 | 0 | 0 | 0 | 0 | 0 | 0 | 0 | 0 | 0 | 0 | 0 | 0 | 0 | 0 | 0 | 1 | 0 | 0 | 0 | 0 | 0 | 1 | 0 | 0 | 0 | 0 | 0 | 0 | 0 | 0 | 0 | 1 | 0 | 0 | 0 | 0 | 0 | 0 | 0 | 0 | 0 | 0 | 0 | 0 | 0 | 1 | 0 | 0 | 0 | 0 | 0 | 0 | 0 | 0 | 0 | 0 | 0 | 0 | 0 | 0 | 0 | 0 | 0 | 0 | 0 | 0 | 0 | 0 | 0 | 0 | 0 | 0 | 0 | 0 | 0 | 0 | 0 | 0 | 0 |  | 0 | 0 | 0 | 0 | 0 | 0 | 0 | 0 | 0 | 0 | 0 | 0 | 0 | 0 | 0 | 0 | 0 | 0 | 0 | 0 | 0 | 0 | 0 | 0 | 0 | 0 | 0 | 0 | 0 | 0 | 0 | 0 | 0 | 0 | 0 | 0 | 0 | 0 | 0 | 200 | 300 | 0 | 175 | 0 | 1 | 3 | 0 | 2 | 0 | 0 | 0 | -2351.0075 | -489.2175 | 316.3825 | Vaca Dixon-Tesla 500kV Line | Vaca Dixon-Tesla 500kV Line | Birds Landing-Contra Costa 230kV Line |  | 1 | 1 | 1 | 0 | 0 | 0 | -598.6387 | -51.5186 | 316.3825 | Birds Landing-Contra Costa 230kV Line | Birds Landing-Contra Costa 230kV Line | Birds Landing-Contra Costa 230kV Line |  | 5 | 5 | NO | 5 | 1 | 1 | NO | 1
PG&E Greater Bay Study Area | Delta PP | 230 | 0 | 0 | 0 | 0 | 0 | 0 | 0 | 0 | 0 | 0 | 0 | 0 | 0 | 0 | 0 | 0 | 0 | 0 | 0 | 0 | 0 | 0 | 0 | 0 | 0 | 0 | 0 | 0 | 0 | 0 | 0 | 0 | 0 | 0 | 0 | 0 | 0 | 0 | 0 | 0 | 0 | 0 | 0 | 0 | 1 | 0 | 0 | 0 | 0 | 0 | 0 | 0 | 0 | 0 | 0 | 0 | 0 | 0 | 1 | 0 | 1 | 0 | 0 | 1 | 1 | 0 | 0 | 0 | 0 | 0 | 0 | 0 | 0 | 1 | 0 | 0 | 0 | 0 | 0 | 0 | 0 | 0 | 0 | 0 | 0 | 0 | 0 | 0 | 0 | 0 | 0 | 0 | 0 | 0 | 0 | 0 | 0 | 0 | 0 | 0 | 0 | 0 | 0 | 0 | 0 | 0 | 0 | 0 |  | 0 | 0 | 0 | 0 | 0 | 0 | 0 | 0 | 0 | 0 | 0 | 0 | 0 | 0 | 0 | 0 | 0 | 0 | 0 | 0 | 0 | 0 | 0 | 0 | 0 | 0 | 0 | 0 | 0 | 0 | 0 | 0 | 0 | 0 | 0 | 0 | 0 | 0 | 0 | 0 | 0 | 0 | 0 | 0 | 0 | 2 | 0 | 1 | 0 | 0 | 0 | -2351.0075 | -489.2175 | 796.7913 | Vaca Dixon-Tesla 500kV Line | Vaca Dixon-Tesla 500kV Line | Windmaster-Delta pumps 230 kV line |  | 1 | 0 | 0 | 0 | 0 | 0 | -278.2328 | 283.5403 | 796.7913 | Windmaster-Delta pumps 230 kV line | Windmaster-Delta pumps 230 kV line | Windmaster-Delta pumps 230 kV line |  | 5 | 5 | NO | 5 | 1 | 1 | NO | 1
East of Pisgah Study Area | Desert View | 230 | 0 | 0 | 0 | 0 | 0 | 0 | 0 | 0 | 0 | 0 | 0 | 0 | 0 | 0 | 0 | 0 | 0 | 0 | 0 | 1 | 0 | 1 | 0 | 0 | 0 | 0 | 0 | 1 | 1 | 0 | 0 | 0 | 0 | 0 | 0 | 0 | 0 | 0 | 0 | 0 | 0 | 0 | 0 | 0 | 0 | 0 | 0 | 0 | 0 | 0 | 0 | 0 | 0 | 0 | 0 | 0 | 0 | 0 | 0 | 0 | 0 | 0 | 0 | 0 | 0 | 0 | 0 | 0 | 0 | 0 | 0 | 0 | 0 | 0 | 0 | 0 | 0 | 0 | 0 | 0 | 0 | 0 | 0 | 0 | 0 | 0 | 0 | 0 | 0 | 0 | 0 | 0 | 0 | 0 | 0 | 0 | 0 | 0 | 0 | 0 | 0 | 0 | 0 | 0 | 0 | 0 | 0 | 3 |  | 0 | 0 | 0 | 0 | 0 | 0 | 0 | 0 | 0 | 0 | 0 | 0 | 0 | 0 | 0 | 0 | 0 | 0 | 0 | 0 | 0 | 0 | 0 | 0 | 0 | 0 | 0 | 0 | 0 | 0 | 0 | 0 | 0 | 0 | 0 | 0 | 0 | 0 | 0 | 0 | 190 | 79.1 | 0 | 0 | 1 | 1 | 3 | 0 | 0 | 0 | 0 | -4938.497 | 19.5125 | 1115.45 | Devers-Red Bluff Constraint | Devers-Red Bluff Constraint | GLW 230kV area constraint |  | 0 | 3 | 0 | 0 | 0 | 0 | -4938.497 | 19.5125 | 1115.45 | Devers-Red Bluff Constraint | Devers-Red Bluff Constraint | GLW 230kV area constraint |  | 5 | 4 | YES | 4 | 1 | 1 | NO | 1
SCE Eastern Study Area | Devers | 500 | 0 | 0 | 0 | 0 | 0 | 0 | 0 | 0 | 0 | 0 | 0 | 0 | 0 | 0 | 0 | 0 | 0 | 0 | 0 | 0 | 0 | 0 | 0 | 1 | 0 | 1 | 0 | 0 | 0 | 0 | 0 | 0 | 0 | 0 | 0 | 0 | 0 | 0 | 0 | 0 | 0 | 0 | 0 | 0 | 0 | 0 | 0 | 0 | 0 | 0 | 0 | 0 | 0 | 0 | 0 | 0 | 0 | 0 | 0 | 0 | 0 | 0 | 0 | 0 | 0 | 0 | 0 | 0 | 0 | 0 | 0 | 0 | 0 | 0 | 0 | 0 | 0 | 0 | 0 | 0 | 0 | 0 | 0 | 0 | 0 | 0 | 0 | 0 | 0 | 0 | 0 | 0 | 0 | 0 | 0 | 0 | 0 | 0 | 0 | 0 | 0 | 0 | 0 | 0 | 0 | 0 | 0 | 1 |  | 0 | 0 | 0 | 0 | 0 | 0 | 0 | 0 | 0 | 0 | 0 | 0 | 0 | 0 | 0 | 0 | 0 | 0 | 0 | 0 | 0 | 0 | 0 | 0 | 0 | 0 | 0 | 0 | 0 | 0 | 0 | 0 | 0 | 0 | 0 | 0 | 0 | 0 | 0 | 0 | 0 | 0 | 0 | 0 | 0 | 0 | 0 | 0 | 0 | 0 | 0 | 212.9398 | 3776.2867 | 9161.349 | Serrano-Alberhill-Valley Constraint | Serrano-Alberhill-Valley Constraint | Serrano-Alberhill-Valley Constraint |  | 0 | 0 | 0 | 0 | 0 | 0 | 212.9398 | 3776.2867 | 9161.349 | Serrano-Alberhill-Valley Constraint | Serrano-Alberhill-Valley Constraint | Serrano-Alberhill-Valley Constraint |  | 1 | 1 | NO | 1 | 1 | 1 | NO | 1
SCE Eastern Study Area | Devers | 230 | 0 | 0 | 0 | 0 | 0 | 0 | 0 | 0 | 0 | 0 | 0 | 0 | 0 | 0 | 0 | 0 | 0 | 0 | 0 | 0 | 0 | 0 | 0 | 1 | 0 | 1 | 0 | 0 | 0 | 0 | 0 | 0 | 0 | 0 | 0 | 0 | 0 | 0 | 0 | 0 | 0 | 0 | 0 | 0 | 0 | 0 | 0 | 0 | 0 | 0 | 0 | 0 | 0 | 0 | 0 | 0 | 0 | 0 | 0 | 0 | 0 | 0 | 0 | 0 | 0 | 0 | 0 | 0 | 0 | 0 | 0 | 0 | 0 | 0 | 0 | 0 | 0 | 0 | 0 | 0 | 0 | 0 | 0 | 0 | 0 | 0 | 0 | 0 | 0 | 0 | 0 | 0 | 0 | 0 | 0 | 0 | 0 | 0 | 0 | 0 | 0 | 0 | 0 | 0 | 0 | 0 | 0 | 1 |  | 0 | 0 | 93.6 | 0 | 0 | 0 | 0 | 0 | 0 | 0 | 0 | 400 | 0 | 0 | 1 | 0 | 0 | 0 | 0 | 0 | 0 | 0 | 0 | 0 | 0 | 0 | 0 | 75 | 0 | 1 | 0 | 0 | 224 | 100 | 0 | 0 | 0 | 0 | 0 | 300 | 100 | 0 | 120 | 0 | 1 | 0 | 0 | 0 | 0 | 0 | 0 | 212.9398 | 3776.2867 | 9161.349 | Serrano-Alberhill-Valley Constraint | Serrano-Alberhill-Valley Constraint | Serrano-Alberhill-Valley Constraint |  | 0 | 0 | 0 | 0 | 0 | 0 | 212.9398 | 3776.2867 | 9161.349 | Serrano-Alberhill-Valley Constraint | Serrano-Alberhill-Valley Constraint | Serrano-Alberhill-Valley Constraint |  | 1 | 1 | NO | 1 | 1 | 1 | NO | 1
PG&E Kern Study Area | Diablo | 500 | 0 | 0 | 0 | 0 | 0 | 0 | 0 | 0 | 0 | 0 | 0 | 0 | 0 | 0 | 0 | 0 | 0 | 0 | 0 | 0 | 0 | 0 | 0 | 0 | 0 | 0 | 0 | 0 | 0 | 0 | 0 | 0 | 0 | 0 | 0 | 0 | 0 | 0 | 0 | 0 | 0 | 0 | 0 | 0 | 0 | 0 | 0 | 0 | 0 | 0 | 0 | 0 | 0 | 0 | 0 | 0 | 0 | 0 | 0 | 0 | 0 | 0 | 0 | 0 | 0 | 0 | 0 | 0 | 0 | 0 | 0 | 0 | 0 | 0 | 0 | 0 | 0 | 0 | 0 | 0 | 0 | 0 | 0 | 0 | 0 | 0 | 0 | 0 | 0 | 0 | 0 | 0 | 0 | 0 | 0 | 0 | 0 | 0 | 0 | 0 | 0 | 0 | 1 | 1 | 1 | 0 | 0 | 0 |  | 0 | 0 | 0 | 0 | 0 | 0 | 0 | 0 | 0 | 0 | 0 | 0 | 0 | 0 | 0 | 0 | 0 | 0 | 0 | 0 | 0 | 0 | 0 | 0 | 0 | 0 | 0 | 0 | 0 | 0 | 0 | 0 | 0 | 0 | 0 | 0 | 2924 | 0 | 0 | 0 | 0 | 0 | 0 | 0 | 1 | 0 | 0 | 0 | 0 | 0 | 0 | 1683.173 | 3425.8659 | 2279 | Gates-Panoche 230 kV #1 and #2 Lines | Gates-Panoche 230 kV #1 and #2 Lines | Diablo–Gates 500 kV line |  | 0 | 0 | 0 | 0 | 0 | 0 | 1683.173 | 3425.8659 | 2279 | Gates-Panoche 230 kV #1 and #2 Lines | Gates-Panoche 230 kV #1 and #2 Lines | Diablo–Gates 500 kV line |  | 1 | 1 | NO | 1 | 1 | 1 | NO | 1
PG&E Kern Study Area | Diablo | 230 | 0 | 0 | 0 | 0 | 0 | 0 | 0 | 0 | 0 | 0 | 0 | 0 | 0 | 0 | 0 | 0 | 0 | 0 | 0 | 0 | 0 | 0 | 0 | 0 | 0 | 0 | 0 | 0 | 0 | 0 | 0 | 0 | 0 | 0 | 0 | 0 | 0 | 0 | 0 | 0 | 0 | 0 | 0 | 0 | 0 | 0 | 0 | 0 | 0 | 0 | 0 | 0 | 0 | 0 | 0 | 0 | 0 | 0 | 0 | 0 | 0 | 0 | 0 | 0 | 0 | 0 | 0 | 0 | 0 | 0 | 0 | 0 | 0 | 0 | 0 | 1 | 1 | 0 | 0 | 0 | 0 | 0 | 0 | 0 | 0 | 1 | 1 | 0 | 0 | 0 | 0 | 0 | 0 | 0 | 0 | 1 | 1 | 0 | 0 | 0 | 0 | 0 | 0 | 0 | 1 | 0 | 0 | 0 |  | 0 | 0 | 0 | 0 | 0 | 0 | 0 | 0 | 0 | 0 | 0 | 0 | 0 | 0 | 0 | 0 | 0 | 0 | 0 | 0 | 0 | 0 | 0 | 0 | 0 | 0 | 0 | 0 | 0 | 0 | 0 | 0 | 0 | 0 | 0 | 0 | 0 | 0 | 0 | 0 | 0 | 0 | 0 | 0 | 0 | 4 | 0 | 4 | 0 | 3 | 0 | -3595.555 | -2599.731 | -1460.1318 | Midway-Q2005 230kV Line | Midway-Q2005 230kV Line | Midway-Q2005 230kV Line |  | 0 | 0 | 0 | 0 | 0 | 2 | 287.831 | 562.4852 | -498.1318 | Oceano-Calendar 115kV line | Oceano-Calendar 115kV line | Midway-Q2005 230kV Line |  | 5 | 1 | YES | 2 | 5 | 4 | YES | 4
PG&E Greater Bay Study Area | Dixon Landing | 115 | 0 | 0 | 0 | 0 | 0 | 0 | 0 | 0 | 0 | 0 | 0 | 0 | 0 | 0 | 0 | 0 | 0 | 0 | 0 | 0 | 0 | 0 | 0 | 0 | 0 | 0 | 0 | 0 | 0 | 0 | 0 | 0 | 0 | 0 | 0 | 0 | 0 | 0 | 0 | 0 | 0 | 0 | 0 | 0 | 0 | 0 | 0 | 0 | 0 | 0 | 0 | 0 | 0 | 0 | 0 | 0 | 0 | 0 | 0 | 0 | 1 | 0 | 0 | 0 | 1 | 0 | 0 | 0 | 0 | 0 | 0 | 1 | 0 | 0 | 0 | 0 | 0 | 0 | 0 | 0 | 0 | 0 | 0 | 0 | 0 | 0 | 0 | 0 | 0 | 0 | 0 | 0 | 0 | 0 | 0 | 0 | 0 | 0 | 0 | 0 | 0 | 0 | 0 | 0 | 0 | 0 | 0 | 1 |  | 0 | 0 | 0 | 0 | 0 | 0 | 0 | 0 | 0 | 0 | 0 | 0 | 0 | 0 | 0 | 0 | 0 | 0 | 0 | 0 | 0 | 0 | 0 | 0 | 0 | 0 | 0 | 0 | 0 | 0 | 0 | 0 | 0 | 0 | 0 | 0 | 0 | 0 | 2.3 | 0 | 0 | 0 | 0 | 0 | 1 | 0 | 0 | 0 | 0 | 0 | 0 | 435.3067 | 2205.9927 | 5900.7877 | Tesla-Bellota 230 kV line | Tesla-Bellota 230 kV line | Tesla-Bellota 230 kV line |  | 0 | 0 | 0 | 0 | 0 | 0 | 435.3067 | 2205.9927 | 5900.7877 | Tesla-Bellota 230 kV line | Tesla-Bellota 230 kV line | Tesla-Bellota 230 kV line |  | 1 | 1 | NO | 1 | 1 | 1 | NO | 1
PG&E Greater Bay Study Area | Donnells PH | 115 | 0 | 0 | 0 | 0 | 0 | 0 | 0 | 0 | 0 | 0 | 0 | 0 | 0 | 0 | 0 | 0 | 0 | 0 | 0 | 0 | 0 | 0 | 0 | 0 | 0 | 0 | 0 | 0 | 0 | 0 | 0 | 0 | 0 | 0 | 0 | 0 | 0 | 0 | 0 | 0 | 0 | 0 | 0 | 0 | 0 | 0 | 0 | 0 | 0 | 0 | 1 | 0 | 0 | 0 | 0 | 0 | 0 | 0 | 0 | 0 | 1 | 0 | 1 | 0 | 1 | 0 | 0 | 0 | 0 | 0 | 0 | 0 | 0 | 1 | 0 | 0 | 0 | 0 | 0 | 0 | 0 | 0 | 0 | 0 | 0 | 0 | 0 | 0 | 0 | 0 | 0 | 0 | 0 | 0 | 0 | 0 | 0 | 0 | 0 | 0 | 0 | 0 | 0 | 0 | 0 | 0 | 0 | 0 |  | 0 | 0 | 0 | 0 | 0 | 0 | 0 | 0 | 0 | 0 | 0 | 0 | 0 | 0 | 0 | 0 | 0 | 0 | 0 | 0 | 0 | 0 | 0 | 0 | 0 | 0 | 0 | 0 | 0 | 0 | 0 | 3 | 0 | 0 | 0 | 0 | 0 | 0 | 0 | 0 | 0 | 0 | 0 | 0 | 1 | 1 | 0 | 0 | 0 | 0 | 0 | -546.8335 | 102.156 | 280.6464 | Bellota-Weber 230kV line | Kasson Jct-Heinz 115 kV line | Kasson Jct-Heinz 115 kV line |  | 0 | 1 | 0 | 0 | 0 | 0 | -86.8335 | 102.156 | 280.6464 | Bellota-Weber 230kV line | Kasson Jct-Heinz 115 kV line | Kasson Jct-Heinz 115 kV line |  | 5 | 3 | YES | 3 | 1 | 1 | NO | 1
PG&E Fresno Study Area | Dos Amigos | 230 | 0 | 0 | 0 | 0 | 0 | 0 | 0 | 0 | 0 | 0 | 0 | 0 | 0 | 0 | 0 | 0 | 0 | 0 | 0 | 0 | 0 | 0 | 0 | 0 | 0 | 0 | 0 | 0 | 0 | 0 | 0 | 0 | 0 | 0 | 0 | 0 | 0 | 0 | 0 | 0 | 0 | 0 | 0 | 0 | 0 | 0 | 0 | 0 | 0 | 0 | 0 | 0 | 0 | 0 | 0 | 0 | 0 | 0 | 0 | 0 | 0 | 0 | 0 | 0 | 0 | 0 | 0 | 0 | 0 | 0 | 0 | 0 | 0 | 0 | 0 | 0 | 1 | 0 | 0 | 0 | 0 | 0 | 0 | 0 | 0 | 1 | 1 | 0 | 0 | 0 | 0 | 1 | 0 | 0 | 0 | 0 | 0 | 0 | 0 | 0 | 0 | 0 | 0 | 0 | 1 | 1 | 0 | 1 |  | 0 | 0 | 0 | 0 | 0 | 0 | 0 | 0 | 0 | 0 | 0 | 0 | 0 | 0 | 0 | 0 | 0 | 0 | 0 | 0 | 0 | 0 | 0 | 3 | 0 | 0 | 0 | 0 | 0 | 1 | 0 | 0 | 0 | 0 | 0 | 0 | 0 | 0 | 3 | 0 | 0 | 0 | 0 | 0 | 1 | 3 | 1 | 3 | 1 | 3 | 0 | -3595.555 | -2599.731 | -1460.1318 | Midway-Q2005 230kV Line | Midway-Q2005 230kV Line | Midway-Q2005 230kV Line |  | 0 | 1 | 0 | 1 | 0 | 2 | -929.957 | -436.0987 | -498.1318 | Moss Landing-Las Aguilas 230 kV Line | Moss Landing-Las Aguilas 230 kV Line | Midway-Q2005 230kV Line |  | 5 | 4 | YES | 4 | 5 | 4 | YES | 4
PG&E North of Greater Bay Study Area | Drum | 115 | 0 | 0 | 0 | 0 | 0 | 0 | 0 | 0 | 0 | 0 | 0 | 0 | 0 | 0 | 0 | 0 | 0 | 0 | 0 | 0 | 0 | 0 | 0 | 0 | 0 | 0 | 0 | 0 | 0 | 0 | 0 | 0 | 0 | 0 | 0 | 0 | 0 | 0 | 0 | 0 | 0 | 0 | 0 | 0 | 0 | 0 | 0 | 1 | 0 | 0 | 0 | 0 | 0 | 0 | 0 | 0 | 0 | 0 | 0 | 0 | 0 | 0 | 0 | 0 | 0 | 0 | 0 | 0 | 0 | 0 | 0 | 0 | 0 | 0 | 0 | 0 | 0 | 0 | 0 | 0 | 0 | 0 | 0 | 0 | 0 | 0 | 0 | 0 | 0 | 0 | 0 | 0 | 0 | 0 | 0 | 0 | 0 | 0 | 0 | 0 | 0 | 0 | 0 | 0 | 0 | 0 | 0 | 0 |  | 0 | 0 | 0 | 0 | 0 | 0 | 0 | 0 | 0 | 0 | 0 | 0 | 0 | 0 | 0 | 0 | 0 | 0 | 0 | 0 | 0 | 0 | 0 | 0 | 0 | 0 | 0 | 0 | 0 | 0 | 0 | 0 | 0 | 0 | 0 | 0 | 0 | 0 | 0 | 0 | 0 | 0 | 0 | 0 | 0 | 0 | 0 | 0 | 0 | 0 | 0 | 420.975 | 452.337 | 469.15 | Bell-Placer 115kV Line | Bell-Placer 115kV Line | Bell-Placer 115kV Line |  | 0 | 0 | 0 | 0 | 0 | 0 | 420.975 | 452.337 | 469.15 | Bell-Placer 115kV Line | Bell-Placer 115kV Line | Bell-Placer 115kV Line |  | 1 | 1 | NO | 1 | 1 | 1 | NO | 1
PG&E Greater Bay Study Area | Dumbarton | 115 | 0 | 0 | 0 | 0 | 0 | 0 | 0 | 0 | 0 | 0 | 0 | 0 | 0 | 0 | 0 | 0 | 0 | 0 | 0 | 0 | 0 | 0 | 0 | 0 | 0 | 0 | 0 | 0 | 0 | 0 | 0 | 0 | 0 | 0 | 0 | 0 | 0 | 0 | 0 | 0 | 0 | 0 | 0 | 0 | 0 | 0 | 0 | 0 | 0 | 0 | 0 | 0 | 0 | 0 | 1 | 1 | 0 | 1 | 0 | 0 | 1 | 0 | 0 | 0 | 0 | 0 | 0 | 0 | 0 | 0 | 0 | 0 | 0 | 1 | 0 | 0 | 0 | 0 | 0 | 0 | 0 | 0 | 0 | 0 | 0 | 0 | 0 | 0 | 0 | 0 | 0 | 0 | 0 | 0 | 0 | 0 | 0 | 0 | 0 | 0 | 0 | 0 | 0 | 0 | 0 | 0 | 0 | 3 |  | 0 | 0 | 0 | 0 | 0 | 0 | 0 | 0 | 0 | 0 | 0 | 0 | 0 | 0 | 0 | 0 | 0 | 0 | 0 | 0 | 0 | 0 | 0 | 0 | 0 | 0 | 0 | 0 | 0 | 0 | 0 | 0 | 0 | 0 | 0 | 0 | 0 | 0 | 1 | 0 | 0 | 0 | 0 | 0 | 1 | 0 | 0 | 0 | 0 | 0 | 0 | 446.5593 | 2130.9944 | 1481.432 | Tesla-Tracy-Pump 230 kV line #2 | Dumbarton-Newark 115 kV line | Dumbarton-Newark 115 kV line |  | 0 | 0 | 0 | 0 | 0 | 0 | 446.5593 | 2130.9944 | 1481.432 | Tesla-Tracy-Pump 230 kV line #2 | Dumbarton-Newark 115 kV line | Dumbarton-Newark 115 kV line |  | 1 | 1 | NO | 1 | 1 | 1 | NO | 1
SCE Eastern Study Area | Eagle Mountain | 230 | 0 | 0 | 0 | 0 | 0 | 0 | 0 | 0 | 0 | 0 | 0 | 0 | 0 | 0 | 0 | 0 | 0 | 0 | 0 | 0 | 0 | 1 | 1 | 1 | 0 | 1 | 0 | 0 | 0 | 0 | 0 | 0 | 0 | 0 | 0 | 0 | 0 | 0 | 0 | 0 | 0 | 0 | 0 | 0 | 0 | 0 | 0 | 0 | 0 | 0 | 0 | 0 | 0 | 0 | 0 | 0 | 0 | 0 | 0 | 0 | 0 | 0 | 0 | 0 | 0 | 0 | 0 | 0 | 0 | 0 | 0 | 0 | 0 | 0 | 0 | 0 | 0 | 0 | 0 | 0 | 0 | 0 | 0 | 0 | 0 | 0 | 0 | 0 | 0 | 0 | 0 | 0 | 0 | 0 | 0 | 0 | 0 | 0 | 0 | 0 | 0 | 0 | 0 | 0 | 0 | 0 | 0 | 2 |  | 0 | 0 | 0 | 0 | 0 | 0 | 0 | 0 | 0 | 0 | 0 | 0 | 0 | 0 | 0 | 0 | 0 | 0 | 0 | 0 | 0 | 0 | 0 | 0 | 0 | 0 | 0 | 0 | 0 | 0 | 0 | 0 | 0 | 0 | 0 | 0 | 0 | 0 | 0 | 0 | 0 | 0 | 0 | 0 | 0 | 0 | 1 | 0 | 0 | 0 | 0 | -4938.497 | 0 | 300 | Devers-Red Bluff Constraint | Eagle Mountain Constraint | Eagle Mountain Constraint |  | 0 | 1 | 0 | 0 | 0 | 0 | -4938.497 | 0 | 300 | Devers-Red Bluff Constraint | Eagle Mountain Constraint | Eagle Mountain Constraint |  | 4 | 4 | NO | 4 | 1 | 1 | NO | 1
PG&E North of Greater Bay Study Area | Eagle Rock (PGE) | 115 | 0 | 0 | 0 | 0 | 0 | 0 | 0 | 0 | 0 | 0 | 0 | 0 | 0 | 0 | 0 | 0 | 0 | 0 | 0 | 0 | 0 | 0 | 0 | 0 | 0 | 0 | 0 | 0 | 0 | 0 | 0 | 0 | 0 | 0 | 0 | 0 | 0 | 0 | 0 | 0 | 0 | 0 | 0 | 1 | 1 | 0 | 1 | 0 | 0 | 0 | 0 | 0 | 0 | 0 | 0 | 0 | 0 | 1 | 0 | 1 | 1 | 0 | 0 | 0 | 0 | 0 | 0 | 0 | 0 | 0 | 0 | 0 | 0 | 0 | 1 | 0 | 0 | 0 | 0 | 0 | 0 | 0 | 0 | 0 | 0 | 0 | 0 | 0 | 0 | 0 | 0 | 0 | 0 | 0 | 0 | 0 | 0 | 0 | 0 | 0 | 0 | 0 | 0 | 0 | 0 | 0 | 0 | 1 |  | 0 | 0 | 0 | 0 | 0 | 0 | 0 | 0 | 0 | 0 | 0 | 0 | 0 | 0 | 0 | 0 | 0 | 0 | 0 | 0 | 0 | 0 | 0 | 0 | 0 | 0 | 0 | 0 | 0 | 0 | 0 | 2 | 104 | 27 | 0 | 0 | 0 | 0 | 0 | 0 | 0 | 0 | 0 | 0 | 1 | 2 | 0 | 2 | 0 | 0 | 0 | -2351.0075 | -489.2175 | 316.3825 | Vaca Dixon-Tesla 500kV Line | Vaca Dixon-Tesla 500kV Line | Birds Landing-Contra Costa 230kV Line |  | 1 | 0 | 1 | 0 | 0 | 0 | -598.6387 | -51.5186 | 316.3825 | Birds Landing-Contra Costa 230kV Line | Birds Landing-Contra Costa 230kV Line | Birds Landing-Contra Costa 230kV Line |  | 5 | 5 | NO | 5 | 1 | 1 | NO | 1
SCE Metro Study Area | Eagle Rock (SCE) | 230 | 0 | 0 | 0 | 0 | 0 | 0 | 0 | 0 | 0 | 0 | 0 | 0 | 1 | 0 | 0 | 0 | 0 | 0 | 0 | 0 | 0 | 0 | 0 | 0 | 0 | 0 | 0 | 0 | 0 | 0 | 0 | 0 | 0 | 0 | 0 | 0 | 0 | 0 | 0 | 0 | 0 | 0 | 0 | 0 | 0 | 0 | 0 | 0 | 0 | 0 | 0 | 0 | 0 | 0 | 0 | 0 | 0 | 0 | 0 | 0 | 0 | 0 | 0 | 0 | 0 | 0 | 0 | 0 | 0 | 0 | 0 | 0 | 0 | 0 | 0 | 0 | 0 | 0 | 0 | 0 | 0 | 0 | 0 | 0 | 0 | 0 | 0 | 0 | 0 | 0 | 0 | 0 | 0 | 0 | 0 | 0 | 0 | 0 | 0 | 0 | 0 | 0 | 0 | 0 | 0 | 0 | 0 | 0 |  | 0 | 0 | 0 | 0 | 0 | 0 | 0 | 0 | 0 | 0 | 0 | 0 | 0 | 0 | 0 | 0 | 0 | 0 | 0 | 0 | 0 | 0 | 0 | 0 | 0 | 0 | 0 | 0 | 0 | 0 | 0 | 0 | 0 | 0 | 0 | 0 | 0 | 0 | 0 | 0 | 0 | 0 | 0 | 0 | 0 | 0 | 0 | 0 | 0 | 0 | 0 | 11259.896 | 12479.932 | 16166.72 | SCE Metro Area Default Constraint | SCE Metro Area Default Constraint | SCE Metro Area Default Constraint |  | 0 | 0 | 0 | 0 | 0 | 0 | 11259.896 | 12479.932 | 16166.72 | SCE Metro Area Default Constraint | SCE Metro Area Default Constraint | SCE Metro Area Default Constraint |  | 1 | 1 | NO | 1 | 1 | 1 | NO | 1
PG&E North of Greater Bay Study Area | East Nicolaus | 115 | 0 | 0 | 0 | 0 | 0 | 0 | 0 | 0 | 0 | 0 | 0 | 0 | 0 | 0 | 0 | 0 | 0 | 0 | 0 | 0 | 0 | 0 | 0 | 0 | 0 | 0 | 0 | 0 | 0 | 0 | 0 | 0 | 0 | 0 | 0 | 0 | 0 | 0 | 0 | 0 | 0 | 0 | 0 | 0 | 0 | 1 | 0 | 1 | 0 | 0 | 0 | 0 | 0 | 0 | 0 | 0 | 0 | 0 | 0 | 0 | 0 | 0 | 0 | 0 | 0 | 0 | 0 | 0 | 0 | 0 | 0 | 0 | 0 | 0 | 0 | 0 | 0 | 0 | 0 | 0 | 0 | 0 | 0 | 0 | 0 | 0 | 0 | 0 | 0 | 0 | 0 | 0 | 0 | 0 | 0 | 0 | 0 | 0 | 0 | 0 | 0 | 0 | 0 | 0 | 0 | 0 | 0 | 0 |  | 0 | 0 | 0 | 0 | 0 | 0 | 0 | 0 | 0 | 0 | 0 | 0 | 0 | 0 | 0 | 0 | 0 | 0 | 0 | 0 | 0 | 0 | 0 | 0 | 0 | 0 | 0 | 0 | 0 | 0 | 0 | 0 | 0 | 0 | 0 | 0 | 0 | 0 | 0 | 0 | 0 | 0 | 0 | 0 | 0 | 1 | 0 | 1 | 0 | 0 | 1 | -66.65 | -34.034 | -42.98 | Woodland- Davis 115kV line | Woodland- Davis 115kV line | Woodland- Davis 115kV line |  | 0 | 0 | 0 | 0 | 0 | 1 | 42.35 | 74.966 | -42.98 | Woodland- Davis 115kV line | Woodland- Davis 115kV line | Woodland- Davis 115kV line |  | 5 | 1 | YES | 2 | 3 | 3 | NO | 3
PG&E Greater Bay Study Area | East Shore | 230 | 0 | 0 | 0 | 0 | 0 | 0 | 0 | 0 | 0 | 0 | 0 | 0 | 0 | 0 | 0 | 0 | 0 | 0 | 0 | 0 | 0 | 0 | 0 | 0 | 0 | 0 | 0 | 0 | 0 | 0 | 0 | 0 | 0 | 0 | 0 | 0 | 0 | 0 | 0 | 0 | 0 | 0 | 0 | 0 | 0 | 0 | 0 | 0 | 0 | 0 | 0 | 0 | 0 | 0 | 0 | 1 | 0 | 0 | 0 | 0 | 0 | 0 | 0 | 0 | 0 | 0 | 0 | 0 | 0 | 0 | 0 | 0 | 0 | 0 | 0 | 0 | 0 | 0 | 0 | 0 | 0 | 0 | 0 | 0 | 0 | 0 | 0 | 0 | 0 | 0 | 0 | 0 | 0 | 0 | 0 | 0 | 0 | 0 | 0 | 0 | 0 | 0 | 0 | 0 | 0 | 0 | 0 | 1 |  | 0 | 0 | 0 | 0 | 0 | 0 | 0 | 0 | 0 | 0 | 0 | 0 | 0 | 0 | 0 | 0 | 0 | 0 | 0 | 0 | 0 | 0 | 0 | 0 | 0 | 0 | 0 | 0 | 0 | 0 | 0 | 0 | 0 | 0 | 0 | 0 | 0 | 0 | 0 | 0 | 0 | 0 | 0 | 0 | 0 | 0 | 0 | 0 | 0 | 0 | 0 | 2675.55 | 2778.938 | 2559.14 | Eastshore-San Mateo 230 kV line | Eastshore-San Mateo 230 kV line | Eastshore-San Mateo 230 kV line |  | 0 | 0 | 0 | 0 | 0 | 0 | 2675.55 | 2778.938 | 2559.14 | Eastshore-San Mateo 230 kV line | Eastshore-San Mateo 230 kV line | Eastshore-San Mateo 230 kV line |  | 1 | 1 | NO | 1 | 1 | 1 | NO | 1
PG&E Greater Bay Study Area | East Shore | 115 | 0 | 0 | 0 | 0 | 0 | 0 | 0 | 0 | 0 | 0 | 0 | 0 | 0 | 0 | 0 | 0 | 0 | 0 | 0 | 0 | 0 | 0 | 0 | 0 | 0 | 0 | 0 | 0 | 0 | 0 | 0 | 0 | 0 | 0 | 0 | 0 | 0 | 0 | 0 | 0 | 0 | 0 | 0 | 0 | 1 | 0 | 0 | 0 | 0 | 0 | 0 | 0 | 0 | 0 | 1 | 1 | 0 | 1 | 1 | 0 | 1 | 0 | 0 | 0 | 0 | 0 | 1 | 0 | 0 | 0 | 0 | 0 | 0 | 1 | 0 | 0 | 0 | 0 | 0 | 0 | 0 | 0 | 0 | 0 | 0 | 0 | 0 | 0 | 0 | 0 | 0 | 0 | 0 | 0 | 0 | 0 | 0 | 0 | 0 | 0 | 0 | 0 | 0 | 0 | 0 | 0 | 0 | 3 |  | 0 | 0 | 0 | 0 | 0 | 0 | 0 | 0 | 0 | 0 | 0 | 0 | 0 | 0 | 0 | 0 | 0 | 0 | 0 | 0 | 0 | 0 | 0 | 0 | 0 | 0 | 0 | 0 | 0 | 0 | 0 | 0 | 0 | 0 | 0 | 0 | 0 | 0 | 0 | 0 | 0 | 0 | 0 | 0 | 0 | 2 | 0 | 1 | 0 | 0 | 0 | -2351.0075 | -489.2175 | 796.7913 | Vaca Dixon-Tesla 500kV Line | Vaca Dixon-Tesla 500kV Line | Windmaster-Delta pumps 230 kV line |  | 1 | 0 | 0 | 0 | 0 | 0 | -278.2328 | 283.5403 | 796.7913 | Windmaster-Delta pumps 230 kV line | Windmaster-Delta pumps 230 kV line | Windmaster-Delta pumps 230 kV line |  | 5 | 5 | NO | 5 | 1 | 1 | NO | 1
SDG&E Study Area | ECO | 500 | 0 | 0 | 0 | 0 | 0 | 0 | 0 | 0 | 0 | 0 | 0 | 0 | 0 | 0 | 0 | 0 | 0 | 0 | 0 | 1 | 0 | 1 | 0 | 0 | 0 | 1 | 0 | 0 | 1 | 0 | 0 | 0 | 1 | 0 | 1 | 1 | 1 | 0 | 0 | 1 | 1 | 0 | 0 | 0 | 0 | 0 | 0 | 0 | 0 | 0 | 0 | 0 | 0 | 0 | 0 | 0 | 0 | 0 | 0 | 0 | 0 | 0 | 0 | 0 | 0 | 0 | 0 | 0 | 0 | 0 | 0 | 0 | 0 | 0 | 0 | 0 | 0 | 0 | 0 | 0 | 0 | 0 | 0 | 0 | 0 | 0 | 0 | 0 | 0 | 0 | 0 | 0 | 0 | 0 | 0 | 0 | 0 | 0 | 0 | 0 | 0 | 0 | 0 | 0 | 0 | 0 | 0 | 7 |  | 0 | 0 | 0 | 0 | 0 | 0 | 0 | 0 | 0 | 0 | 0 | 0 | 0 | 0 | 0 | 0 | 0 | 0 | 0 | 0 | 0 | 0 | 0 | 0 | 0 | 0 | 0 | 0 | 0 | 0 | 0 | 0 | 500 | 0 | 0 | 0 | 0 | 0 | 0 | 0 | 0 | 0 | 0 | 0 | 1 | 3 | 5 | 1 | 0 | 0 | 0 | -4938.497 | -95.25 | 244.98 | Devers-Red Bluff Constraint | Silvergate - Bay Blvd 230 kV constraint | Silvergate - Bay Blvd 230 kV constraint |  | 0 | 5 | 0 | 0 | 0 | 0 | -4938.497 | 19.5125 | 912.98 | Devers-Red Bluff Constraint | Devers-Red Bluff Constraint | Silvergate-Old Town 230 kV constraint |  | 5 | 4 | YES | 4 | 1 | 1 | NO | 1
SDG&E Study Area | ECO | 230 | 0 | 0 | 0 | 0 | 0 | 0 | 0 | 0 | 0 | 0 | 0 | 0 | 0 | 0 | 0 | 0 | 0 | 0 | 0 | 1 | 0 | 1 | 0 | 0 | 0 | 1 | 0 | 0 | 1 | 0 | 0 | 0 | 1 | 0 | 1 | 1 | 1 | 0 | 0 | 1 | 1 | 0 | 0 | 0 | 0 | 0 | 0 | 0 | 0 | 0 | 0 | 0 | 0 | 0 | 0 | 0 | 0 | 0 | 0 | 0 | 0 | 0 | 0 | 0 | 0 | 0 | 0 | 0 | 0 | 0 | 0 | 0 | 0 | 0 | 0 | 0 | 0 | 0 | 0 | 0 | 0 | 0 | 0 | 0 | 0 | 0 | 0 | 0 | 0 | 0 | 0 | 0 | 0 | 0 | 0 | 0 | 0 | 0 | 0 | 0 | 0 | 0 | 0 | 0 | 0 | 0 | 0 | 7 |  | 0 | 0 | 105 | 0 | 0 | 0 | 0 | 0 | 0 | 0 | 0 | 0 | 0 | 0 | 1 | 0 | 0 | 0 | 0 | 0 | 0 | 0 | 0 | 0 | 0 | 0 | 0 | 0 | 0 | 0 | 0 | 0 | 415 | 185 | 0 | 0 | 0 | 0 | 0 | 0 | 0 | 0 | 0 | 0 | 1 | 3 | 5 | 1 | 0 | 0 | 0 | -4938.497 | -95.25 | 244.98 | Devers-Red Bluff Constraint | Silvergate - Bay Blvd 230 kV constraint | Silvergate - Bay Blvd 230 kV constraint |  | 0 | 5 | 0 | 0 | 0 | 0 | -4938.497 | 19.5125 | 912.98 | Devers-Red Bluff Constraint | Devers-Red Bluff Constraint | Silvergate-Old Town 230 kV constraint |  | 5 | 4 | YES | 4 | 1 | 1 | NO | 1
SDG&E Study Area | ECO | 138 | 0 | 0 | 0 | 0 | 0 | 0 | 0 | 0 | 0 | 0 | 0 | 0 | 0 | 0 | 0 | 0 | 0 | 0 | 0 | 1 | 0 | 1 | 0 | 0 | 0 | 1 | 0 | 0 | 1 | 0 | 0 | 0 | 1 | 0 | 1 | 1 | 1 | 0 | 0 | 1 | 1 | 0 | 0 | 0 | 0 | 0 | 0 | 0 | 0 | 0 | 0 | 0 | 0 | 0 | 0 | 0 | 0 | 0 | 0 | 0 | 0 | 0 | 0 | 0 | 0 | 0 | 0 | 0 | 0 | 0 | 0 | 0 | 0 | 0 | 0 | 0 | 0 | 0 | 0 | 0 | 0 | 0 | 0 | 0 | 0 | 0 | 0 | 0 | 0 | 0 | 0 | 0 | 0 | 0 | 0 | 0 | 0 | 0 | 0 | 0 | 0 | 0 | 0 | 0 | 0 | 0 | 0 | 7 |  | 0 | 0 | 0 | 0 | 0 | 0 | 0 | 0 | 0 | 0 | 0 | 0 | 0 | 0 | 0 | 0 | 0 | 0 | 0 | 0 | 0 | 0 | 0 | 0 | 0 | 110 | 117.15 | 0 | 0 | 1 | 0 | 0 | 60 | 4 | 0 | 0 | 0 | 0 | 0 | 0 | 182 | 117.15 | 0 | 0 | 1 | 3 | 5 | 1 | 0 | 0 | 0 | -4938.497 | -95.25 | 244.98 | Devers-Red Bluff Constraint | Silvergate - Bay Blvd 230 kV constraint | Silvergate - Bay Blvd 230 kV constraint |  | 0 | 5 | 0 | 0 | 0 | 0 | -4938.497 | 19.5125 | 912.98 | Devers-Red Bluff Constraint | Devers-Red Bluff Constraint | Silvergate-Old Town 230 kV constraint |  | 5 | 4 | YES | 4 | 1 | 1 | NO | 1
PG&E Greater Bay Study Area | Edes | 115 | 0 | 0 | 0 | 0 | 0 | 0 | 0 | 0 | 0 | 0 | 0 | 0 | 0 | 0 | 0 | 0 | 0 | 0 | 0 | 0 | 0 | 0 | 0 | 0 | 0 | 0 | 0 | 0 | 0 | 0 | 0 | 0 | 0 | 0 | 0 | 0 | 0 | 0 | 0 | 0 | 0 | 0 | 0 | 0 | 0 | 0 | 0 | 0 | 0 | 0 | 0 | 0 | 0 | 0 | 0 | 0 | 0 | 0 | 0 | 0 | 0 | 0 | 0 | 0 | 0 | 0 | 1 | 0 | 0 | 0 | 0 | 0 | 0 | 0 | 0 | 0 | 0 | 0 | 0 | 0 | 0 | 0 | 0 | 0 | 0 | 0 | 0 | 0 | 0 | 0 | 0 | 0 | 0 | 0 | 0 | 0 | 0 | 0 | 0 | 0 | 0 | 0 | 0 | 0 | 0 | 0 | 0 | 0 |  | 0 | 0 | 0 | 0 | 0 | 0 | 0 | 0 | 0 | 0 | 0 | 0 | 0 | 0 | 0 | 0 | 0 | 0 | 0 | 0 | 0 | 0 | 0 | 0 | 0 | 0 | 0 | 0 | 0 | 0 | 0 | 0 | 0 | 0 | 0 | 0 | 0 | 0 | 0 | 0 | 0 | 0 | 0 | 0 | 0 | 0 | 0 | 0 | 0 | 0 | 0 | 960.23 | 956.7188 | 955.764 | Grant - Eastshore #2 line 115 kV | Grant - Eastshore #2 line 115 kV | Grant - Eastshore #2 line 115 kV |  | 0 | 0 | 0 | 0 | 0 | 0 | 960.23 | 956.7188 | 955.764 | Grant - Eastshore #2 line 115 kV | Grant - Eastshore #2 line 115 kV | Grant - Eastshore #2 line 115 kV |  | 1 | 1 | NO | 1 | 1 | 1 | NO | 1
PG&E Greater Bay Study Area | Eight Mile | 230 | 0 | 0 | 0 | 0 | 0 | 0 | 0 | 0 | 0 | 0 | 0 | 0 | 0 | 0 | 0 | 0 | 0 | 0 | 0 | 0 | 0 | 0 | 0 | 0 | 0 | 0 | 0 | 0 | 0 | 0 | 0 | 0 | 0 | 0 | 0 | 0 | 0 | 0 | 0 | 0 | 0 | 0 | 0 | 0 | 1 | 0 | 0 | 0 | 0 | 0 | 1 | 1 | 0 | 0 | 0 | 0 | 0 | 0 | 0 | 0 | 0 | 0 | 0 | 0 | 1 | 1 | 0 | 0 | 0 | 0 | 0 | 0 | 0 | 0 | 0 | 0 | 0 | 0 | 0 | 0 | 0 | 0 | 0 | 0 | 0 | 0 | 0 | 0 | 0 | 0 | 0 | 0 | 0 | 0 | 0 | 0 | 0 | 0 | 0 | 0 | 0 | 0 | 0 | 0 | 0 | 0 | 0 | 0 |  | 0 | 0 | 0 | 0 | 0 | 0 | 0 | 0 | 0 | 0 | 0 | 0 | 0 | 0 | 0 | 0 | 0 | 0 | 0 | 0 | 0 | 0 | 0 | 0 | 0 | 0 | 0 | 0 | 0 | 0 | 0 | 0 | 0 | 0 | 0 | 0 | 0 | 0 | 0 | 0 | 0 | 0 | 0 | 0 | 0 | 2 | 0 | 1 | 0 | 0 | 0 | -2351.0075 | -489.2175 | 315.64 | Vaca Dixon-Tesla 500kV Line | Vaca Dixon-Tesla 500kV Line | Rio Oso-Brighton 230kV line |  | 0 | 1 | 0 | 0 | 0 | 0 | -86.8335 | 267.6995 | 315.64 | Bellota-Weber 230kV line | Rio Oso-Brighton 230kV line | Rio Oso-Brighton 230kV line |  | 5 | 3 | YES | 3 | 1 | 1 | NO | 1
SDG&E Study Area | El Cajon | 69 | 0 | 0 | 0 | 0 | 0 | 0 | 0 | 0 | 0 | 0 | 0 | 0 | 0 | 0 | 0 | 0 | 0 | 0 | 0 | 0 | 0 | 0 | 0 | 0 | 0 | 0 | 0 | 0 | 0 | 0 | 0 | 1 | 1 | 1 | 0 | 0 | 0 | 0 | 0 | 0 | 0 | 0 | 0 | 0 | 0 | 0 | 0 | 0 | 0 | 0 | 0 | 0 | 0 | 0 | 0 | 0 | 0 | 0 | 0 | 0 | 0 | 0 | 0 | 0 | 0 | 0 | 0 | 0 | 0 | 0 | 0 | 0 | 0 | 0 | 0 | 0 | 0 | 0 | 0 | 0 | 0 | 0 | 0 | 0 | 0 | 0 | 0 | 0 | 0 | 0 | 0 | 0 | 0 | 0 | 0 | 0 | 0 | 0 | 0 | 0 | 0 | 0 | 0 | 0 | 0 | 0 | 0 | 1 |  | 0 | 0 | 0 | 0 | 0 | 0 | 0 | 0 | 0 | 0 | 0 | 0 | 0 | 0 | 0 | 0 | 0 | 0 | 0 | 0 | 0 | 0 | 0 | 0 | 0 | 0 | 50 | 0 | 0 | 1 | 0 | 0 | 0 | 0 | 0 | 0 | 0 | 0 | 0 | 0 | 0 | 50 | 0 | 0 | 1 | 0 | 1 | 0 | 0 | 0 | 0 | -115.61 | 197.5523 | 296.5564 | Internal San Diego Area constraint | Miguel 69 kV constraint | Miguel 69 kV constraint |  | 0 | 1 | 0 | 0 | 0 | 0 | -115.61 | 197.5523 | 296.5564 | Internal San Diego Area constraint | Miguel 69 kV constraint | Miguel 69 kV constraint |  | 3 | 3 | NO | 3 | 1 | 1 | NO | 1
SCE Eastern Study Area | El Casco | 230 | 0 | 0 | 0 | 0 | 0 | 0 | 0 | 0 | 0 | 0 | 0 | 0 | 0 | 0 | 0 | 0 | 0 | 0 | 0 | 0 | 0 | 0 | 0 | 1 | 0 | 1 | 0 | 0 | 0 | 0 | 0 | 0 | 0 | 0 | 0 | 0 | 0 | 0 | 0 | 0 | 0 | 0 | 0 | 0 | 0 | 0 | 0 | 0 | 0 | 0 | 0 | 0 | 0 | 0 | 0 | 0 | 0 | 0 | 0 | 0 | 0 | 0 | 0 | 0 | 0 | 0 | 0 | 0 | 0 | 0 | 0 | 0 | 0 | 0 | 0 | 0 | 0 | 0 | 0 | 0 | 0 | 0 | 0 | 0 | 0 | 0 | 0 | 0 | 0 | 0 | 0 | 0 | 0 | 0 | 0 | 0 | 0 | 0 | 0 | 0 | 0 | 0 | 0 | 0 | 0 | 0 | 0 | 1 |  | 0 | 0 | 0 | 0 | 0 | 0 | 0 | 0 | 0 | 0 | 0 | 100 | 0 | 0 | 1 | 0 | 0 | 0 | 0 | 0 | 0 | 0 | 0 | 0 | 0 | 0 | 65 | 0 | 0 | 1 | 0 | 0 | 0 | 0 | 0 | 0 | 0 | 0 | 0 | 0 | 0 | 65 | 0 | 0 | 1 | 0 | 0 | 0 | 0 | 0 | 0 | 212.9398 | 3776.2867 | 9161.349 | Serrano-Alberhill-Valley Constraint | Serrano-Alberhill-Valley Constraint | Serrano-Alberhill-Valley Constraint |  | 0 | 0 | 0 | 0 | 0 | 0 | 212.9398 | 3776.2867 | 9161.349 | Serrano-Alberhill-Valley Constraint | Serrano-Alberhill-Valley Constraint | Serrano-Alberhill-Valley Constraint |  | 1 | 1 | NO | 1 | 1 | 1 | NO | 1
PG&E Fresno Study Area | El Nido (PGE) | 115 | 0 | 0 | 0 | 0 | 0 | 0 | 0 | 0 | 0 | 0 | 0 | 0 | 0 | 0 | 0 | 0 | 0 | 0 | 0 | 0 | 0 | 0 | 0 | 0 | 0 | 0 | 0 | 0 | 0 | 0 | 0 | 0 | 0 | 0 | 0 | 0 | 0 | 0 | 0 | 0 | 0 | 0 | 0 | 0 | 0 | 0 | 0 | 0 | 0 | 0 | 1 | 0 | 0 | 0 | 0 | 0 | 0 | 0 | 0 | 0 | 0 | 0 | 0 | 0 | 0 | 0 | 0 | 0 | 0 | 0 | 0 | 0 | 0 | 0 | 0 | 0 | 1 | 0 | 0 | 0 | 0 | 0 | 0 | 0 | 0 | 1 | 1 | 0 | 1 | 1 | 1 | 1 | 1 | 1 | 0 | 1 | 0 | 1 | 1 | 1 | 0 | 1 | 0 | 0 | 0 | 0 | 0 | 4 |  | 0 | 0 | 0 | 0 | 0 | 0 | 0 | 0 | 0 | 0 | 0 | 0 | 0 | 0 | 0 | 0 | 0 | 0 | 0 | 0 | 0 | 0 | 0 | 3 | 0 | 0 | 0 | 0 | 0 | 1 | 0 | 0 | 0 | 0 | 0 | 0 | 0 | 0 | 3 | 0 | 0 | 0 | 0 | 0 | 1 | 6 | 0 | 5 | 0 | 3 | 0 | -3595.555 | -2599.731 | -1460.1318 | Midway-Q2005 230kV Line | Midway-Q2005 230kV Line | Midway-Q2005 230kV Line |  | 0 | 1 | 0 | 0 | 0 | 2 | -86.8335 | 179.013 | -498.1318 | Bellota-Weber 230kV line | Merced 115/70kV TB#2 | Midway-Q2005 230kV Line |  | 5 | 3 | YES | 3 | 5 | 4 | YES | 4
SCE Metro Study Area | El Nido (SCE) | 230 | 0 | 0 | 0 | 0 | 0 | 0 | 0 | 0 | 0 | 0 | 1 | 1 | 1 | 0 | 0 | 0 | 0 | 0 | 0 | 0 | 0 | 0 | 0 | 0 | 0 | 0 | 0 | 0 | 0 | 0 | 0 | 0 | 0 | 0 | 0 | 0 | 0 | 0 | 0 | 0 | 0 | 0 | 0 | 0 | 0 | 0 | 0 | 0 | 0 | 0 | 0 | 0 | 0 | 0 | 0 | 0 | 0 | 0 | 0 | 0 | 0 | 0 | 0 | 0 | 0 | 0 | 0 | 0 | 0 | 0 | 0 | 0 | 0 | 0 | 0 | 0 | 0 | 0 | 0 | 0 | 0 | 0 | 0 | 0 | 0 | 0 | 0 | 0 | 0 | 0 | 0 | 0 | 0 | 0 | 0 | 0 | 0 | 0 | 0 | 0 | 0 | 0 | 0 | 0 | 0 | 0 | 0 | 0 |  | 0 | 0 | 0 | 0 | 0 | 0 | 0 | 0 | 0 | 0 | 0 | 0 | 0 | 0 | 0 | 0 | 0 | 0 | 0 | 0 | 0 | 0 | 0 | 0 | 0 | 0 | 0 | 0 | 0 | 0 | 0 | 0 | 0 | 0 | 0 | 0 | 0 | 0 | 0 | 0 | 0 | 0 | 13 | 0 | 1 | 0 | 0 | 0 | 0 | 0 | 0 | 2889.234 | 3209.703 | 4183.53 | Hinson - Del Amo Constraint | Hinson - Del Amo Constraint | Hinson - Del Amo Constraint |  | 0 | 0 | 0 | 0 | 0 | 0 | 2889.234 | 3209.703 | 4183.53 | Hinson - Del Amo Constraint | Hinson - Del Amo Constraint | Hinson - Del Amo Constraint |  | 1 | 1 | NO | 1 | 1 | 1 | NO | 1
PG&E Greater Bay Study Area | El Patio | 115 | 0 | 0 | 0 | 0 | 0 | 0 | 0 | 0 | 0 | 0 | 0 | 0 | 0 | 0 | 0 | 0 | 0 | 0 | 0 | 0 | 0 | 0 | 0 | 0 | 0 | 0 | 0 | 0 | 0 | 0 | 0 | 0 | 0 | 0 | 0 | 0 | 0 | 0 | 0 | 0 | 0 | 0 | 0 | 0 | 0 | 0 | 0 | 0 | 0 | 0 | 0 | 0 | 0 | 0 | 0 | 0 | 0 | 0 | 0 | 0 | 0 | 0 | 0 | 0 | 0 | 0 | 0 | 0 | 0 | 0 | 0 | 0 | 1 | 0 | 0 | 0 | 0 | 0 | 0 | 0 | 0 | 0 | 0 | 0 | 0 | 0 | 0 | 0 | 0 | 0 | 0 | 0 | 0 | 0 | 0 | 0 | 0 | 0 | 0 | 0 | 0 | 0 | 0 | 0 | 0 | 0 | 0 | 0 |  | 0 | 0 | 0 | 0 | 0 | 0 | 0 | 0 | 0 | 0 | 0 | 0 | 0 | 0 | 0 | 0 | 0 | 0 | 0 | 0 | 0 | 0 | 0 | 0 | 0 | 0 | 0 | 0 | 0 | 0 | 0 | 0 | 0 | 0 | 0 | 0 | 0 | 0 | 0 | 0 | 0 | 0 | 0 | 0 | 0 | 1 | 0 | 1 | 0 | 0 | 0 | -349.3 | -18.55 | 975.5 | Morganhill-Metcalf 115kV Line | Morganhill-Metcalf 115kV Line | Morganhill-Metcalf 115kV Line |  | 1 | 0 | 1 | 0 | 0 | 0 | -349.3 | -18.55 | 975.5 | Morganhill-Metcalf 115kV Line | Morganhill-Metcalf 115kV Line | Morganhill-Metcalf 115kV Line |  | 5 | 5 | NO | 5 | 1 | 1 | NO | 1
SCE Metro Study Area | El Segundo | 230 | 0 | 0 | 0 | 0 | 0 | 0 | 0 | 0 | 0 | 0 | 1 | 1 | 1 | 0 | 0 | 0 | 0 | 0 | 0 | 0 | 0 | 0 | 0 | 0 | 0 | 0 | 0 | 0 | 0 | 0 | 0 | 0 | 0 | 0 | 0 | 0 | 0 | 0 | 0 | 0 | 0 | 0 | 0 | 0 | 0 | 0 | 0 | 0 | 0 | 0 | 0 | 0 | 0 | 0 | 0 | 0 | 0 | 0 | 0 | 0 | 0 | 0 | 0 | 0 | 0 | 0 | 0 | 0 | 0 | 0 | 0 | 0 | 0 | 0 | 0 | 0 | 0 | 0 | 0 | 0 | 0 | 0 | 0 | 0 | 0 | 0 | 0 | 0 | 0 | 0 | 0 | 0 | 0 | 0 | 0 | 0 | 0 | 0 | 0 | 0 | 0 | 0 | 0 | 0 | 0 | 0 | 0 | 0 |  | 0 | 0 | 0 | 0 | 0 | 0 | 0 | 0 | 0 | 0 | 0 | 0 | 0 | 0 | 0 | 0 | 0 | 0 | 0 | 0 | 0 | 0 | 0 | 0 | 0 | 0 | 0 | 0 | 0 | 0 | 0 | 0 | 0 | 0 | 0 | 0 | 0 | 0 | 0 | 0 | 0 | 0 | 0 | 0 | 0 | 0 | 0 | 0 | 0 | 0 | 0 | 2889.234 | 3209.703 | 4183.53 | Hinson - Del Amo Constraint | Hinson - Del Amo Constraint | Hinson - Del Amo Constraint |  | 0 | 0 | 0 | 0 | 0 | 0 | 2889.234 | 3209.703 | 4183.53 | Hinson - Del Amo Constraint | Hinson - Del Amo Constraint | Hinson - Del Amo Constraint |  | 1 | 1 | NO | 1 | 1 | 1 | NO | 1
East of Pisgah Study Area | Eldorado | 500 | 0 | 0 | 0 | 0 | 0 | 0 | 0 | 0 | 0 | 0 | 0 | 0 | 0 | 0 | 0 | 0 | 0 | 0 | 0 | 1 | 0 | 1 | 0 | 0 | 0 | 0 | 0 | 0 | 1 | 0 | 0 | 0 | 0 | 0 | 0 | 0 | 0 | 0 | 0 | 0 | 0 | 0 | 0 | 0 | 0 | 0 | 0 | 0 | 0 | 0 | 0 | 0 | 0 | 0 | 0 | 0 | 0 | 0 | 0 | 0 | 0 | 0 | 0 | 0 | 0 | 0 | 0 | 0 | 0 | 0 | 0 | 0 | 0 | 0 | 0 | 0 | 0 | 0 | 0 | 0 | 0 | 0 | 0 | 0 | 0 | 0 | 0 | 0 | 0 | 0 | 0 | 0 | 0 | 0 | 0 | 0 | 0 | 0 | 0 | 0 | 0 | 0 | 0 | 0 | 0 | 0 | 0 | 2 |  | 0 | 0 | 0 | 0 | 0 | 0 | 0 | 0 | 0 | 0 | 0 | 0 | 0 | 0 | 0 | 0 | 0 | 0 | 0 | 0 | 0 | 0 | 0 | 0 | 0 | 0 | 0 | 0 | 0 | 0 | 299 | 0 | 0 | 0 | 3000 | 0 | 0 | 0 | 0 | 0 | 0 | 0 | 0 | 0 | 1 | 1 | 2 | 0 | 0 | 0 | 0 | -4938.497 | 19.5125 | 1836.033 | Devers-Red Bluff Constraint | Devers-Red Bluff Constraint | Colorado River-Red Bluff Constraint |  | 0 | 2 | 0 | 0 | 0 | 0 | -4938.497 | 19.5125 | 1836.033 | Devers-Red Bluff Constraint | Devers-Red Bluff Constraint | Colorado River-Red Bluff Constraint |  | 5 | 4 | YES | 4 | 1 | 1 | NO | 1
East of Pisgah Study Area | Eldorado | 230 | 0 | 0 | 0 | 0 | 0 | 0 | 0 | 0 | 0 | 0 | 0 | 0 | 0 | 0 | 0 | 0 | 0 | 0 | 0 | 1 | 0 | 1 | 0 | 0 | 0 | 0 | 0 | 0 | 1 | 0 | 0 | 0 | 0 | 0 | 0 | 0 | 0 | 0 | 0 | 0 | 0 | 0 | 0 | 0 | 0 | 0 | 0 | 0 | 0 | 0 | 0 | 0 | 0 | 0 | 0 | 0 | 0 | 0 | 0 | 0 | 0 | 0 | 0 | 0 | 0 | 0 | 0 | 0 | 0 | 0 | 0 | 0 | 0 | 0 | 0 | 0 | 0 | 0 | 0 | 0 | 0 | 0 | 0 | 0 | 0 | 0 | 0 | 0 | 0 | 0 | 0 | 0 | 0 | 0 | 0 | 0 | 0 | 0 | 0 | 0 | 0 | 0 | 0 | 0 | 0 | 0 | 0 | 2 |  | 88.2 | 0 | 0 | 0 | 0 | 0 | 0 | 0 | 0 | 0 | 0 | 0 | 0 | 0 | 1 | 26 | 0 | 0 | 0 | 0 | 0 | 0 | 0 | 0 | 0 | 300 | 279 | 0 | 0 | 1 | 76 | 0 | 0 | 0 | 0 | 0 | 0 | 0 | 0 | 0 | 300 | 279 | 250 | 0 | 1 | 1 | 2 | 0 | 0 | 0 | 0 | -4938.497 | 19.5125 | 1836.033 | Devers-Red Bluff Constraint | Devers-Red Bluff Constraint | Colorado River-Red Bluff Constraint |  | 0 | 2 | 0 | 0 | 0 | 0 | -4938.497 | 19.5125 | 1836.033 | Devers-Red Bluff Constraint | Devers-Red Bluff Constraint | Colorado River-Red Bluff Constraint |  | 5 | 4 | YES | 4 | 1 | 1 | NO | 1
PG&E Kern Study Area | Elk Hills | 230 | 0 | 0 | 0 | 0 | 0 | 0 | 0 | 0 | 0 | 0 | 0 | 0 | 0 | 0 | 0 | 0 | 0 | 0 | 0 | 0 | 0 | 0 | 0 | 0 | 0 | 0 | 0 | 0 | 0 | 0 | 0 | 0 | 0 | 0 | 0 | 0 | 0 | 0 | 0 | 0 | 0 | 0 | 0 | 0 | 0 | 0 | 0 | 0 | 0 | 0 | 0 | 0 | 0 | 0 | 0 | 0 | 0 | 0 | 0 | 0 | 0 | 0 | 0 | 0 | 0 | 0 | 0 | 0 | 0 | 0 | 0 | 0 | 0 | 0 | 0 | 1 | 1 | 0 | 0 | 0 | 0 | 0 | 0 | 0 | 0 | 1 | 1 | 0 | 0 | 0 | 0 | 0 | 0 | 0 | 0 | 0 | 0 | 0 | 0 | 0 | 0 | 0 | 0 | 1 | 1 | 0 | 0 | 0 |  | 0 | 0 | 0 | 0 | 0 | 0 | 0 | 0 | 0 | 0 | 0 | 0 | 0 | 0 | 0 | 0 | 0 | 0 | 0 | 0 | 0 | 0 | 0 | 2.25 | 0 | 0 | 0 | 0 | 0 | 1 | 0 | 0 | 0 | 0 | 0 | 0 | 0 | 0 | 5.25 | 0 | 0 | 0 | 0 | 0 | 1 | 4 | 0 | 4 | 0 | 2 | 0 | -3595.555 | -2599.731 | -1460.1318 | Midway-Q2005 230kV Line | Midway-Q2005 230kV Line | Midway-Q2005 230kV Line |  | 0 | 0 | 0 | 0 | 0 | 2 | 287.831 | 562.4852 | -498.1318 | Oceano-Calendar 115kV line | Oceano-Calendar 115kV line | Midway-Q2005 230kV Line |  | 5 | 1 | YES | 2 | 5 | 4 | YES | 4
SDG&E Study Area | Elliot | 69 | 0 | 0 | 0 | 0 | 0 | 0 | 0 | 0 | 0 | 0 | 0 | 0 | 0 | 0 | 0 | 0 | 0 | 0 | 0 | 0 | 0 | 0 | 0 | 0 | 0 | 0 | 0 | 0 | 0 | 0 | 0 | 0 | 1 | 0 | 0 | 0 | 0 | 0 | 0 | 0 | 0 | 0 | 0 | 0 | 0 | 0 | 0 | 0 | 0 | 0 | 0 | 0 | 0 | 0 | 0 | 0 | 0 | 0 | 0 | 0 | 0 | 0 | 0 | 0 | 0 | 0 | 0 | 0 | 0 | 0 | 0 | 0 | 0 | 0 | 0 | 0 | 0 | 0 | 0 | 0 | 0 | 0 | 0 | 0 | 0 | 0 | 0 | 0 | 0 | 0 | 0 | 0 | 0 | 0 | 0 | 0 | 0 | 0 | 0 | 0 | 0 | 0 | 0 | 0 | 0 | 0 | 0 | 1 |  | 0 | 0 | 0 | 0 | 0 | 0 | 0 | 0 | 0 | 0 | 0 | 0 | 0 | 0 | 0 | 0 | 0 | 0 | 0 | 0 | 0 | 0 | 0 | 0 | 0 | 0 | 9.75 | 0 | 0 | 1 | 0 | 0 | 0 | 0 | 0 | 0 | 0 | 0 | 0 | 0 | 0 | 9.75 | 0 | 0 | 1 | 0 | 1 | 0 | 0 | 0 | 0 | -115.61 | 1099.475 | 1895.33 | Internal San Diego Area constraint | Internal San Diego Area constraint | Internal San Diego Area constraint |  | 0 | 1 | 0 | 0 | 0 | 0 | -115.61 | 1099.475 | 1895.33 | Internal San Diego Area constraint | Internal San Diego Area constraint | Internal San Diego Area constraint |  | 3 | 3 | NO | 3 | 1 | 1 | NO | 1
SCE Metro Study Area | Ellis | 230 | 0 | 0 | 0 | 0 | 0 | 0 | 0 | 0 | 0 | 0 | 0 | 0 | 1 | 0 | 0 | 0 | 0 | 0 | 0 | 0 | 0 | 0 | 0 | 0 | 0 | 0 | 0 | 0 | 0 | 0 | 0 | 0 | 0 | 0 | 0 | 0 | 0 | 0 | 0 | 0 | 0 | 0 | 0 | 0 | 0 | 0 | 0 | 0 | 0 | 0 | 0 | 0 | 0 | 0 | 0 | 0 | 0 | 0 | 0 | 0 | 0 | 0 | 0 | 0 | 0 | 0 | 0 | 0 | 0 | 0 | 0 | 0 | 0 | 0 | 0 | 0 | 0 | 0 | 0 | 0 | 0 | 0 | 0 | 0 | 0 | 0 | 0 | 0 | 0 | 0 | 0 | 0 | 0 | 0 | 0 | 0 | 0 | 0 | 0 | 0 | 0 | 0 | 0 | 0 | 0 | 0 | 0 | 0 |  | 0 | 0 | 0 | 0 | 0 | 0 | 0 | 0 | 0 | 0 | 0 | 0 | 0 | 0 | 0 | 0 | 0 | 0 | 0 | 0 | 0 | 0 | 0 | 0 | 0 | 0 | 0 | 0 | 0 | 0 | 0 | 0 | 0 | 0 | 0 | 0 | 0 | 0 | 0 | 0 | 0 | 0 | 0 | 0 | 0 | 0 | 0 | 0 | 0 | 0 | 0 | 11259.896 | 12479.932 | 16166.72 | SCE Metro Area Default Constraint | SCE Metro Area Default Constraint | SCE Metro Area Default Constraint |  | 0 | 0 | 0 | 0 | 0 | 0 | 11259.896 | 12479.932 | 16166.72 | SCE Metro Area Default Constraint | SCE Metro Area Default Constraint | SCE Metro Area Default Constraint |  | 1 | 1 | NO | 1 | 1 | 1 | NO | 1
SDG&E Study Area | Encina | 230 | 0 | 0 | 0 | 0 | 0 | 0 | 0 | 0 | 0 | 0 | 0 | 0 | 0 | 0 | 0 | 0 | 0 | 0 | 0 | 0 | 0 | 0 | 0 | 0 | 0 | 0 | 0 | 0 | 0 | 0 | 0 | 0 | 0 | 0 | 1 | 0 | 1 | 0 | 0 | 0 | 0 | 0 | 0 | 0 | 0 | 0 | 0 | 0 | 0 | 0 | 0 | 0 | 0 | 0 | 0 | 0 | 0 | 0 | 0 | 0 | 0 | 0 | 0 | 0 | 0 | 0 | 0 | 0 | 0 | 0 | 0 | 0 | 0 | 0 | 0 | 0 | 0 | 0 | 0 | 0 | 0 | 0 | 0 | 0 | 0 | 0 | 0 | 0 | 0 | 0 | 0 | 0 | 0 | 0 | 0 | 0 | 0 | 0 | 0 | 0 | 0 | 0 | 0 | 0 | 0 | 0 | 0 | 2 |  | 0 | 0 | 0 | 0 | 0 | 0 | 0 | 0 | 0 | 0 | 0 | 0 | 0 | 0 | 0 | 0 | 0 | 0 | 0 | 0 | 0 | 0 | 0 | 0 | 0 | 0 | 0 | 0 | 0 | 0 | 0 | 0 | 0 | 0 | 0 | 0 | 0 | 0 | 0 | 0 | 0 | 0 | 0 | 0 | 0 | 0 | 2 | 0 | 0 | 0 | 0 | -253.91 | 962.25 | 2523.23 | Encina - San Luis Rey 230 kV constraint | Encina - San Luis Rey 230 kV constraint | Encina - San Luis Rey 230 kV constraint |  | 0 | 2 | 0 | 0 | 0 | 0 | -253.91 | 962.25 | 2523.23 | Encina - San Luis Rey 230 kV constraint | Encina - San Luis Rey 230 kV constraint | Encina - San Luis Rey 230 kV constraint |  | 4 | 4 | NO | 4 | 1 | 1 | NO | 1
SDG&E Study Area | Escondido | 230 | 0 | 0 | 0 | 0 | 0 | 0 | 0 | 0 | 0 | 0 | 0 | 0 | 0 | 0 | 0 | 0 | 0 | 0 | 0 | 0 | 0 | 0 | 0 | 0 | 0 | 0 | 0 | 0 | 0 | 1 | 0 | 0 | 1 | 0 | 1 | 0 | 1 | 0 | 0 | 0 | 0 | 1 | 0 | 0 | 0 | 0 | 0 | 0 | 0 | 0 | 0 | 0 | 0 | 0 | 0 | 0 | 0 | 0 | 0 | 0 | 0 | 0 | 0 | 0 | 0 | 0 | 0 | 0 | 0 | 0 | 0 | 0 | 0 | 0 | 0 | 0 | 0 | 0 | 0 | 0 | 0 | 0 | 0 | 0 | 0 | 0 | 0 | 0 | 0 | 0 | 0 | 0 | 0 | 0 | 0 | 0 | 0 | 0 | 0 | 0 | 0 | 0 | 0 | 0 | 0 | 0 | 0 | 3 |  | 0 | 0 | 0 | 0 | 0 | 0 | 0 | 0 | 0 | 0 | 0 | 0 | 50 | 0 | 1 | 0 | 0 | 0 | 0 | 0 | 0 | 0 | 0 | 0 | 0 | 0 | 0 | 0 | 0 | 0 | 0 | 0 | 0 | 0 | 0 | 0 | 0 | 0 | 0 | 0 | 0 | 0 | 92 | 0 | 1 | 1 | 3 | 0 | 0 | 0 | 0 | -433.35 | 385.825 | 1895.33 | Talega 230 kV constraint | Talega 230 kV constraint | Internal San Diego Area constraint |  | 0 | 3 | 0 | 0 | 0 | 0 | -253.91 | 962.25 | 1895.33 | Encina - San Luis Rey 230 kV constraint | Encina - San Luis Rey 230 kV constraint | Internal San Diego Area constraint |  | 5 | 4 | YES | 4 | 1 | 1 | NO | 1
SCE Eastern Study Area | Etiwanda | 230 | 0 | 0 | 0 | 0 | 0 | 0 | 0 | 0 | 0 | 0 | 0 | 0 | 0 | 0 | 0 | 0 | 0 | 0 | 0 | 0 | 0 | 0 | 0 | 1 | 0 | 1 | 0 | 0 | 0 | 0 | 0 | 0 | 0 | 0 | 0 | 0 | 0 | 0 | 0 | 0 | 0 | 0 | 0 | 0 | 0 | 0 | 0 | 0 | 0 | 0 | 0 | 0 | 0 | 0 | 0 | 0 | 0 | 0 | 0 | 0 | 0 | 0 | 0 | 0 | 0 | 0 | 0 | 0 | 0 | 0 | 0 | 0 | 0 | 0 | 0 | 0 | 0 | 0 | 0 | 0 | 0 | 0 | 0 | 0 | 0 | 0 | 0 | 0 | 0 | 0 | 0 | 0 | 0 | 0 | 0 | 0 | 0 | 0 | 0 | 0 | 0 | 0 | 0 | 0 | 0 | 0 | 0 | 1 |  | 0 | 0 | 0 | 0 | 0 | 0 | 0 | 0 | 0 | 0 | 0 | 100 | 0 | 0 | 1 | 0 | 0 | 0 | 0 | 0 | 0 | 0 | 0 | 0 | 0 | 0 | 100 | 0 | 0 | 1 | 0 | 0 | 0 | 0 | 0 | 0 | 0 | 0 | 0 | 0 | 0 | 100 | 0 | 0 | 1 | 0 | 0 | 0 | 0 | 0 | 0 | 212.9398 | 3776.2867 | 9161.349 | Serrano-Alberhill-Valley Constraint | Serrano-Alberhill-Valley Constraint | Serrano-Alberhill-Valley Constraint |  | 0 | 0 | 0 | 0 | 0 | 0 | 212.9398 | 3776.2867 | 9161.349 | Serrano-Alberhill-Valley Constraint | Serrano-Alberhill-Valley Constraint | Serrano-Alberhill-Valley Constraint |  | 1 | 1 | NO | 1 | 1 | 1 | NO | 1
PG&E Greater Bay Study Area | Evergreen | 115 | 0 | 0 | 0 | 0 | 0 | 0 | 0 | 0 | 0 | 0 | 0 | 0 | 0 | 0 | 0 | 0 | 0 | 0 | 0 | 0 | 0 | 0 | 0 | 0 | 0 | 0 | 0 | 0 | 0 | 0 | 0 | 0 | 0 | 0 | 0 | 0 | 0 | 0 | 0 | 0 | 0 | 0 | 0 | 0 | 0 | 0 | 0 | 0 | 0 | 0 | 0 | 0 | 0 | 0 | 0 | 0 | 0 | 0 | 0 | 0 | 1 | 0 | 0 | 0 | 1 | 0 | 0 | 0 | 0 | 0 | 0 | 1 | 1 | 0 | 0 | 0 | 0 | 0 | 0 | 0 | 0 | 0 | 0 | 0 | 0 | 0 | 0 | 0 | 0 | 0 | 0 | 0 | 0 | 0 | 0 | 0 | 0 | 0 | 0 | 0 | 0 | 0 | 0 | 0 | 0 | 0 | 0 | 1 |  | 0 | 0 | 0 | 0 | 0 | 0 | 0 | 0 | 0 | 0 | 0 | 0 | 0 | 0 | 0 | 0 | 0 | 0 | 0 | 0 | 0 | 0 | 0 | 0 | 0 | 0 | 0 | 0 | 0 | 0 | 0 | 0 | 0 | 0 | 0 | 0 | 0 | 0 | 0 | 0 | 0 | 0 | 0 | 0 | 0 | 1 | 0 | 1 | 0 | 0 | 0 | -349.3 | -18.55 | 975.5 | Morganhill-Metcalf 115kV Line | Morganhill-Metcalf 115kV Line | Morganhill-Metcalf 115kV Line |  | 1 | 0 | 1 | 0 | 0 | 0 | -349.3 | -18.55 | 975.5 | Morganhill-Metcalf 115kV Line | Morganhill-Metcalf 115kV Line | Morganhill-Metcalf 115kV Line |  | 5 | 5 | NO | 5 | 1 | 1 | NO | 1
PG&E Fresno Study Area | Excelsior | 115 | 0 | 0 | 0 | 0 | 0 | 0 | 0 | 0 | 0 | 0 | 0 | 0 | 0 | 0 | 0 | 0 | 0 | 0 | 0 | 0 | 0 | 0 | 0 | 0 | 0 | 0 | 0 | 0 | 0 | 0 | 0 | 0 | 0 | 0 | 0 | 0 | 0 | 0 | 0 | 0 | 0 | 0 | 0 | 0 | 0 | 0 | 0 | 0 | 0 | 0 | 0 | 0 | 0 | 0 | 0 | 0 | 0 | 0 | 0 | 0 | 0 | 0 | 0 | 0 | 0 | 0 | 0 | 0 | 0 | 0 | 0 | 0 | 0 | 0 | 0 | 0 | 1 | 0 | 0 | 0 | 0 | 0 | 0 | 0 | 0 | 1 | 1 | 1 | 1 | 1 | 0 | 1 | 1 | 1 | 1 | 1 | 0 | 0 | 0 | 0 | 0 | 0 | 0 | 0 | 0 | 1 | 0 | 3 |  | 0 | 0 | 0 | 0 | 0 | 0 | 0 | 0 | 0 | 0 | 0 | 0 | 0 | 0 | 0 | 0 | 0 | 0 | 0 | 0 | 0 | 0 | 0 | 0 | 0 | 0 | 0 | 0 | 0 | 0 | 0 | 0 | 0 | 0 | 0 | 0 | 0 | 0 | 0 | 0 | 0 | 0 | 0 | 0 | 0 | 5 | 1 | 5 | 1 | 4 | 0 | -3595.555 | -2599.731 | -1460.1318 | Midway-Q2005 230kV Line | Midway-Q2005 230kV Line | Midway-Q2005 230kV Line |  | 0 | 1 | 0 | 1 | 0 | 2 | -929.957 | -436.0987 | -498.1318 | Moss Landing-Las Aguilas 230 kV Line | Moss Landing-Las Aguilas 230 kV Line | Midway-Q2005 230kV Line |  | 5 | 4 | YES | 4 | 5 | 4 | YES | 4
PG&E Fresno Study Area | Exchequer | 115 | 0 | 0 | 0 | 0 | 0 | 0 | 0 | 0 | 0 | 0 | 0 | 0 | 0 | 0 | 0 | 0 | 0 | 0 | 0 | 0 | 0 | 0 | 0 | 0 | 0 | 0 | 0 | 0 | 0 | 0 | 0 | 0 | 0 | 0 | 0 | 0 | 0 | 0 | 0 | 0 | 0 | 0 | 0 | 0 | 0 | 0 | 0 | 0 | 0 | 0 | 1 | 0 | 0 | 0 | 0 | 0 | 0 | 0 | 0 | 0 | 0 | 0 | 0 | 0 | 0 | 0 | 0 | 0 | 0 | 0 | 0 | 0 | 0 | 0 | 0 | 0 | 1 | 0 | 0 | 0 | 0 | 0 | 0 | 0 | 0 | 1 | 1 | 0 | 1 | 1 | 1 | 1 | 1 | 1 | 0 | 1 | 0 | 1 | 1 | 1 | 0 | 1 | 0 | 0 | 0 | 1 | 0 | 4 |  | 0 | 0 | 0 | 0 | 0 | 0 | 0 | 0 | 0 | 0 | 0 | 0 | 0 | 0 | 0 | 0 | 0 | 0 | 0 | 0 | 0 | 0 | 0 | 0 | 0 | 0 | 0 | 0 | 0 | 0 | 0 | 5.2 | 0 | 0 | 0 | 0 | 0 | 0 | 0 | 0 | 0 | 0 | 0 | 0 | 1 | 6 | 1 | 5 | 1 | 4 | 0 | -3595.555 | -2599.731 | -1460.1318 | Midway-Q2005 230kV Line | Midway-Q2005 230kV Line | Midway-Q2005 230kV Line |  | 0 | 2 | 0 | 1 | 0 | 2 | -929.957 | -436.0987 | -498.1318 | Moss Landing-Las Aguilas 230 kV Line | Moss Landing-Las Aguilas 230 kV Line | Midway-Q2005 230kV Line |  | 5 | 4 | YES | 4 | 5 | 4 | YES | 4
PG&E Kern Study Area | Fairway | 115 | 0 | 0 | 0 | 0 | 0 | 0 | 0 | 0 | 0 | 0 | 0 | 0 | 0 | 0 | 0 | 0 | 0 | 0 | 0 | 0 | 0 | 0 | 0 | 0 | 0 | 0 | 0 | 0 | 0 | 0 | 0 | 0 | 0 | 0 | 0 | 0 | 0 | 0 | 0 | 0 | 0 | 0 | 0 | 0 | 0 | 0 | 0 | 0 | 0 | 0 | 0 | 0 | 0 | 0 | 0 | 0 | 0 | 0 | 0 | 0 | 0 | 0 | 0 | 0 | 0 | 0 | 0 | 0 | 0 | 0 | 0 | 0 | 0 | 0 | 0 | 0 | 1 | 0 | 0 | 0 | 0 | 0 | 0 | 0 | 0 | 1 | 0 | 0 | 0 | 0 | 0 | 0 | 0 | 0 | 0 | 1 | 0 | 0 | 0 | 0 | 0 | 0 | 0 | 0 | 1 | 0 | 0 | 0 |  | 0 | 0 | 0 | 0 | 0 | 0 | 0 | 0 | 0 | 0 | 0 | 10 | 0 | 0 | 1 | 0 | 0 | 0 | 0 | 0 | 0 | 0 | 0 | 0 | 0 | 0 | 0 | 0 | 0 | 0 | 0 | 0 | 0 | 0 | 0 | 0 | 0 | 0 | 0 | 0 | 0 | 0 | 0 | 0 | 0 | 2 | 0 | 2 | 0 | 2 | 0 | -3595.555 | -2599.731 | -1460.1318 | Midway-Q2005 230kV Line | Midway-Q2005 230kV Line | Midway-Q2005 230kV Line |  | 0 | 0 | 0 | 0 | 0 | 1 | 1683.173 | 2662.6723 | -498.1318 | Gates-Panoche 230 kV #1 and #2 Lines | Panoche- Mendota 115 kV line | Midway-Q2005 230kV Line |  | 5 | 1 | YES | 2 | 5 | 4 | YES | 4
PG&E Kern Study Area | Famoso | 115 | 0 | 0 | 0 | 0 | 0 | 0 | 0 | 0 | 0 | 0 | 0 | 0 | 0 | 0 | 0 | 0 | 0 | 0 | 0 | 0 | 0 | 0 | 0 | 0 | 0 | 0 | 0 | 0 | 0 | 0 | 0 | 0 | 0 | 0 | 0 | 0 | 0 | 0 | 0 | 0 | 0 | 0 | 0 | 0 | 0 | 0 | 0 | 0 | 0 | 0 | 0 | 0 | 0 | 0 | 0 | 0 | 0 | 0 | 0 | 0 | 0 | 0 | 0 | 0 | 0 | 0 | 0 | 0 | 0 | 0 | 0 | 0 | 0 | 0 | 0 | 0 | 0 | 0 | 1 | 0 | 0 | 0 | 1 | 1 | 0 | 0 | 0 | 0 | 0 | 0 | 0 | 0 | 0 | 0 | 0 | 0 | 0 | 0 | 0 | 0 | 0 | 0 | 0 | 0 | 0 | 0 | 0 | 0 |  | 0 | 0 | 0 | 0 | 0 | 0 | 0 | 0 | 0 | 0 | 0 | 0 | 0 | 0 | 0 | 0 | 0 | 0 | 0 | 0 | 0 | 0 | 0 | 0 | 0 | 0 | 0 | 0 | 0 | 0 | 0 | 0 | 0 | 0 | 0 | 0 | 0 | 0 | 5 | 0 | 0 | 0 | 0 | 0 | 1 | 0 | 0 | 0 | 0 | 0 | 0 | 39.518 | 0.14008 | 0.1822 | Semitropic-Midway 115kV Line | Semitropic-Midway 115kV Line | Semitropic-Midway 115kV Line |  | 0 | 0 | 0 | 0 | 0 | 0 | 39.518 | 0.14008 | 0.1822 | Semitropic-Midway 115kV Line | Semitropic-Midway 115kV Line | Semitropic-Midway 115kV Line |  | 1 | 1 | NO | 1 | 1 | 1 | NO | 1
PG&E Greater Bay Study Area | Fibreboard (SPI Sonora) | 115 | 0 | 0 | 0 | 0 | 0 | 0 | 0 | 0 | 0 | 0 | 0 | 0 | 0 | 0 | 0 | 0 | 0 | 0 | 0 | 0 | 0 | 0 | 0 | 0 | 0 | 0 | 0 | 0 | 0 | 0 | 0 | 0 | 0 | 0 | 0 | 0 | 0 | 0 | 0 | 0 | 0 | 0 | 0 | 0 | 1 | 0 | 0 | 0 | 0 | 0 | 0 | 0 | 0 | 0 | 0 | 0 | 0 | 0 | 1 | 1 | 1 | 1 | 0 | 1 | 1 | 0 | 0 | 0 | 0 | 0 | 0 | 0 | 0 | 1 | 1 | 0 | 0 | 0 | 0 | 0 | 0 | 0 | 0 | 0 | 0 | 0 | 0 | 0 | 0 | 0 | 0 | 0 | 0 | 0 | 0 | 0 | 0 | 0 | 0 | 0 | 0 | 0 | 0 | 0 | 0 | 0 | 0 | 0 |  | 0 | 0 | 0 | 0 | 0 | 0 | 0 | 0 | 0 | 0 | 0 | 0 | 0 | 0 | 0 | 0 | 0 | 0 | 0 | 0 | 0 | 0 | 0 | 0 | 0 | 0 | 0 | 0 | 0 | 0 | 0 | 0 | 0 | 0 | 0 | 0 | 0 | 0 | 0 | 0 | 0 | 0 | 0 | 0 | 0 | 3 | 0 | 2 | 0 | 0 | 0 | -2351.0075 | -489.2175 | 29 | Vaca Dixon-Tesla 500kV Line | Vaca Dixon-Tesla 500kV Line | Contra Costa #1 115kV Line |  | 2 | 0 | 1 | 0 | 0 | 0 | -598.6387 | -51.5186 | 29 | Birds Landing-Contra Costa 230kV Line | Birds Landing-Contra Costa 230kV Line | Contra Costa #1 115kV Line |  | 5 | 5 | NO | 5 | 1 | 1 | NO | 1
PG&E Fresno Study Area | Figarden | 230 | 0 | 0 | 0 | 0 | 0 | 0 | 0 | 0 | 0 | 0 | 0 | 0 | 0 | 0 | 0 | 0 | 0 | 0 | 0 | 0 | 0 | 0 | 0 | 0 | 0 | 0 | 0 | 0 | 0 | 0 | 0 | 0 | 0 | 0 | 0 | 0 | 0 | 0 | 0 | 0 | 0 | 0 | 0 | 0 | 0 | 0 | 0 | 0 | 0 | 0 | 1 | 0 | 0 | 0 | 0 | 0 | 0 | 0 | 0 | 0 | 0 | 0 | 0 | 0 | 0 | 0 | 0 | 0 | 0 | 0 | 0 | 0 | 0 | 0 | 0 | 0 | 1 | 0 | 0 | 0 | 0 | 0 | 0 | 0 | 0 | 1 | 1 | 0 | 1 | 1 | 1 | 1 | 1 | 1 | 1 | 1 | 0 | 1 | 1 | 0 | 0 | 1 | 0 | 0 | 0 | 1 | 0 | 4 |  | 0 | 0 | 0 | 0 | 0 | 0 | 0 | 0 | 0 | 0 | 0 | 0 | 0 | 0 | 0 | 0 | 0 | 0 | 0 | 0 | 0 | 0 | 0 | 0 | 0 | 0 | 0 | 0 | 0 | 0 | 0 | 0 | 0 | 0 | 0 | 0 | 0 | 0 | 0 | 0 | 0 | 0 | 0 | 0 | 0 | 7 | 1 | 6 | 1 | 4 | 0 | -3595.555 | -2599.731 | -1460.1318 | Midway-Q2005 230kV Line | Midway-Q2005 230kV Line | Midway-Q2005 230kV Line |  | 0 | 2 | 0 | 1 | 0 | 2 | -929.957 | -436.0987 | -498.1318 | Moss Landing-Las Aguilas 230 kV Line | Moss Landing-Las Aguilas 230 kV Line | Midway-Q2005 230kV Line |  | 5 | 4 | YES | 4 | 5 | 4 | YES | 4
PG&E Fresno Study Area | Fink (Proposed) | 230 | 0 | 0 | 0 | 0 | 0 | 0 | 0 | 0 | 0 | 0 | 0 | 0 | 0 | 0 | 0 | 0 | 0 | 0 | 0 | 0 | 0 | 0 | 0 | 0 | 0 | 0 | 0 | 0 | 0 | 0 | 0 | 0 | 0 | 0 | 0 | 0 | 0 | 0 | 0 | 0 | 0 | 0 | 0 | 0 | 0 | 0 | 0 | 0 | 0 | 0 | 0 | 0 | 0 | 0 | 0 | 0 | 0 | 0 | 0 | 0 | 0 | 0 | 0 | 0 | 0 | 0 | 0 | 0 | 0 | 0 | 0 | 0 | 0 | 0 | 0 | 0 | 1 | 0 | 0 | 0 | 0 | 0 | 0 | 0 | 0 | 0 | 1 | 0 | 0 | 0 | 0 | 1 | 0 | 0 | 0 | 0 | 0 | 0 | 0 | 0 | 0 | 0 | 0 | 0 | 0 | 0 | 0 | 1 |  | 0 | 0 | 0 | 0 | 0 | 0 | 0 | 0 | 0 | 50 | 0 | 5 | 0 | 0 | 1 | 0 | 0 | 0 | 0 | 0 | 0 | 0 | 0 | 0 | 140 | 0 | 157 | 0 | 0 | 1 | 0 | 0 | 0 | 0 | 0 | 0 | 0 | 0 | 0 | 170 | 0 | 157 | 30 | 0 | 1 | 2 | 0 | 2 | 0 | 2 | 0 | -3595.555 | -2599.731 | -1460.1318 | Midway-Q2005 230kV Line | Midway-Q2005 230kV Line | Midway-Q2005 230kV Line |  | 0 | 0 | 0 | 0 | 0 | 2 | 3364.333 | 4586.1853 | -498.1318 | Los Banos 500/230kV TB | Los Banos 500/230kV TB | Midway-Q2005 230kV Line |  | 5 | 1 | YES | 2 | 5 | 4 | YES | 4
PG&E Greater Bay Study Area | FMC | 115 | 0 | 0 | 0 | 0 | 0 | 0 | 0 | 0 | 0 | 0 | 0 | 0 | 0 | 0 | 0 | 0 | 0 | 0 | 0 | 0 | 0 | 0 | 0 | 0 | 0 | 0 | 0 | 0 | 0 | 0 | 0 | 0 | 0 | 0 | 0 | 0 | 0 | 0 | 0 | 0 | 0 | 0 | 0 | 0 | 0 | 0 | 0 | 0 | 0 | 0 | 0 | 0 | 0 | 0 | 0 | 0 | 0 | 0 | 0 | 0 | 1 | 0 | 0 | 0 | 1 | 0 | 0 | 0 | 0 | 0 | 0 | 1 | 1 | 0 | 0 | 0 | 0 | 0 | 0 | 0 | 0 | 0 | 0 | 0 | 0 | 0 | 0 | 0 | 0 | 0 | 0 | 0 | 0 | 0 | 0 | 0 | 0 | 0 | 0 | 0 | 0 | 0 | 0 | 0 | 0 | 0 | 0 | 1 |  | 0 | 0 | 0 | 0 | 0 | 0 | 0 | 0 | 0 | 0 | 0 | 0 | 0 | 0 | 0 | 0 | 0 | 0 | 0 | 0 | 0 | 0 | 0 | 0 | 0 | 0 | 0 | 0 | 0 | 0 | 0 | 0 | 0 | 0 | 0 | 0 | 0 | 0 | 0 | 0 | 0 | 0 | 0 | 0 | 0 | 1 | 0 | 1 | 0 | 0 | 0 | -349.3 | -18.55 | 975.5 | Morganhill-Metcalf 115kV Line | Morganhill-Metcalf 115kV Line | Morganhill-Metcalf 115kV Line |  | 1 | 0 | 1 | 0 | 0 | 0 | -349.3 | -18.55 | 975.5 | Morganhill-Metcalf 115kV Line | Morganhill-Metcalf 115kV Line | Morganhill-Metcalf 115kV Line |  | 5 | 5 | NO | 5 | 1 | 1 | NO | 1
PG&E Greater Bay Study Area | Frogtown | 115 | 0 | 0 | 0 | 0 | 0 | 0 | 0 | 0 | 0 | 0 | 0 | 0 | 0 | 0 | 0 | 0 | 0 | 0 | 0 | 0 | 0 | 0 | 0 | 0 | 0 | 0 | 0 | 0 | 0 | 0 | 0 | 0 | 0 | 0 | 0 | 0 | 0 | 0 | 0 | 0 | 0 | 0 | 0 | 0 | 0 | 0 | 0 | 0 | 0 | 0 | 0 | 0 | 0 | 0 | 0 | 0 | 0 | 0 | 0 | 0 | 0 | 0 | 1 | 0 | 0 | 0 | 0 | 0 | 0 | 0 | 0 | 0 | 0 | 0 | 0 | 0 | 0 | 0 | 0 | 0 | 0 | 0 | 0 | 0 | 0 | 0 | 0 | 0 | 0 | 0 | 0 | 0 | 0 | 0 | 0 | 0 | 0 | 0 | 0 | 0 | 0 | 0 | 0 | 0 | 0 | 0 | 0 | 0 |  | 0 | 0 | 0 | 0 | 0 | 0 | 0 | 0 | 0 | 0 | 0 | 0 | 0 | 0 | 0 | 0 | 0 | 0 | 0 | 0 | 0 | 0 | 0 | 0 | 0 | 0 | 0 | 0 | 0 | 0 | 0 | 0 | 0 | 0 | 0 | 0 | 0 | 0 | 0 | 0 | 0 | 0 | 0 | 0 | 0 | 0 | 0 | 0 | 0 | 0 | 0 | 3.859 | 102.156 | 280.6464 | Kasson Jct-Heinz 115 kV line | Kasson Jct-Heinz 115 kV line | Kasson Jct-Heinz 115 kV line |  | 0 | 0 | 0 | 0 | 0 | 0 | 3.859 | 102.156 | 280.6464 | Kasson Jct-Heinz 115 kV line | Kasson Jct-Heinz 115 kV line | Kasson Jct-Heinz 115 kV line |  | 1 | 1 | NO | 1 | 1 | 1 | NO | 1
PG&E North of Greater Bay Study Area | Fulton | 230 | 0 | 0 | 0 | 0 | 0 | 0 | 0 | 0 | 0 | 0 | 0 | 0 | 0 | 0 | 0 | 0 | 0 | 0 | 0 | 0 | 0 | 0 | 0 | 0 | 0 | 0 | 0 | 0 | 0 | 0 | 0 | 0 | 0 | 0 | 0 | 0 | 0 | 0 | 0 | 0 | 0 | 0 | 0 | 1 | 0 | 0 | 1 | 0 | 0 | 0 | 0 | 0 | 0 | 0 | 0 | 0 | 0 | 1 | 1 | 1 | 1 | 0 | 0 | 1 | 1 | 0 | 0 | 0 | 0 | 0 | 0 | 0 | 0 | 0 | 1 | 0 | 0 | 0 | 0 | 0 | 0 | 0 | 0 | 0 | 0 | 0 | 0 | 0 | 0 | 0 | 0 | 0 | 0 | 0 | 0 | 0 | 0 | 0 | 0 | 0 | 0 | 0 | 0 | 0 | 0 | 0 | 0 | 1 |  | 0 | 0 | 0 | 0 | 0 | 0 | 0 | 0 | 0 | 0 | 0 | 0 | 0 | 0 | 0 | 0 | 0 | 0 | 0 | 0 | 0 | 0 | 0 | 0 | 0 | 0 | 38 | 0 | 0 | 1 | 17 | 0 | 0 | 0 | 0 | 0 | 0 | 0 | 0 | 0 | 0 | 38 | 0 | 0 | 1 | 2 | 0 | 1 | 0 | 0 | 0 | -598.6387 | -51.5186 | 316.3825 | Birds Landing-Contra Costa 230kV Line | Birds Landing-Contra Costa 230kV Line | Birds Landing-Contra Costa 230kV Line |  | 2 | 0 | 1 | 0 | 0 | 0 | -598.6387 | -51.5186 | 316.3825 | Birds Landing-Contra Costa 230kV Line | Birds Landing-Contra Costa 230kV Line | Birds Landing-Contra Costa 230kV Line |  | 5 | 5 | NO | 5 | 1 | 1 | NO | 1
PG&E North of Greater Bay Study Area | Fulton | 115 | 0 | 0 | 0 | 0 | 0 | 0 | 0 | 0 | 0 | 0 | 0 | 0 | 0 | 0 | 0 | 0 | 0 | 0 | 0 | 0 | 0 | 0 | 0 | 0 | 0 | 0 | 0 | 0 | 0 | 0 | 0 | 0 | 0 | 0 | 0 | 0 | 0 | 0 | 0 | 0 | 0 | 0 | 0 | 1 | 1 | 0 | 1 | 0 | 0 | 0 | 0 | 0 | 0 | 0 | 0 | 0 | 1 | 1 | 1 | 1 | 1 | 0 | 0 | 0 | 1 | 0 | 0 | 0 | 0 | 0 | 0 | 0 | 0 | 1 | 1 | 0 | 0 | 0 | 0 | 0 | 0 | 0 | 0 | 0 | 0 | 0 | 0 | 0 | 0 | 0 | 0 | 0 | 0 | 0 | 0 | 0 | 0 | 0 | 0 | 0 | 0 | 0 | 0 | 0 | 0 | 0 | 0 | 2 |  | 0 | 0 | 0 | 0 | 0 | 0 | 0 | 0 | 0 | 0 | 0 | 0 | 0 | 0 | 0 | 0 | 0 | 0 | 0 | 0 | 0 | 0 | 0 | 0 | 0 | 0 | 0 | 0 | 0 | 0 | 0 | 2 | 0 | 0 | 0 | 0 | 0 | 0 | 0 | 0 | 0 | 0 | 0 | 0 | 1 | 3 | 0 | 2 | 0 | 0 | 0 | -2351.0075 | -489.2175 | 316.3825 | Vaca Dixon-Tesla 500kV Line | Vaca Dixon-Tesla 500kV Line | Birds Landing-Contra Costa 230kV Line |  | 2 | 0 | 1 | 0 | 0 | 0 | -598.6387 | -51.5186 | 316.3825 | Birds Landing-Contra Costa 230kV Line | Birds Landing-Contra Costa 230kV Line | Birds Landing-Contra Costa 230kV Line |  | 5 | 5 | NO | 5 | 1 | 1 | NO | 1
East of Pisgah Study Area | Carpenter Canyon (fka Gamebird) | 230 | 0 | 0 | 0 | 0 | 0 | 0 | 0 | 0 | 0 | 0 | 0 | 0 | 0 | 0 | 0 | 0 | 0 | 0 | 0 | 1 | 0 | 1 | 0 | 0 | 0 | 0 | 0 | 1 | 1 | 0 | 0 | 0 | 0 | 0 | 0 | 0 | 0 | 0 | 0 | 0 | 0 | 0 | 0 | 0 | 0 | 0 | 0 | 0 | 0 | 0 | 0 | 0 | 0 | 0 | 0 | 0 | 0 | 0 | 0 | 0 | 0 | 0 | 0 | 0 | 0 | 0 | 0 | 0 | 0 | 0 | 0 | 0 | 0 | 0 | 0 | 0 | 0 | 0 | 0 | 0 | 0 | 0 | 0 | 0 | 0 | 0 | 0 | 0 | 0 | 0 | 0 | 0 | 0 | 0 | 0 | 0 | 0 | 0 | 0 | 0 | 0 | 0 | 0 | 0 | 0 | 0 | 0 | 3 |  | 0 | 0 | 0 | 0 | 0 | 0 | 0 | 0 | 0 | 0 | 0 | 0 | 0 | 0 | 0 | 0 | 0 | 0 | 0 | 0 | 0 | 0 | 0 | 0 | 0 | 0 | 0 | 0 | 0 | 0 | 0 | 0 | 0 | 0 | 0 | 0 | 0 | 0 | 0 | 210 | 150 | 200 | 40.5 | 0 | 1 | 1 | 3 | 0 | 0 | 0 | 0 | -4938.497 | 19.5125 | 1115.45 | Devers-Red Bluff Constraint | Devers-Red Bluff Constraint | GLW 230kV area constraint |  | 0 | 3 | 0 | 0 | 0 | 0 | -4938.497 | 19.5125 | 1115.45 | Devers-Red Bluff Constraint | Devers-Red Bluff Constraint | GLW 230kV area constraint |  | 5 | 4 | YES | 4 | 1 | 1 | NO | 1
East of Pisgah Study Area | Carpenter Canyon (fka Gamebird) | 138 | 0 | 0 | 0 | 0 | 0 | 0 | 0 | 0 | 0 | 0 | 0 | 0 | 0 | 0 | 0 | 0 | 0 | 0 | 0 | 1 | 0 | 1 | 0 | 0 | 0 | 0 | 0 | 1 | 1 | 0 | 0 | 0 | 0 | 0 | 0 | 0 | 0 | 0 | 0 | 0 | 0 | 0 | 0 | 0 | 0 | 0 | 0 | 0 | 0 | 0 | 0 | 0 | 0 | 0 | 0 | 0 | 0 | 0 | 0 | 0 | 0 | 0 | 0 | 0 | 0 | 0 | 0 | 0 | 0 | 0 | 0 | 0 | 0 | 0 | 0 | 0 | 0 | 0 | 0 | 0 | 0 | 0 | 0 | 0 | 0 | 0 | 0 | 0 | 0 | 0 | 0 | 0 | 0 | 0 | 0 | 0 | 0 | 0 | 0 | 0 | 0 | 0 | 0 | 0 | 0 | 0 | 0 | 3 |  | 0 | 0 | 0 | 0 | 0 | 0 | 0 | 0 | 0 | 0 | 0 | 0 | 0 | 0 | 0 | 0 | 0 | 0 | 0 | 0 | 0 | 0 | 0 | 0 | 0 | 0 | 0 | 0 | 0 | 0 | 0 | 0 | 0 | 0 | 0 | 0 | 0 | 0 | 0 | 0 | 0 | 0 | 0 | 0 | 0 | 1 | 3 | 0 | 0 | 0 | 0 | -4938.497 | 19.5125 | 1115.45 | Devers-Red Bluff Constraint | Devers-Red Bluff Constraint | GLW 230kV area constraint |  | 0 | 3 | 0 | 0 | 0 | 0 | -4938.497 | 19.5125 | 1115.45 | Devers-Red Bluff Constraint | Devers-Red Bluff Constraint | GLW 230kV area constraint |  | 5 | 4 | YES | 4 | 1 | 1 | NO | 1
PG&E Kern Study Area | Ganso | 115 | 0 | 0 | 0 | 0 | 0 | 0 | 0 | 0 | 0 | 0 | 0 | 0 | 0 | 0 | 0 | 0 | 0 | 0 | 0 | 0 | 0 | 0 | 0 | 0 | 0 | 0 | 0 | 0 | 0 | 0 | 0 | 0 | 0 | 0 | 0 | 0 | 0 | 0 | 0 | 0 | 0 | 0 | 0 | 0 | 0 | 0 | 0 | 0 | 0 | 0 | 0 | 0 | 0 | 0 | 0 | 0 | 0 | 0 | 0 | 0 | 0 | 0 | 0 | 0 | 0 | 0 | 0 | 0 | 0 | 0 | 0 | 0 | 0 | 0 | 0 | 1 | 1 | 0 | 0 | 0 | 0 | 0 | 1 | 1 | 0 | 1 | 1 | 0 | 0 | 0 | 0 | 0 | 0 | 0 | 0 | 0 | 0 | 0 | 0 | 0 | 0 | 0 | 0 | 0 | 0 | 0 | 0 | 0 |  | 0 | 0 | 0 | 0 | 0 | 0 | 0 | 0 | 0 | 0 | 0 | 0 | 0 | 0 | 0 | 0 | 0 | 0 | 0 | 0 | 0 | 0 | 0 | 0 | 0 | 0 | 0 | 0 | 0 | 0 | 0 | 1 | 0 | 0 | 0 | 0 | 0 | 0 | 1.5 | 0 | 0 | 0 | 0 | 0 | 1 | 4 | 0 | 4 | 0 | 2 | 0 | -3595.555 | -2599.731 | -1460.1318 | Midway-Q2005 230kV Line | Midway-Q2005 230kV Line | Midway-Q2005 230kV Line |  | 0 | 0 | 0 | 0 | 0 | 2 | 39.518 | 0.14008 | -498.1318 | Semitropic-Midway 115kV Line | Semitropic-Midway 115kV Line | Midway-Q2005 230kV Line |  | 5 | 1 | YES | 2 | 5 | 4 | YES | 4
PG&E Fresno Study Area | Gates | 500 | 0 | 0 | 0 | 0 | 0 | 0 | 0 | 0 | 0 | 0 | 0 | 0 | 0 | 0 | 0 | 0 | 0 | 0 | 0 | 0 | 0 | 0 | 0 | 0 | 0 | 0 | 0 | 0 | 0 | 0 | 0 | 0 | 0 | 0 | 0 | 0 | 0 | 0 | 0 | 0 | 0 | 0 | 0 | 0 | 0 | 0 | 0 | 0 | 0 | 0 | 0 | 0 | 0 | 0 | 0 | 0 | 0 | 0 | 0 | 0 | 0 | 0 | 0 | 0 | 0 | 0 | 0 | 0 | 0 | 0 | 0 | 0 | 0 | 0 | 0 | 0 | 1 | 0 | 0 | 0 | 0 | 0 | 0 | 0 | 0 | 1 | 0 | 0 | 0 | 0 | 0 | 0 | 0 | 0 | 0 | 0 | 0 | 0 | 0 | 0 | 0 | 0 | 0 | 0 | 0 | 0 | 0 | 0 |  | 0 | 0 | 0 | 0 | 0 | 0 | 0 | 0 | 0 | 0 | 0 | 0 | 0 | 0 | 0 | 0 | 0 | 0 | 0 | 0 | 0 | 0 | 0 | 0 | 0 | 0 | 0 | 0 | 0 | 0 | 0 | 0 | 0 | 0 | 0 | 0 | 0 | 0 | 0 | 0 | 0 | 0 | 0 | 0 | 0 | 2 | 0 | 2 | 0 | 1 | 0 | -3595.555 | -2599.731 | -1460.1318 | Midway-Q2005 230kV Line | Midway-Q2005 230kV Line | Midway-Q2005 230kV Line |  | 0 | 0 | 0 | 0 | 0 | 1 | 12942.522 | 13745.0481 | -498.1318 | Gates 500/230kV TB #12 | Gates 500/230kV TB #12 | Midway-Q2005 230kV Line |  | 5 | 1 | YES | 2 | 5 | 4 | YES | 4
PG&E Fresno Study Area | Gates | 230 | 0 | 0 | 0 | 0 | 0 | 0 | 0 | 0 | 0 | 0 | 0 | 0 | 0 | 0 | 0 | 0 | 0 | 0 | 0 | 0 | 0 | 0 | 0 | 0 | 0 | 0 | 0 | 0 | 0 | 0 | 0 | 0 | 0 | 0 | 0 | 0 | 0 | 0 | 0 | 0 | 0 | 0 | 0 | 0 | 0 | 0 | 0 | 0 | 0 | 0 | 0 | 0 | 0 | 0 | 0 | 0 | 0 | 0 | 0 | 0 | 0 | 0 | 0 | 0 | 0 | 0 | 0 | 0 | 0 | 0 | 0 | 0 | 0 | 0 | 0 | 1 | 1 | 0 | 0 | 0 | 0 | 0 | 0 | 0 | 0 | 1 | 1 | 0 | 1 | 0 | 0 | 1 | 1 | 1 | 0 | 0 | 0 | 0 | 0 | 0 | 0 | 0 | 0 | 1 | 1 | 1 | 0 | 3 |  | 0 | 0 | 0 | 0 | 0 | 0 | 0 | 0 | 0 | 0 | 0 | 0 | 0 | 0 | 0 | 0 | 0 | 0 | 0 | 0 | 0 | 0 | 0 | 0 | 781.5 | 143.5 | 763.131 | 0 | 0 | 1 | 0 | 0 | 0 | 0 | 0 | 0 | 0 | 0 | 0 | 1026.5 | 618.5 | 763.131 | 232 | 0 | 1 | 5 | 1 | 5 | 1 | 4 | 0 | -3595.555 | -2599.731 | -1460.1318 | Midway-Q2005 230kV Line | Midway-Q2005 230kV Line | Midway-Q2005 230kV Line |  | 0 | 1 | 0 | 1 | 0 | 3 | -929.957 | -436.0987 | -498.1318 | Moss Landing-Las Aguilas 230 kV Line | Moss Landing-Las Aguilas 230 kV Line | Midway-Q2005 230kV Line |  | 5 | 4 | YES | 4 | 5 | 4 | YES | 4
PG&E Fresno Study Area | New Sub - Gates - Midway (Proposed) | 230 | 0 | 0 | 0 | 0 | 0 | 0 | 0 | 0 | 0 | 0 | 0 | 0 | 0 | 0 | 0 | 0 | 0 | 0 | 0 | 0 | 0 | 0 | 0 | 0 | 0 | 0 | 0 | 0 | 0 | 0 | 0 | 0 | 0 | 0 | 0 | 0 | 0 | 0 | 0 | 0 | 0 | 0 | 0 | 0 | 0 | 0 | 0 | 0 | 0 | 0 | 0 | 0 | 0 | 0 | 0 | 0 | 0 | 0 | 0 | 0 | 0 | 0 | 0 | 0 | 0 | 0 | 0 | 0 | 0 | 0 | 0 | 0 | 0 | 0 | 0 | 1 | 1 | 0 | 0 | 0 | 0 | 0 | 0 | 0 | 0 | 1 | 1 | 0 | 0 | 0 | 0 | 1 | 0 | 0 | 0 | 0 | 0 | 0 | 0 | 0 | 0 | 0 | 0 | 1 | 1 | 0 | 0 | 1 |  | 0 | 0 | 0 | 0 | 0 | 0 | 0 | 0 | 0 | 0 | 0 | 0 | 0 | 0 | 0 | 0 | 0 | 0 | 0 | 0 | 0 | 0 | 0 | 0 | 0 | 0 | 0 | 0 | 0 | 0 | 0 | 0 | 0 | 0 | 0 | 0 | 0 | 0 | 0 | 50 | 700 | 0 | 475 | 0 | 1 | 4 | 0 | 4 | 0 | 3 | 0 | -3595.555 | -2599.731 | -1460.1318 | Midway-Q2005 230kV Line | Midway-Q2005 230kV Line | Midway-Q2005 230kV Line |  | 0 | 0 | 0 | 0 | 0 | 3 | 287.831 | 562.4852 | -498.1318 | Oceano-Calendar 115kV line | Oceano-Calendar 115kV line | Midway-Q2005 230kV Line |  | 5 | 1 | YES | 2 | 5 | 4 | YES | 4
PG&E Kern Study Area | New Sub - Gates - Templeton (Proposed) | 230 | 0 | 0 | 0 | 0 | 0 | 0 | 0 | 0 | 0 | 0 | 0 | 0 | 0 | 0 | 0 | 0 | 0 | 0 | 0 | 0 | 0 | 0 | 0 | 0 | 0 | 0 | 0 | 0 | 0 | 0 | 0 | 0 | 0 | 0 | 0 | 0 | 0 | 0 | 0 | 0 | 0 | 0 | 0 | 0 | 0 | 0 | 0 | 0 | 0 | 0 | 0 | 0 | 0 | 0 | 0 | 0 | 0 | 0 | 0 | 0 | 0 | 0 | 0 | 0 | 0 | 0 | 0 | 0 | 0 | 0 | 0 | 0 | 0 | 0 | 0 | 1 | 1 | 0 | 0 | 0 | 0 | 0 | 0 | 0 | 0 | 1 | 1 | 1 | 0 | 0 | 0 | 1 | 0 | 0 | 0 | 1 | 1 | 0 | 0 | 0 | 0 | 0 | 0 | 0 | 1 | 0 | 0 | 1 |  | 0 | 0 | 0 | 0 | 0 | 0 | 0 | 0 | 0 | 0 | 0 | 0 | 0 | 0 | 0 | 0 | 0 | 0 | 0 | 0 | 0 | 0 | 0 | 0 | 0 | 0 | 0 | 0 | 0 | 0 | 0 | 0 | 0 | 0 | 0 | 0 | 0 | 0 | 0 | 0 | 0 | 0 | 0 | 0 | 0 | 4 | 0 | 4 | 0 | 4 | 0 | -3595.555 | -2599.731 | -1460.1318 | Midway-Q2005 230kV Line | Midway-Q2005 230kV Line | Midway-Q2005 230kV Line |  | 0 | 0 | 0 | 0 | 0 | 3 | 91.059 | 124.968 | -498.1318 | Gates 230/70kV TB #5 | Gates 230/70kV TB #5 | Midway-Q2005 230kV Line |  | 5 | 1 | YES | 2 | 5 | 4 | YES | 4
PG&E North of Greater Bay Study Area | Geysers 12 | 230 | 0 | 0 | 0 | 0 | 0 | 0 | 0 | 0 | 0 | 0 | 0 | 0 | 0 | 0 | 0 | 0 | 0 | 0 | 0 | 0 | 0 | 0 | 0 | 0 | 0 | 0 | 0 | 0 | 0 | 0 | 0 | 0 | 0 | 0 | 0 | 0 | 0 | 0 | 0 | 0 | 0 | 0 | 0 | 1 | 1 | 0 | 1 | 0 | 0 | 0 | 0 | 0 | 0 | 0 | 0 | 0 | 0 | 1 | 1 | 1 | 1 | 0 | 0 | 1 | 1 | 0 | 0 | 0 | 0 | 0 | 0 | 0 | 0 | 1 | 1 | 0 | 0 | 0 | 0 | 0 | 0 | 0 | 0 | 0 | 0 | 0 | 0 | 0 | 0 | 0 | 0 | 0 | 0 | 0 | 0 | 0 | 0 | 0 | 0 | 0 | 0 | 0 | 0 | 0 | 0 | 0 | 0 | 1 |  | 0 | 0 | 0 | 0 | 0 | 0 | 0 | 0 | 0 | 0 | 0 | 0 | 0 | 0 | 0 | 0 | 0 | 0 | 0 | 0 | 0 | 0 | 0 | 0 | 0 | 0 | 0 | 0 | 0 | 0 | 63 | 0 | 0 | 0 | 0 | 0 | 0 | 0 | 0 | 0 | 0 | 0 | 0 | 0 | 1 | 3 | 0 | 2 | 0 | 0 | 0 | -2351.0075 | -489.2175 | 316.3825 | Vaca Dixon-Tesla 500kV Line | Vaca Dixon-Tesla 500kV Line | Birds Landing-Contra Costa 230kV Line |  | 2 | 0 | 1 | 0 | 0 | 0 | -598.6387 | -51.5186 | 316.3825 | Birds Landing-Contra Costa 230kV Line | Birds Landing-Contra Costa 230kV Line | Birds Landing-Contra Costa 230kV Line |  | 5 | 5 | NO | 5 | 1 | 1 | NO | 1
PG&E North of Greater Bay Study Area | Geysers 17 | 230 | 0 | 0 | 0 | 0 | 0 | 0 | 0 | 0 | 0 | 0 | 0 | 0 | 0 | 0 | 0 | 0 | 0 | 0 | 0 | 0 | 0 | 0 | 0 | 0 | 0 | 0 | 0 | 0 | 0 | 0 | 0 | 0 | 0 | 0 | 0 | 0 | 0 | 0 | 0 | 0 | 0 | 0 | 0 | 1 | 1 | 0 | 1 | 0 | 0 | 0 | 0 | 0 | 0 | 0 | 0 | 0 | 0 | 1 | 1 | 1 | 1 | 0 | 0 | 1 | 1 | 0 | 0 | 0 | 0 | 0 | 0 | 0 | 0 | 1 | 1 | 0 | 0 | 0 | 0 | 0 | 0 | 0 | 0 | 0 | 0 | 0 | 0 | 0 | 0 | 0 | 0 | 0 | 0 | 0 | 0 | 0 | 0 | 0 | 0 | 0 | 0 | 0 | 0 | 0 | 0 | 0 | 0 | 1 |  | 0 | 0 | 0 | 0 | 0 | 0 | 0 | 0 | 0 | 0 | 0 | 0 | 0 | 0 | 0 | 0 | 0 | 0 | 0 | 0 | 0 | 0 | 0 | 0 | 0 | 0 | 0 | 0 | 0 | 0 | 0 | 0 | 0 | 0 | 0 | 0 | 0 | 0 | 0 | 0 | 0 | 0 | 0 | 0 | 0 | 3 | 0 | 2 | 0 | 0 | 0 | -2351.0075 | -489.2175 | 316.3825 | Vaca Dixon-Tesla 500kV Line | Vaca Dixon-Tesla 500kV Line | Birds Landing-Contra Costa 230kV Line |  | 2 | 0 | 1 | 0 | 0 | 0 | -598.6387 | -51.5186 | 316.3825 | Birds Landing-Contra Costa 230kV Line | Birds Landing-Contra Costa 230kV Line | Birds Landing-Contra Costa 230kV Line |  | 5 | 5 | NO | 5 | 1 | 1 | NO | 1
PG&E North of Greater Bay Study Area | Geysers 5&6 | 115 | 0 | 0 | 0 | 0 | 0 | 0 | 0 | 0 | 0 | 0 | 0 | 0 | 0 | 0 | 0 | 0 | 0 | 0 | 0 | 0 | 0 | 0 | 0 | 0 | 0 | 0 | 0 | 0 | 0 | 0 | 0 | 0 | 0 | 0 | 0 | 0 | 0 | 0 | 0 | 0 | 0 | 0 | 0 | 1 | 1 | 0 | 1 | 0 | 0 | 0 | 0 | 0 | 0 | 0 | 0 | 0 | 0 | 1 | 0 | 1 | 1 | 0 | 0 | 0 | 0 | 0 | 0 | 0 | 0 | 0 | 0 | 0 | 0 | 0 | 1 | 0 | 0 | 0 | 0 | 0 | 0 | 0 | 0 | 0 | 0 | 0 | 0 | 0 | 0 | 0 | 0 | 0 | 0 | 0 | 0 | 0 | 0 | 0 | 0 | 0 | 0 | 0 | 0 | 0 | 0 | 0 | 0 | 1 |  | 0 | 0 | 0 | 0 | 0 | 0 | 0 | 0 | 0 | 0 | 0 | 0 | 0 | 0 | 0 | 0 | 0 | 0 | 0 | 0 | 0 | 0 | 0 | 0 | 0 | 0 | 0 | 0 | 0 | 0 | 0 | 0 | 0 | 0 | 0 | 0 | 0 | 0 | 0 | 0 | 0 | 0 | 0 | 0 | 0 | 2 | 0 | 2 | 0 | 0 | 0 | -2351.0075 | -489.2175 | 316.3825 | Vaca Dixon-Tesla 500kV Line | Vaca Dixon-Tesla 500kV Line | Birds Landing-Contra Costa 230kV Line |  | 1 | 0 | 1 | 0 | 0 | 0 | -598.6387 | -51.5186 | 316.3825 | Birds Landing-Contra Costa 230kV Line | Birds Landing-Contra Costa 230kV Line | Birds Landing-Contra Costa 230kV Line |  | 5 | 5 | NO | 5 | 1 | 1 | NO | 1
PG&E North of Greater Bay Study Area | Geysers 9&10 Sonoma | 230 | 0 | 0 | 0 | 0 | 0 | 0 | 0 | 0 | 0 | 0 | 0 | 0 | 0 | 0 | 0 | 0 | 0 | 0 | 0 | 0 | 0 | 0 | 0 | 0 | 0 | 0 | 0 | 0 | 0 | 0 | 0 | 0 | 0 | 0 | 0 | 0 | 0 | 0 | 0 | 0 | 0 | 0 | 0 | 1 | 1 | 0 | 0 | 0 | 0 | 0 | 0 | 0 | 0 | 0 | 0 | 0 | 1 | 1 | 1 | 1 | 1 | 0 | 0 | 1 | 1 | 0 | 0 | 0 | 0 | 0 | 0 | 0 | 0 | 1 | 1 | 0 | 0 | 0 | 0 | 0 | 0 | 0 | 0 | 0 | 0 | 0 | 0 | 0 | 0 | 0 | 0 | 0 | 0 | 0 | 0 | 0 | 0 | 0 | 0 | 0 | 0 | 0 | 0 | 0 | 0 | 0 | 0 | 2 |  | 0 | 0 | 0 | 0 | 0 | 0 | 0 | 0 | 0 | 0 | 0 | 0 | 0 | 0 | 0 | 0 | 0 | 0 | 0 | 0 | 0 | 0 | 0 | 0 | 0 | 0 | 0 | 0 | 0 | 0 | 0 | 0 | 0 | 0 | 0 | 0 | 0 | 0 | 0 | 0 | 0 | 0 | 0 | 0 | 0 | 3 | 0 | 2 | 0 | 0 | 0 | -2351.0075 | -489.2175 | 316.3825 | Vaca Dixon-Tesla 500kV Line | Vaca Dixon-Tesla 500kV Line | Birds Landing-Contra Costa 230kV Line |  | 2 | 0 | 1 | 0 | 0 | 0 | -598.6387 | -51.5186 | 316.3825 | Birds Landing-Contra Costa 230kV Line | Birds Landing-Contra Costa 230kV Line | Birds Landing-Contra Costa 230kV Line |  | 5 | 5 | NO | 5 | 1 | 1 | NO | 1
PG&E Fresno Study Area | Giffen | 70 | 0 | 0 | 0 | 0 | 0 | 0 | 0 | 0 | 0 | 0 | 0 | 0 | 0 | 0 | 0 | 0 | 0 | 0 | 0 | 0 | 0 | 0 | 0 | 0 | 0 | 0 | 0 | 0 | 0 | 0 | 0 | 0 | 0 | 0 | 0 | 0 | 0 | 0 | 0 | 0 | 0 | 0 | 0 | 0 | 0 | 0 | 0 | 0 | 0 | 0 | 1 | 0 | 0 | 0 | 0 | 0 | 0 | 0 | 0 | 0 | 0 | 0 | 0 | 0 | 0 | 0 | 0 | 0 | 0 | 0 | 0 | 0 | 0 | 0 | 0 | 0 | 1 | 0 | 0 | 0 | 0 | 0 | 0 | 0 | 0 | 1 | 1 | 0 | 1 | 0 | 0 | 1 | 1 | 1 | 0 | 0 | 0 | 0 | 1 | 0 | 1 | 0 | 0 | 0 | 0 | 1 | 0 | 4 |  | 0 | 0 | 0 | 0 | 0 | 0 | 0 | 0 | 0 | 0 | 0 | 0 | 0 | 0 | 0 | 0 | 0 | 0 | 0 | 0 | 0 | 0 | 0 | 0 | 0 | 0 | 0 | 0 | 0 | 0 | 0 | 0 | 0 | 0 | 0 | 0 | 0 | 0 | 0 | 0 | 0 | 0 | 0 | 0 | 0 | 5 | 1 | 4 | 1 | 3 | 0 | -3595.555 | -2599.731 | -1460.1318 | Midway-Q2005 230kV Line | Midway-Q2005 230kV Line | Midway-Q2005 230kV Line |  | 0 | 2 | 0 | 1 | 0 | 2 | -929.957 | -436.0987 | -498.1318 | Moss Landing-Las Aguilas 230 kV Line | Moss Landing-Las Aguilas 230 kV Line | Midway-Q2005 230kV Line |  | 5 | 4 | YES | 4 | 5 | 4 | YES | 4
PG&E North of Greater Bay Study Area | Glenn | 230 | 0 | 0 | 0 | 0 | 0 | 0 | 0 | 0 | 0 | 0 | 0 | 0 | 0 | 0 | 0 | 0 | 0 | 0 | 0 | 0 | 0 | 0 | 0 | 0 | 0 | 0 | 0 | 0 | 0 | 0 | 0 | 0 | 0 | 0 | 0 | 0 | 0 | 0 | 0 | 0 | 0 | 0 | 0 | 0 | 1 | 0 | 0 | 0 | 0 | 0 | 0 | 0 | 0 | 0 | 0 | 0 | 0 | 0 | 0 | 0 | 0 | 0 | 0 | 0 | 0 | 0 | 0 | 0 | 0 | 0 | 0 | 0 | 0 | 0 | 1 | 0 | 0 | 0 | 0 | 0 | 0 | 0 | 0 | 0 | 0 | 0 | 0 | 0 | 0 | 0 | 0 | 0 | 0 | 0 | 0 | 0 | 0 | 0 | 0 | 0 | 0 | 0 | 0 | 0 | 0 | 0 | 0 | 0 |  | 0 | 0 | 0 | 0 | 0 | 0 | 0 | 0 | 0 | 0 | 0 | 0 | 0 | 0 | 0 | 0 | 0 | 0 | 0 | 0 | 0 | 0 | 0 | 0 | 0 | 0 | 0 | 0 | 0 | 0 | 0 | 4 | 233 | 100 | 0 | 0 | 0 | 0 | 0 | 0 | 0 | 0 | 0 | 0 | 1 | 2 | 0 | 2 | 0 | 0 | 0 | -2351.0075 | -489.2175 | 316.3825 | Vaca Dixon-Tesla 500kV Line | Vaca Dixon-Tesla 500kV Line | Birds Landing-Contra Costa 230kV Line |  | 1 | 0 | 1 | 0 | 0 | 0 | -598.6387 | -51.5186 | 316.3825 | Birds Landing-Contra Costa 230kV Line | Birds Landing-Contra Costa 230kV Line | Birds Landing-Contra Costa 230kV Line |  | 5 | 5 | NO | 5 | 1 | 1 | NO | 1
PG&E North of Greater Bay Study Area | Gold Hill | 230 | 0 | 0 | 0 | 0 | 0 | 0 | 0 | 0 | 0 | 0 | 0 | 0 | 0 | 0 | 0 | 0 | 0 | 0 | 0 | 0 | 0 | 0 | 0 | 0 | 0 | 0 | 0 | 0 | 0 | 0 | 0 | 0 | 0 | 0 | 0 | 0 | 0 | 0 | 0 | 0 | 0 | 0 | 0 | 0 | 1 | 0 | 0 | 0 | 0 | 1 | 1 | 1 | 0 | 0 | 0 | 0 | 0 | 0 | 0 | 0 | 0 | 0 | 0 | 0 | 1 | 1 | 0 | 0 | 0 | 0 | 0 | 0 | 0 | 0 | 0 | 0 | 0 | 0 | 0 | 0 | 0 | 0 | 0 | 0 | 0 | 0 | 0 | 0 | 0 | 0 | 0 | 0 | 0 | 0 | 0 | 0 | 0 | 0 | 0 | 0 | 0 | 0 | 0 | 0 | 0 | 0 | 0 | 0 |  | 0 | 0 | 0 | 0 | 0 | 0 | 0 | 0 | 0 | 0 | 0 | 0 | 0 | 0 | 0 | 0 | 0 | 0 | 0 | 0 | 0 | 0 | 0 | 0 | 0 | 0 | 0 | 0 | 0 | 0 | 0 | 0 | 0 | 0 | 0 | 0 | 0 | 0 | 0 | 0 | 0 | 50 | 0 | 0 | 1 | 3 | 0 | 2 | 0 | 0 | 0 | -2351.0075 | -489.2175 | 87.41 | Vaca Dixon-Tesla 500kV Line | Vaca Dixon-Tesla 500kV Line | Rocklin-Pleaseant grove 115kV line |  | 0 | 1 | 0 | 0 | 0 | 0 | -86.8335 | 267.6995 | 87.41 | Bellota-Weber 230kV line | Rio Oso-Brighton 230kV line | Rocklin-Pleaseant grove 115kV line |  | 5 | 3 | YES | 3 | 1 | 1 | NO | 1
SCE Northern Area | Goleta | 230 | 0 | 0 | 1 | 0 | 1 | 0 | 1 | 0 | 0 | 0 | 0 | 0 | 0 | 0 | 0 | 0 | 0 | 0 | 0 | 0 | 0 | 0 | 0 | 0 | 0 | 0 | 0 | 0 | 1 | 0 | 0 | 0 | 0 | 0 | 0 | 0 | 0 | 0 | 0 | 0 | 0 | 0 | 0 | 0 | 0 | 0 | 0 | 0 | 0 | 0 | 0 | 0 | 0 | 0 | 0 | 0 | 0 | 0 | 0 | 0 | 0 | 0 | 0 | 0 | 0 | 0 | 0 | 0 | 0 | 0 | 0 | 0 | 0 | 0 | 0 | 0 | 0 | 0 | 0 | 0 | 0 | 0 | 0 | 0 | 0 | 0 | 0 | 0 | 0 | 0 | 0 | 0 | 0 | 0 | 0 | 0 | 0 | 0 | 0 | 0 | 0 | 0 | 0 | 0 | 0 | 0 | 0 | 0 |  | 0 | 1.9 | 0 | 0 | 0 | 0 | 0 | 0 | 0 | 0 | 0 | 0 | 0 | 0 | 1 | 0 | 0 | 0 | 0 | 0 | 0 | 0 | 0 | 0 | 0 | 0 | 70 | 0 | 0 | 1 | 0 | 1 | 0 | 0 | 0 | 0 | 0 | 0 | 0 | 0 | 0 | 70 | 0 | 0 | 1 | 2 | 0 | 1 | 0 | 0 | 0 | -4066.4708 | -34.6371 | 1455.259 | Lugo - Victorville area constraint | South of Magunden Constraint | South of Magunden Constraint |  | 1 | 0 | 1 | 0 | 0 | 0 | -596.4338 | -34.6371 | 1455.259 | South of Magunden Constraint | South of Magunden Constraint | South of Magunden Constraint |  | 5 | 5 | NO | 5 | 1 | 1 | NO | 1
SCE Metro Study Area | Goodrich | 230 | 0 | 0 | 0 | 0 | 0 | 0 | 0 | 0 | 0 | 0 | 0 | 0 | 1 | 0 | 0 | 0 | 0 | 0 | 0 | 0 | 0 | 0 | 0 | 0 | 0 | 0 | 0 | 0 | 0 | 0 | 0 | 0 | 0 | 0 | 0 | 0 | 0 | 0 | 0 | 0 | 0 | 0 | 0 | 0 | 0 | 0 | 0 | 0 | 0 | 0 | 0 | 0 | 0 | 0 | 0 | 0 | 0 | 0 | 0 | 0 | 0 | 0 | 0 | 0 | 0 | 0 | 0 | 0 | 0 | 0 | 0 | 0 | 0 | 0 | 0 | 0 | 0 | 0 | 0 | 0 | 0 | 0 | 0 | 0 | 0 | 0 | 0 | 0 | 0 | 0 | 0 | 0 | 0 | 0 | 0 | 0 | 0 | 0 | 0 | 0 | 0 | 0 | 0 | 0 | 0 | 0 | 0 | 0 |  | 0 | 0 | 0 | 0 | 0 | 0 | 0 | 0 | 0 | 0 | 0 | 0 | 0 | 0 | 0 | 0 | 0 | 0 | 0 | 0 | 0 | 0 | 0 | 0 | 0 | 0 | 0 | 0 | 0 | 0 | 0 | 0 | 0 | 0 | 0 | 0 | 0 | 0 | 0 | 0 | 0 | 0 | 0 | 0 | 0 | 0 | 0 | 0 | 0 | 0 | 0 | 11259.896 | 12479.932 | 16166.72 | SCE Metro Area Default Constraint | SCE Metro Area Default Constraint | SCE Metro Area Default Constraint |  | 0 | 0 | 0 | 0 | 0 | 0 | 11259.896 | 12479.932 | 16166.72 | SCE Metro Area Default Constraint | SCE Metro Area Default Constraint | SCE Metro Area Default Constraint |  | 1 | 1 | NO | 1 | 1 | 1 | NO | 1
PG&E Kern Study Area | Goose Lake | 115 | 0 | 0 | 0 | 0 | 0 | 0 | 0 | 0 | 0 | 0 | 0 | 0 | 0 | 0 | 0 | 0 | 0 | 0 | 0 | 0 | 0 | 0 | 0 | 0 | 0 | 0 | 0 | 0 | 0 | 0 | 0 | 0 | 0 | 0 | 0 | 0 | 0 | 0 | 0 | 0 | 0 | 0 | 0 | 0 | 0 | 0 | 0 | 0 | 0 | 0 | 0 | 0 | 0 | 0 | 0 | 0 | 0 | 0 | 0 | 0 | 0 | 0 | 0 | 0 | 0 | 0 | 0 | 0 | 0 | 0 | 0 | 0 | 0 | 0 | 0 | 1 | 1 | 1 | 1 | 0 | 0 | 0 | 1 | 1 | 0 | 0 | 1 | 1 | 0 | 0 | 0 | 0 | 0 | 0 | 0 | 0 | 0 | 0 | 0 | 0 | 0 | 0 | 0 | 0 | 0 | 0 | 0 | 0 |  | 0 | 0 | 0 | 0 | 0 | 0 | 0 | 0 | 0 | 0 | 0 | 0 | 0 | 0 | 0 | 0 | 0 | 0 | 0 | 0 | 0 | 0 | 0 | 0 | 0 | 0 | 0 | 0 | 0 | 0 | 0 | 0 | 0 | 0 | 0 | 0 | 0 | 0 | 0 | 0 | 0 | 0 | 0 | 0 | 0 | 3 | 0 | 3 | 0 | 2 | 0 | -3595.555 | -2599.731 | -1460.1318 | Midway-Q2005 230kV Line | Midway-Q2005 230kV Line | Midway-Q2005 230kV Line |  | 0 | 0 | 0 | 0 | 0 | 2 | 39.518 | 0.14008 | -498.1318 | Semitropic-Midway 115kV Line | Semitropic-Midway 115kV Line | Midway-Q2005 230kV Line |  | 5 | 1 | YES | 2 | 5 | 4 | YES | 4
SCE Metro Study Area | Gould | 230 | 0 | 0 | 0 | 0 | 0 | 0 | 0 | 0 | 0 | 0 | 0 | 0 | 1 | 0 | 0 | 0 | 0 | 0 | 0 | 0 | 0 | 0 | 0 | 0 | 0 | 0 | 0 | 0 | 0 | 0 | 0 | 0 | 0 | 0 | 0 | 0 | 0 | 0 | 0 | 0 | 0 | 0 | 0 | 0 | 0 | 0 | 0 | 0 | 0 | 0 | 0 | 0 | 0 | 0 | 0 | 0 | 0 | 0 | 0 | 0 | 0 | 0 | 0 | 0 | 0 | 0 | 0 | 0 | 0 | 0 | 0 | 0 | 0 | 0 | 0 | 0 | 0 | 0 | 0 | 0 | 0 | 0 | 0 | 0 | 0 | 0 | 0 | 0 | 0 | 0 | 0 | 0 | 0 | 0 | 0 | 0 | 0 | 0 | 0 | 0 | 0 | 0 | 0 | 0 | 0 | 0 | 0 | 0 |  | 0 | 0 | 0 | 0 | 0 | 0 | 0 | 0 | 0 | 0 | 0 | 0 | 0 | 0 | 0 | 0 | 0 | 0 | 0 | 0 | 0 | 0 | 0 | 0 | 0 | 0 | 0 | 0 | 0 | 0 | 0 | 0 | 0 | 0 | 0 | 0 | 0 | 0 | 0 | 0 | 0 | 0 | 0 | 0 | 0 | 0 | 0 | 0 | 0 | 0 | 0 | 11259.896 | 12479.932 | 16166.72 | SCE Metro Area Default Constraint | SCE Metro Area Default Constraint | SCE Metro Area Default Constraint |  | 0 | 0 | 0 | 0 | 0 | 0 | 11259.896 | 12479.932 | 16166.72 | SCE Metro Area Default Constraint | SCE Metro Area Default Constraint | SCE Metro Area Default Constraint |  | 1 | 1 | NO | 1 | 1 | 1 | NO | 1
PG&E Greater Bay Study Area | Grant | 115 | 0 | 0 | 0 | 0 | 0 | 0 | 0 | 0 | 0 | 0 | 0 | 0 | 0 | 0 | 0 | 0 | 0 | 0 | 0 | 0 | 0 | 0 | 0 | 0 | 0 | 0 | 0 | 0 | 0 | 0 | 0 | 0 | 0 | 0 | 0 | 0 | 0 | 0 | 0 | 0 | 0 | 0 | 0 | 0 | 1 | 0 | 0 | 0 | 0 | 0 | 0 | 0 | 0 | 0 | 1 | 1 | 0 | 1 | 1 | 0 | 1 | 0 | 0 | 0 | 0 | 0 | 1 | 0 | 0 | 0 | 0 | 0 | 0 | 1 | 0 | 0 | 0 | 0 | 0 | 0 | 0 | 0 | 0 | 0 | 0 | 0 | 0 | 0 | 0 | 0 | 0 | 0 | 0 | 0 | 0 | 0 | 0 | 0 | 0 | 0 | 0 | 0 | 0 | 0 | 0 | 0 | 0 | 3 |  | 0 | 0 | 0 | 0 | 0 | 0 | 0 | 0 | 0 | 0 | 0 | 0 | 0 | 0 | 0 | 0 | 0 | 0 | 0 | 0 | 0 | 0 | 0 | 0 | 0 | 0 | 0 | 0 | 0 | 0 | 0 | 0 | 0 | 0 | 0 | 0 | 0 | 0 | 0 | 0 | 0 | 0 | 0 | 0 | 0 | 2 | 0 | 1 | 0 | 0 | 0 | -2351.0075 | -489.2175 | 796.7913 | Vaca Dixon-Tesla 500kV Line | Vaca Dixon-Tesla 500kV Line | Windmaster-Delta pumps 230 kV line |  | 1 | 0 | 0 | 0 | 0 | 0 | -278.2328 | 283.5403 | 796.7913 | Windmaster-Delta pumps 230 kV line | Windmaster-Delta pumps 230 kV line | Windmaster-Delta pumps 230 kV line |  | 5 | 5 | NO | 5 | 1 | 1 | NO | 1
PG&E Greater Bay Study Area | Green Valley | 115 | 0 | 0 | 0 | 0 | 0 | 0 | 0 | 0 | 0 | 0 | 0 | 0 | 0 | 0 | 0 | 0 | 0 | 0 | 0 | 0 | 0 | 0 | 0 | 0 | 0 | 0 | 0 | 0 | 0 | 0 | 0 | 0 | 0 | 0 | 0 | 0 | 0 | 0 | 0 | 0 | 0 | 0 | 0 | 0 | 0 | 0 | 0 | 0 | 0 | 0 | 0 | 0 | 0 | 0 | 0 | 0 | 0 | 1 | 0 | 0 | 1 | 0 | 0 | 0 | 1 | 0 | 0 | 0 | 0 | 0 | 0 | 1 | 1 | 0 | 0 | 0 | 0 | 0 | 0 | 0 | 0 | 0 | 0 | 0 | 0 | 0 | 0 | 0 | 0 | 0 | 0 | 0 | 0 | 0 | 0 | 0 | 0 | 0 | 0 | 0 | 0 | 0 | 0 | 1 | 0 | 0 | 0 | 2 |  | 0 | 0 | 0 | 0 | 0 | 0 | 0 | 0 | 0 | 0 | 0 | 0 | 0 | 0 | 0 | 0 | 0 | 0 | 0 | 0 | 0 | 0 | 0 | 0 | 0 | 0 | 0 | 0 | 0 | 0 | 0 | 0 | 0 | 0 | 0 | 0 | 0 | 0 | 0 | 0 | 0 | 0 | 0 | 0 | 0 | 1 | 0 | 1 | 0 | 0 | 0 | -349.3 | -18.55 | 975.5 | Morganhill-Metcalf 115kV Line | Morganhill-Metcalf 115kV Line | Morganhill-Metcalf 115kV Line |  | 1 | 0 | 1 | 0 | 0 | 0 | -349.3 | -18.55 | 975.5 | Morganhill-Metcalf 115kV Line | Morganhill-Metcalf 115kV Line | Morganhill-Metcalf 115kV Line |  | 5 | 5 | NO | 5 | 1 | 1 | NO | 1
PG&E North of Greater Bay Study Area | Greenleaf 1 | 115 | 0 | 0 | 0 | 0 | 0 | 0 | 0 | 0 | 0 | 0 | 0 | 0 | 0 | 0 | 0 | 0 | 0 | 0 | 0 | 0 | 0 | 0 | 0 | 0 | 0 | 0 | 0 | 0 | 0 | 0 | 0 | 0 | 0 | 0 | 0 | 0 | 0 | 0 | 0 | 0 | 0 | 0 | 0 | 0 | 1 | 1 | 0 | 1 | 0 | 1 | 1 | 1 | 1 | 0 | 0 | 0 | 0 | 0 | 0 | 0 | 0 | 0 | 0 | 0 | 1 | 1 | 0 | 0 | 0 | 0 | 0 | 0 | 0 | 0 | 0 | 0 | 0 | 0 | 0 | 0 | 0 | 0 | 0 | 0 | 0 | 0 | 0 | 0 | 0 | 0 | 0 | 0 | 0 | 0 | 0 | 0 | 0 | 0 | 0 | 0 | 0 | 0 | 0 | 0 | 0 | 0 | 0 | 0 |  | 0 | 0 | 0 | 0 | 0 | 0 | 0 | 0 | 0 | 0 | 0 | 0 | 0 | 0 | 0 | 0 | 0 | 0 | 0 | 0 | 0 | 0 | 0 | 0 | 0 | 0 | 0 | 0 | 0 | 0 | 0 | 0 | 0 | 0 | 0 | 0 | 0 | 0 | 0 | 0 | 0 | 0 | 0 | 0 | 0 | 4 | 0 | 3 | 0 | 0 | 1 | -2351.0075 | -489.2175 | -42.98 | Vaca Dixon-Tesla 500kV Line | Vaca Dixon-Tesla 500kV Line | Woodland- Davis 115kV line |  | 0 | 1 | 0 | 0 | 0 | 1 | -86.8335 | 74.966 | -42.98 | Bellota-Weber 230kV line | Woodland- Davis 115kV line | Woodland- Davis 115kV line |  | 5 | 3 | YES | 3 | 3 | 3 | NO | 3
PG&E Fresno Study Area | Gregg | 230 | 0 | 0 | 0 | 0 | 0 | 0 | 0 | 0 | 0 | 0 | 0 | 0 | 0 | 0 | 0 | 0 | 0 | 0 | 0 | 0 | 0 | 0 | 0 | 0 | 0 | 0 | 0 | 0 | 0 | 0 | 0 | 0 | 0 | 0 | 0 | 0 | 0 | 0 | 0 | 0 | 0 | 0 | 0 | 0 | 0 | 0 | 0 | 0 | 0 | 0 | 1 | 0 | 0 | 0 | 0 | 0 | 0 | 0 | 0 | 0 | 0 | 0 | 0 | 0 | 0 | 0 | 0 | 0 | 0 | 0 | 0 | 0 | 0 | 0 | 0 | 0 | 1 | 0 | 0 | 0 | 0 | 0 | 0 | 0 | 0 | 1 | 1 | 0 | 1 | 1 | 1 | 1 | 1 | 1 | 1 | 1 | 0 | 1 | 1 | 0 | 0 | 1 | 0 | 0 | 0 | 1 | 0 | 4 |  | 0 | 0 | 0 | 0 | 0 | 0 | 0 | 0 | 0 | 0 | 0 | 0 | 0 | 0 | 0 | 0 | 0 | 0 | 0 | 0 | 0 | 0 | 0 | 0 | 0 | 0 | 0 | 0 | 0 | 0 | 0 | 0 | 105 | 35 | 0 | 0 | 0 | 0 | 0 | 0 | 0 | 0 | 0 | 130 | 1 | 7 | 1 | 6 | 1 | 4 | 0 | -3595.555 | -2599.731 | -1460.1318 | Midway-Q2005 230kV Line | Midway-Q2005 230kV Line | Midway-Q2005 230kV Line |  | 0 | 2 | 0 | 1 | 0 | 2 | -929.957 | -436.0987 | -498.1318 | Moss Landing-Las Aguilas 230 kV Line | Moss Landing-Las Aguilas 230 kV Line | Midway-Q2005 230kV Line |  | 5 | 4 | YES | 4 | 5 | 4 | YES | 4
PG&E Kern Study Area | Grimmway-Malaga | 115 | 0 | 0 | 0 | 0 | 0 | 0 | 0 | 0 | 0 | 0 | 0 | 0 | 0 | 0 | 0 | 0 | 0 | 0 | 0 | 0 | 0 | 0 | 0 | 0 | 0 | 0 | 0 | 0 | 0 | 0 | 0 | 0 | 0 | 0 | 0 | 0 | 0 | 0 | 0 | 0 | 0 | 0 | 0 | 0 | 0 | 0 | 0 | 0 | 0 | 0 | 0 | 0 | 0 | 0 | 0 | 0 | 0 | 0 | 0 | 0 | 0 | 0 | 0 | 0 | 0 | 0 | 0 | 0 | 0 | 0 | 0 | 0 | 0 | 0 | 0 | 0 | 0 | 0 | 1 | 0 | 0 | 1 | 0 | 1 | 0 | 0 | 0 | 0 | 0 | 0 | 0 | 0 | 0 | 0 | 0 | 0 | 0 | 0 | 0 | 0 | 0 | 0 | 0 | 0 | 0 | 0 | 0 | 0 |  | 0 | 0 | 0 | 0 | 0 | 0 | 0 | 0 | 0 | 0 | 0 | 0 | 0 | 0 | 0 | 0 | 0 | 0 | 0 | 0 | 0 | 0 | 0 | 2.4 | 0 | 0 | 0 | 0 | 0 | 1 | 0 | 0 | 0 | 0 | 0 | 0 | 0 | 0 | 2.4 | 0 | 0 | 0 | 0 | 0 | 1 | 0 | 0 | 0 | 0 | 0 | 0 | 39.518 | 0.14008 | 0.1822 | Semitropic-Midway 115kV Line | Semitropic-Midway 115kV Line | Semitropic-Midway 115kV Line |  | 0 | 0 | 0 | 0 | 0 | 0 | 39.518 | 0.14008 | 0.1822 | Semitropic-Midway 115kV Line | Semitropic-Midway 115kV Line | Semitropic-Midway 115kV Line |  | 1 | 1 | NO | 1 | 1 | 1 | NO | 1
PG&E Fresno Study Area | GWF Hanford | 115 | 0 | 0 | 0 | 0 | 0 | 0 | 0 | 0 | 0 | 0 | 0 | 0 | 0 | 0 | 0 | 0 | 0 | 0 | 0 | 0 | 0 | 0 | 0 | 0 | 0 | 0 | 0 | 0 | 0 | 0 | 0 | 0 | 0 | 0 | 0 | 0 | 0 | 0 | 0 | 0 | 0 | 0 | 0 | 0 | 0 | 0 | 0 | 0 | 0 | 0 | 1 | 0 | 0 | 0 | 0 | 0 | 0 | 0 | 0 | 0 | 0 | 0 | 0 | 0 | 0 | 0 | 0 | 0 | 0 | 0 | 0 | 0 | 0 | 0 | 0 | 0 | 1 | 0 | 0 | 0 | 0 | 0 | 0 | 0 | 0 | 1 | 1 | 0 | 1 | 0 | 1 | 1 | 1 | 1 | 0 | 0 | 0 | 0 | 1 | 0 | 0 | 0 | 0 | 0 | 0 | 1 | 0 | 4 |  | 0 | 0 | 0 | 0 | 0 | 0 | 0 | 0 | 0 | 0 | 0 | 0 | 0 | 0 | 0 | 0 | 0 | 0 | 0 | 0 | 0 | 0 | 0 | 0 | 0 | 0 | 32 | 0 | 0 | 1 | 0 | 0 | 0 | 0 | 0 | 0 | 0 | 0 | 0 | 0 | 0 | 32 | 0 | 0 | 1 | 6 | 1 | 5 | 1 | 3 | 0 | -3595.555 | -2599.731 | -1460.1318 | Midway-Q2005 230kV Line | Midway-Q2005 230kV Line | Midway-Q2005 230kV Line |  | 0 | 2 | 0 | 1 | 0 | 2 | -929.957 | -436.0987 | -498.1318 | Moss Landing-Las Aguilas 230 kV Line | Moss Landing-Las Aguilas 230 kV Line | Midway-Q2005 230kV Line |  | 5 | 4 | YES | 4 | 5 | 4 | YES | 4
SCE Metro Study Area | HarborGen | 230 | 0 | 0 | 0 | 0 | 0 | 0 | 0 | 0 | 0 | 0 | 1 | 1 | 1 | 0 | 0 | 0 | 0 | 0 | 0 | 0 | 0 | 0 | 0 | 0 | 0 | 0 | 0 | 0 | 0 | 0 | 0 | 0 | 0 | 0 | 0 | 0 | 0 | 0 | 0 | 0 | 0 | 0 | 0 | 0 | 0 | 0 | 0 | 0 | 0 | 0 | 0 | 0 | 0 | 0 | 0 | 0 | 0 | 0 | 0 | 0 | 0 | 0 | 0 | 0 | 0 | 0 | 0 | 0 | 0 | 0 | 0 | 0 | 0 | 0 | 0 | 0 | 0 | 0 | 0 | 0 | 0 | 0 | 0 | 0 | 0 | 0 | 0 | 0 | 0 | 0 | 0 | 0 | 0 | 0 | 0 | 0 | 0 | 0 | 0 | 0 | 0 | 0 | 0 | 0 | 0 | 0 | 0 | 0 |  | 0 | 0 | 0 | 0 | 0 | 0 | 0 | 0 | 0 | 0 | 0 | 0 | 0 | 0 | 0 | 0 | 0 | 0 | 0 | 0 | 0 | 0 | 0 | 0 | 0 | 0 | 0 | 0 | 0 | 0 | 0 | 0 | 0 | 0 | 0 | 0 | 0 | 0 | 0 | 0 | 0 | 0 | 0 | 0 | 0 | 0 | 0 | 0 | 0 | 0 | 0 | 2889.234 | 3209.703 | 4183.53 | Hinson - Del Amo Constraint | Hinson - Del Amo Constraint | Hinson - Del Amo Constraint |  | 0 | 0 | 0 | 0 | 0 | 0 | 2889.234 | 3209.703 | 4183.53 | Hinson - Del Amo Constraint | Hinson - Del Amo Constraint | Hinson - Del Amo Constraint |  | 1 | 1 | NO | 1 | 1 | 1 | NO | 1
East of Pisgah Study Area | Harry Allen | 500 | 0 | 0 | 0 | 0 | 0 | 0 | 0 | 0 | 0 | 0 | 0 | 0 | 0 | 0 | 0 | 0 | 0 | 0 | 0 | 1 | 0 | 1 | 0 | 0 | 0 | 0 | 0 | 0 | 1 | 0 | 0 | 0 | 0 | 0 | 0 | 0 | 0 | 0 | 0 | 0 | 0 | 0 | 0 | 0 | 0 | 0 | 0 | 0 | 0 | 0 | 0 | 0 | 0 | 0 | 0 | 0 | 0 | 0 | 0 | 0 | 0 | 0 | 0 | 0 | 0 | 0 | 0 | 0 | 0 | 0 | 0 | 0 | 0 | 0 | 0 | 0 | 0 | 0 | 0 | 0 | 0 | 0 | 0 | 0 | 0 | 0 | 0 | 0 | 0 | 0 | 0 | 0 | 0 | 0 | 0 | 0 | 0 | 0 | 0 | 0 | 0 | 0 | 0 | 0 | 0 | 0 | 0 | 2 |  | 0 | 0 | 0 | 0 | 0 | 0 | 0 | 0 | 0 | 0 | 0 | 0 | 0 | 0 | 0 | 0 | 0 | 0 | 0 | 0 | 0 | 0 | 0 | 0 | 0 | 0 | 0 | 0 | 0 | 0 | 0 | 0 | 0 | 0 | 1060 | 0 | 0 | 0 | 0 | 0 | 0 | 0 | 0 | 0 | 1 | 1 | 2 | 0 | 0 | 0 | 0 | -4938.497 | 19.5125 | 1836.033 | Devers-Red Bluff Constraint | Devers-Red Bluff Constraint | Colorado River-Red Bluff Constraint |  | 0 | 2 | 0 | 0 | 0 | 0 | -4938.497 | 19.5125 | 1836.033 | Devers-Red Bluff Constraint | Devers-Red Bluff Constraint | Colorado River-Red Bluff Constraint |  | 5 | 4 | YES | 4 | 1 | 1 | NO | 1
SDG&E Study Area | Hassayampa | 500 | 0 | 0 | 0 | 0 | 0 | 0 | 0 | 0 | 0 | 0 | 0 | 0 | 0 | 0 | 0 | 0 | 0 | 0 | 0 | 1 | 0 | 1 | 0 | 0 | 0 | 1 | 0 | 0 | 1 | 0 | 0 | 0 | 0 | 0 | 0 | 1 | 0 | 0 | 0 | 0 | 0 | 0 | 0 | 0 | 0 | 0 | 0 | 0 | 0 | 0 | 0 | 0 | 0 | 0 | 0 | 0 | 0 | 0 | 0 | 0 | 0 | 0 | 0 | 0 | 0 | 0 | 0 | 0 | 0 | 0 | 0 | 0 | 0 | 0 | 0 | 0 | 0 | 0 | 0 | 0 | 0 | 0 | 0 | 0 | 0 | 0 | 0 | 0 | 0 | 0 | 0 | 0 | 0 | 0 | 0 | 0 | 0 | 0 | 0 | 0 | 0 | 0 | 0 | 0 | 0 | 0 | 0 | 4 |  | 0 | 0 | 0 | 0 | 0 | 0 | 0 | 0 | 0 | 52.5 | 0 | 12.5 | 0 | 0 | 1 | 0 | 0 | 0 | 0 | 0 | 0 | 0 | 0 | 0 | 0 | 0 | 0 | 0 | 0 | 0 | 0 | 0 | 0 | 0 | 0 | 0 | 0 | 0 | 0 | 250 | 0 | 10 | 0 | 0 | 1 | 1 | 2 | 0 | 0 | 0 | 0 | -4938.497 | 19.5125 | 1836.033 | Devers-Red Bluff Constraint | Devers-Red Bluff Constraint | Colorado River-Red Bluff Constraint |  | 0 | 2 | 0 | 0 | 0 | 0 | -4938.497 | 19.5125 | 1836.033 | Devers-Red Bluff Constraint | Devers-Red Bluff Constraint | Colorado River-Red Bluff Constraint |  | 5 | 4 | YES | 4 | 1 | 1 | NO | 1
PG&E Fresno Study Area | Helm | 230 | 0 | 0 | 0 | 0 | 0 | 0 | 0 | 0 | 0 | 0 | 0 | 0 | 0 | 0 | 0 | 0 | 0 | 0 | 0 | 0 | 0 | 0 | 0 | 0 | 0 | 0 | 0 | 0 | 0 | 0 | 0 | 0 | 0 | 0 | 0 | 0 | 0 | 0 | 0 | 0 | 0 | 0 | 0 | 0 | 0 | 0 | 0 | 0 | 0 | 0 | 1 | 0 | 0 | 0 | 0 | 0 | 0 | 0 | 0 | 0 | 0 | 0 | 0 | 0 | 0 | 0 | 0 | 0 | 0 | 0 | 0 | 0 | 0 | 0 | 0 | 0 | 1 | 0 | 0 | 0 | 0 | 0 | 0 | 0 | 0 | 1 | 1 | 0 | 1 | 1 | 1 | 1 | 1 | 1 | 1 | 1 | 0 | 1 | 1 | 0 | 0 | 1 | 0 | 0 | 0 | 1 | 0 | 4 |  | 0 | 0 | 0 | 0 | 0 | 0 | 0 | 0 | 0 | 0 | 0 | 0 | 0 | 0 | 0 | 0 | 0 | 0 | 0 | 0 | 0 | 0 | 0 | 0 | 0 | 0 | 0 | 0 | 0 | 0 | 0 | 0 | 0 | 0 | 0 | 0 | 0 | 0 | 0 | 20 | 135 | 0 | 80 | 0 | 1 | 7 | 1 | 6 | 1 | 4 | 0 | -3595.555 | -2599.731 | -1460.1318 | Midway-Q2005 230kV Line | Midway-Q2005 230kV Line | Midway-Q2005 230kV Line |  | 0 | 2 | 0 | 1 | 0 | 2 | -929.957 | -436.0987 | -498.1318 | Moss Landing-Las Aguilas 230 kV Line | Moss Landing-Las Aguilas 230 kV Line | Midway-Q2005 230kV Line |  | 5 | 4 | YES | 4 | 5 | 4 | YES | 4
PG&E Fresno Study Area | Henrietta | 230 | 0 | 0 | 0 | 0 | 0 | 0 | 0 | 0 | 0 | 0 | 0 | 0 | 0 | 0 | 0 | 0 | 0 | 0 | 0 | 0 | 0 | 0 | 0 | 0 | 0 | 0 | 0 | 0 | 0 | 0 | 0 | 0 | 0 | 0 | 0 | 0 | 0 | 0 | 0 | 0 | 0 | 0 | 0 | 0 | 0 | 0 | 0 | 0 | 0 | 0 | 0 | 0 | 0 | 0 | 0 | 0 | 0 | 0 | 0 | 0 | 0 | 0 | 0 | 0 | 0 | 0 | 0 | 0 | 0 | 0 | 0 | 0 | 0 | 0 | 0 | 0 | 1 | 0 | 0 | 0 | 0 | 0 | 0 | 0 | 0 | 1 | 1 | 1 | 1 | 0 | 0 | 1 | 0 | 0 | 0 | 1 | 0 | 0 | 1 | 0 | 0 | 0 | 0 | 0 | 0 | 1 | 0 | 2 |  | 0 | 0 | 0 | 0 | 0 | 0 | 0 | 0 | 0 | 0 | 0 | 0 | 0 | 0 | 0 | 0 | 0 | 0 | 0 | 0 | 0 | 0 | 0 | 3 | 0 | 0 | 0 | 0 | 0 | 1 | 0 | 0 | 0 | 0 | 0 | 0 | 0 | 0 | 3 | 115 | 190 | 40 | 50 | 0 | 1 | 4 | 1 | 4 | 1 | 4 | 0 | -3595.555 | -2599.731 | -1460.1318 | Midway-Q2005 230kV Line | Midway-Q2005 230kV Line | Midway-Q2005 230kV Line |  | 0 | 1 | 0 | 1 | 0 | 2 | -929.957 | -436.0987 | -498.1318 | Moss Landing-Las Aguilas 230 kV Line | Moss Landing-Las Aguilas 230 kV Line | Midway-Q2005 230kV Line |  | 5 | 4 | YES | 4 | 5 | 4 | YES | 4
PG&E Fresno Study Area | Herndon | 230 | 0 | 0 | 0 | 0 | 0 | 0 | 0 | 0 | 0 | 0 | 0 | 0 | 0 | 0 | 0 | 0 | 0 | 0 | 0 | 0 | 0 | 0 | 0 | 0 | 0 | 0 | 0 | 0 | 0 | 0 | 0 | 0 | 0 | 0 | 0 | 0 | 0 | 0 | 0 | 0 | 0 | 0 | 0 | 0 | 0 | 0 | 0 | 0 | 0 | 0 | 1 | 0 | 0 | 0 | 0 | 0 | 0 | 0 | 0 | 0 | 0 | 0 | 0 | 0 | 0 | 0 | 0 | 0 | 0 | 0 | 0 | 0 | 0 | 0 | 0 | 0 | 1 | 0 | 0 | 0 | 0 | 0 | 0 | 0 | 0 | 1 | 1 | 0 | 1 | 1 | 1 | 1 | 1 | 1 | 1 | 1 | 0 | 1 | 1 | 0 | 0 | 1 | 0 | 0 | 0 | 1 | 0 | 4 |  | 0 | 1.9 | 0 | 0 | 0 | 0 | 0 | 0 | 0 | 0 | 0 | 0 | 0 | 0 | 1 | 0 | 0 | 0 | 0 | 0 | 0 | 0 | 0 | 0 | 0 | 0 | 0 | 0 | 0 | 0 | 0 | 0 | 0 | 0 | 0 | 0 | 0 | 0 | 0 | 0 | 0 | 0 | 0 | 0 | 0 | 7 | 1 | 6 | 1 | 4 | 0 | -3595.555 | -2599.731 | -1460.1318 | Midway-Q2005 230kV Line | Midway-Q2005 230kV Line | Midway-Q2005 230kV Line |  | 0 | 2 | 0 | 1 | 0 | 2 | -929.957 | -436.0987 | -498.1318 | Moss Landing-Las Aguilas 230 kV Line | Moss Landing-Las Aguilas 230 kV Line | Midway-Q2005 230kV Line |  | 5 | 4 | YES | 4 | 5 | 4 | YES | 4
PG&E Greater Bay Study Area | Hicks | 230 | 0 | 0 | 0 | 0 | 0 | 0 | 0 | 0 | 0 | 0 | 0 | 0 | 0 | 0 | 0 | 0 | 0 | 0 | 0 | 0 | 0 | 0 | 0 | 0 | 0 | 0 | 0 | 0 | 0 | 0 | 0 | 0 | 0 | 0 | 0 | 0 | 0 | 0 | 0 | 0 | 0 | 0 | 0 | 0 | 0 | 0 | 0 | 0 | 0 | 0 | 0 | 0 | 0 | 0 | 0 | 0 | 0 | 0 | 0 | 0 | 0 | 0 | 0 | 0 | 1 | 0 | 0 | 0 | 0 | 0 | 0 | 1 | 0 | 0 | 0 | 0 | 0 | 0 | 0 | 0 | 0 | 0 | 0 | 0 | 0 | 0 | 0 | 0 | 0 | 0 | 0 | 0 | 0 | 0 | 0 | 0 | 0 | 0 | 0 | 0 | 0 | 0 | 0 | 0 | 0 | 0 | 0 | 1 |  | 0 | 0 | 0 | 0 | 0 | 0 | 0 | 0 | 0 | 0 | 0 | 0 | 0 | 0 | 0 | 0 | 0 | 0 | 0 | 0 | 0 | 0 | 0 | 0 | 0 | 0 | 0 | 0 | 0 | 0 | 0 | 0 | 0 | 0 | 0 | 0 | 0 | 0 | 0 | 0 | 0 | 0 | 0 | 0 | 0 | 0 | 0 | 0 | 0 | 0 | 0 | 435.3067 | 2205.9927 | 5900.7877 | Tesla-Bellota 230 kV line | Tesla-Bellota 230 kV line | Tesla-Bellota 230 kV line |  | 0 | 0 | 0 | 0 | 0 | 0 | 435.3067 | 2205.9927 | 5900.7877 | Tesla-Bellota 230 kV line | Tesla-Bellota 230 kV line | Tesla-Bellota 230 kV line |  | 1 | 1 | NO | 1 | 1 | 1 | NO | 1
PG&E North of Greater Bay Study Area | Higgins | 115 | 0 | 0 | 0 | 0 | 0 | 0 | 0 | 0 | 0 | 0 | 0 | 0 | 0 | 0 | 0 | 0 | 0 | 0 | 0 | 0 | 0 | 0 | 0 | 0 | 0 | 0 | 0 | 0 | 0 | 0 | 0 | 0 | 0 | 0 | 0 | 0 | 0 | 0 | 0 | 0 | 0 | 0 | 0 | 0 | 1 | 0 | 0 | 1 | 0 | 0 | 1 | 1 | 1 | 0 | 0 | 0 | 0 | 0 | 0 | 0 | 0 | 0 | 0 | 0 | 1 | 1 | 0 | 0 | 0 | 0 | 0 | 0 | 0 | 0 | 0 | 0 | 0 | 0 | 0 | 0 | 0 | 0 | 0 | 0 | 0 | 0 | 0 | 0 | 0 | 0 | 0 | 0 | 0 | 0 | 0 | 0 | 0 | 0 | 0 | 0 | 0 | 0 | 0 | 0 | 0 | 0 | 0 | 0 |  | 0 | 0 | 0 | 0 | 0 | 0 | 0 | 0 | 0 | 0 | 0 | 0 | 0 | 0 | 0 | 0 | 0 | 0 | 0 | 0 | 0 | 0 | 0 | 0 | 0 | 0 | 0 | 0 | 0 | 0 | 0 | 15 | 0 | 0 | 0 | 0 | 0 | 0 | 0 | 0 | 0 | 0 | 0 | 0 | 1 | 2 | 0 | 1 | 0 | 0 | 0 | -2351.0075 | -489.2175 | 315.64 | Vaca Dixon-Tesla 500kV Line | Vaca Dixon-Tesla 500kV Line | Rio Oso-Brighton 230kV line |  | 0 | 1 | 0 | 0 | 0 | 0 | -86.8335 | 267.6995 | 315.64 | Bellota-Weber 230kV line | Rio Oso-Brighton 230kV line | Rio Oso-Brighton 230kV line |  | 5 | 3 | YES | 3 | 1 | 1 | NO | 1
PG&E North of Greater Bay Study Area | Hilltop (NVE) | 345 | 0 | 0 | 0 | 0 | 0 | 0 | 0 | 0 | 0 | 0 | 0 | 0 | 0 | 0 | 0 | 0 | 0 | 0 | 0 | 0 | 0 | 0 | 0 | 0 | 0 | 0 | 0 | 0 | 0 | 0 | 0 | 0 | 0 | 0 | 0 | 0 | 0 | 0 | 0 | 0 | 0 | 0 | 0 | 0 | 1 | 0 | 0 | 0 | 0 | 0 | 0 | 0 | 0 | 0 | 0 | 0 | 0 | 0 | 0 | 0 | 0 | 0 | 0 | 0 | 0 | 0 | 0 | 0 | 0 | 0 | 0 | 0 | 0 | 0 | 0 | 0 | 0 | 0 | 0 | 0 | 0 | 0 | 0 | 0 | 0 | 0 | 0 | 0 | 0 | 0 | 0 | 0 | 0 | 0 | 0 | 0 | 0 | 0 | 0 | 0 | 0 | 0 | 0 | 0 | 0 | 0 | 0 | 0 |  | 0 | 0 | 0 | 0 | 0 | 0 | 0 | 0 | 0 | 0 | 0 | 0 | 0 | 0 | 0 | 0 | 0 | 0 | 0 | 0 | 0 | 0 | 0 | 0 | 0 | 0 | 0 | 0 | 0 | 0 | 0 | 0 | 200 | 0 | 0 | 0 | 0 | 0 | 0 | 0 | 0 | 0 | 0 | 0 | 1 | 1 | 0 | 1 | 0 | 0 | 0 | -2351.0075 | -489.2175 | 933.5648 | Vaca Dixon-Tesla 500kV Line | Vaca Dixon-Tesla 500kV Line | Vaca Dixon-Tesla 500kV Line |  | 0 | 0 | 0 | 0 | 0 | 0 | 6293.9925 | 8155.7825 | 933.5648 | Vaca Dixon-Tesla 500kV Line | Vaca Dixon-Tesla 500kV Line | Vaca Dixon-Tesla 500kV Line |  | 5 | 1 | YES | 2 | 1 | 1 | NO | 1
PG&E North of Greater Bay Study Area | New Sub - Near existing Madeline (NVE) | 345 | 0 | 0 | 0 | 0 | 0 | 0 | 0 | 0 | 0 | 0 | 0 | 0 | 0 | 0 | 0 | 0 | 0 | 0 | 0 | 0 | 0 | 0 | 0 | 0 | 0 | 0 | 0 | 0 | 0 | 0 | 0 | 0 | 0 | 0 | 0 | 0 | 0 | 0 | 0 | 0 | 0 | 0 | 0 | 0 | 1 | 0 | 0 | 0 | 0 | 0 | 0 | 0 | 0 | 0 | 0 | 0 | 0 | 0 | 0 | 0 | 0 | 0 | 0 | 0 | 0 | 0 | 0 | 0 | 0 | 0 | 0 | 0 | 0 | 0 | 0 | 0 | 0 | 0 | 0 | 0 | 0 | 0 | 0 | 0 | 0 | 0 | 0 | 0 | 0 | 0 | 0 | 0 | 0 | 0 | 0 | 0 | 0 | 0 | 0 | 0 | 0 | 0 | 0 | 0 | 0 | 0 | 0 | 0 |  | 0 | 0 | 0 | 0 | 0 | 0 | 0 | 0 | 0 | 0 | 0 | 0 | 0 | 0 | 0 | 0 | 0 | 0 | 0 | 0 | 0 | 0 | 0 | 0 | 0 | 0 | 0 | 0 | 0 | 0 | 0 | 0 | 400.4 | 0 | 0 | 0 | 0 | 0 | 0 | 0 | 0 | 0 | 0 | 0 | 1 | 1 | 0 | 1 | 0 | 0 | 0 | -2351.0075 | -489.2175 | 933.5648 | Vaca Dixon-Tesla 500kV Line | Vaca Dixon-Tesla 500kV Line | Vaca Dixon-Tesla 500kV Line |  | 0 | 0 | 0 | 0 | 0 | 0 | 6293.9925 | 8155.7825 | 933.5648 | Vaca Dixon-Tesla 500kV Line | Vaca Dixon-Tesla 500kV Line | Vaca Dixon-Tesla 500kV Line |  | 5 | 1 | YES | 2 | 1 | 1 | NO | 1
PG&E North of Greater Bay Study Area | New Sub - Near existing Leavitt (PSREC) | 345 | 0 | 0 | 0 | 0 | 0 | 0 | 0 | 0 | 0 | 0 | 0 | 0 | 0 | 0 | 0 | 0 | 0 | 0 | 0 | 0 | 0 | 0 | 0 | 0 | 0 | 0 | 0 | 0 | 0 | 0 | 0 | 0 | 0 | 0 | 0 | 0 | 0 | 0 | 0 | 0 | 0 | 0 | 0 | 0 | 1 | 0 | 0 | 0 | 0 | 0 | 0 | 0 | 0 | 0 | 0 | 0 | 0 | 0 | 0 | 0 | 0 | 0 | 0 | 0 | 0 | 0 | 0 | 0 | 0 | 0 | 0 | 0 | 0 | 0 | 0 | 0 | 0 | 0 | 0 | 0 | 0 | 0 | 0 | 0 | 0 | 0 | 0 | 0 | 0 | 0 | 0 | 0 | 0 | 0 | 0 | 0 | 0 | 0 | 0 | 0 | 0 | 0 | 0 | 0 | 0 | 0 | 0 | 0 |  | 0 | 0 | 0 | 0 | 0 | 0 | 0 | 0 | 0 | 0 | 0 | 0 | 0 | 0 | 0 | 0 | 0 | 0 | 0 | 0 | 0 | 0 | 0 | 0 | 0 | 0 | 0 | 0 | 0 | 0 | 0 | 0 | 300 | 0 | 0 | 0 | 0 | 0 | 0 | 0 | 0 | 0 | 0 | 0 | 1 | 1 | 0 | 1 | 0 | 0 | 0 | -2351.0075 | -489.2175 | 933.5648 | Vaca Dixon-Tesla 500kV Line | Vaca Dixon-Tesla 500kV Line | Vaca Dixon-Tesla 500kV Line |  | 0 | 0 | 0 | 0 | 0 | 0 | 6293.9925 | 8155.7825 | 933.5648 | Vaca Dixon-Tesla 500kV Line | Vaca Dixon-Tesla 500kV Line | Vaca Dixon-Tesla 500kV Line |  | 5 | 1 | YES | 2 | 1 | 1 | NO | 1
SCE Metro Study Area | Hinson | 230 | 0 | 0 | 0 | 0 | 0 | 0 | 0 | 0 | 0 | 0 | 1 | 1 | 1 | 0 | 0 | 0 | 0 | 0 | 0 | 0 | 0 | 0 | 0 | 0 | 0 | 0 | 0 | 0 | 0 | 0 | 0 | 0 | 0 | 0 | 0 | 0 | 0 | 0 | 0 | 0 | 0 | 0 | 0 | 0 | 0 | 0 | 0 | 0 | 0 | 0 | 0 | 0 | 0 | 0 | 0 | 0 | 0 | 0 | 0 | 0 | 0 | 0 | 0 | 0 | 0 | 0 | 0 | 0 | 0 | 0 | 0 | 0 | 0 | 0 | 0 | 0 | 0 | 0 | 0 | 0 | 0 | 0 | 0 | 0 | 0 | 0 | 0 | 0 | 0 | 0 | 0 | 0 | 0 | 0 | 0 | 0 | 0 | 0 | 0 | 0 | 0 | 0 | 0 | 0 | 0 | 0 | 0 | 0 |  | 0 | 0 | 0 | 0 | 0 | 0 | 0 | 0 | 0 | 0 | 0 | 0 | 0 | 0 | 0 | 0 | 5.6 | 0 | 0 | 0 | 0 | 0 | 0 | 2.4 | 0 | 0 | 200 | 0 | 0 | 1 | 0 | 5.6 | 0 | 0 | 0 | 0 | 0 | 0 | 2.4 | 0 | 0 | 250 | 0 | 0 | 1 | 0 | 0 | 0 | 0 | 0 | 0 | 2889.234 | 3209.703 | 4183.53 | Hinson - Del Amo Constraint | Hinson - Del Amo Constraint | Hinson - Del Amo Constraint |  | 0 | 0 | 0 | 0 | 0 | 0 | 2889.234 | 3209.703 | 4183.53 | Hinson - Del Amo Constraint | Hinson - Del Amo Constraint | Hinson - Del Amo Constraint |  | 1 | 1 | NO | 1 | 1 | 1 | NO | 1
PG&E Greater Bay Study Area | Hollister | 115 | 0 | 0 | 0 | 0 | 0 | 0 | 0 | 0 | 0 | 0 | 0 | 0 | 0 | 0 | 0 | 0 | 0 | 0 | 0 | 0 | 0 | 0 | 0 | 0 | 0 | 0 | 0 | 0 | 0 | 0 | 0 | 0 | 0 | 0 | 0 | 0 | 0 | 0 | 0 | 0 | 0 | 0 | 0 | 0 | 0 | 0 | 0 | 0 | 0 | 0 | 0 | 0 | 0 | 0 | 0 | 0 | 0 | 0 | 0 | 0 | 1 | 0 | 0 | 0 | 1 | 0 | 0 | 0 | 0 | 0 | 0 | 1 | 1 | 0 | 0 | 0 | 0 | 0 | 0 | 0 | 0 | 0 | 0 | 0 | 0 | 0 | 0 | 0 | 0 | 0 | 0 | 1 | 0 | 0 | 0 | 0 | 0 | 0 | 0 | 0 | 0 | 0 | 0 | 1 | 0 | 0 | 0 | 2 |  | 0 | 0 | 0 | 0 | 0 | 0 | 0 | 0 | 0 | 0 | 0 | 0 | 0 | 0 | 0 | 0 | 0 | 0 | 0 | 0 | 0 | 0 | 0 | 0 | 0 | 0 | 10 | 0 | 0 | 1 | 0 | 0 | 0 | 0 | 0 | 0 | 0 | 0 | 0 | 0 | 0 | 10 | 0 | 0 | 1 | 1 | 0 | 1 | 0 | 1 | 0 | -349.3 | -18.55 | -176.86 | Morganhill-Metcalf 115kV Line | Morganhill-Metcalf 115kV Line | Los Banos 500/230kV TB |  | 1 | 0 | 1 | 0 | 0 | 1 | -349.3 | -18.55 | -176.86 | Morganhill-Metcalf 115kV Line | Morganhill-Metcalf 115kV Line | Los Banos 500/230kV TB |  | 5 | 5 | NO | 5 | 5 | 3 | YES | 3
PG&E North of Greater Bay Study Area | Homestake | 115 | 0 | 0 | 0 | 0 | 0 | 0 | 0 | 0 | 0 | 0 | 0 | 0 | 0 | 0 | 0 | 0 | 0 | 0 | 0 | 0 | 0 | 0 | 0 | 0 | 0 | 0 | 0 | 0 | 0 | 0 | 0 | 0 | 0 | 0 | 0 | 0 | 0 | 0 | 0 | 0 | 0 | 0 | 0 | 1 | 1 | 0 | 1 | 0 | 0 | 0 | 0 | 0 | 0 | 0 | 0 | 0 | 0 | 1 | 0 | 1 | 1 | 0 | 0 | 0 | 0 | 0 | 0 | 0 | 0 | 0 | 0 | 0 | 0 | 0 | 1 | 0 | 0 | 0 | 0 | 0 | 0 | 0 | 0 | 0 | 0 | 0 | 0 | 0 | 0 | 0 | 0 | 0 | 0 | 0 | 0 | 0 | 0 | 0 | 0 | 0 | 0 | 0 | 0 | 0 | 0 | 0 | 0 | 1 |  | 0 | 0 | 0 | 0 | 0 | 0 | 0 | 0 | 0 | 0 | 0 | 0 | 0 | 0 | 0 | 0 | 0 | 0 | 0 | 0 | 0 | 0 | 0 | 0 | 0 | 0 | 0 | 0 | 0 | 0 | 0 | 0 | 0 | 0 | 0 | 0 | 0 | 0 | 0 | 0 | 0 | 0 | 0 | 0 | 0 | 2 | 0 | 2 | 0 | 0 | 0 | -2351.0075 | -489.2175 | 316.3825 | Vaca Dixon-Tesla 500kV Line | Vaca Dixon-Tesla 500kV Line | Birds Landing-Contra Costa 230kV Line |  | 1 | 0 | 1 | 0 | 0 | 0 | -598.6387 | -51.5186 | 316.3825 | Birds Landing-Contra Costa 230kV Line | Birds Landing-Contra Costa 230kV Line | Birds Landing-Contra Costa 230kV Line |  | 5 | 5 | NO | 5 | 1 | 1 | NO | 1
PG&E North of Greater Bay Study Area | Honcut | 115 | 0 | 0 | 0 | 0 | 0 | 0 | 0 | 0 | 0 | 0 | 0 | 0 | 0 | 0 | 0 | 0 | 0 | 0 | 0 | 0 | 0 | 0 | 0 | 0 | 0 | 0 | 0 | 0 | 0 | 0 | 0 | 0 | 0 | 0 | 0 | 0 | 0 | 0 | 0 | 0 | 0 | 0 | 0 | 0 | 1 | 0 | 0 | 0 | 0 | 1 | 1 | 1 | 1 | 0 | 0 | 0 | 0 | 0 | 0 | 0 | 0 | 0 | 0 | 0 | 1 | 1 | 0 | 0 | 0 | 0 | 0 | 0 | 0 | 0 | 0 | 0 | 0 | 0 | 0 | 0 | 0 | 0 | 0 | 0 | 0 | 0 | 0 | 0 | 0 | 0 | 0 | 0 | 0 | 0 | 0 | 0 | 0 | 0 | 0 | 0 | 0 | 0 | 0 | 0 | 0 | 0 | 0 | 0 |  | 0 | 0 | 0 | 0 | 0 | 0 | 0 | 0 | 0 | 0 | 0 | 0 | 0 | 0 | 0 | 0 | 0 | 0 | 0 | 0 | 0 | 0 | 0 | 0 | 0 | 0 | 0 | 0 | 0 | 0 | 0 | 2 | 0 | 0 | 0 | 0 | 0 | 0 | 0 | 0 | 0 | 0 | 0 | 0 | 1 | 3 | 0 | 2 | 0 | 0 | 0 | -2351.0075 | -489.2175 | 87.41 | Vaca Dixon-Tesla 500kV Line | Vaca Dixon-Tesla 500kV Line | Rocklin-Pleaseant grove 115kV line |  | 0 | 1 | 0 | 0 | 0 | 0 | -86.8335 | 267.6995 | 87.41 | Bellota-Weber 230kV line | Rio Oso-Brighton 230kV line | Rocklin-Pleaseant grove 115kV line |  | 5 | 3 | YES | 3 | 1 | 1 | NO | 1
SDG&E Study Area | Hoodoo Wash | 500 | 0 | 0 | 0 | 0 | 0 | 0 | 0 | 0 | 0 | 0 | 0 | 0 | 0 | 0 | 0 | 0 | 0 | 0 | 0 | 1 | 0 | 1 | 0 | 0 | 0 | 1 | 0 | 0 | 1 | 0 | 0 | 0 | 0 | 0 | 1 | 1 | 1 | 0 | 0 | 0 | 0 | 0 | 0 | 0 | 0 | 0 | 0 | 0 | 0 | 0 | 0 | 0 | 0 | 0 | 0 | 0 | 0 | 0 | 0 | 0 | 0 | 0 | 0 | 0 | 0 | 0 | 0 | 0 | 0 | 0 | 0 | 0 | 0 | 0 | 0 | 0 | 0 | 0 | 0 | 0 | 0 | 0 | 0 | 0 | 0 | 0 | 0 | 0 | 0 | 0 | 0 | 0 | 0 | 0 | 0 | 0 | 0 | 0 | 0 | 0 | 0 | 0 | 0 | 0 | 0 | 0 | 0 | 6 |  | 0 | 0 | 0 | 0 | 0 | 0 | 0 | 0 | 0 | 0 | 0 | 0 | 0 | 0 | 0 | 0 | 0 | 0 | 0 | 0 | 0 | 0 | 0 | 0 | 0 | 500 | 250 | 0 | 0 | 1 | 0 | 0 | 0 | 0 | 0 | 0 | 0 | 0 | 0 | 250 | 875 | 400 | 150 | 0 | 1 | 1 | 4 | 0 | 0 | 0 | 0 | -4938.497 | 19.5125 | 1836.033 | Devers-Red Bluff Constraint | Devers-Red Bluff Constraint | Colorado River-Red Bluff Constraint |  | 0 | 4 | 0 | 0 | 0 | 0 | -4938.497 | 19.5125 | 1836.033 | Devers-Red Bluff Constraint | Devers-Red Bluff Constraint | Colorado River-Red Bluff Constraint |  | 5 | 4 | YES | 4 | 1 | 1 | NO | 1
PG&E North of Greater Bay Study Area | Hopland | 115 | 0 | 0 | 0 | 0 | 0 | 0 | 0 | 0 | 0 | 0 | 0 | 0 | 0 | 0 | 0 | 0 | 0 | 0 | 0 | 0 | 0 | 0 | 0 | 0 | 0 | 0 | 0 | 0 | 0 | 0 | 0 | 0 | 0 | 0 | 0 | 0 | 0 | 0 | 0 | 0 | 0 | 0 | 0 | 0 | 0 | 0 | 1 | 0 | 0 | 0 | 0 | 0 | 0 | 0 | 0 | 0 | 0 | 0 | 0 | 0 | 0 | 0 | 0 | 0 | 0 | 0 | 0 | 0 | 0 | 0 | 0 | 0 | 0 | 0 | 0 | 0 | 0 | 0 | 0 | 0 | 0 | 0 | 0 | 0 | 0 | 0 | 0 | 0 | 0 | 0 | 0 | 0 | 0 | 0 | 0 | 0 | 0 | 0 | 0 | 0 | 0 | 0 | 0 | 0 | 0 | 0 | 0 | 0 |  | 0 | 0 | 0 | 0 | 0 | 0 | 0 | 0 | 0 | 0 | 0 | 0 | 0 | 0 | 0 | 0 | 0 | 0 | 0 | 0 | 0 | 0 | 0 | 0 | 0 | 0 | 0 | 0 | 0 | 0 | 0 | 0 | 0 | 0 | 0 | 0 | 0 | 0 | 0 | 0 | 0 | 0 | 0 | 0 | 0 | 0 | 0 | 0 | 0 | 0 | 0 | 1323.544 | 1394.9902 | 1399.2972 | Cortina-Eagle Rock 115 kV line | Cortina-Eagle Rock 115 kV line | Cortina-Eagle Rock 115 kV line |  | 0 | 0 | 0 | 0 | 0 | 0 | 1323.544 | 1394.9902 | 1399.2972 | Cortina-Eagle Rock 115 kV line | Cortina-Eagle Rock 115 kV line | Cortina-Eagle Rock 115 kV line |  | 1 | 1 | NO | 1 | 1 | 1 | NO | 1
PG&E North of Greater Bay Study Area | Humboldt | 115 | 0 | 0 | 0 | 0 | 0 | 0 | 0 | 0 | 0 | 0 | 0 | 0 | 0 | 0 | 0 | 0 | 0 | 0 | 0 | 0 | 0 | 0 | 0 | 0 | 0 | 0 | 0 | 0 | 0 | 0 | 0 | 0 | 0 | 0 | 0 | 0 | 0 | 0 | 0 | 0 | 0 | 0 | 0 | 0 | 0 | 0 | 0 | 0 | 0 | 0 | 0 | 0 | 0 | 0 | 0 | 0 | 0 | 0 | 0 | 0 | 0 | 0 | 0 | 0 | 0 | 0 | 0 | 0 | 0 | 0 | 0 | 0 | 0 | 0 | 0 | 0 | 0 | 0 | 0 | 0 | 0 | 0 | 0 | 0 | 0 | 0 | 0 | 0 | 0 | 0 | 0 | 0 | 0 | 0 | 0 | 0 | 0 | 0 | 0 | 0 | 0 | 0 | 0 | 0 | 0 | 0 | 0 | 0 |  | 0 | 0 | 0 | 0 | 0 | 0 | 0 | 0 | 0 | 0 | 0 | 0 | 0 | 0 | 0 | 0 | 0 | 0 | 0 | 0 | 0 | 0 | 0 | 7.969 | 0 | 0 | 1.25 | 0 | 0 | 1 | 0 | 2.5 | 0 | 0 | 0 | 0 | 0 | 0 | 7.969 | 0 | 0 | 1.25 | 0 | 0 | 1 | 0 | 0 | 0 | 0 | 0 | 0 | 0 | 0 | 0 | #N/A | #N/A | #N/A |  | 0 | 0 | 0 | 0 | 0 | 0 | 0 | 0 | 0 | #N/A | #N/A | #N/A |  | 1 | 1 | NO | 1 | 1 | 1 | NO | 1
PG&E North of Greater Bay Study Area | Humboldt (Proposed) | 500 | 0 | 0 | 0 | 0 | 0 | 0 | 0 | 0 | 0 | 0 | 0 | 0 | 0 | 0 | 0 | 0 | 0 | 0 | 0 | 0 | 0 | 0 | 0 | 0 | 0 | 0 | 0 | 0 | 0 | 0 | 0 | 0 | 0 | 0 | 0 | 0 | 0 | 0 | 0 | 0 | 0 | 0 | 0 | 0 | 0 | 0 | 0 | 0 | 0 | 0 | 0 | 0 | 0 | 1 | 0 | 0 | 0 | 0 | 0 | 0 | 0 | 0 | 0 | 0 | 0 | 0 | 0 | 0 | 0 | 0 | 0 | 0 | 0 | 0 | 0 | 0 | 0 | 0 | 0 | 0 | 0 | 0 | 0 | 0 | 0 | 0 | 0 | 0 | 0 | 0 | 0 | 0 | 0 | 0 | 0 | 0 | 0 | 0 | 0 | 0 | 0 | 0 | 0 | 0 | 0 | 0 | 0 | 0 |  | 0 | 0 | 0 | 0 | 0 | 0 | 0 | 0 | 0 | 0 | 0 | 0 | 0 | 0 | 0 | 0 | 0 | 0 | 0 | 0 | 0 | 0 | 0 | 0 | 0 | 0 | 0 | 0 | 0 | 0 | 0 | 0 | 0 | 0 | 0 | 0 | 1607 | 0 | 0 | 0 | 0 | 0 | 0 | 0 | 1 | 1 | 0 | 1 | 0 | 1 | 0 | -1333.81 | -723.15 | -1607 | Humboldt Offshore Wind constraint | Humboldt Offshore Wind constraint | Humboldt Offshore Wind constraint |  | 0 | 0 | 0 | 0 | 0 | 0 | 666.19 | 1276.85 | 393 | Humboldt Offshore Wind constraint | Humboldt Offshore Wind constraint | Humboldt Offshore Wind constraint |  | 5 | 1 | YES | 2 | 5 | 1 | YES | 2
SCE Metro Study Area | Huntington Beach | 230 | 0 | 0 | 0 | 0 | 0 | 0 | 0 | 0 | 0 | 0 | 0 | 0 | 1 | 0 | 0 | 0 | 0 | 0 | 0 | 0 | 0 | 0 | 0 | 0 | 0 | 0 | 0 | 0 | 0 | 0 | 0 | 0 | 0 | 0 | 0 | 0 | 0 | 0 | 0 | 0 | 0 | 0 | 0 | 0 | 0 | 0 | 0 | 0 | 0 | 0 | 0 | 0 | 0 | 0 | 0 | 0 | 0 | 0 | 0 | 0 | 0 | 0 | 0 | 0 | 0 | 0 | 0 | 0 | 0 | 0 | 0 | 0 | 0 | 0 | 0 | 0 | 0 | 0 | 0 | 0 | 0 | 0 | 0 | 0 | 0 | 0 | 0 | 0 | 0 | 0 | 0 | 0 | 0 | 0 | 0 | 0 | 0 | 0 | 0 | 0 | 0 | 0 | 0 | 0 | 0 | 0 | 0 | 0 |  | 0 | 0 | 0 | 0 | 0 | 0 | 0 | 0 | 0 | 0 | 0 | 0 | 0 | 0 | 0 | 0 | 0 | 0 | 0 | 0 | 0 | 0 | 0 | 0 | 0 | 0 | 0 | 0 | 0 | 0 | 0 | 0 | 0 | 0 | 0 | 0 | 0 | 0 | 0 | 0 | 0 | 0 | 0 | 0 | 0 | 0 | 0 | 0 | 0 | 0 | 0 | 11259.896 | 12479.932 | 16166.72 | SCE Metro Area Default Constraint | SCE Metro Area Default Constraint | SCE Metro Area Default Constraint |  | 0 | 0 | 0 | 0 | 0 | 0 | 11259.896 | 12479.932 | 16166.72 | SCE Metro Area Default Constraint | SCE Metro Area Default Constraint | SCE Metro Area Default Constraint |  | 1 | 1 | NO | 1 | 1 | 1 | NO | 1
PG&E North of Greater Bay Study Area | Ignacio | 230 | 0 | 0 | 0 | 0 | 0 | 0 | 0 | 0 | 0 | 0 | 0 | 0 | 0 | 0 | 0 | 0 | 0 | 0 | 0 | 0 | 0 | 0 | 0 | 0 | 0 | 0 | 0 | 0 | 0 | 0 | 0 | 0 | 0 | 0 | 0 | 0 | 0 | 0 | 0 | 0 | 0 | 0 | 0 | 0 | 0 | 0 | 1 | 0 | 0 | 0 | 0 | 0 | 0 | 0 | 0 | 0 | 0 | 0 | 0 | 0 | 0 | 0 | 0 | 0 | 0 | 0 | 0 | 0 | 0 | 0 | 0 | 0 | 0 | 0 | 0 | 0 | 0 | 0 | 0 | 0 | 0 | 0 | 0 | 0 | 0 | 0 | 0 | 0 | 0 | 0 | 0 | 0 | 0 | 0 | 0 | 0 | 0 | 0 | 0 | 0 | 0 | 0 | 0 | 0 | 0 | 0 | 0 | 0 |  | 0 | 0 | 0 | 0 | 0 | 0 | 0 | 0 | 0 | 0 | 0 | 0 | 0 | 0 | 0 | 0 | 0 | 0 | 0 | 0 | 0 | 0 | 0 | 0 | 0 | 0 | 0 | 0 | 0 | 0 | 0 | 0 | 0 | 0 | 0 | 0 | 0 | 0 | 0 | 0 | 0 | 0 | 0 | 0 | 0 | 0 | 0 | 0 | 0 | 0 | 0 | 1323.544 | 1394.9902 | 1399.2972 | Cortina-Eagle Rock 115 kV line | Cortina-Eagle Rock 115 kV line | Cortina-Eagle Rock 115 kV line |  | 0 | 0 | 0 | 0 | 0 | 0 | 1323.544 | 1394.9902 | 1399.2972 | Cortina-Eagle Rock 115 kV line | Cortina-Eagle Rock 115 kV line | Cortina-Eagle Rock 115 kV line |  | 1 | 1 | NO | 1 | 1 | 1 | NO | 1
PG&E North of Greater Bay Study Area | Ignacio | 115 | 0 | 0 | 0 | 0 | 0 | 0 | 0 | 0 | 0 | 0 | 0 | 0 | 0 | 0 | 0 | 0 | 0 | 0 | 0 | 0 | 0 | 0 | 0 | 0 | 0 | 0 | 0 | 0 | 0 | 0 | 0 | 0 | 0 | 0 | 0 | 0 | 0 | 0 | 0 | 0 | 0 | 0 | 0 | 1 | 1 | 0 | 1 | 0 | 0 | 0 | 0 | 0 | 0 | 0 | 0 | 0 | 0 | 1 | 1 | 1 | 1 | 0 | 0 | 0 | 1 | 0 | 0 | 0 | 0 | 0 | 0 | 0 | 0 | 1 | 0 | 0 | 0 | 0 | 0 | 0 | 0 | 0 | 0 | 0 | 0 | 0 | 0 | 0 | 0 | 0 | 0 | 0 | 0 | 0 | 0 | 0 | 0 | 0 | 0 | 0 | 0 | 0 | 0 | 0 | 0 | 0 | 0 | 1 |  | 0 | 0 | 0 | 0 | 0 | 0 | 0 | 0 | 0 | 0 | 0 | 0 | 0 | 0 | 0 | 0 | 0 | 0 | 0 | 0 | 0 | 0 | 0 | 0 | 0 | 0 | 0 | 0 | 0 | 0 | 0 | 0 | 0 | 0 | 0 | 0 | 0 | 0 | 0 | 0 | 0 | 0 | 0 | 0 | 0 | 2 | 0 | 1 | 0 | 0 | 0 | -2351.0075 | -489.2175 | 796.7913 | Vaca Dixon-Tesla 500kV Line | Vaca Dixon-Tesla 500kV Line | Windmaster-Delta pumps 230 kV line |  | 1 | 0 | 0 | 0 | 0 | 0 | -278.2328 | 283.5403 | 796.7913 | Windmaster-Delta pumps 230 kV line | Windmaster-Delta pumps 230 kV line | Windmaster-Delta pumps 230 kV line |  | 5 | 5 | NO | 5 | 1 | 1 | NO | 1
SDG&E Study Area | Imperial Valley | 500 | 0 | 0 | 0 | 0 | 0 | 0 | 0 | 0 | 0 | 0 | 0 | 0 | 0 | 0 | 0 | 0 | 0 | 0 | 0 | 1 | 0 | 1 | 0 | 0 | 0 | 1 | 0 | 0 | 1 | 0 | 0 | 0 | 1 | 0 | 1 | 1 | 1 | 0 | 1 | 1 | 1 | 0 | 0 | 0 | 0 | 0 | 0 | 0 | 0 | 0 | 0 | 0 | 0 | 0 | 0 | 0 | 0 | 0 | 0 | 0 | 0 | 0 | 0 | 0 | 0 | 0 | 0 | 0 | 0 | 0 | 0 | 0 | 0 | 0 | 0 | 0 | 0 | 0 | 0 | 0 | 0 | 0 | 0 | 0 | 0 | 0 | 0 | 0 | 0 | 0 | 0 | 0 | 0 | 0 | 0 | 0 | 0 | 0 | 0 | 0 | 0 | 0 | 0 | 0 | 0 | 0 | 0 | 7 |  | 0 | 0 | 0 | 0 | 0 | 0 | 0 | 0 | 0 | 0 | 0 | 0 | 0 | 0 | 0 | 0 | 0 | 0 | 0 | 0 | 0 | 0 | 0 | 0 | 0 | 0 | 0 | 0 | 0 | 0 | 0 | 0 | 0 | 0 | 0 | 0 | 0 | 0 | 0 | 0 | 0 | 0 | 0 | 0 | 0 | 3 | 5 | 1 | 0 | 0 | 0 | -4938.497 | -95.25 | 244.98 | Devers-Red Bluff Constraint | Silvergate - Bay Blvd 230 kV constraint | Silvergate - Bay Blvd 230 kV constraint |  | 0 | 5 | 0 | 0 | 0 | 0 | -4938.497 | 19.5125 | 912.98 | Devers-Red Bluff Constraint | Devers-Red Bluff Constraint | Silvergate-Old Town 230 kV constraint |  | 5 | 4 | YES | 4 | 1 | 1 | NO | 1
SDG&E Study Area | Imperial Valley | 230 | 0 | 0 | 0 | 0 | 0 | 0 | 0 | 0 | 0 | 0 | 0 | 0 | 0 | 0 | 0 | 0 | 0 | 0 | 0 | 1 | 0 | 1 | 0 | 0 | 0 | 1 | 0 | 0 | 1 | 0 | 0 | 0 | 1 | 0 | 1 | 1 | 1 | 0 | 1 | 1 | 1 | 0 | 0 | 0 | 0 | 0 | 0 | 0 | 0 | 0 | 0 | 0 | 0 | 0 | 0 | 0 | 0 | 0 | 0 | 0 | 0 | 0 | 0 | 0 | 0 | 0 | 0 | 0 | 0 | 0 | 0 | 0 | 0 | 0 | 0 | 0 | 0 | 0 | 0 | 0 | 0 | 0 | 0 | 0 | 0 | 0 | 0 | 0 | 0 | 0 | 0 | 0 | 0 | 0 | 0 | 0 | 0 | 0 | 0 | 0 | 0 | 0 | 0 | 0 | 0 | 0 | 0 | 7 |  | 50 | 0 | 0 | 0 | 0 | 0 | 0 | 0 | 0 | 120 | 0 | 171 | 0 | 0 | 1 | 0 | 0 | 0 | 0 | 0 | 0 | 0 | 0 | 0 | 0 | 0 | 174 | 0 | 0 | 1 | 160 | 0 | 0 | 0 | 0 | 0 | 0 | 0 | 0 | 200 | 162 | 174 | 63 | 0 | 1 | 3 | 5 | 1 | 0 | 0 | 0 | -4938.497 | -95.25 | 244.98 | Devers-Red Bluff Constraint | Silvergate - Bay Blvd 230 kV constraint | Silvergate - Bay Blvd 230 kV constraint |  | 0 | 5 | 0 | 0 | 0 | 0 | -4938.497 | 19.5125 | 912.98 | Devers-Red Bluff Constraint | Devers-Red Bluff Constraint | Silvergate-Old Town 230 kV constraint |  | 5 | 4 | YES | 4 | 1 | 1 | NO | 1
East of Pisgah Study Area | Innovation | 230 | 0 | 0 | 0 | 0 | 0 | 0 | 0 | 0 | 0 | 0 | 0 | 0 | 0 | 0 | 0 | 0 | 0 | 0 | 0 | 1 | 0 | 1 | 0 | 0 | 0 | 0 | 0 | 1 | 1 | 0 | 0 | 0 | 0 | 0 | 0 | 0 | 0 | 0 | 0 | 0 | 0 | 0 | 0 | 0 | 0 | 0 | 0 | 0 | 0 | 0 | 0 | 0 | 0 | 0 | 0 | 0 | 0 | 0 | 0 | 0 | 0 | 0 | 0 | 0 | 0 | 0 | 0 | 0 | 0 | 0 | 0 | 0 | 0 | 0 | 0 | 0 | 0 | 0 | 0 | 0 | 0 | 0 | 0 | 0 | 0 | 0 | 0 | 0 | 0 | 0 | 0 | 0 | 0 | 0 | 0 | 0 | 0 | 0 | 0 | 0 | 0 | 0 | 0 | 0 | 0 | 0 | 0 | 3 |  | 0 | 0 | 0 | 0 | 0 | 0 | 0 | 0 | 0 | 0 | 0 | 0 | 0 | 0 | 0 | 0 | 0 | 0 | 0 | 0 | 0 | 0 | 0 | 0 | 0 | 0 | 0 | 0 | 0 | 0 | 0 | 0 | 0 | 0 | 0 | 0 | 0 | 0 | 0 | 300 | 200 | 100 | 50 | 0 | 1 | 1 | 3 | 0 | 0 | 0 | 0 | -4938.497 | 19.5125 | 1115.45 | Devers-Red Bluff Constraint | Devers-Red Bluff Constraint | GLW 230kV area constraint |  | 0 | 3 | 0 | 0 | 0 | 0 | -4938.497 | 19.5125 | 1115.45 | Devers-Red Bluff Constraint | Devers-Red Bluff Constraint | GLW 230kV area constraint |  | 5 | 4 | YES | 4 | 1 | 1 | NO | 1
East of Pisgah Study Area | Innovation | 138 | 0 | 0 | 0 | 0 | 0 | 0 | 0 | 0 | 0 | 0 | 0 | 0 | 0 | 0 | 0 | 0 | 0 | 0 | 0 | 1 | 0 | 1 | 0 | 0 | 0 | 0 | 1 | 1 | 1 | 0 | 0 | 0 | 0 | 0 | 0 | 0 | 0 | 0 | 0 | 0 | 0 | 0 | 0 | 0 | 0 | 0 | 0 | 0 | 0 | 0 | 0 | 0 | 0 | 0 | 0 | 0 | 0 | 0 | 0 | 0 | 0 | 0 | 0 | 0 | 0 | 0 | 0 | 0 | 0 | 0 | 0 | 0 | 0 | 0 | 0 | 0 | 0 | 0 | 0 | 0 | 0 | 0 | 0 | 0 | 0 | 0 | 0 | 0 | 0 | 0 | 0 | 0 | 0 | 0 | 0 | 0 | 0 | 0 | 0 | 0 | 0 | 0 | 0 | 0 | 0 | 0 | 0 | 4 |  | 0 | 0 | 0 | 0 | 0 | 0 | 0 | 0 | 0 | 0 | 0 | 0 | 0 | 0 | 0 | 0 | 0 | 0 | 0 | 0 | 0 | 0 | 0 | 0 | 0 | 0 | 0 | 0 | 0 | 0 | 0 | 0 | 0 | 0 | 0 | 0 | 0 | 0 | 0 | 0 | 0 | 0 | 0 | 0 | 0 | 1 | 3 | 0 | 0 | 0 | 0 | -4938.497 | 19.5125 | 250.1 | Devers-Red Bluff Constraint | Devers-Red Bluff Constraint | VEA 138kV area constraint |  | 0 | 3 | 0 | 0 | 0 | 0 | -4938.497 | 19.5125 | 250.1 | Devers-Red Bluff Constraint | Devers-Red Bluff Constraint | VEA 138kV area constraint |  | 5 | 4 | YES | 4 | 1 | 1 | NO | 1
SCE North of Lugo Study Area | Inyokern | 115 | 0 | 0 | 0 | 0 | 0 | 0 | 0 | 0 | 0 | 0 | 0 | 0 | 0 | 1 | 1 | 1 | 1 | 0 | 0 | 0 | 0 | 0 | 0 | 0 | 0 | 0 | 0 | 0 | 0 | 0 | 0 | 0 | 0 | 0 | 0 | 0 | 0 | 0 | 0 | 0 | 0 | 0 | 0 | 0 | 0 | 0 | 0 | 0 | 0 | 0 | 0 | 0 | 0 | 0 | 0 | 0 | 0 | 0 | 0 | 0 | 0 | 0 | 0 | 0 | 0 | 0 | 0 | 0 | 0 | 0 | 0 | 0 | 0 | 0 | 0 | 0 | 0 | 0 | 0 | 0 | 0 | 0 | 0 | 0 | 0 | 0 | 0 | 0 | 0 | 0 | 0 | 0 | 0 | 0 | 0 | 0 | 0 | 0 | 0 | 0 | 0 | 0 | 0 | 0 | 0 | 0 | 0 | 3 |  | 0 | 0 | 0 | 0 | 0 | 0 | 0 | 0 | 2 | 0 | 0 | 0 | 0 | 0 | 1 | 0 | 0 | 0 | 0 | 0 | 0 | 0 | 0 | 0 | 0 | 0 | 0 | 0 | 0 | 0 | 0 | 0 | 0 | 0 | 0 | 0 | 0 | 0 | 0 | 0 | 0 | 0 | 0 | 0 | 0 | 0 | 0 | 1 | 0 | 0 | 1 | 0.288 | -0.354 | -0.24 | Control to Inyokern area constraint | Control to Inyokern area constraint | Control to Inyokern area constraint |  | 0 | 0 | 1 | 0 | 0 | 1 | 0.288 | -0.354 | -0.24 | Control to Inyokern area constraint | Control to Inyokern area constraint | Control to Inyokern area constraint |  | 5 | 5 | NO | 5 | 3 | 3 | NO | 3
East of Pisgah Study Area | IS Tap | 138 | 0 | 0 | 0 | 0 | 0 | 0 | 0 | 0 | 0 | 0 | 0 | 0 | 0 | 0 | 0 | 0 | 0 | 0 | 0 | 1 | 0 | 1 | 0 | 0 | 0 | 0 | 1 | 0 | 1 | 0 | 0 | 0 | 0 | 0 | 0 | 0 | 0 | 0 | 0 | 0 | 0 | 0 | 0 | 0 | 0 | 0 | 0 | 0 | 0 | 0 | 0 | 0 | 0 | 0 | 0 | 0 | 0 | 0 | 0 | 0 | 0 | 0 | 0 | 0 | 0 | 0 | 0 | 0 | 0 | 0 | 0 | 0 | 0 | 0 | 0 | 0 | 0 | 0 | 0 | 0 | 0 | 0 | 0 | 0 | 0 | 0 | 0 | 0 | 0 | 0 | 0 | 0 | 0 | 0 | 0 | 0 | 0 | 0 | 0 | 0 | 0 | 0 | 0 | 0 | 0 | 0 | 0 | 3 |  | 0 | 0 | 0 | 0 | 0 | 0 | 0 | 0 | 0 | 0 | 0 | 0 | 0 | 0 | 0 | 0 | 0 | 0 | 0 | 0 | 0 | 0 | 0 | 0 | 0 | 0 | 0 | 0 | 0 | 0 | 0 | 0 | 0 | 0 | 0 | 0 | 0 | 0 | 0 | 0 | 0 | 0 | 0 | 0 | 0 | 1 | 2 | 0 | 0 | 0 | 0 | -4938.497 | 19.5125 | 250.1 | Devers-Red Bluff Constraint | Devers-Red Bluff Constraint | VEA 138kV area constraint |  | 0 | 2 | 0 | 0 | 0 | 0 | -4938.497 | 19.5125 | 250.1 | Devers-Red Bluff Constraint | Devers-Red Bluff Constraint | VEA 138kV area constraint |  | 5 | 4 | YES | 4 | 1 | 1 | NO | 1
East of Pisgah Study Area | Ivanpah | 230 | 0 | 0 | 0 | 0 | 0 | 0 | 0 | 0 | 0 | 0 | 0 | 0 | 0 | 0 | 0 | 0 | 0 | 0 | 0 | 0 | 0 | 0 | 0 | 0 | 0 | 0 | 0 | 0 | 1 | 0 | 0 | 0 | 0 | 0 | 0 | 0 | 0 | 0 | 0 | 0 | 0 | 0 | 0 | 0 | 0 | 0 | 0 | 0 | 0 | 0 | 0 | 0 | 0 | 0 | 0 | 0 | 0 | 0 | 0 | 0 | 0 | 0 | 0 | 0 | 0 | 0 | 0 | 0 | 0 | 0 | 0 | 0 | 0 | 0 | 0 | 0 | 0 | 0 | 0 | 0 | 0 | 0 | 0 | 0 | 0 | 0 | 0 | 0 | 0 | 0 | 0 | 0 | 0 | 0 | 0 | 0 | 0 | 0 | 0 | 0 | 0 | 0 | 0 | 0 | 0 | 0 | 0 | 0 |  | 0 | 0 | 0 | 0 | 0 | 0 | 0 | 0 | 0 | 0 | 0 | 0 | 0 | 0 | 0 | 0 | 0 | 0 | 0 | 0 | 0 | 0 | 0 | 0 | 0 | 0 | 0 | 0 | 0 | 0 | 0 | 0 | 0 | 0 | 0 | 0 | 0 | 0 | 0 | 0 | 0 | 0 | 0 | 0 | 0 | 1 | 0 | 0 | 0 | 0 | 0 | -4066.4708 | 1431.2454 | 2279.042 | Lugo - Victorville area constraint | Lugo - Victorville area constraint | Lugo - Victorville area constraint |  | 0 | 0 | 0 | 0 | 0 | 0 | 2733.5292 | 8231.2454 | 9079.042 | Lugo - Victorville area constraint | Lugo - Victorville area constraint | Lugo - Victorville area constraint |  | 5 | 1 | YES | 2 | 1 | 1 | NO | 1
East of Pisgah Study Area | Jackass (DOE) | 138 | 0 | 0 | 0 | 0 | 0 | 0 | 0 | 0 | 0 | 0 | 0 | 0 | 0 | 0 | 0 | 0 | 0 | 0 | 0 | 1 | 0 | 1 | 0 | 0 | 0 | 0 | 1 | 0 | 1 | 0 | 0 | 0 | 0 | 0 | 0 | 0 | 0 | 0 | 0 | 0 | 0 | 0 | 0 | 0 | 0 | 0 | 0 | 0 | 0 | 0 | 0 | 0 | 0 | 0 | 0 | 0 | 0 | 0 | 0 | 0 | 0 | 0 | 0 | 0 | 0 | 0 | 0 | 0 | 0 | 0 | 0 | 0 | 0 | 0 | 0 | 0 | 0 | 0 | 0 | 0 | 0 | 0 | 0 | 0 | 0 | 0 | 0 | 0 | 0 | 0 | 0 | 0 | 0 | 0 | 0 | 0 | 0 | 0 | 0 | 0 | 0 | 0 | 0 | 0 | 0 | 0 | 0 | 3 |  | 0 | 0 | 0 | 0 | 0 | 0 | 0 | 0 | 0 | 0 | 0 | 0 | 0 | 0 | 0 | 0 | 0 | 0 | 0 | 0 | 0 | 0 | 0 | 0 | 0 | 0 | 0 | 0 | 0 | 0 | 0 | 0 | 0 | 0 | 0 | 0 | 0 | 0 | 0 | 0 | 0 | 0 | 0 | 0 | 0 | 1 | 2 | 0 | 0 | 0 | 0 | -4938.497 | 19.5125 | 250.1 | Devers-Red Bluff Constraint | Devers-Red Bluff Constraint | VEA 138kV area constraint |  | 0 | 2 | 0 | 0 | 0 | 0 | -4938.497 | 19.5125 | 250.1 | Devers-Red Bluff Constraint | Devers-Red Bluff Constraint | VEA 138kV area constraint |  | 5 | 4 | YES | 4 | 1 | 1 | NO | 1
PG&E Fresno Study Area | Jackson Swt | 115 | 0 | 0 | 0 | 0 | 0 | 0 | 0 | 0 | 0 | 0 | 0 | 0 | 0 | 0 | 0 | 0 | 0 | 0 | 0 | 0 | 0 | 0 | 0 | 0 | 0 | 0 | 0 | 0 | 0 | 0 | 0 | 0 | 0 | 0 | 0 | 0 | 0 | 0 | 0 | 0 | 0 | 0 | 0 | 0 | 0 | 0 | 0 | 0 | 0 | 0 | 0 | 0 | 0 | 0 | 0 | 0 | 0 | 0 | 0 | 0 | 0 | 0 | 0 | 0 | 0 | 0 | 0 | 0 | 0 | 0 | 0 | 0 | 0 | 0 | 0 | 0 | 0 | 0 | 0 | 0 | 0 | 0 | 0 | 0 | 0 | 0 | 0 | 0 | 0 | 0 | 0 | 0 | 0 | 0 | 0 | 0 | 0 | 0 | 0 | 0 | 0 | 0 | 0 | 0 | 0 | 0 | 1 | 0 |  | 0 | 0 | 0 | 0 | 0 | 0 | 0 | 0 | 0 | 0 | 0 | 0 | 0 | 0 | 0 | 0 | 0 | 0 | 0 | 0 | 0 | 0 | 0 | 0 | 0 | 0 | 0 | 0 | 0 | 0 | 0 | 0 | 0 | 0 | 0 | 0 | 0 | 0 | 0 | 0 | 0 | 0 | 0 | 0 | 0 | 0 | 0 | 0 | 0 | 0 | 0 | 84.6 | 82.776 | 24.84 | Jacksson-WaukenaCorcoran 115kV line | Jacksson-WaukenaCorcoran 115kV line | Jacksson-WaukenaCorcoran 115kV line |  | 0 | 0 | 0 | 0 | 0 | 0 | 84.6 | 82.776 | 24.84 | Jacksson-WaukenaCorcoran 115kV line | Jacksson-WaukenaCorcoran 115kV line | Jacksson-WaukenaCorcoran 115kV line |  | 1 | 1 | NO | 1 | 1 | 1 | NO | 1
PG&E North of Greater Bay Study Area | Jessup | 115 | 0 | 0 | 0 | 0 | 0 | 0 | 0 | 0 | 0 | 0 | 0 | 0 | 0 | 0 | 0 | 0 | 0 | 0 | 0 | 0 | 0 | 0 | 0 | 0 | 0 | 0 | 0 | 0 | 0 | 0 | 0 | 0 | 0 | 0 | 0 | 0 | 0 | 0 | 0 | 0 | 0 | 0 | 0 | 0 | 1 | 0 | 0 | 0 | 0 | 0 | 0 | 0 | 0 | 0 | 0 | 0 | 0 | 0 | 0 | 0 | 0 | 0 | 0 | 0 | 0 | 0 | 0 | 0 | 0 | 0 | 0 | 0 | 0 | 0 | 0 | 0 | 0 | 0 | 0 | 0 | 0 | 0 | 0 | 0 | 0 | 0 | 0 | 0 | 0 | 0 | 0 | 0 | 0 | 0 | 0 | 0 | 0 | 0 | 0 | 0 | 0 | 0 | 0 | 0 | 0 | 0 | 0 | 0 |  | 0 | 0 | 0 | 0 | 0 | 0 | 0 | 0 | 0 | 0 | 0 | 0 | 0 | 0 | 0 | 0 | 0 | 0 | 0 | 0 | 0 | 0 | 0 | 0 | 0 | 0 | 0 | 0 | 0 | 0 | 0 | 6 | 0 | 0 | 0 | 0 | 0 | 0 | 0 | 0 | 0 | 0 | 0 | 0 | 1 | 1 | 0 | 1 | 0 | 0 | 0 | -2351.0075 | -489.2175 | 933.5648 | Vaca Dixon-Tesla 500kV Line | Vaca Dixon-Tesla 500kV Line | Vaca Dixon-Tesla 500kV Line |  | 0 | 0 | 0 | 0 | 0 | 0 | 6293.9925 | 8155.7825 | 933.5648 | Vaca Dixon-Tesla 500kV Line | Vaca Dixon-Tesla 500kV Line | Vaca Dixon-Tesla 500kV Line |  | 5 | 1 | YES | 2 | 1 | 1 | NO | 1
SCE Metro Study Area | Johanna | 230 | 0 | 0 | 0 | 0 | 0 | 0 | 0 | 0 | 0 | 0 | 0 | 0 | 1 | 0 | 0 | 0 | 0 | 0 | 0 | 0 | 0 | 0 | 0 | 0 | 0 | 0 | 0 | 0 | 0 | 0 | 0 | 0 | 0 | 0 | 0 | 0 | 0 | 0 | 0 | 0 | 0 | 0 | 0 | 0 | 0 | 0 | 0 | 0 | 0 | 0 | 0 | 0 | 0 | 0 | 0 | 0 | 0 | 0 | 0 | 0 | 0 | 0 | 0 | 0 | 0 | 0 | 0 | 0 | 0 | 0 | 0 | 0 | 0 | 0 | 0 | 0 | 0 | 0 | 0 | 0 | 0 | 0 | 0 | 0 | 0 | 0 | 0 | 0 | 0 | 0 | 0 | 0 | 0 | 0 | 0 | 0 | 0 | 0 | 0 | 0 | 0 | 0 | 0 | 0 | 0 | 0 | 0 | 0 |  | 0 | 0 | 0 | 0 | 0 | 0 | 0 | 0 | 0 | 0 | 0 | 61.4 | 0 | 0 | 1 | 0 | 0 | 0 | 0 | 0 | 0 | 0 | 0 | 0 | 0 | 0 | 40 | 0 | 0 | 1 | 0 | 0 | 0 | 0 | 0 | 0 | 0 | 0 | 0 | 0 | 0 | 40 | 50 | 0 | 1 | 0 | 0 | 0 | 0 | 0 | 0 | 11259.896 | 12479.932 | 16166.72 | SCE Metro Area Default Constraint | SCE Metro Area Default Constraint | SCE Metro Area Default Constraint |  | 0 | 0 | 0 | 0 | 0 | 0 | 11259.896 | 12479.932 | 16166.72 | SCE Metro Area Default Constraint | SCE Metro Area Default Constraint | SCE Metro Area Default Constraint |  | 1 | 1 | NO | 1 | 1 | 1 | NO | 1
SCE Eastern Study Area | Julian Hinds | 230 | 0 | 0 | 0 | 0 | 0 | 0 | 0 | 0 | 0 | 0 | 0 | 0 | 0 | 0 | 0 | 0 | 0 | 0 | 0 | 0 | 0 | 1 | 1 | 1 | 0 | 1 | 0 | 0 | 0 | 0 | 0 | 0 | 0 | 0 | 0 | 0 | 0 | 0 | 0 | 0 | 0 | 0 | 0 | 0 | 0 | 0 | 0 | 0 | 0 | 0 | 0 | 0 | 0 | 0 | 0 | 0 | 0 | 0 | 0 | 0 | 0 | 0 | 0 | 0 | 0 | 0 | 0 | 0 | 0 | 0 | 0 | 0 | 0 | 0 | 0 | 0 | 0 | 0 | 0 | 0 | 0 | 0 | 0 | 0 | 0 | 0 | 0 | 0 | 0 | 0 | 0 | 0 | 0 | 0 | 0 | 0 | 0 | 0 | 0 | 0 | 0 | 0 | 0 | 0 | 0 | 0 | 0 | 2 |  | 0 | 0 | 0 | 0 | 0 | 0 | 0 | 0 | 0 | 0 | 0 | 0 | 0 | 0 | 0 | 0 | 0 | 0 | 0 | 0 | 0 | 0 | 0 | 0 | 0 | 0 | 0 | 0 | 0 | 0 | 0 | 0 | 0 | 0 | 0 | 0 | 0 | 0 | 0 | 0 | 0 | 0 | 0 | 0 | 0 | 0 | 1 | 0 | 0 | 0 | 0 | -4938.497 | 0 | 300 | Devers-Red Bluff Constraint | Eagle Mountain Constraint | Eagle Mountain Constraint |  | 0 | 1 | 0 | 0 | 0 | 0 | -4938.497 | 0 | 300 | Devers-Red Bluff Constraint | Eagle Mountain Constraint | Eagle Mountain Constraint |  | 4 | 4 | NO | 4 | 1 | 1 | NO | 1
PG&E Greater Bay Study Area | Kasson | 115 | 0 | 0 | 0 | 0 | 0 | 0 | 0 | 0 | 0 | 0 | 0 | 0 | 0 | 0 | 0 | 0 | 0 | 0 | 0 | 0 | 0 | 0 | 0 | 0 | 0 | 0 | 0 | 0 | 0 | 0 | 0 | 0 | 0 | 0 | 0 | 0 | 0 | 0 | 0 | 0 | 0 | 0 | 0 | 0 | 0 | 0 | 0 | 0 | 0 | 0 | 0 | 0 | 0 | 0 | 0 | 0 | 0 | 0 | 0 | 0 | 0 | 0 | 0 | 0 | 0 | 0 | 0 | 0 | 1 | 0 | 0 | 0 | 0 | 0 | 0 | 0 | 0 | 0 | 0 | 0 | 0 | 0 | 0 | 0 | 0 | 0 | 0 | 0 | 0 | 0 | 0 | 0 | 0 | 0 | 0 | 0 | 0 | 0 | 0 | 0 | 0 | 0 | 0 | 0 | 0 | 0 | 0 | 0 |  | 0 | 0 | 0 | 0 | 0 | 0 | 0 | 0 | 0 | 0 | 0 | 0 | 0 | 0 | 0 | 0 | 0 | 0 | 0 | 0 | 0 | 0 | 0 | 0 | 0 | 0 | 0 | 0 | 0 | 0 | 0 | 0 | 0 | 0 | 0 | 0 | 0 | 0 | 0 | 0 | 0 | 0 | 0 | 0 | 0 | 0 | 0 | 0 | 0 | 0 | 0 | 1020.859 | 1048.156 | 1134.6464 | Tesla-Salado 115 kV line | Tesla-Salado 115 kV line | Tesla-Salado 115 kV line |  | 0 | 0 | 0 | 0 | 0 | 0 | 1020.859 | 1048.156 | 1134.6464 | Tesla-Salado 115 kV line | Tesla-Salado 115 kV line | Tesla-Salado 115 kV line |  | 1 | 1 | NO | 1 | 1 | 1 | NO | 1
PG&E Fresno Study Area | Kearney | 230 | 0 | 0 | 0 | 0 | 0 | 0 | 0 | 0 | 0 | 0 | 0 | 0 | 0 | 0 | 0 | 0 | 0 | 0 | 0 | 0 | 0 | 0 | 0 | 0 | 0 | 0 | 0 | 0 | 0 | 0 | 0 | 0 | 0 | 0 | 0 | 0 | 0 | 0 | 0 | 0 | 0 | 0 | 0 | 0 | 0 | 0 | 0 | 0 | 0 | 0 | 1 | 0 | 0 | 0 | 0 | 0 | 0 | 0 | 0 | 0 | 0 | 0 | 0 | 0 | 0 | 0 | 0 | 0 | 0 | 0 | 0 | 0 | 0 | 0 | 0 | 0 | 1 | 0 | 0 | 0 | 0 | 0 | 0 | 0 | 0 | 1 | 1 | 0 | 1 | 1 | 1 | 1 | 1 | 1 | 0 | 1 | 0 | 1 | 1 | 0 | 0 | 1 | 0 | 0 | 0 | 0 | 0 | 4 |  | 0 | 0 | 0 | 0 | 0 | 0 | 0 | 0 | 0 | 0 | 0 | 0 | 0 | 0 | 0 | 0 | 0 | 0 | 0 | 0 | 0 | 0 | 0 | 0 | 0 | 0 | 0 | 0 | 0 | 0 | 0 | 0 | 0 | 0 | 0 | 0 | 0 | 0 | 0 | 0 | 0 | 0 | 0 | 0 | 0 | 6 | 0 | 5 | 0 | 3 | 0 | -3595.555 | -2599.731 | -1460.1318 | Midway-Q2005 230kV Line | Midway-Q2005 230kV Line | Midway-Q2005 230kV Line |  | 0 | 1 | 0 | 0 | 0 | 2 | -86.8335 | 370.087 | -498.1318 | Bellota-Weber 230kV line | Oro Loma-El Nido 115kV Line | Midway-Q2005 230kV Line |  | 5 | 3 | YES | 3 | 5 | 4 | YES | 4
PG&E Greater Bay Study Area | Kelso | 230 | 0 | 0 | 0 | 0 | 0 | 0 | 0 | 0 | 0 | 0 | 0 | 0 | 0 | 0 | 0 | 0 | 0 | 0 | 0 | 0 | 0 | 0 | 0 | 0 | 0 | 0 | 0 | 0 | 0 | 0 | 0 | 0 | 0 | 0 | 0 | 0 | 0 | 0 | 0 | 0 | 0 | 0 | 0 | 0 | 1 | 0 | 0 | 0 | 0 | 0 | 0 | 0 | 0 | 0 | 0 | 0 | 0 | 0 | 1 | 0 | 1 | 0 | 0 | 0 | 0 | 0 | 0 | 0 | 0 | 0 | 0 | 0 | 0 | 1 | 0 | 0 | 0 | 0 | 0 | 0 | 0 | 0 | 0 | 0 | 0 | 0 | 0 | 0 | 0 | 0 | 0 | 0 | 0 | 0 | 0 | 0 | 0 | 0 | 0 | 0 | 0 | 0 | 0 | 0 | 0 | 0 | 0 | 0 |  | 0 | 0 | 0 | 0 | 0 | 0 | 0 | 0 | 0 | 0 | 0 | 0 | 0 | 0 | 0 | 0 | 0 | 0 | 0 | 0 | 0 | 0 | 0 | 0 | 0 | 0 | 0 | 0 | 0 | 0 | 0 | 0 | 151 | 45 | 0 | 0 | 0 | 0 | 0 | 0 | 0 | 0 | 0 | 0 | 1 | 2 | 0 | 1 | 0 | 0 | 0 | -2351.0075 | -489.2175 | 796.7913 | Vaca Dixon-Tesla 500kV Line | Vaca Dixon-Tesla 500kV Line | Windmaster-Delta pumps 230 kV line |  | 1 | 0 | 0 | 0 | 0 | 0 | -278.2328 | 283.5403 | 796.7913 | Windmaster-Delta pumps 230 kV line | Windmaster-Delta pumps 230 kV line | Windmaster-Delta pumps 230 kV line |  | 5 | 5 | NO | 5 | 1 | 1 | NO | 1
PG&E Kern Study Area | Kern Oil | 115 | 0 | 0 | 0 | 0 | 0 | 0 | 0 | 0 | 0 | 0 | 0 | 0 | 0 | 0 | 0 | 0 | 0 | 0 | 0 | 0 | 0 | 0 | 0 | 0 | 0 | 0 | 0 | 0 | 0 | 0 | 0 | 0 | 0 | 0 | 0 | 0 | 0 | 0 | 0 | 0 | 0 | 0 | 0 | 0 | 0 | 0 | 0 | 0 | 0 | 0 | 0 | 0 | 0 | 0 | 0 | 0 | 0 | 0 | 0 | 0 | 0 | 0 | 0 | 0 | 0 | 0 | 0 | 0 | 0 | 0 | 0 | 0 | 0 | 0 | 0 | 0 | 0 | 0 | 1 | 0 | 0 | 0 | 0 | 1 | 0 | 0 | 0 | 0 | 0 | 0 | 0 | 0 | 0 | 0 | 0 | 0 | 0 | 0 | 0 | 0 | 0 | 0 | 0 | 0 | 0 | 0 | 0 | 0 |  | 0 | 0 | 0 | 0 | 0 | 0 | 0 | 0 | 0 | 0 | 0 | 0 | 0 | 0 | 0 | 0 | 0 | 0 | 0 | 0 | 0 | 0 | 0 | 0 | 0 | 0 | 0 | 0 | 0 | 0 | 0 | 0 | 0 | 0 | 0 | 0 | 0 | 0 | 1 | 0 | 0 | 0 | 0 | 0 | 1 | 0 | 0 | 0 | 0 | 0 | 0 | 39.518 | 0.14008 | 0.1822 | Semitropic-Midway 115kV Line | Semitropic-Midway 115kV Line | Semitropic-Midway 115kV Line |  | 0 | 0 | 0 | 0 | 0 | 0 | 39.518 | 0.14008 | 0.1822 | Semitropic-Midway 115kV Line | Semitropic-Midway 115kV Line | Semitropic-Midway 115kV Line |  | 1 | 1 | NO | 1 | 1 | 1 | NO | 1
PG&E Kern Study Area | Kern PP | 230 | 0 | 0 | 0 | 0 | 0 | 0 | 0 | 0 | 0 | 0 | 0 | 0 | 0 | 0 | 0 | 0 | 0 | 0 | 0 | 0 | 0 | 0 | 0 | 0 | 0 | 0 | 0 | 0 | 0 | 0 | 0 | 0 | 0 | 0 | 0 | 0 | 0 | 0 | 0 | 0 | 0 | 0 | 0 | 0 | 0 | 0 | 0 | 0 | 0 | 0 | 0 | 0 | 0 | 0 | 0 | 0 | 0 | 0 | 0 | 0 | 0 | 0 | 0 | 0 | 0 | 0 | 0 | 0 | 0 | 0 | 0 | 0 | 0 | 0 | 0 | 1 | 1 | 0 | 0 | 0 | 0 | 0 | 0 | 1 | 0 | 1 | 1 | 0 | 0 | 0 | 0 | 0 | 0 | 0 | 0 | 0 | 0 | 0 | 0 | 0 | 0 | 0 | 0 | 0 | 0 | 0 | 0 | 0 |  | 0 | 0 | 0 | 0 | 0 | 0 | 0 | 0 | 0 | 0 | 0 | 0 | 0 | 0 | 0 | 0 | 0 | 0 | 0 | 0 | 0 | 0 | 0 | 0 | 0 | 0 | 0 | 0 | 0 | 0 | 0 | 0 | 0 | 0 | 0 | 0 | 0 | 0 | 0 | 0 | 0 | 0 | 0 | 0 | 0 | 4 | 0 | 4 | 0 | 2 | 0 | -3595.555 | -2599.731 | -1460.1318 | Midway-Q2005 230kV Line | Midway-Q2005 230kV Line | Midway-Q2005 230kV Line |  | 0 | 0 | 0 | 0 | 0 | 2 | 39.518 | 0.14008 | -498.1318 | Semitropic-Midway 115kV Line | Semitropic-Midway 115kV Line | Midway-Q2005 230kV Line |  | 5 | 1 | YES | 2 | 5 | 4 | YES | 4
PG&E Kern Study Area | Kern PP | 115 | 0 | 0 | 0 | 0 | 0 | 0 | 0 | 0 | 0 | 0 | 0 | 0 | 0 | 0 | 0 | 0 | 0 | 0 | 0 | 0 | 0 | 0 | 0 | 0 | 0 | 0 | 0 | 0 | 0 | 0 | 0 | 0 | 0 | 0 | 0 | 0 | 0 | 0 | 0 | 0 | 0 | 0 | 0 | 0 | 0 | 0 | 0 | 0 | 0 | 0 | 0 | 0 | 0 | 0 | 0 | 0 | 0 | 0 | 0 | 0 | 0 | 0 | 0 | 0 | 0 | 0 | 0 | 0 | 0 | 0 | 0 | 0 | 0 | 0 | 0 | 0 | 1 | 0 | 1 | 0 | 1 | 1 | 1 | 1 | 0 | 1 | 1 | 0 | 0 | 0 | 0 | 0 | 0 | 0 | 0 | 0 | 0 | 0 | 0 | 0 | 0 | 0 | 0 | 0 | 0 | 0 | 0 | 0 |  | 0 | 0 | 0 | 0 | 0 | 0 | 0 | 0 | 0 | 0 | 0 | 0 | 0 | 0 | 0 | 0 | 0 | 0 | 0 | 0 | 0 | 0 | 0 | 0 | 0 | 0 | 0 | 0 | 0 | 0 | 0 | 0 | 0 | 0 | 0 | 0 | 0 | 0 | 0 | 0 | 0 | 0 | 0 | 0 | 0 | 3 | 0 | 3 | 0 | 1 | 0 | -3595.555 | -2599.731 | -1460.1318 | Midway-Q2005 230kV Line | Midway-Q2005 230kV Line | Midway-Q2005 230kV Line |  | 0 | 0 | 0 | 0 | 0 | 1 | 39.518 | 0.14008 | -498.1318 | Semitropic-Midway 115kV Line | Semitropic-Midway 115kV Line | Midway-Q2005 230kV Line |  | 5 | 1 | YES | 2 | 5 | 4 | YES | 4
PG&E Kern Study Area | Kernridge | 115 | 0 | 0 | 0 | 0 | 0 | 0 | 0 | 0 | 0 | 0 | 0 | 0 | 0 | 0 | 0 | 0 | 0 | 0 | 0 | 0 | 0 | 0 | 0 | 0 | 0 | 0 | 0 | 0 | 0 | 0 | 0 | 0 | 0 | 0 | 0 | 0 | 0 | 0 | 0 | 0 | 0 | 0 | 0 | 0 | 0 | 0 | 0 | 0 | 0 | 0 | 0 | 0 | 0 | 0 | 0 | 0 | 0 | 0 | 0 | 0 | 0 | 0 | 0 | 0 | 0 | 0 | 0 | 0 | 0 | 0 | 0 | 0 | 0 | 0 | 0 | 0 | 0 | 0 | 0 | 0 | 0 | 0 | 1 | 0 | 0 | 0 | 0 | 0 | 0 | 0 | 0 | 0 | 0 | 0 | 0 | 0 | 0 | 0 | 0 | 0 | 0 | 0 | 0 | 0 | 0 | 0 | 0 | 0 |  | 0 | 0 | 0 | 0 | 0 | 0 | 0 | 0 | 0 | 0 | 0 | 0 | 0 | 0 | 0 | 0 | 0 | 0 | 0 | 0 | 0 | 0 | 0 | 0 | 0 | 0 | 0 | 0 | 0 | 0 | 0 | 0 | 0 | 0 | 0 | 0 | 0 | 0 | 0 | 0 | 0 | 0 | 0 | 0 | 0 | 0 | 0 | 0 | 0 | 0 | 0 | 1017.993 | 982.5404 | 785.5359 | Midway 230/115kV TB #3 | Midway 230/115kV TB #3 | Midway 230/115kV TB #3 |  | 0 | 0 | 0 | 0 | 0 | 0 | 1017.993 | 982.5404 | 785.5359 | Midway 230/115kV TB #3 | Midway 230/115kV TB #3 | Midway 230/115kV TB #3 |  | 1 | 1 | NO | 1 | 1 | 1 | NO | 1
PG&E Greater Bay Study Area | Kirker | 115 | 0 | 0 | 0 | 0 | 0 | 0 | 0 | 0 | 0 | 0 | 0 | 0 | 0 | 0 | 0 | 0 | 0 | 0 | 0 | 0 | 0 | 0 | 0 | 0 | 0 | 0 | 0 | 0 | 0 | 0 | 0 | 0 | 0 | 0 | 0 | 0 | 0 | 0 | 0 | 0 | 0 | 0 | 0 | 1 | 1 | 0 | 0 | 0 | 0 | 0 | 0 | 0 | 0 | 0 | 1 | 1 | 0 | 0 | 0 | 0 | 1 | 0 | 0 | 1 | 1 | 0 | 0 | 0 | 0 | 0 | 0 | 0 | 0 | 1 | 0 | 0 | 0 | 0 | 0 | 0 | 0 | 0 | 0 | 0 | 0 | 0 | 0 | 0 | 0 | 0 | 0 | 0 | 0 | 0 | 0 | 0 | 0 | 0 | 0 | 0 | 0 | 0 | 0 | 0 | 0 | 0 | 0 | 2 |  | 0 | 0 | 0 | 0 | 0 | 0 | 0 | 0 | 0 | 0 | 0 | 0 | 0 | 0 | 0 | 0 | 0 | 0 | 0 | 0 | 0 | 0 | 0 | 0 | 0 | 0 | 0 | 0 | 0 | 0 | 0 | 0 | 0 | 0 | 0 | 0 | 0 | 0 | 3.9 | 0 | 0 | 20 | 0 | 0 | 1 | 1 | 0 | 1 | 0 | 0 | 0 | -2351.0075 | -489.2175 | 933.5648 | Vaca Dixon-Tesla 500kV Line | Vaca Dixon-Tesla 500kV Line | Vaca Dixon-Tesla 500kV Line |  | 0 | 0 | 0 | 0 | 0 | 0 | 435.3067 | 2130.9944 | 933.5648 | Tesla-Bellota 230 kV line | Dumbarton-Newark 115 kV line | Vaca Dixon-Tesla 500kV Line |  | 5 | 1 | YES | 2 | 1 | 1 | NO | 1
PG&E North of Greater Bay Study Area | Knights Landing | 115 | 0 | 0 | 0 | 0 | 0 | 0 | 0 | 0 | 0 | 0 | 0 | 0 | 0 | 0 | 0 | 0 | 0 | 0 | 0 | 0 | 0 | 0 | 0 | 0 | 0 | 0 | 0 | 0 | 0 | 0 | 0 | 0 | 0 | 0 | 0 | 0 | 0 | 0 | 0 | 0 | 0 | 0 | 0 | 0 | 0 | 1 | 0 | 0 | 0 | 0 | 0 | 0 | 0 | 0 | 0 | 0 | 0 | 0 | 0 | 0 | 0 | 0 | 0 | 0 | 0 | 0 | 0 | 0 | 0 | 0 | 0 | 0 | 0 | 0 | 0 | 0 | 0 | 0 | 0 | 0 | 0 | 0 | 0 | 0 | 0 | 0 | 0 | 0 | 0 | 0 | 0 | 0 | 0 | 0 | 0 | 0 | 0 | 0 | 0 | 0 | 0 | 0 | 0 | 0 | 0 | 0 | 0 | 0 |  | 0 | 0 | 0 | 0 | 0 | 0 | 0 | 0 | 0 | 0 | 0 | 0 | 0 | 0 | 0 | 0 | 0 | 0 | 0 | 0 | 0 | 0 | 0 | 0 | 0 | 0 | 0 | 0 | 0 | 0 | 0 | 0 | 0 | 0 | 0 | 0 | 0 | 0 | 0 | 0 | 0 | 0 | 0 | 0 | 0 | 1 | 0 | 1 | 0 | 0 | 1 | -66.65 | -34.034 | -42.98 | Woodland- Davis 115kV line | Woodland- Davis 115kV line | Woodland- Davis 115kV line |  | 0 | 0 | 0 | 0 | 0 | 1 | 42.35 | 74.966 | -42.98 | Woodland- Davis 115kV line | Woodland- Davis 115kV line | Woodland- Davis 115kV line |  | 5 | 1 | YES | 2 | 3 | 3 | NO | 3
SCE North of Lugo Study Area | Kramer | 230 | 0 | 0 | 0 | 0 | 0 | 0 | 0 | 0 | 0 | 0 | 0 | 0 | 0 | 0 | 1 | 1 | 1 | 0 | 0 | 0 | 0 | 0 | 0 | 0 | 0 | 0 | 0 | 0 | 0 | 0 | 0 | 0 | 0 | 0 | 0 | 0 | 0 | 0 | 0 | 0 | 0 | 0 | 0 | 0 | 0 | 0 | 0 | 0 | 0 | 0 | 0 | 0 | 0 | 0 | 0 | 0 | 0 | 0 | 0 | 0 | 0 | 0 | 0 | 0 | 0 | 0 | 0 | 0 | 0 | 0 | 0 | 0 | 0 | 0 | 0 | 0 | 0 | 0 | 0 | 0 | 0 | 0 | 0 | 0 | 0 | 0 | 0 | 0 | 0 | 0 | 0 | 0 | 0 | 0 | 0 | 0 | 0 | 0 | 0 | 0 | 0 | 0 | 0 | 0 | 0 | 0 | 0 | 3 |  | 0 | 0 | 0 | 0 | 0 | 0 | 0 | 0 | 0 | 599 | 33 | 317.5 | 0 | 0 | 1 | 0 | 0 | 0 | 0 | 0 | 0 | 0 | 0 | 0 | 82 | 250 | 261 | 0 | 0 | 1 | 0 | 0 | 0 | 0 | 0 | 0 | 0 | 0 | 0 | 161 | 450 | 306 | 80 | 0 | 1 | 0 | 0 | 0 | 0 | 0 | 0 | 1060.032 | 1388.529 | 642.42 | Lugo Transformer Area Constraint | Lugo Transformer Area Constraint | Lugo Transformer Area Constraint |  | 0 | 0 | 0 | 0 | 0 | 0 | 1060.032 | 1388.529 | 642.42 | Lugo Transformer Area Constraint | Lugo Transformer Area Constraint | Lugo Transformer Area Constraint |  | 1 | 1 | NO | 1 | 1 | 1 | NO | 1
SCE North of Lugo Study Area | Kramer | 115 | 0 | 0 | 0 | 0 | 0 | 0 | 0 | 0 | 0 | 0 | 0 | 0 | 0 | 0 | 1 | 1 | 1 | 0 | 0 | 0 | 0 | 0 | 0 | 0 | 0 | 0 | 0 | 0 | 0 | 0 | 0 | 0 | 0 | 0 | 0 | 0 | 0 | 0 | 0 | 0 | 0 | 0 | 0 | 0 | 0 | 0 | 0 | 0 | 0 | 0 | 0 | 0 | 0 | 0 | 0 | 0 | 0 | 0 | 0 | 0 | 0 | 0 | 0 | 0 | 0 | 0 | 0 | 0 | 0 | 0 | 0 | 0 | 0 | 0 | 0 | 0 | 0 | 0 | 0 | 0 | 0 | 0 | 0 | 0 | 0 | 0 | 0 | 0 | 0 | 0 | 0 | 0 | 0 | 0 | 0 | 0 | 0 | 0 | 0 | 0 | 0 | 0 | 0 | 0 | 0 | 0 | 0 | 3 |  | 0 | 0 | 0 | 0 | 0 | 0 | 0 | 0 | 0 | 0 | 0 | 0 | 0 | 0 | 0 | 0 | 0 | 0 | 0 | 0 | 0 | 0 | 0 | 0 | 0 | 0 | 0 | 0 | 0 | 0 | 0 | 0 | 0 | 0 | 0 | 0 | 0 | 0 | 8 | 0 | 33 | 30 | 0 | 0 | 1 | 0 | 0 | 0 | 0 | 0 | 0 | 1060.032 | 1388.529 | 642.42 | Lugo Transformer Area Constraint | Lugo Transformer Area Constraint | Lugo Transformer Area Constraint |  | 0 | 0 | 0 | 0 | 0 | 0 | 1060.032 | 1388.529 | 642.42 | Lugo Transformer Area Constraint | Lugo Transformer Area Constraint | Lugo Transformer Area Constraint |  | 1 | 1 | NO | 1 | 1 | 1 | NO | 1
SCE North of Lugo Study Area | New Sub - Kramer - Lugo (Proposed) | 230 | 0 | 0 | 0 | 0 | 0 | 0 | 0 | 0 | 0 | 0 | 0 | 0 | 0 | 0 | 1 | 1 | 1 | 0 | 0 | 0 | 0 | 0 | 0 | 0 | 0 | 0 | 0 | 0 | 0 | 0 | 0 | 0 | 0 | 0 | 0 | 0 | 0 | 0 | 0 | 0 | 0 | 0 | 0 | 0 | 0 | 0 | 0 | 0 | 0 | 0 | 0 | 0 | 0 | 0 | 0 | 0 | 0 | 0 | 0 | 0 | 0 | 0 | 0 | 0 | 0 | 0 | 0 | 0 | 0 | 0 | 0 | 0 | 0 | 0 | 0 | 0 | 0 | 0 | 0 | 0 | 0 | 0 | 0 | 0 | 0 | 0 | 0 | 0 | 0 | 0 | 0 | 0 | 0 | 0 | 0 | 0 | 0 | 0 | 0 | 0 | 0 | 0 | 0 | 0 | 0 | 0 | 0 | 3 |  | 0 | 0 | 0 | 0 | 0 | 0 | 0 | 0 | 0 | 0 | 0 | 0 | 0 | 0 | 0 | 0 | 0 | 0 | 0 | 0 | 0 | 0 | 0 | 0 | 0 | 0 | 0 | 0 | 0 | 0 | 0 | 0 | 0 | 0 | 0 | 0 | 0 | 0 | 0 | 0 | 0 | 0 | 0 | 0 | 0 | 0 | 0 | 0 | 0 | 0 | 0 | 1060.032 | 1388.529 | 642.42 | Lugo Transformer Area Constraint | Lugo Transformer Area Constraint | Lugo Transformer Area Constraint |  | 0 | 0 | 0 | 0 | 0 | 0 | 1060.032 | 1388.529 | 642.42 | Lugo Transformer Area Constraint | Lugo Transformer Area Constraint | Lugo Transformer Area Constraint |  | 1 | 1 | NO | 1 | 1 | 1 | NO | 1
SCE Metro Study Area | La Cienega | 230 | 0 | 0 | 0 | 0 | 0 | 0 | 0 | 0 | 0 | 0 | 1 | 1 | 1 | 0 | 0 | 0 | 0 | 0 | 0 | 0 | 0 | 0 | 0 | 0 | 0 | 0 | 0 | 0 | 0 | 0 | 0 | 0 | 0 | 0 | 0 | 0 | 0 | 0 | 0 | 0 | 0 | 0 | 0 | 0 | 0 | 0 | 0 | 0 | 0 | 0 | 0 | 0 | 0 | 0 | 0 | 0 | 0 | 0 | 0 | 0 | 0 | 0 | 0 | 0 | 0 | 0 | 0 | 0 | 0 | 0 | 0 | 0 | 0 | 0 | 0 | 0 | 0 | 0 | 0 | 0 | 0 | 0 | 0 | 0 | 0 | 0 | 0 | 0 | 0 | 0 | 0 | 0 | 0 | 0 | 0 | 0 | 0 | 0 | 0 | 0 | 0 | 0 | 0 | 0 | 0 | 0 | 0 | 0 |  | 0 | 0 | 0 | 0 | 0 | 0 | 0 | 0 | 0 | 0 | 0 | 0 | 0 | 0 | 0 | 0 | 0 | 0 | 0 | 0 | 0 | 0 | 0 | 0 | 0 | 0 | 0 | 0 | 0 | 0 | 0 | 0 | 0 | 0 | 0 | 0 | 0 | 0 | 0 | 0 | 0 | 0 | 0 | 0 | 0 | 0 | 0 | 0 | 0 | 0 | 0 | 2889.234 | 3209.703 | 4183.53 | Hinson - Del Amo Constraint | Hinson - Del Amo Constraint | Hinson - Del Amo Constraint |  | 0 | 0 | 0 | 0 | 0 | 0 | 2889.234 | 3209.703 | 4183.53 | Hinson - Del Amo Constraint | Hinson - Del Amo Constraint | Hinson - Del Amo Constraint |  | 1 | 1 | NO | 1 | 1 | 1 | NO | 1
SCE Metro Study Area | La Fresa | 230 | 0 | 0 | 0 | 0 | 0 | 0 | 0 | 0 | 0 | 0 | 1 | 1 | 1 | 0 | 0 | 0 | 0 | 0 | 0 | 0 | 0 | 0 | 0 | 0 | 0 | 0 | 0 | 0 | 0 | 0 | 0 | 0 | 0 | 0 | 0 | 0 | 0 | 0 | 0 | 0 | 0 | 0 | 0 | 0 | 0 | 0 | 0 | 0 | 0 | 0 | 0 | 0 | 0 | 0 | 0 | 0 | 0 | 0 | 0 | 0 | 0 | 0 | 0 | 0 | 0 | 0 | 0 | 0 | 0 | 0 | 0 | 0 | 0 | 0 | 0 | 0 | 0 | 0 | 0 | 0 | 0 | 0 | 0 | 0 | 0 | 0 | 0 | 0 | 0 | 0 | 0 | 0 | 0 | 0 | 0 | 0 | 0 | 0 | 0 | 0 | 0 | 0 | 0 | 0 | 0 | 0 | 0 | 0 |  | 0 | 0 | 0 | 0 | 0 | 0 | 0 | 0 | 0 | 0 | 0 | 0 | 0 | 0 | 0 | 0 | 0 | 0 | 0 | 0 | 0 | 0 | 0 | 0.64 | 0 | 0 | 0 | 0 | 0 | 1 | 0 | 0 | 0 | 0 | 0 | 0 | 0 | 0 | 0.64 | 0 | 0 | 0 | 0 | 0 | 1 | 0 | 0 | 0 | 0 | 0 | 0 | 2889.234 | 3209.703 | 4183.53 | Hinson - Del Amo Constraint | Hinson - Del Amo Constraint | Hinson - Del Amo Constraint |  | 0 | 0 | 0 | 0 | 0 | 0 | 2889.234 | 3209.703 | 4183.53 | Hinson - Del Amo Constraint | Hinson - Del Amo Constraint | Hinson - Del Amo Constraint |  | 1 | 1 | NO | 1 | 1 | 1 | NO | 1
SCE Metro Study Area | Laguna Bell | 230 | 0 | 0 | 0 | 0 | 0 | 0 | 0 | 0 | 0 | 0 | 1 | 0 | 1 | 0 | 0 | 0 | 0 | 0 | 0 | 0 | 0 | 0 | 0 | 0 | 0 | 0 | 0 | 0 | 0 | 0 | 0 | 0 | 0 | 0 | 0 | 0 | 0 | 0 | 0 | 0 | 0 | 0 | 0 | 0 | 0 | 0 | 0 | 0 | 0 | 0 | 0 | 0 | 0 | 0 | 0 | 0 | 0 | 0 | 0 | 0 | 0 | 0 | 0 | 0 | 0 | 0 | 0 | 0 | 0 | 0 | 0 | 0 | 0 | 0 | 0 | 0 | 0 | 0 | 0 | 0 | 0 | 0 | 0 | 0 | 0 | 0 | 0 | 0 | 0 | 0 | 0 | 0 | 0 | 0 | 0 | 0 | 0 | 0 | 0 | 0 | 0 | 0 | 0 | 0 | 0 | 0 | 0 | 0 |  | 0 | 0 | 0 | 0 | 0 | 0 | 0 | 0 | 0 | 0 | 0 | 0 | 0 | 0 | 0 | 0 | 0 | 0 | 0 | 0 | 0 | 0 | 0 | 0 | 0 | 0 | 100 | 0 | 0 | 1 | 0 | 0 | 0 | 0 | 0 | 0 | 0 | 0 | 0 | 0 | 0 | 600 | 0 | 0 | 1 | 0 | 0 | 0 | 0 | 0 | 0 | 5071.734 | 5878.953 | 8313.03 | Del Amo - Barre Area Constraint | Del Amo - Barre Area Constraint | Del Amo - Barre Area Constraint |  | 0 | 0 | 0 | 0 | 0 | 0 | 5071.734 | 5878.953 | 8313.03 | Del Amo - Barre Area Constraint | Del Amo - Barre Area Constraint | Del Amo - Barre Area Constraint |  | 1 | 1 | NO | 1 | 1 | 1 | NO | 1
PG&E Kern Study Area | Lakeview | 70 | 0 | 0 | 0 | 0 | 0 | 0 | 0 | 0 | 0 | 0 | 0 | 0 | 0 | 0 | 0 | 0 | 0 | 0 | 0 | 0 | 0 | 0 | 0 | 0 | 0 | 0 | 0 | 0 | 0 | 0 | 0 | 0 | 0 | 0 | 0 | 0 | 0 | 0 | 0 | 0 | 0 | 0 | 0 | 0 | 0 | 0 | 0 | 0 | 0 | 0 | 0 | 0 | 0 | 0 | 0 | 0 | 0 | 0 | 0 | 0 | 0 | 0 | 0 | 0 | 0 | 0 | 0 | 0 | 0 | 0 | 0 | 0 | 0 | 0 | 0 | 0 | 1 | 0 | 0 | 0 | 0 | 0 | 0 | 0 | 1 | 1 | 1 | 0 | 0 | 0 | 0 | 0 | 0 | 0 | 0 | 0 | 0 | 0 | 0 | 0 | 0 | 0 | 0 | 0 | 0 | 0 | 0 | 0 |  | 0 | 0 | 0 | 0 | 0 | 0 | 0 | 0 | 0 | 0 | 0 | 0 | 0 | 0 | 0 | 0 | 0 | 0 | 0 | 0 | 0 | 0 | 0 | 0 | 0 | 70 | 64.4 | 0 | 0 | 1 | 0 | 0 | 0 | 0 | 0 | 0 | 0 | 0 | 0 | 0 | 70 | 64.4 | 0 | 0 | 1 | 3 | 0 | 3 | 0 | 1 | 0 | -3595.555 | -2599.731 | -1460.1318 | Midway-Q2005 230kV Line | Midway-Q2005 230kV Line | Midway-Q2005 230kV Line |  | 0 | 0 | 0 | 0 | 0 | 1 | 30.6 | 21.78 | -498.1318 | Midway-Q2011 230 kV Line | Midway-Q2011 230 kV Line | Midway-Q2005 230kV Line |  | 5 | 1 | YES | 2 | 5 | 4 | YES | 4
PG&E North of Greater Bay Study Area | Lakeville | 230 | 0 | 0 | 0 | 0 | 0 | 0 | 0 | 0 | 0 | 0 | 0 | 0 | 0 | 0 | 0 | 0 | 0 | 0 | 0 | 0 | 0 | 0 | 0 | 0 | 0 | 0 | 0 | 0 | 0 | 0 | 0 | 0 | 0 | 0 | 0 | 0 | 0 | 0 | 0 | 0 | 0 | 0 | 0 | 1 | 1 | 0 | 0 | 0 | 0 | 0 | 0 | 0 | 0 | 0 | 0 | 0 | 1 | 1 | 1 | 1 | 1 | 0 | 0 | 0 | 0 | 0 | 0 | 0 | 0 | 0 | 0 | 0 | 0 | 1 | 1 | 0 | 0 | 0 | 0 | 0 | 0 | 0 | 0 | 0 | 0 | 0 | 0 | 0 | 0 | 0 | 0 | 0 | 0 | 0 | 0 | 0 | 0 | 0 | 0 | 0 | 0 | 0 | 0 | 0 | 0 | 0 | 0 | 2 |  | 0 | 0 | 0 | 0 | 0 | 0 | 0 | 0 | 0 | 0 | 0 | 0 | 0 | 0 | 0 | 0 | 0 | 0 | 0 | 0 | 0 | 0 | 0 | 0 | 0 | 11.6 | 41 | 0 | 0 | 1 | 0 | 0 | 0 | 0 | 0 | 0 | 0 | 0 | 0 | 0 | 11.6 | 41 | 0 | 0 | 1 | 3 | 0 | 2 | 0 | 0 | 0 | -2351.0075 | -489.2175 | 316.3825 | Vaca Dixon-Tesla 500kV Line | Vaca Dixon-Tesla 500kV Line | Birds Landing-Contra Costa 230kV Line |  | 2 | 0 | 1 | 0 | 0 | 0 | -598.6387 | -51.5186 | 316.3825 | Birds Landing-Contra Costa 230kV Line | Birds Landing-Contra Costa 230kV Line | Birds Landing-Contra Costa 230kV Line |  | 5 | 5 | NO | 5 | 1 | 1 | NO | 1
PG&E North of Greater Bay Study Area | Lakeville | 115 | 0 | 0 | 0 | 0 | 0 | 0 | 0 | 0 | 0 | 0 | 0 | 0 | 0 | 0 | 0 | 0 | 0 | 0 | 0 | 0 | 0 | 0 | 0 | 0 | 0 | 0 | 0 | 0 | 0 | 0 | 0 | 0 | 0 | 0 | 0 | 0 | 0 | 0 | 0 | 0 | 0 | 0 | 0 | 1 | 1 | 0 | 1 | 0 | 0 | 0 | 0 | 0 | 0 | 0 | 0 | 0 | 1 | 1 | 1 | 1 | 1 | 0 | 0 | 0 | 1 | 0 | 0 | 0 | 0 | 0 | 0 | 0 | 0 | 1 | 1 | 0 | 0 | 0 | 0 | 0 | 0 | 0 | 0 | 0 | 0 | 0 | 0 | 0 | 0 | 0 | 0 | 0 | 0 | 0 | 0 | 0 | 0 | 0 | 0 | 0 | 0 | 0 | 0 | 0 | 0 | 0 | 0 | 2 |  | 0 | 0 | 0 | 0 | 0 | 0 | 0 | 0 | 0 | 0 | 0 | 0 | 0 | 0 | 0 | 0 | 0 | 0 | 0 | 0 | 0 | 0 | 0 | 0 | 0 | 0 | 0 | 0 | 0 | 0 | 0 | 0 | 0 | 0 | 0 | 0 | 0 | 0 | 0 | 0 | 0 | 0 | 0 | 0 | 0 | 3 | 0 | 2 | 0 | 0 | 0 | -2351.0075 | -489.2175 | 316.3825 | Vaca Dixon-Tesla 500kV Line | Vaca Dixon-Tesla 500kV Line | Birds Landing-Contra Costa 230kV Line |  | 2 | 0 | 1 | 0 | 0 | 0 | -598.6387 | -51.5186 | 316.3825 | Birds Landing-Contra Costa 230kV Line | Birds Landing-Contra Costa 230kV Line | Birds Landing-Contra Costa 230kV Line |  | 5 | 5 | NO | 5 | 1 | 1 | NO | 1
PG&E North of Greater Bay Study Area | Lambie | 230 | 0 | 0 | 0 | 0 | 0 | 0 | 0 | 0 | 0 | 0 | 0 | 0 | 0 | 0 | 0 | 0 | 0 | 0 | 0 | 0 | 0 | 0 | 0 | 0 | 0 | 0 | 0 | 0 | 0 | 0 | 0 | 0 | 0 | 0 | 0 | 0 | 0 | 0 | 0 | 0 | 0 | 0 | 0 | 0 | 1 | 0 | 0 | 0 | 0 | 0 | 0 | 0 | 0 | 0 | 0 | 0 | 0 | 0 | 1 | 1 | 1 | 0 | 0 | 1 | 1 | 0 | 0 | 0 | 0 | 0 | 0 | 0 | 0 | 1 | 1 | 0 | 0 | 0 | 0 | 0 | 0 | 0 | 0 | 0 | 0 | 0 | 0 | 0 | 0 | 0 | 0 | 0 | 0 | 0 | 0 | 0 | 0 | 0 | 0 | 0 | 0 | 0 | 0 | 0 | 0 | 0 | 0 | 0 |  | 0 | 0 | 0 | 0 | 0 | 0 | 0 | 0 | 0 | 0 | 0 | 0 | 0 | 0 | 0 | 0 | 0 | 0 | 0 | 0 | 0 | 0 | 0 | 0 | 0 | 0 | 0 | 0 | 0 | 0 | 0 | 0 | 0 | 0 | 0 | 0 | 0 | 0 | 0 | 0 | 0 | 0 | 0 | 0 | 0 | 3 | 0 | 2 | 0 | 0 | 0 | -2351.0075 | -489.2175 | 316.3825 | Vaca Dixon-Tesla 500kV Line | Vaca Dixon-Tesla 500kV Line | Birds Landing-Contra Costa 230kV Line |  | 2 | 0 | 1 | 0 | 0 | 0 | -598.6387 | -51.5186 | 316.3825 | Birds Landing-Contra Costa 230kV Line | Birds Landing-Contra Costa 230kV Line | Birds Landing-Contra Costa 230kV Line |  | 5 | 5 | NO | 5 | 1 | 1 | NO | 1
PG&E Greater Bay Study Area | Lammers | 115 | 0 | 0 | 0 | 0 | 0 | 0 | 0 | 0 | 0 | 0 | 0 | 0 | 0 | 0 | 0 | 0 | 0 | 0 | 0 | 0 | 0 | 0 | 0 | 0 | 0 | 0 | 0 | 0 | 0 | 0 | 0 | 0 | 0 | 0 | 0 | 0 | 0 | 0 | 0 | 0 | 0 | 0 | 0 | 0 | 0 | 0 | 0 | 0 | 0 | 0 | 1 | 0 | 0 | 0 | 0 | 0 | 0 | 0 | 0 | 0 | 1 | 0 | 1 | 0 | 1 | 0 | 0 | 0 | 1 | 0 | 0 | 0 | 0 | 1 | 0 | 0 | 0 | 0 | 0 | 0 | 0 | 0 | 0 | 0 | 0 | 0 | 0 | 0 | 0 | 0 | 0 | 0 | 0 | 0 | 0 | 0 | 0 | 0 | 0 | 0 | 0 | 0 | 0 | 0 | 0 | 0 | 0 | 0 |  | 0 | 0 | 0 | 0 | 0 | 0 | 0 | 0 | 0 | 0 | 0 | 0 | 0 | 0 | 0 | 0 | 0 | 0 | 0 | 0 | 0 | 0 | 0 | 0 | 0 | 0 | 0 | 0 | 0 | 0 | 0 | 0 | 0 | 0 | 0 | 0 | 0 | 0 | 1.1 | 0 | 0 | 0 | 0 | 0 | 1 | 1 | 0 | 0 | 0 | 0 | 0 | -546.8335 | 102.156 | 280.6464 | Bellota-Weber 230kV line | Kasson Jct-Heinz 115 kV line | Kasson Jct-Heinz 115 kV line |  | 0 | 1 | 0 | 0 | 0 | 0 | -86.8335 | 102.156 | 280.6464 | Bellota-Weber 230kV line | Kasson Jct-Heinz 115 kV line | Kasson Jct-Heinz 115 kV line |  | 5 | 3 | YES | 3 | 1 | 1 | NO | 1
PG&E Kern Study Area | Lamont | 115 | 0 | 0 | 0 | 0 | 0 | 0 | 0 | 0 | 0 | 0 | 0 | 0 | 0 | 0 | 0 | 0 | 0 | 0 | 0 | 0 | 0 | 0 | 0 | 0 | 0 | 0 | 0 | 0 | 0 | 0 | 0 | 0 | 0 | 0 | 0 | 0 | 0 | 0 | 0 | 0 | 0 | 0 | 0 | 0 | 0 | 0 | 0 | 0 | 0 | 0 | 0 | 0 | 0 | 0 | 0 | 0 | 0 | 0 | 0 | 0 | 0 | 0 | 0 | 0 | 0 | 0 | 0 | 0 | 0 | 0 | 0 | 0 | 0 | 0 | 0 | 0 | 1 | 0 | 1 | 0 | 1 | 1 | 0 | 1 | 0 | 1 | 1 | 0 | 0 | 0 | 0 | 0 | 0 | 0 | 0 | 0 | 0 | 0 | 0 | 0 | 0 | 0 | 0 | 0 | 0 | 0 | 0 | 0 |  | 0 | 0 | 0 | 0 | 0 | 0 | 0 | 0 | 0 | 0 | 0 | 0 | 0 | 0 | 0 | 0 | 0 | 0 | 0 | 0 | 0 | 0 | 0 | 2 | 0 | 12 | 0 | 0 | 0 | 1 | 0 | 5 | 0 | 0 | 0 | 0 | 0 | 0 | 3.2 | 0 | 102 | 0 | 45 | 0 | 1 | 3 | 0 | 3 | 0 | 1 | 0 | -3595.555 | -2599.731 | -1460.1318 | Midway-Q2005 230kV Line | Midway-Q2005 230kV Line | Midway-Q2005 230kV Line |  | 0 | 0 | 0 | 0 | 0 | 1 | 39.518 | 0.14008 | -498.1318 | Semitropic-Midway 115kV Line | Semitropic-Midway 115kV Line | Midway-Q2005 230kV Line |  | 5 | 1 | YES | 2 | 5 | 4 | YES | 4
PG&E Fresno Study Area | Las Aguilas | 230 | 0 | 0 | 0 | 0 | 0 | 0 | 0 | 0 | 0 | 0 | 0 | 0 | 0 | 0 | 0 | 0 | 0 | 0 | 0 | 0 | 0 | 0 | 0 | 0 | 0 | 0 | 0 | 0 | 0 | 0 | 0 | 0 | 0 | 0 | 0 | 0 | 0 | 0 | 0 | 0 | 0 | 0 | 0 | 0 | 0 | 0 | 0 | 0 | 0 | 0 | 0 | 0 | 0 | 0 | 0 | 0 | 0 | 0 | 0 | 0 | 0 | 0 | 0 | 0 | 0 | 0 | 0 | 0 | 0 | 0 | 0 | 0 | 0 | 0 | 0 | 0 | 1 | 0 | 0 | 0 | 0 | 0 | 0 | 0 | 0 | 1 | 1 | 0 | 0 | 0 | 0 | 1 | 1 | 1 | 0 | 0 | 0 | 0 | 0 | 0 | 0 | 0 | 0 | 1 | 0 | 1 | 0 | 3 |  | 0 | 0 | 0 | 0 | 0 | 0 | 0 | 0 | 0 | 0 | 0 | 0 | 0 | 0 | 0 | 0 | 0 | 0 | 0 | 0 | 0 | 0 | 0 | 0 | 0 | 0 | 0 | 0 | 0 | 0 | 0 | 0 | 0 | 0 | 0 | 0 | 0 | 0 | 0 | 0 | 0 | 0 | 0 | 0 | 0 | 3 | 1 | 3 | 1 | 3 | 0 | -3595.555 | -2599.731 | -1460.1318 | Midway-Q2005 230kV Line | Midway-Q2005 230kV Line | Midway-Q2005 230kV Line |  | 0 | 1 | 0 | 1 | 0 | 2 | -929.957 | -436.0987 | -498.1318 | Moss Landing-Las Aguilas 230 kV Line | Moss Landing-Las Aguilas 230 kV Line | Midway-Q2005 230kV Line |  | 5 | 4 | YES | 4 | 5 | 4 | YES | 4
East of Pisgah Study Area | Lathrop | 138 | 0 | 0 | 0 | 0 | 0 | 0 | 0 | 0 | 0 | 0 | 0 | 0 | 0 | 0 | 0 | 0 | 0 | 0 | 0 | 1 | 0 | 1 | 0 | 0 | 0 | 0 | 1 | 1 | 1 | 0 | 0 | 0 | 0 | 0 | 0 | 0 | 0 | 0 | 0 | 0 | 0 | 0 | 0 | 0 | 0 | 0 | 0 | 0 | 0 | 0 | 0 | 0 | 0 | 0 | 0 | 0 | 0 | 0 | 0 | 0 | 0 | 0 | 0 | 0 | 0 | 0 | 0 | 0 | 0 | 0 | 0 | 0 | 0 | 0 | 0 | 0 | 0 | 0 | 0 | 0 | 0 | 0 | 0 | 0 | 0 | 0 | 0 | 0 | 0 | 0 | 0 | 0 | 0 | 0 | 0 | 0 | 0 | 0 | 0 | 0 | 0 | 0 | 0 | 0 | 0 | 0 | 0 | 4 |  | 0 | 0 | 0 | 0 | 0 | 0 | 0 | 0 | 0 | 0 | 0 | 0 | 0 | 0 | 0 | 0 | 0 | 0 | 0 | 0 | 0 | 0 | 0 | 0 | 0 | 0 | 0 | 0 | 0 | 0 | 0 | 0 | 310 | 0 | 0 | 0 | 0 | 0 | 0 | 25 | 325 | 150 | 0 | 0 | 1 | 1 | 3 | 0 | 0 | 0 | 0 | -4938.497 | 19.5125 | 250.1 | Devers-Red Bluff Constraint | Devers-Red Bluff Constraint | VEA 138kV area constraint |  | 0 | 3 | 0 | 0 | 0 | 0 | -4938.497 | 19.5125 | 250.1 | Devers-Red Bluff Constraint | Devers-Red Bluff Constraint | VEA 138kV area constraint |  | 5 | 4 | YES | 4 | 1 | 1 | NO | 1
PG&E Fresno Study Area | Le Grand | 115 | 0 | 0 | 0 | 0 | 0 | 0 | 0 | 0 | 0 | 0 | 0 | 0 | 0 | 0 | 0 | 0 | 0 | 0 | 0 | 0 | 0 | 0 | 0 | 0 | 0 | 0 | 0 | 0 | 0 | 0 | 0 | 0 | 0 | 0 | 0 | 0 | 0 | 0 | 0 | 0 | 0 | 0 | 0 | 0 | 0 | 0 | 0 | 0 | 0 | 0 | 1 | 0 | 0 | 0 | 0 | 0 | 0 | 0 | 0 | 0 | 0 | 0 | 0 | 0 | 0 | 0 | 0 | 0 | 0 | 0 | 0 | 0 | 0 | 0 | 0 | 0 | 1 | 0 | 0 | 0 | 0 | 0 | 0 | 0 | 0 | 1 | 1 | 0 | 1 | 1 | 1 | 1 | 1 | 1 | 0 | 1 | 0 | 1 | 1 | 1 | 0 | 1 | 0 | 0 | 0 | 1 | 0 | 4 |  | 0 | 0 | 0 | 0 | 0 | 0 | 0 | 0 | 0 | 0 | 0 | 0 | 0 | 0 | 0 | 0 | 0 | 0 | 0 | 0 | 0 | 0 | 0 | 0 | 0 | 0 | 0 | 0 | 0 | 0 | 0 | 0 | 0 | 0 | 0 | 0 | 0 | 0 | 0 | 25 | 5 | 0 | 24 | 0 | 1 | 6 | 1 | 5 | 1 | 4 | 0 | -3595.555 | -2599.731 | -1460.1318 | Midway-Q2005 230kV Line | Midway-Q2005 230kV Line | Midway-Q2005 230kV Line |  | 0 | 2 | 0 | 1 | 0 | 2 | -929.957 | -436.0987 | -498.1318 | Moss Landing-Las Aguilas 230 kV Line | Moss Landing-Las Aguilas 230 kV Line | Midway-Q2005 230kV Line |  | 5 | 4 | YES | 4 | 5 | 4 | YES | 4
PG&E Kern Study Area | Lerdo | 115 | 0 | 0 | 0 | 0 | 0 | 0 | 0 | 0 | 0 | 0 | 0 | 0 | 0 | 0 | 0 | 0 | 0 | 0 | 0 | 0 | 0 | 0 | 0 | 0 | 0 | 0 | 0 | 0 | 0 | 0 | 0 | 0 | 0 | 0 | 0 | 0 | 0 | 0 | 0 | 0 | 0 | 0 | 0 | 0 | 0 | 0 | 0 | 0 | 0 | 0 | 0 | 0 | 0 | 0 | 0 | 0 | 0 | 0 | 0 | 0 | 0 | 0 | 0 | 0 | 0 | 0 | 0 | 0 | 0 | 0 | 0 | 0 | 0 | 0 | 0 | 0 | 0 | 0 | 1 | 0 | 0 | 0 | 1 | 1 | 0 | 0 | 0 | 0 | 0 | 0 | 0 | 0 | 0 | 0 | 0 | 0 | 0 | 0 | 0 | 0 | 0 | 0 | 0 | 0 | 0 | 0 | 0 | 0 |  | 0 | 0 | 0 | 0 | 0 | 0 | 0 | 0 | 0 | 0 | 0 | 0 | 0 | 0 | 0 | 0 | 0 | 0 | 0 | 0 | 0 | 0 | 0 | 0 | 0 | 0 | 0 | 0 | 0 | 0 | 0 | 0 | 0 | 0 | 0 | 0 | 0 | 0 | 0 | 0 | 0 | 0 | 0 | 0 | 0 | 0 | 0 | 0 | 0 | 0 | 0 | 39.518 | 0.14008 | 0.1822 | Semitropic-Midway 115kV Line | Semitropic-Midway 115kV Line | Semitropic-Midway 115kV Line |  | 0 | 0 | 0 | 0 | 0 | 0 | 39.518 | 0.14008 | 0.1822 | Semitropic-Midway 115kV Line | Semitropic-Midway 115kV Line | Semitropic-Midway 115kV Line |  | 1 | 1 | NO | 1 | 1 | 1 | NO | 1
SCE Metro Study Area | Lewis | 230 | 0 | 0 | 0 | 0 | 0 | 0 | 0 | 0 | 0 | 0 | 0 | 0 | 1 | 0 | 0 | 0 | 0 | 0 | 0 | 0 | 0 | 0 | 0 | 0 | 0 | 0 | 0 | 0 | 0 | 0 | 0 | 0 | 0 | 0 | 0 | 0 | 0 | 0 | 0 | 0 | 0 | 0 | 0 | 0 | 0 | 0 | 0 | 0 | 0 | 0 | 0 | 0 | 0 | 0 | 0 | 0 | 0 | 0 | 0 | 0 | 0 | 0 | 0 | 0 | 0 | 0 | 0 | 0 | 0 | 0 | 0 | 0 | 0 | 0 | 0 | 0 | 0 | 0 | 0 | 0 | 0 | 0 | 0 | 0 | 0 | 0 | 0 | 0 | 0 | 0 | 0 | 0 | 0 | 0 | 0 | 0 | 0 | 0 | 0 | 0 | 0 | 0 | 0 | 0 | 0 | 0 | 0 | 0 |  | 0 | 0 | 0 | 0 | 0 | 0 | 0 | 0 | 0 | 0 | 0 | 0 | 0 | 0 | 0 | 0 | 0 | 0 | 0 | 0 | 0 | 0 | 0 | 0 | 0 | 0 | 0 | 0 | 0 | 0 | 0 | 0 | 0 | 0 | 0 | 0 | 0 | 0 | 0 | 0 | 0 | 0 | 0 | 0 | 0 | 0 | 0 | 0 | 0 | 0 | 0 | 11259.896 | 12479.932 | 16166.72 | SCE Metro Area Default Constraint | SCE Metro Area Default Constraint | SCE Metro Area Default Constraint |  | 0 | 0 | 0 | 0 | 0 | 0 | 11259.896 | 12479.932 | 16166.72 | SCE Metro Area Default Constraint | SCE Metro Area Default Constraint | SCE Metro Area Default Constraint |  | 1 | 1 | NO | 1 | 1 | 1 | NO | 1
SCE Metro Study Area | Lighthipe | 230 | 0 | 0 | 0 | 0 | 0 | 0 | 0 | 0 | 0 | 0 | 1 | 1 | 1 | 0 | 0 | 0 | 0 | 0 | 0 | 0 | 0 | 0 | 0 | 0 | 0 | 0 | 0 | 0 | 0 | 0 | 0 | 0 | 0 | 0 | 0 | 0 | 0 | 0 | 0 | 0 | 0 | 0 | 0 | 0 | 0 | 0 | 0 | 0 | 0 | 0 | 0 | 0 | 0 | 0 | 0 | 0 | 0 | 0 | 0 | 0 | 0 | 0 | 0 | 0 | 0 | 0 | 0 | 0 | 0 | 0 | 0 | 0 | 0 | 0 | 0 | 0 | 0 | 0 | 0 | 0 | 0 | 0 | 0 | 0 | 0 | 0 | 0 | 0 | 0 | 0 | 0 | 0 | 0 | 0 | 0 | 0 | 0 | 0 | 0 | 0 | 0 | 0 | 0 | 0 | 0 | 0 | 0 | 0 |  | 0 | 0 | 0 | 0 | 0 | 0 | 0 | 0 | 0 | 0 | 0 | 0 | 0 | 0 | 0 | 0 | 0 | 0 | 0 | 0 | 0 | 0 | 0 | 0.96 | 0 | 0 | 175 | 0 | 0 | 1 | 0 | 0 | 0 | 0 | 0 | 0 | 0 | 0 | 7.96 | 0 | 0 | 175 | 200 | 0 | 1 | 0 | 0 | 0 | 0 | 0 | 0 | 2889.234 | 3209.703 | 4183.53 | Hinson - Del Amo Constraint | Hinson - Del Amo Constraint | Hinson - Del Amo Constraint |  | 0 | 0 | 0 | 0 | 0 | 0 | 2889.234 | 3209.703 | 4183.53 | Hinson - Del Amo Constraint | Hinson - Del Amo Constraint | Hinson - Del Amo Constraint |  | 1 | 1 | NO | 1 | 1 | 1 | NO | 1
PG&E North of Greater Bay Study Area | Lincoln | 115 | 0 | 0 | 0 | 0 | 0 | 0 | 0 | 0 | 0 | 0 | 0 | 0 | 0 | 0 | 0 | 0 | 0 | 0 | 0 | 0 | 0 | 0 | 0 | 0 | 0 | 0 | 0 | 0 | 0 | 0 | 0 | 0 | 0 | 0 | 0 | 0 | 0 | 0 | 0 | 0 | 0 | 0 | 0 | 0 | 1 | 1 | 0 | 1 | 0 | 1 | 1 | 1 | 1 | 0 | 0 | 0 | 0 | 0 | 0 | 0 | 0 | 0 | 0 | 0 | 1 | 1 | 0 | 0 | 0 | 0 | 0 | 0 | 0 | 0 | 0 | 0 | 0 | 0 | 0 | 0 | 0 | 0 | 0 | 0 | 0 | 0 | 0 | 0 | 0 | 0 | 0 | 0 | 0 | 0 | 0 | 0 | 0 | 0 | 0 | 0 | 0 | 0 | 0 | 0 | 0 | 0 | 0 | 0 |  | 0 | 0 | 0 | 0 | 0 | 0 | 0 | 0 | 0 | 0 | 0 | 0 | 0 | 0 | 0 | 0 | 0 | 0 | 0 | 0 | 0 | 0 | 0 | 0 | 0 | 0 | 0 | 0 | 0 | 0 | 0 | 0 | 0 | 0 | 0 | 0 | 0 | 0 | 0 | 0 | 0 | 0 | 0 | 0 | 0 | 4 | 0 | 3 | 0 | 0 | 1 | -2351.0075 | -489.2175 | -42.98 | Vaca Dixon-Tesla 500kV Line | Vaca Dixon-Tesla 500kV Line | Woodland- Davis 115kV line |  | 0 | 1 | 0 | 0 | 0 | 1 | -86.8335 | 74.966 | -42.98 | Bellota-Weber 230kV line | Woodland- Davis 115kV line | Woodland- Davis 115kV line |  | 5 | 3 | YES | 3 | 3 | 3 | NO | 3
PG&E Kern Study Area | Live Oak | 115 | 0 | 0 | 0 | 0 | 0 | 0 | 0 | 0 | 0 | 0 | 0 | 0 | 0 | 0 | 0 | 0 | 0 | 0 | 0 | 0 | 0 | 0 | 0 | 0 | 0 | 0 | 0 | 0 | 0 | 0 | 0 | 0 | 0 | 0 | 0 | 0 | 0 | 0 | 0 | 0 | 0 | 0 | 0 | 0 | 1 | 0 | 0 | 0 | 0 | 1 | 1 | 1 | 1 | 0 | 0 | 0 | 0 | 0 | 0 | 0 | 0 | 0 | 0 | 0 | 1 | 1 | 0 | 0 | 0 | 0 | 0 | 0 | 0 | 0 | 0 | 0 | 0 | 0 | 1 | 0 | 0 | 0 | 1 | 1 | 0 | 0 | 0 | 0 | 0 | 0 | 0 | 0 | 0 | 0 | 0 | 0 | 0 | 0 | 0 | 0 | 0 | 0 | 0 | 0 | 0 | 0 | 0 | 0 |  | 0 | 0 | 0 | 0 | 0 | 0 | 0 | 0 | 0 | 0 | 0 | 0 | 0 | 0 | 0 | 0 | 0 | 0 | 0 | 0 | 0 | 0 | 0 | 0 | 0 | 0 | 0 | 0 | 0 | 0 | 0 | 0 | 0 | 0 | 0 | 0 | 0 | 0 | 0 | 0 | 0 | 0 | 0 | 0 | 0 | 3 | 0 | 2 | 0 | 0 | 0 | -2351.0075 | -489.2175 | 0.1822 | Vaca Dixon-Tesla 500kV Line | Vaca Dixon-Tesla 500kV Line | Semitropic-Midway 115kV Line |  | 0 | 1 | 0 | 0 | 0 | 0 | -86.8335 | 0.14008 | 0.1822 | Bellota-Weber 230kV line | Semitropic-Midway 115kV Line | Semitropic-Midway 115kV Line |  | 5 | 3 | YES | 3 | 1 | 1 | NO | 1
PG&E Greater Bay Study Area | Llagas | 115 | 0 | 0 | 0 | 0 | 0 | 0 | 0 | 0 | 0 | 0 | 0 | 0 | 0 | 0 | 0 | 0 | 0 | 0 | 0 | 0 | 0 | 0 | 0 | 0 | 0 | 0 | 0 | 0 | 0 | 0 | 0 | 0 | 0 | 0 | 0 | 0 | 0 | 0 | 0 | 0 | 0 | 0 | 0 | 0 | 0 | 0 | 0 | 0 | 0 | 0 | 0 | 0 | 0 | 0 | 0 | 0 | 0 | 1 | 0 | 0 | 1 | 0 | 0 | 0 | 1 | 0 | 0 | 0 | 0 | 0 | 0 | 1 | 1 | 0 | 0 | 0 | 0 | 0 | 0 | 0 | 0 | 0 | 0 | 0 | 0 | 0 | 0 | 0 | 0 | 0 | 0 | 0 | 0 | 0 | 0 | 0 | 0 | 0 | 0 | 0 | 0 | 0 | 0 | 0 | 0 | 0 | 0 | 2 |  | 0 | 0 | 0 | 0 | 0 | 0 | 0 | 0 | 0 | 0 | 0 | 0 | 0 | 0 | 0 | 0 | 0 | 0 | 0 | 0 | 0 | 0 | 0 | 0 | 0 | 0 | 0 | 0 | 0 | 0 | 0 | 0 | 0 | 0 | 0 | 0 | 0 | 0 | 0 | 0 | 0 | 0 | 44 | 0 | 1 | 1 | 0 | 1 | 0 | 0 | 0 | -349.3 | -18.55 | 975.5 | Morganhill-Metcalf 115kV Line | Morganhill-Metcalf 115kV Line | Morganhill-Metcalf 115kV Line |  | 1 | 0 | 1 | 0 | 0 | 0 | -349.3 | -18.55 | 975.5 | Morganhill-Metcalf 115kV Line | Morganhill-Metcalf 115kV Line | Morganhill-Metcalf 115kV Line |  | 5 | 5 | NO | 5 | 1 | 1 | NO | 1
PG&E Greater Bay Study Area | Lockeford | 230 | 0 | 0 | 0 | 0 | 0 | 0 | 0 | 0 | 0 | 0 | 0 | 0 | 0 | 0 | 0 | 0 | 0 | 0 | 0 | 0 | 0 | 0 | 0 | 0 | 0 | 0 | 0 | 0 | 0 | 0 | 0 | 0 | 0 | 0 | 0 | 0 | 0 | 0 | 0 | 0 | 0 | 0 | 0 | 0 | 0 | 0 | 0 | 0 | 0 | 0 | 1 | 0 | 0 | 0 | 0 | 0 | 0 | 0 | 0 | 0 | 0 | 0 | 0 | 0 | 1 | 1 | 0 | 0 | 0 | 0 | 0 | 0 | 0 | 0 | 0 | 0 | 0 | 0 | 0 | 0 | 0 | 0 | 0 | 0 | 0 | 0 | 0 | 0 | 0 | 0 | 0 | 0 | 0 | 0 | 0 | 0 | 0 | 0 | 0 | 0 | 0 | 0 | 0 | 0 | 0 | 0 | 0 | 0 |  | 0 | 0 | 0 | 0 | 0 | 0 | 0 | 0 | 0 | 0 | 0 | 0 | 0 | 0 | 0 | 0 | 0 | 0 | 0 | 0 | 0 | 0 | 0 | 0 | 0 | 0 | 0 | 0 | 0 | 0 | 0 | 0 | 0 | 0 | 0 | 0 | 0 | 0 | 0 | 0 | 0 | 0 | 0 | 0 | 0 | 1 | 0 | 0 | 0 | 0 | 0 | -546.8335 | 390.2625 | 3051.5964 | Bellota-Weber 230kV line | Bellota-Weber 230kV line | Bellota-Weber 230kV line |  | 0 | 1 | 0 | 0 | 0 | 0 | -86.8335 | 850.2625 | 3051.5964 | Bellota-Weber 230kV line | Bellota-Weber 230kV line | Bellota-Weber 230kV line |  | 5 | 3 | YES | 3 | 1 | 1 | NO | 1
PG&E North of Greater Bay Study Area | Logan Creek | 230 | 0 | 0 | 0 | 0 | 0 | 0 | 0 | 0 | 0 | 0 | 0 | 0 | 0 | 0 | 0 | 0 | 0 | 0 | 0 | 0 | 0 | 0 | 0 | 0 | 0 | 0 | 0 | 0 | 0 | 0 | 0 | 0 | 0 | 0 | 0 | 0 | 0 | 0 | 0 | 0 | 0 | 0 | 0 | 0 | 1 | 0 | 0 | 0 | 0 | 0 | 0 | 0 | 0 | 0 | 0 | 0 | 0 | 0 | 0 | 0 | 0 | 0 | 0 | 0 | 0 | 0 | 0 | 0 | 0 | 0 | 0 | 0 | 0 | 0 | 1 | 0 | 0 | 0 | 0 | 0 | 0 | 0 | 0 | 0 | 0 | 0 | 0 | 0 | 0 | 0 | 0 | 0 | 0 | 0 | 0 | 0 | 0 | 0 | 0 | 0 | 0 | 0 | 0 | 0 | 0 | 0 | 0 | 0 |  | 0 | 0 | 0 | 0 | 0 | 0 | 0 | 0 | 0 | 0 | 0 | 0 | 0 | 0 | 0 | 0 | 0 | 0 | 0 | 0 | 0 | 0 | 0 | 0 | 0 | 0 | 0 | 0 | 0 | 0 | 0 | 0 | 0 | 0 | 0 | 0 | 0 | 0 | 0 | 0 | 0 | 0 | 0 | 0 | 0 | 2 | 0 | 2 | 0 | 0 | 0 | -2351.0075 | -489.2175 | 316.3825 | Vaca Dixon-Tesla 500kV Line | Vaca Dixon-Tesla 500kV Line | Birds Landing-Contra Costa 230kV Line |  | 1 | 0 | 1 | 0 | 0 | 0 | -598.6387 | -51.5186 | 316.3825 | Birds Landing-Contra Costa 230kV Line | Birds Landing-Contra Costa 230kV Line | Birds Landing-Contra Costa 230kV Line |  | 5 | 5 | NO | 5 | 1 | 1 | NO | 1
PG&E Greater Bay Study Area | Lonetree | 230 | 0 | 0 | 0 | 0 | 0 | 0 | 0 | 0 | 0 | 0 | 0 | 0 | 0 | 0 | 0 | 0 | 0 | 0 | 0 | 0 | 0 | 0 | 0 | 0 | 0 | 0 | 0 | 0 | 0 | 0 | 0 | 0 | 0 | 0 | 0 | 0 | 0 | 0 | 0 | 0 | 0 | 0 | 0 | 0 | 1 | 0 | 0 | 0 | 0 | 0 | 0 | 0 | 0 | 0 | 0 | 0 | 0 | 0 | 1 | 1 | 1 | 0 | 0 | 1 | 1 | 0 | 0 | 0 | 0 | 0 | 0 | 0 | 0 | 1 | 0 | 0 | 0 | 0 | 0 | 0 | 0 | 0 | 0 | 0 | 0 | 0 | 0 | 0 | 0 | 0 | 0 | 0 | 0 | 0 | 0 | 0 | 0 | 0 | 0 | 0 | 0 | 0 | 0 | 0 | 0 | 0 | 0 | 0 |  | 0 | 0 | 0 | 0 | 0 | 0 | 0 | 0 | 0 | 0 | 0 | 0 | 0 | 0 | 0 | 0 | 0 | 0 | 0 | 0 | 0 | 0 | 0 | 0 | 0 | 0 | 0 | 0 | 0 | 0 | 0 | 0 | 0 | 0 | 0 | 0 | 0 | 0 | 1 | 0 | 0 | 0 | 0 | 0 | 1 | 2 | 0 | 1 | 0 | 0 | 0 | -2351.0075 | -489.2175 | 796.7913 | Vaca Dixon-Tesla 500kV Line | Vaca Dixon-Tesla 500kV Line | Windmaster-Delta pumps 230 kV line |  | 1 | 0 | 0 | 0 | 0 | 0 | -278.2328 | 283.5403 | 796.7913 | Windmaster-Delta pumps 230 kV line | Windmaster-Delta pumps 230 kV line | Windmaster-Delta pumps 230 kV line |  | 5 | 5 | NO | 5 | 1 | 1 | NO | 1
PG&E Fresno Study Area | Los Banos | 500 | 0 | 0 | 0 | 0 | 0 | 0 | 0 | 0 | 0 | 0 | 0 | 0 | 0 | 0 | 0 | 0 | 0 | 0 | 0 | 0 | 0 | 0 | 0 | 0 | 0 | 0 | 0 | 0 | 0 | 0 | 0 | 0 | 0 | 0 | 0 | 0 | 0 | 0 | 0 | 0 | 0 | 0 | 0 | 0 | 1 | 0 | 0 | 0 | 0 | 0 | 0 | 0 | 0 | 0 | 0 | 0 | 0 | 0 | 0 | 0 | 0 | 0 | 0 | 0 | 0 | 0 | 0 | 0 | 0 | 0 | 0 | 0 | 0 | 0 | 0 | 0 | 1 | 0 | 0 | 0 | 0 | 0 | 0 | 0 | 0 | 0 | 0 | 0 | 0 | 0 | 0 | 0 | 0 | 0 | 0 | 0 | 0 | 0 | 0 | 0 | 0 | 0 | 0 | 1 | 0 | 0 | 0 | 0 |  | 0 | 0 | 0 | 0 | 0 | 0 | 0 | 0 | 0 | 0 | 0 | 0 | 0 | 0 | 0 | 0 | 0 | 0 | 0 | 0 | 0 | 0 | 0 | 0 | 0 | 0 | 0 | 0 | 0 | 0 | 0 | 0 | 0 | 0 | 0 | 0 | 0 | 0 | 0 | 0 | 0 | 0 | 0 | 0 | 0 | 2 | 0 | 2 | 0 | 1 | 0 | -3595.555 | -2599.731 | -1460.1318 | Midway-Q2005 230kV Line | Midway-Q2005 230kV Line | Midway-Q2005 230kV Line |  | 0 | 0 | 0 | 0 | 0 | 1 | 4631.365 | 6648.4007 | -498.1318 | Mustang-Henrietta 230 kV line | Mustang-Henrietta 230 kV line | Midway-Q2005 230kV Line |  | 5 | 1 | YES | 2 | 5 | 4 | YES | 4
PG&E Fresno Study Area | Los Banos | 230 | 0 | 0 | 0 | 0 | 0 | 0 | 0 | 0 | 0 | 0 | 0 | 0 | 0 | 0 | 0 | 0 | 0 | 0 | 0 | 0 | 0 | 0 | 0 | 0 | 0 | 0 | 0 | 0 | 0 | 0 | 0 | 0 | 0 | 0 | 0 | 0 | 0 | 0 | 0 | 0 | 0 | 0 | 0 | 0 | 0 | 0 | 0 | 0 | 0 | 0 | 0 | 0 | 0 | 0 | 0 | 0 | 0 | 0 | 0 | 0 | 0 | 0 | 0 | 0 | 0 | 0 | 0 | 0 | 0 | 0 | 0 | 0 | 0 | 0 | 0 | 0 | 0 | 0 | 0 | 0 | 0 | 0 | 0 | 0 | 0 | 1 | 1 | 0 | 0 | 0 | 0 | 1 | 0 | 0 | 0 | 0 | 0 | 0 | 0 | 0 | 0 | 0 | 0 | 0 | 0 | 1 | 0 | 1 |  | 0 | 0 | 76.4 | 0 | 0 | 0 | 0 | 0 | 0 | 0 | 0 | 80 | 0 | 0 | 1 | 0 | 0 | 0 | 0 | 0 | 0 | 0 | 0 | 0.75 | 0 | 0 | 0 | 0 | 0 | 1 | 0 | 0 | 120 | 30 | 0 | 0 | 0 | 0 | 0.75 | 250 | 250 | 99.6 | 71 | 0 | 1 | 2 | 1 | 2 | 1 | 2 | 0 | -1882.478 | -1136.4168 | -1096.0125 | Gates 500/230kV TB #12 | Gates 500/230kV TB #11 | Moss Landing-Las Aguilas 230 kV Line |  | 0 | 1 | 0 | 1 | 0 | 1 | -929.957 | -436.0987 | -176.86 | Moss Landing-Las Aguilas 230 kV Line | Moss Landing-Las Aguilas 230 kV Line | Los Banos 500/230kV TB |  | 5 | 4 | YES | 4 | 5 | 3 | YES | 3
PG&E Fresno Study Area | New Sub - Los Banos - Midway (Proposed) | 500 | 0 | 0 | 0 | 0 | 0 | 0 | 0 | 0 | 0 | 0 | 0 | 0 | 0 | 0 | 0 | 0 | 0 | 0 | 0 | 0 | 0 | 0 | 0 | 0 | 0 | 0 | 0 | 0 | 0 | 0 | 0 | 0 | 0 | 0 | 0 | 0 | 0 | 0 | 0 | 0 | 0 | 0 | 0 | 0 | 0 | 0 | 0 | 0 | 0 | 0 | 0 | 0 | 0 | 0 | 0 | 0 | 0 | 0 | 0 | 0 | 0 | 0 | 0 | 0 | 0 | 0 | 0 | 0 | 0 | 0 | 0 | 0 | 0 | 0 | 0 | 0 | 0 | 0 | 0 | 0 | 0 | 0 | 0 | 0 | 0 | 0 | 0 | 0 | 0 | 0 | 0 | 0 | 0 | 0 | 0 | 0 | 0 | 0 | 0 | 0 | 0 | 0 | 0 | 1 | 1 | 0 | 0 | 0 |  | 0 | 0 | 0 | 0 | 0 | 0 | 0 | 0 | 0 | 0 | 0 | 0 | 0 | 0 | 0 | 0 | 0 | 0 | 0 | 0 | 0 | 0 | 0 | 0 | 0 | 0 | 0 | 0 | 0 | 0 | 0 | 0 | 0 | 0 | 0 | 0 | 0 | 0 | 0 | 0 | 0 | 0 | 0 | 0 | 0 | 0 | 0 | 0 | 0 | 0 | 0 | 1683.173 | 3425.8659 | 2981.2256 | Gates-Panoche 230 kV #1 and #2 Lines | Gates-Panoche 230 kV #1 and #2 Lines | Gates-Panoche 230 kV #1 and #2 Lines |  | 0 | 0 | 0 | 0 | 0 | 0 | 1683.173 | 3425.8659 | 2981.2256 | Gates-Panoche 230 kV #1 and #2 Lines | Gates-Panoche 230 kV #1 and #2 Lines | Gates-Panoche 230 kV #1 and #2 Lines |  | 1 | 1 | NO | 1 | 1 | 1 | NO | 1
PG&E Greater Bay Study Area | Los Esteros | 230 | 0 | 0 | 0 | 0 | 0 | 0 | 0 | 0 | 0 | 0 | 0 | 0 | 0 | 0 | 0 | 0 | 0 | 0 | 0 | 0 | 0 | 0 | 0 | 0 | 0 | 0 | 0 | 0 | 0 | 0 | 0 | 0 | 0 | 0 | 0 | 0 | 0 | 0 | 0 | 0 | 0 | 0 | 0 | 0 | 0 | 0 | 0 | 0 | 0 | 0 | 0 | 0 | 0 | 0 | 0 | 0 | 0 | 1 | 0 | 0 | 1 | 0 | 0 | 0 | 1 | 0 | 0 | 0 | 0 | 1 | 1 | 1 | 0 | 1 | 0 | 0 | 0 | 0 | 0 | 0 | 0 | 0 | 0 | 0 | 0 | 0 | 0 | 0 | 0 | 0 | 0 | 0 | 0 | 0 | 0 | 0 | 0 | 0 | 0 | 0 | 0 | 0 | 0 | 0 | 0 | 0 | 0 | 4 |  | 0 | 0 | 0 | 0 | 0 | 0 | 0 | 0 | 0 | 0 | 0 | 0 | 0 | 0 | 0 | 0 | 0 | 0 | 0 | 0 | 0 | 0 | 0 | 0 | 0 | 0 | 0 | 0 | 0 | 0 | 0 | 0 | 0 | 0 | 0 | 0 | 0 | 0 | 0 | 0 | 0 | 0 | 0 | 0 | 0 | 0 | 0 | 0 | 0 | 0 | 0 | 435.3067 | 696 | 811 | Tesla-Bellota 230 kV line | Los Esteros-Nortech 115 kV line | Los Esteros-Silicon Valley 230 kV |  | 0 | 0 | 0 | 0 | 0 | 0 | 435.3067 | 696 | 811 | Tesla-Bellota 230 kV line | Los Esteros-Nortech 115 kV line | Los Esteros-Silicon Valley 230 kV |  | 1 | 1 | NO | 1 | 1 | 1 | NO | 1
PG&E Greater Bay Study Area | Los Esteros | 115 | 0 | 0 | 0 | 0 | 0 | 0 | 0 | 0 | 0 | 0 | 0 | 0 | 0 | 0 | 0 | 0 | 0 | 0 | 0 | 0 | 0 | 0 | 0 | 0 | 0 | 0 | 0 | 0 | 0 | 0 | 0 | 0 | 0 | 0 | 0 | 0 | 0 | 0 | 0 | 0 | 0 | 0 | 0 | 0 | 0 | 0 | 0 | 0 | 0 | 0 | 0 | 0 | 0 | 0 | 0 | 0 | 0 | 0 | 0 | 0 | 1 | 0 | 0 | 0 | 1 | 0 | 0 | 0 | 0 | 1 | 1 | 1 | 0 | 1 | 0 | 0 | 0 | 0 | 0 | 0 | 0 | 0 | 0 | 0 | 0 | 0 | 0 | 0 | 0 | 0 | 0 | 0 | 0 | 0 | 0 | 0 | 0 | 0 | 0 | 0 | 0 | 0 | 0 | 0 | 0 | 0 | 0 | 3 |  | 0 | 0 | 0 | 0 | 0 | 0 | 0 | 0 | 0 | 0 | 0 | 0 | 0 | 0 | 0 | 0 | 0 | 0 | 0 | 0 | 0 | 0 | 0 | 0 | 0 | 0 | 0 | 0 | 0 | 0 | 0 | 0 | 0 | 0 | 0 | 0 | 0 | 0 | 0 | 0 | 0 | 200 | 6 | 0 | 1 | 0 | 0 | 0 | 0 | 0 | 0 | 435.3067 | 696 | 811 | Tesla-Bellota 230 kV line | Los Esteros-Nortech 115 kV line | Los Esteros-Silicon Valley 230 kV |  | 0 | 0 | 0 | 0 | 0 | 0 | 435.3067 | 696 | 811 | Tesla-Bellota 230 kV line | Los Esteros-Nortech 115 kV line | Los Esteros-Silicon Valley 230 kV |  | 1 | 1 | NO | 1 | 1 | 1 | NO | 1
PG&E Greater Bay Study Area | Los Positas | 230 | 0 | 0 | 0 | 0 | 0 | 0 | 0 | 0 | 0 | 0 | 0 | 0 | 0 | 0 | 0 | 0 | 0 | 0 | 0 | 0 | 0 | 0 | 0 | 0 | 0 | 0 | 0 | 0 | 0 | 0 | 0 | 0 | 0 | 0 | 0 | 0 | 0 | 0 | 0 | 0 | 0 | 0 | 0 | 0 | 1 | 0 | 0 | 0 | 0 | 0 | 0 | 0 | 0 | 0 | 0 | 0 | 0 | 0 | 1 | 1 | 1 | 0 | 0 | 1 | 1 | 0 | 0 | 0 | 0 | 0 | 0 | 0 | 0 | 1 | 0 | 0 | 0 | 0 | 0 | 0 | 0 | 0 | 0 | 0 | 0 | 0 | 0 | 0 | 0 | 0 | 0 | 0 | 0 | 0 | 0 | 0 | 0 | 0 | 0 | 0 | 0 | 0 | 0 | 0 | 0 | 0 | 0 | 0 |  | 0 | 0 | 0 | 0 | 0 | 0 | 0 | 0 | 0 | 0 | 0 | 0 | 0 | 0 | 0 | 0 | 0 | 0 | 0 | 0 | 0 | 0 | 0 | 0 | 0 | 0 | 0 | 0 | 0 | 0 | 0 | 0 | 0 | 0 | 0 | 0 | 0 | 0 | 0 | 0 | 0 | 0 | 0 | 0 | 0 | 2 | 0 | 1 | 0 | 0 | 0 | -2351.0075 | -489.2175 | 796.7913 | Vaca Dixon-Tesla 500kV Line | Vaca Dixon-Tesla 500kV Line | Windmaster-Delta pumps 230 kV line |  | 1 | 0 | 0 | 0 | 0 | 0 | -278.2328 | 283.5403 | 796.7913 | Windmaster-Delta pumps 230 kV line | Windmaster-Delta pumps 230 kV line | Windmaster-Delta pumps 230 kV line |  | 5 | 5 | NO | 5 | 1 | 1 | NO | 1
SDG&E Study Area | Loveland | 69 | 0 | 0 | 0 | 0 | 0 | 0 | 0 | 0 | 0 | 0 | 0 | 0 | 0 | 0 | 0 | 0 | 0 | 0 | 0 | 0 | 0 | 0 | 0 | 0 | 0 | 0 | 0 | 0 | 0 | 0 | 1 | 1 | 0 | 1 | 0 | 0 | 0 | 0 | 0 | 0 | 0 | 0 | 0 | 0 | 0 | 0 | 0 | 0 | 0 | 0 | 0 | 0 | 0 | 0 | 0 | 0 | 0 | 0 | 0 | 0 | 0 | 0 | 0 | 0 | 0 | 0 | 0 | 0 | 0 | 0 | 0 | 0 | 0 | 0 | 0 | 0 | 0 | 0 | 0 | 0 | 0 | 0 | 0 | 0 | 0 | 0 | 0 | 0 | 0 | 0 | 0 | 0 | 0 | 0 | 0 | 0 | 0 | 0 | 0 | 0 | 0 | 0 | 0 | 0 | 0 | 0 | 0 | 0 |  | 0 | 0 | 0 | 0 | 0 | 0 | 0 | 0 | 0 | 0 | 0 | 0 | 0 | 0 | 0 | 0 | 0 | 0 | 0 | 0 | 0 | 0 | 0 | 0.84 | 0 | 0 | 0 | 0 | 0 | 1 | 0 | 0 | 0 | 0 | 0 | 0 | 0 | 0 | 0.84 | 0 | 0 | 0 | 0 | 0 | 1 | 1 | 0 | 0 | 0 | 0 | 0 | -486.9952 | 36.3023 | 296.5564 | Chicarita 138 kV constraint | Chicarita 138 kV constraint | Miguel 69 kV constraint |  | 0 | 0 | 0 | 0 | 0 | 0 | 164.7548 | 197.5523 | 296.5564 | Miguel 69 kV constraint | Miguel 69 kV constraint | Miguel 69 kV constraint |  | 5 | 1 | YES | 2 | 1 | 1 | NO | 1
SCE Metro Study Area | Lugo | 500 | 0 | 0 | 0 | 0 | 0 | 0 | 0 | 0 | 0 | 0 | 0 | 0 | 1 | 0 | 0 | 0 | 0 | 0 | 0 | 0 | 0 | 0 | 0 | 0 | 0 | 0 | 0 | 0 | 0 | 0 | 0 | 0 | 0 | 0 | 0 | 0 | 0 | 0 | 0 | 0 | 0 | 0 | 0 | 0 | 0 | 0 | 0 | 0 | 0 | 0 | 0 | 0 | 0 | 0 | 0 | 0 | 0 | 0 | 0 | 0 | 0 | 0 | 0 | 0 | 0 | 0 | 0 | 0 | 0 | 0 | 0 | 0 | 0 | 0 | 0 | 0 | 0 | 0 | 0 | 0 | 0 | 0 | 0 | 0 | 0 | 0 | 0 | 0 | 0 | 0 | 0 | 0 | 0 | 0 | 0 | 0 | 0 | 0 | 0 | 0 | 0 | 0 | 0 | 0 | 0 | 0 | 0 | 0 |  | 0 | 0 | 0 | 0 | 0 | 0 | 0 | 0 | 0 | 0 | 0 | 0 | 0 | 0 | 0 | 0 | 0 | 0 | 0 | 0 | 0 | 0 | 0 | 0 | 0 | 0 | 0 | 0 | 0 | 0 | 0 | 0 | 0 | 0 | 0 | 0 | 0 | 0 | 0 | 0 | 0 | 0 | 0 | 0 | 0 | 0 | 0 | 0 | 0 | 0 | 0 | 11259.896 | 12479.932 | 16166.72 | SCE Metro Area Default Constraint | SCE Metro Area Default Constraint | SCE Metro Area Default Constraint |  | 0 | 0 | 0 | 0 | 0 | 0 | 11259.896 | 12479.932 | 16166.72 | SCE Metro Area Default Constraint | SCE Metro Area Default Constraint | SCE Metro Area Default Constraint |  | 1 | 1 | NO | 1 | 1 | 1 | NO | 1
SCE North of Lugo Study Area | Lugo | 230 | 0 | 0 | 0 | 0 | 0 | 0 | 0 | 0 | 0 | 0 | 0 | 0 | 0 | 0 | 0 | 0 | 1 | 0 | 0 | 0 | 0 | 0 | 0 | 0 | 0 | 0 | 0 | 0 | 0 | 0 | 0 | 0 | 0 | 0 | 0 | 0 | 0 | 0 | 0 | 0 | 0 | 0 | 0 | 0 | 0 | 0 | 0 | 0 | 0 | 0 | 0 | 0 | 0 | 0 | 0 | 0 | 0 | 0 | 0 | 0 | 0 | 0 | 0 | 0 | 0 | 0 | 0 | 0 | 0 | 0 | 0 | 0 | 0 | 0 | 0 | 0 | 0 | 0 | 0 | 0 | 0 | 0 | 0 | 0 | 0 | 0 | 0 | 0 | 0 | 0 | 0 | 0 | 0 | 0 | 0 | 0 | 0 | 0 | 0 | 0 | 0 | 0 | 0 | 0 | 0 | 0 | 0 | 1 |  | 0 | 0 | 0 | 0 | 0 | 0 | 0 | 0 | 0 | 0 | 0 | 0 | 0 | 0 | 0 | 0 | 0 | 0 | 0 | 0 | 0 | 0 | 0 | 0 | 0 | 0 | 0 | 0 | 0 | 0 | 0 | 0 | 0 | 0 | 0 | 0 | 0 | 0 | 0 | 0 | 0 | 0 | 0 | 0 | 0 | 0 | 0 | 0 | 0 | 0 | 0 | 1060.032 | 1388.529 | 642.42 | Lugo Transformer Area Constraint | Lugo Transformer Area Constraint | Lugo Transformer Area Constraint |  | 0 | 0 | 0 | 0 | 0 | 0 | 1060.032 | 1388.529 | 642.42 | Lugo Transformer Area Constraint | Lugo Transformer Area Constraint | Lugo Transformer Area Constraint |  | 1 | 1 | NO | 1 | 1 | 1 | NO | 1
SCE North of Lugo Study Area | New Sub - Lugo - Pisgah (Proposed) | 230 | 0 | 0 | 0 | 0 | 0 | 0 | 0 | 0 | 0 | 0 | 0 | 0 | 0 | 0 | 0 | 0 | 1 | 1 | 0 | 0 | 0 | 0 | 0 | 0 | 0 | 0 | 0 | 0 | 0 | 0 | 0 | 0 | 0 | 0 | 0 | 0 | 0 | 0 | 0 | 0 | 0 | 0 | 0 | 0 | 0 | 0 | 0 | 0 | 0 | 0 | 0 | 0 | 0 | 0 | 0 | 0 | 0 | 0 | 0 | 0 | 0 | 0 | 0 | 0 | 0 | 0 | 0 | 0 | 0 | 0 | 0 | 0 | 0 | 0 | 0 | 0 | 0 | 0 | 0 | 0 | 0 | 0 | 0 | 0 | 0 | 0 | 0 | 0 | 0 | 0 | 0 | 0 | 0 | 0 | 0 | 0 | 0 | 0 | 0 | 0 | 0 | 0 | 0 | 0 | 0 | 0 | 0 | 1 |  | 0 | 0 | 0 | 0 | 0 | 0 | 0 | 0 | 0 | 0 | 0 | 0 | 0 | 0 | 0 | 0 | 0 | 0 | 0 | 0 | 0 | 0 | 0 | 0 | 0 | 0 | 0 | 0 | 0 | 0 | 0 | 0 | 100 | 50 | 0 | 0 | 0 | 0 | 0 | 0 | 0 | 0 | 0 | 0 | 1 | 0 | 0 | 0 | 0 | 0 | 0 | 152.92 | 271.49 | 273.4 | Calcite to Lugo Area Constraint | Calcite to Lugo Area Constraint | Calcite to Lugo Area Constraint |  | 0 | 0 | 0 | 0 | 0 | 0 | 152.92 | 271.49 | 273.4 | Calcite to Lugo Area Constraint | Calcite to Lugo Area Constraint | Calcite to Lugo Area Constraint |  | 1 | 1 | NO | 1 | 1 | 1 | NO | 1
PG&E North of Greater Bay Study Area | Madison | 115 | 0 | 0 | 0 | 0 | 0 | 0 | 0 | 0 | 0 | 0 | 0 | 0 | 0 | 0 | 0 | 0 | 0 | 0 | 0 | 0 | 0 | 0 | 0 | 0 | 0 | 0 | 0 | 0 | 0 | 0 | 0 | 0 | 0 | 0 | 0 | 0 | 0 | 0 | 0 | 0 | 0 | 0 | 0 | 0 | 1 | 0 | 0 | 0 | 0 | 0 | 0 | 0 | 0 | 0 | 0 | 0 | 0 | 0 | 1 | 1 | 1 | 0 | 0 | 0 | 0 | 0 | 0 | 0 | 0 | 0 | 0 | 0 | 0 | 0 | 1 | 0 | 0 | 0 | 0 | 0 | 0 | 0 | 0 | 0 | 0 | 0 | 0 | 0 | 0 | 0 | 0 | 0 | 0 | 0 | 0 | 0 | 0 | 0 | 0 | 0 | 0 | 0 | 0 | 0 | 0 | 0 | 0 | 0 |  | 0 | 0 | 0 | 0 | 0 | 0 | 0 | 0 | 0 | 0 | 0 | 0 | 0 | 0 | 0 | 0 | 0 | 0 | 0 | 0 | 0 | 0 | 0 | 0 | 0 | 13 | 10.2 | 0 | 0 | 1 | 0 | 0 | 0 | 0 | 0 | 0 | 0 | 0 | 0 | 0 | 13 | 10.2 | 0 | 0 | 1 | 3 | 0 | 2 | 0 | 0 | 0 | -2351.0075 | -489.2175 | 316.3825 | Vaca Dixon-Tesla 500kV Line | Vaca Dixon-Tesla 500kV Line | Birds Landing-Contra Costa 230kV Line |  | 2 | 0 | 1 | 0 | 0 | 0 | -598.6387 | -51.5186 | 316.3825 | Birds Landing-Contra Costa 230kV Line | Birds Landing-Contra Costa 230kV Line | Birds Landing-Contra Costa 230kV Line |  | 5 | 5 | NO | 5 | 1 | 1 | NO | 1
SCE Northern Area | Magunden | 230 | 1 | 1 | 1 | 0 | 0 | 1 | 1 | 1 | 0 | 0 | 0 | 0 | 0 | 0 | 0 | 0 | 0 | 0 | 0 | 0 | 0 | 0 | 0 | 0 | 0 | 0 | 0 | 0 | 1 | 0 | 0 | 0 | 0 | 0 | 0 | 0 | 0 | 0 | 0 | 0 | 0 | 0 | 0 | 0 | 0 | 0 | 0 | 0 | 0 | 0 | 0 | 0 | 0 | 0 | 0 | 0 | 0 | 0 | 0 | 0 | 0 | 0 | 0 | 0 | 0 | 0 | 0 | 0 | 0 | 0 | 0 | 0 | 0 | 0 | 0 | 0 | 0 | 0 | 0 | 0 | 0 | 0 | 0 | 0 | 0 | 0 | 0 | 0 | 0 | 0 | 0 | 0 | 0 | 0 | 0 | 0 | 0 | 0 | 0 | 0 | 0 | 0 | 0 | 0 | 0 | 0 | 0 | 0 |  | 0 | 0 | 0 | 0 | 0 | 0 | 0 | 0 | 0 | 0 | 0 | 0 | 0 | 0 | 0 | 0 | 0 | 0 | 0 | 0 | 0 | 0 | 0 | 0 | 0 | 0 | 0 | 0 | 0 | 0 | 0 | 0 | 0 | 0 | 0 | 0 | 0 | 0 | 0 | 0 | 0 | 0 | 0 | 0 | 0 | 2 | 0 | 1 | 0 | 0 | 0 | -4066.4708 | -34.6371 | 720.359 | Lugo - Victorville area constraint | South of Magunden Constraint | South of Magunden Constraint |  | 1 | 0 | 1 | 0 | 0 | 0 | -596.4338 | -34.6371 | 720.359 | South of Magunden Constraint | South of Magunden Constraint | South of Magunden Constraint |  | 5 | 5 | NO | 5 | 1 | 1 | NO | 1
PG&E Kern Study Area | Magunden | 115 | 0 | 0 | 0 | 0 | 0 | 0 | 0 | 0 | 0 | 0 | 0 | 0 | 0 | 0 | 0 | 0 | 0 | 0 | 0 | 0 | 0 | 0 | 0 | 0 | 0 | 0 | 0 | 0 | 0 | 0 | 0 | 0 | 0 | 0 | 0 | 0 | 0 | 0 | 0 | 0 | 0 | 0 | 0 | 0 | 0 | 0 | 0 | 0 | 0 | 0 | 0 | 0 | 0 | 0 | 0 | 0 | 0 | 0 | 0 | 0 | 0 | 0 | 0 | 0 | 0 | 0 | 0 | 0 | 0 | 0 | 0 | 0 | 0 | 0 | 0 | 0 | 1 | 0 | 1 | 0 | 0 | 0 | 0 | 1 | 0 | 1 | 1 | 0 | 0 | 0 | 0 | 0 | 0 | 0 | 0 | 0 | 0 | 0 | 0 | 0 | 0 | 0 | 0 | 0 | 0 | 0 | 0 | 0 |  | 0 | 0 | 0 | 0 | 0 | 0 | 0 | 0 | 0 | 0 | 0 | 0 | 0 | 0 | 0 | 0 | 0 | 0 | 0 | 0 | 0 | 0 | 0 | 0 | 0 | 0 | 0 | 0 | 0 | 0 | 0 | 0 | 0 | 0 | 0 | 0 | 0 | 0 | 0 | 0 | 0 | 0 | 0 | 0 | 0 | 3 | 0 | 3 | 0 | 1 | 0 | -3595.555 | -2599.731 | -1460.1318 | Midway-Q2005 230kV Line | Midway-Q2005 230kV Line | Midway-Q2005 230kV Line |  | 0 | 0 | 0 | 0 | 0 | 1 | 39.518 | 0.14008 | -498.1318 | Semitropic-Midway 115kV Line | Semitropic-Midway 115kV Line | Midway-Q2005 230kV Line |  | 5 | 1 | YES | 2 | 5 | 4 | YES | 4
PG&E North of Greater Bay Study Area | Malin | 500 | 0 | 0 | 0 | 0 | 0 | 0 | 0 | 0 | 0 | 0 | 0 | 0 | 0 | 0 | 0 | 0 | 0 | 0 | 0 | 0 | 0 | 0 | 0 | 0 | 0 | 0 | 0 | 0 | 0 | 0 | 0 | 0 | 0 | 0 | 0 | 0 | 0 | 0 | 0 | 0 | 0 | 0 | 0 | 0 | 1 | 0 | 0 | 0 | 0 | 0 | 0 | 0 | 0 | 0 | 0 | 0 | 0 | 0 | 0 | 0 | 0 | 0 | 0 | 0 | 0 | 0 | 0 | 0 | 0 | 0 | 0 | 0 | 0 | 0 | 0 | 0 | 0 | 0 | 0 | 0 | 0 | 0 | 0 | 0 | 0 | 0 | 0 | 0 | 0 | 0 | 0 | 0 | 0 | 0 | 0 | 0 | 0 | 0 | 0 | 0 | 0 | 0 | 0 | 0 | 0 | 0 | 0 | 0 |  | 0 | 0 | 0 | 0 | 0 | 0 | 0 | 0 | 0 | 0 | 0 | 0 | 0 | 0 | 0 | 0 | 0 | 0 | 0 | 0 | 0 | 0 | 0 | 0 | 0 | 0 | 0 | 0 | 0 | 0 | 0 | 0 | 0 | 0 | 0 | 0 | 0 | 0 | 0 | 0 | 0 | 0 | 0 | 0 | 0 | 1 | 0 | 1 | 0 | 0 | 0 | -2351.0075 | -489.2175 | 933.5648 | Vaca Dixon-Tesla 500kV Line | Vaca Dixon-Tesla 500kV Line | Vaca Dixon-Tesla 500kV Line |  | 0 | 0 | 0 | 0 | 0 | 0 | 6293.9925 | 8155.7825 | 933.5648 | Vaca Dixon-Tesla 500kV Line | Vaca Dixon-Tesla 500kV Line | Vaca Dixon-Tesla 500kV Line |  | 5 | 1 | YES | 2 | 1 | 1 | NO | 1
SCE Northern Area | Mandalay | 230 | 0 | 0 | 1 | 0 | 1 | 0 | 1 | 0 | 0 | 0 | 0 | 0 | 0 | 0 | 0 | 0 | 0 | 0 | 0 | 0 | 0 | 0 | 0 | 0 | 0 | 0 | 0 | 0 | 1 | 0 | 0 | 0 | 0 | 0 | 0 | 0 | 0 | 0 | 0 | 0 | 0 | 0 | 0 | 0 | 0 | 0 | 0 | 0 | 0 | 0 | 0 | 0 | 0 | 0 | 0 | 0 | 0 | 0 | 0 | 0 | 0 | 0 | 0 | 0 | 0 | 0 | 0 | 0 | 0 | 0 | 0 | 0 | 0 | 0 | 0 | 0 | 0 | 0 | 0 | 0 | 0 | 0 | 0 | 0 | 0 | 0 | 0 | 0 | 0 | 0 | 0 | 0 | 0 | 0 | 0 | 0 | 0 | 0 | 0 | 0 | 0 | 0 | 0 | 0 | 0 | 0 | 0 | 0 |  | 0 | 0 | 0 | 0 | 0 | 0 | 0 | 0 | 0 | 0 | 0 | 0 | 0 | 0 | 0 | 0 | 0 | 0 | 0 | 0 | 0 | 0 | 0 | 0 | 0 | 0 | 0 | 0 | 0 | 0 | 0 | 0 | 0 | 0 | 0 | 0 | 0 | 0 | 0 | 0 | 0 | 200 | 0 | 0 | 1 | 2 | 0 | 1 | 0 | 0 | 0 | -4066.4708 | -34.6371 | 1455.259 | Lugo - Victorville area constraint | South of Magunden Constraint | South of Magunden Constraint |  | 1 | 0 | 1 | 0 | 0 | 0 | -596.4338 | -34.6371 | 1455.259 | South of Magunden Constraint | South of Magunden Constraint | South of Magunden Constraint |  | 5 | 5 | NO | 5 | 1 | 1 | NO | 1
PG&E Fresno Study Area | Manning | 500 | 0 | 0 | 0 | 0 | 0 | 0 | 0 | 0 | 0 | 0 | 0 | 0 | 0 | 0 | 0 | 0 | 0 | 0 | 0 | 0 | 0 | 0 | 0 | 0 | 0 | 0 | 0 | 0 | 0 | 0 | 0 | 0 | 0 | 0 | 0 | 0 | 0 | 0 | 0 | 0 | 0 | 0 | 0 | 0 | 0 | 0 | 0 | 0 | 0 | 0 | 0 | 0 | 0 | 0 | 0 | 0 | 0 | 0 | 0 | 0 | 0 | 0 | 0 | 0 | 0 | 0 | 0 | 0 | 0 | 0 | 0 | 0 | 0 | 0 | 0 | 0 | 1 | 0 | 0 | 0 | 0 | 0 | 0 | 0 | 0 | 0 | 1 | 0 | 0 | 0 | 0 | 1 | 1 | 0 | 0 | 0 | 0 | 0 | 0 | 0 | 0 | 0 | 0 | 0 | 1 | 0 | 0 | 2 |  | 0 | 0 | 0 | 0 | 0 | 0 | 0 | 0 | 0 | 0 | 0 | 0 | 0 | 0 | 0 | 0 | 0 | 0 | 0 | 0 | 0 | 0 | 0 | 0 | 0 | 0 | 0 | 0 | 0 | 0 | 0 | 0 | 0 | 0 | 0 | 0 | 0 | 0 | 0 | 492.5 | 480 | 0 | 210 | 0 | 1 | 2 | 0 | 2 | 0 | 2 | 0 | -3595.555 | -2599.731 | -1460.1318 | Midway-Q2005 230kV Line | Midway-Q2005 230kV Line | Midway-Q2005 230kV Line |  | 0 | 0 | 0 | 0 | 0 | 2 | 1683.173 | 3425.8659 | -498.1318 | Gates-Panoche 230 kV #1 and #2 Lines | Gates-Panoche 230 kV #1 and #2 Lines | Midway-Q2005 230kV Line |  | 5 | 1 | YES | 2 | 5 | 4 | YES | 4
PG&E Fresno Study Area | Manning | 230 | 0 | 0 | 0 | 0 | 0 | 0 | 0 | 0 | 0 | 0 | 0 | 0 | 0 | 0 | 0 | 0 | 0 | 0 | 0 | 0 | 0 | 0 | 0 | 0 | 0 | 0 | 0 | 0 | 0 | 0 | 0 | 0 | 0 | 0 | 0 | 0 | 0 | 0 | 0 | 0 | 0 | 0 | 0 | 0 | 0 | 0 | 0 | 0 | 0 | 0 | 0 | 0 | 0 | 0 | 0 | 0 | 0 | 0 | 0 | 0 | 0 | 0 | 0 | 0 | 0 | 0 | 0 | 0 | 0 | 0 | 0 | 0 | 0 | 0 | 0 | 0 | 1 | 0 | 0 | 0 | 0 | 0 | 0 | 0 | 0 | 1 | 1 | 1 | 1 | 0 | 1 | 1 | 1 | 0 | 1 | 1 | 0 | 1 | 0 | 0 | 0 | 0 | 0 | 0 | 1 | 1 | 0 | 2 |  | 0 | 0 | 0 | 0 | 0 | 0 | 0 | 0 | 0 | 0 | 0 | 0 | 0 | 0 | 0 | 0 | 0 | 0 | 0 | 0 | 0 | 0 | 0 | 0 | 0 | 0 | 0 | 0 | 0 | 0 | 0 | 0 | 0 | 0 | 0 | 0 | 0 | 0 | 0 | 0 | 0 | 0 | 0 | 0 | 0 | 6 | 1 | 6 | 1 | 4 | 0 | -3595.555 | -2599.731 | -1460.1318 | Midway-Q2005 230kV Line | Midway-Q2005 230kV Line | Midway-Q2005 230kV Line |  | 0 | 1 | 0 | 1 | 0 | 2 | -929.957 | -436.0987 | -498.1318 | Moss Landing-Las Aguilas 230 kV Line | Moss Landing-Las Aguilas 230 kV Line | Midway-Q2005 230kV Line |  | 5 | 4 | YES | 4 | 5 | 4 | YES | 4
PG&E Greater Bay Study Area | Manteca | 115 | 0 | 0 | 0 | 0 | 0 | 0 | 0 | 0 | 0 | 0 | 0 | 0 | 0 | 0 | 0 | 0 | 0 | 0 | 0 | 0 | 0 | 0 | 0 | 0 | 0 | 0 | 0 | 0 | 0 | 0 | 0 | 0 | 0 | 0 | 0 | 0 | 0 | 0 | 0 | 0 | 0 | 0 | 0 | 0 | 0 | 0 | 0 | 0 | 0 | 0 | 0 | 0 | 0 | 0 | 0 | 0 | 0 | 0 | 0 | 0 | 0 | 0 | 1 | 0 | 0 | 0 | 0 | 0 | 1 | 0 | 0 | 0 | 0 | 0 | 0 | 0 | 0 | 0 | 0 | 0 | 0 | 0 | 0 | 0 | 0 | 0 | 0 | 0 | 0 | 0 | 0 | 0 | 0 | 0 | 0 | 0 | 0 | 0 | 0 | 0 | 0 | 0 | 0 | 0 | 0 | 0 | 0 | 0 |  | 0 | 0 | 0 | 0 | 0 | 0 | 0 | 0 | 0 | 0 | 0 | 0 | 0 | 0 | 0 | 0 | 0 | 0 | 0 | 0 | 0 | 0 | 0 | 0 | 0 | 0 | 0 | 0 | 0 | 0 | 0 | 0 | 0 | 0 | 0 | 0 | 0 | 0 | 1.5 | 0 | 0 | 0 | 0 | 0 | 1 | 0 | 0 | 0 | 0 | 0 | 0 | 3.859 | 102.156 | 280.6464 | Kasson Jct-Heinz 115 kV line | Kasson Jct-Heinz 115 kV line | Kasson Jct-Heinz 115 kV line |  | 0 | 0 | 0 | 0 | 0 | 0 | 3.859 | 102.156 | 280.6464 | Kasson Jct-Heinz 115 kV line | Kasson Jct-Heinz 115 kV line | Kasson Jct-Heinz 115 kV line |  | 1 | 1 | NO | 1 | 1 | 1 | NO | 1
SDG&E Study Area | Margarita | 138 | 0 | 0 | 0 | 0 | 0 | 0 | 0 | 0 | 0 | 0 | 0 | 0 | 0 | 0 | 0 | 0 | 0 | 0 | 0 | 0 | 0 | 0 | 0 | 0 | 0 | 0 | 0 | 0 | 0 | 1 | 0 | 0 | 0 | 0 | 0 | 0 | 0 | 0 | 0 | 0 | 0 | 1 | 1 | 0 | 0 | 0 | 0 | 0 | 0 | 0 | 0 | 0 | 0 | 0 | 0 | 0 | 0 | 0 | 0 | 0 | 0 | 0 | 0 | 0 | 0 | 0 | 0 | 0 | 0 | 0 | 0 | 0 | 0 | 0 | 0 | 0 | 0 | 0 | 0 | 0 | 0 | 0 | 0 | 0 | 0 | 0 | 0 | 0 | 0 | 0 | 0 | 0 | 0 | 0 | 0 | 0 | 0 | 0 | 0 | 0 | 0 | 0 | 0 | 0 | 0 | 0 | 0 | 0 |  | 0 | 0 | 0 | 0 | 0 | 0 | 0 | 0 | 0 | 0 | 0 | 0 | 0 | 0 | 0 | 0 | 0 | 0 | 0 | 0 | 0 | 0 | 0 | 0 | 0 | 0 | 0 | 0 | 0 | 0 | 0 | 0 | 0 | 0 | 0 | 0 | 0 | 0 | 0 | 0 | 0 | 0 | 0 | 0 | 0 | 1 | 0 | 0 | 0 | 0 | 0 | -433.35 | 326 | 851 | Talega 230 kV constraint | Trabuco-Capistrano 138 kV constraint | Trabuco-Capistrano 138 kV constraint |  | 0 | 0 | 0 | 0 | 0 | 0 | 151 | 326 | 851 | Trabuco-Capistrano 138 kV constraint | Trabuco-Capistrano 138 kV constraint | Trabuco-Capistrano 138 kV constraint |  | 5 | 1 | YES | 2 | 1 | 1 | NO | 1
PG&E Greater Bay Study Area | Mariposa | 230 | 0 | 0 | 0 | 0 | 0 | 0 | 0 | 0 | 0 | 0 | 0 | 0 | 0 | 0 | 0 | 0 | 0 | 0 | 0 | 0 | 0 | 0 | 0 | 0 | 0 | 0 | 0 | 0 | 0 | 0 | 0 | 0 | 0 | 0 | 0 | 0 | 0 | 0 | 0 | 0 | 0 | 0 | 0 | 0 | 1 | 0 | 0 | 0 | 0 | 0 | 0 | 0 | 0 | 0 | 0 | 0 | 0 | 0 | 1 | 0 | 1 | 0 | 0 | 1 | 1 | 0 | 0 | 0 | 0 | 0 | 0 | 0 | 0 | 1 | 0 | 0 | 0 | 0 | 0 | 0 | 0 | 0 | 0 | 0 | 0 | 0 | 0 | 0 | 0 | 0 | 0 | 0 | 0 | 0 | 0 | 0 | 0 | 0 | 0 | 0 | 0 | 0 | 0 | 0 | 0 | 0 | 0 | 0 |  | 0 | 0 | 0 | 0 | 0 | 0 | 0 | 0 | 0 | 0 | 0 | 0 | 0 | 0 | 0 | 0 | 0 | 0 | 0 | 0 | 0 | 0 | 0 | 0 | 0 | 0 | 0 | 0 | 0 | 0 | 0 | 0 | 0 | 0 | 0 | 0 | 0 | 0 | 0 | 0 | 0 | 0 | 0 | 0 | 0 | 2 | 0 | 1 | 0 | 0 | 0 | -2351.0075 | -489.2175 | 796.7913 | Vaca Dixon-Tesla 500kV Line | Vaca Dixon-Tesla 500kV Line | Windmaster-Delta pumps 230 kV line |  | 1 | 0 | 0 | 0 | 0 | 0 | -278.2328 | 283.5403 | 796.7913 | Windmaster-Delta pumps 230 kV line | Windmaster-Delta pumps 230 kV line | Windmaster-Delta pumps 230 kV line |  | 5 | 5 | NO | 5 | 1 | 1 | NO | 1
PG&E Greater Bay Study Area | Martin | 115 | 0 | 0 | 0 | 0 | 0 | 0 | 0 | 0 | 0 | 0 | 0 | 0 | 0 | 0 | 0 | 0 | 0 | 0 | 0 | 0 | 0 | 0 | 0 | 0 | 0 | 0 | 0 | 0 | 0 | 0 | 0 | 0 | 0 | 0 | 0 | 0 | 0 | 0 | 0 | 0 | 0 | 0 | 0 | 0 | 0 | 0 | 0 | 0 | 0 | 0 | 0 | 0 | 0 | 0 | 0 | 0 | 0 | 1 | 0 | 0 | 1 | 0 | 0 | 0 | 0 | 0 | 0 | 0 | 0 | 0 | 0 | 0 | 0 | 1 | 0 | 0 | 0 | 0 | 0 | 0 | 0 | 0 | 0 | 0 | 0 | 0 | 0 | 0 | 0 | 0 | 0 | 0 | 0 | 0 | 0 | 0 | 0 | 0 | 0 | 0 | 0 | 0 | 0 | 0 | 0 | 0 | 0 | 1 |  | 0 | 0 | 0 | 0 | 0 | 0 | 0 | 0 | 0 | 0 | 0 | 0 | 0 | 0 | 0 | 0 | 0 | 0 | 0 | 0 | 0 | 0 | 0 | 7.47 | 0 | 0 | 4.62 | 0 | 0 | 1 | 0 | 0 | 0 | 0 | 0 | 0 | 0 | 0 | 8.37 | 0 | 0 | 193.02 | 111.6 | 0 | 1 | 0 | 0 | 0 | 0 | 0 | 0 | 446.5593 | 2439.6278 | 5115.7796 | Tesla-Tracy-Pump 230 kV line #2 | Tesla-Tracy-Pump 230 kV line #2 | Tesla-Tracy Pump 230 kV Line #1 |  | 0 | 0 | 0 | 0 | 0 | 0 | 446.5593 | 2439.6278 | 5115.7796 | Tesla-Tracy-Pump 230 kV line #2 | Tesla-Tracy-Pump 230 kV line #2 | Tesla-Tracy Pump 230 kV Line #1 |  | 1 | 1 | NO | 1 | 1 | 1 | NO | 1
PG&E Greater Bay Study Area | Martin | 230 | 0 | 0 | 0 | 0 | 0 | 0 | 0 | 0 | 0 | 0 | 0 | 0 | 0 | 0 | 0 | 0 | 0 | 0 | 0 | 0 | 0 | 0 | 0 | 0 | 0 | 0 | 0 | 0 | 0 | 0 | 0 | 0 | 0 | 0 | 0 | 0 | 0 | 0 | 0 | 0 | 0 | 0 | 0 | 0 | 0 | 0 | 0 | 0 | 0 | 0 | 0 | 0 | 0 | 0 | 0 | 0 | 0 | 0 | 0 | 0 | 0 | 0 | 0 | 0 | 0 | 0 | 0 | 0 | 0 | 0 | 0 | 0 | 0 | 0 | 0 | 0 | 0 | 0 | 0 | 0 | 0 | 0 | 0 | 0 | 0 | 0 | 0 | 0 | 0 | 0 | 0 | 0 | 0 | 0 | 0 | 0 | 0 | 0 | 0 | 0 | 0 | 0 | 0 | 0 | 0 | 0 | 0 | 0 |  | 0 | 0 | 0 | 0 | 0 | 0 | 0 | 0 | 0 | 0 | 0 | 0 | 0 | 0 | 0 | 0 | 0 | 0 | 0 | 0 | 0 | 0 | 0 | 0 | 0 | 0 | 0 | 0 | 0 | 0 | 0 | 0 | 0 | 0 | 0 | 0 | 0 | 0 | 0 | 0 | 0 | 0 | 0 | 0 | 0 | 0 | 0 | 0 | 0 | 0 | 0 | 0 | 0 | 0 | #N/A | #N/A | #N/A |  | 0 | 0 | 0 | 0 | 0 | 0 | 0 | 0 | 0 | #N/A | #N/A | #N/A |  | 1 | 1 | NO | 1 | 1 | 1 | NO | 1
PG&E Greater Bay Study Area | Martinez | 115 | 0 | 0 | 0 | 0 | 0 | 0 | 0 | 0 | 0 | 0 | 0 | 0 | 0 | 0 | 0 | 0 | 0 | 0 | 0 | 0 | 0 | 0 | 0 | 0 | 0 | 0 | 0 | 0 | 0 | 0 | 0 | 0 | 0 | 0 | 0 | 0 | 0 | 0 | 0 | 0 | 0 | 0 | 0 | 0 | 0 | 0 | 0 | 0 | 0 | 0 | 0 | 0 | 0 | 0 | 1 | 0 | 0 | 0 | 0 | 0 | 0 | 0 | 0 | 0 | 0 | 0 | 0 | 0 | 0 | 0 | 0 | 0 | 0 | 0 | 0 | 0 | 0 | 0 | 0 | 0 | 0 | 0 | 0 | 0 | 0 | 0 | 0 | 0 | 0 | 0 | 0 | 0 | 0 | 0 | 0 | 0 | 0 | 0 | 0 | 0 | 0 | 0 | 0 | 0 | 0 | 0 | 0 | 1 |  | 0 | 0 | 0 | 0 | 0 | 0 | 0 | 0 | 0 | 0 | 0 | 0 | 0 | 0 | 0 | 0 | 0 | 0 | 0 | 0 | 0 | 0 | 0 | 0 | 0 | 0 | 0 | 0 | 0 | 0 | 0 | 0 | 0 | 0 | 0 | 0 | 0 | 0 | 0 | 0 | 0 | 0 | 0 | 0 | 0 | 0 | 0 | 0 | 0 | 0 | 0 | 2026.74 | 2130.9944 | 1481.432 | Dumbarton-Newark 115 kV line | Dumbarton-Newark 115 kV line | Dumbarton-Newark 115 kV line |  | 0 | 0 | 0 | 0 | 0 | 0 | 2026.74 | 2130.9944 | 1481.432 | Dumbarton-Newark 115 kV line | Dumbarton-Newark 115 kV line | Dumbarton-Newark 115 kV line |  | 1 | 1 | NO | 1 | 1 | 1 | NO | 1
PG&E Fresno Study Area | Mc Mullin | 230 | 0 | 0 | 0 | 0 | 0 | 0 | 0 | 0 | 0 | 0 | 0 | 0 | 0 | 0 | 0 | 0 | 0 | 0 | 0 | 0 | 0 | 0 | 0 | 0 | 0 | 0 | 0 | 0 | 0 | 0 | 0 | 0 | 0 | 0 | 0 | 0 | 0 | 0 | 0 | 0 | 0 | 0 | 0 | 0 | 0 | 0 | 0 | 0 | 0 | 0 | 1 | 0 | 0 | 0 | 0 | 0 | 0 | 0 | 0 | 0 | 0 | 0 | 0 | 0 | 0 | 0 | 0 | 0 | 0 | 0 | 0 | 0 | 0 | 0 | 0 | 0 | 1 | 0 | 0 | 0 | 0 | 0 | 0 | 0 | 0 | 1 | 1 | 0 | 1 | 1 | 1 | 1 | 1 | 1 | 1 | 1 | 0 | 1 | 1 | 0 | 0 | 1 | 0 | 0 | 0 | 1 | 0 | 4 |  | 0 | 0 | 0 | 0 | 0 | 0 | 0 | 0 | 0 | 0 | 0 | 0 | 0 | 0 | 0 | 0 | 0 | 0 | 0 | 0 | 0 | 0 | 0 | 0 | 0 | 0 | 0 | 0 | 0 | 0 | 0 | 0 | 0 | 0 | 0 | 0 | 0 | 0 | 0 | 0 | 0 | 0 | 0 | 0 | 0 | 7 | 1 | 6 | 1 | 4 | 0 | -3595.555 | -2599.731 | -1460.1318 | Midway-Q2005 230kV Line | Midway-Q2005 230kV Line | Midway-Q2005 230kV Line |  | 0 | 2 | 0 | 1 | 0 | 2 | -929.957 | -436.0987 | -498.1318 | Moss Landing-Las Aguilas 230 kV Line | Moss Landing-Las Aguilas 230 kV Line | Midway-Q2005 230kV Line |  | 5 | 4 | YES | 4 | 5 | 4 | YES | 4
PG&E Fresno Study Area | McCall | 230 | 0 | 0 | 0 | 0 | 0 | 0 | 0 | 0 | 0 | 0 | 0 | 0 | 0 | 0 | 0 | 0 | 0 | 0 | 0 | 0 | 0 | 0 | 0 | 0 | 0 | 0 | 0 | 0 | 0 | 0 | 0 | 0 | 0 | 0 | 0 | 0 | 0 | 0 | 0 | 0 | 0 | 0 | 0 | 0 | 0 | 0 | 0 | 0 | 0 | 0 | 1 | 0 | 0 | 0 | 0 | 0 | 0 | 0 | 0 | 0 | 0 | 0 | 0 | 0 | 0 | 0 | 0 | 0 | 0 | 0 | 0 | 0 | 0 | 0 | 0 | 0 | 1 | 0 | 0 | 0 | 0 | 0 | 0 | 0 | 0 | 1 | 1 | 1 | 1 | 1 | 1 | 1 | 1 | 1 | 1 | 1 | 0 | 1 | 1 | 0 | 0 | 1 | 0 | 0 | 0 | 0 | 0 | 4 |  | 0 | 0 | 0 | 0 | 0 | 0 | 0 | 0 | 0 | 0 | 0 | 0 | 0 | 0 | 0 | 0 | 0 | 0 | 0 | 0 | 0 | 0 | 0 | 0 | 0 | 0 | 0 | 0 | 0 | 0 | 0 | 0 | 0 | 0 | 0 | 0 | 0 | 0 | 5.75 | 0 | 0 | 0 | 0 | 0 | 1 | 7 | 0 | 6 | 0 | 3 | 0 | -3595.555 | -2599.731 | -1460.1318 | Midway-Q2005 230kV Line | Midway-Q2005 230kV Line | Midway-Q2005 230kV Line |  | 0 | 1 | 0 | 0 | 0 | 2 | -86.8335 | 124.968 | -498.1318 | Bellota-Weber 230kV line | Gates 230/70kV TB #5 | Midway-Q2005 230kV Line |  | 5 | 3 | YES | 3 | 5 | 4 | YES | 4
East of Pisgah Study Area | McCullough (LDWP) | 500 | 0 | 0 | 0 | 0 | 0 | 0 | 0 | 0 | 0 | 0 | 0 | 0 | 0 | 0 | 0 | 0 | 0 | 0 | 0 | 0 | 0 | 0 | 0 | 0 | 0 | 0 | 0 | 0 | 1 | 0 | 0 | 0 | 0 | 0 | 0 | 0 | 0 | 0 | 0 | 0 | 0 | 0 | 0 | 0 | 0 | 0 | 0 | 0 | 0 | 0 | 0 | 0 | 0 | 0 | 0 | 0 | 0 | 0 | 0 | 0 | 0 | 0 | 0 | 0 | 0 | 0 | 0 | 0 | 0 | 0 | 0 | 0 | 0 | 0 | 0 | 0 | 0 | 0 | 0 | 0 | 0 | 0 | 0 | 0 | 0 | 0 | 0 | 0 | 0 | 0 | 0 | 0 | 0 | 0 | 0 | 0 | 0 | 0 | 0 | 0 | 0 | 0 | 0 | 0 | 0 | 0 | 0 | 0 |  | 0 | 0 | 0 | 0 | 0 | 0 | 0 | 0 | 0 | 0 | 0 | 0 | 0 | 0 | 0 | 0 | 0 | 0 | 0 | 0 | 0 | 0 | 0 | 0 | 0 | 0 | 0 | 0 | 0 | 0 | 0 | 0 | 0 | 0 | 0 | 0 | 0 | 0 | 0 | 0 | 0 | 0 | 0 | 0 | 0 | 1 | 0 | 0 | 0 | 0 | 0 | -4066.4708 | 1431.2454 | 2279.042 | Lugo - Victorville area constraint | Lugo - Victorville area constraint | Lugo - Victorville area constraint |  | 0 | 0 | 0 | 0 | 0 | 0 | 2733.5292 | 8231.2454 | 9079.042 | Lugo - Victorville area constraint | Lugo - Victorville area constraint | Lugo - Victorville area constraint |  | 5 | 1 | YES | 2 | 1 | 1 | NO | 1
East of Pisgah Study Area | Mead | 230 | 0 | 0 | 0 | 0 | 0 | 0 | 0 | 0 | 0 | 0 | 0 | 0 | 0 | 0 | 0 | 0 | 0 | 0 | 0 | 1 | 0 | 1 | 0 | 0 | 0 | 0 | 0 | 0 | 1 | 0 | 0 | 0 | 0 | 0 | 0 | 0 | 0 | 0 | 0 | 0 | 0 | 0 | 0 | 0 | 0 | 0 | 0 | 0 | 0 | 0 | 0 | 0 | 0 | 0 | 0 | 0 | 0 | 0 | 0 | 0 | 0 | 0 | 0 | 0 | 0 | 0 | 0 | 0 | 0 | 0 | 0 | 0 | 0 | 0 | 0 | 0 | 0 | 0 | 0 | 0 | 0 | 0 | 0 | 0 | 0 | 0 | 0 | 0 | 0 | 0 | 0 | 0 | 0 | 0 | 0 | 0 | 0 | 0 | 0 | 0 | 0 | 0 | 0 | 0 | 0 | 0 | 0 | 2 |  | 0 | 0 | 350 | 0 | 0 | 0 | 0 | 0 | 0 | 0 | 0 | 0 | 0 | 0 | 1 | 0 | 0 | 0 | 0 | 0 | 0 | 0 | 0 | 0 | 0 | 0 | 0 | 0 | 0 | 0 | 0 | 0 | 0 | 0 | 0 | 0 | 0 | 0 | 0 | 0 | 0 | 0 | 0 | 0 | 0 | 1 | 2 | 0 | 0 | 0 | 0 | -4938.497 | 19.5125 | 1836.033 | Devers-Red Bluff Constraint | Devers-Red Bluff Constraint | Colorado River-Red Bluff Constraint |  | 0 | 2 | 0 | 0 | 0 | 0 | -4938.497 | 19.5125 | 1836.033 | Devers-Red Bluff Constraint | Devers-Red Bluff Constraint | Colorado River-Red Bluff Constraint |  | 5 | 4 | YES | 4 | 1 | 1 | NO | 1
PG&E Greater Bay Study Area | Melones | 115 | 0 | 0 | 0 | 0 | 0 | 0 | 0 | 0 | 0 | 0 | 0 | 0 | 0 | 0 | 0 | 0 | 0 | 0 | 0 | 0 | 0 | 0 | 0 | 0 | 0 | 0 | 0 | 0 | 0 | 0 | 0 | 0 | 0 | 0 | 0 | 0 | 0 | 0 | 0 | 0 | 0 | 0 | 0 | 0 | 0 | 0 | 0 | 0 | 0 | 0 | 0 | 0 | 0 | 0 | 0 | 0 | 0 | 0 | 0 | 0 | 0 | 0 | 1 | 0 | 0 | 0 | 0 | 0 | 0 | 0 | 0 | 0 | 0 | 0 | 0 | 0 | 0 | 0 | 0 | 0 | 0 | 0 | 0 | 0 | 0 | 0 | 0 | 0 | 0 | 0 | 0 | 0 | 0 | 0 | 0 | 0 | 0 | 0 | 0 | 0 | 0 | 0 | 0 | 0 | 0 | 0 | 0 | 0 |  | 0 | 0 | 0 | 0 | 0 | 0 | 0 | 0 | 0 | 0 | 0 | 0 | 0 | 0 | 0 | 0 | 0 | 0 | 0 | 0 | 0 | 0 | 0 | 0 | 0 | 0 | 0 | 0 | 0 | 0 | 0 | 0 | 0 | 0 | 0 | 0 | 0 | 0 | 0 | 0 | 0 | 0 | 0 | 0 | 0 | 0 | 0 | 0 | 0 | 0 | 0 | 3.859 | 102.156 | 280.6464 | Kasson Jct-Heinz 115 kV line | Kasson Jct-Heinz 115 kV line | Kasson Jct-Heinz 115 kV line |  | 0 | 0 | 0 | 0 | 0 | 0 | 3.859 | 102.156 | 280.6464 | Kasson Jct-Heinz 115 kV line | Kasson Jct-Heinz 115 kV line | Kasson Jct-Heinz 115 kV line |  | 1 | 1 | NO | 1 | 1 | 1 | NO | 1
PG&E North of Greater Bay Study Area | Mendocino | 115 | 0 | 0 | 0 | 0 | 0 | 0 | 0 | 0 | 0 | 0 | 0 | 0 | 0 | 0 | 0 | 0 | 0 | 0 | 0 | 0 | 0 | 0 | 0 | 0 | 0 | 0 | 0 | 0 | 0 | 0 | 0 | 0 | 0 | 0 | 0 | 0 | 0 | 0 | 0 | 0 | 0 | 0 | 0 | 1 | 1 | 0 | 1 | 0 | 0 | 0 | 0 | 0 | 0 | 0 | 0 | 0 | 0 | 1 | 0 | 1 | 1 | 0 | 0 | 0 | 0 | 0 | 0 | 0 | 0 | 0 | 0 | 0 | 0 | 0 | 1 | 0 | 0 | 0 | 0 | 0 | 0 | 0 | 0 | 0 | 0 | 0 | 0 | 0 | 0 | 0 | 0 | 0 | 0 | 0 | 0 | 0 | 0 | 0 | 0 | 0 | 0 | 0 | 0 | 0 | 0 | 0 | 0 | 1 |  | 0 | 0 | 0 | 0 | 0 | 0 | 0 | 0 | 0 | 0 | 0 | 0 | 0 | 0 | 0 | 0 | 0 | 0 | 0 | 0 | 0 | 0 | 0 | 0 | 0 | 0 | 0 | 0 | 0 | 0 | 0 | 1 | 0 | 0 | 0 | 0 | 0 | 0 | 0 | 0 | 0 | 0 | 0 | 5 | 1 | 2 | 0 | 2 | 0 | 0 | 0 | -2351.0075 | -489.2175 | 316.3825 | Vaca Dixon-Tesla 500kV Line | Vaca Dixon-Tesla 500kV Line | Birds Landing-Contra Costa 230kV Line |  | 1 | 0 | 1 | 0 | 0 | 0 | -598.6387 | -51.5186 | 316.3825 | Birds Landing-Contra Costa 230kV Line | Birds Landing-Contra Costa 230kV Line | Birds Landing-Contra Costa 230kV Line |  | 5 | 5 | NO | 5 | 1 | 1 | NO | 1
PG&E Fresno Study Area | Mendota | 115 | 0 | 0 | 0 | 0 | 0 | 0 | 0 | 0 | 0 | 0 | 0 | 0 | 0 | 0 | 0 | 0 | 0 | 0 | 0 | 0 | 0 | 0 | 0 | 0 | 0 | 0 | 0 | 0 | 0 | 0 | 0 | 0 | 0 | 0 | 0 | 0 | 0 | 0 | 0 | 0 | 0 | 0 | 0 | 0 | 0 | 0 | 0 | 0 | 0 | 0 | 1 | 0 | 0 | 0 | 0 | 0 | 0 | 0 | 0 | 0 | 0 | 0 | 0 | 0 | 0 | 0 | 0 | 0 | 0 | 0 | 0 | 0 | 0 | 0 | 0 | 0 | 1 | 0 | 0 | 0 | 0 | 0 | 0 | 0 | 0 | 1 | 1 | 1 | 1 | 1 | 1 | 1 | 1 | 1 | 1 | 1 | 0 | 0 | 1 | 1 | 0 | 1 | 0 | 0 | 0 | 1 | 0 | 4 |  | 0 | 0 | 0 | 0 | 0 | 0 | 0 | 0 | 0 | 0 | 0 | 0 | 0 | 0 | 0 | 0 | 0 | 0 | 0 | 0 | 0 | 0 | 0 | 0 | 0 | 0 | 0 | 0 | 0 | 0 | 0 | 0 | 0 | 0 | 0 | 0 | 0 | 0 | 0 | 0 | 0 | 0 | 0 | 0 | 0 | 7 | 1 | 6 | 1 | 4 | 0 | -3595.555 | -2599.731 | -1460.1318 | Midway-Q2005 230kV Line | Midway-Q2005 230kV Line | Midway-Q2005 230kV Line |  | 0 | 2 | 0 | 1 | 0 | 2 | -929.957 | -436.0987 | -498.1318 | Moss Landing-Las Aguilas 230 kV Line | Moss Landing-Las Aguilas 230 kV Line | Midway-Q2005 230kV Line |  | 5 | 4 | YES | 4 | 5 | 4 | YES | 4
PG&E Fresno Study Area | Merced | 115 | 0 | 0 | 0 | 0 | 0 | 0 | 0 | 0 | 0 | 0 | 0 | 0 | 0 | 0 | 0 | 0 | 0 | 0 | 0 | 0 | 0 | 0 | 0 | 0 | 0 | 0 | 0 | 0 | 0 | 0 | 0 | 0 | 0 | 0 | 0 | 0 | 0 | 0 | 0 | 0 | 0 | 0 | 0 | 0 | 0 | 0 | 0 | 0 | 0 | 0 | 1 | 0 | 0 | 0 | 0 | 0 | 0 | 0 | 0 | 0 | 0 | 0 | 0 | 0 | 1 | 0 | 0 | 0 | 0 | 0 | 0 | 0 | 0 | 0 | 0 | 0 | 1 | 0 | 0 | 0 | 0 | 0 | 0 | 0 | 0 | 1 | 1 | 0 | 1 | 1 | 1 | 1 | 1 | 1 | 0 | 1 | 0 | 1 | 1 | 0 | 0 | 1 | 0 | 0 | 0 | 0 | 0 | 4 |  | 0 | 0 | 0 | 0 | 0 | 0 | 0 | 0 | 0 | 0 | 0 | 0 | 0 | 0 | 0 | 0 | 0 | 0 | 0 | 0 | 0 | 0 | 0 | 0 | 0 | 0 | 0 | 0 | 0 | 0 | 0 | 0 | 0 | 0 | 0 | 0 | 0 | 0 | 4 | 0 | 0 | 0 | 0 | 0 | 1 | 6 | 0 | 5 | 0 | 3 | 0 | -3595.555 | -2599.731 | -1460.1318 | Midway-Q2005 230kV Line | Midway-Q2005 230kV Line | Midway-Q2005 230kV Line |  | 0 | 1 | 0 | 0 | 0 | 2 | -86.8335 | 370.087 | -498.1318 | Bellota-Weber 230kV line | Oro Loma-El Nido 115kV Line | Midway-Q2005 230kV Line |  | 5 | 3 | YES | 3 | 5 | 4 | YES | 4
East of Pisgah Study Area | Mercry Switch | 138 | 0 | 0 | 0 | 0 | 0 | 0 | 0 | 0 | 0 | 0 | 0 | 0 | 0 | 0 | 0 | 0 | 0 | 0 | 0 | 1 | 0 | 1 | 0 | 0 | 0 | 0 | 1 | 0 | 1 | 0 | 0 | 0 | 0 | 0 | 0 | 0 | 0 | 0 | 0 | 0 | 0 | 0 | 0 | 0 | 0 | 0 | 0 | 0 | 0 | 0 | 0 | 0 | 0 | 0 | 0 | 0 | 0 | 0 | 0 | 0 | 0 | 0 | 0 | 0 | 0 | 0 | 0 | 0 | 0 | 0 | 0 | 0 | 0 | 0 | 0 | 0 | 0 | 0 | 0 | 0 | 0 | 0 | 0 | 0 | 0 | 0 | 0 | 0 | 0 | 0 | 0 | 0 | 0 | 0 | 0 | 0 | 0 | 0 | 0 | 0 | 0 | 0 | 0 | 0 | 0 | 0 | 0 | 3 |  | 0 | 0 | 0 | 0 | 0 | 0 | 0 | 0 | 0 | 0 | 0 | 0 | 0 | 0 | 0 | 0 | 0 | 0 | 0 | 0 | 0 | 0 | 0 | 0 | 0 | 0 | 0 | 0 | 0 | 0 | 0 | 0 | 0 | 0 | 0 | 0 | 0 | 0 | 0 | 0 | 0 | 0 | 0 | 0 | 0 | 1 | 2 | 0 | 0 | 0 | 0 | -4938.497 | 19.5125 | 250.1 | Devers-Red Bluff Constraint | Devers-Red Bluff Constraint | VEA 138kV area constraint |  | 0 | 2 | 0 | 0 | 0 | 0 | -4938.497 | 19.5125 | 250.1 | Devers-Red Bluff Constraint | Devers-Red Bluff Constraint | VEA 138kV area constraint |  | 5 | 4 | YES | 4 | 1 | 1 | NO | 1
PG&E Kern Study Area | Mesa | 230 | 0 | 0 | 0 | 0 | 0 | 0 | 0 | 0 | 0 | 0 | 0 | 0 | 0 | 0 | 0 | 0 | 0 | 0 | 0 | 0 | 0 | 0 | 0 | 0 | 0 | 0 | 0 | 0 | 0 | 0 | 0 | 0 | 0 | 0 | 0 | 0 | 0 | 0 | 0 | 0 | 0 | 0 | 0 | 0 | 0 | 0 | 0 | 0 | 0 | 0 | 0 | 0 | 0 | 0 | 0 | 0 | 0 | 0 | 0 | 0 | 0 | 0 | 0 | 0 | 0 | 0 | 0 | 0 | 0 | 0 | 0 | 0 | 0 | 0 | 0 | 1 | 1 | 0 | 0 | 0 | 0 | 0 | 1 | 0 | 0 | 1 | 1 | 0 | 0 | 0 | 0 | 0 | 0 | 0 | 0 | 1 | 1 | 0 | 0 | 0 | 0 | 0 | 0 | 0 | 1 | 0 | 0 | 0 |  | 0 | 0 | 0 | 0 | 0 | 0 | 0 | 0 | 0 | 0 | 0 | 99.7 | 0 | 0 | 1 | 0 | 0 | 0 | 0 | 0 | 0 | 0 | 0 | 2.62 | 0 | 0 | 0 | 0 | 0 | 1 | 0 | 0 | 0 | 0 | 0 | 0 | 0 | 0 | 2.62 | 0 | 0 | 0 | 0 | 0 | 1 | 4 | 0 | 4 | 0 | 3 | 0 | -3595.555 | -2599.731 | -1460.1318 | Midway-Q2005 230kV Line | Midway-Q2005 230kV Line | Midway-Q2005 230kV Line |  | 0 | 0 | 0 | 0 | 0 | 2 | 287.831 | 562.4852 | -498.1318 | Oceano-Calendar 115kV line | Oceano-Calendar 115kV line | Midway-Q2005 230kV Line |  | 5 | 1 | YES | 2 | 5 | 4 | YES | 4
PG&E Kern Study Area | Mesa | 115 | 0 | 0 | 0 | 0 | 0 | 0 | 0 | 0 | 0 | 0 | 0 | 0 | 0 | 0 | 0 | 0 | 0 | 0 | 0 | 0 | 0 | 0 | 0 | 0 | 0 | 0 | 0 | 0 | 0 | 0 | 0 | 0 | 0 | 0 | 0 | 0 | 0 | 0 | 0 | 0 | 0 | 0 | 0 | 0 | 0 | 0 | 0 | 0 | 0 | 0 | 0 | 0 | 0 | 0 | 0 | 0 | 0 | 0 | 0 | 0 | 0 | 0 | 0 | 0 | 0 | 0 | 0 | 0 | 0 | 0 | 0 | 0 | 0 | 0 | 0 | 1 | 1 | 0 | 0 | 0 | 0 | 0 | 1 | 0 | 0 | 1 | 1 | 0 | 0 | 0 | 0 | 0 | 0 | 0 | 0 | 1 | 1 | 0 | 0 | 0 | 0 | 0 | 0 | 0 | 1 | 0 | 0 | 0 |  | 0 | 0 | 0 | 0 | 0 | 0 | 0 | 0 | 0 | 0 | 0 | 0 | 0 | 0 | 0 | 0 | 0 | 0 | 0 | 0 | 0 | 0 | 0 | 0 | 0 | 0 | 0 | 0 | 0 | 0 | 0 | 0 | 0 | 0 | 0 | 0 | 0 | 0 | 0 | 0 | 0 | 0 | 0 | 0 | 0 | 4 | 0 | 4 | 0 | 3 | 0 | -3595.555 | -2599.731 | -1460.1318 | Midway-Q2005 230kV Line | Midway-Q2005 230kV Line | Midway-Q2005 230kV Line |  | 0 | 0 | 0 | 0 | 0 | 2 | 287.831 | 562.4852 | -498.1318 | Oceano-Calendar 115kV line | Oceano-Calendar 115kV line | Midway-Q2005 230kV Line |  | 5 | 1 | YES | 2 | 5 | 4 | YES | 4
SCE Metro Study Area | Mesa (SCE) | 500 | 0 | 0 | 0 | 0 | 0 | 0 | 0 | 0 | 0 | 0 | 1 | 0 | 1 | 0 | 0 | 0 | 0 | 0 | 0 | 0 | 0 | 0 | 0 | 0 | 0 | 0 | 0 | 0 | 0 | 0 | 0 | 0 | 0 | 0 | 0 | 0 | 0 | 0 | 0 | 0 | 0 | 0 | 0 | 0 | 0 | 0 | 0 | 0 | 0 | 0 | 0 | 0 | 0 | 0 | 0 | 0 | 0 | 0 | 0 | 0 | 0 | 0 | 0 | 0 | 0 | 0 | 0 | 0 | 0 | 0 | 0 | 0 | 0 | 0 | 0 | 0 | 0 | 0 | 0 | 0 | 0 | 0 | 0 | 0 | 0 | 0 | 0 | 0 | 0 | 0 | 0 | 0 | 0 | 0 | 0 | 0 | 0 | 0 | 0 | 0 | 0 | 0 | 0 | 0 | 0 | 0 | 0 | 0 |  | 0 | 0 | 0 | 0 | 0 | 0 | 0 | 0 | 0 | 0 | 0 | 0 | 0 | 0 | 0 | 0 | 0 | 0 | 0 | 0 | 0 | 0 | 0 | 0 | 0 | 0 | 0 | 0 | 0 | 0 | 0 | 0 | 0 | 0 | 0 | 0 | 0 | 0 | 0 | 0 | 0 | 0 | 0 | 0 | 0 | 0 | 0 | 0 | 0 | 0 | 0 | 5071.734 | 5878.953 | 8313.03 | Del Amo - Barre Area Constraint | Del Amo - Barre Area Constraint | Del Amo - Barre Area Constraint |  | 0 | 0 | 0 | 0 | 0 | 0 | 5071.734 | 5878.953 | 8313.03 | Del Amo - Barre Area Constraint | Del Amo - Barre Area Constraint | Del Amo - Barre Area Constraint |  | 1 | 1 | NO | 1 | 1 | 1 | NO | 1
SCE Metro Study Area | Mesa (SCE) | 230 | 0 | 0 | 0 | 0 | 0 | 0 | 0 | 0 | 0 | 0 | 1 | 0 | 1 | 0 | 0 | 0 | 0 | 0 | 0 | 0 | 0 | 0 | 0 | 0 | 0 | 0 | 0 | 0 | 0 | 0 | 0 | 0 | 0 | 0 | 0 | 0 | 0 | 0 | 0 | 0 | 0 | 0 | 0 | 0 | 0 | 0 | 0 | 0 | 0 | 0 | 0 | 0 | 0 | 0 | 0 | 0 | 0 | 0 | 0 | 0 | 0 | 0 | 0 | 0 | 0 | 0 | 0 | 0 | 0 | 0 | 0 | 0 | 0 | 0 | 0 | 0 | 0 | 0 | 0 | 0 | 0 | 0 | 0 | 0 | 0 | 0 | 0 | 0 | 0 | 0 | 0 | 0 | 0 | 0 | 0 | 0 | 0 | 0 | 0 | 0 | 0 | 0 | 0 | 0 | 0 | 0 | 0 | 0 |  | 0 | 0 | 0 | 0 | 0 | 0 | 0 | 0 | 0 | 0 | 0 | 0 | 0 | 0 | 0 | 0 | 0 | 0 | 0 | 0 | 0 | 0 | 0 | 0 | 0 | 0 | 0 | 0 | 0 | 0 | 0 | 0 | 0 | 0 | 0 | 0 | 0 | 0 | 0 | 0 | 0 | 0 | 3.5 | 0 | 1 | 0 | 0 | 0 | 0 | 0 | 0 | 5071.734 | 5878.953 | 8313.03 | Del Amo - Barre Area Constraint | Del Amo - Barre Area Constraint | Del Amo - Barre Area Constraint |  | 0 | 0 | 0 | 0 | 0 | 0 | 5071.734 | 5878.953 | 8313.03 | Del Amo - Barre Area Constraint | Del Amo - Barre Area Constraint | Del Amo - Barre Area Constraint |  | 1 | 1 | NO | 1 | 1 | 1 | NO | 1
PG&E Greater Bay Study Area | Metcalf | 500 | 0 | 0 | 0 | 0 | 0 | 0 | 0 | 0 | 0 | 0 | 0 | 0 | 0 | 0 | 0 | 0 | 0 | 0 | 0 | 0 | 0 | 0 | 0 | 0 | 0 | 0 | 0 | 0 | 0 | 0 | 0 | 0 | 0 | 0 | 0 | 0 | 0 | 0 | 0 | 0 | 0 | 0 | 0 | 0 | 0 | 0 | 0 | 0 | 0 | 0 | 0 | 0 | 0 | 0 | 0 | 0 | 0 | 0 | 0 | 0 | 0 | 0 | 0 | 0 | 0 | 0 | 0 | 0 | 0 | 0 | 0 | 1 | 1 | 0 | 0 | 0 | 0 | 0 | 0 | 0 | 0 | 0 | 0 | 0 | 0 | 0 | 0 | 0 | 0 | 0 | 0 | 0 | 0 | 0 | 0 | 0 | 0 | 0 | 0 | 0 | 0 | 0 | 0 | 0 | 0 | 0 | 0 | 1 |  | 0 | 0 | 0 | 0 | 0 | 0 | 0 | 0 | 0 | 0 | 0 | 0 | 0 | 0 | 0 | 0 | 0 | 0 | 0 | 0 | 0 | 0 | 0 | 0 | 0 | 0 | 0 | 0 | 0 | 0 | 0 | 0 | 0 | 0 | 0 | 0 | 0 | 0 | 0 | 0 | 0 | 0 | 0 | 0 | 0 | 1 | 0 | 1 | 0 | 0 | 0 | -349.3 | -18.55 | 975.5 | Morganhill-Metcalf 115kV Line | Morganhill-Metcalf 115kV Line | Morganhill-Metcalf 115kV Line |  | 1 | 0 | 1 | 0 | 0 | 0 | -349.3 | -18.55 | 975.5 | Morganhill-Metcalf 115kV Line | Morganhill-Metcalf 115kV Line | Morganhill-Metcalf 115kV Line |  | 5 | 5 | NO | 5 | 1 | 1 | NO | 1
PG&E Greater Bay Study Area | Metcalf | 230 | 0 | 0 | 0 | 0 | 0 | 0 | 0 | 0 | 0 | 0 | 0 | 0 | 0 | 0 | 0 | 0 | 0 | 0 | 0 | 0 | 0 | 0 | 0 | 0 | 0 | 0 | 0 | 0 | 0 | 0 | 0 | 0 | 0 | 0 | 0 | 0 | 0 | 0 | 0 | 0 | 0 | 0 | 0 | 0 | 0 | 0 | 0 | 0 | 0 | 0 | 0 | 0 | 0 | 0 | 0 | 0 | 0 | 1 | 0 | 0 | 1 | 0 | 0 | 0 | 1 | 0 | 0 | 0 | 0 | 0 | 0 | 1 | 1 | 0 | 0 | 0 | 0 | 0 | 0 | 0 | 0 | 0 | 0 | 0 | 0 | 0 | 0 | 0 | 0 | 0 | 0 | 0 | 0 | 0 | 0 | 0 | 0 | 0 | 0 | 0 | 0 | 0 | 0 | 0 | 0 | 0 | 0 | 2 |  | 0 | 0 | 0 | 0 | 0 | 0 | 0 | 0 | 0 | 0 | 0 | 0 | 0 | 0 | 0 | 0 | 0 | 0 | 0 | 0 | 0 | 0 | 0 | 0 | 0 | 0 | 0 | 0 | 0 | 0 | 0 | 0 | 0 | 0 | 0 | 0 | 0 | 0 | 0 | 0 | 0 | 250 | 100 | 0 | 1 | 1 | 0 | 1 | 0 | 0 | 0 | -349.3 | -18.55 | 975.5 | Morganhill-Metcalf 115kV Line | Morganhill-Metcalf 115kV Line | Morganhill-Metcalf 115kV Line |  | 1 | 0 | 1 | 0 | 0 | 0 | -349.3 | -18.55 | 975.5 | Morganhill-Metcalf 115kV Line | Morganhill-Metcalf 115kV Line | Morganhill-Metcalf 115kV Line |  | 5 | 5 | NO | 5 | 1 | 1 | NO | 1
PG&E Greater Bay Study Area | Metcalf | 115 | 0 | 0 | 0 | 0 | 0 | 0 | 0 | 0 | 0 | 0 | 0 | 0 | 0 | 0 | 0 | 0 | 0 | 0 | 0 | 0 | 0 | 0 | 0 | 0 | 0 | 0 | 0 | 0 | 0 | 0 | 0 | 0 | 0 | 0 | 0 | 0 | 0 | 0 | 0 | 0 | 0 | 0 | 0 | 0 | 0 | 0 | 0 | 0 | 0 | 0 | 0 | 0 | 0 | 0 | 0 | 0 | 0 | 0 | 0 | 0 | 0 | 0 | 0 | 0 | 1 | 0 | 0 | 0 | 0 | 0 | 0 | 1 | 1 | 0 | 0 | 0 | 0 | 0 | 0 | 0 | 0 | 0 | 0 | 0 | 0 | 0 | 0 | 0 | 0 | 0 | 0 | 0 | 0 | 0 | 0 | 0 | 0 | 0 | 0 | 0 | 0 | 0 | 0 | 0 | 0 | 0 | 0 | 1 |  | 0 | 0 | 0 | 0 | 0 | 0 | 0 | 0 | 0 | 0 | 0 | 75 | 0 | 0 | 1 | 0 | 0 | 0 | 0 | 0 | 0 | 0 | 0 | 0 | 0 | 0 | 0 | 0 | 0 | 0 | 0 | 1.8 | 0 | 0 | 0 | 0 | 0 | 0 | 0 | 0 | 0 | 0 | 0 | 0 | 1 | 1 | 0 | 1 | 0 | 0 | 0 | -349.3 | -18.55 | 975.5 | Morganhill-Metcalf 115kV Line | Morganhill-Metcalf 115kV Line | Morganhill-Metcalf 115kV Line |  | 1 | 0 | 1 | 0 | 0 | 0 | -349.3 | -18.55 | 975.5 | Morganhill-Metcalf 115kV Line | Morganhill-Metcalf 115kV Line | Morganhill-Metcalf 115kV Line |  | 5 | 5 | NO | 5 | 1 | 1 | NO | 1
PG&E Kern Study Area | Midway | 500 | 0 | 0 | 0 | 0 | 0 | 0 | 0 | 0 | 0 | 0 | 0 | 0 | 0 | 0 | 0 | 0 | 0 | 0 | 0 | 0 | 0 | 0 | 0 | 0 | 0 | 0 | 0 | 0 | 0 | 0 | 0 | 0 | 0 | 0 | 0 | 0 | 0 | 0 | 0 | 0 | 0 | 0 | 0 | 0 | 0 | 0 | 0 | 0 | 0 | 0 | 0 | 0 | 0 | 0 | 0 | 0 | 0 | 0 | 0 | 0 | 0 | 0 | 0 | 0 | 0 | 0 | 0 | 0 | 0 | 0 | 0 | 0 | 0 | 0 | 0 | 0 | 0 | 0 | 0 | 0 | 0 | 0 | 0 | 0 | 0 | 0 | 0 | 0 | 0 | 0 | 0 | 0 | 0 | 0 | 0 | 0 | 0 | 0 | 0 | 0 | 0 | 0 | 0 | 0 | 1 | 0 | 0 | 0 |  | 0 | 0 | 0 | 0 | 0 | 0 | 0 | 0 | 0 | 0 | 0 | 0 | 0 | 0 | 0 | 0 | 0 | 0 | 0 | 0 | 0 | 0 | 0 | 0 | 0 | 0 | 0 | 0 | 0 | 0 | 0 | 0 | 0 | 0 | 0 | 0 | 0 | 0 | 0 | 100 | 700 | 340 | 302 | 0 | 1 | 0 | 0 | 0 | 0 | 0 | 0 | 1683.173 | 3425.8659 | 2981.2256 | Gates-Panoche 230 kV #1 and #2 Lines | Gates-Panoche 230 kV #1 and #2 Lines | Gates-Panoche 230 kV #1 and #2 Lines |  | 0 | 0 | 0 | 0 | 0 | 0 | 1683.173 | 3425.8659 | 2981.2256 | Gates-Panoche 230 kV #1 and #2 Lines | Gates-Panoche 230 kV #1 and #2 Lines | Gates-Panoche 230 kV #1 and #2 Lines |  | 1 | 1 | NO | 1 | 1 | 1 | NO | 1
PG&E Kern Study Area | Midway | 230 | 0 | 0 | 0 | 0 | 0 | 0 | 0 | 0 | 0 | 0 | 0 | 0 | 0 | 0 | 0 | 0 | 0 | 0 | 0 | 0 | 0 | 0 | 0 | 0 | 0 | 0 | 0 | 0 | 0 | 0 | 0 | 0 | 0 | 0 | 0 | 0 | 0 | 0 | 0 | 0 | 0 | 0 | 0 | 0 | 0 | 0 | 0 | 0 | 0 | 0 | 0 | 0 | 0 | 0 | 0 | 0 | 0 | 0 | 0 | 0 | 0 | 0 | 0 | 0 | 0 | 0 | 0 | 0 | 0 | 0 | 0 | 0 | 0 | 0 | 0 | 0 | 1 | 0 | 0 | 0 | 0 | 0 | 0 | 0 | 0 | 1 | 1 | 0 | 0 | 0 | 0 | 0 | 0 | 0 | 0 | 0 | 0 | 0 | 0 | 0 | 0 | 0 | 0 | 0 | 0 | 0 | 0 | 0 |  | 0 | 0 | 0 | 0 | 0 | 0 | 0 | 0 | 0 | 0 | 0 | 0 | 0 | 0 | 0 | 0 | 0 | 0 | 0 | 0 | 0 | 0 | 0 | 0 | 0 | 0 | 0 | 0 | 0 | 0 | 0 | 0 | 0 | 0 | 0 | 0 | 0 | 0 | 0 | 0 | 0 | 0 | 0 | 0 | 0 | 3 | 0 | 3 | 0 | 1 | 0 | -3595.555 | -2599.731 | -1460.1318 | Midway-Q2005 230kV Line | Midway-Q2005 230kV Line | Midway-Q2005 230kV Line |  | 0 | 0 | 0 | 0 | 0 | 1 | 8174.906 | 8901.5832 | -498.1318 | Gates 500/230kV TB #11 | Gates 500/230kV TB #11 | Midway-Q2005 230kV Line |  | 5 | 1 | YES | 2 | 5 | 4 | YES | 4
PG&E Kern Study Area | Midway | 115 | 0 | 0 | 0 | 0 | 0 | 0 | 0 | 0 | 0 | 0 | 0 | 0 | 0 | 0 | 0 | 0 | 0 | 0 | 0 | 0 | 0 | 0 | 0 | 0 | 0 | 0 | 0 | 0 | 0 | 0 | 0 | 0 | 0 | 0 | 0 | 0 | 0 | 0 | 0 | 0 | 0 | 0 | 0 | 0 | 0 | 0 | 0 | 0 | 0 | 0 | 0 | 0 | 0 | 0 | 0 | 0 | 0 | 0 | 0 | 0 | 0 | 0 | 0 | 0 | 0 | 0 | 0 | 0 | 0 | 0 | 0 | 0 | 0 | 0 | 0 | 1 | 1 | 0 | 0 | 0 | 0 | 0 | 1 | 1 | 0 | 1 | 1 | 0 | 0 | 0 | 0 | 0 | 0 | 0 | 0 | 0 | 0 | 0 | 0 | 0 | 0 | 0 | 0 | 0 | 0 | 0 | 0 | 0 |  | 0 | 0 | 0 | 0 | 0 | 0 | 0 | 0 | 0 | 0 | 0 | 0 | 0 | 0 | 0 | 0 | 0 | 0 | 0 | 0 | 0 | 0 | 0 | 0 | 0 | 0 | 0 | 0 | 0 | 0 | 0 | 0 | 0 | 0 | 0 | 0 | 0 | 0 | 0 | 200 | 147 | 80 | 26 | 0 | 1 | 4 | 0 | 4 | 0 | 2 | 0 | -3595.555 | -2599.731 | -1460.1318 | Midway-Q2005 230kV Line | Midway-Q2005 230kV Line | Midway-Q2005 230kV Line |  | 0 | 0 | 0 | 0 | 0 | 2 | 39.518 | 0.14008 | -498.1318 | Semitropic-Midway 115kV Line | Semitropic-Midway 115kV Line | Midway-Q2005 230kV Line |  | 5 | 1 | YES | 2 | 5 | 4 | YES | 4
SDG&E Study Area | Miguel | 500 | 0 | 0 | 0 | 0 | 0 | 0 | 0 | 0 | 0 | 0 | 0 | 0 | 0 | 0 | 0 | 0 | 0 | 0 | 0 | 0 | 0 | 0 | 0 | 0 | 0 | 0 | 0 | 0 | 1 | 0 | 1 | 1 | 1 | 1 | 1 | 0 | 1 | 0 | 0 | 1 | 1 | 1 | 0 | 0 | 0 | 0 | 0 | 0 | 0 | 0 | 0 | 0 | 0 | 0 | 0 | 0 | 0 | 0 | 0 | 0 | 0 | 0 | 0 | 0 | 0 | 0 | 0 | 0 | 0 | 0 | 0 | 0 | 0 | 0 | 0 | 0 | 0 | 0 | 0 | 0 | 0 | 0 | 0 | 0 | 0 | 0 | 0 | 0 | 0 | 0 | 0 | 0 | 0 | 0 | 0 | 0 | 0 | 0 | 0 | 0 | 0 | 0 | 0 | 0 | 0 | 0 | 0 | 3 |  | 0 | 0 | 0 | 0 | 0 | 0 | 0 | 0 | 0 | 0 | 0 | 0 | 0 | 0 | 0 | 0 | 0 | 0 | 0 | 0 | 0 | 0 | 0 | 0 | 0 | 0 | 0 | 0 | 0 | 0 | 0 | 0 | 0 | 0 | 0 | 0 | 0 | 0 | 0 | 0 | 0 | 0 | 0 | 0 | 0 | 5 | 3 | 1 | 0 | 0 | 0 | -4066.4708 | -95.25 | 244.98 | Lugo - Victorville area constraint | Silvergate - Bay Blvd 230 kV constraint | Silvergate - Bay Blvd 230 kV constraint |  | 0 | 3 | 0 | 0 | 0 | 0 | -253.91 | 197.5523 | 296.5564 | Encina - San Luis Rey 230 kV constraint | Miguel 69 kV constraint | Miguel 69 kV constraint |  | 5 | 4 | YES | 4 | 1 | 1 | NO | 1
SDG&E Study Area | Miguel | 230 | 0 | 0 | 0 | 0 | 0 | 0 | 0 | 0 | 0 | 0 | 0 | 0 | 0 | 0 | 0 | 0 | 0 | 0 | 0 | 0 | 0 | 0 | 0 | 0 | 0 | 0 | 0 | 0 | 0 | 0 | 1 | 1 | 1 | 1 | 1 | 0 | 1 | 0 | 0 | 1 | 1 | 1 | 0 | 0 | 0 | 0 | 0 | 0 | 0 | 0 | 0 | 0 | 0 | 0 | 0 | 0 | 0 | 0 | 0 | 0 | 0 | 0 | 0 | 0 | 0 | 0 | 0 | 0 | 0 | 0 | 0 | 0 | 0 | 0 | 0 | 0 | 0 | 0 | 0 | 0 | 0 | 0 | 0 | 0 | 0 | 0 | 0 | 0 | 0 | 0 | 0 | 0 | 0 | 0 | 0 | 0 | 0 | 0 | 0 | 0 | 0 | 0 | 0 | 0 | 0 | 0 | 0 | 3 |  | 0 | 0 | 0 | 0 | 0 | 0 | 0 | 0 | 0 | 0 | 0 | 0 | 0 | 0 | 0 | 0 | 0 | 0 | 0 | 0 | 0 | 0 | 0 | 0 | 0 | 0 | 9.75 | 0 | 0 | 1 | 0 | 0 | 0 | 0 | 0 | 0 | 0 | 0 | 0 | 0 | 0 | 9.75 | 0 | 0 | 1 | 4 | 3 | 1 | 0 | 0 | 0 | -690.41 | -95.25 | 244.98 | Silvergate - Bay Blvd 230 kV constraint | Silvergate - Bay Blvd 230 kV constraint | Silvergate - Bay Blvd 230 kV constraint |  | 0 | 3 | 0 | 0 | 0 | 0 | -253.91 | 197.5523 | 296.5564 | Encina - San Luis Rey 230 kV constraint | Miguel 69 kV constraint | Miguel 69 kV constraint |  | 5 | 4 | YES | 4 | 1 | 1 | NO | 1
PG&E Greater Bay Study Area | Miller | 115 | 0 | 0 | 0 | 0 | 0 | 0 | 0 | 0 | 0 | 0 | 0 | 0 | 0 | 0 | 0 | 0 | 0 | 0 | 0 | 0 | 0 | 0 | 0 | 0 | 0 | 0 | 0 | 0 | 0 | 0 | 0 | 0 | 0 | 0 | 0 | 0 | 0 | 0 | 0 | 0 | 0 | 0 | 0 | 0 | 0 | 0 | 0 | 0 | 0 | 0 | 1 | 0 | 0 | 0 | 0 | 0 | 0 | 0 | 0 | 0 | 1 | 0 | 1 | 0 | 1 | 0 | 0 | 0 | 1 | 0 | 0 | 0 | 0 | 1 | 0 | 0 | 0 | 0 | 0 | 0 | 0 | 0 | 0 | 0 | 0 | 0 | 0 | 0 | 0 | 0 | 0 | 0 | 0 | 0 | 0 | 0 | 0 | 0 | 0 | 0 | 0 | 0 | 0 | 0 | 0 | 0 | 0 | 0 |  | 0 | 0 | 0 | 0 | 0 | 0 | 0 | 0 | 0 | 0 | 0 | 0 | 0 | 0 | 0 | 0 | 0 | 0 | 0 | 0 | 0 | 0 | 0 | 0 | 0 | 0 | 0 | 0 | 0 | 0 | 0 | 0 | 0 | 0 | 0 | 0 | 0 | 0 | 0 | 0 | 0 | 0 | 0 | 0 | 0 | 1 | 0 | 0 | 0 | 0 | 0 | -546.8335 | 102.156 | 280.6464 | Bellota-Weber 230kV line | Kasson Jct-Heinz 115 kV line | Kasson Jct-Heinz 115 kV line |  | 0 | 1 | 0 | 0 | 0 | 0 | -86.8335 | 102.156 | 280.6464 | Bellota-Weber 230kV line | Kasson Jct-Heinz 115 kV line | Kasson Jct-Heinz 115 kV line |  | 5 | 3 | YES | 3 | 1 | 1 | NO | 1
SCE Metro Study Area | Mira Loma | 500 | 0 | 0 | 0 | 0 | 0 | 0 | 0 | 0 | 0 | 0 | 0 | 0 | 1 | 0 | 0 | 0 | 0 | 0 | 0 | 0 | 0 | 0 | 0 | 0 | 0 | 0 | 0 | 0 | 0 | 0 | 0 | 0 | 0 | 0 | 0 | 0 | 0 | 0 | 0 | 0 | 0 | 0 | 0 | 0 | 0 | 0 | 0 | 0 | 0 | 0 | 0 | 0 | 0 | 0 | 0 | 0 | 0 | 0 | 0 | 0 | 0 | 0 | 0 | 0 | 0 | 0 | 0 | 0 | 0 | 0 | 0 | 0 | 0 | 0 | 0 | 0 | 0 | 0 | 0 | 0 | 0 | 0 | 0 | 0 | 0 | 0 | 0 | 0 | 0 | 0 | 0 | 0 | 0 | 0 | 0 | 0 | 0 | 0 | 0 | 0 | 0 | 0 | 0 | 0 | 0 | 0 | 0 | 0 |  | 0 | 0 | 0 | 0 | 0 | 0 | 0 | 0 | 0 | 0 | 0 | 0 | 0 | 0 | 0 | 0 | 0 | 0 | 0 | 0 | 0 | 0 | 0 | 0 | 0 | 0 | 0 | 0 | 0 | 0 | 0 | 0 | 0 | 0 | 0 | 0 | 0 | 0 | 0 | 0 | 0 | 0 | 0 | 0 | 0 | 0 | 0 | 0 | 0 | 0 | 0 | 11259.896 | 12479.932 | 16166.72 | SCE Metro Area Default Constraint | SCE Metro Area Default Constraint | SCE Metro Area Default Constraint |  | 0 | 0 | 0 | 0 | 0 | 0 | 11259.896 | 12479.932 | 16166.72 | SCE Metro Area Default Constraint | SCE Metro Area Default Constraint | SCE Metro Area Default Constraint |  | 1 | 1 | NO | 1 | 1 | 1 | NO | 1
SCE Metro Study Area | Mira Loma | 230 | 0 | 0 | 0 | 0 | 0 | 0 | 0 | 0 | 0 | 0 | 0 | 0 | 1 | 0 | 0 | 0 | 0 | 0 | 0 | 0 | 0 | 0 | 0 | 0 | 0 | 0 | 0 | 0 | 0 | 0 | 0 | 0 | 0 | 0 | 0 | 0 | 0 | 0 | 0 | 0 | 0 | 0 | 0 | 0 | 0 | 0 | 0 | 0 | 0 | 0 | 0 | 0 | 0 | 0 | 0 | 0 | 0 | 0 | 0 | 0 | 0 | 0 | 0 | 0 | 0 | 0 | 0 | 0 | 0 | 0 | 0 | 0 | 0 | 0 | 0 | 0 | 0 | 0 | 0 | 0 | 0 | 0 | 0 | 0 | 0 | 0 | 0 | 0 | 0 | 0 | 0 | 0 | 0 | 0 | 0 | 0 | 0 | 0 | 0 | 0 | 0 | 0 | 0 | 0 | 0 | 0 | 0 | 0 |  | 0 | 0 | 0 | 0 | 0 | 0 | 0 | 0 | 0 | 0 | 0 | 0 | 0 | 0 | 0 | 0 | 0 | 0 | 0 | 0 | 0 | 0 | 0 | 0 | 0 | 0 | 85 | 0 | 0 | 1 | 0 | 0 | 0 | 0 | 0 | 0 | 0 | 0 | 0 | 0 | 0 | 285 | 100 | 0 | 1 | 0 | 0 | 0 | 0 | 0 | 0 | 11259.896 | 12479.932 | 16166.72 | SCE Metro Area Default Constraint | SCE Metro Area Default Constraint | SCE Metro Area Default Constraint |  | 0 | 0 | 0 | 0 | 0 | 0 | 11259.896 | 12479.932 | 16166.72 | SCE Metro Area Default Constraint | SCE Metro Area Default Constraint | SCE Metro Area Default Constraint |  | 1 | 1 | NO | 1 | 1 | 1 | NO | 1
SCE Eastern Study Area | Mirage | 230 | 0 | 0 | 0 | 0 | 0 | 0 | 0 | 0 | 0 | 0 | 0 | 0 | 0 | 0 | 0 | 0 | 0 | 0 | 0 | 0 | 0 | 1 | 0 | 1 | 0 | 1 | 0 | 0 | 0 | 0 | 0 | 0 | 0 | 0 | 0 | 0 | 0 | 0 | 0 | 0 | 0 | 0 | 0 | 0 | 0 | 0 | 0 | 0 | 0 | 0 | 0 | 0 | 0 | 0 | 0 | 0 | 0 | 0 | 0 | 0 | 0 | 0 | 0 | 0 | 0 | 0 | 0 | 0 | 0 | 0 | 0 | 0 | 0 | 0 | 0 | 0 | 0 | 0 | 0 | 0 | 0 | 0 | 0 | 0 | 0 | 0 | 0 | 0 | 0 | 0 | 0 | 0 | 0 | 0 | 0 | 0 | 0 | 0 | 0 | 0 | 0 | 0 | 0 | 0 | 0 | 0 | 0 | 2 |  | 45 | 0 | 0 | 0 | 0 | 0 | 0 | 0 | 0 | 0 | 132 | 100 | 0 | 0 | 1 | 0 | 0 | 0 | 0 | 0 | 0 | 0 | 0 | 0 | 0 | 0 | 50 | 0 | 0 | 1 | 790 | 0 | 0 | 0 | 0 | 0 | 0 | 0 | 0 | 0 | 0 | 50 | 0 | 0 | 1 | 0 | 1 | 0 | 0 | 0 | 0 | -4938.497 | 19.5125 | 5751.143 | Devers-Red Bluff Constraint | Devers-Red Bluff Constraint | Devers-Red Bluff Constraint |  | 0 | 1 | 0 | 0 | 0 | 0 | -4938.497 | 19.5125 | 5751.143 | Devers-Red Bluff Constraint | Devers-Red Bluff Constraint | Devers-Red Bluff Constraint |  | 4 | 4 | NO | 4 | 1 | 1 | NO | 1
SDG&E Study Area | Mission | 230 | 0 | 0 | 0 | 0 | 0 | 0 | 0 | 0 | 0 | 0 | 0 | 0 | 0 | 0 | 0 | 0 | 0 | 0 | 0 | 0 | 0 | 0 | 0 | 0 | 0 | 0 | 0 | 0 | 0 | 0 | 0 | 0 | 1 | 0 | 1 | 0 | 1 | 0 | 0 | 0 | 0 | 0 | 0 | 0 | 0 | 0 | 0 | 0 | 0 | 0 | 0 | 0 | 0 | 0 | 0 | 0 | 0 | 0 | 0 | 0 | 0 | 0 | 0 | 0 | 0 | 0 | 0 | 0 | 0 | 0 | 0 | 0 | 0 | 0 | 0 | 0 | 0 | 0 | 0 | 0 | 0 | 0 | 0 | 0 | 0 | 0 | 0 | 0 | 0 | 0 | 0 | 0 | 0 | 0 | 0 | 0 | 0 | 0 | 0 | 0 | 0 | 0 | 0 | 0 | 0 | 0 | 0 | 3 |  | 0 | 0 | 0 | 0 | 0 | 0 | 0 | 0 | 0 | 0 | 0 | 10 | 10 | 0 | 1 | 0 | 0 | 0 | 0 | 0 | 0 | 0 | 0 | 0 | 0 | 0 | 9 | 0 | 0 | 1 | 0 | 0 | 0 | 0 | 0 | 0 | 0 | 0 | 0 | 0 | 0 | 9 | 0 | 0 | 1 | 0 | 3 | 0 | 0 | 0 | 0 | -253.91 | 962.25 | 1895.33 | Encina - San Luis Rey 230 kV constraint | Encina - San Luis Rey 230 kV constraint | Internal San Diego Area constraint |  | 0 | 3 | 0 | 0 | 0 | 0 | -253.91 | 962.25 | 1895.33 | Encina - San Luis Rey 230 kV constraint | Encina - San Luis Rey 230 kV constraint | Internal San Diego Area constraint |  | 4 | 4 | NO | 4 | 1 | 1 | NO | 1
PG&E Greater Bay Study Area | Mi-Wuk | 115 | 0 | 0 | 0 | 0 | 0 | 0 | 0 | 0 | 0 | 0 | 0 | 0 | 0 | 0 | 0 | 0 | 0 | 0 | 0 | 0 | 0 | 0 | 0 | 0 | 0 | 0 | 0 | 0 | 0 | 0 | 0 | 0 | 0 | 0 | 0 | 0 | 0 | 0 | 0 | 0 | 0 | 0 | 0 | 0 | 0 | 0 | 0 | 0 | 0 | 0 | 0 | 0 | 0 | 0 | 0 | 0 | 0 | 0 | 0 | 0 | 0 | 0 | 1 | 0 | 0 | 0 | 0 | 0 | 0 | 0 | 0 | 0 | 0 | 0 | 0 | 0 | 0 | 0 | 0 | 0 | 0 | 0 | 0 | 0 | 0 | 0 | 0 | 0 | 0 | 0 | 0 | 0 | 0 | 0 | 0 | 0 | 0 | 0 | 0 | 0 | 0 | 0 | 0 | 0 | 0 | 0 | 0 | 0 |  | 0 | 0 | 0 | 0 | 0 | 0 | 0 | 0 | 0 | 0 | 0 | 0 | 0 | 0 | 0 | 0 | 0 | 0 | 0 | 0 | 0 | 0 | 0 | 0 | 0 | 0 | 0 | 0 | 0 | 0 | 0 | 0 | 0 | 0 | 0 | 0 | 0 | 0 | 0 | 0 | 0 | 0 | 0 | 0 | 0 | 0 | 0 | 0 | 0 | 0 | 0 | 3.859 | 102.156 | 280.6464 | Kasson Jct-Heinz 115 kV line | Kasson Jct-Heinz 115 kV line | Kasson Jct-Heinz 115 kV line |  | 0 | 0 | 0 | 0 | 0 | 0 | 3.859 | 102.156 | 280.6464 | Kasson Jct-Heinz 115 kV line | Kasson Jct-Heinz 115 kV line | Kasson Jct-Heinz 115 kV line |  | 1 | 1 | NO | 1 | 1 | 1 | NO | 1
East of Pisgah Study Area | Mohave | 500 | 0 | 0 | 0 | 0 | 0 | 0 | 0 | 0 | 0 | 0 | 0 | 0 | 0 | 0 | 0 | 0 | 0 | 0 | 0 | 0 | 0 | 0 | 0 | 0 | 0 | 0 | 0 | 0 | 1 | 0 | 0 | 0 | 0 | 0 | 0 | 0 | 0 | 0 | 0 | 0 | 0 | 0 | 0 | 0 | 0 | 0 | 0 | 0 | 0 | 0 | 0 | 0 | 0 | 0 | 0 | 0 | 0 | 0 | 0 | 0 | 0 | 0 | 0 | 0 | 0 | 0 | 0 | 0 | 0 | 0 | 0 | 0 | 0 | 0 | 0 | 0 | 0 | 0 | 0 | 0 | 0 | 0 | 0 | 0 | 0 | 0 | 0 | 0 | 0 | 0 | 0 | 0 | 0 | 0 | 0 | 0 | 0 | 0 | 0 | 0 | 0 | 0 | 0 | 0 | 0 | 0 | 0 | 0 |  | 0 | 0 | 0 | 0 | 0 | 0 | 0 | 0 | 0 | 0 | 0 | 0 | 0 | 0 | 0 | 0 | 0 | 0 | 0 | 0 | 0 | 0 | 0 | 0 | 0 | 0 | 0 | 0 | 0 | 0 | 0 | 0 | 0 | 0 | 0 | 0 | 0 | 0 | 0 | 0 | 700 | 500 | 0 | 0 | 1 | 1 | 0 | 0 | 0 | 0 | 0 | -4066.4708 | 1431.2454 | 2279.042 | Lugo - Victorville area constraint | Lugo - Victorville area constraint | Lugo - Victorville area constraint |  | 0 | 0 | 0 | 0 | 0 | 0 | 2733.5292 | 8231.2454 | 9079.042 | Lugo - Victorville area constraint | Lugo - Victorville area constraint | Lugo - Victorville area constraint |  | 5 | 1 | YES | 2 | 1 | 1 | NO | 1
PG&E North of Greater Bay Study Area | Monroe | 115 | 0 | 0 | 0 | 0 | 0 | 0 | 0 | 0 | 0 | 0 | 0 | 0 | 0 | 0 | 0 | 0 | 0 | 0 | 0 | 0 | 0 | 0 | 0 | 0 | 0 | 0 | 0 | 0 | 0 | 0 | 0 | 0 | 0 | 0 | 0 | 0 | 0 | 0 | 0 | 0 | 0 | 0 | 0 | 0 | 0 | 0 | 1 | 0 | 0 | 0 | 0 | 0 | 0 | 0 | 0 | 0 | 1 | 0 | 0 | 0 | 0 | 0 | 0 | 0 | 0 | 0 | 0 | 0 | 0 | 0 | 0 | 0 | 0 | 0 | 0 | 0 | 0 | 0 | 0 | 0 | 0 | 0 | 0 | 0 | 0 | 0 | 0 | 0 | 0 | 0 | 0 | 0 | 0 | 0 | 0 | 0 | 0 | 0 | 0 | 0 | 0 | 0 | 0 | 0 | 0 | 0 | 0 | 1 |  | 0 | 0 | 0 | 0 | 0 | 0 | 0 | 0 | 0 | 0 | 0 | 0 | 0 | 0 | 0 | 0 | 0 | 0 | 0 | 0 | 0 | 0 | 0 | 0 | 0 | 0 | 0 | 0 | 0 | 0 | 0 | 0 | 0 | 0 | 0 | 0 | 0 | 0 | 0 | 0 | 0 | 0 | 0 | 0 | 0 | 0 | 0 | 0 | 0 | 0 | 0 | 1323.544 | 1340.7048 | 532.0172 | Cortina-Eagle Rock 115 kV line | Lakeville-Ignacio 230 kV line | Lakeville-Ignacio 230 kV line |  | 0 | 0 | 0 | 0 | 0 | 0 | 1323.544 | 1340.7048 | 532.0172 | Cortina-Eagle Rock 115 kV line | Lakeville-Ignacio 230 kV line | Lakeville-Ignacio 230 kV line |  | 1 | 1 | NO | 1 | 1 | 1 | NO | 1
PG&E Greater Bay Study Area | Monta Vista | 230 | 0 | 0 | 0 | 0 | 0 | 0 | 0 | 0 | 0 | 0 | 0 | 0 | 0 | 0 | 0 | 0 | 0 | 0 | 0 | 0 | 0 | 0 | 0 | 0 | 0 | 0 | 0 | 0 | 0 | 0 | 0 | 0 | 0 | 0 | 0 | 0 | 0 | 0 | 0 | 0 | 0 | 0 | 0 | 0 | 0 | 0 | 0 | 0 | 0 | 0 | 0 | 0 | 0 | 0 | 0 | 0 | 0 | 1 | 0 | 0 | 0 | 0 | 0 | 0 | 1 | 0 | 0 | 0 | 0 | 0 | 0 | 1 | 0 | 0 | 0 | 0 | 0 | 0 | 0 | 0 | 0 | 0 | 0 | 0 | 0 | 0 | 0 | 0 | 0 | 0 | 0 | 0 | 0 | 0 | 0 | 0 | 0 | 0 | 0 | 0 | 0 | 0 | 0 | 0 | 0 | 0 | 0 | 2 |  | 0 | 0 | 0 | 0 | 0 | 0 | 0 | 0 | 0 | 0 | 0 | 0 | 0 | 0 | 0 | 0 | 0 | 0 | 0 | 0 | 0 | 0 | 0 | 0 | 0 | 0 | 0 | 0 | 0 | 0 | 0 | 0 | 0 | 0 | 0 | 0 | 0 | 0 | 0 | 0 | 0 | 0 | 0 | 0 | 0 | 0 | 0 | 0 | 0 | 0 | 0 | 435.3067 | 2205.9927 | 5523.0604 | Tesla-Bellota 230 kV line | Tesla-Bellota 230 kV line | Sobrante-Moraga 230 kV line |  | 0 | 0 | 0 | 0 | 0 | 0 | 435.3067 | 2205.9927 | 5523.0604 | Tesla-Bellota 230 kV line | Tesla-Bellota 230 kV line | Sobrante-Moraga 230 kV line |  | 1 | 1 | NO | 1 | 1 | 1 | NO | 1
PG&E North of Greater Bay Study Area | Monticello | 115 | 0 | 0 | 0 | 0 | 0 | 0 | 0 | 0 | 0 | 0 | 0 | 0 | 0 | 0 | 0 | 0 | 0 | 0 | 0 | 0 | 0 | 0 | 0 | 0 | 0 | 0 | 0 | 0 | 0 | 0 | 0 | 0 | 0 | 0 | 0 | 0 | 0 | 0 | 0 | 0 | 0 | 0 | 0 | 0 | 0 | 0 | 0 | 0 | 0 | 0 | 0 | 0 | 0 | 0 | 0 | 1 | 0 | 0 | 0 | 0 | 0 | 0 | 0 | 0 | 0 | 0 | 0 | 0 | 0 | 0 | 0 | 0 | 0 | 0 | 0 | 0 | 0 | 0 | 0 | 0 | 0 | 0 | 0 | 0 | 0 | 0 | 0 | 0 | 0 | 0 | 0 | 0 | 0 | 0 | 0 | 0 | 0 | 0 | 0 | 0 | 0 | 0 | 0 | 0 | 0 | 0 | 0 | 1 |  | 0 | 0 | 0 | 0 | 0 | 0 | 0 | 0 | 0 | 0 | 0 | 0 | 0 | 0 | 0 | 0 | 0 | 0 | 0 | 0 | 0 | 0 | 0 | 0 | 0 | 0 | 0 | 0 | 0 | 0 | 0 | 0 | 0 | 0 | 0 | 0 | 0 | 0 | 0 | 0 | 0 | 0 | 0 | 0 | 0 | 0 | 0 | 0 | 0 | 0 | 0 | 2675.55 | 2778.938 | 2559.14 | Eastshore-San Mateo 230 kV line | Eastshore-San Mateo 230 kV line | Eastshore-San Mateo 230 kV line |  | 0 | 0 | 0 | 0 | 0 | 0 | 2675.55 | 2778.938 | 2559.14 | Eastshore-San Mateo 230 kV line | Eastshore-San Mateo 230 kV line | Eastshore-San Mateo 230 kV line |  | 1 | 1 | NO | 1 | 1 | 1 | NO | 1
SCE Northern Area | Moorpark | 230 | 0 | 0 | 1 | 0 | 1 | 0 | 1 | 0 | 0 | 0 | 0 | 0 | 0 | 0 | 0 | 0 | 0 | 0 | 0 | 0 | 0 | 0 | 0 | 0 | 0 | 0 | 0 | 0 | 1 | 0 | 0 | 0 | 0 | 0 | 0 | 0 | 0 | 0 | 0 | 0 | 0 | 0 | 0 | 0 | 0 | 0 | 0 | 0 | 0 | 0 | 0 | 0 | 0 | 0 | 0 | 0 | 0 | 0 | 0 | 0 | 0 | 0 | 0 | 0 | 0 | 0 | 0 | 0 | 0 | 0 | 0 | 0 | 0 | 0 | 0 | 0 | 0 | 0 | 0 | 0 | 0 | 0 | 0 | 0 | 0 | 0 | 0 | 0 | 0 | 0 | 0 | 0 | 0 | 0 | 0 | 0 | 0 | 0 | 0 | 0 | 0 | 0 | 0 | 0 | 0 | 0 | 0 | 0 |  | 0 | 0 | 0 | 0 | 0 | 0 | 0 | 0 | 0 | 0 | 0 | 0 | 0 | 0 | 0 | 0 | 0 | 0 | 0 | 0 | 0 | 0 | 0 | 0 | 0 | 0 | 134.9 | 0 | 0 | 1 | 0 | 0 | 0 | 0 | 0 | 0 | 0 | 0 | 0 | 0 | 0 | 434.9 | 0 | 0 | 1 | 2 | 0 | 1 | 0 | 0 | 0 | -4066.4708 | -34.6371 | 1455.259 | Lugo - Victorville area constraint | South of Magunden Constraint | South of Magunden Constraint |  | 1 | 0 | 1 | 0 | 0 | 0 | -596.4338 | -34.6371 | 1455.259 | South of Magunden Constraint | South of Magunden Constraint | South of Magunden Constraint |  | 5 | 5 | NO | 5 | 1 | 1 | NO | 1
PG&E Greater Bay Study Area | Moraga | 230 | 0 | 0 | 0 | 0 | 0 | 0 | 0 | 0 | 0 | 0 | 0 | 0 | 0 | 0 | 0 | 0 | 0 | 0 | 0 | 0 | 0 | 0 | 0 | 0 | 0 | 0 | 0 | 0 | 0 | 0 | 0 | 0 | 0 | 0 | 0 | 0 | 0 | 0 | 0 | 0 | 0 | 0 | 0 | 0 | 1 | 0 | 0 | 0 | 0 | 0 | 0 | 0 | 0 | 0 | 0 | 1 | 0 | 1 | 1 | 1 | 1 | 0 | 0 | 0 | 1 | 0 | 1 | 0 | 0 | 0 | 0 | 0 | 0 | 1 | 0 | 0 | 0 | 0 | 0 | 0 | 0 | 0 | 0 | 0 | 0 | 0 | 0 | 0 | 0 | 0 | 0 | 0 | 0 | 0 | 0 | 0 | 0 | 0 | 0 | 0 | 0 | 0 | 0 | 0 | 0 | 0 | 0 | 2 |  | 0 | 0 | 0 | 0 | 0 | 0 | 0 | 0 | 0 | 0 | 0 | 0 | 0 | 0 | 0 | 0 | 0 | 0 | 0 | 0 | 0 | 0 | 0 | 0 | 0 | 0 | 0 | 0 | 0 | 0 | 0 | 0 | 0 | 0 | 0 | 0 | 0 | 0 | 0 | 0 | 0 | 0 | 0 | 0 | 0 | 2 | 0 | 1 | 0 | 0 | 0 | -2351.0075 | -489.2175 | 796.7913 | Vaca Dixon-Tesla 500kV Line | Vaca Dixon-Tesla 500kV Line | Windmaster-Delta pumps 230 kV line |  | 1 | 0 | 0 | 0 | 0 | 0 | -278.2328 | 283.5403 | 796.7913 | Windmaster-Delta pumps 230 kV line | Windmaster-Delta pumps 230 kV line | Windmaster-Delta pumps 230 kV line |  | 5 | 5 | NO | 5 | 1 | 1 | NO | 1
PG&E Greater Bay Study Area | Moraga | 115 | 0 | 0 | 0 | 0 | 0 | 0 | 0 | 0 | 0 | 0 | 0 | 0 | 0 | 0 | 0 | 0 | 0 | 0 | 0 | 0 | 0 | 0 | 0 | 0 | 0 | 0 | 0 | 0 | 0 | 0 | 0 | 0 | 0 | 0 | 0 | 0 | 0 | 0 | 0 | 0 | 0 | 0 | 0 | 0 | 0 | 0 | 0 | 0 | 0 | 0 | 0 | 0 | 0 | 0 | 1 | 1 | 0 | 1 | 1 | 1 | 1 | 0 | 0 | 1 | 1 | 0 | 1 | 0 | 0 | 0 | 0 | 0 | 0 | 1 | 0 | 0 | 0 | 0 | 0 | 0 | 0 | 0 | 0 | 0 | 0 | 0 | 0 | 0 | 0 | 0 | 0 | 0 | 0 | 0 | 0 | 0 | 0 | 0 | 0 | 0 | 0 | 0 | 0 | 0 | 0 | 0 | 0 | 3 |  | 0 | 0 | 0 | 0 | 0 | 0 | 0 | 0 | 0 | 0 | 0 | 0 | 0 | 0 | 0 | 0 | 0 | 0 | 0 | 0 | 0 | 0 | 0 | 0 | 0 | 0 | 0 | 0 | 0 | 0 | 0 | 0 | 0 | 0 | 0 | 0 | 0 | 0 | 0 | 0 | 0 | 0 | 0 | 0 | 0 | 1 | 0 | 0 | 0 | 0 | 0 | -278.2328 | 283.5403 | 796.7913 | Windmaster-Delta pumps 230 kV line | Windmaster-Delta pumps 230 kV line | Windmaster-Delta pumps 230 kV line |  | 1 | 0 | 0 | 0 | 0 | 0 | -278.2328 | 283.5403 | 796.7913 | Windmaster-Delta pumps 230 kV line | Windmaster-Delta pumps 230 kV line | Windmaster-Delta pumps 230 kV line |  | 5 | 5 | NO | 5 | 1 | 1 | NO | 1
PG&E Greater Bay Study Area | Morgan Hill | 115 | 0 | 0 | 0 | 0 | 0 | 0 | 0 | 0 | 0 | 0 | 0 | 0 | 0 | 0 | 0 | 0 | 0 | 0 | 0 | 0 | 0 | 0 | 0 | 0 | 0 | 0 | 0 | 0 | 0 | 0 | 0 | 0 | 0 | 0 | 0 | 0 | 0 | 0 | 0 | 0 | 0 | 0 | 0 | 0 | 0 | 0 | 0 | 0 | 0 | 0 | 0 | 0 | 0 | 0 | 0 | 0 | 0 | 1 | 0 | 0 | 1 | 0 | 0 | 0 | 1 | 0 | 0 | 0 | 0 | 0 | 0 | 1 | 1 | 0 | 0 | 0 | 0 | 0 | 0 | 0 | 0 | 0 | 0 | 0 | 0 | 0 | 0 | 0 | 0 | 0 | 0 | 0 | 0 | 0 | 0 | 0 | 0 | 0 | 0 | 0 | 0 | 0 | 0 | 0 | 0 | 0 | 0 | 2 |  | 0 | 0 | 0 | 0 | 0 | 0 | 0 | 0 | 0 | 0 | 0 | 0 | 0 | 0 | 0 | 0 | 0 | 0 | 0 | 0 | 0 | 0 | 0 | 0 | 0 | 0 | 0 | 0 | 0 | 0 | 0 | 0 | 0 | 0 | 0 | 0 | 0 | 0 | 0 | 0 | 0 | 0 | 0 | 0 | 0 | 1 | 0 | 1 | 0 | 0 | 0 | -349.3 | -18.55 | 975.5 | Morganhill-Metcalf 115kV Line | Morganhill-Metcalf 115kV Line | Morganhill-Metcalf 115kV Line |  | 1 | 0 | 1 | 0 | 0 | 0 | -349.3 | -18.55 | 975.5 | Morganhill-Metcalf 115kV Line | Morganhill-Metcalf 115kV Line | Morganhill-Metcalf 115kV Line |  | 5 | 5 | NO | 5 | 1 | 1 | NO | 1
PG&E Kern Study Area | Morro Bay (Proposed) | 500 | 0 | 0 | 0 | 0 | 0 | 0 | 0 | 0 | 0 | 0 | 0 | 0 | 0 | 0 | 0 | 0 | 0 | 0 | 0 | 0 | 0 | 0 | 0 | 0 | 0 | 0 | 0 | 0 | 0 | 0 | 0 | 0 | 0 | 0 | 0 | 0 | 0 | 0 | 0 | 0 | 0 | 0 | 0 | 0 | 0 | 0 | 0 | 0 | 0 | 0 | 0 | 0 | 0 | 0 | 0 | 0 | 0 | 0 | 0 | 0 | 0 | 0 | 0 | 0 | 0 | 0 | 0 | 0 | 0 | 0 | 0 | 0 | 0 | 0 | 0 | 0 | 0 | 0 | 0 | 0 | 0 | 0 | 0 | 0 | 0 | 0 | 0 | 0 | 0 | 0 | 0 | 0 | 0 | 0 | 0 | 0 | 0 | 0 | 0 | 0 | 0 | 0 | 1 | 1 | 1 | 0 | 0 | 0 |  | 0 | 0 | 0 | 0 | 0 | 0 | 0 | 0 | 0 | 0 | 0 | 0 | 0 | 0 | 0 | 0 | 0 | 0 | 0 | 0 | 0 | 0 | 0 | 0 | 0 | 0 | 0 | 0 | 0 | 0 | 0 | 0 | 0 | 0 | 0 | 0 | 0 | 0 | 0 | 0 | 0 | 0 | 0 | 0 | 0 | 0 | 0 | 0 | 0 | 0 | 0 | 1683.173 | 3425.8659 | 2279 | Gates-Panoche 230 kV #1 and #2 Lines | Gates-Panoche 230 kV #1 and #2 Lines | Diablo–Gates 500 kV line |  | 0 | 0 | 0 | 0 | 0 | 0 | 1683.173 | 3425.8659 | 2279 | Gates-Panoche 230 kV #1 and #2 Lines | Gates-Panoche 230 kV #1 and #2 Lines | Diablo–Gates 500 kV line |  | 1 | 1 | NO | 1 | 1 | 1 | NO | 1
PG&E Kern Study Area | Morro Bay | 230 | 0 | 0 | 0 | 0 | 0 | 0 | 0 | 0 | 0 | 0 | 0 | 0 | 0 | 0 | 0 | 0 | 0 | 0 | 0 | 0 | 0 | 0 | 0 | 0 | 0 | 0 | 0 | 0 | 0 | 0 | 0 | 0 | 0 | 0 | 0 | 0 | 0 | 0 | 0 | 0 | 0 | 0 | 0 | 0 | 0 | 0 | 0 | 0 | 0 | 0 | 0 | 0 | 0 | 0 | 0 | 0 | 0 | 0 | 0 | 0 | 0 | 0 | 0 | 0 | 0 | 0 | 0 | 0 | 0 | 0 | 0 | 0 | 0 | 0 | 0 | 1 | 1 | 0 | 0 | 0 | 0 | 0 | 0 | 0 | 0 | 1 | 1 | 1 | 0 | 0 | 0 | 1 | 0 | 0 | 0 | 1 | 1 | 0 | 0 | 0 | 0 | 0 | 0 | 0 | 1 | 0 | 0 | 1 |  | 0 | 0 | 0 | 0 | 0 | 0 | 0 | 0 | 0 | 0 | 0 | 0 | 0 | 0 | 0 | 0 | 0 | 0 | 0 | 0 | 0 | 0 | 0 | 0 | 0 | 0 | 0 | 0 | 0 | 0 | 0 | 0 | 0 | 0 | 0 | 0 | 0 | 0 | 0 | 0 | 0 | 0 | 0 | 0 | 0 | 4 | 0 | 4 | 0 | 4 | 0 | -3595.555 | -2599.731 | -1460.1318 | Midway-Q2005 230kV Line | Midway-Q2005 230kV Line | Midway-Q2005 230kV Line |  | 0 | 0 | 0 | 0 | 0 | 3 | 91.059 | 124.968 | -498.1318 | Gates 230/70kV TB #5 | Gates 230/70kV TB #5 | Midway-Q2005 230kV Line |  | 5 | 1 | YES | 2 | 5 | 4 | YES | 4
PG&E Kern Study Area | Morro Bay | 115 | 0 | 0 | 0 | 0 | 0 | 0 | 0 | 0 | 0 | 0 | 0 | 0 | 0 | 0 | 0 | 0 | 0 | 0 | 0 | 0 | 0 | 0 | 0 | 0 | 0 | 0 | 0 | 0 | 0 | 0 | 0 | 0 | 0 | 0 | 0 | 0 | 0 | 0 | 0 | 0 | 0 | 0 | 0 | 0 | 0 | 0 | 0 | 0 | 0 | 0 | 0 | 0 | 0 | 0 | 0 | 0 | 0 | 0 | 0 | 0 | 0 | 0 | 0 | 0 | 0 | 0 | 0 | 0 | 0 | 0 | 0 | 0 | 0 | 0 | 0 | 1 | 1 | 0 | 0 | 0 | 0 | 0 | 0 | 0 | 0 | 0 | 0 | 0 | 0 | 0 | 0 | 0 | 0 | 0 | 0 | 0 | 0 | 0 | 0 | 0 | 0 | 0 | 0 | 0 | 0 | 0 | 0 | 0 |  | 0 | 0 | 0 | 0 | 0 | 0 | 0 | 0 | 0 | 0 | 0 | 0 | 0 | 0 | 0 | 0 | 0 | 0 | 0 | 0 | 0 | 0 | 0 | 0 | 0 | 0 | 0 | 0 | 0 | 0 | 0 | 0 | 0 | 0 | 0 | 0 | 0 | 0 | 0 | 0 | 0 | 0 | 0 | 0 | 0 | 2 | 0 | 2 | 0 | 2 | 0 | -3595.555 | -2599.731 | -1460.1318 | Midway-Q2005 230kV Line | Midway-Q2005 230kV Line | Midway-Q2005 230kV Line |  | 0 | 0 | 0 | 0 | 0 | 2 | 287.831 | 562.4852 | -498.1318 | Oceano-Calendar 115kV line | Oceano-Calendar 115kV line | Midway-Q2005 230kV Line |  | 5 | 1 | YES | 2 | 5 | 4 | YES | 4
PG&E Greater Bay Study Area | Moss Landing | 500 | 0 | 0 | 0 | 0 | 0 | 0 | 0 | 0 | 0 | 0 | 0 | 0 | 0 | 0 | 0 | 0 | 0 | 0 | 0 | 0 | 0 | 0 | 0 | 0 | 0 | 0 | 0 | 0 | 0 | 0 | 0 | 0 | 0 | 0 | 0 | 0 | 0 | 0 | 0 | 0 | 0 | 0 | 0 | 0 | 1 | 0 | 0 | 0 | 0 | 0 | 1 | 0 | 0 | 0 | 0 | 0 | 0 | 1 | 0 | 0 | 1 | 0 | 0 | 0 | 1 | 0 | 0 | 0 | 0 | 0 | 0 | 1 | 0 | 0 | 0 | 0 | 1 | 0 | 0 | 0 | 0 | 0 | 0 | 0 | 0 | 0 | 0 | 0 | 0 | 0 | 0 | 1 | 0 | 0 | 0 | 0 | 0 | 0 | 0 | 0 | 0 | 0 | 0 | 1 | 0 | 0 | 0 | 3 |  | 0 | 0 | 0 | 0 | 0 | 0 | 0 | 0 | 0 | 0 | 0 | 350 | 0 | 0 | 1 | 0 | 0 | 0 | 0 | 0 | 0 | 0 | 0 | 0 | 0 | 0 | 0 | 0 | 0 | 0 | 0 | 0 | 0 | 0 | 0 | 0 | 0 | 0 | 0 | 0 | 0 | 0 | 500 | 0 | 1 | 3 | 0 | 2 | 0 | 2 | 0 | -3595.555 | -2599.731 | -1460.1318 | Midway-Q2005 230kV Line | Midway-Q2005 230kV Line | Midway-Q2005 230kV Line |  | 0 | 1 | 0 | 0 | 0 | 2 | -86.8335 | 850.2625 | -498.1318 | Bellota-Weber 230kV line | Bellota-Weber 230kV line | Midway-Q2005 230kV Line |  | 5 | 3 | YES | 3 | 5 | 4 | YES | 4
PG&E Greater Bay Study Area | Moss Landing | 230 | 0 | 0 | 0 | 0 | 0 | 0 | 0 | 0 | 0 | 0 | 0 | 0 | 0 | 0 | 0 | 0 | 0 | 0 | 0 | 0 | 0 | 0 | 0 | 0 | 0 | 0 | 0 | 0 | 0 | 0 | 0 | 0 | 0 | 0 | 0 | 0 | 0 | 0 | 0 | 0 | 0 | 0 | 0 | 0 | 0 | 0 | 0 | 0 | 0 | 0 | 0 | 0 | 0 | 0 | 0 | 0 | 0 | 0 | 1 | 0 | 0 | 0 | 0 | 0 | 1 | 0 | 0 | 0 | 0 | 0 | 0 | 1 | 1 | 0 | 0 | 0 | 1 | 0 | 0 | 0 | 0 | 0 | 0 | 0 | 0 | 0 | 0 | 0 | 0 | 0 | 0 | 1 | 0 | 0 | 0 | 0 | 0 | 0 | 0 | 0 | 0 | 0 | 0 | 1 | 0 | 0 | 0 | 2 |  | 0 | 0 | 0 | 0 | 0 | 0 | 0 | 0 | 0 | 0 | 0 | 0 | 0 | 0 | 0 | 0 | 0 | 0 | 0 | 0 | 0 | 0 | 0 | 0 | 0 | 0 | 0 | 0 | 0 | 0 | 0 | 0 | 0 | 0 | 0 | 0 | 0 | 0 | 0 | 0 | 0 | 0 | 0 | 0 | 0 | 3 | 0 | 2 | 0 | 2 | 0 | -3595.555 | -2599.731 | -1460.1318 | Midway-Q2005 230kV Line | Midway-Q2005 230kV Line | Midway-Q2005 230kV Line |  | 2 | 0 | 1 | 0 | 0 | 2 | -349.3 | -18.55 | -498.1318 | Morganhill-Metcalf 115kV Line | Morganhill-Metcalf 115kV Line | Midway-Q2005 230kV Line |  | 5 | 5 | NO | 5 | 5 | 4 | YES | 4
PG&E Greater Bay Study Area | Moss Landing | 115 | 0 | 0 | 0 | 0 | 0 | 0 | 0 | 0 | 0 | 0 | 0 | 0 | 0 | 0 | 0 | 0 | 0 | 0 | 0 | 0 | 0 | 0 | 0 | 0 | 0 | 0 | 0 | 0 | 0 | 0 | 0 | 0 | 0 | 0 | 0 | 0 | 0 | 0 | 0 | 0 | 0 | 0 | 0 | 0 | 0 | 0 | 0 | 0 | 0 | 0 | 0 | 0 | 0 | 0 | 0 | 0 | 0 | 0 | 0 | 0 | 1 | 0 | 0 | 0 | 1 | 0 | 0 | 0 | 0 | 0 | 0 | 1 | 1 | 0 | 0 | 0 | 0 | 0 | 0 | 0 | 0 | 0 | 0 | 0 | 0 | 0 | 0 | 0 | 0 | 0 | 0 | 1 | 0 | 0 | 0 | 0 | 0 | 0 | 0 | 0 | 0 | 0 | 0 | 1 | 0 | 0 | 0 | 2 |  | 0 | 0 | 0 | 0 | 0 | 0 | 0 | 0 | 0 | 0 | 0 | 182.5 | 0 | 0 | 1 | 0 | 0 | 0 | 0 | 0 | 0 | 0 | 0 | 0 | 0 | 0 | 0 | 0 | 0 | 0 | 0 | 0 | 0 | 0 | 0 | 0 | 0 | 0 | 0 | 0 | 0 | 0 | 0 | 0 | 0 | 1 | 0 | 1 | 0 | 1 | 0 | -349.3 | -18.55 | -176.86 | Morganhill-Metcalf 115kV Line | Morganhill-Metcalf 115kV Line | Los Banos 500/230kV TB |  | 1 | 0 | 1 | 0 | 0 | 1 | -349.3 | -18.55 | -176.86 | Morganhill-Metcalf 115kV Line | Morganhill-Metcalf 115kV Line | Los Banos 500/230kV TB |  | 5 | 5 | NO | 5 | 5 | 3 | YES | 3
PG&E Kern Study Area | Mt Poso | 115 | 0 | 0 | 0 | 0 | 0 | 0 | 0 | 0 | 0 | 0 | 0 | 0 | 0 | 0 | 0 | 0 | 0 | 0 | 0 | 0 | 0 | 0 | 0 | 0 | 0 | 0 | 0 | 0 | 0 | 0 | 0 | 0 | 0 | 0 | 0 | 0 | 0 | 0 | 0 | 0 | 0 | 0 | 0 | 0 | 0 | 0 | 0 | 0 | 0 | 0 | 0 | 0 | 0 | 0 | 0 | 0 | 0 | 0 | 0 | 0 | 0 | 0 | 0 | 0 | 0 | 0 | 0 | 0 | 0 | 0 | 0 | 0 | 0 | 0 | 0 | 0 | 1 | 0 | 1 | 0 | 0 | 0 | 1 | 1 | 0 | 1 | 1 | 0 | 0 | 0 | 0 | 0 | 0 | 0 | 0 | 0 | 0 | 0 | 0 | 0 | 0 | 0 | 0 | 0 | 0 | 0 | 0 | 0 |  | 0 | 0 | 0 | 0 | 0 | 0 | 0 | 0 | 0 | 0 | 0 | 0 | 0 | 0 | 0 | 0 | 0 | 0 | 0 | 0 | 0 | 0 | 0 | 0 | 0 | 0 | 0 | 0 | 0 | 0 | 0 | 0 | 0 | 0 | 0 | 0 | 0 | 0 | 0 | 0 | 0 | 0 | 0 | 0 | 0 | 3 | 0 | 3 | 0 | 1 | 0 | -3595.555 | -2599.731 | -1460.1318 | Midway-Q2005 230kV Line | Midway-Q2005 230kV Line | Midway-Q2005 230kV Line |  | 0 | 0 | 0 | 0 | 0 | 1 | 39.518 | 0.14008 | -498.1318 | Semitropic-Midway 115kV Line | Semitropic-Midway 115kV Line | Midway-Q2005 230kV Line |  | 5 | 1 | YES | 2 | 5 | 4 | YES | 4
PG&E Fresno Study Area | Mustang | 230 | 0 | 0 | 0 | 0 | 0 | 0 | 0 | 0 | 0 | 0 | 0 | 0 | 0 | 0 | 0 | 0 | 0 | 0 | 0 | 0 | 0 | 0 | 0 | 0 | 0 | 0 | 0 | 0 | 0 | 0 | 0 | 0 | 0 | 0 | 0 | 0 | 0 | 0 | 0 | 0 | 0 | 0 | 0 | 0 | 0 | 0 | 0 | 0 | 0 | 0 | 0 | 0 | 0 | 0 | 0 | 0 | 0 | 0 | 0 | 0 | 0 | 0 | 0 | 0 | 0 | 0 | 0 | 0 | 0 | 0 | 0 | 0 | 0 | 0 | 0 | 0 | 1 | 0 | 0 | 0 | 0 | 0 | 0 | 0 | 0 | 1 | 1 | 0 | 1 | 0 | 0 | 1 | 0 | 0 | 0 | 0 | 0 | 0 | 1 | 0 | 0 | 0 | 0 | 1 | 1 | 1 | 0 | 2 |  | 0 | 0 | 0 | 0 | 0 | 0 | 0 | 0 | 0 | 0 | 0 | 0 | 0 | 0 | 0 | 0 | 0 | 0 | 0 | 0 | 0 | 0 | 0 | 0 | 0 | 0 | 0 | 0 | 0 | 0 | 0 | 0 | 0 | 0 | 0 | 0 | 0 | 0 | 0 | 100 | 300 | 75 | 75 | 0 | 1 | 4 | 1 | 4 | 1 | 3 | 0 | -3595.555 | -2599.731 | -1460.1318 | Midway-Q2005 230kV Line | Midway-Q2005 230kV Line | Midway-Q2005 230kV Line |  | 0 | 1 | 0 | 1 | 0 | 2 | -929.957 | -436.0987 | -498.1318 | Moss Landing-Las Aguilas 230 kV Line | Moss Landing-Las Aguilas 230 kV Line | Midway-Q2005 230kV Line |  | 5 | 4 | YES | 4 | 5 | 4 | YES | 4
PG&E Fresno Study Area | New Melones | 230 | 0 | 0 | 0 | 0 | 0 | 0 | 0 | 0 | 0 | 0 | 0 | 0 | 0 | 0 | 0 | 0 | 0 | 0 | 0 | 0 | 0 | 0 | 0 | 0 | 0 | 0 | 0 | 0 | 0 | 0 | 0 | 0 | 0 | 0 | 0 | 0 | 0 | 0 | 0 | 0 | 0 | 0 | 0 | 0 | 0 | 0 | 0 | 0 | 0 | 0 | 1 | 0 | 0 | 0 | 0 | 0 | 0 | 0 | 0 | 0 | 0 | 0 | 0 | 0 | 1 | 1 | 0 | 0 | 0 | 0 | 0 | 0 | 0 | 0 | 0 | 0 | 0 | 0 | 0 | 0 | 0 | 0 | 0 | 0 | 0 | 1 | 1 | 0 | 1 | 1 | 1 | 1 | 0 | 0 | 0 | 1 | 0 | 1 | 1 | 0 | 0 | 1 | 0 | 0 | 0 | 0 | 0 | 2 |  | 0 | 0 | 0 | 0 | 0 | 0 | 0 | 0 | 0 | 0 | 0 | 0 | 0 | 0 | 0 | 0 | 0 | 0 | 0 | 0 | 0 | 0 | 0 | 0 | 0 | 0 | 0 | 0 | 0 | 0 | 0 | 0 | 0 | 0 | 0 | 0 | 0 | 0 | 0 | 0 | 0 | 0 | 0 | 0 | 0 | 5 | 0 | 4 | 0 | 2 | 0 | -1882.478 | -1136.4168 | -209.7673 | Gates 500/230kV TB #12 | Gates 500/230kV TB #11 | Panoche- Mendota 115 kV line |  | 0 | 1 | 0 | 0 | 0 | 1 | -86.8335 | 370.087 | -176.86 | Bellota-Weber 230kV line | Oro Loma-El Nido 115kV Line | Los Banos 500/230kV TB |  | 5 | 3 | YES | 3 | 5 | 3 | YES | 3
PG&E Greater Bay Study Area | Newark | 230 | 0 | 0 | 0 | 0 | 0 | 0 | 0 | 0 | 0 | 0 | 0 | 0 | 0 | 0 | 0 | 0 | 0 | 0 | 0 | 0 | 0 | 0 | 0 | 0 | 0 | 0 | 0 | 0 | 0 | 0 | 0 | 0 | 0 | 0 | 0 | 0 | 0 | 0 | 0 | 0 | 0 | 0 | 0 | 0 | 0 | 0 | 0 | 0 | 0 | 0 | 0 | 0 | 0 | 0 | 0 | 0 | 0 | 1 | 0 | 0 | 1 | 0 | 0 | 0 | 1 | 0 | 0 | 0 | 0 | 0 | 0 | 0 | 0 | 1 | 0 | 0 | 0 | 0 | 0 | 0 | 0 | 0 | 0 | 0 | 0 | 0 | 0 | 0 | 0 | 0 | 0 | 0 | 0 | 0 | 0 | 0 | 0 | 0 | 0 | 0 | 0 | 0 | 0 | 0 | 0 | 0 | 0 | 1 |  | 0 | 0 | 0 | 0 | 0 | 0 | 0 | 0 | 0 | 0 | 0 | 0 | 0 | 0 | 0 | 0 | 0 | 0 | 0 | 0 | 0 | 0 | 0 | 0 | 0 | 0 | 0 | 0 | 0 | 0 | 0 | 0 | 0 | 0 | 0 | 0 | 0 | 0 | 0 | 0 | 0 | 0 | 0 | 0 | 0 | 0 | 0 | 0 | 0 | 0 | 0 | 435.3067 | 2205.9927 | 5115.7796 | Tesla-Bellota 230 kV line | Tesla-Bellota 230 kV line | Tesla-Tracy Pump 230 kV Line #1 |  | 0 | 0 | 0 | 0 | 0 | 0 | 435.3067 | 2205.9927 | 5115.7796 | Tesla-Bellota 230 kV line | Tesla-Bellota 230 kV line | Tesla-Tracy Pump 230 kV Line #1 |  | 1 | 1 | NO | 1 | 1 | 1 | NO | 1
PG&E Greater Bay Study Area | Newark | 115 | 0 | 0 | 0 | 0 | 0 | 0 | 0 | 0 | 0 | 0 | 0 | 0 | 0 | 0 | 0 | 0 | 0 | 0 | 0 | 0 | 0 | 0 | 0 | 0 | 0 | 0 | 0 | 0 | 0 | 0 | 0 | 0 | 0 | 0 | 0 | 0 | 0 | 0 | 0 | 0 | 0 | 0 | 0 | 0 | 0 | 0 | 0 | 0 | 0 | 0 | 0 | 0 | 0 | 0 | 1 | 1 | 0 | 1 | 0 | 0 | 1 | 0 | 0 | 1 | 0 | 0 | 0 | 0 | 0 | 0 | 0 | 0 | 0 | 1 | 0 | 0 | 0 | 0 | 0 | 0 | 0 | 0 | 0 | 0 | 0 | 0 | 0 | 0 | 0 | 0 | 0 | 0 | 0 | 0 | 0 | 0 | 0 | 0 | 0 | 0 | 0 | 0 | 0 | 0 | 0 | 0 | 0 | 3 |  | 0 | 0 | 0 | 0 | 0 | 0 | 0 | 0 | 0 | 0 | 0 | 0 | 0 | 0 | 0 | 0 | 0 | 0 | 0 | 0 | 0 | 0 | 0 | 0 | 0 | 0 | 0 | 0 | 0 | 0 | 0 | 0 | 0 | 0 | 0 | 0 | 0 | 0 | 0 | 0 | 0 | 0 | 0 | 0 | 0 | 0 | 0 | 0 | 0 | 0 | 0 | 446.5593 | 2130.9944 | 1481.432 | Tesla-Tracy-Pump 230 kV line #2 | Dumbarton-Newark 115 kV line | Dumbarton-Newark 115 kV line |  | 0 | 0 | 0 | 0 | 0 | 0 | 446.5593 | 2130.9944 | 1481.432 | Tesla-Tracy-Pump 230 kV line #2 | Dumbarton-Newark 115 kV line | Dumbarton-Newark 115 kV line |  | 1 | 1 | NO | 1 | 1 | 1 | NO | 1
PG&E Fresno Study Area | Newhall | 115 | 0 | 0 | 0 | 0 | 0 | 0 | 0 | 0 | 0 | 0 | 0 | 0 | 0 | 0 | 0 | 0 | 0 | 0 | 0 | 0 | 0 | 0 | 0 | 0 | 0 | 0 | 0 | 0 | 0 | 0 | 0 | 0 | 0 | 0 | 0 | 0 | 0 | 0 | 0 | 0 | 0 | 0 | 0 | 0 | 0 | 0 | 0 | 0 | 0 | 0 | 0 | 0 | 0 | 0 | 0 | 0 | 0 | 0 | 0 | 0 | 0 | 0 | 0 | 0 | 0 | 0 | 0 | 0 | 0 | 0 | 0 | 0 | 0 | 0 | 0 | 0 | 0 | 0 | 0 | 0 | 0 | 0 | 0 | 0 | 0 | 0 | 0 | 0 | 0 | 0 | 0 | 0 | 0 | 0 | 0 | 0 | 0 | 0 | 0 | 1 | 0 | 0 | 0 | 0 | 0 | 0 | 0 | 0 |  | 0 | 0 | 0 | 0 | 0 | 0 | 0 | 0 | 0 | 0 | 0 | 0 | 0 | 0 | 0 | 0 | 0 | 0 | 0 | 0 | 0 | 0 | 0 | 0 | 0 | 0 | 0 | 0 | 0 | 0 | 0 | 0 | 0 | 0 | 0 | 0 | 0 | 0 | 0 | 0 | 0 | 0 | 0 | 0 | 0 | 0 | 0 | 0 | 0 | 0 | 0 | 100.415 | 179.013 | 0.45 | Merced 115/70kV TB#2 | Merced 115/70kV TB#2 | Merced 115/70kV TB#2 |  | 0 | 0 | 0 | 0 | 0 | 0 | 100.415 | 179.013 | 0.45 | Merced 115/70kV TB#2 | Merced 115/70kV TB#2 | Merced 115/70kV TB#2 |  | 1 | 1 | NO | 1 | 1 | 1 | NO | 1
PG&E Kern Study Area | Norco | 115 | 0 | 0 | 0 | 0 | 0 | 0 | 0 | 0 | 0 | 0 | 0 | 0 | 0 | 0 | 0 | 0 | 0 | 0 | 0 | 0 | 0 | 0 | 0 | 0 | 0 | 0 | 0 | 0 | 0 | 0 | 0 | 0 | 0 | 0 | 0 | 0 | 0 | 0 | 0 | 0 | 0 | 0 | 0 | 0 | 0 | 0 | 0 | 0 | 0 | 0 | 0 | 0 | 0 | 0 | 0 | 0 | 0 | 0 | 0 | 0 | 0 | 0 | 0 | 0 | 0 | 0 | 0 | 0 | 0 | 0 | 0 | 0 | 0 | 0 | 0 | 0 | 0 | 0 | 0 | 0 | 0 | 0 | 1 | 0 | 0 | 0 | 0 | 0 | 0 | 0 | 0 | 0 | 0 | 0 | 0 | 0 | 0 | 0 | 0 | 0 | 0 | 0 | 0 | 0 | 0 | 0 | 0 | 0 |  | 0 | 0 | 0 | 0 | 0 | 0 | 0 | 0 | 0 | 0 | 0 | 0 | 0 | 0 | 0 | 0 | 0 | 0 | 0 | 0 | 0 | 0 | 0 | 0 | 0 | 0 | 0 | 0 | 0 | 0 | 0 | 0 | 0 | 0 | 0 | 0 | 0 | 0 | 0 | 0 | 0 | 0 | 0 | 0 | 0 | 0 | 0 | 0 | 0 | 0 | 0 | 1017.993 | 982.5404 | 785.5359 | Midway 230/115kV TB #3 | Midway 230/115kV TB #3 | Midway 230/115kV TB #3 |  | 0 | 0 | 0 | 0 | 0 | 0 | 1017.993 | 982.5404 | 785.5359 | Midway 230/115kV TB #3 | Midway 230/115kV TB #3 | Midway 230/115kV TB #3 |  | 1 | 1 | NO | 1 | 1 | 1 | NO | 1
SDG&E Study Area | North City Metering | 138 | 0 | 0 | 0 | 0 | 0 | 0 | 0 | 0 | 0 | 0 | 0 | 0 | 0 | 0 | 0 | 0 | 0 | 0 | 0 | 0 | 0 | 0 | 0 | 0 | 0 | 0 | 0 | 0 | 0 | 0 | 0 | 0 | 1 | 0 | 0 | 0 | 0 | 0 | 0 | 0 | 0 | 0 | 0 | 0 | 0 | 0 | 0 | 0 | 0 | 0 | 0 | 0 | 0 | 0 | 0 | 0 | 0 | 0 | 0 | 0 | 0 | 0 | 0 | 0 | 0 | 0 | 0 | 0 | 0 | 0 | 0 | 0 | 0 | 0 | 0 | 0 | 0 | 0 | 0 | 0 | 0 | 0 | 0 | 0 | 0 | 0 | 0 | 0 | 0 | 0 | 0 | 0 | 0 | 0 | 0 | 0 | 0 | 0 | 0 | 0 | 0 | 0 | 0 | 0 | 0 | 0 | 0 | 1 |  | 0 | 0 | 0 | 0 | 0 | 0 | 0 | 0 | 0 | 0 | 0 | 0 | 0 | 0 | 0 | 0 | 0 | 0 | 0 | 0 | 0 | 0 | 0 | 0 | 0 | 0 | 0 | 0 | 0 | 0 | 0 | 0 | 0 | 0 | 0 | 0 | 0 | 0 | 0 | 0 | 0 | 0 | 0 | 0 | 0 | 0 | 1 | 0 | 0 | 0 | 0 | -115.61 | 1099.475 | 1895.33 | Internal San Diego Area constraint | Internal San Diego Area constraint | Internal San Diego Area constraint |  | 0 | 1 | 0 | 0 | 0 | 0 | -115.61 | 1099.475 | 1895.33 | Internal San Diego Area constraint | Internal San Diego Area constraint | Internal San Diego Area constraint |  | 3 | 3 | NO | 3 | 1 | 1 | NO | 1
PG&E Greater Bay Study Area | North Dublin | 230 | 0 | 0 | 0 | 0 | 0 | 0 | 0 | 0 | 0 | 0 | 0 | 0 | 0 | 0 | 0 | 0 | 0 | 0 | 0 | 0 | 0 | 0 | 0 | 0 | 0 | 0 | 0 | 0 | 0 | 0 | 0 | 0 | 0 | 0 | 0 | 0 | 0 | 0 | 0 | 0 | 0 | 0 | 0 | 0 | 1 | 0 | 0 | 0 | 0 | 0 | 0 | 0 | 0 | 0 | 0 | 0 | 0 | 0 | 1 | 0 | 1 | 0 | 0 | 1 | 1 | 0 | 0 | 0 | 0 | 0 | 0 | 0 | 0 | 1 | 0 | 0 | 0 | 0 | 0 | 0 | 0 | 0 | 0 | 0 | 0 | 0 | 0 | 0 | 0 | 0 | 0 | 0 | 0 | 0 | 0 | 0 | 0 | 0 | 0 | 0 | 0 | 0 | 0 | 0 | 0 | 0 | 0 | 0 |  | 0 | 0 | 0 | 0 | 0 | 0 | 0 | 0 | 0 | 0 | 0 | 0 | 0 | 0 | 0 | 0 | 0 | 0 | 0 | 0 | 0 | 0 | 0 | 0 | 0 | 0 | 0 | 0 | 0 | 0 | 0 | 0 | 0 | 0 | 0 | 0 | 0 | 0 | 0 | 0 | 0 | 0 | 0 | 0 | 0 | 2 | 0 | 1 | 0 | 0 | 0 | -2351.0075 | -489.2175 | 796.7913 | Vaca Dixon-Tesla 500kV Line | Vaca Dixon-Tesla 500kV Line | Windmaster-Delta pumps 230 kV line |  | 1 | 0 | 0 | 0 | 0 | 0 | -278.2328 | 283.5403 | 796.7913 | Windmaster-Delta pumps 230 kV line | Windmaster-Delta pumps 230 kV line | Windmaster-Delta pumps 230 kV line |  | 5 | 5 | NO | 5 | 1 | 1 | NO | 1
SDG&E Study Area | North Gila | 500 | 0 | 0 | 0 | 0 | 0 | 0 | 0 | 0 | 0 | 0 | 0 | 0 | 0 | 0 | 0 | 0 | 0 | 0 | 0 | 1 | 0 | 1 | 0 | 0 | 0 | 1 | 0 | 0 | 1 | 0 | 0 | 0 | 0 | 0 | 1 | 1 | 1 | 0 | 0 | 0 | 0 | 0 | 0 | 0 | 0 | 0 | 0 | 0 | 0 | 0 | 0 | 0 | 0 | 0 | 0 | 0 | 0 | 0 | 0 | 0 | 0 | 0 | 0 | 0 | 0 | 0 | 0 | 0 | 0 | 0 | 0 | 0 | 0 | 0 | 0 | 0 | 0 | 0 | 0 | 0 | 0 | 0 | 0 | 0 | 0 | 0 | 0 | 0 | 0 | 0 | 0 | 0 | 0 | 0 | 0 | 0 | 0 | 0 | 0 | 0 | 0 | 0 | 0 | 0 | 0 | 0 | 0 | 6 |  | 0 | 0 | 0 | 0 | 0 | 0 | 0 | 0 | 0 | 0 | 0 | 0 | 0 | 0 | 0 | 0 | 0 | 0 | 0 | 0 | 0 | 0 | 0 | 0 | 0 | 0 | 0 | 0 | 0 | 0 | 0 | 0 | 0 | 0 | 0 | 0 | 0 | 0 | 0 | 0 | 0 | 0 | 0 | 0 | 0 | 1 | 4 | 0 | 0 | 0 | 0 | -4938.497 | 19.5125 | 1836.033 | Devers-Red Bluff Constraint | Devers-Red Bluff Constraint | Colorado River-Red Bluff Constraint |  | 0 | 4 | 0 | 0 | 0 | 0 | -4938.497 | 19.5125 | 1836.033 | Devers-Red Bluff Constraint | Devers-Red Bluff Constraint | Colorado River-Red Bluff Constraint |  | 5 | 4 | YES | 4 | 1 | 1 | NO | 1
SDG&E Study Area | New Sub - North Gila - IV (Proposed) | 500 | 0 | 0 | 0 | 0 | 0 | 0 | 0 | 0 | 0 | 0 | 0 | 0 | 0 | 0 | 0 | 0 | 0 | 0 | 0 | 1 | 0 | 1 | 0 | 0 | 0 | 1 | 0 | 0 | 1 | 0 | 0 | 0 | 0 | 0 | 1 | 1 | 1 | 0 | 0 | 0 | 0 | 0 | 0 | 0 | 0 | 0 | 0 | 0 | 0 | 0 | 0 | 0 | 0 | 0 | 0 | 0 | 0 | 0 | 0 | 0 | 0 | 0 | 0 | 0 | 0 | 0 | 0 | 0 | 0 | 0 | 0 | 0 | 0 | 0 | 0 | 0 | 0 | 0 | 0 | 0 | 0 | 0 | 0 | 0 | 0 | 0 | 0 | 0 | 0 | 0 | 0 | 0 | 0 | 0 | 0 | 0 | 0 | 0 | 0 | 0 | 0 | 0 | 0 | 0 | 0 | 0 | 0 | 6 |  | 0 | 0 | 0 | 0 | 0 | 0 | 0 | 0 | 0 | 0 | 0 | 0 | 0 | 0 | 0 | 0 | 0 | 0 | 0 | 0 | 0 | 0 | 0 | 0 | 0 | 0 | 0 | 0 | 0 | 0 | 0 | 0 | 0 | 0 | 0 | 0 | 0 | 0 | 0 | 0 | 0 | 0 | 0 | 0 | 0 | 1 | 4 | 0 | 0 | 0 | 0 | -4938.497 | 19.5125 | 1836.033 | Devers-Red Bluff Constraint | Devers-Red Bluff Constraint | Colorado River-Red Bluff Constraint |  | 0 | 4 | 0 | 0 | 0 | 0 | -4938.497 | 19.5125 | 1836.033 | Devers-Red Bluff Constraint | Devers-Red Bluff Constraint | Colorado River-Red Bluff Constraint |  | 5 | 4 | YES | 4 | 1 | 1 | NO | 1
PG&E Greater Bay Study Area | Oakland C | 115 | 0 | 0 | 0 | 0 | 0 | 0 | 0 | 0 | 0 | 0 | 0 | 0 | 0 | 0 | 0 | 0 | 0 | 0 | 0 | 0 | 0 | 0 | 0 | 0 | 0 | 0 | 0 | 0 | 0 | 0 | 0 | 0 | 0 | 0 | 0 | 0 | 0 | 0 | 0 | 0 | 0 | 0 | 0 | 1 | 1 | 0 | 0 | 0 | 0 | 0 | 0 | 0 | 0 | 0 | 1 | 1 | 0 | 1 | 1 | 1 | 1 | 0 | 0 | 1 | 1 | 0 | 1 | 0 | 0 | 0 | 0 | 0 | 0 | 1 | 0 | 0 | 0 | 0 | 0 | 0 | 0 | 0 | 0 | 0 | 0 | 0 | 0 | 0 | 0 | 0 | 0 | 0 | 0 | 0 | 0 | 0 | 0 | 0 | 0 | 0 | 0 | 0 | 0 | 0 | 0 | 0 | 0 | 3 |  | 0 | 0 | 0 | 0 | 0 | 0 | 0 | 0 | 0 | 0 | 0 | 0 | 0 | 0 | 0 | 0 | 0 | 0 | 0 | 0 | 0 | 0 | 0 | 0 | 0 | 0 | 0 | 0 | 0 | 0 | 0 | 0 | 0 | 0 | 0 | 0 | 0 | 0 | 0 | 0 | 0 | 0 | 0 | 0 | 0 | 2 | 0 | 1 | 0 | 0 | 0 | -2351.0075 | -489.2175 | 796.7913 | Vaca Dixon-Tesla 500kV Line | Vaca Dixon-Tesla 500kV Line | Windmaster-Delta pumps 230 kV line |  | 1 | 0 | 0 | 0 | 0 | 0 | -278.2328 | 283.5403 | 796.7913 | Windmaster-Delta pumps 230 kV line | Windmaster-Delta pumps 230 kV line | Windmaster-Delta pumps 230 kV line |  | 5 | 5 | NO | 5 | 1 | 1 | NO | 1
PG&E Greater Bay Study Area | Oakland J | 115 | 0 | 0 | 0 | 0 | 0 | 0 | 0 | 0 | 0 | 0 | 0 | 0 | 0 | 0 | 0 | 0 | 0 | 0 | 0 | 0 | 0 | 0 | 0 | 0 | 0 | 0 | 0 | 0 | 0 | 0 | 0 | 0 | 0 | 0 | 0 | 0 | 0 | 0 | 0 | 0 | 0 | 0 | 0 | 0 | 1 | 0 | 0 | 0 | 0 | 0 | 0 | 0 | 0 | 0 | 0 | 0 | 0 | 1 | 0 | 0 | 0 | 0 | 0 | 0 | 0 | 0 | 0 | 0 | 0 | 0 | 0 | 0 | 0 | 1 | 0 | 0 | 0 | 0 | 0 | 0 | 0 | 0 | 0 | 0 | 0 | 0 | 0 | 0 | 0 | 0 | 0 | 0 | 0 | 0 | 0 | 0 | 0 | 0 | 0 | 0 | 0 | 0 | 0 | 0 | 0 | 0 | 0 | 1 |  | 0 | 0 | 0 | 0 | 0 | 0 | 0 | 0 | 0 | 0 | 0 | 0 | 0 | 0 | 0 | 0 | 0 | 0 | 0 | 0 | 0 | 0 | 0 | 0 | 0 | 0 | 0 | 0 | 0 | 0 | 0 | 0 | 0 | 0 | 0 | 0 | 0 | 0 | 0 | 0 | 0 | 0 | 0 | 0 | 0 | 1 | 0 | 1 | 0 | 0 | 0 | -2351.0075 | -489.2175 | 933.5648 | Vaca Dixon-Tesla 500kV Line | Vaca Dixon-Tesla 500kV Line | Vaca Dixon-Tesla 500kV Line |  | 0 | 0 | 0 | 0 | 0 | 0 | 1944.358 | 3041.5821 | 933.5648 | Tesla-Tracy Pump 230 kV Line #1 | Tesla-Tracy Pump 230 kV Line #1 | Vaca Dixon-Tesla 500kV Line |  | 5 | 1 | YES | 2 | 1 | 1 | NO | 1
PG&E Kern Study Area | Oceano | 115 | 0 | 0 | 0 | 0 | 0 | 0 | 0 | 0 | 0 | 0 | 0 | 0 | 0 | 0 | 0 | 0 | 0 | 0 | 0 | 0 | 0 | 0 | 0 | 0 | 0 | 0 | 0 | 0 | 0 | 0 | 0 | 0 | 0 | 0 | 0 | 0 | 0 | 0 | 0 | 0 | 0 | 0 | 0 | 0 | 0 | 0 | 0 | 0 | 0 | 0 | 0 | 0 | 0 | 0 | 0 | 0 | 0 | 0 | 0 | 0 | 0 | 0 | 0 | 0 | 0 | 0 | 0 | 0 | 0 | 0 | 0 | 0 | 0 | 0 | 0 | 0 | 0 | 0 | 0 | 0 | 0 | 0 | 1 | 0 | 0 | 0 | 0 | 0 | 0 | 0 | 0 | 0 | 0 | 0 | 0 | 0 | 0 | 0 | 0 | 0 | 0 | 0 | 0 | 0 | 0 | 0 | 0 | 0 |  | 0 | 0 | 0 | 0 | 0 | 0 | 0 | 0 | 0 | 0 | 0 | 0 | 0 | 0 | 0 | 0 | 0 | 0 | 0 | 0 | 0 | 0 | 0 | 0 | 0 | 0 | 0 | 0 | 0 | 0 | 0 | 0 | 0 | 0 | 0 | 0 | 0 | 0 | 0 | 0 | 0 | 0 | 0 | 0 | 0 | 0 | 0 | 0 | 0 | 0 | 0 | 1017.993 | 982.5404 | 785.5359 | Midway 230/115kV TB #3 | Midway 230/115kV TB #3 | Midway 230/115kV TB #3 |  | 0 | 0 | 0 | 0 | 0 | 0 | 1017.993 | 982.5404 | 785.5359 | Midway 230/115kV TB #3 | Midway 230/115kV TB #3 | Midway 230/115kV TB #3 |  | 1 | 1 | NO | 1 | 1 | 1 | NO | 1
SDG&E Study Area | Ocotillo Express | 500 | 0 | 0 | 0 | 0 | 0 | 0 | 0 | 0 | 0 | 0 | 0 | 0 | 0 | 0 | 0 | 0 | 0 | 0 | 0 | 1 | 0 | 1 | 0 | 0 | 0 | 1 | 0 | 0 | 1 | 0 | 0 | 0 | 0 | 0 | 1 | 1 | 1 | 0 | 0 | 1 | 0 | 0 | 0 | 0 | 0 | 0 | 0 | 0 | 0 | 0 | 0 | 0 | 0 | 0 | 0 | 0 | 0 | 0 | 0 | 0 | 0 | 0 | 0 | 0 | 0 | 0 | 0 | 0 | 0 | 0 | 0 | 0 | 0 | 0 | 0 | 0 | 0 | 0 | 0 | 0 | 0 | 0 | 0 | 0 | 0 | 0 | 0 | 0 | 0 | 0 | 0 | 0 | 0 | 0 | 0 | 0 | 0 | 0 | 0 | 0 | 0 | 0 | 0 | 0 | 0 | 0 | 0 | 6 |  | 0 | 0 | 0 | 0 | 0 | 0 | 0 | 0 | 0 | 0 | 0 | 0 | 0 | 0 | 0 | 0 | 0 | 0 | 0 | 0 | 0 | 0 | 0 | 0 | 0 | 0 | 0 | 0 | 0 | 0 | 0 | 0 | 0 | 0 | 0 | 0 | 0 | 0 | 0 | 0 | 0 | 0 | 0 | 0 | 0 | 2 | 4 | 1 | 0 | 0 | 0 | -4938.497 | -95.25 | 244.98 | Devers-Red Bluff Constraint | Silvergate - Bay Blvd 230 kV constraint | Silvergate - Bay Blvd 230 kV constraint |  | 0 | 4 | 0 | 0 | 0 | 0 | -4938.497 | 19.5125 | 1836.033 | Devers-Red Bluff Constraint | Devers-Red Bluff Constraint | Colorado River-Red Bluff Constraint |  | 5 | 4 | YES | 4 | 1 | 1 | NO | 1
SDG&E Study Area | Old Town | 230 | 0 | 0 | 0 | 0 | 0 | 0 | 0 | 0 | 0 | 0 | 0 | 0 | 0 | 0 | 0 | 0 | 0 | 0 | 0 | 0 | 0 | 0 | 0 | 0 | 0 | 0 | 0 | 0 | 0 | 0 | 0 | 0 | 0 | 0 | 1 | 0 | 1 | 0 | 0 | 0 | 0 | 0 | 0 | 0 | 0 | 0 | 0 | 0 | 0 | 0 | 0 | 0 | 0 | 0 | 0 | 0 | 0 | 0 | 0 | 0 | 0 | 0 | 0 | 0 | 0 | 0 | 0 | 0 | 0 | 0 | 0 | 0 | 0 | 0 | 0 | 0 | 0 | 0 | 0 | 0 | 0 | 0 | 0 | 0 | 0 | 0 | 0 | 0 | 0 | 0 | 0 | 0 | 0 | 0 | 0 | 0 | 0 | 0 | 0 | 0 | 0 | 0 | 0 | 0 | 0 | 0 | 0 | 2 |  | 0 | 0 | 0 | 0 | 0 | 0 | 0 | 0 | 0 | 0 | 0 | 0 | 0 | 0 | 0 | 0 | 0 | 0 | 0 | 0 | 0 | 0 | 0 | 0 | 0 | 0 | 0 | 0 | 0 | 0 | 0 | 0 | 0 | 0 | 0 | 0 | 0 | 0 | 0 | 0 | 0 | 0 | 0 | 0 | 0 | 0 | 2 | 0 | 0 | 0 | 0 | -253.91 | 962.25 | 2523.23 | Encina - San Luis Rey 230 kV constraint | Encina - San Luis Rey 230 kV constraint | Encina - San Luis Rey 230 kV constraint |  | 0 | 2 | 0 | 0 | 0 | 0 | -253.91 | 962.25 | 2523.23 | Encina - San Luis Rey 230 kV constraint | Encina - San Luis Rey 230 kV constraint | Encina - San Luis Rey 230 kV constraint |  | 4 | 4 | NO | 4 | 1 | 1 | NO | 1
SCE Metro Study Area | Olinda | 230 | 0 | 0 | 0 | 0 | 0 | 0 | 0 | 0 | 0 | 0 | 0 | 0 | 1 | 0 | 0 | 0 | 0 | 0 | 0 | 0 | 0 | 0 | 0 | 0 | 0 | 0 | 0 | 0 | 0 | 0 | 0 | 0 | 0 | 0 | 0 | 0 | 0 | 0 | 0 | 0 | 0 | 0 | 0 | 0 | 0 | 0 | 0 | 0 | 0 | 0 | 0 | 0 | 0 | 0 | 0 | 0 | 0 | 0 | 0 | 0 | 0 | 0 | 0 | 0 | 0 | 0 | 0 | 0 | 0 | 0 | 0 | 0 | 0 | 0 | 0 | 0 | 0 | 0 | 0 | 0 | 0 | 0 | 0 | 0 | 0 | 0 | 0 | 0 | 0 | 0 | 0 | 0 | 0 | 0 | 0 | 0 | 0 | 0 | 0 | 0 | 0 | 0 | 0 | 0 | 0 | 0 | 0 | 0 |  | 0 | 0 | 0 | 0 | 0 | 0 | 0 | 0 | 0 | 0 | 0 | 0 | 0 | 0 | 0 | 0 | 0 | 0 | 0 | 0 | 0 | 0 | 0 | 0 | 0 | 0 | 0 | 0 | 0 | 0 | 0 | 0 | 0 | 0 | 0 | 0 | 0 | 0 | 0 | 0 | 0 | 0 | 0 | 0 | 0 | 0 | 0 | 0 | 0 | 0 | 0 | 11259.896 | 12479.932 | 16166.72 | SCE Metro Area Default Constraint | SCE Metro Area Default Constraint | SCE Metro Area Default Constraint |  | 0 | 0 | 0 | 0 | 0 | 0 | 11259.896 | 12479.932 | 16166.72 | SCE Metro Area Default Constraint | SCE Metro Area Default Constraint | SCE Metro Area Default Constraint |  | 1 | 1 | NO | 1 | 1 | 1 | NO | 1
PG&E Kern Study Area | Olive | 115 | 0 | 0 | 0 | 0 | 0 | 0 | 0 | 0 | 0 | 0 | 0 | 0 | 0 | 0 | 0 | 0 | 0 | 0 | 0 | 0 | 0 | 0 | 0 | 0 | 0 | 0 | 0 | 0 | 0 | 0 | 0 | 0 | 0 | 0 | 0 | 0 | 0 | 0 | 0 | 0 | 0 | 0 | 0 | 0 | 0 | 0 | 0 | 0 | 0 | 0 | 0 | 0 | 0 | 0 | 0 | 0 | 0 | 0 | 0 | 0 | 0 | 0 | 0 | 0 | 0 | 0 | 0 | 0 | 0 | 0 | 0 | 0 | 0 | 0 | 0 | 1 | 1 | 1 | 1 | 0 | 0 | 0 | 1 | 1 | 0 | 1 | 1 | 0 | 0 | 0 | 0 | 0 | 0 | 0 | 0 | 0 | 0 | 0 | 0 | 0 | 0 | 0 | 0 | 0 | 0 | 0 | 0 | 0 |  | 0 | 0 | 0 | 0 | 0 | 0 | 0 | 0 | 0 | 0 | 0 | 0 | 0 | 0 | 0 | 0 | 0 | 0 | 0 | 0 | 0 | 0 | 0 | 0 | 40 | 0 | 20 | 0 | 0 | 1 | 0 | 0 | 0 | 0 | 0 | 0 | 0 | 0 | 0 | 40 | 0 | 20 | 0 | 0 | 1 | 4 | 0 | 4 | 0 | 2 | 0 | -3595.555 | -2599.731 | -1460.1318 | Midway-Q2005 230kV Line | Midway-Q2005 230kV Line | Midway-Q2005 230kV Line |  | 0 | 0 | 0 | 0 | 0 | 2 | 39.518 | 0.14008 | -498.1318 | Semitropic-Midway 115kV Line | Semitropic-Midway 115kV Line | Midway-Q2005 230kV Line |  | 5 | 1 | YES | 2 | 5 | 4 | YES | 4
PG&E North of Greater Bay Study Area | Olivehurst | 115 | 0 | 0 | 0 | 0 | 0 | 0 | 0 | 0 | 0 | 0 | 0 | 0 | 0 | 0 | 0 | 0 | 0 | 0 | 0 | 0 | 0 | 0 | 0 | 0 | 0 | 0 | 0 | 0 | 0 | 0 | 0 | 0 | 0 | 0 | 0 | 0 | 0 | 0 | 0 | 0 | 0 | 0 | 0 | 0 | 1 | 1 | 0 | 1 | 0 | 1 | 1 | 1 | 1 | 0 | 0 | 0 | 0 | 0 | 0 | 0 | 0 | 0 | 0 | 0 | 1 | 1 | 0 | 0 | 0 | 0 | 0 | 0 | 0 | 0 | 0 | 0 | 0 | 0 | 0 | 0 | 0 | 0 | 0 | 0 | 0 | 0 | 0 | 0 | 0 | 0 | 0 | 0 | 0 | 0 | 0 | 0 | 0 | 0 | 0 | 0 | 0 | 0 | 0 | 0 | 0 | 0 | 0 | 0 |  | 0 | 0 | 0 | 0 | 0 | 0 | 0 | 0 | 0 | 0 | 0 | 0 | 0 | 0 | 0 | 0 | 0 | 0 | 0 | 0 | 0 | 0 | 0 | 0 | 0 | 0 | 0 | 0 | 0 | 0 | 0 | 0 | 0 | 0 | 0 | 0 | 0 | 0 | 0 | 0 | 0 | 0 | 0 | 0 | 0 | 4 | 0 | 3 | 0 | 0 | 1 | -2351.0075 | -489.2175 | -42.98 | Vaca Dixon-Tesla 500kV Line | Vaca Dixon-Tesla 500kV Line | Woodland- Davis 115kV line |  | 0 | 1 | 0 | 0 | 0 | 1 | -86.8335 | 74.966 | -42.98 | Bellota-Weber 230kV line | Woodland- Davis 115kV line | Woodland- Davis 115kV line |  | 5 | 3 | YES | 3 | 3 | 3 | NO | 3
SCE Northern Area | Ormond Beach | 230 | 0 | 0 | 1 | 0 | 1 | 0 | 1 | 0 | 0 | 0 | 0 | 0 | 0 | 0 | 0 | 0 | 0 | 0 | 0 | 0 | 0 | 0 | 0 | 0 | 0 | 0 | 0 | 0 | 1 | 0 | 0 | 0 | 0 | 0 | 0 | 0 | 0 | 0 | 0 | 0 | 0 | 0 | 0 | 0 | 0 | 0 | 0 | 0 | 0 | 0 | 0 | 0 | 0 | 0 | 0 | 0 | 0 | 0 | 0 | 0 | 0 | 0 | 0 | 0 | 0 | 0 | 0 | 0 | 0 | 0 | 0 | 0 | 0 | 0 | 0 | 0 | 0 | 0 | 0 | 0 | 0 | 0 | 0 | 0 | 0 | 0 | 0 | 0 | 0 | 0 | 0 | 0 | 0 | 0 | 0 | 0 | 0 | 0 | 0 | 0 | 0 | 0 | 0 | 0 | 0 | 0 | 0 | 0 |  | 0 | 0 | 0 | 0 | 0 | 0 | 0 | 0 | 0 | 0 | 0 | 0 | 0 | 0 | 0 | 0 | 0 | 0 | 0 | 0 | 0 | 0 | 0 | 0 | 0 | 0 | 0 | 0 | 0 | 0 | 0 | 0 | 0 | 0 | 0 | 0 | 0 | 0 | 0 | 0 | 0 | 0 | 0 | 0 | 0 | 2 | 0 | 1 | 0 | 0 | 0 | -4066.4708 | -34.6371 | 1455.259 | Lugo - Victorville area constraint | South of Magunden Constraint | South of Magunden Constraint |  | 1 | 0 | 1 | 0 | 0 | 0 | -596.4338 | -34.6371 | 1455.259 | South of Magunden Constraint | South of Magunden Constraint | South of Magunden Constraint |  | 5 | 5 | NO | 5 | 1 | 1 | NO | 1
SDG&E Study Area | Otay | 69 | 0 | 0 | 0 | 0 | 0 | 0 | 0 | 0 | 0 | 0 | 0 | 0 | 0 | 0 | 0 | 0 | 0 | 0 | 0 | 0 | 0 | 0 | 0 | 0 | 0 | 0 | 0 | 0 | 0 | 0 | 0 | 0 | 0 | 1 | 0 | 0 | 0 | 0 | 0 | 0 | 0 | 0 | 0 | 0 | 0 | 0 | 0 | 0 | 0 | 0 | 0 | 0 | 0 | 0 | 0 | 0 | 0 | 0 | 0 | 0 | 0 | 0 | 0 | 0 | 0 | 0 | 0 | 0 | 0 | 0 | 0 | 0 | 0 | 0 | 0 | 0 | 0 | 0 | 0 | 0 | 0 | 0 | 0 | 0 | 0 | 0 | 0 | 0 | 0 | 0 | 0 | 0 | 0 | 0 | 0 | 0 | 0 | 0 | 0 | 0 | 0 | 0 | 0 | 0 | 0 | 0 | 0 | 0 |  | 0 | 0 | 0 | 0 | 0 | 0 | 0 | 0 | 0 | 0 | 0 | 6 | 0 | 0 | 1 | 0 | 0 | 0 | 0 | 0 | 0 | 0 | 0 | 0 | 0 | 0 | 0 | 0 | 0 | 0 | 0 | 0 | 0 | 0 | 0 | 0 | 0 | 0 | 0 | 0 | 0 | 0 | 0 | 0 | 0 | 0 | 0 | 0 | 0 | 0 | 0 | 164.7548 | 197.5523 | 296.5564 | Miguel 69 kV constraint | Miguel 69 kV constraint | Miguel 69 kV constraint |  | 0 | 0 | 0 | 0 | 0 | 0 | 164.7548 | 197.5523 | 296.5564 | Miguel 69 kV constraint | Miguel 69 kV constraint | Miguel 69 kV constraint |  | 1 | 1 | NO | 1 | 1 | 1 | NO | 1
SDG&E Study Area | Otay Mesa | 230 | 0 | 0 | 0 | 0 | 0 | 0 | 0 | 0 | 0 | 0 | 0 | 0 | 0 | 0 | 0 | 0 | 0 | 0 | 0 | 0 | 0 | 0 | 0 | 0 | 0 | 0 | 0 | 0 | 0 | 0 | 1 | 0 | 1 | 0 | 1 | 0 | 1 | 0 | 1 | 1 | 1 | 1 | 0 | 0 | 0 | 0 | 0 | 0 | 0 | 0 | 0 | 0 | 0 | 0 | 0 | 0 | 0 | 0 | 0 | 0 | 0 | 0 | 0 | 0 | 0 | 0 | 0 | 0 | 0 | 0 | 0 | 0 | 0 | 0 | 0 | 0 | 0 | 0 | 0 | 0 | 0 | 0 | 0 | 0 | 0 | 0 | 0 | 0 | 0 | 0 | 0 | 0 | 0 | 0 | 0 | 0 | 0 | 0 | 0 | 0 | 0 | 0 | 0 | 0 | 0 | 0 | 0 | 3 |  | 0 | 0 | 0 | 0 | 0 | 0 | 0 | 0 | 0 | 0 | 0 | 250 | 0 | 0 | 1 | 0 | 0 | 0 | 0 | 0 | 0 | 0 | 0 | 0 | 0 | 0 | 0 | 0 | 0 | 0 | 0 | 0 | 0 | 0 | 0 | 0 | 0 | 0 | 0 | 0 | 0 | 0 | 0 | 0 | 0 | 4 | 3 | 1 | 0 | 0 | 0 | -690.41 | -95.25 | 244.98 | Silvergate - Bay Blvd 230 kV constraint | Silvergate - Bay Blvd 230 kV constraint | Silvergate - Bay Blvd 230 kV constraint |  | 0 | 3 | 0 | 0 | 0 | 0 | -253.91 | 736.3023 | 912.98 | Encina - San Luis Rey 230 kV constraint | Chicarita 138 kV constraint | Silvergate-Old Town 230 kV constraint |  | 5 | 4 | YES | 4 | 1 | 1 | NO | 1
PG&E Fresno Study Area | Padre Flats SW STA | 230 | 0 | 0 | 0 | 0 | 0 | 0 | 0 | 0 | 0 | 0 | 0 | 0 | 0 | 0 | 0 | 0 | 0 | 0 | 0 | 0 | 0 | 0 | 0 | 0 | 0 | 0 | 0 | 0 | 0 | 0 | 0 | 0 | 0 | 0 | 0 | 0 | 0 | 0 | 0 | 0 | 0 | 0 | 0 | 0 | 0 | 0 | 0 | 0 | 0 | 0 | 0 | 0 | 0 | 0 | 0 | 0 | 0 | 0 | 0 | 0 | 0 | 0 | 0 | 0 | 0 | 0 | 0 | 0 | 0 | 0 | 0 | 0 | 0 | 0 | 0 | 0 | 1 | 0 | 0 | 0 | 0 | 0 | 0 | 0 | 0 | 1 | 1 | 0 | 0 | 0 | 0 | 1 | 0 | 0 | 0 | 0 | 0 | 0 | 0 | 0 | 0 | 0 | 0 | 0 | 1 | 1 | 0 | 1 |  | 0 | 0 | 0 | 0 | 0 | 0 | 0 | 0 | 0 | 0 | 0 | 0 | 0 | 0 | 0 | 0 | 0 | 0 | 0 | 0 | 0 | 0 | 0 | 0 | 0 | 0 | 0 | 0 | 0 | 0 | 0 | 0 | 0 | 0 | 0 | 0 | 0 | 0 | 0 | 0 | 0 | 0 | 0 | 0 | 0 | 3 | 1 | 3 | 1 | 3 | 0 | -3595.555 | -2599.731 | -1460.1318 | Midway-Q2005 230kV Line | Midway-Q2005 230kV Line | Midway-Q2005 230kV Line |  | 0 | 1 | 0 | 1 | 0 | 2 | -929.957 | -436.0987 | -498.1318 | Moss Landing-Las Aguilas 230 kV Line | Moss Landing-Las Aguilas 230 kV Line | Midway-Q2005 230kV Line |  | 5 | 4 | YES | 4 | 5 | 4 | YES | 4
East of Pisgah Study Area | Pahrump | 230 | 0 | 0 | 0 | 0 | 0 | 0 | 0 | 0 | 0 | 0 | 0 | 0 | 0 | 0 | 0 | 0 | 0 | 0 | 0 | 1 | 0 | 1 | 0 | 0 | 0 | 0 | 1 | 1 | 1 | 0 | 0 | 0 | 0 | 0 | 0 | 0 | 0 | 0 | 0 | 0 | 0 | 0 | 0 | 0 | 0 | 0 | 0 | 0 | 0 | 0 | 0 | 0 | 0 | 0 | 0 | 0 | 0 | 0 | 0 | 0 | 0 | 0 | 0 | 0 | 0 | 0 | 0 | 0 | 0 | 0 | 0 | 0 | 0 | 0 | 0 | 0 | 0 | 0 | 0 | 0 | 0 | 0 | 0 | 0 | 0 | 0 | 0 | 0 | 0 | 0 | 0 | 0 | 0 | 0 | 0 | 0 | 0 | 0 | 0 | 0 | 0 | 0 | 0 | 0 | 0 | 0 | 0 | 4 |  | 0 | 0 | 0 | 0 | 0 | 0 | 0 | 0 | 0 | 0 | 0 | 0 | 0 | 0 | 0 | 0 | 0 | 0 | 0 | 0 | 0 | 0 | 0 | 0 | 0 | 0 | 0 | 0 | 0 | 0 | 0 | 0 | 0 | 0 | 0 | 0 | 0 | 0 | 0 | 0 | 0 | 0 | 0 | 0 | 0 | 1 | 3 | 0 | 0 | 0 | 0 | -4938.497 | 19.5125 | 250.1 | Devers-Red Bluff Constraint | Devers-Red Bluff Constraint | VEA 138kV area constraint |  | 0 | 3 | 0 | 0 | 0 | 0 | -4938.497 | 19.5125 | 250.1 | Devers-Red Bluff Constraint | Devers-Red Bluff Constraint | VEA 138kV area constraint |  | 5 | 4 | YES | 4 | 1 | 1 | NO | 1
East of Pisgah Study Area | Pahrump | 138 | 0 | 0 | 0 | 0 | 0 | 0 | 0 | 0 | 0 | 0 | 0 | 0 | 0 | 0 | 0 | 0 | 0 | 0 | 0 | 1 | 0 | 1 | 0 | 0 | 0 | 0 | 1 | 1 | 1 | 0 | 0 | 0 | 0 | 0 | 0 | 0 | 0 | 0 | 0 | 0 | 0 | 0 | 0 | 0 | 0 | 0 | 0 | 0 | 0 | 0 | 0 | 0 | 0 | 0 | 0 | 0 | 0 | 0 | 0 | 0 | 0 | 0 | 0 | 0 | 0 | 0 | 0 | 0 | 0 | 0 | 0 | 0 | 0 | 0 | 0 | 0 | 0 | 0 | 0 | 0 | 0 | 0 | 0 | 0 | 0 | 0 | 0 | 0 | 0 | 0 | 0 | 0 | 0 | 0 | 0 | 0 | 0 | 0 | 0 | 0 | 0 | 0 | 0 | 0 | 0 | 0 | 0 | 4 |  | 0 | 0 | 0 | 0 | 0 | 0 | 0 | 0 | 0 | 0 | 0 | 0 | 0 | 0 | 0 | 0 | 0 | 0 | 0 | 0 | 0 | 0 | 0 | 0 | 0 | 0 | 0 | 0 | 0 | 0 | 0 | 0 | 0 | 0 | 0 | 0 | 0 | 0 | 0 | 0 | 0 | 0 | 0 | 0 | 0 | 1 | 3 | 0 | 0 | 0 | 0 | -4938.497 | 19.5125 | 250.1 | Devers-Red Bluff Constraint | Devers-Red Bluff Constraint | VEA 138kV area constraint |  | 0 | 3 | 0 | 0 | 0 | 0 | -4938.497 | 19.5125 | 250.1 | Devers-Red Bluff Constraint | Devers-Red Bluff Constraint | VEA 138kV area constraint |  | 5 | 4 | YES | 4 | 1 | 1 | NO | 1
SDG&E Study Area | Pala | 69 | 0 | 0 | 0 | 0 | 0 | 0 | 0 | 0 | 0 | 0 | 0 | 0 | 0 | 0 | 0 | 0 | 0 | 0 | 0 | 0 | 0 | 0 | 0 | 0 | 0 | 0 | 0 | 0 | 0 | 1 | 0 | 0 | 1 | 0 | 0 | 0 | 0 | 1 | 0 | 0 | 0 | 1 | 0 | 0 | 0 | 0 | 0 | 0 | 0 | 0 | 0 | 0 | 0 | 0 | 0 | 0 | 0 | 0 | 0 | 0 | 0 | 0 | 0 | 0 | 0 | 0 | 0 | 0 | 0 | 0 | 0 | 0 | 0 | 0 | 0 | 0 | 0 | 0 | 0 | 0 | 0 | 0 | 0 | 0 | 0 | 0 | 0 | 0 | 0 | 0 | 0 | 0 | 0 | 0 | 0 | 0 | 0 | 0 | 0 | 0 | 0 | 0 | 0 | 0 | 0 | 0 | 0 | 1 |  | 0 | 0 | 0 | 0 | 0 | 0 | 0 | 0 | 0 | 0 | 0 | 0 | 0 | 0 | 0 | 0 | 0 | 0 | 0 | 0 | 0 | 0 | 0 | 0 | 0 | 0 | 10 | 0 | 0 | 1 | 0 | 0 | 0 | 0 | 0 | 0 | 0 | 0 | 0 | 0 | 0 | 10 | 0 | 0 | 1 | 1 | 1 | 0 | 0 | 0 | 0 | -433.35 | 269 | 284 | Talega 230 kV constraint | Ocean Ranch 69 kV constraint | Ocean Ranch 69 kV constraint |  | 0 | 1 | 0 | 0 | 0 | 0 | -115.61 | 269 | 284 | Internal San Diego Area constraint | Ocean Ranch 69 kV constraint | Ocean Ranch 69 kV constraint |  | 5 | 3 | YES | 3 | 1 | 1 | NO | 1
PG&E North of Greater Bay Study Area | Palermo | 230 | 0 | 0 | 0 | 0 | 0 | 0 | 0 | 0 | 0 | 0 | 0 | 0 | 0 | 0 | 0 | 0 | 0 | 0 | 0 | 0 | 0 | 0 | 0 | 0 | 0 | 0 | 0 | 0 | 0 | 0 | 0 | 0 | 0 | 0 | 0 | 0 | 0 | 0 | 0 | 0 | 0 | 0 | 0 | 0 | 1 | 0 | 0 | 0 | 0 | 1 | 0 | 1 | 1 | 0 | 0 | 0 | 0 | 0 | 0 | 0 | 0 | 0 | 0 | 0 | 1 | 1 | 0 | 0 | 0 | 0 | 0 | 0 | 0 | 0 | 0 | 0 | 0 | 0 | 0 | 0 | 0 | 0 | 0 | 0 | 0 | 0 | 0 | 0 | 0 | 0 | 0 | 0 | 0 | 0 | 0 | 0 | 0 | 0 | 0 | 0 | 0 | 0 | 0 | 0 | 0 | 0 | 0 | 0 |  | 0 | 0 | 0 | 0 | 0 | 0 | 0 | 0 | 0 | 0 | 0 | 0 | 0 | 0 | 0 | 0 | 0 | 0 | 0 | 0 | 0 | 0 | 0 | 0 | 0 | 0 | 0 | 0 | 0 | 0 | 0 | 0 | 0 | 0 | 0 | 0 | 0 | 0 | 0 | 0 | 0 | 0 | 0 | 0 | 0 | 2 | 0 | 2 | 0 | 0 | 0 | -2351.0075 | -489.2175 | 87.41 | Vaca Dixon-Tesla 500kV Line | Vaca Dixon-Tesla 500kV Line | Rocklin-Pleaseant grove 115kV line |  | 0 | 0 | 0 | 0 | 0 | 0 | 196.1425 | 267.6995 | 87.41 | Rio Oso-Brighton 230kV line | Rio Oso-Brighton 230kV line | Rocklin-Pleaseant grove 115kV line |  | 5 | 1 | YES | 2 | 1 | 1 | NO | 1
PG&E North of Greater Bay Study Area | Palermo | 115 | 0 | 0 | 0 | 0 | 0 | 0 | 0 | 0 | 0 | 0 | 0 | 0 | 0 | 0 | 0 | 0 | 0 | 0 | 0 | 0 | 0 | 0 | 0 | 0 | 0 | 0 | 0 | 0 | 0 | 0 | 0 | 0 | 0 | 0 | 0 | 0 | 0 | 0 | 0 | 0 | 0 | 0 | 0 | 0 | 1 | 0 | 0 | 1 | 0 | 1 | 1 | 1 | 1 | 0 | 0 | 0 | 0 | 0 | 0 | 0 | 0 | 0 | 0 | 0 | 1 | 1 | 0 | 0 | 0 | 0 | 0 | 0 | 0 | 0 | 0 | 0 | 0 | 0 | 0 | 0 | 0 | 0 | 0 | 0 | 0 | 0 | 0 | 0 | 0 | 0 | 0 | 0 | 0 | 0 | 0 | 0 | 0 | 0 | 0 | 0 | 0 | 0 | 0 | 0 | 0 | 0 | 0 | 0 |  | 0 | 0 | 0 | 0 | 0 | 0 | 0 | 0 | 0 | 0 | 0 | 0 | 0 | 0 | 0 | 0 | 0 | 0 | 0 | 0 | 0 | 0 | 0 | 0 | 0 | 0 | 0 | 0 | 0 | 0 | 0 | 4.1 | 0 | 0 | 0 | 0 | 0 | 0 | 0 | 0 | 0 | 0 | 0 | 0 | 1 | 3 | 0 | 2 | 0 | 0 | 0 | -2351.0075 | -489.2175 | 87.41 | Vaca Dixon-Tesla 500kV Line | Vaca Dixon-Tesla 500kV Line | Rocklin-Pleaseant grove 115kV line |  | 0 | 1 | 0 | 0 | 0 | 0 | -86.8335 | 267.6995 | 87.41 | Bellota-Weber 230kV line | Rio Oso-Brighton 230kV line | Rocklin-Pleaseant grove 115kV line |  | 5 | 3 | YES | 3 | 1 | 1 | NO | 1
SCE Eastern Study Area | Palo Verde | 500 | 0 | 0 | 0 | 0 | 0 | 0 | 0 | 0 | 0 | 0 | 0 | 0 | 0 | 0 | 0 | 0 | 0 | 0 | 0 | 1 | 0 | 1 | 0 | 0 | 0 | 1 | 0 | 0 | 1 | 0 | 0 | 0 | 0 | 0 | 0 | 0 | 0 | 0 | 0 | 0 | 0 | 0 | 0 | 0 | 0 | 0 | 0 | 0 | 0 | 0 | 0 | 0 | 0 | 0 | 0 | 0 | 0 | 0 | 0 | 0 | 0 | 0 | 0 | 0 | 0 | 0 | 0 | 0 | 0 | 0 | 0 | 0 | 0 | 0 | 0 | 0 | 0 | 0 | 0 | 0 | 0 | 0 | 0 | 0 | 0 | 0 | 0 | 0 | 0 | 0 | 0 | 0 | 0 | 0 | 0 | 0 | 0 | 0 | 0 | 0 | 0 | 0 | 0 | 0 | 0 | 0 | 0 | 3 |  | 0 | 0 | 0 | 0 | 0 | 0 | 0 | 0 | 0 | 0 | 0 | 0 | 0 | 0 | 0 | 0 | 0 | 0 | 0 | 0 | 0 | 0 | 0 | 0 | 0 | 0 | 0 | 0 | 0 | 0 | 0 | 0 | 0 | 0 | 3535.6 | 0 | 0 | 0 | 0 | 0 | 0 | 0 | 0 | 0 | 1 | 1 | 2 | 0 | 0 | 0 | 0 | -4938.497 | 19.5125 | 1836.033 | Devers-Red Bluff Constraint | Devers-Red Bluff Constraint | Colorado River-Red Bluff Constraint |  | 0 | 2 | 0 | 0 | 0 | 0 | -4938.497 | 19.5125 | 1836.033 | Devers-Red Bluff Constraint | Devers-Red Bluff Constraint | Colorado River-Red Bluff Constraint |  | 5 | 4 | YES | 4 | 1 | 1 | NO | 1
SDG&E Study Area | Palomar Energy | 230 | 0 | 0 | 0 | 0 | 0 | 0 | 0 | 0 | 0 | 0 | 0 | 0 | 0 | 0 | 0 | 0 | 0 | 0 | 0 | 0 | 0 | 0 | 0 | 0 | 0 | 0 | 0 | 0 | 0 | 1 | 0 | 0 | 1 | 0 | 1 | 0 | 1 | 0 | 0 | 0 | 0 | 1 | 0 | 0 | 0 | 0 | 0 | 0 | 0 | 0 | 0 | 0 | 0 | 0 | 0 | 0 | 0 | 0 | 0 | 0 | 0 | 0 | 0 | 0 | 0 | 0 | 0 | 0 | 0 | 0 | 0 | 0 | 0 | 0 | 0 | 0 | 0 | 0 | 0 | 0 | 0 | 0 | 0 | 0 | 0 | 0 | 0 | 0 | 0 | 0 | 0 | 0 | 0 | 0 | 0 | 0 | 0 | 0 | 0 | 0 | 0 | 0 | 0 | 0 | 0 | 0 | 0 | 3 |  | 0 | 0 | 0 | 0 | 0 | 0 | 0 | 0 | 0 | 0 | 0 | 0 | 0 | 0 | 0 | 0 | 0 | 0 | 0 | 0 | 0 | 0 | 0 | 0 | 0 | 0 | 0 | 0 | 0 | 0 | 0 | 0 | 0 | 0 | 0 | 0 | 0 | 0 | 0 | 0 | 0 | 0 | 0 | 0 | 0 | 1 | 3 | 0 | 0 | 0 | 0 | -433.35 | 385.825 | 1895.33 | Talega 230 kV constraint | Talega 230 kV constraint | Internal San Diego Area constraint |  | 0 | 3 | 0 | 0 | 0 | 0 | -253.91 | 962.25 | 1895.33 | Encina - San Luis Rey 230 kV constraint | Encina - San Luis Rey 230 kV constraint | Internal San Diego Area constraint |  | 5 | 4 | YES | 4 | 1 | 1 | NO | 1
PG&E Fresno Study Area | Panoche | 115 | 0 | 0 | 0 | 0 | 0 | 0 | 0 | 0 | 0 | 0 | 0 | 0 | 0 | 0 | 0 | 0 | 0 | 0 | 0 | 0 | 0 | 0 | 0 | 0 | 0 | 0 | 0 | 0 | 0 | 0 | 0 | 0 | 0 | 0 | 0 | 0 | 0 | 0 | 0 | 0 | 0 | 0 | 0 | 0 | 0 | 0 | 0 | 0 | 0 | 0 | 1 | 0 | 0 | 0 | 0 | 0 | 0 | 0 | 0 | 0 | 0 | 0 | 0 | 0 | 0 | 0 | 0 | 0 | 0 | 0 | 0 | 0 | 0 | 0 | 0 | 0 | 1 | 0 | 0 | 0 | 0 | 0 | 0 | 0 | 0 | 1 | 1 | 1 | 1 | 1 | 1 | 1 | 1 | 1 | 1 | 1 | 0 | 0 | 0 | 0 | 0 | 1 | 0 | 0 | 0 | 0 | 0 | 3 |  | 0 | 0 | 0 | 0 | 0 | 0 | 0 | 0 | 0 | 0 | 0 | 0 | 0 | 0 | 0 | 0 | 0 | 0 | 0 | 0 | 0 | 0 | 0 | 0 | 0 | 0 | 0 | 0 | 0 | 0 | 0 | 0 | 0 | 0 | 0 | 0 | 0 | 0 | 6 | 0 | 0 | 0 | 0 | 0 | 1 | 7 | 0 | 6 | 0 | 3 | 0 | -3595.555 | -2599.731 | -1460.1318 | Midway-Q2005 230kV Line | Midway-Q2005 230kV Line | Midway-Q2005 230kV Line |  | 0 | 1 | 0 | 0 | 0 | 2 | -86.8335 | 124.968 | -498.1318 | Bellota-Weber 230kV line | Gates 230/70kV TB #5 | Midway-Q2005 230kV Line |  | 5 | 3 | YES | 3 | 5 | 4 | YES | 4
PG&E Fresno Study Area | Panoche | 230 | 0 | 0 | 0 | 0 | 0 | 0 | 0 | 0 | 0 | 0 | 0 | 0 | 0 | 0 | 0 | 0 | 0 | 0 | 0 | 0 | 0 | 0 | 0 | 0 | 0 | 0 | 0 | 0 | 0 | 0 | 0 | 0 | 0 | 0 | 0 | 0 | 0 | 0 | 0 | 0 | 0 | 0 | 0 | 0 | 0 | 0 | 0 | 0 | 0 | 0 | 0 | 0 | 0 | 0 | 0 | 0 | 0 | 0 | 0 | 0 | 0 | 0 | 0 | 0 | 0 | 0 | 0 | 0 | 0 | 0 | 0 | 0 | 0 | 0 | 0 | 0 | 0 | 0 | 0 | 0 | 0 | 0 | 0 | 0 | 0 | 1 | 1 | 0 | 0 | 0 | 0 | 1 | 1 | 1 | 0 | 0 | 0 | 0 | 0 | 0 | 0 | 0 | 0 | 0 | 0 | 1 | 0 | 3 |  | 0 | 0 | 0 | 0 | 0 | 0 | 0 | 0 | 0 | 0 | 0 | 0 | 0 | 0 | 0 | 0 | 0 | 0 | 0 | 0 | 0 | 0 | 0 | 0 | 0 | 0 | 0 | 0 | 0 | 0 | 0 | 0 | 0 | 0 | 0 | 0 | 0 | 0 | 0 | 100 | 260 | 0 | 100 | 0 | 1 | 2 | 1 | 2 | 1 | 2 | 0 | -1882.478 | -1136.4168 | -1096.0125 | Gates 500/230kV TB #12 | Gates 500/230kV TB #11 | Moss Landing-Las Aguilas 230 kV Line |  | 0 | 1 | 0 | 1 | 0 | 1 | -929.957 | -436.0987 | -176.86 | Moss Landing-Las Aguilas 230 kV Line | Moss Landing-Las Aguilas 230 kV Line | Los Banos 500/230kV TB |  | 5 | 4 | YES | 4 | 5 | 3 | YES | 3
SCE Northern Area | Pardee | 230 | 0 | 0 | 1 | 0 | 0 | 0 | 1 | 0 | 0 | 0 | 0 | 0 | 0 | 0 | 0 | 0 | 0 | 0 | 0 | 0 | 0 | 0 | 0 | 0 | 0 | 0 | 0 | 0 | 1 | 0 | 0 | 0 | 0 | 0 | 0 | 0 | 0 | 0 | 0 | 0 | 0 | 0 | 0 | 0 | 0 | 0 | 0 | 0 | 0 | 0 | 0 | 0 | 0 | 0 | 0 | 0 | 0 | 0 | 0 | 0 | 0 | 0 | 0 | 0 | 0 | 0 | 0 | 0 | 0 | 0 | 0 | 0 | 0 | 0 | 0 | 0 | 0 | 0 | 0 | 0 | 0 | 0 | 0 | 0 | 0 | 0 | 0 | 0 | 0 | 0 | 0 | 0 | 0 | 0 | 0 | 0 | 0 | 0 | 0 | 0 | 0 | 0 | 0 | 0 | 0 | 0 | 0 | 0 |  | 0 | 0 | 0 | 0 | 0 | 0 | 0 | 0 | 0 | 0 | 0 | 80 | 0 | 0 | 1 | 0 | 0 | 0 | 0 | 0 | 0 | 0 | 0 | 0 | 0 | 0 | 15 | 0 | 0 | 1 | 0 | 0 | 0 | 0 | 0 | 0 | 0 | 0 | 0 | 0 | 0 | 15 | 0 | 0 | 1 | 2 | 0 | 1 | 0 | 0 | 0 | -4066.4708 | -34.6371 | 1455.259 | Lugo - Victorville area constraint | South of Magunden Constraint | South of Magunden Constraint |  | 1 | 0 | 1 | 0 | 0 | 0 | -596.4338 | -34.6371 | 1455.259 | South of Magunden Constraint | South of Magunden Constraint | South of Magunden Constraint |  | 5 | 5 | NO | 5 | 1 | 1 | NO | 1
PG&E North of Greater Bay Study Area | Parkway | 230 | 0 | 0 | 0 | 0 | 0 | 0 | 0 | 0 | 0 | 0 | 0 | 0 | 0 | 0 | 0 | 0 | 0 | 0 | 0 | 0 | 0 | 0 | 0 | 0 | 0 | 0 | 0 | 0 | 0 | 0 | 0 | 0 | 0 | 0 | 0 | 0 | 0 | 0 | 0 | 0 | 0 | 0 | 0 | 0 | 1 | 0 | 0 | 0 | 0 | 0 | 0 | 0 | 0 | 0 | 0 | 0 | 0 | 0 | 1 | 1 | 1 | 0 | 0 | 1 | 1 | 0 | 0 | 0 | 0 | 0 | 0 | 0 | 0 | 1 | 0 | 0 | 0 | 0 | 0 | 0 | 0 | 0 | 0 | 0 | 0 | 0 | 0 | 0 | 0 | 0 | 0 | 0 | 0 | 0 | 0 | 0 | 0 | 0 | 0 | 0 | 0 | 0 | 0 | 0 | 0 | 0 | 0 | 0 |  | 0 | 0 | 0 | 0 | 0 | 0 | 0 | 0 | 0 | 0 | 0 | 0 | 0 | 0 | 0 | 0 | 0 | 0 | 0 | 0 | 0 | 0 | 0 | 0 | 0 | 0 | 0 | 0 | 0 | 0 | 0 | 2.3 | 0 | 0 | 0 | 0 | 0 | 0 | 0 | 0 | 0 | 0 | 0 | 0 | 1 | 2 | 0 | 1 | 0 | 0 | 0 | -2351.0075 | -489.2175 | 796.7913 | Vaca Dixon-Tesla 500kV Line | Vaca Dixon-Tesla 500kV Line | Windmaster-Delta pumps 230 kV line |  | 1 | 0 | 0 | 0 | 0 | 0 | -278.2328 | 283.5403 | 796.7913 | Windmaster-Delta pumps 230 kV line | Windmaster-Delta pumps 230 kV line | Windmaster-Delta pumps 230 kV line |  | 5 | 5 | NO | 5 | 1 | 1 | NO | 1
SCE Northern Area | Pastoria | 230 | 1 | 0 | 1 | 0 | 0 | 0 | 1 | 0 | 1 | 0 | 0 | 0 | 0 | 0 | 0 | 0 | 0 | 0 | 0 | 0 | 0 | 0 | 0 | 0 | 0 | 0 | 0 | 0 | 1 | 0 | 0 | 0 | 0 | 0 | 0 | 0 | 0 | 0 | 0 | 0 | 0 | 0 | 0 | 0 | 0 | 0 | 0 | 0 | 0 | 0 | 0 | 0 | 0 | 0 | 0 | 0 | 0 | 0 | 0 | 0 | 0 | 0 | 0 | 0 | 0 | 0 | 0 | 0 | 0 | 0 | 0 | 0 | 0 | 0 | 0 | 0 | 0 | 0 | 0 | 0 | 0 | 0 | 0 | 0 | 0 | 0 | 0 | 0 | 0 | 0 | 0 | 0 | 0 | 0 | 0 | 0 | 0 | 0 | 0 | 0 | 0 | 0 | 0 | 0 | 0 | 0 | 0 | 0 |  | 0 | 0 | 0 | 0 | 0 | 0 | 0 | 0 | 0 | 39 | 66 | 80 | 0 | 0 | 1 | 0 | 0 | 0 | 0 | 0 | 0 | 0 | 0 | 0 | 0 | 0 | 0 | 0 | 0 | 0 | 0 | 0 | 0 | 0 | 0 | 0 | 0 | 0 | 0 | 0 | 0 | 0 | 0 | 0 | 0 | 2 | 0 | 1 | 0 | 0 | 0 | -4066.4708 | -34.6371 | 0.005 | Lugo - Victorville area constraint | South of Magunden Constraint | Antelope-Neenach Constraint |  | 1 | 0 | 1 | 0 | 0 | 0 | -596.4338 | -34.6371 | 0.005 | South of Magunden Constraint | South of Magunden Constraint | Antelope-Neenach Constraint |  | 5 | 5 | NO | 5 | 1 | 1 | NO | 1
SCE Metro Study Area | Pauda | 230 | 0 | 0 | 0 | 0 | 0 | 0 | 0 | 0 | 0 | 0 | 0 | 0 | 1 | 0 | 0 | 0 | 0 | 0 | 0 | 0 | 0 | 0 | 0 | 0 | 0 | 0 | 0 | 0 | 0 | 0 | 0 | 0 | 0 | 0 | 0 | 0 | 0 | 0 | 0 | 0 | 0 | 0 | 0 | 0 | 0 | 0 | 0 | 0 | 0 | 0 | 0 | 0 | 0 | 0 | 0 | 0 | 0 | 0 | 0 | 0 | 0 | 0 | 0 | 0 | 0 | 0 | 0 | 0 | 0 | 0 | 0 | 0 | 0 | 0 | 0 | 0 | 0 | 0 | 0 | 0 | 0 | 0 | 0 | 0 | 0 | 0 | 0 | 0 | 0 | 0 | 0 | 0 | 0 | 0 | 0 | 0 | 0 | 0 | 0 | 0 | 0 | 0 | 0 | 0 | 0 | 0 | 0 | 0 |  | 0 | 0 | 0 | 0 | 0 | 0 | 0 | 0 | 0 | 0 | 0 | 0 | 0 | 0 | 0 | 0 | 0 | 0 | 0 | 0 | 0 | 0 | 0 | 0 | 0 | 0 | 195 | 0 | 0 | 1 | 0 | 0 | 0 | 0 | 0 | 0 | 0 | 0 | 0 | 0 | 0 | 195 | 0 | 0 | 1 | 0 | 0 | 0 | 0 | 0 | 0 | 11259.896 | 12479.932 | 16166.72 | SCE Metro Area Default Constraint | SCE Metro Area Default Constraint | SCE Metro Area Default Constraint |  | 0 | 0 | 0 | 0 | 0 | 0 | 11259.896 | 12479.932 | 16166.72 | SCE Metro Area Default Constraint | SCE Metro Area Default Constraint | SCE Metro Area Default Constraint |  | 1 | 1 | NO | 1 | 1 | 1 | NO | 1
PG&E North of Greater Bay Study Area | Peabody | 230 | 0 | 0 | 0 | 0 | 0 | 0 | 0 | 0 | 0 | 0 | 0 | 0 | 0 | 0 | 0 | 0 | 0 | 0 | 0 | 0 | 0 | 0 | 0 | 0 | 0 | 0 | 0 | 0 | 0 | 0 | 0 | 0 | 0 | 0 | 0 | 0 | 0 | 0 | 0 | 0 | 0 | 0 | 0 | 0 | 1 | 0 | 0 | 0 | 0 | 0 | 0 | 0 | 0 | 0 | 0 | 0 | 0 | 0 | 1 | 1 | 1 | 0 | 0 | 0 | 0 | 0 | 0 | 0 | 0 | 0 | 0 | 0 | 0 | 1 | 1 | 0 | 0 | 0 | 0 | 0 | 0 | 0 | 0 | 0 | 0 | 0 | 0 | 0 | 0 | 0 | 0 | 0 | 0 | 0 | 0 | 0 | 0 | 0 | 0 | 0 | 0 | 0 | 0 | 0 | 0 | 0 | 0 | 0 |  | 0 | 0 | 0 | 0 | 0 | 0 | 0 | 0 | 0 | 0 | 0 | 0 | 0 | 0 | 0 | 0 | 0 | 0 | 0 | 0 | 0 | 0 | 0 | 0 | 0 | 0 | 0 | 0 | 0 | 0 | 0 | 0 | 0 | 0 | 0 | 0 | 0 | 0 | 4.4 | 0 | 0 | 0 | 0 | 0 | 1 | 3 | 0 | 2 | 0 | 0 | 0 | -2351.0075 | -489.2175 | 316.3825 | Vaca Dixon-Tesla 500kV Line | Vaca Dixon-Tesla 500kV Line | Birds Landing-Contra Costa 230kV Line |  | 2 | 0 | 1 | 0 | 0 | 0 | -598.6387 | -51.5186 | 316.3825 | Birds Landing-Contra Costa 230kV Line | Birds Landing-Contra Costa 230kV Line | Birds Landing-Contra Costa 230kV Line |  | 5 | 5 | NO | 5 | 1 | 1 | NO | 1
PG&E North of Greater Bay Study Area | Pease | 115 | 0 | 0 | 0 | 0 | 0 | 0 | 0 | 0 | 0 | 0 | 0 | 0 | 0 | 0 | 0 | 0 | 0 | 0 | 0 | 0 | 0 | 0 | 0 | 0 | 0 | 0 | 0 | 0 | 0 | 0 | 0 | 0 | 0 | 0 | 0 | 0 | 0 | 0 | 0 | 0 | 0 | 0 | 0 | 0 | 1 | 0 | 0 | 0 | 0 | 1 | 1 | 1 | 1 | 0 | 0 | 0 | 0 | 0 | 0 | 0 | 0 | 0 | 0 | 0 | 1 | 1 | 0 | 0 | 0 | 0 | 0 | 0 | 0 | 0 | 0 | 0 | 0 | 0 | 0 | 0 | 0 | 0 | 0 | 0 | 0 | 0 | 0 | 0 | 0 | 0 | 0 | 0 | 0 | 0 | 0 | 0 | 0 | 0 | 0 | 0 | 0 | 0 | 0 | 0 | 0 | 0 | 0 | 0 |  | 0 | 0 | 0 | 0 | 0 | 0 | 0 | 0 | 0 | 0 | 0 | 6 | 0 | 0 | 1 | 0 | 0 | 0 | 0 | 0 | 0 | 0 | 0 | 0 | 0 | 0 | 0 | 0 | 0 | 0 | 0 | 0 | 0 | 0 | 0 | 0 | 0 | 0 | 0 | 0 | 0 | 0 | 0 | 0 | 0 | 3 | 0 | 2 | 0 | 0 | 0 | -2351.0075 | -489.2175 | 87.41 | Vaca Dixon-Tesla 500kV Line | Vaca Dixon-Tesla 500kV Line | Rocklin-Pleaseant grove 115kV line |  | 0 | 1 | 0 | 0 | 0 | 0 | -86.8335 | 267.6995 | 87.41 | Bellota-Weber 230kV line | Rio Oso-Brighton 230kV line | Rocklin-Pleaseant grove 115kV line |  | 5 | 3 | YES | 3 | 1 | 1 | NO | 1
SDG&E Study Area | Penasquitos | 230 | 0 | 0 | 0 | 0 | 0 | 0 | 0 | 0 | 0 | 0 | 0 | 0 | 0 | 0 | 0 | 0 | 0 | 0 | 0 | 0 | 0 | 0 | 0 | 0 | 0 | 0 | 0 | 0 | 0 | 0 | 0 | 0 | 0 | 0 | 1 | 0 | 1 | 0 | 0 | 0 | 0 | 0 | 0 | 0 | 0 | 0 | 0 | 0 | 0 | 0 | 0 | 0 | 0 | 0 | 0 | 0 | 0 | 0 | 0 | 0 | 0 | 0 | 0 | 0 | 0 | 0 | 0 | 0 | 0 | 0 | 0 | 0 | 0 | 0 | 0 | 0 | 0 | 0 | 0 | 0 | 0 | 0 | 0 | 0 | 0 | 0 | 0 | 0 | 0 | 0 | 0 | 0 | 0 | 0 | 0 | 0 | 0 | 0 | 0 | 0 | 0 | 0 | 0 | 0 | 0 | 0 | 0 | 2 |  | 0 | 0 | 0 | 0 | 0 | 0 | 0 | 0 | 0 | 0 | 0 | 0 | 0 | 0 | 0 | 0 | 0 | 0 | 0 | 0 | 0 | 0 | 0 | 0 | 0 | 0 | 0 | 0 | 0 | 0 | 0 | 0 | 0 | 0 | 0 | 0 | 0 | 0 | 0 | 0 | 0 | 0 | 0 | 0 | 0 | 0 | 2 | 0 | 0 | 0 | 0 | -253.91 | 962.25 | 2523.23 | Encina - San Luis Rey 230 kV constraint | Encina - San Luis Rey 230 kV constraint | Encina - San Luis Rey 230 kV constraint |  | 0 | 2 | 0 | 0 | 0 | 0 | -253.91 | 962.25 | 2523.23 | Encina - San Luis Rey 230 kV constraint | Encina - San Luis Rey 230 kV constraint | Encina - San Luis Rey 230 kV constraint |  | 4 | 4 | NO | 4 | 1 | 1 | NO | 1
PG&E North of Greater Bay Study Area | Penngrove | 115 | 0 | 0 | 0 | 0 | 0 | 0 | 0 | 0 | 0 | 0 | 0 | 0 | 0 | 0 | 0 | 0 | 0 | 0 | 0 | 0 | 0 | 0 | 0 | 0 | 0 | 0 | 0 | 0 | 0 | 0 | 0 | 0 | 0 | 0 | 0 | 0 | 0 | 0 | 0 | 0 | 0 | 0 | 0 | 0 | 0 | 0 | 1 | 0 | 0 | 0 | 0 | 0 | 0 | 0 | 0 | 0 | 1 | 0 | 0 | 0 | 0 | 0 | 0 | 0 | 0 | 0 | 0 | 0 | 0 | 0 | 0 | 0 | 0 | 0 | 0 | 0 | 0 | 0 | 0 | 0 | 0 | 0 | 0 | 0 | 0 | 0 | 0 | 0 | 0 | 0 | 0 | 0 | 0 | 0 | 0 | 0 | 0 | 0 | 0 | 0 | 0 | 0 | 0 | 0 | 0 | 0 | 0 | 1 |  | 0 | 0 | 0 | 0 | 0 | 0 | 0 | 0 | 0 | 0 | 0 | 0 | 0 | 0 | 0 | 0 | 0 | 0 | 0 | 0 | 0 | 0 | 0 | 0 | 0 | 0 | 0 | 0 | 0 | 0 | 0 | 0 | 0 | 0 | 0 | 0 | 0 | 0 | 0 | 0 | 0 | 0 | 0 | 0 | 0 | 0 | 0 | 0 | 0 | 0 | 0 | 1323.544 | 1340.7048 | 532.0172 | Cortina-Eagle Rock 115 kV line | Lakeville-Ignacio 230 kV line | Lakeville-Ignacio 230 kV line |  | 0 | 0 | 0 | 0 | 0 | 0 | 1323.544 | 1340.7048 | 532.0172 | Cortina-Eagle Rock 115 kV line | Lakeville-Ignacio 230 kV line | Lakeville-Ignacio 230 kV line |  | 1 | 1 | NO | 1 | 1 | 1 | NO | 1
PG&E Greater Bay Study Area | Peoria | 115 | 0 | 0 | 0 | 0 | 0 | 0 | 0 | 0 | 0 | 0 | 0 | 0 | 0 | 0 | 0 | 0 | 0 | 0 | 0 | 0 | 0 | 0 | 0 | 0 | 0 | 0 | 0 | 0 | 0 | 0 | 0 | 0 | 0 | 0 | 0 | 0 | 0 | 0 | 0 | 0 | 0 | 0 | 0 | 0 | 0 | 0 | 0 | 0 | 0 | 0 | 1 | 0 | 0 | 0 | 0 | 0 | 0 | 0 | 0 | 0 | 1 | 0 | 1 | 0 | 1 | 0 | 0 | 0 | 0 | 0 | 0 | 0 | 0 | 1 | 0 | 0 | 0 | 0 | 0 | 0 | 0 | 0 | 0 | 0 | 0 | 0 | 0 | 0 | 0 | 0 | 0 | 0 | 0 | 0 | 0 | 0 | 0 | 0 | 0 | 0 | 0 | 0 | 0 | 0 | 0 | 0 | 0 | 0 |  | 0 | 0 | 0 | 0 | 0 | 0 | 0 | 0 | 0 | 0 | 0 | 10 | 0 | 0 | 1 | 0 | 0 | 0 | 0 | 0 | 0 | 0 | 0 | 0 | 0 | 0 | 0 | 0 | 0 | 0 | 0 | 2 | 0 | 0 | 0 | 0 | 0 | 0 | 0 | 0 | 0 | 0 | 0 | 0 | 1 | 1 | 0 | 0 | 0 | 0 | 0 | -546.8335 | 102.156 | 280.6464 | Bellota-Weber 230kV line | Kasson Jct-Heinz 115 kV line | Kasson Jct-Heinz 115 kV line |  | 0 | 1 | 0 | 0 | 0 | 0 | -86.8335 | 102.156 | 280.6464 | Bellota-Weber 230kV line | Kasson Jct-Heinz 115 kV line | Kasson Jct-Heinz 115 kV line |  | 5 | 3 | YES | 3 | 1 | 1 | NO | 1
PG&E Greater Bay Study Area | Piercy | 115 | 0 | 0 | 0 | 0 | 0 | 0 | 0 | 0 | 0 | 0 | 0 | 0 | 0 | 0 | 0 | 0 | 0 | 0 | 0 | 0 | 0 | 0 | 0 | 0 | 0 | 0 | 0 | 0 | 0 | 0 | 0 | 0 | 0 | 0 | 0 | 0 | 0 | 0 | 0 | 0 | 0 | 0 | 0 | 0 | 0 | 0 | 0 | 0 | 0 | 0 | 0 | 0 | 0 | 0 | 0 | 0 | 0 | 0 | 0 | 0 | 1 | 0 | 0 | 0 | 1 | 0 | 0 | 0 | 0 | 0 | 0 | 1 | 1 | 0 | 0 | 0 | 0 | 0 | 0 | 0 | 0 | 0 | 0 | 0 | 0 | 0 | 0 | 0 | 0 | 0 | 0 | 0 | 0 | 0 | 0 | 0 | 0 | 0 | 0 | 0 | 0 | 0 | 0 | 0 | 0 | 0 | 0 | 1 |  | 0 | 0 | 0 | 0 | 0 | 0 | 0 | 0 | 0 | 0 | 0 | 0 | 0 | 0 | 0 | 0 | 0 | 0 | 0 | 0 | 0 | 0 | 0 | 0 | 0 | 0 | 0 | 0 | 0 | 0 | 0 | 0 | 0 | 0 | 0 | 0 | 0 | 0 | 0 | 0 | 0 | 0 | 0 | 0 | 0 | 1 | 0 | 1 | 0 | 0 | 0 | -349.3 | -18.55 | 975.5 | Morganhill-Metcalf 115kV Line | Morganhill-Metcalf 115kV Line | Morganhill-Metcalf 115kV Line |  | 1 | 0 | 1 | 0 | 0 | 0 | -349.3 | -18.55 | 975.5 | Morganhill-Metcalf 115kV Line | Morganhill-Metcalf 115kV Line | Morganhill-Metcalf 115kV Line |  | 5 | 5 | NO | 5 | 1 | 1 | NO | 1
PG&E Fresno Study Area | Pine Flat | 230 | 0 | 0 | 0 | 0 | 0 | 0 | 0 | 0 | 0 | 0 | 0 | 0 | 0 | 0 | 0 | 0 | 0 | 0 | 0 | 0 | 0 | 0 | 0 | 0 | 0 | 0 | 0 | 0 | 0 | 0 | 0 | 0 | 0 | 0 | 0 | 0 | 0 | 0 | 0 | 0 | 0 | 0 | 0 | 0 | 0 | 0 | 0 | 0 | 0 | 0 | 1 | 0 | 0 | 0 | 0 | 0 | 0 | 0 | 0 | 0 | 0 | 0 | 0 | 0 | 0 | 0 | 0 | 0 | 0 | 0 | 0 | 0 | 0 | 0 | 0 | 0 | 1 | 0 | 0 | 0 | 0 | 0 | 0 | 0 | 0 | 1 | 1 | 1 | 1 | 1 | 1 | 1 | 1 | 1 | 1 | 1 | 0 | 1 | 1 | 0 | 0 | 1 | 0 | 0 | 0 | 1 | 0 | 4 |  | 0 | 0 | 0 | 0 | 0 | 0 | 0 | 0 | 0 | 0 | 0 | 0 | 0 | 0 | 0 | 0 | 0 | 0 | 0 | 0 | 0 | 0 | 0 | 0 | 0 | 0 | 0 | 0 | 0 | 0 | 0 | 8 | 0 | 0 | 0 | 0 | 0 | 0 | 0 | 0 | 0 | 0 | 0 | 0 | 1 | 7 | 1 | 6 | 1 | 4 | 0 | -3595.555 | -2599.731 | -1460.1318 | Midway-Q2005 230kV Line | Midway-Q2005 230kV Line | Midway-Q2005 230kV Line |  | 0 | 2 | 0 | 1 | 0 | 2 | -929.957 | -436.0987 | -498.1318 | Moss Landing-Las Aguilas 230 kV Line | Moss Landing-Las Aguilas 230 kV Line | Midway-Q2005 230kV Line |  | 5 | 4 | YES | 4 | 5 | 4 | YES | 4
SCE North of Lugo Study Area | Pisgah | 230 | 0 | 0 | 0 | 0 | 0 | 0 | 0 | 0 | 0 | 0 | 0 | 0 | 0 | 0 | 0 | 0 | 1 | 1 | 0 | 0 | 0 | 0 | 0 | 0 | 0 | 0 | 0 | 0 | 0 | 0 | 0 | 0 | 0 | 0 | 0 | 0 | 0 | 0 | 0 | 0 | 0 | 0 | 0 | 0 | 0 | 0 | 0 | 0 | 0 | 0 | 0 | 0 | 0 | 0 | 0 | 0 | 0 | 0 | 0 | 0 | 0 | 0 | 0 | 0 | 0 | 0 | 0 | 0 | 0 | 0 | 0 | 0 | 0 | 0 | 0 | 0 | 0 | 0 | 0 | 0 | 0 | 0 | 0 | 0 | 0 | 0 | 0 | 0 | 0 | 0 | 0 | 0 | 0 | 0 | 0 | 0 | 0 | 0 | 0 | 0 | 0 | 0 | 0 | 0 | 0 | 0 | 0 | 1 |  | 0 | 0 | 0 | 0 | 0 | 0 | 0 | 0 | 0 | 0 | 0 | 0 | 0 | 0 | 0 | 0 | 0 | 0 | 0 | 0 | 0 | 0 | 0 | 0 | 0 | 0 | 0 | 0 | 0 | 0 | 0 | 0 | 0 | 0 | 0 | 0 | 0 | 0 | 0 | 80 | 200 | 0 | 115 | 0 | 1 | 0 | 0 | 0 | 0 | 0 | 0 | 152.92 | 271.49 | 273.4 | Calcite to Lugo Area Constraint | Calcite to Lugo Area Constraint | Calcite to Lugo Area Constraint |  | 0 | 0 | 0 | 0 | 0 | 0 | 152.92 | 271.49 | 273.4 | Calcite to Lugo Area Constraint | Calcite to Lugo Area Constraint | Calcite to Lugo Area Constraint |  | 1 | 1 | NO | 1 | 1 | 1 | NO | 1
PG&E North of Greater Bay Study Area | Pit 1 | 230 | 0 | 0 | 0 | 0 | 0 | 0 | 0 | 0 | 0 | 0 | 0 | 0 | 0 | 0 | 0 | 0 | 0 | 0 | 0 | 0 | 0 | 0 | 0 | 0 | 0 | 0 | 0 | 0 | 0 | 0 | 0 | 0 | 0 | 0 | 0 | 0 | 0 | 0 | 0 | 0 | 0 | 0 | 0 | 0 | 1 | 0 | 0 | 0 | 1 | 0 | 0 | 0 | 0 | 0 | 0 | 0 | 0 | 0 | 0 | 0 | 0 | 0 | 0 | 0 | 0 | 0 | 0 | 0 | 0 | 0 | 0 | 0 | 0 | 0 | 0 | 0 | 0 | 0 | 0 | 0 | 0 | 0 | 0 | 0 | 0 | 0 | 0 | 0 | 0 | 0 | 0 | 0 | 0 | 0 | 0 | 0 | 0 | 0 | 0 | 0 | 0 | 0 | 0 | 0 | 0 | 0 | 0 | 0 |  | 0 | 0 | 0 | 0 | 0 | 0 | 0 | 0 | 0 | 0 | 0 | 0 | 0 | 0 | 0 | 0 | 0 | 0 | 0 | 0 | 0 | 0 | 0 | 0 | 0 | 0 | 0 | 0 | 0 | 0 | 0 | 0 | 0 | 0 | 0 | 0 | 0 | 0 | 0 | 0 | 0 | 0 | 0 | 0 | 0 | 2 | 0 | 2 | 0 | 0 | 0 | -2351.0075 | -489.2175 | 50.7 | Vaca Dixon-Tesla 500kV Line | Vaca Dixon-Tesla 500kV Line | Carberry-Round Mountain 230kV Line |  | 0 | 1 | 0 | 0 | 0 | 0 | -93 | 7.4 | 75.7 | Carberry-Round Mountain 230kV Line | Carberry-Round Mountain 230kV Line | Carberry-Round Mountain 230kV Line |  | 5 | 3 | YES | 3 | 1 | 1 | NO | 1
PG&E North of Greater Bay Study Area | New Sub - Pit 1 - Cottonwood (Proposed) | 230 | 0 | 0 | 0 | 0 | 0 | 0 | 0 | 0 | 0 | 0 | 0 | 0 | 0 | 0 | 0 | 0 | 0 | 0 | 0 | 0 | 0 | 0 | 0 | 0 | 0 | 0 | 0 | 0 | 0 | 0 | 0 | 0 | 0 | 0 | 0 | 0 | 0 | 0 | 0 | 0 | 0 | 0 | 0 | 0 | 1 | 0 | 0 | 0 | 1 | 0 | 0 | 0 | 0 | 0 | 0 | 0 | 0 | 0 | 0 | 0 | 0 | 0 | 0 | 0 | 0 | 0 | 0 | 0 | 0 | 0 | 0 | 0 | 0 | 0 | 0 | 0 | 0 | 0 | 0 | 0 | 0 | 0 | 0 | 0 | 0 | 0 | 0 | 0 | 0 | 0 | 0 | 0 | 0 | 0 | 0 | 0 | 0 | 0 | 0 | 0 | 0 | 0 | 0 | 0 | 0 | 0 | 0 | 0 |  | 0 | 0 | 0 | 0 | 0 | 0 | 0 | 0 | 0 | 0 | 0 | 0 | 0 | 0 | 0 | 0 | 0 | 0 | 0 | 0 | 0 | 0 | 0 | 0 | 0 | 0 | 0 | 0 | 0 | 0 | 0 | 0 | 200 | 10 | 0 | 0 | 0 | 0 | 0 | 0 | 0 | 0 | 0 | 0 | 1 | 2 | 0 | 2 | 0 | 0 | 0 | -2351.0075 | -489.2175 | 50.7 | Vaca Dixon-Tesla 500kV Line | Vaca Dixon-Tesla 500kV Line | Carberry-Round Mountain 230kV Line |  | 0 | 1 | 0 | 0 | 0 | 0 | -93 | 7.4 | 75.7 | Carberry-Round Mountain 230kV Line | Carberry-Round Mountain 230kV Line | Carberry-Round Mountain 230kV Line |  | 5 | 3 | YES | 3 | 1 | 1 | NO | 1
PG&E North of Greater Bay Study Area | Pit 4 | 230 | 0 | 0 | 0 | 0 | 0 | 0 | 0 | 0 | 0 | 0 | 0 | 0 | 0 | 0 | 0 | 0 | 0 | 0 | 0 | 0 | 0 | 0 | 0 | 0 | 0 | 0 | 0 | 0 | 0 | 0 | 0 | 0 | 0 | 0 | 0 | 0 | 0 | 0 | 0 | 0 | 0 | 0 | 0 | 0 | 1 | 0 | 0 | 0 | 0 | 0 | 0 | 0 | 0 | 0 | 0 | 0 | 0 | 0 | 0 | 0 | 0 | 0 | 0 | 0 | 0 | 0 | 0 | 0 | 0 | 0 | 0 | 0 | 0 | 0 | 0 | 0 | 0 | 0 | 0 | 0 | 0 | 0 | 0 | 0 | 0 | 0 | 0 | 0 | 0 | 0 | 0 | 0 | 0 | 0 | 0 | 0 | 0 | 0 | 0 | 0 | 0 | 0 | 0 | 0 | 0 | 0 | 0 | 0 |  | 0 | 0 | 0 | 0 | 0 | 0 | 0 | 0 | 0 | 0 | 0 | 0 | 0 | 0 | 0 | 0 | 0 | 0 | 0 | 0 | 0 | 0 | 0 | 0 | 0 | 0 | 0 | 0 | 0 | 0 | 0 | 0 | 0 | 0 | 0 | 0 | 0 | 0 | 0 | 0 | 0 | 0 | 0 | 0 | 0 | 1 | 0 | 1 | 0 | 0 | 0 | -2351.0075 | -489.2175 | 933.5648 | Vaca Dixon-Tesla 500kV Line | Vaca Dixon-Tesla 500kV Line | Vaca Dixon-Tesla 500kV Line |  | 0 | 0 | 0 | 0 | 0 | 0 | 6293.9925 | 8155.7825 | 933.5648 | Vaca Dixon-Tesla 500kV Line | Vaca Dixon-Tesla 500kV Line | Vaca Dixon-Tesla 500kV Line |  | 5 | 1 | YES | 2 | 1 | 1 | NO | 1
PG&E Greater Bay Study Area | Pittsburg | 230 | 0 | 0 | 0 | 0 | 0 | 0 | 0 | 0 | 0 | 0 | 0 | 0 | 0 | 0 | 0 | 0 | 0 | 0 | 0 | 0 | 0 | 0 | 0 | 0 | 0 | 0 | 0 | 0 | 0 | 0 | 0 | 0 | 0 | 0 | 0 | 0 | 0 | 0 | 0 | 0 | 0 | 0 | 0 | 1 | 1 | 0 | 0 | 0 | 0 | 0 | 0 | 0 | 0 | 0 | 1 | 1 | 0 | 1 | 1 | 1 | 1 | 0 | 0 | 1 | 1 | 0 | 0 | 0 | 0 | 0 | 0 | 0 | 0 | 1 | 0 | 0 | 0 | 0 | 0 | 0 | 0 | 0 | 0 | 0 | 0 | 0 | 0 | 0 | 0 | 0 | 0 | 0 | 0 | 0 | 0 | 0 | 0 | 0 | 0 | 0 | 0 | 0 | 0 | 0 | 0 | 0 | 0 | 3 |  | 0 | 0 | 0 | 0 | 0 | 0 | 0 | 0 | 0 | 0 | 0 | 200 | 0 | 0 | 1 | 0 | 0 | 0 | 0 | 0 | 0 | 0 | 0 | 0 | 0 | 0 | 0 | 0 | 0 | 0 | 0 | 0 | 0 | 0 | 0 | 0 | 0 | 0 | 0 | 0 | 0 | 0 | 0 | 0 | 0 | 2 | 0 | 1 | 0 | 0 | 0 | -2351.0075 | -489.2175 | 796.7913 | Vaca Dixon-Tesla 500kV Line | Vaca Dixon-Tesla 500kV Line | Windmaster-Delta pumps 230 kV line |  | 1 | 0 | 0 | 0 | 0 | 0 | -278.2328 | 283.5403 | 796.7913 | Windmaster-Delta pumps 230 kV line | Windmaster-Delta pumps 230 kV line | Windmaster-Delta pumps 230 kV line |  | 5 | 5 | NO | 5 | 1 | 1 | NO | 1
PG&E Greater Bay Study Area | Pittsburg | 115 | 0 | 0 | 0 | 0 | 0 | 0 | 0 | 0 | 0 | 0 | 0 | 0 | 0 | 0 | 0 | 0 | 0 | 0 | 0 | 0 | 0 | 0 | 0 | 0 | 0 | 0 | 0 | 0 | 0 | 0 | 0 | 0 | 0 | 0 | 0 | 0 | 0 | 0 | 0 | 0 | 0 | 0 | 0 | 1 | 1 | 0 | 0 | 0 | 0 | 0 | 0 | 0 | 0 | 0 | 1 | 1 | 0 | 1 | 1 | 0 | 1 | 0 | 0 | 0 | 1 | 0 | 0 | 0 | 0 | 0 | 0 | 0 | 0 | 1 | 0 | 0 | 0 | 0 | 0 | 0 | 0 | 0 | 0 | 0 | 0 | 0 | 0 | 0 | 0 | 0 | 0 | 0 | 0 | 0 | 0 | 0 | 0 | 0 | 0 | 0 | 0 | 0 | 0 | 0 | 0 | 0 | 0 | 3 |  | 0 | 0 | 0 | 0 | 0 | 0 | 0 | 0 | 0 | 0 | 0 | 0 | 0 | 0 | 0 | 0 | 0 | 0 | 0 | 0 | 0 | 0 | 0 | 0 | 0 | 0 | 0 | 0 | 0 | 0 | 0 | 0 | 0 | 0 | 0 | 0 | 0 | 0 | 0 | 0 | 0 | 0 | 0 | 0 | 0 | 2 | 0 | 1 | 0 | 0 | 0 | -2351.0075 | -489.2175 | 796.7913 | Vaca Dixon-Tesla 500kV Line | Vaca Dixon-Tesla 500kV Line | Windmaster-Delta pumps 230 kV line |  | 1 | 0 | 0 | 0 | 0 | 0 | -278.2328 | 283.5403 | 796.7913 | Windmaster-Delta pumps 230 kV line | Windmaster-Delta pumps 230 kV line | Windmaster-Delta pumps 230 kV line |  | 5 | 5 | NO | 5 | 1 | 1 | NO | 1
PG&E North of Greater Bay Study Area | Placerville | 115 | 0 | 0 | 0 | 0 | 0 | 0 | 0 | 0 | 0 | 0 | 0 | 0 | 0 | 0 | 0 | 0 | 0 | 0 | 0 | 0 | 0 | 0 | 0 | 0 | 0 | 0 | 0 | 0 | 0 | 0 | 0 | 0 | 0 | 0 | 0 | 0 | 0 | 0 | 0 | 0 | 0 | 0 | 0 | 0 | 1 | 0 | 0 | 0 | 0 | 0 | 1 | 1 | 1 | 0 | 0 | 0 | 0 | 0 | 0 | 0 | 0 | 0 | 0 | 0 | 1 | 1 | 0 | 0 | 0 | 0 | 0 | 0 | 0 | 0 | 0 | 0 | 0 | 0 | 0 | 0 | 0 | 0 | 0 | 0 | 0 | 0 | 0 | 0 | 0 | 0 | 0 | 0 | 0 | 0 | 0 | 0 | 0 | 0 | 0 | 0 | 0 | 0 | 0 | 0 | 0 | 0 | 0 | 0 |  | 0 | 0 | 0 | 0 | 0 | 0 | 0 | 0 | 0 | 0 | 0 | 0 | 0 | 0 | 0 | 0 | 0 | 0 | 0 | 0 | 0 | 0 | 0 | 0 | 0 | 0 | 0 | 0 | 0 | 0 | 0 | 2 | 0 | 0 | 0 | 0 | 0 | 0 | 1 | 0 | 0 | 0 | 0 | 0 | 1 | 2 | 0 | 1 | 0 | 0 | 0 | -2351.0075 | -489.2175 | 315.64 | Vaca Dixon-Tesla 500kV Line | Vaca Dixon-Tesla 500kV Line | Rio Oso-Brighton 230kV line |  | 0 | 1 | 0 | 0 | 0 | 0 | -86.8335 | 267.6995 | 315.64 | Bellota-Weber 230kV line | Rio Oso-Brighton 230kV line | Rio Oso-Brighton 230kV line |  | 5 | 3 | YES | 3 | 1 | 1 | NO | 1
PG&E North of Greater Bay Study Area | Pleasant Grove | 115 | 0 | 0 | 0 | 0 | 0 | 0 | 0 | 0 | 0 | 0 | 0 | 0 | 0 | 0 | 0 | 0 | 0 | 0 | 0 | 0 | 0 | 0 | 0 | 0 | 0 | 0 | 0 | 0 | 0 | 0 | 0 | 0 | 0 | 0 | 0 | 0 | 0 | 0 | 0 | 0 | 0 | 0 | 0 | 0 | 1 | 0 | 0 | 1 | 0 | 0 | 1 | 1 | 1 | 0 | 0 | 0 | 0 | 0 | 0 | 0 | 0 | 0 | 0 | 0 | 1 | 1 | 0 | 0 | 0 | 0 | 0 | 0 | 0 | 0 | 0 | 0 | 0 | 0 | 0 | 0 | 0 | 0 | 0 | 0 | 0 | 0 | 0 | 0 | 0 | 0 | 0 | 0 | 0 | 0 | 0 | 0 | 0 | 0 | 0 | 0 | 0 | 0 | 0 | 0 | 0 | 0 | 0 | 0 |  | 0 | 0 | 0 | 0 | 0 | 0 | 0 | 0 | 0 | 0 | 0 | 0 | 0 | 0 | 0 | 0 | 0 | 0 | 0 | 0 | 0 | 0 | 0 | 0 | 0 | 0 | 0 | 0 | 0 | 0 | 0 | 0 | 0 | 0 | 0 | 0 | 0 | 0 | 2.75 | 0 | 0 | 0 | 0 | 0 | 1 | 2 | 0 | 1 | 0 | 0 | 0 | -2351.0075 | -489.2175 | 315.64 | Vaca Dixon-Tesla 500kV Line | Vaca Dixon-Tesla 500kV Line | Rio Oso-Brighton 230kV line |  | 0 | 1 | 0 | 0 | 0 | 0 | -86.8335 | 267.6995 | 315.64 | Bellota-Weber 230kV line | Rio Oso-Brighton 230kV line | Rio Oso-Brighton 230kV line |  | 5 | 3 | YES | 3 | 1 | 1 | NO | 1
PG&E North of Greater Bay Study Area | POE | 230 | 0 | 0 | 0 | 0 | 0 | 0 | 0 | 0 | 0 | 0 | 0 | 0 | 0 | 0 | 0 | 0 | 0 | 0 | 0 | 0 | 0 | 0 | 0 | 0 | 0 | 0 | 0 | 0 | 0 | 0 | 0 | 0 | 0 | 0 | 0 | 0 | 0 | 0 | 0 | 0 | 0 | 0 | 0 | 0 | 1 | 0 | 0 | 0 | 0 | 1 | 0 | 0 | 0 | 0 | 0 | 0 | 0 | 0 | 0 | 0 | 0 | 0 | 0 | 0 | 0 | 0 | 0 | 0 | 0 | 0 | 0 | 0 | 0 | 0 | 0 | 0 | 0 | 0 | 0 | 0 | 0 | 0 | 0 | 0 | 0 | 0 | 0 | 0 | 0 | 0 | 0 | 0 | 0 | 0 | 0 | 0 | 0 | 0 | 0 | 0 | 0 | 0 | 0 | 0 | 0 | 0 | 0 | 0 |  | 0 | 0 | 0 | 0 | 0 | 0 | 0 | 0 | 0 | 0 | 0 | 0 | 0 | 0 | 0 | 0 | 0 | 0 | 0 | 0 | 0 | 0 | 0 | 0 | 0 | 0 | 0 | 0 | 0 | 0 | 0 | 0 | 0 | 0 | 0 | 0 | 0 | 0 | 0 | 0 | 0 | 0 | 0 | 0 | 0 | 2 | 0 | 2 | 0 | 0 | 0 | -2351.0075 | -489.2175 | 87.41 | Vaca Dixon-Tesla 500kV Line | Vaca Dixon-Tesla 500kV Line | Rocklin-Pleaseant grove 115kV line |  | 0 | 0 | 0 | 0 | 0 | 0 | 537.3675 | 625.3905 | 87.41 | Rocklin-Pleaseant grove 115kV line | Rocklin-Pleaseant grove 115kV line | Rocklin-Pleaseant grove 115kV line |  | 5 | 1 | YES | 2 | 1 | 1 | NO | 1
SDG&E Study Area | Point Loma | 69 | 0 | 0 | 0 | 0 | 0 | 0 | 0 | 0 | 0 | 0 | 0 | 0 | 0 | 0 | 0 | 0 | 0 | 0 | 0 | 0 | 0 | 0 | 0 | 0 | 0 | 0 | 0 | 0 | 0 | 0 | 0 | 0 | 1 | 0 | 0 | 0 | 0 | 0 | 0 | 0 | 0 | 0 | 0 | 0 | 0 | 0 | 0 | 0 | 0 | 0 | 0 | 0 | 0 | 0 | 0 | 0 | 0 | 0 | 0 | 0 | 0 | 0 | 0 | 0 | 0 | 0 | 0 | 0 | 0 | 0 | 0 | 0 | 0 | 0 | 0 | 0 | 0 | 0 | 0 | 0 | 0 | 0 | 0 | 0 | 0 | 0 | 0 | 0 | 0 | 0 | 0 | 0 | 0 | 0 | 0 | 0 | 0 | 0 | 0 | 0 | 0 | 0 | 0 | 0 | 0 | 0 | 0 | 1 |  | 0 | 0 | 0 | 0 | 0 | 0 | 0 | 0 | 0 | 0 | 0 | 0 | 0 | 0 | 0 | 0 | 0 | 0 | 0 | 0 | 0 | 0 | 0 | 0 | 0 | 0 | 0 | 0 | 0 | 0 | 0 | 0 | 0 | 0 | 0 | 0 | 0 | 0 | 0 | 0 | 0 | 0 | 0 | 0 | 0 | 0 | 1 | 0 | 0 | 0 | 0 | -115.61 | 1099.475 | 1895.33 | Internal San Diego Area constraint | Internal San Diego Area constraint | Internal San Diego Area constraint |  | 0 | 1 | 0 | 0 | 0 | 0 | -115.61 | 1099.475 | 1895.33 | Internal San Diego Area constraint | Internal San Diego Area constraint | Internal San Diego Area constraint |  | 3 | 3 | NO | 3 | 1 | 1 | NO | 1
SDG&E Study Area | Pomerado | 69 | 0 | 0 | 0 | 0 | 0 | 0 | 0 | 0 | 0 | 0 | 0 | 0 | 0 | 0 | 0 | 0 | 0 | 0 | 0 | 0 | 0 | 0 | 0 | 0 | 0 | 0 | 0 | 0 | 0 | 0 | 0 | 0 | 1 | 0 | 0 | 0 | 0 | 0 | 0 | 0 | 0 | 0 | 0 | 0 | 0 | 0 | 0 | 0 | 0 | 0 | 0 | 0 | 0 | 0 | 0 | 0 | 0 | 0 | 0 | 0 | 0 | 0 | 0 | 0 | 0 | 0 | 0 | 0 | 0 | 0 | 0 | 0 | 0 | 0 | 0 | 0 | 0 | 0 | 0 | 0 | 0 | 0 | 0 | 0 | 0 | 0 | 0 | 0 | 0 | 0 | 0 | 0 | 0 | 0 | 0 | 0 | 0 | 0 | 0 | 0 | 0 | 0 | 0 | 0 | 0 | 0 | 0 | 1 |  | 0 | 0 | 0 | 0 | 0 | 0 | 0 | 0 | 0 | 0 | 0 | 0 | 0 | 0 | 0 | 0 | 0 | 0 | 0 | 0 | 0 | 0 | 0 | 0 | 0 | 0 | 100 | 0 | 0 | 1 | 0 | 0 | 0 | 0 | 0 | 0 | 0 | 0 | 0 | 0 | 0 | 100 | 0 | 0 | 1 | 0 | 1 | 0 | 0 | 0 | 0 | -115.61 | 1099.475 | 1895.33 | Internal San Diego Area constraint | Internal San Diego Area constraint | Internal San Diego Area constraint |  | 0 | 1 | 0 | 0 | 0 | 0 | -115.61 | 1099.475 | 1895.33 | Internal San Diego Area constraint | Internal San Diego Area constraint | Internal San Diego Area constraint |  | 3 | 3 | NO | 3 | 1 | 1 | NO | 1
PG&E Kern Study Area | Poso Mountain | 115 | 0 | 0 | 0 | 0 | 0 | 0 | 0 | 0 | 0 | 0 | 0 | 0 | 0 | 0 | 0 | 0 | 0 | 0 | 0 | 0 | 0 | 0 | 0 | 0 | 0 | 0 | 0 | 0 | 0 | 0 | 0 | 0 | 0 | 0 | 0 | 0 | 0 | 0 | 0 | 0 | 0 | 0 | 0 | 0 | 0 | 0 | 0 | 0 | 0 | 0 | 0 | 0 | 0 | 0 | 0 | 0 | 0 | 0 | 0 | 0 | 0 | 0 | 0 | 0 | 0 | 0 | 0 | 0 | 0 | 0 | 0 | 0 | 0 | 0 | 0 | 0 | 1 | 0 | 1 | 0 | 0 | 0 | 1 | 1 | 0 | 1 | 1 | 0 | 0 | 0 | 0 | 0 | 0 | 0 | 0 | 0 | 0 | 0 | 0 | 0 | 0 | 0 | 0 | 0 | 0 | 0 | 0 | 0 |  | 0 | 0 | 0 | 0 | 0 | 0 | 0 | 0 | 0 | 0 | 0 | 0 | 0 | 0 | 0 | 0 | 0 | 0 | 0 | 0 | 0 | 0 | 0 | 0 | 0 | 0 | 0 | 0 | 0 | 0 | 0 | 0 | 0 | 0 | 0 | 0 | 0 | 0 | 3.8 | 0 | 0 | 0 | 0 | 0 | 1 | 3 | 0 | 3 | 0 | 1 | 0 | -3595.555 | -2599.731 | -1460.1318 | Midway-Q2005 230kV Line | Midway-Q2005 230kV Line | Midway-Q2005 230kV Line |  | 0 | 0 | 0 | 0 | 0 | 1 | 39.518 | 0.14008 | -498.1318 | Semitropic-Midway 115kV Line | Semitropic-Midway 115kV Line | Midway-Q2005 230kV Line |  | 5 | 1 | YES | 2 | 5 | 4 | YES | 4
East of Pisgah Study Area | Primm | 230 | 0 | 0 | 0 | 0 | 0 | 0 | 0 | 0 | 0 | 0 | 0 | 0 | 0 | 0 | 0 | 0 | 0 | 0 | 0 | 0 | 0 | 0 | 0 | 0 | 0 | 0 | 0 | 0 | 1 | 0 | 0 | 0 | 0 | 0 | 0 | 0 | 0 | 0 | 0 | 0 | 0 | 0 | 0 | 0 | 0 | 0 | 0 | 0 | 0 | 0 | 0 | 0 | 0 | 0 | 0 | 0 | 0 | 0 | 0 | 0 | 0 | 0 | 0 | 0 | 0 | 0 | 0 | 0 | 0 | 0 | 0 | 0 | 0 | 0 | 0 | 0 | 0 | 0 | 0 | 0 | 0 | 0 | 0 | 0 | 0 | 0 | 0 | 0 | 0 | 0 | 0 | 0 | 0 | 0 | 0 | 0 | 0 | 0 | 0 | 0 | 0 | 0 | 0 | 0 | 0 | 0 | 0 | 0 |  | 0 | 0 | 0 | 0 | 0 | 0 | 0 | 0 | 0 | 0 | 0 | 0 | 0 | 0 | 0 | 0 | 0 | 0 | 0 | 0 | 0 | 0 | 0 | 0 | 0 | 0 | 200 | 0 | 0 | 1 | 0 | 0 | 0 | 0 | 0 | 0 | 0 | 0 | 0 | 0 | 0 | 200 | 0 | 0 | 1 | 1 | 0 | 0 | 0 | 0 | 0 | -4066.4708 | 1431.2454 | 2279.042 | Lugo - Victorville area constraint | Lugo - Victorville area constraint | Lugo - Victorville area constraint |  | 0 | 0 | 0 | 0 | 0 | 0 | 2733.5292 | 8231.2454 | 9079.042 | Lugo - Victorville area constraint | Lugo - Victorville area constraint | Lugo - Victorville area constraint |  | 5 | 1 | YES | 2 | 1 | 1 | NO | 1
PG&E North of Greater Bay Study Area | Putah Creek | 115 | 0 | 0 | 0 | 0 | 0 | 0 | 0 | 0 | 0 | 0 | 0 | 0 | 0 | 0 | 0 | 0 | 0 | 0 | 0 | 0 | 0 | 0 | 0 | 0 | 0 | 0 | 0 | 0 | 0 | 0 | 0 | 0 | 0 | 0 | 0 | 0 | 0 | 0 | 0 | 0 | 0 | 0 | 0 | 0 | 1 | 0 | 0 | 0 | 0 | 0 | 0 | 0 | 0 | 0 | 0 | 0 | 0 | 0 | 1 | 1 | 1 | 0 | 0 | 0 | 0 | 0 | 0 | 0 | 0 | 0 | 0 | 0 | 0 | 0 | 1 | 0 | 0 | 0 | 0 | 0 | 0 | 0 | 0 | 0 | 0 | 0 | 0 | 0 | 0 | 0 | 0 | 0 | 0 | 0 | 0 | 0 | 0 | 0 | 0 | 0 | 0 | 0 | 0 | 0 | 0 | 0 | 0 | 0 |  | 0 | 0 | 0 | 0 | 0 | 0 | 0 | 0 | 0 | 0 | 0 | 0 | 0 | 0 | 0 | 0 | 0 | 0 | 0 | 0 | 0 | 0 | 0 | 0 | 0 | 3 | 3 | 0 | 0 | 1 | 0 | 0 | 0 | 0 | 0 | 0 | 0 | 0 | 6.85 | 0 | 3 | 3 | 0 | 0 | 1 | 3 | 0 | 2 | 0 | 0 | 0 | -2351.0075 | -489.2175 | 316.3825 | Vaca Dixon-Tesla 500kV Line | Vaca Dixon-Tesla 500kV Line | Birds Landing-Contra Costa 230kV Line |  | 2 | 0 | 1 | 0 | 0 | 0 | -598.6387 | -51.5186 | 316.3825 | Birds Landing-Contra Costa 230kV Line | Birds Landing-Contra Costa 230kV Line | Birds Landing-Contra Costa 230kV Line |  | 5 | 5 | NO | 5 | 1 | 1 | NO | 1
SDG&E Study Area | Q1806 Switchyard | 138 | 0 | 0 | 0 | 0 | 0 | 0 | 0 | 0 | 0 | 0 | 0 | 0 | 0 | 0 | 0 | 0 | 0 | 0 | 0 | 0 | 0 | 0 | 0 | 0 | 0 | 0 | 0 | 0 | 0 | 1 | 0 | 0 | 0 | 0 | 0 | 0 | 0 | 0 | 0 | 0 | 0 | 1 | 1 | 0 | 0 | 0 | 0 | 0 | 0 | 0 | 0 | 0 | 0 | 0 | 0 | 0 | 0 | 0 | 0 | 0 | 0 | 0 | 0 | 0 | 0 | 0 | 0 | 0 | 0 | 0 | 0 | 0 | 0 | 0 | 0 | 0 | 0 | 0 | 0 | 0 | 0 | 0 | 0 | 0 | 0 | 0 | 0 | 0 | 0 | 0 | 0 | 0 | 0 | 0 | 0 | 0 | 0 | 0 | 0 | 0 | 0 | 0 | 0 | 0 | 0 | 0 | 0 | 0 |  | 0 | 0 | 0 | 0 | 0 | 0 | 0 | 0 | 0 | 0 | 0 | 0 | 0 | 0 | 0 | 0 | 0 | 0 | 0 | 0 | 0 | 0 | 0 | 0 | 0 | 0 | 0 | 0 | 0 | 0 | 0 | 0 | 0 | 0 | 0 | 0 | 0 | 0 | 0 | 0 | 0 | 0 | 0 | 0 | 0 | 1 | 0 | 0 | 0 | 0 | 0 | -433.35 | 326 | 851 | Talega 230 kV constraint | Trabuco-Capistrano 138 kV constraint | Trabuco-Capistrano 138 kV constraint |  | 0 | 0 | 0 | 0 | 0 | 0 | 151 | 326 | 851 | Trabuco-Capistrano 138 kV constraint | Trabuco-Capistrano 138 kV constraint | Trabuco-Capistrano 138 kV constraint |  | 5 | 1 | YES | 2 | 1 | 1 | NO | 1
PG&E Fresno Study Area | Quinto | 230 | 0 | 0 | 0 | 0 | 0 | 0 | 0 | 0 | 0 | 0 | 0 | 0 | 0 | 0 | 0 | 0 | 0 | 0 | 0 | 0 | 0 | 0 | 0 | 0 | 0 | 0 | 0 | 0 | 0 | 0 | 0 | 0 | 0 | 0 | 0 | 0 | 0 | 0 | 0 | 0 | 0 | 0 | 0 | 0 | 0 | 0 | 0 | 0 | 0 | 0 | 0 | 0 | 0 | 0 | 0 | 0 | 0 | 0 | 0 | 0 | 0 | 0 | 0 | 0 | 0 | 0 | 0 | 0 | 0 | 0 | 0 | 0 | 0 | 0 | 0 | 0 | 0 | 0 | 0 | 0 | 0 | 0 | 0 | 0 | 0 | 1 | 0 | 0 | 0 | 0 | 0 | 1 | 0 | 0 | 0 | 0 | 0 | 0 | 0 | 0 | 0 | 0 | 0 | 0 | 0 | 0 | 0 | 1 |  | 0 | 0 | 0 | 0 | 0 | 0 | 0 | 0 | 0 | 0 | 0 | 0 | 0 | 0 | 0 | 0 | 0 | 0 | 0 | 0 | 0 | 0 | 0 | 0 | 0 | 0 | 0 | 0 | 0 | 0 | 0 | 0 | 0 | 0 | 0 | 0 | 0 | 0 | 0 | 121 | 0 | 0 | 0 | 0 | 1 | 1 | 0 | 1 | 0 | 1 | 0 | -1882.478 | -1079.9519 | -176.86 | Gates 500/230kV TB #12 | Gates 500/230kV TB #12 | Los Banos 500/230kV TB |  | 0 | 0 | 0 | 0 | 0 | 1 | 3364.333 | 4586.1853 | -176.86 | Los Banos 500/230kV TB | Los Banos 500/230kV TB | Los Banos 500/230kV TB |  | 5 | 1 | YES | 2 | 5 | 3 | YES | 3
PG&E Greater Bay Study Area | Race Track | 115 | 0 | 0 | 0 | 0 | 0 | 0 | 0 | 0 | 0 | 0 | 0 | 0 | 0 | 0 | 0 | 0 | 0 | 0 | 0 | 0 | 0 | 0 | 0 | 0 | 0 | 0 | 0 | 0 | 0 | 0 | 0 | 0 | 0 | 0 | 0 | 0 | 0 | 0 | 0 | 0 | 0 | 0 | 0 | 0 | 0 | 0 | 0 | 0 | 0 | 0 | 1 | 0 | 0 | 0 | 0 | 0 | 0 | 0 | 0 | 0 | 1 | 0 | 1 | 0 | 1 | 0 | 0 | 0 | 0 | 0 | 0 | 0 | 0 | 1 | 0 | 0 | 0 | 0 | 0 | 0 | 0 | 0 | 0 | 0 | 0 | 0 | 0 | 0 | 0 | 0 | 0 | 0 | 0 | 0 | 0 | 0 | 0 | 0 | 0 | 0 | 0 | 0 | 0 | 0 | 0 | 0 | 0 | 0 |  | 0 | 0 | 0 | 0 | 0 | 0 | 0 | 0 | 0 | 0 | 0 | 0 | 0 | 0 | 0 | 0 | 0 | 0 | 0 | 0 | 0 | 0 | 0 | 0 | 0 | 0 | 0 | 0 | 0 | 0 | 0 | 0 | 0 | 0 | 0 | 0 | 0 | 0 | 0 | 0 | 0 | 0 | 0 | 0 | 0 | 1 | 0 | 0 | 0 | 0 | 0 | -546.8335 | 102.156 | 280.6464 | Bellota-Weber 230kV line | Kasson Jct-Heinz 115 kV line | Kasson Jct-Heinz 115 kV line |  | 0 | 1 | 0 | 0 | 0 | 0 | -86.8335 | 102.156 | 280.6464 | Bellota-Weber 230kV line | Kasson Jct-Heinz 115 kV line | Kasson Jct-Heinz 115 kV line |  | 5 | 3 | YES | 3 | 1 | 1 | NO | 1
SDG&E Study Area | Rancho Mission Viejo | 138 | 0 | 0 | 0 | 0 | 0 | 0 | 0 | 0 | 0 | 0 | 0 | 0 | 0 | 0 | 0 | 0 | 0 | 0 | 0 | 0 | 0 | 0 | 0 | 0 | 0 | 0 | 0 | 0 | 0 | 1 | 0 | 0 | 0 | 0 | 0 | 0 | 0 | 0 | 0 | 0 | 0 | 1 | 1 | 0 | 0 | 0 | 0 | 0 | 0 | 0 | 0 | 0 | 0 | 0 | 0 | 0 | 0 | 0 | 0 | 0 | 0 | 0 | 0 | 0 | 0 | 0 | 0 | 0 | 0 | 0 | 0 | 0 | 0 | 0 | 0 | 0 | 0 | 0 | 0 | 0 | 0 | 0 | 0 | 0 | 0 | 0 | 0 | 0 | 0 | 0 | 0 | 0 | 0 | 0 | 0 | 0 | 0 | 0 | 0 | 0 | 0 | 0 | 0 | 0 | 0 | 0 | 0 | 0 |  | 0 | 0 | 0 | 0 | 0 | 0 | 0 | 0 | 0 | 0 | 0 | 0 | 0 | 0 | 0 | 0 | 0 | 0 | 0 | 0 | 0 | 0 | 0 | 0 | 0 | 0 | 0 | 0 | 0 | 0 | 0 | 0 | 0 | 0 | 0 | 0 | 0 | 0 | 0 | 0 | 0 | 0 | 0 | 0 | 0 | 1 | 0 | 0 | 0 | 0 | 0 | -433.35 | 326 | 851 | Talega 230 kV constraint | Trabuco-Capistrano 138 kV constraint | Trabuco-Capistrano 138 kV constraint |  | 0 | 0 | 0 | 0 | 0 | 0 | 151 | 326 | 851 | Trabuco-Capistrano 138 kV constraint | Trabuco-Capistrano 138 kV constraint | Trabuco-Capistrano 138 kV constraint |  | 5 | 1 | YES | 2 | 1 | 1 | NO | 1
PG&E North of Greater Bay Study Area | New Sub - Rancho Seco - Bellota (Proposed) | 230 | 0 | 0 | 0 | 0 | 0 | 0 | 0 | 0 | 0 | 0 | 0 | 0 | 0 | 0 | 0 | 0 | 0 | 0 | 0 | 0 | 0 | 0 | 0 | 0 | 0 | 0 | 0 | 0 | 0 | 0 | 0 | 0 | 0 | 0 | 0 | 0 | 0 | 0 | 0 | 0 | 0 | 0 | 0 | 0 | 0 | 0 | 0 | 0 | 0 | 0 | 1 | 0 | 0 | 0 | 0 | 0 | 0 | 0 | 0 | 0 | 0 | 0 | 0 | 0 | 1 | 1 | 0 | 0 | 0 | 0 | 0 | 0 | 0 | 0 | 0 | 0 | 0 | 0 | 0 | 0 | 0 | 0 | 0 | 0 | 0 | 0 | 0 | 0 | 0 | 0 | 0 | 1 | 0 | 0 | 0 | 0 | 0 | 0 | 0 | 0 | 0 | 1 | 0 | 0 | 0 | 0 | 0 | 1 |  | 0 | 0 | 0 | 0 | 0 | 0 | 0 | 0 | 0 | 0 | 0 | 0 | 0 | 0 | 0 | 0 | 0 | 0 | 0 | 0 | 0 | 0 | 0 | 0 | 0 | 0 | 0 | 0 | 0 | 0 | 0 | 0 | 0 | 0 | 0 | 0 | 0 | 0 | 0 | 0 | 0 | 0 | 0 | 0 | 0 | 1 | 0 | 0 | 0 | 1 | 0 | -546.8335 | 370.087 | -176.86 | Bellota-Weber 230kV line | Oro Loma-El Nido 115kV Line | Los Banos 500/230kV TB |  | 0 | 1 | 0 | 0 | 0 | 1 | -86.8335 | 370.087 | -176.86 | Bellota-Weber 230kV line | Oro Loma-El Nido 115kV Line | Los Banos 500/230kV TB |  | 5 | 3 | YES | 3 | 5 | 3 | YES | 3
SCE Metro Study Area | Rancho Vista | 500 | 0 | 0 | 0 | 0 | 0 | 0 | 0 | 0 | 0 | 0 | 0 | 0 | 1 | 0 | 0 | 0 | 0 | 0 | 0 | 0 | 0 | 0 | 0 | 0 | 0 | 0 | 0 | 0 | 0 | 0 | 0 | 0 | 0 | 0 | 0 | 0 | 0 | 0 | 0 | 0 | 0 | 0 | 0 | 0 | 0 | 0 | 0 | 0 | 0 | 0 | 0 | 0 | 0 | 0 | 0 | 0 | 0 | 0 | 0 | 0 | 0 | 0 | 0 | 0 | 0 | 0 | 0 | 0 | 0 | 0 | 0 | 0 | 0 | 0 | 0 | 0 | 0 | 0 | 0 | 0 | 0 | 0 | 0 | 0 | 0 | 0 | 0 | 0 | 0 | 0 | 0 | 0 | 0 | 0 | 0 | 0 | 0 | 0 | 0 | 0 | 0 | 0 | 0 | 0 | 0 | 0 | 0 | 0 |  | 0 | 0 | 0 | 0 | 0 | 0 | 0 | 0 | 0 | 0 | 0 | 0 | 0 | 0 | 0 | 0 | 0 | 0 | 0 | 0 | 0 | 0 | 0 | 0 | 0 | 0 | 0 | 0 | 0 | 0 | 0 | 0 | 0 | 0 | 0 | 0 | 0 | 0 | 0 | 0 | 0 | 0 | 0 | 0 | 0 | 0 | 0 | 0 | 0 | 0 | 0 | 11259.896 | 12479.932 | 16166.72 | SCE Metro Area Default Constraint | SCE Metro Area Default Constraint | SCE Metro Area Default Constraint |  | 0 | 0 | 0 | 0 | 0 | 0 | 11259.896 | 12479.932 | 16166.72 | SCE Metro Area Default Constraint | SCE Metro Area Default Constraint | SCE Metro Area Default Constraint |  | 1 | 1 | NO | 1 | 1 | 1 | NO | 1
SCE Metro Study Area | Rancho Vista | 230 | 0 | 0 | 0 | 0 | 0 | 0 | 0 | 0 | 0 | 0 | 0 | 0 | 1 | 0 | 0 | 0 | 0 | 0 | 0 | 0 | 0 | 0 | 0 | 0 | 0 | 0 | 0 | 0 | 0 | 0 | 0 | 0 | 0 | 0 | 0 | 0 | 0 | 0 | 0 | 0 | 0 | 0 | 0 | 0 | 0 | 0 | 0 | 0 | 0 | 0 | 0 | 0 | 0 | 0 | 0 | 0 | 0 | 0 | 0 | 0 | 0 | 0 | 0 | 0 | 0 | 0 | 0 | 0 | 0 | 0 | 0 | 0 | 0 | 0 | 0 | 0 | 0 | 0 | 0 | 0 | 0 | 0 | 0 | 0 | 0 | 0 | 0 | 0 | 0 | 0 | 0 | 0 | 0 | 0 | 0 | 0 | 0 | 0 | 0 | 0 | 0 | 0 | 0 | 0 | 0 | 0 | 0 | 0 |  | 0 | 0 | 0 | 0 | 0 | 0 | 0 | 0 | 0 | 0 | 0 | 0 | 0 | 0 | 0 | 0 | 0 | 0 | 0 | 0 | 0 | 0 | 0 | 0 | 0 | 0 | 0 | 0 | 0 | 0 | 0 | 0 | 0 | 0 | 0 | 0 | 0 | 0 | 0 | 0 | 0 | 0 | 0 | 0 | 0 | 0 | 0 | 0 | 0 | 0 | 0 | 11259.896 | 12479.932 | 16166.72 | SCE Metro Area Default Constraint | SCE Metro Area Default Constraint | SCE Metro Area Default Constraint |  | 0 | 0 | 0 | 0 | 0 | 0 | 11259.896 | 12479.932 | 16166.72 | SCE Metro Area Default Constraint | SCE Metro Area Default Constraint | SCE Metro Area Default Constraint |  | 1 | 1 | NO | 1 | 1 | 1 | NO | 1
SCE North of Lugo Study Area | Ransburg | 115 | 0 | 0 | 0 | 0 | 0 | 0 | 0 | 0 | 0 | 0 | 0 | 0 | 0 | 0 | 1 | 1 | 1 | 0 | 0 | 0 | 0 | 0 | 0 | 0 | 0 | 0 | 0 | 0 | 0 | 0 | 0 | 0 | 0 | 0 | 0 | 0 | 0 | 0 | 0 | 0 | 0 | 0 | 0 | 0 | 0 | 0 | 0 | 0 | 0 | 0 | 0 | 0 | 0 | 0 | 0 | 0 | 0 | 0 | 0 | 0 | 0 | 0 | 0 | 0 | 0 | 0 | 0 | 0 | 0 | 0 | 0 | 0 | 0 | 0 | 0 | 0 | 0 | 0 | 0 | 0 | 0 | 0 | 0 | 0 | 0 | 0 | 0 | 0 | 0 | 0 | 0 | 0 | 0 | 0 | 0 | 0 | 0 | 0 | 0 | 0 | 0 | 0 | 0 | 0 | 0 | 0 | 0 | 3 |  | 0 | 0 | 0 | 0 | 0 | 0 | 0 | 0 | 0 | 0 | 0 | 0 | 0 | 0 | 0 | 0 | 0 | 0 | 0 | 0 | 0 | 0 | 0 | 0 | 0 | 0 | 0 | 0 | 0 | 0 | 0 | 0 | 0 | 0 | 0 | 0 | 0 | 0 | 0 | 0 | 0 | 0 | 0 | 0 | 0 | 0 | 0 | 0 | 0 | 0 | 0 | 1060.032 | 1388.529 | 642.42 | Lugo Transformer Area Constraint | Lugo Transformer Area Constraint | Lugo Transformer Area Constraint |  | 0 | 0 | 0 | 0 | 0 | 0 | 1060.032 | 1388.529 | 642.42 | Lugo Transformer Area Constraint | Lugo Transformer Area Constraint | Lugo Transformer Area Constraint |  | 1 | 1 | NO | 1 | 1 | 1 | NO | 1
SCE Northern Area | Rector | 230 | 1 | 0 | 1 | 0 | 0 | 1 | 1 | 1 | 0 | 0 | 0 | 0 | 0 | 0 | 0 | 0 | 0 | 0 | 0 | 0 | 0 | 0 | 0 | 0 | 0 | 0 | 0 | 0 | 1 | 0 | 0 | 0 | 0 | 0 | 0 | 0 | 0 | 0 | 0 | 0 | 0 | 0 | 0 | 0 | 0 | 0 | 0 | 0 | 0 | 0 | 0 | 0 | 0 | 0 | 0 | 0 | 0 | 0 | 0 | 0 | 0 | 0 | 0 | 0 | 0 | 0 | 0 | 0 | 0 | 0 | 0 | 0 | 0 | 0 | 0 | 0 | 0 | 0 | 0 | 0 | 0 | 0 | 0 | 0 | 0 | 0 | 0 | 0 | 0 | 0 | 0 | 0 | 0 | 0 | 0 | 0 | 0 | 0 | 0 | 0 | 0 | 0 | 0 | 0 | 0 | 0 | 0 | 0 |  | 0 | 0 | 0 | 0 | 0 | 0 | 0 | 0 | 3.5 | 0 | 0 | 0 | 0 | 0 | 1 | 0 | 0 | 0 | 0 | 0 | 0 | 0 | 0 | 3 | 0 | 0 | 0 | 0 | 0 | 1 | 0 | 0 | 0 | 0 | 0 | 0 | 0 | 0 | 3 | 0 | 0 | 0 | 0 | 0 | 1 | 2 | 0 | 1 | 0 | 0 | 0 | -4066.4708 | -34.6371 | 720.359 | Lugo - Victorville area constraint | South of Magunden Constraint | South of Magunden Constraint |  | 1 | 0 | 1 | 0 | 0 | 0 | -596.4338 | -34.6371 | 720.359 | South of Magunden Constraint | South of Magunden Constraint | South of Magunden Constraint |  | 5 | 5 | NO | 5 | 1 | 1 | NO | 1
SCE Eastern Study Area | Red Bluff | 500 | 0 | 0 | 0 | 0 | 0 | 0 | 0 | 0 | 0 | 0 | 0 | 0 | 0 | 0 | 0 | 0 | 0 | 0 | 0 | 0 | 0 | 1 | 0 | 1 | 0 | 1 | 0 | 0 | 1 | 0 | 0 | 0 | 0 | 0 | 0 | 0 | 0 | 0 | 0 | 0 | 0 | 0 | 0 | 0 | 0 | 0 | 0 | 0 | 0 | 0 | 0 | 0 | 0 | 0 | 0 | 0 | 0 | 0 | 0 | 0 | 0 | 0 | 0 | 0 | 0 | 0 | 0 | 0 | 0 | 0 | 0 | 0 | 0 | 0 | 0 | 0 | 0 | 0 | 0 | 0 | 0 | 0 | 0 | 0 | 0 | 0 | 0 | 0 | 0 | 0 | 0 | 0 | 0 | 0 | 0 | 0 | 0 | 0 | 0 | 0 | 0 | 0 | 0 | 0 | 0 | 0 | 0 | 2 |  | 0 | 0 | 0 | 0 | 0 | 0 | 0 | 0 | 0 | 0 | 250 | 125 | 0 | 0 | 1 | 0 | 0 | 0 | 0 | 0 | 0 | 0 | 0 | 0 | 0 | 250 | 375 | 0 | 0 | 1 | 0 | 0 | 0 | 0 | 0 | 0 | 0 | 0 | 0 | 0 | 575 | 375 | 200 | 0 | 1 | 1 | 1 | 0 | 0 | 0 | 0 | -4938.497 | 19.5125 | 2279.042 | Devers-Red Bluff Constraint | Devers-Red Bluff Constraint | Lugo - Victorville area constraint |  | 0 | 1 | 0 | 0 | 0 | 0 | -4938.497 | 19.5125 | 5751.143 | Devers-Red Bluff Constraint | Devers-Red Bluff Constraint | Devers-Red Bluff Constraint |  | 5 | 4 | YES | 4 | 1 | 1 | NO | 1
SCE Eastern Study Area | Red Bluff | 230 | 0 | 0 | 0 | 0 | 0 | 0 | 0 | 0 | 0 | 0 | 0 | 0 | 0 | 0 | 0 | 0 | 0 | 0 | 0 | 0 | 0 | 0 | 0 | 0 | 1 | 0 | 0 | 0 | 0 | 0 | 0 | 0 | 0 | 0 | 0 | 0 | 0 | 0 | 0 | 0 | 0 | 0 | 0 | 0 | 0 | 0 | 0 | 0 | 0 | 0 | 0 | 0 | 0 | 0 | 0 | 0 | 0 | 0 | 0 | 0 | 0 | 0 | 0 | 0 | 0 | 0 | 0 | 0 | 0 | 0 | 0 | 0 | 0 | 0 | 0 | 0 | 0 | 0 | 0 | 0 | 0 | 0 | 0 | 0 | 0 | 0 | 0 | 0 | 0 | 0 | 0 | 0 | 0 | 0 | 0 | 0 | 0 | 0 | 0 | 0 | 0 | 0 | 0 | 0 | 0 | 0 | 0 | 0 |  | 0 | 0 | 0 | 0 | 0 | 0 | 0 | 0 | 0 | 0 | 250 | 280 | 0 | 0 | 1 | 0 | 0 | 0 | 0 | 0 | 0 | 0 | 0 | 0 | 100 | 363.5 | 416 | 0 | 0 | 1 | 0 | 0 | 0 | 0 | 0 | 0 | 0 | 0 | 0 | 100 | 463.5 | 416 | 0 | 0 | 1 | 0 | 0 | 0 | 0 | 0 | 0 | 15.4 | 331.3 | 1753.605 | Red Bluff 500/230 kV Constraint | Red Bluff 500/230 kV Constraint | Red Bluff 500/230 kV Constraint |  | 0 | 0 | 0 | 0 | 0 | 0 | 15.4 | 331.3 | 1753.605 | Red Bluff 500/230 kV Constraint | Red Bluff 500/230 kV Constraint | Red Bluff 500/230 kV Constraint |  | 1 | 1 | NO | 1 | 1 | 1 | NO | 1
SCE Metro Study Area | Redondo | 230 | 0 | 0 | 0 | 0 | 0 | 0 | 0 | 0 | 0 | 0 | 1 | 1 | 1 | 0 | 0 | 0 | 0 | 0 | 0 | 0 | 0 | 0 | 0 | 0 | 0 | 0 | 0 | 0 | 0 | 0 | 0 | 0 | 0 | 0 | 0 | 0 | 0 | 0 | 0 | 0 | 0 | 0 | 0 | 0 | 0 | 0 | 0 | 0 | 0 | 0 | 0 | 0 | 0 | 0 | 0 | 0 | 0 | 0 | 0 | 0 | 0 | 0 | 0 | 0 | 0 | 0 | 0 | 0 | 0 | 0 | 0 | 0 | 0 | 0 | 0 | 0 | 0 | 0 | 0 | 0 | 0 | 0 | 0 | 0 | 0 | 0 | 0 | 0 | 0 | 0 | 0 | 0 | 0 | 0 | 0 | 0 | 0 | 0 | 0 | 0 | 0 | 0 | 0 | 0 | 0 | 0 | 0 | 0 |  | 0 | 0 | 0 | 0 | 0 | 0 | 0 | 0 | 0 | 0 | 0 | 0 | 0 | 0 | 0 | 0 | 0 | 0 | 0 | 0 | 0 | 0 | 0 | 0 | 0 | 0 | 0 | 0 | 0 | 0 | 0 | 0 | 0 | 0 | 0 | 0 | 0 | 0 | 0 | 0 | 0 | 0 | 0 | 0 | 0 | 0 | 0 | 0 | 0 | 0 | 0 | 2889.234 | 3209.703 | 4183.53 | Hinson - Del Amo Constraint | Hinson - Del Amo Constraint | Hinson - Del Amo Constraint |  | 0 | 0 | 0 | 0 | 0 | 0 | 2889.234 | 3209.703 | 4183.53 | Hinson - Del Amo Constraint | Hinson - Del Amo Constraint | Hinson - Del Amo Constraint |  | 1 | 1 | NO | 1 | 1 | 1 | NO | 1
PG&E Kern Study Area | Renfro | 115 | 0 | 0 | 0 | 0 | 0 | 0 | 0 | 0 | 0 | 0 | 0 | 0 | 0 | 0 | 0 | 0 | 0 | 0 | 0 | 0 | 0 | 0 | 0 | 0 | 0 | 0 | 0 | 0 | 0 | 0 | 0 | 0 | 0 | 0 | 0 | 0 | 0 | 0 | 0 | 0 | 0 | 0 | 0 | 0 | 0 | 0 | 0 | 0 | 0 | 0 | 0 | 0 | 0 | 0 | 0 | 0 | 0 | 0 | 0 | 0 | 0 | 0 | 0 | 0 | 0 | 0 | 0 | 0 | 0 | 0 | 0 | 0 | 0 | 0 | 0 | 1 | 1 | 0 | 0 | 0 | 0 | 0 | 1 | 0 | 0 | 1 | 1 | 0 | 0 | 0 | 0 | 0 | 0 | 0 | 0 | 0 | 0 | 0 | 0 | 0 | 0 | 0 | 0 | 0 | 0 | 0 | 0 | 0 |  | 0 | 0 | 0 | 0 | 0 | 0 | 0 | 0 | 0 | 0 | 0 | 0 | 0 | 0 | 0 | 0 | 0 | 0 | 0 | 0 | 0 | 0 | 0 | 0 | 0 | 0 | 0 | 0 | 0 | 0 | 0 | 0 | 0 | 0 | 0 | 0 | 0 | 0 | 0 | 0 | 0 | 0 | 0 | 0 | 0 | 4 | 0 | 4 | 0 | 2 | 0 | -3595.555 | -2599.731 | -1460.1318 | Midway-Q2005 230kV Line | Midway-Q2005 230kV Line | Midway-Q2005 230kV Line |  | 0 | 0 | 0 | 0 | 0 | 2 | 287.831 | 562.4852 | -498.1318 | Oceano-Calendar 115kV line | Oceano-Calendar 115kV line | Midway-Q2005 230kV Line |  | 5 | 1 | YES | 2 | 5 | 4 | YES | 4
PG&E Greater Bay Study Area | Richmond | 115 | 0 | 0 | 0 | 0 | 0 | 0 | 0 | 0 | 0 | 0 | 0 | 0 | 0 | 0 | 0 | 0 | 0 | 0 | 0 | 0 | 0 | 0 | 0 | 0 | 0 | 0 | 0 | 0 | 0 | 0 | 0 | 0 | 0 | 0 | 0 | 0 | 0 | 0 | 0 | 0 | 0 | 0 | 0 | 1 | 1 | 0 | 0 | 0 | 0 | 0 | 0 | 0 | 0 | 0 | 1 | 1 | 0 | 1 | 1 | 1 | 1 | 0 | 0 | 1 | 1 | 0 | 1 | 0 | 0 | 0 | 0 | 0 | 0 | 1 | 0 | 0 | 0 | 0 | 0 | 0 | 0 | 0 | 0 | 0 | 0 | 0 | 0 | 0 | 0 | 0 | 0 | 0 | 0 | 0 | 0 | 0 | 0 | 0 | 0 | 0 | 0 | 0 | 0 | 0 | 0 | 0 | 0 | 3 |  | 0 | 0 | 0 | 0 | 0 | 0 | 0 | 0 | 0 | 0 | 0 | 0 | 0 | 0 | 0 | 0 | 0 | 0 | 0 | 0 | 0 | 0 | 0 | 0 | 0 | 0 | 0 | 0 | 0 | 0 | 0 | 0 | 0 | 0 | 0 | 0 | 0 | 0 | 2.7 | 0 | 0 | 0 | 0 | 0 | 1 | 2 | 0 | 1 | 0 | 0 | 0 | -2351.0075 | -489.2175 | 796.7913 | Vaca Dixon-Tesla 500kV Line | Vaca Dixon-Tesla 500kV Line | Windmaster-Delta pumps 230 kV line |  | 1 | 0 | 0 | 0 | 0 | 0 | -278.2328 | 283.5403 | 796.7913 | Windmaster-Delta pumps 230 kV line | Windmaster-Delta pumps 230 kV line | Windmaster-Delta pumps 230 kV line |  | 5 | 5 | NO | 5 | 1 | 1 | NO | 1
PG&E North of Greater Bay Study Area | Rincon | 115 | 0 | 0 | 0 | 0 | 0 | 0 | 0 | 0 | 0 | 0 | 0 | 0 | 0 | 0 | 0 | 0 | 0 | 0 | 0 | 0 | 0 | 0 | 0 | 0 | 0 | 0 | 0 | 0 | 0 | 0 | 0 | 0 | 0 | 0 | 0 | 0 | 0 | 0 | 0 | 0 | 0 | 0 | 0 | 0 | 0 | 0 | 1 | 0 | 0 | 0 | 0 | 0 | 0 | 0 | 0 | 0 | 0 | 0 | 0 | 0 | 0 | 0 | 0 | 0 | 0 | 0 | 0 | 0 | 0 | 0 | 0 | 0 | 0 | 0 | 0 | 0 | 0 | 0 | 0 | 0 | 0 | 0 | 0 | 0 | 0 | 0 | 0 | 0 | 0 | 0 | 0 | 0 | 0 | 0 | 0 | 0 | 0 | 0 | 0 | 0 | 0 | 0 | 0 | 0 | 0 | 0 | 0 | 0 |  | 0 | 0 | 0 | 0 | 0 | 0 | 0 | 0 | 0 | 0 | 0 | 0 | 0 | 0 | 0 | 0 | 0 | 0 | 0 | 0 | 0 | 0 | 0 | 0 | 0 | 0 | 0 | 0 | 0 | 0 | 0 | 0 | 0 | 0 | 0 | 0 | 0 | 0 | 0 | 0 | 0 | 0 | 0 | 0 | 0 | 0 | 0 | 0 | 0 | 0 | 0 | 1323.544 | 1394.9902 | 1399.2972 | Cortina-Eagle Rock 115 kV line | Cortina-Eagle Rock 115 kV line | Cortina-Eagle Rock 115 kV line |  | 0 | 0 | 0 | 0 | 0 | 0 | 1323.544 | 1394.9902 | 1399.2972 | Cortina-Eagle Rock 115 kV line | Cortina-Eagle Rock 115 kV line | Cortina-Eagle Rock 115 kV line |  | 1 | 1 | NO | 1 | 1 | 1 | NO | 1
PG&E Kern Study Area | Rio Bravo | 115 | 0 | 0 | 0 | 0 | 0 | 0 | 0 | 0 | 0 | 0 | 0 | 0 | 0 | 0 | 0 | 0 | 0 | 0 | 0 | 0 | 0 | 0 | 0 | 0 | 0 | 0 | 0 | 0 | 0 | 0 | 0 | 0 | 0 | 0 | 0 | 0 | 0 | 0 | 0 | 0 | 0 | 0 | 0 | 0 | 0 | 0 | 0 | 0 | 0 | 0 | 0 | 0 | 0 | 0 | 0 | 0 | 0 | 0 | 0 | 0 | 0 | 0 | 0 | 0 | 0 | 0 | 0 | 0 | 0 | 0 | 0 | 0 | 0 | 0 | 0 | 1 | 1 | 0 | 0 | 0 | 0 | 0 | 1 | 0 | 0 | 1 | 1 | 0 | 0 | 0 | 0 | 0 | 0 | 0 | 0 | 0 | 0 | 0 | 0 | 0 | 0 | 0 | 0 | 0 | 0 | 0 | 0 | 0 |  | 0 | 0 | 0 | 0 | 0 | 0 | 0 | 0 | 0 | 0 | 0 | 0 | 0 | 0 | 0 | 0 | 0 | 0 | 0 | 0 | 0 | 0 | 0 | 0 | 0 | 0 | 0 | 0 | 0 | 0 | 0 | 0 | 0 | 0 | 0 | 0 | 0 | 0 | 0 | 0 | 0 | 0 | 0 | 0 | 0 | 4 | 0 | 4 | 0 | 2 | 0 | -3595.555 | -2599.731 | -1460.1318 | Midway-Q2005 230kV Line | Midway-Q2005 230kV Line | Midway-Q2005 230kV Line |  | 0 | 0 | 0 | 0 | 0 | 2 | 287.831 | 562.4852 | -498.1318 | Oceano-Calendar 115kV line | Oceano-Calendar 115kV line | Midway-Q2005 230kV Line |  | 5 | 1 | YES | 2 | 5 | 4 | YES | 4
SCE Metro Study Area | Rio Hondo | 230 | 0 | 0 | 0 | 0 | 0 | 0 | 0 | 0 | 0 | 0 | 1 | 0 | 1 | 0 | 0 | 0 | 0 | 0 | 0 | 0 | 0 | 0 | 0 | 0 | 0 | 0 | 0 | 0 | 0 | 0 | 0 | 0 | 0 | 0 | 0 | 0 | 0 | 0 | 0 | 0 | 0 | 0 | 0 | 0 | 0 | 0 | 0 | 0 | 0 | 0 | 0 | 0 | 0 | 0 | 0 | 0 | 0 | 0 | 0 | 0 | 0 | 0 | 0 | 0 | 0 | 0 | 0 | 0 | 0 | 0 | 0 | 0 | 0 | 0 | 0 | 0 | 0 | 0 | 0 | 0 | 0 | 0 | 0 | 0 | 0 | 0 | 0 | 0 | 0 | 0 | 0 | 0 | 0 | 0 | 0 | 0 | 0 | 0 | 0 | 0 | 0 | 0 | 0 | 0 | 0 | 0 | 0 | 0 |  | 0 | 0 | 0 | 0 | 0 | 0 | 0 | 0 | 0 | 0 | 0 | 0 | 0 | 0 | 0 | 0 | 0 | 0 | 0 | 0 | 0 | 0 | 0 | 0 | 0 | 0 | 0 | 0 | 0 | 0 | 0 | 0 | 0 | 0 | 0 | 0 | 0 | 0 | 0 | 0 | 0 | 0 | 0 | 0 | 0 | 0 | 0 | 0 | 0 | 0 | 0 | 5071.734 | 5878.953 | 8313.03 | Del Amo - Barre Area Constraint | Del Amo - Barre Area Constraint | Del Amo - Barre Area Constraint |  | 0 | 0 | 0 | 0 | 0 | 0 | 5071.734 | 5878.953 | 8313.03 | Del Amo - Barre Area Constraint | Del Amo - Barre Area Constraint | Del Amo - Barre Area Constraint |  | 1 | 1 | NO | 1 | 1 | 1 | NO | 1
PG&E North of Greater Bay Study Area | Rio Oso | 230 | 0 | 0 | 0 | 0 | 0 | 0 | 0 | 0 | 0 | 0 | 0 | 0 | 0 | 0 | 0 | 0 | 0 | 0 | 0 | 0 | 0 | 0 | 0 | 0 | 0 | 0 | 0 | 0 | 0 | 0 | 0 | 0 | 0 | 0 | 0 | 0 | 0 | 0 | 0 | 0 | 0 | 0 | 0 | 0 | 1 | 1 | 0 | 1 | 0 | 1 | 1 | 1 | 1 | 0 | 0 | 0 | 0 | 0 | 0 | 0 | 0 | 0 | 0 | 0 | 1 | 1 | 0 | 0 | 0 | 0 | 0 | 0 | 0 | 0 | 0 | 0 | 0 | 0 | 0 | 0 | 0 | 0 | 0 | 0 | 0 | 0 | 0 | 0 | 0 | 0 | 0 | 0 | 0 | 0 | 0 | 0 | 0 | 0 | 0 | 0 | 0 | 0 | 0 | 0 | 0 | 0 | 0 | 0 |  | 0 | 0 | 0 | 0 | 0 | 0 | 0 | 0 | 0 | 0 | 0 | 0 | 0 | 0 | 0 | 0 | 0 | 0 | 0 | 0 | 0 | 0 | 0 | 0 | 0 | 0 | 0 | 0 | 0 | 0 | 0 | 0 | 0 | 0 | 0 | 0 | 0 | 0 | 0 | 65 | 200 | 0 | 95 | 0 | 1 | 4 | 0 | 3 | 0 | 0 | 1 | -2351.0075 | -489.2175 | -42.98 | Vaca Dixon-Tesla 500kV Line | Vaca Dixon-Tesla 500kV Line | Woodland- Davis 115kV line |  | 0 | 1 | 0 | 0 | 0 | 1 | -86.8335 | 74.966 | -42.98 | Bellota-Weber 230kV line | Woodland- Davis 115kV line | Woodland- Davis 115kV line |  | 5 | 3 | YES | 3 | 3 | 3 | NO | 3
PG&E North of Greater Bay Study Area | Rio Oso | 115 | 0 | 0 | 0 | 0 | 0 | 0 | 0 | 0 | 0 | 0 | 0 | 0 | 0 | 0 | 0 | 0 | 0 | 0 | 0 | 0 | 0 | 0 | 0 | 0 | 0 | 0 | 0 | 0 | 0 | 0 | 0 | 0 | 0 | 0 | 0 | 0 | 0 | 0 | 0 | 0 | 0 | 0 | 0 | 0 | 1 | 1 | 0 | 1 | 0 | 1 | 1 | 1 | 1 | 0 | 0 | 0 | 0 | 0 | 0 | 0 | 0 | 0 | 0 | 0 | 1 | 1 | 0 | 0 | 0 | 0 | 0 | 0 | 0 | 0 | 0 | 0 | 0 | 0 | 0 | 0 | 0 | 0 | 0 | 0 | 0 | 0 | 0 | 0 | 0 | 0 | 0 | 0 | 0 | 0 | 0 | 0 | 0 | 0 | 0 | 0 | 0 | 0 | 0 | 0 | 0 | 0 | 0 | 0 |  | 0 | 0 | 0 | 0 | 0 | 0 | 0 | 0 | 0 | 0 | 0 | 0 | 0 | 0 | 0 | 0 | 0 | 0 | 0 | 0 | 0 | 0 | 0 | 0 | 0 | 0 | 0 | 0 | 0 | 0 | 0 | 0 | 0 | 0 | 0 | 0 | 0 | 0 | 0 | 0 | 0 | 0 | 0 | 0 | 0 | 4 | 0 | 3 | 0 | 0 | 1 | -2351.0075 | -489.2175 | -42.98 | Vaca Dixon-Tesla 500kV Line | Vaca Dixon-Tesla 500kV Line | Woodland- Davis 115kV line |  | 0 | 1 | 0 | 0 | 0 | 1 | -86.8335 | 74.966 | -42.98 | Bellota-Weber 230kV line | Woodland- Davis 115kV line | Woodland- Davis 115kV line |  | 5 | 3 | YES | 3 | 3 | 3 | NO | 3
PG&E Greater Bay Study Area | Ripon | 115 | 0 | 0 | 0 | 0 | 0 | 0 | 0 | 0 | 0 | 0 | 0 | 0 | 0 | 0 | 0 | 0 | 0 | 0 | 0 | 0 | 0 | 0 | 0 | 0 | 0 | 0 | 0 | 0 | 0 | 0 | 0 | 0 | 0 | 0 | 0 | 0 | 0 | 0 | 0 | 0 | 0 | 0 | 0 | 0 | 0 | 0 | 0 | 0 | 0 | 0 | 1 | 0 | 0 | 0 | 0 | 0 | 0 | 0 | 0 | 0 | 1 | 0 | 1 | 0 | 1 | 0 | 0 | 0 | 1 | 0 | 0 | 0 | 0 | 1 | 0 | 0 | 0 | 0 | 0 | 0 | 0 | 0 | 0 | 0 | 0 | 0 | 0 | 0 | 0 | 0 | 0 | 0 | 0 | 0 | 0 | 0 | 0 | 0 | 0 | 0 | 0 | 0 | 0 | 0 | 0 | 0 | 0 | 0 |  | 0 | 0 | 0 | 0 | 0 | 0 | 0 | 0 | 0 | 0 | 0 | 0 | 0 | 0 | 0 | 0 | 0 | 0 | 0 | 0 | 0 | 0 | 0 | 0 | 0 | 0 | 0 | 0 | 0 | 0 | 0 | 0 | 0 | 0 | 0 | 0 | 0 | 0 | 2.6 | 0 | 0 | 50 | 0 | 0 | 1 | 1 | 0 | 0 | 0 | 0 | 0 | -546.8335 | 102.156 | 280.6464 | Bellota-Weber 230kV line | Kasson Jct-Heinz 115 kV line | Kasson Jct-Heinz 115 kV line |  | 0 | 1 | 0 | 0 | 0 | 0 | -86.8335 | 102.156 | 280.6464 | Bellota-Weber 230kV line | Kasson Jct-Heinz 115 kV line | Kasson Jct-Heinz 115 kV line |  | 5 | 3 | YES | 3 | 1 | 1 | NO | 1
PG&E Greater Bay Study Area | Riverbank | 115 | 0 | 0 | 0 | 0 | 0 | 0 | 0 | 0 | 0 | 0 | 0 | 0 | 0 | 0 | 0 | 0 | 0 | 0 | 0 | 0 | 0 | 0 | 0 | 0 | 0 | 0 | 0 | 0 | 0 | 0 | 0 | 0 | 0 | 0 | 0 | 0 | 0 | 0 | 0 | 0 | 0 | 0 | 0 | 0 | 0 | 0 | 0 | 0 | 0 | 0 | 0 | 0 | 0 | 0 | 0 | 0 | 0 | 0 | 0 | 0 | 0 | 0 | 1 | 0 | 0 | 0 | 0 | 0 | 0 | 0 | 0 | 0 | 0 | 0 | 0 | 0 | 0 | 0 | 0 | 0 | 0 | 0 | 0 | 0 | 0 | 0 | 0 | 0 | 0 | 0 | 0 | 0 | 0 | 0 | 0 | 0 | 0 | 0 | 0 | 0 | 0 | 0 | 0 | 0 | 0 | 0 | 0 | 0 |  | 0 | 0 | 0 | 0 | 0 | 0 | 0 | 0 | 0 | 0 | 0 | 0 | 0 | 0 | 0 | 0 | 0 | 0 | 0 | 0 | 0 | 0 | 0 | 0 | 0 | 0 | 0 | 0 | 0 | 0 | 0 | 0 | 0 | 0 | 0 | 0 | 0 | 0 | 0 | 0 | 0 | 0 | 0 | 0 | 0 | 0 | 0 | 0 | 0 | 0 | 0 | 3.859 | 102.156 | 280.6464 | Kasson Jct-Heinz 115 kV line | Kasson Jct-Heinz 115 kV line | Kasson Jct-Heinz 115 kV line |  | 0 | 0 | 0 | 0 | 0 | 0 | 3.859 | 102.156 | 280.6464 | Kasson Jct-Heinz 115 kV line | Kasson Jct-Heinz 115 kV line | Kasson Jct-Heinz 115 kV line |  | 1 | 1 | NO | 1 | 1 | 1 | NO | 1
SCE North of Lugo Study Area | Roadway | 115 | 0 | 0 | 0 | 0 | 0 | 0 | 0 | 0 | 0 | 0 | 0 | 0 | 0 | 0 | 1 | 1 | 1 | 0 | 0 | 0 | 0 | 0 | 0 | 0 | 0 | 0 | 0 | 0 | 0 | 0 | 0 | 0 | 0 | 0 | 0 | 0 | 0 | 0 | 0 | 0 | 0 | 0 | 0 | 0 | 0 | 0 | 0 | 0 | 0 | 0 | 0 | 0 | 0 | 0 | 0 | 0 | 0 | 0 | 0 | 0 | 0 | 0 | 0 | 0 | 0 | 0 | 0 | 0 | 0 | 0 | 0 | 0 | 0 | 0 | 0 | 0 | 0 | 0 | 0 | 0 | 0 | 0 | 0 | 0 | 0 | 0 | 0 | 0 | 0 | 0 | 0 | 0 | 0 | 0 | 0 | 0 | 0 | 0 | 0 | 0 | 0 | 0 | 0 | 0 | 0 | 0 | 0 | 3 |  | 0 | 0 | 0 | 0 | 0 | 0 | 0 | 0 | 3 | 0 | 0 | 0 | 0 | 0 | 1 | 0 | 0 | 0 | 0 | 0 | 0 | 0 | 0 | 0 | 200 | 0 | 100 | 0 | 0 | 1 | 0 | 0 | 0 | 0 | 0 | 0 | 0 | 0 | 0 | 211 | 10 | 100 | 10 | 0 | 1 | 0 | 0 | 0 | 0 | 0 | 0 | 1060.032 | 1388.529 | 642.42 | Lugo Transformer Area Constraint | Lugo Transformer Area Constraint | Lugo Transformer Area Constraint |  | 0 | 0 | 0 | 0 | 0 | 0 | 1060.032 | 1388.529 | 642.42 | Lugo Transformer Area Constraint | Lugo Transformer Area Constraint | Lugo Transformer Area Constraint |  | 1 | 1 | NO | 1 | 1 | 1 | NO | 1
PG&E Greater Bay Study Area | Rossmoor | 230 | 0 | 0 | 0 | 0 | 0 | 0 | 0 | 0 | 0 | 0 | 0 | 0 | 0 | 0 | 0 | 0 | 0 | 0 | 0 | 0 | 0 | 0 | 0 | 0 | 0 | 0 | 0 | 0 | 0 | 0 | 0 | 0 | 0 | 0 | 0 | 0 | 0 | 0 | 0 | 0 | 0 | 0 | 0 | 0 | 1 | 0 | 0 | 0 | 0 | 0 | 0 | 0 | 0 | 0 | 0 | 0 | 0 | 0 | 1 | 1 | 1 | 0 | 0 | 1 | 1 | 0 | 0 | 0 | 0 | 0 | 0 | 0 | 0 | 1 | 0 | 0 | 0 | 0 | 0 | 0 | 0 | 0 | 0 | 0 | 0 | 0 | 0 | 0 | 0 | 0 | 0 | 0 | 0 | 0 | 0 | 0 | 0 | 0 | 0 | 0 | 0 | 0 | 0 | 0 | 0 | 0 | 0 | 0 |  | 0 | 0 | 0 | 0 | 0 | 0 | 0 | 0 | 0 | 0 | 0 | 0 | 0 | 0 | 0 | 0 | 0 | 0 | 0 | 0 | 0 | 0 | 0 | 0 | 0 | 0 | 0 | 0 | 0 | 0 | 0 | 0 | 0 | 0 | 0 | 0 | 0 | 0 | 0 | 0 | 0 | 0 | 0 | 0 | 0 | 2 | 0 | 1 | 0 | 0 | 0 | -2351.0075 | -489.2175 | 796.7913 | Vaca Dixon-Tesla 500kV Line | Vaca Dixon-Tesla 500kV Line | Windmaster-Delta pumps 230 kV line |  | 1 | 0 | 0 | 0 | 0 | 0 | -278.2328 | 283.5403 | 796.7913 | Windmaster-Delta pumps 230 kV line | Windmaster-Delta pumps 230 kV line | Windmaster-Delta pumps 230 kV line |  | 5 | 5 | NO | 5 | 1 | 1 | NO | 1
PG&E North of Greater Bay Study Area | Round Mountain | 500 | 0 | 0 | 0 | 0 | 0 | 0 | 0 | 0 | 0 | 0 | 0 | 0 | 0 | 0 | 0 | 0 | 0 | 0 | 0 | 0 | 0 | 0 | 0 | 0 | 0 | 0 | 0 | 0 | 0 | 0 | 0 | 0 | 0 | 0 | 0 | 0 | 0 | 0 | 0 | 0 | 0 | 0 | 0 | 0 | 1 | 0 | 0 | 0 | 0 | 0 | 0 | 0 | 0 | 0 | 0 | 0 | 0 | 0 | 0 | 0 | 0 | 0 | 0 | 0 | 0 | 0 | 0 | 0 | 0 | 0 | 0 | 0 | 0 | 0 | 0 | 0 | 0 | 0 | 0 | 0 | 0 | 0 | 0 | 0 | 0 | 0 | 0 | 0 | 0 | 0 | 0 | 0 | 0 | 0 | 0 | 0 | 0 | 0 | 0 | 0 | 0 | 0 | 0 | 0 | 0 | 0 | 0 | 0 |  | 0 | 0 | 0 | 0 | 0 | 0 | 0 | 0 | 0 | 0 | 0 | 0 | 0 | 0 | 0 | 0 | 0 | 0 | 0 | 0 | 0 | 0 | 0 | 0 | 0 | 0 | 0 | 0 | 0 | 0 | 0 | 0 | 0 | 0 | 0 | 0 | 0 | 0 | 0 | 0 | 0 | 0 | 0 | 0 | 0 | 1 | 0 | 1 | 0 | 0 | 0 | -2351.0075 | -489.2175 | 933.5648 | Vaca Dixon-Tesla 500kV Line | Vaca Dixon-Tesla 500kV Line | Vaca Dixon-Tesla 500kV Line |  | 0 | 0 | 0 | 0 | 0 | 0 | 6293.9925 | 8155.7825 | 933.5648 | Vaca Dixon-Tesla 500kV Line | Vaca Dixon-Tesla 500kV Line | Vaca Dixon-Tesla 500kV Line |  | 5 | 1 | YES | 2 | 1 | 1 | NO | 1
PG&E North of Greater Bay Study Area | Round Mountain | 230 | 0 | 0 | 0 | 0 | 0 | 0 | 0 | 0 | 0 | 0 | 0 | 0 | 0 | 0 | 0 | 0 | 0 | 0 | 0 | 0 | 0 | 0 | 0 | 0 | 0 | 0 | 0 | 0 | 0 | 0 | 0 | 0 | 0 | 0 | 0 | 0 | 0 | 0 | 0 | 0 | 0 | 0 | 0 | 0 | 1 | 0 | 0 | 0 | 0 | 0 | 0 | 0 | 0 | 0 | 0 | 0 | 0 | 0 | 0 | 0 | 0 | 0 | 0 | 0 | 0 | 0 | 0 | 0 | 0 | 0 | 0 | 0 | 0 | 0 | 0 | 0 | 0 | 0 | 0 | 0 | 0 | 0 | 0 | 0 | 0 | 0 | 0 | 0 | 0 | 0 | 0 | 0 | 0 | 0 | 0 | 0 | 0 | 0 | 0 | 0 | 0 | 0 | 0 | 0 | 0 | 0 | 0 | 0 |  | 0 | 0 | 0 | 0 | 0 | 0 | 0 | 0 | 0 | 0 | 0 | 0 | 0 | 0 | 0 | 0 | 0 | 0 | 0 | 0 | 0 | 0 | 0 | 0 | 0 | 0 | 0 | 0 | 0 | 0 | 0 | 14 | 80 | 20 | 0 | 0 | 0 | 0 | 0 | 0 | 0 | 0 | 0 | 0 | 1 | 1 | 0 | 1 | 0 | 0 | 0 | -2351.0075 | -489.2175 | 933.5648 | Vaca Dixon-Tesla 500kV Line | Vaca Dixon-Tesla 500kV Line | Vaca Dixon-Tesla 500kV Line |  | 0 | 0 | 0 | 0 | 0 | 0 | 6293.9925 | 8155.7825 | 933.5648 | Vaca Dixon-Tesla 500kV Line | Vaca Dixon-Tesla 500kV Line | Vaca Dixon-Tesla 500kV Line |  | 5 | 1 | YES | 2 | 1 | 1 | NO | 1
PG&E Greater Bay Study Area | Salado | 115 | 0 | 0 | 0 | 0 | 0 | 0 | 0 | 0 | 0 | 0 | 0 | 0 | 0 | 0 | 0 | 0 | 0 | 0 | 0 | 0 | 0 | 0 | 0 | 0 | 0 | 0 | 0 | 0 | 0 | 0 | 0 | 0 | 0 | 0 | 0 | 0 | 0 | 0 | 0 | 0 | 0 | 0 | 0 | 0 | 0 | 0 | 0 | 0 | 0 | 0 | 0 | 0 | 0 | 0 | 0 | 0 | 0 | 0 | 0 | 0 | 0 | 0 | 1 | 0 | 0 | 0 | 0 | 0 | 1 | 0 | 0 | 0 | 0 | 0 | 0 | 0 | 0 | 0 | 0 | 0 | 0 | 0 | 0 | 0 | 0 | 0 | 0 | 0 | 0 | 0 | 0 | 0 | 0 | 0 | 0 | 0 | 0 | 0 | 0 | 0 | 0 | 0 | 0 | 0 | 0 | 0 | 0 | 0 |  | 0 | 0 | 0 | 0 | 0 | 0 | 0 | 0 | 0 | 0 | 0 | 0 | 0 | 0 | 0 | 0 | 0 | 0 | 0 | 0 | 0 | 0 | 0 | 0 | 0 | 0 | 0 | 0 | 0 | 0 | 0 | 0 | 0 | 0 | 0 | 0 | 0 | 0 | 0 | 0 | 0 | 0 | 0 | 0 | 0 | 0 | 0 | 0 | 0 | 0 | 0 | 3.859 | 102.156 | 280.6464 | Kasson Jct-Heinz 115 kV line | Kasson Jct-Heinz 115 kV line | Kasson Jct-Heinz 115 kV line |  | 0 | 0 | 0 | 0 | 0 | 0 | 3.859 | 102.156 | 280.6464 | Kasson Jct-Heinz 115 kV line | Kasson Jct-Heinz 115 kV line | Kasson Jct-Heinz 115 kV line |  | 1 | 1 | NO | 1 | 1 | 1 | NO | 1
SDG&E Study Area | Salt Creek | 69 | 0 | 0 | 0 | 0 | 0 | 0 | 0 | 0 | 0 | 0 | 0 | 0 | 0 | 0 | 0 | 0 | 0 | 0 | 0 | 0 | 0 | 0 | 0 | 0 | 0 | 0 | 0 | 0 | 0 | 0 | 0 | 1 | 1 | 1 | 0 | 0 | 0 | 0 | 0 | 0 | 0 | 0 | 0 | 0 | 0 | 0 | 0 | 0 | 0 | 0 | 0 | 0 | 0 | 0 | 0 | 0 | 0 | 0 | 0 | 0 | 0 | 0 | 0 | 0 | 0 | 0 | 0 | 0 | 0 | 0 | 0 | 0 | 0 | 0 | 0 | 0 | 0 | 0 | 0 | 0 | 0 | 0 | 0 | 0 | 0 | 0 | 0 | 0 | 0 | 0 | 0 | 0 | 0 | 0 | 0 | 0 | 0 | 0 | 0 | 0 | 0 | 0 | 0 | 0 | 0 | 0 | 0 | 1 |  | 0 | 0 | 0 | 0 | 0 | 0 | 0 | 0 | 0 | 0 | 0 | 0 | 0 | 0 | 0 | 0 | 0 | 0 | 0 | 0 | 0 | 0 | 0 | 0 | 0 | 0 | 0 | 0 | 0 | 0 | 0 | 0 | 0 | 0 | 0 | 0 | 0 | 0 | 0 | 0 | 0 | 0 | 0 | 0 | 0 | 0 | 1 | 0 | 0 | 0 | 0 | -115.61 | 197.5523 | 296.5564 | Internal San Diego Area constraint | Miguel 69 kV constraint | Miguel 69 kV constraint |  | 0 | 1 | 0 | 0 | 0 | 0 | -115.61 | 197.5523 | 296.5564 | Internal San Diego Area constraint | Miguel 69 kV constraint | Miguel 69 kV constraint |  | 3 | 3 | NO | 3 | 1 | 1 | NO | 1
SCE Eastern Study Area | San Bernardino | 230 | 0 | 0 | 0 | 0 | 0 | 0 | 0 | 0 | 0 | 0 | 0 | 0 | 0 | 0 | 0 | 0 | 0 | 0 | 0 | 0 | 0 | 0 | 0 | 1 | 0 | 1 | 0 | 0 | 0 | 0 | 0 | 0 | 0 | 0 | 0 | 0 | 0 | 0 | 0 | 0 | 0 | 0 | 0 | 0 | 0 | 0 | 0 | 0 | 0 | 0 | 0 | 0 | 0 | 0 | 0 | 0 | 0 | 0 | 0 | 0 | 0 | 0 | 0 | 0 | 0 | 0 | 0 | 0 | 0 | 0 | 0 | 0 | 0 | 0 | 0 | 0 | 0 | 0 | 0 | 0 | 0 | 0 | 0 | 0 | 0 | 0 | 0 | 0 | 0 | 0 | 0 | 0 | 0 | 0 | 0 | 0 | 0 | 0 | 0 | 0 | 0 | 0 | 0 | 0 | 0 | 0 | 0 | 1 |  | 0 | 0 | 0 | 0 | 0 | 0 | 0 | 0 | 0 | 0 | 0 | 0 | 0 | 0 | 0 | 0 | 0 | 0 | 0 | 0 | 0 | 0 | 0 | 0 | 0 | 0 | 0 | 0 | 0 | 0 | 0 | 0 | 0 | 0 | 0 | 0 | 0 | 0 | 0 | 0 | 0 | 0 | 0 | 0 | 0 | 0 | 0 | 0 | 0 | 0 | 0 | 212.9398 | 3776.2867 | 9161.349 | Serrano-Alberhill-Valley Constraint | Serrano-Alberhill-Valley Constraint | Serrano-Alberhill-Valley Constraint |  | 0 | 0 | 0 | 0 | 0 | 0 | 212.9398 | 3776.2867 | 9161.349 | Serrano-Alberhill-Valley Constraint | Serrano-Alberhill-Valley Constraint | Serrano-Alberhill-Valley Constraint |  | 1 | 1 | NO | 1 | 1 | 1 | NO | 1
PG&E Greater Bay Study Area | San Jose B | 115 | 0 | 0 | 0 | 0 | 0 | 0 | 0 | 0 | 0 | 0 | 0 | 0 | 0 | 0 | 0 | 0 | 0 | 0 | 0 | 0 | 0 | 0 | 0 | 0 | 0 | 0 | 0 | 0 | 0 | 0 | 0 | 0 | 0 | 0 | 0 | 0 | 0 | 0 | 0 | 0 | 0 | 0 | 0 | 0 | 0 | 0 | 0 | 0 | 0 | 0 | 0 | 0 | 0 | 0 | 0 | 0 | 0 | 0 | 0 | 0 | 0 | 0 | 0 | 0 | 0 | 0 | 0 | 0 | 0 | 0 | 0 | 0 | 1 | 0 | 0 | 0 | 0 | 0 | 0 | 0 | 0 | 0 | 0 | 0 | 0 | 0 | 0 | 0 | 0 | 0 | 0 | 0 | 0 | 0 | 0 | 0 | 0 | 0 | 0 | 0 | 0 | 0 | 0 | 0 | 0 | 0 | 0 | 0 |  | 0 | 0 | 0 | 0 | 0 | 0 | 0 | 0 | 0 | 0 | 0 | 0 | 0 | 0 | 0 | 0 | 0 | 0 | 0 | 0 | 0 | 0 | 0 | 0 | 0 | 0 | 0 | 0 | 0 | 0 | 0 | 0 | 0 | 0 | 0 | 0 | 0 | 0 | 0 | 0 | 0 | 0 | 0 | 0 | 0 | 1 | 0 | 1 | 0 | 0 | 0 | -349.3 | -18.55 | 975.5 | Morganhill-Metcalf 115kV Line | Morganhill-Metcalf 115kV Line | Morganhill-Metcalf 115kV Line |  | 1 | 0 | 1 | 0 | 0 | 0 | -349.3 | -18.55 | 975.5 | Morganhill-Metcalf 115kV Line | Morganhill-Metcalf 115kV Line | Morganhill-Metcalf 115kV Line |  | 5 | 5 | NO | 5 | 1 | 1 | NO | 1
PG&E Greater Bay Study Area | San Leandro | 115 | 0 | 0 | 0 | 0 | 0 | 0 | 0 | 0 | 0 | 0 | 0 | 0 | 0 | 0 | 0 | 0 | 0 | 0 | 0 | 0 | 0 | 0 | 0 | 0 | 0 | 0 | 0 | 0 | 0 | 0 | 0 | 0 | 0 | 0 | 0 | 0 | 0 | 0 | 0 | 0 | 0 | 0 | 0 | 0 | 0 | 0 | 0 | 0 | 0 | 0 | 0 | 0 | 0 | 0 | 1 | 0 | 0 | 0 | 0 | 0 | 0 | 0 | 0 | 0 | 0 | 0 | 1 | 0 | 0 | 0 | 0 | 0 | 0 | 0 | 0 | 0 | 0 | 0 | 0 | 0 | 0 | 0 | 0 | 0 | 0 | 0 | 0 | 0 | 0 | 0 | 0 | 0 | 0 | 0 | 0 | 0 | 0 | 0 | 0 | 0 | 0 | 0 | 0 | 0 | 0 | 0 | 0 | 1 |  | 0 | 0 | 0 | 0 | 0 | 0 | 0 | 0 | 0 | 0 | 0 | 0 | 0 | 0 | 0 | 0 | 0 | 0 | 0 | 0 | 0 | 0 | 0 | 0 | 0 | 0 | 0 | 0 | 0 | 0 | 0 | 0 | 0 | 0 | 0 | 0 | 0 | 0 | 0 | 0 | 0 | 0 | 0 | 0 | 0 | 0 | 0 | 0 | 0 | 0 | 0 | 960.23 | 956.7188 | 955.764 | Grant - Eastshore #2 line 115 kV | Grant - Eastshore #2 line 115 kV | Grant - Eastshore #2 line 115 kV |  | 0 | 0 | 0 | 0 | 0 | 0 | 960.23 | 956.7188 | 955.764 | Grant - Eastshore #2 line 115 kV | Grant - Eastshore #2 line 115 kV | Grant - Eastshore #2 line 115 kV |  | 1 | 1 | NO | 1 | 1 | 1 | NO | 1
PG&E Kern Study Area | San Luis Obispo | 115 | 0 | 0 | 0 | 0 | 0 | 0 | 0 | 0 | 0 | 0 | 0 | 0 | 0 | 0 | 0 | 0 | 0 | 0 | 0 | 0 | 0 | 0 | 0 | 0 | 0 | 0 | 0 | 0 | 0 | 0 | 0 | 0 | 0 | 0 | 0 | 0 | 0 | 0 | 0 | 0 | 0 | 0 | 0 | 0 | 0 | 0 | 0 | 0 | 0 | 0 | 0 | 0 | 0 | 0 | 0 | 0 | 0 | 0 | 0 | 0 | 0 | 0 | 0 | 0 | 0 | 0 | 0 | 0 | 0 | 0 | 0 | 0 | 0 | 0 | 0 | 0 | 0 | 0 | 0 | 0 | 0 | 0 | 1 | 0 | 0 | 0 | 0 | 0 | 0 | 0 | 0 | 0 | 0 | 0 | 0 | 0 | 0 | 0 | 0 | 0 | 0 | 0 | 0 | 0 | 0 | 0 | 0 | 0 |  | 0 | 0 | 0 | 0 | 0 | 0 | 0 | 0 | 0 | 0 | 0 | 0 | 0 | 0 | 0 | 0 | 0 | 0 | 0 | 0 | 0 | 0 | 0 | 0 | 0 | 0 | 0 | 0 | 0 | 0 | 0 | 11 | 0 | 0 | 0 | 0 | 0 | 0 | 0 | 0 | 0 | 0 | 0 | 0 | 1 | 0 | 0 | 0 | 0 | 0 | 0 | 1017.993 | 982.5404 | 785.5359 | Midway 230/115kV TB #3 | Midway 230/115kV TB #3 | Midway 230/115kV TB #3 |  | 0 | 0 | 0 | 0 | 0 | 0 | 1017.993 | 982.5404 | 785.5359 | Midway 230/115kV TB #3 | Midway 230/115kV TB #3 | Midway 230/115kV TB #3 |  | 1 | 1 | NO | 1 | 1 | 1 | NO | 1
SDG&E Study Area | San Luis Rey | 230 | 0 | 0 | 0 | 0 | 0 | 0 | 0 | 0 | 0 | 0 | 0 | 0 | 0 | 0 | 0 | 0 | 0 | 0 | 0 | 0 | 0 | 0 | 0 | 0 | 0 | 0 | 0 | 0 | 0 | 0 | 0 | 0 | 0 | 0 | 1 | 0 | 1 | 0 | 0 | 0 | 0 | 1 | 0 | 0 | 0 | 0 | 0 | 0 | 0 | 0 | 0 | 0 | 0 | 0 | 0 | 0 | 0 | 0 | 0 | 0 | 0 | 0 | 0 | 0 | 0 | 0 | 0 | 0 | 0 | 0 | 0 | 0 | 0 | 0 | 0 | 0 | 0 | 0 | 0 | 0 | 0 | 0 | 0 | 0 | 0 | 0 | 0 | 0 | 0 | 0 | 0 | 0 | 0 | 0 | 0 | 0 | 0 | 0 | 0 | 0 | 0 | 0 | 0 | 0 | 0 | 0 | 0 | 2 |  | 0 | 0 | 0 | 0 | 0 | 0 | 0 | 0 | 0 | 0 | 0 | 0 | 0 | 0 | 0 | 0 | 0 | 0 | 0 | 0 | 0 | 0 | 0 | 0 | 0 | 0 | 20 | 0 | 0 | 1 | 0 | 0 | 0 | 0 | 0 | 0 | 0 | 0 | 0 | 0 | 0 | 20 | 0 | 0 | 1 | 1 | 2 | 0 | 0 | 0 | 0 | -433.35 | 385.825 | 2523.23 | Talega 230 kV constraint | Talega 230 kV constraint | Encina - San Luis Rey 230 kV constraint |  | 0 | 2 | 0 | 0 | 0 | 0 | -253.91 | 962.25 | 2523.23 | Encina - San Luis Rey 230 kV constraint | Encina - San Luis Rey 230 kV constraint | Encina - San Luis Rey 230 kV constraint |  | 5 | 4 | YES | 4 | 1 | 1 | NO | 1
SDG&E Study Area | San Onofre | 230 | 0 | 0 | 0 | 0 | 0 | 0 | 0 | 0 | 0 | 0 | 0 | 0 | 0 | 0 | 0 | 0 | 0 | 0 | 0 | 0 | 0 | 0 | 0 | 0 | 0 | 0 | 0 | 0 | 0 | 1 | 0 | 0 | 0 | 0 | 0 | 0 | 0 | 0 | 0 | 0 | 0 | 1 | 1 | 0 | 0 | 0 | 0 | 0 | 0 | 0 | 0 | 0 | 0 | 0 | 0 | 0 | 0 | 0 | 0 | 0 | 0 | 0 | 0 | 0 | 0 | 0 | 0 | 0 | 0 | 0 | 0 | 0 | 0 | 0 | 0 | 0 | 0 | 0 | 0 | 0 | 0 | 0 | 0 | 0 | 0 | 0 | 0 | 0 | 0 | 0 | 0 | 0 | 0 | 0 | 0 | 0 | 0 | 0 | 0 | 0 | 0 | 0 | 0 | 0 | 0 | 0 | 0 | 0 |  | 0 | 0 | 0 | 0 | 0 | 0 | 0 | 0 | 0 | 0 | 0 | 0 | 0 | 0 | 0 | 0 | 0 | 0 | 0 | 0 | 0 | 0 | 0 | 0 | 0 | 0 | 0 | 0 | 0 | 0 | 0 | 0 | 0 | 0 | 0 | 0 | 0 | 0 | 0 | 0 | 0 | 0 | 0 | 0 | 0 | 1 | 0 | 0 | 0 | 0 | 0 | -433.35 | 326 | 851 | Talega 230 kV constraint | Trabuco-Capistrano 138 kV constraint | Trabuco-Capistrano 138 kV constraint |  | 0 | 0 | 0 | 0 | 0 | 0 | 151 | 326 | 851 | Trabuco-Capistrano 138 kV constraint | Trabuco-Capistrano 138 kV constraint | Trabuco-Capistrano 138 kV constraint |  | 5 | 1 | YES | 2 | 1 | 1 | NO | 1
PG&E Greater Bay Study Area | San Pablo Sub | 115 | 0 | 0 | 0 | 0 | 0 | 0 | 0 | 0 | 0 | 0 | 0 | 0 | 0 | 0 | 0 | 0 | 0 | 0 | 0 | 0 | 0 | 0 | 0 | 0 | 0 | 0 | 0 | 0 | 0 | 0 | 0 | 0 | 0 | 0 | 0 | 0 | 0 | 0 | 0 | 0 | 0 | 0 | 0 | 0 | 0 | 0 | 0 | 0 | 0 | 0 | 0 | 0 | 0 | 0 | 1 | 0 | 0 | 0 | 0 | 0 | 0 | 0 | 0 | 0 | 0 | 0 | 1 | 0 | 0 | 0 | 0 | 0 | 0 | 0 | 0 | 0 | 0 | 0 | 0 | 0 | 0 | 0 | 0 | 0 | 0 | 0 | 0 | 0 | 0 | 0 | 0 | 0 | 0 | 0 | 0 | 0 | 0 | 0 | 0 | 0 | 0 | 0 | 0 | 0 | 0 | 0 | 0 | 1 |  | 0 | 0 | 0 | 0 | 0 | 0 | 0 | 0 | 0 | 0 | 0 | 0 | 0 | 0 | 0 | 0 | 0 | 0 | 0 | 0 | 0 | 0 | 0 | 0 | 0 | 0 | 0 | 0 | 0 | 0 | 0 | 0 | 0 | 0 | 0 | 0 | 0 | 0 | 0 | 0 | 0 | 0 | 0 | 0 | 0 | 0 | 0 | 0 | 0 | 0 | 0 | 960.23 | 956.7188 | 955.764 | Grant - Eastshore #2 line 115 kV | Grant - Eastshore #2 line 115 kV | Grant - Eastshore #2 line 115 kV |  | 0 | 0 | 0 | 0 | 0 | 0 | 960.23 | 956.7188 | 955.764 | Grant - Eastshore #2 line 115 kV | Grant - Eastshore #2 line 115 kV | Grant - Eastshore #2 line 115 kV |  | 1 | 1 | NO | 1 | 1 | 1 | NO | 1
PG&E Greater Bay Study Area | San Ramon | 230 | 0 | 0 | 0 | 0 | 0 | 0 | 0 | 0 | 0 | 0 | 0 | 0 | 0 | 0 | 0 | 0 | 0 | 0 | 0 | 0 | 0 | 0 | 0 | 0 | 0 | 0 | 0 | 0 | 0 | 0 | 0 | 0 | 0 | 0 | 0 | 0 | 0 | 0 | 0 | 0 | 0 | 0 | 0 | 0 | 1 | 0 | 0 | 0 | 0 | 0 | 0 | 0 | 0 | 0 | 0 | 1 | 0 | 1 | 1 | 1 | 0 | 0 | 0 | 1 | 1 | 0 | 0 | 0 | 0 | 0 | 0 | 0 | 0 | 1 | 0 | 0 | 0 | 0 | 0 | 0 | 0 | 0 | 0 | 0 | 0 | 0 | 0 | 0 | 0 | 0 | 0 | 0 | 0 | 0 | 0 | 0 | 0 | 0 | 0 | 0 | 0 | 0 | 0 | 0 | 0 | 0 | 0 | 2 |  | 0 | 0 | 0 | 0 | 0 | 0 | 0 | 0 | 0 | 0 | 0 | 0 | 0 | 0 | 0 | 0 | 0 | 0 | 0 | 0 | 0 | 0 | 0 | 0 | 0 | 0 | 0 | 0 | 0 | 0 | 0 | 0 | 0 | 0 | 0 | 0 | 0 | 0 | 1.9 | 0 | 0 | 0 | 0 | 0 | 1 | 2 | 0 | 1 | 0 | 0 | 0 | -2351.0075 | -489.2175 | 796.7913 | Vaca Dixon-Tesla 500kV Line | Vaca Dixon-Tesla 500kV Line | Windmaster-Delta pumps 230 kV line |  | 1 | 0 | 0 | 0 | 0 | 0 | -278.2328 | 283.5403 | 796.7913 | Windmaster-Delta pumps 230 kV line | Windmaster-Delta pumps 230 kV line | Windmaster-Delta pumps 230 kV line |  | 5 | 5 | NO | 5 | 1 | 1 | NO | 1
SCE North of Lugo Study Area | Sandlot | 230 | 0 | 0 | 0 | 0 | 0 | 0 | 0 | 0 | 0 | 0 | 0 | 0 | 0 | 0 | 1 | 1 | 1 | 0 | 0 | 0 | 0 | 0 | 0 | 0 | 0 | 0 | 0 | 0 | 0 | 0 | 0 | 0 | 0 | 0 | 0 | 0 | 0 | 0 | 0 | 0 | 0 | 0 | 0 | 0 | 0 | 0 | 0 | 0 | 0 | 0 | 0 | 0 | 0 | 0 | 0 | 0 | 0 | 0 | 0 | 0 | 0 | 0 | 0 | 0 | 0 | 0 | 0 | 0 | 0 | 0 | 0 | 0 | 0 | 0 | 0 | 0 | 0 | 0 | 0 | 0 | 0 | 0 | 0 | 0 | 0 | 0 | 0 | 0 | 0 | 0 | 0 | 0 | 0 | 0 | 0 | 0 | 0 | 0 | 0 | 0 | 0 | 0 | 0 | 0 | 0 | 0 | 0 | 3 |  | 0 | 0 | 0 | 0 | 0 | 0 | 0 | 0 | 0 | 0 | 0 | 0 | 0 | 0 | 0 | 0 | 0 | 0 | 0 | 0 | 0 | 0 | 0 | 0 | 0 | 0 | 0 | 0 | 0 | 0 | 0 | 0 | 0 | 0 | 0 | 0 | 0 | 0 | 0 | 0 | 0 | 0 | 0 | 0 | 0 | 0 | 0 | 0 | 0 | 0 | 0 | 1060.032 | 1388.529 | 642.42 | Lugo Transformer Area Constraint | Lugo Transformer Area Constraint | Lugo Transformer Area Constraint |  | 0 | 0 | 0 | 0 | 0 | 0 | 1060.032 | 1388.529 | 642.42 | Lugo Transformer Area Constraint | Lugo Transformer Area Constraint | Lugo Transformer Area Constraint |  | 1 | 1 | NO | 1 | 1 | 1 | NO | 1
East of Pisgah Study Area | Sandy | 138 | 0 | 0 | 0 | 0 | 0 | 0 | 0 | 0 | 0 | 0 | 0 | 0 | 0 | 0 | 0 | 0 | 0 | 0 | 0 | 1 | 0 | 1 | 0 | 0 | 0 | 0 | 0 | 1 | 1 | 0 | 0 | 0 | 0 | 0 | 0 | 0 | 0 | 0 | 0 | 0 | 0 | 0 | 0 | 0 | 0 | 0 | 0 | 0 | 0 | 0 | 0 | 0 | 0 | 0 | 0 | 0 | 0 | 0 | 0 | 0 | 0 | 0 | 0 | 0 | 0 | 0 | 0 | 0 | 0 | 0 | 0 | 0 | 0 | 0 | 0 | 0 | 0 | 0 | 0 | 0 | 0 | 0 | 0 | 0 | 0 | 0 | 0 | 0 | 0 | 0 | 0 | 0 | 0 | 0 | 0 | 0 | 0 | 0 | 0 | 0 | 0 | 0 | 0 | 0 | 0 | 0 | 0 | 3 |  | 0 | 0 | 0 | 0 | 0 | 0 | 0 | 0 | 0 | 0 | 0 | 0 | 0 | 0 | 0 | 0 | 0 | 0 | 0 | 0 | 0 | 0 | 0 | 0 | 0 | 0 | 0 | 0 | 0 | 0 | 0 | 0 | 0 | 0 | 0 | 0 | 0 | 0 | 0 | 0 | 0 | 0 | 0 | 0 | 0 | 1 | 3 | 0 | 0 | 0 | 0 | -4938.497 | 19.5125 | 1115.45 | Devers-Red Bluff Constraint | Devers-Red Bluff Constraint | GLW 230kV area constraint |  | 0 | 3 | 0 | 0 | 0 | 0 | -4938.497 | 19.5125 | 1115.45 | Devers-Red Bluff Constraint | Devers-Red Bluff Constraint | GLW 230kV area constraint |  | 5 | 4 | YES | 4 | 1 | 1 | NO | 1
PG&E Fresno Study Area | Sanger | 115 | 0 | 0 | 0 | 0 | 0 | 0 | 0 | 0 | 0 | 0 | 0 | 0 | 0 | 0 | 0 | 0 | 0 | 0 | 0 | 0 | 0 | 0 | 0 | 0 | 0 | 0 | 0 | 0 | 0 | 0 | 0 | 0 | 0 | 0 | 0 | 0 | 0 | 0 | 0 | 0 | 0 | 0 | 0 | 0 | 0 | 0 | 0 | 0 | 0 | 0 | 1 | 0 | 0 | 0 | 0 | 0 | 0 | 0 | 0 | 0 | 0 | 0 | 0 | 0 | 0 | 0 | 0 | 0 | 0 | 0 | 0 | 0 | 0 | 0 | 0 | 0 | 1 | 0 | 0 | 0 | 0 | 0 | 0 | 0 | 0 | 1 | 1 | 0 | 1 | 1 | 1 | 1 | 1 | 1 | 0 | 1 | 0 | 0 | 1 | 0 | 0 | 1 | 0 | 0 | 0 | 0 | 0 | 4 |  | 0 | 0 | 0 | 0 | 0 | 0 | 0 | 0 | 0 | 0 | 0 | 0 | 0 | 0 | 0 | 0 | 3 | 0 | 0 | 0 | 0 | 0 | 0 | 0 | 0 | 0 | 0 | 0 | 0 | 1 | 0 | 3 | 0 | 0 | 0 | 0 | 0 | 0 | 2 | 0 | 0 | 0 | 0 | 0 | 1 | 6 | 0 | 5 | 0 | 3 | 0 | -3595.555 | -2599.731 | -1460.1318 | Midway-Q2005 230kV Line | Midway-Q2005 230kV Line | Midway-Q2005 230kV Line |  | 0 | 1 | 0 | 0 | 0 | 2 | -86.8335 | 370.087 | -498.1318 | Bellota-Weber 230kV line | Oro Loma-El Nido 115kV Line | Midway-Q2005 230kV Line |  | 5 | 3 | YES | 3 | 5 | 4 | YES | 4
SCE Northern Area | Santa Clara | 230 | 0 | 0 | 1 | 0 | 1 | 0 | 1 | 0 | 0 | 0 | 0 | 0 | 0 | 0 | 0 | 0 | 0 | 0 | 0 | 0 | 0 | 0 | 0 | 0 | 0 | 0 | 0 | 0 | 1 | 0 | 0 | 0 | 0 | 0 | 0 | 0 | 0 | 0 | 0 | 0 | 0 | 0 | 0 | 0 | 0 | 0 | 0 | 0 | 0 | 0 | 0 | 0 | 0 | 0 | 0 | 0 | 0 | 0 | 0 | 0 | 0 | 0 | 0 | 0 | 0 | 0 | 0 | 0 | 0 | 0 | 0 | 0 | 0 | 0 | 0 | 0 | 0 | 0 | 0 | 0 | 0 | 0 | 0 | 0 | 0 | 0 | 0 | 0 | 0 | 0 | 0 | 0 | 0 | 0 | 0 | 0 | 0 | 0 | 0 | 0 | 0 | 0 | 0 | 0 | 0 | 0 | 0 | 0 |  | 0 | 0 | 0 | 0 | 0 | 0 | 0 | 0 | 0 | 0 | 0 | 30 | 0 | 0 | 1 | 0 | 0 | 0 | 0 | 0 | 0 | 0 | 0 | 0 | 0 | 0 | 15 | 0 | 0 | 1 | 0 | 0 | 0 | 0 | 0 | 0 | 0 | 0 | 0 | 0 | 0 | 15 | 0 | 0 | 1 | 2 | 0 | 1 | 0 | 0 | 0 | -4066.4708 | -34.6371 | 1455.259 | Lugo - Victorville area constraint | South of Magunden Constraint | South of Magunden Constraint |  | 1 | 0 | 1 | 0 | 0 | 0 | -596.4338 | -34.6371 | 1455.259 | South of Magunden Constraint | South of Magunden Constraint | South of Magunden Constraint |  | 5 | 5 | NO | 5 | 1 | 1 | NO | 1
PG&E North of Greater Bay Study Area | Santa Rosa | 115 | 0 | 0 | 0 | 0 | 0 | 0 | 0 | 0 | 0 | 0 | 0 | 0 | 0 | 0 | 0 | 0 | 0 | 0 | 0 | 0 | 0 | 0 | 0 | 0 | 0 | 0 | 0 | 0 | 0 | 0 | 0 | 0 | 0 | 0 | 0 | 0 | 0 | 0 | 0 | 0 | 0 | 0 | 0 | 1 | 1 | 0 | 1 | 0 | 0 | 0 | 0 | 0 | 0 | 0 | 0 | 0 | 1 | 1 | 1 | 1 | 1 | 0 | 0 | 0 | 1 | 0 | 0 | 0 | 0 | 0 | 0 | 0 | 0 | 1 | 1 | 0 | 0 | 0 | 0 | 0 | 0 | 0 | 0 | 0 | 0 | 0 | 0 | 0 | 0 | 0 | 0 | 0 | 0 | 0 | 0 | 0 | 0 | 0 | 0 | 0 | 0 | 0 | 0 | 0 | 0 | 0 | 0 | 2 |  | 0 | 0 | 0 | 0 | 0 | 0 | 0 | 0 | 0 | 0 | 0 | 0 | 0 | 0 | 0 | 0 | 0 | 0 | 0 | 0 | 0 | 0 | 0 | 0 | 0 | 0 | 0 | 0 | 0 | 0 | 0 | 0 | 0 | 0 | 0 | 0 | 0 | 0 | 0 | 0 | 0 | 0 | 0 | 0 | 0 | 3 | 0 | 2 | 0 | 0 | 0 | -2351.0075 | -489.2175 | 316.3825 | Vaca Dixon-Tesla 500kV Line | Vaca Dixon-Tesla 500kV Line | Birds Landing-Contra Costa 230kV Line |  | 2 | 0 | 1 | 0 | 0 | 0 | -598.6387 | -51.5186 | 316.3825 | Birds Landing-Contra Costa 230kV Line | Birds Landing-Contra Costa 230kV Line | Birds Landing-Contra Costa 230kV Line |  | 5 | 5 | NO | 5 | 1 | 1 | NO | 1
PG&E Greater Bay Study Area | Santa Teresa | 115 | 0 | 0 | 0 | 0 | 0 | 0 | 0 | 0 | 0 | 0 | 0 | 0 | 0 | 0 | 0 | 0 | 0 | 0 | 0 | 0 | 0 | 0 | 0 | 0 | 0 | 0 | 0 | 0 | 0 | 0 | 0 | 0 | 0 | 0 | 0 | 0 | 0 | 0 | 0 | 0 | 0 | 0 | 0 | 0 | 0 | 0 | 0 | 0 | 0 | 0 | 0 | 0 | 0 | 0 | 0 | 0 | 0 | 0 | 0 | 0 | 1 | 0 | 0 | 0 | 1 | 0 | 0 | 0 | 0 | 0 | 0 | 1 | 0 | 0 | 0 | 0 | 0 | 0 | 0 | 0 | 0 | 0 | 0 | 0 | 0 | 0 | 0 | 0 | 0 | 0 | 0 | 0 | 0 | 0 | 0 | 0 | 0 | 0 | 0 | 0 | 0 | 0 | 0 | 0 | 0 | 0 | 0 | 1 |  | 0 | 0 | 0 | 0 | 0 | 0 | 0 | 0 | 0 | 0 | 0 | 0 | 0 | 0 | 0 | 0 | 0 | 0 | 0 | 0 | 0 | 0 | 0 | 0 | 0 | 0 | 0 | 0 | 0 | 0 | 0 | 0 | 0 | 0 | 0 | 0 | 0 | 0 | 0 | 0 | 0 | 0 | 0 | 0 | 0 | 0 | 0 | 0 | 0 | 0 | 0 | 435.3067 | 2205.9927 | 5900.7877 | Tesla-Bellota 230 kV line | Tesla-Bellota 230 kV line | Tesla-Bellota 230 kV line |  | 0 | 0 | 0 | 0 | 0 | 0 | 435.3067 | 2205.9927 | 5900.7877 | Tesla-Bellota 230 kV line | Tesla-Bellota 230 kV line | Tesla-Bellota 230 kV line |  | 1 | 1 | NO | 1 | 1 | 1 | NO | 1
SDG&E Study Area | Santee | 138 | 0 | 0 | 0 | 0 | 0 | 0 | 0 | 0 | 0 | 0 | 0 | 0 | 0 | 0 | 0 | 0 | 0 | 0 | 0 | 0 | 0 | 0 | 0 | 0 | 0 | 0 | 0 | 0 | 0 | 0 | 0 | 0 | 1 | 0 | 0 | 0 | 0 | 0 | 0 | 0 | 0 | 0 | 0 | 0 | 0 | 0 | 0 | 0 | 0 | 0 | 0 | 0 | 0 | 0 | 0 | 0 | 0 | 0 | 0 | 0 | 0 | 0 | 0 | 0 | 0 | 0 | 0 | 0 | 0 | 0 | 0 | 0 | 0 | 0 | 0 | 0 | 0 | 0 | 0 | 0 | 0 | 0 | 0 | 0 | 0 | 0 | 0 | 0 | 0 | 0 | 0 | 0 | 0 | 0 | 0 | 0 | 0 | 0 | 0 | 0 | 0 | 0 | 0 | 0 | 0 | 0 | 0 | 1 |  | 0 | 0 | 0 | 0 | 0 | 0 | 0 | 0 | 0 | 0 | 0 | 0 | 0 | 0 | 0 | 0 | 0 | 0 | 0 | 0 | 0 | 0 | 0 | 0 | 0 | 0 | 0 | 0 | 0 | 0 | 0 | 0 | 0 | 0 | 0 | 0 | 0 | 0 | 0 | 0 | 0 | 0 | 0 | 0 | 0 | 0 | 1 | 0 | 0 | 0 | 0 | -115.61 | 1099.475 | 1895.33 | Internal San Diego Area constraint | Internal San Diego Area constraint | Internal San Diego Area constraint |  | 0 | 1 | 0 | 0 | 0 | 0 | -115.61 | 1099.475 | 1895.33 | Internal San Diego Area constraint | Internal San Diego Area constraint | Internal San Diego Area constraint |  | 3 | 3 | NO | 3 | 1 | 1 | NO | 1
SCE Metro Study Area | Santiago | 230 | 0 | 0 | 0 | 0 | 0 | 0 | 0 | 0 | 0 | 0 | 0 | 0 | 1 | 0 | 0 | 0 | 0 | 0 | 0 | 0 | 0 | 0 | 0 | 0 | 0 | 0 | 0 | 0 | 0 | 0 | 0 | 0 | 0 | 0 | 0 | 0 | 0 | 0 | 0 | 0 | 0 | 0 | 0 | 0 | 0 | 0 | 0 | 0 | 0 | 0 | 0 | 0 | 0 | 0 | 0 | 0 | 0 | 0 | 0 | 0 | 0 | 0 | 0 | 0 | 0 | 0 | 0 | 0 | 0 | 0 | 0 | 0 | 0 | 0 | 0 | 0 | 0 | 0 | 0 | 0 | 0 | 0 | 0 | 0 | 0 | 0 | 0 | 0 | 0 | 0 | 0 | 0 | 0 | 0 | 0 | 0 | 0 | 0 | 0 | 0 | 0 | 0 | 0 | 0 | 0 | 0 | 0 | 0 |  | 0 | 0 | 0 | 0 | 0 | 0 | 0 | 0 | 0 | 0 | 0 | 0 | 0 | 0 | 0 | 0 | 0 | 0 | 0 | 0 | 0 | 0 | 0 | 0 | 0 | 0 | 0 | 0 | 0 | 0 | 0 | 0 | 0 | 0 | 0 | 0 | 0 | 0 | 0 | 0 | 0 | 0 | 0 | 0 | 0 | 0 | 0 | 0 | 0 | 0 | 0 | 11259.896 | 12479.932 | 16166.72 | SCE Metro Area Default Constraint | SCE Metro Area Default Constraint | SCE Metro Area Default Constraint |  | 0 | 0 | 0 | 0 | 0 | 0 | 11259.896 | 12479.932 | 16166.72 | SCE Metro Area Default Constraint | SCE Metro Area Default Constraint | SCE Metro Area Default Constraint |  | 1 | 1 | NO | 1 | 1 | 1 | NO | 1
PG&E Greater Bay Study Area | Saratoga | 230 | 0 | 0 | 0 | 0 | 0 | 0 | 0 | 0 | 0 | 0 | 0 | 0 | 0 | 0 | 0 | 0 | 0 | 0 | 0 | 0 | 0 | 0 | 0 | 0 | 0 | 0 | 0 | 0 | 0 | 0 | 0 | 0 | 0 | 0 | 0 | 0 | 0 | 0 | 0 | 0 | 0 | 0 | 0 | 0 | 0 | 0 | 0 | 0 | 0 | 0 | 0 | 0 | 0 | 0 | 0 | 0 | 0 | 1 | 0 | 0 | 1 | 0 | 0 | 0 | 1 | 0 | 0 | 0 | 0 | 0 | 0 | 1 | 0 | 0 | 0 | 0 | 0 | 0 | 0 | 0 | 0 | 0 | 0 | 0 | 0 | 0 | 0 | 0 | 0 | 0 | 0 | 0 | 0 | 0 | 0 | 0 | 0 | 0 | 0 | 0 | 0 | 0 | 0 | 0 | 0 | 0 | 0 | 2 |  | 0 | 0 | 0 | 0 | 0 | 0 | 0 | 0 | 0 | 0 | 0 | 0 | 0 | 0 | 0 | 0 | 0 | 0 | 0 | 0 | 0 | 0 | 0 | 0 | 0 | 0 | 0 | 0 | 0 | 0 | 0 | 0 | 0 | 0 | 0 | 0 | 0 | 0 | 0 | 0 | 0 | 0 | 0 | 0 | 0 | 0 | 0 | 0 | 0 | 0 | 0 | 435.3067 | 2205.9927 | 5523.0604 | Tesla-Bellota 230 kV line | Tesla-Bellota 230 kV line | Sobrante-Moraga 230 kV line |  | 0 | 0 | 0 | 0 | 0 | 0 | 435.3067 | 2205.9927 | 5523.0604 | Tesla-Bellota 230 kV line | Tesla-Bellota 230 kV line | Sobrante-Moraga 230 kV line |  | 1 | 1 | NO | 1 | 1 | 1 | NO | 1
SCE Northern Area | Saugus | 230 | 0 | 0 | 0 | 0 | 0 | 0 | 0 | 0 | 0 | 0 | 0 | 0 | 0 | 0 | 0 | 0 | 0 | 0 | 0 | 0 | 0 | 0 | 0 | 0 | 0 | 0 | 0 | 0 | 1 | 0 | 0 | 0 | 0 | 0 | 0 | 0 | 0 | 0 | 0 | 0 | 0 | 0 | 0 | 0 | 0 | 0 | 0 | 0 | 0 | 0 | 0 | 0 | 0 | 0 | 0 | 0 | 0 | 0 | 0 | 0 | 0 | 0 | 0 | 0 | 0 | 0 | 0 | 0 | 0 | 0 | 0 | 0 | 0 | 0 | 0 | 0 | 0 | 0 | 0 | 0 | 0 | 0 | 0 | 0 | 0 | 0 | 0 | 0 | 0 | 0 | 0 | 0 | 0 | 0 | 0 | 0 | 0 | 0 | 0 | 0 | 0 | 0 | 0 | 0 | 0 | 0 | 0 | 0 |  | 0 | 0 | 0 | 0 | 0 | 0 | 0 | 0 | 0 | 0 | 0 | 0 | 0 | 0 | 0 | 0 | 0 | 0 | 0 | 0 | 0 | 0 | 0 | 0 | 0 | 0 | 0 | 0 | 0 | 0 | 0 | 0 | 0 | 0 | 0 | 0 | 0 | 0 | 0 | 0 | 0 | 0 | 0 | 0 | 0 | 1 | 0 | 0 | 0 | 0 | 0 | -4066.4708 | 1431.2454 | 2279.042 | Lugo - Victorville area constraint | Lugo - Victorville area constraint | Lugo - Victorville area constraint |  | 0 | 0 | 0 | 0 | 0 | 0 | 2733.5292 | 8231.2454 | 9079.042 | Lugo - Victorville area constraint | Lugo - Victorville area constraint | Lugo - Victorville area constraint |  | 5 | 1 | YES | 2 | 1 | 1 | NO | 1
PG&E Fresno Study Area | Schindler | 115 | 0 | 0 | 0 | 0 | 0 | 0 | 0 | 0 | 0 | 0 | 0 | 0 | 0 | 0 | 0 | 0 | 0 | 0 | 0 | 0 | 0 | 0 | 0 | 0 | 0 | 0 | 0 | 0 | 0 | 0 | 0 | 0 | 0 | 0 | 0 | 0 | 0 | 0 | 0 | 0 | 0 | 0 | 0 | 0 | 0 | 0 | 0 | 0 | 0 | 0 | 0 | 0 | 0 | 0 | 0 | 0 | 0 | 0 | 0 | 0 | 0 | 0 | 0 | 0 | 0 | 0 | 0 | 0 | 0 | 0 | 0 | 0 | 0 | 0 | 0 | 0 | 0 | 0 | 0 | 0 | 0 | 0 | 0 | 0 | 0 | 0 | 0 | 0 | 0 | 0 | 0 | 0 | 0 | 0 | 0 | 0 | 0 | 0 | 0 | 0 | 0 | 0 | 0 | 0 | 0 | 1 | 0 | 0 |  | 0 | 0 | 0 | 0 | 0 | 0 | 0 | 0 | 0 | 0 | 0 | 0 | 0 | 0 | 0 | 0 | 0 | 0 | 0 | 0 | 0 | 0 | 0 | 0 | 0 | 0 | 0 | 0 | 0 | 0 | 0 | 0 | 0 | 0 | 0 | 0 | 0 | 0 | 2 | 0 | 100 | 0 | 40 | 0 | 1 | 0 | 1 | 0 | 1 | 1 | 0 | -929.957 | -436.0987 | -1096.0125 | Moss Landing-Las Aguilas 230 kV Line | Moss Landing-Las Aguilas 230 kV Line | Moss Landing-Las Aguilas 230 kV Line |  | 0 | 1 | 0 | 1 | 0 | 0 | -929.957 | -436.0987 | 663.9875 | Moss Landing-Las Aguilas 230 kV Line | Moss Landing-Las Aguilas 230 kV Line | Moss Landing-Las Aguilas 230 kV Line |  | 4 | 4 | NO | 4 | 5 | 1 | YES | 2
PG&E Greater Bay Study Area | Schulte | 115 | 0 | 0 | 0 | 0 | 0 | 0 | 0 | 0 | 0 | 0 | 0 | 0 | 0 | 0 | 0 | 0 | 0 | 0 | 0 | 0 | 0 | 0 | 0 | 0 | 0 | 0 | 0 | 0 | 0 | 0 | 0 | 0 | 0 | 0 | 0 | 0 | 0 | 0 | 0 | 0 | 0 | 0 | 0 | 0 | 0 | 0 | 0 | 0 | 0 | 1 | 1 | 0 | 0 | 0 | 0 | 0 | 0 | 0 | 0 | 0 | 0 | 0 | 1 | 0 | 1 | 0 | 0 | 0 | 1 | 0 | 0 | 0 | 0 | 1 | 0 | 0 | 0 | 0 | 0 | 0 | 0 | 0 | 0 | 0 | 0 | 0 | 0 | 0 | 0 | 0 | 0 | 0 | 0 | 0 | 0 | 0 | 0 | 0 | 0 | 0 | 0 | 0 | 0 | 0 | 0 | 0 | 0 | 0 |  | 0 | 0 | 0 | 0 | 0 | 0 | 0 | 0 | 0 | 0 | 0 | 0 | 0 | 0 | 0 | 0 | 0 | 0 | 0 | 0 | 0 | 0 | 0 | 0 | 0 | 0 | 0 | 0 | 0 | 0 | 0 | 0 | 0 | 0 | 0 | 0 | 0 | 0 | 0 | 0 | 0 | 0 | 0 | 0 | 0 | 2 | 0 | 1 | 0 | 0 | 0 | -546.8335 | -81.6095 | 87.41 | Bellota-Weber 230kV line | Rocklin-Pleaseant grove 115kV line | Rocklin-Pleaseant grove 115kV line |  | 0 | 1 | 0 | 0 | 0 | 0 | -86.8335 | 102.156 | 87.41 | Bellota-Weber 230kV line | Kasson Jct-Heinz 115 kV line | Rocklin-Pleaseant grove 115kV line |  | 5 | 3 | YES | 3 | 1 | 1 | NO | 1
PG&E Kern Study Area | Semitropic | 115 | 0 | 0 | 0 | 0 | 0 | 0 | 0 | 0 | 0 | 0 | 0 | 0 | 0 | 0 | 0 | 0 | 0 | 0 | 0 | 0 | 0 | 0 | 0 | 0 | 0 | 0 | 0 | 0 | 0 | 0 | 0 | 0 | 0 | 0 | 0 | 0 | 0 | 0 | 0 | 0 | 0 | 0 | 0 | 0 | 0 | 0 | 0 | 0 | 0 | 0 | 0 | 0 | 0 | 0 | 0 | 0 | 0 | 0 | 0 | 0 | 0 | 0 | 0 | 0 | 0 | 0 | 0 | 0 | 0 | 0 | 0 | 0 | 0 | 0 | 0 | 1 | 1 | 1 | 1 | 0 | 0 | 0 | 1 | 1 | 0 | 0 | 1 | 1 | 0 | 0 | 0 | 0 | 0 | 0 | 0 | 0 | 0 | 0 | 0 | 0 | 0 | 0 | 0 | 0 | 0 | 0 | 0 | 0 |  | 0 | 0 | 0 | 0 | 0 | 0 | 0 | 0 | 0 | 0 | 0 | 0 | 0 | 0 | 0 | 0 | 0 | 0 | 0 | 0 | 0 | 0 | 0 | 4.66 | 0 | 0 | 0 | 0 | 0 | 1 | 0 | 0 | 0 | 0 | 0 | 0 | 0 | 0 | 4.66 | 0 | 0 | 0 | 0 | 0 | 1 | 3 | 0 | 3 | 0 | 2 | 0 | -3595.555 | -2599.731 | -1460.1318 | Midway-Q2005 230kV Line | Midway-Q2005 230kV Line | Midway-Q2005 230kV Line |  | 0 | 0 | 0 | 0 | 0 | 2 | 39.518 | 0.14008 | -498.1318 | Semitropic-Midway 115kV Line | Semitropic-Midway 115kV Line | Midway-Q2005 230kV Line |  | 5 | 1 | YES | 2 | 5 | 4 | YES | 4
SCE Metro Study Area | Serrano | 500 | 0 | 0 | 0 | 0 | 0 | 0 | 0 | 0 | 0 | 0 | 0 | 0 | 1 | 0 | 0 | 0 | 0 | 0 | 0 | 0 | 0 | 0 | 0 | 0 | 0 | 0 | 0 | 0 | 0 | 0 | 0 | 0 | 0 | 0 | 0 | 0 | 0 | 0 | 0 | 0 | 0 | 0 | 0 | 0 | 0 | 0 | 0 | 0 | 0 | 0 | 0 | 0 | 0 | 0 | 0 | 0 | 0 | 0 | 0 | 0 | 0 | 0 | 0 | 0 | 0 | 0 | 0 | 0 | 0 | 0 | 0 | 0 | 0 | 0 | 0 | 0 | 0 | 0 | 0 | 0 | 0 | 0 | 0 | 0 | 0 | 0 | 0 | 0 | 0 | 0 | 0 | 0 | 0 | 0 | 0 | 0 | 0 | 0 | 0 | 0 | 0 | 0 | 0 | 0 | 0 | 0 | 0 | 0 |  | 0 | 0 | 0 | 0 | 0 | 0 | 0 | 0 | 0 | 0 | 0 | 0 | 0 | 0 | 0 | 0 | 0 | 0 | 0 | 0 | 0 | 0 | 0 | 0 | 0 | 0 | 0 | 0 | 0 | 0 | 0 | 0 | 0 | 0 | 0 | 0 | 0 | 0 | 0 | 0 | 0 | 0 | 0 | 0 | 0 | 0 | 0 | 0 | 0 | 0 | 0 | 11259.896 | 12479.932 | 16166.72 | SCE Metro Area Default Constraint | SCE Metro Area Default Constraint | SCE Metro Area Default Constraint |  | 0 | 0 | 0 | 0 | 0 | 0 | 11259.896 | 12479.932 | 16166.72 | SCE Metro Area Default Constraint | SCE Metro Area Default Constraint | SCE Metro Area Default Constraint |  | 1 | 1 | NO | 1 | 1 | 1 | NO | 1
SCE Metro Study Area | Serrano | 230 | 0 | 0 | 0 | 0 | 0 | 0 | 0 | 0 | 0 | 0 | 0 | 0 | 1 | 0 | 0 | 0 | 0 | 0 | 0 | 0 | 0 | 0 | 0 | 0 | 0 | 0 | 0 | 0 | 0 | 0 | 0 | 0 | 0 | 0 | 0 | 0 | 0 | 0 | 0 | 0 | 0 | 0 | 0 | 0 | 0 | 0 | 0 | 0 | 0 | 0 | 0 | 0 | 0 | 0 | 0 | 0 | 0 | 0 | 0 | 0 | 0 | 0 | 0 | 0 | 0 | 0 | 0 | 0 | 0 | 0 | 0 | 0 | 0 | 0 | 0 | 0 | 0 | 0 | 0 | 0 | 0 | 0 | 0 | 0 | 0 | 0 | 0 | 0 | 0 | 0 | 0 | 0 | 0 | 0 | 0 | 0 | 0 | 0 | 0 | 0 | 0 | 0 | 0 | 0 | 0 | 0 | 0 | 0 |  | 0 | 0 | 0 | 0 | 0 | 0 | 0 | 0 | 0 | 0 | 0 | 0 | 0 | 0 | 0 | 0 | 0 | 0 | 0 | 0 | 0 | 0 | 0 | 0 | 0 | 0 | 0 | 0 | 0 | 0 | 0 | 0 | 0 | 0 | 0 | 0 | 0 | 0 | 0 | 0 | 0 | 0 | 0 | 0 | 0 | 0 | 0 | 0 | 0 | 0 | 0 | 11259.896 | 12479.932 | 16166.72 | SCE Metro Area Default Constraint | SCE Metro Area Default Constraint | SCE Metro Area Default Constraint |  | 0 | 0 | 0 | 0 | 0 | 0 | 11259.896 | 12479.932 | 16166.72 | SCE Metro Area Default Constraint | SCE Metro Area Default Constraint | SCE Metro Area Default Constraint |  | 1 | 1 | NO | 1 | 1 | 1 | NO | 1
SDG&E Study Area | Shadowridge | 138 | 0 | 0 | 0 | 0 | 0 | 0 | 0 | 0 | 0 | 0 | 0 | 0 | 0 | 0 | 0 | 0 | 0 | 0 | 0 | 0 | 0 | 0 | 0 | 0 | 0 | 0 | 0 | 0 | 0 | 0 | 0 | 0 | 1 | 0 | 0 | 0 | 0 | 0 | 0 | 0 | 0 | 0 | 0 | 0 | 0 | 0 | 0 | 0 | 0 | 0 | 0 | 0 | 0 | 0 | 0 | 0 | 0 | 0 | 0 | 0 | 0 | 0 | 0 | 0 | 0 | 0 | 0 | 0 | 0 | 0 | 0 | 0 | 0 | 0 | 0 | 0 | 0 | 0 | 0 | 0 | 0 | 0 | 0 | 0 | 0 | 0 | 0 | 0 | 0 | 0 | 0 | 0 | 0 | 0 | 0 | 0 | 0 | 0 | 0 | 0 | 0 | 0 | 0 | 0 | 0 | 0 | 0 | 1 |  | 0 | 0 | 0 | 0 | 0 | 0 | 0 | 0 | 0 | 0 | 0 | 0 | 0 | 0 | 0 | 0 | 0 | 0 | 0 | 0 | 0 | 0 | 0 | 0 | 0 | 0 | 0 | 0 | 0 | 0 | 0 | 0 | 0 | 0 | 0 | 0 | 0 | 0 | 0 | 0 | 0 | 0 | 0 | 0 | 0 | 0 | 1 | 0 | 0 | 0 | 0 | -115.61 | 1099.475 | 1895.33 | Internal San Diego Area constraint | Internal San Diego Area constraint | Internal San Diego Area constraint |  | 0 | 1 | 0 | 0 | 0 | 0 | -115.61 | 1099.475 | 1895.33 | Internal San Diego Area constraint | Internal San Diego Area constraint | Internal San Diego Area constraint |  | 3 | 3 | NO | 3 | 1 | 1 | NO | 1
PG&E Kern Study Area | Shafter | 115 | 0 | 0 | 0 | 0 | 0 | 0 | 0 | 0 | 0 | 0 | 0 | 0 | 0 | 0 | 0 | 0 | 0 | 0 | 0 | 0 | 0 | 0 | 0 | 0 | 0 | 0 | 0 | 0 | 0 | 0 | 0 | 0 | 0 | 0 | 0 | 0 | 0 | 0 | 0 | 0 | 0 | 0 | 0 | 0 | 0 | 0 | 0 | 0 | 0 | 0 | 0 | 0 | 0 | 0 | 0 | 0 | 0 | 0 | 0 | 0 | 0 | 0 | 0 | 0 | 0 | 0 | 0 | 0 | 0 | 0 | 0 | 0 | 0 | 0 | 0 | 1 | 1 | 0 | 0 | 0 | 0 | 0 | 1 | 0 | 0 | 1 | 1 | 0 | 0 | 0 | 0 | 0 | 0 | 0 | 0 | 0 | 0 | 0 | 0 | 0 | 0 | 0 | 0 | 0 | 0 | 0 | 0 | 0 |  | 0 | 0 | 0 | 0 | 0 | 0 | 0 | 0 | 0 | 0 | 0 | 0 | 0 | 0 | 0 | 0 | 0 | 0 | 0 | 0 | 0 | 0 | 0 | 2.25 | 0 | 0 | 0 | 0 | 0 | 1 | 0 | 0 | 0 | 0 | 0 | 0 | 0 | 0 | 2.25 | 85.5 | 0 | 0 | 0 | 0 | 1 | 4 | 0 | 4 | 0 | 2 | 0 | -3595.555 | -2599.731 | -1460.1318 | Midway-Q2005 230kV Line | Midway-Q2005 230kV Line | Midway-Q2005 230kV Line |  | 0 | 0 | 0 | 0 | 0 | 2 | 287.831 | 562.4852 | -498.1318 | Oceano-Calendar 115kV line | Oceano-Calendar 115kV line | Midway-Q2005 230kV Line |  | 5 | 1 | YES | 2 | 5 | 4 | YES | 4
PG&E North of Greater Bay Study Area | Shiloh II | 230 | 0 | 0 | 0 | 0 | 0 | 0 | 0 | 0 | 0 | 0 | 0 | 0 | 0 | 0 | 0 | 0 | 0 | 0 | 0 | 0 | 0 | 0 | 0 | 0 | 0 | 0 | 0 | 0 | 0 | 0 | 0 | 0 | 0 | 0 | 0 | 0 | 0 | 0 | 0 | 0 | 0 | 0 | 0 | 0 | 1 | 0 | 0 | 0 | 0 | 0 | 0 | 0 | 0 | 0 | 0 | 0 | 0 | 0 | 1 | 1 | 1 | 0 | 0 | 1 | 1 | 0 | 0 | 0 | 0 | 0 | 0 | 0 | 0 | 1 | 1 | 0 | 0 | 0 | 0 | 0 | 0 | 0 | 0 | 0 | 0 | 0 | 0 | 0 | 0 | 0 | 0 | 0 | 0 | 0 | 0 | 0 | 0 | 0 | 0 | 0 | 0 | 0 | 0 | 0 | 0 | 0 | 0 | 0 |  | 0 | 0 | 0 | 0 | 0 | 0 | 0 | 0 | 0 | 0 | 0 | 0 | 0 | 0 | 0 | 0 | 0 | 0 | 0 | 0 | 0 | 0 | 0 | 0 | 0 | 0 | 0 | 0 | 0 | 0 | 0 | 0 | 0 | 0 | 0 | 0 | 0 | 0 | 0 | 0 | 0 | 0 | 0 | 0 | 0 | 3 | 0 | 2 | 0 | 0 | 0 | -2351.0075 | -489.2175 | 316.3825 | Vaca Dixon-Tesla 500kV Line | Vaca Dixon-Tesla 500kV Line | Birds Landing-Contra Costa 230kV Line |  | 2 | 0 | 1 | 0 | 0 | 0 | -598.6387 | -51.5186 | 316.3825 | Birds Landing-Contra Costa 230kV Line | Birds Landing-Contra Costa 230kV Line | Birds Landing-Contra Costa 230kV Line |  | 5 | 5 | NO | 5 | 1 | 1 | NO | 1
PG&E North of Greater Bay Study Area | Silverado | 115 | 0 | 0 | 0 | 0 | 0 | 0 | 0 | 0 | 0 | 0 | 0 | 0 | 0 | 0 | 0 | 0 | 0 | 0 | 0 | 0 | 0 | 0 | 0 | 0 | 0 | 0 | 0 | 0 | 0 | 0 | 0 | 0 | 0 | 0 | 0 | 0 | 0 | 0 | 0 | 0 | 0 | 0 | 0 | 0 | 0 | 0 | 1 | 0 | 0 | 0 | 0 | 0 | 0 | 0 | 0 | 0 | 0 | 0 | 0 | 0 | 0 | 0 | 0 | 0 | 0 | 0 | 0 | 0 | 0 | 0 | 0 | 0 | 0 | 0 | 0 | 0 | 0 | 0 | 0 | 0 | 0 | 0 | 0 | 0 | 0 | 0 | 0 | 0 | 0 | 0 | 0 | 0 | 0 | 0 | 0 | 0 | 0 | 0 | 0 | 0 | 0 | 0 | 0 | 0 | 0 | 0 | 0 | 0 |  | 0 | 0 | 0 | 0 | 0 | 0 | 0 | 0 | 0 | 0 | 0 | 0 | 0 | 0 | 0 | 0 | 0 | 0 | 0 | 0 | 0 | 0 | 0 | 0 | 0 | 0 | 0 | 0 | 0 | 0 | 0 | 0 | 0 | 0 | 0 | 0 | 0 | 0 | 0 | 0 | 0 | 0 | 0 | 0 | 0 | 0 | 0 | 0 | 0 | 0 | 0 | 1323.544 | 1394.9902 | 1399.2972 | Cortina-Eagle Rock 115 kV line | Cortina-Eagle Rock 115 kV line | Cortina-Eagle Rock 115 kV line |  | 0 | 0 | 0 | 0 | 0 | 0 | 1323.544 | 1394.9902 | 1399.2972 | Cortina-Eagle Rock 115 kV line | Cortina-Eagle Rock 115 kV line | Cortina-Eagle Rock 115 kV line |  | 1 | 1 | NO | 1 | 1 | 1 | NO | 1
SDG&E Study Area | Silvergate | 230 | 0 | 0 | 0 | 0 | 0 | 0 | 0 | 0 | 0 | 0 | 0 | 0 | 0 | 0 | 0 | 0 | 0 | 0 | 0 | 0 | 0 | 0 | 0 | 0 | 0 | 0 | 0 | 0 | 0 | 0 | 0 | 0 | 1 | 0 | 1 | 0 | 1 | 0 | 0 | 0 | 1 | 0 | 0 | 0 | 0 | 0 | 0 | 0 | 0 | 0 | 0 | 0 | 0 | 0 | 0 | 0 | 0 | 0 | 0 | 0 | 0 | 0 | 0 | 0 | 0 | 0 | 0 | 0 | 0 | 0 | 0 | 0 | 0 | 0 | 0 | 0 | 0 | 0 | 0 | 0 | 0 | 0 | 0 | 0 | 0 | 0 | 0 | 0 | 0 | 0 | 0 | 0 | 0 | 0 | 0 | 0 | 0 | 0 | 0 | 0 | 0 | 0 | 0 | 0 | 0 | 0 | 0 | 3 |  | 0 | 0 | 0 | 0 | 0 | 0 | 0 | 0 | 0 | 0 | 0 | 100 | 0 | 0 | 1 | 0 | 0 | 0 | 0 | 0 | 0 | 0 | 0 | 0 | 0 | 0 | 100 | 0 | 0 | 1 | 0 | 0 | 0 | 0 | 0 | 0 | 0 | 0 | 0 | 0 | 0 | 100 | 0 | 0 | 1 | 1 | 3 | 0 | 0 | 0 | 0 | -347.46 | 268.95 | 912.98 | Silvergate-Old Town 230 kV constraint | Silvergate-Old Town 230 kV constraint | Silvergate-Old Town 230 kV constraint |  | 0 | 3 | 0 | 0 | 0 | 0 | -253.91 | 962.25 | 912.98 | Encina - San Luis Rey 230 kV constraint | Encina - San Luis Rey 230 kV constraint | Silvergate-Old Town 230 kV constraint |  | 5 | 4 | YES | 4 | 1 | 1 | NO | 1
PG&E Kern Study Area | Sisquoc | 115 | 0 | 0 | 0 | 0 | 0 | 0 | 0 | 0 | 0 | 0 | 0 | 0 | 0 | 0 | 0 | 0 | 0 | 0 | 0 | 0 | 0 | 0 | 0 | 0 | 0 | 0 | 0 | 0 | 0 | 0 | 0 | 0 | 0 | 0 | 0 | 0 | 0 | 0 | 0 | 0 | 0 | 0 | 0 | 0 | 0 | 0 | 0 | 0 | 0 | 0 | 0 | 0 | 0 | 0 | 0 | 0 | 0 | 0 | 0 | 0 | 0 | 0 | 0 | 0 | 0 | 0 | 0 | 0 | 0 | 0 | 0 | 0 | 0 | 0 | 0 | 0 | 0 | 0 | 0 | 0 | 0 | 0 | 1 | 0 | 0 | 0 | 0 | 0 | 0 | 0 | 0 | 0 | 0 | 0 | 0 | 0 | 0 | 0 | 0 | 0 | 0 | 0 | 0 | 0 | 0 | 0 | 0 | 0 |  | 0 | 0 | 0 | 0 | 0 | 0 | 0 | 0 | 0 | 0 | 0 | 0 | 0 | 0 | 0 | 0 | 0 | 0 | 0 | 0 | 0 | 0 | 0 | 0 | 0 | 0 | 0 | 0 | 0 | 0 | 0 | 0 | 0 | 0 | 0 | 0 | 0 | 0 | 0 | 0 | 0 | 0 | 0 | 0 | 0 | 0 | 0 | 0 | 0 | 0 | 0 | 1017.993 | 982.5404 | 785.5359 | Midway 230/115kV TB #3 | Midway 230/115kV TB #3 | Midway 230/115kV TB #3 |  | 0 | 0 | 0 | 0 | 0 | 0 | 1017.993 | 982.5404 | 785.5359 | Midway 230/115kV TB #3 | Midway 230/115kV TB #3 | Midway 230/115kV TB #3 |  | 1 | 1 | NO | 1 | 1 | 1 | NO | 1
East of Pisgah Study Area | Sloan Canyon | 230 | 0 | 0 | 0 | 0 | 0 | 0 | 0 | 0 | 0 | 0 | 0 | 0 | 0 | 0 | 0 | 0 | 0 | 0 | 0 | 1 | 0 | 1 | 0 | 0 | 0 | 0 | 0 | 1 | 1 | 0 | 0 | 0 | 0 | 0 | 0 | 0 | 0 | 0 | 0 | 0 | 0 | 0 | 0 | 0 | 0 | 0 | 0 | 0 | 0 | 0 | 0 | 0 | 0 | 0 | 0 | 0 | 0 | 0 | 0 | 0 | 0 | 0 | 0 | 0 | 0 | 0 | 0 | 0 | 0 | 0 | 0 | 0 | 0 | 0 | 0 | 0 | 0 | 0 | 0 | 0 | 0 | 0 | 0 | 0 | 0 | 0 | 0 | 0 | 0 | 0 | 0 | 0 | 0 | 0 | 0 | 0 | 0 | 0 | 0 | 0 | 0 | 0 | 0 | 0 | 0 | 0 | 0 | 3 |  | 0 | 0 | 0 | 0 | 0 | 0 | 0 | 0 | 0 | 0 | 0 | 0 | 0 | 0 | 0 | 0 | 0 | 0 | 0 | 0 | 0 | 0 | 0 | 0 | 0 | 0 | 0 | 0 | 0 | 0 | 0 | 0 | 310 | 0 | 0 | 0 | 0 | 0 | 0 | 0 | 0 | 0 | 100 | 0 | 1 | 1 | 3 | 0 | 0 | 0 | 0 | -4938.497 | 19.5125 | 1115.45 | Devers-Red Bluff Constraint | Devers-Red Bluff Constraint | GLW 230kV area constraint |  | 0 | 3 | 0 | 0 | 0 | 0 | -4938.497 | 19.5125 | 1115.45 | Devers-Red Bluff Constraint | Devers-Red Bluff Constraint | GLW 230kV area constraint |  | 5 | 4 | YES | 4 | 1 | 1 | NO | 1
PG&E Kern Study Area | Smyrna | 115 | 0 | 0 | 0 | 0 | 0 | 0 | 0 | 0 | 0 | 0 | 0 | 0 | 0 | 0 | 0 | 0 | 0 | 0 | 0 | 0 | 0 | 0 | 0 | 0 | 0 | 0 | 0 | 0 | 0 | 0 | 0 | 0 | 0 | 0 | 0 | 0 | 0 | 0 | 0 | 0 | 0 | 0 | 0 | 0 | 0 | 0 | 0 | 0 | 0 | 0 | 0 | 0 | 0 | 0 | 0 | 0 | 0 | 0 | 0 | 0 | 0 | 0 | 0 | 0 | 0 | 0 | 0 | 0 | 0 | 0 | 0 | 0 | 0 | 0 | 0 | 1 | 1 | 1 | 1 | 0 | 0 | 0 | 1 | 1 | 0 | 1 | 1 | 0 | 0 | 0 | 0 | 0 | 0 | 0 | 0 | 0 | 0 | 0 | 0 | 0 | 0 | 0 | 0 | 0 | 0 | 0 | 0 | 0 |  | 0 | 0 | 0 | 0 | 0 | 0 | 0 | 0 | 0 | 0 | 0 | 0 | 0 | 0 | 0 | 0 | 0 | 0 | 0 | 0 | 0 | 0 | 0 | 0 | 0 | 0 | 0 | 0 | 0 | 0 | 0 | 0 | 0 | 0 | 0 | 0 | 0 | 0 | 6.1 | 0 | 0 | 0 | 0 | 0 | 1 | 4 | 0 | 4 | 0 | 2 | 0 | -3595.555 | -2599.731 | -1460.1318 | Midway-Q2005 230kV Line | Midway-Q2005 230kV Line | Midway-Q2005 230kV Line |  | 0 | 0 | 0 | 0 | 0 | 2 | 39.518 | 0.14008 | -498.1318 | Semitropic-Midway 115kV Line | Semitropic-Midway 115kV Line | Midway-Q2005 230kV Line |  | 5 | 1 | YES | 2 | 5 | 4 | YES | 4
PG&E Greater Bay Study Area | Sobrante | 115 | 0 | 0 | 0 | 0 | 0 | 0 | 0 | 0 | 0 | 0 | 0 | 0 | 0 | 0 | 0 | 0 | 0 | 0 | 0 | 0 | 0 | 0 | 0 | 0 | 0 | 0 | 0 | 0 | 0 | 0 | 0 | 0 | 0 | 0 | 0 | 0 | 0 | 0 | 0 | 0 | 0 | 0 | 0 | 1 | 1 | 0 | 0 | 0 | 0 | 0 | 0 | 0 | 0 | 0 | 1 | 1 | 0 | 1 | 1 | 1 | 1 | 0 | 0 | 1 | 1 | 0 | 1 | 0 | 0 | 0 | 0 | 0 | 0 | 1 | 0 | 0 | 0 | 0 | 0 | 0 | 0 | 0 | 0 | 0 | 0 | 0 | 0 | 0 | 0 | 0 | 0 | 0 | 0 | 0 | 0 | 0 | 0 | 0 | 0 | 0 | 0 | 0 | 0 | 0 | 0 | 0 | 0 | 3 |  | 0 | 0 | 0 | 0 | 0 | 0 | 0 | 0 | 0 | 0 | 0 | 0 | 0 | 0 | 0 | 0 | 0 | 0 | 0 | 0 | 0 | 0 | 0 | 0 | 0 | 0 | 0 | 0 | 0 | 0 | 0 | 0 | 0 | 0 | 0 | 0 | 0 | 0 | 5 | 0 | 0 | 0 | 0 | 0 | 1 | 2 | 0 | 1 | 0 | 0 | 0 | -2351.0075 | -489.2175 | 796.7913 | Vaca Dixon-Tesla 500kV Line | Vaca Dixon-Tesla 500kV Line | Windmaster-Delta pumps 230 kV line |  | 1 | 0 | 0 | 0 | 0 | 0 | -278.2328 | 283.5403 | 796.7913 | Windmaster-Delta pumps 230 kV line | Windmaster-Delta pumps 230 kV line | Windmaster-Delta pumps 230 kV line |  | 5 | 5 | NO | 5 | 1 | 1 | NO | 1
PG&E Kern Study Area | Solar SS | 230 | 0 | 0 | 0 | 0 | 0 | 0 | 0 | 0 | 0 | 0 | 0 | 0 | 0 | 0 | 0 | 0 | 0 | 0 | 0 | 0 | 0 | 0 | 0 | 0 | 0 | 0 | 0 | 0 | 0 | 0 | 0 | 0 | 0 | 0 | 0 | 0 | 0 | 0 | 0 | 0 | 0 | 0 | 0 | 0 | 0 | 0 | 0 | 0 | 0 | 0 | 0 | 0 | 0 | 0 | 0 | 0 | 0 | 0 | 0 | 0 | 0 | 0 | 0 | 0 | 0 | 0 | 0 | 0 | 0 | 0 | 0 | 0 | 0 | 0 | 0 | 1 | 1 | 0 | 0 | 0 | 0 | 0 | 0 | 0 | 0 | 1 | 1 | 0 | 0 | 0 | 0 | 0 | 0 | 0 | 0 | 0 | 0 | 0 | 0 | 0 | 0 | 0 | 0 | 0 | 1 | 0 | 0 | 0 |  | 0 | 0 | 0 | 0 | 0 | 0 | 0 | 0 | 0 | 0 | 0 | 0 | 0 | 0 | 0 | 0 | 0 | 0 | 0 | 0 | 0 | 0 | 0 | 0 | 0 | 0 | 0 | 0 | 0 | 0 | 0 | 0 | 0 | 0 | 0 | 0 | 0 | 0 | 0 | 0 | 0 | 0 | 0 | 0 | 0 | 4 | 0 | 4 | 0 | 2 | 0 | -3595.555 | -2599.731 | -1460.1318 | Midway-Q2005 230kV Line | Midway-Q2005 230kV Line | Midway-Q2005 230kV Line |  | 0 | 0 | 0 | 0 | 0 | 2 | 287.831 | 562.4852 | -498.1318 | Oceano-Calendar 115kV line | Oceano-Calendar 115kV line | Midway-Q2005 230kV Line |  | 5 | 1 | YES | 2 | 5 | 4 | YES | 4
SCE Northern Area | Springville | 230 | 1 | 0 | 1 | 0 | 0 | 1 | 1 | 1 | 0 | 0 | 0 | 0 | 0 | 0 | 0 | 0 | 0 | 0 | 0 | 0 | 0 | 0 | 0 | 0 | 0 | 0 | 0 | 0 | 1 | 0 | 0 | 0 | 0 | 0 | 0 | 0 | 0 | 0 | 0 | 0 | 0 | 0 | 0 | 0 | 0 | 0 | 0 | 0 | 0 | 0 | 0 | 0 | 0 | 0 | 0 | 0 | 0 | 0 | 0 | 0 | 0 | 0 | 0 | 0 | 0 | 0 | 0 | 0 | 0 | 0 | 0 | 0 | 0 | 0 | 0 | 0 | 0 | 0 | 0 | 0 | 0 | 0 | 0 | 0 | 0 | 0 | 0 | 0 | 0 | 0 | 0 | 0 | 0 | 0 | 0 | 0 | 0 | 0 | 0 | 0 | 0 | 0 | 0 | 0 | 0 | 0 | 0 | 0 |  | 0 | 0 | 0 | 0 | 0 | 0 | 0 | 0 | 11 | 0 | 0 | 0 | 0 | 0 | 1 | 0 | 0 | 0 | 0 | 0 | 0 | 0 | 0 | 0 | 0 | 0 | 225 | 0 | 0 | 1 | 0 | 0 | 0 | 0 | 0 | 0 | 0 | 0 | 0 | 0 | 0 | 225 | 0 | 0 | 1 | 2 | 0 | 1 | 0 | 0 | 0 | -4066.4708 | -34.6371 | 720.359 | Lugo - Victorville area constraint | South of Magunden Constraint | South of Magunden Constraint |  | 1 | 0 | 1 | 0 | 0 | 0 | -596.4338 | -34.6371 | 720.359 | South of Magunden Constraint | South of Magunden Constraint | South of Magunden Constraint |  | 5 | 5 | NO | 5 | 1 | 1 | NO | 1
PG&E Greater Bay Study Area | Stagg | 230 | 0 | 0 | 0 | 0 | 0 | 0 | 0 | 0 | 0 | 0 | 0 | 0 | 0 | 0 | 0 | 0 | 0 | 0 | 0 | 0 | 0 | 0 | 0 | 0 | 0 | 0 | 0 | 0 | 0 | 0 | 0 | 0 | 0 | 0 | 0 | 0 | 0 | 0 | 0 | 0 | 0 | 0 | 0 | 0 | 1 | 0 | 0 | 0 | 0 | 0 | 1 | 0 | 0 | 0 | 0 | 0 | 0 | 0 | 0 | 0 | 0 | 0 | 0 | 0 | 1 | 1 | 0 | 0 | 0 | 0 | 0 | 0 | 0 | 1 | 0 | 0 | 0 | 0 | 0 | 0 | 0 | 0 | 0 | 0 | 0 | 0 | 0 | 0 | 0 | 0 | 0 | 1 | 0 | 0 | 0 | 0 | 0 | 0 | 0 | 0 | 0 | 0 | 0 | 0 | 0 | 0 | 0 | 1 |  | 0 | 0 | 0 | 0 | 0 | 0 | 0 | 0 | 0 | 0 | 0 | 0 | 0 | 0 | 0 | 0 | 0 | 0 | 0 | 0 | 0 | 0 | 0 | 0 | 0 | 0 | 0 | 0 | 0 | 0 | 0 | 0 | 0 | 0 | 0 | 0 | 0 | 0 | 0 | 0 | 0 | 0 | 0 | 0 | 0 | 2 | 0 | 1 | 0 | 1 | 0 | -2351.0075 | -489.2175 | -176.86 | Vaca Dixon-Tesla 500kV Line | Vaca Dixon-Tesla 500kV Line | Los Banos 500/230kV TB |  | 0 | 1 | 0 | 0 | 0 | 1 | -86.8335 | 850.2625 | -176.86 | Bellota-Weber 230kV line | Bellota-Weber 230kV line | Los Banos 500/230kV TB |  | 5 | 3 | YES | 3 | 5 | 3 | YES | 3
PG&E Greater Bay Study Area | Std Oil | 115 | 0 | 0 | 0 | 0 | 0 | 0 | 0 | 0 | 0 | 0 | 0 | 0 | 0 | 0 | 0 | 0 | 0 | 0 | 0 | 0 | 0 | 0 | 0 | 0 | 0 | 0 | 0 | 0 | 0 | 0 | 0 | 0 | 0 | 0 | 0 | 0 | 0 | 0 | 0 | 0 | 0 | 0 | 0 | 1 | 1 | 0 | 0 | 0 | 0 | 0 | 0 | 0 | 0 | 0 | 1 | 1 | 0 | 1 | 1 | 1 | 1 | 0 | 0 | 1 | 1 | 0 | 1 | 0 | 0 | 0 | 0 | 0 | 0 | 1 | 0 | 0 | 0 | 0 | 0 | 0 | 0 | 0 | 0 | 0 | 0 | 0 | 0 | 0 | 0 | 0 | 0 | 0 | 0 | 0 | 0 | 0 | 0 | 0 | 0 | 0 | 0 | 0 | 0 | 0 | 0 | 0 | 0 | 3 |  | 0 | 0 | 0 | 0 | 0 | 0 | 0 | 0 | 0 | 0 | 0 | 0 | 0 | 0 | 0 | 0 | 0 | 0 | 0 | 0 | 0 | 0 | 0 | 0 | 0 | 0 | 0 | 0 | 0 | 0 | 0 | 0 | 0 | 0 | 0 | 0 | 0 | 0 | 0 | 0 | 0 | 0 | 0 | 0 | 0 | 2 | 0 | 1 | 0 | 0 | 0 | -2351.0075 | -489.2175 | 796.7913 | Vaca Dixon-Tesla 500kV Line | Vaca Dixon-Tesla 500kV Line | Windmaster-Delta pumps 230 kV line |  | 1 | 0 | 0 | 0 | 0 | 0 | -278.2328 | 283.5403 | 796.7913 | Windmaster-Delta pumps 230 kV line | Windmaster-Delta pumps 230 kV line | Windmaster-Delta pumps 230 kV line |  | 5 | 5 | NO | 5 | 1 | 1 | NO | 1
PG&E Kern Study Area | Stockdale | 230 | 0 | 0 | 0 | 0 | 0 | 0 | 0 | 0 | 0 | 0 | 0 | 0 | 0 | 0 | 0 | 0 | 0 | 0 | 0 | 0 | 0 | 0 | 0 | 0 | 0 | 0 | 0 | 0 | 0 | 0 | 0 | 0 | 0 | 0 | 0 | 0 | 0 | 0 | 0 | 0 | 0 | 0 | 0 | 0 | 0 | 0 | 0 | 0 | 0 | 0 | 0 | 0 | 0 | 0 | 0 | 0 | 0 | 0 | 0 | 0 | 0 | 0 | 0 | 0 | 0 | 0 | 0 | 0 | 0 | 0 | 0 | 0 | 0 | 0 | 0 | 1 | 1 | 0 | 0 | 0 | 0 | 0 | 0 | 0 | 0 | 1 | 1 | 0 | 0 | 0 | 0 | 0 | 0 | 0 | 0 | 0 | 0 | 0 | 0 | 0 | 0 | 0 | 0 | 0 | 1 | 0 | 0 | 0 |  | 0 | 0 | 0 | 0 | 0 | 0 | 0 | 0 | 0 | 0 | 0 | 0 | 0 | 0 | 0 | 0 | 0 | 0 | 0 | 0 | 0 | 0 | 0 | 0 | 0 | 0 | 0 | 0 | 0 | 0 | 0 | 0 | 0 | 0 | 0 | 0 | 0 | 0 | 0 | 0 | 0 | 0 | 0 | 0 | 0 | 4 | 0 | 4 | 0 | 2 | 0 | -3595.555 | -2599.731 | -1460.1318 | Midway-Q2005 230kV Line | Midway-Q2005 230kV Line | Midway-Q2005 230kV Line |  | 0 | 0 | 0 | 0 | 0 | 2 | 287.831 | 562.4852 | -498.1318 | Oceano-Calendar 115kV line | Oceano-Calendar 115kV line | Midway-Q2005 230kV Line |  | 5 | 1 | YES | 2 | 5 | 4 | YES | 4
PG&E Kern Study Area | Stockdale | 115 | 0 | 0 | 0 | 0 | 0 | 0 | 0 | 0 | 0 | 0 | 0 | 0 | 0 | 0 | 0 | 0 | 0 | 0 | 0 | 0 | 0 | 0 | 0 | 0 | 0 | 0 | 0 | 0 | 0 | 0 | 0 | 0 | 0 | 0 | 0 | 0 | 0 | 0 | 0 | 0 | 0 | 0 | 0 | 0 | 0 | 0 | 0 | 0 | 0 | 0 | 0 | 0 | 0 | 0 | 0 | 0 | 0 | 0 | 0 | 0 | 0 | 0 | 0 | 0 | 0 | 0 | 0 | 0 | 0 | 0 | 0 | 0 | 0 | 0 | 0 | 0 | 0 | 0 | 0 | 0 | 0 | 1 | 0 | 0 | 0 | 0 | 0 | 0 | 0 | 0 | 0 | 0 | 0 | 0 | 0 | 0 | 0 | 0 | 0 | 0 | 0 | 0 | 0 | 0 | 0 | 0 | 0 | 0 |  | 0 | 0 | 0 | 0 | 0 | 0 | 0 | 0 | 0 | 0 | 0 | 0 | 0 | 0 | 0 | 0 | 0 | 0 | 0 | 0 | 0 | 0 | 0 | 0 | 0 | 0 | 0 | 0 | 0 | 0 | 0 | 0 | 0 | 0 | 0 | 0 | 0 | 0 | 1.7 | 0 | 0 | 0 | 0 | 0 | 1 | 0 | 0 | 0 | 0 | 0 | 0 | 58.27 | 77.4412 | 135.453 | Kern-Tevis-Stockdale-Lamont 115kV line | Kern-Tevis-Stockdale-Lamont 115kV line | Kern-Tevis-Stockdale-Lamont 115kV line |  | 0 | 0 | 0 | 0 | 0 | 0 | 58.27 | 77.4412 | 135.453 | Kern-Tevis-Stockdale-Lamont 115kV line | Kern-Tevis-Stockdale-Lamont 115kV line | Kern-Tevis-Stockdale-Lamont 115kV line |  | 1 | 1 | NO | 1 | 1 | 1 | NO | 1
PG&E Fresno Study Area | Storey | 230 | 0 | 0 | 0 | 0 | 0 | 0 | 0 | 0 | 0 | 0 | 0 | 0 | 0 | 0 | 0 | 0 | 0 | 0 | 0 | 0 | 0 | 0 | 0 | 0 | 0 | 0 | 0 | 0 | 0 | 0 | 0 | 0 | 0 | 0 | 0 | 0 | 0 | 0 | 0 | 0 | 0 | 0 | 0 | 0 | 0 | 0 | 0 | 0 | 0 | 0 | 1 | 0 | 0 | 0 | 0 | 0 | 0 | 0 | 0 | 0 | 0 | 0 | 0 | 0 | 0 | 0 | 0 | 0 | 0 | 0 | 0 | 0 | 0 | 0 | 0 | 0 | 1 | 0 | 0 | 0 | 0 | 0 | 0 | 0 | 0 | 1 | 1 | 0 | 1 | 1 | 1 | 1 | 1 | 1 | 1 | 1 | 0 | 1 | 1 | 0 | 0 | 1 | 0 | 0 | 0 | 0 | 0 | 4 |  | 0 | 0 | 0 | 0 | 0 | 0 | 0 | 0 | 0 | 0 | 0 | 0 | 0 | 0 | 0 | 0 | 0 | 0 | 0 | 0 | 0 | 0 | 0 | 0 | 0 | 0 | 0 | 0 | 0 | 0 | 0 | 0 | 0 | 0 | 0 | 0 | 0 | 0 | 0 | 0 | 0 | 0 | 0 | 0 | 0 | 7 | 0 | 6 | 0 | 3 | 0 | -3595.555 | -2599.731 | -1460.1318 | Midway-Q2005 230kV Line | Midway-Q2005 230kV Line | Midway-Q2005 230kV Line |  | 0 | 1 | 0 | 0 | 0 | 2 | -86.8335 | 370.087 | -498.1318 | Bellota-Weber 230kV line | Oro Loma-El Nido 115kV Line | Midway-Q2005 230kV Line |  | 5 | 3 | YES | 3 | 5 | 4 | YES | 4
PG&E North of Greater Bay Study Area | Summit | 115 | 0 | 0 | 0 | 0 | 0 | 0 | 0 | 0 | 0 | 0 | 0 | 0 | 0 | 0 | 0 | 0 | 0 | 0 | 0 | 0 | 0 | 0 | 0 | 0 | 0 | 0 | 0 | 0 | 0 | 0 | 0 | 0 | 0 | 0 | 0 | 0 | 0 | 0 | 0 | 0 | 0 | 0 | 0 | 0 | 0 | 0 | 0 | 1 | 0 | 0 | 0 | 0 | 0 | 0 | 0 | 0 | 0 | 0 | 0 | 0 | 0 | 0 | 0 | 0 | 0 | 0 | 0 | 0 | 0 | 0 | 0 | 0 | 0 | 0 | 0 | 0 | 0 | 0 | 0 | 0 | 0 | 0 | 0 | 0 | 0 | 0 | 0 | 0 | 0 | 0 | 0 | 0 | 0 | 0 | 0 | 0 | 0 | 0 | 0 | 0 | 0 | 0 | 0 | 0 | 0 | 0 | 0 | 0 |  | 40 | 0 | 0 | 0 | 0 | 0 | 0 | 0 | 0 | 0 | 0 | 0 | 0 | 0 | 1 | 0 | 0 | 0 | 0 | 0 | 0 | 0 | 0 | 0 | 0 | 0 | 0 | 0 | 0 | 0 | 0 | 0 | 0 | 0 | 0 | 0 | 0 | 0 | 0 | 0 | 0 | 0 | 0 | 0 | 0 | 0 | 0 | 0 | 0 | 0 | 0 | 420.975 | 452.337 | 469.15 | Bell-Placer 115kV Line | Bell-Placer 115kV Line | Bell-Placer 115kV Line |  | 0 | 0 | 0 | 0 | 0 | 0 | 420.975 | 452.337 | 469.15 | Bell-Placer 115kV Line | Bell-Placer 115kV Line | Bell-Placer 115kV Line |  | 1 | 1 | NO | 1 | 1 | 1 | NO | 1
SDG&E Study Area | Suncrest | 500 | 0 | 0 | 0 | 0 | 0 | 0 | 0 | 0 | 0 | 0 | 0 | 0 | 0 | 0 | 0 | 0 | 0 | 0 | 0 | 1 | 0 | 1 | 0 | 0 | 0 | 0 | 0 | 0 | 1 | 0 | 1 | 0 | 0 | 0 | 1 | 0 | 1 | 0 | 0 | 0 | 0 | 0 | 0 | 0 | 0 | 0 | 0 | 0 | 0 | 0 | 0 | 0 | 0 | 0 | 0 | 0 | 0 | 0 | 0 | 0 | 0 | 0 | 0 | 0 | 0 | 0 | 0 | 0 | 0 | 0 | 0 | 0 | 0 | 0 | 0 | 0 | 0 | 0 | 0 | 0 | 0 | 0 | 0 | 0 | 0 | 0 | 0 | 0 | 0 | 0 | 0 | 0 | 0 | 0 | 0 | 0 | 0 | 0 | 0 | 0 | 0 | 0 | 0 | 0 | 0 | 0 | 0 | 4 |  | 0 | 0 | 0 | 0 | 0 | 0 | 0 | 0 | 0 | 0 | 0 | 0 | 0 | 0 | 0 | 0 | 0 | 0 | 0 | 0 | 0 | 0 | 0 | 0 | 0 | 0 | 0 | 0 | 0 | 0 | 0 | 0 | 0 | 0 | 0 | 0 | 0 | 0 | 0 | 0 | 0 | 0 | 0 | 0 | 0 | 2 | 4 | 0 | 0 | 0 | 0 | -4938.497 | 19.5125 | 1347.0564 | Devers-Red Bluff Constraint | Devers-Red Bluff Constraint | Chicarita 138 kV constraint |  | 0 | 4 | 0 | 0 | 0 | 0 | -4938.497 | 19.5125 | 1347.0564 | Devers-Red Bluff Constraint | Devers-Red Bluff Constraint | Chicarita 138 kV constraint |  | 5 | 4 | YES | 4 | 1 | 1 | NO | 1
SDG&E Study Area | Suncrest | 230 | 0 | 0 | 0 | 0 | 0 | 0 | 0 | 0 | 0 | 0 | 0 | 0 | 0 | 0 | 0 | 0 | 0 | 0 | 0 | 1 | 0 | 0 | 0 | 0 | 0 | 0 | 0 | 0 | 0 | 0 | 1 | 0 | 0 | 0 | 1 | 0 | 1 | 0 | 0 | 0 | 0 | 0 | 0 | 0 | 0 | 0 | 0 | 0 | 0 | 0 | 0 | 0 | 0 | 0 | 0 | 0 | 0 | 0 | 0 | 0 | 0 | 0 | 0 | 0 | 0 | 0 | 0 | 0 | 0 | 0 | 0 | 0 | 0 | 0 | 0 | 0 | 0 | 0 | 0 | 0 | 0 | 0 | 0 | 0 | 0 | 0 | 0 | 0 | 0 | 0 | 0 | 0 | 0 | 0 | 0 | 0 | 0 | 0 | 0 | 0 | 0 | 0 | 0 | 0 | 0 | 0 | 0 | 3 |  | 0 | 0 | 0 | 0 | 0 | 0 | 0 | 0 | 0 | 0 | 0 | 0 | 0 | 0 | 0 | 0 | 0 | 0 | 0 | 0 | 0 | 0 | 0 | 0 | 0 | 0 | 0 | 0 | 0 | 0 | 0 | 0 | 0 | 0 | 0 | 0 | 0 | 0 | 0 | 0 | 0 | 0 | 0 | 0 | 0 | 1 | 3 | 0 | 0 | 0 | 0 | -782.497 | 36.3023 | 1347.0564 | Colorado River-Red Bluff Constraint | Chicarita 138 kV constraint | Chicarita 138 kV constraint |  | 0 | 3 | 0 | 0 | 0 | 0 | -782.497 | 736.3023 | 1347.0564 | Colorado River-Red Bluff Constraint | Chicarita 138 kV constraint | Chicarita 138 kV constraint |  | 5 | 4 | YES | 4 | 1 | 1 | NO | 1
SDG&E Study Area | New Sub - Suncrest - Ocotillo (Proposed) | 500 | 0 | 0 | 0 | 0 | 0 | 0 | 0 | 0 | 0 | 0 | 0 | 0 | 0 | 0 | 0 | 0 | 0 | 0 | 0 | 1 | 0 | 1 | 0 | 0 | 0 | 1 | 0 | 0 | 1 | 0 | 0 | 0 | 0 | 0 | 1 | 1 | 1 | 0 | 0 | 1 | 0 | 0 | 0 | 0 | 0 | 0 | 0 | 0 | 0 | 0 | 0 | 0 | 0 | 0 | 0 | 0 | 0 | 0 | 0 | 0 | 0 | 0 | 0 | 0 | 0 | 0 | 0 | 0 | 0 | 0 | 0 | 0 | 0 | 0 | 0 | 0 | 0 | 0 | 0 | 0 | 0 | 0 | 0 | 0 | 0 | 0 | 0 | 0 | 0 | 0 | 0 | 0 | 0 | 0 | 0 | 0 | 0 | 0 | 0 | 0 | 0 | 0 | 0 | 0 | 0 | 0 | 0 | 6 |  | 0 | 0 | 0 | 0 | 0 | 0 | 0 | 0 | 0 | 0 | 0 | 0 | 0 | 0 | 0 | 0 | 0 | 0 | 0 | 0 | 0 | 0 | 0 | 0 | 0 | 0 | 0 | 0 | 0 | 0 | 0 | 0 | 350 | 50 | 0 | 0 | 0 | 0 | 0 | 0 | 0 | 0 | 0 | 0 | 1 | 2 | 4 | 1 | 0 | 0 | 0 | -4938.497 | -95.25 | 244.98 | Devers-Red Bluff Constraint | Silvergate - Bay Blvd 230 kV constraint | Silvergate - Bay Blvd 230 kV constraint |  | 0 | 4 | 0 | 0 | 0 | 0 | -4938.497 | 19.5125 | 1836.033 | Devers-Red Bluff Constraint | Devers-Red Bluff Constraint | Colorado River-Red Bluff Constraint |  | 5 | 4 | YES | 4 | 1 | 1 | NO | 1
PG&E Kern Study Area | Sunset | 230 | 0 | 0 | 0 | 0 | 0 | 0 | 0 | 0 | 0 | 0 | 0 | 0 | 0 | 0 | 0 | 0 | 0 | 0 | 0 | 0 | 0 | 0 | 0 | 0 | 0 | 0 | 0 | 0 | 0 | 0 | 0 | 0 | 0 | 0 | 0 | 0 | 0 | 0 | 0 | 0 | 0 | 0 | 0 | 0 | 0 | 0 | 0 | 0 | 0 | 0 | 0 | 0 | 0 | 0 | 0 | 0 | 0 | 0 | 0 | 0 | 0 | 0 | 0 | 0 | 0 | 0 | 0 | 0 | 0 | 0 | 0 | 0 | 0 | 0 | 0 | 1 | 1 | 0 | 0 | 0 | 0 | 0 | 0 | 0 | 0 | 1 | 1 | 0 | 0 | 0 | 0 | 0 | 0 | 0 | 0 | 0 | 0 | 0 | 0 | 0 | 0 | 0 | 0 | 0 | 1 | 0 | 0 | 0 |  | 0 | 0 | 0 | 0 | 0 | 0 | 0 | 0 | 0 | 0 | 0 | 0 | 0 | 0 | 0 | 0 | 0 | 0 | 0 | 0 | 0 | 0 | 0 | 0 | 0 | 0 | 0 | 0 | 0 | 0 | 0 | 0 | 0 | 0 | 0 | 0 | 0 | 0 | 0 | 0 | 0 | 0 | 0 | 0 | 0 | 4 | 0 | 4 | 0 | 2 | 0 | -3595.555 | -2599.731 | -1460.1318 | Midway-Q2005 230kV Line | Midway-Q2005 230kV Line | Midway-Q2005 230kV Line |  | 0 | 0 | 0 | 0 | 0 | 2 | 287.831 | 562.4852 | -498.1318 | Oceano-Calendar 115kV line | Oceano-Calendar 115kV line | Midway-Q2005 230kV Line |  | 5 | 1 | YES | 2 | 5 | 4 | YES | 4
PG&E Kern Study Area | Surf | 115 | 0 | 0 | 0 | 0 | 0 | 0 | 0 | 0 | 0 | 0 | 0 | 0 | 0 | 0 | 0 | 0 | 0 | 0 | 0 | 0 | 0 | 0 | 0 | 0 | 0 | 0 | 0 | 0 | 0 | 0 | 0 | 0 | 0 | 0 | 0 | 0 | 0 | 0 | 0 | 0 | 0 | 0 | 0 | 0 | 0 | 0 | 0 | 0 | 0 | 0 | 0 | 0 | 0 | 0 | 0 | 0 | 0 | 0 | 0 | 0 | 0 | 0 | 0 | 0 | 0 | 0 | 0 | 0 | 0 | 0 | 0 | 0 | 0 | 0 | 0 | 1 | 1 | 0 | 0 | 0 | 0 | 0 | 1 | 0 | 0 | 1 | 1 | 0 | 0 | 0 | 0 | 0 | 0 | 0 | 0 | 0 | 0 | 0 | 0 | 0 | 0 | 0 | 0 | 0 | 1 | 0 | 0 | 0 |  | 0 | 0 | 0 | 0 | 0 | 0 | 0 | 0 | 0 | 0 | 0 | 0 | 0 | 0 | 0 | 0 | 0 | 0 | 0 | 0 | 0 | 0 | 0 | 0 | 0 | 0 | 0 | 0 | 0 | 0 | 0 | 0 | 0 | 0 | 0 | 0 | 0 | 0 | 0 | 0 | 0 | 0 | 0 | 0 | 0 | 4 | 0 | 4 | 0 | 2 | 0 | -3595.555 | -2599.731 | -1460.1318 | Midway-Q2005 230kV Line | Midway-Q2005 230kV Line | Midway-Q2005 230kV Line |  | 0 | 0 | 0 | 0 | 0 | 2 | 287.831 | 562.4852 | -498.1318 | Oceano-Calendar 115kV line | Oceano-Calendar 115kV line | Midway-Q2005 230kV Line |  | 5 | 1 | YES | 2 | 5 | 4 | YES | 4
SDG&E Study Area | Sycamore Canyon | 230 | 0 | 0 | 0 | 0 | 0 | 0 | 0 | 0 | 0 | 0 | 0 | 0 | 0 | 0 | 0 | 0 | 0 | 0 | 0 | 0 | 0 | 0 | 0 | 0 | 0 | 0 | 0 | 0 | 0 | 1 | 1 | 0 | 1 | 0 | 1 | 0 | 1 | 0 | 0 | 0 | 0 | 1 | 0 | 0 | 0 | 0 | 0 | 0 | 0 | 0 | 0 | 0 | 0 | 0 | 0 | 0 | 0 | 0 | 0 | 0 | 0 | 0 | 0 | 0 | 0 | 0 | 0 | 0 | 0 | 0 | 0 | 0 | 0 | 0 | 0 | 0 | 0 | 0 | 0 | 0 | 0 | 0 | 0 | 0 | 0 | 0 | 0 | 0 | 0 | 0 | 0 | 0 | 0 | 0 | 0 | 0 | 0 | 0 | 0 | 0 | 0 | 0 | 0 | 0 | 0 | 0 | 0 | 3 |  | 0 | 0 | 0 | 0 | 0 | 0 | 0 | 0 | 0 | 0 | 0 | 0 | 0 | 0 | 0 | 0 | 0 | 0 | 0 | 0 | 0 | 0 | 0 | 0 | 0 | 0 | 0 | 0 | 0 | 0 | 0 | 0 | 0 | 0 | 0 | 0 | 0 | 0 | 0 | 0 | 0 | 0 | 0 | 487 | 1 | 2 | 3 | 0 | 0 | 0 | 0 | -486.9952 | 36.3023 | 1347.0564 | Chicarita 138 kV constraint | Chicarita 138 kV constraint | Chicarita 138 kV constraint |  | 0 | 3 | 0 | 0 | 0 | 0 | -253.91 | 736.3023 | 1347.0564 | Encina - San Luis Rey 230 kV constraint | Chicarita 138 kV constraint | Chicarita 138 kV constraint |  | 5 | 4 | YES | 4 | 1 | 1 | NO | 1
SDG&E Study Area | Sycamore Canyon | 138 | 0 | 0 | 0 | 0 | 0 | 0 | 0 | 0 | 0 | 0 | 0 | 0 | 0 | 0 | 0 | 0 | 0 | 0 | 0 | 0 | 0 | 0 | 0 | 0 | 0 | 0 | 0 | 0 | 0 | 0 | 1 | 0 | 1 | 0 | 0 | 0 | 0 | 0 | 0 | 0 | 0 | 1 | 0 | 0 | 0 | 0 | 0 | 0 | 0 | 0 | 0 | 0 | 0 | 0 | 0 | 0 | 0 | 0 | 0 | 0 | 0 | 0 | 0 | 0 | 0 | 0 | 0 | 0 | 0 | 0 | 0 | 0 | 0 | 0 | 0 | 0 | 0 | 0 | 0 | 0 | 0 | 0 | 0 | 0 | 0 | 0 | 0 | 0 | 0 | 0 | 0 | 0 | 0 | 0 | 0 | 0 | 0 | 0 | 0 | 0 | 0 | 0 | 0 | 0 | 0 | 0 | 0 | 1 |  | 0 | 0 | 0 | 0 | 0 | 0 | 0 | 0 | 0 | 0 | 0 | 300 | 0 | 0 | 1 | 0 | 0 | 0 | 0 | 0 | 0 | 0 | 0 | 0 | 0 | 0 | 0 | 0 | 0 | 0 | 0 | 0 | 0 | 0 | 0 | 0 | 0 | 0 | 0 | 0 | 0 | 0 | 0 | 0 | 0 | 2 | 1 | 0 | 0 | 0 | 0 | -486.9952 | 36.3023 | 1347.0564 | Chicarita 138 kV constraint | Chicarita 138 kV constraint | Chicarita 138 kV constraint |  | 0 | 1 | 0 | 0 | 0 | 0 | -115.61 | 736.3023 | 1347.0564 | Internal San Diego Area constraint | Chicarita 138 kV constraint | Chicarita 138 kV constraint |  | 5 | 3 | YES | 3 | 1 | 1 | NO | 1
SCE Metro Study Area | Sylmar | 230 | 0 | 0 | 0 | 0 | 0 | 0 | 0 | 0 | 0 | 0 | 0 | 0 | 0 | 0 | 0 | 0 | 0 | 0 | 0 | 0 | 0 | 0 | 0 | 0 | 0 | 0 | 0 | 0 | 1 | 0 | 0 | 0 | 0 | 0 | 0 | 0 | 0 | 0 | 0 | 0 | 0 | 0 | 0 | 0 | 0 | 0 | 0 | 0 | 0 | 0 | 0 | 0 | 0 | 0 | 0 | 0 | 0 | 0 | 0 | 0 | 0 | 0 | 0 | 0 | 0 | 0 | 0 | 0 | 0 | 0 | 0 | 0 | 0 | 0 | 0 | 0 | 0 | 0 | 0 | 0 | 0 | 0 | 0 | 0 | 0 | 0 | 0 | 0 | 0 | 0 | 0 | 0 | 0 | 0 | 0 | 0 | 0 | 0 | 0 | 0 | 0 | 0 | 0 | 0 | 0 | 0 | 0 | 0 |  | 0 | 0 | 0 | 0 | 0 | 0 | 0 | 0 | 0 | 0 | 0 | 0 | 0 | 0 | 0 | 0 | 0 | 0 | 0 | 0 | 0 | 0 | 0 | 0 | 0 | 0 | 0 | 0 | 0 | 0 | 0 | 0 | 0 | 0 | 0 | 0 | 0 | 0 | 0 | 0 | 0 | 0 | 0 | 0 | 0 | 1 | 0 | 0 | 0 | 0 | 0 | -4066.4708 | 1431.2454 | 2279.042 | Lugo - Victorville area constraint | Lugo - Victorville area constraint | Lugo - Victorville area constraint |  | 0 | 0 | 0 | 0 | 0 | 0 | 2733.5292 | 8231.2454 | 9079.042 | Lugo - Victorville area constraint | Lugo - Victorville area constraint | Lugo - Victorville area constraint |  | 5 | 1 | YES | 2 | 1 | 1 | NO | 1
PG&E North of Greater Bay Study Area | Table Mountain | 500 | 0 | 0 | 0 | 0 | 0 | 0 | 0 | 0 | 0 | 0 | 0 | 0 | 0 | 0 | 0 | 0 | 0 | 0 | 0 | 0 | 0 | 0 | 0 | 0 | 0 | 0 | 0 | 0 | 0 | 0 | 0 | 0 | 0 | 0 | 0 | 0 | 0 | 0 | 0 | 0 | 0 | 0 | 0 | 0 | 1 | 0 | 0 | 0 | 0 | 0 | 1 | 0 | 0 | 0 | 0 | 0 | 0 | 0 | 0 | 0 | 0 | 0 | 0 | 0 | 0 | 0 | 0 | 0 | 0 | 0 | 0 | 0 | 0 | 0 | 0 | 0 | 0 | 0 | 0 | 0 | 0 | 0 | 0 | 0 | 0 | 0 | 0 | 0 | 0 | 0 | 0 | 0 | 0 | 0 | 0 | 0 | 0 | 0 | 0 | 0 | 0 | 0 | 0 | 0 | 0 | 0 | 0 | 0 |  | 0 | 0 | 0 | 0 | 0 | 0 | 0 | 0 | 0 | 0 | 0 | 0 | 0 | 0 | 0 | 0 | 0 | 0 | 0 | 0 | 0 | 0 | 0 | 0 | 0 | 0 | 0 | 0 | 0 | 0 | 0 | 0 | 0 | 0 | 0 | 0 | 0 | 0 | 0 | 0 | 0 | 0 | 0 | 0 | 0 | 2 | 0 | 1 | 0 | 0 | 0 | -2351.0075 | -489.2175 | 933.5648 | Vaca Dixon-Tesla 500kV Line | Vaca Dixon-Tesla 500kV Line | Vaca Dixon-Tesla 500kV Line |  | 0 | 1 | 0 | 0 | 0 | 0 | -86.8335 | 850.2625 | 933.5648 | Bellota-Weber 230kV line | Bellota-Weber 230kV line | Vaca Dixon-Tesla 500kV Line |  | 5 | 3 | YES | 3 | 1 | 1 | NO | 1
PG&E North of Greater Bay Study Area | Table Mountain | 230 | 0 | 0 | 0 | 0 | 0 | 0 | 0 | 0 | 0 | 0 | 0 | 0 | 0 | 0 | 0 | 0 | 0 | 0 | 0 | 0 | 0 | 0 | 0 | 0 | 0 | 0 | 0 | 0 | 0 | 0 | 0 | 0 | 0 | 0 | 0 | 0 | 0 | 0 | 0 | 0 | 0 | 0 | 0 | 0 | 1 | 0 | 0 | 0 | 0 | 1 | 1 | 1 | 1 | 0 | 0 | 0 | 0 | 0 | 0 | 0 | 0 | 0 | 0 | 0 | 1 | 1 | 0 | 0 | 0 | 0 | 0 | 0 | 0 | 0 | 0 | 0 | 0 | 0 | 0 | 0 | 0 | 0 | 0 | 0 | 0 | 0 | 0 | 0 | 0 | 0 | 0 | 0 | 0 | 0 | 0 | 0 | 0 | 0 | 0 | 0 | 0 | 0 | 0 | 0 | 0 | 0 | 0 | 0 |  | 0 | 0 | 0 | 0 | 0 | 0 | 0 | 0 | 0 | 0 | 0 | 0 | 0 | 0 | 0 | 0 | 0 | 0 | 0 | 0 | 0 | 0 | 0 | 3 | 0 | 0 | 0 | 0 | 0 | 1 | 0 | 0 | 60.5 | 52.5 | 0 | 0 | 0 | 0 | 3 | 0 | 0 | 0 | 0 | 0 | 1 | 3 | 0 | 2 | 0 | 0 | 0 | -2351.0075 | -489.2175 | 87.41 | Vaca Dixon-Tesla 500kV Line | Vaca Dixon-Tesla 500kV Line | Rocklin-Pleaseant grove 115kV line |  | 0 | 1 | 0 | 0 | 0 | 0 | -86.8335 | 267.6995 | 87.41 | Bellota-Weber 230kV line | Rio Oso-Brighton 230kV line | Rocklin-Pleaseant grove 115kV line |  | 5 | 3 | YES | 3 | 1 | 1 | NO | 1
PG&E Kern Study Area | Taft | 115 | 0 | 0 | 0 | 0 | 0 | 0 | 0 | 0 | 0 | 0 | 0 | 0 | 0 | 0 | 0 | 0 | 0 | 0 | 0 | 0 | 0 | 0 | 0 | 0 | 0 | 0 | 0 | 0 | 0 | 0 | 0 | 0 | 0 | 0 | 0 | 0 | 0 | 0 | 0 | 0 | 0 | 0 | 0 | 0 | 0 | 0 | 0 | 0 | 0 | 0 | 0 | 0 | 0 | 0 | 0 | 0 | 0 | 0 | 0 | 0 | 0 | 0 | 0 | 0 | 0 | 0 | 0 | 0 | 0 | 0 | 0 | 0 | 0 | 0 | 0 | 1 | 1 | 0 | 1 | 0 | 1 | 0 | 1 | 0 | 0 | 1 | 1 | 0 | 0 | 0 | 0 | 0 | 0 | 0 | 0 | 0 | 0 | 0 | 0 | 0 | 0 | 0 | 0 | 0 | 0 | 0 | 0 | 0 |  | 0 | 0 | 0 | 0 | 0 | 0 | 0 | 0 | 0 | 0 | 0 | 0 | 0 | 0 | 0 | 0 | 0 | 0 | 0 | 0 | 0 | 0 | 0 | 0 | 0 | 0 | 0 | 0 | 0 | 0 | 0 | 0 | 0 | 0 | 0 | 0 | 0 | 0 | 13 | 0 | 0 | 0 | 0 | 0 | 1 | 4 | 0 | 4 | 0 | 2 | 0 | -3595.555 | -2599.731 | -1460.1318 | Midway-Q2005 230kV Line | Midway-Q2005 230kV Line | Midway-Q2005 230kV Line |  | 0 | 0 | 0 | 0 | 0 | 2 | 211.38 | 226.4928 | -498.1318 | Midway-Taft 115 kV line | Midway-Taft 115 kV line | Midway-Q2005 230kV Line |  | 5 | 1 | YES | 2 | 5 | 4 | YES | 4
SDG&E Study Area | Talega | 230 | 0 | 0 | 0 | 0 | 0 | 0 | 0 | 0 | 0 | 0 | 0 | 0 | 0 | 0 | 0 | 0 | 0 | 0 | 0 | 0 | 0 | 0 | 0 | 0 | 0 | 0 | 0 | 0 | 0 | 1 | 0 | 0 | 0 | 0 | 0 | 0 | 0 | 0 | 0 | 0 | 0 | 1 | 1 | 0 | 0 | 0 | 0 | 0 | 0 | 0 | 0 | 0 | 0 | 0 | 0 | 0 | 0 | 0 | 0 | 0 | 0 | 0 | 0 | 0 | 0 | 0 | 0 | 0 | 0 | 0 | 0 | 0 | 0 | 0 | 0 | 0 | 0 | 0 | 0 | 0 | 0 | 0 | 0 | 0 | 0 | 0 | 0 | 0 | 0 | 0 | 0 | 0 | 0 | 0 | 0 | 0 | 0 | 0 | 0 | 0 | 0 | 0 | 0 | 0 | 0 | 0 | 0 | 0 |  | 0 | 0 | 0 | 0 | 0 | 0 | 0 | 0 | 0 | 0 | 0 | 0 | 0 | 0 | 0 | 0 | 0 | 0 | 0 | 0 | 0 | 0 | 0 | 0 | 0 | 0 | 0 | 0 | 0 | 0 | 0 | 0 | 0 | 0 | 0 | 0 | 0 | 0 | 0 | 0 | 0 | 100 | 0 | 0 | 1 | 1 | 0 | 0 | 0 | 0 | 0 | -433.35 | 326 | 851 | Talega 230 kV constraint | Trabuco-Capistrano 138 kV constraint | Trabuco-Capistrano 138 kV constraint |  | 0 | 0 | 0 | 0 | 0 | 0 | 151 | 326 | 851 | Trabuco-Capistrano 138 kV constraint | Trabuco-Capistrano 138 kV constraint | Trabuco-Capistrano 138 kV constraint |  | 5 | 1 | YES | 2 | 1 | 1 | NO | 1
SDG&E Study Area | Talega | 138 | 0 | 0 | 0 | 0 | 0 | 0 | 0 | 0 | 0 | 0 | 0 | 0 | 0 | 0 | 0 | 0 | 0 | 0 | 0 | 0 | 0 | 0 | 0 | 0 | 0 | 0 | 0 | 0 | 0 | 1 | 0 | 0 | 0 | 0 | 0 | 0 | 0 | 0 | 0 | 0 | 0 | 1 | 1 | 0 | 0 | 0 | 0 | 0 | 0 | 0 | 0 | 0 | 0 | 0 | 0 | 0 | 0 | 0 | 0 | 0 | 0 | 0 | 0 | 0 | 0 | 0 | 0 | 0 | 0 | 0 | 0 | 0 | 0 | 0 | 0 | 0 | 0 | 0 | 0 | 0 | 0 | 0 | 0 | 0 | 0 | 0 | 0 | 0 | 0 | 0 | 0 | 0 | 0 | 0 | 0 | 0 | 0 | 0 | 0 | 0 | 0 | 0 | 0 | 0 | 0 | 0 | 0 | 0 |  | 0 | 0 | 0 | 0 | 0 | 0 | 0 | 0 | 0 | 0 | 0 | 0 | 0 | 0 | 0 | 0 | 0 | 0 | 0 | 0 | 0 | 0 | 0 | 0 | 0 | 0 | 0 | 0 | 0 | 0 | 0 | 0 | 0 | 0 | 0 | 0 | 0 | 0 | 0 | 0 | 0 | 0 | 0 | 0 | 0 | 1 | 0 | 0 | 0 | 0 | 0 | -433.35 | 326 | 851 | Talega 230 kV constraint | Trabuco-Capistrano 138 kV constraint | Trabuco-Capistrano 138 kV constraint |  | 0 | 0 | 0 | 0 | 0 | 0 | 151 | 326 | 851 | Trabuco-Capistrano 138 kV constraint | Trabuco-Capistrano 138 kV constraint | Trabuco-Capistrano 138 kV constraint |  | 5 | 1 | YES | 2 | 1 | 1 | NO | 1
PG&E Greater Bay Study Area | Tassajara | 230 | 0 | 0 | 0 | 0 | 0 | 0 | 0 | 0 | 0 | 0 | 0 | 0 | 0 | 0 | 0 | 0 | 0 | 0 | 0 | 0 | 0 | 0 | 0 | 0 | 0 | 0 | 0 | 0 | 0 | 0 | 0 | 0 | 0 | 0 | 0 | 0 | 0 | 0 | 0 | 0 | 0 | 0 | 0 | 0 | 1 | 0 | 0 | 0 | 0 | 0 | 0 | 0 | 0 | 0 | 0 | 0 | 0 | 1 | 1 | 0 | 0 | 0 | 0 | 1 | 1 | 0 | 0 | 0 | 0 | 0 | 0 | 0 | 0 | 1 | 0 | 0 | 0 | 0 | 0 | 0 | 0 | 0 | 0 | 0 | 0 | 0 | 0 | 0 | 0 | 0 | 0 | 0 | 0 | 0 | 0 | 0 | 0 | 0 | 0 | 0 | 0 | 0 | 0 | 0 | 0 | 0 | 0 | 1 |  | 0 | 0 | 0 | 0 | 0 | 0 | 0 | 0 | 0 | 0 | 0 | 0 | 0 | 0 | 0 | 0 | 0 | 0 | 0 | 0 | 0 | 0 | 0 | 0 | 0 | 0 | 0 | 0 | 0 | 0 | 0 | 0 | 0 | 0 | 0 | 0 | 0 | 0 | 0 | 0 | 0 | 0 | 0 | 0 | 0 | 2 | 0 | 1 | 0 | 0 | 0 | -2351.0075 | -489.2175 | 796.7913 | Vaca Dixon-Tesla 500kV Line | Vaca Dixon-Tesla 500kV Line | Windmaster-Delta pumps 230 kV line |  | 1 | 0 | 0 | 0 | 0 | 0 | -278.2328 | 283.5403 | 796.7913 | Windmaster-Delta pumps 230 kV line | Windmaster-Delta pumps 230 kV line | Windmaster-Delta pumps 230 kV line |  | 5 | 5 | NO | 5 | 1 | 1 | NO | 1
PG&E Kern Study Area | Temblor | 115 | 0 | 0 | 0 | 0 | 0 | 0 | 0 | 0 | 0 | 0 | 0 | 0 | 0 | 0 | 0 | 0 | 0 | 0 | 0 | 0 | 0 | 0 | 0 | 0 | 0 | 0 | 0 | 0 | 0 | 0 | 0 | 0 | 0 | 0 | 0 | 0 | 0 | 0 | 0 | 0 | 0 | 0 | 0 | 0 | 0 | 0 | 0 | 0 | 0 | 0 | 0 | 0 | 0 | 0 | 0 | 0 | 0 | 0 | 0 | 0 | 0 | 0 | 0 | 0 | 0 | 0 | 0 | 0 | 0 | 0 | 0 | 0 | 0 | 0 | 0 | 0 | 0 | 0 | 0 | 0 | 0 | 0 | 1 | 0 | 0 | 0 | 0 | 0 | 0 | 0 | 0 | 0 | 0 | 0 | 0 | 0 | 0 | 0 | 0 | 0 | 0 | 0 | 0 | 0 | 0 | 0 | 0 | 0 |  | 0 | 0 | 0 | 0 | 0 | 0 | 0 | 0 | 0 | 0 | 0 | 0 | 0 | 0 | 0 | 0 | 0 | 0 | 0 | 0 | 0 | 0 | 0 | 0 | 0 | 0 | 0 | 0 | 0 | 0 | 0 | 0 | 0 | 0 | 0 | 0 | 0 | 0 | 0 | 0 | 0 | 0 | 0 | 0 | 0 | 0 | 0 | 0 | 0 | 0 | 0 | 1017.993 | 982.5404 | 785.5359 | Midway 230/115kV TB #3 | Midway 230/115kV TB #3 | Midway 230/115kV TB #3 |  | 0 | 0 | 0 | 0 | 0 | 0 | 1017.993 | 982.5404 | 785.5359 | Midway 230/115kV TB #3 | Midway 230/115kV TB #3 | Midway 230/115kV TB #3 |  | 1 | 1 | NO | 1 | 1 | 1 | NO | 1
PG&E Kern Study Area | Templeton | 230 | 0 | 0 | 0 | 0 | 0 | 0 | 0 | 0 | 0 | 0 | 0 | 0 | 0 | 0 | 0 | 0 | 0 | 0 | 0 | 0 | 0 | 0 | 0 | 0 | 0 | 0 | 0 | 0 | 0 | 0 | 0 | 0 | 0 | 0 | 0 | 0 | 0 | 0 | 0 | 0 | 0 | 0 | 0 | 0 | 0 | 0 | 0 | 0 | 0 | 0 | 0 | 0 | 0 | 0 | 0 | 0 | 0 | 0 | 0 | 0 | 0 | 0 | 0 | 0 | 0 | 0 | 0 | 0 | 0 | 0 | 0 | 0 | 0 | 0 | 0 | 1 | 1 | 0 | 0 | 0 | 0 | 0 | 0 | 0 | 0 | 1 | 1 | 1 | 0 | 0 | 0 | 1 | 0 | 0 | 0 | 1 | 1 | 0 | 0 | 0 | 0 | 0 | 0 | 0 | 1 | 0 | 0 | 1 |  | 0 | 0 | 0 | 0 | 0 | 0 | 0 | 0 | 0 | 0 | 0 | 0 | 0 | 0 | 0 | 0 | 0 | 0 | 0 | 0 | 0 | 0 | 0 | 0 | 0 | 0 | 0 | 0 | 0 | 0 | 0 | 0 | 100 | 0 | 0 | 0 | 0 | 0 | 0 | 0 | 0 | 0 | 0 | 0 | 1 | 4 | 0 | 4 | 0 | 4 | 0 | -3595.555 | -2599.731 | -1460.1318 | Midway-Q2005 230kV Line | Midway-Q2005 230kV Line | Midway-Q2005 230kV Line |  | 0 | 0 | 0 | 0 | 0 | 3 | 91.059 | 124.968 | -498.1318 | Gates 230/70kV TB #5 | Gates 230/70kV TB #5 | Midway-Q2005 230kV Line |  | 5 | 1 | YES | 2 | 5 | 4 | YES | 4
PG&E Greater Bay Study Area | Tesla | 500 | 0 | 0 | 0 | 0 | 0 | 0 | 0 | 0 | 0 | 0 | 0 | 0 | 0 | 0 | 0 | 0 | 0 | 0 | 0 | 0 | 0 | 0 | 0 | 0 | 0 | 0 | 0 | 0 | 0 | 0 | 0 | 0 | 0 | 0 | 0 | 0 | 0 | 0 | 0 | 0 | 0 | 0 | 0 | 0 | 0 | 0 | 0 | 0 | 0 | 0 | 0 | 0 | 0 | 0 | 0 | 0 | 0 | 0 | 0 | 0 | 0 | 0 | 0 | 0 | 0 | 0 | 0 | 0 | 0 | 0 | 0 | 0 | 0 | 0 | 0 | 0 | 0 | 0 | 0 | 0 | 0 | 0 | 0 | 0 | 0 | 0 | 0 | 0 | 0 | 0 | 0 | 0 | 0 | 0 | 0 | 0 | 0 | 0 | 0 | 0 | 0 | 0 | 0 | 0 | 0 | 0 | 0 | 0 |  | 0 | 0 | 0 | 0 | 0 | 0 | 0 | 0 | 0 | 0 | 0 | 0 | 0 | 0 | 0 | 0 | 0 | 0 | 0 | 0 | 0 | 0 | 0 | 0 | 0 | 0 | 0 | 0 | 0 | 0 | 0 | 0 | 302 | 0 | 1500 | 0 | 0 | 0 | 0 | 400 | 0 | 0 | 0 | 0 | 1 | 0 | 0 | 0 | 0 | 0 | 0 | 0 | 0 | 0 | #N/A | #N/A | #N/A |  | 0 | 0 | 0 | 0 | 0 | 0 | 0 | 0 | 0 | #N/A | #N/A | #N/A |  | 1 | 1 | NO | 1 | 1 | 1 | NO | 1
PG&E Greater Bay Study Area | Tesla | 230 | 0 | 0 | 0 | 0 | 0 | 0 | 0 | 0 | 0 | 0 | 0 | 0 | 0 | 0 | 0 | 0 | 0 | 0 | 0 | 0 | 0 | 0 | 0 | 0 | 0 | 0 | 0 | 0 | 0 | 0 | 0 | 0 | 0 | 0 | 0 | 0 | 0 | 0 | 0 | 0 | 0 | 0 | 0 | 0 | 0 | 0 | 0 | 0 | 0 | 0 | 0 | 0 | 0 | 0 | 0 | 0 | 0 | 0 | 0 | 0 | 1 | 0 | 0 | 1 | 1 | 0 | 0 | 0 | 0 | 0 | 0 | 0 | 0 | 1 | 0 | 0 | 0 | 0 | 0 | 0 | 0 | 0 | 0 | 0 | 0 | 0 | 0 | 0 | 0 | 0 | 0 | 0 | 0 | 0 | 0 | 0 | 0 | 0 | 0 | 0 | 0 | 0 | 0 | 0 | 0 | 0 | 0 | 0 |  | 0 | 0 | 0 | 0 | 0 | 0 | 0 | 0 | 0 | 0 | 0 | 400 | 0 | 0 | 1 | 0 | 0 | 0 | 0 | 0 | 0 | 0 | 0 | 0 | 0 | 0 | 0 | 0 | 0 | 0 | 0 | 0 | 130 | 45 | 0 | 0 | 0 | 0 | 0 | 0 | 0 | 0 | 0 | 0 | 1 | 0 | 0 | 0 | 0 | 0 | 0 | 435.3067 | 2205.9927 | 4067.5873 | Tesla-Bellota 230 kV line | Tesla-Bellota 230 kV line | Newark-Newark Distribution 115 kV line |  | 0 | 0 | 0 | 0 | 0 | 0 | 435.3067 | 2205.9927 | 4067.5873 | Tesla-Bellota 230 kV line | Tesla-Bellota 230 kV line | Newark-Newark Distribution 115 kV line |  | 1 | 1 | NO | 1 | 1 | 1 | NO | 1
PG&E Greater Bay Study Area | Tesla | 115 | 0 | 0 | 0 | 0 | 0 | 0 | 0 | 0 | 0 | 0 | 0 | 0 | 0 | 0 | 0 | 0 | 0 | 0 | 0 | 0 | 0 | 0 | 0 | 0 | 0 | 0 | 0 | 0 | 0 | 0 | 0 | 0 | 0 | 0 | 0 | 0 | 0 | 0 | 0 | 0 | 0 | 0 | 0 | 0 | 0 | 0 | 0 | 0 | 0 | 0 | 0 | 0 | 0 | 0 | 0 | 0 | 0 | 0 | 0 | 0 | 1 | 0 | 1 | 1 | 0 | 0 | 0 | 0 | 0 | 0 | 0 | 0 | 0 | 1 | 0 | 0 | 0 | 0 | 0 | 0 | 0 | 0 | 0 | 0 | 0 | 0 | 0 | 0 | 0 | 0 | 0 | 0 | 0 | 0 | 0 | 0 | 0 | 0 | 0 | 0 | 0 | 0 | 0 | 0 | 0 | 0 | 0 | 0 |  | 0 | 0 | 0 | 0 | 0 | 0 | 0 | 0 | 0 | 0 | 0 | 0 | 0 | 0 | 0 | 0 | 0 | 0 | 0 | 0 | 0 | 0 | 0 | 0 | 0 | 0 | 0 | 0 | 0 | 0 | 0 | 0 | 0 | 0 | 0 | 0 | 0 | 0 | 0 | 0 | 0 | 0 | 0 | 0 | 0 | 0 | 0 | 0 | 0 | 0 | 0 | 3.859 | 102.156 | 280.6464 | Kasson Jct-Heinz 115 kV line | Kasson Jct-Heinz 115 kV line | Kasson Jct-Heinz 115 kV line |  | 0 | 0 | 0 | 0 | 0 | 0 | 3.859 | 102.156 | 280.6464 | Kasson Jct-Heinz 115 kV line | Kasson Jct-Heinz 115 kV line | Kasson Jct-Heinz 115 kV line |  | 1 | 1 | NO | 1 | 1 | 1 | NO | 1
PG&E Kern Study Area | Tevis | 115 | 0 | 0 | 0 | 0 | 0 | 0 | 0 | 0 | 0 | 0 | 0 | 0 | 0 | 0 | 0 | 0 | 0 | 0 | 0 | 0 | 0 | 0 | 0 | 0 | 0 | 0 | 0 | 0 | 0 | 0 | 0 | 0 | 0 | 0 | 0 | 0 | 0 | 0 | 0 | 0 | 0 | 0 | 0 | 0 | 0 | 0 | 0 | 0 | 0 | 0 | 0 | 0 | 0 | 0 | 0 | 0 | 0 | 0 | 0 | 0 | 0 | 0 | 0 | 0 | 0 | 0 | 0 | 0 | 0 | 0 | 0 | 0 | 0 | 0 | 0 | 0 | 1 | 0 | 1 | 0 | 0 | 1 | 0 | 1 | 0 | 1 | 1 | 0 | 0 | 0 | 0 | 0 | 0 | 0 | 0 | 0 | 0 | 0 | 0 | 0 | 0 | 0 | 0 | 0 | 0 | 0 | 0 | 0 |  | 0 | 0 | 0 | 0 | 0 | 0 | 0 | 0 | 0 | 0 | 0 | 0 | 0 | 0 | 0 | 0 | 0 | 0 | 0 | 0 | 0 | 0 | 0 | 0 | 0 | 0 | 0 | 0 | 0 | 0 | 0 | 0 | 0 | 0 | 0 | 0 | 0 | 0 | 0 | 0 | 0 | 0 | 0 | 0 | 0 | 3 | 0 | 3 | 0 | 1 | 0 | -3595.555 | -2599.731 | -1460.1318 | Midway-Q2005 230kV Line | Midway-Q2005 230kV Line | Midway-Q2005 230kV Line |  | 0 | 0 | 0 | 0 | 0 | 1 | 39.518 | 0.14008 | -498.1318 | Semitropic-Midway 115kV Line | Semitropic-Midway 115kV Line | Midway-Q2005 230kV Line |  | 5 | 1 | YES | 2 | 5 | 4 | YES | 4
East of Pisgah Study Area | Thousandaire | 138 | 0 | 0 | 0 | 0 | 0 | 0 | 0 | 0 | 0 | 0 | 0 | 0 | 0 | 0 | 0 | 0 | 0 | 0 | 0 | 1 | 0 | 1 | 0 | 0 | 0 | 0 | 0 | 1 | 1 | 0 | 0 | 0 | 0 | 0 | 0 | 0 | 0 | 0 | 0 | 0 | 0 | 0 | 0 | 0 | 0 | 0 | 0 | 0 | 0 | 0 | 0 | 0 | 0 | 0 | 0 | 0 | 0 | 0 | 0 | 0 | 0 | 0 | 0 | 0 | 0 | 0 | 0 | 0 | 0 | 0 | 0 | 0 | 0 | 0 | 0 | 0 | 0 | 0 | 0 | 0 | 0 | 0 | 0 | 0 | 0 | 0 | 0 | 0 | 0 | 0 | 0 | 0 | 0 | 0 | 0 | 0 | 0 | 0 | 0 | 0 | 0 | 0 | 0 | 0 | 0 | 0 | 0 | 3 |  | 0 | 0 | 0 | 0 | 0 | 0 | 0 | 0 | 0 | 0 | 0 | 0 | 0 | 0 | 0 | 0 | 0 | 0 | 0 | 0 | 0 | 0 | 0 | 0 | 0 | 0 | 0 | 0 | 0 | 0 | 0 | 0 | 0 | 0 | 0 | 0 | 0 | 0 | 0 | 0 | 0 | 0 | 0 | 0 | 0 | 1 | 3 | 0 | 0 | 0 | 0 | -4938.497 | 19.5125 | 1115.45 | Devers-Red Bluff Constraint | Devers-Red Bluff Constraint | GLW 230kV area constraint |  | 0 | 3 | 0 | 0 | 0 | 0 | -4938.497 | 19.5125 | 1115.45 | Devers-Red Bluff Constraint | Devers-Red Bluff Constraint | GLW 230kV area constraint |  | 5 | 4 | YES | 4 | 1 | 1 | NO | 1
SCE North of Lugo Study Area | Tortilla | 115 | 0 | 0 | 0 | 0 | 0 | 0 | 0 | 0 | 0 | 0 | 0 | 0 | 0 | 0 | 1 | 1 | 1 | 0 | 0 | 0 | 0 | 0 | 0 | 0 | 0 | 0 | 0 | 0 | 0 | 0 | 0 | 0 | 0 | 0 | 0 | 0 | 0 | 0 | 0 | 0 | 0 | 0 | 0 | 0 | 0 | 0 | 0 | 0 | 0 | 0 | 0 | 0 | 0 | 0 | 0 | 0 | 0 | 0 | 0 | 0 | 0 | 0 | 0 | 0 | 0 | 0 | 0 | 0 | 0 | 0 | 0 | 0 | 0 | 0 | 0 | 0 | 0 | 0 | 0 | 0 | 0 | 0 | 0 | 0 | 0 | 0 | 0 | 0 | 0 | 0 | 0 | 0 | 0 | 0 | 0 | 0 | 0 | 0 | 0 | 0 | 0 | 0 | 0 | 0 | 0 | 0 | 0 | 3 |  | 0 | 0 | 0 | 0 | 0 | 0 | 0 | 0 | 0 | 0 | 0 | 0 | 0 | 0 | 0 | 0 | 0 | 0 | 0 | 0 | 0 | 0 | 0 | 3 | 0 | 0 | 0 | 0 | 0 | 1 | 0 | 0 | 0 | 0 | 0 | 0 | 0 | 0 | 3 | 0 | 0 | 0 | 0 | 0 | 1 | 0 | 0 | 0 | 0 | 0 | 0 | 1060.032 | 1388.529 | 642.42 | Lugo Transformer Area Constraint | Lugo Transformer Area Constraint | Lugo Transformer Area Constraint |  | 0 | 0 | 0 | 0 | 0 | 0 | 1060.032 | 1388.529 | 642.42 | Lugo Transformer Area Constraint | Lugo Transformer Area Constraint | Lugo Transformer Area Constraint |  | 1 | 1 | NO | 1 | 1 | 1 | NO | 1
SDG&E Study Area | Trabuco | 138 | 0 | 0 | 0 | 0 | 0 | 0 | 0 | 0 | 0 | 0 | 0 | 0 | 0 | 0 | 0 | 0 | 0 | 0 | 0 | 0 | 0 | 0 | 0 | 0 | 0 | 0 | 0 | 0 | 0 | 1 | 0 | 0 | 0 | 0 | 0 | 0 | 0 | 0 | 0 | 0 | 0 | 1 | 1 | 0 | 0 | 0 | 0 | 0 | 0 | 0 | 0 | 0 | 0 | 0 | 0 | 0 | 0 | 0 | 0 | 0 | 0 | 0 | 0 | 0 | 0 | 0 | 0 | 0 | 0 | 0 | 0 | 0 | 0 | 0 | 0 | 0 | 0 | 0 | 0 | 0 | 0 | 0 | 0 | 0 | 0 | 0 | 0 | 0 | 0 | 0 | 0 | 0 | 0 | 0 | 0 | 0 | 0 | 0 | 0 | 0 | 0 | 0 | 0 | 0 | 0 | 0 | 0 | 0 |  | 0 | 0 | 0 | 0 | 0 | 0 | 0 | 0 | 0 | 0 | 0 | 0 | 0 | 0 | 0 | 0 | 0 | 0 | 0 | 0 | 0 | 0 | 0 | 0 | 0 | 0 | 0 | 0 | 0 | 0 | 0 | 0 | 0 | 0 | 0 | 0 | 0 | 0 | 0 | 0 | 0 | 0 | 0 | 0 | 0 | 1 | 0 | 0 | 0 | 0 | 0 | -433.35 | 326 | 851 | Talega 230 kV constraint | Trabuco-Capistrano 138 kV constraint | Trabuco-Capistrano 138 kV constraint |  | 0 | 0 | 0 | 0 | 0 | 0 | 151 | 326 | 851 | Trabuco-Capistrano 138 kV constraint | Trabuco-Capistrano 138 kV constraint | Trabuco-Capistrano 138 kV constraint |  | 5 | 1 | YES | 2 | 1 | 1 | NO | 1
PG&E Greater Bay Study Area | Tracy | 500 | 0 | 0 | 0 | 0 | 0 | 0 | 0 | 0 | 0 | 0 | 0 | 0 | 0 | 0 | 0 | 0 | 0 | 0 | 0 | 0 | 0 | 0 | 0 | 0 | 0 | 0 | 0 | 0 | 0 | 0 | 0 | 0 | 0 | 0 | 0 | 0 | 0 | 0 | 0 | 0 | 0 | 0 | 0 | 0 | 0 | 0 | 0 | 0 | 0 | 0 | 0 | 0 | 0 | 0 | 0 | 0 | 0 | 0 | 0 | 0 | 0 | 0 | 0 | 0 | 0 | 0 | 0 | 0 | 0 | 0 | 0 | 0 | 0 | 0 | 0 | 0 | 1 | 0 | 0 | 0 | 0 | 0 | 0 | 0 | 0 | 0 | 0 | 0 | 0 | 0 | 0 | 0 | 0 | 0 | 0 | 0 | 0 | 0 | 0 | 0 | 0 | 0 | 0 | 0 | 0 | 0 | 0 | 0 |  | 0 | 0 | 0 | 0 | 0 | 0 | 0 | 0 | 0 | 0 | 0 | 0 | 0 | 0 | 0 | 0 | 0 | 0 | 0 | 0 | 0 | 0 | 0 | 0 | 0 | 0 | 0 | 0 | 0 | 0 | 0 | 0 | 0 | 0 | 0 | 0 | 0 | 0 | 0 | 0 | 0 | 0 | 0 | 0 | 0 | 1 | 0 | 1 | 0 | 1 | 0 | -3595.555 | -2599.731 | -1460.1318 | Midway-Q2005 230kV Line | Midway-Q2005 230kV Line | Midway-Q2005 230kV Line |  | 0 | 0 | 0 | 0 | 0 | 1 | 13295.445 | 14291.269 | -498.1318 | Midway-Q2005 230kV Line | Midway-Q2005 230kV Line | Midway-Q2005 230kV Line |  | 5 | 1 | YES | 2 | 5 | 4 | YES | 4
PG&E Greater Bay Study Area | Tracy | 230 | 0 | 0 | 0 | 0 | 0 | 0 | 0 | 0 | 0 | 0 | 0 | 0 | 0 | 0 | 0 | 0 | 0 | 0 | 0 | 0 | 0 | 0 | 0 | 0 | 0 | 0 | 0 | 0 | 0 | 0 | 0 | 0 | 0 | 0 | 0 | 0 | 0 | 0 | 0 | 0 | 0 | 0 | 0 | 0 | 0 | 0 | 0 | 0 | 0 | 0 | 0 | 0 | 0 | 0 | 0 | 0 | 0 | 0 | 0 | 0 | 0 | 0 | 0 | 0 | 1 | 0 | 0 | 0 | 0 | 0 | 0 | 0 | 0 | 0 | 0 | 0 | 1 | 0 | 0 | 0 | 0 | 0 | 0 | 0 | 0 | 0 | 0 | 0 | 0 | 0 | 0 | 0 | 0 | 0 | 0 | 0 | 0 | 0 | 0 | 0 | 0 | 0 | 0 | 0 | 0 | 0 | 0 | 0 |  | 0 | 0 | 44.8 | 0 | 0 | 0 | 0 | 0 | 5 | 0 | 0 | 0 | 0 | 0 | 1 | 0 | 5 | 0 | 0 | 0 | 0 | 0 | 0 | 0 | 0 | 0 | 0 | 0 | 0 | 1 | 0 | 5 | 0 | 0 | 0 | 0 | 0 | 0 | 2 | 0 | 0 | 0 | 0 | 0 | 1 | 1 | 0 | 1 | 0 | 1 | 0 | -3595.555 | -2599.731 | -1460.1318 | Midway-Q2005 230kV Line | Midway-Q2005 230kV Line | Midway-Q2005 230kV Line |  | 0 | 0 | 0 | 0 | 0 | 1 | 435.3067 | 2205.9927 | -498.1318 | Tesla-Bellota 230 kV line | Tesla-Bellota 230 kV line | Midway-Q2005 230kV Line |  | 5 | 1 | YES | 2 | 5 | 4 | YES | 4
PG&E Fresno Study Area | Tranquility | 230 | 0 | 0 | 0 | 0 | 0 | 0 | 0 | 0 | 0 | 0 | 0 | 0 | 0 | 0 | 0 | 0 | 0 | 0 | 0 | 0 | 0 | 0 | 0 | 0 | 0 | 0 | 0 | 0 | 0 | 0 | 0 | 0 | 0 | 0 | 0 | 0 | 0 | 0 | 0 | 0 | 0 | 0 | 0 | 0 | 0 | 0 | 0 | 0 | 0 | 0 | 1 | 0 | 0 | 0 | 0 | 0 | 0 | 0 | 0 | 0 | 0 | 0 | 0 | 0 | 0 | 0 | 0 | 0 | 0 | 0 | 0 | 0 | 0 | 0 | 0 | 0 | 1 | 0 | 0 | 0 | 0 | 0 | 0 | 0 | 0 | 1 | 1 | 0 | 1 | 1 | 1 | 1 | 1 | 1 | 1 | 1 | 0 | 1 | 1 | 0 | 0 | 1 | 0 | 0 | 0 | 1 | 0 | 4 |  | 0 | 0 | 0 | 0 | 0 | 0 | 0 | 0 | 0 | 200 | 0 | 40 | 0 | 0 | 1 | 0 | 0 | 0 | 0 | 0 | 0 | 0 | 0 | 0 | 360 | 40 | 502.5 | 0 | 0 | 1 | 0 | 0 | 0 | 0 | 0 | 0 | 0 | 0 | 0 | 370 | 305 | 502.5 | 183.5 | 0 | 1 | 7 | 1 | 6 | 1 | 4 | 0 | -3595.555 | -2599.731 | -1460.1318 | Midway-Q2005 230kV Line | Midway-Q2005 230kV Line | Midway-Q2005 230kV Line |  | 0 | 2 | 0 | 1 | 0 | 2 | -929.957 | -436.0987 | -498.1318 | Moss Landing-Las Aguilas 230 kV Line | Moss Landing-Las Aguilas 230 kV Line | Midway-Q2005 230kV Line |  | 5 | 4 | YES | 4 | 5 | 4 | YES | 4
East of Pisgah Study Area | Trout Canyon | 230 | 0 | 0 | 0 | 0 | 0 | 0 | 0 | 0 | 0 | 0 | 0 | 0 | 0 | 0 | 0 | 0 | 0 | 0 | 0 | 1 | 0 | 1 | 0 | 0 | 0 | 0 | 0 | 1 | 1 | 0 | 0 | 0 | 0 | 0 | 0 | 0 | 0 | 0 | 0 | 0 | 0 | 0 | 0 | 0 | 0 | 0 | 0 | 0 | 0 | 0 | 0 | 0 | 0 | 0 | 0 | 0 | 0 | 0 | 0 | 0 | 0 | 0 | 0 | 0 | 0 | 0 | 0 | 0 | 0 | 0 | 0 | 0 | 0 | 0 | 0 | 0 | 0 | 0 | 0 | 0 | 0 | 0 | 0 | 0 | 0 | 0 | 0 | 0 | 0 | 0 | 0 | 0 | 0 | 0 | 0 | 0 | 0 | 0 | 0 | 0 | 0 | 0 | 0 | 0 | 0 | 0 | 0 | 3 |  | 0 | 0 | 0 | 0 | 0 | 0 | 0 | 0 | 0 | 125 | 0 | 65 | 0 | 0 | 1 | 0 | 0 | 0 | 0 | 0 | 0 | 0 | 0 | 0 | 125 | 35 | 145 | 0 | 0 | 1 | 0 | 0 | 0 | 0 | 0 | 0 | 0 | 0 | 0 | 615 | 1015 | 555 | 255 | 0 | 1 | 1 | 3 | 0 | 0 | 0 | 0 | -4938.497 | 19.5125 | 1115.45 | Devers-Red Bluff Constraint | Devers-Red Bluff Constraint | GLW 230kV area constraint |  | 0 | 3 | 0 | 0 | 0 | 0 | -4938.497 | 19.5125 | 1115.45 | Devers-Red Bluff Constraint | Devers-Red Bluff Constraint | GLW 230kV area constraint |  | 5 | 4 | YES | 4 | 1 | 1 | NO | 1
PG&E North of Greater Bay Study Area | Tulucay | 230 | 0 | 0 | 0 | 0 | 0 | 0 | 0 | 0 | 0 | 0 | 0 | 0 | 0 | 0 | 0 | 0 | 0 | 0 | 0 | 0 | 0 | 0 | 0 | 0 | 0 | 0 | 0 | 0 | 0 | 0 | 0 | 0 | 0 | 0 | 0 | 0 | 0 | 0 | 0 | 0 | 0 | 0 | 0 | 1 | 1 | 0 | 0 | 0 | 0 | 0 | 0 | 0 | 0 | 0 | 0 | 0 | 1 | 1 | 1 | 1 | 1 | 0 | 0 | 1 | 0 | 0 | 0 | 0 | 0 | 0 | 0 | 0 | 0 | 1 | 1 | 0 | 0 | 0 | 0 | 0 | 0 | 0 | 0 | 0 | 0 | 0 | 0 | 0 | 0 | 0 | 0 | 0 | 0 | 0 | 0 | 0 | 0 | 0 | 0 | 0 | 0 | 0 | 0 | 0 | 0 | 0 | 0 | 2 |  | 0 | 0 | 0 | 0 | 0 | 0 | 0 | 0 | 0 | 0 | 0 | 0 | 0 | 0 | 0 | 0 | 0 | 0 | 0 | 0 | 0 | 0 | 0 | 0.65 | 0 | 0 | 0 | 0 | 0 | 1 | 0 | 0 | 0 | 0 | 0 | 0 | 0 | 0 | 0.65 | 25 | 0 | 0 | 0 | 0 | 1 | 3 | 0 | 2 | 0 | 0 | 0 | -2351.0075 | -489.2175 | 316.3825 | Vaca Dixon-Tesla 500kV Line | Vaca Dixon-Tesla 500kV Line | Birds Landing-Contra Costa 230kV Line |  | 2 | 0 | 1 | 0 | 0 | 0 | -598.6387 | -51.5186 | 316.3825 | Birds Landing-Contra Costa 230kV Line | Birds Landing-Contra Costa 230kV Line | Birds Landing-Contra Costa 230kV Line |  | 5 | 5 | NO | 5 | 1 | 1 | NO | 1
PG&E Kern Study Area | Tupman | 115 | 0 | 0 | 0 | 0 | 0 | 0 | 0 | 0 | 0 | 0 | 0 | 0 | 0 | 0 | 0 | 0 | 0 | 0 | 0 | 0 | 0 | 0 | 0 | 0 | 0 | 0 | 0 | 0 | 0 | 0 | 0 | 0 | 0 | 0 | 0 | 0 | 0 | 0 | 0 | 0 | 0 | 0 | 0 | 0 | 0 | 0 | 0 | 0 | 0 | 0 | 0 | 0 | 0 | 0 | 0 | 0 | 0 | 0 | 0 | 0 | 0 | 0 | 0 | 0 | 0 | 0 | 0 | 0 | 0 | 0 | 0 | 0 | 0 | 0 | 0 | 1 | 1 | 0 | 0 | 0 | 0 | 0 | 1 | 0 | 0 | 1 | 1 | 0 | 0 | 0 | 0 | 0 | 0 | 0 | 0 | 0 | 0 | 0 | 0 | 0 | 0 | 0 | 0 | 0 | 0 | 0 | 0 | 0 |  | 0 | 0 | 0 | 0 | 0 | 0 | 0 | 0 | 0 | 0 | 0 | 0 | 0 | 0 | 0 | 0 | 0 | 0 | 0 | 0 | 0 | 0 | 0 | 0 | 0 | 0 | 0 | 0 | 0 | 0 | 0 | 0 | 0 | 0 | 0 | 0 | 0 | 0 | 0 | 55 | 0 | 0 | 0 | 0 | 1 | 4 | 0 | 4 | 0 | 2 | 0 | -3595.555 | -2599.731 | -1460.1318 | Midway-Q2005 230kV Line | Midway-Q2005 230kV Line | Midway-Q2005 230kV Line |  | 0 | 0 | 0 | 0 | 0 | 2 | 287.831 | 562.4852 | -498.1318 | Oceano-Calendar 115kV line | Oceano-Calendar 115kV line | Midway-Q2005 230kV Line |  | 5 | 1 | YES | 2 | 5 | 4 | YES | 4
PG&E North of Greater Bay Study Area | Ukiah | 115 | 0 | 0 | 0 | 0 | 0 | 0 | 0 | 0 | 0 | 0 | 0 | 0 | 0 | 0 | 0 | 0 | 0 | 0 | 0 | 0 | 0 | 0 | 0 | 0 | 0 | 0 | 0 | 0 | 0 | 0 | 0 | 0 | 0 | 0 | 0 | 0 | 0 | 0 | 0 | 0 | 0 | 0 | 0 | 0 | 0 | 0 | 1 | 0 | 0 | 0 | 0 | 0 | 0 | 0 | 0 | 0 | 0 | 0 | 0 | 0 | 0 | 0 | 0 | 0 | 0 | 0 | 0 | 0 | 0 | 0 | 0 | 0 | 0 | 0 | 0 | 0 | 0 | 0 | 0 | 0 | 0 | 0 | 0 | 0 | 0 | 0 | 0 | 0 | 0 | 0 | 0 | 0 | 0 | 0 | 0 | 0 | 0 | 0 | 0 | 0 | 0 | 0 | 0 | 0 | 0 | 0 | 0 | 0 |  | 0 | 0 | 0 | 0 | 0 | 0 | 0 | 0 | 0 | 0 | 0 | 0 | 0 | 0 | 0 | 0 | 0 | 0 | 0 | 0 | 0 | 0 | 0 | 0 | 0 | 0 | 0 | 0 | 0 | 0 | 0 | 1 | 0 | 0 | 0 | 0 | 0 | 0 | 0 | 0 | 0 | 0 | 0 | 0 | 1 | 0 | 0 | 0 | 0 | 0 | 0 | 1323.544 | 1394.9902 | 1399.2972 | Cortina-Eagle Rock 115 kV line | Cortina-Eagle Rock 115 kV line | Cortina-Eagle Rock 115 kV line |  | 0 | 0 | 0 | 0 | 0 | 0 | 1323.544 | 1394.9902 | 1399.2972 | Cortina-Eagle Rock 115 kV line | Cortina-Eagle Rock 115 kV line | Cortina-Eagle Rock 115 kV line |  | 1 | 1 | NO | 1 | 1 | 1 | NO | 1
PG&E North of Greater Bay Study Area | Vaca Dixon | 500 | 0 | 0 | 0 | 0 | 0 | 0 | 0 | 0 | 0 | 0 | 0 | 0 | 0 | 0 | 0 | 0 | 0 | 0 | 0 | 0 | 0 | 0 | 0 | 0 | 0 | 0 | 0 | 0 | 0 | 0 | 0 | 0 | 0 | 0 | 0 | 0 | 0 | 0 | 0 | 0 | 0 | 0 | 0 | 0 | 1 | 0 | 0 | 0 | 0 | 0 | 1 | 0 | 0 | 0 | 0 | 0 | 0 | 0 | 0 | 1 | 1 | 0 | 0 | 0 | 0 | 0 | 0 | 0 | 0 | 0 | 0 | 0 | 0 | 0 | 1 | 0 | 1 | 0 | 0 | 0 | 0 | 0 | 0 | 0 | 0 | 0 | 0 | 0 | 0 | 0 | 0 | 0 | 0 | 0 | 0 | 0 | 0 | 0 | 0 | 0 | 0 | 0 | 0 | 0 | 0 | 0 | 0 | 0 |  | 0 | 0 | 0 | 0 | 0 | 0 | 0 | 0 | 0 | 0 | 0 | 0 | 0 | 0 | 0 | 0 | 0 | 0 | 0 | 0 | 0 | 0 | 0 | 0 | 0 | 0 | 0 | 0 | 0 | 0 | 0 | 0 | 0 | 0 | 0 | 0 | 0 | 0 | 0 | 0 | 0 | 0 | 0 | 0 | 0 | 4 | 0 | 3 | 0 | 1 | 0 | -3595.555 | -2599.731 | -1460.1318 | Midway-Q2005 230kV Line | Midway-Q2005 230kV Line | Midway-Q2005 230kV Line |  | 1 | 1 | 1 | 0 | 0 | 1 | -598.6387 | -51.5186 | -498.1318 | Birds Landing-Contra Costa 230kV Line | Birds Landing-Contra Costa 230kV Line | Midway-Q2005 230kV Line |  | 5 | 5 | NO | 5 | 5 | 4 | YES | 4
PG&E North of Greater Bay Study Area | Vaca Dixon | 230 | 0 | 0 | 0 | 0 | 0 | 0 | 0 | 0 | 0 | 0 | 0 | 0 | 0 | 0 | 0 | 0 | 0 | 0 | 0 | 0 | 0 | 0 | 0 | 0 | 0 | 0 | 0 | 0 | 0 | 0 | 0 | 0 | 0 | 0 | 0 | 0 | 0 | 0 | 0 | 0 | 0 | 0 | 0 | 0 | 1 | 0 | 0 | 0 | 0 | 0 | 0 | 0 | 0 | 0 | 0 | 0 | 0 | 0 | 1 | 1 | 1 | 0 | 0 | 0 | 0 | 0 | 0 | 0 | 0 | 0 | 0 | 0 | 0 | 1 | 1 | 0 | 0 | 0 | 0 | 0 | 0 | 0 | 0 | 0 | 0 | 0 | 0 | 0 | 0 | 0 | 0 | 0 | 0 | 0 | 0 | 0 | 0 | 0 | 0 | 0 | 0 | 0 | 0 | 0 | 0 | 0 | 0 | 0 |  | 0 | 0 | 0 | 0 | 0 | 0 | 0 | 0 | 0 | 0 | 0 | 300 | 0 | 0 | 1 | 0 | 0 | 0 | 0 | 0 | 0 | 0 | 0 | 0 | 0 | 0 | 0 | 0 | 0 | 0 | 0 | 0 | 0 | 0 | 0 | 0 | 0 | 0 | 0 | 0 | 200 | 0 | 80 | 0 | 1 | 3 | 0 | 2 | 0 | 0 | 0 | -2351.0075 | -489.2175 | 316.3825 | Vaca Dixon-Tesla 500kV Line | Vaca Dixon-Tesla 500kV Line | Birds Landing-Contra Costa 230kV Line |  | 2 | 0 | 1 | 0 | 0 | 0 | -598.6387 | -51.5186 | 316.3825 | Birds Landing-Contra Costa 230kV Line | Birds Landing-Contra Costa 230kV Line | Birds Landing-Contra Costa 230kV Line |  | 5 | 5 | NO | 5 | 1 | 1 | NO | 1
PG&E North of Greater Bay Study Area | Vaca Dixon | 115 | 0 | 0 | 0 | 0 | 0 | 0 | 0 | 0 | 0 | 0 | 0 | 0 | 0 | 0 | 0 | 0 | 0 | 0 | 0 | 0 | 0 | 0 | 0 | 0 | 0 | 0 | 0 | 0 | 0 | 0 | 0 | 0 | 0 | 0 | 0 | 0 | 0 | 0 | 0 | 0 | 0 | 0 | 0 | 0 | 1 | 0 | 0 | 0 | 0 | 0 | 0 | 0 | 0 | 0 | 0 | 0 | 0 | 0 | 1 | 1 | 1 | 0 | 0 | 0 | 0 | 0 | 0 | 0 | 0 | 0 | 0 | 0 | 0 | 0 | 1 | 0 | 0 | 0 | 0 | 0 | 0 | 0 | 0 | 0 | 0 | 0 | 0 | 0 | 0 | 0 | 0 | 0 | 0 | 0 | 0 | 0 | 0 | 0 | 0 | 0 | 0 | 0 | 0 | 0 | 0 | 0 | 0 | 0 |  | 0 | 0 | 0 | 0 | 0 | 0 | 0 | 0 | 0 | 0 | 0 | 0 | 0 | 0 | 0 | 0 | 0 | 0 | 0 | 0 | 0 | 0 | 0 | 0 | 0 | 0 | 0 | 0 | 0 | 0 | 0 | 0 | 0 | 0 | 0 | 0 | 0 | 0 | 0 | 0 | 0 | 0 | 0 | 0 | 0 | 3 | 0 | 2 | 0 | 0 | 0 | -2351.0075 | -489.2175 | 316.3825 | Vaca Dixon-Tesla 500kV Line | Vaca Dixon-Tesla 500kV Line | Birds Landing-Contra Costa 230kV Line |  | 2 | 0 | 1 | 0 | 0 | 0 | -598.6387 | -51.5186 | 316.3825 | Birds Landing-Contra Costa 230kV Line | Birds Landing-Contra Costa 230kV Line | Birds Landing-Contra Costa 230kV Line |  | 5 | 5 | NO | 5 | 1 | 1 | NO | 1
SCE Eastern Study Area | Valley (SCE) | 500 | 0 | 0 | 0 | 0 | 0 | 0 | 0 | 0 | 0 | 0 | 0 | 0 | 0 | 0 | 0 | 0 | 0 | 0 | 0 | 0 | 0 | 0 | 0 | 1 | 0 | 1 | 0 | 0 | 0 | 0 | 0 | 0 | 0 | 0 | 0 | 0 | 0 | 0 | 0 | 0 | 0 | 0 | 0 | 0 | 0 | 0 | 0 | 0 | 0 | 0 | 0 | 0 | 0 | 0 | 0 | 0 | 0 | 0 | 0 | 0 | 0 | 0 | 0 | 0 | 0 | 0 | 0 | 0 | 0 | 0 | 0 | 0 | 0 | 0 | 0 | 0 | 0 | 0 | 0 | 0 | 0 | 0 | 0 | 0 | 0 | 0 | 0 | 0 | 0 | 0 | 0 | 0 | 0 | 0 | 0 | 0 | 0 | 0 | 0 | 0 | 0 | 0 | 0 | 0 | 0 | 0 | 0 | 1 |  | 0 | 0 | 0 | 0 | 0 | 0 | 0 | 0 | 0 | 0 | 0 | 0 | 0 | 0 | 0 | 0 | 0 | 0 | 0 | 0 | 0 | 0 | 0 | 0 | 0 | 0 | 770 | 0 | 0 | 1 | 0 | 0 | 0 | 0 | 0 | 0 | 0 | 0 | 0 | 0 | 0 | 770 | 0 | 0 | 1 | 0 | 0 | 0 | 0 | 0 | 0 | 212.9398 | 3776.2867 | 9161.349 | Serrano-Alberhill-Valley Constraint | Serrano-Alberhill-Valley Constraint | Serrano-Alberhill-Valley Constraint |  | 0 | 0 | 0 | 0 | 0 | 0 | 212.9398 | 3776.2867 | 9161.349 | Serrano-Alberhill-Valley Constraint | Serrano-Alberhill-Valley Constraint | Serrano-Alberhill-Valley Constraint |  | 1 | 1 | NO | 1 | 1 | 1 | NO | 1
East of Pisgah Study Area | Valley (VEA) | 138 | 0 | 0 | 0 | 0 | 0 | 0 | 0 | 0 | 0 | 0 | 0 | 0 | 0 | 0 | 0 | 0 | 0 | 0 | 0 | 1 | 0 | 1 | 0 | 0 | 0 | 0 | 1 | 1 | 1 | 0 | 0 | 0 | 0 | 0 | 0 | 0 | 0 | 0 | 0 | 0 | 0 | 0 | 0 | 0 | 0 | 0 | 0 | 0 | 0 | 0 | 0 | 0 | 0 | 0 | 0 | 0 | 0 | 0 | 0 | 0 | 0 | 0 | 0 | 0 | 0 | 0 | 0 | 0 | 0 | 0 | 0 | 0 | 0 | 0 | 0 | 0 | 0 | 0 | 0 | 0 | 0 | 0 | 0 | 0 | 0 | 0 | 0 | 0 | 0 | 0 | 0 | 0 | 0 | 0 | 0 | 0 | 0 | 0 | 0 | 0 | 0 | 0 | 0 | 0 | 0 | 0 | 0 | 4 |  | 0 | 0 | 0 | 0 | 0 | 0 | 0 | 0 | 0 | 0 | 0 | 0 | 0 | 0 | 0 | 0 | 0 | 0 | 0 | 0 | 0 | 0 | 0 | 0 | 0 | 0 | 0 | 0 | 0 | 0 | 0 | 0 | 0 | 0 | 0 | 0 | 0 | 0 | 0 | 0 | 0 | 25 | 0 | 0 | 1 | 1 | 3 | 0 | 0 | 0 | 0 | -4938.497 | 19.5125 | 250.1 | Devers-Red Bluff Constraint | Devers-Red Bluff Constraint | VEA 138kV area constraint |  | 0 | 3 | 0 | 0 | 0 | 0 | -4938.497 | 19.5125 | 250.1 | Devers-Red Bluff Constraint | Devers-Red Bluff Constraint | VEA 138kV area constraint |  | 5 | 4 | YES | 4 | 1 | 1 | NO | 1
PG&E Greater Bay Study Area | Valley Home | 115 | 0 | 0 | 0 | 0 | 0 | 0 | 0 | 0 | 0 | 0 | 0 | 0 | 0 | 0 | 0 | 0 | 0 | 0 | 0 | 0 | 0 | 0 | 0 | 0 | 0 | 0 | 0 | 0 | 0 | 0 | 0 | 0 | 0 | 0 | 0 | 0 | 0 | 0 | 0 | 0 | 0 | 0 | 0 | 0 | 0 | 0 | 0 | 0 | 0 | 0 | 0 | 0 | 0 | 0 | 0 | 0 | 0 | 0 | 0 | 0 | 0 | 0 | 1 | 0 | 0 | 0 | 0 | 0 | 0 | 0 | 0 | 0 | 0 | 0 | 0 | 0 | 0 | 0 | 0 | 0 | 0 | 0 | 0 | 0 | 0 | 0 | 0 | 0 | 0 | 0 | 0 | 0 | 0 | 0 | 0 | 0 | 0 | 0 | 0 | 0 | 0 | 0 | 0 | 0 | 0 | 0 | 0 | 0 |  | 0 | 0 | 0 | 0 | 0 | 0 | 0 | 0 | 0 | 0 | 0 | 0 | 0 | 0 | 0 | 0 | 0 | 0 | 0 | 0 | 0 | 0 | 0 | 0 | 0 | 0 | 0 | 0 | 0 | 0 | 0 | 0 | 0 | 0 | 0 | 0 | 0 | 0 | 0 | 0 | 0 | 0 | 0 | 0 | 0 | 0 | 0 | 0 | 0 | 0 | 0 | 3.859 | 102.156 | 280.6464 | Kasson Jct-Heinz 115 kV line | Kasson Jct-Heinz 115 kV line | Kasson Jct-Heinz 115 kV line |  | 0 | 0 | 0 | 0 | 0 | 0 | 3.859 | 102.156 | 280.6464 | Kasson Jct-Heinz 115 kV line | Kasson Jct-Heinz 115 kV line | Kasson Jct-Heinz 115 kV line |  | 1 | 1 | NO | 1 | 1 | 1 | NO | 1
East of Pisgah Study Area | Valley Switch | 138 | 0 | 0 | 0 | 0 | 0 | 0 | 0 | 0 | 0 | 0 | 0 | 0 | 0 | 0 | 0 | 0 | 0 | 0 | 0 | 1 | 0 | 1 | 0 | 0 | 0 | 0 | 1 | 1 | 1 | 0 | 0 | 0 | 0 | 0 | 0 | 0 | 0 | 0 | 0 | 0 | 0 | 0 | 0 | 0 | 0 | 0 | 0 | 0 | 0 | 0 | 0 | 0 | 0 | 0 | 0 | 0 | 0 | 0 | 0 | 0 | 0 | 0 | 0 | 0 | 0 | 0 | 0 | 0 | 0 | 0 | 0 | 0 | 0 | 0 | 0 | 0 | 0 | 0 | 0 | 0 | 0 | 0 | 0 | 0 | 0 | 0 | 0 | 0 | 0 | 0 | 0 | 0 | 0 | 0 | 0 | 0 | 0 | 0 | 0 | 0 | 0 | 0 | 0 | 0 | 0 | 0 | 0 | 4 |  | 0 | 0 | 0 | 0 | 0 | 0 | 0 | 0 | 0 | 0 | 0 | 0 | 0 | 0 | 0 | 0 | 0 | 0 | 0 | 0 | 0 | 0 | 0 | 0 | 0 | 0 | 0 | 0 | 0 | 0 | 0 | 0 | 0 | 0 | 0 | 0 | 0 | 0 | 0 | 0 | 0 | 0 | 0 | 0 | 0 | 1 | 3 | 0 | 0 | 0 | 0 | -4938.497 | 19.5125 | 250.1 | Devers-Red Bluff Constraint | Devers-Red Bluff Constraint | VEA 138kV area constraint |  | 0 | 3 | 0 | 0 | 0 | 0 | -4938.497 | 19.5125 | 250.1 | Devers-Red Bluff Constraint | Devers-Red Bluff Constraint | VEA 138kV area constraint |  | 5 | 4 | YES | 4 | 1 | 1 | NO | 1
PG&E Greater Bay Study Area | Vasona | 230 | 0 | 0 | 0 | 0 | 0 | 0 | 0 | 0 | 0 | 0 | 0 | 0 | 0 | 0 | 0 | 0 | 0 | 0 | 0 | 0 | 0 | 0 | 0 | 0 | 0 | 0 | 0 | 0 | 0 | 0 | 0 | 0 | 0 | 0 | 0 | 0 | 0 | 0 | 0 | 0 | 0 | 0 | 0 | 0 | 0 | 0 | 0 | 0 | 0 | 0 | 0 | 0 | 0 | 0 | 0 | 0 | 0 | 0 | 1 | 0 | 0 | 0 | 0 | 0 | 1 | 0 | 0 | 0 | 0 | 0 | 0 | 1 | 0 | 0 | 0 | 0 | 0 | 0 | 0 | 0 | 0 | 0 | 0 | 0 | 0 | 0 | 0 | 0 | 0 | 0 | 0 | 0 | 0 | 0 | 0 | 0 | 0 | 0 | 0 | 0 | 0 | 0 | 0 | 0 | 0 | 0 | 0 | 1 |  | 0 | 0 | 0 | 0 | 0 | 0 | 0 | 0 | 0 | 0 | 0 | 0 | 0 | 0 | 0 | 0 | 0 | 0 | 0 | 0 | 0 | 0 | 0 | 0 | 0 | 0 | 0 | 0 | 0 | 0 | 0 | 0 | 0 | 0 | 0 | 0 | 0 | 0 | 0 | 0 | 0 | 0 | 0 | 0 | 0 | 1 | 0 | 0 | 0 | 0 | 0 | -278.2328 | 283.5403 | 796.7913 | Windmaster-Delta pumps 230 kV line | Windmaster-Delta pumps 230 kV line | Windmaster-Delta pumps 230 kV line |  | 1 | 0 | 0 | 0 | 0 | 0 | -278.2328 | 283.5403 | 796.7913 | Windmaster-Delta pumps 230 kV line | Windmaster-Delta pumps 230 kV line | Windmaster-Delta pumps 230 kV line |  | 5 | 5 | NO | 5 | 1 | 1 | NO | 1
SCE Northern Area | Vestal | 230 | 1 | 0 | 1 | 0 | 0 | 1 | 1 | 1 | 0 | 0 | 0 | 0 | 0 | 0 | 0 | 0 | 0 | 0 | 0 | 0 | 0 | 0 | 0 | 0 | 0 | 0 | 0 | 0 | 1 | 0 | 0 | 0 | 0 | 0 | 0 | 0 | 0 | 0 | 0 | 0 | 0 | 0 | 0 | 0 | 0 | 0 | 0 | 0 | 0 | 0 | 0 | 0 | 0 | 0 | 0 | 0 | 0 | 0 | 0 | 0 | 0 | 0 | 0 | 0 | 0 | 0 | 0 | 0 | 0 | 0 | 0 | 0 | 0 | 0 | 0 | 0 | 0 | 0 | 0 | 0 | 0 | 0 | 0 | 0 | 0 | 0 | 0 | 0 | 0 | 0 | 0 | 0 | 0 | 0 | 0 | 0 | 0 | 0 | 0 | 0 | 0 | 0 | 0 | 0 | 0 | 0 | 0 | 0 |  | 0 | 0 | 0 | 0 | 0 | 0 | 0 | 0 | 0 | 355.8 | 0 | 180 | 0 | 0 | 1 | 0 | 0 | 0 | 0 | 0 | 0 | 0 | 0 | 0 | 0 | 50 | 190 | 0 | 0 | 1 | 0 | 0 | 0 | 0 | 0 | 0 | 0 | 0 | 0 | 205 | 50 | 190 | 0 | 0 | 1 | 2 | 0 | 1 | 0 | 0 | 0 | -4066.4708 | -34.6371 | 720.359 | Lugo - Victorville area constraint | South of Magunden Constraint | South of Magunden Constraint |  | 1 | 0 | 1 | 0 | 0 | 0 | -596.4338 | -34.6371 | 720.359 | South of Magunden Constraint | South of Magunden Constraint | South of Magunden Constraint |  | 5 | 5 | NO | 5 | 1 | 1 | NO | 1
SCE North of Lugo Study Area | Victor | 230 | 0 | 0 | 0 | 0 | 0 | 0 | 0 | 0 | 0 | 0 | 0 | 0 | 0 | 0 | 0 | 1 | 1 | 0 | 0 | 0 | 0 | 0 | 0 | 0 | 0 | 0 | 0 | 0 | 0 | 0 | 0 | 0 | 0 | 0 | 0 | 0 | 0 | 0 | 0 | 0 | 0 | 0 | 0 | 0 | 0 | 0 | 0 | 0 | 0 | 0 | 0 | 0 | 0 | 0 | 0 | 0 | 0 | 0 | 0 | 0 | 0 | 0 | 0 | 0 | 0 | 0 | 0 | 0 | 0 | 0 | 0 | 0 | 0 | 0 | 0 | 0 | 0 | 0 | 0 | 0 | 0 | 0 | 0 | 0 | 0 | 0 | 0 | 0 | 0 | 0 | 0 | 0 | 0 | 0 | 0 | 0 | 0 | 0 | 0 | 0 | 0 | 0 | 0 | 0 | 0 | 0 | 0 | 2 |  | 0 | 0 | 0 | 0 | 0 | 0 | 0 | 0 | 0 | 0 | 0 | 0 | 0 | 0 | 0 | 0 | 0 | 0 | 0 | 0 | 0 | 0 | 0 | 0 | 0 | 0 | 0 | 0 | 0 | 0 | 0 | 0 | 0 | 0 | 0 | 0 | 0 | 0 | 0 | 0 | 0 | 0 | 0 | 0 | 0 | 0 | 0 | 0 | 0 | 0 | 0 | 1060.032 | 1388.529 | 642.42 | Lugo Transformer Area Constraint | Lugo Transformer Area Constraint | Lugo Transformer Area Constraint |  | 0 | 0 | 0 | 0 | 0 | 0 | 1060.032 | 1388.529 | 642.42 | Lugo Transformer Area Constraint | Lugo Transformer Area Constraint | Lugo Transformer Area Constraint |  | 1 | 1 | NO | 1 | 1 | 1 | NO | 1
SCE North of Lugo Study Area | Victor | 115 | 0 | 0 | 0 | 0 | 0 | 0 | 0 | 0 | 0 | 0 | 0 | 0 | 0 | 0 | 0 | 1 | 1 | 0 | 0 | 0 | 0 | 0 | 0 | 0 | 0 | 0 | 0 | 0 | 0 | 0 | 0 | 0 | 0 | 0 | 0 | 0 | 0 | 0 | 0 | 0 | 0 | 0 | 0 | 0 | 0 | 0 | 0 | 0 | 0 | 0 | 0 | 0 | 0 | 0 | 0 | 0 | 0 | 0 | 0 | 0 | 0 | 0 | 0 | 0 | 0 | 0 | 0 | 0 | 0 | 0 | 0 | 0 | 0 | 0 | 0 | 0 | 0 | 0 | 0 | 0 | 0 | 0 | 0 | 0 | 0 | 0 | 0 | 0 | 0 | 0 | 0 | 0 | 0 | 0 | 0 | 0 | 0 | 0 | 0 | 0 | 0 | 0 | 0 | 0 | 0 | 0 | 0 | 2 |  | 0 | 0 | 0 | 0 | 0 | 0 | 0 | 0 | 0 | 0 | 0 | 0 | 0 | 0 | 0 | 0 | 0 | 0 | 0 | 0 | 0 | 0 | 0 | 0 | 0 | 0 | 0 | 0 | 0 | 0 | 0 | 0 | 0 | 0 | 0 | 0 | 0 | 0 | 16 | 0 | 115 | 0 | 60 | 0 | 1 | 0 | 0 | 0 | 0 | 0 | 0 | 1060.032 | 1388.529 | 642.42 | Lugo Transformer Area Constraint | Lugo Transformer Area Constraint | Lugo Transformer Area Constraint |  | 0 | 0 | 0 | 0 | 0 | 0 | 1060.032 | 1388.529 | 642.42 | Lugo Transformer Area Constraint | Lugo Transformer Area Constraint | Lugo Transformer Area Constraint |  | 1 | 1 | NO | 1 | 1 | 1 | NO | 1
0 | Victorville (LDWP) | 500 | 0 | 0 | 0 | 0 | 0 | 0 | 0 | 0 | 0 | 0 | 0 | 0 | 0 | 0 | 0 | 0 | 0 | 0 | 0 | 0 | 0 | 0 | 0 | 0 | 0 | 0 | 0 | 0 | 1 | 0 | 0 | 0 | 0 | 0 | 0 | 0 | 0 | 0 | 0 | 0 | 0 | 0 | 0 | 0 | 0 | 0 | 0 | 0 | 0 | 0 | 0 | 0 | 0 | 0 | 0 | 0 | 0 | 0 | 0 | 0 | 0 | 0 | 0 | 0 | 0 | 0 | 0 | 0 | 0 | 0 | 0 | 0 | 0 | 0 | 0 | 0 | 0 | 0 | 0 | 0 | 0 | 0 | 0 | 0 | 0 | 0 | 0 | 0 | 0 | 0 | 0 | 0 | 0 | 0 | 0 | 0 | 0 | 0 | 0 | 0 | 0 | 0 | 0 | 0 | 0 | 0 | 0 | 0 |  | 0 | 0 | 0 | 0 | 0 | 0 | 0 | 0 | 0 | 0 | 0 | 0 | 0 | 0 | 0 | 0 | 0 | 0 | 0 | 0 | 0 | 0 | 0 | 0 | 0 | 0 | 0 | 0 | 0 | 0 | 0 | 0 | 0 | 0 | 0 | 0 | 0 | 0 | 0 | 0 | 0 | 0 | 0 | 0 | 0 | 1 | 0 | 0 | 0 | 0 | 0 | -4066.4708 | 1431.2454 | 2279.042 | Lugo - Victorville area constraint | Lugo - Victorville area constraint | Lugo - Victorville area constraint |  | 0 | 0 | 0 | 0 | 0 | 0 | 2733.5292 | 8231.2454 | 9079.042 | Lugo - Victorville area constraint | Lugo - Victorville area constraint | Lugo - Victorville area constraint |  | 5 | 1 | YES | 2 | 1 | 1 | NO | 1
SCE Metro Study Area | Viejo | 230 | 0 | 0 | 0 | 0 | 0 | 0 | 0 | 0 | 0 | 0 | 0 | 0 | 1 | 0 | 0 | 0 | 0 | 0 | 0 | 0 | 0 | 0 | 0 | 0 | 0 | 0 | 0 | 0 | 0 | 0 | 0 | 0 | 0 | 0 | 0 | 0 | 0 | 0 | 0 | 0 | 0 | 0 | 0 | 0 | 0 | 0 | 0 | 0 | 0 | 0 | 0 | 0 | 0 | 0 | 0 | 0 | 0 | 0 | 0 | 0 | 0 | 0 | 0 | 0 | 0 | 0 | 0 | 0 | 0 | 0 | 0 | 0 | 0 | 0 | 0 | 0 | 0 | 0 | 0 | 0 | 0 | 0 | 0 | 0 | 0 | 0 | 0 | 0 | 0 | 0 | 0 | 0 | 0 | 0 | 0 | 0 | 0 | 0 | 0 | 0 | 0 | 0 | 0 | 0 | 0 | 0 | 0 | 0 |  | 0 | 0 | 0 | 0 | 0 | 0 | 0 | 0 | 0 | 0 | 0 | 0 | 0 | 0 | 0 | 0 | 0 | 0 | 0 | 0 | 0 | 0 | 0 | 0 | 0 | 0 | 0 | 0 | 0 | 0 | 0 | 0 | 0 | 0 | 0 | 0 | 0 | 0 | 0 | 0 | 0 | 0 | 0 | 0 | 0 | 0 | 0 | 0 | 0 | 0 | 0 | 11259.896 | 12479.932 | 16166.72 | SCE Metro Area Default Constraint | SCE Metro Area Default Constraint | SCE Metro Area Default Constraint |  | 0 | 0 | 0 | 0 | 0 | 0 | 11259.896 | 12479.932 | 16166.72 | SCE Metro Area Default Constraint | SCE Metro Area Default Constraint | SCE Metro Area Default Constraint |  | 1 | 1 | NO | 1 | 1 | 1 | NO | 1
PG&E Greater Bay Study Area | Vierra | 115 | 0 | 0 | 0 | 0 | 0 | 0 | 0 | 0 | 0 | 0 | 0 | 0 | 0 | 0 | 0 | 0 | 0 | 0 | 0 | 0 | 0 | 0 | 0 | 0 | 0 | 0 | 0 | 0 | 0 | 0 | 0 | 0 | 0 | 0 | 0 | 0 | 0 | 0 | 0 | 0 | 0 | 0 | 0 | 0 | 0 | 0 | 0 | 0 | 0 | 0 | 1 | 0 | 0 | 0 | 0 | 0 | 0 | 0 | 0 | 0 | 1 | 0 | 1 | 0 | 1 | 0 | 0 | 0 | 1 | 0 | 0 | 0 | 0 | 1 | 0 | 0 | 0 | 0 | 0 | 0 | 0 | 0 | 0 | 0 | 0 | 0 | 0 | 0 | 0 | 0 | 0 | 0 | 0 | 0 | 0 | 0 | 0 | 0 | 0 | 0 | 0 | 0 | 0 | 0 | 0 | 0 | 0 | 0 |  | 0 | 0 | 0 | 0 | 0 | 0 | 0 | 0 | 0 | 0 | 0 | 0 | 0 | 0 | 0 | 0 | 0 | 0 | 0 | 0 | 0 | 0 | 0 | 0 | 0 | 0 | 0 | 0 | 0 | 0 | 0 | 0 | 0 | 0 | 0 | 0 | 0 | 0 | 0 | 0 | 0 | 0 | 0 | 0 | 0 | 1 | 0 | 0 | 0 | 0 | 0 | -546.8335 | 102.156 | 280.6464 | Bellota-Weber 230kV line | Kasson Jct-Heinz 115 kV line | Kasson Jct-Heinz 115 kV line |  | 0 | 1 | 0 | 0 | 0 | 0 | -86.8335 | 102.156 | 280.6464 | Bellota-Weber 230kV line | Kasson Jct-Heinz 115 kV line | Kasson Jct-Heinz 115 kV line |  | 5 | 3 | YES | 3 | 1 | 1 | NO | 1
SCE Metro Study Area | Villa Park | 230 | 0 | 0 | 0 | 0 | 0 | 0 | 0 | 0 | 0 | 0 | 0 | 0 | 1 | 0 | 0 | 0 | 0 | 0 | 0 | 0 | 0 | 0 | 0 | 0 | 0 | 0 | 0 | 0 | 0 | 0 | 0 | 0 | 0 | 0 | 0 | 0 | 0 | 0 | 0 | 0 | 0 | 0 | 0 | 0 | 0 | 0 | 0 | 0 | 0 | 0 | 0 | 0 | 0 | 0 | 0 | 0 | 0 | 0 | 0 | 0 | 0 | 0 | 0 | 0 | 0 | 0 | 0 | 0 | 0 | 0 | 0 | 0 | 0 | 0 | 0 | 0 | 0 | 0 | 0 | 0 | 0 | 0 | 0 | 0 | 0 | 0 | 0 | 0 | 0 | 0 | 0 | 0 | 0 | 0 | 0 | 0 | 0 | 0 | 0 | 0 | 0 | 0 | 0 | 0 | 0 | 0 | 0 | 0 |  | 0 | 0 | 0 | 0 | 0 | 0 | 0 | 0 | 0 | 0 | 0 | 0 | 0 | 0 | 0 | 0 | 0 | 0 | 0 | 0 | 0 | 0 | 0 | 0 | 0 | 0 | 0 | 0 | 0 | 0 | 0 | 0 | 0 | 0 | 0 | 0 | 0 | 0 | 0 | 0 | 0 | 0 | 0 | 0 | 0 | 0 | 0 | 0 | 0 | 0 | 0 | 11259.896 | 12479.932 | 16166.72 | SCE Metro Area Default Constraint | SCE Metro Area Default Constraint | SCE Metro Area Default Constraint |  | 0 | 0 | 0 | 0 | 0 | 0 | 11259.896 | 12479.932 | 16166.72 | SCE Metro Area Default Constraint | SCE Metro Area Default Constraint | SCE Metro Area Default Constraint |  | 1 | 1 | NO | 1 | 1 | 1 | NO | 1
SCE Northern Area | Vincent | 500 | 0 | 1 | 1 | 0 | 0 | 0 | 0 | 0 | 0 | 0 | 0 | 0 | 0 | 0 | 0 | 0 | 0 | 0 | 0 | 0 | 0 | 0 | 0 | 0 | 0 | 0 | 0 | 0 | 0 | 0 | 0 | 0 | 0 | 0 | 0 | 0 | 0 | 0 | 0 | 0 | 0 | 0 | 0 | 0 | 0 | 0 | 0 | 0 | 0 | 0 | 0 | 0 | 0 | 0 | 0 | 0 | 0 | 0 | 0 | 0 | 0 | 0 | 0 | 0 | 0 | 0 | 0 | 0 | 0 | 0 | 0 | 0 | 0 | 0 | 0 | 0 | 0 | 0 | 0 | 0 | 0 | 0 | 0 | 0 | 0 | 0 | 0 | 0 | 0 | 0 | 0 | 0 | 0 | 0 | 0 | 0 | 0 | 0 | 0 | 0 | 0 | 0 | 0 | 0 | 0 | 0 | 0 | 0 |  | 0 | 0 | 0 | 0 | 0 | 0 | 0 | 0 | 0 | 0 | 0 | 0 | 0 | 0 | 0 | 0 | 0 | 0 | 0 | 0 | 0 | 0 | 0 | 0 | 0 | 0 | 0 | 0 | 0 | 0 | 0 | 0 | 0 | 0 | 0 | 0 | 0 | 0 | 0 | 0 | 0 | 0 | 0 | 0 | 0 | 0 | 0 | 0 | 0 | 0 | 0 | 1604.9832 | 2881.6044 | 6040.394 | Pardee-Sylmar Constraint | Pardee-Sylmar Constraint | Pardee-Sylmar Constraint |  | 0 | 0 | 0 | 0 | 0 | 0 | 1604.9832 | 2881.6044 | 6040.394 | Pardee-Sylmar Constraint | Pardee-Sylmar Constraint | Pardee-Sylmar Constraint |  | 1 | 1 | NO | 1 | 1 | 1 | NO | 1
SCE Northern Area | Vincent | 230 | 0 | 1 | 1 | 0 | 0 | 0 | 0 | 0 | 0 | 0 | 0 | 0 | 0 | 0 | 0 | 0 | 0 | 0 | 0 | 0 | 0 | 0 | 0 | 0 | 0 | 0 | 0 | 0 | 0 | 0 | 0 | 0 | 0 | 0 | 0 | 0 | 0 | 0 | 0 | 0 | 0 | 0 | 0 | 0 | 0 | 0 | 0 | 0 | 0 | 0 | 0 | 0 | 0 | 0 | 0 | 0 | 0 | 0 | 0 | 0 | 0 | 0 | 0 | 0 | 0 | 0 | 0 | 0 | 0 | 0 | 0 | 0 | 0 | 0 | 0 | 0 | 0 | 0 | 0 | 0 | 0 | 0 | 0 | 0 | 0 | 0 | 0 | 0 | 0 | 0 | 0 | 0 | 0 | 0 | 0 | 0 | 0 | 0 | 0 | 0 | 0 | 0 | 0 | 0 | 0 | 0 | 0 | 0 |  | 0 | 0 | 0 | 0 | 0 | 0 | 0 | 0 | 0 | 0 | 0 | 80 | 0 | 0 | 1 | 0 | 0 | 0 | 0 | 0 | 0 | 0 | 0 | 0 | 0 | 0 | 399 | 0 | 0 | 1 | 0 | 0 | 0 | 0 | 0 | 0 | 0 | 0 | 0 | 0 | 1067 | 799 | 230.5 | 0 | 1 | 0 | 0 | 0 | 0 | 0 | 0 | 1604.9832 | 2881.6044 | 6040.394 | Pardee-Sylmar Constraint | Pardee-Sylmar Constraint | Pardee-Sylmar Constraint |  | 0 | 0 | 0 | 0 | 0 | 0 | 1604.9832 | 2881.6044 | 6040.394 | Pardee-Sylmar Constraint | Pardee-Sylmar Constraint | Pardee-Sylmar Constraint |  | 1 | 1 | NO | 1 | 1 | 1 | NO | 1
PG&E Greater Bay Study Area | Vineyard | 230 | 0 | 0 | 0 | 0 | 0 | 0 | 0 | 0 | 0 | 0 | 0 | 0 | 0 | 0 | 0 | 0 | 0 | 0 | 0 | 0 | 0 | 0 | 0 | 0 | 0 | 0 | 0 | 0 | 0 | 0 | 0 | 0 | 0 | 0 | 0 | 0 | 0 | 0 | 0 | 0 | 0 | 0 | 0 | 0 | 1 | 0 | 0 | 0 | 0 | 0 | 0 | 0 | 0 | 0 | 0 | 0 | 0 | 0 | 1 | 0 | 1 | 0 | 0 | 1 | 1 | 0 | 0 | 0 | 0 | 0 | 0 | 0 | 0 | 1 | 0 | 0 | 0 | 0 | 0 | 0 | 0 | 0 | 0 | 0 | 0 | 0 | 0 | 0 | 0 | 0 | 0 | 0 | 0 | 0 | 0 | 0 | 0 | 0 | 0 | 0 | 0 | 0 | 0 | 0 | 0 | 0 | 0 | 0 |  | 0 | 0 | 0 | 0 | 0 | 0 | 0 | 0 | 0 | 0 | 0 | 0 | 0 | 0 | 0 | 0 | 0 | 0 | 0 | 0 | 0 | 0 | 0 | 0 | 0 | 0 | 0 | 0 | 0 | 0 | 0 | 0 | 0 | 0 | 0 | 0 | 0 | 0 | 0 | 0 | 0 | 0 | 0 | 0 | 0 | 2 | 0 | 1 | 0 | 0 | 0 | -2351.0075 | -489.2175 | 796.7913 | Vaca Dixon-Tesla 500kV Line | Vaca Dixon-Tesla 500kV Line | Windmaster-Delta pumps 230 kV line |  | 1 | 0 | 0 | 0 | 0 | 0 | -278.2328 | 283.5403 | 796.7913 | Windmaster-Delta pumps 230 kV line | Windmaster-Delta pumps 230 kV line | Windmaster-Delta pumps 230 kV line |  | 5 | 5 | NO | 5 | 1 | 1 | NO | 1
SCE Eastern Study Area | Vista (SCE) | 230 | 0 | 0 | 0 | 0 | 0 | 0 | 0 | 0 | 0 | 0 | 0 | 0 | 0 | 0 | 0 | 0 | 0 | 0 | 0 | 0 | 0 | 0 | 0 | 1 | 0 | 1 | 0 | 0 | 0 | 0 | 0 | 0 | 0 | 0 | 0 | 0 | 0 | 0 | 0 | 0 | 0 | 0 | 0 | 0 | 0 | 0 | 0 | 0 | 0 | 0 | 0 | 0 | 0 | 0 | 0 | 0 | 0 | 0 | 0 | 0 | 0 | 0 | 0 | 0 | 0 | 0 | 0 | 0 | 0 | 0 | 0 | 0 | 0 | 0 | 0 | 0 | 0 | 0 | 0 | 0 | 0 | 0 | 0 | 0 | 0 | 0 | 0 | 0 | 0 | 0 | 0 | 0 | 0 | 0 | 0 | 0 | 0 | 0 | 0 | 0 | 0 | 0 | 0 | 0 | 0 | 0 | 0 | 1 |  | 0 | 0 | 0 | 0 | 0 | 0 | 0 | 0 | 0 | 0 | 0 | 0 | 0 | 0 | 0 | 0 | 2.6 | 0 | 0 | 0 | 0 | 0 | 0 | 0 | 0 | 0 | 200 | 0 | 0 | 1 | 0 | 2.6 | 0 | 0 | 0 | 0 | 0 | 0 | 0 | 0 | 0 | 200 | 0 | 0 | 1 | 0 | 0 | 0 | 0 | 0 | 0 | 212.9398 | 3776.2867 | 9161.349 | Serrano-Alberhill-Valley Constraint | Serrano-Alberhill-Valley Constraint | Serrano-Alberhill-Valley Constraint |  | 0 | 0 | 0 | 0 | 0 | 0 | 212.9398 | 3776.2867 | 9161.349 | Serrano-Alberhill-Valley Constraint | Serrano-Alberhill-Valley Constraint | Serrano-Alberhill-Valley Constraint |  | 1 | 1 | NO | 1 | 1 | 1 | NO | 1
East of Pisgah Study Area | Vista (VEA) | 138 | 0 | 0 | 0 | 0 | 0 | 0 | 0 | 0 | 0 | 0 | 0 | 0 | 0 | 0 | 0 | 0 | 0 | 0 | 0 | 1 | 0 | 1 | 0 | 0 | 0 | 0 | 1 | 1 | 1 | 0 | 0 | 0 | 0 | 0 | 0 | 0 | 0 | 0 | 0 | 0 | 0 | 0 | 0 | 0 | 0 | 0 | 0 | 0 | 0 | 0 | 0 | 0 | 0 | 0 | 0 | 0 | 0 | 0 | 0 | 0 | 0 | 0 | 0 | 0 | 0 | 0 | 0 | 0 | 0 | 0 | 0 | 0 | 0 | 0 | 0 | 0 | 0 | 0 | 0 | 0 | 0 | 0 | 0 | 0 | 0 | 0 | 0 | 0 | 0 | 0 | 0 | 0 | 0 | 0 | 0 | 0 | 0 | 0 | 0 | 0 | 0 | 0 | 0 | 0 | 0 | 0 | 0 | 4 |  | 0 | 0 | 0 | 0 | 0 | 0 | 0 | 0 | 0 | 0 | 0 | 0 | 0 | 0 | 0 | 0 | 0 | 0 | 0 | 0 | 0 | 0 | 0 | 0 | 0 | 0 | 0 | 0 | 0 | 0 | 0 | 0 | 0 | 0 | 0 | 0 | 0 | 0 | 0 | 50 | 150 | 100 | 0 | 0 | 1 | 1 | 3 | 0 | 0 | 0 | 0 | -4938.497 | 19.5125 | 250.1 | Devers-Red Bluff Constraint | Devers-Red Bluff Constraint | VEA 138kV area constraint |  | 0 | 3 | 0 | 0 | 0 | 0 | -4938.497 | 19.5125 | 250.1 | Devers-Red Bluff Constraint | Devers-Red Bluff Constraint | VEA 138kV area constraint |  | 5 | 4 | YES | 4 | 1 | 1 | NO | 1
SCE Metro Study Area | Walnut | 230 | 0 | 0 | 0 | 0 | 0 | 0 | 0 | 0 | 0 | 0 | 1 | 0 | 1 | 0 | 0 | 0 | 0 | 0 | 0 | 0 | 0 | 0 | 0 | 0 | 0 | 0 | 0 | 0 | 0 | 0 | 0 | 0 | 0 | 0 | 0 | 0 | 0 | 0 | 0 | 0 | 0 | 0 | 0 | 0 | 0 | 0 | 0 | 0 | 0 | 0 | 0 | 0 | 0 | 0 | 0 | 0 | 0 | 0 | 0 | 0 | 0 | 0 | 0 | 0 | 0 | 0 | 0 | 0 | 0 | 0 | 0 | 0 | 0 | 0 | 0 | 0 | 0 | 0 | 0 | 0 | 0 | 0 | 0 | 0 | 0 | 0 | 0 | 0 | 0 | 0 | 0 | 0 | 0 | 0 | 0 | 0 | 0 | 0 | 0 | 0 | 0 | 0 | 0 | 0 | 0 | 0 | 0 | 0 |  | 0 | 0 | 0 | 0 | 0 | 0 | 0 | 0 | 0 | 0 | 0 | 0 | 0 | 0 | 0 | 0 | 0 | 0 | 0 | 0 | 0 | 0 | 0 | 0 | 0 | 0 | 0 | 0 | 0 | 0 | 0 | 0 | 0 | 0 | 0 | 0 | 0 | 0 | 0 | 0 | 0 | 200 | 0 | 0 | 1 | 0 | 0 | 0 | 0 | 0 | 0 | 5071.734 | 5878.953 | 8313.03 | Del Amo - Barre Area Constraint | Del Amo - Barre Area Constraint | Del Amo - Barre Area Constraint |  | 0 | 0 | 0 | 0 | 0 | 0 | 5071.734 | 5878.953 | 8313.03 | Del Amo - Barre Area Constraint | Del Amo - Barre Area Constraint | Del Amo - Barre Area Constraint |  | 1 | 1 | NO | 1 | 1 | 1 | NO | 1
SCE Northern Area | Warne | 230 | 0 | 0 | 1 | 0 | 0 | 0 | 1 | 0 | 0 | 0 | 0 | 0 | 0 | 0 | 0 | 0 | 0 | 0 | 0 | 0 | 0 | 0 | 0 | 0 | 0 | 0 | 0 | 0 | 1 | 0 | 0 | 0 | 0 | 0 | 0 | 0 | 0 | 0 | 0 | 0 | 0 | 0 | 0 | 0 | 0 | 0 | 0 | 0 | 0 | 0 | 0 | 0 | 0 | 0 | 0 | 0 | 0 | 0 | 0 | 0 | 0 | 0 | 0 | 0 | 0 | 0 | 0 | 0 | 0 | 0 | 0 | 0 | 0 | 0 | 0 | 0 | 0 | 0 | 0 | 0 | 0 | 0 | 0 | 0 | 0 | 0 | 0 | 0 | 0 | 0 | 0 | 0 | 0 | 0 | 0 | 0 | 0 | 0 | 0 | 0 | 0 | 0 | 0 | 0 | 0 | 0 | 0 | 0 |  | 0 | 0 | 0 | 0 | 0 | 0 | 0 | 0 | 0 | 0 | 0 | 0 | 0 | 0 | 0 | 0 | 0 | 0 | 0 | 0 | 0 | 0 | 0 | 0 | 0 | 0 | 0 | 0 | 0 | 0 | 0 | 0 | 0 | 0 | 0 | 0 | 0 | 0 | 0 | 0 | 0 | 0 | 0 | 0 | 0 | 2 | 0 | 1 | 0 | 0 | 0 | -4066.4708 | -34.6371 | 1455.259 | Lugo - Victorville area constraint | South of Magunden Constraint | South of Magunden Constraint |  | 1 | 0 | 1 | 0 | 0 | 0 | -596.4338 | -34.6371 | 1455.259 | South of Magunden Constraint | South of Magunden Constraint | South of Magunden Constraint |  | 5 | 5 | NO | 5 | 1 | 1 | NO | 1
PG&E Fresno Study Area | Warnerville | 230 | 0 | 0 | 0 | 0 | 0 | 0 | 0 | 0 | 0 | 0 | 0 | 0 | 0 | 0 | 0 | 0 | 0 | 0 | 0 | 0 | 0 | 0 | 0 | 0 | 0 | 0 | 0 | 0 | 0 | 0 | 0 | 0 | 0 | 0 | 0 | 0 | 0 | 0 | 0 | 0 | 0 | 0 | 0 | 0 | 0 | 0 | 0 | 0 | 0 | 0 | 1 | 0 | 0 | 0 | 0 | 0 | 0 | 0 | 0 | 0 | 0 | 0 | 0 | 0 | 1 | 1 | 0 | 0 | 0 | 0 | 0 | 0 | 0 | 0 | 0 | 0 | 0 | 0 | 0 | 0 | 0 | 0 | 0 | 0 | 0 | 1 | 1 | 0 | 1 | 1 | 1 | 1 | 0 | 0 | 0 | 1 | 0 | 1 | 1 | 0 | 0 | 1 | 0 | 0 | 0 | 0 | 0 | 2 |  | 0 | 0 | 0 | 0 | 0 | 0 | 0 | 0 | 0 | 0 | 0 | 0 | 0 | 0 | 0 | 0 | 0 | 0 | 0 | 0 | 0 | 0 | 0 | 0 | 0 | 0 | 0 | 0 | 0 | 0 | 0 | 0 | 0 | 0 | 0 | 0 | 0 | 0 | 0 | 0 | 0 | 0 | 0 | 0 | 0 | 5 | 0 | 4 | 0 | 2 | 0 | -1882.478 | -1136.4168 | -209.7673 | Gates 500/230kV TB #12 | Gates 500/230kV TB #11 | Panoche- Mendota 115 kV line |  | 0 | 1 | 0 | 0 | 0 | 1 | -86.8335 | 370.087 | -176.86 | Bellota-Weber 230kV line | Oro Loma-El Nido 115kV Line | Los Banos 500/230kV TB |  | 5 | 3 | YES | 3 | 5 | 3 | YES | 3
PG&E Fresno Study Area | Waukena | 115 | 0 | 0 | 0 | 0 | 0 | 0 | 0 | 0 | 0 | 0 | 0 | 0 | 0 | 0 | 0 | 0 | 0 | 0 | 0 | 0 | 0 | 0 | 0 | 0 | 0 | 0 | 0 | 0 | 0 | 0 | 0 | 0 | 0 | 0 | 0 | 0 | 0 | 0 | 0 | 0 | 0 | 0 | 0 | 0 | 0 | 0 | 0 | 0 | 0 | 0 | 0 | 0 | 0 | 0 | 0 | 0 | 0 | 0 | 0 | 0 | 0 | 0 | 0 | 0 | 0 | 0 | 0 | 0 | 0 | 0 | 0 | 0 | 0 | 0 | 0 | 0 | 0 | 0 | 0 | 0 | 0 | 0 | 0 | 0 | 0 | 0 | 0 | 0 | 0 | 0 | 0 | 0 | 0 | 0 | 0 | 0 | 0 | 0 | 0 | 0 | 0 | 0 | 0 | 0 | 0 | 0 | 1 | 0 |  | 0 | 0 | 0 | 0 | 0 | 0 | 0 | 0 | 0 | 0 | 0 | 0 | 0 | 0 | 0 | 0 | 0 | 0 | 0 | 0 | 0 | 0 | 0 | 0 | 0 | 0 | 0 | 0 | 0 | 0 | 0 | 0 | 0 | 0 | 0 | 0 | 0 | 0 | 0 | 0 | 0 | 0 | 0 | 0 | 0 | 0 | 0 | 0 | 0 | 0 | 0 | 84.6 | 82.776 | 24.84 | Jacksson-WaukenaCorcoran 115kV line | Jacksson-WaukenaCorcoran 115kV line | Jacksson-WaukenaCorcoran 115kV line |  | 0 | 0 | 0 | 0 | 0 | 0 | 84.6 | 82.776 | 24.84 | Jacksson-WaukenaCorcoran 115kV line | Jacksson-WaukenaCorcoran 115kV line | Jacksson-WaukenaCorcoran 115kV line |  | 1 | 1 | NO | 1 | 1 | 1 | NO | 1
PG&E Greater Bay Study Area | Weber | 230 | 0 | 0 | 0 | 0 | 0 | 0 | 0 | 0 | 0 | 0 | 0 | 0 | 0 | 0 | 0 | 0 | 0 | 0 | 0 | 0 | 0 | 0 | 0 | 0 | 0 | 0 | 0 | 0 | 0 | 0 | 0 | 0 | 0 | 0 | 0 | 0 | 0 | 0 | 0 | 0 | 0 | 0 | 0 | 0 | 0 | 0 | 0 | 0 | 0 | 0 | 1 | 0 | 0 | 0 | 0 | 0 | 0 | 0 | 0 | 0 | 0 | 0 | 0 | 0 | 0 | 0 | 0 | 0 | 0 | 0 | 0 | 0 | 0 | 0 | 0 | 0 | 0 | 0 | 0 | 0 | 0 | 0 | 0 | 0 | 0 | 0 | 0 | 0 | 0 | 0 | 0 | 0 | 0 | 0 | 0 | 0 | 0 | 0 | 0 | 0 | 0 | 0 | 0 | 0 | 0 | 0 | 0 | 0 |  | 0 | 0 | 0 | 0 | 0 | 0 | 0 | 0 | 0 | 0 | 0 | 25 | 0 | 0 | 1 | 0 | 0 | 0 | 0 | 0 | 0 | 0 | 0 | 0 | 0 | 0 | 0 | 0 | 0 | 0 | 0 | 0 | 0 | 0 | 0 | 0 | 0 | 0 | 0 | 70 | 115 | 0 | 60 | 0 | 1 | 1 | 0 | 0 | 0 | 0 | 0 | -546.8335 | 390.2625 | 3051.5964 | Bellota-Weber 230kV line | Bellota-Weber 230kV line | Bellota-Weber 230kV line |  | 0 | 1 | 0 | 0 | 0 | 0 | -86.8335 | 850.2625 | 3051.5964 | Bellota-Weber 230kV line | Bellota-Weber 230kV line | Bellota-Weber 230kV line |  | 5 | 3 | YES | 3 | 1 | 1 | NO | 1
PG&E Fresno Study Area | West Fresno | 115 | 0 | 0 | 0 | 0 | 0 | 0 | 0 | 0 | 0 | 0 | 0 | 0 | 0 | 0 | 0 | 0 | 0 | 0 | 0 | 0 | 0 | 0 | 0 | 0 | 0 | 0 | 0 | 0 | 0 | 0 | 0 | 0 | 0 | 0 | 0 | 0 | 0 | 0 | 0 | 0 | 0 | 0 | 0 | 0 | 0 | 0 | 0 | 0 | 0 | 0 | 1 | 0 | 0 | 0 | 0 | 0 | 0 | 0 | 0 | 0 | 0 | 0 | 0 | 0 | 0 | 0 | 0 | 0 | 0 | 0 | 0 | 0 | 0 | 0 | 0 | 0 | 1 | 0 | 0 | 0 | 0 | 0 | 0 | 0 | 0 | 1 | 1 | 0 | 1 | 1 | 1 | 1 | 1 | 1 | 0 | 0 | 0 | 0 | 1 | 0 | 0 | 1 | 0 | 0 | 0 | 0 | 0 | 4 |  | 0 | 0 | 0 | 0 | 0 | 0 | 0 | 0 | 0 | 0 | 0 | 0 | 0 | 0 | 0 | 0 | 0 | 0 | 0 | 0 | 0 | 0 | 0 | 0 | 0 | 0 | 0 | 0 | 0 | 0 | 0 | 0 | 0 | 0 | 0 | 0 | 0 | 0 | 0 | 0 | 0 | 0 | 0 | 0 | 0 | 6 | 0 | 5 | 0 | 2 | 0 | -3595.555 | -2599.731 | -1460.1318 | Midway-Q2005 230kV Line | Midway-Q2005 230kV Line | Midway-Q2005 230kV Line |  | 0 | 1 | 0 | 0 | 0 | 2 | -86.8335 | 370.087 | -498.1318 | Bellota-Weber 230kV line | Oro Loma-El Nido 115kV Line | Midway-Q2005 230kV Line |  | 5 | 3 | YES | 3 | 5 | 4 | YES | 4
PG&E Fresno Study Area | Westley | 230 | 0 | 0 | 0 | 0 | 0 | 0 | 0 | 0 | 0 | 0 | 0 | 0 | 0 | 0 | 0 | 0 | 0 | 0 | 0 | 0 | 0 | 0 | 0 | 0 | 0 | 0 | 0 | 0 | 0 | 0 | 0 | 0 | 0 | 0 | 0 | 0 | 0 | 0 | 0 | 0 | 0 | 0 | 0 | 0 | 0 | 0 | 0 | 0 | 0 | 0 | 0 | 0 | 0 | 0 | 0 | 0 | 0 | 0 | 0 | 0 | 0 | 0 | 0 | 0 | 0 | 0 | 0 | 0 | 0 | 0 | 0 | 0 | 0 | 0 | 0 | 0 | 1 | 0 | 0 | 0 | 0 | 0 | 0 | 0 | 0 | 0 | 1 | 0 | 0 | 0 | 0 | 1 | 0 | 0 | 0 | 0 | 0 | 0 | 0 | 0 | 0 | 0 | 0 | 0 | 0 | 0 | 0 | 1 |  | 0 | 0 | 0 | 0 | 0 | 0 | 0 | 0 | 0 | 0 | 0 | 0 | 0 | 0 | 0 | 0 | 0 | 0 | 0 | 0 | 0 | 0 | 0 | 0 | 0 | 0 | 0 | 0 | 0 | 0 | 0 | 0 | 0 | 0 | 0 | 0 | 0 | 0 | 0 | 0 | 0 | 0 | 0 | 0 | 0 | 2 | 0 | 2 | 0 | 2 | 0 | -3595.555 | -2599.731 | -1460.1318 | Midway-Q2005 230kV Line | Midway-Q2005 230kV Line | Midway-Q2005 230kV Line |  | 0 | 0 | 0 | 0 | 0 | 2 | 3364.333 | 4586.1853 | -498.1318 | Los Banos 500/230kV TB | Los Banos 500/230kV TB | Midway-Q2005 230kV Line |  | 5 | 1 | YES | 2 | 5 | 4 | YES | 4
PG&E Fresno Study Area | New Sub - Westley - Quinto (Proposed) | 230 | 0 | 0 | 0 | 0 | 0 | 0 | 0 | 0 | 0 | 0 | 0 | 0 | 0 | 0 | 0 | 0 | 0 | 0 | 0 | 0 | 0 | 0 | 0 | 0 | 0 | 0 | 0 | 0 | 0 | 0 | 0 | 0 | 0 | 0 | 0 | 0 | 0 | 0 | 0 | 0 | 0 | 0 | 0 | 0 | 0 | 0 | 0 | 0 | 0 | 0 | 0 | 0 | 0 | 0 | 0 | 0 | 0 | 0 | 0 | 0 | 0 | 0 | 0 | 0 | 0 | 0 | 0 | 0 | 0 | 0 | 0 | 0 | 0 | 0 | 0 | 0 | 1 | 0 | 0 | 0 | 0 | 0 | 0 | 0 | 0 | 0 | 1 | 0 | 0 | 0 | 0 | 1 | 0 | 0 | 0 | 0 | 0 | 0 | 0 | 0 | 0 | 0 | 0 | 0 | 0 | 0 | 0 | 1 |  | 0 | 0 | 0 | 0 | 0 | 0 | 0 | 0 | 0 | 0 | 0 | 0 | 0 | 0 | 0 | 0 | 0 | 0 | 0 | 0 | 0 | 0 | 0 | 0 | 0 | 0 | 0 | 0 | 0 | 0 | 0 | 0 | 0 | 0 | 0 | 0 | 0 | 0 | 0 | 0 | 0 | 0 | 0 | 0 | 0 | 2 | 0 | 2 | 0 | 2 | 0 | -3595.555 | -2599.731 | -1460.1318 | Midway-Q2005 230kV Line | Midway-Q2005 230kV Line | Midway-Q2005 230kV Line |  | 0 | 0 | 0 | 0 | 0 | 2 | 3364.333 | 4586.1853 | -498.1318 | Los Banos 500/230kV TB | Los Banos 500/230kV TB | Midway-Q2005 230kV Line |  | 5 | 1 | YES | 2 | 5 | 4 | YES | 4
PG&E Kern Study Area | Westpark | 115 | 0 | 0 | 0 | 0 | 0 | 0 | 0 | 0 | 0 | 0 | 0 | 0 | 0 | 0 | 0 | 0 | 0 | 0 | 0 | 0 | 0 | 0 | 0 | 0 | 0 | 0 | 0 | 0 | 0 | 0 | 0 | 0 | 0 | 0 | 0 | 0 | 0 | 0 | 0 | 0 | 0 | 0 | 0 | 0 | 0 | 0 | 0 | 0 | 0 | 0 | 0 | 0 | 0 | 0 | 0 | 0 | 0 | 0 | 0 | 0 | 0 | 0 | 0 | 0 | 0 | 0 | 0 | 0 | 0 | 0 | 0 | 0 | 0 | 0 | 0 | 0 | 0 | 0 | 1 | 0 | 0 | 0 | 0 | 1 | 0 | 0 | 0 | 0 | 0 | 0 | 0 | 0 | 0 | 0 | 0 | 0 | 0 | 0 | 0 | 0 | 0 | 0 | 0 | 0 | 0 | 0 | 0 | 0 |  | 0 | 0 | 0 | 0 | 0 | 0 | 0 | 0 | 0 | 0 | 0 | 0 | 0 | 0 | 0 | 0 | 0 | 0 | 0 | 0 | 0 | 0 | 0 | 0 | 0 | 0 | 0 | 0 | 0 | 0 | 0 | 0 | 0 | 0 | 0 | 0 | 0 | 0 | 0 | 0 | 0 | 0 | 0 | 0 | 0 | 0 | 0 | 0 | 0 | 0 | 0 | 39.518 | 0.14008 | 0.1822 | Semitropic-Midway 115kV Line | Semitropic-Midway 115kV Line | Semitropic-Midway 115kV Line |  | 0 | 0 | 0 | 0 | 0 | 0 | 39.518 | 0.14008 | 0.1822 | Semitropic-Midway 115kV Line | Semitropic-Midway 115kV Line | Semitropic-Midway 115kV Line |  | 1 | 1 | NO | 1 | 1 | 1 | NO | 1
PG&E Kern Study Area | Wheeler Ridge | 230 | 0 | 0 | 0 | 0 | 0 | 0 | 0 | 0 | 0 | 0 | 0 | 0 | 0 | 0 | 0 | 0 | 0 | 0 | 0 | 0 | 0 | 0 | 0 | 0 | 0 | 0 | 0 | 0 | 0 | 0 | 0 | 0 | 0 | 0 | 0 | 0 | 0 | 0 | 0 | 0 | 0 | 0 | 0 | 0 | 0 | 0 | 0 | 0 | 0 | 0 | 0 | 0 | 0 | 0 | 0 | 0 | 0 | 0 | 0 | 0 | 0 | 0 | 0 | 0 | 0 | 0 | 0 | 0 | 0 | 0 | 0 | 0 | 0 | 0 | 0 | 0 | 1 | 0 | 0 | 0 | 0 | 0 | 0 | 0 | 1 | 1 | 1 | 0 | 0 | 0 | 0 | 0 | 0 | 0 | 0 | 0 | 0 | 0 | 0 | 0 | 0 | 0 | 0 | 0 | 0 | 0 | 0 | 0 |  | 0 | 0 | 0 | 0 | 0 | 0 | 0 | 0 | 0 | 100 | 0 | 0 | 0 | 0 | 1 | 0 | 0 | 0 | 0 | 0 | 0 | 0 | 0 | 0 | 200 | 0 | 0 | 0 | 0 | 1 | 0 | 0 | 0 | 0 | 0 | 0 | 0 | 0 | 0 | 200 | 261.5 | 0 | 141 | 0 | 1 | 3 | 0 | 3 | 0 | 1 | 0 | -3595.555 | -2599.731 | -1460.1318 | Midway-Q2005 230kV Line | Midway-Q2005 230kV Line | Midway-Q2005 230kV Line |  | 0 | 0 | 0 | 0 | 0 | 1 | 30.6 | 21.78 | -498.1318 | Midway-Q2011 230 kV Line | Midway-Q2011 230 kV Line | Midway-Q2005 230kV Line |  | 5 | 1 | YES | 2 | 5 | 4 | YES | 4
PG&E Kern Study Area | New Sub - Midway - Wheeler Ridge (Proposed) | 230 | 0 | 0 | 0 | 0 | 0 | 0 | 0 | 0 | 0 | 0 | 0 | 0 | 0 | 0 | 0 | 0 | 0 | 0 | 0 | 0 | 0 | 0 | 0 | 0 | 0 | 0 | 0 | 0 | 0 | 0 | 0 | 0 | 0 | 0 | 0 | 0 | 0 | 0 | 0 | 0 | 0 | 0 | 0 | 0 | 0 | 0 | 0 | 0 | 0 | 0 | 0 | 0 | 0 | 0 | 0 | 0 | 0 | 0 | 0 | 0 | 0 | 0 | 0 | 0 | 0 | 0 | 0 | 0 | 0 | 0 | 0 | 0 | 0 | 0 | 0 | 0 | 1 | 0 | 0 | 0 | 0 | 0 | 0 | 0 | 1 | 1 | 1 | 0 | 0 | 0 | 0 | 0 | 0 | 0 | 0 | 0 | 0 | 0 | 0 | 0 | 0 | 0 | 0 | 0 | 0 | 0 | 0 | 0 |  | 0 | 0 | 0 | 0 | 0 | 0 | 0 | 0 | 0 | 0 | 0 | 0 | 0 | 0 | 0 | 0 | 0 | 0 | 0 | 0 | 0 | 0 | 0 | 0 | 0 | 150 | 92 | 0 | 0 | 1 | 0 | 0 | 0 | 0 | 0 | 0 | 0 | 0 | 0 | 120 | 265 | 92 | 68 | 0 | 1 | 3 | 0 | 3 | 0 | 1 | 0 | -3595.555 | -2599.731 | -1460.1318 | Midway-Q2005 230kV Line | Midway-Q2005 230kV Line | Midway-Q2005 230kV Line |  | 0 | 0 | 0 | 0 | 0 | 1 | 30.6 | 21.78 | -498.1318 | Midway-Q2011 230 kV Line | Midway-Q2011 230 kV Line | Midway-Q2005 230kV Line |  | 5 | 1 | YES | 2 | 5 | 4 | YES | 4
SCE Northern Area | Whirlwind | 230 | 1 | 1 | 0 | 0 | 0 | 0 | 0 | 0 | 0 | 0 | 0 | 0 | 0 | 0 | 0 | 0 | 0 | 0 | 0 | 0 | 0 | 0 | 0 | 0 | 0 | 0 | 0 | 0 | 0 | 0 | 0 | 0 | 0 | 0 | 0 | 0 | 0 | 0 | 0 | 0 | 0 | 0 | 0 | 0 | 0 | 0 | 0 | 0 | 0 | 0 | 0 | 0 | 0 | 0 | 0 | 0 | 0 | 0 | 0 | 0 | 0 | 0 | 0 | 0 | 0 | 0 | 0 | 0 | 0 | 0 | 0 | 0 | 0 | 0 | 0 | 0 | 0 | 0 | 0 | 0 | 0 | 0 | 0 | 0 | 0 | 0 | 0 | 0 | 0 | 0 | 0 | 0 | 0 | 0 | 0 | 0 | 0 | 0 | 0 | 0 | 0 | 0 | 0 | 0 | 0 | 0 | 0 | 0 |  | 0 | 0 | 0 | 0 | 0 | 0 | 0 | 0 | 0 | 333 | 0 | 160.5 | 69 | 0 | 1 | 0 | 0 | 0 | 0 | 0 | 0 | 0 | 0 | 0 | 174 | 251 | 663 | 0 | 200 | 1 | 0 | 0 | 300 | 0 | 0 | 0 | 0 | 0 | 0 | 224 | 551 | 663 | 100 | 458 | 1 | 0 | 0 | 0 | 0 | 0 | 0 | 2721.9087 | 3874.5957 | 7081.2315 | Antelope-Vincent Constraint | Antelope-Vincent Constraint | Antelope-Vincent Constraint |  | 0 | 0 | 0 | 0 | 0 | 0 | 2721.9087 | 3874.5957 | 7081.2315 | Antelope-Vincent Constraint | Antelope-Vincent Constraint | Antelope-Vincent Constraint |  | 1 | 1 | NO | 1 | 1 | 1 | NO | 1
SCE Northern Area | Whirlwind | 500 | 1 | 1 | 0 | 0 | 0 | 0 | 0 | 0 | 0 | 0 | 0 | 0 | 0 | 0 | 0 | 0 | 0 | 0 | 0 | 0 | 0 | 0 | 0 | 0 | 0 | 0 | 0 | 0 | 0 | 0 | 0 | 0 | 0 | 0 | 0 | 0 | 0 | 0 | 0 | 0 | 0 | 0 | 0 | 0 | 0 | 0 | 0 | 0 | 0 | 0 | 0 | 0 | 0 | 0 | 0 | 0 | 0 | 0 | 0 | 0 | 0 | 0 | 0 | 0 | 0 | 0 | 0 | 0 | 0 | 0 | 0 | 0 | 0 | 0 | 0 | 0 | 0 | 0 | 0 | 0 | 0 | 0 | 0 | 0 | 0 | 0 | 0 | 0 | 0 | 0 | 0 | 0 | 0 | 0 | 0 | 0 | 0 | 0 | 0 | 0 | 0 | 0 | 0 | 0 | 0 | 0 | 0 | 0 |  | 0 | 0 | 0 | 0 | 0 | 0 | 0 | 0 | 0 | 0 | 0 | 0 | 0 | 0 | 0 | 0 | 0 | 0 | 0 | 0 | 0 | 0 | 0 | 0 | 0 | 0 | 0 | 0 | 0 | 0 | 0 | 0 | 0 | 0 | 0 | 0 | 0 | 0 | 0 | 0 | 0 | 0 | 0 | 0 | 0 | 0 | 0 | 0 | 0 | 0 | 0 | 2721.9087 | 3874.5957 | 7081.2315 | Antelope-Vincent Constraint | Antelope-Vincent Constraint | Antelope-Vincent Constraint |  | 0 | 0 | 0 | 0 | 0 | 0 | 2721.9087 | 3874.5957 | 7081.2315 | Antelope-Vincent Constraint | Antelope-Vincent Constraint | Antelope-Vincent Constraint |  | 1 | 1 | NO | 1 | 1 | 1 | NO | 1
PG&E Fresno Study Area | Wilson | 230 | 0 | 0 | 0 | 0 | 0 | 0 | 0 | 0 | 0 | 0 | 0 | 0 | 0 | 0 | 0 | 0 | 0 | 0 | 0 | 0 | 0 | 0 | 0 | 0 | 0 | 0 | 0 | 0 | 0 | 0 | 0 | 0 | 0 | 0 | 0 | 0 | 0 | 0 | 0 | 0 | 0 | 0 | 0 | 0 | 0 | 0 | 0 | 0 | 0 | 0 | 1 | 0 | 0 | 0 | 0 | 0 | 0 | 0 | 0 | 0 | 0 | 0 | 0 | 0 | 1 | 0 | 0 | 0 | 0 | 0 | 0 | 0 | 0 | 0 | 0 | 0 | 1 | 0 | 0 | 0 | 0 | 0 | 0 | 0 | 0 | 1 | 1 | 0 | 1 | 1 | 1 | 1 | 1 | 1 | 1 | 1 | 0 | 1 | 1 | 1 | 0 | 1 | 0 | 0 | 0 | 0 | 0 | 4 |  | 0 | 0 | 0 | 0 | 0 | 0 | 0 | 0 | 0 | 0 | 0 | 0 | 0 | 0 | 0 | 0 | 0 | 0 | 0 | 0 | 0 | 0 | 0 | 0 | 0 | 0 | 0 | 0 | 0 | 0 | 0 | 0 | 169 | 31 | 0 | 0 | 0 | 0 | 0 | 0 | 0 | 0 | 0 | 0 | 1 | 7 | 0 | 6 | 0 | 3 | 0 | -3595.555 | -2599.731 | -1460.1318 | Midway-Q2005 230kV Line | Midway-Q2005 230kV Line | Midway-Q2005 230kV Line |  | 0 | 1 | 0 | 0 | 0 | 2 | -86.8335 | 179.013 | -498.1318 | Bellota-Weber 230kV line | Merced 115/70kV TB#2 | Midway-Q2005 230kV Line |  | 5 | 3 | YES | 3 | 5 | 4 | YES | 4
PG&E Fresno Study Area | Wilson | 115 | 0 | 0 | 0 | 0 | 0 | 0 | 0 | 0 | 0 | 0 | 0 | 0 | 0 | 0 | 0 | 0 | 0 | 0 | 0 | 0 | 0 | 0 | 0 | 0 | 0 | 0 | 0 | 0 | 0 | 0 | 0 | 0 | 0 | 0 | 0 | 0 | 0 | 0 | 0 | 0 | 0 | 0 | 0 | 0 | 0 | 0 | 0 | 0 | 0 | 0 | 1 | 0 | 0 | 0 | 0 | 0 | 0 | 0 | 0 | 0 | 0 | 0 | 0 | 0 | 1 | 0 | 0 | 0 | 0 | 0 | 0 | 0 | 0 | 0 | 0 | 0 | 0 | 0 | 0 | 0 | 0 | 0 | 0 | 0 | 0 | 1 | 1 | 0 | 1 | 0 | 0 | 1 | 1 | 1 | 0 | 1 | 0 | 0 | 0 | 1 | 0 | 0 | 0 | 0 | 0 | 0 | 0 | 3 |  | 0 | 0 | 0 | 0 | 0 | 0 | 0 | 0 | 0 | 0 | 0 | 0 | 0 | 0 | 0 | 0 | 0 | 0 | 0 | 0 | 0 | 0 | 0 | 0 | 0 | 0 | 0 | 0 | 0 | 0 | 0 | 1 | 0 | 0 | 0 | 0 | 0 | 0 | 0 | 0 | 0 | 0 | 0 | 0 | 1 | 4 | 0 | 3 | 0 | 2 | 0 | -1882.478 | -1136.4168 | -209.7673 | Gates 500/230kV TB #12 | Gates 500/230kV TB #11 | Panoche- Mendota 115 kV line |  | 0 | 1 | 0 | 0 | 0 | 1 | -86.8335 | 179.013 | -176.86 | Bellota-Weber 230kV line | Merced 115/70kV TB#2 | Los Banos 500/230kV TB |  | 5 | 3 | YES | 3 | 5 | 3 | YES | 3
PG&E Kern Study Area | Windgap PP | 230 | 0 | 0 | 0 | 0 | 0 | 0 | 0 | 0 | 0 | 0 | 0 | 0 | 0 | 0 | 0 | 0 | 0 | 0 | 0 | 0 | 0 | 0 | 0 | 0 | 0 | 0 | 0 | 0 | 0 | 0 | 0 | 0 | 0 | 0 | 0 | 0 | 0 | 0 | 0 | 0 | 0 | 0 | 0 | 0 | 0 | 0 | 0 | 0 | 0 | 0 | 0 | 0 | 0 | 0 | 0 | 0 | 0 | 0 | 0 | 0 | 0 | 0 | 0 | 0 | 0 | 0 | 0 | 0 | 0 | 0 | 0 | 0 | 0 | 0 | 0 | 1 | 1 | 0 | 0 | 0 | 0 | 0 | 0 | 0 | 1 | 1 | 1 | 0 | 0 | 0 | 0 | 0 | 0 | 0 | 0 | 0 | 0 | 0 | 0 | 0 | 0 | 0 | 0 | 0 | 1 | 0 | 0 | 0 |  | 0 | 0 | 0 | 0 | 0 | 0 | 0 | 0 | 0 | 0 | 0 | 0 | 0 | 0 | 0 | 0 | 0 | 0 | 0 | 0 | 0 | 0 | 0 | 0 | 0 | 0 | 0 | 0 | 0 | 0 | 0 | 0 | 0 | 0 | 0 | 0 | 0 | 0 | 0 | 0 | 0 | 0 | 0 | 0 | 0 | 4 | 0 | 4 | 0 | 2 | 0 | -3595.555 | -2599.731 | -1460.1318 | Midway-Q2005 230kV Line | Midway-Q2005 230kV Line | Midway-Q2005 230kV Line |  | 0 | 0 | 0 | 0 | 0 | 2 | 30.6 | 21.78 | -498.1318 | Midway-Q2011 230 kV Line | Midway-Q2011 230 kV Line | Midway-Q2005 230kV Line |  | 5 | 1 | YES | 2 | 5 | 4 | YES | 4
SCE Northern Area | Windhub | 230 | 1 | 1 | 0 | 1 | 0 | 0 | 0 | 0 | 0 | 0 | 0 | 0 | 0 | 0 | 0 | 0 | 0 | 0 | 0 | 0 | 0 | 0 | 0 | 0 | 0 | 0 | 0 | 0 | 0 | 0 | 0 | 0 | 0 | 0 | 0 | 0 | 0 | 0 | 0 | 0 | 0 | 0 | 0 | 0 | 0 | 0 | 0 | 0 | 0 | 0 | 0 | 0 | 0 | 0 | 0 | 0 | 0 | 0 | 0 | 0 | 0 | 0 | 0 | 0 | 0 | 0 | 0 | 0 | 0 | 0 | 0 | 0 | 0 | 0 | 0 | 0 | 0 | 0 | 0 | 0 | 0 | 0 | 0 | 0 | 0 | 0 | 0 | 0 | 0 | 0 | 0 | 0 | 0 | 0 | 0 | 0 | 0 | 0 | 0 | 0 | 0 | 0 | 0 | 0 | 0 | 0 | 0 | 0 |  | 0 | 0 | 0 | 0 | 0 | 0 | 0 | 0 | 0 | 735 | 0 | 549 | 0 | 0 | 1 | 0 | 0 | 0 | 0 | 0 | 0 | 0 | 0 | 0 | 0 | 500 | 500 | 0 | 0 | 1 | 0 | 0 | 124 | 0 | 0 | 0 | 0 | 0 | 0 | 213.25 | 1099 | 600 | 275 | 0 | 1 | 0 | 0 | 0 | 0 | 0 | 0 | 724.2675 | 926.3802 | 1596.3075 | Windhub Constraint | Windhub Constraint | Windhub Constraint |  | 0 | 0 | 0 | 0 | 0 | 0 | 724.2675 | 926.3802 | 1596.3075 | Windhub Constraint | Windhub Constraint | Windhub Constraint |  | 1 | 1 | NO | 1 | 1 | 1 | NO | 1
SCE Northern Area | Windhub | 500 | 1 | 1 | 0 | 1 | 0 | 0 | 0 | 0 | 0 | 0 | 0 | 0 | 0 | 0 | 0 | 0 | 0 | 0 | 0 | 0 | 0 | 0 | 0 | 0 | 0 | 0 | 0 | 0 | 0 | 0 | 0 | 0 | 0 | 0 | 0 | 0 | 0 | 0 | 0 | 0 | 0 | 0 | 0 | 0 | 0 | 0 | 0 | 0 | 0 | 0 | 0 | 0 | 0 | 0 | 0 | 0 | 0 | 0 | 0 | 0 | 0 | 0 | 0 | 0 | 0 | 0 | 0 | 0 | 0 | 0 | 0 | 0 | 0 | 0 | 0 | 0 | 0 | 0 | 0 | 0 | 0 | 0 | 0 | 0 | 0 | 0 | 0 | 0 | 0 | 0 | 0 | 0 | 0 | 0 | 0 | 0 | 0 | 0 | 0 | 0 | 0 | 0 | 0 | 0 | 0 | 0 | 0 | 0 |  | 0 | 0 | 0 | 0 | 0 | 0 | 0 | 0 | 0 | 0 | 0 | 0 | 0 | 0 | 0 | 0 | 0 | 0 | 0 | 0 | 0 | 0 | 0 | 0 | 0 | 0 | 0 | 0 | 0 | 0 | 0 | 0 | 0 | 0 | 0 | 0 | 0 | 0 | 0 | 775 | 0 | 0 | 0 | 0 | 1 | 0 | 0 | 0 | 0 | 0 | 0 | 724.2675 | 926.3802 | 1596.3075 | Windhub Constraint | Windhub Constraint | Windhub Constraint |  | 0 | 0 | 0 | 0 | 0 | 0 | 724.2675 | 926.3802 | 1596.3075 | Windhub Constraint | Windhub Constraint | Windhub Constraint |  | 1 | 1 | NO | 1 | 1 | 1 | NO | 1
PG&E North of Greater Bay Study Area | Woodland | 115 | 0 | 0 | 0 | 0 | 0 | 0 | 0 | 0 | 0 | 0 | 0 | 0 | 0 | 0 | 0 | 0 | 0 | 0 | 0 | 0 | 0 | 0 | 0 | 0 | 0 | 0 | 0 | 0 | 0 | 0 | 0 | 0 | 0 | 0 | 0 | 0 | 0 | 0 | 0 | 0 | 0 | 0 | 0 | 0 | 1 | 1 | 0 | 1 | 0 | 1 | 1 | 0 | 1 | 0 | 0 | 0 | 0 | 0 | 0 | 0 | 0 | 0 | 0 | 0 | 1 | 1 | 0 | 0 | 0 | 0 | 0 | 0 | 0 | 0 | 0 | 0 | 0 | 0 | 0 | 0 | 0 | 0 | 0 | 0 | 0 | 0 | 0 | 0 | 0 | 0 | 0 | 0 | 0 | 0 | 0 | 0 | 0 | 0 | 0 | 0 | 0 | 0 | 0 | 0 | 0 | 0 | 0 | 0 |  | 0 | 0 | 0 | 0 | 0 | 0 | 0 | 0 | 0 | 0 | 0 | 0 | 0 | 0 | 0 | 0 | 0 | 0 | 0 | 0 | 0 | 0 | 0 | 0 | 0 | 12 | 0 | 0 | 0 | 1 | 0 | 0 | 0 | 0 | 0 | 0 | 0 | 0 | 1.5 | 0 | 12 | 0 | 0 | 0 | 1 | 4 | 0 | 3 | 0 | 0 | 1 | -2351.0075 | -489.2175 | -42.98 | Vaca Dixon-Tesla 500kV Line | Vaca Dixon-Tesla 500kV Line | Woodland- Davis 115kV line |  | 0 | 1 | 0 | 0 | 0 | 1 | -86.8335 | 74.966 | -42.98 | Bellota-Weber 230kV line | Woodland- Davis 115kV line | Woodland- Davis 115kV line |  | 5 | 3 | YES | 3 | 3 | 3 | NO | 3
PG&E North of Greater Bay Study Area | Wyandotte | 115 | 0 | 0 | 0 | 0 | 0 | 0 | 0 | 0 | 0 | 0 | 0 | 0 | 0 | 0 | 0 | 0 | 0 | 0 | 0 | 0 | 0 | 0 | 0 | 0 | 0 | 0 | 0 | 0 | 0 | 0 | 0 | 0 | 0 | 0 | 0 | 0 | 0 | 0 | 0 | 0 | 0 | 0 | 0 | 0 | 1 | 0 | 0 | 0 | 0 | 1 | 1 | 1 | 1 | 0 | 0 | 0 | 0 | 0 | 0 | 0 | 0 | 0 | 0 | 0 | 1 | 1 | 0 | 0 | 0 | 0 | 0 | 0 | 0 | 0 | 0 | 0 | 0 | 0 | 0 | 0 | 0 | 0 | 0 | 0 | 0 | 0 | 0 | 0 | 0 | 0 | 0 | 0 | 0 | 0 | 0 | 0 | 0 | 0 | 0 | 0 | 0 | 0 | 0 | 0 | 0 | 0 | 0 | 0 |  | 0 | 0 | 0 | 0 | 0 | 0 | 0 | 0 | 0 | 0 | 0 | 0 | 0 | 0 | 0 | 0 | 0 | 0 | 0 | 0 | 0 | 0 | 0 | 0 | 0 | 0 | 0 | 0 | 0 | 0 | 0 | 0 | 0 | 0 | 0 | 0 | 0 | 0 | 3.5 | 0 | 0 | 0 | 0 | 0 | 1 | 3 | 0 | 2 | 0 | 0 | 0 | -2351.0075 | -489.2175 | 87.41 | Vaca Dixon-Tesla 500kV Line | Vaca Dixon-Tesla 500kV Line | Rocklin-Pleaseant grove 115kV line |  | 0 | 1 | 0 | 0 | 0 | 0 | -86.8335 | 267.6995 | 87.41 | Bellota-Weber 230kV line | Rio Oso-Brighton 230kV line | Rocklin-Pleaseant grove 115kV line |  | 5 | 3 | YES | 3 | 1 | 1 | NO | 1

## Tx_Calculator_2039
|  | CAISO Study Area | SCE Northern Area | [9 empty] | SCE Metro Area |  |  | SCE North of Lugo Area |  |  |  |  | SCE Eastern Area | [7 empty] | East of Pisgah Area |  |  | SDG&E Study Area | [13 empty] | PG&E North of Greater Bay Area | [10 empty] | PG&E Greater Bay Area | [20 empty] | PG&E Kern Area | [9 empty] | PG&E Fresno Area
|  | Matrix Constraint Name | Antelope-Vincent On-Peak and Off-Peak Constraint | Vincent-Lugo On-Peak Constraint | Pardee-Sylmar On-Peak Constraint | Windhub On-Peak Constraint | Moorpark-Pardee On-Peak Constraint | North of Magunden On-Peak Constraint | South of Magunden On-Peak Constraint | South of Magunden Off-Peak Constraint | Antelope-Neenach On-Peak Constraint | Antelope-Neenach Off-Peak Constraint | Del Amo – Barre On-Peak Constraint | Hinson - Del Amo On-Peak Constraint | SCE Metro Area Default Constraint | Control to Inyokern Constraint On-Peak Constraint | Kramer - Victor Constraint On-Peak Constraint | Victor – Lugo Constraint On Peak Constraint | Lugo 500/230 kV Transformer On Peak Constraint | Calcite to Lugo Constraint On Peak Constraint | Colorado River 500/230 kV On-Peak/Off-Peak Constraint (230 kV bus only) | Colorado River-Red Bluff On-Peak Constraint | DCRT On-Peak Constraint | Devers-Red Bluff On-Peak/Off-Peak Constraint | Eagle Mountain On-Peak Constraint | Etiwanda-Rancho Vista On-Peak Constraint | Red Bluff 500/230 kV On-Peak/Off-Peak Constraint (230 kV only) | Serrano-Alberhill-Valley On-Peak/Off-Peak Constraint | VEA 138kV On-peak/Off-peak Constraint | GLW 230kV On-peak/Off-peak Constraint | Lugo-Victorville On-peak Constraint | Capistrano-San Onofre 230 kV On-Peak Constraint | Chicarita 138 kV On-Peak Constraint | El Cajon 69 kV On-Peak Constraint | Internal San Diego Area On-Peak/Off-Peak Constraint | Miguel 69 kV On-Peak Constraint | Encina - San Luis Rey 230 kV On-Peak/Off-Peak Constraint | East of Miguel On-Peak/Off-Peak Constraint | San Luis Rey-San Onofre 230 kV On-Peak/Off-Peak Constraint | Ocean Ranch 69 kV On-Peak Constraint | Otay Mesa 230 kV On-Peak Constraint | Silvergate - Bay Blvd 230 kV On-Peak/Off-Peak Constraint | Silvergate-Old Town 230 kV On-Peak Constraint | Talega 230 kV On-Peak Constraint | Trabuco-Capistrano 138 kV On-Peak Constraint | Santa Rosa-Corona 115 kV line On-Peak Constraint | Vaca Dixon - Tesla 500kV line On-Peak Constraint | Woodland-Davis 115 kV line On-Peak Constraint | Cortina-Eagle Rock 115 kV line On-Peak Constraint | Bell-Placer 115 kV line On-Peak Constraint | Carberry-Round mountain 230 kV line On-Peak Constraint | Rocklin-Pleaseant grove 115kV line On-Peak/Off-Peak Constraint | Bellota-Weber 230kV line On-Peak Constraint | Rio Oso-Brighton 230kV line On-Peak Constraint | Rio Oso-Lockeford 230kV line On-Peak Constraint | Humboldt Offshore Wind constraint | Dumbarton-Newark 115 kV line On-Peak Constraint | Eastshore-San Mateo 230 kV line On-Peak Constraint | Lakeville-Igancio 230 kV line On-Peak Constraint | Sobrante-Moraga 230 kV line On-Peak Constraint | Windmaster- Delta Pumps 230 kV line On-Peak Constraint | Contra Costa- Windmaster 230 kV line On-Peak Constraint | Tesla - Tracy Pumps #2 230 kV line On-Peak Constraint | Contra Costa #1 115 kV line On-Peak Constraint | Kasson Jct-Heinz 115 kV line On-Peak Constraint | Newark-Newark Distribution 115 kV line On-Peak Constraint | Tesla-Bellota 230 kV line On-Peak Constraint | Eight Mile-Tesla 230 kV line On-Peak Constraint | Grant - Eastshore #2 115 kV line On-Peak Constraint | Salado - Crow Creek 60 kV line On-Peak Constraint | Tesla - Salado 115 kV line On-Peak Constraint | Los Esteros-Silicon Valley 230 kV On-Peak Constraint | Los Esteros-Nortech 115 kV line On-Peak Constraint | Newark-Los Esteros 230 kV line On-Peak Constraint | Morganhill-Metcalf 115kV Line On-Peak Constraint | Telsa-Tracy Pump #1 230 kV Line On-Peak Constraint | Birds Landing-Contra Costa 230kV Line On-Peak Constraint | Oceano-Calendar 115kV line On-Peak/Off-Peak Constraint | Midway-Q2005 230kV line On-Peak/Off-Peak Constraint | Smyrna - Q1984 115kV line On-Peak/off-Peak Constraint | Kern 230/115kV TB #4 On-Peak Constraint | Maricopa-Copus 70 kV line On-Peak/Off-Peak Constraint | Midway-Taft 115 kV line On-Peak/Off-Peak Constraint | Kern-Tevis-Stockdale-Lamont 115kV line On-Peak/Off-Peak Constraint | Midway 230/115kV TB #3 On-Peak/Off-Peak Constraint | Semitropic-Midway 115kV Line On-Peak/Off-Peak Constraint | Midway-Q2011 230 kV Line On-Peak Constraint | Gates 500/230kV TB #11 On-Peak/Off-Peak Constraint | Gates 500/230kV TB #12 On-Peak/Off-Peak Constraint | Gates 230/70 kV TB #5 On-Peak/Off-Peak Constraint | Tranquility-Helm 230kV Line On-Peak/Off-Peak Constraint | Dairyland-Chowchilla 115kV Line On-Peak/Off-Peak Constraint | Chowchilla-Le grand 115kV Line On-Peak/Off-Peak Constraint | Los Banos 500/230 kV Bank On-Peak/Off-peak Constraint | Panoche-Los Banos 230kV line #2 On-Peak/Off-Peak Constraint | Dos Amigos-Panoche 230kV line On-Peak Constraint | Schindler 115/70kV TB #1 On-Peak/Off-Peak Constraint | Panoche-Mendota 115 kV line On-Peak/Off-Peak Constraint | Coalinga #1-Coalinga #2 70 kV line On-Peak/Off-Peak Constraint | Panoche-Oro Loma 115kV Line On-Peak Constraint | Borden-Storey #1 230kV line On-Peak/Off-Peak Constraint | Merced 115/70kV TB#2 On-Peak/Off-Peak Constraint | Helm 230/70kV TB#1 On-Peak/Off-Peak Constraint | Oro Loma-El Nido 115kV Line On-Peak/Off-Peak Constraint | Diablo–Gates 500 kV line On-Peak/Off-peak Constraint | Mustang-Henrietta 230 kV line On-Peak Constraint | Gates-Panoche 230 kV #1 and #2 Lines On-Peak Constraint | Moss Landing-Las Aguillas 230 kV Line Off-Peak Constraint | Jackson-Waukena-Corcoran 115 kV Line Off-Peak Constraint
White Paper Constraint Info |  | White Paper Name | Antelope-Vincent Constraint | Vincent-Lugo Constraint | Pardee-Sylmar Constraint | Windhub Constraint | Moorpark-Pardee Constraint | North of Magunden Constraint | South of Magunden Constraint | South of Magunden Constraint | Antelope-Neenach Constraint | Antelope-Neenach Constraint | Del Amo - Barre Area Constraint | Hinson - Del Amo Constraint | SCE Metro Area Default Constraint | Control to Inyokern area constraint | Kramer to Victor Area Constraint | Victor to Lugo Area Constraint | Lugo Transformer Area Constraint | Calcite to Lugo Area Constraint | Colorado River 500/230 kV Constraint | Colorado River-Red Bluff Constraint | DCRT Constraint | Devers-Red Bluff Constraint | Eagle Mountain Constraint | Etiwanda-Rancho Vista Constraint | Red Bluff 500/230 kV Constraint | Serrano-Alberhill-Valley Constraint | VEA 138kV area constraint | GLW 230kV area constraint | Lugo - Victorville area constraint | Capistrano-San Onofre 230 kV constraint | Chicarita 138 kV constraint | El Cajon 69 kV constraint | Internal San Diego Area constraint | Miguel 69 kV constraint | Encina - San Luis Rey 230 kV constraint | East of Miguel constraint | San Luis Rey-San Onofre 230 kV line constraint | Ocean Ranch 69 kV constraint | Otay Mesa 230 kV constraint | Silvergate - Bay Blvd 230 kV constraint | Silvergate-Old Town 230 kV constraint | Talega 230 kV constraint | Trabuco-Capistrano 138 kV constraint | Santa Rosa-Corona 115 kV line | Vaca Dixon-Tesla 500kV Line | Woodland- Davis 115kV line | Cortina-Eagle Rock 115 kV line | Bell-Placer 115kV Line | Carberry-Round Mountain 230kV Line | Rocklin-Pleaseant grove 115kV line | Bellota-Weber 230kV line | Rio Oso-Brighton 230kV line | Rio Oso-Lockeford 230kV line | Humboldt Offshore Wind constraint | Dumbarton-Newark 115 kV line | Eastshore-San Mateo 230 kV line | Lakeville-Ignacio 230 kV line | Sobrante-Moraga 230 kV line | Windmaster-Delta pumps 230 kV line | Contra Costa- Windmaster 230 kV line | Tesla-Tracy-Pump 230 kV line #2 | Contra Costa #1 115kV Line | Kasson Jct-Heinz 115 kV line | Newark-Newark Distribution 115 kV line | Tesla-Bellota 230 kV line | Eight Mile-Tesla 230 kV line | Grant - Eastshore #2 line 115 kV | Salado-Crow Creek Sw Sta 60 kV line | Tesla-Salado 115 kV line | Los Esteros-Silicon Valley 230 kV | Los Esteros-Nortech 115 kV line | Newark-Los Esteros 230 kV line | Morganhill-Metcalf 115kV Line | Tesla-Tracy Pump 230 kV Line #1 | Birds Landing-Contra Costa 230kV Line | Oceano-Calendar 115kV line | Midway-Q2005 230kV Line | Smyrna -Q1984 115kV line | Kern 230/115kV TB #4 | Maricopa-Copus 70 kV line | Midway-Taft 115 kV line | Kern-Tevis-Stockdale-Lamont 115kV line | Midway 230/115kV TB #3 | Semitropic-Midway 115kV Line | Midway-Q2011 230 kV Line | Gates 500/230kV TB #12 | Gates 500/230kV TB #11 | Gates 230/70kV TB #5 | Tranquility-Helm 230kV Line | Dairyland-Chowchilla 115kV Line | Chowchilla-Le grand 115kV Line | Los Banos 500/230kV TB | Panoche-Los Banos 230kV line #2 | Dos Amigos-Los Banos 230kV line | Schindler 115/70kV TB #1 | Panoche- Mendota 115 kV line | Coalinga #1-Coalinga #2 70 kV line | Panoche-Oro Loma 115kV Line | Borden-Storey #1 230kV line | Merced 115/70kV TB#2 | Helm 230/70kV TB #1 | Oro Loma-El Nido 115kV Line | Diablo–Gates 500 kV line | Mustang-Henrietta 230 kV line | Gates-Panoche 230 kV #1 and #2 Lines | Moss Landing-Las Aguilas 230 kV Line | Jacksson-WaukenaCorcoran 115kV line
|  | PTO area | SCE | SCE | SCE | SCE | SCE | SCE | SCE | SCE | SCE | SCE | SCE | SCE | SCE | SCE | SCE | SCE | SCE | SCE | SCE | SCE | SCE | SCE | SCE | SCE | SCE | SCE | SCE | SCE | SCE | SDGE | SDGE | SDGE | SDGE | SDGE | SDGE | SDGE | SDGE | SDGE | SDGE | SDGE | SDGE | SDGE | SDGE | PGE | PGE | PGE | PGE | PGE | PGE | PGE | PGE | PGE | PGE | PGE | PGE | PGE | PGE | PGE | PGE | PGE | PGE | PGE | PGE | PGE | PGE | PGE | PGE | PGE | PGE | PGE | PGE | PGE | PGE | PGE | PGE | PGE | PGE | PGE | PGE | PGE | PGE | PGE | PGE | PGE | PGE | PGE | PGE | PGE | PGE | PGE | PGE | PGE | PGE | PGE | PGE | PGE | PGE | PGE | PGE | PGE | PGE | PGE | PGE | PGE | PGE | PGE | PGE
|  | Wind/Solar Designation Area | Solar | Solar | Solar | Solar | Solar | Solar | Solar | Solar | Solar | Solar | Solar | Solar | Solar | Solar | Solar | Solar | Solar | Solar | Solar | Solar | Solar | Solar | Solar | Solar | Solar | Solar | Solar | Solar | Solar | Solar | Solar | Solar | Solar | Solar | Solar | Solar | Solar | Solar | Solar | Solar | Solar | Solar | Solar | Wind | Wind | Wind | Wind | Wind | Wind | Wind | Wind | Wind | Wind | Wind | Wind | Wind | Wind | Wind | Wind | Wind | Wind | Wind | Wind | Wind | Wind | Wind | Wind | Wind | Wind | Wind | Wind | Wind | Wind | Wind | Wind | Solar | Solar | Solar | Solar | Solar | Solar | Solar | Solar | Solar | Solar | Solar | Solar | Solar | Solar | Solar | Solar | Solar | Solar | Solar | Solar | Solar | Solar | Solar | Solar | Solar | Solar | Solar | Solar | Solar | Solar | Solar | Solar
White Paper Constraint Initial Capacity |  | FCDS | 7396 | 9184 | 4884 | 2400 | 3792 | 1387 | 740 | 740 | 0 | 0 | 6700 | 3544 | 13731 | 55.7 | 1300 | 1350 | 1585 | 548 | 1035.2 | 10933 | 2300 | 4050 | 0 | 7734 | 722 | 5328 | 260 | 900 | 10100 | 1500 | 300.5 | 406 | 1001 | 231 | 1922 | 1035 | 2018 | 274 | 1425 | 796 | 1221 | 1205 | 501 | 3995 | 1044 | 76 | 1575 | 630 | 14 | 92 | 2382 | 423 | 935 | 0 | 1270 | 2349 | 517 | 3944 | 710 | 1233 | 4776 | 29 | 91 | 3822 | 4065 | 3738 | 961 | 76 | 1087 | 605 | 639 | 4758 | 314 | 4177 | 836 | 937 | 1396 | 144 | 1869 | 51 | 263 | 109 | 1370 | 255 | 438 | 3213 | 3684 | 272 | 2229 | 2865 | 699 | 3930 | 631 | 631 | 398.5 | 1798 | 1660 | 3661 | 698.5 | 247 | 4 | 1410 | 5203 | 10302 | 7440 | 2276 | 85
|  | FCDS Limit Type | Actual | Actual | Actual | Actual | Actual | Actual | Actual | Actual | Actual | Actual | Actual | Actual | Default | Actual | Actual | Actual | Actual | Actual | Actual | Actual | Actual | Actual | Actual | Actual | Actual | Actual | Actual | Actual | Actual | Actual | Actual | Actual | Actual | Actual | Actual | Actual | Actual | Actual | Actual | Actual | Actual | Actual | Actual | Actual | Actual | Actual | Actual | Actual | Actual | Actual | Actual | Actual | Actual | Actual | Actual | Actual | Actual | Actual | Actual | Actual | Actual | Actual | Actual | Actual | Actual | Actual | Actual | Actual | Actual | Actual | Actual | Actual | Actual | Actual | Actual | Actual | Actual | Actual | Actual | Actual | Actual | Actual | Actual | Actual | Actual | Actual | Actual | Actual | Actual | Actual | Actual | Actual | Actual | Actual | Actual | Actual | Actual | Actual | Actual | Actual | Actual | Actual | Actual | Actual | Actual | Default | Default
|  | EODS | 7396 | 9184 | 4884 | 2400 | 3792 | 1387 | 500 | 500 | 0 | 0 | 6700 | 3544 | 13731 | 55 | 1300 | 1350 | 1585 | 548 | 1414 | 10933 | 2300 | 10167 | 300 | 9689 | 1684 | 13529 | 105 | 760 | 9600 | 1500 | 300.5 | 406 | 70 | 231 | 2586 | 1377 | 6764 | 274 | 1425 | 929 | 1221 | 1205 | 501 | 3995 | 1415 | 76 | 1575 | 630 | 183 | 226 | 2382 | 423 | 935 | 0 | 1270 | 2349 | 517 | 3944 | 710 | 1233 | 4776 | 29 | 91 | 3822 | 4065 | 3738 | 961 | 76 | 1087 | 605 | 639 | 4758 | 314 | 4177 | 836 | 174 | 278 | 132 | 1869 | 53 | 263 | 176.8 | 1051 | 240.9 | 438 | 3148 | 3856 | 356 | 1170 | 128 | 908 | 206 | 3478 | 631 | 490.5 | 7 | 175 | 3661 | 1811 | 100 | 0 | 243 | 5203 | 10302 | 7440 | 0 | 28
|  | EODS Limit Type | Default | Default | Default | Default | Default | Default | Default | Default | Default | Default | Default | Default | Default | Default | Default | Default | Default | Default | Actual | Default | Default | Actual | Default | Default | Actual | Actual | Actual | Actual | Default | Default | Default | Default | Actual | Default | Actual | Actual | Actual | Default | Default | Actual | Default | Default | Default | Default | Default | Default | Default | Default | Default | Default | Default | Default | Default | Actual | Default | Default | Default | Default | Default | Default | Default | Default | Default | Default | Default | Default | Default | Default | Default | Default | Default | Default | Default | Default | Default | Actual | Actual | Actual | Default | Actual | Default | Actual | Actual | Actual | Default | Actual | Actual | Actual | Actual | Actual | Actual | Actual | Actual | Default | Actual | Actual | Actual | Default | Actual | Actual | Actual | Actual | Actual | Default | Default | Actual | Actual
White Paper Transmission Upgrade Info |  | FCDS AMOUNT | 1500 | 2000 | 1800 | 2500 | 900 | 500 | 2000 | 2000 | 2000 | 2000 | 1058 | 800 | N/A | 186 | 1206 | 1221 | 1178 | 1046 | 1370 | 588 | 3000 | 5000 | 600 | 3350 | 1200 | 4327 | 1367 | 1285 | 6800 | 920 | 700 | 547 | 936 | 431 | 746 | 2823 | 819 | 692 | 2189 | 4754 | 2522 | 2201 | 556 | 703 | 8645 | 109 | 50 | 480 | 26 | 707 | 460 | 574 | 485 | 2000 | 978 | 548 | 861 | 653 | 6034 | 5601 | 3521 | 131 | 1255 | 831 | 300 | 163 | 290 | 74 | 70 | 348 | 160 | 70 | 712 | 4344 | 1766 | 1418 | 16891 | 687 | 179 | 206 | 9 | 367 | 784 | 637 | 234 | 14,825 | 10038 | 47 | 2274 | 1211 | 1211 | 4931 | 6367 | 6367 | 3160 | 2019 | 878 | 588 | 2648 | 358 | 60 | 3192 | 4125 | 2479 | 8379 | N/A | N/A
|  | Est. Cost (millions): | 13.2 | 85.9 | 660 | 612 | 600 | 1253 | 4358 | 4358 | 100 | 100 | 11 | 28 | - | 329 | N/A | N/A | N/A | 239 | 67 | N/A | 463 | N/A | 1182 | 89 | 69 | N/A | N/A | N/A | 2165 | 58.1 | 100 | 14.7 | N/A | 671.054 | N/A | N/A | N/A | 28.3 | 79.91 | 29.971 | 283.4 | 210.6 | 103.366 | 725 | 2851.848 | 9.329 | 50 | 185 | 180 | 125 | 400 | 0 | 0 | 2300 | N/A | 0 | 0 | 0 | 417.332 | 0 | 0 | 185 | 1700 | 0 | 0 | 0 | 125 | 400 | 0 | N/A | 0 | 0 | 380 | 25 | 700 | 1008.032 | 940 | 220 | 30 | 620 | 0 | 120 | 150 | 760 | 100 | 35 | 35 | 110 | 1500 | 250 | 550 | 0 | N/A | 0 | 370 | 0 | 0 | 154 | N/A | 125 | 135 | 330 | 830 | 0 | 214.062 | N/A | N/A
|  | Est. In Service Date: | 2027 | 2029 | 2034 | 2034 | 2034 | 2034 | 2034 | 2034 | 2027 | 2027 | 2027 | 2027 | 0 | 2034 | 2033 | 2028 | 2028 | 2034 | 2029 | 2034 | 2031 | 2034 | 2035 | 2028 | 2029 | 2034 | 2027 | 2027 | 2035 | 2030 | 2029 | 2029 | 2032 | 2029 | 2034 | 2034 | 2034 | 2029 | 2030 | 2028 | 2030 | 2030 | 2029 | 2040 | 2037 | 2030 | 2030 | 2035 | 2032 | 2032 | 2035 | 2035 | 2035 | 2034 | 2028 | 2028 | 2028 | 2028 | 2032 | 2032 | 2032 | 2035 | 2043 | 2043 | 2043 | 2043 | 2032 | 2037 | 2037 | 2028 | 2028 | 2028 | 2037 | 2030 | 2037 | 2033 | 2037 | 2033 | 2030 | 2036 | 2036 | 2032 | 2033 | 2037 | 2031 | 2029 | 2029 | 2033 | 2040 | 2035 | 2040 | 2028 | 2028 | 2028 | 2035 | 2035 | 2035 | 2032 | 2032 | 2037 | 2031 | 2035 | 2033 | 2033 | 2032 | 0 | 0
|  | EODS AMOUNT | N/A | N/A | N/A | N/A | N/A | N/A | 2000 | 2000 | 15 | 15 | N/A | N/A | N/A | N/A | N/A | N/A | N/A | N/A | 1299 | 588 | N/A | 5991 | N/A | N/A | 1200 | N/A | 930 | 1992 | 6800 | N/A | N/A | N/A | 936 | N/A | 82 | 4680 | 0 | N/A | N/A | 4754 | N/A | N/A | N/A | N/A | N/A | N/A | N/A | N/A | 25 | N/A | N/A | N/A | N/A | 2000 | N/A | N/A | N/A | N/A | N/A | N/A | N/A | N/A | N/A | N/A | N/A | N/A | N/A | N/A | N/A | N/A | N/A | N/A | N/A | N/A | N/A | 230 | 962 | 632 | N/A | 67.7 | N/A | 106.58 | 1477 | 475 | N/A | 6843 | 6343 | 390 | 607 | 122 | 546 | 402 | 3139 | N/A | 87 | 302 | 5 | N/A | 2047 | 291 | 226 | 65 | 4125 | N/A | N/A | 1760 | 66
|  | Est. Cost (millions): | N/A | N/A | N/A | N/A | N/A | N/A | 66 | 66 | 45 | 45 | N/A | N/A | N/A | N/A | N/A | N/A | N/A | N/A | 67 | N/A | N/A | N/A | N/A | N/A | 69 | N/A | N/A | N/A | 2165 | N/A | N/A | N/A | N/A | N/A | N/A | N/A | 0 | N/A | N/A | 29.971 | N/A | N/A | N/A | N/A | N/A | N/A | N/A | N/A | 180 | N/A | N/A | N/A | N/A | 2300 | N/A | N/A | N/A | N/A | N/A | N/A | N/A | N/A | N/A | N/A | N/A | N/A | N/A | N/A | N/A | N/A | N/A | N/A | N/A | N/A | N/A | 1008.032 | 940 | 220 | N/A | 620 | 0 | 120 | 150 | 760 | 100 | 35 | 35 | 110 | 1500 | 250 | 550 | 0 | 0 | 0 | 370 | 0 | 0 | N/A | N/A | 125 | 135 | 330 | 830 | 0 | N/A | 40.2 | 150
|  | Est. In Service Date: | 0 | 0 | 0 | 0 | 0 | 0 | 2034 | 2034 | 2028 | 2028 | 0 | 0 | 0 | 0 | 0 | 0 | 0 | 0 | 2029 | 2034 | 0 | 2034 | 0 | 0 | 0 | 0 | 2027 | 2027 | 2035 | 0 | 0 | 0 | 2032 | 0 | 2034 | 2034 | 0 | 0 | 0 | 2028 | 0 | 0 | 0 | 0 | 0 | 0 | 0 | 0 | 2032 | 0 | 0 | 0 | 0 | 2034 | 0 | 0 | 0 | 0 | 0 | 0 | 0 | 0 | 0 | 0 | 0 | 0 | 0 | 0 | 0 | 0 | 0 | 0 | 0 | 0 | 0 | 2033 | 2037 | 2033 | 0 | 2036 | 2036 | 2032 | 2033 | 2037 | 2031 | 2029 | 2029 | 2033 | 2040 | 2035 | 2040 | 2028 | 2028 | 0 | 2035 | 2035 | 2035 | 0 | 2032 | 2037 | 2031 | 2035 | 2033 | 2033 | 0 | 2033 | 2035
|  | Upgrades are same | None | None | None | None | None | None | No | No | No | No | None | None | None | None | None | None | None | None | Yes | Yes | None | Yes | None | None | Yes | None | Yes | Yes | Yes | None | None | None | Yes | None | Yes | Yes | No | None | None | Yes | None | None | None | None | None | None | None | None | Yes | None | None | None | None | Yes | None | None | None | None | None | None | None | None | None | None | None | None | None | None | None | None | None | None | None | None | None | Yes | Yes | Yes | None | Yes | Yes | Yes | Yes | Yes | Yes | Yes | Yes | Yes | Yes | Yes | Yes | Yes | Yes | None | Yes | Yes | Yes | None | Yes | Yes | Yes | Yes | Yes | Yes | None | No | No
|  | Upgrade approved | No | No | No | No | No | No | No | No | No | No | No | No | No | No | Yes | Yes | Yes | No | No | Yes | No | Yes | No | No | No | Yes | Yes | Yes | No | No | No | No | Yes | No | Yes | Yes | Yes | No | No | No | No | No | No | No | No | No | No | No | No | No | No | No | No | No | Yes | Yes | Yes | Yes | No | No | No | No | No | No | No | No | No | No | No | Yes | Yes | Yes | No | No | No | No | No | No | No | No | No | No | No | No | No | No | No | No | No | No | No | Yes | Yes | Yes | No | No | No | No | Yes | No | No | No | No | No | No | No | No
Tx Calculations Baseline Alignment Calculations |  |  | (Rows 19-80) |  | Calculations to account for resources in IRP baseline not in Tx Capability Baseline and other adjustments
Excluded Tx Utilization for Calc. |  | FCDS | [6 empty] | 251.8 | 251.8 | 84.134 | 84.134 | [20 empty] | 259.75 |  | 713.2 | [11 empty] | 358 | [13 empty] | 209 |  |  |  | 134.8 | [13 empty] | 828.43 | [15 empty] | 841.79 | 841.79 | 272.18 |  |  |  | 6.93 | [8 empty] | In-develoment resources identified by CAISO staff as not contributing to constraint based on studies.
|  | EODS | [6 empty] | 0 | 0 | 0.855 | 0.855 | [97 empty] | Their Tx utilization is subtracted from the calculations
ERM-IRP Baseline Reconciliation Resources
FCDS | Mapped MWs
|  | Geothermal | 0 | 0 | 0 | 0 | 0 | 0 | 0 | 0 | 0 | 0 | 0 | 0 | 0 | 53.7 | 53.7 | 53.7 | 53.7 | 0 | 0 | 138.2 | 0 | 183.2 | 0 | 45 | 0 | 95 | 0 | 0 | 138.2 | 0 | 0 | 0 | 50 | 0 | 50 | 50 | 50 | 0 | 50 | 50 | 50 | 0 | 0 | 20.8 | 20.8 | 0 | 20.8 | 40 | 0 | 0 | 0 | 0 | 0 | 0 | 0 | 0 | 0 | 20.8 | 0 | 20.8 | 20.8 | 0 | 0 | 0 | 0 | 0 | 0 | 0 | 0 | 0 | 0 | 0 | 0 | 0 | 20.8 | 0 | 0 | 0 | 0 | 0 | 0 | 0 | 0 | 0 | 0 | 0 | 0 | 0 | 0 | 0 | 0 | 0 | 0 | 0 | 0 | 0 | 0 | 0 | 0 | 0 | 0 | 0 | 0 | 0 | 0 | 0 | 0
|  | Biomass | 0 | 0 | 1.9 | 0 | 1.9 | 0 | 1.9 | 1.9 | 0 | 0 | 0 | 0 | 0 | 0 | 0 | 0 | 0 | 0 | 0 | 0 | 0 | 0 | 0 | 0 | 0 | 0 | 0 | 0 | 1.9 | 0 | 0 | 0 | 0 | 0 | 0 | 0 | 0 | 0 | 0 | 0 | 0 | 0 | 0 | 0 | 0 | 0 | 0 | 0 | 0 | 0 | 4.7 | 0 | 0 | 0 | 0 | 0 | 0 | 0 | 0 | 0 | 0 | 0 | 2.8 | 0 | 2.8 | 2.8 | 0 | 0 | 0 | 0 | 0 | 0 | 0 | 0 | 0 | 0 | 1.9 | 0 | 0 | 0 | 0 | 0 | 0 | 0 | 0 | 1.9 | 1.9 | 0 | 1.9 | 1.9 | 1.9 | 4.7 | 1.9 | 1.9 | 1.9 | 1.9 | 0 | 1.9 | 1.9 | 0 | 0 | 4.7 | 0 | 0 | 0 | 1.9 | 0
|  | Wind | 0 | 0 | 0 | 0 | 0 | 0 | 0 | 0 | 0 | 0 | 0 | 0 | 0 | 0 | 0 | 0 | 0 | 0 | 0 | 455 | 0 | 455 | 0 | 93.6 | 0 | 198.6 | 0 | 0 | 455 | 0 | 0 | 0 | 105 | 0 | 105 | 105 | 105 | 0 | 0 | 105 | 105 | 0 | 0 | 0 | 90 | 0 | 0 | 0 | 0 | 0 | 0 | 0 | 0 | 0 | 0 | 0 | 0 | 0 | 90 | 90 | 90 | 0 | 0 | 90 | 134.8 | 0 | 0 | 0 | 0 | 0 | 0 | 0 | 0 | 90 | 90 | 0 | 44.8 | 0 | 0 | 0 | 0 | 0 | 91.2 | 0 | 0 | 76.4 | 76.4 | 0 | 0 | 0 | 0 | 76.4 | 0 | 0 | 0 | 0 | 0 | 0 | 0 | 0 | 0 | 0 | 0 | 0 | 0 | 76.4 | 0
|  | OOS Wind | 0 | 0 | 0 | 0 | 0 | 0 | 0 | 0 | 0 | 0 | 0 | 0 | 0 | 0 | 0 | 0 | 0 | 0 | 0 | 0 | 0 | 0 | 0 | 0 | 0 | 0 | 0 | 0 | 0 | 0 | 0 | 0 | 0 | 0 | 0 | 0 | 0 | 0 | 0 | 0 | 0 | 0 | 0 | 0 | 0 | 0 | 0 | 0 | 0 | 0 | 0 | 0 | 0 | 0 | 0 | 0 | 0 | 0 | 0 | 0 | 0 | 0 | 0 | 0 | 0 | 0 | 0 | 0 | 0 | 0 | 0 | 0 | 0 | 0 | 0 | 0 | 0 | 0 | 0 | 0 | 0 | 0 | 0 | 0 | 0 | 0 | 0 | 0 | 0 | 0 | 0 | 0 | 0 | 0 | 0 | 0 | 0 | 0 | 0 | 0 | 0 | 0 | 0 | 0 | 0 | 0 | 0
|  | Offshore Wind | 0 | 0 | 0 | 0 | 0 | 0 | 0 | 0 | 0 | 0 | 0 | 0 | 0 | 0 | 0 | 0 | 0 | 0 | 0 | 0 | 0 | 0 | 0 | 0 | 0 | 0 | 0 | 0 | 0 | 0 | 0 | 0 | 0 | 0 | 0 | 0 | 0 | 0 | 0 | 0 | 0 | 0 | 0 | 0 | 0 | 0 | 0 | 0 | 0 | 0 | 0 | 0 | 0 | 0 | 0 | 0 | 0 | 0 | 0 | 0 | 0 | 0 | 0 | 0 | 0 | 0 | 0 | 0 | 0 | 0 | 0 | 0 | 0 | 0 | 0 | 0 | 0 | 0 | 0 | 0 | 0 | 0 | 0 | 0 | 0 | 0 | 0 | 0 | 0 | 0 | 0 | 0 | 0 | 0 | 0 | 0 | 0 | 0 | 0 | 0 | 0 | 0 | 0 | 0 | 0 | 0 | 0
|  | Distributed Solar | 29 | 14.5 | 29 | 0 | 0 | 14.5 | 14.5 | 14.5 | 0 | 0 | 0 | 0 | 0 | 2 | 5 | 5 | 5 | 0 | 0 | 0 | 0 | 0 | 0 | 0 | 0 | 0 | 0 | 0 | 14.5 | 0 | 0 | 0 | 0 | 0 | 0 | 0 | 0 | 0 | 0 | 0 | 0 | 0 | 0 | 0 | 0 | 0 | 0 | 0 | 0 | 0 | 0 | 0 | 0 | 0 | 0 | 0 | 0 | 0 | 0 | 0 | 0 | 0 | 0 | 0 | 5 | 0 | 0 | 0 | 0 | 0 | 0 | 0 | 0 | 0 | 0 | 0 | 5 | 0 | 0 | 0 | 0 | 0 | 0 | 0 | 0 | 0 | 0 | 0 | 0 | 0 | 0 | 0 | 0 | 0 | 0 | 0 | 0 | 0 | 0 | 0 | 0 | 0 | 0 | 0 | 0 | 0 | 0
|  | Solar | 1604.8 | 1210 | 536.8 | 735 | 0 | 355.8 | 394.8 | 394.8 | 39 | 39 | 0 | 0 | 0 | 0 | 599 | 599 | 599 | 0 | 456.6 | 297.5 | 0 | 297.5 | 0 | 0 | 0 | 172.5 | 0 | 125 | 692.3 | 0 | 0 | 0 | 120 | 0 | 120 | 172.5 | 120 | 0 | 120 | 120 | 120 | 0 | 0 | 0 | 0 | 0 | 0 | 0 | 0 | 0 | 206.21 | 0 | 0 | 0 | 0 | 0 | 0 | 0 | 0 | 0 | 6.21 | 0 | 6.21 | 0 | 6.21 | 0 | 0 | 6.21 | 6.21 | 0 | 0 | 0 | 0 | 6.21 | 0 | 0 | 469.9 | 0 | 0 | 0 | 0 | 0 | 0 | 0 | 100 | 419.9 | 469.9 | 0 | 200 | 200 | 200 | 250 | 200 | 200 | 200 | 200 | 0 | 200 | 200 | 0 | 0 | 200 | 0 | 119.9 | 119.9 | 200 | 0
|  | Battery_4hr | 1276.5 | 1096.5 | 757 | 549 | 30 | 180 | 370 | 370 | 80 | 80 | 10 | 10 | 170.4 | 0 | 317.5 | 317.5 | 317.5 | 0 | 751 | 248.5 | 0 | 473.5 | 0 | 825 | 280 | 1008.5 | 0 | 65 | 743.5 | 40 | 550 | 0 | 871 | 6 | 531 | 183.5 | 531 | 0 | 421 | 421 | 521 | 590 | 0 | 200 | 856 | 0 | 0 | 0 | 0 | 6 | 578 | 6 | 6 | 0 | 200 | 200 | 0 | 550 | 500 | 500 | 1457.5 | 0 | 157 | 600 | 1370.5 | 138 | 0 | 15 | 15 | 0 | 0 | 607.5 | 257.5 | 925 | 300 | 99.7 | 567.7 | 0 | 0 | 0 | 0 | 0 | 99.7 | 0 | 0 | 292.7 | 287.7 | 0 | 40 | 40 | 40 | 789.5 | 40 | 40 | 40 | 149.7 | 99.7 | 40 | 40 | 0 | 0 | 172 | 0 | 595.5 | 172.7 | 120 | 0
|  | Battery_8hr | 69 | 69 | 0 | 0 | 0 | 0 | 0 | 0 | 0 | 0 | 0 | 0 | 0 | 0 | 0 | 0 | 0 | 0 | 0 | 0 | 0 | 0 | 0 | 0 | 0 | 0 | 0 | 0 | 0 | 50 | 0 | 0 | 60 | 0 | 60 | 0 | 60 | 0 | 0 | 0 | 0 | 50 | 0 | 0 | 0 | 0 | 0 | 0 | 0 | 0 | 0 | 0 | 0 | 0 | 0 | 0 | 0 | 0 | 0 | 0 | 32 | 0 | 0 | 0 | 32 | 0 | 0 | 0 | 0 | 0 | 0 | 32 | 0 | 0 | 0 | 0 | 0 | 0 | 0 | 0 | 0 | 0 | 0 | 0 | 0 | 32 | 32 | 0 | 0 | 0 | 0 | 32 | 32 | 32 | 0 | 0 | 0 | 0 | 0 | 0 | 0 | 0 | 0 | 32 | 0 | 32 | 0
|  | LDES | 0 | 0 | 0 | 0 | 0 | 0 | 0 | 0 | 0 | 0 | 0 | 0 | 0 | 0 | 0 | 0 | 0 | 0 | 0 | 0 | 0 | 0 | 0 | 0 | 0 | 0 | 0 | 0 | 0 | 0 | 0 | 0 | 0 | 0 | 0 | 0 | 0 | 0 | 0 | 0 | 0 | 0 | 0 | 0 | 0 | 0 | 0 | 0 | 0 | 0 | 0 | 0 | 0 | 0 | 0 | 0 | 0 | 0 | 0 | 0 | 0 | 0 | 0 | 0 | 0 | 0 | 0 | 0 | 0 | 0 | 0 | 0 | 0 | 0 | 0 | 0 | 0 | 0 | 0 | 0 | 0 | 0 | 0 | 0 | 0 | 0 | 0 | 0 | 0 | 0 | 0 | 0 | 0 | 0 | 0 | 0 | 0 | 0 | 0 | 0 | 0 | 0 | 0 | 0 | 0 | 0 | 0
EODS | Mapped MWs
|  | Wind | 0 | 0 | 0 | 0 | 0 | 0 | 0 | 0 | 0 | 0 | 0 | 0 | 0 | 0 | 0 | 0 | 0 | 0 | 0 | 0 | 0 | 0 | 0 | 0 | 0 | 0 | 0 | 0 | 0 | 0 | 0 | 0 | 0 | 0 | 0 | 0 | 0 | 0 | 0 | 0 | 0 | 0 | 0 | 0 | 0 | 0 | 0 | 0 | 0 | 0 | 0 | 0 | 0 | 0 | 0 | 0 | 0 | 0 | 0 | 0 | 0 | 0 | 0 | 0 | 0 | 0 | 0 | 0 | 0 | 0 | 0 | 0 | 0 | 0 | 0 | 0 | 0 | 0 | 0 | 0 | 0 | 0 | 0 | 0 | 0 | 0 | 0 | 0 | 0 | 0 | 0 | 0 | 0 | 0 | 0 | 0 | 0 | 0 | 0 | 0 | 0 | 0 | 0 | 0 | 0 | 0 | 0
|  | OOS Wind | 0 | 0 | 0 | 0 | 0 | 0 | 0 | 0 | 0 | 0 | 0 | 0 | 0 | 0 | 0 | 0 | 0 | 0 | 0 | 0 | 0 | 0 | 0 | 0 | 0 | 0 | 0 | 0 | 0 | 0 | 0 | 0 | 0 | 0 | 0 | 0 | 0 | 0 | 0 | 0 | 0 | 0 | 0 | 0 | 0 | 0 | 0 | 0 | 0 | 0 | 0 | 0 | 0 | 0 | 0 | 0 | 0 | 0 | 0 | 0 | 0 | 0 | 0 | 0 | 0 | 0 | 0 | 0 | 0 | 0 | 0 | 0 | 0 | 0 | 0 | 0 | 0 | 0 | 0 | 0 | 0 | 0 | 0 | 0 | 0 | 0 | 0 | 0 | 0 | 0 | 0 | 0 | 0 | 0 | 0 | 0 | 0 | 0 | 0 | 0 | 0 | 0 | 0 | 0 | 0 | 0 | 0
|  | Offshore Wind | 0 | 0 | 0 | 0 | 0 | 0 | 0 | 0 | 0 | 0 | 0 | 0 | 0 | 0 | 0 | 0 | 0 | 0 | 0 | 0 | 0 | 0 | 0 | 0 | 0 | 0 | 0 | 0 | 0 | 0 | 0 | 0 | 0 | 0 | 0 | 0 | 0 | 0 | 0 | 0 | 0 | 0 | 0 | 0 | 0 | 0 | 0 | 0 | 0 | 0 | 0 | 0 | 0 | 0 | 0 | 0 | 0 | 0 | 0 | 0 | 0 | 0 | 0 | 0 | 0 | 0 | 0 | 0 | 0 | 0 | 0 | 0 | 0 | 0 | 0 | 0 | 0 | 0 | 0 | 0 | 0 | 0 | 0 | 0 | 0 | 0 | 0 | 0 | 0 | 0 | 0 | 0 | 0 | 0 | 0 | 0 | 0 | 0 | 0 | 0 | 0 | 0 | 0 | 0 | 0 | 0 | 0
|  | Solar | 66 | 0 | 66 | 0 | 0 | 0 | 66 | 66 | 66 | 66 | 0 | 0 | 0 | 0 | 33 | 33 | 33 | 0 | 131 | 0 | 0 | 382 | 0 | 382 | 250 | 382 | 0 | 0 | 316 | 0 | 0 | 0 | 0 | 0 | 0 | 0 | 0 | 0 | 0 | 0 | 0 | 0 | 0 | 0 | 0 | 0 | 0 | 0 | 0 | 0 | 14.11 | 0 | 0 | 0 | 0 | 0 | 0 | 0 | 0 | 0 | 14.11 | 0 | 14.11 | 0 | 14.11 | 0 | 0 | 14.11 | 14.11 | 0 | 0 | 0 | 0 | 14.11 | 0 | 0 | 5 | 0 | 0 | 0 | 0 | 0 | 0 | 0 | 0 | 5 | 5 | 0 | 0 | 0 | 0 | 0 | 0 | 0 | 0 | 0 | 0 | 0 | 0 | 0 | 0 | 0 | 0 | 5 | 5 | 0 | 0
| HSN Output | HSN
|  | Geothermal | 0 | 0 | 0 | 0 | 0 | 0 | 0 | 0 | 0 | 0 | 0 | 0 | 0 | 53.7 | 53.7 | 53.7 | 53.7 | 0 | 0 | 138.2 | 0 | 183.2 | 0 | 45 | 0 | 95 | 0 | 0 | 138.2 | 0 | 0 | 0 | 50 | 0 | 50 | 50 | 50 | 0 | 50 | 50 | 50 | 0 | 0 | 20.8 | 20.8 | 0 | 20.8 | 40 | 0 | 0 | 0 | 0 | 0 | 0 | 0 | 0 | 0 | 20.8 | 0 | 20.8 | 20.8 | 0 | 0 | 0 | 0 | 0 | 0 | 0 | 0 | 0 | 0 | 0 | 0 | 0 | 20.8 | 0 | 0 | 0 | 0 | 0 | 0 | 0 | 0 | 0 | 0 | 0 | 0 | 0 | 0 | 0 | 0 | 0 | 0 | 0 | 0 | 0 | 0 | 0 | 0 | 0 | 0 | 0 | 0 | 0 | 0 | 0 | 0
|  | Biomass | 0 | 0 | 1.9 | 0 | 1.9 | 0 | 1.9 | 1.9 | 0 | 0 | 0 | 0 | 0 | 0 | 0 | 0 | 0 | 0 | 0 | 0 | 0 | 0 | 0 | 0 | 0 | 0 | 0 | 0 | 1.9 | 0 | 0 | 0 | 0 | 0 | 0 | 0 | 0 | 0 | 0 | 0 | 0 | 0 | 0 | 0 | 0 | 0 | 0 | 0 | 0 | 0 | 4.7 | 0 | 0 | 0 | 0 | 0 | 0 | 0 | 0 | 0 | 0 | 0 | 2.8 | 0 | 2.8 | 2.8 | 0 | 0 | 0 | 0 | 0 | 0 | 0 | 0 | 0 | 0 | 1.9 | 0 | 0 | 0 | 0 | 0 | 0 | 0 | 0 | 1.9 | 1.9 | 0 | 1.9 | 1.9 | 1.9 | 4.7 | 1.9 | 1.9 | 1.9 | 1.9 | 0 | 1.9 | 1.9 | 0 | 0 | 4.7 | 0 | 0 | 0 | 1.9 | 0
|  | Wind | 0 | 0 | 0 | 0 | 0 | 0 | 0 | 0 | 0 | 0 | 0 | 0 | 0 | 0 | 0 | 0 | 0 | 0 | 0 | 253.435 | 0 | 253.435 | 0 | 52.1352 | 0 | 110.6202 | 0 | 0 | 253.435 | 0 | 0 | 0 | 35.385 | 0 | 35.385 | 35.385 | 35.385 | 0 | 0 | 35.385 | 35.385 | 0 | 0 | 0 | 59.85 | 0 | 0 | 0 | 0 | 0 | 0 | 0 | 0 | 0 | 0 | 0 | 0 | 0 | 59.85 | 59.85 | 59.85 | 0 | 0 | 59.85 | 89.642 | 0 | 0 | 0 | 0 | 0 | 0 | 0 | 0 | 59.85 | 59.85 | 0 | 29.792 | 0 | 0 | 0 | 0 | 0 | 60.648 | 0 | 0 | 50.806 | 50.806 | 0 | 0 | 0 | 0 | 50.806 | 0 | 0 | 0 | 0 | 0 | 0 | 0 | 0 | 0 | 0 | 0 | 0 | 0 | 50.806 | 0
|  | OOS Wind | 0 | 0 | 0 | 0 | 0 | 0 | 0 | 0 | 0 | 0 | 0 | 0 | 0 | 0 | 0 | 0 | 0 | 0 | 0 | 0 | 0 | 0 | 0 | 0 | 0 | 0 | 0 | 0 | 0 | 0 | 0 | 0 | 0 | 0 | 0 | 0 | 0 | 0 | 0 | 0 | 0 | 0 | 0 | 0 | 0 | 0 | 0 | 0 | 0 | 0 | 0 | 0 | 0 | 0 | 0 | 0 | 0 | 0 | 0 | 0 | 0 | 0 | 0 | 0 | 0 | 0 | 0 | 0 | 0 | 0 | 0 | 0 | 0 | 0 | 0 | 0 | 0 | 0 | 0 | 0 | 0 | 0 | 0 | 0 | 0 | 0 | 0 | 0 | 0 | 0 | 0 | 0 | 0 | 0 | 0 | 0 | 0 | 0 | 0 | 0 | 0 | 0 | 0 | 0 | 0 | 0 | 0
|  | Offshore Wind | 0 | 0 | 0 | 0 | 0 | 0 | 0 | 0 | 0 | 0 | 0 | 0 | 0 | 0 | 0 | 0 | 0 | 0 | 0 | 0 | 0 | 0 | 0 | 0 | 0 | 0 | 0 | 0 | 0 | 0 | 0 | 0 | 0 | 0 | 0 | 0 | 0 | 0 | 0 | 0 | 0 | 0 | 0 | 0 | 0 | 0 | 0 | 0 | 0 | 0 | 0 | 0 | 0 | 0 | 0 | 0 | 0 | 0 | 0 | 0 | 0 | 0 | 0 | 0 | 0 | 0 | 0 | 0 | 0 | 0 | 0 | 0 | 0 | 0 | 0 | 0 | 0 | 0 | 0 | 0 | 0 | 0 | 0 | 0 | 0 | 0 | 0 | 0 | 0 | 0 | 0 | 0 | 0 | 0 | 0 | 0 | 0 | 0 | 0 | 0 | 0 | 0 | 0 | 0 | 0 | 0 | 0
|  | Distributed Solar | 3.074 | 1.537 | 3.074 | 0 | 0 | 1.537 | 1.537 | 1.537 | 0 | 0 | 0 | 0 | 0 | 0.212 | 0.53 | 0.53 | 0.53 | 0 | 0 | 0 | 0 | 0 | 0 | 0 | 0 | 0 | 0 | 0 | 1.537 | 0 | 0 | 0 | 0 | 0 | 0 | 0 | 0 | 0 | 0 | 0 | 0 | 0 | 0 | 0 | 0 | 0 | 0 | 0 | 0 | 0 | 0 | 0 | 0 | 0 | 0 | 0 | 0 | 0 | 0 | 0 | 0 | 0 | 0 | 0 | 0.5 | 0 | 0 | 0 | 0 | 0 | 0 | 0 | 0 | 0 | 0 | 0 | 0.5 | 0 | 0 | 0 | 0 | 0 | 0 | 0 | 0 | 0 | 0 | 0 | 0 | 0 | 0 | 0 | 0 | 0 | 0 | 0 | 0 | 0 | 0 | 0 | 0 | 0 | 0 | 0 | 0 | 0 | 0
|  | Solar | 170.1088 | 128.26 | 56.9008 | 77.91 | 0 | 37.7148 | 41.8488 | 41.8488 | 4.134 | 4.134 | 0 | 0 | 0 | 0 | 63.494 | 63.494 | 63.494 | 0 | 48.3996 | 31.535 | 0 | 31.535 | 0 | 0 | 0 | 18.285 | 0 | 13.25 | 73.3838 | 0 | 0 | 0 | 3.6 | 0 | 3.6 | 5.175 | 3.6 | 0 | 3.6 | 3.6 | 3.6 | 0 | 0 | 0 | 0 | 0 | 0 | 0 | 0 | 0 | 20.621 | 0 | 0 | 0 | 0 | 0 | 0 | 0 | 0 | 0 | 0.621 | 0 | 0.621 | 0 | 0.621 | 0 | 0 | 0.621 | 0.621 | 0 | 0 | 0 | 0 | 0.621 | 0 | 0 | 46.99 | 0 | 0 | 0 | 0 | 0 | 0 | 0 | 10 | 41.99 | 46.99 | 0 | 20 | 20 | 20 | 25 | 20 | 20 | 20 | 20 | 0 | 20 | 20 | 0 | 0 | 20 | 0 | 11.99 | 11.99 | 20 | 0
|  | Battery_4hr | 1276.5 | 1096.5 | 757 | 549 | 30 | 180 | 370 | 370 | 80 | 80 | 10 | 10 | 170.4 | 0 | 317.5 | 317.5 | 317.5 | 0 | 751 | 248.5 | 0 | 473.5 | 0 | 825 | 280 | 1008.5 | 0 | 65 | 743.5 | 40 | 550 | 0 | 871 | 6 | 531 | 183.5 | 531 | 0 | 421 | 421 | 521 | 590 | 0 | 200 | 856 | 0 | 0 | 0 | 0 | 6 | 578 | 6 | 6 | 0 | 200 | 200 | 0 | 550 | 500 | 500 | 1457.5 | 0 | 157 | 600 | 1370.5 | 138 | 0 | 15 | 15 | 0 | 0 | 607.5 | 257.5 | 925 | 300 | 99.7 | 567.7 | 0 | 0 | 0 | 0 | 0 | 99.7 | 0 | 0 | 292.7 | 287.7 | 0 | 40 | 40 | 40 | 789.5 | 40 | 40 | 40 | 149.7 | 99.7 | 40 | 40 | 0 | 0 | 172 | 0 | 595.5 | 172.7 | 120 | 0
|  | Battery_8hr | 69 | 69 | 0 | 0 | 0 | 0 | 0 | 0 | 0 | 0 | 0 | 0 | 0 | 0 | 0 | 0 | 0 | 0 | 0 | 0 | 0 | 0 | 0 | 0 | 0 | 0 | 0 | 0 | 0 | 50 | 0 | 0 | 60 | 0 | 60 | 0 | 60 | 0 | 0 | 0 | 0 | 50 | 0 | 0 | 0 | 0 | 0 | 0 | 0 | 0 | 0 | 0 | 0 | 0 | 0 | 0 | 0 | 0 | 0 | 0 | 32 | 0 | 0 | 0 | 32 | 0 | 0 | 0 | 0 | 0 | 0 | 32 | 0 | 0 | 0 | 0 | 0 | 0 | 0 | 0 | 0 | 0 | 0 | 0 | 0 | 32 | 32 | 0 | 0 | 0 | 0 | 32 | 32 | 32 | 0 | 0 | 0 | 0 | 0 | 0 | 0 | 0 | 0 | 32 | 0 | 32 | 0
|  | LDES | 0 | 0 | 0 | 0 | 0 | 0 | 0 | 0 | 0 | 0 | 0 | 0 | 0 | 0 | 0 | 0 | 0 | 0 | 0 | 0 | 0 | 0 | 0 | 0 | 0 | 0 | 0 | 0 | 0 | 0 | 0 | 0 | 0 | 0 | 0 | 0 | 0 | 0 | 0 | 0 | 0 | 0 | 0 | 0 | 0 | 0 | 0 | 0 | 0 | 0 | 0 | 0 | 0 | 0 | 0 | 0 | 0 | 0 | 0 | 0 | 0 | 0 | 0 | 0 | 0 | 0 | 0 | 0 | 0 | 0 | 0 | 0 | 0 | 0 | 0 | 0 | 0 | 0 | 0 | 0 | 0 | 0 | 0 | 0 | 0 | 0 | 0 | 0 | 0 | 0 | 0 | 0 | 0 | 0 | 0 | 0 | 0 | 0 | 0 | 0 | 0 | 0 | 0 | 0 | 0 | 0 | 0
|  | Total | 1518.6828 | 1295.297 | 818.8748 | 626.91 | 31.9 | 219.2518 | 163.4858 | 163.4858 | 0 | 0 | 10 | 10 | 170.4 | 53.912 | 435.224 | 435.224 | 435.224 | 0 | 799.3996 | 671.67 | 0 | 941.67 | 0 | 922.1352 | 280 | 1232.4052 | 0 | 78.25 | 1211.9558 | 90 | 290.25 | 0 | 306.785 | 6 | 679.985 | 274.06 | 679.985 | 0 | 474.6 | 509.985 | 609.985 | 640 | 0 | 220.8 | 578.65 | 0 | 20.8 | 40 | 0 | 6 | 603.321 | 6 | 6 | 0 | 200 | 200 | 0 | 570.8 | 350.85 | 580.65 | 1570.771 | 0 | 25.621 | 659.85 | 1496.063 | 140.8 | 0 | 15.621 | 15.621 | 0 | 0 | 639.5 | 257.5 | 985.471 | 380.65 | 99.7 | -181.548 | 0 | 0 | 0 | 0 | 0 | 160.348 | 0 | 10 | 419.396 | 419.396 | 0 | 61.9 | 61.9 | 61.9 | 902.006 | -747.89 | -747.89 | -210.28 | 171.6 | 99.7 | 61.9 | 54.97 | 0 | 0 | 196.7 | 0 | 639.49 | 184.69 | 224.706 | 0
| SSN Output | SSN
|  | Geothermal | 0 | 0 | 0 | 0 | 0 | 0 | 0 | 0 | 0 | 0 | 0 | 0 | 0 | 53.7 | 53.7 | 53.7 | 53.7 | 0 | 0 | 138.2 | 0 | 183.2 | 0 | 45 | 0 | 95 | 0 | 0 | 138.2 | 0 | 0 | 0 | 50 | 0 | 50 | 50 | 50 | 0 | 50 | 50 | 50 | 0 | 0 | 20.8 | 20.8 | 0 | 20.8 | 40 | 0 | 0 | 0 | 0 | 0 | 0 | 0 | 0 | 0 | 20.8 | 0 | 20.8 | 20.8 | 0 | 0 | 0 | 0 | 0 | 0 | 0 | 0 | 0 | 0 | 0 | 0 | 0 | 20.8 | 0 | 0 | 0 | 0 | 0 | 0 | 0 | 0 | 0 | 0 | 0 | 0 | 0 | 0 | 0 | 0 | 0 | 0 | 0 | 0 | 0 | 0 | 0 | 0 | 0 | 0 | 0 | 0 | 0 | 0 | 0 | 0
|  | Biomass | 0 | 0 | 1.9 | 0 | 1.9 | 0 | 1.9 | 1.9 | 0 | 0 | 0 | 0 | 0 | 0 | 0 | 0 | 0 | 0 | 0 | 0 | 0 | 0 | 0 | 0 | 0 | 0 | 0 | 0 | 1.9 | 0 | 0 | 0 | 0 | 0 | 0 | 0 | 0 | 0 | 0 | 0 | 0 | 0 | 0 | 0 | 0 | 0 | 0 | 0 | 0 | 0 | 4.7 | 0 | 0 | 0 | 0 | 0 | 0 | 0 | 0 | 0 | 0 | 0 | 2.8 | 0 | 2.8 | 2.8 | 0 | 0 | 0 | 0 | 0 | 0 | 0 | 0 | 0 | 0 | 1.9 | 0 | 0 | 0 | 0 | 0 | 0 | 0 | 0 | 1.9 | 1.9 | 0 | 1.9 | 1.9 | 1.9 | 4.7 | 1.9 | 1.9 | 1.9 | 1.9 | 0 | 1.9 | 1.9 | 0 | 0 | 4.7 | 0 | 0 | 0 | 1.9 | 0
|  | Wind | 0 | 0 | 0 | 0 | 0 | 0 | 0 | 0 | 0 | 0 | 0 | 0 | 0 | 0 | 0 | 0 | 0 | 0 | 0 | 94.64 | 0 | 94.64 | 0 | 19.4688 | 0 | 41.3088 | 0 | 0 | 94.64 | 0 | 0 | 0 | 11.76 | 0 | 11.76 | 11.76 | 11.76 | 0 | 0 | 11.76 | 11.76 | 0 | 0 | 0 | 14.67 | 0 | 0 | 0 | 0 | 0 | 0 | 0 | 0 | 0 | 0 | 0 | 0 | 0 | 14.67 | 14.67 | 14.67 | 0 | 0 | 14.67 | 21.9724 | 0 | 0 | 0 | 0 | 0 | 0 | 0 | 0 | 14.67 | 14.67 | 0 | 7.3024 | 0 | 0 | 0 | 0 | 0 | 14.8656 | 0 | 0 | 12.4532 | 12.4532 | 0 | 0 | 0 | 0 | 12.4532 | 0 | 0 | 0 | 0 | 0 | 0 | 0 | 0 | 0 | 0 | 0 | 0 | 0 | 12.4532 | 0
|  | OOS Wind | 0 | 0 | 0 | 0 | 0 | 0 | 0 | 0 | 0 | 0 | 0 | 0 | 0 | 0 | 0 | 0 | 0 | 0 | 0 | 0 | 0 | 0 | 0 | 0 | 0 | 0 | 0 | 0 | 0 | 0 | 0 | 0 | 0 | 0 | 0 | 0 | 0 | 0 | 0 | 0 | 0 | 0 | 0 | 0 | 0 | 0 | 0 | 0 | 0 | 0 | 0 | 0 | 0 | 0 | 0 | 0 | 0 | 0 | 0 | 0 | 0 | 0 | 0 | 0 | 0 | 0 | 0 | 0 | 0 | 0 | 0 | 0 | 0 | 0 | 0 | 0 | 0 | 0 | 0 | 0 | 0 | 0 | 0 | 0 | 0 | 0 | 0 | 0 | 0 | 0 | 0 | 0 | 0 | 0 | 0 | 0 | 0 | 0 | 0 | 0 | 0 | 0 | 0 | 0 | 0 | 0 | 0
|  | Offshore Wind | 0 | 0 | 0 | 0 | 0 | 0 | 0 | 0 | 0 | 0 | 0 | 0 | 0 | 0 | 0 | 0 | 0 | 0 | 0 | 0 | 0 | 0 | 0 | 0 | 0 | 0 | 0 | 0 | 0 | 0 | 0 | 0 | 0 | 0 | 0 | 0 | 0 | 0 | 0 | 0 | 0 | 0 | 0 | 0 | 0 | 0 | 0 | 0 | 0 | 0 | 0 | 0 | 0 | 0 | 0 | 0 | 0 | 0 | 0 | 0 | 0 | 0 | 0 | 0 | 0 | 0 | 0 | 0 | 0 | 0 | 0 | 0 | 0 | 0 | 0 | 0 | 0 | 0 | 0 | 0 | 0 | 0 | 0 | 0 | 0 | 0 | 0 | 0 | 0 | 0 | 0 | 0 | 0 | 0 | 0 | 0 | 0 | 0 | 0 | 0 | 0 | 0 | 0 | 0 | 0 | 0 | 0
|  | Distributed Solar | 12.383 | 6.1915 | 12.383 | 0 | 0 | 6.1915 | 6.1915 | 6.1915 | 0 | 0 | 0 | 0 | 0 | 0.854 | 2.135 | 2.135 | 2.135 | 0 | 0 | 0 | 0 | 0 | 0 | 0 | 0 | 0 | 0 | 0 | 6.1915 | 0 | 0 | 0 | 0 | 0 | 0 | 0 | 0 | 0 | 0 | 0 | 0 | 0 | 0 | 0 | 0 | 0 | 0 | 0 | 0 | 0 | 0 | 0 | 0 | 0 | 0 | 0 | 0 | 0 | 0 | 0 | 0 | 0 | 0 | 0 | 2.78 | 0 | 0 | 0 | 0 | 0 | 0 | 0 | 0 | 0 | 0 | 0 | 2.78 | 0 | 0 | 0 | 0 | 0 | 0 | 0 | 0 | 0 | 0 | 0 | 0 | 0 | 0 | 0 | 0 | 0 | 0 | 0 | 0 | 0 | 0 | 0 | 0 | 0 | 0 | 0 | 0 | 0 | 0
|  | Solar | 685.2496 | 516.67 | 229.2136 | 313.845 | 0 | 151.9266 | 168.5796 | 168.5796 | 16.653 | 16.653 | 0 | 0 | 0 | 0 | 255.773 | 255.773 | 255.773 | 0 | 194.9682 | 127.0325 | 0 | 127.0325 | 0 | 0 | 0 | 73.6575 | 0 | 53.375 | 295.6121 | 0 | 0 | 0 | 48.24 | 0 | 48.24 | 69.345 | 48.24 | 0 | 48.24 | 48.24 | 48.24 | 0 | 0 | 0 | 0 | 0 | 0 | 0 | 0 | 0 | 114.6528 | 0 | 0 | 0 | 0 | 0 | 0 | 0 | 0 | 0 | 3.4528 | 0 | 3.4528 | 0 | 3.4528 | 0 | 0 | 3.4528 | 3.4528 | 0 | 0 | 0 | 0 | 3.4528 | 0 | 0 | 261.2644 | 0 | 0 | 0 | 0 | 0 | 0 | 0 | 55.6 | 233.4644 | 261.2644 | 0 | 111.2 | 111.2 | 111.2 | 139 | 111.2 | 111.2 | 111.2 | 111.2 | 0 | 111.2 | 111.2 | 0 | 0 | 111.2 | 0 | 66.6644 | 66.6644 | 111.2 | 0
|  | Battery_4hr | 638.25 | 548.25 | 378.5 | 274.5 | 15 | 90 | 185 | 185 | 40 | 40 | 5 | 5 | 85.2 | 0 | 158.75 | 158.75 | 158.75 | 0 | 375.5 | 124.25 | 0 | 236.75 | 0 | 412.5 | 140 | 504.25 | 0 | 32.5 | 371.75 | 20 | 275 | 0 | 435.5 | 3 | 265.5 | 91.75 | 265.5 | 0 | 210.5 | 210.5 | 260.5 | 295 | 0 | 100 | 428 | 0 | 0 | 0 | 0 | 3 | 289 | 3 | 3 | 0 | 100 | 100 | 0 | 275 | 250 | 250 | 728.75 | 0 | 78.5 | 300 | 685.25 | 69 | 0 | 7.5 | 7.5 | 0 | 0 | 303.75 | 128.75 | 462.5 | 150 | 49.85 | 283.85 | 0 | 0 | 0 | 0 | 0 | 49.85 | 0 | 0 | 146.35 | 143.85 | 0 | 20 | 20 | 20 | 394.75 | 20 | 20 | 20 | 74.85 | 49.85 | 20 | 20 | 0 | 0 | 86 | 0 | 297.75 | 86.35 | 60 | 0
|  | Battery_8hr | 34.5 | 34.5 | 0 | 0 | 0 | 0 | 0 | 0 | 0 | 0 | 0 | 0 | 0 | 0 | 0 | 0 | 0 | 0 | 0 | 0 | 0 | 0 | 0 | 0 | 0 | 0 | 0 | 0 | 0 | 25 | 0 | 0 | 30 | 0 | 30 | 0 | 30 | 0 | 0 | 0 | 0 | 25 | 0 | 0 | 0 | 0 | 0 | 0 | 0 | 0 | 0 | 0 | 0 | 0 | 0 | 0 | 0 | 0 | 0 | 0 | 16 | 0 | 0 | 0 | 16 | 0 | 0 | 0 | 0 | 0 | 0 | 16 | 0 | 0 | 0 | 0 | 0 | 0 | 0 | 0 | 0 | 0 | 0 | 0 | 0 | 16 | 16 | 0 | 0 | 0 | 0 | 16 | 16 | 16 | 0 | 0 | 0 | 0 | 0 | 0 | 0 | 0 | 0 | 16 | 0 | 16 | 0
|  | LDES | 0 | 0 | 0 | 0 | 0 | 0 | 0 | 0 | 0 | 0 | 0 | 0 | 0 | 0 | 0 | 0 | 0 | 0 | 0 | 0 | 0 | 0 | 0 | 0 | 0 | 0 | 0 | 0 | 0 | 0 | 0 | 0 | 0 | 0 | 0 | 0 | 0 | 0 | 0 | 0 | 0 | 0 | 0 | 0 | 0 | 0 | 0 | 0 | 0 | 0 | 0 | 0 | 0 | 0 | 0 | 0 | 0 | 0 | 0 | 0 | 0 | 0 | 0 | 0 | 0 | 0 | 0 | 0 | 0 | 0 | 0 | 0 | 0 | 0 | 0 | 0 | 0 | 0 | 0 | 0 | 0 | 0 | 0 | 0 | 0 | 0 | 0 | 0 | 0 | 0 | 0 | 0 | 0 | 0 | 0 | 0 | 0 | 0 | 0 | 0 | 0 | 0 | 0 | 0 | 0 | 0 | 0
|  | Total | 1370.3826 | 1105.6115 | 621.9966 | 588.345 | 16.9 | 248.1181 | 109.8711 | 109.8711 | -27.481 | -27.481 | 5 | 5 | 85.2 | 54.554 | 470.358 | 470.358 | 470.358 | 0 | 570.4682 | 484.1225 | 0 | 641.6225 | 0 | 476.9688 | 140 | 714.2163 | 0 | 85.875 | 908.2936 | 45 | 15.25 | 0 | -137.7 | 3 | 405.5 | 222.855 | 405.5 | 0 | 308.74 | 320.5 | 370.5 | 320 | 0 | 120.8 | 105.47 | 0 | 20.8 | 40 | 0 | 3 | 408.3528 | 3 | 3 | 0 | 100 | 100 | 0 | 295.8 | 55.67 | 285.47 | 783.6728 | 0 | -50.0472 | 314.67 | 732.2552 | 71.8 | 0 | 10.9528 | 10.9528 | 0 | 0 | 319.75 | 128.75 | 480.6228 | 185.47 | 49.85 | -271.3332 | 0 | 0 | 0 | 0 | 0 | 64.7156 | 0 | 55.6 | 410.1676 | 435.4676 | 0 | 133.1 | 133.1 | 133.1 | 566.9032 | -692.69 | -692.69 | -139.08 | 187.95 | 49.85 | 133.1 | 126.17 | 0 | 0 | 201.9 | 0 | 380.4144 | 153.0144 | 201.5532 | 0
| EODS Output | EODS
|  | Geothermal | 0 | 0 | 0 | 0 | 0 | 0 | 0 | 0 | 0 | 0 | 0 | 0 | 0 | 53.7 | 53.7 | 53.7 | 53.7 | 0 | 0 | 138.2 | 0 | 183.2 | 0 | 45 | 0 | 95 | 0 | 0 | 138.2 | 0 | 0 | 0 | 50 | 0 | 50 | 50 | 50 | 0 | 50 | 50 | 50 | 0 | 0 | 20.8 | 20.8 | 0 | 20.8 | 40 | 0 | 0 | 0 | 0 | 0 | 0 | 0 | 0 | 0 | 20.8 | 0 | 20.8 | 20.8 | 0 | 0 | 0 | 0 | 0 | 0 | 0 | 0 | 0 | 0 | 0 | 0 | 0 | 20.8 | 0 | 0 | 0 | 0 | 0 | 0 | 0 | 0 | 0 | 0 | 0 | 0 | 0 | 0 | 0 | 0 | 0 | 0 | 0 | 0 | 0 | 0 | 0 | 0 | 0 | 0 | 0 | 0 | 0 | 0 | 0 | 0
|  | Biomass | 0 | 0 | 0 | 0 | 0 | 0 | 0 | 0 | 0 | 0 | 0 | 0 | 0 | 0 | 0 | 0 | 0 | 0 | 0 | 0 | 0 | 0 | 0 | 0 | 0 | 0 | 0 | 0 | 0 | 0 | 0 | 0 | 0 | 0 | 0 | 0 | 0 | 0 | 0 | 0 | 0 | 0 | 0 | 0 | 0 | 0 | 0 | 0 | 0 | 0 | 0 | 0 | 0 | 0 | 0 | 0 | 0 | 0 | 0 | 0 | 0 | 0 | 0 | 0 | 0 | 0 | 0 | 0 | 0 | 0 | 0 | 0 | 0 | 0 | 0 | 0 | 0 | 0 | 0 | 0 | 0 | 0 | 0 | 0 | 0 | 0 | 0 | 0 | 0 | 0 | 0 | 0 | 0 | 0 | 0 | 0 | 0 | 0 | 0 | 0 | 0 | 0 | 0 | 0 | 0 | 0 | 0
|  | Wind | 0 | 0 | 0 | 0 | 0 | 0 | 0 | 0 | 0 | 0 | 0 | 0 | 0 | 0 | 0 | 0 | 0 | 0 | 0 | 200.2 | 0 | 200.2 | 0 | 41.184 | 0 | 87.384 | 0 | 0 | 200.2 | 0 | 0 | 0 | 46.2 | 0 | 46.2 | 46.2 | 46.2 | 0 | 0 | 46.2 | 46.2 | 0 | 0 | 0 | 56.7 | 0 | 0 | 0 | 0 | 0 | 0 | 0 | 0 | 0 | 0 | 0 | 0 | 0 | 56.7 | 56.7 | 56.7 | 0 | 0 | 56.7 | 84.924 | 0 | 0 | 0 | 0 | 0 | 0 | 0 | 0 | 56.7 | 56.7 | 0 | 19.712 | 0 | 0 | 0 | 0 | 0 | 40.128 | 0 | 0 | 33.616 | 33.616 | 0 | 0 | 0 | 0 | 33.616 | 0 | 0 | 0 | 0 | 0 | 0 | 0 | 0 | 0 | 0 | 0 | 0 | 0 | 33.616 | 0
|  | OOS Wind | 0 | 0 | 0 | 0 | 0 | 0 | 0 | 0 | 0 | 0 | 0 | 0 | 0 | 0 | 0 | 0 | 0 | 0 | 0 | 0 | 0 | 0 | 0 | 0 | 0 | 0 | 0 | 0 | 0 | 0 | 0 | 0 | 0 | 0 | 0 | 0 | 0 | 0 | 0 | 0 | 0 | 0 | 0 | 0 | 0 | 0 | 0 | 0 | 0 | 0 | 0 | 0 | 0 | 0 | 0 | 0 | 0 | 0 | 0 | 0 | 0 | 0 | 0 | 0 | 0 | 0 | 0 | 0 | 0 | 0 | 0 | 0 | 0 | 0 | 0 | 0 | 0 | 0 | 0 | 0 | 0 | 0 | 0 | 0 | 0 | 0 | 0 | 0 | 0 | 0 | 0 | 0 | 0 | 0 | 0 | 0 | 0 | 0 | 0 | 0 | 0 | 0 | 0 | 0 | 0 | 0 | 0
|  | Offshore Wind | 0 | 0 | 0 | 0 | 0 | 0 | 0 | 0 | 0 | 0 | 0 | 0 | 0 | 0 | 0 | 0 | 0 | 0 | 0 | 0 | 0 | 0 | 0 | 0 | 0 | 0 | 0 | 0 | 0 | 0 | 0 | 0 | 0 | 0 | 0 | 0 | 0 | 0 | 0 | 0 | 0 | 0 | 0 | 0 | 0 | 0 | 0 | 0 | 0 | 0 | 0 | 0 | 0 | 0 | 0 | 0 | 0 | 0 | 0 | 0 | 0 | 0 | 0 | 0 | 0 | 0 | 0 | 0 | 0 | 0 | 0 | 0 | 0 | 0 | 0 | 0 | 0 | 0 | 0 | 0 | 0 | 0 | 0 | 0 | 0 | 0 | 0 | 0 | 0 | 0 | 0 | 0 | 0 | 0 | 0 | 0 | 0 | 0 | 0 | 0 | 0 | 0 | 0 | 0 | 0 | 0 | 0
|  | Distributed Solar | 22.33 | 11.165 | 22.33 | 0 | 0 | 11.165 | 11.165 | 11.165 | 0 | 0 | 0 | 0 | 0 | 1.54 | 3.85 | 3.85 | 3.85 | 0 | 0 | 0 | 0 | 0 | 0 | 0 | 0 | 0 | 0 | 0 | 11.165 | 0 | 0 | 0 | 0 | 0 | 0 | 0 | 0 | 0 | 0 | 0 | 0 | 0 | 0 | 0 | 0 | 0 | 0 | 0 | 0 | 0 | 0 | 0 | 0 | 0 | 0 | 0 | 0 | 0 | 0 | 0 | 0 | 0 | 0 | 0 | 3.4 | 0 | 0 | 0 | 0 | 0 | 0 | 0 | 0 | 0 | 0 | 0 | 3.95 | 0 | 0 | 0 | 0 | 0 | 0 | 0 | 0 | 0 | 0 | 0 | 0 | 0 | 0 | 0 | 0 | 0 | 0 | 0 | 0 | 0 | 0 | 0 | 0 | 0 | 0 | 0 | 0 | 0 | 0
|  | Solar | 1286.516 | 931.7 | 464.156 | 565.95 | 0 | 273.966 | 354.816 | 354.816 | 80.85 | 80.85 | 0 | 0 | 0 | 0 | 486.64 | 486.64 | 486.64 | 0 | 452.452 | 229.075 | 0 | 523.215 | 0 | 294.14 | 192.5 | 426.965 | 0 | 96.25 | 776.391 | 0 | 0 | 0 | 94.8 | 0 | 94.8 | 136.275 | 94.8 | 0 | 94.8 | 94.8 | 94.8 | 0 | 0 | 0 | 0 | 0 | 0 | 0 | 0 | 0 | 149.8176 | 0 | 0 | 0 | 0 | 0 | 0 | 0 | 0 | 0 | 13.8176 | 0 | 13.8176 | 0 | 13.8176 | 0 | 0 | 13.8176 | 13.8176 | 0 | 0 | 0 | 0 | 13.8176 | 0 | 0 | 375.171 | 0 | 0 | 0 | 0 | 0 | 0 | 0 | 79 | 335.671 | 375.171 | 0 | 158 | 158 | 158 | 197.5 | 158 | 158 | 158 | 158 | 0 | 158 | 158 | 0 | 0 | 158 | 0 | 98.671 | 98.671 | 158 | 0
|  | Battery_4hr | -1276.5 | -1096.5 | -757 | -549 | -30 | -180 | -370 | -370 | -80 | -80 | -10 | -10 | -170.4 | 0 | -317.5 | -317.5 | -317.5 | 0 | -751 | -248.5 | 0 | -473.5 | 0 | -825 | -280 | -1008.5 | 0 | -65 | -743.5 | -40 | -550 | 0 | -871 | -6 | -531 | -183.5 | -531 | 0 | -421 | -421 | -521 | -590 | 0 | -200 | -856 | 0 | 0 | 0 | 0 | -6 | -578 | -6 | -6 | 0 | -200 | -200 | 0 | -550 | -500 | -500 | -1457.5 | 0 | -157 | -600 | -1370.5 | -138 | 0 | -15 | -15 | 0 | 0 | -607.5 | -257.5 | -925 | -300 | -99.7 | -567.7 | 0 | 0 | 0 | 0 | 0 | -99.7 | 0 | 0 | -292.7 | -287.7 | 0 | -40 | -40 | -40 | -789.5 | -40 | -40 | -40 | -149.7 | -99.7 | -40 | -40 | 0 | 0 | -172 | 0 | -595.5 | -172.7 | -120 | 0
|  | Battery_8hr | -69 | -69 | 0 | 0 | 0 | 0 | 0 | 0 | 0 | 0 | 0 | 0 | 0 | 0 | 0 | 0 | 0 | 0 | 0 | 0 | 0 | 0 | 0 | 0 | 0 | 0 | 0 | 0 | 0 | -50 | 0 | 0 | -60 | 0 | -60 | 0 | -60 | 0 | 0 | 0 | 0 | -50 | 0 | 0 | 0 | 0 | 0 | 0 | 0 | 0 | 0 | 0 | 0 | 0 | 0 | 0 | 0 | 0 | 0 | 0 | -32 | 0 | 0 | 0 | -32 | 0 | 0 | 0 | 0 | 0 | 0 | -32 | 0 | 0 | 0 | 0 | 0 | 0 | 0 | 0 | 0 | 0 | 0 | 0 | 0 | -32 | -32 | 0 | 0 | 0 | 0 | -32 | -32 | -32 | 0 | 0 | 0 | 0 | 0 | 0 | 0 | 0 | 0 | -32 | 0 | -32 | 0
|  | LDES | 0 | 0 | 0 | 0 | 0 | 0 | 0 | 0 | 0 | 0 | 0 | 0 | 0 | 0 | 0 | 0 | 0 | 0 | 0 | 0 | 0 | 0 | 0 | 0 | 0 | 0 | 0 | 0 | 0 | 0 | 0 | 0 | 0 | 0 | 0 | 0 | 0 | 0 | 0 | 0 | 0 | 0 | 0 | 0 | 0 | 0 | 0 | 0 | 0 | 0 | 0 | 0 | 0 | 0 | 0 | 0 | 0 | 0 | 0 | 0 | 0 | 0 | 0 | 0 | 0 | 0 | 0 | 0 | 0 | 0 | 0 | 0 | 0 | 0 | 0 | 0 | 0 | 0 | 0 | 0 | 0 | 0 | 0 | 0 | 0 | 0 | 0 | 0 | 0 | 0 | 0 | 0 | 0 | 0 | 0 | 0 | 0 | 0 | 0 | 0 | 0 | 0 | 0 | 0 | 0 | 0 | 0
|  | Total | -36.654 | -222.635 | -270.514 | 16.95 | -30 | 105.131 | -4.019 | -4.019 | -0.005 | -0.005 | -10 | -10 | -170.4 | 55.24 | 226.69 | 226.69 | 226.69 | 0 | -298.548 | 318.975 | 0 | 433.115 | 0 | -444.676 | -87.5 | -399.151 | 0 | 31.25 | 382.456 | -90 | -550 | 0 | -740 | -6 | -400 | 48.975 | -400 | 0 | -276.2 | -230 | -330 | -640 | 0 | -179.2 | -778.5 | 0 | 20.8 | 40 | 0 | -6 | -428.1824 | -6 | -6 | 0 | -200 | -200 | 0 | -529.2 | -443.3 | -422.5 | -1398.1824 | 0 | -143.1824 | -543.3 | -1300.3584 | -138 | 0 | -1.1824 | -1.1824 | 0 | 0 | -639.5 | -257.5 | -854.4824 | -222.5 | -99.7 | -168.867 | 0 | 0 | 0 | 0 | 0 | -59.572 | 0 | 79 | 44.587 | 89.087 | 0 | 118 | 118 | 118 | -590.384 | 86 | 86 | 118 | 8.3 | -99.7 | 118 | 118 | 0 | 0 | -14 | 0 | -528.829 | -74.029 | 39.616 | 0
ERM-IRP Baseline Reconciliation Resources | Doesn't include Approved Upgrades
| Remaining Tx Headroom | HSN | 5877.3172 | 7888.703 | 4065.1252 | 1773.09 | 3760.1 | 1167.7482 | 576.5142 | 576.5142 | 0 | 0 | 6690 | 3534 | 13560.6 | 1.788 | 864.776 | 914.776 | 1149.776 | 548 | 235.8004 | 10261.33 | 2300 | 3108.33 | 0 | 6811.8648 | 442 | 4095.5948 | 260 | 821.75 | 8888.0442 | 1410 | 10.25 | 406 | 694.215 | 225 | 1242.015 | 760.94 | 1338.015 | 274 | 950.4 | 286.015 | 611.015 | 565 | 501 | 3774.2 | 465.35 | 76 | 1554.2 | 590 | 14 | 86 | 1778.679 | 417 | 929 | 0 | 1070 | 2149 | 517 | 3373.2 | 359.15 | 652.35 | 3205.229 | 29 | 65.379 | 3162.15 | 2568.937 | 3597.2 | 961 | 60.379 | 1071.379 | 605 | 639 | 4118.5 | 56.5 | 3191.529 | 455.35 | 837.3 | 1577.548 | 144 | 1869 | 51 | 263 | 109 | 1209.652 | 255 | 428 | 2793.604 | 3264.604 | 272 | 2167.1 | 2803.1 | 637.1 | 3027.994 | 1378.89 | 1378.89 | 608.78 | 1626.4 | 1560.3 | 3599.1 | 643.53 | 247 | 4 | 1213.3 | 5203 | 9662.51 | 7255.31 | 2051.294 | 85
|  | SSN | 6025.6174 | 8078.3885 | 4262.0034 | 1811.655 | 3775.1 | 1138.8819 | 630.1289 | 630.1289 | 27.481 | 27.481 | 6695 | 3539 | 13645.8 | 1.146 | 829.642 | 879.642 | 1114.642 | 548 | 464.7318 | 10448.8775 | 2300 | 3408.3775 | 0 | 7257.0312 | 582 | 4613.7837 | 260 | 814.125 | 9191.7064 | 1455 | 285.25 | 406 | 1138.7 | 228 | 1516.5 | 812.145 | 1612.5 | 274 | 1116.26 | 475.5 | 850.5 | 885 | 501 | 3874.2 | 938.53 | 76 | 1554.2 | 590 | 14 | 89 | 1973.6472 | 420 | 932 | 0 | 1170 | 2249 | 517 | 3648.2 | 654.33 | 947.53 | 3992.3272 | 29 | 141.0472 | 3507.33 | 3332.7448 | 3666.2 | 961 | 65.0472 | 1076.0472 | 605 | 639 | 4438.25 | 185.25 | 3696.3772 | 650.53 | 887.15 | 1667.3332 | 144 | 1869 | 51 | 263 | 109 | 1305.2844 | 255 | 382.4 | 2802.8324 | 3248.5324 | 272 | 2095.9 | 2731.9 | 565.9 | 3363.0968 | 1323.69 | 1323.69 | 537.58 | 1610.05 | 1610.15 | 3527.9 | 572.33 | 247 | 4 | 1208.1 | 5203 | 9921.5856 | 7286.9856 | 2074.4468 | 85
|  | EODS | 7432.654 | 9406.635 | 5154.514 | 2383.05 | 3822 | 1281.869 | 504.019 | 504.019 | 0.005 | 0.005 | 6710 | 3554 | 13901.4 | -0.24 | 1073.31 | 1123.31 | 1358.31 | 548 | 1712.548 | 10614.025 | 2300 | 9733.885 | 300 | 10133.676 | 1771.5 | 13928.151 | 105 | 728.75 | 9217.544 | 1590 | 850.5 | 406 | 810 | 237 | 2986 | 1328.025 | 7164 | 274 | 1701.2 | 1159 | 1551 | 1845 | 501 | 4174.2 | 2193.5 | 76 | 1554.2 | 590 | 183 | 232 | 2810.1824 | 429 | 941 | 0 | 1470 | 2549 | 517 | 4473.2 | 1153.3 | 1655.5 | 6174.1824 | 29 | 234.1824 | 4365.3 | 5365.3584 | 3876 | 961 | 77.1824 | 1088.1824 | 605 | 639 | 5397.5 | 571.5 | 5031.4824 | 1058.5 | 273.7 | 446.867 | 132 | 1869 | 53 | 263 | 176.8 | 1110.572 | 240.9 | 359 | 3103.413 | 3766.913 | 356 | 1052 | 10 | 790 | 796.384 | 3392 | 545 | 372.5 | -1.3 | 274.7 | 3543 | 1693 | 100 | 0 | 257 | 5203 | 10830.829 | 7514.029 | -39.616 | 28
Tx Calculations for Mapped Portfolio Resources
FCDS | Mapped MWs
|  | Geothermal | 0 | 0 | 0 | 0 | 0 | 0 | 0 | 0 | 0 | 0 | 0 | 0 | 0 | 0 | 0 | 0 | 0 | 0 | 0 | 1035 | 0 | 1825 | 0 | 790 | 0 | 950 | 500 | 500 | 1035 | 0 | 0 | 0 | 160 | 0 | 160 | 160 | 160 | 0 | 160 | 160 | 160 | 0 | 0 | 112 | 95 | 0 | 112 | 0 | 0 | 0 | 0 | 0 | 0 | 0 | 0 | 0 | 0 | 112 | 80 | 112 | 112 | 0 | 0 | 80 | 80 | 0 | 0 | 0 | 0 | 0 | 0 | 0 | 0 | 63 | 112 | 0 | 0 | 0 | 0 | 0 | 0 | 0 | 0 | 0 | 0 | 0 | 0 | 0 | 0 | 0 | 0 | 0 | 0 | 0 | 0 | 0 | 0 | 0 | 0 | 0 | 0 | 0 | 0 | 0 | 0 | 0 | 0
|  | Biomass | 0 | 0 | 1 | 0 | 1 | 0 | 1 | 0 | 0 | 0 | 5.6 | 5.6 | 5.6 | 1.5 | 1.5 | 1.5 | 1.5 | 0 | 0 | 0 | 0 | 0 | 0 | 2.6 | 0 | 2.6 | 0 | 0 | 1 | 0 | 0 | 0 | 0 | 0 | 0 | 0 | 0 | 0 | 0 | 0 | 0 | 0 | 0 | 10 | 86 | 0 | 6 | 26.1 | 0 | 22.1 | 56.3 | 28.1 | 28.1 | 0 | 0 | 0 | 2 | 5 | 5.3 | 8.3 | 28.12 | 0 | 11 | 3.3 | 59.02 | 31.1 | 0 | 0 | 0 | 0 | 0 | 6.62 | 1.8 | 15.3 | 14 | 2 | 31.2 | 0 | 5 | 0 | 5 | 5 | 12 | 6 | 0 | 34.02 | 34.02 | 11 | 22.2 | 21.2 | 21.2 | 28.02 | 25.02 | 25.02 | 11 | 22.2 | 0 | 18.2 | 21.2 | 6.2 | 0 | 22.2 | 0 | 4.82 | 1 | 21.02 | 0
|  | Wind | 564 | 564 | 140 | 124 | 0 | 0 | 0 | 0 | 0 | 0 | 0 | 0 | 0 | 0 | 210 | 210 | 310 | 100 | 0 | 1945 | 0 | 1945 | 0 | 224 | 0 | 1549 | 310 | 620 | 1945 | 0 | 0 | 0 | 975 | 0 | 1325 | 1325 | 1325 | 0 | 0 | 1325 | 975 | 0 | 0 | 104 | 1833.9 | 0 | 104 | 0 | 200 | 60.5 | 334.5 | 60.5 | 60.5 | 0 | 0 | 0 | 0 | 104 | 256 | 204 | 590 | 0 | 0 | 235 | 564.5 | 60.5 | 0 | 0 | 0 | 0 | 0 | 100 | 0 | 386 | 437 | 300 | 574 | 0 | 0 | 0 | 0 | 0 | 0 | 0 | 0 | 794 | 794 | 100 | 274 | 274 | 274 | 594 | 374 | 374 | 274 | 374 | 100 | 274 | 274 | 169 | 0 | 274 | 0 | 100 | 300 | 325 | 0
|  | OOS Wind | 0 | 0 | 0 | 0 | 0 | 0 | 0 | 0 | 0 | 0 | 0 | 0 | 0 | 0 | 0 | 0 | 0 | 0 | 0 | 7595.6 | 0 | 7595.6 | 0 | 0 | 0 | 3535.6 | 0 | 0 | 7595.6 | 0 | 0 | 0 | 0 | 0 | 0 | 0 | 0 | 0 | 0 | 0 | 0 | 0 | 0 | 0 | 0 | 0 | 0 | 0 | 0 | 0 | 0 | 0 | 0 | 0 | 0 | 0 | 0 | 0 | 0 | 0 | 0 | 0 | 0 | 0 | 0 | 0 | 0 | 0 | 0 | 0 | 0 | 0 | 0 | 0 | 0 | 0 | 0 | 0 | 0 | 0 | 0 | 0 | 0 | 0 | 0 | 0 | 0 | 0 | 0 | 0 | 0 | 0 | 0 | 0 | 0 | 0 | 0 | 0 | 0 | 0 | 0 | 0 | 0 | 0 | 0 | 0 | 0
|  | Offshore Wind | 0 | 0 | 0 | 0 | 0 | 0 | 0 | 0 | 0 | 0 | 0 | 0 | 0 | 0 | 0 | 0 | 0 | 0 | 0 | 0 | 0 | 0 | 0 | 0 | 0 | 0 | 0 | 0 | 0 | 0 | 0 | 0 | 0 | 0 | 0 | 0 | 0 | 0 | 0 | 0 | 0 | 0 | 0 | 0 | 0 | 0 | 0 | 0 | 0 | 0 | 0 | 0 | 0 | 1607 | 0 | 0 | 0 | 0 | 0 | 0 | 0 | 0 | 0 | 0 | 0 | 0 | 0 | 0 | 0 | 0 | 0 | 0 | 0 | 0 | 0 | 0 | 0 | 0 | 0 | 0 | 0 | 0 | 0 | 0 | 0 | 0 | 0 | 0 | 0 | 0 | 0 | 0 | 0 | 0 | 0 | 0 | 0 | 0 | 0 | 0 | 0 | 0 | 2924 | 2924 | 2924 | 0 | 0
|  | Distributed Solar | 5 | 2 | 5 | 0 | 0 | 3 | 3 | 3 | 0 | 0 | 11 | 11 | 34 | 0 | 11 | 27 | 27 | 0 | 0 | 0 | 0 | 0 | 0 | 0 | 0 | 0 | 0 | 0 | 3 | 0 | 0.84 | 0.84 | 0 | 0.84 | 0 | 0 | 0 | 0 | 0 | 0 | 0 | 0 | 0 | 12.25 | 44.14 | 1.5 | 4.96 | 4.25 | 0 | 8 | 47.7 | 10.25 | 11.75 | 0 | 12.6 | 14.5 | 1.61 | 19.62 | 29.4275 | 29.4275 | 46.7975 | 0 | 5.2 | 22.0775 | 45.1775 | 11.75 | 7.7 | 0 | 5.2 | 0 | 0 | 2.3 | 0 | 38.61 | 12.8375 | 41.38 | 98.12 | 20.76 | 56.32 | 0 | 16.2 | 7.3 | 56.09 | 44.82 | 0 | 92.21 | 96.87 | 19.41 | 35.25 | 32.25 | 32.25 | 39 | 32.25 | 32.25 | 11.75 | 37.87 | 2.62 | 24.25 | 29.25 | 15 | 0 | 32.25 | 0 | 12.24 | 17.86 | 17.25 | 4
|  | Solar | 1634.25 | 1429.25 | 422 | 988.25 | 0 | 205 | 205 | 205 | 0 | 0 | 0 | 0 | 0 | 0 | 522 | 522 | 752 | 230 | 500 | 2610 | 710 | 2610 | 0 | 1000 | 100 | 1710 | 75 | 1200 | 2105 | 0 | 0 | 0 | 200 | 0 | 450 | 700 | 450 | 0 | 200 | 200 | 200 | 0 | 0 | 105 | 430 | 75 | 0 | 75 | 0 | 75 | 840 | 65 | 75 | 0 | 0 | 0 | 25 | 25 | 75 | 75 | 355 | 0 | 0 | 75 | 125 | 75 | 0 | 0 | 0 | 0 | 0 | 0 | 0 | 75 | 355 | 1557 | 3384.5 | 40 | 40 | 0 | 0 | 0 | 380.5 | 240 | 320 | 3193 | 3734.5 | 115 | 1736.5 | 495 | 495 | 2920 | 2114 | 1621.5 | 390 | 610 | 0 | 495 | 710 | 25 | 0 | 495 | 0 | 1311.5 | 2004 | 2086.5 | 0
|  | Battery_4hr | 1706 | 2090 | 1976.9 | 600 | 719.9 | 415 | 1149.9 | 415 | 0 | 0 | 1315 | 425 | 1845 | 0 | 546 | 546 | 746 | 200 | 204 | 2689.25 | 500 | 3114.25 | 0 | 2060 | 416 | 2761.15 | 275 | 1209.1 | 4414.15 | 389.6 | 10.22 | 60.22 | 609.25 | 60.22 | 829.9 | 701.15 | 829.9 | 10 | 174 | 300.9 | 400.9 | 419.35 | 350 | 249 | 375 | 0 | 38 | 0 | 0 | 50 | 634.5 | 50 | 0 | 0 | 20 | 20 | 41 | 522.02 | 193 | 193 | 1066.02 | 0 | 50 | 158.8 | 718.8 | 50 | 0 | 0 | 50 | 200 | 200 | 460 | 260 | 604.82 | 242.2 | 873.131 | 2006.431 | 30 | 30 | 0 | 0 | 0 | 110 | 110 | 156.4 | 1949.031 | 2106.031 | 40 | 1412.631 | 502.5 | 534.5 | 1679.231 | 1297.631 | 1297.631 | 502.5 | 542.5 | 0 | 502.5 | 649.5 | 0 | 0 | 502.5 | 0 | 1018.531 | 1348.531 | 1512.231 | 0
|  | Battery_8hr | 503.5 | 734 | 359 | 275 | 0 | 0 | 0 | 0 | 0 | 0 | 296.5 | 213 | 446.5 | 0 | 90 | 150 | 265 | 115 | 200 | 1458.5 | 550 | 1658.5 | 0 | 770 | 0 | 1083 | 0 | 445.5 | 1108.5 | 92 | 0 | 0 | 155 | 0 | 305 | 213 | 305 | 0 | 63 | 63 | 63 | 92 | 0 | 0 | 988.4 | 135 | 0 | 135 | 0 | 135 | 1193.5 | 95 | 135 | 0 | 0 | 0 | 0 | 755.6 | 178.4 | 178.4 | 1115 | 0 | 0 | 98.4 | 883.4 | 135 | 0 | 0 | 0 | 6 | 6 | 650 | 144 | 296 | 353.4 | 733 | 2275.5 | 0 | 45 | 0 | 45 | 45 | 26 | 71 | 209 | 1706.5 | 1946.5 | 50 | 680.5 | 323.5 | 323.5 | 2066.5 | 865.5 | 655.5 | 263.5 | 373.5 | 0 | 323.5 | 448.5 | 24 | 0 | 323.5 | 0 | 1382 | 1394 | 891.5 | 0
|  | LDES | 458 | 458 | 0 | 0 | 0 | 0 | 0 | 0 | 0 | 0 | 0 | 0 | 0 | 0 | 0 | 0 | 0 | 0 | 0 | 0 | 0 | 0 | 0 | 0 | 0 | 0 | 0 | 0 | 0 | 487 | 487 | 0 | 487 | 0 | 487 | 0 | 487 | 0 | 0 | 0 | 0 | 487 | 0 | 5 | 5 | 0 | 5 | 0 | 0 | 0 | 130 | 0 | 0 | 0 | 0 | 0 | 0 | 5 | 0 | 5 | 5 | 0 | 0 | 0 | 0 | 0 | 0 | 0 | 0 | 0 | 0 | 0 | 0 | 0 | 5 | 0 | 130 | 0 | 0 | 0 | 0 | 0 | 0 | 0 | 0 | 130 | 130 | 0 | 130 | 130 | 130 | 130 | 130 | 130 | 130 | 130 | 0 | 130 | 130 | 0 | 0 | 130 | 0 | 0 | 0 | 130 | 0
EODS | Mapped MWs
|  | Wind | 16 | 16 | 16 | 0 | 0 | 0 | 0 | 0 | 0 | 0 | 0 | 0 | 0 | 0 | 0 | 0 | 50 | 50 | 0 | 239 | 0 | 239 | 0 | 100 | 0 | 339 | 0 | 0 | 239 | 0 | 0 | 0 | 189 | 0 | 239 | 239 | 239 | 0 | 0 | 239 | 189 | 0 | 0 | 27 | 364.5 | 0 | 27 | 0 | 10 | 52.5 | 118.5 | 52.5 | 52.5 | 0 | 0 | 0 | 0 | 27 | 155 | 137 | 227 | 0 | 0 | 155 | 238.5 | 52.5 | 0 | 0 | 0 | 0 | 0 | 0 | 0 | 200 | 237 | 10 | 76 | 0 | 0 | 0 | 0 | 0 | 0 | 0 | 0 | 106 | 106 | 0 | 66 | 66 | 66 | 96 | 66 | 66 | 66 | 66 | 0 | 66 | 66 | 31 | 0 | 66 | 0 | 0 | 10 | 65 | 0
|  | OOS Wind | 0 | 0 | 0 | 0 | 0 | 0 | 0 | 0 | 0 | 0 | 0 | 0 | 0 | 0 | 0 | 0 | 0 | 0 | 0 | 0 | 0 | 0 | 0 | 0 | 0 | 0 | 0 | 0 | 0 | 0 | 0 | 0 | 0 | 0 | 0 | 0 | 0 | 0 | 0 | 0 | 0 | 0 | 0 | 0 | 0 | 0 | 0 | 0 | 0 | 0 | 0 | 0 | 0 | 0 | 0 | 0 | 0 | 0 | 0 | 0 | 0 | 0 | 0 | 0 | 0 | 0 | 0 | 0 | 0 | 0 | 0 | 0 | 0 | 0 | 0 | 0 | 0 | 0 | 0 | 0 | 0 | 0 | 0 | 0 | 0 | 0 | 0 | 0 | 0 | 0 | 0 | 0 | 0 | 0 | 0 | 0 | 0 | 0 | 0 | 0 | 0 | 0 | 0 | 0 | 0 | 0 | 0
|  | Offshore Wind | 0 | 0 | 0 | 0 | 0 | 0 | 0 | 0 | 0 | 0 | 0 | 0 | 0 | 0 | 0 | 0 | 0 | 0 | 0 | 0 | 0 | 0 | 0 | 0 | 0 | 0 | 0 | 0 | 0 | 0 | 0 | 0 | 0 | 0 | 0 | 0 | 0 | 0 | 0 | 0 | 0 | 0 | 0 | 0 | 0 | 0 | 0 | 0 | 0 | 0 | 0 | 0 | 0 | 0 | 0 | 0 | 0 | 0 | 0 | 0 | 0 | 0 | 0 | 0 | 0 | 0 | 0 | 0 | 0 | 0 | 0 | 0 | 0 | 0 | 0 | 0 | 0 | 0 | 0 | 0 | 0 | 0 | 0 | 0 | 0 | 0 | 0 | 0 | 0 | 0 | 0 | 0 | 0 | 0 | 0 | 0 | 0 | 0 | 0 | 0 | 0 | 0 | 0 | 0 | 0 | 0 | 0
|  | Solar | 1950 | 2967 | 1367 | 1099 | 0 | 50 | 50 | 50 | 0 | 0 | 0 | 0 | 0 | 0 | 693 | 808 | 1258 | 450 | 895 | 5739 | 2190 | 6314 | 0 | 2575 | 463.5 | 4084 | 475 | 2030 | 4874 | 0 | 0 | 0 | 344 | 0 | 1219 | 1219 | 1219 | 0 | 162 | 344 | 344 | 0 | 0 | 161.6 | 1214.6 | 297 | 0 | 297 | 0 | 297 | 1217 | 200 | 297 | 0 | 0 | 0 | 11.6 | 11.6 | 467.6 | 467.6 | 917.6 | 0 | 0 | 240 | 537 | 297 | 0 | 0 | 0 | 0 | 0 | 0 | 0 | 451.6 | 817.6 | 1465.5 | 4154 | 0 | 102 | 0 | 102 | 102 | 147 | 249 | 596.5 | 4184 | 4664 | 190 | 1613.5 | 505 | 505 | 3303.5 | 1863.5 | 1383.5 | 440 | 695 | 0 | 505 | 995 | 5 | 0 | 505 | 0 | 2133.5 | 3313.5 | 2223.5 | 0
| HSN Output | HSN
|  | Geothermal | 0 | 0 | 0 | 0 | 0 | 0 | 0 | 0 | 0 | 0 | 0 | 0 | 0 | 0 | 0 | 0 | 0 | 0 | 0 | 1035 | 0 | 1825 | 0 | 790 | 0 | 950 | 500 | 500 | 1035 | 0 | 0 | 0 | 160 | 0 | 160 | 160 | 160 | 0 | 160 | 160 | 160 | 0 | 0 | 112 | 95 | 0 | 112 | 0 | 0 | 0 | 0 | 0 | 0 | 0 | 0 | 0 | 0 | 112 | 80 | 112 | 112 | 0 | 0 | 80 | 80 | 0 | 0 | 0 | 0 | 0 | 0 | 0 | 0 | 63 | 112 | 0 | 0 | 0 | 0 | 0 | 0 | 0 | 0 | 0 | 0 | 0 | 0 | 0 | 0 | 0 | 0 | 0 | 0 | 0 | 0 | 0 | 0 | 0 | 0 | 0 | 0 | 0 | 0 | 0 | 0 | 0 | 0
|  | Biomass | 0 | 0 | 1 | 0 | 1 | 0 | 1 | 0 | 0 | 0 | 5.6 | 5.6 | 5.6 | 1.5 | 1.5 | 1.5 | 1.5 | 0 | 0 | 0 | 0 | 0 | 0 | 2.6 | 0 | 2.6 | 0 | 0 | 1 | 0 | 0 | 0 | 0 | 0 | 0 | 0 | 0 | 0 | 0 | 0 | 0 | 0 | 0 | 10 | 86 | 0 | 6 | 26.1 | 0 | 22.1 | 56.3 | 28.1 | 28.1 | 0 | 0 | 0 | 2 | 5 | 5.3 | 8.3 | 28.12 | 0 | 11 | 3.3 | 59.02 | 31.1 | 0 | 0 | 0 | 0 | 0 | 6.62 | 1.8 | 15.3 | 14 | 2 | 31.2 | 0 | 5 | 0 | 5 | 5 | 12 | 6 | 0 | 34.02 | 34.02 | 11 | 22.2 | 21.2 | 21.2 | 28.02 | 25.02 | 25.02 | 11 | 22.2 | 0 | 18.2 | 21.2 | 6.2 | 0 | 22.2 | 0 | 4.82 | 1 | 21.02 | 0
|  | Wind | 314.148 | 314.148 | 77.98 | 69.068 | 0 | 0 | 0 | 0 | 0 | 0 | 0 | 0 | 0 | 0 | 116.97 | 116.97 | 172.67 | 55.7 | 0 | 1083.365 | 0 | 1083.365 | 0 | 124.768 | 0 | 862.793 | 172.67 | 345.34 | 1083.365 | 0 | 0 | 0 | 328.575 | 0 | 446.525 | 446.525 | 446.525 | 0 | 0 | 446.525 | 328.575 | 0 | 0 | 69.16 | 1219.5435 | 0 | 69.16 | 0 | 133 | 40.2325 | 222.4425 | 40.2325 | 40.2325 | 0 | 0 | 0 | 0 | 69.16 | 170.24 | 135.66 | 392.35 | 0 | 0 | 156.275 | 375.3925 | 40.2325 | 0 | 0 | 0 | 0 | 0 | 66.5 | 0 | 256.69 | 290.605 | 199.5 | 381.71 | 0 | 0 | 0 | 0 | 0 | 0 | 0 | 0 | 528.01 | 528.01 | 66.5 | 182.21 | 182.21 | 182.21 | 395.01 | 248.71 | 248.71 | 182.21 | 248.71 | 66.5 | 182.21 | 182.21 | 112.385 | 0 | 182.21 | 0 | 66.5 | 199.5 | 216.125 | 0
|  | OOS Wind | 0 | 0 | 0 | 0 | 0 | 0 | 0 | 0 | 0 | 0 | 0 | 0 | 0 | 0 | 0 | 0 | 0 | 0 | 0 | 5089.052 | 0 | 5089.052 | 0 | 0 | 0 | 2368.852 | 0 | 0 | 5089.052 | 0 | 0 | 0 | 0 | 0 | 0 | 0 | 0 | 0 | 0 | 0 | 0 | 0 | 0 | 0 | 0 | 0 | 0 | 0 | 0 | 0 | 0 | 0 | 0 | 0 | 0 | 0 | 0 | 0 | 0 | 0 | 0 | 0 | 0 | 0 | 0 | 0 | 0 | 0 | 0 | 0 | 0 | 0 | 0 | 0 | 0 | 0 | 0 | 0 | 0 | 0 | 0 | 0 | 0 | 0 | 0 | 0 | 0 | 0 | 0 | 0 | 0 | 0 | 0 | 0 | 0 | 0 | 0 | 0 | 0 | 0 | 0 | 0 | 0 | 0 | 0 | 0 | 0
|  | Offshore Wind | 0 | 0 | 0 | 0 | 0 | 0 | 0 | 0 | 0 | 0 | 0 | 0 | 0 | 0 | 0 | 0 | 0 | 0 | 0 | 0 | 0 | 0 | 0 | 0 | 0 | 0 | 0 | 0 | 0 | 0 | 0 | 0 | 0 | 0 | 0 | 0 | 0 | 0 | 0 | 0 | 0 | 0 | 0 | 0 | 0 | 0 | 0 | 0 | 0 | 0 | 0 | 0 | 0 | 1333.81 | 0 | 0 | 0 | 0 | 0 | 0 | 0 | 0 | 0 | 0 | 0 | 0 | 0 | 0 | 0 | 0 | 0 | 0 | 0 | 0 | 0 | 0 | 0 | 0 | 0 | 0 | 0 | 0 | 0 | 0 | 0 | 0 | 0 | 0 | 0 | 0 | 0 | 0 | 0 | 0 | 0 | 0 | 0 | 0 | 0 | 0 | 0 | 0 | 2426.92 | 2426.92 | 2426.92 | 0 | 0
|  | Distributed Solar | 0.53 | 0.212 | 0.53 | 0 | 0 | 0.318 | 0.318 | 0.318 | 0 | 0 | 1.166 | 1.166 | 3.604 | 0 | 1.166 | 2.862 | 2.862 | 0 | 0 | 0 | 0 | 0 | 0 | 0 | 0 | 0 | 0 | 0 | 0.318 | 0 | 0.0252 | 0.0252 | 0 | 0.0252 | 0 | 0 | 0 | 0 | 0 | 0 | 0 | 0 | 0 | 1.225 | 4.414 | 0.15 | 0.496 | 0.425 | 0 | 0.8 | 4.77 | 1.025 | 1.175 | 0 | 1.26 | 1.45 | 0.161 | 1.962 | 2.9428 | 2.9428 | 4.6798 | 0 | 0.52 | 2.2077 | 4.5177 | 1.175 | 0.77 | 0 | 0.52 | 0 | 0 | 0.23 | 0 | 3.861 | 1.2838 | 4.138 | 9.812 | 2.076 | 5.632 | 0 | 1.62 | 0.73 | 5.609 | 4.482 | 0 | 9.221 | 9.687 | 1.941 | 3.525 | 3.225 | 3.225 | 3.9 | 3.225 | 3.225 | 1.175 | 3.787 | 0.262 | 2.425 | 2.925 | 1.5 | 0 | 3.225 | 0 | 1.224 | 1.786 | 1.725 | 0.4
|  | Solar | 173.2305 | 151.5005 | 44.732 | 104.7545 | 0 | 21.73 | 21.73 | 21.73 | 0 | 0 | 0 | 0 | 0 | 0 | 55.332 | 55.332 | 79.712 | 24.38 | 53 | 276.66 | 75.26 | 276.66 | 0 | 106 | 10.6 | 181.26 | 7.95 | 127.2 | 223.13 | 0 | 0 | 0 | 6 | 0 | 13.5 | 21 | 13.5 | 0 | 6 | 6 | 6 | 0 | 0 | 10.5 | 43 | 7.5 | 0 | 7.5 | 0 | 7.5 | 84 | 6.5 | 7.5 | 0 | 0 | 0 | 2.5 | 2.5 | 7.5 | 7.5 | 35.5 | 0 | 0 | 7.5 | 12.5 | 7.5 | 0 | 0 | 0 | 0 | 0 | 0 | 0 | 7.5 | 35.5 | 155.7 | 338.45 | 4 | 4 | 0 | 0 | 0 | 38.05 | 24 | 32 | 319.3 | 373.45 | 11.5 | 173.65 | 49.5 | 49.5 | 292 | 211.4 | 162.15 | 39 | 61 | 0 | 49.5 | 71 | 2.5 | 0 | 49.5 | 0 | 131.15 | 200.4 | 208.65 | 0
|  | Battery_4hr | 1706 | 2090 | 1976.9 | 600 | 719.9 | 415 | 1149.9 | 415 | 0 | 0 | 1315 | 425 | 1845 | 0 | 546 | 546 | 746 | 200 | 204 | 2689.25 | 500 | 3114.25 | 0 | 2060 | 416 | 2761.15 | 275 | 1209.1 | 4414.15 | 389.6 | 10.22 | 60.22 | 609.25 | 60.22 | 829.9 | 701.15 | 829.9 | 10 | 174 | 300.9 | 400.9 | 419.35 | 350 | 249 | 375 | 0 | 38 | 0 | 0 | 50 | 634.5 | 50 | 0 | 0 | 20 | 20 | 41 | 522.02 | 193 | 193 | 1066.02 | 0 | 50 | 158.8 | 718.8 | 50 | 0 | 0 | 50 | 200 | 200 | 460 | 260 | 604.82 | 242.2 | 873.131 | 2006.431 | 30 | 30 | 0 | 0 | 0 | 110 | 110 | 156.4 | 1949.031 | 2106.031 | 40 | 1412.631 | 502.5 | 534.5 | 1679.231 | 1297.631 | 1297.631 | 502.5 | 542.5 | 0 | 502.5 | 649.5 | 0 | 0 | 502.5 | 0 | 1018.531 | 1348.531 | 1512.231 | 0
|  | Battery_8hr | 503.5 | 734 | 359 | 275 | 0 | 0 | 0 | 0 | 0 | 0 | 296.5 | 213 | 446.5 | 0 | 90 | 150 | 265 | 115 | 200 | 1458.5 | 550 | 1658.5 | 0 | 770 | 0 | 1083 | 0 | 445.5 | 1108.5 | 92 | 0 | 0 | 155 | 0 | 305 | 213 | 305 | 0 | 63 | 63 | 63 | 92 | 0 | 0 | 988.4 | 135 | 0 | 135 | 0 | 135 | 1193.5 | 95 | 135 | 0 | 0 | 0 | 0 | 755.6 | 178.4 | 178.4 | 1115 | 0 | 0 | 98.4 | 883.4 | 135 | 0 | 0 | 0 | 6 | 6 | 650 | 144 | 296 | 353.4 | 733 | 2275.5 | 0 | 45 | 0 | 45 | 45 | 26 | 71 | 209 | 1706.5 | 1946.5 | 50 | 680.5 | 323.5 | 323.5 | 2066.5 | 865.5 | 655.5 | 263.5 | 373.5 | 0 | 323.5 | 448.5 | 24 | 0 | 323.5 | 0 | 1382 | 1394 | 891.5 | 0
|  | LDES | 458 | 458 | 0 | 0 | 0 | 0 | 0 | 0 | 0 | 0 | 0 | 0 | 0 | 0 | 0 | 0 | 0 | 0 | 0 | 0 | 0 | 0 | 0 | 0 | 0 | 0 | 0 | 0 | 0 | 487 | 487 | 0 | 487 | 0 | 487 | 0 | 487 | 0 | 0 | 0 | 0 | 487 | 0 | 5 | 5 | 0 | 5 | 0 | 0 | 0 | 130 | 0 | 0 | 0 | 0 | 0 | 0 | 5 | 0 | 5 | 5 | 0 | 0 | 0 | 0 | 0 | 0 | 0 | 0 | 0 | 0 | 0 | 0 | 0 | 5 | 0 | 130 | 0 | 0 | 0 | 0 | 0 | 0 | 0 | 0 | 130 | 130 | 0 | 130 | 130 | 130 | 130 | 130 | 130 | 130 | 130 | 0 | 130 | 130 | 0 | 0 | 130 | 0 | 0 | 0 | 130 | 0
|  | Total | 3155.4085 | 3747.8605 | 2460.142 | 1048.8225 | 720.9 | 437.048 | 1172.948 | 437.048 | 0 | 0 | 1618.266 | 644.766 | 2300.704 | 1.5 | 810.968 | 872.664 | 1267.744 | 395.08 | 457 | 11631.827 | 1125.26 | 13046.827 | 0 | 3853.368 | 426.6 | 8209.655 | 955.62 | 2627.14 | 12954.515 | 968.6 | 497.2452 | 60.2452 | 1745.825 | 60.2452 | 2241.925 | 1541.675 | 2241.925 | 10 | 403 | 976.425 | 958.475 | 998.35 | 350 | 456.885 | 2816.3575 | 142.65 | 230.656 | 169.025 | 133 | 255.6325 | 2325.5125 | 220.8575 | 212.0075 | 1333.81 | 21.26 | 21.45 | 45.661 | 1473.242 | 637.3827 | 642.8027 | 2758.6698 | 0 | 61.52 | 506.4828 | 2133.6303 | 265.0075 | 0.77 | 0 | 50.52 | 206 | 206 | 1183.35 | 405.8 | 1247.171 | 1053.9887 | 1967.469 | 5173.103 | 36.076 | 89.632 | 0 | 51.62 | 50.73 | 191.659 | 215.482 | 397.4 | 4676.082 | 5127.698 | 180.941 | 2604.716 | 1212.135 | 1244.135 | 4594.661 | 2781.486 | 2522.236 | 1129.385 | 1381.697 | 66.762 | 1208.335 | 1505.335 | 146.585 | 0 | 1213.135 | 2426.92 | 5031.145 | 5572.137 | 2981.251 | 0.4
| SSN Output | SSN
|  | Geothermal | 0 | 0 | 0 | 0 | 0 | 0 | 0 | 0 | 0 | 0 | 0 | 0 | 0 | 0 | 0 | 0 | 0 | 0 | 0 | 1035 | 0 | 1825 | 0 | 790 | 0 | 950 | 500 | 500 | 1035 | 0 | 0 | 0 | 160 | 0 | 160 | 160 | 160 | 0 | 160 | 160 | 160 | 0 | 0 | 112 | 95 | 0 | 112 | 0 | 0 | 0 | 0 | 0 | 0 | 0 | 0 | 0 | 0 | 112 | 80 | 112 | 112 | 0 | 0 | 80 | 80 | 0 | 0 | 0 | 0 | 0 | 0 | 0 | 0 | 63 | 112 | 0 | 0 | 0 | 0 | 0 | 0 | 0 | 0 | 0 | 0 | 0 | 0 | 0 | 0 | 0 | 0 | 0 | 0 | 0 | 0 | 0 | 0 | 0 | 0 | 0 | 0 | 0 | 0 | 0 | 0 | 0 | 0
|  | Biomass | 0 | 0 | 1 | 0 | 1 | 0 | 1 | 0 | 0 | 0 | 5.6 | 5.6 | 5.6 | 1.5 | 1.5 | 1.5 | 1.5 | 0 | 0 | 0 | 0 | 0 | 0 | 2.6 | 0 | 2.6 | 0 | 0 | 1 | 0 | 0 | 0 | 0 | 0 | 0 | 0 | 0 | 0 | 0 | 0 | 0 | 0 | 0 | 10 | 86 | 0 | 6 | 26.1 | 0 | 22.1 | 56.3 | 28.1 | 28.1 | 0 | 0 | 0 | 2 | 5 | 5.3 | 8.3 | 28.12 | 0 | 11 | 3.3 | 59.02 | 31.1 | 0 | 0 | 0 | 0 | 0 | 6.62 | 1.8 | 15.3 | 14 | 2 | 31.2 | 0 | 5 | 0 | 5 | 5 | 12 | 6 | 0 | 34.02 | 34.02 | 11 | 22.2 | 21.2 | 21.2 | 28.02 | 25.02 | 25.02 | 11 | 22.2 | 0 | 18.2 | 21.2 | 6.2 | 0 | 22.2 | 0 | 4.82 | 1 | 21.02 | 0
|  | Wind | 117.312 | 117.312 | 29.12 | 25.792 | 0 | 0 | 0 | 0 | 0 | 0 | 0 | 0 | 0 | 0 | 43.68 | 43.68 | 64.48 | 20.8 | 0 | 404.56 | 0 | 404.56 | 0 | 46.592 | 0 | 322.192 | 64.48 | 128.96 | 404.56 | 0 | 0 | 0 | 109.2 | 0 | 148.4 | 148.4 | 148.4 | 0 | 0 | 148.4 | 109.2 | 0 | 0 | 16.952 | 298.9257 | 0 | 16.952 | 0 | 32.6 | 9.8615 | 54.5235 | 9.8615 | 9.8615 | 0 | 0 | 0 | 0 | 16.952 | 41.728 | 33.252 | 96.17 | 0 | 0 | 38.305 | 92.0135 | 9.8615 | 0 | 0 | 0 | 0 | 0 | 16.3 | 0 | 62.918 | 71.231 | 48.9 | 93.562 | 0 | 0 | 0 | 0 | 0 | 0 | 0 | 0 | 129.422 | 129.422 | 16.3 | 44.662 | 44.662 | 44.662 | 96.822 | 60.962 | 60.962 | 44.662 | 60.962 | 16.3 | 44.662 | 44.662 | 27.547 | 0 | 44.662 | 0 | 16.3 | 48.9 | 52.975 | 0
|  | OOS Wind | 0 | 0 | 0 | 0 | 0 | 0 | 0 | 0 | 0 | 0 | 0 | 0 | 0 | 0 | 0 | 0 | 0 | 0 | 0 | 2658.46 | 0 | 2658.46 | 0 | 0 | 0 | 1237.46 | 0 | 0 | 2658.46 | 0 | 0 | 0 | 0 | 0 | 0 | 0 | 0 | 0 | 0 | 0 | 0 | 0 | 0 | 0 | 0 | 0 | 0 | 0 | 0 | 0 | 0 | 0 | 0 | 0 | 0 | 0 | 0 | 0 | 0 | 0 | 0 | 0 | 0 | 0 | 0 | 0 | 0 | 0 | 0 | 0 | 0 | 0 | 0 | 0 | 0 | 0 | 0 | 0 | 0 | 0 | 0 | 0 | 0 | 0 | 0 | 0 | 0 | 0 | 0 | 0 | 0 | 0 | 0 | 0 | 0 | 0 | 0 | 0 | 0 | 0 | 0 | 0 | 0 | 0 | 0 | 0 | 0
|  | Offshore Wind | 0 | 0 | 0 | 0 | 0 | 0 | 0 | 0 | 0 | 0 | 0 | 0 | 0 | 0 | 0 | 0 | 0 | 0 | 0 | 0 | 0 | 0 | 0 | 0 | 0 | 0 | 0 | 0 | 0 | 0 | 0 | 0 | 0 | 0 | 0 | 0 | 0 | 0 | 0 | 0 | 0 | 0 | 0 | 0 | 0 | 0 | 0 | 0 | 0 | 0 | 0 | 0 | 0 | 723.15 | 0 | 0 | 0 | 0 | 0 | 0 | 0 | 0 | 0 | 0 | 0 | 0 | 0 | 0 | 0 | 0 | 0 | 0 | 0 | 0 | 0 | 0 | 0 | 0 | 0 | 0 | 0 | 0 | 0 | 0 | 0 | 0 | 0 | 0 | 0 | 0 | 0 | 0 | 0 | 0 | 0 | 0 | 0 | 0 | 0 | 0 | 0 | 0 | 1315.8 | 1315.8 | 1315.8 | 0 | 0
|  | Distributed Solar | 2.135 | 0.854 | 2.135 | 0 | 0 | 1.281 | 1.281 | 1.281 | 0 | 0 | 4.697 | 4.697 | 14.518 | 0 | 4.697 | 11.529 | 11.529 | 0 | 0 | 0 | 0 | 0 | 0 | 0 | 0 | 0 | 0 | 0 | 1.281 | 0 | 0.33768 | 0.33768 | 0 | 0.33768 | 0 | 0 | 0 | 0 | 0 | 0 | 0 | 0 | 0 | 6.811 | 24.5418 | 0.834 | 2.7578 | 2.363 | 0 | 4.448 | 26.5212 | 5.699 | 6.533 | 0 | 7.0056 | 8.062 | 0.89516 | 10.9087 | 16.3617 | 16.3617 | 26.0194 | 0 | 2.8912 | 12.2751 | 25.1187 | 6.533 | 4.2812 | 0 | 2.8912 | 0 | 0 | 1.2788 | 0 | 21.4672 | 7.1377 | 23.0073 | 54.5547 | 11.5426 | 31.3139 | 0 | 9.0072 | 4.0588 | 31.186 | 24.9199 | 0 | 51.2688 | 53.8597 | 10.792 | 19.599 | 17.931 | 17.931 | 21.684 | 17.931 | 17.931 | 6.533 | 21.0557 | 1.4567 | 13.483 | 16.263 | 8.34 | 0 | 17.931 | 0 | 6.8054 | 9.9302 | 9.591 | 2.224
|  | Solar | 697.8247 | 610.2898 | 180.194 | 421.9828 | 0 | 87.535 | 87.535 | 87.535 | 0 | 0 | 0 | 0 | 0 | 0 | 222.894 | 222.894 | 321.104 | 98.21 | 213.5 | 1114.47 | 303.17 | 1114.47 | 0 | 427 | 42.7 | 730.17 | 32.025 | 512.4 | 898.835 | 0 | 0 | 0 | 80.4 | 0 | 180.9 | 281.4 | 180.9 | 0 | 80.4 | 80.4 | 80.4 | 0 | 0 | 58.38 | 239.08 | 41.7 | 0 | 41.7 | 0 | 41.7 | 467.04 | 36.14 | 41.7 | 0 | 0 | 0 | 13.9 | 13.9 | 41.7 | 41.7 | 197.38 | 0 | 0 | 41.7 | 69.5 | 41.7 | 0 | 0 | 0 | 0 | 0 | 0 | 0 | 41.7 | 197.38 | 865.692 | 1881.782 | 22.24 | 22.24 | 0 | 0 | 0 | 211.558 | 133.44 | 177.92 | 1775.308 | 2076.382 | 63.94 | 965.494 | 275.22 | 275.22 | 1623.52 | 1175.384 | 901.554 | 216.84 | 339.16 | 0 | 275.22 | 394.76 | 13.9 | 0 | 275.22 | 0 | 729.194 | 1114.224 | 1160.094 | 0
|  | Battery_4hr | 853 | 1045 | 988.45 | 300 | 359.95 | 207.5 | 574.95 | 207.5 | 0 | 0 | 657.5 | 212.5 | 922.5 | 0 | 273 | 273 | 373 | 100 | 102 | 1344.625 | 250 | 1557.125 | 0 | 1030 | 208 | 1380.575 | 137.5 | 604.55 | 2207.075 | 194.8 | 5.11 | 30.11 | 304.625 | 30.11 | 414.95 | 350.575 | 414.95 | 5 | 87 | 150.45 | 200.45 | 209.675 | 175 | 124.5 | 187.5 | 0 | 19 | 0 | 0 | 25 | 317.25 | 25 | 0 | 0 | 10 | 10 | 20.5 | 261.01 | 96.5 | 96.5 | 533.01 | 0 | 25 | 79.4 | 359.4 | 25 | 0 | 0 | 25 | 100 | 100 | 230 | 130 | 302.41 | 121.1 | 436.5655 | 1003.2155 | 15 | 15 | 0 | 0 | 0 | 55 | 55 | 78.2 | 974.5155 | 1053.0155 | 20 | 706.3155 | 251.25 | 267.25 | 839.6155 | 648.8155 | 648.8155 | 251.25 | 271.25 | 0 | 251.25 | 324.75 | 0 | 0 | 251.25 | 0 | 509.2655 | 674.2655 | 756.1155 | 0
|  | Battery_8hr | 251.75 | 367 | 179.5 | 137.5 | 0 | 0 | 0 | 0 | 0 | 0 | 148.25 | 106.5 | 223.25 | 0 | 45 | 75 | 132.5 | 57.5 | 100 | 729.25 | 275 | 829.25 | 0 | 385 | 0 | 541.5 | 0 | 222.75 | 554.25 | 46 | 0 | 0 | 77.5 | 0 | 152.5 | 106.5 | 152.5 | 0 | 31.5 | 31.5 | 31.5 | 46 | 0 | 0 | 494.2 | 67.5 | 0 | 67.5 | 0 | 67.5 | 596.75 | 47.5 | 67.5 | 0 | 0 | 0 | 0 | 377.8 | 89.2 | 89.2 | 557.5 | 0 | 0 | 49.2 | 441.7 | 67.5 | 0 | 0 | 0 | 3 | 3 | 325 | 72 | 148 | 176.7 | 366.5 | 1137.75 | 0 | 22.5 | 0 | 22.5 | 22.5 | 13 | 35.5 | 104.5 | 853.25 | 973.25 | 25 | 340.25 | 161.75 | 161.75 | 1033.25 | 432.75 | 327.75 | 131.75 | 186.75 | 0 | 161.75 | 224.25 | 12 | 0 | 161.75 | 0 | 691 | 697 | 445.75 | 0
|  | LDES | 229 | 229 | 0 | 0 | 0 | 0 | 0 | 0 | 0 | 0 | 0 | 0 | 0 | 0 | 0 | 0 | 0 | 0 | 0 | 0 | 0 | 0 | 0 | 0 | 0 | 0 | 0 | 0 | 0 | 243.5 | 243.5 | 0 | 243.5 | 0 | 243.5 | 0 | 243.5 | 0 | 0 | 0 | 0 | 243.5 | 0 | 2.5 | 2.5 | 0 | 2.5 | 0 | 0 | 0 | 65 | 0 | 0 | 0 | 0 | 0 | 0 | 2.5 | 0 | 2.5 | 2.5 | 0 | 0 | 0 | 0 | 0 | 0 | 0 | 0 | 0 | 0 | 0 | 0 | 0 | 2.5 | 0 | 65 | 0 | 0 | 0 | 0 | 0 | 0 | 0 | 0 | 65 | 65 | 0 | 65 | 65 | 65 | 65 | 65 | 65 | 65 | 65 | 0 | 65 | 65 | 0 | 0 | 65 | 0 | 0 | 0 | 65 | 0
|  | Total | 2151.0217 | 2369.4558 | 1380.399 | 885.2748 | 360.95 | 296.316 | 664.766 | 296.316 | 0 | 0 | 816.047 | 329.297 | 1165.868 | 1.5 | 590.771 | 627.603 | 904.113 | 276.51 | 415.5 | 7286.365 | 828.17 | 8388.865 | 0 | 2681.192 | 250.7 | 5164.497 | 734.005 | 1968.66 | 7760.461 | 484.3 | 248.9477 | 30.4477 | 975.225 | 30.4477 | 1300.25 | 1046.875 | 1300.25 | 5 | 358.9 | 570.75 | 581.55 | 499.175 | 175 | 331.143 | 1427.7475 | 110.034 | 159.2098 | 137.663 | 32.6 | 170.6095 | 1583.3847 | 152.3005 | 153.6945 | 723.15 | 17.0056 | 18.062 | 37.2952 | 800.0707 | 370.7897 | 399.8137 | 1552.6994 | 0 | 38.8912 | 304.1801 | 1126.7522 | 181.6945 | 4.2812 | 0 | 27.8912 | 103 | 103 | 579.1988 | 203.8 | 654.7952 | 702.0486 | 1742.6648 | 4267.0642 | 48.7826 | 96.0539 | 0 | 36.5072 | 31.5588 | 322.744 | 254.8599 | 360.62 | 3882.7843 | 4384.9492 | 147.032 | 2163.5205 | 837.013 | 853.013 | 3707.9115 | 2425.8625 | 2047.0325 | 727.035 | 966.3777 | 17.7567 | 829.565 | 1090.885 | 67.987 | 0 | 838.013 | 1315.8 | 3273.1849 | 3861.1197 | 2510.5455 | 2.224
| EODS Output | EODS
|  | Geothermal | 0 | 0 | 0 | 0 | 0 | 0 | 0 | 0 | 0 | 0 | 0 | 0 | 0 | 0 | 0 | 0 | 0 | 0 | 0 | 1035 | 0 | 1825 | 0 | 790 | 0 | 950 | 500 | 500 | 1035 | 0 | 0 | 0 | 160 | 0 | 160 | 160 | 160 | 0 | 160 | 160 | 160 | 0 | 0 | 112 | 95 | 0 | 112 | 0 | 0 | 0 | 0 | 0 | 0 | 0 | 0 | 0 | 0 | 112 | 80 | 112 | 112 | 0 | 0 | 80 | 80 | 0 | 0 | 0 | 0 | 0 | 0 | 0 | 0 | 63 | 112 | 0 | 0 | 0 | 0 | 0 | 0 | 0 | 0 | 0 | 0 | 0 | 0 | 0 | 0 | 0 | 0 | 0 | 0 | 0 | 0 | 0 | 0 | 0 | 0 | 0 | 0 | 0 | 0 | 0 | 0 | 0 | 0
|  | Biomass | 0 | 0 | 0 | 0 | 0 | 0 | 0 | 0 | 0 | 0 | 0 | 0 | 0 | 0 | 0 | 0 | 0 | 0 | 0 | 0 | 0 | 0 | 0 | 0 | 0 | 0 | 0 | 0 | 0 | 0 | 0 | 0 | 0 | 0 | 0 | 0 | 0 | 0 | 0 | 0 | 0 | 0 | 0 | 0 | 0 | 0 | 0 | 0 | 0 | 0 | 0 | 0 | 0 | 0 | 0 | 0 | 0 | 0 | 0 | 0 | 0 | 0 | 0 | 0 | 0 | 0 | 0 | 0 | 0 | 0 | 0 | 0 | 0 | 0 | 0 | 0 | 0 | 0 | 0 | 0 | 0 | 0 | 0 | 0 | 0 | 0 | 0 | 0 | 0 | 0 | 0 | 0 | 0 | 0 | 0 | 0 | 0 | 0 | 0 | 0 | 0 | 0 | 0 | 0 | 0 | 0 | 0
|  | Wind | 255.2 | 255.2 | 68.64 | 54.56 | 0 | 0 | 0 | 0 | 0 | 0 | 0 | 0 | 0 | 0 | 92.4 | 92.4 | 158.4 | 66 | 0 | 960.96 | 0 | 960.96 | 0 | 142.56 | 0 | 830.72 | 136.4 | 272.8 | 960.96 | 0 | 0 | 0 | 512.16 | 0 | 688.16 | 688.16 | 688.16 | 0 | 0 | 688.16 | 512.16 | 0 | 0 | 82.53 | 1384.992 | 0 | 82.53 | 0 | 132.3 | 71.19 | 285.39 | 71.19 | 71.19 | 0 | 0 | 0 | 0 | 82.53 | 258.93 | 214.83 | 514.71 | 0 | 0 | 245.7 | 505.89 | 71.19 | 0 | 0 | 0 | 0 | 0 | 63 | 0 | 369.18 | 424.62 | 136.4 | 286 | 0 | 0 | 0 | 0 | 0 | 0 | 0 | 0 | 396 | 396 | 44 | 149.6 | 149.6 | 149.6 | 303.6 | 193.6 | 193.6 | 149.6 | 193.6 | 44 | 149.6 | 149.6 | 88 | 0 | 149.6 | 0 | 44 | 136.4 | 171.6 | 0
|  | OOS Wind | 0 | 0 | 0 | 0 | 0 | 0 | 0 | 0 | 0 | 0 | 0 | 0 | 0 | 0 | 0 | 0 | 0 | 0 | 0 | 5089.052 | 0 | 5089.052 | 0 | 0 | 0 | 2368.852 | 0 | 0 | 5089.052 | 0 | 0 | 0 | 0 | 0 | 0 | 0 | 0 | 0 | 0 | 0 | 0 | 0 | 0 | 0 | 0 | 0 | 0 | 0 | 0 | 0 | 0 | 0 | 0 | 0 | 0 | 0 | 0 | 0 | 0 | 0 | 0 | 0 | 0 | 0 | 0 | 0 | 0 | 0 | 0 | 0 | 0 | 0 | 0 | 0 | 0 | 0 | 0 | 0 | 0 | 0 | 0 | 0 | 0 | 0 | 0 | 0 | 0 | 0 | 0 | 0 | 0 | 0 | 0 | 0 | 0 | 0 | 0 | 0 | 0 | 0 | 0 | 0 | 0 | 0 | 0 | 0 | 0
|  | Offshore Wind | 0 | 0 | 0 | 0 | 0 | 0 | 0 | 0 | 0 | 0 | 0 | 0 | 0 | 0 | 0 | 0 | 0 | 0 | 0 | 0 | 0 | 0 | 0 | 0 | 0 | 0 | 0 | 0 | 0 | 0 | 0 | 0 | 0 | 0 | 0 | 0 | 0 | 0 | 0 | 0 | 0 | 0 | 0 | 0 | 0 | 0 | 0 | 0 | 0 | 0 | 0 | 0 | 0 | 1607 | 0 | 0 | 0 | 0 | 0 | 0 | 0 | 0 | 0 | 0 | 0 | 0 | 0 | 0 | 0 | 0 | 0 | 0 | 0 | 0 | 0 | 0 | 0 | 0 | 0 | 0 | 0 | 0 | 0 | 0 | 0 | 0 | 0 | 0 | 0 | 0 | 0 | 0 | 0 | 0 | 0 | 0 | 0 | 0 | 0 | 0 | 0 | 0 | 2924 | 2924 | 2924 | 0 | 0
|  | Distributed Solar | 3.85 | 1.54 | 3.85 | 0 | 0 | 2.31 | 2.31 | 2.31 | 0 | 0 | 8.47 | 8.47 | 26.18 | 0 | 8.47 | 20.79 | 20.79 | 0 | 0 | 0 | 0 | 0 | 0 | 0 | 0 | 0 | 0 | 0 | 2.31 | 0 | 0.6636 | 0.6636 | 0 | 0.6636 | 0 | 0 | 0 | 0 | 0 | 0 | 0 | 0 | 0 | 8.33 | 30.0152 | 1.02 | 3.3728 | 2.89 | 0 | 5.44 | 32.436 | 6.97 | 7.99 | 0 | 8.568 | 9.86 | 1.0948 | 13.3416 | 20.0107 | 20.0107 | 31.8223 | 0 | 3.536 | 15.0127 | 30.7207 | 7.99 | 5.236 | 0 | 3.536 | 0 | 0 | 1.564 | 0 | 26.2548 | 8.7295 | 32.6902 | 77.5148 | 16.4004 | 44.4928 | 0 | 12.798 | 5.767 | 44.3111 | 35.4078 | 0 | 72.8459 | 76.5273 | 15.3339 | 27.8475 | 25.4775 | 25.4775 | 30.81 | 25.4775 | 25.4775 | 9.2825 | 29.9173 | 2.0698 | 19.1575 | 23.1075 | 11.85 | 0 | 25.4775 | 0 | 9.6696 | 14.1094 | 13.6275 | 3.16
|  | Solar | 2759.8725 | 3385.1125 | 1377.53 | 1607.1825 | 0 | 196.35 | 196.35 | 196.35 | 0 | 0 | 0 | 0 | 0 | 0 | 935.55 | 1024.1 | 1547.7 | 523.6 | 1074.15 | 6428.73 | 2233 | 6871.48 | 0 | 2752.75 | 433.895 | 4461.38 | 423.5 | 2487.1 | 5373.83 | 0 | 0 | 0 | 429.76 | 0 | 1318.51 | 1516.01 | 1318.51 | 0 | 285.98 | 429.76 | 429.76 | 0 | 0 | 181.288 | 1118.328 | 252.96 | 0 | 252.96 | 0 | 252.96 | 1398.76 | 180.2 | 252.96 | 0 | 0 | 0 | 24.888 | 24.888 | 368.968 | 368.968 | 865.368 | 0 | 0 | 214.2 | 450.16 | 252.96 | 0 | 0 | 0 | 0 | 0 | 0 | 0 | 358.088 | 797.368 | 2387.775 | 5955.415 | 31.6 | 112.18 | 0 | 80.58 | 80.58 | 416.725 | 386.31 | 724.035 | 5827.83 | 6634.815 | 240.95 | 2646.5 | 790 | 790 | 4916.565 | 3142.225 | 2373.95 | 655.7 | 1030.95 | 0 | 790 | 1346.95 | 23.7 | 0 | 790 | 0 | 2721.55 | 4200.825 | 3404.9 | 0
|  | Battery_4hr | -1706 | -2090 | -1976.9 | -600 | -719.9 | -415 | -1149.9 | -415 | 0 | 0 | -1315 | -425 | -1845 | 0 | -546 | -546 | -746 | -200 | -204 | -2689.25 | -500 | -3114.25 | 0 | -2060 | -416 | -2761.15 | -275 | -1209.1 | -4414.15 | -389.6 | -10.22 | -60.22 | -609.25 | -60.22 | -829.9 | -701.15 | -829.9 | -10 | -174 | -300.9 | -400.9 | -419.35 | -350 | -249 | -375 | 0 | -38 | 0 | 0 | -50 | -634.5 | -50 | 0 | 0 | -20 | -20 | -41 | -522.02 | -193 | -193 | -1066.02 | 0 | -50 | -158.8 | -718.8 | -50 | 0 | 0 | -50 | -200 | -200 | -460 | -260 | -604.82 | -242.2 | -873.131 | -2006.431 | -30 | -30 | 0 | 0 | 0 | -110 | -110 | -156.4 | -1949.031 | -2106.031 | -40 | -1412.631 | -502.5 | -534.5 | -1679.231 | -1297.631 | -1297.631 | -502.5 | -542.5 | 0 | -502.5 | -649.5 | 0 | 0 | -502.5 | 0 | -1018.531 | -1348.531 | -1512.231 | 0
|  | Battery_8hr | -503.5 | -734 | -359 | -275 | 0 | 0 | 0 | 0 | 0 | 0 | -296.5 | -213 | -446.5 | 0 | -90 | -150 | -265 | -115 | -200 | -1458.5 | -550 | -1658.5 | 0 | -770 | 0 | -1083 | 0 | -445.5 | -1108.5 | -92 | 0 | 0 | -155 | 0 | -305 | -213 | -305 | 0 | -63 | -63 | -63 | -92 | 0 | 0 | -988.4 | -135 | 0 | -135 | 0 | -135 | -1193.5 | -95 | -135 | 0 | 0 | 0 | 0 | -755.6 | -178.4 | -178.4 | -1115 | 0 | 0 | -98.4 | -883.4 | -135 | 0 | 0 | 0 | -6 | -6 | -650 | -144 | -296 | -353.4 | -733 | -2275.5 | 0 | -45 | 0 | -45 | -45 | -26 | -71 | -209 | -1706.5 | -1946.5 | -50 | -680.5 | -323.5 | -323.5 | -2066.5 | -865.5 | -655.5 | -263.5 | -373.5 | 0 | -323.5 | -448.5 | -24 | 0 | -323.5 | 0 | -1382 | -1394 | -891.5 | 0
|  | LDES | -458 | -458 | 0 | 0 | 0 | 0 | 0 | 0 | 0 | 0 | 0 | 0 | 0 | 0 | 0 | 0 | 0 | 0 | 0 | 0 | 0 | 0 | 0 | 0 | 0 | 0 | 0 | 0 | 0 | -487 | -487 | 0 | -487 | 0 | -487 | 0 | -487 | 0 | 0 | 0 | 0 | -487 | 0 | -5 | -5 | 0 | -5 | 0 | 0 | 0 | -130 | 0 | 0 | 0 | 0 | 0 | 0 | -5 | 0 | -5 | -5 | 0 | 0 | 0 | 0 | 0 | 0 | 0 | 0 | 0 | 0 | 0 | 0 | 0 | -5 | 0 | -130 | 0 | 0 | 0 | 0 | 0 | 0 | 0 | 0 | -130 | -130 | 0 | -130 | -130 | -130 | -130 | -130 | -130 | -130 | -130 | 0 | -130 | -130 | 0 | 0 | -130 | 0 | 0 | 0 | -130 | 0
|  | Total | 351.4225 | 359.8525 | -885.88 | 786.7425 | -719.9 | -216.34 | -951.24 | -216.34 | 0 | 0 | -1603.03 | -629.53 | -2265.32 | 0 | 400.42 | 441.29 | 715.89 | 274.6 | 670.15 | 9365.992 | 1183 | 9973.742 | 0 | 855.31 | 17.895 | 4766.802 | 784.9 | 1605.3 | 6938.502 | -968.6 | -496.5564 | -59.5564 | -149.33 | -59.5564 | 544.77 | 1450.02 | 544.77 | -10 | 208.98 | 914.02 | 638.02 | -998.35 | -350 | 130.148 | 1259.9352 | 118.98 | 154.9028 | 120.85 | 132.3 | 144.59 | -241.414 | 113.36 | 197.14 | 1607 | -11.432 | -10.14 | -15.0172 | -1049.8604 | 356.5087 | 339.4087 | -662.1197 | 0 | -46.464 | 297.7127 | -535.4293 | 147.14 | 5.236 | 0 | -46.464 | -206 | -206 | -1045.436 | -404 | -84.2972 | 742.1175 | 950.7342 | 1906.9988 | 18.0004 | 81.6728 | 0 | 48.378 | 41.347 | 325.0361 | 240.7178 | 358.635 | 2511.1449 | 2924.8113 | 210.2839 | 600.8165 | 9.0775 | -22.9225 | 1375.244 | 1068.1715 | 509.8965 | -81.4175 | 208.4673 | 46.0698 | 2.7575 | 291.6575 | 99.55 | 0 | 9.0775 | 2924 | 3298.6886 | 4532.8034 | 1056.3965 | 3.16
Incorporates Approved Upgrades
| Remaining Tx Headroom | HSN | 2721.9087 | 4140.8425 | 1604.9832 | 724.2675 | 3039.2 | 730.7002 | -596.4338 | 139.4662 | 0 | 0 | 5071.734 | 2889.234 | 11259.896 | 0.288 | 1259.808 | 1263.112 | 1060.032 | 152.92 | -221.1996 | -782.497 | 1174.74 | -4938.497 | 0 | 2958.4968 | 15.4 | 212.9398 | 671.38 | -520.39 | -4066.4708 | 441.4 | -486.9952 | 345.7548 | -115.61 | 164.7548 | -253.91 | 2042.265 | -84.91 | 264 | 547.4 | -690.41 | -347.46 | -433.35 | 151 | 3317.315 | -2351.0075 | -66.65 | 1323.544 | 420.975 | -119 | -169.6325 | -546.8335 | 196.1425 | 716.9925 | -1333.81 | 2026.74 | 2675.55 | 1332.339 | 2552.958 | -278.2328 | 9.5473 | 446.5593 | 29 | 3.859 | 2655.6672 | 435.3067 | 3332.1925 | 960.23 | 60.379 | 1020.859 | 747 | 593 | 3005.15 | -349.3 | 1944.358 | -598.6387 | -1130.169 | -3595.555 | 107.924 | 1779.368 | 51 | 211.38 | 58.27 | 1017.993 | 39.518 | 30.6 | -1882.478 | -1863.094 | 91.059 | -437.616 | 1590.965 | -607.035 | 3364.333 | 4964.404 | 5223.654 | -520.605 | 244.703 | 1493.538 | 2390.765 | 1786.195 | 100.415 | 4 | 0.165 | 2776.08 | 4631.365 | 1683.173 | -929.957 | 84.6
|  | SSN | 3874.5957 | 5708.9327 | 2881.6044 | 926.3802 | 3414.15 | 842.5659 | -34.6371 | 333.8129 | 27.481 | 27.481 | 5878.953 | 3209.703 | 12479.932 | -0.354 | 1444.871 | 1473.039 | 1388.529 | 271.49 | 49.2318 | 3750.5125 | 1471.83 | 19.5125 | 0 | 4575.8392 | 331.3 | 3776.2867 | 892.995 | 130.465 | 1431.2454 | 970.7 | 36.3023 | 375.5523 | 1099.475 | 197.5523 | 962.25 | 2588.27 | 1131.25 | 269 | 757.36 | -95.25 | 268.95 | 385.825 | 326 | 3543.057 | -489.2175 | -34.034 | 1394.9902 | 452.337 | -18.6 | -81.6095 | 390.2625 | 267.6995 | 778.3055 | -723.15 | 2130.9944 | 2778.938 | 1340.7048 | 3501.1293 | 283.5403 | 547.7163 | 2439.6278 | 29 | 102.156 | 3203.1499 | 2205.9927 | 3484.5055 | 956.7188 | 65.0472 | 1048.156 | 850 | 696 | 3929.0512 | -18.55 | 3041.5821 | -51.5186 | -855.5148 | -2599.731 | 95.2174 | 1772.9461 | 51 | 226.4928 | 77.4412 | 982.5404 | 0.14008 | 21.78 | -1079.9519 | -1136.4168 | 124.968 | -67.6205 | 1894.887 | -287.113 | 4586.1853 | 5264.8275 | 5643.6575 | -189.455 | 643.6723 | 1592.3933 | 2698.335 | 2129.445 | 179.013 | 4 | 370.087 | 3887.2 | 6648.4007 | 3425.8659 | -436.0987 | 82.776
|  | EODS | 7081.2315 | 9046.7825 | 6040.394 | 1596.3075 | 4541.9 | 1498.209 | 1455.259 | 720.359 | 0.005 | 0.005 | 8313.03 | 4183.53 | 16166.72 | -0.24 | 672.89 | 682.02 | 642.42 | 273.4 | 1042.398 | 1836.033 | 1117 | 5751.143 | 300 | 9278.366 | 1753.605 | 9161.349 | 250.1 | 1115.45 | 2279.042 | 2558.6 | 1347.0564 | 465.5564 | 1895.33 | 296.5564 | 2523.23 | 4558.005 | 6619.23 | 284 | 1492.22 | 244.98 | 912.98 | 2843.35 | 851 | 4044.052 | 933.5648 | -42.98 | 1399.2972 | 469.15 | 50.7 | 87.41 | 3051.5964 | 315.64 | 743.86 | -1607 | 1481.432 | 2559.14 | 532.0172 | 5523.0604 | 796.7913 | 1316.0913 | 6836.3021 | 29 | 280.6464 | 4067.5873 | 5900.7877 | 3728.86 | 955.764 | 77.1824 | 1134.6464 | 811 | 845 | 6442.936 | 975.5 | 5115.7796 | 316.3825 | -677.0342 | -1460.1318 | 113.9996 | 1787.3272 | 53 | 214.622 | 135.453 | 785.5359 | 0.1822 | 0.365 | 592.2681 | 842.1017 | 145.7161 | 451.1835 | 0.9225 | 812.9225 | -176.86 | 5462.8285 | 35.1035 | 453.9175 | -209.7673 | 228.6302 | 3540.2425 | 3448.3425 | 0.45 | 0 | 247.9225 | 2279 | 7532.1404 | 2981.2256 | -1096.0125 | 24.84
|  | Trigger FCDS Upgrade | [18 empty] | YES | [9 empty] | YES |  | YES | [8 empty] | YES | YES | YES |  |  | YES | YES |  |  | YES | YES | YES |  |  | YES | [21 empty] | YES | YES | [8 empty] | YES | YES |  | YES |  | YES |  |  |  | YES | YES | YES
|  | Trigger EODS Upgrade | [75 empty] | YES | YES | [17 empty] | YES | YES | YES | [8 empty] | YES
Final Tx Exceedances
Incorporates Triggered Upgrades
| Remaining Tx Headroom | HSN | 2721.9087 | 4140.8425 | 1604.9832 | 724.2675 | 3039.2 | 730.7002 | -596.4338 | 139.4662 | 0 | 0 | 5071.734 | 2889.234 | 11259.896 | 0.288 | 1259.808 | 1263.112 | 1060.032 | 152.92 | 1148.8004 | -782.497 | 1174.74 | -4938.497 | 0 | 2958.4968 | 15.4 | 212.9398 | 671.38 | -520.39 | 2733.5292 | 441.4 | 213.0048 | 345.7548 | -115.61 | 164.7548 | -253.91 | 2042.265 | -84.91 | 264 | 547.4 | 4063.59 | 2174.54 | 1767.65 | 151 | 3317.315 | 6293.9925 | 42.35 | 1323.544 | 420.975 | -93 | 537.3675 | -86.8335 | 196.1425 | 716.9925 | 666.19 | 2026.74 | 2675.55 | 1332.339 | 2552.958 | -278.2328 | 9.5473 | 446.5593 | 29 | 3.859 | 2655.6672 | 435.3067 | 3332.1925 | 960.23 | 60.379 | 1020.859 | 747 | 593 | 3005.15 | -349.3 | 1944.358 | -598.6387 | 287.831 | 13295.445 | 107.924 | 1779.368 | 51 | 211.38 | 58.27 | 1017.993 | 39.518 | 30.6 | 12942.522 | 8174.906 | 91.059 | 1836.384 | 1590.965 | 603.965 | 3364.333 | 4964.404 | 5223.654 | 2639.395 | 2263.703 | 2371.538 | 2390.765 | 1786.195 | 100.415 | 4 | 0.165 | 2776.08 | 4631.365 | 1683.173 | -929.957 | 84.6
|  | SSN | 3874.5957 | 5708.9327 | 2881.6044 | 926.3802 | 3414.15 | 842.5659 | -34.6371 | 333.8129 | 27.481 | 27.481 | 5878.953 | 3209.703 | 12479.932 | -0.354 | 1444.871 | 1473.039 | 1388.529 | 271.49 | 1419.2318 | 3750.5125 | 1471.83 | 19.5125 | 0 | 4575.8392 | 331.3 | 3776.2867 | 892.995 | 130.465 | 8231.2454 | 970.7 | 736.3023 | 375.5523 | 1099.475 | 197.5523 | 962.25 | 2588.27 | 1131.25 | 269 | 757.36 | 4658.75 | 2790.95 | 2586.825 | 326 | 3543.057 | 8155.7825 | 74.966 | 1394.9902 | 452.337 | 7.4 | 625.3905 | 850.2625 | 267.6995 | 778.3055 | 1276.85 | 2130.9944 | 2778.938 | 1340.7048 | 3501.1293 | 283.5403 | 547.7163 | 2439.6278 | 29 | 102.156 | 3203.1499 | 2205.9927 | 3484.5055 | 956.7188 | 65.0472 | 1048.156 | 850 | 696 | 3929.0512 | -18.55 | 3041.5821 | -51.5186 | 562.4852 | 14291.269 | 95.2174 | 1772.9461 | 51 | 226.4928 | 77.4412 | 982.5404 | 0.14008 | 21.78 | 13745.0481 | 8901.5832 | 124.968 | 2206.3795 | 1894.887 | 923.887 | 4586.1853 | 5264.8275 | 5643.6575 | 2970.545 | 2662.6723 | 2470.3933 | 2698.335 | 2129.445 | 179.013 | 4 | 370.087 | 3887.2 | 6648.4007 | 3425.8659 | -436.0987 | 82.776
|  | EODS | 7081.2315 | 9046.7825 | 6040.394 | 1596.3075 | 4541.9 | 1498.209 | 1455.259 | 720.359 | 0.005 | 0.005 | 8313.03 | 4183.53 | 16166.72 | -0.24 | 672.89 | 682.02 | 642.42 | 273.4 | 2341.398 | 1836.033 | 1117 | 5751.143 | 300 | 9278.366 | 1753.605 | 9161.349 | 250.1 | 1115.45 | 9079.042 | 2558.6 | 1347.0564 | 465.5564 | 1895.33 | 296.5564 | 2523.23 | 4558.005 | 6619.23 | 284 | 1492.22 | 4998.98 | 912.98 | 2843.35 | 851 | 4044.052 | 933.5648 | -42.98 | 1399.2972 | 469.15 | 75.7 | 87.41 | 3051.5964 | 315.64 | 743.86 | 393 | 1481.432 | 2559.14 | 532.0172 | 5523.0604 | 796.7913 | 1316.0913 | 6836.3021 | 29 | 280.6464 | 4067.5873 | 5900.7877 | 3728.86 | 955.764 | 77.1824 | 1134.6464 | 811 | 845 | 6442.936 | 975.5 | 5115.7796 | 316.3825 | -447.0342 | -498.1318 | 113.9996 | 1787.3272 | 53 | 214.622 | 135.453 | 785.5359 | 0.1822 | 0.365 | 7435.2681 | 7185.1017 | 145.7161 | 1058.1835 | 0.9225 | 1358.9225 | -176.86 | 5462.8285 | 35.1035 | 540.9175 | 92.2327 | 233.6302 | 3540.2425 | 3448.3425 | 0.45 | 0 | 247.9225 | 2279 | 7532.1404 | 2981.2256 | 663.9875 | 24.84
| Exceedance Discussion: | [7 empty] | Exceedance is not likely to trigger upgrade. Per CAISO staff feedback, resources mapped to Ventura area (Moorpark, Santa Clara, Mandalay) have lower DFAX implications particularly for amount and size of resources mapped to each sub. Resources in other areas align with the total amount of TPD allocated within the area so also have lower risk of triggering upgrade. But TPP analysis is necessary to confirm. Staff recommend remapping if upgrade is likely triggered, unless upgrade provides alternative benefits | [11 empty] | Exceedance likely triggers the upgrade, but TPP analysis is needed to confirm. CPUC staff identify the White Paper upgrade as an effective solution to this exceedance over alternatives such as remapping the resources to other locations. | Amount of resources mapped results in an exceedance of the identified and already approved upgrade. CAISO staff have identified a New 500 kV Colorado River-Red Bluff line with a $357million cost estimate from previous studies that could alleviate an exceedance. However, given the relatively small size of exceedance compared to capacity of constraint and comparable, CAISO staff noted that an additional upgrade may not likely be needed, but full TPP analysis is necessary to confirm. |  | Amount of resources mapped results in a large exceedance of the identified and already approved upgrade. The size of the exceedance indicate that an additional upgrade is likely needed. CAISO staff have identified a new Devers-Red Bluff 500 kV line with a $1,022 million cost estimate from previous studies that would potentially be triggered. CPUC staff view this additional upgrade as an effective solution to the exceedance. | [5 empty] | Amount of resources mapped results in an exceedance of the identified and already approved upgrade. Amount mapped within this constraint aligns with previous amounts mapped in the 22-23 TPP sensitivity portfolio and 23-24 TPP so an additional upgrade is not likely triggered, but TPP analysis is needed to confirm. | CPUC staff identify the White Paper upgrade as an effective solution to this exceedance over alternatives such as remapping the resources to other locations. |  | Upgrade is likely needed to alleviate exceedance. CPUC staff identify the White Paper upgrade as an effective solution to this exceedance over alternatives such as remapping the resources to other locations. |  | Per CAISO staff feedback exceedance is likely to not trigger an additional upgrade and already approve upgrade is sufficient, but TPP analysis is necessary to confirm. |  | Per CAISO staff feedback exceedance is likely to not trigger an additional upgrade and already approve upgrade is sufficient, but TPP analysis is necessary to confirm. |  | Per CAISO staff feedback exceedance is likely to not trigger an additional upgrade and already approve upgrade is sufficient, but TPP analysis is necessary to confirm. |  |  | Upgrade is likely needed to alleviate exceedance. CPUC staff identify the White Paper upgrade as an effective solution to this exceedance over alternatives such as remapping the resources to other locations. | Upgrade is likely needed to alleviate exceedance. CPUC staff identify the White Paper upgrade as an effective solution to this exceedance over alternatives such as remapping the resources to other locations. | Upgrade is likely needed to alleviate exceedance. CPUC staff identify the White Paper upgrade as an effective solution to this exceedance over alternatives such as remapping the resources to other locations. |  |  | CPUC staff identify the White Paper upgrade as an effective solution to this exceedance over alternatives such as remapping the resources to other locations. | CPUC staff identify the White Paper upgrade as an effective solution to this exceedance over alternatives such as remapping the resources to other locations. |  |  | Upgrade likely triggered. CAISO staff note that upgrade is likely to address full 119 MW of exceedance even though white paper cites studied estimate of only 26 MW. | CPUC staff identify the White Paper upgrade as an effective solution to this exceedance over alternatives such as remapping the resources to other locations. | CPUC staff identify the White Paper upgrade as an effective solution to this exceedance over alternatives such as remapping the resources to other locations. Small exceedance after upgrade is not likely to trigger additional upgrades, but TPP analysis is needed to confirm. |  |  | CPUC staff identify the White Paper upgrade as an effective solution to this exceedance over alternatives such as remapping the resources to other locations. |  |  |  |  | CPUC staff identify the White Paper upgrade as an effective solution to this exceedance over alternatives such as remapping the resources to other locations. | [13 empty] | Upgrade not likely triggered given resource amounts mapped to certain substations (Metcalf in particular) in the constraint are not likely to impact the limiting ADC behind the constraint per CAISO staff feedback. But TPP analysis is necessary to confirm. |  | Upgrade may not be triggered given resource amounts mapped to Glenn, Eagle Rock, and Lakeville are not likely to impact the limit ADC behind constraint per CAISO staff feedback. But TPP analysis is necessary to confirm. However, if it is necessary, CPUC staff identify the White Paper upgrade as an effective solution to this exceedance. | CPUC staff identify the White Paper upgrade as an effective solution to this exceedance over alternatives such as remapping the resources to other locations. | CPUC staff identify the White Paper upgrade as an effective solution to this exceedance over alternatives such as remapping the resources to other locations. | [8 empty] | CPUC staff identify the White Paper upgrade as an effective solution to this exceedance over alternatives such as remapping the resources to other locations. | Note, upgrade is the same upgrade as identified in column CK. |  | Upgrade potentially triggered by this level of exceedance. CPUC staff identify the White Paper upgrade as an effective solution to this exceedance over alternatives such as remapping the resources to other locations. |  | Upgrade may not be triggered by this amount of exceedance given substations mapped to and amount of resources have low effective impact on constraint per CAISO staff feedback. TPP analysis is needed to confirm. However, if necessary, CPUC staff identify the White Paper upgrade as an effective solution to this exceedance over alternatives such as remapping the resources to other locations. | Exceedance is likely to not trigger an additional upgrade beyoond already approve upgrade, but TPP analysis is necessary to confirm. |  |  | Upgrade may not be triggered by this amount of exceedance given substations mapped to and amount of resources have low effective impact on constraint per CAISO staff feedback. TPP analysis is needed to confirm. However, if necessary, CPUC staff identify the White Paper upgrade as an effective solution to this exceedance over alternatives such as remapping the resources to other locations. | Same upgrade that already may be triggered by Schindler 115/70kV TB #1 On-Peak/Off-Peak Constraint, which CPUC staff identified the White Paper upgrade as an effective solution to this exceedance over alternatives such as remapping the resources to other locations. | Same upgrade that already may be triggered by Schindler 115/70kV TB #1 On-Peak/Off-Peak Constraint. | [8 empty] | Upgrade is likely needed to alleviate exceedance in off peak. CPUC staff identify the White Paper upgrade as an effective solution to this exceedance. Constraint is an off-peak limiting constraint so on-peak capability is a default value. This level of exceedance may trigger an additional upgrade but TPP analysis is needed to confirm.

## TxCapabilityEstimates_2023_r2
Transmission capability estimates for use in the CPUC's IRP process - Revised 8/17/2023
Transmission Constraint | Affected Resource Locations | Condition Under Which Constraint is Binding (On-peak and/or Off-peak) | Estimated FCDS Capability Based on On-peak Study Resource Output (MW)** |  | ADNU & Cost Estimate ($million) |  | Estimated EODS Capability Based on Off-peak Study Resource Output (MW)** |  | AOPNU & Cost Estimate ($million) |  | Wind/Solar Area Designation | Type of FCDS Limit (Actual or Default) | Type of OPDS Limit (Actual or Default) | PTO Area | EODS Upgrade Same as FCDS | Project Already Approved | FCDS Estimated ISD | EODS Estimated ISD
|  |  | Transmission Plan Capability*** | Incremental due to ADNU | ADNU (Time to Construct or ISD) | Cost (2022$) | Transmission Plan Capability*** | Incremental due to AOPNU | AOPNU (Time to Construct) | Cost (2022$)
SCE Northern Interconnection Area Constraints
Antelope-Vincent Constraint | Tehachapi, Big Creek | On-Peak | 7396 | 1500 | Upgrade Antelope-Vincent No.1 and 2 500 kV Lines (2 yrs) | 13.2 | 7396 | N/A | N/A | N/A | Solar | Actual | Default | SCE | None | No | 2027
Vincent-Lugo Constraint | Tehachapi | On-Peak | 9184 | 2000 | Upgrade Vincent-Lugo No.1 and 2 500 kV Lines (4 yrs) | 85.9 | 9184 | N/A | N/A | N/A | Solar | Actual | Default | SCE | None | No | 2029
Pardee-Sylmar Constraint | Big Creek, Ventura | On-Peak | 4884 | 1800 | Install Phase Shifters at Pardee on the Pardee-Sylmar No. 1 and No. 2 230 kV Lines, Reconductor Pardee-Vincent No. 2 220 kV line (9 yrs) | 660 | 4884 | N/A | N/A | N/A | Solar | Actual | Default | SCE | None | No | 2034
Windhub Constraint | Tehachapi | On-Peak | 2400 | 2500 | New 500 kV Transmission Line from Whirlwind to Windhub 500 kV (9 yrs) | 612 | 2400 | N/A | N/A | N/A | Solar | Actual | Default | SCE | None | No | 2034
Moorpark-Pardee Constraint | Ventura | On-Peak | 3792 | 900 | Upgrade the Moorpark-Pardee #2 and #3 220 kV and Santa Clara-Vincent 220 kV lines (9 yrs) | 600 | 3792 | N/A | N/A | N/A | Solar | Actual | Default | SCE | None | No | 2034
North of Magunden Constraint | Big Creek | On-Peak | 1387 | 500 | Rebuild Magunden - Vestal No.2 230 kV and Magunden - Springville No.2 230 kV Lines (9 yrs) | 1253 | 1387 | N/A | N/A | N/A | Solar | Actual | Default | SCE | None | No | 2034
South of Magunden Constraint | Big Creek, Ventura | On-Peak, Off-Peak | 740 | 2000 | Rebuild various SOM lines (9 yrs) | 4358 | 500 | 2000 | Rebuild Magunden-Pastoria 230 kV line (9 yrs) | 66 | Solar | Actual | Default | SCE | No | No | 2034 | 2034
Antelope-Neenach Constraint | Antelope/Bailey/Pastoria area | On-Peak, Off-Peak | 0 | 2000 | Reconductor Antelope-Bailey 66 kV lines (2 yrs) | 100 | 0 | 15 | Bailey-Neenach-Westpac 66 kV line upgrade | 45 | Solar | Actual | Default | SCE | No | No | 2027 | 2028
SCE Metro Interconnection Area Constraints
Del Amo - Barre Area Constraint | LA Basin | On-Peak | 6700 | 1058 | Upgrade the Del Amo - Barre 220 kV Transmission Line (27 months) | 11 | 6700 | N/A | N/A | N/A | Solar | Actual | Default | SCE | None | No | 2027
Hinson - Del Amo Constraint | LA Basin | On-Peak | 3544 | 800 | Upgrade the Hinson - Del Amo 220 kV Transmission Line (27 months) | 28 | 3544 | N/A | N/A | N/A | Solar | Actual | Default | SCE | None | No | 2027
SCE Metro Area Default Constraint | LA Basin | None | 13731 | N/A | N/A | - | 13731 | N/A | N/A | N/A | Solar | Default | Default | SCE | None | No
SCE North of Lugo (NOL) Interconnection Area Constraints
Control to Inyokern area constraint | Inyokern_North | On-Peak | 55.7 | 186 | Build a new, series compensated Control-Inyokern 115 kV line and upgrade Inyo Phase Shifter (105 months) | 329 | 55 | N/A | N/A | N/A | Solar | Actual | Default | SCE | None | No | 2034
Kramer to Victor Area Constraint | Inyokern_North_Kramer Victor | On-Peak | 1300 | 1206 | Approved Project: Convert Kramer - Victor 115 kV lines to 230 kV (120 months) | N/A | 1300 | N/A | N/A | N/A | Solar | Actual | Default | SCE | None | Yes | 2033
Victor to Lugo Area Constraint | Inyokern_North_Kramer Victor | On-Peak | 1350 | 1221 | Approved project:Re-conductor the four Lugo-Victor 230 kV lines (54 months) | N/A | 1350 | N/A | N/A | N/A | Solar | Actual | Default | SCE | None | Yes | 2028
Lugo Transformer Area Constraint | Inyokern_North_Kramer, Victor, Pisgah | On-Peak | 1585 | 1178 | Approved project: Add a third 500/230 kV transformer at Lugo Substation (54 months) | N/A | 1585 | N/A | N/A | N/A | Solar | Actual | Default | SCE | None | Yes | 2028
Calcite to Lugo Area Constraint | Pisgah | On-Peak | 548 | 1046 | Rebuild Calcite-Lugo 220 kV Transmission Line (105 months) | 239 | 548 | N/A | N/A | N/A | Solar | Actual | Default | SCE | None | No | 2034
SCE Eastern Interconnection Area Constraints
Colorado River 500/230 kV Constraint | Colorado River 230 kV | On-Peak, Off-Peak | 1035.2 | 1370 | New Colorado River No. 3 500/230 kV transformer (4 years) | 67 | 1414 | 1299 | Same as ADNU | 67 | Solar | Actual | Actual | SCE | Yes | No | 2029 | 2029
Colorado River-Red Bluff Constraint | SCE Eastern (east of Colorado River), East of Pisgah, and SDG&E areas | On-Peak | 10933 | 588 | Approved Colorado River-Red Bluff 500 kV 1 Line (ISD - 2028)Upgrade and Southern California 500 kV Transmssion Reinforcement Projects (ISD - 2034) | N/A | 10933 | 588 | Same as ADNU | N/A | Solar | Actual | Default | SCE | Yes | Yes | 2034 | 2034
DCRT Constraint | Cielo Azul, Delaney | On-Peak | 2300 | 3000 | New Cielo Azul - Colorado River No. 2 500 kV line, Upgrade the series cap on Cielo Azul - Colorado River No.1 500 kV line to match the conductor rating (6 years) | 463 | 2300 | N/A | N/A | N/A | Solar | Actual | Default | SCE | None | No | 2031
Devers-Red Bluff Constraint | SCE Eastern (east of Red Bluff), East of Pisgah, and SDG&E areas | On-Peak, Off-Peak | 4050 | 5000 | Approved Projects: Devers-Red Bluff 500 kV 1 and 2 Line Upgrade (ISD - 2028) and Southern California 500 kV Transmssion Reinforcement Projects (ISD - 2034) | N/A | 10167 | 5991 | Same as ADNU | N/A | Solar | Actual | Actual | SCE | Yes | Yes | 2034 | 2034
Eagle Mountain Constraint | Eagle Mountain, Julian Hinds, Mirage | On-Peak | 0 | 600 | New Devers-Julian Hinds 220 kV line (10 years) | 1182 | 300 | N/A | N/A | N/A | Solar | Actual | Default | SCE | None | No | 2035
Etiwanda-Rancho Vista Constraint | SCE Eastern area | On-Peak | 7734 | 3350 | Upgrade Etiwanda-Rancho Vista No. 1 & No. 2 220 kV lines, New Etiwanda-Rancho Vista No. 3 220 kV line (3 years) | 89 | 9689 | N/A | N/A | N/A | Solar | Actual | Default | SCE | None | No | 2028
Red Bluff 500/230 kV Constraint | Red Bluff 230 kV | On-Peak, Off-Peak | 722 | 1200 | New Red Bluff No. 3 500/230 kV transformer (4 years) | 69 | 1684 | 1200 | Same as ADNU | 69 | Solar | Actual | Actual | SCE | Yes | No | 2029
Serrano-Alberhill-Valley Constraint | SCE Eastern and SDG&E areas | On-Peak, Off-Peak | 5328 | 4327 | Approved projects: • Southern California Transmssion Reinforcement Project (2034) • Serrano-Alberhill-Valley 500 kV 1 Line Upgrade (2028) • Mira Loma-Mesa 500kV UG Cable Upgrade (2026) • Devers-Valley 500 kV 1 Line Upgrade (2028) • San Bernardino-Etiwanda 230 kV 1 Line Upgrade (2031) • San Bernardino-Vista 230 kV 1 Line Upgrade (2026) • Vista-Etiwanda 230 kV 1 Line Upgrade (2031) | N/A | 13529 | N/A | N/A | N/A | Solar | Actual | Actual | SCE | None | Yes | 2034
East of Pisgah (EOP) Interconnection Area Constraints (SCE, GLW, VEA)
VEA 138kV area constraint | VEA 138kV buses | On-Peak, Off-Peak | 260 | 1367 | Beatty 230kV project (2027) (2022-23 TPP) | N/A | 105 | 930 | Same as ADNU | N/A | Solar | Actual | Actual | SCE | Yes | Yes | 2027 | 2027
GLW 230kV area constraint | VEA 138kV and GLW 230kV buses | On-Peak, Off-Peak | 900 | 1285 | Updated ISO approved GLW upgrade (2022-23 TPP) (2027) | N/A | 760 | 1992 | Same as ADNU | N/A | Solar | Actual | Actual | SCE | Yes | Yes | 2027 | 2027
Lugo - Victorville area constraint | East of Pisgah, SCE Eastern,SDG&E and SCE Northern areas | On-peak | 10100 | 6800 | Eldorado - Lugo 500kV No.2 line (10 years) | 2165 | 9600 | 6800 | Same as ADNU | 2165 | Solar | Actual | Default | SCE | Yes | No | 2035 | 2035
SDG&E Interconnection Area Constraints
Capistrano-San Onofre 230 kV constraint | SDGE local area | On-peak | 1500 | 920 | Capistrano-San Onofre 230 kV upgrade (60 months) | 58.1 | 1500 | N/A | N/A | N/A | Solar | Actual | Default | SDGE | None | No | 2030
Chicarita 138 kV constraint | Baja, Imperial, SDGE local area | On-peak | 300.5 | 700 | Chicarita 138 kV Upgrades (48 months) | 100 | 300.5 | N/A | N/A | N/A | Solar | Actual | Default | SDGE | None | No | 2029
El Cajon 69 kV constraint | SDGE local area | On-peak | 406 | 547 | El Cajon 69 kV Upgrade (48 months) | 14.7 | 406 | N/A | N/A | N/A | Solar | Actual | Default | SDGE | None | No | 2029
Internal San Diego Area constraint | Baja, Imperial, SDGE local area | On-Peak, Off-Peak | 1001 | 936 | Aproved project: Rearrange TL23013 PQ-OT and TL6959 PQ-Mira Sorrento; Reconductor TLC680C San Marcos-Melrose Tap (ISD - 2032) | N/A | 70 | 936 | Same as ADNU | N/A | Solar | Actual | Actual | SDGE | Yes | Yes | 2032 | 2032
|  |  |  | 1821 | Internal San Diego Area reconductors (48 months) | 107.1 |  | 1821 | Same as ADNU | 107.1 |  |  |  |  | Yes | Yes | 2029 | 2029
Miguel 69 kV constraint | SDGE local area | On-peak | 231 | 431 | Miguel 69 kV upgrades (48 months) | 671.054 | 231 | N/A | N/A | N/A | Solar | Actual | Default | SDGE | None | No | 2029
Encina - San Luis Rey 230 kV constraint | Baja, Imperial, Arizona, SDGE local area | On-Peak, Off-Peak | 1922 | 746 | Approved project: Southern California 500 kV Transmission Reinforcement Project; 30 minute emergency rating on Encina Tap-San Luis Rey 230 kV Line (ISD - 2034) | N/A | 2586 | 82 | Same as ADNU | N/A | Solar | Actual | Actual | SDGE | Yes | Yes | 2034 | 2034
|  |  |  | 3914 | New Encina - San Luis Rey 230 kV line (120 months) | 84.103 |  | 4578 | Same as ADNU | 84.103 |  |  |  |  | Yes | Yes | 2035 | 2035
East of Miguel constraint | Baja, Imperial, Arizona, Riverside East | On-Peak, Off-Peak | 1035 | 2823 | Approved Project: Southern California 500 kV Transmission Reinforcement (ISD - 2034) | N/A | 1377 | 4680 | Same as ADNU | N/A | Solar | Actual | Actual | SDGE | Yes | Yes | 2034 | 2034
San Luis Rey-San Onofre 230 kV line constraint | Baja, Imperial, Arizona, SDGE local area | On-Peak, Off-Peak | 2018 | 819 | Approved Project: Southern California 500 kV Transmission Reinforcement (ISD - 2034) | N/A | 6764 |  |  |  | Solar | Actual | Actual | SDGE | No | Yes | 2034
|  |  |  | 3435 | New San Luis Rey-San Onofre 230 kV line (120 months) | 106.635 |  | 4254 | New San Luis Rey-San Onofre 230 kV line (120 months) | 106.635 |  |  |  |  | Yes | No | 2035 | 2035
Ocean Ranch 69 kV constraint | SDGE local area | On-peak | 274 | 692 | Ocean Ranch 69 kV upgrade (48 months) | 28.3 | 274 | N/A | N/A | N/A | Solar | Actual | Default | SDGE | None | No | 2029
Otay Mesa 230 kV constraint | Imperial, SDGE local area | On-peak | 1425 | 2189 | Otay Mesa 230 kV upgrade (60 months) | 79.91 | 1425 | N/A | N/A | N/A | Solar | Actual | Default | SDGE | None | No | 2030
Silvergate - Bay Blvd 230 kV constraint | Baja, Imperial, SDGE local area | On-Peak, Off-Peak | 796 | 4754 | Silvergate - Bay Blvd 230 kV 3-ohm Series Reactor (36 months) | 29.971 | 929 | 4754 | Same as ADNU | 29.971 | Solar | Actual | Actual | SDGE | Yes | No | 2028 | 2028
Silvergate-Old Town 230 kV constraint | Baja, Imperial, SDGE local area | On-peak | 1221 | 2522 | Silvergate-Old Town 230 kV Upgrades (60 months) | 283.4 | 1221 | N/A | N/A | N/A | Solar | Actual | Default | SDGE | None | No | 2030
Talega 230 kV constraint | SDGE local area | On-peak | 1205 | 2201 | Talega 230 kV Upgrades (60 months) | 210.6 | 1205 | N/A | N/A | N/A | Solar | Actual | Default | SDGE | None | No | 2030
Trabuco-Capistrano 138 kV constraint | SDGE local area | On-peak | 501 | 556 | Trabuco-Capistrano 138 kV upgrade (48 months) | 103.366 | 501 | N/A | N/A | N/A | Solar | Actual | Default | SDGE | None | No | 2029
PG&E North of Greater Bay Interconnection Area Constraints
Santa Rosa-Corona 115 kV line | Greater Bay Area and North of Greater Bay Area | On-Peak | 3995 | 703 | New line from Fulton-Vaca Dixon 230 kV (180 months) | 725 | 3995 | N/A | N/A | N/A | Wind | Actual | Default | PGE | None | No | 2040
Vaca Dixon-Tesla 500kV Line | Greater Bay Area, North of Greater Bay Area and PG&E South 500 kV | On-Peak | 1044 | 8645 | 500kV Delevan (144 months) | 2851.848 | 1415 | N/A | N/A | N/A | Wind | Actual | Default | PGE | None | No | 2037
Woodland- Davis 115kV line | North of Greater Bay Area | On-Peak | 76 | 109 | Reconductor Q653F-Davis 115 kV Line (60 months) | 9.329 | 76 | N/A | N/A | N/A | Wind | Actual | Default | PGE | None | No | 2030
Cortina-Eagle Rock 115 kV line | North of Greater Bay Area | On-Peak | 1575 | 50 | Re-conductor Q1284 Sw Sta-Lower Lake Sw Sta/Eagle Rock 115 kV Line (Q1284 Sw Sta-Cache Jct 1) (60 months) | 50 | 1575 | N/A | N/A | N/A | Wind | Actual | Default | PGE | None | No | 2030
Bell-Placer 115kV Line | North of Greater Bay Area | On-Peak | 630 | 480 | Re-conductor Higgins-Bell and Bell-Placer 115 kV Lines (120 months) | 185 | 630 | N/A | N/A | N/A | Wind | Actual | Default | PGE | None | No | 2035
Carberry-Round Mountain 230kV Line | North of Greater Bay Area | On-Peak, Off-Peak | 14 | 26 | Re-conductor Pit 3-Carberry and Carberry-Round mountain 230 kV Lines (84 months) | 180 | 183 | 25 | Same as ADNU | 180 | Wind | Actual | Default | PGE | Yes | No | 2032 | 2032
Rocklin-Pleaseant grove 115kV line | North of Greater Bay Area | On-Peak | 92 | 707 | Re-conductor Rio Oso-Lincoln 115 kV Line and Lincoln-Pleasant Grove 115 kV Line (72 months) | 125 | 226 | N/A | N/A | N/A | Wind | Actual | Default | PGE | None | No | 2032
Bellota-Weber 230kV line | Greater Bay Area, North of Greater Bay Area and Fresno | On-Peak | 2382 | 460 | Subacco (120 months) | 400 | 2382 | N/A | N/A | N/A | Wind | Actual | Default | PGE | None | No | 2035
Rio Oso-Brighton 230kV line |  | On-Peak | 423 | 574 |  |  | 423 | N/A | N/A | N/A | Wind | Actual | Default | PGE | None | No | 2035
Rio Oso-Lockeford 230kV line |  | On-Peak | 935 | 485 |  |  | 935 | N/A | N/A | N/A | Wind | Actual | Default | PGE | None | No | 2035
Humboldt Offshore Wind constraint | North of Greater Bay Area | On-Peak | 0 | 2000 | New Offshore Transmission Line (120 months) | 2300 | 0 | 2000 | Same as ADNU | 2300 | Wind | Actual | Actual | PGE | Yes | No | 2034 | 2034
PG&E Greater Bay Interconnection Area Constraints
Dumbarton-Newark 115 kV line | Greater Bay Area and North of Greater Bay Area | On-Peak | 1270 | 978 | Approved New Collinsville 500/230 kV Substation Project (2028) | N/A | 1270 | N/A | N/A | N/A | Wind | Actual | Default | PGE | None | Yes | 2028
Eastshore-San Mateo 230 kV line |  | On-Peak | 2349 | 548 |  |  | 2349 | N/A | N/A | N/A | Wind | Actual | Default | PGE | None | Yes | 2028
Lakeville-Ignacio 230 kV line |  | On-Peak | 517 | 861 |  |  | 517 | N/A | N/A | N/A | Wind | Actual | Default | PGE | None | Yes | 2028
Sobrante-Moraga 230 kV line |  | On-Peak | 3944 | 653 |  |  | 3944 | N/A | N/A | N/A | Wind | Actual | Default | PGE | None | Yes | 2028
Windmaster-Delta pumps 230 kV line | Greater Bay Area and North of Greater Bay Area | On-Peak | 710 | 6034 | Contra Costa to Tesla and Newark 230 kV lines and Birds Landing series reactors( Bay Area ADNU) (86 months) | 417.332 | 710 | N/A | N/A | N/A | Wind | Actual | Default | PGE | None | No | 2032
Contra Costa- Windmaster 230 kV line |  | On-Peak | 1233 | 5601 |  |  | 1233 | N/A | N/A | N/A | Wind | Actual | Default | PGE | None | No | 2032
Tesla-Tracy-Pump 230 kV line #2 |  | On-Peak | 4776 | 3521 |  |  | 4776 | N/A | N/A | N/A | Wind | Actual | Default | PGE | None | No | 2032
Contra Costa #1 115kV Line | Greater Bay Area | On-Peak | 29 | 131 | Contra Costa 115kV, 60kV reconductors and Bank Replacement (120 months) | 185 | 29 | N/A | N/A | N/A | Wind | Actual | Default | PGE | None | No | 2035
Kasson Jct-Heinz 115 kV line | Greater Bay Area, North of Greater Bay Area and Fresno | On-Peak | 91 | 1255 | Nikola (216 months) | 1700 | 91 | N/A | N/A | N/A | Wind | Actual | Default | PGE | None | No | 2043
Newark-Newark Distribution 115 kV line |  | On-Peak | 3822 | 831 |  |  | 3822 | N/A | N/A | N/A | Wind | Actual | Default | PGE | None | No | 2043
Tesla-Bellota 230 kV line |  | On-Peak | 4065 | 300 |  |  | 4065 | N/A | N/A | N/A | Wind | Actual | Default | PGE | None | No | 2043
Eight Mile-Tesla 230 kV line |  | On-Peak | 3738 | 163 |  |  | 3738 | N/A | N/A | N/A | Wind | Actual | Default | PGE | None | No | 2043
Grant - Eastshore #2 line 115 kV | Greater Bay Area | On-Peak | 961 | 290 | Reconductor 1869-Eastshore #1 and #2 115 kV lines (84 months) | 125 | 961 | N/A | N/A | N/A | Wind | Actual | Default | PGE | None | No | 2032
Salado-Crow Creek Sw Sta 60 kV line | Greater Bay Area | On-Peak | 76 | 74 | Reconductor Salado 115kV and 60kV Area (144 months) | 400 | 76 | N/A | N/A | N/A | Wind | Actual | Default | PGE | None | No | 2037
Tesla-Salado 115 kV line |  | On-Peak | 1087 | 70 |  |  | 1087 | N/A | N/A | N/A | Wind | Actual | Default | PGE | None | No | 2037
Los Esteros-Silicon Valley 230 kV | Greater Bay Area | On-Peak | 605 | 348 | Approved San Jose Area HVDC Line (Newark - NRS) (2028) | N/A | 605 | N/A | N/A | N/A | Wind | Actual | Default | PGE | None | Yes | 2028
Los Esteros-Nortech 115 kV line |  | On-Peak | 639 | 160 |  |  | 639 | N/A | N/A | N/A | Wind | Actual | Default | PGE | None | Yes | 2028
Newark-Los Esteros 230 kV line |  | On-Peak | 4758 | 70 |  |  | 4758 | N/A | N/A | N/A | Wind | Actual | Default | PGE | None | Yes | 2028
Morganhill-Metcalf 115kV Line | Greater Bay Area | On-Peak | 314 | 712 | Metcalf-Morgan Hill 115kV reconductoring (144 months) | 380 | 314 | N/A | N/A | N/A | Wind | Actual | Default | PGE | None | No | 2037
Tesla-Tracy Pump 230 kV Line #1 | Greater Bay Area and North of Greater Bay Area | On-Peak | 4177 | 4344 | Re-conductor 1883 Sw Sta-Tracy Pmp (2.9 miles) (60 months) | 25 | 4177 | N/A | N/A | N/A | Wind | Actual | Default | PGE | None | No | 2030
Birds Landing-Contra Costa 230kV Line | Greater Bay Area and North of Greater Bay Area | On-Peak | 836 | 1766 | New double circuit line from Vaca-Contra Costa 230 kV (144 months) | 700 | 836 | N/A | N/A | N/A | Wind | Actual | Default | PGE | None | No | 2037
PG&E Kern Interconnection Area Constraints
Oceano-Calendar 115kV line | Kern, Los Padres | On-Peak, Off-Peak | 937 | 1418 | Morro Bay Looping (98 months) | 1008.032 | 174 | 230 | Same as ADNU | 1008.032 | Solar | Actual | Actual | PGE | Yes | No | 2033 | 2033
Midway-Q2005 230kV Line | Kern | On-Peak, Off-Peak | 1396 | 16891 | Re-conductor and reconfigure Gates-Arco-Midway 230 kV Lines (144 months) | 940 | 278 | 962 | Same as ADNU | 940 | Solar | Actual | Actual | PGE | Yes | No | 2037 | 2037
Smyrna -Q1984 115kV line | Kern | On-Peak, Off-Peak | 144 | 687 | Alpaugh-Semitropic Reconductor(96 months) | 220 | 132 | 632 | Same as ADNU | 220 | Solar | Actual | Actual | PGE | Yes | No | 2033 | 2033
Kern 230/115kV TB #4 | Kern | On-Peak | 1869 | 179 | Add New Kern 230/115kV Transformer Bank ( 54 months) | 30 | 1869 | N/A | N/A | N/A | Solar | Actual | Default | PGE | None | No | 2030
Maricopa-Copus 70 kV line | Kern | On-Peak, Off-Peak | 51 | 206 | Reconductor Kern-Old River 115 and 70 kV | 620 | 53 | 67.7 | Same as ADNU | 620 | Solar | Actual | Actual | PGE | Yes | No | 2036 | 2036
Midway-Taft 115 kV line | Kern | On-Peak | 263 | 9 |  |  | 263 | N/A |  |  | Solar | Actual | Default | PGE | Yes | No | 2036 | 2036
Kern-Tevis-Stockdale-Lamont 115kV line | Kern | On-Peak, Off-Peak | 109 | 367 | Reconductor Kern-Stockdale-Lamont 115 kV | 120 | 176.8 | 106.58 | Same as ADNU | 120 | Solar | Actual | Actual | PGE | Yes | No | 2032 | 2032
Midway 230/115kV TB #3 | Kern | On-Peak, Off-Peak | 1370 | 784 | Add new Midway 230/115 kV Transformer Bank | 150 | 1051 | 1477 | Same as ADNU | 150 | Solar | Actual | Actual | PGE | Yes | No | 2033 | 2033
Semitropic-Midway 115kV Line | Kern | On-Peak, Off-Peak | 255 | 637 | Reconducotr Semitropic-Midway-Kern 115 kV and 70 kV Lines | 760 | 240.9 | 475 | Same as ADNU | 760 | Solar | Actual | Actual | PGE | Yes | No | 2037 | 2037
Midway-Q2011 230 kV Line | Kern | On-Peak | 438 | 234 | Reconductor Midway-Q2011 230 kV Line | 100 | 438 | N/A | Same as ADNU | 100 | Solar | Actual | Default | PGE | Yes | No | 2031 | 2031
PG&E Fresno Interconnection Area Constraints
Gates 500/230kV TB #12 | Fresno, Kern | On-Peak, Off-Peak | 3213 | 14,825 | Gates Bank 500/230kV Bank #13 (48 months) | 35 | 3148 | 6843 | Same as ADNU | 35 | Solar | Actual | Actual | PGE | Yes | No | 2029 | 2029
Gates 500/230kV TB #11 | Fresno, Kern | On-Peak, Off-Peak | 3684 | 10038 |  | 35 | 3856 | 6343 |  | 35 | Solar | Actual | Actual | PGE | Yes | No | 2029 | 2029
Gates 230/70kV TB #5 | Fresno | On-Peak, Off-Peak | 272 | 47 | New Gates #6 230/70kV (96 months) | 110 | 356 | 390 | Same as ADNU | 110 | Solar | Actual | Actual | PGE | Yes | No | 2033 | 2033
Tranquility-Helm 230kV Line | Fresno | On-Peak, Off-Peak | 2229 | 2274 | Gregg 500kV (180 months) | 1500 | 1170 | 607 | Same as ADNU | 1500 | Solar | Actual | Actual | PGE | Yes | No | 2040 | 2040
Dairyland-Chowchilla 115kV Line | Fresno | On-Peak, Off-Peak | 2865 | 1211 | Mendota 230 kV Conversion (120 months) | 250 | 128 | 122 | Same as ADNU | 250 | Solar | Actual | Actual | PGE | Yes | No | 2035 | 2035
Chowchilla-Le grand 115kV Line | Fresno | On-Peak, Off-Peak | 699 | 1211 | Le Grand 230 kV Station Conversion (180 months) | 550 | 908 | 546 | Same as ADNU | 550 | Solar | Actual | Actual | PGE | Yes | No | 2040 | 2040
Panoche-Los Banos 230kV line #2 | Fresno | On-Peak, Off-Peak | 631 | 6367 | Approved New Manning 500/230 kV Substation Project (2028) | N/A | 3478 | 3139 |  |  | Solar | Actual | Actual | PGE | Yes | Yes | 2028 | 2028
Dos Amigos-Los Banos 230kV line | Fresno | On-Peak | 631 | 6367 |  |  | 631 | N/A |  |  | Solar | Actual | Default | PGE | None | Yes | 2028
Los Banos 500/230kV TB | Fresno | On-Peak, Off-Peak | 3930 | 4931 |  |  | 206 | 402 |  |  | Solar | Actual | Actual | PGE | Yes | Yes | 2028 | 2028
Schindler 115/70kV TB #1 | Fresno | On-Peak, Off-Peak | 398.5 | 3160 | Manning 115 kV Addition (120 months) | 370 | 490.5 | 87 | Same as ADNU | 370 | Solar | Actual | Actual | PGE | Yes | No | 2035 | 2035
Panoche- Mendota 115 kV line | Fresno | On-Peak, Off-Peak | 1798 | 2019 |  |  | 7 | 302 |  |  | Solar | Actual | Actual | PGE | Yes | No | 2035 | 2035
Coalinga #1-Coalinga #2 70 kV line | Fresno | On-Peak, Off-Peak | 1660 | 878 |  |  | 175 | 5 |  |  | Solar | Actual | Actual | PGE | Yes | No | 2035 | 2035
Panoche-Oro Loma 115kV Line | Fresno | On-Peak | 3661 | 588 | Reconductor Oro Loma-Panoche 115 kV Lines ( months) | 154 | 3661 | N/A | N/A | N/A | Solar | Actual | Default | PGE | None | No | 2032
Borden-Storey #1 230kV line | Fresno | On-Peak, Off-Peak | 698.5 | 2648 | Approved project: Reconductor Borden-Storey 230 kV 1 and 2 Line | N/A | 1811 | 2047 | Approved project: Reconductor Borden-Storey 230 kV 1 and 2 Line | N/A | Solar | Actual | Actual | PGE | Yes | Yes | 2032 | 2032
|  |  |  | 1247 | Reconductor Wilson-Storey 230 kV Lines (86 months) | 50 |  | N/A | [6 empty] | None | No | 2032 | 2032
Merced 115/70kV TB#2 | Fresno | On-Peak, Off-Peak | 247 | 358 | Replace Bank, and Reconductor Lines at Merced (144 months) | 125 | 100 | 291 | Same as ADNU | 125 | Solar | Actual | Actual | PGE | Yes | No | 2037 | 2037
Helm 230/70kV TB #1 | Fresno | On-Peak, Off-Peak | 4 | 60 | Helm 230/70 kV Transformer Bank replacement | 135 | 0 | 226 | Same as ADNU | 135 | Solar | Actual | Actual | PGE | Yes | No | 2031 | 2031
Oro Loma-El Nido 115kV Line | Fresno | On-Peak, Off-Peak | 1410 | 3192 | Oro-loma- El nido-Wilson Reconductor (120 months) | 330 | 243 | 65 | Same as ADNU | 330 | Solar | Actual | Actual | PGE | Yes | No | 2035 | 2035
Diablo–Gates 500 kV line | Kern, Fresno | On-Peak, Off-Peak | 5203 | 4125 | New Diablo-Midway #4 500 kV Line (98 months) | 830 | 5203 | 4125 | Same as ADNU | 830 | Solar | Actual | Actual | PGE | Yes | No | 2033 | 2033
Mustang-Henrietta 230 kV line | Fresno | On-Peak | 10302 | 2479 |  |  | 10302 | N/A |  |  | Solar | Actual | Default | PGE | Yes | No | 2033 | 2033
Gates-Panoche 230 kV #1 and #2 Lines | Fresno | On-Peak | 7440 | 8379 | Reconductor Gates-Panoche #1 and #2 230 kV Lines (86 months) | 214.062 | 7440 | N/A | N/A | N/A | Solar | Actual | Default | PGE | None | No | 2032
Moss Landing-Las Aguilas 230 kV Line | Fresno, Bay Area | Off-peak | 2276 | N/A | N/A | N/A | 0 | 1760 | Reconductor Moss Landing-Las Aguilas 230 kV Line ( 98 months) | 40.2 | Solar | Default | Actual | PGE | No | No |  | 2033
Jacksson-WaukenaCorcoran 115kV line | Fresno | Off-peak | 85 | N/A | N/A | N/A | 28 | 66 | Reconductor Jacksson-WaukenaCorcoran 115kV line ( 120 months) | 150 | Solar | Default | Actual | PGE | No | No |  | 2035
These capabilities were increased by CPUC staff to offset baseline resources that CAISO staff identified as not contributed to cosntraint exceedance calculations even though mapped to a constriant substation.
* Capability estimate reflects the amount of resources studied in the corresponding deliverability case as binding constraints are not identified. Default off-peak capability set to on-peak capability if studied off-peak amount is less than on-peak capability. Default EODS estimates are (can be) adjusted upwards to match the FCDS capability estimate to prevent default EODS estimates from unduly restricting the amount of FCDS resources that can be selected
** The transmission capability estimates are based on the resource-type specific output assumptions that are used in deliverbility studies rather than the resources’ installed capacity. The values can be translated into any combination of resource types by applying the currently applicable deliverability study resource output factor.
***The transmission capability estimates are over and above the resource amounts that were online as at January 1, 2022 . The CPUC will need to adjust the estimates to account for resources that came online since then. Retirements of Diablo Canyon and OTC generating units are accounted for in the estimates assuming the replacements are at the same or similar location
Due to timing, the 6/28/2023 version of this transmission capability information did not account for the policy driven tx upgrades that were approved in the 2022-2023 TPP. Normally, the impact of the approved projects would be assessed as part of the subsequent generation interconnection study.. However, due to the CPUC's immediate need for the updated transmission capability information, the ISO has used a more simplified approach to estimate the incremental capacity due to the approved projects. In this approach, the incremental capacity is generally calculated as the amount of resources in the 2023-24 TPP Base Portfolio (which is simar to the 2022-23 TPP sensitivity portfolio) behind the constraint that are expected to be deliverable with the approved upgrades minus the existing TPD that was derived from QC14-PhI study results and included in the previous version of the estimates. Portfolio energy storage was excluded in the calculation of off-peak incremental capacity. Changes from the previous version made to account for the impact of approved projects are shaded in gold.

## CAISO_Output_Factors
Summary of output factors from the CAISO's 2023 Transmission Capability Estimates White Paper for use in the transmission constraint calculations.
FCDS Output Factors used in FCDS capability estimates
FCDS output table | [6 empty] | FCDS Output Factors
Resource Type | HSN | HSN | HSN | SSN | SSN | SSN | Resource type | HSN |  |  | SSN
| SDGE | SCE | PGE | SDGE | SCE | PGE |  | SDG&E | SCE | PG&E | SDG&E | SCE | PG&E
Solar | 0.03 | 0.106 | 0.1 | 0.402 | 0.427 | 0.556 | Solar | 3.00% | 10.60% | 10.00% | 40.20% | 42.70% | 55.60%
Distributed Solar | 0.03 | 0.106 | 0.1 | 0.402 | 0.427 | 0.556 | Wind | 33.70% | 55.70% | 66.50% | 11.20% | 20.80% | 16.30%
Wind | 0.337 | 0.557 | 0.665 | 0.112 | 0.208 | 0.163 | Non-Intermittent resources | 100%
Biomass | 1 | 1 | 1 | 1 | 1 | 1 | Energy storage | 100% if duration is ≥ 4-hour or ISC*(duration/4) if duration is < 4-hour |  |  | 50% if duration is ≥ 4-hour or ISC*(duration/4) if duration is < 4-hour
Geothermal | 1 | 1 | 1 | 1 | 1 | 1 | Hybrid | The lesser of 100% of combined ISC or (100% of 4-hour storage capacity plus study amount of paired resource)/ISC
Battery_4hr | 1 | 1 | 1 | 0.5 | 0.5 | 0.5 | New Mexico Wind | 67% |  |  | 35%
Battery_8hr | 1 | 1 | 1 | 0.5 | 0.5 | 0.5 | Wyoming/Idaho Wind | 67% |  |  | 35%
LDES | 1 | 1 | 1 | 0.5 | 0.5 | 0.5 | Diablo OSW | 100% |  |  | 37% |  |  | Changed to 83% HSN, 45% SSN per CAISO updates
OOS Wind | 0.67 | 0.67 | 0.67 | 0.35 | 0.35 | 0.35 | Morro Bay OSW | 100% |  |  | 49%
Offshore Wind | 0 | 0 | 0.83 | 0 | 0 | 0.45 | Humboldt Bay OSW | 100% |  |  | 53%
EODS output table | [6 empty] | Resource output factors used in EODS capability estimates
Resource type | Wind | Wind | Wind | Solar | Solar | Solar | Resource type | Wind Area |  |  | Solar Area
| SDGE | SCE | PGE | SDGE | SCE | PGE |  | SDG&E | SCE | PG&E | SDG&E | SCE | PG&E
Solar | 0.68 | 0.68 | 0.68 | 0.79 | 0.77 | 0.79 | Solar | 68% |  |  | 79% | 77% | 79%
Distributed Solar | 0.68 | 0.68 | 0.68 | 0.79 | 0.77 | 0.79 | Wind | 69% | 64% | 63% | 44%
Wind | 0.69 | 0.64 | 0.63 | 0.44 | 0.44 | 0.44 | Hydro | 30%
Biomass | 0 | 0 | 0 | 0 | 0 | 0 | Offshore Wind | 100%
Geothermal | 1 | 1 | 1 | 1 | 1 | 1 | New Mexico Wind | 67%
Battery_4hr | -1 | -1 | -1 | -1 | -1 | -1 | Wyoming/Idaho Wind | 67%
Battery_8hr | -1 | -1 | -1 | -1 | -1 | -1 | Thermal | 0%5
PSH | -1 | -1 | -1 | -1 | -1 | -1 | Energy storage | 100% in charging mode if duration is ≥ 4-hour or 4-hour equivalent if duration is less than 4-hour6
OOS Wind | 0.67 | 0.67 | 0.67 | 0.67 | 0.67 | 0.67 | 5 Thermal resources are initially dispatched at 15% in off-peak deliverability assessments but can be reduced to 0% to mitigate constraints
Offshore Wind | 1 | 1 | 1 | 1 | 1 | 1 | 6 Energy storage is initially initially swiched off in off-peak deliverability assessments but can be dispatched incharging mode at 100% of its capacity if duration is ≥ 4-hour or 4-hour equivalent capacity if duration is less than 4-hour to mitigate constraints.
Ouput Factor Tables taken the CAISO 2023 Transmission Capability Estimates White Paper issued July 05, 2023.

## Tx_Baseline_Reconcile
Summary by substation and resource type of baseline resources that are not yet online or have online dates after 1/1/2022 so they are not included in the Transmission White Paper Baseline. These resources need to be added to the transmission constraint utilization calculations to ensure the availability of transmission capability is accurately captured. This tab also has a summary of baseline resources with online dates after 8/31/23, which need to be captured in the land-use and environmental analysis and a summary of in-development resources not in the baseline that CAISO staff have identified as not needing to be include in transmission calculations. These specific in-development resources are subtracted from the calculations.
IRP-ERM baseline resources online after 1/1/2022, or contracted by NJ-POU so not included in Tx constraints baseline or in portfolio
|  |  | IRP-ERM baseline resources online after 1/1/2022, or contracted by NJ-POU so not included in Tx constraints baseline or in portfolio | [14 empty] | Online After 8/31/2023 |  |  | To include in Land-use/Env Criteria Analysis | [11 empty] | In-Development, Contracted, or Online and not in baseline to exclude from Tx calculations
|  |  | Geothermal | Biomass | Wind | Wind | OOS Wind | OOS Wind | Offshore Wind | Offshore Wind | Distributed Solar | Solar | Solar | Battery_4hr | Battery_8hr | LDES | Has Baseline Res | Geothermal | Biomass | Wind | Wind | OOS Wind | OOS Wind | Offshore Wind | Offshore Wind | Distributed Solar | Solar | Solar | Battery_4hr | Battery_8hr | LDES | Has Baseline Res | Geothermal | Biomass | Wind | Wind | OOS Wind | OOS Wind | Offshore Wind | Offshore Wind | Distributed Solar | Solar | Solar | Battery_4hr | Battery_8hr | LDES
CAISO Study Area | Substation | Voltage | FCDS | FCDS | FCDS | EODS | FCDS | EODS | FCDS | EODS | FCDS | FCDS | EODS | FCDS | FCDS | FCDS |  | FCDS | FCDS | FCDS | EODS | FCDS | EODS | FCDS | EODS | FCDS | FCDS | EODS | FCDS | FCDS | FCDS |  | FCDS | FCDS | FCDS | EODS | FCDS | EODS | FCDS | EODS | FCDS | FCDS | EODS | FCDS | FCDS | FCDS
PG&E Kern Study Area | 7th Standard | 115 | 0 | 0 | 0 | 0 |  |  |  |  | 0 | 0 | 0 | 0 | 0 | 0 | 0 | 0 | 0 | 0 | 0 |  |  |  |  | 0 | 0 | 0 | 0 | 0 | 0 | 0 | 0 | 0 | 0 | 0 |  |  |  |  | 0 | 0 | 0 | 0 | 0 | 0
SCE Metro Study Area | Alamitos | 230 | 0 | 0 | 0 | 0 |  |  |  |  | 0 | 0 | 0 | 0 | 0 | 0 | 0 | 0 | 0 | 0 | 0 |  |  |  |  | 0 | 0 | 0 | 0 | 0 | 0 | 0 | 0 | 0 | 0 | 0 |  |  |  |  | 0 | 0 | 0 | 0 | 0 | 0
SCE Eastern Study Area | Alberhill | 500 | 0 | 0 | 0 | 0 |  |  |  |  | 0 | 0 | 0 | 0 | 0 | 0 | 0 | 0 | 0 | 0 | 0 |  |  |  |  | 0 | 0 | 0 | 0 | 0 | 0 | 0 | 0 | 0 | 0 | 0 |  |  |  |  | 0 | 0 | 0 | 0 | 0 | 0
PG&E Kern Study Area | Alpaugh | 115 | 0 | 0 | 0 | 0 |  |  |  |  | 0 | 0 | 0 | 0 | 0 | 0 | 0 | 0 | 0 | 0 | 0 |  |  |  |  | 0 | 0 | 0 | 0 | 0 | 0 | 0 | 0 | 0 | 0 | 0 |  |  |  |  | 0 | 0 | 0 | 0 | 0 | 0
SDG&E Study Area | Alpine | 69 | 0 | 0 | 0 | 0 |  |  |  |  | 0 | 0 | 0 | 0 | 0 | 0 | 0 | 0 | 0 | 0 | 0 |  |  |  |  | 0 | 0 | 0 | 0 | 0 | 0 | 0 | 0 | 0 | 0 | 0 |  |  |  |  | 0 | 0 | 0 | 0 | 0 | 0
PG&E Greater Bay Study Area | Altamont Midway (Sandhill) | 230 | 0 | 0 | 0 | 0 |  |  |  |  | 0 | 0 | 0 | 0 | 0 | 0 | 0 | 0 | 0 | 0 | 0 |  |  |  |  | 0 | 0 | 0 | 0 | 0 | 0 | 0 | 0 | 0 | 0 | 0 |  |  |  |  | 0 | 0 | 0 | 0 | 0 | 0
SCE Northern Area | Antelope | 500 | 0 | 0 | 0 | 0 |  |  |  |  | 0 | 0 | 0 | 0 | 0 | 0 | 0 | 0 | 0 | 0 | 0 |  |  |  |  | 0 | 0 | 0 | 0 | 0 | 0 | 0 | 0 | 0 | 0 | 0 |  |  |  |  | 0 | 0 | 0 | 0 | 0 | 0
SCE Northern Area | Antelope | 230 | 0 | 0 | 0 | 0 |  |  |  |  | 14.5 | 142 | 0 | 307 | 0 | 0 | 1 | 0 | 0 | 0 | 0 |  |  |  |  | 0 | 125 | 0 | 80 | 0 | 0 | 1 | 0 | 0 | 0 | 0 |  |  |  |  | 0 | 0 | 0 | 0 | 0 | 0
PG&E Kern Study Area | Arco | 230 | 0 | 0 | 0 | 0 |  |  |  |  | 0 | 119.9 | 5 | 63 | 0 | 0 | 1 | 0 | 0 | 0 | 0 |  |  |  |  | 0 | 119.9 | 5 | 63 | 0 | 0 | 1 | 0 | 0 | 0 | 0 |  |  |  |  | 0 | 0 | 0 | 0 | 0 | 0
SCE Metro Study Area | ArcoGen | 230 | 0 | 0 | 0 | 0 |  |  |  |  | 0 | 0 | 0 | 0 | 0 | 0 | 0 | 0 | 0 | 0 | 0 |  |  |  |  | 0 | 0 | 0 | 0 | 0 | 0 | 0 | 0 | 0 | 0 | 0 |  |  |  |  | 0 | 0 | 0 | 0 | 0 | 0
SDG&E Study Area | Artesian | 230 | 0 | 0 | 0 | 0 |  |  |  |  | 0 | 0 | 0 | 0 | 0 | 0 | 0 | 0 | 0 | 0 | 0 |  |  |  |  | 0 | 0 | 0 | 0 | 0 | 0 | 0 | 0 | 0 | 0 | 0 |  |  |  |  | 0 | 0 | 0 | 0 | 0 | 0
PG&E Fresno Study Area | Ashlan | 230 | 0 | 0 | 0 | 0 |  |  |  |  | 0 | 0 | 0 | 0 | 0 | 0 | 0 | 0 | 0 | 0 | 0 |  |  |  |  | 0 | 0 | 0 | 0 | 0 | 0 | 0 | 0 | 0 | 0 | 0 |  |  |  |  | 0 | 0 | 0 | 0 | 0 | 0
PG&E North of Greater Bay Study Area | Atlantic | 230 | 0 | 0 | 0 | 0 |  |  |  |  | 0 | 0 | 0 | 0 | 0 | 0 | 0 | 0 | 0 | 0 | 0 |  |  |  |  | 0 | 0 | 0 | 0 | 0 | 0 | 0 | 0 | 0 | 0 | 0 |  |  |  |  | 0 | 0 | 0 | 0 | 0 | 0
PG&E North of Greater Bay Study Area | Atlantic | 115 | 0 | 0 | 0 | 0 |  |  |  |  | 0 | 0 | 0 | 0 | 0 | 0 | 0 | 0 | 0 | 0 | 0 |  |  |  |  | 0 | 0 | 0 | 0 | 0 | 0 | 0 | 0 | 0 | 0 | 0 |  |  |  |  | 0 | 0 | 0 | 0 | 0 | 0
PG&E Greater Bay Study Area | Avena | 115 | 0 | 0 | 0 | 0 |  |  |  |  | 0 | 0 | 0 | 0 | 0 | 0 | 0 | 0 | 0 | 0 | 0 |  |  |  |  | 0 | 0 | 0 | 0 | 0 | 0 | 0 | 0 | 0 | 0 | 0 |  |  |  |  | 0 | 0 | 0 | 0 | 0 | 0
SDG&E Study Area | Avocado | 69 | 0 | 0 | 0 | 0 |  |  |  |  | 0 | 0 | 0 | 40 | 0 | 0 | 1 | 0 | 0 | 0 | 0 |  |  |  |  | 0 | 0 | 0 | 0 | 0 | 0 | 0 | 0 | 0 | 0 | 0 |  |  |  |  | 0 | 0 | 0 | 0 | 0 | 0
PG&E North of Greater Bay Study Area | Bahia | 230 | 0 | 0 | 0 | 0 |  |  |  |  | 0 | 0 | 0 | 0 | 0 | 0 | 0 | 0 | 0 | 0 | 0 |  |  |  |  | 0 | 0 | 0 | 0 | 0 | 0 | 0 | 0 | 0 | 0 | 0 |  |  |  |  | 0 | 0 | 0 | 0 | 0 | 0
SCE Northern Area | Bailey | 230 | 0 | 0 | 0 | 0 |  |  |  |  | 0 | 0 | 0 | 0 | 0 | 0 | 0 | 0 | 0 | 0 | 0 |  |  |  |  | 0 | 0 | 0 | 0 | 0 | 0 | 0 | 0 | 0 | 0 | 0 |  |  |  |  | 0 | 0 | 0 | 0 | 0 | 0
PG&E Kern Study Area | Bakersfield | 230 | 0 | 0 | 0 | 0 |  |  |  |  | 0 | 0 | 0 | 0 | 0 | 0 | 0 | 0 | 0 | 0 | 0 |  |  |  |  | 0 | 0 | 0 | 0 | 0 | 0 | 0 | 0 | 0 | 0 | 0 |  |  |  |  | 0 | 0 | 0 | 0 | 0 | 0
PG&E Fresno Study Area | Balch 2 | 230 | 0 | 0 | 0 | 0 |  |  |  |  | 0 | 0 | 0 | 0 | 0 | 0 | 0 | 0 | 0 | 0 | 0 |  |  |  |  | 0 | 0 | 0 | 0 | 0 | 0 | 0 | 0 | 0 | 0 | 0 |  |  |  |  | 0 | 0 | 0 | 0 | 0 | 0
SCE Metro Study Area | Barre | 230 | 0 | 0 | 0 | 0 |  |  |  |  | 0 | 0 | 0 | 79 | 0 | 0 | 1 | 0 | 0 | 0 | 0 |  |  |  |  | 0 | 0 | 0 | 0 | 0 | 0 | 0 | 0 | 0 | 0 | 0 |  |  |  |  | 0 | 0 | 0 | 0 | 0 | 0
SDG&E Study Area | Bay Boulevard | 230 | 0 | 0 | 0 | 0 |  |  |  |  | 0 | 0 | 0 | 0 | 0 | 0 | 0 | 0 | 0 | 0 | 0 |  |  |  |  | 0 | 0 | 0 | 0 | 0 | 0 | 0 | 0 | 0 | 0 | 0 |  |  |  |  | 0 | 0 | 0 | 0 | 0 | 0
East of Pisgah Study Area | Beatty | 138 | 0 | 0 | 0 | 0 |  |  |  |  | 0 | 0 | 0 | 0 | 0 | 0 | 0 | 0 | 0 | 0 | 0 |  |  |  |  | 0 | 0 | 0 | 0 | 0 | 0 | 0 | 0 | 0 | 0 | 0 |  |  |  |  | 0 | 0 | 0 | 0 | 0 | 0
PG&E Greater Bay Study Area | Belden | 230 | 0 | 0 | 0 | 0 |  |  |  |  | 0 | 0 | 0 | 0 | 0 | 0 | 0 | 0 | 0 | 0 | 0 |  |  |  |  | 0 | 0 | 0 | 0 | 0 | 0 | 0 | 0 | 0 | 0 | 0 |  |  |  |  | 0 | 0 | 0 | 0 | 0 | 0
PG&E North of Greater Bay Study Area | Bellevue | 115 | 0 | 0 | 0 | 0 |  |  |  |  | 0 | 0 | 0 | 0 | 0 | 0 | 0 | 0 | 0 | 0 | 0 |  |  |  |  | 0 | 0 | 0 | 0 | 0 | 0 | 0 | 0 | 0 | 0 | 0 |  |  |  |  | 0 | 0 | 0 | 0 | 0 | 0
PG&E North of Greater Bay Study Area | Bellota | 230 | 0 | 0 | 0 | 0 |  |  |  |  | 0 | 0 | 0 | 0 | 0 | 0 | 0 | 0 | 0 | 0 | 0 |  |  |  |  | 0 | 0 | 0 | 0 | 0 | 0 | 0 | 0 | 0 | 0 | 0 |  |  |  |  | 0 | 0 | 0 | 0 | 0 | 0
PG&E North of Greater Bay Study Area | Bellota | 115 | 0 | 2.8 | 0 | 0 |  |  |  |  | 0 | 0 | 0 | 132 | 0 | 0 | 1 | 0 | 2.8 | 0 | 0 |  |  |  |  | 0 | 0 | 0 | 132 | 0 | 0 | 1 | 0 | 0 | 0 | 0 |  |  |  |  | 0 | 0 | 0 | 0 | 0 | 0
SCE Northern Area | Big Creek | 230 | 0 | 0 | 0 | 0 |  |  |  |  | 0 | 0 | 0 | 0 | 0 | 0 | 0 | 0 | 0 | 0 | 0 |  |  |  |  | 0 | 0 | 0 | 0 | 0 | 0 | 0 | 0 | 0 | 0 | 0 |  |  |  |  | 0 | 0 | 0 | 0 | 0 | 0
PG&E North of Greater Bay Study Area | Birds Landing | 230 | 0 | 0 | 90 | 0 |  |  |  |  | 0 | 0 | 0 | 0 | 0 | 0 | 1 | 0 | 0 | 90 | 0 |  |  |  |  | 0 | 0 | 0 | 0 | 0 | 0 | 1 | 0 | 0 | 0 | 0 |  |  |  |  | 0 | 0 | 0 | 0 | 0 | 0
SCE Eastern Study Area | BlytheSC 161 kV | 161 | 0 | 0 | 0 | 0 |  |  |  |  | 0 | 0 | 0 | 0 | 0 | 0 | 0 | 0 | 0 | 0 | 0 |  |  |  |  | 0 | 0 | 0 | 0 | 0 | 0 | 0 | 0 | 0 | 0 | 0 |  |  |  |  | 0 | 0 | 0 | 0 | 0 | 0
PG&E North of Greater Bay Study Area | Bogue | 115 | 0 | 0 | 0 | 0 |  |  |  |  | 0 | 0 | 0 | 0 | 0 | 0 | 0 | 0 | 0 | 0 | 0 |  |  |  |  | 0 | 0 | 0 | 0 | 0 | 0 | 0 | 0 | 0 | 0 | 0 |  |  |  |  | 0 | 0 | 0 | 0 | 0 | 0
East of Pisgah Study Area | Bond Tap | 138 | 0 | 0 | 0 | 0 |  |  |  |  | 0 | 0 | 0 | 0 | 0 | 0 | 0 | 0 | 0 | 0 | 0 |  |  |  |  | 0 | 0 | 0 | 0 | 0 | 0 | 0 | 0 | 0 | 0 | 0 |  |  |  |  | 0 | 0 | 0 | 0 | 0 | 0
PG&E Fresno Study Area | Borden | 230 | 0 | 0 | 0 | 0 |  |  |  |  | 0 | 0 | 0 | 0 | 0 | 0 | 0 | 0 | 0 | 0 | 0 |  |  |  |  | 0 | 0 | 0 | 0 | 0 | 0 | 0 | 0 | 0 | 0 | 0 |  |  |  |  | 0 | 0 | 0 | 0 | 0 | 0
PG&E North of Greater Bay Study Area | Bottle Rock | 230 | 0 | 0 | 0 | 0 |  |  |  |  | 0 | 0 | 0 | 0 | 0 | 0 | 0 | 0 | 0 | 0 | 0 |  |  |  |  | 0 | 0 | 0 | 0 | 0 | 0 | 0 | 0 | 0 | 0 | 0 |  |  |  |  | 0 | 0 | 0 | 0 | 0 | 0
PG&E Greater Bay Study Area | Brentwood | 230 | 0 | 0 | 0 | 0 |  |  |  |  | 0 | 0 | 0 | 0 | 0 | 0 | 0 | 0 | 0 | 0 | 0 |  |  |  |  | 0 | 0 | 0 | 0 | 0 | 0 | 0 | 0 | 0 | 0 | 0 |  |  |  |  | 0 | 0 | 0 | 0 | 0 | 0
PG&E North of Greater Bay Study Area | Brighton | 230 | 0 | 0 | 0 | 0 |  |  |  |  | 0 | 0 | 0 | 0 | 0 | 0 | 0 | 0 | 0 | 0 | 0 |  |  |  |  | 0 | 0 | 0 | 0 | 0 | 0 | 0 | 0 | 0 | 0 | 0 |  |  |  |  | 0 | 0 | 0 | 0 | 0 | 0
PG&E North of Greater Bay Study Area | Brunswick | 115 | 0 | 0 | 0 | 0 |  |  |  |  | 0 | 0 | 0 | 0 | 0 | 0 | 0 | 0 | 0 | 0 | 0 |  |  |  |  | 0 | 0 | 0 | 0 | 0 | 0 | 0 | 0 | 0 | 0 | 0 |  |  |  |  | 0 | 0 | 0 | 0 | 0 | 0
PG&E Kern Study Area | Buena Vista PP | 230 | 0 | 0 | 0 | 0 |  |  |  |  | 0 | 0 | 0 | 0 | 0 | 0 | 0 | 0 | 0 | 0 | 0 |  |  |  |  | 0 | 0 | 0 | 0 | 0 | 0 | 0 | 0 | 0 | 0 | 0 |  |  |  |  | 0 | 0 | 0 | 0 | 0 | 0
PG&E Kern Study Area | Cabrillo | 115 | 0 | 0 | 91.2 | 0 |  |  |  |  | 0 | 0 | 0 | 0 | 0 | 0 | 1 | 0 | 0 | 91.2 | 0 |  |  |  |  | 0 | 0 | 0 | 0 | 0 | 0 | 1 | 0 | 0 | 0 | 0 |  |  |  |  | 0 | 0 | 0 | 0 | 0 | 0
PG&E Fresno Study Area | Cal Flats | 230 | 0 | 0 | 0 | 0 |  |  |  |  | 0 | 0 | 0 | 0 | 0 | 0 | 0 | 0 | 0 | 0 | 0 |  |  |  |  | 0 | 0 | 0 | 0 | 0 | 0 | 0 | 0 | 0 | 0 | 0 |  |  |  |  | 0 | 0 | 0 | 0 | 0 | 0
PG&E Kern Study Area | Cal Water | 115 | 0 | 0 | 0 | 0 |  |  |  |  | 0 | 0 | 0 | 0 | 0 | 0 | 0 | 0 | 0 | 0 | 0 |  |  |  |  | 0 | 0 | 0 | 0 | 0 | 0 | 0 | 0 | 0 | 0 | 0 |  |  |  |  | 0 | 0 | 0 | 0 | 0 | 0
SCE North of Lugo Study Area | Calcite | 230 | 0 | 0 | 0 | 0 |  |  |  |  | 0 | 0 | 0 | 0 | 0 | 0 | 0 | 0 | 0 | 0 | 0 |  |  |  |  | 0 | 0 | 0 | 0 | 0 | 0 | 0 | 0 | 0 | 0 | 0 |  |  |  |  | 0 | 0 | 0 | 0 | 0 | 0
PG&E Kern Study Area | Caliente | 230 | 0 | 0 | 0 | 0 |  |  |  |  | 0 | 0 | 0 | 0 | 0 | 0 | 0 | 0 | 0 | 0 | 0 |  |  |  |  | 0 | 0 | 0 | 0 | 0 | 0 | 0 | 0 | 0 | 0 | 0 |  |  |  |  | 0 | 0 | 0 | 0 | 0 | 0
PG&E Kern Study Area | Callender SS | 115 | 0 | 0 | 0 | 0 |  |  |  |  | 0 | 0 | 0 | 0 | 0 | 0 | 0 | 0 | 0 | 0 | 0 |  |  |  |  | 0 | 0 | 0 | 0 | 0 | 0 | 0 | 0 | 0 | 0 | 0 |  |  |  |  | 0 | 0 | 0 | 0 | 0 | 0
PG&E North of Greater Bay Study Area | Calpella | 115 | 0 | 0 | 0 | 0 |  |  |  |  | 0 | 0 | 0 | 0 | 0 | 0 | 0 | 0 | 0 | 0 | 0 |  |  |  |  | 0 | 0 | 0 | 0 | 0 | 0 | 0 | 0 | 0 | 0 | 0 |  |  |  |  | 0 | 0 | 0 | 0 | 0 | 0
PG&E Greater Bay Study Area | Camanche | 230 | 0 | 0 | 0 | 0 |  |  |  |  | 0 | 0 | 0 | 0 | 0 | 0 | 0 | 0 | 0 | 0 | 0 |  |  |  |  | 0 | 0 | 0 | 0 | 0 | 0 | 0 | 0 | 0 | 0 | 0 |  |  |  |  | 0 | 0 | 0 | 0 | 0 | 0
PG&E Fresno Study Area | Cantua | 115 | 0 | 0 | 0 | 0 |  |  |  |  | 0 | 0 | 0 | 0 | 0 | 0 | 0 | 0 | 0 | 0 | 0 |  |  |  |  | 0 | 0 | 0 | 0 | 0 | 0 | 0 | 0 | 0 | 0 | 0 |  |  |  |  | 0 | 0 | 0 | 0 | 0 | 0
SDG&E Study Area | Capistrano | 230 | 0 | 0 | 0 | 0 |  |  |  |  | 0 | 0 | 0 | 0 | 0 | 0 | 0 | 0 | 0 | 0 | 0 |  |  |  |  | 0 | 0 | 0 | 0 | 0 | 0 | 0 | 0 | 0 | 0 | 0 |  |  |  |  | 0 | 0 | 0 | 0 | 0 | 0
SDG&E Study Area | Capistrano | 138 | 0 | 0 | 0 | 0 |  |  |  |  | 0 | 0 | 0 | 0 | 0 | 0 | 0 | 0 | 0 | 0 | 0 |  |  |  |  | 0 | 0 | 0 | 0 | 0 | 0 | 0 | 0 | 0 | 0 | 0 |  |  |  |  | 0 | 0 | 0 | 0 | 0 | 0
PG&E North of Greater Bay Study Area | Carberry | 230 | 0 | 0 | 0 | 0 |  |  |  |  | 0 | 0 | 0 | 0 | 0 | 0 | 0 | 0 | 0 | 0 | 0 |  |  |  |  | 0 | 0 | 0 | 0 | 0 | 0 | 0 | 0 | 0 | 0 | 0 |  |  |  |  | 0 | 0 | 0 | 0 | 0 | 0
PG&E North of Greater Bay Study Area | Caribou | 230 | 0 | 0 | 0 | 0 |  |  |  |  | 0 | 0 | 0 | 0 | 0 | 0 | 0 | 0 | 0 | 0 | 0 |  |  |  |  | 0 | 0 | 0 | 0 | 0 | 0 | 0 | 0 | 0 | 0 | 0 |  |  |  |  | 0 | 0 | 0 | 0 | 0 | 0
PG&E North of Greater Bay Study Area | Carquinez | 115 | 0 | 0 | 0 | 0 |  |  |  |  | 0 | 0 | 0 | 0 | 0 | 0 | 0 | 0 | 0 | 0 | 0 |  |  |  |  | 0 | 0 | 0 | 0 | 0 | 0 | 0 | 0 | 0 | 0 | 0 |  |  |  |  | 0 | 0 | 0 | 0 | 0 | 0
PG&E Kern Study Area | Carrizo Plains | 115 | 0 | 0 | 0 | 0 |  |  |  |  | 0 | 0 | 0 | 0 | 0 | 0 | 0 | 0 | 0 | 0 | 0 |  |  |  |  | 0 | 0 | 0 | 0 | 0 | 0 | 0 | 0 | 0 | 0 | 0 |  |  |  |  | 0 | 0 | 0 | 0 | 0 | 0
PG&E Greater Bay Study Area | Castro Valley | 230 | 0 | 0 | 0 | 0 |  |  |  |  | 0 | 0 | 0 | 0 | 0 | 0 | 0 | 0 | 0 | 0 | 0 |  |  |  |  | 0 | 0 | 0 | 0 | 0 | 0 | 0 | 0 | 0 | 0 | 0 |  |  |  |  | 0 | 0 | 0 | 0 | 0 | 0
PG&E Greater Bay Study Area | Cayetano | 230 | 0 | 0 | 0 | 0 |  |  |  |  | 0 | 0 | 0 | 0 | 0 | 0 | 0 | 0 | 0 | 0 | 0 |  |  |  |  | 0 | 0 | 0 | 0 | 0 | 0 | 0 | 0 | 0 | 0 | 0 |  |  |  |  | 0 | 0 | 0 | 0 | 0 | 0
SCE Metro Study Area | Center | 230 | 0 | 0 | 0 | 0 |  |  |  |  | 0 | 0 | 0 | 0 | 0 | 0 | 0 | 0 | 0 | 0 | 0 |  |  |  |  | 0 | 0 | 0 | 0 | 0 | 0 | 0 | 0 | 0 | 0 | 0 |  |  |  |  | 0 | 0 | 0 | 0 | 0 | 0
PG&E Kern Study Area | Charca | 115 | 0 | 0 | 0 | 0 |  |  |  |  | 0 | 0 | 0 | 0 | 0 | 0 | 0 | 0 | 0 | 0 | 0 |  |  |  |  | 0 | 0 | 0 | 0 | 0 | 0 | 0 | 0 | 0 | 0 | 0 |  |  |  |  | 0 | 0 | 0 | 0 | 0 | 0
East of Pisgah Study Area | Charleston | 138 | 0 | 0 | 0 | 0 |  |  |  |  | 0 | 0 | 0 | 0 | 0 | 0 | 0 | 0 | 0 | 0 | 0 |  |  |  |  | 0 | 0 | 0 | 0 | 0 | 0 | 0 | 0 | 0 | 0 | 0 |  |  |  |  | 0 | 0 | 0 | 0 | 0 | 0
SCE Metro Study Area | Chevmain | 230 | 0 | 0 | 0 | 0 |  |  |  |  | 0 | 0 | 0 | 0 | 0 | 0 | 0 | 0 | 0 | 0 | 0 |  |  |  |  | 0 | 0 | 0 | 0 | 0 | 0 | 0 | 0 | 0 | 0 | 0 |  |  |  |  | 0 | 0 | 0 | 0 | 0 | 0
SDG&E Study Area | Chicarita | 138 | 0 | 0 | 0 | 0 |  |  |  |  | 0 | 0 | 0 | 0 | 0 | 0 | 0 | 0 | 0 | 0 | 0 |  |  |  |  | 0 | 0 | 0 | 0 | 0 | 0 | 0 | 0 | 0 | 0 | 0 |  |  |  |  | 0 | 0 | 0 | 0 | 0 | 0
SCE Metro Study Area | Chino | 230 | 0 | 0 | 0 | 0 |  |  |  |  | 0 | 0 | 0 | 20 | 0 | 0 | 1 | 0 | 0 | 0 | 0 |  |  |  |  | 0 | 0 | 0 | 0 | 0 | 0 | 0 | 0 | 0 | 0 | 0 |  |  |  |  | 0 | 0 | 0 | 0 | 0 | 0
PG&E Fresno Study Area | Chowchilla | 115 | 0 | 0 | 0 | 0 |  |  |  |  | 0 | 0 | 0 | 0 | 0 | 0 | 0 | 0 | 0 | 0 | 0 |  |  |  |  | 0 | 0 | 0 | 0 | 0 | 0 | 0 | 0 | 0 | 0 | 0 |  |  |  |  | 0 | 0 | 0 | 0 | 0 | 0
PG&E Greater Bay Study Area | Christie | 115 | 0 | 0 | 0 | 0 |  |  |  |  | 0 | 0 | 0 | 0 | 0 | 0 | 0 | 0 | 0 | 0 | 0 |  |  |  |  | 0 | 0 | 0 | 0 | 0 | 0 | 0 | 0 | 0 | 0 | 0 |  |  |  |  | 0 | 0 | 0 | 0 | 0 | 0
SCE Eastern Study Area | Cielo Azul | 500 | 0 | 0 | 0 | 0 |  |  |  |  | 0 | 0 | 0 | 0 | 0 | 0 | 0 | 0 | 0 | 0 | 0 |  |  |  |  | 0 | 0 | 0 | 0 | 0 | 0 | 0 | 0 | 0 | 0 | 0 |  |  |  |  | 0 | 0 | 0 | 0 | 0 | 0
PG&E North of Greater Bay Study Area | Cloverdale | 115 | 20.8 | 0 | 0 | 0 |  |  |  |  | 0 | 0 | 0 | 0 | 0 | 0 | 1 | 20.8 | 0 | 0 | 0 |  |  |  |  | 0 | 0 | 0 | 0 | 0 | 0 | 1 | 0 | 0 | 0 | 0 |  |  |  |  | 0 | 0 | 0 | 0 | 0 | 0
PG&E Greater Bay Study Area | Coburn | 230 | 0 | 0 | 0 | 0 |  |  |  |  | 0 | 0 | 0 | 0 | 32 | 0 | 1 | 0 | 0 | 0 | 0 |  |  |  |  | 0 | 0 | 0 | 0 | 32 | 0 | 1 | 0 | 0 | 0 | 0 |  |  |  |  | 0 | 0 | 0 | 0 | 0 | 0
PG&E North of Greater Bay Study Area | Colgate | 230 | 0 | 0 | 0 | 0 |  |  |  |  | 0 | 0 | 0 | 0 | 0 | 0 | 0 | 0 | 0 | 0 | 0 |  |  |  |  | 0 | 0 | 0 | 0 | 0 | 0 | 0 | 0 | 0 | 0 | 0 |  |  |  |  | 0 | 0 | 0 | 0 | 0 | 0
PG&E Greater Bay Study Area | Collinsville | 500 | 0 | 0 | 0 | 0 |  |  |  |  | 0 | 0 | 0 | 0 | 0 | 0 | 0 | 0 | 0 | 0 | 0 |  |  |  |  | 0 | 0 | 0 | 0 | 0 | 0 | 0 | 0 | 0 | 0 | 0 |  |  |  |  | 0 | 0 | 0 | 0 | 0 | 0
PG&E Greater Bay Study Area | Collinsville | 230 | 0 | 0 | 0 | 0 |  |  |  |  | 0 | 0 | 0 | 0 | 0 | 0 | 0 | 0 | 0 | 0 | 0 |  |  |  |  | 0 | 0 | 0 | 0 | 0 | 0 | 0 | 0 | 0 | 0 | 0 |  |  |  |  | 0 | 0 | 0 | 0 | 0 | 0
SCE Eastern Study Area | Colorado River | 500 | 0 | 0 | 0 | 0 |  |  |  |  | 0 | 0 | 0 | 0 | 0 | 0 | 0 | 0 | 0 | 0 | 0 |  |  |  |  | 0 | 0 | 0 | 0 | 0 | 0 | 0 | 0 | 0 | 0 | 0 |  |  |  |  | 0 | 0 | 0 | 0 | 0 | 0
SCE Eastern Study Area | Colorado River | 230 | 0 | 0 | 0 | 0 |  |  |  |  | 0 | 456.6 | 131 | 751 | 0 | 0 | 1 | 0 | 0 | 0 | 0 |  |  |  |  | 0 | 0 | 0 | 0 | 0 | 0 | 0 | 0 | 0 | 0 | 0 |  |  |  |  | 0 | 0 | 0 | 0 | 0 | 0
PG&E Kern Study Area | Columbus | 115 | 0 | 0 | 0 | 0 |  |  |  |  | 0 | 0 | 0 | 0 | 0 | 0 | 0 | 0 | 0 | 0 | 0 |  |  |  |  | 0 | 0 | 0 | 0 | 0 | 0 | 0 | 0 | 0 | 0 | 0 |  |  |  |  | 0 | 0 | 0 | 0 | 0 | 0
PG&E Greater Bay Study Area | Contra Costa PP | 230 | 0 | 0 | 0 | 0 |  |  |  |  | 0 | 0 | 0 | 0 | 0 | 0 | 0 | 0 | 0 | 0 | 0 |  |  |  |  | 0 | 0 | 0 | 0 | 0 | 0 | 0 | 0 | 0 | 0 | 0 |  |  |  |  | 0 | 0 | 0 | 0 | 0 | 0
PG&E Greater Bay Study Area | Contra Costa | 230 | 0 | 0 | 0 | 0 |  |  |  |  | 0 | 0 | 0 | 0 | 0 | 0 | 0 | 0 | 0 | 0 | 0 |  |  |  |  | 0 | 0 | 0 | 0 | 0 | 0 | 0 | 0 | 0 | 0 | 0 |  |  |  |  | 0 | 0 | 0 | 0 | 0 | 0
SCE North of Lugo Study Area | Control | 115 | 53.7 | 0 | 0 | 0 |  |  |  |  | 0 | 0 | 0 | 0 | 0 | 0 | 1 | 13 | 0 | 0 | 0 |  |  |  |  | 0 | 0 | 0 | 0 | 0 | 0 | 1 | 0 | 0 | 0 | 0 |  |  |  |  | 0 | 0 | 0 | 0 | 0 | 0
SCE North of Lugo Study Area | Coolwater | 230 | 0 | 0 | 0 | 0 |  |  |  |  | 0 | 0 | 0 | 0 | 0 | 0 | 0 | 0 | 0 | 0 | 0 |  |  |  |  | 0 | 0 | 0 | 0 | 0 | 0 | 0 | 0 | 0 | 0 | 0 |  |  |  |  | 0 | 0 | 0 | 0 | 0 | 0
SCE North of Lugo Study Area | Coolwater | 115 | 0 | 0 | 0 | 0 |  |  |  |  | 0 | 0 | 0 | 0 | 0 | 0 | 0 | 0 | 0 | 0 | 0 |  |  |  |  | 0 | 0 | 0 | 0 | 0 | 0 | 0 | 0 | 0 | 0 | 0 |  |  |  |  | 0 | 0 | 0 | 0 | 0 | 0
PG&E Fresno Study Area | Corcoran | 115 | 0 | 0 | 0 | 0 |  |  |  |  | 0 | 0 | 0 | 0 | 0 | 0 | 0 | 0 | 0 | 0 | 0 |  |  |  |  | 0 | 0 | 0 | 0 | 0 | 0 | 0 | 0 | 0 | 0 | 0 |  |  |  |  | 0 | 0 | 0 | 0 | 0 | 0
PG&E North of Greater Bay Study Area | Corona | 115 | 0 | 0 | 0 | 0 |  |  |  |  | 0 | 0 | 0 | 0 | 0 | 0 | 0 | 0 | 0 | 0 | 0 |  |  |  |  | 0 | 0 | 0 | 0 | 0 | 0 | 0 | 0 | 0 | 0 | 0 |  |  |  |  | 0 | 0 | 0 | 0 | 0 | 0
PG&E North of Greater Bay Study Area | Cortina | 230 | 0 | 0 | 0 | 0 |  |  |  |  | 0 | 0 | 0 | 0 | 0 | 0 | 0 | 0 | 0 | 0 | 0 |  |  |  |  | 0 | 0 | 0 | 0 | 0 | 0 | 0 | 0 | 0 | 0 | 0 |  |  |  |  | 0 | 0 | 0 | 0 | 0 | 0
PG&E North of Greater Bay Study Area | Cortina | 115 | 0 | 0 | 0 | 0 |  |  |  |  | 0 | 0 | 0 | 0 | 0 | 0 | 0 | 0 | 0 | 0 | 0 |  |  |  |  | 0 | 0 | 0 | 0 | 0 | 0 | 0 | 0 | 0 | 0 | 0 |  |  |  |  | 0 | 0 | 0 | 0 | 0 | 0
PG&E Greater Bay Study Area | Cottle | 230 | 0 | 0 | 0 | 0 |  |  |  |  | 0 | 0 | 0 | 0 | 0 | 0 | 0 | 0 | 0 | 0 | 0 |  |  |  |  | 0 | 0 | 0 | 0 | 0 | 0 | 0 | 0 | 0 | 0 | 0 |  |  |  |  | 0 | 0 | 0 | 0 | 0 | 0
PG&E North of Greater Bay Study Area | Cottonwood | 230 | 0 | 0 | 0 | 0 |  |  |  |  | 0 | 0 | 0 | 0 | 0 | 0 | 0 | 0 | 0 | 0 | 0 |  |  |  |  | 0 | 0 | 0 | 0 | 0 | 0 | 0 | 0 | 0 | 0 | 0 |  |  |  |  | 0 | 0 | 0 | 0 | 0 | 0
PG&E Greater Bay Study Area | Coyote | 230 | 0 | 0 | 0 | 0 |  |  |  |  | 0 | 0 | 0 | 0 | 0 | 0 | 0 | 0 | 0 | 0 | 0 |  |  |  |  | 0 | 0 | 0 | 0 | 0 | 0 | 0 | 0 | 0 | 0 | 0 |  |  |  |  | 0 | 0 | 0 | 0 | 0 | 0
SDG&E Study Area | Creelman | 69 | 0 | 0 | 0 | 0 |  |  |  |  | 0 | 0 | 0 | 0 | 0 | 0 | 0 | 0 | 0 | 0 | 0 |  |  |  |  | 0 | 0 | 0 | 0 | 0 | 0 | 0 | 0 | 0 | 0 | 0 |  |  |  |  | 0 | 0 | 0 | 0 | 0 | 0
PG&E Greater Bay Study Area | Crow Creek | 60 | 0 | 0 | 0 | 0 |  |  |  |  | 0 | 6.21 | 14.11 | 15 | 0 | 0 | 1 | 0 | 0 | 0 | 0 |  |  |  |  | 0 | 6.21 | 14.11 | 15 | 0 | 0 | 1 | 0 | 0 | 0 | 0 |  |  |  |  | 0 | 0 | 0 | 0 | 0 | 0
PG&E Greater Bay Study Area | Curtis | 115 | 0 | 0 | 0 | 0 |  |  |  |  | 0 | 0 | 0 | 0 | 0 | 0 | 0 | 0 | 0 | 0 | 0 |  |  |  |  | 0 | 0 | 0 | 0 | 0 | 0 | 0 | 0 | 0 | 0 | 0 |  |  |  |  | 0 | 0 | 0 | 0 | 0 | 0
PG&E Fresno Study Area | Dairyland | 115 | 0 | 0 | 0 | 0 |  |  |  |  | 0 | 0 | 0 | 0 | 0 | 0 | 0 | 0 | 0 | 0 | 0 |  |  |  |  | 0 | 0 | 0 | 0 | 0 | 0 | 0 | 0 | 0 | 0 | 0 |  |  |  |  | 0 | 0 | 0 | 0 | 0 | 0
PG&E North of Greater Bay Study Area | Davis | 115 | 0 | 0 | 0 | 0 |  |  |  |  | 0 | 0 | 0 | 0 | 0 | 0 | 0 | 0 | 0 | 0 | 0 |  |  |  |  | 0 | 0 | 0 | 0 | 0 | 0 | 0 | 0 | 0 | 0 | 0 |  |  |  |  | 0 | 0 | 0 | 0 | 0 | 0
SCE Metro Study Area | Del Amo | 230 | 0 | 0 | 0 | 0 |  |  |  |  | 0 | 0 | 0 | 10 | 0 | 0 | 1 | 0 | 0 | 0 | 0 |  |  |  |  | 0 | 0 | 0 | 0 | 0 | 0 | 0 | 0 | 0 | 0 | 0 |  |  |  |  | 0 | 0 | 0 | 0 | 0 | 0
SCE Eastern Study Area | Delaney | 500 | 0 | 0 | 0 | 0 |  |  |  |  | 0 | 0 | 0 | 0 | 0 | 0 | 0 | 0 | 0 | 0 | 0 |  |  |  |  | 0 | 0 | 0 | 0 | 0 | 0 | 0 | 0 | 0 | 0 | 0 |  |  |  |  | 0 | 0 | 0 | 0 | 0 | 0
PG&E North of Greater Bay Study Area | Delevan | 230 | 0 | 0 | 0 | 0 |  |  |  |  | 0 | 0 | 0 | 0 | 0 | 0 | 0 | 0 | 0 | 0 | 0 |  |  |  |  | 0 | 0 | 0 | 0 | 0 | 0 | 0 | 0 | 0 | 0 | 0 |  |  |  |  | 0 | 0 | 0 | 0 | 0 | 0
PG&E Greater Bay Study Area | Delta PP | 230 | 0 | 0 | 0 | 0 |  |  |  |  | 0 | 0 | 0 | 0 | 0 | 0 | 0 | 0 | 0 | 0 | 0 |  |  |  |  | 0 | 0 | 0 | 0 | 0 | 0 | 0 | 0 | 0 | 0 | 0 |  |  |  |  | 0 | 0 | 0 | 0 | 0 | 0
East of Pisgah Study Area | Desert View | 230 | 0 | 0 | 0 | 0 |  |  |  |  | 0 | 0 | 0 | 0 | 0 | 0 | 0 | 0 | 0 | 0 | 0 |  |  |  |  | 0 | 0 | 0 | 0 | 0 | 0 | 0 | 0 | 0 | 0 | 0 |  |  |  |  | 0 | 0 | 0 | 0 | 0 | 0
SCE Eastern Study Area | Devers | 500 | 0 | 0 | 0 | 0 |  |  |  |  | 0 | 0 | 0 | 0 | 0 | 0 | 0 | 0 | 0 | 0 | 0 |  |  |  |  | 0 | 0 | 0 | 0 | 0 | 0 | 0 | 0 | 0 | 0 | 0 |  |  |  |  | 0 | 0 | 0 | 0 | 0 | 0
SCE Eastern Study Area | Devers | 230 | 0 | 0 | 93.6 | 0 |  |  |  |  | 0 | 0 | 0 | 400 | 0 | 0 | 1 | 0 | 0 | 27 | 0 |  |  |  |  | 0 | 0 | 0 | 0 | 0 | 0 | 1 | 0 | 0 | 0 | 0 |  |  |  |  | 0 | 0 | 0 | 0 | 0 | 0
PG&E Kern Study Area | Diablo | 500 | 0 | 0 | 0 | 0 |  |  |  |  | 0 | 0 | 0 | 0 | 0 | 0 | 0 | 0 | 0 | 0 | 0 |  |  |  |  | 0 | 0 | 0 | 0 | 0 | 0 | 0 | 0 | 0 | 0 | 0 |  |  |  |  | 0 | 0 | 0 | 0 | 0 | 0
PG&E Kern Study Area | Diablo | 230 | 0 | 0 | 0 | 0 |  |  |  |  | 0 | 0 | 0 | 0 | 0 | 0 | 0 | 0 | 0 | 0 | 0 |  |  |  |  | 0 | 0 | 0 | 0 | 0 | 0 | 0 | 0 | 0 | 0 | 0 |  |  |  |  | 0 | 0 | 0 | 0 | 0 | 0
PG&E Greater Bay Study Area | Dixon Landing | 115 | 0 | 0 | 0 | 0 |  |  |  |  | 0 | 0 | 0 | 0 | 0 | 0 | 0 | 0 | 0 | 0 | 0 |  |  |  |  | 0 | 0 | 0 | 0 | 0 | 0 | 0 | 0 | 0 | 0 | 0 |  |  |  |  | 0 | 0 | 0 | 0 | 0 | 0
PG&E Greater Bay Study Area | Donnells PH | 115 | 0 | 0 | 0 | 0 |  |  |  |  | 0 | 0 | 0 | 0 | 0 | 0 | 0 | 0 | 0 | 0 | 0 |  |  |  |  | 0 | 0 | 0 | 0 | 0 | 0 | 0 | 0 | 0 | 0 | 0 |  |  |  |  | 0 | 0 | 0 | 0 | 0 | 0
PG&E Fresno Study Area | Dos Amigos | 230 | 0 | 0 | 0 | 0 |  |  |  |  | 0 | 0 | 0 | 0 | 0 | 0 | 0 | 0 | 0 | 0 | 0 |  |  |  |  | 0 | 0 | 0 | 0 | 0 | 0 | 0 | 0 | 0 | 0 | 0 |  |  |  |  | 0 | 0 | 0 | 0 | 0 | 0
PG&E North of Greater Bay Study Area | Drum | 115 | 0 | 0 | 0 | 0 |  |  |  |  | 0 | 0 | 0 | 0 | 0 | 0 | 0 | 0 | 0 | 0 | 0 |  |  |  |  | 0 | 0 | 0 | 0 | 0 | 0 | 0 | 0 | 0 | 0 | 0 |  |  |  |  | 0 | 0 | 0 | 0 | 0 | 0
PG&E Greater Bay Study Area | Dumbarton | 115 | 0 | 0 | 0 | 0 |  |  |  |  | 0 | 0 | 0 | 0 | 0 | 0 | 0 | 0 | 0 | 0 | 0 |  |  |  |  | 0 | 0 | 0 | 0 | 0 | 0 | 0 | 0 | 0 | 0 | 0 |  |  |  |  | 0 | 0 | 0 | 0 | 0 | 0
SCE Eastern Study Area | Eagle Mountain | 230 | 0 | 0 | 0 | 0 |  |  |  |  | 0 | 0 | 0 | 0 | 0 | 0 | 0 | 0 | 0 | 0 | 0 |  |  |  |  | 0 | 0 | 0 | 0 | 0 | 0 | 0 | 0 | 0 | 0 | 0 |  |  |  |  | 0 | 0 | 0 | 0 | 0 | 0
PG&E North of Greater Bay Study Area | Eagle Rock (PGE) | 115 | 0 | 0 | 0 | 0 |  |  |  |  | 0 | 0 | 0 | 0 | 0 | 0 | 0 | 0 | 0 | 0 | 0 |  |  |  |  | 0 | 0 | 0 | 0 | 0 | 0 | 0 | 32 | 0 | 0 | 0 |  |  |  |  | 0 | 0 | 0 | 0 | 0 | 0
SCE Metro Study Area | Eagle Rock (SCE) | 230 | 0 | 0 | 0 | 0 |  |  |  |  | 0 | 0 | 0 | 0 | 0 | 0 | 0 | 0 | 0 | 0 | 0 |  |  |  |  | 0 | 0 | 0 | 0 | 0 | 0 | 0 | 0 | 0 | 0 | 0 |  |  |  |  | 0 | 0 | 0 | 0 | 0 | 0
PG&E North of Greater Bay Study Area | East Nicolaus | 115 | 0 | 0 | 0 | 0 |  |  |  |  | 0 | 0 | 0 | 0 | 0 | 0 | 0 | 0 | 0 | 0 | 0 |  |  |  |  | 0 | 0 | 0 | 0 | 0 | 0 | 0 | 0 | 0 | 0 | 0 |  |  |  |  | 0 | 0 | 0 | 0 | 0 | 0
PG&E Greater Bay Study Area | East Shore | 230 | 0 | 0 | 0 | 0 |  |  |  |  | 0 | 0 | 0 | 0 | 0 | 0 | 0 | 0 | 0 | 0 | 0 |  |  |  |  | 0 | 0 | 0 | 0 | 0 | 0 | 0 | 0 | 0 | 0 | 0 |  |  |  |  | 0 | 0 | 0 | 0 | 0 | 0
PG&E Greater Bay Study Area | East Shore | 115 | 0 | 0 | 0 | 0 |  |  |  |  | 0 | 0 | 0 | 0 | 0 | 0 | 0 | 0 | 0 | 0 | 0 |  |  |  |  | 0 | 0 | 0 | 0 | 0 | 0 | 0 | 0 | 0 | 0 | 0 |  |  |  |  | 0 | 0 | 0 | 0 | 0 | 0
SDG&E Study Area | ECO | 500 | 0 | 0 | 0 | 0 |  |  |  |  | 0 | 0 | 0 | 0 | 0 | 0 | 0 | 0 | 0 | 0 | 0 |  |  |  |  | 0 | 0 | 0 | 0 | 0 | 0 | 0 | 0 | 0 | 0 | 0 |  |  |  |  | 0 | 0 | 0 | 0 | 0 | 0
SDG&E Study Area | ECO | 230 | 0 | 0 | 105 | 0 |  |  |  |  | 0 | 0 | 0 | 0 | 0 | 0 | 1 | 0 | 0 | 0 | 0 |  |  |  |  | 0 | 0 | 0 | 0 | 0 | 0 | 0 | 0 | 0 | 0 | 0 |  |  |  |  | 0 | 0 | 0 | 0 | 0 | 0
SDG&E Study Area | ECO | 138 | 0 | 0 | 0 | 0 |  |  |  |  | 0 | 0 | 0 | 0 | 0 | 0 | 0 | 0 | 0 | 0 | 0 |  |  |  |  | 0 | 0 | 0 | 0 | 0 | 0 | 0 | 0 | 0 | 0 | 0 |  |  |  |  | 0 | 0 | 0 | 0 | 0 | 0
PG&E Greater Bay Study Area | Edes | 115 | 0 | 0 | 0 | 0 |  |  |  |  | 0 | 0 | 0 | 0 | 0 | 0 | 0 | 0 | 0 | 0 | 0 |  |  |  |  | 0 | 0 | 0 | 0 | 0 | 0 | 0 | 0 | 0 | 0 | 0 |  |  |  |  | 0 | 0 | 0 | 0 | 0 | 0
PG&E Greater Bay Study Area | Eight Mile | 230 | 0 | 0 | 0 | 0 |  |  |  |  | 0 | 0 | 0 | 0 | 0 | 0 | 0 | 0 | 0 | 0 | 0 |  |  |  |  | 0 | 0 | 0 | 0 | 0 | 0 | 0 | 0 | 0 | 0 | 0 |  |  |  |  | 0 | 0 | 0 | 0 | 0 | 0
SDG&E Study Area | El Cajon | 69 | 0 | 0 | 0 | 0 |  |  |  |  | 0 | 0 | 0 | 0 | 0 | 0 | 0 | 0 | 0 | 0 | 0 |  |  |  |  | 0 | 0 | 0 | 0 | 0 | 0 | 0 | 0 | 0 | 0 | 0 |  |  |  |  | 0 | 0 | 0 | 0 | 0 | 0
SCE Eastern Study Area | El Casco | 230 | 0 | 0 | 0 | 0 |  |  |  |  | 0 | 0 | 0 | 100 | 0 | 0 | 1 | 0 | 0 | 0 | 0 |  |  |  |  | 0 | 0 | 0 | 100 | 0 | 0 | 1 | 0 | 0 | 0 | 0 |  |  |  |  | 0 | 0 | 0 | 0 | 0 | 0
PG&E Fresno Study Area | El Nido (PGE) | 115 | 0 | 0 | 0 | 0 |  |  |  |  | 0 | 0 | 0 | 0 | 0 | 0 | 0 | 0 | 0 | 0 | 0 |  |  |  |  | 0 | 0 | 0 | 0 | 0 | 0 | 0 | 0 | 0 | 0 | 0 |  |  |  |  | 0 | 0 | 0 | 0 | 0 | 0
SCE Metro Study Area | El Nido (SCE) | 230 | 0 | 0 | 0 | 0 |  |  |  |  | 0 | 0 | 0 | 0 | 0 | 0 | 0 | 0 | 0 | 0 | 0 |  |  |  |  | 0 | 0 | 0 | 0 | 0 | 0 | 0 | 0 | 0 | 0 | 0 |  |  |  |  | 0 | 0 | 0 | 0 | 0 | 0
PG&E Greater Bay Study Area | El Patio | 115 | 0 | 0 | 0 | 0 |  |  |  |  | 0 | 0 | 0 | 0 | 0 | 0 | 0 | 0 | 0 | 0 | 0 |  |  |  |  | 0 | 0 | 0 | 0 | 0 | 0 | 0 | 0 | 0 | 0 | 0 |  |  |  |  | 0 | 0 | 0 | 0 | 0 | 0
SCE Metro Study Area | El Segundo | 230 | 0 | 0 | 0 | 0 |  |  |  |  | 0 | 0 | 0 | 0 | 0 | 0 | 0 | 0 | 0 | 0 | 0 |  |  |  |  | 0 | 0 | 0 | 0 | 0 | 0 | 0 | 0 | 0 | 0 | 0 |  |  |  |  | 0 | 0 | 0 | 0 | 0 | 0
East of Pisgah Study Area | Eldorado | 500 | 0 | 0 | 0 | 0 |  |  |  |  | 0 | 0 | 0 | 0 | 0 | 0 | 0 | 0 | 0 | 0 | 0 |  |  |  |  | 0 | 0 | 0 | 0 | 0 | 0 | 0 | 0 | 0 | 0 | 0 |  |  |  |  | 0 | 0 | 0 | 0 | 0 | 0
East of Pisgah Study Area | Eldorado | 230 | 88.2 | 0 | 0 | 0 |  |  |  |  | 0 | 0 | 0 | 0 | 0 | 0 | 1 | 88.2 | 0 | 0 | 0 |  |  |  |  | 0 | 0 | 0 | 0 | 0 | 0 | 1 | 0 | 0 | 0 | 0 |  |  |  |  | 0 | 0 | 0 | 0 | 0 | 0
PG&E Kern Study Area | Elk Hills | 230 | 0 | 0 | 0 | 0 |  |  |  |  | 0 | 0 | 0 | 0 | 0 | 0 | 0 | 0 | 0 | 0 | 0 |  |  |  |  | 0 | 0 | 0 | 0 | 0 | 0 | 0 | 0 | 0 | 0 | 0 |  |  |  |  | 0 | 0 | 0 | 0 | 0 | 0
SDG&E Study Area | Elliot | 69 | 0 | 0 | 0 | 0 |  |  |  |  | 0 | 0 | 0 | 0 | 0 | 0 | 0 | 0 | 0 | 0 | 0 |  |  |  |  | 0 | 0 | 0 | 0 | 0 | 0 | 0 | 0 | 0 | 0 | 0 |  |  |  |  | 0 | 0 | 0 | 0 | 0 | 0
SCE Metro Study Area | Ellis | 230 | 0 | 0 | 0 | 0 |  |  |  |  | 0 | 0 | 0 | 0 | 0 | 0 | 0 | 0 | 0 | 0 | 0 |  |  |  |  | 0 | 0 | 0 | 0 | 0 | 0 | 0 | 0 | 0 | 0 | 0 |  |  |  |  | 0 | 0 | 0 | 0 | 0 | 0
SDG&E Study Area | Encina | 230 | 0 | 0 | 0 | 0 |  |  |  |  | 0 | 0 | 0 | 0 | 0 | 0 | 0 | 0 | 0 | 0 | 0 |  |  |  |  | 0 | 0 | 0 | 0 | 0 | 0 | 0 | 0 | 0 | 0 | 0 |  |  |  |  | 0 | 0 | 0 | 0 | 0 | 0
SDG&E Study Area | Escondido | 230 | 0 | 0 | 0 | 0 |  |  |  |  | 0 | 0 | 0 | 0 | 50 | 0 | 1 | 0 | 0 | 0 | 0 |  |  |  |  | 0 | 0 | 0 | 0 | 50 | 0 | 1 | 0 | 0 | 0 | 0 |  |  |  |  | 0 | 0 | 0 | 0 | 0 | 0
SCE Eastern Study Area | Etiwanda | 230 | 0 | 0 | 0 | 0 |  |  |  |  | 0 | 0 | 0 | 100 | 0 | 0 | 1 | 0 | 0 | 0 | 0 |  |  |  |  | 0 | 0 | 0 | 100 | 0 | 0 | 1 | 0 | 0 | 0 | 0 |  |  |  |  | 0 | 0 | 0 | 0 | 0 | 0
PG&E Greater Bay Study Area | Evergreen | 115 | 0 | 0 | 0 | 0 |  |  |  |  | 0 | 0 | 0 | 0 | 0 | 0 | 0 | 0 | 0 | 0 | 0 |  |  |  |  | 0 | 0 | 0 | 0 | 0 | 0 | 0 | 0 | 0 | 0 | 0 |  |  |  |  | 0 | 0 | 0 | 0 | 0 | 0
PG&E Fresno Study Area | Excelsior | 115 | 0 | 0 | 0 | 0 |  |  |  |  | 0 | 0 | 0 | 0 | 0 | 0 | 0 | 0 | 0 | 0 | 0 |  |  |  |  | 0 | 0 | 0 | 0 | 0 | 0 | 0 | 0 | 0 | 0 | 0 |  |  |  |  | 0 | 0 | 0 | 0 | 0 | 0
PG&E Fresno Study Area | Exchequer | 115
PG&E Kern Study Area | Fairway | 115 | 0 | 0 | 0 | 0 |  |  |  |  | 0 | 0 | 0 | 10 | 0 | 0 | 1 | 0 | 0 | 0 | 0 |  |  |  |  | 0 | 0 | 0 | 10 | 0 | 0 | 1 | 0 | 0 | 0 | 0 |  |  |  |  | 0 | 0 | 0 | 0 | 0 | 0
PG&E Kern Study Area | Famoso | 115 | 0 | 0 | 0 | 0 |  |  |  |  | 0 | 0 | 0 | 0 | 0 | 0 | 0 | 0 | 0 | 0 | 0 |  |  |  |  | 0 | 0 | 0 | 0 | 0 | 0 | 0 | 0 | 0 | 0 | 0 |  |  |  |  | 0 | 0 | 0 | 0 | 0 | 0
PG&E Greater Bay Study Area | Fibreboard (SPI Sonora) | 115 | 0 | 0 | 0 | 0 |  |  |  |  | 0 | 0 | 0 | 0 | 0 | 0 | 0 | 0 | 0 | 0 | 0 |  |  |  |  | 0 | 0 | 0 | 0 | 0 | 0 | 0 | 0 | 0 | 0 | 0 |  |  |  |  | 0 | 0 | 0 | 0 | 0 | 0
PG&E Fresno Study Area | Figarden | 230 | 0 | 0 | 0 | 0 |  |  |  |  | 0 | 0 | 0 | 0 | 0 | 0 | 0 | 0 | 0 | 0 | 0 |  |  |  |  | 0 | 0 | 0 | 0 | 0 | 0 | 0 | 0 | 0 | 0 | 0 |  |  |  |  | 0 | 0 | 0 | 0 | 0 | 0
PG&E Fresno Study Area | Fink (Proposed) | 230 | 0 | 0 | 0 | 0 |  |  |  |  | 0 | 50 | 0 | 5 | 0 | 0 | 1 | 0 | 0 | 0 | 0 |  |  |  |  | 0 | 50 | 0 | 5 | 0 | 0 | 1 | 0 | 0 | 0 | 0 |  |  |  |  | 0 | 0 | 0 | 0 | 0 | 0
PG&E Greater Bay Study Area | FMC | 115 | 0 | 0 | 0 | 0 |  |  |  |  | 0 | 0 | 0 | 0 | 0 | 0 | 0 | 0 | 0 | 0 | 0 |  |  |  |  | 0 | 0 | 0 | 0 | 0 | 0 | 0 | 0 | 0 | 0 | 0 |  |  |  |  | 0 | 0 | 0 | 0 | 0 | 0
PG&E Greater Bay Study Area | Frogtown | 115 | 0 | 0 | 0 | 0 |  |  |  |  | 0 | 0 | 0 | 0 | 0 | 0 | 0 | 0 | 0 | 0 | 0 |  |  |  |  | 0 | 0 | 0 | 0 | 0 | 0 | 0 | 0 | 0 | 0 | 0 |  |  |  |  | 0 | 0 | 0 | 0 | 0 | 0
PG&E North of Greater Bay Study Area | Fulton | 230 | 0 | 0 | 0 | 0 |  |  |  |  | 0 | 0 | 0 | 0 | 0 | 0 | 0 | 0 | 0 | 0 | 0 |  |  |  |  | 0 | 0 | 0 | 0 | 0 | 0 | 0 | 0 | 0 | 0 | 0 |  |  |  |  | 0 | 0 | 0 | 0 | 0 | 0
PG&E North of Greater Bay Study Area | Fulton | 115 | 0 | 0 | 0 | 0 |  |  |  |  | 0 | 0 | 0 | 0 | 0 | 0 | 0 | 0 | 0 | 0 | 0 |  |  |  |  | 0 | 0 | 0 | 0 | 0 | 0 | 0 | 0 | 0 | 0 | 0 |  |  |  |  | 0 | 0 | 0 | 0 | 0 | 0
East of Pisgah Study Area | Carpenter Canyon (fka Gamebird) | 230 | 0 | 0 | 0 | 0 |  |  |  |  | 0 | 0 | 0 | 0 | 0 | 0 | 0 | 0 | 0 | 0 | 0 |  |  |  |  | 0 | 0 | 0 | 0 | 0 | 0 | 0 | 0 | 0 | 0 | 0 |  |  |  |  | 0 | 0 | 0 | 0 | 0 | 0
East of Pisgah Study Area | Carpenter Canyon (fka Gamebird) | 138 | 0 | 0 | 0 | 0 |  |  |  |  | 0 | 0 | 0 | 0 | 0 | 0 | 0 | 0 | 0 | 0 | 0 |  |  |  |  | 0 | 0 | 0 | 0 | 0 | 0 | 0 | 0 | 0 | 0 | 0 |  |  |  |  | 0 | 0 | 0 | 0 | 0 | 0
PG&E Kern Study Area | Ganso | 115 | 0 | 0 | 0 | 0 |  |  |  |  | 0 | 0 | 0 | 0 | 0 | 0 | 0 | 0 | 0 | 0 | 0 |  |  |  |  | 0 | 0 | 0 | 0 | 0 | 0 | 0 | 0 | 0 | 0 | 0 |  |  |  |  | 0 | 0 | 0 | 0 | 0 | 0
PG&E Fresno Study Area | Gates | 500 | 0 | 0 | 0 | 0 |  |  |  |  | 0 | 0 | 0 | 0 | 0 | 0 | 0 | 0 | 0 | 0 | 0 |  |  |  |  | 0 | 0 | 0 | 0 | 0 | 0 | 0 | 0 | 0 | 0 | 0 |  |  |  |  | 0 | 0 | 0 | 0 | 0 | 0
PG&E Fresno Study Area | Gates | 230 | 0 | 0 | 0 | 0 |  |  |  |  | 0 | 0 | 0 | 0 | 0 | 0 | 0 | 0 | 0 | 0 | 0 |  |  |  |  | 0 | 0 | 0 | 0 | 0 | 0 | 0 | 0 | 0 | 0 | 0 |  |  |  |  | 4.59 | 0 | 0 | 0 | 0 | 0
PG&E Fresno Study Area | New Sub - Gates - Midway (Proposed) | 230 | 0 | 0 | 0 | 0 |  |  |  |  | 0 | 0 | 0 | 0 | 0 | 0 | 0 | 0 | 0 | 0 | 0 |  |  |  |  | 0 | 0 | 0 | 0 | 0 | 0 | 0 | 0 | 0 | 0 | 0 |  |  |  |  | 0 | 0 | 0 | 0 | 0 | 0
PG&E Kern Study Area | New Sub - Gates - Templeton (Proposed) | 230 | 0 | 0 | 0 | 0 |  |  |  |  | 0 | 0 | 0 | 0 | 0 | 0 | 0 | 0 | 0 | 0 | 0 |  |  |  |  | 0 | 0 | 0 | 0 | 0 | 0 | 0 | 0 | 0 | 0 | 0 |  |  |  |  | 0 | 0 | 0 | 0 | 0 | 0
PG&E North of Greater Bay Study Area | Geysers 12 | 230 | 0 | 0 | 0 | 0 |  |  |  |  | 0 | 0 | 0 | 0 | 0 | 0 | 0 | 0 | 0 | 0 | 0 |  |  |  |  | 0 | 0 | 0 | 0 | 0 | 0 | 0 | 0 | 0 | 0 | 0 |  |  |  |  | 0 | 0 | 0 | 0 | 0 | 0
PG&E North of Greater Bay Study Area | Geysers 17 | 230 | 0 | 0 | 0 | 0 |  |  |  |  | 0 | 0 | 0 | 0 | 0 | 0 | 0 | 0 | 0 | 0 | 0 |  |  |  |  | 0 | 0 | 0 | 0 | 0 | 0 | 0 | 0 | 0 | 0 | 0 |  |  |  |  | 0 | 0 | 0 | 0 | 0 | 0
PG&E North of Greater Bay Study Area | Geysers 5&6 | 115 | 0 | 0 | 0 | 0 |  |  |  |  | 0 | 0 | 0 | 0 | 0 | 0 | 0 | 0 | 0 | 0 | 0 |  |  |  |  | 0 | 0 | 0 | 0 | 0 | 0 | 0 | 0 | 0 | 0 | 0 |  |  |  |  | 0 | 0 | 0 | 0 | 0 | 0
PG&E North of Greater Bay Study Area | Geysers 9&10 Sonoma | 230 | 0 | 0 | 0 | 0 |  |  |  |  | 0 | 0 | 0 | 0 | 0 | 0 | 0 | 0 | 0 | 0 | 0 |  |  |  |  | 0 | 0 | 0 | 0 | 0 | 0 | 0 | 0 | 0 | 0 | 0 |  |  |  |  | 0 | 0 | 0 | 0 | 0 | 0
PG&E Fresno Study Area | Giffen | 70 | 0 | 0 | 0 | 0 |  |  |  |  | 0 | 0 | 0 | 0 | 0 | 0 | 0 | 0 | 0 | 0 | 0 |  |  |  |  | 0 | 0 | 0 | 0 | 0 | 0 | 0 | 0 | 0 | 0 | 0 |  |  |  |  | 0 | 0 | 0 | 0 | 0 | 0
PG&E North of Greater Bay Study Area | Glenn | 230 | 0 | 0 | 0 | 0 |  |  |  |  | 0 | 0 | 0 | 0 | 0 | 0 | 0 | 0 | 0 | 0 | 0 |  |  |  |  | 0 | 0 | 0 | 0 | 0 | 0 | 0 | 0 | 0 | 0 | 0 |  |  |  |  | 0 | 0 | 0 | 0 | 0 | 0
PG&E North of Greater Bay Study Area | Gold Hill | 230 | 0 | 0 | 0 | 0 |  |  |  |  | 0 | 0 | 0 | 0 | 0 | 0 | 0 | 0 | 0 | 0 | 0 |  |  |  |  | 0 | 0 | 0 | 0 | 0 | 0 | 0 | 0 | 0 | 0 | 0 |  |  |  |  | 0 | 0 | 0 | 0 | 0 | 0
SCE Northern Area | Goleta | 230 | 0 | 1.9 | 0 | 0 |  |  |  |  | 0 | 0 | 0 | 0 | 0 | 0 | 1 | 0 | 0 | 0 | 0 |  |  |  |  | 0 | 0 | 0 | 0 | 0 | 0 | 0 | 0 | 0 | 0 | 0 |  |  |  |  | 0 | 0 | 0 | 0 | 0 | 0
SCE Metro Study Area | Goodrich | 230 | 0 | 0 | 0 | 0 |  |  |  |  | 0 | 0 | 0 | 0 | 0 | 0 | 0 | 0 | 0 | 0 | 0 |  |  |  |  | 0 | 0 | 0 | 0 | 0 | 0 | 0 | 0 | 0 | 0 | 0 |  |  |  |  | 0 | 0 | 0 | 0 | 0 | 0
PG&E Kern Study Area | Goose Lake | 115 | 0 | 0 | 0 | 0 |  |  |  |  | 0 | 0 | 0 | 0 | 0 | 0 | 0 | 0 | 0 | 0 | 0 |  |  |  |  | 0 | 0 | 0 | 0 | 0 | 0 | 0 | 0 | 0 | 0 | 0 |  |  |  |  | 0 | 0 | 0 | 0 | 0 | 0
SCE Metro Study Area | Gould | 230 | 0 | 0 | 0 | 0 |  |  |  |  | 0 | 0 | 0 | 0 | 0 | 0 | 0 | 0 | 0 | 0 | 0 |  |  |  |  | 0 | 0 | 0 | 0 | 0 | 0 | 0 | 0 | 0 | 0 | 0 |  |  |  |  | 0 | 0 | 0 | 0 | 0 | 0
PG&E Greater Bay Study Area | Grant | 115 | 0 | 0 | 0 | 0 |  |  |  |  | 0 | 0 | 0 | 0 | 0 | 0 | 0 | 0 | 0 | 0 | 0 |  |  |  |  | 0 | 0 | 0 | 0 | 0 | 0 | 0 | 0 | 0 | 0 | 0 |  |  |  |  | 0 | 0 | 0 | 0 | 0 | 0
PG&E Greater Bay Study Area | Green Valley | 115 | 0 | 0 | 0 | 0 |  |  |  |  | 0 | 0 | 0 | 0 | 0 | 0 | 0 | 0 | 0 | 0 | 0 |  |  |  |  | 0 | 0 | 0 | 0 | 0 | 0 | 0 | 0 | 0 | 0 | 0 |  |  |  |  | 0 | 0 | 0 | 0 | 0 | 0
PG&E North of Greater Bay Study Area | Greenleaf 1 | 115 | 0 | 0 | 0 | 0 |  |  |  |  | 0 | 0 | 0 | 0 | 0 | 0 | 0 | 0 | 0 | 0 | 0 |  |  |  |  | 0 | 0 | 0 | 0 | 0 | 0 | 0 | 0 | 0 | 0 | 0 |  |  |  |  | 0 | 0 | 0 | 0 | 0 | 0
PG&E Fresno Study Area | Gregg | 230 | 0 | 0 | 0 | 0 |  |  |  |  | 0 | 0 | 0 | 0 | 0 | 0 | 0 | 0 | 0 | 0 | 0 |  |  |  |  | 0 | 0 | 0 | 0 | 0 | 0 | 0 | 0 | 0 | 0 | 0 |  |  |  |  | 0 | 0 | 0 | 0 | 0 | 0
PG&E Kern Study Area | Grimmway-Malaga | 115 | 0 | 0 | 0 | 0 |  |  |  |  | 0 | 0 | 0 | 0 | 0 | 0 | 0 | 0 | 0 | 0 | 0 |  |  |  |  | 0 | 0 | 0 | 0 | 0 | 0 | 0 | 0 | 0 | 0 | 0 |  |  |  |  | 0 | 0 | 0 | 0 | 0 | 0
PG&E Fresno Study Area | GWF Hanford | 115 | 0 | 0 | 0 | 0 |  |  |  |  | 0 | 0 | 0 | 0 | 0 | 0 | 0 | 0 | 0 | 0 | 0 |  |  |  |  | 0 | 0 | 0 | 0 | 0 | 0 | 0 | 0 | 0 | 0 | 0 |  |  |  |  | 0 | 0 | 0 | 0 | 0 | 0
SCE Metro Study Area | HarborGen | 230 | 0 | 0 | 0 | 0 |  |  |  |  | 0 | 0 | 0 | 0 | 0 | 0 | 0 | 0 | 0 | 0 | 0 |  |  |  |  | 0 | 0 | 0 | 0 | 0 | 0 | 0 | 0 | 0 | 0 | 0 |  |  |  |  | 0 | 0 | 0 | 0 | 0 | 0
East of Pisgah Study Area | Harry Allen | 500 | 0 | 0 | 0 | 0 |  |  |  |  | 0 | 0 | 0 | 0 | 0 | 0 | 0 | 0 | 0 | 0 | 0 |  |  |  |  | 0 | 0 | 0 | 0 | 0 | 0 | 0 | 0 | 0 | 0 | 0 |  |  |  |  | 0 | 0 | 0 | 0 | 0 | 0
SDG&E Study Area | Hassayampa | 500 | 0 | 0 | 0 | 0 |  |  |  |  | 0 | 52.5 | 0 | 12.5 | 0 | 0 | 1 | 0 | 0 | 0 | 0 |  |  |  |  | 0 | 52.5 | 0 | 12.5 | 0 | 0 | 1 | 0 | 0 | 0 | 0 |  |  |  |  | 0 | 0 | 0 | 0 | 0 | 0
PG&E Fresno Study Area | Helm | 230 | 0 | 0 | 0 | 0 |  |  |  |  | 0 | 0 | 0 | 0 | 0 | 0 | 0 | 0 | 0 | 0 | 0 |  |  |  |  | 0 | 0 | 0 | 0 | 0 | 0 | 0 | 0 | 0 | 0 | 0 |  |  |  |  | 0 | 0 | 0 | 0 | 0 | 0
PG&E Fresno Study Area | Henrietta | 230 | 0 | 0 | 0 | 0 |  |  |  |  | 0 | 0 | 0 | 0 | 0 | 0 | 0 | 0 | 0 | 0 | 0 |  |  |  |  | 0 | 0 | 0 | 0 | 0 | 0 | 0 | 0 | 0 | 0 | 0 |  |  |  |  | 0 | 0 | 0 | 0 | 0 | 0
PG&E Fresno Study Area | Herndon | 230 | 0 | 1.9 | 0 | 0 |  |  |  |  | 0 | 0 | 0 | 0 | 0 | 0 | 1 | 0 | 1.9 | 0 | 0 |  |  |  |  | 0 | 0 | 0 | 0 | 0 | 0 | 1 | 0 | 0 | 0 | 0 |  |  |  |  | 0 | 0 | 0 | 0 | 0 | 0
PG&E Greater Bay Study Area | Hicks | 230 | 0 | 0 | 0 | 0 |  |  |  |  | 0 | 0 | 0 | 0 | 0 | 0 | 0 | 0 | 0 | 0 | 0 |  |  |  |  | 0 | 0 | 0 | 0 | 0 | 0 | 0 | 0 | 0 | 0 | 0 |  |  |  |  | 0 | 0 | 0 | 0 | 0 | 0
PG&E North of Greater Bay Study Area | Higgins | 115 | 0 | 0 | 0 | 0 |  |  |  |  | 0 | 0 | 0 | 0 | 0 | 0 | 0 | 0 | 0 | 0 | 0 |  |  |  |  | 0 | 0 | 0 | 0 | 0 | 0 | 0 | 0 | 0 | 0 | 0 |  |  |  |  | 0 | 0 | 0 | 0 | 0 | 0
PG&E North of Greater Bay Study Area | Hilltop (NVE) | 345
PG&E North of Greater Bay Study Area | New Sub - Near existing Madeline (NVE) | 345
PG&E North of Greater Bay Study Area | New Sub - Near existing Leavitt (PSREC) | 345
SCE Metro Study Area | Hinson | 230 | 0 | 0 | 0 | 0 |  |  |  |  | 0 | 0 | 0 | 0 | 0 | 0 | 0 | 0 | 0 | 0 | 0 |  |  |  |  | 0 | 0 | 0 | 0 | 0 | 0 | 0 | 0 | 0 | 0 | 0 |  |  |  |  | 0 | 0 | 0 | 0 | 0 | 0
PG&E Greater Bay Study Area | Hollister | 115 | 0 | 0 | 0 | 0 |  |  |  |  | 0 | 0 | 0 | 0 | 0 | 0 | 0 | 0 | 0 | 0 | 0 |  |  |  |  | 0 | 0 | 0 | 0 | 0 | 0 | 0 | 0 | 0 | 0 | 0 |  |  |  |  | 0 | 0 | 0 | 0 | 0 | 0
PG&E North of Greater Bay Study Area | Homestake | 115 | 0 | 0 | 0 | 0 |  |  |  |  | 0 | 0 | 0 | 0 | 0 | 0 | 0 | 0 | 0 | 0 | 0 |  |  |  |  | 0 | 0 | 0 | 0 | 0 | 0 | 0 | 0 | 0 | 0 | 0 |  |  |  |  | 0 | 0 | 0 | 0 | 0 | 0
PG&E North of Greater Bay Study Area | Honcut | 115 | 0 | 0 | 0 | 0 |  |  |  |  | 0 | 0 | 0 | 0 | 0 | 0 | 0 | 0 | 0 | 0 | 0 |  |  |  |  | 0 | 0 | 0 | 0 | 0 | 0 | 0 | 0 | 0 | 0 | 0 |  |  |  |  | 0 | 0 | 0 | 0 | 0 | 0
SDG&E Study Area | Hoodoo Wash | 500 | 0 | 0 | 0 | 0 |  |  |  |  | 0 | 0 | 0 | 0 | 0 | 0 | 0 | 0 | 0 | 0 | 0 |  |  |  |  | 0 | 0 | 0 | 0 | 0 | 0 | 0 | 0 | 0 | 0 | 0 |  |  |  |  | 0 | 0 | 0 | 0 | 0 | 0
PG&E North of Greater Bay Study Area | Hopland | 115 | 0 | 0 | 0 | 0 |  |  |  |  | 0 | 0 | 0 | 0 | 0 | 0 | 0 | 0 | 0 | 0 | 0 |  |  |  |  | 0 | 0 | 0 | 0 | 0 | 0 | 0 | 0 | 0 | 0 | 0 |  |  |  |  | 0 | 0 | 0 | 0 | 0 | 0
PG&E North of Greater Bay Study Area | Humboldt | 115 | 0 | 0 | 0 | 0 |  |  |  |  | 0 | 0 | 0 | 0 | 0 | 0 | 0 | 0 | 0 | 0 | 0 |  |  |  |  | 0 | 0 | 0 | 0 | 0 | 0 | 0 | 0 | 0 | 0 | 0 |  |  |  |  | 0 | 0 | 0 | 0 | 0 | 0
PG&E North of Greater Bay Study Area | Humboldt (Proposed) | 500 | 0 | 0 | 0 | 0 |  |  |  |  | 0 | 0 | 0 | 0 | 0 | 0 |  | 0 | 0 | 0 | 0 |  |  |  |  | 0 | 0 | 0 | 0 | 0 | 0 |  | 0 | 0 | 0 | 0 |  |  |  |  | 0 | 0 | 0 | 0 | 0 | 0
SCE Metro Study Area | Huntington Beach | 230 | 0 | 0 | 0 | 0 |  |  |  |  | 0 | 0 | 0 | 0 | 0 | 0 | 0 | 0 | 0 | 0 | 0 |  |  |  |  | 0 | 0 | 0 | 0 | 0 | 0 | 0 | 0 | 0 | 0 | 0 |  |  |  |  | 0 | 0 | 0 | 0 | 0 | 0
PG&E North of Greater Bay Study Area | Ignacio | 230 | 0 | 0 | 0 | 0 |  |  |  |  | 0 | 0 | 0 | 0 | 0 | 0 | 0 | 0 | 0 | 0 | 0 |  |  |  |  | 0 | 0 | 0 | 0 | 0 | 0 | 0 | 0 | 0 | 0 | 0 |  |  |  |  | 0 | 0 | 0 | 0 | 0 | 0
PG&E North of Greater Bay Study Area | Ignacio | 115 | 0 | 0 | 0 | 0 |  |  |  |  | 0 | 0 | 0 | 0 | 0 | 0 | 0 | 0 | 0 | 0 | 0 |  |  |  |  | 0 | 0 | 0 | 0 | 0 | 0 | 0 | 0 | 0 | 0 | 0 |  |  |  |  | 0 | 0 | 0 | 0 | 0 | 0
SDG&E Study Area | Imperial Valley | 500 | 0 | 0 | 0 | 0 |  |  |  |  | 0 | 0 | 0 | 0 | 0 | 0 | 0 | 0 | 0 | 0 | 0 |  |  |  |  | 0 | 0 | 0 | 0 | 0 | 0 | 0 | 0 | 0 | 0 | 0 |  |  |  |  | 0 | 0 | 0 | 0 | 0 | 0
SDG&E Study Area | Imperial Valley | 230 | 50 | 0 | 0 | 0 |  |  |  |  | 0 | 120 | 0 | 171 | 0 | 0 | 1 | 50 | 0 | 0 | 0 |  |  |  |  | 0 | 0 | 0 | 0 | 0 | 0 | 1 | 0 | 0 | 0 | 0 |  |  |  |  | 0 | 0 | 0 | 0 | 0 | 0
East of Pisgah Study Area | Innovation | 230 | 0 | 0 | 0 | 0 |  |  |  |  | 0 | 0 | 0 | 0 | 0 | 0 | 0 | 0 | 0 | 0 | 0 |  |  |  |  | 0 | 0 | 0 | 0 | 0 | 0 | 0 | 0 | 0 | 0 | 0 |  |  |  |  | 0 | 0 | 0 | 0 | 0 | 0
East of Pisgah Study Area | Innovation | 138 | 0 | 0 | 0 | 0 |  |  |  |  | 0 | 0 | 0 | 0 | 0 | 0 | 0 | 0 | 0 | 0 | 0 |  |  |  |  | 0 | 0 | 0 | 0 | 0 | 0 | 0 | 0 | 0 | 0 | 0 |  |  |  |  | 0 | 0 | 0 | 0 | 0 | 0
SCE North of Lugo Study Area | Inyokern | 115 | 0 | 0 | 0 | 0 |  |  |  |  | 2 | 0 | 0 | 0 | 0 | 0 | 1 | 0 | 0 | 0 | 0 |  |  |  |  | 0 | 0 | 0 | 0 | 0 | 0 | 0 | 0 | 0 | 0 | 0 |  |  |  |  | 0 | 0 | 0 | 0 | 0 | 0
East of Pisgah Study Area | IS Tap | 138 | 0 | 0 | 0 | 0 |  |  |  |  | 0 | 0 | 0 | 0 | 0 | 0 | 0 | 0 | 0 | 0 | 0 |  |  |  |  | 0 | 0 | 0 | 0 | 0 | 0 | 0 | 0 | 0 | 0 | 0 |  |  |  |  | 0 | 0 | 0 | 0 | 0 | 0
East of Pisgah Study Area | Ivanpah | 230 | 0 | 0 | 0 | 0 |  |  |  |  | 0 | 0 | 0 | 0 | 0 | 0 | 0 | 0 | 0 | 0 | 0 |  |  |  |  | 0 | 0 | 0 | 0 | 0 | 0 | 0 | 0 | 0 | 0 | 0 |  |  |  |  | 0 | 0 | 0 | 0 | 0 | 0
East of Pisgah Study Area | Jackass (DOE) | 138 | 0 | 0 | 0 | 0 |  |  |  |  | 0 | 0 | 0 | 0 | 0 | 0 | 0 | 0 | 0 | 0 | 0 |  |  |  |  | 0 | 0 | 0 | 0 | 0 | 0 | 0 | 0 | 0 | 0 | 0 |  |  |  |  | 0 | 0 | 0 | 0 | 0 | 0
PG&E Fresno Study Area | Jackson Swt | 115 | 0 | 0 | 0 | 0 |  |  |  |  | 0 | 0 | 0 | 0 | 0 | 0 | 0 | 0 | 0 | 0 | 0 |  |  |  |  | 0 | 0 | 0 | 0 | 0 | 0 | 0 | 0 | 0 | 0 | 0 |  |  |  |  | 0 | 0 | 0 | 0 | 0 | 0
PG&E North of Greater Bay Study Area | Jessup | 115 | 0 | 0 | 0 | 0 |  |  |  |  | 0 | 0 | 0 | 0 | 0 | 0 | 0 | 0 | 0 | 0 | 0 |  |  |  |  | 0 | 0 | 0 | 0 | 0 | 0 | 0 | 0 | 0 | 0 | 0 |  |  |  |  | 0 | 0 | 0 | 0 | 0 | 0
SCE Metro Study Area | Johanna | 230 | 0 | 0 | 0 | 0 |  |  |  |  | 0 | 0 | 0 | 61.4 | 0 | 0 | 1 | 0 | 0 | 0 | 0 |  |  |  |  | 0 | 0 | 0 | 1.4 | 0 | 0 | 1 | 0 | 0 | 0 | 0 |  |  |  |  | 0 | 0 | 0 | 0 | 0 | 0
SCE Eastern Study Area | Julian Hinds | 230 | 0 | 0 | 0 | 0 |  |  |  |  | 0 | 0 | 0 | 0 | 0 | 0 | 0 | 0 | 0 | 0 | 0 |  |  |  |  | 0 | 0 | 0 | 0 | 0 | 0 | 0 | 0 | 0 | 0 | 0 |  |  |  |  | 0 | 0 | 0 | 0 | 0 | 0
PG&E Greater Bay Study Area | Kasson | 115 | 0 | 0 | 0 | 0 |  |  |  |  | 0 | 0 | 0 | 0 | 0 | 0 | 0 | 0 | 0 | 0 | 0 |  |  |  |  | 0 | 0 | 0 | 0 | 0 | 0 | 0 | 0 | 0 | 0 | 0 |  |  |  |  | 0 | 0 | 0 | 0 | 0 | 0
PG&E Fresno Study Area | Kearney | 230 | 0 | 0 | 0 | 0 |  |  |  |  | 0 | 0 | 0 | 0 | 0 | 0 | 0 | 0 | 0 | 0 | 0 |  |  |  |  | 0 | 0 | 0 | 0 | 0 | 0 | 0 | 0 | 0 | 0 | 0 |  |  |  |  | 10 | 0 | 0 | 0 | 0 | 0
PG&E Greater Bay Study Area | Kelso | 230 | 0 | 0 | 0 | 0 |  |  |  |  | 0 | 0 | 0 | 0 | 0 | 0 | 0 | 0 | 0 | 0 | 0 |  |  |  |  | 0 | 0 | 0 | 0 | 0 | 0 | 0 | 0 | 0 | 0 | 0 |  |  |  |  | 0 | 0 | 0 | 0 | 0 | 0
PG&E Kern Study Area | Kern Oil | 115 | 0 | 0 | 0 | 0 |  |  |  |  | 0 | 0 | 0 | 0 | 0 | 0 | 0 | 0 | 0 | 0 | 0 |  |  |  |  | 0 | 0 | 0 | 0 | 0 | 0 | 0 | 0 | 0 | 0 | 0 |  |  |  |  | 0 | 0 | 0 | 0 | 0 | 0
PG&E Kern Study Area | Kern PP | 230 | 0 | 0 | 0 | 0 |  |  |  |  | 0 | 0 | 0 | 0 | 0 | 0 | 0 | 0 | 0 | 0 | 0 |  |  |  |  | 0 | 0 | 0 | 0 | 0 | 0 | 0 | 0 | 0 | 0 | 0 |  |  |  |  | 0 | 0 | 0 | 0 | 0 | 0
PG&E Kern Study Area | Kern PP | 115 | 0 | 0 | 0 | 0 |  |  |  |  | 0 | 0 | 0 | 0 | 0 | 0 | 0 | 0 | 0 | 0 | 0 |  |  |  |  | 0 | 0 | 0 | 0 | 0 | 0 | 0 | 0 | 0 | 0 | 0 |  |  |  |  | 0 | 0 | 0 | 0 | 0 | 0
PG&E Kern Study Area | Kernridge | 115 | 0 | 0 | 0 | 0 |  |  |  |  | 0 | 0 | 0 | 0 | 0 | 0 | 0 | 0 | 0 | 0 | 0 |  |  |  |  | 0 | 0 | 0 | 0 | 0 | 0 | 0 | 0 | 0 | 0 | 0 |  |  |  |  | 0 | 0 | 0 | 0 | 0 | 0
PG&E Greater Bay Study Area | Kirker | 115 | 0 | 0 | 0 | 0 |  |  |  |  | 0 | 0 | 0 | 0 | 0 | 0 | 0 | 0 | 0 | 0 | 0 |  |  |  |  | 0 | 0 | 0 | 0 | 0 | 0 | 0 | 0 | 0 | 0 | 0 |  |  |  |  | 0 | 0 | 0 | 0 | 0 | 0
PG&E North of Greater Bay Study Area | Knights Landing | 115 | 0 | 0 | 0 | 0 |  |  |  |  | 0 | 0 | 0 | 0 | 0 | 0 | 0 | 0 | 0 | 0 | 0 |  |  |  |  | 0 | 0 | 0 | 0 | 0 | 0 | 0 | 0 | 0 | 0 | 0 |  |  |  |  | 0 | 0 | 0 | 0 | 0 | 0
SCE North of Lugo Study Area | Kramer | 230 | 0 | 0 | 0 | 0 |  |  |  |  | 0 | 599 | 33 | 317.5 | 0 | 0 | 1 | 0 | 0 | 0 | 0 |  |  |  |  | 0 | 117 | 33 | 37.5 | 0 | 0 | 1 | 0 | 0 | 0 | 0 |  |  |  |  | 0 | 0 | 0 | 0 | 0 | 0
SCE North of Lugo Study Area | Kramer | 115 | 0 | 0 | 0 | 0 |  |  |  |  | 0 | 0 | 0 | 0 | 0 | 0 | 0 | 0 | 0 | 0 | 0 |  |  |  |  | 0 | 0 | 0 | 0 | 0 | 0 | 0 | 0 | 0 | 0 | 0 |  |  |  |  | 0 | 0 | 0 | 0 | 0 | 0
SCE North of Lugo Study Area | New Sub - Kramer - Lugo (Proposed) | 230 | 0 | 0 | 0 | 0 |  |  |  |  | 0 | 0 | 0 | 0 | 0 | 0 | 0 | 0 | 0 | 0 | 0 |  |  |  |  | 0 | 0 | 0 | 0 | 0 | 0 | 0 | 0 | 0 | 0 | 0 |  |  |  |  | 0 | 0 | 0 | 0 | 0 | 0
SCE Metro Study Area | La Cienega | 230 | 0 | 0 | 0 | 0 |  |  |  |  | 0 | 0 | 0 | 0 | 0 | 0 | 0 | 0 | 0 | 0 | 0 |  |  |  |  | 0 | 0 | 0 | 0 | 0 | 0 | 0 | 0 | 0 | 0 | 0 |  |  |  |  | 0 | 0 | 0 | 0 | 0 | 0
SCE Metro Study Area | La Fresa | 230 | 0 | 0 | 0 | 0 |  |  |  |  | 0 | 0 | 0 | 0 | 0 | 0 | 0 | 0 | 0 | 0 | 0 |  |  |  |  | 0 | 0 | 0 | 0 | 0 | 0 | 0 | 0 | 0 | 0 | 0 |  |  |  |  | 0 | 0 | 0 | 0 | 0 | 0
SCE Metro Study Area | Laguna Bell | 230 | 0 | 0 | 0 | 0 |  |  |  |  | 0 | 0 | 0 | 0 | 0 | 0 | 0 | 0 | 0 | 0 | 0 |  |  |  |  | 0 | 0 | 0 | 0 | 0 | 0 | 0 | 0 | 0 | 0 | 0 |  |  |  |  | 0 | 0 | 0 | 0 | 0 | 0
PG&E Kern Study Area | Lakeview | 70 | 0 | 0 | 0 | 0 |  |  |  |  | 0 | 0 | 0 | 0 | 0 | 0 | 0 | 0 | 0 | 0 | 0 |  |  |  |  | 0 | 0 | 0 | 0 | 0 | 0 | 0 | 0 | 0 | 0 | 0 |  |  |  |  | 0 | 0 | 0 | 0 | 0 | 0
PG&E North of Greater Bay Study Area | Lakeville | 230 | 0 | 0 | 0 | 0 |  |  |  |  | 0 | 0 | 0 | 0 | 0 | 0 | 0 | 0 | 0 | 0 | 0 |  |  |  |  | 0 | 0 | 0 | 0 | 0 | 0 | 0 | 0 | 0.995 | 0 | 0 |  |  |  |  | 0 | 0 | 0 | 0 | 0 | 0
PG&E North of Greater Bay Study Area | Lakeville | 115 | 0 | 0 | 0 | 0 |  |  |  |  | 0 | 0 | 0 | 0 | 0 | 0 | 0 | 0 | 0 | 0 | 0 |  |  |  |  | 0 | 0 | 0 | 0 | 0 | 0 | 0 | 0 | 0 | 0 | 0 |  |  |  |  | 0 | 0 | 0 | 0 | 0 | 0
PG&E North of Greater Bay Study Area | Lambie | 230 | 0 | 0 | 0 | 0 |  |  |  |  | 0 | 0 | 0 | 0 | 0 | 0 | 0 | 0 | 0 | 0 | 0 |  |  |  |  | 0 | 0 | 0 | 0 | 0 | 0 | 0 | 0 | 0 | 0 | 0 |  |  |  |  | 0 | 0 | 0 | 0 | 0 | 0
PG&E Greater Bay Study Area | Lammers | 115 | 0 | 0 | 0 | 0 |  |  |  |  | 0 | 0 | 0 | 0 | 0 | 0 | 0 | 0 | 0 | 0 | 0 |  |  |  |  | 0 | 0 | 0 | 0 | 0 | 0 | 0 | 0 | 0 | 0 | 0 |  |  |  |  | 0 | 0 | 0 | 0 | 0 | 0
PG&E Kern Study Area | Lamont | 115 | 0 | 0 | 0 | 0 |  |  |  |  | 0 | 0 | 0 | 0 | 0 | 0 | 0 | 0 | 0 | 0 | 0 |  |  |  |  | 0 | 0 | 0 | 0 | 0 | 0 | 0 | 0 | 0 | 0 | 0 |  |  |  |  | 0 | 0 | 0 | 0 | 0 | 0
PG&E Fresno Study Area | Las Aguilas | 230 | 0 | 0 | 0 | 0 |  |  |  |  | 0 | 0 | 0 | 0 | 0 | 0 | 0 | 0 | 0 | 0 | 0 |  |  |  |  | 0 | 0 | 0 | 0 | 0 | 0 | 0 | 0 | 0 | 0 | 0 |  |  |  |  | 0 | 0 | 0 | 0 | 0 | 0
East of Pisgah Study Area | Lathrop | 138 | 0 | 0 | 0 | 0 |  |  |  |  | 0 | 0 | 0 | 0 | 0 | 0 | 0 | 0 | 0 | 0 | 0 |  |  |  |  | 0 | 0 | 0 | 0 | 0 | 0 | 0 | 0 | 0 | 0 | 0 |  |  |  |  | 0 | 0 | 0 | 0 | 0 | 0
PG&E Fresno Study Area | Le Grand | 115 | 0 | 0 | 0 | 0 |  |  |  |  | 0 | 0 | 0 | 0 | 0 | 0 | 0 | 0 | 0 | 0 | 0 |  |  |  |  | 0 | 0 | 0 | 0 | 0 | 0 | 0 | 0 | 0 | 0 | 0 |  |  |  |  | 0 | 0 | 0 | 0 | 0 | 0
PG&E Kern Study Area | Lerdo | 115 | 0 | 0 | 0 | 0 |  |  |  |  | 0 | 0 | 0 | 0 | 0 | 0 | 0 | 0 | 0 | 0 | 0 |  |  |  |  | 0 | 0 | 0 | 0 | 0 | 0 | 0 | 0 | 0 | 0 | 0 |  |  |  |  | 0 | 0 | 0 | 0 | 0 | 0
SCE Metro Study Area | Lewis | 230 | 0 | 0 | 0 | 0 |  |  |  |  | 0 | 0 | 0 | 0 | 0 | 0 | 0 | 0 | 0 | 0 | 0 |  |  |  |  | 0 | 0 | 0 | 0 | 0 | 0 | 0 | 0 | 0 | 0 | 0 |  |  |  |  | 0 | 0 | 0 | 0 | 0 | 0
SCE Metro Study Area | Lighthipe | 230 | 0 | 0 | 0 | 0 |  |  |  |  | 0 | 0 | 0 | 0 | 0 | 0 | 0 | 0 | 0 | 0 | 0 |  |  |  |  | 0 | 0 | 0 | 0 | 0 | 0 | 0 | 0 | 0 | 0 | 0 |  |  |  |  | 0 | 0 | 0 | 0 | 0 | 0
PG&E North of Greater Bay Study Area | Lincoln | 115 | 0 | 0 | 0 | 0 |  |  |  |  | 0 | 0 | 0 | 0 | 0 | 0 | 0 | 0 | 0 | 0 | 0 |  |  |  |  | 0 | 0 | 0 | 0 | 0 | 0 | 0 | 0 | 0 | 0 | 0 |  |  |  |  | 0 | 0 | 0 | 0 | 0 | 0
PG&E Kern Study Area | Live Oak | 115 | 0 | 0 | 0 | 0 |  |  |  |  | 0 | 0 | 0 | 0 | 0 | 0 | 0 | 0 | 0 | 0 | 0 |  |  |  |  | 0 | 0 | 0 | 0 | 0 | 0 | 0 | 0 | 0 | 0 | 0 |  |  |  |  | 0 | 0 | 0 | 0 | 0 | 0
PG&E Greater Bay Study Area | Llagas | 115 | 0 | 0 | 0 | 0 |  |  |  |  | 0 | 0 | 0 | 0 | 0 | 0 | 0 | 0 | 0 | 0 | 0 |  |  |  |  | 0 | 0 | 0 | 0 | 0 | 0 | 0 | 0 | 0 | 0 | 0 |  |  |  |  | 0 | 0 | 0 | 0 | 0 | 0
PG&E Greater Bay Study Area | Lockeford | 230 | 0 | 0 | 0 | 0 |  |  |  |  | 0 | 0 | 0 | 0 | 0 | 0 | 0 | 0 | 0 | 0 | 0 |  |  |  |  | 0 | 0 | 0 | 0 | 0 | 0 | 0 | 0 | 0 | 0 | 0 |  |  |  |  | 0 | 0 | 0 | 0 | 0 | 0
PG&E North of Greater Bay Study Area | Logan Creek | 230 | 0 | 0 | 0 | 0 |  |  |  |  | 0 | 0 | 0 | 0 | 0 | 0 | 0 | 0 | 0 | 0 | 0 |  |  |  |  | 0 | 0 | 0 | 0 | 0 | 0 | 0 | 0 | 0 | 0 | 0 |  |  |  |  | 0 | 0 | 0 | 0 | 0 | 0
PG&E Greater Bay Study Area | Lonetree | 230 | 0 | 0 | 0 | 0 |  |  |  |  | 0 | 0 | 0 | 0 | 0 | 0 | 0 | 0 | 0 | 0 | 0 |  |  |  |  | 0 | 0 | 0 | 0 | 0 | 0 | 0 | 0 | 0 | 0 | 0 |  |  |  |  | 0 | 0 | 0 | 0 | 0 | 0
PG&E Fresno Study Area | Los Banos | 500 | 0 | 0 | 0 | 0 |  |  |  |  | 0 | 0 | 0 | 0 | 0 | 0 | 0 | 0 | 0 | 0 | 0 |  |  |  |  | 0 | 0 | 0 | 0 | 0 | 0 | 0 | 0 | 0 | 0 | 0 |  |  |  |  | 0 | 0 | 0 | 0 | 0 | 0
PG&E Fresno Study Area | Los Banos | 230 | 0 | 0 | 76.4 | 0 |  |  |  |  | 0 | 0 | 0 | 80 | 0 | 0 | 1 | 0 | 0 | 76.4 | 0 |  |  |  |  | 0 | 0 | 0 | 80 | 0 | 0 | 1 | 0 | 0 | 0 | 0 |  |  |  |  | 0 | 0 | 0 | 0 | 0 | 0
PG&E Fresno Study Area | New Sub - Los Banos - Midway (Proposed) | 500 | 0 | 0 | 0 | 0 |  |  |  |  | 0 | 0 | 0 | 0 | 0 | 0 | 0 | 0 | 0 | 0 | 0 |  |  |  |  | 0 | 0 | 0 | 0 | 0 | 0 | 0 | 0 | 0 | 0 | 0 |  |  |  |  | 0 | 0 | 0 | 0 | 0 | 0
PG&E Greater Bay Study Area | Los Esteros | 230 | 0 | 0 | 0 | 0 |  |  |  |  | 0 | 0 | 0 | 0 | 0 | 0 | 0 | 0 | 0 | 0 | 0 |  |  |  |  | 0 | 0 | 0 | 0 | 0 | 0 | 0 | 0 | 0 | 0 | 0 |  |  |  |  | 0 | 0 | 0 | 0 | 0 | 0
PG&E Greater Bay Study Area | Los Esteros | 115 | 0 | 0 | 0 | 0 |  |  |  |  | 0 | 0 | 0 | 0 | 0 | 0 | 0 | 0 | 0 | 0 | 0 |  |  |  |  | 0 | 0 | 0 | 0 | 0 | 0 | 0 | 0 | 0 | 0 | 0 |  |  |  |  | 0 | 0 | 0 | 0 | 0 | 0
PG&E Greater Bay Study Area | Los Positas | 230 | 0 | 0 | 0 | 0 |  |  |  |  | 0 | 0 | 0 | 0 | 0 | 0 | 0 | 0 | 0 | 0 | 0 |  |  |  |  | 0 | 0 | 0 | 0 | 0 | 0 | 0 | 0 | 0 | 0 | 0 |  |  |  |  | 0 | 0 | 0 | 0 | 0 | 0
SDG&E Study Area | Loveland | 69 | 0 | 0 | 0 | 0 |  |  |  |  | 0 | 0 | 0 | 0 | 0 | 0 | 0 | 0 | 0 | 0 | 0 |  |  |  |  | 0 | 0 | 0 | 0 | 0 | 0 | 0 | 0 | 0 | 0 | 0 |  |  |  |  | 0 | 0 | 0 | 0 | 0 | 0
SCE Metro Study Area | Lugo | 500 | 0 | 0 | 0 | 0 |  |  |  |  | 0 | 0 | 0 | 0 | 0 | 0 | 0 | 0 | 0 | 0 | 0 |  |  |  |  | 0 | 0 | 0 | 0 | 0 | 0 | 0 | 0 | 0 | 0 | 0 |  |  |  |  | 0 | 0 | 0 | 0 | 0 | 0
SCE North of Lugo Study Area | Lugo | 230 | 0 | 0 | 0 | 0 |  |  |  |  | 0 | 0 | 0 | 0 | 0 | 0 | 0 | 0 | 0 | 0 | 0 |  |  |  |  | 0 | 0 | 0 | 0 | 0 | 0 | 0 | 0 | 0 | 0 | 0 |  |  |  |  | 0 | 0 | 0 | 0 | 0 | 0
SCE North of Lugo Study Area | New Sub - Lugo - Pisgah (Proposed) | 230 | 0 | 0 | 0 | 0 |  |  |  |  | 0 | 0 | 0 | 0 | 0 | 0 | 0 | 0 | 0 | 0 | 0 |  |  |  |  | 0 | 0 | 0 | 0 | 0 | 0 | 0 | 0 | 0 | 0 | 0 |  |  |  |  | 0 | 0 | 0 | 0 | 0 | 0
PG&E North of Greater Bay Study Area | Madison | 115 | 0 | 0 | 0 | 0 |  |  |  |  | 0 | 0 | 0 | 0 | 0 | 0 | 0 | 0 | 0 | 0 | 0 |  |  |  |  | 0 | 0 | 0 | 0 | 0 | 0 | 0 | 0 | 0 | 0 | 0 |  |  |  |  | 0 | 0 | 0 | 0 | 0 | 0
SCE Northern Area | Magunden | 230 | 0 | 0 | 0 | 0 |  |  |  |  | 0 | 0 | 0 | 0 | 0 | 0 | 0 | 0 | 0 | 0 | 0 |  |  |  |  | 0 | 0 | 0 | 0 | 0 | 0 | 0 | 0 | 0 | 0 | 0 |  |  |  |  | 0 | 0 | 0 | 0 | 0 | 0
PG&E Kern Study Area | Magunden | 115 | 0 | 0 | 0 | 0 |  |  |  |  | 0 | 0 | 0 | 0 | 0 | 0 | 0 | 0 | 0 | 0 | 0 |  |  |  |  | 0 | 0 | 0 | 0 | 0 | 0 | 0 | 0 | 0 | 0 | 0 |  |  |  |  | 0 | 0 | 0 | 0 | 0 | 0
PG&E North of Greater Bay Study Area | Malin | 500 | 0 | 0 | 0 | 0 |  |  |  |  | 0 | 0 | 0 | 0 | 0 | 0 | 0 | 0 | 0 | 0 | 0 |  |  |  |  | 0 | 0 | 0 | 0 | 0 | 0 | 0 | 0 | 0 | 0 | 0 |  |  |  |  | 0 | 0 | 0 | 0 | 0 | 0
SCE Northern Area | Mandalay | 230 | 0 | 0 | 0 | 0 |  |  |  |  | 0 | 0 | 0 | 0 | 0 | 0 | 0 | 0 | 0 | 0 | 0 |  |  |  |  | 0 | 0 | 0 | 0 | 0 | 0 | 0 | 0 | 0 | 0 | 0 |  |  |  |  | 0 | 0 | 0 | 0 | 0 | 0
PG&E Fresno Study Area | Manning | 500 | 0 | 0 | 0 | 0 |  |  |  |  | 0 | 0 | 0 | 0 | 0 | 0 | 0 | 0 | 0 | 0 | 0 |  |  |  |  | 0 | 0 | 0 | 0 | 0 | 0 | 0 | 0 | 0 | 0 | 0 |  |  |  |  | 0 | 0 | 0 | 0 | 0 | 0
PG&E Fresno Study Area | Manning | 230 | 0 | 0 | 0 | 0 |  |  |  |  | 0 | 0 | 0 | 0 | 0 | 0 | 0 | 0 | 0 | 0 | 0 |  |  |  |  | 0 | 0 | 0 | 0 | 0 | 0 | 0 | 0 | 0 | 0 | 0 |  |  |  |  | 0 | 0 | 0 | 0 | 0 | 0
PG&E Greater Bay Study Area | Manteca | 115 | 0 | 0 | 0 | 0 |  |  |  |  | 0 | 0 | 0 | 0 | 0 | 0 | 0 | 0 | 0 | 0 | 0 |  |  |  |  | 0 | 0 | 0 | 0 | 0 | 0 | 0 | 0 | 0 | 0 | 0 |  |  |  |  | 0 | 0 | 0 | 0 | 0 | 0
SDG&E Study Area | Margarita | 138 | 0 | 0 | 0 | 0 |  |  |  |  | 0 | 0 | 0 | 0 | 0 | 0 | 0 | 0 | 0 | 0 | 0 |  |  |  |  | 0 | 0 | 0 | 0 | 0 | 0 | 0 | 0 | 0 | 0 | 0 |  |  |  |  | 0 | 0 | 0 | 0 | 0 | 0
PG&E Greater Bay Study Area | Mariposa | 230 | 0 | 0 | 0 | 0 |  |  |  |  | 0 | 0 | 0 | 0 | 0 | 0 | 0 | 0 | 0 | 0 | 0 |  |  |  |  | 0 | 0 | 0 | 0 | 0 | 0 | 0 | 0 | 0 | 0 | 0 |  |  |  |  | 0 | 0 | 0 | 0 | 0 | 0
PG&E Greater Bay Study Area | Martin | 115 | 0 | 0 | 0 | 0 |  |  |  |  | 0 | 0 | 0 | 0 | 0 | 0 | 0 | 0 | 0 | 0 | 0 |  |  |  |  | 0 | 0 | 0 | 0 | 0 | 0 | 0 | 0 | 0 | 0 | 0 |  |  |  |  | 0 | 0 | 0 | 0 | 0 | 0
PG&E Greater Bay Study Area | Martin | 230 | 0 | 0 | 0 | 0 |  |  |  |  | 0 | 0 | 0 | 0 | 0 | 0 | 0 | 0 | 0 | 0 | 0 |  |  |  |  | 0 | 0 | 0 | 0 | 0 | 0 | 0 | 0 | 0 | 0 | 0 |  |  |  |  | 0 | 0 | 0 | 0 | 0 | 0
PG&E Greater Bay Study Area | Martinez | 115 | 0 | 0 | 0 | 0 |  |  |  |  | 0 | 0 | 0 | 0 | 0 | 0 | 0 | 0 | 0 | 0 | 0 |  |  |  |  | 0 | 0 | 0 | 0 | 0 | 0 | 0 | 0 | 0 | 0 | 0 |  |  |  |  | 0 | 0 | 0 | 0 | 0 | 0
PG&E Fresno Study Area | Mc Mullin | 230 | 0 | 0 | 0 | 0 |  |  |  |  | 0 | 0 | 0 | 0 | 0 | 0 | 0 | 0 | 0 | 0 | 0 |  |  |  |  | 0 | 0 | 0 | 0 | 0 | 0 | 0 | 0 | 0 | 0 | 0 |  |  |  |  | 0 | 0 | 0 | 0 | 0 | 0
PG&E Fresno Study Area | McCall | 230 | 0 | 0 | 0 | 0 |  |  |  |  | 0 | 0 | 0 | 0 | 0 | 0 | 0 | 0 | 0 | 0 | 0 |  |  |  |  | 0 | 0 | 0 | 0 | 0 | 0 | 0 | 0 | 0 | 0 | 0 |  |  |  |  | 1.75 | 0 | 0 | 0 | 0 | 0
East of Pisgah Study Area | McCullough (LDWP) | 500 | 0 | 0 | 0 | 0 |  |  |  |  | 0 | 0 | 0 | 0 | 0 | 0 | 0 | 0 | 0 | 0 | 0 |  |  |  |  | 0 | 0 | 0 | 0 | 0 | 0 | 0 | 0 | 0 | 0 | 0 |  |  |  |  | 0 | 0 | 0 | 0 | 0 | 0
East of Pisgah Study Area | Mead | 230 | 0 | 0 | 350 | 0 |  |  |  |  | 0 | 0 | 0 | 0 | 0 | 0 | 1 | 0 | 0 | 0 | 0 |  |  |  |  | 0 | 0 | 0 | 0 | 0 | 0 | 0 | 0 | 0 | 0 | 0 |  |  |  |  | 0 | 0 | 0 | 0 | 0 | 0
PG&E Greater Bay Study Area | Melones | 115 | 0 | 0 | 0 | 0 |  |  |  |  | 0 | 0 | 0 | 0 | 0 | 0 | 0 | 0 | 0 | 0 | 0 |  |  |  |  | 0 | 0 | 0 | 0 | 0 | 0 | 0 | 0 | 0 | 0 | 0 |  |  |  |  | 0 | 0 | 0 | 0 | 0 | 0
PG&E North of Greater Bay Study Area | Mendocino | 115 | 0 | 0 | 0 | 0 |  |  |  |  | 0 | 0 | 0 | 0 | 0 | 0 | 0 | 0 | 0 | 0 | 0 |  |  |  |  | 0 | 0 | 0 | 0 | 0 | 0 | 0 | 0 | 0 | 0 | 0 |  |  |  |  | 0 | 0 | 0 | 0 | 0 | 0
PG&E Fresno Study Area | Mendota | 115 | 0 | 0 | 0 | 0 |  |  |  |  | 0 | 0 | 0 | 0 | 0 | 0 | 0 | 0 | 0 | 0 | 0 |  |  |  |  | 0 | 0 | 0 | 0 | 0 | 0 | 0 | 0 | 0 | 0 | 0 |  |  |  |  | 0 | 0 | 0 | 0 | 0 | 0
PG&E Fresno Study Area | Merced | 115 | 0 | 0 | 0 | 0 |  |  |  |  | 0 | 0 | 0 | 0 | 0 | 0 | 0 | 0 | 0 | 0 | 0 |  |  |  |  | 0 | 0 | 0 | 0 | 0 | 0 | 0 | 0 | 0 | 0 | 0 |  |  |  |  | 0 | 0 | 0 | 0 | 0 | 0
East of Pisgah Study Area | Mercry Switch | 138 | 0 | 0 | 0 | 0 |  |  |  |  | 0 | 0 | 0 | 0 | 0 | 0 | 0 | 0 | 0 | 0 | 0 |  |  |  |  | 0 | 0 | 0 | 0 | 0 | 0 | 0 | 0 | 0 | 0 | 0 |  |  |  |  | 0 | 0 | 0 | 0 | 0 | 0
PG&E Kern Study Area | Mesa | 230 | 0 | 0 | 0 | 0 |  |  |  |  | 0 | 0 | 0 | 99.7 | 0 | 0 | 1 | 0 | 0 | 0 | 0 |  |  |  |  | 0 | 0 | 0 | 99.7 | 0 | 0 | 1 | 0 | 0 | 0 | 0 |  |  |  |  | 0 | 0 | 0 | 0 | 0 | 0
PG&E Kern Study Area | Mesa | 115 | 0 | 0 | 0 | 0 |  |  |  |  | 0 | 0 | 0 | 0 | 0 | 0 | 0 | 0 | 0 | 0 | 0 |  |  |  |  | 0 | 0 | 0 | 0 | 0 | 0 | 0 | 0 | 0 | 0 | 0 |  |  |  |  | 0 | 0 | 0 | 0 | 0 | 0
SCE Metro Study Area | Mesa (SCE) | 500 | 0 | 0 | 0 | 0 |  |  |  |  | 0 | 0 | 0 | 0 | 0 | 0 | 0 | 0 | 0 | 0 | 0 |  |  |  |  | 0 | 0 | 0 | 0 | 0 | 0 | 0 | 0 | 0 | 0 | 0 |  |  |  |  | 0 | 0 | 0 | 0 | 0 | 0
SCE Metro Study Area | Mesa (SCE) | 230 | 0 | 0 | 0 | 0 |  |  |  |  | 0 | 0 | 0 | 0 | 0 | 0 | 0 | 0 | 0 | 0 | 0 |  |  |  |  | 0 | 0 | 0 | 0 | 0 | 0 | 0 | 0 | 0 | 0 | 0 |  |  |  |  | 0 | 0 | 0 | 0 | 0 | 0
PG&E Greater Bay Study Area | Metcalf | 500 | 0 | 0 | 0 | 0 |  |  |  |  | 0 | 0 | 0 | 0 | 0 | 0 | 0 | 0 | 0 | 0 | 0 |  |  |  |  | 0 | 0 | 0 | 0 | 0 | 0 | 0 | 0 | 0 | 0 | 0 |  |  |  |  | 0 | 0 | 0 | 0 | 0 | 0
PG&E Greater Bay Study Area | Metcalf | 230 | 0 | 0 | 0 | 0 |  |  |  |  | 0 | 0 | 0 | 0 | 0 | 0 | 0 | 0 | 0 | 0 | 0 |  |  |  |  | 0 | 0 | 0 | 0 | 0 | 0 | 0 | 0 | 0 | 0 | 0 |  |  |  |  | 0 | 0 | 0 | 0 | 0 | 0
PG&E Greater Bay Study Area | Metcalf | 115 | 0 | 0 | 0 | 0 |  |  |  |  | 0 | 0 | 0 | 75 | 0 | 0 | 1 | 0 | 0 | 0 | 0 |  |  |  |  | 0 | 0 | 0 | 0 | 0 | 0 | 0 | 0 | 0 | 0 | 0 |  |  |  |  | 0 | 0 | 0 | 0 | 0 | 0
PG&E Kern Study Area | Midway | 500 | 0 | 0 | 0 | 0 |  |  |  |  | 0 | 0 | 0 | 0 | 0 | 0 | 0 | 0 | 0 | 0 | 0 |  |  |  |  | 0 | 0 | 0 | 0 | 0 | 0 | 0 | 0 | 0 | 0 | 0 |  |  |  |  | 0 | 0 | 0 | 0 | 0 | 0
PG&E Kern Study Area | Midway | 230 | 0 | 0 | 0 | 0 |  |  |  |  | 0 | 0 | 0 | 0 | 0 | 0 | 0 | 0 | 0 | 0 | 0 |  |  |  |  | 0 | 0 | 0 | 0 | 0 | 0 | 0 | 0 | 0 | 0 | 0 |  |  |  |  | 0 | 0 | 0 | 0 | 0 | 0
PG&E Kern Study Area | Midway | 115 | 0 | 0 | 0 | 0 |  |  |  |  | 0 | 0 | 0 | 0 | 0 | 0 | 0 | 0 | 0 | 0 | 0 |  |  |  |  | 0 | 0 | 0 | 0 | 0 | 0 | 0 | 0 | 0 | 0 | 0 |  |  |  |  | 0 | 0 | 0 | 0 | 0 | 0
SDG&E Study Area | Miguel | 500 | 0 | 0 | 0 | 0 |  |  |  |  | 0 | 0 | 0 | 0 | 0 | 0 | 0 | 0 | 0 | 0 | 0 |  |  |  |  | 0 | 0 | 0 | 0 | 0 | 0 | 0 | 0 | 0 | 0 | 0 |  |  |  |  | 0 | 0 | 0 | 0 | 0 | 0
SDG&E Study Area | Miguel | 230 | 0 | 0 | 0 | 0 |  |  |  |  | 0 | 0 | 0 | 0 | 0 | 0 | 0 | 0 | 0 | 0 | 0 |  |  |  |  | 0 | 0 | 0 | 0 | 0 | 0 | 0 | 0 | 0 | 0 | 0 |  |  |  |  | 0 | 0 | 0 | 0 | 0 | 0
PG&E Greater Bay Study Area | Miller | 115 | 0 | 0 | 0 | 0 |  |  |  |  | 0 | 0 | 0 | 0 | 0 | 0 | 0 | 0 | 0 | 0 | 0 |  |  |  |  | 0 | 0 | 0 | 0 | 0 | 0 | 0 | 0 | 0 | 0 | 0 |  |  |  |  | 0 | 0 | 0 | 0 | 0 | 0
SCE Metro Study Area | Mira Loma | 500 | 0 | 0 | 0 | 0 |  |  |  |  | 0 | 0 | 0 | 0 | 0 | 0 | 0 | 0 | 0 | 0 | 0 |  |  |  |  | 0 | 0 | 0 | 0 | 0 | 0 | 0 | 0 | 0 | 0 | 0 |  |  |  |  | 0 | 0 | 0 | 0 | 0 | 0
SCE Metro Study Area | Mira Loma | 230 | 0 | 0 | 0 | 0 |  |  |  |  | 0 | 0 | 0 | 0 | 0 | 0 | 0 | 0 | 0 | 0 | 0 |  |  |  |  | 0 | 0 | 0 | 0 | 0 | 0 | 0 | 0 | 0 | 0 | 0 |  |  |  |  | 0 | 0 | 0 | 0 | 0 | 0
SCE Eastern Study Area | Mirage | 230 | 45 | 0 | 0 | 0 |  |  |  |  | 0 | 0 | 132 | 100 | 0 | 0 | 1 | 0 | 0 | 0 | 0 |  |  |  |  | 0 | 0 | 132 | 100 | 0 | 0 | 1 | 0 | 0 | 0 | 0 |  |  |  |  | 0 | 0 | 0 | 0 | 0 | 0
SDG&E Study Area | Mission | 230 | 0 | 0 | 0 | 0 |  |  |  |  | 0 | 0 | 0 | 10 | 10 | 0 | 1 | 0 | 0 | 0 | 0 |  |  |  |  | 0 | 0 | 0 | 0 | 0 | 0 | 0 | 0 | 0 | 0 | 0 |  |  |  |  | 0 | 0 | 0 | 0 | 0 | 0
PG&E Greater Bay Study Area | Mi-Wuk | 115 | 0 | 0 | 0 | 0 |  |  |  |  | 0 | 0 | 0 | 0 | 0 | 0 | 0 | 0 | 0 | 0 | 0 |  |  |  |  | 0 | 0 | 0 | 0 | 0 | 0 | 0 | 0 | 0 | 0 | 0 |  |  |  |  | 0 | 0 | 0 | 0 | 0 | 0
East of Pisgah Study Area | Mohave | 500 | 0 | 0 | 0 | 0 |  |  |  |  | 0 | 0 | 0 | 0 | 0 | 0 | 0 | 0 | 0 | 0 | 0 |  |  |  |  | 0 | 0 | 0 | 0 | 0 | 0 | 0 | 0 | 0 | 0 | 0 |  |  |  |  | 0 | 0 | 0 | 0 | 0 | 0
PG&E North of Greater Bay Study Area | Monroe | 115 | 0 | 0 | 0 | 0 |  |  |  |  | 0 | 0 | 0 | 0 | 0 | 0 | 0 | 0 | 0 | 0 | 0 |  |  |  |  | 0 | 0 | 0 | 0 | 0 | 0 | 0 | 0 | 0 | 0 | 0 |  |  |  |  | 0 | 0 | 0 | 0 | 0 | 0
PG&E Greater Bay Study Area | Monta Vista | 230 | 0 | 0 | 0 | 0 |  |  |  |  | 0 | 0 | 0 | 0 | 0 | 0 | 0 | 0 | 0 | 0 | 0 |  |  |  |  | 0 | 0 | 0 | 0 | 0 | 0 | 0 | 0 | 0 | 0 | 0 |  |  |  |  | 0 | 0 | 0 | 0 | 0 | 0
PG&E North of Greater Bay Study Area | Monticello | 115 | 0 | 0 | 0 | 0 |  |  |  |  | 0 | 0 | 0 | 0 | 0 | 0 | 0 | 0 | 0 | 0 | 0 |  |  |  |  | 0 | 0 | 0 | 0 | 0 | 0 | 0 | 0 | 0 | 0 | 0 |  |  |  |  | 0 | 0 | 0 | 0 | 0 | 0
SCE Northern Area | Moorpark | 230 | 0 | 0 | 0 | 0 |  |  |  |  | 0 | 0 | 0 | 0 | 0 | 0 | 0 | 0 | 0 | 0 | 0 |  |  |  |  | 0 | 0 | 0 | 0 | 0 | 0 | 0 | 0 | 0 | 0 | 0 |  |  |  |  | 0 | 0 | 0 | 0 | 0 | 0
PG&E Greater Bay Study Area | Moraga | 230 | 0 | 0 | 0 | 0 |  |  |  |  | 0 | 0 | 0 | 0 | 0 | 0 | 0 | 0 | 0 | 0 | 0 |  |  |  |  | 0 | 0 | 0 | 0 | 0 | 0 | 0 | 0 | 0 | 0 | 0 |  |  |  |  | 0 | 0 | 0 | 0 | 0 | 0
PG&E Greater Bay Study Area | Moraga | 115 | 0 | 0 | 0 | 0 |  |  |  |  | 0 | 0 | 0 | 0 | 0 | 0 | 0 | 0 | 0 | 0 | 0 |  |  |  |  | 0 | 0 | 0 | 0 | 0 | 0 | 0 | 0 | 0 | 0 | 0 |  |  |  |  | 0 | 0 | 0 | 0 | 0 | 0
PG&E Greater Bay Study Area | Morgan Hill | 115 | 0 | 0 | 0 | 0 |  |  |  |  | 0 | 0 | 0 | 0 | 0 | 0 | 0 | 0 | 0 | 0 | 0 |  |  |  |  | 0 | 0 | 0 | 0 | 0 | 0 | 0 | 0 | 0 | 0 | 0 |  |  |  |  | 0 | 0 | 0 | 0 | 0 | 0
PG&E Kern Study Area | Morro Bay (Proposed) | 500 | 0 | 0 | 0 | 0 |  |  |  |  | 0 | 0 | 0 | 0 | 0 | 0 | 0 | 0 | 0 | 0 | 0 |  |  |  |  | 0 | 0 | 0 | 0 | 0 | 0 | 0 | 0 | 0 | 0 | 0 |  |  |  |  | 0 | 0 | 0 | 0 | 0 | 0
PG&E Kern Study Area | Morro Bay | 230 | 0 | 0 | 0 | 0 |  |  |  |  | 0 | 0 | 0 | 0 | 0 | 0 | 0 | 0 | 0 | 0 | 0 |  |  |  |  | 0 | 0 | 0 | 0 | 0 | 0 | 0 | 0 | 0 | 0 | 0 |  |  |  |  | 0 | 0 | 0 | 0 | 0 | 0
PG&E Kern Study Area | Morro Bay | 115 | 0 | 0 | 0 | 0 |  |  |  |  | 0 | 0 | 0 | 0 | 0 | 0 | 0 | 0 | 0 | 0 | 0 |  |  |  |  | 0 | 0 | 0 | 0 | 0 | 0 | 0 | 0 | 0 | 0 | 0 |  |  |  |  | 0 | 0 | 0 | 0 | 0 | 0
PG&E Greater Bay Study Area | Moss Landing | 500 | 0 | 0 | 0 | 0 |  |  |  |  | 0 | 0 | 0 | 350 | 0 | 0 | 1 | 0 | 0 | 0 | 0 |  |  |  |  | 0 | 0 | 0 | 0 | 0 | 0 | 0 | 0 | 0 | 0 | 0 |  |  |  |  | 0 | 0 | 0 | 0 | 0 | 0
PG&E Greater Bay Study Area | Moss Landing | 230 | 0 | 0 | 0 | 0 |  |  |  |  | 0 | 0 | 0 | 0 | 0 | 0 | 0 | 0 | 0 | 0 | 0 |  |  |  |  | 0 | 0 | 0 | 0 | 0 | 0 | 0 | 0 | 0 | 0 | 0 |  |  |  |  | 0 | 0 | 0 | 0 | 0 | 0
PG&E Greater Bay Study Area | Moss Landing | 115 | 0 | 0 | 0 | 0 |  |  |  |  | 0 | 0 | 0 | 182.5 | 0 | 0 | 1 | 0 | 0 | 0 | 0 |  |  |  |  | 0 | 0 | 0 | 0 | 0 | 0 | 0 | 0 | 0 | 0 | 0 |  |  |  |  | 0 | 0 | 0 | 0 | 0 | 0
PG&E Kern Study Area | Mt Poso | 115 | 0 | 0 | 0 | 0 |  |  |  |  | 0 | 0 | 0 | 0 | 0 | 0 | 0 | 0 | 0 | 0 | 0 |  |  |  |  | 0 | 0 | 0 | 0 | 0 | 0 | 0 | 0 | 0 | 0 | 0 |  |  |  |  | 0 | 0 | 0 | 0 | 0 | 0
PG&E Fresno Study Area | Mustang | 230 | 0 | 0 | 0 | 0 |  |  |  |  | 0 | 0 | 0 | 0 | 0 | 0 | 0 | 0 | 0 | 0 | 0 |  |  |  |  | 0 | 0 | 0 | 0 | 0 | 0 | 0 | 0 | 0 | 0 | 0 |  |  |  |  | 0 | 106.5 | 0 | 0 | 0 | 0
PG&E Fresno Study Area | New Melones | 230 | 0 | 0 | 0 | 0 |  |  |  |  | 0 | 0 | 0 | 0 | 0 | 0 | 0 | 0 | 0 | 0 | 0 |  |  |  |  | 0 | 0 | 0 | 0 | 0 | 0 | 0 | 0 | 0 | 0 | 0 |  |  |  |  | 0 | 0 | 0 | 0 | 0 | 0
PG&E Greater Bay Study Area | Newark | 230 | 0 | 0 | 0 | 0 |  |  |  |  | 0 | 0 | 0 | 0 | 0 | 0 | 0 | 0 | 0 | 0 | 0 |  |  |  |  | 0 | 0 | 0 | 0 | 0 | 0 | 0 | 0 | 0 | 0 | 0 |  |  |  |  | 0 | 0 | 0 | 0 | 0 | 0
PG&E Greater Bay Study Area | Newark | 115 | 0 | 0 | 0 | 0 |  |  |  |  | 0 | 0 | 0 | 0 | 0 | 0 | 0 | 0 | 0 | 0 | 0 |  |  |  |  | 0 | 0 | 0 | 0 | 0 | 0 | 0 | 0 | 0 | 0 | 0 |  |  |  |  | 0 | 0 | 0 | 0 | 0 | 0
PG&E Fresno Study Area | Newhall | 115 | 0 | 0 | 0 | 0 |  |  |  |  | 0 | 0 | 0 | 0 | 0 | 0 | 0 | 0 | 0 | 0 | 0 |  |  |  |  | 0 | 0 | 0 | 0 | 0 | 0 | 0 | 0 | 0 | 0 | 0 |  |  |  |  | 0 | 0 | 0 | 0 | 0 | 0
PG&E Kern Study Area | Norco | 115 | 0 | 0 | 0 | 0 |  |  |  |  | 0 | 0 | 0 | 0 | 0 | 0 | 0 | 0 | 0 | 0 | 0 |  |  |  |  | 0 | 0 | 0 | 0 | 0 | 0 | 0 | 0 | 0 | 0 | 0 |  |  |  |  | 0 | 0 | 0 | 0 | 0 | 0
SDG&E Study Area | North City Metering | 138 | 0 | 0 | 0 | 0 |  |  |  |  | 0 | 0 | 0 | 0 | 0 | 0 | 0 | 0 | 0 | 0 | 0 |  |  |  |  | 0 | 0 | 0 | 0 | 0 | 0 | 0 | 0 | 0 | 0 | 0 |  |  |  |  | 0 | 0 | 0 | 0 | 0 | 0
PG&E Greater Bay Study Area | North Dublin | 230 | 0 | 0 | 0 | 0 |  |  |  |  | 0 | 0 | 0 | 0 | 0 | 0 | 0 | 0 | 0 | 0 | 0 |  |  |  |  | 0 | 0 | 0 | 0 | 0 | 0 | 0 | 0 | 0 | 0 | 0 |  |  |  |  | 0 | 0 | 0 | 0 | 0 | 0
SDG&E Study Area | North Gila | 500 | 0 | 0 | 0 | 0 |  |  |  |  | 0 | 0 | 0 | 0 | 0 | 0 | 0 | 0 | 0 | 0 | 0 |  |  |  |  | 0 | 0 | 0 | 0 | 0 | 0 | 0 | 0 | 0 | 0 | 0 |  |  |  |  | 0 | 0 | 0 | 0 | 0 | 0
SDG&E Study Area | New Sub - North Gila - IV (Proposed) | 500 | 0 | 0 | 0 | 0 |  |  |  |  | 0 | 0 | 0 | 0 | 0 | 0 | 0 | 0 | 0 | 0 | 0 |  |  |  |  | 0 | 0 | 0 | 0 | 0 | 0 | 0 | 0 | 0 | 0 | 0 |  |  |  |  | 0 | 0 | 0 | 0 | 0 | 0
PG&E Greater Bay Study Area | Oakland C | 115 | 0 | 0 | 0 | 0 |  |  |  |  | 0 | 0 | 0 | 0 | 0 | 0 | 0 | 0 | 0 | 0 | 0 |  |  |  |  | 0 | 0 | 0 | 0 | 0 | 0 | 0 | 0 | 0 | 0 | 0 |  |  |  |  | 0 | 0 | 0 | 55 | 0 | 0
PG&E Greater Bay Study Area | Oakland J | 115 | 0 | 0 | 0 | 0 |  |  |  |  | 0 | 0 | 0 | 0 | 0 | 0 | 0 | 0 | 0 | 0 | 0 |  |  |  |  | 0 | 0 | 0 | 0 | 0 | 0 | 0 | 0 | 0 | 0 | 0 |  |  |  |  | 0 | 0 | 0 | 0 | 0 | 0
PG&E Kern Study Area | Oceano | 115 | 0 | 0 | 0 | 0 |  |  |  |  | 0 | 0 | 0 | 0 | 0 | 0 | 0 | 0 | 0 | 0 | 0 |  |  |  |  | 0 | 0 | 0 | 0 | 0 | 0 | 0 | 0 | 0 | 0 | 0 |  |  |  |  | 0 | 0 | 0 | 0 | 0 | 0
SDG&E Study Area | Ocotillo Express | 500 | 0 | 0 | 0 | 0 |  |  |  |  | 0 | 0 | 0 | 0 | 0 | 0 | 0 | 0 | 0 | 0 | 0 |  |  |  |  | 0 | 0 | 0 | 0 | 0 | 0 | 0 | 0 | 0 | 0 | 0 |  |  |  |  | 0 | 0 | 0 | 0 | 0 | 0
SDG&E Study Area | Old Town | 230 | 0 | 0 | 0 | 0 |  |  |  |  | 0 | 0 | 0 | 0 | 0 | 0 | 0 | 0 | 0 | 0 | 0 |  |  |  |  | 0 | 0 | 0 | 0 | 0 | 0 | 0 | 0 | 0 | 0 | 0 |  |  |  |  | 0 | 0 | 0 | 0 | 0 | 0
SCE Metro Study Area | Olinda | 230 | 0 | 0 | 0 | 0 |  |  |  |  | 0 | 0 | 0 | 0 | 0 | 0 | 0 | 0 | 0 | 0 | 0 |  |  |  |  | 0 | 0 | 0 | 0 | 0 | 0 | 0 | 0 | 0 | 0 | 0 |  |  |  |  | 0 | 0 | 0 | 0 | 0 | 0
PG&E Kern Study Area | Olive | 115 | 0 | 0 | 0 | 0 |  |  |  |  | 0 | 0 | 0 | 0 | 0 | 0 | 0 | 0 | 0 | 0 | 0 |  |  |  |  | 0 | 0 | 0 | 0 | 0 | 0 | 0 | 0 | 0 | 0 | 0 |  |  |  |  | 0 | 0 | 0 | 0 | 0 | 0
PG&E North of Greater Bay Study Area | Olivehurst | 115 | 0 | 0 | 0 | 0 |  |  |  |  | 0 | 0 | 0 | 0 | 0 | 0 | 0 | 0 | 0 | 0 | 0 |  |  |  |  | 0 | 0 | 0 | 0 | 0 | 0 | 0 | 0 | 0 | 0 | 0 |  |  |  |  | 0 | 0 | 0 | 0 | 0 | 0
SCE Northern Area | Ormond Beach | 230 | 0 | 0 | 0 | 0 |  |  |  |  | 0 | 0 | 0 | 0 | 0 | 0 | 0 | 0 | 0 | 0 | 0 |  |  |  |  | 0 | 0 | 0 | 0 | 0 | 0 | 0 | 0 | 0 | 0 | 0 |  |  |  |  | 0 | 0 | 0 | 0 | 0 | 0
SDG&E Study Area | Otay | 69 | 0 | 0 | 0 | 0 |  |  |  |  | 0 | 0 | 0 | 6 | 0 | 0 | 1 | 0 | 0 | 0 | 0 |  |  |  |  | 0 | 0 | 0 | 0 | 0 | 0 | 0 | 0 | 0 | 0 | 0 |  |  |  |  | 0 | 0 | 0 | 0 | 0 | 0
SDG&E Study Area | Otay Mesa | 230 | 0 | 0 | 0 | 0 |  |  |  |  | 0 | 0 | 0 | 250 | 0 | 0 | 1 | 0 | 0 | 0 | 0 |  |  |  |  | 0 | 0 | 0 | 0 | 0 | 0 | 0 | 0 | 0 | 0 | 0 |  |  |  |  | 0 | 0 | 0 | 0 | 0 | 0
PG&E Fresno Study Area | Padre Flats SW STA | 230 | 0 | 0 | 0 | 0 |  |  |  |  | 0 | 0 | 0 | 0 | 0 | 0 | 0 | 0 | 0 | 0 | 0 |  |  |  |  | 0 | 0 | 0 | 0 | 0 | 0 | 0 | 0 | 0 | 0 | 0 |  |  |  |  | 0 | 0 | 0 | 0 | 0 | 0
East of Pisgah Study Area | Pahrump | 230 | 0 | 0 | 0 | 0 |  |  |  |  | 0 | 0 | 0 | 0 | 0 | 0 | 0 | 0 | 0 | 0 | 0 |  |  |  |  | 0 | 0 | 0 | 0 | 0 | 0 | 0 | 0 | 0 | 0 | 0 |  |  |  |  | 0 | 0 | 0 | 0 | 0 | 0
East of Pisgah Study Area | Pahrump | 138 | 0 | 0 | 0 | 0 |  |  |  |  | 0 | 0 | 0 | 0 | 0 | 0 | 0 | 0 | 0 | 0 | 0 |  |  |  |  | 0 | 0 | 0 | 0 | 0 | 0 | 0 | 0 | 0 | 0 | 0 |  |  |  |  | 0 | 0 | 0 | 0 | 0 | 0
SDG&E Study Area | Pala | 69 | 0 | 0 | 0 | 0 |  |  |  |  | 0 | 0 | 0 | 0 | 0 | 0 | 0 | 0 | 0 | 0 | 0 |  |  |  |  | 0 | 0 | 0 | 0 | 0 | 0 | 0 | 0 | 0 | 0 | 0 |  |  |  |  | 0 | 0 | 0 | 0 | 0 | 0
PG&E North of Greater Bay Study Area | Palermo | 230 | 0 | 0 | 0 | 0 |  |  |  |  | 0 | 0 | 0 | 0 | 0 | 0 | 0 | 0 | 0 | 0 | 0 |  |  |  |  | 0 | 0 | 0 | 0 | 0 | 0 | 0 | 0 | 0 | 0 | 0 |  |  |  |  | 0 | 0 | 0 | 0 | 0 | 0
PG&E North of Greater Bay Study Area | Palermo | 115 | 0 | 0 | 0 | 0 |  |  |  |  | 0 | 0 | 0 | 0 | 0 | 0 | 0 | 0 | 0 | 0 | 0 |  |  |  |  | 0 | 0 | 0 | 0 | 0 | 0 | 0 | 0 | 0 | 0 | 0 |  |  |  |  | 0 | 0 | 0 | 0 | 0 | 0
SCE Eastern Study Area | Palo Verde | 500 | 0 | 0 | 0 | 0 |  |  |  |  | 0 | 0 | 0 | 0 | 0 | 0 | 0 | 0 | 0 | 0 | 0 |  |  |  |  | 0 | 0 | 0 | 0 | 0 | 0 | 0 | 0 | 0 | 0 | 0 |  |  |  |  | 0 | 0 | 0 | 0 | 0 | 0
SDG&E Study Area | Palomar Energy | 230 | 0 | 0 | 0 | 0 |  |  |  |  | 0 | 0 | 0 | 0 | 0 | 0 | 0 | 0 | 0 | 0 | 0 |  |  |  |  | 0 | 0 | 0 | 0 | 0 | 0 | 0 | 0 | 0 | 0 | 0 |  |  |  |  | 0 | 0 | 0 | 0 | 0 | 0
PG&E Fresno Study Area | Panoche | 115 | 0 | 0 | 0 | 0 |  |  |  |  | 0 | 0 | 0 | 0 | 0 | 0 | 0 | 0 | 0 | 0 | 0 |  |  |  |  | 0 | 0 | 0 | 0 | 0 | 0 | 0 | 0 | 0 | 0 | 0 |  |  |  |  | 0 | 0 | 0 | 0 | 0 | 0
PG&E Fresno Study Area | Panoche | 230 | 0 | 0 | 0 | 0 |  |  |  |  | 0 | 0 | 0 | 0 | 0 | 0 | 0 | 0 | 0 | 0 | 0 |  |  |  |  | 0 | 0 | 0 | 0 | 0 | 0 | 0 | 0 | 0 | 0 | 0 |  |  |  |  | 0 | 0 | 0 | 0 | 0 | 0
SCE Northern Area | Pardee | 230 | 0 | 0 | 0 | 0 |  |  |  |  | 0 | 0 | 0 | 80 | 0 | 0 | 1 | 0 | 0 | 0 | 0 |  |  |  |  | 0 | 0 | 0 | 80 | 0 | 0 | 1 | 0 | 0 | 0 | 0 |  |  |  |  | 0 | 0 | 0 | 0 | 0 | 0
PG&E North of Greater Bay Study Area | Parkway | 230 | 0 | 0 | 0 | 0 |  |  |  |  | 0 | 0 | 0 | 0 | 0 | 0 | 0 | 0 | 0 | 0 | 0 |  |  |  |  | 0 | 0 | 0 | 0 | 0 | 0 | 0 | 0 | 0 | 0 | 0 |  |  |  |  | 0 | 0 | 0 | 0 | 0 | 0
SCE Northern Area | Pastoria | 230 | 0 | 0 | 0 | 0 |  |  |  |  | 0 | 39 | 66 | 80 | 0 | 0 | 1 | 0 | 0 | 0 | 0 |  |  |  |  | 0 | 39 | 66 | 80 | 0 | 0 | 1 | 0 | 0 | 0 | 0 |  |  |  |  | 0 | 0 | 0 | 0 | 0 | 0
SCE Metro Study Area | Pauda | 230 | 0 | 0 | 0 | 0 |  |  |  |  | 0 | 0 | 0 | 0 | 0 | 0 | 0 | 0 | 0 | 0 | 0 |  |  |  |  | 0 | 0 | 0 | 0 | 0 | 0 | 0 | 0 | 0 | 0 | 0 |  |  |  |  | 0 | 0 | 0 | 0 | 0 | 0
PG&E North of Greater Bay Study Area | Peabody | 230 | 0 | 0 | 0 | 0 |  |  |  |  | 0 | 0 | 0 | 0 | 0 | 0 | 0 | 0 | 0 | 0 | 0 |  |  |  |  | 0 | 0 | 0 | 0 | 0 | 0 | 0 | 0 | 0 | 0 | 0 |  |  |  |  | 0 | 0 | 0 | 0 | 0 | 0
PG&E North of Greater Bay Study Area | Pease | 115 | 0 | 0 | 0 | 0 |  |  |  |  | 0 | 0 | 0 | 6 | 0 | 0 | 1 | 0 | 0 | 0 | 0 |  |  |  |  | 0 | 0 | 0 | 0 | 0 | 0 | 0 | 0 | 0 | 0 | 0 |  |  |  |  | 0 | 0 | 0 | 0 | 0 | 0
SDG&E Study Area | Penasquitos | 230 | 0 | 0 | 0 | 0 |  |  |  |  | 0 | 0 | 0 | 0 | 0 | 0 | 0 | 0 | 0 | 0 | 0 |  |  |  |  | 0 | 0 | 0 | 0 | 0 | 0 | 0 | 0 | 0 | 0 | 0 |  |  |  |  | 0 | 0 | 0 | 0 | 0 | 0
PG&E North of Greater Bay Study Area | Penngrove | 115 | 0 | 0 | 0 | 0 |  |  |  |  | 0 | 0 | 0 | 0 | 0 | 0 | 0 | 0 | 0 | 0 | 0 |  |  |  |  | 0 | 0 | 0 | 0 | 0 | 0 | 0 | 0 | 0 | 0 | 0 |  |  |  |  | 0 | 0 | 0 | 0 | 0 | 0
PG&E Greater Bay Study Area | Peoria | 115 | 0 | 0 | 0 | 0 |  |  |  |  | 0 | 0 | 0 | 10 | 0 | 0 | 1 | 0 | 0 | 0 | 0 |  |  |  |  | 0 | 0 | 0 | 0 | 0 | 0 | 0 | 0 | 0 | 0 | 0 |  |  |  |  | 0 | 0 | 0 | 0 | 0 | 0
PG&E Greater Bay Study Area | Piercy | 115 | 0 | 0 | 0 | 0 |  |  |  |  | 0 | 0 | 0 | 0 | 0 | 0 | 0 | 0 | 0 | 0 | 0 |  |  |  |  | 0 | 0 | 0 | 0 | 0 | 0 | 0 | 0 | 0 | 0 | 0 |  |  |  |  | 0 | 0 | 0 | 0 | 0 | 0
PG&E Fresno Study Area | Pine Flat | 230 | 0 | 0 | 0 | 0 |  |  |  |  | 0 | 0 | 0 | 0 | 0 | 0 | 0 | 0 | 0 | 0 | 0 |  |  |  |  | 0 | 0 | 0 | 0 | 0 | 0 | 0 | 0 | 0 | 0 | 0 |  |  |  |  | 0 | 0 | 0 | 0 | 0 | 0
SCE North of Lugo Study Area | Pisgah | 230 | 0 | 0 | 0 | 0 |  |  |  |  | 0 | 0 | 0 | 0 | 0 | 0 | 0 | 0 | 0 | 0 | 0 |  |  |  |  | 0 | 0 | 0 | 0 | 0 | 0 | 0 | 0 | 0 | 0 | 0 |  |  |  |  | 0 | 0 | 0 | 0 | 0 | 0
PG&E North of Greater Bay Study Area | Pit 1 | 230 | 0 | 0 | 0 | 0 |  |  |  |  | 0 | 0 | 0 | 0 | 0 | 0 | 0 | 0 | 0 | 0 | 0 |  |  |  |  | 0 | 0 | 0 | 0 | 0 | 0 | 0 | 0 | 0 | 0 | 0 |  |  |  |  | 0 | 0 | 0 | 0 | 0 | 0
PG&E North of Greater Bay Study Area | New Sub - Pit 1 - Cottonwood (Proposed) | 230 | 0 | 0 | 0 | 0 |  |  |  |  | 0 | 0 | 0 | 0 | 0 | 0 | 0 | 0 | 0 | 0 | 0 |  |  |  |  | 0 | 0 | 0 | 0 | 0 | 0 | 0 | 0 | 0 | 0 | 0 |  |  |  |  | 0 | 0 | 0 | 0 | 0 | 0
PG&E North of Greater Bay Study Area | Pit 4 | 230 | 0 | 0 | 0 | 0 |  |  |  |  | 0 | 0 | 0 | 0 | 0 | 0 | 0 | 0 | 0 | 0 | 0 |  |  |  |  | 0 | 0 | 0 | 0 | 0 | 0 | 0 | 0 | 0 | 0 | 0 |  |  |  |  | 0 | 0 | 0 | 0 | 0 | 0
PG&E Greater Bay Study Area | Pittsburg | 230 | 0 | 0 | 0 | 0 |  |  |  |  | 0 | 0 | 0 | 200 | 0 | 0 | 1 | 0 | 0 | 0 | 0 |  |  |  |  | 0 | 0 | 0 | 0 | 0 | 0 | 0 | 0 | 0 | 0 | 0 |  |  |  |  | 0 | 0 | 0 | 0 | 0 | 0
PG&E Greater Bay Study Area | Pittsburg | 115 | 0 | 0 | 0 | 0 |  |  |  |  | 0 | 0 | 0 | 0 | 0 | 0 | 0 | 0 | 0 | 0 | 0 |  |  |  |  | 0 | 0 | 0 | 0 | 0 | 0 | 0 | 0 | 0 | 0 | 0 |  |  |  |  | 0 | 0 | 0 | 0 | 0 | 0
PG&E North of Greater Bay Study Area | Placerville | 115 | 0 | 0 | 0 | 0 |  |  |  |  | 0 | 0 | 0 | 0 | 0 | 0 | 0 | 0 | 0 | 0 | 0 |  |  |  |  | 0 | 0 | 0 | 0 | 0 | 0 | 0 | 0 | 0 | 0 | 0 |  |  |  |  | 0 | 0 | 0 | 0 | 0 | 0
PG&E North of Greater Bay Study Area | Pleasant Grove | 115 | 0 | 0 | 0 | 0 |  |  |  |  | 0 | 0 | 0 | 0 | 0 | 0 | 0 | 0 | 0 | 0 | 0 |  |  |  |  | 0 | 0 | 0 | 0 | 0 | 0 | 0 | 0 | 0 | 0 | 0 |  |  |  |  | 0 | 0 | 0 | 0 | 0 | 0
PG&E North of Greater Bay Study Area | POE | 230 | 0 | 0 | 0 | 0 |  |  |  |  | 0 | 0 | 0 | 0 | 0 | 0 | 0 | 0 | 0 | 0 | 0 |  |  |  |  | 0 | 0 | 0 | 0 | 0 | 0 | 0 | 0 | 0 | 0 | 0 |  |  |  |  | 0 | 0 | 0 | 0 | 0 | 0
SDG&E Study Area | Point Loma | 69 | 0 | 0 | 0 | 0 |  |  |  |  | 0 | 0 | 0 | 0 | 0 | 0 | 0 | 0 | 0 | 0 | 0 |  |  |  |  | 0 | 0 | 0 | 0 | 0 | 0 | 0 | 0 | 0 | 0 | 0 |  |  |  |  | 0 | 0 | 0 | 0 | 0 | 0
SDG&E Study Area | Pomerado | 69 | 0 | 0 | 0 | 0 |  |  |  |  | 0 | 0 | 0 | 0 | 0 | 0 | 0 | 0 | 0 | 0 | 0 |  |  |  |  | 0 | 0 | 0 | 0 | 0 | 0 | 0 | 0 | 0 | 0 | 0 |  |  |  |  | 0 | 0 | 0 | 0 | 0 | 0
PG&E Kern Study Area | Poso Mountain | 115 | 0 | 0 | 0 | 0 |  |  |  |  | 0 | 0 | 0 | 0 | 0 | 0 | 0 | 0 | 0 | 0 | 0 |  |  |  |  | 0 | 0 | 0 | 0 | 0 | 0 | 0 | 0 | 0 | 0 | 0 |  |  |  |  | 0 | 0 | 0 | 0 | 0 | 0
East of Pisgah Study Area | Primm | 230 | 0 | 0 | 0 | 0 |  |  |  |  | 0 | 0 | 0 | 0 | 0 | 0 | 0 | 0 | 0 | 0 | 0 |  |  |  |  | 0 | 0 | 0 | 0 | 0 | 0 | 0 | 0 | 0 | 0 | 0 |  |  |  |  | 0 | 0 | 0 | 0 | 0 | 0
PG&E North of Greater Bay Study Area | Putah Creek | 115 | 0 | 0 | 0 | 0 |  |  |  |  | 0 | 0 | 0 | 0 | 0 | 0 | 0 | 0 | 0 | 0 | 0 |  |  |  |  | 0 | 0 | 0 | 0 | 0 | 0 | 0 | 0 | 0 | 0 | 0 |  |  |  |  | 0 | 0 | 0 | 0 | 0 | 0
SDG&E Study Area | Q1806 Switchyard | 138 | 0 | 0 | 0 | 0 |  |  |  |  | 0 | 0 | 0 | 0 | 0 | 0 | 0 | 0 | 0 | 0 | 0 |  |  |  |  | 0 | 0 | 0 | 0 | 0 | 0 | 0 | 0 | 0 | 0 | 0 |  |  |  |  | 0 | 0 | 0 | 0 | 0 | 0
PG&E Fresno Study Area | Quinto | 230 | 0 | 0 | 0 | 0 |  |  |  |  | 0 | 0 | 0 | 0 | 0 | 0 | 0 | 0 | 0 | 0 | 0 |  |  |  |  | 0 | 0 | 0 | 0 | 0 | 0 | 0 | 0 | 0 | 0 | 0 |  |  |  |  | 0 | 0 | 0 | 0 | 0 | 0
PG&E Greater Bay Study Area | Race Track | 115 | 0 | 0 | 0 | 0 |  |  |  |  | 0 | 0 | 0 | 0 | 0 | 0 | 0 | 0 | 0 | 0 | 0 |  |  |  |  | 0 | 0 | 0 | 0 | 0 | 0 | 0 | 0 | 0 | 0 | 0 |  |  |  |  | 0 | 0 | 0 | 0 | 0 | 0
SDG&E Study Area | Rancho Mission Viejo | 138 | 0 | 0 | 0 | 0 |  |  |  |  | 0 | 0 | 0 | 0 | 0 | 0 | 0 | 0 | 0 | 0 | 0 |  |  |  |  | 0 | 0 | 0 | 0 | 0 | 0 | 0 | 0 | 0 | 0 | 0 |  |  |  |  | 0 | 0 | 0 | 0 | 0 | 0
PG&E North of Greater Bay Study Area | New Sub - Rancho Seco - Bellota (Proposed) | 230 | 0 | 0 | 0 | 0 |  |  |  |  | 0 | 0 | 0 | 0 | 0 | 0 | 0 | 0 | 0 | 0 | 0 |  |  |  |  | 0 | 0 | 0 | 0 | 0 | 0 | 0 | 0 | 0 | 0 | 0 |  |  |  |  | 0 | 0 | 0 | 0 | 0 | 0
SCE Metro Study Area | Rancho Vista | 500 | 0 | 0 | 0 | 0 |  |  |  |  | 0 | 0 | 0 | 0 | 0 | 0 | 0 | 0 | 0 | 0 | 0 |  |  |  |  | 0 | 0 | 0 | 0 | 0 | 0 | 0 | 0 | 0 | 0 | 0 |  |  |  |  | 0 | 0 | 0 | 0 | 0 | 0
SCE Metro Study Area | Rancho Vista | 230 | 0 | 0 | 0 | 0 |  |  |  |  | 0 | 0 | 0 | 0 | 0 | 0 | 0 | 0 | 0 | 0 | 0 |  |  |  |  | 0 | 0 | 0 | 0 | 0 | 0 | 0 | 0 | 0 | 0 | 0 |  |  |  |  | 0 | 0 | 0 | 0 | 0 | 0
SCE North of Lugo Study Area | Ransburg | 115 | 0 | 0 | 0 | 0 |  |  |  |  | 0 | 0 | 0 | 0 | 0 | 0 | 0 | 0 | 0 | 0 | 0 |  |  |  |  | 0 | 0 | 0 | 0 | 0 | 0 | 0 | 0 | 0 | 0 | 0 |  |  |  |  | 0 | 0 | 0 | 0 | 0 | 0
SCE Northern Area | Rector | 230 | 0 | 0 | 0 | 0 |  |  |  |  | 3.5 | 0 | 0 | 0 | 0 | 0 | 1 | 0 | 0 | 0 | 0 |  |  |  |  | 0 | 0 | 0 | 0 | 0 | 0 | 0 | 0 | 0 | 0 | 0 |  |  |  |  | 0 | 0 | 0 | 0 | 0 | 0
SCE Eastern Study Area | Red Bluff | 500 | 0 | 0 | 0 | 0 |  |  |  |  | 0 | 0 | 250 | 125 | 0 | 0 | 1 | 0 | 0 | 0 | 0 |  |  |  |  | 0 | 0 | 0 | 0 | 0 | 0 | 0 | 0 | 0 | 0 | 0 |  |  |  |  | 0 | 0 | 0 | 0 | 0 | 0
SCE Eastern Study Area | Red Bluff | 230 | 0 | 0 | 0 | 0 |  |  |  |  | 0 | 0 | 250 | 280 | 0 | 0 | 1 | 0 | 0 | 0 | 0 |  |  |  |  | 0 | 0 | 0 | 0 | 0 | 0 | 0 | 0 | 0 | 0 | 0 |  |  |  |  | 0 | 0 | 0 | 0 | 0 | 0
SCE Metro Study Area | Redondo | 230 | 0 | 0 | 0 | 0 |  |  |  |  | 0 | 0 | 0 | 0 | 0 | 0 | 0 | 0 | 0 | 0 | 0 |  |  |  |  | 0 | 0 | 0 | 0 | 0 | 0 | 0 | 0 | 0 | 0 | 0 |  |  |  |  | 0 | 0 | 0 | 0 | 0 | 0
PG&E Kern Study Area | Renfro | 115 | 0 | 0 | 0 | 0 |  |  |  |  | 0 | 0 | 0 | 0 | 0 | 0 | 0 | 0 | 0 | 0 | 0 |  |  |  |  | 0 | 0 | 0 | 0 | 0 | 0 | 0 | 0 | 0 | 0 | 0 |  |  |  |  | 0 | 0 | 0 | 0 | 0 | 0
PG&E Greater Bay Study Area | Richmond | 115 | 0 | 0 | 0 | 0 |  |  |  |  | 0 | 0 | 0 | 0 | 0 | 0 | 0 | 0 | 0 | 0 | 0 |  |  |  |  | 0 | 0 | 0 | 0 | 0 | 0 | 0 | 0 | 0 | 0 | 0 |  |  |  |  | 0 | 0 | 0 | 0 | 0 | 0
PG&E North of Greater Bay Study Area | Rincon | 115 | 0 | 0 | 0 | 0 |  |  |  |  | 0 | 0 | 0 | 0 | 0 | 0 | 0 | 0 | 0 | 0 | 0 |  |  |  |  | 0 | 0 | 0 | 0 | 0 | 0 | 0 | 0 | 0 | 0 | 0 |  |  |  |  | 0 | 0 | 0 | 0 | 0 | 0
PG&E Kern Study Area | Rio Bravo | 115 | 0 | 0 | 0 | 0 |  |  |  |  | 0 | 0 | 0 | 0 | 0 | 0 | 0 | 0 | 0 | 0 | 0 |  |  |  |  | 0 | 0 | 0 | 0 | 0 | 0 | 0 | 0 | 0 | 0 | 0 |  |  |  |  | 0 | 0 | 0 | 0 | 0 | 0
SCE Metro Study Area | Rio Hondo | 230 | 0 | 0 | 0 | 0 |  |  |  |  | 0 | 0 | 0 | 0 | 0 | 0 | 0 | 0 | 0 | 0 | 0 |  |  |  |  | 0 | 0 | 0 | 0 | 0 | 0 | 0 | 0 | 0 | 0 | 0 |  |  |  |  | 0 | 0 | 0 | 0 | 0 | 0
PG&E North of Greater Bay Study Area | Rio Oso | 230 | 0 | 0 | 0 | 0 |  |  |  |  | 0 | 0 | 0 | 0 | 0 | 0 | 0 | 0 | 0 | 0 | 0 |  |  |  |  | 0 | 0 | 0 | 0 | 0 | 0 | 0 | 0 | 0 | 0 | 0 |  |  |  |  | 0 | 0 | 0 | 0 | 0 | 0
PG&E North of Greater Bay Study Area | Rio Oso | 115 | 0 | 0 | 0 | 0 |  |  |  |  | 0 | 0 | 0 | 0 | 0 | 0 | 0 | 0 | 0 | 0 | 0 |  |  |  |  | 0 | 0 | 0 | 0 | 0 | 0 | 0 | 0 | 0 | 0 | 0 |  |  |  |  | 0 | 0 | 0 | 0 | 0 | 0
PG&E Greater Bay Study Area | Ripon | 115 | 0 | 0 | 0 | 0 |  |  |  |  | 0 | 0 | 0 | 0 | 0 | 0 | 0 | 0 | 0 | 0 | 0 |  |  |  |  | 0 | 0 | 0 | 0 | 0 | 0 | 0 | 0 | 0 | 0 | 0 |  |  |  |  | 0 | 0 | 0 | 0 | 0 | 0
PG&E Greater Bay Study Area | Riverbank | 115 | 0 | 0 | 0 | 0 |  |  |  |  | 0 | 0 | 0 | 0 | 0 | 0 | 0 | 0 | 0 | 0 | 0 |  |  |  |  | 0 | 0 | 0 | 0 | 0 | 0 | 0 | 0 | 0 | 0 | 0 |  |  |  |  | 0 | 0 | 0 | 0 | 0 | 0
SCE North of Lugo Study Area | Roadway | 115 | 0 | 0 | 0 | 0 |  |  |  |  | 3 | 0 | 0 | 0 | 0 | 0 | 1 | 0 | 0 | 0 | 0 |  |  |  |  | 0 | 0 | 0 | 0 | 0 | 0 | 0 | 0 | 0 | 0 | 0 |  |  |  |  | 0 | 0 | 0 | 0 | 0 | 0
PG&E Greater Bay Study Area | Rossmoor | 230 | 0 | 0 | 0 | 0 |  |  |  |  | 0 | 0 | 0 | 0 | 0 | 0 | 0 | 0 | 0 | 0 | 0 |  |  |  |  | 0 | 0 | 0 | 0 | 0 | 0 | 0 | 0 | 0 | 0 | 0 |  |  |  |  | 0 | 0 | 0 | 0 | 0 | 0
PG&E North of Greater Bay Study Area | Round Mountain | 500 | 0 | 0 | 0 | 0 |  |  |  |  | 0 | 0 | 0 | 0 | 0 | 0 | 0 | 0 | 0 | 0 | 0 |  |  |  |  | 0 | 0 | 0 | 0 | 0 | 0 | 0 | 0 | 0 | 0 | 0 |  |  |  |  | 0 | 0 | 0 | 0 | 0 | 0
PG&E North of Greater Bay Study Area | Round Mountain | 230 | 0 | 0 | 0 | 0 |  |  |  |  | 0 | 0 | 0 | 0 | 0 | 0 | 0 | 0 | 0 | 0 | 0 |  |  |  |  | 0 | 0 | 0 | 0 | 0 | 0 | 0 | 0 | 0 | 0 | 0 |  |  |  |  | 0 | 0 | 0 | 0 | 0 | 0
PG&E Greater Bay Study Area | Salado | 115 | 0 | 0 | 0 | 0 |  |  |  |  | 0 | 0 | 0 | 0 | 0 | 0 | 0 | 0 | 0 | 0 | 0 |  |  |  |  | 0 | 0 | 0 | 0 | 0 | 0 | 0 | 0 | 0 | 0 | 0 |  |  |  |  | 0 | 0 | 0 | 0 | 0 | 0
SDG&E Study Area | Salt Creek | 69 | 0 | 0 | 0 | 0 |  |  |  |  | 0 | 0 | 0 | 0 | 0 | 0 | 0 | 0 | 0 | 0 | 0 |  |  |  |  | 0 | 0 | 0 | 0 | 0 | 0 | 0 | 0 | 0 | 0 | 0 |  |  |  |  | 0 | 0 | 0 | 0 | 0 | 0
SCE Eastern Study Area | San Bernardino | 230 | 0 | 0 | 0 | 0 |  |  |  |  | 0 | 0 | 0 | 0 | 0 | 0 | 0 | 0 | 0 | 0 | 0 |  |  |  |  | 0 | 0 | 0 | 0 | 0 | 0 | 0 | 0 | 0 | 0 | 0 |  |  |  |  | 0 | 0 | 0 | 0 | 0 | 0
PG&E Greater Bay Study Area | San Jose B | 115 | 0 | 0 | 0 | 0 |  |  |  |  | 0 | 0 | 0 | 0 | 0 | 0 | 0 | 0 | 0 | 0 | 0 |  |  |  |  | 0 | 0 | 0 | 0 | 0 | 0 | 0 | 0 | 0 | 0 | 0 |  |  |  |  | 0 | 0 | 0 | 0 | 0 | 0
PG&E Greater Bay Study Area | San Leandro | 115 | 0 | 0 | 0 | 0 |  |  |  |  | 0 | 0 | 0 | 0 | 0 | 0 | 0 | 0 | 0 | 0 | 0 |  |  |  |  | 0 | 0 | 0 | 0 | 0 | 0 | 0 | 0 | 0 | 0 | 0 |  |  |  |  | 0 | 0 | 0 | 0 | 0 | 0
PG&E Kern Study Area | San Luis Obispo | 115 | 0 | 0 | 0 | 0 |  |  |  |  | 0 | 0 | 0 | 0 | 0 | 0 | 0 | 0 | 0 | 0 | 0 |  |  |  |  | 0 | 0 | 0 | 0 | 0 | 0 | 0 | 0 | 0 | 0 | 0 |  |  |  |  | 0 | 0 | 0 | 0 | 0 | 0
SDG&E Study Area | San Luis Rey | 230 | 0 | 0 | 0 | 0 |  |  |  |  | 0 | 0 | 0 | 0 | 0 | 0 | 0 | 0 | 0 | 0 | 0 |  |  |  |  | 0 | 0 | 0 | 0 | 0 | 0 | 0 | 0 | 0 | 0 | 0 |  |  |  |  | 0 | 0 | 0 | 0 | 0 | 0
SDG&E Study Area | San Onofre | 230 | 0 | 0 | 0 | 0 |  |  |  |  | 0 | 0 | 0 | 0 | 0 | 0 | 0 | 0 | 0 | 0 | 0 |  |  |  |  | 0 | 0 | 0 | 0 | 0 | 0 | 0 | 0 | 0 | 0 | 0 |  |  |  |  | 0 | 0 | 0 | 0 | 0 | 0
PG&E Greater Bay Study Area | San Pablo Sub | 115 | 0 | 0 | 0 | 0 |  |  |  |  | 0 | 0 | 0 | 0 | 0 | 0 | 0 | 0 | 0 | 0 | 0 |  |  |  |  | 0 | 0 | 0 | 0 | 0 | 0 | 0 | 0 | 0 | 0 | 0 |  |  |  |  | 0 | 0 | 0 | 0 | 0 | 0
PG&E Greater Bay Study Area | San Ramon | 230 | 0 | 0 | 0 | 0 |  |  |  |  | 0 | 0 | 0 | 0 | 0 | 0 | 0 | 0 | 0 | 0 | 0 |  |  |  |  | 0 | 0 | 0 | 0 | 0 | 0 | 0 | 0 | 0 | 0 | 0 |  |  |  |  | 0 | 0 | 0 | 0 | 0 | 0
SCE North of Lugo Study Area | Sandlot | 230 | 0 | 0 | 0 | 0 |  |  |  |  | 0 | 0 | 0 | 0 | 0 | 0 | 0 | 0 | 0 | 0 | 0 |  |  |  |  | 0 | 0 | 0 | 0 | 0 | 0 | 0 | 0 | 0 | 0 | 0 |  |  |  |  | 0 | 0 | 0 | 0 | 0 | 0
East of Pisgah Study Area | Sandy | 138 | 0 | 0 | 0 | 0 |  |  |  |  | 0 | 0 | 0 | 0 | 0 | 0 | 0 | 0 | 0 | 0 | 0 |  |  |  |  | 0 | 0 | 0 | 0 | 0 | 0 | 0 | 0 | 0 | 0 | 0 |  |  |  |  | 0 | 0 | 0 | 0 | 0 | 0
PG&E Fresno Study Area | Sanger | 115 | 0 | 0 | 0 | 0 |  |  |  |  | 0 | 0 | 0 | 0 | 0 | 0 | 0 | 0 | 0 | 0 | 0 |  |  |  |  | 0 | 0 | 0 | 0 | 0 | 0 | 0 | 0 | 0 | 0 | 0 |  |  |  |  | 0 | 0 | 0 | 0 | 0 | 0
SCE Northern Area | Santa Clara | 230 | 0 | 0 | 0 | 0 |  |  |  |  | 0 | 0 | 0 | 30 | 0 | 0 | 1 | 0 | 0 | 0 | 0 |  |  |  |  | 0 | 0 | 0 | 30 | 0 | 0 | 1 | 0 | 0 | 0 | 0 |  |  |  |  | 0 | 0 | 0 | 0 | 0 | 0
PG&E North of Greater Bay Study Area | Santa Rosa | 115 | 0 | 0 | 0 | 0 |  |  |  |  | 0 | 0 | 0 | 0 | 0 | 0 | 0 | 0 | 0 | 0 | 0 |  |  |  |  | 0 | 0 | 0 | 0 | 0 | 0 | 0 | 0 | 0 | 0 | 0 |  |  |  |  | 0 | 0 | 0 | 0 | 0 | 0
PG&E Greater Bay Study Area | Santa Teresa | 115 | 0 | 0 | 0 | 0 |  |  |  |  | 0 | 0 | 0 | 0 | 0 | 0 | 0 | 0 | 0 | 0 | 0 |  |  |  |  | 0 | 0 | 0 | 0 | 0 | 0 | 0 | 0 | 0 | 0 | 0 |  |  |  |  | 0 | 0 | 0 | 0 | 0 | 0
SDG&E Study Area | Santee | 138 | 0 | 0 | 0 | 0 |  |  |  |  | 0 | 0 | 0 | 0 | 0 | 0 | 0 | 0 | 0 | 0 | 0 |  |  |  |  | 0 | 0 | 0 | 0 | 0 | 0 | 0 | 0 | 0 | 0 | 0 |  |  |  |  | 0 | 0 | 0 | 0 | 0 | 0
SCE Metro Study Area | Santiago | 230 | 0 | 0 | 0 | 0 |  |  |  |  | 0 | 0 | 0 | 0 | 0 | 0 | 0 | 0 | 0 | 0 | 0 |  |  |  |  | 0 | 0 | 0 | 0 | 0 | 0 | 0 | 0 | 0 | 0 | 0 |  |  |  |  | 0 | 0 | 0 | 0 | 0 | 0
PG&E Greater Bay Study Area | Saratoga | 230 | 0 | 0 | 0 | 0 |  |  |  |  | 0 | 0 | 0 | 0 | 0 | 0 | 0 | 0 | 0 | 0 | 0 |  |  |  |  | 0 | 0 | 0 | 0 | 0 | 0 | 0 | 0 | 0 | 0 | 0 |  |  |  |  | 0 | 0 | 0 | 0 | 0 | 0
SCE Northern Area | Saugus | 230 | 0 | 0 | 0 | 0 |  |  |  |  | 0 | 0 | 0 | 0 | 0 | 0 | 0 | 0 | 0 | 0 | 0 |  |  |  |  | 0 | 0 | 0 | 0 | 0 | 0 | 0 | 0 | 0 | 0 | 0 |  |  |  |  | 0 | 0 | 0 | 0 | 0 | 0
PG&E Fresno Study Area | Schindler | 115 | 0 | 0 | 0 | 0 |  |  |  |  | 0 | 0 | 0 | 0 | 0 | 0 | 0 | 0 | 0 | 0 | 0 |  |  |  |  | 0 | 0 | 0 | 0 | 0 | 0 | 0 | 0 | 0 | 0 | 0 |  |  |  |  | 0 | 0 | 0 | 0 | 0 | 0
PG&E Greater Bay Study Area | Schulte | 115 | 0 | 0 | 0 | 0 |  |  |  |  | 0 | 0 | 0 | 0 | 0 | 0 | 0 | 0 | 0 | 0 | 0 |  |  |  |  | 0 | 0 | 0 | 0 | 0 | 0 | 0 | 0 | 0 | 0 | 0 |  |  |  |  | 0 | 0 | 0 | 0 | 0 | 0
PG&E Kern Study Area | Semitropic | 115 | 0 | 0 | 0 | 0 |  |  |  |  | 0 | 0 | 0 | 0 | 0 | 0 | 0 | 0 | 0 | 0 | 0 |  |  |  |  | 0 | 0 | 0 | 0 | 0 | 0 | 0 | 0 | 0 | 0 | 0 |  |  |  |  | 0 | 0 | 0 | 0 | 0 | 0
SCE Metro Study Area | Serrano | 500 | 0 | 0 | 0 | 0 |  |  |  |  | 0 | 0 | 0 | 0 | 0 | 0 | 0 | 0 | 0 | 0 | 0 |  |  |  |  | 0 | 0 | 0 | 0 | 0 | 0 | 0 | 0 | 0 | 0 | 0 |  |  |  |  | 0 | 0 | 0 | 0 | 0 | 0
SCE Metro Study Area | Serrano | 230 | 0 | 0 | 0 | 0 |  |  |  |  | 0 | 0 | 0 | 0 | 0 | 0 | 0 | 0 | 0 | 0 | 0 |  |  |  |  | 0 | 0 | 0 | 0 | 0 | 0 | 0 | 0 | 0 | 0 | 0 |  |  |  |  | 0 | 0 | 0 | 0 | 0 | 0
SDG&E Study Area | Shadowridge | 138 | 0 | 0 | 0 | 0 |  |  |  |  | 0 | 0 | 0 | 0 | 0 | 0 | 0 | 0 | 0 | 0 | 0 |  |  |  |  | 0 | 0 | 0 | 0 | 0 | 0 | 0 | 0 | 0 | 0 | 0 |  |  |  |  | 0 | 0 | 0 | 0 | 0 | 0
PG&E Kern Study Area | Shafter | 115 | 0 | 0 | 0 | 0 |  |  |  |  | 0 | 0 | 0 | 0 | 0 | 0 | 0 | 0 | 0 | 0 | 0 |  |  |  |  | 0 | 0 | 0 | 0 | 0 | 0 | 0 | 0 | 0 | 0 | 0 |  |  |  |  | 0 | 0 | 0 | 0 | 0 | 0
PG&E North of Greater Bay Study Area | Shiloh II | 230 | 0 | 0 | 0 | 0 |  |  |  |  | 0 | 0 | 0 | 0 | 0 | 0 | 0 | 0 | 0 | 0 | 0 |  |  |  |  | 0 | 0 | 0 | 0 | 0 | 0 | 0 | 0 | 0 | 0 | 0 |  |  |  |  | 0 | 0 | 0 | 0 | 0 | 0
PG&E North of Greater Bay Study Area | Silverado | 115 | 0 | 0 | 0 | 0 |  |  |  |  | 0 | 0 | 0 | 0 | 0 | 0 | 0 | 0 | 0 | 0 | 0 |  |  |  |  | 0 | 0 | 0 | 0 | 0 | 0 | 0 | 0 | 0 | 0 | 0 |  |  |  |  | 0 | 0 | 0 | 0 | 0 | 0
SDG&E Study Area | Silvergate | 230 | 0 | 0 | 0 | 0 |  |  |  |  | 0 | 0 | 0 | 100 | 0 | 0 | 1 | 0 | 0 | 0 | 0 |  |  |  |  | 0 | 0 | 0 | 100 | 0 | 0 | 1 | 0 | 0 | 0 | 0 |  |  |  |  | 0 | 0 | 0 | 0 | 0 | 0
PG&E Kern Study Area | Sisquoc | 115 | 0 | 0 | 0 | 0 |  |  |  |  | 0 | 0 | 0 | 0 | 0 | 0 | 0 | 0 | 0 | 0 | 0 |  |  |  |  | 0 | 0 | 0 | 0 | 0 | 0 | 0 | 0 | 0 | 0 | 0 |  |  |  |  | 0 | 0 | 0 | 0 | 0 | 0
East of Pisgah Study Area | Sloan Canyon | 230 | 0 | 0 | 0 | 0 |  |  |  |  | 0 | 0 | 0 | 0 | 0 | 0 | 0 | 0 | 0 | 0 | 0 |  |  |  |  | 0 | 0 | 0 | 0 | 0 | 0 | 0 | 0 | 0 | 0 | 0 |  |  |  |  | 0 | 0 | 0 | 0 | 0 | 0
PG&E Kern Study Area | Smyrna | 115 | 0 | 0 | 0 | 0 |  |  |  |  | 0 | 0 | 0 | 0 | 0 | 0 | 0 | 0 | 0 | 0 | 0 |  |  |  |  | 0 | 0 | 0 | 0 | 0 | 0 | 0 | 0 | 0 | 0 | 0 |  |  |  |  | 0 | 0 | 0 | 0 | 0 | 0
PG&E Greater Bay Study Area | Sobrante | 115 | 0 | 0 | 0 | 0 |  |  |  |  | 0 | 0 | 0 | 0 | 0 | 0 | 0 | 0 | 0 | 0 | 0 |  |  |  |  | 0 | 0 | 0 | 0 | 0 | 0 | 0 | 0 | 0 | 0 | 0 |  |  |  |  | 0 | 0 | 0 | 0 | 0 | 0
PG&E Kern Study Area | Solar SS | 230 | 0 | 0 | 0 | 0 |  |  |  |  | 0 | 0 | 0 | 0 | 0 | 0 | 0 | 0 | 0 | 0 | 0 |  |  |  |  | 0 | 0 | 0 | 0 | 0 | 0 | 0 | 0 | 0 | 0 | 0 |  |  |  |  | 0 | 0 | 0 | 0 | 0 | 0
SCE Northern Area | Springville | 230 | 0 | 0 | 0 | 0 |  |  |  |  | 11 | 0 | 0 | 0 | 0 | 0 | 1 | 0 | 0 | 0 | 0 |  |  |  |  | 0 | 0 | 0 | 0 | 0 | 0 | 0 | 0 | 0 | 0 | 0 |  |  |  |  | 0 | 0 | 0 | 0 | 0 | 0
PG&E Greater Bay Study Area | Stagg | 230 | 0 | 0 | 0 | 0 |  |  |  |  | 0 | 0 | 0 | 0 | 0 | 0 | 0 | 0 | 0 | 0 | 0 |  |  |  |  | 0 | 0 | 0 | 0 | 0 | 0 | 0 | 0 | 0 | 0 | 0 |  |  |  |  | 0 | 0 | 0 | 0 | 0 | 0
PG&E Greater Bay Study Area | Std Oil | 115 | 0 | 0 | 0 | 0 |  |  |  |  | 0 | 0 | 0 | 0 | 0 | 0 | 0 | 0 | 0 | 0 | 0 |  |  |  |  | 0 | 0 | 0 | 0 | 0 | 0 | 0 | 0 | 0 | 0 | 0 |  |  |  |  | 0 | 0 | 0 | 0 | 0 | 0
PG&E Kern Study Area | Stockdale | 230 | 0 | 0 | 0 | 0 |  |  |  |  | 0 | 0 | 0 | 0 | 0 | 0 | 0 | 0 | 0 | 0 | 0 |  |  |  |  | 0 | 0 | 0 | 0 | 0 | 0 | 0 | 0 | 0 | 0 | 0 |  |  |  |  | 0 | 0 | 0 | 0 | 0 | 0
PG&E Kern Study Area | Stockdale | 115 | 0 | 0 | 0 | 0 |  |  |  |  | 0 | 0 | 0 | 0 | 0 | 0 | 0 | 0 | 0 | 0 | 0 |  |  |  |  | 0 | 0 | 0 | 0 | 0 | 0 | 0 | 0 | 0 | 0 | 0 |  |  |  |  | 0 | 0 | 0 | 0 | 0 | 0
PG&E Fresno Study Area | Storey | 230 | 0 | 0 | 0 | 0 |  |  |  |  | 0 | 0 | 0 | 0 | 0 | 0 | 0 | 0 | 0 | 0 | 0 |  |  |  |  | 0 | 0 | 0 | 0 | 0 | 0 | 0 | 0 | 0 | 0 | 0 |  |  |  |  | 0 | 0 | 0 | 0 | 0 | 0
PG&E North of Greater Bay Study Area | Summit | 115 | 40 | 0 | 0 | 0 |  |  |  |  | 0 | 0 | 0 | 0 | 0 | 0 |  | 40 | 0 | 0 | 0 |  |  |  |  | 0 | 0 | 0 | 0 | 0 | 0 |  | 0 | 0 | 0 | 0 |  |  |  |  | 0 | 0 | 0 | 0 | 0 | 0
SDG&E Study Area | Suncrest | 500 | 0 | 0 | 0 | 0 |  |  |  |  | 0 | 0 | 0 | 0 | 0 | 0 | 0 | 0 | 0 | 0 | 0 |  |  |  |  | 0 | 0 | 0 | 0 | 0 | 0 | 0 | 0 | 0 | 0 | 0 |  |  |  |  | 0 | 0 | 0 | 0 | 0 | 0
SDG&E Study Area | Suncrest | 230 | 0 | 0 | 0 | 0 |  |  |  |  | 0 | 0 | 0 | 0 | 0 | 0 | 0 | 0 | 0 | 0 | 0 |  |  |  |  | 0 | 0 | 0 | 0 | 0 | 0 | 0 | 0 | 0 | 0 | 0 |  |  |  |  | 0 | 0 | 0 | 0 | 0 | 0
SDG&E Study Area | New Sub - Suncrest - Ocotillo (Proposed) | 500 | 0 | 0 | 0 | 0 |  |  |  |  | 0 | 0 | 0 | 0 | 0 | 0 | 0 | 0 | 0 | 0 | 0 |  |  |  |  | 0 | 0 | 0 | 0 | 0 | 0 | 0 | 0 | 0 | 0 | 0 |  |  |  |  | 0 | 0 | 0 | 0 | 0 | 0
PG&E Kern Study Area | Sunset | 230 | 0 | 0 | 0 | 0 |  |  |  |  | 0 | 0 | 0 | 0 | 0 | 0 | 0 | 0 | 0 | 0 | 0 |  |  |  |  | 0 | 0 | 0 | 0 | 0 | 0 | 0 | 0 | 0 | 0 | 0 |  |  |  |  | 0 | 0 | 0 | 0 | 0 | 0
PG&E Kern Study Area | Surf | 115 | 0 | 0 | 0 | 0 |  |  |  |  | 0 | 0 | 0 | 0 | 0 | 0 | 0 | 0 | 0 | 0 | 0 |  |  |  |  | 0 | 0 | 0 | 0 | 0 | 0 | 0 | 0 | 0 | 0 | 0 |  |  |  |  | 0 | 0 | 0 | 0 | 0 | 0
SDG&E Study Area | Sycamore Canyon | 230 | 0 | 0 | 0 | 0 |  |  |  |  | 0 | 0 | 0 | 0 | 0 | 0 | 0 | 0 | 0 | 0 | 0 |  |  |  |  | 0 | 0 | 0 | 0 | 0 | 0 | 0 | 0 | 0 | 0 | 0 |  |  |  |  | 0 | 0 | 0 | 0 | 0 | 0
SDG&E Study Area | Sycamore Canyon | 138 | 0 | 0 | 0 | 0 |  |  |  |  | 0 | 0 | 0 | 300 | 0 | 0 | 1 | 0 | 0 | 0 | 0 |  |  |  |  | 0 | 0 | 0 | 300 | 0 | 0 | 1 | 0 | 0 | 0 | 0 |  |  |  |  | 0 | 0 | 0 | 0 | 0 | 0
SCE Metro Study Area | Sylmar | 230 | 0 | 0 | 0 | 0 |  |  |  |  | 0 | 0 | 0 | 0 | 0 | 0 | 0 | 0 | 0 | 0 | 0 |  |  |  |  | 0 | 0 | 0 | 0 | 0 | 0 | 0 | 0 | 0 | 0 | 0 |  |  |  |  | 0 | 0 | 0 | 0 | 0 | 0
PG&E North of Greater Bay Study Area | Table Mountain | 500 | 0 | 0 | 0 | 0 |  |  |  |  | 0 | 0 | 0 | 0 | 0 | 0 | 0 | 0 | 0 | 0 | 0 |  |  |  |  | 0 | 0 | 0 | 0 | 0 | 0 | 0 | 0 | 0 | 0 | 0 |  |  |  |  | 0 | 0 | 0 | 0 | 0 | 0
PG&E North of Greater Bay Study Area | Table Mountain | 230 | 0 | 0 | 0 | 0 |  |  |  |  | 0 | 0 | 0 | 0 | 0 | 0 | 0 | 0 | 0 | 0 | 0 |  |  |  |  | 0 | 0 | 0 | 0 | 0 | 0 | 0 | 0 | 0 | 0 | 0 |  |  |  |  | 0 | 0 | 0 | 0 | 0 | 0
PG&E Kern Study Area | Taft | 115 | 0 | 0 | 0 | 0 |  |  |  |  | 0 | 0 | 0 | 0 | 0 | 0 | 0 | 0 | 0 | 0 | 0 |  |  |  |  | 0 | 0 | 0 | 0 | 0 | 0 | 0 | 0 | 0 | 0 | 0 |  |  |  |  | 0 | 0 | 0 | 0 | 0 | 0
SDG&E Study Area | Talega | 230 | 0 | 0 | 0 | 0 |  |  |  |  | 0 | 0 | 0 | 0 | 0 | 0 | 0 | 0 | 0 | 0 | 0 |  |  |  |  | 0 | 0 | 0 | 0 | 0 | 0 | 0 | 0 | 0 | 0 | 0 |  |  |  |  | 0 | 0 | 0 | 0 | 0 | 0
SDG&E Study Area | Talega | 138 | 0 | 0 | 0 | 0 |  |  |  |  | 0 | 0 | 0 | 0 | 0 | 0 | 0 | 0 | 0 | 0 | 0 |  |  |  |  | 0 | 0 | 0 | 0 | 0 | 0 | 0 | 0 | 0 | 0 | 0 |  |  |  |  | 0 | 0 | 0 | 0 | 0 | 0
PG&E Greater Bay Study Area | Tassajara | 230 | 0 | 0 | 0 | 0 |  |  |  |  | 0 | 0 | 0 | 0 | 0 | 0 | 0 | 0 | 0 | 0 | 0 |  |  |  |  | 0 | 0 | 0 | 0 | 0 | 0 | 0 | 0 | 0 | 0 | 0 |  |  |  |  | 0 | 0 | 0 | 0 | 0 | 0
PG&E Kern Study Area | Temblor | 115 | 0 | 0 | 0 | 0 |  |  |  |  | 0 | 0 | 0 | 0 | 0 | 0 | 0 | 0 | 0 | 0 | 0 |  |  |  |  | 0 | 0 | 0 | 0 | 0 | 0 | 0 | 0 | 0 | 0 | 0 |  |  |  |  | 0 | 0 | 0 | 0 | 0 | 0
PG&E Kern Study Area | Templeton | 230 | 0 | 0 | 0 | 0 |  |  |  |  | 0 | 0 | 0 | 0 | 0 | 0 | 0 | 0 | 0 | 0 | 0 |  |  |  |  | 0 | 0 | 0 | 0 | 0 | 0 | 0 | 0 | 0 | 0 | 0 |  |  |  |  | 0 | 0 | 0 | 0 | 0 | 0
PG&E Greater Bay Study Area | Tesla | 500 | 0 | 0 | 0 | 0 |  |  |  |  | 0 | 0 | 0 | 0 | 0 | 0 | 0 | 0 | 0 | 0 | 0 |  |  |  |  | 0 | 0 | 0 | 0 | 0 | 0 | 0 | 0 | 0 | 0 | 0 |  |  |  |  | 0 | 0 | 0 | 0 | 0 | 0
PG&E Greater Bay Study Area | Tesla | 230 | 0 | 0 | 0 | 0 |  |  |  |  | 0 | 0 | 0 | 400 | 0 | 0 | 1 | 0 | 0 | 0 | 0 |  |  |  |  | 0 | 0 | 0 | 400 | 0 | 0 | 1 | 0 | 0 | 0 | 0 |  |  |  |  | 0 | 0 | 0 | 0 | 0 | 0
PG&E Greater Bay Study Area | Tesla | 115 | 0 | 0 | 0 | 0 |  |  |  |  | 0 | 0 | 0 | 0 | 0 | 0 | 0 | 0 | 0 | 0 | 0 |  |  |  |  | 0 | 0 | 0 | 0 | 0 | 0 | 0 | 0 | 0 | 0 | 0 |  |  |  |  | 0 | 0 | 0 | 0 | 0 | 0
PG&E Kern Study Area | Tevis | 115 | 0 | 0 | 0 | 0 |  |  |  |  | 0 | 0 | 0 | 0 | 0 | 0 | 0 | 0 | 0 | 0 | 0 |  |  |  |  | 0 | 0 | 0 | 0 | 0 | 0 | 0 | 0 | 0 | 0 | 0 |  |  |  |  | 0 | 0 | 0 | 0 | 0 | 0
East of Pisgah Study Area | Thousandaire | 138 | 0 | 0 | 0 | 0 |  |  |  |  | 0 | 0 | 0 | 0 | 0 | 0 | 0 | 0 | 0 | 0 | 0 |  |  |  |  | 0 | 0 | 0 | 0 | 0 | 0 | 0 | 0 | 0 | 0 | 0 |  |  |  |  | 0 | 0 | 0 | 0 | 0 | 0
SCE North of Lugo Study Area | Tortilla | 115 | 0 | 0 | 0 | 0 |  |  |  |  | 0 | 0 | 0 | 0 | 0 | 0 | 0 | 0 | 0 | 0 | 0 |  |  |  |  | 0 | 0 | 0 | 0 | 0 | 0 | 0 | 0 | 0 | 0 | 0 |  |  |  |  | 0 | 0 | 0 | 0 | 0 | 0
SDG&E Study Area | Trabuco | 138 | 0 | 0 | 0 | 0 |  |  |  |  | 0 | 0 | 0 | 0 | 0 | 0 | 0 | 0 | 0 | 0 | 0 |  |  |  |  | 0 | 0 | 0 | 0 | 0 | 0 | 0 | 0 | 0 | 0 | 0 |  |  |  |  | 0 | 0 | 0 | 0 | 0 | 0
PG&E Greater Bay Study Area | Tracy | 500 | 0 | 0 | 0 | 0 |  |  |  |  | 0 | 0 | 0 | 0 | 0 | 0 | 0 | 0 | 0 | 0 | 0 |  |  |  |  | 0 | 0 | 0 | 0 | 0 | 0 | 0 | 0 | 0 | 0 | 0 |  |  |  |  | 0 | 0 | 0 | 0 | 0 | 0
PG&E Greater Bay Study Area | Tracy | 230 | 0 | 0 | 44.8 | 0 |  |  |  |  | 5 | 0 | 0 | 0 | 0 | 0 | 1 | 0 | 0 | 0 | 0 |  |  |  |  | 0 | 0 | 0 | 0 | 0 | 0 | 0 | 0 | 0 | 0 | 0 |  |  |  |  | 0 | 0 | 0 | 0 | 0 | 0
PG&E Fresno Study Area | Tranquility | 230 | 0 | 0 | 0 | 0 |  |  |  |  | 0 | 200 | 0 | 40 | 0 | 0 | 1 | 0 | 0 | 0 | 0 |  |  |  |  | 0 | 200 | 0 | 40 | 0 | 0 | 1 | 0 | 0 | 0 | 0 |  |  |  |  | 0 | 0 | 0 | 0 | 0 | 0
East of Pisgah Study Area | Trout Canyon | 230 | 0 | 0 | 0 | 0 |  |  |  |  | 0 | 125 | 0 | 65 | 0 | 0 | 1 | 0 | 0 | 0 | 0 |  |  |  |  | 0 | 0 | 0 | 0 | 0 | 0 | 0 | 0 | 0 | 0 | 0 |  |  |  |  | 0 | 0 | 0 | 0 | 0 | 0
PG&E North of Greater Bay Study Area | Tulucay | 230 | 0 | 0 | 0 | 0 |  |  |  |  | 0 | 0 | 0 | 0 | 0 | 0 | 0 | 0 | 0 | 0 | 0 |  |  |  |  | 0 | 0 | 0 | 0 | 0 | 0 | 0 | 0 | 0 | 0 | 0 |  |  |  |  | 0 | 0 | 0 | 0 | 0 | 0
PG&E Kern Study Area | Tupman | 115 | 0 | 0 | 0 | 0 |  |  |  |  | 0 | 0 | 0 | 0 | 0 | 0 | 0 | 0 | 0 | 0 | 0 |  |  |  |  | 0 | 0 | 0 | 0 | 0 | 0 | 0 | 0 | 0 | 0 | 0 |  |  |  |  | 0 | 0 | 0 | 0 | 0 | 0
PG&E North of Greater Bay Study Area | Ukiah | 115 | 0 | 0 | 0 | 0 |  |  |  |  | 0 | 0 | 0 | 0 | 0 | 0 | 0 | 0 | 0 | 0 | 0 |  |  |  |  | 0 | 0 | 0 | 0 | 0 | 0 | 0 | 0 | 0 | 0 | 0 |  |  |  |  | 0 | 0 | 0 | 0 | 0 | 0
PG&E North of Greater Bay Study Area | Vaca Dixon | 500 | 0 | 0 | 0 | 0 |  |  |  |  | 0 | 0 | 0 | 0 | 0 | 0 | 0 | 0 | 0 | 0 | 0 |  |  |  |  | 0 | 0 | 0 | 0 | 0 | 0 | 0 | 0 | 0 | 0 | 0 |  |  |  |  | 0 | 0 | 0 | 0 | 0 | 0
PG&E North of Greater Bay Study Area | Vaca Dixon | 230 | 0 | 0 | 0 | 0 |  |  |  |  | 0 | 0 | 0 | 300 | 0 | 0 | 1 | 0 | 0 | 0 | 0 |  |  |  |  | 0 | 0 | 0 | 300 | 0 | 0 | 1 | 0 | 0 | 0 | 0 |  |  |  |  | 0 | 0 | 0 | 0 | 0 | 0
PG&E North of Greater Bay Study Area | Vaca Dixon | 115 | 0 | 0 | 0 | 0 |  |  |  |  | 0 | 0 | 0 | 0 | 0 | 0 | 0 | 0 | 0 | 0 | 0 |  |  |  |  | 0 | 0 | 0 | 0 | 0 | 0 | 0 | 0 | 0 | 0 | 0 |  |  |  |  | 0 | 0 | 0 | 0 | 0 | 0
SCE Eastern Study Area | Valley (SCE) | 500 | 0 | 0 | 0 | 0 |  |  |  |  | 0 | 0 | 0 | 0 | 0 | 0 | 0 | 0 | 0 | 0 | 0 |  |  |  |  | 0 | 0 | 0 | 0 | 0 | 0 | 0 | 0 | 0 | 0 | 0 |  |  |  |  | 0 | 0 | 0 | 0 | 0 | 0
East of Pisgah Study Area | Valley (VEA) | 138 | 0 | 0 | 0 | 0 |  |  |  |  | 0 | 0 | 0 | 0 | 0 | 0 | 0 | 0 | 0 | 0 | 0 |  |  |  |  | 0 | 0 | 0 | 0 | 0 | 0 | 0 | 0 | 0 | 0 | 0 |  |  |  |  | 0 | 0 | 0 | 0 | 0 | 0
PG&E Greater Bay Study Area | Valley Home | 115 | 0 | 0 | 0 | 0 |  |  |  |  | 0 | 0 | 0 | 0 | 0 | 0 | 0 | 0 | 0 | 0 | 0 |  |  |  |  | 0 | 0 | 0 | 0 | 0 | 0 | 0 | 0 | 0 | 0 | 0 |  |  |  |  | 0 | 0 | 0 | 0 | 0 | 0
East of Pisgah Study Area | Valley Switch | 138 | 0 | 0 | 0 | 0 |  |  |  |  | 0 | 0 | 0 | 0 | 0 | 0 | 0 | 0 | 0 | 0 | 0 |  |  |  |  | 0 | 0 | 0 | 0 | 0 | 0 | 0 | 0 | 0 | 0 | 0 |  |  |  |  | 0 | 0 | 0 | 0 | 0 | 0
PG&E Greater Bay Study Area | Vasona | 230 | 0 | 0 | 0 | 0 |  |  |  |  | 0 | 0 | 0 | 0 | 0 | 0 | 0 | 0 | 0 | 0 | 0 |  |  |  |  | 0 | 0 | 0 | 0 | 0 | 0 | 0 | 0 | 0 | 0 | 0 |  |  |  |  | 0 | 0 | 0 | 0 | 0 | 0
SCE Northern Area | Vestal | 230 | 0 | 0 | 0 | 0 |  |  |  |  | 0 | 355.8 | 0 | 180 | 0 | 0 | 1 | 0 | 0 | 0 | 0 |  |  |  |  | 0 | 300 | 0 | 180 | 0 | 0 | 1 | 0 | 0 | 0 | 0 |  |  |  |  | 0 | 0 | 0 | 0 | 0 | 0
SCE North of Lugo Study Area | Victor | 230 | 0 | 0 | 0 | 0 |  |  |  |  | 0 | 0 | 0 | 0 | 0 | 0 | 0 | 0 | 0 | 0 | 0 |  |  |  |  | 0 | 0 | 0 | 0 | 0 | 0 | 0 | 0 | 0 | 0 | 0 |  |  |  |  | 0 | 0 | 0 | 0 | 0 | 0
SCE North of Lugo Study Area | Victor | 115 | 0 | 0 | 0 | 0 |  |  |  |  | 0 | 0 | 0 | 0 | 0 | 0 | 0 | 0 | 0 | 0 | 0 |  |  |  |  | 0 | 0 | 0 | 0 | 0 | 0 | 0 | 0 | 0 | 0 | 0 |  |  |  |  | 0 | 0 | 0 | 0 | 0 | 0
0 | Victorville (LDWP) | 500 | 0 | 0 | 0 | 0 |  |  |  |  | 0 | 0 | 0 | 0 | 0 | 0 | 0 | 0 | 0 | 0 | 0 |  |  |  |  | 0 | 0 | 0 | 0 | 0 | 0 | 0 | 0 | 0 | 0 | 0 |  |  |  |  | 0 | 0 | 0 | 0 | 0 | 0
SCE Metro Study Area | Viejo | 230 | 0 | 0 | 0 | 0 |  |  |  |  | 0 | 0 | 0 | 0 | 0 | 0 | 0 | 0 | 0 | 0 | 0 |  |  |  |  | 0 | 0 | 0 | 0 | 0 | 0 | 0 | 0 | 0 | 0 | 0 |  |  |  |  | 0 | 0 | 0 | 0 | 0 | 0
PG&E Greater Bay Study Area | Vierra | 115 | 0 | 0 | 0 | 0 |  |  |  |  | 0 | 0 | 0 | 0 | 0 | 0 | 0 | 0 | 0 | 0 | 0 |  |  |  |  | 0 | 0 | 0 | 0 | 0 | 0 | 0 | 0 | 0 | 0 | 0 |  |  |  |  | 0 | 0 | 0 | 0 | 0 | 0
SCE Metro Study Area | Villa Park | 230 | 0 | 0 | 0 | 0 |  |  |  |  | 0 | 0 | 0 | 0 | 0 | 0 | 0 | 0 | 0 | 0 | 0 |  |  |  |  | 0 | 0 | 0 | 0 | 0 | 0 | 0 | 0 | 0 | 0 | 0 |  |  |  |  | 0 | 0 | 0 | 0 | 0 | 0
SCE Northern Area | Vincent | 500 | 0 | 0 | 0 | 0 |  |  |  |  | 0 | 0 | 0 | 0 | 0 | 0 | 0 | 0 | 0 | 0 | 0 |  |  |  |  | 0 | 0 | 0 | 0 | 0 | 0 | 0 | 0 | 0 | 0 | 0 |  |  |  |  | 0 | 0 | 0 | 0 | 0 | 0
SCE Northern Area | Vincent | 230 | 0 | 0 | 0 | 0 |  |  |  |  | 0 | 0 | 0 | 80 | 0 | 0 | 1 | 0 | 0 | 0 | 0 |  |  |  |  | 0 | 0 | 0 | 0 | 0 | 0 | 0 | 0 | 0 | 0 | 0 |  |  |  |  | 0 | 0 | 0 | 0 | 0 | 0
PG&E Greater Bay Study Area | Vineyard | 230 | 0 | 0 | 0 | 0 |  |  |  |  | 0 | 0 | 0 | 0 | 0 | 0 | 0 | 0 | 0 | 0 | 0 |  |  |  |  | 0 | 0 | 0 | 0 | 0 | 0 | 0 | 0 | 0 | 0 | 0 |  |  |  |  | 0 | 0 | 0 | 0 | 0 | 0
SCE Eastern Study Area | Vista (SCE) | 230 | 0 | 0 | 0 | 0 |  |  |  |  | 0 | 0 | 0 | 0 | 0 | 0 | 0 | 0 | 0 | 0 | 0 |  |  |  |  | 0 | 0 | 0 | 0 | 0 | 0 | 0 | 0 | 0 | 0 | 0 |  |  |  |  | 0 | 0 | 0 | 0 | 0 | 0
East of Pisgah Study Area | Vista (VEA) | 138 | 0 | 0 | 0 | 0 |  |  |  |  | 0 | 0 | 0 | 0 | 0 | 0 | 0 | 0 | 0 | 0 | 0 |  |  |  |  | 0 | 0 | 0 | 0 | 0 | 0 | 0 | 0 | 0 | 0 | 0 |  |  |  |  | 0 | 0 | 0 | 0 | 0 | 0
SCE Metro Study Area | Walnut | 230 | 0 | 0 | 0 | 0 |  |  |  |  | 0 | 0 | 0 | 0 | 0 | 0 | 0 | 0 | 0 | 0 | 0 |  |  |  |  | 0 | 0 | 0 | 0 | 0 | 0 | 0 | 0 | 0 | 0 | 0 |  |  |  |  | 0 | 0 | 0 | 0 | 0 | 0
SCE Northern Area | Warne | 230 | 0 | 0 | 0 | 0 |  |  |  |  | 0 | 0 | 0 | 0 | 0 | 0 | 0 | 0 | 0 | 0 | 0 |  |  |  |  | 0 | 0 | 0 | 0 | 0 | 0 | 0 | 0 | 0 | 0 | 0 |  |  |  |  | 0 | 0 | 0 | 0 | 0 | 0
PG&E Fresno Study Area | Warnerville | 230 | 0 | 0 | 0 | 0 |  |  |  |  | 0 | 0 | 0 | 0 | 0 | 0 | 0 | 0 | 0 | 0 | 0 |  |  |  |  | 0 | 0 | 0 | 0 | 0 | 0 | 0 | 0 | 0 | 0 | 0 |  |  |  |  | 0 | 0 | 0 | 0 | 0 | 0
PG&E Fresno Study Area | Waukena | 115 | 0 | 0 | 0 | 0 |  |  |  |  | 0 | 0 | 0 | 0 | 0 | 0 | 0 | 0 | 0 | 0 | 0 |  |  |  |  | 0 | 0 | 0 | 0 | 0 | 0 | 0 | 0 | 0 | 0 | 0 |  |  |  |  | 0 | 0 | 0 | 0 | 0 | 0
PG&E Greater Bay Study Area | Weber | 230 | 0 | 0 | 0 | 0 |  |  |  |  | 0 | 0 | 0 | 25 | 0 | 0 | 1 | 0 | 0 | 0 | 0 |  |  |  |  | 0 | 0 | 0 | 0 | 0 | 0 | 0 | 0 | 0 | 0 | 0 |  |  |  |  | 0 | 0 | 0 | 0 | 0 | 0
PG&E Fresno Study Area | West Fresno | 115 | 0 | 0 | 0 | 0 |  |  |  |  | 0 | 0 | 0 | 0 | 0 | 0 | 0 | 0 | 0 | 0 | 0 |  |  |  |  | 0 | 0 | 0 | 0 | 0 | 0 | 0 | 0 | 0 | 0 | 0 |  |  |  |  | 0 | 0 | 0 | 0 | 0 | 0
PG&E Fresno Study Area | Westley | 230 | 0 | 0 | 0 | 0 |  |  |  |  | 0 | 0 | 0 | 0 | 0 | 0 | 0 | 0 | 0 | 0 | 0 |  |  |  |  | 0 | 0 | 0 | 0 | 0 | 0 | 0 | 0 | 0 | 0 | 0 |  |  |  |  | 0 | 0 | 0 | 0 | 0 | 0
PG&E Fresno Study Area | New Sub - Westley - Quinto (Proposed) | 230 | 0 | 0 | 0 | 0 |  |  |  |  | 0 | 0 | 0 | 0 | 0 | 0 | 0 | 0 | 0 | 0 | 0 |  |  |  |  | 0 | 0 | 0 | 0 | 0 | 0 | 0 | 0 | 0 | 0 | 0 |  |  |  |  | 0 | 0 | 0 | 0 | 0 | 0
PG&E Kern Study Area | Westpark | 115 | 0 | 0 | 0 | 0 |  |  |  |  | 0 | 0 | 0 | 0 | 0 | 0 | 0 | 0 | 0 | 0 | 0 |  |  |  |  | 0 | 0 | 0 | 0 | 0 | 0 | 0 | 0 | 0 | 0 | 0 |  |  |  |  | 0 | 0 | 0 | 0 | 0 | 0
PG&E Kern Study Area | Wheeler Ridge | 230 | 0 | 0 | 0 | 0 |  |  |  |  | 0 | 100 | 0 | 0 | 0 | 0 | 1 | 0 | 0 | 0 | 0 |  |  |  |  | 0 | 0 | 0 | 0 | 0 | 0 | 0 | 0 | 0 | 0 | 0 |  |  |  |  | 0 | 0 | 0 | 0 | 0 | 0
PG&E Kern Study Area | New Sub - Midway - Wheeler Ridge (Proposed) | 230 | 0 | 0 | 0 | 0 |  |  |  |  | 0 | 0 | 0 | 0 | 0 | 0 | 0 | 0 | 0 | 0 | 0 |  |  |  |  | 0 | 0 | 0 | 0 | 0 | 0 | 0 | 0 | 0 | 0 | 0 |  |  |  |  | 0 | 0 | 0 | 0 | 0 | 0
SCE Northern Area | Whirlwind | 230 | 0 | 0 | 0 | 0 |  |  |  |  | 0 | 333 | 0 | 160.5 | 69 | 0 | 1 | 0 | 0 | 0 | 0 |  |  |  |  | 0 | 0 | 0 | 0 | 69 | 0 | 1 | 0 | 0 | 0 | 0 |  |  |  |  | 0 | 0 | 0 | 0 | 0 | 0
SCE Northern Area | Whirlwind | 500 | 0 | 0 | 0 | 0 |  |  |  |  | 0 | 0 | 0 | 0 | 0 | 0 | 0 | 0 | 0 | 0 | 0 |  |  |  |  | 0 | 0 | 0 | 0 | 0 | 0 | 0 | 0 | 0 | 0 | 0 |  |  |  |  | 0 | 0 | 0 | 0 | 0 | 0
PG&E Fresno Study Area | Wilson | 230 | 0 | 0 | 0 | 0 |  |  |  |  | 0 | 0 | 0 | 0 | 0 | 0 | 0 | 0 | 0 | 0 | 0 |  |  |  |  | 0 | 0 | 0 | 0 | 0 | 0 | 0 | 0 | 0 | 0 | 0 |  |  |  |  | 0 | 0 | 0 | 0 | 0 | 0
PG&E Fresno Study Area | Wilson | 115 | 0 | 0 | 0 | 0 |  |  |  |  | 0 | 0 | 0 | 0 | 0 | 0 | 0 | 0 | 0 | 0 | 0 |  |  |  |  | 0 | 0 | 0 | 0 | 0 | 0 | 0 | 0 | 0 | 0 | 0 |  |  |  |  | 0 | 0 | 0 | 0 | 0 | 0
PG&E Kern Study Area | Windgap PP | 230 | 0 | 0 | 0 | 0 |  |  |  |  | 0 | 0 | 0 | 0 | 0 | 0 | 0 | 0 | 0 | 0 | 0 |  |  |  |  | 0 | 0 | 0 | 0 | 0 | 0 | 0 | 0 | 0 | 0 | 0 |  |  |  |  | 0 | 0 | 0 | 0 | 0 | 0
SCE Northern Area | Windhub | 230 | 0 | 0 | 0 | 0 |  |  |  |  | 0 | 735 | 0 | 549 | 0 | 0 | 1 | 0 | 0 | 0 | 0 |  |  |  |  | 0 | 130 | 0 | 372 | 0 | 0 | 1 | 0 | 0 | 0 | 0 |  |  |  |  | 0 | 0 | 0 | 0 | 0 | 0
SCE Northern Area | Windhub | 500 | 0 | 0 | 0 | 0 |  |  |  |  | 0 | 0 | 0 | 0 | 0 | 0 | 0 | 0 | 0 | 0 | 0 |  |  |  |  | 0 | 0 | 0 | 0 | 0 | 0 | 0 | 0 | 0 | 0 | 0 |  |  |  |  | 0 | 0 | 0 | 0 | 0 | 0
PG&E North of Greater Bay Study Area | Woodland | 115 | 0 | 0 | 0 | 0 |  |  |  |  | 0 | 0 | 0 | 0 | 0 | 0 | 0 | 0 | 0 | 0 | 0 |  |  |  |  | 0 | 0 | 0 | 0 | 0 | 0 | 0 | 0 | 0 | 0 | 0 |  |  |  |  | 0 | 0 | 0 | 0 | 0 | 0
PG&E North of Greater Bay Study Area | Wyandotte | 115 | 0 | 0 | 0 | 0 |  |  |  |  | 0 | 0 | 0 | 0 | 0 | 0 | 0 | 0 | 0 | 0 | 0 |  |  |  |  | 0 | 0 | 0 | 0 | 0 | 0 | 0 | 0 | 0 | 0 | 0 |  |  |  |  | 0 | 0 | 0 | 0 | 0 | 0

## Interconnection_Criteria_README
2. Substation level interconnection viability
Criteria Purpose | Mapped candidate resources should fall within a viable distance of transmission, from economic, land-use, and environmental perspectives and be able to interconnect to transmission of an appropriate voltage in a viable and cost-effective manner.
Application of Criteria | Staff are only able to implement the Distance to interconnection point and Interconnection voltage criteria analyisis. Additional criteria analysis of interconnection ease and feasibility was not able to be performed this cycle due to staffing and time constraints, and it requires additional engagement with PTOs to obtain information on dozens of substations.
Additional interconnection information | Staff did incorporate information from PTOs interconnection handbooks which identified certain substation which could not be mapped to without requiring significant upgrades. Particularly staff used information from the PG&E Transmission Interconnection Handbook (Section G2) which identifies PG&E substations that cannot accept new POI’s beyond what is already in the queue.
Criteria Alignment levels for Distance to interconnection
| Wind &Geothermal |  | Solar
Level | < 200 MW | 200 MW or more | < 400 MW | 400 MW or more
1 | <10 mi | <10 mi | <5 mi | <10 mi
2 | <15 mi | <20 mi | <10 mi | <15 mi
3 | <20 mi | <30 mi | <15 mi | <20 mi
4 | <30 mi | >30 mi | <20 mi | <30 mi
5 | >30 mi | - | >20 mi | >30 mi
Tabs for Analysis
TxDistance_Summary_byArea |  |  | Summary of final mapping results for solar, wind, and geothermal by RESOVLE resource area and distance to interconnection
Distance_to_Tx |  |  | Calculates alignment with Distance to transmission for mapped solar, wind, and geothermal resources.

## TxDistance_Summary_byArea
|  | 5 | 10 | 15 | 20 | 1 | 2 | 3 | 4
| Interconnection Distance Criteria | Maximum Distance from Substation |  |  |  | Criteria Alignment Flag
| Solar Generic MWs Mapped (2039) | 5 mi | 10 mi | 15 mi | 20 mi | 1 | 2 | 3 | 4
Northern_California_Li_Battery_4hr | Northern California | 215 | 1645 | 230 | 0 | 1115 | 745 | 230 | 0
Southern_PGAE_Li_Battery_4hr | Southern PG&E | 1096.5 | 5239 | 1147 | 0 | 5089 | 2046.5 | 347 | 0
Tehachapi_Li_Battery_4hr | Greater Tehachapi | 205 | 1828 | 1587.25 | 0 | 1683 | 1937.25 | 0 | 0
Greater_Kramer_Li_Battery_4hr | Greater Kramer | 515 | 21 | 663 | 279 | 515 | 21 | 663 | 279
Riverside_Li_Battery_4hr | Riverside | 0 | 400 | 700 | 425 | 400 | 700 | 0 | 425
Arizona_Li_Battery_4hr | Arizona | 400 | 3025 | 0 | 0 | 3425 | 0 | 0 | 0
Southern_NV_Eldorado_Li_Battery_4hr | Southern Nevada | 1060 | 2710 | 0 | 0 | 3230 | 540 | 0 | 0
Greater_Imperial_Li_Battery_4hr | Greater Imperial | 0 | 434 | 0 | 0 | 0 | 434 | 0 | 0
| Total Generic | 3491.5 | 15302 | 4327.25 | 704 | 15457 | 6423.75 | 1240 | 704
|  | 10 | 15 | 20 | 30
| Interconnection Distance Criteria | Maximum Distance from Substation |  |  |  | Criteria Alignment Flag
| In-State Wind Generic MWs Mapped (2039) | 10 mi | 15 mi | 20 mi | 30 mi | 1 | 2 | 3 | 4
Northern_California_Li_Battery_4hr | Northern California | 438 | 1437 | 900.4 | 0 | 438 | 2337.4 | 0 | 0
Southern_PGAE_Li_Battery_4hr | Southern PG&E | 0 | 600 | 0 | 200 | 0 | 600 | 200 | 0
Tehachapi_Li_Battery_4hr | Greater Tehachapi | 456 | 124 | 0 | 0 | 456 | 124 | 0 | 0
Greater_Kramer_Li_Battery_4hr | Greater Kramer | 0 | 210 | 150 | 0 | 0 | 210 | 150 | 0
Riverside_Li_Battery_4hr | Riverside | 0 | 0 | 324 | 0 | 0 | 324 | 0 | 0
Arizona_Li_Battery_4hr | Arizona | 0 | 0 | 0 | 0 | 0 | 0 | 0 | 0
Southern_NV_Eldorado_Li_Battery_4hr | Southern Nevada | 310 | 0 | 310 | 0 | 310 | 310 | 0 | 0
Greater_Imperial_Li_Battery_4hr | Greater Imperial | 0 | 64 | 400 | 0 | 0 | 1564 | 0 | 0
| Total Generic | 1204 | 2435 | 2084.4 | 200 | 1204 | 5469.4 | 350 | 0
|  | 10 | 15 | 20 | >30
| Interconnection Distance Criteria | Maximum Distance from Substation |  |  |  | Criteria Alignment Flag
| Geothermal Generic MWs Mapped (2039) | 10 mi | 15 mi | 20 mi | >30 mi | 1 | 2 | 3 | 4
Northern_California_Li_Battery_4hr | Northern California | 0 | 112 | 0 | 0 | 0 | 112 | 0 | 0
Southern_PGAE_Li_Battery_4hr | Southern PG&E | 0 | 0 | 0 | 0 | 0 | 0 | 0 | 0
Tehachapi_Li_Battery_4hr | Greater Tehachapi | 0 | 0 | 0 | 0 | 0 | 0 | 0 | 0
Greater_Kramer_Li_Battery_4hr | Greater Kramer | 0 | 0 | 0 | 0 | 0 | 0 | 0 | 0
Riverside_Li_Battery_4hr | Arizona | 0 | 0 | 0 | 0 | 0 | 0 | 0 | 0
Arizona_Li_Battery_4hr | Riverside | 0 | 0 | 0 | 0 | 0 | 0 | 0 | 0
Southern_NV_Eldorado_Li_Battery_4hr | Southern Nevada | 0 | 0 | 0 | 500 | 0 | 0 | 0 | 500
Greater_Imperial_Li_Battery_4hr | Greater Imperial | 950 | 0 | 0 | 0 | 950 | 0 | 0 | 0
| Total Generic | 950 | 112 | 0 | 500 | 950 | 112 | 0 | 500

## Distance_to_Tx
Distance to interconnection analysis for onshore wind, solar, and geothermal resources mapped to in-CAISO substations in both the 2034 and 2039 mapped portfolios.
|  |  | 2034 - Mapped Generic Resources | [13 empty] | 2039 - Mapped Generic Resources | [13 empty] | Criteria Flags Table
|  |  | Wind | Wind | Onshore Wind | Solar | Solar | Solar | Geothermal | Has | Wind Distance | Wind | Solar Distance | Solar | Geothermal Distance | Geothermal Flag | Wind | Wind | Onshore Wind | Solar | Solar | Solar | Geothermal | Has | Wind Distance | Wind | Solar Distance | Solar | Geothermal Distance | Geothermal Flag | Flag | Wind &Geothermal |  | Solar
CAISO Study Area | Substation | Voltage | FCDS | EODS | Total | FCDS | EODS | Total | FCDS | Res | < miles | Flag | < miles | Flag | < miles | Flag | FCDS | EODS | Total | FCDS | EODS | Total | FCDS | Res | < miles | Flag | < miles | Flag | < miles | Flag |  | < 200MW | 200 or more | < 400 MW | 400 or more
PG&E Kern Study Area | 7th Standard | 115 | 0 | 0 | 0 | 0 | 0 | 0 | 0 | 0 | 0 | 1 | 10 | 2 |  |  | 0 | 0 | 0 | 0 | 0 | 0 | 0 | 0 | 0 | 1 | 5 | 1 |  |  | 1 | <10 mi | <10 mi | <5 | <10 | Southern_PGAE_Li_Battery_4hr
SCE Metro Study Area | Alamitos | 230 | 0 | 0 | 0 | 0 | 0 | 0 | 0 | 0 | 0 | 1 | 10 | 2 |  |  | 0 | 0 | 0 | 0 | 0 | 0 | 0 | 0 | 0 | 1 | 10 | 2 |  |  | 2 | <15 | <20 | <10 | <15 | Greater_LA_Li_Battery_4hr
SCE Eastern Study Area | Alberhill | 500 | 0 | 0 | 0 | 0 | 0 | 0 | 0 | 0 | 0 | 1 | 10 | 2 |  |  | 0 | 0 | 0 | 0 | 0 | 0 | 0 | 0 | 0 | 1 | 10 | 2 |  |  | 3 | <20 | <30 | <15 | <20 | Riverside_Li_Battery_4hr
PG&E Kern Study Area | Alpaugh | 115 | 0 | 0 | 0 | 0 | 0 | 0 | 0 | 0 | 0 | 1 | 10 | 2 |  |  | 0 | 0 | 0 | 0 | 0 | 0 | 0 | 0 | 0 | 1 | 10 | 2 |  |  | 4 | <30 | >30 | <20 | <30 | Southern_PGAE_Li_Battery_4hr
SDG&E Study Area | Alpine | 69 | 0 | 0 | 0 | 0 | 0 | 0 | 0 | 0 | 0 | 1 | 10 | 2 |  |  | 0 | 0 | 0 | 0 | 0 | 0 | 0 | 0 | 0 | 1 | 10 | 2 |  |  | 5 | >30 | 0 | >20 | >30 | San_Diego_Li_Battery_4hr
PG&E Greater Bay Study Area | Altamont Midway (Sandhill) | 230 | 5 | 0 | 5 | 0 | 0 | 0 | 0 | 1 | 10 | 1 | 10 | 2 |  |  | 5 | 0 | 5 | 0 | 0 | 0 | 0 | 1 | 10 | 1 | 10 | 2 | [7 empty] | Northern_California_Li_Battery_4hr
SCE Northern Area | Antelope | 500 | 0 | 0 | 0 | 0 | 0 | 0 | 0 | 0 | 0 | 1 | 10 | 2 |  |  | 0 | 0 | 0 | 0 | 0 | 0 | 0 | 0 | 0 | 1 | 10 | 2 | [7 empty] | Tehachapi_Li_Battery_4hr
SCE Northern Area | Antelope | 230 | 140 | 16 | 156 | 161 | 38 | 199 | 0 | 1 | 10 | 1 | 10 | 2 |  |  | 140 | 16 | 156 | 161 | 250 | 411 | 0 | 1 | 10 | 1 | 10 | 1 | [7 empty] | Tehachapi_Li_Battery_4hr
PG&E Kern Study Area | Arco | 230 | 0 | 0 | 0 | 85 | 315 | 400 | 0 | 1 | 0 | 1 | 10 | 1 |  |  | 0 | 0 | 0 | 135 | 515 | 650 | 0 | 1 | 0 | 1 | 10 | 1 | [7 empty] | Southern_PGAE_Li_Battery_4hr
SCE Metro Study Area | ArcoGen | 230 | 0 | 0 | 0 | 0 | 0 | 0 | 0 | 0 | 0 | 1 | 10 | 2 |  |  | 0 | 0 | 0 | 0 | 0 | 0 | 0 | 0 | 0 | 1 | 10 | 2 | [7 empty] | Greater_LA_Li_Battery_4hr
SDG&E Study Area | Artesian | 230 | 0 | 0 | 0 | 0 | 0 | 0 | 0 | 0 | 0 | 1 | 10 | 2 |  |  | 0 | 0 | 0 | 0 | 0 | 0 | 0 | 0 | 0 | 1 | 10 | 2 | [7 empty] | San_Diego_Li_Battery_4hr
PG&E Fresno Study Area | Ashlan | 230 | 0 | 0 | 0 | 0 | 0 | 0 | 0 | 0 | 0 | 1 | 10 | 2 |  |  | 0 | 0 | 0 | 0 | 0 | 0 | 0 | 0 | 0 | 1 | 10 | 2 | [7 empty] | Southern_PGAE_Li_Battery_4hr
PG&E North of Greater Bay Study Area | Atlantic | 230 | 0 | 0 | 0 | 0 | 0 | 0 | 0 | 0 | 0 | 1 | 10 | 2 |  |  | 0 | 0 | 0 | 0 | 0 | 0 | 0 | 0 | 0 | 1 | 10 | 2 | [7 empty] | Northern_California_Li_Battery_4hr
PG&E North of Greater Bay Study Area | Atlantic | 115 | 0 | 0 | 0 | 0 | 0 | 0 | 0 | 0 | 0 | 1 | 10 | 2 |  |  | 0 | 0 | 0 | 0 | 0 | 0 | 0 | 0 | 0 | 1 | 10 | 2 | [7 empty] | Northern_California_Li_Battery_4hr
PG&E Greater Bay Study Area | Avena | 115 | 0 | 0 | 0 | 0 | 0 | 0 | 0 | 0 | 0 | 1 | 10 | 2 |  |  | 0 | 0 | 0 | 0 | 0 | 0 | 0 | 0 | 0 | 1 | 10 | 2 | [7 empty] | Northern_California_Li_Battery_4hr
SDG&E Study Area | Avocado | 69 | 0 | 0 | 0 | 0 | 0 | 0 | 0 | 0 | 0 | 1 | 10 | 2 |  |  | 0 | 0 | 0 | 0 | 0 | 0 | 0 | 0 | 0 | 1 | 10 | 2 | [7 empty] | San_Diego_Li_Battery_4hr
PG&E North of Greater Bay Study Area | Bahia | 230 | 0 | 0 | 0 | 0 | 0 | 0 | 0 | 0 | 0 | 1 | 10 | 2 |  |  | 0 | 0 | 0 | 0 | 0 | 0 | 0 | 0 | 0 | 1 | 10 | 2 | [7 empty] | Northern_California_Li_Battery_4hr
SCE Northern Area | Bailey | 230 | 0 | 0 | 0 | 0 | 0 | 0 | 0 | 0 | 0 | 1 | 10 | 2 |  |  | 0 | 0 | 0 | 0 | 0 | 0 | 0 | 0 | 0 | 1 | 10 | 2 | [7 empty] | Tehachapi_Li_Battery_4hr
PG&E Kern Study Area | Bakersfield | 230 | 0 | 0 | 0 | 0 | 0 | 0 | 0 | 0 | 0 | 1 | 10 | 2 |  |  | 0 | 0 | 0 | 0 | 0 | 0 | 0 | 0 | 0 | 1 | 10 | 2 | [7 empty] | Southern_PGAE_Li_Battery_4hr
PG&E Fresno Study Area | Balch 2 | 230 | 0 | 0 | 0 | 0 | 0 | 0 | 0 | 0 | 0 | 1 | 10 | 2 |  |  | 0 | 0 | 0 | 0 | 0 | 0 | 0 | 0 | 0 | 1 | 10 | 2 | [7 empty] | Southern_PGAE_Li_Battery_4hr
SCE Metro Study Area | Barre | 230 | 0 | 0 | 0 | 0 | 0 | 0 | 0 | 0 | 0 | 1 | 10 | 2 |  |  | 0 | 0 | 0 | 0 | 0 | 0 | 0 | 0 | 0 | 1 | 10 | 2 | [7 empty] | Greater_LA_Li_Battery_4hr
SDG&E Study Area | Bay Boulevard | 230 | 0 | 0 | 0 | 0 | 0 | 0 | 0 | 0 | 0 | 1 | 10 | 2 |  |  | 0 | 0 | 0 | 0 | 0 | 0 | 0 | 0 | 0 | 1 | 10 | 2 | [7 empty] | San_Diego_Li_Battery_4hr
East of Pisgah Study Area | Beatty | 138 | 0 | 0 | 0 | 0 | 0 | 0 | 500 | 1 | 0 | 1 | 10 | 2 | 80 | 4 | 0 | 0 | 0 | 0 | 0 | 0 | 500 | 1 | 0 | 1 | 10 | 2 | 80 | 4 | [5 empty] | Southern_NV_Eldorado_Li_Battery_4hr
PG&E Greater Bay Study Area | Belden | 230 | 0 | 0 | 0 | 0 | 0 | 0 | 0 | 0 | 0 | 1 | 10 | 2 |  |  | 0 | 0 | 0 | 0 | 0 | 0 | 0 | 0 | 0 | 1 | 10 | 2 | [7 empty] | Northern_California_Li_Battery_4hr
PG&E North of Greater Bay Study Area | Bellevue | 115 | 0 | 0 | 0 | 0 | 0 | 0 | 0 | 0 | 0 | 1 | 10 | 2 |  |  | 0 | 0 | 0 | 0 | 0 | 0 | 0 | 0 | 0 | 1 | 10 | 2 | [7 empty] | Northern_California_Li_Battery_4hr
PG&E North of Greater Bay Study Area | Bellota | 230 | 0 | 0 | 0 | 0 | 0 | 0 | 0 | 0 | 0 | 1 | 10 | 2 |  |  | 0 | 0 | 0 | 0 | 0 | 0 | 0 | 0 | 0 | 1 | 10 | 2 | [7 empty] | Northern_California_Li_Battery_4hr
PG&E North of Greater Bay Study Area | Bellota | 115 | 0 | 0 | 0 | 0 | 0 | 0 | 0 | 0 | 0 | 1 | 10 | 2 |  |  | 0 | 0 | 0 | 0 | 0 | 0 | 0 | 0 | 0 | 1 | 10 | 2 | [7 empty] | Northern_California_Li_Battery_4hr
SCE Northern Area | Big Creek | 230 | 0 | 0 | 0 | 0 | 0 | 0 | 0 | 0 | 0 | 1 | 10 | 2 |  |  | 0 | 0 | 0 | 0 | 0 | 0 | 0 | 0 | 0 | 1 | 10 | 2 | [7 empty] | Tehachapi_Li_Battery_4hr
PG&E North of Greater Bay Study Area | Birds Landing | 230 | 100 | 110 | 210 | 0 | 0 | 0 | 0 | 1 | 15 | 2 | 10 | 2 |  |  | 100 | 110 | 210 | 50 | 140 | 190 | 0 | 1 | 15 | 2 | 5 | 1 | [7 empty] | Northern_California_Li_Battery_4hr
SCE Eastern Study Area | BlytheSC 161 kV | 161 | 0 | 0 | 0 | 0 | 0 | 0 | 0 | 0 | 0 | 1 | 10 | 2 |  |  | 0 | 0 | 0 | 0 | 0 | 0 | 0 | 0 | 0 | 1 | 10 | 2 | [7 empty] | Riverside_Li_Battery_4hr
PG&E North of Greater Bay Study Area | Bogue | 115 | 0 | 0 | 0 | 0 | 0 | 0 | 0 | 0 | 0 | 1 | 10 | 2 |  |  | 0 | 0 | 0 | 0 | 0 | 0 | 0 | 0 | 0 | 1 | 10 | 2 | [7 empty] | Northern_California_Li_Battery_4hr
East of Pisgah Study Area | Bond Tap | 138 | 0 | 0 | 0 | 0 | 0 | 0 | 0 | 0 | 0 | 1 | 10 | 2 |  |  | 0 | 0 | 0 | 0 | 0 | 0 | 0 | 0 | 0 | 1 | 10 | 2 | [7 empty] | Southern_NV_Eldorado_Li_Battery_4hr
PG&E Fresno Study Area | Borden | 230 | 0 | 0 | 0 | 0 | 0 | 0 | 0 | 0 | 0 | 1 | 10 | 2 |  |  | 0 | 0 | 0 | 80 | 60 | 140 | 0 | 1 | 0 | 1 | 5 | 1 | [7 empty] | Southern_PGAE_Li_Battery_4hr
PG&E North of Greater Bay Study Area | Bottle Rock | 230 | 0 | 0 | 0 | 0 | 0 | 0 | 0 | 0 | 0 | 1 | 10 | 2 |  |  | 0 | 0 | 0 | 0 | 0 | 0 | 0 | 0 | 0 | 1 | 10 | 2 | [7 empty] | Northern_California_Li_Battery_4hr
PG&E Greater Bay Study Area | Brentwood | 230 | 0 | 0 | 0 | 0 | 0 | 0 | 0 | 0 | 0 | 1 | 10 | 2 |  |  | 0 | 0 | 0 | 0 | 0 | 0 | 0 | 0 | 0 | 1 | 10 | 2 | [7 empty] | Northern_California_Li_Battery_4hr
PG&E North of Greater Bay Study Area | Brighton | 230 | 0 | 0 | 0 | 0 | 0 | 0 | 0 | 0 | 0 | 1 | 10 | 2 |  |  | 0 | 0 | 0 | 0 | 0 | 0 | 0 | 0 | 0 | 1 | 10 | 2 | [7 empty] | Northern_California_Li_Battery_4hr
PG&E North of Greater Bay Study Area | Brunswick | 115 | 0 | 0 | 0 | 0 | 0 | 0 | 0 | 0 | 0 | 1 | 10 | 2 |  |  | 0 | 0 | 0 | 0 | 0 | 0 | 0 | 0 | 0 | 1 | 10 | 2 | [7 empty] | Northern_California_Li_Battery_4hr
PG&E Kern Study Area | Buena Vista PP | 230 | 0 | 0 | 0 | 0 | 0 | 0 | 0 | 0 | 0 | 1 | 10 | 2 |  |  | 0 | 0 | 0 | 0 | 0 | 0 | 0 | 0 | 0 | 1 | 10 | 2 | [7 empty] | Southern_PGAE_Li_Battery_4hr
PG&E Kern Study Area | Cabrillo | 115 | 0 | 0 | 0 | 0 | 0 | 0 | 0 | 0 | 15 | 2 | 10 | 2 |  |  | 0 | 0 | 0 | 0 | 0 | 0 | 0 | 0 | 20 | 3 | 10 | 2 | [7 empty] | Southern_PGAE_Li_Battery_4hr
PG&E Fresno Study Area | Cal Flats | 230 | 0 | 0 | 0 | 0 | 0 | 0 | 0 | 0 | 0 | 1 | 10 | 2 |  |  | 0 | 0 | 0 | 0 | 0 | 0 | 0 | 0 | 0 | 1 | 10 | 2 | [7 empty] | Southern_PGAE_Li_Battery_4hr
PG&E Kern Study Area | Cal Water | 115 | 0 | 0 | 0 | 0 | 0 | 0 | 0 | 0 | 0 | 1 | 10 | 2 |  |  | 0 | 0 | 0 | 0 | 0 | 0 | 0 | 0 | 0 | 1 | 10 | 2 | [7 empty] | Southern_PGAE_Li_Battery_4hr
SCE North of Lugo Study Area | Calcite | 230 | 0 | 0 | 0 | 150 | 250 | 400 | 0 | 1 | 0 | 1 | 5 | 1 |  |  | 0 | 0 | 0 | 150 | 250 | 400 | 0 | 1 | 0 | 1 | 5 | 1 | [7 empty] | Greater_Kramer_Li_Battery_4hr
PG&E Kern Study Area | Caliente | 230 | 200 | 10 | 210 | 0 | 0 | 0 | 0 | 1 | 15 | 2 | 10 | 2 |  |  | 200 | 10 | 210 | 100 | 0 | 100 | 0 | 1 | 15 | 2 | 5 | 1 | [7 empty] | Southern_PGAE_Li_Battery_4hr
PG&E Kern Study Area | Callender SS | 115 | 0 | 0 | 0 | 0 | 0 | 0 | 0 | 0 | 0 | 1 | 10 | 2 |  |  | 0 | 0 | 0 | 0 | 0 | 0 | 0 | 0 | 0 | 1 | 10 | 2 | [7 empty] | Southern_PGAE_Li_Battery_4hr
PG&E North of Greater Bay Study Area | Calpella | 115 | 0 | 0 | 0 | 0 | 0 | 0 | 0 | 0 | 0 | 1 | 10 | 2 |  |  | 0 | 0 | 0 | 0 | 0 | 0 | 0 | 0 | 0 | 1 | 10 | 2 | [7 empty] | Northern_California_Li_Battery_4hr
PG&E Greater Bay Study Area | Camanche | 230 | 0 | 0 | 0 | 0 | 0 | 0 | 0 | 0 | 0 | 1 | 10 | 2 |  |  | 0 | 0 | 0 | 0 | 0 | 0 | 0 | 0 | 0 | 1 | 10 | 2 | [7 empty] | Northern_California_Li_Battery_4hr
PG&E Fresno Study Area | Cantua | 115 | 0 | 0 | 0 | 0 | 0 | 0 | 0 | 0 | 0 | 1 | 10 | 2 |  |  | 0 | 0 | 0 | 0 | 0 | 0 | 0 | 0 | 0 | 1 | 10 | 2 | [7 empty] | Southern_PGAE_Li_Battery_4hr
SDG&E Study Area | Capistrano | 230 | 0 | 0 | 0 | 0 | 0 | 0 | 0 | 0 | 0 | 1 | 10 | 2 |  |  | 0 | 0 | 0 | 0 | 0 | 0 | 0 | 0 | 0 | 1 | 10 | 2 | [7 empty] | San_Diego_Li_Battery_4hr
SDG&E Study Area | Capistrano | 138 | 0 | 0 | 0 | 0 | 0 | 0 | 0 | 0 | 0 | 1 | 10 | 2 |  |  | 0 | 0 | 0 | 0 | 0 | 0 | 0 | 0 | 0 | 1 | 10 | 2 | [7 empty] | San_Diego_Li_Battery_4hr
PG&E North of Greater Bay Study Area | Carberry | 230 | 0 | 0 | 0 | 0 | 0 | 0 | 0 | 0 | 0 | 1 | 10 | 2 |  |  | 0 | 0 | 0 | 0 | 0 | 0 | 0 | 0 | 0 | 1 | 10 | 2 | [7 empty] | Northern_California_Li_Battery_4hr
PG&E North of Greater Bay Study Area | Caribou | 230 | 0 | 0 | 0 | 0 | 0 | 0 | 0 | 0 | 0 | 1 | 10 | 2 |  |  | 0 | 0 | 0 | 0 | 0 | 0 | 0 | 0 | 0 | 1 | 10 | 2 | [7 empty] | Northern_California_Li_Battery_4hr
PG&E North of Greater Bay Study Area | Carquinez | 115 | 0 | 0 | 0 | 0 | 0 | 0 | 0 | 0 | 0 | 1 | 10 | 2 |  |  | 0 | 0 | 0 | 0 | 0 | 0 | 0 | 0 | 0 | 1 | 10 | 2 | [7 empty] | Northern_California_Li_Battery_4hr
PG&E Kern Study Area | Carrizo Plains | 115 | 0 | 0 | 0 | 0 | 0 | 0 | 0 | 0 | 0 | 1 | 10 | 2 |  |  | 0 | 0 | 0 | 0 | 0 | 0 | 0 | 0 | 0 | 1 | 10 | 2 | [7 empty] | Southern_PGAE_Li_Battery_4hr
PG&E Greater Bay Study Area | Castro Valley | 230 | 0 | 0 | 0 | 0 | 0 | 0 | 0 | 0 | 0 | 1 | 10 | 2 |  |  | 0 | 0 | 0 | 0 | 0 | 0 | 0 | 0 | 0 | 1 | 10 | 2 | [7 empty] | Northern_California_Li_Battery_4hr
PG&E Greater Bay Study Area | Cayetano | 230 | 0 | 0 | 0 | 0 | 0 | 0 | 0 | 0 | 0 | 1 | 10 | 2 |  |  | 0 | 0 | 0 | 0 | 0 | 0 | 0 | 0 | 0 | 1 | 10 | 2 | [7 empty] | Northern_California_Li_Battery_4hr
SCE Metro Study Area | Center | 230 | 0 | 0 | 0 | 0 | 0 | 0 | 0 | 0 | 0 | 1 | 10 | 2 |  |  | 0 | 0 | 0 | 0 | 0 | 0 | 0 | 0 | 0 | 1 | 10 | 2 | [7 empty] | Greater_LA_Li_Battery_4hr
PG&E Kern Study Area | Charca | 115 | 0 | 0 | 0 | 0 | 0 | 0 | 0 | 0 | 0 | 1 | 10 | 2 |  |  | 0 | 0 | 0 | 0 | 0 | 0 | 0 | 0 | 0 | 1 | 10 | 2 | [7 empty] | Southern_PGAE_Li_Battery_4hr
East of Pisgah Study Area | Charleston | 138 | 0 | 0 | 0 | 0 | 0 | 0 | 0 | 0 | 0 | 1 | 10 | 2 |  |  | 0 | 0 | 0 | 0 | 0 | 0 | 0 | 0 | 0 | 1 | 10 | 2 | [7 empty] | Southern_NV_Eldorado_Li_Battery_4hr
SCE Metro Study Area | Chevmain | 230 | 0 | 0 | 0 | 0 | 0 | 0 | 0 | 0 | 0 | 1 | 10 | 2 |  |  | 0 | 0 | 0 | 0 | 0 | 0 | 0 | 0 | 0 | 1 | 10 | 2 | [7 empty] | Greater_LA_Li_Battery_4hr
SDG&E Study Area | Chicarita | 138 | 0 | 0 | 0 | 0 | 0 | 0 | 0 | 0 | 0 | 1 | 10 | 2 |  |  | 0 | 0 | 0 | 0 | 0 | 0 | 0 | 0 | 0 | 1 | 10 | 2 | [7 empty] | San_Diego_Li_Battery_4hr
SCE Metro Study Area | Chino | 230 | 0 | 0 | 0 | 0 | 0 | 0 | 0 | 0 | 0 | 1 | 10 | 2 |  |  | 0 | 0 | 0 | 0 | 0 | 0 | 0 | 0 | 0 | 1 | 10 | 2 | [7 empty] | Greater_LA_Li_Battery_4hr
PG&E Fresno Study Area | Chowchilla | 115 | 0 | 0 | 0 | 0 | 0 | 0 | 0 | 0 | 0 | 1 | 10 | 2 |  |  | 0 | 0 | 0 | 0 | 0 | 0 | 0 | 0 | 0 | 1 | 10 | 2 | [7 empty] | Southern_PGAE_Li_Battery_4hr
PG&E Greater Bay Study Area | Christie | 115 | 0 | 0 | 0 | 0 | 0 | 0 | 0 | 0 | 0 | 1 | 10 | 2 |  |  | 0 | 0 | 0 | 0 | 0 | 0 | 0 | 0 | 0 | 1 | 10 | 2 | [7 empty] | Northern_California_Li_Battery_4hr
SCE Eastern Study Area | Cielo Azul | 500 | 0 | 0 | 0 | 100 | 1200 | 1300 | 0 | 1 | 0 | 1 | 10 | 1 |  |  | 0 | 0 | 0 | 700 | 1700 | 2400 | 0 | 1 | 0 | 1 | 10 | 1 | [7 empty] | Arizona_Li_Battery_4hr
PG&E North of Greater Bay Study Area | Cloverdale | 115 | 0 | 0 | 0 | 0 | 0 | 0 | 32 | 1 | 0 | 1 | 10 | 2 | 15 | 2 | 0 | 0 | 0 | 0 | 0 | 0 | 32 | 1 | 0 | 1 | 10 | 2 | 15 | 2 | [5 empty] | Northern_California_Li_Battery_4hr
PG&E Greater Bay Study Area | Coburn | 230 | 100 | 0 | 100 | 0 | 0 | 0 | 0 | 1 | 10 | 1 | 10 | 2 |  |  | 100 | 0 | 100 | 0 | 0 | 0 | 0 | 1 | 10 | 1 | 10 | 2 | [7 empty] | Northern_California_Li_Battery_4hr
PG&E North of Greater Bay Study Area | Colgate | 230 | 0 | 0 | 0 | 0 | 0 | 0 | 0 | 0 | 0 | 1 | 10 | 2 |  |  | 0 | 0 | 0 | 0 | 0 | 0 | 0 | 0 | 0 | 1 | 10 | 2 | [7 empty] | Northern_California_Li_Battery_4hr
PG&E Greater Bay Study Area | Collinsville | 500 | 0 | 0 | 0 | 0 | 0 | 0 | 0 | 0 | 0 | 1 | 10 | 2 |  |  | 0 | 0 | 0 | 0 | 0 | 0 | 0 | 0 | 0 | 1 | 10 | 2 | [7 empty] | Northern_California_Li_Battery_4hr
PG&E Greater Bay Study Area | Collinsville | 230 | 0 | 0 | 0 | 0 | 0 | 0 | 0 | 0 | 0 | 1 | 10 | 2 |  |  | 0 | 0 | 0 | 0 | 0 | 0 | 0 | 0 | 0 | 1 | 10 | 2 | [7 empty] | Northern_California_Li_Battery_4hr
SCE Eastern Study Area | Colorado River | 500 | 0 | 0 | 0 | 0 | 0 | 0 | 0 | 0 | 0 | 1 | 10 | 2 |  |  | 0 | 0 | 0 | 0 | 0 | 0 | 0 | 0 | 0 | 1 | 10 | 2 | [7 empty] | Riverside_Li_Battery_4hr
SCE Eastern Study Area | Colorado River | 230 | 0 | 0 | 0 | 0 | 0 | 0 | 0 | 0 | 0 | 1 | 15 | 3 |  |  | 0 | 0 | 0 | 200 | 500 | 700 | 0 | 1 | 0 | 1 | 15 | 2 | [7 empty] | Riverside_Li_Battery_4hr
PG&E Kern Study Area | Columbus | 115 | 0 | 0 | 0 | 0 | 0 | 0 | 0 | 0 | 0 | 1 | 10 | 2 |  |  | 0 | 0 | 0 | 0 | 0 | 0 | 0 | 0 | 0 | 1 | 10 | 2 | [7 empty] | Southern_PGAE_Li_Battery_4hr
PG&E Greater Bay Study Area | Contra Costa PP | 230 | 0 | 0 | 0 | 0 | 0 | 0 | 0 | 0 | 0 | 1 | 10 | 2 |  |  | 0 | 0 | 0 | 0 | 0 | 0 | 0 | 0 | 0 | 1 | 10 | 2 | [7 empty] | Northern_California_Li_Battery_4hr
PG&E Greater Bay Study Area | Contra Costa | 230 | 0 | 0 | 0 | 0 | 0 | 0 | 0 | 0 | 0 | 1 | 10 | 2 |  |  | 0 | 0 | 0 | 0 | 0 | 0 | 0 | 0 | 0 | 1 | 10 | 2 | [7 empty] | Northern_California_Li_Battery_4hr
SCE North of Lugo Study Area | Control | 115 | 0 | 0 | 0 | 0 | 0 | 0 | 0 | 0 | 0 | 1 | 10 | 2 |  |  | 0 | 0 | 0 | 0 | 0 | 0 | 0 | 0 | 0 | 1 | 10 | 2 | [7 empty] | Greater_Kramer_Li_Battery_4hr
SCE North of Lugo Study Area | Coolwater | 230 | 0 | 0 | 0 | 0 | 0 | 0 | 0 | 0 | 0 | 1 | 10 | 2 |  |  | 0 | 0 | 0 | 0 | 0 | 0 | 0 | 0 | 0 | 1 | 10 | 2 | [7 empty] | Greater_Kramer_Li_Battery_4hr
SCE North of Lugo Study Area | Coolwater | 115 | 210 | 0 | 210 | 150 | 200 | 350 | 0 | 1 | 15 | 2 | 15 | 3 |  |  | 210 | 0 | 210 | 150 | 200 | 350 | 0 | 1 | 15 | 2 | 15 | 3 | [7 empty] | Greater_Kramer_Li_Battery_4hr
PG&E Fresno Study Area | Corcoran | 115 | 0 | 0 | 0 | 0 | 0 | 0 | 0 | 0 | 0 | 1 | 10 | 2 |  |  | 0 | 0 | 0 | 0 | 0 | 0 | 0 | 0 | 0 | 1 | 10 | 2 | [7 empty] | Southern_PGAE_Li_Battery_4hr
PG&E North of Greater Bay Study Area | Corona | 115 | 0 | 0 | 0 | 0 | 0 | 0 | 0 | 0 | 0 | 1 | 10 | 2 |  |  | 0 | 0 | 0 | 0 | 0 | 0 | 0 | 0 | 0 | 1 | 10 | 2 | [7 empty] | Northern_California_Li_Battery_4hr
PG&E North of Greater Bay Study Area | Cortina | 230 | 0 | 0 | 0 | 0 | 0 | 0 | 0 | 0 | 0 | 1 | 10 | 2 |  |  | 0 | 0 | 0 | 0 | 0 | 0 | 0 | 0 | 0 | 1 | 10 | 2 | [7 empty] | Northern_California_Li_Battery_4hr
PG&E North of Greater Bay Study Area | Cortina | 115 | 0 | 0 | 0 | 80 | 150 | 230 | 0 | 1 | 0 | 1 | 10 | 2 |  |  | 0 | 0 | 0 | 80 | 150 | 230 | 0 | 1 | 0 | 1 | 15 | 3 | [7 empty] | Northern_California_Li_Battery_4hr
PG&E Greater Bay Study Area | Cottle | 230 | 0 | 0 | 0 | 0 | 0 | 0 | 0 | 0 | 0 | 1 | 10 | 2 |  |  | 0 | 0 | 0 | 0 | 0 | 0 | 0 | 0 | 0 | 1 | 10 | 2 | [7 empty] | Northern_California_Li_Battery_4hr
PG&E North of Greater Bay Study Area | Cottonwood | 230 | 0 | 0 | 0 | 0 | 0 | 0 | 0 | 0 | 0 | 1 | 10 | 2 |  |  | 0 | 0 | 0 | 0 | 0 | 0 | 0 | 0 | 0 | 1 | 10 | 2 | [7 empty] | Northern_California_Li_Battery_4hr
PG&E Greater Bay Study Area | Coyote | 230 | 0 | 0 | 0 | 0 | 0 | 0 | 0 | 0 | 0 | 1 | 10 | 2 |  |  | 0 | 0 | 0 | 0 | 0 | 0 | 0 | 0 | 0 | 1 | 10 | 2 | [7 empty] | Northern_California_Li_Battery_4hr
SDG&E Study Area | Creelman | 69 | 0 | 0 | 0 | 0 | 0 | 0 | 0 | 0 | 0 | 1 | 10 | 2 |  |  | 0 | 0 | 0 | 0 | 0 | 0 | 0 | 0 | 0 | 1 | 10 | 2 | [7 empty] | San_Diego_Li_Battery_4hr
PG&E Greater Bay Study Area | Crow Creek | 60 | 0 | 0 | 0 | 0 | 0 | 0 | 0 | 0 | 0 | 1 | 10 | 2 |  |  | 0 | 0 | 0 | 0 | 0 | 0 | 0 | 0 | 0 | 1 | 10 | 2 | [7 empty] | Northern_California_Li_Battery_4hr
PG&E Greater Bay Study Area | Curtis | 115 | 0 | 0 | 0 | 0 | 0 | 0 | 0 | 0 | 0 | 1 | 10 | 2 |  |  | 0 | 0 | 0 | 0 | 0 | 0 | 0 | 0 | 0 | 1 | 10 | 2 | [7 empty] | Northern_California_Li_Battery_4hr
PG&E Fresno Study Area | Dairyland | 115 | 0 | 0 | 0 | 0 | 0 | 0 | 0 | 0 | 0 | 1 | 10 | 2 |  |  | 0 | 0 | 0 | 0 | 0 | 0 | 0 | 0 | 0 | 1 | 10 | 2 | [7 empty] | Southern_PGAE_Li_Battery_4hr
PG&E North of Greater Bay Study Area | Davis | 115 | 0 | 0 | 0 | 0 | 0 | 0 | 0 | 0 | 0 | 1 | 10 | 2 |  |  | 0 | 0 | 0 | 10 | 85 | 95 | 0 | 1 | 0 | 1 | 10 | 2 | [7 empty] | Northern_California_Li_Battery_4hr
SCE Metro Study Area | Del Amo | 230 | 0 | 0 | 0 | 0 | 0 | 0 | 0 | 0 | 0 | 1 | 10 | 2 |  |  | 0 | 0 | 0 | 0 | 0 | 0 | 0 | 0 | 0 | 1 | 10 | 2 | [7 empty] | Greater_LA_Li_Battery_4hr
SCE Eastern Study Area | Delaney | 500 | 0 | 0 | 0 | 0 | 0 | 0 | 0 | 0 | 0 | 1 | 5 | 1 |  |  | 0 | 0 | 0 | 0 | 150 | 150 | 0 | 1 | 0 | 1 | 5 | 1 | [7 empty] | Arizona_Li_Battery_4hr
PG&E North of Greater Bay Study Area | Delevan | 230 | 0 | 0 | 0 | 170 | 130 | 300 | 0 | 1 | 0 | 1 | 10 | 2 |  |  | 0 | 0 | 0 | 200 | 300 | 500 | 0 | 1 | 0 | 1 | 10 | 1 | [7 empty] | Northern_California_Li_Battery_4hr
PG&E Greater Bay Study Area | Delta PP | 230 | 0 | 0 | 0 | 0 | 0 | 0 | 0 | 0 | 10 | 1 | 10 | 2 |  |  | 0 | 0 | 0 | 0 | 0 | 0 | 0 | 0 | 10 | 1 | 10 | 2 | [7 empty] | Northern_California_Li_Battery_4hr
East of Pisgah Study Area | Desert View | 230 | 0 | 0 | 0 | 0 | 0 | 0 | 0 | 0 | 0 | 1 | 10 | 2 |  |  | 0 | 0 | 0 | 0 | 190 | 190 | 0 | 1 | 0 | 1 | 10 | 2 | [7 empty] | Southern_NV_Eldorado_Li_Battery_4hr
SCE Eastern Study Area | Devers | 500 | 0 | 0 | 0 | 0 | 0 | 0 | 0 | 0 | 0 | 1 | 10 | 2 |  |  | 0 | 0 | 0 | 0 | 0 | 0 | 0 | 0 | 0 | 1 | 10 | 2 | [7 empty] | Riverside_Li_Battery_4hr
SCE Eastern Study Area | Devers | 230 | 224 | 100 | 324 | 300 | 100 | 400 | 0 | 1 | 20 | 2 | 15 | 2 |  |  | 224 | 100 | 324 | 300 | 100 | 400 | 0 | 1 | 20 | 2 | 10 | 1 | [7 empty] | Riverside_Li_Battery_4hr
PG&E Kern Study Area | Diablo | 500 | 0 | 0 | 0 | 0 | 0 | 0 | 0 | 0 | 0 | 1 | 10 | 2 |  |  | 0 | 0 | 0 | 0 | 0 | 0 | 0 | 0 | 0 | 1 | 10 | 2 | [7 empty] | Southern_PGAE_Li_Battery_4hr
PG&E Kern Study Area | Diablo | 230 | 0 | 0 | 0 | 0 | 0 | 0 | 0 | 0 | 0 | 1 | 10 | 2 |  |  | 0 | 0 | 0 | 0 | 0 | 0 | 0 | 0 | 0 | 1 | 10 | 2 | [7 empty] | Southern_PGAE_Li_Battery_4hr
PG&E Greater Bay Study Area | Dixon Landing | 115 | 0 | 0 | 0 | 0 | 0 | 0 | 0 | 0 | 0 | 1 | 10 | 2 |  |  | 0 | 0 | 0 | 0 | 0 | 0 | 0 | 0 | 0 | 1 | 10 | 2 | [7 empty] | Northern_California_Li_Battery_4hr
PG&E Greater Bay Study Area | Donnells PH | 115 | 0 | 0 | 0 | 0 | 0 | 0 | 0 | 0 | 0 | 1 | 10 | 2 |  |  | 0 | 0 | 0 | 0 | 0 | 0 | 0 | 0 | 0 | 1 | 10 | 2 | [7 empty] | Northern_California_Li_Battery_4hr
PG&E Fresno Study Area | Dos Amigos | 230 | 0 | 0 | 0 | 0 | 0 | 0 | 0 | 0 | 0 | 1 | 10 | 2 |  |  | 0 | 0 | 0 | 0 | 0 | 0 | 0 | 0 | 0 | 1 | 10 | 2 | [7 empty] | Southern_PGAE_Li_Battery_4hr
PG&E North of Greater Bay Study Area | Drum | 115 | 0 | 0 | 0 | 0 | 0 | 0 | 0 | 0 | 0 | 1 | 10 | 2 |  |  | 0 | 0 | 0 | 0 | 0 | 0 | 0 | 0 | 0 | 1 | 10 | 2 | [7 empty] | Northern_California_Li_Battery_4hr
PG&E Greater Bay Study Area | Dumbarton | 115 | 0 | 0 | 0 | 0 | 0 | 0 | 0 | 0 | 0 | 1 | 10 | 2 |  |  | 0 | 0 | 0 | 0 | 0 | 0 | 0 | 0 | 0 | 1 | 10 | 2 | [7 empty] | Northern_California_Li_Battery_4hr
SCE Eastern Study Area | Eagle Mountain | 230 | 0 | 0 | 0 | 0 | 0 | 0 | 0 | 0 | 0 | 1 | 10 | 2 |  |  | 0 | 0 | 0 | 0 | 0 | 0 | 0 | 0 | 0 | 1 | 10 | 2 | [7 empty] | Riverside_Li_Battery_4hr
PG&E North of Greater Bay Study Area | Eagle Rock (PGE) | 115 | 104 | 27 | 131 | 0 | 0 | 0 | 0 | 1 | 15 | 2 | 10 | 2 |  |  | 104 | 27 | 131 | 0 | 0 | 0 | 0 | 1 | 15 | 2 | 10 | 2 | [7 empty] | Northern_California_Li_Battery_4hr
SCE Metro Study Area | Eagle Rock (SCE) | 230 | 0 | 0 | 0 | 0 | 0 | 0 | 0 | 0 | 0 | 1 | 10 | 2 |  |  | 0 | 0 | 0 | 0 | 0 | 0 | 0 | 0 | 0 | 1 | 10 | 2 | [7 empty] | Greater_LA_Li_Battery_4hr
PG&E North of Greater Bay Study Area | East Nicolaus | 115 | 0 | 0 | 0 | 0 | 0 | 0 | 0 | 0 | 0 | 1 | 10 | 2 |  |  | 0 | 0 | 0 | 0 | 0 | 0 | 0 | 0 | 0 | 1 | 10 | 2 | [7 empty] | Northern_California_Li_Battery_4hr
PG&E Greater Bay Study Area | East Shore | 230 | 0 | 0 | 0 | 0 | 0 | 0 | 0 | 0 | 0 | 1 | 10 | 2 |  |  | 0 | 0 | 0 | 0 | 0 | 0 | 0 | 0 | 0 | 1 | 10 | 2 | [7 empty] | Northern_California_Li_Battery_4hr
PG&E Greater Bay Study Area | East Shore | 115 | 0 | 0 | 0 | 0 | 0 | 0 | 0 | 0 | 0 | 1 | 10 | 2 |  |  | 0 | 0 | 0 | 0 | 0 | 0 | 0 | 0 | 0 | 1 | 10 | 2 | [7 empty] | Northern_California_Li_Battery_4hr
SDG&E Study Area | ECO | 500 | 500 | 0 | 500 | 0 | 0 | 0 | 0 | 1 | 15 | 2 | 10 | 2 |  |  | 500 | 0 | 500 | 0 | 0 | 0 | 0 | 1 | 0 | 2 | 10 | 2 | [7 empty] | Greater_Imperial_Li_Battery_4hr
SDG&E Study Area | ECO | 230 | 415 | 185 | 600 | 0 | 0 | 0 | 0 | 1 | 15 | 2 | 10 | 2 |  |  | 415 | 185 | 600 | 0 | 0 | 0 | 0 | 1 | 0 | 2 | 10 | 2 | [7 empty] | Greater_Imperial_Li_Battery_4hr
SDG&E Study Area | ECO | 138 | 60 | 4 | 64 | 0 | 72 | 72 | 0 | 1 | 15 | 2 | 10 | 2 |  |  | 60 | 4 | 64 | 0 | 72 | 72 | 0 | 1 | 15 | 2 | 10 | 2 | [7 empty] | Greater_Imperial_Li_Battery_4hr
PG&E Greater Bay Study Area | Edes | 115 | 0 | 0 | 0 | 0 | 0 | 0 | 0 | 0 | 0 | 1 | 10 | 2 |  |  | 0 | 0 | 0 | 0 | 0 | 0 | 0 | 0 | 0 | 1 | 10 | 2 | [7 empty] | Northern_California_Li_Battery_4hr
PG&E Greater Bay Study Area | Eight Mile | 230 | 0 | 0 | 0 | 0 | 0 | 0 | 0 | 0 | 0 | 1 | 10 | 2 |  |  | 0 | 0 | 0 | 0 | 0 | 0 | 0 | 0 | 0 | 1 | 10 | 2 | [7 empty] | Northern_California_Li_Battery_4hr
SDG&E Study Area | El Cajon | 69 | 0 | 0 | 0 | 0 | 0 | 0 | 0 | 0 | 0 | 1 | 10 | 2 |  |  | 0 | 0 | 0 | 0 | 0 | 0 | 0 | 0 | 0 | 1 | 10 | 2 | [7 empty] | San_Diego_Li_Battery_4hr
SCE Eastern Study Area | El Casco | 230 | 0 | 0 | 0 | 0 | 0 | 0 | 0 | 0 | 20 | 3 | 10 | 2 |  |  | 0 | 0 | 0 | 0 | 0 | 0 | 0 | 0 | 20 | 3 | 10 | 2 | [7 empty] | Riverside_Li_Battery_4hr
PG&E Fresno Study Area | El Nido (PGE) | 115 | 0 | 0 | 0 | 0 | 0 | 0 | 0 | 0 | 0 | 1 | 10 | 2 |  |  | 0 | 0 | 0 | 0 | 0 | 0 | 0 | 0 | 0 | 1 | 10 | 2 | [7 empty] | Southern_PGAE_Li_Battery_4hr
SCE Metro Study Area | El Nido (SCE) | 230 | 0 | 0 | 0 | 0 | 0 | 0 | 0 | 0 | 0 | 1 | 10 | 2 |  |  | 0 | 0 | 0 | 0 | 0 | 0 | 0 | 0 | 0 | 1 | 10 | 2 | [7 empty] | Greater_LA_Li_Battery_4hr
PG&E Greater Bay Study Area | El Patio | 115 | 0 | 0 | 0 | 0 | 0 | 0 | 0 | 0 | 0 | 1 | 10 | 2 |  |  | 0 | 0 | 0 | 0 | 0 | 0 | 0 | 0 | 0 | 1 | 10 | 2 | [7 empty] | Northern_California_Li_Battery_4hr
SCE Metro Study Area | El Segundo | 230 | 0 | 0 | 0 | 0 | 0 | 0 | 0 | 0 | 0 | 1 | 10 | 2 |  |  | 0 | 0 | 0 | 0 | 0 | 0 | 0 | 0 | 0 | 1 | 10 | 2 | [7 empty] | Greater_LA_Li_Battery_4hr
East of Pisgah Study Area | Eldorado | 500 | 0 | 0 | 0 | 0 | 0 | 0 | 299 | 1 | 0 | 1 | 10 | 2 | N/A | N/A | 0 | 0 | 0 | 0 | 0 | 0 | 299 | 1 | 0 | 1 | 10 | 2 | N/A | N/A | [5 empty] | Southern_NV_Eldorado_Li_Battery_4hr
East of Pisgah Study Area | Eldorado | 230 | 0 | 0 | 0 | 0 | 0 | 0 | 50 | 1 | 0 | 1 | 10 | 2 | N/A | N/A | 0 | 0 | 0 | 0 | 0 | 0 | 50 | 1 | 0 | 1 | 10 | 2 | N/A | N/A | [5 empty] | Southern_NV_Eldorado_Li_Battery_4hr
PG&E Kern Study Area | Elk Hills | 230 | 0 | 0 | 0 | 0 | 0 | 0 | 0 | 0 | 0 | 1 | 10 | 2 |  |  | 0 | 0 | 0 | 0 | 0 | 0 | 0 | 0 | 0 | 1 | 10 | 2 | [7 empty] | Southern_PGAE_Li_Battery_4hr
SDG&E Study Area | Elliot | 69 | 0 | 0 | 0 | 0 | 0 | 0 | 0 | 0 | 0 | 1 | 10 | 2 |  |  | 0 | 0 | 0 | 0 | 0 | 0 | 0 | 0 | 0 | 1 | 10 | 2 | [7 empty] | San_Diego_Li_Battery_4hr
SCE Metro Study Area | Ellis | 230 | 0 | 0 | 0 | 0 | 0 | 0 | 0 | 0 | 0 | 1 | 10 | 2 |  |  | 0 | 0 | 0 | 0 | 0 | 0 | 0 | 0 | 0 | 1 | 10 | 2 | [7 empty] | Greater_LA_Li_Battery_4hr
SDG&E Study Area | Encina | 230 | 0 | 0 | 0 | 0 | 0 | 0 | 0 | 0 | 0 | 1 | 10 | 2 |  |  | 0 | 0 | 0 | 0 | 0 | 0 | 0 | 0 | 0 | 1 | 10 | 2 | [7 empty] | San_Diego_Li_Battery_4hr
SDG&E Study Area | Escondido | 230 | 0 | 0 | 0 | 0 | 0 | 0 | 0 | 0 | 0 | 1 | 10 | 2 |  |  | 0 | 0 | 0 | 0 | 0 | 0 | 0 | 0 | 0 | 1 | 10 | 2 | [7 empty] | San_Diego_Li_Battery_4hr
SCE Eastern Study Area | Etiwanda | 230 | 0 | 0 | 0 | 0 | 0 | 0 | 0 | 0 | 0 | 1 | 10 | 2 |  |  | 0 | 0 | 0 | 0 | 0 | 0 | 0 | 0 | 0 | 1 | 10 | 2 | [7 empty] | Riverside_Li_Battery_4hr
PG&E Greater Bay Study Area | Evergreen | 115 | 0 | 0 | 0 | 0 | 0 | 0 | 0 | 0 | 0 | 1 | 10 | 2 |  |  | 0 | 0 | 0 | 0 | 0 | 0 | 0 | 0 | 0 | 1 | 10 | 2 | [7 empty] | Northern_California_Li_Battery_4hr
PG&E Fresno Study Area | Excelsior | 115 | 0 | 0 | 0 | 0 | 0 | 0 | 0 | 0 | 0 | 1 | 10 | 2 |  |  | 0 | 0 | 0 | 0 | 0 | 0 | 0 | 0 | 0 | 1 | 10 | 2 | [7 empty] | Southern_PGAE_Li_Battery_4hr
PG&E Fresno Study Area | Exchequer | 115 | 0 | 0 | 0 | 0 | 0 | 0 | 0 | 0 | 0 | 1 | 10 | 2 |  |  | 0 | 0 | 0 | 0 | 0 | 0 | 0 | 0 | 0 | 1 | 10 | 2 | [7 empty] | Southern_PGAE_Li_Battery_4hr
PG&E Kern Study Area | Fairway | 115 | 0 | 0 | 0 | 0 | 0 | 0 | 0 | 0 | 0 | 1 | 10 | 2 |  |  | 0 | 0 | 0 | 0 | 0 | 0 | 0 | 0 | 0 | 1 | 10 | 2 | [7 empty] | Southern_PGAE_Li_Battery_4hr
PG&E Kern Study Area | Famoso | 115 | 0 | 0 | 0 | 0 | 0 | 0 | 0 | 0 | 0 | 1 | 10 | 2 |  |  | 0 | 0 | 0 | 0 | 0 | 0 | 0 | 0 | 0 | 1 | 10 | 2 | [7 empty] | Southern_PGAE_Li_Battery_4hr
PG&E Greater Bay Study Area | Fibreboard (SPI Sonora) | 115 | 0 | 0 | 0 | 0 | 0 | 0 | 0 | 0 | 0 | 1 | 10 | 2 |  |  | 0 | 0 | 0 | 0 | 0 | 0 | 0 | 0 | 0 | 1 | 10 | 2 | [7 empty] | Northern_California_Li_Battery_4hr
PG&E Fresno Study Area | Figarden | 230 | 0 | 0 | 0 | 0 | 0 | 0 | 0 | 0 | 0 | 1 | 10 | 2 |  |  | 0 | 0 | 0 | 0 | 0 | 0 | 0 | 0 | 0 | 1 | 10 | 2 | [7 empty] | Southern_PGAE_Li_Battery_4hr
PG&E Fresno Study Area | Fink (Proposed) | 230 | 0 | 0 | 0 | 30 | 0 | 30 | 0 | 1 | 0 | 1 | 10 | 2 |  |  | 0 | 0 | 0 | 30 | 0 | 30 | 0 | 1 | 0 | 1 | 10 | 2 | [7 empty] | Southern_PGAE_Li_Battery_4hr
PG&E Greater Bay Study Area | FMC | 115 | 0 | 0 | 0 | 0 | 0 | 0 | 0 | 0 | 0 | 1 | 10 | 2 |  |  | 0 | 0 | 0 | 0 | 0 | 0 | 0 | 0 | 0 | 1 | 10 | 2 | [7 empty] | Northern_California_Li_Battery_4hr
PG&E Greater Bay Study Area | Frogtown | 115 | 0 | 0 | 0 | 0 | 0 | 0 | 0 | 0 | 0 | 1 | 10 | 2 |  |  | 0 | 0 | 0 | 0 | 0 | 0 | 0 | 0 | 0 | 1 | 10 | 2 | [7 empty] | Northern_California_Li_Battery_4hr
PG&E North of Greater Bay Study Area | Fulton | 230 | 0 | 0 | 0 | 0 | 0 | 0 | 17 | 1 | 0 | 1 | 10 | 2 | 15 | 2 | 0 | 0 | 0 | 0 | 0 | 0 | 17 | 1 | 0 | 1 | 10 | 2 | 15 | 2 | [5 empty] | Northern_California_Li_Battery_4hr
PG&E North of Greater Bay Study Area | Fulton | 115 | 0 | 0 | 0 | 0 | 0 | 0 | 0 | 0 | 0 | 1 | 10 | 2 |  |  | 0 | 0 | 0 | 0 | 0 | 0 | 0 | 0 | 0 | 1 | 10 | 2 | [7 empty] | Northern_California_Li_Battery_4hr
East of Pisgah Study Area | Carpenter Canyon (fka Gamebird) | 230 | 0 | 0 | 0 | 210 | 0 | 210 | 0 | 1 | 0 | 1 | 5 | 1 |  |  | 0 | 0 | 0 | 210 | 150 | 360 | 0 | 1 | 0 | 1 | 5 | 1 | [7 empty] | Southern_NV_Eldorado_Li_Battery_4hr
East of Pisgah Study Area | Carpenter Canyon (fka Gamebird) | 138 | 0 | 0 | 0 | 0 | 0 | 0 | 0 | 0 | 0 | 1 | 10 | 2 |  |  | 0 | 0 | 0 | 0 | 0 | 0 | 0 | 0 | 0 | 1 | 10 | 2 | [7 empty] | Southern_NV_Eldorado_Li_Battery_4hr
PG&E Kern Study Area | Ganso | 115 | 0 | 0 | 0 | 0 | 0 | 0 | 0 | 0 | 0 | 1 | 10 | 2 |  |  | 0 | 0 | 0 | 0 | 0 | 0 | 0 | 0 | 0 | 1 | 10 | 2 | [7 empty] | Southern_PGAE_Li_Battery_4hr
PG&E Fresno Study Area | Gates | 500 | 0 | 0 | 0 | 0 | 0 | 0 | 0 | 0 | 0 | 1 | 10 | 2 |  |  | 0 | 0 | 0 | 0 | 0 | 0 | 0 | 0 | 0 | 1 | 10 | 2 | [7 empty] | Southern_PGAE_Li_Battery_4hr
PG&E Fresno Study Area | Gates | 230 | 0 | 0 | 0 | 245 | 0 | 245 | 0 | 1 | 0 | 1 | 10 | 2 |  |  | 0 | 0 | 0 | 245 | 475 | 720 | 0 | 1 | 0 | 1 | 10 | 1 | [7 empty] | Southern_PGAE_Li_Battery_4hr
PG&E Fresno Study Area | New Sub - Gates - Midway (Proposed) | 230 | 0 | 0 | 0 | 0 | 0 | 0 | 0 | 0 | 0 | 1 | 10 | 2 |  |  | 0 | 0 | 0 | 50 | 700 | 750 | 0 | 1 | 0 | 1 | 10 | 1 | [7 empty] | Southern_PGAE_Li_Battery_4hr
PG&E Kern Study Area | New Sub - Gates - Templeton (Proposed) | 230 | 0 | 0 | 0 | 0 | 0 | 0 | 0 | 0 | 0 | 1 | 10 | 2 |  |  | 0 | 0 | 0 | 0 | 0 | 0 | 0 | 0 | 0 | 1 | 10 | 2 | [7 empty] | Southern_PGAE_Li_Battery_4hr
PG&E North of Greater Bay Study Area | Geysers 12 | 230 | 0 | 0 | 0 | 0 | 0 | 0 | 63 | 1 | 0 | 1 | 10 | 2 | 15 | 2 | 0 | 0 | 0 | 0 | 0 | 0 | 63 | 1 | 0 | 1 | 10 | 2 | 15 | 2 | [5 empty] | Northern_California_Li_Battery_4hr
PG&E North of Greater Bay Study Area | Geysers 17 | 230 | 0 | 0 | 0 | 0 | 0 | 0 | 0 | 0 | 0 | 1 | 10 | 2 |  |  | 0 | 0 | 0 | 0 | 0 | 0 | 0 | 0 | 0 | 1 | 10 | 2 | [7 empty] | Northern_California_Li_Battery_4hr
PG&E North of Greater Bay Study Area | Geysers 5&6 | 115 | 0 | 0 | 0 | 0 | 0 | 0 | 0 | 0 | 0 | 1 | 10 | 2 |  |  | 0 | 0 | 0 | 0 | 0 | 0 | 0 | 0 | 0 | 1 | 10 | 2 | [7 empty] | Northern_California_Li_Battery_4hr
PG&E North of Greater Bay Study Area | Geysers 9&10 Sonoma | 230 | 0 | 0 | 0 | 0 | 0 | 0 | 0 | 0 | 0 | 1 | 10 | 2 |  |  | 0 | 0 | 0 | 0 | 0 | 0 | 0 | 0 | 0 | 1 | 10 | 2 | [7 empty] | Northern_California_Li_Battery_4hr
PG&E Fresno Study Area | Giffen | 70 | 0 | 0 | 0 | 0 | 0 | 0 | 0 | 0 | 0 | 1 | 10 | 2 |  |  | 0 | 0 | 0 | 0 | 0 | 0 | 0 | 0 | 0 | 1 | 10 | 2 | [7 empty] | Southern_PGAE_Li_Battery_4hr
PG&E North of Greater Bay Study Area | Glenn | 230 | 233 | 100 | 333 | 0 | 0 | 0 | 0 | 1 | 10 | 1 | 10 | 2 |  |  | 233 | 100 | 333 | 0 | 0 | 0 | 0 | 1 | 10 | 1 | 10 | 2 | [7 empty] | Northern_California_Li_Battery_4hr
PG&E North of Greater Bay Study Area | Gold Hill | 230 | 0 | 0 | 0 | 0 | 0 | 0 | 0 | 0 | 0 | 1 | 10 | 2 |  |  | 0 | 0 | 0 | 0 | 0 | 0 | 0 | 0 | 0 | 1 | 10 | 2 | [7 empty] | Northern_California_Li_Battery_4hr
SCE Northern Area | Goleta | 230 | 0 | 0 | 0 | 0 | 0 | 0 | 0 | 0 | 0 | 1 | 10 | 2 |  |  | 0 | 0 | 0 | 0 | 0 | 0 | 0 | 0 | 0 | 1 | 10 | 2 | [7 empty] | Greater_LA_Li_Battery_4hr
SCE Metro Study Area | Goodrich | 230 | 0 | 0 | 0 | 0 | 0 | 0 | 0 | 0 | 0 | 1 | 10 | 2 |  |  | 0 | 0 | 0 | 0 | 0 | 0 | 0 | 0 | 0 | 1 | 10 | 2 | [7 empty] | Greater_LA_Li_Battery_4hr
PG&E Kern Study Area | Goose Lake | 115 | 0 | 0 | 0 | 0 | 0 | 0 | 0 | 0 | 0 | 1 | 10 | 2 |  |  | 0 | 0 | 0 | 0 | 0 | 0 | 0 | 0 | 0 | 1 | 10 | 2 | [7 empty] | Southern_PGAE_Li_Battery_4hr
SCE Metro Study Area | Gould | 230 | 0 | 0 | 0 | 0 | 0 | 0 | 0 | 0 | 0 | 1 | 10 | 2 |  |  | 0 | 0 | 0 | 0 | 0 | 0 | 0 | 0 | 0 | 1 | 10 | 2 | [7 empty] | Greater_LA_Li_Battery_4hr
PG&E Greater Bay Study Area | Grant | 115 | 0 | 0 | 0 | 0 | 0 | 0 | 0 | 0 | 0 | 1 | 10 | 2 |  |  | 0 | 0 | 0 | 0 | 0 | 0 | 0 | 0 | 0 | 1 | 10 | 2 | [7 empty] | Northern_California_Li_Battery_4hr
PG&E Greater Bay Study Area | Green Valley | 115 | 0 | 0 | 0 | 0 | 0 | 0 | 0 | 0 | 0 | 1 | 10 | 2 |  |  | 0 | 0 | 0 | 0 | 0 | 0 | 0 | 0 | 0 | 1 | 10 | 2 | [7 empty] | Northern_California_Li_Battery_4hr
PG&E North of Greater Bay Study Area | Greenleaf 1 | 115 | 0 | 0 | 0 | 0 | 0 | 0 | 0 | 0 | 0 | 1 | 10 | 2 |  |  | 0 | 0 | 0 | 0 | 0 | 0 | 0 | 0 | 0 | 1 | 10 | 2 | [7 empty] | Northern_California_Li_Battery_4hr
PG&E Fresno Study Area | Gregg | 230 | 105 | 35 | 140 | 0 | 0 | 0 | 0 | 1 | 10 | 1 | 10 | 2 |  |  | 105 | 35 | 140 | 0 | 0 | 0 | 0 | 1 | 15 | 2 | 10 | 2 | [7 empty] | Southern_PGAE_Li_Battery_4hr
PG&E Kern Study Area | Grimmway-Malaga | 115 | 0 | 0 | 0 | 0 | 0 | 0 | 0 | 0 | 0 | 1 | 10 | 2 |  |  | 0 | 0 | 0 | 0 | 0 | 0 | 0 | 0 | 0 | 1 | 10 | 2 | [7 empty] | Southern_PGAE_Li_Battery_4hr
PG&E Fresno Study Area | GWF Hanford | 115 | 0 | 0 | 0 | 0 | 0 | 0 | 0 | 0 | 0 | 1 | 10 | 2 |  |  | 0 | 0 | 0 | 0 | 0 | 0 | 0 | 0 | 0 | 1 | 10 | 2 | [7 empty] | Southern_PGAE_Li_Battery_4hr
SCE Metro Study Area | HarborGen | 230 | 0 | 0 | 0 | 0 | 0 | 0 | 0 | 0 | 0 | 1 | 10 | 2 |  |  | 0 | 0 | 0 | 0 | 0 | 0 | 0 | 0 | 0 | 1 | 10 | 2 | [7 empty] | Greater_LA_Li_Battery_4hr
East of Pisgah Study Area | Harry Allen | 500 | 0 | 0 | 0 | 0 | 0 | 0 | 0 | 0 | 0 | 1 | 10 | 2 |  |  | 0 | 0 | 0 | 0 | 0 | 0 | 0 | 0 | 0 | 1 | 10 | 2 | [7 empty] | Southern_NV_Eldorado_Li_Battery_4hr
SDG&E Study Area | Hassayampa | 500 | 0 | 0 | 0 | 250 | 0 | 250 | 0 | 1 | 0 | 1 | 5 | 1 |  |  | 0 | 0 | 0 | 250 | 0 | 250 | 0 | 1 | 0 | 1 | 5 | 1 | [7 empty] | Arizona_Li_Battery_4hr
PG&E Fresno Study Area | Helm | 230 | 0 | 0 | 0 | 0 | 60 | 60 | 0 | 1 | 0 | 1 | 5 | 1 |  |  | 0 | 0 | 0 | 20 | 135 | 155 | 0 | 1 | 0 | 1 | 5 | 1 | [7 empty] | Southern_PGAE_Li_Battery_4hr
PG&E Fresno Study Area | Henrietta | 230 | 0 | 0 | 0 | 0 | 0 | 0 | 0 | 0 | 0 | 1 | 10 | 2 |  |  | 0 | 0 | 0 | 115 | 190 | 305 | 0 | 1 | 0 | 1 | 10 | 2 | [7 empty] | Southern_PGAE_Li_Battery_4hr
PG&E Fresno Study Area | Herndon | 230 | 0 | 0 | 0 | 0 | 0 | 0 | 0 | 0 | 0 | 1 | 10 | 2 |  |  | 0 | 0 | 0 | 0 | 0 | 0 | 0 | 0 | 0 | 1 | 10 | 2 | [7 empty] | Southern_PGAE_Li_Battery_4hr
PG&E Greater Bay Study Area | Hicks | 230 | 0 | 0 | 0 | 0 | 0 | 0 | 0 | 0 | 0 | 1 | 10 | 2 |  |  | 0 | 0 | 0 | 0 | 0 | 0 | 0 | 0 | 0 | 1 | 10 | 2 | [7 empty] | Northern_California_Li_Battery_4hr
PG&E North of Greater Bay Study Area | Higgins | 115 | 0 | 0 | 0 | 0 | 0 | 0 | 0 | 0 | 0 | 1 | 10 | 2 |  |  | 0 | 0 | 0 | 0 | 0 | 0 | 0 | 0 | 0 | 1 | 10 | 2 | [7 empty] | Northern_California_Li_Battery_4hr
PG&E North of Greater Bay Study Area | Hilltop (NVE) | 345 | 0 | 0 | 0 | 0 | 0 | 0 | 0 | 0 | 0 | 1 | 10 | 2 |  |  | 200 | 0 | 200 | 0 | 0 | 0 | 0 | 1 | 20 | 2 | 10 | 2 | [7 empty] | Northern_California_Li_Battery_4hr
PG&E North of Greater Bay Study Area | New Sub - Near existing Madeline (NVE) | 345 | 0 | 0 | 0 | 0 | 0 | 0 | 0 | 0 | 0 | 1 | 10 | 2 |  |  | 400.4 | 0 | 400.4 | 0 | 0 | 0 | 0 | 1 | 20 | 2 | 10 | 2 | [7 empty] | Northern_California_Li_Battery_4hr
PG&E North of Greater Bay Study Area | New Sub - Near existing Leavitt (PSREC) | 345 | 0 | 0 | 0 | 0 | 0 | 0 | 0 | 0 | 0 | 1 | 10 | 2 |  |  | 300 | 0 | 300 | 0 | 0 | 0 | 0 | 1 | 20 | 2 | 10 | 2 | [7 empty] | Northern_California_Li_Battery_4hr
SCE Metro Study Area | Hinson | 230 | 0 | 0 | 0 | 0 | 0 | 0 | 0 | 0 | 0 | 1 | 10 | 2 |  |  | 0 | 0 | 0 | 0 | 0 | 0 | 0 | 0 | 0 | 1 | 10 | 2 | [7 empty] | Greater_LA_Li_Battery_4hr
PG&E Greater Bay Study Area | Hollister | 115 | 0 | 0 | 0 | 0 | 0 | 0 | 0 | 0 | 0 | 1 | 10 | 2 |  |  | 0 | 0 | 0 | 0 | 0 | 0 | 0 | 0 | 0 | 1 | 10 | 2 | [7 empty] | Northern_California_Li_Battery_4hr
PG&E North of Greater Bay Study Area | Homestake | 115 | 0 | 0 | 0 | 0 | 0 | 0 | 0 | 0 | 0 | 1 | 10 | 2 |  |  | 0 | 0 | 0 | 0 | 0 | 0 | 0 | 0 | 0 | 1 | 10 | 2 | [7 empty] | Northern_California_Li_Battery_4hr
PG&E North of Greater Bay Study Area | Honcut | 115 | 0 | 0 | 0 | 0 | 0 | 0 | 0 | 0 | 0 | 1 | 10 | 2 |  |  | 0 | 0 | 0 | 0 | 0 | 0 | 0 | 0 | 0 | 1 | 10 | 2 | [7 empty] | Northern_California_Li_Battery_4hr
SDG&E Study Area | Hoodoo Wash | 500 | 0 | 0 | 0 | 250 | 200 | 450 | 0 | 1 | 0 | 1 | 10 | 1 |  |  | 0 | 0 | 0 | 250 | 375 | 625 | 0 | 1 | 0 | 1 | 10 | 1 | [7 empty] | Arizona_Li_Battery_4hr
PG&E North of Greater Bay Study Area | Hopland | 115 | 0 | 0 | 0 | 0 | 0 | 0 | 0 | 0 | 0 | 1 | 10 | 2 |  |  | 0 | 0 | 0 | 0 | 0 | 0 | 0 | 0 | 0 | 1 | 10 | 2 | [7 empty] | Northern_California_Li_Battery_4hr
PG&E North of Greater Bay Study Area | Humboldt | 115 | 0 | 0 | 0 | 0 | 0 | 0 | 0 | 0 | 0 | 1 | 10 | 2 |  |  | 0 | 0 | 0 | 0 | 0 | 0 | 0 | 0 | 0 | 1 | 10 | 2 | [7 empty] | Northern_California_Li_Battery_4hr
PG&E North of Greater Bay Study Area | Humboldt (Proposed) | 500 | 0 | 0 | 0 | 0 | 0 | 0 | 0 | 0 | 0 | 1 | 10 | 2 |  |  | 0 | 0 | 0 | 0 | 0 | 0 | 0 | 0 | 0 | 1 | 10 | 2 | [7 empty] | Northern_California_Li_Battery_4hr
SCE Metro Study Area | Huntington Beach | 230 | 0 | 0 | 0 | 0 | 0 | 0 | 0 | 0 | 0 | 1 | 10 | 2 |  |  | 0 | 0 | 0 | 0 | 0 | 0 | 0 | 0 | 0 | 1 | 10 | 2 | [7 empty] | Greater_LA_Li_Battery_4hr
PG&E North of Greater Bay Study Area | Ignacio | 230 | 0 | 0 | 0 | 0 | 0 | 0 | 0 | 0 | 0 | 1 | 10 | 2 |  |  | 0 | 0 | 0 | 0 | 0 | 0 | 0 | 0 | 0 | 1 | 10 | 2 | [7 empty] | Northern_California_Li_Battery_4hr
PG&E North of Greater Bay Study Area | Ignacio | 115 | 0 | 0 | 0 | 0 | 0 | 0 | 0 | 0 | 0 | 1 | 10 | 2 |  |  | 0 | 0 | 0 | 0 | 0 | 0 | 0 | 0 | 0 | 1 | 10 | 2 | [7 empty] | Northern_California_Li_Battery_4hr
SDG&E Study Area | Imperial Valley | 500 | 0 | 0 | 0 | 0 | 0 | 0 | 0 | 0 | 0 | 1 | 10 | 2 |  |  | 0 | 0 | 0 | 0 | 0 | 0 | 0 | 0 | 0 | 1 | 10 | 2 | [7 empty] | Greater_Imperial_Li_Battery_4hr
SDG&E Study Area | Imperial Valley | 230 | 0 | 0 | 0 | 200 | 0 | 200 | 160 | 1 | 0 | 1 | 5 | 1 | 10 | 1 | 0 | 0 | 0 | 200 | 162 | 362 | 160 | 1 | 0 | 1 | 10 | 2 | 10 | 1 | [5 empty] | Greater_Imperial_Li_Battery_4hr
East of Pisgah Study Area | Innovation | 230 | 0 | 0 | 0 | 300 | 200 | 500 | 0 | 1 | 10 | 1 | 5 | 1 |  |  | 0 | 0 | 0 | 300 | 200 | 500 | 0 | 1 | 10 | 1 | 5 | 1 | [7 empty] | Southern_NV_Eldorado_Li_Battery_4hr
East of Pisgah Study Area | Innovation | 138 | 0 | 0 | 0 | 0 | 0 | 0 | 0 | 0 | 0 | 1 | 10 | 2 |  |  | 0 | 0 | 0 | 0 | 0 | 0 | 0 | 0 | 0 | 1 | 10 | 2 | [7 empty] | Southern_NV_Eldorado_Li_Battery_4hr
SCE North of Lugo Study Area | Inyokern | 115 | 0 | 0 | 0 | 0 | 0 | 0 | 0 | 0 | 0 | 1 | 10 | 2 |  |  | 0 | 0 | 0 | 0 | 0 | 0 | 0 | 0 | 0 | 1 | 10 | 2 | [7 empty] | Greater_Kramer_Li_Battery_4hr
East of Pisgah Study Area | IS Tap | 138 | 0 | 0 | 0 | 0 | 0 | 0 | 0 | 0 | 0 | 1 | 10 | 2 |  |  | 0 | 0 | 0 | 0 | 0 | 0 | 0 | 0 | 0 | 1 | 10 | 2 | [7 empty] | Southern_NV_Eldorado_Li_Battery_4hr
East of Pisgah Study Area | Ivanpah | 230 | 0 | 0 | 0 | 0 | 0 | 0 | 0 | 0 | 0 | 1 | 10 | 2 |  |  | 0 | 0 | 0 | 0 | 0 | 0 | 0 | 0 | 0 | 1 | 10 | 2 | [7 empty] | Southern_NV_Eldorado_Li_Battery_4hr
East of Pisgah Study Area | Jackass (DOE) | 138 | 0 | 0 | 0 | 0 | 0 | 0 | 0 | 0 | 0 | 1 | 10 | 2 |  |  | 0 | 0 | 0 | 0 | 0 | 0 | 0 | 0 | 0 | 1 | 10 | 2 | [7 empty] | Southern_NV_Eldorado_Li_Battery_4hr
PG&E Fresno Study Area | Jackson Swt | 115 | 0 | 0 | 0 | 0 | 0 | 0 | 0 | 0 | 0 | 1 | 10 | 2 |  |  | 0 | 0 | 0 | 0 | 0 | 0 | 0 | 0 | 0 | 1 | 10 | 2 | [7 empty] | Southern_PGAE_Li_Battery_4hr
PG&E North of Greater Bay Study Area | Jessup | 115 | 0 | 0 | 0 | 0 | 0 | 0 | 0 | 0 | 0 | 1 | 10 | 2 |  |  | 0 | 0 | 0 | 0 | 0 | 0 | 0 | 0 | 0 | 1 | 10 | 2 | [7 empty] | Northern_California_Li_Battery_4hr
SCE Metro Study Area | Johanna | 230 | 0 | 0 | 0 | 0 | 0 | 0 | 0 | 0 | 0 | 1 | 10 | 2 |  |  | 0 | 0 | 0 | 0 | 0 | 0 | 0 | 0 | 0 | 1 | 10 | 2 | [7 empty] | Greater_LA_Li_Battery_4hr
SCE Eastern Study Area | Julian Hinds | 230 | 0 | 0 | 0 | 0 | 0 | 0 | 0 | 0 | 0 | 1 | 10 | 2 |  |  | 0 | 0 | 0 | 0 | 0 | 0 | 0 | 0 | 0 | 1 | 10 | 2 | [7 empty] | Riverside_Li_Battery_4hr
PG&E Greater Bay Study Area | Kasson | 115 | 0 | 0 | 0 | 0 | 0 | 0 | 0 | 0 | 0 | 1 | 10 | 2 |  |  | 0 | 0 | 0 | 0 | 0 | 0 | 0 | 0 | 0 | 1 | 10 | 2 | [7 empty] | Northern_California_Li_Battery_4hr
PG&E Fresno Study Area | Kearney | 230 | 0 | 0 | 0 | 0 | 0 | 0 | 0 | 0 | 0 | 1 | 10 | 2 |  |  | 0 | 0 | 0 | 0 | 0 | 0 | 0 | 0 | 0 | 1 | 10 | 2 | [7 empty] | Southern_PGAE_Li_Battery_4hr
PG&E Greater Bay Study Area | Kelso | 230 | 151 | 45 | 196 | 0 | 0 | 0 | 0 | 1 | 15 | 2 | 10 | 2 |  |  | 151 | 45 | 196 | 0 | 0 | 0 | 0 | 1 | 15 | 2 | 10 | 2 | [7 empty] | Northern_California_Li_Battery_4hr
PG&E Kern Study Area | Kern Oil | 115 | 0 | 0 | 0 | 0 | 0 | 0 | 0 | 0 | 0 | 1 | 10 | 2 |  |  | 0 | 0 | 0 | 0 | 0 | 0 | 0 | 0 | 0 | 1 | 10 | 2 | [7 empty] | Southern_PGAE_Li_Battery_4hr
PG&E Kern Study Area | Kern PP | 230 | 0 | 0 | 0 | 0 | 0 | 0 | 0 | 0 | 0 | 1 | 10 | 2 |  |  | 0 | 0 | 0 | 0 | 0 | 0 | 0 | 0 | 0 | 1 | 10 | 2 | [7 empty] | Southern_PGAE_Li_Battery_4hr
PG&E Kern Study Area | Kern PP | 115 | 0 | 0 | 0 | 0 | 0 | 0 | 0 | 0 | 0 | 1 | 10 | 2 |  |  | 0 | 0 | 0 | 0 | 0 | 0 | 0 | 0 | 0 | 1 | 10 | 2 | [7 empty] | Southern_PGAE_Li_Battery_4hr
PG&E Kern Study Area | Kernridge | 115 | 0 | 0 | 0 | 0 | 0 | 0 | 0 | 0 | 0 | 1 | 10 | 2 |  |  | 0 | 0 | 0 | 0 | 0 | 0 | 0 | 0 | 0 | 1 | 10 | 2 | [7 empty] | Southern_PGAE_Li_Battery_4hr
PG&E Greater Bay Study Area | Kirker | 115 | 0 | 0 | 0 | 0 | 0 | 0 | 0 | 0 | 0 | 1 | 10 | 2 |  |  | 0 | 0 | 0 | 0 | 0 | 0 | 0 | 0 | 0 | 1 | 10 | 2 | [7 empty] | Northern_California_Li_Battery_4hr
PG&E North of Greater Bay Study Area | Knights Landing | 115 | 0 | 0 | 0 | 0 | 0 | 0 | 0 | 0 | 0 | 1 | 10 | 2 |  |  | 0 | 0 | 0 | 0 | 0 | 0 | 0 | 0 | 0 | 1 | 10 | 2 | [7 empty] | Northern_California_Li_Battery_4hr
SCE North of Lugo Study Area | Kramer | 230 | 0 | 0 | 0 | 79 | 200 | 279 | 0 | 1 | 0 | 1 | 20 | 4 |  |  | 0 | 0 | 0 | 79 | 200 | 279 | 0 | 1 | 0 | 1 | 20 | 4 | [7 empty] | Greater_Kramer_Li_Battery_4hr
SCE North of Lugo Study Area | Kramer | 115 | 0 | 0 | 0 | 0 | 0 | 0 | 0 | 0 | 0 | 1 | 10 | 2 |  |  | 0 | 0 | 0 | 0 | 33 | 33 | 0 | 1 | 0 | 1 | 15 | 3 | [7 empty] | Greater_Kramer_Li_Battery_4hr
SCE North of Lugo Study Area | New Sub - Kramer - Lugo (Proposed) | 230 | 0 | 0 | 0 | 0 | 0 | 0 | 0 | 0 | 0 | 1 | 10 | 2 |  |  | 0 | 0 | 0 | 0 | 0 | 0 | 0 | 0 | 0 | 1 | 10 | 2 | [7 empty] | Greater_Kramer_Li_Battery_4hr
SCE Metro Study Area | La Cienega | 230 | 0 | 0 | 0 | 0 | 0 | 0 | 0 | 0 | 0 | 1 | 10 | 2 |  |  | 0 | 0 | 0 | 0 | 0 | 0 | 0 | 0 | 0 | 1 | 10 | 2 | [7 empty] | Greater_LA_Li_Battery_4hr
SCE Metro Study Area | La Fresa | 230 | 0 | 0 | 0 | 0 | 0 | 0 | 0 | 0 | 0 | 1 | 10 | 2 |  |  | 0 | 0 | 0 | 0 | 0 | 0 | 0 | 0 | 0 | 1 | 10 | 2 | [7 empty] | Greater_LA_Li_Battery_4hr
SCE Metro Study Area | Laguna Bell | 230 | 0 | 0 | 0 | 0 | 0 | 0 | 0 | 0 | 0 | 1 | 10 | 2 |  |  | 0 | 0 | 0 | 0 | 0 | 0 | 0 | 0 | 0 | 1 | 10 | 2 | [7 empty] | Greater_LA_Li_Battery_4hr
PG&E Kern Study Area | Lakeview | 70 | 0 | 0 | 0 | 0 | 0 | 0 | 0 | 0 | 0 | 1 | 10 | 2 |  |  | 0 | 0 | 0 | 0 | 0 | 0 | 0 | 0 | 0 | 1 | 10 | 2 | [7 empty] | Southern_PGAE_Li_Battery_4hr
PG&E North of Greater Bay Study Area | Lakeville | 230 | 0 | 0 | 0 | 0 | 0 | 0 | 0 | 0 | 0 | 1 | 10 | 2 |  |  | 0 | 0 | 0 | 0 | 0 | 0 | 0 | 0 | 0 | 1 | 10 | 2 | [7 empty] | Northern_California_Li_Battery_4hr
PG&E North of Greater Bay Study Area | Lakeville | 115 | 0 | 0 | 0 | 0 | 0 | 0 | 0 | 0 | 0 | 1 | 10 | 2 |  |  | 0 | 0 | 0 | 0 | 0 | 0 | 0 | 0 | 0 | 1 | 10 | 2 | [7 empty] | Northern_California_Li_Battery_4hr
PG&E North of Greater Bay Study Area | Lambie | 230 | 0 | 0 | 0 | 0 | 0 | 0 | 0 | 0 | 0 | 1 | 10 | 2 |  |  | 0 | 0 | 0 | 0 | 0 | 0 | 0 | 0 | 0 | 1 | 10 | 2 | [7 empty] | Northern_California_Li_Battery_4hr
PG&E Greater Bay Study Area | Lammers | 115 | 0 | 0 | 0 | 0 | 0 | 0 | 0 | 0 | 0 | 1 | 10 | 2 |  |  | 0 | 0 | 0 | 0 | 0 | 0 | 0 | 0 | 0 | 1 | 10 | 2 | [7 empty] | Northern_California_Li_Battery_4hr
PG&E Kern Study Area | Lamont | 115 | 0 | 0 | 0 | 0 | 0 | 0 | 0 | 0 | 0 | 1 | 5 | 1 |  |  | 0 | 0 | 0 | 0 | 90 | 90 | 0 | 1 | 0 | 1 | 5 | 1 | [7 empty] | Southern_PGAE_Li_Battery_4hr
PG&E Fresno Study Area | Las Aguilas | 230 | 0 | 0 | 0 | 0 | 0 | 0 | 0 | 0 | 0 | 1 | 10 | 2 |  |  | 0 | 0 | 0 | 0 | 0 | 0 | 0 | 0 | 0 | 1 | 10 | 2 | [7 empty] | Southern_PGAE_Li_Battery_4hr
East of Pisgah Study Area | Lathrop | 138 | 310 | 0 | 310 | 0 | 0 | 0 | 0 | 1 | 10 | 1 | 10 | 2 |  |  | 310 | 0 | 310 | 25 | 325 | 350 | 0 | 1 | 10 | 1 | 10 | 2 | [7 empty] | Southern_NV_Eldorado_Li_Battery_4hr
PG&E Fresno Study Area | Le Grand | 115 | 0 | 0 | 0 | 0 | 0 | 0 | 0 | 0 | 0 | 1 | 10 | 2 |  |  | 0 | 0 | 0 | 25 | 5 | 30 | 0 | 1 | 0 | 1 | 5 | 1 | [7 empty] | Southern_PGAE_Li_Battery_4hr
PG&E Kern Study Area | Lerdo | 115 | 0 | 0 | 0 | 0 | 0 | 0 | 0 | 0 | 0 | 1 | 10 | 2 |  |  | 0 | 0 | 0 | 0 | 0 | 0 | 0 | 0 | 0 | 1 | 10 | 2 | [7 empty] | Southern_PGAE_Li_Battery_4hr
SCE Metro Study Area | Lewis | 230 | 0 | 0 | 0 | 0 | 0 | 0 | 0 | 0 | 0 | 1 | 10 | 2 |  |  | 0 | 0 | 0 | 0 | 0 | 0 | 0 | 0 | 0 | 1 | 10 | 2 | [7 empty] | Greater_LA_Li_Battery_4hr
SCE Metro Study Area | Lighthipe | 230 | 0 | 0 | 0 | 0 | 0 | 0 | 0 | 0 | 0 | 1 | 10 | 2 |  |  | 0 | 0 | 0 | 0 | 0 | 0 | 0 | 0 | 0 | 1 | 10 | 2 | [7 empty] | Greater_LA_Li_Battery_4hr
PG&E North of Greater Bay Study Area | Lincoln | 115 | 0 | 0 | 0 | 0 | 0 | 0 | 0 | 0 | 0 | 1 | 10 | 2 |  |  | 0 | 0 | 0 | 0 | 0 | 0 | 0 | 0 | 0 | 1 | 10 | 2 | [7 empty] | Northern_California_Li_Battery_4hr
PG&E Kern Study Area | Live Oak | 115 | 0 | 0 | 0 | 0 | 0 | 0 | 0 | 0 | 0 | 1 | 10 | 2 |  |  | 0 | 0 | 0 | 0 | 0 | 0 | 0 | 0 | 0 | 1 | 10 | 2 | [7 empty] | Southern_PGAE_Li_Battery_4hr
PG&E Greater Bay Study Area | Llagas | 115 | 0 | 0 | 0 | 0 | 0 | 0 | 0 | 0 | 0 | 1 | 10 | 2 |  |  | 0 | 0 | 0 | 0 | 0 | 0 | 0 | 0 | 0 | 1 | 10 | 2 | [7 empty] | Northern_California_Li_Battery_4hr
PG&E Greater Bay Study Area | Lockeford | 230 | 0 | 0 | 0 | 0 | 0 | 0 | 0 | 0 | 0 | 1 | 10 | 2 |  |  | 0 | 0 | 0 | 0 | 0 | 0 | 0 | 0 | 0 | 1 | 10 | 2 | [7 empty] | Northern_California_Li_Battery_4hr
PG&E North of Greater Bay Study Area | Logan Creek | 230 | 0 | 0 | 0 | 0 | 0 | 0 | 0 | 0 | 0 | 1 | 10 | 2 |  |  | 0 | 0 | 0 | 0 | 0 | 0 | 0 | 0 | 0 | 1 | 10 | 2 | [7 empty] | Northern_California_Li_Battery_4hr
PG&E Greater Bay Study Area | Lonetree | 230 | 0 | 0 | 0 | 0 | 0 | 0 | 0 | 0 | 0 | 1 | 10 | 2 |  |  | 0 | 0 | 0 | 0 | 0 | 0 | 0 | 0 | 0 | 1 | 10 | 2 | [7 empty] | Northern_California_Li_Battery_4hr
PG&E Fresno Study Area | Los Banos | 500 | 0 | 0 | 0 | 0 | 0 | 0 | 0 | 0 | 0 | 1 | 10 | 2 |  |  | 0 | 0 | 0 | 0 | 0 | 0 | 0 | 0 | 0 | 1 | 10 | 2 | [7 empty] | Southern_PGAE_Li_Battery_4hr
PG&E Fresno Study Area | Los Banos | 230 | 120 | 30 | 150 | 250 | 250 | 500 | 0 | 1 | 15 | 2 | 10 | 1 |  |  | 120 | 30 | 150 | 250 | 250 | 500 | 0 | 1 | 15 | 2 | 10 | 1 | [7 empty] | Southern_PGAE_Li_Battery_4hr
PG&E Fresno Study Area | New Sub - Los Banos - Midway (Proposed) | 500 | 0 | 0 | 0 | 0 | 0 | 0 | 0 | 0 | 0 | 1 | 10 | 2 |  |  | 0 | 0 | 0 | 0 | 0 | 0 | 0 | 0 | 0 | 1 | 10 | 2 | [7 empty] | Southern_PGAE_Li_Battery_4hr
PG&E Greater Bay Study Area | Los Esteros | 230 | 0 | 0 | 0 | 0 | 0 | 0 | 0 | 0 | 0 | 1 | 10 | 2 |  |  | 0 | 0 | 0 | 0 | 0 | 0 | 0 | 0 | 0 | 1 | 10 | 2 | [7 empty] | Northern_California_Li_Battery_4hr
PG&E Greater Bay Study Area | Los Esteros | 115 | 0 | 0 | 0 | 0 | 0 | 0 | 0 | 0 | 0 | 1 | 10 | 2 |  |  | 0 | 0 | 0 | 0 | 0 | 0 | 0 | 0 | 0 | 1 | 10 | 2 | [7 empty] | Northern_California_Li_Battery_4hr
PG&E Greater Bay Study Area | Los Positas | 230 | 0 | 0 | 0 | 0 | 0 | 0 | 0 | 0 | 0 | 1 | 10 | 2 |  |  | 0 | 0 | 0 | 0 | 0 | 0 | 0 | 0 | 0 | 1 | 10 | 2 | [7 empty] | Northern_California_Li_Battery_4hr
SDG&E Study Area | Loveland | 69 | 0 | 0 | 0 | 0 | 0 | 0 | 0 | 0 | 0 | 1 | 10 | 2 |  |  | 0 | 0 | 0 | 0 | 0 | 0 | 0 | 0 | 0 | 1 | 10 | 2 | [7 empty] | San_Diego_Li_Battery_4hr
SCE Metro Study Area | Lugo | 500 | 0 | 0 | 0 | 0 | 0 | 0 | 0 | 0 | 0 | 1 | 10 | 2 |  |  | 0 | 0 | 0 | 0 | 0 | 0 | 0 | 0 | 0 | 1 | 10 | 2 | [7 empty] | Greater_LA_Li_Battery_4hr
SCE North of Lugo Study Area | Lugo | 230 | 0 | 0 | 0 | 0 | 0 | 0 | 0 | 0 | 0 | 1 | 10 | 2 |  |  | 0 | 0 | 0 | 0 | 0 | 0 | 0 | 0 | 0 | 1 | 10 | 2 | [7 empty] | Greater_Kramer_Li_Battery_4hr
SCE North of Lugo Study Area | New Sub - Lugo - Pisgah (Proposed) | 230 | 100 | 50 | 150 | 0 | 0 | 0 | 0 | 1 | 10 | 1 | 10 | 2 |  |  | 100 | 50 | 150 | 0 | 0 | 0 | 0 | 1 | 20 | 3 | 10 | 2 | [7 empty] | Greater_Kramer_Li_Battery_4hr
PG&E North of Greater Bay Study Area | Madison | 115 | 0 | 0 | 0 | 0 | 0 | 0 | 0 | 0 | 0 | 1 | 5 | 1 |  |  | 0 | 0 | 0 | 0 | 0 | 0 | 0 | 0 | 0 | 1 | 5 | 1 | [7 empty] | Northern_California_Li_Battery_4hr
SCE Northern Area | Magunden | 230 | 0 | 0 | 0 | 0 | 0 | 0 | 0 | 0 | 0 | 1 | 10 | 2 |  |  | 0 | 0 | 0 | 0 | 0 | 0 | 0 | 0 | 0 | 1 | 10 | 2 | [7 empty] | Tehachapi_Li_Battery_4hr
PG&E Kern Study Area | Magunden | 115 | 0 | 0 | 0 | 0 | 0 | 0 | 0 | 0 | 0 | 1 | 10 | 2 |  |  | 0 | 0 | 0 | 0 | 0 | 0 | 0 | 0 | 0 | 1 | 10 | 2 | [7 empty] | Southern_PGAE_Li_Battery_4hr
PG&E North of Greater Bay Study Area | Malin | 500 | 0 | 0 | 0 | 0 | 0 | 0 | 0 | 0 | 0 | 1 | 10 | 2 |  |  | 0 | 0 | 0 | 0 | 0 | 0 | 0 | 0 | 20 | 3 | 10 | 2 | [7 empty] | Northern_California_Li_Battery_4hr
SCE Northern Area | Mandalay | 230 | 0 | 0 | 0 | 0 | 0 | 0 | 0 | 0 | 0 | 1 | 10 | 2 |  |  | 0 | 0 | 0 | 0 | 0 | 0 | 0 | 0 | 0 | 1 | 10 | 2 | [7 empty] | Greater_LA_Li_Battery_4hr
PG&E Fresno Study Area | Manning | 500 | 0 | 0 | 0 | 492.25 | 0 | 492.25 | 0 | 1 | 0 | 1 | 10 | 1 |  |  | 0 | 0 | 0 | 492.5 | 480 | 972.5 | 0 | 1 | 0 | 1 | 10 | 1 | [7 empty] | Southern_PGAE_Li_Battery_4hr
PG&E Fresno Study Area | Manning | 230 | 0 | 0 | 0 | 0 | 0 | 0 | 0 | 0 | 0 | 1 | 10 | 2 |  |  | 0 | 0 | 0 | 0 | 0 | 0 | 0 | 0 | 0 | 1 | 10 | 2 | [7 empty] | Southern_PGAE_Li_Battery_4hr
PG&E Greater Bay Study Area | Manteca | 115 | 0 | 0 | 0 | 0 | 0 | 0 | 0 | 0 | 0 | 1 | 10 | 2 |  |  | 0 | 0 | 0 | 0 | 0 | 0 | 0 | 0 | 0 | 1 | 10 | 2 | [7 empty] | Northern_California_Li_Battery_4hr
SDG&E Study Area | Margarita | 138 | 0 | 0 | 0 | 0 | 0 | 0 | 0 | 0 | 0 | 1 | 10 | 2 |  |  | 0 | 0 | 0 | 0 | 0 | 0 | 0 | 0 | 0 | 1 | 10 | 2 | [7 empty] | San_Diego_Li_Battery_4hr
PG&E Greater Bay Study Area | Mariposa | 230 | 0 | 0 | 0 | 0 | 0 | 0 | 0 | 0 | 0 | 1 | 10 | 2 |  |  | 0 | 0 | 0 | 0 | 0 | 0 | 0 | 0 | 0 | 1 | 10 | 2 | [7 empty] | Northern_California_Li_Battery_4hr
PG&E Greater Bay Study Area | Martin | 115 | 0 | 0 | 0 | 0 | 0 | 0 | 0 | 0 | 0 | 1 | 10 | 2 |  |  | 0 | 0 | 0 | 0 | 0 | 0 | 0 | 0 | 0 | 1 | 10 | 2 | [7 empty] | Northern_California_Li_Battery_4hr
PG&E Greater Bay Study Area | Martin | 230 | 0 | 0 | 0 | 0 | 0 | 0 | 0 | 0 | 0 | 1 | 10 | 2 |  |  | 0 | 0 | 0 | 0 | 0 | 0 | 0 | 0 | 0 | 1 | 10 | 2 | [7 empty] | Northern_California_Li_Battery_4hr
PG&E Greater Bay Study Area | Martinez | 115 | 0 | 0 | 0 | 0 | 0 | 0 | 0 | 0 | 0 | 1 | 10 | 2 |  |  | 0 | 0 | 0 | 0 | 0 | 0 | 0 | 0 | 0 | 1 | 10 | 2 | [7 empty] | Northern_California_Li_Battery_4hr
PG&E Fresno Study Area | Mc Mullin | 230 | 0 | 0 | 0 | 0 | 0 | 0 | 0 | 0 | 0 | 1 | 5 | 1 |  |  | 0 | 0 | 0 | 0 | 0 | 0 | 0 | 0 | 0 | 1 | 10 | 2 | [7 empty] | Southern_PGAE_Li_Battery_4hr
PG&E Fresno Study Area | McCall | 230 | 0 | 0 | 0 | 0 | 0 | 0 | 0 | 0 | 0 | 1 | 10 | 2 |  |  | 0 | 0 | 0 | 0 | 0 | 0 | 0 | 0 | 0 | 1 | 10 | 2 | [7 empty] | Southern_PGAE_Li_Battery_4hr
East of Pisgah Study Area | McCullough (LDWP) | 500 | 0 | 0 | 0 | 0 | 0 | 0 | 0 | 0 | 0 | 1 | 10 | 2 |  |  | 0 | 0 | 0 | 0 | 0 | 0 | 0 | 0 | 0 | 1 | 10 | 2 | [7 empty] | Southern_NV_Eldorado_Li_Battery_4hr
East of Pisgah Study Area | Mead | 230 | 0 | 0 | 0 | 0 | 0 | 0 | 0 | 0 | 0 | 1 | 10 | 2 |  |  | 0 | 0 | 0 | 0 | 0 | 0 | 0 | 0 | 0 | 1 | 10 | 2 | [7 empty] | Southern_NV_Eldorado_Li_Battery_4hr
PG&E Greater Bay Study Area | Melones | 115 | 0 | 0 | 0 | 0 | 0 | 0 | 0 | 0 | 0 | 1 | 10 | 2 |  |  | 0 | 0 | 0 | 0 | 0 | 0 | 0 | 0 | 0 | 1 | 10 | 2 | [7 empty] | Northern_California_Li_Battery_4hr
PG&E North of Greater Bay Study Area | Mendocino | 115 | 0 | 0 | 0 | 0 | 0 | 0 | 0 | 0 | 0 | 1 | 10 | 2 |  |  | 0 | 0 | 0 | 0 | 0 | 0 | 0 | 0 | 0 | 1 | 10 | 2 | [7 empty] | Northern_California_Li_Battery_4hr
PG&E Fresno Study Area | Mendota | 115 | 0 | 0 | 0 | 0 | 0 | 0 | 0 | 0 | 0 | 1 | 10 | 2 |  |  | 0 | 0 | 0 | 0 | 0 | 0 | 0 | 0 | 0 | 1 | 10 | 2 | [7 empty] | Southern_PGAE_Li_Battery_4hr
PG&E Fresno Study Area | Merced | 115 | 0 | 0 | 0 | 0 | 0 | 0 | 0 | 0 | 0 | 1 | 10 | 2 |  |  | 0 | 0 | 0 | 0 | 0 | 0 | 0 | 0 | 0 | 1 | 10 | 2 | [7 empty] | Southern_PGAE_Li_Battery_4hr
East of Pisgah Study Area | Mercry Switch | 138 | 0 | 0 | 0 | 0 | 0 | 0 | 0 | 0 | 0 | 1 | 10 | 2 |  |  | 0 | 0 | 0 | 0 | 0 | 0 | 0 | 0 | 0 | 1 | 10 | 2 | [7 empty] | Southern_NV_Eldorado_Li_Battery_4hr
PG&E Kern Study Area | Mesa | 230 | 0 | 0 | 0 | 0 | 0 | 0 | 0 | 0 | 0 | 1 | 10 | 2 |  |  | 0 | 0 | 0 | 0 | 0 | 0 | 0 | 0 | 0 | 1 | 10 | 2 | [7 empty] | Southern_PGAE_Li_Battery_4hr
PG&E Kern Study Area | Mesa | 115 | 0 | 0 | 0 | 0 | 0 | 0 | 0 | 0 | 0 | 1 | 10 | 2 |  |  | 0 | 0 | 0 | 0 | 0 | 0 | 0 | 0 | 0 | 1 | 10 | 2 | [7 empty] | Southern_PGAE_Li_Battery_4hr
SCE Metro Study Area | Mesa (SCE) | 500 | 0 | 0 | 0 | 0 | 0 | 0 | 0 | 0 | 0 | 1 | 10 | 2 |  |  | 0 | 0 | 0 | 0 | 0 | 0 | 0 | 0 | 0 | 1 | 10 | 2 | [7 empty] | Greater_LA_Li_Battery_4hr
SCE Metro Study Area | Mesa (SCE) | 230 | 0 | 0 | 0 | 0 | 0 | 0 | 0 | 0 | 0 | 1 | 10 | 2 |  |  | 0 | 0 | 0 | 0 | 0 | 0 | 0 | 0 | 0 | 1 | 10 | 2 | [7 empty] | Greater_LA_Li_Battery_4hr
PG&E Greater Bay Study Area | Metcalf | 500 | 0 | 0 | 0 | 0 | 0 | 0 | 0 | 0 | 0 | 1 | 10 | 2 |  |  | 0 | 0 | 0 | 0 | 0 | 0 | 0 | 0 | 0 | 1 | 10 | 2 | [7 empty] | Northern_California_Li_Battery_4hr
PG&E Greater Bay Study Area | Metcalf | 230 | 0 | 0 | 0 | 0 | 0 | 0 | 0 | 0 | 0 | 1 | 10 | 2 |  |  | 0 | 0 | 0 | 0 | 0 | 0 | 0 | 0 | 0 | 1 | 10 | 2 | [7 empty] | Northern_California_Li_Battery_4hr
PG&E Greater Bay Study Area | Metcalf | 115 | 0 | 0 | 0 | 0 | 0 | 0 | 0 | 0 | 0 | 1 | 10 | 2 |  |  | 0 | 0 | 0 | 0 | 0 | 0 | 0 | 0 | 0 | 1 | 10 | 2 | [7 empty] | Northern_California_Li_Battery_4hr
PG&E Kern Study Area | Midway | 500 | 0 | 0 | 0 | 100 | 556 | 656 | 0 | 1 | 0 | 1 | 10 | 1 |  |  | 0 | 0 | 0 | 100 | 700 | 800 | 0 | 1 | 0 | 1 | 15 | 2 | [7 empty] | Southern_PGAE_Li_Battery_4hr
PG&E Kern Study Area | Midway | 230 | 0 | 0 | 0 | 0 | 0 | 0 | 0 | 0 | 0 | 1 | 10 | 2 |  |  | 0 | 0 | 0 | 0 | 0 | 0 | 0 | 0 | 0 | 1 | 10 | 2 | [7 empty] | Southern_PGAE_Li_Battery_4hr
PG&E Kern Study Area | Midway | 115 | 0 | 0 | 0 | 200 | 148 | 348 | 0 | 1 | 0 | 1 | 10 | 2 |  |  | 0 | 0 | 0 | 200 | 147 | 347 | 0 | 1 | 0 | 1 | 15 | 3 | [7 empty] | Southern_PGAE_Li_Battery_4hr
SDG&E Study Area | Miguel | 500 | 0 | 0 | 0 | 0 | 0 | 0 | 0 | 0 | 0 | 1 | 10 | 2 |  |  | 0 | 0 | 0 | 0 | 0 | 0 | 0 | 0 | 0 | 1 | 10 | 2 | [7 empty] | San_Diego_Li_Battery_4hr
SDG&E Study Area | Miguel | 230 | 0 | 0 | 0 | 0 | 0 | 0 | 0 | 0 | 0 | 1 | 10 | 2 |  |  | 0 | 0 | 0 | 0 | 0 | 0 | 0 | 0 | 0 | 1 | 10 | 2 | [7 empty] | San_Diego_Li_Battery_4hr
PG&E Greater Bay Study Area | Miller | 115 | 0 | 0 | 0 | 0 | 0 | 0 | 0 | 0 | 0 | 1 | 10 | 2 |  |  | 0 | 0 | 0 | 0 | 0 | 0 | 0 | 0 | 0 | 1 | 10 | 2 | [7 empty] | Northern_California_Li_Battery_4hr
SCE Metro Study Area | Mira Loma | 500 | 0 | 0 | 0 | 0 | 0 | 0 | 0 | 0 | 0 | 1 | 10 | 2 |  |  | 0 | 0 | 0 | 0 | 0 | 0 | 0 | 0 | 0 | 1 | 10 | 2 | [7 empty] | Greater_LA_Li_Battery_4hr
SCE Metro Study Area | Mira Loma | 230 | 0 | 0 | 0 | 0 | 0 | 0 | 0 | 0 | 0 | 1 | 10 | 2 |  |  | 0 | 0 | 0 | 0 | 0 | 0 | 0 | 0 | 0 | 1 | 10 | 2 | [7 empty] | Greater_LA_Li_Battery_4hr
SCE Eastern Study Area | Mirage | 230 | 0 | 0 | 0 | 0 | 0 | 0 | 790 | 1 | 0 | 1 | 0 | 1 | 10 | 1 | 0 | 0 | 0 | 0 | 0 | 0 | 790 | 1 | 0 | 1 | 0 | 1 | 10 | 1 | [5 empty] | Greater_Imperial_Li_Battery_4hr
SDG&E Study Area | Mission | 230 | 0 | 0 | 0 | 0 | 0 | 0 | 0 | 0 | 0 | 1 | 10 | 2 |  |  | 0 | 0 | 0 | 0 | 0 | 0 | 0 | 0 | 0 | 1 | 10 | 2 | [7 empty] | San_Diego_Li_Battery_4hr
PG&E Greater Bay Study Area | Mi-Wuk | 115 | 0 | 0 | 0 | 0 | 0 | 0 | 0 | 0 | 0 | 1 | 10 | 2 |  |  | 0 | 0 | 0 | 0 | 0 | 0 | 0 | 0 | 0 | 1 | 10 | 2 | [7 empty] | Northern_California_Li_Battery_4hr
East of Pisgah Study Area | Mohave | 500 | 0 | 0 | 0 | 0 | 700 | 700 | 0 | 1 | 20 | 3 | 10 | 1 |  |  | 0 | 0 | 0 | 0 | 700 | 700 | 0 | 1 | 20 | 3 | 10 | 1 | [7 empty] | Southern_NV_Eldorado_Li_Battery_4hr
PG&E North of Greater Bay Study Area | Monroe | 115 | 0 | 0 | 0 | 0 | 0 | 0 | 0 | 0 | 0 | 1 | 10 | 2 |  |  | 0 | 0 | 0 | 0 | 0 | 0 | 0 | 0 | 0 | 1 | 10 | 2 | [7 empty] | Northern_California_Li_Battery_4hr
PG&E Greater Bay Study Area | Monta Vista | 230 | 0 | 0 | 0 | 0 | 0 | 0 | 0 | 0 | 0 | 1 | 10 | 2 |  |  | 0 | 0 | 0 | 0 | 0 | 0 | 0 | 0 | 0 | 1 | 10 | 2 | [7 empty] | Northern_California_Li_Battery_4hr
PG&E North of Greater Bay Study Area | Monticello | 115 | 0 | 0 | 0 | 0 | 0 | 0 | 0 | 0 | 0 | 1 | 10 | 2 |  |  | 0 | 0 | 0 | 0 | 0 | 0 | 0 | 0 | 0 | 1 | 10 | 2 | [7 empty] | Northern_California_Li_Battery_4hr
SCE Northern Area | Moorpark | 230 | 0 | 0 | 0 | 0 | 0 | 0 | 0 | 0 | 0 | 1 | 10 | 2 |  |  | 0 | 0 | 0 | 0 | 0 | 0 | 0 | 0 | 0 | 1 | 10 | 2 | [7 empty] | Greater_LA_Li_Battery_4hr
PG&E Greater Bay Study Area | Moraga | 230 | 0 | 0 | 0 | 0 | 0 | 0 | 0 | 0 | 0 | 1 | 10 | 2 |  |  | 0 | 0 | 0 | 0 | 0 | 0 | 0 | 0 | 0 | 1 | 10 | 2 | [7 empty] | Northern_California_Li_Battery_4hr
PG&E Greater Bay Study Area | Moraga | 115 | 0 | 0 | 0 | 0 | 0 | 0 | 0 | 0 | 0 | 1 | 10 | 2 |  |  | 0 | 0 | 0 | 0 | 0 | 0 | 0 | 0 | 0 | 1 | 10 | 2 | [7 empty] | Northern_California_Li_Battery_4hr
PG&E Greater Bay Study Area | Morgan Hill | 115 | 0 | 0 | 0 | 0 | 0 | 0 | 0 | 0 | 0 | 1 | 10 | 2 |  |  | 0 | 0 | 0 | 0 | 0 | 0 | 0 | 0 | 0 | 1 | 10 | 2 | [7 empty] | Northern_California_Li_Battery_4hr
PG&E Kern Study Area | Morro Bay (Proposed) | 500 | 0 | 0 | 0 | 0 | 0 | 0 | 0 | 0 | 0 | 1 | 10 | 2 |  |  | 0 | 0 | 0 | 0 | 0 | 0 | 0 | 0 | 0 | 1 | 10 | 2 | [7 empty] | Southern_PGAE_Li_Battery_4hr
PG&E Kern Study Area | Morro Bay | 230 | 0 | 0 | 0 | 0 | 0 | 0 | 0 | 0 | 0 | 1 | 10 | 2 |  |  | 0 | 0 | 0 | 0 | 0 | 0 | 0 | 0 | 0 | 1 | 10 | 2 | [7 empty] | Southern_PGAE_Li_Battery_4hr
PG&E Kern Study Area | Morro Bay | 115 | 0 | 0 | 0 | 0 | 0 | 0 | 0 | 0 | 0 | 1 | 10 | 2 |  |  | 0 | 0 | 0 | 0 | 0 | 0 | 0 | 0 | 0 | 1 | 10 | 2 | [7 empty] | Southern_PGAE_Li_Battery_4hr
PG&E Greater Bay Study Area | Moss Landing | 500 | 0 | 0 | 0 | 0 | 0 | 0 | 0 | 0 | 0 | 1 | 10 | 2 |  |  | 0 | 0 | 0 | 0 | 0 | 0 | 0 | 0 | 0 | 1 | 10 | 2 | [7 empty] | Northern_California_Li_Battery_4hr
PG&E Greater Bay Study Area | Moss Landing | 230 | 0 | 0 | 0 | 0 | 0 | 0 | 0 | 0 | 0 | 1 | 10 | 2 |  |  | 0 | 0 | 0 | 0 | 0 | 0 | 0 | 0 | 0 | 1 | 10 | 2 | [7 empty] | Northern_California_Li_Battery_4hr
PG&E Greater Bay Study Area | Moss Landing | 115 | 0 | 0 | 0 | 0 | 0 | 0 | 0 | 0 | 0 | 1 | 10 | 2 |  |  | 0 | 0 | 0 | 0 | 0 | 0 | 0 | 0 | 0 | 1 | 10 | 2 | [7 empty] | Northern_California_Li_Battery_4hr
PG&E Kern Study Area | Mt Poso | 115 | 0 | 0 | 0 | 0 | 0 | 0 | 0 | 0 | 0 | 1 | 10 | 2 |  |  | 0 | 0 | 0 | 0 | 0 | 0 | 0 | 0 | 0 | 1 | 10 | 2 | [7 empty] | Southern_PGAE_Li_Battery_4hr
PG&E Fresno Study Area | Mustang | 230 | 0 | 0 | 0 | 0 | 200 | 200 | 0 | 1 | 0 | 1 | 10 | 2 |  |  | 0 | 0 | 0 | 100 | 300 | 400 | 0 | 1 | 0 | 1 | 10 | 1 | [7 empty] | Southern_PGAE_Li_Battery_4hr
PG&E Fresno Study Area | New Melones | 230 | 0 | 0 | 0 | 0 | 0 | 0 | 0 | 0 | 0 | 1 | 10 | 2 |  |  | 0 | 0 | 0 | 0 | 0 | 0 | 0 | 0 | 0 | 1 | 10 | 2 | [7 empty] | Southern_PGAE_Li_Battery_4hr
PG&E Greater Bay Study Area | Newark | 230 | 0 | 0 | 0 | 0 | 0 | 0 | 0 | 0 | 0 | 1 | 10 | 2 |  |  | 0 | 0 | 0 | 0 | 0 | 0 | 0 | 0 | 0 | 1 | 10 | 2 | [7 empty] | Northern_California_Li_Battery_4hr
PG&E Greater Bay Study Area | Newark | 115 | 0 | 0 | 0 | 0 | 0 | 0 | 0 | 0 | 0 | 1 | 10 | 2 |  |  | 0 | 0 | 0 | 0 | 0 | 0 | 0 | 0 | 0 | 1 | 10 | 2 | [7 empty] | Northern_California_Li_Battery_4hr
PG&E Fresno Study Area | Newhall | 115 | 0 | 0 | 0 | 0 | 0 | 0 | 0 | 0 | 0 | 1 | 10 | 2 |  |  | 0 | 0 | 0 | 0 | 0 | 0 | 0 | 0 | 0 | 1 | 10 | 2 | [7 empty] | Southern_PGAE_Li_Battery_4hr
PG&E Kern Study Area | Norco | 115 | 0 | 0 | 0 | 0 | 0 | 0 | 0 | 0 | 0 | 1 | 10 | 2 |  |  | 0 | 0 | 0 | 0 | 0 | 0 | 0 | 0 | 0 | 1 | 10 | 2 | [7 empty] | Southern_PGAE_Li_Battery_4hr
SDG&E Study Area | North City Metering | 138 | 0 | 0 | 0 | 0 | 0 | 0 | 0 | 0 | 0 | 1 | 10 | 2 |  |  | 0 | 0 | 0 | 0 | 0 | 0 | 0 | 0 | 0 | 1 | 10 | 2 | [7 empty] | San_Diego_Li_Battery_4hr
PG&E Greater Bay Study Area | North Dublin | 230 | 0 | 0 | 0 | 0 | 0 | 0 | 0 | 0 | 0 | 1 | 10 | 2 |  |  | 0 | 0 | 0 | 0 | 0 | 0 | 0 | 0 | 0 | 1 | 10 | 2 | [7 empty] | Northern_California_Li_Battery_4hr
SDG&E Study Area | North Gila | 500 | 0 | 0 | 0 | 0 | 0 | 0 | 0 | 0 | 0 | 1 | 10 | 2 |  |  | 0 | 0 | 0 | 0 | 0 | 0 | 0 | 0 | 0 | 1 | 10 | 2 | [7 empty] | Greater_Imperial_Li_Battery_4hr
SDG&E Study Area | New Sub - North Gila - IV (Proposed) | 500 | 0 | 0 | 0 | 0 | 0 | 0 | 0 | 0 | 0 | 1 | 10 | 2 |  |  | 0 | 0 | 0 | 0 | 0 | 0 | 0 | 0 | 0 | 1 | 10 | 2 | [7 empty] | Greater_Imperial_Li_Battery_4hr
PG&E Greater Bay Study Area | Oakland C | 115 | 0 | 0 | 0 | 0 | 0 | 0 | 0 | 0 | 0 | 1 | 10 | 2 |  |  | 0 | 0 | 0 | 0 | 0 | 0 | 0 | 0 | 0 | 1 | 10 | 2 | [7 empty] | Northern_California_Li_Battery_4hr
PG&E Greater Bay Study Area | Oakland J | 115 | 0 | 0 | 0 | 0 | 0 | 0 | 0 | 0 | 0 | 1 | 10 | 2 |  |  | 0 | 0 | 0 | 0 | 0 | 0 | 0 | 0 | 0 | 1 | 10 | 2 | [7 empty] | Northern_California_Li_Battery_4hr
PG&E Kern Study Area | Oceano | 115 | 0 | 0 | 0 | 0 | 0 | 0 | 0 | 0 | 0 | 1 | 10 | 2 |  |  | 0 | 0 | 0 | 0 | 0 | 0 | 0 | 0 | 0 | 1 | 10 | 2 | [7 empty] | Southern_PGAE_Li_Battery_4hr
SDG&E Study Area | Ocotillo Express | 500 | 0 | 0 | 0 | 0 | 0 | 0 | 0 | 0 | 0 | 1 | 10 | 2 |  |  | 0 | 0 | 0 | 0 | 0 | 0 | 0 | 0 | 0 | 1 | 10 | 2 | [7 empty] | Greater_Imperial_Li_Battery_4hr
SDG&E Study Area | Old Town | 230 | 0 | 0 | 0 | 0 | 0 | 0 | 0 | 0 | 0 | 1 | 10 | 2 |  |  | 0 | 0 | 0 | 0 | 0 | 0 | 0 | 0 | 0 | 1 | 10 | 2 | [7 empty] | San_Diego_Li_Battery_4hr
SCE Metro Study Area | Olinda | 230 | 0 | 0 | 0 | 0 | 0 | 0 | 0 | 0 | 0 | 1 | 10 | 2 |  |  | 0 | 0 | 0 | 0 | 0 | 0 | 0 | 0 | 0 | 1 | 10 | 2 | [7 empty] | Greater_LA_Li_Battery_4hr
PG&E Kern Study Area | Olive | 115 | 0 | 0 | 0 | 0 | 0 | 0 | 0 | 0 | 0 | 1 | 5 | 1 |  |  | 0 | 0 | 0 | 0 | 0 | 0 | 0 | 0 | 0 | 1 | 5 | 1 | [7 empty] | Southern_PGAE_Li_Battery_4hr
PG&E North of Greater Bay Study Area | Olivehurst | 115 | 0 | 0 | 0 | 0 | 0 | 0 | 0 | 0 | 0 | 1 | 10 | 2 |  |  | 0 | 0 | 0 | 0 | 0 | 0 | 0 | 0 | 0 | 1 | 10 | 2 | [7 empty] | Northern_California_Li_Battery_4hr
SCE Northern Area | Ormond Beach | 230 | 0 | 0 | 0 | 0 | 0 | 0 | 0 | 0 | 0 | 1 | 10 | 2 |  |  | 0 | 0 | 0 | 0 | 0 | 0 | 0 | 0 | 0 | 1 | 10 | 2 | [7 empty] | Greater_LA_Li_Battery_4hr
SDG&E Study Area | Otay | 69 | 0 | 0 | 0 | 0 | 0 | 0 | 0 | 0 | 0 | 1 | 10 | 2 |  |  | 0 | 0 | 0 | 0 | 0 | 0 | 0 | 0 | 0 | 1 | 10 | 2 | [7 empty] | San_Diego_Li_Battery_4hr
SDG&E Study Area | Otay Mesa | 230 | 0 | 0 | 0 | 0 | 0 | 0 | 0 | 0 | 0 | 1 | 10 | 2 |  |  | 0 | 0 | 0 | 0 | 0 | 0 | 0 | 0 | 0 | 1 | 10 | 2 | [7 empty] | San_Diego_Li_Battery_4hr
PG&E Fresno Study Area | Padre Flats SW STA | 230 | 0 | 0 | 0 | 0 | 0 | 0 | 0 | 0 | 0 | 1 | 10 | 2 |  |  | 0 | 0 | 0 | 0 | 0 | 0 | 0 | 0 | 0 | 1 | 10 | 2 | [7 empty] | Southern_PGAE_Li_Battery_4hr
East of Pisgah Study Area | Pahrump | 230 | 0 | 0 | 0 | 0 | 0 | 0 | 0 | 0 | 0 | 1 | 10 | 2 |  |  | 0 | 0 | 0 | 0 | 0 | 0 | 0 | 0 | 0 | 1 | 10 | 2 | [7 empty] | Southern_NV_Eldorado_Li_Battery_4hr
East of Pisgah Study Area | Pahrump | 138 | 0 | 0 | 0 | 0 | 0 | 0 | 0 | 0 | 0 | 1 | 10 | 2 |  |  | 0 | 0 | 0 | 0 | 0 | 0 | 0 | 0 | 0 | 1 | 10 | 2 | [7 empty] | Southern_NV_Eldorado_Li_Battery_4hr
SDG&E Study Area | Pala | 69 | 0 | 0 | 0 | 0 | 0 | 0 | 0 | 0 | 0 | 1 | 10 | 2 |  |  | 0 | 0 | 0 | 0 | 0 | 0 | 0 | 0 | 0 | 1 | 10 | 2 | [7 empty] | San_Diego_Li_Battery_4hr
PG&E North of Greater Bay Study Area | Palermo | 230 | 0 | 0 | 0 | 0 | 0 | 0 | 0 | 0 | 0 | 1 | 10 | 2 |  |  | 0 | 0 | 0 | 0 | 0 | 0 | 0 | 0 | 0 | 1 | 10 | 2 | [7 empty] | Northern_California_Li_Battery_4hr
PG&E North of Greater Bay Study Area | Palermo | 115 | 0 | 0 | 0 | 0 | 0 | 0 | 0 | 0 | 0 | 1 | 10 | 2 |  |  | 0 | 0 | 0 | 0 | 0 | 0 | 0 | 0 | 0 | 1 | 10 | 2 | [7 empty] | Northern_California_Li_Battery_4hr
SCE Eastern Study Area | Palo Verde | 500 | 0 | 0 | 0 | 0 | 0 | 0 | 0 | 0 | 0 | 1 | 10 | 2 |  |  | 0 | 0 | 0 | 0 | 0 | 0 | 0 | 0 | 0 | 1 | 10 | 2 | [7 empty] | Arizona_Li_Battery_4hr
SDG&E Study Area | Palomar Energy | 230 | 0 | 0 | 0 | 0 | 0 | 0 | 0 | 0 | 0 | 1 | 10 | 2 |  |  | 0 | 0 | 0 | 0 | 0 | 0 | 0 | 0 | 0 | 1 | 10 | 2 | [7 empty] | San_Diego_Li_Battery_4hr
PG&E Fresno Study Area | Panoche | 115 | 0 | 0 | 0 | 0 | 0 | 0 | 0 | 0 | 0 | 1 | 10 | 2 |  |  | 0 | 0 | 0 | 0 | 0 | 0 | 0 | 0 | 0 | 1 | 10 | 2 | [7 empty] | Southern_PGAE_Li_Battery_4hr
PG&E Fresno Study Area | Panoche | 230 | 0 | 0 | 0 | 100 | 0 | 100 | 0 | 1 | 0 | 1 | 10 | 2 |  |  | 0 | 0 | 0 | 100 | 260 | 360 | 0 | 1 | 0 | 1 | 10 | 2 | [7 empty] | Southern_PGAE_Li_Battery_4hr
SCE Northern Area | Pardee | 230 | 0 | 0 | 0 | 0 | 0 | 0 | 0 | 0 | 0 | 1 | 10 | 2 |  |  | 0 | 0 | 0 | 0 | 0 | 0 | 0 | 0 | 0 | 1 | 10 | 2 | [7 empty] | Greater_LA_Li_Battery_4hr
PG&E North of Greater Bay Study Area | Parkway | 230 | 0 | 0 | 0 | 0 | 0 | 0 | 0 | 0 | 0 | 1 | 10 | 2 |  |  | 0 | 0 | 0 | 0 | 0 | 0 | 0 | 0 | 0 | 1 | 10 | 2 | [7 empty] | Northern_California_Li_Battery_4hr
SCE Northern Area | Pastoria | 230 | 0 | 0 | 0 | 0 | 0 | 0 | 0 | 0 | 0 | 1 | 10 | 2 |  |  | 0 | 0 | 0 | 0 | 0 | 0 | 0 | 0 | 0 | 1 | 10 | 2 | [7 empty] | Tehachapi_Li_Battery_4hr
SCE Metro Study Area | Pauda | 230 | 0 | 0 | 0 | 0 | 0 | 0 | 0 | 0 | 0 | 1 | 10 | 2 |  |  | 0 | 0 | 0 | 0 | 0 | 0 | 0 | 0 | 0 | 1 | 10 | 2 | [7 empty] | Greater_LA_Li_Battery_4hr
PG&E North of Greater Bay Study Area | Peabody | 230 | 0 | 0 | 0 | 0 | 0 | 0 | 0 | 0 | 0 | 1 | 10 | 2 |  |  | 0 | 0 | 0 | 0 | 0 | 0 | 0 | 0 | 0 | 1 | 10 | 2 | [7 empty] | Northern_California_Li_Battery_4hr
PG&E North of Greater Bay Study Area | Pease | 115 | 0 | 0 | 0 | 0 | 0 | 0 | 0 | 0 | 0 | 1 | 10 | 2 |  |  | 0 | 0 | 0 | 0 | 0 | 0 | 0 | 0 | 0 | 1 | 10 | 2 | [7 empty] | Northern_California_Li_Battery_4hr
SDG&E Study Area | Penasquitos | 230 | 0 | 0 | 0 | 0 | 0 | 0 | 0 | 0 | 0 | 1 | 10 | 2 |  |  | 0 | 0 | 0 | 0 | 0 | 0 | 0 | 0 | 0 | 1 | 10 | 2 | [7 empty] | San_Diego_Li_Battery_4hr
PG&E North of Greater Bay Study Area | Penngrove | 115 | 0 | 0 | 0 | 0 | 0 | 0 | 0 | 0 | 0 | 1 | 10 | 2 |  |  | 0 | 0 | 0 | 0 | 0 | 0 | 0 | 0 | 0 | 1 | 10 | 2 | [7 empty] | Northern_California_Li_Battery_4hr
PG&E Greater Bay Study Area | Peoria | 115 | 0 | 0 | 0 | 0 | 0 | 0 | 0 | 0 | 0 | 1 | 10 | 2 |  |  | 0 | 0 | 0 | 0 | 0 | 0 | 0 | 0 | 0 | 1 | 10 | 2 | [7 empty] | Northern_California_Li_Battery_4hr
PG&E Greater Bay Study Area | Piercy | 115 | 0 | 0 | 0 | 0 | 0 | 0 | 0 | 0 | 0 | 1 | 10 | 2 |  |  | 0 | 0 | 0 | 0 | 0 | 0 | 0 | 0 | 0 | 1 | 10 | 2 | [7 empty] | Northern_California_Li_Battery_4hr
PG&E Fresno Study Area | Pine Flat | 230 | 0 | 0 | 0 | 0 | 0 | 0 | 0 | 0 | 0 | 1 | 10 | 2 |  |  | 0 | 0 | 0 | 0 | 0 | 0 | 0 | 0 | 0 | 1 | 10 | 2 | [7 empty] | Southern_PGAE_Li_Battery_4hr
SCE North of Lugo Study Area | Pisgah | 230 | 0 | 0 | 0 | 0 | 0 | 0 | 0 | 0 | 20 | 3 | 10 | 2 |  |  | 0 | 0 | 0 | 80 | 200 | 280 | 0 | 1 | 20 | 3 | 15 | 3 | [7 empty] | Greater_Kramer_Li_Battery_4hr
PG&E North of Greater Bay Study Area | Pit 1 | 230 | 0 | 0 | 0 | 0 | 0 | 0 | 0 | 0 | 0 | 1 | 10 | 2 |  |  | 0 | 0 | 0 | 0 | 0 | 0 | 0 | 0 | 0 | 1 | 10 | 2 | [7 empty] | Northern_California_Li_Battery_4hr
PG&E North of Greater Bay Study Area | New Sub - Pit 1 - Cottonwood (Proposed) | 230 | 200 | 10 | 210 | 0 | 0 | 0 | 0 | 1 | 20 | 2 | 10 | 2 |  |  | 200 | 10 | 210 | 0 | 0 | 0 | 0 | 1 | 15 | 2 | 10 | 2 | [7 empty] | Northern_California_Li_Battery_4hr
PG&E North of Greater Bay Study Area | Pit 4 | 230 | 0 | 0 | 0 | 0 | 0 | 0 | 0 | 0 | 0 | 1 | 10 | 2 |  |  | 0 | 0 | 0 | 0 | 0 | 0 | 0 | 0 | 0 | 1 | 10 | 2 | [7 empty] | Northern_California_Li_Battery_4hr
PG&E Greater Bay Study Area | Pittsburg | 230 | 0 | 0 | 0 | 0 | 0 | 0 | 0 | 0 | 0 | 1 | 10 | 2 |  |  | 0 | 0 | 0 | 0 | 0 | 0 | 0 | 0 | 0 | 1 | 10 | 2 | [7 empty] | Northern_California_Li_Battery_4hr
PG&E Greater Bay Study Area | Pittsburg | 115 | 0 | 0 | 0 | 0 | 0 | 0 | 0 | 0 | 0 | 1 | 10 | 2 |  |  | 0 | 0 | 0 | 0 | 0 | 0 | 0 | 0 | 0 | 1 | 10 | 2 | [7 empty] | Northern_California_Li_Battery_4hr
PG&E North of Greater Bay Study Area | Placerville | 115 | 0 | 0 | 0 | 0 | 0 | 0 | 0 | 0 | 0 | 1 | 10 | 2 |  |  | 0 | 0 | 0 | 0 | 0 | 0 | 0 | 0 | 0 | 1 | 10 | 2 | [7 empty] | Northern_California_Li_Battery_4hr
PG&E North of Greater Bay Study Area | Pleasant Grove | 115 | 0 | 0 | 0 | 0 | 0 | 0 | 0 | 0 | 0 | 1 | 10 | 2 |  |  | 0 | 0 | 0 | 0 | 0 | 0 | 0 | 0 | 0 | 1 | 10 | 2 | [7 empty] | Northern_California_Li_Battery_4hr
PG&E North of Greater Bay Study Area | POE | 230 | 0 | 0 | 0 | 0 | 0 | 0 | 0 | 0 | 0 | 1 | 10 | 2 |  |  | 0 | 0 | 0 | 0 | 0 | 0 | 0 | 0 | 0 | 1 | 10 | 2 | [7 empty] | Northern_California_Li_Battery_4hr
SDG&E Study Area | Point Loma | 69 | 0 | 0 | 0 | 0 | 0 | 0 | 0 | 0 | 0 | 1 | 10 | 2 |  |  | 0 | 0 | 0 | 0 | 0 | 0 | 0 | 0 | 0 | 1 | 10 | 2 | [7 empty] | San_Diego_Li_Battery_4hr
SDG&E Study Area | Pomerado | 69 | 0 | 0 | 0 | 0 | 0 | 0 | 0 | 0 | 0 | 1 | 10 | 2 |  |  | 0 | 0 | 0 | 0 | 0 | 0 | 0 | 0 | 0 | 1 | 10 | 2 | [7 empty] | San_Diego_Li_Battery_4hr
PG&E Kern Study Area | Poso Mountain | 115 | 0 | 0 | 0 | 0 | 0 | 0 | 0 | 0 | 0 | 1 | 10 | 2 |  |  | 0 | 0 | 0 | 0 | 0 | 0 | 0 | 0 | 0 | 1 | 10 | 2 | [7 empty] | Southern_PGAE_Li_Battery_4hr
East of Pisgah Study Area | Primm | 230 | 0 | 0 | 0 | 0 | 0 | 0 | 0 | 0 | 0 | 1 | 10 | 2 |  |  | 0 | 0 | 0 | 0 | 0 | 0 | 0 | 0 | 0 | 1 | 10 | 2 | [7 empty] | Southern_NV_Eldorado_Li_Battery_4hr
PG&E North of Greater Bay Study Area | Putah Creek | 115 | 0 | 0 | 0 | 0 | 0 | 0 | 0 | 0 | 0 | 1 | 5 | 1 |  |  | 0 | 0 | 0 | 0 | 0 | 0 | 0 | 0 | 0 | 1 | 5 | 1 | [7 empty] | Northern_California_Li_Battery_4hr
SDG&E Study Area | Q1806 Switchyard | 138 | 0 | 0 | 0 | 0 | 0 | 0 | 0 | 0 | 0 | 1 | 10 | 2 |  |  | 0 | 0 | 0 | 0 | 0 | 0 | 0 | 0 | 0 | 1 | 0 | 1 | [7 empty] | San_Diego_Li_Battery_4hr
PG&E Fresno Study Area | Quinto | 230 | 0 | 0 | 0 | 121 | 0 | 121 | 0 | 1 | 0 | 1 | 5 | 1 |  |  | 0 | 0 | 0 | 121 | 0 | 121 | 0 | 1 | 0 | 1 | 5 | 1 | [7 empty] | Southern_PGAE_Li_Battery_4hr
PG&E Greater Bay Study Area | Race Track | 115 | 0 | 0 | 0 | 0 | 0 | 0 | 0 | 0 | 0 | 1 | 10 | 2 |  |  | 0 | 0 | 0 | 0 | 0 | 0 | 0 | 0 | 0 | 1 | 10 | 2 | [7 empty] | Northern_California_Li_Battery_4hr
SDG&E Study Area | Rancho Mission Viejo | 138 | 0 | 0 | 0 | 0 | 0 | 0 | 0 | 0 | 0 | 1 | 10 | 2 |  |  | 0 | 0 | 0 | 0 | 0 | 0 | 0 | 0 | 0 | 1 | 10 | 2 | [7 empty] | San_Diego_Li_Battery_4hr
PG&E North of Greater Bay Study Area | New Sub - Rancho Seco - Bellota (Proposed) | 230 | 0 | 0 | 0 | 0 | 0 | 0 | 0 | 0 | 0 | 1 | 10 | 2 |  |  | 0 | 0 | 0 | 0 | 0 | 0 | 0 | 0 | 0 | 1 | 10 | 2 | [7 empty] | Northern_California_Li_Battery_4hr
SCE Metro Study Area | Rancho Vista | 500 | 0 | 0 | 0 | 0 | 0 | 0 | 0 | 0 | 0 | 1 | 10 | 2 |  |  | 0 | 0 | 0 | 0 | 0 | 0 | 0 | 0 | 0 | 1 | 10 | 2 | [7 empty] | Greater_LA_Li_Battery_4hr
SCE Metro Study Area | Rancho Vista | 230 | 0 | 0 | 0 | 0 | 0 | 0 | 0 | 0 | 0 | 1 | 10 | 2 |  |  | 0 | 0 | 0 | 0 | 0 | 0 | 0 | 0 | 0 | 1 | 10 | 2 | [7 empty] | Greater_LA_Li_Battery_4hr
SCE North of Lugo Study Area | Ransburg | 115 | 0 | 0 | 0 | 0 | 0 | 0 | 0 | 0 | 0 | 1 | 10 | 2 |  |  | 0 | 0 | 0 | 0 | 0 | 0 | 0 | 0 | 0 | 1 | 10 | 2 | [7 empty] | Greater_Kramer_Li_Battery_4hr
SCE Northern Area | Rector | 230 | 0 | 0 | 0 | 0 | 0 | 0 | 0 | 0 | 0 | 1 | 10 | 2 |  |  | 0 | 0 | 0 | 0 | 0 | 0 | 0 | 0 | 0 | 1 | 10 | 2 | [7 empty] | Tehachapi_Li_Battery_4hr
SCE Eastern Study Area | Red Bluff | 500 | 0 | 0 | 0 | 0 | 0 | 0 | 0 | 0 | 0 | 1 | 20 | 4 |  |  | 0 | 0 | 0 | 0 | 325 | 325 | 0 | 1 | 0 | 1 | 20 | 4 | [7 empty] | Riverside_Li_Battery_4hr
SCE Eastern Study Area | Red Bluff | 230 | 0 | 0 | 0 | 0 | 0 | 0 | 0 | 0 | 0 | 1 | 10 | 2 |  |  | 0 | 0 | 0 | 0 | 100 | 100 | 0 | 1 | 0 | 1 | 20 | 4 | [7 empty] | Riverside_Li_Battery_4hr
SCE Metro Study Area | Redondo | 230 | 0 | 0 | 0 | 0 | 0 | 0 | 0 | 0 | 0 | 1 | 10 | 2 |  |  | 0 | 0 | 0 | 0 | 0 | 0 | 0 | 0 | 0 | 1 | 10 | 2 | [7 empty] | Greater_LA_Li_Battery_4hr
PG&E Kern Study Area | Renfro | 115 | 0 | 0 | 0 | 0 | 0 | 0 | 0 | 0 | 0 | 1 | 10 | 2 |  |  | 0 | 0 | 0 | 0 | 0 | 0 | 0 | 0 | 0 | 1 | 10 | 2 | [7 empty] | Southern_PGAE_Li_Battery_4hr
PG&E Greater Bay Study Area | Richmond | 115 | 0 | 0 | 0 | 0 | 0 | 0 | 0 | 0 | 0 | 1 | 10 | 2 |  |  | 0 | 0 | 0 | 0 | 0 | 0 | 0 | 0 | 0 | 1 | 10 | 2 | [7 empty] | Northern_California_Li_Battery_4hr
PG&E North of Greater Bay Study Area | Rincon | 115 | 0 | 0 | 0 | 0 | 0 | 0 | 0 | 0 | 0 | 1 | 10 | 2 |  |  | 0 | 0 | 0 | 0 | 0 | 0 | 0 | 0 | 0 | 1 | 10 | 2 | [7 empty] | Northern_California_Li_Battery_4hr
PG&E Kern Study Area | Rio Bravo | 115 | 0 | 0 | 0 | 0 | 0 | 0 | 0 | 0 | 0 | 1 | 10 | 2 |  |  | 0 | 0 | 0 | 0 | 0 | 0 | 0 | 0 | 0 | 1 | 10 | 2 | [7 empty] | Southern_PGAE_Li_Battery_4hr
SCE Metro Study Area | Rio Hondo | 230 | 0 | 0 | 0 | 0 | 0 | 0 | 0 | 0 | 0 | 1 | 10 | 2 |  |  | 0 | 0 | 0 | 0 | 0 | 0 | 0 | 0 | 0 | 1 | 10 | 2 | [7 empty] | Greater_LA_Li_Battery_4hr
PG&E North of Greater Bay Study Area | Rio Oso | 230 | 0 | 0 | 0 | 0 | 0 | 0 | 0 | 0 | 0 | 1 | 10 | 2 |  |  | 0 | 0 | 0 | 65 | 200 | 265 | 0 | 1 | 0 | 1 | 10 | 2 | [7 empty] | Northern_California_Li_Battery_4hr
PG&E North of Greater Bay Study Area | Rio Oso | 115 | 0 | 0 | 0 | 0 | 0 | 0 | 0 | 0 | 0 | 1 | 10 | 2 |  |  | 0 | 0 | 0 | 0 | 0 | 0 | 0 | 0 | 0 | 1 | 10 | 2 | [7 empty] | Northern_California_Li_Battery_4hr
PG&E Greater Bay Study Area | Ripon | 115 | 0 | 0 | 0 | 0 | 0 | 0 | 0 | 0 | 0 | 1 | 10 | 2 |  |  | 0 | 0 | 0 | 0 | 0 | 0 | 0 | 0 | 0 | 1 | 10 | 2 | [7 empty] | Northern_California_Li_Battery_4hr
PG&E Greater Bay Study Area | Riverbank | 115 | 0 | 0 | 0 | 0 | 0 | 0 | 0 | 0 | 0 | 1 | 10 | 2 |  |  | 0 | 0 | 0 | 0 | 0 | 0 | 0 | 0 | 0 | 1 | 10 | 2 | [7 empty] | Northern_California_Li_Battery_4hr
SCE North of Lugo Study Area | Roadway | 115 | 0 | 0 | 0 | 11 | 10 | 21 | 0 | 1 | 0 | 1 | 10 | 2 |  |  | 0 | 0 | 0 | 11 | 10 | 21 | 0 | 1 | 0 | 1 | 10 | 2 | [7 empty] | Greater_Kramer_Li_Battery_4hr
PG&E Greater Bay Study Area | Rossmoor | 230 | 0 | 0 | 0 | 0 | 0 | 0 | 0 | 0 | 0 | 1 | 10 | 2 |  |  | 0 | 0 | 0 | 0 | 0 | 0 | 0 | 0 | 0 | 1 | 10 | 2 | [7 empty] | Northern_California_Li_Battery_4hr
PG&E North of Greater Bay Study Area | Round Mountain | 500 | 0 | 0 | 0 | 0 | 0 | 0 | 0 | 0 | 0 | 1 | 10 | 2 |  |  | 0 | 0 | 0 | 0 | 0 | 0 | 0 | 0 | 0 | 1 | 10 | 2 | [7 empty] | Northern_California_Li_Battery_4hr
PG&E North of Greater Bay Study Area | Round Mountain | 230 | 80 | 20 | 100 | 0 | 0 | 0 | 0 | 1 | 20 | 3 | 10 | 2 |  |  | 80 | 20 | 100 | 0 | 0 | 0 | 0 | 1 | 15 | 2 | 10 | 2 | [7 empty] | Northern_California_Li_Battery_4hr
PG&E Greater Bay Study Area | Salado | 115 | 0 | 0 | 0 | 0 | 0 | 0 | 0 | 0 | 0 | 1 | 10 | 2 |  |  | 0 | 0 | 0 | 0 | 0 | 0 | 0 | 0 | 0 | 1 | 10 | 2 | [7 empty] | Northern_California_Li_Battery_4hr
SDG&E Study Area | Salt Creek | 69 | 0 | 0 | 0 | 0 | 0 | 0 | 0 | 0 | 0 | 1 | 10 | 2 |  |  | 0 | 0 | 0 | 0 | 0 | 0 | 0 | 0 | 0 | 1 | 10 | 2 | [7 empty] | San_Diego_Li_Battery_4hr
SCE Eastern Study Area | San Bernardino | 230 | 0 | 0 | 0 | 0 | 0 | 0 | 0 | 0 | 0 | 1 | 10 | 2 |  |  | 0 | 0 | 0 | 0 | 0 | 0 | 0 | 0 | 0 | 1 | 10 | 2 | [7 empty] | Riverside_Li_Battery_4hr
PG&E Greater Bay Study Area | San Jose B | 115 | 0 | 0 | 0 | 0 | 0 | 0 | 0 | 0 | 0 | 1 | 10 | 2 |  |  | 0 | 0 | 0 | 0 | 0 | 0 | 0 | 0 | 0 | 1 | 10 | 2 | [7 empty] | Northern_California_Li_Battery_4hr
PG&E Greater Bay Study Area | San Leandro | 115 | 0 | 0 | 0 | 0 | 0 | 0 | 0 | 0 | 0 | 1 | 10 | 2 |  |  | 0 | 0 | 0 | 0 | 0 | 0 | 0 | 0 | 0 | 1 | 10 | 2 | [7 empty] | Northern_California_Li_Battery_4hr
PG&E Kern Study Area | San Luis Obispo | 115 | 0 | 0 | 0 | 0 | 0 | 0 | 0 | 0 | 0 | 1 | 10 | 2 |  |  | 0 | 0 | 0 | 0 | 0 | 0 | 0 | 0 | 0 | 1 | 10 | 2 | [7 empty] | Southern_PGAE_Li_Battery_4hr
SDG&E Study Area | San Luis Rey | 230 | 0 | 0 | 0 | 0 | 0 | 0 | 0 | 0 | 0 | 1 | 10 | 2 |  |  | 0 | 0 | 0 | 0 | 0 | 0 | 0 | 0 | 0 | 1 | 10 | 2 | [7 empty] | San_Diego_Li_Battery_4hr
SDG&E Study Area | San Onofre | 230 | 0 | 0 | 0 | 0 | 0 | 0 | 0 | 0 | 0 | 1 | 10 | 2 |  |  | 0 | 0 | 0 | 0 | 0 | 0 | 0 | 0 | 0 | 1 | 10 | 2 | [7 empty] | San_Diego_Li_Battery_4hr
PG&E Greater Bay Study Area | San Pablo Sub | 115 | 0 | 0 | 0 | 0 | 0 | 0 | 0 | 0 | 0 | 1 | 10 | 2 |  |  | 0 | 0 | 0 | 0 | 0 | 0 | 0 | 0 | 0 | 1 | 10 | 2 | [7 empty] | Northern_California_Li_Battery_4hr
PG&E Greater Bay Study Area | San Ramon | 230 | 0 | 0 | 0 | 0 | 0 | 0 | 0 | 0 | 0 | 1 | 10 | 2 |  |  | 0 | 0 | 0 | 0 | 0 | 0 | 0 | 0 | 0 | 1 | 10 | 2 | [7 empty] | Northern_California_Li_Battery_4hr
SCE North of Lugo Study Area | Sandlot | 230 | 0 | 0 | 0 | 0 | 0 | 0 | 0 | 0 | 0 | 1 | 10 | 2 |  |  | 0 | 0 | 0 | 0 | 0 | 0 | 0 | 0 | 0 | 1 | 10 | 2 | [7 empty] | Greater_Kramer_Li_Battery_4hr
East of Pisgah Study Area | Sandy | 138 | 0 | 0 | 0 | 0 | 0 | 0 | 0 | 0 | 0 | 1 | 10 | 2 |  |  | 0 | 0 | 0 | 0 | 0 | 0 | 0 | 0 | 0 | 1 | 10 | 2 | [7 empty] | Southern_NV_Eldorado_Li_Battery_4hr
PG&E Fresno Study Area | Sanger | 115 | 0 | 0 | 0 | 0 | 0 | 0 | 0 | 0 | 0 | 1 | 10 | 2 |  |  | 0 | 0 | 0 | 0 | 0 | 0 | 0 | 0 | 0 | 1 | 10 | 2 | [7 empty] | Southern_PGAE_Li_Battery_4hr
SCE Northern Area | Santa Clara | 230 | 0 | 0 | 0 | 0 | 0 | 0 | 0 | 0 | 0 | 1 | 10 | 2 |  |  | 0 | 0 | 0 | 0 | 0 | 0 | 0 | 0 | 0 | 1 | 5 | 1 | [7 empty] | Greater_LA_Li_Battery_4hr
PG&E North of Greater Bay Study Area | Santa Rosa | 115 | 0 | 0 | 0 | 0 | 0 | 0 | 0 | 0 | 0 | 1 | 10 | 2 |  |  | 0 | 0 | 0 | 0 | 0 | 0 | 0 | 0 | 0 | 1 | 10 | 2 | [7 empty] | Northern_California_Li_Battery_4hr
PG&E Greater Bay Study Area | Santa Teresa | 115 | 0 | 0 | 0 | 0 | 0 | 0 | 0 | 0 | 0 | 1 | 10 | 2 |  |  | 0 | 0 | 0 | 0 | 0 | 0 | 0 | 0 | 0 | 1 | 10 | 2 | [7 empty] | Northern_California_Li_Battery_4hr
SDG&E Study Area | Santee | 138 | 0 | 0 | 0 | 0 | 0 | 0 | 0 | 0 | 0 | 1 | 10 | 2 |  |  | 0 | 0 | 0 | 0 | 0 | 0 | 0 | 0 | 0 | 1 | 10 | 2 | [7 empty] | San_Diego_Li_Battery_4hr
SCE Metro Study Area | Santiago | 230 | 0 | 0 | 0 | 0 | 0 | 0 | 0 | 0 | 0 | 1 | 10 | 2 |  |  | 0 | 0 | 0 | 0 | 0 | 0 | 0 | 0 | 0 | 1 | 10 | 2 | [7 empty] | Greater_LA_Li_Battery_4hr
PG&E Greater Bay Study Area | Saratoga | 230 | 0 | 0 | 0 | 0 | 0 | 0 | 0 | 0 | 0 | 1 | 10 | 2 |  |  | 0 | 0 | 0 | 0 | 0 | 0 | 0 | 0 | 0 | 1 | 10 | 2 | [7 empty] | Northern_California_Li_Battery_4hr
SCE Northern Area | Saugus | 230 | 0 | 0 | 0 | 0 | 0 | 0 | 0 | 0 | 0 | 1 | 10 | 2 |  |  | 0 | 0 | 0 | 0 | 0 | 0 | 0 | 0 | 0 | 1 | 10 | 2 | [7 empty] | Greater_LA_Li_Battery_4hr
PG&E Fresno Study Area | Schindler | 115 | 0 | 0 | 0 | 0 | 0 | 0 | 0 | 0 | 0 | 1 | 10 | 2 |  |  | 0 | 0 | 0 | 0 | 100 | 100 | 0 | 1 | 0 | 1 | 5 | 1 | [7 empty] | Southern_PGAE_Li_Battery_4hr
PG&E Greater Bay Study Area | Schulte | 115 | 0 | 0 | 0 | 0 | 0 | 0 | 0 | 0 | 0 | 1 | 10 | 2 |  |  | 0 | 0 | 0 | 0 | 0 | 0 | 0 | 0 | 0 | 1 | 10 | 2 | [7 empty] | Northern_California_Li_Battery_4hr
PG&E Kern Study Area | Semitropic | 115 | 0 | 0 | 0 | 0 | 0 | 0 | 0 | 0 | 0 | 1 | 10 | 2 |  |  | 0 | 0 | 0 | 0 | 0 | 0 | 0 | 0 | 0 | 1 | 10 | 2 | [7 empty] | Southern_PGAE_Li_Battery_4hr
SCE Metro Study Area | Serrano | 500 | 0 | 0 | 0 | 0 | 0 | 0 | 0 | 0 | 0 | 1 | 10 | 2 |  |  | 0 | 0 | 0 | 0 | 0 | 0 | 0 | 0 | 0 | 1 | 10 | 2 | [7 empty] | Greater_LA_Li_Battery_4hr
SCE Metro Study Area | Serrano | 230 | 0 | 0 | 0 | 0 | 0 | 0 | 0 | 0 | 0 | 1 | 10 | 2 |  |  | 0 | 0 | 0 | 0 | 0 | 0 | 0 | 0 | 0 | 1 | 10 | 2 | [7 empty] | Greater_LA_Li_Battery_4hr
SDG&E Study Area | Shadowridge | 138 | 0 | 0 | 0 | 0 | 0 | 0 | 0 | 0 | 0 | 1 | 10 | 2 |  |  | 0 | 0 | 0 | 0 | 0 | 0 | 0 | 0 | 0 | 1 | 10 | 2 | [7 empty] | San_Diego_Li_Battery_4hr
PG&E Kern Study Area | Shafter | 115 | 0 | 0 | 0 | 0 | 0 | 0 | 0 | 0 | 0 | 1 | 10 | 2 |  |  | 0 | 0 | 0 | 85.5 | 0 | 85.5 | 0 | 1 | 0 | 1 | 5 | 1 | [7 empty] | Southern_PGAE_Li_Battery_4hr
PG&E North of Greater Bay Study Area | Shiloh II | 230 | 0 | 0 | 0 | 0 | 0 | 0 | 0 | 0 | 0 | 1 | 10 | 2 |  |  | 0 | 0 | 0 | 0 | 0 | 0 | 0 | 0 | 0 | 1 | 10 | 2 | [7 empty] | Northern_California_Li_Battery_4hr
PG&E North of Greater Bay Study Area | Silverado | 115 | 0 | 0 | 0 | 0 | 0 | 0 | 0 | 0 | 0 | 1 | 10 | 2 |  |  | 0 | 0 | 0 | 0 | 0 | 0 | 0 | 0 | 0 | 1 | 10 | 2 | [7 empty] | Northern_California_Li_Battery_4hr
SDG&E Study Area | Silvergate | 230 | 0 | 0 | 0 | 0 | 0 | 0 | 0 | 0 | 0 | 1 | 10 | 2 |  |  | 0 | 0 | 0 | 0 | 0 | 0 | 0 | 0 | 0 | 1 | 10 | 2 | [7 empty] | San_Diego_Li_Battery_4hr
PG&E Kern Study Area | Sisquoc | 115 | 0 | 0 | 0 | 0 | 0 | 0 | 0 | 0 | 0 | 1 | 10 | 2 |  |  | 0 | 0 | 0 | 0 | 0 | 0 | 0 | 0 | 0 | 1 | 10 | 2 | [7 empty] | Southern_PGAE_Li_Battery_4hr
East of Pisgah Study Area | Sloan Canyon | 230 | 310 | 0 | 310 | 0 | 0 | 0 | 0 | 1 | 20 | 2 | 10 | 2 |  |  | 310 | 0 | 310 | 0 | 0 | 0 | 0 | 1 | 20 | 2 | 10 | 2 | [7 empty] | Southern_NV_Eldorado_Li_Battery_4hr
PG&E Kern Study Area | Smyrna | 115 | 0 | 0 | 0 | 0 | 0 | 0 | 0 | 0 | 0 | 1 | 10 | 2 |  |  | 0 | 0 | 0 | 0 | 0 | 0 | 0 | 0 | 0 | 1 | 10 | 2 | [7 empty] | Southern_PGAE_Li_Battery_4hr
PG&E Greater Bay Study Area | Sobrante | 115 | 0 | 0 | 0 | 0 | 0 | 0 | 0 | 0 | 0 | 1 | 10 | 2 |  |  | 0 | 0 | 0 | 0 | 0 | 0 | 0 | 0 | 0 | 1 | 10 | 2 | [7 empty] | Northern_California_Li_Battery_4hr
PG&E Kern Study Area | Solar SS | 230 | 0 | 0 | 0 | 0 | 0 | 0 | 0 | 0 | 0 | 1 | 10 | 2 |  |  | 0 | 0 | 0 | 0 | 0 | 0 | 0 | 0 | 0 | 1 | 10 | 2 | [7 empty] | Southern_PGAE_Li_Battery_4hr
SCE Northern Area | Springville | 230 | 0 | 0 | 0 | 0 | 0 | 0 | 0 | 0 | 0 | 1 | 10 | 2 |  |  | 0 | 0 | 0 | 0 | 0 | 0 | 0 | 0 | 0 | 1 | 10 | 2 | [7 empty] | Tehachapi_Li_Battery_4hr
PG&E Greater Bay Study Area | Stagg | 230 | 0 | 0 | 0 | 0 | 0 | 0 | 0 | 0 | 0 | 1 | 10 | 2 |  |  | 0 | 0 | 0 | 0 | 0 | 0 | 0 | 0 | 0 | 1 | 10 | 2 | [7 empty] | Northern_California_Li_Battery_4hr
PG&E Greater Bay Study Area | Std Oil | 115 | 0 | 0 | 0 | 0 | 0 | 0 | 0 | 0 | 0 | 1 | 10 | 2 |  |  | 0 | 0 | 0 | 0 | 0 | 0 | 0 | 0 | 0 | 1 | 10 | 2 | [7 empty] | Northern_California_Li_Battery_4hr
PG&E Kern Study Area | Stockdale | 230 | 0 | 0 | 0 | 0 | 0 | 0 | 0 | 0 | 0 | 1 | 10 | 2 |  |  | 0 | 0 | 0 | 0 | 0 | 0 | 0 | 0 | 0 | 1 | 10 | 2 | [7 empty] | Southern_PGAE_Li_Battery_4hr
PG&E Kern Study Area | Stockdale | 115 | 0 | 0 | 0 | 0 | 0 | 0 | 0 | 0 | 0 | 1 | 10 | 2 |  |  | 0 | 0 | 0 | 0 | 0 | 0 | 0 | 0 | 0 | 1 | 10 | 2 | [7 empty] | Southern_PGAE_Li_Battery_4hr
PG&E Fresno Study Area | Storey | 230 | 0 | 0 | 0 | 0 | 0 | 0 | 0 | 0 | 0 | 1 | 10 | 2 |  |  | 0 | 0 | 0 | 0 | 0 | 0 | 0 | 0 | 0 | 1 | 10 | 2 | [7 empty] | Southern_PGAE_Li_Battery_4hr
PG&E North of Greater Bay Study Area | Summit | 115 | 0 | 0 | 0 | 0 | 0 | 0 | 0 | 0 | 0 | 1 | 10 | 2 |  |  | 0 | 0 | 0 | 0 | 0 | 0 | 0 | 0 | 0 | 1 | 10 | 2 | [7 empty] | Northern_California_Li_Battery_4hr
SDG&E Study Area | Suncrest | 500 | 0 | 0 | 0 | 0 | 0 | 0 | 0 | 0 | 0 | 1 | 10 | 2 |  |  | 0 | 0 | 0 | 0 | 0 | 0 | 0 | 0 | 0 | 1 | 10 | 2 | [7 empty] | Greater_Imperial_Li_Battery_4hr
SDG&E Study Area | Suncrest | 230 | 0 | 0 | 0 | 0 | 0 | 0 | 0 | 0 | 0 | 1 | 10 | 2 |  |  | 0 | 0 | 0 | 0 | 0 | 0 | 0 | 0 | 0 | 1 | 10 | 2 | [7 empty] | Greater_Imperial_Li_Battery_4hr
SDG&E Study Area | New Sub - Suncrest - Ocotillo (Proposed) | 500 | 350 | 50 | 400 | 0 | 0 | 0 | 0 | 1 | 20 | 2 | 10 | 2 |  |  | 350 | 50 | 400 | 0 | 0 | 0 | 0 | 1 | 20 | 2 | 10 | 2 | [7 empty] | Greater_Imperial_Li_Battery_4hr
PG&E Kern Study Area | Sunset | 230 | 0 | 0 | 0 | 0 | 0 | 0 | 0 | 0 | 0 | 1 | 10 | 2 |  |  | 0 | 0 | 0 | 0 | 0 | 0 | 0 | 0 | 0 | 1 | 10 | 2 | [7 empty] | Southern_PGAE_Li_Battery_4hr
PG&E Kern Study Area | Surf | 115 | 0 | 0 | 0 | 0 | 0 | 0 | 0 | 0 | 0 | 1 | 10 | 2 |  |  | 0 | 0 | 0 | 0 | 0 | 0 | 0 | 0 | 0 | 1 | 10 | 2 | [7 empty] | Southern_PGAE_Li_Battery_4hr
SDG&E Study Area | Sycamore Canyon | 230 | 0 | 0 | 0 | 0 | 0 | 0 | 0 | 0 | 0 | 1 | 10 | 2 |  |  | 0 | 0 | 0 | 0 | 0 | 0 | 0 | 0 | 0 | 1 | 10 | 2 | [7 empty] | San_Diego_Li_Battery_4hr
SDG&E Study Area | Sycamore Canyon | 138 | 0 | 0 | 0 | 0 | 0 | 0 | 0 | 0 | 0 | 1 | 10 | 2 |  |  | 0 | 0 | 0 | 0 | 0 | 0 | 0 | 0 | 0 | 1 | 10 | 2 | [7 empty] | San_Diego_Li_Battery_4hr
SCE Metro Study Area | Sylmar | 230 | 0 | 0 | 0 | 0 | 0 | 0 | 0 | 0 | 0 | 1 | 10 | 2 |  |  | 0 | 0 | 0 | 0 | 0 | 0 | 0 | 0 | 0 | 1 | 10 | 2 | [7 empty] | Greater_LA_Li_Battery_4hr
PG&E North of Greater Bay Study Area | Table Mountain | 500 | 0 | 0 | 0 | 0 | 0 | 0 | 0 | 0 | 0 | 1 | 10 | 2 |  |  | 0 | 0 | 0 | 0 | 0 | 0 | 0 | 0 | 0 | 1 | 10 | 2 | [7 empty] | Northern_California_Li_Battery_4hr
PG&E North of Greater Bay Study Area | Table Mountain | 230 | 60.5 | 52.5 | 113 | 0 | 0 | 0 | 0 | 1 | 15 | 2 | 10 | 2 |  |  | 60.5 | 52.5 | 113 | 0 | 0 | 0 | 0 | 1 | 15 | 2 | 10 | 2 | [7 empty] | Northern_California_Li_Battery_4hr
PG&E Kern Study Area | Taft | 115 | 0 | 0 | 0 | 0 | 0 | 0 | 0 | 0 | 0 | 1 | 10 | 2 |  |  | 0 | 0 | 0 | 0 | 0 | 0 | 0 | 0 | 0 | 1 | 5 | 1 | [7 empty] | Southern_PGAE_Li_Battery_4hr
SDG&E Study Area | Talega | 230 | 0 | 0 | 0 | 0 | 0 | 0 | 0 | 0 | 0 | 1 | 10 | 2 |  |  | 0 | 0 | 0 | 0 | 0 | 0 | 0 | 0 | 0 | 1 | 10 | 2 | [7 empty] | San_Diego_Li_Battery_4hr
SDG&E Study Area | Talega | 138 | 0 | 0 | 0 | 0 | 0 | 0 | 0 | 0 | 0 | 1 | 10 | 2 |  |  | 0 | 0 | 0 | 0 | 0 | 0 | 0 | 0 | 0 | 1 | 10 | 2 | [7 empty] | San_Diego_Li_Battery_4hr
PG&E Greater Bay Study Area | Tassajara | 230 | 0 | 0 | 0 | 0 | 0 | 0 | 0 | 0 | 0 | 1 | 10 | 2 |  |  | 0 | 0 | 0 | 0 | 0 | 0 | 0 | 0 | 0 | 1 | 10 | 2 | [7 empty] | Northern_California_Li_Battery_4hr
PG&E Kern Study Area | Temblor | 115 | 0 | 0 | 0 | 0 | 0 | 0 | 0 | 0 | 0 | 1 | 10 | 2 |  |  | 0 | 0 | 0 | 0 | 0 | 0 | 0 | 0 | 0 | 1 | 10 | 2 | [7 empty] | Southern_PGAE_Li_Battery_4hr
PG&E Kern Study Area | Templeton | 230 | 100 | 0 | 100 | 0 | 0 | 0 | 0 | 1 | 15 | 2 | 10 | 2 |  |  | 100 | 0 | 100 | 0 | 0 | 0 | 0 | 1 | 15 | 2 | 10 | 2 | [7 empty] | Southern_PGAE_Li_Battery_4hr
PG&E Greater Bay Study Area | Tesla | 500 | 302 | 0 | 302 | 0 | 0 | 0 | 0 | 1 | 15 | 2 | 10 | 2 |  |  | 302 | 0 | 302 | 400 | 0 | 400 | 0 | 1 | 15 | 2 | 10 | 1 | [7 empty] | Northern_California_Li_Battery_4hr
PG&E Greater Bay Study Area | Tesla | 230 | 130 | 45 | 175 | 0 | 0 | 0 | 0 | 1 | 15 | 2 | 10 | 2 |  |  | 130 | 45 | 175 | 0 | 0 | 0 | 0 | 1 | 15 | 2 | 10 | 2 | [7 empty] | Northern_California_Li_Battery_4hr
PG&E Greater Bay Study Area | Tesla | 115 | 0 | 0 | 0 | 0 | 0 | 0 | 0 | 0 | 0 | 1 | 10 | 2 |  |  | 0 | 0 | 0 | 0 | 0 | 0 | 0 | 0 | 0 | 1 | 10 | 2 | [7 empty] | Northern_California_Li_Battery_4hr
PG&E Kern Study Area | Tevis | 115 | 0 | 0 | 0 | 0 | 0 | 0 | 0 | 0 | 0 | 1 | 10 | 2 |  |  | 0 | 0 | 0 | 0 | 0 | 0 | 0 | 0 | 0 | 1 | 10 | 2 | [7 empty] | Southern_PGAE_Li_Battery_4hr
East of Pisgah Study Area | Thousandaire | 138 | 0 | 0 | 0 | 0 | 0 | 0 | 0 | 0 | 0 | 1 | 10 | 2 |  |  | 0 | 0 | 0 | 0 | 0 | 0 | 0 | 0 | 0 | 1 | 10 | 2 | [7 empty] | Southern_NV_Eldorado_Li_Battery_4hr
SCE North of Lugo Study Area | Tortilla | 115 | 0 | 0 | 0 | 0 | 0 | 0 | 0 | 0 | 0 | 1 | 10 | 2 |  |  | 0 | 0 | 0 | 0 | 0 | 0 | 0 | 0 | 0 | 1 | 10 | 2 | [7 empty] | Greater_Kramer_Li_Battery_4hr
SDG&E Study Area | Trabuco | 138 | 0 | 0 | 0 | 0 | 0 | 0 | 0 | 0 | 0 | 1 | 10 | 2 |  |  | 0 | 0 | 0 | 0 | 0 | 0 | 0 | 0 | 0 | 1 | 10 | 2 | [7 empty] | San_Diego_Li_Battery_4hr
PG&E Greater Bay Study Area | Tracy | 500 | 0 | 0 | 0 | 0 | 0 | 0 | 0 | 0 | 0 | 1 | 10 | 2 |  |  | 0 | 0 | 0 | 0 | 0 | 0 | 0 | 0 | 0 | 1 | 10 | 2 | [7 empty] | Northern_California_Li_Battery_4hr
PG&E Greater Bay Study Area | Tracy | 230 | 0 | 0 | 0 | 0 | 0 | 0 | 0 | 0 | 10 | 1 | 10 | 2 |  |  | 0 | 0 | 0 | 0 | 0 | 0 | 0 | 0 | 10 | 1 | 10 | 2 | [7 empty] | Northern_California_Li_Battery_4hr
PG&E Fresno Study Area | Tranquility | 230 | 0 | 0 | 0 | 10 | 175 | 185 | 0 | 1 | 0 | 1 | 10 | 2 |  |  | 0 | 0 | 0 | 10 | 265 | 275 | 0 | 1 | 0 | 1 | 5 | 1 | [7 empty] | Southern_PGAE_Li_Battery_4hr
East of Pisgah Study Area | Trout Canyon | 230 | 0 | 0 | 0 | 440 | 330 | 770 | 0 | 1 | 0 | 1 | 10 | 1 |  |  | 0 | 0 | 0 | 490 | 980 | 1470 | 0 | 1 | 0 | 1 | 10 | 1 | [7 empty] | Southern_NV_Eldorado_Li_Battery_4hr
PG&E North of Greater Bay Study Area | Tulucay | 230 | 0 | 0 | 0 | 25 | 0 | 25 | 0 | 1 | 0 | 1 | 5 | 1 |  |  | 0 | 0 | 0 | 25 | 0 | 25 | 0 | 1 | 0 | 1 | 5 | 1 | [7 empty] | Northern_California_Li_Battery_4hr
PG&E Kern Study Area | Tupman | 115 | 0 | 0 | 0 | 55 | 0 | 55 | 0 | 1 | 0 | 1 | 5 | 1 |  |  | 0 | 0 | 0 | 55 | 0 | 55 | 0 | 1 | 0 | 1 | 10 | 2 | [7 empty] | Southern_PGAE_Li_Battery_4hr
PG&E North of Greater Bay Study Area | Ukiah | 115 | 0 | 0 | 0 | 0 | 0 | 0 | 0 | 0 | 0 | 1 | 10 | 2 |  |  | 0 | 0 | 0 | 0 | 0 | 0 | 0 | 0 | 0 | 1 | 10 | 2 | [7 empty] | Northern_California_Li_Battery_4hr
PG&E North of Greater Bay Study Area | Vaca Dixon | 500 | 0 | 0 | 0 | 0 | 0 | 0 | 0 | 0 | 0 | 1 | 10 | 2 |  |  | 0 | 0 | 0 | 0 | 0 | 0 | 0 | 0 | 0 | 1 | 10 | 2 | [7 empty] | Northern_California_Li_Battery_4hr
PG&E North of Greater Bay Study Area | Vaca Dixon | 230 | 0 | 0 | 0 | 0 | 0 | 0 | 0 | 0 | 0 | 1 | 10 | 2 |  |  | 0 | 0 | 0 | 0 | 200 | 200 | 0 | 1 | 0 | 1 | 10 | 2 | [7 empty] | Northern_California_Li_Battery_4hr
PG&E North of Greater Bay Study Area | Vaca Dixon | 115 | 0 | 0 | 0 | 0 | 0 | 0 | 0 | 0 | 0 | 1 | 10 | 2 |  |  | 0 | 0 | 0 | 0 | 0 | 0 | 0 | 0 | 0 | 1 | 10 | 2 | [7 empty] | Northern_California_Li_Battery_4hr
SCE Eastern Study Area | Valley (SCE) | 500 | 0 | 0 | 0 | 0 | 0 | 0 | 0 | 0 | 0 | 1 | 10 | 2 |  |  | 0 | 0 | 0 | 0 | 0 | 0 | 0 | 0 | 0 | 1 | 10 | 2 | [7 empty] | Riverside_Li_Battery_4hr
East of Pisgah Study Area | Valley (VEA) | 138 | 0 | 0 | 0 | 0 | 0 | 0 | 0 | 0 | 0 | 1 | 10 | 2 |  |  | 0 | 0 | 0 | 0 | 0 | 0 | 0 | 0 | 0 | 1 | 10 | 2 | [7 empty] | Southern_NV_Eldorado_Li_Battery_4hr
PG&E Greater Bay Study Area | Valley Home | 115 | 0 | 0 | 0 | 0 | 0 | 0 | 0 | 0 | 0 | 1 | 10 | 2 |  |  | 0 | 0 | 0 | 0 | 0 | 0 | 0 | 0 | 0 | 1 | 10 | 2 | [7 empty] | Northern_California_Li_Battery_4hr
East of Pisgah Study Area | Valley Switch | 138 | 0 | 0 | 0 | 0 | 0 | 0 | 0 | 0 | 0 | 1 | 10 | 2 |  |  | 0 | 0 | 0 | 0 | 0 | 0 | 0 | 0 | 0 | 1 | 10 | 2 | [7 empty] | Southern_NV_Eldorado_Li_Battery_4hr
PG&E Greater Bay Study Area | Vasona | 230 | 0 | 0 | 0 | 0 | 0 | 0 | 0 | 0 | 0 | 1 | 10 | 2 |  |  | 0 | 0 | 0 | 0 | 0 | 0 | 0 | 0 | 0 | 1 | 10 | 2 | [7 empty] | Northern_California_Li_Battery_4hr
SCE Northern Area | Vestal | 230 | 0 | 0 | 0 | 205 | 0 | 205 | 0 | 1 | 0 | 1 | 5 | 1 |  |  | 0 | 0 | 0 | 205 | 0 | 205 | 0 | 1 | 0 | 1 | 5 | 1 | [7 empty] | Tehachapi_Li_Battery_4hr
SCE North of Lugo Study Area | Victor | 230 | 0 | 0 | 0 | 0 | 0 | 0 | 0 | 0 | 0 | 1 | 10 | 2 |  |  | 0 | 0 | 0 | 0 | 0 | 0 | 0 | 0 | 0 | 1 | 10 | 2 | [7 empty] | Greater_Kramer_Li_Battery_4hr
SCE North of Lugo Study Area | Victor | 115 | 0 | 0 | 0 | 0 | 0 | 0 | 0 | 0 | 0 | 1 | 10 | 2 |  |  | 0 | 0 | 0 | 0 | 115 | 115 | 0 | 1 | 0 | 1 | 5 | 1 | [7 empty] | Greater_Kramer_Li_Battery_4hr
0 | Victorville (LDWP) | 500 | 0 | 0 | 0 | 0 | 0 | 0 | 0 | 0 | 0 | 1 | 10 | 2 |  |  | 0 | 0 | 0 | 0 | 0 | 0 | 0 | 0 | 0 | 1 | 10 | 2 | [7 empty] | Greater_Kramer_Li_Battery_4hr
SCE Metro Study Area | Viejo | 230 | 0 | 0 | 0 | 0 | 0 | 0 | 0 | 0 | 0 | 1 | 10 | 2 |  |  | 0 | 0 | 0 | 0 | 0 | 0 | 0 | 0 | 0 | 1 | 10 | 2 | [7 empty] | Greater_LA_Li_Battery_4hr
PG&E Greater Bay Study Area | Vierra | 115 | 0 | 0 | 0 | 0 | 0 | 0 | 0 | 0 | 0 | 1 | 10 | 2 |  |  | 0 | 0 | 0 | 0 | 0 | 0 | 0 | 0 | 0 | 1 | 10 | 2 | [7 empty] | Northern_California_Li_Battery_4hr
SCE Metro Study Area | Villa Park | 230 | 0 | 0 | 0 | 0 | 0 | 0 | 0 | 0 | 0 | 1 | 10 | 2 |  |  | 0 | 0 | 0 | 0 | 0 | 0 | 0 | 0 | 0 | 1 | 10 | 2 | [7 empty] | Greater_LA_Li_Battery_4hr
SCE Northern Area | Vincent | 500 | 0 | 0 | 0 | 0 | 0 | 0 | 0 | 0 | 0 | 1 | 10 | 2 |  |  | 0 | 0 | 0 | 0 | 0 | 0 | 0 | 0 | 0 | 1 | 10 | 2 | [7 empty] | Tehachapi_Li_Battery_4hr
SCE Northern Area | Vincent | 230 | 0 | 0 | 0 | 0 | 617 | 617 | 0 | 1 | 0 | 1 | 10 | 1 |  |  | 0 | 0 | 0 | 0 | 1067 | 1067 | 0 | 1 | 0 | 1 | 10 | 1 | [7 empty] | Tehachapi_Li_Battery_4hr
PG&E Greater Bay Study Area | Vineyard | 230 | 0 | 0 | 0 | 0 | 0 | 0 | 0 | 0 | 0 | 1 | 10 | 2 |  |  | 0 | 0 | 0 | 0 | 0 | 0 | 0 | 0 | 0 | 1 | 10 | 2 | [7 empty] | Northern_California_Li_Battery_4hr
SCE Eastern Study Area | Vista (SCE) | 230 | 0 | 0 | 0 | 0 | 0 | 0 | 0 | 0 | 0 | 1 | 10 | 2 |  |  | 0 | 0 | 0 | 0 | 0 | 0 | 0 | 0 | 0 | 1 | 10 | 2 | [7 empty] | Riverside_Li_Battery_4hr
East of Pisgah Study Area | Vista (VEA) | 138 | 0 | 0 | 0 | 0 | 0 | 0 | 0 | 0 | 0 | 1 | 10 | 2 |  |  | 0 | 0 | 0 | 50 | 150 | 200 | 0 | 1 | 0 | 1 | 5 | 1 | [7 empty] | Southern_NV_Eldorado_Li_Battery_4hr
SCE Metro Study Area | Walnut | 230 | 0 | 0 | 0 | 0 | 0 | 0 | 0 | 0 | 0 | 1 | 10 | 2 |  |  | 0 | 0 | 0 | 0 | 0 | 0 | 0 | 0 | 0 | 1 | 10 | 2 | [7 empty] | Greater_LA_Li_Battery_4hr
SCE Northern Area | Warne | 230 | 0 | 0 | 0 | 0 | 0 | 0 | 0 | 0 | 0 | 1 | 10 | 2 |  |  | 0 | 0 | 0 | 0 | 0 | 0 | 0 | 0 | 0 | 1 | 10 | 2 | [7 empty] | Tehachapi_Li_Battery_4hr
PG&E Fresno Study Area | Warnerville | 230 | 0 | 0 | 0 | 0 | 0 | 0 | 0 | 0 | 0 | 1 | 10 | 2 |  |  | 0 | 0 | 0 | 0 | 0 | 0 | 0 | 0 | 0 | 1 | 10 | 2 | [7 empty] | Southern_PGAE_Li_Battery_4hr
PG&E Fresno Study Area | Waukena | 115 | 0 | 0 | 0 | 0 | 0 | 0 | 0 | 0 | 0 | 1 | 10 | 2 |  |  | 0 | 0 | 0 | 0 | 0 | 0 | 0 | 0 | 0 | 1 | 10 | 2 | [7 empty] | Southern_PGAE_Li_Battery_4hr
PG&E Greater Bay Study Area | Weber | 230 | 0 | 0 | 0 | 0 | 0 | 0 | 0 | 0 | 0 | 1 | 10 | 2 |  |  | 0 | 0 | 0 | 70 | 115 | 185 | 0 | 1 | 0 | 1 | 10 | 2 | [7 empty] | Northern_California_Li_Battery_4hr
PG&E Fresno Study Area | West Fresno | 115 | 0 | 0 | 0 | 0 | 0 | 0 | 0 | 0 | 0 | 1 | 10 | 2 |  |  | 0 | 0 | 0 | 0 | 0 | 0 | 0 | 0 | 0 | 1 | 10 | 2 | [7 empty] | Southern_PGAE_Li_Battery_4hr
PG&E Fresno Study Area | Westley | 230 | 0 | 0 | 0 | 0 | 0 | 0 | 0 | 0 | 0 | 1 | 10 | 2 |  |  | 0 | 0 | 0 | 0 | 0 | 0 | 0 | 0 | 0 | 1 | 10 | 2 | [7 empty] | Southern_PGAE_Li_Battery_4hr
PG&E Fresno Study Area | New Sub - Westley - Quinto (Proposed) | 230 | 0 | 0 | 0 | 0 | 0 | 0 | 0 | 0 | 0 | 1 | 10 | 2 |  |  | 0 | 0 | 0 | 0 | 0 | 0 | 0 | 0 | 0 | 1 | 10 | 2 | [7 empty] | Southern_PGAE_Li_Battery_4hr
PG&E Kern Study Area | Westpark | 115 | 0 | 0 | 0 | 0 | 0 | 0 | 0 | 0 | 0 | 1 | 10 | 2 |  |  | 0 | 0 | 0 | 0 | 0 | 0 | 0 | 0 | 0 | 1 | 10 | 2 | [7 empty] | Southern_PGAE_Li_Battery_4hr
PG&E Kern Study Area | Wheeler Ridge | 230 | 0 | 0 | 0 | 0 | 50 | 50 | 0 | 1 | 0 | 1 | 10 | 2 |  |  | 0 | 0 | 0 | 0 | 261.5 | 261.5 | 0 | 1 | 0 | 1 | 10 | 2 | [7 empty] | Southern_PGAE_Li_Battery_4hr
PG&E Kern Study Area | New Sub - Midway - Wheeler Ridge (Proposed) | 230 | 0 | 0 | 0 | 0 | 0 | 0 | 0 | 0 | 0 | 1 | 10 | 2 |  |  | 0 | 0 | 0 | 120 | 115 | 235 | 0 | 1 | 0 | 1 | 10 | 2 | [7 empty] | Southern_PGAE_Li_Battery_4hr
SCE Northern Area | Whirlwind | 230 | 300 | 0 | 300 | 50 | 97 | 147 | 0 | 1 | 10 | 1 | 10 | 2 |  |  | 300 | 0 | 300 | 50 | 300 | 350 | 0 | 1 | 10 | 1 | 10 | 2 | [7 empty] | Tehachapi_Li_Battery_4hr
SCE Northern Area | Whirlwind | 500 | 0 | 0 | 0 | 0 | 0 | 0 | 0 | 0 | 0 | 1 | 10 | 2 |  |  | 0 | 0 | 0 | 0 | 0 | 0 | 0 | 0 | 0 | 1 | 10 | 2 | [7 empty] | Tehachapi_Li_Battery_4hr
PG&E Fresno Study Area | Wilson | 230 | 169 | 31 | 200 | 0 | 0 | 0 | 0 | 1 | 30 | 3 | 10 | 2 |  |  | 169 | 31 | 200 | 0 | 0 | 0 | 0 | 1 | 30 | 3 | 10 | 2 | [7 empty] | Southern_PGAE_Li_Battery_4hr
PG&E Fresno Study Area | Wilson | 115 | 0 | 0 | 0 | 0 | 0 | 0 | 0 | 0 | 0 | 1 | 10 | 2 |  |  | 0 | 0 | 0 | 0 | 0 | 0 | 0 | 0 | 0 | 1 | 10 | 2 | [7 empty] | Southern_PGAE_Li_Battery_4hr
PG&E Kern Study Area | Windgap PP | 230 | 0 | 0 | 0 | 0 | 0 | 0 | 0 | 0 | 0 | 1 | 10 | 2 |  |  | 0 | 0 | 0 | 0 | 0 | 0 | 0 | 0 | 0 | 1 | 10 | 2 | [7 empty] | Southern_PGAE_Li_Battery_4hr
SCE Northern Area | Windhub | 230 | 124 | 0 | 124 | 212 | 100 | 312 | 0 | 1 | 15 | 2 | 10 | 2 |  |  | 124 | 0 | 124 | 213.25 | 599 | 812.25 | 0 | 1 | 15 | 2 | 15 | 2 | [7 empty] | Tehachapi_Li_Battery_4hr
SCE Northern Area | Windhub | 500 | 0 | 0 | 0 | 775 | 0 | 775 | 0 | 1 | 0 | 1 | 10 | 1 |  |  | 0 | 0 | 0 | 775 | 0 | 775 | 0 | 1 | 0 | 1 | 15 | 2 | [7 empty] | Tehachapi_Li_Battery_4hr
PG&E North of Greater Bay Study Area | Woodland | 115 | 0 | 0 | 0 | 0 | 0 | 0 | 0 | 0 | 0 | 1 | 5 | 1 |  |  | 0 | 0 | 0 | 0 | 0 | 0 | 0 | 0 | 0 | 1 | 5 | 1 | [7 empty] | Northern_California_Li_Battery_4hr
PG&E North of Greater Bay Study Area | Wyandotte | 115 | 0 | 0 | 0 | 0 | 0 | 0 | 0 | 0 | 0 | 1 | 10 | 2 |  |  | 0 | 0 | 0 | 0 | 0 | 0 | 0 | 0 | 0 | 1 | 6 | 5 | [7 empty] | Northern_California_Li_Battery_4hr

## LandUse_Env_Criteria_README
3. Land-use implications and feasibility & 4. Environmental (conservation and biological) impact factors
Criteria Purpose | Resources allocated should not exceed available land area to accommodate the resources within the viable distance of the substation and should limit the potential implications, i.e., potential impacts to or conflicts with existing and future land use applications. Mapping will prioritize areas of lower potential land-use implications and higher feasibility for resource development, while seeking to limiting locating resources to areas of high potential implications and likely more difficult development potential.
Criteria Application | 3. & 4. Criteria datasets are applied to mapped utility-scale solar, onshore in-CAISO & in-state wind, and in-state geothermal. Note the parcelization, CEC Cropland, and overdrafted groundwater datasets analysis are only applied to utility-scale solar. For out-of-state resources but in-CAISO, only the WECC environmental and land-use screen is applied. Out-of-CAISO resources are included at their CAISO intertie point but land-use analysis is currently not applied. For resources mapped to Baja California, Mexico, staff also have not applied any land-use analysis.
Distance from Sub | Land-use implications and environmental impacts analysis for onshore wind and solar is done for the resource potential around substations within a series of distances. For solar the analysis currently includes 5, 10, 15, and 20 mile analysis. For on-shore wind analysis includes 10, 15, and 20 mile analysis with select substations also having 30 mile analysis where alternative substations are more than 30 miles away.
In-State Geothermal Analysis | Land-use and environmental criteria analysis is applied to geothermal resources mapped to Californian locations. While analysis for onshore wind and solar are calculated based on amounts mapped to substations, for geothermal the analysis is centered on the identified geothermal area.
Including Resources in Baseline not yet Online | The IRP baseline includes resources contracted by LSEs that are not yet online and not yet constructed. Because they are in the baseline, these resources are not included in the mapped portfolio amounts. Environmental and land-use analysis includes work that exclude the footprints of existing solar and wind resource projects from the resource potential to ensure that the portfolio resources are not mapped based on resource potential areas occupied by existing projects. Staff use the USGS USWTDB for existing wind projects and the CEC’s existing solar footprint analysis for solar. These sources capture footprints from as late as Summer 2023; therefore, CPUC staff assume that all projects with online dates before 9/1/23 are captured in the existing footprint analysis. Since the baseline resource still in-development, with online dates later than that, will not be captured in the existing footprint data, staff are adding the MW amounts of these baseline resources at their interconnection locations to account for their utilization of land as well. These values are shown in “LandUse_Env_Summary_2034” and “2039” tabs.
Excluding Already Online Resources in Portfolio And Likely Repowers | Similarly, the portfolio includes in-development resources not in the IRP baseline that have already come online. If these came online before 9/1/23, it is likely that these resource footprints are already captured in the existing resource footprint analysis. Staff, therefore, subtract the MWs of these projects from the total mapped portfolio amounts for this land-use and environmental analysis. Additionally, some of the mapped resources align with identified or likely (based on commercial development interest data) repower projects which utilize existing footprint land. The MW attributed to these potential projects are also subtracted from the MW amount used for analysis.
Resource Density | Staff assume a 10 acres/MW density assumption for utility scale solar, a 40 acres/MW density for on-shore in-CAISO wind, and a 5 acres/MW density for geothermal.
Change to the Base Wind Resource Potential for Analysis | In the preliminary mapping analysis released in October 2023, the resource potential for onshore wind used a minimum 28% Capacity Factor (CF) threshold within the techno-economic exclusions. For the updated mapping analysis staff changed to a minimum 20% CF to identify the base wind resource potential to which the land-use and environmental analysis is applied. Staff are not changing any of the environmental, land-use, or protected layer exclusions criteria or application.
Land-use Analysis Datasets Updates and Corrections after the Proposed Decision | Staff identified several minor corrections to several data layers in the land-use and environmental criteria analysis and corrected them. This updated data has been included in the dashboard analysis tabs. The corrections resulted in some changes to the acres available under the various criteria and resulted in a few criteria alignment flag changes for solar resources mapped to (Imperial Valley, Red Bluff, Vaca Dixon, and Vincent). However, these changes were minor and did not result in any remapping.
Staff updated the protected areas exclusion to include a missing protected area. They layer was also updated to remove areas inadvertently included as part of the protected area exclusion layer.
Additionally, project exclusions for existing solar and wind resources were not fully included for all land-use and environmental screens; this was corrected.
Tabs for Analysis
LandUse_Env_SubSummary_2034 |  | Summary of the criteria alignment for mapped solar, wind, and geothermal resources in the 2034 portfolio
LandUse_Env_SubSummary_2039 |  | Summary of the criteria alignment for mapped solar, wind, and geothermal resources in the 2039 portfolio
Land_EnvAnalysis_Solar_2034 |  | Land-use and environmental criteria analysis for in-state mapped solar resources in the 2034 portfolio
Land_OOS_Analysis_Solar_2034 |  | Land-use criteria analysis of out-of-state in-CAISO solar resources in the 2034 portfolio
Land_EnvAnalysis_Wind_2034 |  | Land-use and environmental criteria analysis for in-state mapped onshore wind resources in the 2034 portfolio
Land_OOS_Analysis_Wind_2034 |  | Land-use criteria analysis of out-of-state in-CAISO wind resources in the 2034 portfolio
Land_EnvAnalysis_Solar_2039 |  | Land-use and environmental criteria analysis for in-state mapped solar resources in the 2039 portfolio
Land_OOS_Analysis_Solar_2039 |  | Land-use criteria analysis of out-of-state in-CAISO solar resources in the 2039 portfolio
Land_EnvAnalysis_Wind_2039 |  | Land-use and environmental criteria analysis for in-state mapped onshore wind resources in the 2039 portfolio
Land_OOS_Analysis_Wind_2039 |  | Land-use criteria analysis of out-of-state in-CAISO wind resources in the 2039 portfolio
Land_EnvAnalysis_Geo |  | Land-use and environmental criteria analysis for in-state mapped geothermal for the 2034 and 2039 portfolios
LandEnv_Solar_Data_5mi |  | CEC developed land-use and environmental data for solar resources within 5 mile radius of substations
LandEnv_Solar_Data_10mi |  | CEC developed land-use and environmental data for solar resources within 10 mile radius of substations
LandEnv_Solar_Data_15mi |  | CEC developed land-use and environmental data for solar resources within 15 mile radius of substations
LandEnv_Solar_Data_20mi |  | CEC developed land-use and environmental data for solar resources within 20 mile radius of substations
LandEnv_Wind_Data_10mi |  | CEC developed land-use and environmental data for onshore wind resources within 10 mile radius of substations
LandEnv_Wind_Data_15mi |  | CEC developed land-use and environmental data for onshore wind resources within 15 mile radius of substations
LandEnv_Wind_Data_20mi |  | CEC developed land-use and environmental data for onshore wind resources within 20 mile radius of substations
LandEnv_Wind_Data_30mi |  | CEC developed land-use and environmental data for onshore wind resources within 30 mile radius of substations
LandEnvData_SolarWind_OOS |  | Onshore wind and solar land-use data for all radii for CAISO substations out-of-state
LandEnvData_Geo |  | CEC developed land-use and environmental data for known geothermal areas

## LandUse-Env_Summary_byArea
The tables below summarize the final mapping of the 2039 portfolio resulting alignment with land-use feasibility and environmental conservation and biological implications criteria for solar, wind, and geothermal resources by RESOLVE resource area. For wind, staff include the analysis within this Dashboard which uses the 20% Capacity Factor resource potential base layer and a summary of the results using the 28% Capacity Factor resource potential base layer (analysis not included in this workbook). Staff also compared change in alignment between mapping for the initial October 2023 Ruling portfolio (the December 11, 2023 Updated Dashboard for Preliminary Mapping) and this final mapping alignment.
| Final 2039 Portfolio Mapping | Core Land-use Screen Criteria Alignment |  |  |  | Parcelization Criteria Alignment - Highest Flag |  |  |  | Cropland Index Criteria Alignment - Highest Flag |  |  |  | Fire Threat Criteria Alignment - Highest Flag |  |  |  | Environmental Criteria Alignment - Highest Flag |  |  |  | Overdrafted Groundwater Basin |  |  | Change in Alignment Final - Initial | Core Land-use Screen Criteria Alignment |  |  |  | Environmental Criteria Alignment - Highest Flag
| Solar | 1 or 2 | 3 | 4 | 5 | 1 or 2 | 3 | 4 | 5 | 1 or 2 | 3 | 4 | 5 | 1 or 2 | 3 | 4 | 5 | 1 or 2 | 3 | 4 | 5 | In | Out |  | Solar | 1 or 2 | 3 | 4 | 5 | 1 or 2 | 3 | 4 | 5
Northern_California_Li_Battery_4hr | Northern California | 1829.6 | 0 | 400 | 0 | 2044.6 | 185 | 0 | 0 | 1734.6 | 495 | 0 | 0 | 2118 | 111.6 | 0 | 0 | 1463 | 766.6 | 0 | 0 | 185 | 2044.6 |  | Northern California | 1264.6 | -230 | 0 | 0 | 1035 | -0.4 | 0 | 0
Southern_PGAE_Li_Battery_4hr | Southern PG&E | 7881 | 1645 | 0 | 0 | 8749 | 777 | 0 | 0 | 7693.5 | 1832.5 | 0 | 0 | 9526 | 0 | 0 | 0 | 8721 | 805 | 0 | 0 | 8736 | 790 |  | Southern PG&E | 2837 | -820 | 0 | 0 | 1986 | 31 | 0 | 0
Tehachapi_Li_Battery_4hr | Greater Tehachapi | 3584.25 | 1067 | 0 | 0 | 0 | 255 | 775 | 3621.25 | 4651.25 | 0 | 0 | 0 | 3117.25 | 0 | 0 | 1534 | 4651.25 | 0 | 0 | 0 | 255 | 4396.25 |  | Greater Tehachapi | 770.25 | -748 | 0 | 0 | 1837.25 | -1815 | 0 | 0
Greater_Kramer_Li_Battery_4hr | Greater Kramer | 1977 | 0 | 33 | 0 | 280 | 383 | 611 | 736 | 2010 | 0 | 0 | 0 | 2010 | 0 | 0 | 0 | 1977 | 33 | 0 | 0 | 0 | 2010 |  | Greater Kramer | 961 | -350 | -611 | 0 | 961 | -961 | 0 | 0
Riverside_Li_Battery_4hr | Riverside | 1795 | 1138.5 | 0 | 0 | 2533.5 | 0 | 0 | 400 | 2933.5 | 0 | 0 | 0 | 2933.5 | 0 | 0 | 0 | 2933.5 | 0 | 0 | 0 | 0 | 2933.5 |  | Riverside | 1795 | -256.5 | 0 | -1114 | 1538.5 | -1114 | 0 | 0
Arizona_Li_Battery_4hr | Arizona | 4275 | 0 | 0 | 0 | N/A | N/A | N/A | N/A | N/A | N/A | N/A | N/A | N/A | N/A | N/A | N/A | N/A | N/A | N/A | N/A | N/A | N/A |  | Arizona | 175 | 0 | 0 | 0 | N/A | N/A | N/A | N/A
Southern_NV_Eldorado_Li_Battery_4hr | Southern Nevada | 3930 | 300 | 0 | 0 | N/A | N/A | N/A | N/A | N/A | N/A | N/A | N/A | N/A | N/A | N/A | N/A | N/A | N/A | N/A | N/A | N/A | N/A |  | Southern Nevada | 1390 | 0 | 0 | 0 | N/A | N/A | N/A | N/A
Greater_Imperial_Li_Battery_4hr | Greater Imperial | 544 | 0 | 0 | 0 | 182 | 362 | 0 | 0 | 544 | 0 | 0 | 0 | 362 | 182 | 0 | 0 | 544 | 0 | 0 | 0 | 0 | 544 |  | Greater Imperial | 362 | 0 | 0 | 0 | 362 | 0 | 0 | 0
| Total: | 25815.85 | 4150.5 | 433 | 0 | 13789.1 | 1962 | 1386 | 4757.25 | 19566.85 | 2327.5 | 0 | 0 | 20066.75 | 293.6 | 0 | 1534 | 20289.75 | 1604.6 | 0 | 0 | 9176 | 12718.35 |  | Total: | 9554.85 | -2404.5 | -611 | -1114 | 7719.75 | -3859.4 | 0 | 0
Analysis with 20%CF base layer results included in this dashboard | Final 2039 Portfolio Mapping | Core Land-use Screen Criteria Alignment |  |  |  | Fire Threat Criteria Alignment - Highest Flag |  |  |  | Environmental Criteria Alignment - Highest Flag | [12 empty] | Analysis with 20%CF base layer results included in this dashboard |  | Change in Alignment Final - Initial | Core Land-use Screen Criteria Alignment |  |  |  | Fire Threat Criteria Alignment - Highest Flag |  |  |  | Environmental Criteria Alignment - Highest Flag
| Onshore Wind | 1 or 2 | 3 | 4 | 5 | 1 or 2 | 3 | 4 | 5 | 1 or 2 | 3 | 4 | 5 | [11 empty] | Onshore Wind | 1 or 2 | 3 | 4 | 5 | 1 or 2 | 3 | 4 | 5 | 1 or 2 | 3 | 4 | 5
Northern_California_Li_Battery_4hr | Northern California | 1247 | 710.4 | 818 | 0 | 1634 | 0 | 0 | 1141.4 | 1616 | 1028.4 | 0 | 131 | [10 empty] | Northern_California_Li_Battery_4hr | Northern California | 814 | 710.4 | -727 | -901 | 96 | 0 | 0 | -199.6 | 413 | 658.4 | -200 | -975
Southern_PGAE_Li_Battery_4hr | Southern PG&E | 590 | 0 | 210 | 0 | 700 | 0 | 100 | 0 | 440 | 360 | 0 | 0 | [10 empty] | Southern_PGAE_Li_Battery_4hr | Southern PG&E | 290 | 0 | 210 | -350 | 125 | 0 | 100 | -75 | 140 | 360 | -75 | -275
Tehachapi_Li_Battery_4hr | Greater Tehachapi | 580 | 0 | 0 | 0 | 424 | 0 | 0 | 156 | 580 | 0 | 0 | 0 | [10 empty] | Tehachapi_Li_Battery_4hr | Greater Tehachapi | 266 | -500 | 0 | 0 | 300 | -500 | 0 | -34 | -234 | 0 | 0 | 0
Greater_Kramer_Li_Battery_4hr | Greater Kramer | 360 | 0 | 0 | 0 | 360 | 0 | 0 | 0 | 360 | 0 | 0 | 0 | [10 empty] | Greater_Kramer_Li_Battery_4hr | Greater Kramer | 160 | -300 | 0 | -150 | -290 | 0 | 0 | 0 | -140 | -150 | 0 | 0
Riverside_Li_Battery_4hr | Riverside | 0 | 324 | 0 | 0 | 0 | 0 | 0 | 324 | 324 | 0 | 0 | 0 | [10 empty] | Riverside_Li_Battery_4hr | Riverside | 0 | 324 | 0 | -499 | 0 | 0 | 0 | -175 | 324 | 0 | -200 | -399
Southern_NV_Eldorado_Li_Battery_4hr | Southern Nevada | 620 | 0 | 0 | 0 | N/A | N/A | N/A | N/A | N/A | N/A | N/A | N/A | [10 empty] | Southern_NV_Eldorado_Li_Battery_4hr | Southern Nevada | -880 | -410 | 0 | 0 | N/A | N/A | N/A | N/A | N/A | N/A | N/A | N/A
Greater_Imperial_Li_Battery_4hr | Greater Imperial | 64 | 0 | 400 | 0 | 0 | 0 | 0 | 464 | 464 | 0 | 0 | 0 | [10 empty] | Greater_Imperial_Li_Battery_4hr | Greater Imperial | 4 | 0 | 400 | -500 | 0 | -60 | 0 | -36 | 404 | -500 | 0 | 0
| Total: | 3461 | 1034.4 | 1428 | 0 | 3118 | 0 | 100 | 2085.4 | 3784 | 1388.4 | 0 | 131 | [11 empty] | Total: | 654 | -175.6 | -117 | -2400 | 231 | -560 | 100 | -519.6 | 917 | 358.4 | -475 | -1649
| Final 2039 Portfolio Mapping | Core Land-use Screen Criteria Alignment 1 or 2: Core Land-use Screen Criteria Alignment; Fire Threat Criteria Alignment - Highest Flag 1 or 2: Fire Threat Criteria Alignment - Highest Flag; Environmental Criteria Alignment - Highest Flag 1 or 2: Environmental Criteria Alignment - Highest Flag
| Geothermal | 1 or 2 | 3 | 4 | 5 | 1 or 2 | 3 | 4 | 5 | 1 or 2 | 3 | 4 | 5
| Gesyers | 144 | 0 | 0 | 0 | 0 | 0 | 0 | 144 | 0 | 144 | 0 | 0
| Salton Sea | 850 | 0 | 0 | 0 | 850 | 0 | 0 | 0 | 850 | 0 | 0 | 0
| East Brawley | 100 | 0 | 0 | 0 | 100 | 0 | 0 | 0 | 100 | 0 | 0 | 0
| Total (MW): | 1094 | 0 | 0 | 0 | 950 | 0 | 0 | 144 | 950 | 144 | 0 | 0
Analysis with 28%CF base layer results not included in this dashboard | Final 2039 Portfolio Mapping | Core Land-use Screen Criteria Alignment 1 or 2: Core Land-use Screen Criteria Alignment; Fire Threat Criteria Alignment - Highest Flag 1 or 2: Fire Threat Criteria Alignment - Highest Flag; Environmental Criteria Alignment - Highest Flag 1 or 2: Environmental Criteria Alignment - Highest Flag | [9 empty] | Analysis with 28%CF base layer results not included in this dashboard |  | Change in Alignment Final - Initial | Core Land-use Screen Criteria Alignment |  |  |  | Fire Threat Criteria Alignment - Highest Flag |  |  |  | Environmental Criteria Alignment - Highest Flag
| Onshore Wind | 1 or 2 | 3 | 4 | 5 | 1 or 2 | 3 | 4 | 5 | 1 or 2 | 3 | 4 | 5 | [11 empty] | Onshore Wind | 1 or 2 | 3 | 4 | 5 | 1 or 2 | 3 | 4 | 5 | 1 or 2 | 3 | 4 | 5
Northern_California_Li_Battery_4hr | Northern California | 634 | 613 | 920.4 | 608 | 1434 | 0 | 0 | 1341.4 | 1253 | 914.4 | 0 | 608 | [11 empty] | Northern California | 201 | 613 | -624.6 | -293 | -104 | 0 | 0 | 0.4 | 50 | 544.4 | -200 | -498
Southern_PGAE_Li_Battery_4hr | Southern PG&E | 340 | 0 | 150 | 310 | 700 | 0 | 0 | 100 | 340 | 0 | 250 | 210 | [11 empty] | Southern PG&E | 40 | 0 | 150 | -40 | 125 | 0 | 0 | 25 | 40 | 0 | 175 | -65
Tehachapi_Li_Battery_4hr | Greater Tehachapi | 580 | 0 | 0 | 0 | 424 | 0 | 0 | 156 | 580 | 0 | 0 | 0 | [11 empty] | Greater Tehachapi | 266 | -500 | 0 | 0 | 300 | -500 | 0 | -34 | -234 | 0 | 0 | 0
Greater_Kramer_Li_Battery_4hr | Greater Kramer | 210 | 150 | 0 | 0 | 360 | 0 | 0 | 0 | 360 | 0 | 0 | 0 | [11 empty] | Greater Kramer | 10 | -150 | 0 | -150 | -290 | 0 | 0 | 0 | -140 | -150 | 0 | 0
Riverside_Li_Battery_4hr | Riverside | 0 | 0 | 324 | 0 | 0 | 0 | 324 | 0 | 0 | 324 | 0 | 0 | [11 empty] | Riverside | 0 | 0 | 324 | -499 | 0 | 0 | 324 | -499 | 0 | 324 | -200 | -399
Southern_NV_Eldorado_Li_Battery_4hr | Southern Nevada | 620 | 0 | 0 | 0 | N/A | N/A | N/A | N/A | N/A | N/A | N/A | N/A | [11 empty] | Southern Nevada | -880 | -410 | 0 | 0 | N/A | N/A | N/A | N/A | N/A | N/A | N/A | N/A
Greater_Imperial_Li_Battery_4hr | Greater Imperial | 64 | 0 | 400 | 0 | 0 | 0 | 0 | 464 | 64 | 400 | 0 | 0 | [11 empty] | Greater Imperial | 4 | 0 | 400 | -500 | 0 | -60 | 0 | -36 | 4 | -100 | 0 | 0
| Total: | 2448 | 763 | 1794 | 918 | 2918 | 0 | 324 | 2061.4 | 2597 | 1638.4 | 250 | 818 | [11 empty] | Total: | -359 | -447 | 249 | -1482 | 31 | -560 | 324 | -543.6 | -280 | 618.4 | -225 | -962

## LandUse_Env_SubSummary_2034
This tab shows by substation the land-use and environmental criteria for the mapped solar, wind, and geothermal resources for the 2034 portfolio. The MWs mapped, the adjustments for baseline resources, online resources, and likely repower projects, the needed distance from substation for analysis, and the resulting criteria flags for the land-use and environmental impacts criteria are shown by substation and renewable resource type. The mapping info and results are shown for onshore wind in columns F through T, solar in columns V through AM, and geothermal in columns AO through BA.
[5 empty] | Onshore In-CAISO Wind | [14 empty] | Solar Analysis | [17 empty] | Geothermal
[5 empty] | Mapped Resources |  | Adjustments to Analysis |  |  | Analysis Amount | [9 empty] | Mapped Resources |  | Adjustments to Analysis |  |  | Analysis Amount | [12 empty] | Mapped Resources | Adjustments | Analysis Amount
[5 empty] | Wind | Wind | Exclude | Include | Exclude | Onshore Wind | Distance | [8 empty] | Solar | Solar | Exclude | Include | Exclude | Solar | Distance | [11 empty] | Geothermal | Include | Geothermal
CAISO Study Area | Substation | Voltage | Sub Name in Screens Analysis | Is OOS/out-of-CAISO | FCDS | EODS | In-Dev Res. Online & Captured in Land-use Exclusions | Baseline Resources not yet Constructed | Likely Repower (existing project footprints) | Total for Env/Land-Use Analysis | Distance from Substation | Core Screen Criteria Alignment Level | Fire Threat Criteria Alignment Level | ACE Connectivity Criteria Alignment | ACE Biodiversity Criteria Alignment | ACE Irreplaceability Criteria Alignment | All ACE Criteria Alignment | Intactness Criteria Alignment | Wetlands Criteria Alignment | FCDS | EODS | In-Dev Res. Online & Captured in Land-use Exclusions | Baseline Resources not yet Constructed | Likely Repower MWs | Total for Env/Land-Use Analysis | Distance from Substation | Core Screen Criteria Alignment Level | Parcelization Criteria Alignment Level | Cropland Index Criteria Alignment Level | Overdrafted Basin Criteria Alignment Level | Fire Threat Criteria Alignment Level | ACE Connectivity Criteria Alignment | ACE Biodiversity Criteria Alignment | ACE Irreplaceability Criteria Alignment | All ACE Criteria Alignment | Intactness Criteria Alignment | Wetlands Criteria Alignment | FCDS | Baseline Resources not yet constructed | Total for Env/Land-Use Analysis |  | Geothermal Field | Core Screen Criteria Alignment Level | Fire Threat Criteria Alignment Level | ACE Connectivity Criteria Alignment | ACE Biodiversity Criteria Alignment | ACE Irreplaceability Criteria Alignment | All ACE Criteria Alignment | Intactness Criteria Alignment | Wetlands Criteria Alignment
PG&E Kern Study Area | 7th Standard | 115 | 7th Standard |  | 0 | 0 |  | 0 |  | 0 | [9 empty] | 0 | 0 | 0 | 0 |  | 0 | 10 | 1 | 2 | 2 | 0 | 1 | 1 | 1 | 1 | 1 | 1 | 1 | 0 | 0 | 0
SCE Metro Study Area | Alamitos | 230 | Alamitos |  | 0 | 0 |  | 0 |  | 0 | [9 empty] | 0 | 0 | 0 | 0 |  | 0 | 10 | 1 | 4 | 1 | 0 | 1 | 1 | 1 | 3 | 3 | 1 | 1 | 0 | 0 | 0
SCE Eastern Study Area | Alberhill | 500 | #N/A |  | 0 | 0 |  | 0 |  | 0 | [9 empty] | 0 | 0 | 0 | 0 |  | 0 | 10 | #N/A | #N/A | #N/A | #N/A | #N/A | #N/A | #N/A | #N/A | #N/A | #N/A | #N/A | 0 | 0 | 0
PG&E Kern Study Area | Alpaugh | 115 | Alpaugh |  | 0 | 0 |  | 0 |  | 0 | [9 empty] | 0 | 0 | 0 | 0 |  | 0 | 10 | 1 | 1 | 1 | 0 | 1 | 1 | 1 | 1 | 1 | 1 | 1 | 0 | 0 | 0
SDG&E Study Area | Alpine | 69 | #N/A |  | 0 | 0 |  | 0 |  | 0 | [9 empty] | 0 | 0 | 0 | 0 |  | 0 | 10 | #N/A | #N/A | #N/A | #N/A | #N/A | #N/A | #N/A | #N/A | #N/A | #N/A | #N/A | 0 | 0 | 0
PG&E Greater Bay Study Area | Altamont Midway (Sandhill) | 230 | Green Ridge Midway |  | 5 | 0 |  | 0 | 5 | 0 | 10 | 1 | 2 | 2 | 2 | 2 | 3 | 1 | 1 | 0 | 0 | 0 | 0 |  | 0 | 10 | 1 | 2 | 1 | 0 | 2 | 2 | 2 | 2 | 3 | 1 | 1 | 0 | 0 | 0
SCE Northern Area | Antelope | 500 | Antelope |  | 0 | 0 |  | 0 |  | 0 | [9 empty] | 0 | 0 | 0 | 0 |  | 0 | 10 | 1 | 4 | 1 | 0 | 5 | 1 | 1 | 1 | 1 | 1 | 1 | 0 | 0 | 0
SCE Northern Area | Antelope | 230 | Antelope |  | 140 | 16 |  | 0 |  | 156 | 10 | 2 | 5 | 1 | 1 | 1 | 1 | 1 | 1 | 217 | 38 | 0 | 125 |  | 380 | 10 | 1 | 4 | 1 | 2 | 5 | 1 | 1 | 1 | 1 | 1 | 1 | 0 | 0 | 0
PG&E Kern Study Area | Arco | 230 | Arco |  | 0 | 0 |  | 0 |  | 0 | [9 empty] | 85 | 315 | 0 | 124.9 |  | 524.9 | 10 | 2 | 1 | 1 | 2 | 1 | 2 | 1 | 1 | 3 | 1 | 1 | 0 | 0 | 0
SCE Metro Study Area | ArcoGen | 230 | Arcogen |  | 0 | 0 |  | 0 |  | 0 | [9 empty] | 0 | 0 | 0 | 0 |  | 0 | 10 | 1 | 4 | 1 | 0 | 1 | 1 | 1 | 2 | 2 | 1 | 1 | 0 | 0 | 0
SDG&E Study Area | Artesian | 230 | #N/A |  | 0 | 0 |  | 0 |  | 0 | [9 empty] | 0 | 0 | 0 | 0 |  | 0 | 10 | #N/A | #N/A | #N/A | #N/A | #N/A | #N/A | #N/A | #N/A | #N/A | #N/A | #N/A | 0 | 0 | 0
PG&E Fresno Study Area | Ashlan | 230 | #N/A |  | 0 | 0 |  | 0 |  | 0 | [9 empty] | 0 | 0 | 0 | 0 |  | 0 | 10 | #N/A | #N/A | #N/A | #N/A | #N/A | #N/A | #N/A | #N/A | #N/A | #N/A | #N/A | 0 | 0 | 0
PG&E North of Greater Bay Study Area | Atlantic | 230 | #N/A |  | 0 | 0 |  | 0 |  | 0 | [9 empty] | 0 | 0 | 0 | 0 |  | 0 | 10 | #N/A | #N/A | #N/A | #N/A | #N/A | #N/A | #N/A | #N/A | #N/A | #N/A | #N/A | 0 | 0 | 0
PG&E North of Greater Bay Study Area | Atlantic | 115 | #N/A |  | 0 | 0 |  | 0 |  | 0 | [9 empty] | 0 | 0 | 0 | 0 |  | 0 | 10 | #N/A | #N/A | #N/A | #N/A | #N/A | #N/A | #N/A | #N/A | #N/A | #N/A | #N/A | 0 | 0 | 0
PG&E Greater Bay Study Area | Avena | 115 | #N/A |  | 0 | 0 |  | 0 |  | 0 | [9 empty] | 0 | 0 | 0 | 0 |  | 0 | 10 | #N/A | #N/A | #N/A | #N/A | #N/A | #N/A | #N/A | #N/A | #N/A | #N/A | #N/A | 0 | 0 | 0
SDG&E Study Area | Avocado | 69 | #N/A |  | 0 | 0 |  | 0 |  | 0 | [9 empty] | 0 | 0 | 0 | 0 |  | 0 | 10 | #N/A | #N/A | #N/A | #N/A | #N/A | #N/A | #N/A | #N/A | #N/A | #N/A | #N/A | 0 | 0 | 0
PG&E North of Greater Bay Study Area | Bahia | 230 | #N/A |  | 0 | 0 |  | 0 |  | 0 | [9 empty] | 0 | 0 | 0 | 0 |  | 0 | 10 | #N/A | #N/A | #N/A | #N/A | #N/A | #N/A | #N/A | #N/A | #N/A | #N/A | #N/A | 0 | 0 | 0
SCE Northern Area | Bailey | 230 | Bailey |  | 0 | 0 |  | 0 |  | 0 | [9 empty] | 0 | 0 | 0 | 0 |  | 0 | 10 | 1 | 1 | 1 | 0 | 5 | 2 | 2 | 2 | 4 | 1 | 1 | 0 | 0 | 0
PG&E Kern Study Area | Bakersfield | 230 | Bakersfield |  | 0 | 0 |  | 0 |  | 0 | [9 empty] | 0 | 0 | 0 | 0 |  | 0 | 10 | 1 | 2 | 1 | 0 | 1 | 1 | 1 | 1 | 2 | 1 | 1 | 0 | 0 | 0
PG&E Fresno Study Area | Balch 2 | 230 | #N/A |  | 0 | 0 |  | 0 |  | 0 | [9 empty] | 0 | 0 | 0 | 0 |  | 0 | 10 | #N/A | #N/A | #N/A | #N/A | #N/A | #N/A | #N/A | #N/A | #N/A | #N/A | #N/A | 0 | 0 | 0
SCE Metro Study Area | Barre | 230 | Barre |  | 0 | 0 |  | 0 |  | 0 | [9 empty] | 0 | 0 | 0 | 0 |  | 0 | 10 | 1 | 4 | 1 | 0 | 1 | 1 | 1 | 5 | 5 | 1 | 1 | 0 | 0 | 0
SDG&E Study Area | Bay Boulevard | 230 | Bay Boulevard |  | 0 | 0 |  | 0 |  | 0 | [9 empty] | 0 | 0 | 0 | 0 |  | 0 | 10 | 1 | 3 | 1 | 0 | 2 | 1 | 2 | 4 | 4 | 1 | 1 | 0 | 0 | 0
East of Pisgah Study Area | Beatty | 138 | Beatty | OOS | 0 | 0 |  | 0 |  | 0 | [9 empty] | 0 | 0 | 0 | 0 |  | 0 | 10 | 1 | N/A | N/A | N/A | N/A | N/A | N/A | N/A | N/A | N/A | N/A | 500 | 0 | 500 |  | OOS | N/A | N/A | N/A | N/A | N/A | N/A | N/A | N/A
PG&E Greater Bay Study Area | Belden | 230 | #N/A |  | 0 | 0 |  | 0 |  | 0 | [9 empty] | 0 | 0 | 0 | 0 |  | 0 | 10 | #N/A | #N/A | #N/A | #N/A | #N/A | #N/A | #N/A | #N/A | #N/A | #N/A | #N/A | 0 | 0 | 0
PG&E North of Greater Bay Study Area | Bellevue | 115 | Bellevue |  | 0 | 0 |  | 0 |  | 0 | [9 empty] | 0 | 0 | 0 | 0 |  | 0 | 10 | 1 | 3 | 1 | 0 | 3 | 1 | 1 | 2 | 3 | 1 | 1 | 0 | 0 | 0
PG&E North of Greater Bay Study Area | Bellota | 230 | Bellota |  | 0 | 0 |  | 0 |  | 0 | [9 empty] | 0 | 0 | 0 | 0 |  | 0 | 10 | 1 | 2 | 1 | 0 | 1 | 1 | 1 | 1 | 2 | 1 | 1 | 0 | 0 | 0
PG&E North of Greater Bay Study Area | Bellota | 115 | Bellota |  | 0 | 0 |  | 0 |  | 0 | [9 empty] | 0 | 0 | 0 | 0 |  | 0 | 10 | 1 | 2 | 1 | 0 | 1 | 1 | 1 | 1 | 2 | 1 | 1 | 0 | 0 | 0
SCE Northern Area | Big Creek | 230 | Big Creek |  | 0 | 0 |  | 0 |  | 0 | [9 empty] | 0 | 0 | 0 | 0 |  | 0 | 10 | 1 | 1 | 1 | 0 | 5 | 1 | 2 | 1 | 3 | 3 | 1 | 0 | 0 | 0
PG&E North of Greater Bay Study Area | Birds Landing | 230 | Birds Landing |  | 100 | 110 |  | 90 | 90 | 210 | 15 | 4 | 2 | 1 | 1 | 1 | 2 | 1 | 1 | 0 | 0 | 0 | 0 |  | 0 | 10 | 1 | 1 | 1 | 0 | 1 | 1 | 1 | 1 | 1 | 1 | 1 | 0 | 0 | 0
SCE Eastern Study Area | BlytheSC 161 kV | 161 | BlytheSC 161 kV |  | 0 | 0 |  | 0 |  | 0 | [9 empty] | 0 | 0 | 0 | 0 |  | 0 | 10 | 1 | 2 | 1 | 0 | 1 | 1 | 1 | 1 | 1 | 1 | 1 | 0 | 0 | 0
PG&E North of Greater Bay Study Area | Bogue | 115 | #N/A |  | 0 | 0 |  | 0 |  | 0 | [9 empty] | 0 | 0 | 0 | 0 |  | 0 | 10 | #N/A | #N/A | #N/A | #N/A | #N/A | #N/A | #N/A | #N/A | #N/A | #N/A | #N/A | 0 | 0 | 0
East of Pisgah Study Area | Bond Tap | 138 | #N/A |  | 0 | 0 |  | 0 |  | 0 | [9 empty] | 0 | 0 | 0 | 0 |  | 0 | 10 | #N/A | #N/A | #N/A | #N/A | #N/A | #N/A | #N/A | #N/A | #N/A | #N/A | #N/A | 0 | 0 | 0
PG&E Fresno Study Area | Borden | 230 | Borden |  | 0 | 0 |  | 0 |  | 0 | [9 empty] | 0 | 0 | 0 | 0 |  | 0 | 10 | 1 | 2 | 1 | 0 | 1 | 1 | 1 | 1 | 2 | 1 | 1 | 0 | 0 | 0
PG&E North of Greater Bay Study Area | Bottle Rock | 230 | #N/A |  | 0 | 0 |  | 0 |  | 0 | [9 empty] | 0 | 0 | 0 | 0 |  | 0 | 10 | #N/A | #N/A | #N/A | #N/A | #N/A | #N/A | #N/A | #N/A | #N/A | #N/A | #N/A | 0 | 0 | 0
PG&E Greater Bay Study Area | Brentwood | 230 | Brentwood |  | 0 | 0 |  | 0 |  | 0 | [9 empty] | 0 | 0 | 0 | 0 |  | 0 | 10 | 1 | 1 | 1 | 0 | 2 | 1 | 1 | 1 | 2 | 1 | 1 | 0 | 0 | 0
PG&E North of Greater Bay Study Area | Brighton | 230 | #N/A |  | 0 | 0 |  | 0 |  | 0 | [9 empty] | 0 | 0 | 0 | 0 |  | 0 | 10 | #N/A | #N/A | #N/A | #N/A | #N/A | #N/A | #N/A | #N/A | #N/A | #N/A | #N/A | 0 | 0 | 0
PG&E North of Greater Bay Study Area | Brunswick | 115 | Brunswick |  | 0 | 0 |  | 0 |  | 0 | [9 empty] | 0 | 0 | 0 | 0 |  | 0 | 10 | 1 | 4 | 1 | 0 | 5 | 3 | 1 | 1 | 3 | 1 | 1 | 0 | 0 | 0
PG&E Kern Study Area | Buena Vista PP | 230 | #N/A |  | 0 | 0 |  | 0 |  | 0 | [9 empty] | 0 | 0 | 0 | 0 |  | 0 | 10 | #N/A | #N/A | #N/A | #N/A | #N/A | #N/A | #N/A | #N/A | #N/A | #N/A | #N/A | 0 | 0 | 0
PG&E Kern Study Area | Cabrillo | 115 | Cabrillo |  | 0 | 0 |  | 91.2 |  | 91.2 | 15 | 3 | 5 | 3 | 1 | 1 | 3 | 2 | 1 | 0 | 0 | 0 | 0 |  | 0 | 10 | 1 | 1 | 1 | 0 | 5 | 2 | 1 | 1 | 3 | 1 | 1 | 0 | 0 | 0
PG&E Fresno Study Area | Cal Flats | 230 | #N/A |  | 0 | 0 |  | 0 |  | 0 | [9 empty] | 0 | 0 | 0 | 0 |  | 0 | 10 | #N/A | #N/A | #N/A | #N/A | #N/A | #N/A | #N/A | #N/A | #N/A | #N/A | #N/A | 0 | 0 | 0
PG&E Kern Study Area | Cal Water | 115 | Cal Water |  | 0 | 0 |  | 0 |  | 0 | [9 empty] | 0 | 0 | 0 | 0 |  | 0 | 10 | 1 | 1 | 1 | 0 | 2 | 3 | 1 | 1 | 3 | 1 | 1 | 0 | 0 | 0
SCE North of Lugo Study Area | Calcite | 230 | Calcite |  | 0 | 0 |  | 0 |  | 0 | [9 empty] | 150 | 250 | 0 | 0 |  | 400 | 5 | 2 | 5 | 1 | 2 | 1 | 2 | 1 | 1 | 2 | 1 | 2 | 0 | 0 | 0
PG&E Kern Study Area | Caliente | 230 | Caliente |  | 200 | 10 |  | 0 |  | 210 | 15 | 4 | 1 | 2 | 1 | 2 | 2 | 3 | 2 | 0 | 0 | 0 | 0 |  | 0 | 10 | 1 | 2 | 1 | 0 | 1 | 1 | 1 | 1 | 2 | 1 | 1 | 0 | 0 | 0
PG&E Kern Study Area | Callender SS | 115 | #N/A |  | 0 | 0 |  | 0 |  | 0 | [9 empty] | 0 | 0 | 0 | 0 |  | 0 | 10 | #N/A | #N/A | #N/A | #N/A | #N/A | #N/A | #N/A | #N/A | #N/A | #N/A | #N/A | 0 | 0 | 0
PG&E North of Greater Bay Study Area | Calpella | 115 | Calpella |  | 0 | 0 |  | 0 |  | 0 | [9 empty] | 0 | 0 | 0 | 0 |  | 0 | 10 | 1 | 1 | 1 | 0 | 5 | 1 | 1 | 1 | 2 | 2 | 1 | 0 | 0 | 0
PG&E Greater Bay Study Area | Camanche | 230 | Camanche |  | 0 | 0 |  | 0 |  | 0 | [9 empty] | 0 | 0 | 0 | 0 |  | 0 | 10 | 1 | 2 | 1 | 0 | 1 | 2 | 1 | 2 | 3 | 1 | 1 | 0 | 0 | 0
PG&E Fresno Study Area | Cantua | 115 | Cantua |  | 0 | 0 |  | 0 |  | 0 | [9 empty] | 0 | 0 | 0 | 0 |  | 0 | 10 | 1 | 1 | 1 | 0 | 1 | 1 | 1 | 1 | 1 | 1 | 1 | 0 | 0 | 0
SDG&E Study Area | Capistrano | 230 | Capistrano |  | 0 | 0 |  | 0 |  | 0 | [9 empty] | 0 | 0 | 0 | 0 |  | 0 | 10 | 1 | 4 | 1 | 0 | 5 | 1 | 2 | 2 | 3 | 2 | 1 | 0 | 0 | 0
SDG&E Study Area | Capistrano | 138 | Capistrano |  | 0 | 0 |  | 0 |  | 0 | [9 empty] | 0 | 0 | 0 | 0 |  | 0 | 10 | 1 | 4 | 1 | 0 | 5 | 1 | 2 | 2 | 3 | 2 | 1 | 0 | 0 | 0
PG&E North of Greater Bay Study Area | Carberry | 230 | #N/A |  | 0 | 0 |  | 0 |  | 0 | [9 empty] | 0 | 0 | 0 | 0 |  | 0 | 10 | #N/A | #N/A | #N/A | #N/A | #N/A | #N/A | #N/A | #N/A | #N/A | #N/A | #N/A | 0 | 0 | 0
PG&E North of Greater Bay Study Area | Caribou | 230 | #N/A |  | 0 | 0 |  | 0 |  | 0 | [9 empty] | 0 | 0 | 0 | 0 |  | 0 | 10 | #N/A | #N/A | #N/A | #N/A | #N/A | #N/A | #N/A | #N/A | #N/A | #N/A | #N/A | 0 | 0 | 0
PG&E North of Greater Bay Study Area | Carquinez | 115 | Carquinez |  | 0 | 0 |  | 0 |  | 0 | [9 empty] | 0 | 0 | 0 | 0 |  | 0 | 10 | 1 | 4 | 1 | 0 | 2 | 1 | 1 | 1 | 3 | 1 | 1 | 0 | 0 | 0
PG&E Kern Study Area | Carrizo Plains | 115 | Carrizo Plains |  | 0 | 0 |  | 0 |  | 0 | [9 empty] | 0 | 0 | 0 | 0 |  | 0 | 10 | 1 | 1 | 1 | 0 | 2 | 1 | 1 | 1 | 2 | 2 | 1 | 0 | 0 | 0
PG&E Greater Bay Study Area | Castro Valley | 230 | #N/A |  | 0 | 0 |  | 0 |  | 0 | [9 empty] | 0 | 0 | 0 | 0 |  | 0 | 10 | #N/A | #N/A | #N/A | #N/A | #N/A | #N/A | #N/A | #N/A | #N/A | #N/A | #N/A | 0 | 0 | 0
PG&E Greater Bay Study Area | Cayetano | 230 | Cayetano |  | 0 | 0 |  | 0 |  | 0 | [9 empty] | 0 | 100 | 0 | 0 |  | 100 | 10 | 2 | 1 | 2 | 2 | 3 | 2 | 2 | 3 | 3 | 1 | 1 | 0 | 0 | 0
SCE Metro Study Area | Center | 230 | Center |  | 0 | 0 |  | 0 |  | 0 | [9 empty] | 0 | 0 | 0 | 0 |  | 0 | 10 | 1 | 1 | 1 | 0 | 1 | 1 | 1 | 1 | 1 | 1 | 1 | 0 | 0 | 0
PG&E Kern Study Area | Charca | 115 | Charca |  | 0 | 0 |  | 0 |  | 0 | [9 empty] | 0 | 0 | 0 | 0 |  | 0 | 10 | 1 | 1 | 3 | 0 | 1 | 1 | 1 | 1 | 1 | 1 | 1 | 0 | 0 | 0
East of Pisgah Study Area | Charleston | 138 | #N/A |  | 0 | 0 |  | 0 |  | 0 | [9 empty] | 0 | 0 | 0 | 0 |  | 0 | 10 | #N/A | #N/A | #N/A | #N/A | #N/A | #N/A | #N/A | #N/A | #N/A | #N/A | #N/A | 0 | 0 | 0
SCE Metro Study Area | Chevmain | 230 | Chevmain |  | 0 | 0 |  | 0 |  | 0 | [9 empty] | 0 | 0 | 0 | 0 |  | 0 | 10 | 1 | 1 | 1 | 0 | 2 | 1 | 1 | 2 | 2 | 1 | 1 | 0 | 0 | 0
SDG&E Study Area | Chicarita | 138 | #N/A |  | 0 | 0 |  | 0 |  | 0 | [9 empty] | 0 | 0 | 0 | 0 |  | 0 | 10 | #N/A | #N/A | #N/A | #N/A | #N/A | #N/A | #N/A | #N/A | #N/A | #N/A | #N/A | 0 | 0 | 0
SCE Metro Study Area | Chino | 230 | Chino |  | 0 | 0 |  | 0 |  | 0 | [9 empty] | 0 | 0 | 0 | 0 |  | 0 | 10 | 1 | 4 | 1 | 0 | 5 | 1 | 1 | 1 | 2 | 1 | 1 | 0 | 0 | 0
PG&E Fresno Study Area | Chowchilla | 115 | #N/A |  | 0 | 0 |  | 0 |  | 0 | [9 empty] | 0 | 0 | 0 | 0 |  | 0 | 10 | #N/A | #N/A | #N/A | #N/A | #N/A | #N/A | #N/A | #N/A | #N/A | #N/A | #N/A | 0 | 0 | 0
PG&E Greater Bay Study Area | Christie | 115 | #N/A |  | 0 | 0 |  | 0 |  | 0 | [9 empty] | 0 | 0 | 0 | 0 |  | 0 | 10 | #N/A | #N/A | #N/A | #N/A | #N/A | #N/A | #N/A | #N/A | #N/A | #N/A | #N/A | 0 | 0 | 0
SCE Eastern Study Area | Cielo Azul | 500 | CIELO AZUL | OOS | 0 | 0 |  | 0 |  | 0 | [9 empty] | 100 | 1400 | 0 | 0 |  | 1500 | 10 | 1 | N/A | N/A | N/A | N/A | N/A | N/A | N/A | N/A | N/A | N/A | 0 | 0 | 0
PG&E North of Greater Bay Study Area | Cloverdale | 115 | Cloverdale |  | 0 | 0 |  | 0 |  | 0 | [9 empty] | 0 | 0 | 0 | 0 |  | 0 | 10 | 1 | 1 | 1 | 0 | 5 | 2 | 1 | 2 | 3 | 2 | 1 | 32 | 20.8 | 52.8 |  | Geysers | 1 | 5 | 1 | 1 | 2 | 3 | 1 | 1
PG&E Greater Bay Study Area | Coburn | 230 | Coburn |  | 100 | 0 |  | 0 |  | 100 | 10 | 1 | 1 | 1 | 1 | 1 | 2 | 1 | 1 | 0 | 0 | 0 | 0 |  | 0 | 10 | 1 | 1 | 1 | 0 | 2 | 1 | 1 | 1 | 1 | 1 | 1 | 0 | 0 | 0
PG&E North of Greater Bay Study Area | Colgate | 230 | #N/A |  | 0 | 0 |  | 0 |  | 0 | [9 empty] | 0 | 0 | 0 | 0 |  | 0 | 10 | #N/A | #N/A | #N/A | #N/A | #N/A | #N/A | #N/A | #N/A | #N/A | #N/A | #N/A | 0 | 0 | 0
PG&E Greater Bay Study Area | Collinsville | 500 | #N/A |  | 0 | 0 |  | 0 |  | 0 | [9 empty] | 0 | 0 | 0 | 0 |  | 0 | 10 | #N/A | #N/A | #N/A | #N/A | #N/A | #N/A | #N/A | #N/A | #N/A | #N/A | #N/A | 0 | 0 | 0
PG&E Greater Bay Study Area | Collinsville | 230 | #N/A |  | 0 | 0 |  | 0 |  | 0 | [9 empty] | 0 | 0 | 0 | 0 |  | 0 | 10 | #N/A | #N/A | #N/A | #N/A | #N/A | #N/A | #N/A | #N/A | #N/A | #N/A | #N/A | 0 | 0 | 0
SCE Eastern Study Area | Colorado River | 500 | Colorado River |  | 0 | 0 |  | 0 |  | 0 | [9 empty] | 0 | 0 | 0 | 0 |  | 0 | 10 | 2 | 1 | 1 | 0 | 1 | 1 | 1 | 1 | 2 | 1 | 1 | 0 | 0 | 0
SCE Eastern Study Area | Colorado River | 230 | Colorado River |  | 0 | 0 |  | 0 |  | 0 | [9 empty] | 300 | 395 | 350 | 0 |  | 345 | 15 | 1 | 1 | 1 | 2 | 1 | 1 | 1 | 1 | 2 | 1 | 1 | 0 | 0 | 0
PG&E Kern Study Area | Columbus | 115 | Columbus |  | 0 | 0 |  | 0 |  | 0 | [9 empty] | 0 | 0 | 0 | 0 |  | 0 | 10 | 1 | 1 | 1 | 0 | 2 | 2 | 1 | 1 | 2 | 1 | 1 | 0 | 0 | 0
PG&E Greater Bay Study Area | Contra Costa PP | 230 | #N/A |  | 0 | 0 |  | 0 |  | 0 | [9 empty] | 0 | 0 | 0 | 0 |  | 0 | 10 | #N/A | #N/A | #N/A | #N/A | #N/A | #N/A | #N/A | #N/A | #N/A | #N/A | #N/A | 0 | 0 | 0
PG&E Greater Bay Study Area | Contra Costa | 230 | Contra Costa |  | 0 | 0 |  | 0 |  | 0 | [9 empty] | 0 | 0 | 0 | 0 |  | 0 | 10 | 1 | 1 | 1 | 0 | 2 | 1 | 2 | 1 | 2 | 1 | 1 | 0 | 0 | 0
SCE North of Lugo Study Area | Control | 115 | Control |  | 0 | 0 |  | 0 |  | 0 | [9 empty] | 0 | 0 | 0 | 0 |  | 0 | 10 | 1 | 1 | 1 | 0 | 5 | 1 | 1 | 1 | 1 | 2 | 1 | 0 | 53.7 | 40.7 | Removed 13 MW that are OOS | Mono - Long Valley | 1 | 5 | 1 | 1 | 1 | 1 | 2 | 1
SCE North of Lugo Study Area | Coolwater | 230 | Coolwater |  | 0 | 0 |  | 0 |  | 0 | [9 empty] | 0 | 0 | 0 | 0 |  | 0 | 10 | 3 | 3 | 1 | 0 | 1 | 3 | 1 | 1 | 3 | 1 | 2 | 0 | 0 | 0
SCE North of Lugo Study Area | Coolwater | 115 | Coolwater |  | 210 | 0 |  | 0 |  | 210 | 15 | 2 | 1 | 2 | 1 | 1 | 2 | 2 | 2 | 150 | 200 | 0 | 0 |  | 350 | 15 | 1 | 3 | 1 | 2 | 1 | 2 | 1 | 1 | 2 | 1 | 1 | 0 | 0 | 0
PG&E Fresno Study Area | Corcoran | 115 | Corcoran |  | 0 | 0 |  | 0 |  | 0 | [9 empty] | 0 | 0 | 0 | 0 |  | 0 | 10 | 1 | 1 | 1 | 0 | 1 | 1 | 1 | 1 | 1 | 1 | 1 | 0 | 0 | 0
PG&E North of Greater Bay Study Area | Corona | 115 | #N/A |  | 0 | 0 |  | 0 |  | 0 | [9 empty] | 0 | 0 | 0 | 0 |  | 0 | 10 | #N/A | #N/A | #N/A | #N/A | #N/A | #N/A | #N/A | #N/A | #N/A | #N/A | #N/A | 0 | 0 | 0
PG&E North of Greater Bay Study Area | Cortina | 230 | Cortina |  | 0 | 0 |  | 0 |  | 0 | [9 empty] | 0 | 0 | 0 | 0 |  | 0 | 10 | 3 | 1 | 1 | 0 | 2 | 1 | 1 | 1 | 3 | 1 | 1 | 0 | 0 | 0
PG&E North of Greater Bay Study Area | Cortina | 115 | Cortina |  | 0 | 0 |  | 0 |  | 0 | [9 empty] | 80 | 150 | 0 | 0 |  | 230 | 10 | 3 | 1 | 1 | 2 | 2 | 1 | 1 | 1 | 3 | 1 | 1 | 0 | 0 | 0
PG&E Greater Bay Study Area | Cottle | 230 | #N/A |  | 0 | 0 |  | 0 |  | 0 | [9 empty] | 0 | 0 | 0 | 0 |  | 0 | 10 | #N/A | #N/A | #N/A | #N/A | #N/A | #N/A | #N/A | #N/A | #N/A | #N/A | #N/A | 0 | 0 | 0
PG&E North of Greater Bay Study Area | Cottonwood | 230 | Cottonwood |  | 0 | 0 |  | 0 |  | 0 | [9 empty] | 0 | 0 | 0 | 0 |  | 0 | 10 | 1 | 3 | 1 | 0 | 3 | 1 | 1 | 1 | 2 | 1 | 1 | 0 | 0 | 0
PG&E Greater Bay Study Area | Coyote | 230 | Coyote |  | 0 | 0 |  | 0 |  | 0 | [9 empty] | 0 | 0 | 0 | 0 |  | 0 | 10 | 1 | 1 | 1 | 0 | 5 | 3 | 1 | 1 | 3 | 2 | 1 | 0 | 0 | 0
SDG&E Study Area | Creelman | 69 | #N/A |  | 0 | 0 |  | 0 |  | 0 | [9 empty] | 0 | 0 | 0 | 0 |  | 0 | 10 | #N/A | #N/A | #N/A | #N/A | #N/A | #N/A | #N/A | #N/A | #N/A | #N/A | #N/A | 0 | 0 | 0
PG&E Greater Bay Study Area | Crow Creek | 60 | #N/A |  | 0 | 0 |  | 0 |  | 0 | [9 empty] | 0 | 0 | 0 | 20.32 |  | 20.32 | 10 | #N/A | #N/A | #N/A | #N/A | #N/A | #N/A | #N/A | #N/A | #N/A | #N/A | #N/A | 0 | 0 | 0
PG&E Greater Bay Study Area | Curtis | 115 | Curtis |  | 0 | 0 |  | 0 |  | 0 | [9 empty] | 0 | 0 | 0 | 0 |  | 0 | 10 | 1 | 2 | 1 | 0 | 5 | 1 | 1 | 1 | 3 | 2 | 1 | 0 | 0 | 0
PG&E Fresno Study Area | Dairyland | 115 | Dairyland |  | 0 | 0 |  | 0 |  | 0 | [9 empty] | 0 | 0 | 0 | 0 |  | 0 | 10 | 1 | 1 | 1 | 0 | 1 | 1 | 1 | 1 | 1 | 1 | 1 | 0 | 0 | 0
PG&E North of Greater Bay Study Area | Davis | 115 | Davis |  | 0 | 0 |  | 0 |  | 0 | [9 empty] | 0 | 0 | 0 | 0 |  | 0 | 10 | 1 | 1 | 3 | 0 | 1 | 1 | 1 | 1 | 1 | 1 | 1 | 0 | 0 | 0
SCE Metro Study Area | Del Amo | 230 | Del Amo |  | 0 | 0 |  | 0 |  | 0 | [9 empty] | 0 | 0 | 0 | 0 |  | 0 | 10 | 1 | 3 | 1 | 0 | 1 | 1 | 1 | 1 | 1 | 1 | 1 | 0 | 0 | 0
SCE Eastern Study Area | Delaney | 500 | Delaney | OOS | 0 | 0 |  | 0 |  | 0 | [9 empty] | 10 | 140 | 0 | 0 |  | 150 | 5 | 1 | N/A | N/A | N/A | N/A | N/A | N/A | N/A | N/A | N/A | N/A | 0 | 0 | 0
PG&E North of Greater Bay Study Area | Delevan | 230 | Delevan |  | 0 | 0 |  | 0 |  | 0 | [9 empty] | 170 | 130 | 0 | 0 |  | 300 | 10 | 1 | 1 | 1 | 0 | 1 | 1 | 1 | 1 | 2 | 1 | 1 | 0 | 0 | 0
PG&E Greater Bay Study Area | Delta PP | 230 | Delta PP |  | 0 | 0 |  | 0 |  | 0 | 10 | 1 | 2 | 2 | 1 | 1 | 2 | 1 | 1 | 0 | 0 | 0 | 0 |  | 0 | 10 | 1 | 1 | 1 | 0 | 2 | 2 | 1 | 2 | 2 | 1 | 1 | 0 | 0 | 0
East of Pisgah Study Area | Desert View | 230 | Desert View | OOS | 0 | 0 |  | 0 |  | 0 | [9 empty] | 0 | 0 | 0 | 0 |  | 0 | 10 | 1 | N/A | N/A | N/A | N/A | N/A | N/A | N/A | N/A | N/A | N/A | 0 | 0 | 0
SCE Eastern Study Area | Devers | 500 | Devers |  | 0 | 0 |  | 0 |  | 0 | [9 empty] | 0 | 0 | 0 | 0 |  | 0 | 10 | 2 | 5 | 1 | 0 | 2 | 1 | 2 | 2 | 2 | 1 | 2 | 0 | 0 | 0
SCE Eastern Study Area | Devers | 230 | Devers |  | 224 | 100 |  | 27 | 94 | 257 | 20 | 3 | 5 | 2 | 1 | 2 | 2 | 2 | 2 | 300 | 100 | 0 | 0 |  | 400 | 15 | 2 | 4 | 1 | 2 | 4 | 1 | 1 | 1 | 2 | 1 | 1 | 0 | 0 | 0
PG&E Kern Study Area | Diablo | 500 | Diablo |  | 0 | 0 |  | 0 |  | 0 | [9 empty] | 0 | 0 | 0 | 0 |  | 0 | 10 | 1 | 1 | 1 | 0 | 5 | 1 | 1 | 3 | 3 | 1 | 1 | 0 | 0 | 0
PG&E Kern Study Area | Diablo | 230 | Diablo |  | 0 | 0 |  | 0 |  | 0 | [9 empty] | 0 | 0 | 0 | 0 |  | 0 | 10 | 1 | 1 | 1 | 0 | 5 | 1 | 1 | 3 | 3 | 1 | 1 | 0 | 0 | 0
PG&E Greater Bay Study Area | Dixon Landing | 115 | #N/A |  | 0 | 0 |  | 0 |  | 0 | [9 empty] | 0 | 0 | 0 | 0 |  | 0 | 10 | #N/A | #N/A | #N/A | #N/A | #N/A | #N/A | #N/A | #N/A | #N/A | #N/A | #N/A | 0 | 0 | 0
PG&E Greater Bay Study Area | Donnells PH | 115 | Donnells PP |  | 0 | 0 |  | 0 |  | 0 | [9 empty] | 0 | 0 | 0 | 0 |  | 0 | 10 | 1 | 1 | 1 | 0 | 3 | 1 | 1 | 1 | 1 | 2 | 1 | 0 | 0 | 0
PG&E Fresno Study Area | Dos Amigos | 230 | #N/A |  | 0 | 0 |  | 0 |  | 0 | [9 empty] | 0 | 0 | 0 | 0 |  | 0 | 10 | #N/A | #N/A | #N/A | #N/A | #N/A | #N/A | #N/A | #N/A | #N/A | #N/A | #N/A | 0 | 0 | 0
PG&E North of Greater Bay Study Area | Drum | 115 | Drum |  | 0 | 0 |  | 0 |  | 0 | [9 empty] | 0 | 0 | 0 | 0 |  | 0 | 10 | 1 | 1 | 1 | 0 | 5 | 1 | 1 | 1 | 1 | 1 | 1 | 0 | 0 | 0
PG&E Greater Bay Study Area | Dumbarton | 115 | #N/A |  | 0 | 0 |  | 0 |  | 0 | [9 empty] | 0 | 0 | 0 | 0 |  | 0 | 10 | #N/A | #N/A | #N/A | #N/A | #N/A | #N/A | #N/A | #N/A | #N/A | #N/A | #N/A | 0 | 0 | 0
SCE Eastern Study Area | Eagle Mountain | 230 | #N/A |  | 0 | 0 |  | 0 |  | 0 | [9 empty] | 0 | 0 | 0 | 0 |  | 0 | 10 | #N/A | #N/A | #N/A | #N/A | #N/A | #N/A | #N/A | #N/A | #N/A | #N/A | #N/A | 0 | 0 | 0
PG&E North of Greater Bay Study Area | Eagle Rock (PGE) | 115 | Eagle Rock (PGE) |  | 104 | 27 |  | 0 |  | 131 | 15 | 4 | 5 | 2 | 1 | 3 | 5 | 1 | 4 | 0 | 0 | 0 | 0 |  | 0 | 10 | 1 | 1 | 1 | 0 | 5 | 2 | 2 | 3 | 4 | 1 | 1 | 32 | 0 | 32 |  | Geysers | 1 | 5 | 1 | 1 | 2 | 3 | 1 | 1
SCE Metro Study Area | Eagle Rock (SCE) | 230 | #N/A |  | 0 | 0 |  | 0 |  | 0 | [9 empty] | 0 | 0 | 0 | 0 |  | 0 | 10 | #N/A | #N/A | #N/A | #N/A | #N/A | #N/A | #N/A | #N/A | #N/A | #N/A | #N/A | 0 | 0 | 0
PG&E North of Greater Bay Study Area | East Nicolaus | 115 | #N/A |  | 0 | 0 |  | 0 |  | 0 | [9 empty] | 0 | 0 | 0 | 0 |  | 0 | 10 | #N/A | #N/A | #N/A | #N/A | #N/A | #N/A | #N/A | #N/A | #N/A | #N/A | #N/A | 0 | 0 | 0
PG&E Greater Bay Study Area | East Shore | 230 | East Shore |  | 0 | 0 |  | 0 |  | 0 | [9 empty] | 0 | 0 | 0 | 0 |  | 0 | 10 | 1 | 4 | 1 | 0 | 5 | 1 | 1 | 2 | 3 | 1 | 1 | 0 | 0 | 0
PG&E Greater Bay Study Area | East Shore | 115 | East Shore |  | 0 | 0 |  | 0 |  | 0 | [9 empty] | 0 | 0 | 0 | 0 |  | 0 | 10 | 1 | 4 | 1 | 0 | 5 | 1 | 1 | 2 | 3 | 1 | 1 | 0 | 0 | 0
SDG&E Study Area | ECO | 500 | Exclude from calcuations | Baja Wind | 500 | 0 |  | 0 |  | 500 | 15 | #N/A | #N/A | #N/A | #N/A | #N/A | #N/A | #N/A | #N/A | 0 | 0 | 0 | 0 |  | 0 | 10 | #N/A | #N/A | #N/A | #N/A | #N/A | #N/A | #N/A | #N/A | #N/A | #N/A | #N/A | 0 | 0 | 0
SDG&E Study Area | ECO | 230 | Exclude from calcuations | Baja Wind | 415 | 185 |  | 0 |  | 600 | 15 | #N/A | #N/A | #N/A | #N/A | #N/A | #N/A | #N/A | #N/A | 0 | 0 | 0 | 0 |  | 0 | 10 | #N/A | #N/A | #N/A | #N/A | #N/A | #N/A | #N/A | #N/A | #N/A | #N/A | #N/A | 0 | 0 | 0
SDG&E Study Area | ECO | 138 | ECO |  | 60 | 4 |  | 0 |  | 64 | 15 | 2 | 5 | 1 | 1 | 1 | 2 | 1 | 1 | 0 | 182 | 0 | 0 |  | 182 | 10 | 2 | 2 | 1 | 2 | 3 | 1 | 1 | 1 | 2 | 1 | 1 | 0 | 0 | 0
PG&E Greater Bay Study Area | Edes | 115 | #N/A |  | 0 | 0 |  | 0 |  | 0 | [9 empty] | 0 | 0 | 0 | 0 |  | 0 | 10 | #N/A | #N/A | #N/A | #N/A | #N/A | #N/A | #N/A | #N/A | #N/A | #N/A | #N/A | 0 | 0 | 0
PG&E Greater Bay Study Area | Eight Mile | 230 | Eight Mile |  | 0 | 0 |  | 0 |  | 0 | [9 empty] | 0 | 0 | 0 | 0 |  | 0 | 10 | 1 | 2 | 2 | 0 | 1 | 1 | 1 | 1 | 1 | 1 | 1 | 0 | 0 | 0
SDG&E Study Area | El Cajon | 69 | #N/A |  | 0 | 0 |  | 0 |  | 0 | [9 empty] | 0 | 0 | 0 | 0 |  | 0 | 10 | #N/A | #N/A | #N/A | #N/A | #N/A | #N/A | #N/A | #N/A | #N/A | #N/A | #N/A | 0 | 0 | 0
SCE Eastern Study Area | El Casco | 230 | El Casco |  | 0 | 0 |  | 0 |  | 0 | 20 | 1 | 5 | 1 | 1 | 1 | 2 | 2 | 1 | 0 | 0 | 0 | 0 |  | 0 | 10 | 1 | 2 | 1 | 0 | 5 | 1 | 1 | 2 | 3 | 1 | 1 | 0 | 0 | 0
PG&E Fresno Study Area | El Nido (PGE) | 115 | #N/A |  | 0 | 0 |  | 0 |  | 0 | [9 empty] | 0 | 0 | 0 | 0 |  | 0 | 10 | #N/A | #N/A | #N/A | #N/A | #N/A | #N/A | #N/A | #N/A | #N/A | #N/A | #N/A | 0 | 0 | 0
SCE Metro Study Area | El Nido (SCE) | 230 | #N/A |  | 0 | 0 |  | 0 |  | 0 | [9 empty] | 0 | 0 | 0 | 0 |  | 0 | 10 | #N/A | #N/A | #N/A | #N/A | #N/A | #N/A | #N/A | #N/A | #N/A | #N/A | #N/A | 0 | 0 | 0
PG&E Greater Bay Study Area | El Patio | 115 | #N/A |  | 0 | 0 |  | 0 |  | 0 | [9 empty] | 0 | 0 | 0 | 0 |  | 0 | 10 | #N/A | #N/A | #N/A | #N/A | #N/A | #N/A | #N/A | #N/A | #N/A | #N/A | #N/A | 0 | 0 | 0
SCE Metro Study Area | El Segundo | 230 | El Segundo |  | 0 | 0 |  | 0 |  | 0 | [9 empty] | 0 | 0 | 0 | 0 |  | 0 | 10 | 1 | 1 | 1 | 0 | 1 | 1 | 1 | 2 | 2 | 1 | 1 | 0 | 0 | 0
East of Pisgah Study Area | Eldorado | 500 | Eldorado | OOS | 0 | 0 |  | 0 |  | 0 | [9 empty] | 0 | 0 | 0 | 0 |  | 0 | 10 | 3 | N/A | N/A | N/A | N/A | N/A | N/A | N/A | N/A | N/A | N/A | 299 | 0 | 299 |  | OOS | N/A | N/A | N/A | N/A | N/A | N/A | N/A | N/A
East of Pisgah Study Area | Eldorado | 230 | Eldorado | OOS | 0 | 0 |  | 0 |  | 0 | [9 empty] | 0 | 300 | 0 | 0 |  | 300 | 10 | 3 | N/A | N/A | N/A | N/A | N/A | N/A | N/A | N/A | N/A | N/A | 76 | 88.2 | 164.2 |  | OOS | N/A | N/A | N/A | N/A | N/A | N/A | N/A | N/A
PG&E Kern Study Area | Elk Hills | 230 | Elk Hills |  | 0 | 0 |  | 0 |  | 0 | [9 empty] | 0 | 0 | 0 | 0 |  | 0 | 10 | 1 | 1 | 1 | 0 | 1 | 1 | 2 | 4 | 4 | 1 | 1 | 0 | 0 | 0
SDG&E Study Area | Elliot | 69 | #N/A |  | 0 | 0 |  | 0 |  | 0 | [9 empty] | 0 | 0 | 0 | 0 |  | 0 | 10 | #N/A | #N/A | #N/A | #N/A | #N/A | #N/A | #N/A | #N/A | #N/A | #N/A | #N/A | 0 | 0 | 0
SCE Metro Study Area | Ellis | 230 | Ellis |  | 0 | 0 |  | 0 |  | 0 | [9 empty] | 0 | 0 | 0 | 0 |  | 0 | 10 | 1 | 4 | 1 | 0 | 2 | 1 | 1 | 4 | 5 | 1 | 1 | 0 | 0 | 0
SDG&E Study Area | Encina | 230 | Encina |  | 0 | 0 |  | 0 |  | 0 | [9 empty] | 0 | 0 | 0 | 0 |  | 0 | 10 | 1 | 1 | 1 | 0 | 2 | 1 | 2 | 2 | 3 | 1 | 1 | 0 | 0 | 0
SDG&E Study Area | Escondido | 230 | Escondido |  | 0 | 0 |  | 0 |  | 0 | [9 empty] | 0 | 0 | 0 | 0 |  | 0 | 10 | 1 | 4 | 1 | 0 | 5 | 1 | 1 | 1 | 2 | 1 | 1 | 0 | 0 | 0
SCE Eastern Study Area | Etiwanda | 230 | Etiwanda |  | 0 | 0 |  | 0 |  | 0 | [9 empty] | 0 | 0 | 0 | 0 |  | 0 | 10 | 1 | 4 | 1 | 0 | 4 | 1 | 1 | 1 | 1 | 1 | 1 | 0 | 0 | 0
PG&E Greater Bay Study Area | Evergreen | 115 | #N/A |  | 0 | 0 |  | 0 |  | 0 | [9 empty] | 0 | 0 | 0 | 0 |  | 0 | 10 | #N/A | #N/A | #N/A | #N/A | #N/A | #N/A | #N/A | #N/A | #N/A | #N/A | #N/A | 0 | 0 | 0
PG&E Fresno Study Area | Excelsior | 115 | #N/A |  | 0 | 0 |  | 0 |  | 0 | [9 empty] | 0 | 0 | 0 | 0 |  | 0 | 10 | #N/A | #N/A | #N/A | #N/A | #N/A | #N/A | #N/A | #N/A | #N/A | #N/A | #N/A | 0 | 0 | 0
PG&E Fresno Study Area | Exchequer | 115 | #N/A |  | 0 | 0 |  | 0 |  | 0 | [9 empty] | 0 | 0 | 0 | 0 |  | 0 | 10 | #N/A | #N/A | #N/A | #N/A | #N/A | #N/A | #N/A | #N/A | #N/A | #N/A | #N/A | 0 | 0 | 0
PG&E Kern Study Area | Fairway | 115 | #N/A |  | 0 | 0 |  | 0 |  | 0 | [9 empty] | 0 | 0 | 0 | 0 |  | 0 | 10 | #N/A | #N/A | #N/A | #N/A | #N/A | #N/A | #N/A | #N/A | #N/A | #N/A | #N/A | 0 | 0 | 0
PG&E Kern Study Area | Famoso | 115 | #N/A |  | 0 | 0 |  | 0 |  | 0 | [9 empty] | 0 | 0 | 0 | 0 |  | 0 | 10 | #N/A | #N/A | #N/A | #N/A | #N/A | #N/A | #N/A | #N/A | #N/A | #N/A | #N/A | 0 | 0 | 0
PG&E Greater Bay Study Area | Fibreboard (SPI Sonora) | 115 | #N/A |  | 0 | 0 |  | 0 |  | 0 | [9 empty] | 0 | 0 | 0 | 0 |  | 0 | 10 | #N/A | #N/A | #N/A | #N/A | #N/A | #N/A | #N/A | #N/A | #N/A | #N/A | #N/A | 0 | 0 | 0
PG&E Fresno Study Area | Figarden | 230 | #N/A |  | 0 | 0 |  | 0 |  | 0 | [9 empty] | 0 | 0 | 0 | 0 |  | 0 | 10 | #N/A | #N/A | #N/A | #N/A | #N/A | #N/A | #N/A | #N/A | #N/A | #N/A | #N/A | 0 | 0 | 0
PG&E Fresno Study Area | Fink (Proposed) | 230 | Fink (Proposed) |  | 0 | 0 |  | 0 |  | 0 | [9 empty] | 170 | 0 | 0 | 50 |  | 220 | 10 | 2 | 1 | 1 | 1 | 2 | 1 | 1 | 1 | 2 | 1 | 1 | 0 | 0 | 0
PG&E Greater Bay Study Area | FMC | 115 | #N/A |  | 0 | 0 |  | 0 |  | 0 | [9 empty] | 0 | 0 | 0 | 0 |  | 0 | 10 | #N/A | #N/A | #N/A | #N/A | #N/A | #N/A | #N/A | #N/A | #N/A | #N/A | #N/A | 0 | 0 | 0
PG&E Greater Bay Study Area | Frogtown | 115 | #N/A |  | 0 | 0 |  | 0 |  | 0 | [9 empty] | 0 | 0 | 0 | 0 |  | 0 | 10 | #N/A | #N/A | #N/A | #N/A | #N/A | #N/A | #N/A | #N/A | #N/A | #N/A | #N/A | 0 | 0 | 0
PG&E North of Greater Bay Study Area | Fulton | 230 | Fulton |  | 0 | 0 |  | 0 |  | 0 | [9 empty] | 0 | 0 | 0 | 0 |  | 0 | 10 | 1 | 3 | 1 | 0 | 5 | 1 | 2 | 3 | 4 | 1 | 1 | 17 | 0 | 17 |  | Geysers | 1 | 5 | 1 | 1 | 2 | 3 | 1 | 1
PG&E North of Greater Bay Study Area | Fulton | 115 | Fulton |  | 0 | 0 |  | 0 |  | 0 | [9 empty] | 0 | 0 | 0 | 0 |  | 0 | 10 | 1 | 3 | 1 | 0 | 5 | 1 | 2 | 3 | 4 | 1 | 1 | 0 | 0 | 0
East of Pisgah Study Area | Carpenter Canyon (fka Gamebird) | 230 | Gamebird | OOS | 0 | 0 |  | 0 |  | 0 | [9 empty] | 210 | 0 | 0 | 0 |  | 210 | 5 | 1 | N/A | N/A | N/A | N/A | N/A | N/A | N/A | N/A | N/A | N/A | 0 | 0 | 0
East of Pisgah Study Area | Carpenter Canyon (fka Gamebird) | 138 | Gamebird | OOS | 0 | 0 |  | 0 |  | 0 | [9 empty] | 0 | 0 | 0 | 0 |  | 0 | 10 | 1 | N/A | N/A | N/A | N/A | N/A | N/A | N/A | N/A | N/A | N/A | 0 | 0 | 0
PG&E Kern Study Area | Ganso | 115 | #N/A |  | 0 | 0 |  | 0 |  | 0 | [9 empty] | 0 | 0 | 0 | 0 |  | 0 | 10 | #N/A | #N/A | #N/A | #N/A | #N/A | #N/A | #N/A | #N/A | #N/A | #N/A | #N/A | 0 | 0 | 0
PG&E Fresno Study Area | Gates | 500 | Gates |  | 0 | 0 |  | 0 |  | 0 | [9 empty] | 0 | 0 | 0 | 0 |  | 0 | 10 | 2 | 2 | 2 | 0 | 1 | 1 | 1 | 1 | 1 | 1 | 1 | 0 | 0 | 0
PG&E Fresno Study Area | Gates | 230 | Gates |  | 0 | 0 |  | 0 |  | 0 | [9 empty] | 1026.5 | 143.5 | 250 | 0 |  | 920 | 10 | 2 | 2 | 2 | 1 | 1 | 1 | 1 | 1 | 1 | 1 | 1 | 0 | 0 | 0
PG&E Fresno Study Area | New Sub - Gates - Midway (Proposed) | 230 | New Sub - Gates - Midway (Proposed) |  | 0 | 0 |  | 0 |  | 0 | [9 empty] | 0 | 0 | 0 | 0 |  | 0 | 10 | 1 | 1 | 1 | 0 | 1 | 2 | 1 | 1 | 2 | 1 | 1 | 0 | 0 | 0
PG&E Kern Study Area | New Sub - Gates - Templeton (Proposed) | 230 | #N/A |  | 0 | 0 |  | 0 |  | 0 | [9 empty] | 0 | 0 | 0 | 0 |  | 0 | 10 | #N/A | #N/A | #N/A | #N/A | #N/A | #N/A | #N/A | #N/A | #N/A | #N/A | #N/A | 0 | 0 | 0
PG&E North of Greater Bay Study Area | Geysers 12 | 230 | Geysers 12 |  | 0 | 0 |  | 0 |  | 0 | [9 empty] | 0 | 0 | 0 | 0 |  | 0 | 10 | 1 | 1 | 1 | 0 | 5 | 2 | 2 | 3 | 5 | 1 | 1 | 63 | 0 | 63 |  | Geysers | 1 | 5 | 1 | 1 | 2 | 3 | 1 | 1
PG&E North of Greater Bay Study Area | Geysers 17 | 230 | #N/A |  | 0 | 0 |  | 0 |  | 0 | [9 empty] | 0 | 0 | 0 | 0 |  | 0 | 10 | #N/A | #N/A | #N/A | #N/A | #N/A | #N/A | #N/A | #N/A | #N/A | #N/A | #N/A | 0 | 0 | 0
PG&E North of Greater Bay Study Area | Geysers 5&6 | 115 | #N/A |  | 0 | 0 |  | 0 |  | 0 | [9 empty] | 0 | 0 | 0 | 0 |  | 0 | 10 | #N/A | #N/A | #N/A | #N/A | #N/A | #N/A | #N/A | #N/A | #N/A | #N/A | #N/A | 0 | 0 | 0
PG&E North of Greater Bay Study Area | Geysers 9&10 Sonoma | 230 | #N/A |  | 0 | 0 |  | 0 |  | 0 | [9 empty] | 0 | 0 | 0 | 0 |  | 0 | 10 | #N/A | #N/A | #N/A | #N/A | #N/A | #N/A | #N/A | #N/A | #N/A | #N/A | #N/A | 0 | 0 | 0
PG&E Fresno Study Area | Giffen | 70 | #N/A |  | 0 | 0 |  | 0 |  | 0 | [9 empty] | 0 | 0 | 0 | 0 |  | 0 | 10 | #N/A | #N/A | #N/A | #N/A | #N/A | #N/A | #N/A | #N/A | #N/A | #N/A | #N/A | 0 | 0 | 0
PG&E North of Greater Bay Study Area | Glenn | 230 | Glenn |  | 233 | 100 |  | 0 |  | 333 | 10 | 2 | 1 | 2 | 1 | 1 | 2 | 1 | 2 | 0 | 0 | 0 | 0 |  | 0 | 10 | 1 | 1 | 2 | 0 | 1 | 2 | 1 | 1 | 2 | 1 | 1 | 0 | 0 | 0
PG&E North of Greater Bay Study Area | Gold Hill | 230 | Gold Hill |  | 0 | 0 |  | 0 |  | 0 | [9 empty] | 0 | 0 | 0 | 0 |  | 0 | 10 | 1 | 4 | 1 | 0 | 4 | 1 | 1 | 1 | 2 | 2 | 1 | 0 | 0 | 0
SCE Northern Area | Goleta | 230 | Goleta |  | 0 | 0 |  | 0 |  | 0 | [9 empty] | 0 | 0 | 0 | 0 |  | 0 | 10 | 1 | 1 | 1 | 0 | 5 | 1 | 1 | 1 | 1 | 2 | 1 | 0 | 0 | 0
SCE Metro Study Area | Goodrich | 230 | Goodrich |  | 0 | 0 |  | 0 |  | 0 | [9 empty] | 0 | 0 | 0 | 0 |  | 0 | 10 | 1 | 1 | 1 | 0 | 5 | 1 | 2 | 1 | 2 | 2 | 1 | 0 | 0 | 0
PG&E Kern Study Area | Goose Lake | 115 | Goose Lake |  | 0 | 0 |  | 0 |  | 0 | [9 empty] | 0 | 0 | 0 | 0 |  | 0 | 10 | 1 | 1 | 1 | 0 | 1 | 1 | 1 | 1 | 2 | 1 | 1 | 0 | 0 | 0
SCE Metro Study Area | Gould | 230 | Gould |  | 0 | 0 |  | 0 |  | 0 | [9 empty] | 0 | 0 | 0 | 0 |  | 0 | 10 | 1 | 1 | 1 | 0 | 5 | 1 | 1 | 1 | 1 | 3 | 1 | 0 | 0 | 0
PG&E Greater Bay Study Area | Grant | 115 | #N/A |  | 0 | 0 |  | 0 |  | 0 | [9 empty] | 0 | 0 | 0 | 0 |  | 0 | 10 | #N/A | #N/A | #N/A | #N/A | #N/A | #N/A | #N/A | #N/A | #N/A | #N/A | #N/A | 0 | 0 | 0
PG&E Greater Bay Study Area | Green Valley | 115 | #N/A |  | 0 | 0 |  | 0 |  | 0 | [9 empty] | 0 | 0 | 0 | 0 |  | 0 | 10 | #N/A | #N/A | #N/A | #N/A | #N/A | #N/A | #N/A | #N/A | #N/A | #N/A | #N/A | 0 | 0 | 0
PG&E North of Greater Bay Study Area | Greenleaf 1 | 115 | #N/A |  | 0 | 0 |  | 0 |  | 0 | [9 empty] | 0 | 0 | 0 | 0 |  | 0 | 10 | #N/A | #N/A | #N/A | #N/A | #N/A | #N/A | #N/A | #N/A | #N/A | #N/A | #N/A | 0 | 0 | 0
PG&E Fresno Study Area | Gregg | 230 | Gregg |  | 105 | 35 |  | 0 |  | 140 | 10 | 1 | 1 | 1 | 1 | 1 | 1 | 1 | 1 | 0 | 0 | 0 | 0 |  | 0 | 10 | 1 | 2 | 2 | 0 | 1 | 1 | 1 | 1 | 1 | 1 | 1 | 0 | 0 | 0
PG&E Kern Study Area | Grimmway-Malaga | 115 | Grimway |  | 0 | 0 |  | 0 |  | 0 | [9 empty] | 0 | 0 | 0 | 0 |  | 0 | 10 | 1 | 1 | 2 | 0 | 2 | 1 | 1 | 1 | 1 | 1 | 1 | 0 | 0 | 0
PG&E Fresno Study Area | GWF Hanford | 115 | GWF Hanford |  | 0 | 0 |  | 0 |  | 0 | [9 empty] | 0 | 0 | 0 | 0 |  | 0 | 10 | 1 | 1 | 1 | 0 | 1 | 1 | 1 | 1 | 1 | 1 | 1 | 0 | 0 | 0
SCE Metro Study Area | HarborGen | 230 | Harborgen |  | 0 | 0 |  | 0 |  | 0 | [9 empty] | 0 | 0 | 0 | 0 |  | 0 | 10 | 1 | 3 | 1 | 0 | 1 | 1 | 1 | 2 | 2 | 1 | 1 | 0 | 0 | 0
East of Pisgah Study Area | Harry Allen | 500 | #N/A | OOS | 0 | 0 |  | 0 |  | 0 | [9 empty] | 0 | 0 | 0 | 0 |  | 0 | 10 | #N/A | N/A | N/A | N/A | N/A | N/A | N/A | N/A | N/A | N/A | N/A | 0 | 0 | 0
SDG&E Study Area | Hassayampa | 500 | Hassayampa | OOS | 0 | 0 |  | 0 |  | 0 | [9 empty] | 250 | 0 | 0 | 52.5 |  | 302.5 | 5 | 1 | N/A | N/A | N/A | N/A | N/A | N/A | N/A | N/A | N/A | N/A | 0 | 0 | 0
PG&E Fresno Study Area | Helm | 230 | Helm |  | 0 | 0 |  | 0 |  | 0 | [9 empty] | 0 | 60 | 0 | 0 |  | 60 | 5 | 1 | 1 | 1 | 1 | 1 | 2 | 1 | 1 | 3 | 1 | 1 | 0 | 0 | 0
PG&E Fresno Study Area | Henrietta | 230 | Henrietta |  | 0 | 0 |  | 0 |  | 0 | [9 empty] | 0 | 0 | 0 | 0 |  | 0 | 10 | 1 | 1 | 1 | 0 | 1 | 1 | 1 | 1 | 1 | 1 | 1 | 0 | 0 | 0
PG&E Fresno Study Area | Herndon | 230 | #N/A |  | 0 | 0 |  | 0 |  | 0 | [9 empty] | 0 | 0 | 0 | 0 |  | 0 | 10 | #N/A | #N/A | #N/A | #N/A | #N/A | #N/A | #N/A | #N/A | #N/A | #N/A | #N/A | 0 | 0 | 0
PG&E Greater Bay Study Area | Hicks | 230 | Hicks |  | 0 | 0 |  | 0 |  | 0 | [9 empty] | 0 | 0 | 0 | 0 |  | 0 | 10 | 1 | 3 | 1 | 0 | 5 | 3 | 1 | 2 | 4 | 1 | 1 | 0 | 0 | 0
PG&E North of Greater Bay Study Area | Higgins | 115 | Higgins |  | 0 | 0 |  | 0 |  | 0 | [9 empty] | 0 | 0 | 0 | 0 |  | 0 | 10 | 1 | 4 | 1 | 0 | 5 | 3 | 1 | 1 | 3 | 1 | 1 | 0 | 0 | 0
PG&E North of Greater Bay Study Area | Hilltop (NVE) | 345 | #N/A |  | 0 | 0 |  | 0 |  | 0 | [9 empty] | 0 | 0 | 0 | 0 |  | 0 | 10 | #N/A | #N/A | #N/A | #N/A | #N/A | #N/A | #N/A | #N/A | #N/A | #N/A | #N/A | 0 | 0 | 0
PG&E North of Greater Bay Study Area | New Sub - Near existing Madeline (NVE) | 345 | #N/A |  | 0 | 0 |  | 0 |  | 0 | [9 empty] | 0 | 0 | 0 | 0 |  | 0 | 10 | #N/A | #N/A | #N/A | #N/A | #N/A | #N/A | #N/A | #N/A | #N/A | #N/A | #N/A | 0 | 0 | 0
PG&E North of Greater Bay Study Area | New Sub - Near existing Leavitt (PSREC) | 345 | #N/A |  | 0 | 0 |  | 0 |  | 0 | [9 empty] | 0 | 0 | 0 | 0 |  | 0 | 10 | #N/A | #N/A | #N/A | #N/A | #N/A | #N/A | #N/A | #N/A | #N/A | #N/A | #N/A | 0 | 0 | 0
SCE Metro Study Area | Hinson | 230 | Hinson |  | 0 | 0 |  | 0 |  | 0 | [9 empty] | 0 | 0 | 0 | 0 |  | 0 | 10 | 1 | 4 | 1 | 0 | 1 | 1 | 1 | 2 | 2 | 1 | 1 | 0 | 0 | 0
PG&E Greater Bay Study Area | Hollister | 115 | #N/A |  | 0 | 0 |  | 0 |  | 0 | [9 empty] | 0 | 0 | 0 | 0 |  | 0 | 10 | #N/A | #N/A | #N/A | #N/A | #N/A | #N/A | #N/A | #N/A | #N/A | #N/A | #N/A | 0 | 0 | 0
PG&E North of Greater Bay Study Area | Homestake | 115 | #N/A |  | 0 | 0 |  | 0 |  | 0 | [9 empty] | 0 | 0 | 0 | 0 |  | 0 | 10 | #N/A | #N/A | #N/A | #N/A | #N/A | #N/A | #N/A | #N/A | #N/A | #N/A | #N/A | 0 | 0 | 0
PG&E North of Greater Bay Study Area | Honcut | 115 | Honcut |  | 0 | 0 |  | 0 |  | 0 | [9 empty] | 0 | 0 | 0 | 0 |  | 0 | 10 | 1 | 2 | 1 | 0 | 1 | 3 | 1 | 1 | 3 | 1 | 1 | 0 | 0 | 0
SDG&E Study Area | Hoodoo Wash | 500 | Hoodoo Wash | OOS | 0 | 0 |  | 0 |  | 0 | [9 empty] | 250 | 700 | 0 | 0 |  | 950 | 10 | 1 | N/A | N/A | N/A | N/A | N/A | N/A | N/A | N/A | N/A | N/A | 0 | 0 | 0
PG&E North of Greater Bay Study Area | Hopland | 115 | Hopland |  | 0 | 0 |  | 0 |  | 0 | [9 empty] | 0 | 0 | 0 | 0 |  | 0 | 10 | 1 | 1 | 1 | 0 | 5 | 3 | 1 | 1 | 3 | 2 | 1 | 0 | 0 | 0
PG&E North of Greater Bay Study Area | Humboldt | 115 | Humboldt |  | 0 | 0 |  | 0 |  | 0 | [9 empty] | 0 | 0 | 0 | 0 |  | 0 | 10 | 1 | 2 | 1 | 0 | 3 | 1 | 1 | 2 | 2 | 2 | 1 | 0 | 0 | 0
PG&E North of Greater Bay Study Area | Humboldt (Proposed) | 500 | #N/A |  | 0 | 0 |  | 0 |  | 0 | [9 empty] | 0 | 0 | 0 | 0 |  | 0 | 10 | #N/A | #N/A | #N/A | #N/A | #N/A | #N/A | #N/A | #N/A | #N/A | #N/A | #N/A | 0 | 0 | 0
SCE Metro Study Area | Huntington Beach | 230 | Huntington Beach |  | 0 | 0 |  | 0 |  | 0 | [9 empty] | 0 | 0 | 0 | 0 |  | 0 | 10 | 1 | 4 | 1 | 0 | 1 | 1 | 1 | 5 | 5 | 1 | 1 | 0 | 0 | 0
PG&E North of Greater Bay Study Area | Ignacio | 230 | Ignacio |  | 0 | 0 |  | 0 |  | 0 | [9 empty] | 0 | 0 | 0 | 0 |  | 0 | 10 | 1 | 2 | 1 | 0 | 4 | 2 | 1 | 1 | 3 | 1 | 1 | 0 | 0 | 0
PG&E North of Greater Bay Study Area | Ignacio | 115 | Ignacio |  | 0 | 0 |  | 0 |  | 0 | [9 empty] | 0 | 0 | 0 | 0 |  | 0 | 10 | 1 | 2 | 1 | 0 | 4 | 2 | 1 | 1 | 3 | 1 | 1 | 0 | 0 | 0
SDG&E Study Area | Imperial Valley | 500 | Imperial Valley |  | 0 | 0 |  | 0 |  | 0 | [9 empty] | 0 | 0 | 0 | 0 |  | 0 | 10 | 1 | 3 | 2 | 0 | 1 | 1 | 1 | 1 | 1 | 1 | 1 | 0 | 0 | 0
SDG&E Study Area | Imperial Valley | 230 | Imperial Valley |  | 0 | 0 |  | 0 |  | 0 | [9 empty] | 200 | 0 | 0 | 0 |  | 200 | 5 | 3 | 3 | 3 | 2 | 1 | 1 | 1 | 1 | 1 | 1 | 1 | 160 | 50 | 210 |  | East Brawley | 1 | 1 | 1 | 1 | 1 | 1 | 1 | 1
East of Pisgah Study Area | Innovation | 230 | Innovation | OOS | 0 | 0 |  | 0 |  | 0 | 10 | 1 | N/A | N/A | N/A | N/A | N/A | N/A | N/A | 300 | 200 | 0 | 0 |  | 500 | 5 | 2 | N/A | N/A | N/A | N/A | N/A | N/A | N/A | N/A | N/A | N/A | 0 | 0 | 0
East of Pisgah Study Area | Innovation | 138 | Innovation | OOS | 0 | 0 |  | 0 |  | 0 | [9 empty] | 0 | 0 | 0 | 0 |  | 0 | 10 | 1 | N/A | N/A | N/A | N/A | N/A | N/A | N/A | N/A | N/A | N/A | 0 | 0 | 0
SCE North of Lugo Study Area | Inyokern | 115 | Inyokern |  | 0 | 0 |  | 0 |  | 0 | [9 empty] | 0 | 0 | 0 | 0 |  | 0 | 10 | 1 | 4 | 1 | 0 | 1 | 1 | 1 | 1 | 2 | 1 | 1 | 0 | 0 | 0
East of Pisgah Study Area | IS Tap | 138 | #N/A | OOS | 0 | 0 |  | 0 |  | 0 | [9 empty] | 0 | 0 | 0 | 0 |  | 0 | 10 | #N/A | N/A | N/A | N/A | N/A | N/A | N/A | N/A | N/A | N/A | N/A | 0 | 0 | 0
East of Pisgah Study Area | Ivanpah | 230 | Ivanpah |  | 0 | 0 |  | 0 |  | 0 | [9 empty] | 0 | 0 | 0 | 0 |  | 0 | 10 | 1 | 1 | 1 | 0 | 1 | 2 | 3 | 1 | 3 | 2 | 1 | 0 | 0 | 0
East of Pisgah Study Area | Jackass (DOE) | 138 | JACKASS FLATS | OOS | 0 | 0 |  | 0 |  | 0 | [9 empty] | 0 | 0 | 0 | 0 |  | 0 | 10 | 1 | N/A | N/A | N/A | N/A | N/A | N/A | N/A | N/A | N/A | N/A | 0 | 0 | 0
PG&E Fresno Study Area | Jackson Swt | 115 | #N/A |  | 0 | 0 |  | 0 |  | 0 | [9 empty] | 0 | 0 | 0 | 0 |  | 0 | 10 | #N/A | #N/A | #N/A | #N/A | #N/A | #N/A | #N/A | #N/A | #N/A | #N/A | #N/A | 0 | 0 | 0
PG&E North of Greater Bay Study Area | Jessup | 115 | Jessup |  | 0 | 0 |  | 0 |  | 0 | [9 empty] | 0 | 0 | 0 | 0 |  | 0 | 10 | 1 | 4 | 1 | 0 | 3 | 2 | 1 | 1 | 2 | 1 | 1 | 0 | 0 | 0
SCE Metro Study Area | Johanna | 230 | Johanna |  | 0 | 0 |  | 0 |  | 0 | [9 empty] | 0 | 0 | 0 | 0 |  | 0 | 10 | 1 | 4 | 1 | 0 | 3 | 1 | 1 | 3 | 3 | 1 | 1 | 0 | 0 | 0
SCE Eastern Study Area | Julian Hinds | 230 | #N/A |  | 0 | 0 |  | 0 |  | 0 | [9 empty] | 0 | 0 | 0 | 0 |  | 0 | 10 | #N/A | #N/A | #N/A | #N/A | #N/A | #N/A | #N/A | #N/A | #N/A | #N/A | #N/A | 0 | 0 | 0
PG&E Greater Bay Study Area | Kasson | 115 | #N/A |  | 0 | 0 |  | 0 |  | 0 | [9 empty] | 0 | 0 | 0 | 0 |  | 0 | 10 | #N/A | #N/A | #N/A | #N/A | #N/A | #N/A | #N/A | #N/A | #N/A | #N/A | #N/A | 0 | 0 | 0
PG&E Fresno Study Area | Kearney | 230 | Kearney |  | 0 | 0 |  | 0 |  | 0 | [9 empty] | 0 | 0 | 0 | 0 |  | 0 | 10 | 1 | 2 | 2 | 0 | 1 | 1 | 1 | 1 | 1 | 1 | 1 | 0 | 0 | 0
PG&E Greater Bay Study Area | Kelso | 230 | Kelso |  | 151 | 45 |  | 0 | 190 | 6 | 15 | 1 | 2 | 1 | 1 | 1 | 2 | 1 | 1 | 0 | 0 | 0 | 0 |  | 0 | 10 | 1 | 1 | 1 | 0 | 2 | 2 | 1 | 1 | 2 | 1 | 1 | 0 | 0 | 0
PG&E Kern Study Area | Kern Oil | 115 | Kern Oil |  | 0 | 0 |  | 0 |  | 0 | [9 empty] | 0 | 0 | 0 | 0 |  | 0 | 10 | 1 | 2 | 1 | 0 | 1 | 2 | 1 | 1 | 2 | 1 | 1 | 0 | 0 | 0
PG&E Kern Study Area | Kern PP | 230 | #N/A |  | 0 | 0 |  | 0 |  | 0 | [9 empty] | 0 | 0 | 0 | 0 |  | 0 | 10 | #N/A | #N/A | #N/A | #N/A | #N/A | #N/A | #N/A | #N/A | #N/A | #N/A | #N/A | 0 | 0 | 0
PG&E Kern Study Area | Kern PP | 115 | #N/A |  | 0 | 0 |  | 0 |  | 0 | [9 empty] | 0 | 0 | 0 | 0 |  | 0 | 10 | #N/A | #N/A | #N/A | #N/A | #N/A | #N/A | #N/A | #N/A | #N/A | #N/A | #N/A | 0 | 0 | 0
PG&E Kern Study Area | Kernridge | 115 | Kernridge |  | 0 | 0 |  | 0 |  | 0 | [9 empty] | 0 | 0 | 0 | 0 |  | 0 | 10 | 1 | 1 | 1 | 0 | 1 | 2 | 1 | 1 | 2 | 1 | 1 | 0 | 0 | 0
PG&E Greater Bay Study Area | Kirker | 115 | #N/A |  | 0 | 0 |  | 0 |  | 0 | [9 empty] | 0 | 0 | 0 | 0 |  | 0 | 10 | #N/A | #N/A | #N/A | #N/A | #N/A | #N/A | #N/A | #N/A | #N/A | #N/A | #N/A | 0 | 0 | 0
PG&E North of Greater Bay Study Area | Knights Landing | 115 | #N/A |  | 0 | 0 |  | 0 |  | 0 | [9 empty] | 0 | 0 | 0 | 0 |  | 0 | 10 | #N/A | #N/A | #N/A | #N/A | #N/A | #N/A | #N/A | #N/A | #N/A | #N/A | #N/A | 0 | 0 | 0
SCE North of Lugo Study Area | Kramer | 230 | Kramer |  | 0 | 0 |  | 0 |  | 0 | [9 empty] | 161 | 450 | 75 | 150 |  | 686 | 20 | 1 | 4 | 1 | 2 | 1 | 1 | 1 | 1 | 2 | 1 | 1 | 0 | 0 | 0
SCE North of Lugo Study Area | Kramer | 115 | Kramer |  | 0 | 0 |  | 0 |  | 0 | [9 empty] | 0 | 0 | 0 | 0 |  | 0 | 10 | 5 | 5 | 1 | 0 | 1 | 5 | 2 | 2 | 5 | 3 | 5 | 0 | 0 | 0
SCE North of Lugo Study Area | New Sub - Kramer - Lugo (Proposed) | 230 | #N/A |  | 0 | 0 |  | 0 |  | 0 | [9 empty] | 0 | 0 | 0 | 0 |  | 0 | 10 | #N/A | #N/A | #N/A | #N/A | #N/A | #N/A | #N/A | #N/A | #N/A | #N/A | #N/A | 0 | 0 | 0
SCE Metro Study Area | La Cienega | 230 | La Cienega |  | 0 | 0 |  | 0 |  | 0 | [9 empty] | 0 | 0 | 0 | 0 |  | 0 | 10 | 1 | 1 | 1 | 0 | 3 | 1 | 1 | 1 | 1 | 1 | 1 | 0 | 0 | 0
SCE Metro Study Area | La Fresa | 230 | La Fresa |  | 0 | 0 |  | 0 |  | 0 | [9 empty] | 0 | 0 | 0 | 0 |  | 0 | 10 | 1 | 2 | 1 | 0 | 1 | 1 | 1 | 3 | 3 | 1 | 1 | 0 | 0 | 0
SCE Metro Study Area | Laguna Bell | 230 | Laguna Bell |  | 0 | 0 |  | 0 |  | 0 | [9 empty] | 0 | 0 | 0 | 0 |  | 0 | 10 | 1 | 1 | 1 | 0 | 1 | 1 | 1 | 1 | 1 | 1 | 1 | 0 | 0 | 0
PG&E Kern Study Area | Lakeview | 70 | Wheeler Ridge |  | 0 | 0 |  | 0 |  | 0 | [9 empty] | 0 | 70 | 0 | 0 |  | 70 | 10 | 1 | 1 | 2 | 1 | 1 | 1 | 1 | 1 | 1 | 1 | 1 | 0 | 0 | 0
PG&E North of Greater Bay Study Area | Lakeville | 230 | Lakeville |  | 0 | 0 |  | 0 |  | 0 | [9 empty] | 0 | 11.6 | 0 | 0 |  | 11.6 | 10 | 1 | 2 | 1 | 2 | 3 | 3 | 1 | 2 | 3 | 1 | 1 | 0 | 0 | 0
PG&E North of Greater Bay Study Area | Lakeville | 115 | Lakeville |  | 0 | 0 |  | 0 |  | 0 | [9 empty] | 0 | 0 | 0 | 0 |  | 0 | 10 | 1 | 2 | 1 | 0 | 3 | 3 | 1 | 2 | 3 | 1 | 1 | 0 | 0 | 0
PG&E North of Greater Bay Study Area | Lambie | 230 | #N/A |  | 0 | 0 |  | 0 |  | 0 | [9 empty] | 0 | 0 | 0 | 0 |  | 0 | 10 | #N/A | #N/A | #N/A | #N/A | #N/A | #N/A | #N/A | #N/A | #N/A | #N/A | #N/A | 0 | 0 | 0
PG&E Greater Bay Study Area | Lammers | 115 | #N/A |  | 0 | 0 |  | 0 |  | 0 | [9 empty] | 0 | 0 | 0 | 0 |  | 0 | 10 | #N/A | #N/A | #N/A | #N/A | #N/A | #N/A | #N/A | #N/A | #N/A | #N/A | #N/A | 0 | 0 | 0
PG&E Kern Study Area | Lamont | 115 | Lamont |  | 0 | 0 |  | 0 |  | 0 | [9 empty] | 0 | 12 | 0 | 0 |  | 12 | 5 | 1 | 3 | 3 | 1 | 1 | 1 | 1 | 1 | 1 | 1 | 1 | 0 | 0 | 0
PG&E Fresno Study Area | Las Aguilas | 230 | #N/A |  | 0 | 0 |  | 0 |  | 0 | [9 empty] | 0 | 0 | 0 | 0 |  | 0 | 10 | #N/A | #N/A | #N/A | #N/A | #N/A | #N/A | #N/A | #N/A | #N/A | #N/A | #N/A | 0 | 0 | 0
East of Pisgah Study Area | Lathrop | 138 | Lathrop | OOS | 310 | 0 |  | 0 |  | 310 | 10 | 2 | N/A | N/A | N/A | N/A | N/A | N/A | N/A | 0 | 0 | 0 | 0 |  | 0 | 10 | 1 | N/A | N/A | N/A | N/A | N/A | N/A | N/A | N/A | N/A | N/A | 0 | 0 | 0
PG&E Fresno Study Area | Le Grand | 115 | Le Grand |  | 0 | 0 |  | 0 |  | 0 | [9 empty] | 0 | 0 | 0 | 0 |  | 0 | 10 | 1 | 1 | 1 | 0 | 1 | 1 | 1 | 1 | 2 | 1 | 1 | 0 | 0 | 0
PG&E Kern Study Area | Lerdo | 115 | Lerdo |  | 0 | 0 |  | 0 |  | 0 | [9 empty] | 0 | 0 | 0 | 0 |  | 0 | 10 | 1 | 1 | 2 | 0 | 1 | 1 | 1 | 1 | 1 | 1 | 1 | 0 | 0 | 0
SCE Metro Study Area | Lewis | 230 | Lewis |  | 0 | 0 |  | 0 |  | 0 | [9 empty] | 0 | 0 | 0 | 0 |  | 0 | 10 | 1 | 3 | 1 | 0 | 5 | 1 | 1 | 1 | 1 | 1 | 1 | 0 | 0 | 0
SCE Metro Study Area | Lighthipe | 230 | Lighthipe |  | 0 | 0 |  | 0 |  | 0 | [9 empty] | 0 | 0 | 0 | 0 |  | 0 | 10 | 1 | 4 | 1 | 0 | 1 | 1 | 1 | 1 | 1 | 1 | 1 | 0 | 0 | 0
PG&E North of Greater Bay Study Area | Lincoln | 115 | #N/A |  | 0 | 0 |  | 0 |  | 0 | [9 empty] | 0 | 0 | 0 | 0 |  | 0 | 10 | #N/A | #N/A | #N/A | #N/A | #N/A | #N/A | #N/A | #N/A | #N/A | #N/A | #N/A | 0 | 0 | 0
PG&E Kern Study Area | Live Oak | 115 | #N/A |  | 0 | 0 |  | 0 |  | 0 | [9 empty] | 0 | 0 | 0 | 0 |  | 0 | 10 | #N/A | #N/A | #N/A | #N/A | #N/A | #N/A | #N/A | #N/A | #N/A | #N/A | #N/A | 0 | 0 | 0
PG&E Greater Bay Study Area | Llagas | 115 | #N/A |  | 0 | 0 |  | 0 |  | 0 | [9 empty] | 0 | 0 | 0 | 0 |  | 0 | 10 | #N/A | #N/A | #N/A | #N/A | #N/A | #N/A | #N/A | #N/A | #N/A | #N/A | #N/A | 0 | 0 | 0
PG&E Greater Bay Study Area | Lockeford | 230 | Lockeford |  | 0 | 0 |  | 0 |  | 0 | [9 empty] | 0 | 0 | 0 | 0 |  | 0 | 10 | 1 | 3 | 1 | 0 | 1 | 1 | 1 | 1 | 1 | 1 | 1 | 0 | 0 | 0
PG&E North of Greater Bay Study Area | Logan Creek | 230 | #N/A |  | 0 | 0 |  | 0 |  | 0 | [9 empty] | 0 | 0 | 0 | 0 |  | 0 | 10 | #N/A | #N/A | #N/A | #N/A | #N/A | #N/A | #N/A | #N/A | #N/A | #N/A | #N/A | 0 | 0 | 0
PG&E Greater Bay Study Area | Lonetree | 230 | Lone Tree |  | 0 | 0 |  | 0 |  | 0 | [9 empty] | 0 | 0 | 0 | 0 |  | 0 | 10 | 1 | 1 | 1 | 0 | 2 | 1 | 2 | 2 | 2 | 1 | 1 | 0 | 0 | 0
PG&E Fresno Study Area | Los Banos | 500 | Los Banos |  | 0 | 0 |  | 0 |  | 0 | [9 empty] | 0 | 0 | 0 | 0 |  | 0 | 10 | 2 | 1 | 2 | 0 | 1 | 2 | 1 | 1 | 2 | 1 | 1 | 0 | 0 | 0
PG&E Fresno Study Area | Los Banos | 230 | Los Banos |  | 120 | 30 |  | 76.4 | 140.4 | 86 | 15 | 2 | 1 | 3 | 1 | 1 | 3 | 1 | 2 | 250 | 250 | 0 | 0 |  | 500 | 10 | 2 | 1 | 2 | 1 | 1 | 2 | 1 | 1 | 2 | 1 | 1 | 0 | 0 | 0
PG&E Fresno Study Area | New Sub - Los Banos - Midway (Proposed) | 500 | #N/A |  | 0 | 0 |  | 0 |  | 0 | [9 empty] | 0 | 0 | 0 | 0 |  | 0 | 10 | #N/A | #N/A | #N/A | #N/A | #N/A | #N/A | #N/A | #N/A | #N/A | #N/A | #N/A | 0 | 0 | 0
PG&E Greater Bay Study Area | Los Esteros | 230 | Los Esteros |  | 0 | 0 |  | 0 |  | 0 | [9 empty] | 0 | 0 | 0 | 0 |  | 0 | 10 | 1 | 1 | 1 | 0 | 5 | 1 | 1 | 1 | 2 | 2 | 1 | 0 | 0 | 0
PG&E Greater Bay Study Area | Los Esteros | 115 | Los Esteros |  | 0 | 0 |  | 0 |  | 0 | [9 empty] | 0 | 0 | 0 | 0 |  | 0 | 10 | 1 | 1 | 1 | 0 | 5 | 1 | 1 | 1 | 2 | 2 | 1 | 0 | 0 | 0
PG&E Greater Bay Study Area | Los Positas | 230 | #N/A |  | 0 | 0 |  | 0 |  | 0 | [9 empty] | 0 | 0 | 0 | 0 |  | 0 | 10 | #N/A | #N/A | #N/A | #N/A | #N/A | #N/A | #N/A | #N/A | #N/A | #N/A | #N/A | 0 | 0 | 0
SDG&E Study Area | Loveland | 69 | #N/A |  | 0 | 0 |  | 0 |  | 0 | [9 empty] | 0 | 0 | 0 | 0 |  | 0 | 10 | #N/A | #N/A | #N/A | #N/A | #N/A | #N/A | #N/A | #N/A | #N/A | #N/A | #N/A | 0 | 0 | 0
SCE Metro Study Area | Lugo | 500 | Lugo |  | 0 | 0 |  | 0 |  | 0 | [9 empty] | 0 | 0 | 0 | 0 |  | 0 | 10 | 1 | 3 | 1 | 0 | 5 | 1 | 3 | 2 | 3 | 1 | 1 | 0 | 0 | 0
SCE North of Lugo Study Area | Lugo | 230 | Lugo |  | 0 | 0 |  | 0 |  | 0 | [9 empty] | 0 | 0 | 0 | 0 |  | 0 | 10 | 1 | 3 | 1 | 0 | 5 | 1 | 3 | 2 | 3 | 1 | 1 | 0 | 0 | 0
SCE North of Lugo Study Area | New Sub - Lugo - Pisgah (Proposed) | 230 | New Sub - Lugo - Pisgah (Proposed) |  | 100 | 50 |  | 0 |  | 150 | 10 | 4 | 1 | 2 | 2 | 2 | 2 | 3 | 2 | 0 | 0 | 0 | 0 |  | 0 | 10 | 1 | 4 | 1 | 0 | 1 | 1 | 1 | 1 | 1 | 2 | 1 | 0 | 0 | 0
PG&E North of Greater Bay Study Area | Madison | 115 | Putah Creek |  | 0 | 0 |  | 0 |  | 0 | [9 empty] | 0 | 13 | 0 | 0 |  | 13 | 5 | 1 | 1 | 1 | 2 | 2 | 2 | 1 | 1 | 2 | 1 | 1 | 0 | 0 | 0
SCE Northern Area | Magunden | 230 | Magunden |  | 0 | 0 |  | 0 |  | 0 | [9 empty] | 0 | 0 | 0 | 0 |  | 0 | 10 | 1 | 1 | 1 | 0 | 1 | 1 | 1 | 1 | 2 | 1 | 1 | 0 | 0 | 0
PG&E Kern Study Area | Magunden | 115 | Magunden |  | 0 | 0 |  | 0 |  | 0 | [9 empty] | 0 | 0 | 0 | 0 |  | 0 | 10 | 1 | 1 | 1 | 0 | 1 | 1 | 1 | 1 | 2 | 1 | 1 | 0 | 0 | 0
PG&E North of Greater Bay Study Area | Malin | 500 | Hilltop |  | 0 | 0 |  | 0 |  | 0 | [9 empty] | 0 | 0 | 0 | 0 |  | 0 | 10 | #N/A | #N/A | #N/A | #N/A | #N/A | #N/A | #N/A | #N/A | #N/A | #N/A | #N/A | 0 | 0 | 0
SCE Northern Area | Mandalay | 230 | Mandalay |  | 0 | 0 |  | 0 |  | 0 | [9 empty] | 0 | 0 | 0 | 0 |  | 0 | 10 | 1 | 1 | 1 | 0 | 5 | 1 | 1 | 1 | 1 | 1 | 1 | 0 | 0 | 0
PG&E Fresno Study Area | Manning | 500 | Panoche |  | 0 | 0 |  | 0 |  | 0 | [9 empty] | 492.25 | 0 | 0 | 0 |  | 492.25 | 10 | 1 | 2 | 2 | 1 | 1 | 1 | 1 | 1 | 1 | 1 | 1 | 0 | 0 | 0
PG&E Fresno Study Area | Manning | 230 | #N/A |  | 0 | 0 |  | 0 |  | 0 | [9 empty] | 0 | 0 | 0 | 0 |  | 0 | 10 | #N/A | #N/A | #N/A | #N/A | #N/A | #N/A | #N/A | #N/A | #N/A | #N/A | #N/A | 0 | 0 | 0
PG&E Greater Bay Study Area | Manteca | 115 | #N/A |  | 0 | 0 |  | 0 |  | 0 | [9 empty] | 0 | 0 | 0 | 0 |  | 0 | 10 | #N/A | #N/A | #N/A | #N/A | #N/A | #N/A | #N/A | #N/A | #N/A | #N/A | #N/A | 0 | 0 | 0
SDG&E Study Area | Margarita | 138 | Margarita |  | 0 | 0 |  | 0 |  | 0 | [9 empty] | 0 | 0 | 0 | 0 |  | 0 | 10 | 1 | 4 | 1 | 0 | 5 | 1 | 2 | 2 | 3 | 2 | 1 | 0 | 0 | 0
PG&E Greater Bay Study Area | Mariposa | 230 | #N/A |  | 0 | 0 |  | 0 |  | 0 | [9 empty] | 0 | 0 | 0 | 0 |  | 0 | 10 | #N/A | #N/A | #N/A | #N/A | #N/A | #N/A | #N/A | #N/A | #N/A | #N/A | #N/A | 0 | 0 | 0
PG&E Greater Bay Study Area | Martin | 115 | Martin |  | 0 | 0 |  | 0 |  | 0 | [9 empty] | 0 | 0 | 0 | 0 |  | 0 | 10 | 1 | 4 | 1 | 0 | 4 | 1 | 1 | 2 | 2 | 1 | 1 | 0 | 0 | 0
PG&E Greater Bay Study Area | Martin | 230 | Martin |  | 0 | 0 |  | 0 |  | 0 | [9 empty] | 0 | 0 | 0 | 0 |  | 0 | 10 | 1 | 4 | 1 | 0 | 4 | 1 | 1 | 2 | 2 | 1 | 1 | 0 | 0 | 0
PG&E Greater Bay Study Area | Martinez | 115 | Martinez |  | 0 | 0 |  | 0 |  | 0 | [9 empty] | 0 | 0 | 0 | 0 |  | 0 | 10 | 1 | 4 | 1 | 0 | 2 | 1 | 1 | 2 | 3 | 1 | 1 | 0 | 0 | 0
PG&E Fresno Study Area | Mc Mullin | 230 | Mc Mullin |  | 0 | 0 |  | 0 |  | 0 | [9 empty] | 0 | 0 | 0 | 0 |  | 0 | 5 | 1 | 1 | 1 | 1 | 1 | 1 | 1 | 1 | 1 | 1 | 1 | 0 | 0 | 0
PG&E Fresno Study Area | McCall | 230 | McCall |  | 0 | 0 |  | 0 |  | 0 | [9 empty] | 0 | 0 | 0 | 0 |  | 0 | 10 | 1 | 3 | 3 | 0 | 1 | 1 | 1 | 1 | 1 | 1 | 1 | 0 | 0 | 0
East of Pisgah Study Area | McCullough (LDWP) | 500 | #N/A | OOS | 0 | 0 |  | 0 |  | 0 | [9 empty] | 0 | 0 | 0 | 0 |  | 0 | 10 | #N/A | N/A | N/A | N/A | N/A | N/A | N/A | N/A | N/A | N/A | N/A | 0 | 0 | 0
East of Pisgah Study Area | Mead | 230 | Mead | OOS | 0 | 0 |  | 0 |  | 0 |  | N/A | N/A | N/A | N/A | N/A | N/A | N/A | N/A | 0 | 0 | 0 | 0 |  | 0 | 10 | 1 | N/A | N/A | N/A | N/A | N/A | N/A | N/A | N/A | N/A | N/A | 0 | 0 | 0
PG&E Greater Bay Study Area | Melones | 115 | #N/A |  | 0 | 0 |  | 0 |  | 0 | [9 empty] | 0 | 0 | 0 | 0 |  | 0 | 10 | #N/A | #N/A | #N/A | #N/A | #N/A | #N/A | #N/A | #N/A | #N/A | #N/A | #N/A | 0 | 0 | 0
PG&E North of Greater Bay Study Area | Mendocino | 115 | Mendocino |  | 0 | 0 |  | 0 |  | 0 | [9 empty] | 0 | 0 | 0 | 0 |  | 0 | 10 | 1 | 1 | 1 | 0 | 5 | 1 | 1 | 1 | 2 | 2 | 1 | 0 | 0 | 0
PG&E Fresno Study Area | Mendota | 115 | Mendota |  | 0 | 0 |  | 0 |  | 0 | [9 empty] | 0 | 0 | 0 | 0 |  | 0 | 10 | 1 | 1 | 1 | 0 | 1 | 1 | 1 | 1 | 1 | 1 | 1 | 0 | 0 | 0
PG&E Fresno Study Area | Merced | 115 | Merced |  | 0 | 0 |  | 0 |  | 0 | [9 empty] | 0 | 0 | 0 | 0 |  | 0 | 10 | 1 | 1 | 1 | 0 | 1 | 1 | 1 | 1 | 3 | 1 | 1 | 0 | 0 | 0
East of Pisgah Study Area | Mercry Switch | 138 | #N/A |  | 0 | 0 |  | 0 |  | 0 | [9 empty] | 0 | 0 | 0 | 0 |  | 0 | 10 | #N/A | #N/A | #N/A | #N/A | #N/A | #N/A | #N/A | #N/A | #N/A | #N/A | #N/A | 0 | 0 | 0
PG&E Kern Study Area | Mesa | 230 | Mesa |  | 0 | 0 |  | 0 |  | 0 | [9 empty] | 0 | 0 | 0 | 0 |  | 0 | 10 | 1 | 1 | 1 | 0 | 4 | 1 | 1 | 1 | 1 | 1 | 1 | 0 | 0 | 0
PG&E Kern Study Area | Mesa | 115 | Mesa |  | 0 | 0 |  | 0 |  | 0 | [9 empty] | 0 | 0 | 0 | 0 |  | 0 | 10 | 1 | 1 | 1 | 0 | 4 | 1 | 1 | 1 | 1 | 1 | 1 | 0 | 0 | 0
SCE Metro Study Area | Mesa (SCE) | 500 | Mesa (SCE) |  | 0 | 0 |  | 0 |  | 0 | [9 empty] | 0 | 0 | 0 | 0 |  | 0 | 10 | 1 | 1 | 1 | 0 | 1 | 1 | 1 | 1 | 1 | 1 | 1 | 0 | 0 | 0
SCE Metro Study Area | Mesa (SCE) | 230 | Mesa (SCE) |  | 0 | 0 |  | 0 |  | 0 | [9 empty] | 0 | 0 | 0 | 0 |  | 0 | 10 | 1 | 1 | 1 | 0 | 1 | 1 | 1 | 1 | 1 | 1 | 1 | 0 | 0 | 0
PG&E Greater Bay Study Area | Metcalf | 500 | Metcalf |  | 0 | 0 |  | 0 |  | 0 | [9 empty] | 0 | 0 | 0 | 0 |  | 0 | 10 | 1 | 1 | 1 | 0 | 5 | 3 | 1 | 1 | 3 | 2 | 1 | 0 | 0 | 0
PG&E Greater Bay Study Area | Metcalf | 230 | Metcalf |  | 0 | 0 |  | 0 |  | 0 | [9 empty] | 0 | 0 | 0 | 0 |  | 0 | 10 | 1 | 1 | 1 | 0 | 5 | 3 | 1 | 1 | 3 | 2 | 1 | 0 | 0 | 0
PG&E Greater Bay Study Area | Metcalf | 115 | Metcalf |  | 0 | 0 |  | 0 |  | 0 | [9 empty] | 0 | 0 | 0 | 0 |  | 0 | 10 | 1 | 1 | 1 | 0 | 5 | 3 | 1 | 1 | 3 | 2 | 1 | 0 | 0 | 0
PG&E Kern Study Area | Midway | 500 | Midway |  | 0 | 0 |  | 0 |  | 0 | [9 empty] | 100 | 556 | 0 | 0 |  | 656 | 10 | 3 | 2 | 2 | 1 | 1 | 1 | 1 | 2 | 2 | 1 | 1 | 0 | 0 | 0
PG&E Kern Study Area | Midway | 230 | Midway |  | 0 | 0 |  | 0 |  | 0 | [9 empty] | 0 | 0 | 0 | 0 |  | 0 | 10 | 3 | 2 | 2 | 0 | 1 | 1 | 1 | 2 | 2 | 1 | 1 | 0 | 0 | 0
PG&E Kern Study Area | Midway | 115 | Midway |  | 0 | 0 |  | 0 |  | 0 | [9 empty] | 200 | 148 | 0 | 0 |  | 348 | 10 | 3 | 2 | 2 | 1 | 1 | 1 | 1 | 2 | 2 | 1 | 1 | 0 | 0 | 0
SDG&E Study Area | Miguel | 500 | Miguel |  | 0 | 0 |  | 0 |  | 0 | [9 empty] | 0 | 0 | 0 | 0 |  | 0 | 10 | 1 | 2 | 1 | 0 | 5 | 1 | 3 | 4 | 5 | 1 | 1 | 0 | 0 | 0
SDG&E Study Area | Miguel | 230 | Miguel |  | 0 | 0 |  | 0 |  | 0 | [9 empty] | 0 | 0 | 0 | 0 |  | 0 | 10 | 1 | 2 | 1 | 0 | 5 | 1 | 3 | 4 | 5 | 1 | 1 | 0 | 0 | 0
PG&E Greater Bay Study Area | Miller | 115 | #N/A |  | 0 | 0 |  | 0 |  | 0 | [9 empty] | 0 | 0 | 0 | 0 |  | 0 | 10 | #N/A | #N/A | #N/A | #N/A | #N/A | #N/A | #N/A | #N/A | #N/A | #N/A | #N/A | 0 | 0 | 0
SCE Metro Study Area | Mira Loma | 500 | Mira Loma |  | 0 | 0 |  | 0 |  | 0 | [9 empty] | 0 | 0 | 0 | 0 |  | 0 | 10 | 1 | 4 | 1 | 0 | 3 | 1 | 1 | 1 | 1 | 1 | 1 | 0 | 0 | 0
SCE Metro Study Area | Mira Loma | 230 | Mira Loma |  | 0 | 0 |  | 0 |  | 0 | [9 empty] | 0 | 0 | 0 | 0 |  | 0 | 10 | 1 | 4 | 1 | 0 | 3 | 1 | 1 | 1 | 1 | 1 | 1 | 0 | 0 | 0
SCE Eastern Study Area | Mirage | 230 | Mirage | Import from IID | 0 | 0 |  | 0 |  | 0 | [9 empty] | 0 | 0 | 0 | 132 |  | 132 |  | N/A | N/A | N/A | N/A | N/A | N/A | N/A | N/A | N/A | N/A | N/A | 790 | 45 | 835 |  | Salton Sea | 1 | 1 | 1 | 2 | 2 | 2 | 1 | 1
SDG&E Study Area | Mission | 230 | Mission |  | 0 | 0 |  | 0 |  | 0 | [9 empty] | 0 | 0 | 0 | 0 |  | 0 | 10 | 1 | 4 | 1 | 0 | 1 | 1 | 1 | 2 | 3 | 1 | 1 | 0 | 0 | 0
PG&E Greater Bay Study Area | Mi-Wuk | 115 | #N/A |  | 0 | 0 |  | 0 |  | 0 | [9 empty] | 0 | 0 | 0 | 0 |  | 0 | 10 | #N/A | #N/A | #N/A | #N/A | #N/A | #N/A | #N/A | #N/A | #N/A | #N/A | #N/A | 0 | 0 | 0
East of Pisgah Study Area | Mohave | 500 | Mohave | OOS | 0 | 0 |  | 0 |  | 0 | 20 | 1 | N/A | N/A | N/A | N/A | N/A | N/A | N/A | 0 | 700 | 0 | 0 |  | 700 | 10 | 2 | N/A | N/A | N/A | N/A | N/A | N/A | N/A | N/A | N/A | N/A | 0 | 0 | 0
PG&E North of Greater Bay Study Area | Monroe | 115 | #N/A |  | 0 | 0 |  | 0 |  | 0 | [9 empty] | 0 | 0 | 0 | 0 |  | 0 | 10 | #N/A | #N/A | #N/A | #N/A | #N/A | #N/A | #N/A | #N/A | #N/A | #N/A | #N/A | 0 | 0 | 0
PG&E Greater Bay Study Area | Monta Vista | 230 | #N/A |  | 0 | 0 |  | 0 |  | 0 | [9 empty] | 0 | 0 | 0 | 0 |  | 0 | 10 | #N/A | #N/A | #N/A | #N/A | #N/A | #N/A | #N/A | #N/A | #N/A | #N/A | #N/A | 0 | 0 | 0
PG&E North of Greater Bay Study Area | Monticello | 115 | #N/A |  | 0 | 0 |  | 0 |  | 0 | [9 empty] | 0 | 0 | 0 | 0 |  | 0 | 10 | #N/A | #N/A | #N/A | #N/A | #N/A | #N/A | #N/A | #N/A | #N/A | #N/A | #N/A | 0 | 0 | 0
SCE Northern Area | Moorpark | 230 | Moorpark |  | 0 | 0 |  | 0 |  | 0 | [9 empty] | 0 | 0 | 0 | 0 |  | 0 | 10 | 1 | 2 | 1 | 0 | 5 | 1 | 1 | 1 | 1 | 1 | 1 | 0 | 0 | 0
PG&E Greater Bay Study Area | Moraga | 230 | #N/A |  | 0 | 0 |  | 0 |  | 0 | [9 empty] | 0 | 0 | 0 | 0 |  | 0 | 10 | #N/A | #N/A | #N/A | #N/A | #N/A | #N/A | #N/A | #N/A | #N/A | #N/A | #N/A | 0 | 0 | 0
PG&E Greater Bay Study Area | Moraga | 115 | #N/A |  | 0 | 0 |  | 0 |  | 0 | [9 empty] | 0 | 0 | 0 | 0 |  | 0 | 10 | #N/A | #N/A | #N/A | #N/A | #N/A | #N/A | #N/A | #N/A | #N/A | #N/A | #N/A | 0 | 0 | 0
PG&E Greater Bay Study Area | Morgan Hill | 115 | #N/A |  | 0 | 0 |  | 0 |  | 0 | [9 empty] | 0 | 0 | 0 | 0 |  | 0 | 10 | #N/A | #N/A | #N/A | #N/A | #N/A | #N/A | #N/A | #N/A | #N/A | #N/A | #N/A | 0 | 0 | 0
PG&E Kern Study Area | Morro Bay (Proposed) | 500 | #N/A |  | 0 | 0 |  | 0 |  | 0 | [9 empty] | 0 | 0 | 0 | 0 |  | 0 | 10 | #N/A | #N/A | #N/A | #N/A | #N/A | #N/A | #N/A | #N/A | #N/A | #N/A | #N/A | 0 | 0 | 0
PG&E Kern Study Area | Morro Bay | 230 | Morro Bay |  | 0 | 0 |  | 0 |  | 0 | [9 empty] | 0 | 0 | 0 | 0 |  | 0 | 10 | 1 | 1 | 1 | 0 | 5 | 2 | 1 | 1 | 3 | 2 | 1 | 0 | 0 | 0
PG&E Kern Study Area | Morro Bay | 115 | Morro Bay |  | 0 | 0 |  | 0 |  | 0 | [9 empty] | 0 | 0 | 0 | 0 |  | 0 | 10 | 1 | 1 | 1 | 0 | 5 | 2 | 1 | 1 | 3 | 2 | 1 | 0 | 0 | 0
PG&E Greater Bay Study Area | Moss Landing | 500 | Moss Landing |  | 0 | 0 |  | 0 |  | 0 | [9 empty] | 0 | 0 | 0 | 0 |  | 0 | 10 | 1 | 3 | 1 | 0 | 1 | 1 | 1 | 1 | 1 | 1 | 1 | 0 | 0 | 0
PG&E Greater Bay Study Area | Moss Landing | 230 | Moss Landing |  | 0 | 0 |  | 0 |  | 0 | [9 empty] | 0 | 0 | 0 | 0 |  | 0 | 10 | 1 | 3 | 1 | 0 | 1 | 1 | 1 | 1 | 1 | 1 | 1 | 0 | 0 | 0
PG&E Greater Bay Study Area | Moss Landing | 115 | Moss Landing |  | 0 | 0 |  | 0 |  | 0 | [9 empty] | 0 | 0 | 0 | 0 |  | 0 | 10 | 1 | 3 | 1 | 0 | 1 | 1 | 1 | 1 | 1 | 1 | 1 | 0 | 0 | 0
PG&E Kern Study Area | Mt Poso | 115 | #N/A |  | 0 | 0 |  | 0 |  | 0 | [9 empty] | 0 | 0 | 0 | 0 |  | 0 | 10 | #N/A | #N/A | #N/A | #N/A | #N/A | #N/A | #N/A | #N/A | #N/A | #N/A | #N/A | 0 | 0 | 0
PG&E Fresno Study Area | Mustang | 230 | Henrietta |  | 0 | 0 |  | 0 |  | 0 | [9 empty] | 106.5 | 200 | 106.5 | 0 |  | 200 | 10 | 1 | 1 | 1 | 1 | 1 | 1 | 1 | 1 | 1 | 1 | 1 | 0 | 0 | 0
PG&E Fresno Study Area | New Melones | 230 | #N/A |  | 0 | 0 |  | 0 |  | 0 | [9 empty] | 0 | 0 | 0 | 0 |  | 0 | 10 | #N/A | #N/A | #N/A | #N/A | #N/A | #N/A | #N/A | #N/A | #N/A | #N/A | #N/A | 0 | 0 | 0
PG&E Greater Bay Study Area | Newark | 230 | Newark |  | 0 | 0 |  | 0 |  | 0 | [9 empty] | 0 | 0 | 0 | 0 |  | 0 | 10 | 1 | 1 | 1 | 0 | 3 | 2 | 1 | 2 | 3 | 1 | 1 | 0 | 0 | 0
PG&E Greater Bay Study Area | Newark | 115 | Newark |  | 0 | 0 |  | 0 |  | 0 | [9 empty] | 0 | 0 | 0 | 0 |  | 0 | 10 | 1 | 1 | 1 | 0 | 3 | 2 | 1 | 2 | 3 | 1 | 1 | 0 | 0 | 0
PG&E Fresno Study Area | Newhall | 115 | Newhall |  | 0 | 0 |  | 0 |  | 0 | [9 empty] | 0 | 0 | 0 | 0 |  | 0 | 10 | 1 | 1 | 1 | 0 | 1 | 2 | 1 | 1 | 2 | 1 | 1 | 0 | 0 | 0
PG&E Kern Study Area | Norco | 115 | Norco |  | 0 | 0 |  | 0 |  | 0 | [9 empty] | 0 | 0 | 0 | 0 |  | 0 | 10 | 1 | 1 | 1 | 0 | 1 | 1 | 2 | 3 | 3 | 1 | 1 | 0 | 0 | 0
SDG&E Study Area | North City Metering | 138 | #N/A |  | 0 | 0 |  | 0 |  | 0 | [9 empty] | 0 | 0 | 0 | 0 |  | 0 | 10 | #N/A | #N/A | #N/A | #N/A | #N/A | #N/A | #N/A | #N/A | #N/A | #N/A | #N/A | 0 | 0 | 0
PG&E Greater Bay Study Area | North Dublin | 230 | #N/A |  | 0 | 0 |  | 0 |  | 0 | [9 empty] | 0 | 0 | 0 | 0 |  | 0 | 10 | #N/A | #N/A | #N/A | #N/A | #N/A | #N/A | #N/A | #N/A | #N/A | #N/A | #N/A | 0 | 0 | 0
SDG&E Study Area | North Gila | 500 | North Gila | OOS | 0 | 0 |  | 0 |  | 0 | [9 empty] | 0 | 0 | 0 | 0 |  | 0 | 10 | 1 | N/A | N/A | N/A | N/A | N/A | N/A | N/A | N/A | N/A | N/A | 0 | 0 | 0
SDG&E Study Area | New Sub - North Gila - IV (Proposed) | 500 | New Sub - North Gila - IV (Proposed) |  | 0 | 0 |  | 0 |  | 0 | [9 empty] | 0 | 0 | 0 | 0 |  | 0 | 10 | 1 | 1 | 2 | 0 | 1 | 1 | 1 | 1 | 1 | 1 | 1 | 0 | 0 | 0
PG&E Greater Bay Study Area | Oakland C | 115 | Richmond |  | 0 | 0 |  | 0 |  | 0 | [9 empty] | 0 | 0 | 0 | 0 |  | 0 | 10 | 1 | 1 | 1 | 0 | 5 | 1 | 1 | 1 | 2 | 2 | 1 | 0 | 0 | 0
PG&E Greater Bay Study Area | Oakland J | 115 | #N/A |  | 0 | 0 |  | 0 |  | 0 | [9 empty] | 0 | 0 | 0 | 0 |  | 0 | 10 | #N/A | #N/A | #N/A | #N/A | #N/A | #N/A | #N/A | #N/A | #N/A | #N/A | #N/A | 0 | 0 | 0
PG&E Kern Study Area | Oceano | 115 | Oceano |  | 0 | 0 |  | 0 |  | 0 | [9 empty] | 0 | 0 | 0 | 0 |  | 0 | 10 | 1 | 2 | 1 | 0 | 4 | 1 | 1 | 1 | 1 | 1 | 1 | 0 | 0 | 0
SDG&E Study Area | Ocotillo Express | 500 | Ocotillo Express |  | 0 | 0 |  | 0 |  | 0 | [9 empty] | 0 | 0 | 0 | 0 |  | 0 | 10 | 1 | 1 | 1 | 0 | 1 | 1 | 1 | 1 | 2 | 1 | 1 | 0 | 0 | 0
SDG&E Study Area | Old Town | 230 | Old Town |  | 0 | 0 |  | 0 |  | 0 | [9 empty] | 0 | 0 | 0 | 0 |  | 0 | 10 | 1 | 3 | 1 | 0 | 1 | 1 | 1 | 3 | 3 | 1 | 1 | 0 | 0 | 0
SCE Metro Study Area | Olinda | 230 | Olinda |  | 0 | 0 |  | 0 |  | 0 | [9 empty] | 0 | 0 | 0 | 0 |  | 0 | 10 | 1 | 3 | 1 | 0 | 5 | 2 | 1 | 1 | 2 | 1 | 1 | 0 | 0 | 0
PG&E Kern Study Area | Olive | 115 | Olive |  | 0 | 0 |  | 0 |  | 0 | [9 empty] | 40 | 0 | 0 | 0 |  | 40 | 5 | 1 | 2 | 1 | 2 | 1 | 2 | 1 | 1 | 2 | 1 | 1 | 0 | 0 | 0
PG&E North of Greater Bay Study Area | Olivehurst | 115 | Olivehurst |  | 0 | 0 |  | 0 |  | 0 | [9 empty] | 0 | 0 | 0 | 0 |  | 0 | 10 | 1 | 2 | 2 | 0 | 1 | 1 | 1 | 1 | 1 | 1 | 1 | 0 | 0 | 0
SCE Northern Area | Ormond Beach | 230 | #N/A |  | 0 | 0 |  | 0 |  | 0 | [9 empty] | 0 | 0 | 0 | 0 |  | 0 | 10 | #N/A | #N/A | #N/A | #N/A | #N/A | #N/A | #N/A | #N/A | #N/A | #N/A | #N/A | 0 | 0 | 0
SDG&E Study Area | Otay | 69 | #N/A |  | 0 | 0 |  | 0 |  | 0 | [9 empty] | 0 | 0 | 0 | 0 |  | 0 | 10 | #N/A | #N/A | #N/A | #N/A | #N/A | #N/A | #N/A | #N/A | #N/A | #N/A | #N/A | 0 | 0 | 0
SDG&E Study Area | Otay Mesa | 230 | Otay Mesa |  | 0 | 0 |  | 0 |  | 0 | [9 empty] | 0 | 0 | 0 | 0 |  | 0 | 10 | 1 | 2 | 1 | 0 | 5 | 1 | 4 | 5 | 5 | 2 | 1 | 0 | 0 | 0
PG&E Fresno Study Area | Padre Flats SW STA | 230 | #N/A |  | 0 | 0 |  | 0 |  | 0 | [9 empty] | 0 | 0 | 0 | 0 |  | 0 | 10 | #N/A | #N/A | #N/A | #N/A | #N/A | #N/A | #N/A | #N/A | #N/A | #N/A | #N/A | 0 | 0 | 0
East of Pisgah Study Area | Pahrump | 230 | Pahrump | OOS | 0 | 0 |  | 0 |  | 0 | [9 empty] | 0 | 0 | 0 | 0 |  | 0 | 10 | 1 | N/A | N/A | N/A | N/A | N/A | N/A | N/A | N/A | N/A | N/A | 0 | 0 | 0
East of Pisgah Study Area | Pahrump | 138 | Pahrump | OOS | 0 | 0 |  | 0 |  | 0 | [9 empty] | 0 | 0 | 0 | 0 |  | 0 | 10 | 1 | N/A | N/A | N/A | N/A | N/A | N/A | N/A | N/A | N/A | N/A | 0 | 0 | 0
SDG&E Study Area | Pala | 69 | #N/A |  | 0 | 0 |  | 0 |  | 0 | [9 empty] | 0 | 0 | 0 | 0 |  | 0 | 10 | #N/A | #N/A | #N/A | #N/A | #N/A | #N/A | #N/A | #N/A | #N/A | #N/A | #N/A | 0 | 0 | 0
PG&E North of Greater Bay Study Area | Palermo | 230 | Palermo |  | 0 | 0 |  | 0 |  | 0 | [9 empty] | 0 | 0 | 0 | 0 |  | 0 | 10 | 1 | 2 | 1 | 0 | 2 | 3 | 1 | 1 | 4 | 1 | 1 | 0 | 0 | 0
PG&E North of Greater Bay Study Area | Palermo | 115 | Palermo |  | 0 | 0 |  | 0 |  | 0 | [9 empty] | 0 | 0 | 0 | 0 |  | 0 | 10 | 1 | 2 | 1 | 0 | 2 | 3 | 1 | 1 | 4 | 1 | 1 | 0 | 0 | 0
SCE Eastern Study Area | Palo Verde | 500 | Palo Verde | OOS | 0 | 0 |  | 0 |  | 0 | [9 empty] | 0 | 0 | 0 | 0 |  | 0 | 10 | 1 | N/A | N/A | N/A | N/A | N/A | N/A | N/A | N/A | N/A | N/A | 0 | 0 | 0
SDG&E Study Area | Palomar Energy | 230 | #N/A |  | 0 | 0 |  | 0 |  | 0 | [9 empty] | 0 | 0 | 0 | 0 |  | 0 | 10 | #N/A | #N/A | #N/A | #N/A | #N/A | #N/A | #N/A | #N/A | #N/A | #N/A | #N/A | 0 | 0 | 0
PG&E Fresno Study Area | Panoche | 115 | Panoche |  | 0 | 0 |  | 0 |  | 0 | [9 empty] | 0 | 0 | 0 | 0 |  | 0 | 10 | 1 | 2 | 2 | 0 | 1 | 1 | 1 | 1 | 1 | 1 | 1 | 0 | 0 | 0
PG&E Fresno Study Area | Panoche | 230 | Panoche |  | 0 | 0 |  | 0 |  | 0 | [9 empty] | 100 | 0 | 0 | 0 |  | 100 | 10 | 1 | 2 | 2 | 1 | 1 | 1 | 1 | 1 | 1 | 1 | 1 | 0 | 0 | 0
SCE Northern Area | Pardee | 230 | Pardee |  | 0 | 0 |  | 0 |  | 0 | [9 empty] | 0 | 0 | 0 | 0 |  | 0 | 10 | 1 | 2 | 1 | 0 | 5 | 1 | 1 | 1 | 2 | 2 | 1 | 0 | 0 | 0
PG&E North of Greater Bay Study Area | Parkway | 230 | #N/A |  | 0 | 0 |  | 0 |  | 0 | [9 empty] | 0 | 0 | 0 | 0 |  | 0 | 10 | #N/A | #N/A | #N/A | #N/A | #N/A | #N/A | #N/A | #N/A | #N/A | #N/A | #N/A | 0 | 0 | 0
SCE Northern Area | Pastoria | 230 | Pastoria |  | 0 | 0 |  | 0 |  | 0 | [9 empty] | 0 | 0 | 0 | 105 |  | 105 | 10 | 3 | 1 | 2 | 2 | 2 | 2 | 1 | 1 | 2 | 1 | 1 | 0 | 0 | 0
SCE Metro Study Area | Pauda | 230 | Padua |  | 0 | 0 |  | 0 |  | 0 | [9 empty] | 0 | 0 | 0 | 0 |  | 0 | 10 | 1 | 4 | 1 | 0 | 5 | 1 | 1 | 1 | 1 | 1 | 1 | 0 | 0 | 0
PG&E North of Greater Bay Study Area | Peabody | 230 | Peabody |  | 0 | 0 |  | 0 |  | 0 | [9 empty] | 0 | 0 | 0 | 0 |  | 0 | 10 | 1 | 1 | 1 | 0 | 2 | 1 | 1 | 1 | 2 | 1 | 1 | 0 | 0 | 0
PG&E North of Greater Bay Study Area | Pease | 115 | Pease |  | 0 | 0 |  | 0 |  | 0 | [9 empty] | 0 | 0 | 0 | 0 |  | 0 | 10 | 1 | 2 | 1 | 0 | 1 | 1 | 1 | 1 | 2 | 1 | 1 | 0 | 0 | 0
SDG&E Study Area | Penasquitos | 230 | Penasquitos |  | 0 | 0 |  | 0 |  | 0 | [9 empty] | 0 | 0 | 0 | 0 |  | 0 | 10 | 1 | 2 | 1 | 0 | 5 | 1 | 2 | 2 | 3 | 1 | 1 | 0 | 0 | 0
PG&E North of Greater Bay Study Area | Penngrove | 115 | Penngrove |  | 0 | 0 |  | 0 |  | 0 | [9 empty] | 0 | 0 | 0 | 0 |  | 0 | 10 | 1 | 2 | 1 | 0 | 3 | 2 | 1 | 2 | 3 | 2 | 1 | 0 | 0 | 0
PG&E Greater Bay Study Area | Peoria | 115 | Peoria |  | 0 | 0 |  | 0 |  | 0 | [9 empty] | 0 | 0 | 0 | 0 |  | 0 | 10 | 1 | 1 | 1 | 0 | 2 | 2 | 1 | 1 | 3 | 3 | 1 | 0 | 0 | 0
PG&E Greater Bay Study Area | Piercy | 115 | #N/A |  | 0 | 0 |  | 0 |  | 0 | [9 empty] | 0 | 0 | 0 | 0 |  | 0 | 10 | #N/A | #N/A | #N/A | #N/A | #N/A | #N/A | #N/A | #N/A | #N/A | #N/A | #N/A | 0 | 0 | 0
PG&E Fresno Study Area | Pine Flat | 230 | #N/A |  | 0 | 0 |  | 0 |  | 0 | [9 empty] | 0 | 0 | 0 | 0 |  | 0 | 10 | #N/A | #N/A | #N/A | #N/A | #N/A | #N/A | #N/A | #N/A | #N/A | #N/A | #N/A | 0 | 0 | 0
SCE North of Lugo Study Area | Pisgah | 230 | Pisgah |  | 0 | 0 |  | 0 |  | 0 | 20 | 1 | 1 | 1 | 1 | 1 | 1 | 1 | 1 | 0 | 0 | 0 | 0 |  | 0 | 10 | 1 | 1 | 1 | 0 | 1 | 2 | 3 | 3 | 3 | 1 | 1 | 0 | 0 | 0
PG&E North of Greater Bay Study Area | Pit 1 | 230 | Pit 1 |  | 0 | 0 |  | 0 |  | 0 | [9 empty] | 0 | 0 | 0 | 0 |  | 0 | 10 | 1 | 1 | 1 | 0 | 5 | 1 | 1 | 1 | 2 | 1 | 1 | 0 | 0 | 0
PG&E North of Greater Bay Study Area | New Sub - Pit 1 - Cottonwood (Proposed) | 230 | Round Mountain |  | 200 | 10 |  | 0 |  | 210 | 20 | 3 | 5 | 1 | 1 | 1 | 2 | 3 | 1 | 0 | 0 | 0 | 0 |  | 0 | 10 | 1 | 1 | 1 | 0 | 5 | 3 | 1 | 1 | 3 | 2 | 1 | 0 | 0 | 0
PG&E North of Greater Bay Study Area | Pit 4 | 230 | #N/A |  | 0 | 0 |  | 0 |  | 0 | [9 empty] | 0 | 0 | 0 | 0 |  | 0 | 10 | #N/A | #N/A | #N/A | #N/A | #N/A | #N/A | #N/A | #N/A | #N/A | #N/A | #N/A | 0 | 0 | 0
PG&E Greater Bay Study Area | Pittsburg | 230 | Pittsburg |  | 0 | 0 |  | 0 |  | 0 | [9 empty] | 0 | 0 | 0 | 0 |  | 0 | 10 | 1 | 1 | 1 | 0 | 2 | 1 | 1 | 1 | 2 | 1 | 1 | 0 | 0 | 0
PG&E Greater Bay Study Area | Pittsburg | 115 | Pittsburg |  | 0 | 0 |  | 0 |  | 0 | [9 empty] | 0 | 0 | 0 | 0 |  | 0 | 10 | 1 | 1 | 1 | 0 | 2 | 1 | 1 | 1 | 2 | 1 | 1 | 0 | 0 | 0
PG&E North of Greater Bay Study Area | Placerville | 115 | Placerville |  | 0 | 0 |  | 0 |  | 0 | [9 empty] | 0 | 0 | 0 | 0 |  | 0 | 10 | 1 | 4 | 1 | 0 | 5 | 3 | 1 | 1 | 4 | 1 | 1 | 0 | 0 | 0
PG&E North of Greater Bay Study Area | Pleasant Grove | 115 | Pleasant Grove |  | 0 | 0 |  | 0 |  | 0 | [9 empty] | 0 | 0 | 0 | 0 |  | 0 | 10 | 1 | 4 | 1 | 0 | 1 | 1 | 1 | 1 | 1 | 1 | 1 | 0 | 0 | 0
PG&E North of Greater Bay Study Area | POE | 230 | #N/A |  | 0 | 0 |  | 0 |  | 0 | [9 empty] | 0 | 0 | 0 | 0 |  | 0 | 10 | #N/A | #N/A | #N/A | #N/A | #N/A | #N/A | #N/A | #N/A | #N/A | #N/A | #N/A | 0 | 0 | 0
SDG&E Study Area | Point Loma | 69 | #N/A |  | 0 | 0 |  | 0 |  | 0 | [9 empty] | 0 | 0 | 0 | 0 |  | 0 | 10 | #N/A | #N/A | #N/A | #N/A | #N/A | #N/A | #N/A | #N/A | #N/A | #N/A | #N/A | 0 | 0 | 0
SDG&E Study Area | Pomerado | 69 | #N/A |  | 0 | 0 |  | 0 |  | 0 | [9 empty] | 0 | 0 | 0 | 0 |  | 0 | 10 | #N/A | #N/A | #N/A | #N/A | #N/A | #N/A | #N/A | #N/A | #N/A | #N/A | #N/A | 0 | 0 | 0
PG&E Kern Study Area | Poso Mountain | 115 | Poso Mountain |  | 0 | 0 |  | 0 |  | 0 | [9 empty] | 0 | 0 | 0 | 0 |  | 0 | 10 | 1 | 1 | 1 | 0 | 2 | 3 | 1 | 1 | 3 | 1 | 1 | 0 | 0 | 0
East of Pisgah Study Area | Primm | 230 | Primm | OOS | 0 | 0 |  | 0 |  | 0 | [9 empty] | 0 | 0 | 0 | 0 |  | 0 | 10 | 1 | N/A | N/A | N/A | N/A | N/A | N/A | N/A | N/A | N/A | N/A | 0 | 0 | 0
PG&E North of Greater Bay Study Area | Putah Creek | 115 | Putah Creek |  | 0 | 0 |  | 0 |  | 0 | [9 empty] | 0 | 3 | 3 | 0 |  | 0 | 5 | 1 | 1 | 1 | 2 | 2 | 2 | 1 | 1 | 2 | 1 | 1 | 0 | 0 | 0
SDG&E Study Area | Q1806 Switchyard | 138 | #N/A |  | 0 | 0 |  | 0 |  | 0 | [9 empty] | 0 | 0 | 0 | 0 |  | 0 | 10 | #N/A | #N/A | #N/A | #N/A | #N/A | #N/A | #N/A | #N/A | #N/A | #N/A | #N/A | 0 | 0 | 0
PG&E Fresno Study Area | Quinto | 230 | Quinto |  | 0 | 0 |  | 0 |  | 0 | [9 empty] | 121 | 0 | 0 | 0 |  | 121 | 5 | 2 | 2 | 2 | 1 | 1 | 2 | 1 | 1 | 2 | 1 | 1 | 0 | 0 | 0
PG&E Greater Bay Study Area | Race Track | 115 | #N/A |  | 0 | 0 |  | 0 |  | 0 | [9 empty] | 0 | 0 | 0 | 0 |  | 0 | 10 | #N/A | #N/A | #N/A | #N/A | #N/A | #N/A | #N/A | #N/A | #N/A | #N/A | #N/A | 0 | 0 | 0
SDG&E Study Area | Rancho Mission Viejo | 138 | #N/A |  | 0 | 0 |  | 0 |  | 0 | [9 empty] | 0 | 0 | 0 | 0 |  | 0 | 10 | #N/A | #N/A | #N/A | #N/A | #N/A | #N/A | #N/A | #N/A | #N/A | #N/A | #N/A | 0 | 0 | 0
PG&E North of Greater Bay Study Area | New Sub - Rancho Seco - Bellota (Proposed) | 230 | New Sub - Rancho Seco - Bellota (Proposed) |  | 0 | 0 |  | 0 |  | 0 | [9 empty] | 0 | 0 | 0 | 0 |  | 0 | 10 | 1 | 2 | 1 | 0 | 1 | 1 | 1 | 2 | 3 | 1 | 1 | 0 | 0 | 0
SCE Metro Study Area | Rancho Vista | 500 | Rancho Vista |  | 0 | 0 |  | 0 |  | 0 | [9 empty] | 0 | 0 | 0 | 0 |  | 0 | 10 | 1 | 4 | 1 | 0 | 4 | 1 | 1 | 1 | 1 | 1 | 1 | 0 | 0 | 0
SCE Metro Study Area | Rancho Vista | 230 | Rancho Vista |  | 0 | 0 |  | 0 |  | 0 | [9 empty] | 0 | 0 | 0 | 0 |  | 0 | 10 | 1 | 4 | 1 | 0 | 4 | 1 | 1 | 1 | 1 | 1 | 1 | 0 | 0 | 0
SCE North of Lugo Study Area | Ransburg | 115 | Ransburg |  | 0 | 0 |  | 0 |  | 0 | [9 empty] | 0 | 0 | 0 | 0 |  | 0 | 10 | 1 | 2 | 1 | 0 | 1 | 1 | 1 | 1 | 1 | 2 | 1 | 0 | 0 | 0
SCE Northern Area | Rector | 230 | Rector |  | 0 | 0 |  | 0 |  | 0 | [9 empty] | 0 | 0 | 0 | 0 |  | 0 | 10 | 1 | 2 | 2 | 0 | 1 | 1 | 1 | 1 | 1 | 1 | 1 | 0 | 0 | 0
SCE Eastern Study Area | Red Bluff | 500 | Red bluff |  | 0 | 0 |  | 0 |  | 0 | [9 empty] | 0 | 250 | 250 | 0 |  | 0 | 20 | 2 | 1 | 1 | 2 | 1 | 1 | 1 | 1 | 2 | 1 | 1 | 0 | 0 | 0
SCE Eastern Study Area | Red Bluff | 230 | Red bluff |  | 0 | 0 |  | 0 |  | 0 | [9 empty] | 100 | 363.5 | 0 | 0 |  | 463.5 | 10 | 2 | 2 | 1 | 2 | 1 | 1 | 1 | 1 | 1 | 1 | 1 | 0 | 0 | 0
SCE Metro Study Area | Redondo | 230 | Redondo |  | 0 | 0 |  | 0 |  | 0 | [9 empty] | 0 | 0 | 0 | 0 |  | 0 | 10 | 1 | 1 | 1 | 0 | 1 | 1 | 1 | 3 | 3 | 1 | 1 | 0 | 0 | 0
PG&E Kern Study Area | Renfro | 115 | Renfro |  | 0 | 0 |  | 0 |  | 0 | [9 empty] | 0 | 0 | 0 | 0 |  | 0 | 10 | 1 | 2 | 2 | 0 | 1 | 1 | 1 | 1 | 1 | 1 | 1 | 0 | 0 | 0
PG&E Greater Bay Study Area | Richmond | 115 | Richmond |  | 0 | 0 |  | 0 |  | 0 | [9 empty] | 0 | 0 | 0 | 0 |  | 0 | 10 | 1 | 1 | 1 | 0 | 5 | 1 | 1 | 1 | 2 | 2 | 1 | 0 | 0 | 0
PG&E North of Greater Bay Study Area | Rincon | 115 | #N/A |  | 0 | 0 |  | 0 |  | 0 | [9 empty] | 0 | 0 | 0 | 0 |  | 0 | 10 | #N/A | #N/A | #N/A | #N/A | #N/A | #N/A | #N/A | #N/A | #N/A | #N/A | #N/A | 0 | 0 | 0
PG&E Kern Study Area | Rio Bravo | 115 | Rio Bravo |  | 0 | 0 |  | 0 |  | 0 | [9 empty] | 0 | 0 | 0 | 0 |  | 0 | 10 | 1 | 2 | 2 | 0 | 1 | 1 | 1 | 1 | 1 | 1 | 1 | 0 | 0 | 0
SCE Metro Study Area | Rio Hondo | 230 | Rio Hondo |  | 0 | 0 |  | 0 |  | 0 | [9 empty] | 0 | 0 | 0 | 0 |  | 0 | 10 | 1 | 1 | 1 | 0 | 5 | 1 | 3 | 3 | 4 | 3 | 1 | 0 | 0 | 0
PG&E North of Greater Bay Study Area | Rio Oso | 230 | Rio Oso |  | 0 | 0 |  | 0 |  | 0 | [9 empty] | 0 | 0 | 0 | 0 |  | 0 | 10 | 1 | 1 | 1 | 0 | 1 | 1 | 1 | 1 | 2 | 1 | 1 | 0 | 0 | 0
PG&E North of Greater Bay Study Area | Rio Oso | 115 | Rio Oso |  | 0 | 0 |  | 0 |  | 0 | [9 empty] | 0 | 0 | 0 | 0 |  | 0 | 10 | 1 | 1 | 1 | 0 | 1 | 1 | 1 | 1 | 2 | 1 | 1 | 0 | 0 | 0
PG&E Greater Bay Study Area | Ripon | 115 | Ripon |  | 0 | 0 |  | 0 |  | 0 | [9 empty] | 0 | 0 | 0 | 0 |  | 0 | 10 | 1 | 2 | 2 | 0 | 1 | 1 | 1 | 1 | 1 | 1 | 1 | 0 | 0 | 0
PG&E Greater Bay Study Area | Riverbank | 115 | Riverbank |  | 0 | 0 |  | 0 |  | 0 | [9 empty] | 0 | 0 | 0 | 0 |  | 0 | 10 | 1 | 2 | 1 | 0 | 1 | 2 | 1 | 1 | 2 | 1 | 1 | 0 | 0 | 0
SCE North of Lugo Study Area | Roadway | 115 | Roadway |  | 0 | 0 |  | 0 |  | 0 | [9 empty] | 211 | 10 | 0 | 0 |  | 221 | 10 | 1 | 5 | 1 | 2 | 1 | 1 | 1 | 1 | 2 | 1 | 1 | 0 | 0 | 0
PG&E Greater Bay Study Area | Rossmoor | 230 | #N/A |  | 0 | 0 |  | 0 |  | 0 | [9 empty] | 0 | 0 | 0 | 0 |  | 0 | 10 | #N/A | #N/A | #N/A | #N/A | #N/A | #N/A | #N/A | #N/A | #N/A | #N/A | #N/A | 0 | 0 | 0
PG&E North of Greater Bay Study Area | Round Mountain | 500 | Round Mountain |  | 0 | 0 |  | 0 |  | 0 | [9 empty] | 0 | 0 | 0 | 0 |  | 0 | 10 | 1 | 1 | 1 | 0 | 5 | 3 | 1 | 1 | 3 | 2 | 1 | 0 | 0 | 0
PG&E North of Greater Bay Study Area | Round Mountain | 230 | Round Mountain |  | 80 | 20 |  | 0 |  | 100 | 20 | 3 | 5 | 1 | 1 | 1 | 2 | 3 | 1 | 0 | 0 | 0 | 0 |  | 0 | 10 | 1 | 1 | 1 | 0 | 5 | 3 | 1 | 1 | 3 | 2 | 1 | 0 | 0 | 0
PG&E Greater Bay Study Area | Salado | 115 | #N/A |  | 0 | 0 |  | 0 |  | 0 | [9 empty] | 0 | 0 | 0 | 0 |  | 0 | 10 | #N/A | #N/A | #N/A | #N/A | #N/A | #N/A | #N/A | #N/A | #N/A | #N/A | #N/A | 0 | 0 | 0
SDG&E Study Area | Salt Creek | 69 | #N/A |  | 0 | 0 |  | 0 |  | 0 | [9 empty] | 0 | 0 | 0 | 0 |  | 0 | 10 | #N/A | #N/A | #N/A | #N/A | #N/A | #N/A | #N/A | #N/A | #N/A | #N/A | #N/A | 0 | 0 | 0
SCE Eastern Study Area | San Bernardino | 230 | San Bernardino |  | 0 | 0 |  | 0 |  | 0 | [9 empty] | 0 | 0 | 0 | 0 |  | 0 | 10 | 1 | 3 | 1 | 0 | 5 | 1 | 1 | 2 | 3 | 1 | 1 | 0 | 0 | 0
PG&E Greater Bay Study Area | San Jose B | 115 | #N/A |  | 0 | 0 |  | 0 |  | 0 | [9 empty] | 0 | 0 | 0 | 0 |  | 0 | 10 | #N/A | #N/A | #N/A | #N/A | #N/A | #N/A | #N/A | #N/A | #N/A | #N/A | #N/A | 0 | 0 | 0
PG&E Greater Bay Study Area | San Leandro | 115 | #N/A |  | 0 | 0 |  | 0 |  | 0 | [9 empty] | 0 | 0 | 0 | 0 |  | 0 | 10 | #N/A | #N/A | #N/A | #N/A | #N/A | #N/A | #N/A | #N/A | #N/A | #N/A | #N/A | 0 | 0 | 0
PG&E Kern Study Area | San Luis Obispo | 115 | San Luis Obispo |  | 0 | 0 |  | 0 |  | 0 | [9 empty] | 0 | 0 | 0 | 0 |  | 0 | 10 | 1 | 1 | 1 | 0 | 5 | 1 | 1 | 2 | 2 | 1 | 1 | 0 | 0 | 0
SDG&E Study Area | San Luis Rey | 230 | San Luis Rey |  | 0 | 0 |  | 0 |  | 0 | [9 empty] | 0 | 0 | 0 | 0 |  | 0 | 10 | 1 | 4 | 1 | 0 | 5 | 2 | 1 | 2 | 3 | 1 | 1 | 0 | 0 | 0
SDG&E Study Area | San Onofre | 230 | San Onofre |  | 0 | 0 |  | 0 |  | 0 | [9 empty] | 0 | 0 | 0 | 0 |  | 0 | 10 | 1 | 1 | 1 | 0 | 5 | 1 | 3 | 3 | 3 | 2 | 1 | 0 | 0 | 0
PG&E Greater Bay Study Area | San Pablo Sub | 115 | #N/A |  | 0 | 0 |  | 0 |  | 0 | [9 empty] | 0 | 0 | 0 | 0 |  | 0 | 10 | #N/A | #N/A | #N/A | #N/A | #N/A | #N/A | #N/A | #N/A | #N/A | #N/A | #N/A | 0 | 0 | 0
PG&E Greater Bay Study Area | San Ramon | 230 | #N/A |  | 0 | 0 |  | 0 |  | 0 | [9 empty] | 0 | 0 | 0 | 0 |  | 0 | 10 | #N/A | #N/A | #N/A | #N/A | #N/A | #N/A | #N/A | #N/A | #N/A | #N/A | #N/A | 0 | 0 | 0
SCE North of Lugo Study Area | Sandlot | 230 | #N/A |  | 0 | 0 |  | 0 |  | 0 | [9 empty] | 0 | 0 | 0 | 0 |  | 0 | 10 | #N/A | #N/A | #N/A | #N/A | #N/A | #N/A | #N/A | #N/A | #N/A | #N/A | #N/A | 0 | 0 | 0
East of Pisgah Study Area | Sandy | 138 | Sandy | OOS | 0 | 0 |  | 0 |  | 0 | [9 empty] | 0 | 0 | 0 | 0 |  | 0 | 10 | #N/A | N/A | N/A | N/A | N/A | N/A | N/A | N/A | N/A | N/A | N/A | 0 | 0 | 0
PG&E Fresno Study Area | Sanger | 115 | Sanger |  | 0 | 0 |  | 0 |  | 0 | [9 empty] | 0 | 0 | 0 | 0 |  | 0 | 10 | 1 | 3 | 2 | 0 | 1 | 1 | 1 | 1 | 1 | 1 | 1 | 0 | 0 | 0
SCE Northern Area | Santa Clara | 230 | Santa Clara |  | 0 | 0 |  | 0 |  | 0 | [9 empty] | 0 | 0 | 0 | 0 |  | 0 | 10 | 1 | 1 | 1 | 0 | 5 | 1 | 1 | 1 | 1 | 1 | 1 | 0 | 0 | 0
PG&E North of Greater Bay Study Area | Santa Rosa | 115 | #N/A |  | 0 | 0 |  | 0 |  | 0 | [9 empty] | 0 | 0 | 0 | 0 |  | 0 | 10 | #N/A | #N/A | #N/A | #N/A | #N/A | #N/A | #N/A | #N/A | #N/A | #N/A | #N/A | 0 | 0 | 0
PG&E Greater Bay Study Area | Santa Teresa | 115 | #N/A |  | 0 | 0 |  | 0 |  | 0 | [9 empty] | 0 | 0 | 0 | 0 |  | 0 | 10 | #N/A | #N/A | #N/A | #N/A | #N/A | #N/A | #N/A | #N/A | #N/A | #N/A | #N/A | 0 | 0 | 0
SDG&E Study Area | Santee | 138 | #N/A |  | 0 | 0 |  | 0 |  | 0 | [9 empty] | 0 | 0 | 0 | 0 |  | 0 | 10 | #N/A | #N/A | #N/A | #N/A | #N/A | #N/A | #N/A | #N/A | #N/A | #N/A | #N/A | 0 | 0 | 0
SCE Metro Study Area | Santiago | 230 | Santiago |  | 0 | 0 |  | 0 |  | 0 | [9 empty] | 0 | 0 | 0 | 0 |  | 0 | 10 | 1 | 4 | 1 | 0 | 5 | 1 | 2 | 2 | 3 | 1 | 1 | 0 | 0 | 0
PG&E Greater Bay Study Area | Saratoga | 230 | #N/A |  | 0 | 0 |  | 0 |  | 0 | [9 empty] | 0 | 0 | 0 | 0 |  | 0 | 10 | #N/A | #N/A | #N/A | #N/A | #N/A | #N/A | #N/A | #N/A | #N/A | #N/A | #N/A | 0 | 0 | 0
SCE Northern Area | Saugus | 230 | Saugus |  | 0 | 0 |  | 0 |  | 0 | [9 empty] | 0 | 0 | 0 | 0 |  | 0 | 10 | 1 | 2 | 1 | 0 | 5 | 1 | 1 | 1 | 2 | 1 | 1 | 0 | 0 | 0
PG&E Fresno Study Area | Schindler | 115 | Schindler |  | 0 | 0 |  | 0 |  | 0 | [9 empty] | 0 | 0 | 0 | 0 |  | 0 | 10 | 1 | 1 | 1 | 0 | 1 | 1 | 1 | 1 | 1 | 1 | 1 | 0 | 0 | 0
PG&E Greater Bay Study Area | Schulte | 115 | #N/A |  | 0 | 0 |  | 0 |  | 0 | [9 empty] | 0 | 0 | 0 | 0 |  | 0 | 10 | #N/A | #N/A | #N/A | #N/A | #N/A | #N/A | #N/A | #N/A | #N/A | #N/A | #N/A | 0 | 0 | 0
PG&E Kern Study Area | Semitropic | 115 | Semitropic |  | 0 | 0 |  | 0 |  | 0 | [9 empty] | 0 | 0 | 0 | 0 |  | 0 | 10 | 1 | 1 | 2 | 0 | 1 | 1 | 1 | 1 | 2 | 1 | 1 | 0 | 0 | 0
SCE Metro Study Area | Serrano | 500 | Serrano |  | 0 | 0 |  | 0 |  | 0 | [9 empty] | 0 | 0 | 0 | 0 |  | 0 | 10 | 1 | 1 | 1 | 0 | 5 | 2 | 1 | 1 | 3 | 1 | 1 | 0 | 0 | 0
SCE Metro Study Area | Serrano | 230 | Serrano |  | 0 | 0 |  | 0 |  | 0 | [9 empty] | 0 | 0 | 0 | 0 |  | 0 | 10 | 1 | 1 | 1 | 0 | 5 | 2 | 1 | 1 | 3 | 1 | 1 | 0 | 0 | 0
SDG&E Study Area | Shadowridge | 138 | #N/A |  | 0 | 0 |  | 0 |  | 0 | [9 empty] | 0 | 0 | 0 | 0 |  | 0 | 10 | #N/A | #N/A | #N/A | #N/A | #N/A | #N/A | #N/A | #N/A | #N/A | #N/A | #N/A | 0 | 0 | 0
PG&E Kern Study Area | Shafter | 115 | Shafter |  | 0 | 0 |  | 0 |  | 0 | [9 empty] | 0 | 0 | 0 | 0 |  | 0 | 10 | 1 | 1 | 3 | 0 | 1 | 1 | 1 | 1 | 1 | 1 | 1 | 0 | 0 | 0
PG&E North of Greater Bay Study Area | Shiloh II | 230 | #N/A |  | 0 | 0 |  | 0 |  | 0 | [9 empty] | 0 | 0 | 0 | 0 |  | 0 | 10 | #N/A | #N/A | #N/A | #N/A | #N/A | #N/A | #N/A | #N/A | #N/A | #N/A | #N/A | 0 | 0 | 0
PG&E North of Greater Bay Study Area | Silverado | 115 | #N/A |  | 0 | 0 |  | 0 |  | 0 | [9 empty] | 0 | 0 | 0 | 0 |  | 0 | 10 | #N/A | #N/A | #N/A | #N/A | #N/A | #N/A | #N/A | #N/A | #N/A | #N/A | #N/A | 0 | 0 | 0
SDG&E Study Area | Silvergate | 230 | Silvergate |  | 0 | 0 |  | 0 |  | 0 | [9 empty] | 0 | 0 | 0 | 0 |  | 0 | 10 | 1 | 3 | 1 | 0 | 1 | 1 | 1 | 3 | 3 | 1 | 1 | 0 | 0 | 0
PG&E Kern Study Area | Sisquoc | 115 | Sisquoc |  | 0 | 0 |  | 0 |  | 0 | [9 empty] | 0 | 0 | 0 | 0 |  | 0 | 10 | 1 | 1 | 1 | 0 | 3 | 1 | 1 | 1 | 1 | 1 | 1 | 0 | 0 | 0
East of Pisgah Study Area | Sloan Canyon | 230 | SLOAN CANYON | OOS | 310 | 0 |  | 0 |  | 310 | 20 | 2 | N/A | N/A | N/A | N/A | N/A | N/A | N/A | 0 | 0 | 0 | 0 |  | 0 | 10 | 1 | N/A | N/A | N/A | N/A | N/A | N/A | N/A | N/A | N/A | N/A | 0 | 0 | 0
PG&E Kern Study Area | Smyrna | 115 | Smyrna |  | 0 | 0 |  | 0 |  | 0 | [9 empty] | 0 | 0 | 0 | 0 |  | 0 | 10 | 1 | 1 | 1 | 0 | 1 | 1 | 1 | 1 | 1 | 1 | 1 | 0 | 0 | 0
PG&E Greater Bay Study Area | Sobrante | 115 | #N/A |  | 0 | 0 |  | 0 |  | 0 | [9 empty] | 0 | 0 | 0 | 0 |  | 0 | 10 | #N/A | #N/A | #N/A | #N/A | #N/A | #N/A | #N/A | #N/A | #N/A | #N/A | #N/A | 0 | 0 | 0
PG&E Kern Study Area | Solar SS | 230 | Solar SS |  | 0 | 0 |  | 0 |  | 0 | [9 empty] | 0 | 0 | 0 | 0 |  | 0 | 10 | 1 | 1 | 1 | 0 | 2 | 1 | 1 | 1 | 2 | 2 | 1 | 0 | 0 | 0
SCE Northern Area | Springville | 230 | Springville |  | 0 | 0 |  | 0 |  | 0 | [9 empty] | 0 | 0 | 0 | 0 |  | 0 | 10 | 1 | 2 | 1 | 0 | 3 | 2 | 1 | 1 | 3 | 2 | 1 | 0 | 0 | 0
PG&E Greater Bay Study Area | Stagg | 230 | Stagg |  | 0 | 0 |  | 0 |  | 0 | [9 empty] | 0 | 0 | 0 | 0 |  | 0 | 10 | 1 | 1 | 3 | 0 | 1 | 1 | 1 | 1 | 1 | 1 | 1 | 0 | 0 | 0
PG&E Greater Bay Study Area | Std Oil | 115 | #N/A |  | 0 | 0 |  | 0 |  | 0 | [9 empty] | 0 | 0 | 0 | 0 |  | 0 | 10 | #N/A | #N/A | #N/A | #N/A | #N/A | #N/A | #N/A | #N/A | #N/A | #N/A | #N/A | 0 | 0 | 0
PG&E Kern Study Area | Stockdale | 230 | Stockdale |  | 0 | 0 |  | 0 |  | 0 | [9 empty] | 0 | 0 | 0 | 0 |  | 0 | 10 | 1 | 2 | 2 | 0 | 1 | 1 | 1 | 1 | 1 | 1 | 1 | 0 | 0 | 0
PG&E Kern Study Area | Stockdale | 115 | Stockdale |  | 0 | 0 |  | 0 |  | 0 | [9 empty] | 0 | 0 | 0 | 0 |  | 0 | 10 | 1 | 2 | 2 | 0 | 1 | 1 | 1 | 1 | 1 | 1 | 1 | 0 | 0 | 0
PG&E Fresno Study Area | Storey | 230 | #N/A |  | 0 | 0 |  | 0 |  | 0 | [9 empty] | 0 | 0 | 0 | 0 |  | 0 | 10 | #N/A | #N/A | #N/A | #N/A | #N/A | #N/A | #N/A | #N/A | #N/A | #N/A | #N/A | 0 | 0 | 0
PG&E North of Greater Bay Study Area | Summit | 115 | Summit |  | 0 | 0 |  | 0 |  | 0 | [9 empty] | 0 | 0 | 0 | 0 |  | 0 | 10 | 1 | 4 | 1 | 0 | 2 | 1 | 1 | 1 | 2 | 2 | 1 | 0 | 40 | 40 |  | OOS | N/A | N/A | N/A | N/A | N/A | N/A | N/A | N/A
SDG&E Study Area | Suncrest | 500 | Suncrest |  | 0 | 0 |  | 0 |  | 0 | [9 empty] | 0 | 0 | 0 | 0 |  | 0 | 10 | 1 | 2 | 1 | 0 | 5 | 1 | 1 | 2 | 2 | 2 | 1 | 0 | 0 | 0
SDG&E Study Area | Suncrest | 230 | Suncrest |  | 0 | 0 |  | 0 |  | 0 | [9 empty] | 0 | 0 | 0 | 0 |  | 0 | 10 | 1 | 2 | 1 | 0 | 5 | 1 | 1 | 2 | 2 | 2 | 1 | 0 | 0 | 0
SDG&E Study Area | New Sub - Suncrest - Ocotillo (Proposed) | 500 | New Sub - Suncrest - Ocotillo (Proposed) |  | 350 | 50 |  | 0 |  | 400 | 20 | 4 | 5 | 1 | 2 | 2 | 2 | 2 | 2 | 0 | 0 | 0 | 0 |  | 0 | 10 | #N/A | #N/A | #N/A | #N/A | #N/A | #N/A | #N/A | #N/A | #N/A | #N/A | #N/A | 0 | 0 | 0
PG&E Kern Study Area | Sunset | 230 | #N/A |  | 0 | 0 |  | 0 |  | 0 | [9 empty] | 0 | 0 | 0 | 0 |  | 0 | 10 | #N/A | #N/A | #N/A | #N/A | #N/A | #N/A | #N/A | #N/A | #N/A | #N/A | #N/A | 0 | 0 | 0
PG&E Kern Study Area | Surf | 115 | #N/A |  | 0 | 0 |  | 0 |  | 0 | [9 empty] | 0 | 0 | 0 | 0 |  | 0 | 10 | #N/A | #N/A | #N/A | #N/A | #N/A | #N/A | #N/A | #N/A | #N/A | #N/A | #N/A | 0 | 0 | 0
SDG&E Study Area | Sycamore Canyon | 230 | Sycamore Canyon |  | 0 | 0 |  | 0 |  | 0 | [9 empty] | 0 | 0 | 0 | 0 |  | 0 | 10 | 1 | 3 | 1 | 0 | 5 | 3 | 2 | 2 | 5 | 1 | 1 | 0 | 0 | 0
SDG&E Study Area | Sycamore Canyon | 138 | Sycamore Canyon |  | 0 | 0 |  | 0 |  | 0 | [9 empty] | 0 | 0 | 0 | 0 |  | 0 | 10 | 1 | 3 | 1 | 0 | 5 | 3 | 2 | 2 | 5 | 1 | 1 | 0 | 0 | 0
SCE Metro Study Area | Sylmar | 230 | Sylmar |  | 0 | 0 |  | 0 |  | 0 | [9 empty] | 0 | 0 | 0 | 0 |  | 0 | 10 | 1 | 2 | 1 | 0 | 5 | 1 | 1 | 1 | 1 | 1 | 1 | 0 | 0 | 0
PG&E North of Greater Bay Study Area | Table Mountain | 500 | Table Mountain |  | 0 | 0 |  | 0 |  | 0 | [9 empty] | 0 | 0 | 0 | 0 |  | 0 | 10 | 1 | 1 | 1 | 0 | 2 | 3 | 1 | 2 | 4 | 1 | 1 | 0 | 0 | 0
PG&E North of Greater Bay Study Area | Table Mountain | 230 | Table Mountain |  | 60.5 | 52.5 |  | 0 |  | 113 | 15 | 2 | 2 | 2 | 1 | 2 | 3 | 1 | 1 | 0 | 0 | 0 | 0 |  | 0 | 10 | 1 | 1 | 1 | 0 | 2 | 3 | 1 | 2 | 4 | 1 | 1 | 0 | 0 | 0
PG&E Kern Study Area | Taft | 115 | Taft |  | 0 | 0 |  | 0 |  | 0 | [9 empty] | 0 | 0 | 0 | 0 |  | 0 | 10 | 1 | 1 | 1 | 1 | 1 | 1 | 2 | 3 | 4 | 1 | 1 | 0 | 0 | 0
SDG&E Study Area | Talega | 230 | Talega |  | 0 | 0 |  | 0 |  | 0 | [9 empty] | 0 | 0 | 0 | 0 |  | 0 | 10 | 1 | 4 | 1 | 0 | 5 | 1 | 2 | 2 | 3 | 2 | 1 | 0 | 0 | 0
SDG&E Study Area | Talega | 138 | Talega |  | 0 | 0 |  | 0 |  | 0 | [9 empty] | 0 | 0 | 0 | 0 |  | 0 | 10 | 1 | 4 | 1 | 0 | 5 | 1 | 2 | 2 | 3 | 2 | 1 | 0 | 0 | 0
PG&E Greater Bay Study Area | Tassajara | 230 | #N/A |  | 0 | 0 |  | 0 |  | 0 | [9 empty] | 0 | 0 | 0 | 0 |  | 0 | 10 | #N/A | #N/A | #N/A | #N/A | #N/A | #N/A | #N/A | #N/A | #N/A | #N/A | #N/A | 0 | 0 | 0
PG&E Kern Study Area | Temblor | 115 | Temblor |  | 0 | 0 |  | 0 |  | 0 | [9 empty] | 0 | 0 | 0 | 0 |  | 0 | 10 | 1 | 1 | 1 | 0 | 1 | 1 | 1 | 1 | 2 | 1 | 1 | 0 | 0 | 0
PG&E Kern Study Area | Templeton | 230 | Templeton |  | 100 | 0 |  | 0 |  | 100 | 15 | 1 | 4 | 1 | 1 | 1 | 1 | 1 | 1 | 0 | 0 | 0 | 0 |  | 0 | 10 | 1 | 2 | 1 | 0 | 4 | 1 | 1 | 1 | 1 | 1 | 1 | 0 | 0 | 0
PG&E Greater Bay Study Area | Tesla | 500 | Tesla |  | 302 | 0 |  | 0 |  | 302 | 15 | 4 | 2 | 2 | 1 | 1 | 2 | 1 | 2 | 0 | 0 | 0 | 0 |  | 0 | 10 | 1 | 2 | 1 | 0 | 1 | 3 | 2 | 2 | 3 | 1 | 1 | 0 | 0 | 0
PG&E Greater Bay Study Area | Tesla | 230 | Tesla |  | 130 | 45 |  | 0 | 175 | 0 | 15 | 4 | 2 | 2 | 1 | 1 | 2 | 1 | 2 | 0 | 0 | 0 | 0 |  | 0 | 10 | 1 | 2 | 1 | 0 | 1 | 3 | 2 | 2 | 3 | 1 | 1 | 0 | 0 | 0
PG&E Greater Bay Study Area | Tesla | 115 | Tesla |  | 0 | 0 |  | 0 |  | 0 | [9 empty] | 0 | 0 | 0 | 0 |  | 0 | 10 | 1 | 2 | 1 | 0 | 1 | 3 | 2 | 2 | 3 | 1 | 1 | 0 | 0 | 0
PG&E Kern Study Area | Tevis | 115 | Tevis |  | 0 | 0 |  | 0 |  | 0 | [9 empty] | 0 | 0 | 0 | 0 |  | 0 | 10 | 1 | 2 | 1 | 0 | 1 | 1 | 1 | 2 | 2 | 1 | 1 | 0 | 0 | 0
East of Pisgah Study Area | Thousandaire | 138 | THOUSANDAIRE | OOS | 0 | 0 |  | 0 |  | 0 | [9 empty] | 0 | 0 | 0 | 0 |  | 0 | 10 | 1 | N/A | N/A | N/A | N/A | N/A | N/A | N/A | N/A | N/A | N/A | 0 | 0 | 0
SCE North of Lugo Study Area | Tortilla | 115 | Tortilla |  | 0 | 0 |  | 0 |  | 0 | [9 empty] | 0 | 0 | 0 | 0 |  | 0 | 10 | 1 | 3 | 1 | 0 | 1 | 2 | 2 | 1 | 3 | 1 | 1 | 0 | 0 | 0
SDG&E Study Area | Trabuco | 138 | Trabuco |  | 0 | 0 |  | 0 |  | 0 | [9 empty] | 0 | 0 | 0 | 0 |  | 0 | 10 | 1 | 4 | 1 | 0 | 5 | 1 | 2 | 3 | 3 | 1 | 1 | 0 | 0 | 0
PG&E Greater Bay Study Area | Tracy | 500 | #N/A |  | 0 | 0 |  | 0 |  | 0 | [9 empty] | 0 | 0 | 0 | 0 |  | 0 | 10 | #N/A | #N/A | #N/A | #N/A | #N/A | #N/A | #N/A | #N/A | #N/A | #N/A | #N/A | 0 | 0 | 0
PG&E Greater Bay Study Area | Tracy | 230 | Kelso |  | 0 | 0 |  | 0 |  | 0 | 10 | 2 | 2 | 2 | 1 | 1 | 2 | 1 | 1 | 0 | 0 | 0 | 0 |  | 0 | 10 | 1 | 1 | 1 | 0 | 2 | 2 | 1 | 1 | 2 | 1 | 1 | 0 | 0 | 0
PG&E Fresno Study Area | Tranquility | 230 | Tranquility |  | 0 | 0 |  | 0 |  | 0 | [9 empty] | 370 | 215 | 0 | 200 |  | 785 | 10 | 1 | 2 | 1 | 1 | 1 | 1 | 1 | 1 | 1 | 1 | 1 | 0 | 0 | 0
East of Pisgah Study Area | Trout Canyon | 230 | TROUT CANYON | OOS | 0 | 0 |  | 0 |  | 0 | [9 empty] | 565 | 365 | 0 | 0 |  | 930 | 10 | 2 | N/A | N/A | N/A | N/A | N/A | N/A | N/A | N/A | N/A | N/A | 0 | 0 | 0
PG&E North of Greater Bay Study Area | Tulucay | 230 | Tulucay |  | 0 | 0 |  | 0 |  | 0 | [9 empty] | 25 | 0 | 0 | 0 |  | 25 | 5 | 2 | 2 | 1 | 2 | 2 | 3 | 1 | 1 | 3 | 1 | 1 | 0 | 0 | 0
PG&E Kern Study Area | Tupman | 115 | Tupman |  | 0 | 0 |  | 0 |  | 0 | [9 empty] | 55 | 0 | 0 | 0 |  | 55 | 5 | 2 | 1 | 1 | 1 | 1 | 1 | 1 | 3 | 3 | 1 | 1 | 0 | 0 | 0
PG&E North of Greater Bay Study Area | Ukiah | 115 | Ukiah |  | 0 | 0 |  | 0 |  | 0 | [9 empty] | 0 | 0 | 0 | 0 |  | 0 | 10 | 1 | 1 | 1 | 0 | 5 | 1 | 1 | 2 | 2 | 2 | 1 | 0 | 0 | 0
PG&E North of Greater Bay Study Area | Vaca Dixon | 500 | Vaca Dixon |  | 0 | 0 |  | 0 |  | 0 | [9 empty] | 0 | 0 | 0 | 0 |  | 0 | 10 | 1 | 1 | 2 | 0 | 1 | 1 | 1 | 1 | 1 | 1 | 1 | 0 | 0 | 0
PG&E North of Greater Bay Study Area | Vaca Dixon | 230 | Vaca Dixon |  | 0 | 0 |  | 0 |  | 0 | [9 empty] | 0 | 0 | 0 | 0 |  | 0 | 10 | 1 | 1 | 2 | 0 | 1 | 1 | 1 | 1 | 1 | 1 | 1 | 0 | 0 | 0
PG&E North of Greater Bay Study Area | Vaca Dixon | 115 | Vaca Dixon |  | 0 | 0 |  | 0 |  | 0 | [9 empty] | 0 | 0 | 0 | 0 |  | 0 | 10 | 1 | 1 | 2 | 0 | 1 | 1 | 1 | 1 | 1 | 1 | 1 | 0 | 0 | 0
SCE Eastern Study Area | Valley (SCE) | 500 | Valley (SCE) |  | 0 | 0 |  | 0 |  | 0 | [9 empty] | 0 | 0 | 0 | 0 |  | 0 | 10 | 1 | 4 | 1 | 0 | 5 | 1 | 1 | 2 | 2 | 1 | 1 | 0 | 0 | 0
East of Pisgah Study Area | Valley (VEA) | 138 | Valley (VEA) | OOS | 0 | 0 |  | 0 |  | 0 | [9 empty] | 0 | 0 | 0 | 0 |  | 0 | 10 | 1 | N/A | N/A | N/A | N/A | N/A | N/A | N/A | N/A | N/A | N/A | 0 | 0 | 0
PG&E Greater Bay Study Area | Valley Home | 115 | #N/A |  | 0 | 0 |  | 0 |  | 0 | [9 empty] | 0 | 0 | 0 | 0 |  | 0 | 10 | #N/A | #N/A | #N/A | #N/A | #N/A | #N/A | #N/A | #N/A | #N/A | #N/A | #N/A | 0 | 0 | 0
East of Pisgah Study Area | Valley Switch | 138 | VALLEY SWITCH | OOS | 0 | 0 |  | 0 |  | 0 | [9 empty] | 0 | 0 | 0 | 0 |  | 0 | 10 | 1 | N/A | N/A | N/A | N/A | N/A | N/A | N/A | N/A | N/A | N/A | 0 | 0 | 0
PG&E Greater Bay Study Area | Vasona | 230 | #N/A |  | 0 | 0 |  | 0 |  | 0 | [9 empty] | 0 | 0 | 0 | 0 |  | 0 | 10 | #N/A | #N/A | #N/A | #N/A | #N/A | #N/A | #N/A | #N/A | #N/A | #N/A | #N/A | 0 | 0 | 0
SCE Northern Area | Vestal | 230 | Vestal |  | 0 | 0 |  | 0 |  | 0 | [9 empty] | 205 | 50 | 0 | 300 |  | 555 | 5 | 1 | 3 | 1 | 1 | 1 | 1 | 1 | 1 | 1 | 1 | 1 | 0 | 0 | 0
SCE North of Lugo Study Area | Victor | 230 | Victor |  | 0 | 0 |  | 0 |  | 0 | [9 empty] | 0 | 0 | 0 | 0 |  | 0 | 10 | 1 | 4 | 1 | 0 | 1 | 1 | 1 | 1 | 2 | 1 | 1 | 0 | 0 | 0
SCE North of Lugo Study Area | Victor | 115 | Victor |  | 0 | 0 |  | 0 |  | 0 | [9 empty] | 0 | 0 | 0 | 0 |  | 0 | 10 | 1 | 4 | 1 | 0 | 1 | 1 | 1 | 1 | 2 | 1 | 1 | 0 | 0 | 0
0 | Victorville (LDWP) | 500 | #N/A |  | 0 | 0 |  | 0 |  | 0 | [9 empty] | 0 | 0 | 0 | 0 |  | 0 | 10 | #N/A | #N/A | #N/A | #N/A | #N/A | #N/A | #N/A | #N/A | #N/A | #N/A | #N/A | 0 | 0 | 0
SCE Metro Study Area | Viejo | 230 | Viejo |  | 0 | 0 |  | 0 |  | 0 | [9 empty] | 0 | 0 | 0 | 0 |  | 0 | 10 | 1 | 4 | 1 | 0 | 5 | 2 | 1 | 2 | 3 | 2 | 1 | 0 | 0 | 0
PG&E Greater Bay Study Area | Vierra | 115 | Vierra |  | 0 | 0 |  | 0 |  | 0 | [9 empty] | 0 | 0 | 0 | 0 |  | 0 | 10 | 1 | 2 | 2 | 0 | 1 | 1 | 1 | 1 | 1 | 1 | 1 | 0 | 0 | 0
SCE Metro Study Area | Villa Park | 230 | Villa Park |  | 0 | 0 |  | 0 |  | 0 | [9 empty] | 0 | 0 | 0 | 0 |  | 0 | 10 | 1 | 2 | 1 | 0 | 5 | 2 | 1 | 1 | 3 | 1 | 1 | 0 | 0 | 0
SCE Northern Area | Vincent | 500 | Vincent |  | 0 | 0 |  | 0 |  | 0 | [9 empty] | 0 | 0 | 0 | 0 |  | 0 | 10 | 2 | 5 | 1 | 0 | 5 | 1 | 1 | 1 | 2 | 1 | 2 | 0 | 0 | 0
SCE Northern Area | Vincent | 230 | Vincent |  | 0 | 0 |  | 0 |  | 0 | [9 empty] | 0 | 617 | 0 | 0 |  | 617 | 10 | 2 | 5 | 1 | 2 | 5 | 1 | 1 | 1 | 2 | 1 | 2 | 0 | 0 | 0
PG&E Greater Bay Study Area | Vineyard | 230 | #N/A |  | 0 | 0 |  | 0 |  | 0 | [9 empty] | 0 | 0 | 0 | 0 |  | 0 | 10 | #N/A | #N/A | #N/A | #N/A | #N/A | #N/A | #N/A | #N/A | #N/A | #N/A | #N/A | 0 | 0 | 0
SCE Eastern Study Area | Vista (SCE) | 230 | Vista (SCE) |  | 0 | 0 |  | 0 |  | 0 | [9 empty] | 0 | 0 | 0 | 0 |  | 0 | 10 | 1 | 4 | 1 | 0 | 5 | 1 | 2 | 3 | 5 | 1 | 1 | 0 | 0 | 0
East of Pisgah Study Area | Vista (VEA) | 138 | Vista (VEA) | OOS | 0 | 0 |  | 0 |  | 0 | [9 empty] | 0 | 0 | 0 | 0 |  | 0 | 10 | 1 | N/A | N/A | N/A | N/A | N/A | N/A | N/A | N/A | N/A | N/A | 0 | 0 | 0
SCE Metro Study Area | Walnut | 230 | Walnut |  | 0 | 0 |  | 0 |  | 0 | [9 empty] | 0 | 0 | 0 | 0 |  | 0 | 10 | 1 | 2 | 1 | 0 | 5 | 2 | 1 | 1 | 2 | 1 | 1 | 0 | 0 | 0
SCE Northern Area | Warne | 230 | #N/A |  | 0 | 0 |  | 0 |  | 0 | [9 empty] | 0 | 0 | 0 | 0 |  | 0 | 10 | #N/A | #N/A | #N/A | #N/A | #N/A | #N/A | #N/A | #N/A | #N/A | #N/A | #N/A | 0 | 0 | 0
PG&E Fresno Study Area | Warnerville | 230 | Warnerville |  | 0 | 0 |  | 0 |  | 0 | [9 empty] | 0 | 0 | 0 | 0 |  | 0 | 10 | 1 | 2 | 1 | 0 | 1 | 2 | 1 | 1 | 3 | 1 | 1 | 0 | 0 | 0
PG&E Fresno Study Area | Waukena | 115 | #N/A |  | 0 | 0 |  | 0 |  | 0 | [9 empty] | 0 | 0 | 0 | 0 |  | 0 | 10 | #N/A | #N/A | #N/A | #N/A | #N/A | #N/A | #N/A | #N/A | #N/A | #N/A | #N/A | 0 | 0 | 0
PG&E Greater Bay Study Area | Weber | 230 | Weber |  | 0 | 0 |  | 0 |  | 0 | [9 empty] | 0 | 0 | 0 | 0 |  | 0 | 10 | 1 | 2 | 2 | 0 | 1 | 1 | 1 | 1 | 1 | 1 | 1 | 0 | 0 | 0
PG&E Fresno Study Area | West Fresno | 115 | West Fresno |  | 0 | 0 |  | 0 |  | 0 | [9 empty] | 0 | 0 | 0 | 0 |  | 0 | 10 | 1 | 3 | 2 | 0 | 1 | 1 | 1 | 1 | 1 | 1 | 1 | 0 | 0 | 0
PG&E Fresno Study Area | Westley | 230 | Westley |  | 0 | 0 |  | 0 |  | 0 | [9 empty] | 0 | 0 | 0 | 0 |  | 0 | 10 | 1 | 2 | 2 | 0 | 1 | 2 | 1 | 1 | 3 | 1 | 1 | 0 | 0 | 0
PG&E Fresno Study Area | New Sub - Westley - Quinto (Proposed) | 230 | #N/A |  | 0 | 0 |  | 0 |  | 0 | [9 empty] | 0 | 0 | 0 | 0 |  | 0 | 10 | #N/A | #N/A | #N/A | #N/A | #N/A | #N/A | #N/A | #N/A | #N/A | #N/A | #N/A | 0 | 0 | 0
PG&E Kern Study Area | Westpark | 115 | Westpark |  | 0 | 0 |  | 0 |  | 0 | [9 empty] | 0 | 0 | 0 | 0 |  | 0 | 10 | 1 | 2 | 1 | 0 | 1 | 1 | 1 | 1 | 1 | 1 | 1 | 0 | 0 | 0
PG&E Kern Study Area | Wheeler Ridge | 230 | Wheeler Ridge |  | 0 | 0 |  | 0 |  | 0 | [9 empty] | 200 | 50 | 200 | 0 |  | 50 | 10 | 1 | 1 | 2 | 1 | 1 | 1 | 1 | 1 | 1 | 1 | 1 | 0 | 0 | 0
PG&E Kern Study Area | New Sub - Midway - Wheeler Ridge (Proposed) | 230 | New Sub - Midway - Wheeler Ridge (Proposed) |  | 0 | 0 |  | 0 |  | 0 | [9 empty] | 0 | 150 | 0 | 0 |  | 150 | 10 | 1 | 1 | 1 | 1 | 1 | 1 | 1 | 1 | 2 | 1 | 1 | 0 | 0 | 0
SCE Northern Area | Whirlwind | 230 | Whirlwind |  | 300 | 0 |  | 0 |  | 300 | 10 | 2 | 2 | 1 | 1 | 1 | 2 | 1 | 2 | 224 | 348 | 174 | 0 |  | 398 | 10 | 1 | 4 | 1 | 2 | 2 | 1 | 1 | 1 | 2 | 1 | 1 | 0 | 0 | 0
SCE Northern Area | Whirlwind | 500 | Whirlwind |  | 0 | 0 |  | 0 |  | 0 | [9 empty] | 0 | 0 | 0 | 0 |  | 0 | 10 | 1 | 4 | 1 | 0 | 2 | 1 | 1 | 1 | 2 | 1 | 1 | 0 | 0 | 0
PG&E Fresno Study Area | Wilson | 230 | Wilson |  | 169 | 31 |  | 0 |  | 200 | 30 | 1 | 1 | 2 | 1 | 1 | 2 | 1 | 1 | 0 | 0 | 0 | 0 |  | 0 | 10 | 1 | 1 | 1 | 0 | 1 | 2 | 2 | 2 | 3 | 1 | 1 | 0 | 0 | 0
PG&E Fresno Study Area | Wilson | 115 | Wilson |  | 0 | 0 |  | 0 |  | 0 | [9 empty] | 0 | 0 | 0 | 0 |  | 0 | 10 | 1 | 1 | 1 | 0 | 1 | 2 | 2 | 2 | 3 | 1 | 1 | 0 | 0 | 0
PG&E Kern Study Area | Windgap PP | 230 | #N/A |  | 0 | 0 |  | 0 |  | 0 | [9 empty] | 0 | 0 | 0 | 0 |  | 0 | 10 | #N/A | #N/A | #N/A | #N/A | #N/A | #N/A | #N/A | #N/A | #N/A | #N/A | #N/A | 0 | 0 | 0
SCE Northern Area | Windhub | 230 | Windhub |  | 124 | 0 |  | 0 |  | 124 | 15 | 1 | 2 | 1 | 1 | 1 | 2 | 1 | 1 | 212 | 600 | 0 | 130 |  | 942 | 10 | 2 | 5 | 1 | 2 | 2 | 2 | 2 | 2 | 2 | 1 | 2 | 0 | 0 | 0
SCE Northern Area | Windhub | 500 | Windhub |  | 0 | 0 |  | 0 |  | 0 | [9 empty] | 775 | 0 | 0 | 0 |  | 775 | 10 | 2 | 5 | 1 | 2 | 2 | 2 | 2 | 2 | 2 | 1 | 2 | 0 | 0 | 0
PG&E North of Greater Bay Study Area | Woodland | 115 | Woodland |  | 0 | 0 |  | 0 |  | 0 | [9 empty] | 0 | 12 | 0 | 0 |  | 12 | 5 | 1 | 1 | 2 | 2 | 1 | 2 | 1 | 1 | 2 | 1 | 1 | 0 | 0 | 0
PG&E North of Greater Bay Study Area | Wyandotte | 115 | Wyandotte |  | 0 | 0 |  | 0 |  | 0 | [9 empty] | 0 | 0 | 0 | 0 |  | 0 | 10 | 1 | 2 | 1 | 0 | 2 | 3 | 1 | 1 | 4 | 1 | 1 | 0 | 0 | 0

## LandUse_Env_SubSummary_2039
This tab shows by substation the land-use and environmental criteria for the mapped solar, wind, and geothermal resources for the 2039 portfolio. The MWs mapped, the adjustments for baseline resources, online resources, and likely repower projects, the needed distance from substation for analysis, and the resulting criteria flags for the land-use and environmental impacts criteria are shown by substation and renewable resource type. The mapping info and results are shown for onshore wind in columns F through T, solar in columns V through AM, and geothermal in columns AO through BA.
[5 empty] | Onshore In-CAISO Wind | [14 empty] | Solar Analysis | [17 empty] | Geothermal
[5 empty] | Mapped Resources |  | Adjustments to Analysis |  |  | Analysis Amount | [9 empty] | Mapped Resources |  | Adjustments to Analysis |  |  | Analysis Amount | [12 empty] | Mapped Resources | Adjustments | Analysis Amount
[5 empty] | Wind | Wind | Exclude | Include | Exclude | Onshore Wind | Distance | [8 empty] | Solar | Solar | Exclude | Include | Exclude | Solar | Distance | [11 empty] | Geothermal | Include | Geothermal
CAISO Study Area | Substation | Voltage | Sub Name in Screens Analysis | Is OOS/out-of-CAISO | FCDS | EODS | In-Dev Res. Online & Captured in Land-use Exclusions | Baseline Resources not yet Constructed | Likely Repower (existing project footprints) | Total for Env/Land-Use Analysis | Distance from Substation | Core Screen Criteria Alignment Level | Fire Threat Criteria Alignment Level | ACE Connectivity Criteria Alignment | ACE Biodiversity Criteria Alignment | ACE Irreplaceability Criteria Alignment | All ACE Criteria Alignment | Intactness Criteria Alignment | Wetlands Criteria Alignment | FCDS | EODS | In-Dev Res. Online & Captured in Land-use Exclusions | Baseline Resources not yet Constructed | Likely Repower MWs | Total for Env/Land-Use Analysis | Distance from Substation | Core Screen Criteria Alignment Level | Parcelization Criteria Alignment Level | Cropland Index Criteria Alignment Level | Overdrafted Basin Criteria Alignment Level | Fire Threat Criteria Alignment Level | ACE Connectivity Criteria Alignment | ACE Biodiversity Criteria Alignment | ACE Irreplaceability Criteria Alignment | All ACE Criteria Alignment | Intactness Criteria Alignment | Wetlands Criteria Alignment | FCDS | Baseline Resources not yet constructed | Total for Env/Land-Use Analysis |  | Geothermal Field | Core Screen Criteria Alignment Level | Fire Threat Criteria Alignment Level | ACE Connectivity Criteria Alignment | ACE Biodiversity Criteria Alignment | ACE Irreplaceability Criteria Alignment | All ACE Criteria Alignment | Intactness Criteria Alignment | Wetlands Criteria Alignment
PG&E Kern Study Area | 7th Standard | 115 | 7th Standard |  | 0 | 0 |  | 0 |  | 0 | [9 empty] | 0 | 0 | 0 | 0 |  | 0 | 5 | 1 | 3 | 3 | 2 | 1 | 1 | 1 | 1 | 1 | 1 | 1 | 0 | 0 | 0
SCE Metro Study Area | Alamitos | 230 | Alamitos |  | 0 | 0 |  | 0 |  | 0 | [9 empty] | 0 | 0 | 0 | 0 |  | 0 | 10 | 1 | 4 | 1 | 2 | 1 | 1 | 1 | 3 | 3 | 1 | 1 | 0 | 0 | 0
SCE Eastern Study Area | Alberhill | 500 | #N/A |  | 0 | 0 |  | 0 |  | 0 | [9 empty] | 0 | 0 | 0 | 0 |  | 0 | 10 | #N/A | #N/A | #N/A | #N/A | #N/A | #N/A | #N/A | #N/A | #N/A | #N/A | #N/A | 0 | 0 | 0
PG&E Kern Study Area | Alpaugh | 115 | Alpaugh |  | 0 | 0 |  | 0 |  | 0 | [9 empty] | 0 | 0 | 0 | 0 |  | 0 | 10 | 1 | 1 | 1 | 1 | 1 | 1 | 1 | 1 | 1 | 1 | 1 | 0 | 0 | 0
SDG&E Study Area | Alpine | 69 | #N/A |  | 0 | 0 |  | 0 |  | 0 | [9 empty] | 0 | 0 | 0 | 0 |  | 0 | 10 | #N/A | #N/A | #N/A | #N/A | #N/A | #N/A | #N/A | #N/A | #N/A | #N/A | #N/A | 0 | 0 | 0
PG&E Greater Bay Study Area | Altamont Midway (Sandhill) | 230 | Green Ridge Midway |  | 5 | 0 |  | 0 | 5 | 0 | 10 | 1 | 2 | 2 | 2 | 2 | 3 | 1 | 1 | 0 | 0 | 0 | 0 |  | 0 | 10 | 1 | 2 | 1 | 2 | 2 | 2 | 2 | 2 | 3 | 1 | 1 | 0 | 0 | 0
SCE Northern Area | Antelope | 500 | Antelope |  | 0 | 0 |  | 0 |  | 0 | [9 empty] | 0 | 0 | 0 | 0 |  | 0 | 10 | 1 | 4 | 1 | 2 | 5 | 1 | 1 | 1 | 1 | 1 | 1 | 0 | 0 | 0
SCE Northern Area | Antelope | 230 | Antelope |  | 140 | 16 |  | 0 |  | 156 | 10 | 2 | 5 | 1 | 1 | 1 | 1 | 1 | 1 | 217 | 250 | 0 | 125 |  | 592 | 10 | 1 | 5 | 1 | 2 | 5 | 1 | 1 | 1 | 1 | 1 | 1 | 0 | 0 | 0
PG&E Kern Study Area | Arco | 230 | Arco |  | 0 | 0 |  | 0 |  | 0 | [9 empty] | 135 | 515 | 0 | 124.9 |  | 774.9 | 10 | 2 | 2 | 2 | 2 | 1 | 2 | 1 | 1 | 3 | 1 | 1 | 0 | 0 | 0
SCE Metro Study Area | ArcoGen | 230 | Arcogen |  | 0 | 0 |  | 0 |  | 0 | [9 empty] | 0 | 0 | 0 | 0 |  | 0 | 10 | 1 | 4 | 1 | 2 | 1 | 1 | 1 | 2 | 2 | 1 | 1 | 0 | 0 | 0
SDG&E Study Area | Artesian | 230 | #N/A |  | 0 | 0 |  | 0 |  | 0 | [9 empty] | 0 | 0 | 0 | 0 |  | 0 | 10 | #N/A | #N/A | #N/A | #N/A | #N/A | #N/A | #N/A | #N/A | #N/A | #N/A | #N/A | 0 | 0 | 0
PG&E Fresno Study Area | Ashlan | 230 | #N/A |  | 0 | 0 |  | 0 |  | 0 | [9 empty] | 0 | 0 | 0 | 0 |  | 0 | 10 | #N/A | #N/A | #N/A | #N/A | #N/A | #N/A | #N/A | #N/A | #N/A | #N/A | #N/A | 0 | 0 | 0
PG&E North of Greater Bay Study Area | Atlantic | 230 | #N/A |  | 0 | 0 |  | 0 |  | 0 | [9 empty] | 0 | 0 | 0 | 0 |  | 0 | 10 | #N/A | #N/A | #N/A | #N/A | #N/A | #N/A | #N/A | #N/A | #N/A | #N/A | #N/A | 0 | 0 | 0
PG&E North of Greater Bay Study Area | Atlantic | 115 | #N/A |  | 0 | 0 |  | 0 |  | 0 | [9 empty] | 0 | 0 | 0 | 0 |  | 0 | 10 | #N/A | #N/A | #N/A | #N/A | #N/A | #N/A | #N/A | #N/A | #N/A | #N/A | #N/A | 0 | 0 | 0
PG&E Greater Bay Study Area | Avena | 115 | #N/A |  | 0 | 0 |  | 0 |  | 0 | [9 empty] | 0 | 0 | 0 | 0 |  | 0 | 10 | #N/A | #N/A | #N/A | #N/A | #N/A | #N/A | #N/A | #N/A | #N/A | #N/A | #N/A | 0 | 0 | 0
SDG&E Study Area | Avocado | 69 | #N/A |  | 0 | 0 |  | 0 |  | 0 | [9 empty] | 0 | 0 | 0 | 0 |  | 0 | 10 | #N/A | #N/A | #N/A | #N/A | #N/A | #N/A | #N/A | #N/A | #N/A | #N/A | #N/A | 0 | 0 | 0
PG&E North of Greater Bay Study Area | Bahia | 230 | #N/A |  | 0 | 0 |  | 0 |  | 0 | [9 empty] | 0 | 0 | 0 | 0 |  | 0 | 10 | #N/A | #N/A | #N/A | #N/A | #N/A | #N/A | #N/A | #N/A | #N/A | #N/A | #N/A | 0 | 0 | 0
SCE Northern Area | Bailey | 230 | Bailey |  | 0 | 0 |  | 0 |  | 0 | [9 empty] | 0 | 0 | 0 | 0 |  | 0 | 10 | 1 | 1 | 1 | 2 | 5 | 2 | 2 | 2 | 4 | 1 | 1 | 0 | 0 | 0
PG&E Kern Study Area | Bakersfield | 230 | Bakersfield |  | 0 | 0 |  | 0 |  | 0 | [9 empty] | 0 | 0 | 0 | 0 |  | 0 | 10 | 1 | 2 | 1 | 1 | 1 | 1 | 1 | 1 | 2 | 1 | 1 | 0 | 0 | 0
PG&E Fresno Study Area | Balch 2 | 230 | #N/A |  | 0 | 0 |  | 0 |  | 0 | [9 empty] | 0 | 0 | 0 | 0 |  | 0 | 10 | #N/A | #N/A | #N/A | #N/A | #N/A | #N/A | #N/A | #N/A | #N/A | #N/A | #N/A | 0 | 0 | 0
SCE Metro Study Area | Barre | 230 | Barre |  | 0 | 0 |  | 0 |  | 0 | [9 empty] | 0 | 0 | 0 | 0 |  | 0 | 10 | 1 | 4 | 1 | 2 | 1 | 1 | 1 | 5 | 5 | 1 | 1 | 0 | 0 | 0
SDG&E Study Area | Bay Boulevard | 230 | Bay Boulevard |  | 0 | 0 |  | 0 |  | 0 | [9 empty] | 0 | 0 | 0 | 0 |  | 0 | 10 | 1 | 3 | 1 | 2 | 2 | 1 | 2 | 4 | 4 | 1 | 1 | 0 | 0 | 0
East of Pisgah Study Area | Beatty | 138 | Beatty | OOS | 0 | 0 |  | 0 |  | 0 | [9 empty] | 0 | 0 | 0 | 0 |  | 0 | 10 | 1 | N/A | N/A | N/A | N/A | N/A | N/A | N/A | N/A | N/A | N/A | 500 | 0 | 500 |  | OOS | N/A | N/A | N/A | N/A | N/A | N/A | N/A | N/A
PG&E Greater Bay Study Area | Belden | 230 | #N/A |  | 0 | 0 |  | 0 |  | 0 | [9 empty] | 0 | 0 | 0 | 0 |  | 0 | 10 | #N/A | #N/A | #N/A | #N/A | #N/A | #N/A | #N/A | #N/A | #N/A | #N/A | #N/A | 0 | 0 | 0
PG&E North of Greater Bay Study Area | Bellevue | 115 | Bellevue |  | 0 | 0 |  | 0 |  | 0 | [9 empty] | 0 | 0 | 0 | 0 |  | 0 | 10 | 1 | 3 | 1 | 2 | 3 | 1 | 1 | 2 | 3 | 1 | 1 | 0 | 0 | 0
PG&E North of Greater Bay Study Area | Bellota | 230 | Bellota |  | 0 | 0 |  | 0 |  | 0 | [9 empty] | 0 | 0 | 0 | 0 |  | 0 | 10 | 1 | 2 | 1 | 1 | 1 | 1 | 1 | 1 | 2 | 1 | 1 | 0 | 0 | 0
PG&E North of Greater Bay Study Area | Bellota | 115 | Bellota |  | 0 | 0 |  | 0 |  | 0 | [9 empty] | 0 | 0 | 0 | 0 |  | 0 | 10 | 1 | 2 | 1 | 1 | 1 | 1 | 1 | 1 | 2 | 1 | 1 | 0 | 0 | 0
SCE Northern Area | Big Creek | 230 | Big Creek |  | 0 | 0 |  | 0 |  | 0 | [9 empty] | 0 | 0 | 0 | 0 |  | 0 | 10 | 1 | 1 | 1 | 2 | 5 | 1 | 2 | 1 | 3 | 3 | 1 | 0 | 0 | 0
PG&E North of Greater Bay Study Area | Birds Landing | 230 | Birds Landing |  | 100 | 110 |  | 90 | 90 | 210 | 15 | 4 | 2 | 1 | 1 | 1 | 2 | 1 | 1 | 50 | 140 | 0 | 0 |  | 190 | 5 | 1 | 1 | 1 | 2 | 1 | 1 | 1 | 1 | 1 | 1 | 1 | 0 | 0 | 0
SCE Eastern Study Area | BlytheSC 161 kV | 161 | BlytheSC 161 kV |  | 0 | 0 |  | 0 |  | 0 | [9 empty] | 0 | 0 | 0 | 0 |  | 0 | 10 | 1 | 2 | 1 | 2 | 1 | 1 | 1 | 1 | 1 | 1 | 1 | 0 | 0 | 0
PG&E North of Greater Bay Study Area | Bogue | 115 | #N/A |  | 0 | 0 |  | 0 |  | 0 | [9 empty] | 0 | 0 | 0 | 0 |  | 0 | 10 | #N/A | #N/A | #N/A | #N/A | #N/A | #N/A | #N/A | #N/A | #N/A | #N/A | #N/A | 0 | 0 | 0
East of Pisgah Study Area | Bond Tap | 138 | #N/A |  | 0 | 0 |  | 0 |  | 0 | [9 empty] | 0 | 0 | 0 | 0 |  | 0 | 10 | #N/A | #N/A | #N/A | #N/A | #N/A | #N/A | #N/A | #N/A | #N/A | #N/A | #N/A | 0 | 0 | 0
PG&E Fresno Study Area | Borden | 230 | Borden |  | 0 | 0 |  | 0 |  | 0 | [9 empty] | 80 | 60 | 0 | 0 |  | 140 | 5 | 1 | 2 | 1 | 1 | 1 | 1 | 1 | 1 | 1 | 1 | 1 | 0 | 0 | 0
PG&E North of Greater Bay Study Area | Bottle Rock | 230 | #N/A |  | 0 | 0 |  | 0 |  | 0 | [9 empty] | 0 | 0 | 0 | 0 |  | 0 | 10 | #N/A | #N/A | #N/A | #N/A | #N/A | #N/A | #N/A | #N/A | #N/A | #N/A | #N/A | 0 | 0 | 0
PG&E Greater Bay Study Area | Brentwood | 230 | Brentwood |  | 0 | 0 |  | 0 |  | 0 | [9 empty] | 0 | 0 | 0 | 0 |  | 0 | 10 | 1 | 1 | 1 | 2 | 2 | 1 | 1 | 1 | 2 | 1 | 1 | 0 | 0 | 0
PG&E North of Greater Bay Study Area | Brighton | 230 | #N/A |  | 0 | 0 |  | 0 |  | 0 | [9 empty] | 0 | 0 | 0 | 0 |  | 0 | 10 | #N/A | #N/A | #N/A | #N/A | #N/A | #N/A | #N/A | #N/A | #N/A | #N/A | #N/A | 0 | 0 | 0
PG&E North of Greater Bay Study Area | Brunswick | 115 | Brunswick |  | 0 | 0 |  | 0 |  | 0 | [9 empty] | 0 | 0 | 0 | 0 |  | 0 | 10 | 1 | 4 | 1 | 2 | 5 | 3 | 1 | 1 | 3 | 1 | 1 | 0 | 0 | 0
PG&E Kern Study Area | Buena Vista PP | 230 | #N/A |  | 0 | 0 |  | 0 |  | 0 | [9 empty] | 0 | 0 | 0 | 0 |  | 0 | 10 | #N/A | #N/A | #N/A | #N/A | #N/A | #N/A | #N/A | #N/A | #N/A | #N/A | #N/A | 0 | 0 | 0
PG&E Kern Study Area | Cabrillo | 115 | Cabrillo |  | 0 | 0 |  | 91.2 |  | 91.2 | 20 | 2 | 5 | 2 | 1 | 1 | 3 | 2 | 1 | 0 | 0 | 0 | 0 |  | 0 | 10 | 1 | 1 | 1 | 2 | 5 | 2 | 1 | 1 | 3 | 1 | 1 | 0 | 0 | 0
PG&E Fresno Study Area | Cal Flats | 230 | #N/A |  | 0 | 0 |  | 0 |  | 0 | [9 empty] | 0 | 0 | 0 | 0 |  | 0 | 10 | #N/A | #N/A | #N/A | #N/A | #N/A | #N/A | #N/A | #N/A | #N/A | #N/A | #N/A | 0 | 0 | 0
PG&E Kern Study Area | Cal Water | 115 | Cal Water |  | 0 | 0 |  | 0 |  | 0 | [9 empty] | 0 | 0 | 0 | 0 |  | 0 | 10 | 1 | 1 | 1 | 1 | 2 | 3 | 1 | 1 | 3 | 1 | 1 | 0 | 0 | 0
SCE North of Lugo Study Area | Calcite | 230 | Calcite |  | 0 | 0 |  | 0 |  | 0 | [9 empty] | 150 | 250 | 0 | 0 |  | 400 | 5 | 2 | 5 | 1 | 2 | 1 | 2 | 1 | 1 | 2 | 1 | 2 | 0 | 0 | 0
PG&E Kern Study Area | Caliente | 230 | Caliente |  | 200 | 10 |  | 0 |  | 210 | 15 | 4 | 1 | 2 | 1 | 2 | 2 | 3 | 2 | 100 | 0 | 0 | 0 |  | 100 | 5 | 1 | 1 | 1 | 2 | 1 | 1 | 1 | 1 | 2 | 1 | 1 | 0 | 0 | 0
PG&E Kern Study Area | Callender SS | 115 | #N/A |  | 0 | 0 |  | 0 |  | 0 | [9 empty] | 0 | 0 | 0 | 0 |  | 0 | 10 | #N/A | #N/A | #N/A | #N/A | #N/A | #N/A | #N/A | #N/A | #N/A | #N/A | #N/A | 0 | 0 | 0
PG&E North of Greater Bay Study Area | Calpella | 115 | Calpella |  | 0 | 0 |  | 0 |  | 0 | [9 empty] | 0 | 0 | 0 | 0 |  | 0 | 10 | 1 | 1 | 1 | 2 | 5 | 1 | 1 | 1 | 2 | 2 | 1 | 0 | 0 | 0
PG&E Greater Bay Study Area | Camanche | 230 | Camanche |  | 0 | 0 |  | 0 |  | 0 | [9 empty] | 0 | 0 | 0 | 0 |  | 0 | 10 | 1 | 2 | 1 | 1 | 1 | 2 | 1 | 2 | 3 | 1 | 1 | 0 | 0 | 0
PG&E Fresno Study Area | Cantua | 115 | Cantua |  | 0 | 0 |  | 0 |  | 0 | [9 empty] | 0 | 0 | 0 | 0 |  | 0 | 10 | 1 | 1 | 1 | 1 | 1 | 1 | 1 | 1 | 1 | 1 | 1 | 0 | 0 | 0
SDG&E Study Area | Capistrano | 230 | Capistrano |  | 0 | 0 |  | 0 |  | 0 | [9 empty] | 0 | 0 | 0 | 0 |  | 0 | 10 | 1 | 4 | 1 | 2 | 5 | 1 | 2 | 2 | 3 | 2 | 1 | 0 | 0 | 0
SDG&E Study Area | Capistrano | 138 | Capistrano |  | 0 | 0 |  | 0 |  | 0 | [9 empty] | 0 | 0 | 0 | 0 |  | 0 | 10 | 1 | 4 | 1 | 2 | 5 | 1 | 2 | 2 | 3 | 2 | 1 | 0 | 0 | 0
PG&E North of Greater Bay Study Area | Carberry | 230 | #N/A |  | 0 | 0 |  | 0 |  | 0 | [9 empty] | 0 | 0 | 0 | 0 |  | 0 | 10 | #N/A | #N/A | #N/A | #N/A | #N/A | #N/A | #N/A | #N/A | #N/A | #N/A | #N/A | 0 | 0 | 0
PG&E North of Greater Bay Study Area | Caribou | 230 | #N/A |  | 0 | 0 |  | 0 |  | 0 | [9 empty] | 0 | 0 | 0 | 0 |  | 0 | 10 | #N/A | #N/A | #N/A | #N/A | #N/A | #N/A | #N/A | #N/A | #N/A | #N/A | #N/A | 0 | 0 | 0
PG&E North of Greater Bay Study Area | Carquinez | 115 | Carquinez |  | 0 | 0 |  | 0 |  | 0 | [9 empty] | 0 | 0 | 0 | 0 |  | 0 | 10 | 1 | 4 | 1 | 2 | 2 | 1 | 1 | 1 | 3 | 1 | 1 | 0 | 0 | 0
PG&E Kern Study Area | Carrizo Plains | 115 | Carrizo Plains |  | 0 | 0 |  | 0 |  | 0 | [9 empty] | 0 | 0 | 0 | 0 |  | 0 | 10 | 1 | 1 | 1 | 2 | 2 | 1 | 1 | 1 | 2 | 2 | 1 | 0 | 0 | 0
PG&E Greater Bay Study Area | Castro Valley | 230 | #N/A |  | 0 | 0 |  | 0 |  | 0 | [9 empty] | 0 | 0 | 0 | 0 |  | 0 | 10 | #N/A | #N/A | #N/A | #N/A | #N/A | #N/A | #N/A | #N/A | #N/A | #N/A | #N/A | 0 | 0 | 0
PG&E Greater Bay Study Area | Cayetano | 230 | Cayetano |  | 0 | 0 |  | 0 |  | 0 | [9 empty] | 0 | 100 | 0 | 0 |  | 100 | 10 | 2 | 1 | 2 | 2 | 3 | 2 | 2 | 3 | 3 | 1 | 1 | 0 | 0 | 0
SCE Metro Study Area | Center | 230 | Center |  | 0 | 0 |  | 0 |  | 0 | [9 empty] | 0 | 0 | 0 | 0 |  | 0 | 10 | 1 | 1 | 1 | 2 | 1 | 1 | 1 | 1 | 1 | 1 | 1 | 0 | 0 | 0
PG&E Kern Study Area | Charca | 115 | Charca |  | 0 | 0 |  | 0 |  | 0 | [9 empty] | 0 | 0 | 0 | 0 |  | 0 | 10 | 1 | 1 | 3 | 1 | 1 | 1 | 1 | 1 | 1 | 1 | 1 | 0 | 0 | 0
East of Pisgah Study Area | Charleston | 138 | #N/A |  | 0 | 0 |  | 0 |  | 0 | [9 empty] | 0 | 0 | 0 | 0 |  | 0 | 10 | #N/A | #N/A | #N/A | #N/A | #N/A | #N/A | #N/A | #N/A | #N/A | #N/A | #N/A | 0 | 0 | 0
SCE Metro Study Area | Chevmain | 230 | Chevmain |  | 0 | 0 |  | 0 |  | 0 | [9 empty] | 0 | 0 | 0 | 0 |  | 0 | 10 | 1 | 1 | 1 | 2 | 2 | 1 | 1 | 2 | 2 | 1 | 1 | 0 | 0 | 0
SDG&E Study Area | Chicarita | 138 | #N/A |  | 0 | 0 |  | 0 |  | 0 | [9 empty] | 0 | 0 | 0 | 0 |  | 0 | 10 | #N/A | #N/A | #N/A | #N/A | #N/A | #N/A | #N/A | #N/A | #N/A | #N/A | #N/A | 0 | 0 | 0
SCE Metro Study Area | Chino | 230 | Chino |  | 0 | 0 |  | 0 |  | 0 | [9 empty] | 0 | 0 | 0 | 0 |  | 0 | 10 | 1 | 4 | 1 | 2 | 5 | 1 | 1 | 1 | 2 | 1 | 1 | 0 | 0 | 0
PG&E Fresno Study Area | Chowchilla | 115 | #N/A |  | 0 | 0 |  | 0 |  | 0 | [9 empty] | 0 | 0 | 0 | 0 |  | 0 | 10 | #N/A | #N/A | #N/A | #N/A | #N/A | #N/A | #N/A | #N/A | #N/A | #N/A | #N/A | 0 | 0 | 0
PG&E Greater Bay Study Area | Christie | 115 | #N/A |  | 0 | 0 |  | 0 |  | 0 | [9 empty] | 0 | 0 | 0 | 0 |  | 0 | 10 | #N/A | #N/A | #N/A | #N/A | #N/A | #N/A | #N/A | #N/A | #N/A | #N/A | #N/A | 0 | 0 | 0
SCE Eastern Study Area | Cielo Azul | 500 | CIELO AZUL | OOS | 0 | 0 |  | 0 |  | 0 | [9 empty] | 700 | 1900 | 0 | 0 |  | 2600 | 10 | 2 | N/A | N/A | N/A | N/A | N/A | N/A | N/A | N/A | N/A | N/A | 0 | 0 | 0
PG&E North of Greater Bay Study Area | Cloverdale | 115 | Cloverdale |  | 0 | 0 |  | 0 |  | 0 | [9 empty] | 0 | 0 | 0 | 0 |  | 0 | 10 | 1 | 1 | 1 | 2 | 5 | 2 | 1 | 2 | 3 | 2 | 1 | 32 | 20.8 | 52.8 |  | Geysers | 1 | 5 | 1 | 1 | 2 | 3 | 1 | 1
PG&E Greater Bay Study Area | Coburn | 230 | Coburn |  | 100 | 0 |  | 0 |  | 100 | 10 | 1 | 1 | 1 | 1 | 1 | 2 | 1 | 1 | 0 | 0 | 0 | 0 |  | 0 | 10 | 1 | 1 | 1 | 2 | 2 | 1 | 1 | 1 | 1 | 1 | 1 | 0 | 0 | 0
PG&E North of Greater Bay Study Area | Colgate | 230 | #N/A |  | 0 | 0 |  | 0 |  | 0 | [9 empty] | 0 | 0 | 0 | 0 |  | 0 | 10 | #N/A | #N/A | #N/A | #N/A | #N/A | #N/A | #N/A | #N/A | #N/A | #N/A | #N/A | 0 | 0 | 0
PG&E Greater Bay Study Area | Collinsville | 500 | #N/A |  | 0 | 0 |  | 0 |  | 0 | [9 empty] | 0 | 0 | 0 | 0 |  | 0 | 10 | #N/A | #N/A | #N/A | #N/A | #N/A | #N/A | #N/A | #N/A | #N/A | #N/A | #N/A | 0 | 0 | 0
PG&E Greater Bay Study Area | Collinsville | 230 | #N/A |  | 0 | 0 |  | 0 |  | 0 | [9 empty] | 0 | 0 | 0 | 0 |  | 0 | 10 | #N/A | #N/A | #N/A | #N/A | #N/A | #N/A | #N/A | #N/A | #N/A | #N/A | #N/A | 0 | 0 | 0
SCE Eastern Study Area | Colorado River | 500 | Colorado River |  | 0 | 0 |  | 0 |  | 0 | [9 empty] | 0 | 0 | 0 | 0 |  | 0 | 10 | 3 | 2 | 2 | 2 | 1 | 1 | 2 | 1 | 2 | 2 | 2 | 0 | 0 | 0
SCE Eastern Study Area | Colorado River | 230 | Colorado River |  | 0 | 0 |  | 0 |  | 0 | [9 empty] | 500 | 895 | 350 | 0 |  | 1045 | 15 | 2 | 1 | 2 | 2 | 1 | 1 | 1 | 1 | 2 | 1 | 1 | 0 | 0 | 0
PG&E Kern Study Area | Columbus | 115 | Columbus |  | 0 | 0 |  | 0 |  | 0 | [9 empty] | 0 | 0 | 0 | 0 |  | 0 | 10 | 1 | 1 | 1 | 1 | 2 | 2 | 1 | 1 | 2 | 1 | 1 | 0 | 0 | 0
PG&E Greater Bay Study Area | Contra Costa PP | 230 | #N/A |  | 0 | 0 |  | 0 |  | 0 | [9 empty] | 0 | 0 | 0 | 0 |  | 0 | 10 | #N/A | #N/A | #N/A | #N/A | #N/A | #N/A | #N/A | #N/A | #N/A | #N/A | #N/A | 0 | 0 | 0
PG&E Greater Bay Study Area | Contra Costa | 230 | Contra Costa |  | 0 | 0 |  | 0 |  | 0 | [9 empty] | 0 | 0 | 0 | 0 |  | 0 | 10 | 1 | 1 | 1 | 2 | 2 | 1 | 2 | 1 | 2 | 1 | 1 | 0 | 0 | 0
SCE North of Lugo Study Area | Control | 115 | Control |  | 0 | 0 |  | 0 |  | 0 | [9 empty] | 0 | 0 | 0 | 0 |  | 0 | 10 | 1 | 1 | 1 | 2 | 5 | 1 | 1 | 1 | 1 | 2 | 1 | 0 | 53.7 | 40.7 | Removed 13 MW that are OOS | Mono - Long Valley | 1 | 5 | 1 | 1 | 1 | 1 | 2 | 1
SCE North of Lugo Study Area | Coolwater | 230 | Coolwater |  | 0 | 0 |  | 0 |  | 0 | [9 empty] | 0 | 0 | 0 | 0 |  | 0 | 10 | 3 | 3 | 1 | 2 | 1 | 3 | 1 | 1 | 3 | 1 | 2 | 0 | 0 | 0
SCE North of Lugo Study Area | Coolwater | 115 | Coolwater |  | 210 | 0 |  | 0 |  | 210 | 15 | 2 | 1 | 2 | 1 | 1 | 2 | 2 | 2 | 150 | 200 | 0 | 0 |  | 350 | 15 | 1 | 3 | 1 | 2 | 1 | 2 | 1 | 1 | 2 | 1 | 1 | 0 | 0 | 0
PG&E Fresno Study Area | Corcoran | 115 | Corcoran |  | 0 | 0 |  | 0 |  | 0 | [9 empty] | 0 | 0 | 0 | 0 |  | 0 | 10 | 1 | 1 | 1 | 1 | 1 | 1 | 1 | 1 | 1 | 1 | 1 | 0 | 0 | 0
PG&E North of Greater Bay Study Area | Corona | 115 | #N/A |  | 0 | 0 |  | 0 |  | 0 | [9 empty] | 0 | 0 | 0 | 0 |  | 0 | 10 | #N/A | #N/A | #N/A | #N/A | #N/A | #N/A | #N/A | #N/A | #N/A | #N/A | #N/A | 0 | 0 | 0
PG&E North of Greater Bay Study Area | Cortina | 230 | Cortina |  | 0 | 0 |  | 0 |  | 0 | [9 empty] | 0 | 0 | 0 | 0 |  | 0 | 10 | 3 | 1 | 1 | 2 | 2 | 1 | 1 | 1 | 3 | 1 | 1 | 0 | 0 | 0
PG&E North of Greater Bay Study Area | Cortina | 115 | Cortina |  | 0 | 0 |  | 0 |  | 0 | [9 empty] | 80 | 150 | 0 | 0 |  | 230 | 15 | 1 | 1 | 1 | 2 | 2 | 1 | 1 | 1 | 3 | 1 | 1 | 0 | 0 | 0
PG&E Greater Bay Study Area | Cottle | 230 | #N/A |  | 0 | 0 |  | 0 |  | 0 | [9 empty] | 0 | 0 | 0 | 0 |  | 0 | 10 | #N/A | #N/A | #N/A | #N/A | #N/A | #N/A | #N/A | #N/A | #N/A | #N/A | #N/A | 0 | 0 | 0
PG&E North of Greater Bay Study Area | Cottonwood | 230 | Cottonwood |  | 0 | 0 |  | 0 |  | 0 | [9 empty] | 0 | 0 | 0 | 0 |  | 0 | 10 | 1 | 3 | 1 | 2 | 3 | 1 | 1 | 1 | 2 | 1 | 1 | 0 | 0 | 0
PG&E Greater Bay Study Area | Coyote | 230 | Coyote |  | 0 | 0 |  | 0 |  | 0 | [9 empty] | 0 | 0 | 0 | 0 |  | 0 | 10 | 1 | 1 | 1 | 2 | 5 | 3 | 1 | 1 | 3 | 2 | 1 | 0 | 0 | 0
SDG&E Study Area | Creelman | 69 | #N/A |  | 0 | 0 |  | 0 |  | 0 | [9 empty] | 0 | 0 | 0 | 0 |  | 0 | 10 | #N/A | #N/A | #N/A | #N/A | #N/A | #N/A | #N/A | #N/A | #N/A | #N/A | #N/A | 0 | 0 | 0
PG&E Greater Bay Study Area | Crow Creek | 60 | #N/A |  | 0 | 0 |  | 0 |  | 0 | [9 empty] | 0 | 0 | 0 | 20.32 |  | 20.32 | 10 | #N/A | #N/A | #N/A | #N/A | #N/A | #N/A | #N/A | #N/A | #N/A | #N/A | #N/A | 0 | 0 | 0
PG&E Greater Bay Study Area | Curtis | 115 | Curtis |  | 0 | 0 |  | 0 |  | 0 | [9 empty] | 0 | 0 | 0 | 0 |  | 0 | 10 | 1 | 2 | 1 | 2 | 5 | 1 | 1 | 1 | 3 | 2 | 1 | 0 | 0 | 0
PG&E Fresno Study Area | Dairyland | 115 | Dairyland |  | 0 | 0 |  | 0 |  | 0 | [9 empty] | 0 | 0 | 0 | 0 |  | 0 | 10 | 1 | 1 | 1 | 1 | 1 | 1 | 1 | 1 | 1 | 1 | 1 | 0 | 0 | 0
PG&E North of Greater Bay Study Area | Davis | 115 | Davis |  | 0 | 0 |  | 0 |  | 0 | [9 empty] | 10 | 85 | 0 | 0 |  | 95 | 10 | 1 | 1 | 3 | 2 | 1 | 1 | 1 | 1 | 1 | 1 | 1 | 0 | 0 | 0
SCE Metro Study Area | Del Amo | 230 | Del Amo |  | 0 | 0 |  | 0 |  | 0 | [9 empty] | 0 | 0 | 0 | 0 |  | 0 | 10 | 1 | 3 | 1 | 2 | 1 | 1 | 1 | 1 | 1 | 1 | 1 | 0 | 0 | 0
SCE Eastern Study Area | Delaney | 500 | Delaney | OOS | 0 | 0 |  | 0 |  | 0 | [9 empty] | 10 | 290 | 0 | 0 |  | 300 | 5 | 1 | N/A | N/A | N/A | N/A | N/A | N/A | N/A | N/A | N/A | N/A | 0 | 0 | 0
PG&E North of Greater Bay Study Area | Delevan | 230 | Delevan |  | 0 | 0 |  | 0 |  | 0 | [9 empty] | 200 | 300 | 0 | 0 |  | 500 | 10 | 1 | 1 | 1 | 2 | 1 | 1 | 1 | 1 | 2 | 1 | 1 | 0 | 0 | 0
PG&E Greater Bay Study Area | Delta PP | 230 | Delta PP |  | 0 | 0 |  | 0 |  | 0 | 10 | 1 | 2 | 2 | 1 | 1 | 2 | 1 | 1 | 0 | 0 | 0 | 0 |  | 0 | 10 | 1 | 1 | 1 | 2 | 2 | 2 | 1 | 2 | 2 | 1 | 1 | 0 | 0 | 0
East of Pisgah Study Area | Desert View | 230 | Desert View | OOS | 0 | 0 |  | 0 |  | 0 | [9 empty] | 0 | 190 | 0 | 0 |  | 190 | 10 | 2 | N/A | N/A | N/A | N/A | N/A | N/A | N/A | N/A | N/A | N/A | 0 | 0 | 0
SCE Eastern Study Area | Devers | 500 | Devers |  | 0 | 0 |  | 0 |  | 0 | [9 empty] | 0 | 0 | 0 | 0 |  | 0 | 10 | 2 | 5 | 1 | 2 | 2 | 1 | 2 | 2 | 2 | 1 | 2 | 0 | 0 | 0
SCE Eastern Study Area | Devers | 230 | Devers |  | 224 | 100 |  | 27 | 94 | 257 | 20 | 3 | 5 | 2 | 1 | 2 | 2 | 2 | 2 | 300 | 100 | 0 | 0 |  | 400 | 10 | 2 | 5 | 1 | 2 | 2 | 1 | 2 | 2 | 2 | 1 | 2 | 0 | 0 | 0
PG&E Kern Study Area | Diablo | 500 | Diablo |  | 0 | 0 |  | 0 |  | 0 | [9 empty] | 0 | 0 | 0 | 0 |  | 0 | 10 | 1 | 1 | 1 | 2 | 5 | 1 | 1 | 3 | 3 | 1 | 1 | 0 | 0 | 0
PG&E Kern Study Area | Diablo | 230 | Diablo |  | 0 | 0 |  | 0 |  | 0 | [9 empty] | 0 | 0 | 0 | 0 |  | 0 | 10 | 1 | 1 | 1 | 2 | 5 | 1 | 1 | 3 | 3 | 1 | 1 | 0 | 0 | 0
PG&E Greater Bay Study Area | Dixon Landing | 115 | #N/A |  | 0 | 0 |  | 0 |  | 0 | [9 empty] | 0 | 0 | 0 | 0 |  | 0 | 10 | #N/A | #N/A | #N/A | #N/A | #N/A | #N/A | #N/A | #N/A | #N/A | #N/A | #N/A | 0 | 0 | 0
PG&E Greater Bay Study Area | Donnells PH | 115 | Donnells PP |  | 0 | 0 |  | 0 |  | 0 | [9 empty] | 0 | 0 | 0 | 0 |  | 0 | 10 | 1 | 1 | 1 | 2 | 3 | 1 | 1 | 1 | 1 | 2 | 1 | 0 | 0 | 0
PG&E Fresno Study Area | Dos Amigos | 230 | #N/A |  | 0 | 0 |  | 0 |  | 0 | [9 empty] | 0 | 0 | 0 | 0 |  | 0 | 10 | #N/A | #N/A | #N/A | #N/A | #N/A | #N/A | #N/A | #N/A | #N/A | #N/A | #N/A | 0 | 0 | 0
PG&E North of Greater Bay Study Area | Drum | 115 | Drum |  | 0 | 0 |  | 0 |  | 0 | [9 empty] | 0 | 0 | 0 | 0 |  | 0 | 10 | 1 | 1 | 1 | 2 | 5 | 1 | 1 | 1 | 1 | 1 | 1 | 0 | 0 | 0
PG&E Greater Bay Study Area | Dumbarton | 115 | #N/A |  | 0 | 0 |  | 0 |  | 0 | [9 empty] | 0 | 0 | 0 | 0 |  | 0 | 10 | #N/A | #N/A | #N/A | #N/A | #N/A | #N/A | #N/A | #N/A | #N/A | #N/A | #N/A | 0 | 0 | 0
SCE Eastern Study Area | Eagle Mountain | 230 | #N/A |  | 0 | 0 |  | 0 |  | 0 | [9 empty] | 0 | 0 | 0 | 0 |  | 0 | 10 | #N/A | #N/A | #N/A | #N/A | #N/A | #N/A | #N/A | #N/A | #N/A | #N/A | #N/A | 0 | 0 | 0
PG&E North of Greater Bay Study Area | Eagle Rock (PGE) | 115 | Eagle Rock (PGE) |  | 104 | 27 |  | 0 |  | 131 | 15 | 4 | 5 | 2 | 1 | 3 | 5 | 1 | 4 | 0 | 0 | 0 | 0 |  | 0 | 10 | 1 | 1 | 1 | 2 | 5 | 2 | 2 | 3 | 4 | 1 | 1 | 32 | 0 | 32 |  | Geysers | 1 | 5 | 1 | 1 | 2 | 3 | 1 | 1
SCE Metro Study Area | Eagle Rock (SCE) | 230 | #N/A |  | 0 | 0 |  | 0 |  | 0 | [9 empty] | 0 | 0 | 0 | 0 |  | 0 | 10 | #N/A | #N/A | #N/A | #N/A | #N/A | #N/A | #N/A | #N/A | #N/A | #N/A | #N/A | 0 | 0 | 0
PG&E North of Greater Bay Study Area | East Nicolaus | 115 | #N/A |  | 0 | 0 |  | 0 |  | 0 | [9 empty] | 0 | 0 | 0 | 0 |  | 0 | 10 | #N/A | #N/A | #N/A | #N/A | #N/A | #N/A | #N/A | #N/A | #N/A | #N/A | #N/A | 0 | 0 | 0
PG&E Greater Bay Study Area | East Shore | 230 | East Shore |  | 0 | 0 |  | 0 |  | 0 | [9 empty] | 0 | 0 | 0 | 0 |  | 0 | 10 | 1 | 4 | 1 | 2 | 5 | 1 | 1 | 2 | 3 | 1 | 1 | 0 | 0 | 0
PG&E Greater Bay Study Area | East Shore | 115 | East Shore |  | 0 | 0 |  | 0 |  | 0 | [9 empty] | 0 | 0 | 0 | 0 |  | 0 | 10 | 1 | 4 | 1 | 2 | 5 | 1 | 1 | 2 | 3 | 1 | 1 | 0 | 0 | 0
SDG&E Study Area | ECO | 500 | Exclude from calcuations | Baja | 500 | 0 |  | 0 |  | 500 |  | N/A | N/A | N/A | N/A | N/A | N/A | N/A | N/A | 0 | 0 | 0 | 0 |  | 0 | 10 | #N/A | #N/A | #N/A | #N/A | #N/A | #N/A | #N/A | #N/A | #N/A | #N/A | #N/A | 0 | 0 | 0
SDG&E Study Area | ECO | 230 | Exclude from calcuations | Baja | 415 | 185 |  | 0 |  | 600 |  | N/A | N/A | N/A | N/A | N/A | N/A | N/A | N/A | 0 | 0 | 0 | 0 |  | 0 | 10 | #N/A | #N/A | #N/A | #N/A | #N/A | #N/A | #N/A | #N/A | #N/A | #N/A | #N/A | 0 | 0 | 0
SDG&E Study Area | ECO | 138 | ECO |  | 60 | 4 |  | 0 |  | 64 | 15 | 2 | 5 | 1 | 1 | 1 | 2 | 1 | 1 | 0 | 182 | 0 | 0 |  | 182 | 10 | 2 | 2 | 1 | 2 | 3 | 1 | 1 | 1 | 2 | 1 | 1 | 0 | 0 | 0
PG&E Greater Bay Study Area | Edes | 115 | #N/A |  | 0 | 0 |  | 0 |  | 0 | [9 empty] | 0 | 0 | 0 | 0 |  | 0 | 10 | #N/A | #N/A | #N/A | #N/A | #N/A | #N/A | #N/A | #N/A | #N/A | #N/A | #N/A | 0 | 0 | 0
PG&E Greater Bay Study Area | Eight Mile | 230 | Eight Mile |  | 0 | 0 |  | 0 |  | 0 | [9 empty] | 0 | 0 | 0 | 0 |  | 0 | 10 | 1 | 2 | 2 | 1 | 1 | 1 | 1 | 1 | 1 | 1 | 1 | 0 | 0 | 0
SDG&E Study Area | El Cajon | 69 | #N/A |  | 0 | 0 |  | 0 |  | 0 | [9 empty] | 0 | 0 | 0 | 0 |  | 0 | 10 | #N/A | #N/A | #N/A | #N/A | #N/A | #N/A | #N/A | #N/A | #N/A | #N/A | #N/A | 0 | 0 | 0
SCE Eastern Study Area | El Casco | 230 | El Casco |  | 0 | 0 |  | 0 |  | 0 | 20 | 1 | 5 | 1 | 1 | 1 | 2 | 2 | 1 | 0 | 0 | 0 | 0 |  | 0 | 10 | 1 | 2 | 1 | 2 | 5 | 1 | 1 | 2 | 3 | 1 | 1 | 0 | 0 | 0
PG&E Fresno Study Area | El Nido (PGE) | 115 | #N/A |  | 0 | 0 |  | 0 |  | 0 | [9 empty] | 0 | 0 | 0 | 0 |  | 0 | 10 | #N/A | #N/A | #N/A | #N/A | #N/A | #N/A | #N/A | #N/A | #N/A | #N/A | #N/A | 0 | 0 | 0
SCE Metro Study Area | El Nido (SCE) | 230 | #N/A |  | 0 | 0 |  | 0 |  | 0 | [9 empty] | 0 | 0 | 0 | 0 |  | 0 | 10 | #N/A | #N/A | #N/A | #N/A | #N/A | #N/A | #N/A | #N/A | #N/A | #N/A | #N/A | 0 | 0 | 0
PG&E Greater Bay Study Area | El Patio | 115 | #N/A |  | 0 | 0 |  | 0 |  | 0 | [9 empty] | 0 | 0 | 0 | 0 |  | 0 | 10 | #N/A | #N/A | #N/A | #N/A | #N/A | #N/A | #N/A | #N/A | #N/A | #N/A | #N/A | 0 | 0 | 0
SCE Metro Study Area | El Segundo | 230 | El Segundo |  | 0 | 0 |  | 0 |  | 0 | [9 empty] | 0 | 0 | 0 | 0 |  | 0 | 10 | 1 | 1 | 1 | 2 | 1 | 1 | 1 | 2 | 2 | 1 | 1 | 0 | 0 | 0
East of Pisgah Study Area | Eldorado | 500 | Eldorado | OOS | 0 | 0 |  | 0 |  | 0 | [9 empty] | 0 | 0 | 0 | 0 |  | 0 | 10 | 3 | N/A | N/A | N/A | N/A | N/A | N/A | N/A | N/A | N/A | N/A | 299 | 0 | 299 |  | OOS | N/A | N/A | N/A | N/A | N/A | N/A | N/A | N/A
East of Pisgah Study Area | Eldorado | 230 | Eldorado | OOS | 0 | 0 |  | 0 |  | 0 | [9 empty] | 0 | 300 | 0 | 0 |  | 300 | 10 | 3 | N/A | N/A | N/A | N/A | N/A | N/A | N/A | N/A | N/A | N/A | 76 | 88.2 | 164.2 |  | OOS | N/A | N/A | N/A | N/A | N/A | N/A | N/A | N/A
PG&E Kern Study Area | Elk Hills | 230 | Elk Hills |  | 0 | 0 |  | 0 |  | 0 | [9 empty] | 0 | 0 | 0 | 0 |  | 0 | 10 | 1 | 1 | 1 | 1 | 1 | 1 | 2 | 4 | 4 | 1 | 1 | 0 | 0 | 0
SDG&E Study Area | Elliot | 69 | #N/A |  | 0 | 0 |  | 0 |  | 0 | [9 empty] | 0 | 0 | 0 | 0 |  | 0 | 10 | #N/A | #N/A | #N/A | #N/A | #N/A | #N/A | #N/A | #N/A | #N/A | #N/A | #N/A | 0 | 0 | 0
SCE Metro Study Area | Ellis | 230 | Ellis |  | 0 | 0 |  | 0 |  | 0 | [9 empty] | 0 | 0 | 0 | 0 |  | 0 | 10 | 1 | 4 | 1 | 2 | 2 | 1 | 1 | 4 | 5 | 1 | 1 | 0 | 0 | 0
SDG&E Study Area | Encina | 230 | Encina |  | 0 | 0 |  | 0 |  | 0 | [9 empty] | 0 | 0 | 0 | 0 |  | 0 | 10 | 1 | 1 | 1 | 2 | 2 | 1 | 2 | 2 | 3 | 1 | 1 | 0 | 0 | 0
SDG&E Study Area | Escondido | 230 | Escondido |  | 0 | 0 |  | 0 |  | 0 | [9 empty] | 0 | 0 | 0 | 0 |  | 0 | 10 | 1 | 4 | 1 | 2 | 5 | 1 | 1 | 1 | 2 | 1 | 1 | 0 | 0 | 0
SCE Eastern Study Area | Etiwanda | 230 | Etiwanda |  | 0 | 0 |  | 0 |  | 0 | [9 empty] | 0 | 0 | 0 | 0 |  | 0 | 10 | 1 | 4 | 1 | 2 | 4 | 1 | 1 | 1 | 1 | 1 | 1 | 0 | 0 | 0
PG&E Greater Bay Study Area | Evergreen | 115 | #N/A |  | 0 | 0 |  | 0 |  | 0 | [9 empty] | 0 | 0 | 0 | 0 |  | 0 | 10 | #N/A | #N/A | #N/A | #N/A | #N/A | #N/A | #N/A | #N/A | #N/A | #N/A | #N/A | 0 | 0 | 0
PG&E Fresno Study Area | Excelsior | 115 | #N/A |  | 0 | 0 |  | 0 |  | 0 | [9 empty] | 0 | 0 | 0 | 0 |  | 0 | 10 | #N/A | #N/A | #N/A | #N/A | #N/A | #N/A | #N/A | #N/A | #N/A | #N/A | #N/A | 0 | 0 | 0
PG&E Fresno Study Area | Exchequer | 115 | #N/A |  | 0 | 0 |  | 0 |  | 0 | [9 empty] | 0 | 0 | 0 | 0 |  | 0 | 10 | #N/A | #N/A | #N/A | #N/A | #N/A | #N/A | #N/A | #N/A | #N/A | #N/A | #N/A | 0 | 0 | 0
PG&E Kern Study Area | Fairway | 115 | #N/A |  | 0 | 0 |  | 0 |  | 0 | [9 empty] | 0 | 0 | 0 | 0 |  | 0 | 10 | #N/A | #N/A | #N/A | #N/A | #N/A | #N/A | #N/A | #N/A | #N/A | #N/A | #N/A | 0 | 0 | 0
PG&E Kern Study Area | Famoso | 115 | #N/A |  | 0 | 0 |  | 0 |  | 0 | [9 empty] | 0 | 0 | 0 | 0 |  | 0 | 10 | #N/A | #N/A | #N/A | #N/A | #N/A | #N/A | #N/A | #N/A | #N/A | #N/A | #N/A | 0 | 0 | 0
PG&E Greater Bay Study Area | Fibreboard (SPI Sonora) | 115 | #N/A |  | 0 | 0 |  | 0 |  | 0 | [9 empty] | 0 | 0 | 0 | 0 |  | 0 | 10 | #N/A | #N/A | #N/A | #N/A | #N/A | #N/A | #N/A | #N/A | #N/A | #N/A | #N/A | 0 | 0 | 0
PG&E Fresno Study Area | Figarden | 230 | #N/A |  | 0 | 0 |  | 0 |  | 0 | [9 empty] | 0 | 0 | 0 | 0 |  | 0 | 10 | #N/A | #N/A | #N/A | #N/A | #N/A | #N/A | #N/A | #N/A | #N/A | #N/A | #N/A | 0 | 0 | 0
PG&E Fresno Study Area | Fink (Proposed) | 230 | Fink (Proposed) |  | 0 | 0 |  | 0 |  | 0 | [9 empty] | 170 | 0 | 0 | 50 |  | 220 | 10 | 2 | 1 | 1 | 1 | 2 | 1 | 1 | 1 | 2 | 1 | 1 | 0 | 0 | 0
PG&E Greater Bay Study Area | FMC | 115 | #N/A |  | 0 | 0 |  | 0 |  | 0 | [9 empty] | 0 | 0 | 0 | 0 |  | 0 | 10 | #N/A | #N/A | #N/A | #N/A | #N/A | #N/A | #N/A | #N/A | #N/A | #N/A | #N/A | 0 | 0 | 0
PG&E Greater Bay Study Area | Frogtown | 115 | #N/A |  | 0 | 0 |  | 0 |  | 0 | [9 empty] | 0 | 0 | 0 | 0 |  | 0 | 10 | #N/A | #N/A | #N/A | #N/A | #N/A | #N/A | #N/A | #N/A | #N/A | #N/A | #N/A | 0 | 0 | 0
PG&E North of Greater Bay Study Area | Fulton | 230 | Fulton |  | 0 | 0 |  | 0 |  | 0 | [9 empty] | 0 | 0 | 0 | 0 |  | 0 | 10 | 1 | 3 | 1 | 2 | 5 | 1 | 2 | 3 | 4 | 1 | 1 | 17 | 0 | 17 |  | Geysers | 1 | 5 | 1 | 1 | 2 | 3 | 1 | 1
PG&E North of Greater Bay Study Area | Fulton | 115 | Fulton |  | 0 | 0 |  | 0 |  | 0 | [9 empty] | 0 | 0 | 0 | 0 |  | 0 | 10 | 1 | 3 | 1 | 2 | 5 | 1 | 2 | 3 | 4 | 1 | 1 | 0 | 0 | 0
East of Pisgah Study Area | Carpenter Canyon (fka Gamebird) | 230 | Gamebird | OOS | 0 | 0 |  | 0 |  | 0 | [9 empty] | 210 | 150 | 0 | 0 |  | 360 | 5 | 2 | N/A | N/A | N/A | N/A | N/A | N/A | N/A | N/A | N/A | N/A | 0 | 0 | 0
East of Pisgah Study Area | Carpenter Canyon (fka Gamebird) | 138 | Gamebird | OOS | 0 | 0 |  | 0 |  | 0 | [9 empty] | 0 | 0 | 0 | 0 |  | 0 | 10 | 1 | N/A | N/A | N/A | N/A | N/A | N/A | N/A | N/A | N/A | N/A | 0 | 0 | 0
PG&E Kern Study Area | Ganso | 115 | #N/A |  | 0 | 0 |  | 0 |  | 0 | [9 empty] | 0 | 0 | 0 | 0 |  | 0 | 10 | #N/A | #N/A | #N/A | #N/A | #N/A | #N/A | #N/A | #N/A | #N/A | #N/A | #N/A | 0 | 0 | 0
PG&E Fresno Study Area | Gates | 500 | Gates |  | 0 | 0 |  | 0 |  | 0 | [9 empty] | 0 | 0 | 0 | 0 |  | 0 | 10 | 3 | 2 | 3 | 1 | 1 | 1 | 1 | 1 | 1 | 1 | 1 | 0 | 0 | 0
PG&E Fresno Study Area | Gates | 230 | Gates |  | 0 | 0 |  | 0 |  | 0 | [9 empty] | 1026.5 | 618.5 | 250 | 0 |  | 1395 | 10 | 3 | 2 | 3 | 1 | 1 | 1 | 1 | 1 | 1 | 1 | 1 | 0 | 0 | 0
PG&E Fresno Study Area | New Sub - Gates - Midway (Proposed) | 230 | New Sub - Gates - Midway (Proposed) |  | 0 | 0 |  | 0 |  | 0 | [9 empty] | 50 | 700 | 0 | 0 |  | 750 | 10 | 1 | 1 | 1 | 1 | 1 | 2 | 1 | 1 | 2 | 1 | 1 | 0 | 0 | 0
PG&E Kern Study Area | New Sub - Gates - Templeton (Proposed) | 230 | #N/A |  | 0 | 0 |  | 0 |  | 0 | [9 empty] | 0 | 0 | 0 | 0 |  | 0 | 10 | #N/A | #N/A | #N/A | #N/A | #N/A | #N/A | #N/A | #N/A | #N/A | #N/A | #N/A | 0 | 0 | 0
PG&E North of Greater Bay Study Area | Geysers 12 | 230 | Geysers 12 |  | 0 | 0 |  | 0 |  | 0 | [9 empty] | 0 | 0 | 0 | 0 |  | 0 | 10 | 1 | 1 | 1 | 2 | 5 | 2 | 2 | 3 | 5 | 1 | 1 | 63 | 0 | 63 |  | Geysers | 1 | 5 | 1 | 1 | 2 | 3 | 1 | 1
PG&E North of Greater Bay Study Area | Geysers 17 | 230 | #N/A |  | 0 | 0 |  | 0 |  | 0 | [9 empty] | 0 | 0 | 0 | 0 |  | 0 | 10 | #N/A | #N/A | #N/A | #N/A | #N/A | #N/A | #N/A | #N/A | #N/A | #N/A | #N/A | 0 | 0 | 0
PG&E North of Greater Bay Study Area | Geysers 5&6 | 115 | #N/A |  | 0 | 0 |  | 0 |  | 0 | [9 empty] | 0 | 0 | 0 | 0 |  | 0 | 10 | #N/A | #N/A | #N/A | #N/A | #N/A | #N/A | #N/A | #N/A | #N/A | #N/A | #N/A | 0 | 0 | 0
PG&E North of Greater Bay Study Area | Geysers 9&10 Sonoma | 230 | #N/A |  | 0 | 0 |  | 0 |  | 0 | [9 empty] | 0 | 0 | 0 | 0 |  | 0 | 10 | #N/A | #N/A | #N/A | #N/A | #N/A | #N/A | #N/A | #N/A | #N/A | #N/A | #N/A | 0 | 0 | 0
PG&E Fresno Study Area | Giffen | 70 | #N/A |  | 0 | 0 |  | 0 |  | 0 | [9 empty] | 0 | 0 | 0 | 0 |  | 0 | 10 | #N/A | #N/A | #N/A | #N/A | #N/A | #N/A | #N/A | #N/A | #N/A | #N/A | #N/A | 0 | 0 | 0
PG&E North of Greater Bay Study Area | Glenn | 230 | Glenn |  | 233 | 100 |  | 0 |  | 333 | 10 | 2 | 1 | 2 | 1 | 1 | 2 | 1 | 2 | 0 | 0 | 0 | 0 |  | 0 | 10 | 1 | 1 | 2 | 2 | 1 | 2 | 1 | 1 | 2 | 1 | 1 | 0 | 0 | 0
PG&E North of Greater Bay Study Area | Gold Hill | 230 | Gold Hill |  | 0 | 0 |  | 0 |  | 0 | [9 empty] | 0 | 0 | 0 | 0 |  | 0 | 10 | 1 | 4 | 1 | 2 | 4 | 1 | 1 | 1 | 2 | 2 | 1 | 0 | 0 | 0
SCE Northern Area | Goleta | 230 | Goleta |  | 0 | 0 |  | 0 |  | 0 | [9 empty] | 0 | 0 | 0 | 0 |  | 0 | 10 | 1 | 1 | 1 | 2 | 5 | 1 | 1 | 1 | 1 | 2 | 1 | 0 | 0 | 0
SCE Metro Study Area | Goodrich | 230 | Goodrich |  | 0 | 0 |  | 0 |  | 0 | [9 empty] | 0 | 0 | 0 | 0 |  | 0 | 10 | 1 | 1 | 1 | 2 | 5 | 1 | 2 | 1 | 2 | 2 | 1 | 0 | 0 | 0
PG&E Kern Study Area | Goose Lake | 115 | Goose Lake |  | 0 | 0 |  | 0 |  | 0 | [9 empty] | 0 | 0 | 0 | 0 |  | 0 | 10 | 1 | 1 | 1 | 1 | 1 | 1 | 1 | 1 | 2 | 1 | 1 | 0 | 0 | 0
SCE Metro Study Area | Gould | 230 | Gould |  | 0 | 0 |  | 0 |  | 0 | [9 empty] | 0 | 0 | 0 | 0 |  | 0 | 10 | 1 | 1 | 1 | 2 | 5 | 1 | 1 | 1 | 1 | 3 | 1 | 0 | 0 | 0
PG&E Greater Bay Study Area | Grant | 115 | #N/A |  | 0 | 0 |  | 0 |  | 0 | [9 empty] | 0 | 0 | 0 | 0 |  | 0 | 10 | #N/A | #N/A | #N/A | #N/A | #N/A | #N/A | #N/A | #N/A | #N/A | #N/A | #N/A | 0 | 0 | 0
PG&E Greater Bay Study Area | Green Valley | 115 | #N/A |  | 0 | 0 |  | 0 |  | 0 | [9 empty] | 0 | 0 | 0 | 0 |  | 0 | 10 | #N/A | #N/A | #N/A | #N/A | #N/A | #N/A | #N/A | #N/A | #N/A | #N/A | #N/A | 0 | 0 | 0
PG&E North of Greater Bay Study Area | Greenleaf 1 | 115 | #N/A |  | 0 | 0 |  | 0 |  | 0 | [9 empty] | 0 | 0 | 0 | 0 |  | 0 | 10 | #N/A | #N/A | #N/A | #N/A | #N/A | #N/A | #N/A | #N/A | #N/A | #N/A | #N/A | 0 | 0 | 0
PG&E Fresno Study Area | Gregg | 230 | Gregg |  | 105 | 35 |  | 0 |  | 140 | 15 | 1 | 1 | 1 | 1 | 1 | 1 | 1 | 1 | 0 | 0 | 0 | 0 |  | 0 | 10 | 1 | 2 | 2 | 1 | 1 | 1 | 1 | 1 | 1 | 1 | 1 | 0 | 0 | 0
PG&E Kern Study Area | Grimmway-Malaga | 115 | Grimway |  | 0 | 0 |  | 0 |  | 0 | [9 empty] | 0 | 0 | 0 | 0 |  | 0 | 10 | 1 | 1 | 2 | 1 | 2 | 1 | 1 | 1 | 1 | 1 | 1 | 0 | 0 | 0
PG&E Fresno Study Area | GWF Hanford | 115 | GWF Hanford |  | 0 | 0 |  | 0 |  | 0 | [9 empty] | 0 | 0 | 0 | 0 |  | 0 | 10 | 1 | 1 | 1 | 2 | 1 | 1 | 1 | 1 | 1 | 1 | 1 | 0 | 0 | 0
SCE Metro Study Area | HarborGen | 230 | Harborgen |  | 0 | 0 |  | 0 |  | 0 | [9 empty] | 0 | 0 | 0 | 0 |  | 0 | 10 | 1 | 3 | 1 | 2 | 1 | 1 | 1 | 2 | 2 | 1 | 1 | 0 | 0 | 0
East of Pisgah Study Area | Harry Allen | 500 | #N/A | OOS | 0 | 0 |  | 0 |  | 0 | [9 empty] | 0 | 0 | 0 | 0 |  | 0 | 10 | #N/A | N/A | N/A | N/A | N/A | N/A | N/A | N/A | N/A | N/A | N/A | 0 | 0 | 0
SDG&E Study Area | Hassayampa | 500 | Hassayampa | OOS | 0 | 0 |  | 0 |  | 0 | [9 empty] | 250 | 0 | 0 | 52.5 |  | 302.5 | 5 | 1 | N/A | N/A | N/A | N/A | N/A | N/A | N/A | N/A | N/A | N/A | 0 | 0 | 0
PG&E Fresno Study Area | Helm | 230 | Helm |  | 0 | 0 |  | 0 |  | 0 | [9 empty] | 20 | 135 | 0 | 0 |  | 155 | 5 | 1 | 2 | 1 | 1 | 1 | 2 | 1 | 1 | 3 | 1 | 1 | 0 | 0 | 0
PG&E Fresno Study Area | Henrietta | 230 | Henrietta |  | 0 | 0 |  | 0 |  | 0 | [9 empty] | 115 | 190 | 0 | 0 |  | 305 | 10 | 1 | 2 | 1 | 1 | 1 | 1 | 1 | 1 | 1 | 1 | 1 | 0 | 0 | 0
PG&E Fresno Study Area | Herndon | 230 | #N/A |  | 0 | 0 |  | 0 |  | 0 | [9 empty] | 0 | 0 | 0 | 0 |  | 0 | 10 | #N/A | #N/A | #N/A | #N/A | #N/A | #N/A | #N/A | #N/A | #N/A | #N/A | #N/A | 0 | 0 | 0
PG&E Greater Bay Study Area | Hicks | 230 | Hicks |  | 0 | 0 |  | 0 |  | 0 | [9 empty] | 0 | 0 | 0 | 0 |  | 0 | 10 | 1 | 3 | 1 | 2 | 5 | 3 | 1 | 2 | 4 | 1 | 1 | 0 | 0 | 0
PG&E North of Greater Bay Study Area | Higgins | 115 | Higgins |  | 0 | 0 |  | 0 |  | 0 | [9 empty] | 0 | 0 | 0 | 0 |  | 0 | 10 | 1 | 4 | 1 | 2 | 5 | 3 | 1 | 1 | 3 | 1 | 1 | 0 | 0 | 0
PG&E North of Greater Bay Study Area | Hilltop (NVE) | 345 | Hilltop |  | 200 | 0 |  | 0 |  | 200 | 20 | 2 | 2 | 2 | 1 | 1 | 2 | 3 | 1 | 0 | 0 | 0 | 0 |  | 0 | 10 | #N/A | #N/A | #N/A | #N/A | #N/A | #N/A | #N/A | #N/A | #N/A | #N/A | #N/A | 0 | 0 | 0
PG&E North of Greater Bay Study Area | New Sub - Near existing Madeline (NVE) | 345 | Madeline |  | 400.4 | 0 |  | 0 |  | 400.4 | 20 | 3 | 5 | 1 | 1 | 1 | 1 | 3 | 1 | 0 | 0 | 0 | 0 |  | 0 | 10 | #N/A | #N/A | #N/A | #N/A | #N/A | #N/A | #N/A | #N/A | #N/A | #N/A | #N/A | 0 | 0 | 0
PG&E North of Greater Bay Study Area | New Sub - Near existing Leavitt (PSREC) | 345 | Leavitt |  | 300 | 0 |  | 0 |  | 300 | 20 | 2 | 5 | 1 | 1 | 1 | 2 | 2 | 1 | 0 | 0 | 0 | 0 |  | 0 | 10 | #N/A | #N/A | #N/A | #N/A | #N/A | #N/A | #N/A | #N/A | #N/A | #N/A | #N/A | 0 | 0 | 0
SCE Metro Study Area | Hinson | 230 | Hinson |  | 0 | 0 |  | 0 |  | 0 | [9 empty] | 0 | 0 | 0 | 0 |  | 0 | 10 | 1 | 4 | 1 | 2 | 1 | 1 | 1 | 2 | 2 | 1 | 1 | 0 | 0 | 0
PG&E Greater Bay Study Area | Hollister | 115 | #N/A |  | 0 | 0 |  | 0 |  | 0 | [9 empty] | 0 | 0 | 0 | 0 |  | 0 | 10 | #N/A | #N/A | #N/A | #N/A | #N/A | #N/A | #N/A | #N/A | #N/A | #N/A | #N/A | 0 | 0 | 0
PG&E North of Greater Bay Study Area | Homestake | 115 | #N/A |  | 0 | 0 |  | 0 |  | 0 | [9 empty] | 0 | 0 | 0 | 0 |  | 0 | 10 | #N/A | #N/A | #N/A | #N/A | #N/A | #N/A | #N/A | #N/A | #N/A | #N/A | #N/A | 0 | 0 | 0
PG&E North of Greater Bay Study Area | Honcut | 115 | Honcut |  | 0 | 0 |  | 0 |  | 0 | [9 empty] | 0 | 0 | 0 | 0 |  | 0 | 10 | 1 | 2 | 1 | 2 | 1 | 3 | 1 | 1 | 3 | 1 | 1 | 0 | 0 | 0
SDG&E Study Area | Hoodoo Wash | 500 | Hoodoo Wash | OOS | 0 | 0 |  | 0 |  | 0 | [9 empty] | 250 | 875 | 0 | 0 |  | 1125 | 10 | 1 | N/A | N/A | N/A | N/A | N/A | N/A | N/A | N/A | N/A | N/A | 0 | 0 | 0
PG&E North of Greater Bay Study Area | Hopland | 115 | Hopland |  | 0 | 0 |  | 0 |  | 0 | [9 empty] | 0 | 0 | 0 | 0 |  | 0 | 10 | 1 | 1 | 1 | 2 | 5 | 3 | 1 | 1 | 3 | 2 | 1 | 0 | 0 | 0
PG&E North of Greater Bay Study Area | Humboldt | 115 | Humboldt |  | 0 | 0 |  | 0 |  | 0 | [9 empty] | 0 | 0 | 0 | 0 |  | 0 | 10 | 1 | 2 | 1 | 2 | 3 | 1 | 1 | 2 | 2 | 2 | 1 | 0 | 0 | 0
PG&E North of Greater Bay Study Area | Humboldt (Proposed) | 500 | #N/A |  | 0 | 0 |  | 0 |  | 0 | [9 empty] | 0 | 0 | 0 | 0 |  | 0 | 10 | #N/A | #N/A | #N/A | #N/A | #N/A | #N/A | #N/A | #N/A | #N/A | #N/A | #N/A | 0 | 0 | 0
SCE Metro Study Area | Huntington Beach | 230 | Huntington Beach |  | 0 | 0 |  | 0 |  | 0 | [9 empty] | 0 | 0 | 0 | 0 |  | 0 | 10 | 1 | 4 | 1 | 2 | 1 | 1 | 1 | 5 | 5 | 1 | 1 | 0 | 0 | 0
PG&E North of Greater Bay Study Area | Ignacio | 230 | Ignacio |  | 0 | 0 |  | 0 |  | 0 | [9 empty] | 0 | 0 | 0 | 0 |  | 0 | 10 | 1 | 2 | 1 | 2 | 4 | 2 | 1 | 1 | 3 | 1 | 1 | 0 | 0 | 0
PG&E North of Greater Bay Study Area | Ignacio | 115 | Ignacio |  | 0 | 0 |  | 0 |  | 0 | [9 empty] | 0 | 0 | 0 | 0 |  | 0 | 10 | 1 | 2 | 1 | 2 | 4 | 2 | 1 | 1 | 3 | 1 | 1 | 0 | 0 | 0
SDG&E Study Area | Imperial Valley | 500 | Imperial Valley |  | 0 | 0 |  | 0 |  | 0 | [9 empty] | 0 | 0 | 0 | 0 |  | 0 | 10 | 2 | 3 | 2 | 2 | 1 | 1 | 1 | 1 | 1 | 1 | 1 | 0 | 0 | 0
SDG&E Study Area | Imperial Valley | 230 | Imperial Valley |  | 0 | 0 |  | 0 |  | 0 | [9 empty] | 200 | 162 | 0 | 0 |  | 362 | 10 | 2 | 3 | 2 | 2 | 1 | 1 | 1 | 1 | 1 | 1 | 1 | 160 | 50 | 210 |  | East Brawley | 1 | 1 | 1 | 1 | 1 | 1 | 1 | 1
East of Pisgah Study Area | Innovation | 230 | Innovation | OOS | 0 | 0 |  | 0 |  | 0 | 10 | 1 | N/A | N/A | N/A | N/A | N/A | N/A | N/A | 300 | 200 | 0 | 0 |  | 500 | 5 | 2 | N/A | N/A | N/A | N/A | N/A | N/A | N/A | N/A | N/A | N/A | 0 | 0 | 0
East of Pisgah Study Area | Innovation | 138 | Innovation | OOS | 0 | 0 |  | 0 |  | 0 | [9 empty] | 0 | 0 | 0 | 0 |  | 0 | 10 | 1 | N/A | N/A | N/A | N/A | N/A | N/A | N/A | N/A | N/A | N/A | 0 | 0 | 0
SCE North of Lugo Study Area | Inyokern | 115 | Inyokern |  | 0 | 0 |  | 0 |  | 0 | [9 empty] | 0 | 0 | 0 | 0 |  | 0 | 10 | 1 | 4 | 1 | 1 | 1 | 1 | 1 | 1 | 2 | 1 | 1 | 0 | 0 | 0
East of Pisgah Study Area | IS Tap | 138 | #N/A | OOS | 0 | 0 |  | 0 |  | 0 | [9 empty] | 0 | 0 | 0 | 0 |  | 0 | 10 | #N/A | N/A | N/A | N/A | N/A | N/A | N/A | N/A | N/A | N/A | N/A | 0 | 0 | 0
East of Pisgah Study Area | Ivanpah | 230 | Ivanpah |  | 0 | 0 |  | 0 |  | 0 | [9 empty] | 0 | 0 | 0 | 0 |  | 0 | 10 | 1 | 1 | 1 | 2 | 1 | 2 | 3 | 1 | 3 | 2 | 1 | 0 | 0 | 0
East of Pisgah Study Area | Jackass (DOE) | 138 | JACKASS FLATS | OOS | 0 | 0 |  | 0 |  | 0 | [9 empty] | 0 | 0 | 0 | 0 |  | 0 | 10 | 1 | N/A | N/A | N/A | N/A | N/A | N/A | N/A | N/A | N/A | N/A | 0 | 0 | 0
PG&E Fresno Study Area | Jackson Swt | 115 | #N/A |  | 0 | 0 |  | 0 |  | 0 | [9 empty] | 0 | 0 | 0 | 0 |  | 0 | 10 | #N/A | #N/A | #N/A | #N/A | #N/A | #N/A | #N/A | #N/A | #N/A | #N/A | #N/A | 0 | 0 | 0
PG&E North of Greater Bay Study Area | Jessup | 115 | Jessup |  | 0 | 0 |  | 0 |  | 0 | [9 empty] | 0 | 0 | 0 | 0 |  | 0 | 10 | 1 | 4 | 1 | 2 | 3 | 2 | 1 | 1 | 2 | 1 | 1 | 0 | 0 | 0
SCE Metro Study Area | Johanna | 230 | Johanna |  | 0 | 0 |  | 0 |  | 0 | [9 empty] | 0 | 0 | 0 | 0 |  | 0 | 10 | 1 | 4 | 1 | 2 | 3 | 1 | 1 | 3 | 3 | 1 | 1 | 0 | 0 | 0
SCE Eastern Study Area | Julian Hinds | 230 | #N/A |  | 0 | 0 |  | 0 |  | 0 | [9 empty] | 0 | 0 | 0 | 0 |  | 0 | 10 | #N/A | #N/A | #N/A | #N/A | #N/A | #N/A | #N/A | #N/A | #N/A | #N/A | #N/A | 0 | 0 | 0
PG&E Greater Bay Study Area | Kasson | 115 | #N/A |  | 0 | 0 |  | 0 |  | 0 | [9 empty] | 0 | 0 | 0 | 0 |  | 0 | 10 | #N/A | #N/A | #N/A | #N/A | #N/A | #N/A | #N/A | #N/A | #N/A | #N/A | #N/A | 0 | 0 | 0
PG&E Fresno Study Area | Kearney | 230 | Kearney |  | 0 | 0 |  | 0 |  | 0 | [9 empty] | 0 | 0 | 0 | 0 |  | 0 | 10 | 1 | 2 | 2 | 1 | 1 | 1 | 1 | 1 | 1 | 1 | 1 | 0 | 0 | 0
PG&E Greater Bay Study Area | Kelso | 230 | Kelso |  | 151 | 45 |  | 0 | 190 | 6 | 15 | 1 | 2 | 1 | 1 | 1 | 2 | 1 | 1 | 0 | 0 | 0 | 0 |  | 0 | 10 | 1 | 1 | 1 | 2 | 2 | 2 | 1 | 1 | 2 | 1 | 1 | 0 | 0 | 0
PG&E Kern Study Area | Kern Oil | 115 | Kern Oil |  | 0 | 0 |  | 0 |  | 0 | [9 empty] | 0 | 0 | 0 | 0 |  | 0 | 10 | 1 | 2 | 1 | 1 | 1 | 2 | 1 | 1 | 2 | 1 | 1 | 0 | 0 | 0
PG&E Kern Study Area | Kern PP | 230 | #N/A |  | 0 | 0 |  | 0 |  | 0 | [9 empty] | 0 | 0 | 0 | 0 |  | 0 | 10 | #N/A | #N/A | #N/A | #N/A | #N/A | #N/A | #N/A | #N/A | #N/A | #N/A | #N/A | 0 | 0 | 0
PG&E Kern Study Area | Kern PP | 115 | #N/A |  | 0 | 0 |  | 0 |  | 0 | [9 empty] | 0 | 0 | 0 | 0 |  | 0 | 10 | #N/A | #N/A | #N/A | #N/A | #N/A | #N/A | #N/A | #N/A | #N/A | #N/A | #N/A | 0 | 0 | 0
PG&E Kern Study Area | Kernridge | 115 | Kernridge |  | 0 | 0 |  | 0 |  | 0 | [9 empty] | 0 | 0 | 0 | 0 |  | 0 | 10 | 1 | 1 | 1 | 1 | 1 | 2 | 1 | 1 | 2 | 1 | 1 | 0 | 0 | 0
PG&E Greater Bay Study Area | Kirker | 115 | #N/A |  | 0 | 0 |  | 0 |  | 0 | [9 empty] | 0 | 0 | 0 | 0 |  | 0 | 10 | #N/A | #N/A | #N/A | #N/A | #N/A | #N/A | #N/A | #N/A | #N/A | #N/A | #N/A | 0 | 0 | 0
PG&E North of Greater Bay Study Area | Knights Landing | 115 | #N/A |  | 0 | 0 |  | 0 |  | 0 | [9 empty] | 0 | 0 | 0 | 0 |  | 0 | 10 | #N/A | #N/A | #N/A | #N/A | #N/A | #N/A | #N/A | #N/A | #N/A | #N/A | #N/A | 0 | 0 | 0
SCE North of Lugo Study Area | Kramer | 230 | Kramer |  | 0 | 0 |  | 0 |  | 0 | [9 empty] | 161 | 450 | 75 | 150 |  | 686 | 20 | 1 | 4 | 1 | 2 | 1 | 1 | 1 | 1 | 2 | 1 | 1 | 0 | 0 | 0
SCE North of Lugo Study Area | Kramer | 115 | Kramer |  | 0 | 0 |  | 0 |  | 0 | [9 empty] | 0 | 33 | 0 | 0 |  | 33 | 15 | 4 | 3 | 1 | 2 | 1 | 2 | 1 | 1 | 3 | 2 | 2 | 0 | 0 | 0
SCE North of Lugo Study Area | New Sub - Kramer - Lugo (Proposed) | 230 | #N/A |  | 0 | 0 |  | 0 |  | 0 | [9 empty] | 0 | 0 | 0 | 0 |  | 0 | 10 | #N/A | #N/A | #N/A | #N/A | #N/A | #N/A | #N/A | #N/A | #N/A | #N/A | #N/A | 0 | 0 | 0
SCE Metro Study Area | La Cienega | 230 | La Cienega |  | 0 | 0 |  | 0 |  | 0 | [9 empty] | 0 | 0 | 0 | 0 |  | 0 | 10 | 1 | 1 | 1 | 2 | 3 | 1 | 1 | 1 | 1 | 1 | 1 | 0 | 0 | 0
SCE Metro Study Area | La Fresa | 230 | La Fresa |  | 0 | 0 |  | 0 |  | 0 | [9 empty] | 0 | 0 | 0 | 0 |  | 0 | 10 | 1 | 2 | 1 | 2 | 1 | 1 | 1 | 3 | 3 | 1 | 1 | 0 | 0 | 0
SCE Metro Study Area | Laguna Bell | 230 | Laguna Bell |  | 0 | 0 |  | 0 |  | 0 | [9 empty] | 0 | 0 | 0 | 0 |  | 0 | 10 | 1 | 1 | 1 | 2 | 1 | 1 | 1 | 1 | 1 | 1 | 1 | 0 | 0 | 0
PG&E Kern Study Area | Lakeview | 70 | Wheeler Ridge |  | 0 | 0 |  | 0 |  | 0 | [9 empty] | 0 | 70 | 0 | 0 |  | 70 | 10 | 1 | 1 | 2 | 1 | 1 | 1 | 1 | 1 | 1 | 1 | 1 | 0 | 0 | 0
PG&E North of Greater Bay Study Area | Lakeville | 230 | Lakeville |  | 0 | 0 |  | 0 |  | 0 | [9 empty] | 0 | 11.6 | 0 | 0 |  | 11.6 | 10 | 1 | 2 | 1 | 2 | 3 | 3 | 1 | 2 | 3 | 1 | 1 | 0 | 0 | 0
PG&E North of Greater Bay Study Area | Lakeville | 115 | Lakeville |  | 0 | 0 |  | 0 |  | 0 | [9 empty] | 0 | 0 | 0 | 0 |  | 0 | 10 | 1 | 2 | 1 | 2 | 3 | 3 | 1 | 2 | 3 | 1 | 1 | 0 | 0 | 0
PG&E North of Greater Bay Study Area | Lambie | 230 | #N/A |  | 0 | 0 |  | 0 |  | 0 | [9 empty] | 0 | 0 | 0 | 0 |  | 0 | 10 | #N/A | #N/A | #N/A | #N/A | #N/A | #N/A | #N/A | #N/A | #N/A | #N/A | #N/A | 0 | 0 | 0
PG&E Greater Bay Study Area | Lammers | 115 | #N/A |  | 0 | 0 |  | 0 |  | 0 | [9 empty] | 0 | 0 | 0 | 0 |  | 0 | 10 | #N/A | #N/A | #N/A | #N/A | #N/A | #N/A | #N/A | #N/A | #N/A | #N/A | #N/A | 0 | 0 | 0
PG&E Kern Study Area | Lamont | 115 | Lamont |  | 0 | 0 |  | 0 |  | 0 | [9 empty] | 0 | 102 | 0 | 0 |  | 102 | 5 | 2 | 3 | 3 | 1 | 1 | 1 | 1 | 1 | 1 | 1 | 1 | 0 | 0 | 0
PG&E Fresno Study Area | Las Aguilas | 230 | #N/A |  | 0 | 0 |  | 0 |  | 0 | [9 empty] | 0 | 0 | 0 | 0 |  | 0 | 10 | #N/A | #N/A | #N/A | #N/A | #N/A | #N/A | #N/A | #N/A | #N/A | #N/A | #N/A | 0 | 0 | 0
East of Pisgah Study Area | Lathrop | 138 | Lathrop | OOS | 310 | 0 |  | 0 |  | 310 | 10 | 2 | N/A | N/A | N/A | N/A | N/A | N/A | N/A | 25 | 325 | 0 | 0 |  | 350 | 10 | 1 | N/A | N/A | N/A | N/A | N/A | N/A | N/A | N/A | N/A | N/A | 0 | 0 | 0
PG&E Fresno Study Area | Le Grand | 115 | Le Grand |  | 0 | 0 |  | 0 |  | 0 | [9 empty] | 25 | 5 | 0 | 0 |  | 30 | 5 | 1 | 1 | 1 | 1 | 1 | 2 | 1 | 1 | 2 | 1 | 1 | 0 | 0 | 0
PG&E Kern Study Area | Lerdo | 115 | Lerdo |  | 0 | 0 |  | 0 |  | 0 | [9 empty] | 0 | 0 | 0 | 0 |  | 0 | 10 | 1 | 1 | 2 | 1 | 1 | 1 | 1 | 1 | 1 | 1 | 1 | 0 | 0 | 0
SCE Metro Study Area | Lewis | 230 | Lewis |  | 0 | 0 |  | 0 |  | 0 | [9 empty] | 0 | 0 | 0 | 0 |  | 0 | 10 | 1 | 3 | 1 | 2 | 5 | 1 | 1 | 1 | 1 | 1 | 1 | 0 | 0 | 0
SCE Metro Study Area | Lighthipe | 230 | Lighthipe |  | 0 | 0 |  | 0 |  | 0 | [9 empty] | 0 | 0 | 0 | 0 |  | 0 | 10 | 1 | 4 | 1 | 2 | 1 | 1 | 1 | 1 | 1 | 1 | 1 | 0 | 0 | 0
PG&E North of Greater Bay Study Area | Lincoln | 115 | #N/A |  | 0 | 0 |  | 0 |  | 0 | [9 empty] | 0 | 0 | 0 | 0 |  | 0 | 10 | #N/A | #N/A | #N/A | #N/A | #N/A | #N/A | #N/A | #N/A | #N/A | #N/A | #N/A | 0 | 0 | 0
PG&E Kern Study Area | Live Oak | 115 | #N/A |  | 0 | 0 |  | 0 |  | 0 | [9 empty] | 0 | 0 | 0 | 0 |  | 0 | 10 | #N/A | #N/A | #N/A | #N/A | #N/A | #N/A | #N/A | #N/A | #N/A | #N/A | #N/A | 0 | 0 | 0
PG&E Greater Bay Study Area | Llagas | 115 | #N/A |  | 0 | 0 |  | 0 |  | 0 | [9 empty] | 0 | 0 | 0 | 0 |  | 0 | 10 | #N/A | #N/A | #N/A | #N/A | #N/A | #N/A | #N/A | #N/A | #N/A | #N/A | #N/A | 0 | 0 | 0
PG&E Greater Bay Study Area | Lockeford | 230 | Lockeford |  | 0 | 0 |  | 0 |  | 0 | [9 empty] | 0 | 0 | 0 | 0 |  | 0 | 10 | 1 | 3 | 1 | 1 | 1 | 1 | 1 | 1 | 1 | 1 | 1 | 0 | 0 | 0
PG&E North of Greater Bay Study Area | Logan Creek | 230 | #N/A |  | 0 | 0 |  | 0 |  | 0 | [9 empty] | 0 | 0 | 0 | 0 |  | 0 | 10 | #N/A | #N/A | #N/A | #N/A | #N/A | #N/A | #N/A | #N/A | #N/A | #N/A | #N/A | 0 | 0 | 0
PG&E Greater Bay Study Area | Lonetree | 230 | Lone Tree |  | 0 | 0 |  | 0 |  | 0 | [9 empty] | 0 | 0 | 0 | 0 |  | 0 | 10 | 1 | 1 | 1 | 2 | 2 | 1 | 2 | 2 | 2 | 1 | 1 | 0 | 0 | 0
PG&E Fresno Study Area | Los Banos | 500 | Los Banos |  | 0 | 0 |  | 0 |  | 0 | [9 empty] | 0 | 0 | 0 | 0 |  | 0 | 10 | 2 | 1 | 2 | 1 | 1 | 2 | 1 | 1 | 2 | 1 | 1 | 0 | 0 | 0
PG&E Fresno Study Area | Los Banos | 230 | Los Banos |  | 120 | 30 |  | 76.4 | 140.4 | 86 | 15 | 2 | 1 | 3 | 1 | 1 | 3 | 1 | 2 | 250 | 250 | 0 | 0 |  | 500 | 10 | 2 | 1 | 2 | 1 | 1 | 2 | 1 | 1 | 2 | 1 | 1 | 0 | 0 | 0
PG&E Fresno Study Area | New Sub - Los Banos - Midway (Proposed) | 500 | #N/A |  | 0 | 0 |  | 0 |  | 0 | [9 empty] | 0 | 0 | 0 | 0 |  | 0 | 10 | #N/A | #N/A | #N/A | #N/A | #N/A | #N/A | #N/A | #N/A | #N/A | #N/A | #N/A | 0 | 0 | 0
PG&E Greater Bay Study Area | Los Esteros | 230 | Los Esteros |  | 0 | 0 |  | 0 |  | 0 | [9 empty] | 0 | 0 | 0 | 0 |  | 0 | 10 | 1 | 1 | 1 | 2 | 5 | 1 | 1 | 1 | 2 | 2 | 1 | 0 | 0 | 0
PG&E Greater Bay Study Area | Los Esteros | 115 | Los Esteros |  | 0 | 0 |  | 0 |  | 0 | [9 empty] | 0 | 0 | 0 | 0 |  | 0 | 10 | 1 | 1 | 1 | 2 | 5 | 1 | 1 | 1 | 2 | 2 | 1 | 0 | 0 | 0
PG&E Greater Bay Study Area | Los Positas | 230 | #N/A |  | 0 | 0 |  | 0 |  | 0 | [9 empty] | 0 | 0 | 0 | 0 |  | 0 | 10 | #N/A | #N/A | #N/A | #N/A | #N/A | #N/A | #N/A | #N/A | #N/A | #N/A | #N/A | 0 | 0 | 0
SDG&E Study Area | Loveland | 69 | #N/A |  | 0 | 0 |  | 0 |  | 0 | [9 empty] | 0 | 0 | 0 | 0 |  | 0 | 10 | #N/A | #N/A | #N/A | #N/A | #N/A | #N/A | #N/A | #N/A | #N/A | #N/A | #N/A | 0 | 0 | 0
SCE Metro Study Area | Lugo | 500 | Lugo |  | 0 | 0 |  | 0 |  | 0 | [9 empty] | 0 | 0 | 0 | 0 |  | 0 | 10 | 1 | 3 | 1 | 2 | 5 | 1 | 3 | 2 | 3 | 1 | 1 | 0 | 0 | 0
SCE North of Lugo Study Area | Lugo | 230 | Lugo |  | 0 | 0 |  | 0 |  | 0 | [9 empty] | 0 | 0 | 0 | 0 |  | 0 | 10 | 1 | 3 | 1 | 2 | 5 | 1 | 3 | 2 | 3 | 1 | 1 | 0 | 0 | 0
SCE North of Lugo Study Area | New Sub - Lugo - Pisgah (Proposed) | 230 | New Sub - Lugo - Pisgah (Proposed) |  | 100 | 50 |  | 0 |  | 150 | 20 | 1 | 2 | 1 | 1 | 1 | 1 | 1 | 1 | 0 | 0 | 0 | 0 |  | 0 | 10 | 1 | 4 | 1 | 2 | 1 | 1 | 1 | 1 | 1 | 2 | 1 | 0 | 0 | 0
PG&E North of Greater Bay Study Area | Madison | 115 | Putah Creek |  | 0 | 0 |  | 0 |  | 0 | [9 empty] | 0 | 13 | 0 | 0 |  | 13 | 5 | 1 | 1 | 1 | 2 | 2 | 2 | 1 | 1 | 2 | 1 | 1 | 0 | 0 | 0
SCE Northern Area | Magunden | 230 | Magunden |  | 0 | 0 |  | 0 |  | 0 | [9 empty] | 0 | 0 | 0 | 0 |  | 0 | 10 | 1 | 1 | 1 | 1 | 1 | 1 | 1 | 1 | 2 | 1 | 1 | 0 | 0 | 0
PG&E Kern Study Area | Magunden | 115 | Magunden |  | 0 | 0 |  | 0 |  | 0 | [9 empty] | 0 | 0 | 0 | 0 |  | 0 | 10 | 1 | 1 | 1 | 1 | 1 | 1 | 1 | 1 | 2 | 1 | 1 | 0 | 0 | 0
PG&E North of Greater Bay Study Area | Malin | 500 | Hilltop | *Split between Hilltop, Leavit, Madeline | 0 | 0 |  | 0 |  | 0 | 20 | 2 | 2 | 2 | 1 | 1 | 2 | 3 | 1 | 0 | 0 | 0 | 0 |  | 0 | 10 | #N/A | #N/A | #N/A | #N/A | #N/A | #N/A | #N/A | #N/A | #N/A | #N/A | #N/A | 0 | 0 | 0
SCE Northern Area | Mandalay | 230 | Mandalay |  | 0 | 0 |  | 0 |  | 0 | [9 empty] | 0 | 0 | 0 | 0 |  | 0 | 10 | 1 | 1 | 1 | 2 | 5 | 1 | 1 | 1 | 1 | 1 | 1 | 0 | 0 | 0
PG&E Fresno Study Area | Manning | 500 | Panoche |  | 0 | 0 |  | 0 |  | 0 | [9 empty] | 492.5 | 480 | 0 | 0 |  | 972.5 | 10 | 2 | 2 | 2 | 1 | 1 | 1 | 1 | 1 | 1 | 1 | 1 | 0 | 0 | 0
PG&E Fresno Study Area | Manning | 230 | Panoche |  | 0 | 0 |  | 0 |  | 0 | [9 empty] | 0 | 0 | 0 | 0 |  | 0 | 10 | 2 | 2 | 2 | 1 | 1 | 1 | 1 | 1 | 1 | 1 | 1 | 0 | 0 | 0
PG&E Greater Bay Study Area | Manteca | 115 | #N/A |  | 0 | 0 |  | 0 |  | 0 | [9 empty] | 0 | 0 | 0 | 0 |  | 0 | 10 | #N/A | #N/A | #N/A | #N/A | #N/A | #N/A | #N/A | #N/A | #N/A | #N/A | #N/A | 0 | 0 | 0
SDG&E Study Area | Margarita | 138 | Margarita |  | 0 | 0 |  | 0 |  | 0 | [9 empty] | 0 | 0 | 0 | 0 |  | 0 | 10 | 1 | 4 | 1 | 2 | 5 | 1 | 2 | 2 | 3 | 2 | 1 | 0 | 0 | 0
PG&E Greater Bay Study Area | Mariposa | 230 | #N/A |  | 0 | 0 |  | 0 |  | 0 | [9 empty] | 0 | 0 | 0 | 0 |  | 0 | 10 | #N/A | #N/A | #N/A | #N/A | #N/A | #N/A | #N/A | #N/A | #N/A | #N/A | #N/A | 0 | 0 | 0
PG&E Greater Bay Study Area | Martin | 115 | Martin |  | 0 | 0 |  | 0 |  | 0 | [9 empty] | 0 | 0 | 0 | 0 |  | 0 | 10 | 1 | 4 | 1 | 2 | 4 | 1 | 1 | 2 | 2 | 1 | 1 | 0 | 0 | 0
PG&E Greater Bay Study Area | Martin | 230 | Martin |  | 0 | 0 |  | 0 |  | 0 | [9 empty] | 0 | 0 | 0 | 0 |  | 0 | 10 | 1 | 4 | 1 | 2 | 4 | 1 | 1 | 2 | 2 | 1 | 1 | 0 | 0 | 0
PG&E Greater Bay Study Area | Martinez | 115 | Martinez |  | 0 | 0 |  | 0 |  | 0 | [9 empty] | 0 | 0 | 0 | 0 |  | 0 | 10 | 1 | 4 | 1 | 2 | 2 | 1 | 1 | 2 | 3 | 1 | 1 | 0 | 0 | 0
PG&E Fresno Study Area | Mc Mullin | 230 | Mc Mullin |  | 0 | 0 |  | 0 |  | 0 | [9 empty] | 0 | 0 | 0 | 0 |  | 0 | 10 | 1 | 1 | 1 | 1 | 1 | 1 | 1 | 1 | 1 | 1 | 1 | 0 | 0 | 0
PG&E Fresno Study Area | McCall | 230 | McCall |  | 0 | 0 |  | 0 |  | 0 | [9 empty] | 0 | 0 | 0 | 0 |  | 0 | 10 | 1 | 3 | 3 | 1 | 1 | 1 | 1 | 1 | 1 | 1 | 1 | 0 | 0 | 0
East of Pisgah Study Area | McCullough (LDWP) | 500 | #N/A | OOS | 0 | 0 |  | 0 |  | 0 | [9 empty] | 0 | 0 | 0 | 0 |  | 0 | 10 | #N/A | N/A | N/A | N/A | N/A | N/A | N/A | N/A | N/A | N/A | N/A | 0 | 0 | 0
East of Pisgah Study Area | Mead | 230 | Mead | OOS | 0 | 0 |  | 0 |  | 0 |  | N/A | N/A | N/A | N/A | N/A | N/A | N/A | N/A | 0 | 0 | 0 | 0 |  | 0 | 10 | 1 | N/A | N/A | N/A | N/A | N/A | N/A | N/A | N/A | N/A | N/A | 0 | 0 | 0
PG&E Greater Bay Study Area | Melones | 115 | #N/A |  | 0 | 0 |  | 0 |  | 0 | [9 empty] | 0 | 0 | 0 | 0 |  | 0 | 10 | #N/A | #N/A | #N/A | #N/A | #N/A | #N/A | #N/A | #N/A | #N/A | #N/A | #N/A | 0 | 0 | 0
PG&E North of Greater Bay Study Area | Mendocino | 115 | Mendocino |  | 0 | 0 |  | 0 |  | 0 | [9 empty] | 0 | 0 | 0 | 0 |  | 0 | 10 | 1 | 1 | 1 | 2 | 5 | 1 | 1 | 1 | 2 | 2 | 1 | 0 | 0 | 0
PG&E Fresno Study Area | Mendota | 115 | Mendota |  | 0 | 0 |  | 0 |  | 0 | [9 empty] | 0 | 0 | 0 | 0 |  | 0 | 10 | 1 | 1 | 1 | 1 | 1 | 1 | 1 | 1 | 1 | 1 | 1 | 0 | 0 | 0
PG&E Fresno Study Area | Merced | 115 | Merced |  | 0 | 0 |  | 0 |  | 0 | [9 empty] | 0 | 0 | 0 | 0 |  | 0 | 10 | 1 | 1 | 1 | 1 | 1 | 1 | 1 | 1 | 3 | 1 | 1 | 0 | 0 | 0
East of Pisgah Study Area | Mercry Switch | 138 | #N/A |  | 0 | 0 |  | 0 |  | 0 | [9 empty] | 0 | 0 | 0 | 0 |  | 0 | 10 | #N/A | #N/A | #N/A | #N/A | #N/A | #N/A | #N/A | #N/A | #N/A | #N/A | #N/A | 0 | 0 | 0
PG&E Kern Study Area | Mesa | 230 | Mesa |  | 0 | 0 |  | 0 |  | 0 | [9 empty] | 0 | 0 | 0 | 0 |  | 0 | 10 | 1 | 1 | 1 | 2 | 4 | 1 | 1 | 1 | 1 | 1 | 1 | 0 | 0 | 0
PG&E Kern Study Area | Mesa | 115 | Mesa |  | 0 | 0 |  | 0 |  | 0 | [9 empty] | 0 | 0 | 0 | 0 |  | 0 | 10 | 1 | 1 | 1 | 2 | 4 | 1 | 1 | 1 | 1 | 1 | 1 | 0 | 0 | 0
SCE Metro Study Area | Mesa (SCE) | 500 | Mesa (SCE) |  | 0 | 0 |  | 0 |  | 0 | [9 empty] | 0 | 0 | 0 | 0 |  | 0 | 10 | 1 | 1 | 1 | 2 | 1 | 1 | 1 | 1 | 1 | 1 | 1 | 0 | 0 | 0
SCE Metro Study Area | Mesa (SCE) | 230 | Mesa (SCE) |  | 0 | 0 |  | 0 |  | 0 | [9 empty] | 0 | 0 | 0 | 0 |  | 0 | 10 | 1 | 1 | 1 | 2 | 1 | 1 | 1 | 1 | 1 | 1 | 1 | 0 | 0 | 0
PG&E Greater Bay Study Area | Metcalf | 500 | Metcalf |  | 0 | 0 |  | 0 |  | 0 | [9 empty] | 0 | 0 | 0 | 0 |  | 0 | 10 | 1 | 1 | 1 | 2 | 5 | 3 | 1 | 1 | 3 | 2 | 1 | 0 | 0 | 0
PG&E Greater Bay Study Area | Metcalf | 230 | Metcalf |  | 0 | 0 |  | 0 |  | 0 | [9 empty] | 0 | 0 | 0 | 0 |  | 0 | 10 | 1 | 1 | 1 | 2 | 5 | 3 | 1 | 1 | 3 | 2 | 1 | 0 | 0 | 0
PG&E Greater Bay Study Area | Metcalf | 115 | Metcalf |  | 0 | 0 |  | 0 |  | 0 | [9 empty] | 0 | 0 | 0 | 0 |  | 0 | 10 | 1 | 1 | 1 | 2 | 5 | 3 | 1 | 1 | 3 | 2 | 1 | 0 | 0 | 0
PG&E Kern Study Area | Midway | 500 | Midway |  | 0 | 0 |  | 0 |  | 0 | [9 empty] | 100 | 700 | 0 | 0 |  | 800 | 15 | 2 | 1 | 2 | 1 | 1 | 1 | 1 | 2 | 2 | 1 | 1 | 0 | 0 | 0
PG&E Kern Study Area | Midway | 230 | Midway |  | 0 | 0 |  | 0 |  | 0 | [9 empty] | 0 | 0 | 0 | 0 |  | 0 | 10 | 3 | 2 | 2 | 1 | 1 | 1 | 1 | 2 | 2 | 1 | 2 | 0 | 0 | 0
PG&E Kern Study Area | Midway | 115 | Midway |  | 0 | 0 |  | 0 |  | 0 | [9 empty] | 200 | 147 | 0 | 0 |  | 347 | 15 | 2 | 1 | 2 | 1 | 1 | 1 | 1 | 2 | 2 | 1 | 1 | 0 | 0 | 0
SDG&E Study Area | Miguel | 500 | Miguel |  | 0 | 0 |  | 0 |  | 0 | [9 empty] | 0 | 0 | 0 | 0 |  | 0 | 10 | 1 | 2 | 1 | 2 | 5 | 1 | 3 | 4 | 5 | 1 | 1 | 0 | 0 | 0
SDG&E Study Area | Miguel | 230 | Miguel |  | 0 | 0 |  | 0 |  | 0 | [9 empty] | 0 | 0 | 0 | 0 |  | 0 | 10 | 1 | 2 | 1 | 2 | 5 | 1 | 3 | 4 | 5 | 1 | 1 | 0 | 0 | 0
PG&E Greater Bay Study Area | Miller | 115 | #N/A |  | 0 | 0 |  | 0 |  | 0 | [9 empty] | 0 | 0 | 0 | 0 |  | 0 | 10 | #N/A | #N/A | #N/A | #N/A | #N/A | #N/A | #N/A | #N/A | #N/A | #N/A | #N/A | 0 | 0 | 0
SCE Metro Study Area | Mira Loma | 500 | Mira Loma |  | 0 | 0 |  | 0 |  | 0 | [9 empty] | 0 | 0 | 0 | 0 |  | 0 | 10 | 1 | 4 | 1 | 2 | 3 | 1 | 1 | 1 | 1 | 1 | 1 | 0 | 0 | 0
SCE Metro Study Area | Mira Loma | 230 | Mira Loma |  | 0 | 0 |  | 0 |  | 0 | [9 empty] | 0 | 0 | 0 | 0 |  | 0 | 10 | 1 | 4 | 1 | 2 | 3 | 1 | 1 | 1 | 1 | 1 | 1 | 0 | 0 | 0
SCE Eastern Study Area | Mirage | 230 | Mirage |  | 0 | 0 |  | 0 |  | 0 | [9 empty] | 0 | 0 | 0 | 132 |  | 132 |  | N/A | N/A | N/A | N/A | N/A | N/A | N/A | N/A | N/A | N/A | N/A | 790 | 45 | 835 |  | Salton Sea | 1 | 1 | 1 | 2 | 2 | 2 | 1 | 1
SDG&E Study Area | Mission | 230 | Mission |  | 0 | 0 |  | 0 |  | 0 | [9 empty] | 0 | 0 | 0 | 0 |  | 0 | 10 | 1 | 4 | 1 | 2 | 1 | 1 | 1 | 2 | 3 | 1 | 1 | 0 | 0 | 0
PG&E Greater Bay Study Area | Mi-Wuk | 115 | #N/A |  | 0 | 0 |  | 0 |  | 0 | [9 empty] | 0 | 0 | 0 | 0 |  | 0 | 10 | #N/A | #N/A | #N/A | #N/A | #N/A | #N/A | #N/A | #N/A | #N/A | #N/A | #N/A | 0 | 0 | 0
East of Pisgah Study Area | Mohave | 500 | Mohave | OOS | 0 | 0 |  | 0 |  | 0 | 20 | 1 | N/A | N/A | N/A | N/A | N/A | N/A | N/A | 0 | 700 | 0 | 0 |  | 700 | 10 | 2 | N/A | N/A | N/A | N/A | N/A | N/A | N/A | N/A | N/A | N/A | 0 | 0 | 0
PG&E North of Greater Bay Study Area | Monroe | 115 | #N/A |  | 0 | 0 |  | 0 |  | 0 | [9 empty] | 0 | 0 | 0 | 0 |  | 0 | 10 | #N/A | #N/A | #N/A | #N/A | #N/A | #N/A | #N/A | #N/A | #N/A | #N/A | #N/A | 0 | 0 | 0
PG&E Greater Bay Study Area | Monta Vista | 230 | #N/A |  | 0 | 0 |  | 0 |  | 0 | [9 empty] | 0 | 0 | 0 | 0 |  | 0 | 10 | #N/A | #N/A | #N/A | #N/A | #N/A | #N/A | #N/A | #N/A | #N/A | #N/A | #N/A | 0 | 0 | 0
PG&E North of Greater Bay Study Area | Monticello | 115 | #N/A |  | 0 | 0 |  | 0 |  | 0 | [9 empty] | 0 | 0 | 0 | 0 |  | 0 | 10 | #N/A | #N/A | #N/A | #N/A | #N/A | #N/A | #N/A | #N/A | #N/A | #N/A | #N/A | 0 | 0 | 0
SCE Northern Area | Moorpark | 230 | Moorpark |  | 0 | 0 |  | 0 |  | 0 | [9 empty] | 0 | 0 | 0 | 0 |  | 0 | 10 | 1 | 2 | 1 | 2 | 5 | 1 | 1 | 1 | 1 | 1 | 1 | 0 | 0 | 0
PG&E Greater Bay Study Area | Moraga | 230 | #N/A |  | 0 | 0 |  | 0 |  | 0 | [9 empty] | 0 | 0 | 0 | 0 |  | 0 | 10 | #N/A | #N/A | #N/A | #N/A | #N/A | #N/A | #N/A | #N/A | #N/A | #N/A | #N/A | 0 | 0 | 0
PG&E Greater Bay Study Area | Moraga | 115 | #N/A |  | 0 | 0 |  | 0 |  | 0 | [9 empty] | 0 | 0 | 0 | 0 |  | 0 | 10 | #N/A | #N/A | #N/A | #N/A | #N/A | #N/A | #N/A | #N/A | #N/A | #N/A | #N/A | 0 | 0 | 0
PG&E Greater Bay Study Area | Morgan Hill | 115 | #N/A |  | 0 | 0 |  | 0 |  | 0 | [9 empty] | 0 | 0 | 0 | 0 |  | 0 | 10 | #N/A | #N/A | #N/A | #N/A | #N/A | #N/A | #N/A | #N/A | #N/A | #N/A | #N/A | 0 | 0 | 0
PG&E Kern Study Area | Morro Bay (Proposed) | 500 | #N/A |  | 0 | 0 |  | 0 |  | 0 | [9 empty] | 0 | 0 | 0 | 0 |  | 0 | 10 | #N/A | #N/A | #N/A | #N/A | #N/A | #N/A | #N/A | #N/A | #N/A | #N/A | #N/A | 0 | 0 | 0
PG&E Kern Study Area | Morro Bay | 230 | Morro Bay |  | 0 | 0 |  | 0 |  | 0 | [9 empty] | 0 | 0 | 0 | 0 |  | 0 | 10 | 1 | 1 | 1 | 2 | 5 | 2 | 1 | 1 | 3 | 2 | 1 | 0 | 0 | 0
PG&E Kern Study Area | Morro Bay | 115 | Morro Bay |  | 0 | 0 |  | 0 |  | 0 | [9 empty] | 0 | 0 | 0 | 0 |  | 0 | 10 | 1 | 1 | 1 | 2 | 5 | 2 | 1 | 1 | 3 | 2 | 1 | 0 | 0 | 0
PG&E Greater Bay Study Area | Moss Landing | 500 | Moss Landing |  | 0 | 0 |  | 0 |  | 0 | [9 empty] | 0 | 0 | 0 | 0 |  | 0 | 10 | 1 | 3 | 1 | 1 | 1 | 1 | 1 | 1 | 1 | 1 | 1 | 0 | 0 | 0
PG&E Greater Bay Study Area | Moss Landing | 230 | Moss Landing |  | 0 | 0 |  | 0 |  | 0 | [9 empty] | 0 | 0 | 0 | 0 |  | 0 | 10 | 1 | 3 | 1 | 1 | 1 | 1 | 1 | 1 | 1 | 1 | 1 | 0 | 0 | 0
PG&E Greater Bay Study Area | Moss Landing | 115 | Moss Landing |  | 0 | 0 |  | 0 |  | 0 | [9 empty] | 0 | 0 | 0 | 0 |  | 0 | 10 | 1 | 3 | 1 | 1 | 1 | 1 | 1 | 1 | 1 | 1 | 1 | 0 | 0 | 0
PG&E Kern Study Area | Mt Poso | 115 | #N/A |  | 0 | 0 |  | 0 |  | 0 | [9 empty] | 0 | 0 | 0 | 0 |  | 0 | 10 | #N/A | #N/A | #N/A | #N/A | #N/A | #N/A | #N/A | #N/A | #N/A | #N/A | #N/A | 0 | 0 | 0
PG&E Fresno Study Area | Mustang | 230 | Henrietta |  | 0 | 0 |  | 0 |  | 0 | [9 empty] | 206.5 | 300 | 106.5 | 0 |  | 400 | 10 | 1 | 2 | 1 | 1 | 1 | 1 | 1 | 1 | 1 | 1 | 1 | 0 | 0 | 0
PG&E Fresno Study Area | New Melones | 230 | #N/A |  | 0 | 0 |  | 0 |  | 0 | [9 empty] | 0 | 0 | 0 | 0 |  | 0 | 10 | #N/A | #N/A | #N/A | #N/A | #N/A | #N/A | #N/A | #N/A | #N/A | #N/A | #N/A | 0 | 0 | 0
PG&E Greater Bay Study Area | Newark | 230 | Newark |  | 0 | 0 |  | 0 |  | 0 | [9 empty] | 0 | 0 | 0 | 0 |  | 0 | 10 | 1 | 1 | 1 | 2 | 3 | 2 | 1 | 2 | 3 | 1 | 1 | 0 | 0 | 0
PG&E Greater Bay Study Area | Newark | 115 | Newark |  | 0 | 0 |  | 0 |  | 0 | [9 empty] | 0 | 0 | 0 | 0 |  | 0 | 10 | 1 | 1 | 1 | 2 | 3 | 2 | 1 | 2 | 3 | 1 | 1 | 0 | 0 | 0
PG&E Fresno Study Area | Newhall | 115 | Newhall |  | 0 | 0 |  | 0 |  | 0 | [9 empty] | 0 | 0 | 0 | 0 |  | 0 | 10 | 1 | 1 | 1 | 1 | 1 | 2 | 1 | 1 | 2 | 1 | 1 | 0 | 0 | 0
PG&E Kern Study Area | Norco | 115 | Norco |  | 0 | 0 |  | 0 |  | 0 | [9 empty] | 0 | 0 | 0 | 0 |  | 0 | 10 | 1 | 1 | 1 | 1 | 1 | 1 | 2 | 3 | 3 | 1 | 1 | 0 | 0 | 0
SDG&E Study Area | North City Metering | 138 | #N/A |  | 0 | 0 |  | 0 |  | 0 | [9 empty] | 0 | 0 | 0 | 0 |  | 0 | 10 | #N/A | #N/A | #N/A | #N/A | #N/A | #N/A | #N/A | #N/A | #N/A | #N/A | #N/A | 0 | 0 | 0
PG&E Greater Bay Study Area | North Dublin | 230 | #N/A |  | 0 | 0 |  | 0 |  | 0 | [9 empty] | 0 | 0 | 0 | 0 |  | 0 | 10 | #N/A | #N/A | #N/A | #N/A | #N/A | #N/A | #N/A | #N/A | #N/A | #N/A | #N/A | 0 | 0 | 0
SDG&E Study Area | North Gila | 500 | North Gila | OOS | 0 | 0 |  | 0 |  | 0 | [9 empty] | 0 | 0 | 0 | 0 |  | 0 | 10 | 1 | N/A | N/A | N/A | N/A | N/A | N/A | N/A | N/A | N/A | N/A | 0 | 0 | 0
SDG&E Study Area | New Sub - North Gila - IV (Proposed) | 500 | New Sub - North Gila - IV (Proposed) |  | 0 | 0 |  | 0 |  | 0 | [9 empty] | 0 | 0 | 0 | 0 |  | 0 | 10 | 1 | 1 | 2 | 2 | 1 | 1 | 1 | 1 | 1 | 1 | 1 | 0 | 0 | 0
PG&E Greater Bay Study Area | Oakland C | 115 | Richmond |  | 0 | 0 |  | 0 |  | 0 | [9 empty] | 0 | 0 | 0 | 0 |  | 0 | 10 | 1 | 1 | 1 | 2 | 5 | 1 | 1 | 1 | 2 | 2 | 1 | 0 | 0 | 0
PG&E Greater Bay Study Area | Oakland J | 115 | #N/A |  | 0 | 0 |  | 0 |  | 0 | [9 empty] | 0 | 0 | 0 | 0 |  | 0 | 10 | #N/A | #N/A | #N/A | #N/A | #N/A | #N/A | #N/A | #N/A | #N/A | #N/A | #N/A | 0 | 0 | 0
PG&E Kern Study Area | Oceano | 115 | Oceano |  | 0 | 0 |  | 0 |  | 0 | [9 empty] | 0 | 0 | 0 | 0 |  | 0 | 10 | 1 | 2 | 1 | 2 | 4 | 1 | 1 | 1 | 1 | 1 | 1 | 0 | 0 | 0
SDG&E Study Area | Ocotillo Express | 500 | Ocotillo Express |  | 0 | 0 |  | 0 |  | 0 | [9 empty] | 0 | 0 | 0 | 0 |  | 0 | 10 | 1 | 1 | 1 | 2 | 1 | 1 | 1 | 1 | 2 | 1 | 1 | 0 | 0 | 0
SDG&E Study Area | Old Town | 230 | Old Town |  | 0 | 0 |  | 0 |  | 0 | [9 empty] | 0 | 0 | 0 | 0 |  | 0 | 10 | 1 | 3 | 1 | 2 | 1 | 1 | 1 | 3 | 3 | 1 | 1 | 0 | 0 | 0
SCE Metro Study Area | Olinda | 230 | Olinda |  | 0 | 0 |  | 0 |  | 0 | [9 empty] | 0 | 0 | 0 | 0 |  | 0 | 10 | 1 | 3 | 1 | 2 | 5 | 2 | 1 | 1 | 2 | 1 | 1 | 0 | 0 | 0
PG&E Kern Study Area | Olive | 115 | Olive |  | 0 | 0 |  | 0 |  | 0 | [9 empty] | 40 | 0 | 0 | 0 |  | 40 | 5 | 1 | 2 | 1 | 2 | 1 | 2 | 1 | 1 | 2 | 1 | 1 | 0 | 0 | 0
PG&E North of Greater Bay Study Area | Olivehurst | 115 | Olivehurst |  | 0 | 0 |  | 0 |  | 0 | [9 empty] | 0 | 0 | 0 | 0 |  | 0 | 10 | 1 | 2 | 2 | 2 | 1 | 1 | 1 | 1 | 1 | 1 | 1 | 0 | 0 | 0
SCE Northern Area | Ormond Beach | 230 | #N/A |  | 0 | 0 |  | 0 |  | 0 | [9 empty] | 0 | 0 | 0 | 0 |  | 0 | 10 | #N/A | #N/A | #N/A | #N/A | #N/A | #N/A | #N/A | #N/A | #N/A | #N/A | #N/A | 0 | 0 | 0
SDG&E Study Area | Otay | 69 | #N/A |  | 0 | 0 |  | 0 |  | 0 | [9 empty] | 0 | 0 | 0 | 0 |  | 0 | 10 | #N/A | #N/A | #N/A | #N/A | #N/A | #N/A | #N/A | #N/A | #N/A | #N/A | #N/A | 0 | 0 | 0
SDG&E Study Area | Otay Mesa | 230 | Otay Mesa |  | 0 | 0 |  | 0 |  | 0 | [9 empty] | 0 | 0 | 0 | 0 |  | 0 | 10 | 1 | 2 | 1 | 2 | 5 | 1 | 4 | 5 | 5 | 2 | 1 | 0 | 0 | 0
PG&E Fresno Study Area | Padre Flats SW STA | 230 | #N/A |  | 0 | 0 |  | 0 |  | 0 | [9 empty] | 0 | 0 | 0 | 0 |  | 0 | 10 | #N/A | #N/A | #N/A | #N/A | #N/A | #N/A | #N/A | #N/A | #N/A | #N/A | #N/A | 0 | 0 | 0
East of Pisgah Study Area | Pahrump | 230 | Pahrump | OOS | 0 | 0 |  | 0 |  | 0 | [9 empty] | 0 | 0 | 0 | 0 |  | 0 | 10 | 1 | N/A | N/A | N/A | N/A | N/A | N/A | N/A | N/A | N/A | N/A | 0 | 0 | 0
East of Pisgah Study Area | Pahrump | 138 | Pahrump | OOS | 0 | 0 |  | 0 |  | 0 | [9 empty] | 0 | 0 | 0 | 0 |  | 0 | 10 | 1 | N/A | N/A | N/A | N/A | N/A | N/A | N/A | N/A | N/A | N/A | 0 | 0 | 0
SDG&E Study Area | Pala | 69 | #N/A |  | 0 | 0 |  | 0 |  | 0 | [9 empty] | 0 | 0 | 0 | 0 |  | 0 | 10 | #N/A | #N/A | #N/A | #N/A | #N/A | #N/A | #N/A | #N/A | #N/A | #N/A | #N/A | 0 | 0 | 0
PG&E North of Greater Bay Study Area | Palermo | 230 | Palermo |  | 0 | 0 |  | 0 |  | 0 | [9 empty] | 0 | 0 | 0 | 0 |  | 0 | 10 | 1 | 2 | 1 | 2 | 2 | 3 | 1 | 1 | 4 | 1 | 1 | 0 | 0 | 0
PG&E North of Greater Bay Study Area | Palermo | 115 | Palermo |  | 0 | 0 |  | 0 |  | 0 | [9 empty] | 0 | 0 | 0 | 0 |  | 0 | 10 | 1 | 2 | 1 | 2 | 2 | 3 | 1 | 1 | 4 | 1 | 1 | 0 | 0 | 0
SCE Eastern Study Area | Palo Verde | 500 | Palo Verde | OOS | 0 | 0 |  | 0 |  | 0 | [9 empty] | 0 | 0 | 0 | 0 |  | 0 | 10 | 1 | N/A | N/A | N/A | N/A | N/A | N/A | N/A | N/A | N/A | N/A | 0 | 0 | 0
SDG&E Study Area | Palomar Energy | 230 | #N/A |  | 0 | 0 |  | 0 |  | 0 | [9 empty] | 0 | 0 | 0 | 0 |  | 0 | 10 | #N/A | #N/A | #N/A | #N/A | #N/A | #N/A | #N/A | #N/A | #N/A | #N/A | #N/A | 0 | 0 | 0
PG&E Fresno Study Area | Panoche | 115 | Panoche |  | 0 | 0 |  | 0 |  | 0 | [9 empty] | 0 | 0 | 0 | 0 |  | 0 | 10 | 2 | 2 | 2 | 1 | 1 | 1 | 1 | 1 | 1 | 1 | 1 | 0 | 0 | 0
PG&E Fresno Study Area | Panoche | 230 | Panoche |  | 0 | 0 |  | 0 |  | 0 | [9 empty] | 100 | 260 | 0 | 0 |  | 360 | 10 | 2 | 2 | 2 | 1 | 1 | 1 | 1 | 1 | 1 | 1 | 1 | 0 | 0 | 0
SCE Northern Area | Pardee | 230 | Pardee |  | 0 | 0 |  | 0 |  | 0 | [9 empty] | 0 | 0 | 0 | 0 |  | 0 | 10 | 1 | 2 | 1 | 2 | 5 | 1 | 1 | 1 | 2 | 2 | 1 | 0 | 0 | 0
PG&E North of Greater Bay Study Area | Parkway | 230 | #N/A |  | 0 | 0 |  | 0 |  | 0 | [9 empty] | 0 | 0 | 0 | 0 |  | 0 | 10 | #N/A | #N/A | #N/A | #N/A | #N/A | #N/A | #N/A | #N/A | #N/A | #N/A | #N/A | 0 | 0 | 0
SCE Northern Area | Pastoria | 230 | Pastoria |  | 0 | 0 |  | 0 |  | 0 | [9 empty] | 0 | 0 | 0 | 105 |  | 105 | 10 | 3 | 1 | 2 | 2 | 2 | 2 | 1 | 1 | 2 | 1 | 1 | 0 | 0 | 0
SCE Metro Study Area | Pauda | 230 | Padua |  | 0 | 0 |  | 0 |  | 0 | [9 empty] | 0 | 0 | 0 | 0 |  | 0 | 10 | 1 | 4 | 1 | 2 | 5 | 1 | 1 | 1 | 1 | 1 | 1 | 0 | 0 | 0
PG&E North of Greater Bay Study Area | Peabody | 230 | Peabody |  | 0 | 0 |  | 0 |  | 0 | [9 empty] | 0 | 0 | 0 | 0 |  | 0 | 10 | 1 | 1 | 1 | 2 | 2 | 1 | 1 | 1 | 2 | 1 | 1 | 0 | 0 | 0
PG&E North of Greater Bay Study Area | Pease | 115 | Pease |  | 0 | 0 |  | 0 |  | 0 | [9 empty] | 0 | 0 | 0 | 0 |  | 0 | 10 | 1 | 2 | 1 | 2 | 1 | 1 | 1 | 1 | 2 | 1 | 1 | 0 | 0 | 0
SDG&E Study Area | Penasquitos | 230 | Penasquitos |  | 0 | 0 |  | 0 |  | 0 | [9 empty] | 0 | 0 | 0 | 0 |  | 0 | 10 | 1 | 2 | 1 | 2 | 5 | 1 | 2 | 2 | 3 | 1 | 1 | 0 | 0 | 0
PG&E North of Greater Bay Study Area | Penngrove | 115 | Penngrove |  | 0 | 0 |  | 0 |  | 0 | [9 empty] | 0 | 0 | 0 | 0 |  | 0 | 10 | 1 | 2 | 1 | 2 | 3 | 2 | 1 | 2 | 3 | 2 | 1 | 0 | 0 | 0
PG&E Greater Bay Study Area | Peoria | 115 | Peoria |  | 0 | 0 |  | 0 |  | 0 | [9 empty] | 0 | 0 | 0 | 0 |  | 0 | 10 | 1 | 1 | 1 | 2 | 2 | 2 | 1 | 1 | 3 | 3 | 1 | 0 | 0 | 0
PG&E Greater Bay Study Area | Piercy | 115 | #N/A |  | 0 | 0 |  | 0 |  | 0 | [9 empty] | 0 | 0 | 0 | 0 |  | 0 | 10 | #N/A | #N/A | #N/A | #N/A | #N/A | #N/A | #N/A | #N/A | #N/A | #N/A | #N/A | 0 | 0 | 0
PG&E Fresno Study Area | Pine Flat | 230 | #N/A |  | 0 | 0 |  | 0 |  | 0 | [9 empty] | 0 | 0 | 0 | 0 |  | 0 | 10 | #N/A | #N/A | #N/A | #N/A | #N/A | #N/A | #N/A | #N/A | #N/A | #N/A | #N/A | 0 | 0 | 0
SCE North of Lugo Study Area | Pisgah | 230 | Pisgah |  | 0 | 0 |  | 0 |  | 0 | 20 | 1 | 1 | 1 | 1 | 1 | 1 | 1 | 1 | 80 | 200 | 0 | 0 |  | 280 | 15 | 2 | 2 | 1 | 2 | 1 | 1 | 1 | 1 | 1 | 2 | 1 | 0 | 0 | 0
PG&E North of Greater Bay Study Area | Pit 1 | 230 | Pit 1 |  | 0 | 0 |  | 0 |  | 0 | [9 empty] | 0 | 0 | 0 | 0 |  | 0 | 10 | 1 | 1 | 1 | 2 | 5 | 1 | 1 | 1 | 2 | 1 | 1 | 0 | 0 | 0
PG&E North of Greater Bay Study Area | New Sub - Pit 1 - Cottonwood (Proposed) | 230 | Round Mountain |  | 200 | 10 |  | 0 |  | 210 | 15 | 3 | 5 | 2 | 1 | 1 | 2 | 3 | 2 | 0 | 0 | 0 | 0 |  | 0 | 10 | 1 | 1 | 1 | 2 | 5 | 3 | 1 | 1 | 3 | 2 | 1 | 0 | 0 | 0
PG&E North of Greater Bay Study Area | Pit 4 | 230 | #N/A |  | 0 | 0 |  | 0 |  | 0 | [9 empty] | 0 | 0 | 0 | 0 |  | 0 | 10 | #N/A | #N/A | #N/A | #N/A | #N/A | #N/A | #N/A | #N/A | #N/A | #N/A | #N/A | 0 | 0 | 0
PG&E Greater Bay Study Area | Pittsburg | 230 | Pittsburg |  | 0 | 0 |  | 0 |  | 0 | [9 empty] | 0 | 0 | 0 | 0 |  | 0 | 10 | 1 | 1 | 1 | 2 | 2 | 1 | 1 | 1 | 2 | 1 | 1 | 0 | 0 | 0
PG&E Greater Bay Study Area | Pittsburg | 115 | Pittsburg |  | 0 | 0 |  | 0 |  | 0 | [9 empty] | 0 | 0 | 0 | 0 |  | 0 | 10 | 1 | 1 | 1 | 2 | 2 | 1 | 1 | 1 | 2 | 1 | 1 | 0 | 0 | 0
PG&E North of Greater Bay Study Area | Placerville | 115 | Placerville |  | 0 | 0 |  | 0 |  | 0 | [9 empty] | 0 | 0 | 0 | 0 |  | 0 | 10 | 1 | 4 | 1 | 2 | 5 | 3 | 1 | 1 | 4 | 1 | 1 | 0 | 0 | 0
PG&E North of Greater Bay Study Area | Pleasant Grove | 115 | Pleasant Grove |  | 0 | 0 |  | 0 |  | 0 | [9 empty] | 0 | 0 | 0 | 0 |  | 0 | 10 | 1 | 4 | 1 | 2 | 1 | 1 | 1 | 1 | 1 | 1 | 1 | 0 | 0 | 0
PG&E North of Greater Bay Study Area | POE | 230 | #N/A |  | 0 | 0 |  | 0 |  | 0 | [9 empty] | 0 | 0 | 0 | 0 |  | 0 | 10 | #N/A | #N/A | #N/A | #N/A | #N/A | #N/A | #N/A | #N/A | #N/A | #N/A | #N/A | 0 | 0 | 0
SDG&E Study Area | Point Loma | 69 | #N/A |  | 0 | 0 |  | 0 |  | 0 | [9 empty] | 0 | 0 | 0 | 0 |  | 0 | 10 | #N/A | #N/A | #N/A | #N/A | #N/A | #N/A | #N/A | #N/A | #N/A | #N/A | #N/A | 0 | 0 | 0
SDG&E Study Area | Pomerado | 69 | #N/A |  | 0 | 0 |  | 0 |  | 0 | [9 empty] | 0 | 0 | 0 | 0 |  | 0 | 10 | #N/A | #N/A | #N/A | #N/A | #N/A | #N/A | #N/A | #N/A | #N/A | #N/A | #N/A | 0 | 0 | 0
PG&E Kern Study Area | Poso Mountain | 115 | Poso Mountain |  | 0 | 0 |  | 0 |  | 0 | [9 empty] | 0 | 0 | 0 | 0 |  | 0 | 10 | 1 | 1 | 1 | 1 | 2 | 3 | 1 | 1 | 3 | 1 | 1 | 0 | 0 | 0
East of Pisgah Study Area | Primm | 230 | Primm | OOS | 0 | 0 |  | 0 |  | 0 | [9 empty] | 0 | 0 | 0 | 0 |  | 0 | 10 | 1 | N/A | N/A | N/A | N/A | N/A | N/A | N/A | N/A | N/A | N/A | 0 | 0 | 0
PG&E North of Greater Bay Study Area | Putah Creek | 115 | Putah Creek |  | 0 | 0 |  | 0 |  | 0 | [9 empty] | 0 | 3 | 3 | 0 |  | 0 | 5 | 1 | 1 | 1 | 2 | 2 | 2 | 1 | 1 | 2 | 1 | 1 | 0 | 0 | 0
SDG&E Study Area | Q1806 Switchyard | 138 | #N/A |  | 0 | 0 |  | 0 |  | 0 | [9 empty] | 0 | 0 | 0 | 0 |  | 0 | [12 empty] | 0 | 0 | 0
PG&E Fresno Study Area | Quinto | 230 | Quinto |  | 0 | 0 |  | 0 |  | 0 | [9 empty] | 121 | 0 | 0 | 0 |  | 121 | 5 | 2 | 2 | 2 | 1 | 1 | 2 | 1 | 1 | 2 | 1 | 1 | 0 | 0 | 0
PG&E Greater Bay Study Area | Race Track | 115 | #N/A |  | 0 | 0 |  | 0 |  | 0 | [9 empty] | 0 | 0 | 0 | 0 |  | 0 | 10 | #N/A | #N/A | #N/A | #N/A | #N/A | #N/A | #N/A | #N/A | #N/A | #N/A | #N/A | 0 | 0 | 0
SDG&E Study Area | Rancho Mission Viejo | 138 | #N/A |  | 0 | 0 |  | 0 |  | 0 | [9 empty] | 0 | 0 | 0 | 0 |  | 0 | 10 | #N/A | #N/A | #N/A | #N/A | #N/A | #N/A | #N/A | #N/A | #N/A | #N/A | #N/A | 0 | 0 | 0
PG&E North of Greater Bay Study Area | New Sub - Rancho Seco - Bellota (Proposed) | 230 | New Sub - Rancho Seco - Bellota (Proposed) |  | 0 | 0 |  | 0 |  | 0 | [9 empty] | 0 | 0 | 0 | 0 |  | 0 | 10 | 1 | 2 | 1 | 1 | 1 | 1 | 1 | 2 | 3 | 1 | 1 | 0 | 0 | 0
SCE Metro Study Area | Rancho Vista | 500 | Rancho Vista |  | 0 | 0 |  | 0 |  | 0 | [9 empty] | 0 | 0 | 0 | 0 |  | 0 | 10 | 1 | 4 | 1 | 2 | 4 | 1 | 1 | 1 | 1 | 1 | 1 | 0 | 0 | 0
SCE Metro Study Area | Rancho Vista | 230 | Rancho Vista |  | 0 | 0 |  | 0 |  | 0 | [9 empty] | 0 | 0 | 0 | 0 |  | 0 | 10 | 1 | 4 | 1 | 2 | 4 | 1 | 1 | 1 | 1 | 1 | 1 | 0 | 0 | 0
SCE North of Lugo Study Area | Ransburg | 115 | Ransburg |  | 0 | 0 |  | 0 |  | 0 | [9 empty] | 0 | 0 | 0 | 0 |  | 0 | 10 | 1 | 2 | 1 | 2 | 1 | 1 | 1 | 1 | 1 | 2 | 1 | 0 | 0 | 0
SCE Northern Area | Rector | 230 | Rector |  | 0 | 0 |  | 0 |  | 0 | [9 empty] | 0 | 0 | 0 | 0 |  | 0 | 10 | 1 | 2 | 2 | 1 | 1 | 1 | 1 | 1 | 1 | 1 | 1 | 0 | 0 | 0
SCE Eastern Study Area | Red Bluff | 500 | Red bluff |  | 0 | 0 |  | 0 |  | 0 | [9 empty] | 0 | 575 | 250 | 0 |  | 325 | 20 | 3 | 2 | 1 | 2 | 1 | 2 | 1 | 1 | 2 | 1 | 2 | 0 | 0 | 0
SCE Eastern Study Area | Red Bluff | 230 | Red bluff |  | 0 | 0 |  | 0 |  | 0 | [9 empty] | 100 | 463.5 | 0 | 0 |  | 563.5 | 20 | 3 | 2 | 1 | 2 | 1 | 2 | 1 | 1 | 2 | 1 | 2 | 0 | 0 | 0
SCE Metro Study Area | Redondo | 230 | Redondo |  | 0 | 0 |  | 0 |  | 0 | [9 empty] | 0 | 0 | 0 | 0 |  | 0 | 10 | 1 | 1 | 1 | 2 | 1 | 1 | 1 | 3 | 3 | 1 | 1 | 0 | 0 | 0
PG&E Kern Study Area | Renfro | 115 | Renfro |  | 0 | 0 |  | 0 |  | 0 | [9 empty] | 0 | 0 | 0 | 0 |  | 0 | 10 | 1 | 2 | 2 | 1 | 1 | 1 | 1 | 1 | 1 | 1 | 1 | 0 | 0 | 0
PG&E Greater Bay Study Area | Richmond | 115 | Richmond |  | 0 | 0 |  | 0 |  | 0 | [9 empty] | 0 | 0 | 0 | 0 |  | 0 | 10 | 1 | 1 | 1 | 2 | 5 | 1 | 1 | 1 | 2 | 2 | 1 | 0 | 0 | 0
PG&E North of Greater Bay Study Area | Rincon | 115 | #N/A |  | 0 | 0 |  | 0 |  | 0 | [9 empty] | 0 | 0 | 0 | 0 |  | 0 | 10 | #N/A | #N/A | #N/A | #N/A | #N/A | #N/A | #N/A | #N/A | #N/A | #N/A | #N/A | 0 | 0 | 0
PG&E Kern Study Area | Rio Bravo | 115 | Rio Bravo |  | 0 | 0 |  | 0 |  | 0 | [9 empty] | 0 | 0 | 0 | 0 |  | 0 | 10 | 1 | 2 | 2 | 1 | 1 | 1 | 1 | 1 | 1 | 1 | 1 | 0 | 0 | 0
SCE Metro Study Area | Rio Hondo | 230 | Rio Hondo |  | 0 | 0 |  | 0 |  | 0 | [9 empty] | 0 | 0 | 0 | 0 |  | 0 | 10 | 1 | 1 | 1 | 2 | 5 | 1 | 3 | 3 | 4 | 3 | 1 | 0 | 0 | 0
PG&E North of Greater Bay Study Area | Rio Oso | 230 | Rio Oso |  | 0 | 0 |  | 0 |  | 0 | [9 empty] | 65 | 200 | 0 | 0 |  | 265 | 10 | 1 | 2 | 1 | 2 | 1 | 1 | 1 | 1 | 2 | 1 | 1 | 0 | 0 | 0
PG&E North of Greater Bay Study Area | Rio Oso | 115 | Rio Oso |  | 0 | 0 |  | 0 |  | 0 | [9 empty] | 0 | 0 | 0 | 0 |  | 0 | 10 | 1 | 2 | 1 | 2 | 1 | 1 | 1 | 1 | 2 | 1 | 1 | 0 | 0 | 0
PG&E Greater Bay Study Area | Ripon | 115 | Ripon |  | 0 | 0 |  | 0 |  | 0 | [9 empty] | 0 | 0 | 0 | 0 |  | 0 | 10 | 1 | 2 | 2 | 1 | 1 | 1 | 1 | 1 | 1 | 1 | 1 | 0 | 0 | 0
PG&E Greater Bay Study Area | Riverbank | 115 | Riverbank |  | 0 | 0 |  | 0 |  | 0 | [9 empty] | 0 | 0 | 0 | 0 |  | 0 | 10 | 1 | 2 | 1 | 1 | 1 | 2 | 1 | 1 | 2 | 1 | 1 | 0 | 0 | 0
SCE North of Lugo Study Area | Roadway | 115 | Roadway |  | 0 | 0 |  | 0 |  | 0 | [9 empty] | 211 | 10 | 0 | 0 |  | 221 | 10 | 1 | 5 | 1 | 2 | 1 | 1 | 1 | 1 | 2 | 1 | 1 | 0 | 0 | 0
PG&E Greater Bay Study Area | Rossmoor | 230 | #N/A |  | 0 | 0 |  | 0 |  | 0 | [9 empty] | 0 | 0 | 0 | 0 |  | 0 | 10 | #N/A | #N/A | #N/A | #N/A | #N/A | #N/A | #N/A | #N/A | #N/A | #N/A | #N/A | 0 | 0 | 0
PG&E North of Greater Bay Study Area | Round Mountain | 500 | Round Mountain |  | 0 | 0 |  | 0 |  | 0 | [9 empty] | 0 | 0 | 0 | 0 |  | 0 | 10 | 1 | 1 | 1 | 2 | 5 | 3 | 1 | 1 | 3 | 2 | 1 | 0 | 0 | 0
PG&E North of Greater Bay Study Area | Round Mountain | 230 | Round Mountain |  | 80 | 20 |  | 0 |  | 100 | 15 | 3 | 5 | 2 | 1 | 1 | 2 | 3 | 2 | 0 | 0 | 0 | 0 |  | 0 | 10 | 1 | 1 | 1 | 2 | 5 | 3 | 1 | 1 | 3 | 2 | 1 | 0 | 0 | 0
PG&E Greater Bay Study Area | Salado | 115 | #N/A |  | 0 | 0 |  | 0 |  | 0 | [9 empty] | 0 | 0 | 0 | 0 |  | 0 | 10 | #N/A | #N/A | #N/A | #N/A | #N/A | #N/A | #N/A | #N/A | #N/A | #N/A | #N/A | 0 | 0 | 0
SDG&E Study Area | Salt Creek | 69 | #N/A |  | 0 | 0 |  | 0 |  | 0 | [9 empty] | 0 | 0 | 0 | 0 |  | 0 | 10 | #N/A | #N/A | #N/A | #N/A | #N/A | #N/A | #N/A | #N/A | #N/A | #N/A | #N/A | 0 | 0 | 0
SCE Eastern Study Area | San Bernardino | 230 | San Bernardino |  | 0 | 0 |  | 0 |  | 0 | [9 empty] | 0 | 0 | 0 | 0 |  | 0 | 10 | 1 | 3 | 1 | 2 | 5 | 1 | 1 | 2 | 3 | 1 | 1 | 0 | 0 | 0
PG&E Greater Bay Study Area | San Jose B | 115 | #N/A |  | 0 | 0 |  | 0 |  | 0 | [9 empty] | 0 | 0 | 0 | 0 |  | 0 | 10 | #N/A | #N/A | #N/A | #N/A | #N/A | #N/A | #N/A | #N/A | #N/A | #N/A | #N/A | 0 | 0 | 0
PG&E Greater Bay Study Area | San Leandro | 115 | #N/A |  | 0 | 0 |  | 0 |  | 0 | [9 empty] | 0 | 0 | 0 | 0 |  | 0 | 10 | #N/A | #N/A | #N/A | #N/A | #N/A | #N/A | #N/A | #N/A | #N/A | #N/A | #N/A | 0 | 0 | 0
PG&E Kern Study Area | San Luis Obispo | 115 | San Luis Obispo |  | 0 | 0 |  | 0 |  | 0 | [9 empty] | 0 | 0 | 0 | 0 |  | 0 | 10 | 1 | 1 | 1 | 2 | 5 | 1 | 1 | 2 | 2 | 1 | 1 | 0 | 0 | 0
SDG&E Study Area | San Luis Rey | 230 | San Luis Rey |  | 0 | 0 |  | 0 |  | 0 | [9 empty] | 0 | 0 | 0 | 0 |  | 0 | 10 | 1 | 4 | 1 | 2 | 5 | 2 | 1 | 2 | 3 | 1 | 1 | 0 | 0 | 0
SDG&E Study Area | San Onofre | 230 | San Onofre |  | 0 | 0 |  | 0 |  | 0 | [9 empty] | 0 | 0 | 0 | 0 |  | 0 | 10 | 1 | 1 | 1 | 2 | 5 | 1 | 3 | 3 | 3 | 2 | 1 | 0 | 0 | 0
PG&E Greater Bay Study Area | San Pablo Sub | 115 | #N/A |  | 0 | 0 |  | 0 |  | 0 | [9 empty] | 0 | 0 | 0 | 0 |  | 0 | 10 | #N/A | #N/A | #N/A | #N/A | #N/A | #N/A | #N/A | #N/A | #N/A | #N/A | #N/A | 0 | 0 | 0
PG&E Greater Bay Study Area | San Ramon | 230 | #N/A |  | 0 | 0 |  | 0 |  | 0 | [9 empty] | 0 | 0 | 0 | 0 |  | 0 | 10 | #N/A | #N/A | #N/A | #N/A | #N/A | #N/A | #N/A | #N/A | #N/A | #N/A | #N/A | 0 | 0 | 0
SCE North of Lugo Study Area | Sandlot | 230 | #N/A |  | 0 | 0 |  | 0 |  | 0 | [9 empty] | 0 | 0 | 0 | 0 |  | 0 | 10 | #N/A | #N/A | #N/A | #N/A | #N/A | #N/A | #N/A | #N/A | #N/A | #N/A | #N/A | 0 | 0 | 0
East of Pisgah Study Area | Sandy | 138 | Sandy | OOS | 0 | 0 |  | 0 |  | 0 | [9 empty] | 0 | 0 | 0 | 0 |  | 0 | 10 | #N/A | N/A | N/A | N/A | N/A | N/A | N/A | N/A | N/A | N/A | N/A | 0 | 0 | 0
PG&E Fresno Study Area | Sanger | 115 | Sanger |  | 0 | 0 |  | 0 |  | 0 | [9 empty] | 0 | 0 | 0 | 0 |  | 0 | 10 | 1 | 3 | 2 | 1 | 1 | 1 | 1 | 1 | 1 | 1 | 1 | 0 | 0 | 0
SCE Northern Area | Santa Clara | 230 | Santa Clara |  | 0 | 0 |  | 0 |  | 0 | [9 empty] | 0 | 0 | 0 | 0 |  | 0 | 5 | 1 | 1 | 1 | 2 | 5 | 1 | 1 | 1 | 1 | 1 | 1 | 0 | 0 | 0
PG&E North of Greater Bay Study Area | Santa Rosa | 115 | #N/A |  | 0 | 0 |  | 0 |  | 0 | [9 empty] | 0 | 0 | 0 | 0 |  | 0 | 10 | #N/A | #N/A | #N/A | #N/A | #N/A | #N/A | #N/A | #N/A | #N/A | #N/A | #N/A | 0 | 0 | 0
PG&E Greater Bay Study Area | Santa Teresa | 115 | #N/A |  | 0 | 0 |  | 0 |  | 0 | [9 empty] | 0 | 0 | 0 | 0 |  | 0 | 10 | #N/A | #N/A | #N/A | #N/A | #N/A | #N/A | #N/A | #N/A | #N/A | #N/A | #N/A | 0 | 0 | 0
SDG&E Study Area | Santee | 138 | #N/A |  | 0 | 0 |  | 0 |  | 0 | [9 empty] | 0 | 0 | 0 | 0 |  | 0 | 10 | #N/A | #N/A | #N/A | #N/A | #N/A | #N/A | #N/A | #N/A | #N/A | #N/A | #N/A | 0 | 0 | 0
SCE Metro Study Area | Santiago | 230 | Santiago |  | 0 | 0 |  | 0 |  | 0 | [9 empty] | 0 | 0 | 0 | 0 |  | 0 | 10 | 1 | 4 | 1 | 2 | 5 | 1 | 2 | 2 | 3 | 1 | 1 | 0 | 0 | 0
PG&E Greater Bay Study Area | Saratoga | 230 | #N/A |  | 0 | 0 |  | 0 |  | 0 | [9 empty] | 0 | 0 | 0 | 0 |  | 0 | 10 | #N/A | #N/A | #N/A | #N/A | #N/A | #N/A | #N/A | #N/A | #N/A | #N/A | #N/A | 0 | 0 | 0
SCE Northern Area | Saugus | 230 | Saugus |  | 0 | 0 |  | 0 |  | 0 | [9 empty] | 0 | 0 | 0 | 0 |  | 0 | 10 | 1 | 2 | 1 | 2 | 5 | 1 | 1 | 1 | 2 | 1 | 1 | 0 | 0 | 0
PG&E Fresno Study Area | Schindler | 115 | Schindler |  | 0 | 0 |  | 0 |  | 0 | [9 empty] | 0 | 100 | 0 | 0 |  | 100 | 5 | 1 | 1 | 1 | 1 | 1 | 1 | 1 | 1 | 1 | 1 | 1 | 0 | 0 | 0
PG&E Greater Bay Study Area | Schulte | 115 | #N/A |  | 0 | 0 |  | 0 |  | 0 | [9 empty] | 0 | 0 | 0 | 0 |  | 0 | 10 | #N/A | #N/A | #N/A | #N/A | #N/A | #N/A | #N/A | #N/A | #N/A | #N/A | #N/A | 0 | 0 | 0
PG&E Kern Study Area | Semitropic | 115 | Semitropic |  | 0 | 0 |  | 0 |  | 0 | [9 empty] | 0 | 0 | 0 | 0 |  | 0 | 10 | 1 | 1 | 2 | 1 | 1 | 1 | 1 | 1 | 2 | 1 | 1 | 0 | 0 | 0
SCE Metro Study Area | Serrano | 500 | Serrano |  | 0 | 0 |  | 0 |  | 0 | [9 empty] | 0 | 0 | 0 | 0 |  | 0 | 10 | 1 | 1 | 1 | 2 | 5 | 2 | 1 | 1 | 3 | 1 | 1 | 0 | 0 | 0
SCE Metro Study Area | Serrano | 230 | Serrano |  | 0 | 0 |  | 0 |  | 0 | [9 empty] | 0 | 0 | 0 | 0 |  | 0 | 10 | 1 | 1 | 1 | 2 | 5 | 2 | 1 | 1 | 3 | 1 | 1 | 0 | 0 | 0
SDG&E Study Area | Shadowridge | 138 | #N/A |  | 0 | 0 |  | 0 |  | 0 | [9 empty] | 0 | 0 | 0 | 0 |  | 0 | 10 | #N/A | #N/A | #N/A | #N/A | #N/A | #N/A | #N/A | #N/A | #N/A | #N/A | #N/A | 0 | 0 | 0
PG&E Kern Study Area | Shafter | 115 | Shafter |  | 0 | 0 |  | 0 |  | 0 | [9 empty] | 85.5 | 0 | 0 | 0 |  | 85.5 | 5 | 1 | 2 | 3 | 1 | 1 | 1 | 1 | 1 | 1 | 1 | 1 | 0 | 0 | 0
PG&E North of Greater Bay Study Area | Shiloh II | 230 | #N/A |  | 0 | 0 |  | 0 |  | 0 | [9 empty] | 0 | 0 | 0 | 0 |  | 0 | 10 | #N/A | #N/A | #N/A | #N/A | #N/A | #N/A | #N/A | #N/A | #N/A | #N/A | #N/A | 0 | 0 | 0
PG&E North of Greater Bay Study Area | Silverado | 115 | #N/A |  | 0 | 0 |  | 0 |  | 0 | [9 empty] | 0 | 0 | 0 | 0 |  | 0 | 10 | #N/A | #N/A | #N/A | #N/A | #N/A | #N/A | #N/A | #N/A | #N/A | #N/A | #N/A | 0 | 0 | 0
SDG&E Study Area | Silvergate | 230 | Silvergate |  | 0 | 0 |  | 0 |  | 0 | [9 empty] | 0 | 0 | 0 | 0 |  | 0 | 10 | 1 | 3 | 1 | 2 | 1 | 1 | 1 | 3 | 3 | 1 | 1 | 0 | 0 | 0
PG&E Kern Study Area | Sisquoc | 115 | Sisquoc |  | 0 | 0 |  | 0 |  | 0 | [9 empty] | 0 | 0 | 0 | 0 |  | 0 | 10 | 1 | 1 | 1 | 2 | 3 | 1 | 1 | 1 | 1 | 1 | 1 | 0 | 0 | 0
East of Pisgah Study Area | Sloan Canyon | 230 | SLOAN CANYON | OOS | 310 | 0 |  | 0 |  | 310 | 20 | 2 | N/A | N/A | N/A | N/A | N/A | N/A | N/A | 0 | 0 | 0 | 0 |  | 0 | 10 | 1 | N/A | N/A | N/A | N/A | N/A | N/A | N/A | N/A | N/A | N/A | 0 | 0 | 0
PG&E Kern Study Area | Smyrna | 115 | Smyrna |  | 0 | 0 |  | 0 |  | 0 | [9 empty] | 0 | 0 | 0 | 0 |  | 0 | 10 | 1 | 1 | 1 | 1 | 1 | 1 | 1 | 1 | 1 | 1 | 1 | 0 | 0 | 0
PG&E Greater Bay Study Area | Sobrante | 115 | #N/A |  | 0 | 0 |  | 0 |  | 0 | [9 empty] | 0 | 0 | 0 | 0 |  | 0 | 10 | #N/A | #N/A | #N/A | #N/A | #N/A | #N/A | #N/A | #N/A | #N/A | #N/A | #N/A | 0 | 0 | 0
PG&E Kern Study Area | Solar SS | 230 | Solar SS |  | 0 | 0 |  | 0 |  | 0 | [9 empty] | 0 | 0 | 0 | 0 |  | 0 | 10 | 1 | 1 | 1 | 2 | 2 | 1 | 1 | 1 | 2 | 2 | 1 | 0 | 0 | 0
SCE Northern Area | Springville | 230 | Springville |  | 0 | 0 |  | 0 |  | 0 | [9 empty] | 0 | 0 | 0 | 0 |  | 0 | 10 | 1 | 2 | 1 | 2 | 3 | 2 | 1 | 1 | 3 | 2 | 1 | 0 | 0 | 0
PG&E Greater Bay Study Area | Stagg | 230 | Stagg |  | 0 | 0 |  | 0 |  | 0 | [9 empty] | 0 | 0 | 0 | 0 |  | 0 | 10 | 1 | 1 | 3 | 1 | 1 | 1 | 1 | 1 | 1 | 1 | 1 | 0 | 0 | 0
PG&E Greater Bay Study Area | Std Oil | 115 | #N/A |  | 0 | 0 |  | 0 |  | 0 | [9 empty] | 0 | 0 | 0 | 0 |  | 0 | 10 | #N/A | #N/A | #N/A | #N/A | #N/A | #N/A | #N/A | #N/A | #N/A | #N/A | #N/A | 0 | 0 | 0
PG&E Kern Study Area | Stockdale | 230 | Stockdale |  | 0 | 0 |  | 0 |  | 0 | [9 empty] | 0 | 0 | 0 | 0 |  | 0 | 10 | 1 | 2 | 2 | 1 | 1 | 1 | 1 | 1 | 1 | 1 | 1 | 0 | 0 | 0
PG&E Kern Study Area | Stockdale | 115 | Stockdale |  | 0 | 0 |  | 0 |  | 0 | [9 empty] | 0 | 0 | 0 | 0 |  | 0 | 10 | 1 | 2 | 2 | 1 | 1 | 1 | 1 | 1 | 1 | 1 | 1 | 0 | 0 | 0
PG&E Fresno Study Area | Storey | 230 | #N/A |  | 0 | 0 |  | 0 |  | 0 | [9 empty] | 0 | 0 | 0 | 0 |  | 0 | 10 | #N/A | #N/A | #N/A | #N/A | #N/A | #N/A | #N/A | #N/A | #N/A | #N/A | #N/A | 0 | 0 | 0
PG&E North of Greater Bay Study Area | Summit | 115 | Summit |  | 0 | 0 |  | 0 |  | 0 | [9 empty] | 0 | 0 | 0 | 0 |  | 0 | 10 | 1 | 4 | 1 | 2 | 2 | 1 | 1 | 1 | 2 | 2 | 1 | 0 | 40 | 40 |  | OOS | N/A | N/A | N/A | N/A | N/A | N/A | N/A | N/A
SDG&E Study Area | Suncrest | 500 | Suncrest |  | 0 | 0 |  | 0 |  | 0 | [9 empty] | 0 | 0 | 0 | 0 |  | 0 | 10 | 1 | 2 | 1 | 2 | 5 | 1 | 1 | 2 | 2 | 2 | 1 | 0 | 0 | 0
SDG&E Study Area | Suncrest | 230 | Suncrest |  | 0 | 0 |  | 0 |  | 0 | [9 empty] | 0 | 0 | 0 | 0 |  | 0 | 10 | 1 | 2 | 1 | 2 | 5 | 1 | 1 | 2 | 2 | 2 | 1 | 0 | 0 | 0
SDG&E Study Area | New Sub - Suncrest - Ocotillo (Proposed) | 500 | New Sub - Suncrest - Ocotillo (Proposed) |  | 350 | 50 |  | 0 |  | 400 | 20 | 4 | 5 | 1 | 2 | 2 | 2 | 2 | 2 | 0 | 0 | 0 | 0 |  | 0 | 10 | #N/A | #N/A | #N/A | #N/A | #N/A | #N/A | #N/A | #N/A | #N/A | #N/A | #N/A | 0 | 0 | 0
PG&E Kern Study Area | Sunset | 230 | #N/A |  | 0 | 0 |  | 0 |  | 0 | [9 empty] | 0 | 0 | 0 | 0 |  | 0 | 10 | #N/A | #N/A | #N/A | #N/A | #N/A | #N/A | #N/A | #N/A | #N/A | #N/A | #N/A | 0 | 0 | 0
PG&E Kern Study Area | Surf | 115 | #N/A |  | 0 | 0 |  | 0 |  | 0 | [9 empty] | 0 | 0 | 0 | 0 |  | 0 | 10 | #N/A | #N/A | #N/A | #N/A | #N/A | #N/A | #N/A | #N/A | #N/A | #N/A | #N/A | 0 | 0 | 0
SDG&E Study Area | Sycamore Canyon | 230 | Sycamore Canyon |  | 0 | 0 |  | 0 |  | 0 | [9 empty] | 0 | 0 | 0 | 0 |  | 0 | 10 | 1 | 3 | 1 | 2 | 5 | 3 | 2 | 2 | 5 | 1 | 1 | 0 | 0 | 0
SDG&E Study Area | Sycamore Canyon | 138 | Sycamore Canyon |  | 0 | 0 |  | 0 |  | 0 | [9 empty] | 0 | 0 | 0 | 0 |  | 0 | 10 | 1 | 3 | 1 | 2 | 5 | 3 | 2 | 2 | 5 | 1 | 1 | 0 | 0 | 0
SCE Metro Study Area | Sylmar | 230 | Sylmar |  | 0 | 0 |  | 0 |  | 0 | [9 empty] | 0 | 0 | 0 | 0 |  | 0 | 10 | 1 | 2 | 1 | 2 | 5 | 1 | 1 | 1 | 1 | 1 | 1 | 0 | 0 | 0
PG&E North of Greater Bay Study Area | Table Mountain | 500 | Table Mountain |  | 0 | 0 |  | 0 |  | 0 | [9 empty] | 0 | 0 | 0 | 0 |  | 0 | 10 | 1 | 1 | 1 | 2 | 2 | 3 | 1 | 2 | 4 | 1 | 1 | 0 | 0 | 0
PG&E North of Greater Bay Study Area | Table Mountain | 230 | Table Mountain |  | 60.5 | 52.5 |  | 0 |  | 113 | 15 | 2 | 2 | 2 | 1 | 2 | 3 | 1 | 1 | 0 | 0 | 0 | 0 |  | 0 | 10 | 1 | 1 | 1 | 2 | 2 | 3 | 1 | 2 | 4 | 1 | 1 | 0 | 0 | 0
PG&E Kern Study Area | Taft | 115 | Taft |  | 0 | 0 |  | 0 |  | 0 | [9 empty] | 0 | 0 | 0 | 0 |  | 0 | 5 | 1 | 1 | 1 | 1 | 1 | 1 | 1 | 1 | 1 | 1 | 1 | 0 | 0 | 0
SDG&E Study Area | Talega | 230 | Talega |  | 0 | 0 |  | 0 |  | 0 | [9 empty] | 0 | 0 | 0 | 0 |  | 0 | 10 | 1 | 4 | 1 | 2 | 5 | 1 | 2 | 2 | 3 | 2 | 1 | 0 | 0 | 0
SDG&E Study Area | Talega | 138 | Talega |  | 0 | 0 |  | 0 |  | 0 | [9 empty] | 0 | 0 | 0 | 0 |  | 0 | 10 | 1 | 4 | 1 | 2 | 5 | 1 | 2 | 2 | 3 | 2 | 1 | 0 | 0 | 0
PG&E Greater Bay Study Area | Tassajara | 230 | #N/A |  | 0 | 0 |  | 0 |  | 0 | [9 empty] | 0 | 0 | 0 | 0 |  | 0 | 10 | #N/A | #N/A | #N/A | #N/A | #N/A | #N/A | #N/A | #N/A | #N/A | #N/A | #N/A | 0 | 0 | 0
PG&E Kern Study Area | Temblor | 115 | Temblor |  | 0 | 0 |  | 0 |  | 0 | [9 empty] | 0 | 0 | 0 | 0 |  | 0 | 10 | 1 | 1 | 1 | 1 | 1 | 1 | 1 | 1 | 2 | 1 | 1 | 0 | 0 | 0
PG&E Kern Study Area | Templeton | 230 | Templeton |  | 100 | 0 |  | 0 |  | 100 | 15 | 1 | 4 | 1 | 1 | 1 | 1 | 1 | 1 | 0 | 0 | 0 | 0 |  | 0 | 10 | 1 | 2 | 1 | 2 | 4 | 1 | 1 | 1 | 1 | 1 | 1 | 0 | 0 | 0
PG&E Greater Bay Study Area | Tesla | 500 | Tesla |  | 302 | 0 |  | 0 |  | 302 | 15 | 4 | 2 | 2 | 1 | 1 | 2 | 1 | 2 | 400 | 0 | 0 | 0 |  | 400 | 10 | 4 | 2 | 3 | 2 | 1 | 3 | 2 | 2 | 3 | 1 | 1 | 0 | 0 | 0
PG&E Greater Bay Study Area | Tesla | 230 | Tesla |  | 130 | 45 |  | 0 | 175 | 0 | 15 | 4 | 2 | 2 | 1 | 1 | 2 | 1 | 2 | 0 | 0 | 0 | 0 |  | 0 | 10 | 4 | 2 | 3 | 2 | 1 | 3 | 2 | 2 | 3 | 1 | 1 | 0 | 0 | 0
PG&E Greater Bay Study Area | Tesla | 115 | Tesla |  | 0 | 0 |  | 0 |  | 0 | [9 empty] | 0 | 0 | 0 | 0 |  | 0 | 10 | 4 | 2 | 3 | 2 | 1 | 3 | 2 | 2 | 3 | 1 | 1 | 0 | 0 | 0
PG&E Kern Study Area | Tevis | 115 | Tevis |  | 0 | 0 |  | 0 |  | 0 | [9 empty] | 0 | 0 | 0 | 0 |  | 0 | 10 | 1 | 2 | 1 | 1 | 1 | 1 | 1 | 2 | 2 | 1 | 1 | 0 | 0 | 0
East of Pisgah Study Area | Thousandaire | 138 | THOUSANDAIRE | OOS | 0 | 0 |  | 0 |  | 0 | [9 empty] | 0 | 0 | 0 | 0 |  | 0 | 10 | 1 | N/A | N/A | N/A | N/A | N/A | N/A | N/A | N/A | N/A | N/A | 0 | 0 | 0
SCE North of Lugo Study Area | Tortilla | 115 | Tortilla |  | 0 | 0 |  | 0 |  | 0 | [9 empty] | 0 | 0 | 0 | 0 |  | 0 | 10 | 1 | 3 | 1 | 2 | 1 | 2 | 2 | 1 | 3 | 1 | 1 | 0 | 0 | 0
SDG&E Study Area | Trabuco | 138 | Trabuco |  | 0 | 0 |  | 0 |  | 0 | [9 empty] | 0 | 0 | 0 | 0 |  | 0 | 10 | 1 | 4 | 1 | 2 | 5 | 1 | 2 | 3 | 3 | 1 | 1 | 0 | 0 | 0
PG&E Greater Bay Study Area | Tracy | 500 | #N/A |  | 0 | 0 |  | 0 |  | 0 | [9 empty] | 0 | 0 | 0 | 0 |  | 0 | 10 | #N/A | #N/A | #N/A | #N/A | #N/A | #N/A | #N/A | #N/A | #N/A | #N/A | #N/A | 0 | 0 | 0
PG&E Greater Bay Study Area | Tracy | 230 | Kelso |  | 0 | 0 |  | 0 |  | 0 | 10 | 2 | 2 | 2 | 1 | 1 | 2 | 1 | 1 | 0 | 0 | 0 | 0 |  | 0 | 10 | 1 | 1 | 1 | 2 | 2 | 2 | 1 | 1 | 2 | 1 | 1 | 0 | 0 | 0
PG&E Fresno Study Area | Tranquility | 230 | Tranquility |  | 0 | 0 |  | 0 |  | 0 | [9 empty] | 370 | 305 | 0 | 200 |  | 875 | 5 | 2 | 3 | 2 | 1 | 1 | 2 | 1 | 2 | 2 | 1 | 2 | 0 | 0 | 0
East of Pisgah Study Area | Trout Canyon | 230 | TROUT CANYON | OOS | 0 | 0 |  | 0 |  | 0 | [9 empty] | 615 | 1015 | 0 | 0 |  | 1630 | 10 | 2 | N/A | N/A | N/A | N/A | N/A | N/A | N/A | N/A | N/A | N/A | 0 | 0 | 0
PG&E North of Greater Bay Study Area | Tulucay | 230 | Tulucay |  | 0 | 0 |  | 0 |  | 0 | [9 empty] | 25 | 0 | 0 | 0 |  | 25 | 5 | 2 | 2 | 1 | 2 | 2 | 3 | 1 | 1 | 3 | 1 | 1 | 0 | 0 | 0
PG&E Kern Study Area | Tupman | 115 | Tupman |  | 0 | 0 |  | 0 |  | 0 | [9 empty] | 55 | 0 | 0 | 0 |  | 55 | 10 | 1 | 1 | 1 | 1 | 1 | 1 | 1 | 2 | 2 | 1 | 1 | 0 | 0 | 0
PG&E North of Greater Bay Study Area | Ukiah | 115 | Ukiah |  | 0 | 0 |  | 0 |  | 0 | [9 empty] | 0 | 0 | 0 | 0 |  | 0 | 10 | 1 | 1 | 1 | 2 | 5 | 1 | 1 | 2 | 2 | 2 | 1 | 0 | 0 | 0
PG&E North of Greater Bay Study Area | Vaca Dixon | 500 | Vaca Dixon |  | 0 | 0 |  | 0 |  | 0 | [9 empty] | 0 | 0 | 0 | 0 |  | 0 | 10 | 1 | 2 | 2 | 2 | 1 | 1 | 1 | 1 | 1 | 1 | 1 | 0 | 0 | 0
PG&E North of Greater Bay Study Area | Vaca Dixon | 230 | Vaca Dixon |  | 0 | 0 |  | 0 |  | 0 | [9 empty] | 0 | 200 | 0 | 0 |  | 200 | 10 | 1 | 2 | 2 | 2 | 1 | 1 | 1 | 1 | 1 | 1 | 1 | 0 | 0 | 0
PG&E North of Greater Bay Study Area | Vaca Dixon | 115 | Vaca Dixon |  | 0 | 0 |  | 0 |  | 0 | [9 empty] | 0 | 0 | 0 | 0 |  | 0 | 10 | 1 | 2 | 2 | 2 | 1 | 1 | 1 | 1 | 1 | 1 | 1 | 0 | 0 | 0
SCE Eastern Study Area | Valley (SCE) | 500 | Valley (SCE) |  | 0 | 0 |  | 0 |  | 0 | [9 empty] | 0 | 0 | 0 | 0 |  | 0 | 10 | 1 | 4 | 1 | 2 | 5 | 1 | 1 | 2 | 2 | 1 | 1 | 0 | 0 | 0
East of Pisgah Study Area | Valley (VEA) | 138 | Valley (VEA) | OOS | 0 | 0 |  | 0 |  | 0 | [9 empty] | 0 | 0 | 0 | 0 |  | 0 | 10 | 1 | N/A | N/A | N/A | N/A | N/A | N/A | N/A | N/A | N/A | N/A | 0 | 0 | 0
PG&E Greater Bay Study Area | Valley Home | 115 | #N/A |  | 0 | 0 |  | 0 |  | 0 | [9 empty] | 0 | 0 | 0 | 0 |  | 0 | 10 | #N/A | #N/A | #N/A | #N/A | #N/A | #N/A | #N/A | #N/A | #N/A | #N/A | #N/A | 0 | 0 | 0
East of Pisgah Study Area | Valley Switch | 138 | VALLEY SWITCH | OOS | 0 | 0 |  | 0 |  | 0 | [9 empty] | 0 | 0 | 0 | 0 |  | 0 | 10 | 1 | N/A | N/A | N/A | N/A | N/A | N/A | N/A | N/A | N/A | N/A | 0 | 0 | 0
PG&E Greater Bay Study Area | Vasona | 230 | #N/A |  | 0 | 0 |  | 0 |  | 0 | [9 empty] | 0 | 0 | 0 | 0 |  | 0 | 10 | #N/A | #N/A | #N/A | #N/A | #N/A | #N/A | #N/A | #N/A | #N/A | #N/A | #N/A | 0 | 0 | 0
SCE Northern Area | Vestal | 230 | Vestal |  | 0 | 0 |  | 0 |  | 0 | [9 empty] | 205 | 50 | 0 | 300 |  | 555 | 5 | 1 | 3 | 1 | 1 | 1 | 1 | 1 | 1 | 1 | 1 | 1 | 0 | 0 | 0
SCE North of Lugo Study Area | Victor | 230 | Victor |  | 0 | 0 |  | 0 |  | 0 | [9 empty] | 0 | 0 | 0 | 0 |  | 0 | 10 | 1 | 5 | 1 | 2 | 1 | 1 | 1 | 1 | 2 | 1 | 1 | 0 | 0 | 0
SCE North of Lugo Study Area | Victor | 115 | Victor |  | 0 | 0 |  | 0 |  | 0 | [9 empty] | 0 | 115 | 0 | 0 |  | 115 | 5 | 2 | 5 | 1 | 2 | 1 | 1 | 2 | 1 | 2 | 1 | 2 | 0 | 0 | 0
0 | Victorville (LDWP) | 500 | #N/A |  | 0 | 0 |  | 0 |  | 0 | [9 empty] | 0 | 0 | 0 | 0 |  | 0 | 10 | #N/A | #N/A | #N/A | #N/A | #N/A | #N/A | #N/A | #N/A | #N/A | #N/A | #N/A | 0 | 0 | 0
SCE Metro Study Area | Viejo | 230 | Viejo |  | 0 | 0 |  | 0 |  | 0 | [9 empty] | 0 | 0 | 0 | 0 |  | 0 | 10 | 1 | 4 | 1 | 2 | 5 | 2 | 1 | 2 | 3 | 2 | 1 | 0 | 0 | 0
PG&E Greater Bay Study Area | Vierra | 115 | Vierra |  | 0 | 0 |  | 0 |  | 0 | [9 empty] | 0 | 0 | 0 | 0 |  | 0 | 10 | 1 | 2 | 2 | 2 | 1 | 1 | 1 | 1 | 1 | 1 | 1 | 0 | 0 | 0
SCE Metro Study Area | Villa Park | 230 | Villa Park |  | 0 | 0 |  | 0 |  | 0 | [9 empty] | 0 | 0 | 0 | 0 |  | 0 | 10 | 1 | 2 | 1 | 2 | 5 | 2 | 1 | 1 | 3 | 1 | 1 | 0 | 0 | 0
SCE Northern Area | Vincent | 500 | Vincent |  | 0 | 0 |  | 0 |  | 0 | [9 empty] | 0 | 0 | 0 | 0 |  | 0 | 10 | 3 | 5 | 1 | 2 | 5 | 2 | 2 | 2 | 2 | 2 | 2 | 0 | 0 | 0
SCE Northern Area | Vincent | 230 | Vincent |  | 0 | 0 |  | 0 |  | 0 | [9 empty] | 0 | 1067 | 0 | 0 |  | 1067 | 10 | 3 | 5 | 1 | 2 | 5 | 2 | 2 | 2 | 2 | 2 | 2 | 0 | 0 | 0
PG&E Greater Bay Study Area | Vineyard | 230 | #N/A |  | 0 | 0 |  | 0 |  | 0 | [9 empty] | 0 | 0 | 0 | 0 |  | 0 | 10 | #N/A | #N/A | #N/A | #N/A | #N/A | #N/A | #N/A | #N/A | #N/A | #N/A | #N/A | 0 | 0 | 0
SCE Eastern Study Area | Vista (SCE) | 230 | Vista (SCE) |  | 0 | 0 |  | 0 |  | 0 | [9 empty] | 0 | 0 | 0 | 0 |  | 0 | 10 | 1 | 4 | 1 | 2 | 5 | 1 | 2 | 3 | 5 | 1 | 1 | 0 | 0 | 0
East of Pisgah Study Area | Vista (VEA) | 138 | Vista (VEA) | OOS | 0 | 0 |  | 0 |  | 0 | [9 empty] | 50 | 150 | 0 | 0 |  | 200 | 5 | 1 | N/A | N/A | N/A | N/A | N/A | N/A | N/A | N/A | N/A | N/A | 0 | 0 | 0
SCE Metro Study Area | Walnut | 230 | Walnut |  | 0 | 0 |  | 0 |  | 0 | [9 empty] | 0 | 0 | 0 | 0 |  | 0 | 10 | 1 | 2 | 1 | 2 | 5 | 2 | 1 | 1 | 2 | 1 | 1 | 0 | 0 | 0
SCE Northern Area | Warne | 230 | #N/A |  | 0 | 0 |  | 0 |  | 0 | [9 empty] | 0 | 0 | 0 | 0 |  | 0 | 10 | #N/A | #N/A | #N/A | #N/A | #N/A | #N/A | #N/A | #N/A | #N/A | #N/A | #N/A | 0 | 0 | 0
PG&E Fresno Study Area | Warnerville | 230 | Warnerville |  | 0 | 0 |  | 0 |  | 0 | [9 empty] | 0 | 0 | 0 | 0 |  | 0 | 10 | 1 | 2 | 1 | 2 | 1 | 2 | 1 | 1 | 3 | 1 | 1 | 0 | 0 | 0
PG&E Fresno Study Area | Waukena | 115 | #N/A |  | 0 | 0 |  | 0 |  | 0 | [9 empty] | 0 | 0 | 0 | 0 |  | 0 | 10 | #N/A | #N/A | #N/A | #N/A | #N/A | #N/A | #N/A | #N/A | #N/A | #N/A | #N/A | 0 | 0 | 0
PG&E Greater Bay Study Area | Weber | 230 | Weber |  | 0 | 0 |  | 0 |  | 0 | [9 empty] | 70 | 115 | 0 | 0 |  | 185 | 10 | 1 | 3 | 2 | 1 | 1 | 1 | 1 | 1 | 1 | 1 | 1 | 0 | 0 | 0
PG&E Fresno Study Area | West Fresno | 115 | West Fresno |  | 0 | 0 |  | 0 |  | 0 | [9 empty] | 0 | 0 | 0 | 0 |  | 0 | 10 | 1 | 3 | 2 | 1 | 1 | 1 | 1 | 1 | 1 | 1 | 1 | 0 | 0 | 0
PG&E Fresno Study Area | Westley | 230 | Westley |  | 0 | 0 |  | 0 |  | 0 | [9 empty] | 0 | 0 | 0 | 0 |  | 0 | 10 | 1 | 2 | 2 | 1 | 1 | 2 | 1 | 1 | 3 | 1 | 1 | 0 | 0 | 0
PG&E Fresno Study Area | New Sub - Westley - Quinto (Proposed) | 230 | #N/A |  | 0 | 0 |  | 0 |  | 0 | [9 empty] | 0 | 0 | 0 | 0 |  | 0 | 10 | #N/A | #N/A | #N/A | #N/A | #N/A | #N/A | #N/A | #N/A | #N/A | #N/A | #N/A | 0 | 0 | 0
PG&E Kern Study Area | Westpark | 115 | Westpark |  | 0 | 0 |  | 0 |  | 0 | [9 empty] | 0 | 0 | 0 | 0 |  | 0 | 10 | 1 | 2 | 1 | 1 | 1 | 1 | 1 | 1 | 1 | 1 | 1 | 0 | 0 | 0
PG&E Kern Study Area | Wheeler Ridge | 230 | Wheeler Ridge |  | 0 | 0 |  | 0 |  | 0 | [9 empty] | 200 | 261.5 | 200 | 0 |  | 261.5 | 10 | 1 | 1 | 2 | 1 | 1 | 1 | 1 | 1 | 1 | 1 | 1 | 0 | 0 | 0
PG&E Kern Study Area | New Sub - Midway - Wheeler Ridge (Proposed) | 230 | New Sub - Midway - Wheeler Ridge (Proposed) |  | 0 | 0 |  | 0 |  | 0 | [9 empty] | 120 | 265 | 0 | 0 |  | 385 | 10 | 1 | 1 | 1 | 1 | 1 | 1 | 1 | 1 | 2 | 1 | 1 | 0 | 0 | 0
SCE Northern Area | Whirlwind | 230 | Whirlwind |  | 300 | 0 |  | 0 |  | 300 | 10 | 2 | 2 | 1 | 1 | 1 | 2 | 1 | 2 | 224 | 551 | 174 | 0 |  | 601 | 10 | 1 | 4 | 1 | 2 | 2 | 1 | 1 | 1 | 2 | 1 | 1 | 0 | 0 | 0
SCE Northern Area | Whirlwind | 500 | Whirlwind |  | 0 | 0 |  | 0 |  | 0 | [9 empty] | 0 | 0 | 0 | 0 |  | 0 | 10 | 1 | 4 | 1 | 2 | 2 | 1 | 1 | 1 | 2 | 1 | 1 | 0 | 0 | 0
PG&E Fresno Study Area | Wilson | 230 | Wilson |  | 169 | 31 |  | 0 |  | 200 | 30 | 1 | 1 | 2 | 1 | 1 | 2 | 1 | 1 | 0 | 0 | 0 | 0 |  | 0 | 10 | 1 | 1 | 1 | 1 | 1 | 2 | 2 | 2 | 3 | 1 | 1 | 0 | 0 | 0
PG&E Fresno Study Area | Wilson | 115 | Wilson |  | 0 | 0 |  | 0 |  | 0 | [9 empty] | 0 | 0 | 0 | 0 |  | 0 | 10 | 1 | 1 | 1 | 1 | 1 | 2 | 2 | 2 | 3 | 1 | 1 | 0 | 0 | 0
PG&E Kern Study Area | Windgap PP | 230 | #N/A |  | 0 | 0 |  | 0 |  | 0 | [9 empty] | 0 | 0 | 0 | 0 |  | 0 | 10 | #N/A | #N/A | #N/A | #N/A | #N/A | #N/A | #N/A | #N/A | #N/A | #N/A | #N/A | 0 | 0 | 0
SCE Northern Area | Windhub | 230 | Windhub |  | 124 | 0 |  | 0 |  | 124 | 15 | 1 | 2 | 1 | 1 | 1 | 2 | 1 | 1 | 213.25 | 1099 | 0 | 130 |  | 1442.25 | 15 | 2 | 5 | 1 | 2 | 2 | 1 | 1 | 1 | 2 | 1 | 2 | 0 | 0 | 0
SCE Northern Area | Windhub | 500 | Windhub |  | 0 | 0 |  | 0 |  | 0 | [9 empty] | 775 | 0 | 0 | 0 |  | 775 | 15 | 2 | 5 | 1 | 2 | 2 | 1 | 1 | 1 | 2 | 1 | 2 | 0 | 0 | 0
PG&E North of Greater Bay Study Area | Woodland | 115 | Woodland |  | 0 | 0 |  | 0 |  | 0 | [9 empty] | 0 | 12 | 0 | 0 |  | 12 | 5 | 1 | 1 | 2 | 2 | 1 | 2 | 1 | 1 | 2 | 1 | 1 | 0 | 0 | 0
PG&E North of Greater Bay Study Area | Wyandotte | 115 | Wyandotte |  | 0 | 0 |  | 0 |  | 0 | [9 empty] | 0 | 0 | 0 | 0 |  | 0 | 6 | N/A | N/A | N/A | N/A | N/A | N/A | N/A | N/A | N/A | N/A | N/A | 0 | 0 | 0

## Land_EnvAnalysis_Solar_2034
Land-use and environmental criteria analysis for 2039 utility-scale solar resources mapped to in-California areas for 5, 10, 15, and 20 mile radii from substations. This analysis uses the values from the "LandEnv_Solar_Data_Xmi" 5 through 20 mile tabs to calculate criteria alignment. |  |  |  | Utilit-scale Solar Resource Density Assumption
[47 empty] | 5 mi | [41 empty] | 10 mi | [41 empty] | 15 mi | [41 empty] | 20 mi
|  |  |  | 10 | Acres/MW | 5-mile Radius From Substation Analysis | [41 empty] | 10-mile Radius From Substation Analysis | [41 empty] | 15-mile Radius From Substation Analysis | [41 empty] | 20-mile Radius From Substation Analysis
[6 empty] | 3. Land-use Feasibility Criteria Analysis | [16 empty] | 4. Environmental (Conservation and Biological) Impact Factors Criteria Analysis | [24 empty] | 3. Land-use Feasibility Criteria Analysis | [16 empty] | 4. Environmental (Conservation and Biological) Impact Factors Criteria Analysis | [24 empty] | 3. Land-use Feasibility Criteria Analysis | [16 empty] | 4. Environmental (Conservation and Biological) Impact Factors Criteria Analysis | [24 empty] | 3. Land-use Feasibility Criteria Analysis | [16 empty] | 4. Environmental (Conservation and Biological) Impact Factors Criteria Analysis
[6 empty] | CEC Core Land-Use Screen |  |  | CEC's Parcelization |  |  |  | CEC's Cropland Index |  |  |  | Criticially Overdrafted Groundwater Basin |  | Fire Threat |  |  |  | ACE Terrestrial Connectivity |  |  |  | ACE Biodiversity |  |  |  | ACE Irreplaceability |  |  |  | ACE Combined |  |  |  | Terrestrial Landscape Intactness |  |  |  | Wetlands |  |  |  |  | CEC Core Land-Use Screen |  |  | CEC's Parcelization |  |  |  | CEC's Cropland Index |  |  |  | Criticially Overdrafted Groundwater Basin |  | Fire Threat |  |  |  | ACE Terrestrial Connectivity |  |  |  | ACE Biodiversity |  |  |  | ACE Irreplaceability |  |  |  | ACE Combined |  |  |  | Terrestrial Landscape Intactness |  |  |  | Wetlands |  |  |  |  | CEC Core Land-Use Screen |  |  | CEC's Parcelization |  |  |  | CEC's Cropland Index |  |  |  | Criticially Overdrafted Groundwater Basin |  | Fire Threat |  |  |  | ACE Terrestrial Connectivity |  |  |  | ACE Biodiversity |  |  |  | ACE Irreplaceability |  |  |  | ACE Combined |  |  |  | Terrestrial Landscape Intactness |  |  |  | Wetlands |  |  |  |  | CEC Core Land-Use Screen |  |  | CEC's Parcelization |  |  |  | CEC's Cropland Index |  |  |  | Criticially Overdrafted Groundwater Basin |  | Fire Threat |  |  |  | ACE Terrestrial Connectivity |  |  |  | ACE Biodiversity |  |  |  | ACE Irreplaceability |  |  |  | ACE Combined |  |  |  | Terrestrial Landscape Intactness |  |  |  | Wetlands
OBJECTID | IRP_Substation_Name | RESOLVE_Solar_Area | MWs Mapepd | Acres of MWs Mapped | Distance from Substation Selected | Lower Implications Area used by MWs Mapped | High Implications Area used by MWs Mapped | Core Screen Criteria Alignment Level | Substation's 10th Percentile Value Parcelization | Low Parcelization (P ≤ 6) Area used by MWs Mapped | Medium Parcelization (6 < P ≤ 30) Area used by MWs Mapped | Parcelization Criteria Alignment Level | Total Potential Area Percentage High Value Cropland | Low Value Cropland used by MWs Mapped | High Value Cropland used by MWs Mapped | Cropland Index Criteria Alignment Level | Majority of Area within Critically Overdrafted Basin | Overdrafted Basin Criteria Alignment Level | Total Potential Area Percentage Tier 2 | Total Potential Area Percentage Tier 3 | Total Potential Area Percentage Tier 2 or 3 | Fire Threat Criteria Alignment Level | Total Potential Area Percentage Higher Implications | Low Implications Area used by MWs Mapped | Higher Implications Area used by MWs Mapped | ACE Connectivity Criteria Alignment | Total Potential Area Percentage Higher Implications | Low Implications Area used by MWs Mapped | Higher Implications Area used by MWs Mapped | ACE Biodiversity Criteria Alignment | Total Potential Area Percentage Higher Implications | Low Implications Area used by MWs Mapped | Higher Implications Area used by MWs Mapped | ACE Irreplaceability Criteria Alignment | Total Potential Area Percentage Higher Implications | Low Implications Area used by MWs Mapped | Higher Implications Area used by MWs Mapped | All ACE Criteria Alignment | Total Potential Area Percentage Higher Implications | Low Implications Area used by MWs Mapped | Higher Implications Area used by MWs Mapped | Intactness Criteria Alignment | Total Potential Area Percentage Higher Implications | Low Implications Area used by MWs Mapped | Higher Implications Area used by MWs Mapped | Wetlands Criteria Alignment |  | Lower Implications Area used by MWs Mapped | High Implications Area used by MWs Mapped | Core Screen Criteria Alignment Level | Substation's 10th Percentile Value Parcelization | Low Parcelization (P ≤ 6) Area used by MWs Mapped | Medium Parcelization (6 < P ≤ 30) Area used by MWs Mapped | Parcelization Criteria Alignment Level | Total Potential Area Percentage High Value Cropland | Low Value Cropland used by MWs Mapped | High Value Cropland used by MWs Mapped | Cropland Index Criteria Alignment Level | Majority of Area within Critically Overdrafted Basin | Overdrafted Basin Criteria Alignment Level | Total Potential Area Percentage Tier 2 | Total Potential Area Percentage Tier 3 | Total Potential Area Percentage Tier 2 or 3 | Fire Threat Criteria Alignment Level | Total Potential Area Percentage Higher Implications | Low Implications Area used by MWs Mapped | Higher Implications Area used by MWs Mapped | ACE Connectivity Criteria Alignment | Total Potential Area Percentage Higher Implications | Low Implications Area used by MWs Mapped | Higher Implications Area used by MWs Mapped | ACE Biodiversity Criteria Alignment | Total Potential Area Percentage Higher Implications | Low Implications Area used by MWs Mapped | Higher Implications Area used by MWs Mapped | ACE Irreplaceability Criteria Alignment | Total Potential Area Percentage Higher Implications | Low Implications Area used by MWs Mapped | Higher Implications Area used by MWs Mapped | All ACE Criteria Alignment | Total Potential Area Percentage Higher Implications | Low Implications Area used by MWs Mapped | Higher Implications Area used by MWs Mapped | Intactness Criteria Alignment | Total Potential Area Percentage Higher Implications | Low Implications Area used by MWs Mapped | Higher Implications Area used by MWs Mapped | Wetlands Criteria Alignment |  | Lower Implications Area used by MWs Mapped | High Implications Area used by MWs Mapped | Core Screen Criteria Alignment Level | Substation's 10th Percentile Value Parcelization | Low Parcelization (P ≤ 6) Area used by MWs Mapped | Medium Parcelization (6 < P ≤ 30) Area used by MWs Mapped | Parcelization Criteria Alignment Level | Total Potential Area Percentage High Value Cropland | Low Value Cropland used by MWs Mapped | High Value Cropland used by MWs Mapped | Cropland Index Criteria Alignment Level | Majority of Area within Critically Overdrafted Basin | Overdrafted Basin Criteria Alignment Level | Total Potential Area Percentage Tier 2 | Total Potential Area Percentage Tier 3 | Total Potential Area Percentage Tier 2 or 3 | Fire Threat Criteria Alignment Level | Total Potential Area Percentage Higher Implications | Low Implications Area used by MWs Mapped | Higher Implications Area used by MWs Mapped | ACE Connectivity Criteria Alignment | Total Potential Area Percentage Higher Implications | Low Implications Area used by MWs Mapped | Higher Implications Area used by MWs Mapped | ACE Biodiversity Criteria Alignment | Total Potential Area Percentage Higher Implications | Low Implications Area used by MWs Mapped | Higher Implications Area used by MWs Mapped | ACE Irreplaceability Criteria Alignment | Total Potential Area Percentage Higher Implications | Low Implications Area used by MWs Mapped | Higher Implications Area used by MWs Mapped | All ACE Criteria Alignment | Total Potential Area Percentage Higher Implications | Low Implications Area used by MWs Mapped | Higher Implications Area used by MWs Mapped | Intactness Criteria Alignment | Total Potential Area Percentage Higher Implications | Low Implications Area used by MWs Mapped | Higher Implications Area used by MWs Mapped | Wetlands Criteria Alignment |  | Lower Implications Area used by MWs Mapped | High Implications Area used by MWs Mapped | Core Screen Criteria Alignment Level | Substation's 10th Percentile Value Parcelization | Low Parcelization (P ≤ 6) Area used by MWs Mapped | Medium Parcelization (6 < P ≤ 30) Area used by MWs Mapped | Parcelization Criteria Alignment Level | Total Potential Area Percentage High Value Cropland | Low Value Cropland used by MWs Mapped | High Value Cropland used by MWs Mapped | Cropland Index Criteria Alignment Level | Majority of Area within Critically Overdrafted Basin | Overdrafted Basin Criteria Alignment Level | Total Potential Area Percentage Tier 2 | Total Potential Area Percentage Tier 3 | Total Potential Area Percentage Tier 2 or 3 | Fire Threat Criteria Alignment Level | Total Potential Area Percentage Higher Implications | Low Implications Area used by MWs Mapped | Higher Implications Area used by MWs Mapped | ACE Connectivity Criteria Alignment | Total Potential Area Percentage Higher Implications | Low Implications Area used by MWs Mapped | Higher Implications Area used by MWs Mapped | ACE Biodiversity Criteria Alignment | Total Potential Area Percentage Higher Implications | Low Implications Area used by MWs Mapped | Higher Implications Area used by MWs Mapped | ACE Irreplaceability Criteria Alignment | Total Potential Area Percentage Higher Implications | Low Implications Area used by MWs Mapped | Higher Implications Area used by MWs Mapped | All ACE Criteria Alignment | Total Potential Area Percentage Higher Implications | Low Implications Area used by MWs Mapped | Higher Implications Area used by MWs Mapped | Intactness Criteria Alignment | Total Potential Area Percentage Higher Implications | Low Implications Area used by MWs Mapped | Higher Implications Area used by MWs Mapped | Wetlands Criteria Alignment
1 | East Shore | NORTHERN CALIFORNIA | 0 | 0 | 10 | 0% | 0% | 1 | 4.4592 | 0% | 0% | 1 | 0% | 0% | 0% | 1 | 0 | 2 | 0% | 0% | 0% | 1 | 0% | 0% | 0% | 1 | 0% | 0% | 0% | 1 | 56.39% | 0% | 0% | 2 | 56.39% | 0% | 0% | 2 | 0% | 0% | 0% | 1 | 79.03% | 0% | 0% | 3 |  | 0% | 0% | 1 | 59.5 | 0% | 0% | 4 | 0% | 0% | 0% | 1 | 0 | 2 | 4.631% | 56.87% | 61.51% | 5 | 45.69% | 0% | 0% | 1 | 19.56% | 0% | 0% | 1 | 65.58% | 0% | 0% | 2 | 82.28% | 0% | 0% | 3 | 47.53% | 0% | 0% | 1 | 9.957% | 0% | 0% | 1 |  | 0% | 0% | 1 | 42.5 | 0% | 0% | 4 | 0.217% | 0% | 0% | 1 | 0 | 2 | 14.23% | 54.22% | 68.46% | 5 | 63.27% | 0% | 0% | 2 | 28.56% | 0% | 0% | 1 | 64.88% | 0% | 0% | 2 | 84.62% | 0% | 0% | 3 | 45.97% | 0% | 0% | 1 | 9.066% | 0% | 0% | 1 |  | 0% | 0% | 1 | 30.1176 | 0% | 0% | 4 | 0.2459% | 0% | 0% | 1 | 0 | 2 | 36.06% | 38.93% | 74.99% | 5 | 57.28% | 0% | 0% | 2 | 42.65% | 0% | 0% | 1 | 66.02% | 0% | 0% | 2 | 81.9% | 0% | 0% | 3 | 49.95% | 0% | 0% | 1 | 7.978% | 0% | 0% | 1
2 | Newark | NORTHERN CALIFORNIA | 0 | 0 | 10 | 0% | 0% | 1 | 4.2915 | 0% | 0% | 1 | 0% | 0% | 0% | 1 | 0 | 2 | 0% | 0% | 0% | 1 | 0.4619% | 0% | 0% | 1 | 7.648% | 0% | 0% | 1 | 22.61% | 0% | 0% | 1 | 22.61% | 0% | 0% | 1 | 0% | 0% | 0% | 1 | 79.45% | 0% | 0% | 3 |  | 0% | 0% | 1 | 10.37 | 0% | 0% | 1 | 0.6662% | 0% | 0% | 1 | 0 | 2 | 54.89% | 15.71% | 70.6% | 3 | 58.86% | 0% | 0% | 2 | 41.56% | 0% | 0% | 1 | 63.62% | 0% | 0% | 2 | 78.92% | 0% | 0% | 3 | 46.89% | 0% | 0% | 1 | 10.83% | 0% | 0% | 1 |  | 0% | 0% | 1 | 13.038 | 0% | 0% | 2 | 0.2344% | 0% | 0% | 1 | 0 | 2 | 61.01% | 17.36% | 78.37% | 5 | 56.55% | 0% | 0% | 2 | 36.6% | 0% | 0% | 1 | 53.07% | 0% | 0% | 2 | 70.13% | 0% | 0% | 3 | 62.74% | 0% | 0% | 2 | 8.4% | 0% | 0% | 1 |  | 0% | 0% | 1 | 18 | 0% | 0% | 2 | 0.3004% | 0% | 0% | 1 | 0 | 2 | 63.07% | 19.15% | 82.22% | 5 | 62.79% | 0% | 0% | 2 | 38.16% | 0% | 0% | 1 | 53.2% | 0% | 0% | 2 | 80.74% | 0% | 0% | 3 | 60.38% | 0% | 0% | 2 | 7.292% | 0% | 0% | 1
3 | Tesla | NORTHERN CALIFORNIA | 0 | 0 | 10 | 0% | 0% | 1 | 19.2689 | 0% | 0% | 2 | 7.297% | 0% | 0% | 1 | 0 | 2 | 0.002254% | 0% | 0.002254% | 1 | 79.05% | 0% | 0% | 3 | 74.84% | 0% | 0% | 3 | 79.83% | 0% | 0% | 3 | 92.88% | 0% | 0% | 4 | 24.51% | 0% | 0% | 1 | 3.439% | 0% | 0% | 1 |  | 0% | 0% | 1 | 13.81 | 0% | 0% | 2 | 20.57% | 0% | 0% | 1 | 0 | 2 | 10.33% | 0% | 10.33% | 1 | 71.83% | 0% | 0% | 3 | 56.21% | 0% | 0% | 2 | 58.25% | 0% | 0% | 2 | 82.52% | 0% | 0% | 3 | 26.77% | 0% | 0% | 1 | 5.136% | 0% | 0% | 1 |  | 0% | 0% | 1 | 12.1339 | 0% | 0% | 2 | 32.57% | 0% | 0% | 1 | 0 | 2 | 18.91% | 0.7194% | 19.63% | 2 | 56.74% | 0% | 0% | 2 | 41.3% | 0% | 0% | 1 | 43.77% | 0% | 0% | 1 | 68.9% | 0% | 0% | 2 | 27.62% | 0% | 0% | 1 | 5.426% | 0% | 0% | 1 |  | 0% | 0% | 1 | 12.0248 | 0% | 0% | 2 | 37.02% | 0% | 0% | 1 | 0 | 2 | 20.94% | 1.361% | 22.3% | 2 | 53.18% | 0% | 0% | 2 | 35.17% | 0% | 0% | 1 | 38.44% | 0% | 0% | 1 | 63.7% | 0% | 0% | 2 | 29.21% | 0% | 0% | 1 | 5.509% | 0% | 0% | 1
4 | Cabrillo | SPGE | 0 | 0 | 10 | 0% | 0% | 1 | 6.3056 | 0% | 0% | 1 | 20.15% | 0% | 0% | 1 | 0 | 2 | 71.59% | 0% | 71.59% | 3 | 18.26% | 0% | 0% | 1 | 3.204% | 0% | 0% | 1 | 55.27% | 0% | 0% | 2 | 67.96% | 0% | 0% | 2 | 24.88% | 0% | 0% | 1 | 8.259% | 0% | 0% | 1 |  | 0% | 0% | 1 | 4.8516 | 0% | 0% | 1 | 10.54% | 0% | 0% | 1 | 0 | 2 | 81.97% | 0% | 81.97% | 5 | 51.39% | 0% | 0% | 2 | 4.35% | 0% | 0% | 1 | 46.1% | 0% | 0% | 1 | 79.23% | 0% | 0% | 3 | 45.56% | 0% | 0% | 1 | 5.387% | 0% | 0% | 1 |  | 0% | 0% | 1 | 5.3976 | 0% | 0% | 1 | 6.927% | 0% | 0% | 1 | 0 | 2 | 77.13% | 0.2252% | 77.35% | 5 | 55.21% | 0% | 0% | 2 | 4.904% | 0% | 0% | 1 | 43.08% | 0% | 0% | 1 | 79.14% | 0% | 0% | 3 | 42.67% | 0% | 0% | 1 | 4.671% | 0% | 0% | 1 |  | 0% | 0% | 1 | 6.364 | 0% | 0% | 1 | 9.602% | 0% | 0% | 1 | 0 | 2 | 68.97% | 1.66% | 70.63% | 3 | 45.74% | 0% | 0% | 1 | 5.208% | 0% | 0% | 1 | 35.74% | 0% | 0% | 1 | 67.13% | 0% | 0% | 2 | 36.67% | 0% | 0% | 1 | 4.078% | 0% | 0% | 1
5 | Honcut | NORTHERN CALIFORNIA | 0 | 0 | 10 | 0% | 0% | 1 | 12.8251 | 0% | 0% | 2 | 55.46% | 0% | 0% | 2 | 0 | 2 | 0% | 0% | 0% | 1 | 90.35% | 0% | 0% | 4 | 0% | 0% | 0% | 1 | 1.595% | 0% | 0% | 1 | 90.35% | 0% | 0% | 4 | 0% | 0% | 0% | 1 | 20.47% | 0% | 0% | 1 |  | 0% | 0% | 1 | 15.909 | 0% | 0% | 2 | 36.07% | 0% | 0% | 1 | 0 | 2 | 4.583% | 0% | 4.583% | 1 | 78.58% | 0% | 0% | 3 | 7.281% | 0% | 0% | 1 | 20.62% | 0% | 0% | 1 | 84.11% | 0% | 0% | 3 | 4.601% | 0% | 0% | 1 | 12.79% | 0% | 0% | 1 |  | 0% | 0% | 1 | 15.5569 | 0% | 0% | 2 | 24.72% | 0% | 0% | 1 | 0 | 2 | 15.75% | 0% | 15.75% | 1 | 63.33% | 0% | 0% | 2 | 11.34% | 0% | 0% | 1 | 30.43% | 0% | 0% | 1 | 81.2% | 0% | 0% | 3 | 13.3% | 0% | 0% | 1 | 9.93% | 0% | 0% | 1 |  | 0% | 0% | 1 | 13 | 0% | 0% | 2 | 21.44% | 0% | 0% | 1 | 0 | 2 | 20.14% | 1.997% | 22.13% | 2 | 57.15% | 0% | 0% | 2 | 13.02% | 0% | 0% | 1 | 31.9% | 0% | 0% | 1 | 77.1% | 0% | 0% | 3 | 14.6% | 0% | 0% | 1 | 9.559% | 0% | 0% | 1
6 | Palermo | NORTHERN CALIFORNIA | 0 | 0 | 10 | 0% | 0% | 1 | 35.2583 | 0% | 0% | 4 | 4.864% | 0% | 0% | 1 | 0 | 2 | 49.78% | 0% | 49.78% | 2 | 85.23% | 0% | 0% | 3 | 11.13% | 0% | 0% | 1 | 0% | 0% | 0% | 1 | 94.82% | 0% | 0% | 4 | 10.65% | 0% | 0% | 1 | 17.94% | 0% | 0% | 1 |  | 0% | 0% | 1 | 17.4115 | 0% | 0% | 2 | 9.259% | 0% | 0% | 1 | 0 | 2 | 44.89% | 1.869% | 46.76% | 2 | 86.87% | 0% | 0% | 3 | 11.71% | 0% | 0% | 1 | 12.94% | 0% | 0% | 1 | 93.25% | 0% | 0% | 4 | 28.5% | 0% | 0% | 1 | 18.59% | 0% | 0% | 1 |  | 0% | 0% | 1 | 16.625 | 0% | 0% | 2 | 12.62% | 0% | 0% | 1 | 0 | 2 | 28.44% | 11.89% | 40.32% | 3 | 74.16% | 0% | 0% | 3 | 11.01% | 0% | 0% | 1 | 30.14% | 0% | 0% | 1 | 86.23% | 0% | 0% | 3 | 22.06% | 0% | 0% | 1 | 13.27% | 0% | 0% | 1 |  | 0% | 0% | 1 | 14.1406 | 0% | 0% | 2 | 13.58% | 0% | 0% | 1 | 0 | 2 | 25.02% | 16.82% | 41.83% | 3 | 65.5% | 0% | 0% | 2 | 16.2% | 0% | 0% | 1 | 39.18% | 0% | 0% | 1 | 84.32% | 0% | 0% | 3 | 23.84% | 0% | 0% | 1 | 10.02% | 0% | 0% | 1
7 | Table Mountain | NORTHERN CALIFORNIA | 0 | 0 | 10 | 0% | 0% | 1 | 7.7918 | 0% | 0% | 1 | 7.377% | 0% | 0% | 1 | 0 | 2 | 4.889% | 0% | 4.889% | 1 | 79.17% | 0% | 0% | 3 | 36.2% | 0% | 0% | 1 | 41.75% | 0% | 0% | 1 | 99.9% | 0% | 0% | 5 | 9.747% | 0% | 0% | 1 | 38.04% | 0% | 0% | 1 |  | 0% | 0% | 1 | 10.8805 | 0% | 0% | 1 | 7.026% | 0% | 0% | 1 | 0 | 2 | 19.97% | 1.543% | 21.51% | 2 | 70.45% | 0% | 0% | 3 | 22.49% | 0% | 0% | 1 | 59.07% | 0% | 0% | 2 | 90.71% | 0% | 0% | 4 | 15.62% | 0% | 0% | 1 | 19.32% | 0% | 0% | 1 |  | 0% | 0% | 1 | 13.75 | 0% | 0% | 2 | 14.15% | 0% | 0% | 1 | 0 | 2 | 18.57% | 8.803% | 27.38% | 2 | 56.66% | 0% | 0% | 2 | 17.31% | 0% | 0% | 1 | 52.07% | 0% | 0% | 2 | 79.9% | 0% | 0% | 3 | 15.83% | 0% | 0% | 1 | 12.41% | 0% | 0% | 1 |  | 0% | 0% | 1 | 12.8909 | 0% | 0% | 2 | 20.63% | 0% | 0% | 1 | 0 | 2 | 19.78% | 13.5% | 33.28% | 3 | 53.38% | 0% | 0% | 2 | 20.83% | 0% | 0% | 1 | 49.83% | 0% | 0% | 1 | 80.08% | 0% | 0% | 3 | 20.51% | 0% | 0% | 1 | 11.35% | 0% | 0% | 1
8 | Wyandotte | NORTHERN CALIFORNIA | 0 | 0 | 10 | 0% | 0% | 1 | 38.6133 | 0% | 0% | 4 | 1.581% | 0% | 0% | 1 | 0 | 2 | 47.28% | 0% | 47.28% | 2 | 64.96% | 0% | 0% | 2 | 26.65% | 0% | 0% | 1 | 8.027% | 0% | 0% | 1 | 86.24% | 0% | 0% | 3 | 5.983% | 0% | 0% | 1 | 19.57% | 0% | 0% | 1 |  | 0% | 0% | 1 | 15.4538 | 0% | 0% | 2 | 6.301% | 0% | 0% | 1 | 0 | 2 | 39.59% | 2.565% | 42.15% | 2 | 80.86% | 0% | 0% | 3 | 17.43% | 0% | 0% | 1 | 22.74% | 0% | 0% | 1 | 93.47% | 0% | 0% | 4 | 23.95% | 0% | 0% | 1 | 21.07% | 0% | 0% | 1 |  | 0% | 0% | 1 | 15.8346 | 0% | 0% | 2 | 10.15% | 0% | 0% | 1 | 0 | 2 | 27.39% | 13.52% | 40.92% | 3 | 71.44% | 0% | 0% | 3 | 12.19% | 0% | 0% | 1 | 37.02% | 0% | 0% | 1 | 86.24% | 0% | 0% | 3 | 22.64% | 0% | 0% | 1 | 13.22% | 0% | 0% | 1 |  | 0% | 0% | 1 | 14.3663 | 0% | 0% | 2 | 13.89% | 0% | 0% | 1 | 0 | 2 | 23.76% | 17.45% | 41.21% | 3 | 62.66% | 0% | 0% | 2 | 17.53% | 0% | 0% | 1 | 42.36% | 0% | 0% | 1 | 83.67% | 0% | 0% | 3 | 22.9% | 0% | 0% | 1 | 10.1% | 0% | 0% | 1
9 | Cortina | NORTHERN CALIFORNIA | 230 | 2300 | 10 | 156.9% | 1.855% | 4 | 8.1154 | 20.82% | 0% | 2 | 48.37% | 24.06% | 0% | 2 | 0 | 2 | 7.811% | 0% | 7.811% | 1 | 41.76% | 8.502% | 0% | 1 | 6.188% | 5.278% | 0% | 1 | 29.27% | 7.001% | 0% | 1 | 70.05% | 16.53% | 0% | 3 | 14.76% | 5.809% | 0% | 1 | 0.98% | 16.53% | 0% | 1 |  | 56.74% | 0% | 3 | 6.4827 | 5.267% | 0% | 1 | 37.83% | 6.329% | 0% | 1 | 0 | 2 | 23.51% | 0% | 23.51% | 2 | 37.02% | 2.232% | 0% | 1 | 12.47% | 1.606% | 0% | 1 | 45.47% | 2.577% | 0% | 1 | 73.04% | 5.213% | 0% | 3 | 27.56% | 1.94% | 0% | 1 | 1.173% | 5.213% | 0% | 1 |  | 15.74% | 0% | 1 | 6.8706 | 2.538% | 0% | 1 | 34.85% | 6.329% | 0% | 1 | 0 | 2 | 30% | 0.0009473% | 30% | 2 | 39.94% | 1.145% | 0% | 1 | 13.65% | 0.7961% | 0% | 1 | 45.76% | 1.268% | 0% | 1 | 74.08% | 2.652% | 0% | 3 | 31.66% | 1.006% | 0% | 1 | 2.009% | 2.652% | 0% | 1 |  | 6.607% | 0% | 1 | 7.0802 | 1.651% | 0% | 1 | 34.67% | 6.329% | 0% | 1 | 0 | 2 | 29.32% | 0.1506% | 29.47% | 2 | 41.7% | 0.7209% | 0% | 1 | 16.06% | 0.5007% | 0% | 1 | 41.79% | 0.722% | 0% | 1 | 70.28% | 1.414% | 0% | 3 | 31.32% | 0.6119% | 0% | 1 | 3.076% | 1.414% | 0% | 1
10 | Etiwanda | GREATER LA METRO | 0 | 0 | 10 | 0% | 0% | 1 | 41.8937 | 0% | 0% | 4 | 0% | 0% | 0% | 1 | 0 | 2 | 100% | 0% | 100% | 5 | 100% | 0% | 0% | 5 | 100% | 0% | 0% | 5 | 100% | 0% | 0% | 5 | 100% | 0% | 0% | 5 | 0% | 0% | 0% | 1 | 1.335% | 0% | 0% | 1 |  | 0% | 0% | 1 | 52.25 | 0% | 0% | 4 | 13.99% | 0% | 0% | 1 | 0 | 2 | 18.1% | 28.19% | 46.29% | 4 | 46.29% | 0% | 0% | 1 | 37.5% | 0% | 0% | 1 | 34.29% | 0% | 0% | 1 | 46.29% | 0% | 0% | 1 | 23.49% | 0% | 0% | 1 | 5.032% | 0% | 0% | 1 |  | 0% | 0% | 1 | 39 | 0% | 0% | 4 | 6.664% | 0% | 0% | 1 | 0 | 2 | 26.95% | 50.87% | 77.82% | 5 | 59.93% | 0% | 0% | 2 | 44.75% | 0% | 0% | 1 | 50.14% | 0% | 0% | 2 | 76.59% | 0% | 0% | 3 | 22.32% | 0% | 0% | 1 | 15.88% | 0% | 0% | 1 |  | 0% | 0% | 1 | 24.5 | 0% | 0% | 3 | 2.479% | 0% | 0% | 1 | 0 | 2 | 23.33% | 64.57% | 87.9% | 5 | 47.79% | 0% | 0% | 1 | 50.51% | 0% | 0% | 2 | 61.62% | 0% | 0% | 2 | 86.78% | 0% | 0% | 3 | 36.8% | 0% | 0% | 1 | 9.798% | 0% | 0% | 1
11 | Brentwood | NORTHERN CALIFORNIA | 0 | 0 | 10 | 0% | 0% | 1 | 19.3182 | 0% | 0% | 2 | 43.76% | 0% | 0% | 1 | 0 | 2 | 17.94% | 0% | 17.94% | 1 | 15.85% | 0% | 0% | 1 | 43.44% | 0% | 0% | 1 | 48.18% | 0% | 0% | 1 | 48.19% | 0% | 0% | 1 | 0.5295% | 0% | 0% | 1 | 8.439% | 0% | 0% | 1 |  | 0% | 0% | 1 | 7 | 0% | 0% | 1 | 38.6% | 0% | 0% | 1 | 0 | 2 | 19.14% | 3.039% | 22.18% | 2 | 40.22% | 0% | 0% | 1 | 39.62% | 0% | 0% | 1 | 40.71% | 0% | 0% | 1 | 60.2% | 0% | 0% | 2 | 8.135% | 0% | 0% | 1 | 11.49% | 0% | 0% | 1 |  | 0% | 0% | 1 | 8.7174 | 0% | 0% | 1 | 41.82% | 0% | 0% | 1 | 0 | 2 | 13.62% | 2.904% | 16.53% | 2 | 35.73% | 0% | 0% | 1 | 39.87% | 0% | 0% | 1 | 42.37% | 0% | 0% | 1 | 57.45% | 0% | 0% | 2 | 6.817% | 0% | 0% | 1 | 9.844% | 0% | 0% | 1 |  | 0% | 0% | 1 | 10.496 | 0% | 0% | 1 | 42.57% | 0% | 0% | 1 | 0 | 2 | 10.25% | 1.766% | 12.01% | 2 | 31.2% | 0% | 0% | 1 | 36.19% | 0% | 0% | 1 | 37.97% | 0% | 0% | 1 | 50.86% | 0% | 0% | 2 | 7.318% | 0% | 0% | 1 | 9.213% | 0% | 0% | 1
12 | Clayton | NORTHERN CALIFORNIA | 0 | 0 | 0 | 0% | 0% | 1 | 6.8504 | 0% | 0% | 1 | 0% | 0% | 0% | 1 | 0 | 2 | 89.05% | 10.95% | 100% | 5 | 13.03% | 0% | 0% | 1 | 57.26% | 0% | 0% | 2 | 57.26% | 0% | 0% | 2 | 57.26% | 0% | 0% | 2 | 30.53% | 0% | 0% | 1 | 5.613% | 0% | 0% | 1 |  | 0% | 0% | 1 | 7.9675 | 0% | 0% | 1 | 0.0004973% | 0% | 0% | 1 | 0 | 2 | 43.03% | 23.72% | 66.75% | 4 | 46.28% | 0% | 0% | 1 | 71.92% | 0% | 0% | 3 | 61.55% | 0% | 0% | 2 | 76.94% | 0% | 0% | 3 | 34.28% | 0% | 0% | 1 | 30.76% | 0% | 0% | 1 |  | 0% | 0% | 1 | 20.5 | 0% | 0% | 3 | 0.4415% | 0% | 0% | 1 | 0 | 2 | 36.22% | 22.65% | 58.86% | 4 | 40.12% | 0% | 0% | 1 | 55.36% | 0% | 0% | 2 | 56.93% | 0% | 0% | 2 | 73.88% | 0% | 0% | 3 | 27.89% | 0% | 0% | 1 | 18.79% | 0% | 0% | 1 |  | 0% | 0% | 1 | 27 | 0% | 0% | 3 | 4.042% | 0% | 0% | 1 | 0 | 2 | 27.76% | 14.66% | 42.43% | 3 | 31.95% | 0% | 0% | 1 | 46.88% | 0% | 0% | 1 | 58.06% | 0% | 0% | 2 | 71.49% | 0% | 0% | 3 | 20.18% | 0% | 0% | 1 | 14.23% | 0% | 0% | 1
13 | Contra Costa | NORTHERN CALIFORNIA | 0 | 0 | 10 | 0% | 0% | 1 | 6.8821 | 0% | 0% | 1 | 2.418% | 0% | 0% | 1 | 0 | 2 | 1% | 0% | 1% | 1 | 2.551% | 0% | 0% | 1 | 55.86% | 0% | 0% | 2 | 55.44% | 0% | 0% | 2 | 56.52% | 0% | 0% | 2 | 1.28% | 0% | 0% | 1 | 34.39% | 0% | 0% | 1 |  | 0% | 0% | 1 | 8.3012 | 0% | 0% | 1 | 9.934% | 0% | 0% | 1 | 0 | 2 | 20.07% | 4.881% | 24.95% | 2 | 22.94% | 0% | 0% | 1 | 50.16% | 0% | 0% | 2 | 46.21% | 0% | 0% | 1 | 52.96% | 0% | 0% | 2 | 12.52% | 0% | 0% | 1 | 16.41% | 0% | 0% | 1 |  | 0% | 0% | 1 | 7.4222 | 0% | 0% | 1 | 23.08% | 0% | 0% | 1 | 0 | 2 | 12.64% | 3.931% | 16.57% | 2 | 24.74% | 0% | 0% | 1 | 42.1% | 0% | 0% | 1 | 41.13% | 0% | 0% | 1 | 54.08% | 0% | 0% | 2 | 6.02% | 0% | 0% | 1 | 16.37% | 0% | 0% | 1 |  | 0% | 0% | 1 | 7.9713 | 0% | 0% | 1 | 34.16% | 0% | 0% | 1 | 0 | 2 | 10.46% | 2.402% | 12.87% | 2 | 26.27% | 0% | 0% | 1 | 35.48% | 0% | 0% | 1 | 37% | 0% | 0% | 1 | 51.56% | 0% | 0% | 2 | 6.491% | 0% | 0% | 1 | 15.59% | 0% | 0% | 1
14 | Pittsburg | NORTHERN CALIFORNIA | 0 | 0 | 10 | 0% | 0% | 1 | 7 | 0% | 0% | 1 | 0% | 0% | 0% | 1 | 0 | 2 | 23.08% | 0% | 23.08% | 2 | 50.48% | 0% | 0% | 2 | 64.51% | 0% | 0% | 2 | 37.33% | 0% | 0% | 1 | 68.84% | 0% | 0% | 2 | 10.76% | 0% | 0% | 1 | 61.21% | 0% | 0% | 2 |  | 0% | 0% | 1 | 6.2766 | 0% | 0% | 1 | 0.01094% | 0% | 0% | 1 | 0 | 2 | 11.41% | 0.5292% | 11.94% | 2 | 24.16% | 0% | 0% | 1 | 46.31% | 0% | 0% | 1 | 36.38% | 0% | 0% | 1 | 55.38% | 0% | 0% | 2 | 6.568% | 0% | 0% | 1 | 28.4% | 0% | 0% | 1 |  | 0% | 0% | 1 | 13.6243 | 0% | 0% | 2 | 4.216% | 0% | 0% | 1 | 0 | 2 | 11.54% | 3.603% | 15.14% | 2 | 18.63% | 0% | 0% | 1 | 46.87% | 0% | 0% | 1 | 43.48% | 0% | 0% | 1 | 57.01% | 0% | 0% | 2 | 10.72% | 0% | 0% | 1 | 23.16% | 0% | 0% | 1 |  | 0% | 0% | 1 | 17 | 0% | 0% | 2 | 19.18% | 0% | 0% | 1 | 0 | 2 | 16.91% | 5.149% | 22.06% | 2 | 22.5% | 0% | 0% | 1 | 41.4% | 0% | 0% | 1 | 45.39% | 0% | 0% | 1 | 58.59% | 0% | 0% | 2 | 11.37% | 0% | 0% | 1 | 18.37% | 0% | 0% | 1
15 | San Bernardino | RIVERSIDE | 0 | 0 | 10 | 0% | 0% | 1 | 25.625 | 0% | 0% | 3 | 2.494% | 0% | 0% | 1 | 0 | 2 | 5.727% | 73.28% | 79.01% | 5 | 0% | 0% | 0% | 1 | 65.86% | 0% | 0% | 2 | 100% | 0% | 0% | 5 | 100% | 0% | 0% | 5 | 27.22% | 0% | 0% | 1 | 1.649% | 0% | 0% | 1 |  | 0% | 0% | 1 | 26.8052 | 0% | 0% | 3 | 1.749% | 0% | 0% | 1 | 0 | 2 | 5.629% | 91.12% | 96.74% | 5 | 34.43% | 0% | 0% | 1 | 46.29% | 0% | 0% | 1 | 56.2% | 0% | 0% | 2 | 81.08% | 0% | 0% | 3 | 43.77% | 0% | 0% | 1 | 5.04% | 0% | 0% | 1 |  | 0% | 0% | 1 | 26.3987 | 0% | 0% | 3 | 0.845% | 0% | 0% | 1 | 0 | 2 | 10.51% | 87.48% | 97.99% | 5 | 49.92% | 0% | 0% | 1 | 37.17% | 0% | 0% | 1 | 54.23% | 0% | 0% | 2 | 80.84% | 0% | 0% | 3 | 41.75% | 0% | 0% | 1 | 4.944% | 0% | 0% | 1 |  | 0% | 0% | 1 | 23 | 0% | 0% | 3 | 1.82% | 0% | 0% | 1 | 0 | 2 | 23.61% | 70.93% | 94.55% | 5 | 48.47% | 0% | 0% | 1 | 40.93% | 0% | 0% | 1 | 61.78% | 0% | 0% | 2 | 82.65% | 0% | 0% | 3 | 47.35% | 0% | 0% | 1 | 6.224% | 0% | 0% | 1
16 | Placerville | NORTHERN CALIFORNIA | 0 | 0 | 10 | 0% | 0% | 1 | 36 | 0% | 0% | 4 | 2.71% | 0% | 0% | 1 | 0 | 2 | 64.47% | 31.35% | 95.82% | 5 | 80.61% | 0% | 0% | 3 | 27.95% | 0% | 0% | 1 | 57.6% | 0% | 0% | 2 | 95.63% | 0% | 0% | 5 | 11.36% | 0% | 0% | 1 | 3.621% | 0% | 0% | 1 |  | 0% | 0% | 1 | 35 | 0% | 0% | 4 | 1.137% | 0% | 0% | 1 | 0 | 2 | 49.51% | 49.22% | 98.73% | 5 | 86.64% | 0% | 0% | 3 | 25.99% | 0% | 0% | 1 | 34.43% | 0% | 0% | 1 | 93.1% | 0% | 0% | 4 | 24.77% | 0% | 0% | 1 | 3.364% | 0% | 0% | 1 |  | 0% | 0% | 1 | 28.1111 | 0% | 0% | 3 | 1.51% | 0% | 0% | 1 | 0 | 2 | 46.69% | 50.37% | 97.06% | 5 | 82.16% | 0% | 0% | 3 | 26.95% | 0% | 0% | 1 | 29.94% | 0% | 0% | 1 | 90.03% | 0% | 0% | 4 | 36.44% | 0% | 0% | 1 | 3.273% | 0% | 0% | 1 |  | 0% | 0% | 1 | 24.8475 | 0% | 0% | 3 | 1.102% | 0% | 0% | 1 | 0 | 2 | 47.73% | 43.83% | 91.55% | 5 | 74.96% | 0% | 0% | 3 | 20.16% | 0% | 0% | 1 | 22.79% | 0% | 0% | 1 | 84.39% | 0% | 0% | 3 | 50.29% | 0% | 0% | 2 | 3.517% | 0% | 0% | 1
17 | Cantua | SPGE | 0 | 0 | 10 | 0% | 0% | 1 | 6.6241 | 0% | 0% | 1 | 82.13% | 0% | 0% | 3 | 1 | 1 | 0% | 0% | 0% | 1 | 19.77% | 0% | 0% | 1 | 0% | 0% | 0% | 1 | 0% | 0% | 0% | 1 | 19.77% | 0% | 0% | 1 | 9.409% | 0% | 0% | 1 | 0.6138% | 0% | 0% | 1 |  | 0% | 0% | 1 | 5.6694 | 0% | 0% | 1 | 43.5% | 0% | 0% | 1 | 1 | 1 | 0% | 0% | 0% | 1 | 36.58% | 0% | 0% | 1 | 6.23e-05% | 0% | 0% | 1 | 8.179% | 0% | 0% | 1 | 38.32% | 0% | 0% | 1 | 21.06% | 0% | 0% | 1 | 0.4593% | 0% | 0% | 1 |  | 0% | 0% | 1 | 6.1989 | 0% | 0% | 1 | 34.32% | 0% | 0% | 1 | 1 | 1 | 0.152% | 0% | 0.152% | 1 | 37.42% | 0% | 0% | 1 | 2.372% | 0% | 0% | 1 | 9.724% | 0% | 0% | 1 | 38.27% | 0% | 0% | 1 | 20.05% | 0% | 0% | 1 | 0.5171% | 0% | 0% | 1 |  | 0% | 0% | 1 | 6.202 | 0% | 0% | 1 | 34.48% | 0% | 0% | 1 | 1 | 1 | 0.5598% | 0% | 0.5598% | 1 | 39% | 0% | 0% | 1 | 5.49% | 0% | 0% | 1 | 16.08% | 0% | 0% | 1 | 43.03% | 0% | 0% | 1 | 19.95% | 0% | 0% | 1 | 0.8991% | 0% | 0% | 1
18 | Cheney | SPGE | 0 | 0 | 0 | 0% | 0% | 1 | 8.0122 | 0% | 0% | 1 | 77.19% | 0% | 0% | 3 | 0 | 2 | 0% | 0% | 0% | 1 | 8.716% | 0% | 0% | 1 | 5.091% | 0% | 0% | 1 | 13.19% | 0% | 0% | 1 | 16.76% | 0% | 0% | 1 | 0% | 0% | 0% | 1 | 0.278% | 0% | 0% | 1 |  | 0% | 0% | 1 | 6.5862 | 0% | 0% | 1 | 52.94% | 0% | 0% | 2 | 0 | 2 | 0% | 0% | 0% | 1 | 25.93% | 0% | 0% | 1 | 8.628% | 0% | 0% | 1 | 25.36% | 0% | 0% | 1 | 37.47% | 0% | 0% | 1 | 10.44% | 0% | 0% | 1 | 0.3936% | 0% | 0% | 1 |  | 0% | 0% | 1 | 6.3618 | 0% | 0% | 1 | 37.53% | 0% | 0% | 1 | 0 | 2 | 0.238% | 0% | 0.238% | 1 | 34.88% | 0% | 0% | 1 | 9.385% | 0% | 0% | 1 | 22.15% | 0% | 0% | 1 | 42.89% | 0% | 0% | 1 | 19.67% | 0% | 0% | 1 | 1.102% | 0% | 0% | 1 |  | 0% | 0% | 1 | 6.1342 | 0% | 0% | 1 | 33.26% | 0% | 0% | 1 | 0 | 2 | 1.629% | 0% | 1.629% | 1 | 43.27% | 0% | 0% | 1 | 12.98% | 0% | 0% | 1 | 23.76% | 0% | 0% | 1 | 50.63% | 0% | 0% | 2 | 23.48% | 0% | 0% | 1 | 2.622% | 0% | 0% | 1
19 | Gates | SPGE | 920 | 9200 | 10 | 276.7% | 14.93% | 5 | 7.6739 | 281.6% | 15.36% | 3 | 81.3% | 258.6% | 16.26% | 4 | 1 | 1 | 0% | 0% | 0% | 1 | 9.529% | 23.83% | 0% | 2 | 0.2789% | 21.62% | 0% | 2 | 12.54% | 24.65% | 0% | 2 | 22.07% | 27.66% | 0% | 2 | 0% | 21.56% | 0% | 2 | 0.6451% | 27.66% | 0% | 2 |  | 41.53% | 0% | 2 | 7 | 26.47% | 0% | 2 | 70.47% | 30% | 0% | 2 | 1 | 1 | 0% | 0% | 0% | 1 | 17.56% | 6.921% | 0% | 1 | 6.493% | 6.101% | 0% | 1 | 15.13% | 6.723% | 0% | 1 | 27.64% | 7.884% | 0% | 1 | 0.9018% | 5.757% | 0% | 1 | 0.4669% | 7.884% | 0% | 1 |  | 12.74% | 0% | 1 | 7.5938 | 8.512% | 0% | 1 | 50.18% | 30% | 0% | 2 | 1 | 1 | 0% | 0% | 0% | 1 | 25.5% | 3.498% | 0% | 1 | 4.785% | 2.737% | 0% | 1 | 18.3% | 3.19% | 0% | 1 | 35.56% | 4.044% | 0% | 1 | 8.502% | 2.848% | 0% | 1 | 0.5152% | 4.044% | 0% | 1 |  | 6.035% | 0% | 1 | 6.7746 | 4.159% | 0% | 1 | 34.43% | 30% | 0% | 2 | 1 | 1 | 0.8354% | 0% | 0.8354% | 1 | 35.52% | 2.34% | 0% | 1 | 3.645% | 1.566% | 0% | 1 | 15.67% | 1.789% | 0% | 1 | 43.09% | 2.651% | 0% | 1 | 17.14% | 1.821% | 0% | 1 | 0.8176% | 2.651% | 0% | 1
20 | Helm | SPGE | 60 | 600 | 5 | 6.19% | 0% | 1 | 7.4882 | 13.98% | 0% | 1 | 17.73% | 1.947% | 0% | 1 | 1 | 1 | 0% | 0% | 0% | 1 | 67.44% | 4.528% | 0% | 2 | 20.92% | 1.864% | 0% | 1 | 20.92% | 1.864% | 0% | 1 | 73.31% | 5.524% | 0% | 3 | 0% | 1.474% | 0% | 1 | 0.6399% | 5.524% | 0% | 1 |  | 0.6726% | 0% | 1 | 6.9156 | 1.423% | 0% | 1 | 19.84% | 0.4601% | 0% | 1 | 1 | 1 | 0% | 0% | 0% | 1 | 26.84% | 0.4614% | 0% | 1 | 13.05% | 0.3882% | 0% | 1 | 13.96% | 0.3924% | 0% | 1 | 35.69% | 0.5249% | 0% | 1 | 0% | 0.3376% | 0% | 1 | 2.847% | 0.5249% | 0% | 1 |  | 0.3373% | 0% | 1 | 7.4561 | 0.801% | 0% | 1 | 34.31% | 0.4601% | 0% | 1 | 1 | 1 | 0% | 0% | 0% | 1 | 21.57% | 0.191% | 0% | 1 | 10.18% | 0.1667% | 0% | 1 | 12.25% | 0.1707% | 0% | 1 | 28.68% | 0.21% | 0% | 1 | 0.08898% | 0.1499% | 0% | 1 | 2.634% | 0.21% | 0% | 1 |  | 0.2411% | 0% | 1 | 8.1975 | 0.4952% | 0% | 1 | 45.01% | 0.4601% | 0% | 1 | 1 | 1 | 0% | 0% | 0% | 1 | 22.68% | 0.1074% | 0% | 1 | 7.175% | 0.08948% | 0% | 1 | 10.48% | 0.09279% | 0% | 1 | 28.61% | 0.1163% | 0% | 1 | 2.629% | 0.08531% | 0% | 1 | 2.373% | 0.1163% | 0% | 1
21 | Kearney | SPGE | 0 | 0 | 10 | 0% | 0% | 1 | 17 | 0% | 0% | 2 | 67.98% | 0% | 0% | 2 | 1 | 1 | 0% | 0% | 0% | 1 | 0% | 0% | 0% | 1 | 0% | 0% | 0% | 1 | 0% | 0% | 0% | 1 | 0% | 0% | 0% | 1 | 0% | 0% | 0% | 1 | 0.05182% | 0% | 0% | 1 |  | 0% | 0% | 1 | 18.625 | 0% | 0% | 2 | 69% | 0% | 0% | 2 | 1 | 1 | 0% | 0% | 0% | 1 | 2.183% | 0% | 0% | 1 | 0.4046% | 0% | 0% | 1 | 0.4046% | 0% | 0% | 1 | 2.588% | 0% | 0% | 1 | 0% | 0% | 0% | 1 | 0.3365% | 0% | 0% | 1 |  | 0% | 0% | 1 | 17.3417 | 0% | 0% | 2 | 62.13% | 0% | 0% | 2 | 1 | 1 | 0% | 0% | 0% | 1 | 6.556% | 0% | 0% | 1 | 8.268% | 0% | 0% | 1 | 8.268% | 0% | 0% | 1 | 12.92% | 0% | 0% | 1 | 0% | 0% | 0% | 1 | 1.436% | 0% | 0% | 1 |  | 0% | 0% | 1 | 15.7874 | 0% | 0% | 2 | 51.15% | 0% | 0% | 2 | 1 | 1 | 0% | 0% | 0% | 1 | 16.39% | 0% | 0% | 1 | 15.97% | 0% | 0% | 1 | 16.74% | 0% | 0% | 1 | 28.07% | 0% | 0% | 1 | 2.384% | 0% | 0% | 1 | 5.763% | 0% | 0% | 1
22 | Kingsburg | SPGE | 0 | 0 | 0 | 0% | 0% | 1 | 17.6982 | 0% | 0% | 2 | 69.2% | 0% | 0% | 2 | 0 | 2 | 0% | 0% | 0% | 1 | 0% | 0% | 0% | 1 | 0% | 0% | 0% | 1 | 0% | 0% | 0% | 1 | 0% | 0% | 0% | 1 | 0% | 0% | 0% | 1 | 3.208% | 0% | 0% | 1 |  | 0% | 0% | 1 | 17.5544 | 0% | 0% | 2 | 60.51% | 0% | 0% | 2 | 0 | 2 | 0% | 0% | 0% | 1 | 0% | 0% | 0% | 1 | 6.355% | 0% | 0% | 1 | 9.423% | 0% | 0% | 1 | 9.423% | 0% | 0% | 1 | 0% | 0% | 0% | 1 | 2.187% | 0% | 0% | 1 |  | 0% | 0% | 1 | 18 | 0% | 0% | 2 | 61.61% | 0% | 0% | 2 | 0 | 2 | 0% | 0% | 0% | 1 | 0% | 0% | 0% | 1 | 7.119% | 0% | 0% | 1 | 9.301% | 0% | 0% | 1 | 9.301% | 0% | 0% | 1 | 0.01896% | 0% | 0% | 1 | 2.099% | 0% | 0% | 1 |  | 0% | 0% | 1 | 17.1877 | 0% | 0% | 2 | 57.3% | 0% | 0% | 2 | 0 | 2 | 0% | 0% | 0% | 1 | 4.215% | 0% | 0% | 1 | 10.35% | 0% | 0% | 1 | 14.82% | 0% | 0% | 1 | 16.21% | 0% | 0% | 1 | 0.1988% | 0% | 0% | 1 | 2.322% | 0% | 0% | 1
23 | Malaga | SPGE | 0 | 0 | 0 | 0% | 0% | 1 | 27.3 | 0% | 0% | 3 | 67.84% | 0% | 0% | 2 | 1 | 1 | 0% | 0% | 0% | 1 | 0% | 0% | 0% | 1 | 0% | 0% | 0% | 1 | 0% | 0% | 0% | 1 | 0% | 0% | 0% | 1 | 0% | 0% | 0% | 1 | 0.1328% | 0% | 0% | 1 |  | 0% | 0% | 1 | 24.9 | 0% | 0% | 3 | 71.01% | 0% | 0% | 2 | 1 | 1 | 0% | 0% | 0% | 1 | 0% | 0% | 0% | 1 | 0% | 0% | 0% | 1 | 0% | 0% | 0% | 1 | 0% | 0% | 0% | 1 | 0% | 0% | 0% | 1 | 0.4354% | 0% | 0% | 1 |  | 0% | 0% | 1 | 21.4715 | 0% | 0% | 3 | 64.26% | 0% | 0% | 2 | 1 | 1 | 0% | 0% | 0% | 1 | 7.166% | 0% | 0% | 1 | 9.912% | 0% | 0% | 1 | 10.73% | 0% | 0% | 1 | 11.88% | 0% | 0% | 1 | 0.51% | 0% | 0% | 1 | 4.492% | 0% | 0% | 1 |  | 0% | 0% | 1 | 19.2222 | 0% | 0% | 2 | 52.74% | 0% | 0% | 2 | 1 | 1 | 0.3752% | 0% | 0.3752% | 1 | 18.02% | 0% | 0% | 1 | 12.72% | 0% | 0% | 1 | 13.5% | 0% | 0% | 1 | 24.29% | 0% | 0% | 1 | 8.642% | 0% | 0% | 1 | 6.147% | 0% | 0% | 1
24 | McCall | SPGE | 0 | 0 | 10 | 0% | 0% | 1 | 22.6295 | 0% | 0% | 3 | 80.36% | 0% | 0% | 3 | 1 | 1 | 0% | 0% | 0% | 1 | 0% | 0% | 0% | 1 | 0% | 0% | 0% | 1 | 0% | 0% | 0% | 1 | 0% | 0% | 0% | 1 | 0% | 0% | 0% | 1 | 0.214% | 0% | 0% | 1 |  | 0% | 0% | 1 | 22.1923 | 0% | 0% | 3 | 75.01% | 0% | 0% | 3 | 1 | 1 | 0% | 0% | 0% | 1 | 0% | 0% | 0% | 1 | 0% | 0% | 0% | 1 | 0% | 0% | 0% | 1 | 0% | 0% | 0% | 1 | 0% | 0% | 0% | 1 | 1.584% | 0% | 0% | 1 |  | 0% | 0% | 1 | 21.9121 | 0% | 0% | 3 | 65.77% | 0% | 0% | 2 | 1 | 1 | 0% | 0% | 0% | 1 | 1.54% | 0% | 0% | 1 | 3.023% | 0% | 0% | 1 | 4.242% | 0% | 0% | 1 | 4.599% | 0% | 0% | 1 | 0.1567% | 0% | 0% | 1 | 2.399% | 0% | 0% | 1 |  | 0% | 0% | 1 | 18.5 | 0% | 0% | 2 | 54.03% | 0% | 0% | 2 | 1 | 1 | 0.9617% | 0% | 0.9617% | 1 | 11.75% | 0% | 0% | 1 | 12.87% | 0% | 0% | 1 | 16.23% | 0% | 0% | 1 | 21% | 0% | 0% | 1 | 4.121% | 0% | 0% | 1 | 4.21% | 0% | 0% | 1
25 | Mc Mullin | SPGE | 0 | 0 | 5 | 0% | 0% | 1 | 7 | 0% | 0% | 1 | 31.22% | 0% | 0% | 1 | 1 | 1 | 0% | 0% | 0% | 1 | 0.8596% | 0% | 0% | 1 | 0.5444% | 0% | 0% | 1 | 0.5444% | 0% | 0% | 1 | 1.202% | 0% | 0% | 1 | 0% | 0% | 0% | 1 | 1.882% | 0% | 0% | 1 |  | 0% | 0% | 1 | 9.25 | 0% | 0% | 1 | 48.7% | 0% | 0% | 1 | 1 | 1 | 0% | 0% | 0% | 1 | 14.69% | 0% | 0% | 1 | 7.509% | 0% | 0% | 1 | 7.509% | 0% | 0% | 1 | 17.72% | 0% | 0% | 1 | 0% | 0% | 0% | 1 | 1.428% | 0% | 0% | 1 |  | 0% | 0% | 1 | 11.3029 | 0% | 0% | 1 | 47.33% | 0% | 0% | 1 | 1 | 1 | 0% | 0% | 0% | 1 | 15.1% | 0% | 0% | 1 | 7.956% | 0% | 0% | 1 | 8.376% | 0% | 0% | 1 | 20.95% | 0% | 0% | 1 | 0% | 0% | 0% | 1 | 1.464% | 0% | 0% | 1 |  | 0% | 0% | 1 | 11.0272 | 0% | 0% | 1 | 49.55% | 0% | 0% | 1 | 1 | 1 | 0% | 0% | 0% | 1 | 15.99% | 0% | 0% | 1 | 6.149% | 0% | 0% | 1 | 7.004% | 0% | 0% | 1 | 20% | 0% | 0% | 1 | 0.04575% | 0% | 0% | 1 | 1.944% | 0% | 0% | 1
26 | Mendota | SPGE | 0 | 0 | 10 | 0% | 0% | 1 | 6.8382 | 0% | 0% | 1 | 50.18% | 0% | 0% | 2 | 1 | 1 | 0% | 0% | 0% | 1 | 0.05761% | 0% | 0% | 1 | 3.976% | 0% | 0% | 1 | 21.35% | 0% | 0% | 1 | 23.37% | 0% | 0% | 1 | 0% | 0% | 0% | 1 | 0.2026% | 0% | 0% | 1 |  | 0% | 0% | 1 | 7.3042 | 0% | 0% | 1 | 46.23% | 0% | 0% | 1 | 1 | 1 | 0% | 0% | 0% | 1 | 12.67% | 0% | 0% | 1 | 4.996% | 0% | 0% | 1 | 12.83% | 0% | 0% | 1 | 24.18% | 0% | 0% | 1 | 0.1786% | 0% | 0% | 1 | 2.645% | 0% | 0% | 1 |  | 0% | 0% | 1 | 7.0616 | 0% | 0% | 1 | 37.26% | 0% | 0% | 1 | 1 | 1 | 0% | 0% | 0% | 1 | 31.88% | 0% | 0% | 1 | 8.69% | 0% | 0% | 1 | 18.39% | 0% | 0% | 1 | 41.29% | 0% | 0% | 1 | 3.171% | 0% | 0% | 1 | 4.874% | 0% | 0% | 1 |  | 0% | 0% | 1 | 6.9124 | 0% | 0% | 1 | 33.68% | 0% | 0% | 1 | 1 | 1 | 0% | 0% | 0% | 1 | 37.72% | 0% | 0% | 1 | 11.65% | 0% | 0% | 1 | 21.54% | 0% | 0% | 1 | 47.12% | 0% | 0% | 1 | 9.924% | 0% | 0% | 1 | 5.573% | 0% | 0% | 1
27 | Oro Loma | SPGE | 0 | 0 | 0 | 0% | 0% | 1 | 7 | 0% | 0% | 1 | 36.81% | 0% | 0% | 1 | 0 | 2 | 0% | 0% | 0% | 1 | 0% | 0% | 0% | 1 | 0% | 0% | 0% | 1 | 12.23% | 0% | 0% | 1 | 12.23% | 0% | 0% | 1 | 0% | 0% | 0% | 1 | 1.211% | 0% | 0% | 1 |  | 0% | 0% | 1 | 7.9507 | 0% | 0% | 1 | 36.19% | 0% | 0% | 1 | 0 | 2 | 0% | 0% | 0% | 1 | 10.82% | 0% | 0% | 1 | 1.003% | 0% | 0% | 1 | 6.546% | 0% | 0% | 1 | 14.55% | 0% | 0% | 1 | 3.575% | 0% | 0% | 1 | 2.792% | 0% | 0% | 1 |  | 0% | 0% | 1 | 7.6826 | 0% | 0% | 1 | 39.42% | 0% | 0% | 1 | 0 | 2 | 0% | 0% | 0% | 1 | 32.59% | 0% | 0% | 1 | 3.18% | 0% | 0% | 1 | 12.95% | 0% | 0% | 1 | 38.74% | 0% | 0% | 1 | 10.16% | 0% | 0% | 1 | 4.227% | 0% | 0% | 1 |  | 0% | 0% | 1 | 7.125 | 0% | 0% | 1 | 36.98% | 0% | 0% | 1 | 0 | 2 | 0.00789% | 0% | 0.00789% | 1 | 42.81% | 0% | 0% | 1 | 12.8% | 0% | 0% | 1 | 20.56% | 0% | 0% | 1 | 49.53% | 0% | 0% | 1 | 14.91% | 0% | 0% | 1 | 4.795% | 0% | 0% | 1
28 | Panoche | SPGE | 592.25 | 5922.5 | 10 | 178.7% | 6.013% | 4 | 7.32 | 230.8% | 7.688% | 3 | 79.33% | 98.1% | 0% | 3 | 1 | 1 | 0% | 0% | 0% | 1 | 12.05% | 14.42% | 0% | 1 | 10.23% | 14.13% | 0% | 1 | 24.63% | 16.83% | 0% | 1 | 30.86% | 18.35% | 0% | 1 | 1.65% | 12.9% | 0% | 1 | 0.6978% | 18.35% | 0% | 1 |  | 18.5% | 0% | 1 | 6.5518 | 24.8% | 0% | 2 | 57.7% | 16.05% | 0% | 2 | 1 | 1 | 0% | 0% | 0% | 1 | 22.56% | 4.678% | 0% | 1 | 10.37% | 4.042% | 0% | 1 | 25.58% | 4.869% | 0% | 1 | 34.9% | 5.565% | 0% | 1 | 10.87% | 4.065% | 0% | 1 | 0.4087% | 5.565% | 0% | 1 |  | 6.216% | 0% | 1 | 6.1605 | 6.544% | 0% | 1 | 35.99% | 16.05% | 0% | 1 | 1 | 1 | 0.001131% | 0% | 0.001131% | 1 | 36.8% | 2.579% | 0% | 1 | 13.47% | 1.884% | 0% | 1 | 27.45% | 2.247% | 0% | 1 | 46.91% | 3.07% | 0% | 1 | 23.75% | 2.138% | 0% | 1 | 1.006% | 3.07% | 0% | 1 |  | 3.737% | 0% | 1 | 6.1233 | 3.422% | 0% | 1 | 30.85% | 16.05% | 0% | 1 | 1 | 1 | 3.193% | 0% | 3.193% | 1 | 44.69% | 1.687% | 0% | 1 | 13.63% | 1.08% | 0% | 1 | 25.12% | 1.246% | 0% | 1 | 51.68% | 1.931% | 0% | 2 | 27.05% | 1.279% | 0% | 1 | 2.462% | 1.931% | 0% | 1
29 | Reedley | SPGE | 0 | 0 | 0 | 0% | 0% | 1 | 23 | 0% | 0% | 3 | 48.95% | 0% | 0% | 1 | 0 | 2 | 0% | 0% | 0% | 1 | 2.369% | 0% | 0% | 1 | 12.21% | 0% | 0% | 1 | 23.74% | 0% | 0% | 1 | 23.74% | 0% | 0% | 1 | 0.5005% | 0% | 0% | 1 | 1.123% | 0% | 0% | 1 |  | 0% | 0% | 1 | 19.5 | 0% | 0% | 2 | 43.5% | 0% | 0% | 1 | 0 | 2 | 10.48% | 0% | 10.48% | 1 | 26.94% | 0% | 0% | 1 | 20.55% | 0% | 0% | 1 | 29.36% | 0% | 0% | 1 | 38.81% | 0% | 0% | 1 | 10.5% | 0% | 0% | 1 | 3.085% | 0% | 0% | 1 |  | 0% | 0% | 1 | 17.8094 | 0% | 0% | 2 | 38.65% | 0% | 0% | 1 | 0 | 2 | 17.86% | 0% | 17.86% | 1 | 32.26% | 0% | 0% | 1 | 21.52% | 0% | 0% | 1 | 29.53% | 0% | 0% | 1 | 49.66% | 0% | 0% | 1 | 17.69% | 0% | 0% | 1 | 4.153% | 0% | 0% | 1 |  | 0% | 0% | 1 | 17.4542 | 0% | 0% | 2 | 35.31% | 0% | 0% | 1 | 0 | 2 | 22.49% | 0% | 22.49% | 2 | 30.21% | 0% | 0% | 1 | 19.03% | 0% | 0% | 1 | 26.6% | 0% | 0% | 1 | 45.35% | 0% | 0% | 1 | 22.5% | 0% | 0% | 1 | 3.9% | 0% | 0% | 1
30 | Sanger | SPGE | 0 | 0 | 10 | 0% | 0% | 1 | 25.1524 | 0% | 0% | 3 | 58.59% | 0% | 0% | 2 | 1 | 1 | 0% | 0% | 0% | 1 | 0% | 0% | 0% | 1 | 0% | 0% | 0% | 1 | 0% | 0% | 0% | 1 | 0% | 0% | 0% | 1 | 0% | 0% | 0% | 1 | 1.278% | 0% | 0% | 1 |  | 0% | 0% | 1 | 24.0513 | 0% | 0% | 3 | 58.96% | 0% | 0% | 2 | 1 | 1 | 0% | 0% | 0% | 1 | 10.68% | 0% | 0% | 1 | 14.18% | 0% | 0% | 1 | 17.63% | 0% | 0% | 1 | 19.6% | 0% | 0% | 1 | 0.6147% | 0% | 0% | 1 | 5.602% | 0% | 0% | 1 |  | 0% | 0% | 1 | 22.5464 | 0% | 0% | 3 | 52.3% | 0% | 0% | 2 | 1 | 1 | 1.866% | 0% | 1.866% | 1 | 26.42% | 0% | 0% | 1 | 15.79% | 0% | 0% | 1 | 18% | 0% | 0% | 1 | 31.93% | 0% | 0% | 1 | 11.92% | 0% | 0% | 1 | 7.375% | 0% | 0% | 1 |  | 0% | 0% | 1 | 20 | 0% | 0% | 3 | 44.13% | 0% | 0% | 1 | 1 | 1 | 8.969% | 0% | 8.969% | 1 | 30.2% | 0% | 0% | 1 | 16.11% | 0% | 0% | 1 | 18.85% | 0% | 0% | 1 | 36.69% | 0% | 0% | 1 | 16.97% | 0% | 0% | 1 | 5.981% | 0% | 0% | 1
31 | Schindler | SPGE | 0 | 0 | 10 | 0% | 0% | 1 | 5.9019 | 0% | 0% | 1 | 27.41% | 0% | 0% | 1 | 1 | 1 | 0% | 0% | 0% | 1 | 0% | 0% | 0% | 1 | 0% | 0% | 0% | 1 | 0% | 0% | 0% | 1 | 0% | 0% | 0% | 1 | 0% | 0% | 0% | 1 | 0.07203% | 0% | 0% | 1 |  | 0% | 0% | 1 | 6 | 0% | 0% | 1 | 46.89% | 0% | 0% | 1 | 1 | 1 | 0% | 0% | 0% | 1 | 8.977% | 0% | 0% | 1 | 0.2559% | 0% | 0% | 1 | 1.623% | 0% | 0% | 1 | 10.59% | 0% | 0% | 1 | 0% | 0% | 0% | 1 | 0.4872% | 0% | 0% | 1 |  | 0% | 0% | 1 | 6.8852 | 0% | 0% | 1 | 51.16% | 0% | 0% | 2 | 1 | 1 | 0% | 0% | 0% | 1 | 19.74% | 0% | 0% | 1 | 4.741% | 0% | 0% | 1 | 7.955% | 0% | 0% | 1 | 23.49% | 0% | 0% | 1 | 3.203% | 0% | 0% | 1 | 0.8589% | 0% | 0% | 1 |  | 0% | 0% | 1 | 7.5469 | 0% | 0% | 1 | 46.52% | 0% | 0% | 1 | 1 | 1 | 0% | 0% | 0% | 1 | 25.78% | 0% | 0% | 1 | 3.91% | 0% | 0% | 1 | 8.759% | 0% | 0% | 1 | 29.31% | 0% | 0% | 1 | 6.083% | 0% | 0% | 1 | 1.273% | 0% | 0% | 1
32 | Wahtoke | SPGE | 0 | 0 | 0 | 0% | 0% | 1 | 23.2591 | 0% | 0% | 3 | 73.15% | 0% | 0% | 2 | 0 | 2 | 0% | 0% | 0% | 1 | 0% | 0% | 0% | 1 | 0.00417% | 0% | 0% | 1 | 0.00417% | 0% | 0% | 1 | 0.00417% | 0% | 0% | 1 | 0% | 0% | 0% | 1 | 3.521% | 0% | 0% | 1 |  | 0% | 0% | 1 | 21.126 | 0% | 0% | 3 | 55.97% | 0% | 0% | 2 | 0 | 2 | 0.5203% | 0% | 0.5203% | 1 | 12.14% | 0% | 0% | 1 | 17.06% | 0% | 0% | 1 | 22.45% | 0% | 0% | 1 | 23.5% | 0% | 0% | 1 | 1.532% | 0% | 0% | 1 | 3.909% | 0% | 0% | 1 |  | 0% | 0% | 1 | 19.3521 | 0% | 0% | 2 | 45.21% | 0% | 0% | 1 | 0 | 2 | 9.732% | 0% | 9.732% | 1 | 23.9% | 0% | 0% | 1 | 17.94% | 0% | 0% | 1 | 24.7% | 0% | 0% | 1 | 37.28% | 0% | 0% | 1 | 11.02% | 0% | 0% | 1 | 3.912% | 0% | 0% | 1 |  | 0% | 0% | 1 | 18 | 0% | 0% | 2 | 40.09% | 0% | 0% | 1 | 0 | 2 | 15.82% | 0% | 15.82% | 1 | 28.4% | 0% | 0% | 1 | 18.55% | 0% | 0% | 1 | 24.78% | 0% | 0% | 1 | 41.85% | 0% | 0% | 1 | 17.31% | 0% | 0% | 1 | 4.156% | 0% | 0% | 1
33 | West Fresno | SPGE | 0 | 0 | 10 | 0% | 0% | 1 | 22.8 | 0% | 0% | 3 | 76.66% | 0% | 0% | 3 | 1 | 1 | 0% | 0% | 0% | 1 | 0% | 0% | 0% | 1 | 0% | 0% | 0% | 1 | 0% | 0% | 0% | 1 | 0% | 0% | 0% | 1 | 0% | 0% | 0% | 1 | 0.008238% | 0% | 0% | 1 |  | 0% | 0% | 1 | 21.8975 | 0% | 0% | 3 | 70.59% | 0% | 0% | 2 | 1 | 1 | 0% | 0% | 0% | 1 | 0.2337% | 0% | 0% | 1 | 0.1725% | 0% | 0% | 1 | 0.1725% | 0% | 0% | 1 | 0.2337% | 0% | 0% | 1 | 0% | 0% | 0% | 1 | 0.2176% | 0% | 0% | 1 |  | 0% | 0% | 1 | 21 | 0% | 0% | 3 | 63.58% | 0% | 0% | 2 | 1 | 1 | 0% | 0% | 0% | 1 | 6.538% | 0% | 0% | 1 | 6.877% | 0% | 0% | 1 | 6.689% | 0% | 0% | 1 | 10.87% | 0% | 0% | 1 | 0.01561% | 0% | 0% | 1 | 1.86% | 0% | 0% | 1 |  | 0% | 0% | 1 | 17.5 | 0% | 0% | 2 | 52.1% | 0% | 0% | 2 | 1 | 1 | 0% | 0% | 0% | 1 | 15.79% | 0% | 0% | 1 | 18.79% | 0% | 0% | 1 | 19.38% | 0% | 0% | 1 | 28.38% | 0% | 0% | 1 | 6.255% | 0% | 0% | 1 | 7.534% | 0% | 0% | 1
34 | Glenn | NORTHERN CALIFORNIA | 0 | 0 | 10 | 0% | 0% | 1 | 16.6375 | 0% | 0% | 2 | 64.8% | 0% | 0% | 2 | 0 | 2 | 0% | 0% | 0% | 1 | 46.4% | 0% | 0% | 1 | 0% | 0% | 0% | 1 | 0% | 0% | 0% | 1 | 46.4% | 0% | 0% | 1 | 1.938% | 0% | 0% | 1 | 13.62% | 0% | 0% | 1 |  | 0% | 0% | 1 | 10.952 | 0% | 0% | 1 | 56.69% | 0% | 0% | 2 | 0 | 2 | 0% | 0% | 0% | 1 | 51.2% | 0% | 0% | 2 | 0.6057% | 0% | 0% | 1 | 1.012% | 0% | 0% | 1 | 51.7% | 0% | 0% | 2 | 3.042% | 0% | 0% | 1 | 15.31% | 0% | 0% | 1 |  | 0% | 0% | 1 | 9.9279 | 0% | 0% | 1 | 46.94% | 0% | 0% | 1 | 0 | 2 | 0.483% | 0% | 0.483% | 1 | 51.06% | 0% | 0% | 2 | 3.405% | 0% | 0% | 1 | 6.398% | 0% | 0% | 1 | 55.81% | 0% | 0% | 2 | 8.953% | 0% | 0% | 1 | 16.18% | 0% | 0% | 1 |  | 0% | 0% | 1 | 9 | 0% | 0% | 1 | 36.29% | 0% | 0% | 1 | 0 | 2 | 8.081% | 0% | 8.081% | 1 | 46.59% | 0% | 0% | 1 | 4.498% | 0% | 0% | 1 | 8.056% | 0% | 0% | 1 | 51.79% | 0% | 0% | 2 | 23.72% | 0% | 0% | 1 | 15.13% | 0% | 0% | 1
35 | Bridgeville | NORTHERN CALIFORNIA | 0 | 0 | 0 | 0% | 0% | 1 | 6.9883 | 0% | 0% | 1 | 0% | 0% | 0% | 1 | 0 | 2 | 31.34% | 24.67% | 56.01% | 4 | 37.69% | 0% | 0% | 1 | 5.915% | 0% | 0% | 1 | 5.915% | 0% | 0% | 1 | 43.61% | 0% | 0% | 1 | 78.74% | 0% | 0% | 3 | 0.7944% | 0% | 0% | 1 |  | 0% | 0% | 1 | 6 | 0% | 0% | 1 | 0% | 0% | 0% | 1 | 0 | 2 | 39.61% | 15.55% | 55.17% | 3 | 22.65% | 0% | 0% | 1 | 21.04% | 0% | 0% | 1 | 26.44% | 0% | 0% | 1 | 44.58% | 0% | 0% | 1 | 80.13% | 0% | 0% | 3 | 0.4992% | 0% | 0% | 1 |  | 0% | 0% | 1 | 6.0661 | 0% | 0% | 1 | 0% | 0% | 0% | 1 | 0 | 2 | 60.76% | 9.319% | 70.08% | 3 | 19.87% | 0% | 0% | 1 | 23.34% | 0% | 0% | 1 | 30.06% | 0% | 0% | 1 | 43.23% | 0% | 0% | 1 | 78.51% | 0% | 0% | 3 | 1.081% | 0% | 0% | 1 |  | 0% | 0% | 1 | 6.0873 | 0% | 0% | 1 | 0% | 0% | 0% | 1 | 0 | 2 | 68.51% | 5.682% | 74.19% | 3 | 15.78% | 0% | 0% | 1 | 20.62% | 0% | 0% | 1 | 27.03% | 0% | 0% | 1 | 37.12% | 0% | 0% | 1 | 78.84% | 0% | 0% | 3 | 1.557% | 0% | 0% | 1
36 | Humboldt | NORTHERN CALIFORNIA | 0 | 0 | 10 | 0% | 0% | 1 | 36.1615 | 0% | 0% | 4 | 0% | 0% | 0% | 1 | 0 | 2 | 70.49% | 0% | 70.49% | 3 | 0.958% | 0% | 0% | 1 | 55.42% | 0% | 0% | 2 | 61.85% | 0% | 0% | 2 | 62.8% | 0% | 0% | 2 | 41.81% | 0% | 0% | 1 | 6.658% | 0% | 0% | 1 |  | 0% | 0% | 1 | 15.7718 | 0% | 0% | 2 | 0% | 0% | 0% | 1 | 0 | 2 | 59.31% | 0% | 59.31% | 3 | 4.854% | 0% | 0% | 1 | 41.67% | 0% | 0% | 1 | 51.38% | 0% | 0% | 2 | 53.1% | 0% | 0% | 2 | 51.12% | 0% | 0% | 2 | 10.82% | 0% | 0% | 1 |  | 0% | 0% | 1 | 10.9982 | 0% | 0% | 1 | 0% | 0% | 0% | 1 | 0 | 2 | 43.26% | 0% | 43.26% | 2 | 4.649% | 0% | 0% | 1 | 37.64% | 0% | 0% | 1 | 42.96% | 0% | 0% | 1 | 44.82% | 0% | 0% | 1 | 49.31% | 0% | 0% | 1 | 12.58% | 0% | 0% | 1 |  | 0% | 0% | 1 | 9.5959 | 0% | 0% | 1 | 0% | 0% | 0% | 1 | 0 | 2 | 41.56% | 1.238% | 42.8% | 2 | 4.156% | 0% | 0% | 1 | 31.2% | 0% | 0% | 1 | 35.45% | 0% | 0% | 1 | 37.71% | 0% | 0% | 1 | 48.7% | 0% | 0% | 1 | 12.91% | 0% | 0% | 1
37 | El Centro | GREATER IMPERIAL | 0 | 0 | 0 | 0% | 0% | 1 | 12 | 0% | 0% | 2 | 79.42% | 0% | 0% | 3 | 0 | 2 | 0% | 0% | 0% | 1 | 0% | 0% | 0% | 1 | 0% | 0% | 0% | 1 | 0% | 0% | 0% | 1 | 0% | 0% | 0% | 1 | 0% | 0% | 0% | 1 | 4.321% | 0% | 0% | 1 |  | 0% | 0% | 1 | 10.2742 | 0% | 0% | 1 | 68.32% | 0% | 0% | 2 | 0 | 2 | 0% | 0% | 0% | 1 | 1.399% | 0% | 0% | 1 | 5.327% | 0% | 0% | 1 | 5.327% | 0% | 0% | 1 | 6.726% | 0% | 0% | 1 | 0% | 0% | 0% | 1 | 7.347% | 0% | 0% | 1 |  | 0% | 0% | 1 | 9.6323 | 0% | 0% | 1 | 69.77% | 0% | 0% | 2 | 0 | 2 | 0% | 0% | 0% | 1 | 1.087% | 0% | 0% | 1 | 10.5% | 0% | 0% | 1 | 11.62% | 0% | 0% | 1 | 12.7% | 0% | 0% | 1 | 0.3899% | 0% | 0% | 1 | 6.433% | 0% | 0% | 1 |  | 0% | 0% | 1 | 9.208 | 0% | 0% | 1 | 66.46% | 0% | 0% | 2 | 0 | 2 | 0% | 0% | 0% | 1 | 1.024% | 0% | 0% | 1 | 14.12% | 0% | 0% | 1 | 13.1% | 0% | 0% | 1 | 15.98% | 0% | 0% | 1 | 3.827% | 0% | 0% | 1 | 5.672% | 0% | 0% | 1
38 | High Line | GREATER IMPERIAL | 0 | 0 | 0 | 0% | 0% | 1 | 7.0484 | 0% | 0% | 1 | 78.24% | 0% | 0% | 3 | 0 | 2 | 0% | 0% | 0% | 1 | 0% | 0% | 0% | 1 | 14.15% | 0% | 0% | 1 | 14.15% | 0% | 0% | 1 | 14.15% | 0% | 0% | 1 | 5.043% | 0% | 0% | 1 | 3.7% | 0% | 0% | 1 |  | 0% | 0% | 1 | 8.5485 | 0% | 0% | 1 | 67.73% | 0% | 0% | 2 | 0 | 2 | 0% | 0% | 0% | 1 | 0% | 0% | 0% | 1 | 27.46% | 0% | 0% | 1 | 27.46% | 0% | 0% | 1 | 27.46% | 0% | 0% | 1 | 6.819% | 0% | 0% | 1 | 6.303% | 0% | 0% | 1 |  | 0% | 0% | 1 | 8.6056 | 0% | 0% | 1 | 65.96% | 0% | 0% | 2 | 0 | 2 | 0% | 0% | 0% | 1 | 4.074% | 0% | 0% | 1 | 16.95% | 0% | 0% | 1 | 16.95% | 0% | 0% | 1 | 21.03% | 0% | 0% | 1 | 7.109% | 0% | 0% | 1 | 5.051% | 0% | 0% | 1 |  | 0% | 0% | 1 | 8.6181 | 0% | 0% | 1 | 60.69% | 0% | 0% | 2 | 0 | 2 | 0% | 0% | 0% | 1 | 4.415% | 0% | 0% | 1 | 11.54% | 0% | 0% | 1 | 11.62% | 0% | 0% | 1 | 15.95% | 0% | 0% | 1 | 7.948% | 0% | 0% | 1 | 5.607% | 0% | 0% | 1
39 | Imperial Valley | GREATER IMPERIAL | 200 | 2000 | 10 | 70.56% | 0% | 3 | 10.3753 | 2761% | 9.546% | 3 | 64.55% | 56.88% | 0% | 3 | 0 | 2 | 0% | 0% | 0% | 1 | 0% | 9.664% | 0% | 1 | 38.39% | 15.69% | 0% | 1 | 38.39% | 15.69% | 0% | 1 | 38.39% | 15.69% | 0% | 1 | 0.1335% | 9.677% | 0% | 1 | 11.44% | 15.69% | 0% | 1 |  | 14.07% | 0% | 1 | 10.6697 | 105.8% | 0.1898% | 3 | 61.69% | 0% | 0% | 2 | 0 | 2 | 0% | 0% | 0% | 1 | 0% | 3.195% | 0% | 1 | 20.22% | 4.005% | 0% | 1 | 25.16% | 4.269% | 0% | 1 | 25.16% | 4.269% | 0% | 1 | 0.8681% | 3.223% | 0% | 1 | 9.958% | 4.269% | 0% | 1 |  | 7.338% | 0% | 1 | 10.0432 | 11.52% | 0% | 1 | 53.67% | 0% | 0% | 2 | 0 | 2 | 0% | 0% | 0% | 1 | 4.873% | 1.701% | 0% | 1 | 10.24% | 1.803% | 0% | 1 | 12.74% | 1.854% | 0% | 1 | 17.61% | 1.964% | 0% | 1 | 12.09% | 1.84% | 0% | 1 | 7.31% | 1.964% | 0% | 1 |  | 3.799% | 0% | 1 | 9.8826 | 6.19% | 0% | 1 | 53.69% | 0% | 0% | 2 | 0 | 2 | 0% | 0% | 0% | 1 | 5.065% | 0.9336% | 0% | 1 | 7.905% | 0.9624% | 0% | 1 | 8.501% | 0.9687% | 0% | 1 | 14.37% | 1.035% | 0% | 1 | 11.99% | 1.007% | 0% | 1 | 6.502% | 1.035% | 0% | 1
40 | El Segundo | GREATER LA METRO | 0 | 0 | 10 | 0% | 0% | 1 | 5.4479 | 0% | 0% | 1 | 0% | 0% | 0% | 1 | 0 | 2 | 0% | 0% | 0% | 1 | 1.328% | 0% | 0% | 1 | 29.87% | 0% | 0% | 1 | 47.78% | 0% | 0% | 1 | 49.11% | 0% | 0% | 1 | 0% | 0% | 0% | 1 | 0.541% | 0% | 0% | 1 |  | 0% | 0% | 1 | 6.5525 | 0% | 0% | 1 | 0% | 0% | 0% | 1 | 0 | 2 | 18.34% | 0% | 18.34% | 1 | 2.903% | 0% | 0% | 1 | 30.71% | 0% | 0% | 1 | 55.33% | 0% | 0% | 2 | 58.23% | 0% | 0% | 2 | 0% | 0% | 0% | 1 | 0.1735% | 0% | 0% | 1 |  | 0% | 0% | 1 | 10.6584 | 0% | 0% | 1 | 0% | 0% | 0% | 1 | 0 | 2 | 33.27% | 8.119% | 41.39% | 2 | 8.756% | 0% | 0% | 1 | 3.822% | 0% | 0% | 1 | 50.61% | 0% | 0% | 2 | 59.36% | 0% | 0% | 2 | 15.28% | 0% | 0% | 1 | 6.971% | 0% | 0% | 1 |  | 0% | 0% | 1 | 17.2031 | 0% | 0% | 2 | 0% | 0% | 0% | 1 | 0 | 2 | 20.13% | 36.16% | 56.29% | 5 | 11.5% | 0% | 0% | 1 | 19.84% | 0% | 0% | 1 | 43% | 0% | 0% | 1 | 48.63% | 0% | 0% | 1 | 11.38% | 0% | 0% | 1 | 8.873% | 0% | 0% | 1
41 | Arco | SPGE | 524.9 | 5249 | 10 | 538.8% | 8.895% | 4 | 7.8558 | 79.02% | 0% | 2 | 33.4% | 116.2% | 4.457% | 4 | 0 | 2 | 0% | 0% | 0% | 1 | 78.76% | 50.41% | 0% | 3 | 0.2424% | 10.73% | 0% | 1 | 0.4145% | 10.75% | 0% | 1 | 78.76% | 50.41% | 0% | 3 | 1.512% | 10.87% | 0% | 1 | 0.2787% | 50.41% | 0% | 3 |  | 21.4% | 0% | 2 | 7.2009 | 16.91% | 0% | 1 | 31.9% | 17.49% | 0% | 1 | 0 | 2 | 0.4955% | 0% | 0.4955% | 1 | 67.7% | 9.177% | 0% | 2 | 4.949% | 3.118% | 0% | 1 | 11.38% | 3.345% | 0% | 1 | 71.02% | 10.23% | 0% | 3 | 2.562% | 3.042% | 0% | 1 | 1.768% | 10.23% | 0% | 1 |  | 7.158% | 0% | 1 | 6.9303 | 5.615% | 0% | 1 | 18.71% | 17.49% | 0% | 1 | 0 | 2 | 1.957% | 0% | 1.957% | 1 | 66.64% | 4.051% | 0% | 2 | 2.851% | 1.391% | 0% | 1 | 11.16% | 1.521% | 0% | 1 | 71.63% | 4.762% | 0% | 3 | 8.201% | 1.472% | 0% | 1 | 3.259% | 4.762% | 0% | 1 |  | 4.157% | 0% | 1 | 6.7531 | 2.37% | 0% | 1 | 14.43% | 17.49% | 0% | 1 | 0 | 2 | 1.302% | 0% | 1.302% | 1 | 64.93% | 2.231% | 0% | 2 | 4.927% | 0.8229% | 0% | 1 | 14.63% | 0.9164% | 0% | 1 | 71.27% | 2.723% | 0% | 3 | 15.91% | 0.9304% | 0% | 1 | 3.04% | 2.723% | 0% | 1
42 | Bakersfield | SPGE | 0 | 0 | 10 | 0% | 0% | 1 | 13.421 | 0% | 0% | 2 | 5.815% | 0% | 0% | 1 | 1 | 1 | 0% | 0% | 0% | 1 | 78.91% | 0% | 0% | 3 | 6.246% | 0% | 0% | 1 | 29.64% | 0% | 0% | 1 | 78.91% | 0% | 0% | 3 | 0% | 0% | 0% | 1 | 0.9006% | 0% | 0% | 1 |  | 0% | 0% | 1 | 18.6425 | 0% | 0% | 2 | 32.01% | 0% | 0% | 1 | 1 | 1 | 2.539% | 0% | 2.539% | 1 | 44.49% | 0% | 0% | 1 | 10.4% | 0% | 0% | 1 | 20.91% | 0% | 0% | 1 | 50.23% | 0% | 0% | 2 | 7.199% | 0% | 0% | 1 | 1.146% | 0% | 0% | 1 |  | 0% | 0% | 1 | 11.75 | 0% | 0% | 1 | 39.77% | 0% | 0% | 1 | 1 | 1 | 16.95% | 0% | 16.95% | 1 | 40.17% | 0% | 0% | 1 | 14.26% | 0% | 0% | 1 | 28.68% | 0% | 0% | 1 | 51.01% | 0% | 0% | 2 | 14.25% | 0% | 0% | 1 | 4.412% | 0% | 0% | 1 |  | 0% | 0% | 1 | 9.034 | 0% | 0% | 1 | 42.36% | 0% | 0% | 1 | 1 | 1 | 20.42% | 0% | 20.42% | 2 | 40.62% | 0% | 0% | 1 | 22.42% | 0% | 0% | 1 | 35.63% | 0% | 0% | 1 | 55.99% | 0% | 0% | 2 | 17.99% | 0% | 0% | 1 | 4.343% | 0% | 0% | 1
43 | Charca | SPGE | 0 | 0 | 10 | 0% | 0% | 1 | 6 | 0% | 0% | 1 | 93.85% | 0% | 0% | 3 | 1 | 1 | 0% | 0% | 0% | 1 | 52.32% | 0% | 0% | 2 | 0% | 0% | 0% | 1 | 0.161% | 0% | 0% | 1 | 52.32% | 0% | 0% | 2 | 0% | 0% | 0% | 1 | 0.736% | 0% | 0% | 1 |  | 0% | 0% | 1 | 8.8435 | 0% | 0% | 1 | 78.96% | 0% | 0% | 3 | 1 | 1 | 0% | 0% | 0% | 1 | 27.22% | 0% | 0% | 1 | 0.06584% | 0% | 0% | 1 | 13.63% | 0% | 0% | 1 | 37.45% | 0% | 0% | 1 | 0.1134% | 0% | 0% | 1 | 0.7629% | 0% | 0% | 1 |  | 0% | 0% | 1 | 10 | 0% | 0% | 1 | 67.05% | 0% | 0% | 2 | 1 | 1 | 0% | 0% | 0% | 1 | 18.79% | 0% | 0% | 1 | 2.398% | 0% | 0% | 1 | 22.43% | 0% | 0% | 1 | 37.86% | 0% | 0% | 1 | 0.07396% | 0% | 0% | 1 | 3.949% | 0% | 0% | 1 |  | 0% | 0% | 1 | 10.1667 | 0% | 0% | 1 | 58.46% | 0% | 0% | 2 | 1 | 1 | 0.9235% | 0% | 0.9235% | 1 | 23.32% | 0% | 0% | 1 | 9.32% | 0% | 0% | 1 | 30.93% | 0% | 0% | 1 | 46.1% | 0% | 0% | 1 | 2.05% | 0% | 0% | 1 | 4.735% | 0% | 0% | 1
44 | Columbus | SPGE | 0 | 0 | 10 | 0% | 0% | 1 | 15.6588 | 0% | 0% | 2 | 7.434% | 0% | 0% | 1 | 1 | 1 | 0.0009266% | 0% | 0.0009266% | 1 | 79.07% | 0% | 0% | 3 | 38.51% | 0% | 0% | 1 | 44.73% | 0% | 0% | 1 | 79.33% | 0% | 0% | 3 | 5.922% | 0% | 0% | 1 | 1.83% | 0% | 0% | 1 |  | 0% | 0% | 1 | 10.6208 | 0% | 0% | 1 | 22.31% | 0% | 0% | 1 | 1 | 1 | 23.8% | 0% | 23.8% | 2 | 60.48% | 0% | 0% | 2 | 17.74% | 0% | 0% | 1 | 26.79% | 0% | 0% | 1 | 63.44% | 0% | 0% | 2 | 22.72% | 0% | 0% | 1 | 1.838% | 0% | 0% | 1 |  | 0% | 0% | 1 | 11.3846 | 0% | 0% | 1 | 32.45% | 0% | 0% | 1 | 1 | 1 | 29.15% | 0% | 29.15% | 2 | 49.01% | 0% | 0% | 1 | 14.73% | 0% | 0% | 1 | 27.27% | 0% | 0% | 1 | 54.71% | 0% | 0% | 2 | 25.18% | 0% | 0% | 1 | 2.379% | 0% | 0% | 1 |  | 0% | 0% | 1 | 8.826 | 0% | 0% | 1 | 37.14% | 0% | 0% | 1 | 1 | 1 | 28.45% | 0.4355% | 28.89% | 2 | 47.78% | 0% | 0% | 1 | 22.03% | 0% | 0% | 1 | 34.6% | 0% | 0% | 1 | 58.93% | 0% | 0% | 2 | 25.14% | 0% | 0% | 1 | 3.457% | 0% | 0% | 1
45 | Elk Hills | SPGE | 0 | 0 | 10 | 0% | 0% | 1 | 5.0028 | 0% | 0% | 1 | 2.16% | 0% | 0% | 1 | 1 | 1 | 0% | 0% | 0% | 1 | 30.36% | 0% | 0% | 1 | 89.14% | 0% | 0% | 3 | 100% | 0% | 0% | 5 | 100% | 0% | 0% | 5 | 0% | 0% | 0% | 1 | 0.1134% | 0% | 0% | 1 |  | 0% | 0% | 1 | 5.25 | 0% | 0% | 1 | 19.87% | 0% | 0% | 1 | 1 | 1 | 0% | 0% | 0% | 1 | 37.26% | 0% | 0% | 1 | 61.69% | 0% | 0% | 2 | 90.65% | 0% | 0% | 4 | 92.01% | 0% | 0% | 4 | 0.769% | 0% | 0% | 1 | 8.516% | 0% | 0% | 1 |  | 0% | 0% | 1 | 8.1943 | 0% | 0% | 1 | 38.62% | 0% | 0% | 1 | 1 | 1 | 0% | 0% | 0% | 1 | 26.37% | 0% | 0% | 1 | 41.53% | 0% | 0% | 1 | 68.81% | 0% | 0% | 2 | 73.41% | 0% | 0% | 3 | 0.6566% | 0% | 0% | 1 | 7.594% | 0% | 0% | 1 |  | 0% | 0% | 1 | 8.5709 | 0% | 0% | 1 | 43% | 0% | 0% | 1 | 1 | 1 | 0% | 0% | 0% | 1 | 18.94% | 0% | 0% | 1 | 30.49% | 0% | 0% | 1 | 56.85% | 0% | 0% | 2 | 61.43% | 0% | 0% | 2 | 3.932% | 0% | 0% | 1 | 5.279% | 0% | 0% | 1
46 | Goose Lake | SPGE | 0 | 0 | 10 | 0% | 0% | 1 | 8.5097 | 0% | 0% | 1 | 38.61% | 0% | 0% | 1 | 1 | 1 | 0% | 0% | 0% | 1 | 45.54% | 0% | 0% | 1 | 24.11% | 0% | 0% | 1 | 71.39% | 0% | 0% | 3 | 83.42% | 0% | 0% | 3 | 0.2897% | 0% | 0% | 1 | 18.51% | 0% | 0% | 1 |  | 0% | 0% | 1 | 8.2222 | 0% | 0% | 1 | 49.55% | 0% | 0% | 1 | 1 | 1 | 0% | 0% | 0% | 1 | 38.75% | 0% | 0% | 1 | 14.22% | 0% | 0% | 1 | 48.66% | 0% | 0% | 1 | 68.66% | 0% | 0% | 2 | 0.076% | 0% | 0% | 1 | 7.753% | 0% | 0% | 1 |  | 0% | 0% | 1 | 7.9178 | 0% | 0% | 1 | 43.6% | 0% | 0% | 1 | 1 | 1 | 0% | 0% | 0% | 1 | 35.35% | 0% | 0% | 1 | 9.366% | 0% | 0% | 1 | 34.74% | 0% | 0% | 1 | 59.19% | 0% | 0% | 2 | 1.818% | 0% | 0% | 1 | 4.62% | 0% | 0% | 1 |  | 0% | 0% | 1 | 7.9136 | 0% | 0% | 1 | 42.72% | 0% | 0% | 1 | 1 | 1 | 0% | 0% | 0% | 1 | 37.12% | 0% | 0% | 1 | 7.339% | 0% | 0% | 1 | 27.82% | 0% | 0% | 1 | 56.84% | 0% | 0% | 2 | 2.71% | 0% | 0% | 1 | 4.917% | 0% | 0% | 1
47 | Kernridge | SPGE | 0 | 0 | 10 | 0% | 0% | 1 | 6.3475 | 0% | 0% | 1 | 17.76% | 0% | 0% | 1 | 1 | 1 | 0% | 0% | 0% | 1 | 40.85% | 0% | 0% | 1 | 2.247% | 0% | 0% | 1 | 27.24% | 0% | 0% | 1 | 68.08% | 0% | 0% | 2 | 8.087% | 0% | 0% | 1 | 0.03685% | 0% | 0% | 1 |  | 0% | 0% | 1 | 6.4193 | 0% | 0% | 1 | 30.07% | 0% | 0% | 1 | 1 | 1 | 0% | 0% | 0% | 1 | 50.74% | 0% | 0% | 2 | 7.913% | 0% | 0% | 1 | 27.46% | 0% | 0% | 1 | 69.13% | 0% | 0% | 2 | 15.18% | 0% | 0% | 1 | 0.4399% | 0% | 0% | 1 |  | 0% | 0% | 1 | 8.1961 | 0% | 0% | 1 | 24.15% | 0% | 0% | 1 | 1 | 1 | 0% | 0% | 0% | 1 | 50.91% | 0% | 0% | 2 | 14.29% | 0% | 0% | 1 | 34.47% | 0% | 0% | 1 | 71.61% | 0% | 0% | 3 | 16.89% | 0% | 0% | 1 | 3.319% | 0% | 0% | 1 |  | 0% | 0% | 1 | 8.6797 | 0% | 0% | 1 | 27.03% | 0% | 0% | 1 | 1 | 1 | 0% | 0% | 0% | 1 | 43.43% | 0% | 0% | 1 | 13.32% | 0% | 0% | 1 | 36.88% | 0% | 0% | 1 | 68.46% | 0% | 0% | 2 | 16.21% | 0% | 0% | 1 | 4.062% | 0% | 0% | 1
48 | Lamont | SPGE | 12 | 120 | 5 | 2.736% | 0% | 1 | 11.5 | 999% | 0.4051% | 3 | 85.26% | 0% | 0% | 3 | 1 | 1 | 0% | 0% | 0% | 1 | 0.01255% | 0.364% | 0% | 1 | 0.8755% | 0.3671% | 0% | 1 | 10.11% | 0.4048% | 0% | 1 | 10.11% | 0.4048% | 0% | 1 | 0% | 0.3639% | 0% | 1 | 0.02465% | 0.4048% | 0% | 1 |  | 0.6589% | 0% | 1 | 10.2978 | 1.217% | 0% | 1 | 55.43% | 0% | 0% | 2 | 1 | 1 | 9.673% | 0% | 9.673% | 1 | 28.51% | 0.1456% | 0% | 1 | 12.88% | 0.1195% | 0% | 1 | 22.56% | 0.1344% | 0% | 1 | 38.84% | 0.1702% | 0% | 1 | 13.79% | 0.1207% | 0% | 1 | 1.965% | 0.1702% | 0% | 1 |  | 0.4463% | 0% | 1 | 9.6866 | 0.2676% | 0% | 1 | 42.96% | 0% | 0% | 1 | 1 | 1 | 24.24% | 2.996% | 27.24% | 2 | 44.85% | 0.0846% | 0% | 1 | 20.84% | 0.05894% | 0% | 1 | 31.42% | 0.06802% | 0% | 1 | 55.38% | 0.1045% | 0% | 2 | 23.63% | 0.06109% | 0% | 1 | 1.711% | 0.1045% | 0% | 1 |  | 0.2063% | 0% | 1 | 10.2439 | 0.1273% | 0% | 1 | 39.65% | 0% | 0% | 1 | 1 | 1 | 24.41% | 6.869% | 31.27% | 2 | 43.81% | 0.0458% | 0% | 1 | 21.23% | 0.03267% | 0% | 1 | 32.24% | 0.03798% | 0% | 1 | 55.78% | 0.0582% | 0% | 2 | 23.85% | 0.03379% | 0% | 1 | 2.721% | 0.0582% | 0% | 1
49 | Lerdo | SPGE | 0 | 0 | 10 | 0% | 0% | 1 | 12.4875 | 0% | 0% | 2 | 75.66% | 0% | 0% | 3 | 1 | 1 | 0% | 0% | 0% | 1 | 25.19% | 0% | 0% | 1 | 0% | 0% | 0% | 1 | 0% | 0% | 0% | 1 | 25.19% | 0% | 0% | 1 | 0% | 0% | 0% | 1 | 1.909% | 0% | 0% | 1 |  | 0% | 0% | 1 | 11.5788 | 0% | 0% | 1 | 62.76% | 0% | 0% | 2 | 1 | 1 | 0.3135% | 0% | 0.3135% | 1 | 29.44% | 0% | 0% | 1 | 0.9672% | 0% | 0% | 1 | 9.4% | 0% | 0% | 1 | 33.46% | 0% | 0% | 1 | 2.309% | 0% | 0% | 1 | 1.138% | 0% | 0% | 1 |  | 0% | 0% | 1 | 10.94 | 0% | 0% | 1 | 52.64% | 0% | 0% | 2 | 1 | 1 | 7.716% | 0% | 7.716% | 1 | 37.16% | 0% | 0% | 1 | 9.523% | 0% | 0% | 1 | 22.12% | 0% | 0% | 1 | 48.17% | 0% | 0% | 1 | 5.441% | 0% | 0% | 1 | 4.755% | 0% | 0% | 1 |  | 0% | 0% | 1 | 10.0643 | 0% | 0% | 1 | 46.41% | 0% | 0% | 1 | 1 | 1 | 14.13% | 0% | 14.13% | 1 | 35.86% | 0% | 0% | 1 | 14.59% | 0% | 0% | 1 | 30.64% | 0% | 0% | 1 | 51.09% | 0% | 0% | 2 | 12.27% | 0% | 0% | 1 | 4.363% | 0% | 0% | 1
50 | Magunden | SPGE | 0 | 0 | 10 | 0% | 0% | 1 | 14.2135 | 0% | 0% | 2 | 59.28% | 0% | 0% | 2 | 1 | 1 | 0% | 0% | 0% | 1 | 11.47% | 0% | 0% | 1 | 5.922% | 0% | 0% | 1 | 8.788% | 0% | 0% | 1 | 11.7% | 0% | 0% | 1 | 0.9289% | 0% | 0% | 1 | 0.1295% | 0% | 0% | 1 |  | 0% | 0% | 1 | 11.2346 | 0% | 0% | 1 | 37.32% | 0% | 0% | 1 | 1 | 1 | 14.66% | 0% | 14.66% | 1 | 48.36% | 0% | 0% | 1 | 17.46% | 0% | 0% | 1 | 28.77% | 0% | 0% | 1 | 56.33% | 0% | 0% | 2 | 16.39% | 0% | 0% | 1 | 0.9701% | 0% | 0% | 1 |  | 0% | 0% | 1 | 11.2491 | 0% | 0% | 1 | 36.85% | 0% | 0% | 1 | 1 | 1 | 25.22% | 0% | 25.22% | 2 | 45.2% | 0% | 0% | 1 | 14.77% | 0% | 0% | 1 | 27.6% | 0% | 0% | 1 | 52.85% | 0% | 0% | 2 | 23.28% | 0% | 0% | 1 | 2.241% | 0% | 0% | 1 |  | 0% | 0% | 1 | 9 | 0% | 0% | 1 | 37.83% | 0% | 0% | 1 | 1 | 1 | 26.82% | 1.608% | 28.43% | 2 | 45.6% | 0% | 0% | 1 | 22.7% | 0% | 0% | 1 | 34.72% | 0% | 0% | 1 | 57.98% | 0% | 0% | 2 | 23.81% | 0% | 0% | 1 | 3.534% | 0% | 0% | 1
51 | Midway | SPGE | 1004 | 10040 | 10 | 193.4% | 14.32% | 5 | 10.7716 | 999% | 26.96% | 5 | 63.48% | 98.58% | 0% | 3 | 1 | 1 | 0% | 0% | 0% | 1 | 3.229% | 26.57% | 0% | 2 | 22.8% | 33.3% | 0% | 2 | 70.44% | 86.98% | 0% | 4 | 70.44% | 86.98% | 0% | 4 | 0% | 25.71% | 0% | 2 | 4.065% | 86.98% | 0% | 4 |  | 60.86% | 0% | 3 | 9.5425 | 29% | 0% | 2 | 51.22% | 36.09% | 0% | 2 | 1 | 1 | 0% | 0% | 0% | 1 | 15.35% | 7.795% | 0% | 1 | 17.12% | 7.961% | 0% | 1 | 63.41% | 18.03% | 0% | 2 | 66.87% | 19.92% | 0% | 2 | 0.5873% | 6.637% | 0% | 1 | 6.251% | 19.92% | 0% | 1 |  | 26.82% | 0% | 2 | 9.1423 | 16.28% | 0% | 1 | 49.74% | 36.09% | 0% | 2 | 1 | 1 | 0% | 0% | 0% | 1 | 18.89% | 3.95% | 0% | 1 | 22.4% | 4.129% | 0% | 1 | 57.01% | 7.453% | 0% | 2 | 60.43% | 8.097% | 0% | 2 | 0.3543% | 3.215% | 0% | 1 | 7.399% | 8.097% | 0% | 1 |  | 16.27% | 0% | 1 | 8.674 | 9.144% | 0% | 1 | 48.25% | 36.09% | 0% | 2 | 1 | 1 | 0% | 0% | 0% | 1 | 29.28% | 2.726% | 0% | 1 | 23.02% | 2.504% | 0% | 1 | 49.56% | 3.822% | 0% | 1 | 63.7% | 5.311% | 0% | 2 | 2.136% | 1.97% | 0% | 1 | 6.005% | 5.311% | 0% | 1
52 | Norco | SPGE | 0 | 0 | 10 | 0% | 0% | 1 | 6.5425 | 0% | 0% | 1 | 7.176% | 0% | 0% | 1 | 1 | 1 | 0% | 0% | 0% | 1 | 60.37% | 0% | 0% | 2 | 87.42% | 0% | 0% | 3 | 95.88% | 0% | 0% | 5 | 100% | 0% | 0% | 5 | 0% | 0% | 0% | 1 | 29.08% | 0% | 0% | 1 |  | 0% | 0% | 1 | 8.8025 | 0% | 0% | 1 | 32.9% | 0% | 0% | 1 | 1 | 1 | 0% | 0% | 0% | 1 | 29.95% | 0% | 0% | 1 | 55.22% | 0% | 0% | 2 | 85.75% | 0% | 0% | 3 | 86.76% | 0% | 0% | 3 | 0.861% | 0% | 0% | 1 | 11.82% | 0% | 0% | 1 |  | 0% | 0% | 1 | 9.1369 | 0% | 0% | 1 | 44.03% | 0% | 0% | 1 | 1 | 1 | 0% | 0% | 0% | 1 | 19.85% | 0% | 0% | 1 | 35.09% | 0% | 0% | 1 | 61.3% | 0% | 0% | 2 | 62.31% | 0% | 0% | 2 | 0.4778% | 0% | 0% | 1 | 7.01% | 0% | 0% | 1 |  | 0% | 0% | 1 | 9.2309 | 0% | 0% | 1 | 51.19% | 0% | 0% | 2 | 1 | 1 | 0% | 0% | 0% | 1 | 17.39% | 0% | 0% | 1 | 27.13% | 0% | 0% | 1 | 52.02% | 0% | 0% | 2 | 56.75% | 0% | 0% | 2 | 0.6832% | 0% | 0% | 1 | 5.173% | 0% | 0% | 1
53 | Rio Bravo | SPGE | 0 | 0 | 10 | 0% | 0% | 1 | 13.5043 | 0% | 0% | 2 | 74.07% | 0% | 0% | 2 | 1 | 1 | 0% | 0% | 0% | 1 | 3.014% | 0% | 0% | 1 | 0.4957% | 0% | 0% | 1 | 18.21% | 0% | 0% | 1 | 18.84% | 0% | 0% | 1 | 0% | 0% | 0% | 1 | 0.5313% | 0% | 0% | 1 |  | 0% | 0% | 1 | 12.5778 | 0% | 0% | 2 | 66.68% | 0% | 0% | 2 | 1 | 1 | 0% | 0% | 0% | 1 | 17.42% | 0% | 0% | 1 | 13.45% | 0% | 0% | 1 | 35.71% | 0% | 0% | 1 | 41.25% | 0% | 0% | 1 | 0% | 0% | 0% | 1 | 11.34% | 0% | 0% | 1 |  | 0% | 0% | 1 | 10.9756 | 0% | 0% | 1 | 58.66% | 0% | 0% | 2 | 1 | 1 | 0% | 0% | 0% | 1 | 26.34% | 0% | 0% | 1 | 17.97% | 0% | 0% | 1 | 41.17% | 0% | 0% | 1 | 54.33% | 0% | 0% | 2 | 0.4384% | 0% | 0% | 1 | 6.972% | 0% | 0% | 1 |  | 0% | 0% | 1 | 9.6389 | 0% | 0% | 1 | 52.15% | 0% | 0% | 2 | 1 | 1 | 1.747% | 0% | 1.747% | 1 | 27.95% | 0% | 0% | 1 | 18.62% | 0% | 0% | 1 | 39.35% | 0% | 0% | 1 | 55.01% | 0% | 0% | 2 | 2.335% | 0% | 0% | 1 | 4.976% | 0% | 0% | 1
54 | Rosedale | SPGE | 0 | 0 | 0 | 0% | 0% | 1 | 67.6 | 0% | 0% | 4 | 54.59% | 0% | 0% | 2 | 1 | 1 | 0% | 0% | 0% | 1 | 97.91% | 0% | 0% | 5 | 12.86% | 0% | 0% | 1 | 14.78% | 0% | 0% | 1 | 97.91% | 0% | 0% | 5 | 0% | 0% | 0% | 1 | 2.582% | 0% | 0% | 1 |  | 0% | 0% | 1 | 17.1844 | 0% | 0% | 2 | 46.6% | 0% | 0% | 1 | 1 | 1 | 0% | 0% | 0% | 1 | 35.24% | 0% | 0% | 1 | 14.88% | 0% | 0% | 1 | 34.01% | 0% | 0% | 1 | 50.38% | 0% | 0% | 2 | 0.809% | 0% | 0% | 1 | 8.432% | 0% | 0% | 1 |  | 0% | 0% | 1 | 11.9615 | 0% | 0% | 1 | 44.83% | 0% | 0% | 1 | 1 | 1 | 5.562% | 0% | 5.562% | 1 | 32.51% | 0% | 0% | 1 | 17.04% | 0% | 0% | 1 | 30.14% | 0% | 0% | 1 | 48.47% | 0% | 0% | 1 | 4.227% | 0% | 0% | 1 | 6.25% | 0% | 0% | 1 |  | 0% | 0% | 1 | 9.2071 | 0% | 0% | 1 | 45.91% | 0% | 0% | 1 | 1 | 1 | 11.92% | 0% | 11.92% | 1 | 31.83% | 0% | 0% | 1 | 22.32% | 0% | 0% | 1 | 37.59% | 0% | 0% | 1 | 53.07% | 0% | 0% | 2 | 10.05% | 0% | 0% | 1 | 4.381% | 0% | 0% | 1
55 | Semitropic | SPGE | 0 | 0 | 10 | 0% | 0% | 1 | 8.7542 | 0% | 0% | 1 | 61.95% | 0% | 0% | 2 | 1 | 1 | 0% | 0% | 0% | 1 | 9.32% | 0% | 0% | 1 | 0% | 0% | 0% | 1 | 14.86% | 0% | 0% | 1 | 24.18% | 0% | 0% | 1 | 0% | 0% | 0% | 1 | 0.5064% | 0% | 0% | 1 |  | 0% | 0% | 1 | 8.5456 | 0% | 0% | 1 | 59.89% | 0% | 0% | 2 | 1 | 1 | 0% | 0% | 0% | 1 | 23.16% | 0% | 0% | 1 | 3.066% | 0% | 0% | 1 | 32.34% | 0% | 0% | 1 | 50.97% | 0% | 0% | 2 | 0.05426% | 0% | 0% | 1 | 5.802% | 0% | 0% | 1 |  | 0% | 0% | 1 | 9.104 | 0% | 0% | 1 | 60.85% | 0% | 0% | 2 | 1 | 1 | 0% | 0% | 0% | 1 | 25.59% | 0% | 0% | 1 | 8.306% | 0% | 0% | 1 | 34.67% | 0% | 0% | 1 | 50.67% | 0% | 0% | 2 | 0.1072% | 0% | 0% | 1 | 5.216% | 0% | 0% | 1 |  | 0% | 0% | 1 | 9.3964 | 0% | 0% | 1 | 59.58% | 0% | 0% | 2 | 1 | 1 | 0% | 0% | 0% | 1 | 28.02% | 0% | 0% | 1 | 9.006% | 0% | 0% | 1 | 32.37% | 0% | 0% | 1 | 51.28% | 0% | 0% | 2 | 0.1368% | 0% | 0% | 1 | 4.662% | 0% | 0% | 1
56 | Shafter | SPGE | 0 | 0 | 10 | 0% | 0% | 1 | 10.423 | 0% | 0% | 1 | 82.89% | 0% | 0% | 3 | 1 | 1 | 0% | 0% | 0% | 1 | 0% | 0% | 0% | 1 | 0% | 0% | 0% | 1 | 5.751% | 0% | 0% | 1 | 5.751% | 0% | 0% | 1 | 0% | 0% | 0% | 1 | 0.1508% | 0% | 0% | 1 |  | 0% | 0% | 1 | 9.4156 | 0% | 0% | 1 | 75.01% | 0% | 0% | 3 | 1 | 1 | 0% | 0% | 0% | 1 | 16.62% | 0% | 0% | 1 | 1.682% | 0% | 0% | 1 | 23.69% | 0% | 0% | 1 | 37.24% | 0% | 0% | 1 | 0% | 0% | 0% | 1 | 2.628% | 0% | 0% | 1 |  | 0% | 0% | 1 | 10.3827 | 0% | 0% | 1 | 66.84% | 0% | 0% | 2 | 1 | 1 | 0% | 0% | 0% | 1 | 23.83% | 0% | 0% | 1 | 8.892% | 0% | 0% | 1 | 33.07% | 0% | 0% | 1 | 49.03% | 0% | 0% | 1 | 0.007226% | 0% | 0% | 1 | 6.788% | 0% | 0% | 1 |  | 0% | 0% | 1 | 10.1981 | 0% | 0% | 1 | 53.5% | 0% | 0% | 2 | 1 | 1 | 0.7143% | 0% | 0.7143% | 1 | 28.24% | 0% | 0% | 1 | 14.62% | 0% | 0% | 1 | 38.76% | 0% | 0% | 1 | 54.23% | 0% | 0% | 2 | 1.817% | 0% | 0% | 1 | 6.011% | 0% | 0% | 1
57 | Smyrna | SPGE | 0 | 0 | 10 | 0% | 0% | 1 | 9.8345 | 0% | 0% | 1 | 15.85% | 0% | 0% | 1 | 1 | 1 | 0% | 0% | 0% | 1 | 26.38% | 0% | 0% | 1 | 0% | 0% | 0% | 1 | 39.27% | 0% | 0% | 1 | 65.65% | 0% | 0% | 2 | 0% | 0% | 0% | 1 | 4% | 0% | 0% | 1 |  | 0% | 0% | 1 | 9.6243 | 0% | 0% | 1 | 47.03% | 0% | 0% | 1 | 1 | 1 | 0% | 0% | 0% | 1 | 24.79% | 0% | 0% | 1 | 2.584% | 0% | 0% | 1 | 23.51% | 0% | 0% | 1 | 46.56% | 0% | 0% | 1 | 0.2868% | 0% | 0% | 1 | 4.458% | 0% | 0% | 1 |  | 0% | 0% | 1 | 9.4219 | 0% | 0% | 1 | 48.19% | 0% | 0% | 1 | 1 | 1 | 0% | 0% | 0% | 1 | 33.22% | 0% | 0% | 1 | 8.659% | 0% | 0% | 1 | 30.47% | 0% | 0% | 1 | 51.36% | 0% | 0% | 2 | 0.1167% | 0% | 0% | 1 | 7.238% | 0% | 0% | 1 |  | 0% | 0% | 1 | 8.8295 | 0% | 0% | 1 | 50% | 0% | 0% | 1 | 1 | 1 | 0% | 0% | 0% | 1 | 32.25% | 0% | 0% | 1 | 6.266% | 0% | 0% | 1 | 25.93% | 0% | 0% | 1 | 49.02% | 0% | 0% | 1 | 0.06417% | 0% | 0% | 1 | 5.686% | 0% | 0% | 1
58 | Stockdale | SPGE | 0 | 0 | 10 | 0% | 0% | 1 | 22.1905 | 0% | 0% | 3 | 75.39% | 0% | 0% | 3 | 1 | 1 | 0% | 0% | 0% | 1 | 6.199% | 0% | 0% | 1 | 0.3389% | 0% | 0% | 1 | 17.18% | 0% | 0% | 1 | 17.18% | 0% | 0% | 1 | 0% | 0% | 0% | 1 | 0% | 0% | 0% | 1 |  | 0% | 0% | 1 | 18.9322 | 0% | 0% | 2 | 52.24% | 0% | 0% | 2 | 1 | 1 | 0% | 0% | 0% | 1 | 22.81% | 0% | 0% | 1 | 18.7% | 0% | 0% | 1 | 43.41% | 0% | 0% | 1 | 46.57% | 0% | 0% | 1 | 0.5385% | 0% | 0% | 1 | 8.495% | 0% | 0% | 1 |  | 0% | 0% | 1 | 11.3651 | 0% | 0% | 1 | 49.79% | 0% | 0% | 1 | 1 | 1 | 0.1916% | 0% | 0.1916% | 1 | 21.54% | 0% | 0% | 1 | 24.86% | 0% | 0% | 1 | 39.26% | 0% | 0% | 1 | 47.56% | 0% | 0% | 1 | 1.574% | 0% | 0% | 1 | 6.387% | 0% | 0% | 1 |  | 0% | 0% | 1 | 9.1481 | 0% | 0% | 1 | 49.52% | 0% | 0% | 1 | 1 | 1 | 8.442% | 0% | 8.442% | 1 | 27.95% | 0% | 0% | 1 | 23.28% | 0% | 0% | 1 | 37.29% | 0% | 0% | 1 | 51.11% | 0% | 0% | 2 | 7.363% | 0% | 0% | 1 | 4.232% | 0% | 0% | 1
59 | Taft | SPGE | 0 | 0 | 10 | 0% | 0% | 1 | 0 | 0% | 0% | 1 | 0% | 0% | 0% | 1 | 1 | 1 | 0% | 0% | 0% | 1 | 0% | 0% | 0% | 1 | 0% | 0% | 0% | 1 | 0% | 0% | 0% | 1 | 0% | 0% | 0% | 1 | 0% | 0% | 0% | 1 | 0% | 0% | 0% | 1 |  | 0% | 0% | 1 | 5.2553 | 0% | 0% | 1 | 7.302% | 0% | 0% | 1 | 1 | 1 | 0% | 0% | 0% | 1 | 49.16% | 0% | 0% | 1 | 53.83% | 0% | 0% | 2 | 86.48% | 0% | 0% | 3 | 94.36% | 0% | 0% | 4 | 0.9006% | 0% | 0% | 1 | 0.3213% | 0% | 0% | 1 |  | 0% | 0% | 1 | 5.2215 | 0% | 0% | 1 | 21.68% | 0% | 0% | 1 | 1 | 1 | 0% | 0% | 0% | 1 | 29.45% | 0% | 0% | 1 | 41.92% | 0% | 0% | 1 | 65.15% | 0% | 0% | 2 | 74.74% | 0% | 0% | 3 | 9.292% | 0% | 0% | 1 | 1.632% | 0% | 0% | 1 |  | 0% | 0% | 1 | 6.1223 | 0% | 0% | 1 | 30.39% | 0% | 0% | 1 | 1 | 1 | 2.23% | 0% | 2.23% | 1 | 19.94% | 0% | 0% | 1 | 36.55% | 0% | 0% | 1 | 61.43% | 0% | 0% | 2 | 67.04% | 0% | 0% | 2 | 11.61% | 0% | 0% | 1 | 4.818% | 0% | 0% | 1
60 | Temblor | SPGE | 0 | 0 | 10 | 0% | 0% | 1 | 7.1417 | 0% | 0% | 1 | 7.92% | 0% | 0% | 1 | 1 | 1 | 0% | 0% | 0% | 1 | 3.416% | 0% | 0% | 1 | 15.36% | 0% | 0% | 1 | 43.67% | 0% | 0% | 1 | 43.67% | 0% | 0% | 1 | 2.381% | 0% | 0% | 1 | 0.1482% | 0% | 0% | 1 |  | 0% | 0% | 1 | 6.5944 | 0% | 0% | 1 | 26.61% | 0% | 0% | 1 | 1 | 1 | 0% | 0% | 0% | 1 | 32.02% | 0% | 0% | 1 | 14.42% | 0% | 0% | 1 | 33.23% | 0% | 0% | 1 | 59.26% | 0% | 0% | 2 | 12.15% | 0% | 0% | 1 | 0.2517% | 0% | 0% | 1 |  | 0% | 0% | 1 | 8.3807 | 0% | 0% | 1 | 29.02% | 0% | 0% | 1 | 1 | 1 | 0% | 0% | 0% | 1 | 43.1% | 0% | 0% | 1 | 15.83% | 0% | 0% | 1 | 42.99% | 0% | 0% | 1 | 70.84% | 0% | 0% | 3 | 14.06% | 0% | 0% | 1 | 2.761% | 0% | 0% | 1 |  | 0% | 0% | 1 | 8.8311 | 0% | 0% | 1 | 27.46% | 0% | 0% | 1 | 1 | 1 | 0% | 0% | 0% | 1 | 39.42% | 0% | 0% | 1 | 17.05% | 0% | 0% | 1 | 45.34% | 0% | 0% | 1 | 71.34% | 0% | 0% | 3 | 14.53% | 0% | 0% | 1 | 4.391% | 0% | 0% | 1
61 | Tupman | SPGE | 55 | 550 | 5 | 33.63% | 0% | 2 | 11.72 | 6.729% | 0% | 1 | 38.14% | 18.95% | 0% | 1 | 1 | 1 | 0% | 0% | 0% | 1 | 41.35% | 2.137% | 0% | 1 | 46.11% | 2.325% | 0% | 1 | 82.99% | 7.367% | 0% | 3 | 86.37% | 9.197% | 0% | 3 | 0% | 1.253% | 0% | 1 | 33.24% | 9.197% | 0% | 1 |  | 3.908% | 0% | 1 | 11.7825 | 2.242% | 0% | 1 | 44.67% | 2.26% | 0% | 1 | 1 | 1 | 0% | 0% | 0% | 1 | 27.55% | 0.5194% | 0% | 1 | 37.5% | 0.6022% | 0% | 1 | 65.52% | 1.091% | 0% | 2 | 67.39% | 1.154% | 0% | 2 | 0.6365% | 0.3787% | 0% | 1 | 13.08% | 1.154% | 0% | 1 |  | 1.629% | 0% | 1 | 10.5 | 0.8156% | 0% | 1 | 50.47% | 2.26% | 0% | 2 | 1 | 1 | 0% | 0% | 0% | 1 | 18.47% | 0.2179% | 0% | 1 | 31.3% | 0.2586% | 0% | 1 | 55.78% | 0.4018% | 0% | 2 | 58.2% | 0.4251% | 0% | 2 | 0.4492% | 0.1785% | 0% | 1 | 6.871% | 0.4251% | 0% | 1 |  | 0.7103% | 0% | 1 | 9.5976 | 0.5603% | 0% | 1 | 52.25% | 2.26% | 0% | 2 | 1 | 1 | 0% | 0% | 0% | 1 | 22.45% | 0.1342% | 0% | 1 | 21.73% | 0.133% | 0% | 1 | 45.4% | 0.1906% | 0% | 1 | 55.18% | 0.2322% | 0% | 2 | 0.6629% | 0.1048% | 0% | 1 | 5.092% | 0.2322% | 0% | 1
62 | Westpark | SPGE | 0 | 0 | 10 | 0% | 0% | 1 | 19.8306 | 0% | 0% | 2 | 5.35% | 0% | 0% | 1 | 1 | 1 | 0% | 0% | 0% | 1 | 73.51% | 0% | 0% | 3 | 0% | 0% | 0% | 1 | 51.88% | 0% | 0% | 2 | 73.51% | 0% | 0% | 3 | 0% | 0% | 0% | 1 | 0.869% | 0% | 0% | 1 |  | 0% | 0% | 1 | 19 | 0% | 0% | 2 | 42.48% | 0% | 0% | 1 | 1 | 1 | 0% | 0% | 0% | 1 | 38.57% | 0% | 0% | 1 | 12.49% | 0% | 0% | 1 | 28.02% | 0% | 0% | 1 | 49.3% | 0% | 0% | 1 | 2.621% | 0% | 0% | 1 | 4.784% | 0% | 0% | 1 |  | 0% | 0% | 1 | 11.72 | 0% | 0% | 1 | 42.83% | 0% | 0% | 1 | 1 | 1 | 9.975% | 0% | 9.975% | 1 | 34.91% | 0% | 0% | 1 | 16.46% | 0% | 0% | 1 | 29.67% | 0% | 0% | 1 | 48.8% | 0% | 0% | 1 | 8.159% | 0% | 0% | 1 | 5.497% | 0% | 0% | 1 |  | 0% | 0% | 1 | 9.1148 | 0% | 0% | 1 | 44.74% | 0% | 0% | 1 | 1 | 1 | 15.22% | 0% | 15.22% | 1 | 35.2% | 0% | 0% | 1 | 23.17% | 0% | 0% | 1 | 36.89% | 0% | 0% | 1 | 54.42% | 0% | 0% | 2 | 13.12% | 0% | 0% | 1 | 4.364% | 0% | 0% | 1
63 | Wheeler Ridge | SPGE | 120 | 1200 | 10 | 53.72% | 0% | 3 | 7.9674 | 37.75% | 0% | 2 | 85.34% | 37.82% | 0% | 3 | 1 | 1 | 0% | 0% | 0% | 1 | 4.717% | 2.828% | 0% | 1 | 13.32% | 3.108% | 0% | 1 | 18.52% | 3.307% | 0% | 1 | 20.44% | 3.387% | 0% | 1 | 0% | 2.694% | 0% | 1 | 1.959% | 3.387% | 0% | 1 |  | 7.026% | 0% | 1 | 7.4754 | 6.024% | 0% | 1 | 67.86% | 5.14% | 0% | 2 | 1 | 1 | 2.245% | 0% | 2.245% | 1 | 14.46% | 0.8369% | 0% | 1 | 22.49% | 0.9235% | 0% | 1 | 34.78% | 1.098% | 0% | 1 | 38.44% | 1.163% | 0% | 1 | 3.036% | 0.7383% | 0% | 1 | 1.944% | 1.163% | 0% | 1 |  | 3.414% | 0% | 1 | 7.5679 | 2.868% | 0% | 1 | 61.29% | 5.14% | 0% | 2 | 1 | 1 | 6.033% | 0% | 6.033% | 1 | 20.24% | 0.5207% | 0% | 1 | 21.69% | 0.5304% | 0% | 1 | 34.4% | 0.6331% | 0% | 1 | 43.26% | 0.732% | 0% | 1 | 6.119% | 0.4424% | 0% | 1 | 1.446% | 0.732% | 0% | 1 |  | 2.38% | 0% | 1 | 9.1367 | 1.739% | 0% | 1 | 53.81% | 5.14% | 0% | 2 | 1 | 1 | 8.852% | 3.055% | 11.91% | 2 | 25.62% | 0.3743% | 0% | 1 | 24.24% | 0.3675% | 0% | 1 | 36.54% | 0.4387% | 0% | 1 | 49.43% | 0.5506% | 0% | 1 | 9.881% | 0.309% | 0% | 1 | 1.666% | 0.5506% | 0% | 1
64 | Kern Oil | SPGE | 0 | 0 | 10 | 0% | 0% | 1 | 12.8924 | 0% | 0% | 2 | 6.587% | 0% | 0% | 1 | 1 | 1 | 0% | 0% | 0% | 1 | 79.38% | 0% | 0% | 3 | 6.68% | 0% | 0% | 1 | 9.158% | 0% | 0% | 1 | 79.38% | 0% | 0% | 3 | 3.359% | 0% | 0% | 1 | 0.6601% | 0% | 0% | 1 |  | 0% | 0% | 1 | 12.75 | 0% | 0% | 2 | 22.53% | 0% | 0% | 1 | 1 | 1 | 16.29% | 0% | 16.29% | 1 | 54.39% | 0% | 0% | 2 | 7.691% | 0% | 0% | 1 | 11.72% | 0% | 0% | 1 | 54.43% | 0% | 0% | 2 | 11.21% | 0% | 0% | 1 | 2.298% | 0% | 0% | 1 |  | 0% | 0% | 1 | 11.4708 | 0% | 0% | 1 | 36.51% | 0% | 0% | 1 | 1 | 1 | 22.77% | 0% | 22.77% | 2 | 48.52% | 0% | 0% | 1 | 14.94% | 0% | 0% | 1 | 28.8% | 0% | 0% | 1 | 55.51% | 0% | 0% | 2 | 18.28% | 0% | 0% | 1 | 3.769% | 0% | 0% | 1 |  | 0% | 0% | 1 | 9.1042 | 0% | 0% | 1 | 40.37% | 0% | 0% | 1 | 1 | 1 | 23.86% | 0% | 23.86% | 2 | 43.78% | 0% | 0% | 1 | 18.91% | 0% | 0% | 1 | 32.29% | 0% | 0% | 1 | 55.02% | 0% | 0% | 2 | 21.59% | 0% | 0% | 1 | 4.045% | 0% | 0% | 1
65 | Inyokern | GREATER KRAMER | 0 | 0 | 10 | 0% | 0% | 1 | 38.9812 | 0% | 0% | 4 | 0% | 0% | 0% | 1 | 1 | 1 | 0% | 0% | 0% | 1 | 60.26% | 0% | 0% | 2 | 28.28% | 0% | 0% | 1 | 9.997% | 0% | 0% | 1 | 68.78% | 0% | 0% | 2 | 19.68% | 0% | 0% | 1 | 0.01846% | 0% | 0% | 1 |  | 0% | 0% | 1 | 36.2062 | 0% | 0% | 4 | 0% | 0% | 0% | 1 | 1 | 1 | 0% | 0% | 0% | 1 | 48.14% | 0% | 0% | 1 | 19.92% | 0% | 0% | 1 | 6.504% | 0% | 0% | 1 | 54.45% | 0% | 0% | 2 | 20.64% | 0% | 0% | 1 | 0.01202% | 0% | 0% | 1 |  | 0% | 0% | 1 | 30.0067 | 0% | 0% | 4 | 0% | 0% | 0% | 1 | 1 | 1 | 1.781% | 0% | 1.781% | 1 | 49.89% | 0% | 0% | 1 | 20.09% | 0% | 0% | 1 | 7.724% | 0% | 0% | 1 | 57.44% | 0% | 0% | 2 | 21.17% | 0% | 0% | 1 | 0.1312% | 0% | 0% | 1 |  | 0% | 0% | 1 | 27.3333 | 0% | 0% | 3 | 0.02255% | 0% | 0% | 1 | 1 | 1 | 10.05% | 0% | 10.05% | 1 | 47.78% | 0% | 0% | 1 | 24% | 0% | 0% | 1 | 13.36% | 0% | 0% | 1 | 60.48% | 0% | 0% | 2 | 23.21% | 0% | 0% | 1 | 0.1884% | 0% | 0% | 1
66 | Pastoria | GREATER TEHACHAPI | 105 | 1050 | 10 | 416.1% | 3.297% | 4 | 4.7677 | 10.21% | 0% | 1 | 21.52% | 53.38% | 0% | 3 | 0 | 2 | 7.083% | 0% | 7.083% | 1 | 88.25% | 36.54% | 0% | 3 | 44.05% | 7.676% | 0% | 1 | 41.66% | 7.362% | 0% | 1 | 89.09% | 39.35% | 0% | 3 | 28.63% | 6.017% | 0% | 1 | 2.157% | 39.35% | 0% | 2 |  | 66.67% | 0% | 3 | 6.371 | 4.575% | 0% | 1 | 34.07% | 22.52% | 0% | 2 | 0 | 2 | 23.45% | 0% | 23.45% | 2 | 62.02% | 3.499% | 0% | 2 | 44.43% | 2.391% | 0% | 1 | 46.06% | 2.463% | 0% | 1 | 69.09% | 4.298% | 0% | 2 | 25.47% | 1.783% | 0% | 1 | 1.592% | 4.298% | 0% | 1 |  | 30.13% | 0% | 2 | 6.7454 | 2.154% | 0% | 1 | 35.61% | 22.52% | 0% | 2 | 0 | 2 | 38.79% | 1.076% | 39.87% | 2 | 51.35% | 1.182% | 0% | 2 | 42.56% | 1.001% | 0% | 1 | 48.12% | 1.108% | 0% | 1 | 69.31% | 1.874% | 0% | 2 | 25.9% | 0.7761% | 0% | 1 | 1.612% | 1.874% | 0% | 1 |  | 3.633% | 0% | 1 | 10.3827 | 1.126% | 0% | 1 | 31.88% | 22.52% | 0% | 2 | 0 | 2 | 40.64% | 6.262% | 46.91% | 2 | 44.06% | 0.5312% | 0% | 1 | 33.74% | 0.4484% | 0% | 1 | 37.78% | 0.4776% | 0% | 1 | 66.46% | 0.886% | 0% | 2 | 25.37% | 0.3981% | 0% | 1 | 2.127% | 0.886% | 0% | 1
67 | Ransburg | GREATER KRAMER | 0 | 0 | 10 | 0% | 0% | 1 | 5.5423 | 0% | 0% | 1 | 0% | 0% | 0% | 1 | 0 | 2 | 0% | 0% | 0% | 1 | 0% | 0% | 0% | 1 | 17.48% | 0% | 0% | 1 | 0% | 0% | 0% | 1 | 17.48% | 0% | 0% | 1 | 0% | 0% | 0% | 1 | 0% | 0% | 0% | 1 |  | 0% | 0% | 1 | 16.6173 | 0% | 0% | 2 | 0% | 0% | 0% | 1 | 0 | 2 | 0% | 0% | 0% | 1 | 43.08% | 0% | 0% | 1 | 0.02567% | 0% | 0% | 1 | 0% | 0% | 0% | 1 | 43.11% | 0% | 0% | 1 | 57.14% | 0% | 0% | 2 | 0% | 0% | 0% | 1 |  | 0% | 0% | 1 | 75 | 0% | 0% | 4 | 0% | 0% | 0% | 1 | 0 | 2 | 0% | 0% | 0% | 1 | 47.98% | 0% | 0% | 1 | 20.31% | 0% | 0% | 1 | 3.703% | 0% | 0% | 1 | 66.4% | 0% | 0% | 2 | 62.06% | 0% | 0% | 2 | 0.03999% | 0% | 0% | 1 |  | 0% | 0% | 1 | 62 | 0% | 0% | 4 | 0.003484% | 0% | 0% | 1 | 0 | 2 | 0% | 0% | 0% | 1 | 37.96% | 0% | 0% | 1 | 23.74% | 0% | 0% | 1 | 4.916% | 0% | 0% | 1 | 58.49% | 0% | 0% | 2 | 53.69% | 0% | 0% | 2 | 0.5733% | 0% | 0% | 1
68 | Sycamore | SPGE | 0 | 0 | 0 | 0% | 0% | 1 | 12.1948 | 0% | 0% | 2 | 0.1341% | 0% | 0% | 1 | 0 | 2 | 0% | 0% | 0% | 1 | 84.31% | 0% | 0% | 3 | 15% | 0% | 0% | 1 | 17.73% | 0% | 0% | 1 | 84.31% | 0% | 0% | 3 | 12.39% | 0% | 0% | 1 | 0.6805% | 0% | 0% | 1 |  | 0% | 0% | 1 | 11.8029 | 0% | 0% | 1 | 14.17% | 0% | 0% | 1 | 0 | 2 | 27.99% | 0% | 27.99% | 2 | 60.34% | 0% | 0% | 2 | 11.84% | 0% | 0% | 1 | 18.96% | 0% | 0% | 1 | 60.37% | 0% | 0% | 2 | 19.92% | 0% | 0% | 1 | 2.242% | 0% | 0% | 1 |  | 0% | 0% | 1 | 10.75 | 0% | 0% | 1 | 32.09% | 0% | 0% | 1 | 0 | 2 | 29.69% | 0% | 29.69% | 2 | 54.35% | 0% | 0% | 2 | 15.76% | 0% | 0% | 1 | 28.41% | 0% | 0% | 1 | 58.99% | 0% | 0% | 2 | 24.42% | 0% | 0% | 1 | 2.4% | 0% | 0% | 1 |  | 0% | 0% | 1 | 9.0991 | 0% | 0% | 1 | 37.95% | 0% | 0% | 1 | 0 | 2 | 28.22% | 0% | 28.22% | 2 | 46.99% | 0% | 0% | 1 | 17.98% | 0% | 0% | 1 | 30.72% | 0% | 0% | 1 | 56.07% | 0% | 0% | 2 | 25.86% | 0% | 0% | 1 | 3.583% | 0% | 0% | 1
69 | Avenal | SPGE | 0 | 0 | 0 | 0% | 0% | 1 | 4.8346 | 0% | 0% | 1 | 8.862% | 0% | 0% | 1 | 0 | 2 | 0% | 0% | 0% | 1 | 39.45% | 0% | 0% | 1 | 0% | 0% | 0% | 1 | 30.87% | 0% | 0% | 1 | 67.3% | 0% | 0% | 2 | 27.85% | 0% | 0% | 1 | 0.4816% | 0% | 0% | 1 |  | 0% | 0% | 1 | 7.1904 | 0% | 0% | 1 | 17.53% | 0% | 0% | 1 | 0 | 2 | 0.01566% | 0% | 0.01566% | 1 | 50.52% | 0% | 0% | 2 | 0.7392% | 0% | 0% | 1 | 17.72% | 0% | 0% | 1 | 64.81% | 0% | 0% | 2 | 28.34% | 0% | 0% | 1 | 0.308% | 0% | 0% | 1 |  | 0% | 0% | 1 | 6.5556 | 0% | 0% | 1 | 24.02% | 0% | 0% | 1 | 0 | 2 | 1.651% | 0% | 1.651% | 1 | 41.99% | 0% | 0% | 1 | 1.707% | 0% | 0% | 1 | 17.55% | 0% | 0% | 1 | 53.77% | 0% | 0% | 2 | 26.67% | 0% | 0% | 1 | 0.7524% | 0% | 0% | 1 |  | 0% | 0% | 1 | 6.3949 | 0% | 0% | 1 | 23.2% | 0% | 0% | 1 | 0 | 2 | 5.683% | 0% | 5.683% | 1 | 45.58% | 0% | 0% | 1 | 5.775% | 0% | 0% | 1 | 20.14% | 0% | 0% | 1 | 56.83% | 0% | 0% | 2 | 25.44% | 0% | 0% | 1 | 0.9064% | 0% | 0% | 1
70 | Corcoran | SPGE | 0 | 0 | 10 | 0% | 0% | 1 | 7.2258 | 0% | 0% | 1 | 35.9% | 0% | 0% | 1 | 1 | 1 | 0% | 0% | 0% | 1 | 15.51% | 0% | 0% | 1 | 7.421% | 0% | 0% | 1 | 23.67% | 0% | 0% | 1 | 36.73% | 0% | 0% | 1 | 0% | 0% | 0% | 1 | 11.52% | 0% | 0% | 1 |  | 0% | 0% | 1 | 6.8856 | 0% | 0% | 1 | 36.44% | 0% | 0% | 1 | 1 | 1 | 0% | 0% | 0% | 1 | 8.942% | 0% | 0% | 1 | 2.352% | 0% | 0% | 1 | 11.24% | 0% | 0% | 1 | 18.96% | 0% | 0% | 1 | 0% | 0% | 0% | 1 | 5.238% | 0% | 0% | 1 |  | 0% | 0% | 1 | 7.2844 | 0% | 0% | 1 | 36.45% | 0% | 0% | 1 | 1 | 1 | 0% | 0% | 0% | 1 | 14.43% | 0% | 0% | 1 | 2.091% | 0% | 0% | 1 | 6.571% | 0% | 0% | 1 | 20.15% | 0% | 0% | 1 | 0% | 0% | 0% | 1 | 3.242% | 0% | 0% | 1 |  | 0% | 0% | 1 | 8.8065 | 0% | 0% | 1 | 35.74% | 0% | 0% | 1 | 1 | 1 | 0% | 0% | 0% | 1 | 19.76% | 0% | 0% | 1 | 4.123% | 0% | 0% | 1 | 10.17% | 0% | 0% | 1 | 27.71% | 0% | 0% | 1 | 0.006414% | 0% | 0% | 1 | 3.615% | 0% | 0% | 1
71 | Henrietta | SPGE | 200 | 2000 | 10 | 22.12% | 0% | 2 | 6.7518 | 41.93% | 0% | 2 | 34.13% | 13.52% | 0% | 1 | 1 | 1 | 0% | 0% | 0% | 1 | 28.64% | 11.35% | 0% | 1 | 0% | 8.103% | 0% | 1 | 0% | 8.103% | 0% | 1 | 28.64% | 11.35% | 0% | 1 | 0% | 8.103% | 0% | 1 | 3.211% | 11.35% | 0% | 1 |  | 3.331% | 0% | 1 | 8.6652 | 5.887% | 0% | 1 | 39.99% | 2.779% | 0% | 1 | 1 | 1 | 0% | 0% | 0% | 1 | 15.75% | 1.709% | 0% | 1 | 1.698% | 1.465% | 0% | 1 | 2.737% | 1.48% | 0% | 1 | 16.71% | 1.729% | 0% | 1 | 0% | 1.44% | 0% | 1 | 2.541% | 1.729% | 0% | 1 |  | 1.315% | 0% | 1 | 8.6653 | 2.291% | 0% | 1 | 47.23% | 2.779% | 0% | 1 | 1 | 1 | 0% | 0% | 0% | 1 | 10.59% | 0.6107% | 0% | 1 | 1.947% | 0.5569% | 0% | 1 | 4.501% | 0.5718% | 0% | 1 | 13.97% | 0.6347% | 0% | 1 | 0% | 0.546% | 0% | 1 | 1.678% | 0.6347% | 0% | 1 |  | 0.6867% | 0% | 1 | 8.6874 | 1.224% | 0% | 1 | 42.36% | 2.779% | 0% | 1 | 1 | 1 | 0% | 0% | 0% | 1 | 11.58% | 0.3388% | 0% | 1 | 1.409% | 0.3038% | 0% | 1 | 6.463% | 0.3202% | 0% | 1 | 16.95% | 0.3607% | 0% | 1 | 0.1174% | 0.2999% | 0% | 1 | 1.796% | 0.3607% | 0% | 1
72 | Eagle Rock (PGE) | NORTHERN CALIFORNIA | 0 | 0 | 10 | 0% | 0% | 1 | 8.7925 | 0% | 0% | 1 | 0% | 0% | 0% | 1 | 0 | 2 | 2.334% | 97.67% | 100% | 5 | 77.68% | 0% | 0% | 3 | 77.05% | 0% | 0% | 3 | 83% | 0% | 0% | 3 | 100% | 0% | 0% | 5 | 33.88% | 0% | 0% | 1 | 1.521% | 0% | 0% | 1 |  | 0% | 0% | 1 | 9.9953 | 0% | 0% | 1 | 4.107% | 0% | 0% | 1 | 0 | 2 | 19.92% | 69.99% | 89.91% | 5 | 60.35% | 0% | 0% | 2 | 54.76% | 0% | 0% | 2 | 73.79% | 0% | 0% | 3 | 93.53% | 0% | 0% | 4 | 34.64% | 0% | 0% | 1 | 1.761% | 0% | 0% | 1 |  | 0% | 0% | 1 | 11.5392 | 0% | 0% | 1 | 6.953% | 0% | 0% | 1 | 0 | 2 | 37.68% | 45.23% | 82.91% | 5 | 56.09% | 0% | 0% | 2 | 47.24% | 0% | 0% | 1 | 72.9% | 0% | 0% | 3 | 90.72% | 0% | 0% | 4 | 34.38% | 0% | 0% | 1 | 1.918% | 0% | 0% | 1 |  | 0% | 0% | 1 | 10.569 | 0% | 0% | 1 | 6.464% | 0% | 0% | 1 | 0 | 2 | 49.31% | 35.46% | 84.77% | 5 | 57.72% | 0% | 0% | 2 | 39.31% | 0% | 0% | 1 | 66.31% | 0% | 0% | 2 | 86.65% | 0% | 0% | 3 | 41.04% | 0% | 0% | 1 | 1.894% | 0% | 0% | 1
73 | Antelope | GREATER TEHACHAPI | 380 | 3800 | 10 | 18.4% | 0% | 1 | 63 | 999% | 100.1% | 5 | 0.8948% | 0% | 0% | 1 | 0 | 2 | 19.51% | 22.94% | 42.45% | 4 | 0% | 11.82% | 0% | 1 | 26.55% | 16.09% | 0% | 1 | 16.5% | 14.15% | 0% | 1 | 27.75% | 16.35% | 0% | 1 | 6.85% | 12.69% | 0% | 1 | 1.953% | 16.35% | 0% | 1 |  | 7.114% | 0% | 1 | 57 | 67.15% | 0% | 4 | 1.247% | 0% | 0% | 1 | 0 | 2 | 12.25% | 30.01% | 42.26% | 5 | 1.975% | 3.379% | 0% | 1 | 32.19% | 4.884% | 0% | 1 | 33.7% | 4.996% | 0% | 1 | 40.9% | 5.604% | 0% | 1 | 16.6% | 3.971% | 0% | 1 | 3.407% | 5.604% | 0% | 1 |  | 3.993% | 0% | 1 | 49.75 | 22.78% | 0% | 4 | 1.894% | 0% | 0% | 1 | 0 | 2 | 9.412% | 32.23% | 41.64% | 5 | 11.18% | 1.968% | 0% | 1 | 27.79% | 2.421% | 0% | 1 | 22.12% | 2.245% | 0% | 1 | 43.01% | 3.068% | 0% | 1 | 18.73% | 2.151% | 0% | 1 | 4.137% | 3.068% | 0% | 1 |  | 2.313% | 0% | 1 | 43.4444 | 10.76% | 0% | 4 | 3.873% | 0% | 0% | 1 | 0 | 2 | 17.02% | 30.43% | 47.44% | 5 | 12.63% | 1.107% | 0% | 1 | 28.37% | 1.351% | 0% | 1 | 18.72% | 1.19% | 0% | 1 | 43.23% | 1.704% | 0% | 1 | 18.71% | 1.19% | 0% | 1 | 3.328% | 1.704% | 0% | 1
74 | Arcogen | GREATER LA METRO | 0 | 0 | 10 | 0% | 0% | 1 | 18.84 | 0% | 0% | 2 | 0% | 0% | 0% | 1 | 0 | 2 | 0% | 0% | 0% | 1 | 0% | 0% | 0% | 1 | 0% | 0% | 0% | 1 | 55.03% | 0% | 0% | 2 | 55.03% | 0% | 0% | 2 | 0% | 0% | 0% | 1 | 0.2664% | 0% | 0% | 1 |  | 0% | 0% | 1 | 33.8571 | 0% | 0% | 4 | 0% | 0% | 0% | 1 | 0 | 2 | 0.7993% | 0% | 0.7993% | 1 | 0.01645% | 0% | 0% | 1 | 2.751% | 0% | 0% | 1 | 59.25% | 0% | 0% | 2 | 59.26% | 0% | 0% | 2 | 0% | 0% | 0% | 1 | 0.2108% | 0% | 0% | 1 |  | 0% | 0% | 1 | 26.3 | 0% | 0% | 3 | 0% | 0% | 0% | 1 | 0 | 2 | 2.239% | 0% | 2.239% | 1 | 0.1764% | 0% | 0% | 1 | 11.48% | 0% | 0% | 1 | 61.58% | 0% | 0% | 2 | 61.76% | 0% | 0% | 2 | 0% | 0% | 0% | 1 | 0.4406% | 0% | 0% | 1 |  | 0% | 0% | 1 | 57 | 0% | 0% | 4 | 0% | 0% | 0% | 1 | 0 | 2 | 1.522% | 0% | 1.522% | 1 | 0.1199% | 0% | 0% | 1 | 13.44% | 0% | 0% | 1 | 72.83% | 0% | 0% | 3 | 72.95% | 0% | 0% | 3 | 0% | 0% | 0% | 1 | 1.289% | 0% | 0% | 1
75 | Bailey | GREATER TEHACHAPI | 0 | 0 | 10 | 0% | 0% | 1 | 5.6955 | 0% | 0% | 1 | 0% | 0% | 0% | 1 | 0 | 2 | 98.92% | 0% | 98.92% | 5 | 65.65% | 0% | 0% | 2 | 66.44% | 0% | 0% | 2 | 69.13% | 0% | 0% | 2 | 100% | 0% | 0% | 5 | 40.14% | 0% | 0% | 1 | 2.808% | 0% | 0% | 1 |  | 0% | 0% | 1 | 6.1127 | 0% | 0% | 1 | 1.141% | 0% | 0% | 1 | 0 | 2 | 88.43% | 0% | 88.43% | 5 | 58.86% | 0% | 0% | 2 | 56.74% | 0% | 0% | 2 | 51.31% | 0% | 0% | 2 | 94.8% | 0% | 0% | 4 | 47.07% | 0% | 0% | 1 | 2.579% | 0% | 0% | 1 |  | 0% | 0% | 1 | 8.4846 | 0% | 0% | 1 | 2.813% | 0% | 0% | 1 | 0 | 2 | 71.71% | 3.062% | 74.78% | 3 | 60.6% | 0% | 0% | 2 | 50.81% | 0% | 0% | 2 | 41.22% | 0% | 0% | 1 | 90.28% | 0% | 0% | 4 | 39.25% | 0% | 0% | 1 | 2.435% | 0% | 0% | 1 |  | 0% | 0% | 1 | 10.1013 | 0% | 0% | 1 | 7.981% | 0% | 0% | 1 | 0 | 2 | 58.72% | 8.576% | 67.29% | 3 | 53% | 0% | 0% | 2 | 36.39% | 0% | 0% | 1 | 33.17% | 0% | 0% | 1 | 75.25% | 0% | 0% | 3 | 37.92% | 0% | 0% | 1 | 2.962% | 0% | 0% | 1
76 | Center | GREATER LA METRO | 0 | 0 | 10 | 0% | 0% | 1 | 0 | 0% | 0% | 1 | 0% | 0% | 0% | 1 | 0 | 2 | 0% | 0% | 0% | 1 | 0% | 0% | 0% | 1 | 0% | 0% | 0% | 1 | 0% | 0% | 0% | 1 | 0% | 0% | 0% | 1 | 0% | 0% | 0% | 1 | 0% | 0% | 0% | 1 |  | 0% | 0% | 1 | 0 | 0% | 0% | 1 | 0% | 0% | 0% | 1 | 0 | 2 | 0% | 0% | 0% | 1 | 0% | 0% | 0% | 1 | 0% | 0% | 0% | 1 | 0% | 0% | 0% | 1 | 0% | 0% | 0% | 1 | 0% | 0% | 0% | 1 | 0% | 0% | 0% | 1 |  | 0% | 0% | 1 | 27 | 0% | 0% | 3 | 0% | 0% | 0% | 1 | 0 | 2 | 0% | 17.75% | 17.75% | 3 | 0.1267% | 0% | 0% | 1 | 11.54% | 0% | 0% | 1 | 42.84% | 0% | 0% | 1 | 42.97% | 0% | 0% | 1 | 0% | 0% | 0% | 1 | 3.725% | 0% | 0% | 1 |  | 0% | 0% | 1 | 51.6667 | 0% | 0% | 4 | 0% | 0% | 0% | 1 | 0 | 2 | 5.982% | 39.44% | 45.42% | 5 | 23.26% | 0% | 0% | 1 | 10.25% | 0% | 0% | 1 | 44.05% | 0% | 0% | 1 | 67.61% | 0% | 0% | 2 | 19.16% | 0% | 0% | 1 | 9.027% | 0% | 0% | 1
77 | Del Amo | GREATER LA METRO | 0 | 0 | 10 | 0% | 0% | 1 | 0 | 0% | 0% | 1 | 0% | 0% | 0% | 1 | 0 | 2 | 0% | 0% | 0% | 1 | 0% | 0% | 0% | 1 | 0% | 0% | 0% | 1 | 0% | 0% | 0% | 1 | 0% | 0% | 0% | 1 | 0% | 0% | 0% | 1 | 0% | 0% | 0% | 1 |  | 0% | 0% | 1 | 26.44 | 0% | 0% | 3 | 0% | 0% | 0% | 1 | 0 | 2 | 0% | 0% | 0% | 1 | 0% | 0% | 0% | 1 | 20.53% | 0% | 0% | 1 | 40.59% | 0% | 0% | 1 | 40.59% | 0% | 0% | 1 | 0% | 0% | 0% | 1 | 0.8% | 0% | 0% | 1 |  | 0% | 0% | 1 | 60.5 | 0% | 0% | 4 | 0% | 0% | 0% | 1 | 0 | 2 | 0% | 5.124% | 5.124% | 2 | 0.007953% | 0% | 0% | 1 | 8.267% | 0% | 0% | 1 | 68.73% | 0% | 0% | 2 | 68.74% | 0% | 0% | 2 | 0% | 0% | 0% | 1 | 1.605% | 0% | 0% | 1 |  | 0% | 0% | 1 | 47 | 0% | 0% | 4 | 0% | 0% | 0% | 1 | 0 | 2 | 2.815% | 28.59% | 31.41% | 4 | 20.51% | 0% | 0% | 1 | 9.771% | 0% | 0% | 1 | 53.28% | 0% | 0% | 2 | 73.79% | 0% | 0% | 3 | 12.31% | 0% | 0% | 1 | 7.623% | 0% | 0% | 1
78 | El Nido | GREATER LA METRO | 0 | 0 | 0 | 0% | 0% | 1 | 6.5486 | 0% | 0% | 1 | 0% | 0% | 0% | 1 | 0 | 2 | 0% | 0% | 0% | 1 | 1.639% | 0% | 0% | 1 | 0% | 0% | 0% | 1 | 30.3% | 0% | 0% | 1 | 31.94% | 0% | 0% | 1 | 0% | 0% | 0% | 1 | 0% | 0% | 0% | 1 |  | 0% | 0% | 1 | 6.7876 | 0% | 0% | 1 | 0% | 0% | 0% | 1 | 0 | 2 | 21.71% | 0% | 21.71% | 2 | 2.863% | 0% | 0% | 1 | 30.28% | 0% | 0% | 1 | 54.56% | 0% | 0% | 2 | 57.42% | 0% | 0% | 2 | 0% | 0% | 0% | 1 | 0.1711% | 0% | 0% | 1 |  | 0% | 0% | 1 | 9.2387 | 0% | 0% | 1 | 0% | 0% | 0% | 1 | 0 | 2 | 3.831% | 0% | 3.831% | 1 | 0.2144% | 0% | 0% | 1 | 2.49% | 0% | 0% | 1 | 55.15% | 0% | 0% | 2 | 55.36% | 0% | 0% | 2 | 0% | 0% | 0% | 1 | 0.1407% | 0% | 0% | 1 |  | 0% | 0% | 1 | 28.0507 | 0% | 0% | 3 | 0% | 0% | 0% | 1 | 0 | 2 | 24.43% | 16.41% | 40.84% | 3 | 7.98% | 0% | 0% | 1 | 10.41% | 0% | 0% | 1 | 42.22% | 0% | 0% | 1 | 46.72% | 0% | 0% | 1 | 12.38% | 0% | 0% | 1 | 7.269% | 0% | 0% | 1
79 | Goodrich | GREATER LA METRO | 0 | 0 | 10 | 0% | 0% | 1 | 4.0707 | 0% | 0% | 1 | 0% | 0% | 0% | 1 | 0 | 2 | 0% | 100% | 100% | 5 | 0% | 0% | 0% | 1 | 46.09% | 0% | 0% | 1 | 47% | 0% | 0% | 1 | 53.57% | 0% | 0% | 2 | 84.73% | 0% | 0% | 3 | 30.76% | 0% | 0% | 1 |  | 0% | 0% | 1 | 3.4275 | 0% | 0% | 1 | 0% | 0% | 0% | 1 | 0 | 2 | 0% | 100% | 100% | 5 | 6.837% | 0% | 0% | 1 | 51.44% | 0% | 0% | 2 | 39.82% | 0% | 0% | 1 | 55.06% | 0% | 0% | 2 | 56.2% | 0% | 0% | 2 | 30.63% | 0% | 0% | 1 |  | 0% | 0% | 1 | 3.6488 | 0% | 0% | 1 | 0% | 0% | 0% | 1 | 0 | 2 | 4.354% | 95.32% | 99.68% | 5 | 2.024% | 0% | 0% | 1 | 37.94% | 0% | 0% | 1 | 17.15% | 0% | 0% | 1 | 42.14% | 0% | 0% | 1 | 72.51% | 0% | 0% | 3 | 30.23% | 0% | 0% | 1 |  | 0% | 0% | 1 | 3.7044 | 0% | 0% | 1 | 0.1164% | 0% | 0% | 1 | 0 | 2 | 2.181% | 97.67% | 99.85% | 5 | 20.93% | 0% | 0% | 1 | 19.02% | 0% | 0% | 1 | 20.51% | 0% | 0% | 1 | 43.48% | 0% | 0% | 1 | 66.52% | 0% | 0% | 2 | 23.11% | 0% | 0% | 1
80 | Gould | GREATER LA METRO | 0 | 0 | 10 | 0% | 0% | 1 | 3.6358 | 0% | 0% | 1 | 0% | 0% | 0% | 1 | 0 | 2 | 0.6301% | 99.37% | 100% | 5 | 1.738% | 0% | 0% | 1 | 44.95% | 0% | 0% | 1 | 0% | 0% | 0% | 1 | 46.68% | 0% | 0% | 1 | 40.84% | 0% | 0% | 1 | 28.93% | 0% | 0% | 1 |  | 0% | 0% | 1 | 3.6667 | 0% | 0% | 1 | 0% | 0% | 0% | 1 | 0 | 2 | 3.915% | 95.81% | 99.73% | 5 | 5.918% | 0% | 0% | 1 | 27.22% | 0% | 0% | 1 | 15.19% | 0% | 0% | 1 | 36.2% | 0% | 0% | 1 | 72.64% | 0% | 0% | 3 | 27.2% | 0% | 0% | 1 |  | 0% | 0% | 1 | 3.6823 | 0% | 0% | 1 | 0.2064% | 0% | 0% | 1 | 0 | 2 | 1.983% | 97.88% | 99.86% | 5 | 24.1% | 0% | 0% | 1 | 17.12% | 0% | 0% | 1 | 18.5% | 0% | 0% | 1 | 44.42% | 0% | 0% | 1 | 68.01% | 0% | 0% | 2 | 20.69% | 0% | 0% | 1 |  | 0% | 0% | 1 | 17.0617 | 0% | 0% | 2 | 0.114% | 0% | 0% | 1 | 0 | 2 | 1.606% | 98.33% | 99.93% | 5 | 27.14% | 0% | 0% | 1 | 8.252% | 0% | 0% | 1 | 8.902% | 0% | 0% | 1 | 36.93% | 0% | 0% | 1 | 47.49% | 0% | 0% | 1 | 12.67% | 0% | 0% | 1
81 | Harborgen | GREATER LA METRO | 0 | 0 | 10 | 0% | 0% | 1 | 10.6512 | 0% | 0% | 1 | 0% | 0% | 0% | 1 | 0 | 2 | 0% | 0% | 0% | 1 | 0% | 0% | 0% | 1 | 0% | 0% | 0% | 1 | 54.56% | 0% | 0% | 2 | 54.56% | 0% | 0% | 2 | 0% | 0% | 0% | 1 | 0.1379% | 0% | 0% | 1 |  | 0% | 0% | 1 | 26.125 | 0% | 0% | 3 | 0% | 0% | 0% | 1 | 0 | 2 | 0.1538% | 0% | 0.1538% | 1 | 0% | 0% | 0% | 1 | 8.219% | 0% | 0% | 1 | 61.46% | 0% | 0% | 2 | 61.46% | 0% | 0% | 2 | 0% | 0% | 0% | 1 | 0.4327% | 0% | 0% | 1 |  | 0% | 0% | 1 | 48 | 0% | 0% | 4 | 0% | 0% | 0% | 1 | 0 | 2 | 1.908% | 0% | 1.908% | 1 | 0.1504% | 0% | 0% | 1 | 9.785% | 0% | 0% | 1 | 66.95% | 0% | 0% | 2 | 67.1% | 0% | 0% | 2 | 0% | 0% | 0% | 1 | 0.4545% | 0% | 0% | 1 |  | 0% | 0% | 1 | 47 | 0% | 0% | 4 | 0% | 0% | 0% | 1 | 0 | 2 | 1.365% | 0% | 1.365% | 1 | 0.1076% | 0% | 0% | 1 | 15.73% | 0% | 0% | 1 | 75.5% | 0% | 0% | 3 | 75.61% | 0% | 0% | 3 | 0% | 0% | 0% | 1 | 3.51% | 0% | 0% | 1
82 | Hinson | GREATER LA METRO | 0 | 0 | 10 | 0% | 0% | 1 | 16.1336 | 0% | 0% | 2 | 0% | 0% | 0% | 1 | 0 | 2 | 0% | 0% | 0% | 1 | 0% | 0% | 0% | 1 | 0% | 0% | 0% | 1 | 46.01% | 0% | 0% | 1 | 46.01% | 0% | 0% | 1 | 0% | 0% | 0% | 1 | 0.2649% | 0% | 0% | 1 |  | 0% | 0% | 1 | 32.6667 | 0% | 0% | 4 | 0% | 0% | 0% | 1 | 0 | 2 | 0.08526% | 0% | 0.08526% | 1 | 0% | 0% | 0% | 1 | 4.469% | 0% | 0% | 1 | 59.96% | 0% | 0% | 2 | 59.96% | 0% | 0% | 2 | 0% | 0% | 0% | 1 | 0.2664% | 0% | 0% | 1 |  | 0% | 0% | 1 | 27 | 0% | 0% | 3 | 0% | 0% | 0% | 1 | 0 | 2 | 2.165% | 0% | 2.165% | 1 | 0.1706% | 0% | 0% | 1 | 11.1% | 0% | 0% | 1 | 62.67% | 0% | 0% | 2 | 62.84% | 0% | 0% | 2 | 0% | 0% | 0% | 1 | 0.5156% | 0% | 0% | 1 |  | 0% | 0% | 1 | 60 | 0% | 0% | 4 | 0% | 0% | 0% | 1 | 0 | 2 | 1.458% | 0% | 1.458% | 1 | 0.1149% | 0% | 0% | 1 | 16.79% | 0% | 0% | 1 | 73.88% | 0% | 0% | 3 | 73.99% | 0% | 0% | 3 | 0% | 0% | 0% | 1 | 1.83% | 0% | 0% | 1
83 | La Cienega | GREATER LA METRO | 0 | 0 | 10 | 0% | 0% | 1 | 40.6511 | 0% | 0% | 4 | 0% | 0% | 0% | 1 | 0 | 2 | 0% | 0% | 0% | 1 | 0% | 0% | 0% | 1 | 100% | 0% | 0% | 5 | 100% | 0% | 0% | 5 | 100% | 0% | 0% | 5 | 0% | 0% | 0% | 1 | 0.6489% | 0% | 0% | 1 |  | 0% | 0% | 1 | 7.9346 | 0% | 0% | 1 | 0% | 0% | 0% | 1 | 0 | 2 | 63.8% | 0% | 63.8% | 3 | 0.2598% | 0% | 0% | 1 | 18.74% | 0% | 0% | 1 | 21.44% | 0% | 0% | 1 | 21.7% | 0% | 0% | 1 | 15.32% | 0% | 0% | 1 | 10.39% | 0% | 0% | 1 |  | 0% | 0% | 1 | 11.4595 | 0% | 0% | 1 | 0% | 0% | 0% | 1 | 0 | 2 | 63.73% | 26.21% | 89.94% | 5 | 11.59% | 0% | 0% | 1 | 11.07% | 0% | 0% | 1 | 13.67% | 0% | 0% | 1 | 23.64% | 0% | 0% | 1 | 32.73% | 0% | 0% | 1 | 16.3% | 0% | 0% | 1 |  | 0% | 0% | 1 | 17.2487 | 0% | 0% | 2 | 0% | 0% | 0% | 1 | 0 | 2 | 19.74% | 51.2% | 70.94% | 5 | 10.61% | 0% | 0% | 1 | 27.16% | 0% | 0% | 1 | 42.42% | 0% | 0% | 1 | 48.89% | 0% | 0% | 1 | 16.93% | 0% | 0% | 1 | 10.82% | 0% | 0% | 1
84 | La Fresa | GREATER LA METRO | 0 | 0 | 10 | 0% | 0% | 1 | 8.9852 | 0% | 0% | 1 | 0% | 0% | 0% | 1 | 0 | 2 | 0% | 0% | 0% | 1 | 2.215% | 0% | 0% | 1 | 0% | 0% | 0% | 1 | 19.8% | 0% | 0% | 1 | 22.02% | 0% | 0% | 1 | 0% | 0% | 0% | 1 | 0% | 0% | 0% | 1 |  | 0% | 0% | 1 | 13.5484 | 0% | 0% | 2 | 0% | 0% | 0% | 1 | 0 | 2 | 5.696% | 0% | 5.696% | 1 | 0.4488% | 0% | 0% | 1 | 2.298% | 0% | 0% | 1 | 72.04% | 0% | 0% | 3 | 72.49% | 0% | 0% | 3 | 0% | 0% | 0% | 1 | 0.02682% | 0% | 0% | 1 |  | 0% | 0% | 1 | 22.9662 | 0% | 0% | 3 | 0% | 0% | 0% | 1 | 0 | 2 | 2.584% | 0% | 2.584% | 1 | 0.2036% | 0% | 0% | 1 | 3.339% | 0% | 0% | 1 | 55.79% | 0% | 0% | 2 | 56% | 0% | 0% | 2 | 0% | 0% | 0% | 1 | 0.2256% | 0% | 0% | 1 |  | 0% | 0% | 1 | 23.427 | 0% | 0% | 3 | 0% | 0% | 0% | 1 | 0 | 2 | 17.51% | 1.316% | 18.83% | 2 | 1.471% | 0% | 0% | 1 | 10.58% | 0% | 0% | 1 | 50.76% | 0% | 0% | 2 | 52.23% | 0% | 0% | 2 | 6.889% | 0% | 0% | 1 | 3.704% | 0% | 0% | 1
85 | Laguna Bell | GREATER LA METRO | 0 | 0 | 10 | 0% | 0% | 1 | 0 | 0% | 0% | 1 | 0% | 0% | 0% | 1 | 0 | 2 | 0% | 0% | 0% | 1 | 0% | 0% | 0% | 1 | 0% | 0% | 0% | 1 | 0% | 0% | 0% | 1 | 0% | 0% | 0% | 1 | 0% | 0% | 0% | 1 | 0% | 0% | 0% | 1 |  | 0% | 0% | 1 | 0 | 0% | 0% | 1 | 0% | 0% | 0% | 1 | 0 | 2 | 0% | 0% | 0% | 1 | 0% | 0% | 0% | 1 | 0% | 0% | 0% | 1 | 0% | 0% | 0% | 1 | 0% | 0% | 0% | 1 | 0% | 0% | 0% | 1 | 0% | 0% | 0% | 1 |  | 0% | 0% | 1 | 31.41 | 0% | 0% | 4 | 0% | 0% | 0% | 1 | 0 | 2 | 12.49% | 0% | 12.49% | 1 | 0% | 0% | 0% | 1 | 11.08% | 0% | 0% | 1 | 27.35% | 0% | 0% | 1 | 27.35% | 0% | 0% | 1 | 0% | 0% | 0% | 1 | 4.491% | 0% | 0% | 1 |  | 0% | 0% | 1 | 24.8 | 0% | 0% | 3 | 0% | 0% | 0% | 1 | 0 | 2 | 2.113% | 45.85% | 47.96% | 5 | 15.63% | 0% | 0% | 1 | 19.25% | 0% | 0% | 1 | 43.17% | 0% | 0% | 1 | 59.85% | 0% | 0% | 2 | 22.38% | 0% | 0% | 1 | 12.28% | 0% | 0% | 1
86 | Lighthipe | GREATER LA METRO | 0 | 0 | 10 | 0% | 0% | 1 | 0 | 0% | 0% | 1 | 0% | 0% | 0% | 1 | 0 | 2 | 0% | 0% | 0% | 1 | 0% | 0% | 0% | 1 | 0% | 0% | 0% | 1 | 0% | 0% | 0% | 1 | 0% | 0% | 0% | 1 | 0% | 0% | 0% | 1 | 0% | 0% | 0% | 1 |  | 0% | 0% | 1 | 31.68 | 0% | 0% | 4 | 0% | 0% | 0% | 1 | 0 | 2 | 0% | 0% | 0% | 1 | 0% | 0% | 0% | 1 | 1.622% | 0% | 0% | 1 | 42.48% | 0% | 0% | 1 | 42.48% | 0% | 0% | 1 | 0% | 0% | 0% | 1 | 0.3526% | 0% | 0% | 1 |  | 0% | 0% | 1 | 26.44 | 0% | 0% | 3 | 0% | 0% | 0% | 1 | 0 | 2 | 0.658% | 0% | 0.658% | 1 | 0.03798% | 0% | 0% | 1 | 11.68% | 0% | 0% | 1 | 62.52% | 0% | 0% | 2 | 62.55% | 0% | 0% | 2 | 0% | 0% | 0% | 1 | 0.4494% | 0% | 0% | 1 |  | 0% | 0% | 1 | 56 | 0% | 0% | 4 | 0% | 0% | 0% | 1 | 0 | 2 | 2.562% | 10.33% | 12.9% | 3 | 1.058% | 0% | 0% | 1 | 10.58% | 0% | 0% | 1 | 64.1% | 0% | 0% | 2 | 65.16% | 0% | 0% | 2 | 0% | 0% | 0% | 1 | 3.034% | 0% | 0% | 1
87 | Mesa (SCE) | GREATER LA METRO | 0 | 0 | 10 | 0% | 0% | 1 | 0 | 0% | 0% | 1 | 0% | 0% | 0% | 1 | 0 | 2 | 0% | 0% | 0% | 1 | 0% | 0% | 0% | 1 | 0% | 0% | 0% | 1 | 0% | 0% | 0% | 1 | 0% | 0% | 0% | 1 | 0% | 0% | 0% | 1 | 0% | 0% | 0% | 1 |  | 0% | 0% | 1 | 0 | 0% | 0% | 1 | 0% | 0% | 0% | 1 | 0 | 2 | 0% | 0% | 0% | 1 | 0% | 0% | 0% | 1 | 0% | 0% | 0% | 1 | 0% | 0% | 0% | 1 | 0% | 0% | 0% | 1 | 0% | 0% | 0% | 1 | 0% | 0% | 0% | 1 |  | 0% | 0% | 1 | 3.7108 | 0% | 0% | 1 | 0% | 0% | 0% | 1 | 0 | 2 | 7.009% | 91.68% | 98.69% | 5 | 6.201% | 0% | 0% | 1 | 52.93% | 0% | 0% | 2 | 48.05% | 0% | 0% | 1 | 55.25% | 0% | 0% | 2 | 65.04% | 0% | 0% | 2 | 29.07% | 0% | 0% | 1 |  | 0% | 0% | 1 | 13.5978 | 0% | 0% | 2 | 0% | 0% | 0% | 1 | 0 | 2 | 9.417% | 81.91% | 91.32% | 5 | 23.02% | 0% | 0% | 1 | 29.49% | 0% | 0% | 1 | 13.63% | 0% | 0% | 1 | 54.17% | 0% | 0% | 2 | 45.82% | 0% | 0% | 1 | 23.54% | 0% | 0% | 1
88 | Olinda | GREATER LA METRO | 0 | 0 | 10 | 0% | 0% | 1 | 50 | 0% | 0% | 4 | 0% | 0% | 0% | 1 | 0 | 2 | 0% | 100% | 100% | 5 | 11.68% | 0% | 0% | 1 | 0% | 0% | 0% | 1 | 0% | 0% | 0% | 1 | 11.68% | 0% | 0% | 1 | 0% | 0% | 0% | 1 | 17.82% | 0% | 0% | 1 |  | 0% | 0% | 1 | 22.8325 | 0% | 0% | 3 | 0% | 0% | 0% | 1 | 0 | 2 | 11.21% | 88.79% | 100% | 5 | 61.32% | 0% | 0% | 2 | 0% | 0% | 0% | 1 | 0% | 0% | 0% | 1 | 61.32% | 0% | 0% | 2 | 34.92% | 0% | 0% | 1 | 15.7% | 0% | 0% | 1 |  | 0% | 0% | 1 | 13.8571 | 0% | 0% | 2 | 0% | 0% | 0% | 1 | 0 | 2 | 7.365% | 92.64% | 100% | 5 | 50.59% | 0% | 0% | 2 | 4.224% | 0% | 0% | 1 | 13.75% | 0% | 0% | 1 | 65.66% | 0% | 0% | 2 | 29.63% | 0% | 0% | 1 | 12.53% | 0% | 0% | 1 |  | 0% | 0% | 1 | 50 | 0% | 0% | 4 | 6.296% | 0% | 0% | 1 | 0 | 2 | 15.65% | 55.12% | 70.77% | 5 | 29.74% | 0% | 0% | 1 | 11.88% | 0% | 0% | 1 | 36.64% | 0% | 0% | 1 | 64.42% | 0% | 0% | 2 | 27.63% | 0% | 0% | 1 | 17.27% | 0% | 0% | 1
89 | Pardee | GREATER LA METRO | 0 | 0 | 10 | 0% | 0% | 1 | 26.3647 | 0% | 0% | 3 | 1.145% | 0% | 0% | 1 | 0 | 2 | 0% | 100% | 100% | 5 | 0.3933% | 0% | 0% | 1 | 14% | 0% | 0% | 1 | 47.16% | 0% | 0% | 1 | 47.55% | 0% | 0% | 1 | 33.27% | 0% | 0% | 1 | 8.025% | 0% | 0% | 1 |  | 0% | 0% | 1 | 19.0091 | 0% | 0% | 2 | 1.919% | 0% | 0% | 1 | 0 | 2 | 4.154% | 95.8% | 99.95% | 5 | 46.05% | 0% | 0% | 1 | 2.071% | 0% | 0% | 1 | 11.97% | 0% | 0% | 1 | 55.32% | 0% | 0% | 2 | 51.3% | 0% | 0% | 2 | 9.858% | 0% | 0% | 1 |  | 0% | 0% | 1 | 15 | 0% | 0% | 2 | 3.158% | 0% | 0% | 1 | 0 | 2 | 11.02% | 88.83% | 99.85% | 5 | 54.39% | 0% | 0% | 2 | 2.423% | 0% | 0% | 1 | 7.841% | 0% | 0% | 1 | 59.83% | 0% | 0% | 2 | 49.41% | 0% | 0% | 1 | 11.34% | 0% | 0% | 1 |  | 0% | 0% | 1 | 16.2217 | 0% | 0% | 2 | 3.326% | 0% | 0% | 1 | 0 | 2 | 12.67% | 86.9% | 99.57% | 5 | 49.59% | 0% | 0% | 1 | 4.536% | 0% | 0% | 1 | 9.501% | 0% | 0% | 1 | 57.67% | 0% | 0% | 2 | 47.41% | 0% | 0% | 1 | 10.3% | 0% | 0% | 1
90 | Rio Hondo | GREATER LA METRO | 0 | 0 | 10 | 0% | 0% | 1 | 4.682 | 0% | 0% | 1 | 0% | 0% | 0% | 1 | 0 | 2 | 0% | 100% | 100% | 5 | 0% | 0% | 0% | 1 | 100% | 0% | 0% | 5 | 95.28% | 0% | 0% | 5 | 100% | 0% | 0% | 5 | 97.28% | 0% | 0% | 5 | 42.13% | 0% | 0% | 1 |  | 0% | 0% | 1 | 3.7187 | 0% | 0% | 1 | 0% | 0% | 0% | 1 | 0 | 2 | 0% | 100% | 100% | 5 | 10.24% | 0% | 0% | 1 | 87.81% | 0% | 0% | 3 | 87.75% | 0% | 0% | 3 | 90.77% | 0% | 0% | 4 | 71.01% | 0% | 0% | 3 | 36.53% | 0% | 0% | 1 |  | 0% | 0% | 1 | 4.5229 | 0% | 0% | 1 | 0% | 0% | 0% | 1 | 0 | 2 | 9.795% | 90.21% | 100% | 5 | 34.18% | 0% | 0% | 1 | 21.79% | 0% | 0% | 1 | 18.6% | 0% | 0% | 1 | 54.48% | 0% | 0% | 2 | 49.18% | 0% | 0% | 1 | 24.5% | 0% | 0% | 1 |  | 0% | 0% | 1 | 5.2746 | 0% | 0% | 1 | 0% | 0% | 0% | 1 | 0 | 2 | 5.77% | 94.04% | 99.81% | 5 | 27.95% | 0% | 0% | 1 | 25.73% | 0% | 0% | 1 | 10.08% | 0% | 0% | 1 | 52.99% | 0% | 0% | 2 | 54.98% | 0% | 0% | 2 | 23.88% | 0% | 0% | 1
91 | Saugus | GREATER LA METRO | 0 | 0 | 10 | 0% | 0% | 1 | 23.9033 | 0% | 0% | 3 | 1.394% | 0% | 0% | 1 | 0 | 2 | 0% | 100% | 100% | 5 | 4.54% | 0% | 0% | 1 | 18.71% | 0% | 0% | 1 | 55.02% | 0% | 0% | 2 | 59.56% | 0% | 0% | 2 | 37.27% | 0% | 0% | 1 | 8.805% | 0% | 0% | 1 |  | 0% | 0% | 1 | 18.6667 | 0% | 0% | 2 | 1.763% | 0% | 0% | 1 | 0 | 2 | 1.943% | 98.04% | 99.99% | 5 | 43.75% | 0% | 0% | 1 | 1.923% | 0% | 0% | 1 | 12.63% | 0% | 0% | 1 | 53.52% | 0% | 0% | 2 | 49.45% | 0% | 0% | 1 | 9.438% | 0% | 0% | 1 |  | 0% | 0% | 1 | 15.2 | 0% | 0% | 2 | 3.097% | 0% | 0% | 1 | 0 | 2 | 9.754% | 90.1% | 99.85% | 5 | 54.17% | 0% | 0% | 2 | 2.444% | 0% | 0% | 1 | 7.907% | 0% | 0% | 1 | 59.65% | 0% | 0% | 2 | 49.18% | 0% | 0% | 1 | 11.31% | 0% | 0% | 1 |  | 0% | 0% | 1 | 16.3406 | 0% | 0% | 2 | 3.327% | 0% | 0% | 1 | 0 | 2 | 10.4% | 89.21% | 99.61% | 5 | 50.94% | 0% | 0% | 2 | 3.456% | 0% | 0% | 1 | 8.918% | 0% | 0% | 1 | 58.09% | 0% | 0% | 2 | 46.74% | 0% | 0% | 1 | 10.74% | 0% | 0% | 1
92 | Vincent | GREATER LA METRO | 617 | 6170 | 10 | 57.18% | 0% | 3 | 39.75 | 97884% | 292.8% | 5 | 0.09239% | 0% | 0% | 1 | 0 | 2 | 0.01363% | 99.6% | 99.61% | 5 | 0% | 39.67% | 0% | 2 | 20.56% | 49.94% | 0% | 2 | 12.25% | 45.2% | 0% | 2 | 20.61% | 49.96% | 0% | 2 | 10.52% | 44.33% | 0% | 2 | 2.924% | 49.96% | 0% | 2 |  | 30.5% | 0% | 2 | 32.5 | 114.1% | 5.339% | 5 | 1.697% | 0% | 0% | 1 | 0 | 2 | 5.295% | 82.45% | 87.74% | 5 | 13.6% | 13.07% | 0% | 1 | 31.03% | 16.37% | 0% | 1 | 23.6% | 14.78% | 0% | 1 | 45.81% | 20.83% | 0% | 2 | 29.65% | 16.05% | 0% | 1 | 3.442% | 20.83% | 0% | 2 |  | 15.43% | 0% | 1 | 37.5758 | 36.39% | 0% | 4 | 4.552% | 0% | 0% | 1 | 0 | 2 | 6.189% | 58.33% | 64.52% | 5 | 13.96% | 5.036% | 0% | 1 | 40.77% | 7.316% | 0% | 1 | 27.2% | 5.953% | 0% | 1 | 55.46% | 9.729% | 0% | 2 | 28.59% | 6.068% | 0% | 1 | 4.806% | 9.729% | 0% | 1 |  | 7.311% | 0% | 1 | 46.4 | 21.31% | 0% | 4 | 4.673% | 0% | 0% | 1 | 0 | 2 | 5.563% | 41.32% | 46.88% | 5 | 13.32% | 2.499% | 0% | 1 | 41.32% | 3.692% | 0% | 1 | 28.1% | 3.013% | 0% | 1 | 54.62% | 4.774% | 0% | 2 | 26.73% | 2.957% | 0% | 1 | 4.438% | 4.774% | 0% | 1
93 | Borden | SPGE | 0 | 0 | 10 | 0% | 0% | 1 | 13.6459 | 0% | 0% | 2 | 41.57% | 0% | 0% | 1 | 1 | 1 | 0% | 0% | 0% | 1 | 4.064% | 0% | 0% | 1 | 37.51% | 0% | 0% | 1 | 42.52% | 0% | 0% | 1 | 42.54% | 0% | 0% | 1 | 1.86% | 0% | 0% | 1 | 7.825% | 0% | 0% | 1 |  | 0% | 0% | 1 | 15.5 | 0% | 0% | 2 | 45.96% | 0% | 0% | 1 | 1 | 1 | 0% | 0% | 0% | 1 | 26.23% | 0% | 0% | 1 | 35.35% | 0% | 0% | 1 | 41.03% | 0% | 0% | 1 | 54.62% | 0% | 0% | 2 | 8.954% | 0% | 0% | 1 | 17.13% | 0% | 0% | 1 |  | 0% | 0% | 1 | 14.7 | 0% | 0% | 2 | 39.43% | 0% | 0% | 1 | 1 | 1 | 0% | 0% | 0% | 1 | 31.9% | 0% | 0% | 1 | 35.43% | 0% | 0% | 1 | 38.21% | 0% | 0% | 1 | 56.36% | 0% | 0% | 2 | 15.58% | 0% | 0% | 1 | 18.53% | 0% | 0% | 1 |  | 0% | 0% | 1 | 12.2778 | 0% | 0% | 2 | 29.45% | 0% | 0% | 1 | 1 | 1 | 1.276% | 0% | 1.276% | 1 | 41.67% | 0% | 0% | 1 | 33.66% | 0% | 0% | 1 | 33.95% | 0% | 0% | 1 | 60.41% | 0% | 0% | 2 | 20.61% | 0% | 0% | 1 | 17.07% | 0% | 0% | 1
94 | Dairyland | SPGE | 0 | 0 | 10 | 0% | 0% | 1 | 12.6667 | 0% | 0% | 2 | 42.04% | 0% | 0% | 1 | 1 | 1 | 0% | 0% | 0% | 1 | 6.844% | 0% | 0% | 1 | 4.707% | 0% | 0% | 1 | 7.895% | 0% | 0% | 1 | 14.74% | 0% | 0% | 1 | 0% | 0% | 0% | 1 | 2.711% | 0% | 0% | 1 |  | 0% | 0% | 1 | 9.1837 | 0% | 0% | 1 | 33.19% | 0% | 0% | 1 | 1 | 1 | 0% | 0% | 0% | 1 | 33.54% | 0% | 0% | 1 | 10.41% | 0% | 0% | 1 | 14.12% | 0% | 0% | 1 | 42.91% | 0% | 0% | 1 | 0.08304% | 0% | 0% | 1 | 5.082% | 0% | 0% | 1 |  | 0% | 0% | 1 | 8.8494 | 0% | 0% | 1 | 31.11% | 0% | 0% | 1 | 1 | 1 | 0% | 0% | 0% | 1 | 48.1% | 0% | 0% | 1 | 23.32% | 0% | 0% | 1 | 29.1% | 0% | 0% | 1 | 60.3% | 0% | 0% | 2 | 3.785% | 0% | 0% | 1 | 13.45% | 0% | 0% | 1 |  | 0% | 0% | 1 | 9.0568 | 0% | 0% | 1 | 31.79% | 0% | 0% | 1 | 1 | 1 | 0% | 0% | 0% | 1 | 46.1% | 0% | 0% | 1 | 24.88% | 0% | 0% | 1 | 29.71% | 0% | 0% | 1 | 57.95% | 0% | 0% | 2 | 7.77% | 0% | 0% | 1 | 12.88% | 0% | 0% | 1
95 | Gregg | SPGE | 0 | 0 | 10 | 0% | 0% | 1 | 13.2697 | 0% | 0% | 2 | 47.58% | 0% | 0% | 1 | 1 | 1 | 0% | 0% | 0% | 1 | 20.92% | 0% | 0% | 1 | 11.24% | 0% | 0% | 1 | 11.24% | 0% | 0% | 1 | 30.95% | 0% | 0% | 1 | 0% | 0% | 0% | 1 | 4.111% | 0% | 0% | 1 |  | 0% | 0% | 1 | 17.4 | 0% | 0% | 2 | 55.96% | 0% | 0% | 2 | 1 | 1 | 0% | 0% | 0% | 1 | 14.67% | 0% | 0% | 1 | 27.1% | 0% | 0% | 1 | 29.22% | 0% | 0% | 1 | 38.94% | 0% | 0% | 1 | 5.832% | 0% | 0% | 1 | 11.03% | 0% | 0% | 1 |  | 0% | 0% | 1 | 16 | 0% | 0% | 2 | 47.22% | 0% | 0% | 1 | 1 | 1 | 0% | 0% | 0% | 1 | 20.74% | 0% | 0% | 1 | 33.6% | 0% | 0% | 1 | 35.2% | 0% | 0% | 1 | 46.12% | 0% | 0% | 1 | 10.76% | 0% | 0% | 1 | 16.46% | 0% | 0% | 1 |  | 0% | 0% | 1 | 15.125 | 0% | 0% | 2 | 35.96% | 0% | 0% | 1 | 1 | 1 | 1.401% | 0% | 1.401% | 1 | 31.65% | 0% | 0% | 1 | 30.56% | 0% | 0% | 1 | 31.14% | 0% | 0% | 1 | 50.55% | 0% | 0% | 2 | 17.22% | 0% | 0% | 1 | 14.56% | 0% | 0% | 1
96 | Newhall | SPGE | 0 | 0 | 10 | 0% | 0% | 1 | 4.6354 | 0% | 0% | 1 | 18.74% | 0% | 0% | 1 | 1 | 1 | 0% | 0% | 0% | 1 | 82.86% | 0% | 0% | 3 | 22.89% | 0% | 0% | 1 | 32.44% | 0% | 0% | 1 | 91.68% | 0% | 0% | 4 | 7.059% | 0% | 0% | 1 | 26.85% | 0% | 0% | 1 |  | 0% | 0% | 1 | 6.2773 | 0% | 0% | 1 | 19.82% | 0% | 0% | 1 | 1 | 1 | 0% | 0% | 0% | 1 | 59.04% | 0% | 0% | 2 | 16.53% | 0% | 0% | 1 | 23.41% | 0% | 0% | 1 | 66.82% | 0% | 0% | 2 | 6.072% | 0% | 0% | 1 | 17.27% | 0% | 0% | 1 |  | 0% | 0% | 1 | 7.7687 | 0% | 0% | 1 | 30.85% | 0% | 0% | 1 | 1 | 1 | 0% | 0% | 0% | 1 | 38.73% | 0% | 0% | 1 | 11.53% | 0% | 0% | 1 | 18.26% | 0% | 0% | 1 | 48.82% | 0% | 0% | 1 | 2.786% | 0% | 0% | 1 | 9.223% | 0% | 0% | 1 |  | 0% | 0% | 1 | 8.95 | 0% | 0% | 1 | 37.77% | 0% | 0% | 1 | 1 | 1 | 0% | 0% | 0% | 1 | 30.09% | 0% | 0% | 1 | 10.72% | 0% | 0% | 1 | 16.16% | 0% | 0% | 1 | 40.88% | 0% | 0% | 1 | 1.605% | 0% | 0% | 1 | 6.402% | 0% | 0% | 1
97 | Ignacio | NORTHERN CALIFORNIA | 0 | 0 | 10 | 0% | 0% | 1 | 35.6923 | 0% | 0% | 4 | 0% | 0% | 0% | 1 | 0 | 2 | 4.688% | 19.23% | 23.92% | 3 | 10.98% | 0% | 0% | 1 | 25.39% | 0% | 0% | 1 | 28.87% | 0% | 0% | 1 | 36.37% | 0% | 0% | 1 | 20.73% | 0% | 0% | 1 | 17.21% | 0% | 0% | 1 |  | 0% | 0% | 1 | 14.6242 | 0% | 0% | 2 | 2.377% | 0% | 0% | 1 | 0 | 2 | 34.06% | 24.06% | 58.12% | 4 | 58.13% | 0% | 0% | 2 | 30.71% | 0% | 0% | 1 | 45.95% | 0% | 0% | 1 | 73.84% | 0% | 0% | 3 | 42.27% | 0% | 0% | 1 | 7.192% | 0% | 0% | 1 |  | 0% | 0% | 1 | 28.0406 | 0% | 0% | 3 | 5.828% | 0% | 0% | 1 | 0 | 2 | 35.49% | 12.9% | 48.38% | 3 | 58.66% | 0% | 0% | 2 | 31.53% | 0% | 0% | 1 | 55.27% | 0% | 0% | 2 | 80.86% | 0% | 0% | 3 | 39.41% | 0% | 0% | 1 | 8.044% | 0% | 0% | 1 |  | 0% | 0% | 1 | 34 | 0% | 0% | 4 | 6.013% | 0% | 0% | 1 | 0 | 2 | 47.25% | 10.62% | 57.87% | 3 | 55.87% | 0% | 0% | 2 | 29.91% | 0% | 0% | 1 | 57.63% | 0% | 0% | 2 | 82.67% | 0% | 0% | 3 | 42.54% | 0% | 0% | 1 | 7.467% | 0% | 0% | 1
98 | Calpella | NORTHERN CALIFORNIA | 0 | 0 | 10 | 0% | 0% | 1 | 13.1806 | 0% | 0% | 2 | 4.3% | 0% | 0% | 1 | 0 | 2 | 92.26% | 0% | 92.26% | 5 | 2.813% | 0% | 0% | 1 | 38.38% | 0% | 0% | 1 | 38.85% | 0% | 0% | 1 | 38.85% | 0% | 0% | 1 | 50.31% | 0% | 0% | 2 | 1.043% | 0% | 0% | 1 |  | 0% | 0% | 1 | 11.1946 | 0% | 0% | 1 | 7.53% | 0% | 0% | 1 | 0 | 2 | 83.74% | 3.474% | 87.22% | 5 | 23.75% | 0% | 0% | 1 | 36.34% | 0% | 0% | 1 | 46.18% | 0% | 0% | 1 | 64.06% | 0% | 0% | 2 | 60.53% | 0% | 0% | 2 | 1.588% | 0% | 0% | 1 |  | 0% | 0% | 1 | 10.3261 | 0% | 0% | 1 | 5.295% | 0% | 0% | 1 | 0 | 2 | 79.66% | 11.26% | 90.92% | 5 | 37.07% | 0% | 0% | 1 | 25.44% | 0% | 0% | 1 | 42.8% | 0% | 0% | 1 | 66.37% | 0% | 0% | 2 | 60.87% | 0% | 0% | 2 | 1.825% | 0% | 0% | 1 |  | 0% | 0% | 1 | 9.7001 | 0% | 0% | 1 | 4.349% | 0% | 0% | 1 | 0 | 2 | 83.22% | 7.583% | 90.81% | 5 | 35.54% | 0% | 0% | 1 | 25.85% | 0% | 0% | 1 | 45.25% | 0% | 0% | 1 | 68.18% | 0% | 0% | 2 | 55.4% | 0% | 0% | 2 | 1.907% | 0% | 0% | 1
99 | Hopland | NORTHERN CALIFORNIA | 0 | 0 | 10 | 0% | 0% | 1 | 9.5708 | 0% | 0% | 1 | 10.79% | 0% | 0% | 1 | 0 | 2 | 80.35% | 1.641% | 81.99% | 5 | 80.17% | 0% | 0% | 3 | 45.16% | 0% | 0% | 1 | 55.3% | 0% | 0% | 2 | 86.56% | 0% | 0% | 3 | 36.59% | 0% | 0% | 1 | 2.339% | 0% | 0% | 1 |  | 0% | 0% | 1 | 9.1096 | 0% | 0% | 1 | 5.581% | 0% | 0% | 1 | 0 | 2 | 73.18% | 15.66% | 88.84% | 5 | 71.19% | 0% | 0% | 3 | 28.78% | 0% | 0% | 1 | 40.79% | 0% | 0% | 1 | 78.4% | 0% | 0% | 3 | 53.74% | 0% | 0% | 2 | 1.561% | 0% | 0% | 1 |  | 0% | 0% | 1 | 9.3636 | 0% | 0% | 1 | 5.994% | 0% | 0% | 1 | 0 | 2 | 68.63% | 18.65% | 87.28% | 5 | 55.47% | 0% | 0% | 2 | 31.5% | 0% | 0% | 1 | 45.24% | 0% | 0% | 1 | 77.26% | 0% | 0% | 3 | 53.76% | 0% | 0% | 2 | 1.34% | 0% | 0% | 1 |  | 0% | 0% | 1 | 9.3622 | 0% | 0% | 1 | 5.357% | 0% | 0% | 1 | 0 | 2 | 69.24% | 18.84% | 88.08% | 5 | 48.16% | 0% | 0% | 1 | 31.74% | 0% | 0% | 1 | 46.84% | 0% | 0% | 1 | 73.85% | 0% | 0% | 3 | 53.2% | 0% | 0% | 2 | 1.566% | 0% | 0% | 1
100 | Mendocino | NORTHERN CALIFORNIA | 0 | 0 | 10 | 0% | 0% | 1 | 13 | 0% | 0% | 2 | 5.669% | 0% | 0% | 1 | 0 | 2 | 87.21% | 0% | 87.21% | 5 | 12.19% | 0% | 0% | 1 | 31.13% | 0% | 0% | 1 | 31.13% | 0% | 0% | 1 | 37.14% | 0% | 0% | 1 | 52.03% | 0% | 0% | 2 | 1.015% | 0% | 0% | 1 |  | 0% | 0% | 1 | 11.517 | 0% | 0% | 1 | 7.414% | 0% | 0% | 1 | 0 | 2 | 73.42% | 14.96% | 88.38% | 5 | 38.29% | 0% | 0% | 1 | 29.78% | 0% | 0% | 1 | 41.33% | 0% | 0% | 1 | 65.12% | 0% | 0% | 2 | 59.96% | 0% | 0% | 2 | 1.572% | 0% | 0% | 1 |  | 0% | 0% | 1 | 10.2097 | 0% | 0% | 1 | 4.662% | 0% | 0% | 1 | 0 | 2 | 77.43% | 13.59% | 91.02% | 5 | 38.2% | 0% | 0% | 1 | 25.81% | 0% | 0% | 1 | 42.32% | 0% | 0% | 1 | 68.14% | 0% | 0% | 2 | 60.44% | 0% | 0% | 2 | 1.956% | 0% | 0% | 1 |  | 0% | 0% | 1 | 9.7414 | 0% | 0% | 1 | 4.144% | 0% | 0% | 1 | 0 | 2 | 82.05% | 9.165% | 91.22% | 5 | 36.48% | 0% | 0% | 1 | 26.86% | 0% | 0% | 1 | 46.38% | 0% | 0% | 1 | 70.22% | 0% | 0% | 3 | 57.53% | 0% | 0% | 2 | 1.961% | 0% | 0% | 1
101 | Ukiah | NORTHERN CALIFORNIA | 0 | 0 | 10 | 0% | 0% | 1 | 14.2839 | 0% | 0% | 2 | 16.64% | 0% | 0% | 1 | 0 | 2 | 74.61% | 0% | 74.61% | 3 | 0% | 0% | 0% | 1 | 70.7% | 0% | 0% | 3 | 77.93% | 0% | 0% | 3 | 77.93% | 0% | 0% | 3 | 41.68% | 0% | 0% | 1 | 2.738% | 0% | 0% | 1 |  | 0% | 0% | 1 | 10.9447 | 0% | 0% | 1 | 5.963% | 0% | 0% | 1 | 0 | 2 | 89.82% | 0% | 89.82% | 5 | 17.48% | 0% | 0% | 1 | 39.19% | 0% | 0% | 1 | 51.12% | 0% | 0% | 2 | 62.52% | 0% | 0% | 2 | 63.85% | 0% | 0% | 2 | 1.636% | 0% | 0% | 1 |  | 0% | 0% | 1 | 10.3529 | 0% | 0% | 1 | 6.629% | 0% | 0% | 1 | 0 | 2 | 82.85% | 5.099% | 87.95% | 5 | 32.05% | 0% | 0% | 1 | 27.54% | 0% | 0% | 1 | 40.15% | 0% | 0% | 1 | 62.73% | 0% | 0% | 2 | 55.69% | 0% | 0% | 2 | 1.75% | 0% | 0% | 1 |  | 0% | 0% | 1 | 9.7174 | 0% | 0% | 1 | 4.741% | 0% | 0% | 1 | 0 | 2 | 81.42% | 9.312% | 90.73% | 5 | 37.76% | 0% | 0% | 1 | 24.3% | 0% | 0% | 1 | 44.17% | 0% | 0% | 1 | 66.88% | 0% | 0% | 2 | 56.76% | 0% | 0% | 2 | 1.733% | 0% | 0% | 1
102 | Le Grand | SPGE | 0 | 0 | 10 | 0% | 0% | 1 | 9.5093 | 0% | 0% | 1 | 35.15% | 0% | 0% | 1 | 1 | 1 | 0% | 0% | 0% | 1 | 50.6% | 0% | 0% | 2 | 34.83% | 0% | 0% | 1 | 36.98% | 0% | 0% | 1 | 69.8% | 0% | 0% | 2 | 0.1129% | 0% | 0% | 1 | 9.028% | 0% | 0% | 1 |  | 0% | 0% | 1 | 9.5347 | 0% | 0% | 1 | 32.36% | 0% | 0% | 1 | 1 | 1 | 0% | 0% | 0% | 1 | 45.43% | 0% | 0% | 1 | 40.85% | 0% | 0% | 1 | 43.04% | 0% | 0% | 1 | 61.19% | 0% | 0% | 2 | 9.46% | 0% | 0% | 1 | 17.08% | 0% | 0% | 1 |  | 0% | 0% | 1 | 8.7356 | 0% | 0% | 1 | 28% | 0% | 0% | 1 | 1 | 1 | 0% | 0% | 0% | 1 | 44.43% | 0% | 0% | 1 | 33.51% | 0% | 0% | 1 | 37.94% | 0% | 0% | 1 | 61.71% | 0% | 0% | 2 | 18.33% | 0% | 0% | 1 | 14.93% | 0% | 0% | 1 |  | 0% | 0% | 1 | 8.1946 | 0% | 0% | 1 | 23.87% | 0% | 0% | 1 | 1 | 1 | 1.392% | 0% | 1.392% | 1 | 58.78% | 0% | 0% | 2 | 30.92% | 0% | 0% | 1 | 36.24% | 0% | 0% | 1 | 71% | 0% | 0% | 3 | 24.7% | 0% | 0% | 1 | 15.81% | 0% | 0% | 1
103 | Merced | SPGE | 0 | 0 | 10 | 0% | 0% | 1 | 12.3897 | 0% | 0% | 2 | 27.15% | 0% | 0% | 1 | 1 | 1 | 0% | 0% | 0% | 1 | 35.88% | 0% | 0% | 1 | 28.97% | 0% | 0% | 1 | 28.97% | 0% | 0% | 1 | 64.56% | 0% | 0% | 2 | 0% | 0% | 0% | 1 | 8.578% | 0% | 0% | 1 |  | 0% | 0% | 1 | 9.6211 | 0% | 0% | 1 | 30.24% | 0% | 0% | 1 | 1 | 1 | 0% | 0% | 0% | 1 | 49.99% | 0% | 0% | 1 | 39.83% | 0% | 0% | 1 | 47.88% | 0% | 0% | 1 | 73.57% | 0% | 0% | 3 | 2.324% | 0% | 0% | 1 | 15.52% | 0% | 0% | 1 |  | 0% | 0% | 1 | 9.0788 | 0% | 0% | 1 | 37.83% | 0% | 0% | 1 | 1 | 1 | 0% | 0% | 0% | 1 | 47.12% | 0% | 0% | 1 | 37.89% | 0% | 0% | 1 | 43.78% | 0% | 0% | 1 | 65.82% | 0% | 0% | 2 | 9.743% | 0% | 0% | 1 | 15% | 0% | 0% | 1 |  | 0% | 0% | 1 | 8.8978 | 0% | 0% | 1 | 38.7% | 0% | 0% | 1 | 1 | 1 | 0.0001003% | 0% | 0.0001003% | 1 | 43.55% | 0% | 0% | 1 | 31.03% | 0% | 0% | 1 | 36.63% | 0% | 0% | 1 | 58.81% | 0% | 0% | 2 | 12.84% | 0% | 0% | 1 | 12.61% | 0% | 0% | 1
104 | Wilson | SPGE | 0 | 0 | 10 | 0% | 0% | 1 | 15.7296 | 0% | 0% | 2 | 58.8% | 0% | 0% | 2 | 1 | 1 | 0% | 0% | 0% | 1 | 11.46% | 0% | 0% | 1 | 20.7% | 0% | 0% | 1 | 22.79% | 0% | 0% | 1 | 32.57% | 0% | 0% | 1 | 0.9163% | 0% | 0% | 1 | 7.847% | 0% | 0% | 1 |  | 0% | 0% | 1 | 9.65 | 0% | 0% | 1 | 27.04% | 0% | 0% | 1 | 1 | 1 | 0% | 0% | 0% | 1 | 55.28% | 0% | 0% | 2 | 50.19% | 0% | 0% | 2 | 53.14% | 0% | 0% | 2 | 79.34% | 0% | 0% | 3 | 13.94% | 0% | 0% | 1 | 21.82% | 0% | 0% | 1 |  | 0% | 0% | 1 | 8.0702 | 0% | 0% | 1 | 28.3% | 0% | 0% | 1 | 1 | 1 | 0% | 0% | 0% | 1 | 50.25% | 0% | 0% | 2 | 43.81% | 0% | 0% | 1 | 51.43% | 0% | 0% | 2 | 70.86% | 0% | 0% | 3 | 20.91% | 0% | 0% | 1 | 18.44% | 0% | 0% | 1 |  | 0% | 0% | 1 | 8.1075 | 0% | 0% | 1 | 31.36% | 0% | 0% | 1 | 1 | 1 | 1.071% | 0% | 1.071% | 1 | 52.07% | 0% | 0% | 2 | 32.94% | 0% | 0% | 1 | 38.16% | 0% | 0% | 1 | 66.36% | 0% | 0% | 2 | 21.91% | 0% | 0% | 1 | 13.79% | 0% | 0% | 1
105 | Los Banos | SPGE | 500 | 5000 | 10 | 129.5% | 4.286% | 4 | 9.6879 | 66.69% | 0% | 2 | 8.368% | 70.28% | 0% | 3 | 1 | 1 | 0% | 0% | 0% | 1 | 82.83% | 95.73% | 0% | 4 | 11.05% | 18.48% | 0% | 1 | 28% | 22.83% | 0% | 2 | 82.83% | 95.73% | 0% | 4 | 21.42% | 20.92% | 0% | 2 | 5.522% | 95.73% | 0% | 4 |  | 27.52% | 0% | 2 | 7.4957 | 11.19% | 0% | 1 | 16.62% | 21.32% | 0% | 2 | 1 | 1 | 0% | 0% | 0% | 1 | 66.28% | 11.77% | 0% | 2 | 15.25% | 4.683% | 0% | 1 | 31.88% | 5.826% | 0% | 1 | 66.81% | 11.96% | 0% | 2 | 33.33% | 5.952% | 0% | 1 | 7.673% | 11.96% | 0% | 1 |  | 17.47% | 0% | 1 | 6.4086 | 5.104% | 0% | 1 | 17.76% | 21.32% | 0% | 2 | 1 | 1 | 5.956% | 0% | 5.956% | 1 | 67.51% | 6.169% | 0% | 2 | 14.79% | 2.352% | 0% | 1 | 27.37% | 2.76% | 0% | 1 | 71.1% | 6.937% | 0% | 3 | 41.18% | 3.408% | 0% | 1 | 8.008% | 6.937% | 0% | 1 |  | 10.23% | 0% | 1 | 5.9493 | 2.664% | 0% | 1 | 18.64% | 21.32% | 0% | 2 | 1 | 1 | 9.792% | 0% | 9.792% | 1 | 63.2% | 3.006% | 0% | 2 | 12.86% | 1.269% | 0% | 1 | 21.23% | 1.404% | 0% | 1 | 68.36% | 3.495% | 0% | 2 | 45.52% | 2.03% | 0% | 1 | 6.462% | 3.495% | 0% | 1
106 | Coburn | SPGE | 0 | 0 | 10 | 0% | 0% | 1 | 5.6938 | 0% | 0% | 1 | 46.05% | 0% | 0% | 1 | 0 | 2 | 7.62% | 0% | 7.62% | 1 | 16.89% | 0% | 0% | 1 | 4.561% | 0% | 0% | 1 | 7.246% | 0% | 0% | 1 | 21.45% | 0% | 0% | 1 | 15.36% | 0% | 0% | 1 | 3.404% | 0% | 0% | 1 |  | 0% | 0% | 1 | 5.4853 | 0% | 0% | 1 | 25.63% | 0% | 0% | 1 | 0 | 2 | 21.06% | 0% | 21.06% | 2 | 33.25% | 0% | 0% | 1 | 1.749% | 0% | 0% | 1 | 11% | 0% | 0% | 1 | 39.14% | 0% | 0% | 1 | 31.26% | 0% | 0% | 1 | 2.993% | 0% | 0% | 1 |  | 0% | 0% | 1 | 5.4032 | 0% | 0% | 1 | 20.15% | 0% | 0% | 1 | 0 | 2 | 27.57% | 0% | 27.57% | 2 | 35.9% | 0% | 0% | 1 | 5.789% | 0% | 0% | 1 | 21.09% | 0% | 0% | 1 | 50.31% | 0% | 0% | 2 | 29.93% | 0% | 0% | 1 | 3.129% | 0% | 0% | 1 |  | 0% | 0% | 1 | 5.3541 | 0% | 0% | 1 | 16.6% | 0% | 0% | 1 | 0 | 2 | 33.59% | 0% | 33.59% | 2 | 42.88% | 0% | 0% | 1 | 11.57% | 0% | 0% | 1 | 23.61% | 0% | 0% | 1 | 55.89% | 0% | 0% | 2 | 37.37% | 0% | 0% | 1 | 3.484% | 0% | 0% | 1
107 | Tulucay | NORTHERN CALIFORNIA | 25 | 250 | 5 | 34.37% | 0% | 2 | 13.7333 | 66.48% | 0% | 2 | 25.74% | 9.406% | 0% | 1 | 0 | 2 | 36.11% | 0% | 36.11% | 2 | 74.3% | 5.345% | 0% | 3 | 7.149% | 1.479% | 0% | 1 | 31.64% | 2.009% | 0% | 1 | 86.46% | 10.14% | 0% | 3 | 31.49% | 2.005% | 0% | 1 | 5.731% | 10.14% | 0% | 1 |  | 4.365% | 0% | 1 | 22 | 7.594% | 0% | 3 | 21.73% | 2.534% | 0% | 1 | 0 | 2 | 39.71% | 5.509% | 45.22% | 2 | 63.77% | 0.8774% | 0% | 2 | 9.436% | 0.351% | 0% | 1 | 32.75% | 0.4728% | 0% | 1 | 78.25% | 1.462% | 0% | 3 | 34.18% | 0.483% | 0% | 1 | 8.999% | 1.462% | 0% | 1 |  | 1.542% | 0% | 1 | 26 | 1.993% | 0% | 3 | 15.68% | 2.534% | 0% | 1 | 0 | 2 | 40.45% | 8.969% | 49.42% | 2 | 61.97% | 0.3977% | 0% | 2 | 14.47% | 0.1769% | 0% | 1 | 35.02% | 0.2328% | 0% | 1 | 79.55% | 0.7397% | 0% | 3 | 36.07% | 0.2366% | 0% | 1 | 9.602% | 0.7397% | 0% | 1 |  | 0.8535% | 0% | 1 | 24 | 1.205% | 0% | 3 | 12.51% | 2.534% | 0% | 1 | 0 | 2 | 44.78% | 10.65% | 55.43% | 3 | 61.07% | 0.2458% | 0% | 2 | 19.36% | 0.1187% | 0% | 1 | 37.2% | 0.1524% | 0% | 1 | 79.82% | 0.4743% | 0% | 3 | 35.63% | 0.1487% | 0% | 1 | 10.84% | 0.4743% | 0% | 1
108 | Brunswick | NORTHERN CALIFORNIA | 0 | 0 | 10 | 0% | 0% | 1 | 56.4625 | 0% | 0% | 4 | 0.5148% | 0% | 0% | 1 | 0 | 2 | 22.18% | 77.82% | 100% | 5 | 58.36% | 0% | 0% | 2 | 28.94% | 0% | 0% | 1 | 57.69% | 0% | 0% | 2 | 88.44% | 0% | 0% | 3 | 9.075% | 0% | 0% | 1 | 2.741% | 0% | 0% | 1 |  | 0% | 0% | 1 | 32.8875 | 0% | 0% | 4 | 0.7658% | 0% | 0% | 1 | 0 | 2 | 46.39% | 52.31% | 98.7% | 5 | 73.82% | 0% | 0% | 3 | 17.5% | 0% | 0% | 1 | 25.3% | 0% | 0% | 1 | 84.37% | 0% | 0% | 3 | 19.13% | 0% | 0% | 1 | 3.219% | 0% | 0% | 1 |  | 0% | 0% | 1 | 25 | 0% | 0% | 3 | 0.6074% | 0% | 0% | 1 | 0 | 2 | 54.34% | 44.86% | 99.2% | 5 | 70.55% | 0% | 0% | 3 | 13.12% | 0% | 0% | 1 | 15.45% | 0% | 0% | 1 | 78.43% | 0% | 0% | 3 | 32.51% | 0% | 0% | 1 | 3.392% | 0% | 0% | 1 |  | 0% | 0% | 1 | 20.6667 | 0% | 0% | 3 | 0.4184% | 0% | 0% | 1 | 0 | 2 | 53.88% | 43.48% | 97.36% | 5 | 64.9% | 0% | 0% | 2 | 9.639% | 0% | 0% | 1 | 15.49% | 0% | 0% | 1 | 72.55% | 0% | 0% | 3 | 37.57% | 0% | 0% | 1 | 3.357% | 0% | 0% | 1
109 | Higgins | NORTHERN CALIFORNIA | 0 | 0 | 10 | 0% | 0% | 1 | 40.5985 | 0% | 0% | 4 | 1.588% | 0% | 0% | 1 | 0 | 2 | 98.41% | 0% | 98.41% | 5 | 93.84% | 0% | 0% | 4 | 0% | 0% | 0% | 1 | 0.5959% | 0% | 0% | 1 | 93.84% | 0% | 0% | 4 | 30.65% | 0% | 0% | 1 | 6.316% | 0% | 0% | 1 |  | 0% | 0% | 1 | 33.4247 | 0% | 0% | 4 | 1.145% | 0% | 0% | 1 | 0 | 2 | 91.91% | 5.233% | 97.14% | 5 | 85.16% | 0% | 0% | 3 | 5.602% | 0% | 0% | 1 | 10.6% | 0% | 0% | 1 | 86.04% | 0% | 0% | 3 | 38.82% | 0% | 0% | 1 | 5.961% | 0% | 0% | 1 |  | 0% | 0% | 1 | 33 | 0% | 0% | 4 | 1.847% | 0% | 0% | 1 | 0 | 2 | 72.15% | 14.31% | 86.46% | 5 | 81.6% | 0% | 0% | 3 | 6.177% | 0% | 0% | 1 | 10.4% | 0% | 0% | 1 | 83% | 0% | 0% | 3 | 31.28% | 0% | 0% | 1 | 9.013% | 0% | 0% | 1 |  | 0% | 0% | 1 | 26.8829 | 0% | 0% | 3 | 4.312% | 0% | 0% | 1 | 0 | 2 | 59.38% | 19.68% | 79.05% | 5 | 73.9% | 0% | 0% | 3 | 10.36% | 0% | 0% | 1 | 13.87% | 0% | 0% | 1 | 81.37% | 0% | 0% | 3 | 29.45% | 0% | 0% | 1 | 9.442% | 0% | 0% | 1
110 | Barre | GREATER LA METRO | 0 | 0 | 10 | 0% | 0% | 1 | 0 | 0% | 0% | 1 | 0% | 0% | 0% | 1 | 0 | 2 | 0% | 0% | 0% | 1 | 0% | 0% | 0% | 1 | 0% | 0% | 0% | 1 | 0% | 0% | 0% | 1 | 0% | 0% | 0% | 1 | 0% | 0% | 0% | 1 | 0% | 0% | 0% | 1 |  | 0% | 0% | 1 | 61 | 0% | 0% | 4 | 0% | 0% | 0% | 1 | 0 | 2 | 0% | 0% | 0% | 1 | 0% | 0% | 0% | 1 | 29.36% | 0% | 0% | 1 | 97% | 0% | 0% | 5 | 97% | 0% | 0% | 5 | 0% | 0% | 0% | 1 | 1.112% | 0% | 0% | 1 |  | 0% | 0% | 1 | 48 | 0% | 0% | 4 | 0.01632% | 0% | 0% | 1 | 0 | 2 | 0.201% | 32.13% | 32.33% | 5 | 21.17% | 0% | 0% | 1 | 14.33% | 0% | 0% | 1 | 49.51% | 0% | 0% | 1 | 72.19% | 0% | 0% | 3 | 12.35% | 0% | 0% | 1 | 8.58% | 0% | 0% | 1 |  | 0% | 0% | 1 | 45.5 | 0% | 0% | 4 | 0.1074% | 0% | 0% | 1 | 0 | 2 | 3.251% | 52.72% | 55.97% | 5 | 28.24% | 0% | 0% | 1 | 12.01% | 0% | 0% | 1 | 48.6% | 0% | 0% | 1 | 75.17% | 0% | 0% | 3 | 24.6% | 0% | 0% | 1 | 7.607% | 0% | 0% | 1
111 | Ellis | GREATER LA METRO | 0 | 0 | 10 | 0% | 0% | 1 | 50.5 | 0% | 0% | 4 | 0% | 0% | 0% | 1 | 0 | 2 | 0% | 0% | 0% | 1 | 0% | 0% | 0% | 1 | 19.23% | 0% | 0% | 1 | 97.91% | 0% | 0% | 5 | 97.91% | 0% | 0% | 5 | 0% | 0% | 0% | 1 | 8.353% | 0% | 0% | 1 |  | 0% | 0% | 1 | 48 | 0% | 0% | 4 | 0% | 0% | 0% | 1 | 0 | 2 | 0% | 1.781% | 1.781% | 2 | 1.838% | 0% | 0% | 1 | 25.58% | 0% | 0% | 1 | 94.58% | 0% | 0% | 4 | 96.42% | 0% | 0% | 5 | 0% | 0% | 0% | 1 | 6.6% | 0% | 0% | 1 |  | 0% | 0% | 1 | 48 | 0% | 0% | 4 | 0.3506% | 0% | 0% | 1 | 0 | 2 | 1.972% | 8.017% | 9.989% | 2 | 3.461% | 0% | 0% | 1 | 22% | 0% | 0% | 1 | 80.19% | 0% | 0% | 3 | 84.93% | 0% | 0% | 3 | 0.2376% | 0% | 0% | 1 | 6.576% | 0% | 0% | 1 |  | 0% | 0% | 1 | 46.7838 | 0% | 0% | 4 | 0.1272% | 0% | 0% | 1 | 0 | 2 | 1.167% | 44.82% | 45.99% | 5 | 19.91% | 0% | 0% | 1 | 24.54% | 0% | 0% | 1 | 61.88% | 0% | 0% | 2 | 80.45% | 0% | 0% | 3 | 23.22% | 0% | 0% | 1 | 7.469% | 0% | 0% | 1
112 | Johanna | GREATER LA METRO | 0 | 0 | 10 | 0% | 0% | 1 | 82.3267 | 0% | 0% | 4 | 0% | 0% | 0% | 1 | 0 | 2 | 0% | 0% | 0% | 1 | 0% | 0% | 0% | 1 | 100% | 0% | 0% | 5 | 100% | 0% | 0% | 5 | 100% | 0% | 0% | 5 | 0% | 0% | 0% | 1 | 41.6% | 0% | 0% | 1 |  | 0% | 0% | 1 | 48 | 0% | 0% | 4 | 0.464% | 0% | 0% | 1 | 0 | 2 | 2.499% | 12.83% | 15.32% | 3 | 6.555% | 0% | 0% | 1 | 16.95% | 0% | 0% | 1 | 79.85% | 0% | 0% | 3 | 87.74% | 0% | 0% | 3 | 0.675% | 0% | 0% | 1 | 8.381% | 0% | 0% | 1 |  | 0% | 0% | 1 | 47 | 0% | 0% | 4 | 0.1869% | 0% | 0% | 1 | 0 | 2 | 1.1% | 57.14% | 58.24% | 5 | 21.99% | 0% | 0% | 1 | 35.1% | 0% | 0% | 1 | 72.33% | 0% | 0% | 3 | 90.71% | 0% | 0% | 4 | 34.89% | 0% | 0% | 1 | 8.758% | 0% | 0% | 1 |  | 0% | 0% | 1 | 46 | 0% | 0% | 4 | 0.7677% | 0% | 0% | 1 | 0 | 2 | 20.03% | 57.6% | 77.63% | 5 | 34.25% | 0% | 0% | 1 | 22.88% | 0% | 0% | 1 | 54.81% | 0% | 0% | 2 | 81.33% | 0% | 0% | 3 | 35.49% | 0% | 0% | 1 | 15.65% | 0% | 0% | 1
113 | Lewis | GREATER LA METRO | 0 | 0 | 10 | 0% | 0% | 1 | 0 | 0% | 0% | 1 | 0% | 0% | 0% | 1 | 0 | 2 | 0% | 0% | 0% | 1 | 0% | 0% | 0% | 1 | 0% | 0% | 0% | 1 | 0% | 0% | 0% | 1 | 0% | 0% | 0% | 1 | 0% | 0% | 0% | 1 | 0% | 0% | 0% | 1 |  | 0% | 0% | 1 | 22.503 | 0% | 0% | 3 | 0% | 0% | 0% | 1 | 0 | 2 | 0% | 100% | 100% | 5 | 0.2297% | 0% | 0% | 1 | 13.4% | 0% | 0% | 1 | 0% | 0% | 0% | 1 | 13.63% | 0% | 0% | 1 | 4.561% | 0% | 0% | 1 | 15.34% | 0% | 0% | 1 |  | 0% | 0% | 1 | 47 | 0% | 0% | 4 | 0.1366% | 0% | 0% | 1 | 0 | 2 | 4.17% | 63.11% | 67.28% | 5 | 35.88% | 0% | 0% | 1 | 13.03% | 0% | 0% | 1 | 45.55% | 0% | 0% | 1 | 79.91% | 0% | 0% | 3 | 29.55% | 0% | 0% | 1 | 9.55% | 0% | 0% | 1 |  | 0% | 0% | 1 | 45 | 0% | 0% | 4 | 2.081% | 0% | 0% | 1 | 0 | 2 | 12.29% | 56.99% | 69.28% | 5 | 28.42% | 0% | 0% | 1 | 16.7% | 0% | 0% | 1 | 48.67% | 0% | 0% | 1 | 74.27% | 0% | 0% | 3 | 29.72% | 0% | 0% | 1 | 15.64% | 0% | 0% | 1
114 | Santiago | GREATER LA METRO | 0 | 0 | 10 | 0% | 0% | 1 | 55.5 | 0% | 0% | 4 | 3.78% | 0% | 0% | 1 | 0 | 2 | 20.24% | 43.61% | 63.85% | 5 | 23.48% | 0% | 0% | 1 | 0% | 0% | 0% | 1 | 10.55% | 0% | 0% | 1 | 34.04% | 0% | 0% | 1 | 2.22% | 0% | 0% | 1 | 9.912% | 0% | 0% | 1 |  | 0% | 0% | 1 | 40.3333 | 0% | 0% | 4 | 0.5057% | 0% | 0% | 1 | 0 | 2 | 4.17% | 74.74% | 78.91% | 5 | 19.23% | 0% | 0% | 1 | 55.45% | 0% | 0% | 2 | 69.67% | 0% | 0% | 2 | 88.4% | 0% | 0% | 3 | 22.18% | 0% | 0% | 1 | 9.075% | 0% | 0% | 1 |  | 0% | 0% | 1 | 48 | 0% | 0% | 4 | 0.208% | 0% | 0% | 1 | 0 | 2 | 22.15% | 53.07% | 75.22% | 5 | 35.68% | 0% | 0% | 1 | 35.87% | 0% | 0% | 1 | 69.68% | 0% | 0% | 2 | 89.26% | 0% | 0% | 3 | 44.44% | 0% | 0% | 1 | 10.38% | 0% | 0% | 1 |  | 0% | 0% | 1 | 44 | 0% | 0% | 4 | 0.448% | 0% | 0% | 1 | 0 | 2 | 37.55% | 46.97% | 84.52% | 5 | 38.58% | 0% | 0% | 1 | 33.37% | 0% | 0% | 1 | 59.05% | 0% | 0% | 2 | 84.67% | 0% | 0% | 3 | 46.76% | 0% | 0% | 1 | 12.33% | 0% | 0% | 1
115 | Serrano | GREATER LA METRO | 0 | 0 | 10 | 0% | 0% | 1 | 2.6112 | 0% | 0% | 1 | 0% | 0% | 0% | 1 | 0 | 2 | 0% | 100% | 100% | 5 | 0% | 0% | 0% | 1 | 68.16% | 0% | 0% | 2 | 15.92% | 0% | 0% | 1 | 68.16% | 0% | 0% | 2 | 27.92% | 0% | 0% | 1 | 5.63% | 0% | 0% | 1 |  | 0% | 0% | 1 | 10.5148 | 0% | 0% | 1 | 0.03244% | 0% | 0% | 1 | 0 | 2 | 2.708% | 97.25% | 99.96% | 5 | 52.81% | 0% | 0% | 2 | 10.39% | 0% | 0% | 1 | 27.53% | 0% | 0% | 1 | 76.62% | 0% | 0% | 3 | 48.13% | 0% | 0% | 1 | 12.16% | 0% | 0% | 1 |  | 0% | 0% | 1 | 16.1633 | 0% | 0% | 2 | 3.044% | 0% | 0% | 1 | 0 | 2 | 15.69% | 73.7% | 89.39% | 5 | 38% | 0% | 0% | 1 | 14.36% | 0% | 0% | 1 | 37.58% | 0% | 0% | 1 | 71.11% | 0% | 0% | 3 | 40.27% | 0% | 0% | 1 | 18.67% | 0% | 0% | 1 |  | 0% | 0% | 1 | 45.6667 | 0% | 0% | 4 | 4.21% | 0% | 0% | 1 | 0 | 2 | 13.88% | 55.59% | 69.46% | 5 | 30.55% | 0% | 0% | 1 | 21.58% | 0% | 0% | 1 | 47.01% | 0% | 0% | 1 | 73.5% | 0% | 0% | 3 | 30.46% | 0% | 0% | 1 | 14.5% | 0% | 0% | 1
116 | Villa Park | GREATER LA METRO | 0 | 0 | 10 | 0% | 0% | 1 | 30.495 | 0% | 0% | 4 | 0% | 0% | 0% | 1 | 0 | 2 | 0% | 100% | 100% | 5 | 0% | 0% | 0% | 1 | 0% | 0% | 0% | 1 | 0% | 0% | 0% | 1 | 0% | 0% | 0% | 1 | 0% | 0% | 0% | 1 | 0% | 0% | 0% | 1 |  | 0% | 0% | 1 | 13.7644 | 0% | 0% | 2 | 0.06554% | 0% | 0% | 1 | 0 | 2 | 1.244% | 98.65% | 99.89% | 5 | 67.02% | 0% | 0% | 2 | 6.386% | 0% | 0% | 1 | 8.478% | 0% | 0% | 1 | 78.11% | 0% | 0% | 3 | 39.54% | 0% | 0% | 1 | 13.86% | 0% | 0% | 1 |  | 0% | 0% | 1 | 47 | 0% | 0% | 4 | 1.963% | 0% | 0% | 1 | 0 | 2 | 15.42% | 62.59% | 78% | 5 | 33.84% | 0% | 0% | 1 | 14.67% | 0% | 0% | 1 | 48.33% | 0% | 0% | 1 | 79.48% | 0% | 0% | 3 | 32.03% | 0% | 0% | 1 | 18.02% | 0% | 0% | 1 |  | 0% | 0% | 1 | 46 | 0% | 0% | 4 | 4.606% | 0% | 0% | 1 | 0 | 2 | 12.43% | 56.7% | 69.13% | 5 | 30.51% | 0% | 0% | 1 | 15.24% | 0% | 0% | 1 | 45.31% | 0% | 0% | 1 | 71.18% | 0% | 0% | 3 | 31.33% | 0% | 0% | 1 | 14.78% | 0% | 0% | 1
117 | Capistrano | GREATER LA METRO | 0 | 0 | 10 | 0% | 0% | 1 | 69 | 0% | 0% | 4 | 0.5554% | 0% | 0% | 1 | 0 | 2 | 80.69% | 0% | 80.69% | 5 | 33.75% | 0% | 0% | 1 | 63.81% | 0% | 0% | 2 | 76.68% | 0% | 0% | 3 | 76.68% | 0% | 0% | 3 | 14.45% | 0% | 0% | 1 | 8.287% | 0% | 0% | 1 |  | 0% | 0% | 1 | 50.0661 | 0% | 0% | 4 | 0.1566% | 0% | 0% | 1 | 0 | 2 | 93.2% | 0.6563% | 93.86% | 5 | 20.81% | 0% | 0% | 1 | 63.67% | 0% | 0% | 2 | 69.83% | 0% | 0% | 2 | 74.73% | 0% | 0% | 3 | 53.39% | 0% | 0% | 2 | 5.616% | 0% | 0% | 1 |  | 0% | 0% | 1 | 43 | 0% | 0% | 4 | 0.2273% | 0% | 0% | 1 | 0 | 2 | 74.61% | 18.25% | 92.86% | 5 | 29.46% | 0% | 0% | 1 | 57.68% | 0% | 0% | 2 | 66.24% | 0% | 0% | 2 | 80.71% | 0% | 0% | 3 | 52.48% | 0% | 0% | 2 | 6.703% | 0% | 0% | 1 |  | 0% | 0% | 1 | 38 | 0% | 0% | 4 | 0.1783% | 0% | 0% | 1 | 0 | 2 | 46.1% | 46.27% | 92.37% | 5 | 49.73% | 0% | 0% | 1 | 48.98% | 0% | 0% | 1 | 59.64% | 0% | 0% | 2 | 89.67% | 0% | 0% | 3 | 51.6% | 0% | 0% | 2 | 7.265% | 0% | 0% | 1
118 | Trabuco | GREATER LA METRO | 0 | 0 | 10 | 0% | 0% | 1 | 65.6857 | 0% | 0% | 4 | 0% | 0% | 0% | 1 | 0 | 2 | 100% | 0% | 100% | 5 | 28.98% | 0% | 0% | 1 | 56.1% | 0% | 0% | 2 | 56.1% | 0% | 0% | 2 | 68.45% | 0% | 0% | 2 | 27.3% | 0% | 0% | 1 | 9.959% | 0% | 0% | 1 |  | 0% | 0% | 1 | 58.8667 | 0% | 0% | 4 | 0.3077% | 0% | 0% | 1 | 0 | 2 | 83.37% | 9.568% | 92.94% | 5 | 23.02% | 0% | 0% | 1 | 66.82% | 0% | 0% | 2 | 71.25% | 0% | 0% | 3 | 78.36% | 0% | 0% | 3 | 46.52% | 0% | 0% | 1 | 6.11% | 0% | 0% | 1 |  | 0% | 0% | 1 | 39.92 | 0% | 0% | 4 | 0.1898% | 0% | 0% | 1 | 0 | 2 | 60.86% | 31.55% | 92.41% | 5 | 39.05% | 0% | 0% | 1 | 49.7% | 0% | 0% | 1 | 63.85% | 0% | 0% | 2 | 84.36% | 0% | 0% | 3 | 54.44% | 0% | 0% | 2 | 7.693% | 0% | 0% | 1 |  | 0% | 0% | 1 | 39.8121 | 0% | 0% | 4 | 0.09609% | 0% | 0% | 1 | 0 | 2 | 40.1% | 50.53% | 90.63% | 5 | 46.4% | 0% | 0% | 1 | 46.58% | 0% | 0% | 1 | 59.52% | 0% | 0% | 2 | 88.14% | 0% | 0% | 3 | 54.58% | 0% | 0% | 2 | 7.603% | 0% | 0% | 1
119 | Pleasant Grove | NORTHERN CALIFORNIA | 0 | 0 | 10 | 0% | 0% | 1 | 56 | 0% | 0% | 4 | 6.297% | 0% | 0% | 1 | 0 | 2 | 2.381% | 0% | 2.381% | 1 | 58.79% | 0% | 0% | 2 | 0% | 0% | 0% | 1 | 0% | 0% | 0% | 1 | 58.79% | 0% | 0% | 2 | 0% | 0% | 0% | 1 | 58.03% | 0% | 0% | 2 |  | 0% | 0% | 1 | 45.2476 | 0% | 0% | 4 | 8.059% | 0% | 0% | 1 | 0 | 2 | 9.254% | 0% | 9.254% | 1 | 42.44% | 0% | 0% | 1 | 0% | 0% | 0% | 1 | 0.01033% | 0% | 0% | 1 | 42.45% | 0% | 0% | 1 | 0.6577% | 0% | 0% | 1 | 33.63% | 0% | 0% | 1 |  | 0% | 0% | 1 | 21.2 | 0% | 0% | 3 | 23.51% | 0% | 0% | 1 | 0 | 2 | 19.66% | 0.4221% | 20.08% | 2 | 40.51% | 0% | 0% | 1 | 2.609% | 0% | 0% | 1 | 19.55% | 0% | 0% | 1 | 59.37% | 0% | 0% | 2 | 8.641% | 0% | 0% | 1 | 19.38% | 0% | 0% | 1 |  | 0% | 0% | 1 | 23.0316 | 0% | 0% | 3 | 22.91% | 0% | 0% | 1 | 0 | 2 | 26.3% | 2.947% | 29.24% | 2 | 55.42% | 0% | 0% | 2 | 9.349% | 0% | 0% | 1 | 26.63% | 0% | 0% | 1 | 72.25% | 0% | 0% | 3 | 15.11% | 0% | 0% | 1 | 16.02% | 0% | 0% | 1
120 | Summit | NORTHERN CALIFORNIA | 0 | 0 | 10 | 0% | 0% | 1 | 21.2 | 0% | 0% | 3 | 0% | 0% | 0% | 1 | 0 | 2 | 48.21% | 0% | 48.21% | 2 | 7.134% | 0% | 0% | 1 | 8.325% | 0% | 0% | 1 | 52.31% | 0% | 0% | 2 | 57.45% | 0% | 0% | 2 | 68.83% | 0% | 0% | 2 | 7.878% | 0% | 0% | 1 |  | 0% | 0% | 1 | 35 | 0% | 0% | 4 | 0% | 0% | 0% | 1 | 0 | 2 | 31.76% | 6.462% | 38.22% | 2 | 13.29% | 0% | 0% | 1 | 9.034% | 0% | 0% | 1 | 42.38% | 0% | 0% | 1 | 52.17% | 0% | 0% | 2 | 67.14% | 0% | 0% | 2 | 9.05% | 0% | 0% | 1 |  | 0% | 0% | 1 | 29 | 0% | 0% | 3 | 0% | 0% | 0% | 1 | 0 | 2 | 56.13% | 3.192% | 59.32% | 3 | 24.66% | 0% | 0% | 1 | 15.44% | 0% | 0% | 1 | 31.49% | 0% | 0% | 1 | 50.53% | 0% | 0% | 2 | 63.01% | 0% | 0% | 2 | 8.776% | 0% | 0% | 1 |  | 0% | 0% | 1 | 17.9635 | 0% | 0% | 2 | 0.08317% | 0% | 0% | 1 | 0 | 2 | 62.15% | 5.271% | 67.42% | 3 | 34.42% | 0% | 0% | 1 | 10.82% | 0% | 0% | 1 | 21.76% | 0% | 0% | 1 | 51.19% | 0% | 0% | 2 | 61.38% | 0% | 0% | 2 | 8.712% | 0% | 0% | 1
121 | Devers | RIVERSIDE | 400 | 4000 | 10 | 89.73% | 0% | 4 | 33.2467 | 835.6% | 50.25% | 5 | 0% | 0% | 0% | 1 | 0 | 2 | 14.96% | 0% | 14.96% | 1 | 31.76% | 33.34% | 0% | 2 | 71.52% | 79.91% | 0% | 4 | 61.53% | 59.15% | 0% | 3 | 74.56% | 89.45% | 0% | 4 | 11.95% | 25.84% | 0% | 2 | 0.03385% | 89.45% | 0% | 4 |  | 37.56% | 0% | 2 | 32.28 | 229.5% | 17.38% | 5 | 0% | 0% | 0% | 1 | 0 | 2 | 19.17% | 0.4012% | 19.57% | 2 | 34.28% | 18.34% | 0% | 1 | 55.1% | 26.85% | 0% | 2 | 42.34% | 20.91% | 0% | 2 | 63.88% | 33.37% | 0% | 2 | 15.54% | 14.27% | 0% | 1 | 0.09677% | 33.37% | 0% | 2 |  | 21.86% | 0% | 2 | 35.0564 | 40.73% | 0% | 4 | 0% | 0% | 0% | 1 | 0 | 2 | 25.82% | 20.29% | 46.11% | 4 | 30.77% | 8.9% | 0% | 1 | 40.7% | 10.39% | 0% | 1 | 40.45% | 10.35% | 0% | 1 | 57.87% | 14.62% | 0% | 2 | 29.96% | 8.797% | 0% | 1 | 0.8058% | 14.62% | 0% | 1 |  | 15.07% | 0% | 1 | 28.6667 | 14.35% | 0% | 3 | 0.01587% | 0% | 0% | 1 | 0 | 2 | 27.8% | 41.53% | 69.33% | 5 | 33.62% | 4.567% | 0% | 1 | 36.88% | 4.803% | 0% | 1 | 49.11% | 5.957% | 0% | 1 | 64.59% | 8.562% | 0% | 2 | 45.63% | 5.575% | 0% | 1 | 2.27% | 8.562% | 0% | 1
122 | Kern | RIVERSIDE | 0 | 0 | 0 | 0% | 0% | 1 | 3.8557 | 0% | 0% | 1 | 0% | 0% | 0% | 1 | 0 | 2 | 0% | 0% | 0% | 1 | 12.76% | 0% | 0% | 1 | 43.62% | 0% | 0% | 1 | 0% | 0% | 0% | 1 | 56.32% | 0% | 0% | 2 | 71.19% | 0% | 0% | 3 | 0% | 0% | 0% | 1 |  | 0% | 0% | 1 | 4.0372 | 0% | 0% | 1 | 0% | 0% | 0% | 1 | 0 | 2 | 0% | 0% | 0% | 1 | 11.71% | 0% | 0% | 1 | 33.94% | 0% | 0% | 1 | 0% | 0% | 0% | 1 | 43.95% | 0% | 0% | 1 | 55.4% | 0% | 0% | 2 | 0% | 0% | 0% | 1 |  | 0% | 0% | 1 | 4.6427 | 0% | 0% | 1 | 0% | 0% | 0% | 1 | 0 | 2 | 0% | 0% | 0% | 1 | 9.275% | 0% | 0% | 1 | 19.81% | 0% | 0% | 1 | 0% | 0% | 0% | 1 | 28.11% | 0% | 0% | 1 | 32.86% | 0% | 0% | 1 | 0.7506% | 0% | 0% | 1 |  | 0% | 0% | 1 | 3.8092 | 0% | 0% | 1 | 0% | 0% | 0% | 1 | 0 | 2 | 0% | 0% | 0% | 1 | 25.29% | 0% | 0% | 1 | 15.68% | 0% | 0% | 1 | 1.863% | 0% | 0% | 1 | 38.47% | 0% | 0% | 1 | 31.43% | 0% | 0% | 1 | 1.72% | 0% | 0% | 1
123 | Mirage | RIVERSIDE | 132 | 1320 | 0 | 38.68% | 0% | 2 | 35.6061 | 141.7% | 8.613% | 5 | 0% | 0% | 0% | 1 | 0 | 2 | 0% | 0% | 0% | 1 | 14.73% | 17.2% | 0% | 1 | 20.31% | 18.4% | 0% | 1 | 13.28% | 16.91% | 0% | 1 | 35.04% | 22.57% | 0% | 2 | 28.45% | 20.5% | 0% | 2 | 0% | 22.57% | 0% | 2 |  | 8.28% | 0% | 1 | 36.6 | 102.5% | 0.2527% | 5 | 0.4601% | 0% | 0% | 1 | 0 | 2 | 12.5% | 0% | 12.5% | 1 | 11.91% | 4.427% | 0% | 1 | 24.31% | 5.152% | 0% | 1 | 14.44% | 4.558% | 0% | 1 | 33.62% | 5.874% | 0% | 1 | 23.04% | 5.067% | 0% | 1 | 0.009394% | 5.874% | 0% | 1 |  | 6.009% | 0% | 1 | 33.9055 | 54.16% | 0% | 4 | 2.133% | 0% | 0% | 1 | 0 | 2 | 7.915% | 0% | 7.915% | 1 | 11.77% | 2.526% | 0% | 1 | 38.72% | 3.637% | 0% | 1 | 28.62% | 3.123% | 0% | 1 | 45.03% | 4.055% | 0% | 1 | 21.59% | 2.843% | 0% | 1 | 0.02354% | 4.055% | 0% | 1 |  | 4.083% | 0% | 1 | 25.125 | 17.66% | 0% | 3 | 9.794% | 0% | 0% | 1 | 0 | 2 | 15.34% | 6.614% | 21.96% | 2 | 17.62% | 1.367% | 0% | 1 | 38.73% | 1.839% | 0% | 1 | 31.27% | 1.639% | 0% | 1 | 49.87% | 2.247% | 0% | 1 | 29.2% | 1.591% | 0% | 1 | 0.6259% | 2.247% | 0% | 1
124 | Valley (SCE) | RIVERSIDE | 0 | 0 | 10 | 0% | 0% | 1 | 45.5 | 0% | 0% | 4 | 1.401% | 0% | 0% | 1 | 0 | 2 | 85.61% | 0% | 85.61% | 5 | 0.08591% | 0% | 0% | 1 | 21.79% | 0% | 0% | 1 | 64% | 0% | 0% | 2 | 64.09% | 0% | 0% | 2 | 1.028% | 0% | 0% | 1 | 2.164% | 0% | 0% | 1 |  | 0% | 0% | 1 | 31 | 0% | 0% | 4 | 3.942% | 0% | 0% | 1 | 0 | 2 | 66.46% | 10.26% | 76.72% | 5 | 0.4281% | 0% | 0% | 1 | 33.97% | 0% | 0% | 1 | 51.78% | 0% | 0% | 2 | 52.18% | 0% | 0% | 2 | 7.697% | 0% | 0% | 1 | 6.126% | 0% | 0% | 1 |  | 0% | 0% | 1 | 29 | 0% | 0% | 3 | 3.435% | 0% | 0% | 1 | 0 | 2 | 35.71% | 48.83% | 84.55% | 5 | 19.18% | 0% | 0% | 1 | 45.41% | 0% | 0% | 1 | 64.65% | 0% | 0% | 2 | 67.46% | 0% | 0% | 2 | 22.98% | 0% | 0% | 1 | 5.687% | 0% | 0% | 1 |  | 0% | 0% | 1 | 28.875 | 0% | 0% | 3 | 2.605% | 0% | 0% | 1 | 0 | 2 | 20.53% | 70.72% | 91.25% | 5 | 26.15% | 0% | 0% | 1 | 39.09% | 0% | 0% | 1 | 58.88% | 0% | 0% | 2 | 70.67% | 0% | 0% | 3 | 29.35% | 0% | 0% | 1 | 5.129% | 0% | 0% | 1
125 | Gold Hill | NORTHERN CALIFORNIA | 0 | 0 | 10 | 0% | 0% | 1 | 59 | 0% | 0% | 4 | 0% | 0% | 0% | 1 | 0 | 2 | 1.882% | 0.5397% | 2.422% | 2 | 59.55% | 0% | 0% | 2 | 10.17% | 0% | 0% | 1 | 0% | 0% | 0% | 1 | 60.27% | 0% | 0% | 2 | 72.77% | 0% | 0% | 3 | 18.11% | 0% | 0% | 1 |  | 0% | 0% | 1 | 48 | 0% | 0% | 4 | 0.1986% | 0% | 0% | 1 | 0 | 2 | 11.37% | 26.87% | 38.24% | 4 | 48.24% | 0% | 0% | 1 | 22.51% | 0% | 0% | 1 | 19.63% | 0% | 0% | 1 | 57.98% | 0% | 0% | 2 | 59.67% | 0% | 0% | 2 | 17.76% | 0% | 0% | 1 |  | 0% | 0% | 1 | 37.1111 | 0% | 0% | 4 | 2.041% | 0% | 0% | 1 | 0 | 2 | 20.74% | 25.48% | 46.22% | 4 | 65.18% | 0% | 0% | 2 | 20.48% | 0% | 0% | 1 | 18.54% | 0% | 0% | 1 | 70.87% | 0% | 0% | 3 | 41.91% | 0% | 0% | 1 | 15.14% | 0% | 0% | 1 |  | 0% | 0% | 1 | 35.8 | 0% | 0% | 4 | 3.236% | 0% | 0% | 1 | 0 | 2 | 32.8% | 13.44% | 46.24% | 3 | 66.9% | 0% | 0% | 2 | 15.77% | 0% | 0% | 1 | 17.24% | 0% | 0% | 1 | 72.32% | 0% | 0% | 3 | 38.06% | 0% | 0% | 1 | 20.72% | 0% | 0% | 1
126 | Grand Island | NORTHERN CALIFORNIA | 0 | 0 | 0 | 0% | 0% | 1 | 11.1542 | 0% | 0% | 1 | 49.14% | 0% | 0% | 1 | 0 | 2 | 0% | 0% | 0% | 1 | 0% | 0% | 0% | 1 | 6.754% | 0% | 0% | 1 | 6.754% | 0% | 0% | 1 | 6.754% | 0% | 0% | 1 | 0% | 0% | 0% | 1 | 6.429% | 0% | 0% | 1 |  | 0% | 0% | 1 | 9.6947 | 0% | 0% | 1 | 47.92% | 0% | 0% | 1 | 0 | 2 | 0% | 0% | 0% | 1 | 7.912% | 0% | 0% | 1 | 14.13% | 0% | 0% | 1 | 15.5% | 0% | 0% | 1 | 21.71% | 0% | 0% | 1 | 0.01378% | 0% | 0% | 1 | 9.335% | 0% | 0% | 1 |  | 0% | 0% | 1 | 9.0027 | 0% | 0% | 1 | 43.89% | 0% | 0% | 1 | 0 | 2 | 0% | 0% | 0% | 1 | 10.8% | 0% | 0% | 1 | 24.98% | 0% | 0% | 1 | 28.44% | 0% | 0% | 1 | 34.27% | 0% | 0% | 1 | 0.5522% | 0% | 0% | 1 | 12.52% | 0% | 0% | 1 |  | 0% | 0% | 1 | 9.7978 | 0% | 0% | 1 | 45.18% | 0% | 0% | 1 | 0 | 2 | 0% | 0% | 0% | 1 | 11.89% | 0% | 0% | 1 | 24.51% | 0% | 0% | 1 | 28.56% | 0% | 0% | 1 | 36.27% | 0% | 0% | 1 | 0.7002% | 0% | 0% | 1 | 12.77% | 0% | 0% | 1
127 | Chino | GREATER LA METRO | 0 | 0 | 10 | 0% | 0% | 1 | 47.5 | 0% | 0% | 4 | 21.78% | 0% | 0% | 1 | 0 | 2 | 14.32% | 10.85% | 25.17% | 3 | 0.187% | 0% | 0% | 1 | 0% | 0% | 0% | 1 | 12.67% | 0% | 0% | 1 | 12.86% | 0% | 0% | 1 | 0.07603% | 0% | 0% | 1 | 8% | 0% | 0% | 1 |  | 0% | 0% | 1 | 41.8974 | 0% | 0% | 4 | 10.17% | 0% | 0% | 1 | 0 | 2 | 23.51% | 44.06% | 67.57% | 5 | 31.77% | 0% | 0% | 1 | 2.927% | 0% | 0% | 1 | 23.04% | 0% | 0% | 1 | 54.6% | 0% | 0% | 2 | 15.66% | 0% | 0% | 1 | 19.73% | 0% | 0% | 1 |  | 0% | 0% | 1 | 20.3077 | 0% | 0% | 3 | 7.122% | 0% | 0% | 1 | 0 | 2 | 17.91% | 59.37% | 77.28% | 5 | 35.9% | 0% | 0% | 1 | 8.521% | 0% | 0% | 1 | 27.73% | 0% | 0% | 1 | 60.04% | 0% | 0% | 2 | 31.47% | 0% | 0% | 1 | 18.97% | 0% | 0% | 1 |  | 0% | 0% | 1 | 20.6667 | 0% | 0% | 3 | 4.684% | 0% | 0% | 1 | 0 | 2 | 20.59% | 57.91% | 78.5% | 5 | 38.83% | 0% | 0% | 1 | 24.26% | 0% | 0% | 1 | 42.74% | 0% | 0% | 1 | 73.53% | 0% | 0% | 3 | 33.39% | 0% | 0% | 1 | 16.03% | 0% | 0% | 1
128 | Kramer | GREATER KRAMER | 686 | 6860 | 20 | 999.9% | 105.2% | 5 | 46 | 1525194% | 379.8% | 5 | 0% | 0% | 0% | 1 | 0 | 2 | 0% | 0% | 0% | 1 | 100% | 999% | 105.2% | 5 | 51.21% | 215.6% | 110.1% | 5 | 0% | 105.2% | 999.9% | 5 | 100% | 999% | 105.2% | 5 | 36.92% | 166.7% | 114% | 5 | 1.237% | 999% | 105.2% | 5 |  | 802.2% | 25.65% | 5 | 32.4111 | 182.5% | 28.17% | 5 | 0% | 0% | 0% | 1 | 0 | 2 | 0% | 0% | 0% | 1 | 94.28% | 494.4% | 23.92% | 5 | 33.43% | 42.47% | 0% | 2 | 0% | 28.27% | 0% | 2 | 95.61% | 643.4% | 24.97% | 5 | 47.77% | 54.12% | 0% | 3 | 0.4203% | 643.4% | 24.97% | 5 |  | 93.3% | 0% | 4 | 27.215 | 71.43% | 0% | 3 | 0% | 0% | 0% | 1 | 0 | 2 | 0% | 0% | 0% | 1 | 52.46% | 19.73% | 0% | 2 | 34.15% | 14.24% | 0% | 1 | 3.558% | 9.726% | 0% | 1 | 75.26% | 37.92% | 0% | 3 | 58.54% | 22.62% | 0% | 2 | 1.307% | 37.92% | 0% | 2 |  | 18.22% | 0% | 1 | 41 | 56.9% | 0% | 4 | 0.009127% | 0% | 0% | 1 | 0 | 2 | 0% | 0% | 0% | 1 | 40.68% | 8.044% | 0% | 1 | 26.48% | 6.49% | 0% | 1 | 3.023% | 4.921% | 0% | 1 | 60.18% | 11.98% | 0% | 2 | 46.04% | 8.843% | 0% | 1 | 0.817% | 11.98% | 0% | 1
129 | Lugo | GREATER KRAMER | 0 | 0 | 10 | 0% | 0% | 1 | 23 | 0% | 0% | 3 | 0.01104% | 0% | 0% | 1 | 0 | 2 | 57.35% | 36.94% | 94.28% | 5 | 44.63% | 0% | 0% | 1 | 88.25% | 0% | 0% | 3 | 72.22% | 0% | 0% | 3 | 96.64% | 0% | 0% | 5 | 38.37% | 0% | 0% | 1 | 5.104% | 0% | 0% | 1 |  | 0% | 0% | 1 | 24.7636 | 0% | 0% | 3 | 0.003024% | 0% | 0% | 1 | 0 | 2 | 36.55% | 46.43% | 82.99% | 5 | 46.99% | 0% | 0% | 1 | 70.84% | 0% | 0% | 3 | 61.78% | 0% | 0% | 2 | 86.98% | 0% | 0% | 3 | 40.5% | 0% | 0% | 1 | 3.906% | 0% | 0% | 1 |  | 0% | 0% | 1 | 39.25 | 0% | 0% | 4 | 0.0067% | 0% | 0% | 1 | 0 | 2 | 26.43% | 34.88% | 61.31% | 5 | 49.99% | 0% | 0% | 1 | 60.37% | 0% | 0% | 2 | 52% | 0% | 0% | 2 | 83.76% | 0% | 0% | 3 | 29.05% | 0% | 0% | 1 | 3.135% | 0% | 0% | 1 |  | 0% | 0% | 1 | 41.3333 | 0% | 0% | 4 | 0.04974% | 0% | 0% | 1 | 0 | 2 | 19.28% | 21.34% | 40.62% | 4 | 44.97% | 0% | 0% | 1 | 51.55% | 0% | 0% | 2 | 36.32% | 0% | 0% | 1 | 74.4% | 0% | 0% | 3 | 25.85% | 0% | 0% | 1 | 2.14% | 0% | 0% | 1
130 | Mira Loma | GREATER LA METRO | 0 | 0 | 10 | 0% | 0% | 1 | 54.28 | 0% | 0% | 4 | 26.16% | 0% | 0% | 1 | 0 | 2 | 0% | 0% | 0% | 1 | 0% | 0% | 0% | 1 | 0% | 0% | 0% | 1 | 0% | 0% | 0% | 1 | 0% | 0% | 0% | 1 | 0% | 0% | 0% | 1 | 0.1407% | 0% | 0% | 1 |  | 0% | 0% | 1 | 49 | 0% | 0% | 4 | 15.95% | 0% | 0% | 1 | 0 | 2 | 30.84% | 18.3% | 49.14% | 3 | 11.04% | 0% | 0% | 1 | 4.146% | 0% | 0% | 1 | 35.66% | 0% | 0% | 1 | 46.79% | 0% | 0% | 1 | 3.811% | 0% | 0% | 1 | 23.52% | 0% | 0% | 1 |  | 0% | 0% | 1 | 27.3857 | 0% | 0% | 3 | 6.531% | 0% | 0% | 1 | 0 | 2 | 23.4% | 47.92% | 71.31% | 5 | 31.15% | 0% | 0% | 1 | 17.65% | 0% | 0% | 1 | 42.25% | 0% | 0% | 1 | 68.08% | 0% | 0% | 2 | 29.18% | 0% | 0% | 1 | 16.46% | 0% | 0% | 1 |  | 0% | 0% | 1 | 28.3333 | 0% | 0% | 3 | 2.883% | 0% | 0% | 1 | 0 | 2 | 24.19% | 58.47% | 82.66% | 5 | 41.39% | 0% | 0% | 1 | 38.91% | 0% | 0% | 1 | 52.43% | 0% | 0% | 2 | 78.73% | 0% | 0% | 3 | 28.44% | 0% | 0% | 1 | 12.38% | 0% | 0% | 1
131 | Padua | GREATER LA METRO | 0 | 0 | 10 | 0% | 0% | 1 | 8.0923 | 0% | 0% | 1 | 0% | 0% | 0% | 1 | 0 | 2 | 2.392% | 97.61% | 100% | 5 | 100% | 0% | 0% | 5 | 53.49% | 0% | 0% | 2 | 0% | 0% | 0% | 1 | 100% | 0% | 0% | 5 | 69.92% | 0% | 0% | 2 | 28.54% | 0% | 0% | 1 |  | 0% | 0% | 1 | 45.49 | 0% | 0% | 4 | 15.84% | 0% | 0% | 1 | 0 | 2 | 7.987% | 31.17% | 39.16% | 5 | 34.91% | 0% | 0% | 1 | 19.99% | 0% | 0% | 1 | 16.35% | 0% | 0% | 1 | 38.24% | 0% | 0% | 1 | 21.76% | 0% | 0% | 1 | 11.12% | 0% | 0% | 1 |  | 0% | 0% | 1 | 33 | 0% | 0% | 4 | 6.65% | 0% | 0% | 1 | 0 | 2 | 20.39% | 58.39% | 78.79% | 5 | 54.64% | 0% | 0% | 2 | 28.38% | 0% | 0% | 1 | 35.4% | 0% | 0% | 1 | 70.21% | 0% | 0% | 3 | 28.1% | 0% | 0% | 1 | 15.98% | 0% | 0% | 1 |  | 0% | 0% | 1 | 23.6545 | 0% | 0% | 3 | 2.9% | 0% | 0% | 1 | 0 | 2 | 28.95% | 61.8% | 90.75% | 5 | 51.31% | 0% | 0% | 2 | 54.37% | 0% | 0% | 2 | 61.16% | 0% | 0% | 2 | 84.12% | 0% | 0% | 3 | 34.7% | 0% | 0% | 1 | 10.31% | 0% | 0% | 1
132 | Pisgah | GREATER KRAMER | 0 | 0 | 10 | 0% | 0% | 1 | 3.0455 | 0% | 0% | 1 | 0% | 0% | 0% | 1 | 0 | 2 | 0% | 0% | 0% | 1 | 62.27% | 0% | 0% | 2 | 86.59% | 0% | 0% | 3 | 95.68% | 0% | 0% | 5 | 99.97% | 0% | 0% | 5 | 44.01% | 0% | 0% | 1 | 0.4391% | 0% | 0% | 1 |  | 0% | 0% | 1 | 2.8926 | 0% | 0% | 1 | 0% | 0% | 0% | 1 | 0 | 2 | 0% | 0% | 0% | 1 | 53.98% | 0% | 0% | 2 | 74.15% | 0% | 0% | 3 | 81.85% | 0% | 0% | 3 | 86.39% | 0% | 0% | 3 | 41.96% | 0% | 0% | 1 | 0.7164% | 0% | 0% | 1 |  | 0% | 0% | 1 | 12.6543 | 0% | 0% | 2 | 1.093% | 0% | 0% | 1 | 0 | 2 | 0% | 0% | 0% | 1 | 20.1% | 0% | 0% | 1 | 22.49% | 0% | 0% | 1 | 25.37% | 0% | 0% | 1 | 29.88% | 0% | 0% | 1 | 50.18% | 0% | 0% | 2 | 1.7% | 0% | 0% | 1 |  | 0% | 0% | 1 | 15.875 | 0% | 0% | 2 | 2.018% | 0% | 0% | 1 | 0 | 2 | 0% | 0% | 0% | 1 | 28.01% | 0% | 0% | 1 | 18.46% | 0% | 0% | 1 | 19.62% | 0% | 0% | 1 | 34.81% | 0% | 0% | 1 | 35.14% | 0% | 0% | 1 | 1.997% | 0% | 0% | 1
133 | Roadway | GREATER KRAMER | 221 | 2210 | 10 | 93.67% | 0% | 4 | 53 | 999% | 245.2% | 5 | 0.05684% | 0% | 0% | 1 | 0 | 2 | 0% | 0% | 0% | 1 | 45.48% | 20.72% | 0% | 2 | 74.73% | 44.71% | 0% | 3 | 4.618% | 11.84% | 0% | 1 | 87.86% | 93.07% | 0% | 4 | 7.673% | 12.24% | 0% | 1 | 0.6672% | 93.07% | 0% | 4 |  | 10.36% | 0% | 1 | 42.732 | 392.1% | 13.33% | 5 | 0.08897% | 0% | 0% | 1 | 0 | 2 | 0% | 0% | 0% | 1 | 40.79% | 4.738% | 0% | 1 | 47.85% | 5.38% | 0% | 1 | 17.4% | 3.397% | 0% | 1 | 65.2% | 8.063% | 0% | 2 | 17.73% | 3.41% | 0% | 1 | 1.386% | 8.063% | 0% | 1 |  | 4.512% | 0% | 1 | 40.6 | 213.4% | 4.208% | 5 | 0.124% | 0% | 0% | 1 | 0 | 2 | 5.721% | 0% | 5.721% | 1 | 29.46% | 2.024% | 0% | 1 | 44.48% | 2.572% | 0% | 1 | 15.33% | 1.686% | 0% | 1 | 58.53% | 3.443% | 0% | 2 | 19.98% | 1.784% | 0% | 1 | 1.064% | 3.443% | 0% | 1 |  | 3.364% | 0% | 1 | 38.8235 | 26.5% | 0% | 4 | 0.6317% | 0% | 0% | 1 | 0 | 2 | 10.13% | 6.21% | 16.34% | 2 | 43.96% | 1.3% | 0% | 1 | 47.32% | 1.383% | 0% | 1 | 21.75% | 0.9313% | 0% | 1 | 69.08% | 2.356% | 0% | 2 | 28.06% | 1.013% | 0% | 1 | 1.563% | 2.356% | 0% | 1
134 | Tortilla | GREATER KRAMER | 0 | 0 | 10 | 0% | 0% | 1 | 27.5 | 0% | 0% | 3 | 0.1229% | 0% | 0% | 1 | 0 | 2 | 0% | 0% | 0% | 1 | 76.6% | 0% | 0% | 3 | 90.33% | 0% | 0% | 4 | 13.58% | 0% | 0% | 1 | 100% | 0% | 0% | 5 | 19.94% | 0% | 0% | 1 | 2.865% | 0% | 0% | 1 |  | 0% | 0% | 1 | 22.3968 | 0% | 0% | 3 | 3.758% | 0% | 0% | 1 | 0 | 2 | 0% | 0% | 0% | 1 | 69.04% | 0% | 0% | 2 | 59.75% | 0% | 0% | 2 | 32.77% | 0% | 0% | 1 | 87.23% | 0% | 0% | 3 | 41.59% | 0% | 0% | 1 | 2.99% | 0% | 0% | 1 |  | 0% | 0% | 1 | 24.0079 | 0% | 0% | 3 | 2.099% | 0% | 0% | 1 | 0 | 2 | 0% | 0% | 0% | 1 | 61.53% | 0% | 0% | 2 | 51.1% | 0% | 0% | 2 | 19.5% | 0% | 0% | 1 | 79.84% | 0% | 0% | 3 | 47.24% | 0% | 0% | 1 | 2.997% | 0% | 0% | 1 |  | 0% | 0% | 1 | 23.75 | 0% | 0% | 3 | 1.598% | 0% | 0% | 1 | 0 | 2 | 0% | 0% | 0% | 1 | 59.53% | 0% | 0% | 2 | 40.6% | 0% | 0% | 1 | 17.79% | 0% | 0% | 1 | 75.27% | 0% | 0% | 3 | 44.43% | 0% | 0% | 1 | 3.468% | 0% | 0% | 1
135 | Victor | GREATER KRAMER | 0 | 0 | 10 | 0% | 0% | 1 | 57.6 | 0% | 0% | 4 | 0% | 0% | 0% | 1 | 0 | 2 | 0% | 0% | 0% | 1 | 0% | 0% | 0% | 1 | 53.9% | 0% | 0% | 2 | 8.265% | 0% | 0% | 1 | 53.9% | 0% | 0% | 2 | 2.854% | 0% | 0% | 1 | 0% | 0% | 0% | 1 |  | 0% | 0% | 1 | 49.5 | 0% | 0% | 4 | 0.01803% | 0% | 0% | 1 | 0 | 2 | 6.53% | 0% | 6.53% | 1 | 38.18% | 0% | 0% | 1 | 48.79% | 0% | 0% | 1 | 16.16% | 0% | 0% | 1 | 65.43% | 0% | 0% | 2 | 8.653% | 0% | 0% | 1 | 0.4505% | 0% | 0% | 1 |  | 0% | 0% | 1 | 41.7222 | 0% | 0% | 4 | 0.09957% | 0% | 0% | 1 | 0 | 2 | 14.29% | 9.929% | 24.21% | 2 | 31.31% | 0% | 0% | 1 | 57.29% | 0% | 0% | 2 | 29.59% | 0% | 0% | 1 | 67.49% | 0% | 0% | 2 | 20.17% | 0% | 0% | 1 | 1.643% | 0% | 0% | 1 |  | 0% | 0% | 1 | 38.0353 | 0% | 0% | 4 | 0.6733% | 0% | 0% | 1 | 0 | 2 | 11.59% | 12.01% | 23.59% | 3 | 46.46% | 0% | 0% | 1 | 48.53% | 0% | 0% | 1 | 26.29% | 0% | 0% | 1 | 71.2% | 0% | 0% | 3 | 27.07% | 0% | 0% | 1 | 1.788% | 0% | 0% | 1
136 | Vista (SCE) | RIVERSIDE | 0 | 0 | 10 | 0% | 0% | 1 | 64.85 | 0% | 0% | 4 | 0% | 0% | 0% | 1 | 0 | 2 | 2.419% | 91.12% | 93.54% | 5 | 4.214% | 0% | 0% | 1 | 89.53% | 0% | 0% | 3 | 89.53% | 0% | 0% | 3 | 93.75% | 0% | 0% | 4 | 27.02% | 0% | 0% | 1 | 3.216% | 0% | 0% | 1 |  | 0% | 0% | 1 | 37.3333 | 0% | 0% | 4 | 1.166% | 0% | 0% | 1 | 0 | 2 | 6.131% | 86.71% | 92.84% | 5 | 41.89% | 0% | 0% | 1 | 60.16% | 0% | 0% | 2 | 77.43% | 0% | 0% | 3 | 96.8% | 0% | 0% | 5 | 33.88% | 0% | 0% | 1 | 4.161% | 0% | 0% | 1 |  | 0% | 0% | 1 | 28.5429 | 0% | 0% | 3 | 1.53% | 0% | 0% | 1 | 0 | 2 | 18.4% | 74.84% | 93.24% | 5 | 42.55% | 0% | 0% | 1 | 44.84% | 0% | 0% | 1 | 59.18% | 0% | 0% | 2 | 83.01% | 0% | 0% | 3 | 36.58% | 0% | 0% | 1 | 5.054% | 0% | 0% | 1 |  | 0% | 0% | 1 | 25.6775 | 0% | 0% | 3 | 2.343% | 0% | 0% | 1 | 0 | 2 | 19.58% | 69.38% | 88.96% | 5 | 46.57% | 0% | 0% | 1 | 41.47% | 0% | 0% | 1 | 57.28% | 0% | 0% | 2 | 80.36% | 0% | 0% | 3 | 36.83% | 0% | 0% | 1 | 7.704% | 0% | 0% | 1
137 | Encina | SAN DIEGO | 0 | 0 | 10 | 0% | 0% | 1 | 5.6 | 0% | 0% | 1 | 0% | 0% | 0% | 1 | 0 | 2 | 0% | 0% | 0% | 1 | 17.64% | 0% | 0% | 1 | 84.38% | 0% | 0% | 3 | 89.06% | 0% | 0% | 3 | 89.06% | 0% | 0% | 3 | 0% | 0% | 0% | 1 | 12.52% | 0% | 0% | 1 |  | 0% | 0% | 1 | 6.5085 | 0% | 0% | 1 | 0.8881% | 0% | 0% | 1 | 0 | 2 | 37.66% | 0% | 37.66% | 2 | 26% | 0% | 0% | 1 | 55.73% | 0% | 0% | 2 | 57.79% | 0% | 0% | 2 | 71.72% | 0% | 0% | 3 | 0% | 0% | 0% | 1 | 16.78% | 0% | 0% | 1 |  | 0% | 0% | 1 | 47 | 0% | 0% | 4 | 6.415% | 0% | 0% | 1 | 0 | 2 | 92.2% | 0% | 92.2% | 5 | 61.09% | 0% | 0% | 2 | 37.02% | 0% | 0% | 1 | 48.51% | 0% | 0% | 1 | 78.26% | 0% | 0% | 3 | 1.575% | 0% | 0% | 1 | 5.932% | 0% | 0% | 1 |  | 0% | 0% | 1 | 46.5 | 0% | 0% | 4 | 5.431% | 0% | 0% | 1 | 0 | 2 | 76.53% | 20.46% | 96.99% | 5 | 43.83% | 0% | 0% | 1 | 19.11% | 0% | 0% | 1 | 34.53% | 0% | 0% | 1 | 56.56% | 0% | 0% | 2 | 1.407% | 0% | 0% | 1 | 7.185% | 0% | 0% | 1
138 | Escondido | SAN DIEGO | 0 | 0 | 10 | 0% | 0% | 1 | 35.5 | 0% | 0% | 4 | 1.554% | 0% | 0% | 1 | 0 | 2 | 100% | 0% | 100% | 5 | 21.49% | 0% | 0% | 1 | 28.81% | 0% | 0% | 1 | 6.523% | 0% | 0% | 1 | 49.23% | 0% | 0% | 1 | 3.423% | 0% | 0% | 1 | 7.8% | 0% | 0% | 1 |  | 0% | 0% | 1 | 39.3414 | 0% | 0% | 4 | 2.837% | 0% | 0% | 1 | 0 | 2 | 52.96% | 47.03% | 100% | 5 | 47.78% | 0% | 0% | 1 | 16.26% | 0% | 0% | 1 | 28.12% | 0% | 0% | 1 | 59.17% | 0% | 0% | 2 | 9.759% | 0% | 0% | 1 | 7.069% | 0% | 0% | 1 |  | 0% | 0% | 1 | 37 | 0% | 0% | 4 | 4.183% | 0% | 0% | 1 | 0 | 2 | 49.17% | 50.14% | 99.32% | 5 | 45.46% | 0% | 0% | 1 | 22.7% | 0% | 0% | 1 | 29.27% | 0% | 0% | 1 | 56.2% | 0% | 0% | 2 | 22.26% | 0% | 0% | 1 | 6.765% | 0% | 0% | 1 |  | 0% | 0% | 1 | 30.1016 | 0% | 0% | 4 | 3.492% | 0% | 0% | 1 | 0 | 2 | 34.79% | 64.32% | 99.11% | 5 | 52.71% | 0% | 0% | 2 | 19.16% | 0% | 0% | 1 | 29.44% | 0% | 0% | 1 | 62.22% | 0% | 0% | 2 | 29.75% | 0% | 0% | 1 | 6.76% | 0% | 0% | 1
139 | Kearny | SAN DIEGO | 0 | 0 | 0 | 0% | 0% | 1 | 2.7531 | 0% | 0% | 1 | 0% | 0% | 0% | 1 | 0 | 2 | 100% | 0% | 100% | 5 | 8.241% | 0% | 0% | 1 | 100% | 0% | 0% | 5 | 0% | 0% | 0% | 1 | 100% | 0% | 0% | 5 | 8.343% | 0% | 0% | 1 | 29.21% | 0% | 0% | 1 |  | 0% | 0% | 1 | 26.2857 | 0% | 0% | 3 | 0% | 0% | 0% | 1 | 0 | 2 | 25.11% | 0% | 25.11% | 2 | 24.87% | 0% | 0% | 1 | 26.06% | 0% | 0% | 1 | 48.12% | 0% | 0% | 1 | 72.38% | 0% | 0% | 3 | 5.496% | 0% | 0% | 1 | 1.628% | 0% | 0% | 1 |  | 0% | 0% | 1 | 26 | 0% | 0% | 3 | 0.05378% | 0% | 0% | 1 | 0 | 2 | 23.22% | 38.96% | 62.18% | 5 | 42.05% | 0% | 0% | 1 | 38.9% | 0% | 0% | 1 | 64.56% | 0% | 0% | 2 | 90.68% | 0% | 0% | 4 | 10.09% | 0% | 0% | 1 | 2.355% | 0% | 0% | 1 |  | 0% | 0% | 1 | 25.5 | 0% | 0% | 3 | 0.5849% | 0% | 0% | 1 | 0 | 2 | 26.23% | 63.53% | 89.76% | 5 | 47.45% | 0% | 0% | 1 | 54.94% | 0% | 0% | 2 | 71.91% | 0% | 0% | 3 | 89.43% | 0% | 0% | 3 | 22.71% | 0% | 0% | 1 | 4.085% | 0% | 0% | 1
140 | Miguel | SAN DIEGO | 0 | 0 | 10 | 0% | 0% | 1 | 34.3333 | 0% | 0% | 4 | 0% | 0% | 0% | 1 | 0 | 2 | 81.22% | 14.59% | 95.81% | 5 | 4.589% | 0% | 0% | 1 | 98.21% | 0% | 0% | 5 | 93.5% | 0% | 0% | 4 | 100% | 0% | 0% | 5 | 57.5% | 0% | 0% | 2 | 1.52% | 0% | 0% | 1 |  | 0% | 0% | 1 | 16.5 | 0% | 0% | 2 | 0% | 0% | 0% | 1 | 0 | 2 | 47.77% | 44.05% | 91.82% | 5 | 10.07% | 0% | 0% | 1 | 84.7% | 0% | 0% | 3 | 94.5% | 0% | 0% | 4 | 95.95% | 0% | 0% | 5 | 43.1% | 0% | 0% | 1 | 5.888% | 0% | 0% | 1 |  | 0% | 0% | 1 | 25.5 | 0% | 0% | 3 | 0.05475% | 0% | 0% | 1 | 0 | 2 | 18.66% | 66.68% | 85.34% | 5 | 23.61% | 0% | 0% | 1 | 60.94% | 0% | 0% | 2 | 85.12% | 0% | 0% | 3 | 88.61% | 0% | 0% | 3 | 34.62% | 0% | 0% | 1 | 3.941% | 0% | 0% | 1 |  | 0% | 0% | 1 | 18.0907 | 0% | 0% | 2 | 0.1503% | 0% | 0% | 1 | 0 | 2 | 10.96% | 80.79% | 91.75% | 5 | 24.97% | 0% | 0% | 1 | 49.21% | 0% | 0% | 1 | 77.15% | 0% | 0% | 3 | 84.1% | 0% | 0% | 3 | 44.48% | 0% | 0% | 1 | 3.231% | 0% | 0% | 1
141 | Mission | SAN DIEGO | 0 | 0 | 10 | 0% | 0% | 1 | 6.5556 | 0% | 0% | 1 | 0% | 0% | 0% | 1 | 0 | 2 | 0% | 0% | 0% | 1 | 11.15% | 0% | 0% | 1 | 12.17% | 0% | 0% | 1 | 89.35% | 0% | 0% | 3 | 89.35% | 0% | 0% | 3 | 0% | 0% | 0% | 1 | 0.5569% | 0% | 0% | 1 |  | 0% | 0% | 1 | 32.3833 | 0% | 0% | 4 | 0% | 0% | 0% | 1 | 0 | 2 | 12.6% | 0% | 12.6% | 1 | 13.9% | 0% | 0% | 1 | 26.37% | 0% | 0% | 1 | 68.98% | 0% | 0% | 2 | 81.89% | 0% | 0% | 3 | 2.448% | 0% | 0% | 1 | 1.82% | 0% | 0% | 1 |  | 0% | 0% | 1 | 26 | 0% | 0% | 3 | 0.03639% | 0% | 0% | 1 | 0 | 2 | 19.78% | 19.33% | 39.12% | 3 | 31.12% | 0% | 0% | 1 | 42.9% | 0% | 0% | 1 | 66.44% | 0% | 0% | 2 | 86.65% | 0% | 0% | 3 | 14.01% | 0% | 0% | 1 | 2.147% | 0% | 0% | 1 |  | 0% | 0% | 1 | 25.25 | 0% | 0% | 3 | 0.2577% | 0% | 0% | 1 | 0 | 2 | 25.21% | 61.53% | 86.74% | 5 | 44.12% | 0% | 0% | 1 | 58.94% | 0% | 0% | 2 | 76.37% | 0% | 0% | 3 | 93.06% | 0% | 0% | 4 | 21.3% | 0% | 0% | 1 | 4.167% | 0% | 0% | 1
142 | Old Town | SAN DIEGO | 0 | 0 | 10 | 0% | 0% | 1 | 26.2989 | 0% | 0% | 3 | 0% | 0% | 0% | 1 | 0 | 2 | 0% | 0% | 0% | 1 | 1.135% | 0% | 0% | 1 | 4.286% | 0% | 0% | 1 | 69.7% | 0% | 0% | 2 | 69.7% | 0% | 0% | 2 | 0% | 0% | 0% | 1 | 0.1695% | 0% | 0% | 1 |  | 0% | 0% | 1 | 27.6667 | 0% | 0% | 3 | 0% | 0% | 0% | 1 | 0 | 2 | 0.2024% | 0% | 0.2024% | 1 | 1.678% | 0% | 0% | 1 | 17.43% | 0% | 0% | 1 | 78.98% | 0% | 0% | 3 | 79.53% | 0% | 0% | 3 | 0.01688% | 0% | 0% | 1 | 1.354% | 0% | 0% | 1 |  | 0% | 0% | 1 | 26 | 0% | 0% | 3 | 0% | 0% | 0% | 1 | 0 | 2 | 12.91% | 0% | 12.91% | 1 | 13.31% | 0% | 0% | 1 | 29.14% | 0% | 0% | 1 | 70.23% | 0% | 0% | 3 | 82.55% | 0% | 0% | 3 | 2.36% | 0% | 0% | 1 | 2.245% | 0% | 0% | 1 |  | 0% | 0% | 1 | 25 | 0% | 0% | 3 | 0.03394% | 0% | 0% | 1 | 0 | 2 | 38.39% | 35.21% | 73.6% | 5 | 30.09% | 0% | 0% | 1 | 60.75% | 0% | 0% | 2 | 77.15% | 0% | 0% | 3 | 94.28% | 0% | 0% | 4 | 21.79% | 0% | 0% | 1 | 4.269% | 0% | 0% | 1
143 | Penasquitos | SAN DIEGO | 0 | 0 | 10 | 0% | 0% | 1 | 14.9024 | 0% | 0% | 2 | 0% | 0% | 0% | 1 | 0 | 2 | 0% | 0% | 0% | 1 | 3.051% | 0% | 0% | 1 | 54.93% | 0% | 0% | 2 | 72.32% | 0% | 0% | 3 | 72.32% | 0% | 0% | 3 | 0% | 0% | 0% | 1 | 10.78% | 0% | 0% | 1 |  | 0% | 0% | 1 | 14.1199 | 0% | 0% | 2 | 0.4605% | 0% | 0% | 1 | 0 | 2 | 76.61% | 0% | 76.61% | 5 | 25.02% | 0% | 0% | 1 | 60.1% | 0% | 0% | 2 | 66.86% | 0% | 0% | 2 | 81.34% | 0% | 0% | 3 | 0% | 0% | 0% | 1 | 5.761% | 0% | 0% | 1 |  | 0% | 0% | 1 | 20.9007 | 0% | 0% | 3 | 0.176% | 0% | 0% | 1 | 0 | 2 | 58.82% | 25.11% | 83.94% | 5 | 41.39% | 0% | 0% | 1 | 41.73% | 0% | 0% | 1 | 35.99% | 0% | 0% | 1 | 74.02% | 0% | 0% | 3 | 8.708% | 0% | 0% | 1 | 5.029% | 0% | 0% | 1 |  | 0% | 0% | 1 | 27.8667 | 0% | 0% | 3 | 1.509% | 0% | 0% | 1 | 0 | 2 | 31.05% | 53.57% | 84.61% | 5 | 54.5% | 0% | 0% | 2 | 54.55% | 0% | 0% | 2 | 65.4% | 0% | 0% | 2 | 89.44% | 0% | 0% | 3 | 13.78% | 0% | 0% | 1 | 4.122% | 0% | 0% | 1
144 | San Luis Rey | SAN DIEGO | 0 | 0 | 10 | 0% | 0% | 1 | 5.8444 | 0% | 0% | 1 | 0% | 0% | 0% | 1 | 0 | 2 | 0% | 0% | 0% | 1 | 16.79% | 0% | 0% | 1 | 93.08% | 0% | 0% | 4 | 93.1% | 0% | 0% | 4 | 93.1% | 0% | 0% | 4 | 0% | 0% | 0% | 1 | 31.02% | 0% | 0% | 1 |  | 0% | 0% | 1 | 54.1429 | 0% | 0% | 4 | 5.396% | 0% | 0% | 1 | 0 | 2 | 80.06% | 0% | 80.06% | 5 | 51.97% | 0% | 0% | 2 | 49.6% | 0% | 0% | 1 | 64.66% | 0% | 0% | 2 | 73.03% | 0% | 0% | 3 | 0.2297% | 0% | 0% | 1 | 6.085% | 0% | 0% | 1 |  | 0% | 0% | 1 | 46.7273 | 0% | 0% | 4 | 5.775% | 0% | 0% | 1 | 0 | 2 | 91.04% | 3.981% | 95.02% | 5 | 60.55% | 0% | 0% | 2 | 25.45% | 0% | 0% | 1 | 51.49% | 0% | 0% | 2 | 74.7% | 0% | 0% | 3 | 0.6431% | 0% | 0% | 1 | 6.554% | 0% | 0% | 1 |  | 0% | 0% | 1 | 38 | 0% | 0% | 4 | 4.712% | 0% | 0% | 1 | 0 | 2 | 60.07% | 38.23% | 98.3% | 5 | 55.75% | 0% | 0% | 2 | 15.22% | 0% | 0% | 1 | 31.05% | 0% | 0% | 1 | 64.18% | 0% | 0% | 2 | 6.104% | 0% | 0% | 1 | 7.303% | 0% | 0% | 1
145 | Sycamore Canyon | SAN DIEGO | 0 | 0 | 10 | 0% | 0% | 1 | 22.0872 | 0% | 0% | 3 | 0.08025% | 0% | 0% | 1 | 0 | 2 | 31.49% | 68.51% | 100% | 5 | 91.51% | 0% | 0% | 4 | 64.51% | 0% | 0% | 2 | 44.67% | 0% | 0% | 1 | 99.34% | 0% | 0% | 5 | 24.21% | 0% | 0% | 1 | 2.131% | 0% | 0% | 1 |  | 0% | 0% | 1 | 28.07 | 0% | 0% | 3 | 0.437% | 0% | 0% | 1 | 0 | 2 | 24.57% | 75.43% | 100% | 5 | 71.88% | 0% | 0% | 3 | 58.57% | 0% | 0% | 2 | 67.38% | 0% | 0% | 2 | 97.42% | 0% | 0% | 5 | 16.77% | 0% | 0% | 1 | 3.402% | 0% | 0% | 1 |  | 0% | 0% | 1 | 25 | 0% | 0% | 3 | 1.017% | 0% | 0% | 1 | 0 | 2 | 21.65% | 78.13% | 99.78% | 5 | 63.99% | 0% | 0% | 2 | 50.4% | 0% | 0% | 2 | 63.45% | 0% | 0% | 2 | 87.9% | 0% | 0% | 3 | 26.83% | 0% | 0% | 1 | 3.776% | 0% | 0% | 1 |  | 0% | 0% | 1 | 23.5508 | 0% | 0% | 3 | 0.6552% | 0% | 0% | 1 | 0 | 2 | 11.43% | 84.45% | 95.88% | 5 | 44.89% | 0% | 0% | 1 | 31.57% | 0% | 0% | 1 | 43.46% | 0% | 0% | 1 | 68.82% | 0% | 0% | 2 | 44.79% | 0% | 0% | 1 | 4.553% | 0% | 0% | 1
146 | Talega | GREATER LA METRO | 0 | 0 | 10 | 0% | 0% | 1 | 7.5219 | 0% | 0% | 1 | 0.388% | 0% | 0% | 1 | 0 | 2 | 98.03% | 0% | 98.03% | 5 | 17.41% | 0% | 0% | 1 | 83.07% | 0% | 0% | 3 | 83.07% | 0% | 0% | 3 | 83.07% | 0% | 0% | 3 | 57.51% | 0% | 0% | 2 | 5.16% | 0% | 0% | 1 |  | 0% | 0% | 1 | 49.5 | 0% | 0% | 4 | 0.1547% | 0% | 0% | 1 | 0 | 2 | 92.76% | 0% | 92.76% | 5 | 23.19% | 0% | 0% | 1 | 62.97% | 0% | 0% | 2 | 68.63% | 0% | 0% | 2 | 75.88% | 0% | 0% | 3 | 54.05% | 0% | 0% | 2 | 5.516% | 0% | 0% | 1 |  | 0% | 0% | 1 | 27.6667 | 0% | 0% | 3 | 0.3101% | 0% | 0% | 1 | 0 | 2 | 79.72% | 16.4% | 96.12% | 5 | 55.07% | 0% | 0% | 2 | 55.43% | 0% | 0% | 2 | 62.35% | 0% | 0% | 2 | 87.88% | 0% | 0% | 3 | 50.41% | 0% | 0% | 2 | 6.057% | 0% | 0% | 1 |  | 0% | 0% | 1 | 33 | 0% | 0% | 4 | 0.606% | 0% | 0% | 1 | 0 | 2 | 44.24% | 52.67% | 96.91% | 5 | 52.32% | 0% | 0% | 2 | 44.11% | 0% | 0% | 1 | 51.15% | 0% | 0% | 2 | 86.39% | 0% | 0% | 3 | 34.11% | 0% | 0% | 1 | 6.718% | 0% | 0% | 1
147 | Martin | NORTHERN CALIFORNIA | 0 | 0 | 10 | 0% | 0% | 1 | 12.9085 | 0% | 0% | 2 | 0% | 0% | 0% | 1 | 0 | 2 | 0% | 0% | 0% | 1 | 25.42% | 0% | 0% | 1 | 10.54% | 0% | 0% | 1 | 23.09% | 0% | 0% | 1 | 48.51% | 0% | 0% | 1 | 0% | 0% | 0% | 1 | 2.714% | 0% | 0% | 1 |  | 0% | 0% | 1 | 59 | 0% | 0% | 4 | 0% | 0% | 0% | 1 | 0 | 2 | 3.03% | 26.01% | 29.04% | 4 | 26.9% | 0% | 0% | 1 | 41.53% | 0% | 0% | 1 | 59.13% | 0% | 0% | 2 | 60.31% | 0% | 0% | 2 | 24.22% | 0% | 0% | 1 | 4.602% | 0% | 0% | 1 |  | 0% | 0% | 1 | 59 | 0% | 0% | 4 | 0.644% | 0% | 0% | 1 | 0 | 2 | 2.759% | 32.93% | 35.69% | 5 | 32.34% | 0% | 0% | 1 | 49.85% | 0% | 0% | 1 | 66.23% | 0% | 0% | 2 | 70.41% | 0% | 0% | 3 | 25.87% | 0% | 0% | 1 | 6.029% | 0% | 0% | 1 |  | 0% | 0% | 1 | 55 | 0% | 0% | 4 | 0.4103% | 0% | 0% | 1 | 0 | 2 | 14.31% | 41.61% | 55.91% | 5 | 47.38% | 0% | 0% | 1 | 53.17% | 0% | 0% | 2 | 72.48% | 0% | 0% | 3 | 78.4% | 0% | 0% | 3 | 31.18% | 0% | 0% | 1 | 8.586% | 0% | 0% | 1
148 | Bellota | NORTHERN CALIFORNIA | 0 | 0 | 10 | 0% | 0% | 1 | 12.0312 | 0% | 0% | 2 | 30.12% | 0% | 0% | 1 | 1 | 1 | 0% | 0% | 0% | 1 | 13.78% | 0% | 0% | 1 | 16.43% | 0% | 0% | 1 | 64.7% | 0% | 0% | 2 | 64.81% | 0% | 0% | 2 | 24.19% | 0% | 0% | 1 | 19.93% | 0% | 0% | 1 |  | 0% | 0% | 1 | 12 | 0% | 0% | 2 | 34.38% | 0% | 0% | 1 | 1 | 1 | 3.01% | 0% | 3.01% | 1 | 32.1% | 0% | 0% | 1 | 18.75% | 0% | 0% | 1 | 43.05% | 0% | 0% | 1 | 54.33% | 0% | 0% | 2 | 27.58% | 0% | 0% | 1 | 13.27% | 0% | 0% | 1 |  | 0% | 0% | 1 | 14.637 | 0% | 0% | 2 | 27.95% | 0% | 0% | 1 | 1 | 1 | 9.778% | 0% | 9.778% | 1 | 41.32% | 0% | 0% | 1 | 17.28% | 0% | 0% | 1 | 37.42% | 0% | 0% | 1 | 58.46% | 0% | 0% | 2 | 26.06% | 0% | 0% | 1 | 9.743% | 0% | 0% | 1 |  | 0% | 0% | 1 | 15.6 | 0% | 0% | 2 | 28.65% | 0% | 0% | 1 | 1 | 1 | 14.41% | 0% | 14.41% | 1 | 45.21% | 0% | 0% | 1 | 15.62% | 0% | 0% | 1 | 35.7% | 0% | 0% | 1 | 60.41% | 0% | 0% | 2 | 27.6% | 0% | 0% | 1 | 9.645% | 0% | 0% | 1
149 | Ripon | NORTHERN CALIFORNIA | 0 | 0 | 10 | 0% | 0% | 1 | 23.57 | 0% | 0% | 3 | 80.56% | 0% | 0% | 3 | 1 | 1 | 0% | 0% | 0% | 1 | 32.66% | 0% | 0% | 1 | 17.36% | 0% | 0% | 1 | 17.36% | 0% | 0% | 1 | 41.22% | 0% | 0% | 1 | 0% | 0% | 0% | 1 | 1.45% | 0% | 0% | 1 |  | 0% | 0% | 1 | 18.3956 | 0% | 0% | 2 | 62.41% | 0% | 0% | 2 | 1 | 1 | 0% | 0% | 0% | 1 | 39.57% | 0% | 0% | 1 | 17.19% | 0% | 0% | 1 | 19.36% | 0% | 0% | 1 | 47.68% | 0% | 0% | 1 | 0% | 0% | 0% | 1 | 4.26% | 0% | 0% | 1 |  | 0% | 0% | 1 | 16.8968 | 0% | 0% | 2 | 63.92% | 0% | 0% | 2 | 1 | 1 | 0% | 0% | 0% | 1 | 37.03% | 0% | 0% | 1 | 10.13% | 0% | 0% | 1 | 13.08% | 0% | 0% | 1 | 43.06% | 0% | 0% | 1 | 0% | 0% | 0% | 1 | 3.54% | 0% | 0% | 1 |  | 0% | 0% | 1 | 15.7222 | 0% | 0% | 2 | 56.81% | 0% | 0% | 2 | 1 | 1 | 0.4816% | 0% | 0.4816% | 1 | 40.06% | 0% | 0% | 1 | 10.5% | 0% | 0% | 1 | 15.84% | 0% | 0% | 1 | 47.25% | 0% | 0% | 1 | 6.599% | 0% | 0% | 1 | 4.456% | 0% | 0% | 1
150 | Lockeford | NORTHERN CALIFORNIA | 0 | 0 | 10 | 0% | 0% | 1 | 23.7968 | 0% | 0% | 3 | 50.47% | 0% | 0% | 2 | 1 | 1 | 0% | 0% | 0% | 1 | 0% | 0% | 0% | 1 | 0% | 0% | 0% | 1 | 31.4% | 0% | 0% | 1 | 31.4% | 0% | 0% | 1 | 0% | 0% | 0% | 1 | 9.751% | 0% | 0% | 1 |  | 0% | 0% | 1 | 21.5188 | 0% | 0% | 3 | 45.97% | 0% | 0% | 1 | 1 | 1 | 0.108% | 0% | 0.108% | 1 | 12.35% | 0% | 0% | 1 | 9.7% | 0% | 0% | 1 | 35.23% | 0% | 0% | 1 | 38.4% | 0% | 0% | 1 | 8.044% | 0% | 0% | 1 | 14.3% | 0% | 0% | 1 |  | 0% | 0% | 1 | 18.5925 | 0% | 0% | 2 | 38.55% | 0% | 0% | 1 | 1 | 1 | 5.175% | 0% | 5.175% | 1 | 26.68% | 0% | 0% | 1 | 21.58% | 0% | 0% | 1 | 43.72% | 0% | 0% | 1 | 49.99% | 0% | 0% | 1 | 12.46% | 0% | 0% | 1 | 13.27% | 0% | 0% | 1 |  | 0% | 0% | 1 | 14.2825 | 0% | 0% | 2 | 38.69% | 0% | 0% | 1 | 1 | 1 | 6.159% | 0% | 6.159% | 1 | 35.01% | 0% | 0% | 1 | 22.51% | 0% | 0% | 1 | 39.28% | 0% | 0% | 1 | 51.72% | 0% | 0% | 2 | 16.04% | 0% | 0% | 1 | 13.04% | 0% | 0% | 1
151 | Stagg | NORTHERN CALIFORNIA | 0 | 0 | 10 | 0% | 0% | 1 | 10.7413 | 0% | 0% | 1 | 82.84% | 0% | 0% | 3 | 1 | 1 | 0% | 0% | 0% | 1 | 0% | 0% | 0% | 1 | 5.533% | 0% | 0% | 1 | 8.257% | 0% | 0% | 1 | 8.257% | 0% | 0% | 1 | 0% | 0% | 0% | 1 | 4.561% | 0% | 0% | 1 |  | 0% | 0% | 1 | 11.125 | 0% | 0% | 1 | 76.28% | 0% | 0% | 3 | 1 | 1 | 0% | 0% | 0% | 1 | 10.44% | 0% | 0% | 1 | 19.3% | 0% | 0% | 1 | 22.39% | 0% | 0% | 1 | 27.8% | 0% | 0% | 1 | 0% | 0% | 0% | 1 | 5.157% | 0% | 0% | 1 |  | 0% | 0% | 1 | 13.9608 | 0% | 0% | 2 | 73.08% | 0% | 0% | 2 | 1 | 1 | 0% | 0% | 0% | 1 | 13.2% | 0% | 0% | 1 | 11.13% | 0% | 0% | 1 | 13.53% | 0% | 0% | 1 | 23.51% | 0% | 0% | 1 | 0% | 0% | 0% | 1 | 6.314% | 0% | 0% | 1 |  | 0% | 0% | 1 | 15.1811 | 0% | 0% | 2 | 60.53% | 0% | 0% | 2 | 1 | 1 | 0.07926% | 0% | 0.07926% | 1 | 11.25% | 0% | 0% | 1 | 12.52% | 0% | 0% | 1 | 21.27% | 0% | 0% | 1 | 30.03% | 0% | 0% | 1 | 0.8894% | 0% | 0% | 1 | 8.123% | 0% | 0% | 1
152 | Weber | NORTHERN CALIFORNIA | 0 | 0 | 10 | 0% | 0% | 1 | 14.6337 | 0% | 0% | 2 | 42.83% | 0% | 0% | 1 | 1 | 1 | 0% | 0% | 0% | 1 | 0% | 0% | 0% | 1 | 0.0869% | 0% | 0% | 1 | 0.7453% | 0% | 0% | 1 | 0.7453% | 0% | 0% | 1 | 0% | 0% | 0% | 1 | 2.312% | 0% | 0% | 1 |  | 0% | 0% | 1 | 16.2619 | 0% | 0% | 2 | 72.01% | 0% | 0% | 2 | 1 | 1 | 0% | 0% | 0% | 1 | 0% | 0% | 0% | 1 | 1.028% | 0% | 0% | 1 | 4.936% | 0% | 0% | 1 | 4.936% | 0% | 0% | 1 | 0% | 0% | 0% | 1 | 2.485% | 0% | 0% | 1 |  | 0% | 0% | 1 | 16 | 0% | 0% | 2 | 65.76% | 0% | 0% | 2 | 1 | 1 | 0% | 0% | 0% | 1 | 14.64% | 0% | 0% | 1 | 3.937% | 0% | 0% | 1 | 11.64% | 0% | 0% | 1 | 25.42% | 0% | 0% | 1 | 0.2637% | 0% | 0% | 1 | 5.224% | 0% | 0% | 1 |  | 0% | 0% | 1 | 16 | 0% | 0% | 2 | 59.51% | 0% | 0% | 2 | 1 | 1 | 0% | 0% | 0% | 1 | 23.89% | 0% | 0% | 1 | 12.75% | 0% | 0% | 1 | 22.32% | 0% | 0% | 1 | 38.42% | 0% | 0% | 1 | 5.25% | 0% | 0% | 1 | 7.513% | 0% | 0% | 1
153 | Carrizo Plains | SPGE | 0 | 0 | 10 | 0% | 0% | 1 | 5.1001 | 0% | 0% | 1 | 0.05549% | 0% | 0% | 1 | 0 | 2 | 12.35% | 0% | 12.35% | 1 | 0.7332% | 0% | 0% | 1 | 25.54% | 0% | 0% | 1 | 47.47% | 0% | 0% | 1 | 47.47% | 0% | 0% | 1 | 53.47% | 0% | 0% | 2 | 1.803% | 0% | 0% | 1 |  | 0% | 0% | 1 | 9.3582 | 0% | 0% | 1 | 0.1811% | 0% | 0% | 1 | 0 | 2 | 21.36% | 0% | 21.36% | 2 | 33.07% | 0% | 0% | 1 | 18.69% | 0% | 0% | 1 | 30.33% | 0% | 0% | 1 | 56.25% | 0% | 0% | 2 | 65.16% | 0% | 0% | 2 | 4.785% | 0% | 0% | 1 |  | 0% | 0% | 1 | 7.9602 | 0% | 0% | 1 | 0.6895% | 0% | 0% | 1 | 0 | 2 | 18.53% | 0% | 18.53% | 1 | 42.06% | 0% | 0% | 1 | 17.71% | 0% | 0% | 1 | 26.96% | 0% | 0% | 1 | 62.34% | 0% | 0% | 2 | 56.98% | 0% | 0% | 2 | 3.439% | 0% | 0% | 1 |  | 0% | 0% | 1 | 6.75 | 0% | 0% | 1 | 3.731% | 0% | 0% | 1 | 0 | 2 | 17.23% | 1.146% | 18.38% | 2 | 46.97% | 0% | 0% | 1 | 13.18% | 0% | 0% | 1 | 23.03% | 0% | 0% | 1 | 64.75% | 0% | 0% | 2 | 48.22% | 0% | 0% | 1 | 2.549% | 0% | 0% | 1
154 | Cholame | SPGE | 0 | 0 | 0 | 0% | 0% | 1 | 5.9083 | 0% | 0% | 1 | 5.118% | 0% | 0% | 1 | 0 | 2 | 0% | 0% | 0% | 1 | 73.3% | 0% | 0% | 3 | 40.13% | 0% | 0% | 1 | 47.82% | 0% | 0% | 1 | 84.68% | 0% | 0% | 3 | 40.09% | 0% | 0% | 1 | 1.278% | 0% | 0% | 1 |  | 0% | 0% | 1 | 4.7148 | 0% | 0% | 1 | 4.699% | 0% | 0% | 1 | 0 | 2 | 7.018% | 0% | 7.018% | 1 | 44.04% | 0% | 0% | 1 | 18.36% | 0% | 0% | 1 | 36.04% | 0% | 0% | 1 | 59.11% | 0% | 0% | 2 | 46.9% | 0% | 0% | 1 | 1.325% | 0% | 0% | 1 |  | 0% | 0% | 1 | 5.9723 | 0% | 0% | 1 | 4.121% | 0% | 0% | 1 | 0 | 2 | 12.71% | 0% | 12.71% | 1 | 36.19% | 0% | 0% | 1 | 10.16% | 0% | 0% | 1 | 21.17% | 0% | 0% | 1 | 47.65% | 0% | 0% | 1 | 49.53% | 0% | 0% | 1 | 1.325% | 0% | 0% | 1 |  | 0% | 0% | 1 | 6.4601 | 0% | 0% | 1 | 4.898% | 0% | 0% | 1 | 0 | 2 | 18.65% | 0.3589% | 19.01% | 2 | 39.05% | 0% | 0% | 1 | 8.175% | 0% | 0% | 1 | 19.59% | 0% | 0% | 1 | 51.67% | 0% | 0% | 2 | 45.57% | 0% | 0% | 1 | 1.498% | 0% | 0% | 1
155 | Mesa | SPGE | 0 | 0 | 10 | 0% | 0% | 1 | 9.1879 | 0% | 0% | 1 | 30.77% | 0% | 0% | 1 | 0 | 2 | 28.97% | 15.9% | 44.87% | 3 | 9.16% | 0% | 0% | 1 | 0% | 0% | 0% | 1 | 0.04698% | 0% | 0% | 1 | 9.207% | 0% | 0% | 1 | 22.14% | 0% | 0% | 1 | 7.259% | 0% | 0% | 1 |  | 0% | 0% | 1 | 9.5024 | 0% | 0% | 1 | 26.76% | 0% | 0% | 1 | 0 | 2 | 23.56% | 27.16% | 50.72% | 4 | 5.156% | 0% | 0% | 1 | 3.564% | 0% | 0% | 1 | 12.32% | 0% | 0% | 1 | 16.95% | 0% | 0% | 1 | 28.67% | 0% | 0% | 1 | 6.868% | 0% | 0% | 1 |  | 0% | 0% | 1 | 8.0759 | 0% | 0% | 1 | 17.71% | 0% | 0% | 1 | 0 | 2 | 26.79% | 29.09% | 55.88% | 4 | 8.731% | 0% | 0% | 1 | 7.264% | 0% | 0% | 1 | 25% | 0% | 0% | 1 | 29.2% | 0% | 0% | 1 | 38.38% | 0% | 0% | 1 | 6.269% | 0% | 0% | 1 |  | 0% | 0% | 1 | 6.8234 | 0% | 0% | 1 | 14.54% | 0% | 0% | 1 | 0 | 2 | 33.93% | 27.1% | 61.04% | 4 | 17.22% | 0% | 0% | 1 | 6.673% | 0% | 0% | 1 | 30.69% | 0% | 0% | 1 | 39.34% | 0% | 0% | 1 | 41.13% | 0% | 0% | 1 | 5.622% | 0% | 0% | 1
156 | Oceano | SPGE | 0 | 0 | 10 | 0% | 0% | 1 | 25.9143 | 0% | 0% | 3 | 14.21% | 0% | 0% | 1 | 0 | 2 | 52.43% | 18.61% | 71.04% | 3 | 4.201% | 0% | 0% | 1 | 4.205% | 0% | 0% | 1 | 16.91% | 0% | 0% | 1 | 16.91% | 0% | 0% | 1 | 15.49% | 0% | 0% | 1 | 4.656% | 0% | 0% | 1 |  | 0% | 0% | 1 | 12.7126 | 0% | 0% | 2 | 20.17% | 0% | 0% | 1 | 0 | 2 | 33.2% | 28.61% | 61.8% | 4 | 9.243% | 0% | 0% | 1 | 2.809% | 0% | 0% | 1 | 21.76% | 0% | 0% | 1 | 25.71% | 0% | 0% | 1 | 24.02% | 0% | 0% | 1 | 7.917% | 0% | 0% | 1 |  | 0% | 0% | 1 | 8.9517 | 0% | 0% | 1 | 16.11% | 0% | 0% | 1 | 0 | 2 | 36.84% | 28.66% | 65.5% | 4 | 11.9% | 0% | 0% | 1 | 6.571% | 0% | 0% | 1 | 29.87% | 0% | 0% | 1 | 33.48% | 0% | 0% | 1 | 39.53% | 0% | 0% | 1 | 7.232% | 0% | 0% | 1 |  | 0% | 0% | 1 | 7.436 | 0% | 0% | 1 | 14.07% | 0% | 0% | 1 | 0 | 2 | 37.78% | 31.64% | 69.42% | 5 | 16.84% | 0% | 0% | 1 | 10.12% | 0% | 0% | 1 | 32.64% | 0% | 0% | 1 | 40.08% | 0% | 0% | 1 | 45.06% | 0% | 0% | 1 | 7.381% | 0% | 0% | 1
157 | San Luis Obispo | SPGE | 0 | 0 | 10 | 0% | 0% | 1 | 9.1917 | 0% | 0% | 1 | 11.87% | 0% | 0% | 1 | 0 | 2 | 60.18% | 16.2% | 76.38% | 5 | 14.03% | 0% | 0% | 1 | 4.191% | 0% | 0% | 1 | 59.82% | 0% | 0% | 2 | 62.08% | 0% | 0% | 2 | 37.75% | 0% | 0% | 1 | 9.779% | 0% | 0% | 1 |  | 0% | 0% | 1 | 8.5784 | 0% | 0% | 1 | 6.876% | 0% | 0% | 1 | 0 | 2 | 56.41% | 29.39% | 85.8% | 5 | 33.4% | 0% | 0% | 1 | 27.96% | 0% | 0% | 1 | 60.69% | 0% | 0% | 2 | 69.87% | 0% | 0% | 2 | 42.61% | 0% | 0% | 1 | 10.42% | 0% | 0% | 1 |  | 0% | 0% | 1 | 8.4754 | 0% | 0% | 1 | 4.05% | 0% | 0% | 1 | 0 | 2 | 39.4% | 50.7% | 90.09% | 5 | 28.11% | 0% | 0% | 1 | 22.21% | 0% | 0% | 1 | 52.16% | 0% | 0% | 2 | 60.8% | 0% | 0% | 2 | 51.88% | 0% | 0% | 2 | 7.378% | 0% | 0% | 1 |  | 0% | 0% | 1 | 9.3537 | 0% | 0% | 1 | 5.623% | 0% | 0% | 1 | 0 | 2 | 44.54% | 36.47% | 81.01% | 5 | 24.9% | 0% | 0% | 1 | 17.24% | 0% | 0% | 1 | 41.48% | 0% | 0% | 1 | 52.39% | 0% | 0% | 2 | 45.64% | 0% | 0% | 1 | 6.388% | 0% | 0% | 1
158 | Templeton | SPGE | 0 | 0 | 10 | 0% | 0% | 1 | 20.0778 | 0% | 0% | 3 | 7.711% | 0% | 0% | 1 | 0 | 2 | 20.1% | 2.045% | 22.14% | 2 | 0.7692% | 0% | 0% | 1 | 13.33% | 0% | 0% | 1 | 36.6% | 0% | 0% | 1 | 36.6% | 0% | 0% | 1 | 2.879% | 0% | 0% | 1 | 1.393% | 0% | 0% | 1 |  | 0% | 0% | 1 | 15.8667 | 0% | 0% | 2 | 6.769% | 0% | 0% | 1 | 0 | 2 | 27.47% | 20.8% | 48.27% | 4 | 16.76% | 0% | 0% | 1 | 21.34% | 0% | 0% | 1 | 35.38% | 0% | 0% | 1 | 41.23% | 0% | 0% | 1 | 23.38% | 0% | 0% | 1 | 3.193% | 0% | 0% | 1 |  | 0% | 0% | 1 | 12.2545 | 0% | 0% | 2 | 6.571% | 0% | 0% | 1 | 0 | 2 | 28.78% | 15.73% | 44.51% | 3 | 24.43% | 0% | 0% | 1 | 16.85% | 0% | 0% | 1 | 30.84% | 0% | 0% | 1 | 43.82% | 0% | 0% | 1 | 31.88% | 0% | 0% | 1 | 4.345% | 0% | 0% | 1 |  | 0% | 0% | 1 | 10.7333 | 0% | 0% | 1 | 5.736% | 0% | 0% | 1 | 0 | 2 | 31.01% | 13.16% | 44.17% | 3 | 27.44% | 0% | 0% | 1 | 15.71% | 0% | 0% | 1 | 29.35% | 0% | 0% | 1 | 45.92% | 0% | 0% | 1 | 37.36% | 0% | 0% | 1 | 3.642% | 0% | 0% | 1
159 | Sisquoc | SPGE | 0 | 0 | 10 | 0% | 0% | 1 | 9.0744 | 0% | 0% | 1 | 33.26% | 0% | 0% | 1 | 0 | 2 | 7.428% | 5.186% | 12.61% | 2 | 1.646% | 0% | 0% | 1 | 15.79% | 0% | 0% | 1 | 31.04% | 0% | 0% | 1 | 31.04% | 0% | 0% | 1 | 5.706% | 0% | 0% | 1 | 5.767% | 0% | 0% | 1 |  | 0% | 0% | 1 | 7.075 | 0% | 0% | 1 | 17.65% | 0% | 0% | 1 | 0 | 2 | 27.99% | 14.67% | 42.66% | 3 | 20.23% | 0% | 0% | 1 | 8.69% | 0% | 0% | 1 | 35.65% | 0% | 0% | 1 | 45.13% | 0% | 0% | 1 | 25.12% | 0% | 0% | 1 | 3.986% | 0% | 0% | 1 |  | 0% | 0% | 1 | 6.5077 | 0% | 0% | 1 | 15.27% | 0% | 0% | 1 | 0 | 2 | 37.99% | 21.69% | 59.68% | 4 | 28.37% | 0% | 0% | 1 | 4.795% | 0% | 0% | 1 | 34.7% | 0% | 0% | 1 | 49.13% | 0% | 0% | 1 | 36.54% | 0% | 0% | 1 | 3.743% | 0% | 0% | 1 |  | 0% | 0% | 1 | 6.7619 | 0% | 0% | 1 | 13.72% | 0% | 0% | 1 | 0 | 2 | 42.37% | 23.28% | 65.65% | 4 | 24.25% | 0% | 0% | 1 | 5.359% | 0% | 0% | 1 | 32.75% | 0% | 0% | 1 | 44.75% | 0% | 0% | 1 | 36.92% | 0% | 0% | 1 | 4.444% | 0% | 0% | 1
160 | Goleta | GREATER LA METRO | 0 | 0 | 10 | 0% | 0% | 1 | 10.0611 | 0% | 0% | 1 | 4.498% | 0% | 0% | 1 | 0 | 2 | 5.146% | 90% | 95.14% | 5 | 14.72% | 0% | 0% | 1 | 0% | 0% | 0% | 1 | 4.922% | 0% | 0% | 1 | 19.64% | 0% | 0% | 1 | 31.96% | 0% | 0% | 1 | 7.272% | 0% | 0% | 1 |  | 0% | 0% | 1 | 6.8483 | 0% | 0% | 1 | 1.839% | 0% | 0% | 1 | 0 | 2 | 5.273% | 90.8% | 96.07% | 5 | 22.77% | 0% | 0% | 1 | 2.803% | 0% | 0% | 1 | 4.52% | 0% | 0% | 1 | 27.29% | 0% | 0% | 1 | 52.38% | 0% | 0% | 2 | 5.944% | 0% | 0% | 1 |  | 0% | 0% | 1 | 9.7165 | 0% | 0% | 1 | 2.659% | 0% | 0% | 1 | 0 | 2 | 24.61% | 68.33% | 92.95% | 5 | 25.82% | 0% | 0% | 1 | 2.536% | 0% | 0% | 1 | 3.56% | 0% | 0% | 1 | 29.9% | 0% | 0% | 1 | 55.56% | 0% | 0% | 2 | 5.737% | 0% | 0% | 1 |  | 0% | 0% | 1 | 9.3333 | 0% | 0% | 1 | 2.741% | 0% | 0% | 1 | 0 | 2 | 37.05% | 54.98% | 92.03% | 5 | 20.32% | 0% | 0% | 1 | 4.072% | 0% | 0% | 1 | 3.576% | 0% | 0% | 1 | 25.94% | 0% | 0% | 1 | 52.36% | 0% | 0% | 2 | 5.013% | 0% | 0% | 1
161 | Schulte Switching Station | NORTHERN CALIFORNIA | 0 | 0 | 0 | 0% | 0% | 1 | 0 | 0% | 0% | 1 | 0% | 0% | 0% | 1 | 0 | 2 | 0% | 0% | 0% | 1 | 0% | 0% | 0% | 1 | 0% | 0% | 0% | 1 | 0% | 0% | 0% | 1 | 0% | 0% | 0% | 1 | 0% | 0% | 0% | 1 | 0% | 0% | 0% | 1 |  | 0% | 0% | 1 | 7.517 | 0% | 0% | 1 | 0.07721% | 0% | 0% | 1 | 0 | 2 | 81.5% | 0% | 81.5% | 5 | 9.137% | 0% | 0% | 1 | 26.37% | 0% | 0% | 1 | 31.39% | 0% | 0% | 1 | 31.39% | 0% | 0% | 1 | 48.57% | 0% | 0% | 1 | 14.12% | 0% | 0% | 1 |  | 0% | 0% | 1 | 10.338 | 0% | 0% | 1 | 0.3895% | 0% | 0% | 1 | 0 | 2 | 70.35% | 13.16% | 83.51% | 5 | 58.57% | 0% | 0% | 2 | 35.47% | 0% | 0% | 1 | 53.64% | 0% | 0% | 2 | 67.76% | 0% | 0% | 2 | 53.9% | 0% | 0% | 2 | 6.749% | 0% | 0% | 1 |  | 0% | 0% | 1 | 15.0377 | 0% | 0% | 2 | 0.7327% | 0% | 0% | 1 | 0 | 2 | 61.51% | 26% | 87.51% | 5 | 68.01% | 0% | 0% | 2 | 30.52% | 0% | 0% | 1 | 55.12% | 0% | 0% | 2 | 83.69% | 0% | 0% | 3 | 59.26% | 0% | 0% | 2 | 4.847% | 0% | 0% | 1
162 | Hicks | NORTHERN CALIFORNIA | 0 | 0 | 10 | 0% | 0% | 1 | 14.5065 | 0% | 0% | 2 | 0% | 0% | 0% | 1 | 0 | 2 | 12.68% | 87.32% | 100% | 5 | 100% | 0% | 0% | 5 | 0.4491% | 0% | 0% | 1 | 90.5% | 0% | 0% | 4 | 100% | 0% | 0% | 5 | 38.33% | 0% | 0% | 1 | 6.395% | 0% | 0% | 1 |  | 0% | 0% | 1 | 22.1606 | 0% | 0% | 3 | 1.66% | 0% | 0% | 1 | 0 | 2 | 12.14% | 73.16% | 85.3% | 5 | 71.4% | 0% | 0% | 3 | 3.353% | 0% | 0% | 1 | 68.86% | 0% | 0% | 2 | 94.53% | 0% | 0% | 4 | 25.04% | 0% | 0% | 1 | 2.511% | 0% | 0% | 1 |  | 0% | 0% | 1 | 20.8571 | 0% | 0% | 3 | 1.281% | 0% | 0% | 1 | 0 | 2 | 33.6% | 56.78% | 90.38% | 5 | 60.45% | 0% | 0% | 2 | 17.3% | 0% | 0% | 1 | 56.1% | 0% | 0% | 2 | 82.3% | 0% | 0% | 3 | 44.31% | 0% | 0% | 1 | 2.8% | 0% | 0% | 1 |  | 0% | 0% | 1 | 18.5427 | 0% | 0% | 2 | 1.239% | 0% | 0% | 1 | 0 | 2 | 49.05% | 41.75% | 90.8% | 5 | 61.01% | 0% | 0% | 2 | 22.32% | 0% | 0% | 1 | 53.6% | 0% | 0% | 2 | 82.37% | 0% | 0% | 3 | 52.72% | 0% | 0% | 2 | 3.494% | 0% | 0% | 1
163 | Cottonwood | NORTHERN CALIFORNIA | 0 | 0 | 10 | 0% | 0% | 1 | 32 | 0% | 0% | 4 | 18.96% | 0% | 0% | 1 | 0 | 2 | 54.52% | 0% | 54.52% | 3 | 54.11% | 0% | 0% | 2 | 25.13% | 0% | 0% | 1 | 13.39% | 0% | 0% | 1 | 70.32% | 0% | 0% | 3 | 12.98% | 0% | 0% | 1 | 12.03% | 0% | 0% | 1 |  | 0% | 0% | 1 | 26.7556 | 0% | 0% | 3 | 6.191% | 0% | 0% | 1 | 0 | 2 | 71.67% | 0% | 71.67% | 3 | 47.78% | 0% | 0% | 1 | 19.24% | 0% | 0% | 1 | 22.46% | 0% | 0% | 1 | 58.53% | 0% | 0% | 2 | 31.89% | 0% | 0% | 1 | 14.78% | 0% | 0% | 1 |  | 0% | 0% | 1 | 22.5 | 0% | 0% | 3 | 2.916% | 0% | 0% | 1 | 0 | 2 | 82.41% | 1.66% | 84.07% | 5 | 50.7% | 0% | 0% | 2 | 13.56% | 0% | 0% | 1 | 16.99% | 0% | 0% | 1 | 60.38% | 0% | 0% | 2 | 46.29% | 0% | 0% | 1 | 12.81% | 0% | 0% | 1 |  | 0% | 0% | 1 | 18.75 | 0% | 0% | 2 | 3.553% | 0% | 0% | 1 | 0 | 2 | 82.3% | 3.999% | 86.3% | 5 | 44.09% | 0% | 0% | 1 | 10.71% | 0% | 0% | 1 | 15.85% | 0% | 0% | 1 | 53.55% | 0% | 0% | 2 | 55.19% | 0% | 0% | 2 | 10.32% | 0% | 0% | 1
164 | Jessup | NORTHERN CALIFORNIA | 0 | 0 | 10 | 0% | 0% | 1 | 36.5 | 0% | 0% | 4 | 8.557% | 0% | 0% | 1 | 0 | 2 | 66.25% | 0% | 66.25% | 3 | 55.78% | 0% | 0% | 2 | 15.43% | 0% | 0% | 1 | 15.19% | 0% | 0% | 1 | 55.93% | 0% | 0% | 2 | 16.15% | 0% | 0% | 1 | 7.785% | 0% | 0% | 1 |  | 0% | 0% | 1 | 33 | 0% | 0% | 4 | 6.948% | 0% | 0% | 1 | 0 | 2 | 62.69% | 4.489% | 67.18% | 3 | 57.51% | 0% | 0% | 2 | 24.09% | 0% | 0% | 1 | 23.37% | 0% | 0% | 1 | 69.8% | 0% | 0% | 2 | 21.2% | 0% | 0% | 1 | 16.89% | 0% | 0% | 1 |  | 0% | 0% | 1 | 25.5 | 0% | 0% | 3 | 3.201% | 0% | 0% | 1 | 0 | 2 | 80.97% | 4.41% | 85.38% | 5 | 54.09% | 0% | 0% | 2 | 13.82% | 0% | 0% | 1 | 14.12% | 0% | 0% | 1 | 61.57% | 0% | 0% | 2 | 44.5% | 0% | 0% | 1 | 10.64% | 0% | 0% | 1 |  | 0% | 0% | 1 | 19 | 0% | 0% | 2 | 1.878% | 0% | 0% | 1 | 0 | 2 | 87.49% | 3.209% | 90.7% | 5 | 44.65% | 0% | 0% | 1 | 11.7% | 0% | 0% | 1 | 16.85% | 0% | 0% | 1 | 53.84% | 0% | 0% | 2 | 56.93% | 0% | 0% | 2 | 9.197% | 0% | 0% | 1
165 | Round Mountain | NORTHERN CALIFORNIA | 0 | 0 | 10 | 0% | 0% | 1 | 9.9875 | 0% | 0% | 1 | 0.256% | 0% | 0% | 1 | 0 | 2 | 69.77% | 30.09% | 99.86% | 5 | 84.49% | 0% | 0% | 3 | 30.4% | 0% | 0% | 1 | 47.9% | 0% | 0% | 1 | 91.18% | 0% | 0% | 4 | 58.72% | 0% | 0% | 2 | 5.642% | 0% | 0% | 1 |  | 0% | 0% | 1 | 6.0251 | 0% | 0% | 1 | 0.2173% | 0% | 0% | 1 | 0 | 2 | 76.78% | 22.06% | 98.84% | 5 | 73.58% | 0% | 0% | 3 | 17.55% | 0% | 0% | 1 | 26.66% | 0% | 0% | 1 | 81.05% | 0% | 0% | 3 | 64.58% | 0% | 0% | 2 | 5.827% | 0% | 0% | 1 |  | 0% | 0% | 1 | 5.4348 | 0% | 0% | 1 | 0.1777% | 0% | 0% | 1 | 0 | 2 | 88.65% | 9.533% | 98.18% | 5 | 61.29% | 0% | 0% | 2 | 24.14% | 0% | 0% | 1 | 30.47% | 0% | 0% | 1 | 73.8% | 0% | 0% | 3 | 66.23% | 0% | 0% | 2 | 6.644% | 0% | 0% | 1 |  | 0% | 0% | 1 | 5.4721 | 0% | 0% | 1 | 0.2509% | 0% | 0% | 1 | 0 | 2 | 91.2% | 6.872% | 98.07% | 5 | 55.34% | 0% | 0% | 2 | 20% | 0% | 0% | 1 | 25.25% | 0% | 0% | 1 | 66.04% | 0% | 0% | 2 | 67.14% | 0% | 0% | 2 | 6.883% | 0% | 0% | 1
166 | Carquinez |  | 0 | 0 | 10 | 0% | 0% | 1 | 73 | 0% | 0% | 4 | 0% | 0% | 0% | 1 | 0 | 2 | 29.23% | 0% | 29.23% | 2 | 1.736% | 0% | 0% | 1 | 6.537% | 0% | 0% | 1 | 69.32% | 0% | 0% | 2 | 69.43% | 0% | 0% | 2 | 0.5407% | 0% | 0% | 1 | 12.12% | 0% | 0% | 1 |  | 0% | 0% | 1 | 63 | 0% | 0% | 4 | 1.636% | 0% | 0% | 1 | 0 | 2 | 35.54% | 0% | 35.54% | 2 | 23.23% | 0% | 0% | 1 | 32.27% | 0% | 0% | 1 | 47.2% | 0% | 0% | 1 | 74.18% | 0% | 0% | 3 | 20.53% | 0% | 0% | 1 | 10.72% | 0% | 0% | 1 |  | 0% | 0% | 1 | 45 | 0% | 0% | 4 | 10.88% | 0% | 0% | 1 | 0 | 2 | 30.27% | 1.102% | 31.37% | 2 | 40.11% | 0% | 0% | 1 | 25.85% | 0% | 0% | 1 | 39.41% | 0% | 0% | 1 | 72.16% | 0% | 0% | 3 | 19.45% | 0% | 0% | 1 | 13.46% | 0% | 0% | 1 |  | 0% | 0% | 1 | 35.235 | 0% | 0% | 4 | 11.27% | 0% | 0% | 1 | 0 | 2 | 34.91% | 5.188% | 40.1% | 2 | 46.86% | 0% | 0% | 1 | 24.04% | 0% | 0% | 1 | 39.7% | 0% | 0% | 1 | 73.97% | 0% | 0% | 3 | 25.51% | 0% | 0% | 1 | 13.95% | 0% | 0% | 1
167 | Peabody | NORTHERN CALIFORNIA | 0 | 0 | 10 | 0% | 0% | 1 | 10.9596 | 0% | 0% | 1 | 13.79% | 0% | 0% | 1 | 0 | 2 | 16.61% | 0% | 16.61% | 1 | 21.84% | 0% | 0% | 1 | 41.88% | 0% | 0% | 1 | 77.62% | 0% | 0% | 3 | 98.55% | 0% | 0% | 5 | 17.72% | 0% | 0% | 1 | 27.23% | 0% | 0% | 1 |  | 0% | 0% | 1 | 9.9931 | 0% | 0% | 1 | 23.77% | 0% | 0% | 1 | 0 | 2 | 21.86% | 0% | 21.86% | 2 | 22.33% | 0% | 0% | 1 | 37.39% | 0% | 0% | 1 | 40.01% | 0% | 0% | 1 | 63.7% | 0% | 0% | 2 | 15.73% | 0% | 0% | 1 | 25.1% | 0% | 0% | 1 |  | 0% | 0% | 1 | 9.25 | 0% | 0% | 1 | 23.41% | 0% | 0% | 1 | 0 | 2 | 24.16% | 0% | 24.16% | 2 | 34.99% | 0% | 0% | 1 | 21.86% | 0% | 0% | 1 | 24.15% | 0% | 0% | 1 | 55.86% | 0% | 0% | 2 | 17.7% | 0% | 0% | 1 | 17.74% | 0% | 0% | 1 |  | 0% | 0% | 1 | 14.529 | 0% | 0% | 2 | 33.01% | 0% | 0% | 1 | 0 | 2 | 19.75% | 0% | 19.75% | 1 | 30.95% | 0% | 0% | 1 | 17.94% | 0% | 0% | 1 | 21.47% | 0% | 0% | 1 | 48.52% | 0% | 0% | 1 | 14.6% | 0% | 0% | 1 | 14.79% | 0% | 0% | 1
168 | Vaca Dixon | NORTHERN CALIFORNIA | 0 | 0 | 10 | 0% | 0% | 1 | 17.6712 | 0% | 0% | 2 | 46.75% | 0% | 0% | 1 | 0 | 2 | 7.04% | 0% | 7.04% | 1 | 21.17% | 0% | 0% | 1 | 1.993% | 0% | 0% | 1 | 2.135% | 0% | 0% | 1 | 23.3% | 0% | 0% | 1 | 0.268% | 0% | 0% | 1 | 3.93% | 0% | 0% | 1 |  | 0% | 0% | 1 | 11.7711 | 0% | 0% | 1 | 52.47% | 0% | 0% | 2 | 0 | 2 | 16.48% | 0% | 16.48% | 1 | 26.09% | 0% | 0% | 1 | 14.39% | 0% | 0% | 1 | 14% | 0% | 0% | 1 | 40.4% | 0% | 0% | 1 | 7.564% | 0% | 0% | 1 | 9.098% | 0% | 0% | 1 |  | 0% | 0% | 1 | 9.1262 | 0% | 0% | 1 | 46.52% | 0% | 0% | 1 | 0 | 2 | 19.82% | 0% | 19.82% | 1 | 29.68% | 0% | 0% | 1 | 16.28% | 0% | 0% | 1 | 17.66% | 0% | 0% | 1 | 46.19% | 0% | 0% | 1 | 13.53% | 0% | 0% | 1 | 12.49% | 0% | 0% | 1 |  | 0% | 0% | 1 | 9.2386 | 0% | 0% | 1 | 43.87% | 0% | 0% | 1 | 0 | 2 | 19.63% | 0% | 19.63% | 1 | 34.11% | 0% | 0% | 1 | 15.06% | 0% | 0% | 1 | 21.22% | 0% | 0% | 1 | 50.17% | 0% | 0% | 2 | 14.66% | 0% | 0% | 1 | 10.2% | 0% | 0% | 1
169 | Bellevue | NORTHERN CALIFORNIA | 0 | 0 | 10 | 0% | 0% | 1 | 32.3708 | 0% | 0% | 4 | 7.988% | 0% | 0% | 1 | 0 | 2 | 37.38% | 0.2403% | 37.62% | 2 | 58.32% | 0% | 0% | 2 | 36.9% | 0% | 0% | 1 | 63.29% | 0% | 0% | 2 | 83.48% | 0% | 0% | 3 | 19.06% | 0% | 0% | 1 | 10.5% | 0% | 0% | 1 |  | 0% | 0% | 1 | 24 | 0% | 0% | 3 | 8.79% | 0% | 0% | 1 | 0 | 2 | 48.05% | 10.47% | 58.51% | 3 | 45.79% | 0% | 0% | 1 | 38.27% | 0% | 0% | 1 | 69.54% | 0% | 0% | 2 | 80.84% | 0% | 0% | 3 | 39.82% | 0% | 0% | 1 | 6.075% | 0% | 0% | 1 |  | 0% | 0% | 1 | 17.674 | 0% | 0% | 2 | 6.59% | 0% | 0% | 1 | 0 | 2 | 39.69% | 31.12% | 70.8% | 5 | 53.05% | 0% | 0% | 2 | 37.51% | 0% | 0% | 1 | 66.94% | 0% | 0% | 2 | 84.43% | 0% | 0% | 3 | 48.16% | 0% | 0% | 1 | 5.437% | 0% | 0% | 1 |  | 0% | 0% | 1 | 15.9056 | 0% | 0% | 2 | 8.99% | 0% | 0% | 1 | 0 | 2 | 35.26% | 33.69% | 68.95% | 5 | 58.94% | 0% | 0% | 2 | 39.65% | 0% | 0% | 1 | 65.87% | 0% | 0% | 2 | 87.27% | 0% | 0% | 3 | 47.68% | 0% | 0% | 1 | 5.565% | 0% | 0% | 1
170 | Cloverdale | NORTHERN CALIFORNIA | 0 | 0 | 10 | 0% | 0% | 1 | 9.796 | 0% | 0% | 1 | 3.413% | 0% | 0% | 1 | 0 | 2 | 51.24% | 36.18% | 87.42% | 5 | 52.93% | 0% | 0% | 2 | 26.62% | 0% | 0% | 1 | 49.16% | 0% | 0% | 1 | 85.9% | 0% | 0% | 3 | 52.15% | 0% | 0% | 2 | 1.78% | 0% | 0% | 1 |  | 0% | 0% | 1 | 7.8976 | 0% | 0% | 1 | 3.964% | 0% | 0% | 1 | 0 | 2 | 51.01% | 37.41% | 88.42% | 5 | 66.26% | 0% | 0% | 2 | 31.88% | 0% | 0% | 1 | 51.42% | 0% | 0% | 2 | 88.37% | 0% | 0% | 3 | 58.89% | 0% | 0% | 2 | 1.979% | 0% | 0% | 1 |  | 0% | 0% | 1 | 8.4 | 0% | 0% | 1 | 5.424% | 0% | 0% | 1 | 0 | 2 | 57.59% | 30.55% | 88.14% | 5 | 63.64% | 0% | 0% | 2 | 36.43% | 0% | 0% | 1 | 60.4% | 0% | 0% | 2 | 87.14% | 0% | 0% | 3 | 55.36% | 0% | 0% | 2 | 1.592% | 0% | 0% | 1 |  | 0% | 0% | 1 | 9.3636 | 0% | 0% | 1 | 5.95% | 0% | 0% | 1 | 0 | 2 | 58.26% | 29.16% | 87.42% | 5 | 51.91% | 0% | 0% | 2 | 35.52% | 0% | 0% | 1 | 63.24% | 0% | 0% | 2 | 85.57% | 0% | 0% | 3 | 54.17% | 0% | 0% | 2 | 1.568% | 0% | 0% | 1
171 | Fulton | NORTHERN CALIFORNIA | 0 | 0 | 10 | 0% | 0% | 1 | 29.7127 | 0% | 0% | 3 | 24.81% | 0% | 0% | 1 | 0 | 2 | 19.21% | 33.35% | 52.56% | 5 | 36.31% | 0% | 0% | 1 | 53.44% | 0% | 0% | 2 | 97.27% | 0% | 0% | 5 | 97.27% | 0% | 0% | 5 | 11.25% | 0% | 0% | 1 | 4.831% | 0% | 0% | 1 |  | 0% | 0% | 1 | 21.8164 | 0% | 0% | 3 | 14.41% | 0% | 0% | 1 | 0 | 2 | 24.01% | 42.38% | 66.39% | 5 | 39.42% | 0% | 0% | 1 | 55.68% | 0% | 0% | 2 | 85.15% | 0% | 0% | 3 | 90.05% | 0% | 0% | 4 | 30.09% | 0% | 0% | 1 | 5.209% | 0% | 0% | 1 |  | 0% | 0% | 1 | 19.5 | 0% | 0% | 2 | 11.26% | 0% | 0% | 1 | 0 | 2 | 26.46% | 45.41% | 71.86% | 5 | 45.7% | 0% | 0% | 1 | 49.48% | 0% | 0% | 1 | 72.22% | 0% | 0% | 3 | 85.82% | 0% | 0% | 3 | 37.63% | 0% | 0% | 1 | 4.171% | 0% | 0% | 1 |  | 0% | 0% | 1 | 15.5 | 0% | 0% | 2 | 8.43% | 0% | 0% | 1 | 0 | 2 | 33.01% | 41.18% | 74.2% | 5 | 54.85% | 0% | 0% | 2 | 43.14% | 0% | 0% | 1 | 71.18% | 0% | 0% | 3 | 87.67% | 0% | 0% | 3 | 46.84% | 0% | 0% | 1 | 4.575% | 0% | 0% | 1
172 | Lakeville | NORTHERN CALIFORNIA | 11.6 | 116 | 10 | 58.84% | 0% | 3 | 10.6616 | 18.53% | 0% | 1 | 5.653% | 3.879% | 0% | 1 | 0 | 2 | 48.98% | 0% | 48.98% | 2 | 96.65% | 17.09% | 0% | 5 | 25.71% | 0.7702% | 0% | 1 | 61.22% | 1.476% | 0% | 2 | 98.01% | 28.77% | 0% | 5 | 34.25% | 0.8702% | 0% | 1 | 4.279% | 28.77% | 0% | 2 |  | 1.615% | 0% | 1 | 13.7005 | 2.004% | 0% | 2 | 6.745% | 0.9014% | 0% | 1 | 0 | 2 | 53.69% | 6.235% | 59.92% | 3 | 70.1% | 0.496% | 0% | 3 | 26.54% | 0.2019% | 0% | 1 | 54.73% | 0.3276% | 0% | 2 | 83.77% | 0.9135% | 0% | 3 | 37.1% | 0.2358% | 0% | 1 | 4.878% | 0.9135% | 0% | 1 |  | 0.8773% | 0% | 1 | 13.25 | 0.5665% | 0% | 2 | 7.621% | 0.9014% | 0% | 1 | 0 | 2 | 49.3% | 14.8% | 64.1% | 3 | 62.6% | 0.1895% | 0% | 2 | 25.4% | 0.09501% | 0% | 1 | 51.86% | 0.1472% | 0% | 2 | 81.83% | 0.3901% | 0% | 3 | 47.79% | 0.1358% | 0% | 1 | 6.66% | 0.3901% | 0% | 1 |  | 0.6633% | 0% | 1 | 16.7656 | 0.4327% | 0% | 2 | 10.87% | 0.9014% | 0% | 1 | 0 | 2 | 41.06% | 18.17% | 59.23% | 3 | 62.36% | 0.1183% | 0% | 2 | 26.87% | 0.06087% | 0% | 1 | 56.13% | 0.1015% | 0% | 2 | 84.31% | 0.2837% | 0% | 3 | 45.57% | 0.08178% | 0% | 1 | 7.418% | 0.2837% | 0% | 1
173 | Penngrove | NORTHERN CALIFORNIA | 0 | 0 | 10 | 0% | 0% | 1 | 23.989 | 0% | 0% | 3 | 2.549% | 0% | 0% | 1 | 0 | 2 | 59.76% | 0% | 59.76% | 3 | 83.63% | 0% | 0% | 3 | 45.94% | 0% | 0% | 1 | 71.69% | 0% | 0% | 3 | 100% | 0% | 0% | 5 | 38.07% | 0% | 0% | 1 | 5.598% | 0% | 0% | 1 |  | 0% | 0% | 1 | 15.4074 | 0% | 0% | 2 | 3.262% | 0% | 0% | 1 | 0 | 2 | 68.45% | 3.338% | 71.79% | 3 | 56.43% | 0% | 0% | 2 | 34.11% | 0% | 0% | 1 | 65.03% | 0% | 0% | 2 | 82.12% | 0% | 0% | 3 | 51.81% | 0% | 0% | 2 | 5.854% | 0% | 0% | 1 |  | 0% | 0% | 1 | 15 | 0% | 0% | 2 | 6.64% | 0% | 0% | 1 | 0 | 2 | 48.97% | 17.35% | 66.32% | 3 | 57.91% | 0% | 0% | 2 | 30.37% | 0% | 0% | 1 | 62.55% | 0% | 0% | 2 | 83.91% | 0% | 0% | 3 | 51.59% | 0% | 0% | 2 | 5.894% | 0% | 0% | 1 |  | 0% | 0% | 1 | 16.8487 | 0% | 0% | 2 | 9.786% | 0% | 0% | 1 | 0 | 2 | 34.83% | 28.29% | 63.12% | 4 | 59.57% | 0% | 0% | 2 | 35.98% | 0% | 0% | 1 | 60.71% | 0% | 0% | 2 | 84.97% | 0% | 0% | 3 | 46.22% | 0% | 0% | 1 | 6.143% | 0% | 0% | 1
174 | Warnerville | SPGE | 0 | 0 | 10 | 0% | 0% | 1 | 13.328 | 0% | 0% | 2 | 26.61% | 0% | 0% | 1 | 0 | 2 | 0% | 0% | 0% | 1 | 36.28% | 0% | 0% | 1 | 9.793% | 0% | 0% | 1 | 28.78% | 0% | 0% | 1 | 63.21% | 0% | 0% | 2 | 0.9052% | 0% | 0% | 1 | 4.093% | 0% | 0% | 1 |  | 0% | 0% | 1 | 12.6667 | 0% | 0% | 2 | 24.54% | 0% | 0% | 1 | 0 | 2 | 0% | 0% | 0% | 1 | 60.04% | 0% | 0% | 2 | 11.62% | 0% | 0% | 1 | 29.83% | 0% | 0% | 1 | 71.47% | 0% | 0% | 3 | 16.21% | 0% | 0% | 1 | 6.642% | 0% | 0% | 1 |  | 0% | 0% | 1 | 11.6538 | 0% | 0% | 1 | 23.76% | 0% | 0% | 1 | 0 | 2 | 4.042% | 0% | 4.042% | 1 | 63.4% | 0% | 0% | 2 | 15.96% | 0% | 0% | 1 | 30.38% | 0% | 0% | 1 | 72.23% | 0% | 0% | 3 | 26.42% | 0% | 0% | 1 | 7.979% | 0% | 0% | 1 |  | 0% | 0% | 1 | 12.0455 | 0% | 0% | 2 | 29.87% | 0% | 0% | 1 | 0 | 2 | 5.815% | 0% | 5.815% | 1 | 53.65% | 0% | 0% | 2 | 17.26% | 0% | 0% | 1 | 29.06% | 0% | 0% | 1 | 63.8% | 0% | 0% | 2 | 27.36% | 0% | 0% | 1 | 6.719% | 0% | 0% | 1
175 | Riverbank | SPGE | 0 | 0 | 10 | 0% | 0% | 1 | 27.5103 | 0% | 0% | 3 | 21.14% | 0% | 0% | 1 | 1 | 1 | 0% | 0% | 0% | 1 | 9.692% | 0% | 0% | 1 | 12.5% | 0% | 0% | 1 | 20.05% | 0% | 0% | 1 | 27.41% | 0% | 0% | 1 | 0% | 0% | 0% | 1 | 1.217% | 0% | 0% | 1 |  | 0% | 0% | 1 | 16.5 | 0% | 0% | 2 | 26.38% | 0% | 0% | 1 | 1 | 1 | 0% | 0% | 0% | 1 | 59.87% | 0% | 0% | 2 | 4.937% | 0% | 0% | 1 | 17.83% | 0% | 0% | 1 | 69.01% | 0% | 0% | 2 | 4.923% | 0% | 0% | 1 | 4.333% | 0% | 0% | 1 |  | 0% | 0% | 1 | 14.5 | 0% | 0% | 2 | 36.29% | 0% | 0% | 1 | 1 | 1 | 1.179% | 0% | 1.179% | 1 | 54.31% | 0% | 0% | 2 | 9.25% | 0% | 0% | 1 | 23.67% | 0% | 0% | 1 | 63.74% | 0% | 0% | 2 | 16.72% | 0% | 0% | 1 | 5.589% | 0% | 0% | 1 |  | 0% | 0% | 1 | 13.5904 | 0% | 0% | 2 | 36.11% | 0% | 0% | 1 | 1 | 1 | 4.14% | 0% | 4.14% | 1 | 49.27% | 0% | 0% | 1 | 15.48% | 0% | 0% | 1 | 27.8% | 0% | 0% | 1 | 60.24% | 0% | 0% | 2 | 22.39% | 0% | 0% | 1 | 7.238% | 0% | 0% | 1
176 | Pease | NORTHERN CALIFORNIA | 0 | 0 | 10 | 0% | 0% | 1 | 20.2733 | 0% | 0% | 3 | 53.84% | 0% | 0% | 2 | 0 | 2 | 0% | 0% | 0% | 1 | 12.34% | 0% | 0% | 1 | 15.94% | 0% | 0% | 1 | 49.83% | 0% | 0% | 1 | 62.17% | 0% | 0% | 2 | 1.118% | 0% | 0% | 1 | 3.627% | 0% | 0% | 1 |  | 0% | 0% | 1 | 14.2072 | 0% | 0% | 2 | 47.31% | 0% | 0% | 1 | 0 | 2 | 0% | 0% | 0% | 1 | 41.06% | 0% | 0% | 1 | 11.08% | 0% | 0% | 1 | 27.88% | 0% | 0% | 1 | 65.19% | 0% | 0% | 2 | 5.894% | 0% | 0% | 1 | 5.58% | 0% | 0% | 1 |  | 0% | 0% | 1 | 12.1111 | 0% | 0% | 2 | 47.18% | 0% | 0% | 1 | 0 | 2 | 0.05021% | 0% | 0.05021% | 1 | 48.04% | 0% | 0% | 1 | 11.33% | 0% | 0% | 1 | 33.93% | 0% | 0% | 1 | 69.3% | 0% | 0% | 2 | 4.343% | 0% | 0% | 1 | 8.536% | 0% | 0% | 1 |  | 0% | 0% | 1 | 11.5466 | 0% | 0% | 1 | 45.43% | 0% | 0% | 1 | 0 | 2 | 5.379% | 0% | 5.379% | 1 | 50.8% | 0% | 0% | 2 | 10.72% | 0% | 0% | 1 | 38.27% | 0% | 0% | 1 | 71.5% | 0% | 0% | 3 | 5.637% | 0% | 0% | 1 | 8.801% | 0% | 0% | 1
177 | Rio Oso | NORTHERN CALIFORNIA | 0 | 0 | 10 | 0% | 0% | 1 | 10.1111 | 0% | 0% | 1 | 48.25% | 0% | 0% | 1 | 0 | 2 | 0% | 0% | 0% | 1 | 25.23% | 0% | 0% | 1 | 0.6082% | 0% | 0% | 1 | 14.98% | 0% | 0% | 1 | 33.52% | 0% | 0% | 1 | 0% | 0% | 0% | 1 | 11.63% | 0% | 0% | 1 |  | 0% | 0% | 1 | 10.4889 | 0% | 0% | 1 | 40.31% | 0% | 0% | 1 | 0 | 2 | 0.03751% | 0% | 0.03751% | 1 | 46.04% | 0% | 0% | 1 | 4.843% | 0% | 0% | 1 | 22.83% | 0% | 0% | 1 | 59.68% | 0% | 0% | 2 | 0.2427% | 0% | 0% | 1 | 18.99% | 0% | 0% | 1 |  | 0% | 0% | 1 | 15 | 0% | 0% | 2 | 39.02% | 0% | 0% | 1 | 0 | 2 | 6.126% | 0% | 6.126% | 1 | 41.99% | 0% | 0% | 1 | 3.638% | 0% | 0% | 1 | 32.94% | 0% | 0% | 1 | 65.71% | 0% | 0% | 2 | 3.444% | 0% | 0% | 1 | 16.43% | 0% | 0% | 1 |  | 0% | 0% | 1 | 14.2753 | 0% | 0% | 2 | 41.48% | 0% | 0% | 1 | 0 | 2 | 13.91% | 0% | 13.91% | 1 | 41.75% | 0% | 0% | 1 | 5.353% | 0% | 0% | 1 | 33.89% | 0% | 0% | 1 | 66.49% | 0% | 0% | 2 | 8.734% | 0% | 0% | 1 | 12.65% | 0% | 0% | 1
178 | Alpaugh | SPGE | 0 | 0 | 10 | 0% | 0% | 1 | 6.8423 | 0% | 0% | 1 | 38.15% | 0% | 0% | 1 | 1 | 1 | 0% | 0% | 0% | 1 | 53.83% | 0% | 0% | 2 | 0.07426% | 0% | 0% | 1 | 8.671% | 0% | 0% | 1 | 58.02% | 0% | 0% | 2 | 0% | 0% | 0% | 1 | 5.289% | 0% | 0% | 1 |  | 0% | 0% | 1 | 7.6667 | 0% | 0% | 1 | 43.61% | 0% | 0% | 1 | 1 | 1 | 0% | 0% | 0% | 1 | 26.42% | 0% | 0% | 1 | 9.756% | 0% | 0% | 1 | 18.63% | 0% | 0% | 1 | 35.8% | 0% | 0% | 1 | 0.0274% | 0% | 0% | 1 | 6.258% | 0% | 0% | 1 |  | 0% | 0% | 1 | 8 | 0% | 0% | 1 | 45.49% | 0% | 0% | 1 | 1 | 1 | 0% | 0% | 0% | 1 | 27.97% | 0% | 0% | 1 | 8.795% | 0% | 0% | 1 | 17.19% | 0% | 0% | 1 | 38.25% | 0% | 0% | 1 | 0.01152% | 0% | 0% | 1 | 5.176% | 0% | 0% | 1 |  | 0% | 0% | 1 | 8.5325 | 0% | 0% | 1 | 43.21% | 0% | 0% | 1 | 1 | 1 | 0% | 0% | 0% | 1 | 27.54% | 0% | 0% | 1 | 5.147% | 0% | 0% | 1 | 15.82% | 0% | 0% | 1 | 38.77% | 0% | 0% | 1 | 0.04506% | 0% | 0% | 1 | 5.013% | 0% | 0% | 1
179 | Rector | GREATER TEHACHAPI | 0 | 0 | 10 | 0% | 0% | 1 | 22 | 0% | 0% | 3 | 88.94% | 0% | 0% | 3 | 1 | 1 | 0% | 0% | 0% | 1 | 0% | 0% | 0% | 1 | 0% | 0% | 0% | 1 | 0% | 0% | 0% | 1 | 0% | 0% | 0% | 1 | 0% | 0% | 0% | 1 | 1.264% | 0% | 0% | 1 |  | 0% | 0% | 1 | 17.7827 | 0% | 0% | 2 | 54.72% | 0% | 0% | 2 | 1 | 1 | 0% | 0% | 0% | 1 | 1.222% | 0% | 0% | 1 | 5.747% | 0% | 0% | 1 | 8.826% | 0% | 0% | 1 | 10.05% | 0% | 0% | 1 | 0.218% | 0% | 0% | 1 | 1.64% | 0% | 0% | 1 |  | 0% | 0% | 1 | 14.0779 | 0% | 0% | 2 | 48.74% | 0% | 0% | 1 | 1 | 1 | 1.583% | 0% | 1.583% | 1 | 15.59% | 0% | 0% | 1 | 15.74% | 0% | 0% | 1 | 20.62% | 0% | 0% | 1 | 31.91% | 0% | 0% | 1 | 6.449% | 0% | 0% | 1 | 2.782% | 0% | 0% | 1 |  | 0% | 0% | 1 | 12.2927 | 0% | 0% | 2 | 46% | 0% | 0% | 1 | 1 | 1 | 9.899% | 0% | 9.899% | 1 | 21.09% | 0% | 0% | 1 | 12.14% | 0% | 0% | 1 | 19.06% | 0% | 0% | 1 | 35.27% | 0% | 0% | 1 | 12.99% | 0% | 0% | 1 | 2.919% | 0% | 0% | 1
180 | Springville | GREATER TEHACHAPI | 0 | 0 | 10 | 0% | 0% | 1 | 18 | 0% | 0% | 2 | 6.81% | 0% | 0% | 1 | 0 | 2 | 82.19% | 0% | 82.19% | 5 | 64.71% | 0% | 0% | 2 | 24.86% | 0% | 0% | 1 | 40.15% | 0% | 0% | 1 | 79.83% | 0% | 0% | 3 | 46.13% | 0% | 0% | 1 | 8.311% | 0% | 0% | 1 |  | 0% | 0% | 1 | 18.9574 | 0% | 0% | 2 | 7.189% | 0% | 0% | 1 | 0 | 2 | 64.04% | 0% | 64.04% | 3 | 68.15% | 0% | 0% | 2 | 11.86% | 0% | 0% | 1 | 17.74% | 0% | 0% | 1 | 75.91% | 0% | 0% | 3 | 50.36% | 0% | 0% | 2 | 6.057% | 0% | 0% | 1 |  | 0% | 0% | 1 | 14.75 | 0% | 0% | 2 | 15.39% | 0% | 0% | 1 | 0 | 2 | 47.77% | 0% | 47.77% | 2 | 54.69% | 0% | 0% | 2 | 6.89% | 0% | 0% | 1 | 12.78% | 0% | 0% | 1 | 62.5% | 0% | 0% | 2 | 43.07% | 0% | 0% | 1 | 4.35% | 0% | 0% | 1 |  | 0% | 0% | 1 | 11.692 | 0% | 0% | 1 | 23.57% | 0% | 0% | 1 | 0 | 2 | 39.09% | 0% | 39.09% | 2 | 47.19% | 0% | 0% | 1 | 7.164% | 0% | 0% | 1 | 12.42% | 0% | 0% | 1 | 54.88% | 0% | 0% | 2 | 33.93% | 0% | 0% | 1 | 3.32% | 0% | 0% | 1
181 | Vestal | GREATER TEHACHAPI | 555 | 5550 | 5 | 16.67% | 0% | 1 | 9.1475 | 248.7% | 7.956% | 3 | 26.12% | 2.896% | 0% | 1 | 1 | 1 | 0% | 0% | 0% | 1 | 0% | 11.79% | 0% | 1 | 0% | 11.79% | 0% | 1 | 11.43% | 13.32% | 0% | 1 | 11.43% | 13.32% | 0% | 1 | 0% | 11.79% | 0% | 1 | 0.9879% | 13.32% | 0% | 1 |  | 6.381% | 0% | 1 | 10.2461 | 30.11% | 0% | 2 | 35.41% | 0% | 0% | 1 | 1 | 1 | 8.521% | 0% | 8.521% | 1 | 18.22% | 3.688% | 0% | 1 | 0.8035% | 3.04% | 0% | 1 | 8.285% | 3.288% | 0% | 1 | 25.7% | 4.059% | 0% | 1 | 8.461% | 3.295% | 0% | 1 | 1.254% | 4.059% | 0% | 1 |  | 5.233% | 0% | 1 | 10 | 8.624% | 0% | 1 | 38.06% | 0% | 0% | 1 | 1 | 1 | 22.49% | 0% | 22.49% | 2 | 37.97% | 2.315% | 0% | 1 | 7.637% | 1.555% | 0% | 1 | 12.72% | 1.645% | 0% | 1 | 45.51% | 2.635% | 0% | 1 | 19.92% | 1.793% | 0% | 1 | 2.116% | 2.635% | 0% | 1 |  | 4.006% | 0% | 1 | 9.0777 | 4.489% | 0% | 1 | 39.82% | 0% | 0% | 1 | 1 | 1 | 27.7% | 0% | 27.7% | 2 | 43.5% | 1.53% | 0% | 1 | 8.563% | 0.9452% | 0% | 1 | 17.97% | 1.054% | 0% | 1 | 52.13% | 1.805% | 0% | 2 | 23.18% | 1.125% | 0% | 1 | 2.25% | 1.805% | 0% | 1
182 | UltraPower Chinese Station | NORTHERN CALIFORNIA | 0 | 0 | 0 | 0% | 0% | 1 | 7.1756 | 0% | 0% | 1 | 0.2255% | 0% | 0% | 1 | 0 | 2 | 44.16% | 0% | 44.16% | 2 | 42.22% | 0% | 0% | 1 | 91.12% | 0% | 0% | 4 | 94.88% | 0% | 0% | 4 | 95.14% | 0% | 0% | 5 | 53.48% | 0% | 0% | 2 | 10.02% | 0% | 0% | 1 |  | 0% | 0% | 1 | 10.6692 | 0% | 0% | 1 | 0.0331% | 0% | 0% | 1 | 0 | 2 | 40.55% | 0% | 40.55% | 2 | 65.54% | 0% | 0% | 2 | 36.22% | 0% | 0% | 1 | 40.27% | 0% | 0% | 1 | 80.3% | 0% | 0% | 3 | 71.87% | 0% | 0% | 3 | 8.004% | 0% | 0% | 1 |  | 0% | 0% | 1 | 10.6316 | 0% | 0% | 1 | 1.285% | 0% | 0% | 1 | 0 | 2 | 43.1% | 1.206% | 44.3% | 2 | 75.68% | 0% | 0% | 3 | 30.67% | 0% | 0% | 1 | 36.32% | 0% | 0% | 1 | 84.46% | 0% | 0% | 3 | 69.76% | 0% | 0% | 2 | 8.56% | 0% | 0% | 1 |  | 0% | 0% | 1 | 11 | 0% | 0% | 1 | 4.364% | 0% | 0% | 1 | 0 | 2 | 41.32% | 5.186% | 46.5% | 2 | 73.82% | 0% | 0% | 3 | 29.28% | 0% | 0% | 1 | 42.67% | 0% | 0% | 1 | 87.45% | 0% | 0% | 3 | 60.72% | 0% | 0% | 2 | 8.663% | 0% | 0% | 1
183 | Curtis | NORTHERN CALIFORNIA | 0 | 0 | 10 | 0% | 0% | 1 | 28.6062 | 0% | 0% | 3 | 0.1517% | 0% | 0% | 1 | 0 | 2 | 84.82% | 15.1% | 99.93% | 5 | 3.249% | 0% | 0% | 1 | 14.42% | 0% | 0% | 1 | 14.94% | 0% | 0% | 1 | 20.98% | 0% | 0% | 1 | 44.1% | 0% | 0% | 1 | 2.193% | 0% | 0% | 1 |  | 0% | 0% | 1 | 15.4274 | 0% | 0% | 2 | 0.2198% | 0% | 0% | 1 | 0 | 2 | 71.19% | 27.36% | 98.55% | 5 | 41.96% | 0% | 0% | 1 | 36.48% | 0% | 0% | 1 | 44.17% | 0% | 0% | 1 | 70.45% | 0% | 0% | 3 | 56.69% | 0% | 0% | 2 | 2.454% | 0% | 0% | 1 |  | 0% | 0% | 1 | 13.6838 | 0% | 0% | 2 | 0.1253% | 0% | 0% | 1 | 0 | 2 | 68.98% | 23.19% | 92.17% | 5 | 41% | 0% | 0% | 1 | 34.06% | 0% | 0% | 1 | 47.04% | 0% | 0% | 1 | 69.75% | 0% | 0% | 2 | 58.41% | 0% | 0% | 2 | 2.663% | 0% | 0% | 1 |  | 0% | 0% | 1 | 14.8631 | 0% | 0% | 2 | 0.06454% | 0% | 0% | 1 | 0 | 2 | 64.08% | 20.77% | 84.85% | 5 | 50.52% | 0% | 0% | 2 | 25.57% | 0% | 0% | 1 | 35.29% | 0% | 0% | 1 | 69.56% | 0% | 0% | 2 | 60.67% | 0% | 0% | 2 | 3.516% | 0% | 0% | 1
184 | Peoria | NORTHERN CALIFORNIA | 0 | 0 | 10 | 0% | 0% | 1 | 9.2397 | 0% | 0% | 1 | 0.2746% | 0% | 0% | 1 | 0 | 2 | 73.67% | 0% | 73.67% | 3 | 57.15% | 0% | 0% | 2 | 85.81% | 0% | 0% | 3 | 81.67% | 0% | 0% | 3 | 87.55% | 0% | 0% | 3 | 51.45% | 0% | 0% | 2 | 14.42% | 0% | 0% | 1 |  | 0% | 0% | 1 | 11.6467 | 0% | 0% | 1 | 0.1147% | 0% | 0% | 1 | 0 | 2 | 48.73% | 0% | 48.73% | 2 | 63.46% | 0% | 0% | 2 | 41.52% | 0% | 0% | 1 | 43.39% | 0% | 0% | 1 | 80.52% | 0% | 0% | 3 | 70.87% | 0% | 0% | 3 | 8.487% | 0% | 0% | 1 |  | 0% | 0% | 1 | 10.0833 | 0% | 0% | 1 | 1.023% | 0% | 0% | 1 | 0 | 2 | 45.86% | 1.568% | 47.42% | 2 | 75.29% | 0% | 0% | 3 | 29.48% | 0% | 0% | 1 | 36.94% | 0% | 0% | 1 | 84.57% | 0% | 0% | 3 | 70.87% | 0% | 0% | 3 | 8.448% | 0% | 0% | 1 |  | 0% | 0% | 1 | 11.2222 | 0% | 0% | 1 | 3.693% | 0% | 0% | 1 | 0 | 2 | 42.99% | 4.613% | 47.61% | 2 | 72.51% | 0% | 0% | 3 | 26.21% | 0% | 0% | 1 | 40.16% | 0% | 0% | 1 | 86.8% | 0% | 0% | 3 | 62.18% | 0% | 0% | 2 | 8.467% | 0% | 0% | 1
185 | Moorpark | GREATER LA METRO | 0 | 0 | 10 | 0% | 0% | 1 | 16.9072 | 0% | 0% | 2 | 33.76% | 0% | 0% | 1 | 0 | 2 | 1.135% | 81.17% | 82.3% | 5 | 16.03% | 0% | 0% | 1 | 0% | 0% | 0% | 1 | 19.99% | 0% | 0% | 1 | 36.02% | 0% | 0% | 1 | 5.667% | 0% | 0% | 1 | 5.234% | 0% | 0% | 1 |  | 0% | 0% | 1 | 12.7321 | 0% | 0% | 2 | 31.06% | 0% | 0% | 1 | 0 | 2 | 4.799% | 68.52% | 73.32% | 5 | 31.6% | 0% | 0% | 1 | 6.623% | 0% | 0% | 1 | 13.55% | 0% | 0% | 1 | 41.95% | 0% | 0% | 1 | 18.25% | 0% | 0% | 1 | 9.592% | 0% | 0% | 1 |  | 0% | 0% | 1 | 12.7436 | 0% | 0% | 2 | 21.44% | 0% | 0% | 1 | 0 | 2 | 5.894% | 67.55% | 73.44% | 5 | 38.53% | 0% | 0% | 1 | 6.567% | 0% | 0% | 1 | 19.06% | 0% | 0% | 1 | 51.5% | 0% | 0% | 2 | 21.36% | 0% | 0% | 1 | 8.995% | 0% | 0% | 1 |  | 0% | 0% | 1 | 14.8889 | 0% | 0% | 2 | 15.56% | 0% | 0% | 1 | 0 | 2 | 6.073% | 73.3% | 79.37% | 5 | 41.83% | 0% | 0% | 1 | 7.899% | 0% | 0% | 1 | 19.19% | 0% | 0% | 1 | 55.79% | 0% | 0% | 2 | 29.69% | 0% | 0% | 1 | 9.177% | 0% | 0% | 1
186 | Santa Clara | GREATER LA METRO | 0 | 0 | 10 | 0% | 0% | 1 | 7.484 | 0% | 0% | 1 | 16.81% | 0% | 0% | 1 | 0 | 2 | 0.3579% | 80.08% | 80.44% | 5 | 4.381% | 0% | 0% | 1 | 8.589% | 0% | 0% | 1 | 9.432% | 0% | 0% | 1 | 13.81% | 0% | 0% | 1 | 44.34% | 0% | 0% | 1 | 4.919% | 0% | 0% | 1 |  | 0% | 0% | 1 | 6.2242 | 0% | 0% | 1 | 16.08% | 0% | 0% | 1 | 0 | 2 | 1.012% | 73% | 74.01% | 5 | 26.13% | 0% | 0% | 1 | 6.774% | 0% | 0% | 1 | 12.15% | 0% | 0% | 1 | 37.11% | 0% | 0% | 1 | 32.96% | 0% | 0% | 1 | 6.037% | 0% | 0% | 1 |  | 0% | 0% | 1 | 8.25 | 0% | 0% | 1 | 18.21% | 0% | 0% | 1 | 0 | 2 | 4.267% | 65.41% | 69.68% | 5 | 28.45% | 0% | 0% | 1 | 6.925% | 0% | 0% | 1 | 13.92% | 0% | 0% | 1 | 38.9% | 0% | 0% | 1 | 24.14% | 0% | 0% | 1 | 7.142% | 0% | 0% | 1 |  | 0% | 0% | 1 | 8.1247 | 0% | 0% | 1 | 17.63% | 0% | 0% | 1 | 0 | 2 | 7.005% | 66.3% | 73.31% | 5 | 31.62% | 0% | 0% | 1 | 7.547% | 0% | 0% | 1 | 13.52% | 0% | 0% | 1 | 41.58% | 0% | 0% | 1 | 25.05% | 0% | 0% | 1 | 7.646% | 0% | 0% | 1
187 | Davis | NORTHERN CALIFORNIA | 0 | 0 | 10 | 0% | 0% | 1 | 8.8443 | 0% | 0% | 1 | 74.1% | 0% | 0% | 2 | 0 | 2 | 0% | 0% | 0% | 1 | 44.19% | 0% | 0% | 1 | 48.34% | 0% | 0% | 1 | 59.25% | 0% | 0% | 2 | 84.44% | 0% | 0% | 3 | 0% | 0% | 0% | 1 | 2.544% | 0% | 0% | 1 |  | 0% | 0% | 1 | 8.4931 | 0% | 0% | 1 | 76.51% | 0% | 0% | 3 | 0 | 2 | 0% | 0% | 0% | 1 | 31.41% | 0% | 0% | 1 | 20.35% | 0% | 0% | 1 | 30.72% | 0% | 0% | 1 | 45.78% | 0% | 0% | 1 | 0% | 0% | 0% | 1 | 3.739% | 0% | 0% | 1 |  | 0% | 0% | 1 | 9.9802 | 0% | 0% | 1 | 66.25% | 0% | 0% | 2 | 0 | 2 | 0.1194% | 0% | 0.1194% | 1 | 33.74% | 0% | 0% | 1 | 13.5% | 0% | 0% | 1 | 22.37% | 0% | 0% | 1 | 45.08% | 0% | 0% | 1 | 0.1549% | 0% | 0% | 1 | 5.394% | 0% | 0% | 1 |  | 0% | 0% | 1 | 9.7691 | 0% | 0% | 1 | 56.02% | 0% | 0% | 2 | 0 | 2 | 4.769% | 0% | 4.769% | 1 | 35.07% | 0% | 0% | 1 | 16.06% | 0% | 0% | 1 | 26.8% | 0% | 0% | 1 | 54.19% | 0% | 0% | 2 | 3.452% | 0% | 0% | 1 | 7.411% | 0% | 0% | 1
188 | Putah Creek | NORTHERN CALIFORNIA | 13 | 130 | 5 | 6.965% | 0% | 1 | 11.604 | 5.681% | 0% | 1 | 44.02% | 5.098% | 0% | 1 | 0 | 2 | 25.11% | 0% | 25.11% | 2 | 60.96% | 1.011% | 0% | 2 | 0.8851% | 0.3984% | 0% | 1 | 0% | 0.3948% | 0% | 1 | 60.96% | 1.011% | 0% | 2 | 14.81% | 0.4635% | 0% | 1 | 4.148% | 1.011% | 0% | 1 |  | 0.9578% | 0% | 1 | 10.9009 | 1.454% | 0% | 1 | 50.57% | 0% | 0% | 2 | 0 | 2 | 25.4% | 0% | 25.4% | 2 | 47.88% | 0.2012% | 0% | 1 | 3.389% | 0.1085% | 0% | 1 | 0.2872% | 0.1052% | 0% | 1 | 49.32% | 0.2069% | 0% | 1 | 16.48% | 0.1255% | 0% | 1 | 3.729% | 0.2069% | 0% | 1 |  | 0.5787% | 0% | 1 | 10.3934 | 0.8928% | 0% | 1 | 49.98% | 0% | 0% | 1 | 0 | 2 | 27.91% | 0% | 27.91% | 2 | 50.8% | 0.1044% | 0% | 2 | 7.268% | 0.05538% | 0% | 1 | 8.136% | 0.0559% | 0% | 1 | 55.46% | 0.1153% | 0% | 2 | 19.87% | 0.06409% | 0% | 1 | 4.013% | 0.1153% | 0% | 1 |  | 0.3896% | 0% | 1 | 9.0757 | 0.3147% | 0% | 1 | 44.11% | 0% | 0% | 1 | 0 | 2 | 27.4% | 0.965% | 28.36% | 2 | 51.87% | 0.05882% | 0% | 2 | 13.09% | 0.03258% | 0% | 1 | 17.76% | 0.03443% | 0% | 1 | 61.78% | 0.07407% | 0% | 2 | 22.46% | 0.03651% | 0% | 1 | 5.954% | 0.07407% | 0% | 1
189 | East Marysville | NORTHERN CALIFORNIA | 0 | 0 | 0 | 0% | 0% | 1 | 14.7185 | 0% | 0% | 2 | 60.93% | 0% | 0% | 2 | 0 | 2 | 0% | 0% | 0% | 1 | 41.3% | 0% | 0% | 1 | 0% | 0% | 0% | 1 | 0% | 0% | 0% | 1 | 41.3% | 0% | 0% | 1 | 0% | 0% | 0% | 1 | 10.56% | 0% | 0% | 1 |  | 0% | 0% | 1 | 14.6667 | 0% | 0% | 2 | 45.08% | 0% | 0% | 1 | 0 | 2 | 0.05773% | 0% | 0.05773% | 1 | 42.86% | 0% | 0% | 1 | 6.415% | 0% | 0% | 1 | 18.49% | 0% | 0% | 1 | 57.01% | 0% | 0% | 2 | 1.64% | 0% | 0% | 1 | 10.28% | 0% | 0% | 1 |  | 0% | 0% | 1 | 14.1203 | 0% | 0% | 2 | 39.28% | 0% | 0% | 1 | 0 | 2 | 7.695% | 0% | 7.695% | 1 | 52.56% | 0% | 0% | 2 | 6.792% | 0% | 0% | 1 | 22.64% | 0% | 0% | 1 | 68.98% | 0% | 0% | 2 | 8.157% | 0% | 0% | 1 | 10.69% | 0% | 0% | 1 |  | 0% | 0% | 1 | 13 | 0% | 0% | 2 | 37.81% | 0% | 0% | 1 | 0 | 2 | 15.51% | 0% | 15.51% | 1 | 57.67% | 0% | 0% | 2 | 8.734% | 0% | 0% | 1 | 28.48% | 0% | 0% | 1 | 74.37% | 0% | 0% | 3 | 12.13% | 0% | 0% | 1 | 9.875% | 0% | 0% | 1
190 | Olivehurst | NORTHERN CALIFORNIA | 0 | 0 | 10 | 0% | 0% | 1 | 13.1242 | 0% | 0% | 2 | 28.73% | 0% | 0% | 1 | 0 | 2 | 0% | 0% | 0% | 1 | 15.48% | 0% | 0% | 1 | 0% | 0% | 0% | 1 | 0% | 0% | 0% | 1 | 15.48% | 0% | 0% | 1 | 0% | 0% | 0% | 1 | 14.46% | 0% | 0% | 1 |  | 0% | 0% | 1 | 14.5413 | 0% | 0% | 2 | 52.93% | 0% | 0% | 2 | 0 | 2 | 0% | 0% | 0% | 1 | 36.72% | 0% | 0% | 1 | 0.773% | 0% | 0% | 1 | 15.5% | 0% | 0% | 1 | 49.22% | 0% | 0% | 1 | 0.03572% | 0% | 0% | 1 | 11.34% | 0% | 0% | 1 |  | 0% | 0% | 1 | 12.5 | 0% | 0% | 2 | 43.92% | 0% | 0% | 1 | 0 | 2 | 4.424% | 0% | 4.424% | 1 | 44.11% | 0% | 0% | 1 | 7.351% | 0% | 0% | 1 | 29.04% | 0% | 0% | 1 | 63.59% | 0% | 0% | 2 | 4.451% | 0% | 0% | 1 | 10.86% | 0% | 0% | 1 |  | 0% | 0% | 1 | 11.8333 | 0% | 0% | 1 | 42.99% | 0% | 0% | 1 | 0 | 2 | 13.46% | 0% | 13.46% | 1 | 52.91% | 0% | 0% | 2 | 6.333% | 0% | 0% | 1 | 30.59% | 0% | 0% | 1 | 72.63% | 0% | 0% | 3 | 10.84% | 0% | 0% | 1 | 10.24% | 0% | 0% | 1
191 | Morro Bay |  | 0 | 0 | 10 | 0% | 0% | 1 | 26.1881 | 0% | 0% | 3 | 1.898% | 0% | 0% | 1 | 0 | 2 | 12.74% | 0% | 12.74% | 1 | 6.593% | 0% | 0% | 1 | 26.25% | 0% | 0% | 1 | 47.67% | 0% | 0% | 1 | 54.24% | 0% | 0% | 2 | 37.04% | 0% | 0% | 1 | 7.215% | 0% | 0% | 1 |  | 0% | 0% | 1 | 9.3296 | 0% | 0% | 1 | 2.358% | 0% | 0% | 1 | 0 | 2 | 18.57% | 36.69% | 55.27% | 5 | 54.31% | 0% | 0% | 2 | 27.56% | 0% | 0% | 1 | 44.99% | 0% | 0% | 1 | 78.32% | 0% | 0% | 3 | 63.24% | 0% | 0% | 2 | 8.255% | 0% | 0% | 1 |  | 0% | 0% | 1 | 9.3756 | 0% | 0% | 1 | 1.628% | 0% | 0% | 1 | 0 | 2 | 28.94% | 37.65% | 66.59% | 5 | 45.49% | 0% | 0% | 1 | 29.98% | 0% | 0% | 1 | 44.71% | 0% | 0% | 1 | 69.86% | 0% | 0% | 2 | 57.88% | 0% | 0% | 2 | 7.432% | 0% | 0% | 1 |  | 0% | 0% | 1 | 11 | 0% | 0% | 1 | 3.035% | 0% | 0% | 1 | 0 | 2 | 42.3% | 27.1% | 69.4% | 4 | 35.7% | 0% | 0% | 1 | 23.22% | 0% | 0% | 1 | 42.37% | 0% | 0% | 1 | 61.36% | 0% | 0% | 2 | 48.97% | 0% | 0% | 1 | 6.063% | 0% | 0% | 1
192 | Palomar | SAN DIEGO | 0 | 0 | 0 | 0% | 0% | 1 | 5.4193 | 0% | 0% | 1 | 0% | 0% | 0% | 1 | 0 | 2 | 0% | 0% | 0% | 1 | 13.66% | 0% | 0% | 1 | 82.38% | 0% | 0% | 3 | 93.38% | 0% | 0% | 4 | 93.38% | 0% | 0% | 4 | 0% | 0% | 0% | 1 | 13.85% | 0% | 0% | 1 |  | 0% | 0% | 1 | 26.2709 | 0% | 0% | 3 | 2.475% | 0% | 0% | 1 | 0 | 2 | 89.98% | 0% | 89.98% | 5 | 36.23% | 0% | 0% | 1 | 32.43% | 0% | 0% | 1 | 16.86% | 0% | 0% | 1 | 62.34% | 0% | 0% | 2 | 2.01% | 0% | 0% | 1 | 8.027% | 0% | 0% | 1 |  | 0% | 0% | 1 | 47 | 0% | 0% | 4 | 5.828% | 0% | 0% | 1 | 0 | 2 | 91.2% | 3.191% | 94.39% | 5 | 66.28% | 0% | 0% | 2 | 30.13% | 0% | 0% | 1 | 54.72% | 0% | 0% | 2 | 83.06% | 0% | 0% | 3 | 1.573% | 0% | 0% | 1 | 6.266% | 0% | 0% | 1 |  | 0% | 0% | 1 | 39.1727 | 0% | 0% | 4 | 5.242% | 0% | 0% | 1 | 0 | 2 | 62.35% | 35.58% | 97.93% | 5 | 42.43% | 0% | 0% | 1 | 18.64% | 0% | 0% | 1 | 29.82% | 0% | 0% | 1 | 53.55% | 0% | 0% | 2 | 6.424% | 0% | 0% | 1 | 7.043% | 0% | 0% | 1
193 | Margarita | GREATER LA METRO | 0 | 0 | 10 | 0% | 0% | 1 | 55 | 0% | 0% | 4 | 0.4252% | 0% | 0% | 1 | 0 | 2 | 100% | 0% | 100% | 5 | 47.81% | 0% | 0% | 1 | 73.21% | 0% | 0% | 3 | 73.21% | 0% | 0% | 3 | 81.69% | 0% | 0% | 3 | 25.52% | 0% | 0% | 1 | 9.022% | 0% | 0% | 1 |  | 0% | 0% | 1 | 50.0417 | 0% | 0% | 4 | 0.1294% | 0% | 0% | 1 | 0 | 2 | 85.6% | 8.193% | 93.79% | 5 | 27.96% | 0% | 0% | 1 | 61.35% | 0% | 0% | 2 | 64.86% | 0% | 0% | 2 | 78.52% | 0% | 0% | 3 | 50.46% | 0% | 0% | 2 | 6.599% | 0% | 0% | 1 |  | 0% | 0% | 1 | 31.3917 | 0% | 0% | 4 | 0.1669% | 0% | 0% | 1 | 0 | 2 | 59.1% | 36.41% | 95.51% | 5 | 48.36% | 0% | 0% | 1 | 48.53% | 0% | 0% | 1 | 59.22% | 0% | 0% | 2 | 86.21% | 0% | 0% | 3 | 57.99% | 0% | 0% | 2 | 7.879% | 0% | 0% | 1 |  | 0% | 0% | 1 | 32.9775 | 0% | 0% | 4 | 0.2837% | 0% | 0% | 1 | 0 | 2 | 39.91% | 55.25% | 95.16% | 5 | 46.83% | 0% | 0% | 1 | 46.83% | 0% | 0% | 1 | 56.42% | 0% | 0% | 2 | 85.6% | 0% | 0% | 3 | 45.41% | 0% | 0% | 1 | 7.591% | 0% | 0% | 1
194 | Huntington Beach |  | 0 | 0 | 10 | 0% | 0% | 1 | 49.5 | 0% | 0% | 4 | 0% | 0% | 0% | 1 | 0 | 2 | 0% | 0% | 0% | 1 | 0% | 0% | 0% | 1 | 16.87% | 0% | 0% | 1 | 96.91% | 0% | 0% | 5 | 96.91% | 0% | 0% | 5 | 0% | 0% | 0% | 1 | 7.168% | 0% | 0% | 1 |  | 0% | 0% | 1 | 48 | 0% | 0% | 4 | 0% | 0% | 0% | 1 | 0 | 2 | 0% | 0% | 0% | 1 | 0.05678% | 0% | 0% | 1 | 25.77% | 0% | 0% | 1 | 96.34% | 0% | 0% | 5 | 96.39% | 0% | 0% | 5 | 0% | 0% | 0% | 1 | 6.491% | 0% | 0% | 1 |  | 0% | 0% | 1 | 48 | 0% | 0% | 4 | 0.1852% | 0% | 0% | 1 | 0 | 2 | 0.5344% | 3.41% | 3.945% | 2 | 1.477% | 0% | 0% | 1 | 20.7% | 0% | 0% | 1 | 79.94% | 0% | 0% | 3 | 81.41% | 0% | 0% | 3 | 0.1948% | 0% | 0% | 1 | 5.597% | 0% | 0% | 1 |  | 0% | 0% | 1 | 48 | 0% | 0% | 4 | 0.2034% | 0% | 0% | 1 | 0 | 2 | 1.197% | 11.09% | 12.29% | 3 | 3.491% | 0% | 0% | 1 | 19% | 0% | 0% | 1 | 73.12% | 0% | 0% | 3 | 77.65% | 0% | 0% | 3 | 3.862% | 0% | 0% | 1 | 4.198% | 0% | 0% | 1
195 | Los Esteros | NORTHERN CALIFORNIA | 0 | 0 | 10 | 0% | 0% | 1 | 9.9429 | 0% | 0% | 1 | 0% | 0% | 0% | 1 | 0 | 2 | 41.82% | 0% | 41.82% | 2 | 0% | 0% | 0% | 1 | 9.134% | 0% | 0% | 1 | 50.76% | 0% | 0% | 2 | 50.76% | 0% | 0% | 2 | 38.76% | 0% | 0% | 1 | 34.46% | 0% | 0% | 1 |  | 0% | 0% | 1 | 6.4892 | 0% | 0% | 1 | 0.1351% | 0% | 0% | 1 | 0 | 2 | 77.88% | 0% | 77.88% | 5 | 43.25% | 0% | 0% | 1 | 40.83% | 0% | 0% | 1 | 46.49% | 0% | 0% | 1 | 53.15% | 0% | 0% | 2 | 53.01% | 0% | 0% | 2 | 9.134% | 0% | 0% | 1 |  | 0% | 0% | 1 | 7.1294 | 0% | 0% | 1 | 0.4484% | 0% | 0% | 1 | 0 | 2 | 76.28% | 5.901% | 82.18% | 5 | 57.85% | 0% | 0% | 2 | 34.43% | 0% | 0% | 1 | 44.35% | 0% | 0% | 1 | 67.14% | 0% | 0% | 2 | 66.39% | 0% | 0% | 2 | 7.4% | 0% | 0% | 1 |  | 0% | 0% | 1 | 12.8 | 0% | 0% | 2 | 0.5612% | 0% | 0% | 1 | 0 | 2 | 71.45% | 15.66% | 87.11% | 5 | 71.43% | 0% | 0% | 3 | 35.32% | 0% | 0% | 1 | 50.43% | 0% | 0% | 2 | 83.19% | 0% | 0% | 3 | 65.76% | 0% | 0% | 2 | 5.855% | 0% | 0% | 1
196 | Birds Landing | NORTHERN CALIFORNIA | 0 | 0 | 10 | 0% | 0% | 1 | 6.0483 | 0% | 0% | 1 | 0% | 0% | 0% | 1 | 0 | 2 | 0% | 0% | 0% | 1 | 15.48% | 0% | 0% | 1 | 32.6% | 0% | 0% | 1 | 31.65% | 0% | 0% | 1 | 44.96% | 0% | 0% | 1 | 0.4479% | 0% | 0% | 1 | 12.66% | 0% | 0% | 1 |  | 0% | 0% | 1 | 6.6823 | 0% | 0% | 1 | 4.233% | 0% | 0% | 1 | 0 | 2 | 0.01799% | 0% | 0.01799% | 1 | 13.38% | 0% | 0% | 1 | 38.08% | 0% | 0% | 1 | 35.04% | 0% | 0% | 1 | 48.61% | 0% | 0% | 1 | 2.177% | 0% | 0% | 1 | 29.24% | 0% | 0% | 1 |  | 0% | 0% | 1 | 7 | 0% | 0% | 1 | 21.93% | 0% | 0% | 1 | 0 | 2 | 3.084% | 0.09091% | 3.175% | 2 | 12.12% | 0% | 0% | 1 | 37.28% | 0% | 0% | 1 | 36.64% | 0% | 0% | 1 | 47.85% | 0% | 0% | 1 | 4.348% | 0% | 0% | 1 | 24.18% | 0% | 0% | 1 |  | 0% | 0% | 1 | 11.6667 | 0% | 0% | 1 | 33.56% | 0% | 0% | 1 | 0 | 2 | 6.015% | 1.239% | 7.254% | 2 | 18.46% | 0% | 0% | 1 | 29.38% | 0% | 0% | 1 | 29.92% | 0% | 0% | 1 | 42.37% | 0% | 0% | 1 | 5.745% | 0% | 0% | 1 | 17.26% | 0% | 0% | 1
197 | Cayetano | NORTHERN CALIFORNIA | 100 | 1000 | 10 | 84.55% | 0% | 4 | 13.8571 | 106.7% | 0.333% | 3 | 0% | 81.73% | 0% | 3 | 0 | 2 | 59.09% | 8.672% | 67.77% | 3 | 36.01% | 7.362% | 0% | 1 | 59.37% | 11.59% | 0% | 2 | 83.29% | 28.2% | 0% | 3 | 83.29% | 28.2% | 0% | 3 | 30.25% | 6.754% | 0% | 1 | 7.735% | 28.2% | 0% | 2 |  | 41.46% | 0% | 2 | 10.7368 | 6.289% | 0% | 1 | 0.2898% | 36.44% | 0% | 2 | 0 | 2 | 48.96% | 5.269% | 54.23% | 3 | 65.29% | 3.574% | 0% | 2 | 59.96% | 3.098% | 0% | 2 | 74.19% | 4.807% | 0% | 3 | 89.86% | 12.24% | 0% | 3 | 30.22% | 1.778% | 0% | 1 | 7.406% | 12.24% | 0% | 1 |  | 15.38% | 0% | 1 | 12.1562 | 2.375% | 0% | 2 | 9.045% | 36.44% | 0% | 2 | 0 | 2 | 37.18% | 11.21% | 48.39% | 3 | 61.87% | 1.446% | 0% | 2 | 59.33% | 1.356% | 0% | 2 | 68.13% | 1.73% | 0% | 2 | 85.75% | 3.868% | 0% | 3 | 34.76% | 0.845% | 0% | 1 | 6.776% | 3.868% | 0% | 1 |  | 11.03% | 0% | 1 | 10.7498 | 1.066% | 0% | 1 | 19.28% | 36.44% | 0% | 2 | 0 | 2 | 30.39% | 10.47% | 40.86% | 3 | 59.84% | 0.8464% | 0% | 2 | 47.03% | 0.6417% | 0% | 1 | 54.88% | 0.7535% | 0% | 2 | 76.5% | 1.447% | 0% | 3 | 35.69% | 0.5286% | 0% | 1 | 6.368% | 1.447% | 0% | 1
198 | Silvergate | SAN DIEGO | 0 | 0 | 10 | 0% | 0% | 1 | 33 | 0% | 0% | 4 | 0% | 0% | 0% | 1 | 0 | 2 | 0% | 0% | 0% | 1 | 1.71% | 0% | 0% | 1 | 10.13% | 0% | 0% | 1 | 79.86% | 0% | 0% | 3 | 80.26% | 0% | 0% | 3 | 0% | 0% | 0% | 1 | 1.193% | 0% | 0% | 1 |  | 0% | 0% | 1 | 26.3333 | 0% | 0% | 3 | 0% | 0% | 0% | 1 | 0 | 2 | 0.9712% | 0% | 0.9712% | 1 | 1.654% | 0% | 0% | 1 | 19.82% | 0% | 0% | 1 | 80.56% | 0% | 0% | 3 | 80.9% | 0% | 0% | 3 | 0% | 0% | 0% | 1 | 1.59% | 0% | 0% | 1 |  | 0% | 0% | 1 | 25.25 | 0% | 0% | 3 | 0% | 0% | 0% | 1 | 0 | 2 | 46.17% | 10.4% | 56.56% | 3 | 8.175% | 0% | 0% | 1 | 64.96% | 0% | 0% | 2 | 85.15% | 0% | 0% | 3 | 91.99% | 0% | 0% | 4 | 23.35% | 0% | 0% | 1 | 5.016% | 0% | 0% | 1 |  | 0% | 0% | 1 | 23.5541 | 0% | 0% | 3 | 0.04949% | 0% | 0% | 1 | 0 | 2 | 28.72% | 47.99% | 76.71% | 5 | 26% | 0% | 0% | 1 | 68.81% | 0% | 0% | 2 | 83.43% | 0% | 0% | 3 | 91.65% | 0% | 0% | 4 | 28.95% | 0% | 0% | 1 | 5.133% | 0% | 0% | 1
199 | Richmond | NORTHERN CALIFORNIA | 0 | 0 | 10 | 0% | 0% | 1 | 11.351 | 0% | 0% | 1 | 0% | 0% | 0% | 1 | 0 | 2 | 91.51% | 0% | 91.51% | 5 | 64.56% | 0% | 0% | 2 | 8.966% | 0% | 0% | 1 | 2.76% | 0% | 0% | 1 | 68.31% | 0% | 0% | 2 | 65.74% | 0% | 0% | 2 | 5.01% | 0% | 0% | 1 |  | 0% | 0% | 1 | 7.4409 | 0% | 0% | 1 | 0% | 0% | 0% | 1 | 0 | 2 | 85.43% | 0% | 85.43% | 5 | 42.92% | 0% | 0% | 1 | 18.69% | 0% | 0% | 1 | 14.77% | 0% | 0% | 1 | 55.79% | 0% | 0% | 2 | 56.02% | 0% | 0% | 2 | 9.166% | 0% | 0% | 1 |  | 0% | 0% | 1 | 6.5917 | 0% | 0% | 1 | 0% | 0% | 0% | 1 | 0 | 2 | 85.05% | 0% | 85.05% | 5 | 30.74% | 0% | 0% | 1 | 21.04% | 0% | 0% | 1 | 19.05% | 0% | 0% | 1 | 50.66% | 0% | 0% | 2 | 52.39% | 0% | 0% | 2 | 9.246% | 0% | 0% | 1 |  | 0% | 0% | 1 | 6.1721 | 0% | 0% | 1 | 0% | 0% | 0% | 1 | 0 | 2 | 80.93% | 0% | 80.93% | 5 | 25.67% | 0% | 0% | 1 | 21.25% | 0% | 0% | 1 | 23.07% | 0% | 0% | 1 | 49.42% | 0% | 0% | 1 | 53.32% | 0% | 0% | 2 | 11.33% | 0% | 0% | 1
200 | Rancho Vista | GREATER LA METRO | 0 | 0 | 10 | 0% | 0% | 1 | 42.0625 | 0% | 0% | 4 | 0% | 0% | 0% | 1 | 0 | 2 | 100% | 0% | 100% | 5 | 100% | 0% | 0% | 5 | 100% | 0% | 0% | 5 | 100% | 0% | 0% | 5 | 100% | 0% | 0% | 5 | 0% | 0% | 0% | 1 | 0% | 0% | 0% | 1 |  | 0% | 0% | 1 | 52 | 0% | 0% | 4 | 14.83% | 0% | 0% | 1 | 0 | 2 | 14.45% | 28.63% | 43.08% | 4 | 43.09% | 0% | 0% | 1 | 32.32% | 0% | 0% | 1 | 28.93% | 0% | 0% | 1 | 43.09% | 0% | 0% | 1 | 22.72% | 0% | 0% | 1 | 5.23% | 0% | 0% | 1 |  | 0% | 0% | 1 | 38.9 | 0% | 0% | 4 | 6.707% | 0% | 0% | 1 | 0 | 2 | 27.33% | 50.35% | 77.68% | 5 | 59.2% | 0% | 0% | 2 | 43.79% | 0% | 0% | 1 | 49.28% | 0% | 0% | 1 | 76.05% | 0% | 0% | 3 | 21.72% | 0% | 0% | 1 | 16.13% | 0% | 0% | 1 |  | 0% | 0% | 1 | 24.2743 | 0% | 0% | 3 | 2.556% | 0% | 0% | 1 | 0 | 2 | 23.12% | 64.48% | 87.59% | 5 | 47.29% | 0% | 0% | 1 | 50.56% | 0% | 0% | 2 | 61.52% | 0% | 0% | 2 | 86.42% | 0% | 0% | 3 | 35.9% | 0% | 0% | 1 | 9.919% | 0% | 0% | 1
201 | Thermalito | NORTHERN CALIFORNIA | 0 | 0 | 0 | 0% | 0% | 1 | 8.283 | 0% | 0% | 1 | 3.196% | 0% | 0% | 1 | 0 | 2 | 1.969% | 0% | 1.969% | 1 | 69.72% | 0% | 0% | 2 | 26.54% | 0% | 0% | 1 | 38.61% | 0% | 0% | 1 | 99.87% | 0% | 0% | 5 | 9.026% | 0% | 0% | 1 | 38.82% | 0% | 0% | 1 |  | 0% | 0% | 1 | 12.2876 | 0% | 0% | 2 | 6.746% | 0% | 0% | 1 | 0 | 2 | 13.44% | 0% | 13.44% | 1 | 65.75% | 0% | 0% | 2 | 18.1% | 0% | 0% | 1 | 51.06% | 0% | 0% | 2 | 89.33% | 0% | 0% | 3 | 7.793% | 0% | 0% | 1 | 19.02% | 0% | 0% | 1 |  | 0% | 0% | 1 | 13.3333 | 0% | 0% | 2 | 13.93% | 0% | 0% | 1 | 0 | 2 | 20.49% | 5.748% | 26.24% | 2 | 61.77% | 0% | 0% | 2 | 14.73% | 0% | 0% | 1 | 48.2% | 0% | 0% | 1 | 83.62% | 0% | 0% | 3 | 16.19% | 0% | 0% | 1 | 13% | 0% | 0% | 1 |  | 0% | 0% | 1 | 13.2267 | 0% | 0% | 2 | 20.76% | 0% | 0% | 1 | 0 | 2 | 18.53% | 11.87% | 30.41% | 3 | 56.48% | 0% | 0% | 2 | 18.6% | 0% | 0% | 1 | 45.28% | 0% | 0% | 1 | 80.1% | 0% | 0% | 3 | 18.17% | 0% | 0% | 1 | 11.03% | 0% | 0% | 1
202 | Martinez | NORTHERN CALIFORNIA | 0 | 0 | 10 | 0% | 0% | 1 | 73 | 0% | 0% | 4 | 0.1298% | 0% | 0% | 1 | 0 | 2 | 55.29% | 0.01221% | 55.3% | 3 | 1.585% | 0% | 0% | 1 | 38.04% | 0% | 0% | 1 | 49.45% | 0% | 0% | 1 | 60.83% | 0% | 0% | 2 | 12.61% | 0% | 0% | 1 | 5.979% | 0% | 0% | 1 |  | 0% | 0% | 1 | 72 | 0% | 0% | 4 | 0.07038% | 0% | 0% | 1 | 0 | 2 | 45.9% | 2.052% | 47.95% | 2 | 19.22% | 0% | 0% | 1 | 46.08% | 0% | 0% | 1 | 54.22% | 0% | 0% | 2 | 72.09% | 0% | 0% | 3 | 18.67% | 0% | 0% | 1 | 17.76% | 0% | 0% | 1 |  | 0% | 0% | 1 | 52.2821 | 0% | 0% | 4 | 1.144% | 0% | 0% | 1 | 0 | 2 | 32.16% | 8.089% | 40.25% | 2 | 35.52% | 0% | 0% | 1 | 45.5% | 0% | 0% | 1 | 55.11% | 0% | 0% | 2 | 78.45% | 0% | 0% | 3 | 20.79% | 0% | 0% | 1 | 24.14% | 0% | 0% | 1 |  | 0% | 0% | 1 | 33 | 0% | 0% | 4 | 5.374% | 0% | 0% | 1 | 0 | 2 | 23.93% | 12.63% | 36.57% | 3 | 37.81% | 0% | 0% | 1 | 37.96% | 0% | 0% | 1 | 48.25% | 0% | 0% | 1 | 71.05% | 0% | 0% | 3 | 22.57% | 0% | 0% | 1 | 16.31% | 0% | 0% | 1
203 | Lone Tree | NORTHERN CALIFORNIA | 0 | 0 | 10 | 0% | 0% | 1 | 11.0506 | 0% | 0% | 1 | 15.13% | 0% | 0% | 1 | 0 | 2 | 56.98% | 0% | 56.98% | 3 | 39.29% | 0% | 0% | 1 | 59.87% | 0% | 0% | 2 | 59.87% | 0% | 0% | 2 | 59.89% | 0% | 0% | 2 | 37.75% | 0% | 0% | 1 | 7.217% | 0% | 0% | 1 |  | 0% | 0% | 1 | 9.0167 | 0% | 0% | 1 | 18.04% | 0% | 0% | 1 | 0 | 2 | 34.7% | 9.332% | 44.03% | 2 | 26.95% | 0% | 0% | 1 | 57.96% | 0% | 0% | 2 | 59.29% | 0% | 0% | 2 | 60.9% | 0% | 0% | 2 | 17.6% | 0% | 0% | 1 | 11.87% | 0% | 0% | 1 |  | 0% | 0% | 1 | 7.1365 | 0% | 0% | 1 | 26.05% | 0% | 0% | 1 | 0 | 2 | 17.96% | 3.846% | 21.81% | 2 | 34.48% | 0% | 0% | 1 | 44.51% | 0% | 0% | 1 | 45.77% | 0% | 0% | 1 | 60.73% | 0% | 0% | 2 | 8.725% | 0% | 0% | 1 | 13.58% | 0% | 0% | 1 |  | 0% | 0% | 1 | 9.1669 | 0% | 0% | 1 | 36.38% | 0% | 0% | 1 | 0 | 2 | 10.26% | 3.843% | 14.1% | 2 | 30.81% | 0% | 0% | 1 | 34.44% | 0% | 0% | 1 | 36.98% | 0% | 0% | 1 | 52.28% | 0% | 0% | 2 | 6.853% | 0% | 0% | 1 | 11.95% | 0% | 0% | 1
204 | Delta PP | NORTHERN CALIFORNIA | 0 | 0 | 10 | 0% | 0% | 1 | 11.2688 | 0% | 0% | 1 | 16.92% | 0% | 0% | 1 | 0 | 2 | 8.608% | 0% | 8.608% | 1 | 69.96% | 0% | 0% | 2 | 60.81% | 0% | 0% | 2 | 70.33% | 0% | 0% | 3 | 91.87% | 0% | 0% | 4 | 1.503% | 0% | 0% | 1 | 9.747% | 0% | 0% | 1 |  | 0% | 0% | 1 | 10.8749 | 0% | 0% | 1 | 34.43% | 0% | 0% | 1 | 0 | 2 | 11.06% | 1.311% | 12.38% | 2 | 52.66% | 0% | 0% | 2 | 47.46% | 0% | 0% | 1 | 51.55% | 0% | 0% | 2 | 69.13% | 0% | 0% | 2 | 6.829% | 0% | 0% | 1 | 6.631% | 0% | 0% | 1 |  | 0% | 0% | 1 | 11.8054 | 0% | 0% | 1 | 37.67% | 0% | 0% | 1 | 0 | 2 | 17.93% | 2.476% | 20.41% | 2 | 47.06% | 0% | 0% | 1 | 41.74% | 0% | 0% | 1 | 44.38% | 0% | 0% | 1 | 61.89% | 0% | 0% | 2 | 16.83% | 0% | 0% | 1 | 6.775% | 0% | 0% | 1 |  | 0% | 0% | 1 | 11.6914 | 0% | 0% | 1 | 39.47% | 0% | 0% | 1 | 0 | 2 | 17.61% | 2.038% | 19.65% | 2 | 44.65% | 0% | 0% | 1 | 37.54% | 0% | 0% | 1 | 39.65% | 0% | 0% | 1 | 59.57% | 0% | 0% | 2 | 20.24% | 0% | 0% | 1 | 7.191% | 0% | 0% | 1
205 | Green Ridge Midway | NORTHERN CALIFORNIA | 0 | 0 | 10 | 0% | 0% | 1 | 17 | 0% | 0% | 2 | 5.866% | 0% | 0% | 1 | 0 | 2 | 0% | 0% | 0% | 1 | 82.85% | 0% | 0% | 3 | 70.51% | 0% | 0% | 3 | 80.85% | 0% | 0% | 3 | 98.45% | 0% | 0% | 5 | 13.63% | 0% | 0% | 1 | 4.065% | 0% | 0% | 1 |  | 0% | 0% | 1 | 13.1563 | 0% | 0% | 2 | 20.18% | 0% | 0% | 1 | 0 | 2 | 12.92% | 0.1431% | 13.06% | 2 | 68.06% | 0% | 0% | 2 | 60.45% | 0% | 0% | 2 | 61.97% | 0% | 0% | 2 | 82.68% | 0% | 0% | 3 | 22.85% | 0% | 0% | 1 | 6.18% | 0% | 0% | 1 |  | 0% | 0% | 1 | 12.5 | 0% | 0% | 2 | 33.09% | 0% | 0% | 1 | 0 | 2 | 19.97% | 0.8676% | 20.84% | 2 | 53.98% | 0% | 0% | 2 | 41.86% | 0% | 0% | 1 | 44.36% | 0% | 0% | 1 | 67.19% | 0% | 0% | 2 | 26.54% | 0% | 0% | 1 | 5.498% | 0% | 0% | 1 |  | 0% | 0% | 1 | 12 | 0% | 0% | 2 | 36.59% | 0% | 0% | 1 | 0 | 2 | 21.24% | 1.815% | 23.06% | 2 | 52.71% | 0% | 0% | 2 | 36.09% | 0% | 0% | 1 | 38.98% | 0% | 0% | 1 | 63.1% | 0% | 0% | 2 | 28.15% | 0% | 0% | 1 | 5.901% | 0% | 0% | 1
206 | Inyo | GREATER KRAMER | 0 | 0 | 0 | 0% | 0% | 1 | 5.5127 | 0% | 0% | 1 | 0% | 0% | 0% | 1 | 0 | 2 | 91.59% | 0% | 91.59% | 5 | 0% | 0% | 0% | 1 | 17.49% | 0% | 0% | 1 | 34.64% | 0% | 0% | 1 | 40.62% | 0% | 0% | 1 | 40.67% | 0% | 0% | 1 | 4.819% | 0% | 0% | 1 |  | 0% | 0% | 1 | 4.0467 | 0% | 0% | 1 | 0% | 0% | 0% | 1 | 0 | 2 | 68.4% | 0% | 68.4% | 3 | 0% | 0% | 0% | 1 | 24.24% | 0% | 0% | 1 | 37.83% | 0% | 0% | 1 | 39.07% | 0% | 0% | 1 | 69.36% | 0% | 0% | 2 | 9.339% | 0% | 0% | 1 |  | 0% | 0% | 1 | 4.6667 | 0% | 0% | 1 | 0% | 0% | 0% | 1 | 0 | 2 | 63.98% | 0% | 63.98% | 3 | 0% | 0% | 0% | 1 | 29.12% | 0% | 0% | 1 | 37.73% | 0% | 0% | 1 | 40.12% | 0% | 0% | 1 | 67.42% | 0% | 0% | 2 | 6.844% | 0% | 0% | 1 |  | 0% | 0% | 1 | 4 | 0% | 0% | 1 | 0% | 0% | 0% | 1 | 0 | 2 | 56.28% | 0% | 56.28% | 3 | 0% | 0% | 0% | 1 | 26.94% | 0% | 0% | 1 | 29.3% | 0% | 0% | 1 | 35.39% | 0% | 0% | 1 | 70.76% | 0% | 0% | 3 | 5.722% | 0% | 0% | 1
207 | Control | GREATER KRAMER | 0 | 0 | 10 | 0% | 0% | 1 | 4.349 | 0% | 0% | 1 | 0% | 0% | 0% | 1 | 0 | 2 | 93.51% | 0% | 93.51% | 5 | 0% | 0% | 0% | 1 | 10.42% | 0% | 0% | 1 | 50.38% | 0% | 0% | 2 | 53.32% | 0% | 0% | 2 | 59.99% | 0% | 0% | 2 | 8.012% | 0% | 0% | 1 |  | 0% | 0% | 1 | 4.2649 | 0% | 0% | 1 | 0% | 0% | 0% | 1 | 0 | 2 | 75.91% | 0% | 75.91% | 5 | 0% | 0% | 0% | 1 | 29.85% | 0% | 0% | 1 | 43.22% | 0% | 0% | 1 | 45.42% | 0% | 0% | 1 | 65.13% | 0% | 0% | 2 | 10.02% | 0% | 0% | 1 |  | 0% | 0% | 1 | 4.441 | 0% | 0% | 1 | 0% | 0% | 0% | 1 | 0 | 2 | 71.52% | 0% | 71.52% | 3 | 0% | 0% | 0% | 1 | 27.6% | 0% | 0% | 1 | 37.79% | 0% | 0% | 1 | 39.63% | 0% | 0% | 1 | 66.71% | 0% | 0% | 2 | 7.469% | 0% | 0% | 1 |  | 0% | 0% | 1 | 4.0377 | 0% | 0% | 1 | 0% | 0% | 0% | 1 | 0 | 2 | 61.08% | 0% | 61.08% | 3 | 0% | 0% | 0% | 1 | 26.02% | 0% | 0% | 1 | 27.8% | 0% | 0% | 1 | 33.57% | 0% | 0% | 1 | 69.46% | 0% | 0% | 2 | 5.912% | 0% | 0% | 1
208 | Big Creek | SPGE | 0 | 0 | 10 | 0% | 0% | 1 | 3.6632 | 0% | 0% | 1 | 0% | 0% | 0% | 1 | 0 | 2 | 7.311% | 65.93% | 73.24% | 5 | 38.59% | 0% | 0% | 1 | 92.73% | 0% | 0% | 4 | 19.79% | 0% | 0% | 1 | 92.83% | 0% | 0% | 4 | 74.91% | 0% | 0% | 3 | 5.697% | 0% | 0% | 1 |  | 0% | 0% | 1 | 6.9953 | 0% | 0% | 1 | 0% | 0% | 0% | 1 | 0 | 2 | 37.67% | 41.27% | 78.94% | 5 | 38.12% | 0% | 0% | 1 | 68.63% | 0% | 0% | 2 | 27.39% | 0% | 0% | 1 | 80.41% | 0% | 0% | 3 | 72.79% | 0% | 0% | 3 | 5.147% | 0% | 0% | 1 |  | 0% | 0% | 1 | 8.5429 | 0% | 0% | 1 | 0% | 0% | 0% | 1 | 0 | 2 | 53.67% | 31.13% | 84.81% | 5 | 22.33% | 0% | 0% | 1 | 58.56% | 0% | 0% | 2 | 43.63% | 0% | 0% | 1 | 72.37% | 0% | 0% | 3 | 70.02% | 0% | 0% | 3 | 4.239% | 0% | 0% | 1 |  | 0% | 0% | 1 | 11.3997 | 0% | 0% | 1 | 0% | 0% | 0% | 1 | 0 | 2 | 61.13% | 23.08% | 84.21% | 5 | 17.27% | 0% | 0% | 1 | 47.68% | 0% | 0% | 1 | 39.55% | 0% | 0% | 1 | 63.24% | 0% | 0% | 2 | 70.09% | 0% | 0% | 3 | 4.214% | 0% | 0% | 1
209 | Moss Landing |  | 0 | 0 | 10 | 0% | 0% | 1 | 13.48 | 0% | 0% | 2 | 55.96% | 0% | 0% | 2 | 1 | 1 | 0.8649% | 0% | 0.8649% | 1 | 0.3143% | 0% | 0% | 1 | 59.76% | 0% | 0% | 2 | 61.47% | 0% | 0% | 2 | 61.78% | 0% | 0% | 2 | 0% | 0% | 0% | 1 | 9.1% | 0% | 0% | 1 |  | 0% | 0% | 1 | 20 | 0% | 0% | 3 | 48.92% | 0% | 0% | 1 | 1 | 1 | 3.506% | 0% | 3.506% | 1 | 7.363% | 0% | 0% | 1 | 28.25% | 0% | 0% | 1 | 34.56% | 0% | 0% | 1 | 38.93% | 0% | 0% | 1 | 2.423% | 0% | 0% | 1 | 6.664% | 0% | 0% | 1 |  | 0% | 0% | 1 | 19.1678 | 0% | 0% | 2 | 32.71% | 0% | 0% | 1 | 1 | 1 | 20.74% | 9.699% | 30.44% | 2 | 30.61% | 0% | 0% | 1 | 21.46% | 0% | 0% | 1 | 33.05% | 0% | 0% | 1 | 56.59% | 0% | 0% | 2 | 17.16% | 0% | 0% | 1 | 6.183% | 0% | 0% | 1 |  | 0% | 0% | 1 | 20 | 0% | 0% | 3 | 28.16% | 0% | 0% | 1 | 1 | 1 | 25.43% | 12.97% | 38.4% | 3 | 28.87% | 0% | 0% | 1 | 16% | 0% | 0% | 1 | 27.04% | 0% | 0% | 1 | 49.98% | 0% | 0% | 1 | 21.1% | 0% | 0% | 1 | 5.239% | 0% | 0% | 1
210 | Cal Ave | SPGE | 0 | 0 | 0 | 0% | 0% | 1 | 29.12 | 0% | 0% | 3 | 80.11% | 0% | 0% | 3 | 0 | 2 | 0% | 0% | 0% | 1 | 0% | 0% | 0% | 1 | 0% | 0% | 0% | 1 | 0% | 0% | 0% | 1 | 0% | 0% | 0% | 1 | 0% | 0% | 0% | 1 | 0.01872% | 0% | 0% | 1 |  | 0% | 0% | 1 | 24.8517 | 0% | 0% | 3 | 68.3% | 0% | 0% | 2 | 0 | 2 | 0% | 0% | 0% | 1 | 0% | 0% | 0% | 1 | 0% | 0% | 0% | 1 | 0% | 0% | 0% | 1 | 0% | 0% | 0% | 1 | 0% | 0% | 0% | 1 | 0.2715% | 0% | 0% | 1 |  | 0% | 0% | 1 | 21.8 | 0% | 0% | 3 | 61.85% | 0% | 0% | 2 | 0 | 2 | 0% | 0% | 0% | 1 | 10.98% | 0% | 0% | 1 | 10.81% | 0% | 0% | 1 | 10.76% | 0% | 0% | 1 | 15.13% | 0% | 0% | 1 | 1.458% | 0% | 0% | 1 | 5.02% | 0% | 0% | 1 |  | 0% | 0% | 1 | 18.7778 | 0% | 0% | 2 | 50.84% | 0% | 0% | 2 | 0 | 2 | 0.3668% | 0% | 0.3668% | 1 | 17.89% | 0% | 0% | 1 | 16.76% | 0% | 0% | 1 | 17.04% | 0% | 0% | 1 | 28.39% | 0% | 0% | 1 | 9.733% | 0% | 0% | 1 | 7.313% | 0% | 0% | 1
211 | Poso Mountain | SPGE | 0 | 0 | 10 | 0% | 0% | 1 | 6.3552 | 0% | 0% | 1 | 0% | 0% | 0% | 1 | 1 | 1 | 57.82% | 0% | 57.82% | 3 | 63.16% | 0% | 0% | 2 | 0.6501% | 0% | 0% | 1 | 7.261% | 0% | 0% | 1 | 63.16% | 0% | 0% | 2 | 36.13% | 0% | 0% | 1 | 1.867% | 0% | 0% | 1 |  | 0% | 0% | 1 | 6.7866 | 0% | 0% | 1 | 5.631% | 0% | 0% | 1 | 1 | 1 | 48.29% | 0% | 48.29% | 2 | 73.95% | 0% | 0% | 3 | 22.37% | 0% | 0% | 1 | 34.56% | 0% | 0% | 1 | 75.91% | 0% | 0% | 3 | 40.24% | 0% | 0% | 1 | 1.586% | 0% | 0% | 1 |  | 0% | 0% | 1 | 7.6343 | 0% | 0% | 1 | 21.09% | 0% | 0% | 1 | 1 | 1 | 46.37% | 0% | 46.37% | 2 | 63.23% | 0% | 0% | 2 | 18.01% | 0% | 0% | 1 | 26.12% | 0% | 0% | 1 | 65.06% | 0% | 0% | 2 | 40.3% | 0% | 0% | 1 | 1.49% | 0% | 0% | 1 |  | 0% | 0% | 1 | 8.0485 | 0% | 0% | 1 | 29.27% | 0% | 0% | 1 | 1 | 1 | 41.36% | 0% | 41.36% | 2 | 51.1% | 0% | 0% | 2 | 12.55% | 0% | 0% | 1 | 21.65% | 0% | 0% | 1 | 54.88% | 0% | 0% | 2 | 36.69% | 0% | 0% | 1 | 1.497% | 0% | 0% | 1
212 | Walnut | GREATER LA METRO | 0 | 0 | 10 | 0% | 0% | 1 | 0 | 0% | 0% | 1 | 0% | 0% | 0% | 1 | 0 | 2 | 0% | 0% | 0% | 1 | 0% | 0% | 0% | 1 | 0% | 0% | 0% | 1 | 0% | 0% | 0% | 1 | 0% | 0% | 0% | 1 | 0% | 0% | 0% | 1 | 0% | 0% | 0% | 1 |  | 0% | 0% | 1 | 16.1597 | 0% | 0% | 2 | 0% | 0% | 0% | 1 | 0 | 2 | 16.01% | 83.99% | 100% | 5 | 53.57% | 0% | 0% | 2 | 0% | 0% | 0% | 1 | 0% | 0% | 0% | 1 | 53.57% | 0% | 0% | 2 | 38.74% | 0% | 0% | 1 | 18.14% | 0% | 0% | 1 |  | 0% | 0% | 1 | 14.425 | 0% | 0% | 2 | 0% | 0% | 0% | 1 | 0 | 2 | 8.147% | 91.85% | 100% | 5 | 50.08% | 0% | 0% | 2 | 13.11% | 0% | 0% | 1 | 12.77% | 0% | 0% | 1 | 61.61% | 0% | 0% | 2 | 34.62% | 0% | 0% | 1 | 17.09% | 0% | 0% | 1 |  | 0% | 0% | 1 | 12.8667 | 0% | 0% | 2 | 6.706% | 0% | 0% | 1 | 0 | 2 | 18.57% | 60.1% | 78.68% | 5 | 29.97% | 0% | 0% | 1 | 11.6% | 0% | 0% | 1 | 26.53% | 0% | 0% | 1 | 57.19% | 0% | 0% | 2 | 23.96% | 0% | 0% | 1 | 20.22% | 0% | 0% | 1
213 | Chevmain | GREATER LA METRO | 0 | 0 | 10 | 0% | 0% | 1 | 6.5469 | 0% | 0% | 1 | 0% | 0% | 0% | 1 | 0 | 2 | 0% | 0% | 0% | 1 | 1.809% | 0% | 0% | 1 | 0% | 0% | 0% | 1 | 28.75% | 0% | 0% | 1 | 30.56% | 0% | 0% | 1 | 0% | 0% | 0% | 1 | 0% | 0% | 0% | 1 |  | 0% | 0% | 1 | 6.7876 | 0% | 0% | 1 | 0% | 0% | 0% | 1 | 0 | 2 | 20.72% | 0% | 20.72% | 2 | 2.89% | 0% | 0% | 1 | 30.56% | 0% | 0% | 1 | 55.07% | 0% | 0% | 2 | 57.96% | 0% | 0% | 2 | 0% | 0% | 0% | 1 | 0.1727% | 0% | 0% | 1 |  | 0% | 0% | 1 | 10.5434 | 0% | 0% | 1 | 0% | 0% | 0% | 1 | 0 | 2 | 17.75% | 1.347% | 19.1% | 2 | 1.431% | 0% | 0% | 1 | 2.895% | 0% | 0% | 1 | 58.93% | 0% | 0% | 2 | 60.36% | 0% | 0% | 2 | 7.288% | 0% | 0% | 1 | 3.317% | 0% | 0% | 1 |  | 0% | 0% | 1 | 20.8333 | 0% | 0% | 3 | 0% | 0% | 0% | 1 | 0 | 2 | 22.79% | 25.64% | 48.43% | 4 | 11.42% | 0% | 0% | 1 | 15.9% | 0% | 0% | 1 | 43.65% | 0% | 0% | 1 | 49.59% | 0% | 0% | 1 | 11.68% | 0% | 0% | 1 | 8.341% | 0% | 0% | 1
214 | Long Beach |  | 0 | 0 | 0 | 0% | 0% | 1 | 10.5935 | 0% | 0% | 1 | 0% | 0% | 0% | 1 | 0 | 2 | 0% | 0% | 0% | 1 | 0% | 0% | 0% | 1 | 0% | 0% | 0% | 1 | 54.87% | 0% | 0% | 2 | 54.87% | 0% | 0% | 2 | 0% | 0% | 0% | 1 | 0.1386% | 0% | 0% | 1 |  | 0% | 0% | 1 | 26.125 | 0% | 0% | 3 | 0% | 0% | 0% | 1 | 0 | 2 | 0.1503% | 0% | 0.1503% | 1 | 0% | 0% | 0% | 1 | 10.41% | 0% | 0% | 1 | 62.33% | 0% | 0% | 2 | 62.33% | 0% | 0% | 2 | 0% | 0% | 0% | 1 | 0.4252% | 0% | 0% | 1 |  | 0% | 0% | 1 | 52.6 | 0% | 0% | 4 | 0% | 0% | 0% | 1 | 0 | 2 | 1.819% | 0% | 1.819% | 1 | 0.1433% | 0% | 0% | 1 | 9.329% | 0% | 0% | 1 | 68.55% | 0% | 0% | 2 | 68.69% | 0% | 0% | 2 | 0% | 0% | 0% | 1 | 0.4333% | 0% | 0% | 1 |  | 0% | 0% | 1 | 47 | 0% | 0% | 4 | 0% | 0% | 0% | 1 | 0 | 2 | 1.332% | 0% | 1.332% | 1 | 0.105% | 0% | 0% | 1 | 15.17% | 0% | 0% | 1 | 76.04% | 0% | 0% | 3 | 76.15% | 0% | 0% | 3 | 0% | 0% | 0% | 1 | 3.426% | 0% | 0% | 1
215 | Pit 1 | NORTHERN CALIFORNIA | 0 | 0 | 10 | 0% | 0% | 1 | 8.4096 | 0% | 0% | 1 | 0% | 0% | 0% | 1 | 0 | 2 | 86.71% | 0% | 86.71% | 5 | 50.81% | 0% | 0% | 2 | 71.17% | 0% | 0% | 3 | 83.48% | 0% | 0% | 3 | 96.98% | 0% | 0% | 5 | 57.39% | 0% | 0% | 2 | 3.925% | 0% | 0% | 1 |  | 0% | 0% | 1 | 7.7662 | 0% | 0% | 1 | 0% | 0% | 0% | 1 | 0 | 2 | 75.21% | 0% | 75.21% | 5 | 26.97% | 0% | 0% | 1 | 42.38% | 0% | 0% | 1 | 45.19% | 0% | 0% | 1 | 59.36% | 0% | 0% | 2 | 44.31% | 0% | 0% | 1 | 7.88% | 0% | 0% | 1 |  | 0% | 0% | 1 | 5.6935 | 0% | 0% | 1 | 3.57e-05% | 0% | 0% | 1 | 0 | 2 | 82.94% | 0% | 82.94% | 5 | 29.14% | 0% | 0% | 1 | 21.79% | 0% | 0% | 1 | 20.88% | 0% | 0% | 1 | 44.66% | 0% | 0% | 1 | 54.75% | 0% | 0% | 2 | 6.724% | 0% | 0% | 1 |  | 0% | 0% | 1 | 5 | 0% | 0% | 1 | 0.08093% | 0% | 0% | 1 | 0 | 2 | 87.58% | 0% | 87.58% | 5 | 36.09% | 0% | 0% | 1 | 15.37% | 0% | 0% | 1 | 13.35% | 0% | 0% | 1 | 46.75% | 0% | 0% | 1 | 58.8% | 0% | 0% | 2 | 6.343% | 0% | 0% | 1
216 | Cove Rd | NORTHERN CALIFORNIA | 0 | 0 | 0 | 0% | 0% | 1 | 6.8679 | 0% | 0% | 1 | 0.0566% | 0% | 0% | 1 | 0 | 2 | 100% | 0% | 100% | 5 | 62.22% | 0% | 0% | 2 | 14.22% | 0% | 0% | 1 | 22.59% | 0% | 0% | 1 | 64.51% | 0% | 0% | 2 | 50.94% | 0% | 0% | 2 | 4.456% | 0% | 0% | 1 |  | 0% | 0% | 1 | 5.0631 | 0% | 0% | 1 | 0.09371% | 0% | 0% | 1 | 0 | 2 | 90.19% | 9.309% | 99.5% | 5 | 54.85% | 0% | 0% | 2 | 22.85% | 0% | 0% | 1 | 31.23% | 0% | 0% | 1 | 68.7% | 0% | 0% | 2 | 65.72% | 0% | 0% | 2 | 5.394% | 0% | 0% | 1 |  | 0% | 0% | 1 | 4.8 | 0% | 0% | 1 | 0.1027% | 0% | 0% | 1 | 0 | 2 | 86.58% | 10.46% | 97.04% | 5 | 51.65% | 0% | 0% | 2 | 21.4% | 0% | 0% | 1 | 24.89% | 0% | 0% | 1 | 64.39% | 0% | 0% | 2 | 64.2% | 0% | 0% | 2 | 6.731% | 0% | 0% | 1 |  | 0% | 0% | 1 | 4.9502 | 0% | 0% | 1 | 0.1339% | 0% | 0% | 1 | 0 | 2 | 91.56% | 6.18% | 97.74% | 5 | 46.91% | 0% | 0% | 1 | 22.67% | 0% | 0% | 1 | 26.43% | 0% | 0% | 1 | 61.05% | 0% | 0% | 2 | 65.67% | 0% | 0% | 2 | 6.338% | 0% | 0% | 1
217 | Drum | NORTHERN CALIFORNIA | 0 | 0 | 10 | 0% | 0% | 1 | 10.3216 | 0% | 0% | 1 | 0% | 0% | 0% | 1 | 0 | 2 | 10.25% | 89.75% | 100% | 5 | 9.049% | 0% | 0% | 1 | 9.307% | 0% | 0% | 1 | 0.4596% | 0% | 0% | 1 | 18.36% | 0% | 0% | 1 | 21.32% | 0% | 0% | 1 | 0.9976% | 0% | 0% | 1 |  | 0% | 0% | 1 | 9.2098 | 0% | 0% | 1 | 0% | 0% | 0% | 1 | 0 | 2 | 40.88% | 58.29% | 99.18% | 5 | 19.22% | 0% | 0% | 1 | 14.39% | 0% | 0% | 1 | 6.718% | 0% | 0% | 1 | 34.23% | 0% | 0% | 1 | 34.7% | 0% | 0% | 1 | 1.852% | 0% | 0% | 1 |  | 0% | 0% | 1 | 11.37 | 0% | 0% | 1 | 0.01628% | 0% | 0% | 1 | 0 | 2 | 39.25% | 53% | 92.25% | 5 | 27.06% | 0% | 0% | 1 | 15.85% | 0% | 0% | 1 | 17.4% | 0% | 0% | 1 | 47.17% | 0% | 0% | 1 | 36.96% | 0% | 0% | 1 | 2.916% | 0% | 0% | 1 |  | 0% | 0% | 1 | 12.9483 | 0% | 0% | 2 | 0.04966% | 0% | 0% | 1 | 0 | 2 | 37.62% | 46.06% | 83.69% | 5 | 28.01% | 0% | 0% | 1 | 12.79% | 0% | 0% | 1 | 19.04% | 0% | 0% | 1 | 46.41% | 0% | 0% | 1 | 44.96% | 0% | 0% | 1 | 3.223% | 0% | 0% | 1
218 | Vierra | NORTHERN CALIFORNIA | 0 | 0 | 10 | 0% | 0% | 1 | 38.43 | 0% | 0% | 4 | 69.4% | 0% | 0% | 2 | 0 | 2 | 0% | 0% | 0% | 1 | 20.69% | 0% | 0% | 1 | 1.933% | 0% | 0% | 1 | 1.933% | 0% | 0% | 1 | 22.62% | 0% | 0% | 1 | 0% | 0% | 0% | 1 | 6.752% | 0% | 0% | 1 |  | 0% | 0% | 1 | 18.6183 | 0% | 0% | 2 | 69.72% | 0% | 0% | 2 | 0 | 2 | 0% | 0% | 0% | 1 | 19.73% | 0% | 0% | 1 | 12.39% | 0% | 0% | 1 | 12.39% | 0% | 0% | 1 | 25.03% | 0% | 0% | 1 | 0% | 0% | 0% | 1 | 5.114% | 0% | 0% | 1 |  | 0% | 0% | 1 | 16.125 | 0% | 0% | 2 | 69.71% | 0% | 0% | 2 | 0 | 2 | 0% | 0% | 0% | 1 | 28.05% | 0% | 0% | 1 | 13.55% | 0% | 0% | 1 | 13.53% | 0% | 0% | 1 | 34.55% | 0% | 0% | 1 | 1.104% | 0% | 0% | 1 | 3.648% | 0% | 0% | 1 |  | 0% | 0% | 1 | 14.9596 | 0% | 0% | 2 | 59.84% | 0% | 0% | 2 | 0 | 2 | 0% | 0% | 0% | 1 | 39.28% | 0% | 0% | 1 | 16.9% | 0% | 0% | 1 | 19.79% | 0% | 0% | 1 | 46.4% | 0% | 0% | 1 | 7.149% | 0% | 0% | 1 | 4.512% | 0% | 0% | 1
219 | Coyote | NORTHERN CALIFORNIA | 0 | 0 | 10 | 0% | 0% | 1 | 12.1664 | 0% | 0% | 2 | 6.223% | 0% | 0% | 1 | 0 | 2 | 58.8% | 0% | 58.8% | 3 | 99.73% | 0% | 0% | 5 | 53.97% | 0% | 0% | 2 | 63.9% | 0% | 0% | 2 | 99.95% | 0% | 0% | 5 | 39.02% | 0% | 0% | 1 | 3.354% | 0% | 0% | 1 |  | 0% | 0% | 1 | 10.0843 | 0% | 0% | 1 | 2.218% | 0% | 0% | 1 | 0 | 2 | 60.94% | 14.61% | 75.55% | 5 | 81.32% | 0% | 0% | 3 | 27.41% | 0% | 0% | 1 | 40.24% | 0% | 0% | 1 | 84.54% | 0% | 0% | 3 | 59.88% | 0% | 0% | 2 | 4.714% | 0% | 0% | 1 |  | 0% | 0% | 1 | 11.5214 | 0% | 0% | 1 | 1.513% | 0% | 0% | 1 | 0 | 2 | 65.5% | 23.42% | 88.91% | 5 | 70.18% | 0% | 0% | 3 | 24.24% | 0% | 0% | 1 | 40.66% | 0% | 0% | 1 | 77.2% | 0% | 0% | 3 | 65.64% | 0% | 0% | 2 | 3.705% | 0% | 0% | 1 |  | 0% | 0% | 1 | 14.7162 | 0% | 0% | 2 | 2.926% | 0% | 0% | 1 | 0 | 2 | 60.82% | 27.94% | 88.76% | 5 | 66.49% | 0% | 0% | 2 | 25.5% | 0% | 0% | 1 | 45.38% | 0% | 0% | 1 | 81.67% | 0% | 0% | 3 | 61.84% | 0% | 0% | 2 | 3.217% | 0% | 0% | 1
220 | Metcalf | NORTHERN CALIFORNIA | 0 | 0 | 10 | 0% | 0% | 1 | 10.6248 | 0% | 0% | 1 | 6.138% | 0% | 0% | 1 | 0 | 2 | 57.58% | 0% | 57.58% | 3 | 99.48% | 0% | 0% | 5 | 55.6% | 0% | 0% | 2 | 65.56% | 0% | 0% | 2 | 99.7% | 0% | 0% | 5 | 38.37% | 0% | 0% | 1 | 3.245% | 0% | 0% | 1 |  | 0% | 0% | 1 | 9.7703 | 0% | 0% | 1 | 2.169% | 0% | 0% | 1 | 0 | 2 | 62.61% | 13.42% | 76.04% | 5 | 81.26% | 0% | 0% | 3 | 27.36% | 0% | 0% | 1 | 39.4% | 0% | 0% | 1 | 84.54% | 0% | 0% | 3 | 60.34% | 0% | 0% | 2 | 4.605% | 0% | 0% | 1 |  | 0% | 0% | 1 | 10.8889 | 0% | 0% | 1 | 1.468% | 0% | 0% | 1 | 0 | 2 | 67.61% | 21.55% | 89.16% | 5 | 71.31% | 0% | 0% | 3 | 24.92% | 0% | 0% | 1 | 39.9% | 0% | 0% | 1 | 77.47% | 0% | 0% | 3 | 67.15% | 0% | 0% | 2 | 3.722% | 0% | 0% | 1 |  | 0% | 0% | 1 | 14 | 0% | 0% | 2 | 2.86% | 0% | 0% | 1 | 0 | 2 | 61.58% | 27.31% | 88.89% | 5 | 66.53% | 0% | 0% | 2 | 25.81% | 0% | 0% | 1 | 45.13% | 0% | 0% | 1 | 81.5% | 0% | 0% | 3 | 62.29% | 0% | 0% | 2 | 3.227% | 0% | 0% | 1
221 | Diablo | SPGE | 0 | 0 | 10 | 0% | 0% | 1 | 4.1336 | 0% | 0% | 1 | 0% | 0% | 0% | 1 | 0 | 2 | 13.08% | 86.51% | 99.59% | 5 | 0.02522% | 0% | 0% | 1 | 5.786% | 0% | 0% | 1 | 56.33% | 0% | 0% | 2 | 56.33% | 0% | 0% | 2 | 63.63% | 0% | 0% | 2 | 6.915% | 0% | 0% | 1 |  | 0% | 0% | 1 | 7.9966 | 0% | 0% | 1 | 3.606% | 0% | 0% | 1 | 0 | 2 | 31.57% | 59.49% | 91.06% | 5 | 5.28% | 0% | 0% | 1 | 16.34% | 0% | 0% | 1 | 72.18% | 0% | 0% | 3 | 72.18% | 0% | 0% | 3 | 47.44% | 0% | 0% | 1 | 10.1% | 0% | 0% | 1 |  | 0% | 0% | 1 | 12.0865 | 0% | 0% | 2 | 5.395% | 0% | 0% | 1 | 0 | 2 | 42.22% | 32.75% | 74.97% | 5 | 18.14% | 0% | 0% | 1 | 14.89% | 0% | 0% | 1 | 66.72% | 0% | 0% | 2 | 70.56% | 0% | 0% | 3 | 46.62% | 0% | 0% | 1 | 9.258% | 0% | 0% | 1 |  | 0% | 0% | 1 | 9.496 | 0% | 0% | 1 | 5.973% | 0% | 0% | 1 | 0 | 2 | 38.64% | 33.92% | 72.56% | 5 | 37.06% | 0% | 0% | 1 | 23.78% | 0% | 0% | 1 | 49.98% | 0% | 0% | 1 | 66.02% | 0% | 0% | 2 | 46.94% | 0% | 0% | 1 | 9.311% | 0% | 0% | 1
222 | Coolwater | GREATER KRAMER | 350 | 3500 | 10 | 2573% | 25.41% | 5 | 21.95 | 532.6% | 34.45% | 5 | 2.516% | 12467% | 999.7% | 5 | 0 | 2 | 0% | 0% | 0% | 1 | 98.97% | 2547% | 25.41% | 5 | 80.01% | 130.9% | 7.729% | 4 | 50.29% | 52.65% | 0% | 3 | 98.97% | 2547% | 25.41% | 5 | 23.7% | 34.3% | 0% | 2 | 3.249% | 2547% | 25.41% | 5 |  | 65.38% | 0% | 3 | 20.3022 | 39.04% | 0% | 3 | 1.282% | 0% | 0% | 1 | 0 | 2 | 0% | 0% | 0% | 1 | 83.4% | 42.91% | 0% | 3 | 33.29% | 10.68% | 0% | 1 | 22.11% | 9.143% | 0% | 1 | 85.37% | 48.67% | 0% | 3 | 39.42% | 11.76% | 0% | 1 | 3.773% | 48.67% | 0% | 2 |  | 13.28% | 0% | 1 | 24.0559 | 36.6% | 0% | 3 | 2.396% | 0% | 0% | 1 | 0 | 2 | 0% | 0% | 0% | 1 | 60.76% | 10.41% | 0% | 2 | 30.13% | 5.844% | 0% | 1 | 15.07% | 4.808% | 0% | 1 | 63.49% | 11.18% | 0% | 2 | 27.85% | 5.659% | 0% | 1 | 2.835% | 11.18% | 0% | 1 |  | 9.015% | 0% | 1 | 21.5399 | 20.7% | 0% | 3 | 2.425% | 0% | 0% | 1 | 0 | 2 | 0% | 0% | 0% | 1 | 52.46% | 4.809% | 0% | 2 | 28.13% | 3.181% | 0% | 1 | 18.13% | 2.792% | 0% | 1 | 59.26% | 5.611% | 0% | 2 | 40.22% | 3.824% | 0% | 1 | 2.786% | 5.611% | 0% | 1
223 | San Onofre | GREATER LA METRO | 0 | 0 | 10 | 0% | 0% | 1 | 11.1366 | 0% | 0% | 1 | 0% | 0% | 0% | 1 | 0 | 2 | 31.58% | 0% | 31.58% | 2 | 0% | 0% | 0% | 1 | 78.6% | 0% | 0% | 3 | 82.01% | 0% | 0% | 3 | 82.01% | 0% | 0% | 3 | 0.5933% | 0% | 0% | 1 | 7.224% | 0% | 0% | 1 |  | 0% | 0% | 1 | 5.8257 | 0% | 0% | 1 | 0% | 0% | 0% | 1 | 0 | 2 | 95.67% | 0% | 95.67% | 5 | 7.669% | 0% | 0% | 1 | 75.18% | 0% | 0% | 3 | 75.56% | 0% | 0% | 3 | 75.56% | 0% | 0% | 3 | 63.59% | 0% | 0% | 2 | 5.415% | 0% | 0% | 1 |  | 0% | 0% | 1 | 29.7262 | 0% | 0% | 3 | 0.3916% | 0% | 0% | 1 | 0 | 2 | 87.93% | 3.857% | 91.79% | 5 | 48.11% | 0% | 0% | 1 | 58.44% | 0% | 0% | 2 | 67.11% | 0% | 0% | 2 | 84.72% | 0% | 0% | 3 | 49.94% | 0% | 0% | 1 | 7.155% | 0% | 0% | 1 |  | 0% | 0% | 1 | 32.6545 | 0% | 0% | 4 | 1.122% | 0% | 0% | 1 | 0 | 2 | 56.43% | 39% | 95.44% | 5 | 55.09% | 0% | 0% | 2 | 47.43% | 0% | 0% | 1 | 49.04% | 0% | 0% | 1 | 85.46% | 0% | 0% | 3 | 28.53% | 0% | 0% | 1 | 6.043% | 0% | 0% | 1
224 | Woodland | NORTHERN CALIFORNIA | 12 | 120 | 5 | 6.219% | 0% | 1 | 9.9746 | 3.156% | 0% | 1 | 67.06% | 2.284% | 0% | 2 | 0 | 2 | 0% | 0% | 0% | 1 | 56.73% | 0.9257% | 0% | 2 | 23.79% | 0.5256% | 0% | 1 | 26.41% | 0.5443% | 0% | 1 | 68.72% | 1.281% | 0% | 2 | 0% | 0.4006% | 0% | 1 | 7.571% | 1.281% | 0% | 1 |  | 1.115% | 0% | 1 | 9.2481 | 0.7177% | 0% | 1 | 63.33% | 0.4292% | 0% | 2 | 0 | 2 | 0% | 0% | 0% | 1 | 48.07% | 0.1664% | 0% | 1 | 19.22% | 0.107% | 0% | 1 | 30.11% | 0.1236% | 0% | 1 | 61.18% | 0.2226% | 0% | 2 | 0% | 0.08641% | 0% | 1 | 6.027% | 0.2226% | 0% | 1 |  | 0.874% | 0% | 1 | 8.9879 | 0.4001% | 0% | 1 | 66.19% | 0.4292% | 0% | 2 | 0 | 2 | 0.007448% | 0% | 0.007448% | 1 | 44.53% | 0.06882% | 0% | 1 | 13.18% | 0.04397% | 0% | 1 | 39.09% | 0.06267% | 0% | 1 | 68.09% | 0.1196% | 0% | 2 | 0.223% | 0.03826% | 0% | 1 | 4.599% | 0.1196% | 0% | 1 |  | 0.3862% | 0% | 1 | 8.9212 | 0.2079% | 0% | 1 | 59.43% | 0.4292% | 0% | 2 | 0 | 2 | 3.999% | 0% | 3.999% | 1 | 46.31% | 0.04109% | 0% | 1 | 10.55% | 0.02466% | 0% | 1 | 38.6% | 0.03593% | 0% | 1 | 67.8% | 0.0685% | 0% | 2 | 4.509% | 0.0231% | 0% | 1 | 5.143% | 0.0685% | 0% | 1
225 | Donnells PP | NORTHERN CALIFORNIA | 0 | 0 | 10 | 0% | 0% | 1 | 4.7911 | 0% | 0% | 1 | 0% | 0% | 0% | 1 | 0 | 2 | 66.03% | 21.76% | 87.79% | 5 | 0% | 0% | 0% | 1 | 12.41% | 0% | 0% | 1 | 12.54% | 0% | 0% | 1 | 12.54% | 0% | 0% | 1 | 65.02% | 0% | 0% | 2 | 1.228% | 0% | 0% | 1 |  | 0% | 0% | 1 | 4.0505 | 0% | 0% | 1 | 0% | 0% | 0% | 1 | 0 | 2 | 53.32% | 18.22% | 71.53% | 3 | 2.221% | 0% | 0% | 1 | 5.306% | 0% | 0% | 1 | 16.7% | 0% | 0% | 1 | 19.16% | 0% | 0% | 1 | 68.32% | 0% | 0% | 2 | 2.394% | 0% | 0% | 1 |  | 0% | 0% | 1 | 6.3999 | 0% | 0% | 1 | 0% | 0% | 0% | 1 | 0 | 2 | 54.41% | 18.91% | 73.32% | 3 | 9.248% | 0% | 0% | 1 | 6.905% | 0% | 0% | 1 | 18.88% | 0% | 0% | 1 | 26.22% | 0% | 0% | 1 | 64.1% | 0% | 0% | 2 | 2.462% | 0% | 0% | 1 |  | 0% | 0% | 1 | 10.6909 | 0% | 0% | 1 | 0% | 0% | 0% | 1 | 0 | 2 | 55.63% | 23.42% | 79.05% | 5 | 12.22% | 0% | 0% | 1 | 9.725% | 0% | 0% | 1 | 19.48% | 0% | 0% | 1 | 29.78% | 0% | 0% | 1 | 56.56% | 0% | 0% | 2 | 2.443% | 0% | 0% | 1
226 | Mandalay | GREATER LA METRO | 0 | 0 | 10 | 0% | 0% | 1 | 4.5826 | 0% | 0% | 1 | 35.15% | 0% | 0% | 1 | 0 | 2 | 1.824% | 0% | 1.824% | 1 | 0% | 0% | 0% | 1 | 0% | 0% | 0% | 1 | 92.01% | 0% | 0% | 4 | 92.01% | 0% | 0% | 4 | 0% | 0% | 0% | 1 | 2.405% | 0% | 0% | 1 |  | 0% | 0% | 1 | 4.5826 | 0% | 0% | 1 | 11.47% | 0% | 0% | 1 | 0 | 2 | 0.6536% | 47.44% | 48.09% | 5 | 1.177% | 0% | 0% | 1 | 7.509% | 0% | 0% | 1 | 15.7% | 0% | 0% | 1 | 15.7% | 0% | 0% | 1 | 13.66% | 0% | 0% | 1 | 7.471% | 0% | 0% | 1 |  | 0% | 0% | 1 | 5.7093 | 0% | 0% | 1 | 15.23% | 0% | 0% | 1 | 0 | 2 | 4.376% | 58.14% | 62.52% | 5 | 18.78% | 0% | 0% | 1 | 8.001% | 0% | 0% | 1 | 14.09% | 0% | 0% | 1 | 29.78% | 0% | 0% | 1 | 27.86% | 0% | 0% | 1 | 6.86% | 0% | 0% | 1 |  | 0% | 0% | 1 | 7.91 | 0% | 0% | 1 | 16.55% | 0% | 0% | 1 | 0 | 2 | 4.771% | 66.84% | 71.62% | 5 | 28.25% | 0% | 0% | 1 | 5.577% | 0% | 0% | 1 | 12.84% | 0% | 0% | 1 | 38.03% | 0% | 0% | 1 | 24.62% | 0% | 0% | 1 | 7.027% | 0% | 0% | 1
227 | North Gila | ARIZONA MINOR | 0 | 0 | 0 | 0% | 0% | 1 | 7.0327 | 0% | 0% | 1 | 62.76% | 0% | 0% | 2 | 0 | 2 | 0% | 0% | 0% | 1 | 0% | 0% | 0% | 1 | 97.78% | 0% | 0% | 5 | 97.78% | 0% | 0% | 5 | 97.78% | 0% | 0% | 5 | 0% | 0% | 0% | 1 | 7.055% | 0% | 0% | 1 |  | 0% | 0% | 1 | 4.2994 | 0% | 0% | 1 | 36.15% | 0% | 0% | 1 | 0 | 2 | 0% | 0% | 0% | 1 | 1.042% | 0% | 0% | 1 | 79.13% | 0% | 0% | 3 | 71.75% | 0% | 0% | 3 | 79.21% | 0% | 0% | 3 | 38.07% | 0% | 0% | 1 | 5.349% | 0% | 0% | 1 |  | 0% | 0% | 1 | 3.6757 | 0% | 0% | 1 | 19.97% | 0% | 0% | 1 | 0 | 2 | 0% | 0% | 0% | 1 | 0.5942% | 0% | 0% | 1 | 59.99% | 0% | 0% | 2 | 56.14% | 0% | 0% | 2 | 60.08% | 0% | 0% | 2 | 54.41% | 0% | 0% | 2 | 5.058% | 0% | 0% | 1 |  | 0% | 0% | 1 | 3.6682 | 0% | 0% | 1 | 15.5% | 0% | 0% | 1 | 0 | 2 | 0% | 0% | 0% | 1 | 0.4945% | 0% | 0% | 1 | 52.25% | 0% | 0% | 2 | 45.44% | 0% | 0% | 1 | 52.33% | 0% | 0% | 2 | 51.84% | 0% | 0% | 2 | 4.352% | 0% | 0% | 1
228 | Eight Mile | NORTHERN CALIFORNIA | 0 | 0 | 10 | 0% | 0% | 1 | 11.9249 | 0% | 0% | 1 | 67.65% | 0% | 0% | 2 | 1 | 1 | 0% | 0% | 0% | 1 | 0% | 0% | 0% | 1 | 38.19% | 0% | 0% | 1 | 47.14% | 0% | 0% | 1 | 47.14% | 0% | 0% | 1 | 0% | 0% | 0% | 1 | 4.752% | 0% | 0% | 1 |  | 0% | 0% | 1 | 12 | 0% | 0% | 2 | 73.65% | 0% | 0% | 2 | 1 | 1 | 0% | 0% | 0% | 1 | 12.94% | 0% | 0% | 1 | 23.55% | 0% | 0% | 1 | 26.2% | 0% | 0% | 1 | 31.72% | 0% | 0% | 1 | 0% | 0% | 0% | 1 | 6.301% | 0% | 0% | 1 |  | 0% | 0% | 1 | 13.2581 | 0% | 0% | 2 | 67.05% | 0% | 0% | 2 | 1 | 1 | 0% | 0% | 0% | 1 | 10.46% | 0% | 0% | 1 | 14.41% | 0% | 0% | 1 | 19.25% | 0% | 0% | 1 | 26.43% | 0% | 0% | 1 | 0% | 0% | 0% | 1 | 7.285% | 0% | 0% | 1 |  | 0% | 0% | 1 | 13.2391 | 0% | 0% | 2 | 57.75% | 0% | 0% | 2 | 1 | 1 | 0% | 0% | 0% | 1 | 12.17% | 0% | 0% | 1 | 13.77% | 0% | 0% | 1 | 22.25% | 0% | 0% | 1 | 31.11% | 0% | 0% | 1 | 0.8447% | 0% | 0% | 1 | 8.895% | 0% | 0% | 1
229 | Kern Power | SPGE | 0 | 0 | 0 | 0% | 0% | 1 | 76.4 | 0% | 0% | 4 | 69.33% | 0% | 0% | 2 | 1 | 1 | 0% | 0% | 0% | 1 | 64.31% | 0% | 0% | 2 | 21.32% | 0% | 0% | 1 | 25.74% | 0% | 0% | 1 | 64.31% | 0% | 0% | 2 | 0% | 0% | 0% | 1 | 2.784% | 0% | 0% | 1 |  | 0% | 0% | 1 | 16.1 | 0% | 0% | 2 | 48.94% | 0% | 0% | 1 | 1 | 1 | 0% | 0% | 0% | 1 | 33.47% | 0% | 0% | 1 | 17.38% | 0% | 0% | 1 | 36.16% | 0% | 0% | 1 | 50.06% | 0% | 0% | 2 | 0.5014% | 0% | 0% | 1 | 9.758% | 0% | 0% | 1 |  | 0% | 0% | 1 | 11.9382 | 0% | 0% | 1 | 46.55% | 0% | 0% | 1 | 1 | 1 | 3.69% | 0% | 3.69% | 1 | 31.52% | 0% | 0% | 1 | 17.48% | 0% | 0% | 1 | 31.63% | 0% | 0% | 1 | 49.11% | 0% | 0% | 1 | 3.48% | 0% | 0% | 1 | 6.776% | 0% | 0% | 1 |  | 0% | 0% | 1 | 9.3261 | 0% | 0% | 1 | 46.2% | 0% | 0% | 1 | 1 | 1 | 10.55% | 0% | 10.55% | 1 | 30.79% | 0% | 0% | 1 | 21.89% | 0% | 0% | 1 | 38.5% | 0% | 0% | 1 | 53.74% | 0% | 0% | 2 | 8.811% | 0% | 0% | 1 | 4.471% | 0% | 0% | 1
230 | Renfro | SPGE | 0 | 0 | 10 | 0% | 0% | 1 | 25.0983 | 0% | 0% | 3 | 66.2% | 0% | 0% | 2 | 1 | 1 | 0% | 0% | 0% | 1 | 43.26% | 0% | 0% | 1 | 20.66% | 0% | 0% | 1 | 56.73% | 0% | 0% | 2 | 62.62% | 0% | 0% | 2 | 0% | 0% | 0% | 1 | 14.47% | 0% | 0% | 1 |  | 0% | 0% | 1 | 15.8233 | 0% | 0% | 2 | 52.79% | 0% | 0% | 2 | 1 | 1 | 0% | 0% | 0% | 1 | 27.94% | 0% | 0% | 1 | 25.38% | 0% | 0% | 1 | 43.68% | 0% | 0% | 1 | 49.89% | 0% | 0% | 1 | 0.4337% | 0% | 0% | 1 | 12.98% | 0% | 0% | 1 |  | 0% | 0% | 1 | 11.4756 | 0% | 0% | 1 | 51.32% | 0% | 0% | 2 | 1 | 1 | 0.2267% | 0% | 0.2267% | 1 | 26.65% | 0% | 0% | 1 | 21.4% | 0% | 0% | 1 | 37.91% | 0% | 0% | 1 | 51.04% | 0% | 0% | 2 | 1.824% | 0% | 0% | 1 | 6.819% | 0% | 0% | 1 |  | 0% | 0% | 1 | 9.5333 | 0% | 0% | 1 | 47.23% | 0% | 0% | 1 | 1 | 1 | 5.638% | 0% | 5.638% | 1 | 27.12% | 0% | 0% | 1 | 21.54% | 0% | 0% | 1 | 39.68% | 0% | 0% | 1 | 54.11% | 0% | 0% | 2 | 4.282% | 0% | 0% | 1 | 4.504% | 0% | 0% | 1
231 | Highwind | GREATER TEHACHAPI | 0 | 0 | 0 | 0% | 0% | 1 | 17.7755 | 0% | 0% | 2 | 2.009% | 0% | 0% | 1 | 0 | 2 | 90.71% | 4.64% | 95.35% | 5 | 64.56% | 0% | 0% | 2 | 22.14% | 0% | 0% | 1 | 86.47% | 0% | 0% | 3 | 95.26% | 0% | 0% | 5 | 25.76% | 0% | 0% | 1 | 2.47% | 0% | 0% | 1 |  | 0% | 0% | 1 | 24 | 0% | 0% | 3 | 0.8817% | 0% | 0% | 1 | 0 | 2 | 53.32% | 15.53% | 68.85% | 3 | 39.2% | 0% | 0% | 1 | 18.16% | 0% | 0% | 1 | 48.33% | 0% | 0% | 1 | 69.04% | 0% | 0% | 2 | 30.61% | 0% | 0% | 1 | 1.499% | 0% | 0% | 1 |  | 0% | 0% | 1 | 28.0864 | 0% | 0% | 3 | 1.927% | 0% | 0% | 1 | 0 | 2 | 46.45% | 17.19% | 63.64% | 3 | 32% | 0% | 0% | 1 | 20.46% | 0% | 0% | 1 | 33.6% | 0% | 0% | 1 | 58.54% | 0% | 0% | 2 | 33.6% | 0% | 0% | 1 | 1.223% | 0% | 0% | 1 |  | 0% | 0% | 1 | 29.3333 | 0% | 0% | 3 | 1.369% | 0% | 0% | 1 | 0 | 2 | 42.61% | 13.75% | 56.36% | 3 | 40.28% | 0% | 0% | 1 | 18.73% | 0% | 0% | 1 | 26.49% | 0% | 0% | 1 | 60.06% | 0% | 0% | 2 | 37.95% | 0% | 0% | 1 | 1.201% | 0% | 0% | 1
232 | Sylmar | GREATER LA METRO | 0 | 0 | 10 | 0% | 0% | 1 | 12.5044 | 0% | 0% | 2 | 0.1554% | 0% | 0% | 1 | 0 | 2 | 0.1842% | 99.82% | 100% | 5 | 31.91% | 0% | 0% | 1 | 0% | 0% | 0% | 1 | 9.983% | 0% | 0% | 1 | 41.89% | 0% | 0% | 1 | 35.64% | 0% | 0% | 1 | 15.57% | 0% | 0% | 1 |  | 0% | 0% | 1 | 16.52 | 0% | 0% | 2 | 0.04605% | 0% | 0% | 1 | 0 | 2 | 0.04494% | 99.96% | 100% | 5 | 33.89% | 0% | 0% | 1 | 5.286% | 0% | 0% | 1 | 13.95% | 0% | 0% | 1 | 47.83% | 0% | 0% | 1 | 49.81% | 0% | 0% | 1 | 11.02% | 0% | 0% | 1 |  | 0% | 0% | 1 | 20.3333 | 0% | 0% | 3 | 1.34% | 0% | 0% | 1 | 0 | 2 | 2.972% | 97.03% | 100% | 5 | 39.97% | 0% | 0% | 1 | 3.227% | 0% | 0% | 1 | 13.89% | 0% | 0% | 1 | 51.02% | 0% | 0% | 2 | 44.5% | 0% | 0% | 1 | 11.09% | 0% | 0% | 1 |  | 0% | 0% | 1 | 17.6667 | 0% | 0% | 2 | 2.463% | 0% | 0% | 1 | 0 | 2 | 4.155% | 95.76% | 99.92% | 5 | 48.56% | 0% | 0% | 1 | 4.405% | 0% | 0% | 1 | 9.603% | 0% | 0% | 1 | 55.87% | 0% | 0% | 2 | 47.69% | 0% | 0% | 1 | 11.56% | 0% | 0% | 1
233 | Westley | SPGE | 0 | 0 | 10 | 0% | 0% | 1 | 10.9071 | 0% | 0% | 1 | 86.34% | 0% | 0% | 3 | 1 | 1 | 0% | 0% | 0% | 1 | 70.37% | 0% | 0% | 3 | 16.68% | 0% | 0% | 1 | 11.69% | 0% | 0% | 1 | 76.18% | 0% | 0% | 3 | 0.1779% | 0% | 0% | 1 | 4.186% | 0% | 0% | 1 |  | 0% | 0% | 1 | 12.5297 | 0% | 0% | 2 | 62.11% | 0% | 0% | 2 | 1 | 1 | 5.36% | 0% | 5.36% | 1 | 67.85% | 0% | 0% | 2 | 24.14% | 0% | 0% | 1 | 26.84% | 0% | 0% | 1 | 75.15% | 0% | 0% | 3 | 15.49% | 0% | 0% | 1 | 4.057% | 0% | 0% | 1 |  | 0% | 0% | 1 | 13.6077 | 0% | 0% | 2 | 55.41% | 0% | 0% | 2 | 1 | 1 | 10.06% | 0% | 10.06% | 1 | 57.63% | 0% | 0% | 2 | 16.93% | 0% | 0% | 1 | 20.96% | 0% | 0% | 1 | 61.83% | 0% | 0% | 2 | 22.71% | 0% | 0% | 1 | 3.449% | 0% | 0% | 1 |  | 0% | 0% | 1 | 14.8696 | 0% | 0% | 2 | 49.08% | 0% | 0% | 1 | 1 | 1 | 12.61% | 0% | 12.61% | 1 | 52.22% | 0% | 0% | 2 | 16.78% | 0% | 0% | 1 | 20.97% | 0% | 0% | 1 | 57.1% | 0% | 0% | 2 | 26.29% | 0% | 0% | 1 | 3.141% | 0% | 0% | 1
234 | GWF Hanford | SPGE | 0 | 0 | 10 | 0% | 0% | 1 | 11.7763 | 0% | 0% | 1 | 29.06% | 0% | 0% | 1 | 0 | 2 | 0% | 0% | 0% | 1 | 0% | 0% | 0% | 1 | 0% | 0% | 0% | 1 | 3.417% | 0% | 0% | 1 | 3.417% | 0% | 0% | 1 | 0% | 0% | 0% | 1 | 1.186% | 0% | 0% | 1 |  | 0% | 0% | 1 | 11.2113 | 0% | 0% | 1 | 36.04% | 0% | 0% | 1 | 0 | 2 | 0% | 0% | 0% | 1 | 0.5485% | 0% | 0% | 1 | 1.609% | 0% | 0% | 1 | 10.3% | 0% | 0% | 1 | 10.35% | 0% | 0% | 1 | 0% | 0% | 0% | 1 | 3.914% | 0% | 0% | 1 |  | 0% | 0% | 1 | 11.3967 | 0% | 0% | 1 | 40.3% | 0% | 0% | 1 | 0 | 2 | 0% | 0% | 0% | 1 | 6.78% | 0% | 0% | 1 | 3.453% | 0% | 0% | 1 | 9.103% | 0% | 0% | 1 | 15.22% | 0% | 0% | 1 | 0% | 0% | 0% | 1 | 3.199% | 0% | 0% | 1 |  | 0% | 0% | 1 | 10.75 | 0% | 0% | 1 | 42.13% | 0% | 0% | 1 | 0 | 2 | 0% | 0% | 0% | 1 | 8.956% | 0% | 0% | 1 | 4.86% | 0% | 0% | 1 | 8.82% | 0% | 0% | 1 | 16.78% | 0% | 0% | 1 | 0% | 0% | 0% | 1 | 3.049% | 0% | 0% | 1
235 | Tevis | SPGE | 0 | 0 | 10 | 0% | 0% | 1 | 24 | 0% | 0% | 3 | 43.7% | 0% | 0% | 1 | 1 | 1 | 0% | 0% | 0% | 1 | 42.91% | 0% | 0% | 1 | 38.25% | 0% | 0% | 1 | 71.03% | 0% | 0% | 3 | 71.03% | 0% | 0% | 3 | 1.705% | 0% | 0% | 1 | 21.12% | 0% | 0% | 1 |  | 0% | 0% | 1 | 16.2925 | 0% | 0% | 2 | 48.93% | 0% | 0% | 1 | 1 | 1 | 0% | 0% | 0% | 1 | 27.12% | 0% | 0% | 1 | 33.42% | 0% | 0% | 1 | 56.35% | 0% | 0% | 2 | 58.53% | 0% | 0% | 2 | 0.4541% | 0% | 0% | 1 | 12.21% | 0% | 0% | 1 |  | 0% | 0% | 1 | 10.5926 | 0% | 0% | 1 | 46.66% | 0% | 0% | 1 | 1 | 1 | 0% | 0% | 0% | 1 | 19.8% | 0% | 0% | 1 | 30.44% | 0% | 0% | 1 | 45.85% | 0% | 0% | 1 | 52.24% | 0% | 0% | 2 | 0.4039% | 0% | 0% | 1 | 6.954% | 0% | 0% | 1 |  | 0% | 0% | 1 | 9.4583 | 0% | 0% | 1 | 51.71% | 0% | 0% | 2 | 1 | 1 | 3.509% | 0% | 3.509% | 1 | 22.24% | 0% | 0% | 1 | 21.39% | 0% | 0% | 1 | 39.19% | 0% | 0% | 1 | 49.99% | 0% | 0% | 1 | 3.033% | 0% | 0% | 1 | 4.433% | 0% | 0% | 1
236 | Otay Mesa | SAN DIEGO | 0 | 0 | 10 | 0% | 0% | 1 | 14.109 | 0% | 0% | 2 | 0% | 0% | 0% | 1 | 0 | 2 | 91.14% | 0.8114% | 91.95% | 5 | 6.04% | 0% | 0% | 1 | 90.23% | 0% | 0% | 4 | 96.68% | 0% | 0% | 5 | 96.77% | 0% | 0% | 5 | 17.37% | 0% | 0% | 1 | 11.38% | 0% | 0% | 1 |  | 0% | 0% | 1 | 13.6 | 0% | 0% | 2 | 0.08153% | 0% | 0% | 1 | 0 | 2 | 44.47% | 51.68% | 96.15% | 5 | 4.368% | 0% | 0% | 1 | 92.49% | 0% | 0% | 4 | 95.62% | 0% | 0% | 5 | 96.94% | 0% | 0% | 5 | 52.06% | 0% | 0% | 2 | 5.462% | 0% | 0% | 1 |  | 0% | 0% | 1 | 14.6872 | 0% | 0% | 2 | 0.1423% | 0% | 0% | 1 | 0 | 2 | 17.71% | 79.05% | 96.76% | 5 | 22.86% | 0% | 0% | 1 | 64.12% | 0% | 0% | 2 | 91.09% | 0% | 0% | 4 | 92.17% | 0% | 0% | 4 | 46.7% | 0% | 0% | 1 | 4.552% | 0% | 0% | 1 |  | 0% | 0% | 1 | 19.5619 | 0% | 0% | 2 | 0.1001% | 0% | 0% | 1 | 0 | 2 | 9.331% | 83.22% | 92.55% | 5 | 13.91% | 0% | 0% | 1 | 42.96% | 0% | 0% | 1 | 79.74% | 0% | 0% | 3 | 80.74% | 0% | 0% | 3 | 48.12% | 0% | 0% | 1 | 3.55% | 0% | 0% | 1
237 | Redondo | GREATER LA METRO | 0 | 0 | 10 | 0% | 0% | 1 | 12.5008 | 0% | 0% | 2 | 0% | 0% | 0% | 1 | 0 | 2 | 24.42% | 0% | 24.42% | 2 | 5.933% | 0% | 0% | 1 | 0% | 0% | 0% | 1 | 48.52% | 0% | 0% | 1 | 54.45% | 0% | 0% | 2 | 0% | 0% | 0% | 1 | 0% | 0% | 0% | 1 |  | 0% | 0% | 1 | 8.5241 | 0% | 0% | 1 | 0% | 0% | 0% | 1 | 0 | 2 | 16.69% | 0% | 16.69% | 1 | 1.315% | 0% | 0% | 1 | 12.41% | 0% | 0% | 1 | 74.52% | 0% | 0% | 3 | 75.84% | 0% | 0% | 3 | 0% | 0% | 0% | 1 | 0.07856% | 0% | 0% | 1 |  | 0% | 0% | 1 | 8.5241 | 0% | 0% | 1 | 0% | 0% | 0% | 1 | 0 | 2 | 2.673% | 0% | 2.673% | 1 | 0.2106% | 0% | 0% | 1 | 2.446% | 0% | 0% | 1 | 54.35% | 0% | 0% | 2 | 54.56% | 0% | 0% | 2 | 0% | 0% | 0% | 1 | 0.1382% | 0% | 0% | 1 |  | 0% | 0% | 1 | 22 | 0% | 0% | 3 | 0% | 0% | 0% | 1 | 0 | 2 | 16.38% | 6.654% | 23.04% | 2 | 4.72% | 0% | 0% | 1 | 6.282% | 0% | 0% | 1 | 46.96% | 0% | 0% | 1 | 51.68% | 0% | 0% | 2 | 7.625% | 0% | 0% | 1 | 4.163% | 0% | 0% | 1
238 | Arkansas | GREATER IMPERIAL | 0 | 0 | 0 | 0% | 0% | 1 | 7.3602 | 0% | 0% | 1 | 41.23% | 0% | 0% | 1 | 0 | 2 | 0% | 0% | 0% | 1 | 3.994% | 0% | 0% | 1 | 13.23% | 0% | 0% | 1 | 31.34% | 0% | 0% | 1 | 31.34% | 0% | 0% | 1 | 0% | 0% | 0% | 1 | 3.15% | 0% | 0% | 1 |  | 0% | 0% | 1 | 7.9508 | 0% | 0% | 1 | 48.29% | 0% | 0% | 1 | 0 | 2 | 0% | 0% | 0% | 1 | 6.292% | 0% | 0% | 1 | 27.81% | 0% | 0% | 1 | 41.15% | 0% | 0% | 1 | 42.32% | 0% | 0% | 1 | 0.7392% | 0% | 0% | 1 | 6.609% | 0% | 0% | 1 |  | 0% | 0% | 1 | 8.0277 | 0% | 0% | 1 | 51.52% | 0% | 0% | 2 | 0 | 2 | 0% | 0% | 0% | 1 | 5.56% | 0% | 0% | 1 | 28.65% | 0% | 0% | 1 | 35.07% | 0% | 0% | 1 | 39.41% | 0% | 0% | 1 | 2.802% | 0% | 0% | 1 | 6.19% | 0% | 0% | 1 |  | 0% | 0% | 1 | 8 | 0% | 0% | 1 | 49.48% | 0% | 0% | 1 | 0 | 2 | 0% | 0% | 0% | 1 | 6.173% | 0% | 0% | 1 | 22.41% | 0% | 0% | 1 | 26.96% | 0% | 0% | 1 | 32.34% | 0% | 0% | 1 | 5.732% | 0% | 0% | 1 | 6.091% | 0% | 0% | 1
239 | Cal Water | SPGE | 0 | 0 | 10 | 0% | 0% | 1 | 12.5433 | 0% | 0% | 2 | 5.427% | 0% | 0% | 1 | 1 | 1 | 19.25% | 0% | 19.25% | 1 | 89.04% | 0% | 0% | 3 | 41.53% | 0% | 0% | 1 | 53.33% | 0% | 0% | 2 | 89.19% | 0% | 0% | 3 | 19.11% | 0% | 0% | 1 | 2.301% | 0% | 0% | 1 |  | 0% | 0% | 1 | 8.1457 | 0% | 0% | 1 | 16.15% | 0% | 0% | 1 | 1 | 1 | 38.37% | 0% | 38.37% | 2 | 70.27% | 0% | 0% | 3 | 20.8% | 0% | 0% | 1 | 29.97% | 0% | 0% | 1 | 70.68% | 0% | 0% | 3 | 33.82% | 0% | 0% | 1 | 1.882% | 0% | 0% | 1 |  | 0% | 0% | 1 | 8.6771 | 0% | 0% | 1 | 23.29% | 0% | 0% | 1 | 1 | 1 | 40.36% | 0% | 40.36% | 2 | 58.24% | 0% | 0% | 2 | 18.61% | 0% | 0% | 1 | 30.77% | 0% | 0% | 1 | 62.28% | 0% | 0% | 2 | 35.19% | 0% | 0% | 1 | 1.623% | 0% | 0% | 1 |  | 0% | 0% | 1 | 8.6524 | 0% | 0% | 1 | 32.67% | 0% | 0% | 1 | 1 | 1 | 34.96% | 1.076% | 36.04% | 2 | 52.54% | 0% | 0% | 2 | 19.04% | 0% | 0% | 1 | 31.33% | 0% | 0% | 1 | 60.5% | 0% | 0% | 2 | 31.91% | 0% | 0% | 1 | 2.831% | 0% | 0% | 1
240 | Grimway | SPGE | 0 | 0 | 10 | 0% | 0% | 1 | 10.3863 | 0% | 0% | 1 | 88.9% | 0% | 0% | 3 | 1 | 1 | 0% | 0% | 0% | 1 | 0.3817% | 0% | 0% | 1 | 0% | 0% | 0% | 1 | 15.64% | 0% | 0% | 1 | 16.02% | 0% | 0% | 1 | 0% | 0% | 0% | 1 | 0.09639% | 0% | 0% | 1 |  | 0% | 0% | 1 | 9.6 | 0% | 0% | 1 | 62.76% | 0% | 0% | 2 | 1 | 1 | 5.436% | 0.0403% | 5.476% | 2 | 19.14% | 0% | 0% | 1 | 13.47% | 0% | 0% | 1 | 22.14% | 0% | 0% | 1 | 32.64% | 0% | 0% | 1 | 8.054% | 0% | 0% | 1 | 1.44% | 0% | 0% | 1 |  | 0% | 0% | 1 | 10.2 | 0% | 0% | 1 | 51.95% | 0% | 0% | 2 | 1 | 1 | 17.99% | 4.841% | 22.83% | 2 | 34.29% | 0% | 0% | 1 | 21.21% | 0% | 0% | 1 | 30.07% | 0% | 0% | 1 | 47.27% | 0% | 0% | 1 | 17.97% | 0% | 0% | 1 | 1.804% | 0% | 0% | 1 |  | 0% | 0% | 1 | 9.9889 | 0% | 0% | 1 | 42.26% | 0% | 0% | 1 | 1 | 1 | 19.07% | 8.076% | 27.15% | 2 | 42.01% | 0% | 0% | 1 | 21.35% | 0% | 0% | 1 | 33% | 0% | 0% | 1 | 56.25% | 0% | 0% | 2 | 20.69% | 0% | 0% | 1 | 2.341% | 0% | 0% | 1
241 | Viejo | GREATER LA METRO | 0 | 0 | 10 | 0% | 0% | 1 | 37.0714 | 0% | 0% | 4 | 0.4215% | 0% | 0% | 1 | 0 | 2 | 9.88% | 86.05% | 95.93% | 5 | 20.23% | 0% | 0% | 1 | 63.36% | 0% | 0% | 2 | 76.88% | 0% | 0% | 3 | 95.05% | 0% | 0% | 5 | 39.48% | 0% | 0% | 1 | 9.541% | 0% | 0% | 1 |  | 0% | 0% | 1 | 35.1885 | 0% | 0% | 4 | 0.1896% | 0% | 0% | 1 | 0 | 2 | 28.24% | 70.08% | 98.32% | 5 | 50.64% | 0% | 0% | 2 | 42.17% | 0% | 0% | 1 | 58.17% | 0% | 0% | 2 | 89.01% | 0% | 0% | 3 | 59.88% | 0% | 0% | 2 | 11.91% | 0% | 0% | 1 |  | 0% | 0% | 1 | 23.6591 | 0% | 0% | 3 | 0.1272% | 0% | 0% | 1 | 0 | 2 | 43.52% | 51.19% | 94.71% | 5 | 47.08% | 0% | 0% | 1 | 41.74% | 0% | 0% | 1 | 55.18% | 0% | 0% | 2 | 85.46% | 0% | 0% | 3 | 57.76% | 0% | 0% | 2 | 9.024% | 0% | 0% | 1 |  | 0% | 0% | 1 | 32.5928 | 0% | 0% | 4 | 0.9438% | 0% | 0% | 1 | 0 | 2 | 37.17% | 49.6% | 86.77% | 5 | 33.73% | 0% | 0% | 1 | 42.81% | 0% | 0% | 1 | 58.92% | 0% | 0% | 2 | 83.33% | 0% | 0% | 3 | 40.37% | 0% | 0% | 1 | 10.71% | 0% | 0% | 1
242 | Kelso | NORTHERN CALIFORNIA | 0 | 0 | 10 | 0% | 0% | 1 | 17 | 0% | 0% | 2 | 23.47% | 0% | 0% | 1 | 0 | 2 | 2.267% | 0% | 2.267% | 1 | 67.46% | 0% | 0% | 2 | 56.24% | 0% | 0% | 2 | 61.21% | 0% | 0% | 2 | 85.8% | 0% | 0% | 3 | 1.619% | 0% | 0% | 1 | 9.653% | 0% | 0% | 1 |  | 0% | 0% | 1 | 11.3605 | 0% | 0% | 1 | 36.92% | 0% | 0% | 1 | 0 | 2 | 8.796% | 0.869% | 9.665% | 2 | 53.95% | 0% | 0% | 2 | 45.16% | 0% | 0% | 1 | 49.11% | 0% | 0% | 1 | 68.05% | 0% | 0% | 2 | 7.223% | 0% | 0% | 1 | 6.504% | 0% | 0% | 1 |  | 0% | 0% | 1 | 12.5 | 0% | 0% | 2 | 40.26% | 0% | 0% | 1 | 0 | 2 | 16.48% | 1.947% | 18.43% | 2 | 45.57% | 0% | 0% | 1 | 38.95% | 0% | 0% | 1 | 41.68% | 0% | 0% | 1 | 59.27% | 0% | 0% | 2 | 16.2% | 0% | 0% | 1 | 6.485% | 0% | 0% | 1 |  | 0% | 0% | 1 | 12 | 0% | 0% | 2 | 40.05% | 0% | 0% | 1 | 0 | 2 | 17% | 1.713% | 18.71% | 2 | 45.08% | 0% | 0% | 1 | 37.12% | 0% | 0% | 1 | 39.16% | 0% | 0% | 1 | 59.41% | 0% | 0% | 2 | 20.4% | 0% | 0% | 1 | 7.103% | 0% | 0% | 1
243 | BlytheSC 161 kV | RIVERSIDE | 0 | 0 | 10 | 0% | 0% | 1 | 16.2618 | 0% | 0% | 2 | 50.5% | 0% | 0% | 2 | 0 | 2 | 0% | 0% | 0% | 1 | 40.15% | 0% | 0% | 1 | 47.13% | 0% | 0% | 1 | 29.2% | 0% | 0% | 1 | 68.08% | 0% | 0% | 2 | 0% | 0% | 0% | 1 | 1.576% | 0% | 0% | 1 |  | 0% | 0% | 1 | 12.697 | 0% | 0% | 2 | 36.91% | 0% | 0% | 1 | 0 | 2 | 0% | 0% | 0% | 1 | 28.2% | 0% | 0% | 1 | 34.04% | 0% | 0% | 1 | 18.17% | 0% | 0% | 1 | 46.41% | 0% | 0% | 1 | 11.97% | 0% | 0% | 1 | 1.656% | 0% | 0% | 1 |  | 0% | 0% | 1 | 10.2007 | 0% | 0% | 1 | 27.76% | 0% | 0% | 1 | 0 | 2 | 0% | 0% | 0% | 1 | 35.74% | 0% | 0% | 1 | 37.97% | 0% | 0% | 1 | 25.81% | 0% | 0% | 1 | 52.01% | 0% | 0% | 2 | 27.53% | 0% | 0% | 1 | 1.744% | 0% | 0% | 1 |  | 0% | 0% | 1 | 8.0177 | 0% | 0% | 1 | 21.49% | 0% | 0% | 1 | 0 | 2 | 0% | 0% | 0% | 1 | 36.11% | 0% | 0% | 1 | 39.94% | 0% | 0% | 1 | 29.38% | 0% | 0% | 1 | 52.86% | 0% | 0% | 2 | 36.61% | 0% | 0% | 1 | 2.222% | 0% | 0% | 1
244 | Windhub | GREATER TEHACHAPI | 1717 | 17170 | 10 | 125.2% | 19.14% | 5 | 30.6667 | 23012% | 134.1% | 5 | 0% | 0% | 0% | 1 | 0 | 2 | 7.911% | 0% | 7.911% | 1 | 33.93% | 81.8% | 0% | 4 | 24.29% | 71.39% | 0% | 3 | 33.46% | 81.23% | 0% | 4 | 55.84% | 122.4% | 17.7% | 5 | 4.942% | 56.86% | 0% | 3 | 0.2933% | 122.4% | 17.7% | 5 |  | 46.36% | 0% | 2 | 32.125 | 555% | 32.98% | 5 | 1.638% | 0% | 0% | 1 | 0 | 2 | 33.2% | 0.02759% | 33.23% | 2 | 31.52% | 23.96% | 0% | 2 | 29.49% | 23.27% | 0% | 2 | 37.21% | 26.12% | 0% | 2 | 61.28% | 42.36% | 0% | 2 | 13.53% | 18.97% | 0% | 1 | 0.6376% | 42.36% | 0% | 2 |  | 21.75% | 0% | 2 | 33.5 | 82.28% | 0% | 5 | 1.269% | 0% | 0% | 1 | 0 | 2 | 32.33% | 4.176% | 36.5% | 2 | 32.17% | 11.42% | 0% | 1 | 24.87% | 10.31% | 0% | 1 | 26.59% | 10.55% | 0% | 1 | 57.32% | 18.15% | 0% | 2 | 24.13% | 10.21% | 0% | 1 | 1.107% | 18.15% | 0% | 1 |  | 12.75% | 0% | 1 | 38 | 25.87% | 0% | 4 | 1.47% | 0% | 0% | 1 | 0 | 2 | 31.05% | 6.956% | 38% | 2 | 33.7% | 6.506% | 0% | 1 | 21.9% | 5.523% | 0% | 1 | 24.93% | 5.746% | 0% | 1 | 56.57% | 9.93% | 0% | 2 | 29.73% | 6.138% | 0% | 1 | 1.281% | 9.93% | 0% | 1
245 | Camanche | NORTHERN CALIFORNIA | 0 | 0 | 10 | 0% | 0% | 1 | 17.6515 | 0% | 0% | 2 | 6.04% | 0% | 0% | 1 | 1 | 1 | 9.664% | 0% | 9.664% | 1 | 82.35% | 0% | 0% | 3 | 61.65% | 0% | 0% | 2 | 85.34% | 0% | 0% | 3 | 86.05% | 0% | 0% | 3 | 39.9% | 0% | 0% | 1 | 25.96% | 0% | 0% | 1 |  | 0% | 0% | 1 | 18.1286 | 0% | 0% | 2 | 14.11% | 0% | 0% | 1 | 1 | 1 | 18.89% | 0% | 18.89% | 1 | 61.34% | 0% | 0% | 2 | 40.13% | 0% | 0% | 1 | 68.46% | 0% | 0% | 2 | 78.82% | 0% | 0% | 3 | 26.77% | 0% | 0% | 1 | 19.71% | 0% | 0% | 1 |  | 0% | 0% | 1 | 17.2627 | 0% | 0% | 2 | 20.29% | 0% | 0% | 1 | 1 | 1 | 20.38% | 0% | 20.38% | 2 | 55.1% | 0% | 0% | 2 | 29.87% | 0% | 0% | 1 | 54.36% | 0% | 0% | 2 | 72.42% | 0% | 0% | 3 | 28.93% | 0% | 0% | 1 | 18.4% | 0% | 0% | 1 |  | 0% | 0% | 1 | 16 | 0% | 0% | 2 | 21.77% | 0% | 0% | 1 | 1 | 1 | 23.32% | 0% | 23.32% | 2 | 53.24% | 0% | 0% | 2 | 22.95% | 0% | 0% | 1 | 42.73% | 0% | 0% | 1 | 68.49% | 0% | 0% | 2 | 33.18% | 0% | 0% | 1 | 15.55% | 0% | 0% | 1
246 | Whirlwind | GREATER TEHACHAPI | 398 | 3980 | 10 | 15.08% | 0% | 1 | 35.032 | 1242% | 29.35% | 5 | 1.199% | 0% | 0% | 1 | 0 | 2 | 36.98% | 0% | 36.98% | 2 | 16.94% | 11.85% | 0% | 1 | 12.88% | 11.29% | 0% | 1 | 12.88% | 11.29% | 0% | 1 | 30.54% | 14.17% | 0% | 1 | 4.575% | 10.31% | 0% | 1 | 0.5872% | 14.17% | 0% | 1 |  | 6.795% | 0% | 1 | 38.75 | 30.45% | 0% | 4 | 1.929% | 0% | 0% | 1 | 0 | 2 | 41.74% | 0.0003919% | 41.74% | 2 | 23.23% | 3.448% | 0% | 1 | 39.12% | 4.348% | 0% | 1 | 22.27% | 3.406% | 0% | 1 | 55.62% | 5.965% | 0% | 2 | 14.78% | 3.107% | 0% | 1 | 0.4698% | 5.965% | 0% | 1 |  | 3.836% | 0% | 1 | 38.4405 | 14.8% | 0% | 4 | 1.872% | 0% | 0% | 1 | 0 | 2 | 40.17% | 5.712% | 45.88% | 2 | 23.43% | 1.869% | 0% | 1 | 36.81% | 2.265% | 0% | 1 | 27.33% | 1.97% | 0% | 1 | 56.33% | 3.277% | 0% | 2 | 18.55% | 1.757% | 0% | 1 | 1.632% | 3.277% | 0% | 1 |  | 2.933% | 0% | 1 | 38.125 | 8.217% | 0% | 4 | 1.825% | 0% | 0% | 1 | 0 | 2 | 37.91% | 13.18% | 51.08% | 3 | 25.01% | 1.34% | 0% | 1 | 35.02% | 1.546% | 0% | 1 | 32.78% | 1.495% | 0% | 1 | 57.98% | 2.391% | 0% | 2 | 20.96% | 1.271% | 0% | 1 | 2.492% | 2.391% | 0% | 1
247 | El Casco | RIVERSIDE | 0 | 0 | 10 | 0% | 0% | 1 | 19.7664 | 0% | 0% | 2 | 0.1134% | 0% | 0% | 1 | 0 | 2 | 13.85% | 84.49% | 98.35% | 5 | 64.31% | 0% | 0% | 2 | 45.49% | 0% | 0% | 1 | 41.76% | 0% | 0% | 1 | 81.46% | 0% | 0% | 3 | 43.3% | 0% | 0% | 1 | 5.197% | 0% | 0% | 1 |  | 0% | 0% | 1 | 19.7506 | 0% | 0% | 2 | 4.266% | 0% | 0% | 1 | 0 | 2 | 15.25% | 75.47% | 90.73% | 5 | 40.35% | 0% | 0% | 1 | 40.08% | 0% | 0% | 1 | 59.92% | 0% | 0% | 2 | 80.93% | 0% | 0% | 3 | 39.57% | 0% | 0% | 1 | 5.974% | 0% | 0% | 1 |  | 0% | 0% | 1 | 21.5393 | 0% | 0% | 3 | 2.769% | 0% | 0% | 1 | 0 | 2 | 21.69% | 69.25% | 90.93% | 5 | 34.31% | 0% | 0% | 1 | 34.9% | 0% | 0% | 1 | 56.2% | 0% | 0% | 2 | 74.13% | 0% | 0% | 3 | 41.35% | 0% | 0% | 1 | 5.541% | 0% | 0% | 1 |  | 0% | 0% | 1 | 24 | 0% | 0% | 3 | 2.21% | 0% | 0% | 1 | 0 | 2 | 24.07% | 68.08% | 92.14% | 5 | 28.61% | 0% | 0% | 1 | 35.91% | 0% | 0% | 1 | 58.38% | 0% | 0% | 2 | 72.67% | 0% | 0% | 3 | 42.38% | 0% | 0% | 1 | 4.956% | 0% | 0% | 1
248 | Suncrest | SAN DIEGO | 0 | 0 | 10 | 0% | 0% | 1 | 13.8354 | 0% | 0% | 2 | 0.015% | 0% | 0% | 1 | 0 | 2 | 0.9295% | 99.07% | 100% | 5 | 18.8% | 0% | 0% | 1 | 26.47% | 0% | 0% | 1 | 48.34% | 0% | 0% | 1 | 56.59% | 0% | 0% | 2 | 59.8% | 0% | 0% | 2 | 3.486% | 0% | 0% | 1 |  | 0% | 0% | 1 | 13.45 | 0% | 0% | 2 | 0.002576% | 0% | 0% | 1 | 0 | 2 | 0.186% | 99.81% | 100% | 5 | 18.78% | 0% | 0% | 1 | 29.89% | 0% | 0% | 1 | 59.1% | 0% | 0% | 2 | 65.04% | 0% | 0% | 2 | 67.2% | 0% | 0% | 2 | 3.77% | 0% | 0% | 1 |  | 0% | 0% | 1 | 11.8645 | 0% | 0% | 1 | 0.08336% | 0% | 0% | 1 | 0 | 2 | 0.6132% | 99.39% | 100% | 5 | 20.61% | 0% | 0% | 1 | 36.11% | 0% | 0% | 1 | 60.37% | 0% | 0% | 2 | 72.99% | 0% | 0% | 3 | 64.95% | 0% | 0% | 2 | 4.29% | 0% | 0% | 1 |  | 0% | 0% | 1 | 13.2168 | 0% | 0% | 2 | 0.2598% | 0% | 0% | 1 | 0 | 2 | 2.567% | 96.77% | 99.34% | 5 | 24.8% | 0% | 0% | 1 | 33.08% | 0% | 0% | 1 | 53.62% | 0% | 0% | 2 | 68.15% | 0% | 0% | 2 | 60.26% | 0% | 0% | 2 | 4.298% | 0% | 0% | 1
249 | Colorado River | RIVERSIDE | 345 | 3450 | 10 | 9449% | 11.15% | 5 | 4.3318 | 20.26% | 0% | 2 | 0.03991% | 5854% | 27724% | 5 | 0 | 2 | 0% | 0% | 0% | 1 | 78.8% | 53.11% | 0% | 3 | 87.98% | 93.67% | 0% | 4 | 85.6% | 78.19% | 0% | 4 | 97.12% | 391.5% | 8.631% | 5 | 74.33% | 43.85% | 0% | 3 | 0.1409% | 391.5% | 8.631% | 4 |  | 22.44% | 0% | 2 | 7.3686 | 10.86% | 0% | 1 | 14.64% | 0% | 0% | 1 | 0 | 2 | 0% | 0% | 0% | 1 | 41.39% | 6.423% | 0% | 1 | 47.37% | 7.153% | 0% | 1 | 40.97% | 6.377% | 0% | 1 | 60.08% | 9.431% | 0% | 2 | 47.39% | 7.155% | 0% | 1 | 0.693% | 9.431% | 0% | 1 |  | 9.201% | 0% | 1 | 8.5135 | 6.04% | 0% | 1 | 22.72% | 0% | 0% | 1 | 0 | 2 | 0% | 0% | 0% | 1 | 38.19% | 2.94% | 0% | 1 | 41.53% | 3.108% | 0% | 1 | 31.75% | 2.663% | 0% | 1 | 58.2% | 4.347% | 0% | 2 | 34.88% | 2.791% | 0% | 1 | 0.9915% | 4.347% | 0% | 1 |  | 6.69% | 0% | 1 | 7.4777 | 3.672% | 0% | 1 | 20.87% | 0% | 0% | 1 | 0 | 2 | 0% | 0% | 0% | 1 | 40.33% | 2.296% | 0% | 1 | 40.8% | 2.314% | 0% | 1 | 31.43% | 1.998% | 0% | 1 | 56.15% | 3.124% | 0% | 2 | 35.36% | 2.119% | 0% | 1 | 1.433% | 3.124% | 0% | 1
250 | Red bluff | RIVERSIDE | 463.5 | 4635 | 20 | 65.12% | 0% | 3 | 5.1689 | 68.12% | 0% | 2 | 0% | 0% | 0% | 1 | 0 | 2 | 0% | 0% | 0% | 1 | 21.66% | 36.43% | 0% | 2 | 0.5982% | 28.71% | 0% | 2 | 0% | 28.54% | 0% | 2 | 22.25% | 36.71% | 0% | 2 | 2.029% | 29.13% | 0% | 2 | 4.602% | 36.71% | 0% | 2 |  | 28.33% | 0% | 2 | 4.8763 | 25.79% | 0% | 2 | 0% | 0% | 0% | 1 | 0 | 2 | 0% | 0% | 0% | 1 | 30.98% | 18.48% | 0% | 1 | 0.2908% | 12.79% | 0% | 1 | 0% | 12.75% | 0% | 1 | 31.27% | 18.56% | 0% | 1 | 14.52% | 14.92% | 0% | 1 | 2.446% | 18.56% | 0% | 1 |  | 28.33% | 0% | 2 | 4.2104 | 19.78% | 0% | 1 | 0% | 0% | 0% | 1 | 0 | 2 | 0% | 0% | 0% | 1 | 45.03% | 17.99% | 0% | 1 | 13.2% | 11.39% | 0% | 1 | 12.23% | 11.27% | 0% | 1 | 45.34% | 18.09% | 0% | 1 | 17.27% | 11.95% | 0% | 1 | 1.897% | 18.09% | 0% | 1 |  | 26.74% | 0% | 2 | 3.7838 | 13.69% | 0% | 1 | 0% | 0% | 0% | 1 | 0 | 2 | 0% | 0% | 0% | 1 | 39% | 11.82% | 0% | 1 | 26.95% | 9.867% | 0% | 1 | 16.43% | 8.626% | 0% | 1 | 51.08% | 14.74% | 0% | 2 | 30.67% | 10.4% | 0% | 1 | 1.45% | 14.74% | 0% | 1
251 | Ocotillo Express | GREATER IMPERIAL | 0 | 0 | 10 | 0% | 0% | 1 | 7.3655 | 0% | 0% | 1 | 0% | 0% | 0% | 1 | 0 | 2 | 0% | 0% | 0% | 1 | 31.34% | 0% | 0% | 1 | 27.25% | 0% | 0% | 1 | 16.48% | 0% | 0% | 1 | 58.64% | 0% | 0% | 2 | 26.62% | 0% | 0% | 1 | 0% | 0% | 0% | 1 |  | 0% | 0% | 1 | 5.1646 | 0% | 0% | 1 | 0% | 0% | 0% | 1 | 0 | 2 | 1.518% | 0% | 1.518% | 1 | 34.88% | 0% | 0% | 1 | 18.87% | 0% | 0% | 1 | 14.45% | 0% | 0% | 1 | 56.3% | 0% | 0% | 2 | 37.67% | 0% | 0% | 1 | 0.02593% | 0% | 0% | 1 |  | 0% | 0% | 1 | 6.673 | 0% | 0% | 1 | 0.122% | 0% | 0% | 1 | 0 | 2 | 24.15% | 0.1135% | 24.27% | 2 | 17.38% | 0% | 0% | 1 | 17.9% | 0% | 0% | 1 | 19.04% | 0% | 0% | 1 | 41.35% | 0% | 0% | 1 | 54.3% | 0% | 0% | 2 | 0.7812% | 0% | 0% | 1 |  | 0% | 0% | 1 | 8.1789 | 0% | 0% | 1 | 8.657% | 0% | 0% | 1 | 0 | 2 | 31.92% | 8.178% | 40.09% | 2 | 11.44% | 0% | 0% | 1 | 15.39% | 0% | 0% | 1 | 26.13% | 0% | 0% | 1 | 39.44% | 0% | 0% | 1 | 44.7% | 0% | 0% | 1 | 3.772% | 0% | 0% | 1
252 | Ivanpah | SNV ELDORADO DESERT | 0 | 0 | 10 | 0% | 0% | 1 | 3.0259 | 0% | 0% | 1 | 0% | 0% | 0% | 1 | 0 | 2 | 0% | 0% | 0% | 1 | 97.99% | 0% | 0% | 5 | 94.2% | 0% | 0% | 4 | 0.4326% | 0% | 0% | 1 | 98.2% | 0% | 0% | 5 | 22.31% | 0% | 0% | 1 | 0% | 0% | 0% | 1 |  | 0% | 0% | 1 | 2.597 | 0% | 0% | 1 | 0% | 0% | 0% | 1 | 0 | 2 | 0% | 0% | 0% | 1 | 56.54% | 0% | 0% | 2 | 81.39% | 0% | 0% | 3 | 26.7% | 0% | 0% | 1 | 83.14% | 0% | 0% | 3 | 64.24% | 0% | 0% | 2 | 5.396e-05% | 0% | 0% | 1 |  | 0% | 0% | 1 | 2.6105 | 0% | 0% | 1 | 0% | 0% | 0% | 1 | 0 | 2 | 0% | 0% | 0% | 1 | 22.86% | 0% | 0% | 1 | 32.08% | 0% | 0% | 1 | 8.711% | 0% | 0% | 1 | 32.65% | 0% | 0% | 1 | 87.67% | 0% | 0% | 3 | 1.76e-05% | 0% | 0% | 1 |  | 0% | 0% | 1 | 2.873 | 0% | 0% | 1 | 0% | 0% | 0% | 1 | 0 | 2 | 0% | 0% | 0% | 1 | 13.39% | 0% | 0% | 1 | 23.81% | 0% | 0% | 1 | 6.815% | 0% | 0% | 1 | 24.14% | 0% | 0% | 1 | 85.21% | 0% | 0% | 3 | 0.3867% | 0% | 0% | 1
253 | Alamitos | GREATER LA METRO | 0 | 0 | 10 | 0% | 0% | 1 | 27 | 0% | 0% | 3 | 0% | 0% | 0% | 1 | 0 | 2 | 0% | 0% | 0% | 1 | 0% | 0% | 0% | 1 | 58.6% | 0% | 0% | 2 | 93.61% | 0% | 0% | 4 | 93.61% | 0% | 0% | 4 | 0% | 0% | 0% | 1 | 1.758% | 0% | 0% | 1 |  | 0% | 0% | 1 | 60.5 | 0% | 0% | 4 | 0% | 0% | 0% | 1 | 0 | 2 | 0% | 0% | 0% | 1 | 0% | 0% | 0% | 1 | 9.238% | 0% | 0% | 1 | 70.97% | 0% | 0% | 3 | 70.97% | 0% | 0% | 3 | 0% | 0% | 0% | 1 | 0.4458% | 0% | 0% | 1 |  | 0% | 0% | 1 | 47 | 0% | 0% | 4 | 0% | 0% | 0% | 1 | 0 | 2 | 0.04524% | 0% | 0.04524% | 1 | 0% | 0% | 0% | 1 | 14.45% | 0% | 0% | 1 | 77.52% | 0% | 0% | 3 | 77.52% | 0% | 0% | 3 | 0% | 0% | 0% | 1 | 3.549% | 0% | 0% | 1 |  | 0% | 0% | 1 | 47 | 0% | 0% | 4 | 0% | 0% | 0% | 1 | 0 | 2 | 1.144% | 9.269% | 10.41% | 2 | 1.281% | 0% | 0% | 1 | 12.51% | 0% | 0% | 1 | 69.84% | 0% | 0% | 2 | 71.12% | 0% | 0% | 3 | 0% | 0% | 0% | 1 | 4.793% | 0% | 0% | 1
254 | Shilo III | NORTHERN CALIFORNIA | 0 | 0 | 0 | 0% | 0% | 1 | 6.1099 | 0% | 0% | 1 | 0% | 0% | 0% | 1 | 0 | 2 | 0% | 0% | 0% | 1 | 6.745% | 0% | 0% | 1 | 37.7% | 0% | 0% | 1 | 40.06% | 0% | 0% | 1 | 51.7% | 0% | 0% | 2 | 0.06799% | 0% | 0% | 1 | 18.76% | 0% | 0% | 1 |  | 0% | 0% | 1 | 6.4064 | 0% | 0% | 1 | 7.341% | 0% | 0% | 1 | 0 | 2 | 0% | 0% | 0% | 1 | 16.46% | 0% | 0% | 1 | 37.57% | 0% | 0% | 1 | 36.98% | 0% | 0% | 1 | 52.52% | 0% | 0% | 2 | 4.628% | 0% | 0% | 1 | 31.14% | 0% | 0% | 1 |  | 0% | 0% | 1 | 7.0666 | 0% | 0% | 1 | 26.72% | 0% | 0% | 1 | 0 | 2 | 1.914% | 0% | 1.914% | 1 | 11.94% | 0% | 0% | 1 | 32.11% | 0% | 0% | 1 | 32% | 0% | 0% | 1 | 43.3% | 0% | 0% | 1 | 3.498% | 0% | 0% | 1 | 22.89% | 0% | 0% | 1 |  | 0% | 0% | 1 | 12.25 | 0% | 0% | 2 | 33.08% | 0% | 0% | 1 | 0 | 2 | 8.468% | 0.4225% | 8.89% | 2 | 17.66% | 0% | 0% | 1 | 24.75% | 0% | 0% | 1 | 25.91% | 0% | 0% | 1 | 40.98% | 0% | 0% | 1 | 6.862% | 0% | 0% | 1 | 16.19% | 0% | 0% | 1
255 | ECO | GREATER IMPERIAL | 182 | 1820 | 10 | 112.9% | 8.865% | 4 | 11.6573 | 1014% | 56.52% | 5 | 1.726% | 533.9% | 304.1% | 5 | 0 | 2 | 55.87% | 0% | 55.87% | 3 | 0% | 46.04% | 0% | 2 | 22.74% | 59.59% | 0% | 3 | 31.87% | 67.57% | 0% | 3 | 38.28% | 74.59% | 0% | 3 | 18.77% | 56.68% | 0% | 3 | 4.249% | 74.59% | 0% | 3 |  | 29.11% | 0% | 2 | 8.3848 | 48.41% | 0% | 2 | 0.2923% | 0% | 0% | 1 | 0 | 2 | 62.63% | 0% | 62.63% | 3 | 11.23% | 8.783% | 0% | 1 | 33.53% | 11.73% | 0% | 1 | 35.96% | 12.17% | 0% | 1 | 54.27% | 17.05% | 0% | 2 | 31.76% | 11.43% | 0% | 1 | 1.678% | 17.05% | 0% | 1 |  | 9.861% | 0% | 1 | 10.1105 | 12.7% | 0% | 1 | 0.09951% | 0% | 0% | 1 | 0 | 2 | 61.75% | 5.442% | 67.19% | 3 | 21.04% | 3.361% | 0% | 1 | 14.62% | 3.109% | 0% | 1 | 31.58% | 3.879% | 0% | 1 | 54.4% | 5.821% | 0% | 2 | 40.14% | 4.434% | 0% | 1 | 1.13% | 5.821% | 0% | 1 |  | 6.746% | 0% | 1 | 8.928 | 6.48% | 0% | 1 | 0.2706% | 0% | 0% | 1 | 0 | 2 | 43.69% | 27.84% | 71.54% | 4 | 16.44% | 2.127% | 0% | 1 | 13.13% | 2.046% | 0% | 1 | 21.98% | 2.278% | 0% | 1 | 42.95% | 3.115% | 0% | 1 | 48.02% | 3.418% | 0% | 1 | 1.417% | 3.115% | 0% | 1
256 | IID System | GREATER IMPERIAL | 0 | 0 | 0 | 0% | 0% | 1 | 9.5476 | 0% | 0% | 1 | 35.65% | 0% | 0% | 1 | 0 | 2 | 0% | 0% | 0% | 1 | 0% | 0% | 0% | 1 | 75.55% | 0% | 0% | 3 | 84.8% | 0% | 0% | 3 | 84.8% | 0% | 0% | 3 | 0% | 0% | 0% | 1 | 11.78% | 0% | 0% | 1 |  | 0% | 0% | 1 | 7.6625 | 0% | 0% | 1 | 37.85% | 0% | 0% | 1 | 0 | 2 | 0% | 0% | 0% | 1 | 1.379% | 0% | 0% | 1 | 44.01% | 0% | 0% | 1 | 54.31% | 0% | 0% | 2 | 54.63% | 0% | 0% | 2 | 0.1764% | 0% | 0% | 1 | 8.079% | 0% | 0% | 1 |  | 0% | 0% | 1 | 8.1533 | 0% | 0% | 1 | 43.53% | 0% | 0% | 1 | 0 | 2 | 0% | 0% | 0% | 1 | 4.147% | 0% | 0% | 1 | 36.61% | 0% | 0% | 1 | 44.83% | 0% | 0% | 1 | 48.15% | 0% | 0% | 1 | 2.244% | 0% | 0% | 1 | 7.204% | 0% | 0% | 1 |  | 0% | 0% | 1 | 8.0771 | 0% | 0% | 1 | 41.66% | 0% | 0% | 1 | 0 | 2 | 0% | 0% | 0% | 1 | 3.809% | 0% | 0% | 1 | 25.94% | 0% | 0% | 1 | 32.23% | 0% | 0% | 1 | 35.97% | 0% | 0% | 1 | 6.639% | 0% | 0% | 1 | 6.276% | 0% | 0% | 1
257 | Sonora | GREATER IMPERIAL | 0 | 0 | 0 | 0% | 0% | 1 | 7 | 0% | 0% | 1 | 28.83% | 0% | 0% | 1 | 0 | 2 | 0% | 0% | 0% | 1 | 13.72% | 0% | 0% | 1 | 7.313% | 0% | 0% | 1 | 42.35% | 0% | 0% | 1 | 42.35% | 0% | 0% | 1 | 0.01897% | 0% | 0% | 1 | 7.001% | 0% | 0% | 1 |  | 0% | 0% | 1 | 8 | 0% | 0% | 1 | 40.13% | 0% | 0% | 1 | 0 | 2 | 0% | 0% | 0% | 1 | 7.988% | 0% | 0% | 1 | 31.67% | 0% | 0% | 1 | 49.2% | 0% | 0% | 1 | 49.61% | 0% | 0% | 1 | 1.271% | 0% | 0% | 1 | 7.643% | 0% | 0% | 1 |  | 0% | 0% | 1 | 7.9259 | 0% | 0% | 1 | 46.75% | 0% | 0% | 1 | 0 | 2 | 0% | 0% | 0% | 1 | 6.274% | 0% | 0% | 1 | 30.98% | 0% | 0% | 1 | 39.05% | 0% | 0% | 1 | 43.31% | 0% | 0% | 1 | 2.88% | 0% | 0% | 1 | 6.705% | 0% | 0% | 1 |  | 0% | 0% | 1 | 7.9503 | 0% | 0% | 1 | 47.94% | 0% | 0% | 1 | 0 | 2 | 0% | 0% | 0% | 1 | 5.55% | 0% | 0% | 1 | 25.47% | 0% | 0% | 1 | 30.87% | 0% | 0% | 1 | 35.5% | 0% | 0% | 1 | 5.446% | 0% | 0% | 1 | 6.277% | 0% | 0% | 1
258 | Caliente | SPGE | 0 | 0 | 10 | 0% | 0% | 1 | 8.4241 | 0% | 0% | 1 | 0% | 0% | 0% | 1 | 0 | 2 | 0% | 0% | 0% | 1 | 31.56% | 0% | 0% | 1 | 20.3% | 0% | 0% | 1 | 37.23% | 0% | 0% | 1 | 56.92% | 0% | 0% | 2 | 42.53% | 0% | 0% | 1 | 4.165% | 0% | 0% | 1 |  | 0% | 0% | 1 | 13.56 | 0% | 0% | 2 | 0.01308% | 0% | 0% | 1 | 0 | 2 | 0.5294% | 0% | 0.5294% | 1 | 45.44% | 0% | 0% | 1 | 18.01% | 0% | 0% | 1 | 33.04% | 0% | 0% | 1 | 65.97% | 0% | 0% | 2 | 44.37% | 0% | 0% | 1 | 5.942% | 0% | 0% | 1 |  | 0% | 0% | 1 | 8.6053 | 0% | 0% | 1 | 2.867% | 0% | 0% | 1 | 0 | 2 | 9.254% | 0% | 9.254% | 1 | 45.85% | 0% | 0% | 1 | 12.5% | 0% | 0% | 1 | 25.6% | 0% | 0% | 1 | 64.05% | 0% | 0% | 2 | 43.91% | 0% | 0% | 1 | 3.052% | 0% | 0% | 1 |  | 0% | 0% | 1 | 7.2483 | 0% | 0% | 1 | 11.58% | 0% | 0% | 1 | 0 | 2 | 10.75% | 0% | 10.75% | 1 | 46.52% | 0% | 0% | 1 | 14.1% | 0% | 0% | 1 | 24.71% | 0% | 0% | 1 | 65% | 0% | 0% | 2 | 39.43% | 0% | 0% | 1 | 2.234% | 0% | 0% | 1
259 | Regulus | SPGE | 0 | 0 | 0 | 0% | 0% | 1 | 11.6512 | 0% | 0% | 1 | 85.06% | 0% | 0% | 3 | 0 | 2 | 0% | 0% | 0% | 1 | 0% | 0% | 0% | 1 | 0.7979% | 0% | 0% | 1 | 9.79% | 0% | 0% | 1 | 9.79% | 0% | 0% | 1 | 0% | 0% | 0% | 1 | 0.02482% | 0% | 0% | 1 |  | 0% | 0% | 1 | 10.3479 | 0% | 0% | 1 | 55.56% | 0% | 0% | 2 | 0 | 2 | 9.336% | 0% | 9.336% | 1 | 28.26% | 0% | 0% | 1 | 12.74% | 0% | 0% | 1 | 22.45% | 0% | 0% | 1 | 38.56% | 0% | 0% | 1 | 13.48% | 0% | 0% | 1 | 1.971% | 0% | 0% | 1 |  | 0% | 0% | 1 | 9.6668 | 0% | 0% | 1 | 43.1% | 0% | 0% | 1 | 0 | 2 | 24.09% | 2.863% | 26.96% | 2 | 44.66% | 0% | 0% | 1 | 20.8% | 0% | 0% | 1 | 31.39% | 0% | 0% | 1 | 55.26% | 0% | 0% | 2 | 23.53% | 0% | 0% | 1 | 1.707% | 0% | 0% | 1 |  | 0% | 0% | 1 | 10.1807 | 0% | 0% | 1 | 39.68% | 0% | 0% | 1 | 0 | 2 | 24.34% | 6.749% | 31.09% | 2 | 43.75% | 0% | 0% | 1 | 21.25% | 0% | 0% | 1 | 32.31% | 0% | 0% | 1 | 55.77% | 0% | 0% | 2 | 23.75% | 0% | 0% | 1 | 2.745% | 0% | 0% | 1
260 | Geysers 12 | NORTHERN CALIFORNIA | 0 | 0 | 10 | 0% | 0% | 1 | 6.9 | 0% | 0% | 1 | 0.2834% | 0% | 0% | 1 | 0 | 2 | 20.61% | 78.48% | 99.09% | 5 | 98.38% | 0% | 0% | 5 | 65.11% | 0% | 0% | 2 | 99.98% | 0% | 0% | 5 | 100% | 0% | 0% | 5 | 45.48% | 0% | 0% | 1 | 1.215% | 0% | 0% | 1 |  | 0% | 0% | 1 | 10.7767 | 0% | 0% | 1 | 6.01% | 0% | 0% | 1 | 0 | 2 | 23.85% | 63.41% | 87.26% | 5 | 65.16% | 0% | 0% | 2 | 61.05% | 0% | 0% | 2 | 84.34% | 0% | 0% | 3 | 95.39% | 0% | 0% | 5 | 33.61% | 0% | 0% | 1 | 2.617% | 0% | 0% | 1 |  | 0% | 0% | 1 | 11.5823 | 0% | 0% | 1 | 6.924% | 0% | 0% | 1 | 0 | 2 | 36.55% | 47.84% | 84.39% | 5 | 57.01% | 0% | 0% | 2 | 49.45% | 0% | 0% | 1 | 76.91% | 0% | 0% | 3 | 93.24% | 0% | 0% | 4 | 34.37% | 0% | 0% | 1 | 2.14% | 0% | 0% | 1 |  | 0% | 0% | 1 | 11.2864 | 0% | 0% | 1 | 6.979% | 0% | 0% | 1 | 0 | 2 | 42.64% | 41.91% | 84.55% | 5 | 59.46% | 0% | 0% | 2 | 43.49% | 0% | 0% | 1 | 74.46% | 0% | 0% | 3 | 91.65% | 0% | 0% | 4 | 43.4% | 0% | 0% | 1 | 2.309% | 0% | 0% | 1
261 | Solar SS | SPGE | 0 | 0 | 10 | 0% | 0% | 1 | 4.1575 | 0% | 0% | 1 | 0.2091% | 0% | 0% | 1 | 0 | 2 | 21.02% | 0% | 21.02% | 2 | 8.614% | 0% | 0% | 1 | 25.32% | 0% | 0% | 1 | 43.06% | 0% | 0% | 1 | 44.74% | 0% | 0% | 1 | 52.82% | 0% | 0% | 2 | 1.016% | 0% | 0% | 1 |  | 0% | 0% | 1 | 8.2748 | 0% | 0% | 1 | 0.1802% | 0% | 0% | 1 | 0 | 2 | 24.24% | 0% | 24.24% | 2 | 32.48% | 0% | 0% | 1 | 17.82% | 0% | 0% | 1 | 30% | 0% | 0% | 1 | 56.87% | 0% | 0% | 2 | 66.96% | 0% | 0% | 2 | 4.034% | 0% | 0% | 1 |  | 0% | 0% | 1 | 7.885 | 0% | 0% | 1 | 0.7533% | 0% | 0% | 1 | 0 | 2 | 19.66% | 0% | 19.66% | 1 | 40.99% | 0% | 0% | 1 | 17.91% | 0% | 0% | 1 | 26.93% | 0% | 0% | 1 | 61.42% | 0% | 0% | 2 | 58.24% | 0% | 0% | 2 | 3.503% | 0% | 0% | 1 |  | 0% | 0% | 1 | 6.6496 | 0% | 0% | 1 | 2.877% | 0% | 0% | 1 | 0 | 2 | 18.41% | 2.028% | 20.44% | 2 | 46.79% | 0% | 0% | 1 | 13.39% | 0% | 0% | 1 | 24.55% | 0% | 0% | 1 | 65.53% | 0% | 0% | 2 | 49.9% | 0% | 0% | 1 | 2.628% | 0% | 0% | 1
262 | Olive | SPGE | 40 | 400 | 5 | 4.538% | 0% | 1 | 10.8389 | 28.1% | 0% | 2 | 27.93% | 3.071% | 0% | 1 | 0 | 2 | 0% | 0% | 0% | 1 | 50.85% | 3.289% | 0% | 2 | 7.842% | 1.754% | 0% | 1 | 35.89% | 2.521% | 0% | 1 | 61.12% | 4.157% | 0% | 2 | 0% | 1.616% | 0% | 1 | 5.598% | 4.157% | 0% | 1 |  | 0.7248% | 0% | 1 | 8.9988 | 1.099% | 0% | 1 | 37.8% | 0.6089% | 0% | 1 | 0 | 2 | 0% | 0% | 0% | 1 | 32.61% | 0.4195% | 0% | 1 | 10.82% | 0.317% | 0% | 1 | 25.26% | 0.3782% | 0% | 1 | 46.29% | 0.5263% | 0% | 1 | 0.02972% | 0.2827% | 0% | 1 | 6.227% | 0.5263% | 0% | 1 |  | 0.3734% | 0% | 1 | 8.2837 | 0.4825% | 0% | 1 | 43.13% | 0.6089% | 0% | 1 | 0 | 2 | 0% | 0% | 0% | 1 | 31.65% | 0.173% | 0% | 1 | 8.967% | 0.1299% | 0% | 1 | 19.76% | 0.1473% | 0% | 1 | 43.38% | 0.2088% | 0% | 1 | 0.08547% | 0.1183% | 0% | 1 | 6.162% | 0.2088% | 0% | 1 |  | 0.2119% | 0% | 1 | 8.4839 | 0.2722% | 0% | 1 | 44.22% | 0.6089% | 0% | 1 | 0 | 2 | 0% | 0% | 0% | 1 | 30.5% | 0.08984% | 0% | 1 | 5.972% | 0.0664% | 0% | 1 | 16.65% | 0.07491% | 0% | 1 | 41.78% | 0.1073% | 0% | 1 | 0.06157% | 0.06248% | 0% | 1 | 5.136% | 0.1073% | 0% | 1
263 | 7th Standard | SPGE | 0 | 0 | 10 | 0% | 0% | 1 | 20 | 0% | 0% | 3 | 77.92% | 0% | 0% | 3 | 0 | 2 | 0% | 0% | 0% | 1 | 12.58% | 0% | 0% | 1 | 0% | 0% | 0% | 1 | 2.987% | 0% | 0% | 1 | 12.66% | 0% | 0% | 1 | 0% | 0% | 0% | 1 | 2.325% | 0% | 0% | 1 |  | 0% | 0% | 1 | 13.8339 | 0% | 0% | 2 | 53.51% | 0% | 0% | 2 | 0 | 2 | 0% | 0% | 0% | 1 | 35.7% | 0% | 0% | 1 | 7.513% | 0% | 0% | 1 | 19.88% | 0% | 0% | 1 | 44.17% | 0% | 0% | 1 | 1.24% | 0% | 0% | 1 | 6.248% | 0% | 0% | 1 |  | 0% | 0% | 1 | 11.5453 | 0% | 0% | 1 | 47.9% | 0% | 0% | 1 | 0 | 2 | 5.797% | 0% | 5.797% | 1 | 36.25% | 0% | 0% | 1 | 14.77% | 0% | 0% | 1 | 29.14% | 0% | 0% | 1 | 50.25% | 0% | 0% | 2 | 4.544% | 0% | 0% | 1 | 6.526% | 0% | 0% | 1 |  | 0% | 0% | 1 | 9.75 | 0% | 0% | 1 | 47.61% | 0% | 0% | 1 | 0 | 2 | 12.33% | 0% | 12.33% | 1 | 33.97% | 0% | 0% | 1 | 18.64% | 0% | 0% | 1 | 35.81% | 0% | 0% | 1 | 53.97% | 0% | 0% | 2 | 10.31% | 0% | 0% | 1 | 4.212% | 0% | 0% | 1
264 | Delevan | NORTHERN CALIFORNIA | 300 | 3000 | 10 | 41.33% | 0% | 2 | 5.9292 | 20.71% | 0% | 2 | 26.51% | 24.61% | 0% | 2 | 0 | 2 | 3.888% | 0% | 3.888% | 1 | 42.1% | 10.75% | 0% | 1 | 7.638% | 6.738% | 0% | 1 | 31.99% | 9.151% | 0% | 1 | 70.61% | 21.18% | 0% | 3 | 13.42% | 7.188% | 0% | 1 | 2.474% | 21.18% | 0% | 2 |  | 11.7% | 0% | 1 | 6.1839 | 4.416% | 0% | 1 | 24.32% | 6.802% | 0% | 1 | 0 | 2 | 19.28% | 0% | 19.28% | 1 | 32.54% | 2.63% | 0% | 1 | 10.77% | 1.988% | 0% | 1 | 32.47% | 2.627% | 0% | 1 | 60.64% | 4.507% | 0% | 2 | 29.9% | 2.531% | 0% | 1 | 3.333% | 4.507% | 0% | 1 |  | 4.738% | 0% | 1 | 7.2277 | 2.565% | 0% | 1 | 24.91% | 6.802% | 0% | 1 | 0 | 2 | 23.78% | 0% | 23.78% | 2 | 29.97% | 1.124% | 0% | 1 | 13.16% | 0.9061% | 0% | 1 | 33.18% | 1.178% | 0% | 1 | 54.92% | 1.746% | 0% | 2 | 31.28% | 1.145% | 0% | 1 | 3.31% | 1.746% | 0% | 1 |  | 2.992% | 0% | 1 | 6.6724 | 1.43% | 0% | 1 | 27.79% | 6.802% | 0% | 1 | 0 | 2 | 25.25% | 0% | 25.25% | 2 | 30.34% | 0.6748% | 0% | 1 | 13.01% | 0.5404% | 0% | 1 | 31.43% | 0.6856% | 0% | 1 | 54.38% | 1.031% | 0% | 2 | 31.5% | 0.6863% | 0% | 1 | 4.31% | 1.031% | 0% | 1
265 | Mustang | SPGE | 0 | 0 | 0 | 0% | 0% | 1 | 6.1317 | 0% | 0% | 1 | 49.13% | 0% | 0% | 1 | 1 | 1 | 0% | 0% | 0% | 1 | 18.55% | 0% | 0% | 1 | 0% | 0% | 0% | 1 | 0% | 0% | 0% | 1 | 18.55% | 0% | 0% | 1 | 0% | 0% | 0% | 1 | 1.982% | 0% | 0% | 1 |  | 0% | 0% | 1 | 8.028 | 0% | 0% | 1 | 42.94% | 0% | 0% | 1 | 1 | 1 | 0% | 0% | 0% | 1 | 14.72% | 0% | 0% | 1 | 2.041% | 0% | 0% | 1 | 3.535% | 0% | 0% | 1 | 16.92% | 0% | 0% | 1 | 0% | 0% | 0% | 1 | 1.814% | 0% | 0% | 1 |  | 0% | 0% | 1 | 8.8424 | 0% | 0% | 1 | 48.44% | 0% | 0% | 1 | 1 | 1 | 0% | 0% | 0% | 1 | 10.47% | 0% | 0% | 1 | 1.936% | 0% | 0% | 1 | 4.747% | 0% | 0% | 1 | 14.11% | 0% | 0% | 1 | 0% | 0% | 0% | 1 | 1.689% | 0% | 0% | 1 |  | 0% | 0% | 1 | 8.6667 | 0% | 0% | 1 | 41.77% | 0% | 0% | 1 | 1 | 1 | 0% | 0% | 0% | 1 | 13.05% | 0% | 0% | 1 | 1.905% | 0% | 0% | 1 | 6.788% | 0% | 0% | 1 | 18.27% | 0% | 0% | 1 | 0.2134% | 0% | 0% | 1 | 1.602% | 0% | 0% | 1
266 | Tranquility | SPGE | 785 | 7850 | 10 | 34.66% | 0% | 2 | 8.1434 | 319.5% | 12.76% | 3 | 34.01% | 28.61% | 0% | 2 | 1 | 1 | 0% | 0% | 0% | 1 | 27.13% | 23.65% | 0% | 2 | 0% | 17.24% | 0% | 1 | 8.984% | 18.94% | 0% | 1 | 29.56% | 24.47% | 0% | 2 | 0% | 17.24% | 0% | 1 | 0.2602% | 24.47% | 0% | 2 |  | 11.82% | 0% | 1 | 7.6049 | 30.39% | 0% | 2 | 42.24% | 10.47% | 0% | 1 | 1 | 1 | 0% | 0% | 0% | 1 | 25.82% | 5.981% | 0% | 1 | 3.445% | 4.595% | 0% | 1 | 13.12% | 5.107% | 0% | 1 | 27.84% | 6.149% | 0% | 1 | 4.631% | 4.652% | 0% | 1 | 0.4025% | 6.149% | 0% | 1 |  | 7.525% | 0% | 1 | 6.6491 | 9.039% | 0% | 1 | 40.29% | 10.47% | 0% | 1 | 1 | 1 | 0% | 0% | 0% | 1 | 35.07% | 3.146% | 0% | 1 | 7.797% | 2.215% | 0% | 1 | 18.07% | 2.493% | 0% | 1 | 42.77% | 3.569% | 0% | 1 | 12.88% | 2.344% | 0% | 1 | 2.038% | 3.569% | 0% | 1 |  | 3.905% | 0% | 1 | 6.2973 | 4.55% | 0% | 1 | 32.79% | 10.47% | 0% | 1 | 1 | 1 | 0.5481% | 0% | 0.5481% | 1 | 37.77% | 1.927% | 0% | 1 | 10.3% | 1.337% | 0% | 1 | 18.36% | 1.469% | 0% | 1 | 45.61% | 2.205% | 0% | 1 | 15.49% | 1.419% | 0% | 1 | 2.466% | 2.205% | 0% | 1
267 | Calcite | GREATER KRAMER | 400 | 4000 | 5 | 33.52% | 0% | 2 | 32.5 | 648650% | 61.01% | 5 | 0.5468% | 0% | 0% | 1 | 0 | 2 | 0% | 0% | 0% | 1 | 52.54% | 31.07% | 0% | 2 | 20.62% | 18.58% | 0% | 1 | 11.26% | 16.62% | 0% | 1 | 53.63% | 31.8% | 0% | 2 | 10.25% | 16.43% | 0% | 1 | 1.564% | 31.8% | 0% | 2 |  | 13.97% | 0% | 1 | 38.75 | 602.7% | 19.3% | 5 | 0.8411% | 0% | 0% | 1 | 0 | 2 | 0% | 0% | 0% | 1 | 44.15% | 9.717% | 0% | 1 | 23.44% | 7.088% | 0% | 1 | 20.63% | 6.838% | 0% | 1 | 57.52% | 12.77% | 0% | 2 | 17.69% | 6.594% | 0% | 1 | 0.6001% | 12.77% | 0% | 1 |  | 10.66% | 0% | 1 | 39 | 43.43% | 0% | 4 | 0.5221% | 0% | 0% | 1 | 0 | 2 | 6.473% | 0% | 6.473% | 1 | 43.46% | 5.621% | 0% | 1 | 26.67% | 4.334% | 0% | 1 | 24.09% | 4.187% | 0% | 1 | 60.96% | 8.14% | 0% | 2 | 27.1% | 4.36% | 0% | 1 | 0.4673% | 8.14% | 0% | 1 |  | 9.189% | 0% | 1 | 32 | 14.03% | 0% | 4 | 0.374% | 0% | 0% | 1 | 0 | 2 | 16.51% | 0.2108% | 16.72% | 2 | 34.62% | 3.482% | 0% | 1 | 29.44% | 3.226% | 0% | 1 | 28.96% | 3.205% | 0% | 1 | 59.21% | 5.581% | 0% | 2 | 37.78% | 3.659% | 0% | 1 | 0.5168% | 5.581% | 0% | 1
268 | Trout Canyon (fka Crazy Eyes) | SNV ELDORADO DESERT | 0 | 0 | 0 | 0% | 0% | 1 | 0 | 0% | 0% | 1 | 0% | 0% | 0% | 1 | 0 | 2 | 0% | 0% | 0% | 1 | 0% | 0% | 0% | 1 | 0% | 0% | 0% | 1 | 0% | 0% | 0% | 1 | 0% | 0% | 0% | 1 | 0% | 0% | 0% | 1 | 0% | 0% | 0% | 1 |  | 0% | 0% | 1 | 0 | 0% | 0% | 1 | 0% | 0% | 0% | 1 | 0 | 2 | 0% | 0% | 0% | 1 | 0% | 0% | 0% | 1 | 0% | 0% | 0% | 1 | 0% | 0% | 0% | 1 | 0% | 0% | 0% | 1 | 0% | 0% | 0% | 1 | 0% | 0% | 0% | 1 |  | 0% | 0% | 1 | 78.4333 | 0% | 0% | 4 | 0% | 0% | 0% | 1 | 0 | 2 | 0% | 0% | 0% | 1 | 10.87% | 0% | 0% | 1 | 0.1733% | 0% | 0% | 1 | 70.64% | 0% | 0% | 3 | 76.24% | 0% | 0% | 3 | 50.75% | 0% | 0% | 2 | 0.07268% | 0% | 0% | 1 |  | 0% | 0% | 1 | 71.9714 | 0% | 0% | 4 | 0% | 0% | 0% | 1 | 0 | 2 | 0% | 0% | 0% | 1 | 9.582% | 0% | 0% | 1 | 0.1528% | 0% | 0% | 1 | 66.34% | 0% | 0% | 2 | 71.28% | 0% | 0% | 3 | 48.65% | 0% | 0% | 1 | 0.2217% | 0% | 0% | 1
269 | Delaney | ARIZONA MINOR | 0 | 0 | 0 | 0% | 0% | 1 | 0 | 0% | 0% | 1 | 0% | 0% | 0% | 1 | 0 | 2 | 0% | 0% | 0% | 1 | 0% | 0% | 0% | 1 | 0% | 0% | 0% | 1 | 0% | 0% | 0% | 1 | 0% | 0% | 0% | 1 | 0% | 0% | 0% | 1 | 0% | 0% | 0% | 1 |  | 0% | 0% | 1 | 0 | 0% | 0% | 1 | 0% | 0% | 0% | 1 | 0 | 2 | 0% | 0% | 0% | 1 | 0% | 0% | 0% | 1 | 0% | 0% | 0% | 1 | 0% | 0% | 0% | 1 | 0% | 0% | 0% | 1 | 0% | 0% | 0% | 1 | 0% | 0% | 0% | 1 |  | 0% | 0% | 1 | 0 | 0% | 0% | 1 | 0% | 0% | 0% | 1 | 0 | 2 | 0% | 0% | 0% | 1 | 0% | 0% | 0% | 1 | 0% | 0% | 0% | 1 | 0% | 0% | 0% | 1 | 0% | 0% | 0% | 1 | 0% | 0% | 0% | 1 | 0% | 0% | 0% | 1 |  | 0% | 0% | 1 | 0 | 0% | 0% | 1 | 0% | 0% | 0% | 1 | 0 | 2 | 0% | 0% | 0% | 1 | 0% | 0% | 0% | 1 | 0% | 0% | 0% | 1 | 0% | 0% | 0% | 1 | 0% | 0% | 0% | 1 | 0% | 0% | 0% | 1 | 0% | 0% | 0% | 1
270 | Desert View | SNV ELDORADO DESERT | 0 | 0 | 0 | 0% | 0% | 1 | 0 | 0% | 0% | 1 | 0% | 0% | 0% | 1 | 0 | 2 | 0% | 0% | 0% | 1 | 0% | 0% | 0% | 1 | 0% | 0% | 0% | 1 | 0% | 0% | 0% | 1 | 0% | 0% | 0% | 1 | 0% | 0% | 0% | 1 | 0% | 0% | 0% | 1 |  | 0% | 0% | 1 | 0 | 0% | 0% | 1 | 0% | 0% | 0% | 1 | 0 | 2 | 0% | 0% | 0% | 1 | 0% | 0% | 0% | 1 | 0% | 0% | 0% | 1 | 0% | 0% | 0% | 1 | 0% | 0% | 0% | 1 | 0% | 0% | 0% | 1 | 0% | 0% | 0% | 1 |  | 0% | 0% | 1 | 0 | 0% | 0% | 1 | 0% | 0% | 0% | 1 | 0 | 2 | 0% | 0% | 0% | 1 | 0% | 0% | 0% | 1 | 0% | 0% | 0% | 1 | 0% | 0% | 0% | 1 | 0% | 0% | 0% | 1 | 0% | 0% | 0% | 1 | 0% | 0% | 0% | 1 |  | 0% | 0% | 1 | 0 | 0% | 0% | 1 | 0% | 0% | 0% | 1 | 0 | 2 | 0% | 0% | 0% | 1 | 0% | 0% | 0% | 1 | 0% | 0% | 0% | 1 | 0% | 0% | 0% | 1 | 0% | 0% | 0% | 1 | 0% | 0% | 0% | 1 | 0% | 0% | 0% | 1
271 | Carpenter Canyon (fka Gamebird) | SNV ELDORADO DESERT | 0 | 0 | 0 | 0% | 0% | 1 | 0 | 0% | 0% | 1 | 0% | 0% | 0% | 1 | 0 | 2 | 0% | 0% | 0% | 1 | 0% | 0% | 0% | 1 | 0% | 0% | 0% | 1 | 0% | 0% | 0% | 1 | 0% | 0% | 0% | 1 | 0% | 0% | 0% | 1 | 0% | 0% | 0% | 1 |  | 0% | 0% | 1 | 1.2397 | 0% | 0% | 1 | 0% | 0% | 0% | 1 | 0 | 2 | 0% | 0% | 0% | 1 | 36.05% | 0% | 0% | 1 | 1.117% | 0% | 0% | 1 | 11.2% | 0% | 0% | 1 | 37.16% | 0% | 0% | 1 | 100% | 0% | 0% | 5 | 0% | 0% | 0% | 1 |  | 0% | 0% | 1 | 59.1356 | 0% | 0% | 4 | 0% | 0% | 0% | 1 | 0 | 2 | 0% | 0% | 0% | 1 | 11.57% | 0% | 0% | 1 | 2.985% | 0% | 0% | 1 | 68.08% | 0% | 0% | 2 | 74.04% | 0% | 0% | 3 | 49.45% | 0% | 0% | 1 | 0.4863% | 0% | 0% | 1 |  | 0% | 0% | 1 | 48 | 0% | 0% | 4 | 0% | 0% | 0% | 1 | 0 | 2 | 0% | 0% | 0% | 1 | 9.776% | 0% | 0% | 1 | 2.523% | 0% | 0% | 1 | 72.5% | 0% | 0% | 3 | 77.54% | 0% | 0% | 3 | 52.35% | 0% | 0% | 2 | 0.4118% | 0% | 0% | 1
272 | Hassayampa | ARIZONA MINOR | 0 | 0 | 0 | 0% | 0% | 1 | 0 | 0% | 0% | 1 | 0% | 0% | 0% | 1 | 0 | 2 | 0% | 0% | 0% | 1 | 0% | 0% | 0% | 1 | 0% | 0% | 0% | 1 | 0% | 0% | 0% | 1 | 0% | 0% | 0% | 1 | 0% | 0% | 0% | 1 | 0% | 0% | 0% | 1 |  | 0% | 0% | 1 | 0 | 0% | 0% | 1 | 0% | 0% | 0% | 1 | 0 | 2 | 0% | 0% | 0% | 1 | 0% | 0% | 0% | 1 | 0% | 0% | 0% | 1 | 0% | 0% | 0% | 1 | 0% | 0% | 0% | 1 | 0% | 0% | 0% | 1 | 0% | 0% | 0% | 1 |  | 0% | 0% | 1 | 0 | 0% | 0% | 1 | 0% | 0% | 0% | 1 | 0 | 2 | 0% | 0% | 0% | 1 | 0% | 0% | 0% | 1 | 0% | 0% | 0% | 1 | 0% | 0% | 0% | 1 | 0% | 0% | 0% | 1 | 0% | 0% | 0% | 1 | 0% | 0% | 0% | 1 |  | 0% | 0% | 1 | 0 | 0% | 0% | 1 | 0% | 0% | 0% | 1 | 0 | 2 | 0% | 0% | 0% | 1 | 0% | 0% | 0% | 1 | 0% | 0% | 0% | 1 | 0% | 0% | 0% | 1 | 0% | 0% | 0% | 1 | 0% | 0% | 0% | 1 | 0% | 0% | 0% | 1
273 | Hoodoo Wash | ARIZONA MINOR | 0 | 0 | 0 | 0% | 0% | 1 | 0 | 0% | 0% | 1 | 0% | 0% | 0% | 1 | 0 | 2 | 0% | 0% | 0% | 1 | 0% | 0% | 0% | 1 | 0% | 0% | 0% | 1 | 0% | 0% | 0% | 1 | 0% | 0% | 0% | 1 | 0% | 0% | 0% | 1 | 0% | 0% | 0% | 1 |  | 0% | 0% | 1 | 0 | 0% | 0% | 1 | 0% | 0% | 0% | 1 | 0 | 2 | 0% | 0% | 0% | 1 | 0% | 0% | 0% | 1 | 0% | 0% | 0% | 1 | 0% | 0% | 0% | 1 | 0% | 0% | 0% | 1 | 0% | 0% | 0% | 1 | 0% | 0% | 0% | 1 |  | 0% | 0% | 1 | 0 | 0% | 0% | 1 | 0% | 0% | 0% | 1 | 0 | 2 | 0% | 0% | 0% | 1 | 0% | 0% | 0% | 1 | 0% | 0% | 0% | 1 | 0% | 0% | 0% | 1 | 0% | 0% | 0% | 1 | 0% | 0% | 0% | 1 | 0% | 0% | 0% | 1 |  | 0% | 0% | 1 | 0 | 0% | 0% | 1 | 0% | 0% | 0% | 1 | 0 | 2 | 0% | 0% | 0% | 1 | 0% | 0% | 0% | 1 | 0% | 0% | 0% | 1 | 0% | 0% | 0% | 1 | 0% | 0% | 0% | 1 | 0% | 0% | 0% | 1 | 0% | 0% | 0% | 1
274 | Innovation | SNV ELDORADO DESERT | 0 | 0 | 0 | 0% | 0% | 1 | 0 | 0% | 0% | 1 | 0% | 0% | 0% | 1 | 0 | 2 | 0% | 0% | 0% | 1 | 0% | 0% | 0% | 1 | 0% | 0% | 0% | 1 | 0% | 0% | 0% | 1 | 0% | 0% | 0% | 1 | 0% | 0% | 0% | 1 | 0% | 0% | 0% | 1 |  | 0% | 0% | 1 | 0 | 0% | 0% | 1 | 0% | 0% | 0% | 1 | 0 | 2 | 0% | 0% | 0% | 1 | 0% | 0% | 0% | 1 | 0% | 0% | 0% | 1 | 0% | 0% | 0% | 1 | 0% | 0% | 0% | 1 | 0% | 0% | 0% | 1 | 0% | 0% | 0% | 1 |  | 0% | 0% | 1 | 0 | 0% | 0% | 1 | 0% | 0% | 0% | 1 | 0 | 2 | 0% | 0% | 0% | 1 | 0% | 0% | 0% | 1 | 0% | 0% | 0% | 1 | 0% | 0% | 0% | 1 | 0% | 0% | 0% | 1 | 0% | 0% | 0% | 1 | 0% | 0% | 0% | 1 |  | 0% | 0% | 1 | 0 | 0% | 0% | 1 | 0% | 0% | 0% | 1 | 0 | 2 | 0% | 0% | 0% | 1 | 0% | 0% | 0% | 1 | 0% | 0% | 0% | 1 | 0% | 0% | 0% | 1 | 0% | 0% | 0% | 1 | 0% | 0% | 0% | 1 | 0% | 0% | 0% | 1
275 | Lathrop | SNV ELDORADO DESERT | 0 | 0 | 0 | 0% | 0% | 1 | 0 | 0% | 0% | 1 | 0% | 0% | 0% | 1 | 0 | 2 | 0% | 0% | 0% | 1 | 0% | 0% | 0% | 1 | 0% | 0% | 0% | 1 | 0% | 0% | 0% | 1 | 0% | 0% | 0% | 1 | 0% | 0% | 0% | 1 | 0% | 0% | 0% | 1 |  | 0% | 0% | 1 | 0 | 0% | 0% | 1 | 0% | 0% | 0% | 1 | 0 | 2 | 0% | 0% | 0% | 1 | 0% | 0% | 0% | 1 | 0% | 0% | 0% | 1 | 0% | 0% | 0% | 1 | 0% | 0% | 0% | 1 | 0% | 0% | 0% | 1 | 0% | 0% | 0% | 1 |  | 0% | 0% | 1 | 0 | 0% | 0% | 1 | 0% | 0% | 0% | 1 | 0 | 2 | 0% | 0% | 0% | 1 | 0% | 0% | 0% | 1 | 0% | 0% | 0% | 1 | 0% | 0% | 0% | 1 | 0% | 0% | 0% | 1 | 0% | 0% | 0% | 1 | 0% | 0% | 0% | 1 |  | 0% | 0% | 1 | 1.0887 | 0% | 0% | 1 | 0% | 0% | 0% | 1 | 0 | 2 | 0% | 0% | 0% | 1 | 0% | 0% | 0% | 1 | 0% | 0% | 0% | 1 | 0% | 0% | 0% | 1 | 0% | 0% | 0% | 1 | 100% | 0% | 0% | 5 | 0.4541% | 0% | 0% | 1
276 | Mohave | SNV ELDORADO DESERT | 0 | 0 | 0 | 0% | 0% | 1 | 0 | 0% | 0% | 1 | 0% | 0% | 0% | 1 | 0 | 2 | 0% | 0% | 0% | 1 | 0% | 0% | 0% | 1 | 0% | 0% | 0% | 1 | 0% | 0% | 0% | 1 | 0% | 0% | 0% | 1 | 0% | 0% | 0% | 1 | 0% | 0% | 0% | 1 |  | 0% | 0% | 1 | 1.8009 | 0% | 0% | 1 | 0% | 0% | 0% | 1 | 0 | 2 | 0% | 0% | 0% | 1 | 0% | 0% | 0% | 1 | 44.26% | 0% | 0% | 1 | 0% | 0% | 0% | 1 | 44.26% | 0% | 0% | 1 | 74.52% | 0% | 0% | 3 | 8.92% | 0% | 0% | 1 |  | 0% | 0% | 1 | 2.4093 | 0% | 0% | 1 | 0% | 0% | 0% | 1 | 0 | 2 | 0% | 0% | 0% | 1 | 14.95% | 0% | 0% | 1 | 89.07% | 0% | 0% | 3 | 0% | 0% | 0% | 1 | 89.07% | 0% | 0% | 3 | 24.7% | 0% | 0% | 1 | 15.69% | 0% | 0% | 1 |  | 0% | 0% | 1 | 5.137 | 0% | 0% | 1 | 0% | 0% | 0% | 1 | 0 | 2 | 0% | 0% | 0% | 1 | 39.01% | 0% | 0% | 1 | 80.94% | 0% | 0% | 3 | 0% | 0% | 0% | 1 | 84.76% | 0% | 0% | 3 | 34.1% | 0% | 0% | 1 | 11.43% | 0% | 0% | 1
277 | Pahrump | SNV ELDORADO DESERT | 0 | 0 | 0 | 0% | 0% | 1 | 0 | 0% | 0% | 1 | 0% | 0% | 0% | 1 | 0 | 2 | 0% | 0% | 0% | 1 | 0% | 0% | 0% | 1 | 0% | 0% | 0% | 1 | 0% | 0% | 0% | 1 | 0% | 0% | 0% | 1 | 0% | 0% | 0% | 1 | 0% | 0% | 0% | 1 |  | 0% | 0% | 1 | 2.6343 | 0% | 0% | 1 | 0% | 0% | 0% | 1 | 0 | 2 | 0% | 0% | 0% | 1 | 0% | 0% | 0% | 1 | 39.37% | 0% | 0% | 1 | 44.92% | 0% | 0% | 1 | 44.92% | 0% | 0% | 1 | 82.19% | 0% | 0% | 3 | 5.454% | 0% | 0% | 1 |  | 0% | 0% | 1 | 11.5161 | 0% | 0% | 1 | 0% | 0% | 0% | 1 | 0 | 2 | 0% | 0% | 0% | 1 | 20.08% | 0% | 0% | 1 | 5.181% | 0% | 0% | 1 | 44.66% | 0% | 0% | 1 | 55.01% | 0% | 0% | 2 | 74.13% | 0% | 0% | 3 | 0.7113% | 0% | 0% | 1 |  | 0% | 0% | 1 | 47.9 | 0% | 0% | 4 | 0% | 0% | 0% | 1 | 0 | 2 | 0% | 0% | 0% | 1 | 9.666% | 0% | 0% | 1 | 2.494% | 0% | 0% | 1 | 71.58% | 0% | 0% | 3 | 76.57% | 0% | 0% | 3 | 52.09% | 0% | 0% | 2 | 0.4212% | 0% | 0% | 1
278 | Palo Verde | ARIZONA MINOR | 0 | 0 | 0 | 0% | 0% | 1 | 0 | 0% | 0% | 1 | 0% | 0% | 0% | 1 | 0 | 2 | 0% | 0% | 0% | 1 | 0% | 0% | 0% | 1 | 0% | 0% | 0% | 1 | 0% | 0% | 0% | 1 | 0% | 0% | 0% | 1 | 0% | 0% | 0% | 1 | 0% | 0% | 0% | 1 |  | 0% | 0% | 1 | 0 | 0% | 0% | 1 | 0% | 0% | 0% | 1 | 0 | 2 | 0% | 0% | 0% | 1 | 0% | 0% | 0% | 1 | 0% | 0% | 0% | 1 | 0% | 0% | 0% | 1 | 0% | 0% | 0% | 1 | 0% | 0% | 0% | 1 | 0% | 0% | 0% | 1 |  | 0% | 0% | 1 | 0 | 0% | 0% | 1 | 0% | 0% | 0% | 1 | 0 | 2 | 0% | 0% | 0% | 1 | 0% | 0% | 0% | 1 | 0% | 0% | 0% | 1 | 0% | 0% | 0% | 1 | 0% | 0% | 0% | 1 | 0% | 0% | 0% | 1 | 0% | 0% | 0% | 1 |  | 0% | 0% | 1 | 0 | 0% | 0% | 1 | 0% | 0% | 0% | 1 | 0 | 2 | 0% | 0% | 0% | 1 | 0% | 0% | 0% | 1 | 0% | 0% | 0% | 1 | 0% | 0% | 0% | 1 | 0% | 0% | 0% | 1 | 0% | 0% | 0% | 1 | 0% | 0% | 0% | 1
279 | Primm | SNV ELDORADO DESERT | 0 | 0 | 0 | 0% | 0% | 1 | 2.6101 | 0% | 0% | 1 | 0% | 0% | 0% | 1 | 0 | 2 | 0% | 0% | 0% | 1 | 54.63% | 0% | 0% | 2 | 54.63% | 0% | 0% | 2 | 0% | 0% | 0% | 1 | 54.63% | 0% | 0% | 2 | 45.37% | 0% | 0% | 1 | 0% | 0% | 0% | 1 |  | 0% | 0% | 1 | 2.5988 | 0% | 0% | 1 | 0% | 0% | 0% | 1 | 0 | 2 | 0% | 0% | 0% | 1 | 60.28% | 0% | 0% | 2 | 95.92% | 0% | 0% | 5 | 38.03% | 0% | 0% | 1 | 98.17% | 0% | 0% | 5 | 51.78% | 0% | 0% | 2 | 0% | 0% | 0% | 1 |  | 0% | 0% | 1 | 2.8021 | 0% | 0% | 1 | 0% | 0% | 0% | 1 | 0 | 2 | 0% | 0% | 0% | 1 | 43.63% | 0% | 0% | 1 | 68.16% | 0% | 0% | 2 | 26.35% | 0% | 0% | 1 | 69.89% | 0% | 0% | 2 | 65.14% | 0% | 0% | 2 | 0% | 0% | 0% | 1 |  | 0% | 0% | 1 | 2.726 | 0% | 0% | 1 | 0% | 0% | 0% | 1 | 0 | 2 | 0% | 0% | 0% | 1 | 27.9% | 0% | 0% | 1 | 41.46% | 0% | 0% | 1 | 12.93% | 0% | 0% | 1 | 42.15% | 0% | 0% | 1 | 77.32% | 0% | 0% | 3 | 0.8061% | 0% | 0% | 1
280 | Sloan Canyon (fka Bob) | SNV ELDORADO DESERT | 0 | 0 | 0 | 0% | 0% | 1 | 0 | 0% | 0% | 1 | 0% | 0% | 0% | 1 | 0 | 2 | 0% | 0% | 0% | 1 | 0% | 0% | 0% | 1 | 0% | 0% | 0% | 1 | 0% | 0% | 0% | 1 | 0% | 0% | 0% | 1 | 0% | 0% | 0% | 1 | 0% | 0% | 0% | 1 |  | 0% | 0% | 1 | 0 | 0% | 0% | 1 | 0% | 0% | 0% | 1 | 0 | 2 | 0% | 0% | 0% | 1 | 0% | 0% | 0% | 1 | 0% | 0% | 0% | 1 | 0% | 0% | 0% | 1 | 0% | 0% | 0% | 1 | 0% | 0% | 0% | 1 | 0% | 0% | 0% | 1 |  | 0% | 0% | 1 | 0 | 0% | 0% | 1 | 0% | 0% | 0% | 1 | 0 | 2 | 0% | 0% | 0% | 1 | 0% | 0% | 0% | 1 | 0% | 0% | 0% | 1 | 0% | 0% | 0% | 1 | 0% | 0% | 0% | 1 | 0% | 0% | 0% | 1 | 0% | 0% | 0% | 1 |  | 0% | 0% | 1 | 0 | 0% | 0% | 1 | 0% | 0% | 0% | 1 | 0 | 2 | 0% | 0% | 0% | 1 | 0% | 0% | 0% | 1 | 0% | 0% | 0% | 1 | 0% | 0% | 0% | 1 | 0% | 0% | 0% | 1 | 0% | 0% | 0% | 1 | 0% | 0% | 0% | 1
281 | Valley (VEA) | SNV ELDORADO DESERT | 0 | 0 | 0 | 0% | 0% | 1 | 1.156 | 0% | 0% | 1 | 0% | 0% | 0% | 1 | 0 | 2 | 0% | 0% | 0% | 1 | 0% | 0% | 0% | 1 | 0% | 0% | 0% | 1 | 0% | 0% | 0% | 1 | 0% | 0% | 0% | 1 | 100% | 0% | 0% | 5 | 0% | 0% | 0% | 1 |  | 0% | 0% | 1 | 1.0887 | 0% | 0% | 1 | 0% | 0% | 0% | 1 | 0 | 2 | 0% | 0% | 0% | 1 | 0% | 0% | 0% | 1 | 0% | 0% | 0% | 1 | 0% | 0% | 0% | 1 | 0% | 0% | 0% | 1 | 100% | 0% | 0% | 5 | 0.4541% | 0% | 0% | 1 |  | 0% | 0% | 1 | 1.0887 | 0% | 0% | 1 | 0% | 0% | 0% | 1 | 0 | 2 | 0% | 0% | 0% | 1 | 0% | 0% | 0% | 1 | 0% | 0% | 0% | 1 | 0% | 0% | 0% | 1 | 0% | 0% | 0% | 1 | 100% | 0% | 0% | 5 | 0.4541% | 0% | 0% | 1 |  | 0% | 0% | 1 | 1.1783 | 0% | 0% | 1 | 0% | 0% | 0% | 1 | 0 | 2 | 0% | 0% | 0% | 1 | 0% | 0% | 0% | 1 | 0% | 0% | 0% | 1 | 6.11% | 0% | 0% | 1 | 6.11% | 0% | 0% | 1 | 100% | 0% | 0% | 5 | 0.4263% | 0% | 0% | 1
282 | Vista (VEA) | SNV ELDORADO DESERT | 0 | 0 | 0 | 0% | 0% | 1 | 0 | 0% | 0% | 1 | 0% | 0% | 0% | 1 | 0 | 2 | 0% | 0% | 0% | 1 | 0% | 0% | 0% | 1 | 0% | 0% | 0% | 1 | 0% | 0% | 0% | 1 | 0% | 0% | 0% | 1 | 0% | 0% | 0% | 1 | 0% | 0% | 0% | 1 |  | 0% | 0% | 1 | 0 | 0% | 0% | 1 | 0% | 0% | 0% | 1 | 0 | 2 | 0% | 0% | 0% | 1 | 0% | 0% | 0% | 1 | 0% | 0% | 0% | 1 | 0% | 0% | 0% | 1 | 0% | 0% | 0% | 1 | 0% | 0% | 0% | 1 | 0% | 0% | 0% | 1 |  | 0% | 0% | 1 | 2.2751 | 0% | 0% | 1 | 0% | 0% | 0% | 1 | 0 | 2 | 0% | 0% | 0% | 1 | 0.08838% | 0% | 0% | 1 | 71.61% | 0% | 0% | 3 | 95.71% | 0% | 0% | 5 | 95.8% | 0% | 0% | 5 | 57.04% | 0% | 0% | 2 | 10.48% | 0% | 0% | 1 |  | 0% | 0% | 1 | 1.4375 | 0% | 0% | 1 | 0% | 0% | 0% | 1 | 0 | 2 | 0% | 0% | 0% | 1 | 12.15% | 0% | 0% | 1 | 15.53% | 0% | 0% | 1 | 30.66% | 0% | 0% | 1 | 42.81% | 0% | 0% | 1 | 86.99% | 0% | 0% | 3 | 2.132% | 0% | 0% | 1
283 | Bay Boulevard | SAN DIEGO | 0 | 0 | 10 | 0% | 0% | 1 | 11.0211 | 0% | 0% | 1 | 0% | 0% | 0% | 1 | 0 | 2 | 0% | 0% | 0% | 1 | 10% | 0% | 0% | 1 | 63.99% | 0% | 0% | 2 | 77.3% | 0% | 0% | 3 | 77.3% | 0% | 0% | 3 | 0% | 0% | 0% | 1 | 7.324% | 0% | 0% | 1 |  | 0% | 0% | 1 | 28.75 | 0% | 0% | 3 | 0% | 0% | 0% | 1 | 0 | 2 | 41.26% | 0% | 41.26% | 2 | 1.456% | 0% | 0% | 1 | 53.68% | 0% | 0% | 2 | 91.52% | 0% | 0% | 4 | 91.73% | 0% | 0% | 4 | 1.841% | 0% | 0% | 1 | 6.773% | 0% | 0% | 1 |  | 0% | 0% | 1 | 25.25 | 0% | 0% | 3 | 0% | 0% | 0% | 1 | 0 | 2 | 42.26% | 15.89% | 58.15% | 3 | 5.047% | 0% | 0% | 1 | 64.73% | 0% | 0% | 2 | 90.48% | 0% | 0% | 4 | 91.86% | 0% | 0% | 4 | 27.58% | 0% | 0% | 1 | 5.117% | 0% | 0% | 1 |  | 0% | 0% | 1 | 23 | 0% | 0% | 3 | 0.07338% | 0% | 0% | 1 | 0 | 2 | 24.43% | 53.95% | 78.38% | 5 | 24.62% | 0% | 0% | 1 | 67.58% | 0% | 0% | 2 | 88.82% | 0% | 0% | 3 | 92.85% | 0% | 0% | 4 | 32.75% | 0% | 0% | 1 | 4.863% | 0% | 0% | 1
284 | Beatty | SNV ELDORADO DESERT | 0 | 0 | 0 | 0% | 0% | 1 | 0 | 0% | 0% | 1 | 0% | 0% | 0% | 1 | 0 | 2 | 0% | 0% | 0% | 1 | 0% | 0% | 0% | 1 | 0% | 0% | 0% | 1 | 0% | 0% | 0% | 1 | 0% | 0% | 0% | 1 | 0% | 0% | 0% | 1 | 0% | 0% | 0% | 1 |  | 0% | 0% | 1 | 0 | 0% | 0% | 1 | 0% | 0% | 0% | 1 | 0 | 2 | 0% | 0% | 0% | 1 | 0% | 0% | 0% | 1 | 0% | 0% | 0% | 1 | 0% | 0% | 0% | 1 | 0% | 0% | 0% | 1 | 0% | 0% | 0% | 1 | 0% | 0% | 0% | 1 |  | 0% | 0% | 1 | 0 | 0% | 0% | 1 | 0% | 0% | 0% | 1 | 0 | 2 | 0% | 0% | 0% | 1 | 0% | 0% | 0% | 1 | 0% | 0% | 0% | 1 | 0% | 0% | 0% | 1 | 0% | 0% | 0% | 1 | 100% | 0% | 0% | 5 | 0% | 0% | 0% | 1 |  | 0% | 0% | 1 | 0 | 0% | 0% | 1 | 0% | 0% | 0% | 1 | 0 | 2 | 0% | 0% | 0% | 1 | 0% | 0% | 0% | 1 | 0% | 0% | 0% | 1 | 0% | 0% | 0% | 1 | 0% | 0% | 0% | 1 | 100% | 0% | 0% | 5 | 0% | 0% | 0% | 1
285 | Lee Lake (Proposed) | RIVERSIDE | 0 | 0 | 0 | 0% | 0% | 1 | 16.8656 | 0% | 0% | 2 | 0.007755% | 0% | 0% | 1 | 0 | 2 | 20.48% | 65.52% | 86% | 5 | 46.5% | 0% | 0% | 1 | 43.74% | 0% | 0% | 1 | 57.55% | 0% | 0% | 2 | 82.2% | 0% | 0% | 3 | 37.58% | 0% | 0% | 1 | 9.394% | 0% | 0% | 1 |  | 0% | 0% | 1 | 24.5267 | 0% | 0% | 3 | 0.2901% | 0% | 0% | 1 | 0 | 2 | 22.98% | 63.63% | 86.61% | 5 | 34.37% | 0% | 0% | 1 | 30.55% | 0% | 0% | 1 | 51.26% | 0% | 0% | 2 | 75.55% | 0% | 0% | 3 | 35.1% | 0% | 0% | 1 | 9.773% | 0% | 0% | 1 |  | 0% | 0% | 1 | 27.7576 | 0% | 0% | 3 | 0.1908% | 0% | 0% | 1 | 0 | 2 | 27.86% | 61.82% | 89.68% | 5 | 32.14% | 0% | 0% | 1 | 33.72% | 0% | 0% | 1 | 50.92% | 0% | 0% | 2 | 77.48% | 0% | 0% | 3 | 37.2% | 0% | 0% | 1 | 9.654% | 0% | 0% | 1 |  | 0% | 0% | 1 | 32.9048 | 0% | 0% | 4 | 2.008% | 0% | 0% | 1 | 0 | 2 | 40.34% | 47.53% | 87.87% | 5 | 28.76% | 0% | 0% | 1 | 42.07% | 0% | 0% | 1 | 56.26% | 0% | 0% | 2 | 74.75% | 0% | 0% | 3 | 31.52% | 0% | 0% | 1 | 8.473% | 0% | 0% | 1
286 | Leprino Jct | SPGE | 0 | 0 | 0 | 0% | 0% | 1 | 14.0435 | 0% | 0% | 2 | 0.3525% | 0% | 0% | 1 | 0 | 2 | 0% | 0% | 0% | 1 | 31.03% | 0% | 0% | 1 | 0% | 0% | 0% | 1 | 0% | 0% | 0% | 1 | 31.03% | 0% | 0% | 1 | 0% | 0% | 0% | 1 | 6.221% | 0% | 0% | 1 |  | 0% | 0% | 1 | 9.7616 | 0% | 0% | 1 | 25.88% | 0% | 0% | 1 | 0 | 2 | 0% | 0% | 0% | 1 | 15.31% | 0% | 0% | 1 | 0.2247% | 0% | 0% | 1 | 1.236% | 0% | 0% | 1 | 15.31% | 0% | 0% | 1 | 0% | 0% | 0% | 1 | 2.787% | 0% | 0% | 1 |  | 0% | 0% | 1 | 9.2648 | 0% | 0% | 1 | 37.76% | 0% | 0% | 1 | 0 | 2 | 0% | 0% | 0% | 1 | 11.09% | 0% | 0% | 1 | 1.516% | 0% | 0% | 1 | 4.04% | 0% | 0% | 1 | 13.98% | 0% | 0% | 1 | 0% | 0% | 0% | 1 | 1.903% | 0% | 0% | 1 |  | 0% | 0% | 1 | 9.2057 | 0% | 0% | 1 | 41.98% | 0% | 0% | 1 | 0 | 2 | 0% | 0% | 0% | 1 | 10.43% | 0% | 0% | 1 | 1.608% | 0% | 0% | 1 | 6.48% | 0% | 0% | 1 | 16.17% | 0% | 0% | 1 | 0% | 0% | 0% | 1 | 1.868% | 0% | 0% | 1
287 | Mead | SNV ELDORADO DESERT | 0 | 0 | 0 | 0% | 0% | 1 | 0 | 0% | 0% | 1 | 0% | 0% | 0% | 1 | 0 | 2 | 0% | 0% | 0% | 1 | 0% | 0% | 0% | 1 | 0% | 0% | 0% | 1 | 0% | 0% | 0% | 1 | 0% | 0% | 0% | 1 | 0% | 0% | 0% | 1 | 0% | 0% | 0% | 1 |  | 0% | 0% | 1 | 0 | 0% | 0% | 1 | 0% | 0% | 0% | 1 | 0 | 2 | 0% | 0% | 0% | 1 | 0% | 0% | 0% | 1 | 0% | 0% | 0% | 1 | 0% | 0% | 0% | 1 | 0% | 0% | 0% | 1 | 0% | 0% | 0% | 1 | 0% | 0% | 0% | 1 |  | 0% | 0% | 1 | 0 | 0% | 0% | 1 | 0% | 0% | 0% | 1 | 0 | 2 | 0% | 0% | 0% | 1 | 0% | 0% | 0% | 1 | 0% | 0% | 0% | 1 | 0% | 0% | 0% | 1 | 0% | 0% | 0% | 1 | 0% | 0% | 0% | 1 | 0% | 0% | 0% | 1 |  | 0% | 0% | 1 | 0 | 0% | 0% | 1 | 0% | 0% | 0% | 1 | 0 | 2 | 0% | 0% | 0% | 1 | 0% | 0% | 0% | 1 | 0% | 0% | 0% | 1 | 0% | 0% | 0% | 1 | 0% | 0% | 0% | 1 | 0% | 0% | 0% | 1 | 0% | 0% | 0% | 1
288 | Quinto | SPGE | 121 | 1210 | 5 | 28.97% | 0% | 2 | 13.0348 | 16.15% | 0% | 2 | 26.99% | 27.65% | 0% | 2 | 1 | 1 | 0% | 0% | 0% | 1 | 54.43% | 10.92% | 0% | 2 | 0.1691% | 4.987% | 0% | 1 | 10.17% | 5.542% | 0% | 1 | 54.43% | 10.92% | 0% | 2 | 6.684% | 5.335% | 0% | 1 | 3.641% | 10.92% | 0% | 1 |  | 6.394% | 0% | 1 | 8.6667 | 4.048% | 0% | 1 | 20.67% | 4.83% | 0% | 1 | 1 | 1 | 1.28% | 0% | 1.28% | 1 | 54.34% | 2.62% | 0% | 2 | 9.257% | 1.318% | 0% | 1 | 19.71% | 1.49% | 0% | 1 | 59.24% | 2.935% | 0% | 2 | 19.96% | 1.495% | 0% | 1 | 8.931% | 2.935% | 0% | 1 |  | 4.806% | 0% | 1 | 6.502 | 1.389% | 0% | 1 | 19.3% | 4.83% | 0% | 1 | 1 | 1 | 10.13% | 0% | 10.13% | 1 | 59.07% | 1.281% | 0% | 2 | 16.45% | 0.6276% | 0% | 1 | 27.17% | 0.7199% | 0% | 1 | 66.29% | 1.556% | 0% | 2 | 40.24% | 0.8774% | 0% | 1 | 7.116% | 1.556% | 0% | 1 |  | 2.803% | 0% | 1 | 6.343 | 0.7% | 0% | 1 | 21.8% | 4.83% | 0% | 1 | 1 | 1 | 13.79% | 0% | 13.79% | 1 | 57.74% | 0.6711% | 0% | 2 | 14.69% | 0.3324% | 0% | 1 | 23.59% | 0.3712% | 0% | 1 | 65.06% | 0.8116% | 0% | 2 | 43.09% | 0.4984% | 0% | 1 | 6.631% | 0.8116% | 0% | 1
289 | Sandy | SNV ELDORADO DESERT | 0 | 0 | 0 | 0% | 0% | 1 | 0 | 0% | 0% | 1 | 0% | 0% | 0% | 1 | 0 | 2 | 0% | 0% | 0% | 1 | 0% | 0% | 0% | 1 | 0% | 0% | 0% | 1 | 0% | 0% | 0% | 1 | 0% | 0% | 0% | 1 | 0% | 0% | 0% | 1 | 0% | 0% | 0% | 1 |  | 0% | 0% | 1 | 0 | 0% | 0% | 1 | 0% | 0% | 0% | 1 | 0 | 2 | 0% | 0% | 0% | 1 | 0% | 0% | 0% | 1 | 0% | 0% | 0% | 1 | 0% | 0% | 0% | 1 | 0% | 0% | 0% | 1 | 0% | 0% | 0% | 1 | 0% | 0% | 0% | 1 |  | 0% | 0% | 1 | 34.7625 | 0% | 0% | 4 | 0% | 0% | 0% | 1 | 0 | 2 | 0% | 0% | 0% | 1 | 0% | 0% | 0% | 1 | 0% | 0% | 0% | 1 | 70.44% | 0% | 0% | 3 | 70.44% | 0% | 0% | 3 | 23.58% | 0% | 0% | 1 | 0.7892% | 0% | 0% | 1 |  | 0% | 0% | 1 | 51.5 | 0% | 0% | 4 | 0% | 0% | 0% | 1 | 0 | 2 | 0% | 0% | 0% | 1 | 9.512% | 0% | 0% | 1 | 0.05012% | 0% | 0% | 1 | 65.15% | 0% | 0% | 2 | 70.05% | 0% | 0% | 3 | 45.91% | 0% | 0% | 1 | 0.3806% | 0% | 0% | 1
290 | Eldorado | SNV ELDORADO DESERT | 0 | 0 | 0 | 0% | 0% | 1 | 0 | 0% | 0% | 1 | 0% | 0% | 0% | 1 | 0 | 2 | 0% | 0% | 0% | 1 | 0% | 0% | 0% | 1 | 0% | 0% | 0% | 1 | 0% | 0% | 0% | 1 | 0% | 0% | 0% | 1 | 0% | 0% | 0% | 1 | 0% | 0% | 0% | 1 |  | 0% | 0% | 1 | 0 | 0% | 0% | 1 | 0% | 0% | 0% | 1 | 0 | 2 | 0% | 0% | 0% | 1 | 0% | 0% | 0% | 1 | 0% | 0% | 0% | 1 | 0% | 0% | 0% | 1 | 0% | 0% | 0% | 1 | 0% | 0% | 0% | 1 | 0% | 0% | 0% | 1 |  | 0% | 0% | 1 | 0 | 0% | 0% | 1 | 0% | 0% | 0% | 1 | 0 | 2 | 0% | 0% | 0% | 1 | 0% | 0% | 0% | 1 | 0% | 0% | 0% | 1 | 0% | 0% | 0% | 1 | 0% | 0% | 0% | 1 | 0% | 0% | 0% | 1 | 0% | 0% | 0% | 1 |  | 0% | 0% | 1 | 0 | 0% | 0% | 1 | 0% | 0% | 0% | 1 | 0 | 2 | 0% | 0% | 0% | 1 | 0% | 0% | 0% | 1 | 0% | 0% | 0% | 1 | 0% | 0% | 0% | 1 | 0% | 0% | 0% | 1 | 0% | 0% | 0% | 1 | 0% | 0% | 0% | 1
291 | Fink (Proposed) | SPGE | 220 | 2200 | 10 | 71.6% | 0% | 3 | 6.9209 | 16.03% | 0% | 1 | 43.13% | 40.26% | 0% | 2 | 1 | 1 | 14.12% | 0% | 14.12% | 1 | 30.75% | 8.359% | 0% | 1 | 12.28% | 6.599% | 0% | 1 | 21.15% | 7.341% | 0% | 1 | 50.01% | 11.58% | 0% | 2 | 28.77% | 8.126% | 0% | 1 | 1.936% | 11.58% | 0% | 1 |  | 21.44% | 0% | 2 | 9.9791 | 5.214% | 0% | 1 | 40.16% | 15.86% | 0% | 1 | 1 | 1 | 27.49% | 0% | 27.49% | 2 | 48.4% | 3.027% | 0% | 1 | 12.59% | 1.787% | 0% | 1 | 20.85% | 1.973% | 0% | 1 | 59.22% | 3.831% | 0% | 2 | 31.29% | 2.273% | 0% | 1 | 3.419% | 3.831% | 0% | 1 |  | 5.869% | 0% | 1 | 10.7952 | 2.5% | 0% | 1 | 40.49% | 15.86% | 0% | 1 | 1 | 1 | 17.62% | 0% | 17.62% | 1 | 44.94% | 1.316% | 0% | 1 | 9.764% | 0.8031% | 0% | 1 | 16.52% | 0.868% | 0% | 1 | 52.42% | 1.523% | 0% | 2 | 30.66% | 1.045% | 0% | 1 | 3.367% | 1.523% | 0% | 1 |  | 3.614% | 0% | 1 | 10.4926 | 1.831% | 0% | 1 | 40.55% | 15.86% | 0% | 1 | 1 | 1 | 16.06% | 0% | 16.06% | 1 | 45.43% | 0.8746% | 0% | 1 | 12.67% | 0.5465% | 0% | 1 | 18.53% | 0.5858% | 0% | 1 | 52.75% | 1.01% | 0% | 2 | 29.85% | 0.6803% | 0% | 1 | 4.419% | 1.01% | 0% | 1
292 | New Sub - Gates - Midway (Proposed) | SPGE | 0 | 0 | 10 | 0% | 0% | 1 | 6.8736 | 0% | 0% | 1 | 21.92% | 0% | 0% | 1 | 1 | 1 | 0% | 0% | 0% | 1 | 29.86% | 0% | 0% | 1 | 8.854% | 0% | 0% | 1 | 12.3% | 0% | 0% | 1 | 36.03% | 0% | 0% | 1 | 0% | 0% | 0% | 1 | 6.518% | 0% | 0% | 1 |  | 0% | 0% | 1 | 7.0383 | 0% | 0% | 1 | 23.89% | 0% | 0% | 1 | 1 | 1 | 0% | 0% | 0% | 1 | 55.64% | 0% | 0% | 2 | 6.225% | 0% | 0% | 1 | 16.44% | 0% | 0% | 1 | 60.09% | 0% | 0% | 2 | 0.3948% | 0% | 0% | 1 | 8.774% | 0% | 0% | 1 |  | 0% | 0% | 1 | 7 | 0% | 0% | 1 | 20.89% | 0% | 0% | 1 | 1 | 1 | 0% | 0% | 0% | 1 | 60.52% | 0% | 0% | 2 | 6.497% | 0% | 0% | 1 | 13.26% | 0% | 0% | 1 | 63.81% | 0% | 0% | 2 | 0.4744% | 0% | 0% | 1 | 5.348% | 0% | 0% | 1 |  | 0% | 0% | 1 | 7 | 0% | 0% | 1 | 18.39% | 0% | 0% | 1 | 1 | 1 | 0.5607% | 0% | 0.5607% | 1 | 55.38% | 0% | 0% | 2 | 4.664% | 0% | 0% | 1 | 17.01% | 0% | 0% | 1 | 63.78% | 0% | 0% | 2 | 2.833% | 0% | 0% | 1 | 3.894% | 0% | 0% | 1
293 | New Sub - Rancho Seco - Bellota (Proposed) | NORTHERN CALIFORNIA | 0 | 0 | 10 | 0% | 0% | 1 | 11.55 | 0% | 0% | 1 | 6.9% | 0% | 0% | 1 | 1 | 1 | 25.8% | 0% | 25.8% | 2 | 65.19% | 0% | 0% | 2 | 53.18% | 0% | 0% | 2 | 70.68% | 0% | 0% | 3 | 82.38% | 0% | 0% | 3 | 48.18% | 0% | 0% | 1 | 22.22% | 0% | 0% | 1 |  | 0% | 0% | 1 | 18.6307 | 0% | 0% | 2 | 18.12% | 0% | 0% | 1 | 1 | 1 | 18.45% | 0% | 18.45% | 1 | 46.26% | 0% | 0% | 1 | 36.75% | 0% | 0% | 1 | 67.11% | 0% | 0% | 2 | 74.24% | 0% | 0% | 3 | 30.54% | 0% | 0% | 1 | 17.19% | 0% | 0% | 1 |  | 0% | 0% | 1 | 15.472 | 0% | 0% | 2 | 25.3% | 0% | 0% | 1 | 1 | 1 | 17.35% | 0% | 17.35% | 1 | 47.34% | 0% | 0% | 1 | 25.6% | 0% | 0% | 1 | 49.94% | 0% | 0% | 1 | 66.14% | 0% | 0% | 2 | 32.31% | 0% | 0% | 1 | 13.72% | 0% | 0% | 1 |  | 0% | 0% | 1 | 14.5918 | 0% | 0% | 2 | 23.03% | 0% | 0% | 1 | 1 | 1 | 21.47% | 0% | 21.47% | 2 | 52.07% | 0% | 0% | 2 | 19.93% | 0% | 0% | 1 | 42.48% | 0% | 0% | 1 | 67.01% | 0% | 0% | 2 | 32.46% | 0% | 0% | 1 | 13.05% | 0% | 0% | 1
294 | New Sub - Midway - Wheeler Ridge (Proposed) | SPGE | 150 | 1500 | 10 | 16.16% | 0% | 1 | 5.7778 | 16.61% | 0% | 1 | 49.95% | 9.252% | 0% | 1 | 1 | 1 | 0% | 0% | 0% | 1 | 8.65% | 3.5% | 0% | 1 | 32.11% | 4.709% | 0% | 1 | 42.97% | 5.606% | 0% | 1 | 44.07% | 5.716% | 0% | 1 | 0% | 3.197% | 0% | 1 | 0.5086% | 5.716% | 0% | 1 |  | 7.248% | 0% | 1 | 6.4111 | 5.943% | 0% | 1 | 45.03% | 3.588% | 0% | 1 | 1 | 1 | 0% | 0% | 0% | 1 | 20.31% | 1.441% | 0% | 1 | 36.94% | 1.821% | 0% | 1 | 49.01% | 2.252% | 0% | 1 | 58.65% | 2.777% | 0% | 2 | 2.1% | 1.173% | 0% | 1 | 0.4753% | 2.777% | 0% | 1 |  | 4.945% | 0% | 1 | 6.8817 | 2.394% | 0% | 1 | 40.7% | 3.588% | 0% | 1 | 1 | 1 | 0% | 0% | 0% | 1 | 22.11% | 0.7585% | 0% | 1 | 38.27% | 0.957% | 0% | 1 | 56.85% | 1.369% | 0% | 2 | 63.29% | 1.609% | 0% | 2 | 4.272% | 0.6172% | 0% | 1 | 5.54% | 1.609% | 0% | 1 |  | 3.368% | 0% | 1 | 8.1915 | 1.639% | 0% | 1 | 43.04% | 3.588% | 0% | 1 | 1 | 1 | 1.979% | 0.1733% | 2.152% | 2 | 21.56% | 0.4906% | 0% | 1 | 30.06% | 0.5502% | 0% | 1 | 54.23% | 0.8407% | 0% | 2 | 60.18% | 0.9663% | 0% | 2 | 6.914% | 0.4134% | 0% | 1 | 5.474% | 0.9663% | 0% | 1
295 | New Sub - North Gila - IV (Proposed) | GREATER IMPERIAL | 0 | 0 | 10 | 0% | 0% | 1 | 4.1196 | 0% | 0% | 1 | 21.06% | 0% | 0% | 1 | 0 | 2 | 0% | 0% | 0% | 1 | 0% | 0% | 0% | 1 | 72.64% | 0% | 0% | 3 | 72.64% | 0% | 0% | 3 | 72.64% | 0% | 0% | 3 | 35.71% | 0% | 0% | 1 | 13.23% | 0% | 0% | 1 |  | 0% | 0% | 1 | 6 | 0% | 0% | 1 | 57.28% | 0% | 0% | 2 | 0 | 2 | 0% | 0% | 0% | 1 | 0.673% | 0% | 0% | 1 | 33.03% | 0% | 0% | 1 | 33.03% | 0% | 0% | 1 | 33.7% | 0% | 0% | 1 | 11.91% | 0% | 0% | 1 | 8.307% | 0% | 0% | 1 |  | 0% | 0% | 1 | 8 | 0% | 0% | 1 | 62.57% | 0% | 0% | 2 | 0 | 2 | 0% | 0% | 0% | 1 | 3.72% | 0% | 0% | 1 | 20.19% | 0% | 0% | 1 | 20.19% | 0% | 0% | 1 | 23.91% | 0% | 0% | 1 | 10.18% | 0% | 0% | 1 | 5.783% | 0% | 0% | 1 |  | 0% | 0% | 1 | 8.4922 | 0% | 0% | 1 | 64.15% | 0% | 0% | 2 | 0 | 2 | 0% | 0% | 0% | 1 | 4.448% | 0% | 0% | 1 | 15.26% | 0% | 0% | 1 | 15.26% | 0% | 0% | 1 | 19.7% | 0% | 0% | 1 | 8.849% | 0% | 0% | 1 | 5.063% | 0% | 0% | 1
296 | New Sub - Lugo - Pisgah (Proposed) | GREATER KRAMER | 0 | 0 | 10 | 0% | 0% | 1 | 63 | 0% | 0% | 4 | 0% | 0% | 0% | 1 | 0 | 2 | 0% | 0% | 0% | 1 | 0.1002% | 0% | 0% | 1 | 6.734% | 0% | 0% | 1 | 6.178% | 0% | 0% | 1 | 9.154% | 0% | 0% | 1 | 78.96% | 0% | 0% | 3 | 0.03464% | 0% | 0% | 1 |  | 0% | 0% | 1 | 44.2333 | 0% | 0% | 4 | 0% | 0% | 0% | 1 | 0 | 2 | 0.2024% | 0% | 0.2024% | 1 | 18.98% | 0% | 0% | 1 | 6.381% | 0% | 0% | 1 | 6.652% | 0% | 0% | 1 | 26.95% | 0% | 0% | 1 | 66.51% | 0% | 0% | 2 | 0.08395% | 0% | 0% | 1 |  | 0% | 0% | 1 | 39.25 | 0% | 0% | 4 | 0.4147% | 0% | 0% | 1 | 0 | 2 | 15.36% | 0% | 15.36% | 1 | 24.95% | 0% | 0% | 1 | 14.88% | 0% | 0% | 1 | 20.59% | 0% | 0% | 1 | 42.26% | 0% | 0% | 1 | 52.01% | 0% | 0% | 2 | 0.1995% | 0% | 0% | 1 |  | 0% | 0% | 1 | 38 | 0% | 0% | 4 | 0.3682% | 0% | 0% | 1 | 0 | 2 | 17.96% | 0.5647% | 18.52% | 2 | 25.78% | 0% | 0% | 1 | 21.74% | 0% | 0% | 1 | 27.14% | 0% | 0% | 1 | 48.27% | 0% | 0% | 1 | 41.38% | 0% | 0% | 1 | 0.5506% | 0% | 0% | 1

## Land_OOS_Analysis_Solar_2034
Land-use and environmental criteria analysis for 2034 utility-scale solar resources mapped to Nevada or Arizona areas of the CAISO system for 5, 10, 15, and 20 mile radii from substations. This analysis uses the values from the "LandEnvData_SolarWind_OOS" tab to calculate criteria alignment. |  |  |  | Utilit-scale Solar Resource Density Assumption
|  |  |  | 10 | Acres/MW
[6 empty] | 5 Mile Radius Analysis |  |  | 10 Mile Radius Analysis |  |  | 15 Mile Radius Analysis |  |  | 20 Mile Radius Analysis
[6 empty] | WECC Land-Use Screen |  |  | WECC Land-Use Screen |  |  | WECC Land-Use Screen |  |  | WECC Land-Use Screen
OBJECTID | IRP_Substation_Name | RESOLVE_Solar_Area | MWs Mapepd | Acres of MWs Mapped | Distance from Substation Selected | Lower Implications Area used by MWs Mapped | High Implications Area used by MWs Mapped | Core Screen Criteria Alignment Level | Lower Implications Area used by MWs Mapped | High Implications Area used by MWs Mapped | Core Screen Criteria Alignment Level | Lower Implications Area used by MWs Mapped | High Implications Area used by MWs Mapped | Core Screen Criteria Alignment Level | Lower Implications Area used by MWs Mapped | High Implications Area used by MWs Mapped | Core Screen Criteria Alignment Level
1 | DELANEY | ARIZONA | 150 | 1500 | 5 | 4.872% | 0% | 1 | 1.068% | 0% | 1 | 0.5393% | 0% | 1 | 0.3552% | 0% | 1
2 | GAMEBIRD | SNV | 210 | 2100 | 5 | 19.29% | 0% | 1 | 4.022% | 0% | 1 | 2.518% | 0% | 1 | 1.823% | 0% | 1
3 | MOHAVE | SNV | 700 | 7000 | 10 | 197.2% | 1821% | 5 | 28.28% | 0% | 2 | 14.45% | 0% | 1 | 8.539% | 0% | 1
4 | HASSAYAMPA | ARIZONA | 302.5 | 3025 | 5 | 9.356% | 0% | 1 | 2.797% | 0% | 1 | 1.461% | 0% | 1 | 0.8506% | 0% | 1
5 | ELDORADO | SNV | 300 | 3000 | 10 | 114.3% | 128.2% | 5 | 66.2% | 0% | 3 | 15.08% | 0% | 1 | 7.327% | 0% | 1
6 | NORTH GILA | ARIZONA | 0 | 0 | 10 | 0% | 0% | 1 | 0% | 0% | 1 | 0% | 0% | 1 | 0% | 0% | 1
7 | LATHROP | SNV | 0 | 0 | 10 | 0% | 0% | 1 | 0% | 0% | 1 | 0% | 0% | 1 | 0% | 0% | 1
8 | BEATTY | SNV | 0 | 0 | 10 | 0% | 0% | 1 | 0% | 0% | 1 | 0% | 0% | 1 | 0% | 0% | 1
9 | VALLEY (VEA) | SNV | 0 | 0 | 10 | 0% | 0% | 1 | 0% | 0% | 1 | 0% | 0% | 1 | 0% | 0% | 1
10 | INNOVATION | SNV | 500 | 5000 | 5 | 20.25% | 0% | 2 | 7.842% | 0% | 1 | 4.579% | 0% | 1 | 3.366% | 0% | 1
11 | HOODOO WASH | ARIZONA | 950 | 9500 | 10 | 22.69% | 0% | 2 | 6.005% | 0% | 1 | 3.506% | 0% | 1 | 2.276% | 0% | 1
12 | VISTA (VEA) | SNV | 0 | 0 | 10 | 0% | 0% | 1 | 0% | 0% | 1 | 0% | 0% | 1 | 0% | 0% | 1
13 | DESERT VIEW | SNV | 0 | 0 | 10 | 0% | 0% | 1 | 0% | 0% | 1 | 0% | 0% | 1 | 0% | 0% | 1
14 | CIELO AZUL | ARIZONA | 1500 | 15000 | 10 | 40.54% | 0% | 2 | 12.26% | 0% | 1 | 6.51% | 0% | 1 | 4.312% | 0% | 1
15 | TROUT CANYON | SNV | 930 | 9300 | 10 | 222.1% | 2813% | 5 | 27.5% | 0% | 2 | 12.25% | 0% | 1 | 9.187% | 0% | 1
16 | SLOAN CANYON | SNV | 0 | 0 | 10 | 0% | 0% | 1 | 0% | 0% | 1 | 0% | 0% | 1 | 0% | 0% | 1
17 | CHARLESTON PARK | SNV | 0 | 0 | 0 | 0% | 0% | 1 | 0% | 0% | 1 | 0% | 0% | 1 | 0% | 0% | 1
18 | JACKASS FLATS | SNV | 0 | 0 | 10 | 0% | 0% | 1 | 0% | 0% | 1 | 0% | 0% | 1 | 0% | 0% | 1
19 | MCCULLOUGH | SNV | 0 | 0 | 0 | 0% | 0% | 1 | 0% | 0% | 1 | 0% | 0% | 1 | 0% | 0% | 1
20 | MEAD | SNV | 0 | 0 | 10 | 0% | 0% | 1 | 0% | 0% | 1 | 0% | 0% | 1 | 0% | 0% | 1
21 | MERCURY | SNV | 0 | 0 | 0 | 0% | 0% | 1 | 0% | 0% | 1 | 0% | 0% | 1 | 0% | 0% | 1
22 | NORTHWEST (NVE) | SNV | 0 | 0 | 0 | 0% | 0% | 1 | 0% | 0% | 1 | 0% | 0% | 1 | 0% | 0% | 1
23 | PAHRUMP | SNV | 0 | 0 | 10 | 0% | 0% | 1 | 0% | 0% | 1 | 0% | 0% | 1 | 0% | 0% | 1
24 | PALO VERDE | ARIZONA | 0 | 0 | 10 | 0% | 0% | 1 | 0% | 0% | 1 | 0% | 0% | 1 | 0% | 0% | 1
25 | PRIMM | SNV | 0 | 0 | 10 | 0% | 0% | 1 | 0% | 0% | 1 | 0% | 0% | 1 | 0% | 0% | 1
26 | SANDY VALLEY | SNV | 0 | 0 | 0 | 0% | 0% | 1 | 0% | 0% | 1 | 0% | 0% | 1 | 0% | 0% | 1
27 | THOUSANDAIRE | SNV | 0 | 0 | 10 | 0% | 0% | 1 | 0% | 0% | 1 | 0% | 0% | 1 | 0% | 0% | 1
28 | VALLEY SWITCH | SNV | 0 | 0 | 10 | 0% | 0% | 1 | 0% | 0% | 1 | 0% | 0% | 1 | 0% | 0% | 1

## Land_EnvAnalysis_Wind_2034
Land-use and environmental criteria analysis for 2034 onshore wind resources mapped to in-California areas for 10, 15, 20 and 30 mile radii from substations. This analysis uses the values from the "LandEnv_Wind_Data_Xmi" 10 through 30 mile tabs to calculate criteria alignment. |  |  |  | Onshore Wind Resource Density Assumption
[9 empty] | Parcelizations, Cropland Index, and Overdrafted Groundwater Criteria are not applied for onshore wind | [78 empty] | 20 | [40 empty] | 30
|  |  |  | 40 | Acres/MW | 10-mile Radius From Substation Analysis | [40 empty] | 15-mile Radius From Substation Analysis | [40 empty] | 20-mile Radius From Substation Analysis | [40 empty] | 30-mile Radius From Substation Analysis
[6 empty] | 3. Land-use Feasibility Criteria Analysis | [16 empty] | 4. Environmental (Conservation and Biological) Impact Factors Criteria Analysis | [23 empty] | 3. Land-use Feasibility Criteria Analysis | [16 empty] | 4. Environmental (Conservation and Biological) Impact Factors Criteria Analysis | [23 empty] | 3. Land-use Feasibility Criteria Analysis | [16 empty] | 4. Environmental (Conservation and Biological) Impact Factors Criteria Analysis | [23 empty] | 3. Land-use Feasibility Criteria Analysis | [16 empty] | 4. Environmental (Conservation and Biological) Impact Factors Criteria Analysis
[6 empty] | CEC Core Land-Use Screen |  |  | CEC's Parcelization |  |  |  | CEC's Cropland Index |  |  |  | Criticially Overdrafted Groundwater Basin |  | Fire Threat |  |  |  | ACE Terrestrial Connectivity |  |  |  | ACE Biodiversity |  |  |  | ACE Irreplaceability |  |  |  | ACE Combined |  |  |  | Terrestrial Landscape Intactness |  |  |  | Wetlands |  |  |  | CEC Core Land-Use Screen |  |  | CEC's Parcelization |  |  |  | CEC's Cropland Index |  |  |  | Criticially Overdrafted Groundwater Basin |  | Fire Threat |  |  |  | ACE Terrestrial Connectivity |  |  |  | ACE Biodiversity |  |  |  | ACE Irreplaceability |  |  |  | ACE Combined |  |  |  | Terrestrial Landscape Intactness |  |  |  | Wetlands |  |  |  | CEC Core Land-Use Screen |  |  | CEC's Parcelization |  |  |  | CEC's Cropland Index |  |  |  | Criticially Overdrafted Groundwater Basin |  | Fire Threat |  |  |  | ACE Terrestrial Connectivity |  |  |  | ACE Biodiversity |  |  |  | ACE Irreplaceability |  |  |  | ACE Combined |  |  |  | Terrestrial Landscape Intactness |  |  |  | Wetlands |  |  |  | CEC Core Land-Use Screen |  |  | CEC's Parcelization |  |  |  | CEC's Cropland Index |  |  |  | Criticially Overdrafted Groundwater Basin |  | Fire Threat |  |  |  | ACE Terrestrial Connectivity |  |  |  | ACE Biodiversity |  |  |  | ACE Irreplaceability |  |  |  | ACE Combined |  |  |  | Terrestrial Landscape Intactness |  |  |  | Wetlands
OBJECTID | IRP_Substation_Name | RESOLVE_Wind_Area | MWs Mapepd | Acres of MWs Mapped | Distance from Substation Selected | Lower Implications Area used by MWs Mapped | High Implications Area used by MWs Mapped | Core Screen Criteria Alignment Level | Substation's 10th Percentile Value Parcelization | Low Parcelization (P ≤ 6) Area used by MWs Mapped | Medium Parcelization (6 < P ≤ 30) Area used by MWs Mapped | Parcelization Criteria Alignment Level | Total Potential Area Percentage High Value Cropland | Low Value Cropland used by MWs Mapped | High Value Cropland used by MWs Mapped | Cropland Index Criteria Alignment Level | Majority of Area within Critically Overdrafted Basin | Overdrafted Basin Criteria Alignment Level | Total Potential Area Percentage Tier 2 | Total Potential Area Percentage Tier 3 | Total Potential Area Percentage Tier 2 or 3 | Fire Threat Criteria Alignment Level | Total Potential Area Percentage Higher Implications | Low Implications Area used by MWs Mapped | Higher Implications Area used by MWs Mapped | ACE Connectivity Criteria Alignment | Total Potential Area Percentage Higher Implications | Low Implications Area used by MWs Mapped | Higher Implications Area used by MWs Mapped | ACE Biodiversity Criteria Alignment | Total Potential Area Percentage Higher Implications | Low Implications Area used by MWs Mapped | Higher Implications Area used by MWs Mapped | ACE Irreplaceability Criteria Alignment | Total Potential Area Percentage Higher Implications | Low Implications Area used by MWs Mapped | Higher Implications Area used by MWs Mapped | All ACE Criteria Alignment | Total Potential Area Percentage Higher Implications | Low Implications Area used by MWs Mapped | Higher Implications Area used by MWs Mapped | Intactness Criteria Alignment | Total Potential Area Percentage Higher Implications | Low Implications Area used by MWs Mapped | Higher Implications Area used by MWs Mapped | Wetlands Criteria Alignment | Lower Implications Area used by MWs Mapped | High Implications Area used by MWs Mapped | Core Screen Criteria Alignment Level | Substation's 10th Percentile Value Parcelization | Low Parcelization (P ≤ 6) Area used by MWs Mapped | Medium Parcelization (6 < P ≤ 30) Area used by MWs Mapped | Parcelization Criteria Alignment Level | Total Potential Area Percentage High Value Cropland | Low Value Cropland used by MWs Mapped | High Value Cropland used by MWs Mapped | Cropland Index Criteria Alignment Level | Majority of Area within Critically Overdrafted Basin | Overdrafted Basin Criteria Alignment Level | Total Potential Area Percentage Tier 2 | Total Potential Area Percentage Tier 3 | Total Potential Area Percentage Tier 2 or 3 | Fire Threat Criteria Alignment Level | Total Potential Area Percentage Higher Implications | Low Implications Area used by MWs Mapped | Higher Implications Area used by MWs Mapped | ACE Connectivity Criteria Alignment | Total Potential Area Percentage Higher Implications | Low Implications Area used by MWs Mapped | Higher Implications Area used by MWs Mapped | ACE Biodiversity Criteria Alignment | Total Potential Area Percentage Higher Implications | Low Implications Area used by MWs Mapped | Higher Implications Area used by MWs Mapped | ACE Irreplaceability Criteria Alignment | Total Potential Area Percentage Higher Implications | Low Implications Area used by MWs Mapped | Higher Implications Area used by MWs Mapped | All ACE Criteria Alignment | Total Potential Area Percentage Higher Implications | Low Implications Area used by MWs Mapped | Higher Implications Area used by MWs Mapped | Intactness Criteria Alignment | Total Potential Area Percentage Higher Implications | Low Implications Area used by MWs Mapped | Higher Implications Area used by MWs Mapped | Wetlands Criteria Alignment | Lower Implications Area used by MWs Mapped | High Implications Area used by MWs Mapped | Core Screen Criteria Alignment Level | Substation's 10th Percentile Value Parcelization | Low Parcelization (P ≤ 6) Area used by MWs Mapped | Medium Parcelization (6 < P ≤ 30) Area used by MWs Mapped | Parcelization Criteria Alignment Level | Total Potential Area Percentage High Value Cropland | Low Value Cropland used by MWs Mapped | High Value Cropland used by MWs Mapped | Cropland Index Criteria Alignment Level | Majority of Area within Critically Overdrafted Basin | Overdrafted Basin Criteria Alignment Level | Total Potential Area Percentage Tier 2 | Total Potential Area Percentage Tier 3 | Total Potential Area Percentage Tier 2 or 3 | Fire Threat Criteria Alignment Level | Total Potential Area Percentage Higher Implications | Low Implications Area used by MWs Mapped | Higher Implications Area used by MWs Mapped | ACE Connectivity Criteria Alignment | Total Potential Area Percentage Higher Implications | Low Implications Area used by MWs Mapped | Higher Implications Area used by MWs Mapped | ACE Biodiversity Criteria Alignment | Total Potential Area Percentage Higher Implications | Low Implications Area used by MWs Mapped | Higher Implications Area used by MWs Mapped | ACE Irreplaceability Criteria Alignment | Total Potential Area Percentage Higher Implications | Low Implications Area used by MWs Mapped | Higher Implications Area used by MWs Mapped | All ACE Criteria Alignment | Total Potential Area Percentage Higher Implications | Low Implications Area used by MWs Mapped | Higher Implications Area used by MWs Mapped | Intactness Criteria Alignment | Total Potential Area Percentage Higher Implications | Low Implications Area used by MWs Mapped | Higher Implications Area used by MWs Mapped | Wetlands Criteria Alignment | Lower Implications Area used by MWs Mapped | High Implications Area used by MWs Mapped | Core Screen Criteria Alignment Level | Substation's 10th Percentile Value Parcelization | Low Parcelization (P ≤ 6) Area used by MWs Mapped | Medium Parcelization (6 < P ≤ 30) Area used by MWs Mapped | Parcelization Criteria Alignment Level | Total Potential Area Percentage High Value Cropland | Low Value Cropland used by MWs Mapped | High Value Cropland used by MWs Mapped | Cropland Index Criteria Alignment Level | Majority of Area within Critically Overdrafted Basin | Overdrafted Basin Criteria Alignment Level | Total Potential Area Percentage Tier 2 | Total Potential Area Percentage Tier 3 | Total Potential Area Percentage Tier 2 or 3 | Fire Threat Criteria Alignment Level | Total Potential Area Percentage Higher Implications | Low Implications Area used by MWs Mapped | Higher Implications Area used by MWs Mapped | ACE Connectivity Criteria Alignment | Total Potential Area Percentage Higher Implications | Low Implications Area used by MWs Mapped | Higher Implications Area used by MWs Mapped | ACE Biodiversity Criteria Alignment | Total Potential Area Percentage Higher Implications | Low Implications Area used by MWs Mapped | Higher Implications Area used by MWs Mapped | ACE Irreplaceability Criteria Alignment | Total Potential Area Percentage Higher Implications | Low Implications Area used by MWs Mapped | Higher Implications Area used by MWs Mapped | All ACE Criteria Alignment | Total Potential Area Percentage Higher Implications | Low Implications Area used by MWs Mapped | Higher Implications Area used by MWs Mapped | Intactness Criteria Alignment | Total Potential Area Percentage Higher Implications | Low Implications Area used by MWs Mapped | Higher Implications Area used by MWs Mapped | Wetlands Criteria Alignment
1 | East Shore | Solano | 0 | 0 | 0 | 0% | 0% | 1 |  |  |  |  | 0% | [5 empty] | 0% | 38.63% | 38.63% | 5 | 29.91% | 0% | 0% | 1 | 19.74% | 0% | 0% | 1 | 65.07% | 0% | 0% | 2 | 77.2% | 0% | 0% | 3 | 35.01% | 0% | 0% | 1 | 13.57% | 0% | 0% | 1 | 0% | 0% | 1 |  |  |  |  | 0% | [5 empty] | 5.009% | 35.62% | 40.63% | 5 | 34.87% | 0% | 0% | 1 | 29.51% | 0% | 0% | 1 | 62.9% | 0% | 0% | 2 | 76.9% | 0% | 0% | 3 | 35.57% | 0% | 0% | 1 | 14.78% | 0% | 0% | 1 | 0% | 0% | 1 |  |  |  |  | 0.1041% | [5 empty] | 8.558% | 52.24% | 60.8% | 5 | 57.5% | 0% | 0% | 2 | 45.53% | 0% | 0% | 1 | 67.39% | 0% | 0% | 2 | 81.43% | 0% | 0% | 3 | 48.82% | 0% | 0% | 1 | 11.4% | 0% | 0% | 1 | 0% | 0% | 1 |  |  |  |  | 0.2259% | [5 empty] | 42.68% | 21.1% | 63.77% | 4 | 54.01% | 0% | 0% | 2 | 55.01% | 0% | 0% | 2 | 69.13% | 0% | 0% | 2 | 83.33% | 0% | 0% | 3 | 41.17% | 0% | 0% | 1 | 7.437% | 0% | 0% | 1
2 | Newark | Solano | 0 | 0 | 0 | 0% | 0% | 1 |  |  |  |  | 0% | [5 empty] | 21.93% | 42.95% | 64.88% | 5 | 54.12% | 0% | 0% | 2 | 20.81% | 0% | 0% | 1 | 49.45% | 0% | 0% | 1 | 82.76% | 0% | 0% | 3 | 53.16% | 0% | 0% | 2 | 31.96% | 0% | 0% | 1 | 0% | 0% | 1 |  |  |  |  | 0% | [5 empty] | 15.16% | 57.55% | 72.71% | 5 | 61.47% | 0% | 0% | 2 | 20.8% | 0% | 0% | 1 | 63.3% | 0% | 0% | 2 | 87.47% | 0% | 0% | 3 | 64.49% | 0% | 0% | 2 | 22.02% | 0% | 0% | 1 | 0% | 0% | 1 |  |  |  |  | 0.03057% | [5 empty] | 48.36% | 29.7% | 78.06% | 5 | 75.96% | 0% | 0% | 3 | 28.05% | 0% | 0% | 1 | 48.23% | 0% | 0% | 1 | 90% | 0% | 0% | 4 | 64.8% | 0% | 0% | 2 | 10.67% | 0% | 0% | 1 | 0% | 0% | 1 |  |  |  |  | 0.4455% | [5 empty] | 39.49% | 19.06% | 58.55% | 3 | 77.22% | 0% | 0% | 3 | 54.1% | 0% | 0% | 2 | 69.32% | 0% | 0% | 2 | 94.16% | 0% | 0% | 4 | 61.97% | 0% | 0% | 2 | 5.365% | 0% | 0% | 1
3 | Tesla | Solano | 302 | 12080 | 15 | 2469% | 16.6% | 5 |  |  |  |  | 24.99% | [5 empty] | 6.192% | 0% | 6.192% | 1 | 72.25% | 61.92% | 0% | 3 | 56.38% | 39.39% | 0% | 2 | 59.02% | 41.92% | 0% | 2 | 79.62% | 84.29% | 0% | 4 | 35.3% | 26.55% | 0% | 2 | 4.506% | 84.29% | 0% | 4 | 787.9% | 7.095% | 4 |  |  |  |  | 37.05% | [5 empty] | 13.42% | 1.181% | 14.61% | 2 | 59.98% | 20.1% | 0% | 2 | 38.29% | 13.03% | 0% | 1 | 39.29% | 13.25% | 0% | 1 | 66.45% | 23.97% | 0% | 2 | 28.97% | 11.32% | 0% | 1 | 5.307% | 23.97% | 0% | 2 | 90.12% | 0% | 4 |  |  |  |  | 40.7% | [5 empty] | 15.78% | 2.146% | 17.92% | 2 | 55.79% | 11.09% | 0% | 2 | 31.51% | 7.16% | 0% | 1 | 33.83% | 7.41% | 0% | 1 | 61.33% | 12.68% | 0% | 2 | 32.39% | 7.252% | 0% | 1 | 4.648% | 12.68% | 0% | 1 | 22.98% | 0% | 2 |  |  |  |  | 42.68% | [5 empty] | 17.09% | 2.696% | 19.78% | 2 | 53.44% | 5.855% | 0% | 2 | 30.12% | 3.9% | 0% | 1 | 33.84% | 4.12% | 0% | 1 | 63.71% | 7.511% | 0% | 2 | 29.17% | 3.848% | 0% | 1 | 5.85% | 7.511% | 0% | 1
4 | Cabrillo | Kern_Greater_Carrizo | 91.2 | 3648 | 15 | 88.31% | 0% | 4 |  |  |  |  | 4.112% | [5 empty] | 92.47% | 0% | 92.47% | 5 | 63.95% | 20.77% | 0% | 2 | 5.586% | 7.932% | 0% | 1 | 31.79% | 10.98% | 0% | 1 | 77.95% | 33.97% | 0% | 3 | 58.81% | 18.18% | 0% | 2 | 6.325% | 33.97% | 0% | 2 | 52.59% | 0% | 3 |  |  |  |  | 2.313% | [5 empty] | 92.61% | 0.4434% | 93.05% | 5 | 70.71% | 12.51% | 0% | 3 | 3.17% | 3.785% | 0% | 1 | 22.32% | 4.718% | 0% | 1 | 79.71% | 18.06% | 0% | 3 | 64.16% | 10.22% | 0% | 2 | 6.167% | 18.06% | 0% | 1 | 42.91% | 0% | 2 |  |  |  |  | 2.475% | [5 empty] | 88.51% | 2.77% | 91.28% | 5 | 69.4% | 10.9% | 0% | 2 | 2.885% | 3.434% | 0% | 1 | 21.86% | 4.268% | 0% | 1 | 79.11% | 15.96% | 0% | 3 | 62.61% | 8.92% | 0% | 2 | 6.063% | 15.96% | 0% | 1 | 30.81% | 0% | 2 |  |  |  |  | 3.909% | [5 empty] | 74.21% | 10.88% | 85.09% | 5 | 64.04% | 7.342% | 0% | 2 | 2.3% | 2.702% | 0% | 1 | 21.78% | 3.375% | 0% | 1 | 72.94% | 9.757% | 0% | 3 | 59.86% | 6.578% | 0% | 2 | 6.65% | 9.757% | 0% | 1
5 | Honcut | Northern_California | 0 | 0 | 0 | 0% | 0% | 1 |  |  |  |  | 35.34% | [5 empty] | 1.515% | 0% | 1.515% | 1 | 77.65% | 0% | 0% | 3 | 7.746% | 0% | 0% | 1 | 21.82% | 0% | 0% | 1 | 83.92% | 0% | 0% | 3 | 2.387% | 0% | 0% | 1 | 15.07% | 0% | 0% | 1 | 0% | 0% | 1 |  |  |  |  | 28.93% | [5 empty] | 1.384% | 0% | 1.384% | 1 | 61.5% | 0% | 0% | 2 | 14.8% | 0% | 0% | 1 | 36.04% | 0% | 0% | 1 | 82.59% | 0% | 0% | 3 | 7.414% | 0% | 0% | 1 | 11.43% | 0% | 0% | 1 | 0% | 0% | 1 |  |  |  |  | 26.04% | [5 empty] | 3.428% | 0.6989% | 4.127% | 2 | 55.66% | 0% | 0% | 2 | 18.35% | 0% | 0% | 1 | 39.01% | 0% | 0% | 1 | 80.21% | 0% | 0% | 3 | 7.222% | 0% | 0% | 1 | 12.03% | 0% | 0% | 1 | 0% | 0% | 1 |  |  |  |  | 38.8% | [5 empty] | 3.621% | 5.454% | 9.076% | 2 | 45.09% | 0% | 0% | 1 | 17.75% | 0% | 0% | 1 | 43.07% | 0% | 0% | 1 | 71.35% | 0% | 0% | 3 | 6.649% | 0% | 0% | 1 | 10.61% | 0% | 0% | 1
6 | Palermo | Northern_California | 0 | 0 | 0 | 0% | 0% | 1 |  |  |  |  | 14.25% | [5 empty] | 18.8% | 2.626% | 21.43% | 2 | 90.02% | 0% | 0% | 4 | 10% | 0% | 0% | 1 | 7.174% | 0% | 0% | 1 | 94.73% | 0% | 0% | 4 | 11.9% | 0% | 0% | 1 | 28.11% | 0% | 0% | 1 | 0% | 0% | 1 |  |  |  |  | 18.63% | [5 empty] | 9.415% | 7.016% | 16.43% | 2 | 80.68% | 0% | 0% | 3 | 13.93% | 0% | 0% | 1 | 30.32% | 0% | 0% | 1 | 91.74% | 0% | 0% | 4 | 9.584% | 0% | 0% | 1 | 20.5% | 0% | 0% | 1 | 0% | 0% | 1 |  |  |  |  | 19.42% | [5 empty] | 7.068% | 12.48% | 19.55% | 3 | 62.36% | 0% | 0% | 2 | 21.54% | 0% | 0% | 1 | 41.53% | 0% | 0% | 1 | 85.99% | 0% | 0% | 3 | 11.28% | 0% | 0% | 1 | 13.83% | 0% | 0% | 1 | 0% | 0% | 1 |  |  |  |  | 24.63% | [5 empty] | 13.46% | 13.65% | 27.11% | 3 | 41.32% | 0% | 0% | 1 | 24.91% | 0% | 0% | 1 | 44.33% | 0% | 0% | 1 | 73.54% | 0% | 0% | 3 | 15.91% | 0% | 0% | 1 | 10.51% | 0% | 0% | 1
7 | Table Mountain | Northern_California | 113 | 4520 | 0 | 164.2% | 2.945% | 4 |  |  |  |  | 9.331% | [5 empty] | 12.78% | 0.02539% | 12.81% | 2 | 82.76% | 41.78% | 0% | 3 | 25.74% | 9.701% | 0% | 1 | 47.26% | 13.66% | 0% | 1 | 95.58% | 163.1% | 2.917% | 5 | 11.08% | 8.101% | 0% | 1 | 26.52% | 163.1% | 2.917% | 4 | 20.16% | 0% | 2 |  |  |  |  | 13.39% | [5 empty] | 9.827% | 6.558% | 16.38% | 2 | 58.7% | 6.876% | 0% | 2 | 20.38% | 3.567% | 0% | 1 | 51.13% | 5.811% | 0% | 2 | 85.4% | 19.45% | 0% | 3 | 8.479% | 3.103% | 0% | 1 | 15.13% | 19.45% | 0% | 1 | 11.16% | 0% | 1 |  |  |  |  | 22.94% | [5 empty] | 9.497% | 10.79% | 20.28% | 3 | 50.46% | 3.408% | 0% | 2 | 22.67% | 2.183% | 0% | 1 | 51.7% | 3.496% | 0% | 2 | 82.5% | 9.65% | 0% | 3 | 10.44% | 1.885% | 0% | 1 | 14.64% | 9.65% | 0% | 1 | 2.774% | 0% | 1 |  |  |  |  | 30.83% | [5 empty] | 15.19% | 10.59% | 25.78% | 3 | 45.96% | 1.191% | 0% | 1 | 21.37% | 0.8184% | 0% | 1 | 39.03% | 1.055% | 0% | 1 | 71.97% | 2.296% | 0% | 3 | 18.72% | 0.7917% | 0% | 1 | 10.94% | 2.296% | 0% | 1
8 | Wyandotte | Northern_California | 0 | 0 | 0 | 0% | 0% | 1 |  |  |  |  | 8.156% | [5 empty] | 23.95% | 0.4301% | 24.38% | 2 | 90.03% | 0% | 0% | 4 | 18.62% | 0% | 0% | 1 | 16.16% | 0% | 0% | 1 | 97.97% | 0% | 0% | 5 | 15.22% | 0% | 0% | 1 | 31.33% | 0% | 0% | 1 | 0% | 0% | 1 |  |  |  |  | 14.53% | [5 empty] | 10.54% | 10.65% | 21.19% | 3 | 77.73% | 0% | 0% | 3 | 15.38% | 0% | 0% | 1 | 34.85% | 0% | 0% | 1 | 91.09% | 0% | 0% | 4 | 11.01% | 0% | 0% | 1 | 20.05% | 0% | 0% | 1 | 0% | 0% | 1 |  |  |  |  | 18.07% | [5 empty] | 7.839% | 13.87% | 21.7% | 3 | 59.56% | 0% | 0% | 2 | 22.22% | 0% | 0% | 1 | 45.29% | 0% | 0% | 1 | 85.73% | 0% | 0% | 3 | 11.6% | 0% | 0% | 1 | 13.4% | 0% | 0% | 1 | 0% | 0% | 1 |  |  |  |  | 25.02% | [5 empty] | 14.69% | 14.08% | 28.77% | 3 | 41.19% | 0% | 0% | 1 | 25.58% | 0% | 0% | 1 | 44.83% | 0% | 0% | 1 | 72.98% | 0% | 0% | 3 | 17.6% | 0% | 0% | 1 | 9.965% | 0% | 0% | 1
9 | Cortina | Northern_California | 0 | 0 | 0 | 0% | 0% | 1 |  |  |  |  | 38.84% | [5 empty] | 26.08% | 0% | 26.08% | 2 | 37.03% | 0% | 0% | 1 | 12.95% | 0% | 0% | 1 | 39.05% | 0% | 0% | 1 | 67.91% | 0% | 0% | 2 | 30.13% | 0% | 0% | 1 | 1.053% | 0% | 0% | 1 | 0% | 0% | 1 |  |  |  |  | 31.38% | [5 empty] | 39.23% | 0.001331% | 39.23% | 2 | 41.92% | 0% | 0% | 1 | 15.81% | 0% | 0% | 1 | 36.76% | 0% | 0% | 1 | 70.44% | 0% | 0% | 3 | 40.82% | 0% | 0% | 1 | 1.703% | 0% | 0% | 1 | 0% | 0% | 1 |  |  |  |  | 31.26% | [5 empty] | 37.07% | 0.1836% | 37.25% | 2 | 42.31% | 0% | 0% | 1 | 16.78% | 0% | 0% | 1 | 34.16% | 0% | 0% | 1 | 67.34% | 0% | 0% | 2 | 38.75% | 0% | 0% | 1 | 2.621% | 0% | 0% | 1 | 0% | 0% | 1 |  |  |  |  | 34.01% | [5 empty] | 28.3% | 0.9081% | 29.21% | 2 | 41.4% | 0% | 0% | 1 | 14.17% | 0% | 0% | 1 | 37.9% | 0% | 0% | 1 | 65.97% | 0% | 0% | 2 | 30.66% | 0% | 0% | 1 | 3.213% | 0% | 0% | 1
10 | Etiwanda | Greater_Kramer | 0 | 0 | 0 | 0% | 0% | 1 |  |  |  |  | 0% | [5 empty] | 18.2% | 81.8% | 100% | 5 | 100% | 0% | 0% | 5 | 73.53% | 0% | 0% | 3 | 77.06% | 0% | 0% | 3 | 100% | 0% | 0% | 5 | 71.29% | 0% | 0% | 3 | 3.9% | 0% | 0% | 1 | 0% | 0% | 1 |  |  |  |  | 0% | [5 empty] | 3.556% | 96.44% | 100% | 5 | 98.71% | 0% | 0% | 5 | 63.37% | 0% | 0% | 2 | 43.01% | 0% | 0% | 1 | 100% | 0% | 0% | 5 | 56.38% | 0% | 0% | 2 | 7.951% | 0% | 0% | 1 | 0% | 0% | 1 |  |  |  |  | 0.006669% | [5 empty] | 17.93% | 82.07% | 100% | 5 | 66.32% | 0% | 0% | 2 | 68.38% | 0% | 0% | 2 | 65.68% | 0% | 0% | 2 | 97.64% | 0% | 0% | 5 | 57.24% | 0% | 0% | 2 | 5.808% | 0% | 0% | 1 | 0% | 0% | 1 |  |  |  |  | 0.02337% | [5 empty] | 22.35% | 40.67% | 63.02% | 5 | 58.8% | 0% | 0% | 2 | 61.54% | 0% | 0% | 2 | 54.76% | 0% | 0% | 2 | 86.77% | 0% | 0% | 3 | 35.11% | 0% | 0% | 1 | 3.194% | 0% | 0% | 1
11 | Brentwood | Solano | 0 | 0 | 0 | 0% | 0% | 1 |  |  |  |  | 31.91% | [5 empty] | 31.41% | 5.943% | 37.35% | 2 | 44.28% | 0% | 0% | 1 | 44.84% | 0% | 0% | 1 | 44.33% | 0% | 0% | 1 | 61.5% | 0% | 0% | 2 | 16.24% | 0% | 0% | 1 | 13.19% | 0% | 0% | 1 | 0% | 0% | 1 |  |  |  |  | 46.43% | [5 empty] | 12.92% | 4.515% | 17.44% | 2 | 37.1% | 0% | 0% | 1 | 43.34% | 0% | 0% | 1 | 43.23% | 0% | 0% | 1 | 58% | 0% | 0% | 2 | 7.241% | 0% | 0% | 1 | 10.84% | 0% | 0% | 1 | 0% | 0% | 1 |  |  |  |  | 51.35% | [5 empty] | 7.9% | 2.749% | 10.65% | 2 | 33.4% | 0% | 0% | 1 | 38.48% | 0% | 0% | 1 | 37.46% | 0% | 0% | 1 | 50.52% | 0% | 0% | 2 | 7.862% | 0% | 0% | 1 | 10.74% | 0% | 0% | 1 | 0% | 0% | 1 |  |  |  |  | 42.44% | [5 empty] | 8.504% | 2.612% | 11.12% | 2 | 31.37% | 0% | 0% | 1 | 33.06% | 0% | 0% | 1 | 33.15% | 0% | 0% | 1 | 50% | 0% | 0% | 2 | 14.19% | 0% | 0% | 1 | 12.54% | 0% | 0% | 1
12 | Clayton | Solano | 0 | 0 | 0 | 0% | 0% | 1 |  |  |  |  | 0.0006289% | [5 empty] | 35.31% | 25.41% | 60.72% | 4 | 54.49% | 0% | 0% | 2 | 79.05% | 0% | 0% | 3 | 63.74% | 0% | 0% | 2 | 83.07% | 0% | 0% | 3 | 35.98% | 0% | 0% | 1 | 37.55% | 0% | 0% | 1 | 0% | 0% | 1 |  |  |  |  | 0.1394% | [5 empty] | 37.29% | 12.87% | 50.15% | 3 | 37.36% | 0% | 0% | 1 | 66.27% | 0% | 0% | 2 | 55.58% | 0% | 0% | 2 | 77.21% | 0% | 0% | 3 | 24.59% | 0% | 0% | 1 | 30.26% | 0% | 0% | 1 | 0% | 0% | 1 |  |  |  |  | 1.176% | [5 empty] | 30.67% | 10.68% | 41.35% | 3 | 34.02% | 0% | 0% | 1 | 57.8% | 0% | 0% | 2 | 62.6% | 0% | 0% | 2 | 79.14% | 0% | 0% | 3 | 20.48% | 0% | 0% | 1 | 23.26% | 0% | 0% | 1 | 0% | 0% | 1 |  |  |  |  | 30.29% | [5 empty] | 16.07% | 3.655% | 19.73% | 2 | 33.99% | 0% | 0% | 1 | 35.93% | 0% | 0% | 1 | 39.78% | 0% | 0% | 1 | 59.37% | 0% | 0% | 2 | 13.97% | 0% | 0% | 1 | 15.81% | 0% | 0% | 1
13 | Contra Costa | Solano | 0 | 0 | 0 | 0% | 0% | 1 |  |  |  |  | 4.056% | [5 empty] | 32.48% | 9.728% | 42.21% | 2 | 39.94% | 0% | 0% | 1 | 82.68% | 0% | 0% | 3 | 73.89% | 0% | 0% | 3 | 83.35% | 0% | 0% | 3 | 23.23% | 0% | 0% | 1 | 28.07% | 0% | 0% | 1 | 0% | 0% | 1 |  |  |  |  | 23.44% | [5 empty] | 15.95% | 6.593% | 22.54% | 2 | 34.09% | 0% | 0% | 1 | 54.35% | 0% | 0% | 2 | 49.95% | 0% | 0% | 1 | 65.93% | 0% | 0% | 2 | 9.75% | 0% | 0% | 1 | 23.94% | 0% | 0% | 1 | 0% | 0% | 1 |  |  |  |  | 38.92% | [5 empty] | 9.012% | 3.23% | 12.24% | 2 | 29.61% | 0% | 0% | 1 | 39.89% | 0% | 0% | 1 | 37.06% | 0% | 0% | 1 | 54.66% | 0% | 0% | 2 | 6.22% | 0% | 0% | 1 | 19.77% | 0% | 0% | 1 | 0% | 0% | 1 |  |  |  |  | 43.33% | [5 empty] | 9.944% | 2.57% | 12.51% | 2 | 26.37% | 0% | 0% | 1 | 30.39% | 0% | 0% | 1 | 33.71% | 0% | 0% | 1 | 47.69% | 0% | 0% | 1 | 10.22% | 0% | 0% | 1 | 12.84% | 0% | 0% | 1
14 | Pittsburg | Solano | 0 | 0 | 0 | 0% | 0% | 1 |  |  |  |  | 0.02388% | [5 empty] | 15.34% | 0.7862% | 16.12% | 2 | 45.66% | 0% | 0% | 1 | 69.81% | 0% | 0% | 2 | 42.47% | 0% | 0% | 1 | 79.81% | 0% | 0% | 3 | 11.82% | 0% | 0% | 1 | 59.43% | 0% | 0% | 2 | 0% | 0% | 1 |  |  |  |  | 4.223% | [5 empty] | 14.98% | 5.951% | 20.93% | 2 | 26.21% | 0% | 0% | 1 | 60.35% | 0% | 0% | 2 | 51.48% | 0% | 0% | 2 | 70.73% | 0% | 0% | 3 | 16.09% | 0% | 0% | 1 | 33.98% | 0% | 0% | 1 | 0% | 0% | 1 |  |  |  |  | 20.52% | [5 empty] | 17.03% | 4.262% | 21.29% | 2 | 25.65% | 0% | 0% | 1 | 46.46% | 0% | 0% | 1 | 46.55% | 0% | 0% | 1 | 63.51% | 0% | 0% | 2 | 11.18% | 0% | 0% | 1 | 23.23% | 0% | 0% | 1 | 0% | 0% | 1 |  |  |  |  | 39.5% | [5 empty] | 14.24% | 2.623% | 16.86% | 2 | 27.16% | 0% | 0% | 1 | 28.67% | 0% | 0% | 1 | 32.61% | 0% | 0% | 1 | 50.23% | 0% | 0% | 2 | 11.06% | 0% | 0% | 1 | 13.26% | 0% | 0% | 1
15 | San Bernardino | Greater_Kramer | 0 | 0 | 0 | 0% | 0% | 1 |  |  |  |  | 0% | [5 empty] | 0% | 100% | 100% | 5 | 100% | 0% | 0% | 5 | 4.058% | 0% | 0% | 1 | 100% | 0% | 0% | 5 | 100% | 0% | 0% | 5 | 8.743% | 0% | 0% | 1 | 10.72% | 0% | 0% | 1 | 0% | 0% | 1 |  |  |  |  | 0% | [5 empty] | 3.566% | 96.43% | 100% | 5 | 65.86% | 0% | 0% | 2 | 16.02% | 0% | 0% | 1 | 65.72% | 0% | 0% | 2 | 91.96% | 0% | 0% | 4 | 47.39% | 0% | 0% | 1 | 3.447% | 0% | 0% | 1 | 0% | 0% | 1 |  |  |  |  | 0.004945% | [5 empty] | 26.55% | 73.45% | 100% | 5 | 69.83% | 0% | 0% | 2 | 34.8% | 0% | 0% | 1 | 61.86% | 0% | 0% | 2 | 90.29% | 0% | 0% | 4 | 64.59% | 0% | 0% | 2 | 6.224% | 0% | 0% | 1 | 0% | 0% | 1 |  |  |  |  | 0.09746% | [5 empty] | 34.72% | 40.15% | 74.87% | 5 | 41.11% | 0% | 0% | 1 | 46.82% | 0% | 0% | 1 | 57.81% | 0% | 0% | 2 | 81.89% | 0% | 0% | 3 | 45.74% | 0% | 0% | 1 | 2.8% | 0% | 0% | 1
16 | Placerville | El_Dorado_Mariposa | 0 | 0 | 0 | 0% | 0% | 1 |  |  |  |  | 0% | [5 empty] | 0% | 0% | 0% | 1 | 0% | 0% | 0% | 1 | 0% | 0% | 0% | 1 | 0% | 0% | 0% | 1 | 0% | 0% | 0% | 1 | 0% | 0% | 0% | 1 | 0% | 0% | 0% | 1 | 0% | 0% | 1 |  |  |  |  | 0% | [5 empty] | 0% | 100% | 100% | 5 | 100% | 0% | 0% | 5 | 0% | 0% | 0% | 1 | 100% | 0% | 0% | 5 | 100% | 0% | 0% | 5 | 40.8% | 0% | 0% | 1 | 0% | 0% | 0% | 1 | 0% | 0% | 1 |  |  |  |  | 0% | [5 empty] | 52.92% | 47.08% | 100% | 5 | 57.31% | 0% | 0% | 2 | 26.86% | 0% | 0% | 1 | 3.121% | 0% | 0% | 1 | 58.35% | 0% | 0% | 2 | 73.75% | 0% | 0% | 3 | 0.05999% | 0% | 0% | 1 | 0% | 0% | 1 |  |  |  |  | 0% | [5 empty] | 88.75% | 10.72% | 99.47% | 5 | 8.608% | 0% | 0% | 1 | 15.99% | 0% | 0% | 1 | 4.995% | 0% | 0% | 1 | 26.29% | 0% | 0% | 1 | 75.89% | 0% | 0% | 3 | 2.679% | 0% | 0% | 1
17 | Cantua | Central_Valley_North_Los_Banos | 0 | 0 | 0 | 0% | 0% | 1 |  |  |  |  | 53.04% | [5 empty] | 0% | 0% | 0% | 1 | 20.08% | 0% | 0% | 1 | 0% | 0% | 0% | 1 | 6.303% | 0% | 0% | 1 | 22.78% | 0% | 0% | 1 | 5.483% | 0% | 0% | 1 | 0.2155% | 0% | 0% | 1 | 0% | 0% | 1 |  |  |  |  | 40.36% | [5 empty] | 0% | 0% | 0% | 1 | 19.63% | 0% | 0% | 1 | 0.00932% | 0% | 0% | 1 | 4.7% | 0% | 0% | 1 | 21.09% | 0% | 0% | 1 | 5.155% | 0% | 0% | 1 | 0.3529% | 0% | 0% | 1 | 0% | 0% | 1 |  |  |  |  | 39.83% | [5 empty] | 0% | 0% | 0% | 1 | 21.71% | 0% | 0% | 1 | 4.136% | 0% | 0% | 1 | 8.353% | 0% | 0% | 1 | 25.81% | 0% | 0% | 1 | 3.15% | 0% | 0% | 1 | 0.9663% | 0% | 0% | 1 | 0% | 0% | 1 |  |  |  |  | 44.57% | [5 empty] | 0.07034% | 0% | 0.07034% | 1 | 19.95% | 0% | 0% | 1 | 6.727% | 0% | 0% | 1 | 11.53% | 0% | 0% | 1 | 27.4% | 0% | 0% | 1 | 2.461% | 0% | 0% | 1 | 2.047% | 0% | 0% | 1
18 | Cheney | Central_Valley_North_Los_Banos | 0 | 0 | 0 | 0% | 0% | 1 |  |  |  |  | 33.35% | [5 empty] | 0% | 0% | 0% | 1 | 13.42% | 0% | 0% | 1 | 0% | 0% | 0% | 1 | 14.66% | 0% | 0% | 1 | 26.4% | 0% | 0% | 1 | 0% | 0% | 0% | 1 | 0.1474% | 0% | 0% | 1 | 0% | 0% | 1 |  |  |  |  | 31.15% | [5 empty] | 0% | 0% | 0% | 1 | 14.86% | 0% | 0% | 1 | 0.3186% | 0% | 0% | 1 | 11.51% | 0% | 0% | 1 | 23.77% | 0% | 0% | 1 | 0% | 0% | 0% | 1 | 0.7207% | 0% | 0% | 1 | 0% | 0% | 1 |  |  |  |  | 33.82% | [5 empty] | 0% | 0% | 0% | 1 | 28.31% | 0% | 0% | 1 | 3.642% | 0% | 0% | 1 | 10.22% | 0% | 0% | 1 | 34.63% | 0% | 0% | 1 | 0.5414% | 0% | 0% | 1 | 3.634% | 0% | 0% | 1 | 0% | 0% | 1 |  |  |  |  | 31.01% | [5 empty] | 1.666% | 0% | 1.666% | 1 | 33.79% | 0% | 0% | 1 | 8.516% | 0% | 0% | 1 | 14.07% | 0% | 0% | 1 | 40.28% | 0% | 0% | 1 | 6.428% | 0% | 0% | 1 | 5.368% | 0% | 0% | 1
19 | Gates | Central_Valley_North_Los_Banos | 0 | 0 | 0 | 0% | 0% | 1 |  |  |  |  | 91.73% | [5 empty] | 0% | 0% | 0% | 1 | 0% | 0% | 0% | 1 | 7.907% | 0% | 0% | 1 | 20.67% | 0% | 0% | 1 | 20.67% | 0% | 0% | 1 | 0% | 0% | 0% | 1 | 0.3768% | 0% | 0% | 1 | 0% | 0% | 1 |  |  |  |  | 75.91% | [5 empty] | 0% | 0% | 0% | 1 | 5.945% | 0% | 0% | 1 | 3.534% | 0% | 0% | 1 | 15.34% | 0% | 0% | 1 | 16.64% | 0% | 0% | 1 | 0.3555% | 0% | 0% | 1 | 0.1929% | 0% | 0% | 1 | 0% | 0% | 1 |  |  |  |  | 55.78% | [5 empty] | 1.617% | 0% | 1.617% | 1 | 15.07% | 0% | 0% | 1 | 2.068% | 0% | 0% | 1 | 9.428% | 0% | 0% | 1 | 21.37% | 0% | 0% | 1 | 10.87% | 0% | 0% | 1 | 0.5384% | 0% | 0% | 1 | 0% | 0% | 1 |  |  |  |  | 44.54% | [5 empty] | 1.705% | 0% | 1.705% | 1 | 16.67% | 0% | 0% | 1 | 2.224% | 0% | 0% | 1 | 6.571% | 0% | 0% | 1 | 19.95% | 0% | 0% | 1 | 9.787% | 0% | 0% | 1 | 1.172% | 0% | 0% | 1
20 | Helm | Central_Valley_North_Los_Banos | 0 | 0 | 0 | 0% | 0% | 1 |  |  |  |  | 21.08% | [5 empty] | 0% | 0% | 0% | 1 | 24.38% | 0% | 0% | 1 | 14.04% | 0% | 0% | 1 | 14.93% | 0% | 0% | 1 | 33.69% | 0% | 0% | 1 | 0% | 0% | 0% | 1 | 3.017% | 0% | 0% | 1 | 0% | 0% | 1 |  |  |  |  | 35.33% | [5 empty] | 0% | 0% | 0% | 1 | 19.91% | 0% | 0% | 1 | 9.253% | 0% | 0% | 1 | 11.68% | 0% | 0% | 1 | 26.72% | 0% | 0% | 1 | 0.09582% | 0% | 0% | 1 | 2.416% | 0% | 0% | 1 | 0% | 0% | 1 |  |  |  |  | 44.99% | [5 empty] | 0% | 0% | 0% | 1 | 19.04% | 0% | 0% | 1 | 6.836% | 0% | 0% | 1 | 9.668% | 0% | 0% | 1 | 25.27% | 0% | 0% | 1 | 0.3055% | 0% | 0% | 1 | 2.398% | 0% | 0% | 1 | 0% | 0% | 1 |  |  |  |  | 45.06% | [5 empty] | 0% | 0% | 0% | 1 | 21.45% | 0% | 0% | 1 | 7.408% | 0% | 0% | 1 | 12.17% | 0% | 0% | 1 | 28.69% | 0% | 0% | 1 | 2.143% | 0% | 0% | 1 | 4.126% | 0% | 0% | 1
21 | Kearney | Central_Valley_North_Los_Banos | 0 | 0 | 0 | 0% | 0% | 1 |  |  |  |  | 69.5% | [5 empty] | 0% | 0% | 0% | 1 | 2.335% | 0% | 0% | 1 | 0.1997% | 0% | 0% | 1 | 0.1997% | 0% | 0% | 1 | 2.534% | 0% | 0% | 1 | 0% | 0% | 0% | 1 | 0.3387% | 0% | 0% | 1 | 0% | 0% | 1 |  |  |  |  | 62.05% | [5 empty] | 0% | 0% | 0% | 1 | 5.802% | 0% | 0% | 1 | 7.432% | 0% | 0% | 1 | 7.432% | 0% | 0% | 1 | 12.37% | 0% | 0% | 1 | 0% | 0% | 0% | 1 | 1.416% | 0% | 0% | 1 | 0% | 0% | 1 |  |  |  |  | 51.09% | [5 empty] | 0% | 0% | 0% | 1 | 16.82% | 0% | 0% | 1 | 13.17% | 0% | 0% | 1 | 14.62% | 0% | 0% | 1 | 28.2% | 0% | 0% | 1 | 1.477% | 0% | 0% | 1 | 4.013% | 0% | 0% | 1 | 0% | 0% | 1 |  |  |  |  | 42.07% | [5 empty] | 0% | 0% | 0% | 1 | 20.78% | 0% | 0% | 1 | 13.03% | 0% | 0% | 1 | 16.24% | 0% | 0% | 1 | 30.45% | 0% | 0% | 1 | 1.909% | 0% | 0% | 1 | 6.257% | 0% | 0% | 1
22 | Kingsburg | Central_Valley_North_Los_Banos | 0 | 0 | 0 | 0% | 0% | 1 |  |  |  |  | 56.85% | [5 empty] | 0% | 0% | 0% | 1 | 0% | 0% | 0% | 1 | 0% | 0% | 0% | 1 | 0% | 0% | 0% | 1 | 0% | 0% | 0% | 1 | 0% | 0% | 0% | 1 | 3.046% | 0% | 0% | 1 | 0% | 0% | 1 |  |  |  |  | 68.3% | [5 empty] | 0% | 0% | 0% | 1 | 0% | 0% | 0% | 1 | 0% | 0% | 0% | 1 | 0% | 0% | 0% | 1 | 0% | 0% | 0% | 1 | 0% | 0% | 0% | 1 | 1.667% | 0% | 0% | 1 | 0% | 0% | 1 |  |  |  |  | 64.24% | [5 empty] | 0% | 0% | 0% | 1 | 2.501% | 0% | 0% | 1 | 0.5713% | 0% | 0% | 1 | 0.6409% | 0% | 0% | 1 | 2.501% | 0% | 0% | 1 | 0% | 0% | 0% | 1 | 1.957% | 0% | 0% | 1 | 0% | 0% | 1 |  |  |  |  | 50.13% | [5 empty] | 0% | 0% | 0% | 1 | 7.081% | 0% | 0% | 1 | 1.486% | 0% | 0% | 1 | 1.513% | 0% | 0% | 1 | 7.524% | 0% | 0% | 1 | 0% | 0% | 0% | 1 | 1.715% | 0% | 0% | 1
23 | Malaga | Central_Valley_North_Los_Banos | 0 | 0 | 0 | 0% | 0% | 1 |  |  |  |  | 77.3% | [5 empty] | 0% | 0% | 0% | 1 | 0% | 0% | 0% | 1 | 0% | 0% | 0% | 1 | 0% | 0% | 0% | 1 | 0% | 0% | 0% | 1 | 0% | 0% | 0% | 1 | 0.1576% | 0% | 0% | 1 | 0% | 0% | 1 |  |  |  |  | 72.68% | [5 empty] | 0% | 0% | 0% | 1 | 0% | 0% | 0% | 1 | 0% | 0% | 0% | 1 | 0% | 0% | 0% | 1 | 0% | 0% | 0% | 1 | 0% | 0% | 0% | 1 | 0.1102% | 0% | 0% | 1 | 0% | 0% | 1 |  |  |  |  | 61.6% | [5 empty] | 0% | 0% | 0% | 1 | 3.368% | 0% | 0% | 1 | 3.707% | 0% | 0% | 1 | 3.707% | 0% | 0% | 1 | 7.075% | 0% | 0% | 1 | 0.9841% | 0% | 0% | 1 | 2.659% | 0% | 0% | 1 | 0% | 0% | 1 |  |  |  |  | 46.7% | [5 empty] | 0% | 0% | 0% | 1 | 18.15% | 0% | 0% | 1 | 13.69% | 0% | 0% | 1 | 16.51% | 0% | 0% | 1 | 29% | 0% | 0% | 1 | 1.878% | 0% | 0% | 1 | 5.537% | 0% | 0% | 1
24 | McCall | Central_Valley_North_Los_Banos | 0 | 0 | 0 | 0% | 0% | 1 |  |  |  |  | 75.4% | [5 empty] | 0% | 0% | 0% | 1 | 0% | 0% | 0% | 1 | 0% | 0% | 0% | 1 | 0% | 0% | 0% | 1 | 0% | 0% | 0% | 1 | 0% | 0% | 0% | 1 | 0.1951% | 0% | 0% | 1 | 0% | 0% | 1 |  |  |  |  | 69.69% | [5 empty] | 0% | 0% | 0% | 1 | 0% | 0% | 0% | 1 | 0% | 0% | 0% | 1 | 0% | 0% | 0% | 1 | 0% | 0% | 0% | 1 | 0% | 0% | 0% | 1 | 1.131% | 0% | 0% | 1 | 0% | 0% | 1 |  |  |  |  | 66.41% | [5 empty] | 0% | 0% | 0% | 1 | 0.1389% | 0% | 0% | 1 | 0% | 0% | 0% | 1 | 0% | 0% | 0% | 1 | 0.1389% | 0% | 0% | 1 | 0% | 0% | 0% | 1 | 0.8492% | 0% | 0% | 1 | 0% | 0% | 1 |  |  |  |  | 50.15% | [5 empty] | 0% | 0% | 0% | 1 | 10.8% | 0% | 0% | 1 | 9.423% | 0% | 0% | 1 | 9.445% | 0% | 0% | 1 | 18.21% | 0% | 0% | 1 | 1.032% | 0% | 0% | 1 | 3.26% | 0% | 0% | 1
25 | Mc Mullin | Central_Valley_North_Los_Banos | 0 | 0 | 0 | 0% | 0% | 1 |  |  |  |  | 47.93% | [5 empty] | 0% | 0% | 0% | 1 | 14.46% | 0% | 0% | 1 | 7.626% | 0% | 0% | 1 | 7.626% | 0% | 0% | 1 | 17.45% | 0% | 0% | 1 | 0% | 0% | 0% | 1 | 1.405% | 0% | 0% | 1 | 0% | 0% | 1 |  |  |  |  | 46.91% | [5 empty] | 0% | 0% | 0% | 1 | 14.36% | 0% | 0% | 1 | 8.503% | 0% | 0% | 1 | 8.748% | 0% | 0% | 1 | 20.43% | 0% | 0% | 1 | 0% | 0% | 0% | 1 | 1.515% | 0% | 0% | 1 | 0% | 0% | 1 |  |  |  |  | 47.85% | [5 empty] | 0% | 0% | 0% | 1 | 16.3% | 0% | 0% | 1 | 6.918% | 0% | 0% | 1 | 7.529% | 0% | 0% | 1 | 20.74% | 0% | 0% | 1 | 0.05845% | 0% | 0% | 1 | 2.02% | 0% | 0% | 1 | 0% | 0% | 1 |  |  |  |  | 47.13% | [5 empty] | 0% | 0% | 0% | 1 | 18.77% | 0% | 0% | 1 | 8.825% | 0% | 0% | 1 | 13.09% | 0% | 0% | 1 | 26.99% | 0% | 0% | 1 | 2.131% | 0% | 0% | 1 | 4.825% | 0% | 0% | 1
26 | Mendota | Central_Valley_North_Los_Banos | 0 | 0 | 0 | 0% | 0% | 1 |  |  |  |  | 24.11% | [5 empty] | 0% | 0% | 0% | 1 | 13.99% | 0% | 0% | 1 | 1.727% | 0% | 0% | 1 | 10.8% | 0% | 0% | 1 | 23.57% | 0% | 0% | 1 | 0.3815% | 0% | 0% | 1 | 2.608% | 0% | 0% | 1 | 0% | 0% | 1 |  |  |  |  | 20.84% | [5 empty] | 0% | 0% | 0% | 1 | 37.46% | 0% | 0% | 1 | 6.991% | 0% | 0% | 1 | 16.48% | 0% | 0% | 1 | 46.04% | 0% | 0% | 1 | 1.942% | 0% | 0% | 1 | 7.325% | 0% | 0% | 1 | 0% | 0% | 1 |  |  |  |  | 25.98% | [5 empty] | 0% | 0% | 0% | 1 | 38.43% | 0% | 0% | 1 | 10.17% | 0% | 0% | 1 | 18.53% | 0% | 0% | 1 | 48.08% | 0% | 0% | 1 | 2.097% | 0% | 0% | 1 | 7.889% | 0% | 0% | 1 | 0% | 0% | 1 |  |  |  |  | 37.77% | [5 empty] | 0.312% | 0% | 0.312% | 1 | 28.51% | 0% | 0% | 1 | 7.774% | 0% | 0% | 1 | 11.91% | 0% | 0% | 1 | 34.63% | 0% | 0% | 1 | 3.071% | 0% | 0% | 1 | 5.021% | 0% | 0% | 1
27 | Oro Loma | Central_Valley_North_Los_Banos | 0 | 0 | 0 | 0% | 0% | 1 |  |  |  |  | 17.75% | [5 empty] | 0% | 0% | 0% | 1 | 1.23% | 0% | 0% | 1 | 0% | 0% | 0% | 1 | 0.04044% | 0% | 0% | 1 | 1.27% | 0% | 0% | 1 | 0% | 0% | 0% | 1 | 2.358% | 0% | 0% | 1 | 0% | 0% | 1 |  |  |  |  | 36.11% | [5 empty] | 0% | 0% | 0% | 1 | 29.44% | 0% | 0% | 1 | 1.039% | 0% | 0% | 1 | 10.38% | 0% | 0% | 1 | 34.36% | 0% | 0% | 1 | 1.894% | 0% | 0% | 1 | 6.475% | 0% | 0% | 1 | 0% | 0% | 1 |  |  |  |  | 34.53% | [5 empty] | 0% | 0% | 0% | 1 | 45.2% | 0% | 0% | 1 | 8.779% | 0% | 0% | 1 | 15.23% | 0% | 0% | 1 | 49.57% | 0% | 0% | 1 | 3.028% | 0% | 0% | 1 | 7.513% | 0% | 0% | 1 | 0% | 0% | 1 |  |  |  |  | 29% | [5 empty] | 0.749% | 0% | 0.749% | 1 | 43.77% | 0% | 0% | 1 | 12.27% | 0% | 0% | 1 | 19.65% | 0% | 0% | 1 | 51.56% | 0% | 0% | 2 | 5.435% | 0% | 0% | 1 | 8.542% | 0% | 0% | 1
28 | Panoche | Central_Valley_North_Los_Banos | 0 | 0 | 0 | 0% | 0% | 1 |  |  |  |  | 40.82% | [5 empty] | 0% | 0% | 0% | 1 | 0% | 0% | 0% | 1 | 0% | 0% | 0% | 1 | 25.2% | 0% | 0% | 1 | 25.2% | 0% | 0% | 1 | 0% | 0% | 0% | 1 | 0.2032% | 0% | 0% | 1 | 0% | 0% | 1 |  |  |  |  | 25.06% | [5 empty] | 0% | 0% | 0% | 1 | 16.16% | 0% | 0% | 1 | 0.02789% | 0% | 0% | 1 | 11.94% | 0% | 0% | 1 | 24.99% | 0% | 0% | 1 | 0% | 0% | 0% | 1 | 0.3938% | 0% | 0% | 1 | 0% | 0% | 1 |  |  |  |  | 31.36% | [5 empty] | 0.03385% | 0% | 0.03385% | 1 | 26.99% | 0% | 0% | 1 | 1.896% | 0% | 0% | 1 | 8.934% | 0% | 0% | 1 | 32.66% | 0% | 0% | 1 | 0.9213% | 0% | 0% | 1 | 3.752% | 0% | 0% | 1 | 0% | 0% | 1 |  |  |  |  | 29.74% | [5 empty] | 2.456% | 0% | 2.456% | 1 | 36.02% | 0% | 0% | 1 | 9.427% | 0% | 0% | 1 | 15.37% | 0% | 0% | 1 | 43.28% | 0% | 0% | 1 | 7.687% | 0% | 0% | 1 | 5.833% | 0% | 0% | 1
29 | Reedley | Central_Valley_North_Los_Banos | 0 | 0 | 0 | 0% | 0% | 1 |  |  |  |  | 0% | [5 empty] | 0% | 0% | 0% | 1 | 0% | 0% | 0% | 1 | 0% | 0% | 0% | 1 | 0% | 0% | 0% | 1 | 0% | 0% | 0% | 1 | 0% | 0% | 0% | 1 | 0% | 0% | 0% | 1 | 0% | 0% | 1 |  |  |  |  | 0% | [5 empty] | 0% | 0% | 0% | 1 | 0% | 0% | 0% | 1 | 0% | 0% | 0% | 1 | 0% | 0% | 0% | 1 | 0% | 0% | 0% | 1 | 0% | 0% | 0% | 1 | 0% | 0% | 0% | 1 | 0% | 0% | 1 |  |  |  |  | 52.85% | [5 empty] | 0% | 0% | 0% | 1 | 0% | 0% | 0% | 1 | 0% | 0% | 0% | 1 | 0% | 0% | 0% | 1 | 0% | 0% | 0% | 1 | 0% | 0% | 0% | 1 | 2.319% | 0% | 0% | 1 | 0% | 0% | 1 |  |  |  |  | 70.66% | [5 empty] | 0% | 0% | 0% | 1 | 0% | 0% | 0% | 1 | 0% | 0% | 0% | 1 | 0% | 0% | 0% | 1 | 0% | 0% | 0% | 1 | 0% | 0% | 0% | 1 | 1.091% | 0% | 0% | 1
30 | Sanger | Central_Valley_North_Los_Banos | 0 | 0 | 0 | 0% | 0% | 1 |  |  |  |  | 89.05% | [5 empty] | 0% | 0% | 0% | 1 | 0% | 0% | 0% | 1 | 0% | 0% | 0% | 1 | 0% | 0% | 0% | 1 | 0% | 0% | 0% | 1 | 0% | 0% | 0% | 1 | 0% | 0% | 0% | 1 | 0% | 0% | 1 |  |  |  |  | 80.05% | [5 empty] | 0% | 0% | 0% | 1 | 0% | 0% | 0% | 1 | 0% | 0% | 0% | 1 | 0% | 0% | 0% | 1 | 0% | 0% | 0% | 1 | 0% | 0% | 0% | 1 | 0.1765% | 0% | 0% | 1 | 0% | 0% | 1 |  |  |  |  | 65.4% | [5 empty] | 0% | 0% | 0% | 1 | 0% | 0% | 0% | 1 | 1.97% | 0% | 0% | 1 | 1.97% | 0% | 0% | 1 | 1.97% | 0% | 0% | 1 | 0.02449% | 0% | 0% | 1 | 0.8086% | 0% | 0% | 1 | 0% | 0% | 1 |  |  |  |  | 55.75% | [5 empty] | 0% | 0% | 0% | 1 | 12.45% | 0% | 0% | 1 | 12.19% | 0% | 0% | 1 | 14.44% | 0% | 0% | 1 | 23.21% | 0% | 0% | 1 | 2.434% | 0% | 0% | 1 | 5.474% | 0% | 0% | 1
31 | Schindler | Central_Valley_North_Los_Banos | 0 | 0 | 0 | 0% | 0% | 1 |  |  |  |  | 42.9% | [5 empty] | 0% | 0% | 0% | 1 | 8.416% | 0% | 0% | 1 | 0.2975% | 0% | 0% | 1 | 1.74% | 0% | 0% | 1 | 10.14% | 0% | 0% | 1 | 0% | 0% | 0% | 1 | 0.4949% | 0% | 0% | 1 | 0% | 0% | 1 |  |  |  |  | 50.56% | [5 empty] | 0% | 0% | 0% | 1 | 16.19% | 0% | 0% | 1 | 4.566% | 0% | 0% | 1 | 7.837% | 0% | 0% | 1 | 20.35% | 0% | 0% | 1 | 2.042% | 0% | 0% | 1 | 0.8358% | 0% | 0% | 1 | 0% | 0% | 1 |  |  |  |  | 47.81% | [5 empty] | 0% | 0% | 0% | 1 | 17.86% | 0% | 0% | 1 | 3.43% | 0% | 0% | 1 | 6.914% | 0% | 0% | 1 | 21.36% | 0% | 0% | 1 | 2.025% | 0% | 0% | 1 | 1.173% | 0% | 0% | 1 | 0% | 0% | 1 |  |  |  |  | 48.09% | [5 empty] | 0% | 0% | 0% | 1 | 15.77% | 0% | 0% | 1 | 5.248% | 0% | 0% | 1 | 8.089% | 0% | 0% | 1 | 20.71% | 0% | 0% | 1 | 1.557% | 0% | 0% | 1 | 1.974% | 0% | 0% | 1
32 | Wahtoke | Central_Valley_North_Los_Banos | 0 | 0 | 0 | 0% | 0% | 1 |  |  |  |  | 0% | [5 empty] | 0% | 0% | 0% | 1 | 0% | 0% | 0% | 1 | 0% | 0% | 0% | 1 | 0% | 0% | 0% | 1 | 0% | 0% | 0% | 1 | 0% | 0% | 0% | 1 | 0% | 0% | 0% | 1 | 0% | 0% | 1 |  |  |  |  | 57.36% | [5 empty] | 0% | 0% | 0% | 1 | 0% | 0% | 0% | 1 | 0% | 0% | 0% | 1 | 0% | 0% | 0% | 1 | 0% | 0% | 0% | 1 | 0% | 0% | 0% | 1 | 3.294% | 0% | 0% | 1 | 0% | 0% | 1 |  |  |  |  | 63.77% | [5 empty] | 0% | 0% | 0% | 1 | 0% | 0% | 0% | 1 | 0% | 0% | 0% | 1 | 0% | 0% | 0% | 1 | 0% | 0% | 0% | 1 | 0% | 0% | 0% | 1 | 1.981% | 0% | 0% | 1 | 0% | 0% | 1 |  |  |  |  | 62.75% | [5 empty] | 0% | 0% | 0% | 1 | 2.202% | 0% | 0% | 1 | 1.206% | 0% | 0% | 1 | 1.258% | 0% | 0% | 1 | 2.982% | 0% | 0% | 1 | 0% | 0% | 0% | 1 | 1.037% | 0% | 0% | 1
33 | West Fresno | Central_Valley_North_Los_Banos | 0 | 0 | 0 | 0% | 0% | 1 |  |  |  |  | 73.05% | [5 empty] | 0% | 0% | 0% | 1 | 0% | 0% | 0% | 1 | 0% | 0% | 0% | 1 | 0% | 0% | 0% | 1 | 0% | 0% | 0% | 1 | 0% | 0% | 0% | 1 | 0.07965% | 0% | 0% | 1 | 0% | 0% | 1 |  |  |  |  | 67.05% | [5 empty] | 0% | 0% | 0% | 1 | 4.661% | 0% | 0% | 1 | 2.086% | 0% | 0% | 1 | 2.086% | 0% | 0% | 1 | 6.746% | 0% | 0% | 1 | 0% | 0% | 0% | 1 | 1.064% | 0% | 0% | 1 | 0% | 0% | 1 |  |  |  |  | 56.77% | [5 empty] | 0% | 0% | 0% | 1 | 9.415% | 0% | 0% | 1 | 13.48% | 0% | 0% | 1 | 14.35% | 0% | 0% | 1 | 21.45% | 0% | 0% | 1 | 1.82% | 0% | 0% | 1 | 4.281% | 0% | 0% | 1 | 0% | 0% | 1 |  |  |  |  | 42.93% | [5 empty] | 0% | 0% | 0% | 1 | 20.32% | 0% | 0% | 1 | 15% | 0% | 0% | 1 | 18.09% | 0% | 0% | 1 | 31.42% | 0% | 0% | 1 | 2.226% | 0% | 0% | 1 | 6.615% | 0% | 0% | 1
34 | Glenn | Northern_California | 333 | 13320 | 10 | 23.79% | 0% | 2 |  |  |  |  | 54.46% | [5 empty] | 0% | 0% | 0% | 1 | 54.28% | 20.61% | 0% | 2 | 0.6119% | 9.481% | 0% | 1 | 1.186% | 9.536% | 0% | 1 | 54.87% | 20.88% | 0% | 2 | 3.566% | 9.771% | 0% | 1 | 16.73% | 20.88% | 0% | 2 | 12.37% | 0% | 1 |  |  |  |  | 44.38% | [5 empty] | 0.5671% | 0% | 0.5671% | 1 | 52.88% | 9.143% | 0% | 2 | 1.834% | 4.388% | 0% | 1 | 5.435% | 4.555% | 0% | 1 | 56.86% | 9.986% | 0% | 2 | 10.07% | 4.79% | 0% | 1 | 16.45% | 9.986% | 0% | 1 | 8.253% | 0% | 1 |  |  |  |  | 32.12% | [5 empty] | 8.474% | 0% | 8.474% | 1 | 48.49% | 4.927% | 0% | 1 | 3.277% | 2.624% | 0% | 1 | 6.899% | 2.726% | 0% | 1 | 53.2% | 5.423% | 0% | 2 | 25.97% | 3.428% | 0% | 1 | 15.73% | 5.423% | 0% | 1 | 5.163% | 0% | 1 |  |  |  |  | 24.57% | [5 empty] | 24.49% | 0.3372% | 24.83% | 2 | 41.48% | 2.293% | 0% | 1 | 5.759% | 1.424% | 0% | 1 | 13.65% | 1.554% | 0% | 1 | 50.31% | 2.7% | 0% | 2 | 36.51% | 2.114% | 0% | 1 | 11.96% | 2.7% | 0% | 1
35 | Bridgeville | Humboldt | 0 | 0 | 0 | 0% | 0% | 1 |  |  |  |  | 0% | [5 empty] | 35.04% | 17.08% | 52.11% | 3 | 23.65% | 0% | 0% | 1 | 21.75% | 0% | 0% | 1 | 23.54% | 0% | 0% | 1 | 41.22% | 0% | 0% | 1 | 82.35% | 0% | 0% | 3 | 0.3489% | 0% | 0% | 1 | 0% | 0% | 1 |  |  |  |  | 0% | [5 empty] | 60.1% | 9.774% | 69.87% | 3 | 21.02% | 0% | 0% | 1 | 24.46% | 0% | 0% | 1 | 29.98% | 0% | 0% | 1 | 42.54% | 0% | 0% | 1 | 80.36% | 0% | 0% | 3 | 0.8378% | 0% | 0% | 1 | 0% | 0% | 1 |  |  |  |  | 0% | [5 empty] | 69.77% | 6.464% | 76.23% | 5 | 17% | 0% | 0% | 1 | 20.13% | 0% | 0% | 1 | 26.91% | 0% | 0% | 1 | 36.73% | 0% | 0% | 1 | 81.79% | 0% | 0% | 3 | 1.086% | 0% | 0% | 1 | 0% | 0% | 1 |  |  |  |  | 0% | [5 empty] | 79.23% | 3.053% | 82.28% | 5 | 10.08% | 0% | 0% | 1 | 23.76% | 0% | 0% | 1 | 29.56% | 0% | 0% | 1 | 35.86% | 0% | 0% | 1 | 75.05% | 0% | 0% | 3 | 4.042% | 0% | 0% | 1
36 | Humboldt | Humboldt | 0 | 0 | 0 | 0% | 0% | 1 |  |  |  |  | 0% | [5 empty] | 51.97% | 0% | 51.97% | 3 | 7.332% | 0% | 0% | 1 | 42.52% | 0% | 0% | 1 | 52.75% | 0% | 0% | 2 | 55.05% | 0% | 0% | 2 | 29.41% | 0% | 0% | 1 | 21.06% | 0% | 0% | 1 | 0% | 0% | 1 |  |  |  |  | 0% | [5 empty] | 47.92% | 0% | 47.92% | 2 | 4.893% | 0% | 0% | 1 | 33.63% | 0% | 0% | 1 | 37.91% | 0% | 0% | 1 | 40.43% | 0% | 0% | 1 | 41.02% | 0% | 0% | 1 | 21.06% | 0% | 0% | 1 | 0% | 0% | 1 |  |  |  |  | 0% | [5 empty] | 52.55% | 0.3382% | 52.89% | 3 | 4.057% | 0% | 0% | 1 | 24.66% | 0% | 0% | 1 | 28.56% | 0% | 0% | 1 | 31.16% | 0% | 0% | 1 | 50.68% | 0% | 0% | 2 | 14.94% | 0% | 0% | 1 | 0% | 0% | 1 |  |  |  |  | 0% | [5 empty] | 56.01% | 2.703% | 58.72% | 3 | 12.56% | 0% | 0% | 1 | 18.95% | 0% | 0% | 1 | 23.47% | 0% | 0% | 1 | 31.77% | 0% | 0% | 1 | 60.9% | 0% | 0% | 2 | 9.087% | 0% | 0% | 1
37 | El Centro | Greater_Imperial | 0 | 0 | 0 | 0% | 0% | 1 |  |  |  |  | 68.8% | [5 empty] | 0% | 0% | 0% | 1 | 2.535% | 0% | 0% | 1 | 4.131% | 0% | 0% | 1 | 4.131% | 0% | 0% | 1 | 6.666% | 0% | 0% | 1 | 0% | 0% | 0% | 1 | 6.459% | 0% | 0% | 1 | 0% | 0% | 1 |  |  |  |  | 71.31% | [5 empty] | 0% | 0% | 0% | 1 | 1.258% | 0% | 0% | 1 | 10.17% | 0% | 0% | 1 | 11.3% | 0% | 0% | 1 | 12.56% | 0% | 0% | 1 | 0.6204% | 0% | 0% | 1 | 5.327% | 0% | 0% | 1 | 0% | 0% | 1 |  |  |  |  | 66.32% | [5 empty] | 0% | 0% | 0% | 1 | 1.151% | 0% | 0% | 1 | 14.84% | 0% | 0% | 1 | 12.92% | 0% | 0% | 1 | 16.75% | 0% | 0% | 1 | 5.367% | 0% | 0% | 1 | 4.647% | 0% | 0% | 1 | 0% | 0% | 1 |  |  |  |  | 53.45% | [5 empty] | 0% | 0% | 0% | 1 | 6.544% | 0% | 0% | 1 | 17.05% | 0% | 0% | 1 | 15.23% | 0% | 0% | 1 | 24.16% | 0% | 0% | 1 | 15.64% | 0% | 0% | 1 | 5.004% | 0% | 0% | 1
38 | High Line | Greater_Imperial | 0 | 0 | 0 | 0% | 0% | 1 |  |  |  |  | 66.55% | [5 empty] | 0% | 0% | 0% | 1 | 0% | 0% | 0% | 1 | 29.09% | 0% | 0% | 1 | 29.09% | 0% | 0% | 1 | 29.09% | 0% | 0% | 1 | 7.724% | 0% | 0% | 1 | 6.343% | 0% | 0% | 1 | 0% | 0% | 1 |  |  |  |  | 64.4% | [5 empty] | 0% | 0% | 0% | 1 | 4.272% | 0% | 0% | 1 | 18.05% | 0% | 0% | 1 | 18.05% | 0% | 0% | 1 | 22.32% | 0% | 0% | 1 | 7.644% | 0% | 0% | 1 | 5.112% | 0% | 0% | 1 | 0% | 0% | 1 |  |  |  |  | 59.24% | [5 empty] | 0% | 0% | 0% | 1 | 5.293% | 0% | 0% | 1 | 13.68% | 0% | 0% | 1 | 13.78% | 0% | 0% | 1 | 18.97% | 0% | 0% | 1 | 9.335% | 0% | 0% | 1 | 5.25% | 0% | 0% | 1 | 0% | 0% | 1 |  |  |  |  | 55.26% | [5 empty] | 0% | 0% | 0% | 1 | 6.771% | 0% | 0% | 1 | 16.46% | 0% | 0% | 1 | 14.38% | 0% | 0% | 1 | 23.84% | 0% | 0% | 1 | 11.12% | 0% | 0% | 1 | 4.897% | 0% | 0% | 1
39 | Imperial Valley | Greater_Imperial | 0 | 0 | 0 | 0% | 0% | 1 |  |  |  |  | 39.12% | [5 empty] | 0% | 0% | 0% | 1 | 0% | 0% | 0% | 1 | 18.09% | 0% | 0% | 1 | 30.76% | 0% | 0% | 1 | 30.76% | 0% | 0% | 1 | 3.572% | 0% | 0% | 1 | 8.017% | 0% | 0% | 1 | 0% | 0% | 1 |  |  |  |  | 33.49% | [5 empty] | 0% | 0% | 0% | 1 | 9.089% | 0% | 0% | 1 | 5.4% | 0% | 0% | 1 | 9.183% | 0% | 0% | 1 | 18.27% | 0% | 0% | 1 | 27.94% | 0% | 0% | 1 | 5.29% | 0% | 0% | 1 | 0% | 0% | 1 |  |  |  |  | 49.57% | [5 empty] | 0% | 0% | 0% | 1 | 5.652% | 0% | 0% | 1 | 4.449% | 0% | 0% | 1 | 5.999% | 0% | 0% | 1 | 11.68% | 0% | 0% | 1 | 18.89% | 0% | 0% | 1 | 5.532% | 0% | 0% | 1 | 0% | 0% | 1 |  |  |  |  | 58.57% | [5 empty] | 0.2881% | 0% | 0.2881% | 1 | 2.786% | 0% | 0% | 1 | 16.26% | 0% | 0% | 1 | 13.82% | 0% | 0% | 1 | 19.88% | 0% | 0% | 1 | 13.3% | 0% | 0% | 1 | 4.46% | 0% | 0% | 1
40 | El Segundo | Greater_LA | 0 | 0 | 0 | 0% | 0% | 1 |  |  |  |  | 0% | [5 empty] | 18.34% | 0% | 18.34% | 1 | 2.903% | 0% | 0% | 1 | 30.71% | 0% | 0% | 1 | 55.33% | 0% | 0% | 2 | 58.23% | 0% | 0% | 2 | 0% | 0% | 0% | 1 | 0.1735% | 0% | 0% | 1 | 0% | 0% | 1 |  |  |  |  | 0% | [5 empty] | 9.051% | 0.837% | 9.888% | 2 | 2.464% | 0% | 0% | 1 | 5.876% | 0% | 0% | 1 | 77.8% | 0% | 0% | 3 | 80.27% | 0% | 0% | 3 | 0% | 0% | 0% | 1 | 0.0567% | 0% | 0% | 1 | 0% | 0% | 1 |  |  |  |  | 0% | [5 empty] | 3.67% | 1.56% | 5.23% | 2 | 1.12% | 0% | 0% | 1 | 2.674% | 0% | 0% | 1 | 53.04% | 0% | 0% | 2 | 54.16% | 0% | 0% | 2 | 0% | 0% | 0% | 1 | 0.1578% | 0% | 0% | 1 | 0% | 0% | 1 |  |  |  |  | 0% | [5 empty] | 1.917% | 22.85% | 24.77% | 4 | 3.025% | 0% | 0% | 1 | 7.996% | 0% | 0% | 1 | 54.77% | 0% | 0% | 2 | 57.8% | 0% | 0% | 2 | 3.725% | 0% | 0% | 1 | 3.105% | 0% | 0% | 1
41 | Arco | Central_Valley_North_Los_Banos | 0 | 0 | 0 | 0% | 0% | 1 |  |  |  |  | 0% | [5 empty] | 0% | 0% | 0% | 1 | 0% | 0% | 0% | 1 | 0% | 0% | 0% | 1 | 0% | 0% | 0% | 1 | 0% | 0% | 0% | 1 | 0% | 0% | 0% | 1 | 0% | 0% | 0% | 1 | 0% | 0% | 1 |  |  |  |  | 0% | [5 empty] | 37.29% | 0% | 37.29% | 2 | 80.98% | 0% | 0% | 3 | 0% | 0% | 0% | 1 | 24.69% | 0% | 0% | 1 | 92.96% | 0% | 0% | 4 | 69.57% | 0% | 0% | 2 | 0.2917% | 0% | 0% | 1 | 0% | 0% | 1 |  |  |  |  | 0.00393% | [5 empty] | 7.719% | 0% | 7.719% | 1 | 62.84% | 0% | 0% | 2 | 7.031% | 0% | 0% | 1 | 18.51% | 0% | 0% | 1 | 67.05% | 0% | 0% | 2 | 59.77% | 0% | 0% | 2 | 1.128% | 0% | 0% | 1 | 0% | 0% | 1 |  |  |  |  | 8.15% | [5 empty] | 4.453% | 0% | 4.453% | 1 | 47.95% | 0% | 0% | 1 | 3.153% | 0% | 0% | 1 | 14.04% | 0% | 0% | 1 | 52.76% | 0% | 0% | 2 | 52.95% | 0% | 0% | 2 | 1.038% | 0% | 0% | 1
42 | Bakersfield | Central_Valley_North_Los_Banos | 0 | 0 | 0 | 0% | 0% | 1 |  |  |  |  | 0% | [5 empty] | 0% | 0% | 0% | 1 | 0% | 0% | 0% | 1 | 0% | 0% | 0% | 1 | 0% | 0% | 0% | 1 | 0% | 0% | 0% | 1 | 0% | 0% | 0% | 1 | 0% | 0% | 0% | 1 | 0% | 0% | 1 |  |  |  |  | 0% | [5 empty] | 0% | 0% | 0% | 1 | 0% | 0% | 0% | 1 | 0% | 0% | 0% | 1 | 0% | 0% | 0% | 1 | 0% | 0% | 0% | 1 | 0% | 0% | 0% | 1 | 0% | 0% | 0% | 1 | 0% | 0% | 1 |  |  |  |  | 0% | [5 empty] | 0% | 0% | 0% | 1 | 0% | 0% | 0% | 1 | 0% | 0% | 0% | 1 | 0% | 0% | 0% | 1 | 0% | 0% | 0% | 1 | 0% | 0% | 0% | 1 | 0% | 0% | 0% | 1 | 0% | 0% | 1 |  |  |  |  | 0% | [5 empty] | 43.41% | 56.59% | 100% | 5 | 53.41% | 0% | 0% | 2 | 13.98% | 0% | 0% | 1 | 25.11% | 0% | 0% | 1 | 63.75% | 0% | 0% | 2 | 55.38% | 0% | 0% | 2 | 2.918% | 0% | 0% | 1
43 | Charca | Central_Valley_North_Los_Banos | 0 | 0 | 0 | 0% | 0% | 1 |  |  |  |  | 0% | [5 empty] | 0% | 0% | 0% | 1 | 0% | 0% | 0% | 1 | 0% | 0% | 0% | 1 | 0% | 0% | 0% | 1 | 0% | 0% | 0% | 1 | 0% | 0% | 0% | 1 | 0% | 0% | 0% | 1 | 0% | 0% | 1 |  |  |  |  | 0% | [5 empty] | 0% | 0% | 0% | 1 | 0% | 0% | 0% | 1 | 0% | 0% | 0% | 1 | 0% | 0% | 0% | 1 | 0% | 0% | 0% | 1 | 0% | 0% | 0% | 1 | 0% | 0% | 0% | 1 | 0% | 0% | 1 |  |  |  |  | 0% | [5 empty] | 0% | 0% | 0% | 1 | 0% | 0% | 0% | 1 | 0% | 0% | 0% | 1 | 0% | 0% | 0% | 1 | 0% | 0% | 0% | 1 | 0% | 0% | 0% | 1 | 0% | 0% | 0% | 1 | 0% | 0% | 1 |  |  |  |  | 0% | [5 empty] | 0% | 0% | 0% | 1 | 0% | 0% | 0% | 1 | 0% | 0% | 0% | 1 | 0% | 0% | 0% | 1 | 0% | 0% | 0% | 1 | 0% | 0% | 0% | 1 | 0% | 0% | 0% | 1
44 | Columbus | Central_Valley_North_Los_Banos | 0 | 0 | 0 | 0% | 0% | 1 |  |  |  |  | 0% | [5 empty] | 0% | 0% | 0% | 1 | 0% | 0% | 0% | 1 | 0% | 0% | 0% | 1 | 0% | 0% | 0% | 1 | 0% | 0% | 0% | 1 | 0% | 0% | 0% | 1 | 0% | 0% | 0% | 1 | 0% | 0% | 1 |  |  |  |  | 0% | [5 empty] | 0% | 0% | 0% | 1 | 0% | 0% | 0% | 1 | 0% | 0% | 0% | 1 | 0% | 0% | 0% | 1 | 0% | 0% | 0% | 1 | 0% | 0% | 0% | 1 | 0% | 0% | 0% | 1 | 0% | 0% | 1 |  |  |  |  | 0% | [5 empty] | 71.04% | 28.96% | 100% | 5 | 73.75% | 0% | 0% | 3 | 35.71% | 0% | 0% | 1 | 71.76% | 0% | 0% | 3 | 93.62% | 0% | 0% | 4 | 54.55% | 0% | 0% | 2 | 3.073% | 0% | 0% | 1 | 0% | 0% | 1 |  |  |  |  | 0.0485% | [5 empty] | 50.94% | 49.06% | 100% | 5 | 43.05% | 0% | 0% | 1 | 15.31% | 0% | 0% | 1 | 32.27% | 0% | 0% | 1 | 62.25% | 0% | 0% | 2 | 65.65% | 0% | 0% | 2 | 2.425% | 0% | 0% | 1
45 | Elk Hills | Central_Valley_North_Los_Banos | 0 | 0 | 0 | 0% | 0% | 1 |  |  |  |  | 0% | [5 empty] | 0% | 0% | 0% | 1 | 0% | 0% | 0% | 1 | 0% | 0% | 0% | 1 | 0% | 0% | 0% | 1 | 0% | 0% | 0% | 1 | 0% | 0% | 0% | 1 | 0% | 0% | 0% | 1 | 0% | 0% | 1 |  |  |  |  | 0% | [5 empty] | 0% | 0% | 0% | 1 | 0% | 0% | 0% | 1 | 0% | 0% | 0% | 1 | 0% | 0% | 0% | 1 | 0% | 0% | 0% | 1 | 0% | 0% | 0% | 1 | 0% | 0% | 0% | 1 | 0% | 0% | 1 |  |  |  |  | 0% | [5 empty] | 0% | 0% | 0% | 1 | 0% | 0% | 0% | 1 | 0% | 0% | 0% | 1 | 0% | 0% | 0% | 1 | 0% | 0% | 0% | 1 | 0% | 0% | 0% | 1 | 0% | 0% | 0% | 1 | 0% | 0% | 1 |  |  |  |  | 0% | [5 empty] | 40.34% | 0.1335% | 40.47% | 2 | 8.188% | 0% | 0% | 1 | 13.19% | 0% | 0% | 1 | 13.19% | 0% | 0% | 1 | 16.61% | 0% | 0% | 1 | 37.11% | 0% | 0% | 1 | 1.608% | 0% | 0% | 1
46 | Goose Lake | Central_Valley_North_Los_Banos | 0 | 0 | 0 | 0% | 0% | 1 |  |  |  |  | 0% | [5 empty] | 0% | 0% | 0% | 1 | 0% | 0% | 0% | 1 | 0% | 0% | 0% | 1 | 0% | 0% | 0% | 1 | 0% | 0% | 0% | 1 | 0% | 0% | 0% | 1 | 0% | 0% | 0% | 1 | 0% | 0% | 1 |  |  |  |  | 0% | [5 empty] | 0% | 0% | 0% | 1 | 0% | 0% | 0% | 1 | 0% | 0% | 0% | 1 | 0% | 0% | 0% | 1 | 0% | 0% | 0% | 1 | 0% | 0% | 0% | 1 | 0% | 0% | 0% | 1 | 0% | 0% | 1 |  |  |  |  | 0% | [5 empty] | 0% | 0% | 0% | 1 | 0% | 0% | 0% | 1 | 0% | 0% | 0% | 1 | 0% | 0% | 0% | 1 | 0% | 0% | 0% | 1 | 0% | 0% | 0% | 1 | 0% | 0% | 0% | 1 | 0% | 0% | 1 |  |  |  |  | 0% | [5 empty] | 0% | 0% | 0% | 1 | 43.76% | 0% | 0% | 1 | 1.923% | 0% | 0% | 1 | 13.39% | 0% | 0% | 1 | 51% | 0% | 0% | 2 | 59.41% | 0% | 0% | 2 | 1.602% | 0% | 0% | 1
47 | Kernridge | Central_Valley_North_Los_Banos | 0 | 0 | 0 | 0% | 0% | 1 |  |  |  |  | 0% | [5 empty] | 0% | 0% | 0% | 1 | 9.387% | 0% | 0% | 1 | 10.1% | 0% | 0% | 1 | 10.1% | 0% | 0% | 1 | 19.48% | 0% | 0% | 1 | 7.672% | 0% | 0% | 1 | 0% | 0% | 0% | 1 | 0% | 0% | 1 |  |  |  |  | 0% | [5 empty] | 0% | 0% | 0% | 1 | 36.26% | 0% | 0% | 1 | 3.377% | 0% | 0% | 1 | 23.5% | 0% | 0% | 1 | 48.97% | 0% | 0% | 1 | 46.95% | 0% | 0% | 1 | 1.462% | 0% | 0% | 1 | 0% | 0% | 1 |  |  |  |  | 0% | [5 empty] | 0% | 0% | 0% | 1 | 40.82% | 0% | 0% | 1 | 2.016% | 0% | 0% | 1 | 14.03% | 0% | 0% | 1 | 48.42% | 0% | 0% | 1 | 60.02% | 0% | 0% | 2 | 1.652% | 0% | 0% | 1 | 0% | 0% | 1 |  |  |  |  | 0% | [5 empty] | 10.78% | 0% | 10.78% | 1 | 46.72% | 0% | 0% | 1 | 4.766% | 0% | 0% | 1 | 9.373% | 0% | 0% | 1 | 53.63% | 0% | 0% | 2 | 64.91% | 0% | 0% | 2 | 1.452% | 0% | 0% | 1
48 | Lamont | Central_Valley_North_Los_Banos | 0 | 0 | 0 | 0% | 0% | 1 |  |  |  |  | 0% | [5 empty] | 0% | 0% | 0% | 1 | 0% | 0% | 0% | 1 | 0% | 0% | 0% | 1 | 0% | 0% | 0% | 1 | 0% | 0% | 0% | 1 | 0% | 0% | 0% | 1 | 0% | 0% | 0% | 1 | 0% | 0% | 1 |  |  |  |  | 0% | [5 empty] | 0% | 100% | 100% | 5 | 100% | 0% | 0% | 5 | 1.867% | 0% | 0% | 1 | 1.867% | 0% | 0% | 1 | 100% | 0% | 0% | 5 | 29.2% | 0% | 0% | 1 | 1.404% | 0% | 0% | 1 | 0% | 0% | 1 |  |  |  |  | 0% | [5 empty] | 17.39% | 82.61% | 100% | 5 | 63% | 0% | 0% | 2 | 14.9% | 0% | 0% | 1 | 17.29% | 0% | 0% | 1 | 68.92% | 0% | 0% | 2 | 46.75% | 0% | 0% | 1 | 2.849% | 0% | 0% | 1 | 0% | 0% | 1 |  |  |  |  | 0.1379% | [5 empty] | 67.7% | 24.57% | 92.26% | 5 | 47.5% | 0% | 0% | 1 | 14.22% | 0% | 0% | 1 | 37.78% | 0% | 0% | 1 | 64% | 0% | 0% | 2 | 70.84% | 0% | 0% | 3 | 2.518% | 0% | 0% | 1
49 | Lerdo | Central_Valley_North_Los_Banos | 0 | 0 | 0 | 0% | 0% | 1 |  |  |  |  | 0% | [5 empty] | 0% | 0% | 0% | 1 | 0% | 0% | 0% | 1 | 0% | 0% | 0% | 1 | 0% | 0% | 0% | 1 | 0% | 0% | 0% | 1 | 0% | 0% | 0% | 1 | 0% | 0% | 0% | 1 | 0% | 0% | 1 |  |  |  |  | 0% | [5 empty] | 0% | 0% | 0% | 1 | 0% | 0% | 0% | 1 | 0% | 0% | 0% | 1 | 0% | 0% | 0% | 1 | 0% | 0% | 0% | 1 | 0% | 0% | 0% | 1 | 0% | 0% | 0% | 1 | 0% | 0% | 1 |  |  |  |  | 0% | [5 empty] | 0% | 0% | 0% | 1 | 0% | 0% | 0% | 1 | 0% | 0% | 0% | 1 | 0% | 0% | 0% | 1 | 0% | 0% | 0% | 1 | 0% | 0% | 0% | 1 | 0% | 0% | 0% | 1 | 0% | 0% | 1 |  |  |  |  | 0% | [5 empty] | 100% | 0% | 100% | 5 | 35.91% | 0% | 0% | 1 | 0.007458% | 0% | 0% | 1 | 57.46% | 0% | 0% | 2 | 63.59% | 0% | 0% | 2 | 60.34% | 0% | 0% | 2 | 1.609% | 0% | 0% | 1
50 | Magunden | Central_Valley_North_Los_Banos | 0 | 0 | 0 | 0% | 0% | 1 |  |  |  |  | 0% | [5 empty] | 0% | 0% | 0% | 1 | 0% | 0% | 0% | 1 | 0% | 0% | 0% | 1 | 0% | 0% | 0% | 1 | 0% | 0% | 0% | 1 | 0% | 0% | 0% | 1 | 0% | 0% | 0% | 1 | 0% | 0% | 1 |  |  |  |  | 0% | [5 empty] | 0% | 0% | 0% | 1 | 0% | 0% | 0% | 1 | 0% | 0% | 0% | 1 | 0% | 0% | 0% | 1 | 0% | 0% | 0% | 1 | 0% | 0% | 0% | 1 | 0% | 0% | 0% | 1 | 0% | 0% | 1 |  |  |  |  | 0% | [5 empty] | 30.3% | 69.7% | 100% | 5 | 93.08% | 0% | 0% | 4 | 21.43% | 0% | 0% | 1 | 29.24% | 0% | 0% | 1 | 100% | 0% | 0% | 5 | 48.39% | 0% | 0% | 1 | 1.967% | 0% | 0% | 1 | 0% | 0% | 1 |  |  |  |  | 0.2683% | [5 empty] | 54.1% | 45.9% | 100% | 5 | 37.64% | 0% | 0% | 1 | 9.853% | 0% | 0% | 1 | 26.1% | 0% | 0% | 1 | 53.44% | 0% | 0% | 2 | 62.34% | 0% | 0% | 2 | 2.616% | 0% | 0% | 1
51 | Midway | Central_Valley_North_Los_Banos | 0 | 0 | 0 | 0% | 0% | 1 |  |  |  |  | 0% | [5 empty] | 0% | 0% | 0% | 1 | 0% | 0% | 0% | 1 | 0% | 0% | 0% | 1 | 0% | 0% | 0% | 1 | 0% | 0% | 0% | 1 | 0% | 0% | 0% | 1 | 0% | 0% | 0% | 1 | 0% | 0% | 1 |  |  |  |  | 0% | [5 empty] | 0% | 0% | 0% | 1 | 0% | 0% | 0% | 1 | 0% | 0% | 0% | 1 | 0% | 0% | 0% | 1 | 0% | 0% | 0% | 1 | 0% | 0% | 0% | 1 | 0% | 0% | 0% | 1 | 0% | 0% | 1 |  |  |  |  | 0% | [5 empty] | 0% | 0% | 0% | 1 | 0% | 0% | 0% | 1 | 0% | 0% | 0% | 1 | 0% | 0% | 0% | 1 | 0% | 0% | 0% | 1 | 0% | 0% | 0% | 1 | 0% | 0% | 0% | 1 | 0% | 0% | 1 |  |  |  |  | 0% | [5 empty] | 0% | 0% | 0% | 1 | 33.33% | 0% | 0% | 1 | 4.415% | 0% | 0% | 1 | 26.23% | 0% | 0% | 1 | 45.46% | 0% | 0% | 1 | 33.5% | 0% | 0% | 1 | 0.7522% | 0% | 0% | 1
52 | Norco | Central_Valley_North_Los_Banos | 0 | 0 | 0 | 0% | 0% | 1 |  |  |  |  | 0% | [5 empty] | 0% | 0% | 0% | 1 | 0% | 0% | 0% | 1 | 0% | 0% | 0% | 1 | 0% | 0% | 0% | 1 | 0% | 0% | 0% | 1 | 0% | 0% | 0% | 1 | 0% | 0% | 0% | 1 | 0% | 0% | 1 |  |  |  |  | 0% | [5 empty] | 0% | 0% | 0% | 1 | 0% | 0% | 0% | 1 | 0% | 0% | 0% | 1 | 0% | 0% | 0% | 1 | 0% | 0% | 0% | 1 | 0% | 0% | 0% | 1 | 0% | 0% | 0% | 1 | 0% | 0% | 1 |  |  |  |  | 0% | [5 empty] | 0% | 0% | 0% | 1 | 0% | 0% | 0% | 1 | 0% | 0% | 0% | 1 | 0% | 0% | 0% | 1 | 0% | 0% | 0% | 1 | 0% | 0% | 0% | 1 | 0% | 0% | 0% | 1 | 0% | 0% | 1 |  |  |  |  | 0% | [5 empty] | 86.46% | 0.05547% | 86.52% | 5 | 5.106% | 0% | 0% | 1 | 0% | 0% | 0% | 1 | 0% | 0% | 0% | 1 | 5.106% | 0% | 0% | 1 | 78.28% | 0% | 0% | 3 | 3.294% | 0% | 0% | 1
53 | Rio Bravo | Central_Valley_North_Los_Banos | 0 | 0 | 0 | 0% | 0% | 1 |  |  |  |  | 0% | [5 empty] | 0% | 0% | 0% | 1 | 0% | 0% | 0% | 1 | 0% | 0% | 0% | 1 | 0% | 0% | 0% | 1 | 0% | 0% | 0% | 1 | 0% | 0% | 0% | 1 | 0% | 0% | 0% | 1 | 0% | 0% | 1 |  |  |  |  | 0% | [5 empty] | 0% | 0% | 0% | 1 | 0% | 0% | 0% | 1 | 0% | 0% | 0% | 1 | 0% | 0% | 0% | 1 | 0% | 0% | 0% | 1 | 0% | 0% | 0% | 1 | 0% | 0% | 0% | 1 | 0% | 0% | 1 |  |  |  |  | 0% | [5 empty] | 0% | 0% | 0% | 1 | 0% | 0% | 0% | 1 | 0% | 0% | 0% | 1 | 0% | 0% | 0% | 1 | 0% | 0% | 0% | 1 | 0% | 0% | 0% | 1 | 0% | 0% | 0% | 1 | 0% | 0% | 1 |  |  |  |  | 0% | [5 empty] | 0% | 0% | 0% | 1 | 0% | 0% | 0% | 1 | 0% | 0% | 0% | 1 | 0% | 0% | 0% | 1 | 0% | 0% | 0% | 1 | 0% | 0% | 0% | 1 | 0% | 0% | 0% | 1
54 | Rosedale | Central_Valley_North_Los_Banos | 0 | 0 | 0 | 0% | 0% | 1 |  |  |  |  | 0% | [5 empty] | 0% | 0% | 0% | 1 | 0% | 0% | 0% | 1 | 0% | 0% | 0% | 1 | 0% | 0% | 0% | 1 | 0% | 0% | 0% | 1 | 0% | 0% | 0% | 1 | 0% | 0% | 0% | 1 | 0% | 0% | 1 |  |  |  |  | 0% | [5 empty] | 0% | 0% | 0% | 1 | 0% | 0% | 0% | 1 | 0% | 0% | 0% | 1 | 0% | 0% | 0% | 1 | 0% | 0% | 0% | 1 | 0% | 0% | 0% | 1 | 0% | 0% | 0% | 1 | 0% | 0% | 1 |  |  |  |  | 0% | [5 empty] | 0% | 0% | 0% | 1 | 0% | 0% | 0% | 1 | 0% | 0% | 0% | 1 | 0% | 0% | 0% | 1 | 0% | 0% | 0% | 1 | 0% | 0% | 0% | 1 | 0% | 0% | 0% | 1 | 0% | 0% | 1 |  |  |  |  | 0% | [5 empty] | 29.34% | 70.66% | 100% | 5 | 66.37% | 0% | 0% | 2 | 16.78% | 0% | 0% | 1 | 27.93% | 0% | 0% | 1 | 79.54% | 0% | 0% | 3 | 43.91% | 0% | 0% | 1 | 2.823% | 0% | 0% | 1
55 | Semitropic | Central_Valley_North_Los_Banos | 0 | 0 | 0 | 0% | 0% | 1 |  |  |  |  | 0% | [5 empty] | 0% | 0% | 0% | 1 | 0% | 0% | 0% | 1 | 0% | 0% | 0% | 1 | 0% | 0% | 0% | 1 | 0% | 0% | 0% | 1 | 0% | 0% | 0% | 1 | 0% | 0% | 0% | 1 | 0% | 0% | 1 |  |  |  |  | 0% | [5 empty] | 0% | 0% | 0% | 1 | 0% | 0% | 0% | 1 | 0% | 0% | 0% | 1 | 0% | 0% | 0% | 1 | 0% | 0% | 0% | 1 | 0% | 0% | 0% | 1 | 0% | 0% | 0% | 1 | 0% | 0% | 1 |  |  |  |  | 0% | [5 empty] | 0% | 0% | 0% | 1 | 0% | 0% | 0% | 1 | 0% | 0% | 0% | 1 | 0% | 0% | 0% | 1 | 0% | 0% | 0% | 1 | 0% | 0% | 0% | 1 | 0% | 0% | 0% | 1 | 0% | 0% | 1 |  |  |  |  | 0% | [5 empty] | 0% | 0% | 0% | 1 | 11.52% | 0% | 0% | 1 | 10.7% | 0% | 0% | 1 | 10.84% | 0% | 0% | 1 | 22.23% | 0% | 0% | 1 | 8.387% | 0% | 0% | 1 | 0% | 0% | 0% | 1
56 | Shafter | Central_Valley_North_Los_Banos | 0 | 0 | 0 | 0% | 0% | 1 |  |  |  |  | 0% | [5 empty] | 0% | 0% | 0% | 1 | 0% | 0% | 0% | 1 | 0% | 0% | 0% | 1 | 0% | 0% | 0% | 1 | 0% | 0% | 0% | 1 | 0% | 0% | 0% | 1 | 0% | 0% | 0% | 1 | 0% | 0% | 1 |  |  |  |  | 0% | [5 empty] | 0% | 0% | 0% | 1 | 0% | 0% | 0% | 1 | 0% | 0% | 0% | 1 | 0% | 0% | 0% | 1 | 0% | 0% | 0% | 1 | 0% | 0% | 0% | 1 | 0% | 0% | 0% | 1 | 0% | 0% | 1 |  |  |  |  | 0% | [5 empty] | 0% | 0% | 0% | 1 | 0% | 0% | 0% | 1 | 0% | 0% | 0% | 1 | 0% | 0% | 0% | 1 | 0% | 0% | 0% | 1 | 0% | 0% | 0% | 1 | 0% | 0% | 0% | 1 | 0% | 0% | 1 |  |  |  |  | 0% | [5 empty] | 0% | 0% | 0% | 1 | 0% | 0% | 0% | 1 | 0% | 0% | 0% | 1 | 0% | 0% | 0% | 1 | 0% | 0% | 0% | 1 | 0% | 0% | 0% | 1 | 0% | 0% | 0% | 1
57 | Smyrna | Central_Valley_North_Los_Banos | 0 | 0 | 0 | 0% | 0% | 1 |  |  |  |  | 0% | [5 empty] | 0% | 0% | 0% | 1 | 0% | 0% | 0% | 1 | 0% | 0% | 0% | 1 | 0% | 0% | 0% | 1 | 0% | 0% | 0% | 1 | 0% | 0% | 0% | 1 | 0% | 0% | 0% | 1 | 0% | 0% | 1 |  |  |  |  | 0% | [5 empty] | 0% | 0% | 0% | 1 | 0% | 0% | 0% | 1 | 0% | 0% | 0% | 1 | 0% | 0% | 0% | 1 | 0% | 0% | 0% | 1 | 0% | 0% | 0% | 1 | 0% | 0% | 0% | 1 | 0% | 0% | 1 |  |  |  |  | 0% | [5 empty] | 0% | 0% | 0% | 1 | 0% | 0% | 0% | 1 | 0% | 0% | 0% | 1 | 0% | 0% | 0% | 1 | 0% | 0% | 0% | 1 | 0% | 0% | 0% | 1 | 0% | 0% | 0% | 1 | 0% | 0% | 1 |  |  |  |  | 0% | [5 empty] | 0% | 0% | 0% | 1 | 0% | 0% | 0% | 1 | 0% | 0% | 0% | 1 | 0% | 0% | 0% | 1 | 0% | 0% | 0% | 1 | 0% | 0% | 0% | 1 | 0% | 0% | 0% | 1
58 | Stockdale | Central_Valley_North_Los_Banos | 0 | 0 | 0 | 0% | 0% | 1 |  |  |  |  | 0% | [5 empty] | 0% | 0% | 0% | 1 | 0% | 0% | 0% | 1 | 0% | 0% | 0% | 1 | 0% | 0% | 0% | 1 | 0% | 0% | 0% | 1 | 0% | 0% | 0% | 1 | 0% | 0% | 0% | 1 | 0% | 0% | 1 |  |  |  |  | 0% | [5 empty] | 0% | 0% | 0% | 1 | 0% | 0% | 0% | 1 | 0% | 0% | 0% | 1 | 0% | 0% | 0% | 1 | 0% | 0% | 0% | 1 | 0% | 0% | 0% | 1 | 0% | 0% | 0% | 1 | 0% | 0% | 1 |  |  |  |  | 0% | [5 empty] | 0% | 0% | 0% | 1 | 0% | 0% | 0% | 1 | 0% | 0% | 0% | 1 | 0% | 0% | 0% | 1 | 0% | 0% | 0% | 1 | 0% | 0% | 0% | 1 | 0% | 0% | 0% | 1 | 0% | 0% | 1 |  |  |  |  | 0% | [5 empty] | 23.14% | 76.53% | 99.66% | 5 | 63.73% | 0% | 0% | 2 | 15.96% | 0% | 0% | 1 | 25.61% | 0% | 0% | 1 | 75% | 0% | 0% | 3 | 39.69% | 0% | 0% | 1 | 2.736% | 0% | 0% | 1
59 | Taft | Central_Valley_North_Los_Banos | 0 | 0 | 0 | 0% | 0% | 1 |  |  |  |  | 0% | [5 empty] | 0% | 0% | 0% | 1 | 0% | 0% | 0% | 1 | 0% | 0% | 0% | 1 | 0% | 0% | 0% | 1 | 0% | 0% | 0% | 1 | 0% | 0% | 0% | 1 | 0% | 0% | 0% | 1 | 0% | 0% | 1 |  |  |  |  | 0% | [5 empty] | 0% | 0% | 0% | 1 | 0% | 0% | 0% | 1 | 0% | 0% | 0% | 1 | 0% | 0% | 0% | 1 | 0% | 0% | 0% | 1 | 0% | 0% | 0% | 1 | 0% | 0% | 0% | 1 | 0% | 0% | 1 |  |  |  |  | 0% | [5 empty] | 88.69% | 0% | 88.69% | 5 | 0% | 0% | 0% | 1 | 0% | 0% | 0% | 1 | 0% | 0% | 0% | 1 | 0% | 0% | 0% | 1 | 89.44% | 0% | 0% | 3 | 2.19% | 0% | 0% | 1 | 0% | 0% | 1 |  |  |  |  | 0% | [5 empty] | 19.33% | 0.4721% | 19.8% | 2 | 3.741% | 0% | 0% | 1 | 8.335% | 0% | 0% | 1 | 16.14% | 0% | 0% | 1 | 18.22% | 0% | 0% | 1 | 54.51% | 0% | 0% | 2 | 0.8131% | 0% | 0% | 1
60 | Temblor | Central_Valley_North_Los_Banos | 0 | 0 | 0 | 0% | 0% | 1 |  |  |  |  | 0% | [5 empty] | 0% | 0% | 0% | 1 | 13.62% | 0% | 0% | 1 | 27.99% | 0% | 0% | 1 | 27.99% | 0% | 0% | 1 | 35.01% | 0% | 0% | 1 | 0.604% | 0% | 0% | 1 | 0% | 0% | 0% | 1 | 0% | 0% | 1 |  |  |  |  | 0% | [5 empty] | 0% | 0% | 0% | 1 | 22.29% | 0% | 0% | 1 | 5.996% | 0% | 0% | 1 | 22.56% | 0% | 0% | 1 | 32.08% | 0% | 0% | 1 | 16.01% | 0% | 0% | 1 | 0.3386% | 0% | 0% | 1 | 0% | 0% | 1 |  |  |  |  | 0% | [5 empty] | 0% | 0% | 0% | 1 | 36.95% | 0% | 0% | 1 | 2.727% | 0% | 0% | 1 | 18.98% | 0% | 0% | 1 | 47.21% | 0% | 0% | 1 | 52.44% | 0% | 0% | 2 | 2.218% | 0% | 0% | 1 | 0% | 0% | 1 |  |  |  |  | 0% | [5 empty] | 11.05% | 0.6133% | 11.67% | 2 | 41.5% | 0% | 0% | 1 | 7.752% | 0% | 0% | 1 | 13.82% | 0% | 0% | 1 | 52.34% | 0% | 0% | 2 | 68.38% | 0% | 0% | 2 | 1.923% | 0% | 0% | 1
61 | Tupman | Central_Valley_North_Los_Banos | 0 | 0 | 0 | 0% | 0% | 1 |  |  |  |  | 0% | [5 empty] | 0% | 0% | 0% | 1 | 0% | 0% | 0% | 1 | 0% | 0% | 0% | 1 | 0% | 0% | 0% | 1 | 0% | 0% | 0% | 1 | 0% | 0% | 0% | 1 | 0% | 0% | 0% | 1 | 0% | 0% | 1 |  |  |  |  | 0% | [5 empty] | 0% | 0% | 0% | 1 | 0% | 0% | 0% | 1 | 0% | 0% | 0% | 1 | 0% | 0% | 0% | 1 | 0% | 0% | 0% | 1 | 0% | 0% | 0% | 1 | 0% | 0% | 0% | 1 | 0% | 0% | 1 |  |  |  |  | 0% | [5 empty] | 0% | 0% | 0% | 1 | 0% | 0% | 0% | 1 | 0% | 0% | 0% | 1 | 0% | 0% | 0% | 1 | 0% | 0% | 0% | 1 | 0% | 0% | 0% | 1 | 0% | 0% | 0% | 1 | 0% | 0% | 1 |  |  |  |  | 0% | [5 empty] | 0% | 0% | 0% | 1 | 0% | 0% | 0% | 1 | 0% | 0% | 0% | 1 | 0% | 0% | 0% | 1 | 0% | 0% | 0% | 1 | 0% | 0% | 0% | 1 | 0% | 0% | 0% | 1
62 | Westpark | Central_Valley_North_Los_Banos | 0 | 0 | 0 | 0% | 0% | 1 |  |  |  |  | 0% | [5 empty] | 0% | 0% | 0% | 1 | 0% | 0% | 0% | 1 | 0% | 0% | 0% | 1 | 0% | 0% | 0% | 1 | 0% | 0% | 0% | 1 | 0% | 0% | 0% | 1 | 0% | 0% | 0% | 1 | 0% | 0% | 1 |  |  |  |  | 0% | [5 empty] | 0% | 0% | 0% | 1 | 0% | 0% | 0% | 1 | 0% | 0% | 0% | 1 | 0% | 0% | 0% | 1 | 0% | 0% | 0% | 1 | 0% | 0% | 0% | 1 | 0% | 0% | 0% | 1 | 0% | 0% | 1 |  |  |  |  | 0% | [5 empty] | 0% | 0% | 0% | 1 | 0% | 0% | 0% | 1 | 0% | 0% | 0% | 1 | 0% | 0% | 0% | 1 | 0% | 0% | 0% | 1 | 0% | 0% | 0% | 1 | 0% | 0% | 0% | 1 | 0% | 0% | 1 |  |  |  |  | 0% | [5 empty] | 33.73% | 66.27% | 100% | 5 | 58.35% | 0% | 0% | 2 | 16.56% | 0% | 0% | 1 | 28% | 0% | 0% | 1 | 70.4% | 0% | 0% | 3 | 46.66% | 0% | 0% | 1 | 2.786% | 0% | 0% | 1
63 | Wheeler Ridge | Central_Valley_North_Los_Banos | 0 | 0 | 0 | 0% | 0% | 1 |  |  |  |  | 0% | [5 empty] | 0% | 0% | 0% | 1 | 0% | 0% | 0% | 1 | 0% | 0% | 0% | 1 | 0% | 0% | 0% | 1 | 0% | 0% | 0% | 1 | 0% | 0% | 0% | 1 | 0% | 0% | 0% | 1 | 0% | 0% | 1 |  |  |  |  | 0% | [5 empty] | 7.979% | 0% | 7.979% | 1 | 100% | 0% | 0% | 5 | 85.44% | 0% | 0% | 3 | 85.44% | 0% | 0% | 3 | 100% | 0% | 0% | 5 | 89.66% | 0% | 0% | 3 | 3.025% | 0% | 0% | 1 | 0% | 0% | 1 |  |  |  |  | 0.0004995% | [5 empty] | 61.8% | 9.778% | 71.57% | 3 | 70.83% | 0% | 0% | 3 | 47.21% | 0% | 0% | 1 | 66.93% | 0% | 0% | 2 | 92.84% | 0% | 0% | 4 | 58.56% | 0% | 0% | 2 | 3.753% | 0% | 0% | 1 | 0% | 0% | 1 |  |  |  |  | 0.778% | [5 empty] | 75.33% | 14.45% | 89.78% | 5 | 57.65% | 0% | 0% | 2 | 40.11% | 0% | 0% | 1 | 40.49% | 0% | 0% | 1 | 80.09% | 0% | 0% | 3 | 46.96% | 0% | 0% | 1 | 2.368% | 0% | 0% | 1
64 | Kern Oil | Central_Valley_North_Los_Banos | 0 | 0 | 0 | 0% | 0% | 1 |  |  |  |  | 0% | [5 empty] | 0% | 0% | 0% | 1 | 0% | 0% | 0% | 1 | 0% | 0% | 0% | 1 | 0% | 0% | 0% | 1 | 0% | 0% | 0% | 1 | 0% | 0% | 0% | 1 | 0% | 0% | 0% | 1 | 0% | 0% | 1 |  |  |  |  | 0% | [5 empty] | 0% | 0% | 0% | 1 | 0% | 0% | 0% | 1 | 0% | 0% | 0% | 1 | 0% | 0% | 0% | 1 | 0% | 0% | 0% | 1 | 0% | 0% | 0% | 1 | 0% | 0% | 0% | 1 | 0% | 0% | 1 |  |  |  |  | 0% | [5 empty] | 100% | 0% | 100% | 5 | 100% | 0% | 0% | 5 | 0% | 0% | 0% | 1 | 0% | 0% | 0% | 1 | 100% | 0% | 0% | 5 | 15.28% | 0% | 0% | 1 | 0% | 0% | 0% | 1 | 0% | 0% | 1 |  |  |  |  | 0% | [5 empty] | 42.92% | 57.08% | 100% | 5 | 52.2% | 0% | 0% | 2 | 16.95% | 0% | 0% | 1 | 31.72% | 0% | 0% | 1 | 68.85% | 0% | 0% | 2 | 51.37% | 0% | 0% | 2 | 2.889% | 0% | 0% | 1
65 | Inyokern | Greater_Kramer (Exclude) | 0 | 0 | 0 | 0% | 0% | 1 |  |  |  |  | 0% | [5 empty] | 0% | 0% | 0% | 1 | 57.83% | 0% | 0% | 2 | 26.29% | 0% | 0% | 1 | 8.628% | 0% | 0% | 1 | 62.23% | 0% | 0% | 2 | 37.49% | 0% | 0% | 1 | 0.002182% | 0% | 0% | 1 | 0% | 0% | 1 |  |  |  |  | 0% | [5 empty] | 3.822% | 0% | 3.822% | 1 | 57.77% | 0% | 0% | 2 | 26.1% | 0% | 0% | 1 | 11.33% | 0% | 0% | 1 | 65.37% | 0% | 0% | 2 | 37.68% | 0% | 0% | 1 | 0.2597% | 0% | 0% | 1 | 0% | 0% | 1 |  |  |  |  | 0.04211% | [5 empty] | 18.76% | 0% | 18.76% | 1 | 51.83% | 0% | 0% | 2 | 31.83% | 0% | 0% | 1 | 20.85% | 0% | 0% | 1 | 69.06% | 0% | 0% | 2 | 37.39% | 0% | 0% | 1 | 0.3353% | 0% | 0% | 1 | 0% | 0% | 1 |  |  |  |  | 1.24% | [5 empty] | 13.64% | 8.351% | 21.99% | 2 | 16.34% | 0% | 0% | 1 | 31.74% | 0% | 0% | 1 | 20.19% | 0% | 0% | 1 | 48.16% | 0% | 0% | 1 | 48.89% | 0% | 0% | 1 | 2.758% | 0% | 0% | 1
66 | Pastoria | Central_Valley_North_Los_Banos | 0 | 0 | 0 | 0% | 0% | 1 |  |  |  |  | 0.0004916% | [5 empty] | 70.46% | 0% | 70.46% | 3 | 86.02% | 0% | 0% | 3 | 66.96% | 0% | 0% | 2 | 79.43% | 0% | 0% | 3 | 100% | 0% | 0% | 5 | 67.29% | 0% | 0% | 2 | 3.012% | 0% | 0% | 1 | 0% | 0% | 1 |  |  |  |  | 1.406% | [5 empty] | 81.76% | 0.3244% | 82.08% | 5 | 65.07% | 0% | 0% | 2 | 64.84% | 0% | 0% | 2 | 69.08% | 0% | 0% | 2 | 96.78% | 0% | 0% | 5 | 48.87% | 0% | 0% | 1 | 2.884% | 0% | 0% | 1 | 0% | 0% | 1 |  |  |  |  | 1.213% | [5 empty] | 80.13% | 2.872% | 83% | 5 | 57.39% | 0% | 0% | 2 | 47.89% | 0% | 0% | 1 | 40.31% | 0% | 0% | 1 | 85.25% | 0% | 0% | 3 | 42.72% | 0% | 0% | 1 | 1.948% | 0% | 0% | 1 | 0% | 0% | 1 |  |  |  |  | 1.061% | [5 empty] | 61% | 13.8% | 74.8% | 3 | 46.39% | 0% | 0% | 1 | 35.19% | 0% | 0% | 1 | 30.52% | 0% | 0% | 1 | 72.74% | 0% | 0% | 3 | 39.3% | 0% | 0% | 1 | 2.703% | 0% | 0% | 1
67 | Ransburg | Greater_Kramer (Exclude) | 0 | 0 | 0 | 0% | 0% | 1 |  |  |  |  | 0% | [5 empty] | 0% | 0% | 0% | 1 | 43.08% | 0% | 0% | 1 | 0.02567% | 0% | 0% | 1 | 0% | 0% | 0% | 1 | 43.11% | 0% | 0% | 1 | 57.14% | 0% | 0% | 2 | 0% | 0% | 0% | 1 | 0% | 0% | 1 |  |  |  |  | 0% | [5 empty] | 0% | 0% | 0% | 1 | 47.09% | 0% | 0% | 1 | 20.54% | 0% | 0% | 1 | 3.57% | 0% | 0% | 1 | 65.7% | 0% | 0% | 2 | 61.38% | 0% | 0% | 2 | 0.04086% | 0% | 0% | 1 | 0% | 0% | 1 |  |  |  |  | 0.00358% | [5 empty] | 0% | 0% | 0% | 1 | 36.93% | 0% | 0% | 1 | 23.76% | 0% | 0% | 1 | 4.399% | 0% | 0% | 1 | 57.67% | 0% | 0% | 2 | 53.97% | 0% | 0% | 2 | 0.573% | 0% | 0% | 1 | 0% | 0% | 1 |  |  |  |  | 0.001855% | [5 empty] | 0.03196% | 0% | 0.03196% | 1 | 36.92% | 0% | 0% | 1 | 24.41% | 0% | 0% | 1 | 6.555% | 0% | 0% | 1 | 56.64% | 0% | 0% | 2 | 47.84% | 0% | 0% | 1 | 0.5235% | 0% | 0% | 1
68 | Sycamore | Central_Valley_North_Los_Banos | 0 | 0 | 0 | 0% | 0% | 1 |  |  |  |  | 0% | [5 empty] | 0% | 0% | 0% | 1 | 0% | 0% | 0% | 1 | 0% | 0% | 0% | 1 | 0% | 0% | 0% | 1 | 0% | 0% | 0% | 1 | 0% | 0% | 0% | 1 | 0% | 0% | 0% | 1 | 0% | 0% | 1 |  |  |  |  | 0% | [5 empty] | 0% | 0% | 0% | 1 | 0% | 0% | 0% | 1 | 0% | 0% | 0% | 1 | 0% | 0% | 0% | 1 | 0% | 0% | 0% | 1 | 0% | 0% | 0% | 1 | 0% | 0% | 0% | 1 | 0% | 0% | 1 |  |  |  |  | 0% | [5 empty] | 100% | 0% | 100% | 5 | 88.51% | 0% | 0% | 3 | 0% | 0% | 0% | 1 | 84.34% | 0% | 0% | 3 | 100% | 0% | 0% | 5 | 40.97% | 0% | 0% | 1 | 0.1133% | 0% | 0% | 1 | 0% | 0% | 1 |  |  |  |  | 0% | [5 empty] | 40.65% | 59.35% | 100% | 5 | 48.44% | 0% | 0% | 1 | 20.37% | 0% | 0% | 1 | 37.23% | 0% | 0% | 1 | 71.45% | 0% | 0% | 3 | 54.5% | 0% | 0% | 2 | 3.019% | 0% | 0% | 1
69 | Avenal | Central_Valley_North_Los_Banos | 0 | 0 | 0 | 0% | 0% | 1 |  |  |  |  | 0% | [5 empty] | 0.2039% | 0% | 0.2039% | 1 | 63.16% | 0% | 0% | 2 | 0% | 0% | 0% | 1 | 32.42% | 0% | 0% | 1 | 78.32% | 0% | 0% | 3 | 52.54% | 0% | 0% | 2 | 0.2618% | 0% | 0% | 1 | 0% | 0% | 1 |  |  |  |  | 22.83% | [5 empty] | 7.022% | 0% | 7.022% | 1 | 45.02% | 0% | 0% | 1 | 0% | 0% | 0% | 1 | 17.97% | 0% | 0% | 1 | 52.76% | 0% | 0% | 2 | 57.88% | 0% | 0% | 2 | 0.6148% | 0% | 0% | 1 | 0% | 0% | 1 |  |  |  |  | 44.57% | [5 empty] | 7.872% | 0% | 7.872% | 1 | 26.32% | 0% | 0% | 1 | 6.743% | 0% | 0% | 1 | 19.22% | 0% | 0% | 1 | 37.81% | 0% | 0% | 1 | 35.31% | 0% | 0% | 1 | 0.5137% | 0% | 0% | 1 | 0% | 0% | 1 |  |  |  |  | 35.82% | [5 empty] | 2.742% | 0% | 2.742% | 1 | 27.32% | 0% | 0% | 1 | 3.055% | 0% | 0% | 1 | 11.33% | 0% | 0% | 1 | 32.36% | 0% | 0% | 1 | 22.7% | 0% | 0% | 1 | 1.192% | 0% | 0% | 1
70 | Corcoran | Central_Valley_North_Los_Banos | 0 | 0 | 0 | 0% | 0% | 1 |  |  |  |  | 3.259% | [5 empty] | 0% | 0% | 0% | 1 | 0% | 0% | 0% | 1 | 0% | 0% | 0% | 1 | 0% | 0% | 0% | 1 | 0% | 0% | 0% | 1 | 0% | 0% | 0% | 1 | 1.834% | 0% | 0% | 1 | 0% | 0% | 1 |  |  |  |  | 10.17% | [5 empty] | 0% | 0% | 0% | 1 | 0% | 0% | 0% | 1 | 0% | 0% | 0% | 1 | 0% | 0% | 0% | 1 | 0% | 0% | 0% | 1 | 0% | 0% | 0% | 1 | 3.207% | 0% | 0% | 1 | 0% | 0% | 1 |  |  |  |  | 15.96% | [5 empty] | 0% | 0% | 0% | 1 | 0.05346% | 0% | 0% | 1 | 0% | 0% | 0% | 1 | 0% | 0% | 0% | 1 | 0.05346% | 0% | 0% | 1 | 0% | 0% | 0% | 1 | 4.033% | 0% | 0% | 1 | 0% | 0% | 1 |  |  |  |  | 45.6% | [5 empty] | 0% | 0% | 0% | 1 | 3.836% | 0% | 0% | 1 | 1.01% | 0% | 0% | 1 | 3.746% | 0% | 0% | 1 | 5.763% | 0% | 0% | 1 | 0.2457% | 0% | 0% | 1 | 2.551% | 0% | 0% | 1
71 | Henrietta | Central_Valley_North_Los_Banos | 0 | 0 | 0 | 0% | 0% | 1 |  |  |  |  | 54.46% | [5 empty] | 0% | 0% | 0% | 1 | 1.685% | 0% | 0% | 1 | 1.641% | 0% | 0% | 1 | 1.785% | 0% | 0% | 1 | 3.298% | 0% | 0% | 1 | 0% | 0% | 0% | 1 | 3.095% | 0% | 0% | 1 | 0% | 0% | 1 |  |  |  |  | 57.26% | [5 empty] | 0% | 0% | 0% | 1 | 5.307% | 0% | 0% | 1 | 2.556% | 0% | 0% | 1 | 6.026% | 0% | 0% | 1 | 10.84% | 0% | 0% | 1 | 0% | 0% | 0% | 1 | 1.872% | 0% | 0% | 1 | 0% | 0% | 1 |  |  |  |  | 51.69% | [5 empty] | 0% | 0% | 0% | 1 | 6.457% | 0% | 0% | 1 | 1.572% | 0% | 0% | 1 | 4.842% | 0% | 0% | 1 | 10.42% | 0% | 0% | 1 | 0.1222% | 0% | 0% | 1 | 1.611% | 0% | 0% | 1 | 0% | 0% | 1 |  |  |  |  | 48.36% | [5 empty] | 0% | 0% | 0% | 1 | 11.58% | 0% | 0% | 1 | 2.895% | 0% | 0% | 1 | 5.43% | 0% | 0% | 1 | 14.35% | 0% | 0% | 1 | 2.554% | 0% | 0% | 1 | 1.246% | 0% | 0% | 1
72 | Eagle Rock (PGE) | Mendocino_Marin | 131 | 5240 | 15 | 999.9% | 9.074% | 4 |  |  |  |  | 2.687% | [5 empty] | 11.16% | 84.03% | 95.18% | 5 | 69.02% | 29.29% | 0% | 2 | 61.32% | 23.46% | 0% | 2 | 78.97% | 43.15% | 0% | 3 | 100% | 999% | 9.074% | 5 | 35.85% | 14.15% | 0% | 1 | 1.227% | 999% | 9.074% | 4 | 375.8% | 4.249% | 4 |  |  |  |  | 2.927% | [5 empty] | 29.6% | 64.23% | 93.84% | 5 | 68.06% | 17.85% | 0% | 2 | 49.13% | 11.21% | 0% | 1 | 77.52% | 25.37% | 0% | 3 | 97.5% | 228.3% | 3.287% | 5 | 41.21% | 9.699% | 0% | 1 | 1.272% | 228.3% | 3.287% | 4 | 56.34% | 0% | 3 |  |  |  |  | 2.196% | [5 empty] | 49.69% | 44.8% | 94.49% | 5 | 65.71% | 9.581% | 0% | 2 | 34.41% | 5.01% | 0% | 1 | 65.98% | 9.657% | 0% | 2 | 89.21% | 30.46% | 0% | 3 | 52.05% | 6.852% | 0% | 2 | 1.253% | 30.46% | 0% | 2 | 33.58% | 0% | 2 |  |  |  |  | 1.539% | [5 empty] | 64.34% | 32.27% | 96.62% | 5 | 52.36% | 3.664% | 0% | 2 | 31.27% | 2.539% | 0% | 1 | 60.28% | 4.395% | 0% | 2 | 82.88% | 10.2% | 0% | 3 | 66.46% | 5.204% | 0% | 2 | 1.15% | 10.2% | 0% | 1
73 | Leavitt | Northern_California | 0 | 0 | 0 | 0% | 0% | 1 |  |  |  |  | 0% | [5 empty] | 95% | 0% | 95% | 5 | 55.31% | 0% | 0% | 2 | 23.74% | 0% | 0% | 1 | 25.77% | 0% | 0% | 1 | 76.92% | 0% | 0% | 3 | 69.73% | 0% | 0% | 2 | 8.27% | 0% | 0% | 1 | 0% | 0% | 1 |  |  |  |  | 0% | [5 empty] | 96.72% | 0% | 96.72% | 5 | 43.36% | 0% | 0% | 1 | 21.56% | 0% | 0% | 1 | 19.27% | 0% | 0% | 1 | 60.92% | 0% | 0% | 2 | 66.43% | 0% | 0% | 2 | 8.002% | 0% | 0% | 1 | 0% | 0% | 1 |  |  |  |  | 0% | [5 empty] | 97% | 0% | 97% | 5 | 41.24% | 0% | 0% | 1 | 14.14% | 0% | 0% | 1 | 14.09% | 0% | 0% | 1 | 53.8% | 0% | 0% | 2 | 63.45% | 0% | 0% | 2 | 8.161% | 0% | 0% | 1 | 0% | 0% | 1 |  |  |  |  | 0% | [5 empty] | 94.64% | 0% | 94.64% | 5 | 35.99% | 0% | 0% | 1 | 10.53% | 0% | 0% | 1 | 15.6% | 0% | 0% | 1 | 49.11% | 0% | 0% | 1 | 70.44% | 0% | 0% | 3 | 8.262% | 0% | 0% | 1
74 | Madeline | Northern_California | 0 | 0 | 0 | 0% | 0% | 1 |  |  |  |  | 0% | [5 empty] | 72.77% | 0% | 72.77% | 3 | 20% | 0% | 0% | 1 | 5.823% | 0% | 0% | 1 | 6.181% | 0% | 0% | 1 | 26.45% | 0% | 0% | 1 | 80.11% | 0% | 0% | 3 | 24.34% | 0% | 0% | 1 | 0% | 0% | 1 |  |  |  |  | 0% | [5 empty] | 84.58% | 0% | 84.58% | 5 | 28.99% | 0% | 0% | 1 | 5.405% | 0% | 0% | 1 | 9.486% | 0% | 0% | 1 | 37.56% | 0% | 0% | 1 | 85.15% | 0% | 0% | 3 | 16.89% | 0% | 0% | 1 | 0% | 0% | 1 |  |  |  |  | 0.001556% | [5 empty] | 87.53% | 0% | 87.53% | 5 | 38.66% | 0% | 0% | 1 | 8.15% | 0% | 0% | 1 | 11.74% | 0% | 0% | 1 | 47.56% | 0% | 0% | 1 | 84.9% | 0% | 0% | 3 | 14.24% | 0% | 0% | 1 | 0% | 0% | 1 |  |  |  |  | 0.006018% | [5 empty] | 91.81% | 0% | 91.81% | 5 | 44.83% | 0% | 0% | 1 | 11.14% | 0% | 0% | 1 | 12.22% | 0% | 0% | 1 | 51.96% | 0% | 0% | 2 | 82.33% | 0% | 0% | 3 | 11.26% | 0% | 0% | 1
75 | Antelope | Tehachapi | 156 | 6240 | 0 | 21.64% | 0% | 2 |  |  |  |  | 0.9732% | [5 empty] | 17.58% | 47.08% | 64.66% | 5 | 2.967% | 9.25% | 0% | 1 | 32.51% | 13.3% | 0% | 1 | 34.18% | 13.64% | 0% | 1 | 40.14% | 14.99% | 0% | 1 | 25.29% | 12.01% | 0% | 1 | 3.942% | 14.99% | 0% | 1 | 11.91% | 0% | 1 |  |  |  |  | 1.465% | [5 empty] | 14.91% | 40.58% | 55.49% | 5 | 11.43% | 5.675% | 0% | 1 | 27.56% | 6.939% | 0% | 1 | 20.87% | 6.352% | 0% | 1 | 41.25% | 8.556% | 0% | 1 | 24.41% | 6.649% | 0% | 1 | 3.741% | 8.556% | 0% | 1 | 6.777% | 0% | 1 |  |  |  |  | 2.57% | [5 empty] | 24.36% | 30.11% | 54.47% | 5 | 13.82% | 3.119% | 0% | 1 | 31.52% | 3.924% | 0% | 1 | 20.05% | 3.362% | 0% | 1 | 46.06% | 4.983% | 0% | 1 | 21.24% | 3.412% | 0% | 1 | 2.785% | 4.983% | 0% | 1 | 5.699% | 0% | 1 |  |  |  |  | 1.972% | [5 empty] | 32.27% | 25.24% | 57.5% | 4 | 29.74% | 2.035% | 0% | 1 | 38.33% | 2.318% | 0% | 1 | 26.74% | 1.952% | 0% | 1 | 63.7% | 3.939% | 0% | 2 | 33.62% | 2.154% | 0% | 1 | 3.07% | 3.939% | 0% | 1
76 | Arcogen | Greater_LA | 0 | 0 | 0 | 0% | 0% | 1 |  |  |  |  | 0% | [5 empty] | 0.7993% | 0% | 0.7993% | 1 | 0.01645% | 0% | 0% | 1 | 2.751% | 0% | 0% | 1 | 59.25% | 0% | 0% | 2 | 59.26% | 0% | 0% | 2 | 0% | 0% | 0% | 1 | 0.2108% | 0% | 0% | 1 | 0% | 0% | 1 |  |  |  |  | 0% | [5 empty] | 2.239% | 0% | 2.239% | 1 | 0.1764% | 0% | 0% | 1 | 11.48% | 0% | 0% | 1 | 61.58% | 0% | 0% | 2 | 61.76% | 0% | 0% | 2 | 0% | 0% | 0% | 1 | 0.4406% | 0% | 0% | 1 | 0% | 0% | 1 |  |  |  |  | 0% | [5 empty] | 1.522% | 0% | 1.522% | 1 | 0.1199% | 0% | 0% | 1 | 13.44% | 0% | 0% | 1 | 72.83% | 0% | 0% | 3 | 72.95% | 0% | 0% | 3 | 0% | 0% | 0% | 1 | 1.289% | 0% | 0% | 1 | 0% | 0% | 1 |  |  |  |  | 0% | [5 empty] | 1.673% | 3.522% | 5.195% | 2 | 0.5443% | 0% | 0% | 1 | 13.94% | 0% | 0% | 1 | 73.45% | 0% | 0% | 3 | 74% | 0% | 0% | 3 | 1.95% | 0% | 0% | 1 | 3.235% | 0% | 0% | 1
77 | Bailey | Tehachapi | 0 | 0 | 0 | 0% | 0% | 1 |  |  |  |  | 1.452% | [5 empty] | 86.07% | 0% | 86.07% | 5 | 61.32% | 0% | 0% | 2 | 53.32% | 0% | 0% | 2 | 45.69% | 0% | 0% | 1 | 93.47% | 0% | 0% | 4 | 48.59% | 0% | 0% | 1 | 2.589% | 0% | 0% | 1 | 0% | 0% | 1 |  |  |  |  | 1.55% | [5 empty] | 74.92% | 3.525% | 78.45% | 5 | 56.48% | 0% | 0% | 2 | 49.29% | 0% | 0% | 1 | 36.24% | 0% | 0% | 1 | 87.09% | 0% | 0% | 3 | 41% | 0% | 0% | 1 | 2.289% | 0% | 0% | 1 | 0% | 0% | 1 |  |  |  |  | 0.938% | [5 empty] | 66.53% | 10.26% | 76.79% | 5 | 51.91% | 0% | 0% | 2 | 36.45% | 0% | 0% | 1 | 27.86% | 0% | 0% | 1 | 75.88% | 0% | 0% | 3 | 42.52% | 0% | 0% | 1 | 3.267% | 0% | 0% | 1 | 0% | 0% | 1 |  |  |  |  | 1.77% | [5 empty] | 48.31% | 27.12% | 75.43% | 5 | 44% | 0% | 0% | 1 | 30.98% | 0% | 0% | 1 | 26.54% | 0% | 0% | 1 | 68.18% | 0% | 0% | 2 | 37.72% | 0% | 0% | 1 | 3.843% | 0% | 0% | 1
78 | Center | Greater_LA | 0 | 0 | 0 | 0% | 0% | 1 |  |  |  |  | 0% | [5 empty] | 0% | 0% | 0% | 1 | 0% | 0% | 0% | 1 | 0% | 0% | 0% | 1 | 0% | 0% | 0% | 1 | 0% | 0% | 0% | 1 | 0% | 0% | 0% | 1 | 0% | 0% | 0% | 1 | 0% | 0% | 1 |  |  |  |  | 0% | [5 empty] | 0% | 0% | 0% | 1 | 0% | 0% | 0% | 1 | 14.02% | 0% | 0% | 1 | 52.09% | 0% | 0% | 2 | 52.09% | 0% | 0% | 2 | 0% | 0% | 0% | 1 | 0.5809% | 0% | 0% | 1 | 0% | 0% | 1 |  |  |  |  | 0% | [5 empty] | 0.4913% | 0% | 0.4913% | 1 | 0.02882% | 0% | 0% | 1 | 9.221% | 0% | 0% | 1 | 71.15% | 0% | 0% | 3 | 71.18% | 0% | 0% | 3 | 0% | 0% | 0% | 1 | 0.4209% | 0% | 0% | 1 | 0% | 0% | 1 |  |  |  |  | 0% | [5 empty] | 1.245% | 20.34% | 21.58% | 4 | 3.96% | 0% | 0% | 1 | 12.62% | 0% | 0% | 1 | 66% | 0% | 0% | 2 | 68.41% | 0% | 0% | 2 | 18.39% | 0% | 0% | 1 | 6.931% | 0% | 0% | 1
79 | Del Amo | Greater_LA | 0 | 0 | 0 | 0% | 0% | 1 |  |  |  |  | 0% | [5 empty] | 0% | 0% | 0% | 1 | 0% | 0% | 0% | 1 | 20.53% | 0% | 0% | 1 | 40.59% | 0% | 0% | 1 | 40.59% | 0% | 0% | 1 | 0% | 0% | 0% | 1 | 0.8% | 0% | 0% | 1 | 0% | 0% | 1 |  |  |  |  | 0% | [5 empty] | 0% | 0% | 0% | 1 | 0% | 0% | 0% | 1 | 8.714% | 0% | 0% | 1 | 72.44% | 0% | 0% | 3 | 72.44% | 0% | 0% | 3 | 0% | 0% | 0% | 1 | 0.6722% | 0% | 0% | 1 | 0% | 0% | 1 |  |  |  |  | 0% | [5 empty] | 1.286% | 0% | 1.286% | 1 | 0.1013% | 0% | 0% | 1 | 14.06% | 0% | 0% | 1 | 76.68% | 0% | 0% | 3 | 76.78% | 0% | 0% | 3 | 0% | 0% | 0% | 1 | 3.482% | 0% | 0% | 1 | 0% | 0% | 1 |  |  |  |  | 0% | [5 empty] | 1.36% | 3.873% | 5.233% | 2 | 2.743% | 0% | 0% | 1 | 15.33% | 0% | 0% | 1 | 74.84% | 0% | 0% | 3 | 77.58% | 0% | 0% | 3 | 1.972% | 0% | 0% | 1 | 3.281% | 0% | 0% | 1
80 | El Nido | Greater_LA | 0 | 0 | 0 | 0% | 0% | 1 |  |  |  |  | 0% | [5 empty] | 21.71% | 0% | 21.71% | 2 | 2.863% | 0% | 0% | 1 | 30.28% | 0% | 0% | 1 | 54.56% | 0% | 0% | 2 | 57.42% | 0% | 0% | 2 | 0% | 0% | 0% | 1 | 0.1711% | 0% | 0% | 1 | 0% | 0% | 1 |  |  |  |  | 0% | [5 empty] | 2.905% | 0% | 2.905% | 1 | 0.2165% | 0% | 0% | 1 | 2.514% | 0% | 0% | 1 | 55.68% | 0% | 0% | 2 | 55.9% | 0% | 0% | 2 | 0% | 0% | 0% | 1 | 0.1421% | 0% | 0% | 1 | 0% | 0% | 1 |  |  |  |  | 0% | [5 empty] | 3.289% | 0.7311% | 4.02% | 2 | 1.002% | 0% | 0% | 1 | 5.863% | 0% | 0% | 1 | 57.79% | 0% | 0% | 2 | 58.8% | 0% | 0% | 2 | 0% | 0% | 0% | 1 | 0.2148% | 0% | 0% | 1 | 0% | 0% | 1 |  |  |  |  | 0% | [5 empty] | 1.821% | 12.09% | 13.91% | 3 | 0.6726% | 0% | 0% | 1 | 14.54% | 0% | 0% | 1 | 64.28% | 0% | 0% | 2 | 64.95% | 0% | 0% | 2 | 0% | 0% | 0% | 1 | 2.44% | 0% | 0% | 1
81 | Goodrich | Greater_LA | 0 | 0 | 0 | 0% | 0% | 1 |  |  |  |  | 0% | [5 empty] | 0% | 0% | 0% | 1 | 0% | 0% | 0% | 1 | 0% | 0% | 0% | 1 | 0% | 0% | 0% | 1 | 0% | 0% | 0% | 1 | 0% | 0% | 0% | 1 | 0% | 0% | 0% | 1 | 0% | 0% | 1 |  |  |  |  | 0% | [5 empty] | 0% | 100% | 100% | 5 | 0% | 0% | 0% | 1 | 0.1447% | 0% | 0% | 1 | 17.26% | 0% | 0% | 1 | 17.26% | 0% | 0% | 1 | 96.41% | 0% | 0% | 5 | 23.82% | 0% | 0% | 1 | 0% | 0% | 1 |  |  |  |  | 0.2819% | [5 empty] | 0% | 100% | 100% | 5 | 45.49% | 0% | 0% | 1 | 0.03007% | 0% | 0% | 1 | 30.86% | 0% | 0% | 1 | 55.17% | 0% | 0% | 2 | 81.63% | 0% | 0% | 3 | 19.16% | 0% | 0% | 1 | 0% | 0% | 1 |  |  |  |  | 0.09191% | [5 empty] | 14.15% | 58.12% | 72.27% | 5 | 23.09% | 0% | 0% | 1 | 49.07% | 0% | 0% | 1 | 49.5% | 0% | 0% | 1 | 69.57% | 0% | 0% | 2 | 31.98% | 0% | 0% | 1 | 3.851% | 0% | 0% | 1
82 | Gould | Greater_LA | 0 | 0 | 0 | 0% | 0% | 1 |  |  |  |  | 0% | [5 empty] | 0% | 100% | 100% | 5 | 23.8% | 0% | 0% | 1 | 0.09936% | 0% | 0% | 1 | 36.11% | 0% | 0% | 1 | 36.11% | 0% | 0% | 1 | 99.03% | 0% | 0% | 5 | 26.58% | 0% | 0% | 1 | 0% | 0% | 1 |  |  |  |  | 0.4601% | [5 empty] | 0% | 100% | 100% | 5 | 48.73% | 0% | 0% | 1 | 0.02517% | 0% | 0% | 1 | 25.8% | 0% | 0% | 1 | 56.8% | 0% | 0% | 2 | 75.11% | 0% | 0% | 3 | 15.89% | 0% | 0% | 1 | 0% | 0% | 1 |  |  |  |  | 0.239% | [5 empty] | 0% | 100% | 100% | 5 | 31.5% | 0% | 0% | 1 | 0.01307% | 0% | 0% | 1 | 13.42% | 0% | 0% | 1 | 35.71% | 0% | 0% | 1 | 48.84% | 0% | 0% | 1 | 10.16% | 0% | 0% | 1 | 0% | 0% | 1 |  |  |  |  | 0.4186% | [5 empty] | 8.577% | 68.83% | 77.4% | 5 | 19.9% | 0% | 0% | 1 | 36.98% | 0% | 0% | 1 | 33.55% | 0% | 0% | 1 | 57.09% | 0% | 0% | 2 | 39.21% | 0% | 0% | 1 | 5.313% | 0% | 0% | 1
83 | Harborgen | Greater_LA | 0 | 0 | 0 | 0% | 0% | 1 |  |  |  |  | 0% | [5 empty] | 0.1538% | 0% | 0.1538% | 1 | 0% | 0% | 0% | 1 | 8.219% | 0% | 0% | 1 | 61.46% | 0% | 0% | 2 | 61.46% | 0% | 0% | 2 | 0% | 0% | 0% | 1 | 0.4327% | 0% | 0% | 1 | 0% | 0% | 1 |  |  |  |  | 0% | [5 empty] | 1.908% | 0% | 1.908% | 1 | 0.1504% | 0% | 0% | 1 | 9.785% | 0% | 0% | 1 | 66.95% | 0% | 0% | 2 | 67.1% | 0% | 0% | 2 | 0% | 0% | 0% | 1 | 0.4545% | 0% | 0% | 1 | 0% | 0% | 1 |  |  |  |  | 0% | [5 empty] | 1.365% | 0% | 1.365% | 1 | 0.1076% | 0% | 0% | 1 | 15.73% | 0% | 0% | 1 | 75.5% | 0% | 0% | 3 | 75.61% | 0% | 0% | 3 | 0% | 0% | 0% | 1 | 3.51% | 0% | 0% | 1 | 0% | 0% | 1 |  |  |  |  | 0% | [5 empty] | 1.709% | 3.931% | 5.639% | 2 | 0.478% | 0% | 0% | 1 | 13.86% | 0% | 0% | 1 | 72.88% | 0% | 0% | 3 | 73.36% | 0% | 0% | 3 | 2.677% | 0% | 0% | 1 | 3.208% | 0% | 0% | 1
84 | Hinson | Greater_LA | 0 | 0 | 0 | 0% | 0% | 1 |  |  |  |  | 0% | [5 empty] | 0.08526% | 0% | 0.08526% | 1 | 0% | 0% | 0% | 1 | 4.469% | 0% | 0% | 1 | 59.96% | 0% | 0% | 2 | 59.96% | 0% | 0% | 2 | 0% | 0% | 0% | 1 | 0.2664% | 0% | 0% | 1 | 0% | 0% | 1 |  |  |  |  | 0% | [5 empty] | 2.165% | 0% | 2.165% | 1 | 0.1706% | 0% | 0% | 1 | 11.1% | 0% | 0% | 1 | 62.67% | 0% | 0% | 2 | 62.84% | 0% | 0% | 2 | 0% | 0% | 0% | 1 | 0.5156% | 0% | 0% | 1 | 0% | 0% | 1 |  |  |  |  | 0% | [5 empty] | 1.458% | 0% | 1.458% | 1 | 0.1149% | 0% | 0% | 1 | 16.79% | 0% | 0% | 1 | 73.88% | 0% | 0% | 3 | 73.99% | 0% | 0% | 3 | 0% | 0% | 0% | 1 | 1.83% | 0% | 0% | 1 | 0% | 0% | 1 |  |  |  |  | 0% | [5 empty] | 1.763% | 1.268% | 3.031% | 2 | 0.5039% | 0% | 0% | 1 | 14.27% | 0% | 0% | 1 | 75.19% | 0% | 0% | 3 | 75.69% | 0% | 0% | 3 | 0.7498% | 0% | 0% | 1 | 3.311% | 0% | 0% | 1
85 | La Cienega | Greater_LA | 0 | 0 | 0 | 0% | 0% | 1 |  |  |  |  | 0% | [5 empty] | 0.1342% | 0% | 0.1342% | 1 | 0.7167% | 0% | 0% | 1 | 51.7% | 0% | 0% | 2 | 59.15% | 0% | 0% | 2 | 59.86% | 0% | 0% | 2 | 0% | 0% | 0% | 1 | 0.2921% | 0% | 0% | 1 | 0% | 0% | 1 |  |  |  |  | 0% | [5 empty] | 22.18% | 4.104% | 26.29% | 2 | 11.54% | 0% | 0% | 1 | 26.24% | 0% | 0% | 1 | 47.28% | 0% | 0% | 1 | 58.82% | 0% | 0% | 2 | 0% | 0% | 0% | 1 | 0.278% | 0% | 0% | 1 | 0% | 0% | 1 |  |  |  |  | 0% | [5 empty] | 5.01% | 2.018% | 7.028% | 2 | 1.529% | 0% | 0% | 1 | 3.208% | 0% | 0% | 1 | 56.34% | 0% | 0% | 2 | 57.87% | 0% | 0% | 2 | 0% | 0% | 0% | 1 | 0.2077% | 0% | 0% | 1 | 0% | 0% | 1 |  |  |  |  | 0.07994% | [5 empty] | 0.8103% | 73.09% | 73.9% | 5 | 43.93% | 0% | 0% | 1 | 3.392% | 0% | 0% | 1 | 27.05% | 0% | 0% | 1 | 62.9% | 0% | 0% | 2 | 50.9% | 0% | 0% | 2 | 10.89% | 0% | 0% | 1
86 | La Fresa | Greater_LA | 0 | 0 | 0 | 0% | 0% | 1 |  |  |  |  | 0% | [5 empty] | 5.696% | 0% | 5.696% | 1 | 0.4488% | 0% | 0% | 1 | 2.298% | 0% | 0% | 1 | 72.04% | 0% | 0% | 3 | 72.49% | 0% | 0% | 3 | 0% | 0% | 0% | 1 | 0.02682% | 0% | 0% | 1 | 0% | 0% | 1 |  |  |  |  | 0% | [5 empty] | 2.584% | 0% | 2.584% | 1 | 0.2036% | 0% | 0% | 1 | 3.339% | 0% | 0% | 1 | 55.79% | 0% | 0% | 2 | 56% | 0% | 0% | 2 | 0% | 0% | 0% | 1 | 0.2256% | 0% | 0% | 1 | 0% | 0% | 1 |  |  |  |  | 0% | [5 empty] | 2.872% | 0.197% | 3.069% | 2 | 0.5767% | 0% | 0% | 1 | 12.71% | 0% | 0% | 1 | 60.95% | 0% | 0% | 2 | 61.52% | 0% | 0% | 2 | 0% | 0% | 0% | 1 | 0.4458% | 0% | 0% | 1 | 0% | 0% | 1 |  |  |  |  | 0% | [5 empty] | 1.64% | 10.29% | 11.93% | 3 | 0.6058% | 0% | 0% | 1 | 13.23% | 0% | 0% | 1 | 67.86% | 0% | 0% | 2 | 68.47% | 0% | 0% | 2 | 0.5378% | 0% | 0% | 1 | 3.908% | 0% | 0% | 1
87 | Laguna Bell | Greater_LA | 0 | 0 | 0 | 0% | 0% | 1 |  |  |  |  | 0% | [5 empty] | 0% | 0% | 0% | 1 | 0% | 0% | 0% | 1 | 0% | 0% | 0% | 1 | 0% | 0% | 0% | 1 | 0% | 0% | 0% | 1 | 0% | 0% | 0% | 1 | 0% | 0% | 0% | 1 | 0% | 0% | 1 |  |  |  |  | 0% | [5 empty] | 0% | 0% | 0% | 1 | 0% | 0% | 0% | 1 | 12.66% | 0% | 0% | 1 | 31.25% | 0% | 0% | 1 | 31.25% | 0% | 0% | 1 | 0% | 0% | 0% | 1 | 3.421% | 0% | 0% | 1 | 0% | 0% | 1 |  |  |  |  | 0% | [5 empty] | 0.5619% | 0% | 0.5619% | 1 | 0.03739% | 0% | 0% | 1 | 13.04% | 0% | 0% | 1 | 62.66% | 0% | 0% | 2 | 62.7% | 0% | 0% | 2 | 0% | 0% | 0% | 1 | 0.4531% | 0% | 0% | 1 | 0% | 0% | 1 |  |  |  |  | 0% | [5 empty] | 0.9323% | 46.39% | 47.32% | 5 | 23.8% | 0% | 0% | 1 | 8.495% | 0% | 0% | 1 | 54.84% | 0% | 0% | 2 | 69.22% | 0% | 0% | 2 | 39.14% | 0% | 0% | 1 | 9.14% | 0% | 0% | 1
88 | Lighthipe | Greater_LA | 0 | 0 | 0 | 0% | 0% | 1 |  |  |  |  | 0% | [5 empty] | 0% | 0% | 0% | 1 | 0% | 0% | 0% | 1 | 1.622% | 0% | 0% | 1 | 42.48% | 0% | 0% | 1 | 42.48% | 0% | 0% | 1 | 0% | 0% | 0% | 1 | 0.3526% | 0% | 0% | 1 | 0% | 0% | 1 |  |  |  |  | 0% | [5 empty] | 0.658% | 0% | 0.658% | 1 | 0.03798% | 0% | 0% | 1 | 11.68% | 0% | 0% | 1 | 62.52% | 0% | 0% | 2 | 62.55% | 0% | 0% | 2 | 0% | 0% | 0% | 1 | 0.4494% | 0% | 0% | 1 | 0% | 0% | 1 |  |  |  |  | 0% | [5 empty] | 1.55% | 0% | 1.55% | 1 | 0.1222% | 0% | 0% | 1 | 11.95% | 0% | 0% | 1 | 72.46% | 0% | 0% | 3 | 72.58% | 0% | 0% | 3 | 0% | 0% | 0% | 1 | 1.243% | 0% | 0% | 1 | 0% | 0% | 1 |  |  |  |  | 0% | [5 empty] | 1.663% | 4.163% | 5.826% | 2 | 3.091% | 0% | 0% | 1 | 15.13% | 0% | 0% | 1 | 74.38% | 0% | 0% | 3 | 77.48% | 0% | 0% | 3 | 1.964% | 0% | 0% | 1 | 3.272% | 0% | 0% | 1
89 | Mesa (SCE) | Greater_LA | 0 | 0 | 0 | 0% | 0% | 1 |  |  |  |  | 0% | [5 empty] | 0% | 0% | 0% | 1 | 0% | 0% | 0% | 1 | 0% | 0% | 0% | 1 | 0% | 0% | 0% | 1 | 0% | 0% | 0% | 1 | 0% | 0% | 0% | 1 | 0% | 0% | 0% | 1 | 0% | 0% | 1 |  |  |  |  | 0% | [5 empty] | 0% | 0% | 0% | 1 | 0% | 0% | 0% | 1 | 0% | 0% | 0% | 1 | 0% | 0% | 0% | 1 | 0% | 0% | 0% | 1 | 0% | 0% | 0% | 1 | 0% | 0% | 0% | 1 | 0% | 0% | 1 |  |  |  |  | 0% | [5 empty] | 0% | 0.7103% | 0.7103% | 2 | 0% | 0% | 0% | 1 | 9.458% | 0% | 0% | 1 | 38.91% | 0% | 0% | 1 | 38.91% | 0% | 0% | 1 | 0.7103% | 0% | 0% | 1 | 1.166% | 0% | 0% | 1 | 0% | 0% | 1 |  |  |  |  | 0.191% | [5 empty] | 0.7274% | 62.35% | 63.08% | 5 | 22.18% | 0% | 0% | 1 | 14.53% | 0% | 0% | 1 | 47.63% | 0% | 0% | 1 | 62.38% | 0% | 0% | 2 | 37.47% | 0% | 0% | 1 | 8.921% | 0% | 0% | 1
90 | Olinda | Greater_LA | 0 | 0 | 0 | 0% | 0% | 1 |  |  |  |  | 0% | [5 empty] | 0% | 0% | 0% | 1 | 0% | 0% | 0% | 1 | 0% | 0% | 0% | 1 | 0% | 0% | 0% | 1 | 0% | 0% | 0% | 1 | 0% | 0% | 0% | 1 | 0% | 0% | 0% | 1 | 0% | 0% | 1 |  |  |  |  | 0% | [5 empty] | 0% | 100% | 100% | 5 | 91.09% | 0% | 0% | 4 | 8.915% | 0% | 0% | 1 | 8.915% | 0% | 0% | 1 | 100% | 0% | 0% | 5 | 55.5% | 0% | 0% | 2 | 2.47% | 0% | 0% | 1 | 0% | 0% | 1 |  |  |  |  | 0% | [5 empty] | 0% | 14.99% | 14.99% | 3 | 10.15% | 0% | 0% | 1 | 27.98% | 0% | 0% | 1 | 86% | 0% | 0% | 3 | 96.15% | 0% | 0% | 5 | 7.632% | 0% | 0% | 1 | 1.076% | 0% | 0% | 1 | 0% | 0% | 1 |  |  |  |  | 0% | [5 empty] | 0.3906% | 7.585% | 7.976% | 2 | 5.55% | 0% | 0% | 1 | 14.34% | 0% | 0% | 1 | 73.89% | 0% | 0% | 3 | 78.51% | 0% | 0% | 3 | 5.244% | 0% | 0% | 1 | 3.6% | 0% | 0% | 1
91 | Pardee | Tehachapi | 0 | 0 | 0 | 0% | 0% | 1 |  |  |  |  | 1.931% | [5 empty] | 8.543% | 91.36% | 99.91% | 5 | 68.53% | 0% | 0% | 2 | 0.5141% | 0% | 0% | 1 | 8.037% | 0% | 0% | 1 | 73.56% | 0% | 0% | 3 | 61.58% | 0% | 0% | 2 | 9.501% | 0% | 0% | 1 | 0% | 0% | 1 |  |  |  |  | 3.281% | [5 empty] | 16.9% | 82.92% | 99.82% | 5 | 66.42% | 0% | 0% | 2 | 1.763% | 0% | 0% | 1 | 4.152% | 0% | 0% | 1 | 69.23% | 0% | 0% | 2 | 56.66% | 0% | 0% | 2 | 11.02% | 0% | 0% | 1 | 0% | 0% | 1 |  |  |  |  | 2.086% | [5 empty] | 19.53% | 80.35% | 99.89% | 5 | 54.18% | 0% | 0% | 2 | 5.762% | 0% | 0% | 1 | 9.189% | 0% | 0% | 1 | 62.87% | 0% | 0% | 2 | 55.22% | 0% | 0% | 2 | 9.528% | 0% | 0% | 1 | 0% | 0% | 1 |  |  |  |  | 1.748% | [5 empty] | 32.99% | 46.55% | 79.55% | 5 | 38% | 0% | 0% | 1 | 24.06% | 0% | 0% | 1 | 18.3% | 0% | 0% | 1 | 60.81% | 0% | 0% | 2 | 37.53% | 0% | 0% | 1 | 5.653% | 0% | 0% | 1
92 | Rio Hondo | Greater_LA | 0 | 0 | 0 | 0% | 0% | 1 |  |  |  |  | 0% | [5 empty] | 0% | 0% | 0% | 1 | 0% | 0% | 0% | 1 | 0% | 0% | 0% | 1 | 0% | 0% | 0% | 1 | 0% | 0% | 0% | 1 | 0% | 0% | 0% | 1 | 0% | 0% | 0% | 1 | 0% | 0% | 1 |  |  |  |  | 0% | [5 empty] | 0% | 100% | 100% | 5 | 0% | 0% | 0% | 1 | 0% | 0% | 0% | 1 | 0% | 0% | 0% | 1 | 0% | 0% | 0% | 1 | 100% | 0% | 0% | 5 | 0% | 0% | 0% | 1 | 0% | 0% | 1 |  |  |  |  | 0% | [5 empty] | 0% | 100% | 100% | 5 | 0.01921% | 0% | 0% | 1 | 0.1985% | 0% | 0% | 1 | 15.97% | 0% | 0% | 1 | 15.99% | 0% | 0% | 1 | 95.39% | 0% | 0% | 5 | 19.2% | 0% | 0% | 1 | 0% | 0% | 1 |  |  |  |  | 0.09604% | [5 empty] | 19.28% | 49.23% | 68.51% | 5 | 30.39% | 0% | 0% | 1 | 58.53% | 0% | 0% | 2 | 61.43% | 0% | 0% | 2 | 77.43% | 0% | 0% | 3 | 33.55% | 0% | 0% | 1 | 4.145% | 0% | 0% | 1
93 | Saugus | Tehachapi | 0 | 0 | 0 | 0% | 0% | 1 |  |  |  |  | 1.641% | [5 empty] | 4.37% | 95.6% | 99.97% | 5 | 66.99% | 0% | 0% | 2 | 0% | 0% | 0% | 1 | 9.305% | 0% | 0% | 1 | 72.82% | 0% | 0% | 3 | 60.7% | 0% | 0% | 2 | 8.422% | 0% | 0% | 1 | 0% | 0% | 1 |  |  |  |  | 3.361% | [5 empty] | 14.99% | 84.83% | 99.82% | 5 | 66.67% | 0% | 0% | 2 | 1.806% | 0% | 0% | 1 | 4.252% | 0% | 0% | 1 | 69.55% | 0% | 0% | 2 | 56.31% | 0% | 0% | 2 | 10.99% | 0% | 0% | 1 | 0% | 0% | 1 |  |  |  |  | 2.281% | [5 empty] | 15.97% | 83.91% | 99.88% | 5 | 57.33% | 0% | 0% | 2 | 4.033% | 0% | 0% | 1 | 8.299% | 0% | 0% | 1 | 64.49% | 0% | 0% | 2 | 54.71% | 0% | 0% | 2 | 10.22% | 0% | 0% | 1 | 0% | 0% | 1 |  |  |  |  | 1.816% | [5 empty] | 30.87% | 48.42% | 79.29% | 5 | 36.94% | 0% | 0% | 1 | 23.71% | 0% | 0% | 1 | 17.65% | 0% | 0% | 1 | 60.31% | 0% | 0% | 2 | 37.68% | 0% | 0% | 1 | 5.737% | 0% | 0% | 1
94 | Vincent | Tehachapi | 0 | 0 | 0 | 0% | 0% | 1 |  |  |  |  | 0.5284% | [5 empty] | 6.892% | 85.87% | 92.77% | 5 | 8.946% | 0% | 0% | 1 | 31.93% | 0% | 0% | 1 | 30.97% | 0% | 0% | 1 | 42.88% | 0% | 0% | 1 | 35.22% | 0% | 0% | 1 | 3.95% | 0% | 0% | 1 | 0% | 0% | 1 |  |  |  |  | 1.246% | [5 empty] | 8.395% | 56.14% | 64.53% | 5 | 10.88% | 0% | 0% | 1 | 45.3% | 0% | 0% | 1 | 35.73% | 0% | 0% | 1 | 57.32% | 0% | 0% | 2 | 31.9% | 0% | 0% | 1 | 3.729% | 0% | 0% | 1 | 0% | 0% | 1 |  |  |  |  | 3.491% | [5 empty] | 6.899% | 46.09% | 52.99% | 5 | 9.159% | 0% | 0% | 1 | 41.78% | 0% | 0% | 1 | 28.48% | 0% | 0% | 1 | 52.58% | 0% | 0% | 2 | 30.63% | 0% | 0% | 1 | 3.636% | 0% | 0% | 1 | 0% | 0% | 1 |  |  |  |  | 2.236% | [5 empty] | 10.76% | 30.33% | 41.08% | 5 | 17.45% | 0% | 0% | 1 | 41.42% | 0% | 0% | 1 | 27.01% | 0% | 0% | 1 | 55.4% | 0% | 0% | 2 | 31.32% | 0% | 0% | 1 | 3.139% | 0% | 0% | 1
95 | Borden | Central_Valley_North_Los_Banos | 0 | 0 | 0 | 0% | 0% | 1 |  |  |  |  | 48.84% | [5 empty] | 0% | 0% | 0% | 1 | 23.19% | 0% | 0% | 1 | 32.56% | 0% | 0% | 1 | 40.19% | 0% | 0% | 1 | 50.91% | 0% | 0% | 2 | 8.474% | 0% | 0% | 1 | 16.28% | 0% | 0% | 1 | 0% | 0% | 1 |  |  |  |  | 49.92% | [5 empty] | 0% | 0% | 0% | 1 | 23.25% | 0% | 0% | 1 | 26.46% | 0% | 0% | 1 | 33.47% | 0% | 0% | 1 | 45.9% | 0% | 0% | 1 | 5.96% | 0% | 0% | 1 | 12.04% | 0% | 0% | 1 | 0% | 0% | 1 |  |  |  |  | 38.3% | [5 empty] | 0% | 0% | 0% | 1 | 29.83% | 0% | 0% | 1 | 26.55% | 0% | 0% | 1 | 32.9% | 0% | 0% | 1 | 48.25% | 0% | 0% | 1 | 5.59% | 0% | 0% | 1 | 13.32% | 0% | 0% | 1 | 0% | 0% | 1 |  |  |  |  | 34.82% | [5 empty] | 0% | 0% | 0% | 1 | 36.41% | 0% | 0% | 1 | 20.57% | 0% | 0% | 1 | 24.99% | 0% | 0% | 1 | 48.04% | 0% | 0% | 1 | 7.384% | 0% | 0% | 1 | 10.92% | 0% | 0% | 1
96 | Dairyland | Central_Valley_North_Los_Banos | 0 | 0 | 0 | 0% | 0% | 1 |  |  |  |  | 28.09% | [5 empty] | 0% | 0% | 0% | 1 | 40% | 0% | 0% | 1 | 8.198% | 0% | 0% | 1 | 11.17% | 0% | 0% | 1 | 45.35% | 0% | 0% | 1 | 0.1142% | 0% | 0% | 1 | 5.882% | 0% | 0% | 1 | 0% | 0% | 1 |  |  |  |  | 27.47% | [5 empty] | 0% | 0% | 0% | 1 | 51.01% | 0% | 0% | 2 | 23.94% | 0% | 0% | 1 | 30.41% | 0% | 0% | 1 | 61.41% | 0% | 0% | 2 | 4.035% | 0% | 0% | 1 | 15.25% | 0% | 0% | 1 | 0% | 0% | 1 |  |  |  |  | 29.91% | [5 empty] | 0% | 0% | 0% | 1 | 49.31% | 0% | 0% | 1 | 24.48% | 0% | 0% | 1 | 30.26% | 0% | 0% | 1 | 58.78% | 0% | 0% | 2 | 8.528% | 0% | 0% | 1 | 13.49% | 0% | 0% | 1 | 0% | 0% | 1 |  |  |  |  | 32.16% | [5 empty] | 0% | 0% | 0% | 1 | 42.15% | 0% | 0% | 1 | 25.36% | 0% | 0% | 1 | 32.54% | 0% | 0% | 1 | 55.81% | 0% | 0% | 2 | 11.49% | 0% | 0% | 1 | 13.37% | 0% | 0% | 1
97 | Gregg | Central_Valley_North_Los_Banos | 140 | 5600 | 10 | 8.971% | 0% | 1 |  |  |  |  | 62.57% | [5 empty] | 0% | 0% | 0% | 1 | 10.22% | 6.53% | 0% | 1 | 20.44% | 7.369% | 0% | 1 | 23.14% | 7.627% | 0% | 1 | 32.89% | 8.736% | 0% | 1 | 6.146% | 6.247% | 0% | 1 | 9.927% | 8.736% | 0% | 1 | 4.583% | 0% | 1 |  |  |  |  | 58.07% | [5 empty] | 0% | 0% | 0% | 1 | 15.01% | 3.449% | 0% | 1 | 22.01% | 3.758% | 0% | 1 | 26.78% | 4.003% | 0% | 1 | 35.04% | 4.512% | 0% | 1 | 4.909% | 3.082% | 0% | 1 | 9.869% | 4.512% | 0% | 1 | 2.627% | 0% | 1 |  |  |  |  | 46.7% | [5 empty] | 0% | 0% | 0% | 1 | 17.5% | 1.964% | 0% | 1 | 22.7% | 2.096% | 0% | 1 | 27.9% | 2.247% | 0% | 1 | 36.96% | 2.57% | 0% | 1 | 3.89% | 1.685% | 0% | 1 | 9.21% | 2.57% | 0% | 1 | 1.412% | 0% | 1 |  |  |  |  | 35.11% | [5 empty] | 0% | 0% | 0% | 1 | 32.94% | 1.168% | 0% | 1 | 18.26% | 0.9581% | 0% | 1 | 22.26% | 1.007% | 0% | 1 | 43.41% | 1.384% | 0% | 1 | 5.628% | 0.8299% | 0% | 1 | 9.951% | 1.384% | 0% | 1
98 | Newhall | Central_Valley_North_Los_Banos | 0 | 0 | 0 | 0% | 0% | 1 |  |  |  |  | 16.46% | [5 empty] | 0% | 0% | 0% | 1 | 61.14% | 0% | 0% | 2 | 12.8% | 0% | 0% | 1 | 22.79% | 0% | 0% | 1 | 67.86% | 0% | 0% | 2 | 5.399% | 0% | 0% | 1 | 17% | 0% | 0% | 1 | 0% | 0% | 1 |  |  |  |  | 28.11% | [5 empty] | 0% | 0% | 0% | 1 | 38.61% | 0% | 0% | 1 | 9.566% | 0% | 0% | 1 | 17.15% | 0% | 0% | 1 | 47.55% | 0% | 0% | 1 | 2.38% | 0% | 0% | 1 | 8.877% | 0% | 0% | 1 | 0% | 0% | 1 |  |  |  |  | 32.86% | [5 empty] | 0% | 0% | 0% | 1 | 33.79% | 0% | 0% | 1 | 10.31% | 0% | 0% | 1 | 15.73% | 0% | 0% | 1 | 43.25% | 0% | 0% | 1 | 1.601% | 0% | 0% | 1 | 7.144% | 0% | 0% | 1 | 0% | 0% | 1 |  |  |  |  | 35.66% | [5 empty] | 0% | 0% | 0% | 1 | 34.68% | 0% | 0% | 1 | 19.1% | 0% | 0% | 1 | 24.36% | 0% | 0% | 1 | 45.47% | 0% | 0% | 1 | 4.668% | 0% | 0% | 1 | 9.7% | 0% | 0% | 1
99 | Ignacio | Mendocino_Marin | 0 | 0 | 0 | 0% | 0% | 1 |  |  |  |  | 0.5933% | [5 empty] | 47.59% | 39.27% | 86.86% | 5 | 71.96% | 0% | 0% | 3 | 40.81% | 0% | 0% | 1 | 65.69% | 0% | 0% | 2 | 90.51% | 0% | 0% | 4 | 60.04% | 0% | 0% | 2 | 6.3% | 0% | 0% | 1 | 0% | 0% | 1 |  |  |  |  | 0.7265% | [5 empty] | 48.37% | 19.48% | 67.86% | 3 | 62.89% | 0% | 0% | 2 | 40.9% | 0% | 0% | 1 | 69.33% | 0% | 0% | 2 | 89.52% | 0% | 0% | 3 | 55.46% | 0% | 0% | 2 | 8.648% | 0% | 0% | 1 | 0% | 0% | 1 |  |  |  |  | 0.6782% | [5 empty] | 57% | 15.58% | 72.58% | 3 | 52.95% | 0% | 0% | 2 | 34.21% | 0% | 0% | 1 | 64.27% | 0% | 0% | 2 | 84.47% | 0% | 0% | 3 | 55.08% | 0% | 0% | 2 | 8.115% | 0% | 0% | 1 | 0% | 0% | 1 |  |  |  |  | 3.065% | [5 empty] | 50.3% | 14.46% | 64.76% | 3 | 57.03% | 0% | 0% | 2 | 27.42% | 0% | 0% | 1 | 51.55% | 0% | 0% | 2 | 82.04% | 0% | 0% | 3 | 54.55% | 0% | 0% | 2 | 9.565% | 0% | 0% | 1
100 | Calpella | Mendocino_Marin | 0 | 0 | 0 | 0% | 0% | 1 |  |  |  |  | 0.2889% | [5 empty] | 97.1% | 2.899% | 100% | 5 | 7.151% | 0% | 0% | 1 | 48.3% | 0% | 0% | 1 | 63.11% | 0% | 0% | 2 | 66.97% | 0% | 0% | 2 | 88.8% | 0% | 0% | 3 | 0.7783% | 0% | 0% | 1 | 0% | 0% | 1 |  |  |  |  | 0.2644% | [5 empty] | 85.43% | 14.33% | 99.76% | 5 | 27.6% | 0% | 0% | 1 | 34.83% | 0% | 0% | 1 | 54.01% | 0% | 0% | 2 | 65.9% | 0% | 0% | 2 | 82.45% | 0% | 0% | 3 | 1.129% | 0% | 0% | 1 | 0% | 0% | 1 |  |  |  |  | 0.1963% | [5 empty] | 88.42% | 11.42% | 99.84% | 5 | 31.74% | 0% | 0% | 1 | 33.71% | 0% | 0% | 1 | 51.13% | 0% | 0% | 2 | 69.12% | 0% | 0% | 2 | 79.04% | 0% | 0% | 3 | 0.9325% | 0% | 0% | 1 | 0% | 0% | 1 |  |  |  |  | 0.3167% | [5 empty] | 82.69% | 15.31% | 98% | 5 | 43.3% | 0% | 0% | 1 | 20.01% | 0% | 0% | 1 | 36.74% | 0% | 0% | 1 | 65.66% | 0% | 0% | 2 | 71.91% | 0% | 0% | 3 | 1.658% | 0% | 0% | 1
101 | Hopland | Mendocino_Marin | 0 | 0 | 0 | 0% | 0% | 1 |  |  |  |  | 0.5649% | [5 empty] | 72.94% | 27.01% | 99.95% | 5 | 76.59% | 0% | 0% | 3 | 22.92% | 0% | 0% | 1 | 32.43% | 0% | 0% | 1 | 83.1% | 0% | 0% | 3 | 79.34% | 0% | 0% | 3 | 0.7764% | 0% | 0% | 1 | 0% | 0% | 1 |  |  |  |  | 0.2592% | [5 empty] | 75.33% | 24.55% | 99.88% | 5 | 60.14% | 0% | 0% | 2 | 27.82% | 0% | 0% | 1 | 38.95% | 0% | 0% | 1 | 80.78% | 0% | 0% | 3 | 80.14% | 0% | 0% | 3 | 0.6927% | 0% | 0% | 1 | 0% | 0% | 1 |  |  |  |  | 1.391% | [5 empty] | 72.29% | 25.03% | 97.32% | 5 | 51.45% | 0% | 0% | 2 | 34.6% | 0% | 0% | 1 | 49.92% | 0% | 0% | 1 | 78.82% | 0% | 0% | 3 | 73.58% | 0% | 0% | 3 | 0.8423% | 0% | 0% | 1 | 0% | 0% | 1 |  |  |  |  | 1.258% | [5 empty] | 73.69% | 23.4% | 97.09% | 5 | 44.49% | 0% | 0% | 1 | 25.92% | 0% | 0% | 1 | 53.24% | 0% | 0% | 2 | 74.13% | 0% | 0% | 3 | 69.23% | 0% | 0% | 2 | 0.8668% | 0% | 0% | 1
102 | Mendocino | Mendocino_Marin | 0 | 0 | 0 | 0% | 0% | 1 |  |  |  |  | 0.2556% | [5 empty] | 82.09% | 17.91% | 100% | 5 | 27.45% | 0% | 0% | 1 | 44.65% | 0% | 0% | 1 | 60.81% | 0% | 0% | 2 | 69.65% | 0% | 0% | 2 | 83.49% | 0% | 0% | 3 | 1.058% | 0% | 0% | 1 | 0% | 0% | 1 |  |  |  |  | 0.2877% | [5 empty] | 81.3% | 18.45% | 99.75% | 5 | 29.67% | 0% | 0% | 1 | 36.94% | 0% | 0% | 1 | 58.13% | 0% | 0% | 2 | 70.72% | 0% | 0% | 3 | 79.47% | 0% | 0% | 3 | 1.173% | 0% | 0% | 1 | 0% | 0% | 1 |  |  |  |  | 0.2006% | [5 empty] | 86.5% | 13.31% | 99.82% | 5 | 34.42% | 0% | 0% | 1 | 31.25% | 0% | 0% | 1 | 49.79% | 0% | 0% | 1 | 70.73% | 0% | 0% | 3 | 79.29% | 0% | 0% | 3 | 1.072% | 0% | 0% | 1 | 0% | 0% | 1 |  |  |  |  | 0.2513% | [5 empty] | 86.77% | 12.11% | 98.88% | 5 | 40.31% | 0% | 0% | 1 | 19.34% | 0% | 0% | 1 | 36.01% | 0% | 0% | 1 | 62.85% | 0% | 0% | 2 | 73.75% | 0% | 0% | 3 | 1.299% | 0% | 0% | 1
103 | Ukiah | Mendocino_Marin | 0 | 0 | 0 | 0% | 0% | 1 |  |  |  |  | 0.1723% | [5 empty] | 100% | 0% | 100% | 5 | 4.065% | 0% | 0% | 1 | 41.83% | 0% | 0% | 1 | 55.68% | 0% | 0% | 2 | 57.97% | 0% | 0% | 2 | 88.85% | 0% | 0% | 3 | 0.9122% | 0% | 0% | 1 | 0% | 0% | 1 |  |  |  |  | 0.275% | [5 empty] | 94.95% | 4.815% | 99.77% | 5 | 24.15% | 0% | 0% | 1 | 37.72% | 0% | 0% | 1 | 49.95% | 0% | 0% | 1 | 65.88% | 0% | 0% | 2 | 85.59% | 0% | 0% | 3 | 0.9666% | 0% | 0% | 1 | 0% | 0% | 1 |  |  |  |  | 0.2559% | [5 empty] | 87.75% | 12.12% | 99.87% | 5 | 35.32% | 0% | 0% | 1 | 31.33% | 0% | 0% | 1 | 49.75% | 0% | 0% | 1 | 68.78% | 0% | 0% | 2 | 80.27% | 0% | 0% | 3 | 0.8561% | 0% | 0% | 1 | 0% | 0% | 1 |  |  |  |  | 0.7031% | [5 empty] | 79.77% | 16.83% | 96.6% | 5 | 44.77% | 0% | 0% | 1 | 20.96% | 0% | 0% | 1 | 38.83% | 0% | 0% | 1 | 67.42% | 0% | 0% | 2 | 69.34% | 0% | 0% | 2 | 1.933% | 0% | 0% | 1
104 | Le Grand | Central_Valley_North_Los_Banos | 0 | 0 | 0 | 0% | 0% | 1 |  |  |  |  | 29.8% | [5 empty] | 0% | 0% | 0% | 1 | 50.78% | 0% | 0% | 2 | 47.17% | 0% | 0% | 1 | 48.86% | 0% | 0% | 1 | 64.99% | 0% | 0% | 2 | 13.45% | 0% | 0% | 1 | 21.97% | 0% | 0% | 1 | 0% | 0% | 1 |  |  |  |  | 25.14% | [5 empty] | 0% | 0% | 0% | 1 | 49.89% | 0% | 0% | 1 | 33.7% | 0% | 0% | 1 | 38.84% | 0% | 0% | 1 | 63.38% | 0% | 0% | 2 | 20.59% | 0% | 0% | 1 | 16.49% | 0% | 0% | 1 | 0% | 0% | 1 |  |  |  |  | 24% | [5 empty] | 0% | 0% | 0% | 1 | 60.56% | 0% | 0% | 2 | 33.75% | 0% | 0% | 1 | 41.47% | 0% | 0% | 1 | 71.29% | 0% | 0% | 3 | 20.57% | 0% | 0% | 1 | 17.52% | 0% | 0% | 1 | 0% | 0% | 1 |  |  |  |  | 32.59% | [5 empty] | 0% | 0% | 0% | 1 | 47.39% | 0% | 0% | 1 | 25.64% | 0% | 0% | 1 | 32.94% | 0% | 0% | 1 | 59.36% | 0% | 0% | 2 | 13.63% | 0% | 0% | 1 | 14.79% | 0% | 0% | 1
105 | Merced | Central_Valley_North_Los_Banos | 0 | 0 | 0 | 0% | 0% | 1 |  |  |  |  | 31.95% | [5 empty] | 0% | 0% | 0% | 1 | 55.06% | 0% | 0% | 2 | 34.03% | 0% | 0% | 1 | 46.27% | 0% | 0% | 1 | 71.53% | 0% | 0% | 3 | 1.691% | 0% | 0% | 1 | 16.81% | 0% | 0% | 1 | 0% | 0% | 1 |  |  |  |  | 39.36% | [5 empty] | 0% | 0% | 0% | 1 | 50.16% | 0% | 0% | 2 | 37.16% | 0% | 0% | 1 | 44.68% | 0% | 0% | 1 | 64.78% | 0% | 0% | 2 | 11.76% | 0% | 0% | 1 | 16.88% | 0% | 0% | 1 | 0% | 0% | 1 |  |  |  |  | 40.35% | [5 empty] | 0% | 0% | 0% | 1 | 48.57% | 0% | 0% | 1 | 29.5% | 0% | 0% | 1 | 36.73% | 0% | 0% | 1 | 60.52% | 0% | 0% | 2 | 15.91% | 0% | 0% | 1 | 13.76% | 0% | 0% | 1 | 0% | 0% | 1 |  |  |  |  | 31.44% | [5 empty] | 0% | 0% | 0% | 1 | 49.46% | 0% | 0% | 1 | 26.67% | 0% | 0% | 1 | 33.5% | 0% | 0% | 1 | 59.15% | 0% | 0% | 2 | 15.59% | 0% | 0% | 1 | 13.79% | 0% | 0% | 1
106 | Wilson | Central_Valley_North_Los_Banos | 200 | 8000 | 30 | 51.1% | 0% | 3 |  |  |  |  | 26.57% | [5 empty] | 0% | 0% | 0% | 1 | 56.77% | 24.92% | 0% | 2 | 50.98% | 21.97% | 0% | 2 | 54.95% | 23.91% | 0% | 2 | 77.25% | 47.36% | 0% | 3 | 18.14% | 13.16% | 0% | 1 | 26.04% | 47.36% | 0% | 2 | 16.47% | 0% | 1 |  |  |  |  | 25.52% | [5 empty] | 0% | 0% | 0% | 1 | 55.88% | 8.926% | 0% | 2 | 44.5% | 7.096% | 0% | 1 | 54.72% | 8.697% | 0% | 2 | 72.94% | 14.55% | 0% | 3 | 27.66% | 5.444% | 0% | 1 | 20.98% | 14.55% | 0% | 1 | 7.399% | 0% | 1 |  |  |  |  | 33.65% | [5 empty] | 0% | 0% | 0% | 1 | 55.78% | 4.932% | 0% | 2 | 34.33% | 3.321% | 0% | 1 | 41.65% | 3.738% | 0% | 1 | 67.73% | 6.758% | 0% | 2 | 21.43% | 2.776% | 0% | 1 | 16.18% | 6.758% | 0% | 1 | 3.152% | 0% | 1 |  |  |  |  | 30.38% | [5 empty] | 0% | 0% | 0% | 1 | 51.07% | 2.338% | 0% | 2 | 29.09% | 1.613% | 0% | 1 | 36.18% | 1.793% | 0% | 1 | 61.42% | 2.966% | 0% | 2 | 16.39% | 1.368% | 0% | 1 | 14.48% | 2.966% | 0% | 1
107 | Los Banos | Central_Valley_North_Los_Banos | 86 | 3440 | 0 | 33.46% | 0% | 2 |  |  |  |  | 9.77% | [5 empty] | 0% | 0% | 0% | 1 | 74.97% | 30.94% | 0% | 3 | 1.664% | 7.877% | 0% | 1 | 9.901% | 8.597% | 0% | 1 | 74.97% | 30.94% | 0% | 3 | 18.41% | 9.494% | 0% | 1 | 7.925% | 30.94% | 0% | 2 | 23.52% | 0% | 2 |  |  |  |  | 10.62% | [5 empty] | 7.111% | 0% | 7.111% | 1 | 75.34% | 18.01% | 0% | 3 | 9.259% | 4.895% | 0% | 1 | 15.79% | 5.275% | 0% | 1 | 78.79% | 20.94% | 0% | 3 | 34.84% | 6.816% | 0% | 1 | 9.066% | 20.94% | 0% | 2 | 9.367% | 0% | 1 |  |  |  |  | 23.95% | [5 empty] | 4.926% | 0% | 4.926% | 1 | 61.34% | 7.38% | 0% | 2 | 9.376% | 3.149% | 0% | 1 | 14.18% | 3.325% | 0% | 1 | 65.57% | 8.287% | 0% | 2 | 30.51% | 4.106% | 0% | 1 | 7.839% | 8.287% | 0% | 1 | 2.801% | 0% | 1 |  |  |  |  | 33.06% | [5 empty] | 6.442% | 0% | 6.442% | 1 | 50.93% | 2.41% | 0% | 2 | 12.28% | 1.348% | 0% | 1 | 19.03% | 1.461% | 0% | 1 | 55.53% | 2.659% | 0% | 2 | 18.51% | 1.451% | 0% | 1 | 5.941% | 2.659% | 0% | 1
108 | Coburn | Peninsula_Monterey | 100 | 4000 | 10 | 16.15% | 0% | 1 |  |  |  |  | 26.84% | [5 empty] | 18.23% | 0% | 18.23% | 1 | 40.98% | 9.509% | 0% | 1 | 2.415% | 5.751% | 0% | 1 | 19.16% | 6.942% | 0% | 1 | 50.25% | 11.28% | 0% | 2 | 30.17% | 8.036% | 0% | 1 | 2.68% | 11.28% | 0% | 1 | 11.03% | 0% | 1 |  |  |  |  | 24.86% | [5 empty] | 25.29% | 0% | 25.29% | 2 | 41.46% | 5.888% | 0% | 1 | 5.017% | 3.629% | 0% | 1 | 23.94% | 4.531% | 0% | 1 | 54.93% | 7.647% | 0% | 2 | 28.03% | 4.789% | 0% | 1 | 3.506% | 7.647% | 0% | 1 | 8.803% | 0% | 1 |  |  |  |  | 22.1% | [5 empty] | 37.82% | 0% | 37.82% | 2 | 47.14% | 4.515% | 0% | 1 | 11.63% | 2.7% | 0% | 1 | 27.95% | 3.312% | 0% | 1 | 59.69% | 5.92% | 0% | 2 | 37.15% | 3.797% | 0% | 1 | 3.892% | 5.92% | 0% | 1 | 5.488% | 0% | 1 |  |  |  |  | 22.12% | [5 empty] | 44.97% | 0% | 44.97% | 2 | 47.1% | 2.967% | 0% | 1 | 10.43% | 1.752% | 0% | 1 | 26.54% | 2.136% | 0% | 1 | 58.78% | 3.808% | 0% | 2 | 40.11% | 2.62% | 0% | 1 | 3.504% | 3.808% | 0% | 1
109 | Tulucay | Northern_California | 0 | 0 | 0 | 0% | 0% | 1 |  |  |  |  | 11.25% | [5 empty] | 63.61% | 5.853% | 69.46% | 3 | 77.08% | 0% | 0% | 3 | 9.778% | 0% | 0% | 1 | 31.59% | 0% | 0% | 1 | 81.42% | 0% | 0% | 3 | 57% | 0% | 0% | 2 | 9.475% | 0% | 0% | 1 | 0% | 0% | 1 |  |  |  |  | 6.159% | [5 empty] | 55.49% | 10.97% | 66.45% | 3 | 65.39% | 0% | 0% | 2 | 16.7% | 0% | 0% | 1 | 33.87% | 0% | 0% | 1 | 81.76% | 0% | 0% | 3 | 50.44% | 0% | 0% | 2 | 10.98% | 0% | 0% | 1 | 0% | 0% | 1 |  |  |  |  | 5.006% | [5 empty] | 56.43% | 11.71% | 68.15% | 3 | 63.52% | 0% | 0% | 2 | 21.74% | 0% | 0% | 1 | 35.8% | 0% | 0% | 1 | 82.11% | 0% | 0% | 3 | 47.73% | 0% | 0% | 1 | 13.24% | 0% | 0% | 1 | 0% | 0% | 1 |  |  |  |  | 15.5% | [5 empty] | 39.45% | 11.47% | 50.92% | 3 | 51.7% | 0% | 0% | 2 | 23.86% | 0% | 0% | 1 | 36.13% | 0% | 0% | 1 | 71.66% | 0% | 0% | 3 | 39.69% | 0% | 0% | 1 | 13.7% | 0% | 0% | 1
110 | Brunswick | Northern_California | 0 | 0 | 0 | 0% | 0% | 1 |  |  |  |  | 0% | [5 empty] | 0% | 0% | 0% | 1 | 0% | 0% | 0% | 1 | 0% | 0% | 0% | 1 | 0% | 0% | 0% | 1 | 0% | 0% | 0% | 1 | 0% | 0% | 0% | 1 | 0% | 0% | 0% | 1 | 0% | 0% | 1 |  |  |  |  | 0% | [5 empty] | 0% | 100% | 100% | 5 | 8.051% | 0% | 0% | 1 | 48.28% | 0% | 0% | 1 | 0% | 0% | 0% | 1 | 56.33% | 0% | 0% | 2 | 6.569% | 0% | 0% | 1 | 0.7343% | 0% | 0% | 1 | 0% | 0% | 1 |  |  |  |  | 0% | [5 empty] | 17.94% | 76.37% | 94.31% | 5 | 9.351% | 0% | 0% | 1 | 9.313% | 0% | 0% | 1 | 0.1233% | 0% | 0% | 1 | 18.79% | 0% | 0% | 1 | 39.61% | 0% | 0% | 1 | 0.4595% | 0% | 0% | 1 | 0% | 0% | 1 |  |  |  |  | 12.12% | [5 empty] | 31.97% | 18.39% | 50.36% | 3 | 41.1% | 0% | 0% | 1 | 16.16% | 0% | 0% | 1 | 14.51% | 0% | 0% | 1 | 59.99% | 0% | 0% | 2 | 30.46% | 0% | 0% | 1 | 10.42% | 0% | 0% | 1
111 | Higgins | Northern_California | 0 | 0 | 0 | 0% | 0% | 1 |  |  |  |  | 0% | [5 empty] | 0% | 0% | 0% | 1 | 0% | 0% | 0% | 1 | 0% | 0% | 0% | 1 | 0% | 0% | 0% | 1 | 0% | 0% | 0% | 1 | 0% | 0% | 0% | 1 | 0% | 0% | 0% | 1 | 0% | 0% | 1 |  |  |  |  | 4.876% | [5 empty] | 7.269% | 0% | 7.269% | 1 | 100% | 0% | 0% | 5 | 0% | 0% | 0% | 1 | 0% | 0% | 0% | 1 | 100% | 0% | 0% | 5 | 7.021% | 0% | 0% | 1 | 47.77% | 0% | 0% | 1 | 0% | 0% | 1 |  |  |  |  | 25.78% | [5 empty] | 4.658% | 0% | 4.658% | 1 | 76.21% | 0% | 0% | 3 | 0% | 0% | 0% | 1 | 0.06494% | 0% | 0% | 1 | 76.28% | 0% | 0% | 3 | 4.645% | 0% | 0% | 1 | 28.82% | 0% | 0% | 1 | 0% | 0% | 1 |  |  |  |  | 32.32% | [5 empty] | 10.98% | 3.374% | 14.35% | 2 | 53.26% | 0% | 0% | 2 | 5.777% | 0% | 0% | 1 | 16.24% | 0% | 0% | 1 | 60.24% | 0% | 0% | 2 | 8.481% | 0% | 0% | 1 | 14.07% | 0% | 0% | 1
112 | Barre | Greater_LA | 0 | 0 | 0 | 0% | 0% | 1 |  |  |  |  | 0% | [5 empty] | 0% | 0% | 0% | 1 | 0% | 0% | 0% | 1 | 29.36% | 0% | 0% | 1 | 97% | 0% | 0% | 5 | 97% | 0% | 0% | 5 | 0% | 0% | 0% | 1 | 1.112% | 0% | 0% | 1 | 0% | 0% | 1 |  |  |  |  | 0% | [5 empty] | 0% | 0% | 0% | 1 | 0% | 0% | 0% | 1 | 18.79% | 0% | 0% | 1 | 73.05% | 0% | 0% | 3 | 73.05% | 0% | 0% | 3 | 0% | 0% | 0% | 1 | 4.687% | 0% | 0% | 1 | 0% | 0% | 1 |  |  |  |  | 0% | [5 empty] | 0.03228% | 4.057% | 4.09% | 2 | 2.776% | 0% | 0% | 1 | 14.78% | 0% | 0% | 1 | 76.17% | 0% | 0% | 3 | 78.94% | 0% | 0% | 3 | 2.066% | 0% | 0% | 1 | 3.431% | 0% | 0% | 1 | 0% | 0% | 1 |  |  |  |  | 0% | [5 empty] | 1.243% | 3.662% | 4.905% | 2 | 2.594% | 0% | 0% | 1 | 15.94% | 0% | 0% | 1 | 76.21% | 0% | 0% | 3 | 78.8% | 0% | 0% | 3 | 1.865% | 0% | 0% | 1 | 3.102% | 0% | 0% | 1
113 | Ellis | Greater_LA | 0 | 0 | 0 | 0% | 0% | 1 |  |  |  |  | 0% | [5 empty] | 0% | 0% | 0% | 1 | 0.05772% | 0% | 0% | 1 | 26.04% | 0% | 0% | 1 | 96.29% | 0% | 0% | 5 | 96.35% | 0% | 0% | 5 | 0% | 0% | 0% | 1 | 6.599% | 0% | 0% | 1 | 0% | 0% | 1 |  |  |  |  | 0% | [5 empty] | 0.09668% | 0% | 0.09668% | 1 | 0.05032% | 0% | 0% | 1 | 23.79% | 0% | 0% | 1 | 91.17% | 0% | 0% | 4 | 91.22% | 0% | 0% | 4 | 0% | 0% | 0% | 1 | 5.83% | 0% | 0% | 1 | 0% | 0% | 1 |  |  |  |  | 0% | [5 empty] | 0.1361% | 0% | 0.1361% | 1 | 0.02879% | 0% | 0% | 1 | 15.09% | 0% | 0% | 1 | 78.52% | 0% | 0% | 3 | 78.55% | 0% | 0% | 3 | 0% | 0% | 0% | 1 | 3.394% | 0% | 0% | 1 | 0% | 0% | 1 |  |  |  |  | 0% | [5 empty] | 1.557% | 3.667% | 5.224% | 2 | 2.597% | 0% | 0% | 1 | 15.86% | 0% | 0% | 1 | 76.09% | 0% | 0% | 3 | 78.68% | 0% | 0% | 3 | 1.867% | 0% | 0% | 1 | 3.175% | 0% | 0% | 1
114 | Johanna | Greater_LA | 0 | 0 | 0 | 0% | 0% | 1 |  |  |  |  | 0% | [5 empty] | 0% | 0% | 0% | 1 | 0.07026% | 0% | 0% | 1 | 17.68% | 0% | 0% | 1 | 96.67% | 0% | 0% | 5 | 96.74% | 0% | 0% | 5 | 0% | 0% | 0% | 1 | 7.558% | 0% | 0% | 1 | 0% | 0% | 1 |  |  |  |  | 0% | [5 empty] | 0.2632% | 0% | 0.2632% | 1 | 0.05569% | 0% | 0% | 1 | 25.58% | 0% | 0% | 1 | 96.01% | 0% | 0% | 5 | 96.07% | 0% | 0% | 5 | 0% | 0% | 0% | 1 | 6.366% | 0% | 0% | 1 | 0% | 0% | 1 |  |  |  |  | 0% | [5 empty] | 0.1946% | 5.833% | 6.027% | 2 | 3.99% | 0% | 0% | 1 | 23.86% | 0% | 0% | 1 | 85.36% | 0% | 0% | 3 | 89.35% | 0% | 0% | 3 | 2.97% | 0% | 0% | 1 | 4.849% | 0% | 0% | 1 | 0% | 0% | 1 |  |  |  |  | 0% | [5 empty] | 0.497% | 3.737% | 4.234% | 2 | 2.557% | 0% | 0% | 1 | 16.23% | 0% | 0% | 1 | 76.98% | 0% | 0% | 3 | 79.53% | 0% | 0% | 3 | 1.903% | 0% | 0% | 1 | 3.236% | 0% | 0% | 1
115 | Lewis | Greater_LA | 0 | 0 | 0 | 0% | 0% | 1 |  |  |  |  | 0% | [5 empty] | 0% | 0% | 0% | 1 | 0% | 0% | 0% | 1 | 0% | 0% | 0% | 1 | 0% | 0% | 0% | 1 | 0% | 0% | 0% | 1 | 0% | 0% | 0% | 1 | 0% | 0% | 0% | 1 | 0% | 0% | 1 |  |  |  |  | 0% | [5 empty] | 0% | 5.816% | 5.816% | 2 | 4.827% | 0% | 0% | 1 | 24.63% | 0% | 0% | 1 | 91.69% | 0% | 0% | 4 | 96.51% | 0% | 0% | 5 | 3.624% | 0% | 0% | 1 | 5.887% | 0% | 0% | 1 | 0% | 0% | 1 |  |  |  |  | 0% | [5 empty] | 0.06895% | 5.083% | 5.152% | 2 | 3.477% | 0% | 0% | 1 | 18.57% | 0% | 0% | 1 | 71.62% | 0% | 0% | 3 | 75.1% | 0% | 0% | 3 | 2.588% | 0% | 0% | 1 | 4.297% | 0% | 0% | 1 | 0% | 0% | 1 |  |  |  |  | 0% | [5 empty] | 0.9895% | 3.714% | 4.704% | 2 | 2.631% | 0% | 0% | 1 | 15.29% | 0% | 0% | 1 | 76.29% | 0% | 0% | 3 | 78.92% | 0% | 0% | 3 | 1.891% | 0% | 0% | 1 | 3.141% | 0% | 0% | 1
116 | Santiago | Greater_LA | 0 | 0 | 0 | 0% | 0% | 1 |  |  |  |  | 0% | [5 empty] | 1.528% | 0% | 1.528% | 1 | 0.3577% | 0% | 0% | 1 | 5.566% | 0% | 0% | 1 | 92.07% | 0% | 0% | 4 | 92.43% | 0% | 0% | 4 | 0% | 0% | 0% | 1 | 2.387% | 0% | 0% | 1 | 0% | 0% | 1 |  |  |  |  | 0% | [5 empty] | 0.2742% | 0% | 0.2742% | 1 | 0.05801% | 0% | 0% | 1 | 18.27% | 0% | 0% | 1 | 95.77% | 0% | 0% | 5 | 95.83% | 0% | 0% | 5 | 0% | 0% | 0% | 1 | 6.312% | 0% | 0% | 1 | 0% | 0% | 1 |  |  |  |  | 0% | [5 empty] | 0.2219% | 6.648% | 6.87% | 2 | 4.548% | 0% | 0% | 1 | 26.49% | 0% | 0% | 1 | 90.82% | 0% | 0% | 4 | 95.37% | 0% | 0% | 5 | 3.386% | 0% | 0% | 1 | 5.454% | 0% | 0% | 1 | 0% | 0% | 1 |  |  |  |  | 0% | [5 empty] | 0.455% | 3.753% | 4.208% | 2 | 2.568% | 0% | 0% | 1 | 16.24% | 0% | 0% | 1 | 76.89% | 0% | 0% | 3 | 79.46% | 0% | 0% | 3 | 1.918% | 0% | 0% | 1 | 3.268% | 0% | 0% | 1
117 | Serrano | Greater_LA | 0 | 0 | 0 | 0% | 0% | 1 |  |  |  |  | 0% | [5 empty] | 0% | 100% | 100% | 5 | 67.71% | 0% | 0% | 2 | 32.29% | 0% | 0% | 1 | 32.29% | 0% | 0% | 1 | 100% | 0% | 0% | 5 | 50.93% | 0% | 0% | 2 | 1.329% | 0% | 0% | 1 | 0% | 0% | 1 |  |  |  |  | 0% | [5 empty] | 0% | 95.33% | 95.33% | 5 | 64.55% | 0% | 0% | 2 | 35.45% | 0% | 0% | 1 | 35.45% | 0% | 0% | 1 | 100% | 0% | 0% | 5 | 48.55% | 0% | 0% | 1 | 4.877% | 0% | 0% | 1 | 0% | 0% | 1 |  |  |  |  | 0% | [5 empty] | 0.09618% | 7.089% | 7.186% | 2 | 4.85% | 0% | 0% | 1 | 25.83% | 0% | 0% | 1 | 91.55% | 0% | 0% | 4 | 96.4% | 0% | 0% | 5 | 3.61% | 0% | 0% | 1 | 5.893% | 0% | 0% | 1 | 0% | 0% | 1 |  |  |  |  | 0% | [5 empty] | 0.1263% | 3.832% | 3.958% | 2 | 2.636% | 0% | 0% | 1 | 15.53% | 0% | 0% | 1 | 76.9% | 0% | 0% | 3 | 79.49% | 0% | 0% | 3 | 1.974% | 0% | 0% | 1 | 3.201% | 0% | 0% | 1
118 | Villa Park | Greater_LA | 0 | 0 | 0 | 0% | 0% | 1 |  |  |  |  | 0% | [5 empty] | 0% | 0% | 0% | 1 | 0% | 0% | 0% | 1 | 0% | 0% | 0% | 1 | 0% | 0% | 0% | 1 | 0% | 0% | 0% | 1 | 0% | 0% | 0% | 1 | 0% | 0% | 0% | 1 | 0% | 0% | 1 |  |  |  |  | 0% | [5 empty] | 0% | 8.949% | 8.949% | 2 | 6.06% | 0% | 0% | 1 | 22.77% | 0% | 0% | 1 | 91.96% | 0% | 0% | 4 | 98.02% | 0% | 0% | 5 | 4.558% | 0% | 0% | 1 | 7.068% | 0% | 0% | 1 | 0% | 0% | 1 |  |  |  |  | 0% | [5 empty] | 0.09449% | 6.965% | 7.059% | 2 | 4.765% | 0% | 0% | 1 | 25.5% | 0% | 0% | 1 | 91.34% | 0% | 0% | 4 | 96.11% | 0% | 0% | 5 | 3.547% | 0% | 0% | 1 | 5.79% | 0% | 0% | 1 | 0% | 0% | 1 |  |  |  |  | 0% | [5 empty] | 0.1361% | 3.777% | 3.913% | 2 | 2.584% | 0% | 0% | 1 | 15.5% | 0% | 0% | 1 | 76.9% | 0% | 0% | 3 | 79.48% | 0% | 0% | 3 | 1.923% | 0% | 0% | 1 | 3.194% | 0% | 0% | 1
119 | Capistrano | Greater_LA | 0 | 0 | 0 | 0% | 0% | 1 |  |  |  |  | 0% | [5 empty] | 5.164% | 0% | 5.164% | 1 | 0% | 0% | 0% | 1 | 32.19% | 0% | 0% | 1 | 86.94% | 0% | 0% | 3 | 86.94% | 0% | 0% | 3 | 0% | 0% | 0% | 1 | 0.8355% | 0% | 0% | 1 | 0% | 0% | 1 |  |  |  |  | 0% | [5 empty] | 4.991% | 0% | 4.991% | 1 | 0.2907% | 0% | 0% | 1 | 28.29% | 0% | 0% | 1 | 86.43% | 0% | 0% | 3 | 86.72% | 0% | 0% | 3 | 0% | 0% | 0% | 1 | 1.147% | 0% | 0% | 1 | 0% | 0% | 1 |  |  |  |  | 0% | [5 empty] | 1.681% | 0% | 1.681% | 1 | 0.09791% | 0% | 0% | 1 | 29.1% | 0% | 0% | 1 | 92.24% | 0% | 0% | 4 | 92.34% | 0% | 0% | 4 | 0.346% | 0% | 0% | 1 | 8.617% | 0% | 0% | 1 | 0% | 0% | 1 |  |  |  |  | 0% | [5 empty] | 0.6942% | 5.726% | 6.42% | 2 | 5.22% | 0% | 0% | 1 | 34.51% | 0% | 0% | 1 | 91.23% | 0% | 0% | 4 | 95.15% | 0% | 0% | 5 | 3.148% | 0% | 0% | 1 | 7.607% | 0% | 0% | 1
120 | Trabuco | Greater_LA | 0 | 0 | 0 | 0% | 0% | 1 |  |  |  |  | 0% | [5 empty] | 1.871% | 0% | 1.871% | 1 | 0% | 0% | 0% | 1 | 25.1% | 0% | 0% | 1 | 86.52% | 0% | 0% | 3 | 86.52% | 0% | 0% | 3 | 0% | 0% | 0% | 1 | 0% | 0% | 0% | 1 | 0% | 0% | 1 |  |  |  |  | 0% | [5 empty] | 3.487% | 0% | 3.487% | 1 | 0.2031% | 0% | 0% | 1 | 21.26% | 0% | 0% | 1 | 88.71% | 0% | 0% | 3 | 88.91% | 0% | 0% | 3 | 0% | 0% | 0% | 1 | 1.933% | 0% | 0% | 1 | 0% | 0% | 1 |  |  |  |  | 0% | [5 empty] | 1.232% | 0% | 1.232% | 1 | 0.07177% | 0% | 0% | 1 | 24.95% | 0% | 0% | 1 | 93.79% | 0% | 0% | 4 | 93.86% | 0% | 0% | 4 | 0.01678% | 0% | 0% | 1 | 7.925% | 0% | 0% | 1 | 0% | 0% | 1 |  |  |  |  | 0% | [5 empty] | 0.6715% | 5.539% | 6.211% | 2 | 4.625% | 0% | 0% | 1 | 33.17% | 0% | 0% | 1 | 91.51% | 0% | 0% | 4 | 95.3% | 0% | 0% | 5 | 3.045% | 0% | 0% | 1 | 7.367% | 0% | 0% | 1
121 | Pleasant Grove | Northern_California | 0 | 0 | 0 | 0% | 0% | 1 |  |  |  |  | 2.869% | [5 empty] | 0% | 0% | 0% | 1 | 35.23% | 0% | 0% | 1 | 0% | 0% | 0% | 1 | 0.05689% | 0% | 0% | 1 | 35.29% | 0% | 0% | 1 | 0% | 0% | 0% | 1 | 27.46% | 0% | 0% | 1 | 0% | 0% | 1 |  |  |  |  | 35.44% | [5 empty] | 1.037% | 0% | 1.037% | 1 | 44.63% | 0% | 0% | 1 | 0% | 0% | 0% | 1 | 13.26% | 0% | 0% | 1 | 56.5% | 0% | 0% | 2 | 0.9133% | 0% | 0% | 1 | 18.46% | 0% | 0% | 1 | 0% | 0% | 1 |  |  |  |  | 38% | [5 empty] | 0.5703% | 0% | 0.5703% | 1 | 59.71% | 0% | 0% | 2 | 6.587% | 0% | 0% | 1 | 27.67% | 0% | 0% | 1 | 69.99% | 0% | 0% | 2 | 0.5509% | 0% | 0% | 1 | 17.49% | 0% | 0% | 1 | 0% | 0% | 1 |  |  |  |  | 56.82% | [5 empty] | 0.4534% | 0% | 0.4534% | 1 | 47.55% | 0% | 0% | 1 | 8.632% | 0% | 0% | 1 | 40.62% | 0% | 0% | 1 | 67.88% | 0% | 0% | 2 | 0.4826% | 0% | 0% | 1 | 10.01% | 0% | 0% | 1
122 | Summit | Northern_California | 0 | 0 | 0 | 0% | 0% | 1 |  |  |  |  | 0% | [5 empty] | 31.39% | 1.554% | 32.95% | 2 | 13.76% | 0% | 0% | 1 | 9.425% | 0% | 0% | 1 | 44.37% | 0% | 0% | 1 | 54.54% | 0% | 0% | 2 | 71.98% | 0% | 0% | 3 | 9.437% | 0% | 0% | 1 | 0% | 0% | 1 |  |  |  |  | 0% | [5 empty] | 53.9% | 0.7087% | 54.61% | 3 | 23.95% | 0% | 0% | 1 | 17.92% | 0% | 0% | 1 | 34.72% | 0% | 0% | 1 | 52.55% | 0% | 0% | 2 | 69.28% | 0% | 0% | 2 | 9.347% | 0% | 0% | 1 | 0% | 0% | 1 |  |  |  |  | 0.04005% | [5 empty] | 58.95% | 2.958% | 61.91% | 3 | 33.96% | 0% | 0% | 1 | 12.39% | 0% | 0% | 1 | 24.49% | 0% | 0% | 1 | 52.75% | 0% | 0% | 2 | 69.13% | 0% | 0% | 2 | 9.018% | 0% | 0% | 1 | 0% | 0% | 1 |  |  |  |  | 0.04741% | [5 empty] | 63.59% | 4.466% | 68.05% | 3 | 32.7% | 0% | 0% | 1 | 11.48% | 0% | 0% | 1 | 22.78% | 0% | 0% | 1 | 50.28% | 0% | 0% | 2 | 70.54% | 0% | 0% | 3 | 8.67% | 0% | 0% | 1
123 | Devers | Riverside | 257 | 10280 | 0 | 245.2% | 73.85% | 5 |  |  |  |  | 0% | [5 empty] | 26.19% | 0.6202% | 26.81% | 2 | 44.08% | 147.8% | 60.68% | 5 | 35.97% | 129.1% | 51.81% | 5 | 33.3% | 123.9% | 47.95% | 5 | 56.19% | 188.7% | 69.15% | 5 | 23.5% | 108.1% | 26.24% | 5 | 0.1969% | 188.7% | 69.15% | 5 | 90.51% | 0% | 4 |  |  |  |  | 0% | [5 empty] | 33.26% | 22.78% | 56.04% | 4 | 29.11% | 39.04% | 0% | 2 | 23.37% | 36.12% | 0% | 2 | 30.13% | 39.61% | 0% | 2 | 46.04% | 51.3% | 0% | 3 | 42.04% | 47.76% | 0% | 2 | 1.341% | 51.3% | 0% | 3 | 60.21% | 0% | 3 |  |  |  |  | 0.01486% | [5 empty] | 33.05% | 39.11% | 72.16% | 5 | 36.68% | 23.58% | 0% | 2 | 22.59% | 19.29% | 0% | 1 | 40.13% | 24.94% | 0% | 2 | 56.43% | 34.27% | 0% | 2 | 51.13% | 30.55% | 0% | 2 | 1.999% | 34.27% | 0% | 2 | 16.74% | 0% | 1 |  |  |  |  | 0.8883% | [5 empty] | 29.02% | 17.45% | 46.47% | 3 | 29.44% | 7.299% | 0% | 1 | 20.29% | 6.461% | 0% | 1 | 32.78% | 7.661% | 0% | 1 | 52.28% | 10.79% | 0% | 2 | 41.52% | 8.806% | 0% | 1 | 1.237% | 10.79% | 0% | 1
124 | Kern | Riverside (Exclude) | 0 | 0 | 0 | 0% | 0% | 1 |  |  |  |  | 0% | [5 empty] | 0% | 0% | 0% | 1 | 10.8% | 0% | 0% | 1 | 31.44% | 0% | 0% | 1 | 0% | 0% | 0% | 1 | 40.68% | 0% | 0% | 1 | 52.13% | 0% | 0% | 2 | 0% | 0% | 0% | 1 | 0% | 0% | 1 |  |  |  |  | 0% | [5 empty] | 0% | 0% | 0% | 1 | 9.954% | 0% | 0% | 1 | 20.48% | 0% | 0% | 1 | 0% | 0% | 0% | 1 | 29.42% | 0% | 0% | 1 | 34.98% | 0% | 0% | 1 | 0.4654% | 0% | 0% | 1 | 0% | 0% | 1 |  |  |  |  | 0% | [5 empty] | 0% | 0% | 0% | 1 | 28% | 0% | 0% | 1 | 14.69% | 0% | 0% | 1 | 1.377% | 0% | 0% | 1 | 40.82% | 0% | 0% | 1 | 31.47% | 0% | 0% | 1 | 0.9997% | 0% | 0% | 1 | 0% | 0% | 1 |  |  |  |  | 0% | [5 empty] | 0% | 0% | 0% | 1 | 39.03% | 0% | 0% | 1 | 22.45% | 0% | 0% | 1 | 12.47% | 0% | 0% | 1 | 51.72% | 0% | 0% | 2 | 33.02% | 0% | 0% | 1 | 0.7633% | 0% | 0% | 1
125 | Mirage | Riverside | 0 | 0 | 0 | 0% | 0% | 1 |  |  |  |  | 0% | [5 empty] | 16.03% | 0% | 16.03% | 1 | 11.44% | 0% | 0% | 1 | 18.1% | 0% | 0% | 1 | 14.66% | 0% | 0% | 1 | 28.65% | 0% | 0% | 1 | 29.96% | 0% | 0% | 1 | 0.004222% | 0% | 0% | 1 | 0% | 0% | 1 |  |  |  |  | 0.5384% | [5 empty] | 10.99% | 0% | 10.99% | 1 | 9.05% | 0% | 0% | 1 | 31.23% | 0% | 0% | 1 | 24.07% | 0% | 0% | 1 | 38.91% | 0% | 0% | 1 | 30.51% | 0% | 0% | 1 | 0.01788% | 0% | 0% | 1 | 0% | 0% | 1 |  |  |  |  | 1.658% | [5 empty] | 19.09% | 9.575% | 28.66% | 2 | 20.31% | 0% | 0% | 1 | 37.2% | 0% | 0% | 1 | 33.74% | 0% | 0% | 1 | 54.22% | 0% | 0% | 2 | 43.07% | 0% | 0% | 1 | 0.7433% | 0% | 0% | 1 | 0% | 0% | 1 |  |  |  |  | 5.934% | [5 empty] | 27.79% | 13.79% | 41.58% | 3 | 23.51% | 0% | 0% | 1 | 23.24% | 0% | 0% | 1 | 29.08% | 0% | 0% | 1 | 49.12% | 0% | 0% | 1 | 36.99% | 0% | 0% | 1 | 1.858% | 0% | 0% | 1
126 | Valley (SCE) | Riverside (Exclude) | 0 | 0 | 0 | 0% | 0% | 1 |  |  |  |  | 0% | [5 empty] | 0% | 0% | 0% | 1 | 0% | 0% | 0% | 1 | 0% | 0% | 0% | 1 | 0% | 0% | 0% | 1 | 0% | 0% | 0% | 1 | 0% | 0% | 0% | 1 | 0% | 0% | 0% | 1 | 0% | 0% | 1 |  |  |  |  | 0% | [5 empty] | 0% | 100% | 100% | 5 | 99.82% | 0% | 0% | 5 | 0.1764% | 0% | 0% | 1 | 100% | 0% | 0% | 5 | 100% | 0% | 0% | 5 | 5.66% | 0% | 0% | 1 | 0.1051% | 0% | 0% | 1 | 0% | 0% | 1 |  |  |  |  | 0% | [5 empty] | 0% | 100% | 100% | 5 | 2.325% | 0% | 0% | 1 | 19.83% | 0% | 0% | 1 | 23.01% | 0% | 0% | 1 | 23.01% | 0% | 0% | 1 | 40.18% | 0% | 0% | 1 | 1.813% | 0% | 0% | 1 | 0% | 0% | 1 |  |  |  |  | 0.1444% | [5 empty] | 24.46% | 71.1% | 95.56% | 5 | 46.77% | 0% | 0% | 1 | 23.7% | 0% | 0% | 1 | 49.23% | 0% | 0% | 1 | 69.44% | 0% | 0% | 2 | 58.21% | 0% | 0% | 2 | 3.232% | 0% | 0% | 1
127 | Gold Hill | Solano | 0 | 0 | 0 | 0% | 0% | 1 |  |  |  |  | 0% | [5 empty] | 0% | 0% | 0% | 1 | 0% | 0% | 0% | 1 | 0% | 0% | 0% | 1 | 0% | 0% | 0% | 1 | 0% | 0% | 0% | 1 | 0% | 0% | 0% | 1 | 0% | 0% | 0% | 1 | 0% | 0% | 1 |  |  |  |  | 0% | [5 empty] | 0% | 0% | 0% | 1 | 0% | 0% | 0% | 1 | 0% | 0% | 0% | 1 | 0% | 0% | 0% | 1 | 0% | 0% | 0% | 1 | 0% | 0% | 0% | 1 | 0% | 0% | 0% | 1 | 0% | 0% | 1 |  |  |  |  | 1.149% | [5 empty] | 0% | 0% | 0% | 1 | 23.52% | 0% | 0% | 1 | 0% | 0% | 0% | 1 | 10.67% | 0% | 0% | 1 | 34.19% | 0% | 0% | 1 | 0% | 0% | 0% | 1 | 29.55% | 0% | 0% | 1 | 0% | 0% | 1 |  |  |  |  | 42.52% | [5 empty] | 0.5402% | 0% | 0.5402% | 1 | 50.99% | 0% | 0% | 2 | 11.3% | 0% | 0% | 1 | 32.56% | 0% | 0% | 1 | 65.59% | 0% | 0% | 2 | 0.5218% | 0% | 0% | 1 | 15.78% | 0% | 0% | 1
128 | Grand Island | Solano | 0 | 0 | 0 | 0% | 0% | 1 |  |  |  |  | 53.26% | [5 empty] | 0% | 0% | 0% | 1 | 10.07% | 0% | 0% | 1 | 15.92% | 0% | 0% | 1 | 17.71% | 0% | 0% | 1 | 25.79% | 0% | 0% | 1 | 0.01792% | 0% | 0% | 1 | 10.41% | 0% | 0% | 1 | 0% | 0% | 1 |  |  |  |  | 51.45% | [5 empty] | 0% | 0% | 0% | 1 | 11.02% | 0% | 0% | 1 | 25.72% | 0% | 0% | 1 | 29.87% | 0% | 0% | 1 | 36.63% | 0% | 0% | 1 | 0.4187% | 0% | 0% | 1 | 13.69% | 0% | 0% | 1 | 0% | 0% | 1 |  |  |  |  | 51.3% | [5 empty] | 0% | 0% | 0% | 1 | 12.3% | 0% | 0% | 1 | 26.23% | 0% | 0% | 1 | 28.39% | 0% | 0% | 1 | 37% | 0% | 0% | 1 | 0.5414% | 0% | 0% | 1 | 14.78% | 0% | 0% | 1 | 0% | 0% | 1 |  |  |  |  | 53.53% | [5 empty] | 5.968% | 0.8985% | 6.867% | 2 | 20.68% | 0% | 0% | 1 | 24.09% | 0% | 0% | 1 | 26.09% | 0% | 0% | 1 | 39.91% | 0% | 0% | 1 | 3.867% | 0% | 0% | 1 | 13.05% | 0% | 0% | 1
129 | Chino | Greater_Kramer | 0 | 0 | 0 | 0% | 0% | 1 |  |  |  |  | 0% | [5 empty] | 0% | 100% | 100% | 5 | 67.71% | 0% | 0% | 2 | 32.29% | 0% | 0% | 1 | 32.29% | 0% | 0% | 1 | 100% | 0% | 0% | 5 | 50.93% | 0% | 0% | 2 | 1.329% | 0% | 0% | 1 | 0% | 0% | 1 |  |  |  |  | 0% | [5 empty] | 0% | 100% | 100% | 5 | 67.71% | 0% | 0% | 2 | 32.29% | 0% | 0% | 1 | 32.29% | 0% | 0% | 1 | 100% | 0% | 0% | 5 | 50.93% | 0% | 0% | 2 | 1.329% | 0% | 0% | 1 | 0% | 0% | 1 |  |  |  |  | 0% | [5 empty] | 3.689% | 96.31% | 100% | 5 | 91.81% | 0% | 0% | 4 | 53.45% | 0% | 0% | 2 | 42.11% | 0% | 0% | 1 | 100% | 0% | 0% | 5 | 59.22% | 0% | 0% | 2 | 3.799% | 0% | 0% | 1 | 0% | 0% | 1 |  |  |  |  | 0.004453% | [5 empty] | 34.66% | 53.9% | 88.56% | 5 | 52.76% | 0% | 0% | 2 | 71.28% | 0% | 0% | 3 | 71.05% | 0% | 0% | 3 | 98.29% | 0% | 0% | 5 | 42.4% | 0% | 0% | 1 | 4.562% | 0% | 0% | 1
130 | Kramer | Greater_Kramer (Exclude) | 0 | 0 | 0 | 0% | 0% | 1 |  |  |  |  | 0% | [5 empty] | 0% | 0% | 0% | 1 | 95.86% | 0% | 0% | 5 | 10.17% | 0% | 0% | 1 | 0% | 0% | 0% | 1 | 95.86% | 0% | 0% | 5 | 65.56% | 0% | 0% | 2 | 0% | 0% | 0% | 1 | 0% | 0% | 1 |  |  |  |  | 0% | [5 empty] | 0% | 0% | 0% | 1 | 52.73% | 0% | 0% | 2 | 21.87% | 0% | 0% | 1 | 5.948% | 0% | 0% | 1 | 71% | 0% | 0% | 3 | 67.76% | 0% | 0% | 2 | 0.3595% | 0% | 0% | 1 | 0% | 0% | 1 |  |  |  |  | 0.01074% | [5 empty] | 0% | 0% | 0% | 1 | 39.7% | 0% | 0% | 1 | 18.29% | 0% | 0% | 1 | 3.441% | 0% | 0% | 1 | 55.71% | 0% | 0% | 2 | 49.44% | 0% | 0% | 1 | 0.2957% | 0% | 0% | 1 | 0% | 0% | 1 |  |  |  |  | 0.7762% | [5 empty] | 0% | 0% | 0% | 1 | 36.21% | 0% | 0% | 1 | 33.12% | 0% | 0% | 1 | 7.401% | 0% | 0% | 1 | 61.18% | 0% | 0% | 2 | 43.88% | 0% | 0% | 1 | 1.251% | 0% | 0% | 1
131 | Lugo | Greater_Kramer | 0 | 0 | 0 | 0% | 0% | 1 |  |  |  |  | 0.004761% | [5 empty] | 30.72% | 60.69% | 91.41% | 5 | 53.59% | 0% | 0% | 2 | 67.87% | 0% | 0% | 2 | 61.53% | 0% | 0% | 2 | 90.06% | 0% | 0% | 4 | 51.66% | 0% | 0% | 2 | 5.102% | 0% | 0% | 1 | 0% | 0% | 1 |  |  |  |  | 0.003033% | [5 empty] | 21.03% | 46.72% | 67.75% | 5 | 58.78% | 0% | 0% | 2 | 60.43% | 0% | 0% | 2 | 52.38% | 0% | 0% | 2 | 87.71% | 0% | 0% | 3 | 40.05% | 0% | 0% | 1 | 4.194% | 0% | 0% | 1 | 0% | 0% | 1 |  |  |  |  | 0.06882% | [5 empty] | 20.85% | 26.15% | 47% | 4 | 55.17% | 0% | 0% | 2 | 50.13% | 0% | 0% | 2 | 41.19% | 0% | 0% | 1 | 80.3% | 0% | 0% | 3 | 33.72% | 0% | 0% | 1 | 2.261% | 0% | 0% | 1 | 0% | 0% | 1 |  |  |  |  | 0.1886% | [5 empty] | 15.31% | 12.96% | 28.27% | 3 | 46.45% | 0% | 0% | 1 | 41.85% | 0% | 0% | 1 | 33.33% | 0% | 0% | 1 | 70.98% | 0% | 0% | 3 | 35.93% | 0% | 0% | 1 | 1.509% | 0% | 0% | 1
132 | Mira Loma | Greater_Kramer | 0 | 0 | 0 | 0% | 0% | 1 |  |  |  |  | 0% | [5 empty] | 0% | 100% | 100% | 5 | 60.65% | 0% | 0% | 2 | 39.35% | 0% | 0% | 1 | 39.35% | 0% | 0% | 1 | 100% | 0% | 0% | 5 | 49.01% | 0% | 0% | 1 | 0.2026% | 0% | 0% | 1 | 0% | 0% | 1 |  |  |  |  | 0% | [5 empty] | 2.948% | 97.05% | 100% | 5 | 86.12% | 0% | 0% | 3 | 35.78% | 0% | 0% | 1 | 40.58% | 0% | 0% | 1 | 100% | 0% | 0% | 5 | 74.37% | 0% | 0% | 3 | 0.7805% | 0% | 0% | 1 | 0% | 0% | 1 |  |  |  |  | 0% | [5 empty] | 4.265% | 95.73% | 100% | 5 | 97.55% | 0% | 0% | 5 | 65.05% | 0% | 0% | 2 | 34.89% | 0% | 0% | 1 | 100% | 0% | 0% | 5 | 52% | 0% | 0% | 2 | 8.08% | 0% | 0% | 1 | 0% | 0% | 1 |  |  |  |  | 0.003925% | [5 empty] | 32.96% | 63.29% | 96.26% | 5 | 62.41% | 0% | 0% | 2 | 69.53% | 0% | 0% | 2 | 64% | 0% | 0% | 2 | 94.43% | 0% | 0% | 4 | 51.73% | 0% | 0% | 2 | 5.57% | 0% | 0% | 1
133 | Padua | Greater_Kramer | 0 | 0 | 0 | 0% | 0% | 1 |  |  |  |  | 0% | [5 empty] | 0% | 100% | 100% | 5 | 100% | 0% | 0% | 5 | 3.048% | 0% | 0% | 1 | 33.19% | 0% | 0% | 1 | 100% | 0% | 0% | 5 | 99.4% | 0% | 0% | 5 | 6.369% | 0% | 0% | 1 | 0% | 0% | 1 |  |  |  |  | 0% | [5 empty] | 3.883% | 96.12% | 100% | 5 | 98.39% | 0% | 0% | 5 | 60.24% | 0% | 0% | 2 | 43.76% | 0% | 0% | 1 | 100% | 0% | 0% | 5 | 58.71% | 0% | 0% | 2 | 9.781% | 0% | 0% | 1 | 0% | 0% | 1 |  |  |  |  | 0% | [5 empty] | 26.34% | 73.66% | 100% | 5 | 60.02% | 0% | 0% | 2 | 75.45% | 0% | 0% | 3 | 73.32% | 0% | 0% | 3 | 97.56% | 0% | 0% | 5 | 53.98% | 0% | 0% | 2 | 4.182% | 0% | 0% | 1 | 0% | 0% | 1 |  |  |  |  | 0.02758% | [5 empty] | 23.14% | 36.4% | 59.54% | 5 | 50.09% | 0% | 0% | 2 | 66.42% | 0% | 0% | 2 | 54.37% | 0% | 0% | 2 | 84.88% | 0% | 0% | 3 | 34.15% | 0% | 0% | 1 | 2.747% | 0% | 0% | 1
134 | Pisgah | Greater_Kramer | 0 | 0 | 20 | 0% | 0% | 1 |  |  |  |  | 0% | [5 empty] | 0% | 0% | 0% | 1 | 56.05% | 0% | 0% | 2 | 73.1% | 0% | 0% | 3 | 81.11% | 0% | 0% | 3 | 85.84% | 0% | 0% | 3 | 42.84% | 0% | 0% | 1 | 0.7338% | 0% | 0% | 1 | 0% | 0% | 1 |  |  |  |  | 1.126% | [5 empty] | 0% | 0% | 0% | 1 | 20.67% | 0% | 0% | 1 | 21.96% | 0% | 0% | 1 | 24.92% | 0% | 0% | 1 | 29.57% | 0% | 0% | 1 | 51.46% | 0% | 0% | 2 | 1.651% | 0% | 0% | 1 | 0% | 0% | 1 |  |  |  |  | 2.211% | [5 empty] | 0% | 0% | 0% | 1 | 26.02% | 0% | 0% | 1 | 18.22% | 0% | 0% | 1 | 21.05% | 0% | 0% | 1 | 32.96% | 0% | 0% | 1 | 36.11% | 0% | 0% | 1 | 1.857% | 0% | 0% | 1 | 0% | 0% | 1 |  |  |  |  | 1.36% | [5 empty] | 0% | 0% | 0% | 1 | 40.72% | 0% | 0% | 1 | 19.56% | 0% | 0% | 1 | 20.5% | 0% | 0% | 1 | 47.38% | 0% | 0% | 1 | 46.9% | 0% | 0% | 1 | 2.093% | 0% | 0% | 1
135 | Roadway | Greater_Kramer | 0 | 0 | 0 | 0% | 0% | 1 |  |  |  |  | 0.131% | [5 empty] | 0% | 0% | 0% | 1 | 59.73% | 0% | 0% | 2 | 45.63% | 0% | 0% | 1 | 21.16% | 0% | 0% | 1 | 69.45% | 0% | 0% | 2 | 21.13% | 0% | 0% | 1 | 0.4851% | 0% | 0% | 1 | 0% | 0% | 1 |  |  |  |  | 0.08725% | [5 empty] | 10.22% | 0% | 10.22% | 1 | 34.66% | 0% | 0% | 1 | 43.29% | 0% | 0% | 1 | 17.46% | 0% | 0% | 1 | 57.55% | 0% | 0% | 2 | 27.47% | 0% | 0% | 1 | 0.6538% | 0% | 0% | 1 | 0% | 0% | 1 |  |  |  |  | 0.04451% | [5 empty] | 9.568% | 9.026% | 18.59% | 2 | 49.12% | 0% | 0% | 1 | 46.22% | 0% | 0% | 1 | 22.35% | 0% | 0% | 1 | 68.8% | 0% | 0% | 2 | 35.81% | 0% | 0% | 1 | 2.025% | 0% | 0% | 1 | 0% | 0% | 1 |  |  |  |  | 0.406% | [5 empty] | 10.56% | 9.649% | 20.21% | 2 | 42.71% | 0% | 0% | 1 | 48.12% | 0% | 0% | 1 | 29.19% | 0% | 0% | 1 | 74.03% | 0% | 0% | 3 | 37.53% | 0% | 0% | 1 | 1.788% | 0% | 0% | 1
136 | Tortilla | Greater_Kramer | 0 | 0 | 0 | 0% | 0% | 1 |  |  |  |  | 4.3% | [5 empty] | 0% | 0% | 0% | 1 | 62.16% | 0% | 0% | 2 | 50.95% | 0% | 0% | 2 | 28.03% | 0% | 0% | 1 | 78.87% | 0% | 0% | 3 | 42.93% | 0% | 0% | 1 | 1.966% | 0% | 0% | 1 | 0% | 0% | 1 |  |  |  |  | 1.559% | [5 empty] | 0% | 0% | 0% | 1 | 53.98% | 0% | 0% | 2 | 42.42% | 0% | 0% | 1 | 10.93% | 0% | 0% | 1 | 73.46% | 0% | 0% | 3 | 52.51% | 0% | 0% | 2 | 2.474% | 0% | 0% | 1 | 0% | 0% | 1 |  |  |  |  | 1.222% | [5 empty] | 0% | 0% | 0% | 1 | 53.87% | 0% | 0% | 2 | 33.13% | 0% | 0% | 1 | 10.65% | 0% | 0% | 1 | 69.54% | 0% | 0% | 2 | 50.26% | 0% | 0% | 2 | 2.891% | 0% | 0% | 1 | 0% | 0% | 1 |  |  |  |  | 1.331% | [5 empty] | 0% | 0% | 0% | 1 | 45.2% | 0% | 0% | 1 | 29.46% | 0% | 0% | 1 | 13.84% | 0% | 0% | 1 | 56.75% | 0% | 0% | 2 | 37.48% | 0% | 0% | 1 | 2.088% | 0% | 0% | 1
137 | Victor | Greater_Kramer | 0 | 0 | 0 | 0% | 0% | 1 |  |  |  |  | 0.04453% | [5 empty] | 11.63% | 0% | 11.63% | 1 | 50.45% | 0% | 0% | 2 | 57.23% | 0% | 0% | 2 | 22.29% | 0% | 0% | 1 | 72.71% | 0% | 0% | 3 | 6.983% | 0% | 0% | 1 | 0.08141% | 0% | 0% | 1 | 0% | 0% | 1 |  |  |  |  | 0.07774% | [5 empty] | 14.99% | 17.96% | 32.95% | 3 | 43.21% | 0% | 0% | 1 | 57.32% | 0% | 0% | 2 | 34.51% | 0% | 0% | 1 | 70.84% | 0% | 0% | 3 | 27.59% | 0% | 0% | 1 | 2.233% | 0% | 0% | 1 | 0% | 0% | 1 |  |  |  |  | 0.06597% | [5 empty] | 11.58% | 17.75% | 29.32% | 3 | 53.51% | 0% | 0% | 2 | 48.65% | 0% | 0% | 1 | 28.73% | 0% | 0% | 1 | 71.65% | 0% | 0% | 3 | 34.97% | 0% | 0% | 1 | 2.09% | 0% | 0% | 1 | 0% | 0% | 1 |  |  |  |  | 0.1121% | [5 empty] | 13.1% | 11.18% | 24.28% | 3 | 44.34% | 0% | 0% | 1 | 45.8% | 0% | 0% | 1 | 32.03% | 0% | 0% | 1 | 73.94% | 0% | 0% | 3 | 36.53% | 0% | 0% | 1 | 1.736% | 0% | 0% | 1
138 | Vista (SCE) | Greater_Kramer | 0 | 0 | 0 | 0% | 0% | 1 |  |  |  |  | 0% | [5 empty] | 0% | 0% | 0% | 1 | 0% | 0% | 0% | 1 | 0% | 0% | 0% | 1 | 0% | 0% | 0% | 1 | 0% | 0% | 0% | 1 | 0% | 0% | 0% | 1 | 0% | 0% | 0% | 1 | 0% | 0% | 1 |  |  |  |  | 0% | [5 empty] | 14.18% | 85.82% | 100% | 5 | 100% | 0% | 0% | 5 | 63.73% | 0% | 0% | 2 | 96.21% | 0% | 0% | 5 | 100% | 0% | 0% | 5 | 66.26% | 0% | 0% | 2 | 3.852% | 0% | 0% | 1 | 0% | 0% | 1 |  |  |  |  | 0.00838% | [5 empty] | 2.763% | 97.24% | 100% | 5 | 85.66% | 0% | 0% | 3 | 37.68% | 0% | 0% | 1 | 46.24% | 0% | 0% | 1 | 94.29% | 0% | 0% | 4 | 60.24% | 0% | 0% | 2 | 8.547% | 0% | 0% | 1 | 0% | 0% | 1 |  |  |  |  | 0.0133% | [5 empty] | 37.88% | 51.94% | 89.82% | 5 | 47.31% | 0% | 0% | 1 | 45.61% | 0% | 0% | 1 | 62.41% | 0% | 0% | 2 | 87.41% | 0% | 0% | 3 | 54.93% | 0% | 0% | 2 | 3.841% | 0% | 0% | 1
139 | Encina | Greater_SD | 0 | 0 | 0 | 0% | 0% | 1 |  |  |  |  | 0% | [5 empty] | 0% | 0% | 0% | 1 | 12.81% | 0% | 0% | 1 | 91.43% | 0% | 0% | 4 | 94.53% | 0% | 0% | 4 | 94.53% | 0% | 0% | 4 | 0% | 0% | 0% | 1 | 23.99% | 0% | 0% | 1 | 0% | 0% | 1 |  |  |  |  | 0% | [5 empty] | 0% | 0% | 0% | 1 | 11.38% | 0% | 0% | 1 | 91.01% | 0% | 0% | 4 | 94.52% | 0% | 0% | 4 | 94.52% | 0% | 0% | 4 | 1.6% | 0% | 0% | 1 | 22.49% | 0% | 0% | 1 | 0% | 0% | 1 |  |  |  |  | 0% | [5 empty] | 0% | 0% | 0% | 1 | 10.95% | 0% | 0% | 1 | 87.51% | 0% | 0% | 3 | 92.51% | 0% | 0% | 4 | 92.51% | 0% | 0% | 4 | 1.603% | 0% | 0% | 1 | 21.65% | 0% | 0% | 1 | 0% | 0% | 1 |  |  |  |  | 0% | [5 empty] | 1.343% | 33.72% | 35.07% | 5 | 38.98% | 0% | 0% | 1 | 52.59% | 0% | 0% | 2 | 84.1% | 0% | 0% | 3 | 84.1% | 0% | 0% | 3 | 32.67% | 0% | 0% | 1 | 12.17% | 0% | 0% | 1
140 | Escondido | Greater_SD | 0 | 0 | 0 | 0% | 0% | 1 |  |  |  |  | 0% | [5 empty] | 0% | 0% | 0% | 1 | 0% | 0% | 0% | 1 | 100% | 0% | 0% | 5 | 100% | 0% | 0% | 5 | 100% | 0% | 0% | 5 | 0% | 0% | 0% | 1 | 33.87% | 0% | 0% | 1 | 0% | 0% | 1 |  |  |  |  | 0% | [5 empty] | 0% | 0% | 0% | 1 | 8.478% | 0% | 0% | 1 | 80.53% | 0% | 0% | 3 | 93.22% | 0% | 0% | 4 | 93.22% | 0% | 0% | 4 | 0% | 0% | 0% | 1 | 10.81% | 0% | 0% | 1 | 0% | 0% | 1 |  |  |  |  | 0% | [5 empty] | 0% | 31.2% | 31.2% | 5 | 39.8% | 0% | 0% | 1 | 61.57% | 0% | 0% | 2 | 95.31% | 0% | 0% | 5 | 95.31% | 0% | 0% | 5 | 27.33% | 0% | 0% | 1 | 16.77% | 0% | 0% | 1 | 0% | 0% | 1 |  |  |  |  | 0.1381% | [5 empty] | 29.06% | 58.96% | 88.01% | 5 | 83.25% | 0% | 0% | 3 | 17.56% | 0% | 0% | 1 | 62.06% | 0% | 0% | 2 | 96.58% | 0% | 0% | 5 | 62.23% | 0% | 0% | 2 | 16.43% | 0% | 0% | 1
141 | Kearny | Greater_SD | 0 | 0 | 0 | 0% | 0% | 1 |  |  |  |  | 0% | [5 empty] | 0% | 0% | 0% | 1 | 1.243% | 0% | 0% | 1 | 4.266% | 0% | 0% | 1 | 64.26% | 0% | 0% | 2 | 64.26% | 0% | 0% | 2 | 0% | 0% | 0% | 1 | 0.1892% | 0% | 0% | 1 | 0% | 0% | 1 |  |  |  |  | 0% | [5 empty] | 0% | 0% | 0% | 1 | 1.672% | 0% | 0% | 1 | 19.29% | 0% | 0% | 1 | 79.75% | 0% | 0% | 3 | 80.08% | 0% | 0% | 3 | 0% | 0% | 0% | 1 | 1.448% | 0% | 0% | 1 | 0% | 0% | 1 |  |  |  |  | 0% | [5 empty] | 0% | 0% | 0% | 1 | 1.689% | 0% | 0% | 1 | 19.73% | 0% | 0% | 1 | 79.87% | 0% | 0% | 3 | 80.2% | 0% | 0% | 3 | 0% | 0% | 0% | 1 | 1.631% | 0% | 0% | 1 | 0% | 0% | 1 |  |  |  |  | 0% | [5 empty] | 6.443% | 0.7702% | 7.213% | 2 | 5.671% | 0% | 0% | 1 | 28.84% | 0% | 0% | 1 | 81.03% | 0% | 0% | 3 | 81.3% | 0% | 0% | 3 | 2.275% | 0% | 0% | 1 | 4.029% | 0% | 0% | 1
142 | Miguel | Greater_SD | 0 | 0 | 0 | 0% | 0% | 1 |  |  |  |  | 0% | [5 empty] | 28.57% | 0% | 28.57% | 2 | 8.257% | 0% | 0% | 1 | 45.81% | 0% | 0% | 1 | 80.23% | 0% | 0% | 3 | 80.23% | 0% | 0% | 3 | 1.542% | 0% | 0% | 1 | 11.35% | 0% | 0% | 1 | 0% | 0% | 1 |  |  |  |  | 0% | [5 empty] | 7.526% | 0.08918% | 7.616% | 2 | 4.68% | 0% | 0% | 1 | 21.92% | 0% | 0% | 1 | 81.38% | 0% | 0% | 3 | 81.7% | 0% | 0% | 3 | 1.847% | 0% | 0% | 1 | 3.762% | 0% | 0% | 1 | 0% | 0% | 1 |  |  |  |  | 0% | [5 empty] | 6.826% | 1.797% | 8.623% | 2 | 4.27% | 0% | 0% | 1 | 25.94% | 0% | 0% | 1 | 81.38% | 0% | 0% | 3 | 81.66% | 0% | 0% | 3 | 3.042% | 0% | 0% | 1 | 3.693% | 0% | 0% | 1 | 0% | 0% | 1 |  |  |  |  | 0.3964% | [5 empty] | 2.808% | 59.09% | 61.9% | 5 | 5.843% | 0% | 0% | 1 | 28.73% | 0% | 0% | 1 | 64.04% | 0% | 0% | 2 | 74.22% | 0% | 0% | 3 | 31.31% | 0% | 0% | 1 | 3.125% | 0% | 0% | 1
143 | Mission | Greater_SD | 0 | 0 | 0 | 0% | 0% | 1 |  |  |  |  | 0% | [5 empty] | 0% | 0% | 0% | 1 | 1.683% | 0% | 0% | 1 | 16.13% | 0% | 0% | 1 | 78.93% | 0% | 0% | 3 | 79.28% | 0% | 0% | 3 | 0% | 0% | 0% | 1 | 1.165% | 0% | 0% | 1 | 0% | 0% | 1 |  |  |  |  | 0% | [5 empty] | 0% | 0% | 0% | 1 | 1.667% | 0% | 0% | 1 | 19.15% | 0% | 0% | 1 | 79.7% | 0% | 0% | 3 | 80.03% | 0% | 0% | 3 | 0% | 0% | 0% | 1 | 1.578% | 0% | 0% | 1 | 0% | 0% | 1 |  |  |  |  | 0% | [5 empty] | 2.873% | 0% | 2.873% | 1 | 2.311% | 0% | 0% | 1 | 25.03% | 0% | 0% | 1 | 81.63% | 0% | 0% | 3 | 81.92% | 0% | 0% | 3 | 0% | 0% | 0% | 1 | 3.232% | 0% | 0% | 1 | 0% | 0% | 1 |  |  |  |  | 0% | [5 empty] | 6.546% | 1.037% | 7.583% | 2 | 4.417% | 0% | 0% | 1 | 27.76% | 0% | 0% | 1 | 81.01% | 0% | 0% | 3 | 81.28% | 0% | 0% | 3 | 2.566% | 0% | 0% | 1 | 3.991% | 0% | 0% | 1
144 | Old Town | Greater_SD | 0 | 0 | 0 | 0% | 0% | 1 |  |  |  |  | 0% | [5 empty] | 0% | 0% | 0% | 1 | 1.665% | 0% | 0% | 1 | 17.26% | 0% | 0% | 1 | 79.14% | 0% | 0% | 3 | 79.48% | 0% | 0% | 3 | 0% | 0% | 0% | 1 | 1.297% | 0% | 0% | 1 | 0% | 0% | 1 |  |  |  |  | 0% | [5 empty] | 0% | 0% | 0% | 1 | 1.665% | 0% | 0% | 1 | 19.2% | 0% | 0% | 1 | 79.69% | 0% | 0% | 3 | 80.02% | 0% | 0% | 3 | 0% | 0% | 0% | 1 | 1.583% | 0% | 0% | 1 | 0% | 0% | 1 |  |  |  |  | 0% | [5 empty] | 2.93% | 0% | 2.93% | 1 | 2.357% | 0% | 0% | 1 | 25.52% | 0% | 0% | 1 | 81.27% | 0% | 0% | 3 | 81.57% | 0% | 0% | 3 | 0% | 0% | 0% | 1 | 3.11% | 0% | 0% | 1 | 0% | 0% | 1 |  |  |  |  | 0% | [5 empty] | 6.582% | 0.4825% | 7.065% | 2 | 4.442% | 0% | 0% | 1 | 27.62% | 0% | 0% | 1 | 80.94% | 0% | 0% | 3 | 81.21% | 0% | 0% | 3 | 2.02% | 0% | 0% | 1 | 4.014% | 0% | 0% | 1
145 | Penasquitos | Greater_SD | 0 | 0 | 0 | 0% | 0% | 1 |  |  |  |  | 0% | [5 empty] | 0% | 0% | 0% | 1 | 1.51% | 0% | 0% | 1 | 33.98% | 0% | 0% | 1 | 62.87% | 0% | 0% | 2 | 62.87% | 0% | 0% | 2 | 0% | 0% | 0% | 1 | 3.785% | 0% | 0% | 1 | 0% | 0% | 1 |  |  |  |  | 0% | [5 empty] | 0% | 0% | 0% | 1 | 2.626% | 0% | 0% | 1 | 12.96% | 0% | 0% | 1 | 62% | 0% | 0% | 2 | 62% | 0% | 0% | 2 | 0% | 0% | 0% | 1 | 1.491% | 0% | 0% | 1 | 0% | 0% | 1 |  |  |  |  | 0% | [5 empty] | 0% | 0% | 0% | 1 | 1.988% | 0% | 0% | 1 | 19.57% | 0% | 0% | 1 | 79.64% | 0% | 0% | 3 | 79.97% | 0% | 0% | 3 | 0% | 0% | 0% | 1 | 1.756% | 0% | 0% | 1 | 0% | 0% | 1 |  |  |  |  | 0% | [5 empty] | 2.494% | 0% | 2.494% | 1 | 3.695% | 0% | 0% | 1 | 34.42% | 0% | 0% | 1 | 83.32% | 0% | 0% | 3 | 83.58% | 0% | 0% | 3 | 0.2419% | 0% | 0% | 1 | 6.059% | 0% | 0% | 1
146 | San Luis Rey | Greater_SD | 0 | 0 | 0 | 0% | 0% | 1 |  |  |  |  | 0% | [5 empty] | 0% | 0% | 0% | 1 | 12.55% | 0% | 0% | 1 | 93.88% | 0% | 0% | 4 | 94.76% | 0% | 0% | 4 | 94.76% | 0% | 0% | 4 | 1.796% | 0% | 0% | 1 | 24.16% | 0% | 0% | 1 | 0% | 0% | 1 |  |  |  |  | 0% | [5 empty] | 0% | 0% | 0% | 1 | 11.71% | 0% | 0% | 1 | 89.87% | 0% | 0% | 3 | 94.05% | 0% | 0% | 4 | 94.05% | 0% | 0% | 4 | 1.747% | 0% | 0% | 1 | 22.81% | 0% | 0% | 1 | 0% | 0% | 1 |  |  |  |  | 0% | [5 empty] | 3.26% | 0% | 3.26% | 1 | 10.25% | 0% | 0% | 1 | 89.4% | 0% | 0% | 3 | 93.39% | 0% | 0% | 4 | 93.39% | 0% | 0% | 4 | 1.502% | 0% | 0% | 1 | 21.02% | 0% | 0% | 1 | 0% | 0% | 1 |  |  |  |  | 0% | [5 empty] | 0.5982% | 68.86% | 69.46% | 5 | 70.74% | 0% | 0% | 3 | 35.77% | 0% | 0% | 1 | 96.45% | 0% | 0% | 5 | 96.45% | 0% | 0% | 5 | 48.38% | 0% | 0% | 1 | 15.97% | 0% | 0% | 1
147 | Sycamore Canyon | Greater_SD | 0 | 0 | 0 | 0% | 0% | 1 |  |  |  |  | 0% | [5 empty] | 0% | 0% | 0% | 1 | 0% | 0% | 0% | 1 | 0% | 0% | 0% | 1 | 0% | 0% | 0% | 1 | 0% | 0% | 0% | 1 | 0% | 0% | 0% | 1 | 0% | 0% | 0% | 1 | 0% | 0% | 1 |  |  |  |  | 0% | [5 empty] | 0% | 0% | 0% | 1 | 7.873% | 0% | 0% | 1 | 58.09% | 0% | 0% | 2 | 76.08% | 0% | 0% | 3 | 76.08% | 0% | 0% | 3 | 0% | 0% | 0% | 1 | 7.687% | 0% | 0% | 1 | 0% | 0% | 1 |  |  |  |  | 0% | [5 empty] | 0% | 0% | 0% | 1 | 2.225% | 0% | 0% | 1 | 12.62% | 0% | 0% | 1 | 78.76% | 0% | 0% | 3 | 79.13% | 0% | 0% | 3 | 0% | 0% | 0% | 1 | 1.58% | 0% | 0% | 1 | 0% | 0% | 1 |  |  |  |  | 0.1751% | [5 empty] | 13.32% | 66.66% | 79.98% | 5 | 68.05% | 0% | 0% | 2 | 30.26% | 0% | 0% | 1 | 73.44% | 0% | 0% | 3 | 95.45% | 0% | 0% | 5 | 48.7% | 0% | 0% | 1 | 17.23% | 0% | 0% | 1
148 | Talega | Greater_SD | 0 | 0 | 0 | 0% | 0% | 1 |  |  |  |  | 0% | [5 empty] | 4.546% | 0% | 4.546% | 1 | 0% | 0% | 0% | 1 | 30.82% | 0% | 0% | 1 | 87.96% | 0% | 0% | 3 | 87.96% | 0% | 0% | 3 | 0.0239% | 0% | 0% | 1 | 1.04% | 0% | 0% | 1 | 0% | 0% | 1 |  |  |  |  | 0% | [5 empty] | 4.969% | 0% | 4.969% | 1 | 0% | 0% | 0% | 1 | 35.43% | 0% | 0% | 1 | 87.43% | 0% | 0% | 3 | 87.43% | 0% | 0% | 3 | 1.868% | 0% | 0% | 1 | 1.836% | 0% | 0% | 1 | 0% | 0% | 1 |  |  |  |  | 0% | [5 empty] | 3.203% | 0% | 3.203% | 1 | 2.835% | 0% | 0% | 1 | 60.63% | 0% | 0% | 2 | 90.41% | 0% | 0% | 4 | 90.58% | 0% | 0% | 4 | 1.069% | 0% | 0% | 1 | 12.88% | 0% | 0% | 1 | 0% | 0% | 1 |  |  |  |  | 0% | [5 empty] | 0.8648% | 0% | 0.8648% | 1 | 1.958% | 0% | 0% | 1 | 32.01% | 0% | 0% | 1 | 94.61% | 0% | 0% | 4 | 94.66% | 0% | 0% | 4 | 0.2888% | 0% | 0% | 1 | 9.291% | 0% | 0% | 1
149 | Martin | Peninsula_Monterey | 0 | 0 | 0 | 0% | 0% | 1 |  |  |  |  | 0% | [5 empty] | 2.104% | 20.96% | 23.06% | 4 | 21.46% | 0% | 0% | 1 | 36.08% | 0% | 0% | 1 | 55.31% | 0% | 0% | 2 | 56.61% | 0% | 0% | 2 | 18.68% | 0% | 0% | 1 | 4.261% | 0% | 0% | 1 | 0% | 0% | 1 |  |  |  |  | 0.682% | [5 empty] | 2.09% | 29.22% | 31.31% | 4 | 28.41% | 0% | 0% | 1 | 46.76% | 0% | 0% | 1 | 64.69% | 0% | 0% | 2 | 67.58% | 0% | 0% | 2 | 23.68% | 0% | 0% | 1 | 6.026% | 0% | 0% | 1 | 0% | 0% | 1 |  |  |  |  | 0.5238% | [5 empty] | 5.44% | 31.28% | 36.72% | 5 | 32.31% | 0% | 0% | 1 | 51.77% | 0% | 0% | 2 | 69.11% | 0% | 0% | 2 | 72.92% | 0% | 0% | 3 | 25.19% | 0% | 0% | 1 | 9.391% | 0% | 0% | 1 | 0% | 0% | 1 |  |  |  |  | 0.245% | [5 empty] | 21.1% | 31.93% | 53.02% | 5 | 33.24% | 0% | 0% | 1 | 41.84% | 0% | 0% | 1 | 68.63% | 0% | 0% | 2 | 77.59% | 0% | 0% | 3 | 32.76% | 0% | 0% | 1 | 9.07% | 0% | 0% | 1
150 | Bellota | Solano | 0 | 0 | 0 | 0% | 0% | 1 |  |  |  |  | 12.68% | [5 empty] | 0% | 0% | 0% | 1 | 69.72% | 0% | 0% | 2 | 1.628% | 0% | 0% | 1 | 19.57% | 0% | 0% | 1 | 71.35% | 0% | 0% | 3 | 20.8% | 0% | 0% | 1 | 6.271% | 0% | 0% | 1 | 0% | 0% | 1 |  |  |  |  | 14.39% | [5 empty] | 1.102% | 0% | 1.102% | 1 | 57.77% | 0% | 0% | 2 | 3.606% | 0% | 0% | 1 | 20.03% | 0% | 0% | 1 | 65.83% | 0% | 0% | 2 | 14.43% | 0% | 0% | 1 | 5.278% | 0% | 0% | 1 | 0% | 0% | 1 |  |  |  |  | 22.79% | [5 empty] | 7.281% | 0% | 7.281% | 1 | 57.52% | 0% | 0% | 2 | 4.963% | 0% | 0% | 1 | 20.18% | 0% | 0% | 1 | 65.84% | 0% | 0% | 2 | 23.89% | 0% | 0% | 1 | 5.351% | 0% | 0% | 1 | 0% | 0% | 1 |  |  |  |  | 46.41% | [5 empty] | 3.958% | 0% | 3.958% | 1 | 47.83% | 0% | 0% | 1 | 11.79% | 0% | 0% | 1 | 21.26% | 0% | 0% | 1 | 56.23% | 0% | 0% | 2 | 16.41% | 0% | 0% | 1 | 6.64% | 0% | 0% | 1
151 | Ripon | Solano | 0 | 0 | 0 | 0% | 0% | 1 |  |  |  |  | 62.24% | [5 empty] | 0% | 0% | 0% | 1 | 38.42% | 0% | 0% | 1 | 5.229% | 0% | 0% | 1 | 6.188% | 0% | 0% | 1 | 40.66% | 0% | 0% | 1 | 0% | 0% | 0% | 1 | 2.475% | 0% | 0% | 1 | 0% | 0% | 1 |  |  |  |  | 60.28% | [5 empty] | 0% | 0% | 0% | 1 | 43.66% | 0% | 0% | 1 | 4.833% | 0% | 0% | 1 | 5.735% | 0% | 0% | 1 | 45.18% | 0% | 0% | 1 | 0% | 0% | 0% | 1 | 2.716% | 0% | 0% | 1 | 0% | 0% | 1 |  |  |  |  | 54.02% | [5 empty] | 0.6249% | 0% | 0.6249% | 1 | 46.06% | 0% | 0% | 1 | 5.619% | 0% | 0% | 1 | 9.111% | 0% | 0% | 1 | 49% | 0% | 0% | 1 | 7.274% | 0% | 0% | 1 | 3.486% | 0% | 0% | 1 | 0% | 0% | 1 |  |  |  |  | 39.49% | [5 empty] | 7.229% | 0% | 7.229% | 1 | 55.14% | 0% | 0% | 2 | 18.19% | 0% | 0% | 1 | 27.26% | 0% | 0% | 1 | 61.52% | 0% | 0% | 2 | 24.25% | 0% | 0% | 1 | 5.327% | 0% | 0% | 1
152 | Lockeford | Solano | 0 | 0 | 0 | 0% | 0% | 1 |  |  |  |  | 65.7% | [5 empty] | 0% | 0% | 0% | 1 | 0% | 0% | 0% | 1 | 0% | 0% | 0% | 1 | 21.61% | 0% | 0% | 1 | 21.61% | 0% | 0% | 1 | 0% | 0% | 0% | 1 | 3.022% | 0% | 0% | 1 | 0% | 0% | 1 |  |  |  |  | 68.69% | [5 empty] | 0% | 0% | 0% | 1 | 0% | 0% | 0% | 1 | 19.13% | 0% | 0% | 1 | 22.12% | 0% | 0% | 1 | 22.12% | 0% | 0% | 1 | 0% | 0% | 0% | 1 | 5.818% | 0% | 0% | 1 | 0% | 0% | 1 |  |  |  |  | 61.83% | [5 empty] | 0% | 0% | 0% | 1 | 15.77% | 0% | 0% | 1 | 15.86% | 0% | 0% | 1 | 18.39% | 0% | 0% | 1 | 29.02% | 0% | 0% | 1 | 1.427% | 0% | 0% | 1 | 5.827% | 0% | 0% | 1 | 0% | 0% | 1 |  |  |  |  | 52.43% | [5 empty] | 2.414% | 0% | 2.414% | 1 | 28.91% | 0% | 0% | 1 | 13.42% | 0% | 0% | 1 | 19.3% | 0% | 0% | 1 | 41.28% | 0% | 0% | 1 | 8.005% | 0% | 0% | 1 | 7.071% | 0% | 0% | 1
153 | Stagg | Solano | 0 | 0 | 0 | 0% | 0% | 1 |  |  |  |  | 86.04% | [5 empty] | 0% | 0% | 0% | 1 | 13.23% | 0% | 0% | 1 | 22.62% | 0% | 0% | 1 | 22.62% | 0% | 0% | 1 | 28.61% | 0% | 0% | 1 | 0% | 0% | 0% | 1 | 5.825% | 0% | 0% | 1 | 0% | 0% | 1 |  |  |  |  | 77.51% | [5 empty] | 0% | 0% | 0% | 1 | 19.78% | 0% | 0% | 1 | 15.25% | 0% | 0% | 1 | 15.25% | 0% | 0% | 1 | 29.92% | 0% | 0% | 1 | 0% | 0% | 0% | 1 | 7.436% | 0% | 0% | 1 | 0% | 0% | 1 |  |  |  |  | 67.81% | [5 empty] | 0.02539% | 0% | 0.02539% | 1 | 16.58% | 0% | 0% | 1 | 15.84% | 0% | 0% | 1 | 15.78% | 0% | 0% | 1 | 29.13% | 0% | 0% | 1 | 0% | 0% | 0% | 1 | 6.8% | 0% | 0% | 1 | 0% | 0% | 1 |  |  |  |  | 48.31% | [5 empty] | 3.703% | 1.101% | 4.804% | 2 | 34.39% | 0% | 0% | 1 | 23.72% | 0% | 0% | 1 | 26.11% | 0% | 0% | 1 | 46.64% | 0% | 0% | 1 | 7.874% | 0% | 0% | 1 | 8.033% | 0% | 0% | 1
154 | Weber | Solano | 0 | 0 | 0 | 0% | 0% | 1 |  |  |  |  | 73.51% | [5 empty] | 0% | 0% | 0% | 1 | 0% | 0% | 0% | 1 | 1.129% | 0% | 0% | 1 | 1.129% | 0% | 0% | 1 | 1.129% | 0% | 0% | 1 | 0% | 0% | 0% | 1 | 2.469% | 0% | 0% | 1 | 0% | 0% | 1 |  |  |  |  | 69.9% | [5 empty] | 0% | 0% | 0% | 1 | 27.07% | 0% | 0% | 1 | 3.32% | 0% | 0% | 1 | 3.474% | 0% | 0% | 1 | 29.42% | 0% | 0% | 1 | 0% | 0% | 0% | 1 | 3.574% | 0% | 0% | 1 | 0% | 0% | 1 |  |  |  |  | 63.67% | [5 empty] | 0% | 0% | 0% | 1 | 32.76% | 0% | 0% | 1 | 9.588% | 0% | 0% | 1 | 11.21% | 0% | 0% | 1 | 38.92% | 0% | 0% | 1 | 1.207% | 0% | 0% | 1 | 5.255% | 0% | 0% | 1 | 0% | 0% | 1 |  |  |  |  | 45.98% | [5 empty] | 3.824% | 0.0687% | 3.892% | 2 | 44.93% | 0% | 0% | 1 | 20.28% | 0% | 0% | 1 | 24.52% | 0% | 0% | 1 | 55.22% | 0% | 0% | 2 | 14.99% | 0% | 0% | 1 | 6.054% | 0% | 0% | 1
155 | Carrizo Plains | Kern_Greater_Carrizo | 0 | 0 | 0 | 0% | 0% | 1 |  |  |  |  | 0% | [5 empty] | 0% | 0% | 0% | 1 | 51.3% | 0% | 0% | 2 | 0.0144% | 0% | 0% | 1 | 10.43% | 0% | 0% | 1 | 56.76% | 0% | 0% | 2 | 68.26% | 0% | 0% | 2 | 1.437% | 0% | 0% | 1 | 0% | 0% | 1 |  |  |  |  | 0% | [5 empty] | 17.07% | 0% | 17.07% | 1 | 42.6% | 0% | 0% | 1 | 3.152% | 0% | 0% | 1 | 9.154% | 0% | 0% | 1 | 48.54% | 0% | 0% | 1 | 69.21% | 0% | 0% | 2 | 1.418% | 0% | 0% | 1 | 0% | 0% | 1 |  |  |  |  | 0% | [5 empty] | 22.74% | 3.098% | 25.84% | 2 | 44.5% | 0% | 0% | 1 | 5.808% | 0% | 0% | 1 | 14.17% | 0% | 0% | 1 | 55.43% | 0% | 0% | 2 | 66.91% | 0% | 0% | 2 | 1.984% | 0% | 0% | 1 | 0% | 0% | 1 |  |  |  |  | 0.2552% | [5 empty] | 28.19% | 14.28% | 42.47% | 3 | 40.73% | 0% | 0% | 1 | 7.129% | 0% | 0% | 1 | 20.51% | 0% | 0% | 1 | 52.56% | 0% | 0% | 2 | 61.98% | 0% | 0% | 2 | 3.13% | 0% | 0% | 1
156 | Cholame | Kern_Greater_Carrizo | 0 | 0 | 0 | 0% | 0% | 1 |  |  |  |  | 0.01635% | [5 empty] | 3.304% | 0% | 3.304% | 1 | 64.86% | 0% | 0% | 2 | 12.07% | 0% | 0% | 1 | 33.11% | 0% | 0% | 1 | 71.1% | 0% | 0% | 3 | 49.18% | 0% | 0% | 1 | 1.541% | 0% | 0% | 1 | 0% | 0% | 1 |  |  |  |  | 0.2301% | [5 empty] | 9.681% | 0% | 9.681% | 1 | 58.92% | 0% | 0% | 2 | 6.196% | 0% | 0% | 1 | 17.75% | 0% | 0% | 1 | 62.66% | 0% | 0% | 2 | 58.92% | 0% | 0% | 2 | 0.9615% | 0% | 0% | 1 | 0% | 0% | 1 |  |  |  |  | 1.287% | [5 empty] | 22.34% | 0.9677% | 23.3% | 2 | 48.44% | 0% | 0% | 1 | 4.96% | 0% | 0% | 1 | 19.32% | 0% | 0% | 1 | 57.7% | 0% | 0% | 2 | 53.7% | 0% | 0% | 2 | 1.962% | 0% | 0% | 1 | 0% | 0% | 1 |  |  |  |  | 0.95% | [5 empty] | 23.99% | 13.18% | 37.16% | 3 | 46.51% | 0% | 0% | 1 | 10.98% | 0% | 0% | 1 | 26.46% | 0% | 0% | 1 | 58.89% | 0% | 0% | 2 | 52.2% | 0% | 0% | 2 | 2.504% | 0% | 0% | 1
157 | Mesa | Kern_Greater_Carrizo | 0 | 0 | 0 | 0% | 0% | 1 |  |  |  |  | 18.12% | [5 empty] | 11.9% | 36.36% | 48.26% | 5 | 16.46% | 0% | 0% | 1 | 0.0009419% | 0% | 0% | 1 | 17.81% | 0% | 0% | 1 | 30.65% | 0% | 0% | 1 | 45.26% | 0% | 0% | 1 | 6.771% | 0% | 0% | 1 | 0% | 0% | 1 |  |  |  |  | 6.968% | [5 empty] | 20.67% | 41.13% | 61.8% | 5 | 23.39% | 0% | 0% | 1 | 1.17% | 0% | 0% | 1 | 29.54% | 0% | 0% | 1 | 36.85% | 0% | 0% | 1 | 63.79% | 0% | 0% | 2 | 7.522% | 0% | 0% | 1 | 0% | 0% | 1 |  |  |  |  | 4.433% | [5 empty] | 32.56% | 42.07% | 74.63% | 5 | 30.26% | 0% | 0% | 1 | 1.154% | 0% | 0% | 1 | 26.49% | 0% | 0% | 1 | 41.76% | 0% | 0% | 1 | 71.82% | 0% | 0% | 3 | 6.924% | 0% | 0% | 1 | 0% | 0% | 1 |  |  |  |  | 2.859% | [5 empty] | 49.98% | 32.38% | 82.35% | 5 | 33.41% | 0% | 0% | 1 | 7.773% | 0% | 0% | 1 | 37.05% | 0% | 0% | 1 | 55.07% | 0% | 0% | 2 | 63.62% | 0% | 0% | 2 | 5.415% | 0% | 0% | 1
158 | Oceano | Kern_Greater_Carrizo | 0 | 0 | 0 | 0% | 0% | 1 |  |  |  |  | 3.722% | [5 empty] | 36.03% | 31.7% | 67.73% | 5 | 25.01% | 0% | 0% | 1 | 1.148% | 0% | 0% | 1 | 21.92% | 0% | 0% | 1 | 28.59% | 0% | 0% | 1 | 46.09% | 0% | 0% | 1 | 11.27% | 0% | 0% | 1 | 0% | 0% | 1 |  |  |  |  | 7.229% | [5 empty] | 25.25% | 42.7% | 67.95% | 5 | 29.98% | 0% | 0% | 1 | 1.985% | 0% | 0% | 1 | 36.76% | 0% | 0% | 1 | 45.44% | 0% | 0% | 1 | 57.97% | 0% | 0% | 2 | 9.252% | 0% | 0% | 1 | 0% | 0% | 1 |  |  |  |  | 4.348% | [5 empty] | 31.3% | 47.99% | 79.29% | 5 | 27.39% | 0% | 0% | 1 | 3.138% | 0% | 0% | 1 | 36.13% | 0% | 0% | 1 | 46.41% | 0% | 0% | 1 | 67.14% | 0% | 0% | 2 | 8.016% | 0% | 0% | 1 | 0% | 0% | 1 |  |  |  |  | 1.85% | [5 empty] | 42.41% | 38.89% | 81.3% | 5 | 30.65% | 0% | 0% | 1 | 9.947% | 0% | 0% | 1 | 33.49% | 0% | 0% | 1 | 48.22% | 0% | 0% | 1 | 58.38% | 0% | 0% | 2 | 6.045% | 0% | 0% | 1
159 | San Luis Obispo | Kern_Greater_Carrizo | 0 | 0 | 0 | 0% | 0% | 1 |  |  |  |  | 0.5666% | [5 empty] | 40.24% | 57.53% | 97.77% | 5 | 34.53% | 0% | 0% | 1 | 12.33% | 0% | 0% | 1 | 49.11% | 0% | 0% | 1 | 59.25% | 0% | 0% | 2 | 74.89% | 0% | 0% | 3 | 9.357% | 0% | 0% | 1 | 0% | 0% | 1 |  |  |  |  | 0.2186% | [5 empty] | 28.51% | 68.13% | 96.64% | 5 | 39.99% | 0% | 0% | 1 | 18.66% | 0% | 0% | 1 | 52.37% | 0% | 0% | 2 | 64.67% | 0% | 0% | 2 | 65.22% | 0% | 0% | 2 | 6.881% | 0% | 0% | 1 | 0% | 0% | 1 |  |  |  |  | 0.7658% | [5 empty] | 40.03% | 42.77% | 82.81% | 5 | 34.53% | 0% | 0% | 1 | 14.24% | 0% | 0% | 1 | 39.32% | 0% | 0% | 1 | 54.35% | 0% | 0% | 2 | 50.21% | 0% | 0% | 2 | 6.157% | 0% | 0% | 1 | 0% | 0% | 1 |  |  |  |  | 2.378% | [5 empty] | 42.35% | 33.43% | 75.77% | 5 | 30.07% | 0% | 0% | 1 | 12.24% | 0% | 0% | 1 | 32.11% | 0% | 0% | 1 | 48.32% | 0% | 0% | 1 | 53.49% | 0% | 0% | 2 | 5.447% | 0% | 0% | 1
160 | Templeton | Kern_Greater_Carrizo | 100 | 4000 | 15 | 14.31% | 0% | 1 |  |  |  |  | 2.815% | [5 empty] | 31.13% | 35.32% | 66.44% | 5 | 28.68% | 7.929% | 0% | 1 | 23.59% | 7.402% | 0% | 1 | 36.06% | 8.845% | 0% | 1 | 46.98% | 10.67% | 0% | 1 | 34.69% | 8.658% | 0% | 1 | 3.829% | 10.67% | 0% | 1 | 10.49% | 0% | 1 |  |  |  |  | 2.193% | [5 empty] | 38.85% | 28.13% | 66.98% | 4 | 34.62% | 5.239% | 0% | 1 | 19.11% | 4.234% | 0% | 1 | 33.18% | 5.126% | 0% | 1 | 49.56% | 6.79% | 0% | 1 | 41.69% | 5.874% | 0% | 1 | 4.889% | 6.79% | 0% | 1 | 9.428% | 0% | 1 |  |  |  |  | 1.831% | [5 empty] | 43.52% | 28.07% | 71.59% | 4 | 35.47% | 4.386% | 0% | 1 | 18.05% | 3.454% | 0% | 1 | 32.34% | 4.183% | 0% | 1 | 51.56% | 5.843% | 0% | 2 | 44.51% | 5.1% | 0% | 1 | 4.448% | 5.843% | 0% | 1 | 7.876% | 0% | 1 |  |  |  |  | 1.599% | [5 empty] | 32.45% | 22.72% | 55.17% | 4 | 44.19% | 2.832% | 0% | 1 | 13.38% | 1.825% | 0% | 1 | 33.64% | 2.382% | 0% | 1 | 60.58% | 4.009% | 0% | 2 | 47.93% | 3.035% | 0% | 1 | 3.973% | 4.009% | 0% | 1
161 | Sisquoc | Kern_Greater_Carrizo | 0 | 0 | 0 | 0% | 0% | 1 |  |  |  |  | 0.4105% | [5 empty] | 0.7415% | 28.79% | 29.54% | 4 | 42.34% | 0% | 0% | 1 | 2.231% | 0% | 0% | 1 | 70.46% | 0% | 0% | 3 | 70.46% | 0% | 0% | 3 | 56.45% | 0% | 0% | 2 | 0.021% | 0% | 0% | 1 | 0% | 0% | 1 |  |  |  |  | 5.494% | [5 empty] | 50.5% | 27.18% | 77.69% | 5 | 44.82% | 0% | 0% | 1 | 3.556% | 0% | 0% | 1 | 46.25% | 0% | 0% | 1 | 67.72% | 0% | 0% | 2 | 62.33% | 0% | 0% | 2 | 2.594% | 0% | 0% | 1 | 0% | 0% | 1 |  |  |  |  | 5.651% | [5 empty] | 46.7% | 31.11% | 77.81% | 5 | 38.29% | 0% | 0% | 1 | 3.44% | 0% | 0% | 1 | 35.21% | 0% | 0% | 1 | 52.95% | 0% | 0% | 2 | 59.94% | 0% | 0% | 2 | 5.337% | 0% | 0% | 1 | 0% | 0% | 1 |  |  |  |  | 2.636% | [5 empty] | 65.51% | 19.36% | 84.87% | 5 | 49.17% | 0% | 0% | 1 | 4.396% | 0% | 0% | 1 | 21.07% | 0% | 0% | 1 | 59.95% | 0% | 0% | 2 | 68.69% | 0% | 0% | 2 | 6.294% | 0% | 0% | 1
162 | Goleta | Kern_Greater_Carrizo | 0 | 0 | 0 | 0% | 0% | 1 |  |  |  |  | 0.1702% | [5 empty] | 20.11% | 30.9% | 51.01% | 5 | 31.37% | 0% | 0% | 1 | 0% | 0% | 0% | 1 | 2.972% | 0% | 0% | 1 | 34.34% | 0% | 0% | 1 | 34.06% | 0% | 0% | 1 | 6.935% | 0% | 0% | 1 | 0% | 0% | 1 |  |  |  |  | 2.569% | [5 empty] | 40.09% | 31.97% | 72.06% | 5 | 66.77% | 0% | 0% | 2 | 1.437% | 0% | 0% | 1 | 8.423% | 0% | 0% | 1 | 75.19% | 0% | 0% | 3 | 30.16% | 0% | 0% | 1 | 6.242% | 0% | 0% | 1 | 0% | 0% | 1 |  |  |  |  | 2.32% | [5 empty] | 47.12% | 37.33% | 84.45% | 5 | 56.05% | 0% | 0% | 2 | 0.8842% | 0% | 0% | 1 | 8.492% | 0% | 0% | 1 | 64.48% | 0% | 0% | 2 | 49.41% | 0% | 0% | 1 | 7.112% | 0% | 0% | 1 | 0% | 0% | 1 |  |  |  |  | 2.2% | [5 empty] | 78.56% | 11.05% | 89.61% | 5 | 62.92% | 0% | 0% | 2 | 3.464% | 0% | 0% | 1 | 16.7% | 0% | 0% | 1 | 71.83% | 0% | 0% | 3 | 63.66% | 0% | 0% | 2 | 5.443% | 0% | 0% | 1
163 | Schulte Switching Station | Peninsula_Monterey | 0 | 0 | 0 | 0% | 0% | 1 |  |  |  |  | 0% | [5 empty] | 0% | 0% | 0% | 1 | 0% | 0% | 0% | 1 | 0% | 0% | 0% | 1 | 18.54% | 0% | 0% | 1 | 18.54% | 0% | 0% | 1 | 0% | 0% | 0% | 1 | 92.87% | 0% | 0% | 4 | 0% | 0% | 1 |  |  |  |  | 0.134% | [5 empty] | 34.47% | 48.8% | 83.27% | 5 | 71.34% | 0% | 0% | 3 | 18.56% | 0% | 0% | 1 | 64.74% | 0% | 0% | 2 | 81.43% | 0% | 0% | 3 | 35% | 0% | 0% | 1 | 15.79% | 0% | 0% | 1 | 0% | 0% | 1 |  |  |  |  | 0.04856% | [5 empty] | 63.07% | 31.38% | 94.45% | 5 | 81.08% | 0% | 0% | 3 | 19.99% | 0% | 0% | 1 | 45.78% | 0% | 0% | 1 | 92.81% | 0% | 0% | 4 | 73.63% | 0% | 0% | 3 | 6.581% | 0% | 0% | 1 | 0% | 0% | 1 |  |  |  |  | 0.2786% | [5 empty] | 46.58% | 18.37% | 64.95% | 3 | 76.74% | 0% | 0% | 3 | 44.5% | 0% | 0% | 1 | 63.79% | 0% | 0% | 2 | 94.18% | 0% | 0% | 4 | 69.38% | 0% | 0% | 2 | 5.207% | 0% | 0% | 1
164 | Hicks | Peninsula_Monterey | 0 | 0 | 0 | 0% | 0% | 1 |  |  |  |  | 0.1698% | [5 empty] | 0% | 100% | 100% | 5 | 53.6% | 0% | 0% | 2 | 0% | 0% | 0% | 1 | 69.33% | 0% | 0% | 2 | 89.86% | 0% | 0% | 3 | 30.36% | 0% | 0% | 1 | 0.9745% | 0% | 0% | 1 | 0% | 0% | 1 |  |  |  |  | 0.1861% | [5 empty] | 11.89% | 88.11% | 100% | 5 | 72.83% | 0% | 0% | 3 | 0.475% | 0% | 0% | 1 | 68.1% | 0% | 0% | 2 | 93.65% | 0% | 0% | 4 | 45.28% | 0% | 0% | 1 | 1.393% | 0% | 0% | 1 | 0% | 0% | 1 |  |  |  |  | 0.06008% | [5 empty] | 65.5% | 31.3% | 96.8% | 5 | 77.83% | 0% | 0% | 3 | 17.8% | 0% | 0% | 1 | 56.61% | 0% | 0% | 2 | 92.74% | 0% | 0% | 4 | 73.84% | 0% | 0% | 3 | 3.597% | 0% | 0% | 1 | 0% | 0% | 1 |  |  |  |  | 2.452% | [5 empty] | 62.88% | 18.13% | 81.01% | 5 | 73.8% | 0% | 0% | 3 | 38.95% | 0% | 0% | 1 | 62.49% | 0% | 0% | 2 | 95% | 0% | 0% | 4 | 71.97% | 0% | 0% | 3 | 4.947% | 0% | 0% | 1
165 | Cottonwood | Northern_California | 0 | 0 | 0 | 0% | 0% | 1 |  |  |  |  | 2.101% | [5 empty] | 86.56% | 0% | 86.56% | 5 | 26.12% | 0% | 0% | 1 | 8.513% | 0% | 0% | 1 | 8.838% | 0% | 0% | 1 | 32.48% | 0% | 0% | 1 | 27.76% | 0% | 0% | 1 | 4.688% | 0% | 0% | 1 | 0% | 0% | 1 |  |  |  |  | 1.026% | [5 empty] | 88.82% | 2.759% | 91.58% | 5 | 37.37% | 0% | 0% | 1 | 5.813% | 0% | 0% | 1 | 4.281% | 0% | 0% | 1 | 40.9% | 0% | 0% | 1 | 44.73% | 0% | 0% | 1 | 4.616% | 0% | 0% | 1 | 0% | 0% | 1 |  |  |  |  | 3.968% | [5 empty] | 83.3% | 5.438% | 88.74% | 5 | 29.5% | 0% | 0% | 1 | 7.083% | 0% | 0% | 1 | 6.956% | 0% | 0% | 1 | 35.12% | 0% | 0% | 1 | 52.7% | 0% | 0% | 2 | 4.737% | 0% | 0% | 1 | 0% | 0% | 1 |  |  |  |  | 5.549% | [5 empty] | 75.42% | 5.004% | 80.42% | 5 | 37.21% | 0% | 0% | 1 | 12.31% | 0% | 0% | 1 | 14.27% | 0% | 0% | 1 | 45.19% | 0% | 0% | 1 | 58.81% | 0% | 0% | 2 | 8.783% | 0% | 0% | 1
166 | Jessup | Northern_California | 0 | 0 | 0 | 0% | 0% | 1 |  |  |  |  | 2.962% | [5 empty] | 72.35% | 9.705% | 82.06% | 5 | 44.1% | 0% | 0% | 1 | 10.54% | 0% | 0% | 1 | 5.463% | 0% | 0% | 1 | 50.4% | 0% | 0% | 2 | 23.93% | 0% | 0% | 1 | 4.27% | 0% | 0% | 1 | 0% | 0% | 1 |  |  |  |  | 1.196% | [5 empty] | 83.79% | 9.571% | 93.36% | 5 | 39.17% | 0% | 0% | 1 | 8.299% | 0% | 0% | 1 | 6.705% | 0% | 0% | 1 | 44.92% | 0% | 0% | 1 | 41.94% | 0% | 0% | 1 | 3.413% | 0% | 0% | 1 | 0% | 0% | 1 |  |  |  |  | 0.6331% | [5 empty] | 89.98% | 4.993% | 94.97% | 5 | 36.1% | 0% | 0% | 1 | 9.861% | 0% | 0% | 1 | 12.69% | 0% | 0% | 1 | 42.84% | 0% | 0% | 1 | 53.14% | 0% | 0% | 2 | 3.001% | 0% | 0% | 1 | 0% | 0% | 1 |  |  |  |  | 4.612% | [5 empty] | 80.72% | 5.872% | 86.59% | 5 | 33.12% | 0% | 0% | 1 | 13.21% | 0% | 0% | 1 | 16.41% | 0% | 0% | 1 | 42.67% | 0% | 0% | 1 | 62.29% | 0% | 0% | 2 | 5.5% | 0% | 0% | 1
167 | Round Mountain | Northern_California | 310 | 12400 | 20 | 179.2% | 7.341% | 4 |  |  |  |  | 0.1035% | [5 empty] | 90.37% | 9.082% | 99.46% | 5 | 67.28% | 46.46% | 0% | 2 | 17.91% | 18.52% | 0% | 1 | 22.58% | 19.64% | 0% | 1 | 73.27% | 56.88% | 0% | 3 | 66.36% | 45.19% | 0% | 2 | 5.157% | 56.88% | 0% | 3 | 78.79% | 0% | 3 |  |  |  |  | 0.0475% | [5 empty] | 95.09% | 4.166% | 99.26% | 5 | 52.32% | 14.63% | 0% | 2 | 24.61% | 9.251% | 0% | 1 | 29.14% | 9.842% | 0% | 1 | 66.96% | 21.11% | 0% | 2 | 70.92% | 23.98% | 0% | 3 | 4.949% | 21.11% | 0% | 2 | 55.31% | 0% | 3 |  |  |  |  | 0.03995% | [5 empty] | 95.36% | 3.941% | 99.31% | 5 | 48.55% | 8.757% | 0% | 1 | 22.79% | 5.836% | 0% | 1 | 26.71% | 6.148% | 0% | 1 | 61.26% | 11.63% | 0% | 2 | 71.89% | 16.03% | 0% | 3 | 4.34% | 11.63% | 0% | 1 | 22.68% | 0% | 2 |  |  |  |  | 0.09752% | [5 empty] | 94.49% | 4.998% | 99.49% | 5 | 41.77% | 4.213% | 0% | 1 | 20.7% | 3.093% | 0% | 1 | 23.79% | 3.219% | 0% | 1 | 55.22% | 5.478% | 0% | 2 | 65.44% | 7.098% | 0% | 2 | 4.244% | 5.478% | 0% | 1
168 | Carquinez | Solano | 0 | 0 | 0 | 0% | 0% | 1 |  |  |  |  | 0.05413% | [5 empty] | 32.7% | 0% | 32.7% | 2 | 15.47% | 0% | 0% | 1 | 32.65% | 0% | 0% | 1 | 49.62% | 0% | 0% | 1 | 73% | 0% | 0% | 3 | 18.77% | 0% | 0% | 1 | 12.25% | 0% | 0% | 1 | 0% | 0% | 1 |  |  |  |  | 4.488% | [5 empty] | 32.73% | 0.2376% | 32.97% | 2 | 30.56% | 0% | 0% | 1 | 30.28% | 0% | 0% | 1 | 43.83% | 0% | 0% | 1 | 72.89% | 0% | 0% | 3 | 22.99% | 0% | 0% | 1 | 18.86% | 0% | 0% | 1 | 0% | 0% | 1 |  |  |  |  | 5.009% | [5 empty] | 40.81% | 4.494% | 45.31% | 2 | 46.9% | 0% | 0% | 1 | 27% | 0% | 0% | 1 | 38.4% | 0% | 0% | 1 | 76.51% | 0% | 0% | 3 | 32.15% | 0% | 0% | 1 | 19.05% | 0% | 0% | 1 | 0% | 0% | 1 |  |  |  |  | 4.843% | [5 empty] | 42.83% | 12.51% | 55.34% | 3 | 50.97% | 0% | 0% | 2 | 34.24% | 0% | 0% | 1 | 46.8% | 0% | 0% | 1 | 77.78% | 0% | 0% | 3 | 40.73% | 0% | 0% | 1 | 16.5% | 0% | 0% | 1
169 | Peabody | Solano | 0 | 0 | 0 | 0% | 0% | 1 |  |  |  |  | 16.51% | [5 empty] | 32.08% | 0% | 32.08% | 2 | 29.6% | 0% | 0% | 1 | 35.52% | 0% | 0% | 1 | 35.64% | 0% | 0% | 1 | 67.72% | 0% | 0% | 2 | 21.15% | 0% | 0% | 1 | 25.47% | 0% | 0% | 1 | 0% | 0% | 1 |  |  |  |  | 21.58% | [5 empty] | 30.1% | 0% | 30.1% | 2 | 43.9% | 0% | 0% | 1 | 22.19% | 0% | 0% | 1 | 21.93% | 0% | 0% | 1 | 62.09% | 0% | 0% | 2 | 24.45% | 0% | 0% | 1 | 21.12% | 0% | 0% | 1 | 0% | 0% | 1 |  |  |  |  | 33.37% | [5 empty] | 22.36% | 0% | 22.36% | 2 | 34% | 0% | 0% | 1 | 18.32% | 0% | 0% | 1 | 20.68% | 0% | 0% | 1 | 50.22% | 0% | 0% | 2 | 18.51% | 0% | 0% | 1 | 17.76% | 0% | 0% | 1 | 0% | 0% | 1 |  |  |  |  | 36.67% | [5 empty] | 19.85% | 4.318% | 24.17% | 2 | 36.36% | 0% | 0% | 1 | 21.71% | 0% | 0% | 1 | 28% | 0% | 0% | 1 | 55.7% | 0% | 0% | 2 | 18.7% | 0% | 0% | 1 | 12.48% | 0% | 0% | 1
170 | Vaca Dixon | Solano | 0 | 0 | 0 | 0% | 0% | 1 |  |  |  |  | 57.19% | [5 empty] | 11.8% | 0% | 11.8% | 1 | 23.77% | 0% | 0% | 1 | 13.27% | 0% | 0% | 1 | 10.3% | 0% | 0% | 1 | 35.74% | 0% | 0% | 1 | 6.758% | 0% | 0% | 1 | 5.985% | 0% | 0% | 1 | 0% | 0% | 1 |  |  |  |  | 43.1% | [5 empty] | 21.22% | 0% | 21.22% | 2 | 30.78% | 0% | 0% | 1 | 14.04% | 0% | 0% | 1 | 14.37% | 0% | 0% | 1 | 44.53% | 0% | 0% | 1 | 16.24% | 0% | 0% | 1 | 12.63% | 0% | 0% | 1 | 0% | 0% | 1 |  |  |  |  | 42.51% | [5 empty] | 23.76% | 0% | 23.76% | 2 | 37.68% | 0% | 0% | 1 | 12.68% | 0% | 0% | 1 | 19.52% | 0% | 0% | 1 | 51.14% | 0% | 0% | 2 | 19.58% | 0% | 0% | 1 | 10.96% | 0% | 0% | 1 | 0% | 0% | 1 |  |  |  |  | 39.44% | [5 empty] | 17.27% | 2.807% | 20.08% | 2 | 42.36% | 0% | 0% | 1 | 16.81% | 0% | 0% | 1 | 23.22% | 0% | 0% | 1 | 58.09% | 0% | 0% | 2 | 17.21% | 0% | 0% | 1 | 10.71% | 0% | 0% | 1
171 | Bellevue | Mendocino_Marin | 0 | 0 | 0 | 0% | 0% | 1 |  |  |  |  | 1.386% | [5 empty] | 86.74% | 6.493% | 93.23% | 5 | 57.34% | 0% | 0% | 2 | 39.06% | 0% | 0% | 1 | 65.86% | 0% | 0% | 2 | 75.01% | 0% | 0% | 3 | 68.61% | 0% | 0% | 2 | 6.616% | 0% | 0% | 1 | 0% | 0% | 1 |  |  |  |  | 1.915% | [5 empty] | 51.16% | 35.42% | 86.58% | 5 | 63.55% | 0% | 0% | 2 | 25.81% | 0% | 0% | 1 | 59.14% | 0% | 0% | 2 | 84.55% | 0% | 0% | 3 | 69.27% | 0% | 0% | 2 | 5.962% | 0% | 0% | 1 | 0% | 0% | 1 |  |  |  |  | 1.325% | [5 empty] | 45.55% | 36.19% | 81.74% | 5 | 71.64% | 0% | 0% | 3 | 30.3% | 0% | 0% | 1 | 58.2% | 0% | 0% | 2 | 88.39% | 0% | 0% | 3 | 71.43% | 0% | 0% | 3 | 6.015% | 0% | 0% | 1 | 0% | 0% | 1 |  |  |  |  | 1.952% | [5 empty] | 52.21% | 34.77% | 86.99% | 5 | 71.02% | 0% | 0% | 3 | 29.62% | 0% | 0% | 1 | 64% | 0% | 0% | 2 | 90.56% | 0% | 0% | 4 | 71.01% | 0% | 0% | 3 | 5.497% | 0% | 0% | 1
172 | Cloverdale | Mendocino_Marin | 0 | 0 | 0 | 0% | 0% | 1 |  |  |  |  | 2.517% | [5 empty] | 48.49% | 45.03% | 93.51% | 5 | 84.89% | 0% | 0% | 3 | 33.51% | 0% | 0% | 1 | 51.13% | 0% | 0% | 2 | 97.58% | 0% | 0% | 5 | 67.97% | 0% | 0% | 2 | 1.149% | 0% | 0% | 1 | 0% | 0% | 1 |  |  |  |  | 1.199% | [5 empty] | 58.78% | 38.51% | 97.29% | 5 | 75.72% | 0% | 0% | 3 | 32.14% | 0% | 0% | 1 | 57.14% | 0% | 0% | 2 | 90.2% | 0% | 0% | 4 | 71.57% | 0% | 0% | 3 | 0.9495% | 0% | 0% | 1 | 0% | 0% | 1 |  |  |  |  | 1.616% | [5 empty] | 60.83% | 36.49% | 97.32% | 5 | 57.51% | 0% | 0% | 2 | 32.51% | 0% | 0% | 1 | 62.3% | 0% | 0% | 2 | 87.41% | 0% | 0% | 3 | 68.97% | 0% | 0% | 2 | 0.8428% | 0% | 0% | 1 | 0% | 0% | 1 |  |  |  |  | 1.538% | [5 empty] | 65.2% | 31.62% | 96.82% | 5 | 47.79% | 0% | 0% | 1 | 26.63% | 0% | 0% | 1 | 57.11% | 0% | 0% | 2 | 77.55% | 0% | 0% | 3 | 66.49% | 0% | 0% | 2 | 1.017% | 0% | 0% | 1
173 | Fulton | Mendocino_Marin | 0 | 0 | 0 | 0% | 0% | 1 |  |  |  |  | 0.3451% | [5 empty] | 0.047% | 99.95% | 100% | 5 | 82.82% | 0% | 0% | 3 | 12.93% | 0% | 0% | 1 | 94.47% | 0% | 0% | 4 | 97.89% | 0% | 0% | 5 | 52.18% | 0% | 0% | 2 | 1.919% | 0% | 0% | 1 | 0% | 0% | 1 |  |  |  |  | 2.621% | [5 empty] | 9.104% | 87.74% | 96.85% | 5 | 51.67% | 0% | 0% | 2 | 22.64% | 0% | 0% | 1 | 53.11% | 0% | 0% | 2 | 77.31% | 0% | 0% | 3 | 62.34% | 0% | 0% | 2 | 2.17% | 0% | 0% | 1 | 0% | 0% | 1 |  |  |  |  | 1.881% | [5 empty] | 35.36% | 49.62% | 84.98% | 5 | 66.41% | 0% | 0% | 2 | 32.46% | 0% | 0% | 1 | 67.6% | 0% | 0% | 2 | 88.42% | 0% | 0% | 3 | 69.87% | 0% | 0% | 2 | 4.209% | 0% | 0% | 1 | 0% | 0% | 1 |  |  |  |  | 1.923% | [5 empty] | 51.37% | 38.09% | 89.46% | 5 | 67.37% | 0% | 0% | 2 | 31.37% | 0% | 0% | 1 | 63.43% | 0% | 0% | 2 | 90% | 0% | 0% | 3 | 65.43% | 0% | 0% | 2 | 3.62% | 0% | 0% | 1
174 | Lakeville | Mendocino_Marin | 0 | 0 | 0 | 0% | 0% | 1 |  |  |  |  | 2.328% | [5 empty] | 82.66% | 9.195% | 91.85% | 5 | 84.34% | 0% | 0% | 3 | 34.62% | 0% | 0% | 1 | 56.93% | 0% | 0% | 2 | 87.75% | 0% | 0% | 3 | 66.38% | 0% | 0% | 2 | 4.291% | 0% | 0% | 1 | 0% | 0% | 1 |  |  |  |  | 1.318% | [5 empty] | 69.71% | 22.42% | 92.13% | 5 | 75.74% | 0% | 0% | 3 | 26.92% | 0% | 0% | 1 | 55.93% | 0% | 0% | 2 | 88.55% | 0% | 0% | 3 | 74.74% | 0% | 0% | 3 | 6.621% | 0% | 0% | 1 | 0% | 0% | 1 |  |  |  |  | 0.9052% | [5 empty] | 59.29% | 25.35% | 84.64% | 5 | 73.5% | 0% | 0% | 3 | 26.04% | 0% | 0% | 1 | 60.64% | 0% | 0% | 2 | 91.01% | 0% | 0% | 4 | 71.21% | 0% | 0% | 3 | 7.999% | 0% | 0% | 1 | 0% | 0% | 1 |  |  |  |  | 3.02% | [5 empty] | 50.71% | 23.47% | 74.18% | 4 | 63.35% | 0% | 0% | 2 | 28.46% | 0% | 0% | 1 | 51.12% | 0% | 0% | 2 | 84.56% | 0% | 0% | 3 | 59.35% | 0% | 0% | 2 | 8.129% | 0% | 0% | 1
175 | Penngrove | Mendocino_Marin | 0 | 0 | 0 | 0% | 0% | 1 |  |  |  |  | 1.244% | [5 empty] | 95.28% | 1.345% | 96.62% | 5 | 60.89% | 0% | 0% | 2 | 27.77% | 0% | 0% | 1 | 62.43% | 0% | 0% | 2 | 82.22% | 0% | 0% | 3 | 75.41% | 0% | 0% | 3 | 5.729% | 0% | 0% | 1 | 0% | 0% | 1 |  |  |  |  | 1.534% | [5 empty] | 65.47% | 21.63% | 87.1% | 5 | 73.45% | 0% | 0% | 3 | 24.36% | 0% | 0% | 1 | 57.77% | 0% | 0% | 2 | 88.69% | 0% | 0% | 3 | 76.21% | 0% | 0% | 3 | 6.091% | 0% | 0% | 1 | 0% | 0% | 1 |  |  |  |  | 1.367% | [5 empty] | 48.31% | 32.52% | 80.83% | 5 | 72.9% | 0% | 0% | 3 | 33.07% | 0% | 0% | 1 | 57.8% | 0% | 0% | 2 | 88.41% | 0% | 0% | 3 | 70.36% | 0% | 0% | 3 | 6.602% | 0% | 0% | 1 | 0% | 0% | 1 |  |  |  |  | 1.795% | [5 empty] | 49.69% | 32.31% | 82% | 5 | 69.62% | 0% | 0% | 2 | 27.26% | 0% | 0% | 1 | 58.16% | 0% | 0% | 2 | 89.16% | 0% | 0% | 3 | 68.15% | 0% | 0% | 2 | 6.787% | 0% | 0% | 1
176 | Warnerville | Central_Valley_North_Los_Banos | 0 | 0 | 0 | 0% | 0% | 1 |  |  |  |  | 21.73% | [5 empty] | 0% | 0% | 0% | 1 | 68.97% | 0% | 0% | 2 | 13.04% | 0% | 0% | 1 | 32.61% | 0% | 0% | 1 | 79.14% | 0% | 0% | 3 | 20.45% | 0% | 0% | 1 | 7.667% | 0% | 0% | 1 | 0% | 0% | 1 |  |  |  |  | 21% | [5 empty] | 4.205% | 0% | 4.205% | 1 | 68.29% | 0% | 0% | 2 | 16.2% | 0% | 0% | 1 | 31.59% | 0% | 0% | 1 | 76.61% | 0% | 0% | 3 | 28.98% | 0% | 0% | 1 | 8.13% | 0% | 0% | 1 | 0% | 0% | 1 |  |  |  |  | 30.07% | [5 empty] | 4.404% | 0% | 4.404% | 1 | 57.86% | 0% | 0% | 2 | 14.91% | 0% | 0% | 1 | 28.3% | 0% | 0% | 1 | 66.6% | 0% | 0% | 2 | 23.59% | 0% | 0% | 1 | 6.475% | 0% | 0% | 1 | 0% | 0% | 1 |  |  |  |  | 37.11% | [5 empty] | 3.419% | 0% | 3.419% | 1 | 52.46% | 0% | 0% | 2 | 16.1% | 0% | 0% | 1 | 26.14% | 0% | 0% | 1 | 60.52% | 0% | 0% | 2 | 20.03% | 0% | 0% | 1 | 7.171% | 0% | 0% | 1
177 | Riverbank | Central_Valley_North_Los_Banos | 0 | 0 | 0 | 0% | 0% | 1 |  |  |  |  | 23.22% | [5 empty] | 0% | 0% | 0% | 1 | 69.78% | 0% | 0% | 2 | 4.658% | 0% | 0% | 1 | 17.85% | 0% | 0% | 1 | 77.28% | 0% | 0% | 3 | 6.436% | 0% | 0% | 1 | 4.965% | 0% | 0% | 1 | 0% | 0% | 1 |  |  |  |  | 32.23% | [5 empty] | 1.614% | 0% | 1.614% | 1 | 62.43% | 0% | 0% | 2 | 8.233% | 0% | 0% | 1 | 22.43% | 0% | 0% | 1 | 69.9% | 0% | 0% | 2 | 18.67% | 0% | 0% | 1 | 5.503% | 0% | 0% | 1 | 0% | 0% | 1 |  |  |  |  | 33.67% | [5 empty] | 4.651% | 0% | 4.651% | 1 | 57.49% | 0% | 0% | 2 | 12.15% | 0% | 0% | 1 | 23.49% | 0% | 0% | 1 | 63.68% | 0% | 0% | 2 | 21.58% | 0% | 0% | 1 | 6.351% | 0% | 0% | 1 | 0% | 0% | 1 |  |  |  |  | 38.96% | [5 empty] | 4.503% | 0% | 4.503% | 1 | 52.92% | 0% | 0% | 2 | 13.7% | 0% | 0% | 1 | 23.49% | 0% | 0% | 1 | 59.51% | 0% | 0% | 2 | 21.63% | 0% | 0% | 1 | 6.318% | 0% | 0% | 1
178 | Pease | Northern_California | 0 | 0 | 0 | 0% | 0% | 1 |  |  |  |  | 45.34% | [5 empty] | 0% | 0% | 0% | 1 | 44.47% | 0% | 0% | 1 | 13.58% | 0% | 0% | 1 | 28.94% | 0% | 0% | 1 | 68.75% | 0% | 0% | 2 | 8.561% | 0% | 0% | 1 | 5.932% | 0% | 0% | 1 | 0% | 0% | 1 |  |  |  |  | 44.27% | [5 empty] | 0.02344% | 0% | 0.02344% | 1 | 51.53% | 0% | 0% | 2 | 14.25% | 0% | 0% | 1 | 36.07% | 0% | 0% | 1 | 73.54% | 0% | 0% | 3 | 5.55% | 0% | 0% | 1 | 8.933% | 0% | 0% | 1 | 0% | 0% | 1 |  |  |  |  | 46.83% | [5 empty] | 0.4859% | 0% | 0.4859% | 1 | 52.18% | 0% | 0% | 2 | 13.29% | 0% | 0% | 1 | 41.06% | 0% | 0% | 1 | 73.91% | 0% | 0% | 3 | 3.793% | 0% | 0% | 1 | 9.337% | 0% | 0% | 1 | 0% | 0% | 1 |  |  |  |  | 47.44% | [5 empty] | 2.043% | 0.2591% | 2.302% | 2 | 47.06% | 0% | 0% | 1 | 12.36% | 0% | 0% | 1 | 43.56% | 0% | 0% | 1 | 71.69% | 0% | 0% | 3 | 3.688% | 0% | 0% | 1 | 8.998% | 0% | 0% | 1
179 | Rio Oso | Northern_California | 0 | 0 | 0 | 0% | 0% | 1 |  |  |  |  | 42.71% | [5 empty] | 0.06532% | 0% | 0.06532% | 1 | 57.57% | 0% | 0% | 2 | 8.433% | 0% | 0% | 1 | 22.87% | 0% | 0% | 1 | 65.69% | 0% | 0% | 2 | 0.2431% | 0% | 0% | 1 | 17.46% | 0% | 0% | 1 | 0% | 0% | 1 |  |  |  |  | 44.63% | [5 empty] | 0.4175% | 0% | 0.4175% | 1 | 47.35% | 0% | 0% | 1 | 6.474% | 0% | 0% | 1 | 36.31% | 0% | 0% | 1 | 66.48% | 0% | 0% | 2 | 0.4033% | 0% | 0% | 1 | 13.99% | 0% | 0% | 1 | 0% | 0% | 1 |  |  |  |  | 55.72% | [5 empty] | 0.5282% | 0% | 0.5282% | 1 | 43.14% | 0% | 0% | 1 | 4.895% | 0% | 0% | 1 | 38% | 0% | 0% | 1 | 64.95% | 0% | 0% | 2 | 0.5721% | 0% | 0% | 1 | 11% | 0% | 0% | 1 | 0% | 0% | 1 |  |  |  |  | 53.68% | [5 empty] | 0.2403% | 0% | 0.2403% | 1 | 54.57% | 0% | 0% | 2 | 10.7% | 0% | 0% | 1 | 39.89% | 0% | 0% | 1 | 73.42% | 0% | 0% | 3 | 2.845% | 0% | 0% | 1 | 8.545% | 0% | 0% | 1
180 | Alpaugh | Central_Valley_North_Los_Banos | 0 | 0 | 0 | 0% | 0% | 1 |  |  |  |  | 0% | [5 empty] | 0% | 0% | 0% | 1 | 0% | 0% | 0% | 1 | 0% | 0% | 0% | 1 | 0% | 0% | 0% | 1 | 0% | 0% | 0% | 1 | 0% | 0% | 0% | 1 | 0% | 0% | 0% | 1 | 0% | 0% | 1 |  |  |  |  | 0% | [5 empty] | 0% | 0% | 0% | 1 | 0% | 0% | 0% | 1 | 0% | 0% | 0% | 1 | 0% | 0% | 0% | 1 | 0% | 0% | 0% | 1 | 0% | 0% | 0% | 1 | 0% | 0% | 0% | 1 | 0% | 0% | 1 |  |  |  |  | 1.952% | [5 empty] | 0% | 0% | 0% | 1 | 0% | 0% | 0% | 1 | 0% | 0% | 0% | 1 | 0% | 0% | 0% | 1 | 0% | 0% | 0% | 1 | 0% | 0% | 0% | 1 | 2.03% | 0% | 0% | 1 | 0% | 0% | 1 |  |  |  |  | 11.2% | [5 empty] | 0% | 0% | 0% | 1 | 0.0283% | 0% | 0% | 1 | 0% | 0% | 0% | 1 | 2.264% | 0% | 0% | 1 | 2.292% | 0% | 0% | 1 | 0% | 0% | 0% | 1 | 3.914% | 0% | 0% | 1
181 | Rector | Central_Valley_North_Los_Banos | 0 | 0 | 0 | 0% | 0% | 1 |  |  |  |  | 0% | [5 empty] | 0% | 0% | 0% | 1 | 0% | 0% | 0% | 1 | 0% | 0% | 0% | 1 | 0% | 0% | 0% | 1 | 0% | 0% | 0% | 1 | 0% | 0% | 0% | 1 | 0% | 0% | 0% | 1 | 0% | 0% | 1 |  |  |  |  | 0% | [5 empty] | 0% | 0% | 0% | 1 | 0% | 0% | 0% | 1 | 0% | 0% | 0% | 1 | 0% | 0% | 0% | 1 | 0% | 0% | 0% | 1 | 0% | 0% | 0% | 1 | 0% | 0% | 0% | 1 | 0% | 0% | 1 |  |  |  |  | 28.94% | [5 empty] | 0% | 0% | 0% | 1 | 0% | 0% | 0% | 1 | 0% | 0% | 0% | 1 | 0% | 0% | 0% | 1 | 0% | 0% | 0% | 1 | 0% | 0% | 0% | 1 | 0% | 0% | 0% | 1 | 0% | 0% | 1 |  |  |  |  | 33.49% | [5 empty] | 0% | 0% | 0% | 1 | 0% | 0% | 0% | 1 | 0% | 0% | 0% | 1 | 0% | 0% | 0% | 1 | 0% | 0% | 0% | 1 | 0% | 0% | 0% | 1 | 3.004% | 0% | 0% | 1
182 | Springville | Central_Valley_North_Los_Banos | 0 | 0 | 0 | 0% | 0% | 1 |  |  |  |  | 0% | [5 empty] | 0% | 0% | 0% | 1 | 0% | 0% | 0% | 1 | 0% | 0% | 0% | 1 | 0% | 0% | 0% | 1 | 0% | 0% | 0% | 1 | 0% | 0% | 0% | 1 | 0% | 0% | 0% | 1 | 0% | 0% | 1 |  |  |  |  | 0% | [5 empty] | 0% | 0% | 0% | 1 | 0% | 0% | 0% | 1 | 0% | 0% | 0% | 1 | 0% | 0% | 0% | 1 | 0% | 0% | 0% | 1 | 0% | 0% | 0% | 1 | 0% | 0% | 0% | 1 | 0% | 0% | 1 |  |  |  |  | 0% | [5 empty] | 0% | 0% | 0% | 1 | 0% | 0% | 0% | 1 | 0% | 0% | 0% | 1 | 0% | 0% | 0% | 1 | 0% | 0% | 0% | 1 | 0% | 0% | 0% | 1 | 0% | 0% | 0% | 1 | 0% | 0% | 1 |  |  |  |  | 0% | [5 empty] | 100% | 0% | 100% | 5 | 0% | 0% | 0% | 1 | 24.97% | 0% | 0% | 1 | 67.58% | 0% | 0% | 2 | 67.58% | 0% | 0% | 2 | 92.4% | 0% | 0% | 4 | 9.566% | 0% | 0% | 1
183 | Vestal | Central_Valley_North_Los_Banos | 0 | 0 | 0 | 0% | 0% | 1 |  |  |  |  | 0% | [5 empty] | 0% | 0% | 0% | 1 | 0% | 0% | 0% | 1 | 0% | 0% | 0% | 1 | 0% | 0% | 0% | 1 | 0% | 0% | 0% | 1 | 0% | 0% | 0% | 1 | 0% | 0% | 0% | 1 | 0% | 0% | 1 |  |  |  |  | 0% | [5 empty] | 0% | 0% | 0% | 1 | 0% | 0% | 0% | 1 | 0% | 0% | 0% | 1 | 0% | 0% | 0% | 1 | 0% | 0% | 0% | 1 | 0% | 0% | 0% | 1 | 0% | 0% | 0% | 1 | 0% | 0% | 1 |  |  |  |  | 0% | [5 empty] | 0% | 0% | 0% | 1 | 0% | 0% | 0% | 1 | 0% | 0% | 0% | 1 | 0% | 0% | 0% | 1 | 0% | 0% | 0% | 1 | 0% | 0% | 0% | 1 | 0% | 0% | 0% | 1 | 0% | 0% | 1 |  |  |  |  | 0% | [5 empty] | 96.17% | 3.834% | 100% | 5 | 7.668% | 0% | 0% | 1 | 14.69% | 0% | 0% | 1 | 51.8% | 0% | 0% | 2 | 52.55% | 0% | 0% | 2 | 87.88% | 0% | 0% | 3 | 4.111% | 0% | 0% | 1
184 | UltraPower Chinese Station | El_Dorado_Mariposa | 0 | 0 | 0 | 0% | 0% | 1 |  |  |  |  | 0% | [5 empty] | 18.18% | 0% | 18.18% | 1 | 90.89% | 0% | 0% | 4 | 20.23% | 0% | 0% | 1 | 33.54% | 0% | 0% | 1 | 91.09% | 0% | 0% | 4 | 90.71% | 0% | 0% | 4 | 8.36% | 0% | 0% | 1 | 0% | 0% | 1 |  |  |  |  | 3.085% | [5 empty] | 17.93% | 0% | 17.93% | 1 | 90.21% | 0% | 0% | 4 | 25.39% | 0% | 0% | 1 | 36.35% | 0% | 0% | 1 | 92.17% | 0% | 0% | 4 | 79.72% | 0% | 0% | 3 | 12.77% | 0% | 0% | 1 | 0% | 0% | 1 |  |  |  |  | 8.621% | [5 empty] | 10.94% | 0% | 10.94% | 1 | 84.94% | 0% | 0% | 3 | 27.16% | 0% | 0% | 1 | 48.76% | 0% | 0% | 1 | 94.71% | 0% | 0% | 4 | 59.45% | 0% | 0% | 2 | 13.08% | 0% | 0% | 1 | 0% | 0% | 1 |  |  |  |  | 19.5% | [5 empty] | 4.87% | 0% | 4.87% | 1 | 64.98% | 0% | 0% | 2 | 21.12% | 0% | 0% | 1 | 37.17% | 0% | 0% | 1 | 75.4% | 0% | 0% | 3 | 31.86% | 0% | 0% | 1 | 9.472% | 0% | 0% | 1
185 | Curtis | El_Dorado_Mariposa | 0 | 0 | 0 | 0% | 0% | 1 |  |  |  |  | 0% | [5 empty] | 0% | 0% | 0% | 1 | 0% | 0% | 0% | 1 | 0% | 0% | 0% | 1 | 0% | 0% | 0% | 1 | 0% | 0% | 0% | 1 | 0% | 0% | 0% | 1 | 0% | 0% | 0% | 1 | 0% | 0% | 1 |  |  |  |  | 0% | [5 empty] | 0% | 0% | 0% | 1 | 0% | 0% | 0% | 1 | 0% | 0% | 0% | 1 | 0% | 0% | 0% | 1 | 0% | 0% | 0% | 1 | 0% | 0% | 0% | 1 | 0% | 0% | 0% | 1 | 0% | 0% | 1 |  |  |  |  | 0% | [5 empty] | 30.2% | 0% | 30.2% | 2 | 85.18% | 0% | 0% | 3 | 17.82% | 0% | 0% | 1 | 30.81% | 0% | 0% | 1 | 85.41% | 0% | 0% | 3 | 88.98% | 0% | 0% | 3 | 6.226% | 0% | 0% | 1 | 0% | 0% | 1 |  |  |  |  | 6.132% | [5 empty] | 20.92% | 0.4123% | 21.34% | 2 | 68.16% | 0% | 0% | 2 | 21.56% | 0% | 0% | 1 | 40.7% | 0% | 0% | 1 | 77.59% | 0% | 0% | 3 | 60.46% | 0% | 0% | 2 | 10.95% | 0% | 0% | 1
186 | Peoria | El_Dorado_Mariposa | 0 | 0 | 0 | 0% | 0% | 1 |  |  |  |  | 0% | [5 empty] | 31.22% | 0% | 31.22% | 2 | 85.81% | 0% | 0% | 3 | 19.06% | 0% | 0% | 1 | 33.73% | 0% | 0% | 1 | 86.01% | 0% | 0% | 3 | 90.41% | 0% | 0% | 4 | 6.173% | 0% | 0% | 1 | 0% | 0% | 1 |  |  |  |  | 2.4% | [5 empty] | 22.29% | 0% | 22.29% | 2 | 91.74% | 0% | 0% | 4 | 24.9% | 0% | 0% | 1 | 35.13% | 0% | 0% | 1 | 92.33% | 0% | 0% | 4 | 81.94% | 0% | 0% | 3 | 11.2% | 0% | 0% | 1 | 0% | 0% | 1 |  |  |  |  | 7.394% | [5 empty] | 11.68% | 0% | 11.68% | 1 | 82.46% | 0% | 0% | 3 | 23.06% | 0% | 0% | 1 | 46.41% | 0% | 0% | 1 | 93.8% | 0% | 0% | 4 | 59.58% | 0% | 0% | 2 | 12.65% | 0% | 0% | 1 | 0% | 0% | 1 |  |  |  |  | 18.89% | [5 empty] | 5.105% | 0% | 5.105% | 1 | 65.86% | 0% | 0% | 2 | 19.69% | 0% | 0% | 1 | 36.19% | 0% | 0% | 1 | 76.41% | 0% | 0% | 3 | 31.26% | 0% | 0% | 1 | 8.861% | 0% | 0% | 1
187 | Moorpark | Greater_LA | 0 | 0 | 0 | 0% | 0% | 1 |  |  |  |  | 3.792% | [5 empty] | 0% | 100% | 100% | 5 | 54.82% | 0% | 0% | 2 | 0% | 0% | 0% | 1 | 0% | 0% | 0% | 1 | 54.82% | 0% | 0% | 2 | 65.43% | 0% | 0% | 2 | 15.54% | 0% | 0% | 1 | 0% | 0% | 1 |  |  |  |  | 8.691% | [5 empty] | 4.047% | 95.92% | 99.97% | 5 | 75.79% | 0% | 0% | 3 | 0% | 0% | 0% | 1 | 0.8645% | 0% | 0% | 1 | 75.79% | 0% | 0% | 3 | 49.16% | 0% | 0% | 1 | 14.1% | 0% | 0% | 1 | 0% | 0% | 1 |  |  |  |  | 5.252% | [5 empty] | 9.197% | 87.03% | 96.23% | 5 | 71.46% | 0% | 0% | 3 | 5.677% | 0% | 0% | 1 | 8.68% | 0% | 0% | 1 | 76.66% | 0% | 0% | 3 | 53.58% | 0% | 0% | 2 | 13.84% | 0% | 0% | 1 | 0% | 0% | 1 |  |  |  |  | 2.897% | [5 empty] | 30.45% | 66.48% | 96.93% | 5 | 72.14% | 0% | 0% | 3 | 3.216% | 0% | 0% | 1 | 5.849% | 0% | 0% | 1 | 76.08% | 0% | 0% | 3 | 57.58% | 0% | 0% | 2 | 11.36% | 0% | 0% | 1
188 | Santa Clara | Greater_LA | 0 | 0 | 0 | 0% | 0% | 1 |  |  |  |  | 0% | [5 empty] | 2.393% | 0% | 2.393% | 1 | 0% | 0% | 0% | 1 | 0% | 0% | 0% | 1 | 83.78% | 0% | 0% | 3 | 83.78% | 0% | 0% | 3 | 0% | 0% | 0% | 1 | 4.216% | 0% | 0% | 1 | 0% | 0% | 1 |  |  |  |  | 0.1242% | [5 empty] | 3.126% | 0.005945% | 3.132% | 2 | 26.52% | 0% | 0% | 1 | 56.24% | 0% | 0% | 2 | 81.93% | 0% | 0% | 3 | 81.93% | 0% | 0% | 3 | 0% | 0% | 0% | 1 | 46.37% | 0% | 0% | 1 | 0% | 0% | 1 |  |  |  |  | 0.1092% | [5 empty] | 8.697% | 22.77% | 31.46% | 4 | 41.91% | 0% | 0% | 1 | 39.45% | 0% | 0% | 1 | 57.28% | 0% | 0% | 2 | 80.92% | 0% | 0% | 3 | 17.47% | 0% | 0% | 1 | 33.44% | 0% | 0% | 1 | 0% | 0% | 1 |  |  |  |  | 5.231% | [5 empty] | 25.92% | 68.21% | 94.13% | 5 | 71.89% | 0% | 0% | 3 | 5.712% | 0% | 0% | 1 | 8.707% | 0% | 0% | 1 | 76.99% | 0% | 0% | 3 | 54.61% | 0% | 0% | 2 | 13.67% | 0% | 0% | 1
189 | Davis | Solano | 0 | 0 | 0 | 0% | 0% | 1 |  |  |  |  | 75.4% | [5 empty] | 0% | 0% | 0% | 1 | 24.34% | 0% | 0% | 1 | 18.03% | 0% | 0% | 1 | 33.61% | 0% | 0% | 1 | 36.4% | 0% | 0% | 1 | 0% | 0% | 0% | 1 | 2.458% | 0% | 0% | 1 | 0% | 0% | 1 |  |  |  |  | 66.81% | [5 empty] | 0.1602% | 0% | 0.1602% | 1 | 32.44% | 0% | 0% | 1 | 8.47% | 0% | 0% | 1 | 18.78% | 0% | 0% | 1 | 41.41% | 0% | 0% | 1 | 0.281% | 0% | 0% | 1 | 5.196% | 0% | 0% | 1 | 0% | 0% | 1 |  |  |  |  | 57.37% | [5 empty] | 4.051% | 0% | 4.051% | 1 | 36.85% | 0% | 0% | 1 | 11.25% | 0% | 0% | 1 | 20.05% | 0% | 0% | 1 | 50.62% | 0% | 0% | 2 | 4.38% | 0% | 0% | 1 | 6.834% | 0% | 0% | 1 | 0% | 0% | 1 |  |  |  |  | 47.58% | [5 empty] | 13.53% | 0% | 13.53% | 1 | 45.83% | 0% | 0% | 1 | 12.56% | 0% | 0% | 1 | 30.4% | 0% | 0% | 1 | 60.96% | 0% | 0% | 2 | 12.04% | 0% | 0% | 1 | 7.976% | 0% | 0% | 1
190 | Putah Creek | Solano | 0 | 0 | 0 | 0% | 0% | 1 |  |  |  |  | 53.96% | [5 empty] | 21.04% | 0% | 21.04% | 2 | 48.79% | 0% | 0% | 1 | 3.26% | 0% | 0% | 1 | 0% | 0% | 0% | 1 | 49.98% | 0% | 0% | 1 | 18.95% | 0% | 0% | 1 | 2.574% | 0% | 0% | 1 | 0% | 0% | 1 |  |  |  |  | 45.37% | [5 empty] | 32.78% | 0% | 32.78% | 2 | 56.11% | 0% | 0% | 2 | 6.924% | 0% | 0% | 1 | 7.053% | 0% | 0% | 1 | 58.96% | 0% | 0% | 2 | 26.87% | 0% | 0% | 1 | 3.726% | 0% | 0% | 1 | 0% | 0% | 1 |  |  |  |  | 42.1% | [5 empty] | 29.38% | 1.056% | 30.44% | 2 | 56.33% | 0% | 0% | 2 | 9.696% | 0% | 0% | 1 | 15.14% | 0% | 0% | 1 | 63.35% | 0% | 0% | 2 | 25.93% | 0% | 0% | 1 | 4.779% | 0% | 0% | 1 | 0% | 0% | 1 |  |  |  |  | 41.02% | [5 empty] | 21.5% | 3.496% | 25% | 2 | 52.57% | 0% | 0% | 2 | 12.56% | 0% | 0% | 1 | 26.46% | 0% | 0% | 1 | 65.69% | 0% | 0% | 2 | 22.71% | 0% | 0% | 1 | 7.825% | 0% | 0% | 1
191 | East Marysville | Northern_California | 0 | 0 | 0 | 0% | 0% | 1 |  |  |  |  | 45.63% | [5 empty] | 0.06484% | 0% | 0.06484% | 1 | 53.23% | 0% | 0% | 2 | 8.797% | 0% | 0% | 1 | 19.16% | 0% | 0% | 1 | 66.26% | 0% | 0% | 2 | 0.85% | 0% | 0% | 1 | 10.33% | 0% | 0% | 1 | 0% | 0% | 1 |  |  |  |  | 43.03% | [5 empty] | 0.3047% | 0% | 0.3047% | 1 | 53.63% | 0% | 0% | 2 | 8.757% | 0% | 0% | 1 | 26.85% | 0% | 0% | 1 | 72.56% | 0% | 0% | 3 | 5.413% | 0% | 0% | 1 | 11.73% | 0% | 0% | 1 | 0% | 0% | 1 |  |  |  |  | 43.62% | [5 empty] | 0.8445% | 0% | 0.8445% | 1 | 54.46% | 0% | 0% | 2 | 12.85% | 0% | 0% | 1 | 36.31% | 0% | 0% | 1 | 74.89% | 0% | 0% | 3 | 4.431% | 0% | 0% | 1 | 10.9% | 0% | 0% | 1 | 0% | 0% | 1 |  |  |  |  | 48.36% | [5 empty] | 1.514% | 0.8287% | 2.342% | 2 | 48.22% | 0% | 0% | 1 | 12.42% | 0% | 0% | 1 | 43.8% | 0% | 0% | 1 | 71.92% | 0% | 0% | 3 | 3.486% | 0% | 0% | 1 | 9.813% | 0% | 0% | 1
192 | Olivehurst | Northern_California | 0 | 0 | 0 | 0% | 0% | 1 |  |  |  |  | 57.38% | [5 empty] | 0% | 0% | 0% | 1 | 43.86% | 0% | 0% | 1 | 0.6803% | 0% | 0% | 1 | 14.23% | 0% | 0% | 1 | 54.7% | 0% | 0% | 2 | 0% | 0% | 0% | 1 | 10.7% | 0% | 0% | 1 | 0% | 0% | 1 |  |  |  |  | 47.99% | [5 empty] | 0.5508% | 0% | 0.5508% | 1 | 46.7% | 0% | 0% | 1 | 9.023% | 0% | 0% | 1 | 33.73% | 0% | 0% | 1 | 67.96% | 0% | 0% | 2 | 2.235% | 0% | 0% | 1 | 10.76% | 0% | 0% | 1 | 0% | 0% | 1 |  |  |  |  | 48.83% | [5 empty] | 0.3738% | 0% | 0.3738% | 1 | 53.94% | 0% | 0% | 2 | 10.32% | 0% | 0% | 1 | 36.44% | 0% | 0% | 1 | 73.26% | 0% | 0% | 3 | 4.353% | 0% | 0% | 1 | 10.89% | 0% | 0% | 1 | 0% | 0% | 1 |  |  |  |  | 50.68% | [5 empty] | 1.392% | 0.1492% | 1.541% | 2 | 51.16% | 0% | 0% | 2 | 11.62% | 0% | 0% | 1 | 42.59% | 0% | 0% | 1 | 72.62% | 0% | 0% | 3 | 2.979% | 0% | 0% | 1 | 8.87% | 0% | 0% | 1
193 | Morro Bay | Kern_Greater_Carrizo | 0 | 0 | 0 | 0% | 0% | 1 |  |  |  |  | 0.6839% | [5 empty] | 12.53% | 61.22% | 73.75% | 5 | 74.73% | 0% | 0% | 3 | 29.69% | 0% | 0% | 1 | 46.09% | 0% | 0% | 1 | 89.06% | 0% | 0% | 3 | 66.65% | 0% | 0% | 2 | 8.219% | 0% | 0% | 1 | 0% | 0% | 1 |  |  |  |  | 0.3617% | [5 empty] | 21.03% | 63.11% | 84.14% | 5 | 54.84% | 0% | 0% | 2 | 28.53% | 0% | 0% | 1 | 47.4% | 0% | 0% | 1 | 73.77% | 0% | 0% | 3 | 67.05% | 0% | 0% | 2 | 7.212% | 0% | 0% | 1 | 0% | 0% | 1 |  |  |  |  | 1.441% | [5 empty] | 34.9% | 39.34% | 74.24% | 5 | 35.56% | 0% | 0% | 1 | 19.84% | 0% | 0% | 1 | 38.12% | 0% | 0% | 1 | 55.76% | 0% | 0% | 2 | 53.23% | 0% | 0% | 2 | 5.229% | 0% | 0% | 1 | 0% | 0% | 1 |  |  |  |  | 1.51% | [5 empty] | 42.8% | 32.24% | 75.04% | 5 | 32.82% | 0% | 0% | 1 | 15.31% | 0% | 0% | 1 | 37.01% | 0% | 0% | 1 | 53.34% | 0% | 0% | 2 | 47.66% | 0% | 0% | 1 | 5.046% | 0% | 0% | 1
194 | Palomar | Greater_SD | 0 | 0 | 0 | 0% | 0% | 1 |  |  |  |  | 0% | [5 empty] | 0% | 0% | 0% | 1 | 21.48% | 0% | 0% | 1 | 87.5% | 0% | 0% | 3 | 92.7% | 0% | 0% | 4 | 92.7% | 0% | 0% | 4 | 0% | 0% | 0% | 1 | 15.15% | 0% | 0% | 1 | 0% | 0% | 1 |  |  |  |  | 0% | [5 empty] | 0% | 0% | 0% | 1 | 11.67% | 0% | 0% | 1 | 91.36% | 0% | 0% | 4 | 94.58% | 0% | 0% | 4 | 94.58% | 0% | 0% | 4 | 0.7392% | 0% | 0% | 1 | 22.53% | 0% | 0% | 1 | 0% | 0% | 1 |  |  |  |  | 0% | [5 empty] | 0% | 0% | 0% | 1 | 10.62% | 0% | 0% | 1 | 84.92% | 0% | 0% | 3 | 90.37% | 0% | 0% | 4 | 90.37% | 0% | 0% | 4 | 1.556% | 0% | 0% | 1 | 21.01% | 0% | 0% | 1 | 0% | 0% | 1 |  |  |  |  | 0% | [5 empty] | 0.4515% | 51.47% | 51.92% | 5 | 53.23% | 0% | 0% | 2 | 29.23% | 0% | 0% | 1 | 88.79% | 0% | 0% | 3 | 88.79% | 0% | 0% | 3 | 35.89% | 0% | 0% | 1 | 12.59% | 0% | 0% | 1
195 | Margarita | Greater_LA | 0 | 0 | 0 | 0% | 0% | 1 |  |  |  |  | 0% | [5 empty] | 1.115% | 0% | 1.115% | 1 | 0% | 0% | 0% | 1 | 26.29% | 0% | 0% | 1 | 87.96% | 0% | 0% | 3 | 87.96% | 0% | 0% | 3 | 0% | 0% | 0% | 1 | 0% | 0% | 0% | 1 | 0% | 0% | 1 |  |  |  |  | 0% | [5 empty] | 5.867% | 0% | 5.867% | 1 | 0.3417% | 0% | 0% | 1 | 32.79% | 0% | 0% | 1 | 85.82% | 0% | 0% | 3 | 86.16% | 0% | 0% | 3 | 0% | 0% | 0% | 1 | 1.169% | 0% | 0% | 1 | 0% | 0% | 1 |  |  |  |  | 0% | [5 empty] | 1.984% | 0% | 1.984% | 1 | 0.1156% | 0% | 0% | 1 | 16.96% | 0% | 0% | 1 | 91.48% | 0% | 0% | 4 | 91.59% | 0% | 0% | 4 | 0.02702% | 0% | 0% | 1 | 9.277% | 0% | 0% | 1 | 0% | 0% | 1 |  |  |  |  | 0% | [5 empty] | 0.7141% | 5.891% | 6.605% | 2 | 5.37% | 0% | 0% | 1 | 33.98% | 0% | 0% | 1 | 91.03% | 0% | 0% | 4 | 95.06% | 0% | 0% | 5 | 3.238% | 0% | 0% | 1 | 7.77% | 0% | 0% | 1
196 | Huntington Beach | Greater_LA | 0 | 0 | 0 | 0% | 0% | 1 |  |  |  |  | 0% | [5 empty] | 0% | 0% | 0% | 1 | 0.05678% | 0% | 0% | 1 | 25.77% | 0% | 0% | 1 | 96.34% | 0% | 0% | 5 | 96.39% | 0% | 0% | 5 | 0% | 0% | 0% | 1 | 6.491% | 0% | 0% | 1 | 0% | 0% | 1 |  |  |  |  | 0% | [5 empty] | 0.1962% | 0% | 0.1962% | 1 | 0.04623% | 0% | 0% | 1 | 21.97% | 0% | 0% | 1 | 83.88% | 0% | 0% | 3 | 83.93% | 0% | 0% | 3 | 0% | 0% | 0% | 1 | 5.357% | 0% | 0% | 1 | 0% | 0% | 1 |  |  |  |  | 0% | [5 empty] | 0.1339% | 0% | 0.1339% | 1 | 0.02833% | 0% | 0% | 1 | 14.85% | 0% | 0% | 1 | 78.82% | 0% | 0% | 3 | 78.85% | 0% | 0% | 3 | 0% | 0% | 0% | 1 | 3.34% | 0% | 0% | 1 | 0% | 0% | 1 |  |  |  |  | 0% | [5 empty] | 1.556% | 3.775% | 5.33% | 2 | 2.579% | 0% | 0% | 1 | 15.77% | 0% | 0% | 1 | 75.58% | 0% | 0% | 3 | 78.16% | 0% | 0% | 3 | 1.983% | 0% | 0% | 1 | 3.153% | 0% | 0% | 1
197 | Los Esteros | Peninsula_Monterey | 0 | 0 | 0 | 0% | 0% | 1 |  |  |  |  | 0% | [5 empty] | 12.65% | 0% | 12.65% | 1 | 13.61% | 0% | 0% | 1 | 13.61% | 0% | 0% | 1 | 29.75% | 0% | 0% | 1 | 29.75% | 0% | 0% | 1 | 8.439% | 0% | 0% | 1 | 83.22% | 0% | 0% | 3 | 0% | 0% | 1 |  |  |  |  | 0.09522% | [5 empty] | 68.41% | 17.21% | 85.62% | 5 | 81.52% | 0% | 0% | 3 | 28.98% | 0% | 0% | 1 | 41.25% | 0% | 0% | 1 | 92.64% | 0% | 0% | 4 | 80.18% | 0% | 0% | 3 | 16.32% | 0% | 0% | 1 | 0% | 0% | 1 |  |  |  |  | 0.05245% | [5 empty] | 63.23% | 29.57% | 92.79% | 5 | 80.99% | 0% | 0% | 3 | 22.69% | 0% | 0% | 1 | 44.68% | 0% | 0% | 1 | 92.15% | 0% | 0% | 4 | 74.29% | 0% | 0% | 3 | 7.442% | 0% | 0% | 1 | 0% | 0% | 1 |  |  |  |  | 0.196% | [5 empty] | 39.53% | 17.46% | 56.99% | 3 | 79.95% | 0% | 0% | 3 | 49.35% | 0% | 0% | 1 | 67.11% | 0% | 0% | 2 | 95.11% | 0% | 0% | 5 | 68.4% | 0% | 0% | 2 | 4.777% | 0% | 0% | 1
198 | Birds Landing | Solano | 210 | 8400 | 15 | 147.7% | 6.862% | 4 |  |  |  |  | 5.459% | [5 empty] | 0% | 0% | 0% | 1 | 20.14% | 23.27% | 0% | 2 | 52.5% | 39.13% | 0% | 2 | 43.3% | 32.77% | 0% | 2 | 64.59% | 52.48% | 0% | 3 | 2.769% | 19.11% | 0% | 1 | 49.03% | 52.48% | 0% | 3 | 122.9% | 1.459% | 4 |  |  |  |  | 27.6% | [5 empty] | 2.824% | 0.08296% | 2.907% | 2 | 15.6% | 8.735% | 0% | 1 | 42.02% | 12.72% | 0% | 1 | 37.67% | 11.83% | 0% | 1 | 52.95% | 15.67% | 0% | 2 | 4.35% | 7.708% | 0% | 1 | 30.33% | 15.67% | 0% | 1 | 44.67% | 0% | 2 |  |  |  |  | 34.24% | [5 empty] | 7.366% | 1.86% | 9.226% | 2 | 23.46% | 4.909% | 0% | 1 | 33.37% | 5.638% | 0% | 1 | 32% | 5.524% | 0% | 1 | 47.95% | 7.217% | 0% | 1 | 7.003% | 4.04% | 0% | 1 | 21.12% | 7.217% | 0% | 1 | 10.43% | 0% | 1 |  |  |  |  | 44.33% | [5 empty] | 14.59% | 1.528% | 16.12% | 2 | 25.67% | 2.208% | 0% | 1 | 25.39% | 2.2% | 0% | 1 | 28.21% | 2.286% | 0% | 1 | 45.89% | 3.033% | 0% | 1 | 10.03% | 1.824% | 0% | 1 | 12.76% | 3.033% | 0% | 1
199 | Cayetano | Solano | 0 | 0 | 0 | 0% | 0% | 1 |  |  |  |  | 0.2179% | [5 empty] | 47.31% | 16.53% | 63.84% | 3 | 79.12% | 0% | 0% | 3 | 81.31% | 0% | 0% | 3 | 92.52% | 0% | 0% | 4 | 96.43% | 0% | 0% | 5 | 30.01% | 0% | 0% | 1 | 7.374% | 0% | 0% | 1 | 0% | 0% | 1 |  |  |  |  | 9.403% | [5 empty] | 28.95% | 15.26% | 44.21% | 3 | 69.86% | 0% | 0% | 2 | 72.09% | 0% | 0% | 3 | 76.63% | 0% | 0% | 3 | 87.32% | 0% | 0% | 3 | 36.11% | 0% | 0% | 1 | 5.883% | 0% | 0% | 1 | 0% | 0% | 1 |  |  |  |  | 24.75% | [5 empty] | 23.46% | 8.701% | 32.16% | 2 | 64.82% | 0% | 0% | 2 | 49.76% | 0% | 0% | 1 | 53.43% | 0% | 0% | 2 | 75.88% | 0% | 0% | 3 | 37.75% | 0% | 0% | 1 | 5.666% | 0% | 0% | 1 | 0% | 0% | 1 |  |  |  |  | 35.33% | [5 empty] | 16.77% | 3.46% | 20.23% | 2 | 49.54% | 0% | 0% | 1 | 38.32% | 0% | 0% | 1 | 40.14% | 0% | 0% | 1 | 64.81% | 0% | 0% | 2 | 29.1% | 0% | 0% | 1 | 9.939% | 0% | 0% | 1
200 | Silvergate | Greater_SD | 0 | 0 | 0 | 0% | 0% | 1 |  |  |  |  | 0% | [5 empty] | 0% | 0% | 0% | 1 | 1.67% | 0% | 0% | 1 | 19.03% | 0% | 0% | 1 | 80.37% | 0% | 0% | 3 | 80.71% | 0% | 0% | 3 | 0% | 0% | 0% | 1 | 1.478% | 0% | 0% | 1 | 0% | 0% | 1 |  |  |  |  | 0% | [5 empty] | 2.948% | 0% | 2.948% | 1 | 2.334% | 0% | 0% | 1 | 24.61% | 0% | 0% | 1 | 81.32% | 0% | 0% | 3 | 81.62% | 0% | 0% | 3 | 0% | 0% | 0% | 1 | 3.184% | 0% | 0% | 1 | 0% | 0% | 1 |  |  |  |  | 0% | [5 empty] | 6.836% | 0% | 6.836% | 1 | 4.312% | 0% | 0% | 1 | 25.49% | 0% | 0% | 1 | 80.41% | 0% | 0% | 3 | 80.7% | 0% | 0% | 3 | 1.597% | 0% | 0% | 1 | 3.672% | 0% | 0% | 1 | 0% | 0% | 1 |  |  |  |  | 0% | [5 empty] | 6.543% | 2.682% | 9.226% | 2 | 4.416% | 0% | 0% | 1 | 26.39% | 0% | 0% | 1 | 81.06% | 0% | 0% | 3 | 81.33% | 0% | 0% | 3 | 3.875% | 0% | 0% | 1 | 3.887% | 0% | 0% | 1
201 | Richmond | Northern_California | 0 | 0 | 0 | 0% | 0% | 1 |  |  |  |  | 0% | [5 empty] | 97.23% | 0% | 97.23% | 5 | 46.69% | 0% | 0% | 1 | 10.81% | 0% | 0% | 1 | 8.712% | 0% | 0% | 1 | 52.34% | 0% | 0% | 2 | 65.4% | 0% | 0% | 2 | 6.739% | 0% | 0% | 1 | 0% | 0% | 1 |  |  |  |  | 0% | [5 empty] | 98.46% | 0% | 98.46% | 5 | 35.79% | 0% | 0% | 1 | 13.26% | 0% | 0% | 1 | 12.56% | 0% | 0% | 1 | 48.14% | 0% | 0% | 1 | 62.69% | 0% | 0% | 2 | 7.134% | 0% | 0% | 1 | 0% | 0% | 1 |  |  |  |  | 0% | [5 empty] | 92.71% | 0% | 92.71% | 5 | 31.13% | 0% | 0% | 1 | 11.67% | 0% | 0% | 1 | 15.19% | 0% | 0% | 1 | 45.48% | 0% | 0% | 1 | 63.41% | 0% | 0% | 2 | 7.815% | 0% | 0% | 1 | 0% | 0% | 1 |  |  |  |  | 0% | [5 empty] | 95.38% | 0% | 95.38% | 5 | 35.88% | 0% | 0% | 1 | 14.38% | 0% | 0% | 1 | 18.37% | 0% | 0% | 1 | 52.62% | 0% | 0% | 2 | 70.23% | 0% | 0% | 3 | 8.883% | 0% | 0% | 1
202 | Rancho Vista | Greater_Kramer | 0 | 0 | 0 | 0% | 0% | 1 |  |  |  |  | 0% | [5 empty] | 13.85% | 86.15% | 100% | 5 | 100% | 0% | 0% | 5 | 66.01% | 0% | 0% | 2 | 70.65% | 0% | 0% | 3 | 100% | 0% | 0% | 5 | 73.22% | 0% | 0% | 3 | 2.695% | 0% | 0% | 1 | 0% | 0% | 1 |  |  |  |  | 0% | [5 empty] | 3.673% | 96.33% | 100% | 5 | 97.99% | 0% | 0% | 5 | 65.35% | 0% | 0% | 2 | 42.15% | 0% | 0% | 1 | 100% | 0% | 0% | 5 | 54.72% | 0% | 0% | 2 | 8.5% | 0% | 0% | 1 | 0% | 0% | 1 |  |  |  |  | 0.006942% | [5 empty] | 17.51% | 82.49% | 100% | 5 | 65.9% | 0% | 0% | 2 | 68.76% | 0% | 0% | 2 | 66.1% | 0% | 0% | 2 | 97.54% | 0% | 0% | 5 | 56.3% | 0% | 0% | 2 | 5.572% | 0% | 0% | 1 | 0% | 0% | 1 |  |  |  |  | 0.02355% | [5 empty] | 22.03% | 40.66% | 62.69% | 5 | 58.91% | 0% | 0% | 2 | 62.08% | 0% | 0% | 2 | 54.73% | 0% | 0% | 2 | 87.06% | 0% | 0% | 3 | 35.01% | 0% | 0% | 1 | 3.199% | 0% | 0% | 1
203 | Hilltop | Northern_California | 0 | 0 | 0 | 0% | 0% | 1 |  |  |  |  | 0.2489% | [5 empty] | 0.2612% | 0% | 0.2612% | 1 | 51.07% | 0% | 0% | 2 | 4.348% | 0% | 0% | 1 | 0.5489% | 0% | 0% | 1 | 54.87% | 0% | 0% | 2 | 91.23% | 0% | 0% | 4 | 7.622% | 0% | 0% | 1 | 0% | 0% | 1 |  |  |  |  | 0.3841% | [5 empty] | 25.41% | 0% | 25.41% | 2 | 55.25% | 0% | 0% | 2 | 9.267% | 0% | 0% | 1 | 7.399% | 0% | 0% | 1 | 62.19% | 0% | 0% | 2 | 88.91% | 0% | 0% | 3 | 10.23% | 0% | 0% | 1 | 0% | 0% | 1 |  |  |  |  | 0.3417% | [5 empty] | 45.64% | 0% | 45.64% | 2 | 60.31% | 0% | 0% | 2 | 14.52% | 0% | 0% | 1 | 11.33% | 0% | 0% | 1 | 67.17% | 0% | 0% | 2 | 83.79% | 0% | 0% | 3 | 9.869% | 0% | 0% | 1 | 0% | 0% | 1 |  |  |  |  | 0.7698% | [5 empty] | 55.57% | 0% | 55.57% | 3 | 61.76% | 0% | 0% | 2 | 19.38% | 0% | 0% | 1 | 14.38% | 0% | 0% | 1 | 71.73% | 0% | 0% | 3 | 84.45% | 0% | 0% | 3 | 8.201% | 0% | 0% | 1
204 | Thermalito | Northern_California | 0 | 0 | 0 | 0% | 0% | 1 |  |  |  |  | 7.965% | [5 empty] | 9.848% | 0% | 9.848% | 1 | 80.12% | 0% | 0% | 3 | 19.24% | 0% | 0% | 1 | 42.54% | 0% | 0% | 1 | 95.2% | 0% | 0% | 5 | 8.25% | 0% | 0% | 1 | 24.98% | 0% | 0% | 1 | 0% | 0% | 1 |  |  |  |  | 15.79% | [5 empty] | 9.271% | 3.245% | 12.52% | 2 | 61.08% | 0% | 0% | 2 | 17.11% | 0% | 0% | 1 | 48.47% | 0% | 0% | 1 | 86.25% | 0% | 0% | 3 | 7.2% | 0% | 0% | 1 | 15.95% | 0% | 0% | 1 | 0% | 0% | 1 |  |  |  |  | 23.74% | [5 empty] | 6.852% | 9.208% | 16.06% | 2 | 54.42% | 0% | 0% | 2 | 21.18% | 0% | 0% | 1 | 47.71% | 0% | 0% | 1 | 82.76% | 0% | 0% | 3 | 8.83% | 0% | 0% | 1 | 14.23% | 0% | 0% | 1 | 0% | 0% | 1 |  |  |  |  | 31.63% | [5 empty] | 12.55% | 10.13% | 22.68% | 3 | 45.26% | 0% | 0% | 1 | 21.61% | 0% | 0% | 1 | 40.73% | 0% | 0% | 1 | 72.4% | 0% | 0% | 3 | 15.71% | 0% | 0% | 1 | 10.83% | 0% | 0% | 1
205 | Martinez | Solano | 0 | 0 | 0 | 0% | 0% | 1 |  |  |  |  | 0.05624% | [5 empty] | 33.28% | 0.2067% | 33.48% | 2 | 11.28% | 0% | 0% | 1 | 36.91% | 0% | 0% | 1 | 43.16% | 0% | 0% | 1 | 66.42% | 0% | 0% | 2 | 15.25% | 0% | 0% | 1 | 22.74% | 0% | 0% | 1 | 0% | 0% | 1 |  |  |  |  | 0.6976% | [5 empty] | 23.74% | 1.911% | 25.65% | 2 | 28.82% | 0% | 0% | 1 | 43.55% | 0% | 0% | 1 | 48.69% | 0% | 0% | 1 | 76.93% | 0% | 0% | 3 | 16.06% | 0% | 0% | 1 | 32.1% | 0% | 0% | 1 | 0% | 0% | 1 |  |  |  |  | 3.609% | [5 empty] | 28.29% | 5.471% | 33.77% | 2 | 33.33% | 0% | 0% | 1 | 42.53% | 0% | 0% | 1 | 48.91% | 0% | 0% | 1 | 74.05% | 0% | 0% | 3 | 22.98% | 0% | 0% | 1 | 23.98% | 0% | 0% | 1 | 0% | 0% | 1 |  |  |  |  | 11.94% | [5 empty] | 31.24% | 9.579% | 40.82% | 2 | 39.78% | 0% | 0% | 1 | 37.94% | 0% | 0% | 1 | 45.42% | 0% | 0% | 1 | 71.34% | 0% | 0% | 3 | 25.98% | 0% | 0% | 1 | 17.91% | 0% | 0% | 1
206 | Lone Tree | Solano | 0 | 0 | 0 | 0% | 0% | 1 |  |  |  |  | 2.448% | [5 empty] | 51.76% | 16.96% | 68.72% | 3 | 46.21% | 0% | 0% | 1 | 78.25% | 0% | 0% | 3 | 78.03% | 0% | 0% | 3 | 80.53% | 0% | 0% | 3 | 29.93% | 0% | 0% | 1 | 14.68% | 0% | 0% | 1 | 0% | 0% | 1 |  |  |  |  | 27.08% | [5 empty] | 19.52% | 6.87% | 26.39% | 2 | 40.23% | 0% | 0% | 1 | 56.87% | 0% | 0% | 2 | 54.3% | 0% | 0% | 2 | 69.1% | 0% | 0% | 2 | 10.86% | 0% | 0% | 1 | 19.42% | 0% | 0% | 1 | 0% | 0% | 1 |  |  |  |  | 43.66% | [5 empty] | 9% | 3.526% | 12.53% | 2 | 32.37% | 0% | 0% | 1 | 38.48% | 0% | 0% | 1 | 37.03% | 0% | 0% | 1 | 52.74% | 0% | 0% | 2 | 6.001% | 0% | 0% | 1 | 15.55% | 0% | 0% | 1 | 0% | 0% | 1 |  |  |  |  | 41.93% | [5 empty] | 8.129% | 2.714% | 10.84% | 2 | 28.67% | 0% | 0% | 1 | 32.92% | 0% | 0% | 1 | 34.93% | 0% | 0% | 1 | 49.95% | 0% | 0% | 1 | 11.98% | 0% | 0% | 1 | 12.99% | 0% | 0% | 1
207 | Delta PP | Solano | 0 | 0 | 10 | 0% | 0% | 1 |  |  |  |  | 39.33% | [5 empty] | 13.16% | 2.107% | 15.26% | 2 | 53.72% | 0% | 0% | 2 | 46.79% | 0% | 0% | 1 | 48.22% | 0% | 0% | 1 | 64.41% | 0% | 0% | 2 | 8.807% | 0% | 0% | 1 | 5.798% | 0% | 0% | 1 | 0% | 0% | 1 |  |  |  |  | 44.96% | [5 empty] | 13.49% | 4.006% | 17.5% | 2 | 48.51% | 0% | 0% | 1 | 40.34% | 0% | 0% | 1 | 40.89% | 0% | 0% | 1 | 56.25% | 0% | 0% | 2 | 18.65% | 0% | 0% | 1 | 6.326% | 0% | 0% | 1 | 0% | 0% | 1 |  |  |  |  | 43.03% | [5 empty] | 12.18% | 3.13% | 15.31% | 2 | 48.28% | 0% | 0% | 1 | 39.2% | 0% | 0% | 1 | 39.38% | 0% | 0% | 1 | 60.11% | 0% | 0% | 2 | 21.31% | 0% | 0% | 1 | 7.586% | 0% | 0% | 1 | 0% | 0% | 1 |  |  |  |  | 42.8% | [5 empty] | 12.12% | 2.752% | 14.87% | 2 | 44.31% | 0% | 0% | 1 | 31.32% | 0% | 0% | 1 | 33.06% | 0% | 0% | 1 | 56.22% | 0% | 0% | 2 | 24.69% | 0% | 0% | 1 | 8.101% | 0% | 0% | 1
208 | Green Ridge Midway | Solano | 0 | 0 | 10 | 0% | 0% | 1 |  |  |  |  | 27.66% | [5 empty] | 7.768% | 0.02241% | 7.79% | 2 | 67.84% | 0% | 0% | 2 | 59.76% | 0% | 0% | 2 | 61.07% | 0% | 0% | 2 | 76.48% | 0% | 0% | 3 | 29.27% | 0% | 0% | 1 | 4.784% | 0% | 0% | 1 | 0% | 0% | 1 |  |  |  |  | 37.67% | [5 empty] | 13.08% | 1.454% | 14.54% | 2 | 58.59% | 0% | 0% | 2 | 39.69% | 0% | 0% | 1 | 40.11% | 0% | 0% | 1 | 65.38% | 0% | 0% | 2 | 27.94% | 0% | 0% | 1 | 5.202% | 0% | 0% | 1 | 0% | 0% | 1 |  |  |  |  | 40.41% | [5 empty] | 16.33% | 2.94% | 19.27% | 2 | 55.16% | 0% | 0% | 2 | 33.47% | 0% | 0% | 1 | 34.85% | 0% | 0% | 1 | 60.92% | 0% | 0% | 2 | 30.77% | 0% | 0% | 1 | 5.313% | 0% | 0% | 1 | 0% | 0% | 1 |  |  |  |  | 42.6% | [5 empty] | 16.6% | 2.715% | 19.32% | 2 | 52.27% | 0% | 0% | 2 | 31.11% | 0% | 0% | 1 | 34.58% | 0% | 0% | 1 | 62.82% | 0% | 0% | 2 | 28.87% | 0% | 0% | 1 | 6.452% | 0% | 0% | 1
209 | Inyo | Greater_Kramer (Exclude) | 0 | 0 | 0 | 0% | 0% | 1 |  |  |  |  | 0% | [5 empty] | 27.38% | 0% | 27.38% | 2 | 0% | 0% | 0% | 1 | 8.043% | 0% | 0% | 1 | 23.76% | 0% | 0% | 1 | 23.76% | 0% | 0% | 1 | 82.23% | 0% | 0% | 3 | 13.23% | 0% | 0% | 1 | 0% | 0% | 1 |  |  |  |  | 0% | [5 empty] | 32.15% | 0% | 32.15% | 2 | 0% | 0% | 0% | 1 | 16.22% | 0% | 0% | 1 | 26.06% | 0% | 0% | 1 | 28% | 0% | 0% | 1 | 76.98% | 0% | 0% | 3 | 7.203% | 0% | 0% | 1 | 0% | 0% | 1 |  |  |  |  | 0% | [5 empty] | 47.85% | 0% | 47.85% | 2 | 0% | 0% | 0% | 1 | 18.55% | 0% | 0% | 1 | 18.26% | 0% | 0% | 1 | 27.39% | 0% | 0% | 1 | 76.46% | 0% | 0% | 3 | 6.068% | 0% | 0% | 1 | 0% | 0% | 1 |  |  |  |  | 0% | [5 empty] | 48.15% | 0% | 48.15% | 2 | 0% | 0% | 0% | 1 | 24.03% | 0% | 0% | 1 | 10.68% | 0% | 0% | 1 | 29.01% | 0% | 0% | 1 | 77% | 0% | 0% | 3 | 3.643% | 0% | 0% | 1
210 | Control | Greater_Kramer (Exclude) | 0 | 0 | 0 | 0% | 0% | 1 |  |  |  |  | 0% | [5 empty] | 36.71% | 0% | 36.71% | 2 | 0% | 0% | 0% | 1 | 1.148% | 0% | 0% | 1 | 30.24% | 0% | 0% | 1 | 30.24% | 0% | 0% | 1 | 85.51% | 0% | 0% | 3 | 17.97% | 0% | 0% | 1 | 0% | 0% | 1 |  |  |  |  | 0% | [5 empty] | 42.76% | 0% | 42.76% | 2 | 0% | 0% | 0% | 1 | 9.484% | 0% | 0% | 1 | 23.54% | 0% | 0% | 1 | 23.87% | 0% | 0% | 1 | 76.72% | 0% | 0% | 3 | 8.726% | 0% | 0% | 1 | 0% | 0% | 1 |  |  |  |  | 0% | [5 empty] | 51.75% | 0% | 51.75% | 3 | 0% | 0% | 0% | 1 | 17.71% | 0% | 0% | 1 | 16.2% | 0% | 0% | 1 | 24.36% | 0% | 0% | 1 | 74.19% | 0% | 0% | 3 | 6.105% | 0% | 0% | 1 | 0% | 0% | 1 |  |  |  |  | 0% | [5 empty] | 48.65% | 0% | 48.65% | 2 | 0% | 0% | 0% | 1 | 24.04% | 0% | 0% | 1 | 10.45% | 0% | 0% | 1 | 28.94% | 0% | 0% | 1 | 77.05% | 0% | 0% | 3 | 3.75% | 0% | 0% | 1
211 | Big Creek | Central_Valley_North_Los_Banos | 0 | 0 | 0 | 0% | 0% | 1 |  |  |  |  | 0% | [5 empty] | 0% | 0% | 0% | 1 | 0% | 0% | 0% | 1 | 0% | 0% | 0% | 1 | 0% | 0% | 0% | 1 | 0% | 0% | 0% | 1 | 0% | 0% | 0% | 1 | 0% | 0% | 0% | 1 | 0% | 0% | 1 |  |  |  |  | 0% | [5 empty] | 0% | 0% | 0% | 1 | 0% | 0% | 0% | 1 | 0% | 0% | 0% | 1 | 0% | 0% | 0% | 1 | 0% | 0% | 0% | 1 | 0% | 0% | 0% | 1 | 0% | 0% | 0% | 1 | 0% | 0% | 1 |  |  |  |  | 0% | [5 empty] | 0% | 0% | 0% | 1 | 0% | 0% | 0% | 1 | 0% | 0% | 0% | 1 | 0% | 0% | 0% | 1 | 0% | 0% | 0% | 1 | 0% | 0% | 0% | 1 | 0% | 0% | 0% | 1 | 0% | 0% | 1 |  |  |  |  | 0% | [5 empty] | 0% | 0% | 0% | 1 | 0% | 0% | 0% | 1 | 5.293% | 0% | 0% | 1 | 24.44% | 0% | 0% | 1 | 24.44% | 0% | 0% | 1 | 100% | 0% | 0% | 5 | 22.32% | 0% | 0% | 1
212 | Moss Landing | Peninsula_Monterey | 0 | 0 | 0 | 0% | 0% | 1 |  |  |  |  | 49.3% | [5 empty] | 0% | 0% | 0% | 1 | 2.815% | 0% | 0% | 1 | 40.45% | 0% | 0% | 1 | 56.87% | 0% | 0% | 2 | 59.69% | 0% | 0% | 2 | 0% | 0% | 0% | 1 | 11.53% | 0% | 0% | 1 | 0% | 0% | 1 |  |  |  |  | 41.99% | [5 empty] | 1.697% | 0.1414% | 1.838% | 2 | 4.221% | 0% | 0% | 1 | 40.91% | 0% | 0% | 1 | 61.05% | 0% | 0% | 2 | 65.28% | 0% | 0% | 2 | 1.826% | 0% | 0% | 1 | 9.905% | 0% | 0% | 1 | 0% | 0% | 1 |  |  |  |  | 48.92% | [5 empty] | 2.337% | 2.788% | 5.125% | 2 | 4.904% | 0% | 0% | 1 | 33.36% | 0% | 0% | 1 | 46.16% | 0% | 0% | 1 | 48.93% | 0% | 0% | 1 | 3.244% | 0% | 0% | 1 | 7.78% | 0% | 0% | 1 | 0% | 0% | 1 |  |  |  |  | 47.24% | [5 empty] | 16.15% | 13.31% | 29.46% | 3 | 15.51% | 0% | 0% | 1 | 11.87% | 0% | 0% | 1 | 26.1% | 0% | 0% | 1 | 37.52% | 0% | 0% | 1 | 15.21% | 0% | 0% | 1 | 5.702% | 0% | 0% | 1
213 | Cal Ave | Central_Valley_North_Los_Banos | 0 | 0 | 0 | 0% | 0% | 1 |  |  |  |  | 73.42% | [5 empty] | 0% | 0% | 0% | 1 | 0% | 0% | 0% | 1 | 0% | 0% | 0% | 1 | 0% | 0% | 0% | 1 | 0% | 0% | 0% | 1 | 0% | 0% | 0% | 1 | 0.054% | 0% | 0% | 1 | 0% | 0% | 1 |  |  |  |  | 70.66% | [5 empty] | 0% | 0% | 0% | 1 | 3.27% | 0% | 0% | 1 | 0.7395% | 0% | 0% | 1 | 0.7395% | 0% | 0% | 1 | 4.01% | 0% | 0% | 1 | 0% | 0% | 0% | 1 | 0.6804% | 0% | 0% | 1 | 0% | 0% | 1 |  |  |  |  | 59.46% | [5 empty] | 0% | 0% | 0% | 1 | 3.941% | 0% | 0% | 1 | 9.576% | 0% | 0% | 1 | 9.576% | 0% | 0% | 1 | 13.43% | 0% | 0% | 1 | 1.643% | 0% | 0% | 1 | 3.17% | 0% | 0% | 1 | 0% | 0% | 1 |  |  |  |  | 44.92% | [5 empty] | 0% | 0% | 0% | 1 | 19.1% | 0% | 0% | 1 | 15.64% | 0% | 0% | 1 | 18.83% | 0% | 0% | 1 | 31.33% | 0% | 0% | 1 | 2.378% | 0% | 0% | 1 | 6.554% | 0% | 0% | 1
214 | Poso Mountain | Central_Valley_North_Los_Banos | 0 | 0 | 0 | 0% | 0% | 1 |  |  |  |  | 0% | [5 empty] | 0% | 0% | 0% | 1 | 0% | 0% | 0% | 1 | 0% | 0% | 0% | 1 | 0% | 0% | 0% | 1 | 0% | 0% | 0% | 1 | 0% | 0% | 0% | 1 | 0% | 0% | 0% | 1 | 0% | 0% | 1 |  |  |  |  | 0% | [5 empty] | 100% | 0% | 100% | 5 | 100% | 0% | 0% | 5 | 0% | 0% | 0% | 1 | 0% | 0% | 0% | 1 | 100% | 0% | 0% | 5 | 18.24% | 0% | 0% | 1 | 0% | 0% | 0% | 1 | 0% | 0% | 1 |  |  |  |  | 0% | [5 empty] | 100% | 0% | 100% | 5 | 22.1% | 0% | 0% | 1 | 0.0434% | 0% | 0% | 1 | 41.54% | 0% | 0% | 1 | 45.3% | 0% | 0% | 1 | 71.98% | 0% | 0% | 3 | 1.727% | 0% | 0% | 1 | 0% | 0% | 1 |  |  |  |  | 0% | [5 empty] | 52.24% | 47.76% | 100% | 5 | 30.24% | 0% | 0% | 1 | 29.02% | 0% | 0% | 1 | 53.46% | 0% | 0% | 2 | 71.31% | 0% | 0% | 3 | 69.21% | 0% | 0% | 2 | 2.298% | 0% | 0% | 1
215 | Walnut | Greater_LA | 0 | 0 | 0 | 0% | 0% | 1 |  |  |  |  | 0% | [5 empty] | 0% | 0% | 0% | 1 | 0% | 0% | 0% | 1 | 0% | 0% | 0% | 1 | 0% | 0% | 0% | 1 | 0% | 0% | 0% | 1 | 0% | 0% | 0% | 1 | 0% | 0% | 0% | 1 | 0% | 0% | 1 |  |  |  |  | 0% | [5 empty] | 0% | 0% | 0% | 1 | 0% | 0% | 0% | 1 | 0% | 0% | 0% | 1 | 0% | 0% | 0% | 1 | 0% | 0% | 0% | 1 | 0% | 0% | 0% | 1 | 0% | 0% | 0% | 1 | 0% | 0% | 1 |  |  |  |  | 0% | [5 empty] | 0% | 88.16% | 88.16% | 5 | 59.69% | 0% | 0% | 2 | 38.44% | 0% | 0% | 1 | 40.31% | 0% | 0% | 1 | 100% | 0% | 0% | 5 | 44.9% | 0% | 0% | 1 | 2.131% | 0% | 0% | 1 | 0% | 0% | 1 |  |  |  |  | 0% | [5 empty] | 0.6334% | 50.45% | 51.09% | 5 | 18.43% | 0% | 0% | 1 | 19.38% | 0% | 0% | 1 | 66.4% | 0% | 0% | 2 | 73.74% | 0% | 0% | 3 | 34.06% | 0% | 0% | 1 | 8.509% | 0% | 0% | 1
216 | Chevmain | Greater_LA | 0 | 0 | 0 | 0% | 0% | 1 |  |  |  |  | 0% | [5 empty] | 20.72% | 0% | 20.72% | 2 | 2.89% | 0% | 0% | 1 | 30.56% | 0% | 0% | 1 | 55.07% | 0% | 0% | 2 | 57.96% | 0% | 0% | 2 | 0% | 0% | 0% | 1 | 0.1727% | 0% | 0% | 1 | 0% | 0% | 1 |  |  |  |  | 0% | [5 empty] | 4.666% | 0.3376% | 5.003% | 2 | 0.7583% | 0% | 0% | 1 | 3.4% | 0% | 0% | 1 | 69.2% | 0% | 0% | 2 | 69.96% | 0% | 0% | 2 | 0% | 0% | 0% | 1 | 0.2075% | 0% | 0% | 1 | 0% | 0% | 1 |  |  |  |  | 0% | [5 empty] | 3.543% | 1.085% | 4.628% | 2 | 1.082% | 0% | 0% | 1 | 3.203% | 0% | 0% | 1 | 54.86% | 0% | 0% | 2 | 55.94% | 0% | 0% | 2 | 0% | 0% | 0% | 1 | 0.2331% | 0% | 0% | 1 | 0% | 0% | 1 |  |  |  |  | 0% | [5 empty] | 1.884% | 16.47% | 18.35% | 3 | 1.286% | 0% | 0% | 1 | 7.902% | 0% | 0% | 1 | 61.4% | 0% | 0% | 2 | 62.69% | 0% | 0% | 2 | 0.5706% | 0% | 0% | 1 | 2.71% | 0% | 0% | 1
217 | Long Beach | Greater_LA | 0 | 0 | 0 | 0% | 0% | 1 |  |  |  |  | 0% | [5 empty] | 0.1503% | 0% | 0.1503% | 1 | 0% | 0% | 0% | 1 | 10.41% | 0% | 0% | 1 | 62.33% | 0% | 0% | 2 | 62.33% | 0% | 0% | 2 | 0% | 0% | 0% | 1 | 0.4252% | 0% | 0% | 1 | 0% | 0% | 1 |  |  |  |  | 0% | [5 empty] | 1.819% | 0% | 1.819% | 1 | 0.1433% | 0% | 0% | 1 | 9.329% | 0% | 0% | 1 | 68.55% | 0% | 0% | 2 | 68.69% | 0% | 0% | 2 | 0% | 0% | 0% | 1 | 0.4333% | 0% | 0% | 1 | 0% | 0% | 1 |  |  |  |  | 0% | [5 empty] | 1.332% | 0% | 1.332% | 1 | 0.105% | 0% | 0% | 1 | 15.17% | 0% | 0% | 1 | 76.04% | 0% | 0% | 3 | 76.15% | 0% | 0% | 3 | 0% | 0% | 0% | 1 | 3.426% | 0% | 0% | 1 | 0% | 0% | 1 |  |  |  |  | 0% | [5 empty] | 1.699% | 4.292% | 5.99% | 2 | 0.4752% | 0% | 0% | 1 | 13.78% | 0% | 0% | 1 | 72.45% | 0% | 0% | 3 | 72.92% | 0% | 0% | 3 | 3.038% | 0% | 0% | 1 | 3.189% | 0% | 0% | 1
218 | Pit 1 | Northern_California | 0 | 0 | 0 | 0% | 0% | 1 |  |  |  |  | 0% | [5 empty] | 97.67% | 0% | 97.67% | 5 | 29.64% | 0% | 0% | 1 | 24.04% | 0% | 0% | 1 | 41.51% | 0% | 0% | 1 | 43.9% | 0% | 0% | 1 | 51.17% | 0% | 0% | 2 | 1.006% | 0% | 0% | 1 | 0% | 0% | 1 |  |  |  |  | 0% | [5 empty] | 95.79% | 0% | 95.79% | 5 | 30.06% | 0% | 0% | 1 | 9.311% | 0% | 0% | 1 | 6.345% | 0% | 0% | 1 | 35.95% | 0% | 0% | 1 | 69.95% | 0% | 0% | 2 | 2.13% | 0% | 0% | 1 | 0% | 0% | 1 |  |  |  |  | 0.1141% | [5 empty] | 97.84% | 0% | 97.84% | 5 | 39.65% | 0% | 0% | 1 | 10.12% | 0% | 0% | 1 | 5.667% | 0% | 0% | 1 | 46.07% | 0% | 0% | 1 | 70.81% | 0% | 0% | 3 | 3.661% | 0% | 0% | 1 | 0% | 0% | 1 |  |  |  |  | 0.05207% | [5 empty] | 90.89% | 1.106% | 91.99% | 5 | 38.85% | 0% | 0% | 1 | 8.523% | 0% | 0% | 1 | 8.564% | 0% | 0% | 1 | 45.09% | 0% | 0% | 1 | 68.71% | 0% | 0% | 2 | 3.973% | 0% | 0% | 1
219 | Cove Rd | Northern_California | 0 | 0 | 0 | 0% | 0% | 1 |  |  |  |  | 0.09001% | [5 empty] | 92.58% | 6.992% | 99.57% | 5 | 50.81% | 0% | 0% | 2 | 21.93% | 0% | 0% | 1 | 26.29% | 0% | 0% | 1 | 63.61% | 0% | 0% | 2 | 67.83% | 0% | 0% | 2 | 5.153% | 0% | 0% | 1 | 0% | 0% | 1 |  |  |  |  | 0.04786% | [5 empty] | 95.11% | 4.198% | 99.31% | 5 | 49.22% | 0% | 0% | 1 | 23.56% | 0% | 0% | 1 | 25.37% | 0% | 0% | 1 | 64.34% | 0% | 0% | 2 | 69.44% | 0% | 0% | 2 | 4.7% | 0% | 0% | 1 | 0% | 0% | 1 |  |  |  |  | 0.03101% | [5 empty] | 96.63% | 2.719% | 99.35% | 5 | 41.29% | 0% | 0% | 1 | 21.72% | 0% | 0% | 1 | 24.28% | 0% | 0% | 1 | 55.9% | 0% | 0% | 2 | 72.4% | 0% | 0% | 3 | 4.228% | 0% | 0% | 1 | 0% | 0% | 1 |  |  |  |  | 0.08117% | [5 empty] | 94.5% | 5.036% | 99.53% | 5 | 38.99% | 0% | 0% | 1 | 20.64% | 0% | 0% | 1 | 22.45% | 0% | 0% | 1 | 53.34% | 0% | 0% | 2 | 64.3% | 0% | 0% | 2 | 4.304% | 0% | 0% | 1
220 | Drum | Northern_California | 0 | 0 | 0 | 0% | 0% | 1 |  |  |  |  | 0% | [5 empty] | 82.08% | 15.07% | 97.15% | 5 | 5.686% | 0% | 0% | 1 | 14.56% | 0% | 0% | 1 | 0.08457% | 0% | 0% | 1 | 20.33% | 0% | 0% | 1 | 55.21% | 0% | 0% | 2 | 2.5% | 0% | 0% | 1 | 0% | 0% | 1 |  |  |  |  | 0% | [5 empty] | 69.2% | 9.29% | 78.49% | 5 | 16.38% | 0% | 0% | 1 | 18.33% | 0% | 0% | 1 | 9.255% | 0% | 0% | 1 | 36.32% | 0% | 0% | 1 | 58.35% | 0% | 0% | 2 | 4.668% | 0% | 0% | 1 | 0% | 0% | 1 |  |  |  |  | 0% | [5 empty] | 48.53% | 15.52% | 64.05% | 3 | 11.7% | 0% | 0% | 1 | 9.226% | 0% | 0% | 1 | 12.83% | 0% | 0% | 1 | 29.58% | 0% | 0% | 1 | 66.44% | 0% | 0% | 2 | 4.813% | 0% | 0% | 1 | 0% | 0% | 1 |  |  |  |  | 0% | [5 empty] | 47.81% | 12.46% | 60.27% | 3 | 12.43% | 0% | 0% | 1 | 15.01% | 0% | 0% | 1 | 19.33% | 0% | 0% | 1 | 36.49% | 0% | 0% | 1 | 67.21% | 0% | 0% | 2 | 7.445% | 0% | 0% | 1
221 | Vierra | Solano | 0 | 0 | 0 | 0% | 0% | 1 |  |  |  |  | 74.06% | [5 empty] | 0% | 0% | 0% | 1 | 17.08% | 0% | 0% | 1 | 5.272% | 0% | 0% | 1 | 5.272% | 0% | 0% | 1 | 19.61% | 0% | 0% | 1 | 0% | 0% | 0% | 1 | 4.47% | 0% | 0% | 1 | 0% | 0% | 1 |  |  |  |  | 72.63% | [5 empty] | 0% | 0% | 0% | 1 | 30.43% | 0% | 0% | 1 | 6.954% | 0% | 0% | 1 | 5.419% | 0% | 0% | 1 | 33.05% | 0% | 0% | 1 | 0.8727% | 0% | 0% | 1 | 3.153% | 0% | 0% | 1 | 0% | 0% | 1 |  |  |  |  | 56.48% | [5 empty] | 0% | 0% | 0% | 1 | 47.2% | 0% | 0% | 1 | 14.96% | 0% | 0% | 1 | 15.03% | 0% | 0% | 1 | 49.56% | 0% | 0% | 1 | 10.25% | 0% | 0% | 1 | 3.54% | 0% | 0% | 1 | 0% | 0% | 1 |  |  |  |  | 44.41% | [5 empty] | 7.507% | 0.383% | 7.89% | 2 | 48.96% | 0% | 0% | 1 | 20.9% | 0% | 0% | 1 | 27.2% | 0% | 0% | 1 | 57.75% | 0% | 0% | 2 | 19.98% | 0% | 0% | 1 | 5.339% | 0% | 0% | 1
222 | Coyote | Peninsula_Monterey | 0 | 0 | 0 | 0% | 0% | 1 |  |  |  |  | 0% | [5 empty] | 44.58% | 55.42% | 100% | 5 | 100% | 0% | 0% | 5 | 0.5604% | 0% | 0% | 1 | 31.38% | 0% | 0% | 1 | 100% | 0% | 0% | 5 | 83.19% | 0% | 0% | 3 | 3.348% | 0% | 0% | 1 | 0% | 0% | 1 |  |  |  |  | 0% | [5 empty] | 84.27% | 15.73% | 100% | 5 | 84.87% | 0% | 0% | 3 | 32.65% | 0% | 0% | 1 | 47.7% | 0% | 0% | 1 | 93.49% | 0% | 0% | 4 | 89.41% | 0% | 0% | 3 | 1.69% | 0% | 0% | 1 | 0% | 0% | 1 |  |  |  |  | 0.02532% | [5 empty] | 77.46% | 21.6% | 99.06% | 5 | 81.82% | 0% | 0% | 3 | 24.53% | 0% | 0% | 1 | 41.76% | 0% | 0% | 1 | 93.81% | 0% | 0% | 4 | 84.27% | 0% | 0% | 3 | 1.986% | 0% | 0% | 1 | 0% | 0% | 1 |  |  |  |  | 1.985% | [5 empty] | 53.19% | 9.762% | 62.95% | 3 | 82% | 0% | 0% | 3 | 31.06% | 0% | 0% | 1 | 52.39% | 0% | 0% | 2 | 94.68% | 0% | 0% | 4 | 82.62% | 0% | 0% | 3 | 3.801% | 0% | 0% | 1
223 | Metcalf | Peninsula_Monterey | 0 | 0 | 0 | 0% | 0% | 1 |  |  |  |  | 0% | [5 empty] | 54.63% | 45.37% | 100% | 5 | 100% | 0% | 0% | 5 | 0.9887% | 0% | 0% | 1 | 25.25% | 0% | 0% | 1 | 100% | 0% | 0% | 5 | 85.93% | 0% | 0% | 3 | 2.633% | 0% | 0% | 1 | 0% | 0% | 1 |  |  |  |  | 0% | [5 empty] | 85.57% | 14.43% | 100% | 5 | 86.15% | 0% | 0% | 3 | 31.64% | 0% | 0% | 1 | 45.41% | 0% | 0% | 1 | 93.71% | 0% | 0% | 4 | 90.53% | 0% | 0% | 4 | 1.705% | 0% | 0% | 1 | 0% | 0% | 1 |  |  |  |  | 0.02462% | [5 empty] | 78.23% | 20.7% | 98.93% | 5 | 82.28% | 0% | 0% | 3 | 25.02% | 0% | 0% | 1 | 41.66% | 0% | 0% | 1 | 93.66% | 0% | 0% | 4 | 84.93% | 0% | 0% | 3 | 1.943% | 0% | 0% | 1 | 0% | 0% | 1 |  |  |  |  | 1.864% | [5 empty] | 52.45% | 9.647% | 62.1% | 3 | 82.31% | 0% | 0% | 3 | 30.81% | 0% | 0% | 1 | 52.44% | 0% | 0% | 2 | 94.79% | 0% | 0% | 4 | 83.41% | 0% | 0% | 3 | 3.766% | 0% | 0% | 1
224 | Diablo | Kern_Greater_Carrizo | 0 | 0 | 0 | 0% | 0% | 1 |  |  |  |  | 0.1285% | [5 empty] | 11.53% | 86.53% | 98.06% | 5 | 8.434% | 0% | 0% | 1 | 3.329% | 0% | 0% | 1 | 60.16% | 0% | 0% | 2 | 60.16% | 0% | 0% | 2 | 62.61% | 0% | 0% | 2 | 8.616% | 0% | 0% | 1 | 0% | 0% | 1 |  |  |  |  | 0.1207% | [5 empty] | 26.05% | 60.58% | 86.62% | 5 | 19.21% | 0% | 0% | 1 | 6.802% | 0% | 0% | 1 | 61.25% | 0% | 0% | 2 | 65.02% | 0% | 0% | 2 | 60.67% | 0% | 0% | 2 | 7.902% | 0% | 0% | 1 | 0% | 0% | 1 |  |  |  |  | 0.5892% | [5 empty] | 23.46% | 61.38% | 84.83% | 5 | 52.98% | 0% | 0% | 2 | 19.75% | 0% | 0% | 1 | 46.5% | 0% | 0% | 1 | 72.18% | 0% | 0% | 3 | 64.11% | 0% | 0% | 2 | 8.463% | 0% | 0% | 1 | 0% | 0% | 1 |  |  |  |  | 2.829% | [5 empty] | 37.7% | 34.56% | 72.26% | 5 | 33.88% | 0% | 0% | 1 | 13.93% | 0% | 0% | 1 | 38.3% | 0% | 0% | 1 | 53.94% | 0% | 0% | 2 | 49.39% | 0% | 0% | 1 | 5.812% | 0% | 0% | 1
225 | Coolwater | Greater_Kramer | 210 | 8400 | 0 | 164.5% | 11.31% | 5 |  |  |  |  | 0.6204% | [5 empty] | 0% | 0% | 0% | 1 | 78.15% | 112.3% | 3.446% | 4 | 24.21% | 32.38% | 0% | 2 | 13.29% | 28.3% | 0% | 2 | 80.3% | 124.6% | 6.025% | 4 | 51.96% | 51.08% | 0% | 3 | 2.766% | 124.6% | 6.025% | 4 | 34.13% | 0% | 2 |  |  |  |  | 2.568% | [5 empty] | 0% | 0% | 0% | 1 | 53.43% | 28.79% | 0% | 2 | 21.63% | 17.11% | 0% | 1 | 9.857% | 14.87% | 0% | 1 | 55.25% | 29.96% | 0% | 2 | 33.63% | 20.2% | 0% | 2 | 2.064% | 29.96% | 0% | 2 | 23.29% | 0% | 2 |  |  |  |  | 2.312% | [5 empty] | 0% | 0% | 0% | 1 | 44.78% | 13.1% | 0% | 1 | 19.44% | 8.975% | 0% | 1 | 13.11% | 8.321% | 0% | 1 | 50.4% | 14.58% | 0% | 2 | 44.88% | 13.12% | 0% | 1 | 2.133% | 14.58% | 0% | 1 | 12.73% | 0% | 1 |  |  |  |  | 1.424% | [5 empty] | 0% | 0% | 0% | 1 | 43.04% | 6.462% | 0% | 1 | 27.27% | 5.061% | 0% | 1 | 15.27% | 4.344% | 0% | 1 | 54.58% | 8.104% | 0% | 2 | 39.14% | 6.048% | 0% | 1 | 2.024% | 8.104% | 0% | 1
226 | San Onofre | Greater_SD | 0 | 0 | 0 | 0% | 0% | 1 |  |  |  |  | 0% | [5 empty] | 17.12% | 0% | 17.12% | 1 | 0% | 0% | 0% | 1 | 66.45% | 0% | 0% | 2 | 73.72% | 0% | 0% | 3 | 73.72% | 0% | 0% | 3 | 7.89% | 0% | 0% | 1 | 7.969% | 0% | 0% | 1 | 0% | 0% | 1 |  |  |  |  | 0% | [5 empty] | 2.352% | 0% | 2.352% | 1 | 3.837% | 0% | 0% | 1 | 61.56% | 0% | 0% | 2 | 91.73% | 0% | 0% | 4 | 91.73% | 0% | 0% | 4 | 1.084% | 0% | 0% | 1 | 13.29% | 0% | 0% | 1 | 0% | 0% | 1 |  |  |  |  | 0% | [5 empty] | 2.952% | 0% | 2.952% | 1 | 5.542% | 0% | 0% | 1 | 62.65% | 0% | 0% | 2 | 90.1% | 0% | 0% | 4 | 90.1% | 0% | 0% | 4 | 0.9859% | 0% | 0% | 1 | 12.37% | 0% | 0% | 1 | 0% | 0% | 1 |  |  |  |  | 0% | [5 empty] | 1.414% | 0% | 1.414% | 1 | 3.246% | 0% | 0% | 1 | 38.58% | 0% | 0% | 1 | 92.47% | 0% | 0% | 4 | 92.55% | 0% | 0% | 4 | 0.4723% | 0% | 0% | 1 | 13.04% | 0% | 0% | 1
227 | Woodland | Solano | 0 | 0 | 0 | 0% | 0% | 1 |  |  |  |  | 62.61% | [5 empty] | 0% | 0% | 0% | 1 | 53.84% | 0% | 0% | 2 | 15.41% | 0% | 0% | 1 | 30.37% | 0% | 0% | 1 | 65.5% | 0% | 0% | 2 | 0% | 0% | 0% | 1 | 5.124% | 0% | 0% | 1 | 0% | 0% | 1 |  |  |  |  | 66.39% | [5 empty] | 0.01327% | 0% | 0.01327% | 1 | 55.02% | 0% | 0% | 2 | 8.312% | 0% | 0% | 1 | 30.8% | 0% | 0% | 1 | 67.07% | 0% | 0% | 2 | 0.3975% | 0% | 0% | 1 | 3.909% | 0% | 0% | 1 | 0% | 0% | 1 |  |  |  |  | 58.11% | [5 empty] | 4.95% | 0% | 4.95% | 1 | 55.92% | 0% | 0% | 2 | 7.609% | 0% | 0% | 1 | 34.21% | 0% | 0% | 1 | 68.74% | 0% | 0% | 2 | 6.143% | 0% | 0% | 1 | 4.339% | 0% | 0% | 1 | 0% | 0% | 1 |  |  |  |  | 51.55% | [5 empty] | 13.95% | 0% | 13.95% | 1 | 47.63% | 0% | 0% | 1 | 9.494% | 0% | 0% | 1 | 29.18% | 0% | 0% | 1 | 63.03% | 0% | 0% | 2 | 13.31% | 0% | 0% | 1 | 6.087% | 0% | 0% | 1
228 | Donnells PP | El_Dorado_Mariposa | 0 | 0 | 0 | 0% | 0% | 1 |  |  |  |  | 0% | [5 empty] | 35.51% | 1.89% | 37.4% | 2 | 0.3153% | 0% | 0% | 1 | 2.958% | 0% | 0% | 1 | 11.47% | 0% | 0% | 1 | 13.79% | 0% | 0% | 1 | 75.65% | 0% | 0% | 3 | 4.2% | 0% | 0% | 1 | 0% | 0% | 1 |  |  |  |  | 0% | [5 empty] | 42.89% | 1.347% | 44.24% | 2 | 8.778% | 0% | 0% | 1 | 4.083% | 0% | 0% | 1 | 7.422% | 0% | 0% | 1 | 19.68% | 0% | 0% | 1 | 66.38% | 0% | 0% | 2 | 3.907% | 0% | 0% | 1 | 0% | 0% | 1 |  |  |  |  | 0% | [5 empty] | 50.83% | 0.9872% | 51.81% | 3 | 6.488% | 0% | 0% | 1 | 5.285% | 0% | 0% | 1 | 8.529% | 0% | 0% | 1 | 18.31% | 0% | 0% | 1 | 54.45% | 0% | 0% | 2 | 3.577% | 0% | 0% | 1 | 0% | 0% | 1 |  |  |  |  | 0% | [5 empty] | 48.13% | 0.6913% | 48.82% | 2 | 5.921% | 0% | 0% | 1 | 7.68% | 0% | 0% | 1 | 11.03% | 0% | 0% | 1 | 22.77% | 0% | 0% | 1 | 61.6% | 0% | 0% | 2 | 5.281% | 0% | 0% | 1
229 | Mandalay | Greater_LA | 0 | 0 | 0 | 0% | 0% | 1 |  |  |  |  | 0% | [5 empty] | 1.202% | 0% | 1.202% | 1 | 20.32% | 0% | 0% | 1 | 48.89% | 0% | 0% | 1 | 83.1% | 0% | 0% | 3 | 83.1% | 0% | 0% | 3 | 0% | 0% | 0% | 1 | 40.64% | 0% | 0% | 1 | 0% | 0% | 1 |  |  |  |  | 0.1215% | [5 empty] | 4.009% | 0.005812% | 4.015% | 2 | 25.93% | 0% | 0% | 1 | 55.89% | 0% | 0% | 2 | 81.01% | 0% | 0% | 3 | 81.01% | 0% | 0% | 3 | 0% | 0% | 0% | 1 | 45.72% | 0% | 0% | 1 | 0% | 0% | 1 |  |  |  |  | 0.1462% | [5 empty] | 5.754% | 0.8722% | 6.626% | 2 | 25.3% | 0% | 0% | 1 | 52.79% | 0% | 0% | 2 | 76.66% | 0% | 0% | 3 | 77.51% | 0% | 0% | 3 | 0.6876% | 0% | 0% | 1 | 43.23% | 0% | 0% | 1 | 0% | 0% | 1 |  |  |  |  | 4.815% | [5 empty] | 12.97% | 70.43% | 83.4% | 5 | 43.65% | 0% | 0% | 1 | 7.556% | 0% | 0% | 1 | 14.56% | 0% | 0% | 1 | 54.54% | 0% | 0% | 2 | 46.47% | 0% | 0% | 1 | 16.41% | 0% | 0% | 1
230 | North Gila | Arizona | 0 | 0 | 0 | 0% | 0% | 1 |  |  |  |  | 32.65% | [5 empty] | 0% | 0% | 0% | 1 | 1.12% | 0% | 0% | 1 | 75.61% | 0% | 0% | 3 | 66.97% | 0% | 0% | 2 | 75.71% | 0% | 0% | 3 | 44.21% | 0% | 0% | 1 | 4.551% | 0% | 0% | 1 | 0% | 0% | 1 |  |  |  |  | 17.4% | [5 empty] | 0% | 0% | 0% | 1 | 0.6205% | 0% | 0% | 1 | 54.91% | 0% | 0% | 2 | 50.57% | 0% | 0% | 2 | 55.02% | 0% | 0% | 2 | 58.58% | 0% | 0% | 2 | 3.269% | 0% | 0% | 1 | 0% | 0% | 1 |  |  |  |  | 13.38% | [5 empty] | 0% | 0% | 0% | 1 | 0.5141% | 0% | 0% | 1 | 47.85% | 0% | 0% | 1 | 40.23% | 0% | 0% | 1 | 47.93% | 0% | 0% | 1 | 55.24% | 0% | 0% | 2 | 2.528% | 0% | 0% | 1 | 0% | 0% | 1 |  |  |  |  | 12.99% | [5 empty] | 0% | 0% | 0% | 1 | 0.6263% | 0% | 0% | 1 | 46.57% | 0% | 0% | 1 | 39.13% | 0% | 0% | 1 | 46.65% | 0% | 0% | 1 | 54.81% | 0% | 0% | 2 | 2.455% | 0% | 0% | 1
231 | Eight Mile | Solano | 0 | 0 | 0 | 0% | 0% | 1 |  |  |  |  | 75.9% | [5 empty] | 0% | 0% | 0% | 1 | 18.56% | 0% | 0% | 1 | 28.14% | 0% | 0% | 1 | 28.14% | 0% | 0% | 1 | 35.93% | 0% | 0% | 1 | 0% | 0% | 0% | 1 | 7.291% | 0% | 0% | 1 | 0% | 0% | 1 |  |  |  |  | 72.97% | [5 empty] | 0% | 0% | 0% | 1 | 14.32% | 0% | 0% | 1 | 20.66% | 0% | 0% | 1 | 21.17% | 0% | 0% | 1 | 30.24% | 0% | 0% | 1 | 0% | 0% | 0% | 1 | 8.036% | 0% | 0% | 1 | 0% | 0% | 1 |  |  |  |  | 67.85% | [5 empty] | 0% | 0% | 0% | 1 | 14.18% | 0% | 0% | 1 | 18.73% | 0% | 0% | 1 | 18.95% | 0% | 0% | 1 | 29.57% | 0% | 0% | 1 | 0% | 0% | 0% | 1 | 7.509% | 0% | 0% | 1 | 0% | 0% | 1 |  |  |  |  | 48.56% | [5 empty] | 3.358% | 1.064% | 4.422% | 2 | 28.95% | 0% | 0% | 1 | 24.57% | 0% | 0% | 1 | 27% | 0% | 0% | 1 | 44.62% | 0% | 0% | 1 | 4.717% | 0% | 0% | 1 | 10.21% | 0% | 0% | 1
232 | Kern Power | Central_Valley_North_Los_Banos | 0 | 0 | 0 | 0% | 0% | 1 |  |  |  |  | 0% | [5 empty] | 0% | 0% | 0% | 1 | 0% | 0% | 0% | 1 | 0% | 0% | 0% | 1 | 0% | 0% | 0% | 1 | 0% | 0% | 0% | 1 | 0% | 0% | 0% | 1 | 0% | 0% | 0% | 1 | 0% | 0% | 1 |  |  |  |  | 0% | [5 empty] | 0% | 0% | 0% | 1 | 0% | 0% | 0% | 1 | 0% | 0% | 0% | 1 | 0% | 0% | 0% | 1 | 0% | 0% | 0% | 1 | 0% | 0% | 0% | 1 | 0% | 0% | 0% | 1 | 0% | 0% | 1 |  |  |  |  | 0% | [5 empty] | 0% | 0% | 0% | 1 | 0% | 0% | 0% | 1 | 0% | 0% | 0% | 1 | 0% | 0% | 0% | 1 | 0% | 0% | 0% | 1 | 0% | 0% | 0% | 1 | 0% | 0% | 0% | 1 | 0% | 0% | 1 |  |  |  |  | 0% | [5 empty] | 34.06% | 65.94% | 100% | 5 | 74.89% | 0% | 0% | 3 | 19.26% | 0% | 0% | 1 | 32.14% | 0% | 0% | 1 | 89.34% | 0% | 0% | 3 | 47.3% | 0% | 0% | 1 | 2.328% | 0% | 0% | 1
233 | Renfro | Central_Valley_North_Los_Banos | 0 | 0 | 0 | 0% | 0% | 1 |  |  |  |  | 0% | [5 empty] | 0% | 0% | 0% | 1 | 0% | 0% | 0% | 1 | 0% | 0% | 0% | 1 | 0% | 0% | 0% | 1 | 0% | 0% | 0% | 1 | 0% | 0% | 0% | 1 | 0% | 0% | 0% | 1 | 0% | 0% | 1 |  |  |  |  | 0% | [5 empty] | 0% | 0% | 0% | 1 | 0% | 0% | 0% | 1 | 0% | 0% | 0% | 1 | 0% | 0% | 0% | 1 | 0% | 0% | 0% | 1 | 0% | 0% | 0% | 1 | 0% | 0% | 0% | 1 | 0% | 0% | 1 |  |  |  |  | 0% | [5 empty] | 0% | 0% | 0% | 1 | 0% | 0% | 0% | 1 | 0% | 0% | 0% | 1 | 0% | 0% | 0% | 1 | 0% | 0% | 0% | 1 | 0% | 0% | 0% | 1 | 0% | 0% | 0% | 1 | 0% | 0% | 1 |  |  |  |  | 0% | [5 empty] | 100% | 0% | 100% | 5 | 100% | 0% | 0% | 5 | 0% | 0% | 0% | 1 | 69.14% | 0% | 0% | 2 | 100% | 0% | 0% | 5 | 33.59% | 0% | 0% | 1 | 0% | 0% | 0% | 1
234 | Highwind | Tehachapi | 0 | 0 | 0 | 0% | 0% | 1 |  |  |  |  | 0.2845% | [5 empty] | 67.72% | 19.93% | 87.65% | 5 | 42.04% | 0% | 0% | 1 | 5.479% | 0% | 0% | 1 | 32.07% | 0% | 0% | 1 | 64.45% | 0% | 0% | 2 | 46.76% | 0% | 0% | 1 | 1.54% | 0% | 0% | 1 | 0% | 0% | 1 |  |  |  |  | 0.1107% | [5 empty] | 63% | 12.27% | 75.27% | 5 | 36.49% | 0% | 0% | 1 | 18.4% | 0% | 0% | 1 | 33.83% | 0% | 0% | 1 | 62.8% | 0% | 0% | 2 | 50.49% | 0% | 0% | 2 | 1.29% | 0% | 0% | 1 | 0% | 0% | 1 |  |  |  |  | 0.6396% | [5 empty] | 52.37% | 8.862% | 61.23% | 3 | 45.57% | 0% | 0% | 1 | 18.98% | 0% | 0% | 1 | 25.14% | 0% | 0% | 1 | 63.5% | 0% | 0% | 2 | 47.57% | 0% | 0% | 1 | 1.096% | 0% | 0% | 1 | 0% | 0% | 1 |  |  |  |  | 0.8735% | [5 empty] | 40.35% | 7.584% | 47.94% | 2 | 33.91% | 0% | 0% | 1 | 33.44% | 0% | 0% | 1 | 26.58% | 0% | 0% | 1 | 65.23% | 0% | 0% | 2 | 39.18% | 0% | 0% | 1 | 1.328% | 0% | 0% | 1
235 | Sylmar | Tehachapi | 0 | 0 | 0 | 0% | 0% | 1 |  |  |  |  | 0% | [5 empty] | 0% | 100% | 100% | 5 | 64.29% | 0% | 0% | 2 | 0% | 0% | 0% | 1 | 4.485% | 0% | 0% | 1 | 68.77% | 0% | 0% | 2 | 66.49% | 0% | 0% | 2 | 13.65% | 0% | 0% | 1 | 0% | 0% | 1 |  |  |  |  | 0.8631% | [5 empty] | 0% | 100% | 100% | 5 | 65.17% | 0% | 0% | 2 | 0% | 0% | 0% | 1 | 11.53% | 0% | 0% | 1 | 72.39% | 0% | 0% | 3 | 54.73% | 0% | 0% | 2 | 9.773% | 0% | 0% | 1 | 0% | 0% | 1 |  |  |  |  | 3.308% | [5 empty] | 5.217% | 94.7% | 99.92% | 5 | 63.45% | 0% | 0% | 2 | 0.4366% | 0% | 0% | 1 | 6.846% | 0% | 0% | 1 | 66.29% | 0% | 0% | 2 | 58.2% | 0% | 0% | 2 | 11.32% | 0% | 0% | 1 | 0% | 0% | 1 |  |  |  |  | 1.752% | [5 empty] | 22.16% | 76.27% | 98.43% | 5 | 40.21% | 0% | 0% | 1 | 13.8% | 0% | 0% | 1 | 14.96% | 0% | 0% | 1 | 56.64% | 0% | 0% | 2 | 47.53% | 0% | 0% | 1 | 8.444% | 0% | 0% | 1
236 | Westley | Central_Valley_North_Los_Banos | 0 | 0 | 0 | 0% | 0% | 1 |  |  |  |  | 56.03% | [5 empty] | 8.737% | 0% | 8.737% | 1 | 69.39% | 0% | 0% | 2 | 14.21% | 0% | 0% | 1 | 19.13% | 0% | 0% | 1 | 71.5% | 0% | 0% | 3 | 26.08% | 0% | 0% | 1 | 2.753% | 0% | 0% | 1 | 0% | 0% | 1 |  |  |  |  | 52.28% | [5 empty] | 8.364% | 0% | 8.364% | 1 | 58.85% | 0% | 0% | 2 | 11.03% | 0% | 0% | 1 | 17.91% | 0% | 0% | 1 | 60.16% | 0% | 0% | 2 | 28.22% | 0% | 0% | 1 | 2.806% | 0% | 0% | 1 | 0% | 0% | 1 |  |  |  |  | 46.87% | [5 empty] | 9.443% | 0% | 9.443% | 1 | 58.32% | 0% | 0% | 2 | 15.96% | 0% | 0% | 1 | 20.97% | 0% | 0% | 1 | 59.76% | 0% | 0% | 2 | 31.77% | 0% | 0% | 1 | 2.921% | 0% | 0% | 1 | 0% | 0% | 1 |  |  |  |  | 40.52% | [5 empty] | 10.8% | 0% | 10.8% | 1 | 53.29% | 0% | 0% | 2 | 15.81% | 0% | 0% | 1 | 22.71% | 0% | 0% | 1 | 57.87% | 0% | 0% | 2 | 24% | 0% | 0% | 1 | 3.429% | 0% | 0% | 1
237 | GWF Hanford | Central_Valley_North_Los_Banos | 0 | 0 | 0 | 0% | 0% | 1 |  |  |  |  | 23.17% | [5 empty] | 0% | 0% | 0% | 1 | 0% | 0% | 0% | 1 | 0% | 0% | 0% | 1 | 0% | 0% | 0% | 1 | 0% | 0% | 0% | 1 | 0% | 0% | 0% | 1 | 3.672% | 0% | 0% | 1 | 0% | 0% | 1 |  |  |  |  | 32.76% | [5 empty] | 0% | 0% | 0% | 1 | 1.134% | 0% | 0% | 1 | 0% | 0% | 0% | 1 | 0.1006% | 0% | 0% | 1 | 1.134% | 0% | 0% | 1 | 0% | 0% | 0% | 1 | 3.71% | 0% | 0% | 1 | 0% | 0% | 1 |  |  |  |  | 39.15% | [5 empty] | 0% | 0% | 0% | 1 | 3.839% | 0% | 0% | 1 | 0.6098% | 0% | 0% | 1 | 0.6841% | 0% | 0% | 1 | 3.839% | 0% | 0% | 1 | 0% | 0% | 0% | 1 | 3.074% | 0% | 0% | 1 | 0% | 0% | 1 |  |  |  |  | 54.69% | [5 empty] | 0% | 0% | 0% | 1 | 6.278% | 0% | 0% | 1 | 1.238% | 0% | 0% | 1 | 3.89% | 0% | 0% | 1 | 9.414% | 0% | 0% | 1 | 0.1019% | 0% | 0% | 1 | 1.489% | 0% | 0% | 1
238 | Tevis | Central_Valley_North_Los_Banos | 0 | 0 | 0 | 0% | 0% | 1 |  |  |  |  | 0% | [5 empty] | 0% | 0% | 0% | 1 | 0% | 0% | 0% | 1 | 0% | 0% | 0% | 1 | 0% | 0% | 0% | 1 | 0% | 0% | 0% | 1 | 0% | 0% | 0% | 1 | 0% | 0% | 0% | 1 | 0% | 0% | 1 |  |  |  |  | 0% | [5 empty] | 0% | 0% | 0% | 1 | 0% | 0% | 0% | 1 | 0% | 0% | 0% | 1 | 0% | 0% | 0% | 1 | 0% | 0% | 0% | 1 | 0% | 0% | 0% | 1 | 0% | 0% | 0% | 1 | 0% | 0% | 1 |  |  |  |  | 0% | [5 empty] | 0% | 0% | 0% | 1 | 0% | 0% | 0% | 1 | 0% | 0% | 0% | 1 | 0% | 0% | 0% | 1 | 0% | 0% | 0% | 1 | 0% | 0% | 0% | 1 | 0% | 0% | 0% | 1 | 0% | 0% | 1 |  |  |  |  | 0% | [5 empty] | 4.606% | 95.39% | 100% | 5 | 88.98% | 0% | 0% | 3 | 1.356% | 0% | 0% | 1 | 2.434% | 0% | 0% | 1 | 88.98% | 0% | 0% | 3 | 23.35% | 0% | 0% | 1 | 1.516% | 0% | 0% | 1
239 | Otay Mesa | Greater_SD | 0 | 0 | 0 | 0% | 0% | 1 |  |  |  |  | 0% | [5 empty] | 51.14% | 1.807% | 52.94% | 3 | 21.62% | 0% | 0% | 1 | 58.7% | 0% | 0% | 2 | 83.11% | 0% | 0% | 3 | 83.11% | 0% | 0% | 3 | 13.75% | 0% | 0% | 1 | 17.66% | 0% | 0% | 1 | 0% | 0% | 1 |  |  |  |  | 0% | [5 empty] | 28.57% | 9.595% | 38.16% | 2 | 14.74% | 0% | 0% | 1 | 58.62% | 0% | 0% | 2 | 84.15% | 0% | 0% | 3 | 84.15% | 0% | 0% | 3 | 14.8% | 0% | 0% | 1 | 11.79% | 0% | 0% | 1 | 0% | 0% | 1 |  |  |  |  | 0% | [5 empty] | 7.762% | 7.066% | 14.83% | 2 | 4.327% | 0% | 0% | 1 | 18.82% | 0% | 0% | 1 | 80.83% | 0% | 0% | 3 | 81.15% | 0% | 0% | 3 | 5.255% | 0% | 0% | 1 | 3.844% | 0% | 0% | 1 | 0% | 0% | 1 |  |  |  |  | 0.8691% | [5 empty] | 2.586% | 68.03% | 70.61% | 5 | 4.955% | 0% | 0% | 1 | 38.26% | 0% | 0% | 1 | 45.87% | 0% | 0% | 1 | 71.93% | 0% | 0% | 3 | 29.45% | 0% | 0% | 1 | 2.826% | 0% | 0% | 1
240 | Redondo | Greater_LA | 0 | 0 | 0 | 0% | 0% | 1 |  |  |  |  | 0% | [5 empty] | 16.69% | 0% | 16.69% | 1 | 1.315% | 0% | 0% | 1 | 12.41% | 0% | 0% | 1 | 74.52% | 0% | 0% | 3 | 75.84% | 0% | 0% | 3 | 0% | 0% | 0% | 1 | 0.07856% | 0% | 0% | 1 | 0% | 0% | 1 |  |  |  |  | 0% | [5 empty] | 2.673% | 0% | 2.673% | 1 | 0.2106% | 0% | 0% | 1 | 2.446% | 0% | 0% | 1 | 54.35% | 0% | 0% | 2 | 54.56% | 0% | 0% | 2 | 0% | 0% | 0% | 1 | 0.1382% | 0% | 0% | 1 | 0% | 0% | 1 |  |  |  |  | 0% | [5 empty] | 3.223% | 0.5033% | 3.726% | 2 | 0.8773% | 0% | 0% | 1 | 7.858% | 0% | 0% | 1 | 58.74% | 0% | 0% | 2 | 59.62% | 0% | 0% | 2 | 0% | 0% | 0% | 1 | 0.4211% | 0% | 0% | 1 | 0% | 0% | 1 |  |  |  |  | 0% | [5 empty] | 1.668% | 14.41% | 16.08% | 3 | 0.6161% | 0% | 0% | 1 | 13.45% | 0% | 0% | 1 | 63.54% | 0% | 0% | 2 | 64.16% | 0% | 0% | 2 | 2.287% | 0% | 0% | 1 | 3.998% | 0% | 0% | 1
241 | Arkansas | Greater_Imperial (Exclude) | 0 | 0 | 0 | 0% | 0% | 1 |  |  |  |  | 62.34% | [5 empty] | 0% | 0% | 0% | 1 | 2.673% | 0% | 0% | 1 | 32.15% | 0% | 0% | 1 | 30.05% | 0% | 0% | 1 | 34.69% | 0% | 0% | 1 | 1.862% | 0% | 0% | 1 | 3.622% | 0% | 0% | 1 | 0% | 0% | 1 |  |  |  |  | 62.95% | [5 empty] | 0% | 0% | 0% | 1 | 5.15% | 0% | 0% | 1 | 24.64% | 0% | 0% | 1 | 20.39% | 0% | 0% | 1 | 30.49% | 0% | 0% | 1 | 6.119% | 0% | 0% | 1 | 3.414% | 0% | 0% | 1 | 0% | 0% | 1 |  |  |  |  | 56.03% | [5 empty] | 0% | 0% | 0% | 1 | 6.833% | 0% | 0% | 1 | 15.68% | 0% | 0% | 1 | 13.77% | 0% | 0% | 1 | 23.25% | 0% | 0% | 1 | 9.714% | 0% | 0% | 1 | 4.272% | 0% | 0% | 1 | 0% | 0% | 1 |  |  |  |  | 53.54% | [5 empty] | 0% | 0% | 0% | 1 | 6.741% | 0% | 0% | 1 | 12.73% | 0% | 0% | 1 | 11.42% | 0% | 0% | 1 | 20.69% | 0% | 0% | 1 | 12.78% | 0% | 0% | 1 | 3.972% | 0% | 0% | 1
242 | Cal Water | Central_Valley_North_Los_Banos | 0 | 0 | 0 | 0% | 0% | 1 |  |  |  |  | 0% | [5 empty] | 0% | 0% | 0% | 1 | 0% | 0% | 0% | 1 | 0% | 0% | 0% | 1 | 0% | 0% | 0% | 1 | 0% | 0% | 0% | 1 | 0% | 0% | 0% | 1 | 0% | 0% | 0% | 1 | 0% | 0% | 1 |  |  |  |  | 0% | [5 empty] | 100% | 0% | 100% | 5 | 100% | 0% | 0% | 5 | 0% | 0% | 0% | 1 | 0% | 0% | 0% | 1 | 100% | 0% | 0% | 5 | 14.81% | 0% | 0% | 1 | 0% | 0% | 0% | 1 | 0% | 0% | 1 |  |  |  |  | 0% | [5 empty] | 55.5% | 44.5% | 100% | 5 | 61.62% | 0% | 0% | 2 | 32.69% | 0% | 0% | 1 | 54.61% | 0% | 0% | 2 | 87.66% | 0% | 0% | 3 | 67.51% | 0% | 0% | 2 | 2.508% | 0% | 0% | 1 | 0% | 0% | 1 |  |  |  |  | 0.2186% | [5 empty] | 58.26% | 41.74% | 100% | 5 | 34.89% | 0% | 0% | 1 | 14.16% | 0% | 0% | 1 | 35.72% | 0% | 0% | 1 | 60.68% | 0% | 0% | 2 | 69.07% | 0% | 0% | 2 | 2.414% | 0% | 0% | 1
243 | Grimway | Central_Valley_North_Los_Banos | 0 | 0 | 0 | 0% | 0% | 1 |  |  |  |  | 0% | [5 empty] | 0% | 0% | 0% | 1 | 0% | 0% | 0% | 1 | 0% | 0% | 0% | 1 | 0% | 0% | 0% | 1 | 0% | 0% | 0% | 1 | 0% | 0% | 0% | 1 | 0% | 0% | 0% | 1 | 0% | 0% | 1 |  |  |  |  | 0% | [5 empty] | 0% | 100% | 100% | 5 | 75.93% | 0% | 0% | 3 | 0.9538% | 0% | 0% | 1 | 0.9538% | 0% | 0% | 1 | 75.93% | 0% | 0% | 3 | 18.86% | 0% | 0% | 1 | 2.824% | 0% | 0% | 1 | 0% | 0% | 1 |  |  |  |  | 0% | [5 empty] | 14.97% | 85.03% | 100% | 5 | 56.68% | 0% | 0% | 2 | 2.25% | 0% | 0% | 1 | 4.802% | 0% | 0% | 1 | 57.23% | 0% | 0% | 2 | 48.38% | 0% | 0% | 1 | 2.417% | 0% | 0% | 1 | 0% | 0% | 1 |  |  |  |  | 0.1096% | [5 empty] | 74.38% | 19.01% | 93.4% | 5 | 57.49% | 0% | 0% | 2 | 25.88% | 0% | 0% | 1 | 43.15% | 0% | 0% | 1 | 72.65% | 0% | 0% | 3 | 67.2% | 0% | 0% | 2 | 2.383% | 0% | 0% | 1
244 | Viejo | Greater_LA | 0 | 0 | 0 | 0% | 0% | 1 |  |  |  |  | 0% | [5 empty] | 0% | 0% | 0% | 1 | 0% | 0% | 0% | 1 | 0% | 0% | 0% | 1 | 0% | 0% | 0% | 1 | 0% | 0% | 0% | 1 | 0% | 0% | 0% | 1 | 0% | 0% | 0% | 1 | 0% | 0% | 1 |  |  |  |  | 0% | [5 empty] | 1.762% | 0% | 1.762% | 1 | 0.3729% | 0% | 0% | 1 | 27.52% | 0% | 0% | 1 | 89.96% | 0% | 0% | 3 | 90.34% | 0% | 0% | 4 | 0% | 0% | 0% | 1 | 2.487% | 0% | 0% | 1 | 0% | 0% | 1 |  |  |  |  | 0% | [5 empty] | 1.199% | 10.38% | 11.58% | 3 | 7.105% | 0% | 0% | 1 | 28.61% | 0% | 0% | 1 | 87.16% | 0% | 0% | 3 | 94.26% | 0% | 0% | 4 | 5.289% | 0% | 0% | 1 | 8.234% | 0% | 0% | 1 | 0% | 0% | 1 |  |  |  |  | 0% | [5 empty] | 0.7372% | 6.081% | 6.818% | 2 | 4.16% | 0% | 0% | 1 | 26.83% | 0% | 0% | 1 | 91% | 0% | 0% | 4 | 95.16% | 0% | 0% | 5 | 3.343% | 0% | 0% | 1 | 5.297% | 0% | 0% | 1
245 | Kelso | Solano | 6 | 240 | 15 | 49.05% | 0% | 2 |  |  |  |  | 42.72% | [5 empty] | 10.2% | 1.286% | 11.48% | 2 | 54.75% | 0.6978% | 0% | 2 | 43.64% | 0.5603% | 0% | 1 | 44.97% | 0.5739% | 0% | 1 | 63.03% | 0.8541% | 0% | 2 | 9.687% | 0.3497% | 0% | 1 | 5.877% | 0.8541% | 0% | 1 | 11.71% | 0% | 1 |  |  |  |  | 47.14% | [5 empty] | 12.24% | 3.102% | 15.34% | 2 | 46.98% | 0.2932% | 0% | 1 | 37.25% | 0.2477% | 0% | 1 | 38.21% | 0.2515% | 0% | 1 | 54.03% | 0.3381% | 0% | 2 | 18.11% | 0.1898% | 0% | 1 | 6.059% | 0.3381% | 0% | 1 | 6.753% | 0% | 1 |  |  |  |  | 43.19% | [5 empty] | 12.24% | 2.883% | 15.12% | 2 | 48.41% | 0.2081% | 0% | 1 | 38.47% | 0.1744% | 0% | 1 | 38.75% | 0.1753% | 0% | 1 | 59.75% | 0.2667% | 0% | 2 | 21.5% | 0.1367% | 0% | 1 | 7.491% | 0.2667% | 0% | 1 | 0.4421% | 0% | 1 |  |  |  |  | 43.31% | [5 empty] | 12.42% | 2.695% | 15.12% | 2 | 45.17% | 0.09809% | 0% | 1 | 31.06% | 0.07801% | 0% | 1 | 32.91% | 0.08016% | 0% | 1 | 56.63% | 0.124% | 0% | 2 | 24.71% | 0.07143% | 0% | 1 | 7.611% | 0.124% | 0% | 1
246 | BlytheSC 161 kV | Riverside (Exclude) | 0 | 0 | 0 | 0% | 0% | 1 |  |  |  |  | 6.729% | [5 empty] | 0% | 0% | 0% | 1 | 25.06% | 0% | 0% | 1 | 31.8% | 0% | 0% | 1 | 16.44% | 0% | 0% | 1 | 46.53% | 0% | 0% | 1 | 52.67% | 0% | 0% | 2 | 1.356% | 0% | 0% | 1 | 0% | 0% | 1 |  |  |  |  | 2.32% | [5 empty] | 0% | 0% | 0% | 1 | 41.98% | 0% | 0% | 1 | 33.33% | 0% | 0% | 1 | 26.77% | 0% | 0% | 1 | 52.43% | 0% | 0% | 2 | 66.94% | 0% | 0% | 2 | 1.075% | 0% | 0% | 1 | 0% | 0% | 1 |  |  |  |  | 1.664% | [5 empty] | 0% | 0% | 0% | 1 | 38.61% | 0% | 0% | 1 | 36.03% | 0% | 0% | 1 | 29.52% | 0% | 0% | 1 | 51.71% | 0% | 0% | 2 | 67.44% | 0% | 0% | 2 | 1.88% | 0% | 0% | 1 | 0% | 0% | 1 |  |  |  |  | 1.341% | [5 empty] | 0% | 0% | 0% | 1 | 44.97% | 0% | 0% | 1 | 42.13% | 0% | 0% | 1 | 36.6% | 0% | 0% | 1 | 58.49% | 0% | 0% | 2 | 64.28% | 0% | 0% | 2 | 3.918% | 0% | 0% | 1
247 | Windhub | Tehachapi | 124 | 4960 | 15 | 59.91% | 0% | 3 |  |  |  |  | 0% | [5 empty] | 47.8% | 0% | 47.8% | 2 | 40.12% | 23.59% | 0% | 2 | 29.59% | 20.06% | 0% | 2 | 33.78% | 21.33% | 0% | 2 | 72.07% | 50.57% | 0% | 3 | 23.51% | 18.47% | 0% | 1 | 0.2183% | 50.57% | 0% | 3 | 17.09% | 0% | 1 |  |  |  |  | 1.148% | [5 empty] | 38.91% | 4.523% | 43.43% | 2 | 43.09% | 8.123% | 0% | 1 | 25.16% | 6.177% | 0% | 1 | 21.99% | 5.927% | 0% | 1 | 65.39% | 13.36% | 0% | 2 | 36.44% | 7.273% | 0% | 1 | 0.8553% | 13.36% | 0% | 1 | 8.253% | 0% | 1 |  |  |  |  | 0.6564% | [5 empty] | 40.3% | 4.741% | 45.04% | 2 | 43.39% | 4.071% | 0% | 1 | 20.44% | 2.896% | 0% | 1 | 22.58% | 2.977% | 0% | 1 | 61.69% | 6.015% | 0% | 2 | 39.87% | 3.832% | 0% | 1 | 0.9836% | 6.015% | 0% | 1 | 3.645% | 0% | 1 |  |  |  |  | 1.219% | [5 empty] | 33.67% | 10.03% | 43.69% | 3 | 28% | 1.5% | 0% | 1 | 31.46% | 1.575% | 0% | 1 | 23.1% | 1.404% | 0% | 1 | 58.04% | 2.573% | 0% | 2 | 35.67% | 1.678% | 0% | 1 | 1.666% | 2.573% | 0% | 1
248 | Camanche | Solano | 0 | 0 | 0 | 0% | 0% | 1 |  |  |  |  | 58.42% | [5 empty] | 0% | 0% | 0% | 1 | 0% | 0% | 0% | 1 | 0% | 0% | 0% | 1 | 29.43% | 0% | 0% | 1 | 29.43% | 0% | 0% | 1 | 0% | 0% | 0% | 1 | 0.9412% | 0% | 0% | 1 | 0% | 0% | 1 |  |  |  |  | 56.03% | [5 empty] | 0% | 0% | 0% | 1 | 0% | 0% | 0% | 1 | 4.44% | 0% | 0% | 1 | 32.58% | 0% | 0% | 1 | 32.58% | 0% | 0% | 1 | 0% | 0% | 0% | 1 | 2.227% | 0% | 0% | 1 | 0% | 0% | 1 |  |  |  |  | 57.88% | [5 empty] | 0% | 0% | 0% | 1 | 3.56% | 0% | 0% | 1 | 8.368% | 0% | 0% | 1 | 12.67% | 0% | 0% | 1 | 13.88% | 0% | 0% | 1 | 2.969% | 0% | 0% | 1 | 10.93% | 0% | 0% | 1 | 0% | 0% | 1 |  |  |  |  | 38.65% | [5 empty] | 5.646% | 0% | 5.646% | 1 | 37.78% | 0% | 0% | 1 | 14.94% | 0% | 0% | 1 | 24.72% | 0% | 0% | 1 | 51.35% | 0% | 0% | 2 | 15.41% | 0% | 0% | 1 | 6.497% | 0% | 0% | 1
249 | Whirlwind | Tehachapi | 300 | 12000 | 10 | 30.25% | 0% | 2 |  |  |  |  | 1.828% | [5 empty] | 46.06% | 0.0005064% | 46.06% | 2 | 29.94% | 14.72% | 0% | 1 | 40.88% | 17.44% | 0% | 1 | 24.59% | 13.67% | 0% | 1 | 61.57% | 26.83% | 0% | 2 | 17.66% | 12.52% | 0% | 1 | 0.3227% | 26.83% | 0% | 2 | 21.49% | 0% | 2 |  |  |  |  | 1.714% | [5 empty] | 48.51% | 8.068% | 56.58% | 3 | 28.91% | 8.575% | 0% | 1 | 42.19% | 10.55% | 0% | 1 | 30.56% | 8.779% | 0% | 1 | 65.17% | 17.5% | 0% | 2 | 24.11% | 8.033% | 0% | 1 | 1.426% | 17.5% | 0% | 1 | 17.13% | 0% | 1 |  |  |  |  | 1.476% | [5 empty] | 45.62% | 16.21% | 61.82% | 3 | 29.09% | 7.093% | 0% | 1 | 37.39% | 8.034% | 0% | 1 | 29.32% | 7.116% | 0% | 1 | 60.94% | 12.88% | 0% | 2 | 27.52% | 6.94% | 0% | 1 | 2.364% | 12.88% | 0% | 1 | 10.86% | 0% | 1 |  |  |  |  | 1.647% | [5 empty] | 41.14% | 21.48% | 62.61% | 4 | 38% | 4.623% | 0% | 1 | 28.9% | 4.031% | 0% | 1 | 23.99% | 3.771% | 0% | 1 | 61.85% | 7.511% | 0% | 2 | 36.45% | 4.51% | 0% | 1 | 2.656% | 7.511% | 0% | 1
250 | El Casco | Riverside (Exclude) | 0 | 0 | 20 | 0% | 0% | 1 |  |  |  |  | 0.637% | [5 empty] | 0% | 100% | 100% | 5 | 2.885% | 0% | 0% | 1 | 0.03681% | 0% | 0% | 1 | 97.22% | 0% | 0% | 5 | 97.22% | 0% | 0% | 5 | 50.7% | 0% | 0% | 2 | 4.603% | 0% | 0% | 1 | 0% | 0% | 1 |  |  |  |  | 0.08417% | [5 empty] | 5.369% | 94.63% | 100% | 5 | 44.23% | 0% | 0% | 1 | 15.21% | 0% | 0% | 1 | 44.56% | 0% | 0% | 1 | 72.24% | 0% | 0% | 3 | 61.22% | 0% | 0% | 2 | 5.041% | 0% | 0% | 1 | 0% | 0% | 1 |  |  |  |  | 0.02958% | [5 empty] | 19.79% | 80.21% | 100% | 5 | 34.99% | 0% | 0% | 1 | 20.13% | 0% | 0% | 1 | 49.15% | 0% | 0% | 1 | 64.39% | 0% | 0% | 2 | 50.29% | 0% | 0% | 2 | 3.043% | 0% | 0% | 1 | 0% | 0% | 1 |  |  |  |  | 0.01244% | [5 empty] | 47.94% | 47.78% | 95.72% | 5 | 41.62% | 0% | 0% | 1 | 39.4% | 0% | 0% | 1 | 69.93% | 0% | 0% | 2 | 84.17% | 0% | 0% | 3 | 61.23% | 0% | 0% | 2 | 3.381% | 0% | 0% | 1
251 | Suncrest | Greater_SD | 0 | 0 | 0 | 0% | 0% | 1 |  |  |  |  | 0% | [5 empty] | 0% | 100% | 100% | 5 | 10.04% | 0% | 0% | 1 | 88.67% | 0% | 0% | 3 | 100% | 0% | 0% | 5 | 100% | 0% | 0% | 5 | 88.07% | 0% | 0% | 3 | 0.05168% | 0% | 0% | 1 | 0% | 0% | 1 |  |  |  |  | 0% | [5 empty] | 0.4948% | 99.51% | 100% | 5 | 6.737% | 0% | 0% | 1 | 57.29% | 0% | 0% | 2 | 74.45% | 0% | 0% | 3 | 84.36% | 0% | 0% | 3 | 74.79% | 0% | 0% | 3 | 5.888% | 0% | 0% | 1 | 0% | 0% | 1 |  |  |  |  | 0.3316% | [5 empty] | 2.713% | 96% | 98.72% | 5 | 19.13% | 0% | 0% | 1 | 36.13% | 0% | 0% | 1 | 56.92% | 0% | 0% | 2 | 66.62% | 0% | 0% | 2 | 61.07% | 0% | 0% | 2 | 5.948% | 0% | 0% | 1 | 0% | 0% | 1 |  |  |  |  | 0.1746% | [5 empty] | 43.25% | 53.97% | 97.22% | 5 | 30.88% | 0% | 0% | 1 | 26.28% | 0% | 0% | 1 | 49.02% | 0% | 0% | 1 | 68.33% | 0% | 0% | 2 | 57.3% | 0% | 0% | 2 | 6% | 0% | 0% | 1
252 | Colorado River | Riverside (Exclude) | 0 | 0 | 0 | 0% | 0% | 1 |  |  |  |  | 0.006659% | [5 empty] | 0% | 0% | 0% | 1 | 55.89% | 0% | 0% | 2 | 52.89% | 0% | 0% | 2 | 49.8% | 0% | 0% | 1 | 71.33% | 0% | 0% | 3 | 78.74% | 0% | 0% | 3 | 0.3756% | 0% | 0% | 1 | 0% | 0% | 1 |  |  |  |  | 0.4062% | [5 empty] | 0% | 0% | 0% | 1 | 49.99% | 0% | 0% | 1 | 43.49% | 0% | 0% | 1 | 38.89% | 0% | 0% | 1 | 65.97% | 0% | 0% | 2 | 70.71% | 0% | 0% | 3 | 0.5189% | 0% | 0% | 1 | 0% | 0% | 1 |  |  |  |  | 1.583% | [5 empty] | 0% | 0% | 0% | 1 | 45.64% | 0% | 0% | 1 | 38.1% | 0% | 0% | 1 | 32.86% | 0% | 0% | 1 | 57.65% | 0% | 0% | 2 | 63.03% | 0% | 0% | 2 | 0.7342% | 0% | 0% | 1 | 0% | 0% | 1 |  |  |  |  | 1.185% | [5 empty] | 0% | 0% | 0% | 1 | 45.73% | 0% | 0% | 1 | 35.09% | 0% | 0% | 1 | 30.45% | 0% | 0% | 1 | 57.16% | 0% | 0% | 2 | 59.75% | 0% | 0% | 2 | 2.096% | 0% | 0% | 1
253 | Red bluff | Riverside (Exclude) | 0 | 0 | 0 | 0% | 0% | 1 |  |  |  |  | 0% | [5 empty] | 0% | 0% | 0% | 1 | 39.16% | 0% | 0% | 1 | 0.1236% | 0% | 0% | 1 | 0% | 0% | 0% | 1 | 39.28% | 0% | 0% | 1 | 14.7% | 0% | 0% | 1 | 1.377% | 0% | 0% | 1 | 0% | 0% | 1 |  |  |  |  | 0% | [5 empty] | 0% | 0% | 0% | 1 | 49.13% | 0% | 0% | 1 | 11.31% | 0% | 0% | 1 | 10.51% | 0% | 0% | 1 | 49.3% | 0% | 0% | 1 | 16.67% | 0% | 0% | 1 | 1.079% | 0% | 0% | 1 | 0% | 0% | 1 |  |  |  |  | 0% | [5 empty] | 0% | 0% | 0% | 1 | 41.6% | 0% | 0% | 1 | 25.46% | 0% | 0% | 1 | 15.57% | 0% | 0% | 1 | 54.04% | 0% | 0% | 2 | 28.93% | 0% | 0% | 1 | 0.8579% | 0% | 0% | 1 | 0% | 0% | 1 |  |  |  |  | 0% | [5 empty] | 0% | 0% | 0% | 1 | 51.24% | 0% | 0% | 2 | 32.55% | 0% | 0% | 1 | 26.51% | 0% | 0% | 1 | 62.74% | 0% | 0% | 2 | 51.37% | 0% | 0% | 2 | 0.6936% | 0% | 0% | 1
254 | Ocotillo Express | Greater_Imperial | 0 | 0 | 0 | 0% | 0% | 1 |  |  |  |  | 0% | [5 empty] | 0.6362% | 0% | 0.6362% | 1 | 50.39% | 0% | 0% | 2 | 3.324% | 0% | 0% | 1 | 7.457% | 0% | 0% | 1 | 58.14% | 0% | 0% | 2 | 60.35% | 0% | 0% | 2 | 0.04964% | 0% | 0% | 1 | 0% | 0% | 1 |  |  |  |  | 0% | [5 empty] | 27.77% | 0.1501% | 27.92% | 2 | 16.68% | 0% | 0% | 1 | 13.43% | 0% | 0% | 1 | 19.16% | 0% | 0% | 1 | 38.03% | 0% | 0% | 1 | 67.84% | 0% | 0% | 2 | 0.7394% | 0% | 0% | 1 | 0% | 0% | 1 |  |  |  |  | 6.119% | [5 empty] | 36.55% | 10.57% | 47.13% | 3 | 10.84% | 0% | 0% | 1 | 8.808% | 0% | 0% | 1 | 22.57% | 0% | 0% | 1 | 33.87% | 0% | 0% | 1 | 51.95% | 0% | 0% | 2 | 2.972% | 0% | 0% | 1 | 0% | 0% | 1 |  |  |  |  | 14.93% | [5 empty] | 18.72% | 24.67% | 43.39% | 4 | 7.39% | 0% | 0% | 1 | 15.8% | 0% | 0% | 1 | 22.44% | 0% | 0% | 1 | 34.17% | 0% | 0% | 1 | 45.81% | 0% | 0% | 1 | 3.356% | 0% | 0% | 1
255 | Ivanpah | Southern_NV_Eldorado | 0 | 0 | 0 | 0% | 0% | 1 |  |  |  |  | 0% | [5 empty] | 0% | 0% | 0% | 1 | 82.93% | 0% | 0% | 3 | 75.43% | 0% | 0% | 3 | 10.46% | 0% | 0% | 1 | 93.35% | 0% | 0% | 4 | 50.68% | 0% | 0% | 2 | 2.109e-05% | 0% | 0% | 1 | 0% | 0% | 1 |  |  |  |  | 0% | [5 empty] | 0% | 0% | 0% | 1 | 50.36% | 0% | 0% | 2 | 46.84% | 0% | 0% | 1 | 5.968% | 0% | 0% | 1 | 57.06% | 0% | 0% | 2 | 71.4% | 0% | 0% | 3 | 1.204e-05% | 0% | 0% | 1 | 0% | 0% | 1 |  |  |  |  | 0% | [5 empty] | 0% | 0% | 0% | 1 | 34.28% | 0% | 0% | 1 | 35.51% | 0% | 0% | 1 | 5.428% | 0% | 0% | 1 | 42.47% | 0% | 0% | 1 | 74.5% | 0% | 0% | 3 | 0.308% | 0% | 0% | 1 | 0% | 0% | 1 |  |  |  |  | 0% | [5 empty] | 0% | 0% | 0% | 1 | 16.83% | 0% | 0% | 1 | 27.17% | 0% | 0% | 1 | 8.398% | 0% | 0% | 1 | 35.22% | 0% | 0% | 1 | 83.71% | 0% | 0% | 3 | 0.183% | 0% | 0% | 1
256 | Alamitos | Greater_LA | 0 | 0 | 0 | 0% | 0% | 1 |  |  |  |  | 0% | [5 empty] | 0% | 0% | 0% | 1 | 0% | 0% | 0% | 1 | 9.238% | 0% | 0% | 1 | 70.97% | 0% | 0% | 3 | 70.97% | 0% | 0% | 3 | 0% | 0% | 0% | 1 | 0.4458% | 0% | 0% | 1 | 0% | 0% | 1 |  |  |  |  | 0% | [5 empty] | 0.04524% | 0% | 0.04524% | 1 | 0% | 0% | 0% | 1 | 14.45% | 0% | 0% | 1 | 77.52% | 0% | 0% | 3 | 77.52% | 0% | 0% | 3 | 0% | 0% | 0% | 1 | 3.549% | 0% | 0% | 1 | 0% | 0% | 1 |  |  |  |  | 0% | [5 empty] | 1.261% | 0% | 1.261% | 1 | 0.1285% | 0% | 0% | 1 | 13.79% | 0% | 0% | 1 | 76.98% | 0% | 0% | 3 | 77.11% | 0% | 0% | 3 | 0% | 0% | 0% | 1 | 3.431% | 0% | 0% | 1 | 0% | 0% | 1 |  |  |  |  | 0% | [5 empty] | 1.281% | 3.781% | 5.062% | 2 | 2.673% | 0% | 0% | 1 | 16.24% | 0% | 0% | 1 | 75.48% | 0% | 0% | 3 | 78.16% | 0% | 0% | 3 | 1.988% | 0% | 0% | 1 | 3.198% | 0% | 0% | 1
257 | Shilo III | Solano | 0 | 0 | 0 | 0% | 0% | 1 |  |  |  |  | 8.794% | [5 empty] | 0% | 0% | 0% | 1 | 26.52% | 0% | 0% | 1 | 47.06% | 0% | 0% | 1 | 40.47% | 0% | 0% | 1 | 67.21% | 0% | 0% | 2 | 5.139% | 0% | 0% | 1 | 48.26% | 0% | 0% | 1 | 0% | 0% | 1 |  |  |  |  | 29.96% | [5 empty] | 0.6668% | 0% | 0.6668% | 1 | 15.42% | 0% | 0% | 1 | 36.74% | 0% | 0% | 1 | 33.03% | 0% | 0% | 1 | 48.86% | 0% | 0% | 1 | 2.977% | 0% | 0% | 1 | 30.05% | 0% | 0% | 1 | 0% | 0% | 1 |  |  |  |  | 35.18% | [5 empty] | 10.41% | 0.5606% | 10.97% | 2 | 22.29% | 0% | 0% | 1 | 26.94% | 0% | 0% | 1 | 27.15% | 0% | 0% | 1 | 46.38% | 0% | 0% | 1 | 8.417% | 0% | 0% | 1 | 18.98% | 0% | 0% | 1 | 0% | 0% | 1 |  |  |  |  | 42.99% | [5 empty] | 16.47% | 1.444% | 17.92% | 2 | 25.93% | 0% | 0% | 1 | 25.31% | 0% | 0% | 1 | 28.8% | 0% | 0% | 1 | 47.07% | 0% | 0% | 1 | 11.49% | 0% | 0% | 1 | 12.86% | 0% | 0% | 1
258 | ECO | Greater_Imperial | 64 | 2560 | 15 | 132.1% | 5.79% | 4 |  |  |  |  | 0% | [5 empty] | 90.09% | 0% | 90.09% | 5 | 16.31% | 24.13% | 0% | 2 | 30.6% | 29.1% | 0% | 2 | 40.68% | 34.05% | 0% | 2 | 63.12% | 54.76% | 0% | 3 | 41.63% | 34.6% | 0% | 2 | 1.667% | 54.76% | 0% | 3 | 24.02% | 0% | 2 |  |  |  |  | 0% | [5 empty] | 75.72% | 7.252% | 82.98% | 5 | 21.06% | 6.942% | 0% | 1 | 10.67% | 6.135% | 0% | 1 | 35.52% | 8.5% | 0% | 1 | 55.64% | 12.35% | 0% | 2 | 47.64% | 10.47% | 0% | 1 | 1.262% | 12.35% | 0% | 1 | 15.39% | 0% | 1 |  |  |  |  | 0.1495% | [5 empty] | 52.3% | 27.53% | 79.83% | 5 | 16.42% | 4.27% | 0% | 1 | 10.04% | 3.967% | 0% | 1 | 24.33% | 4.716% | 0% | 1 | 43.22% | 6.286% | 0% | 1 | 54.39% | 7.824% | 0% | 2 | 1.391% | 6.286% | 0% | 1 | 8.449% | 0% | 1 |  |  |  |  | 4.367% | [5 empty] | 26.87% | 36.39% | 63.26% | 5 | 8.655% | 1.967% | 0% | 1 | 17.96% | 2.19% | 0% | 1 | 29.59% | 2.552% | 0% | 1 | 42.25% | 3.111% | 0% | 1 | 56.46% | 4.126% | 0% | 2 | 2.853% | 3.111% | 0% | 1
259 | IID System | Greater_Imperial (Exclude) | 0 | 0 | 0 | 0% | 0% | 1 |  |  |  |  | 46.63% | [5 empty] | 0% | 0% | 0% | 1 | 2.337e-05% | 0% | 0% | 1 | 36.25% | 0% | 0% | 1 | 38.58% | 0% | 0% | 1 | 40.34% | 0% | 0% | 1 | 0.02293% | 0% | 0% | 1 | 2.358% | 0% | 0% | 1 | 0% | 0% | 1 |  |  |  |  | 55.96% | [5 empty] | 0% | 0% | 0% | 1 | 1.239% | 0% | 0% | 1 | 35.04% | 0% | 0% | 1 | 28.63% | 0% | 0% | 1 | 38.17% | 0% | 0% | 1 | 5.347% | 0% | 0% | 1 | 4.121% | 0% | 0% | 1 | 0% | 0% | 1 |  |  |  |  | 50.9% | [5 empty] | 0% | 0% | 0% | 1 | 2.803% | 0% | 0% | 1 | 21.42% | 0% | 0% | 1 | 16.94% | 0% | 0% | 1 | 25.53% | 0% | 0% | 1 | 9.336% | 0% | 0% | 1 | 3.736% | 0% | 0% | 1 | 0% | 0% | 1 |  |  |  |  | 47.29% | [5 empty] | 0% | 0% | 0% | 1 | 6.26% | 0% | 0% | 1 | 13.4% | 0% | 0% | 1 | 11.73% | 0% | 0% | 1 | 21.02% | 0% | 0% | 1 | 17.08% | 0% | 0% | 1 | 4.255% | 0% | 0% | 1
260 | Sonora | Greater_Imperial (Exclude) | 0 | 0 | 0 | 0% | 0% | 1 |  |  |  |  | 51.75% | [5 empty] | 0% | 0% | 0% | 1 | 7.343% | 0% | 0% | 1 | 45.64% | 0% | 0% | 1 | 50.16% | 0% | 0% | 2 | 52.72% | 0% | 0% | 2 | 5.796% | 0% | 0% | 1 | 5.585% | 0% | 0% | 1 | 0% | 0% | 1 |  |  |  |  | 56.84% | [5 empty] | 0% | 0% | 0% | 1 | 6.553% | 0% | 0% | 1 | 25.63% | 0% | 0% | 1 | 21.42% | 0% | 0% | 1 | 33.15% | 0% | 0% | 1 | 7.06% | 0% | 0% | 1 | 3.537% | 0% | 0% | 1 | 0% | 0% | 1 |  |  |  |  | 55.73% | [5 empty] | 0% | 0% | 0% | 1 | 5.816% | 0% | 0% | 1 | 18.82% | 0% | 0% | 1 | 16.66% | 0% | 0% | 1 | 25.6% | 0% | 0% | 1 | 9.909% | 0% | 0% | 1 | 4.037% | 0% | 0% | 1 | 0% | 0% | 1 |  |  |  |  | 53.22% | [5 empty] | 0% | 0% | 0% | 1 | 7.639% | 0% | 0% | 1 | 13.13% | 0% | 0% | 1 | 11.26% | 0% | 0% | 1 | 21.69% | 0% | 0% | 1 | 12.16% | 0% | 0% | 1 | 4.033% | 0% | 0% | 1
261 | Caliente | Kern_Greater_Carrizo | 210 | 8400 | 15 | 92.92% | 0% | 4 |  |  |  |  | 0% | [5 empty] | 0% | 0% | 0% | 1 | 34.19% | 44.56% | 0% | 2 | 2.552% | 30.1% | 0% | 2 | 17.76% | 35.66% | 0% | 2 | 43.8% | 52.18% | 0% | 3 | 52.61% | 61.89% | 0% | 3 | 2.08% | 52.18% | 0% | 3 | 87.3% | 0% | 4 |  |  |  |  | 0% | [5 empty] | 0.1492% | 0% | 0.1492% | 1 | 50.86% | 38.35% | 0% | 2 | 1.64% | 19.16% | 0% | 1 | 11.41% | 21.27% | 0% | 2 | 57.04% | 43.86% | 0% | 2 | 65.74% | 55% | 0% | 3 | 1.37% | 43.86% | 0% | 2 | 65.54% | 0% | 3 |  |  |  |  | 0% | [5 empty] | 13.26% | 0% | 13.26% | 1 | 43.48% | 19.66% | 0% | 1 | 2.362% | 11.38% | 0% | 1 | 8.116% | 12.09% | 0% | 1 | 48.52% | 21.58% | 0% | 2 | 69.11% | 35.96% | 0% | 2 | 1.317% | 21.58% | 0% | 2 | 37.08% | 0% | 2 |  |  |  |  | 0.01512% | [5 empty] | 25.42% | 13.16% | 38.58% | 3 | 41.28% | 7.94% | 0% | 1 | 7.181% | 5.023% | 0% | 1 | 18.3% | 5.706% | 0% | 1 | 53.28% | 9.98% | 0% | 2 | 66.79% | 14.04% | 0% | 2 | 2.564% | 9.98% | 0% | 1
262 | Regulus | Central_Valley_North_Los_Banos | 0 | 0 | 0 | 0% | 0% | 1 |  |  |  |  | 0% | [5 empty] | 0% | 0% | 0% | 1 | 0% | 0% | 0% | 1 | 0% | 0% | 0% | 1 | 0% | 0% | 0% | 1 | 0% | 0% | 0% | 1 | 0% | 0% | 0% | 1 | 0% | 0% | 0% | 1 | 0% | 0% | 1 |  |  |  |  | 0% | [5 empty] | 0% | 100% | 100% | 5 | 100% | 0% | 0% | 5 | 1.98% | 0% | 0% | 1 | 1.98% | 0% | 0% | 1 | 100% | 0% | 0% | 5 | 30.87% | 0% | 0% | 1 | 1.444% | 0% | 0% | 1 | 0% | 0% | 1 |  |  |  |  | 0% | [5 empty] | 17.18% | 82.82% | 100% | 5 | 63.4% | 0% | 0% | 2 | 14.75% | 0% | 0% | 1 | 17.17% | 0% | 0% | 1 | 69.21% | 0% | 0% | 2 | 46.02% | 0% | 0% | 1 | 2.867% | 0% | 0% | 1 | 0% | 0% | 1 |  |  |  |  | 0.1399% | [5 empty] | 67.23% | 24.93% | 92.15% | 5 | 47.6% | 0% | 0% | 1 | 14.18% | 0% | 0% | 1 | 37.63% | 0% | 0% | 1 | 63.95% | 0% | 0% | 2 | 70.73% | 0% | 0% | 3 | 2.541% | 0% | 0% | 1
263 | Geysers 12 | Mendocino_Marin | 0 | 0 | 0 | 0% | 0% | 1 |  |  |  |  | 0.1002% | [5 empty] | 9.898% | 89.5% | 99.4% | 5 | 75.94% | 0% | 0% | 3 | 65.62% | 0% | 0% | 2 | 92.93% | 0% | 0% | 4 | 100% | 0% | 0% | 5 | 39.01% | 0% | 0% | 1 | 1.372% | 0% | 0% | 1 | 0% | 0% | 1 |  |  |  |  | 2.971% | [5 empty] | 29.79% | 63.96% | 93.76% | 5 | 64.55% | 0% | 0% | 2 | 46.08% | 0% | 0% | 1 | 78% | 0% | 0% | 3 | 95.52% | 0% | 0% | 5 | 39.63% | 0% | 0% | 1 | 1.239% | 0% | 0% | 1 | 0% | 0% | 1 |  |  |  |  | 2.023% | [5 empty] | 43.86% | 51.74% | 95.61% | 5 | 68.39% | 0% | 0% | 2 | 38.6% | 0% | 0% | 1 | 74.98% | 0% | 0% | 3 | 93.77% | 0% | 0% | 4 | 52.13% | 0% | 0% | 2 | 1.441% | 0% | 0% | 1 | 0% | 0% | 1 |  |  |  |  | 1.906% | [5 empty] | 57.64% | 38.06% | 95.69% | 5 | 58.8% | 0% | 0% | 2 | 31.12% | 0% | 0% | 1 | 56.9% | 0% | 0% | 2 | 84.37% | 0% | 0% | 3 | 66.2% | 0% | 0% | 2 | 1.501% | 0% | 0% | 1
264 | Solar SS | Kern_Greater_Carrizo | 0 | 0 | 0 | 0% | 0% | 1 |  |  |  |  | 0% | [5 empty] | 0% | 0% | 0% | 1 | 54.65% | 0% | 0% | 2 | 0% | 0% | 0% | 1 | 10.48% | 0% | 0% | 1 | 60.15% | 0% | 0% | 2 | 72.33% | 0% | 0% | 3 | 1.455% | 0% | 0% | 1 | 0% | 0% | 1 |  |  |  |  | 0% | [5 empty] | 18.29% | 0% | 18.29% | 1 | 43.88% | 0% | 0% | 1 | 3.16% | 0% | 0% | 1 | 8.906% | 0% | 0% | 1 | 49.71% | 0% | 0% | 1 | 68.48% | 0% | 0% | 2 | 1.487% | 0% | 0% | 1 | 0% | 0% | 1 |  |  |  |  | 0.01924% | [5 empty] | 24.17% | 4.672% | 28.84% | 2 | 44.11% | 0% | 0% | 1 | 5.938% | 0% | 0% | 1 | 16.64% | 0% | 0% | 1 | 56.11% | 0% | 0% | 2 | 65.8% | 0% | 0% | 2 | 2.02% | 0% | 0% | 1 | 0% | 0% | 1 |  |  |  |  | 0.2539% | [5 empty] | 28.24% | 15.6% | 43.83% | 3 | 39.85% | 0% | 0% | 1 | 6.967% | 0% | 0% | 1 | 20.22% | 0% | 0% | 1 | 51.58% | 0% | 0% | 2 | 62.86% | 0% | 0% | 2 | 3.213% | 0% | 0% | 1
265 | Olive | Central_Valley_North_Los_Banos | 0 | 0 | 0 | 0% | 0% | 1 |  |  |  |  | 0% | [5 empty] | 0% | 0% | 0% | 1 | 0% | 0% | 0% | 1 | 0% | 0% | 0% | 1 | 0% | 0% | 0% | 1 | 0% | 0% | 0% | 1 | 0% | 0% | 0% | 1 | 0% | 0% | 0% | 1 | 0% | 0% | 1 |  |  |  |  | 0% | [5 empty] | 0% | 0% | 0% | 1 | 0% | 0% | 0% | 1 | 0% | 0% | 0% | 1 | 0% | 0% | 0% | 1 | 0% | 0% | 0% | 1 | 0% | 0% | 0% | 1 | 0% | 0% | 0% | 1 | 0% | 0% | 1 |  |  |  |  | 0% | [5 empty] | 0% | 0% | 0% | 1 | 0% | 0% | 0% | 1 | 0% | 0% | 0% | 1 | 0% | 0% | 0% | 1 | 0% | 0% | 0% | 1 | 0% | 0% | 0% | 1 | 0% | 0% | 0% | 1 | 0% | 0% | 1 |  |  |  |  | 8.828% | [5 empty] | 0% | 0% | 0% | 1 | 0% | 0% | 0% | 1 | 0% | 0% | 0% | 1 | 0.07604% | 0% | 0% | 1 | 0.07604% | 0% | 0% | 1 | 0% | 0% | 0% | 1 | 3.183% | 0% | 0% | 1
266 | 7th Standard | Central_Valley_North_Los_Banos | 0 | 0 | 0 | 0% | 0% | 1 |  |  |  |  | 0% | [5 empty] | 0% | 0% | 0% | 1 | 0% | 0% | 0% | 1 | 0% | 0% | 0% | 1 | 0% | 0% | 0% | 1 | 0% | 0% | 0% | 1 | 0% | 0% | 0% | 1 | 0% | 0% | 0% | 1 | 0% | 0% | 1 |  |  |  |  | 0% | [5 empty] | 0% | 0% | 0% | 1 | 0% | 0% | 0% | 1 | 0% | 0% | 0% | 1 | 0% | 0% | 0% | 1 | 0% | 0% | 0% | 1 | 0% | 0% | 0% | 1 | 0% | 0% | 0% | 1 | 0% | 0% | 1 |  |  |  |  | 0% | [5 empty] | 0% | 0% | 0% | 1 | 0% | 0% | 0% | 1 | 0% | 0% | 0% | 1 | 0% | 0% | 0% | 1 | 0% | 0% | 0% | 1 | 0% | 0% | 0% | 1 | 0% | 0% | 0% | 1 | 0% | 0% | 1 |  |  |  |  | 0% | [5 empty] | 81.41% | 18.59% | 100% | 5 | 53.79% | 0% | 0% | 2 | 26.08% | 0% | 0% | 1 | 65.84% | 0% | 0% | 2 | 77.78% | 0% | 0% | 3 | 62.73% | 0% | 0% | 2 | 3.341% | 0% | 0% | 1
267 | Delevan | Northern_California | 0 | 0 | 0 | 0% | 0% | 1 |  |  |  |  | 21.26% | [5 empty] | 24.17% | 0% | 24.17% | 2 | 38.37% | 0% | 0% | 1 | 12% | 0% | 0% | 1 | 26.41% | 0% | 0% | 1 | 60.79% | 0% | 0% | 2 | 37.49% | 0% | 0% | 1 | 3.184% | 0% | 0% | 1 | 0% | 0% | 1 |  |  |  |  | 25.23% | [5 empty] | 24.94% | 0% | 24.94% | 2 | 28.96% | 0% | 0% | 1 | 9.636% | 0% | 0% | 1 | 25.25% | 0% | 0% | 1 | 50.76% | 0% | 0% | 2 | 34.51% | 0% | 0% | 1 | 3.215% | 0% | 0% | 1 | 0% | 0% | 1 |  |  |  |  | 30.55% | [5 empty] | 21.83% | 0% | 21.83% | 2 | 28.91% | 0% | 0% | 1 | 9.997% | 0% | 0% | 1 | 24.77% | 0% | 0% | 1 | 49.78% | 0% | 0% | 1 | 30.77% | 0% | 0% | 1 | 4.313% | 0% | 0% | 1 | 0% | 0% | 1 |  |  |  |  | 28.93% | [5 empty] | 19.59% | 0.3231% | 19.91% | 2 | 35.5% | 0% | 0% | 1 | 12.22% | 0% | 0% | 1 | 28.51% | 0% | 0% | 1 | 55.55% | 0% | 0% | 2 | 30.68% | 0% | 0% | 1 | 4.261% | 0% | 0% | 1
268 | Mustang | Central_Valley_North_Los_Banos | 0 | 0 | 0 | 0% | 0% | 1 |  |  |  |  | 59.26% | [5 empty] | 0% | 0% | 0% | 1 | 0.6062% | 0% | 0% | 1 | 2.994% | 0% | 0% | 1 | 3.896% | 0% | 0% | 1 | 4.355% | 0% | 0% | 1 | 0% | 0% | 0% | 1 | 1.9% | 0% | 0% | 1 | 0% | 0% | 1 |  |  |  |  | 58.81% | [5 empty] | 0% | 0% | 0% | 1 | 4.984% | 0% | 0% | 1 | 2.623% | 0% | 0% | 1 | 6.184% | 0% | 0% | 1 | 10.66% | 0% | 0% | 1 | 0% | 0% | 0% | 1 | 1.817% | 0% | 0% | 1 | 0% | 0% | 1 |  |  |  |  | 51.31% | [5 empty] | 0% | 0% | 0% | 1 | 6.634% | 0% | 0% | 1 | 1.615% | 0% | 0% | 1 | 5.082% | 0% | 0% | 1 | 10.73% | 0% | 0% | 1 | 0.1336% | 0% | 0% | 1 | 1.618% | 0% | 0% | 1 | 0% | 0% | 1 |  |  |  |  | 48.29% | [5 empty] | 0% | 0% | 0% | 1 | 11.77% | 0% | 0% | 1 | 2.868% | 0% | 0% | 1 | 5.419% | 0% | 0% | 1 | 14.56% | 0% | 0% | 1 | 2.831% | 0% | 0% | 1 | 1.255% | 0% | 0% | 1
269 | Mustang | Kern_Greater_Carrizo | 0 | 0 | 0 | 0% | 0% | 1 |  |  |  |  | 59.26% | [5 empty] | 0% | 0% | 0% | 1 | 0.6062% | 0% | 0% | 1 | 2.994% | 0% | 0% | 1 | 3.896% | 0% | 0% | 1 | 4.355% | 0% | 0% | 1 | 0% | 0% | 0% | 1 | 1.9% | 0% | 0% | 1 | 0% | 0% | 1 |  |  |  |  | 58.81% | [5 empty] | 0% | 0% | 0% | 1 | 4.984% | 0% | 0% | 1 | 2.623% | 0% | 0% | 1 | 6.184% | 0% | 0% | 1 | 10.66% | 0% | 0% | 1 | 0% | 0% | 0% | 1 | 1.817% | 0% | 0% | 1 | 0% | 0% | 1 |  |  |  |  | 51.31% | [5 empty] | 0% | 0% | 0% | 1 | 6.634% | 0% | 0% | 1 | 1.615% | 0% | 0% | 1 | 5.082% | 0% | 0% | 1 | 10.73% | 0% | 0% | 1 | 0.1336% | 0% | 0% | 1 | 1.618% | 0% | 0% | 1 | 0% | 0% | 1 |  |  |  |  | 48.29% | [5 empty] | 0% | 0% | 0% | 1 | 11.77% | 0% | 0% | 1 | 2.868% | 0% | 0% | 1 | 5.419% | 0% | 0% | 1 | 14.56% | 0% | 0% | 1 | 2.831% | 0% | 0% | 1 | 1.255% | 0% | 0% | 1
270 | Tranquility | Central_Valley_North_Los_Banos | 0 | 0 | 0 | 0% | 0% | 1 |  |  |  |  | 38.42% | [5 empty] | 0% | 0% | 0% | 1 | 17.67% | 0% | 0% | 1 | 0.1093% | 0% | 0% | 1 | 6.307% | 0% | 0% | 1 | 20.83% | 0% | 0% | 1 | 0% | 0% | 0% | 1 | 0.6116% | 0% | 0% | 1 | 0% | 0% | 1 |  |  |  |  | 39.39% | [5 empty] | 0% | 0% | 0% | 1 | 23.75% | 0% | 0% | 1 | 4.542% | 0% | 0% | 1 | 12.07% | 0% | 0% | 1 | 31.02% | 0% | 0% | 1 | 0.1773% | 0% | 0% | 1 | 2.401% | 0% | 0% | 1 | 0% | 0% | 1 |  |  |  |  | 30.02% | [5 empty] | 0% | 0% | 0% | 1 | 27.21% | 0% | 0% | 1 | 9.313% | 0% | 0% | 1 | 14.94% | 0% | 0% | 1 | 36.9% | 0% | 0% | 1 | 1.704% | 0% | 0% | 1 | 2.933% | 0% | 0% | 1 | 0% | 0% | 1 |  |  |  |  | 39.36% | [5 empty] | 0.2468% | 0% | 0.2468% | 1 | 26.84% | 0% | 0% | 1 | 6.958% | 0% | 0% | 1 | 12.01% | 0% | 0% | 1 | 33.11% | 0% | 0% | 1 | 3.157% | 0% | 0% | 1 | 4.331% | 0% | 0% | 1
271 | Calcite | Greater_Kramer | 0 | 0 | 0 | 0% | 0% | 1 |  |  |  |  | 0.857% | [5 empty] | 0% | 0% | 0% | 1 | 44.1% | 0% | 0% | 1 | 23.26% | 0% | 0% | 1 | 19.72% | 0% | 0% | 1 | 56.87% | 0% | 0% | 2 | 17.82% | 0% | 0% | 1 | 0.5962% | 0% | 0% | 1 | 0% | 0% | 1 |  |  |  |  | 0.5675% | [5 empty] | 6.998% | 0% | 6.998% | 1 | 43.82% | 0% | 0% | 1 | 27.25% | 0% | 0% | 1 | 24.16% | 0% | 0% | 1 | 61.7% | 0% | 0% | 2 | 28.76% | 0% | 0% | 1 | 0.4549% | 0% | 0% | 1 | 0% | 0% | 1 |  |  |  |  | 0.4411% | [5 empty] | 17.3% | 0.2486% | 17.55% | 2 | 37.57% | 0% | 0% | 1 | 28.56% | 0% | 0% | 1 | 29.99% | 0% | 0% | 1 | 61.18% | 0% | 0% | 2 | 38.77% | 0% | 0% | 1 | 0.5343% | 0% | 0% | 1 | 0% | 0% | 1 |  |  |  |  | 0.9534% | [5 empty] | 14.62% | 5.585% | 20.2% | 2 | 42.02% | 0% | 0% | 1 | 29.5% | 0% | 0% | 1 | 27.73% | 0% | 0% | 1 | 61.88% | 0% | 0% | 2 | 41.87% | 0% | 0% | 1 | 2.062% | 0% | 0% | 1
272 | Trout Canyon (fka Crazy Eyes) | Southern_NV_Eldorado | 0 | 0 | 0 | 0% | 0% | 1 |  |  |  |  | 0% | [5 empty] | 0% | 0% | 0% | 1 | 0% | 0% | 0% | 1 | 0% | 0% | 0% | 1 | 0% | 0% | 0% | 1 | 0% | 0% | 0% | 1 | 0% | 0% | 0% | 1 | 0% | 0% | 0% | 1 | 0% | 0% | 1 |  |  |  |  | 0% | [5 empty] | 0% | 0% | 0% | 1 | 21.21% | 0% | 0% | 1 | 0.3391% | 0% | 0% | 1 | 43.63% | 0% | 0% | 1 | 54.7% | 0% | 0% | 2 | 80.53% | 0% | 0% | 3 | 0.003448% | 0% | 0% | 1 | 0% | 0% | 1 |  |  |  |  | 0% | [5 empty] | 0% | 0% | 0% | 1 | 17.61% | 0% | 0% | 1 | 0.2814% | 0% | 0% | 1 | 43.75% | 0% | 0% | 1 | 52.94% | 0% | 0% | 2 | 73.7% | 0% | 0% | 3 | 0.113% | 0% | 0% | 1 | 0% | 0% | 1 |  |  |  |  | 0% | [5 empty] | 0% | 0% | 0% | 1 | 14.33% | 0% | 0% | 1 | 4.587% | 0% | 0% | 1 | 45.55% | 0% | 0% | 1 | 53.03% | 0% | 0% | 2 | 72.18% | 0% | 0% | 3 | 0.7961% | 0% | 0% | 1
273 | Delaney | Arizona | 0 | 0 | 0 | 0% | 0% | 1 |  |  |  |  | 0% | [5 empty] | 0% | 0% | 0% | 1 | 0% | 0% | 0% | 1 | 0% | 0% | 0% | 1 | 0% | 0% | 0% | 1 | 0% | 0% | 0% | 1 | 0% | 0% | 0% | 1 | 0% | 0% | 0% | 1 | 0% | 0% | 1 |  |  |  |  | 0% | [5 empty] | 0% | 0% | 0% | 1 | 0% | 0% | 0% | 1 | 0% | 0% | 0% | 1 | 0% | 0% | 0% | 1 | 0% | 0% | 0% | 1 | 0% | 0% | 0% | 1 | 0% | 0% | 0% | 1 | 0% | 0% | 1 |  |  |  |  | 0% | [5 empty] | 0% | 0% | 0% | 1 | 0% | 0% | 0% | 1 | 0% | 0% | 0% | 1 | 0% | 0% | 0% | 1 | 0% | 0% | 0% | 1 | 0% | 0% | 0% | 1 | 0% | 0% | 0% | 1 | 0% | 0% | 1 |  |  |  |  | 0% | [5 empty] | 0% | 0% | 0% | 1 | 0% | 0% | 0% | 1 | 0% | 0% | 0% | 1 | 0% | 0% | 0% | 1 | 0% | 0% | 0% | 1 | 0% | 0% | 0% | 1 | 0% | 0% | 0% | 1
274 | Desert View | Southern_NV_Eldorado | 0 | 0 | 0 | 0% | 0% | 1 |  |  |  |  | 0% | [5 empty] | 0% | 0% | 0% | 1 | 0% | 0% | 0% | 1 | 0% | 0% | 0% | 1 | 0% | 0% | 0% | 1 | 0% | 0% | 0% | 1 | 0% | 0% | 0% | 1 | 0% | 0% | 0% | 1 | 0% | 0% | 1 |  |  |  |  | 0% | [5 empty] | 0% | 0% | 0% | 1 | 0% | 0% | 0% | 1 | 0% | 0% | 0% | 1 | 0% | 0% | 0% | 1 | 0% | 0% | 0% | 1 | 0% | 0% | 0% | 1 | 0% | 0% | 0% | 1 | 0% | 0% | 1 |  |  |  |  | 0% | [5 empty] | 0% | 0% | 0% | 1 | 0% | 0% | 0% | 1 | 0% | 0% | 0% | 1 | 0% | 0% | 0% | 1 | 0% | 0% | 0% | 1 | 0% | 0% | 0% | 1 | 0% | 0% | 0% | 1 | 0% | 0% | 1 |  |  |  |  | 0% | [5 empty] | 0% | 0% | 0% | 1 | 0% | 0% | 0% | 1 | 0% | 0% | 0% | 1 | 0% | 0% | 0% | 1 | 0% | 0% | 0% | 1 | 0% | 0% | 0% | 1 | 0% | 0% | 0% | 1
275 | Carpenter Canyon (fka Gamebird) | Southern_NV_Eldorado | 0 | 0 | 0 | 0% | 0% | 1 |  |  |  |  | 0% | [5 empty] | 0% | 0% | 0% | 1 | 36.06% | 0% | 0% | 1 | 1.106% | 0% | 0% | 1 | 11.19% | 0% | 0% | 1 | 37.16% | 0% | 0% | 1 | 100% | 0% | 0% | 5 | 0% | 0% | 0% | 1 | 0% | 0% | 1 |  |  |  |  | 0% | [5 empty] | 0% | 0% | 0% | 1 | 19.2% | 0% | 0% | 1 | 5.014% | 0% | 0% | 1 | 47.8% | 0% | 0% | 1 | 57.82% | 0% | 0% | 2 | 77.68% | 0% | 0% | 3 | 0.6904% | 0% | 0% | 1 | 0% | 0% | 1 |  |  |  |  | 0% | [5 empty] | 0% | 0% | 0% | 1 | 17.38% | 0% | 0% | 1 | 4.537% | 0% | 0% | 1 | 51.86% | 0% | 0% | 2 | 60.93% | 0% | 0% | 2 | 78.02% | 0% | 0% | 3 | 0.626% | 0% | 0% | 1 | 0% | 0% | 1 |  |  |  |  | 0% | [5 empty] | 0% | 0% | 0% | 1 | 14.75% | 0% | 0% | 1 | 3.85% | 0% | 0% | 1 | 46.01% | 0% | 0% | 1 | 53.71% | 0% | 0% | 2 | 70.35% | 0% | 0% | 3 | 0.6675% | 0% | 0% | 1
276 | Hassayampa | Arizona | 0 | 0 | 0 | 0% | 0% | 1 |  |  |  |  | 0% | [5 empty] | 0% | 0% | 0% | 1 | 0% | 0% | 0% | 1 | 0% | 0% | 0% | 1 | 0% | 0% | 0% | 1 | 0% | 0% | 0% | 1 | 0% | 0% | 0% | 1 | 0% | 0% | 0% | 1 | 0% | 0% | 1 |  |  |  |  | 0% | [5 empty] | 0% | 0% | 0% | 1 | 0% | 0% | 0% | 1 | 0% | 0% | 0% | 1 | 0% | 0% | 0% | 1 | 0% | 0% | 0% | 1 | 0% | 0% | 0% | 1 | 0% | 0% | 0% | 1 | 0% | 0% | 1 |  |  |  |  | 0% | [5 empty] | 0% | 0% | 0% | 1 | 0% | 0% | 0% | 1 | 0% | 0% | 0% | 1 | 0% | 0% | 0% | 1 | 0% | 0% | 0% | 1 | 0% | 0% | 0% | 1 | 0% | 0% | 0% | 1 | 0% | 0% | 1 |  |  |  |  | 0% | [5 empty] | 0% | 0% | 0% | 1 | 0% | 0% | 0% | 1 | 0% | 0% | 0% | 1 | 0% | 0% | 0% | 1 | 0% | 0% | 0% | 1 | 0% | 0% | 0% | 1 | 0% | 0% | 0% | 1
277 | Hoodoo Wash | Arizona | 0 | 0 | 0 | 0% | 0% | 1 |  |  |  |  | 0% | [5 empty] | 0% | 0% | 0% | 1 | 0% | 0% | 0% | 1 | 0% | 0% | 0% | 1 | 0% | 0% | 0% | 1 | 0% | 0% | 0% | 1 | 0% | 0% | 0% | 1 | 0% | 0% | 0% | 1 | 0% | 0% | 1 |  |  |  |  | 0% | [5 empty] | 0% | 0% | 0% | 1 | 0% | 0% | 0% | 1 | 0% | 0% | 0% | 1 | 0% | 0% | 0% | 1 | 0% | 0% | 0% | 1 | 0% | 0% | 0% | 1 | 0% | 0% | 0% | 1 | 0% | 0% | 1 |  |  |  |  | 0% | [5 empty] | 0% | 0% | 0% | 1 | 0% | 0% | 0% | 1 | 0% | 0% | 0% | 1 | 0% | 0% | 0% | 1 | 0% | 0% | 0% | 1 | 0% | 0% | 0% | 1 | 0% | 0% | 0% | 1 | 0% | 0% | 1 |  |  |  |  | 0% | [5 empty] | 0% | 0% | 0% | 1 | 0% | 0% | 0% | 1 | 0% | 0% | 0% | 1 | 0% | 0% | 0% | 1 | 0% | 0% | 0% | 1 | 0% | 0% | 0% | 1 | 0% | 0% | 0% | 1
278 | Innovation | Southern_NV_Eldorado | 0 | 0 | 0 | 0% | 0% | 1 |  |  |  |  | 0% | [5 empty] | 0% | 0% | 0% | 1 | 0% | 0% | 0% | 1 | 0% | 0% | 0% | 1 | 0% | 0% | 0% | 1 | 0% | 0% | 0% | 1 | 0% | 0% | 0% | 1 | 0% | 0% | 0% | 1 | 0% | 0% | 1 |  |  |  |  | 0% | [5 empty] | 0% | 0% | 0% | 1 | 0% | 0% | 0% | 1 | 0% | 0% | 0% | 1 | 0% | 0% | 0% | 1 | 0% | 0% | 0% | 1 | 0% | 0% | 0% | 1 | 0% | 0% | 0% | 1 | 0% | 0% | 1 |  |  |  |  | 0% | [5 empty] | 0% | 0% | 0% | 1 | 0% | 0% | 0% | 1 | 0% | 0% | 0% | 1 | 0% | 0% | 0% | 1 | 0% | 0% | 0% | 1 | 0% | 0% | 0% | 1 | 0% | 0% | 0% | 1 | 0% | 0% | 1 |  |  |  |  | 0% | [5 empty] | 0% | 0% | 0% | 1 | 0.2733% | 0% | 0% | 1 | 78.32% | 0% | 0% | 3 | 87.24% | 0% | 0% | 3 | 87.51% | 0% | 0% | 3 | 94.75% | 0% | 0% | 4 | 1.104% | 0% | 0% | 1
279 | Lathrop | Southern_NV_Eldorado | 0 | 0 | 0 | 0% | 0% | 1 |  |  |  |  | 0% | [5 empty] | 0% | 0% | 0% | 1 | 0% | 0% | 0% | 1 | 0% | 0% | 0% | 1 | 0% | 0% | 0% | 1 | 0% | 0% | 0% | 1 | 0% | 0% | 0% | 1 | 0% | 0% | 0% | 1 | 0% | 0% | 1 |  |  |  |  | 0% | [5 empty] | 0% | 0% | 0% | 1 | 0% | 0% | 0% | 1 | 0% | 0% | 0% | 1 | 0% | 0% | 0% | 1 | 0% | 0% | 0% | 1 | 0% | 0% | 0% | 1 | 0% | 0% | 0% | 1 | 0% | 0% | 1 |  |  |  |  | 0% | [5 empty] | 0% | 0% | 0% | 1 | 0% | 0% | 0% | 1 | 0% | 0% | 0% | 1 | 0% | 0% | 0% | 1 | 0% | 0% | 0% | 1 | 100% | 0% | 0% | 5 | 0.4541% | 0% | 0% | 1 | 0% | 0% | 1 |  |  |  |  | 0% | [5 empty] | 0% | 0% | 0% | 1 | 0.03137% | 0% | 0% | 1 | 0% | 0% | 0% | 1 | 2.708% | 0% | 0% | 1 | 2.74% | 0% | 0% | 1 | 100% | 0% | 0% | 5 | 0.4412% | 0% | 0% | 1
280 | Mohave | Southern_NV_Eldorado | 0 | 0 | 0 | 0% | 0% | 1 |  |  |  |  | 0% | [5 empty] | 0% | 0% | 0% | 1 | 0% | 0% | 0% | 1 | 44.26% | 0% | 0% | 1 | 0% | 0% | 0% | 1 | 44.26% | 0% | 0% | 1 | 74.52% | 0% | 0% | 3 | 8.92% | 0% | 0% | 1 | 0% | 0% | 1 |  |  |  |  | 0% | [5 empty] | 0% | 0% | 0% | 1 | 13.93% | 0% | 0% | 1 | 88.93% | 0% | 0% | 3 | 0% | 0% | 0% | 1 | 88.93% | 0% | 0% | 3 | 25% | 0% | 0% | 1 | 15.48% | 0% | 0% | 1 | 0% | 0% | 1 |  |  |  |  | 0% | [5 empty] | 0% | 0% | 0% | 1 | 23.49% | 0% | 0% | 1 | 79.04% | 0% | 0% | 3 | 0% | 0% | 0% | 1 | 84.3% | 0% | 0% | 3 | 28.72% | 0% | 0% | 1 | 12.63% | 0% | 0% | 1 | 0% | 0% | 1 |  |  |  |  | 0% | [5 empty] | 0% | 0% | 0% | 1 | 17.53% | 0% | 0% | 1 | 55.43% | 0% | 0% | 2 | 23.07% | 0% | 0% | 1 | 69.7% | 0% | 0% | 2 | 53.87% | 0% | 0% | 2 | 6.355% | 0% | 0% | 1
281 | Pahrump | Southern_NV_Eldorado | 0 | 0 | 0 | 0% | 0% | 1 |  |  |  |  | 0% | [5 empty] | 0% | 0% | 0% | 1 | 0% | 0% | 0% | 1 | 39.38% | 0% | 0% | 1 | 44.93% | 0% | 0% | 1 | 44.93% | 0% | 0% | 1 | 82.18% | 0% | 0% | 3 | 5.458% | 0% | 0% | 1 | 0% | 0% | 1 |  |  |  |  | 0% | [5 empty] | 0% | 0% | 0% | 1 | 23.92% | 0% | 0% | 1 | 6.245% | 0% | 0% | 1 | 34.99% | 0% | 0% | 1 | 47.48% | 0% | 0% | 1 | 86.59% | 0% | 0% | 3 | 0.8578% | 0% | 0% | 1 | 0% | 0% | 1 |  |  |  |  | 0% | [5 empty] | 0% | 0% | 0% | 1 | 17% | 0% | 0% | 1 | 4.438% | 0% | 0% | 1 | 50.69% | 0% | 0% | 2 | 59.57% | 0% | 0% | 2 | 77.05% | 0% | 0% | 3 | 0.6378% | 0% | 0% | 1 | 0% | 0% | 1 |  |  |  |  | 0% | [5 empty] | 0% | 0% | 0% | 1 | 15.32% | 0% | 0% | 1 | 3.999% | 0% | 0% | 1 | 47.78% | 0% | 0% | 1 | 55.78% | 0% | 0% | 2 | 72.56% | 0% | 0% | 3 | 0.6418% | 0% | 0% | 1
282 | Palo Verde | Arizona | 0 | 0 | 0 | 0% | 0% | 1 |  |  |  |  | 0% | [5 empty] | 0% | 0% | 0% | 1 | 0% | 0% | 0% | 1 | 0% | 0% | 0% | 1 | 0% | 0% | 0% | 1 | 0% | 0% | 0% | 1 | 0% | 0% | 0% | 1 | 0% | 0% | 0% | 1 | 0% | 0% | 1 |  |  |  |  | 0% | [5 empty] | 0% | 0% | 0% | 1 | 0% | 0% | 0% | 1 | 0% | 0% | 0% | 1 | 0% | 0% | 0% | 1 | 0% | 0% | 0% | 1 | 0% | 0% | 0% | 1 | 0% | 0% | 0% | 1 | 0% | 0% | 1 |  |  |  |  | 0% | [5 empty] | 0% | 0% | 0% | 1 | 0% | 0% | 0% | 1 | 0% | 0% | 0% | 1 | 0% | 0% | 0% | 1 | 0% | 0% | 0% | 1 | 0% | 0% | 0% | 1 | 0% | 0% | 0% | 1 | 0% | 0% | 1 |  |  |  |  | 0% | [5 empty] | 0% | 0% | 0% | 1 | 0% | 0% | 0% | 1 | 0% | 0% | 0% | 1 | 0% | 0% | 0% | 1 | 0% | 0% | 0% | 1 | 0% | 0% | 0% | 1 | 0% | 0% | 0% | 1
283 | Primm | Southern_NV_Eldorado | 0 | 0 | 0 | 0% | 0% | 1 |  |  |  |  | 0% | [5 empty] | 0% | 0% | 0% | 1 | 87.62% | 0% | 0% | 3 | 79.14% | 0% | 0% | 3 | 11.82% | 0% | 0% | 1 | 99.4% | 0% | 0% | 5 | 44.91% | 0% | 0% | 1 | 0% | 0% | 0% | 1 | 0% | 0% | 1 |  |  |  |  | 0% | [5 empty] | 0% | 0% | 0% | 1 | 82.41% | 0% | 0% | 3 | 74.44% | 0% | 0% | 3 | 11% | 0% | 0% | 1 | 93.36% | 0% | 0% | 4 | 48.16% | 0% | 0% | 1 | 0% | 0% | 0% | 1 | 0% | 0% | 1 |  |  |  |  | 0% | [5 empty] | 0% | 0% | 0% | 1 | 58.11% | 0% | 0% | 2 | 55.53% | 0% | 0% | 2 | 8.372% | 0% | 0% | 1 | 67.33% | 0% | 0% | 2 | 62.05% | 0% | 0% | 2 | 0.522% | 0% | 0% | 1 | 0% | 0% | 1 |  |  |  |  | 0% | [5 empty] | 0% | 0% | 0% | 1 | 24.17% | 0% | 0% | 1 | 33.93% | 0% | 0% | 1 | 10.45% | 0% | 0% | 1 | 39.49% | 0% | 0% | 1 | 71.65% | 0% | 0% | 3 | 0.3097% | 0% | 0% | 1
284 | Sloan Canyon (fka Bob) | Southern_NV_Eldorado | 0 | 0 | 0 | 0% | 0% | 1 |  |  |  |  | 0% | [5 empty] | 0% | 0% | 0% | 1 | 0% | 0% | 0% | 1 | 0% | 0% | 0% | 1 | 0% | 0% | 0% | 1 | 0% | 0% | 0% | 1 | 0% | 0% | 0% | 1 | 0% | 0% | 0% | 1 | 0% | 0% | 1 |  |  |  |  | 0% | [5 empty] | 0% | 0% | 0% | 1 | 0% | 0% | 0% | 1 | 0% | 0% | 0% | 1 | 0% | 0% | 0% | 1 | 0% | 0% | 0% | 1 | 0% | 0% | 0% | 1 | 0% | 0% | 0% | 1 | 0% | 0% | 1 |  |  |  |  | 0% | [5 empty] | 0% | 0% | 0% | 1 | 0% | 0% | 0% | 1 | 0% | 0% | 0% | 1 | 0% | 0% | 0% | 1 | 0% | 0% | 0% | 1 | 0% | 0% | 0% | 1 | 0% | 0% | 0% | 1 | 0% | 0% | 1 |  |  |  |  | 0% | [5 empty] | 0% | 0% | 0% | 1 | 95.83% | 0% | 0% | 5 | 72.97% | 0% | 0% | 3 | 0.0005072% | 0% | 0% | 1 | 95.83% | 0% | 0% | 5 | 37.42% | 0% | 0% | 1 | 0% | 0% | 0% | 1
285 | Valley (VEA) | Southern_NV_Eldorado | 0 | 0 | 0 | 0% | 0% | 1 |  |  |  |  | 0% | [5 empty] | 0% | 0% | 0% | 1 | 0% | 0% | 0% | 1 | 0% | 0% | 0% | 1 | 0% | 0% | 0% | 1 | 0% | 0% | 0% | 1 | 100% | 0% | 0% | 5 | 0.4541% | 0% | 0% | 1 | 0% | 0% | 1 |  |  |  |  | 0% | [5 empty] | 0% | 0% | 0% | 1 | 0% | 0% | 0% | 1 | 0% | 0% | 0% | 1 | 0% | 0% | 0% | 1 | 0% | 0% | 0% | 1 | 100% | 0% | 0% | 5 | 0.4541% | 0% | 0% | 1 | 0% | 0% | 1 |  |  |  |  | 0% | [5 empty] | 0% | 0% | 0% | 1 | 0% | 0% | 0% | 1 | 0% | 0% | 0% | 1 | 6.11% | 0% | 0% | 1 | 6.11% | 0% | 0% | 1 | 100% | 0% | 0% | 5 | 0.4263% | 0% | 0% | 1 | 0% | 0% | 1 |  |  |  |  | 0% | [5 empty] | 0% | 0% | 0% | 1 | 0.02559% | 0% | 0% | 1 | 0% | 0% | 0% | 1 | 5.262% | 0% | 0% | 1 | 5.288% | 0% | 0% | 1 | 88.05% | 0% | 0% | 3 | 0.4384% | 0% | 0% | 1
286 | Vista (VEA) | Southern_NV_Eldorado | 0 | 0 | 0 | 0% | 0% | 1 |  |  |  |  | 0% | [5 empty] | 0% | 0% | 0% | 1 | 0% | 0% | 0% | 1 | 0% | 0% | 0% | 1 | 0% | 0% | 0% | 1 | 0% | 0% | 0% | 1 | 0% | 0% | 0% | 1 | 0% | 0% | 0% | 1 | 0% | 0% | 1 |  |  |  |  | 0% | [5 empty] | 0% | 0% | 0% | 1 | 0.08838% | 0% | 0% | 1 | 71.61% | 0% | 0% | 3 | 95.71% | 0% | 0% | 5 | 95.8% | 0% | 0% | 5 | 57.04% | 0% | 0% | 2 | 10.48% | 0% | 0% | 1 | 0% | 0% | 1 |  |  |  |  | 0% | [5 empty] | 0% | 0% | 0% | 1 | 12.15% | 0% | 0% | 1 | 15.52% | 0% | 0% | 1 | 30.66% | 0% | 0% | 1 | 42.82% | 0% | 0% | 1 | 86.98% | 0% | 0% | 3 | 2.132% | 0% | 0% | 1 | 0% | 0% | 1 |  |  |  |  | 0% | [5 empty] | 0% | 0% | 0% | 1 | 14.77% | 0% | 0% | 1 | 3.856% | 0% | 0% | 1 | 45.05% | 0% | 0% | 1 | 52.76% | 0% | 0% | 2 | 78.2% | 0% | 0% | 3 | 0.6396% | 0% | 0% | 1
287 | Bay Boulevard | Greater_SD | 0 | 0 | 0 | 0% | 0% | 1 |  |  |  |  | 0% | [5 empty] | 3.408% | 0% | 3.408% | 1 | 2.124% | 0% | 0% | 1 | 22.3% | 0% | 0% | 1 | 85.63% | 0% | 0% | 3 | 85.98% | 0% | 0% | 3 | 0% | 0% | 0% | 1 | 3.596% | 0% | 0% | 1 | 0% | 0% | 1 |  |  |  |  | 0% | [5 empty] | 7.001% | 0% | 7.001% | 1 | 4.379% | 0% | 0% | 1 | 25.71% | 0% | 0% | 1 | 81.12% | 0% | 0% | 3 | 81.41% | 0% | 0% | 3 | 1.635% | 0% | 0% | 1 | 3.666% | 0% | 0% | 1 | 0% | 0% | 1 |  |  |  |  | 0% | [5 empty] | 6.869% | 0.1147% | 6.983% | 2 | 4.297% | 0% | 0% | 1 | 25.4% | 0% | 0% | 1 | 80.46% | 0% | 0% | 3 | 80.75% | 0% | 0% | 3 | 1.719% | 0% | 0% | 1 | 3.64% | 0% | 0% | 1 | 0% | 0% | 1 |  |  |  |  | 0% | [5 empty] | 6.409% | 5.638% | 12.05% | 2 | 4.043% | 0% | 0% | 1 | 25.22% | 0% | 0% | 1 | 79.91% | 0% | 0% | 3 | 80.18% | 0% | 0% | 3 | 4.324% | 0% | 0% | 1 | 3.592% | 0% | 0% | 1
288 | Beatty | Southern_NV_Eldorado | 0 | 0 | 0 | 0% | 0% | 1 |  |  |  |  | 0% | [5 empty] | 0% | 0% | 0% | 1 | 0% | 0% | 0% | 1 | 0% | 0% | 0% | 1 | 0% | 0% | 0% | 1 | 0% | 0% | 0% | 1 | 0% | 0% | 0% | 1 | 0% | 0% | 0% | 1 | 0% | 0% | 1 |  |  |  |  | 0% | [5 empty] | 0% | 0% | 0% | 1 | 0% | 0% | 0% | 1 | 0% | 0% | 0% | 1 | 0% | 0% | 0% | 1 | 0% | 0% | 0% | 1 | 100% | 0% | 0% | 5 | 0% | 0% | 0% | 1 | 0% | 0% | 1 |  |  |  |  | 0% | [5 empty] | 0% | 0% | 0% | 1 | 0% | 0% | 0% | 1 | 0% | 0% | 0% | 1 | 0% | 0% | 0% | 1 | 0% | 0% | 0% | 1 | 100% | 0% | 0% | 5 | 0% | 0% | 0% | 1 | 0% | 0% | 1 |  |  |  |  | 0% | [5 empty] | 0% | 0% | 0% | 1 | 0% | 0% | 0% | 1 | 0% | 0% | 0% | 1 | 0% | 0% | 0% | 1 | 0% | 0% | 0% | 1 | 100% | 0% | 0% | 5 | 0% | 0% | 0% | 1
289 | Lee Lake (Proposed) | Riverside (Exclude) | 0 | 0 | 0 | 0% | 0% | 1 |  |  |  |  | 0% | [5 empty] | 0% | 0% | 0% | 1 | 0% | 0% | 0% | 1 | 0% | 0% | 0% | 1 | 0% | 0% | 0% | 1 | 0% | 0% | 0% | 1 | 0% | 0% | 0% | 1 | 0% | 0% | 0% | 1 | 0% | 0% | 1 |  |  |  |  | 0% | [5 empty] | 0% | 0% | 0% | 1 | 0% | 0% | 0% | 1 | 0% | 0% | 0% | 1 | 0% | 0% | 0% | 1 | 0% | 0% | 0% | 1 | 0% | 0% | 0% | 1 | 0% | 0% | 0% | 1 | 0% | 0% | 1 |  |  |  |  | 0% | [5 empty] | 0% | 100% | 100% | 5 | 67.71% | 0% | 0% | 2 | 32.29% | 0% | 0% | 1 | 32.29% | 0% | 0% | 1 | 100% | 0% | 0% | 5 | 50.93% | 0% | 0% | 2 | 1.329% | 0% | 0% | 1 | 0% | 0% | 1 |  |  |  |  | 0% | [5 empty] | 1.75% | 20.13% | 21.88% | 4 | 15.56% | 0% | 0% | 1 | 20.52% | 0% | 0% | 1 | 83.1% | 0% | 0% | 3 | 92.97% | 0% | 0% | 4 | 11.64% | 0% | 0% | 1 | 6.001% | 0% | 0% | 1
290 | Leprino Jct | Central_Valley_North_Los_Banos | 0 | 0 | 0 | 0% | 0% | 1 |  |  |  |  | 30.4% | [5 empty] | 0% | 0% | 0% | 1 | 1.248% | 0% | 0% | 1 | 0% | 0% | 0% | 1 | 0.1467% | 0% | 0% | 1 | 1.248% | 0% | 0% | 1 | 0% | 0% | 0% | 1 | 3.591% | 0% | 0% | 1 | 0% | 0% | 1 |  |  |  |  | 50.36% | [5 empty] | 0% | 0% | 0% | 1 | 4.111% | 0% | 0% | 1 | 2.046% | 0% | 0% | 1 | 2.584% | 0% | 0% | 1 | 6.101% | 0% | 0% | 1 | 0% | 0% | 0% | 1 | 2.297% | 0% | 0% | 1 | 0% | 0% | 1 |  |  |  |  | 54.85% | [5 empty] | 0% | 0% | 0% | 1 | 5.464% | 0% | 0% | 1 | 1.768% | 0% | 0% | 1 | 4.534% | 0% | 0% | 1 | 9.626% | 0% | 0% | 1 | 0% | 0% | 0% | 1 | 1.774% | 0% | 0% | 1 | 0% | 0% | 1 |  |  |  |  | 48.13% | [5 empty] | 0% | 0% | 0% | 1 | 10.15% | 0% | 0% | 1 | 2.433% | 0% | 0% | 1 | 5.188% | 0% | 0% | 1 | 12.93% | 0% | 0% | 1 | 1.426% | 0% | 0% | 1 | 1.296% | 0% | 0% | 1
291 | Mead | Southern_NV_Eldorado | 0 | 0 | 0 | 0% | 0% | 1 |  |  |  |  | 0% | [5 empty] | 0% | 0% | 0% | 1 | 0% | 0% | 0% | 1 | 0% | 0% | 0% | 1 | 0% | 0% | 0% | 1 | 0% | 0% | 0% | 1 | 0% | 0% | 0% | 1 | 0% | 0% | 0% | 1 | 0% | 0% | 1 |  |  |  |  | 0% | [5 empty] | 0% | 0% | 0% | 1 | 0% | 0% | 0% | 1 | 0% | 0% | 0% | 1 | 0% | 0% | 0% | 1 | 0% | 0% | 0% | 1 | 0% | 0% | 0% | 1 | 0% | 0% | 0% | 1 | 0% | 0% | 1 |  |  |  |  | 0% | [5 empty] | 0% | 0% | 0% | 1 | 0% | 0% | 0% | 1 | 0% | 0% | 0% | 1 | 0% | 0% | 0% | 1 | 0% | 0% | 0% | 1 | 0% | 0% | 0% | 1 | 0% | 0% | 0% | 1 | 0% | 0% | 1 |  |  |  |  | 0% | [5 empty] | 0% | 0% | 0% | 1 | 0% | 0% | 0% | 1 | 0% | 0% | 0% | 1 | 0% | 0% | 0% | 1 | 0% | 0% | 0% | 1 | 0% | 0% | 0% | 1 | 0% | 0% | 0% | 1
292 | Quinto | Central_Valley_North_Los_Banos | 0 | 0 | 0 | 0% | 0% | 1 |  |  |  |  | 7.789% | [5 empty] | 2.734% | 0% | 2.734% | 1 | 78.89% | 0% | 0% | 3 | 3.431% | 0% | 0% | 1 | 12.06% | 0% | 0% | 1 | 80.56% | 0% | 0% | 3 | 24.07% | 0% | 0% | 1 | 6.537% | 0% | 0% | 1 | 0% | 0% | 1 |  |  |  |  | 6.982% | [5 empty] | 6.89% | 0% | 6.89% | 1 | 75.4% | 0% | 0% | 3 | 7.024% | 0% | 0% | 1 | 14.38% | 0% | 0% | 1 | 79.76% | 0% | 0% | 3 | 39.28% | 0% | 0% | 1 | 7.574% | 0% | 0% | 1 | 0% | 0% | 1 |  |  |  |  | 17.19% | [5 empty] | 6.098% | 0% | 6.098% | 1 | 67.62% | 0% | 0% | 2 | 11.5% | 0% | 0% | 1 | 17.51% | 0% | 0% | 1 | 72.91% | 0% | 0% | 3 | 33.38% | 0% | 0% | 1 | 8.288% | 0% | 0% | 1 | 0% | 0% | 1 |  |  |  |  | 38.24% | [5 empty] | 9.514% | 0% | 9.514% | 1 | 53.8% | 0% | 0% | 2 | 13.74% | 0% | 0% | 1 | 21.4% | 0% | 0% | 1 | 57.93% | 0% | 0% | 2 | 24.29% | 0% | 0% | 1 | 5.724% | 0% | 0% | 1
293 | Sandy | Southern_NV_Eldorado | 0 | 0 | 0 | 0% | 0% | 1 |  |  |  |  | 0% | [5 empty] | 0% | 0% | 0% | 1 | 0% | 0% | 0% | 1 | 0% | 0% | 0% | 1 | 0% | 0% | 0% | 1 | 0% | 0% | 0% | 1 | 0% | 0% | 0% | 1 | 0% | 0% | 0% | 1 | 0% | 0% | 1 |  |  |  |  | 0% | [5 empty] | 0% | 0% | 0% | 1 | 0% | 0% | 0% | 1 | 0% | 0% | 0% | 1 | 6.361% | 0% | 0% | 1 | 6.361% | 0% | 0% | 1 | 9.036% | 0% | 0% | 1 | 1.088% | 0% | 0% | 1 | 0% | 0% | 1 |  |  |  |  | 0% | [5 empty] | 0% | 0% | 0% | 1 | 17.93% | 0% | 0% | 1 | 0.09561% | 0% | 0% | 1 | 43.2% | 0% | 0% | 1 | 52.56% | 0% | 0% | 2 | 70.5% | 0% | 0% | 3 | 0.3532% | 0% | 0% | 1 | 0% | 0% | 1 |  |  |  |  | 0% | [5 empty] | 0% | 0% | 0% | 1 | 14.63% | 0% | 0% | 1 | 5.552% | 0% | 0% | 1 | 43.96% | 0% | 0% | 1 | 51.59% | 0% | 0% | 2 | 73.97% | 0% | 0% | 3 | 0.5642% | 0% | 0% | 1
294 | Eldorado | Southern_NV_Eldorado | 0 | 0 | 0 | 0% | 0% | 1 |  |  |  |  | 0% | [5 empty] | 0% | 0% | 0% | 1 | 0% | 0% | 0% | 1 | 0% | 0% | 0% | 1 | 0% | 0% | 0% | 1 | 0% | 0% | 0% | 1 | 0% | 0% | 0% | 1 | 0% | 0% | 0% | 1 | 0% | 0% | 1 |  |  |  |  | 0% | [5 empty] | 0% | 0% | 0% | 1 | 0% | 0% | 0% | 1 | 0% | 0% | 0% | 1 | 0% | 0% | 0% | 1 | 0% | 0% | 0% | 1 | 0% | 0% | 0% | 1 | 0% | 0% | 0% | 1 | 0% | 0% | 1 |  |  |  |  | 0% | [5 empty] | 0% | 0% | 0% | 1 | 0% | 0% | 0% | 1 | 0% | 0% | 0% | 1 | 0% | 0% | 0% | 1 | 0% | 0% | 0% | 1 | 0% | 0% | 0% | 1 | 0% | 0% | 0% | 1 | 0% | 0% | 1 |  |  |  |  | 0% | [5 empty] | 0% | 0% | 0% | 1 | 87.57% | 0% | 0% | 3 | 51.79% | 0% | 0% | 2 | 10.96% | 0% | 0% | 1 | 98.53% | 0% | 0% | 5 | 81.2% | 0% | 0% | 3 | 0% | 0% | 0% | 1
295 | Fink (Proposed) |  | 0 | 0 | 0 | 0% | 0% | 1 |  |  |  |  | 5.028% | [5 empty] | 77.72% | 0% | 77.72% | 5 | 94.76% | 0% | 0% | 4 | 29.45% | 0% | 0% | 1 | 64.39% | 0% | 0% | 2 | 97.52% | 0% | 0% | 5 | 75.64% | 0% | 0% | 3 | 3.511% | 0% | 0% | 1 | 0% | 0% | 1 |  |  |  |  | 33.56% | [5 empty] | 18.9% | 0% | 18.9% | 1 | 61.05% | 0% | 0% | 2 | 8.814% | 0% | 0% | 1 | 21.43% | 0% | 0% | 1 | 63.26% | 0% | 0% | 2 | 43.26% | 0% | 0% | 1 | 2.937% | 0% | 0% | 1 | 0% | 0% | 1 |  |  |  |  | 41.42% | [5 empty] | 12.05% | 0% | 12.05% | 1 | 62.06% | 0% | 0% | 2 | 10.13% | 0% | 0% | 1 | 19.75% | 0% | 0% | 1 | 64% | 0% | 0% | 2 | 36.76% | 0% | 0% | 1 | 2.493% | 0% | 0% | 1 | 0% | 0% | 1 |  |  |  |  | 37.84% | [5 empty] | 13.68% | 0% | 13.68% | 1 | 57.94% | 0% | 0% | 2 | 15% | 0% | 0% | 1 | 21.17% | 0% | 0% | 1 | 62.02% | 0% | 0% | 2 | 30.36% | 0% | 0% | 1 | 4.128% | 0% | 0% | 1
296 | New Sub - Gates - Midway (Proposed) | Central_Valley_North_Los_Banos | 0 | 0 | 0 | 0% | 0% | 1 |  |  |  |  | 0% | [5 empty] | 0% | 0% | 0% | 1 | 0% | 0% | 0% | 1 | 0% | 0% | 0% | 1 | 0% | 0% | 0% | 1 | 0% | 0% | 0% | 1 | 0% | 0% | 0% | 1 | 0% | 0% | 0% | 1 | 0% | 0% | 1 |  |  |  |  | 0% | [5 empty] | 0% | 0% | 0% | 1 | 0% | 0% | 0% | 1 | 0% | 0% | 0% | 1 | 0% | 0% | 0% | 1 | 0% | 0% | 0% | 1 | 0% | 0% | 0% | 1 | 0% | 0% | 0% | 1 | 0% | 0% | 1 |  |  |  |  | 0% | [5 empty] | 1.531% | 0% | 1.531% | 1 | 45.46% | 0% | 0% | 1 | 0% | 0% | 0% | 1 | 97.28% | 0% | 0% | 5 | 98.81% | 0% | 0% | 5 | 2.042% | 0% | 0% | 1 | 0% | 0% | 0% | 1 | 0% | 0% | 1 |  |  |  |  | 0.3592% | [5 empty] | 3.537% | 0% | 3.537% | 1 | 46.35% | 0% | 0% | 1 | 3.219% | 0% | 0% | 1 | 12.67% | 0% | 0% | 1 | 50.88% | 0% | 0% | 2 | 51.61% | 0% | 0% | 2 | 1.166% | 0% | 0% | 1
297 | New Sub - Rancho Seco - Bellota (Proposed) | Solano | 0 | 0 | 0 | 0% | 0% | 1 |  |  |  |  | 60.51% | [5 empty] | 0% | 0% | 0% | 1 | 0% | 0% | 0% | 1 | 0% | 0% | 0% | 1 | 77.05% | 0% | 0% | 3 | 77.05% | 0% | 0% | 3 | 0% | 0% | 0% | 1 | 11.5% | 0% | 0% | 1 | 0% | 0% | 1 |  |  |  |  | 30.5% | [5 empty] | 0% | 0% | 0% | 1 | 25.96% | 0% | 0% | 1 | 3.964% | 0% | 0% | 1 | 27.38% | 0% | 0% | 1 | 41.67% | 0% | 0% | 1 | 13.12% | 0% | 0% | 1 | 5.825% | 0% | 0% | 1 | 0% | 0% | 1 |  |  |  |  | 19.25% | [5 empty] | 7.707% | 0% | 7.707% | 1 | 59.16% | 0% | 0% | 2 | 4.68% | 0% | 0% | 1 | 25.14% | 0% | 0% | 1 | 69.62% | 0% | 0% | 2 | 24.55% | 0% | 0% | 1 | 6.675% | 0% | 0% | 1 | 0% | 0% | 1 |  |  |  |  | 43.01% | [5 empty] | 5.782% | 0% | 5.782% | 1 | 39.96% | 0% | 0% | 1 | 14.26% | 0% | 0% | 1 | 22.8% | 0% | 0% | 1 | 50.18% | 0% | 0% | 2 | 16.81% | 0% | 0% | 1 | 6.081% | 0% | 0% | 1
298 | New Sub - Midway - Wheeler Ridge (Proposed) | Central_Valley_North_Los_Banos | 0 | 0 | 0 | 0% | 0% | 1 |  |  |  |  | 0% | [5 empty] | 0% | 0% | 0% | 1 | 0% | 0% | 0% | 1 | 0% | 0% | 0% | 1 | 0% | 0% | 0% | 1 | 0% | 0% | 0% | 1 | 0% | 0% | 0% | 1 | 0% | 0% | 0% | 1 | 0% | 0% | 1 |  |  |  |  | 0% | [5 empty] | 0% | 0% | 0% | 1 | 0% | 0% | 0% | 1 | 0% | 0% | 0% | 1 | 0% | 0% | 0% | 1 | 0% | 0% | 0% | 1 | 0% | 0% | 0% | 1 | 0% | 0% | 0% | 1 | 0% | 0% | 1 |  |  |  |  | 0% | [5 empty] | 91.89% | 0.3205% | 92.21% | 5 | 0.4913% | 0% | 0% | 1 | 0% | 0% | 0% | 1 | 0% | 0% | 0% | 1 | 0.4913% | 0% | 0% | 1 | 84.12% | 0% | 0% | 3 | 3.818% | 0% | 0% | 1 | 0% | 0% | 1 |  |  |  |  | 0% | [5 empty] | 79.34% | 2.43% | 81.77% | 5 | 51.9% | 0% | 0% | 2 | 34.99% | 0% | 0% | 1 | 52.19% | 0% | 0% | 2 | 70.7% | 0% | 0% | 3 | 61.9% | 0% | 0% | 2 | 3.852% | 0% | 0% | 1
299 | New Sub - Suncrest - Ocotillo (Proposed) | Greater_Imperial | 400 | 16000 | 20 | 294.6% | 24.55% | 5 |  |  |  |  | 0% | [5 empty] | 13.26% | 86.74% | 100% | 5 | 0.2079% | 33.08% | 0% | 2 | 28.56% | 46.2% | 0% | 2 | 44.16% | 59.11% | 0% | 3 | 48.99% | 64.71% | 0% | 3 | 73.58% | 124.9% | 8.946% | 4 | 2.404% | 64.71% | 0% | 3 | 120.2% | 3.698% | 4 |  |  |  |  | 0.2059% | [5 empty] | 37.69% | 60.79% | 98.48% | 5 | 6.392% | 19.88% | 0% | 1 | 26.45% | 25.3% | 0% | 2 | 45.28% | 34.01% | 0% | 2 | 57.16% | 43.44% | 0% | 2 | 58.63% | 44.99% | 0% | 2 | 2.327% | 43.44% | 0% | 2 | 104.1% | 0.74% | 4 |  |  |  |  | 0.1746% | [5 empty] | 38.56% | 59.93% | 98.49% | 5 | 12.29% | 17.99% | 0% | 1 | 25.48% | 21.18% | 0% | 2 | 46.26% | 29.36% | 0% | 2 | 58.34% | 37.88% | 0% | 2 | 57.24% | 36.91% | 0% | 2 | 3.695% | 37.88% | 0% | 2 | 67.68% | 0% | 3 |  |  |  |  | 0.1579% | [5 empty] | 34.06% | 48.41% | 82.47% | 5 | 25.85% | 14.58% | 0% | 1 | 23.91% | 14.2% | 0% | 1 | 43.39% | 19.09% | 0% | 1 | 61.17% | 27.83% | 0% | 2 | 54.49% | 23.75% | 0% | 2 | 4.922% | 27.83% | 0% | 2
300 | New Sub - North Gila - IV (Proposed) | Greater_Imperial | 0 | 0 | 0 | 0% | 0% | 1 |  |  |  |  | 55.54% | [5 empty] | 0% | 0% | 0% | 1 | 0% | 0% | 0% | 1 | 36.21% | 0% | 0% | 1 | 36.21% | 0% | 0% | 1 | 36.21% | 0% | 0% | 1 | 12.42% | 0% | 0% | 1 | 8.59% | 0% | 0% | 1 | 0% | 0% | 1 |  |  |  |  | 61.69% | [5 empty] | 0% | 0% | 0% | 1 | 3.71% | 0% | 0% | 1 | 21.1% | 0% | 0% | 1 | 21.1% | 0% | 0% | 1 | 24.81% | 0% | 0% | 1 | 10.48% | 0% | 0% | 1 | 5.857% | 0% | 0% | 1 | 0% | 0% | 1 |  |  |  |  | 62.71% | [5 empty] | 0% | 0% | 0% | 1 | 4.83% | 0% | 0% | 1 | 16.61% | 0% | 0% | 1 | 16.61% | 0% | 0% | 1 | 21.44% | 0% | 0% | 1 | 9.427% | 0% | 0% | 1 | 4.991% | 0% | 0% | 1 | 0% | 0% | 1 |  |  |  |  | 51.74% | [5 empty] | 0% | 0% | 0% | 1 | 7.221% | 0% | 0% | 1 | 15.88% | 0% | 0% | 1 | 15.05% | 0% | 0% | 1 | 22.98% | 0% | 0% | 1 | 14.11% | 0% | 0% | 1 | 4.774% | 0% | 0% | 1
301 | New Sub - Lugo - Pisgah (Proposed) | Greater_Kramer | 150 | 6000 | 10 | 96.58% | 0% | 4 |  |  |  |  | 0% | [5 empty] | 0.2746% | 0% | 0.2746% | 1 | 25.4% | 24.87% | 0% | 2 | 8.297% | 20.23% | 0% | 2 | 7.999% | 20.16% | 0% | 2 | 35.19% | 28.62% | 0% | 2 | 66.06% | 54.66% | 0% | 3 | 0.08549% | 28.62% | 0% | 2 | 22.67% | 0% | 2 |  |  |  |  | 0.4907% | [5 empty] | 16.19% | 0% | 16.19% | 1 | 28.45% | 9.675% | 0% | 1 | 14.74% | 8.12% | 0% | 1 | 20.83% | 8.745% | 0% | 1 | 45.4% | 12.68% | 0% | 1 | 49.17% | 13.62% | 0% | 1 | 0.1618% | 12.68% | 0% | 1 | 12.97% | 0% | 1 |  |  |  |  | 0.4322% | [5 empty] | 16.31% | 0.0001796% | 16.31% | 2 | 29.59% | 6.076% | 0% | 1 | 19.82% | 5.335% | 0% | 1 | 25.41% | 5.735% | 0% | 1 | 49.54% | 8.478% | 0% | 1 | 38.96% | 7.008% | 0% | 1 | 0.5311% | 8.478% | 0% | 1 | 7.913% | 0% | 1 |  |  |  |  | 0.3196% | [5 empty] | 18.1% | 2.906% | 21.01% | 2 | 33.66% | 3.617% | 0% | 1 | 23.38% | 3.132% | 0% | 1 | 28.78% | 3.369% | 0% | 1 | 54.76% | 5.304% | 0% | 2 | 38.26% | 3.886% | 0% | 1 | 0.6405% | 5.304% | 0% | 1

## Land_OOS_Analysis_Wind_2034
Land-use and environmental criteria analysis for 2034 onshore wind resources mapped to Nevada or Arizona areas of the CAISO system for 5, 10, 15, and 20 mile radii from substations. This analysis uses the values from the "LandEnvData_SolarWind_OOS" tab to calculate criteria alignment. |  |  |  | Onshore Wind Resource Density Assumption
|  |  |  | 40 | Acres/MW
[6 empty] | 5 Mile Radius Analysis |  |  | 10 Mile Radius Analysis |  |  | 15 Mile Radius Analysis |  |  | 20 Mile Radius Analysis
[6 empty] | WECC Land-Use Screen |  |  | WECC Land-Use Screen |  |  | WECC Land-Use Screen |  |  | WECC Land-Use Screen
OBJECTID | IRP_Substation_Name | RESOLVE_Solar_Area | MWs Mapepd | Acres of MWs Mapped | Distance from Substation Selected | Lower Implications Area used by MWs Mapped | High Implications Area used by MWs Mapped | Core Screen Criteria Alignment Level | Lower Implications Area used by MWs Mapped | High Implications Area used by MWs Mapped | Core Screen Criteria Alignment Level | Lower Implications Area used by MWs Mapped | High Implications Area used by MWs Mapped | Core Screen Criteria Alignment Level | Lower Implications Area used by MWs Mapped | High Implications Area used by MWs Mapped | Core Screen Criteria Alignment Level
1 | DELANEY | ARIZONA | 0 | 0 | 0 | 0% | 0% | 1 | 0% | 0% | 1 | 0% | 0% | 1 | 0% | 0% | 1
2 | GAMEBIRD | SNV | 0 | 0 | 0 | 0% | 0% | 1 | 0% | 0% | 1 | 0% | 0% | 1 | 0% | 0% | 1
3 | MOHAVE | SNV | 0 | 0 | 20 | 0% | 0% | 1 | 0% | 0% | 1 | 0% | 0% | 1 | 0% | 0% | 1
4 | HASSAYAMPA | ARIZONA | 0 | 0 | 0 | 0% | 0% | 1 | 0% | 0% | 1 | 0% | 0% | 1 | 0% | 0% | 1
5 | ELDORADO | SNV | 0 | 0 | 0 | 0% | 0% | 1 | 0% | 0% | 1 | 0% | 0% | 1 | 0% | 0% | 1
6 | NORTH GILA | ARIZONA | 0 | 0 | 0 | 0% | 0% | 1 | 0% | 0% | 1 | 0% | 0% | 1 | 0% | 0% | 1
7 | LATHROP | SNV | 310 | 12400 | 10 | 173.4% | 25.37% | 5 | 29.24% | 0% | 2 | 14.32% | 0% | 1 | 11.36% | 0% | 1
8 | BEATTY | SNV | 0 | 0 | 0 | 0% | 0% | 1 | 0% | 0% | 1 | 0% | 0% | 1 | 0% | 0% | 1
9 | VALLEY (VEA) | SNV | 0 | 0 | 0 | 0% | 0% | 1 | 0% | 0% | 1 | 0% | 0% | 1 | 0% | 0% | 1
10 | INNOVATION | SNV | 0 | 0 | 10 | 0% | 0% | 1 | 0% | 0% | 1 | 0% | 0% | 1 | 0% | 0% | 1
11 | HOODOO WASH | ARIZONA | 0 | 0 | 0 | 0% | 0% | 1 | 0% | 0% | 1 | 0% | 0% | 1 | 0% | 0% | 1
12 | VISTA (VEA) | SNV | 0 | 0 | 0 | 0% | 0% | 1 | 0% | 0% | 1 | 0% | 0% | 1 | 0% | 0% | 1
13 | DESERT VIEW | SNV | 0 | 0 | 0 | 0% | 0% | 1 | 0% | 0% | 1 | 0% | 0% | 1 | 0% | 0% | 1
14 | CIELO AZUL | ARIZONA | 0 | 0 | 0 | 0% | 0% | 1 | 0% | 0% | 1 | 0% | 0% | 1 | 0% | 0% | 1
15 | TROUT CANYON | SNV | 0 | 0 | 0 | 0% | 0% | 1 | 0% | 0% | 1 | 0% | 0% | 1 | 0% | 0% | 1
16 | SLOAN CANYON | SNV | 310 | 12400 | 20 | 811.7% | 2790% | 5 | 362% | 230.3% | 5 | 109.8% | 5.515% | 4 | 43.73% | 0% | 2
17 | CHARLESTON PARK | SNV | 0 | 0 | 0 | 0% | 0% | 1 | 0% | 0% | 1 | 0% | 0% | 1 | 0% | 0% | 1
18 | JACKASS FLATS | SNV | 0 | 0 | 0 | 0% | 0% | 1 | 0% | 0% | 1 | 0% | 0% | 1 | 0% | 0% | 1
19 | MCCULLOUGH | SNV | 0 | 0 | 0 | 0% | 0% | 1 | 0% | 0% | 1 | 0% | 0% | 1 | 0% | 0% | 1
20 | MEAD | SNV | 0 | 0 | 0 | 0% | 0% | 1 | 0% | 0% | 1 | 0% | 0% | 1 | 0% | 0% | 1
21 | MERCURY | SNV | 0 | 0 | 0 | 0% | 0% | 1 | 0% | 0% | 1 | 0% | 0% | 1 | 0% | 0% | 1
22 | NORTHWEST (NVE) | SNV | 0 | 0 | 0 | 0% | 0% | 1 | 0% | 0% | 1 | 0% | 0% | 1 | 0% | 0% | 1
23 | PAHRUMP | SNV | 0 | 0 | 0 | 0% | 0% | 1 | 0% | 0% | 1 | 0% | 0% | 1 | 0% | 0% | 1
24 | PALO VERDE | ARIZONA | 0 | 0 | 0 | 0% | 0% | 1 | 0% | 0% | 1 | 0% | 0% | 1 | 0% | 0% | 1
25 | PRIMM | SNV | 0 | 0 | 0 | 0% | 0% | 1 | 0% | 0% | 1 | 0% | 0% | 1 | 0% | 0% | 1
26 | SANDY VALLEY | SNV | 0 | 0 | 0 | 0% | 0% | 1 | 0% | 0% | 1 | 0% | 0% | 1 | 0% | 0% | 1
27 | THOUSANDAIRE | SNV | 0 | 0 | 0 | 0% | 0% | 1 | 0% | 0% | 1 | 0% | 0% | 1 | 0% | 0% | 1
28 | VALLEY SWITCH | SNV | 0 | 0 | 0 | 0% | 0% | 1 | 0% | 0% | 1 | 0% | 0% | 1 | 0% | 0% | 1

## Land_EnvAnalysis_Solar_2039
Land-use and environmental criteria analysis for 2039 utility-scale solar resources mapped to in-California areas for 5, 10, 15, and 20 mile radii from substations. This analysis uses the values from the "LandEnv_Solar_Data_Xmi" 5 through 20 mile tabs to calculate criteria alignment. |  |  |  | Utilit-scale Solar Resource Density Assumption
[47 empty] | 5 mi | [43 empty] | 10 mi | [41 empty] | 15 mi | [41 empty] | 20 mi
|  |  |  | 10 | Acres/MW | 5-mile Radius From Substation Analysis | [41 empty] | 10-mile Radius From Substation Analysis | [43 empty] | 15-mile Radius From Substation Analysis | [41 empty] | 20-mile Radius From Substation Analysis
[6 empty] | 3. Land-use Feasibility Criteria Analysis | [16 empty] | 4. Environmental (Conservation and Biological) Impact Factors Criteria Analysis | [24 empty] | 3. Land-use Feasibility Criteria Analysis | [16 empty] | 4. Environmental (Conservation and Biological) Impact Factors Criteria Analysis | [26 empty] | 3. Land-use Feasibility Criteria Analysis | [16 empty] | 4. Environmental (Conservation and Biological) Impact Factors Criteria Analysis | [24 empty] | 3. Land-use Feasibility Criteria Analysis | [16 empty] | 4. Environmental (Conservation and Biological) Impact Factors Criteria Analysis
[6 empty] | CEC Core Land-Use Screen |  |  | CEC's Parcelization |  |  |  | CEC's Cropland Index |  |  |  | Criticially Overdrafted Groundwater Basin |  | Fire Threat |  |  |  | ACE Terrestrial Connectivity |  |  |  | ACE Biodiversity |  |  |  | ACE Irreplaceability |  |  |  | ACE Combined |  |  |  | Terrestrial Landscape Intactness |  |  |  | Wetlands |  |  |  |  | CEC Core Land-Use Screen |  |  | CEC's Parcelization |  |  |  | CEC's Cropland Index |  |  |  | Criticially Overdrafted Groundwater Basin |  | Fire Threat |  |  |  | ACE Terrestrial Connectivity |  |  |  | ACE Biodiversity |  |  |  | ACE Irreplaceability |  |  |  | ACE Combined |  |  |  | Terrestrial Landscape Intactness |  |  |  | Wetlands | [6 empty] | CEC Core Land-Use Screen |  |  | CEC's Parcelization |  |  |  | CEC's Cropland Index |  |  |  | Criticially Overdrafted Groundwater Basin |  | Fire Threat |  |  |  | ACE Terrestrial Connectivity |  |  |  | ACE Biodiversity |  |  |  | ACE Irreplaceability |  |  |  | ACE Combined |  |  |  | Terrestrial Landscape Intactness |  |  |  | Wetlands |  |  |  |  | CEC Core Land-Use Screen |  |  | CEC's Parcelization |  |  |  | CEC's Cropland Index |  |  |  | Criticially Overdrafted Groundwater Basin |  | Fire Threat |  |  |  | ACE Terrestrial Connectivity |  |  |  | ACE Biodiversity |  |  |  | ACE Irreplaceability |  |  |  | ACE Combined |  |  |  | Terrestrial Landscape Intactness |  |  |  | Wetlands
OBJECTID | IRP_Substation_Name | RESOLVE_Solar_Area | MWs Mapepd | Acres of MWs Mapped | Distance from Substation Selected | Lower Implications Area used by MWs Mapped | High Implications Area used by MWs Mapped | Core Screen Criteria Alignment Level | Substation's 10th Percentile Value Parcelization | Low Parcelization (P ≤ 6) Area used by MWs Mapped | Medium Parcelization (6 < P ≤ 30) Area used by MWs Mapped | Parcelization Criteria Alignment Level | Total Potential Area Percentage High Value Cropland | Low Value Cropland used by MWs Mapped | High Value Cropland used by MWs Mapped | Cropland Index Criteria Alignment Level | Majority of Area within Critically Overdrafted Basin | Overdrafted Basin Criteria Alignment Level | Total Potential Area Percentage Tier 2 | Total Potential Area Percentage Tier 3 | Total Potential Area Percentage Tier 2 or 3 | Fire Threat Criteria Alignment Level | Total Potential Area Percentage Higher Implications | Low Implications Area used by MWs Mapped | Higher Implications Area used by MWs Mapped | ACE Connectivity Criteria Alignment | Total Potential Area Percentage Higher Implications | Low Implications Area used by MWs Mapped | Higher Implications Area used by MWs Mapped | ACE Biodiversity Criteria Alignment | Total Potential Area Percentage Higher Implications | Low Implications Area used by MWs Mapped | Higher Implications Area used by MWs Mapped | ACE Irreplaceability Criteria Alignment | Total Potential Area Percentage Higher Implications | Low Implications Area used by MWs Mapped | Higher Implications Area used by MWs Mapped | All ACE Criteria Alignment | Total Potential Area Percentage Higher Implications | Low Implications Area used by MWs Mapped | Higher Implications Area used by MWs Mapped | Intactness Criteria Alignment | Total Potential Area Percentage Higher Implications | Low Implications Area used by MWs Mapped | Higher Implications Area used by MWs Mapped | Wetlands Criteria Alignment |  | Lower Implications Area used by MWs Mapped | High Implications Area used by MWs Mapped | Core Screen Criteria Alignment Level | Substation's 10th Percentile Value Parcelization | Low Parcelization (P ≤ 6) Area used by MWs Mapped | Medium Parcelization (6 < P ≤ 30) Area used by MWs Mapped | Parcelization Criteria Alignment Level | Total Potential Area Percentage High Value Cropland | Low Value Cropland used by MWs Mapped | High Value Cropland used by MWs Mapped | Cropland Index Criteria Alignment Level | Majority of Area within Critically Overdrafted Basin | Overdrafted Basin Criteria Alignment Level | Total Potential Area Percentage Tier 2 | Total Potential Area Percentage Tier 3 | Total Potential Area Percentage Tier 2 or 3 | Fire Threat Criteria Alignment Level | Total Potential Area Percentage Higher Implications | Low Implications Area used by MWs Mapped | Higher Implications Area used by MWs Mapped | ACE Connectivity Criteria Alignment | Total Potential Area Percentage Higher Implications | Low Implications Area used by MWs Mapped | Higher Implications Area used by MWs Mapped | ACE Biodiversity Criteria Alignment | Total Potential Area Percentage Higher Implications | Low Implications Area used by MWs Mapped | Higher Implications Area used by MWs Mapped | ACE Irreplaceability Criteria Alignment | Total Potential Area Percentage Higher Implications | Low Implications Area used by MWs Mapped | Higher Implications Area used by MWs Mapped | All ACE Criteria Alignment | Total Potential Area Percentage Higher Implications | Low Implications Area used by MWs Mapped | Higher Implications Area used by MWs Mapped | Intactness Criteria Alignment | Total Potential Area Percentage Higher Implications | Low Implications Area used by MWs Mapped | Higher Implications Area used by MWs Mapped | Wetlands Criteria Alignment | 3. Land-Use Criteria Sum | 4. Env (Bio and Cons) Criteria Sum) |  | Lower Implications Area used by MWs Mapped | High Implications Area used by MWs Mapped | Core Screen Criteria Alignment Level | Substation's 10th Percentile Value Parcelization | Low Parcelization (P ≤ 6) Area used by MWs Mapped | Medium Parcelization (6 < P ≤ 30) Area used by MWs Mapped | Parcelization Criteria Alignment Level | Total Potential Area Percentage High Value Cropland | Low Value Cropland used by MWs Mapped | High Value Cropland used by MWs Mapped | Cropland Index Criteria Alignment Level | Majority of Area within Critically Overdrafted Basin | Overdrafted Basin Criteria Alignment Level | Total Potential Area Percentage Tier 2 | Total Potential Area Percentage Tier 3 | Total Potential Area Percentage Tier 2 or 3 | Fire Threat Criteria Alignment Level | Total Potential Area Percentage Higher Implications | Low Implications Area used by MWs Mapped | Higher Implications Area used by MWs Mapped | ACE Connectivity Criteria Alignment | Total Potential Area Percentage Higher Implications | Low Implications Area used by MWs Mapped | Higher Implications Area used by MWs Mapped | ACE Biodiversity Criteria Alignment | Total Potential Area Percentage Higher Implications | Low Implications Area used by MWs Mapped | Higher Implications Area used by MWs Mapped | ACE Irreplaceability Criteria Alignment | Total Potential Area Percentage Higher Implications | Low Implications Area used by MWs Mapped | Higher Implications Area used by MWs Mapped | All ACE Criteria Alignment | Total Potential Area Percentage Higher Implications | Low Implications Area used by MWs Mapped | Higher Implications Area used by MWs Mapped | Intactness Criteria Alignment | Total Potential Area Percentage Higher Implications | Low Implications Area used by MWs Mapped | Higher Implications Area used by MWs Mapped | Wetlands Criteria Alignment |  | Lower Implications Area used by MWs Mapped | High Implications Area used by MWs Mapped | Core Screen Criteria Alignment Level | Substation's 10th Percentile Value Parcelization | Low Parcelization (P ≤ 6) Area used by MWs Mapped | Medium Parcelization (6 < P ≤ 30) Area used by MWs Mapped | Parcelization Criteria Alignment Level | Total Potential Area Percentage High Value Cropland | Low Value Cropland used by MWs Mapped | High Value Cropland used by MWs Mapped | Cropland Index Criteria Alignment Level | Majority of Area within Critically Overdrafted Basin | Overdrafted Basin Criteria Alignment Level | Total Potential Area Percentage Tier 2 | Total Potential Area Percentage Tier 3 | Total Potential Area Percentage Tier 2 or 3 | Fire Threat Criteria Alignment Level | Total Potential Area Percentage Higher Implications | Low Implications Area used by MWs Mapped | Higher Implications Area used by MWs Mapped | ACE Connectivity Criteria Alignment | Total Potential Area Percentage Higher Implications | Low Implications Area used by MWs Mapped | Higher Implications Area used by MWs Mapped | ACE Biodiversity Criteria Alignment | Total Potential Area Percentage Higher Implications | Low Implications Area used by MWs Mapped | Higher Implications Area used by MWs Mapped | ACE Irreplaceability Criteria Alignment | Total Potential Area Percentage Higher Implications | Low Implications Area used by MWs Mapped | Higher Implications Area used by MWs Mapped | All ACE Criteria Alignment | Total Potential Area Percentage Higher Implications | Low Implications Area used by MWs Mapped | Higher Implications Area used by MWs Mapped | Intactness Criteria Alignment | Total Potential Area Percentage Higher Implications | Low Implications Area used by MWs Mapped | Higher Implications Area used by MWs Mapped | Wetlands Criteria Alignment
1 | East Shore | NORTHERN CALIFORNIA | 0 | 0 | 10 | 0% | 0% | 1 | 4.4592 | 0% | 0% | 1 | 0% | 0% | 0% | 1 | 0 | 2 | 0% | 0% | 0% | 1 | 0% | 0% | 0% | 1 | 0% | 0% | 0% | 1 | 56.39% | 0% | 0% | 2 | 56.39% | 0% | 0% | 2 | 0% | 0% | 0% | 1 | 79.03% | 0% | 0% | 3 |  | 0% | 0% | 1 | 59.5 | 0% | 0% | 4 | 0% | 0% | 0% | 1 | 0 | 2 | 4.631% | 56.87% | 61.51% | 5 | 45.69% | 0% | 0% | 1 | 19.56% | 0% | 0% | 1 | 65.58% | 0% | 0% | 2 | 82.28% | 0% | 0% | 3 | 47.53% | 0% | 0% | 1 | 9.957% | 0% | 0% | 1 |  |  |  | 0% | 0% | 1 | 42.5 | 0% | 0% | 4 | 0.217% | 0% | 0% | 1 | 0 | 2 | 14.23% | 54.22% | 68.46% | 5 | 63.27% | 0% | 0% | 2 | 28.56% | 0% | 0% | 1 | 64.88% | 0% | 0% | 2 | 84.62% | 0% | 0% | 3 | 45.97% | 0% | 0% | 1 | 9.066% | 0% | 0% | 1 |  | 0% | 0% | 1 | 30.1176 | 0% | 0% | 4 | 0.2459% | 0% | 0% | 1 | 0 | 2 | 36.06% | 38.93% | 74.99% | 5 | 57.28% | 0% | 0% | 2 | 42.65% | 0% | 0% | 1 | 66.02% | 0% | 0% | 2 | 81.9% | 0% | 0% | 3 | 49.95% | 0% | 0% | 1 | 7.978% | 0% | 0% | 1
2 | Newark | NORTHERN CALIFORNIA | 0 | 0 | 10 | 0% | 0% | 1 | 4.2915 | 0% | 0% | 1 | 0% | 0% | 0% | 1 | 0 | 2 | 0% | 0% | 0% | 1 | 0.4619% | 0% | 0% | 1 | 7.648% | 0% | 0% | 1 | 22.61% | 0% | 0% | 1 | 22.61% | 0% | 0% | 1 | 0% | 0% | 0% | 1 | 79.45% | 0% | 0% | 3 |  | 0% | 0% | 1 | 10.37 | 0% | 0% | 1 | 0.6662% | 0% | 0% | 1 | 0 | 2 | 54.89% | 15.71% | 70.6% | 3 | 58.86% | 0% | 0% | 2 | 41.56% | 0% | 0% | 1 | 63.62% | 0% | 0% | 2 | 78.92% | 0% | 0% | 3 | 46.89% | 0% | 0% | 1 | 10.83% | 0% | 0% | 1 |  |  |  | 0% | 0% | 1 | 13.038 | 0% | 0% | 2 | 0.2344% | 0% | 0% | 1 | 0 | 2 | 61.01% | 17.36% | 78.37% | 5 | 56.55% | 0% | 0% | 2 | 36.6% | 0% | 0% | 1 | 53.07% | 0% | 0% | 2 | 70.13% | 0% | 0% | 3 | 62.74% | 0% | 0% | 2 | 8.4% | 0% | 0% | 1 |  | 0% | 0% | 1 | 18 | 0% | 0% | 2 | 0.3004% | 0% | 0% | 1 | 0 | 2 | 63.07% | 19.15% | 82.22% | 5 | 62.79% | 0% | 0% | 2 | 38.16% | 0% | 0% | 1 | 53.2% | 0% | 0% | 2 | 80.74% | 0% | 0% | 3 | 60.38% | 0% | 0% | 2 | 7.292% | 0% | 0% | 1
3 | Tesla | NORTHERN CALIFORNIA | 400 | 4000 | 10 | 253.5% | 6.363% | 4 | 19.2689 | 29.22% | 0% | 2 | 7.297% | 185.5% | 63.72% | 5 | 0 | 2 | 0.002254% | 0% | 0.002254% | 1 | 79.05% | 48.16% | 0% | 3 | 74.84% | 40.11% | 0% | 3 | 79.83% | 50.03% | 0% | 3 | 92.88% | 141.8% | 3.203% | 4 | 24.51% | 13.37% | 0% | 1 | 3.439% | 141.8% | 3.203% | 4 |  | 230.5% | 1.888% | 4 | 13.81 | 10.67% | 0% | 2 | 20.57% | 61.83% | 0% | 3 | 0 | 2 | 10.33% | 0% | 10.33% | 1 | 71.83% | 11.67% | 0% | 3 | 56.21% | 7.507% | 0% | 2 | 58.25% | 7.874% | 0% | 2 | 82.52% | 18.8% | 0% | 3 | 26.77% | 4.489% | 0% | 1 | 5.136% | 18.8% | 0% | 1 |  |  |  | 104.8% | 0.0685% | 4 | 12.1339 | 4.571% | 0% | 2 | 32.57% | 61.83% | 0% | 3 | 0 | 2 | 18.91% | 0.7194% | 19.63% | 2 | 56.74% | 3.44% | 0% | 2 | 41.3% | 2.535% | 0% | 1 | 43.77% | 2.647% | 0% | 1 | 68.9% | 4.785% | 0% | 2 | 27.62% | 2.056% | 0% | 1 | 5.426% | 4.785% | 0% | 1 |  | 42.01% | 0% | 2 | 12.0248 | 2.901% | 0% | 2 | 37.02% | 61.83% | 0% | 3 | 0 | 2 | 20.94% | 1.361% | 22.3% | 2 | 53.18% | 1.936% | 0% | 2 | 35.17% | 1.398% | 0% | 1 | 38.44% | 1.472% | 0% | 1 | 63.7% | 2.497% | 0% | 2 | 29.21% | 1.28% | 0% | 1 | 5.509% | 2.497% | 0% | 1
4 | Cabrillo | SPGE | 0 | 0 | 10 | 0% | 0% | 1 | 6.3056 | 0% | 0% | 1 | 20.15% | 0% | 0% | 1 | 0 | 2 | 71.59% | 0% | 71.59% | 3 | 18.26% | 0% | 0% | 1 | 3.204% | 0% | 0% | 1 | 55.27% | 0% | 0% | 2 | 67.96% | 0% | 0% | 2 | 24.88% | 0% | 0% | 1 | 8.259% | 0% | 0% | 1 |  | 0% | 0% | 1 | 4.8516 | 0% | 0% | 1 | 10.54% | 0% | 0% | 1 | 0 | 2 | 81.97% | 0% | 81.97% | 5 | 51.39% | 0% | 0% | 2 | 4.35% | 0% | 0% | 1 | 46.1% | 0% | 0% | 1 | 79.23% | 0% | 0% | 3 | 45.56% | 0% | 0% | 1 | 5.387% | 0% | 0% | 1 |  |  |  | 0% | 0% | 1 | 5.3976 | 0% | 0% | 1 | 6.927% | 0% | 0% | 1 | 0 | 2 | 77.13% | 0.2252% | 77.35% | 5 | 55.21% | 0% | 0% | 2 | 4.904% | 0% | 0% | 1 | 43.08% | 0% | 0% | 1 | 79.14% | 0% | 0% | 3 | 42.67% | 0% | 0% | 1 | 4.671% | 0% | 0% | 1 |  | 0% | 0% | 1 | 6.364 | 0% | 0% | 1 | 9.602% | 0% | 0% | 1 | 0 | 2 | 68.97% | 1.66% | 70.63% | 3 | 45.74% | 0% | 0% | 1 | 5.208% | 0% | 0% | 1 | 35.74% | 0% | 0% | 1 | 67.13% | 0% | 0% | 2 | 36.67% | 0% | 0% | 1 | 4.078% | 0% | 0% | 1
5 | Honcut | NORTHERN CALIFORNIA | 0 | 0 | 10 | 0% | 0% | 1 | 12.8251 | 0% | 0% | 2 | 55.46% | 0% | 0% | 2 | 0 | 2 | 0% | 0% | 0% | 1 | 90.35% | 0% | 0% | 4 | 0% | 0% | 0% | 1 | 1.595% | 0% | 0% | 1 | 90.35% | 0% | 0% | 4 | 0% | 0% | 0% | 1 | 20.47% | 0% | 0% | 1 |  | 0% | 0% | 1 | 15.909 | 0% | 0% | 2 | 36.07% | 0% | 0% | 1 | 0 | 2 | 4.583% | 0% | 4.583% | 1 | 78.58% | 0% | 0% | 3 | 7.281% | 0% | 0% | 1 | 20.62% | 0% | 0% | 1 | 84.11% | 0% | 0% | 3 | 4.601% | 0% | 0% | 1 | 12.79% | 0% | 0% | 1 |  |  |  | 0% | 0% | 1 | 15.5569 | 0% | 0% | 2 | 24.72% | 0% | 0% | 1 | 0 | 2 | 15.75% | 0% | 15.75% | 1 | 63.33% | 0% | 0% | 2 | 11.34% | 0% | 0% | 1 | 30.43% | 0% | 0% | 1 | 81.2% | 0% | 0% | 3 | 13.3% | 0% | 0% | 1 | 9.93% | 0% | 0% | 1 |  | 0% | 0% | 1 | 13 | 0% | 0% | 2 | 21.44% | 0% | 0% | 1 | 0 | 2 | 20.14% | 1.997% | 22.13% | 2 | 57.15% | 0% | 0% | 2 | 13.02% | 0% | 0% | 1 | 31.9% | 0% | 0% | 1 | 77.1% | 0% | 0% | 3 | 14.6% | 0% | 0% | 1 | 9.559% | 0% | 0% | 1
6 | Palermo | NORTHERN CALIFORNIA | 0 | 0 | 10 | 0% | 0% | 1 | 35.2583 | 0% | 0% | 4 | 4.864% | 0% | 0% | 1 | 0 | 2 | 49.78% | 0% | 49.78% | 2 | 85.23% | 0% | 0% | 3 | 11.13% | 0% | 0% | 1 | 0% | 0% | 0% | 1 | 94.82% | 0% | 0% | 4 | 10.65% | 0% | 0% | 1 | 17.94% | 0% | 0% | 1 |  | 0% | 0% | 1 | 17.4115 | 0% | 0% | 2 | 9.259% | 0% | 0% | 1 | 0 | 2 | 44.89% | 1.869% | 46.76% | 2 | 86.87% | 0% | 0% | 3 | 11.71% | 0% | 0% | 1 | 12.94% | 0% | 0% | 1 | 93.25% | 0% | 0% | 4 | 28.5% | 0% | 0% | 1 | 18.59% | 0% | 0% | 1 |  |  |  | 0% | 0% | 1 | 16.625 | 0% | 0% | 2 | 12.62% | 0% | 0% | 1 | 0 | 2 | 28.44% | 11.89% | 40.32% | 3 | 74.16% | 0% | 0% | 3 | 11.01% | 0% | 0% | 1 | 30.14% | 0% | 0% | 1 | 86.23% | 0% | 0% | 3 | 22.06% | 0% | 0% | 1 | 13.27% | 0% | 0% | 1 |  | 0% | 0% | 1 | 14.1406 | 0% | 0% | 2 | 13.58% | 0% | 0% | 1 | 0 | 2 | 25.02% | 16.82% | 41.83% | 3 | 65.5% | 0% | 0% | 2 | 16.2% | 0% | 0% | 1 | 39.18% | 0% | 0% | 1 | 84.32% | 0% | 0% | 3 | 23.84% | 0% | 0% | 1 | 10.02% | 0% | 0% | 1
7 | Table Mountain | NORTHERN CALIFORNIA | 0 | 0 | 10 | 0% | 0% | 1 | 7.7918 | 0% | 0% | 1 | 7.377% | 0% | 0% | 1 | 0 | 2 | 4.889% | 0% | 4.889% | 1 | 79.17% | 0% | 0% | 3 | 36.2% | 0% | 0% | 1 | 41.75% | 0% | 0% | 1 | 99.9% | 0% | 0% | 5 | 9.747% | 0% | 0% | 1 | 38.04% | 0% | 0% | 1 |  | 0% | 0% | 1 | 10.8805 | 0% | 0% | 1 | 7.026% | 0% | 0% | 1 | 0 | 2 | 19.97% | 1.543% | 21.51% | 2 | 70.45% | 0% | 0% | 3 | 22.49% | 0% | 0% | 1 | 59.07% | 0% | 0% | 2 | 90.71% | 0% | 0% | 4 | 15.62% | 0% | 0% | 1 | 19.32% | 0% | 0% | 1 | 7 | 12 |  | 0% | 0% | 1 | 13.75 | 0% | 0% | 2 | 14.15% | 0% | 0% | 1 | 0 | 2 | 18.57% | 8.803% | 27.38% | 2 | 56.66% | 0% | 0% | 2 | 17.31% | 0% | 0% | 1 | 52.07% | 0% | 0% | 2 | 79.9% | 0% | 0% | 3 | 15.83% | 0% | 0% | 1 | 12.41% | 0% | 0% | 1 |  | 0% | 0% | 1 | 12.8909 | 0% | 0% | 2 | 20.63% | 0% | 0% | 1 | 0 | 2 | 19.78% | 13.5% | 33.28% | 3 | 53.38% | 0% | 0% | 2 | 20.83% | 0% | 0% | 1 | 49.83% | 0% | 0% | 1 | 80.08% | 0% | 0% | 3 | 20.51% | 0% | 0% | 1 | 11.35% | 0% | 0% | 1
8 | Wyandotte | NORTHERN CALIFORNIA | 0 | 0 | 6 | 0% | 0% | 1 | 38.6133 | 0% | 0% | 4 | 1.581% | 0% | 0% | 1 | 0 | 2 | 47.28% | 0% | 47.28% | 2 | 64.96% | 0% | 0% | 2 | 26.65% | 0% | 0% | 1 | 8.027% | 0% | 0% | 1 | 86.24% | 0% | 0% | 3 | 5.983% | 0% | 0% | 1 | 19.57% | 0% | 0% | 1 |  | 0% | 0% | 1 | 15.4538 | 0% | 0% | 2 | 6.301% | 0% | 0% | 1 | 0 | 2 | 39.59% | 2.565% | 42.15% | 2 | 80.86% | 0% | 0% | 3 | 17.43% | 0% | 0% | 1 | 22.74% | 0% | 0% | 1 | 93.47% | 0% | 0% | 4 | 23.95% | 0% | 0% | 1 | 21.07% | 0% | 0% | 1 | 8 | 11 |  | 0% | 0% | 1 | 15.8346 | 0% | 0% | 2 | 10.15% | 0% | 0% | 1 | 0 | 2 | 27.39% | 13.52% | 40.92% | 3 | 71.44% | 0% | 0% | 3 | 12.19% | 0% | 0% | 1 | 37.02% | 0% | 0% | 1 | 86.24% | 0% | 0% | 3 | 22.64% | 0% | 0% | 1 | 13.22% | 0% | 0% | 1 |  | 0% | 0% | 1 | 14.3663 | 0% | 0% | 2 | 13.89% | 0% | 0% | 1 | 0 | 2 | 23.76% | 17.45% | 41.21% | 3 | 62.66% | 0% | 0% | 2 | 17.53% | 0% | 0% | 1 | 42.36% | 0% | 0% | 1 | 83.67% | 0% | 0% | 3 | 22.9% | 0% | 0% | 1 | 10.1% | 0% | 0% | 1
9 | Cortina | NORTHERN CALIFORNIA | 230 | 2300 | 10 | 156.9% | 1.855% | 4 | 8.1154 | 20.82% | 0% | 2 | 48.37% | 24.06% | 0% | 2 | 0 | 2 | 7.811% | 0% | 7.811% | 1 | 41.76% | 8.502% | 0% | 1 | 6.188% | 5.278% | 0% | 1 | 29.27% | 7.001% | 0% | 1 | 70.05% | 16.53% | 0% | 3 | 14.76% | 5.809% | 0% | 1 | 0.98% | 16.53% | 0% | 1 |  | 56.74% | 0% | 3 | 6.4827 | 5.267% | 0% | 1 | 37.83% | 6.329% | 0% | 1 | 0 | 2 | 23.51% | 0% | 23.51% | 2 | 37.02% | 2.232% | 0% | 1 | 12.47% | 1.606% | 0% | 1 | 45.47% | 2.577% | 0% | 1 | 73.04% | 5.213% | 0% | 3 | 27.56% | 1.94% | 0% | 1 | 1.173% | 5.213% | 0% | 1 | 9 | 8 |  | 15.74% | 0% | 1 | 6.8706 | 2.538% | 0% | 1 | 34.85% | 6.329% | 0% | 1 | 0 | 2 | 30% | 0.0009473% | 30% | 2 | 39.94% | 1.145% | 0% | 1 | 13.65% | 0.7961% | 0% | 1 | 45.76% | 1.268% | 0% | 1 | 74.08% | 2.652% | 0% | 3 | 31.66% | 1.006% | 0% | 1 | 2.009% | 2.652% | 0% | 1 |  | 6.607% | 0% | 1 | 7.0802 | 1.651% | 0% | 1 | 34.67% | 6.329% | 0% | 1 | 0 | 2 | 29.32% | 0.1506% | 29.47% | 2 | 41.7% | 0.7209% | 0% | 1 | 16.06% | 0.5007% | 0% | 1 | 41.79% | 0.722% | 0% | 1 | 70.28% | 1.414% | 0% | 3 | 31.32% | 0.6119% | 0% | 1 | 3.076% | 1.414% | 0% | 1
10 | Etiwanda | GREATER LA METRO | 0 | 0 | 10 | 0% | 0% | 1 | 41.8937 | 0% | 0% | 4 | 0% | 0% | 0% | 1 | 0 | 2 | 100% | 0% | 100% | 5 | 100% | 0% | 0% | 5 | 100% | 0% | 0% | 5 | 100% | 0% | 0% | 5 | 100% | 0% | 0% | 5 | 0% | 0% | 0% | 1 | 1.335% | 0% | 0% | 1 |  | 0% | 0% | 1 | 52.25 | 0% | 0% | 4 | 13.99% | 0% | 0% | 1 | 0 | 2 | 18.1% | 28.19% | 46.29% | 4 | 46.29% | 0% | 0% | 1 | 37.5% | 0% | 0% | 1 | 34.29% | 0% | 0% | 1 | 46.29% | 0% | 0% | 1 | 23.49% | 0% | 0% | 1 | 5.032% | 0% | 0% | 1 |  |  |  | 0% | 0% | 1 | 39 | 0% | 0% | 4 | 6.664% | 0% | 0% | 1 | 0 | 2 | 26.95% | 50.87% | 77.82% | 5 | 59.93% | 0% | 0% | 2 | 44.75% | 0% | 0% | 1 | 50.14% | 0% | 0% | 2 | 76.59% | 0% | 0% | 3 | 22.32% | 0% | 0% | 1 | 15.88% | 0% | 0% | 1 |  | 0% | 0% | 1 | 24.5 | 0% | 0% | 3 | 2.479% | 0% | 0% | 1 | 0 | 2 | 23.33% | 64.57% | 87.9% | 5 | 47.79% | 0% | 0% | 1 | 50.51% | 0% | 0% | 2 | 61.62% | 0% | 0% | 2 | 86.78% | 0% | 0% | 3 | 36.8% | 0% | 0% | 1 | 9.798% | 0% | 0% | 1
11 | Brentwood | NORTHERN CALIFORNIA | 0 | 0 | 10 | 0% | 0% | 1 | 19.3182 | 0% | 0% | 2 | 43.76% | 0% | 0% | 1 | 0 | 2 | 17.94% | 0% | 17.94% | 1 | 15.85% | 0% | 0% | 1 | 43.44% | 0% | 0% | 1 | 48.18% | 0% | 0% | 1 | 48.19% | 0% | 0% | 1 | 0.5295% | 0% | 0% | 1 | 8.439% | 0% | 0% | 1 |  | 0% | 0% | 1 | 7 | 0% | 0% | 1 | 38.6% | 0% | 0% | 1 | 0 | 2 | 19.14% | 3.039% | 22.18% | 2 | 40.22% | 0% | 0% | 1 | 39.62% | 0% | 0% | 1 | 40.71% | 0% | 0% | 1 | 60.2% | 0% | 0% | 2 | 8.135% | 0% | 0% | 1 | 11.49% | 0% | 0% | 1 | 7 | 7 |  | 0% | 0% | 1 | 8.7174 | 0% | 0% | 1 | 41.82% | 0% | 0% | 1 | 0 | 2 | 13.62% | 2.904% | 16.53% | 2 | 35.73% | 0% | 0% | 1 | 39.87% | 0% | 0% | 1 | 42.37% | 0% | 0% | 1 | 57.45% | 0% | 0% | 2 | 6.817% | 0% | 0% | 1 | 9.844% | 0% | 0% | 1 |  | 0% | 0% | 1 | 10.496 | 0% | 0% | 1 | 42.57% | 0% | 0% | 1 | 0 | 2 | 10.25% | 1.766% | 12.01% | 2 | 31.2% | 0% | 0% | 1 | 36.19% | 0% | 0% | 1 | 37.97% | 0% | 0% | 1 | 50.86% | 0% | 0% | 2 | 7.318% | 0% | 0% | 1 | 9.213% | 0% | 0% | 1
12 | Clayton | NORTHERN CALIFORNIA | 0 | 0 | 0 | 0% | 0% | 1 | 6.8504 | 0% | 0% | 1 | 0% | 0% | 0% | 1 | 0 | 2 | 89.05% | 10.95% | 100% | 5 | 13.03% | 0% | 0% | 1 | 57.26% | 0% | 0% | 2 | 57.26% | 0% | 0% | 2 | 57.26% | 0% | 0% | 2 | 30.53% | 0% | 0% | 1 | 5.613% | 0% | 0% | 1 |  | 0% | 0% | 1 | 7.9675 | 0% | 0% | 1 | 0.0004973% | 0% | 0% | 1 | 0 | 2 | 43.03% | 23.72% | 66.75% | 4 | 46.28% | 0% | 0% | 1 | 71.92% | 0% | 0% | 3 | 61.55% | 0% | 0% | 2 | 76.94% | 0% | 0% | 3 | 34.28% | 0% | 0% | 1 | 30.76% | 0% | 0% | 1 |  |  |  | 0% | 0% | 1 | 20.5 | 0% | 0% | 3 | 0.4415% | 0% | 0% | 1 | 0 | 2 | 36.22% | 22.65% | 58.86% | 4 | 40.12% | 0% | 0% | 1 | 55.36% | 0% | 0% | 2 | 56.93% | 0% | 0% | 2 | 73.88% | 0% | 0% | 3 | 27.89% | 0% | 0% | 1 | 18.79% | 0% | 0% | 1 |  | 0% | 0% | 1 | 27 | 0% | 0% | 3 | 4.042% | 0% | 0% | 1 | 0 | 2 | 27.76% | 14.66% | 42.43% | 3 | 31.95% | 0% | 0% | 1 | 46.88% | 0% | 0% | 1 | 58.06% | 0% | 0% | 2 | 71.49% | 0% | 0% | 3 | 20.18% | 0% | 0% | 1 | 14.23% | 0% | 0% | 1
13 | Contra Costa | NORTHERN CALIFORNIA | 0 | 0 | 10 | 0% | 0% | 1 | 6.8821 | 0% | 0% | 1 | 2.418% | 0% | 0% | 1 | 0 | 2 | 1% | 0% | 1% | 1 | 2.551% | 0% | 0% | 1 | 55.86% | 0% | 0% | 2 | 55.44% | 0% | 0% | 2 | 56.52% | 0% | 0% | 2 | 1.28% | 0% | 0% | 1 | 34.39% | 0% | 0% | 1 |  | 0% | 0% | 1 | 8.3012 | 0% | 0% | 1 | 9.934% | 0% | 0% | 1 | 0 | 2 | 20.07% | 4.881% | 24.95% | 2 | 22.94% | 0% | 0% | 1 | 50.16% | 0% | 0% | 2 | 46.21% | 0% | 0% | 1 | 52.96% | 0% | 0% | 2 | 12.52% | 0% | 0% | 1 | 16.41% | 0% | 0% | 1 | 7 | 8 |  | 0% | 0% | 1 | 7.4222 | 0% | 0% | 1 | 23.08% | 0% | 0% | 1 | 0 | 2 | 12.64% | 3.931% | 16.57% | 2 | 24.74% | 0% | 0% | 1 | 42.1% | 0% | 0% | 1 | 41.13% | 0% | 0% | 1 | 54.08% | 0% | 0% | 2 | 6.02% | 0% | 0% | 1 | 16.37% | 0% | 0% | 1 |  | 0% | 0% | 1 | 7.9713 | 0% | 0% | 1 | 34.16% | 0% | 0% | 1 | 0 | 2 | 10.46% | 2.402% | 12.87% | 2 | 26.27% | 0% | 0% | 1 | 35.48% | 0% | 0% | 1 | 37% | 0% | 0% | 1 | 51.56% | 0% | 0% | 2 | 6.491% | 0% | 0% | 1 | 15.59% | 0% | 0% | 1
14 | Pittsburg | NORTHERN CALIFORNIA | 0 | 0 | 10 | 0% | 0% | 1 | 7 | 0% | 0% | 1 | 0% | 0% | 0% | 1 | 0 | 2 | 23.08% | 0% | 23.08% | 2 | 50.48% | 0% | 0% | 2 | 64.51% | 0% | 0% | 2 | 37.33% | 0% | 0% | 1 | 68.84% | 0% | 0% | 2 | 10.76% | 0% | 0% | 1 | 61.21% | 0% | 0% | 2 |  | 0% | 0% | 1 | 6.2766 | 0% | 0% | 1 | 0.01094% | 0% | 0% | 1 | 0 | 2 | 11.41% | 0.5292% | 11.94% | 2 | 24.16% | 0% | 0% | 1 | 46.31% | 0% | 0% | 1 | 36.38% | 0% | 0% | 1 | 55.38% | 0% | 0% | 2 | 6.568% | 0% | 0% | 1 | 28.4% | 0% | 0% | 1 |  |  |  | 0% | 0% | 1 | 13.6243 | 0% | 0% | 2 | 4.216% | 0% | 0% | 1 | 0 | 2 | 11.54% | 3.603% | 15.14% | 2 | 18.63% | 0% | 0% | 1 | 46.87% | 0% | 0% | 1 | 43.48% | 0% | 0% | 1 | 57.01% | 0% | 0% | 2 | 10.72% | 0% | 0% | 1 | 23.16% | 0% | 0% | 1 |  | 0% | 0% | 1 | 17 | 0% | 0% | 2 | 19.18% | 0% | 0% | 1 | 0 | 2 | 16.91% | 5.149% | 22.06% | 2 | 22.5% | 0% | 0% | 1 | 41.4% | 0% | 0% | 1 | 45.39% | 0% | 0% | 1 | 58.59% | 0% | 0% | 2 | 11.37% | 0% | 0% | 1 | 18.37% | 0% | 0% | 1
15 | San Bernardino | RIVERSIDE | 0 | 0 | 10 | 0% | 0% | 1 | 25.625 | 0% | 0% | 3 | 2.494% | 0% | 0% | 1 | 0 | 2 | 5.727% | 73.28% | 79.01% | 5 | 0% | 0% | 0% | 1 | 65.86% | 0% | 0% | 2 | 100% | 0% | 0% | 5 | 100% | 0% | 0% | 5 | 27.22% | 0% | 0% | 1 | 1.649% | 0% | 0% | 1 |  | 0% | 0% | 1 | 26.8052 | 0% | 0% | 3 | 1.749% | 0% | 0% | 1 | 0 | 2 | 5.629% | 91.12% | 96.74% | 5 | 34.43% | 0% | 0% | 1 | 46.29% | 0% | 0% | 1 | 56.2% | 0% | 0% | 2 | 81.08% | 0% | 0% | 3 | 43.77% | 0% | 0% | 1 | 5.04% | 0% | 0% | 1 |  |  |  | 0% | 0% | 1 | 26.3987 | 0% | 0% | 3 | 0.845% | 0% | 0% | 1 | 0 | 2 | 10.51% | 87.48% | 97.99% | 5 | 49.92% | 0% | 0% | 1 | 37.17% | 0% | 0% | 1 | 54.23% | 0% | 0% | 2 | 80.84% | 0% | 0% | 3 | 41.75% | 0% | 0% | 1 | 4.944% | 0% | 0% | 1 |  | 0% | 0% | 1 | 23 | 0% | 0% | 3 | 1.82% | 0% | 0% | 1 | 0 | 2 | 23.61% | 70.93% | 94.55% | 5 | 48.47% | 0% | 0% | 1 | 40.93% | 0% | 0% | 1 | 61.78% | 0% | 0% | 2 | 82.65% | 0% | 0% | 3 | 47.35% | 0% | 0% | 1 | 6.224% | 0% | 0% | 1
16 | Placerville | NORTHERN CALIFORNIA | 0 | 0 | 10 | 0% | 0% | 1 | 36 | 0% | 0% | 4 | 2.71% | 0% | 0% | 1 | 0 | 2 | 64.47% | 31.35% | 95.82% | 5 | 80.61% | 0% | 0% | 3 | 27.95% | 0% | 0% | 1 | 57.6% | 0% | 0% | 2 | 95.63% | 0% | 0% | 5 | 11.36% | 0% | 0% | 1 | 3.621% | 0% | 0% | 1 |  | 0% | 0% | 1 | 35 | 0% | 0% | 4 | 1.137% | 0% | 0% | 1 | 0 | 2 | 49.51% | 49.22% | 98.73% | 5 | 86.64% | 0% | 0% | 3 | 25.99% | 0% | 0% | 1 | 34.43% | 0% | 0% | 1 | 93.1% | 0% | 0% | 4 | 24.77% | 0% | 0% | 1 | 3.364% | 0% | 0% | 1 | 13 | 11 |  | 0% | 0% | 1 | 28.1111 | 0% | 0% | 3 | 1.51% | 0% | 0% | 1 | 0 | 2 | 46.69% | 50.37% | 97.06% | 5 | 82.16% | 0% | 0% | 3 | 26.95% | 0% | 0% | 1 | 29.94% | 0% | 0% | 1 | 90.03% | 0% | 0% | 4 | 36.44% | 0% | 0% | 1 | 3.273% | 0% | 0% | 1 |  | 0% | 0% | 1 | 24.8475 | 0% | 0% | 3 | 1.102% | 0% | 0% | 1 | 0 | 2 | 47.73% | 43.83% | 91.55% | 5 | 74.96% | 0% | 0% | 3 | 20.16% | 0% | 0% | 1 | 22.79% | 0% | 0% | 1 | 84.39% | 0% | 0% | 3 | 50.29% | 0% | 0% | 2 | 3.517% | 0% | 0% | 1
17 | Cantua | SPGE | 0 | 0 | 10 | 0% | 0% | 1 | 6.6241 | 0% | 0% | 1 | 82.13% | 0% | 0% | 3 | 1 | 1 | 0% | 0% | 0% | 1 | 19.77% | 0% | 0% | 1 | 0% | 0% | 0% | 1 | 0% | 0% | 0% | 1 | 19.77% | 0% | 0% | 1 | 9.409% | 0% | 0% | 1 | 0.6138% | 0% | 0% | 1 |  | 0% | 0% | 1 | 5.6694 | 0% | 0% | 1 | 43.5% | 0% | 0% | 1 | 1 | 1 | 0% | 0% | 0% | 1 | 36.58% | 0% | 0% | 1 | 6.23e-05% | 0% | 0% | 1 | 8.179% | 0% | 0% | 1 | 38.32% | 0% | 0% | 1 | 21.06% | 0% | 0% | 1 | 0.4593% | 0% | 0% | 1 |  |  |  | 0% | 0% | 1 | 6.1989 | 0% | 0% | 1 | 34.32% | 0% | 0% | 1 | 1 | 1 | 0.152% | 0% | 0.152% | 1 | 37.42% | 0% | 0% | 1 | 2.372% | 0% | 0% | 1 | 9.724% | 0% | 0% | 1 | 38.27% | 0% | 0% | 1 | 20.05% | 0% | 0% | 1 | 0.5171% | 0% | 0% | 1 |  | 0% | 0% | 1 | 6.202 | 0% | 0% | 1 | 34.48% | 0% | 0% | 1 | 1 | 1 | 0.5598% | 0% | 0.5598% | 1 | 39% | 0% | 0% | 1 | 5.49% | 0% | 0% | 1 | 16.08% | 0% | 0% | 1 | 43.03% | 0% | 0% | 1 | 19.95% | 0% | 0% | 1 | 0.8991% | 0% | 0% | 1
18 | Cheney | SPGE | 0 | 0 | 0 | 0% | 0% | 1 | 8.0122 | 0% | 0% | 1 | 77.19% | 0% | 0% | 3 | 0 | 2 | 0% | 0% | 0% | 1 | 8.716% | 0% | 0% | 1 | 5.091% | 0% | 0% | 1 | 13.19% | 0% | 0% | 1 | 16.76% | 0% | 0% | 1 | 0% | 0% | 0% | 1 | 0.278% | 0% | 0% | 1 |  | 0% | 0% | 1 | 6.5862 | 0% | 0% | 1 | 52.94% | 0% | 0% | 2 | 0 | 2 | 0% | 0% | 0% | 1 | 25.93% | 0% | 0% | 1 | 8.628% | 0% | 0% | 1 | 25.36% | 0% | 0% | 1 | 37.47% | 0% | 0% | 1 | 10.44% | 0% | 0% | 1 | 0.3936% | 0% | 0% | 1 |  |  |  | 0% | 0% | 1 | 6.3618 | 0% | 0% | 1 | 37.53% | 0% | 0% | 1 | 0 | 2 | 0.238% | 0% | 0.238% | 1 | 34.88% | 0% | 0% | 1 | 9.385% | 0% | 0% | 1 | 22.15% | 0% | 0% | 1 | 42.89% | 0% | 0% | 1 | 19.67% | 0% | 0% | 1 | 1.102% | 0% | 0% | 1 |  | 0% | 0% | 1 | 6.1342 | 0% | 0% | 1 | 33.26% | 0% | 0% | 1 | 0 | 2 | 1.629% | 0% | 1.629% | 1 | 43.27% | 0% | 0% | 1 | 12.98% | 0% | 0% | 1 | 23.76% | 0% | 0% | 1 | 50.63% | 0% | 0% | 2 | 23.48% | 0% | 0% | 1 | 2.622% | 0% | 0% | 1
19 | Gates | SPGE | 1395 | 13950 | 10 | 419.6% | 27% | 5 | 7.6739 | 427.1% | 27.65% | 5 | 81.3% | 392.2% | 29.95% | 4 | 1 | 1 | 0% | 0% | 0% | 1 | 9.529% | 36.13% | 0% | 2 | 0.2789% | 32.78% | 0% | 2 | 12.54% | 37.37% | 0% | 2 | 22.07% | 41.94% | 0% | 2 | 0% | 32.69% | 0% | 2 | 0.6451% | 41.94% | 0% | 2 |  | 62.97% | 0% | 3 | 7 | 40.14% | 0% | 2 | 70.47% | 55.67% | 0% | 3 | 1 | 1 | 0% | 0% | 0% | 1 | 17.56% | 10.49% | 0% | 1 | 6.493% | 9.252% | 0% | 1 | 15.13% | 10.19% | 0% | 1 | 27.64% | 11.96% | 0% | 1 | 0.9018% | 8.73% | 0% | 1 | 0.4669% | 11.96% | 0% | 1 | 10 | 6 |  | 19.32% | 0% | 1 | 7.5938 | 12.91% | 0% | 1 | 50.18% | 55.67% | 0% | 3 | 1 | 1 | 0% | 0% | 0% | 1 | 25.5% | 5.304% | 0% | 1 | 4.785% | 4.15% | 0% | 1 | 18.3% | 4.837% | 0% | 1 | 35.56% | 6.132% | 0% | 1 | 8.502% | 4.318% | 0% | 1 | 0.5152% | 6.132% | 0% | 1 |  | 9.151% | 0% | 1 | 6.7746 | 6.306% | 0% | 1 | 34.43% | 55.67% | 0% | 3 | 1 | 1 | 0.8354% | 0% | 0.8354% | 1 | 35.52% | 3.548% | 0% | 1 | 3.645% | 2.374% | 0% | 1 | 15.67% | 2.713% | 0% | 1 | 43.09% | 4.019% | 0% | 1 | 17.14% | 2.761% | 0% | 1 | 0.8176% | 4.019% | 0% | 1
20 | Helm | SPGE | 155 | 1550 | 5 | 15.99% | 0% | 1 | 7.4882 | 36.11% | 0% | 2 | 17.73% | 5.029% | 0% | 1 | 1 | 1 | 0% | 0% | 0% | 1 | 67.44% | 11.7% | 0% | 2 | 20.92% | 4.816% | 0% | 1 | 20.92% | 4.816% | 0% | 1 | 73.31% | 14.27% | 0% | 3 | 0% | 3.808% | 0% | 1 | 0.6399% | 14.27% | 0% | 1 |  | 1.738% | 0% | 1 | 6.9156 | 3.676% | 0% | 1 | 19.84% | 1.189% | 0% | 1 | 1 | 1 | 0% | 0% | 0% | 1 | 26.84% | 1.192% | 0% | 1 | 13.05% | 1.003% | 0% | 1 | 13.96% | 1.014% | 0% | 1 | 35.69% | 1.356% | 0% | 1 | 0% | 0.8721% | 0% | 1 | 2.847% | 1.356% | 0% | 1 | 5 | 6 |  | 0.8714% | 0% | 1 | 7.4561 | 2.069% | 0% | 1 | 34.31% | 1.189% | 0% | 1 | 1 | 1 | 0% | 0% | 0% | 1 | 21.57% | 0.4933% | 0% | 1 | 10.18% | 0.4307% | 0% | 1 | 12.25% | 0.4409% | 0% | 1 | 28.68% | 0.5425% | 0% | 1 | 0.08898% | 0.3872% | 0% | 1 | 2.634% | 0.5425% | 0% | 1 |  | 0.6229% | 0% | 1 | 8.1975 | 1.279% | 0% | 1 | 45.01% | 1.189% | 0% | 1 | 1 | 1 | 0% | 0% | 0% | 1 | 22.68% | 0.2775% | 0% | 1 | 7.175% | 0.2312% | 0% | 1 | 10.48% | 0.2397% | 0% | 1 | 28.61% | 0.3006% | 0% | 1 | 2.629% | 0.2204% | 0% | 1 | 2.373% | 0.3006% | 0% | 1
21 | Kearney | SPGE | 0 | 0 | 10 | 0% | 0% | 1 | 17 | 0% | 0% | 2 | 67.98% | 0% | 0% | 2 | 1 | 1 | 0% | 0% | 0% | 1 | 0% | 0% | 0% | 1 | 0% | 0% | 0% | 1 | 0% | 0% | 0% | 1 | 0% | 0% | 0% | 1 | 0% | 0% | 0% | 1 | 0.05182% | 0% | 0% | 1 |  | 0% | 0% | 1 | 18.625 | 0% | 0% | 2 | 69% | 0% | 0% | 2 | 1 | 1 | 0% | 0% | 0% | 1 | 2.183% | 0% | 0% | 1 | 0.4046% | 0% | 0% | 1 | 0.4046% | 0% | 0% | 1 | 2.588% | 0% | 0% | 1 | 0% | 0% | 0% | 1 | 0.3365% | 0% | 0% | 1 | 7 | 6 |  | 0% | 0% | 1 | 17.3417 | 0% | 0% | 2 | 62.13% | 0% | 0% | 2 | 1 | 1 | 0% | 0% | 0% | 1 | 6.556% | 0% | 0% | 1 | 8.268% | 0% | 0% | 1 | 8.268% | 0% | 0% | 1 | 12.92% | 0% | 0% | 1 | 0% | 0% | 0% | 1 | 1.436% | 0% | 0% | 1 |  | 0% | 0% | 1 | 15.7874 | 0% | 0% | 2 | 51.15% | 0% | 0% | 2 | 1 | 1 | 0% | 0% | 0% | 1 | 16.39% | 0% | 0% | 1 | 15.97% | 0% | 0% | 1 | 16.74% | 0% | 0% | 1 | 28.07% | 0% | 0% | 1 | 2.384% | 0% | 0% | 1 | 5.763% | 0% | 0% | 1
22 | Kingsburg | SPGE | 0 | 0 | 0 | 0% | 0% | 1 | 17.6982 | 0% | 0% | 2 | 69.2% | 0% | 0% | 2 | 0 | 2 | 0% | 0% | 0% | 1 | 0% | 0% | 0% | 1 | 0% | 0% | 0% | 1 | 0% | 0% | 0% | 1 | 0% | 0% | 0% | 1 | 0% | 0% | 0% | 1 | 3.208% | 0% | 0% | 1 |  | 0% | 0% | 1 | 17.5544 | 0% | 0% | 2 | 60.51% | 0% | 0% | 2 | 0 | 2 | 0% | 0% | 0% | 1 | 0% | 0% | 0% | 1 | 6.355% | 0% | 0% | 1 | 9.423% | 0% | 0% | 1 | 9.423% | 0% | 0% | 1 | 0% | 0% | 0% | 1 | 2.187% | 0% | 0% | 1 |  |  |  | 0% | 0% | 1 | 18 | 0% | 0% | 2 | 61.61% | 0% | 0% | 2 | 0 | 2 | 0% | 0% | 0% | 1 | 0% | 0% | 0% | 1 | 7.119% | 0% | 0% | 1 | 9.301% | 0% | 0% | 1 | 9.301% | 0% | 0% | 1 | 0.01896% | 0% | 0% | 1 | 2.099% | 0% | 0% | 1 |  | 0% | 0% | 1 | 17.1877 | 0% | 0% | 2 | 57.3% | 0% | 0% | 2 | 0 | 2 | 0% | 0% | 0% | 1 | 4.215% | 0% | 0% | 1 | 10.35% | 0% | 0% | 1 | 14.82% | 0% | 0% | 1 | 16.21% | 0% | 0% | 1 | 0.1988% | 0% | 0% | 1 | 2.322% | 0% | 0% | 1
23 | Malaga | SPGE | 0 | 0 | 0 | 0% | 0% | 1 | 27.3 | 0% | 0% | 3 | 67.84% | 0% | 0% | 2 | 1 | 1 | 0% | 0% | 0% | 1 | 0% | 0% | 0% | 1 | 0% | 0% | 0% | 1 | 0% | 0% | 0% | 1 | 0% | 0% | 0% | 1 | 0% | 0% | 0% | 1 | 0.1328% | 0% | 0% | 1 |  | 0% | 0% | 1 | 24.9 | 0% | 0% | 3 | 71.01% | 0% | 0% | 2 | 1 | 1 | 0% | 0% | 0% | 1 | 0% | 0% | 0% | 1 | 0% | 0% | 0% | 1 | 0% | 0% | 0% | 1 | 0% | 0% | 0% | 1 | 0% | 0% | 0% | 1 | 0.4354% | 0% | 0% | 1 |  |  |  | 0% | 0% | 1 | 21.4715 | 0% | 0% | 3 | 64.26% | 0% | 0% | 2 | 1 | 1 | 0% | 0% | 0% | 1 | 7.166% | 0% | 0% | 1 | 9.912% | 0% | 0% | 1 | 10.73% | 0% | 0% | 1 | 11.88% | 0% | 0% | 1 | 0.51% | 0% | 0% | 1 | 4.492% | 0% | 0% | 1 |  | 0% | 0% | 1 | 19.2222 | 0% | 0% | 2 | 52.74% | 0% | 0% | 2 | 1 | 1 | 0.3752% | 0% | 0.3752% | 1 | 18.02% | 0% | 0% | 1 | 12.72% | 0% | 0% | 1 | 13.5% | 0% | 0% | 1 | 24.29% | 0% | 0% | 1 | 8.642% | 0% | 0% | 1 | 6.147% | 0% | 0% | 1
24 | McCall | SPGE | 0 | 0 | 10 | 0% | 0% | 1 | 22.6295 | 0% | 0% | 3 | 80.36% | 0% | 0% | 3 | 1 | 1 | 0% | 0% | 0% | 1 | 0% | 0% | 0% | 1 | 0% | 0% | 0% | 1 | 0% | 0% | 0% | 1 | 0% | 0% | 0% | 1 | 0% | 0% | 0% | 1 | 0.214% | 0% | 0% | 1 |  | 0% | 0% | 1 | 22.1923 | 0% | 0% | 3 | 75.01% | 0% | 0% | 3 | 1 | 1 | 0% | 0% | 0% | 1 | 0% | 0% | 0% | 1 | 0% | 0% | 0% | 1 | 0% | 0% | 0% | 1 | 0% | 0% | 0% | 1 | 0% | 0% | 0% | 1 | 1.584% | 0% | 0% | 1 | 9 | 6 |  | 0% | 0% | 1 | 21.9121 | 0% | 0% | 3 | 65.77% | 0% | 0% | 2 | 1 | 1 | 0% | 0% | 0% | 1 | 1.54% | 0% | 0% | 1 | 3.023% | 0% | 0% | 1 | 4.242% | 0% | 0% | 1 | 4.599% | 0% | 0% | 1 | 0.1567% | 0% | 0% | 1 | 2.399% | 0% | 0% | 1 |  | 0% | 0% | 1 | 18.5 | 0% | 0% | 2 | 54.03% | 0% | 0% | 2 | 1 | 1 | 0.9617% | 0% | 0.9617% | 1 | 11.75% | 0% | 0% | 1 | 12.87% | 0% | 0% | 1 | 16.23% | 0% | 0% | 1 | 21% | 0% | 0% | 1 | 4.121% | 0% | 0% | 1 | 4.21% | 0% | 0% | 1
25 | Mc Mullin | SPGE | 0 | 0 | 10 | 0% | 0% | 1 | 7 | 0% | 0% | 1 | 31.22% | 0% | 0% | 1 | 1 | 1 | 0% | 0% | 0% | 1 | 0.8596% | 0% | 0% | 1 | 0.5444% | 0% | 0% | 1 | 0.5444% | 0% | 0% | 1 | 1.202% | 0% | 0% | 1 | 0% | 0% | 0% | 1 | 1.882% | 0% | 0% | 1 |  | 0% | 0% | 1 | 9.25 | 0% | 0% | 1 | 48.7% | 0% | 0% | 1 | 1 | 1 | 0% | 0% | 0% | 1 | 14.69% | 0% | 0% | 1 | 7.509% | 0% | 0% | 1 | 7.509% | 0% | 0% | 1 | 17.72% | 0% | 0% | 1 | 0% | 0% | 0% | 1 | 1.428% | 0% | 0% | 1 |  |  |  | 0% | 0% | 1 | 11.3029 | 0% | 0% | 1 | 47.33% | 0% | 0% | 1 | 1 | 1 | 0% | 0% | 0% | 1 | 15.1% | 0% | 0% | 1 | 7.956% | 0% | 0% | 1 | 8.376% | 0% | 0% | 1 | 20.95% | 0% | 0% | 1 | 0% | 0% | 0% | 1 | 1.464% | 0% | 0% | 1 |  | 0% | 0% | 1 | 11.0272 | 0% | 0% | 1 | 49.55% | 0% | 0% | 1 | 1 | 1 | 0% | 0% | 0% | 1 | 15.99% | 0% | 0% | 1 | 6.149% | 0% | 0% | 1 | 7.004% | 0% | 0% | 1 | 20% | 0% | 0% | 1 | 0.04575% | 0% | 0% | 1 | 1.944% | 0% | 0% | 1
26 | Mendota | SPGE | 0 | 0 | 10 | 0% | 0% | 1 | 6.8382 | 0% | 0% | 1 | 50.18% | 0% | 0% | 2 | 1 | 1 | 0% | 0% | 0% | 1 | 0.05761% | 0% | 0% | 1 | 3.976% | 0% | 0% | 1 | 21.35% | 0% | 0% | 1 | 23.37% | 0% | 0% | 1 | 0% | 0% | 0% | 1 | 0.2026% | 0% | 0% | 1 |  | 0% | 0% | 1 | 7.3042 | 0% | 0% | 1 | 46.23% | 0% | 0% | 1 | 1 | 1 | 0% | 0% | 0% | 1 | 12.67% | 0% | 0% | 1 | 4.996% | 0% | 0% | 1 | 12.83% | 0% | 0% | 1 | 24.18% | 0% | 0% | 1 | 0.1786% | 0% | 0% | 1 | 2.645% | 0% | 0% | 1 |  |  |  | 0% | 0% | 1 | 7.0616 | 0% | 0% | 1 | 37.26% | 0% | 0% | 1 | 1 | 1 | 0% | 0% | 0% | 1 | 31.88% | 0% | 0% | 1 | 8.69% | 0% | 0% | 1 | 18.39% | 0% | 0% | 1 | 41.29% | 0% | 0% | 1 | 3.171% | 0% | 0% | 1 | 4.874% | 0% | 0% | 1 |  | 0% | 0% | 1 | 6.9124 | 0% | 0% | 1 | 33.68% | 0% | 0% | 1 | 1 | 1 | 0% | 0% | 0% | 1 | 37.72% | 0% | 0% | 1 | 11.65% | 0% | 0% | 1 | 21.54% | 0% | 0% | 1 | 47.12% | 0% | 0% | 1 | 9.924% | 0% | 0% | 1 | 5.573% | 0% | 0% | 1
27 | Oro Loma | SPGE | 0 | 0 | 0 | 0% | 0% | 1 | 7 | 0% | 0% | 1 | 36.81% | 0% | 0% | 1 | 0 | 2 | 0% | 0% | 0% | 1 | 0% | 0% | 0% | 1 | 0% | 0% | 0% | 1 | 12.23% | 0% | 0% | 1 | 12.23% | 0% | 0% | 1 | 0% | 0% | 0% | 1 | 1.211% | 0% | 0% | 1 |  | 0% | 0% | 1 | 7.9507 | 0% | 0% | 1 | 36.19% | 0% | 0% | 1 | 0 | 2 | 0% | 0% | 0% | 1 | 10.82% | 0% | 0% | 1 | 1.003% | 0% | 0% | 1 | 6.546% | 0% | 0% | 1 | 14.55% | 0% | 0% | 1 | 3.575% | 0% | 0% | 1 | 2.792% | 0% | 0% | 1 |  |  |  | 0% | 0% | 1 | 7.6826 | 0% | 0% | 1 | 39.42% | 0% | 0% | 1 | 0 | 2 | 0% | 0% | 0% | 1 | 32.59% | 0% | 0% | 1 | 3.18% | 0% | 0% | 1 | 12.95% | 0% | 0% | 1 | 38.74% | 0% | 0% | 1 | 10.16% | 0% | 0% | 1 | 4.227% | 0% | 0% | 1 |  | 0% | 0% | 1 | 7.125 | 0% | 0% | 1 | 36.98% | 0% | 0% | 1 | 0 | 2 | 0.00789% | 0% | 0.00789% | 1 | 42.81% | 0% | 0% | 1 | 12.8% | 0% | 0% | 1 | 20.56% | 0% | 0% | 1 | 49.53% | 0% | 0% | 1 | 14.91% | 0% | 0% | 1 | 4.795% | 0% | 0% | 1
28 | Panoche | SPGE | 1332.5 | 13325 | 10 | 402% | 23.08% | 5 | 7.32 | 519.3% | 24.64% | 5 | 79.33% | 220.7% | 19.68% | 4 | 1 | 1 | 0% | 0% | 0% | 1 | 12.05% | 32.45% | 0% | 2 | 10.23% | 31.79% | 0% | 2 | 24.63% | 37.87% | 0% | 2 | 30.86% | 41.28% | 0% | 2 | 1.65% | 29.02% | 0% | 2 | 0.6978% | 41.28% | 0% | 2 |  | 41.62% | 0% | 2 | 6.5518 | 55.8% | 0% | 2 | 57.7% | 36.11% | 0% | 2 | 1 | 1 | 0% | 0% | 0% | 1 | 22.56% | 10.53% | 0% | 1 | 10.37% | 9.095% | 0% | 1 | 25.58% | 10.95% | 0% | 1 | 34.9% | 12.52% | 0% | 1 | 10.87% | 9.146% | 0% | 1 | 0.4087% | 12.52% | 0% | 1 |  |  |  | 13.98% | 0% | 1 | 6.1605 | 14.72% | 0% | 1 | 35.99% | 36.11% | 0% | 2 | 1 | 1 | 0.001131% | 0% | 0.001131% | 1 | 36.8% | 5.803% | 0% | 1 | 13.47% | 4.238% | 0% | 1 | 27.45% | 5.055% | 0% | 1 | 46.91% | 6.908% | 0% | 1 | 23.75% | 4.81% | 0% | 1 | 1.006% | 6.908% | 0% | 1 |  | 8.407% | 0% | 1 | 6.1233 | 7.699% | 0% | 1 | 30.85% | 36.11% | 0% | 2 | 1 | 1 | 3.193% | 0% | 3.193% | 1 | 44.69% | 3.795% | 0% | 1 | 13.63% | 2.43% | 0% | 1 | 25.12% | 2.803% | 0% | 1 | 51.68% | 4.344% | 0% | 2 | 27.05% | 2.877% | 0% | 1 | 2.462% | 4.344% | 0% | 1
29 | Reedley | SPGE | 0 | 0 | 0 | 0% | 0% | 1 | 23 | 0% | 0% | 3 | 48.95% | 0% | 0% | 1 | 0 | 2 | 0% | 0% | 0% | 1 | 2.369% | 0% | 0% | 1 | 12.21% | 0% | 0% | 1 | 23.74% | 0% | 0% | 1 | 23.74% | 0% | 0% | 1 | 0.5005% | 0% | 0% | 1 | 1.123% | 0% | 0% | 1 |  | 0% | 0% | 1 | 19.5 | 0% | 0% | 2 | 43.5% | 0% | 0% | 1 | 0 | 2 | 10.48% | 0% | 10.48% | 1 | 26.94% | 0% | 0% | 1 | 20.55% | 0% | 0% | 1 | 29.36% | 0% | 0% | 1 | 38.81% | 0% | 0% | 1 | 10.5% | 0% | 0% | 1 | 3.085% | 0% | 0% | 1 |  |  |  | 0% | 0% | 1 | 17.8094 | 0% | 0% | 2 | 38.65% | 0% | 0% | 1 | 0 | 2 | 17.86% | 0% | 17.86% | 1 | 32.26% | 0% | 0% | 1 | 21.52% | 0% | 0% | 1 | 29.53% | 0% | 0% | 1 | 49.66% | 0% | 0% | 1 | 17.69% | 0% | 0% | 1 | 4.153% | 0% | 0% | 1 |  | 0% | 0% | 1 | 17.4542 | 0% | 0% | 2 | 35.31% | 0% | 0% | 1 | 0 | 2 | 22.49% | 0% | 22.49% | 2 | 30.21% | 0% | 0% | 1 | 19.03% | 0% | 0% | 1 | 26.6% | 0% | 0% | 1 | 45.35% | 0% | 0% | 1 | 22.5% | 0% | 0% | 1 | 3.9% | 0% | 0% | 1
30 | Sanger | SPGE | 0 | 0 | 10 | 0% | 0% | 1 | 25.1524 | 0% | 0% | 3 | 58.59% | 0% | 0% | 2 | 1 | 1 | 0% | 0% | 0% | 1 | 0% | 0% | 0% | 1 | 0% | 0% | 0% | 1 | 0% | 0% | 0% | 1 | 0% | 0% | 0% | 1 | 0% | 0% | 0% | 1 | 1.278% | 0% | 0% | 1 |  | 0% | 0% | 1 | 24.0513 | 0% | 0% | 3 | 58.96% | 0% | 0% | 2 | 1 | 1 | 0% | 0% | 0% | 1 | 10.68% | 0% | 0% | 1 | 14.18% | 0% | 0% | 1 | 17.63% | 0% | 0% | 1 | 19.6% | 0% | 0% | 1 | 0.6147% | 0% | 0% | 1 | 5.602% | 0% | 0% | 1 | 8 | 6 |  | 0% | 0% | 1 | 22.5464 | 0% | 0% | 3 | 52.3% | 0% | 0% | 2 | 1 | 1 | 1.866% | 0% | 1.866% | 1 | 26.42% | 0% | 0% | 1 | 15.79% | 0% | 0% | 1 | 18% | 0% | 0% | 1 | 31.93% | 0% | 0% | 1 | 11.92% | 0% | 0% | 1 | 7.375% | 0% | 0% | 1 |  | 0% | 0% | 1 | 20 | 0% | 0% | 3 | 44.13% | 0% | 0% | 1 | 1 | 1 | 8.969% | 0% | 8.969% | 1 | 30.2% | 0% | 0% | 1 | 16.11% | 0% | 0% | 1 | 18.85% | 0% | 0% | 1 | 36.69% | 0% | 0% | 1 | 16.97% | 0% | 0% | 1 | 5.981% | 0% | 0% | 1
31 | Schindler | SPGE | 100 | 1000 | 5 | 2.865% | 0% | 1 | 5.9019 | 8.174% | 0% | 1 | 27.41% | 0% | 0% | 1 | 1 | 1 | 0% | 0% | 0% | 1 | 0% | 2.078% | 0% | 1 | 0% | 2.078% | 0% | 1 | 0% | 2.078% | 0% | 1 | 0% | 2.078% | 0% | 1 | 0% | 2.078% | 0% | 1 | 0.07203% | 2.078% | 0% | 1 |  | 1.168% | 0% | 1 | 6 | 2.107% | 0% | 1 | 46.89% | 1.075% | 0% | 1 | 1 | 1 | 0% | 0% | 0% | 1 | 8.977% | 0.5854% | 0% | 1 | 0.2559% | 0.5342% | 0% | 1 | 1.623% | 0.5416% | 0% | 1 | 10.59% | 0.5959% | 0% | 1 | 0% | 0.5328% | 0% | 1 | 0.4872% | 0.5959% | 0% | 1 | 5 | 6 |  | 0.8055% | 0% | 1 | 6.8852 | 1.006% | 0% | 1 | 51.16% | 1.075% | 0% | 2 | 1 | 1 | 0% | 0% | 0% | 1 | 19.74% | 0.3188% | 0% | 1 | 4.741% | 0.2686% | 0% | 1 | 7.955% | 0.278% | 0% | 1 | 23.49% | 0.3345% | 0% | 1 | 3.203% | 0.2644% | 0% | 1 | 0.8589% | 0.3345% | 0% | 1 |  | 0.4841% | 0% | 1 | 7.5469 | 0.6396% | 0% | 1 | 46.52% | 1.075% | 0% | 1 | 1 | 1 | 0% | 0% | 0% | 1 | 25.78% | 0.1987% | 0% | 1 | 3.91% | 0.1535% | 0% | 1 | 8.759% | 0.1616% | 0% | 1 | 29.31% | 0.2086% | 0% | 1 | 6.083% | 0.157% | 0% | 1 | 1.273% | 0.2086% | 0% | 1
32 | Wahtoke | SPGE | 0 | 0 | 0 | 0% | 0% | 1 | 23.2591 | 0% | 0% | 3 | 73.15% | 0% | 0% | 2 | 0 | 2 | 0% | 0% | 0% | 1 | 0% | 0% | 0% | 1 | 0.00417% | 0% | 0% | 1 | 0.00417% | 0% | 0% | 1 | 0.00417% | 0% | 0% | 1 | 0% | 0% | 0% | 1 | 3.521% | 0% | 0% | 1 |  | 0% | 0% | 1 | 21.126 | 0% | 0% | 3 | 55.97% | 0% | 0% | 2 | 0 | 2 | 0.5203% | 0% | 0.5203% | 1 | 12.14% | 0% | 0% | 1 | 17.06% | 0% | 0% | 1 | 22.45% | 0% | 0% | 1 | 23.5% | 0% | 0% | 1 | 1.532% | 0% | 0% | 1 | 3.909% | 0% | 0% | 1 |  |  |  | 0% | 0% | 1 | 19.3521 | 0% | 0% | 2 | 45.21% | 0% | 0% | 1 | 0 | 2 | 9.732% | 0% | 9.732% | 1 | 23.9% | 0% | 0% | 1 | 17.94% | 0% | 0% | 1 | 24.7% | 0% | 0% | 1 | 37.28% | 0% | 0% | 1 | 11.02% | 0% | 0% | 1 | 3.912% | 0% | 0% | 1 |  | 0% | 0% | 1 | 18 | 0% | 0% | 2 | 40.09% | 0% | 0% | 1 | 0 | 2 | 15.82% | 0% | 15.82% | 1 | 28.4% | 0% | 0% | 1 | 18.55% | 0% | 0% | 1 | 24.78% | 0% | 0% | 1 | 41.85% | 0% | 0% | 1 | 17.31% | 0% | 0% | 1 | 4.156% | 0% | 0% | 1
33 | West Fresno | SPGE | 0 | 0 | 10 | 0% | 0% | 1 | 22.8 | 0% | 0% | 3 | 76.66% | 0% | 0% | 3 | 1 | 1 | 0% | 0% | 0% | 1 | 0% | 0% | 0% | 1 | 0% | 0% | 0% | 1 | 0% | 0% | 0% | 1 | 0% | 0% | 0% | 1 | 0% | 0% | 0% | 1 | 0.008238% | 0% | 0% | 1 |  | 0% | 0% | 1 | 21.8975 | 0% | 0% | 3 | 70.59% | 0% | 0% | 2 | 1 | 1 | 0% | 0% | 0% | 1 | 0.2337% | 0% | 0% | 1 | 0.1725% | 0% | 0% | 1 | 0.1725% | 0% | 0% | 1 | 0.2337% | 0% | 0% | 1 | 0% | 0% | 0% | 1 | 0.2176% | 0% | 0% | 1 |  |  |  | 0% | 0% | 1 | 21 | 0% | 0% | 3 | 63.58% | 0% | 0% | 2 | 1 | 1 | 0% | 0% | 0% | 1 | 6.538% | 0% | 0% | 1 | 6.877% | 0% | 0% | 1 | 6.689% | 0% | 0% | 1 | 10.87% | 0% | 0% | 1 | 0.01561% | 0% | 0% | 1 | 1.86% | 0% | 0% | 1 |  | 0% | 0% | 1 | 17.5 | 0% | 0% | 2 | 52.1% | 0% | 0% | 2 | 1 | 1 | 0% | 0% | 0% | 1 | 15.79% | 0% | 0% | 1 | 18.79% | 0% | 0% | 1 | 19.38% | 0% | 0% | 1 | 28.38% | 0% | 0% | 1 | 6.255% | 0% | 0% | 1 | 7.534% | 0% | 0% | 1
34 | Glenn | NORTHERN CALIFORNIA | 0 | 0 | 10 | 0% | 0% | 1 | 16.6375 | 0% | 0% | 2 | 64.8% | 0% | 0% | 2 | 0 | 2 | 0% | 0% | 0% | 1 | 46.4% | 0% | 0% | 1 | 0% | 0% | 0% | 1 | 0% | 0% | 0% | 1 | 46.4% | 0% | 0% | 1 | 1.938% | 0% | 0% | 1 | 13.62% | 0% | 0% | 1 |  | 0% | 0% | 1 | 10.952 | 0% | 0% | 1 | 56.69% | 0% | 0% | 2 | 0 | 2 | 0% | 0% | 0% | 1 | 51.2% | 0% | 0% | 2 | 0.6057% | 0% | 0% | 1 | 1.012% | 0% | 0% | 1 | 51.7% | 0% | 0% | 2 | 3.042% | 0% | 0% | 1 | 15.31% | 0% | 0% | 1 |  |  |  | 0% | 0% | 1 | 9.9279 | 0% | 0% | 1 | 46.94% | 0% | 0% | 1 | 0 | 2 | 0.483% | 0% | 0.483% | 1 | 51.06% | 0% | 0% | 2 | 3.405% | 0% | 0% | 1 | 6.398% | 0% | 0% | 1 | 55.81% | 0% | 0% | 2 | 8.953% | 0% | 0% | 1 | 16.18% | 0% | 0% | 1 |  | 0% | 0% | 1 | 9 | 0% | 0% | 1 | 36.29% | 0% | 0% | 1 | 0 | 2 | 8.081% | 0% | 8.081% | 1 | 46.59% | 0% | 0% | 1 | 4.498% | 0% | 0% | 1 | 8.056% | 0% | 0% | 1 | 51.79% | 0% | 0% | 2 | 23.72% | 0% | 0% | 1 | 15.13% | 0% | 0% | 1
35 | Bridgeville | NORTHERN CALIFORNIA | 0 | 0 | 0 | 0% | 0% | 1 | 6.9883 | 0% | 0% | 1 | 0% | 0% | 0% | 1 | 0 | 2 | 31.34% | 24.67% | 56.01% | 4 | 37.69% | 0% | 0% | 1 | 5.915% | 0% | 0% | 1 | 5.915% | 0% | 0% | 1 | 43.61% | 0% | 0% | 1 | 78.74% | 0% | 0% | 3 | 0.7944% | 0% | 0% | 1 |  | 0% | 0% | 1 | 6 | 0% | 0% | 1 | 0% | 0% | 0% | 1 | 0 | 2 | 39.61% | 15.55% | 55.17% | 3 | 22.65% | 0% | 0% | 1 | 21.04% | 0% | 0% | 1 | 26.44% | 0% | 0% | 1 | 44.58% | 0% | 0% | 1 | 80.13% | 0% | 0% | 3 | 0.4992% | 0% | 0% | 1 |  |  |  | 0% | 0% | 1 | 6.0661 | 0% | 0% | 1 | 0% | 0% | 0% | 1 | 0 | 2 | 60.76% | 9.319% | 70.08% | 3 | 19.87% | 0% | 0% | 1 | 23.34% | 0% | 0% | 1 | 30.06% | 0% | 0% | 1 | 43.23% | 0% | 0% | 1 | 78.51% | 0% | 0% | 3 | 1.081% | 0% | 0% | 1 |  | 0% | 0% | 1 | 6.0873 | 0% | 0% | 1 | 0% | 0% | 0% | 1 | 0 | 2 | 68.51% | 5.682% | 74.19% | 3 | 15.78% | 0% | 0% | 1 | 20.62% | 0% | 0% | 1 | 27.03% | 0% | 0% | 1 | 37.12% | 0% | 0% | 1 | 78.84% | 0% | 0% | 3 | 1.557% | 0% | 0% | 1
36 | Humboldt | NORTHERN CALIFORNIA | 0 | 0 | 10 | 0% | 0% | 1 | 36.1615 | 0% | 0% | 4 | 0% | 0% | 0% | 1 | 0 | 2 | 70.49% | 0% | 70.49% | 3 | 0.958% | 0% | 0% | 1 | 55.42% | 0% | 0% | 2 | 61.85% | 0% | 0% | 2 | 62.8% | 0% | 0% | 2 | 41.81% | 0% | 0% | 1 | 6.658% | 0% | 0% | 1 |  | 0% | 0% | 1 | 15.7718 | 0% | 0% | 2 | 0% | 0% | 0% | 1 | 0 | 2 | 59.31% | 0% | 59.31% | 3 | 4.854% | 0% | 0% | 1 | 41.67% | 0% | 0% | 1 | 51.38% | 0% | 0% | 2 | 53.1% | 0% | 0% | 2 | 51.12% | 0% | 0% | 2 | 10.82% | 0% | 0% | 1 | 9 | 9 |  | 0% | 0% | 1 | 10.9982 | 0% | 0% | 1 | 0% | 0% | 0% | 1 | 0 | 2 | 43.26% | 0% | 43.26% | 2 | 4.649% | 0% | 0% | 1 | 37.64% | 0% | 0% | 1 | 42.96% | 0% | 0% | 1 | 44.82% | 0% | 0% | 1 | 49.31% | 0% | 0% | 1 | 12.58% | 0% | 0% | 1 |  | 0% | 0% | 1 | 9.5959 | 0% | 0% | 1 | 0% | 0% | 0% | 1 | 0 | 2 | 41.56% | 1.238% | 42.8% | 2 | 4.156% | 0% | 0% | 1 | 31.2% | 0% | 0% | 1 | 35.45% | 0% | 0% | 1 | 37.71% | 0% | 0% | 1 | 48.7% | 0% | 0% | 1 | 12.91% | 0% | 0% | 1
37 | El Centro | GREATER IMPERIAL | 0 | 0 | 0 | 0% | 0% | 1 | 12 | 0% | 0% | 2 | 79.42% | 0% | 0% | 3 | 0 | 2 | 0% | 0% | 0% | 1 | 0% | 0% | 0% | 1 | 0% | 0% | 0% | 1 | 0% | 0% | 0% | 1 | 0% | 0% | 0% | 1 | 0% | 0% | 0% | 1 | 4.321% | 0% | 0% | 1 |  | 0% | 0% | 1 | 10.2742 | 0% | 0% | 1 | 68.32% | 0% | 0% | 2 | 0 | 2 | 0% | 0% | 0% | 1 | 1.399% | 0% | 0% | 1 | 5.327% | 0% | 0% | 1 | 5.327% | 0% | 0% | 1 | 6.726% | 0% | 0% | 1 | 0% | 0% | 0% | 1 | 7.347% | 0% | 0% | 1 |  |  |  | 0% | 0% | 1 | 9.6323 | 0% | 0% | 1 | 69.77% | 0% | 0% | 2 | 0 | 2 | 0% | 0% | 0% | 1 | 1.087% | 0% | 0% | 1 | 10.5% | 0% | 0% | 1 | 11.62% | 0% | 0% | 1 | 12.7% | 0% | 0% | 1 | 0.3899% | 0% | 0% | 1 | 6.433% | 0% | 0% | 1 |  | 0% | 0% | 1 | 9.208 | 0% | 0% | 1 | 66.46% | 0% | 0% | 2 | 0 | 2 | 0% | 0% | 0% | 1 | 1.024% | 0% | 0% | 1 | 14.12% | 0% | 0% | 1 | 13.1% | 0% | 0% | 1 | 15.98% | 0% | 0% | 1 | 3.827% | 0% | 0% | 1 | 5.672% | 0% | 0% | 1
38 | High Line | GREATER IMPERIAL | 0 | 0 | 0 | 0% | 0% | 1 | 7.0484 | 0% | 0% | 1 | 78.24% | 0% | 0% | 3 | 0 | 2 | 0% | 0% | 0% | 1 | 0% | 0% | 0% | 1 | 14.15% | 0% | 0% | 1 | 14.15% | 0% | 0% | 1 | 14.15% | 0% | 0% | 1 | 5.043% | 0% | 0% | 1 | 3.7% | 0% | 0% | 1 |  | 0% | 0% | 1 | 8.5485 | 0% | 0% | 1 | 67.73% | 0% | 0% | 2 | 0 | 2 | 0% | 0% | 0% | 1 | 0% | 0% | 0% | 1 | 27.46% | 0% | 0% | 1 | 27.46% | 0% | 0% | 1 | 27.46% | 0% | 0% | 1 | 6.819% | 0% | 0% | 1 | 6.303% | 0% | 0% | 1 |  |  |  | 0% | 0% | 1 | 8.6056 | 0% | 0% | 1 | 65.96% | 0% | 0% | 2 | 0 | 2 | 0% | 0% | 0% | 1 | 4.074% | 0% | 0% | 1 | 16.95% | 0% | 0% | 1 | 16.95% | 0% | 0% | 1 | 21.03% | 0% | 0% | 1 | 7.109% | 0% | 0% | 1 | 5.051% | 0% | 0% | 1 |  | 0% | 0% | 1 | 8.6181 | 0% | 0% | 1 | 60.69% | 0% | 0% | 2 | 0 | 2 | 0% | 0% | 0% | 1 | 4.415% | 0% | 0% | 1 | 11.54% | 0% | 0% | 1 | 11.62% | 0% | 0% | 1 | 15.95% | 0% | 0% | 1 | 7.948% | 0% | 0% | 1 | 5.607% | 0% | 0% | 1
39 | Imperial Valley | GREATER IMPERIAL | 362 | 3620 | 10 | 127.7% | 4.398% | 4 | 10.3753 | 4997% | 17.57% | 3 | 64.55% | 103% | 0.7777% | 4 | 0 | 2 | 0% | 0% | 0% | 1 | 0% | 17.49% | 0% | 1 | 38.39% | 28.39% | 0% | 2 | 38.39% | 28.39% | 0% | 2 | 38.39% | 28.39% | 0% | 2 | 0.1335% | 17.52% | 0% | 1 | 11.44% | 28.39% | 0% | 2 |  | 25.47% | 0% | 2 | 10.6697 | 191.5% | 2.988% | 3 | 61.69% | 0% | 0% | 2 | 0 | 2 | 0% | 0% | 0% | 1 | 0% | 5.783% | 0% | 1 | 20.22% | 7.249% | 0% | 1 | 25.16% | 7.726% | 0% | 1 | 25.16% | 7.726% | 0% | 1 | 0.8681% | 5.833% | 0% | 1 | 9.958% | 7.726% | 0% | 1 | 10 | 6 |  | 13.28% | 0% | 1 | 10.0432 | 20.85% | 0% | 2 | 53.67% | 0% | 0% | 2 | 0 | 2 | 0% | 0% | 0% | 1 | 4.873% | 3.079% | 0% | 1 | 10.24% | 3.263% | 0% | 1 | 12.74% | 3.356% | 0% | 1 | 17.61% | 3.554% | 0% | 1 | 12.09% | 3.331% | 0% | 1 | 7.31% | 3.554% | 0% | 1 |  | 6.876% | 0% | 1 | 9.8826 | 11.2% | 0% | 1 | 53.69% | 0% | 0% | 2 | 0 | 2 | 0% | 0% | 0% | 1 | 5.065% | 1.69% | 0% | 1 | 7.905% | 1.742% | 0% | 1 | 8.501% | 1.753% | 0% | 1 | 14.37% | 1.874% | 0% | 1 | 11.99% | 1.823% | 0% | 1 | 6.502% | 1.874% | 0% | 1
40 | El Segundo | GREATER LA METRO | 0 | 0 | 10 | 0% | 0% | 1 | 5.4479 | 0% | 0% | 1 | 0% | 0% | 0% | 1 | 0 | 2 | 0% | 0% | 0% | 1 | 1.328% | 0% | 0% | 1 | 29.87% | 0% | 0% | 1 | 47.78% | 0% | 0% | 1 | 49.11% | 0% | 0% | 1 | 0% | 0% | 0% | 1 | 0.541% | 0% | 0% | 1 |  | 0% | 0% | 1 | 6.5525 | 0% | 0% | 1 | 0% | 0% | 0% | 1 | 0 | 2 | 18.34% | 0% | 18.34% | 1 | 2.903% | 0% | 0% | 1 | 30.71% | 0% | 0% | 1 | 55.33% | 0% | 0% | 2 | 58.23% | 0% | 0% | 2 | 0% | 0% | 0% | 1 | 0.1735% | 0% | 0% | 1 |  |  |  | 0% | 0% | 1 | 10.6584 | 0% | 0% | 1 | 0% | 0% | 0% | 1 | 0 | 2 | 33.27% | 8.119% | 41.39% | 2 | 8.756% | 0% | 0% | 1 | 3.822% | 0% | 0% | 1 | 50.61% | 0% | 0% | 2 | 59.36% | 0% | 0% | 2 | 15.28% | 0% | 0% | 1 | 6.971% | 0% | 0% | 1 |  | 0% | 0% | 1 | 17.2031 | 0% | 0% | 2 | 0% | 0% | 0% | 1 | 0 | 2 | 20.13% | 36.16% | 56.29% | 5 | 11.5% | 0% | 0% | 1 | 19.84% | 0% | 0% | 1 | 43% | 0% | 0% | 1 | 48.63% | 0% | 0% | 1 | 11.38% | 0% | 0% | 1 | 8.873% | 0% | 0% | 1
41 | Arco | SPGE | 774.9 | 7749 | 10 | 795.4% | 14.1% | 5 | 7.8558 | 116.7% | 2.707% | 3 | 33.4% | 171.5% | 19.72% | 4 | 0 | 2 | 0% | 0% | 0% | 1 | 78.76% | 74.42% | 0% | 3 | 0.2424% | 15.84% | 0% | 1 | 0.4145% | 15.87% | 0% | 1 | 78.76% | 74.42% | 0% | 3 | 1.512% | 16.05% | 0% | 1 | 0.2787% | 74.42% | 0% | 3 |  | 31.6% | 0% | 2 | 7.2009 | 24.96% | 0% | 2 | 31.9% | 25.83% | 0% | 2 | 0 | 2 | 0.4955% | 0% | 0.4955% | 1 | 67.7% | 13.55% | 0% | 2 | 4.949% | 4.603% | 0% | 1 | 11.38% | 4.938% | 0% | 1 | 71.02% | 15.1% | 0% | 3 | 2.562% | 4.491% | 0% | 1 | 1.768% | 15.1% | 0% | 1 | 9 | 9 |  | 10.57% | 0% | 1 | 6.9303 | 8.29% | 0% | 1 | 18.71% | 25.83% | 0% | 2 | 0 | 2 | 1.957% | 0% | 1.957% | 1 | 66.64% | 5.98% | 0% | 2 | 2.851% | 2.053% | 0% | 1 | 11.16% | 2.245% | 0% | 1 | 71.63% | 7.03% | 0% | 3 | 8.201% | 2.173% | 0% | 1 | 3.259% | 7.03% | 0% | 1 |  | 6.137% | 0% | 1 | 6.7531 | 3.499% | 0% | 1 | 14.43% | 25.83% | 0% | 2 | 0 | 2 | 1.302% | 0% | 1.302% | 1 | 64.93% | 3.293% | 0% | 2 | 4.927% | 1.215% | 0% | 1 | 14.63% | 1.353% | 0% | 1 | 71.27% | 4.02% | 0% | 3 | 15.91% | 1.373% | 0% | 1 | 3.04% | 4.02% | 0% | 1
42 | Bakersfield | SPGE | 0 | 0 | 10 | 0% | 0% | 1 | 13.421 | 0% | 0% | 2 | 5.815% | 0% | 0% | 1 | 1 | 1 | 0% | 0% | 0% | 1 | 78.91% | 0% | 0% | 3 | 6.246% | 0% | 0% | 1 | 29.64% | 0% | 0% | 1 | 78.91% | 0% | 0% | 3 | 0% | 0% | 0% | 1 | 0.9006% | 0% | 0% | 1 |  | 0% | 0% | 1 | 18.6425 | 0% | 0% | 2 | 32.01% | 0% | 0% | 1 | 1 | 1 | 2.539% | 0% | 2.539% | 1 | 44.49% | 0% | 0% | 1 | 10.4% | 0% | 0% | 1 | 20.91% | 0% | 0% | 1 | 50.23% | 0% | 0% | 2 | 7.199% | 0% | 0% | 1 | 1.146% | 0% | 0% | 1 |  |  |  | 0% | 0% | 1 | 11.75 | 0% | 0% | 1 | 39.77% | 0% | 0% | 1 | 1 | 1 | 16.95% | 0% | 16.95% | 1 | 40.17% | 0% | 0% | 1 | 14.26% | 0% | 0% | 1 | 28.68% | 0% | 0% | 1 | 51.01% | 0% | 0% | 2 | 14.25% | 0% | 0% | 1 | 4.412% | 0% | 0% | 1 |  | 0% | 0% | 1 | 9.034 | 0% | 0% | 1 | 42.36% | 0% | 0% | 1 | 1 | 1 | 20.42% | 0% | 20.42% | 2 | 40.62% | 0% | 0% | 1 | 22.42% | 0% | 0% | 1 | 35.63% | 0% | 0% | 1 | 55.99% | 0% | 0% | 2 | 17.99% | 0% | 0% | 1 | 4.343% | 0% | 0% | 1
43 | Charca | SPGE | 0 | 0 | 10 | 0% | 0% | 1 | 6 | 0% | 0% | 1 | 93.85% | 0% | 0% | 3 | 1 | 1 | 0% | 0% | 0% | 1 | 52.32% | 0% | 0% | 2 | 0% | 0% | 0% | 1 | 0.161% | 0% | 0% | 1 | 52.32% | 0% | 0% | 2 | 0% | 0% | 0% | 1 | 0.736% | 0% | 0% | 1 |  | 0% | 0% | 1 | 8.8435 | 0% | 0% | 1 | 78.96% | 0% | 0% | 3 | 1 | 1 | 0% | 0% | 0% | 1 | 27.22% | 0% | 0% | 1 | 0.06584% | 0% | 0% | 1 | 13.63% | 0% | 0% | 1 | 37.45% | 0% | 0% | 1 | 0.1134% | 0% | 0% | 1 | 0.7629% | 0% | 0% | 1 | 7 | 6 |  | 0% | 0% | 1 | 10 | 0% | 0% | 1 | 67.05% | 0% | 0% | 2 | 1 | 1 | 0% | 0% | 0% | 1 | 18.79% | 0% | 0% | 1 | 2.398% | 0% | 0% | 1 | 22.43% | 0% | 0% | 1 | 37.86% | 0% | 0% | 1 | 0.07396% | 0% | 0% | 1 | 3.949% | 0% | 0% | 1 |  | 0% | 0% | 1 | 10.1667 | 0% | 0% | 1 | 58.46% | 0% | 0% | 2 | 1 | 1 | 0.9235% | 0% | 0.9235% | 1 | 23.32% | 0% | 0% | 1 | 9.32% | 0% | 0% | 1 | 30.93% | 0% | 0% | 1 | 46.1% | 0% | 0% | 1 | 2.05% | 0% | 0% | 1 | 4.735% | 0% | 0% | 1
44 | Columbus | SPGE | 0 | 0 | 10 | 0% | 0% | 1 | 15.6588 | 0% | 0% | 2 | 7.434% | 0% | 0% | 1 | 1 | 1 | 0.0009266% | 0% | 0.0009266% | 1 | 79.07% | 0% | 0% | 3 | 38.51% | 0% | 0% | 1 | 44.73% | 0% | 0% | 1 | 79.33% | 0% | 0% | 3 | 5.922% | 0% | 0% | 1 | 1.83% | 0% | 0% | 1 |  | 0% | 0% | 1 | 10.6208 | 0% | 0% | 1 | 22.31% | 0% | 0% | 1 | 1 | 1 | 23.8% | 0% | 23.8% | 2 | 60.48% | 0% | 0% | 2 | 17.74% | 0% | 0% | 1 | 26.79% | 0% | 0% | 1 | 63.44% | 0% | 0% | 2 | 22.72% | 0% | 0% | 1 | 1.838% | 0% | 0% | 1 |  |  |  | 0% | 0% | 1 | 11.3846 | 0% | 0% | 1 | 32.45% | 0% | 0% | 1 | 1 | 1 | 29.15% | 0% | 29.15% | 2 | 49.01% | 0% | 0% | 1 | 14.73% | 0% | 0% | 1 | 27.27% | 0% | 0% | 1 | 54.71% | 0% | 0% | 2 | 25.18% | 0% | 0% | 1 | 2.379% | 0% | 0% | 1 |  | 0% | 0% | 1 | 8.826 | 0% | 0% | 1 | 37.14% | 0% | 0% | 1 | 1 | 1 | 28.45% | 0.4355% | 28.89% | 2 | 47.78% | 0% | 0% | 1 | 22.03% | 0% | 0% | 1 | 34.6% | 0% | 0% | 1 | 58.93% | 0% | 0% | 2 | 25.14% | 0% | 0% | 1 | 3.457% | 0% | 0% | 1
45 | Elk Hills | SPGE | 0 | 0 | 10 | 0% | 0% | 1 | 5.0028 | 0% | 0% | 1 | 2.16% | 0% | 0% | 1 | 1 | 1 | 0% | 0% | 0% | 1 | 30.36% | 0% | 0% | 1 | 89.14% | 0% | 0% | 3 | 100% | 0% | 0% | 5 | 100% | 0% | 0% | 5 | 0% | 0% | 0% | 1 | 0.1134% | 0% | 0% | 1 |  | 0% | 0% | 1 | 5.25 | 0% | 0% | 1 | 19.87% | 0% | 0% | 1 | 1 | 1 | 0% | 0% | 0% | 1 | 37.26% | 0% | 0% | 1 | 61.69% | 0% | 0% | 2 | 90.65% | 0% | 0% | 4 | 92.01% | 0% | 0% | 4 | 0.769% | 0% | 0% | 1 | 8.516% | 0% | 0% | 1 | 5 | 13 |  | 0% | 0% | 1 | 8.1943 | 0% | 0% | 1 | 38.62% | 0% | 0% | 1 | 1 | 1 | 0% | 0% | 0% | 1 | 26.37% | 0% | 0% | 1 | 41.53% | 0% | 0% | 1 | 68.81% | 0% | 0% | 2 | 73.41% | 0% | 0% | 3 | 0.6566% | 0% | 0% | 1 | 7.594% | 0% | 0% | 1 |  | 0% | 0% | 1 | 8.5709 | 0% | 0% | 1 | 43% | 0% | 0% | 1 | 1 | 1 | 0% | 0% | 0% | 1 | 18.94% | 0% | 0% | 1 | 30.49% | 0% | 0% | 1 | 56.85% | 0% | 0% | 2 | 61.43% | 0% | 0% | 2 | 3.932% | 0% | 0% | 1 | 5.279% | 0% | 0% | 1
46 | Goose Lake | SPGE | 0 | 0 | 10 | 0% | 0% | 1 | 8.5097 | 0% | 0% | 1 | 38.61% | 0% | 0% | 1 | 1 | 1 | 0% | 0% | 0% | 1 | 45.54% | 0% | 0% | 1 | 24.11% | 0% | 0% | 1 | 71.39% | 0% | 0% | 3 | 83.42% | 0% | 0% | 3 | 0.2897% | 0% | 0% | 1 | 18.51% | 0% | 0% | 1 |  | 0% | 0% | 1 | 8.2222 | 0% | 0% | 1 | 49.55% | 0% | 0% | 1 | 1 | 1 | 0% | 0% | 0% | 1 | 38.75% | 0% | 0% | 1 | 14.22% | 0% | 0% | 1 | 48.66% | 0% | 0% | 1 | 68.66% | 0% | 0% | 2 | 0.076% | 0% | 0% | 1 | 7.753% | 0% | 0% | 1 |  |  |  | 0% | 0% | 1 | 7.9178 | 0% | 0% | 1 | 43.6% | 0% | 0% | 1 | 1 | 1 | 0% | 0% | 0% | 1 | 35.35% | 0% | 0% | 1 | 9.366% | 0% | 0% | 1 | 34.74% | 0% | 0% | 1 | 59.19% | 0% | 0% | 2 | 1.818% | 0% | 0% | 1 | 4.62% | 0% | 0% | 1 |  | 0% | 0% | 1 | 7.9136 | 0% | 0% | 1 | 42.72% | 0% | 0% | 1 | 1 | 1 | 0% | 0% | 0% | 1 | 37.12% | 0% | 0% | 1 | 7.339% | 0% | 0% | 1 | 27.82% | 0% | 0% | 1 | 56.84% | 0% | 0% | 2 | 2.71% | 0% | 0% | 1 | 4.917% | 0% | 0% | 1
47 | Kernridge | SPGE | 0 | 0 | 10 | 0% | 0% | 1 | 6.3475 | 0% | 0% | 1 | 17.76% | 0% | 0% | 1 | 1 | 1 | 0% | 0% | 0% | 1 | 40.85% | 0% | 0% | 1 | 2.247% | 0% | 0% | 1 | 27.24% | 0% | 0% | 1 | 68.08% | 0% | 0% | 2 | 8.087% | 0% | 0% | 1 | 0.03685% | 0% | 0% | 1 |  | 0% | 0% | 1 | 6.4193 | 0% | 0% | 1 | 30.07% | 0% | 0% | 1 | 1 | 1 | 0% | 0% | 0% | 1 | 50.74% | 0% | 0% | 2 | 7.913% | 0% | 0% | 1 | 27.46% | 0% | 0% | 1 | 69.13% | 0% | 0% | 2 | 15.18% | 0% | 0% | 1 | 0.4399% | 0% | 0% | 1 |  |  |  | 0% | 0% | 1 | 8.1961 | 0% | 0% | 1 | 24.15% | 0% | 0% | 1 | 1 | 1 | 0% | 0% | 0% | 1 | 50.91% | 0% | 0% | 2 | 14.29% | 0% | 0% | 1 | 34.47% | 0% | 0% | 1 | 71.61% | 0% | 0% | 3 | 16.89% | 0% | 0% | 1 | 3.319% | 0% | 0% | 1 |  | 0% | 0% | 1 | 8.6797 | 0% | 0% | 1 | 27.03% | 0% | 0% | 1 | 1 | 1 | 0% | 0% | 0% | 1 | 43.43% | 0% | 0% | 1 | 13.32% | 0% | 0% | 1 | 36.88% | 0% | 0% | 1 | 68.46% | 0% | 0% | 2 | 16.21% | 0% | 0% | 1 | 4.062% | 0% | 0% | 1
48 | Lamont | SPGE | 102 | 1020 | 5 | 23.25% | 0% | 2 | 11.5 | 999% | 3.443% | 3 | 85.26% | 0% | 0% | 3 | 1 | 1 | 0% | 0% | 0% | 1 | 0.01255% | 3.094% | 0% | 1 | 0.8755% | 3.121% | 0% | 1 | 10.11% | 3.441% | 0% | 1 | 10.11% | 3.441% | 0% | 1 | 0% | 3.093% | 0% | 1 | 0.02465% | 3.441% | 0% | 1 |  | 5.601% | 0% | 1 | 10.2978 | 10.34% | 0% | 1 | 55.43% | 0% | 0% | 2 | 1 | 1 | 9.673% | 0% | 9.673% | 1 | 28.51% | 1.237% | 0% | 1 | 12.88% | 1.015% | 0% | 1 | 22.56% | 1.142% | 0% | 1 | 38.84% | 1.446% | 0% | 1 | 13.79% | 1.026% | 0% | 1 | 1.965% | 1.446% | 0% | 1 | 6 | 6 |  | 3.793% | 0% | 1 | 9.6866 | 2.275% | 0% | 1 | 42.96% | 0% | 0% | 1 | 1 | 1 | 24.24% | 2.996% | 27.24% | 2 | 44.85% | 0.7191% | 0% | 1 | 20.84% | 0.501% | 0% | 1 | 31.42% | 0.5782% | 0% | 1 | 55.38% | 0.8886% | 0% | 2 | 23.63% | 0.5192% | 0% | 1 | 1.711% | 0.8886% | 0% | 1 |  | 1.754% | 0% | 1 | 10.2439 | 1.082% | 0% | 1 | 39.65% | 0% | 0% | 1 | 1 | 1 | 24.41% | 6.869% | 31.27% | 2 | 43.81% | 0.3893% | 0% | 1 | 21.23% | 0.2777% | 0% | 1 | 32.24% | 0.3228% | 0% | 1 | 55.78% | 0.4947% | 0% | 2 | 23.85% | 0.2872% | 0% | 1 | 2.721% | 0.4947% | 0% | 1
49 | Lerdo | SPGE | 0 | 0 | 10 | 0% | 0% | 1 | 12.4875 | 0% | 0% | 2 | 75.66% | 0% | 0% | 3 | 1 | 1 | 0% | 0% | 0% | 1 | 25.19% | 0% | 0% | 1 | 0% | 0% | 0% | 1 | 0% | 0% | 0% | 1 | 25.19% | 0% | 0% | 1 | 0% | 0% | 0% | 1 | 1.909% | 0% | 0% | 1 |  | 0% | 0% | 1 | 11.5788 | 0% | 0% | 1 | 62.76% | 0% | 0% | 2 | 1 | 1 | 0.3135% | 0% | 0.3135% | 1 | 29.44% | 0% | 0% | 1 | 0.9672% | 0% | 0% | 1 | 9.4% | 0% | 0% | 1 | 33.46% | 0% | 0% | 1 | 2.309% | 0% | 0% | 1 | 1.138% | 0% | 0% | 1 |  |  |  | 0% | 0% | 1 | 10.94 | 0% | 0% | 1 | 52.64% | 0% | 0% | 2 | 1 | 1 | 7.716% | 0% | 7.716% | 1 | 37.16% | 0% | 0% | 1 | 9.523% | 0% | 0% | 1 | 22.12% | 0% | 0% | 1 | 48.17% | 0% | 0% | 1 | 5.441% | 0% | 0% | 1 | 4.755% | 0% | 0% | 1 |  | 0% | 0% | 1 | 10.0643 | 0% | 0% | 1 | 46.41% | 0% | 0% | 1 | 1 | 1 | 14.13% | 0% | 14.13% | 1 | 35.86% | 0% | 0% | 1 | 14.59% | 0% | 0% | 1 | 30.64% | 0% | 0% | 1 | 51.09% | 0% | 0% | 2 | 12.27% | 0% | 0% | 1 | 4.363% | 0% | 0% | 1
50 | Magunden | SPGE | 0 | 0 | 10 | 0% | 0% | 1 | 14.2135 | 0% | 0% | 2 | 59.28% | 0% | 0% | 2 | 1 | 1 | 0% | 0% | 0% | 1 | 11.47% | 0% | 0% | 1 | 5.922% | 0% | 0% | 1 | 8.788% | 0% | 0% | 1 | 11.7% | 0% | 0% | 1 | 0.9289% | 0% | 0% | 1 | 0.1295% | 0% | 0% | 1 |  | 0% | 0% | 1 | 11.2346 | 0% | 0% | 1 | 37.32% | 0% | 0% | 1 | 1 | 1 | 14.66% | 0% | 14.66% | 1 | 48.36% | 0% | 0% | 1 | 17.46% | 0% | 0% | 1 | 28.77% | 0% | 0% | 1 | 56.33% | 0% | 0% | 2 | 16.39% | 0% | 0% | 1 | 0.9701% | 0% | 0% | 1 |  |  |  | 0% | 0% | 1 | 11.2491 | 0% | 0% | 1 | 36.85% | 0% | 0% | 1 | 1 | 1 | 25.22% | 0% | 25.22% | 2 | 45.2% | 0% | 0% | 1 | 14.77% | 0% | 0% | 1 | 27.6% | 0% | 0% | 1 | 52.85% | 0% | 0% | 2 | 23.28% | 0% | 0% | 1 | 2.241% | 0% | 0% | 1 |  | 0% | 0% | 1 | 9 | 0% | 0% | 1 | 37.83% | 0% | 0% | 1 | 1 | 1 | 26.82% | 1.608% | 28.43% | 2 | 45.6% | 0% | 0% | 1 | 22.7% | 0% | 0% | 1 | 34.72% | 0% | 0% | 1 | 57.98% | 0% | 0% | 2 | 23.81% | 0% | 0% | 1 | 3.534% | 0% | 0% | 1
51 | Midway | SPGE | 1147 | 11470 | 15 | 220.9% | 18.54% | 5 | 10.7716 | 999% | 30.8% | 5 | 63.48% | 112.6% | 5.185% | 4 | 1 | 1 | 0% | 0% | 0% | 1 | 3.229% | 30.35% | 0% | 2 | 22.8% | 38.05% | 0% | 2 | 70.44% | 99.37% | 0% | 4 | 70.44% | 99.37% | 0% | 4 | 0% | 29.37% | 0% | 2 | 4.065% | 99.37% | 0% | 4 |  | 69.53% | 0% | 3 | 9.5425 | 33.13% | 0% | 2 | 51.22% | 41.23% | 0% | 2 | 1 | 1 | 0% | 0% | 0% | 1 | 15.35% | 8.905% | 0% | 1 | 17.12% | 9.095% | 0% | 1 | 63.41% | 20.6% | 0% | 2 | 66.87% | 22.75% | 0% | 2 | 0.5873% | 7.583% | 0% | 1 | 6.251% | 22.75% | 0% | 2 | 9 | 9 |  | 30.64% | 0% | 2 | 9.1423 | 18.59% | 0% | 1 | 49.74% | 41.23% | 0% | 2 | 1 | 1 | 0% | 0% | 0% | 1 | 18.89% | 4.513% | 0% | 1 | 22.4% | 4.717% | 0% | 1 | 57.01% | 8.515% | 0% | 2 | 60.43% | 9.25% | 0% | 2 | 0.3543% | 3.673% | 0% | 1 | 7.399% | 9.25% | 0% | 1 |  | 18.59% | 0% | 1 | 8.674 | 10.45% | 0% | 1 | 48.25% | 41.23% | 0% | 2 | 1 | 1 | 0% | 0% | 0% | 1 | 29.28% | 3.115% | 0% | 1 | 23.02% | 2.861% | 0% | 1 | 49.56% | 4.366% | 0% | 1 | 63.7% | 6.067% | 0% | 2 | 2.136% | 2.251% | 0% | 1 | 6.005% | 6.067% | 0% | 1
52 | Norco | SPGE | 0 | 0 | 10 | 0% | 0% | 1 | 6.5425 | 0% | 0% | 1 | 7.176% | 0% | 0% | 1 | 1 | 1 | 0% | 0% | 0% | 1 | 60.37% | 0% | 0% | 2 | 87.42% | 0% | 0% | 3 | 95.88% | 0% | 0% | 5 | 100% | 0% | 0% | 5 | 0% | 0% | 0% | 1 | 29.08% | 0% | 0% | 1 |  | 0% | 0% | 1 | 8.8025 | 0% | 0% | 1 | 32.9% | 0% | 0% | 1 | 1 | 1 | 0% | 0% | 0% | 1 | 29.95% | 0% | 0% | 1 | 55.22% | 0% | 0% | 2 | 85.75% | 0% | 0% | 3 | 86.76% | 0% | 0% | 3 | 0.861% | 0% | 0% | 1 | 11.82% | 0% | 0% | 1 | 5 | 11 |  | 0% | 0% | 1 | 9.1369 | 0% | 0% | 1 | 44.03% | 0% | 0% | 1 | 1 | 1 | 0% | 0% | 0% | 1 | 19.85% | 0% | 0% | 1 | 35.09% | 0% | 0% | 1 | 61.3% | 0% | 0% | 2 | 62.31% | 0% | 0% | 2 | 0.4778% | 0% | 0% | 1 | 7.01% | 0% | 0% | 1 |  | 0% | 0% | 1 | 9.2309 | 0% | 0% | 1 | 51.19% | 0% | 0% | 2 | 1 | 1 | 0% | 0% | 0% | 1 | 17.39% | 0% | 0% | 1 | 27.13% | 0% | 0% | 1 | 52.02% | 0% | 0% | 2 | 56.75% | 0% | 0% | 2 | 0.6832% | 0% | 0% | 1 | 5.173% | 0% | 0% | 1
53 | Rio Bravo | SPGE | 0 | 0 | 10 | 0% | 0% | 1 | 13.5043 | 0% | 0% | 2 | 74.07% | 0% | 0% | 2 | 1 | 1 | 0% | 0% | 0% | 1 | 3.014% | 0% | 0% | 1 | 0.4957% | 0% | 0% | 1 | 18.21% | 0% | 0% | 1 | 18.84% | 0% | 0% | 1 | 0% | 0% | 0% | 1 | 0.5313% | 0% | 0% | 1 |  | 0% | 0% | 1 | 12.5778 | 0% | 0% | 2 | 66.68% | 0% | 0% | 2 | 1 | 1 | 0% | 0% | 0% | 1 | 17.42% | 0% | 0% | 1 | 13.45% | 0% | 0% | 1 | 35.71% | 0% | 0% | 1 | 41.25% | 0% | 0% | 1 | 0% | 0% | 0% | 1 | 11.34% | 0% | 0% | 1 |  |  |  | 0% | 0% | 1 | 10.9756 | 0% | 0% | 1 | 58.66% | 0% | 0% | 2 | 1 | 1 | 0% | 0% | 0% | 1 | 26.34% | 0% | 0% | 1 | 17.97% | 0% | 0% | 1 | 41.17% | 0% | 0% | 1 | 54.33% | 0% | 0% | 2 | 0.4384% | 0% | 0% | 1 | 6.972% | 0% | 0% | 1 |  | 0% | 0% | 1 | 9.6389 | 0% | 0% | 1 | 52.15% | 0% | 0% | 2 | 1 | 1 | 1.747% | 0% | 1.747% | 1 | 27.95% | 0% | 0% | 1 | 18.62% | 0% | 0% | 1 | 39.35% | 0% | 0% | 1 | 55.01% | 0% | 0% | 2 | 2.335% | 0% | 0% | 1 | 4.976% | 0% | 0% | 1
54 | Rosedale | SPGE | 0 | 0 | 0 | 0% | 0% | 1 | 67.6 | 0% | 0% | 4 | 54.59% | 0% | 0% | 2 | 1 | 1 | 0% | 0% | 0% | 1 | 97.91% | 0% | 0% | 5 | 12.86% | 0% | 0% | 1 | 14.78% | 0% | 0% | 1 | 97.91% | 0% | 0% | 5 | 0% | 0% | 0% | 1 | 2.582% | 0% | 0% | 1 |  | 0% | 0% | 1 | 17.1844 | 0% | 0% | 2 | 46.6% | 0% | 0% | 1 | 1 | 1 | 0% | 0% | 0% | 1 | 35.24% | 0% | 0% | 1 | 14.88% | 0% | 0% | 1 | 34.01% | 0% | 0% | 1 | 50.38% | 0% | 0% | 2 | 0.809% | 0% | 0% | 1 | 8.432% | 0% | 0% | 1 |  |  |  | 0% | 0% | 1 | 11.9615 | 0% | 0% | 1 | 44.83% | 0% | 0% | 1 | 1 | 1 | 5.562% | 0% | 5.562% | 1 | 32.51% | 0% | 0% | 1 | 17.04% | 0% | 0% | 1 | 30.14% | 0% | 0% | 1 | 48.47% | 0% | 0% | 1 | 4.227% | 0% | 0% | 1 | 6.25% | 0% | 0% | 1 |  | 0% | 0% | 1 | 9.2071 | 0% | 0% | 1 | 45.91% | 0% | 0% | 1 | 1 | 1 | 11.92% | 0% | 11.92% | 1 | 31.83% | 0% | 0% | 1 | 22.32% | 0% | 0% | 1 | 37.59% | 0% | 0% | 1 | 53.07% | 0% | 0% | 2 | 10.05% | 0% | 0% | 1 | 4.381% | 0% | 0% | 1
55 | Semitropic | SPGE | 0 | 0 | 10 | 0% | 0% | 1 | 8.7542 | 0% | 0% | 1 | 61.95% | 0% | 0% | 2 | 1 | 1 | 0% | 0% | 0% | 1 | 9.32% | 0% | 0% | 1 | 0% | 0% | 0% | 1 | 14.86% | 0% | 0% | 1 | 24.18% | 0% | 0% | 1 | 0% | 0% | 0% | 1 | 0.5064% | 0% | 0% | 1 |  | 0% | 0% | 1 | 8.5456 | 0% | 0% | 1 | 59.89% | 0% | 0% | 2 | 1 | 1 | 0% | 0% | 0% | 1 | 23.16% | 0% | 0% | 1 | 3.066% | 0% | 0% | 1 | 32.34% | 0% | 0% | 1 | 50.97% | 0% | 0% | 2 | 0.05426% | 0% | 0% | 1 | 5.802% | 0% | 0% | 1 | 6 | 7 |  | 0% | 0% | 1 | 9.104 | 0% | 0% | 1 | 60.85% | 0% | 0% | 2 | 1 | 1 | 0% | 0% | 0% | 1 | 25.59% | 0% | 0% | 1 | 8.306% | 0% | 0% | 1 | 34.67% | 0% | 0% | 1 | 50.67% | 0% | 0% | 2 | 0.1072% | 0% | 0% | 1 | 5.216% | 0% | 0% | 1 |  | 0% | 0% | 1 | 9.3964 | 0% | 0% | 1 | 59.58% | 0% | 0% | 2 | 1 | 1 | 0% | 0% | 0% | 1 | 28.02% | 0% | 0% | 1 | 9.006% | 0% | 0% | 1 | 32.37% | 0% | 0% | 1 | 51.28% | 0% | 0% | 2 | 0.1368% | 0% | 0% | 1 | 4.662% | 0% | 0% | 1
56 | Shafter | SPGE | 85.5 | 855 | 5 | 13.59% | 0% | 1 | 10.423 | 24.87% | 0% | 2 | 82.89% | 2.207% | 0% | 3 | 1 | 1 | 0% | 0% | 0% | 1 | 0% | 2.073% | 0% | 1 | 0% | 2.073% | 0% | 1 | 5.751% | 2.2% | 0% | 1 | 5.751% | 2.2% | 0% | 1 | 0% | 2.073% | 0% | 1 | 0.1508% | 2.2% | 0% | 1 |  | 4.132% | 0% | 1 | 9.4156 | 4.232% | 0% | 1 | 75.01% | 2.947% | 0% | 3 | 1 | 1 | 0% | 0% | 0% | 1 | 16.62% | 0.6012% | 0% | 1 | 1.682% | 0.5099% | 0% | 1 | 23.69% | 0.657% | 0% | 1 | 37.24% | 0.7988% | 0% | 1 | 0% | 0.5013% | 0% | 1 | 2.628% | 0.7988% | 0% | 1 | 7 | 6 |  | 1.874% | 0% | 1 | 10.3827 | 2.634% | 0% | 1 | 66.84% | 2.947% | 0% | 2 | 1 | 1 | 0% | 0% | 0% | 1 | 23.83% | 0.3023% | 0% | 1 | 8.892% | 0.2527% | 0% | 1 | 33.07% | 0.344% | 0% | 1 | 49.03% | 0.4518% | 0% | 1 | 0.007226% | 0.2303% | 0% | 1 | 6.788% | 0.4518% | 0% | 1 |  | 1.05% | 0% | 1 | 10.1981 | 1.073% | 0% | 1 | 53.5% | 2.947% | 0% | 2 | 1 | 1 | 0.7143% | 0% | 0.7143% | 1 | 28.24% | 0.2059% | 0% | 1 | 14.62% | 0.173% | 0% | 1 | 38.76% | 0.2412% | 0% | 1 | 54.23% | 0.3227% | 0% | 2 | 1.817% | 0.1505% | 0% | 1 | 6.011% | 0.3227% | 0% | 1
57 | Smyrna | SPGE | 0 | 0 | 10 | 0% | 0% | 1 | 9.8345 | 0% | 0% | 1 | 15.85% | 0% | 0% | 1 | 1 | 1 | 0% | 0% | 0% | 1 | 26.38% | 0% | 0% | 1 | 0% | 0% | 0% | 1 | 39.27% | 0% | 0% | 1 | 65.65% | 0% | 0% | 2 | 0% | 0% | 0% | 1 | 4% | 0% | 0% | 1 |  | 0% | 0% | 1 | 9.6243 | 0% | 0% | 1 | 47.03% | 0% | 0% | 1 | 1 | 1 | 0% | 0% | 0% | 1 | 24.79% | 0% | 0% | 1 | 2.584% | 0% | 0% | 1 | 23.51% | 0% | 0% | 1 | 46.56% | 0% | 0% | 1 | 0.2868% | 0% | 0% | 1 | 4.458% | 0% | 0% | 1 | 5 | 6 |  | 0% | 0% | 1 | 9.4219 | 0% | 0% | 1 | 48.19% | 0% | 0% | 1 | 1 | 1 | 0% | 0% | 0% | 1 | 33.22% | 0% | 0% | 1 | 8.659% | 0% | 0% | 1 | 30.47% | 0% | 0% | 1 | 51.36% | 0% | 0% | 2 | 0.1167% | 0% | 0% | 1 | 7.238% | 0% | 0% | 1 |  | 0% | 0% | 1 | 8.8295 | 0% | 0% | 1 | 50% | 0% | 0% | 1 | 1 | 1 | 0% | 0% | 0% | 1 | 32.25% | 0% | 0% | 1 | 6.266% | 0% | 0% | 1 | 25.93% | 0% | 0% | 1 | 49.02% | 0% | 0% | 1 | 0.06417% | 0% | 0% | 1 | 5.686% | 0% | 0% | 1
58 | Stockdale | SPGE | 0 | 0 | 10 | 0% | 0% | 1 | 22.1905 | 0% | 0% | 3 | 75.39% | 0% | 0% | 3 | 1 | 1 | 0% | 0% | 0% | 1 | 6.199% | 0% | 0% | 1 | 0.3389% | 0% | 0% | 1 | 17.18% | 0% | 0% | 1 | 17.18% | 0% | 0% | 1 | 0% | 0% | 0% | 1 | 0% | 0% | 0% | 1 |  | 0% | 0% | 1 | 18.9322 | 0% | 0% | 2 | 52.24% | 0% | 0% | 2 | 1 | 1 | 0% | 0% | 0% | 1 | 22.81% | 0% | 0% | 1 | 18.7% | 0% | 0% | 1 | 43.41% | 0% | 0% | 1 | 46.57% | 0% | 0% | 1 | 0.5385% | 0% | 0% | 1 | 8.495% | 0% | 0% | 1 | 7 | 6 |  | 0% | 0% | 1 | 11.3651 | 0% | 0% | 1 | 49.79% | 0% | 0% | 1 | 1 | 1 | 0.1916% | 0% | 0.1916% | 1 | 21.54% | 0% | 0% | 1 | 24.86% | 0% | 0% | 1 | 39.26% | 0% | 0% | 1 | 47.56% | 0% | 0% | 1 | 1.574% | 0% | 0% | 1 | 6.387% | 0% | 0% | 1 |  | 0% | 0% | 1 | 9.1481 | 0% | 0% | 1 | 49.52% | 0% | 0% | 1 | 1 | 1 | 8.442% | 0% | 8.442% | 1 | 27.95% | 0% | 0% | 1 | 23.28% | 0% | 0% | 1 | 37.29% | 0% | 0% | 1 | 51.11% | 0% | 0% | 2 | 7.363% | 0% | 0% | 1 | 4.232% | 0% | 0% | 1
59 | Taft | SPGE | 0 | 0 | 5 | 0% | 0% | 1 | 0 | 0% | 0% | 1 | 0% | 0% | 0% | 1 | 1 | 1 | 0% | 0% | 0% | 1 | 0% | 0% | 0% | 1 | 0% | 0% | 0% | 1 | 0% | 0% | 0% | 1 | 0% | 0% | 0% | 1 | 0% | 0% | 0% | 1 | 0% | 0% | 0% | 1 |  | 0% | 0% | 1 | 5.2553 | 0% | 0% | 1 | 7.302% | 0% | 0% | 1 | 1 | 1 | 0% | 0% | 0% | 1 | 49.16% | 0% | 0% | 1 | 53.83% | 0% | 0% | 2 | 86.48% | 0% | 0% | 3 | 94.36% | 0% | 0% | 4 | 0.9006% | 0% | 0% | 1 | 0.3213% | 0% | 0% | 1 | 5 | 12 |  | 0% | 0% | 1 | 5.2215 | 0% | 0% | 1 | 21.68% | 0% | 0% | 1 | 1 | 1 | 0% | 0% | 0% | 1 | 29.45% | 0% | 0% | 1 | 41.92% | 0% | 0% | 1 | 65.15% | 0% | 0% | 2 | 74.74% | 0% | 0% | 3 | 9.292% | 0% | 0% | 1 | 1.632% | 0% | 0% | 1 |  | 0% | 0% | 1 | 6.1223 | 0% | 0% | 1 | 30.39% | 0% | 0% | 1 | 1 | 1 | 2.23% | 0% | 2.23% | 1 | 19.94% | 0% | 0% | 1 | 36.55% | 0% | 0% | 1 | 61.43% | 0% | 0% | 2 | 67.04% | 0% | 0% | 2 | 11.61% | 0% | 0% | 1 | 4.818% | 0% | 0% | 1
60 | Temblor | SPGE | 0 | 0 | 10 | 0% | 0% | 1 | 7.1417 | 0% | 0% | 1 | 7.92% | 0% | 0% | 1 | 1 | 1 | 0% | 0% | 0% | 1 | 3.416% | 0% | 0% | 1 | 15.36% | 0% | 0% | 1 | 43.67% | 0% | 0% | 1 | 43.67% | 0% | 0% | 1 | 2.381% | 0% | 0% | 1 | 0.1482% | 0% | 0% | 1 |  | 0% | 0% | 1 | 6.5944 | 0% | 0% | 1 | 26.61% | 0% | 0% | 1 | 1 | 1 | 0% | 0% | 0% | 1 | 32.02% | 0% | 0% | 1 | 14.42% | 0% | 0% | 1 | 33.23% | 0% | 0% | 1 | 59.26% | 0% | 0% | 2 | 12.15% | 0% | 0% | 1 | 0.2517% | 0% | 0% | 1 |  |  |  | 0% | 0% | 1 | 8.3807 | 0% | 0% | 1 | 29.02% | 0% | 0% | 1 | 1 | 1 | 0% | 0% | 0% | 1 | 43.1% | 0% | 0% | 1 | 15.83% | 0% | 0% | 1 | 42.99% | 0% | 0% | 1 | 70.84% | 0% | 0% | 3 | 14.06% | 0% | 0% | 1 | 2.761% | 0% | 0% | 1 |  | 0% | 0% | 1 | 8.8311 | 0% | 0% | 1 | 27.46% | 0% | 0% | 1 | 1 | 1 | 0% | 0% | 0% | 1 | 39.42% | 0% | 0% | 1 | 17.05% | 0% | 0% | 1 | 45.34% | 0% | 0% | 1 | 71.34% | 0% | 0% | 3 | 14.53% | 0% | 0% | 1 | 4.391% | 0% | 0% | 1
61 | Tupman | SPGE | 55 | 550 | 10 | 33.63% | 0% | 2 | 11.72 | 6.729% | 0% | 1 | 38.14% | 18.95% | 0% | 1 | 1 | 1 | 0% | 0% | 0% | 1 | 41.35% | 2.137% | 0% | 1 | 46.11% | 2.325% | 0% | 1 | 82.99% | 7.367% | 0% | 3 | 86.37% | 9.197% | 0% | 3 | 0% | 1.253% | 0% | 1 | 33.24% | 9.197% | 0% | 1 |  | 3.908% | 0% | 1 | 11.7825 | 2.242% | 0% | 1 | 44.67% | 2.26% | 0% | 1 | 1 | 1 | 0% | 0% | 0% | 1 | 27.55% | 0.5194% | 0% | 1 | 37.5% | 0.6022% | 0% | 1 | 65.52% | 1.091% | 0% | 2 | 67.39% | 1.154% | 0% | 2 | 0.6365% | 0.3787% | 0% | 1 | 13.08% | 1.154% | 0% | 1 |  |  |  | 1.629% | 0% | 1 | 10.5 | 0.8156% | 0% | 1 | 50.47% | 2.26% | 0% | 2 | 1 | 1 | 0% | 0% | 0% | 1 | 18.47% | 0.2179% | 0% | 1 | 31.3% | 0.2586% | 0% | 1 | 55.78% | 0.4018% | 0% | 2 | 58.2% | 0.4251% | 0% | 2 | 0.4492% | 0.1785% | 0% | 1 | 6.871% | 0.4251% | 0% | 1 |  | 0.7103% | 0% | 1 | 9.5976 | 0.5603% | 0% | 1 | 52.25% | 2.26% | 0% | 2 | 1 | 1 | 0% | 0% | 0% | 1 | 22.45% | 0.1342% | 0% | 1 | 21.73% | 0.133% | 0% | 1 | 45.4% | 0.1906% | 0% | 1 | 55.18% | 0.2322% | 0% | 2 | 0.6629% | 0.1048% | 0% | 1 | 5.092% | 0.2322% | 0% | 1
62 | Westpark | SPGE | 0 | 0 | 10 | 0% | 0% | 1 | 19.8306 | 0% | 0% | 2 | 5.35% | 0% | 0% | 1 | 1 | 1 | 0% | 0% | 0% | 1 | 73.51% | 0% | 0% | 3 | 0% | 0% | 0% | 1 | 51.88% | 0% | 0% | 2 | 73.51% | 0% | 0% | 3 | 0% | 0% | 0% | 1 | 0.869% | 0% | 0% | 1 |  | 0% | 0% | 1 | 19 | 0% | 0% | 2 | 42.48% | 0% | 0% | 1 | 1 | 1 | 0% | 0% | 0% | 1 | 38.57% | 0% | 0% | 1 | 12.49% | 0% | 0% | 1 | 28.02% | 0% | 0% | 1 | 49.3% | 0% | 0% | 1 | 2.621% | 0% | 0% | 1 | 4.784% | 0% | 0% | 1 |  |  |  | 0% | 0% | 1 | 11.72 | 0% | 0% | 1 | 42.83% | 0% | 0% | 1 | 1 | 1 | 9.975% | 0% | 9.975% | 1 | 34.91% | 0% | 0% | 1 | 16.46% | 0% | 0% | 1 | 29.67% | 0% | 0% | 1 | 48.8% | 0% | 0% | 1 | 8.159% | 0% | 0% | 1 | 5.497% | 0% | 0% | 1 |  | 0% | 0% | 1 | 9.1148 | 0% | 0% | 1 | 44.74% | 0% | 0% | 1 | 1 | 1 | 15.22% | 0% | 15.22% | 1 | 35.2% | 0% | 0% | 1 | 23.17% | 0% | 0% | 1 | 36.89% | 0% | 0% | 1 | 54.42% | 0% | 0% | 2 | 13.12% | 0% | 0% | 1 | 4.364% | 0% | 0% | 1
63 | Wheeler Ridge | SPGE | 331.5 | 3315 | 10 | 148.4% | 2.556% | 4 | 7.9674 | 104.3% | 0.3381% | 3 | 85.34% | 104.5% | 0.3745% | 4 | 1 | 1 | 0% | 0% | 0% | 1 | 4.717% | 7.811% | 0% | 1 | 13.32% | 8.586% | 0% | 1 | 18.52% | 9.135% | 0% | 1 | 20.44% | 9.355% | 0% | 1 | 0% | 7.443% | 0% | 1 | 1.959% | 9.355% | 0% | 1 |  | 19.41% | 0% | 1 | 7.4754 | 16.64% | 0% | 1 | 67.86% | 14.2% | 0% | 2 | 1 | 1 | 2.245% | 0% | 2.245% | 1 | 14.46% | 2.312% | 0% | 1 | 22.49% | 2.551% | 0% | 1 | 34.78% | 3.032% | 0% | 1 | 38.44% | 3.212% | 0% | 1 | 3.036% | 2.039% | 0% | 1 | 1.944% | 3.212% | 0% | 1 | 6 | 6 |  | 9.432% | 0% | 1 | 7.5679 | 7.924% | 0% | 1 | 61.29% | 14.2% | 0% | 2 | 1 | 1 | 6.033% | 0% | 6.033% | 1 | 20.24% | 1.439% | 0% | 1 | 21.69% | 1.465% | 0% | 1 | 34.4% | 1.749% | 0% | 1 | 43.26% | 2.022% | 0% | 1 | 6.119% | 1.222% | 0% | 1 | 1.446% | 2.022% | 0% | 1 |  | 6.575% | 0% | 1 | 9.1367 | 4.803% | 0% | 1 | 53.81% | 14.2% | 0% | 2 | 1 | 1 | 8.852% | 3.055% | 11.91% | 2 | 25.62% | 1.034% | 0% | 1 | 24.24% | 1.015% | 0% | 1 | 36.54% | 1.212% | 0% | 1 | 49.43% | 1.521% | 0% | 1 | 9.881% | 0.8535% | 0% | 1 | 1.666% | 1.521% | 0% | 1
64 | Kern Oil | SPGE | 0 | 0 | 10 | 0% | 0% | 1 | 12.8924 | 0% | 0% | 2 | 6.587% | 0% | 0% | 1 | 1 | 1 | 0% | 0% | 0% | 1 | 79.38% | 0% | 0% | 3 | 6.68% | 0% | 0% | 1 | 9.158% | 0% | 0% | 1 | 79.38% | 0% | 0% | 3 | 3.359% | 0% | 0% | 1 | 0.6601% | 0% | 0% | 1 |  | 0% | 0% | 1 | 12.75 | 0% | 0% | 2 | 22.53% | 0% | 0% | 1 | 1 | 1 | 16.29% | 0% | 16.29% | 1 | 54.39% | 0% | 0% | 2 | 7.691% | 0% | 0% | 1 | 11.72% | 0% | 0% | 1 | 54.43% | 0% | 0% | 2 | 11.21% | 0% | 0% | 1 | 2.298% | 0% | 0% | 1 | 6 | 8 |  | 0% | 0% | 1 | 11.4708 | 0% | 0% | 1 | 36.51% | 0% | 0% | 1 | 1 | 1 | 22.77% | 0% | 22.77% | 2 | 48.52% | 0% | 0% | 1 | 14.94% | 0% | 0% | 1 | 28.8% | 0% | 0% | 1 | 55.51% | 0% | 0% | 2 | 18.28% | 0% | 0% | 1 | 3.769% | 0% | 0% | 1 |  | 0% | 0% | 1 | 9.1042 | 0% | 0% | 1 | 40.37% | 0% | 0% | 1 | 1 | 1 | 23.86% | 0% | 23.86% | 2 | 43.78% | 0% | 0% | 1 | 18.91% | 0% | 0% | 1 | 32.29% | 0% | 0% | 1 | 55.02% | 0% | 0% | 2 | 21.59% | 0% | 0% | 1 | 4.045% | 0% | 0% | 1
65 | Inyokern | GREATER KRAMER | 0 | 0 | 10 | 0% | 0% | 1 | 38.9812 | 0% | 0% | 4 | 0% | 0% | 0% | 1 | 1 | 1 | 0% | 0% | 0% | 1 | 60.26% | 0% | 0% | 2 | 28.28% | 0% | 0% | 1 | 9.997% | 0% | 0% | 1 | 68.78% | 0% | 0% | 2 | 19.68% | 0% | 0% | 1 | 0.01846% | 0% | 0% | 1 |  | 0% | 0% | 1 | 36.2062 | 0% | 0% | 4 | 0% | 0% | 0% | 1 | 1 | 1 | 0% | 0% | 0% | 1 | 48.14% | 0% | 0% | 1 | 19.92% | 0% | 0% | 1 | 6.504% | 0% | 0% | 1 | 54.45% | 0% | 0% | 2 | 20.64% | 0% | 0% | 1 | 0.01202% | 0% | 0% | 1 | 8 | 7 |  | 0% | 0% | 1 | 30.0067 | 0% | 0% | 4 | 0% | 0% | 0% | 1 | 1 | 1 | 1.781% | 0% | 1.781% | 1 | 49.89% | 0% | 0% | 1 | 20.09% | 0% | 0% | 1 | 7.724% | 0% | 0% | 1 | 57.44% | 0% | 0% | 2 | 21.17% | 0% | 0% | 1 | 0.1312% | 0% | 0% | 1 |  | 0% | 0% | 1 | 27.3333 | 0% | 0% | 3 | 0.02255% | 0% | 0% | 1 | 1 | 1 | 10.05% | 0% | 10.05% | 1 | 47.78% | 0% | 0% | 1 | 24% | 0% | 0% | 1 | 13.36% | 0% | 0% | 1 | 60.48% | 0% | 0% | 2 | 23.21% | 0% | 0% | 1 | 0.1884% | 0% | 0% | 1
66 | Pastoria | GREATER TEHACHAPI | 105 | 1050 | 10 | 416.1% | 3.297% | 4 | 4.7677 | 10.21% | 0% | 1 | 21.52% | 53.38% | 0% | 3 | 0 | 2 | 7.083% | 0% | 7.083% | 1 | 88.25% | 36.54% | 0% | 3 | 44.05% | 7.676% | 0% | 1 | 41.66% | 7.362% | 0% | 1 | 89.09% | 39.35% | 0% | 3 | 28.63% | 6.017% | 0% | 1 | 2.157% | 39.35% | 0% | 2 |  | 66.67% | 0% | 3 | 6.371 | 4.575% | 0% | 1 | 34.07% | 22.52% | 0% | 2 | 0 | 2 | 23.45% | 0% | 23.45% | 2 | 62.02% | 3.499% | 0% | 2 | 44.43% | 2.391% | 0% | 1 | 46.06% | 2.463% | 0% | 1 | 69.09% | 4.298% | 0% | 2 | 25.47% | 1.783% | 0% | 1 | 1.592% | 4.298% | 0% | 1 | 10 | 8 |  | 30.13% | 0% | 2 | 6.7454 | 2.154% | 0% | 1 | 35.61% | 22.52% | 0% | 2 | 0 | 2 | 38.79% | 1.076% | 39.87% | 2 | 51.35% | 1.182% | 0% | 2 | 42.56% | 1.001% | 0% | 1 | 48.12% | 1.108% | 0% | 1 | 69.31% | 1.874% | 0% | 2 | 25.9% | 0.7761% | 0% | 1 | 1.612% | 1.874% | 0% | 1 |  | 3.633% | 0% | 1 | 10.3827 | 1.126% | 0% | 1 | 31.88% | 22.52% | 0% | 2 | 0 | 2 | 40.64% | 6.262% | 46.91% | 2 | 44.06% | 0.5312% | 0% | 1 | 33.74% | 0.4484% | 0% | 1 | 37.78% | 0.4776% | 0% | 1 | 66.46% | 0.886% | 0% | 2 | 25.37% | 0.3981% | 0% | 1 | 2.127% | 0.886% | 0% | 1
67 | Ransburg | GREATER KRAMER | 0 | 0 | 10 | 0% | 0% | 1 | 5.5423 | 0% | 0% | 1 | 0% | 0% | 0% | 1 | 0 | 2 | 0% | 0% | 0% | 1 | 0% | 0% | 0% | 1 | 17.48% | 0% | 0% | 1 | 0% | 0% | 0% | 1 | 17.48% | 0% | 0% | 1 | 0% | 0% | 0% | 1 | 0% | 0% | 0% | 1 |  | 0% | 0% | 1 | 16.6173 | 0% | 0% | 2 | 0% | 0% | 0% | 1 | 0 | 2 | 0% | 0% | 0% | 1 | 43.08% | 0% | 0% | 1 | 0.02567% | 0% | 0% | 1 | 0% | 0% | 0% | 1 | 43.11% | 0% | 0% | 1 | 57.14% | 0% | 0% | 2 | 0% | 0% | 0% | 1 |  |  |  | 0% | 0% | 1 | 75 | 0% | 0% | 4 | 0% | 0% | 0% | 1 | 0 | 2 | 0% | 0% | 0% | 1 | 47.98% | 0% | 0% | 1 | 20.31% | 0% | 0% | 1 | 3.703% | 0% | 0% | 1 | 66.4% | 0% | 0% | 2 | 62.06% | 0% | 0% | 2 | 0.03999% | 0% | 0% | 1 |  | 0% | 0% | 1 | 62 | 0% | 0% | 4 | 0.003484% | 0% | 0% | 1 | 0 | 2 | 0% | 0% | 0% | 1 | 37.96% | 0% | 0% | 1 | 23.74% | 0% | 0% | 1 | 4.916% | 0% | 0% | 1 | 58.49% | 0% | 0% | 2 | 53.69% | 0% | 0% | 2 | 0.5733% | 0% | 0% | 1
68 | Sycamore | SPGE | 0 | 0 | 0 | 0% | 0% | 1 | 12.1948 | 0% | 0% | 2 | 0.1341% | 0% | 0% | 1 | 0 | 2 | 0% | 0% | 0% | 1 | 84.31% | 0% | 0% | 3 | 15% | 0% | 0% | 1 | 17.73% | 0% | 0% | 1 | 84.31% | 0% | 0% | 3 | 12.39% | 0% | 0% | 1 | 0.6805% | 0% | 0% | 1 |  | 0% | 0% | 1 | 11.8029 | 0% | 0% | 1 | 14.17% | 0% | 0% | 1 | 0 | 2 | 27.99% | 0% | 27.99% | 2 | 60.34% | 0% | 0% | 2 | 11.84% | 0% | 0% | 1 | 18.96% | 0% | 0% | 1 | 60.37% | 0% | 0% | 2 | 19.92% | 0% | 0% | 1 | 2.242% | 0% | 0% | 1 |  |  |  | 0% | 0% | 1 | 10.75 | 0% | 0% | 1 | 32.09% | 0% | 0% | 1 | 0 | 2 | 29.69% | 0% | 29.69% | 2 | 54.35% | 0% | 0% | 2 | 15.76% | 0% | 0% | 1 | 28.41% | 0% | 0% | 1 | 58.99% | 0% | 0% | 2 | 24.42% | 0% | 0% | 1 | 2.4% | 0% | 0% | 1 |  | 0% | 0% | 1 | 9.0991 | 0% | 0% | 1 | 37.95% | 0% | 0% | 1 | 0 | 2 | 28.22% | 0% | 28.22% | 2 | 46.99% | 0% | 0% | 1 | 17.98% | 0% | 0% | 1 | 30.72% | 0% | 0% | 1 | 56.07% | 0% | 0% | 2 | 25.86% | 0% | 0% | 1 | 3.583% | 0% | 0% | 1
69 | Avenal | SPGE | 0 | 0 | 0 | 0% | 0% | 1 | 4.8346 | 0% | 0% | 1 | 8.862% | 0% | 0% | 1 | 0 | 2 | 0% | 0% | 0% | 1 | 39.45% | 0% | 0% | 1 | 0% | 0% | 0% | 1 | 30.87% | 0% | 0% | 1 | 67.3% | 0% | 0% | 2 | 27.85% | 0% | 0% | 1 | 0.4816% | 0% | 0% | 1 |  | 0% | 0% | 1 | 7.1904 | 0% | 0% | 1 | 17.53% | 0% | 0% | 1 | 0 | 2 | 0.01566% | 0% | 0.01566% | 1 | 50.52% | 0% | 0% | 2 | 0.7392% | 0% | 0% | 1 | 17.72% | 0% | 0% | 1 | 64.81% | 0% | 0% | 2 | 28.34% | 0% | 0% | 1 | 0.308% | 0% | 0% | 1 |  |  |  | 0% | 0% | 1 | 6.5556 | 0% | 0% | 1 | 24.02% | 0% | 0% | 1 | 0 | 2 | 1.651% | 0% | 1.651% | 1 | 41.99% | 0% | 0% | 1 | 1.707% | 0% | 0% | 1 | 17.55% | 0% | 0% | 1 | 53.77% | 0% | 0% | 2 | 26.67% | 0% | 0% | 1 | 0.7524% | 0% | 0% | 1 |  | 0% | 0% | 1 | 6.3949 | 0% | 0% | 1 | 23.2% | 0% | 0% | 1 | 0 | 2 | 5.683% | 0% | 5.683% | 1 | 45.58% | 0% | 0% | 1 | 5.775% | 0% | 0% | 1 | 20.14% | 0% | 0% | 1 | 56.83% | 0% | 0% | 2 | 25.44% | 0% | 0% | 1 | 0.9064% | 0% | 0% | 1
70 | Corcoran | SPGE | 0 | 0 | 10 | 0% | 0% | 1 | 7.2258 | 0% | 0% | 1 | 35.9% | 0% | 0% | 1 | 1 | 1 | 0% | 0% | 0% | 1 | 15.51% | 0% | 0% | 1 | 7.421% | 0% | 0% | 1 | 23.67% | 0% | 0% | 1 | 36.73% | 0% | 0% | 1 | 0% | 0% | 0% | 1 | 11.52% | 0% | 0% | 1 |  | 0% | 0% | 1 | 6.8856 | 0% | 0% | 1 | 36.44% | 0% | 0% | 1 | 1 | 1 | 0% | 0% | 0% | 1 | 8.942% | 0% | 0% | 1 | 2.352% | 0% | 0% | 1 | 11.24% | 0% | 0% | 1 | 18.96% | 0% | 0% | 1 | 0% | 0% | 0% | 1 | 5.238% | 0% | 0% | 1 | 5 | 6 |  | 0% | 0% | 1 | 7.2844 | 0% | 0% | 1 | 36.45% | 0% | 0% | 1 | 1 | 1 | 0% | 0% | 0% | 1 | 14.43% | 0% | 0% | 1 | 2.091% | 0% | 0% | 1 | 6.571% | 0% | 0% | 1 | 20.15% | 0% | 0% | 1 | 0% | 0% | 0% | 1 | 3.242% | 0% | 0% | 1 |  | 0% | 0% | 1 | 8.8065 | 0% | 0% | 1 | 35.74% | 0% | 0% | 1 | 1 | 1 | 0% | 0% | 0% | 1 | 19.76% | 0% | 0% | 1 | 4.123% | 0% | 0% | 1 | 10.17% | 0% | 0% | 1 | 27.71% | 0% | 0% | 1 | 0.006414% | 0% | 0% | 1 | 3.615% | 0% | 0% | 1
71 | Henrietta | SPGE | 705 | 7050 | 10 | 77.96% | 0% | 3 | 6.7518 | 147.8% | 12.19% | 3 | 34.13% | 47.67% | 0% | 2 | 1 | 1 | 0% | 0% | 0% | 1 | 28.64% | 40.03% | 0% | 2 | 0% | 28.56% | 0% | 2 | 0% | 28.56% | 0% | 2 | 28.64% | 40.03% | 0% | 2 | 0% | 28.56% | 0% | 2 | 3.211% | 40.03% | 0% | 2 |  | 11.74% | 0% | 1 | 8.6652 | 20.75% | 0% | 2 | 39.99% | 9.797% | 0% | 1 | 1 | 1 | 0% | 0% | 0% | 1 | 15.75% | 6.025% | 0% | 1 | 1.698% | 5.163% | 0% | 1 | 2.737% | 5.218% | 0% | 1 | 16.71% | 6.094% | 0% | 1 | 0% | 5.076% | 0% | 1 | 2.541% | 6.094% | 0% | 1 | 6 | 6 |  | 4.635% | 0% | 1 | 8.6653 | 8.076% | 0% | 1 | 47.23% | 9.797% | 0% | 1 | 1 | 1 | 0% | 0% | 0% | 1 | 10.59% | 2.153% | 0% | 1 | 1.947% | 1.963% | 0% | 1 | 4.501% | 2.015% | 0% | 1 | 13.97% | 2.237% | 0% | 1 | 0% | 1.925% | 0% | 1 | 1.678% | 2.237% | 0% | 1 |  | 2.421% | 0% | 1 | 8.6874 | 4.313% | 0% | 1 | 42.36% | 9.797% | 0% | 1 | 1 | 1 | 0% | 0% | 0% | 1 | 11.58% | 1.194% | 0% | 1 | 1.409% | 1.071% | 0% | 1 | 6.463% | 1.129% | 0% | 1 | 16.95% | 1.271% | 0% | 1 | 0.1174% | 1.057% | 0% | 1 | 1.796% | 1.271% | 0% | 1
72 | Eagle Rock (PGE) | NORTHERN CALIFORNIA | 0 | 0 | 10 | 0% | 0% | 1 | 8.7925 | 0% | 0% | 1 | 0% | 0% | 0% | 1 | 0 | 2 | 2.334% | 97.67% | 100% | 5 | 77.68% | 0% | 0% | 3 | 77.05% | 0% | 0% | 3 | 83% | 0% | 0% | 3 | 100% | 0% | 0% | 5 | 33.88% | 0% | 0% | 1 | 1.521% | 0% | 0% | 1 |  | 0% | 0% | 1 | 9.9953 | 0% | 0% | 1 | 4.107% | 0% | 0% | 1 | 0 | 2 | 19.92% | 69.99% | 89.91% | 5 | 60.35% | 0% | 0% | 2 | 54.76% | 0% | 0% | 2 | 73.79% | 0% | 0% | 3 | 93.53% | 0% | 0% | 4 | 34.64% | 0% | 0% | 1 | 1.761% | 0% | 0% | 1 |  |  |  | 0% | 0% | 1 | 11.5392 | 0% | 0% | 1 | 6.953% | 0% | 0% | 1 | 0 | 2 | 37.68% | 45.23% | 82.91% | 5 | 56.09% | 0% | 0% | 2 | 47.24% | 0% | 0% | 1 | 72.9% | 0% | 0% | 3 | 90.72% | 0% | 0% | 4 | 34.38% | 0% | 0% | 1 | 1.918% | 0% | 0% | 1 |  | 0% | 0% | 1 | 10.569 | 0% | 0% | 1 | 6.464% | 0% | 0% | 1 | 0 | 2 | 49.31% | 35.46% | 84.77% | 5 | 57.72% | 0% | 0% | 2 | 39.31% | 0% | 0% | 1 | 66.31% | 0% | 0% | 2 | 86.65% | 0% | 0% | 3 | 41.04% | 0% | 0% | 1 | 1.894% | 0% | 0% | 1
73 | Antelope | GREATER TEHACHAPI | 592 | 5920 | 10 | 28.67% | 0% | 2 | 63 | 999% | 155.9% | 5 | 0.8948% | 0% | 0% | 1 | 0 | 2 | 19.51% | 22.94% | 42.45% | 4 | 0% | 18.41% | 0% | 1 | 26.55% | 25.06% | 0% | 2 | 16.5% | 22.05% | 0% | 2 | 27.75% | 25.48% | 0% | 2 | 6.85% | 19.76% | 0% | 1 | 1.953% | 25.48% | 0% | 2 |  | 11.08% | 0% | 1 | 57 | 104.6% | 0.9461% | 5 | 1.247% | 0% | 0% | 1 | 0 | 2 | 12.25% | 30.01% | 42.26% | 5 | 1.975% | 5.264% | 0% | 1 | 32.19% | 7.609% | 0% | 1 | 33.7% | 7.783% | 0% | 1 | 40.9% | 8.73% | 0% | 1 | 16.6% | 6.187% | 0% | 1 | 3.407% | 8.73% | 0% | 1 | 14 | 6 |  | 6.221% | 0% | 1 | 49.75 | 35.5% | 0% | 4 | 1.894% | 0% | 0% | 1 | 0 | 2 | 9.412% | 32.23% | 41.64% | 5 | 11.18% | 3.067% | 0% | 1 | 27.79% | 3.772% | 0% | 1 | 22.12% | 3.498% | 0% | 1 | 43.01% | 4.779% | 0% | 1 | 18.73% | 3.351% | 0% | 1 | 4.137% | 4.779% | 0% | 1 |  | 3.604% | 0% | 1 | 43.4444 | 16.76% | 0% | 4 | 3.873% | 0% | 0% | 1 | 0 | 2 | 17.02% | 30.43% | 47.44% | 5 | 12.63% | 1.725% | 0% | 1 | 28.37% | 2.104% | 0% | 1 | 18.72% | 1.854% | 0% | 1 | 43.23% | 2.655% | 0% | 1 | 18.71% | 1.854% | 0% | 1 | 3.328% | 2.655% | 0% | 1
74 | Arcogen | GREATER LA METRO | 0 | 0 | 10 | 0% | 0% | 1 | 18.84 | 0% | 0% | 2 | 0% | 0% | 0% | 1 | 0 | 2 | 0% | 0% | 0% | 1 | 0% | 0% | 0% | 1 | 0% | 0% | 0% | 1 | 55.03% | 0% | 0% | 2 | 55.03% | 0% | 0% | 2 | 0% | 0% | 0% | 1 | 0.2664% | 0% | 0% | 1 |  | 0% | 0% | 1 | 33.8571 | 0% | 0% | 4 | 0% | 0% | 0% | 1 | 0 | 2 | 0.7993% | 0% | 0.7993% | 1 | 0.01645% | 0% | 0% | 1 | 2.751% | 0% | 0% | 1 | 59.25% | 0% | 0% | 2 | 59.26% | 0% | 0% | 2 | 0% | 0% | 0% | 1 | 0.2108% | 0% | 0% | 1 |  |  |  | 0% | 0% | 1 | 26.3 | 0% | 0% | 3 | 0% | 0% | 0% | 1 | 0 | 2 | 2.239% | 0% | 2.239% | 1 | 0.1764% | 0% | 0% | 1 | 11.48% | 0% | 0% | 1 | 61.58% | 0% | 0% | 2 | 61.76% | 0% | 0% | 2 | 0% | 0% | 0% | 1 | 0.4406% | 0% | 0% | 1 |  | 0% | 0% | 1 | 57 | 0% | 0% | 4 | 0% | 0% | 0% | 1 | 0 | 2 | 1.522% | 0% | 1.522% | 1 | 0.1199% | 0% | 0% | 1 | 13.44% | 0% | 0% | 1 | 72.83% | 0% | 0% | 3 | 72.95% | 0% | 0% | 3 | 0% | 0% | 0% | 1 | 1.289% | 0% | 0% | 1
75 | Bailey | GREATER TEHACHAPI | 0 | 0 | 10 | 0% | 0% | 1 | 5.6955 | 0% | 0% | 1 | 0% | 0% | 0% | 1 | 0 | 2 | 98.92% | 0% | 98.92% | 5 | 65.65% | 0% | 0% | 2 | 66.44% | 0% | 0% | 2 | 69.13% | 0% | 0% | 2 | 100% | 0% | 0% | 5 | 40.14% | 0% | 0% | 1 | 2.808% | 0% | 0% | 1 |  | 0% | 0% | 1 | 6.1127 | 0% | 0% | 1 | 1.141% | 0% | 0% | 1 | 0 | 2 | 88.43% | 0% | 88.43% | 5 | 58.86% | 0% | 0% | 2 | 56.74% | 0% | 0% | 2 | 51.31% | 0% | 0% | 2 | 94.8% | 0% | 0% | 4 | 47.07% | 0% | 0% | 1 | 2.579% | 0% | 0% | 1 |  |  |  | 0% | 0% | 1 | 8.4846 | 0% | 0% | 1 | 2.813% | 0% | 0% | 1 | 0 | 2 | 71.71% | 3.062% | 74.78% | 3 | 60.6% | 0% | 0% | 2 | 50.81% | 0% | 0% | 2 | 41.22% | 0% | 0% | 1 | 90.28% | 0% | 0% | 4 | 39.25% | 0% | 0% | 1 | 2.435% | 0% | 0% | 1 |  | 0% | 0% | 1 | 10.1013 | 0% | 0% | 1 | 7.981% | 0% | 0% | 1 | 0 | 2 | 58.72% | 8.576% | 67.29% | 3 | 53% | 0% | 0% | 2 | 36.39% | 0% | 0% | 1 | 33.17% | 0% | 0% | 1 | 75.25% | 0% | 0% | 3 | 37.92% | 0% | 0% | 1 | 2.962% | 0% | 0% | 1
76 | Center | GREATER LA METRO | 0 | 0 | 10 | 0% | 0% | 1 | 0 | 0% | 0% | 1 | 0% | 0% | 0% | 1 | 0 | 2 | 0% | 0% | 0% | 1 | 0% | 0% | 0% | 1 | 0% | 0% | 0% | 1 | 0% | 0% | 0% | 1 | 0% | 0% | 0% | 1 | 0% | 0% | 0% | 1 | 0% | 0% | 0% | 1 |  | 0% | 0% | 1 | 0 | 0% | 0% | 1 | 0% | 0% | 0% | 1 | 0 | 2 | 0% | 0% | 0% | 1 | 0% | 0% | 0% | 1 | 0% | 0% | 0% | 1 | 0% | 0% | 0% | 1 | 0% | 0% | 0% | 1 | 0% | 0% | 0% | 1 | 0% | 0% | 0% | 1 |  |  |  | 0% | 0% | 1 | 27 | 0% | 0% | 3 | 0% | 0% | 0% | 1 | 0 | 2 | 0% | 17.75% | 17.75% | 3 | 0.1267% | 0% | 0% | 1 | 11.54% | 0% | 0% | 1 | 42.84% | 0% | 0% | 1 | 42.97% | 0% | 0% | 1 | 0% | 0% | 0% | 1 | 3.725% | 0% | 0% | 1 |  | 0% | 0% | 1 | 51.6667 | 0% | 0% | 4 | 0% | 0% | 0% | 1 | 0 | 2 | 5.982% | 39.44% | 45.42% | 5 | 23.26% | 0% | 0% | 1 | 10.25% | 0% | 0% | 1 | 44.05% | 0% | 0% | 1 | 67.61% | 0% | 0% | 2 | 19.16% | 0% | 0% | 1 | 9.027% | 0% | 0% | 1
77 | Del Amo | GREATER LA METRO | 0 | 0 | 10 | 0% | 0% | 1 | 0 | 0% | 0% | 1 | 0% | 0% | 0% | 1 | 0 | 2 | 0% | 0% | 0% | 1 | 0% | 0% | 0% | 1 | 0% | 0% | 0% | 1 | 0% | 0% | 0% | 1 | 0% | 0% | 0% | 1 | 0% | 0% | 0% | 1 | 0% | 0% | 0% | 1 |  | 0% | 0% | 1 | 26.44 | 0% | 0% | 3 | 0% | 0% | 0% | 1 | 0 | 2 | 0% | 0% | 0% | 1 | 0% | 0% | 0% | 1 | 20.53% | 0% | 0% | 1 | 40.59% | 0% | 0% | 1 | 40.59% | 0% | 0% | 1 | 0% | 0% | 0% | 1 | 0.8% | 0% | 0% | 1 |  |  |  | 0% | 0% | 1 | 60.5 | 0% | 0% | 4 | 0% | 0% | 0% | 1 | 0 | 2 | 0% | 5.124% | 5.124% | 2 | 0.007953% | 0% | 0% | 1 | 8.267% | 0% | 0% | 1 | 68.73% | 0% | 0% | 2 | 68.74% | 0% | 0% | 2 | 0% | 0% | 0% | 1 | 1.605% | 0% | 0% | 1 |  | 0% | 0% | 1 | 47 | 0% | 0% | 4 | 0% | 0% | 0% | 1 | 0 | 2 | 2.815% | 28.59% | 31.41% | 4 | 20.51% | 0% | 0% | 1 | 9.771% | 0% | 0% | 1 | 53.28% | 0% | 0% | 2 | 73.79% | 0% | 0% | 3 | 12.31% | 0% | 0% | 1 | 7.623% | 0% | 0% | 1
78 | El Nido | GREATER LA METRO | 0 | 0 | 0 | 0% | 0% | 1 | 6.5486 | 0% | 0% | 1 | 0% | 0% | 0% | 1 | 0 | 2 | 0% | 0% | 0% | 1 | 1.639% | 0% | 0% | 1 | 0% | 0% | 0% | 1 | 30.3% | 0% | 0% | 1 | 31.94% | 0% | 0% | 1 | 0% | 0% | 0% | 1 | 0% | 0% | 0% | 1 |  | 0% | 0% | 1 | 6.7876 | 0% | 0% | 1 | 0% | 0% | 0% | 1 | 0 | 2 | 21.71% | 0% | 21.71% | 2 | 2.863% | 0% | 0% | 1 | 30.28% | 0% | 0% | 1 | 54.56% | 0% | 0% | 2 | 57.42% | 0% | 0% | 2 | 0% | 0% | 0% | 1 | 0.1711% | 0% | 0% | 1 |  |  |  | 0% | 0% | 1 | 9.2387 | 0% | 0% | 1 | 0% | 0% | 0% | 1 | 0 | 2 | 3.831% | 0% | 3.831% | 1 | 0.2144% | 0% | 0% | 1 | 2.49% | 0% | 0% | 1 | 55.15% | 0% | 0% | 2 | 55.36% | 0% | 0% | 2 | 0% | 0% | 0% | 1 | 0.1407% | 0% | 0% | 1 |  | 0% | 0% | 1 | 28.0507 | 0% | 0% | 3 | 0% | 0% | 0% | 1 | 0 | 2 | 24.43% | 16.41% | 40.84% | 3 | 7.98% | 0% | 0% | 1 | 10.41% | 0% | 0% | 1 | 42.22% | 0% | 0% | 1 | 46.72% | 0% | 0% | 1 | 12.38% | 0% | 0% | 1 | 7.269% | 0% | 0% | 1
79 | Goodrich | GREATER LA METRO | 0 | 0 | 10 | 0% | 0% | 1 | 4.0707 | 0% | 0% | 1 | 0% | 0% | 0% | 1 | 0 | 2 | 0% | 100% | 100% | 5 | 0% | 0% | 0% | 1 | 46.09% | 0% | 0% | 1 | 47% | 0% | 0% | 1 | 53.57% | 0% | 0% | 2 | 84.73% | 0% | 0% | 3 | 30.76% | 0% | 0% | 1 |  | 0% | 0% | 1 | 3.4275 | 0% | 0% | 1 | 0% | 0% | 0% | 1 | 0 | 2 | 0% | 100% | 100% | 5 | 6.837% | 0% | 0% | 1 | 51.44% | 0% | 0% | 2 | 39.82% | 0% | 0% | 1 | 55.06% | 0% | 0% | 2 | 56.2% | 0% | 0% | 2 | 30.63% | 0% | 0% | 1 |  |  |  | 0% | 0% | 1 | 3.6488 | 0% | 0% | 1 | 0% | 0% | 0% | 1 | 0 | 2 | 4.354% | 95.32% | 99.68% | 5 | 2.024% | 0% | 0% | 1 | 37.94% | 0% | 0% | 1 | 17.15% | 0% | 0% | 1 | 42.14% | 0% | 0% | 1 | 72.51% | 0% | 0% | 3 | 30.23% | 0% | 0% | 1 |  | 0% | 0% | 1 | 3.7044 | 0% | 0% | 1 | 0.1164% | 0% | 0% | 1 | 0 | 2 | 2.181% | 97.67% | 99.85% | 5 | 20.93% | 0% | 0% | 1 | 19.02% | 0% | 0% | 1 | 20.51% | 0% | 0% | 1 | 43.48% | 0% | 0% | 1 | 66.52% | 0% | 0% | 2 | 23.11% | 0% | 0% | 1
80 | Gould | GREATER LA METRO | 0 | 0 | 10 | 0% | 0% | 1 | 3.6358 | 0% | 0% | 1 | 0% | 0% | 0% | 1 | 0 | 2 | 0.6301% | 99.37% | 100% | 5 | 1.738% | 0% | 0% | 1 | 44.95% | 0% | 0% | 1 | 0% | 0% | 0% | 1 | 46.68% | 0% | 0% | 1 | 40.84% | 0% | 0% | 1 | 28.93% | 0% | 0% | 1 |  | 0% | 0% | 1 | 3.6667 | 0% | 0% | 1 | 0% | 0% | 0% | 1 | 0 | 2 | 3.915% | 95.81% | 99.73% | 5 | 5.918% | 0% | 0% | 1 | 27.22% | 0% | 0% | 1 | 15.19% | 0% | 0% | 1 | 36.2% | 0% | 0% | 1 | 72.64% | 0% | 0% | 3 | 27.2% | 0% | 0% | 1 |  |  |  | 0% | 0% | 1 | 3.6823 | 0% | 0% | 1 | 0.2064% | 0% | 0% | 1 | 0 | 2 | 1.983% | 97.88% | 99.86% | 5 | 24.1% | 0% | 0% | 1 | 17.12% | 0% | 0% | 1 | 18.5% | 0% | 0% | 1 | 44.42% | 0% | 0% | 1 | 68.01% | 0% | 0% | 2 | 20.69% | 0% | 0% | 1 |  | 0% | 0% | 1 | 17.0617 | 0% | 0% | 2 | 0.114% | 0% | 0% | 1 | 0 | 2 | 1.606% | 98.33% | 99.93% | 5 | 27.14% | 0% | 0% | 1 | 8.252% | 0% | 0% | 1 | 8.902% | 0% | 0% | 1 | 36.93% | 0% | 0% | 1 | 47.49% | 0% | 0% | 1 | 12.67% | 0% | 0% | 1
81 | Harborgen | GREATER LA METRO | 0 | 0 | 10 | 0% | 0% | 1 | 10.6512 | 0% | 0% | 1 | 0% | 0% | 0% | 1 | 0 | 2 | 0% | 0% | 0% | 1 | 0% | 0% | 0% | 1 | 0% | 0% | 0% | 1 | 54.56% | 0% | 0% | 2 | 54.56% | 0% | 0% | 2 | 0% | 0% | 0% | 1 | 0.1379% | 0% | 0% | 1 |  | 0% | 0% | 1 | 26.125 | 0% | 0% | 3 | 0% | 0% | 0% | 1 | 0 | 2 | 0.1538% | 0% | 0.1538% | 1 | 0% | 0% | 0% | 1 | 8.219% | 0% | 0% | 1 | 61.46% | 0% | 0% | 2 | 61.46% | 0% | 0% | 2 | 0% | 0% | 0% | 1 | 0.4327% | 0% | 0% | 1 |  |  |  | 0% | 0% | 1 | 48 | 0% | 0% | 4 | 0% | 0% | 0% | 1 | 0 | 2 | 1.908% | 0% | 1.908% | 1 | 0.1504% | 0% | 0% | 1 | 9.785% | 0% | 0% | 1 | 66.95% | 0% | 0% | 2 | 67.1% | 0% | 0% | 2 | 0% | 0% | 0% | 1 | 0.4545% | 0% | 0% | 1 |  | 0% | 0% | 1 | 47 | 0% | 0% | 4 | 0% | 0% | 0% | 1 | 0 | 2 | 1.365% | 0% | 1.365% | 1 | 0.1076% | 0% | 0% | 1 | 15.73% | 0% | 0% | 1 | 75.5% | 0% | 0% | 3 | 75.61% | 0% | 0% | 3 | 0% | 0% | 0% | 1 | 3.51% | 0% | 0% | 1
82 | Hinson | GREATER LA METRO | 0 | 0 | 10 | 0% | 0% | 1 | 16.1336 | 0% | 0% | 2 | 0% | 0% | 0% | 1 | 0 | 2 | 0% | 0% | 0% | 1 | 0% | 0% | 0% | 1 | 0% | 0% | 0% | 1 | 46.01% | 0% | 0% | 1 | 46.01% | 0% | 0% | 1 | 0% | 0% | 0% | 1 | 0.2649% | 0% | 0% | 1 |  | 0% | 0% | 1 | 32.6667 | 0% | 0% | 4 | 0% | 0% | 0% | 1 | 0 | 2 | 0.08526% | 0% | 0.08526% | 1 | 0% | 0% | 0% | 1 | 4.469% | 0% | 0% | 1 | 59.96% | 0% | 0% | 2 | 59.96% | 0% | 0% | 2 | 0% | 0% | 0% | 1 | 0.2664% | 0% | 0% | 1 | 9 | 8 |  | 0% | 0% | 1 | 27 | 0% | 0% | 3 | 0% | 0% | 0% | 1 | 0 | 2 | 2.165% | 0% | 2.165% | 1 | 0.1706% | 0% | 0% | 1 | 11.1% | 0% | 0% | 1 | 62.67% | 0% | 0% | 2 | 62.84% | 0% | 0% | 2 | 0% | 0% | 0% | 1 | 0.5156% | 0% | 0% | 1 |  | 0% | 0% | 1 | 60 | 0% | 0% | 4 | 0% | 0% | 0% | 1 | 0 | 2 | 1.458% | 0% | 1.458% | 1 | 0.1149% | 0% | 0% | 1 | 16.79% | 0% | 0% | 1 | 73.88% | 0% | 0% | 3 | 73.99% | 0% | 0% | 3 | 0% | 0% | 0% | 1 | 1.83% | 0% | 0% | 1
83 | La Cienega | GREATER LA METRO | 0 | 0 | 10 | 0% | 0% | 1 | 40.6511 | 0% | 0% | 4 | 0% | 0% | 0% | 1 | 0 | 2 | 0% | 0% | 0% | 1 | 0% | 0% | 0% | 1 | 100% | 0% | 0% | 5 | 100% | 0% | 0% | 5 | 100% | 0% | 0% | 5 | 0% | 0% | 0% | 1 | 0.6489% | 0% | 0% | 1 |  | 0% | 0% | 1 | 7.9346 | 0% | 0% | 1 | 0% | 0% | 0% | 1 | 0 | 2 | 63.8% | 0% | 63.8% | 3 | 0.2598% | 0% | 0% | 1 | 18.74% | 0% | 0% | 1 | 21.44% | 0% | 0% | 1 | 21.7% | 0% | 0% | 1 | 15.32% | 0% | 0% | 1 | 10.39% | 0% | 0% | 1 |  |  |  | 0% | 0% | 1 | 11.4595 | 0% | 0% | 1 | 0% | 0% | 0% | 1 | 0 | 2 | 63.73% | 26.21% | 89.94% | 5 | 11.59% | 0% | 0% | 1 | 11.07% | 0% | 0% | 1 | 13.67% | 0% | 0% | 1 | 23.64% | 0% | 0% | 1 | 32.73% | 0% | 0% | 1 | 16.3% | 0% | 0% | 1 |  | 0% | 0% | 1 | 17.2487 | 0% | 0% | 2 | 0% | 0% | 0% | 1 | 0 | 2 | 19.74% | 51.2% | 70.94% | 5 | 10.61% | 0% | 0% | 1 | 27.16% | 0% | 0% | 1 | 42.42% | 0% | 0% | 1 | 48.89% | 0% | 0% | 1 | 16.93% | 0% | 0% | 1 | 10.82% | 0% | 0% | 1
84 | La Fresa | GREATER LA METRO | 0 | 0 | 10 | 0% | 0% | 1 | 8.9852 | 0% | 0% | 1 | 0% | 0% | 0% | 1 | 0 | 2 | 0% | 0% | 0% | 1 | 2.215% | 0% | 0% | 1 | 0% | 0% | 0% | 1 | 19.8% | 0% | 0% | 1 | 22.02% | 0% | 0% | 1 | 0% | 0% | 0% | 1 | 0% | 0% | 0% | 1 |  | 0% | 0% | 1 | 13.5484 | 0% | 0% | 2 | 0% | 0% | 0% | 1 | 0 | 2 | 5.696% | 0% | 5.696% | 1 | 0.4488% | 0% | 0% | 1 | 2.298% | 0% | 0% | 1 | 72.04% | 0% | 0% | 3 | 72.49% | 0% | 0% | 3 | 0% | 0% | 0% | 1 | 0.02682% | 0% | 0% | 1 | 7 | 10 |  | 0% | 0% | 1 | 22.9662 | 0% | 0% | 3 | 0% | 0% | 0% | 1 | 0 | 2 | 2.584% | 0% | 2.584% | 1 | 0.2036% | 0% | 0% | 1 | 3.339% | 0% | 0% | 1 | 55.79% | 0% | 0% | 2 | 56% | 0% | 0% | 2 | 0% | 0% | 0% | 1 | 0.2256% | 0% | 0% | 1 |  | 0% | 0% | 1 | 23.427 | 0% | 0% | 3 | 0% | 0% | 0% | 1 | 0 | 2 | 17.51% | 1.316% | 18.83% | 2 | 1.471% | 0% | 0% | 1 | 10.58% | 0% | 0% | 1 | 50.76% | 0% | 0% | 2 | 52.23% | 0% | 0% | 2 | 6.889% | 0% | 0% | 1 | 3.704% | 0% | 0% | 1
85 | Laguna Bell | GREATER LA METRO | 0 | 0 | 10 | 0% | 0% | 1 | 0 | 0% | 0% | 1 | 0% | 0% | 0% | 1 | 0 | 2 | 0% | 0% | 0% | 1 | 0% | 0% | 0% | 1 | 0% | 0% | 0% | 1 | 0% | 0% | 0% | 1 | 0% | 0% | 0% | 1 | 0% | 0% | 0% | 1 | 0% | 0% | 0% | 1 |  | 0% | 0% | 1 | 0 | 0% | 0% | 1 | 0% | 0% | 0% | 1 | 0 | 2 | 0% | 0% | 0% | 1 | 0% | 0% | 0% | 1 | 0% | 0% | 0% | 1 | 0% | 0% | 0% | 1 | 0% | 0% | 0% | 1 | 0% | 0% | 0% | 1 | 0% | 0% | 0% | 1 |  |  |  | 0% | 0% | 1 | 31.41 | 0% | 0% | 4 | 0% | 0% | 0% | 1 | 0 | 2 | 12.49% | 0% | 12.49% | 1 | 0% | 0% | 0% | 1 | 11.08% | 0% | 0% | 1 | 27.35% | 0% | 0% | 1 | 27.35% | 0% | 0% | 1 | 0% | 0% | 0% | 1 | 4.491% | 0% | 0% | 1 |  | 0% | 0% | 1 | 24.8 | 0% | 0% | 3 | 0% | 0% | 0% | 1 | 0 | 2 | 2.113% | 45.85% | 47.96% | 5 | 15.63% | 0% | 0% | 1 | 19.25% | 0% | 0% | 1 | 43.17% | 0% | 0% | 1 | 59.85% | 0% | 0% | 2 | 22.38% | 0% | 0% | 1 | 12.28% | 0% | 0% | 1
86 | Lighthipe | GREATER LA METRO | 0 | 0 | 10 | 0% | 0% | 1 | 0 | 0% | 0% | 1 | 0% | 0% | 0% | 1 | 0 | 2 | 0% | 0% | 0% | 1 | 0% | 0% | 0% | 1 | 0% | 0% | 0% | 1 | 0% | 0% | 0% | 1 | 0% | 0% | 0% | 1 | 0% | 0% | 0% | 1 | 0% | 0% | 0% | 1 |  | 0% | 0% | 1 | 31.68 | 0% | 0% | 4 | 0% | 0% | 0% | 1 | 0 | 2 | 0% | 0% | 0% | 1 | 0% | 0% | 0% | 1 | 1.622% | 0% | 0% | 1 | 42.48% | 0% | 0% | 1 | 42.48% | 0% | 0% | 1 | 0% | 0% | 0% | 1 | 0.3526% | 0% | 0% | 1 | 9 | 6 |  | 0% | 0% | 1 | 26.44 | 0% | 0% | 3 | 0% | 0% | 0% | 1 | 0 | 2 | 0.658% | 0% | 0.658% | 1 | 0.03798% | 0% | 0% | 1 | 11.68% | 0% | 0% | 1 | 62.52% | 0% | 0% | 2 | 62.55% | 0% | 0% | 2 | 0% | 0% | 0% | 1 | 0.4494% | 0% | 0% | 1 |  | 0% | 0% | 1 | 56 | 0% | 0% | 4 | 0% | 0% | 0% | 1 | 0 | 2 | 2.562% | 10.33% | 12.9% | 3 | 1.058% | 0% | 0% | 1 | 10.58% | 0% | 0% | 1 | 64.1% | 0% | 0% | 2 | 65.16% | 0% | 0% | 2 | 0% | 0% | 0% | 1 | 3.034% | 0% | 0% | 1
87 | Mesa (SCE) | GREATER LA METRO | 0 | 0 | 10 | 0% | 0% | 1 | 0 | 0% | 0% | 1 | 0% | 0% | 0% | 1 | 0 | 2 | 0% | 0% | 0% | 1 | 0% | 0% | 0% | 1 | 0% | 0% | 0% | 1 | 0% | 0% | 0% | 1 | 0% | 0% | 0% | 1 | 0% | 0% | 0% | 1 | 0% | 0% | 0% | 1 |  | 0% | 0% | 1 | 0 | 0% | 0% | 1 | 0% | 0% | 0% | 1 | 0 | 2 | 0% | 0% | 0% | 1 | 0% | 0% | 0% | 1 | 0% | 0% | 0% | 1 | 0% | 0% | 0% | 1 | 0% | 0% | 0% | 1 | 0% | 0% | 0% | 1 | 0% | 0% | 0% | 1 |  |  |  | 0% | 0% | 1 | 3.7108 | 0% | 0% | 1 | 0% | 0% | 0% | 1 | 0 | 2 | 7.009% | 91.68% | 98.69% | 5 | 6.201% | 0% | 0% | 1 | 52.93% | 0% | 0% | 2 | 48.05% | 0% | 0% | 1 | 55.25% | 0% | 0% | 2 | 65.04% | 0% | 0% | 2 | 29.07% | 0% | 0% | 1 |  | 0% | 0% | 1 | 13.5978 | 0% | 0% | 2 | 0% | 0% | 0% | 1 | 0 | 2 | 9.417% | 81.91% | 91.32% | 5 | 23.02% | 0% | 0% | 1 | 29.49% | 0% | 0% | 1 | 13.63% | 0% | 0% | 1 | 54.17% | 0% | 0% | 2 | 45.82% | 0% | 0% | 1 | 23.54% | 0% | 0% | 1
88 | Olinda | GREATER LA METRO | 0 | 0 | 10 | 0% | 0% | 1 | 50 | 0% | 0% | 4 | 0% | 0% | 0% | 1 | 0 | 2 | 0% | 100% | 100% | 5 | 11.68% | 0% | 0% | 1 | 0% | 0% | 0% | 1 | 0% | 0% | 0% | 1 | 11.68% | 0% | 0% | 1 | 0% | 0% | 0% | 1 | 17.82% | 0% | 0% | 1 |  | 0% | 0% | 1 | 22.8325 | 0% | 0% | 3 | 0% | 0% | 0% | 1 | 0 | 2 | 11.21% | 88.79% | 100% | 5 | 61.32% | 0% | 0% | 2 | 0% | 0% | 0% | 1 | 0% | 0% | 0% | 1 | 61.32% | 0% | 0% | 2 | 34.92% | 0% | 0% | 1 | 15.7% | 0% | 0% | 1 |  |  |  | 0% | 0% | 1 | 13.8571 | 0% | 0% | 2 | 0% | 0% | 0% | 1 | 0 | 2 | 7.365% | 92.64% | 100% | 5 | 50.59% | 0% | 0% | 2 | 4.224% | 0% | 0% | 1 | 13.75% | 0% | 0% | 1 | 65.66% | 0% | 0% | 2 | 29.63% | 0% | 0% | 1 | 12.53% | 0% | 0% | 1 |  | 0% | 0% | 1 | 50 | 0% | 0% | 4 | 6.296% | 0% | 0% | 1 | 0 | 2 | 15.65% | 55.12% | 70.77% | 5 | 29.74% | 0% | 0% | 1 | 11.88% | 0% | 0% | 1 | 36.64% | 0% | 0% | 1 | 64.42% | 0% | 0% | 2 | 27.63% | 0% | 0% | 1 | 17.27% | 0% | 0% | 1
89 | Pardee | GREATER LA METRO | 0 | 0 | 10 | 0% | 0% | 1 | 26.3647 | 0% | 0% | 3 | 1.145% | 0% | 0% | 1 | 0 | 2 | 0% | 100% | 100% | 5 | 0.3933% | 0% | 0% | 1 | 14% | 0% | 0% | 1 | 47.16% | 0% | 0% | 1 | 47.55% | 0% | 0% | 1 | 33.27% | 0% | 0% | 1 | 8.025% | 0% | 0% | 1 |  | 0% | 0% | 1 | 19.0091 | 0% | 0% | 2 | 1.919% | 0% | 0% | 1 | 0 | 2 | 4.154% | 95.8% | 99.95% | 5 | 46.05% | 0% | 0% | 1 | 2.071% | 0% | 0% | 1 | 11.97% | 0% | 0% | 1 | 55.32% | 0% | 0% | 2 | 51.3% | 0% | 0% | 2 | 9.858% | 0% | 0% | 1 |  |  |  | 0% | 0% | 1 | 15 | 0% | 0% | 2 | 3.158% | 0% | 0% | 1 | 0 | 2 | 11.02% | 88.83% | 99.85% | 5 | 54.39% | 0% | 0% | 2 | 2.423% | 0% | 0% | 1 | 7.841% | 0% | 0% | 1 | 59.83% | 0% | 0% | 2 | 49.41% | 0% | 0% | 1 | 11.34% | 0% | 0% | 1 |  | 0% | 0% | 1 | 16.2217 | 0% | 0% | 2 | 3.326% | 0% | 0% | 1 | 0 | 2 | 12.67% | 86.9% | 99.57% | 5 | 49.59% | 0% | 0% | 1 | 4.536% | 0% | 0% | 1 | 9.501% | 0% | 0% | 1 | 57.67% | 0% | 0% | 2 | 47.41% | 0% | 0% | 1 | 10.3% | 0% | 0% | 1
90 | Rio Hondo | GREATER LA METRO | 0 | 0 | 10 | 0% | 0% | 1 | 4.682 | 0% | 0% | 1 | 0% | 0% | 0% | 1 | 0 | 2 | 0% | 100% | 100% | 5 | 0% | 0% | 0% | 1 | 100% | 0% | 0% | 5 | 95.28% | 0% | 0% | 5 | 100% | 0% | 0% | 5 | 97.28% | 0% | 0% | 5 | 42.13% | 0% | 0% | 1 |  | 0% | 0% | 1 | 3.7187 | 0% | 0% | 1 | 0% | 0% | 0% | 1 | 0 | 2 | 0% | 100% | 100% | 5 | 10.24% | 0% | 0% | 1 | 87.81% | 0% | 0% | 3 | 87.75% | 0% | 0% | 3 | 90.77% | 0% | 0% | 4 | 71.01% | 0% | 0% | 3 | 36.53% | 0% | 0% | 1 |  |  |  | 0% | 0% | 1 | 4.5229 | 0% | 0% | 1 | 0% | 0% | 0% | 1 | 0 | 2 | 9.795% | 90.21% | 100% | 5 | 34.18% | 0% | 0% | 1 | 21.79% | 0% | 0% | 1 | 18.6% | 0% | 0% | 1 | 54.48% | 0% | 0% | 2 | 49.18% | 0% | 0% | 1 | 24.5% | 0% | 0% | 1 |  | 0% | 0% | 1 | 5.2746 | 0% | 0% | 1 | 0% | 0% | 0% | 1 | 0 | 2 | 5.77% | 94.04% | 99.81% | 5 | 27.95% | 0% | 0% | 1 | 25.73% | 0% | 0% | 1 | 10.08% | 0% | 0% | 1 | 52.99% | 0% | 0% | 2 | 54.98% | 0% | 0% | 2 | 23.88% | 0% | 0% | 1
91 | Saugus | GREATER LA METRO | 0 | 0 | 10 | 0% | 0% | 1 | 23.9033 | 0% | 0% | 3 | 1.394% | 0% | 0% | 1 | 0 | 2 | 0% | 100% | 100% | 5 | 4.54% | 0% | 0% | 1 | 18.71% | 0% | 0% | 1 | 55.02% | 0% | 0% | 2 | 59.56% | 0% | 0% | 2 | 37.27% | 0% | 0% | 1 | 8.805% | 0% | 0% | 1 |  | 0% | 0% | 1 | 18.6667 | 0% | 0% | 2 | 1.763% | 0% | 0% | 1 | 0 | 2 | 1.943% | 98.04% | 99.99% | 5 | 43.75% | 0% | 0% | 1 | 1.923% | 0% | 0% | 1 | 12.63% | 0% | 0% | 1 | 53.52% | 0% | 0% | 2 | 49.45% | 0% | 0% | 1 | 9.438% | 0% | 0% | 1 |  |  |  | 0% | 0% | 1 | 15.2 | 0% | 0% | 2 | 3.097% | 0% | 0% | 1 | 0 | 2 | 9.754% | 90.1% | 99.85% | 5 | 54.17% | 0% | 0% | 2 | 2.444% | 0% | 0% | 1 | 7.907% | 0% | 0% | 1 | 59.65% | 0% | 0% | 2 | 49.18% | 0% | 0% | 1 | 11.31% | 0% | 0% | 1 |  | 0% | 0% | 1 | 16.3406 | 0% | 0% | 2 | 3.327% | 0% | 0% | 1 | 0 | 2 | 10.4% | 89.21% | 99.61% | 5 | 50.94% | 0% | 0% | 2 | 3.456% | 0% | 0% | 1 | 8.918% | 0% | 0% | 1 | 58.09% | 0% | 0% | 2 | 46.74% | 0% | 0% | 1 | 10.74% | 0% | 0% | 1
92 | Vincent | GREATER LA METRO | 1067 | 10670 | 10 | 98.89% | 0% | 4 | 39.75 | 169274% | 506.5% | 5 | 0.09239% | 0% | 0% | 1 | 0 | 2 | 0.01363% | 99.6% | 99.61% | 5 | 0% | 68.6% | 0% | 3 | 20.56% | 86.36% | 0% | 4 | 12.25% | 78.17% | 0% | 4 | 20.61% | 86.41% | 0% | 4 | 10.52% | 76.67% | 0% | 4 | 2.924% | 86.41% | 0% | 4 |  | 52.74% | 0% | 3 | 32.5 | 197.3% | 36.84% | 5 | 1.697% | 0% | 0% | 1 | 0 | 2 | 5.295% | 82.45% | 87.74% | 5 | 13.6% | 22.6% | 0% | 2 | 31.03% | 28.3% | 0% | 2 | 23.6% | 25.55% | 0% | 2 | 45.81% | 36.02% | 0% | 2 | 29.65% | 27.75% | 0% | 2 | 3.442% | 36.02% | 0% | 2 | 16 | 12 |  | 26.68% | 0% | 2 | 37.5758 | 62.93% | 0% | 4 | 4.552% | 0% | 0% | 1 | 0 | 2 | 6.189% | 58.33% | 64.52% | 5 | 13.96% | 8.71% | 0% | 1 | 40.77% | 12.65% | 0% | 1 | 27.2% | 10.29% | 0% | 1 | 55.46% | 16.83% | 0% | 2 | 28.59% | 10.49% | 0% | 1 | 4.806% | 16.83% | 0% | 1 |  | 12.64% | 0% | 1 | 46.4 | 36.85% | 0% | 4 | 4.673% | 0% | 0% | 1 | 0 | 2 | 5.563% | 41.32% | 46.88% | 5 | 13.32% | 4.322% | 0% | 1 | 41.32% | 6.385% | 0% | 1 | 28.1% | 5.21% | 0% | 1 | 54.62% | 8.256% | 0% | 2 | 26.73% | 5.113% | 0% | 1 | 4.438% | 8.256% | 0% | 1
93 | Borden | SPGE | 140 | 1400 | 5 | 14.88% | 0% | 1 | 13.6459 | 76.75% | 0% | 2 | 41.57% | 8.409% | 0% | 1 | 1 | 1 | 0% | 0% | 0% | 1 | 4.064% | 3.926% | 0% | 1 | 37.51% | 6.026% | 0% | 1 | 42.52% | 6.552% | 0% | 1 | 42.54% | 6.554% | 0% | 1 | 1.86% | 3.837% | 0% | 1 | 7.825% | 6.554% | 0% | 1 |  | 6.603% | 0% | 1 | 15.5 | 8.827% | 0% | 2 | 45.96% | 2.967% | 0% | 1 | 1 | 1 | 0% | 0% | 0% | 1 | 26.23% | 1.297% | 0% | 1 | 35.35% | 1.48% | 0% | 1 | 41.03% | 1.623% | 0% | 1 | 54.62% | 2.109% | 0% | 2 | 8.954% | 1.051% | 0% | 1 | 17.13% | 2.109% | 0% | 1 |  |  |  | 2.974% | 0% | 1 | 14.7 | 2.534% | 0% | 2 | 39.43% | 2.967% | 0% | 1 | 1 | 1 | 0% | 0% | 0% | 1 | 31.9% | 0.6146% | 0% | 1 | 35.43% | 0.6482% | 0% | 1 | 38.21% | 0.6773% | 0% | 1 | 56.36% | 0.959% | 0% | 2 | 15.58% | 0.4958% | 0% | 1 | 18.53% | 0.959% | 0% | 1 |  | 1.378% | 0% | 1 | 12.2778 | 1.229% | 0% | 2 | 29.45% | 2.967% | 0% | 1 | 1 | 1 | 1.276% | 0% | 1.276% | 1 | 41.67% | 0.4026% | 0% | 1 | 33.66% | 0.354% | 0% | 1 | 33.95% | 0.3555% | 0% | 1 | 60.41% | 0.593% | 0% | 2 | 20.61% | 0.2958% | 0% | 1 | 17.07% | 0.593% | 0% | 1
94 | Dairyland | SPGE | 0 | 0 | 10 | 0% | 0% | 1 | 12.6667 | 0% | 0% | 2 | 42.04% | 0% | 0% | 1 | 1 | 1 | 0% | 0% | 0% | 1 | 6.844% | 0% | 0% | 1 | 4.707% | 0% | 0% | 1 | 7.895% | 0% | 0% | 1 | 14.74% | 0% | 0% | 1 | 0% | 0% | 0% | 1 | 2.711% | 0% | 0% | 1 |  | 0% | 0% | 1 | 9.1837 | 0% | 0% | 1 | 33.19% | 0% | 0% | 1 | 1 | 1 | 0% | 0% | 0% | 1 | 33.54% | 0% | 0% | 1 | 10.41% | 0% | 0% | 1 | 14.12% | 0% | 0% | 1 | 42.91% | 0% | 0% | 1 | 0.08304% | 0% | 0% | 1 | 5.082% | 0% | 0% | 1 |  |  |  | 0% | 0% | 1 | 8.8494 | 0% | 0% | 1 | 31.11% | 0% | 0% | 1 | 1 | 1 | 0% | 0% | 0% | 1 | 48.1% | 0% | 0% | 1 | 23.32% | 0% | 0% | 1 | 29.1% | 0% | 0% | 1 | 60.3% | 0% | 0% | 2 | 3.785% | 0% | 0% | 1 | 13.45% | 0% | 0% | 1 |  | 0% | 0% | 1 | 9.0568 | 0% | 0% | 1 | 31.79% | 0% | 0% | 1 | 1 | 1 | 0% | 0% | 0% | 1 | 46.1% | 0% | 0% | 1 | 24.88% | 0% | 0% | 1 | 29.71% | 0% | 0% | 1 | 57.95% | 0% | 0% | 2 | 7.77% | 0% | 0% | 1 | 12.88% | 0% | 0% | 1
95 | Gregg | SPGE | 0 | 0 | 10 | 0% | 0% | 1 | 13.2697 | 0% | 0% | 2 | 47.58% | 0% | 0% | 1 | 1 | 1 | 0% | 0% | 0% | 1 | 20.92% | 0% | 0% | 1 | 11.24% | 0% | 0% | 1 | 11.24% | 0% | 0% | 1 | 30.95% | 0% | 0% | 1 | 0% | 0% | 0% | 1 | 4.111% | 0% | 0% | 1 |  | 0% | 0% | 1 | 17.4 | 0% | 0% | 2 | 55.96% | 0% | 0% | 2 | 1 | 1 | 0% | 0% | 0% | 1 | 14.67% | 0% | 0% | 1 | 27.1% | 0% | 0% | 1 | 29.22% | 0% | 0% | 1 | 38.94% | 0% | 0% | 1 | 5.832% | 0% | 0% | 1 | 11.03% | 0% | 0% | 1 |  |  |  | 0% | 0% | 1 | 16 | 0% | 0% | 2 | 47.22% | 0% | 0% | 1 | 1 | 1 | 0% | 0% | 0% | 1 | 20.74% | 0% | 0% | 1 | 33.6% | 0% | 0% | 1 | 35.2% | 0% | 0% | 1 | 46.12% | 0% | 0% | 1 | 10.76% | 0% | 0% | 1 | 16.46% | 0% | 0% | 1 |  | 0% | 0% | 1 | 15.125 | 0% | 0% | 2 | 35.96% | 0% | 0% | 1 | 1 | 1 | 1.401% | 0% | 1.401% | 1 | 31.65% | 0% | 0% | 1 | 30.56% | 0% | 0% | 1 | 31.14% | 0% | 0% | 1 | 50.55% | 0% | 0% | 2 | 17.22% | 0% | 0% | 1 | 14.56% | 0% | 0% | 1
96 | Newhall | SPGE | 0 | 0 | 10 | 0% | 0% | 1 | 4.6354 | 0% | 0% | 1 | 18.74% | 0% | 0% | 1 | 1 | 1 | 0% | 0% | 0% | 1 | 82.86% | 0% | 0% | 3 | 22.89% | 0% | 0% | 1 | 32.44% | 0% | 0% | 1 | 91.68% | 0% | 0% | 4 | 7.059% | 0% | 0% | 1 | 26.85% | 0% | 0% | 1 |  | 0% | 0% | 1 | 6.2773 | 0% | 0% | 1 | 19.82% | 0% | 0% | 1 | 1 | 1 | 0% | 0% | 0% | 1 | 59.04% | 0% | 0% | 2 | 16.53% | 0% | 0% | 1 | 23.41% | 0% | 0% | 1 | 66.82% | 0% | 0% | 2 | 6.072% | 0% | 0% | 1 | 17.27% | 0% | 0% | 1 |  |  |  | 0% | 0% | 1 | 7.7687 | 0% | 0% | 1 | 30.85% | 0% | 0% | 1 | 1 | 1 | 0% | 0% | 0% | 1 | 38.73% | 0% | 0% | 1 | 11.53% | 0% | 0% | 1 | 18.26% | 0% | 0% | 1 | 48.82% | 0% | 0% | 1 | 2.786% | 0% | 0% | 1 | 9.223% | 0% | 0% | 1 |  | 0% | 0% | 1 | 8.95 | 0% | 0% | 1 | 37.77% | 0% | 0% | 1 | 1 | 1 | 0% | 0% | 0% | 1 | 30.09% | 0% | 0% | 1 | 10.72% | 0% | 0% | 1 | 16.16% | 0% | 0% | 1 | 40.88% | 0% | 0% | 1 | 1.605% | 0% | 0% | 1 | 6.402% | 0% | 0% | 1
97 | Ignacio | NORTHERN CALIFORNIA | 0 | 0 | 10 | 0% | 0% | 1 | 35.6923 | 0% | 0% | 4 | 0% | 0% | 0% | 1 | 0 | 2 | 4.688% | 19.23% | 23.92% | 3 | 10.98% | 0% | 0% | 1 | 25.39% | 0% | 0% | 1 | 28.87% | 0% | 0% | 1 | 36.37% | 0% | 0% | 1 | 20.73% | 0% | 0% | 1 | 17.21% | 0% | 0% | 1 |  | 0% | 0% | 1 | 14.6242 | 0% | 0% | 2 | 2.377% | 0% | 0% | 1 | 0 | 2 | 34.06% | 24.06% | 58.12% | 4 | 58.13% | 0% | 0% | 2 | 30.71% | 0% | 0% | 1 | 45.95% | 0% | 0% | 1 | 73.84% | 0% | 0% | 3 | 42.27% | 0% | 0% | 1 | 7.192% | 0% | 0% | 1 |  |  |  | 0% | 0% | 1 | 28.0406 | 0% | 0% | 3 | 5.828% | 0% | 0% | 1 | 0 | 2 | 35.49% | 12.9% | 48.38% | 3 | 58.66% | 0% | 0% | 2 | 31.53% | 0% | 0% | 1 | 55.27% | 0% | 0% | 2 | 80.86% | 0% | 0% | 3 | 39.41% | 0% | 0% | 1 | 8.044% | 0% | 0% | 1 |  | 0% | 0% | 1 | 34 | 0% | 0% | 4 | 6.013% | 0% | 0% | 1 | 0 | 2 | 47.25% | 10.62% | 57.87% | 3 | 55.87% | 0% | 0% | 2 | 29.91% | 0% | 0% | 1 | 57.63% | 0% | 0% | 2 | 82.67% | 0% | 0% | 3 | 42.54% | 0% | 0% | 1 | 7.467% | 0% | 0% | 1
98 | Calpella | NORTHERN CALIFORNIA | 0 | 0 | 10 | 0% | 0% | 1 | 13.1806 | 0% | 0% | 2 | 4.3% | 0% | 0% | 1 | 0 | 2 | 92.26% | 0% | 92.26% | 5 | 2.813% | 0% | 0% | 1 | 38.38% | 0% | 0% | 1 | 38.85% | 0% | 0% | 1 | 38.85% | 0% | 0% | 1 | 50.31% | 0% | 0% | 2 | 1.043% | 0% | 0% | 1 |  | 0% | 0% | 1 | 11.1946 | 0% | 0% | 1 | 7.53% | 0% | 0% | 1 | 0 | 2 | 83.74% | 3.474% | 87.22% | 5 | 23.75% | 0% | 0% | 1 | 36.34% | 0% | 0% | 1 | 46.18% | 0% | 0% | 1 | 64.06% | 0% | 0% | 2 | 60.53% | 0% | 0% | 2 | 1.588% | 0% | 0% | 1 | 10 | 8 |  | 0% | 0% | 1 | 10.3261 | 0% | 0% | 1 | 5.295% | 0% | 0% | 1 | 0 | 2 | 79.66% | 11.26% | 90.92% | 5 | 37.07% | 0% | 0% | 1 | 25.44% | 0% | 0% | 1 | 42.8% | 0% | 0% | 1 | 66.37% | 0% | 0% | 2 | 60.87% | 0% | 0% | 2 | 1.825% | 0% | 0% | 1 |  | 0% | 0% | 1 | 9.7001 | 0% | 0% | 1 | 4.349% | 0% | 0% | 1 | 0 | 2 | 83.22% | 7.583% | 90.81% | 5 | 35.54% | 0% | 0% | 1 | 25.85% | 0% | 0% | 1 | 45.25% | 0% | 0% | 1 | 68.18% | 0% | 0% | 2 | 55.4% | 0% | 0% | 2 | 1.907% | 0% | 0% | 1
99 | Hopland | NORTHERN CALIFORNIA | 0 | 0 | 10 | 0% | 0% | 1 | 9.5708 | 0% | 0% | 1 | 10.79% | 0% | 0% | 1 | 0 | 2 | 80.35% | 1.641% | 81.99% | 5 | 80.17% | 0% | 0% | 3 | 45.16% | 0% | 0% | 1 | 55.3% | 0% | 0% | 2 | 86.56% | 0% | 0% | 3 | 36.59% | 0% | 0% | 1 | 2.339% | 0% | 0% | 1 |  | 0% | 0% | 1 | 9.1096 | 0% | 0% | 1 | 5.581% | 0% | 0% | 1 | 0 | 2 | 73.18% | 15.66% | 88.84% | 5 | 71.19% | 0% | 0% | 3 | 28.78% | 0% | 0% | 1 | 40.79% | 0% | 0% | 1 | 78.4% | 0% | 0% | 3 | 53.74% | 0% | 0% | 2 | 1.561% | 0% | 0% | 1 |  |  |  | 0% | 0% | 1 | 9.3636 | 0% | 0% | 1 | 5.994% | 0% | 0% | 1 | 0 | 2 | 68.63% | 18.65% | 87.28% | 5 | 55.47% | 0% | 0% | 2 | 31.5% | 0% | 0% | 1 | 45.24% | 0% | 0% | 1 | 77.26% | 0% | 0% | 3 | 53.76% | 0% | 0% | 2 | 1.34% | 0% | 0% | 1 |  | 0% | 0% | 1 | 9.3622 | 0% | 0% | 1 | 5.357% | 0% | 0% | 1 | 0 | 2 | 69.24% | 18.84% | 88.08% | 5 | 48.16% | 0% | 0% | 1 | 31.74% | 0% | 0% | 1 | 46.84% | 0% | 0% | 1 | 73.85% | 0% | 0% | 3 | 53.2% | 0% | 0% | 2 | 1.566% | 0% | 0% | 1
100 | Mendocino | NORTHERN CALIFORNIA | 0 | 0 | 10 | 0% | 0% | 1 | 13 | 0% | 0% | 2 | 5.669% | 0% | 0% | 1 | 0 | 2 | 87.21% | 0% | 87.21% | 5 | 12.19% | 0% | 0% | 1 | 31.13% | 0% | 0% | 1 | 31.13% | 0% | 0% | 1 | 37.14% | 0% | 0% | 1 | 52.03% | 0% | 0% | 2 | 1.015% | 0% | 0% | 1 |  | 0% | 0% | 1 | 11.517 | 0% | 0% | 1 | 7.414% | 0% | 0% | 1 | 0 | 2 | 73.42% | 14.96% | 88.38% | 5 | 38.29% | 0% | 0% | 1 | 29.78% | 0% | 0% | 1 | 41.33% | 0% | 0% | 1 | 65.12% | 0% | 0% | 2 | 59.96% | 0% | 0% | 2 | 1.572% | 0% | 0% | 1 |  |  |  | 0% | 0% | 1 | 10.2097 | 0% | 0% | 1 | 4.662% | 0% | 0% | 1 | 0 | 2 | 77.43% | 13.59% | 91.02% | 5 | 38.2% | 0% | 0% | 1 | 25.81% | 0% | 0% | 1 | 42.32% | 0% | 0% | 1 | 68.14% | 0% | 0% | 2 | 60.44% | 0% | 0% | 2 | 1.956% | 0% | 0% | 1 |  | 0% | 0% | 1 | 9.7414 | 0% | 0% | 1 | 4.144% | 0% | 0% | 1 | 0 | 2 | 82.05% | 9.165% | 91.22% | 5 | 36.48% | 0% | 0% | 1 | 26.86% | 0% | 0% | 1 | 46.38% | 0% | 0% | 1 | 70.22% | 0% | 0% | 3 | 57.53% | 0% | 0% | 2 | 1.961% | 0% | 0% | 1
101 | Ukiah | NORTHERN CALIFORNIA | 0 | 0 | 10 | 0% | 0% | 1 | 14.2839 | 0% | 0% | 2 | 16.64% | 0% | 0% | 1 | 0 | 2 | 74.61% | 0% | 74.61% | 3 | 0% | 0% | 0% | 1 | 70.7% | 0% | 0% | 3 | 77.93% | 0% | 0% | 3 | 77.93% | 0% | 0% | 3 | 41.68% | 0% | 0% | 1 | 2.738% | 0% | 0% | 1 |  | 0% | 0% | 1 | 10.9447 | 0% | 0% | 1 | 5.963% | 0% | 0% | 1 | 0 | 2 | 89.82% | 0% | 89.82% | 5 | 17.48% | 0% | 0% | 1 | 39.19% | 0% | 0% | 1 | 51.12% | 0% | 0% | 2 | 62.52% | 0% | 0% | 2 | 63.85% | 0% | 0% | 2 | 1.636% | 0% | 0% | 1 |  |  |  | 0% | 0% | 1 | 10.3529 | 0% | 0% | 1 | 6.629% | 0% | 0% | 1 | 0 | 2 | 82.85% | 5.099% | 87.95% | 5 | 32.05% | 0% | 0% | 1 | 27.54% | 0% | 0% | 1 | 40.15% | 0% | 0% | 1 | 62.73% | 0% | 0% | 2 | 55.69% | 0% | 0% | 2 | 1.75% | 0% | 0% | 1 |  | 0% | 0% | 1 | 9.7174 | 0% | 0% | 1 | 4.741% | 0% | 0% | 1 | 0 | 2 | 81.42% | 9.312% | 90.73% | 5 | 37.76% | 0% | 0% | 1 | 24.3% | 0% | 0% | 1 | 44.17% | 0% | 0% | 1 | 66.88% | 0% | 0% | 2 | 56.76% | 0% | 0% | 2 | 1.733% | 0% | 0% | 1
102 | Le Grand | SPGE | 30 | 300 | 5 | 4.228% | 0% | 1 | 9.5093 | 5.107% | 0% | 1 | 35.15% | 1.227% | 0% | 1 | 1 | 1 | 0% | 0% | 0% | 1 | 50.6% | 1.331% | 0% | 2 | 34.83% | 1.009% | 0% | 1 | 36.98% | 1.043% | 0% | 1 | 69.8% | 2.177% | 0% | 2 | 0.1129% | 0.6581% | 0% | 1 | 9.028% | 2.177% | 0% | 1 |  | 0.9551% | 0% | 1 | 9.5347 | 1.144% | 0% | 1 | 32.36% | 0.4104% | 0% | 1 | 1 | 1 | 0% | 0% | 0% | 1 | 45.43% | 0.3227% | 0% | 1 | 40.85% | 0.2977% | 0% | 1 | 43.04% | 0.3092% | 0% | 1 | 61.19% | 0.4537% | 0% | 2 | 9.46% | 0.1945% | 0% | 1 | 17.08% | 0.4537% | 0% | 1 |  |  |  | 0.4398% | 0% | 1 | 8.7356 | 0.3977% | 0% | 1 | 28% | 0.4104% | 0% | 1 | 1 | 1 | 0% | 0% | 0% | 1 | 44.43% | 0.1486% | 0% | 1 | 33.51% | 0.1242% | 0% | 1 | 37.94% | 0.1331% | 0% | 1 | 61.71% | 0.2157% | 0% | 2 | 18.33% | 0.1011% | 0% | 1 | 14.93% | 0.2157% | 0% | 1 |  | 0.3686% | 0% | 1 | 8.1946 | 0.1676% | 0% | 1 | 23.87% | 0.4104% | 0% | 1 | 1 | 1 | 1.392% | 0% | 1.392% | 1 | 58.78% | 0.1186% | 0% | 2 | 30.92% | 0.07078% | 0% | 1 | 36.24% | 0.07668% | 0% | 1 | 71% | 0.1686% | 0% | 3 | 24.7% | 0.06494% | 0% | 1 | 15.81% | 0.1686% | 0% | 1
103 | Merced | SPGE | 0 | 0 | 10 | 0% | 0% | 1 | 12.3897 | 0% | 0% | 2 | 27.15% | 0% | 0% | 1 | 1 | 1 | 0% | 0% | 0% | 1 | 35.88% | 0% | 0% | 1 | 28.97% | 0% | 0% | 1 | 28.97% | 0% | 0% | 1 | 64.56% | 0% | 0% | 2 | 0% | 0% | 0% | 1 | 8.578% | 0% | 0% | 1 |  | 0% | 0% | 1 | 9.6211 | 0% | 0% | 1 | 30.24% | 0% | 0% | 1 | 1 | 1 | 0% | 0% | 0% | 1 | 49.99% | 0% | 0% | 1 | 39.83% | 0% | 0% | 1 | 47.88% | 0% | 0% | 1 | 73.57% | 0% | 0% | 3 | 2.324% | 0% | 0% | 1 | 15.52% | 0% | 0% | 1 |  |  |  | 0% | 0% | 1 | 9.0788 | 0% | 0% | 1 | 37.83% | 0% | 0% | 1 | 1 | 1 | 0% | 0% | 0% | 1 | 47.12% | 0% | 0% | 1 | 37.89% | 0% | 0% | 1 | 43.78% | 0% | 0% | 1 | 65.82% | 0% | 0% | 2 | 9.743% | 0% | 0% | 1 | 15% | 0% | 0% | 1 |  | 0% | 0% | 1 | 8.8978 | 0% | 0% | 1 | 38.7% | 0% | 0% | 1 | 1 | 1 | 0.0001003% | 0% | 0.0001003% | 1 | 43.55% | 0% | 0% | 1 | 31.03% | 0% | 0% | 1 | 36.63% | 0% | 0% | 1 | 58.81% | 0% | 0% | 2 | 12.84% | 0% | 0% | 1 | 12.61% | 0% | 0% | 1
104 | Wilson | SPGE | 0 | 0 | 10 | 0% | 0% | 1 | 15.7296 | 0% | 0% | 2 | 58.8% | 0% | 0% | 2 | 1 | 1 | 0% | 0% | 0% | 1 | 11.46% | 0% | 0% | 1 | 20.7% | 0% | 0% | 1 | 22.79% | 0% | 0% | 1 | 32.57% | 0% | 0% | 1 | 0.9163% | 0% | 0% | 1 | 7.847% | 0% | 0% | 1 |  | 0% | 0% | 1 | 9.65 | 0% | 0% | 1 | 27.04% | 0% | 0% | 1 | 1 | 1 | 0% | 0% | 0% | 1 | 55.28% | 0% | 0% | 2 | 50.19% | 0% | 0% | 2 | 53.14% | 0% | 0% | 2 | 79.34% | 0% | 0% | 3 | 13.94% | 0% | 0% | 1 | 21.82% | 0% | 0% | 1 |  |  |  | 0% | 0% | 1 | 8.0702 | 0% | 0% | 1 | 28.3% | 0% | 0% | 1 | 1 | 1 | 0% | 0% | 0% | 1 | 50.25% | 0% | 0% | 2 | 43.81% | 0% | 0% | 1 | 51.43% | 0% | 0% | 2 | 70.86% | 0% | 0% | 3 | 20.91% | 0% | 0% | 1 | 18.44% | 0% | 0% | 1 |  | 0% | 0% | 1 | 8.1075 | 0% | 0% | 1 | 31.36% | 0% | 0% | 1 | 1 | 1 | 1.071% | 0% | 1.071% | 1 | 52.07% | 0% | 0% | 2 | 32.94% | 0% | 0% | 1 | 38.16% | 0% | 0% | 1 | 66.36% | 0% | 0% | 2 | 21.91% | 0% | 0% | 1 | 13.79% | 0% | 0% | 1
105 | Los Banos | SPGE | 500 | 5000 | 10 | 129.5% | 4.286% | 4 | 9.6879 | 66.69% | 0% | 2 | 8.368% | 70.28% | 0% | 3 | 1 | 1 | 0% | 0% | 0% | 1 | 82.83% | 95.73% | 0% | 4 | 11.05% | 18.48% | 0% | 1 | 28% | 22.83% | 0% | 2 | 82.83% | 95.73% | 0% | 4 | 21.42% | 20.92% | 0% | 2 | 5.522% | 95.73% | 0% | 4 |  | 27.52% | 0% | 2 | 7.4957 | 11.19% | 0% | 1 | 16.62% | 21.32% | 0% | 2 | 1 | 1 | 0% | 0% | 0% | 1 | 66.28% | 11.77% | 0% | 2 | 15.25% | 4.683% | 0% | 1 | 31.88% | 5.826% | 0% | 1 | 66.81% | 11.96% | 0% | 2 | 33.33% | 5.952% | 0% | 1 | 7.673% | 11.96% | 0% | 1 | 7 | 8 |  | 17.47% | 0% | 1 | 6.4086 | 5.104% | 0% | 1 | 17.76% | 21.32% | 0% | 2 | 1 | 1 | 5.956% | 0% | 5.956% | 1 | 67.51% | 6.169% | 0% | 2 | 14.79% | 2.352% | 0% | 1 | 27.37% | 2.76% | 0% | 1 | 71.1% | 6.937% | 0% | 3 | 41.18% | 3.408% | 0% | 1 | 8.008% | 6.937% | 0% | 1 |  | 10.23% | 0% | 1 | 5.9493 | 2.664% | 0% | 1 | 18.64% | 21.32% | 0% | 2 | 1 | 1 | 9.792% | 0% | 9.792% | 1 | 63.2% | 3.006% | 0% | 2 | 12.86% | 1.269% | 0% | 1 | 21.23% | 1.404% | 0% | 1 | 68.36% | 3.495% | 0% | 2 | 45.52% | 2.03% | 0% | 1 | 6.462% | 3.495% | 0% | 1
106 | Coburn | SPGE | 0 | 0 | 10 | 0% | 0% | 1 | 5.6938 | 0% | 0% | 1 | 46.05% | 0% | 0% | 1 | 0 | 2 | 7.62% | 0% | 7.62% | 1 | 16.89% | 0% | 0% | 1 | 4.561% | 0% | 0% | 1 | 7.246% | 0% | 0% | 1 | 21.45% | 0% | 0% | 1 | 15.36% | 0% | 0% | 1 | 3.404% | 0% | 0% | 1 |  | 0% | 0% | 1 | 5.4853 | 0% | 0% | 1 | 25.63% | 0% | 0% | 1 | 0 | 2 | 21.06% | 0% | 21.06% | 2 | 33.25% | 0% | 0% | 1 | 1.749% | 0% | 0% | 1 | 11% | 0% | 0% | 1 | 39.14% | 0% | 0% | 1 | 31.26% | 0% | 0% | 1 | 2.993% | 0% | 0% | 1 |  |  |  | 0% | 0% | 1 | 5.4032 | 0% | 0% | 1 | 20.15% | 0% | 0% | 1 | 0 | 2 | 27.57% | 0% | 27.57% | 2 | 35.9% | 0% | 0% | 1 | 5.789% | 0% | 0% | 1 | 21.09% | 0% | 0% | 1 | 50.31% | 0% | 0% | 2 | 29.93% | 0% | 0% | 1 | 3.129% | 0% | 0% | 1 |  | 0% | 0% | 1 | 5.3541 | 0% | 0% | 1 | 16.6% | 0% | 0% | 1 | 0 | 2 | 33.59% | 0% | 33.59% | 2 | 42.88% | 0% | 0% | 1 | 11.57% | 0% | 0% | 1 | 23.61% | 0% | 0% | 1 | 55.89% | 0% | 0% | 2 | 37.37% | 0% | 0% | 1 | 3.484% | 0% | 0% | 1
107 | Tulucay | NORTHERN CALIFORNIA | 25 | 250 | 5 | 34.37% | 0% | 2 | 13.7333 | 66.48% | 0% | 2 | 25.74% | 9.406% | 0% | 1 | 0 | 2 | 36.11% | 0% | 36.11% | 2 | 74.3% | 5.345% | 0% | 3 | 7.149% | 1.479% | 0% | 1 | 31.64% | 2.009% | 0% | 1 | 86.46% | 10.14% | 0% | 3 | 31.49% | 2.005% | 0% | 1 | 5.731% | 10.14% | 0% | 1 |  | 4.365% | 0% | 1 | 22 | 7.594% | 0% | 3 | 21.73% | 2.534% | 0% | 1 | 0 | 2 | 39.71% | 5.509% | 45.22% | 2 | 63.77% | 0.8774% | 0% | 2 | 9.436% | 0.351% | 0% | 1 | 32.75% | 0.4728% | 0% | 1 | 78.25% | 1.462% | 0% | 3 | 34.18% | 0.483% | 0% | 1 | 8.999% | 1.462% | 0% | 1 | 9 | 9 |  | 1.542% | 0% | 1 | 26 | 1.993% | 0% | 3 | 15.68% | 2.534% | 0% | 1 | 0 | 2 | 40.45% | 8.969% | 49.42% | 2 | 61.97% | 0.3977% | 0% | 2 | 14.47% | 0.1769% | 0% | 1 | 35.02% | 0.2328% | 0% | 1 | 79.55% | 0.7397% | 0% | 3 | 36.07% | 0.2366% | 0% | 1 | 9.602% | 0.7397% | 0% | 1 |  | 0.8535% | 0% | 1 | 24 | 1.205% | 0% | 3 | 12.51% | 2.534% | 0% | 1 | 0 | 2 | 44.78% | 10.65% | 55.43% | 3 | 61.07% | 0.2458% | 0% | 2 | 19.36% | 0.1187% | 0% | 1 | 37.2% | 0.1524% | 0% | 1 | 79.82% | 0.4743% | 0% | 3 | 35.63% | 0.1487% | 0% | 1 | 10.84% | 0.4743% | 0% | 1
108 | Brunswick | NORTHERN CALIFORNIA | 0 | 0 | 10 | 0% | 0% | 1 | 56.4625 | 0% | 0% | 4 | 0.5148% | 0% | 0% | 1 | 0 | 2 | 22.18% | 77.82% | 100% | 5 | 58.36% | 0% | 0% | 2 | 28.94% | 0% | 0% | 1 | 57.69% | 0% | 0% | 2 | 88.44% | 0% | 0% | 3 | 9.075% | 0% | 0% | 1 | 2.741% | 0% | 0% | 1 |  | 0% | 0% | 1 | 32.8875 | 0% | 0% | 4 | 0.7658% | 0% | 0% | 1 | 0 | 2 | 46.39% | 52.31% | 98.7% | 5 | 73.82% | 0% | 0% | 3 | 17.5% | 0% | 0% | 1 | 25.3% | 0% | 0% | 1 | 84.37% | 0% | 0% | 3 | 19.13% | 0% | 0% | 1 | 3.219% | 0% | 0% | 1 |  |  |  | 0% | 0% | 1 | 25 | 0% | 0% | 3 | 0.6074% | 0% | 0% | 1 | 0 | 2 | 54.34% | 44.86% | 99.2% | 5 | 70.55% | 0% | 0% | 3 | 13.12% | 0% | 0% | 1 | 15.45% | 0% | 0% | 1 | 78.43% | 0% | 0% | 3 | 32.51% | 0% | 0% | 1 | 3.392% | 0% | 0% | 1 |  | 0% | 0% | 1 | 20.6667 | 0% | 0% | 3 | 0.4184% | 0% | 0% | 1 | 0 | 2 | 53.88% | 43.48% | 97.36% | 5 | 64.9% | 0% | 0% | 2 | 9.639% | 0% | 0% | 1 | 15.49% | 0% | 0% | 1 | 72.55% | 0% | 0% | 3 | 37.57% | 0% | 0% | 1 | 3.357% | 0% | 0% | 1
109 | Higgins | NORTHERN CALIFORNIA | 0 | 0 | 10 | 0% | 0% | 1 | 40.5985 | 0% | 0% | 4 | 1.588% | 0% | 0% | 1 | 0 | 2 | 98.41% | 0% | 98.41% | 5 | 93.84% | 0% | 0% | 4 | 0% | 0% | 0% | 1 | 0.5959% | 0% | 0% | 1 | 93.84% | 0% | 0% | 4 | 30.65% | 0% | 0% | 1 | 6.316% | 0% | 0% | 1 |  | 0% | 0% | 1 | 33.4247 | 0% | 0% | 4 | 1.145% | 0% | 0% | 1 | 0 | 2 | 91.91% | 5.233% | 97.14% | 5 | 85.16% | 0% | 0% | 3 | 5.602% | 0% | 0% | 1 | 10.6% | 0% | 0% | 1 | 86.04% | 0% | 0% | 3 | 38.82% | 0% | 0% | 1 | 5.961% | 0% | 0% | 1 |  |  |  | 0% | 0% | 1 | 33 | 0% | 0% | 4 | 1.847% | 0% | 0% | 1 | 0 | 2 | 72.15% | 14.31% | 86.46% | 5 | 81.6% | 0% | 0% | 3 | 6.177% | 0% | 0% | 1 | 10.4% | 0% | 0% | 1 | 83% | 0% | 0% | 3 | 31.28% | 0% | 0% | 1 | 9.013% | 0% | 0% | 1 |  | 0% | 0% | 1 | 26.8829 | 0% | 0% | 3 | 4.312% | 0% | 0% | 1 | 0 | 2 | 59.38% | 19.68% | 79.05% | 5 | 73.9% | 0% | 0% | 3 | 10.36% | 0% | 0% | 1 | 13.87% | 0% | 0% | 1 | 81.37% | 0% | 0% | 3 | 29.45% | 0% | 0% | 1 | 9.442% | 0% | 0% | 1
110 | Barre | GREATER LA METRO | 0 | 0 | 10 | 0% | 0% | 1 | 0 | 0% | 0% | 1 | 0% | 0% | 0% | 1 | 0 | 2 | 0% | 0% | 0% | 1 | 0% | 0% | 0% | 1 | 0% | 0% | 0% | 1 | 0% | 0% | 0% | 1 | 0% | 0% | 0% | 1 | 0% | 0% | 0% | 1 | 0% | 0% | 0% | 1 |  | 0% | 0% | 1 | 61 | 0% | 0% | 4 | 0% | 0% | 0% | 1 | 0 | 2 | 0% | 0% | 0% | 1 | 0% | 0% | 0% | 1 | 29.36% | 0% | 0% | 1 | 97% | 0% | 0% | 5 | 97% | 0% | 0% | 5 | 0% | 0% | 0% | 1 | 1.112% | 0% | 0% | 1 | 9 | 14 |  | 0% | 0% | 1 | 48 | 0% | 0% | 4 | 0.01632% | 0% | 0% | 1 | 0 | 2 | 0.201% | 32.13% | 32.33% | 5 | 21.17% | 0% | 0% | 1 | 14.33% | 0% | 0% | 1 | 49.51% | 0% | 0% | 1 | 72.19% | 0% | 0% | 3 | 12.35% | 0% | 0% | 1 | 8.58% | 0% | 0% | 1 |  | 0% | 0% | 1 | 45.5 | 0% | 0% | 4 | 0.1074% | 0% | 0% | 1 | 0 | 2 | 3.251% | 52.72% | 55.97% | 5 | 28.24% | 0% | 0% | 1 | 12.01% | 0% | 0% | 1 | 48.6% | 0% | 0% | 1 | 75.17% | 0% | 0% | 3 | 24.6% | 0% | 0% | 1 | 7.607% | 0% | 0% | 1
111 | Ellis | GREATER LA METRO | 0 | 0 | 10 | 0% | 0% | 1 | 50.5 | 0% | 0% | 4 | 0% | 0% | 0% | 1 | 0 | 2 | 0% | 0% | 0% | 1 | 0% | 0% | 0% | 1 | 19.23% | 0% | 0% | 1 | 97.91% | 0% | 0% | 5 | 97.91% | 0% | 0% | 5 | 0% | 0% | 0% | 1 | 8.353% | 0% | 0% | 1 |  | 0% | 0% | 1 | 48 | 0% | 0% | 4 | 0% | 0% | 0% | 1 | 0 | 2 | 0% | 1.781% | 1.781% | 2 | 1.838% | 0% | 0% | 1 | 25.58% | 0% | 0% | 1 | 94.58% | 0% | 0% | 4 | 96.42% | 0% | 0% | 5 | 0% | 0% | 0% | 1 | 6.6% | 0% | 0% | 1 |  |  |  | 0% | 0% | 1 | 48 | 0% | 0% | 4 | 0.3506% | 0% | 0% | 1 | 0 | 2 | 1.972% | 8.017% | 9.989% | 2 | 3.461% | 0% | 0% | 1 | 22% | 0% | 0% | 1 | 80.19% | 0% | 0% | 3 | 84.93% | 0% | 0% | 3 | 0.2376% | 0% | 0% | 1 | 6.576% | 0% | 0% | 1 |  | 0% | 0% | 1 | 46.7838 | 0% | 0% | 4 | 0.1272% | 0% | 0% | 1 | 0 | 2 | 1.167% | 44.82% | 45.99% | 5 | 19.91% | 0% | 0% | 1 | 24.54% | 0% | 0% | 1 | 61.88% | 0% | 0% | 2 | 80.45% | 0% | 0% | 3 | 23.22% | 0% | 0% | 1 | 7.469% | 0% | 0% | 1
112 | Johanna | GREATER LA METRO | 0 | 0 | 10 | 0% | 0% | 1 | 82.3267 | 0% | 0% | 4 | 0% | 0% | 0% | 1 | 0 | 2 | 0% | 0% | 0% | 1 | 0% | 0% | 0% | 1 | 100% | 0% | 0% | 5 | 100% | 0% | 0% | 5 | 100% | 0% | 0% | 5 | 0% | 0% | 0% | 1 | 41.6% | 0% | 0% | 1 |  | 0% | 0% | 1 | 48 | 0% | 0% | 4 | 0.464% | 0% | 0% | 1 | 0 | 2 | 2.499% | 12.83% | 15.32% | 3 | 6.555% | 0% | 0% | 1 | 16.95% | 0% | 0% | 1 | 79.85% | 0% | 0% | 3 | 87.74% | 0% | 0% | 3 | 0.675% | 0% | 0% | 1 | 8.381% | 0% | 0% | 1 |  |  |  | 0% | 0% | 1 | 47 | 0% | 0% | 4 | 0.1869% | 0% | 0% | 1 | 0 | 2 | 1.1% | 57.14% | 58.24% | 5 | 21.99% | 0% | 0% | 1 | 35.1% | 0% | 0% | 1 | 72.33% | 0% | 0% | 3 | 90.71% | 0% | 0% | 4 | 34.89% | 0% | 0% | 1 | 8.758% | 0% | 0% | 1 |  | 0% | 0% | 1 | 46 | 0% | 0% | 4 | 0.7677% | 0% | 0% | 1 | 0 | 2 | 20.03% | 57.6% | 77.63% | 5 | 34.25% | 0% | 0% | 1 | 22.88% | 0% | 0% | 1 | 54.81% | 0% | 0% | 2 | 81.33% | 0% | 0% | 3 | 35.49% | 0% | 0% | 1 | 15.65% | 0% | 0% | 1
113 | Lewis | GREATER LA METRO | 0 | 0 | 10 | 0% | 0% | 1 | 0 | 0% | 0% | 1 | 0% | 0% | 0% | 1 | 0 | 2 | 0% | 0% | 0% | 1 | 0% | 0% | 0% | 1 | 0% | 0% | 0% | 1 | 0% | 0% | 0% | 1 | 0% | 0% | 0% | 1 | 0% | 0% | 0% | 1 | 0% | 0% | 0% | 1 |  | 0% | 0% | 1 | 22.503 | 0% | 0% | 3 | 0% | 0% | 0% | 1 | 0 | 2 | 0% | 100% | 100% | 5 | 0.2297% | 0% | 0% | 1 | 13.4% | 0% | 0% | 1 | 0% | 0% | 0% | 1 | 13.63% | 0% | 0% | 1 | 4.561% | 0% | 0% | 1 | 15.34% | 0% | 0% | 1 |  |  |  | 0% | 0% | 1 | 47 | 0% | 0% | 4 | 0.1366% | 0% | 0% | 1 | 0 | 2 | 4.17% | 63.11% | 67.28% | 5 | 35.88% | 0% | 0% | 1 | 13.03% | 0% | 0% | 1 | 45.55% | 0% | 0% | 1 | 79.91% | 0% | 0% | 3 | 29.55% | 0% | 0% | 1 | 9.55% | 0% | 0% | 1 |  | 0% | 0% | 1 | 45 | 0% | 0% | 4 | 2.081% | 0% | 0% | 1 | 0 | 2 | 12.29% | 56.99% | 69.28% | 5 | 28.42% | 0% | 0% | 1 | 16.7% | 0% | 0% | 1 | 48.67% | 0% | 0% | 1 | 74.27% | 0% | 0% | 3 | 29.72% | 0% | 0% | 1 | 15.64% | 0% | 0% | 1
114 | Santiago | GREATER LA METRO | 0 | 0 | 10 | 0% | 0% | 1 | 55.5 | 0% | 0% | 4 | 3.78% | 0% | 0% | 1 | 0 | 2 | 20.24% | 43.61% | 63.85% | 5 | 23.48% | 0% | 0% | 1 | 0% | 0% | 0% | 1 | 10.55% | 0% | 0% | 1 | 34.04% | 0% | 0% | 1 | 2.22% | 0% | 0% | 1 | 9.912% | 0% | 0% | 1 |  | 0% | 0% | 1 | 40.3333 | 0% | 0% | 4 | 0.5057% | 0% | 0% | 1 | 0 | 2 | 4.17% | 74.74% | 78.91% | 5 | 19.23% | 0% | 0% | 1 | 55.45% | 0% | 0% | 2 | 69.67% | 0% | 0% | 2 | 88.4% | 0% | 0% | 3 | 22.18% | 0% | 0% | 1 | 9.075% | 0% | 0% | 1 |  |  |  | 0% | 0% | 1 | 48 | 0% | 0% | 4 | 0.208% | 0% | 0% | 1 | 0 | 2 | 22.15% | 53.07% | 75.22% | 5 | 35.68% | 0% | 0% | 1 | 35.87% | 0% | 0% | 1 | 69.68% | 0% | 0% | 2 | 89.26% | 0% | 0% | 3 | 44.44% | 0% | 0% | 1 | 10.38% | 0% | 0% | 1 |  | 0% | 0% | 1 | 44 | 0% | 0% | 4 | 0.448% | 0% | 0% | 1 | 0 | 2 | 37.55% | 46.97% | 84.52% | 5 | 38.58% | 0% | 0% | 1 | 33.37% | 0% | 0% | 1 | 59.05% | 0% | 0% | 2 | 84.67% | 0% | 0% | 3 | 46.76% | 0% | 0% | 1 | 12.33% | 0% | 0% | 1
115 | Serrano | GREATER LA METRO | 0 | 0 | 10 | 0% | 0% | 1 | 2.6112 | 0% | 0% | 1 | 0% | 0% | 0% | 1 | 0 | 2 | 0% | 100% | 100% | 5 | 0% | 0% | 0% | 1 | 68.16% | 0% | 0% | 2 | 15.92% | 0% | 0% | 1 | 68.16% | 0% | 0% | 2 | 27.92% | 0% | 0% | 1 | 5.63% | 0% | 0% | 1 |  | 0% | 0% | 1 | 10.5148 | 0% | 0% | 1 | 0.03244% | 0% | 0% | 1 | 0 | 2 | 2.708% | 97.25% | 99.96% | 5 | 52.81% | 0% | 0% | 2 | 10.39% | 0% | 0% | 1 | 27.53% | 0% | 0% | 1 | 76.62% | 0% | 0% | 3 | 48.13% | 0% | 0% | 1 | 12.16% | 0% | 0% | 1 |  |  |  | 0% | 0% | 1 | 16.1633 | 0% | 0% | 2 | 3.044% | 0% | 0% | 1 | 0 | 2 | 15.69% | 73.7% | 89.39% | 5 | 38% | 0% | 0% | 1 | 14.36% | 0% | 0% | 1 | 37.58% | 0% | 0% | 1 | 71.11% | 0% | 0% | 3 | 40.27% | 0% | 0% | 1 | 18.67% | 0% | 0% | 1 |  | 0% | 0% | 1 | 45.6667 | 0% | 0% | 4 | 4.21% | 0% | 0% | 1 | 0 | 2 | 13.88% | 55.59% | 69.46% | 5 | 30.55% | 0% | 0% | 1 | 21.58% | 0% | 0% | 1 | 47.01% | 0% | 0% | 1 | 73.5% | 0% | 0% | 3 | 30.46% | 0% | 0% | 1 | 14.5% | 0% | 0% | 1
116 | Villa Park | GREATER LA METRO | 0 | 0 | 10 | 0% | 0% | 1 | 30.495 | 0% | 0% | 4 | 0% | 0% | 0% | 1 | 0 | 2 | 0% | 100% | 100% | 5 | 0% | 0% | 0% | 1 | 0% | 0% | 0% | 1 | 0% | 0% | 0% | 1 | 0% | 0% | 0% | 1 | 0% | 0% | 0% | 1 | 0% | 0% | 0% | 1 |  | 0% | 0% | 1 | 13.7644 | 0% | 0% | 2 | 0.06554% | 0% | 0% | 1 | 0 | 2 | 1.244% | 98.65% | 99.89% | 5 | 67.02% | 0% | 0% | 2 | 6.386% | 0% | 0% | 1 | 8.478% | 0% | 0% | 1 | 78.11% | 0% | 0% | 3 | 39.54% | 0% | 0% | 1 | 13.86% | 0% | 0% | 1 |  |  |  | 0% | 0% | 1 | 47 | 0% | 0% | 4 | 1.963% | 0% | 0% | 1 | 0 | 2 | 15.42% | 62.59% | 78% | 5 | 33.84% | 0% | 0% | 1 | 14.67% | 0% | 0% | 1 | 48.33% | 0% | 0% | 1 | 79.48% | 0% | 0% | 3 | 32.03% | 0% | 0% | 1 | 18.02% | 0% | 0% | 1 |  | 0% | 0% | 1 | 46 | 0% | 0% | 4 | 4.606% | 0% | 0% | 1 | 0 | 2 | 12.43% | 56.7% | 69.13% | 5 | 30.51% | 0% | 0% | 1 | 15.24% | 0% | 0% | 1 | 45.31% | 0% | 0% | 1 | 71.18% | 0% | 0% | 3 | 31.33% | 0% | 0% | 1 | 14.78% | 0% | 0% | 1
117 | Capistrano | GREATER LA METRO | 0 | 0 | 10 | 0% | 0% | 1 | 69 | 0% | 0% | 4 | 0.5554% | 0% | 0% | 1 | 0 | 2 | 80.69% | 0% | 80.69% | 5 | 33.75% | 0% | 0% | 1 | 63.81% | 0% | 0% | 2 | 76.68% | 0% | 0% | 3 | 76.68% | 0% | 0% | 3 | 14.45% | 0% | 0% | 1 | 8.287% | 0% | 0% | 1 |  | 0% | 0% | 1 | 50.0661 | 0% | 0% | 4 | 0.1566% | 0% | 0% | 1 | 0 | 2 | 93.2% | 0.6563% | 93.86% | 5 | 20.81% | 0% | 0% | 1 | 63.67% | 0% | 0% | 2 | 69.83% | 0% | 0% | 2 | 74.73% | 0% | 0% | 3 | 53.39% | 0% | 0% | 2 | 5.616% | 0% | 0% | 1 |  |  |  | 0% | 0% | 1 | 43 | 0% | 0% | 4 | 0.2273% | 0% | 0% | 1 | 0 | 2 | 74.61% | 18.25% | 92.86% | 5 | 29.46% | 0% | 0% | 1 | 57.68% | 0% | 0% | 2 | 66.24% | 0% | 0% | 2 | 80.71% | 0% | 0% | 3 | 52.48% | 0% | 0% | 2 | 6.703% | 0% | 0% | 1 |  | 0% | 0% | 1 | 38 | 0% | 0% | 4 | 0.1783% | 0% | 0% | 1 | 0 | 2 | 46.1% | 46.27% | 92.37% | 5 | 49.73% | 0% | 0% | 1 | 48.98% | 0% | 0% | 1 | 59.64% | 0% | 0% | 2 | 89.67% | 0% | 0% | 3 | 51.6% | 0% | 0% | 2 | 7.265% | 0% | 0% | 1
118 | Trabuco | GREATER LA METRO | 0 | 0 | 10 | 0% | 0% | 1 | 65.6857 | 0% | 0% | 4 | 0% | 0% | 0% | 1 | 0 | 2 | 100% | 0% | 100% | 5 | 28.98% | 0% | 0% | 1 | 56.1% | 0% | 0% | 2 | 56.1% | 0% | 0% | 2 | 68.45% | 0% | 0% | 2 | 27.3% | 0% | 0% | 1 | 9.959% | 0% | 0% | 1 |  | 0% | 0% | 1 | 58.8667 | 0% | 0% | 4 | 0.3077% | 0% | 0% | 1 | 0 | 2 | 83.37% | 9.568% | 92.94% | 5 | 23.02% | 0% | 0% | 1 | 66.82% | 0% | 0% | 2 | 71.25% | 0% | 0% | 3 | 78.36% | 0% | 0% | 3 | 46.52% | 0% | 0% | 1 | 6.11% | 0% | 0% | 1 |  |  |  | 0% | 0% | 1 | 39.92 | 0% | 0% | 4 | 0.1898% | 0% | 0% | 1 | 0 | 2 | 60.86% | 31.55% | 92.41% | 5 | 39.05% | 0% | 0% | 1 | 49.7% | 0% | 0% | 1 | 63.85% | 0% | 0% | 2 | 84.36% | 0% | 0% | 3 | 54.44% | 0% | 0% | 2 | 7.693% | 0% | 0% | 1 |  | 0% | 0% | 1 | 39.8121 | 0% | 0% | 4 | 0.09609% | 0% | 0% | 1 | 0 | 2 | 40.1% | 50.53% | 90.63% | 5 | 46.4% | 0% | 0% | 1 | 46.58% | 0% | 0% | 1 | 59.52% | 0% | 0% | 2 | 88.14% | 0% | 0% | 3 | 54.58% | 0% | 0% | 2 | 7.603% | 0% | 0% | 1
119 | Pleasant Grove | NORTHERN CALIFORNIA | 0 | 0 | 10 | 0% | 0% | 1 | 56 | 0% | 0% | 4 | 6.297% | 0% | 0% | 1 | 0 | 2 | 2.381% | 0% | 2.381% | 1 | 58.79% | 0% | 0% | 2 | 0% | 0% | 0% | 1 | 0% | 0% | 0% | 1 | 58.79% | 0% | 0% | 2 | 0% | 0% | 0% | 1 | 58.03% | 0% | 0% | 2 |  | 0% | 0% | 1 | 45.2476 | 0% | 0% | 4 | 8.059% | 0% | 0% | 1 | 0 | 2 | 9.254% | 0% | 9.254% | 1 | 42.44% | 0% | 0% | 1 | 0% | 0% | 0% | 1 | 0.01033% | 0% | 0% | 1 | 42.45% | 0% | 0% | 1 | 0.6577% | 0% | 0% | 1 | 33.63% | 0% | 0% | 1 | 9 | 6 |  | 0% | 0% | 1 | 21.2 | 0% | 0% | 3 | 23.51% | 0% | 0% | 1 | 0 | 2 | 19.66% | 0.4221% | 20.08% | 2 | 40.51% | 0% | 0% | 1 | 2.609% | 0% | 0% | 1 | 19.55% | 0% | 0% | 1 | 59.37% | 0% | 0% | 2 | 8.641% | 0% | 0% | 1 | 19.38% | 0% | 0% | 1 |  | 0% | 0% | 1 | 23.0316 | 0% | 0% | 3 | 22.91% | 0% | 0% | 1 | 0 | 2 | 26.3% | 2.947% | 29.24% | 2 | 55.42% | 0% | 0% | 2 | 9.349% | 0% | 0% | 1 | 26.63% | 0% | 0% | 1 | 72.25% | 0% | 0% | 3 | 15.11% | 0% | 0% | 1 | 16.02% | 0% | 0% | 1
120 | Summit | NORTHERN CALIFORNIA | 0 | 0 | 10 | 0% | 0% | 1 | 21.2 | 0% | 0% | 3 | 0% | 0% | 0% | 1 | 0 | 2 | 48.21% | 0% | 48.21% | 2 | 7.134% | 0% | 0% | 1 | 8.325% | 0% | 0% | 1 | 52.31% | 0% | 0% | 2 | 57.45% | 0% | 0% | 2 | 68.83% | 0% | 0% | 2 | 7.878% | 0% | 0% | 1 |  | 0% | 0% | 1 | 35 | 0% | 0% | 4 | 0% | 0% | 0% | 1 | 0 | 2 | 31.76% | 6.462% | 38.22% | 2 | 13.29% | 0% | 0% | 1 | 9.034% | 0% | 0% | 1 | 42.38% | 0% | 0% | 1 | 52.17% | 0% | 0% | 2 | 67.14% | 0% | 0% | 2 | 9.05% | 0% | 0% | 1 |  |  |  | 0% | 0% | 1 | 29 | 0% | 0% | 3 | 0% | 0% | 0% | 1 | 0 | 2 | 56.13% | 3.192% | 59.32% | 3 | 24.66% | 0% | 0% | 1 | 15.44% | 0% | 0% | 1 | 31.49% | 0% | 0% | 1 | 50.53% | 0% | 0% | 2 | 63.01% | 0% | 0% | 2 | 8.776% | 0% | 0% | 1 |  | 0% | 0% | 1 | 17.9635 | 0% | 0% | 2 | 0.08317% | 0% | 0% | 1 | 0 | 2 | 62.15% | 5.271% | 67.42% | 3 | 34.42% | 0% | 0% | 1 | 10.82% | 0% | 0% | 1 | 21.76% | 0% | 0% | 1 | 51.19% | 0% | 0% | 2 | 61.38% | 0% | 0% | 2 | 8.712% | 0% | 0% | 1
121 | Devers | RIVERSIDE | 400 | 4000 | 10 | 89.73% | 0% | 4 | 33.2467 | 835.6% | 50.25% | 5 | 0% | 0% | 0% | 1 | 0 | 2 | 14.96% | 0% | 14.96% | 1 | 31.76% | 33.34% | 0% | 2 | 71.52% | 79.91% | 0% | 4 | 61.53% | 59.15% | 0% | 3 | 74.56% | 89.45% | 0% | 4 | 11.95% | 25.84% | 0% | 2 | 0.03385% | 89.45% | 0% | 4 |  | 37.56% | 0% | 2 | 32.28 | 229.5% | 17.38% | 5 | 0% | 0% | 0% | 1 | 0 | 2 | 19.17% | 0.4012% | 19.57% | 2 | 34.28% | 18.34% | 0% | 1 | 55.1% | 26.85% | 0% | 2 | 42.34% | 20.91% | 0% | 2 | 63.88% | 33.37% | 0% | 2 | 15.54% | 14.27% | 0% | 1 | 0.09677% | 33.37% | 0% | 2 |  |  |  | 21.86% | 0% | 2 | 35.0564 | 40.73% | 0% | 4 | 0% | 0% | 0% | 1 | 0 | 2 | 25.82% | 20.29% | 46.11% | 4 | 30.77% | 8.9% | 0% | 1 | 40.7% | 10.39% | 0% | 1 | 40.45% | 10.35% | 0% | 1 | 57.87% | 14.62% | 0% | 2 | 29.96% | 8.797% | 0% | 1 | 0.8058% | 14.62% | 0% | 1 |  | 15.07% | 0% | 1 | 28.6667 | 14.35% | 0% | 3 | 0.01587% | 0% | 0% | 1 | 0 | 2 | 27.8% | 41.53% | 69.33% | 5 | 33.62% | 4.567% | 0% | 1 | 36.88% | 4.803% | 0% | 1 | 49.11% | 5.957% | 0% | 1 | 64.59% | 8.562% | 0% | 2 | 45.63% | 5.575% | 0% | 1 | 2.27% | 8.562% | 0% | 1
122 | Kern | RIVERSIDE | 0 | 0 | 0 | 0% | 0% | 1 | 3.8557 | 0% | 0% | 1 | 0% | 0% | 0% | 1 | 0 | 2 | 0% | 0% | 0% | 1 | 12.76% | 0% | 0% | 1 | 43.62% | 0% | 0% | 1 | 0% | 0% | 0% | 1 | 56.32% | 0% | 0% | 2 | 71.19% | 0% | 0% | 3 | 0% | 0% | 0% | 1 |  | 0% | 0% | 1 | 4.0372 | 0% | 0% | 1 | 0% | 0% | 0% | 1 | 0 | 2 | 0% | 0% | 0% | 1 | 11.71% | 0% | 0% | 1 | 33.94% | 0% | 0% | 1 | 0% | 0% | 0% | 1 | 43.95% | 0% | 0% | 1 | 55.4% | 0% | 0% | 2 | 0% | 0% | 0% | 1 |  |  |  | 0% | 0% | 1 | 4.6427 | 0% | 0% | 1 | 0% | 0% | 0% | 1 | 0 | 2 | 0% | 0% | 0% | 1 | 9.275% | 0% | 0% | 1 | 19.81% | 0% | 0% | 1 | 0% | 0% | 0% | 1 | 28.11% | 0% | 0% | 1 | 32.86% | 0% | 0% | 1 | 0.7506% | 0% | 0% | 1 |  | 0% | 0% | 1 | 3.8092 | 0% | 0% | 1 | 0% | 0% | 0% | 1 | 0 | 2 | 0% | 0% | 0% | 1 | 25.29% | 0% | 0% | 1 | 15.68% | 0% | 0% | 1 | 1.863% | 0% | 0% | 1 | 38.47% | 0% | 0% | 1 | 31.43% | 0% | 0% | 1 | 1.72% | 0% | 0% | 1
123 | Mirage | RIVERSIDE | 132 | 1320 | 0 | 38.68% | 0% | 2 | 35.6061 | 141.7% | 8.613% | 5 | 0% | 0% | 0% | 1 | 0 | 2 | 0% | 0% | 0% | 1 | 14.73% | 17.2% | 0% | 1 | 20.31% | 18.4% | 0% | 1 | 13.28% | 16.91% | 0% | 1 | 35.04% | 22.57% | 0% | 2 | 28.45% | 20.5% | 0% | 2 | 0% | 22.57% | 0% | 2 |  | 8.28% | 0% | 1 | 36.6 | 102.5% | 0.2527% | 5 | 0.4601% | 0% | 0% | 1 | 0 | 2 | 12.5% | 0% | 12.5% | 1 | 11.91% | 4.427% | 0% | 1 | 24.31% | 5.152% | 0% | 1 | 14.44% | 4.558% | 0% | 1 | 33.62% | 5.874% | 0% | 1 | 23.04% | 5.067% | 0% | 1 | 0.009394% | 5.874% | 0% | 1 | 10 | 6 |  | 6.009% | 0% | 1 | 33.9055 | 54.16% | 0% | 4 | 2.133% | 0% | 0% | 1 | 0 | 2 | 7.915% | 0% | 7.915% | 1 | 11.77% | 2.526% | 0% | 1 | 38.72% | 3.637% | 0% | 1 | 28.62% | 3.123% | 0% | 1 | 45.03% | 4.055% | 0% | 1 | 21.59% | 2.843% | 0% | 1 | 0.02354% | 4.055% | 0% | 1 |  | 4.083% | 0% | 1 | 25.125 | 17.66% | 0% | 3 | 9.794% | 0% | 0% | 1 | 0 | 2 | 15.34% | 6.614% | 21.96% | 2 | 17.62% | 1.367% | 0% | 1 | 38.73% | 1.839% | 0% | 1 | 31.27% | 1.639% | 0% | 1 | 49.87% | 2.247% | 0% | 1 | 29.2% | 1.591% | 0% | 1 | 0.6259% | 2.247% | 0% | 1
124 | Valley (SCE) | RIVERSIDE | 0 | 0 | 10 | 0% | 0% | 1 | 45.5 | 0% | 0% | 4 | 1.401% | 0% | 0% | 1 | 0 | 2 | 85.61% | 0% | 85.61% | 5 | 0.08591% | 0% | 0% | 1 | 21.79% | 0% | 0% | 1 | 64% | 0% | 0% | 2 | 64.09% | 0% | 0% | 2 | 1.028% | 0% | 0% | 1 | 2.164% | 0% | 0% | 1 |  | 0% | 0% | 1 | 31 | 0% | 0% | 4 | 3.942% | 0% | 0% | 1 | 0 | 2 | 66.46% | 10.26% | 76.72% | 5 | 0.4281% | 0% | 0% | 1 | 33.97% | 0% | 0% | 1 | 51.78% | 0% | 0% | 2 | 52.18% | 0% | 0% | 2 | 7.697% | 0% | 0% | 1 | 6.126% | 0% | 0% | 1 |  |  |  | 0% | 0% | 1 | 29 | 0% | 0% | 3 | 3.435% | 0% | 0% | 1 | 0 | 2 | 35.71% | 48.83% | 84.55% | 5 | 19.18% | 0% | 0% | 1 | 45.41% | 0% | 0% | 1 | 64.65% | 0% | 0% | 2 | 67.46% | 0% | 0% | 2 | 22.98% | 0% | 0% | 1 | 5.687% | 0% | 0% | 1 |  | 0% | 0% | 1 | 28.875 | 0% | 0% | 3 | 2.605% | 0% | 0% | 1 | 0 | 2 | 20.53% | 70.72% | 91.25% | 5 | 26.15% | 0% | 0% | 1 | 39.09% | 0% | 0% | 1 | 58.88% | 0% | 0% | 2 | 70.67% | 0% | 0% | 3 | 29.35% | 0% | 0% | 1 | 5.129% | 0% | 0% | 1
125 | Gold Hill | NORTHERN CALIFORNIA | 0 | 0 | 10 | 0% | 0% | 1 | 59 | 0% | 0% | 4 | 0% | 0% | 0% | 1 | 0 | 2 | 1.882% | 0.5397% | 2.422% | 2 | 59.55% | 0% | 0% | 2 | 10.17% | 0% | 0% | 1 | 0% | 0% | 0% | 1 | 60.27% | 0% | 0% | 2 | 72.77% | 0% | 0% | 3 | 18.11% | 0% | 0% | 1 |  | 0% | 0% | 1 | 48 | 0% | 0% | 4 | 0.1986% | 0% | 0% | 1 | 0 | 2 | 11.37% | 26.87% | 38.24% | 4 | 48.24% | 0% | 0% | 1 | 22.51% | 0% | 0% | 1 | 19.63% | 0% | 0% | 1 | 57.98% | 0% | 0% | 2 | 59.67% | 0% | 0% | 2 | 17.76% | 0% | 0% | 1 |  |  |  | 0% | 0% | 1 | 37.1111 | 0% | 0% | 4 | 2.041% | 0% | 0% | 1 | 0 | 2 | 20.74% | 25.48% | 46.22% | 4 | 65.18% | 0% | 0% | 2 | 20.48% | 0% | 0% | 1 | 18.54% | 0% | 0% | 1 | 70.87% | 0% | 0% | 3 | 41.91% | 0% | 0% | 1 | 15.14% | 0% | 0% | 1 |  | 0% | 0% | 1 | 35.8 | 0% | 0% | 4 | 3.236% | 0% | 0% | 1 | 0 | 2 | 32.8% | 13.44% | 46.24% | 3 | 66.9% | 0% | 0% | 2 | 15.77% | 0% | 0% | 1 | 17.24% | 0% | 0% | 1 | 72.32% | 0% | 0% | 3 | 38.06% | 0% | 0% | 1 | 20.72% | 0% | 0% | 1
126 | Grand Island | NORTHERN CALIFORNIA | 0 | 0 | 0 | 0% | 0% | 1 | 11.1542 | 0% | 0% | 1 | 49.14% | 0% | 0% | 1 | 0 | 2 | 0% | 0% | 0% | 1 | 0% | 0% | 0% | 1 | 6.754% | 0% | 0% | 1 | 6.754% | 0% | 0% | 1 | 6.754% | 0% | 0% | 1 | 0% | 0% | 0% | 1 | 6.429% | 0% | 0% | 1 |  | 0% | 0% | 1 | 9.6947 | 0% | 0% | 1 | 47.92% | 0% | 0% | 1 | 0 | 2 | 0% | 0% | 0% | 1 | 7.912% | 0% | 0% | 1 | 14.13% | 0% | 0% | 1 | 15.5% | 0% | 0% | 1 | 21.71% | 0% | 0% | 1 | 0.01378% | 0% | 0% | 1 | 9.335% | 0% | 0% | 1 |  |  |  | 0% | 0% | 1 | 9.0027 | 0% | 0% | 1 | 43.89% | 0% | 0% | 1 | 0 | 2 | 0% | 0% | 0% | 1 | 10.8% | 0% | 0% | 1 | 24.98% | 0% | 0% | 1 | 28.44% | 0% | 0% | 1 | 34.27% | 0% | 0% | 1 | 0.5522% | 0% | 0% | 1 | 12.52% | 0% | 0% | 1 |  | 0% | 0% | 1 | 9.7978 | 0% | 0% | 1 | 45.18% | 0% | 0% | 1 | 0 | 2 | 0% | 0% | 0% | 1 | 11.89% | 0% | 0% | 1 | 24.51% | 0% | 0% | 1 | 28.56% | 0% | 0% | 1 | 36.27% | 0% | 0% | 1 | 0.7002% | 0% | 0% | 1 | 12.77% | 0% | 0% | 1
127 | Chino | GREATER LA METRO | 0 | 0 | 10 | 0% | 0% | 1 | 47.5 | 0% | 0% | 4 | 21.78% | 0% | 0% | 1 | 0 | 2 | 14.32% | 10.85% | 25.17% | 3 | 0.187% | 0% | 0% | 1 | 0% | 0% | 0% | 1 | 12.67% | 0% | 0% | 1 | 12.86% | 0% | 0% | 1 | 0.07603% | 0% | 0% | 1 | 8% | 0% | 0% | 1 |  | 0% | 0% | 1 | 41.8974 | 0% | 0% | 4 | 10.17% | 0% | 0% | 1 | 0 | 2 | 23.51% | 44.06% | 67.57% | 5 | 31.77% | 0% | 0% | 1 | 2.927% | 0% | 0% | 1 | 23.04% | 0% | 0% | 1 | 54.6% | 0% | 0% | 2 | 15.66% | 0% | 0% | 1 | 19.73% | 0% | 0% | 1 |  |  |  | 0% | 0% | 1 | 20.3077 | 0% | 0% | 3 | 7.122% | 0% | 0% | 1 | 0 | 2 | 17.91% | 59.37% | 77.28% | 5 | 35.9% | 0% | 0% | 1 | 8.521% | 0% | 0% | 1 | 27.73% | 0% | 0% | 1 | 60.04% | 0% | 0% | 2 | 31.47% | 0% | 0% | 1 | 18.97% | 0% | 0% | 1 |  | 0% | 0% | 1 | 20.6667 | 0% | 0% | 3 | 4.684% | 0% | 0% | 1 | 0 | 2 | 20.59% | 57.91% | 78.5% | 5 | 38.83% | 0% | 0% | 1 | 24.26% | 0% | 0% | 1 | 42.74% | 0% | 0% | 1 | 73.53% | 0% | 0% | 3 | 33.39% | 0% | 0% | 1 | 16.03% | 0% | 0% | 1
128 | Kramer | GREATER KRAMER | 719 | 7190 | 20 | 999.9% | 110.2% | 5 | 46 | 1598563% | 398.1% | 5 | 0% | 0% | 0% | 1 | 0 | 2 | 0% | 0% | 0% | 1 | 100% | 999% | 110.2% | 5 | 51.21% | 225.9% | 120% | 5 | 0% | 110.2% | 999.9% | 5 | 100% | 999% | 110.2% | 5 | 36.92% | 174.7% | 127.7% | 5 | 1.237% | 999% | 110.2% | 5 |  | 840.8% | 27.06% | 5 | 32.4111 | 191.3% | 31.17% | 5 | 0% | 0% | 0% | 1 | 0 | 2 | 0% | 0% | 0% | 1 | 94.28% | 518.2% | 25.36% | 5 | 33.43% | 44.51% | 0% | 2 | 0% | 29.63% | 0% | 2 | 95.61% | 674.3% | 26.4% | 5 | 47.77% | 56.72% | 0% | 3 | 0.4203% | 674.3% | 26.4% | 5 | 14 | 22 |  | 97.79% | 0% | 4 | 27.215 | 74.86% | 0% | 3 | 0% | 0% | 0% | 1 | 0 | 2 | 0% | 0% | 0% | 1 | 52.46% | 20.68% | 0% | 2 | 34.15% | 14.93% | 0% | 1 | 3.558% | 10.19% | 0% | 1 | 75.26% | 39.74% | 0% | 3 | 58.54% | 23.71% | 0% | 2 | 1.307% | 39.74% | 0% | 2 |  | 19.1% | 0% | 1 | 41 | 59.64% | 0% | 4 | 0.009127% | 0% | 0% | 1 | 0 | 2 | 0% | 0% | 0% | 1 | 40.68% | 8.431% | 0% | 1 | 26.48% | 6.802% | 0% | 1 | 3.023% | 5.157% | 0% | 1 | 60.18% | 12.56% | 0% | 2 | 46.04% | 9.268% | 0% | 1 | 0.817% | 12.56% | 0% | 1
129 | Lugo | GREATER KRAMER | 0 | 0 | 10 | 0% | 0% | 1 | 23 | 0% | 0% | 3 | 0.01104% | 0% | 0% | 1 | 0 | 2 | 57.35% | 36.94% | 94.28% | 5 | 44.63% | 0% | 0% | 1 | 88.25% | 0% | 0% | 3 | 72.22% | 0% | 0% | 3 | 96.64% | 0% | 0% | 5 | 38.37% | 0% | 0% | 1 | 5.104% | 0% | 0% | 1 |  | 0% | 0% | 1 | 24.7636 | 0% | 0% | 3 | 0.003024% | 0% | 0% | 1 | 0 | 2 | 36.55% | 46.43% | 82.99% | 5 | 46.99% | 0% | 0% | 1 | 70.84% | 0% | 0% | 3 | 61.78% | 0% | 0% | 2 | 86.98% | 0% | 0% | 3 | 40.5% | 0% | 0% | 1 | 3.906% | 0% | 0% | 1 |  |  |  | 0% | 0% | 1 | 39.25 | 0% | 0% | 4 | 0.0067% | 0% | 0% | 1 | 0 | 2 | 26.43% | 34.88% | 61.31% | 5 | 49.99% | 0% | 0% | 1 | 60.37% | 0% | 0% | 2 | 52% | 0% | 0% | 2 | 83.76% | 0% | 0% | 3 | 29.05% | 0% | 0% | 1 | 3.135% | 0% | 0% | 1 |  | 0% | 0% | 1 | 41.3333 | 0% | 0% | 4 | 0.04974% | 0% | 0% | 1 | 0 | 2 | 19.28% | 21.34% | 40.62% | 4 | 44.97% | 0% | 0% | 1 | 51.55% | 0% | 0% | 2 | 36.32% | 0% | 0% | 1 | 74.4% | 0% | 0% | 3 | 25.85% | 0% | 0% | 1 | 2.14% | 0% | 0% | 1
130 | Mira Loma | GREATER LA METRO | 0 | 0 | 10 | 0% | 0% | 1 | 54.28 | 0% | 0% | 4 | 26.16% | 0% | 0% | 1 | 0 | 2 | 0% | 0% | 0% | 1 | 0% | 0% | 0% | 1 | 0% | 0% | 0% | 1 | 0% | 0% | 0% | 1 | 0% | 0% | 0% | 1 | 0% | 0% | 0% | 1 | 0.1407% | 0% | 0% | 1 |  | 0% | 0% | 1 | 49 | 0% | 0% | 4 | 15.95% | 0% | 0% | 1 | 0 | 2 | 30.84% | 18.3% | 49.14% | 3 | 11.04% | 0% | 0% | 1 | 4.146% | 0% | 0% | 1 | 35.66% | 0% | 0% | 1 | 46.79% | 0% | 0% | 1 | 3.811% | 0% | 0% | 1 | 23.52% | 0% | 0% | 1 |  |  |  | 0% | 0% | 1 | 27.3857 | 0% | 0% | 3 | 6.531% | 0% | 0% | 1 | 0 | 2 | 23.4% | 47.92% | 71.31% | 5 | 31.15% | 0% | 0% | 1 | 17.65% | 0% | 0% | 1 | 42.25% | 0% | 0% | 1 | 68.08% | 0% | 0% | 2 | 29.18% | 0% | 0% | 1 | 16.46% | 0% | 0% | 1 |  | 0% | 0% | 1 | 28.3333 | 0% | 0% | 3 | 2.883% | 0% | 0% | 1 | 0 | 2 | 24.19% | 58.47% | 82.66% | 5 | 41.39% | 0% | 0% | 1 | 38.91% | 0% | 0% | 1 | 52.43% | 0% | 0% | 2 | 78.73% | 0% | 0% | 3 | 28.44% | 0% | 0% | 1 | 12.38% | 0% | 0% | 1
131 | Padua | GREATER LA METRO | 0 | 0 | 10 | 0% | 0% | 1 | 8.0923 | 0% | 0% | 1 | 0% | 0% | 0% | 1 | 0 | 2 | 2.392% | 97.61% | 100% | 5 | 100% | 0% | 0% | 5 | 53.49% | 0% | 0% | 2 | 0% | 0% | 0% | 1 | 100% | 0% | 0% | 5 | 69.92% | 0% | 0% | 2 | 28.54% | 0% | 0% | 1 |  | 0% | 0% | 1 | 45.49 | 0% | 0% | 4 | 15.84% | 0% | 0% | 1 | 0 | 2 | 7.987% | 31.17% | 39.16% | 5 | 34.91% | 0% | 0% | 1 | 19.99% | 0% | 0% | 1 | 16.35% | 0% | 0% | 1 | 38.24% | 0% | 0% | 1 | 21.76% | 0% | 0% | 1 | 11.12% | 0% | 0% | 1 |  |  |  | 0% | 0% | 1 | 33 | 0% | 0% | 4 | 6.65% | 0% | 0% | 1 | 0 | 2 | 20.39% | 58.39% | 78.79% | 5 | 54.64% | 0% | 0% | 2 | 28.38% | 0% | 0% | 1 | 35.4% | 0% | 0% | 1 | 70.21% | 0% | 0% | 3 | 28.1% | 0% | 0% | 1 | 15.98% | 0% | 0% | 1 |  | 0% | 0% | 1 | 23.6545 | 0% | 0% | 3 | 2.9% | 0% | 0% | 1 | 0 | 2 | 28.95% | 61.8% | 90.75% | 5 | 51.31% | 0% | 0% | 2 | 54.37% | 0% | 0% | 2 | 61.16% | 0% | 0% | 2 | 84.12% | 0% | 0% | 3 | 34.7% | 0% | 0% | 1 | 10.31% | 0% | 0% | 1
132 | Pisgah | GREATER KRAMER | 280 | 2800 | 15 | 161825% | 27.27% | 5 | 3.0455 | 40.57% | 0% | 2 | 0% | 0% | 0% | 1 | 0 | 2 | 0% | 0% | 0% | 1 | 62.27% | 72.3% | 0% | 3 | 86.59% | 203.4% | 16.02% | 5 | 95.68% | 631.5% | 24% | 5 | 99.97% | 90135% | 27.26% | 5 | 44.01% | 48.73% | 0% | 2 | 0.4391% | 90135% | 27.26% | 5 |  | 244.9% | 15.08% | 5 | 2.8926 | 37.35% | 0% | 2 | 0% | 0% | 0% | 1 | 0 | 2 | 0% | 0% | 0% | 1 | 53.98% | 50.16% | 0% | 3 | 74.15% | 89.31% | 0% | 4 | 81.85% | 127.2% | 6.024% | 4 | 86.39% | 169.6% | 10.97% | 5 | 41.96% | 39.77% | 0% | 2 | 0.7164% | 169.6% | 10.97% | 5 |  |  |  | 21.37% | 0% | 2 | 12.6543 | 20.75% | 0% | 2 | 1.093% | 0% | 0% | 1 | 0 | 2 | 0% | 0% | 0% | 1 | 20.1% | 8.717% | 0% | 1 | 22.49% | 8.986% | 0% | 1 | 25.37% | 9.332% | 0% | 1 | 29.88% | 9.933% | 0% | 1 | 50.18% | 13.98% | 0% | 2 | 1.7% | 9.933% | 0% | 1 |  | 8.633% | 0% | 1 | 15.875 | 15.47% | 0% | 2 | 2.018% | 0% | 0% | 1 | 0 | 2 | 0% | 0% | 0% | 1 | 28.01% | 4.783% | 0% | 1 | 18.46% | 4.222% | 0% | 1 | 19.62% | 4.283% | 0% | 1 | 34.81% | 5.282% | 0% | 1 | 35.14% | 5.309% | 0% | 1 | 1.997% | 5.282% | 0% | 1
133 | Roadway | GREATER KRAMER | 221 | 2210 | 10 | 93.67% | 0% | 4 | 53 | 999% | 245.2% | 5 | 0.05684% | 0% | 0% | 1 | 0 | 2 | 0% | 0% | 0% | 1 | 45.48% | 20.72% | 0% | 2 | 74.73% | 44.71% | 0% | 3 | 4.618% | 11.84% | 0% | 1 | 87.86% | 93.07% | 0% | 4 | 7.673% | 12.24% | 0% | 1 | 0.6672% | 93.07% | 0% | 4 |  | 10.36% | 0% | 1 | 42.732 | 392.1% | 13.33% | 5 | 0.08897% | 0% | 0% | 1 | 0 | 2 | 0% | 0% | 0% | 1 | 40.79% | 4.738% | 0% | 1 | 47.85% | 5.38% | 0% | 1 | 17.4% | 3.397% | 0% | 1 | 65.2% | 8.063% | 0% | 2 | 17.73% | 3.41% | 0% | 1 | 1.386% | 8.063% | 0% | 1 | 10 | 7 |  | 4.512% | 0% | 1 | 40.6 | 213.4% | 4.208% | 5 | 0.124% | 0% | 0% | 1 | 0 | 2 | 5.721% | 0% | 5.721% | 1 | 29.46% | 2.024% | 0% | 1 | 44.48% | 2.572% | 0% | 1 | 15.33% | 1.686% | 0% | 1 | 58.53% | 3.443% | 0% | 2 | 19.98% | 1.784% | 0% | 1 | 1.064% | 3.443% | 0% | 1 |  | 3.364% | 0% | 1 | 38.8235 | 26.5% | 0% | 4 | 0.6317% | 0% | 0% | 1 | 0 | 2 | 10.13% | 6.21% | 16.34% | 2 | 43.96% | 1.3% | 0% | 1 | 47.32% | 1.383% | 0% | 1 | 21.75% | 0.9313% | 0% | 1 | 69.08% | 2.356% | 0% | 2 | 28.06% | 1.013% | 0% | 1 | 1.563% | 2.356% | 0% | 1
134 | Tortilla | GREATER KRAMER | 0 | 0 | 10 | 0% | 0% | 1 | 27.5 | 0% | 0% | 3 | 0.1229% | 0% | 0% | 1 | 0 | 2 | 0% | 0% | 0% | 1 | 76.6% | 0% | 0% | 3 | 90.33% | 0% | 0% | 4 | 13.58% | 0% | 0% | 1 | 100% | 0% | 0% | 5 | 19.94% | 0% | 0% | 1 | 2.865% | 0% | 0% | 1 |  | 0% | 0% | 1 | 22.3968 | 0% | 0% | 3 | 3.758% | 0% | 0% | 1 | 0 | 2 | 0% | 0% | 0% | 1 | 69.04% | 0% | 0% | 2 | 59.75% | 0% | 0% | 2 | 32.77% | 0% | 0% | 1 | 87.23% | 0% | 0% | 3 | 41.59% | 0% | 0% | 1 | 2.99% | 0% | 0% | 1 | 8 | 10 |  | 0% | 0% | 1 | 24.0079 | 0% | 0% | 3 | 2.099% | 0% | 0% | 1 | 0 | 2 | 0% | 0% | 0% | 1 | 61.53% | 0% | 0% | 2 | 51.1% | 0% | 0% | 2 | 19.5% | 0% | 0% | 1 | 79.84% | 0% | 0% | 3 | 47.24% | 0% | 0% | 1 | 2.997% | 0% | 0% | 1 |  | 0% | 0% | 1 | 23.75 | 0% | 0% | 3 | 1.598% | 0% | 0% | 1 | 0 | 2 | 0% | 0% | 0% | 1 | 59.53% | 0% | 0% | 2 | 40.6% | 0% | 0% | 1 | 17.79% | 0% | 0% | 1 | 75.27% | 0% | 0% | 3 | 44.43% | 0% | 0% | 1 | 3.468% | 0% | 0% | 1
135 | Victor | GREATER KRAMER | 115 | 1150 | 10 | 30.9% | 0% | 2 | 57.6 | 999% | 10707% | 5 | 0% | 0% | 0% | 1 | 0 | 2 | 0% | 0% | 0% | 1 | 0% | 13.36% | 0% | 1 | 53.9% | 28.98% | 0% | 2 | 8.265% | 14.56% | 0% | 1 | 53.9% | 28.98% | 0% | 2 | 2.854% | 13.75% | 0% | 1 | 0% | 28.98% | 0% | 2 |  | 5.932% | 0% | 1 | 49.5 | 205.4% | 9.654% | 5 | 0.01803% | 0% | 0% | 1 | 0 | 2 | 6.53% | 0% | 6.53% | 1 | 38.18% | 3.017% | 0% | 1 | 48.79% | 3.642% | 0% | 1 | 16.16% | 2.224% | 0% | 1 | 65.43% | 5.395% | 0% | 2 | 8.653% | 2.042% | 0% | 1 | 0.4505% | 5.395% | 0% | 1 |  |  |  | 2.433% | 0% | 1 | 41.7222 | 20.02% | 0% | 4 | 0.09957% | 0% | 0% | 1 | 0 | 2 | 14.29% | 9.929% | 24.21% | 2 | 31.31% | 0.9604% | 0% | 1 | 57.29% | 1.545% | 0% | 2 | 29.59% | 0.9369% | 0% | 1 | 67.49% | 2.029% | 0% | 2 | 20.17% | 0.8263% | 0% | 1 | 1.643% | 2.029% | 0% | 1 |  | 1.964% | 0% | 1 | 38.0353 | 7.21% | 0% | 4 | 0.6733% | 0% | 0% | 1 | 0 | 2 | 11.59% | 12.01% | 23.59% | 3 | 46.46% | 0.7474% | 0% | 1 | 48.53% | 0.7775% | 0% | 1 | 26.29% | 0.5429% | 0% | 1 | 71.2% | 1.39% | 0% | 3 | 27.07% | 0.5486% | 0% | 1 | 1.788% | 1.39% | 0% | 1
136 | Vista (SCE) | RIVERSIDE | 0 | 0 | 10 | 0% | 0% | 1 | 64.85 | 0% | 0% | 4 | 0% | 0% | 0% | 1 | 0 | 2 | 2.419% | 91.12% | 93.54% | 5 | 4.214% | 0% | 0% | 1 | 89.53% | 0% | 0% | 3 | 89.53% | 0% | 0% | 3 | 93.75% | 0% | 0% | 4 | 27.02% | 0% | 0% | 1 | 3.216% | 0% | 0% | 1 |  | 0% | 0% | 1 | 37.3333 | 0% | 0% | 4 | 1.166% | 0% | 0% | 1 | 0 | 2 | 6.131% | 86.71% | 92.84% | 5 | 41.89% | 0% | 0% | 1 | 60.16% | 0% | 0% | 2 | 77.43% | 0% | 0% | 3 | 96.8% | 0% | 0% | 5 | 33.88% | 0% | 0% | 1 | 4.161% | 0% | 0% | 1 |  |  |  | 0% | 0% | 1 | 28.5429 | 0% | 0% | 3 | 1.53% | 0% | 0% | 1 | 0 | 2 | 18.4% | 74.84% | 93.24% | 5 | 42.55% | 0% | 0% | 1 | 44.84% | 0% | 0% | 1 | 59.18% | 0% | 0% | 2 | 83.01% | 0% | 0% | 3 | 36.58% | 0% | 0% | 1 | 5.054% | 0% | 0% | 1 |  | 0% | 0% | 1 | 25.6775 | 0% | 0% | 3 | 2.343% | 0% | 0% | 1 | 0 | 2 | 19.58% | 69.38% | 88.96% | 5 | 46.57% | 0% | 0% | 1 | 41.47% | 0% | 0% | 1 | 57.28% | 0% | 0% | 2 | 80.36% | 0% | 0% | 3 | 36.83% | 0% | 0% | 1 | 7.704% | 0% | 0% | 1
137 | Encina | SAN DIEGO | 0 | 0 | 10 | 0% | 0% | 1 | 5.6 | 0% | 0% | 1 | 0% | 0% | 0% | 1 | 0 | 2 | 0% | 0% | 0% | 1 | 17.64% | 0% | 0% | 1 | 84.38% | 0% | 0% | 3 | 89.06% | 0% | 0% | 3 | 89.06% | 0% | 0% | 3 | 0% | 0% | 0% | 1 | 12.52% | 0% | 0% | 1 |  | 0% | 0% | 1 | 6.5085 | 0% | 0% | 1 | 0.8881% | 0% | 0% | 1 | 0 | 2 | 37.66% | 0% | 37.66% | 2 | 26% | 0% | 0% | 1 | 55.73% | 0% | 0% | 2 | 57.79% | 0% | 0% | 2 | 71.72% | 0% | 0% | 3 | 0% | 0% | 0% | 1 | 16.78% | 0% | 0% | 1 |  |  |  | 0% | 0% | 1 | 47 | 0% | 0% | 4 | 6.415% | 0% | 0% | 1 | 0 | 2 | 92.2% | 0% | 92.2% | 5 | 61.09% | 0% | 0% | 2 | 37.02% | 0% | 0% | 1 | 48.51% | 0% | 0% | 1 | 78.26% | 0% | 0% | 3 | 1.575% | 0% | 0% | 1 | 5.932% | 0% | 0% | 1 |  | 0% | 0% | 1 | 46.5 | 0% | 0% | 4 | 5.431% | 0% | 0% | 1 | 0 | 2 | 76.53% | 20.46% | 96.99% | 5 | 43.83% | 0% | 0% | 1 | 19.11% | 0% | 0% | 1 | 34.53% | 0% | 0% | 1 | 56.56% | 0% | 0% | 2 | 1.407% | 0% | 0% | 1 | 7.185% | 0% | 0% | 1
138 | Escondido | SAN DIEGO | 0 | 0 | 10 | 0% | 0% | 1 | 35.5 | 0% | 0% | 4 | 1.554% | 0% | 0% | 1 | 0 | 2 | 100% | 0% | 100% | 5 | 21.49% | 0% | 0% | 1 | 28.81% | 0% | 0% | 1 | 6.523% | 0% | 0% | 1 | 49.23% | 0% | 0% | 1 | 3.423% | 0% | 0% | 1 | 7.8% | 0% | 0% | 1 |  | 0% | 0% | 1 | 39.3414 | 0% | 0% | 4 | 2.837% | 0% | 0% | 1 | 0 | 2 | 52.96% | 47.03% | 100% | 5 | 47.78% | 0% | 0% | 1 | 16.26% | 0% | 0% | 1 | 28.12% | 0% | 0% | 1 | 59.17% | 0% | 0% | 2 | 9.759% | 0% | 0% | 1 | 7.069% | 0% | 0% | 1 |  |  |  | 0% | 0% | 1 | 37 | 0% | 0% | 4 | 4.183% | 0% | 0% | 1 | 0 | 2 | 49.17% | 50.14% | 99.32% | 5 | 45.46% | 0% | 0% | 1 | 22.7% | 0% | 0% | 1 | 29.27% | 0% | 0% | 1 | 56.2% | 0% | 0% | 2 | 22.26% | 0% | 0% | 1 | 6.765% | 0% | 0% | 1 |  | 0% | 0% | 1 | 30.1016 | 0% | 0% | 4 | 3.492% | 0% | 0% | 1 | 0 | 2 | 34.79% | 64.32% | 99.11% | 5 | 52.71% | 0% | 0% | 2 | 19.16% | 0% | 0% | 1 | 29.44% | 0% | 0% | 1 | 62.22% | 0% | 0% | 2 | 29.75% | 0% | 0% | 1 | 6.76% | 0% | 0% | 1
139 | Kearny | SAN DIEGO | 0 | 0 | 0 | 0% | 0% | 1 | 2.7531 | 0% | 0% | 1 | 0% | 0% | 0% | 1 | 0 | 2 | 100% | 0% | 100% | 5 | 8.241% | 0% | 0% | 1 | 100% | 0% | 0% | 5 | 0% | 0% | 0% | 1 | 100% | 0% | 0% | 5 | 8.343% | 0% | 0% | 1 | 29.21% | 0% | 0% | 1 |  | 0% | 0% | 1 | 26.2857 | 0% | 0% | 3 | 0% | 0% | 0% | 1 | 0 | 2 | 25.11% | 0% | 25.11% | 2 | 24.87% | 0% | 0% | 1 | 26.06% | 0% | 0% | 1 | 48.12% | 0% | 0% | 1 | 72.38% | 0% | 0% | 3 | 5.496% | 0% | 0% | 1 | 1.628% | 0% | 0% | 1 |  |  |  | 0% | 0% | 1 | 26 | 0% | 0% | 3 | 0.05378% | 0% | 0% | 1 | 0 | 2 | 23.22% | 38.96% | 62.18% | 5 | 42.05% | 0% | 0% | 1 | 38.9% | 0% | 0% | 1 | 64.56% | 0% | 0% | 2 | 90.68% | 0% | 0% | 4 | 10.09% | 0% | 0% | 1 | 2.355% | 0% | 0% | 1 |  | 0% | 0% | 1 | 25.5 | 0% | 0% | 3 | 0.5849% | 0% | 0% | 1 | 0 | 2 | 26.23% | 63.53% | 89.76% | 5 | 47.45% | 0% | 0% | 1 | 54.94% | 0% | 0% | 2 | 71.91% | 0% | 0% | 3 | 89.43% | 0% | 0% | 3 | 22.71% | 0% | 0% | 1 | 4.085% | 0% | 0% | 1
140 | Miguel | SAN DIEGO | 0 | 0 | 10 | 0% | 0% | 1 | 34.3333 | 0% | 0% | 4 | 0% | 0% | 0% | 1 | 0 | 2 | 81.22% | 14.59% | 95.81% | 5 | 4.589% | 0% | 0% | 1 | 98.21% | 0% | 0% | 5 | 93.5% | 0% | 0% | 4 | 100% | 0% | 0% | 5 | 57.5% | 0% | 0% | 2 | 1.52% | 0% | 0% | 1 |  | 0% | 0% | 1 | 16.5 | 0% | 0% | 2 | 0% | 0% | 0% | 1 | 0 | 2 | 47.77% | 44.05% | 91.82% | 5 | 10.07% | 0% | 0% | 1 | 84.7% | 0% | 0% | 3 | 94.5% | 0% | 0% | 4 | 95.95% | 0% | 0% | 5 | 43.1% | 0% | 0% | 1 | 5.888% | 0% | 0% | 1 |  |  |  | 0% | 0% | 1 | 25.5 | 0% | 0% | 3 | 0.05475% | 0% | 0% | 1 | 0 | 2 | 18.66% | 66.68% | 85.34% | 5 | 23.61% | 0% | 0% | 1 | 60.94% | 0% | 0% | 2 | 85.12% | 0% | 0% | 3 | 88.61% | 0% | 0% | 3 | 34.62% | 0% | 0% | 1 | 3.941% | 0% | 0% | 1 |  | 0% | 0% | 1 | 18.0907 | 0% | 0% | 2 | 0.1503% | 0% | 0% | 1 | 0 | 2 | 10.96% | 80.79% | 91.75% | 5 | 24.97% | 0% | 0% | 1 | 49.21% | 0% | 0% | 1 | 77.15% | 0% | 0% | 3 | 84.1% | 0% | 0% | 3 | 44.48% | 0% | 0% | 1 | 3.231% | 0% | 0% | 1
141 | Mission | SAN DIEGO | 0 | 0 | 10 | 0% | 0% | 1 | 6.5556 | 0% | 0% | 1 | 0% | 0% | 0% | 1 | 0 | 2 | 0% | 0% | 0% | 1 | 11.15% | 0% | 0% | 1 | 12.17% | 0% | 0% | 1 | 89.35% | 0% | 0% | 3 | 89.35% | 0% | 0% | 3 | 0% | 0% | 0% | 1 | 0.5569% | 0% | 0% | 1 |  | 0% | 0% | 1 | 32.3833 | 0% | 0% | 4 | 0% | 0% | 0% | 1 | 0 | 2 | 12.6% | 0% | 12.6% | 1 | 13.9% | 0% | 0% | 1 | 26.37% | 0% | 0% | 1 | 68.98% | 0% | 0% | 2 | 81.89% | 0% | 0% | 3 | 2.448% | 0% | 0% | 1 | 1.82% | 0% | 0% | 1 |  |  |  | 0% | 0% | 1 | 26 | 0% | 0% | 3 | 0.03639% | 0% | 0% | 1 | 0 | 2 | 19.78% | 19.33% | 39.12% | 3 | 31.12% | 0% | 0% | 1 | 42.9% | 0% | 0% | 1 | 66.44% | 0% | 0% | 2 | 86.65% | 0% | 0% | 3 | 14.01% | 0% | 0% | 1 | 2.147% | 0% | 0% | 1 |  | 0% | 0% | 1 | 25.25 | 0% | 0% | 3 | 0.2577% | 0% | 0% | 1 | 0 | 2 | 25.21% | 61.53% | 86.74% | 5 | 44.12% | 0% | 0% | 1 | 58.94% | 0% | 0% | 2 | 76.37% | 0% | 0% | 3 | 93.06% | 0% | 0% | 4 | 21.3% | 0% | 0% | 1 | 4.167% | 0% | 0% | 1
142 | Old Town | SAN DIEGO | 0 | 0 | 10 | 0% | 0% | 1 | 26.2989 | 0% | 0% | 3 | 0% | 0% | 0% | 1 | 0 | 2 | 0% | 0% | 0% | 1 | 1.135% | 0% | 0% | 1 | 4.286% | 0% | 0% | 1 | 69.7% | 0% | 0% | 2 | 69.7% | 0% | 0% | 2 | 0% | 0% | 0% | 1 | 0.1695% | 0% | 0% | 1 |  | 0% | 0% | 1 | 27.6667 | 0% | 0% | 3 | 0% | 0% | 0% | 1 | 0 | 2 | 0.2024% | 0% | 0.2024% | 1 | 1.678% | 0% | 0% | 1 | 17.43% | 0% | 0% | 1 | 78.98% | 0% | 0% | 3 | 79.53% | 0% | 0% | 3 | 0.01688% | 0% | 0% | 1 | 1.354% | 0% | 0% | 1 |  |  |  | 0% | 0% | 1 | 26 | 0% | 0% | 3 | 0% | 0% | 0% | 1 | 0 | 2 | 12.91% | 0% | 12.91% | 1 | 13.31% | 0% | 0% | 1 | 29.14% | 0% | 0% | 1 | 70.23% | 0% | 0% | 3 | 82.55% | 0% | 0% | 3 | 2.36% | 0% | 0% | 1 | 2.245% | 0% | 0% | 1 |  | 0% | 0% | 1 | 25 | 0% | 0% | 3 | 0.03394% | 0% | 0% | 1 | 0 | 2 | 38.39% | 35.21% | 73.6% | 5 | 30.09% | 0% | 0% | 1 | 60.75% | 0% | 0% | 2 | 77.15% | 0% | 0% | 3 | 94.28% | 0% | 0% | 4 | 21.79% | 0% | 0% | 1 | 4.269% | 0% | 0% | 1
143 | Penasquitos | SAN DIEGO | 0 | 0 | 10 | 0% | 0% | 1 | 14.9024 | 0% | 0% | 2 | 0% | 0% | 0% | 1 | 0 | 2 | 0% | 0% | 0% | 1 | 3.051% | 0% | 0% | 1 | 54.93% | 0% | 0% | 2 | 72.32% | 0% | 0% | 3 | 72.32% | 0% | 0% | 3 | 0% | 0% | 0% | 1 | 10.78% | 0% | 0% | 1 |  | 0% | 0% | 1 | 14.1199 | 0% | 0% | 2 | 0.4605% | 0% | 0% | 1 | 0 | 2 | 76.61% | 0% | 76.61% | 5 | 25.02% | 0% | 0% | 1 | 60.1% | 0% | 0% | 2 | 66.86% | 0% | 0% | 2 | 81.34% | 0% | 0% | 3 | 0% | 0% | 0% | 1 | 5.761% | 0% | 0% | 1 |  |  |  | 0% | 0% | 1 | 20.9007 | 0% | 0% | 3 | 0.176% | 0% | 0% | 1 | 0 | 2 | 58.82% | 25.11% | 83.94% | 5 | 41.39% | 0% | 0% | 1 | 41.73% | 0% | 0% | 1 | 35.99% | 0% | 0% | 1 | 74.02% | 0% | 0% | 3 | 8.708% | 0% | 0% | 1 | 5.029% | 0% | 0% | 1 |  | 0% | 0% | 1 | 27.8667 | 0% | 0% | 3 | 1.509% | 0% | 0% | 1 | 0 | 2 | 31.05% | 53.57% | 84.61% | 5 | 54.5% | 0% | 0% | 2 | 54.55% | 0% | 0% | 2 | 65.4% | 0% | 0% | 2 | 89.44% | 0% | 0% | 3 | 13.78% | 0% | 0% | 1 | 4.122% | 0% | 0% | 1
144 | San Luis Rey | SAN DIEGO | 0 | 0 | 10 | 0% | 0% | 1 | 5.8444 | 0% | 0% | 1 | 0% | 0% | 0% | 1 | 0 | 2 | 0% | 0% | 0% | 1 | 16.79% | 0% | 0% | 1 | 93.08% | 0% | 0% | 4 | 93.1% | 0% | 0% | 4 | 93.1% | 0% | 0% | 4 | 0% | 0% | 0% | 1 | 31.02% | 0% | 0% | 1 |  | 0% | 0% | 1 | 54.1429 | 0% | 0% | 4 | 5.396% | 0% | 0% | 1 | 0 | 2 | 80.06% | 0% | 80.06% | 5 | 51.97% | 0% | 0% | 2 | 49.6% | 0% | 0% | 1 | 64.66% | 0% | 0% | 2 | 73.03% | 0% | 0% | 3 | 0.2297% | 0% | 0% | 1 | 6.085% | 0% | 0% | 1 |  |  |  | 0% | 0% | 1 | 46.7273 | 0% | 0% | 4 | 5.775% | 0% | 0% | 1 | 0 | 2 | 91.04% | 3.981% | 95.02% | 5 | 60.55% | 0% | 0% | 2 | 25.45% | 0% | 0% | 1 | 51.49% | 0% | 0% | 2 | 74.7% | 0% | 0% | 3 | 0.6431% | 0% | 0% | 1 | 6.554% | 0% | 0% | 1 |  | 0% | 0% | 1 | 38 | 0% | 0% | 4 | 4.712% | 0% | 0% | 1 | 0 | 2 | 60.07% | 38.23% | 98.3% | 5 | 55.75% | 0% | 0% | 2 | 15.22% | 0% | 0% | 1 | 31.05% | 0% | 0% | 1 | 64.18% | 0% | 0% | 2 | 6.104% | 0% | 0% | 1 | 7.303% | 0% | 0% | 1
145 | Sycamore Canyon | SAN DIEGO | 0 | 0 | 10 | 0% | 0% | 1 | 22.0872 | 0% | 0% | 3 | 0.08025% | 0% | 0% | 1 | 0 | 2 | 31.49% | 68.51% | 100% | 5 | 91.51% | 0% | 0% | 4 | 64.51% | 0% | 0% | 2 | 44.67% | 0% | 0% | 1 | 99.34% | 0% | 0% | 5 | 24.21% | 0% | 0% | 1 | 2.131% | 0% | 0% | 1 |  | 0% | 0% | 1 | 28.07 | 0% | 0% | 3 | 0.437% | 0% | 0% | 1 | 0 | 2 | 24.57% | 75.43% | 100% | 5 | 71.88% | 0% | 0% | 3 | 58.57% | 0% | 0% | 2 | 67.38% | 0% | 0% | 2 | 97.42% | 0% | 0% | 5 | 16.77% | 0% | 0% | 1 | 3.402% | 0% | 0% | 1 |  |  |  | 0% | 0% | 1 | 25 | 0% | 0% | 3 | 1.017% | 0% | 0% | 1 | 0 | 2 | 21.65% | 78.13% | 99.78% | 5 | 63.99% | 0% | 0% | 2 | 50.4% | 0% | 0% | 2 | 63.45% | 0% | 0% | 2 | 87.9% | 0% | 0% | 3 | 26.83% | 0% | 0% | 1 | 3.776% | 0% | 0% | 1 |  | 0% | 0% | 1 | 23.5508 | 0% | 0% | 3 | 0.6552% | 0% | 0% | 1 | 0 | 2 | 11.43% | 84.45% | 95.88% | 5 | 44.89% | 0% | 0% | 1 | 31.57% | 0% | 0% | 1 | 43.46% | 0% | 0% | 1 | 68.82% | 0% | 0% | 2 | 44.79% | 0% | 0% | 1 | 4.553% | 0% | 0% | 1
146 | Talega | GREATER LA METRO | 0 | 0 | 10 | 0% | 0% | 1 | 7.5219 | 0% | 0% | 1 | 0.388% | 0% | 0% | 1 | 0 | 2 | 98.03% | 0% | 98.03% | 5 | 17.41% | 0% | 0% | 1 | 83.07% | 0% | 0% | 3 | 83.07% | 0% | 0% | 3 | 83.07% | 0% | 0% | 3 | 57.51% | 0% | 0% | 2 | 5.16% | 0% | 0% | 1 |  | 0% | 0% | 1 | 49.5 | 0% | 0% | 4 | 0.1547% | 0% | 0% | 1 | 0 | 2 | 92.76% | 0% | 92.76% | 5 | 23.19% | 0% | 0% | 1 | 62.97% | 0% | 0% | 2 | 68.63% | 0% | 0% | 2 | 75.88% | 0% | 0% | 3 | 54.05% | 0% | 0% | 2 | 5.516% | 0% | 0% | 1 |  |  |  | 0% | 0% | 1 | 27.6667 | 0% | 0% | 3 | 0.3101% | 0% | 0% | 1 | 0 | 2 | 79.72% | 16.4% | 96.12% | 5 | 55.07% | 0% | 0% | 2 | 55.43% | 0% | 0% | 2 | 62.35% | 0% | 0% | 2 | 87.88% | 0% | 0% | 3 | 50.41% | 0% | 0% | 2 | 6.057% | 0% | 0% | 1 |  | 0% | 0% | 1 | 33 | 0% | 0% | 4 | 0.606% | 0% | 0% | 1 | 0 | 2 | 44.24% | 52.67% | 96.91% | 5 | 52.32% | 0% | 0% | 2 | 44.11% | 0% | 0% | 1 | 51.15% | 0% | 0% | 2 | 86.39% | 0% | 0% | 3 | 34.11% | 0% | 0% | 1 | 6.718% | 0% | 0% | 1
147 | Martin | NORTHERN CALIFORNIA | 0 | 0 | 10 | 0% | 0% | 1 | 12.9085 | 0% | 0% | 2 | 0% | 0% | 0% | 1 | 0 | 2 | 0% | 0% | 0% | 1 | 25.42% | 0% | 0% | 1 | 10.54% | 0% | 0% | 1 | 23.09% | 0% | 0% | 1 | 48.51% | 0% | 0% | 1 | 0% | 0% | 0% | 1 | 2.714% | 0% | 0% | 1 |  | 0% | 0% | 1 | 59 | 0% | 0% | 4 | 0% | 0% | 0% | 1 | 0 | 2 | 3.03% | 26.01% | 29.04% | 4 | 26.9% | 0% | 0% | 1 | 41.53% | 0% | 0% | 1 | 59.13% | 0% | 0% | 2 | 60.31% | 0% | 0% | 2 | 24.22% | 0% | 0% | 1 | 4.602% | 0% | 0% | 1 | 12 | 8 |  | 0% | 0% | 1 | 59 | 0% | 0% | 4 | 0.644% | 0% | 0% | 1 | 0 | 2 | 2.759% | 32.93% | 35.69% | 5 | 32.34% | 0% | 0% | 1 | 49.85% | 0% | 0% | 1 | 66.23% | 0% | 0% | 2 | 70.41% | 0% | 0% | 3 | 25.87% | 0% | 0% | 1 | 6.029% | 0% | 0% | 1 |  | 0% | 0% | 1 | 55 | 0% | 0% | 4 | 0.4103% | 0% | 0% | 1 | 0 | 2 | 14.31% | 41.61% | 55.91% | 5 | 47.38% | 0% | 0% | 1 | 53.17% | 0% | 0% | 2 | 72.48% | 0% | 0% | 3 | 78.4% | 0% | 0% | 3 | 31.18% | 0% | 0% | 1 | 8.586% | 0% | 0% | 1
148 | Bellota | NORTHERN CALIFORNIA | 0 | 0 | 10 | 0% | 0% | 1 | 12.0312 | 0% | 0% | 2 | 30.12% | 0% | 0% | 1 | 1 | 1 | 0% | 0% | 0% | 1 | 13.78% | 0% | 0% | 1 | 16.43% | 0% | 0% | 1 | 64.7% | 0% | 0% | 2 | 64.81% | 0% | 0% | 2 | 24.19% | 0% | 0% | 1 | 19.93% | 0% | 0% | 1 |  | 0% | 0% | 1 | 12 | 0% | 0% | 2 | 34.38% | 0% | 0% | 1 | 1 | 1 | 3.01% | 0% | 3.01% | 1 | 32.1% | 0% | 0% | 1 | 18.75% | 0% | 0% | 1 | 43.05% | 0% | 0% | 1 | 54.33% | 0% | 0% | 2 | 27.58% | 0% | 0% | 1 | 13.27% | 0% | 0% | 1 |  |  |  | 0% | 0% | 1 | 14.637 | 0% | 0% | 2 | 27.95% | 0% | 0% | 1 | 1 | 1 | 9.778% | 0% | 9.778% | 1 | 41.32% | 0% | 0% | 1 | 17.28% | 0% | 0% | 1 | 37.42% | 0% | 0% | 1 | 58.46% | 0% | 0% | 2 | 26.06% | 0% | 0% | 1 | 9.743% | 0% | 0% | 1 |  | 0% | 0% | 1 | 15.6 | 0% | 0% | 2 | 28.65% | 0% | 0% | 1 | 1 | 1 | 14.41% | 0% | 14.41% | 1 | 45.21% | 0% | 0% | 1 | 15.62% | 0% | 0% | 1 | 35.7% | 0% | 0% | 1 | 60.41% | 0% | 0% | 2 | 27.6% | 0% | 0% | 1 | 9.645% | 0% | 0% | 1
149 | Ripon | NORTHERN CALIFORNIA | 0 | 0 | 10 | 0% | 0% | 1 | 23.57 | 0% | 0% | 3 | 80.56% | 0% | 0% | 3 | 1 | 1 | 0% | 0% | 0% | 1 | 32.66% | 0% | 0% | 1 | 17.36% | 0% | 0% | 1 | 17.36% | 0% | 0% | 1 | 41.22% | 0% | 0% | 1 | 0% | 0% | 0% | 1 | 1.45% | 0% | 0% | 1 |  | 0% | 0% | 1 | 18.3956 | 0% | 0% | 2 | 62.41% | 0% | 0% | 2 | 1 | 1 | 0% | 0% | 0% | 1 | 39.57% | 0% | 0% | 1 | 17.19% | 0% | 0% | 1 | 19.36% | 0% | 0% | 1 | 47.68% | 0% | 0% | 1 | 0% | 0% | 0% | 1 | 4.26% | 0% | 0% | 1 | 7 | 6 |  | 0% | 0% | 1 | 16.8968 | 0% | 0% | 2 | 63.92% | 0% | 0% | 2 | 1 | 1 | 0% | 0% | 0% | 1 | 37.03% | 0% | 0% | 1 | 10.13% | 0% | 0% | 1 | 13.08% | 0% | 0% | 1 | 43.06% | 0% | 0% | 1 | 0% | 0% | 0% | 1 | 3.54% | 0% | 0% | 1 |  | 0% | 0% | 1 | 15.7222 | 0% | 0% | 2 | 56.81% | 0% | 0% | 2 | 1 | 1 | 0.4816% | 0% | 0.4816% | 1 | 40.06% | 0% | 0% | 1 | 10.5% | 0% | 0% | 1 | 15.84% | 0% | 0% | 1 | 47.25% | 0% | 0% | 1 | 6.599% | 0% | 0% | 1 | 4.456% | 0% | 0% | 1
150 | Lockeford | NORTHERN CALIFORNIA | 0 | 0 | 10 | 0% | 0% | 1 | 23.7968 | 0% | 0% | 3 | 50.47% | 0% | 0% | 2 | 1 | 1 | 0% | 0% | 0% | 1 | 0% | 0% | 0% | 1 | 0% | 0% | 0% | 1 | 31.4% | 0% | 0% | 1 | 31.4% | 0% | 0% | 1 | 0% | 0% | 0% | 1 | 9.751% | 0% | 0% | 1 |  | 0% | 0% | 1 | 21.5188 | 0% | 0% | 3 | 45.97% | 0% | 0% | 1 | 1 | 1 | 0.108% | 0% | 0.108% | 1 | 12.35% | 0% | 0% | 1 | 9.7% | 0% | 0% | 1 | 35.23% | 0% | 0% | 1 | 38.4% | 0% | 0% | 1 | 8.044% | 0% | 0% | 1 | 14.3% | 0% | 0% | 1 |  |  |  | 0% | 0% | 1 | 18.5925 | 0% | 0% | 2 | 38.55% | 0% | 0% | 1 | 1 | 1 | 5.175% | 0% | 5.175% | 1 | 26.68% | 0% | 0% | 1 | 21.58% | 0% | 0% | 1 | 43.72% | 0% | 0% | 1 | 49.99% | 0% | 0% | 1 | 12.46% | 0% | 0% | 1 | 13.27% | 0% | 0% | 1 |  | 0% | 0% | 1 | 14.2825 | 0% | 0% | 2 | 38.69% | 0% | 0% | 1 | 1 | 1 | 6.159% | 0% | 6.159% | 1 | 35.01% | 0% | 0% | 1 | 22.51% | 0% | 0% | 1 | 39.28% | 0% | 0% | 1 | 51.72% | 0% | 0% | 2 | 16.04% | 0% | 0% | 1 | 13.04% | 0% | 0% | 1
151 | Stagg | NORTHERN CALIFORNIA | 0 | 0 | 10 | 0% | 0% | 1 | 10.7413 | 0% | 0% | 1 | 82.84% | 0% | 0% | 3 | 1 | 1 | 0% | 0% | 0% | 1 | 0% | 0% | 0% | 1 | 5.533% | 0% | 0% | 1 | 8.257% | 0% | 0% | 1 | 8.257% | 0% | 0% | 1 | 0% | 0% | 0% | 1 | 4.561% | 0% | 0% | 1 |  | 0% | 0% | 1 | 11.125 | 0% | 0% | 1 | 76.28% | 0% | 0% | 3 | 1 | 1 | 0% | 0% | 0% | 1 | 10.44% | 0% | 0% | 1 | 19.3% | 0% | 0% | 1 | 22.39% | 0% | 0% | 1 | 27.8% | 0% | 0% | 1 | 0% | 0% | 0% | 1 | 5.157% | 0% | 0% | 1 |  |  |  | 0% | 0% | 1 | 13.9608 | 0% | 0% | 2 | 73.08% | 0% | 0% | 2 | 1 | 1 | 0% | 0% | 0% | 1 | 13.2% | 0% | 0% | 1 | 11.13% | 0% | 0% | 1 | 13.53% | 0% | 0% | 1 | 23.51% | 0% | 0% | 1 | 0% | 0% | 0% | 1 | 6.314% | 0% | 0% | 1 |  | 0% | 0% | 1 | 15.1811 | 0% | 0% | 2 | 60.53% | 0% | 0% | 2 | 1 | 1 | 0.07926% | 0% | 0.07926% | 1 | 11.25% | 0% | 0% | 1 | 12.52% | 0% | 0% | 1 | 21.27% | 0% | 0% | 1 | 30.03% | 0% | 0% | 1 | 0.8894% | 0% | 0% | 1 | 8.123% | 0% | 0% | 1
152 | Weber | NORTHERN CALIFORNIA | 185 | 1850 | 10 | 25.66% | 0% | 2 | 14.6337 | 999% | 21.03% | 5 | 42.83% | 7.65% | 0% | 1 | 1 | 1 | 0% | 0% | 0% | 1 | 0% | 14.16% | 0% | 1 | 0.0869% | 14.17% | 0% | 1 | 0.7453% | 14.26% | 0% | 1 | 0.7453% | 14.26% | 0% | 1 | 0% | 14.16% | 0% | 1 | 2.312% | 14.26% | 0% | 1 |  | 8.177% | 0% | 1 | 16.2619 | 243.8% | 1.4% | 3 | 72.01% | 3.512% | 0% | 2 | 1 | 1 | 0% | 0% | 0% | 1 | 0% | 1.837% | 0% | 1 | 1.028% | 1.856% | 0% | 1 | 4.936% | 1.932% | 0% | 1 | 4.936% | 1.932% | 0% | 1 | 0% | 1.837% | 0% | 1 | 2.485% | 1.932% | 0% | 1 |  |  |  | 4.025% | 0% | 1 | 16 | 8.029% | 0% | 2 | 65.76% | 3.512% | 0% | 2 | 1 | 1 | 0% | 0% | 0% | 1 | 14.64% | 0.7201% | 0% | 1 | 3.937% | 0.6399% | 0% | 1 | 11.64% | 0.6957% | 0% | 1 | 25.42% | 0.8242% | 0% | 1 | 0.2637% | 0.6163% | 0% | 1 | 5.224% | 0.8242% | 0% | 1 |  | 2.726% | 0% | 1 | 16 | 2.509% | 0% | 2 | 59.51% | 3.512% | 0% | 2 | 1 | 1 | 0% | 0% | 0% | 1 | 23.89% | 0.432% | 0% | 1 | 12.75% | 0.3768% | 0% | 1 | 22.32% | 0.4233% | 0% | 1 | 38.42% | 0.534% | 0% | 1 | 5.25% | 0.347% | 0% | 1 | 7.513% | 0.534% | 0% | 1
153 | Carrizo Plains | SPGE | 0 | 0 | 10 | 0% | 0% | 1 | 5.1001 | 0% | 0% | 1 | 0.05549% | 0% | 0% | 1 | 0 | 2 | 12.35% | 0% | 12.35% | 1 | 0.7332% | 0% | 0% | 1 | 25.54% | 0% | 0% | 1 | 47.47% | 0% | 0% | 1 | 47.47% | 0% | 0% | 1 | 53.47% | 0% | 0% | 2 | 1.803% | 0% | 0% | 1 |  | 0% | 0% | 1 | 9.3582 | 0% | 0% | 1 | 0.1811% | 0% | 0% | 1 | 0 | 2 | 21.36% | 0% | 21.36% | 2 | 33.07% | 0% | 0% | 1 | 18.69% | 0% | 0% | 1 | 30.33% | 0% | 0% | 1 | 56.25% | 0% | 0% | 2 | 65.16% | 0% | 0% | 2 | 4.785% | 0% | 0% | 1 |  |  |  | 0% | 0% | 1 | 7.9602 | 0% | 0% | 1 | 0.6895% | 0% | 0% | 1 | 0 | 2 | 18.53% | 0% | 18.53% | 1 | 42.06% | 0% | 0% | 1 | 17.71% | 0% | 0% | 1 | 26.96% | 0% | 0% | 1 | 62.34% | 0% | 0% | 2 | 56.98% | 0% | 0% | 2 | 3.439% | 0% | 0% | 1 |  | 0% | 0% | 1 | 6.75 | 0% | 0% | 1 | 3.731% | 0% | 0% | 1 | 0 | 2 | 17.23% | 1.146% | 18.38% | 2 | 46.97% | 0% | 0% | 1 | 13.18% | 0% | 0% | 1 | 23.03% | 0% | 0% | 1 | 64.75% | 0% | 0% | 2 | 48.22% | 0% | 0% | 1 | 2.549% | 0% | 0% | 1
154 | Cholame | SPGE | 0 | 0 | 0 | 0% | 0% | 1 | 5.9083 | 0% | 0% | 1 | 5.118% | 0% | 0% | 1 | 0 | 2 | 0% | 0% | 0% | 1 | 73.3% | 0% | 0% | 3 | 40.13% | 0% | 0% | 1 | 47.82% | 0% | 0% | 1 | 84.68% | 0% | 0% | 3 | 40.09% | 0% | 0% | 1 | 1.278% | 0% | 0% | 1 |  | 0% | 0% | 1 | 4.7148 | 0% | 0% | 1 | 4.699% | 0% | 0% | 1 | 0 | 2 | 7.018% | 0% | 7.018% | 1 | 44.04% | 0% | 0% | 1 | 18.36% | 0% | 0% | 1 | 36.04% | 0% | 0% | 1 | 59.11% | 0% | 0% | 2 | 46.9% | 0% | 0% | 1 | 1.325% | 0% | 0% | 1 |  |  |  | 0% | 0% | 1 | 5.9723 | 0% | 0% | 1 | 4.121% | 0% | 0% | 1 | 0 | 2 | 12.71% | 0% | 12.71% | 1 | 36.19% | 0% | 0% | 1 | 10.16% | 0% | 0% | 1 | 21.17% | 0% | 0% | 1 | 47.65% | 0% | 0% | 1 | 49.53% | 0% | 0% | 1 | 1.325% | 0% | 0% | 1 |  | 0% | 0% | 1 | 6.4601 | 0% | 0% | 1 | 4.898% | 0% | 0% | 1 | 0 | 2 | 18.65% | 0.3589% | 19.01% | 2 | 39.05% | 0% | 0% | 1 | 8.175% | 0% | 0% | 1 | 19.59% | 0% | 0% | 1 | 51.67% | 0% | 0% | 2 | 45.57% | 0% | 0% | 1 | 1.498% | 0% | 0% | 1
155 | Mesa | SPGE | 0 | 0 | 10 | 0% | 0% | 1 | 9.1879 | 0% | 0% | 1 | 30.77% | 0% | 0% | 1 | 0 | 2 | 28.97% | 15.9% | 44.87% | 3 | 9.16% | 0% | 0% | 1 | 0% | 0% | 0% | 1 | 0.04698% | 0% | 0% | 1 | 9.207% | 0% | 0% | 1 | 22.14% | 0% | 0% | 1 | 7.259% | 0% | 0% | 1 |  | 0% | 0% | 1 | 9.5024 | 0% | 0% | 1 | 26.76% | 0% | 0% | 1 | 0 | 2 | 23.56% | 27.16% | 50.72% | 4 | 5.156% | 0% | 0% | 1 | 3.564% | 0% | 0% | 1 | 12.32% | 0% | 0% | 1 | 16.95% | 0% | 0% | 1 | 28.67% | 0% | 0% | 1 | 6.868% | 0% | 0% | 1 | 9 | 6 |  | 0% | 0% | 1 | 8.0759 | 0% | 0% | 1 | 17.71% | 0% | 0% | 1 | 0 | 2 | 26.79% | 29.09% | 55.88% | 4 | 8.731% | 0% | 0% | 1 | 7.264% | 0% | 0% | 1 | 25% | 0% | 0% | 1 | 29.2% | 0% | 0% | 1 | 38.38% | 0% | 0% | 1 | 6.269% | 0% | 0% | 1 |  | 0% | 0% | 1 | 6.8234 | 0% | 0% | 1 | 14.54% | 0% | 0% | 1 | 0 | 2 | 33.93% | 27.1% | 61.04% | 4 | 17.22% | 0% | 0% | 1 | 6.673% | 0% | 0% | 1 | 30.69% | 0% | 0% | 1 | 39.34% | 0% | 0% | 1 | 41.13% | 0% | 0% | 1 | 5.622% | 0% | 0% | 1
156 | Oceano | SPGE | 0 | 0 | 10 | 0% | 0% | 1 | 25.9143 | 0% | 0% | 3 | 14.21% | 0% | 0% | 1 | 0 | 2 | 52.43% | 18.61% | 71.04% | 3 | 4.201% | 0% | 0% | 1 | 4.205% | 0% | 0% | 1 | 16.91% | 0% | 0% | 1 | 16.91% | 0% | 0% | 1 | 15.49% | 0% | 0% | 1 | 4.656% | 0% | 0% | 1 |  | 0% | 0% | 1 | 12.7126 | 0% | 0% | 2 | 20.17% | 0% | 0% | 1 | 0 | 2 | 33.2% | 28.61% | 61.8% | 4 | 9.243% | 0% | 0% | 1 | 2.809% | 0% | 0% | 1 | 21.76% | 0% | 0% | 1 | 25.71% | 0% | 0% | 1 | 24.02% | 0% | 0% | 1 | 7.917% | 0% | 0% | 1 |  |  |  | 0% | 0% | 1 | 8.9517 | 0% | 0% | 1 | 16.11% | 0% | 0% | 1 | 0 | 2 | 36.84% | 28.66% | 65.5% | 4 | 11.9% | 0% | 0% | 1 | 6.571% | 0% | 0% | 1 | 29.87% | 0% | 0% | 1 | 33.48% | 0% | 0% | 1 | 39.53% | 0% | 0% | 1 | 7.232% | 0% | 0% | 1 |  | 0% | 0% | 1 | 7.436 | 0% | 0% | 1 | 14.07% | 0% | 0% | 1 | 0 | 2 | 37.78% | 31.64% | 69.42% | 5 | 16.84% | 0% | 0% | 1 | 10.12% | 0% | 0% | 1 | 32.64% | 0% | 0% | 1 | 40.08% | 0% | 0% | 1 | 45.06% | 0% | 0% | 1 | 7.381% | 0% | 0% | 1
157 | San Luis Obispo | SPGE | 0 | 0 | 10 | 0% | 0% | 1 | 9.1917 | 0% | 0% | 1 | 11.87% | 0% | 0% | 1 | 0 | 2 | 60.18% | 16.2% | 76.38% | 5 | 14.03% | 0% | 0% | 1 | 4.191% | 0% | 0% | 1 | 59.82% | 0% | 0% | 2 | 62.08% | 0% | 0% | 2 | 37.75% | 0% | 0% | 1 | 9.779% | 0% | 0% | 1 |  | 0% | 0% | 1 | 8.5784 | 0% | 0% | 1 | 6.876% | 0% | 0% | 1 | 0 | 2 | 56.41% | 29.39% | 85.8% | 5 | 33.4% | 0% | 0% | 1 | 27.96% | 0% | 0% | 1 | 60.69% | 0% | 0% | 2 | 69.87% | 0% | 0% | 2 | 42.61% | 0% | 0% | 1 | 10.42% | 0% | 0% | 1 |  |  |  | 0% | 0% | 1 | 8.4754 | 0% | 0% | 1 | 4.05% | 0% | 0% | 1 | 0 | 2 | 39.4% | 50.7% | 90.09% | 5 | 28.11% | 0% | 0% | 1 | 22.21% | 0% | 0% | 1 | 52.16% | 0% | 0% | 2 | 60.8% | 0% | 0% | 2 | 51.88% | 0% | 0% | 2 | 7.378% | 0% | 0% | 1 |  | 0% | 0% | 1 | 9.3537 | 0% | 0% | 1 | 5.623% | 0% | 0% | 1 | 0 | 2 | 44.54% | 36.47% | 81.01% | 5 | 24.9% | 0% | 0% | 1 | 17.24% | 0% | 0% | 1 | 41.48% | 0% | 0% | 1 | 52.39% | 0% | 0% | 2 | 45.64% | 0% | 0% | 1 | 6.388% | 0% | 0% | 1
158 | Templeton | SPGE | 0 | 0 | 10 | 0% | 0% | 1 | 20.0778 | 0% | 0% | 3 | 7.711% | 0% | 0% | 1 | 0 | 2 | 20.1% | 2.045% | 22.14% | 2 | 0.7692% | 0% | 0% | 1 | 13.33% | 0% | 0% | 1 | 36.6% | 0% | 0% | 1 | 36.6% | 0% | 0% | 1 | 2.879% | 0% | 0% | 1 | 1.393% | 0% | 0% | 1 |  | 0% | 0% | 1 | 15.8667 | 0% | 0% | 2 | 6.769% | 0% | 0% | 1 | 0 | 2 | 27.47% | 20.8% | 48.27% | 4 | 16.76% | 0% | 0% | 1 | 21.34% | 0% | 0% | 1 | 35.38% | 0% | 0% | 1 | 41.23% | 0% | 0% | 1 | 23.38% | 0% | 0% | 1 | 3.193% | 0% | 0% | 1 |  |  |  | 0% | 0% | 1 | 12.2545 | 0% | 0% | 2 | 6.571% | 0% | 0% | 1 | 0 | 2 | 28.78% | 15.73% | 44.51% | 3 | 24.43% | 0% | 0% | 1 | 16.85% | 0% | 0% | 1 | 30.84% | 0% | 0% | 1 | 43.82% | 0% | 0% | 1 | 31.88% | 0% | 0% | 1 | 4.345% | 0% | 0% | 1 |  | 0% | 0% | 1 | 10.7333 | 0% | 0% | 1 | 5.736% | 0% | 0% | 1 | 0 | 2 | 31.01% | 13.16% | 44.17% | 3 | 27.44% | 0% | 0% | 1 | 15.71% | 0% | 0% | 1 | 29.35% | 0% | 0% | 1 | 45.92% | 0% | 0% | 1 | 37.36% | 0% | 0% | 1 | 3.642% | 0% | 0% | 1
159 | Sisquoc | SPGE | 0 | 0 | 10 | 0% | 0% | 1 | 9.0744 | 0% | 0% | 1 | 33.26% | 0% | 0% | 1 | 0 | 2 | 7.428% | 5.186% | 12.61% | 2 | 1.646% | 0% | 0% | 1 | 15.79% | 0% | 0% | 1 | 31.04% | 0% | 0% | 1 | 31.04% | 0% | 0% | 1 | 5.706% | 0% | 0% | 1 | 5.767% | 0% | 0% | 1 |  | 0% | 0% | 1 | 7.075 | 0% | 0% | 1 | 17.65% | 0% | 0% | 1 | 0 | 2 | 27.99% | 14.67% | 42.66% | 3 | 20.23% | 0% | 0% | 1 | 8.69% | 0% | 0% | 1 | 35.65% | 0% | 0% | 1 | 45.13% | 0% | 0% | 1 | 25.12% | 0% | 0% | 1 | 3.986% | 0% | 0% | 1 |  |  |  | 0% | 0% | 1 | 6.5077 | 0% | 0% | 1 | 15.27% | 0% | 0% | 1 | 0 | 2 | 37.99% | 21.69% | 59.68% | 4 | 28.37% | 0% | 0% | 1 | 4.795% | 0% | 0% | 1 | 34.7% | 0% | 0% | 1 | 49.13% | 0% | 0% | 1 | 36.54% | 0% | 0% | 1 | 3.743% | 0% | 0% | 1 |  | 0% | 0% | 1 | 6.7619 | 0% | 0% | 1 | 13.72% | 0% | 0% | 1 | 0 | 2 | 42.37% | 23.28% | 65.65% | 4 | 24.25% | 0% | 0% | 1 | 5.359% | 0% | 0% | 1 | 32.75% | 0% | 0% | 1 | 44.75% | 0% | 0% | 1 | 36.92% | 0% | 0% | 1 | 4.444% | 0% | 0% | 1
160 | Goleta | GREATER LA METRO | 0 | 0 | 10 | 0% | 0% | 1 | 10.0611 | 0% | 0% | 1 | 4.498% | 0% | 0% | 1 | 0 | 2 | 5.146% | 90% | 95.14% | 5 | 14.72% | 0% | 0% | 1 | 0% | 0% | 0% | 1 | 4.922% | 0% | 0% | 1 | 19.64% | 0% | 0% | 1 | 31.96% | 0% | 0% | 1 | 7.272% | 0% | 0% | 1 |  | 0% | 0% | 1 | 6.8483 | 0% | 0% | 1 | 1.839% | 0% | 0% | 1 | 0 | 2 | 5.273% | 90.8% | 96.07% | 5 | 22.77% | 0% | 0% | 1 | 2.803% | 0% | 0% | 1 | 4.52% | 0% | 0% | 1 | 27.29% | 0% | 0% | 1 | 52.38% | 0% | 0% | 2 | 5.944% | 0% | 0% | 1 |  |  |  | 0% | 0% | 1 | 9.7165 | 0% | 0% | 1 | 2.659% | 0% | 0% | 1 | 0 | 2 | 24.61% | 68.33% | 92.95% | 5 | 25.82% | 0% | 0% | 1 | 2.536% | 0% | 0% | 1 | 3.56% | 0% | 0% | 1 | 29.9% | 0% | 0% | 1 | 55.56% | 0% | 0% | 2 | 5.737% | 0% | 0% | 1 |  | 0% | 0% | 1 | 9.3333 | 0% | 0% | 1 | 2.741% | 0% | 0% | 1 | 0 | 2 | 37.05% | 54.98% | 92.03% | 5 | 20.32% | 0% | 0% | 1 | 4.072% | 0% | 0% | 1 | 3.576% | 0% | 0% | 1 | 25.94% | 0% | 0% | 1 | 52.36% | 0% | 0% | 2 | 5.013% | 0% | 0% | 1
161 | Schulte Switching Station | NORTHERN CALIFORNIA | 0 | 0 | 0 | 0% | 0% | 1 | 0 | 0% | 0% | 1 | 0% | 0% | 0% | 1 | 0 | 2 | 0% | 0% | 0% | 1 | 0% | 0% | 0% | 1 | 0% | 0% | 0% | 1 | 0% | 0% | 0% | 1 | 0% | 0% | 0% | 1 | 0% | 0% | 0% | 1 | 0% | 0% | 0% | 1 |  | 0% | 0% | 1 | 7.517 | 0% | 0% | 1 | 0.07721% | 0% | 0% | 1 | 0 | 2 | 81.5% | 0% | 81.5% | 5 | 9.137% | 0% | 0% | 1 | 26.37% | 0% | 0% | 1 | 31.39% | 0% | 0% | 1 | 31.39% | 0% | 0% | 1 | 48.57% | 0% | 0% | 1 | 14.12% | 0% | 0% | 1 |  |  |  | 0% | 0% | 1 | 10.338 | 0% | 0% | 1 | 0.3895% | 0% | 0% | 1 | 0 | 2 | 70.35% | 13.16% | 83.51% | 5 | 58.57% | 0% | 0% | 2 | 35.47% | 0% | 0% | 1 | 53.64% | 0% | 0% | 2 | 67.76% | 0% | 0% | 2 | 53.9% | 0% | 0% | 2 | 6.749% | 0% | 0% | 1 |  | 0% | 0% | 1 | 15.0377 | 0% | 0% | 2 | 0.7327% | 0% | 0% | 1 | 0 | 2 | 61.51% | 26% | 87.51% | 5 | 68.01% | 0% | 0% | 2 | 30.52% | 0% | 0% | 1 | 55.12% | 0% | 0% | 2 | 83.69% | 0% | 0% | 3 | 59.26% | 0% | 0% | 2 | 4.847% | 0% | 0% | 1
162 | Hicks | NORTHERN CALIFORNIA | 0 | 0 | 10 | 0% | 0% | 1 | 14.5065 | 0% | 0% | 2 | 0% | 0% | 0% | 1 | 0 | 2 | 12.68% | 87.32% | 100% | 5 | 100% | 0% | 0% | 5 | 0.4491% | 0% | 0% | 1 | 90.5% | 0% | 0% | 4 | 100% | 0% | 0% | 5 | 38.33% | 0% | 0% | 1 | 6.395% | 0% | 0% | 1 |  | 0% | 0% | 1 | 22.1606 | 0% | 0% | 3 | 1.66% | 0% | 0% | 1 | 0 | 2 | 12.14% | 73.16% | 85.3% | 5 | 71.4% | 0% | 0% | 3 | 3.353% | 0% | 0% | 1 | 68.86% | 0% | 0% | 2 | 94.53% | 0% | 0% | 4 | 25.04% | 0% | 0% | 1 | 2.511% | 0% | 0% | 1 |  |  |  | 0% | 0% | 1 | 20.8571 | 0% | 0% | 3 | 1.281% | 0% | 0% | 1 | 0 | 2 | 33.6% | 56.78% | 90.38% | 5 | 60.45% | 0% | 0% | 2 | 17.3% | 0% | 0% | 1 | 56.1% | 0% | 0% | 2 | 82.3% | 0% | 0% | 3 | 44.31% | 0% | 0% | 1 | 2.8% | 0% | 0% | 1 |  | 0% | 0% | 1 | 18.5427 | 0% | 0% | 2 | 1.239% | 0% | 0% | 1 | 0 | 2 | 49.05% | 41.75% | 90.8% | 5 | 61.01% | 0% | 0% | 2 | 22.32% | 0% | 0% | 1 | 53.6% | 0% | 0% | 2 | 82.37% | 0% | 0% | 3 | 52.72% | 0% | 0% | 2 | 3.494% | 0% | 0% | 1
163 | Cottonwood | NORTHERN CALIFORNIA | 0 | 0 | 10 | 0% | 0% | 1 | 32 | 0% | 0% | 4 | 18.96% | 0% | 0% | 1 | 0 | 2 | 54.52% | 0% | 54.52% | 3 | 54.11% | 0% | 0% | 2 | 25.13% | 0% | 0% | 1 | 13.39% | 0% | 0% | 1 | 70.32% | 0% | 0% | 3 | 12.98% | 0% | 0% | 1 | 12.03% | 0% | 0% | 1 |  | 0% | 0% | 1 | 26.7556 | 0% | 0% | 3 | 6.191% | 0% | 0% | 1 | 0 | 2 | 71.67% | 0% | 71.67% | 3 | 47.78% | 0% | 0% | 1 | 19.24% | 0% | 0% | 1 | 22.46% | 0% | 0% | 1 | 58.53% | 0% | 0% | 2 | 31.89% | 0% | 0% | 1 | 14.78% | 0% | 0% | 1 |  |  |  | 0% | 0% | 1 | 22.5 | 0% | 0% | 3 | 2.916% | 0% | 0% | 1 | 0 | 2 | 82.41% | 1.66% | 84.07% | 5 | 50.7% | 0% | 0% | 2 | 13.56% | 0% | 0% | 1 | 16.99% | 0% | 0% | 1 | 60.38% | 0% | 0% | 2 | 46.29% | 0% | 0% | 1 | 12.81% | 0% | 0% | 1 |  | 0% | 0% | 1 | 18.75 | 0% | 0% | 2 | 3.553% | 0% | 0% | 1 | 0 | 2 | 82.3% | 3.999% | 86.3% | 5 | 44.09% | 0% | 0% | 1 | 10.71% | 0% | 0% | 1 | 15.85% | 0% | 0% | 1 | 53.55% | 0% | 0% | 2 | 55.19% | 0% | 0% | 2 | 10.32% | 0% | 0% | 1
164 | Jessup | NORTHERN CALIFORNIA | 0 | 0 | 10 | 0% | 0% | 1 | 36.5 | 0% | 0% | 4 | 8.557% | 0% | 0% | 1 | 0 | 2 | 66.25% | 0% | 66.25% | 3 | 55.78% | 0% | 0% | 2 | 15.43% | 0% | 0% | 1 | 15.19% | 0% | 0% | 1 | 55.93% | 0% | 0% | 2 | 16.15% | 0% | 0% | 1 | 7.785% | 0% | 0% | 1 |  | 0% | 0% | 1 | 33 | 0% | 0% | 4 | 6.948% | 0% | 0% | 1 | 0 | 2 | 62.69% | 4.489% | 67.18% | 3 | 57.51% | 0% | 0% | 2 | 24.09% | 0% | 0% | 1 | 23.37% | 0% | 0% | 1 | 69.8% | 0% | 0% | 2 | 21.2% | 0% | 0% | 1 | 16.89% | 0% | 0% | 1 |  |  |  | 0% | 0% | 1 | 25.5 | 0% | 0% | 3 | 3.201% | 0% | 0% | 1 | 0 | 2 | 80.97% | 4.41% | 85.38% | 5 | 54.09% | 0% | 0% | 2 | 13.82% | 0% | 0% | 1 | 14.12% | 0% | 0% | 1 | 61.57% | 0% | 0% | 2 | 44.5% | 0% | 0% | 1 | 10.64% | 0% | 0% | 1 |  | 0% | 0% | 1 | 19 | 0% | 0% | 2 | 1.878% | 0% | 0% | 1 | 0 | 2 | 87.49% | 3.209% | 90.7% | 5 | 44.65% | 0% | 0% | 1 | 11.7% | 0% | 0% | 1 | 16.85% | 0% | 0% | 1 | 53.84% | 0% | 0% | 2 | 56.93% | 0% | 0% | 2 | 9.197% | 0% | 0% | 1
165 | Round Mountain | NORTHERN CALIFORNIA | 0 | 0 | 10 | 0% | 0% | 1 | 9.9875 | 0% | 0% | 1 | 0.256% | 0% | 0% | 1 | 0 | 2 | 69.77% | 30.09% | 99.86% | 5 | 84.49% | 0% | 0% | 3 | 30.4% | 0% | 0% | 1 | 47.9% | 0% | 0% | 1 | 91.18% | 0% | 0% | 4 | 58.72% | 0% | 0% | 2 | 5.642% | 0% | 0% | 1 |  | 0% | 0% | 1 | 6.0251 | 0% | 0% | 1 | 0.2173% | 0% | 0% | 1 | 0 | 2 | 76.78% | 22.06% | 98.84% | 5 | 73.58% | 0% | 0% | 3 | 17.55% | 0% | 0% | 1 | 26.66% | 0% | 0% | 1 | 81.05% | 0% | 0% | 3 | 64.58% | 0% | 0% | 2 | 5.827% | 0% | 0% | 1 |  |  |  | 0% | 0% | 1 | 5.4348 | 0% | 0% | 1 | 0.1777% | 0% | 0% | 1 | 0 | 2 | 88.65% | 9.533% | 98.18% | 5 | 61.29% | 0% | 0% | 2 | 24.14% | 0% | 0% | 1 | 30.47% | 0% | 0% | 1 | 73.8% | 0% | 0% | 3 | 66.23% | 0% | 0% | 2 | 6.644% | 0% | 0% | 1 |  | 0% | 0% | 1 | 5.4721 | 0% | 0% | 1 | 0.2509% | 0% | 0% | 1 | 0 | 2 | 91.2% | 6.872% | 98.07% | 5 | 55.34% | 0% | 0% | 2 | 20% | 0% | 0% | 1 | 25.25% | 0% | 0% | 1 | 66.04% | 0% | 0% | 2 | 67.14% | 0% | 0% | 2 | 6.883% | 0% | 0% | 1
166 | Carquinez |  | 0 | 0 | 10 | 0% | 0% | 1 | 73 | 0% | 0% | 4 | 0% | 0% | 0% | 1 | 0 | 2 | 29.23% | 0% | 29.23% | 2 | 1.736% | 0% | 0% | 1 | 6.537% | 0% | 0% | 1 | 69.32% | 0% | 0% | 2 | 69.43% | 0% | 0% | 2 | 0.5407% | 0% | 0% | 1 | 12.12% | 0% | 0% | 1 |  | 0% | 0% | 1 | 63 | 0% | 0% | 4 | 1.636% | 0% | 0% | 1 | 0 | 2 | 35.54% | 0% | 35.54% | 2 | 23.23% | 0% | 0% | 1 | 32.27% | 0% | 0% | 1 | 47.2% | 0% | 0% | 1 | 74.18% | 0% | 0% | 3 | 20.53% | 0% | 0% | 1 | 10.72% | 0% | 0% | 1 |  |  |  | 0% | 0% | 1 | 45 | 0% | 0% | 4 | 10.88% | 0% | 0% | 1 | 0 | 2 | 30.27% | 1.102% | 31.37% | 2 | 40.11% | 0% | 0% | 1 | 25.85% | 0% | 0% | 1 | 39.41% | 0% | 0% | 1 | 72.16% | 0% | 0% | 3 | 19.45% | 0% | 0% | 1 | 13.46% | 0% | 0% | 1 |  | 0% | 0% | 1 | 35.235 | 0% | 0% | 4 | 11.27% | 0% | 0% | 1 | 0 | 2 | 34.91% | 5.188% | 40.1% | 2 | 46.86% | 0% | 0% | 1 | 24.04% | 0% | 0% | 1 | 39.7% | 0% | 0% | 1 | 73.97% | 0% | 0% | 3 | 25.51% | 0% | 0% | 1 | 13.95% | 0% | 0% | 1
167 | Peabody | NORTHERN CALIFORNIA | 0 | 0 | 10 | 0% | 0% | 1 | 10.9596 | 0% | 0% | 1 | 13.79% | 0% | 0% | 1 | 0 | 2 | 16.61% | 0% | 16.61% | 1 | 21.84% | 0% | 0% | 1 | 41.88% | 0% | 0% | 1 | 77.62% | 0% | 0% | 3 | 98.55% | 0% | 0% | 5 | 17.72% | 0% | 0% | 1 | 27.23% | 0% | 0% | 1 |  | 0% | 0% | 1 | 9.9931 | 0% | 0% | 1 | 23.77% | 0% | 0% | 1 | 0 | 2 | 21.86% | 0% | 21.86% | 2 | 22.33% | 0% | 0% | 1 | 37.39% | 0% | 0% | 1 | 40.01% | 0% | 0% | 1 | 63.7% | 0% | 0% | 2 | 15.73% | 0% | 0% | 1 | 25.1% | 0% | 0% | 1 | 7 | 7 |  | 0% | 0% | 1 | 9.25 | 0% | 0% | 1 | 23.41% | 0% | 0% | 1 | 0 | 2 | 24.16% | 0% | 24.16% | 2 | 34.99% | 0% | 0% | 1 | 21.86% | 0% | 0% | 1 | 24.15% | 0% | 0% | 1 | 55.86% | 0% | 0% | 2 | 17.7% | 0% | 0% | 1 | 17.74% | 0% | 0% | 1 |  | 0% | 0% | 1 | 14.529 | 0% | 0% | 2 | 33.01% | 0% | 0% | 1 | 0 | 2 | 19.75% | 0% | 19.75% | 1 | 30.95% | 0% | 0% | 1 | 17.94% | 0% | 0% | 1 | 21.47% | 0% | 0% | 1 | 48.52% | 0% | 0% | 1 | 14.6% | 0% | 0% | 1 | 14.79% | 0% | 0% | 1
168 | Vaca Dixon | NORTHERN CALIFORNIA | 200 | 2000 | 10 | 22.48% | 0% | 2 | 17.6712 | 999% | 10.62% | 3 | 46.75% | 0% | 0% | 1 | 0 | 2 | 7.04% | 0% | 7.04% | 1 | 21.17% | 8.943% | 0% | 1 | 1.993% | 7.193% | 0% | 1 | 2.135% | 7.204% | 0% | 1 | 23.3% | 9.192% | 0% | 1 | 0.268% | 7.069% | 0% | 1 | 3.93% | 9.192% | 0% | 1 |  | 14.05% | 0% | 1 | 11.7711 | 70.83% | 0% | 2 | 52.47% | 13.63% | 0% | 2 | 0 | 2 | 16.48% | 0% | 16.48% | 1 | 26.09% | 2.363% | 0% | 1 | 14.39% | 2.04% | 0% | 1 | 14% | 2.03% | 0% | 1 | 40.4% | 2.93% | 0% | 1 | 7.564% | 1.889% | 0% | 1 | 9.098% | 2.93% | 0% | 1 |  |  |  | 8.476% | 0% | 1 | 9.1262 | 7.406% | 0% | 1 | 46.52% | 13.63% | 0% | 1 | 0 | 2 | 19.82% | 0% | 19.82% | 1 | 29.68% | 1.089% | 0% | 1 | 16.28% | 0.9146% | 0% | 1 | 17.66% | 0.9299% | 0% | 1 | 46.19% | 1.423% | 0% | 1 | 13.53% | 0.8855% | 0% | 1 | 12.49% | 1.423% | 0% | 1 |  | 4.257% | 0% | 1 | 9.2386 | 4.091% | 0% | 1 | 43.87% | 13.63% | 0% | 1 | 0 | 2 | 19.63% | 0% | 19.63% | 1 | 34.11% | 0.6713% | 0% | 1 | 15.06% | 0.5208% | 0% | 1 | 21.22% | 0.5615% | 0% | 1 | 50.17% | 0.8876% | 0% | 2 | 14.66% | 0.5183% | 0% | 1 | 10.2% | 0.8876% | 0% | 1
169 | Bellevue | NORTHERN CALIFORNIA | 0 | 0 | 10 | 0% | 0% | 1 | 32.3708 | 0% | 0% | 4 | 7.988% | 0% | 0% | 1 | 0 | 2 | 37.38% | 0.2403% | 37.62% | 2 | 58.32% | 0% | 0% | 2 | 36.9% | 0% | 0% | 1 | 63.29% | 0% | 0% | 2 | 83.48% | 0% | 0% | 3 | 19.06% | 0% | 0% | 1 | 10.5% | 0% | 0% | 1 |  | 0% | 0% | 1 | 24 | 0% | 0% | 3 | 8.79% | 0% | 0% | 1 | 0 | 2 | 48.05% | 10.47% | 58.51% | 3 | 45.79% | 0% | 0% | 1 | 38.27% | 0% | 0% | 1 | 69.54% | 0% | 0% | 2 | 80.84% | 0% | 0% | 3 | 39.82% | 0% | 0% | 1 | 6.075% | 0% | 0% | 1 | 10 | 9 |  | 0% | 0% | 1 | 17.674 | 0% | 0% | 2 | 6.59% | 0% | 0% | 1 | 0 | 2 | 39.69% | 31.12% | 70.8% | 5 | 53.05% | 0% | 0% | 2 | 37.51% | 0% | 0% | 1 | 66.94% | 0% | 0% | 2 | 84.43% | 0% | 0% | 3 | 48.16% | 0% | 0% | 1 | 5.437% | 0% | 0% | 1 |  | 0% | 0% | 1 | 15.9056 | 0% | 0% | 2 | 8.99% | 0% | 0% | 1 | 0 | 2 | 35.26% | 33.69% | 68.95% | 5 | 58.94% | 0% | 0% | 2 | 39.65% | 0% | 0% | 1 | 65.87% | 0% | 0% | 2 | 87.27% | 0% | 0% | 3 | 47.68% | 0% | 0% | 1 | 5.565% | 0% | 0% | 1
170 | Cloverdale | NORTHERN CALIFORNIA | 0 | 0 | 10 | 0% | 0% | 1 | 9.796 | 0% | 0% | 1 | 3.413% | 0% | 0% | 1 | 0 | 2 | 51.24% | 36.18% | 87.42% | 5 | 52.93% | 0% | 0% | 2 | 26.62% | 0% | 0% | 1 | 49.16% | 0% | 0% | 1 | 85.9% | 0% | 0% | 3 | 52.15% | 0% | 0% | 2 | 1.78% | 0% | 0% | 1 |  | 0% | 0% | 1 | 7.8976 | 0% | 0% | 1 | 3.964% | 0% | 0% | 1 | 0 | 2 | 51.01% | 37.41% | 88.42% | 5 | 66.26% | 0% | 0% | 2 | 31.88% | 0% | 0% | 1 | 51.42% | 0% | 0% | 2 | 88.37% | 0% | 0% | 3 | 58.89% | 0% | 0% | 2 | 1.979% | 0% | 0% | 1 |  |  |  | 0% | 0% | 1 | 8.4 | 0% | 0% | 1 | 5.424% | 0% | 0% | 1 | 0 | 2 | 57.59% | 30.55% | 88.14% | 5 | 63.64% | 0% | 0% | 2 | 36.43% | 0% | 0% | 1 | 60.4% | 0% | 0% | 2 | 87.14% | 0% | 0% | 3 | 55.36% | 0% | 0% | 2 | 1.592% | 0% | 0% | 1 |  | 0% | 0% | 1 | 9.3636 | 0% | 0% | 1 | 5.95% | 0% | 0% | 1 | 0 | 2 | 58.26% | 29.16% | 87.42% | 5 | 51.91% | 0% | 0% | 2 | 35.52% | 0% | 0% | 1 | 63.24% | 0% | 0% | 2 | 85.57% | 0% | 0% | 3 | 54.17% | 0% | 0% | 2 | 1.568% | 0% | 0% | 1
171 | Fulton | NORTHERN CALIFORNIA | 0 | 0 | 10 | 0% | 0% | 1 | 29.7127 | 0% | 0% | 3 | 24.81% | 0% | 0% | 1 | 0 | 2 | 19.21% | 33.35% | 52.56% | 5 | 36.31% | 0% | 0% | 1 | 53.44% | 0% | 0% | 2 | 97.27% | 0% | 0% | 5 | 97.27% | 0% | 0% | 5 | 11.25% | 0% | 0% | 1 | 4.831% | 0% | 0% | 1 |  | 0% | 0% | 1 | 21.8164 | 0% | 0% | 3 | 14.41% | 0% | 0% | 1 | 0 | 2 | 24.01% | 42.38% | 66.39% | 5 | 39.42% | 0% | 0% | 1 | 55.68% | 0% | 0% | 2 | 85.15% | 0% | 0% | 3 | 90.05% | 0% | 0% | 4 | 30.09% | 0% | 0% | 1 | 5.209% | 0% | 0% | 1 |  |  |  | 0% | 0% | 1 | 19.5 | 0% | 0% | 2 | 11.26% | 0% | 0% | 1 | 0 | 2 | 26.46% | 45.41% | 71.86% | 5 | 45.7% | 0% | 0% | 1 | 49.48% | 0% | 0% | 1 | 72.22% | 0% | 0% | 3 | 85.82% | 0% | 0% | 3 | 37.63% | 0% | 0% | 1 | 4.171% | 0% | 0% | 1 |  | 0% | 0% | 1 | 15.5 | 0% | 0% | 2 | 8.43% | 0% | 0% | 1 | 0 | 2 | 33.01% | 41.18% | 74.2% | 5 | 54.85% | 0% | 0% | 2 | 43.14% | 0% | 0% | 1 | 71.18% | 0% | 0% | 3 | 87.67% | 0% | 0% | 3 | 46.84% | 0% | 0% | 1 | 4.575% | 0% | 0% | 1
172 | Lakeville | NORTHERN CALIFORNIA | 11.6 | 116 | 10 | 58.84% | 0% | 3 | 10.6616 | 18.53% | 0% | 1 | 5.653% | 3.879% | 0% | 1 | 0 | 2 | 48.98% | 0% | 48.98% | 2 | 96.65% | 17.09% | 0% | 5 | 25.71% | 0.7702% | 0% | 1 | 61.22% | 1.476% | 0% | 2 | 98.01% | 28.77% | 0% | 5 | 34.25% | 0.8702% | 0% | 1 | 4.279% | 28.77% | 0% | 2 |  | 1.615% | 0% | 1 | 13.7005 | 2.004% | 0% | 2 | 6.745% | 0.9014% | 0% | 1 | 0 | 2 | 53.69% | 6.235% | 59.92% | 3 | 70.1% | 0.496% | 0% | 3 | 26.54% | 0.2019% | 0% | 1 | 54.73% | 0.3276% | 0% | 2 | 83.77% | 0.9135% | 0% | 3 | 37.1% | 0.2358% | 0% | 1 | 4.878% | 0.9135% | 0% | 1 | 9 | 11 |  | 0.8773% | 0% | 1 | 13.25 | 0.5665% | 0% | 2 | 7.621% | 0.9014% | 0% | 1 | 0 | 2 | 49.3% | 14.8% | 64.1% | 3 | 62.6% | 0.1895% | 0% | 2 | 25.4% | 0.09501% | 0% | 1 | 51.86% | 0.1472% | 0% | 2 | 81.83% | 0.3901% | 0% | 3 | 47.79% | 0.1358% | 0% | 1 | 6.66% | 0.3901% | 0% | 1 |  | 0.6633% | 0% | 1 | 16.7656 | 0.4327% | 0% | 2 | 10.87% | 0.9014% | 0% | 1 | 0 | 2 | 41.06% | 18.17% | 59.23% | 3 | 62.36% | 0.1183% | 0% | 2 | 26.87% | 0.06087% | 0% | 1 | 56.13% | 0.1015% | 0% | 2 | 84.31% | 0.2837% | 0% | 3 | 45.57% | 0.08178% | 0% | 1 | 7.418% | 0.2837% | 0% | 1
173 | Penngrove | NORTHERN CALIFORNIA | 0 | 0 | 10 | 0% | 0% | 1 | 23.989 | 0% | 0% | 3 | 2.549% | 0% | 0% | 1 | 0 | 2 | 59.76% | 0% | 59.76% | 3 | 83.63% | 0% | 0% | 3 | 45.94% | 0% | 0% | 1 | 71.69% | 0% | 0% | 3 | 100% | 0% | 0% | 5 | 38.07% | 0% | 0% | 1 | 5.598% | 0% | 0% | 1 |  | 0% | 0% | 1 | 15.4074 | 0% | 0% | 2 | 3.262% | 0% | 0% | 1 | 0 | 2 | 68.45% | 3.338% | 71.79% | 3 | 56.43% | 0% | 0% | 2 | 34.11% | 0% | 0% | 1 | 65.03% | 0% | 0% | 2 | 82.12% | 0% | 0% | 3 | 51.81% | 0% | 0% | 2 | 5.854% | 0% | 0% | 1 |  |  |  | 0% | 0% | 1 | 15 | 0% | 0% | 2 | 6.64% | 0% | 0% | 1 | 0 | 2 | 48.97% | 17.35% | 66.32% | 3 | 57.91% | 0% | 0% | 2 | 30.37% | 0% | 0% | 1 | 62.55% | 0% | 0% | 2 | 83.91% | 0% | 0% | 3 | 51.59% | 0% | 0% | 2 | 5.894% | 0% | 0% | 1 |  | 0% | 0% | 1 | 16.8487 | 0% | 0% | 2 | 9.786% | 0% | 0% | 1 | 0 | 2 | 34.83% | 28.29% | 63.12% | 4 | 59.57% | 0% | 0% | 2 | 35.98% | 0% | 0% | 1 | 60.71% | 0% | 0% | 2 | 84.97% | 0% | 0% | 3 | 46.22% | 0% | 0% | 1 | 6.143% | 0% | 0% | 1
174 | Warnerville | SPGE | 0 | 0 | 10 | 0% | 0% | 1 | 13.328 | 0% | 0% | 2 | 26.61% | 0% | 0% | 1 | 0 | 2 | 0% | 0% | 0% | 1 | 36.28% | 0% | 0% | 1 | 9.793% | 0% | 0% | 1 | 28.78% | 0% | 0% | 1 | 63.21% | 0% | 0% | 2 | 0.9052% | 0% | 0% | 1 | 4.093% | 0% | 0% | 1 |  | 0% | 0% | 1 | 12.6667 | 0% | 0% | 2 | 24.54% | 0% | 0% | 1 | 0 | 2 | 0% | 0% | 0% | 1 | 60.04% | 0% | 0% | 2 | 11.62% | 0% | 0% | 1 | 29.83% | 0% | 0% | 1 | 71.47% | 0% | 0% | 3 | 16.21% | 0% | 0% | 1 | 6.642% | 0% | 0% | 1 |  |  |  | 0% | 0% | 1 | 11.6538 | 0% | 0% | 1 | 23.76% | 0% | 0% | 1 | 0 | 2 | 4.042% | 0% | 4.042% | 1 | 63.4% | 0% | 0% | 2 | 15.96% | 0% | 0% | 1 | 30.38% | 0% | 0% | 1 | 72.23% | 0% | 0% | 3 | 26.42% | 0% | 0% | 1 | 7.979% | 0% | 0% | 1 |  | 0% | 0% | 1 | 12.0455 | 0% | 0% | 2 | 29.87% | 0% | 0% | 1 | 0 | 2 | 5.815% | 0% | 5.815% | 1 | 53.65% | 0% | 0% | 2 | 17.26% | 0% | 0% | 1 | 29.06% | 0% | 0% | 1 | 63.8% | 0% | 0% | 2 | 27.36% | 0% | 0% | 1 | 6.719% | 0% | 0% | 1
175 | Riverbank | SPGE | 0 | 0 | 10 | 0% | 0% | 1 | 27.5103 | 0% | 0% | 3 | 21.14% | 0% | 0% | 1 | 1 | 1 | 0% | 0% | 0% | 1 | 9.692% | 0% | 0% | 1 | 12.5% | 0% | 0% | 1 | 20.05% | 0% | 0% | 1 | 27.41% | 0% | 0% | 1 | 0% | 0% | 0% | 1 | 1.217% | 0% | 0% | 1 |  | 0% | 0% | 1 | 16.5 | 0% | 0% | 2 | 26.38% | 0% | 0% | 1 | 1 | 1 | 0% | 0% | 0% | 1 | 59.87% | 0% | 0% | 2 | 4.937% | 0% | 0% | 1 | 17.83% | 0% | 0% | 1 | 69.01% | 0% | 0% | 2 | 4.923% | 0% | 0% | 1 | 4.333% | 0% | 0% | 1 |  |  |  | 0% | 0% | 1 | 14.5 | 0% | 0% | 2 | 36.29% | 0% | 0% | 1 | 1 | 1 | 1.179% | 0% | 1.179% | 1 | 54.31% | 0% | 0% | 2 | 9.25% | 0% | 0% | 1 | 23.67% | 0% | 0% | 1 | 63.74% | 0% | 0% | 2 | 16.72% | 0% | 0% | 1 | 5.589% | 0% | 0% | 1 |  | 0% | 0% | 1 | 13.5904 | 0% | 0% | 2 | 36.11% | 0% | 0% | 1 | 1 | 1 | 4.14% | 0% | 4.14% | 1 | 49.27% | 0% | 0% | 1 | 15.48% | 0% | 0% | 1 | 27.8% | 0% | 0% | 1 | 60.24% | 0% | 0% | 2 | 22.39% | 0% | 0% | 1 | 7.238% | 0% | 0% | 1
176 | Pease | NORTHERN CALIFORNIA | 0 | 0 | 10 | 0% | 0% | 1 | 20.2733 | 0% | 0% | 3 | 53.84% | 0% | 0% | 2 | 0 | 2 | 0% | 0% | 0% | 1 | 12.34% | 0% | 0% | 1 | 15.94% | 0% | 0% | 1 | 49.83% | 0% | 0% | 1 | 62.17% | 0% | 0% | 2 | 1.118% | 0% | 0% | 1 | 3.627% | 0% | 0% | 1 |  | 0% | 0% | 1 | 14.2072 | 0% | 0% | 2 | 47.31% | 0% | 0% | 1 | 0 | 2 | 0% | 0% | 0% | 1 | 41.06% | 0% | 0% | 1 | 11.08% | 0% | 0% | 1 | 27.88% | 0% | 0% | 1 | 65.19% | 0% | 0% | 2 | 5.894% | 0% | 0% | 1 | 5.58% | 0% | 0% | 1 |  |  |  | 0% | 0% | 1 | 12.1111 | 0% | 0% | 2 | 47.18% | 0% | 0% | 1 | 0 | 2 | 0.05021% | 0% | 0.05021% | 1 | 48.04% | 0% | 0% | 1 | 11.33% | 0% | 0% | 1 | 33.93% | 0% | 0% | 1 | 69.3% | 0% | 0% | 2 | 4.343% | 0% | 0% | 1 | 8.536% | 0% | 0% | 1 |  | 0% | 0% | 1 | 11.5466 | 0% | 0% | 1 | 45.43% | 0% | 0% | 1 | 0 | 2 | 5.379% | 0% | 5.379% | 1 | 50.8% | 0% | 0% | 2 | 10.72% | 0% | 0% | 1 | 38.27% | 0% | 0% | 1 | 71.5% | 0% | 0% | 3 | 5.637% | 0% | 0% | 1 | 8.801% | 0% | 0% | 1
177 | Rio Oso | NORTHERN CALIFORNIA | 265 | 2650 | 10 | 17.74% | 0% | 1 | 10.1111 | 57.44% | 0% | 2 | 48.25% | 16.56% | 0% | 1 | 0 | 2 | 0% | 0% | 0% | 1 | 25.23% | 7.728% | 0% | 1 | 0.6082% | 5.813% | 0% | 1 | 14.98% | 6.796% | 0% | 1 | 33.52% | 8.692% | 0% | 1 | 0% | 5.778% | 0% | 1 | 11.63% | 8.692% | 0% | 1 |  | 8.585% | 0% | 1 | 10.4889 | 26.18% | 0% | 2 | 40.31% | 5.344% | 0% | 1 | 0 | 2 | 0.03751% | 0% | 0.03751% | 1 | 46.04% | 3.142% | 0% | 1 | 4.843% | 1.782% | 0% | 1 | 22.83% | 2.197% | 0% | 1 | 59.68% | 4.205% | 0% | 2 | 0.2427% | 1.699% | 0% | 1 | 18.99% | 4.205% | 0% | 1 |  |  |  | 5.759% | 0% | 1 | 15 | 21.41% | 0% | 2 | 39.02% | 5.344% | 0% | 1 | 0 | 2 | 6.126% | 0% | 6.126% | 1 | 41.99% | 1.539% | 0% | 1 | 3.638% | 0.9268% | 0% | 1 | 32.94% | 1.332% | 0% | 1 | 65.71% | 2.604% | 0% | 2 | 3.444% | 0.9249% | 0% | 1 | 16.43% | 2.604% | 0% | 1 |  | 4.365% | 0% | 1 | 14.2753 | 9.232% | 0% | 2 | 41.48% | 5.344% | 0% | 1 | 0 | 2 | 13.91% | 0% | 13.91% | 1 | 41.75% | 0.9641% | 0% | 1 | 5.353% | 0.5933% | 0% | 1 | 33.89% | 0.8494% | 0% | 1 | 66.49% | 1.676% | 0% | 2 | 8.734% | 0.6153% | 0% | 1 | 12.65% | 1.676% | 0% | 1
178 | Alpaugh | SPGE | 0 | 0 | 10 | 0% | 0% | 1 | 6.8423 | 0% | 0% | 1 | 38.15% | 0% | 0% | 1 | 1 | 1 | 0% | 0% | 0% | 1 | 53.83% | 0% | 0% | 2 | 0.07426% | 0% | 0% | 1 | 8.671% | 0% | 0% | 1 | 58.02% | 0% | 0% | 2 | 0% | 0% | 0% | 1 | 5.289% | 0% | 0% | 1 |  | 0% | 0% | 1 | 7.6667 | 0% | 0% | 1 | 43.61% | 0% | 0% | 1 | 1 | 1 | 0% | 0% | 0% | 1 | 26.42% | 0% | 0% | 1 | 9.756% | 0% | 0% | 1 | 18.63% | 0% | 0% | 1 | 35.8% | 0% | 0% | 1 | 0.0274% | 0% | 0% | 1 | 6.258% | 0% | 0% | 1 | 5 | 6 |  | 0% | 0% | 1 | 8 | 0% | 0% | 1 | 45.49% | 0% | 0% | 1 | 1 | 1 | 0% | 0% | 0% | 1 | 27.97% | 0% | 0% | 1 | 8.795% | 0% | 0% | 1 | 17.19% | 0% | 0% | 1 | 38.25% | 0% | 0% | 1 | 0.01152% | 0% | 0% | 1 | 5.176% | 0% | 0% | 1 |  | 0% | 0% | 1 | 8.5325 | 0% | 0% | 1 | 43.21% | 0% | 0% | 1 | 1 | 1 | 0% | 0% | 0% | 1 | 27.54% | 0% | 0% | 1 | 5.147% | 0% | 0% | 1 | 15.82% | 0% | 0% | 1 | 38.77% | 0% | 0% | 1 | 0.04506% | 0% | 0% | 1 | 5.013% | 0% | 0% | 1
179 | Rector | GREATER TEHACHAPI | 0 | 0 | 10 | 0% | 0% | 1 | 22 | 0% | 0% | 3 | 88.94% | 0% | 0% | 3 | 1 | 1 | 0% | 0% | 0% | 1 | 0% | 0% | 0% | 1 | 0% | 0% | 0% | 1 | 0% | 0% | 0% | 1 | 0% | 0% | 0% | 1 | 0% | 0% | 0% | 1 | 1.264% | 0% | 0% | 1 |  | 0% | 0% | 1 | 17.7827 | 0% | 0% | 2 | 54.72% | 0% | 0% | 2 | 1 | 1 | 0% | 0% | 0% | 1 | 1.222% | 0% | 0% | 1 | 5.747% | 0% | 0% | 1 | 8.826% | 0% | 0% | 1 | 10.05% | 0% | 0% | 1 | 0.218% | 0% | 0% | 1 | 1.64% | 0% | 0% | 1 | 7 | 6 |  | 0% | 0% | 1 | 14.0779 | 0% | 0% | 2 | 48.74% | 0% | 0% | 1 | 1 | 1 | 1.583% | 0% | 1.583% | 1 | 15.59% | 0% | 0% | 1 | 15.74% | 0% | 0% | 1 | 20.62% | 0% | 0% | 1 | 31.91% | 0% | 0% | 1 | 6.449% | 0% | 0% | 1 | 2.782% | 0% | 0% | 1 |  | 0% | 0% | 1 | 12.2927 | 0% | 0% | 2 | 46% | 0% | 0% | 1 | 1 | 1 | 9.899% | 0% | 9.899% | 1 | 21.09% | 0% | 0% | 1 | 12.14% | 0% | 0% | 1 | 19.06% | 0% | 0% | 1 | 35.27% | 0% | 0% | 1 | 12.99% | 0% | 0% | 1 | 2.919% | 0% | 0% | 1
180 | Springville | GREATER TEHACHAPI | 0 | 0 | 10 | 0% | 0% | 1 | 18 | 0% | 0% | 2 | 6.81% | 0% | 0% | 1 | 0 | 2 | 82.19% | 0% | 82.19% | 5 | 64.71% | 0% | 0% | 2 | 24.86% | 0% | 0% | 1 | 40.15% | 0% | 0% | 1 | 79.83% | 0% | 0% | 3 | 46.13% | 0% | 0% | 1 | 8.311% | 0% | 0% | 1 |  | 0% | 0% | 1 | 18.9574 | 0% | 0% | 2 | 7.189% | 0% | 0% | 1 | 0 | 2 | 64.04% | 0% | 64.04% | 3 | 68.15% | 0% | 0% | 2 | 11.86% | 0% | 0% | 1 | 17.74% | 0% | 0% | 1 | 75.91% | 0% | 0% | 3 | 50.36% | 0% | 0% | 2 | 6.057% | 0% | 0% | 1 | 9 | 10 |  | 0% | 0% | 1 | 14.75 | 0% | 0% | 2 | 15.39% | 0% | 0% | 1 | 0 | 2 | 47.77% | 0% | 47.77% | 2 | 54.69% | 0% | 0% | 2 | 6.89% | 0% | 0% | 1 | 12.78% | 0% | 0% | 1 | 62.5% | 0% | 0% | 2 | 43.07% | 0% | 0% | 1 | 4.35% | 0% | 0% | 1 |  | 0% | 0% | 1 | 11.692 | 0% | 0% | 1 | 23.57% | 0% | 0% | 1 | 0 | 2 | 39.09% | 0% | 39.09% | 2 | 47.19% | 0% | 0% | 1 | 7.164% | 0% | 0% | 1 | 12.42% | 0% | 0% | 1 | 54.88% | 0% | 0% | 2 | 33.93% | 0% | 0% | 1 | 3.32% | 0% | 0% | 1
181 | Vestal | GREATER TEHACHAPI | 555 | 5550 | 5 | 16.67% | 0% | 1 | 9.1475 | 248.7% | 7.956% | 3 | 26.12% | 2.896% | 0% | 1 | 1 | 1 | 0% | 0% | 0% | 1 | 0% | 11.79% | 0% | 1 | 0% | 11.79% | 0% | 1 | 11.43% | 13.32% | 0% | 1 | 11.43% | 13.32% | 0% | 1 | 0% | 11.79% | 0% | 1 | 0.9879% | 13.32% | 0% | 1 |  | 6.381% | 0% | 1 | 10.2461 | 30.11% | 0% | 2 | 35.41% | 0% | 0% | 1 | 1 | 1 | 8.521% | 0% | 8.521% | 1 | 18.22% | 3.688% | 0% | 1 | 0.8035% | 3.04% | 0% | 1 | 8.285% | 3.288% | 0% | 1 | 25.7% | 4.059% | 0% | 1 | 8.461% | 3.295% | 0% | 1 | 1.254% | 4.059% | 0% | 1 | 6 | 6 |  | 5.233% | 0% | 1 | 10 | 8.624% | 0% | 1 | 38.06% | 0% | 0% | 1 | 1 | 1 | 22.49% | 0% | 22.49% | 2 | 37.97% | 2.315% | 0% | 1 | 7.637% | 1.555% | 0% | 1 | 12.72% | 1.645% | 0% | 1 | 45.51% | 2.635% | 0% | 1 | 19.92% | 1.793% | 0% | 1 | 2.116% | 2.635% | 0% | 1 |  | 4.006% | 0% | 1 | 9.0777 | 4.489% | 0% | 1 | 39.82% | 0% | 0% | 1 | 1 | 1 | 27.7% | 0% | 27.7% | 2 | 43.5% | 1.53% | 0% | 1 | 8.563% | 0.9452% | 0% | 1 | 17.97% | 1.054% | 0% | 1 | 52.13% | 1.805% | 0% | 2 | 23.18% | 1.125% | 0% | 1 | 2.25% | 1.805% | 0% | 1
182 | UltraPower Chinese Station | NORTHERN CALIFORNIA | 0 | 0 | 0 | 0% | 0% | 1 | 7.1756 | 0% | 0% | 1 | 0.2255% | 0% | 0% | 1 | 0 | 2 | 44.16% | 0% | 44.16% | 2 | 42.22% | 0% | 0% | 1 | 91.12% | 0% | 0% | 4 | 94.88% | 0% | 0% | 4 | 95.14% | 0% | 0% | 5 | 53.48% | 0% | 0% | 2 | 10.02% | 0% | 0% | 1 |  | 0% | 0% | 1 | 10.6692 | 0% | 0% | 1 | 0.0331% | 0% | 0% | 1 | 0 | 2 | 40.55% | 0% | 40.55% | 2 | 65.54% | 0% | 0% | 2 | 36.22% | 0% | 0% | 1 | 40.27% | 0% | 0% | 1 | 80.3% | 0% | 0% | 3 | 71.87% | 0% | 0% | 3 | 8.004% | 0% | 0% | 1 |  |  |  | 0% | 0% | 1 | 10.6316 | 0% | 0% | 1 | 1.285% | 0% | 0% | 1 | 0 | 2 | 43.1% | 1.206% | 44.3% | 2 | 75.68% | 0% | 0% | 3 | 30.67% | 0% | 0% | 1 | 36.32% | 0% | 0% | 1 | 84.46% | 0% | 0% | 3 | 69.76% | 0% | 0% | 2 | 8.56% | 0% | 0% | 1 |  | 0% | 0% | 1 | 11 | 0% | 0% | 1 | 4.364% | 0% | 0% | 1 | 0 | 2 | 41.32% | 5.186% | 46.5% | 2 | 73.82% | 0% | 0% | 3 | 29.28% | 0% | 0% | 1 | 42.67% | 0% | 0% | 1 | 87.45% | 0% | 0% | 3 | 60.72% | 0% | 0% | 2 | 8.663% | 0% | 0% | 1
183 | Curtis | NORTHERN CALIFORNIA | 0 | 0 | 10 | 0% | 0% | 1 | 28.6062 | 0% | 0% | 3 | 0.1517% | 0% | 0% | 1 | 0 | 2 | 84.82% | 15.1% | 99.93% | 5 | 3.249% | 0% | 0% | 1 | 14.42% | 0% | 0% | 1 | 14.94% | 0% | 0% | 1 | 20.98% | 0% | 0% | 1 | 44.1% | 0% | 0% | 1 | 2.193% | 0% | 0% | 1 |  | 0% | 0% | 1 | 15.4274 | 0% | 0% | 2 | 0.2198% | 0% | 0% | 1 | 0 | 2 | 71.19% | 27.36% | 98.55% | 5 | 41.96% | 0% | 0% | 1 | 36.48% | 0% | 0% | 1 | 44.17% | 0% | 0% | 1 | 70.45% | 0% | 0% | 3 | 56.69% | 0% | 0% | 2 | 2.454% | 0% | 0% | 1 |  |  |  | 0% | 0% | 1 | 13.6838 | 0% | 0% | 2 | 0.1253% | 0% | 0% | 1 | 0 | 2 | 68.98% | 23.19% | 92.17% | 5 | 41% | 0% | 0% | 1 | 34.06% | 0% | 0% | 1 | 47.04% | 0% | 0% | 1 | 69.75% | 0% | 0% | 2 | 58.41% | 0% | 0% | 2 | 2.663% | 0% | 0% | 1 |  | 0% | 0% | 1 | 14.8631 | 0% | 0% | 2 | 0.06454% | 0% | 0% | 1 | 0 | 2 | 64.08% | 20.77% | 84.85% | 5 | 50.52% | 0% | 0% | 2 | 25.57% | 0% | 0% | 1 | 35.29% | 0% | 0% | 1 | 69.56% | 0% | 0% | 2 | 60.67% | 0% | 0% | 2 | 3.516% | 0% | 0% | 1
184 | Peoria | NORTHERN CALIFORNIA | 0 | 0 | 10 | 0% | 0% | 1 | 9.2397 | 0% | 0% | 1 | 0.2746% | 0% | 0% | 1 | 0 | 2 | 73.67% | 0% | 73.67% | 3 | 57.15% | 0% | 0% | 2 | 85.81% | 0% | 0% | 3 | 81.67% | 0% | 0% | 3 | 87.55% | 0% | 0% | 3 | 51.45% | 0% | 0% | 2 | 14.42% | 0% | 0% | 1 |  | 0% | 0% | 1 | 11.6467 | 0% | 0% | 1 | 0.1147% | 0% | 0% | 1 | 0 | 2 | 48.73% | 0% | 48.73% | 2 | 63.46% | 0% | 0% | 2 | 41.52% | 0% | 0% | 1 | 43.39% | 0% | 0% | 1 | 80.52% | 0% | 0% | 3 | 70.87% | 0% | 0% | 3 | 8.487% | 0% | 0% | 1 |  |  |  | 0% | 0% | 1 | 10.0833 | 0% | 0% | 1 | 1.023% | 0% | 0% | 1 | 0 | 2 | 45.86% | 1.568% | 47.42% | 2 | 75.29% | 0% | 0% | 3 | 29.48% | 0% | 0% | 1 | 36.94% | 0% | 0% | 1 | 84.57% | 0% | 0% | 3 | 70.87% | 0% | 0% | 3 | 8.448% | 0% | 0% | 1 |  | 0% | 0% | 1 | 11.2222 | 0% | 0% | 1 | 3.693% | 0% | 0% | 1 | 0 | 2 | 42.99% | 4.613% | 47.61% | 2 | 72.51% | 0% | 0% | 3 | 26.21% | 0% | 0% | 1 | 40.16% | 0% | 0% | 1 | 86.8% | 0% | 0% | 3 | 62.18% | 0% | 0% | 2 | 8.467% | 0% | 0% | 1
185 | Moorpark | GREATER LA METRO | 0 | 0 | 10 | 0% | 0% | 1 | 16.9072 | 0% | 0% | 2 | 33.76% | 0% | 0% | 1 | 0 | 2 | 1.135% | 81.17% | 82.3% | 5 | 16.03% | 0% | 0% | 1 | 0% | 0% | 0% | 1 | 19.99% | 0% | 0% | 1 | 36.02% | 0% | 0% | 1 | 5.667% | 0% | 0% | 1 | 5.234% | 0% | 0% | 1 |  | 0% | 0% | 1 | 12.7321 | 0% | 0% | 2 | 31.06% | 0% | 0% | 1 | 0 | 2 | 4.799% | 68.52% | 73.32% | 5 | 31.6% | 0% | 0% | 1 | 6.623% | 0% | 0% | 1 | 13.55% | 0% | 0% | 1 | 41.95% | 0% | 0% | 1 | 18.25% | 0% | 0% | 1 | 9.592% | 0% | 0% | 1 |  |  |  | 0% | 0% | 1 | 12.7436 | 0% | 0% | 2 | 21.44% | 0% | 0% | 1 | 0 | 2 | 5.894% | 67.55% | 73.44% | 5 | 38.53% | 0% | 0% | 1 | 6.567% | 0% | 0% | 1 | 19.06% | 0% | 0% | 1 | 51.5% | 0% | 0% | 2 | 21.36% | 0% | 0% | 1 | 8.995% | 0% | 0% | 1 |  | 0% | 0% | 1 | 14.8889 | 0% | 0% | 2 | 15.56% | 0% | 0% | 1 | 0 | 2 | 6.073% | 73.3% | 79.37% | 5 | 41.83% | 0% | 0% | 1 | 7.899% | 0% | 0% | 1 | 19.19% | 0% | 0% | 1 | 55.79% | 0% | 0% | 2 | 29.69% | 0% | 0% | 1 | 9.177% | 0% | 0% | 1
186 | Santa Clara | GREATER LA METRO | 0 | 0 | 5 | 0% | 0% | 1 | 7.484 | 0% | 0% | 1 | 16.81% | 0% | 0% | 1 | 0 | 2 | 0.3579% | 80.08% | 80.44% | 5 | 4.381% | 0% | 0% | 1 | 8.589% | 0% | 0% | 1 | 9.432% | 0% | 0% | 1 | 13.81% | 0% | 0% | 1 | 44.34% | 0% | 0% | 1 | 4.919% | 0% | 0% | 1 |  | 0% | 0% | 1 | 6.2242 | 0% | 0% | 1 | 16.08% | 0% | 0% | 1 | 0 | 2 | 1.012% | 73% | 74.01% | 5 | 26.13% | 0% | 0% | 1 | 6.774% | 0% | 0% | 1 | 12.15% | 0% | 0% | 1 | 37.11% | 0% | 0% | 1 | 32.96% | 0% | 0% | 1 | 6.037% | 0% | 0% | 1 |  |  |  | 0% | 0% | 1 | 8.25 | 0% | 0% | 1 | 18.21% | 0% | 0% | 1 | 0 | 2 | 4.267% | 65.41% | 69.68% | 5 | 28.45% | 0% | 0% | 1 | 6.925% | 0% | 0% | 1 | 13.92% | 0% | 0% | 1 | 38.9% | 0% | 0% | 1 | 24.14% | 0% | 0% | 1 | 7.142% | 0% | 0% | 1 |  | 0% | 0% | 1 | 8.1247 | 0% | 0% | 1 | 17.63% | 0% | 0% | 1 | 0 | 2 | 7.005% | 66.3% | 73.31% | 5 | 31.62% | 0% | 0% | 1 | 7.547% | 0% | 0% | 1 | 13.52% | 0% | 0% | 1 | 41.58% | 0% | 0% | 1 | 25.05% | 0% | 0% | 1 | 7.646% | 0% | 0% | 1
187 | Davis | NORTHERN CALIFORNIA | 95 | 950 | 10 | 101.5% | 0.05574% | 4 | 8.8443 | 77.58% | 0% | 2 | 74.1% | 26.13% | 0% | 2 | 0 | 2 | 0% | 0% | 0% | 1 | 44.19% | 6.695% | 0% | 1 | 48.34% | 7.234% | 0% | 1 | 59.25% | 9.171% | 0% | 2 | 84.44% | 24.02% | 0% | 3 | 0% | 3.737% | 0% | 1 | 2.544% | 24.02% | 0% | 2 |  | 16.39% | 0% | 1 | 8.4931 | 8.233% | 0% | 1 | 76.51% | 5.733% | 0% | 3 | 0 | 2 | 0% | 0% | 0% | 1 | 31.41% | 1.177% | 0% | 1 | 20.35% | 1.014% | 0% | 1 | 30.72% | 1.165% | 0% | 1 | 45.78% | 1.489% | 0% | 1 | 0% | 0.8074% | 0% | 1 | 3.739% | 1.489% | 0% | 1 |  |  |  | 4.756% | 0% | 1 | 9.9802 | 4.309% | 0% | 1 | 66.25% | 5.733% | 0% | 2 | 0 | 2 | 0.1194% | 0% | 0.1194% | 1 | 33.74% | 0.5192% | 0% | 1 | 13.5% | 0.3977% | 0% | 1 | 22.37% | 0.4431% | 0% | 1 | 45.08% | 0.6264% | 0% | 1 | 0.1549% | 0.3445% | 0% | 1 | 5.394% | 0.6264% | 0% | 1 |  | 3.399% | 0% | 1 | 9.7691 | 2.254% | 0% | 1 | 56.02% | 5.733% | 0% | 2 | 0 | 2 | 4.769% | 0% | 4.769% | 1 | 35.07% | 0.3115% | 0% | 1 | 16.06% | 0.2409% | 0% | 1 | 26.8% | 0.2763% | 0% | 1 | 54.19% | 0.4414% | 0% | 2 | 3.452% | 0.2095% | 0% | 1 | 7.411% | 0.4414% | 0% | 1
188 | Putah Creek | NORTHERN CALIFORNIA | 13 | 130 | 5 | 6.965% | 0% | 1 | 11.604 | 5.681% | 0% | 1 | 44.02% | 5.098% | 0% | 1 | 0 | 2 | 25.11% | 0% | 25.11% | 2 | 60.96% | 1.011% | 0% | 2 | 0.8851% | 0.3984% | 0% | 1 | 0% | 0.3948% | 0% | 1 | 60.96% | 1.011% | 0% | 2 | 14.81% | 0.4635% | 0% | 1 | 4.148% | 1.011% | 0% | 1 |  | 0.9578% | 0% | 1 | 10.9009 | 1.454% | 0% | 1 | 50.57% | 0% | 0% | 2 | 0 | 2 | 25.4% | 0% | 25.4% | 2 | 47.88% | 0.2012% | 0% | 1 | 3.389% | 0.1085% | 0% | 1 | 0.2872% | 0.1052% | 0% | 1 | 49.32% | 0.2069% | 0% | 1 | 16.48% | 0.1255% | 0% | 1 | 3.729% | 0.2069% | 0% | 1 | 8 | 6 |  | 0.5787% | 0% | 1 | 10.3934 | 0.8928% | 0% | 1 | 49.98% | 0% | 0% | 1 | 0 | 2 | 27.91% | 0% | 27.91% | 2 | 50.8% | 0.1044% | 0% | 2 | 7.268% | 0.05538% | 0% | 1 | 8.136% | 0.0559% | 0% | 1 | 55.46% | 0.1153% | 0% | 2 | 19.87% | 0.06409% | 0% | 1 | 4.013% | 0.1153% | 0% | 1 |  | 0.3896% | 0% | 1 | 9.0757 | 0.3147% | 0% | 1 | 44.11% | 0% | 0% | 1 | 0 | 2 | 27.4% | 0.965% | 28.36% | 2 | 51.87% | 0.05882% | 0% | 2 | 13.09% | 0.03258% | 0% | 1 | 17.76% | 0.03443% | 0% | 1 | 61.78% | 0.07407% | 0% | 2 | 22.46% | 0.03651% | 0% | 1 | 5.954% | 0.07407% | 0% | 1
189 | East Marysville | NORTHERN CALIFORNIA | 0 | 0 | 0 | 0% | 0% | 1 | 14.7185 | 0% | 0% | 2 | 60.93% | 0% | 0% | 2 | 0 | 2 | 0% | 0% | 0% | 1 | 41.3% | 0% | 0% | 1 | 0% | 0% | 0% | 1 | 0% | 0% | 0% | 1 | 41.3% | 0% | 0% | 1 | 0% | 0% | 0% | 1 | 10.56% | 0% | 0% | 1 |  | 0% | 0% | 1 | 14.6667 | 0% | 0% | 2 | 45.08% | 0% | 0% | 1 | 0 | 2 | 0.05773% | 0% | 0.05773% | 1 | 42.86% | 0% | 0% | 1 | 6.415% | 0% | 0% | 1 | 18.49% | 0% | 0% | 1 | 57.01% | 0% | 0% | 2 | 1.64% | 0% | 0% | 1 | 10.28% | 0% | 0% | 1 |  |  |  | 0% | 0% | 1 | 14.1203 | 0% | 0% | 2 | 39.28% | 0% | 0% | 1 | 0 | 2 | 7.695% | 0% | 7.695% | 1 | 52.56% | 0% | 0% | 2 | 6.792% | 0% | 0% | 1 | 22.64% | 0% | 0% | 1 | 68.98% | 0% | 0% | 2 | 8.157% | 0% | 0% | 1 | 10.69% | 0% | 0% | 1 |  | 0% | 0% | 1 | 13 | 0% | 0% | 2 | 37.81% | 0% | 0% | 1 | 0 | 2 | 15.51% | 0% | 15.51% | 1 | 57.67% | 0% | 0% | 2 | 8.734% | 0% | 0% | 1 | 28.48% | 0% | 0% | 1 | 74.37% | 0% | 0% | 3 | 12.13% | 0% | 0% | 1 | 9.875% | 0% | 0% | 1
190 | Olivehurst | NORTHERN CALIFORNIA | 0 | 0 | 10 | 0% | 0% | 1 | 13.1242 | 0% | 0% | 2 | 28.73% | 0% | 0% | 1 | 0 | 2 | 0% | 0% | 0% | 1 | 15.48% | 0% | 0% | 1 | 0% | 0% | 0% | 1 | 0% | 0% | 0% | 1 | 15.48% | 0% | 0% | 1 | 0% | 0% | 0% | 1 | 14.46% | 0% | 0% | 1 |  | 0% | 0% | 1 | 14.5413 | 0% | 0% | 2 | 52.93% | 0% | 0% | 2 | 0 | 2 | 0% | 0% | 0% | 1 | 36.72% | 0% | 0% | 1 | 0.773% | 0% | 0% | 1 | 15.5% | 0% | 0% | 1 | 49.22% | 0% | 0% | 1 | 0.03572% | 0% | 0% | 1 | 11.34% | 0% | 0% | 1 |  |  |  | 0% | 0% | 1 | 12.5 | 0% | 0% | 2 | 43.92% | 0% | 0% | 1 | 0 | 2 | 4.424% | 0% | 4.424% | 1 | 44.11% | 0% | 0% | 1 | 7.351% | 0% | 0% | 1 | 29.04% | 0% | 0% | 1 | 63.59% | 0% | 0% | 2 | 4.451% | 0% | 0% | 1 | 10.86% | 0% | 0% | 1 |  | 0% | 0% | 1 | 11.8333 | 0% | 0% | 1 | 42.99% | 0% | 0% | 1 | 0 | 2 | 13.46% | 0% | 13.46% | 1 | 52.91% | 0% | 0% | 2 | 6.333% | 0% | 0% | 1 | 30.59% | 0% | 0% | 1 | 72.63% | 0% | 0% | 3 | 10.84% | 0% | 0% | 1 | 10.24% | 0% | 0% | 1
191 | Morro Bay |  | 0 | 0 | 10 | 0% | 0% | 1 | 26.1881 | 0% | 0% | 3 | 1.898% | 0% | 0% | 1 | 0 | 2 | 12.74% | 0% | 12.74% | 1 | 6.593% | 0% | 0% | 1 | 26.25% | 0% | 0% | 1 | 47.67% | 0% | 0% | 1 | 54.24% | 0% | 0% | 2 | 37.04% | 0% | 0% | 1 | 7.215% | 0% | 0% | 1 |  | 0% | 0% | 1 | 9.3296 | 0% | 0% | 1 | 2.358% | 0% | 0% | 1 | 0 | 2 | 18.57% | 36.69% | 55.27% | 5 | 54.31% | 0% | 0% | 2 | 27.56% | 0% | 0% | 1 | 44.99% | 0% | 0% | 1 | 78.32% | 0% | 0% | 3 | 63.24% | 0% | 0% | 2 | 8.255% | 0% | 0% | 1 |  |  |  | 0% | 0% | 1 | 9.3756 | 0% | 0% | 1 | 1.628% | 0% | 0% | 1 | 0 | 2 | 28.94% | 37.65% | 66.59% | 5 | 45.49% | 0% | 0% | 1 | 29.98% | 0% | 0% | 1 | 44.71% | 0% | 0% | 1 | 69.86% | 0% | 0% | 2 | 57.88% | 0% | 0% | 2 | 7.432% | 0% | 0% | 1 |  | 0% | 0% | 1 | 11 | 0% | 0% | 1 | 3.035% | 0% | 0% | 1 | 0 | 2 | 42.3% | 27.1% | 69.4% | 4 | 35.7% | 0% | 0% | 1 | 23.22% | 0% | 0% | 1 | 42.37% | 0% | 0% | 1 | 61.36% | 0% | 0% | 2 | 48.97% | 0% | 0% | 1 | 6.063% | 0% | 0% | 1
192 | Palomar | SAN DIEGO | 0 | 0 | 0 | 0% | 0% | 1 | 5.4193 | 0% | 0% | 1 | 0% | 0% | 0% | 1 | 0 | 2 | 0% | 0% | 0% | 1 | 13.66% | 0% | 0% | 1 | 82.38% | 0% | 0% | 3 | 93.38% | 0% | 0% | 4 | 93.38% | 0% | 0% | 4 | 0% | 0% | 0% | 1 | 13.85% | 0% | 0% | 1 |  | 0% | 0% | 1 | 26.2709 | 0% | 0% | 3 | 2.475% | 0% | 0% | 1 | 0 | 2 | 89.98% | 0% | 89.98% | 5 | 36.23% | 0% | 0% | 1 | 32.43% | 0% | 0% | 1 | 16.86% | 0% | 0% | 1 | 62.34% | 0% | 0% | 2 | 2.01% | 0% | 0% | 1 | 8.027% | 0% | 0% | 1 |  |  |  | 0% | 0% | 1 | 47 | 0% | 0% | 4 | 5.828% | 0% | 0% | 1 | 0 | 2 | 91.2% | 3.191% | 94.39% | 5 | 66.28% | 0% | 0% | 2 | 30.13% | 0% | 0% | 1 | 54.72% | 0% | 0% | 2 | 83.06% | 0% | 0% | 3 | 1.573% | 0% | 0% | 1 | 6.266% | 0% | 0% | 1 |  | 0% | 0% | 1 | 39.1727 | 0% | 0% | 4 | 5.242% | 0% | 0% | 1 | 0 | 2 | 62.35% | 35.58% | 97.93% | 5 | 42.43% | 0% | 0% | 1 | 18.64% | 0% | 0% | 1 | 29.82% | 0% | 0% | 1 | 53.55% | 0% | 0% | 2 | 6.424% | 0% | 0% | 1 | 7.043% | 0% | 0% | 1
193 | Margarita | GREATER LA METRO | 0 | 0 | 10 | 0% | 0% | 1 | 55 | 0% | 0% | 4 | 0.4252% | 0% | 0% | 1 | 0 | 2 | 100% | 0% | 100% | 5 | 47.81% | 0% | 0% | 1 | 73.21% | 0% | 0% | 3 | 73.21% | 0% | 0% | 3 | 81.69% | 0% | 0% | 3 | 25.52% | 0% | 0% | 1 | 9.022% | 0% | 0% | 1 |  | 0% | 0% | 1 | 50.0417 | 0% | 0% | 4 | 0.1294% | 0% | 0% | 1 | 0 | 2 | 85.6% | 8.193% | 93.79% | 5 | 27.96% | 0% | 0% | 1 | 61.35% | 0% | 0% | 2 | 64.86% | 0% | 0% | 2 | 78.52% | 0% | 0% | 3 | 50.46% | 0% | 0% | 2 | 6.599% | 0% | 0% | 1 |  |  |  | 0% | 0% | 1 | 31.3917 | 0% | 0% | 4 | 0.1669% | 0% | 0% | 1 | 0 | 2 | 59.1% | 36.41% | 95.51% | 5 | 48.36% | 0% | 0% | 1 | 48.53% | 0% | 0% | 1 | 59.22% | 0% | 0% | 2 | 86.21% | 0% | 0% | 3 | 57.99% | 0% | 0% | 2 | 7.879% | 0% | 0% | 1 |  | 0% | 0% | 1 | 32.9775 | 0% | 0% | 4 | 0.2837% | 0% | 0% | 1 | 0 | 2 | 39.91% | 55.25% | 95.16% | 5 | 46.83% | 0% | 0% | 1 | 46.83% | 0% | 0% | 1 | 56.42% | 0% | 0% | 2 | 85.6% | 0% | 0% | 3 | 45.41% | 0% | 0% | 1 | 7.591% | 0% | 0% | 1
194 | Huntington Beach |  | 0 | 0 | 10 | 0% | 0% | 1 | 49.5 | 0% | 0% | 4 | 0% | 0% | 0% | 1 | 0 | 2 | 0% | 0% | 0% | 1 | 0% | 0% | 0% | 1 | 16.87% | 0% | 0% | 1 | 96.91% | 0% | 0% | 5 | 96.91% | 0% | 0% | 5 | 0% | 0% | 0% | 1 | 7.168% | 0% | 0% | 1 |  | 0% | 0% | 1 | 48 | 0% | 0% | 4 | 0% | 0% | 0% | 1 | 0 | 2 | 0% | 0% | 0% | 1 | 0.05678% | 0% | 0% | 1 | 25.77% | 0% | 0% | 1 | 96.34% | 0% | 0% | 5 | 96.39% | 0% | 0% | 5 | 0% | 0% | 0% | 1 | 6.491% | 0% | 0% | 1 |  |  |  | 0% | 0% | 1 | 48 | 0% | 0% | 4 | 0.1852% | 0% | 0% | 1 | 0 | 2 | 0.5344% | 3.41% | 3.945% | 2 | 1.477% | 0% | 0% | 1 | 20.7% | 0% | 0% | 1 | 79.94% | 0% | 0% | 3 | 81.41% | 0% | 0% | 3 | 0.1948% | 0% | 0% | 1 | 5.597% | 0% | 0% | 1 |  | 0% | 0% | 1 | 48 | 0% | 0% | 4 | 0.2034% | 0% | 0% | 1 | 0 | 2 | 1.197% | 11.09% | 12.29% | 3 | 3.491% | 0% | 0% | 1 | 19% | 0% | 0% | 1 | 73.12% | 0% | 0% | 3 | 77.65% | 0% | 0% | 3 | 3.862% | 0% | 0% | 1 | 4.198% | 0% | 0% | 1
195 | Los Esteros | NORTHERN CALIFORNIA | 0 | 0 | 10 | 0% | 0% | 1 | 9.9429 | 0% | 0% | 1 | 0% | 0% | 0% | 1 | 0 | 2 | 41.82% | 0% | 41.82% | 2 | 0% | 0% | 0% | 1 | 9.134% | 0% | 0% | 1 | 50.76% | 0% | 0% | 2 | 50.76% | 0% | 0% | 2 | 38.76% | 0% | 0% | 1 | 34.46% | 0% | 0% | 1 |  | 0% | 0% | 1 | 6.4892 | 0% | 0% | 1 | 0.1351% | 0% | 0% | 1 | 0 | 2 | 77.88% | 0% | 77.88% | 5 | 43.25% | 0% | 0% | 1 | 40.83% | 0% | 0% | 1 | 46.49% | 0% | 0% | 1 | 53.15% | 0% | 0% | 2 | 53.01% | 0% | 0% | 2 | 9.134% | 0% | 0% | 1 |  |  |  | 0% | 0% | 1 | 7.1294 | 0% | 0% | 1 | 0.4484% | 0% | 0% | 1 | 0 | 2 | 76.28% | 5.901% | 82.18% | 5 | 57.85% | 0% | 0% | 2 | 34.43% | 0% | 0% | 1 | 44.35% | 0% | 0% | 1 | 67.14% | 0% | 0% | 2 | 66.39% | 0% | 0% | 2 | 7.4% | 0% | 0% | 1 |  | 0% | 0% | 1 | 12.8 | 0% | 0% | 2 | 0.5612% | 0% | 0% | 1 | 0 | 2 | 71.45% | 15.66% | 87.11% | 5 | 71.43% | 0% | 0% | 3 | 35.32% | 0% | 0% | 1 | 50.43% | 0% | 0% | 2 | 83.19% | 0% | 0% | 3 | 65.76% | 0% | 0% | 2 | 5.855% | 0% | 0% | 1
196 | Birds Landing | NORTHERN CALIFORNIA | 190 | 1900 | 5 | 10.02% | 0% | 1 | 6.0483 | 25.18% | 0% | 2 | 0% | 9.923% | 0% | 1 | 0 | 2 | 0% | 0% | 0% | 1 | 15.48% | 5.613% | 0% | 1 | 32.6% | 7.039% | 0% | 1 | 31.65% | 6.942% | 0% | 1 | 44.96% | 8.62% | 0% | 1 | 0.4479% | 4.766% | 0% | 1 | 12.66% | 8.62% | 0% | 1 |  | 6.205% | 0% | 1 | 6.6823 | 8.28% | 0% | 1 | 4.233% | 5.438% | 0% | 1 | 0 | 2 | 0.01799% | 0% | 0.01799% | 1 | 13.38% | 2.335% | 0% | 1 | 38.08% | 3.267% | 0% | 1 | 35.04% | 3.114% | 0% | 1 | 48.61% | 3.937% | 0% | 1 | 2.177% | 2.068% | 0% | 1 | 29.24% | 3.937% | 0% | 1 |  |  |  | 5.691% | 0% | 1 | 7 | 4.164% | 0% | 1 | 21.93% | 5.438% | 0% | 1 | 0 | 2 | 3.084% | 0.09091% | 3.175% | 2 | 12.12% | 1.153% | 0% | 1 | 37.28% | 1.615% | 0% | 1 | 36.64% | 1.599% | 0% | 1 | 47.85% | 1.943% | 0% | 1 | 4.348% | 1.059% | 0% | 1 | 24.18% | 1.943% | 0% | 1 |  | 4.212% | 0% | 1 | 11.6667 | 2.648% | 0% | 1 | 33.56% | 5.438% | 0% | 1 | 0 | 2 | 6.015% | 1.239% | 7.254% | 2 | 18.46% | 0.6565% | 0% | 1 | 29.38% | 0.7581% | 0% | 1 | 29.92% | 0.7639% | 0% | 1 | 42.37% | 0.9289% | 0% | 1 | 5.745% | 0.568% | 0% | 1 | 17.26% | 0.9289% | 0% | 1
197 | Cayetano | NORTHERN CALIFORNIA | 100 | 1000 | 10 | 84.55% | 0% | 4 | 13.8571 | 106.7% | 0.333% | 3 | 0% | 81.73% | 0% | 3 | 0 | 2 | 59.09% | 8.672% | 67.77% | 3 | 36.01% | 7.362% | 0% | 1 | 59.37% | 11.59% | 0% | 2 | 83.29% | 28.2% | 0% | 3 | 83.29% | 28.2% | 0% | 3 | 30.25% | 6.754% | 0% | 1 | 7.735% | 28.2% | 0% | 2 |  | 41.46% | 0% | 2 | 10.7368 | 6.289% | 0% | 1 | 0.2898% | 36.44% | 0% | 2 | 0 | 2 | 48.96% | 5.269% | 54.23% | 3 | 65.29% | 3.574% | 0% | 2 | 59.96% | 3.098% | 0% | 2 | 74.19% | 4.807% | 0% | 3 | 89.86% | 12.24% | 0% | 3 | 30.22% | 1.778% | 0% | 1 | 7.406% | 12.24% | 0% | 1 | 10 | 12 |  | 15.38% | 0% | 1 | 12.1562 | 2.375% | 0% | 2 | 9.045% | 36.44% | 0% | 2 | 0 | 2 | 37.18% | 11.21% | 48.39% | 3 | 61.87% | 1.446% | 0% | 2 | 59.33% | 1.356% | 0% | 2 | 68.13% | 1.73% | 0% | 2 | 85.75% | 3.868% | 0% | 3 | 34.76% | 0.845% | 0% | 1 | 6.776% | 3.868% | 0% | 1 |  | 11.03% | 0% | 1 | 10.7498 | 1.066% | 0% | 1 | 19.28% | 36.44% | 0% | 2 | 0 | 2 | 30.39% | 10.47% | 40.86% | 3 | 59.84% | 0.8464% | 0% | 2 | 47.03% | 0.6417% | 0% | 1 | 54.88% | 0.7535% | 0% | 2 | 76.5% | 1.447% | 0% | 3 | 35.69% | 0.5286% | 0% | 1 | 6.368% | 1.447% | 0% | 1
198 | Silvergate | SAN DIEGO | 0 | 0 | 10 | 0% | 0% | 1 | 33 | 0% | 0% | 4 | 0% | 0% | 0% | 1 | 0 | 2 | 0% | 0% | 0% | 1 | 1.71% | 0% | 0% | 1 | 10.13% | 0% | 0% | 1 | 79.86% | 0% | 0% | 3 | 80.26% | 0% | 0% | 3 | 0% | 0% | 0% | 1 | 1.193% | 0% | 0% | 1 |  | 0% | 0% | 1 | 26.3333 | 0% | 0% | 3 | 0% | 0% | 0% | 1 | 0 | 2 | 0.9712% | 0% | 0.9712% | 1 | 1.654% | 0% | 0% | 1 | 19.82% | 0% | 0% | 1 | 80.56% | 0% | 0% | 3 | 80.9% | 0% | 0% | 3 | 0% | 0% | 0% | 1 | 1.59% | 0% | 0% | 1 |  |  |  | 0% | 0% | 1 | 25.25 | 0% | 0% | 3 | 0% | 0% | 0% | 1 | 0 | 2 | 46.17% | 10.4% | 56.56% | 3 | 8.175% | 0% | 0% | 1 | 64.96% | 0% | 0% | 2 | 85.15% | 0% | 0% | 3 | 91.99% | 0% | 0% | 4 | 23.35% | 0% | 0% | 1 | 5.016% | 0% | 0% | 1 |  | 0% | 0% | 1 | 23.5541 | 0% | 0% | 3 | 0.04949% | 0% | 0% | 1 | 0 | 2 | 28.72% | 47.99% | 76.71% | 5 | 26% | 0% | 0% | 1 | 68.81% | 0% | 0% | 2 | 83.43% | 0% | 0% | 3 | 91.65% | 0% | 0% | 4 | 28.95% | 0% | 0% | 1 | 5.133% | 0% | 0% | 1
199 | Richmond | NORTHERN CALIFORNIA | 0 | 0 | 10 | 0% | 0% | 1 | 11.351 | 0% | 0% | 1 | 0% | 0% | 0% | 1 | 0 | 2 | 91.51% | 0% | 91.51% | 5 | 64.56% | 0% | 0% | 2 | 8.966% | 0% | 0% | 1 | 2.76% | 0% | 0% | 1 | 68.31% | 0% | 0% | 2 | 65.74% | 0% | 0% | 2 | 5.01% | 0% | 0% | 1 |  | 0% | 0% | 1 | 7.4409 | 0% | 0% | 1 | 0% | 0% | 0% | 1 | 0 | 2 | 85.43% | 0% | 85.43% | 5 | 42.92% | 0% | 0% | 1 | 18.69% | 0% | 0% | 1 | 14.77% | 0% | 0% | 1 | 55.79% | 0% | 0% | 2 | 56.02% | 0% | 0% | 2 | 9.166% | 0% | 0% | 1 | 10 | 8 |  | 0% | 0% | 1 | 6.5917 | 0% | 0% | 1 | 0% | 0% | 0% | 1 | 0 | 2 | 85.05% | 0% | 85.05% | 5 | 30.74% | 0% | 0% | 1 | 21.04% | 0% | 0% | 1 | 19.05% | 0% | 0% | 1 | 50.66% | 0% | 0% | 2 | 52.39% | 0% | 0% | 2 | 9.246% | 0% | 0% | 1 |  | 0% | 0% | 1 | 6.1721 | 0% | 0% | 1 | 0% | 0% | 0% | 1 | 0 | 2 | 80.93% | 0% | 80.93% | 5 | 25.67% | 0% | 0% | 1 | 21.25% | 0% | 0% | 1 | 23.07% | 0% | 0% | 1 | 49.42% | 0% | 0% | 1 | 53.32% | 0% | 0% | 2 | 11.33% | 0% | 0% | 1
200 | Rancho Vista | GREATER LA METRO | 0 | 0 | 10 | 0% | 0% | 1 | 42.0625 | 0% | 0% | 4 | 0% | 0% | 0% | 1 | 0 | 2 | 100% | 0% | 100% | 5 | 100% | 0% | 0% | 5 | 100% | 0% | 0% | 5 | 100% | 0% | 0% | 5 | 100% | 0% | 0% | 5 | 0% | 0% | 0% | 1 | 0% | 0% | 0% | 1 |  | 0% | 0% | 1 | 52 | 0% | 0% | 4 | 14.83% | 0% | 0% | 1 | 0 | 2 | 14.45% | 28.63% | 43.08% | 4 | 43.09% | 0% | 0% | 1 | 32.32% | 0% | 0% | 1 | 28.93% | 0% | 0% | 1 | 43.09% | 0% | 0% | 1 | 22.72% | 0% | 0% | 1 | 5.23% | 0% | 0% | 1 |  |  |  | 0% | 0% | 1 | 38.9 | 0% | 0% | 4 | 6.707% | 0% | 0% | 1 | 0 | 2 | 27.33% | 50.35% | 77.68% | 5 | 59.2% | 0% | 0% | 2 | 43.79% | 0% | 0% | 1 | 49.28% | 0% | 0% | 1 | 76.05% | 0% | 0% | 3 | 21.72% | 0% | 0% | 1 | 16.13% | 0% | 0% | 1 |  | 0% | 0% | 1 | 24.2743 | 0% | 0% | 3 | 2.556% | 0% | 0% | 1 | 0 | 2 | 23.12% | 64.48% | 87.59% | 5 | 47.29% | 0% | 0% | 1 | 50.56% | 0% | 0% | 2 | 61.52% | 0% | 0% | 2 | 86.42% | 0% | 0% | 3 | 35.9% | 0% | 0% | 1 | 9.919% | 0% | 0% | 1
201 | Thermalito | NORTHERN CALIFORNIA | 0 | 0 | 0 | 0% | 0% | 1 | 8.283 | 0% | 0% | 1 | 3.196% | 0% | 0% | 1 | 0 | 2 | 1.969% | 0% | 1.969% | 1 | 69.72% | 0% | 0% | 2 | 26.54% | 0% | 0% | 1 | 38.61% | 0% | 0% | 1 | 99.87% | 0% | 0% | 5 | 9.026% | 0% | 0% | 1 | 38.82% | 0% | 0% | 1 |  | 0% | 0% | 1 | 12.2876 | 0% | 0% | 2 | 6.746% | 0% | 0% | 1 | 0 | 2 | 13.44% | 0% | 13.44% | 1 | 65.75% | 0% | 0% | 2 | 18.1% | 0% | 0% | 1 | 51.06% | 0% | 0% | 2 | 89.33% | 0% | 0% | 3 | 7.793% | 0% | 0% | 1 | 19.02% | 0% | 0% | 1 |  |  |  | 0% | 0% | 1 | 13.3333 | 0% | 0% | 2 | 13.93% | 0% | 0% | 1 | 0 | 2 | 20.49% | 5.748% | 26.24% | 2 | 61.77% | 0% | 0% | 2 | 14.73% | 0% | 0% | 1 | 48.2% | 0% | 0% | 1 | 83.62% | 0% | 0% | 3 | 16.19% | 0% | 0% | 1 | 13% | 0% | 0% | 1 |  | 0% | 0% | 1 | 13.2267 | 0% | 0% | 2 | 20.76% | 0% | 0% | 1 | 0 | 2 | 18.53% | 11.87% | 30.41% | 3 | 56.48% | 0% | 0% | 2 | 18.6% | 0% | 0% | 1 | 45.28% | 0% | 0% | 1 | 80.1% | 0% | 0% | 3 | 18.17% | 0% | 0% | 1 | 11.03% | 0% | 0% | 1
202 | Martinez | NORTHERN CALIFORNIA | 0 | 0 | 10 | 0% | 0% | 1 | 73 | 0% | 0% | 4 | 0.1298% | 0% | 0% | 1 | 0 | 2 | 55.29% | 0.01221% | 55.3% | 3 | 1.585% | 0% | 0% | 1 | 38.04% | 0% | 0% | 1 | 49.45% | 0% | 0% | 1 | 60.83% | 0% | 0% | 2 | 12.61% | 0% | 0% | 1 | 5.979% | 0% | 0% | 1 |  | 0% | 0% | 1 | 72 | 0% | 0% | 4 | 0.07038% | 0% | 0% | 1 | 0 | 2 | 45.9% | 2.052% | 47.95% | 2 | 19.22% | 0% | 0% | 1 | 46.08% | 0% | 0% | 1 | 54.22% | 0% | 0% | 2 | 72.09% | 0% | 0% | 3 | 18.67% | 0% | 0% | 1 | 17.76% | 0% | 0% | 1 |  |  |  | 0% | 0% | 1 | 52.2821 | 0% | 0% | 4 | 1.144% | 0% | 0% | 1 | 0 | 2 | 32.16% | 8.089% | 40.25% | 2 | 35.52% | 0% | 0% | 1 | 45.5% | 0% | 0% | 1 | 55.11% | 0% | 0% | 2 | 78.45% | 0% | 0% | 3 | 20.79% | 0% | 0% | 1 | 24.14% | 0% | 0% | 1 |  | 0% | 0% | 1 | 33 | 0% | 0% | 4 | 5.374% | 0% | 0% | 1 | 0 | 2 | 23.93% | 12.63% | 36.57% | 3 | 37.81% | 0% | 0% | 1 | 37.96% | 0% | 0% | 1 | 48.25% | 0% | 0% | 1 | 71.05% | 0% | 0% | 3 | 22.57% | 0% | 0% | 1 | 16.31% | 0% | 0% | 1
203 | Lone Tree | NORTHERN CALIFORNIA | 0 | 0 | 10 | 0% | 0% | 1 | 11.0506 | 0% | 0% | 1 | 15.13% | 0% | 0% | 1 | 0 | 2 | 56.98% | 0% | 56.98% | 3 | 39.29% | 0% | 0% | 1 | 59.87% | 0% | 0% | 2 | 59.87% | 0% | 0% | 2 | 59.89% | 0% | 0% | 2 | 37.75% | 0% | 0% | 1 | 7.217% | 0% | 0% | 1 |  | 0% | 0% | 1 | 9.0167 | 0% | 0% | 1 | 18.04% | 0% | 0% | 1 | 0 | 2 | 34.7% | 9.332% | 44.03% | 2 | 26.95% | 0% | 0% | 1 | 57.96% | 0% | 0% | 2 | 59.29% | 0% | 0% | 2 | 60.9% | 0% | 0% | 2 | 17.6% | 0% | 0% | 1 | 11.87% | 0% | 0% | 1 | 7 | 9 |  | 0% | 0% | 1 | 7.1365 | 0% | 0% | 1 | 26.05% | 0% | 0% | 1 | 0 | 2 | 17.96% | 3.846% | 21.81% | 2 | 34.48% | 0% | 0% | 1 | 44.51% | 0% | 0% | 1 | 45.77% | 0% | 0% | 1 | 60.73% | 0% | 0% | 2 | 8.725% | 0% | 0% | 1 | 13.58% | 0% | 0% | 1 |  | 0% | 0% | 1 | 9.1669 | 0% | 0% | 1 | 36.38% | 0% | 0% | 1 | 0 | 2 | 10.26% | 3.843% | 14.1% | 2 | 30.81% | 0% | 0% | 1 | 34.44% | 0% | 0% | 1 | 36.98% | 0% | 0% | 1 | 52.28% | 0% | 0% | 2 | 6.853% | 0% | 0% | 1 | 11.95% | 0% | 0% | 1
204 | Delta PP | NORTHERN CALIFORNIA | 0 | 0 | 10 | 0% | 0% | 1 | 11.2688 | 0% | 0% | 1 | 16.92% | 0% | 0% | 1 | 0 | 2 | 8.608% | 0% | 8.608% | 1 | 69.96% | 0% | 0% | 2 | 60.81% | 0% | 0% | 2 | 70.33% | 0% | 0% | 3 | 91.87% | 0% | 0% | 4 | 1.503% | 0% | 0% | 1 | 9.747% | 0% | 0% | 1 |  | 0% | 0% | 1 | 10.8749 | 0% | 0% | 1 | 34.43% | 0% | 0% | 1 | 0 | 2 | 11.06% | 1.311% | 12.38% | 2 | 52.66% | 0% | 0% | 2 | 47.46% | 0% | 0% | 1 | 51.55% | 0% | 0% | 2 | 69.13% | 0% | 0% | 2 | 6.829% | 0% | 0% | 1 | 6.631% | 0% | 0% | 1 |  |  |  | 0% | 0% | 1 | 11.8054 | 0% | 0% | 1 | 37.67% | 0% | 0% | 1 | 0 | 2 | 17.93% | 2.476% | 20.41% | 2 | 47.06% | 0% | 0% | 1 | 41.74% | 0% | 0% | 1 | 44.38% | 0% | 0% | 1 | 61.89% | 0% | 0% | 2 | 16.83% | 0% | 0% | 1 | 6.775% | 0% | 0% | 1 |  | 0% | 0% | 1 | 11.6914 | 0% | 0% | 1 | 39.47% | 0% | 0% | 1 | 0 | 2 | 17.61% | 2.038% | 19.65% | 2 | 44.65% | 0% | 0% | 1 | 37.54% | 0% | 0% | 1 | 39.65% | 0% | 0% | 1 | 59.57% | 0% | 0% | 2 | 20.24% | 0% | 0% | 1 | 7.191% | 0% | 0% | 1
205 | Green Ridge Midway | NORTHERN CALIFORNIA | 0 | 0 | 10 | 0% | 0% | 1 | 17 | 0% | 0% | 2 | 5.866% | 0% | 0% | 1 | 0 | 2 | 0% | 0% | 0% | 1 | 82.85% | 0% | 0% | 3 | 70.51% | 0% | 0% | 3 | 80.85% | 0% | 0% | 3 | 98.45% | 0% | 0% | 5 | 13.63% | 0% | 0% | 1 | 4.065% | 0% | 0% | 1 |  | 0% | 0% | 1 | 13.1563 | 0% | 0% | 2 | 20.18% | 0% | 0% | 1 | 0 | 2 | 12.92% | 0.1431% | 13.06% | 2 | 68.06% | 0% | 0% | 2 | 60.45% | 0% | 0% | 2 | 61.97% | 0% | 0% | 2 | 82.68% | 0% | 0% | 3 | 22.85% | 0% | 0% | 1 | 6.18% | 0% | 0% | 1 |  |  |  | 0% | 0% | 1 | 12.5 | 0% | 0% | 2 | 33.09% | 0% | 0% | 1 | 0 | 2 | 19.97% | 0.8676% | 20.84% | 2 | 53.98% | 0% | 0% | 2 | 41.86% | 0% | 0% | 1 | 44.36% | 0% | 0% | 1 | 67.19% | 0% | 0% | 2 | 26.54% | 0% | 0% | 1 | 5.498% | 0% | 0% | 1 |  | 0% | 0% | 1 | 12 | 0% | 0% | 2 | 36.59% | 0% | 0% | 1 | 0 | 2 | 21.24% | 1.815% | 23.06% | 2 | 52.71% | 0% | 0% | 2 | 36.09% | 0% | 0% | 1 | 38.98% | 0% | 0% | 1 | 63.1% | 0% | 0% | 2 | 28.15% | 0% | 0% | 1 | 5.901% | 0% | 0% | 1
206 | Inyo | GREATER KRAMER | 0 | 0 | 0 | 0% | 0% | 1 | 5.5127 | 0% | 0% | 1 | 0% | 0% | 0% | 1 | 0 | 2 | 91.59% | 0% | 91.59% | 5 | 0% | 0% | 0% | 1 | 17.49% | 0% | 0% | 1 | 34.64% | 0% | 0% | 1 | 40.62% | 0% | 0% | 1 | 40.67% | 0% | 0% | 1 | 4.819% | 0% | 0% | 1 |  | 0% | 0% | 1 | 4.0467 | 0% | 0% | 1 | 0% | 0% | 0% | 1 | 0 | 2 | 68.4% | 0% | 68.4% | 3 | 0% | 0% | 0% | 1 | 24.24% | 0% | 0% | 1 | 37.83% | 0% | 0% | 1 | 39.07% | 0% | 0% | 1 | 69.36% | 0% | 0% | 2 | 9.339% | 0% | 0% | 1 |  |  |  | 0% | 0% | 1 | 4.6667 | 0% | 0% | 1 | 0% | 0% | 0% | 1 | 0 | 2 | 63.98% | 0% | 63.98% | 3 | 0% | 0% | 0% | 1 | 29.12% | 0% | 0% | 1 | 37.73% | 0% | 0% | 1 | 40.12% | 0% | 0% | 1 | 67.42% | 0% | 0% | 2 | 6.844% | 0% | 0% | 1 |  | 0% | 0% | 1 | 4 | 0% | 0% | 1 | 0% | 0% | 0% | 1 | 0 | 2 | 56.28% | 0% | 56.28% | 3 | 0% | 0% | 0% | 1 | 26.94% | 0% | 0% | 1 | 29.3% | 0% | 0% | 1 | 35.39% | 0% | 0% | 1 | 70.76% | 0% | 0% | 3 | 5.722% | 0% | 0% | 1
207 | Control | GREATER KRAMER | 0 | 0 | 10 | 0% | 0% | 1 | 4.349 | 0% | 0% | 1 | 0% | 0% | 0% | 1 | 0 | 2 | 93.51% | 0% | 93.51% | 5 | 0% | 0% | 0% | 1 | 10.42% | 0% | 0% | 1 | 50.38% | 0% | 0% | 2 | 53.32% | 0% | 0% | 2 | 59.99% | 0% | 0% | 2 | 8.012% | 0% | 0% | 1 |  | 0% | 0% | 1 | 4.2649 | 0% | 0% | 1 | 0% | 0% | 0% | 1 | 0 | 2 | 75.91% | 0% | 75.91% | 5 | 0% | 0% | 0% | 1 | 29.85% | 0% | 0% | 1 | 43.22% | 0% | 0% | 1 | 45.42% | 0% | 0% | 1 | 65.13% | 0% | 0% | 2 | 10.02% | 0% | 0% | 1 |  |  |  | 0% | 0% | 1 | 4.441 | 0% | 0% | 1 | 0% | 0% | 0% | 1 | 0 | 2 | 71.52% | 0% | 71.52% | 3 | 0% | 0% | 0% | 1 | 27.6% | 0% | 0% | 1 | 37.79% | 0% | 0% | 1 | 39.63% | 0% | 0% | 1 | 66.71% | 0% | 0% | 2 | 7.469% | 0% | 0% | 1 |  | 0% | 0% | 1 | 4.0377 | 0% | 0% | 1 | 0% | 0% | 0% | 1 | 0 | 2 | 61.08% | 0% | 61.08% | 3 | 0% | 0% | 0% | 1 | 26.02% | 0% | 0% | 1 | 27.8% | 0% | 0% | 1 | 33.57% | 0% | 0% | 1 | 69.46% | 0% | 0% | 2 | 5.912% | 0% | 0% | 1
208 | Big Creek | SPGE | 0 | 0 | 10 | 0% | 0% | 1 | 3.6632 | 0% | 0% | 1 | 0% | 0% | 0% | 1 | 0 | 2 | 7.311% | 65.93% | 73.24% | 5 | 38.59% | 0% | 0% | 1 | 92.73% | 0% | 0% | 4 | 19.79% | 0% | 0% | 1 | 92.83% | 0% | 0% | 4 | 74.91% | 0% | 0% | 3 | 5.697% | 0% | 0% | 1 |  | 0% | 0% | 1 | 6.9953 | 0% | 0% | 1 | 0% | 0% | 0% | 1 | 0 | 2 | 37.67% | 41.27% | 78.94% | 5 | 38.12% | 0% | 0% | 1 | 68.63% | 0% | 0% | 2 | 27.39% | 0% | 0% | 1 | 80.41% | 0% | 0% | 3 | 72.79% | 0% | 0% | 3 | 5.147% | 0% | 0% | 1 |  |  |  | 0% | 0% | 1 | 8.5429 | 0% | 0% | 1 | 0% | 0% | 0% | 1 | 0 | 2 | 53.67% | 31.13% | 84.81% | 5 | 22.33% | 0% | 0% | 1 | 58.56% | 0% | 0% | 2 | 43.63% | 0% | 0% | 1 | 72.37% | 0% | 0% | 3 | 70.02% | 0% | 0% | 3 | 4.239% | 0% | 0% | 1 |  | 0% | 0% | 1 | 11.3997 | 0% | 0% | 1 | 0% | 0% | 0% | 1 | 0 | 2 | 61.13% | 23.08% | 84.21% | 5 | 17.27% | 0% | 0% | 1 | 47.68% | 0% | 0% | 1 | 39.55% | 0% | 0% | 1 | 63.24% | 0% | 0% | 2 | 70.09% | 0% | 0% | 3 | 4.214% | 0% | 0% | 1
209 | Moss Landing |  | 0 | 0 | 10 | 0% | 0% | 1 | 13.48 | 0% | 0% | 2 | 55.96% | 0% | 0% | 2 | 1 | 1 | 0.8649% | 0% | 0.8649% | 1 | 0.3143% | 0% | 0% | 1 | 59.76% | 0% | 0% | 2 | 61.47% | 0% | 0% | 2 | 61.78% | 0% | 0% | 2 | 0% | 0% | 0% | 1 | 9.1% | 0% | 0% | 1 |  | 0% | 0% | 1 | 20 | 0% | 0% | 3 | 48.92% | 0% | 0% | 1 | 1 | 1 | 3.506% | 0% | 3.506% | 1 | 7.363% | 0% | 0% | 1 | 28.25% | 0% | 0% | 1 | 34.56% | 0% | 0% | 1 | 38.93% | 0% | 0% | 1 | 2.423% | 0% | 0% | 1 | 6.664% | 0% | 0% | 1 |  |  |  | 0% | 0% | 1 | 19.1678 | 0% | 0% | 2 | 32.71% | 0% | 0% | 1 | 1 | 1 | 20.74% | 9.699% | 30.44% | 2 | 30.61% | 0% | 0% | 1 | 21.46% | 0% | 0% | 1 | 33.05% | 0% | 0% | 1 | 56.59% | 0% | 0% | 2 | 17.16% | 0% | 0% | 1 | 6.183% | 0% | 0% | 1 |  | 0% | 0% | 1 | 20 | 0% | 0% | 3 | 28.16% | 0% | 0% | 1 | 1 | 1 | 25.43% | 12.97% | 38.4% | 3 | 28.87% | 0% | 0% | 1 | 16% | 0% | 0% | 1 | 27.04% | 0% | 0% | 1 | 49.98% | 0% | 0% | 1 | 21.1% | 0% | 0% | 1 | 5.239% | 0% | 0% | 1
210 | Cal Ave | SPGE | 0 | 0 | 0 | 0% | 0% | 1 | 29.12 | 0% | 0% | 3 | 80.11% | 0% | 0% | 3 | 0 | 2 | 0% | 0% | 0% | 1 | 0% | 0% | 0% | 1 | 0% | 0% | 0% | 1 | 0% | 0% | 0% | 1 | 0% | 0% | 0% | 1 | 0% | 0% | 0% | 1 | 0.01872% | 0% | 0% | 1 |  | 0% | 0% | 1 | 24.8517 | 0% | 0% | 3 | 68.3% | 0% | 0% | 2 | 0 | 2 | 0% | 0% | 0% | 1 | 0% | 0% | 0% | 1 | 0% | 0% | 0% | 1 | 0% | 0% | 0% | 1 | 0% | 0% | 0% | 1 | 0% | 0% | 0% | 1 | 0.2715% | 0% | 0% | 1 |  |  |  | 0% | 0% | 1 | 21.8 | 0% | 0% | 3 | 61.85% | 0% | 0% | 2 | 0 | 2 | 0% | 0% | 0% | 1 | 10.98% | 0% | 0% | 1 | 10.81% | 0% | 0% | 1 | 10.76% | 0% | 0% | 1 | 15.13% | 0% | 0% | 1 | 1.458% | 0% | 0% | 1 | 5.02% | 0% | 0% | 1 |  | 0% | 0% | 1 | 18.7778 | 0% | 0% | 2 | 50.84% | 0% | 0% | 2 | 0 | 2 | 0.3668% | 0% | 0.3668% | 1 | 17.89% | 0% | 0% | 1 | 16.76% | 0% | 0% | 1 | 17.04% | 0% | 0% | 1 | 28.39% | 0% | 0% | 1 | 9.733% | 0% | 0% | 1 | 7.313% | 0% | 0% | 1
211 | Poso Mountain | SPGE | 0 | 0 | 10 | 0% | 0% | 1 | 6.3552 | 0% | 0% | 1 | 0% | 0% | 0% | 1 | 1 | 1 | 57.82% | 0% | 57.82% | 3 | 63.16% | 0% | 0% | 2 | 0.6501% | 0% | 0% | 1 | 7.261% | 0% | 0% | 1 | 63.16% | 0% | 0% | 2 | 36.13% | 0% | 0% | 1 | 1.867% | 0% | 0% | 1 |  | 0% | 0% | 1 | 6.7866 | 0% | 0% | 1 | 5.631% | 0% | 0% | 1 | 1 | 1 | 48.29% | 0% | 48.29% | 2 | 73.95% | 0% | 0% | 3 | 22.37% | 0% | 0% | 1 | 34.56% | 0% | 0% | 1 | 75.91% | 0% | 0% | 3 | 40.24% | 0% | 0% | 1 | 1.586% | 0% | 0% | 1 | 6 | 10 |  | 0% | 0% | 1 | 7.6343 | 0% | 0% | 1 | 21.09% | 0% | 0% | 1 | 1 | 1 | 46.37% | 0% | 46.37% | 2 | 63.23% | 0% | 0% | 2 | 18.01% | 0% | 0% | 1 | 26.12% | 0% | 0% | 1 | 65.06% | 0% | 0% | 2 | 40.3% | 0% | 0% | 1 | 1.49% | 0% | 0% | 1 |  | 0% | 0% | 1 | 8.0485 | 0% | 0% | 1 | 29.27% | 0% | 0% | 1 | 1 | 1 | 41.36% | 0% | 41.36% | 2 | 51.1% | 0% | 0% | 2 | 12.55% | 0% | 0% | 1 | 21.65% | 0% | 0% | 1 | 54.88% | 0% | 0% | 2 | 36.69% | 0% | 0% | 1 | 1.497% | 0% | 0% | 1
212 | Walnut | GREATER LA METRO | 0 | 0 | 10 | 0% | 0% | 1 | 0 | 0% | 0% | 1 | 0% | 0% | 0% | 1 | 0 | 2 | 0% | 0% | 0% | 1 | 0% | 0% | 0% | 1 | 0% | 0% | 0% | 1 | 0% | 0% | 0% | 1 | 0% | 0% | 0% | 1 | 0% | 0% | 0% | 1 | 0% | 0% | 0% | 1 |  | 0% | 0% | 1 | 16.1597 | 0% | 0% | 2 | 0% | 0% | 0% | 1 | 0 | 2 | 16.01% | 83.99% | 100% | 5 | 53.57% | 0% | 0% | 2 | 0% | 0% | 0% | 1 | 0% | 0% | 0% | 1 | 53.57% | 0% | 0% | 2 | 38.74% | 0% | 0% | 1 | 18.14% | 0% | 0% | 1 |  |  |  | 0% | 0% | 1 | 14.425 | 0% | 0% | 2 | 0% | 0% | 0% | 1 | 0 | 2 | 8.147% | 91.85% | 100% | 5 | 50.08% | 0% | 0% | 2 | 13.11% | 0% | 0% | 1 | 12.77% | 0% | 0% | 1 | 61.61% | 0% | 0% | 2 | 34.62% | 0% | 0% | 1 | 17.09% | 0% | 0% | 1 |  | 0% | 0% | 1 | 12.8667 | 0% | 0% | 2 | 6.706% | 0% | 0% | 1 | 0 | 2 | 18.57% | 60.1% | 78.68% | 5 | 29.97% | 0% | 0% | 1 | 11.6% | 0% | 0% | 1 | 26.53% | 0% | 0% | 1 | 57.19% | 0% | 0% | 2 | 23.96% | 0% | 0% | 1 | 20.22% | 0% | 0% | 1
213 | Chevmain | GREATER LA METRO | 0 | 0 | 10 | 0% | 0% | 1 | 6.5469 | 0% | 0% | 1 | 0% | 0% | 0% | 1 | 0 | 2 | 0% | 0% | 0% | 1 | 1.809% | 0% | 0% | 1 | 0% | 0% | 0% | 1 | 28.75% | 0% | 0% | 1 | 30.56% | 0% | 0% | 1 | 0% | 0% | 0% | 1 | 0% | 0% | 0% | 1 |  | 0% | 0% | 1 | 6.7876 | 0% | 0% | 1 | 0% | 0% | 0% | 1 | 0 | 2 | 20.72% | 0% | 20.72% | 2 | 2.89% | 0% | 0% | 1 | 30.56% | 0% | 0% | 1 | 55.07% | 0% | 0% | 2 | 57.96% | 0% | 0% | 2 | 0% | 0% | 0% | 1 | 0.1727% | 0% | 0% | 1 |  |  |  | 0% | 0% | 1 | 10.5434 | 0% | 0% | 1 | 0% | 0% | 0% | 1 | 0 | 2 | 17.75% | 1.347% | 19.1% | 2 | 1.431% | 0% | 0% | 1 | 2.895% | 0% | 0% | 1 | 58.93% | 0% | 0% | 2 | 60.36% | 0% | 0% | 2 | 7.288% | 0% | 0% | 1 | 3.317% | 0% | 0% | 1 |  | 0% | 0% | 1 | 20.8333 | 0% | 0% | 3 | 0% | 0% | 0% | 1 | 0 | 2 | 22.79% | 25.64% | 48.43% | 4 | 11.42% | 0% | 0% | 1 | 15.9% | 0% | 0% | 1 | 43.65% | 0% | 0% | 1 | 49.59% | 0% | 0% | 1 | 11.68% | 0% | 0% | 1 | 8.341% | 0% | 0% | 1
214 | Long Beach |  | 0 | 0 | 0 | 0% | 0% | 1 | 10.5935 | 0% | 0% | 1 | 0% | 0% | 0% | 1 | 0 | 2 | 0% | 0% | 0% | 1 | 0% | 0% | 0% | 1 | 0% | 0% | 0% | 1 | 54.87% | 0% | 0% | 2 | 54.87% | 0% | 0% | 2 | 0% | 0% | 0% | 1 | 0.1386% | 0% | 0% | 1 |  | 0% | 0% | 1 | 26.125 | 0% | 0% | 3 | 0% | 0% | 0% | 1 | 0 | 2 | 0.1503% | 0% | 0.1503% | 1 | 0% | 0% | 0% | 1 | 10.41% | 0% | 0% | 1 | 62.33% | 0% | 0% | 2 | 62.33% | 0% | 0% | 2 | 0% | 0% | 0% | 1 | 0.4252% | 0% | 0% | 1 |  |  |  | 0% | 0% | 1 | 52.6 | 0% | 0% | 4 | 0% | 0% | 0% | 1 | 0 | 2 | 1.819% | 0% | 1.819% | 1 | 0.1433% | 0% | 0% | 1 | 9.329% | 0% | 0% | 1 | 68.55% | 0% | 0% | 2 | 68.69% | 0% | 0% | 2 | 0% | 0% | 0% | 1 | 0.4333% | 0% | 0% | 1 |  | 0% | 0% | 1 | 47 | 0% | 0% | 4 | 0% | 0% | 0% | 1 | 0 | 2 | 1.332% | 0% | 1.332% | 1 | 0.105% | 0% | 0% | 1 | 15.17% | 0% | 0% | 1 | 76.04% | 0% | 0% | 3 | 76.15% | 0% | 0% | 3 | 0% | 0% | 0% | 1 | 3.426% | 0% | 0% | 1
215 | Pit 1 | NORTHERN CALIFORNIA | 0 | 0 | 10 | 0% | 0% | 1 | 8.4096 | 0% | 0% | 1 | 0% | 0% | 0% | 1 | 0 | 2 | 86.71% | 0% | 86.71% | 5 | 50.81% | 0% | 0% | 2 | 71.17% | 0% | 0% | 3 | 83.48% | 0% | 0% | 3 | 96.98% | 0% | 0% | 5 | 57.39% | 0% | 0% | 2 | 3.925% | 0% | 0% | 1 |  | 0% | 0% | 1 | 7.7662 | 0% | 0% | 1 | 0% | 0% | 0% | 1 | 0 | 2 | 75.21% | 0% | 75.21% | 5 | 26.97% | 0% | 0% | 1 | 42.38% | 0% | 0% | 1 | 45.19% | 0% | 0% | 1 | 59.36% | 0% | 0% | 2 | 44.31% | 0% | 0% | 1 | 7.88% | 0% | 0% | 1 |  |  |  | 0% | 0% | 1 | 5.6935 | 0% | 0% | 1 | 3.57e-05% | 0% | 0% | 1 | 0 | 2 | 82.94% | 0% | 82.94% | 5 | 29.14% | 0% | 0% | 1 | 21.79% | 0% | 0% | 1 | 20.88% | 0% | 0% | 1 | 44.66% | 0% | 0% | 1 | 54.75% | 0% | 0% | 2 | 6.724% | 0% | 0% | 1 |  | 0% | 0% | 1 | 5 | 0% | 0% | 1 | 0.08093% | 0% | 0% | 1 | 0 | 2 | 87.58% | 0% | 87.58% | 5 | 36.09% | 0% | 0% | 1 | 15.37% | 0% | 0% | 1 | 13.35% | 0% | 0% | 1 | 46.75% | 0% | 0% | 1 | 58.8% | 0% | 0% | 2 | 6.343% | 0% | 0% | 1
216 | Cove Rd | NORTHERN CALIFORNIA | 0 | 0 | 0 | 0% | 0% | 1 | 6.8679 | 0% | 0% | 1 | 0.0566% | 0% | 0% | 1 | 0 | 2 | 100% | 0% | 100% | 5 | 62.22% | 0% | 0% | 2 | 14.22% | 0% | 0% | 1 | 22.59% | 0% | 0% | 1 | 64.51% | 0% | 0% | 2 | 50.94% | 0% | 0% | 2 | 4.456% | 0% | 0% | 1 |  | 0% | 0% | 1 | 5.0631 | 0% | 0% | 1 | 0.09371% | 0% | 0% | 1 | 0 | 2 | 90.19% | 9.309% | 99.5% | 5 | 54.85% | 0% | 0% | 2 | 22.85% | 0% | 0% | 1 | 31.23% | 0% | 0% | 1 | 68.7% | 0% | 0% | 2 | 65.72% | 0% | 0% | 2 | 5.394% | 0% | 0% | 1 |  |  |  | 0% | 0% | 1 | 4.8 | 0% | 0% | 1 | 0.1027% | 0% | 0% | 1 | 0 | 2 | 86.58% | 10.46% | 97.04% | 5 | 51.65% | 0% | 0% | 2 | 21.4% | 0% | 0% | 1 | 24.89% | 0% | 0% | 1 | 64.39% | 0% | 0% | 2 | 64.2% | 0% | 0% | 2 | 6.731% | 0% | 0% | 1 |  | 0% | 0% | 1 | 4.9502 | 0% | 0% | 1 | 0.1339% | 0% | 0% | 1 | 0 | 2 | 91.56% | 6.18% | 97.74% | 5 | 46.91% | 0% | 0% | 1 | 22.67% | 0% | 0% | 1 | 26.43% | 0% | 0% | 1 | 61.05% | 0% | 0% | 2 | 65.67% | 0% | 0% | 2 | 6.338% | 0% | 0% | 1
217 | Drum | NORTHERN CALIFORNIA | 0 | 0 | 10 | 0% | 0% | 1 | 10.3216 | 0% | 0% | 1 | 0% | 0% | 0% | 1 | 0 | 2 | 10.25% | 89.75% | 100% | 5 | 9.049% | 0% | 0% | 1 | 9.307% | 0% | 0% | 1 | 0.4596% | 0% | 0% | 1 | 18.36% | 0% | 0% | 1 | 21.32% | 0% | 0% | 1 | 0.9976% | 0% | 0% | 1 |  | 0% | 0% | 1 | 9.2098 | 0% | 0% | 1 | 0% | 0% | 0% | 1 | 0 | 2 | 40.88% | 58.29% | 99.18% | 5 | 19.22% | 0% | 0% | 1 | 14.39% | 0% | 0% | 1 | 6.718% | 0% | 0% | 1 | 34.23% | 0% | 0% | 1 | 34.7% | 0% | 0% | 1 | 1.852% | 0% | 0% | 1 |  |  |  | 0% | 0% | 1 | 11.37 | 0% | 0% | 1 | 0.01628% | 0% | 0% | 1 | 0 | 2 | 39.25% | 53% | 92.25% | 5 | 27.06% | 0% | 0% | 1 | 15.85% | 0% | 0% | 1 | 17.4% | 0% | 0% | 1 | 47.17% | 0% | 0% | 1 | 36.96% | 0% | 0% | 1 | 2.916% | 0% | 0% | 1 |  | 0% | 0% | 1 | 12.9483 | 0% | 0% | 2 | 0.04966% | 0% | 0% | 1 | 0 | 2 | 37.62% | 46.06% | 83.69% | 5 | 28.01% | 0% | 0% | 1 | 12.79% | 0% | 0% | 1 | 19.04% | 0% | 0% | 1 | 46.41% | 0% | 0% | 1 | 44.96% | 0% | 0% | 1 | 3.223% | 0% | 0% | 1
218 | Vierra | NORTHERN CALIFORNIA | 0 | 0 | 10 | 0% | 0% | 1 | 38.43 | 0% | 0% | 4 | 69.4% | 0% | 0% | 2 | 0 | 2 | 0% | 0% | 0% | 1 | 20.69% | 0% | 0% | 1 | 1.933% | 0% | 0% | 1 | 1.933% | 0% | 0% | 1 | 22.62% | 0% | 0% | 1 | 0% | 0% | 0% | 1 | 6.752% | 0% | 0% | 1 |  | 0% | 0% | 1 | 18.6183 | 0% | 0% | 2 | 69.72% | 0% | 0% | 2 | 0 | 2 | 0% | 0% | 0% | 1 | 19.73% | 0% | 0% | 1 | 12.39% | 0% | 0% | 1 | 12.39% | 0% | 0% | 1 | 25.03% | 0% | 0% | 1 | 0% | 0% | 0% | 1 | 5.114% | 0% | 0% | 1 |  |  |  | 0% | 0% | 1 | 16.125 | 0% | 0% | 2 | 69.71% | 0% | 0% | 2 | 0 | 2 | 0% | 0% | 0% | 1 | 28.05% | 0% | 0% | 1 | 13.55% | 0% | 0% | 1 | 13.53% | 0% | 0% | 1 | 34.55% | 0% | 0% | 1 | 1.104% | 0% | 0% | 1 | 3.648% | 0% | 0% | 1 |  | 0% | 0% | 1 | 14.9596 | 0% | 0% | 2 | 59.84% | 0% | 0% | 2 | 0 | 2 | 0% | 0% | 0% | 1 | 39.28% | 0% | 0% | 1 | 16.9% | 0% | 0% | 1 | 19.79% | 0% | 0% | 1 | 46.4% | 0% | 0% | 1 | 7.149% | 0% | 0% | 1 | 4.512% | 0% | 0% | 1
219 | Coyote | NORTHERN CALIFORNIA | 0 | 0 | 10 | 0% | 0% | 1 | 12.1664 | 0% | 0% | 2 | 6.223% | 0% | 0% | 1 | 0 | 2 | 58.8% | 0% | 58.8% | 3 | 99.73% | 0% | 0% | 5 | 53.97% | 0% | 0% | 2 | 63.9% | 0% | 0% | 2 | 99.95% | 0% | 0% | 5 | 39.02% | 0% | 0% | 1 | 3.354% | 0% | 0% | 1 |  | 0% | 0% | 1 | 10.0843 | 0% | 0% | 1 | 2.218% | 0% | 0% | 1 | 0 | 2 | 60.94% | 14.61% | 75.55% | 5 | 81.32% | 0% | 0% | 3 | 27.41% | 0% | 0% | 1 | 40.24% | 0% | 0% | 1 | 84.54% | 0% | 0% | 3 | 59.88% | 0% | 0% | 2 | 4.714% | 0% | 0% | 1 |  |  |  | 0% | 0% | 1 | 11.5214 | 0% | 0% | 1 | 1.513% | 0% | 0% | 1 | 0 | 2 | 65.5% | 23.42% | 88.91% | 5 | 70.18% | 0% | 0% | 3 | 24.24% | 0% | 0% | 1 | 40.66% | 0% | 0% | 1 | 77.2% | 0% | 0% | 3 | 65.64% | 0% | 0% | 2 | 3.705% | 0% | 0% | 1 |  | 0% | 0% | 1 | 14.7162 | 0% | 0% | 2 | 2.926% | 0% | 0% | 1 | 0 | 2 | 60.82% | 27.94% | 88.76% | 5 | 66.49% | 0% | 0% | 2 | 25.5% | 0% | 0% | 1 | 45.38% | 0% | 0% | 1 | 81.67% | 0% | 0% | 3 | 61.84% | 0% | 0% | 2 | 3.217% | 0% | 0% | 1
220 | Metcalf | NORTHERN CALIFORNIA | 0 | 0 | 10 | 0% | 0% | 1 | 10.6248 | 0% | 0% | 1 | 6.138% | 0% | 0% | 1 | 0 | 2 | 57.58% | 0% | 57.58% | 3 | 99.48% | 0% | 0% | 5 | 55.6% | 0% | 0% | 2 | 65.56% | 0% | 0% | 2 | 99.7% | 0% | 0% | 5 | 38.37% | 0% | 0% | 1 | 3.245% | 0% | 0% | 1 |  | 0% | 0% | 1 | 9.7703 | 0% | 0% | 1 | 2.169% | 0% | 0% | 1 | 0 | 2 | 62.61% | 13.42% | 76.04% | 5 | 81.26% | 0% | 0% | 3 | 27.36% | 0% | 0% | 1 | 39.4% | 0% | 0% | 1 | 84.54% | 0% | 0% | 3 | 60.34% | 0% | 0% | 2 | 4.605% | 0% | 0% | 1 |  |  |  | 0% | 0% | 1 | 10.8889 | 0% | 0% | 1 | 1.468% | 0% | 0% | 1 | 0 | 2 | 67.61% | 21.55% | 89.16% | 5 | 71.31% | 0% | 0% | 3 | 24.92% | 0% | 0% | 1 | 39.9% | 0% | 0% | 1 | 77.47% | 0% | 0% | 3 | 67.15% | 0% | 0% | 2 | 3.722% | 0% | 0% | 1 |  | 0% | 0% | 1 | 14 | 0% | 0% | 2 | 2.86% | 0% | 0% | 1 | 0 | 2 | 61.58% | 27.31% | 88.89% | 5 | 66.53% | 0% | 0% | 2 | 25.81% | 0% | 0% | 1 | 45.13% | 0% | 0% | 1 | 81.5% | 0% | 0% | 3 | 62.29% | 0% | 0% | 2 | 3.227% | 0% | 0% | 1
221 | Diablo | SPGE | 0 | 0 | 10 | 0% | 0% | 1 | 4.1336 | 0% | 0% | 1 | 0% | 0% | 0% | 1 | 0 | 2 | 13.08% | 86.51% | 99.59% | 5 | 0.02522% | 0% | 0% | 1 | 5.786% | 0% | 0% | 1 | 56.33% | 0% | 0% | 2 | 56.33% | 0% | 0% | 2 | 63.63% | 0% | 0% | 2 | 6.915% | 0% | 0% | 1 |  | 0% | 0% | 1 | 7.9966 | 0% | 0% | 1 | 3.606% | 0% | 0% | 1 | 0 | 2 | 31.57% | 59.49% | 91.06% | 5 | 5.28% | 0% | 0% | 1 | 16.34% | 0% | 0% | 1 | 72.18% | 0% | 0% | 3 | 72.18% | 0% | 0% | 3 | 47.44% | 0% | 0% | 1 | 10.1% | 0% | 0% | 1 |  |  |  | 0% | 0% | 1 | 12.0865 | 0% | 0% | 2 | 5.395% | 0% | 0% | 1 | 0 | 2 | 42.22% | 32.75% | 74.97% | 5 | 18.14% | 0% | 0% | 1 | 14.89% | 0% | 0% | 1 | 66.72% | 0% | 0% | 2 | 70.56% | 0% | 0% | 3 | 46.62% | 0% | 0% | 1 | 9.258% | 0% | 0% | 1 |  | 0% | 0% | 1 | 9.496 | 0% | 0% | 1 | 5.973% | 0% | 0% | 1 | 0 | 2 | 38.64% | 33.92% | 72.56% | 5 | 37.06% | 0% | 0% | 1 | 23.78% | 0% | 0% | 1 | 49.98% | 0% | 0% | 1 | 66.02% | 0% | 0% | 2 | 46.94% | 0% | 0% | 1 | 9.311% | 0% | 0% | 1
222 | Coolwater | GREATER KRAMER | 350 | 3500 | 10 | 2573% | 25.41% | 5 | 21.95 | 532.6% | 34.45% | 5 | 2.516% | 12467% | 999.7% | 5 | 0 | 2 | 0% | 0% | 0% | 1 | 98.97% | 2547% | 25.41% | 5 | 80.01% | 130.9% | 7.729% | 4 | 50.29% | 52.65% | 0% | 3 | 98.97% | 2547% | 25.41% | 5 | 23.7% | 34.3% | 0% | 2 | 3.249% | 2547% | 25.41% | 5 |  | 65.38% | 0% | 3 | 20.3022 | 39.04% | 0% | 3 | 1.282% | 0% | 0% | 1 | 0 | 2 | 0% | 0% | 0% | 1 | 83.4% | 42.91% | 0% | 3 | 33.29% | 10.68% | 0% | 1 | 22.11% | 9.143% | 0% | 1 | 85.37% | 48.67% | 0% | 3 | 39.42% | 11.76% | 0% | 1 | 3.773% | 48.67% | 0% | 2 | 10 | 11 |  | 13.28% | 0% | 1 | 24.0559 | 36.6% | 0% | 3 | 2.396% | 0% | 0% | 1 | 0 | 2 | 0% | 0% | 0% | 1 | 60.76% | 10.41% | 0% | 2 | 30.13% | 5.844% | 0% | 1 | 15.07% | 4.808% | 0% | 1 | 63.49% | 11.18% | 0% | 2 | 27.85% | 5.659% | 0% | 1 | 2.835% | 11.18% | 0% | 1 |  | 9.015% | 0% | 1 | 21.5399 | 20.7% | 0% | 3 | 2.425% | 0% | 0% | 1 | 0 | 2 | 0% | 0% | 0% | 1 | 52.46% | 4.809% | 0% | 2 | 28.13% | 3.181% | 0% | 1 | 18.13% | 2.792% | 0% | 1 | 59.26% | 5.611% | 0% | 2 | 40.22% | 3.824% | 0% | 1 | 2.786% | 5.611% | 0% | 1
223 | San Onofre | GREATER LA METRO | 0 | 0 | 10 | 0% | 0% | 1 | 11.1366 | 0% | 0% | 1 | 0% | 0% | 0% | 1 | 0 | 2 | 31.58% | 0% | 31.58% | 2 | 0% | 0% | 0% | 1 | 78.6% | 0% | 0% | 3 | 82.01% | 0% | 0% | 3 | 82.01% | 0% | 0% | 3 | 0.5933% | 0% | 0% | 1 | 7.224% | 0% | 0% | 1 |  | 0% | 0% | 1 | 5.8257 | 0% | 0% | 1 | 0% | 0% | 0% | 1 | 0 | 2 | 95.67% | 0% | 95.67% | 5 | 7.669% | 0% | 0% | 1 | 75.18% | 0% | 0% | 3 | 75.56% | 0% | 0% | 3 | 75.56% | 0% | 0% | 3 | 63.59% | 0% | 0% | 2 | 5.415% | 0% | 0% | 1 |  |  |  | 0% | 0% | 1 | 29.7262 | 0% | 0% | 3 | 0.3916% | 0% | 0% | 1 | 0 | 2 | 87.93% | 3.857% | 91.79% | 5 | 48.11% | 0% | 0% | 1 | 58.44% | 0% | 0% | 2 | 67.11% | 0% | 0% | 2 | 84.72% | 0% | 0% | 3 | 49.94% | 0% | 0% | 1 | 7.155% | 0% | 0% | 1 |  | 0% | 0% | 1 | 32.6545 | 0% | 0% | 4 | 1.122% | 0% | 0% | 1 | 0 | 2 | 56.43% | 39% | 95.44% | 5 | 55.09% | 0% | 0% | 2 | 47.43% | 0% | 0% | 1 | 49.04% | 0% | 0% | 1 | 85.46% | 0% | 0% | 3 | 28.53% | 0% | 0% | 1 | 6.043% | 0% | 0% | 1
224 | Woodland | NORTHERN CALIFORNIA | 12 | 120 | 5 | 6.219% | 0% | 1 | 9.9746 | 3.156% | 0% | 1 | 67.06% | 2.284% | 0% | 2 | 0 | 2 | 0% | 0% | 0% | 1 | 56.73% | 0.9257% | 0% | 2 | 23.79% | 0.5256% | 0% | 1 | 26.41% | 0.5443% | 0% | 1 | 68.72% | 1.281% | 0% | 2 | 0% | 0.4006% | 0% | 1 | 7.571% | 1.281% | 0% | 1 |  | 1.115% | 0% | 1 | 9.2481 | 0.7177% | 0% | 1 | 63.33% | 0.4292% | 0% | 2 | 0 | 2 | 0% | 0% | 0% | 1 | 48.07% | 0.1664% | 0% | 1 | 19.22% | 0.107% | 0% | 1 | 30.11% | 0.1236% | 0% | 1 | 61.18% | 0.2226% | 0% | 2 | 0% | 0.08641% | 0% | 1 | 6.027% | 0.2226% | 0% | 1 | 7 | 7 |  | 0.874% | 0% | 1 | 8.9879 | 0.4001% | 0% | 1 | 66.19% | 0.4292% | 0% | 2 | 0 | 2 | 0.007448% | 0% | 0.007448% | 1 | 44.53% | 0.06882% | 0% | 1 | 13.18% | 0.04397% | 0% | 1 | 39.09% | 0.06267% | 0% | 1 | 68.09% | 0.1196% | 0% | 2 | 0.223% | 0.03826% | 0% | 1 | 4.599% | 0.1196% | 0% | 1 |  | 0.3862% | 0% | 1 | 8.9212 | 0.2079% | 0% | 1 | 59.43% | 0.4292% | 0% | 2 | 0 | 2 | 3.999% | 0% | 3.999% | 1 | 46.31% | 0.04109% | 0% | 1 | 10.55% | 0.02466% | 0% | 1 | 38.6% | 0.03593% | 0% | 1 | 67.8% | 0.0685% | 0% | 2 | 4.509% | 0.0231% | 0% | 1 | 5.143% | 0.0685% | 0% | 1
225 | Donnells PP | NORTHERN CALIFORNIA | 0 | 0 | 10 | 0% | 0% | 1 | 4.7911 | 0% | 0% | 1 | 0% | 0% | 0% | 1 | 0 | 2 | 66.03% | 21.76% | 87.79% | 5 | 0% | 0% | 0% | 1 | 12.41% | 0% | 0% | 1 | 12.54% | 0% | 0% | 1 | 12.54% | 0% | 0% | 1 | 65.02% | 0% | 0% | 2 | 1.228% | 0% | 0% | 1 |  | 0% | 0% | 1 | 4.0505 | 0% | 0% | 1 | 0% | 0% | 0% | 1 | 0 | 2 | 53.32% | 18.22% | 71.53% | 3 | 2.221% | 0% | 0% | 1 | 5.306% | 0% | 0% | 1 | 16.7% | 0% | 0% | 1 | 19.16% | 0% | 0% | 1 | 68.32% | 0% | 0% | 2 | 2.394% | 0% | 0% | 1 |  |  |  | 0% | 0% | 1 | 6.3999 | 0% | 0% | 1 | 0% | 0% | 0% | 1 | 0 | 2 | 54.41% | 18.91% | 73.32% | 3 | 9.248% | 0% | 0% | 1 | 6.905% | 0% | 0% | 1 | 18.88% | 0% | 0% | 1 | 26.22% | 0% | 0% | 1 | 64.1% | 0% | 0% | 2 | 2.462% | 0% | 0% | 1 |  | 0% | 0% | 1 | 10.6909 | 0% | 0% | 1 | 0% | 0% | 0% | 1 | 0 | 2 | 55.63% | 23.42% | 79.05% | 5 | 12.22% | 0% | 0% | 1 | 9.725% | 0% | 0% | 1 | 19.48% | 0% | 0% | 1 | 29.78% | 0% | 0% | 1 | 56.56% | 0% | 0% | 2 | 2.443% | 0% | 0% | 1
226 | Mandalay | GREATER LA METRO | 0 | 0 | 10 | 0% | 0% | 1 | 4.5826 | 0% | 0% | 1 | 35.15% | 0% | 0% | 1 | 0 | 2 | 1.824% | 0% | 1.824% | 1 | 0% | 0% | 0% | 1 | 0% | 0% | 0% | 1 | 92.01% | 0% | 0% | 4 | 92.01% | 0% | 0% | 4 | 0% | 0% | 0% | 1 | 2.405% | 0% | 0% | 1 |  | 0% | 0% | 1 | 4.5826 | 0% | 0% | 1 | 11.47% | 0% | 0% | 1 | 0 | 2 | 0.6536% | 47.44% | 48.09% | 5 | 1.177% | 0% | 0% | 1 | 7.509% | 0% | 0% | 1 | 15.7% | 0% | 0% | 1 | 15.7% | 0% | 0% | 1 | 13.66% | 0% | 0% | 1 | 7.471% | 0% | 0% | 1 |  |  |  | 0% | 0% | 1 | 5.7093 | 0% | 0% | 1 | 15.23% | 0% | 0% | 1 | 0 | 2 | 4.376% | 58.14% | 62.52% | 5 | 18.78% | 0% | 0% | 1 | 8.001% | 0% | 0% | 1 | 14.09% | 0% | 0% | 1 | 29.78% | 0% | 0% | 1 | 27.86% | 0% | 0% | 1 | 6.86% | 0% | 0% | 1 |  | 0% | 0% | 1 | 7.91 | 0% | 0% | 1 | 16.55% | 0% | 0% | 1 | 0 | 2 | 4.771% | 66.84% | 71.62% | 5 | 28.25% | 0% | 0% | 1 | 5.577% | 0% | 0% | 1 | 12.84% | 0% | 0% | 1 | 38.03% | 0% | 0% | 1 | 24.62% | 0% | 0% | 1 | 7.027% | 0% | 0% | 1
227 | North Gila | ARIZONA MINOR | 0 | 0 | 0 | 0% | 0% | 1 | 7.0327 | 0% | 0% | 1 | 62.76% | 0% | 0% | 2 | 0 | 2 | 0% | 0% | 0% | 1 | 0% | 0% | 0% | 1 | 97.78% | 0% | 0% | 5 | 97.78% | 0% | 0% | 5 | 97.78% | 0% | 0% | 5 | 0% | 0% | 0% | 1 | 7.055% | 0% | 0% | 1 |  | 0% | 0% | 1 | 4.2994 | 0% | 0% | 1 | 36.15% | 0% | 0% | 1 | 0 | 2 | 0% | 0% | 0% | 1 | 1.042% | 0% | 0% | 1 | 79.13% | 0% | 0% | 3 | 71.75% | 0% | 0% | 3 | 79.21% | 0% | 0% | 3 | 38.07% | 0% | 0% | 1 | 5.349% | 0% | 0% | 1 |  |  |  | 0% | 0% | 1 | 3.6757 | 0% | 0% | 1 | 19.97% | 0% | 0% | 1 | 0 | 2 | 0% | 0% | 0% | 1 | 0.5942% | 0% | 0% | 1 | 59.99% | 0% | 0% | 2 | 56.14% | 0% | 0% | 2 | 60.08% | 0% | 0% | 2 | 54.41% | 0% | 0% | 2 | 5.058% | 0% | 0% | 1 |  | 0% | 0% | 1 | 3.6682 | 0% | 0% | 1 | 15.5% | 0% | 0% | 1 | 0 | 2 | 0% | 0% | 0% | 1 | 0.4945% | 0% | 0% | 1 | 52.25% | 0% | 0% | 2 | 45.44% | 0% | 0% | 1 | 52.33% | 0% | 0% | 2 | 51.84% | 0% | 0% | 2 | 4.352% | 0% | 0% | 1
228 | Eight Mile | NORTHERN CALIFORNIA | 0 | 0 | 10 | 0% | 0% | 1 | 11.9249 | 0% | 0% | 1 | 67.65% | 0% | 0% | 2 | 1 | 1 | 0% | 0% | 0% | 1 | 0% | 0% | 0% | 1 | 38.19% | 0% | 0% | 1 | 47.14% | 0% | 0% | 1 | 47.14% | 0% | 0% | 1 | 0% | 0% | 0% | 1 | 4.752% | 0% | 0% | 1 |  | 0% | 0% | 1 | 12 | 0% | 0% | 2 | 73.65% | 0% | 0% | 2 | 1 | 1 | 0% | 0% | 0% | 1 | 12.94% | 0% | 0% | 1 | 23.55% | 0% | 0% | 1 | 26.2% | 0% | 0% | 1 | 31.72% | 0% | 0% | 1 | 0% | 0% | 0% | 1 | 6.301% | 0% | 0% | 1 |  |  |  | 0% | 0% | 1 | 13.2581 | 0% | 0% | 2 | 67.05% | 0% | 0% | 2 | 1 | 1 | 0% | 0% | 0% | 1 | 10.46% | 0% | 0% | 1 | 14.41% | 0% | 0% | 1 | 19.25% | 0% | 0% | 1 | 26.43% | 0% | 0% | 1 | 0% | 0% | 0% | 1 | 7.285% | 0% | 0% | 1 |  | 0% | 0% | 1 | 13.2391 | 0% | 0% | 2 | 57.75% | 0% | 0% | 2 | 1 | 1 | 0% | 0% | 0% | 1 | 12.17% | 0% | 0% | 1 | 13.77% | 0% | 0% | 1 | 22.25% | 0% | 0% | 1 | 31.11% | 0% | 0% | 1 | 0.8447% | 0% | 0% | 1 | 8.895% | 0% | 0% | 1
229 | Kern Power | SPGE | 0 | 0 | 0 | 0% | 0% | 1 | 76.4 | 0% | 0% | 4 | 69.33% | 0% | 0% | 2 | 1 | 1 | 0% | 0% | 0% | 1 | 64.31% | 0% | 0% | 2 | 21.32% | 0% | 0% | 1 | 25.74% | 0% | 0% | 1 | 64.31% | 0% | 0% | 2 | 0% | 0% | 0% | 1 | 2.784% | 0% | 0% | 1 |  | 0% | 0% | 1 | 16.1 | 0% | 0% | 2 | 48.94% | 0% | 0% | 1 | 1 | 1 | 0% | 0% | 0% | 1 | 33.47% | 0% | 0% | 1 | 17.38% | 0% | 0% | 1 | 36.16% | 0% | 0% | 1 | 50.06% | 0% | 0% | 2 | 0.5014% | 0% | 0% | 1 | 9.758% | 0% | 0% | 1 |  |  |  | 0% | 0% | 1 | 11.9382 | 0% | 0% | 1 | 46.55% | 0% | 0% | 1 | 1 | 1 | 3.69% | 0% | 3.69% | 1 | 31.52% | 0% | 0% | 1 | 17.48% | 0% | 0% | 1 | 31.63% | 0% | 0% | 1 | 49.11% | 0% | 0% | 1 | 3.48% | 0% | 0% | 1 | 6.776% | 0% | 0% | 1 |  | 0% | 0% | 1 | 9.3261 | 0% | 0% | 1 | 46.2% | 0% | 0% | 1 | 1 | 1 | 10.55% | 0% | 10.55% | 1 | 30.79% | 0% | 0% | 1 | 21.89% | 0% | 0% | 1 | 38.5% | 0% | 0% | 1 | 53.74% | 0% | 0% | 2 | 8.811% | 0% | 0% | 1 | 4.471% | 0% | 0% | 1
230 | Renfro | SPGE | 0 | 0 | 10 | 0% | 0% | 1 | 25.0983 | 0% | 0% | 3 | 66.2% | 0% | 0% | 2 | 1 | 1 | 0% | 0% | 0% | 1 | 43.26% | 0% | 0% | 1 | 20.66% | 0% | 0% | 1 | 56.73% | 0% | 0% | 2 | 62.62% | 0% | 0% | 2 | 0% | 0% | 0% | 1 | 14.47% | 0% | 0% | 1 |  | 0% | 0% | 1 | 15.8233 | 0% | 0% | 2 | 52.79% | 0% | 0% | 2 | 1 | 1 | 0% | 0% | 0% | 1 | 27.94% | 0% | 0% | 1 | 25.38% | 0% | 0% | 1 | 43.68% | 0% | 0% | 1 | 49.89% | 0% | 0% | 1 | 0.4337% | 0% | 0% | 1 | 12.98% | 0% | 0% | 1 |  |  |  | 0% | 0% | 1 | 11.4756 | 0% | 0% | 1 | 51.32% | 0% | 0% | 2 | 1 | 1 | 0.2267% | 0% | 0.2267% | 1 | 26.65% | 0% | 0% | 1 | 21.4% | 0% | 0% | 1 | 37.91% | 0% | 0% | 1 | 51.04% | 0% | 0% | 2 | 1.824% | 0% | 0% | 1 | 6.819% | 0% | 0% | 1 |  | 0% | 0% | 1 | 9.5333 | 0% | 0% | 1 | 47.23% | 0% | 0% | 1 | 1 | 1 | 5.638% | 0% | 5.638% | 1 | 27.12% | 0% | 0% | 1 | 21.54% | 0% | 0% | 1 | 39.68% | 0% | 0% | 1 | 54.11% | 0% | 0% | 2 | 4.282% | 0% | 0% | 1 | 4.504% | 0% | 0% | 1
231 | Highwind | GREATER TEHACHAPI | 0 | 0 | 0 | 0% | 0% | 1 | 17.7755 | 0% | 0% | 2 | 2.009% | 0% | 0% | 1 | 0 | 2 | 90.71% | 4.64% | 95.35% | 5 | 64.56% | 0% | 0% | 2 | 22.14% | 0% | 0% | 1 | 86.47% | 0% | 0% | 3 | 95.26% | 0% | 0% | 5 | 25.76% | 0% | 0% | 1 | 2.47% | 0% | 0% | 1 |  | 0% | 0% | 1 | 24 | 0% | 0% | 3 | 0.8817% | 0% | 0% | 1 | 0 | 2 | 53.32% | 15.53% | 68.85% | 3 | 39.2% | 0% | 0% | 1 | 18.16% | 0% | 0% | 1 | 48.33% | 0% | 0% | 1 | 69.04% | 0% | 0% | 2 | 30.61% | 0% | 0% | 1 | 1.499% | 0% | 0% | 1 |  |  |  | 0% | 0% | 1 | 28.0864 | 0% | 0% | 3 | 1.927% | 0% | 0% | 1 | 0 | 2 | 46.45% | 17.19% | 63.64% | 3 | 32% | 0% | 0% | 1 | 20.46% | 0% | 0% | 1 | 33.6% | 0% | 0% | 1 | 58.54% | 0% | 0% | 2 | 33.6% | 0% | 0% | 1 | 1.223% | 0% | 0% | 1 |  | 0% | 0% | 1 | 29.3333 | 0% | 0% | 3 | 1.369% | 0% | 0% | 1 | 0 | 2 | 42.61% | 13.75% | 56.36% | 3 | 40.28% | 0% | 0% | 1 | 18.73% | 0% | 0% | 1 | 26.49% | 0% | 0% | 1 | 60.06% | 0% | 0% | 2 | 37.95% | 0% | 0% | 1 | 1.201% | 0% | 0% | 1
232 | Sylmar | GREATER LA METRO | 0 | 0 | 10 | 0% | 0% | 1 | 12.5044 | 0% | 0% | 2 | 0.1554% | 0% | 0% | 1 | 0 | 2 | 0.1842% | 99.82% | 100% | 5 | 31.91% | 0% | 0% | 1 | 0% | 0% | 0% | 1 | 9.983% | 0% | 0% | 1 | 41.89% | 0% | 0% | 1 | 35.64% | 0% | 0% | 1 | 15.57% | 0% | 0% | 1 |  | 0% | 0% | 1 | 16.52 | 0% | 0% | 2 | 0.04605% | 0% | 0% | 1 | 0 | 2 | 0.04494% | 99.96% | 100% | 5 | 33.89% | 0% | 0% | 1 | 5.286% | 0% | 0% | 1 | 13.95% | 0% | 0% | 1 | 47.83% | 0% | 0% | 1 | 49.81% | 0% | 0% | 1 | 11.02% | 0% | 0% | 1 |  |  |  | 0% | 0% | 1 | 20.3333 | 0% | 0% | 3 | 1.34% | 0% | 0% | 1 | 0 | 2 | 2.972% | 97.03% | 100% | 5 | 39.97% | 0% | 0% | 1 | 3.227% | 0% | 0% | 1 | 13.89% | 0% | 0% | 1 | 51.02% | 0% | 0% | 2 | 44.5% | 0% | 0% | 1 | 11.09% | 0% | 0% | 1 |  | 0% | 0% | 1 | 17.6667 | 0% | 0% | 2 | 2.463% | 0% | 0% | 1 | 0 | 2 | 4.155% | 95.76% | 99.92% | 5 | 48.56% | 0% | 0% | 1 | 4.405% | 0% | 0% | 1 | 9.603% | 0% | 0% | 1 | 55.87% | 0% | 0% | 2 | 47.69% | 0% | 0% | 1 | 11.56% | 0% | 0% | 1
233 | Westley | SPGE | 0 | 0 | 10 | 0% | 0% | 1 | 10.9071 | 0% | 0% | 1 | 86.34% | 0% | 0% | 3 | 1 | 1 | 0% | 0% | 0% | 1 | 70.37% | 0% | 0% | 3 | 16.68% | 0% | 0% | 1 | 11.69% | 0% | 0% | 1 | 76.18% | 0% | 0% | 3 | 0.1779% | 0% | 0% | 1 | 4.186% | 0% | 0% | 1 |  | 0% | 0% | 1 | 12.5297 | 0% | 0% | 2 | 62.11% | 0% | 0% | 2 | 1 | 1 | 5.36% | 0% | 5.36% | 1 | 67.85% | 0% | 0% | 2 | 24.14% | 0% | 0% | 1 | 26.84% | 0% | 0% | 1 | 75.15% | 0% | 0% | 3 | 15.49% | 0% | 0% | 1 | 4.057% | 0% | 0% | 1 | 7 | 9 |  | 0% | 0% | 1 | 13.6077 | 0% | 0% | 2 | 55.41% | 0% | 0% | 2 | 1 | 1 | 10.06% | 0% | 10.06% | 1 | 57.63% | 0% | 0% | 2 | 16.93% | 0% | 0% | 1 | 20.96% | 0% | 0% | 1 | 61.83% | 0% | 0% | 2 | 22.71% | 0% | 0% | 1 | 3.449% | 0% | 0% | 1 |  | 0% | 0% | 1 | 14.8696 | 0% | 0% | 2 | 49.08% | 0% | 0% | 1 | 1 | 1 | 12.61% | 0% | 12.61% | 1 | 52.22% | 0% | 0% | 2 | 16.78% | 0% | 0% | 1 | 20.97% | 0% | 0% | 1 | 57.1% | 0% | 0% | 2 | 26.29% | 0% | 0% | 1 | 3.141% | 0% | 0% | 1
234 | GWF Hanford | SPGE | 0 | 0 | 10 | 0% | 0% | 1 | 11.7763 | 0% | 0% | 1 | 29.06% | 0% | 0% | 1 | 0 | 2 | 0% | 0% | 0% | 1 | 0% | 0% | 0% | 1 | 0% | 0% | 0% | 1 | 3.417% | 0% | 0% | 1 | 3.417% | 0% | 0% | 1 | 0% | 0% | 0% | 1 | 1.186% | 0% | 0% | 1 |  | 0% | 0% | 1 | 11.2113 | 0% | 0% | 1 | 36.04% | 0% | 0% | 1 | 0 | 2 | 0% | 0% | 0% | 1 | 0.5485% | 0% | 0% | 1 | 1.609% | 0% | 0% | 1 | 10.3% | 0% | 0% | 1 | 10.35% | 0% | 0% | 1 | 0% | 0% | 0% | 1 | 3.914% | 0% | 0% | 1 |  |  |  | 0% | 0% | 1 | 11.3967 | 0% | 0% | 1 | 40.3% | 0% | 0% | 1 | 0 | 2 | 0% | 0% | 0% | 1 | 6.78% | 0% | 0% | 1 | 3.453% | 0% | 0% | 1 | 9.103% | 0% | 0% | 1 | 15.22% | 0% | 0% | 1 | 0% | 0% | 0% | 1 | 3.199% | 0% | 0% | 1 |  | 0% | 0% | 1 | 10.75 | 0% | 0% | 1 | 42.13% | 0% | 0% | 1 | 0 | 2 | 0% | 0% | 0% | 1 | 8.956% | 0% | 0% | 1 | 4.86% | 0% | 0% | 1 | 8.82% | 0% | 0% | 1 | 16.78% | 0% | 0% | 1 | 0% | 0% | 0% | 1 | 3.049% | 0% | 0% | 1
235 | Tevis | SPGE | 0 | 0 | 10 | 0% | 0% | 1 | 24 | 0% | 0% | 3 | 43.7% | 0% | 0% | 1 | 1 | 1 | 0% | 0% | 0% | 1 | 42.91% | 0% | 0% | 1 | 38.25% | 0% | 0% | 1 | 71.03% | 0% | 0% | 3 | 71.03% | 0% | 0% | 3 | 1.705% | 0% | 0% | 1 | 21.12% | 0% | 0% | 1 |  | 0% | 0% | 1 | 16.2925 | 0% | 0% | 2 | 48.93% | 0% | 0% | 1 | 1 | 1 | 0% | 0% | 0% | 1 | 27.12% | 0% | 0% | 1 | 33.42% | 0% | 0% | 1 | 56.35% | 0% | 0% | 2 | 58.53% | 0% | 0% | 2 | 0.4541% | 0% | 0% | 1 | 12.21% | 0% | 0% | 1 |  |  |  | 0% | 0% | 1 | 10.5926 | 0% | 0% | 1 | 46.66% | 0% | 0% | 1 | 1 | 1 | 0% | 0% | 0% | 1 | 19.8% | 0% | 0% | 1 | 30.44% | 0% | 0% | 1 | 45.85% | 0% | 0% | 1 | 52.24% | 0% | 0% | 2 | 0.4039% | 0% | 0% | 1 | 6.954% | 0% | 0% | 1 |  | 0% | 0% | 1 | 9.4583 | 0% | 0% | 1 | 51.71% | 0% | 0% | 2 | 1 | 1 | 3.509% | 0% | 3.509% | 1 | 22.24% | 0% | 0% | 1 | 21.39% | 0% | 0% | 1 | 39.19% | 0% | 0% | 1 | 49.99% | 0% | 0% | 1 | 3.033% | 0% | 0% | 1 | 4.433% | 0% | 0% | 1
236 | Otay Mesa | SAN DIEGO | 0 | 0 | 10 | 0% | 0% | 1 | 14.109 | 0% | 0% | 2 | 0% | 0% | 0% | 1 | 0 | 2 | 91.14% | 0.8114% | 91.95% | 5 | 6.04% | 0% | 0% | 1 | 90.23% | 0% | 0% | 4 | 96.68% | 0% | 0% | 5 | 96.77% | 0% | 0% | 5 | 17.37% | 0% | 0% | 1 | 11.38% | 0% | 0% | 1 |  | 0% | 0% | 1 | 13.6 | 0% | 0% | 2 | 0.08153% | 0% | 0% | 1 | 0 | 2 | 44.47% | 51.68% | 96.15% | 5 | 4.368% | 0% | 0% | 1 | 92.49% | 0% | 0% | 4 | 95.62% | 0% | 0% | 5 | 96.94% | 0% | 0% | 5 | 52.06% | 0% | 0% | 2 | 5.462% | 0% | 0% | 1 |  |  |  | 0% | 0% | 1 | 14.6872 | 0% | 0% | 2 | 0.1423% | 0% | 0% | 1 | 0 | 2 | 17.71% | 79.05% | 96.76% | 5 | 22.86% | 0% | 0% | 1 | 64.12% | 0% | 0% | 2 | 91.09% | 0% | 0% | 4 | 92.17% | 0% | 0% | 4 | 46.7% | 0% | 0% | 1 | 4.552% | 0% | 0% | 1 |  | 0% | 0% | 1 | 19.5619 | 0% | 0% | 2 | 0.1001% | 0% | 0% | 1 | 0 | 2 | 9.331% | 83.22% | 92.55% | 5 | 13.91% | 0% | 0% | 1 | 42.96% | 0% | 0% | 1 | 79.74% | 0% | 0% | 3 | 80.74% | 0% | 0% | 3 | 48.12% | 0% | 0% | 1 | 3.55% | 0% | 0% | 1
237 | Redondo | GREATER LA METRO | 0 | 0 | 10 | 0% | 0% | 1 | 12.5008 | 0% | 0% | 2 | 0% | 0% | 0% | 1 | 0 | 2 | 24.42% | 0% | 24.42% | 2 | 5.933% | 0% | 0% | 1 | 0% | 0% | 0% | 1 | 48.52% | 0% | 0% | 1 | 54.45% | 0% | 0% | 2 | 0% | 0% | 0% | 1 | 0% | 0% | 0% | 1 |  | 0% | 0% | 1 | 8.5241 | 0% | 0% | 1 | 0% | 0% | 0% | 1 | 0 | 2 | 16.69% | 0% | 16.69% | 1 | 1.315% | 0% | 0% | 1 | 12.41% | 0% | 0% | 1 | 74.52% | 0% | 0% | 3 | 75.84% | 0% | 0% | 3 | 0% | 0% | 0% | 1 | 0.07856% | 0% | 0% | 1 |  |  |  | 0% | 0% | 1 | 8.5241 | 0% | 0% | 1 | 0% | 0% | 0% | 1 | 0 | 2 | 2.673% | 0% | 2.673% | 1 | 0.2106% | 0% | 0% | 1 | 2.446% | 0% | 0% | 1 | 54.35% | 0% | 0% | 2 | 54.56% | 0% | 0% | 2 | 0% | 0% | 0% | 1 | 0.1382% | 0% | 0% | 1 |  | 0% | 0% | 1 | 22 | 0% | 0% | 3 | 0% | 0% | 0% | 1 | 0 | 2 | 16.38% | 6.654% | 23.04% | 2 | 4.72% | 0% | 0% | 1 | 6.282% | 0% | 0% | 1 | 46.96% | 0% | 0% | 1 | 51.68% | 0% | 0% | 2 | 7.625% | 0% | 0% | 1 | 4.163% | 0% | 0% | 1
238 | Arkansas | GREATER IMPERIAL | 0 | 0 | 0 | 0% | 0% | 1 | 7.3602 | 0% | 0% | 1 | 41.23% | 0% | 0% | 1 | 0 | 2 | 0% | 0% | 0% | 1 | 3.994% | 0% | 0% | 1 | 13.23% | 0% | 0% | 1 | 31.34% | 0% | 0% | 1 | 31.34% | 0% | 0% | 1 | 0% | 0% | 0% | 1 | 3.15% | 0% | 0% | 1 |  | 0% | 0% | 1 | 7.9508 | 0% | 0% | 1 | 48.29% | 0% | 0% | 1 | 0 | 2 | 0% | 0% | 0% | 1 | 6.292% | 0% | 0% | 1 | 27.81% | 0% | 0% | 1 | 41.15% | 0% | 0% | 1 | 42.32% | 0% | 0% | 1 | 0.7392% | 0% | 0% | 1 | 6.609% | 0% | 0% | 1 |  |  |  | 0% | 0% | 1 | 8.0277 | 0% | 0% | 1 | 51.52% | 0% | 0% | 2 | 0 | 2 | 0% | 0% | 0% | 1 | 5.56% | 0% | 0% | 1 | 28.65% | 0% | 0% | 1 | 35.07% | 0% | 0% | 1 | 39.41% | 0% | 0% | 1 | 2.802% | 0% | 0% | 1 | 6.19% | 0% | 0% | 1 |  | 0% | 0% | 1 | 8 | 0% | 0% | 1 | 49.48% | 0% | 0% | 1 | 0 | 2 | 0% | 0% | 0% | 1 | 6.173% | 0% | 0% | 1 | 22.41% | 0% | 0% | 1 | 26.96% | 0% | 0% | 1 | 32.34% | 0% | 0% | 1 | 5.732% | 0% | 0% | 1 | 6.091% | 0% | 0% | 1
239 | Cal Water | SPGE | 0 | 0 | 10 | 0% | 0% | 1 | 12.5433 | 0% | 0% | 2 | 5.427% | 0% | 0% | 1 | 1 | 1 | 19.25% | 0% | 19.25% | 1 | 89.04% | 0% | 0% | 3 | 41.53% | 0% | 0% | 1 | 53.33% | 0% | 0% | 2 | 89.19% | 0% | 0% | 3 | 19.11% | 0% | 0% | 1 | 2.301% | 0% | 0% | 1 |  | 0% | 0% | 1 | 8.1457 | 0% | 0% | 1 | 16.15% | 0% | 0% | 1 | 1 | 1 | 38.37% | 0% | 38.37% | 2 | 70.27% | 0% | 0% | 3 | 20.8% | 0% | 0% | 1 | 29.97% | 0% | 0% | 1 | 70.68% | 0% | 0% | 3 | 33.82% | 0% | 0% | 1 | 1.882% | 0% | 0% | 1 |  |  |  | 0% | 0% | 1 | 8.6771 | 0% | 0% | 1 | 23.29% | 0% | 0% | 1 | 1 | 1 | 40.36% | 0% | 40.36% | 2 | 58.24% | 0% | 0% | 2 | 18.61% | 0% | 0% | 1 | 30.77% | 0% | 0% | 1 | 62.28% | 0% | 0% | 2 | 35.19% | 0% | 0% | 1 | 1.623% | 0% | 0% | 1 |  | 0% | 0% | 1 | 8.6524 | 0% | 0% | 1 | 32.67% | 0% | 0% | 1 | 1 | 1 | 34.96% | 1.076% | 36.04% | 2 | 52.54% | 0% | 0% | 2 | 19.04% | 0% | 0% | 1 | 31.33% | 0% | 0% | 1 | 60.5% | 0% | 0% | 2 | 31.91% | 0% | 0% | 1 | 2.831% | 0% | 0% | 1
240 | Grimway | SPGE | 0 | 0 | 10 | 0% | 0% | 1 | 10.3863 | 0% | 0% | 1 | 88.9% | 0% | 0% | 3 | 1 | 1 | 0% | 0% | 0% | 1 | 0.3817% | 0% | 0% | 1 | 0% | 0% | 0% | 1 | 15.64% | 0% | 0% | 1 | 16.02% | 0% | 0% | 1 | 0% | 0% | 0% | 1 | 0.09639% | 0% | 0% | 1 |  | 0% | 0% | 1 | 9.6 | 0% | 0% | 1 | 62.76% | 0% | 0% | 2 | 1 | 1 | 5.436% | 0.0403% | 5.476% | 2 | 19.14% | 0% | 0% | 1 | 13.47% | 0% | 0% | 1 | 22.14% | 0% | 0% | 1 | 32.64% | 0% | 0% | 1 | 8.054% | 0% | 0% | 1 | 1.44% | 0% | 0% | 1 | 7 | 6 |  | 0% | 0% | 1 | 10.2 | 0% | 0% | 1 | 51.95% | 0% | 0% | 2 | 1 | 1 | 17.99% | 4.841% | 22.83% | 2 | 34.29% | 0% | 0% | 1 | 21.21% | 0% | 0% | 1 | 30.07% | 0% | 0% | 1 | 47.27% | 0% | 0% | 1 | 17.97% | 0% | 0% | 1 | 1.804% | 0% | 0% | 1 |  | 0% | 0% | 1 | 9.9889 | 0% | 0% | 1 | 42.26% | 0% | 0% | 1 | 1 | 1 | 19.07% | 8.076% | 27.15% | 2 | 42.01% | 0% | 0% | 1 | 21.35% | 0% | 0% | 1 | 33% | 0% | 0% | 1 | 56.25% | 0% | 0% | 2 | 20.69% | 0% | 0% | 1 | 2.341% | 0% | 0% | 1
241 | Viejo | GREATER LA METRO | 0 | 0 | 10 | 0% | 0% | 1 | 37.0714 | 0% | 0% | 4 | 0.4215% | 0% | 0% | 1 | 0 | 2 | 9.88% | 86.05% | 95.93% | 5 | 20.23% | 0% | 0% | 1 | 63.36% | 0% | 0% | 2 | 76.88% | 0% | 0% | 3 | 95.05% | 0% | 0% | 5 | 39.48% | 0% | 0% | 1 | 9.541% | 0% | 0% | 1 |  | 0% | 0% | 1 | 35.1885 | 0% | 0% | 4 | 0.1896% | 0% | 0% | 1 | 0 | 2 | 28.24% | 70.08% | 98.32% | 5 | 50.64% | 0% | 0% | 2 | 42.17% | 0% | 0% | 1 | 58.17% | 0% | 0% | 2 | 89.01% | 0% | 0% | 3 | 59.88% | 0% | 0% | 2 | 11.91% | 0% | 0% | 1 |  |  |  | 0% | 0% | 1 | 23.6591 | 0% | 0% | 3 | 0.1272% | 0% | 0% | 1 | 0 | 2 | 43.52% | 51.19% | 94.71% | 5 | 47.08% | 0% | 0% | 1 | 41.74% | 0% | 0% | 1 | 55.18% | 0% | 0% | 2 | 85.46% | 0% | 0% | 3 | 57.76% | 0% | 0% | 2 | 9.024% | 0% | 0% | 1 |  | 0% | 0% | 1 | 32.5928 | 0% | 0% | 4 | 0.9438% | 0% | 0% | 1 | 0 | 2 | 37.17% | 49.6% | 86.77% | 5 | 33.73% | 0% | 0% | 1 | 42.81% | 0% | 0% | 1 | 58.92% | 0% | 0% | 2 | 83.33% | 0% | 0% | 3 | 40.37% | 0% | 0% | 1 | 10.71% | 0% | 0% | 1
242 | Kelso | NORTHERN CALIFORNIA | 0 | 0 | 10 | 0% | 0% | 1 | 17 | 0% | 0% | 2 | 23.47% | 0% | 0% | 1 | 0 | 2 | 2.267% | 0% | 2.267% | 1 | 67.46% | 0% | 0% | 2 | 56.24% | 0% | 0% | 2 | 61.21% | 0% | 0% | 2 | 85.8% | 0% | 0% | 3 | 1.619% | 0% | 0% | 1 | 9.653% | 0% | 0% | 1 |  | 0% | 0% | 1 | 11.3605 | 0% | 0% | 1 | 36.92% | 0% | 0% | 1 | 0 | 2 | 8.796% | 0.869% | 9.665% | 2 | 53.95% | 0% | 0% | 2 | 45.16% | 0% | 0% | 1 | 49.11% | 0% | 0% | 1 | 68.05% | 0% | 0% | 2 | 7.223% | 0% | 0% | 1 | 6.504% | 0% | 0% | 1 | 7 | 8 |  | 0% | 0% | 1 | 12.5 | 0% | 0% | 2 | 40.26% | 0% | 0% | 1 | 0 | 2 | 16.48% | 1.947% | 18.43% | 2 | 45.57% | 0% | 0% | 1 | 38.95% | 0% | 0% | 1 | 41.68% | 0% | 0% | 1 | 59.27% | 0% | 0% | 2 | 16.2% | 0% | 0% | 1 | 6.485% | 0% | 0% | 1 |  | 0% | 0% | 1 | 12 | 0% | 0% | 2 | 40.05% | 0% | 0% | 1 | 0 | 2 | 17% | 1.713% | 18.71% | 2 | 45.08% | 0% | 0% | 1 | 37.12% | 0% | 0% | 1 | 39.16% | 0% | 0% | 1 | 59.41% | 0% | 0% | 2 | 20.4% | 0% | 0% | 1 | 7.103% | 0% | 0% | 1
243 | BlytheSC 161 kV | RIVERSIDE | 0 | 0 | 10 | 0% | 0% | 1 | 16.2618 | 0% | 0% | 2 | 50.5% | 0% | 0% | 2 | 0 | 2 | 0% | 0% | 0% | 1 | 40.15% | 0% | 0% | 1 | 47.13% | 0% | 0% | 1 | 29.2% | 0% | 0% | 1 | 68.08% | 0% | 0% | 2 | 0% | 0% | 0% | 1 | 1.576% | 0% | 0% | 1 |  | 0% | 0% | 1 | 12.697 | 0% | 0% | 2 | 36.91% | 0% | 0% | 1 | 0 | 2 | 0% | 0% | 0% | 1 | 28.2% | 0% | 0% | 1 | 34.04% | 0% | 0% | 1 | 18.17% | 0% | 0% | 1 | 46.41% | 0% | 0% | 1 | 11.97% | 0% | 0% | 1 | 1.656% | 0% | 0% | 1 |  |  |  | 0% | 0% | 1 | 10.2007 | 0% | 0% | 1 | 27.76% | 0% | 0% | 1 | 0 | 2 | 0% | 0% | 0% | 1 | 35.74% | 0% | 0% | 1 | 37.97% | 0% | 0% | 1 | 25.81% | 0% | 0% | 1 | 52.01% | 0% | 0% | 2 | 27.53% | 0% | 0% | 1 | 1.744% | 0% | 0% | 1 |  | 0% | 0% | 1 | 8.0177 | 0% | 0% | 1 | 21.49% | 0% | 0% | 1 | 0 | 2 | 0% | 0% | 0% | 1 | 36.11% | 0% | 0% | 1 | 39.94% | 0% | 0% | 1 | 29.38% | 0% | 0% | 1 | 52.86% | 0% | 0% | 2 | 36.61% | 0% | 0% | 1 | 2.222% | 0% | 0% | 1
244 | Windhub | GREATER TEHACHAPI | 2217.25 | 22172.5 | 15 | 161.7% | 46.85% | 5 | 30.6667 | 29716% | 173.3% | 5 | 0% | 0% | 0% | 1 | 0 | 2 | 7.911% | 0% | 7.911% | 1 | 33.93% | 105.6% | 10.97% | 5 | 24.29% | 92.18% | 0% | 4 | 33.46% | 104.9% | 9.735% | 4 | 55.84% | 158% | 45.9% | 5 | 4.942% | 73.42% | 0% | 3 | 0.2933% | 158% | 45.9% | 5 |  | 59.87% | 0% | 3 | 32.125 | 716.7% | 44.71% | 5 | 1.638% | 0% | 0% | 1 | 0 | 2 | 33.2% | 0.02759% | 33.23% | 2 | 31.52% | 30.93% | 0% | 2 | 29.49% | 30.04% | 0% | 2 | 37.21% | 33.73% | 0% | 2 | 61.28% | 54.7% | 0% | 3 | 13.53% | 24.5% | 0% | 2 | 0.6376% | 54.7% | 0% | 3 | 13 | 14 |  | 28.09% | 0% | 2 | 33.5 | 106.2% | 1.686% | 5 | 1.269% | 0% | 0% | 1 | 0 | 2 | 32.33% | 4.176% | 36.5% | 2 | 32.17% | 14.75% | 0% | 1 | 24.87% | 13.31% | 0% | 1 | 26.59% | 13.62% | 0% | 1 | 57.32% | 23.44% | 0% | 2 | 24.13% | 13.18% | 0% | 1 | 1.107% | 23.44% | 0% | 2 |  | 16.47% | 0% | 1 | 38 | 33.4% | 0% | 4 | 1.47% | 0% | 0% | 1 | 0 | 2 | 31.05% | 6.956% | 38% | 2 | 33.7% | 8.401% | 0% | 1 | 21.9% | 7.132% | 0% | 1 | 24.93% | 7.42% | 0% | 1 | 56.57% | 12.82% | 0% | 2 | 29.73% | 7.926% | 0% | 1 | 1.281% | 12.82% | 0% | 1
245 | Camanche | NORTHERN CALIFORNIA | 0 | 0 | 10 | 0% | 0% | 1 | 17.6515 | 0% | 0% | 2 | 6.04% | 0% | 0% | 1 | 1 | 1 | 9.664% | 0% | 9.664% | 1 | 82.35% | 0% | 0% | 3 | 61.65% | 0% | 0% | 2 | 85.34% | 0% | 0% | 3 | 86.05% | 0% | 0% | 3 | 39.9% | 0% | 0% | 1 | 25.96% | 0% | 0% | 1 |  | 0% | 0% | 1 | 18.1286 | 0% | 0% | 2 | 14.11% | 0% | 0% | 1 | 1 | 1 | 18.89% | 0% | 18.89% | 1 | 61.34% | 0% | 0% | 2 | 40.13% | 0% | 0% | 1 | 68.46% | 0% | 0% | 2 | 78.82% | 0% | 0% | 3 | 26.77% | 0% | 0% | 1 | 19.71% | 0% | 0% | 1 |  |  |  | 0% | 0% | 1 | 17.2627 | 0% | 0% | 2 | 20.29% | 0% | 0% | 1 | 1 | 1 | 20.38% | 0% | 20.38% | 2 | 55.1% | 0% | 0% | 2 | 29.87% | 0% | 0% | 1 | 54.36% | 0% | 0% | 2 | 72.42% | 0% | 0% | 3 | 28.93% | 0% | 0% | 1 | 18.4% | 0% | 0% | 1 |  | 0% | 0% | 1 | 16 | 0% | 0% | 2 | 21.77% | 0% | 0% | 1 | 1 | 1 | 23.32% | 0% | 23.32% | 2 | 53.24% | 0% | 0% | 2 | 22.95% | 0% | 0% | 1 | 42.73% | 0% | 0% | 1 | 68.49% | 0% | 0% | 2 | 33.18% | 0% | 0% | 1 | 15.55% | 0% | 0% | 1
246 | Whirlwind | GREATER TEHACHAPI | 601 | 6010 | 10 | 22.77% | 0% | 2 | 35.032 | 1876% | 45.64% | 5 | 1.199% | 0% | 0% | 1 | 0 | 2 | 36.98% | 0% | 36.98% | 2 | 16.94% | 17.89% | 0% | 1 | 12.88% | 17.06% | 0% | 1 | 12.88% | 17.06% | 0% | 1 | 30.54% | 21.39% | 0% | 2 | 4.575% | 15.57% | 0% | 1 | 0.5872% | 21.39% | 0% | 2 |  | 10.26% | 0% | 1 | 38.75 | 45.99% | 0% | 4 | 1.929% | 0% | 0% | 1 | 0 | 2 | 41.74% | 0.0003919% | 41.74% | 2 | 23.23% | 5.207% | 0% | 1 | 39.12% | 6.566% | 0% | 1 | 22.27% | 5.143% | 0% | 1 | 55.62% | 9.008% | 0% | 2 | 14.78% | 4.691% | 0% | 1 | 0.4698% | 9.008% | 0% | 1 | 10 | 7 |  | 5.792% | 0% | 1 | 38.4405 | 22.35% | 0% | 4 | 1.872% | 0% | 0% | 1 | 0 | 2 | 40.17% | 5.712% | 45.88% | 2 | 23.43% | 2.823% | 0% | 1 | 36.81% | 3.42% | 0% | 1 | 27.33% | 2.974% | 0% | 1 | 56.33% | 4.949% | 0% | 2 | 18.55% | 2.654% | 0% | 1 | 1.632% | 4.949% | 0% | 1 |  | 4.429% | 0% | 1 | 38.125 | 12.41% | 0% | 4 | 1.825% | 0% | 0% | 1 | 0 | 2 | 37.91% | 13.18% | 51.08% | 3 | 25.01% | 2.023% | 0% | 1 | 35.02% | 2.335% | 0% | 1 | 32.78% | 2.257% | 0% | 1 | 57.98% | 3.61% | 0% | 2 | 20.96% | 1.919% | 0% | 1 | 2.492% | 3.61% | 0% | 1
247 | El Casco | RIVERSIDE | 0 | 0 | 10 | 0% | 0% | 1 | 19.7664 | 0% | 0% | 2 | 0.1134% | 0% | 0% | 1 | 0 | 2 | 13.85% | 84.49% | 98.35% | 5 | 64.31% | 0% | 0% | 2 | 45.49% | 0% | 0% | 1 | 41.76% | 0% | 0% | 1 | 81.46% | 0% | 0% | 3 | 43.3% | 0% | 0% | 1 | 5.197% | 0% | 0% | 1 |  | 0% | 0% | 1 | 19.7506 | 0% | 0% | 2 | 4.266% | 0% | 0% | 1 | 0 | 2 | 15.25% | 75.47% | 90.73% | 5 | 40.35% | 0% | 0% | 1 | 40.08% | 0% | 0% | 1 | 59.92% | 0% | 0% | 2 | 80.93% | 0% | 0% | 3 | 39.57% | 0% | 0% | 1 | 5.974% | 0% | 0% | 1 |  |  |  | 0% | 0% | 1 | 21.5393 | 0% | 0% | 3 | 2.769% | 0% | 0% | 1 | 0 | 2 | 21.69% | 69.25% | 90.93% | 5 | 34.31% | 0% | 0% | 1 | 34.9% | 0% | 0% | 1 | 56.2% | 0% | 0% | 2 | 74.13% | 0% | 0% | 3 | 41.35% | 0% | 0% | 1 | 5.541% | 0% | 0% | 1 |  | 0% | 0% | 1 | 24 | 0% | 0% | 3 | 2.21% | 0% | 0% | 1 | 0 | 2 | 24.07% | 68.08% | 92.14% | 5 | 28.61% | 0% | 0% | 1 | 35.91% | 0% | 0% | 1 | 58.38% | 0% | 0% | 2 | 72.67% | 0% | 0% | 3 | 42.38% | 0% | 0% | 1 | 4.956% | 0% | 0% | 1
248 | Suncrest | SAN DIEGO | 0 | 0 | 10 | 0% | 0% | 1 | 13.8354 | 0% | 0% | 2 | 0.015% | 0% | 0% | 1 | 0 | 2 | 0.9295% | 99.07% | 100% | 5 | 18.8% | 0% | 0% | 1 | 26.47% | 0% | 0% | 1 | 48.34% | 0% | 0% | 1 | 56.59% | 0% | 0% | 2 | 59.8% | 0% | 0% | 2 | 3.486% | 0% | 0% | 1 |  | 0% | 0% | 1 | 13.45 | 0% | 0% | 2 | 0.002576% | 0% | 0% | 1 | 0 | 2 | 0.186% | 99.81% | 100% | 5 | 18.78% | 0% | 0% | 1 | 29.89% | 0% | 0% | 1 | 59.1% | 0% | 0% | 2 | 65.04% | 0% | 0% | 2 | 67.2% | 0% | 0% | 2 | 3.77% | 0% | 0% | 1 |  |  |  | 0% | 0% | 1 | 11.8645 | 0% | 0% | 1 | 0.08336% | 0% | 0% | 1 | 0 | 2 | 0.6132% | 99.39% | 100% | 5 | 20.61% | 0% | 0% | 1 | 36.11% | 0% | 0% | 1 | 60.37% | 0% | 0% | 2 | 72.99% | 0% | 0% | 3 | 64.95% | 0% | 0% | 2 | 4.29% | 0% | 0% | 1 |  | 0% | 0% | 1 | 13.2168 | 0% | 0% | 2 | 0.2598% | 0% | 0% | 1 | 0 | 2 | 2.567% | 96.77% | 99.34% | 5 | 24.8% | 0% | 0% | 1 | 33.08% | 0% | 0% | 1 | 53.62% | 0% | 0% | 2 | 68.15% | 0% | 0% | 2 | 60.26% | 0% | 0% | 2 | 4.298% | 0% | 0% | 1
249 | Colorado River | RIVERSIDE | 1045 | 10450 | 10 | 28622% | 34.02% | 5 | 4.3318 | 61.38% | 0% | 2 | 0.03991% | 17732% | 84952% | 5 | 0 | 2 | 0% | 0% | 0% | 1 | 78.8% | 160.9% | 16.37% | 5 | 87.98% | 283.7% | 25.1% | 5 | 85.6% | 236.8% | 23.02% | 5 | 97.12% | 1186% | 32.15% | 5 | 74.33% | 132.8% | 11.34% | 5 | 0.1409% | 1186% | 32.15% | 5 |  | 67.96% | 0% | 3 | 7.3686 | 32.91% | 0% | 2 | 14.64% | 49.94% | 0% | 2 | 0 | 2 | 0% | 0% | 0% | 1 | 41.39% | 19.46% | 0% | 1 | 47.37% | 21.67% | 0% | 2 | 40.97% | 19.32% | 0% | 1 | 60.08% | 28.57% | 0% | 2 | 47.39% | 21.67% | 0% | 2 | 0.693% | 28.57% | 0% | 2 | 10 | 10 |  | 27.87% | 0% | 2 | 8.5135 | 18.3% | 0% | 1 | 22.72% | 49.94% | 0% | 2 | 0 | 2 | 0% | 0% | 0% | 1 | 38.19% | 8.905% | 0% | 1 | 41.53% | 9.415% | 0% | 1 | 31.75% | 8.066% | 0% | 1 | 58.2% | 13.17% | 0% | 2 | 34.88% | 8.454% | 0% | 1 | 0.9915% | 13.17% | 0% | 1 |  | 20.26% | 0% | 2 | 7.4777 | 11.12% | 0% | 1 | 20.87% | 49.94% | 0% | 2 | 0 | 2 | 0% | 0% | 0% | 1 | 40.33% | 6.953% | 0% | 1 | 40.8% | 7.008% | 0% | 1 | 31.43% | 6.051% | 0% | 1 | 56.15% | 9.461% | 0% | 2 | 35.36% | 6.419% | 0% | 1 | 1.433% | 9.461% | 0% | 1
250 | Red bluff | RIVERSIDE | 888.5 | 8885 | 20 | 124.8% | 19.37% | 5 | 5.1689 | 130.6% | 22.49% | 5 | 0% | 340.9% | 0% | 4 | 0 | 2 | 0% | 0% | 0% | 1 | 21.66% | 69.84% | 0% | 3 | 0.5982% | 55.04% | 0% | 3 | 0% | 54.71% | 0% | 3 | 22.25% | 70.37% | 0% | 3 | 2.029% | 55.85% | 0% | 3 | 4.602% | 70.37% | 0% | 3 |  | 54.31% | 0% | 3 | 4.8763 | 49.44% | 0% | 2 | 0% | 0% | 0% | 1 | 0 | 2 | 0% | 0% | 0% | 1 | 30.98% | 35.42% | 0% | 2 | 0.2908% | 24.52% | 0% | 2 | 0% | 24.45% | 0% | 2 | 31.27% | 35.57% | 0% | 2 | 14.52% | 28.6% | 0% | 2 | 2.446% | 35.57% | 0% | 2 | 9 | 12 |  | 54.31% | 0% | 3 | 4.2104 | 37.92% | 0% | 2 | 0% | 0% | 0% | 1 | 0 | 2 | 0% | 0% | 0% | 1 | 45.03% | 34.49% | 0% | 2 | 13.2% | 21.84% | 0% | 2 | 12.23% | 21.6% | 0% | 2 | 45.34% | 34.68% | 0% | 2 | 17.27% | 22.91% | 0% | 2 | 1.897% | 34.68% | 0% | 2 |  | 51.26% | 0% | 3 | 3.7838 | 26.25% | 0% | 2 | 0% | 0% | 0% | 1 | 0 | 2 | 0% | 0% | 0% | 1 | 39% | 22.65% | 0% | 2 | 26.95% | 18.91% | 0% | 1 | 16.43% | 16.53% | 0% | 1 | 51.08% | 28.25% | 0% | 2 | 30.67% | 19.93% | 0% | 1 | 1.45% | 28.25% | 0% | 2
251 | Ocotillo Express | GREATER IMPERIAL | 0 | 0 | 10 | 0% | 0% | 1 | 7.3655 | 0% | 0% | 1 | 0% | 0% | 0% | 1 | 0 | 2 | 0% | 0% | 0% | 1 | 31.34% | 0% | 0% | 1 | 27.25% | 0% | 0% | 1 | 16.48% | 0% | 0% | 1 | 58.64% | 0% | 0% | 2 | 26.62% | 0% | 0% | 1 | 0% | 0% | 0% | 1 |  | 0% | 0% | 1 | 5.1646 | 0% | 0% | 1 | 0% | 0% | 0% | 1 | 0 | 2 | 1.518% | 0% | 1.518% | 1 | 34.88% | 0% | 0% | 1 | 18.87% | 0% | 0% | 1 | 14.45% | 0% | 0% | 1 | 56.3% | 0% | 0% | 2 | 37.67% | 0% | 0% | 1 | 0.02593% | 0% | 0% | 1 |  |  |  | 0% | 0% | 1 | 6.673 | 0% | 0% | 1 | 0.122% | 0% | 0% | 1 | 0 | 2 | 24.15% | 0.1135% | 24.27% | 2 | 17.38% | 0% | 0% | 1 | 17.9% | 0% | 0% | 1 | 19.04% | 0% | 0% | 1 | 41.35% | 0% | 0% | 1 | 54.3% | 0% | 0% | 2 | 0.7812% | 0% | 0% | 1 |  | 0% | 0% | 1 | 8.1789 | 0% | 0% | 1 | 8.657% | 0% | 0% | 1 | 0 | 2 | 31.92% | 8.178% | 40.09% | 2 | 11.44% | 0% | 0% | 1 | 15.39% | 0% | 0% | 1 | 26.13% | 0% | 0% | 1 | 39.44% | 0% | 0% | 1 | 44.7% | 0% | 0% | 1 | 3.772% | 0% | 0% | 1
252 | Ivanpah | SNV ELDORADO DESERT | 0 | 0 | 10 | 0% | 0% | 1 | 3.0259 | 0% | 0% | 1 | 0% | 0% | 0% | 1 | 0 | 2 | 0% | 0% | 0% | 1 | 97.99% | 0% | 0% | 5 | 94.2% | 0% | 0% | 4 | 0.4326% | 0% | 0% | 1 | 98.2% | 0% | 0% | 5 | 22.31% | 0% | 0% | 1 | 0% | 0% | 0% | 1 |  | 0% | 0% | 1 | 2.597 | 0% | 0% | 1 | 0% | 0% | 0% | 1 | 0 | 2 | 0% | 0% | 0% | 1 | 56.54% | 0% | 0% | 2 | 81.39% | 0% | 0% | 3 | 26.7% | 0% | 0% | 1 | 83.14% | 0% | 0% | 3 | 64.24% | 0% | 0% | 2 | 5.396e-05% | 0% | 0% | 1 |  |  |  | 0% | 0% | 1 | 2.6105 | 0% | 0% | 1 | 0% | 0% | 0% | 1 | 0 | 2 | 0% | 0% | 0% | 1 | 22.86% | 0% | 0% | 1 | 32.08% | 0% | 0% | 1 | 8.711% | 0% | 0% | 1 | 32.65% | 0% | 0% | 1 | 87.67% | 0% | 0% | 3 | 1.76e-05% | 0% | 0% | 1 |  | 0% | 0% | 1 | 2.873 | 0% | 0% | 1 | 0% | 0% | 0% | 1 | 0 | 2 | 0% | 0% | 0% | 1 | 13.39% | 0% | 0% | 1 | 23.81% | 0% | 0% | 1 | 6.815% | 0% | 0% | 1 | 24.14% | 0% | 0% | 1 | 85.21% | 0% | 0% | 3 | 0.3867% | 0% | 0% | 1
253 | Alamitos | GREATER LA METRO | 0 | 0 | 10 | 0% | 0% | 1 | 27 | 0% | 0% | 3 | 0% | 0% | 0% | 1 | 0 | 2 | 0% | 0% | 0% | 1 | 0% | 0% | 0% | 1 | 58.6% | 0% | 0% | 2 | 93.61% | 0% | 0% | 4 | 93.61% | 0% | 0% | 4 | 0% | 0% | 0% | 1 | 1.758% | 0% | 0% | 1 |  | 0% | 0% | 1 | 60.5 | 0% | 0% | 4 | 0% | 0% | 0% | 1 | 0 | 2 | 0% | 0% | 0% | 1 | 0% | 0% | 0% | 1 | 9.238% | 0% | 0% | 1 | 70.97% | 0% | 0% | 3 | 70.97% | 0% | 0% | 3 | 0% | 0% | 0% | 1 | 0.4458% | 0% | 0% | 1 |  |  |  | 0% | 0% | 1 | 47 | 0% | 0% | 4 | 0% | 0% | 0% | 1 | 0 | 2 | 0.04524% | 0% | 0.04524% | 1 | 0% | 0% | 0% | 1 | 14.45% | 0% | 0% | 1 | 77.52% | 0% | 0% | 3 | 77.52% | 0% | 0% | 3 | 0% | 0% | 0% | 1 | 3.549% | 0% | 0% | 1 |  | 0% | 0% | 1 | 47 | 0% | 0% | 4 | 0% | 0% | 0% | 1 | 0 | 2 | 1.144% | 9.269% | 10.41% | 2 | 1.281% | 0% | 0% | 1 | 12.51% | 0% | 0% | 1 | 69.84% | 0% | 0% | 2 | 71.12% | 0% | 0% | 3 | 0% | 0% | 0% | 1 | 4.793% | 0% | 0% | 1
254 | Shilo III | NORTHERN CALIFORNIA | 0 | 0 | 0 | 0% | 0% | 1 | 6.1099 | 0% | 0% | 1 | 0% | 0% | 0% | 1 | 0 | 2 | 0% | 0% | 0% | 1 | 6.745% | 0% | 0% | 1 | 37.7% | 0% | 0% | 1 | 40.06% | 0% | 0% | 1 | 51.7% | 0% | 0% | 2 | 0.06799% | 0% | 0% | 1 | 18.76% | 0% | 0% | 1 |  | 0% | 0% | 1 | 6.4064 | 0% | 0% | 1 | 7.341% | 0% | 0% | 1 | 0 | 2 | 0% | 0% | 0% | 1 | 16.46% | 0% | 0% | 1 | 37.57% | 0% | 0% | 1 | 36.98% | 0% | 0% | 1 | 52.52% | 0% | 0% | 2 | 4.628% | 0% | 0% | 1 | 31.14% | 0% | 0% | 1 |  |  |  | 0% | 0% | 1 | 7.0666 | 0% | 0% | 1 | 26.72% | 0% | 0% | 1 | 0 | 2 | 1.914% | 0% | 1.914% | 1 | 11.94% | 0% | 0% | 1 | 32.11% | 0% | 0% | 1 | 32% | 0% | 0% | 1 | 43.3% | 0% | 0% | 1 | 3.498% | 0% | 0% | 1 | 22.89% | 0% | 0% | 1 |  | 0% | 0% | 1 | 12.25 | 0% | 0% | 2 | 33.08% | 0% | 0% | 1 | 0 | 2 | 8.468% | 0.4225% | 8.89% | 2 | 17.66% | 0% | 0% | 1 | 24.75% | 0% | 0% | 1 | 25.91% | 0% | 0% | 1 | 40.98% | 0% | 0% | 1 | 6.862% | 0% | 0% | 1 | 16.19% | 0% | 0% | 1
255 | ECO | GREATER IMPERIAL | 182 | 1820 | 10 | 112.9% | 8.865% | 4 | 11.6573 | 1014% | 56.52% | 5 | 1.726% | 533.9% | 304.1% | 5 | 0 | 2 | 55.87% | 0% | 55.87% | 3 | 0% | 46.04% | 0% | 2 | 22.74% | 59.59% | 0% | 3 | 31.87% | 67.57% | 0% | 3 | 38.28% | 74.59% | 0% | 3 | 18.77% | 56.68% | 0% | 3 | 4.249% | 74.59% | 0% | 3 |  | 29.11% | 0% | 2 | 8.3848 | 48.41% | 0% | 2 | 0.2923% | 0% | 0% | 1 | 0 | 2 | 62.63% | 0% | 62.63% | 3 | 11.23% | 8.783% | 0% | 1 | 33.53% | 11.73% | 0% | 1 | 35.96% | 12.17% | 0% | 1 | 54.27% | 17.05% | 0% | 2 | 31.76% | 11.43% | 0% | 1 | 1.678% | 17.05% | 0% | 1 | 10 | 7 |  | 9.861% | 0% | 1 | 10.1105 | 12.7% | 0% | 1 | 0.09951% | 0% | 0% | 1 | 0 | 2 | 61.75% | 5.442% | 67.19% | 3 | 21.04% | 3.361% | 0% | 1 | 14.62% | 3.109% | 0% | 1 | 31.58% | 3.879% | 0% | 1 | 54.4% | 5.821% | 0% | 2 | 40.14% | 4.434% | 0% | 1 | 1.13% | 5.821% | 0% | 1 |  | 6.746% | 0% | 1 | 8.928 | 6.48% | 0% | 1 | 0.2706% | 0% | 0% | 1 | 0 | 2 | 43.69% | 27.84% | 71.54% | 4 | 16.44% | 2.127% | 0% | 1 | 13.13% | 2.046% | 0% | 1 | 21.98% | 2.278% | 0% | 1 | 42.95% | 3.115% | 0% | 1 | 48.02% | 3.418% | 0% | 1 | 1.417% | 3.115% | 0% | 1
256 | IID System | GREATER IMPERIAL | 0 | 0 | 0 | 0% | 0% | 1 | 9.5476 | 0% | 0% | 1 | 35.65% | 0% | 0% | 1 | 0 | 2 | 0% | 0% | 0% | 1 | 0% | 0% | 0% | 1 | 75.55% | 0% | 0% | 3 | 84.8% | 0% | 0% | 3 | 84.8% | 0% | 0% | 3 | 0% | 0% | 0% | 1 | 11.78% | 0% | 0% | 1 |  | 0% | 0% | 1 | 7.6625 | 0% | 0% | 1 | 37.85% | 0% | 0% | 1 | 0 | 2 | 0% | 0% | 0% | 1 | 1.379% | 0% | 0% | 1 | 44.01% | 0% | 0% | 1 | 54.31% | 0% | 0% | 2 | 54.63% | 0% | 0% | 2 | 0.1764% | 0% | 0% | 1 | 8.079% | 0% | 0% | 1 |  |  |  | 0% | 0% | 1 | 8.1533 | 0% | 0% | 1 | 43.53% | 0% | 0% | 1 | 0 | 2 | 0% | 0% | 0% | 1 | 4.147% | 0% | 0% | 1 | 36.61% | 0% | 0% | 1 | 44.83% | 0% | 0% | 1 | 48.15% | 0% | 0% | 1 | 2.244% | 0% | 0% | 1 | 7.204% | 0% | 0% | 1 |  | 0% | 0% | 1 | 8.0771 | 0% | 0% | 1 | 41.66% | 0% | 0% | 1 | 0 | 2 | 0% | 0% | 0% | 1 | 3.809% | 0% | 0% | 1 | 25.94% | 0% | 0% | 1 | 32.23% | 0% | 0% | 1 | 35.97% | 0% | 0% | 1 | 6.639% | 0% | 0% | 1 | 6.276% | 0% | 0% | 1
257 | Sonora | GREATER IMPERIAL | 0 | 0 | 0 | 0% | 0% | 1 | 7 | 0% | 0% | 1 | 28.83% | 0% | 0% | 1 | 0 | 2 | 0% | 0% | 0% | 1 | 13.72% | 0% | 0% | 1 | 7.313% | 0% | 0% | 1 | 42.35% | 0% | 0% | 1 | 42.35% | 0% | 0% | 1 | 0.01897% | 0% | 0% | 1 | 7.001% | 0% | 0% | 1 |  | 0% | 0% | 1 | 8 | 0% | 0% | 1 | 40.13% | 0% | 0% | 1 | 0 | 2 | 0% | 0% | 0% | 1 | 7.988% | 0% | 0% | 1 | 31.67% | 0% | 0% | 1 | 49.2% | 0% | 0% | 1 | 49.61% | 0% | 0% | 1 | 1.271% | 0% | 0% | 1 | 7.643% | 0% | 0% | 1 |  |  |  | 0% | 0% | 1 | 7.9259 | 0% | 0% | 1 | 46.75% | 0% | 0% | 1 | 0 | 2 | 0% | 0% | 0% | 1 | 6.274% | 0% | 0% | 1 | 30.98% | 0% | 0% | 1 | 39.05% | 0% | 0% | 1 | 43.31% | 0% | 0% | 1 | 2.88% | 0% | 0% | 1 | 6.705% | 0% | 0% | 1 |  | 0% | 0% | 1 | 7.9503 | 0% | 0% | 1 | 47.94% | 0% | 0% | 1 | 0 | 2 | 0% | 0% | 0% | 1 | 5.55% | 0% | 0% | 1 | 25.47% | 0% | 0% | 1 | 30.87% | 0% | 0% | 1 | 35.5% | 0% | 0% | 1 | 5.446% | 0% | 0% | 1 | 6.277% | 0% | 0% | 1
258 | Caliente | SPGE | 100 | 1000 | 5 | 11.3% | 0% | 1 | 8.4241 | 19.73% | 0% | 1 | 0% | 0% | 0% | 1 | 0 | 2 | 0% | 0% | 0% | 1 | 31.56% | 5.065% | 0% | 1 | 20.3% | 4.349% | 0% | 1 | 37.23% | 5.522% | 0% | 1 | 56.92% | 8.046% | 0% | 2 | 42.53% | 6.031% | 0% | 1 | 4.165% | 8.046% | 0% | 1 |  | 4.575% | 0% | 1 | 13.56 | 3.203% | 0% | 2 | 0.01308% | 0% | 0% | 1 | 0 | 2 | 0.5294% | 0% | 0.5294% | 1 | 45.44% | 1.54% | 0% | 1 | 18.01% | 1.025% | 0% | 1 | 33.04% | 1.255% | 0% | 1 | 65.97% | 2.469% | 0% | 2 | 44.37% | 1.511% | 0% | 1 | 5.942% | 2.469% | 0% | 1 |  |  |  | 2.003% | 0% | 1 | 8.6053 | 0.8443% | 0% | 1 | 2.867% | 0% | 0% | 1 | 0 | 2 | 9.254% | 0% | 9.254% | 1 | 45.85% | 0.624% | 0% | 1 | 12.5% | 0.3861% | 0% | 1 | 25.6% | 0.4541% | 0% | 1 | 64.05% | 0.9397% | 0% | 2 | 43.91% | 0.6024% | 0% | 1 | 3.052% | 0.9397% | 0% | 1 |  | 1.475% | 0% | 1 | 7.2483 | 0.484% | 0% | 1 | 11.58% | 0% | 0% | 1 | 0 | 2 | 10.75% | 0% | 10.75% | 1 | 46.52% | 0.3837% | 0% | 1 | 14.1% | 0.2389% | 0% | 1 | 24.71% | 0.2726% | 0% | 1 | 65% | 0.5864% | 0% | 2 | 39.43% | 0.3388% | 0% | 1 | 2.234% | 0.5864% | 0% | 1
259 | Regulus | SPGE | 0 | 0 | 0 | 0% | 0% | 1 | 11.6512 | 0% | 0% | 1 | 85.06% | 0% | 0% | 3 | 0 | 2 | 0% | 0% | 0% | 1 | 0% | 0% | 0% | 1 | 0.7979% | 0% | 0% | 1 | 9.79% | 0% | 0% | 1 | 9.79% | 0% | 0% | 1 | 0% | 0% | 0% | 1 | 0.02482% | 0% | 0% | 1 |  | 0% | 0% | 1 | 10.3479 | 0% | 0% | 1 | 55.56% | 0% | 0% | 2 | 0 | 2 | 9.336% | 0% | 9.336% | 1 | 28.26% | 0% | 0% | 1 | 12.74% | 0% | 0% | 1 | 22.45% | 0% | 0% | 1 | 38.56% | 0% | 0% | 1 | 13.48% | 0% | 0% | 1 | 1.971% | 0% | 0% | 1 |  |  |  | 0% | 0% | 1 | 9.6668 | 0% | 0% | 1 | 43.1% | 0% | 0% | 1 | 0 | 2 | 24.09% | 2.863% | 26.96% | 2 | 44.66% | 0% | 0% | 1 | 20.8% | 0% | 0% | 1 | 31.39% | 0% | 0% | 1 | 55.26% | 0% | 0% | 2 | 23.53% | 0% | 0% | 1 | 1.707% | 0% | 0% | 1 |  | 0% | 0% | 1 | 10.1807 | 0% | 0% | 1 | 39.68% | 0% | 0% | 1 | 0 | 2 | 24.34% | 6.749% | 31.09% | 2 | 43.75% | 0% | 0% | 1 | 21.25% | 0% | 0% | 1 | 32.31% | 0% | 0% | 1 | 55.77% | 0% | 0% | 2 | 23.75% | 0% | 0% | 1 | 2.745% | 0% | 0% | 1
260 | Geysers 12 | NORTHERN CALIFORNIA | 0 | 0 | 10 | 0% | 0% | 1 | 6.9 | 0% | 0% | 1 | 0.2834% | 0% | 0% | 1 | 0 | 2 | 20.61% | 78.48% | 99.09% | 5 | 98.38% | 0% | 0% | 5 | 65.11% | 0% | 0% | 2 | 99.98% | 0% | 0% | 5 | 100% | 0% | 0% | 5 | 45.48% | 0% | 0% | 1 | 1.215% | 0% | 0% | 1 |  | 0% | 0% | 1 | 10.7767 | 0% | 0% | 1 | 6.01% | 0% | 0% | 1 | 0 | 2 | 23.85% | 63.41% | 87.26% | 5 | 65.16% | 0% | 0% | 2 | 61.05% | 0% | 0% | 2 | 84.34% | 0% | 0% | 3 | 95.39% | 0% | 0% | 5 | 33.61% | 0% | 0% | 1 | 2.617% | 0% | 0% | 1 |  |  |  | 0% | 0% | 1 | 11.5823 | 0% | 0% | 1 | 6.924% | 0% | 0% | 1 | 0 | 2 | 36.55% | 47.84% | 84.39% | 5 | 57.01% | 0% | 0% | 2 | 49.45% | 0% | 0% | 1 | 76.91% | 0% | 0% | 3 | 93.24% | 0% | 0% | 4 | 34.37% | 0% | 0% | 1 | 2.14% | 0% | 0% | 1 |  | 0% | 0% | 1 | 11.2864 | 0% | 0% | 1 | 6.979% | 0% | 0% | 1 | 0 | 2 | 42.64% | 41.91% | 84.55% | 5 | 59.46% | 0% | 0% | 2 | 43.49% | 0% | 0% | 1 | 74.46% | 0% | 0% | 3 | 91.65% | 0% | 0% | 4 | 43.4% | 0% | 0% | 1 | 2.309% | 0% | 0% | 1
261 | Solar SS | SPGE | 0 | 0 | 10 | 0% | 0% | 1 | 4.1575 | 0% | 0% | 1 | 0.2091% | 0% | 0% | 1 | 0 | 2 | 21.02% | 0% | 21.02% | 2 | 8.614% | 0% | 0% | 1 | 25.32% | 0% | 0% | 1 | 43.06% | 0% | 0% | 1 | 44.74% | 0% | 0% | 1 | 52.82% | 0% | 0% | 2 | 1.016% | 0% | 0% | 1 |  | 0% | 0% | 1 | 8.2748 | 0% | 0% | 1 | 0.1802% | 0% | 0% | 1 | 0 | 2 | 24.24% | 0% | 24.24% | 2 | 32.48% | 0% | 0% | 1 | 17.82% | 0% | 0% | 1 | 30% | 0% | 0% | 1 | 56.87% | 0% | 0% | 2 | 66.96% | 0% | 0% | 2 | 4.034% | 0% | 0% | 1 |  |  |  | 0% | 0% | 1 | 7.885 | 0% | 0% | 1 | 0.7533% | 0% | 0% | 1 | 0 | 2 | 19.66% | 0% | 19.66% | 1 | 40.99% | 0% | 0% | 1 | 17.91% | 0% | 0% | 1 | 26.93% | 0% | 0% | 1 | 61.42% | 0% | 0% | 2 | 58.24% | 0% | 0% | 2 | 3.503% | 0% | 0% | 1 |  | 0% | 0% | 1 | 6.6496 | 0% | 0% | 1 | 2.877% | 0% | 0% | 1 | 0 | 2 | 18.41% | 2.028% | 20.44% | 2 | 46.79% | 0% | 0% | 1 | 13.39% | 0% | 0% | 1 | 24.55% | 0% | 0% | 1 | 65.53% | 0% | 0% | 2 | 49.9% | 0% | 0% | 1 | 2.628% | 0% | 0% | 1
262 | Olive | SPGE | 40 | 400 | 5 | 4.538% | 0% | 1 | 10.8389 | 28.1% | 0% | 2 | 27.93% | 3.071% | 0% | 1 | 0 | 2 | 0% | 0% | 0% | 1 | 50.85% | 3.289% | 0% | 2 | 7.842% | 1.754% | 0% | 1 | 35.89% | 2.521% | 0% | 1 | 61.12% | 4.157% | 0% | 2 | 0% | 1.616% | 0% | 1 | 5.598% | 4.157% | 0% | 1 |  | 0.7248% | 0% | 1 | 8.9988 | 1.099% | 0% | 1 | 37.8% | 0.6089% | 0% | 1 | 0 | 2 | 0% | 0% | 0% | 1 | 32.61% | 0.4195% | 0% | 1 | 10.82% | 0.317% | 0% | 1 | 25.26% | 0.3782% | 0% | 1 | 46.29% | 0.5263% | 0% | 1 | 0.02972% | 0.2827% | 0% | 1 | 6.227% | 0.5263% | 0% | 1 | 6 | 6 |  | 0.3734% | 0% | 1 | 8.2837 | 0.4825% | 0% | 1 | 43.13% | 0.6089% | 0% | 1 | 0 | 2 | 0% | 0% | 0% | 1 | 31.65% | 0.173% | 0% | 1 | 8.967% | 0.1299% | 0% | 1 | 19.76% | 0.1473% | 0% | 1 | 43.38% | 0.2088% | 0% | 1 | 0.08547% | 0.1183% | 0% | 1 | 6.162% | 0.2088% | 0% | 1 |  | 0.2119% | 0% | 1 | 8.4839 | 0.2722% | 0% | 1 | 44.22% | 0.6089% | 0% | 1 | 0 | 2 | 0% | 0% | 0% | 1 | 30.5% | 0.08984% | 0% | 1 | 5.972% | 0.0664% | 0% | 1 | 16.65% | 0.07491% | 0% | 1 | 41.78% | 0.1073% | 0% | 1 | 0.06157% | 0.06248% | 0% | 1 | 5.136% | 0.1073% | 0% | 1
263 | 7th Standard | SPGE | 0 | 0 | 5 | 0% | 0% | 1 | 20 | 0% | 0% | 3 | 77.92% | 0% | 0% | 3 | 0 | 2 | 0% | 0% | 0% | 1 | 12.58% | 0% | 0% | 1 | 0% | 0% | 0% | 1 | 2.987% | 0% | 0% | 1 | 12.66% | 0% | 0% | 1 | 0% | 0% | 0% | 1 | 2.325% | 0% | 0% | 1 |  | 0% | 0% | 1 | 13.8339 | 0% | 0% | 2 | 53.51% | 0% | 0% | 2 | 0 | 2 | 0% | 0% | 0% | 1 | 35.7% | 0% | 0% | 1 | 7.513% | 0% | 0% | 1 | 19.88% | 0% | 0% | 1 | 44.17% | 0% | 0% | 1 | 1.24% | 0% | 0% | 1 | 6.248% | 0% | 0% | 1 | 8 | 6 |  | 0% | 0% | 1 | 11.5453 | 0% | 0% | 1 | 47.9% | 0% | 0% | 1 | 0 | 2 | 5.797% | 0% | 5.797% | 1 | 36.25% | 0% | 0% | 1 | 14.77% | 0% | 0% | 1 | 29.14% | 0% | 0% | 1 | 50.25% | 0% | 0% | 2 | 4.544% | 0% | 0% | 1 | 6.526% | 0% | 0% | 1 |  | 0% | 0% | 1 | 9.75 | 0% | 0% | 1 | 47.61% | 0% | 0% | 1 | 0 | 2 | 12.33% | 0% | 12.33% | 1 | 33.97% | 0% | 0% | 1 | 18.64% | 0% | 0% | 1 | 35.81% | 0% | 0% | 1 | 53.97% | 0% | 0% | 2 | 10.31% | 0% | 0% | 1 | 4.212% | 0% | 0% | 1
264 | Delevan | NORTHERN CALIFORNIA | 500 | 5000 | 10 | 68.88% | 0% | 3 | 5.9292 | 34.52% | 0% | 2 | 26.51% | 41.02% | 0% | 2 | 0 | 2 | 3.888% | 0% | 3.888% | 1 | 42.1% | 17.92% | 0% | 1 | 7.638% | 11.23% | 0% | 1 | 31.99% | 15.25% | 0% | 1 | 70.61% | 35.29% | 0% | 3 | 13.42% | 11.98% | 0% | 1 | 2.474% | 35.29% | 0% | 2 |  | 19.5% | 0% | 1 | 6.1839 | 7.359% | 0% | 1 | 24.32% | 11.34% | 0% | 1 | 0 | 2 | 19.28% | 0% | 19.28% | 1 | 32.54% | 4.383% | 0% | 1 | 10.77% | 3.314% | 0% | 1 | 32.47% | 4.379% | 0% | 1 | 60.64% | 7.512% | 0% | 2 | 29.9% | 4.218% | 0% | 1 | 3.333% | 7.512% | 0% | 1 |  |  |  | 7.897% | 0% | 1 | 7.2277 | 4.276% | 0% | 1 | 24.91% | 11.34% | 0% | 1 | 0 | 2 | 23.78% | 0% | 23.78% | 2 | 29.97% | 1.873% | 0% | 1 | 13.16% | 1.51% | 0% | 1 | 33.18% | 1.963% | 0% | 1 | 54.92% | 2.909% | 0% | 2 | 31.28% | 1.908% | 0% | 1 | 3.31% | 2.909% | 0% | 1 |  | 4.986% | 0% | 1 | 6.6724 | 2.384% | 0% | 1 | 27.79% | 11.34% | 0% | 1 | 0 | 2 | 25.25% | 0% | 25.25% | 2 | 30.34% | 1.125% | 0% | 1 | 13.01% | 0.9007% | 0% | 1 | 31.43% | 1.143% | 0% | 1 | 54.38% | 1.718% | 0% | 2 | 31.5% | 1.144% | 0% | 1 | 4.31% | 1.718% | 0% | 1
265 | Mustang | SPGE | 0 | 0 | 0 | 0% | 0% | 1 | 6.1317 | 0% | 0% | 1 | 49.13% | 0% | 0% | 1 | 1 | 1 | 0% | 0% | 0% | 1 | 18.55% | 0% | 0% | 1 | 0% | 0% | 0% | 1 | 0% | 0% | 0% | 1 | 18.55% | 0% | 0% | 1 | 0% | 0% | 0% | 1 | 1.982% | 0% | 0% | 1 |  | 0% | 0% | 1 | 8.028 | 0% | 0% | 1 | 42.94% | 0% | 0% | 1 | 1 | 1 | 0% | 0% | 0% | 1 | 14.72% | 0% | 0% | 1 | 2.041% | 0% | 0% | 1 | 3.535% | 0% | 0% | 1 | 16.92% | 0% | 0% | 1 | 0% | 0% | 0% | 1 | 1.814% | 0% | 0% | 1 | 5 | 6 |  | 0% | 0% | 1 | 8.8424 | 0% | 0% | 1 | 48.44% | 0% | 0% | 1 | 1 | 1 | 0% | 0% | 0% | 1 | 10.47% | 0% | 0% | 1 | 1.936% | 0% | 0% | 1 | 4.747% | 0% | 0% | 1 | 14.11% | 0% | 0% | 1 | 0% | 0% | 0% | 1 | 1.689% | 0% | 0% | 1 |  | 0% | 0% | 1 | 8.6667 | 0% | 0% | 1 | 41.77% | 0% | 0% | 1 | 1 | 1 | 0% | 0% | 0% | 1 | 13.05% | 0% | 0% | 1 | 1.905% | 0% | 0% | 1 | 6.788% | 0% | 0% | 1 | 18.27% | 0% | 0% | 1 | 0.2134% | 0% | 0% | 1 | 1.602% | 0% | 0% | 1
266 | Tranquility | SPGE | 875 | 8750 | 5 | 38.64% | 0% | 2 | 8.1434 | 356.2% | 14.89% | 3 | 34.01% | 31.89% | 0% | 2 | 1 | 1 | 0% | 0% | 0% | 1 | 27.13% | 26.37% | 0% | 2 | 0% | 19.21% | 0% | 1 | 8.984% | 21.11% | 0% | 2 | 29.56% | 27.28% | 0% | 2 | 0% | 19.21% | 0% | 1 | 0.2602% | 27.28% | 0% | 2 |  | 13.17% | 0% | 1 | 7.6049 | 33.87% | 0% | 2 | 42.24% | 11.67% | 0% | 1 | 1 | 1 | 0% | 0% | 0% | 1 | 25.82% | 6.667% | 0% | 1 | 3.445% | 5.122% | 0% | 1 | 13.12% | 5.692% | 0% | 1 | 27.84% | 6.854% | 0% | 1 | 4.631% | 5.186% | 0% | 1 | 0.4025% | 6.854% | 0% | 1 | 6 | 6 |  | 8.388% | 0% | 1 | 6.6491 | 10.07% | 0% | 1 | 40.29% | 11.67% | 0% | 1 | 1 | 1 | 0% | 0% | 0% | 1 | 35.07% | 3.506% | 0% | 1 | 7.797% | 2.469% | 0% | 1 | 18.07% | 2.778% | 0% | 1 | 42.77% | 3.978% | 0% | 1 | 12.88% | 2.613% | 0% | 1 | 2.038% | 3.978% | 0% | 1 |  | 4.353% | 0% | 1 | 6.2973 | 5.072% | 0% | 1 | 32.79% | 11.67% | 0% | 1 | 1 | 1 | 0.5481% | 0% | 0.5481% | 1 | 37.77% | 2.148% | 0% | 1 | 10.3% | 1.49% | 0% | 1 | 18.36% | 1.637% | 0% | 1 | 45.61% | 2.457% | 0% | 1 | 15.49% | 1.582% | 0% | 1 | 2.466% | 2.457% | 0% | 1
267 | Calcite | GREATER KRAMER | 400 | 4000 | 5 | 33.52% | 0% | 2 | 32.5 | 648650% | 61.01% | 5 | 0.5468% | 0% | 0% | 1 | 0 | 2 | 0% | 0% | 0% | 1 | 52.54% | 31.07% | 0% | 2 | 20.62% | 18.58% | 0% | 1 | 11.26% | 16.62% | 0% | 1 | 53.63% | 31.8% | 0% | 2 | 10.25% | 16.43% | 0% | 1 | 1.564% | 31.8% | 0% | 2 |  | 13.97% | 0% | 1 | 38.75 | 602.7% | 19.3% | 5 | 0.8411% | 0% | 0% | 1 | 0 | 2 | 0% | 0% | 0% | 1 | 44.15% | 9.717% | 0% | 1 | 23.44% | 7.088% | 0% | 1 | 20.63% | 6.838% | 0% | 1 | 57.52% | 12.77% | 0% | 2 | 17.69% | 6.594% | 0% | 1 | 0.6001% | 12.77% | 0% | 1 | 10 | 7 |  | 10.66% | 0% | 1 | 39 | 43.43% | 0% | 4 | 0.5221% | 0% | 0% | 1 | 0 | 2 | 6.473% | 0% | 6.473% | 1 | 43.46% | 5.621% | 0% | 1 | 26.67% | 4.334% | 0% | 1 | 24.09% | 4.187% | 0% | 1 | 60.96% | 8.14% | 0% | 2 | 27.1% | 4.36% | 0% | 1 | 0.4673% | 8.14% | 0% | 1 |  | 9.189% | 0% | 1 | 32 | 14.03% | 0% | 4 | 0.374% | 0% | 0% | 1 | 0 | 2 | 16.51% | 0.2108% | 16.72% | 2 | 34.62% | 3.482% | 0% | 1 | 29.44% | 3.226% | 0% | 1 | 28.96% | 3.205% | 0% | 1 | 59.21% | 5.581% | 0% | 2 | 37.78% | 3.659% | 0% | 1 | 0.5168% | 5.581% | 0% | 1
268 | Trout Canyon (fka Crazy Eyes) | SNV ELDORADO DESERT | 0 | 0 | 0 | 0% | 0% | 1 | 0 | 0% | 0% | 1 | 0% | 0% | 0% | 1 | 0 | 2 | 0% | 0% | 0% | 1 | 0% | 0% | 0% | 1 | 0% | 0% | 0% | 1 | 0% | 0% | 0% | 1 | 0% | 0% | 0% | 1 | 0% | 0% | 0% | 1 | 0% | 0% | 0% | 1 |  | 0% | 0% | 1 | 0 | 0% | 0% | 1 | 0% | 0% | 0% | 1 | 0 | 2 | 0% | 0% | 0% | 1 | 0% | 0% | 0% | 1 | 0% | 0% | 0% | 1 | 0% | 0% | 0% | 1 | 0% | 0% | 0% | 1 | 0% | 0% | 0% | 1 | 0% | 0% | 0% | 1 |  |  |  | 0% | 0% | 1 | 78.4333 | 0% | 0% | 4 | 0% | 0% | 0% | 1 | 0 | 2 | 0% | 0% | 0% | 1 | 10.87% | 0% | 0% | 1 | 0.1733% | 0% | 0% | 1 | 70.64% | 0% | 0% | 3 | 76.24% | 0% | 0% | 3 | 50.75% | 0% | 0% | 2 | 0.07268% | 0% | 0% | 1 |  | 0% | 0% | 1 | 71.9714 | 0% | 0% | 4 | 0% | 0% | 0% | 1 | 0 | 2 | 0% | 0% | 0% | 1 | 9.582% | 0% | 0% | 1 | 0.1528% | 0% | 0% | 1 | 66.34% | 0% | 0% | 2 | 71.28% | 0% | 0% | 3 | 48.65% | 0% | 0% | 1 | 0.2217% | 0% | 0% | 1
269 | Delaney | ARIZONA MINOR | 0 | 0 | 0 | 0% | 0% | 1 | 0 | 0% | 0% | 1 | 0% | 0% | 0% | 1 | 0 | 2 | 0% | 0% | 0% | 1 | 0% | 0% | 0% | 1 | 0% | 0% | 0% | 1 | 0% | 0% | 0% | 1 | 0% | 0% | 0% | 1 | 0% | 0% | 0% | 1 | 0% | 0% | 0% | 1 |  | 0% | 0% | 1 | 0 | 0% | 0% | 1 | 0% | 0% | 0% | 1 | 0 | 2 | 0% | 0% | 0% | 1 | 0% | 0% | 0% | 1 | 0% | 0% | 0% | 1 | 0% | 0% | 0% | 1 | 0% | 0% | 0% | 1 | 0% | 0% | 0% | 1 | 0% | 0% | 0% | 1 | 6 | 6 |  | 0% | 0% | 1 | 0 | 0% | 0% | 1 | 0% | 0% | 0% | 1 | 0 | 2 | 0% | 0% | 0% | 1 | 0% | 0% | 0% | 1 | 0% | 0% | 0% | 1 | 0% | 0% | 0% | 1 | 0% | 0% | 0% | 1 | 0% | 0% | 0% | 1 | 0% | 0% | 0% | 1 |  | 0% | 0% | 1 | 0 | 0% | 0% | 1 | 0% | 0% | 0% | 1 | 0 | 2 | 0% | 0% | 0% | 1 | 0% | 0% | 0% | 1 | 0% | 0% | 0% | 1 | 0% | 0% | 0% | 1 | 0% | 0% | 0% | 1 | 0% | 0% | 0% | 1 | 0% | 0% | 0% | 1
270 | Desert View | SNV ELDORADO DESERT | 0 | 0 | 0 | 0% | 0% | 1 | 0 | 0% | 0% | 1 | 0% | 0% | 0% | 1 | 0 | 2 | 0% | 0% | 0% | 1 | 0% | 0% | 0% | 1 | 0% | 0% | 0% | 1 | 0% | 0% | 0% | 1 | 0% | 0% | 0% | 1 | 0% | 0% | 0% | 1 | 0% | 0% | 0% | 1 |  | 0% | 0% | 1 | 0 | 0% | 0% | 1 | 0% | 0% | 0% | 1 | 0 | 2 | 0% | 0% | 0% | 1 | 0% | 0% | 0% | 1 | 0% | 0% | 0% | 1 | 0% | 0% | 0% | 1 | 0% | 0% | 0% | 1 | 0% | 0% | 0% | 1 | 0% | 0% | 0% | 1 |  |  |  | 0% | 0% | 1 | 0 | 0% | 0% | 1 | 0% | 0% | 0% | 1 | 0 | 2 | 0% | 0% | 0% | 1 | 0% | 0% | 0% | 1 | 0% | 0% | 0% | 1 | 0% | 0% | 0% | 1 | 0% | 0% | 0% | 1 | 0% | 0% | 0% | 1 | 0% | 0% | 0% | 1 |  | 0% | 0% | 1 | 0 | 0% | 0% | 1 | 0% | 0% | 0% | 1 | 0 | 2 | 0% | 0% | 0% | 1 | 0% | 0% | 0% | 1 | 0% | 0% | 0% | 1 | 0% | 0% | 0% | 1 | 0% | 0% | 0% | 1 | 0% | 0% | 0% | 1 | 0% | 0% | 0% | 1
271 | Carpenter Canyon (fka Gamebird) | SNV ELDORADO DESERT | 0 | 0 | 0 | 0% | 0% | 1 | 0 | 0% | 0% | 1 | 0% | 0% | 0% | 1 | 0 | 2 | 0% | 0% | 0% | 1 | 0% | 0% | 0% | 1 | 0% | 0% | 0% | 1 | 0% | 0% | 0% | 1 | 0% | 0% | 0% | 1 | 0% | 0% | 0% | 1 | 0% | 0% | 0% | 1 |  | 0% | 0% | 1 | 1.2397 | 0% | 0% | 1 | 0% | 0% | 0% | 1 | 0 | 2 | 0% | 0% | 0% | 1 | 36.05% | 0% | 0% | 1 | 1.117% | 0% | 0% | 1 | 11.2% | 0% | 0% | 1 | 37.16% | 0% | 0% | 1 | 100% | 0% | 0% | 5 | 0% | 0% | 0% | 1 | 6 | 10 |  | 0% | 0% | 1 | 59.1356 | 0% | 0% | 4 | 0% | 0% | 0% | 1 | 0 | 2 | 0% | 0% | 0% | 1 | 11.57% | 0% | 0% | 1 | 2.985% | 0% | 0% | 1 | 68.08% | 0% | 0% | 2 | 74.04% | 0% | 0% | 3 | 49.45% | 0% | 0% | 1 | 0.4863% | 0% | 0% | 1 |  | 0% | 0% | 1 | 48 | 0% | 0% | 4 | 0% | 0% | 0% | 1 | 0 | 2 | 0% | 0% | 0% | 1 | 9.776% | 0% | 0% | 1 | 2.523% | 0% | 0% | 1 | 72.5% | 0% | 0% | 3 | 77.54% | 0% | 0% | 3 | 52.35% | 0% | 0% | 2 | 0.4118% | 0% | 0% | 1
272 | Hassayampa | ARIZONA MINOR | 0 | 0 | 0 | 0% | 0% | 1 | 0 | 0% | 0% | 1 | 0% | 0% | 0% | 1 | 0 | 2 | 0% | 0% | 0% | 1 | 0% | 0% | 0% | 1 | 0% | 0% | 0% | 1 | 0% | 0% | 0% | 1 | 0% | 0% | 0% | 1 | 0% | 0% | 0% | 1 | 0% | 0% | 0% | 1 |  | 0% | 0% | 1 | 0 | 0% | 0% | 1 | 0% | 0% | 0% | 1 | 0 | 2 | 0% | 0% | 0% | 1 | 0% | 0% | 0% | 1 | 0% | 0% | 0% | 1 | 0% | 0% | 0% | 1 | 0% | 0% | 0% | 1 | 0% | 0% | 0% | 1 | 0% | 0% | 0% | 1 | 6 | 6 |  | 0% | 0% | 1 | 0 | 0% | 0% | 1 | 0% | 0% | 0% | 1 | 0 | 2 | 0% | 0% | 0% | 1 | 0% | 0% | 0% | 1 | 0% | 0% | 0% | 1 | 0% | 0% | 0% | 1 | 0% | 0% | 0% | 1 | 0% | 0% | 0% | 1 | 0% | 0% | 0% | 1 |  | 0% | 0% | 1 | 0 | 0% | 0% | 1 | 0% | 0% | 0% | 1 | 0 | 2 | 0% | 0% | 0% | 1 | 0% | 0% | 0% | 1 | 0% | 0% | 0% | 1 | 0% | 0% | 0% | 1 | 0% | 0% | 0% | 1 | 0% | 0% | 0% | 1 | 0% | 0% | 0% | 1
273 | Hoodoo Wash | ARIZONA MINOR | 0 | 0 | 0 | 0% | 0% | 1 | 0 | 0% | 0% | 1 | 0% | 0% | 0% | 1 | 0 | 2 | 0% | 0% | 0% | 1 | 0% | 0% | 0% | 1 | 0% | 0% | 0% | 1 | 0% | 0% | 0% | 1 | 0% | 0% | 0% | 1 | 0% | 0% | 0% | 1 | 0% | 0% | 0% | 1 |  | 0% | 0% | 1 | 0 | 0% | 0% | 1 | 0% | 0% | 0% | 1 | 0 | 2 | 0% | 0% | 0% | 1 | 0% | 0% | 0% | 1 | 0% | 0% | 0% | 1 | 0% | 0% | 0% | 1 | 0% | 0% | 0% | 1 | 0% | 0% | 0% | 1 | 0% | 0% | 0% | 1 | 6 | 6 |  | 0% | 0% | 1 | 0 | 0% | 0% | 1 | 0% | 0% | 0% | 1 | 0 | 2 | 0% | 0% | 0% | 1 | 0% | 0% | 0% | 1 | 0% | 0% | 0% | 1 | 0% | 0% | 0% | 1 | 0% | 0% | 0% | 1 | 0% | 0% | 0% | 1 | 0% | 0% | 0% | 1 |  | 0% | 0% | 1 | 0 | 0% | 0% | 1 | 0% | 0% | 0% | 1 | 0 | 2 | 0% | 0% | 0% | 1 | 0% | 0% | 0% | 1 | 0% | 0% | 0% | 1 | 0% | 0% | 0% | 1 | 0% | 0% | 0% | 1 | 0% | 0% | 0% | 1 | 0% | 0% | 0% | 1
274 | Innovation | SNV ELDORADO DESERT | 0 | 0 | 0 | 0% | 0% | 1 | 0 | 0% | 0% | 1 | 0% | 0% | 0% | 1 | 0 | 2 | 0% | 0% | 0% | 1 | 0% | 0% | 0% | 1 | 0% | 0% | 0% | 1 | 0% | 0% | 0% | 1 | 0% | 0% | 0% | 1 | 0% | 0% | 0% | 1 | 0% | 0% | 0% | 1 |  | 0% | 0% | 1 | 0 | 0% | 0% | 1 | 0% | 0% | 0% | 1 | 0 | 2 | 0% | 0% | 0% | 1 | 0% | 0% | 0% | 1 | 0% | 0% | 0% | 1 | 0% | 0% | 0% | 1 | 0% | 0% | 0% | 1 | 0% | 0% | 0% | 1 | 0% | 0% | 0% | 1 | 6 | 6 |  | 0% | 0% | 1 | 0 | 0% | 0% | 1 | 0% | 0% | 0% | 1 | 0 | 2 | 0% | 0% | 0% | 1 | 0% | 0% | 0% | 1 | 0% | 0% | 0% | 1 | 0% | 0% | 0% | 1 | 0% | 0% | 0% | 1 | 0% | 0% | 0% | 1 | 0% | 0% | 0% | 1 |  | 0% | 0% | 1 | 0 | 0% | 0% | 1 | 0% | 0% | 0% | 1 | 0 | 2 | 0% | 0% | 0% | 1 | 0% | 0% | 0% | 1 | 0% | 0% | 0% | 1 | 0% | 0% | 0% | 1 | 0% | 0% | 0% | 1 | 0% | 0% | 0% | 1 | 0% | 0% | 0% | 1
275 | Lathrop | SNV ELDORADO DESERT | 0 | 0 | 0 | 0% | 0% | 1 | 0 | 0% | 0% | 1 | 0% | 0% | 0% | 1 | 0 | 2 | 0% | 0% | 0% | 1 | 0% | 0% | 0% | 1 | 0% | 0% | 0% | 1 | 0% | 0% | 0% | 1 | 0% | 0% | 0% | 1 | 0% | 0% | 0% | 1 | 0% | 0% | 0% | 1 |  | 0% | 0% | 1 | 0 | 0% | 0% | 1 | 0% | 0% | 0% | 1 | 0 | 2 | 0% | 0% | 0% | 1 | 0% | 0% | 0% | 1 | 0% | 0% | 0% | 1 | 0% | 0% | 0% | 1 | 0% | 0% | 0% | 1 | 0% | 0% | 0% | 1 | 0% | 0% | 0% | 1 |  |  |  | 0% | 0% | 1 | 0 | 0% | 0% | 1 | 0% | 0% | 0% | 1 | 0 | 2 | 0% | 0% | 0% | 1 | 0% | 0% | 0% | 1 | 0% | 0% | 0% | 1 | 0% | 0% | 0% | 1 | 0% | 0% | 0% | 1 | 0% | 0% | 0% | 1 | 0% | 0% | 0% | 1 |  | 0% | 0% | 1 | 1.0887 | 0% | 0% | 1 | 0% | 0% | 0% | 1 | 0 | 2 | 0% | 0% | 0% | 1 | 0% | 0% | 0% | 1 | 0% | 0% | 0% | 1 | 0% | 0% | 0% | 1 | 0% | 0% | 0% | 1 | 100% | 0% | 0% | 5 | 0.4541% | 0% | 0% | 1
276 | Mohave | SNV ELDORADO DESERT | 0 | 0 | 0 | 0% | 0% | 1 | 0 | 0% | 0% | 1 | 0% | 0% | 0% | 1 | 0 | 2 | 0% | 0% | 0% | 1 | 0% | 0% | 0% | 1 | 0% | 0% | 0% | 1 | 0% | 0% | 0% | 1 | 0% | 0% | 0% | 1 | 0% | 0% | 0% | 1 | 0% | 0% | 0% | 1 |  | 0% | 0% | 1 | 1.8009 | 0% | 0% | 1 | 0% | 0% | 0% | 1 | 0 | 2 | 0% | 0% | 0% | 1 | 0% | 0% | 0% | 1 | 44.26% | 0% | 0% | 1 | 0% | 0% | 0% | 1 | 44.26% | 0% | 0% | 1 | 74.52% | 0% | 0% | 3 | 8.92% | 0% | 0% | 1 | 6 | 8 |  | 0% | 0% | 1 | 2.4093 | 0% | 0% | 1 | 0% | 0% | 0% | 1 | 0 | 2 | 0% | 0% | 0% | 1 | 14.95% | 0% | 0% | 1 | 89.07% | 0% | 0% | 3 | 0% | 0% | 0% | 1 | 89.07% | 0% | 0% | 3 | 24.7% | 0% | 0% | 1 | 15.69% | 0% | 0% | 1 |  | 0% | 0% | 1 | 5.137 | 0% | 0% | 1 | 0% | 0% | 0% | 1 | 0 | 2 | 0% | 0% | 0% | 1 | 39.01% | 0% | 0% | 1 | 80.94% | 0% | 0% | 3 | 0% | 0% | 0% | 1 | 84.76% | 0% | 0% | 3 | 34.1% | 0% | 0% | 1 | 11.43% | 0% | 0% | 1
277 | Pahrump | SNV ELDORADO DESERT | 0 | 0 | 0 | 0% | 0% | 1 | 0 | 0% | 0% | 1 | 0% | 0% | 0% | 1 | 0 | 2 | 0% | 0% | 0% | 1 | 0% | 0% | 0% | 1 | 0% | 0% | 0% | 1 | 0% | 0% | 0% | 1 | 0% | 0% | 0% | 1 | 0% | 0% | 0% | 1 | 0% | 0% | 0% | 1 |  | 0% | 0% | 1 | 2.6343 | 0% | 0% | 1 | 0% | 0% | 0% | 1 | 0 | 2 | 0% | 0% | 0% | 1 | 0% | 0% | 0% | 1 | 39.37% | 0% | 0% | 1 | 44.92% | 0% | 0% | 1 | 44.92% | 0% | 0% | 1 | 82.19% | 0% | 0% | 3 | 5.454% | 0% | 0% | 1 |  |  |  | 0% | 0% | 1 | 11.5161 | 0% | 0% | 1 | 0% | 0% | 0% | 1 | 0 | 2 | 0% | 0% | 0% | 1 | 20.08% | 0% | 0% | 1 | 5.181% | 0% | 0% | 1 | 44.66% | 0% | 0% | 1 | 55.01% | 0% | 0% | 2 | 74.13% | 0% | 0% | 3 | 0.7113% | 0% | 0% | 1 |  | 0% | 0% | 1 | 47.9 | 0% | 0% | 4 | 0% | 0% | 0% | 1 | 0 | 2 | 0% | 0% | 0% | 1 | 9.666% | 0% | 0% | 1 | 2.494% | 0% | 0% | 1 | 71.58% | 0% | 0% | 3 | 76.57% | 0% | 0% | 3 | 52.09% | 0% | 0% | 2 | 0.4212% | 0% | 0% | 1
278 | Palo Verde | ARIZONA MINOR | 0 | 0 | 0 | 0% | 0% | 1 | 0 | 0% | 0% | 1 | 0% | 0% | 0% | 1 | 0 | 2 | 0% | 0% | 0% | 1 | 0% | 0% | 0% | 1 | 0% | 0% | 0% | 1 | 0% | 0% | 0% | 1 | 0% | 0% | 0% | 1 | 0% | 0% | 0% | 1 | 0% | 0% | 0% | 1 |  | 0% | 0% | 1 | 0 | 0% | 0% | 1 | 0% | 0% | 0% | 1 | 0 | 2 | 0% | 0% | 0% | 1 | 0% | 0% | 0% | 1 | 0% | 0% | 0% | 1 | 0% | 0% | 0% | 1 | 0% | 0% | 0% | 1 | 0% | 0% | 0% | 1 | 0% | 0% | 0% | 1 |  |  |  | 0% | 0% | 1 | 0 | 0% | 0% | 1 | 0% | 0% | 0% | 1 | 0 | 2 | 0% | 0% | 0% | 1 | 0% | 0% | 0% | 1 | 0% | 0% | 0% | 1 | 0% | 0% | 0% | 1 | 0% | 0% | 0% | 1 | 0% | 0% | 0% | 1 | 0% | 0% | 0% | 1 |  | 0% | 0% | 1 | 0 | 0% | 0% | 1 | 0% | 0% | 0% | 1 | 0 | 2 | 0% | 0% | 0% | 1 | 0% | 0% | 0% | 1 | 0% | 0% | 0% | 1 | 0% | 0% | 0% | 1 | 0% | 0% | 0% | 1 | 0% | 0% | 0% | 1 | 0% | 0% | 0% | 1
279 | Primm | SNV ELDORADO DESERT | 0 | 0 | 0 | 0% | 0% | 1 | 2.6101 | 0% | 0% | 1 | 0% | 0% | 0% | 1 | 0 | 2 | 0% | 0% | 0% | 1 | 54.63% | 0% | 0% | 2 | 54.63% | 0% | 0% | 2 | 0% | 0% | 0% | 1 | 54.63% | 0% | 0% | 2 | 45.37% | 0% | 0% | 1 | 0% | 0% | 0% | 1 |  | 0% | 0% | 1 | 2.5988 | 0% | 0% | 1 | 0% | 0% | 0% | 1 | 0 | 2 | 0% | 0% | 0% | 1 | 60.28% | 0% | 0% | 2 | 95.92% | 0% | 0% | 5 | 38.03% | 0% | 0% | 1 | 98.17% | 0% | 0% | 5 | 51.78% | 0% | 0% | 2 | 0% | 0% | 0% | 1 |  |  |  | 0% | 0% | 1 | 2.8021 | 0% | 0% | 1 | 0% | 0% | 0% | 1 | 0 | 2 | 0% | 0% | 0% | 1 | 43.63% | 0% | 0% | 1 | 68.16% | 0% | 0% | 2 | 26.35% | 0% | 0% | 1 | 69.89% | 0% | 0% | 2 | 65.14% | 0% | 0% | 2 | 0% | 0% | 0% | 1 |  | 0% | 0% | 1 | 2.726 | 0% | 0% | 1 | 0% | 0% | 0% | 1 | 0 | 2 | 0% | 0% | 0% | 1 | 27.9% | 0% | 0% | 1 | 41.46% | 0% | 0% | 1 | 12.93% | 0% | 0% | 1 | 42.15% | 0% | 0% | 1 | 77.32% | 0% | 0% | 3 | 0.8061% | 0% | 0% | 1
280 | Sloan Canyon (fka Bob) | SNV ELDORADO DESERT | 0 | 0 | 0 | 0% | 0% | 1 | 0 | 0% | 0% | 1 | 0% | 0% | 0% | 1 | 0 | 2 | 0% | 0% | 0% | 1 | 0% | 0% | 0% | 1 | 0% | 0% | 0% | 1 | 0% | 0% | 0% | 1 | 0% | 0% | 0% | 1 | 0% | 0% | 0% | 1 | 0% | 0% | 0% | 1 |  | 0% | 0% | 1 | 0 | 0% | 0% | 1 | 0% | 0% | 0% | 1 | 0 | 2 | 0% | 0% | 0% | 1 | 0% | 0% | 0% | 1 | 0% | 0% | 0% | 1 | 0% | 0% | 0% | 1 | 0% | 0% | 0% | 1 | 0% | 0% | 0% | 1 | 0% | 0% | 0% | 1 |  |  |  | 0% | 0% | 1 | 0 | 0% | 0% | 1 | 0% | 0% | 0% | 1 | 0 | 2 | 0% | 0% | 0% | 1 | 0% | 0% | 0% | 1 | 0% | 0% | 0% | 1 | 0% | 0% | 0% | 1 | 0% | 0% | 0% | 1 | 0% | 0% | 0% | 1 | 0% | 0% | 0% | 1 |  | 0% | 0% | 1 | 0 | 0% | 0% | 1 | 0% | 0% | 0% | 1 | 0 | 2 | 0% | 0% | 0% | 1 | 0% | 0% | 0% | 1 | 0% | 0% | 0% | 1 | 0% | 0% | 0% | 1 | 0% | 0% | 0% | 1 | 0% | 0% | 0% | 1 | 0% | 0% | 0% | 1
281 | Valley (VEA) | SNV ELDORADO DESERT | 0 | 0 | 0 | 0% | 0% | 1 | 1.156 | 0% | 0% | 1 | 0% | 0% | 0% | 1 | 0 | 2 | 0% | 0% | 0% | 1 | 0% | 0% | 0% | 1 | 0% | 0% | 0% | 1 | 0% | 0% | 0% | 1 | 0% | 0% | 0% | 1 | 100% | 0% | 0% | 5 | 0% | 0% | 0% | 1 |  | 0% | 0% | 1 | 1.0887 | 0% | 0% | 1 | 0% | 0% | 0% | 1 | 0 | 2 | 0% | 0% | 0% | 1 | 0% | 0% | 0% | 1 | 0% | 0% | 0% | 1 | 0% | 0% | 0% | 1 | 0% | 0% | 0% | 1 | 100% | 0% | 0% | 5 | 0.4541% | 0% | 0% | 1 |  |  |  | 0% | 0% | 1 | 1.0887 | 0% | 0% | 1 | 0% | 0% | 0% | 1 | 0 | 2 | 0% | 0% | 0% | 1 | 0% | 0% | 0% | 1 | 0% | 0% | 0% | 1 | 0% | 0% | 0% | 1 | 0% | 0% | 0% | 1 | 100% | 0% | 0% | 5 | 0.4541% | 0% | 0% | 1 |  | 0% | 0% | 1 | 1.1783 | 0% | 0% | 1 | 0% | 0% | 0% | 1 | 0 | 2 | 0% | 0% | 0% | 1 | 0% | 0% | 0% | 1 | 0% | 0% | 0% | 1 | 6.11% | 0% | 0% | 1 | 6.11% | 0% | 0% | 1 | 100% | 0% | 0% | 5 | 0.4263% | 0% | 0% | 1
282 | Vista (VEA) | SNV ELDORADO DESERT | 0 | 0 | 0 | 0% | 0% | 1 | 0 | 0% | 0% | 1 | 0% | 0% | 0% | 1 | 0 | 2 | 0% | 0% | 0% | 1 | 0% | 0% | 0% | 1 | 0% | 0% | 0% | 1 | 0% | 0% | 0% | 1 | 0% | 0% | 0% | 1 | 0% | 0% | 0% | 1 | 0% | 0% | 0% | 1 |  | 0% | 0% | 1 | 0 | 0% | 0% | 1 | 0% | 0% | 0% | 1 | 0 | 2 | 0% | 0% | 0% | 1 | 0% | 0% | 0% | 1 | 0% | 0% | 0% | 1 | 0% | 0% | 0% | 1 | 0% | 0% | 0% | 1 | 0% | 0% | 0% | 1 | 0% | 0% | 0% | 1 |  |  |  | 0% | 0% | 1 | 2.2751 | 0% | 0% | 1 | 0% | 0% | 0% | 1 | 0 | 2 | 0% | 0% | 0% | 1 | 0.08838% | 0% | 0% | 1 | 71.61% | 0% | 0% | 3 | 95.71% | 0% | 0% | 5 | 95.8% | 0% | 0% | 5 | 57.04% | 0% | 0% | 2 | 10.48% | 0% | 0% | 1 |  | 0% | 0% | 1 | 1.4375 | 0% | 0% | 1 | 0% | 0% | 0% | 1 | 0 | 2 | 0% | 0% | 0% | 1 | 12.15% | 0% | 0% | 1 | 15.53% | 0% | 0% | 1 | 30.66% | 0% | 0% | 1 | 42.81% | 0% | 0% | 1 | 86.99% | 0% | 0% | 3 | 2.132% | 0% | 0% | 1
283 | Bay Boulevard | SAN DIEGO | 0 | 0 | 10 | 0% | 0% | 1 | 11.0211 | 0% | 0% | 1 | 0% | 0% | 0% | 1 | 0 | 2 | 0% | 0% | 0% | 1 | 10% | 0% | 0% | 1 | 63.99% | 0% | 0% | 2 | 77.3% | 0% | 0% | 3 | 77.3% | 0% | 0% | 3 | 0% | 0% | 0% | 1 | 7.324% | 0% | 0% | 1 |  | 0% | 0% | 1 | 28.75 | 0% | 0% | 3 | 0% | 0% | 0% | 1 | 0 | 2 | 41.26% | 0% | 41.26% | 2 | 1.456% | 0% | 0% | 1 | 53.68% | 0% | 0% | 2 | 91.52% | 0% | 0% | 4 | 91.73% | 0% | 0% | 4 | 1.841% | 0% | 0% | 1 | 6.773% | 0% | 0% | 1 |  |  |  | 0% | 0% | 1 | 25.25 | 0% | 0% | 3 | 0% | 0% | 0% | 1 | 0 | 2 | 42.26% | 15.89% | 58.15% | 3 | 5.047% | 0% | 0% | 1 | 64.73% | 0% | 0% | 2 | 90.48% | 0% | 0% | 4 | 91.86% | 0% | 0% | 4 | 27.58% | 0% | 0% | 1 | 5.117% | 0% | 0% | 1 |  | 0% | 0% | 1 | 23 | 0% | 0% | 3 | 0.07338% | 0% | 0% | 1 | 0 | 2 | 24.43% | 53.95% | 78.38% | 5 | 24.62% | 0% | 0% | 1 | 67.58% | 0% | 0% | 2 | 88.82% | 0% | 0% | 3 | 92.85% | 0% | 0% | 4 | 32.75% | 0% | 0% | 1 | 4.863% | 0% | 0% | 1
284 | Beatty | SNV ELDORADO DESERT | 0 | 0 | 0 | 0% | 0% | 1 | 0 | 0% | 0% | 1 | 0% | 0% | 0% | 1 | 0 | 2 | 0% | 0% | 0% | 1 | 0% | 0% | 0% | 1 | 0% | 0% | 0% | 1 | 0% | 0% | 0% | 1 | 0% | 0% | 0% | 1 | 0% | 0% | 0% | 1 | 0% | 0% | 0% | 1 |  | 0% | 0% | 1 | 0 | 0% | 0% | 1 | 0% | 0% | 0% | 1 | 0 | 2 | 0% | 0% | 0% | 1 | 0% | 0% | 0% | 1 | 0% | 0% | 0% | 1 | 0% | 0% | 0% | 1 | 0% | 0% | 0% | 1 | 0% | 0% | 0% | 1 | 0% | 0% | 0% | 1 |  |  |  | 0% | 0% | 1 | 0 | 0% | 0% | 1 | 0% | 0% | 0% | 1 | 0 | 2 | 0% | 0% | 0% | 1 | 0% | 0% | 0% | 1 | 0% | 0% | 0% | 1 | 0% | 0% | 0% | 1 | 0% | 0% | 0% | 1 | 100% | 0% | 0% | 5 | 0% | 0% | 0% | 1 |  | 0% | 0% | 1 | 0 | 0% | 0% | 1 | 0% | 0% | 0% | 1 | 0 | 2 | 0% | 0% | 0% | 1 | 0% | 0% | 0% | 1 | 0% | 0% | 0% | 1 | 0% | 0% | 0% | 1 | 0% | 0% | 0% | 1 | 100% | 0% | 0% | 5 | 0% | 0% | 0% | 1
285 | Lee Lake (Proposed) | RIVERSIDE | 0 | 0 | 0 | 0% | 0% | 1 | 16.8656 | 0% | 0% | 2 | 0.007755% | 0% | 0% | 1 | 0 | 2 | 20.48% | 65.52% | 86% | 5 | 46.5% | 0% | 0% | 1 | 43.74% | 0% | 0% | 1 | 57.55% | 0% | 0% | 2 | 82.2% | 0% | 0% | 3 | 37.58% | 0% | 0% | 1 | 9.394% | 0% | 0% | 1 |  | 0% | 0% | 1 | 24.5267 | 0% | 0% | 3 | 0.2901% | 0% | 0% | 1 | 0 | 2 | 22.98% | 63.63% | 86.61% | 5 | 34.37% | 0% | 0% | 1 | 30.55% | 0% | 0% | 1 | 51.26% | 0% | 0% | 2 | 75.55% | 0% | 0% | 3 | 35.1% | 0% | 0% | 1 | 9.773% | 0% | 0% | 1 |  |  |  | 0% | 0% | 1 | 27.7576 | 0% | 0% | 3 | 0.1908% | 0% | 0% | 1 | 0 | 2 | 27.86% | 61.82% | 89.68% | 5 | 32.14% | 0% | 0% | 1 | 33.72% | 0% | 0% | 1 | 50.92% | 0% | 0% | 2 | 77.48% | 0% | 0% | 3 | 37.2% | 0% | 0% | 1 | 9.654% | 0% | 0% | 1 |  | 0% | 0% | 1 | 32.9048 | 0% | 0% | 4 | 2.008% | 0% | 0% | 1 | 0 | 2 | 40.34% | 47.53% | 87.87% | 5 | 28.76% | 0% | 0% | 1 | 42.07% | 0% | 0% | 1 | 56.26% | 0% | 0% | 2 | 74.75% | 0% | 0% | 3 | 31.52% | 0% | 0% | 1 | 8.473% | 0% | 0% | 1
286 | Leprino Jct | SPGE | 0 | 0 | 0 | 0% | 0% | 1 | 14.0435 | 0% | 0% | 2 | 0.3525% | 0% | 0% | 1 | 0 | 2 | 0% | 0% | 0% | 1 | 31.03% | 0% | 0% | 1 | 0% | 0% | 0% | 1 | 0% | 0% | 0% | 1 | 31.03% | 0% | 0% | 1 | 0% | 0% | 0% | 1 | 6.221% | 0% | 0% | 1 |  | 0% | 0% | 1 | 9.7616 | 0% | 0% | 1 | 25.88% | 0% | 0% | 1 | 0 | 2 | 0% | 0% | 0% | 1 | 15.31% | 0% | 0% | 1 | 0.2247% | 0% | 0% | 1 | 1.236% | 0% | 0% | 1 | 15.31% | 0% | 0% | 1 | 0% | 0% | 0% | 1 | 2.787% | 0% | 0% | 1 |  |  |  | 0% | 0% | 1 | 9.2648 | 0% | 0% | 1 | 37.76% | 0% | 0% | 1 | 0 | 2 | 0% | 0% | 0% | 1 | 11.09% | 0% | 0% | 1 | 1.516% | 0% | 0% | 1 | 4.04% | 0% | 0% | 1 | 13.98% | 0% | 0% | 1 | 0% | 0% | 0% | 1 | 1.903% | 0% | 0% | 1 |  | 0% | 0% | 1 | 9.2057 | 0% | 0% | 1 | 41.98% | 0% | 0% | 1 | 0 | 2 | 0% | 0% | 0% | 1 | 10.43% | 0% | 0% | 1 | 1.608% | 0% | 0% | 1 | 6.48% | 0% | 0% | 1 | 16.17% | 0% | 0% | 1 | 0% | 0% | 0% | 1 | 1.868% | 0% | 0% | 1
287 | Mead | SNV ELDORADO DESERT | 0 | 0 | 0 | 0% | 0% | 1 | 0 | 0% | 0% | 1 | 0% | 0% | 0% | 1 | 0 | 2 | 0% | 0% | 0% | 1 | 0% | 0% | 0% | 1 | 0% | 0% | 0% | 1 | 0% | 0% | 0% | 1 | 0% | 0% | 0% | 1 | 0% | 0% | 0% | 1 | 0% | 0% | 0% | 1 |  | 0% | 0% | 1 | 0 | 0% | 0% | 1 | 0% | 0% | 0% | 1 | 0 | 2 | 0% | 0% | 0% | 1 | 0% | 0% | 0% | 1 | 0% | 0% | 0% | 1 | 0% | 0% | 0% | 1 | 0% | 0% | 0% | 1 | 0% | 0% | 0% | 1 | 0% | 0% | 0% | 1 |  |  |  | 0% | 0% | 1 | 0 | 0% | 0% | 1 | 0% | 0% | 0% | 1 | 0 | 2 | 0% | 0% | 0% | 1 | 0% | 0% | 0% | 1 | 0% | 0% | 0% | 1 | 0% | 0% | 0% | 1 | 0% | 0% | 0% | 1 | 0% | 0% | 0% | 1 | 0% | 0% | 0% | 1 |  | 0% | 0% | 1 | 0 | 0% | 0% | 1 | 0% | 0% | 0% | 1 | 0 | 2 | 0% | 0% | 0% | 1 | 0% | 0% | 0% | 1 | 0% | 0% | 0% | 1 | 0% | 0% | 0% | 1 | 0% | 0% | 0% | 1 | 0% | 0% | 0% | 1 | 0% | 0% | 0% | 1
288 | Quinto | SPGE | 121 | 1210 | 5 | 28.97% | 0% | 2 | 13.0348 | 16.15% | 0% | 2 | 26.99% | 27.65% | 0% | 2 | 1 | 1 | 0% | 0% | 0% | 1 | 54.43% | 10.92% | 0% | 2 | 0.1691% | 4.987% | 0% | 1 | 10.17% | 5.542% | 0% | 1 | 54.43% | 10.92% | 0% | 2 | 6.684% | 5.335% | 0% | 1 | 3.641% | 10.92% | 0% | 1 |  | 6.394% | 0% | 1 | 8.6667 | 4.048% | 0% | 1 | 20.67% | 4.83% | 0% | 1 | 1 | 1 | 1.28% | 0% | 1.28% | 1 | 54.34% | 2.62% | 0% | 2 | 9.257% | 1.318% | 0% | 1 | 19.71% | 1.49% | 0% | 1 | 59.24% | 2.935% | 0% | 2 | 19.96% | 1.495% | 0% | 1 | 8.931% | 2.935% | 0% | 1 | 5 | 8 |  | 4.806% | 0% | 1 | 6.502 | 1.389% | 0% | 1 | 19.3% | 4.83% | 0% | 1 | 1 | 1 | 10.13% | 0% | 10.13% | 1 | 59.07% | 1.281% | 0% | 2 | 16.45% | 0.6276% | 0% | 1 | 27.17% | 0.7199% | 0% | 1 | 66.29% | 1.556% | 0% | 2 | 40.24% | 0.8774% | 0% | 1 | 7.116% | 1.556% | 0% | 1 |  | 2.803% | 0% | 1 | 6.343 | 0.7% | 0% | 1 | 21.8% | 4.83% | 0% | 1 | 1 | 1 | 13.79% | 0% | 13.79% | 1 | 57.74% | 0.6711% | 0% | 2 | 14.69% | 0.3324% | 0% | 1 | 23.59% | 0.3712% | 0% | 1 | 65.06% | 0.8116% | 0% | 2 | 43.09% | 0.4984% | 0% | 1 | 6.631% | 0.8116% | 0% | 1
289 | Sandy | SNV ELDORADO DESERT | 0 | 0 | 0 | 0% | 0% | 1 | 0 | 0% | 0% | 1 | 0% | 0% | 0% | 1 | 0 | 2 | 0% | 0% | 0% | 1 | 0% | 0% | 0% | 1 | 0% | 0% | 0% | 1 | 0% | 0% | 0% | 1 | 0% | 0% | 0% | 1 | 0% | 0% | 0% | 1 | 0% | 0% | 0% | 1 |  | 0% | 0% | 1 | 0 | 0% | 0% | 1 | 0% | 0% | 0% | 1 | 0 | 2 | 0% | 0% | 0% | 1 | 0% | 0% | 0% | 1 | 0% | 0% | 0% | 1 | 0% | 0% | 0% | 1 | 0% | 0% | 0% | 1 | 0% | 0% | 0% | 1 | 0% | 0% | 0% | 1 |  |  |  | 0% | 0% | 1 | 34.7625 | 0% | 0% | 4 | 0% | 0% | 0% | 1 | 0 | 2 | 0% | 0% | 0% | 1 | 0% | 0% | 0% | 1 | 0% | 0% | 0% | 1 | 70.44% | 0% | 0% | 3 | 70.44% | 0% | 0% | 3 | 23.58% | 0% | 0% | 1 | 0.7892% | 0% | 0% | 1 |  | 0% | 0% | 1 | 51.5 | 0% | 0% | 4 | 0% | 0% | 0% | 1 | 0 | 2 | 0% | 0% | 0% | 1 | 9.512% | 0% | 0% | 1 | 0.05012% | 0% | 0% | 1 | 65.15% | 0% | 0% | 2 | 70.05% | 0% | 0% | 3 | 45.91% | 0% | 0% | 1 | 0.3806% | 0% | 0% | 1
290 | Eldorado | SNV ELDORADO DESERT | 0 | 0 | 0 | 0% | 0% | 1 | 0 | 0% | 0% | 1 | 0% | 0% | 0% | 1 | 0 | 2 | 0% | 0% | 0% | 1 | 0% | 0% | 0% | 1 | 0% | 0% | 0% | 1 | 0% | 0% | 0% | 1 | 0% | 0% | 0% | 1 | 0% | 0% | 0% | 1 | 0% | 0% | 0% | 1 |  | 0% | 0% | 1 | 0 | 0% | 0% | 1 | 0% | 0% | 0% | 1 | 0 | 2 | 0% | 0% | 0% | 1 | 0% | 0% | 0% | 1 | 0% | 0% | 0% | 1 | 0% | 0% | 0% | 1 | 0% | 0% | 0% | 1 | 0% | 0% | 0% | 1 | 0% | 0% | 0% | 1 | 6 | 6 |  | 0% | 0% | 1 | 0 | 0% | 0% | 1 | 0% | 0% | 0% | 1 | 0 | 2 | 0% | 0% | 0% | 1 | 0% | 0% | 0% | 1 | 0% | 0% | 0% | 1 | 0% | 0% | 0% | 1 | 0% | 0% | 0% | 1 | 0% | 0% | 0% | 1 | 0% | 0% | 0% | 1 |  | 0% | 0% | 1 | 0 | 0% | 0% | 1 | 0% | 0% | 0% | 1 | 0 | 2 | 0% | 0% | 0% | 1 | 0% | 0% | 0% | 1 | 0% | 0% | 0% | 1 | 0% | 0% | 0% | 1 | 0% | 0% | 0% | 1 | 0% | 0% | 0% | 1 | 0% | 0% | 0% | 1
291 | Fink (Proposed) | SPGE | 220 | 2200 | 10 | 71.6% | 0% | 3 | 6.9209 | 16.03% | 0% | 1 | 43.13% | 40.26% | 0% | 2 | 1 | 1 | 14.12% | 0% | 14.12% | 1 | 30.75% | 8.359% | 0% | 1 | 12.28% | 6.599% | 0% | 1 | 21.15% | 7.341% | 0% | 1 | 50.01% | 11.58% | 0% | 2 | 28.77% | 8.126% | 0% | 1 | 1.936% | 11.58% | 0% | 1 |  | 21.44% | 0% | 2 | 9.9791 | 5.214% | 0% | 1 | 40.16% | 15.86% | 0% | 1 | 1 | 1 | 27.49% | 0% | 27.49% | 2 | 48.4% | 3.027% | 0% | 1 | 12.59% | 1.787% | 0% | 1 | 20.85% | 1.973% | 0% | 1 | 59.22% | 3.831% | 0% | 2 | 31.29% | 2.273% | 0% | 1 | 3.419% | 3.831% | 0% | 1 | 7 | 7 |  | 5.869% | 0% | 1 | 10.7952 | 2.5% | 0% | 1 | 40.49% | 15.86% | 0% | 1 | 1 | 1 | 17.62% | 0% | 17.62% | 1 | 44.94% | 1.316% | 0% | 1 | 9.764% | 0.8031% | 0% | 1 | 16.52% | 0.868% | 0% | 1 | 52.42% | 1.523% | 0% | 2 | 30.66% | 1.045% | 0% | 1 | 3.367% | 1.523% | 0% | 1 |  | 3.614% | 0% | 1 | 10.4926 | 1.831% | 0% | 1 | 40.55% | 15.86% | 0% | 1 | 1 | 1 | 16.06% | 0% | 16.06% | 1 | 45.43% | 0.8746% | 0% | 1 | 12.67% | 0.5465% | 0% | 1 | 18.53% | 0.5858% | 0% | 1 | 52.75% | 1.01% | 0% | 2 | 29.85% | 0.6803% | 0% | 1 | 4.419% | 1.01% | 0% | 1
292 | New Sub - Gates - Midway (Proposed) | SPGE | 750 | 7500 | 10 | 37.42% | 0% | 2 | 6.8736 | 63.92% | 0% | 2 | 21.92% | 15.93% | 0% | 1 | 1 | 1 | 0% | 0% | 0% | 1 | 29.86% | 21.72% | 0% | 2 | 8.854% | 16.71% | 0% | 1 | 12.3% | 17.37% | 0% | 1 | 36.03% | 23.81% | 0% | 2 | 0% | 15.23% | 0% | 1 | 6.518% | 23.81% | 0% | 2 |  | 17.94% | 0% | 1 | 7.0383 | 16.41% | 0% | 1 | 23.89% | 0% | 0% | 1 | 1 | 1 | 0% | 0% | 0% | 1 | 55.64% | 9.744% | 0% | 2 | 6.225% | 4.61% | 0% | 1 | 16.44% | 5.173% | 0% | 1 | 60.09% | 10.83% | 0% | 2 | 0.3948% | 4.34% | 0% | 1 | 8.774% | 10.83% | 0% | 1 | 5 | 8 |  | 8.018% | 0% | 1 | 7 | 6.675% | 0% | 1 | 20.89% | 0% | 0% | 1 | 1 | 1 | 0% | 0% | 0% | 1 | 60.52% | 5.251% | 0% | 2 | 6.497% | 2.217% | 0% | 1 | 13.26% | 2.39% | 0% | 1 | 63.81% | 5.728% | 0% | 2 | 0.4744% | 2.083% | 0% | 1 | 5.348% | 5.728% | 0% | 1 |  | 4.067% | 0% | 1 | 7 | 3.552% | 0% | 1 | 18.39% | 0% | 0% | 1 | 1 | 1 | 0.5607% | 0% | 0.5607% | 1 | 55.38% | 2.62% | 0% | 2 | 4.664% | 1.226% | 0% | 1 | 17.01% | 1.409% | 0% | 1 | 63.78% | 3.227% | 0% | 2 | 2.833% | 1.203% | 0% | 1 | 3.894% | 3.227% | 0% | 1
293 | New Sub - Rancho Seco - Bellota (Proposed) | NORTHERN CALIFORNIA | 0 | 0 | 10 | 0% | 0% | 1 | 11.55 | 0% | 0% | 1 | 6.9% | 0% | 0% | 1 | 1 | 1 | 25.8% | 0% | 25.8% | 2 | 65.19% | 0% | 0% | 2 | 53.18% | 0% | 0% | 2 | 70.68% | 0% | 0% | 3 | 82.38% | 0% | 0% | 3 | 48.18% | 0% | 0% | 1 | 22.22% | 0% | 0% | 1 |  | 0% | 0% | 1 | 18.6307 | 0% | 0% | 2 | 18.12% | 0% | 0% | 1 | 1 | 1 | 18.45% | 0% | 18.45% | 1 | 46.26% | 0% | 0% | 1 | 36.75% | 0% | 0% | 1 | 67.11% | 0% | 0% | 2 | 74.24% | 0% | 0% | 3 | 30.54% | 0% | 0% | 1 | 17.19% | 0% | 0% | 1 | 6 | 9 |  | 0% | 0% | 1 | 15.472 | 0% | 0% | 2 | 25.3% | 0% | 0% | 1 | 1 | 1 | 17.35% | 0% | 17.35% | 1 | 47.34% | 0% | 0% | 1 | 25.6% | 0% | 0% | 1 | 49.94% | 0% | 0% | 1 | 66.14% | 0% | 0% | 2 | 32.31% | 0% | 0% | 1 | 13.72% | 0% | 0% | 1 |  | 0% | 0% | 1 | 14.5918 | 0% | 0% | 2 | 23.03% | 0% | 0% | 1 | 1 | 1 | 21.47% | 0% | 21.47% | 2 | 52.07% | 0% | 0% | 2 | 19.93% | 0% | 0% | 1 | 42.48% | 0% | 0% | 1 | 67.01% | 0% | 0% | 2 | 32.46% | 0% | 0% | 1 | 13.05% | 0% | 0% | 1
294 | New Sub - Midway - Wheeler Ridge (Proposed) | SPGE | 385 | 3850 | 10 | 41.47% | 0% | 2 | 5.7778 | 42.64% | 0% | 2 | 49.95% | 23.75% | 0% | 2 | 1 | 1 | 0% | 0% | 0% | 1 | 8.65% | 8.982% | 0% | 1 | 32.11% | 12.09% | 0% | 1 | 42.97% | 14.39% | 0% | 1 | 44.07% | 14.67% | 0% | 1 | 0% | 8.205% | 0% | 1 | 0.5086% | 14.67% | 0% | 1 |  | 18.6% | 0% | 1 | 6.4111 | 15.25% | 0% | 1 | 45.03% | 9.21% | 0% | 1 | 1 | 1 | 0% | 0% | 0% | 1 | 20.31% | 3.698% | 0% | 1 | 36.94% | 4.674% | 0% | 1 | 49.01% | 5.78% | 0% | 1 | 58.65% | 7.127% | 0% | 2 | 2.1% | 3.01% | 0% | 1 | 0.4753% | 7.127% | 0% | 1 | 5 | 7 |  | 12.69% | 0% | 1 | 6.8817 | 6.145% | 0% | 1 | 40.7% | 9.21% | 0% | 1 | 1 | 1 | 0% | 0% | 0% | 1 | 22.11% | 1.947% | 0% | 1 | 38.27% | 2.456% | 0% | 1 | 56.85% | 3.514% | 0% | 2 | 63.29% | 4.131% | 0% | 2 | 4.272% | 1.584% | 0% | 1 | 5.54% | 4.131% | 0% | 1 |  | 8.645% | 0% | 1 | 8.1915 | 4.207% | 0% | 1 | 43.04% | 9.21% | 0% | 1 | 1 | 1 | 1.979% | 0.1733% | 2.152% | 2 | 21.56% | 1.259% | 0% | 1 | 30.06% | 1.412% | 0% | 1 | 54.23% | 2.158% | 0% | 2 | 60.18% | 2.48% | 0% | 2 | 6.914% | 1.061% | 0% | 1 | 5.474% | 2.48% | 0% | 1
295 | New Sub - North Gila - IV (Proposed) | GREATER IMPERIAL | 0 | 0 | 10 | 0% | 0% | 1 | 4.1196 | 0% | 0% | 1 | 21.06% | 0% | 0% | 1 | 0 | 2 | 0% | 0% | 0% | 1 | 0% | 0% | 0% | 1 | 72.64% | 0% | 0% | 3 | 72.64% | 0% | 0% | 3 | 72.64% | 0% | 0% | 3 | 35.71% | 0% | 0% | 1 | 13.23% | 0% | 0% | 1 |  | 0% | 0% | 1 | 6 | 0% | 0% | 1 | 57.28% | 0% | 0% | 2 | 0 | 2 | 0% | 0% | 0% | 1 | 0.673% | 0% | 0% | 1 | 33.03% | 0% | 0% | 1 | 33.03% | 0% | 0% | 1 | 33.7% | 0% | 0% | 1 | 11.91% | 0% | 0% | 1 | 8.307% | 0% | 0% | 1 | 7 | 6 |  | 0% | 0% | 1 | 8 | 0% | 0% | 1 | 62.57% | 0% | 0% | 2 | 0 | 2 | 0% | 0% | 0% | 1 | 3.72% | 0% | 0% | 1 | 20.19% | 0% | 0% | 1 | 20.19% | 0% | 0% | 1 | 23.91% | 0% | 0% | 1 | 10.18% | 0% | 0% | 1 | 5.783% | 0% | 0% | 1 |  | 0% | 0% | 1 | 8.4922 | 0% | 0% | 1 | 64.15% | 0% | 0% | 2 | 0 | 2 | 0% | 0% | 0% | 1 | 4.448% | 0% | 0% | 1 | 15.26% | 0% | 0% | 1 | 15.26% | 0% | 0% | 1 | 19.7% | 0% | 0% | 1 | 8.849% | 0% | 0% | 1 | 5.063% | 0% | 0% | 1
296 | New Sub - Lugo - Pisgah (Proposed) | GREATER KRAMER | 0 | 0 | 10 | 0% | 0% | 1 | 63 | 0% | 0% | 4 | 0% | 0% | 0% | 1 | 0 | 2 | 0% | 0% | 0% | 1 | 0.1002% | 0% | 0% | 1 | 6.734% | 0% | 0% | 1 | 6.178% | 0% | 0% | 1 | 9.154% | 0% | 0% | 1 | 78.96% | 0% | 0% | 3 | 0.03464% | 0% | 0% | 1 |  | 0% | 0% | 1 | 44.2333 | 0% | 0% | 4 | 0% | 0% | 0% | 1 | 0 | 2 | 0.2024% | 0% | 0.2024% | 1 | 18.98% | 0% | 0% | 1 | 6.381% | 0% | 0% | 1 | 6.652% | 0% | 0% | 1 | 26.95% | 0% | 0% | 1 | 66.51% | 0% | 0% | 2 | 0.08395% | 0% | 0% | 1 | 9 | 7 |  | 0% | 0% | 1 | 39.25 | 0% | 0% | 4 | 0.4147% | 0% | 0% | 1 | 0 | 2 | 15.36% | 0% | 15.36% | 1 | 24.95% | 0% | 0% | 1 | 14.88% | 0% | 0% | 1 | 20.59% | 0% | 0% | 1 | 42.26% | 0% | 0% | 1 | 52.01% | 0% | 0% | 2 | 0.1995% | 0% | 0% | 1 |  | 0% | 0% | 1 | 38 | 0% | 0% | 4 | 0.3682% | 0% | 0% | 1 | 0 | 2 | 17.96% | 0.5647% | 18.52% | 2 | 25.78% | 0% | 0% | 1 | 21.74% | 0% | 0% | 1 | 27.14% | 0% | 0% | 1 | 48.27% | 0% | 0% | 1 | 41.38% | 0% | 0% | 1 | 0.5506% | 0% | 0% | 1

## Land_OOS_Analysis_Solar_2039
Land-use and environmental criteria analysis for 2039 utility-scale solar resources mapped to Nevada or Arizona areas of the CAISO system for 5, 10, 15, and 20 mile radii from substations. This analysis uses the values from the "LandEnvData_SolarWind_OOS" tab to calculate criteria alignment. |  |  |  | Utilit-scale Solar Resource Density Assumption
|  |  |  | 10 | Acres/MW
[6 empty] | 5 Mile Radius Analysis |  |  | 10 Mile Radius Analysis |  |  | 15 Mile Radius Analysis |  |  | 20 Mile Radius Analysis
[6 empty] | WECC Land-Use Screen |  |  | WECC Land-Use Screen |  |  | WECC Land-Use Screen |  |  | WECC Land-Use Screen
OBJECTID | IRP_Substation_Name | RESOLVE_Solar_Area | MWs Mapepd | Acres of MWs Mapped | Distance from Substation Selected (mi) | Lower Implications Area used by MWs Mapped | High Implications Area used by MWs Mapped | Core Screen Criteria Alignment Level | Lower Implications Area used by MWs Mapped | High Implications Area used by MWs Mapped | Core Screen Criteria Alignment Level | Lower Implications Area used by MWs Mapped | High Implications Area used by MWs Mapped | Core Screen Criteria Alignment Level | Lower Implications Area used by MWs Mapped | High Implications Area used by MWs Mapped | Core Screen Criteria Alignment Level
1 | DELANEY | ARIZONA | 300 | 3000 | 5 | 9.745% | 0% | 1 | 2.136% | 0% | 1 | 1.079% | 0% | 1 | 0.7104% | 0% | 1
2 | GAMEBIRD | SNV | 360 | 3600 | 5 | 33.07% | 0% | 2 | 6.894% | 0% | 1 | 4.317% | 0% | 1 | 3.126% | 0% | 1
3 | MOHAVE | SNV | 700 | 7000 | 10 | 197.2% | 1821% | 5 | 28.28% | 0% | 2 | 14.45% | 0% | 1 | 8.539% | 0% | 1
4 | HASSAYAMPA | ARIZONA | 302.5 | 3025 | 5 | 9.356% | 0% | 1 | 2.797% | 0% | 1 | 1.461% | 0% | 1 | 0.8506% | 0% | 1
5 | ELDORADO | SNV | 300 | 3000 | 10 | 114.3% | 128.2% | 5 | 66.2% | 0% | 3 | 15.08% | 0% | 1 | 7.327% | 0% | 1
6 | NORTH GILA | ARIZONA | 0 | 0 | 10 | 0% | 0% | 1 | 0% | 0% | 1 | 0% | 0% | 1 | 0% | 0% | 1
7 | LATHROP | SNV | 350 | 3500 | 10 | 48.94% | 0% | 2 | 8.107% | 0% | 1 | 3.347% | 0% | 1 | 2.637% | 0% | 1
8 | BEATTY | SNV | 0 | 0 | 10 | 0% | 0% | 1 | 0% | 0% | 1 | 0% | 0% | 1 | 0% | 0% | 1
9 | VALLEY (VEA) | SNV | 0 | 0 | 10 | 0% | 0% | 1 | 0% | 0% | 1 | 0% | 0% | 1 | 0% | 0% | 1
10 | INNOVATION | SNV | 500 | 5000 | 5 | 20.25% | 0% | 2 | 7.842% | 0% | 1 | 4.579% | 0% | 1 | 3.366% | 0% | 1
11 | HOODOO WASH | ARIZONA | 1125 | 11250 | 10 | 26.87% | 0% | 2 | 7.111% | 0% | 1 | 4.151% | 0% | 1 | 2.695% | 0% | 1
12 | VISTA (VEA) | SNV | 200 | 2000 | 5 | 6.496% | 0% | 1 | 3.343% | 0% | 1 | 1.963% | 0% | 1 | 1.204% | 0% | 1
13 | DESERT VIEW | SNV | 190 | 1900 | 10 | 31.22% | 0% | 2 | 27.54% | 0% | 2 | 9.202% | 0% | 1 | 5.501% | 0% | 1
14 | CIELO AZUL | ARIZONA | 2600 | 26000 | 10 | 70.26% | 0% | 3 | 21.25% | 0% | 2 | 11.28% | 0% | 1 | 7.474% | 0% | 1
15 | TROUT CANYON | SNV | 1630 | 16300 | 10 | 389.3% | 6664% | 5 | 48.2% | 0% | 2 | 21.47% | 0% | 2 | 16.1% | 0% | 1
16 | SLOAN CANYON | SNV | 0 | 0 | 10 | 0% | 0% | 1 | 0% | 0% | 1 | 0% | 0% | 1 | 0% | 0% | 1
17 | CHARLESTON PARK | SNV | 0 | 0 | 0 | 0% | 0% | 1 | 0% | 0% | 1 | 0% | 0% | 1 | 0% | 0% | 1
18 | JACKASS FLATS | SNV | 0 | 0 | 10 | 0% | 0% | 1 | 0% | 0% | 1 | 0% | 0% | 1 | 0% | 0% | 1
19 | MCCULLOUGH | SNV | 0 | 0 | 0 | 0% | 0% | 1 | 0% | 0% | 1 | 0% | 0% | 1 | 0% | 0% | 1
20 | MEAD | SNV | 0 | 0 | 10 | 0% | 0% | 1 | 0% | 0% | 1 | 0% | 0% | 1 | 0% | 0% | 1
21 | MERCURY | SNV | 0 | 0 | 0 | 0% | 0% | 1 | 0% | 0% | 1 | 0% | 0% | 1 | 0% | 0% | 1
22 | NORTHWEST (NVE) | SNV | 0 | 0 | 0 | 0% | 0% | 1 | 0% | 0% | 1 | 0% | 0% | 1 | 0% | 0% | 1
23 | PAHRUMP | SNV | 0 | 0 | 10 | 0% | 0% | 1 | 0% | 0% | 1 | 0% | 0% | 1 | 0% | 0% | 1
24 | PALO VERDE | ARIZONA | 0 | 0 | 10 | 0% | 0% | 1 | 0% | 0% | 1 | 0% | 0% | 1 | 0% | 0% | 1
25 | PRIMM | SNV | 0 | 0 | 10 | 0% | 0% | 1 | 0% | 0% | 1 | 0% | 0% | 1 | 0% | 0% | 1
26 | SANDY VALLEY | SNV | 0 | 0 | 0 | 0% | 0% | 1 | 0% | 0% | 1 | 0% | 0% | 1 | 0% | 0% | 1
27 | THOUSANDAIRE | SNV | 0 | 0 | 10 | 0% | 0% | 1 | 0% | 0% | 1 | 0% | 0% | 1 | 0% | 0% | 1
28 | VALLEY SWITCH | SNV | 0 | 0 | 10 | 0% | 0% | 1 | 0% | 0% | 1 | 0% | 0% | 1 | 0% | 0% | 1

## Land_EnvAnalysis_Wind_2039
Land-use and environmental criteria analysis for 2039 onshore wind resources mapped to in-California areas for 10, 15, 20 and 30 mile radii from substations. This analysis uses the values from the "LandEnv_Wind_Data_Xmi" 10 through 30 mile tabs to calculate criteria alignment. |  |  |  | Onshore Wind Resource Density Assumption
Parcelizations, Cropland Index, and Overdrafted Groundwater Criteria are not applied for onshore wind
|  |  |  | 40 | Acres/MW | 10-mile Radius From Substation Analysis | [40 empty] | 15-mile Radius From Substation Analysis | [40 empty] | 20-mile Radius From Substation Analysis | [40 empty] | 30-mile Radius From Substation Analysis
[6 empty] | 3. Land-use Feasibility Criteria Analysis | [16 empty] | 4. Environmental (Conservation and Biological) Impact Factors Criteria Analysis | [23 empty] | 3. Land-use Feasibility Criteria Analysis | [16 empty] | 4. Environmental (Conservation and Biological) Impact Factors Criteria Analysis | [23 empty] | 3. Land-use Feasibility Criteria Analysis | [16 empty] | 4. Environmental (Conservation and Biological) Impact Factors Criteria Analysis | [23 empty] | 3. Land-use Feasibility Criteria Analysis | [16 empty] | 4. Environmental (Conservation and Biological) Impact Factors Criteria Analysis
[6 empty] | CEC Core Land-Use Screen |  |  | CEC's Parcelization |  |  |  | CEC's Cropland Index |  |  |  | Criticially Overdrafted Groundwater Basin |  | Fire Threat |  |  |  | ACE Terrestrial Connectivity |  |  |  | ACE Biodiversity |  |  |  | ACE Irreplaceability |  |  |  | ACE Combined |  |  |  | Terrestrial Landscape Intactness |  |  |  | Wetlands |  |  |  | CEC Core Land-Use Screen |  |  | CEC's Parcelization |  |  |  | CEC's Cropland Index |  |  |  | Criticially Overdrafted Groundwater Basin |  | Fire Threat |  |  |  | ACE Terrestrial Connectivity |  |  |  | ACE Biodiversity |  |  |  | ACE Irreplaceability |  |  |  | ACE Combined |  |  |  | Terrestrial Landscape Intactness |  |  |  | Wetlands |  |  |  | CEC Core Land-Use Screen |  |  | CEC's Parcelization |  |  |  | CEC's Cropland Index |  |  |  | Criticially Overdrafted Groundwater Basin |  | Fire Threat |  |  |  | ACE Terrestrial Connectivity |  |  |  | ACE Biodiversity |  |  |  | ACE Irreplaceability |  |  |  | ACE Combined |  |  |  | Terrestrial Landscape Intactness |  |  |  | Wetlands |  |  |  | CEC Core Land-Use Screen |  |  | CEC's Parcelization |  |  |  | CEC's Cropland Index |  |  |  | Criticially Overdrafted Groundwater Basin |  | Fire Threat |  |  |  | ACE Terrestrial Connectivity |  |  |  | ACE Biodiversity |  |  |  | ACE Irreplaceability |  |  |  | ACE Combined |  |  |  | Terrestrial Landscape Intactness |  |  |  | Wetlands
OBJECTID | IRP_Substation_Name | RESOLVE_Wind_Area | MWs Mapepd | Acres of MWs Mapped | Distance from Substation Selected (mi) | Lower Implications Area used by MWs Mapped | High Implications Area used by MWs Mapped | Core Screen Criteria Alignment Level | Substation's 10th Percentile Value Parcelization | Low Parcelization (P ≤ 6) Area used by MWs Mapped | Medium Parcelization (6 < P ≤ 30) Area used by MWs Mapped | Parcelization Criteria Alignment Level | Total Potential Area Percentage High Value Cropland | Low Value Cropland used by MWs Mapped | High Value Cropland used by MWs Mapped | Cropland Index Criteria Alignment Level | Majority of Area within Critically Overdrafted Basin | Overdrafted Basin Criteria Alignment Level | Total Potential Area Percentage Tier 2 | Total Potential Area Percentage Tier 3 | Total Potential Area Percentage Tier 2 or 3 | Fire Threat Criteria Alignment Level | Total Potential Area Percentage Higher Implications | Low Implications Area used by MWs Mapped | Higher Implications Area used by MWs Mapped | ACE Connectivity Criteria Alignment | Total Potential Area Percentage Higher Implications | Low Implications Area used by MWs Mapped | Higher Implications Area used by MWs Mapped | ACE Biodiversity Criteria Alignment | Total Potential Area Percentage Higher Implications | Low Implications Area used by MWs Mapped | Higher Implications Area used by MWs Mapped | ACE Irreplaceability Criteria Alignment | Total Potential Area Percentage Higher Implications | Low Implications Area used by MWs Mapped | Higher Implications Area used by MWs Mapped | All ACE Criteria Alignment | Total Potential Area Percentage Higher Implications | Low Implications Area used by MWs Mapped | Higher Implications Area used by MWs Mapped | Intactness Criteria Alignment | Total Potential Area Percentage Higher Implications | Low Implications Area used by MWs Mapped | Higher Implications Area used by MWs Mapped | Wetlands Criteria Alignment | Lower Implications Area used by MWs Mapped | High Implications Area used by MWs Mapped | Core Screen Criteria Alignment Level | Substation's 10th Percentile Value Parcelization | Low Parcelization (P ≤ 6) Area used by MWs Mapped | Medium Parcelization (6 < P ≤ 30) Area used by MWs Mapped | Parcelization Criteria Alignment Level | Total Potential Area Percentage High Value Cropland | Low Value Cropland used by MWs Mapped | High Value Cropland used by MWs Mapped | Cropland Index Criteria Alignment Level | Majority of Area within Critically Overdrafted Basin | Overdrafted Basin Criteria Alignment Level | Total Potential Area Percentage Tier 2 | Total Potential Area Percentage Tier 3 | Total Potential Area Percentage Tier 2 or 3 | Fire Threat Criteria Alignment Level | Total Potential Area Percentage Higher Implications | Low Implications Area used by MWs Mapped | Higher Implications Area used by MWs Mapped | ACE Connectivity Criteria Alignment | Total Potential Area Percentage Higher Implications | Low Implications Area used by MWs Mapped | Higher Implications Area used by MWs Mapped | ACE Biodiversity Criteria Alignment | Total Potential Area Percentage Higher Implications | Low Implications Area used by MWs Mapped | Higher Implications Area used by MWs Mapped | ACE Irreplaceability Criteria Alignment | Total Potential Area Percentage Higher Implications | Low Implications Area used by MWs Mapped | Higher Implications Area used by MWs Mapped | All ACE Criteria Alignment | Total Potential Area Percentage Higher Implications | Low Implications Area used by MWs Mapped | Higher Implications Area used by MWs Mapped | Intactness Criteria Alignment | Total Potential Area Percentage Higher Implications | Low Implications Area used by MWs Mapped | Higher Implications Area used by MWs Mapped | Wetlands Criteria Alignment | Lower Implications Area used by MWs Mapped | High Implications Area used by MWs Mapped | Core Screen Criteria Alignment Level | Substation's 10th Percentile Value Parcelization | Low Parcelization (P ≤ 6) Area used by MWs Mapped | Medium Parcelization (6 < P ≤ 30) Area used by MWs Mapped | Parcelization Criteria Alignment Level | Total Potential Area Percentage High Value Cropland | Low Value Cropland used by MWs Mapped | High Value Cropland used by MWs Mapped | Cropland Index Criteria Alignment Level | Majority of Area within Critically Overdrafted Basin | Overdrafted Basin Criteria Alignment Level | Total Potential Area Percentage Tier 2 | Total Potential Area Percentage Tier 3 | Total Potential Area Percentage Tier 2 or 3 | Fire Threat Criteria Alignment Level | Total Potential Area Percentage Higher Implications | Low Implications Area used by MWs Mapped | Higher Implications Area used by MWs Mapped | ACE Connectivity Criteria Alignment | Total Potential Area Percentage Higher Implications | Low Implications Area used by MWs Mapped | Higher Implications Area used by MWs Mapped | ACE Biodiversity Criteria Alignment | Total Potential Area Percentage Higher Implications | Low Implications Area used by MWs Mapped | Higher Implications Area used by MWs Mapped | ACE Irreplaceability Criteria Alignment | Total Potential Area Percentage Higher Implications | Low Implications Area used by MWs Mapped | Higher Implications Area used by MWs Mapped | All ACE Criteria Alignment | Total Potential Area Percentage Higher Implications | Low Implications Area used by MWs Mapped | Higher Implications Area used by MWs Mapped | Intactness Criteria Alignment | Total Potential Area Percentage Higher Implications | Low Implications Area used by MWs Mapped | Higher Implications Area used by MWs Mapped | Wetlands Criteria Alignment | Lower Implications Area used by MWs Mapped | High Implications Area used by MWs Mapped | Core Screen Criteria Alignment Level | Substation's 10th Percentile Value Parcelization | Low Parcelization (P ≤ 6) Area used by MWs Mapped | Medium Parcelization (6 < P ≤ 30) Area used by MWs Mapped | Parcelization Criteria Alignment Level | Total Potential Area Percentage High Value Cropland | Low Value Cropland used by MWs Mapped | High Value Cropland used by MWs Mapped | Cropland Index Criteria Alignment Level | Majority of Area within Critically Overdrafted Basin | Overdrafted Basin Criteria Alignment Level | Total Potential Area Percentage Tier 2 | Total Potential Area Percentage Tier 3 | Total Potential Area Percentage Tier 2 or 3 | Fire Threat Criteria Alignment Level | Total Potential Area Percentage Higher Implications | Low Implications Area used by MWs Mapped | Higher Implications Area used by MWs Mapped | ACE Connectivity Criteria Alignment | Total Potential Area Percentage Higher Implications | Low Implications Area used by MWs Mapped | Higher Implications Area used by MWs Mapped | ACE Biodiversity Criteria Alignment | Total Potential Area Percentage Higher Implications | Low Implications Area used by MWs Mapped | Higher Implications Area used by MWs Mapped | ACE Irreplaceability Criteria Alignment | Total Potential Area Percentage Higher Implications | Low Implications Area used by MWs Mapped | Higher Implications Area used by MWs Mapped | All ACE Criteria Alignment | Total Potential Area Percentage Higher Implications | Low Implications Area used by MWs Mapped | Higher Implications Area used by MWs Mapped | Intactness Criteria Alignment | Total Potential Area Percentage Higher Implications | Low Implications Area used by MWs Mapped | Higher Implications Area used by MWs Mapped | Wetlands Criteria Alignment
1 | East Shore | Solano | 0 | 0 | 0 | 0% | 0% | 1 |  |  |  |  | 0% | [5 empty] | 0% | 38.63% | 38.63% | 5 | 29.91% | 0% | 0% | 1 | 19.74% | 0% | 0% | 1 | 65.07% | 0% | 0% | 2 | 77.2% | 0% | 0% | 3 | 35.01% | 0% | 0% | 1 | 13.57% | 0% | 0% | 1 | 0% | 0% | 1 |  |  |  |  | 0% | [5 empty] | 5.009% | 35.62% | 40.63% | 5 | 34.87% | 0% | 0% | 1 | 29.51% | 0% | 0% | 1 | 62.9% | 0% | 0% | 2 | 76.9% | 0% | 0% | 3 | 35.57% | 0% | 0% | 1 | 14.78% | 0% | 0% | 1 | 0% | 0% | 1 |  |  |  |  | 0.1041% | [5 empty] | 8.558% | 52.24% | 60.8% | 5 | 57.5% | 0% | 0% | 2 | 45.53% | 0% | 0% | 1 | 67.39% | 0% | 0% | 2 | 81.43% | 0% | 0% | 3 | 48.82% | 0% | 0% | 1 | 11.4% | 0% | 0% | 1 | 0% | 0% | 1 |  |  |  |  | 0.2259% | [5 empty] | 42.68% | 21.1% | 63.77% | 4 | 54.01% | 0% | 0% | 2 | 55.01% | 0% | 0% | 2 | 69.13% | 0% | 0% | 2 | 83.33% | 0% | 0% | 3 | 41.17% | 0% | 0% | 1 | 7.437% | 0% | 0% | 1
2 | Newark | Solano | 0 | 0 | 0 | 0% | 0% | 1 |  |  |  |  | 0% | [5 empty] | 21.93% | 42.95% | 64.88% | 5 | 54.12% | 0% | 0% | 2 | 20.81% | 0% | 0% | 1 | 49.45% | 0% | 0% | 1 | 82.76% | 0% | 0% | 3 | 53.16% | 0% | 0% | 2 | 31.96% | 0% | 0% | 1 | 0% | 0% | 1 |  |  |  |  | 0% | [5 empty] | 15.16% | 57.55% | 72.71% | 5 | 61.47% | 0% | 0% | 2 | 20.8% | 0% | 0% | 1 | 63.3% | 0% | 0% | 2 | 87.47% | 0% | 0% | 3 | 64.49% | 0% | 0% | 2 | 22.02% | 0% | 0% | 1 | 0% | 0% | 1 |  |  |  |  | 0.03057% | [5 empty] | 48.36% | 29.7% | 78.06% | 5 | 75.96% | 0% | 0% | 3 | 28.05% | 0% | 0% | 1 | 48.23% | 0% | 0% | 1 | 90% | 0% | 0% | 4 | 64.8% | 0% | 0% | 2 | 10.67% | 0% | 0% | 1 | 0% | 0% | 1 |  |  |  |  | 0.4455% | [5 empty] | 39.49% | 19.06% | 58.55% | 3 | 77.22% | 0% | 0% | 3 | 54.1% | 0% | 0% | 2 | 69.32% | 0% | 0% | 2 | 94.16% | 0% | 0% | 4 | 61.97% | 0% | 0% | 2 | 5.365% | 0% | 0% | 1
3 | Tesla | Solano | 302 | 12080 | 15 | 2469% | 16.6% | 5 |  |  |  |  | 24.99% | [5 empty] | 6.192% | 0% | 6.192% | 1 | 72.25% | 61.92% | 0% | 3 | 56.38% | 39.39% | 0% | 2 | 59.02% | 41.92% | 0% | 2 | 79.62% | 84.29% | 0% | 4 | 35.3% | 26.55% | 0% | 2 | 4.506% | 84.29% | 0% | 4 | 787.9% | 7.095% | 4 |  |  |  |  | 37.05% | [5 empty] | 13.42% | 1.181% | 14.61% | 2 | 59.98% | 20.1% | 0% | 2 | 38.29% | 13.03% | 0% | 1 | 39.29% | 13.25% | 0% | 1 | 66.45% | 23.97% | 0% | 2 | 28.97% | 11.32% | 0% | 1 | 5.307% | 23.97% | 0% | 2 | 90.12% | 0% | 4 |  |  |  |  | 40.7% | [5 empty] | 15.78% | 2.146% | 17.92% | 2 | 55.79% | 11.09% | 0% | 2 | 31.51% | 7.16% | 0% | 1 | 33.83% | 7.41% | 0% | 1 | 61.33% | 12.68% | 0% | 2 | 32.39% | 7.252% | 0% | 1 | 4.648% | 12.68% | 0% | 1 | 22.98% | 0% | 2 |  |  |  |  | 42.68% | [5 empty] | 17.09% | 2.696% | 19.78% | 2 | 53.44% | 5.855% | 0% | 2 | 30.12% | 3.9% | 0% | 1 | 33.84% | 4.12% | 0% | 1 | 63.71% | 7.511% | 0% | 2 | 29.17% | 3.848% | 0% | 1 | 5.85% | 7.511% | 0% | 1
4 | Cabrillo | Kern_Greater_Carrizo | 91.2 | 3648 | 20 | 88.31% | 0% | 4 |  |  |  |  | 4.112% | [5 empty] | 92.47% | 0% | 92.47% | 5 | 63.95% | 20.77% | 0% | 2 | 5.586% | 7.932% | 0% | 1 | 31.79% | 10.98% | 0% | 1 | 77.95% | 33.97% | 0% | 3 | 58.81% | 18.18% | 0% | 2 | 6.325% | 33.97% | 0% | 2 | 52.59% | 0% | 3 |  |  |  |  | 2.313% | [5 empty] | 92.61% | 0.4434% | 93.05% | 5 | 70.71% | 12.51% | 0% | 3 | 3.17% | 3.785% | 0% | 1 | 22.32% | 4.718% | 0% | 1 | 79.71% | 18.06% | 0% | 3 | 64.16% | 10.22% | 0% | 2 | 6.167% | 18.06% | 0% | 1 | 42.91% | 0% | 2 |  |  |  |  | 2.475% | [5 empty] | 88.51% | 2.77% | 91.28% | 5 | 69.4% | 10.9% | 0% | 2 | 2.885% | 3.434% | 0% | 1 | 21.86% | 4.268% | 0% | 1 | 79.11% | 15.96% | 0% | 3 | 62.61% | 8.92% | 0% | 2 | 6.063% | 15.96% | 0% | 1 | 30.81% | 0% | 2 |  |  |  |  | 3.909% | [5 empty] | 74.21% | 10.88% | 85.09% | 5 | 64.04% | 7.342% | 0% | 2 | 2.3% | 2.702% | 0% | 1 | 21.78% | 3.375% | 0% | 1 | 72.94% | 9.757% | 0% | 3 | 59.86% | 6.578% | 0% | 2 | 6.65% | 9.757% | 0% | 1
5 | Honcut | Northern_California | 0 | 0 | 0 | 0% | 0% | 1 |  |  |  |  | 35.34% | [5 empty] | 1.515% | 0% | 1.515% | 1 | 77.65% | 0% | 0% | 3 | 7.746% | 0% | 0% | 1 | 21.82% | 0% | 0% | 1 | 83.92% | 0% | 0% | 3 | 2.387% | 0% | 0% | 1 | 15.07% | 0% | 0% | 1 | 0% | 0% | 1 |  |  |  |  | 28.93% | [5 empty] | 1.384% | 0% | 1.384% | 1 | 61.5% | 0% | 0% | 2 | 14.8% | 0% | 0% | 1 | 36.04% | 0% | 0% | 1 | 82.59% | 0% | 0% | 3 | 7.414% | 0% | 0% | 1 | 11.43% | 0% | 0% | 1 | 0% | 0% | 1 |  |  |  |  | 26.04% | [5 empty] | 3.428% | 0.6989% | 4.127% | 2 | 55.66% | 0% | 0% | 2 | 18.35% | 0% | 0% | 1 | 39.01% | 0% | 0% | 1 | 80.21% | 0% | 0% | 3 | 7.222% | 0% | 0% | 1 | 12.03% | 0% | 0% | 1 | 0% | 0% | 1 |  |  |  |  | 38.8% | [5 empty] | 3.621% | 5.454% | 9.076% | 2 | 45.09% | 0% | 0% | 1 | 17.75% | 0% | 0% | 1 | 43.07% | 0% | 0% | 1 | 71.35% | 0% | 0% | 3 | 6.649% | 0% | 0% | 1 | 10.61% | 0% | 0% | 1
6 | Palermo | Northern_California | 0 | 0 | 0 | 0% | 0% | 1 |  |  |  |  | 14.25% | [5 empty] | 18.8% | 2.626% | 21.43% | 2 | 90.02% | 0% | 0% | 4 | 10% | 0% | 0% | 1 | 7.174% | 0% | 0% | 1 | 94.73% | 0% | 0% | 4 | 11.9% | 0% | 0% | 1 | 28.11% | 0% | 0% | 1 | 0% | 0% | 1 |  |  |  |  | 18.63% | [5 empty] | 9.415% | 7.016% | 16.43% | 2 | 80.68% | 0% | 0% | 3 | 13.93% | 0% | 0% | 1 | 30.32% | 0% | 0% | 1 | 91.74% | 0% | 0% | 4 | 9.584% | 0% | 0% | 1 | 20.5% | 0% | 0% | 1 | 0% | 0% | 1 |  |  |  |  | 19.42% | [5 empty] | 7.068% | 12.48% | 19.55% | 3 | 62.36% | 0% | 0% | 2 | 21.54% | 0% | 0% | 1 | 41.53% | 0% | 0% | 1 | 85.99% | 0% | 0% | 3 | 11.28% | 0% | 0% | 1 | 13.83% | 0% | 0% | 1 | 0% | 0% | 1 |  |  |  |  | 24.63% | [5 empty] | 13.46% | 13.65% | 27.11% | 3 | 41.32% | 0% | 0% | 1 | 24.91% | 0% | 0% | 1 | 44.33% | 0% | 0% | 1 | 73.54% | 0% | 0% | 3 | 15.91% | 0% | 0% | 1 | 10.51% | 0% | 0% | 1
7 | Table Mountain | Northern_California | 113 | 4520 | 0 | 164.2% | 2.945% | 4 |  |  |  |  | 9.331% | [5 empty] | 12.78% | 0.02539% | 12.81% | 2 | 82.76% | 41.78% | 0% | 3 | 25.74% | 9.701% | 0% | 1 | 47.26% | 13.66% | 0% | 1 | 95.58% | 163.1% | 2.917% | 5 | 11.08% | 8.101% | 0% | 1 | 26.52% | 163.1% | 2.917% | 4 | 20.16% | 0% | 2 |  |  |  |  | 13.39% | [5 empty] | 9.827% | 6.558% | 16.38% | 2 | 58.7% | 6.876% | 0% | 2 | 20.38% | 3.567% | 0% | 1 | 51.13% | 5.811% | 0% | 2 | 85.4% | 19.45% | 0% | 3 | 8.479% | 3.103% | 0% | 1 | 15.13% | 19.45% | 0% | 1 | 11.16% | 0% | 1 |  |  |  |  | 22.94% | [5 empty] | 9.497% | 10.79% | 20.28% | 3 | 50.46% | 3.408% | 0% | 2 | 22.67% | 2.183% | 0% | 1 | 51.7% | 3.496% | 0% | 2 | 82.5% | 9.65% | 0% | 3 | 10.44% | 1.885% | 0% | 1 | 14.64% | 9.65% | 0% | 1 | 2.774% | 0% | 1 |  |  |  |  | 30.83% | [5 empty] | 15.19% | 10.59% | 25.78% | 3 | 45.96% | 1.191% | 0% | 1 | 21.37% | 0.8184% | 0% | 1 | 39.03% | 1.055% | 0% | 1 | 71.97% | 2.296% | 0% | 3 | 18.72% | 0.7917% | 0% | 1 | 10.94% | 2.296% | 0% | 1
8 | Wyandotte | Northern_California | 0 | 0 | 0 | 0% | 0% | 1 |  |  |  |  | 8.156% | [5 empty] | 23.95% | 0.4301% | 24.38% | 2 | 90.03% | 0% | 0% | 4 | 18.62% | 0% | 0% | 1 | 16.16% | 0% | 0% | 1 | 97.97% | 0% | 0% | 5 | 15.22% | 0% | 0% | 1 | 31.33% | 0% | 0% | 1 | 0% | 0% | 1 |  |  |  |  | 14.53% | [5 empty] | 10.54% | 10.65% | 21.19% | 3 | 77.73% | 0% | 0% | 3 | 15.38% | 0% | 0% | 1 | 34.85% | 0% | 0% | 1 | 91.09% | 0% | 0% | 4 | 11.01% | 0% | 0% | 1 | 20.05% | 0% | 0% | 1 | 0% | 0% | 1 |  |  |  |  | 18.07% | [5 empty] | 7.839% | 13.87% | 21.7% | 3 | 59.56% | 0% | 0% | 2 | 22.22% | 0% | 0% | 1 | 45.29% | 0% | 0% | 1 | 85.73% | 0% | 0% | 3 | 11.6% | 0% | 0% | 1 | 13.4% | 0% | 0% | 1 | 0% | 0% | 1 |  |  |  |  | 25.02% | [5 empty] | 14.69% | 14.08% | 28.77% | 3 | 41.19% | 0% | 0% | 1 | 25.58% | 0% | 0% | 1 | 44.83% | 0% | 0% | 1 | 72.98% | 0% | 0% | 3 | 17.6% | 0% | 0% | 1 | 9.965% | 0% | 0% | 1
9 | Cortina | Northern_California | 0 | 0 | 0 | 0% | 0% | 1 |  |  |  |  | 38.84% | [5 empty] | 26.08% | 0% | 26.08% | 2 | 37.03% | 0% | 0% | 1 | 12.95% | 0% | 0% | 1 | 39.05% | 0% | 0% | 1 | 67.91% | 0% | 0% | 2 | 30.13% | 0% | 0% | 1 | 1.053% | 0% | 0% | 1 | 0% | 0% | 1 |  |  |  |  | 31.38% | [5 empty] | 39.23% | 0.001331% | 39.23% | 2 | 41.92% | 0% | 0% | 1 | 15.81% | 0% | 0% | 1 | 36.76% | 0% | 0% | 1 | 70.44% | 0% | 0% | 3 | 40.82% | 0% | 0% | 1 | 1.703% | 0% | 0% | 1 | 0% | 0% | 1 |  |  |  |  | 31.26% | [5 empty] | 37.07% | 0.1836% | 37.25% | 2 | 42.31% | 0% | 0% | 1 | 16.78% | 0% | 0% | 1 | 34.16% | 0% | 0% | 1 | 67.34% | 0% | 0% | 2 | 38.75% | 0% | 0% | 1 | 2.621% | 0% | 0% | 1 | 0% | 0% | 1 |  |  |  |  | 34.01% | [5 empty] | 28.3% | 0.9081% | 29.21% | 2 | 41.4% | 0% | 0% | 1 | 14.17% | 0% | 0% | 1 | 37.9% | 0% | 0% | 1 | 65.97% | 0% | 0% | 2 | 30.66% | 0% | 0% | 1 | 3.213% | 0% | 0% | 1
10 | Etiwanda | Greater_Kramer | 0 | 0 | 0 | 0% | 0% | 1 |  |  |  |  | 0% | [5 empty] | 18.2% | 81.8% | 100% | 5 | 100% | 0% | 0% | 5 | 73.53% | 0% | 0% | 3 | 77.06% | 0% | 0% | 3 | 100% | 0% | 0% | 5 | 71.29% | 0% | 0% | 3 | 3.9% | 0% | 0% | 1 | 0% | 0% | 1 |  |  |  |  | 0% | [5 empty] | 3.556% | 96.44% | 100% | 5 | 98.71% | 0% | 0% | 5 | 63.37% | 0% | 0% | 2 | 43.01% | 0% | 0% | 1 | 100% | 0% | 0% | 5 | 56.38% | 0% | 0% | 2 | 7.951% | 0% | 0% | 1 | 0% | 0% | 1 |  |  |  |  | 0.006669% | [5 empty] | 17.93% | 82.07% | 100% | 5 | 66.32% | 0% | 0% | 2 | 68.38% | 0% | 0% | 2 | 65.68% | 0% | 0% | 2 | 97.64% | 0% | 0% | 5 | 57.24% | 0% | 0% | 2 | 5.808% | 0% | 0% | 1 | 0% | 0% | 1 |  |  |  |  | 0.02337% | [5 empty] | 22.35% | 40.67% | 63.02% | 5 | 58.8% | 0% | 0% | 2 | 61.54% | 0% | 0% | 2 | 54.76% | 0% | 0% | 2 | 86.77% | 0% | 0% | 3 | 35.11% | 0% | 0% | 1 | 3.194% | 0% | 0% | 1
11 | Brentwood | Solano | 0 | 0 | 0 | 0% | 0% | 1 |  |  |  |  | 31.91% | [5 empty] | 31.41% | 5.943% | 37.35% | 2 | 44.28% | 0% | 0% | 1 | 44.84% | 0% | 0% | 1 | 44.33% | 0% | 0% | 1 | 61.5% | 0% | 0% | 2 | 16.24% | 0% | 0% | 1 | 13.19% | 0% | 0% | 1 | 0% | 0% | 1 |  |  |  |  | 46.43% | [5 empty] | 12.92% | 4.515% | 17.44% | 2 | 37.1% | 0% | 0% | 1 | 43.34% | 0% | 0% | 1 | 43.23% | 0% | 0% | 1 | 58% | 0% | 0% | 2 | 7.241% | 0% | 0% | 1 | 10.84% | 0% | 0% | 1 | 0% | 0% | 1 |  |  |  |  | 51.35% | [5 empty] | 7.9% | 2.749% | 10.65% | 2 | 33.4% | 0% | 0% | 1 | 38.48% | 0% | 0% | 1 | 37.46% | 0% | 0% | 1 | 50.52% | 0% | 0% | 2 | 7.862% | 0% | 0% | 1 | 10.74% | 0% | 0% | 1 | 0% | 0% | 1 |  |  |  |  | 42.44% | [5 empty] | 8.504% | 2.612% | 11.12% | 2 | 31.37% | 0% | 0% | 1 | 33.06% | 0% | 0% | 1 | 33.15% | 0% | 0% | 1 | 50% | 0% | 0% | 2 | 14.19% | 0% | 0% | 1 | 12.54% | 0% | 0% | 1
12 | Clayton | Solano | 0 | 0 | 0 | 0% | 0% | 1 |  |  |  |  | 0.0006289% | [5 empty] | 35.31% | 25.41% | 60.72% | 4 | 54.49% | 0% | 0% | 2 | 79.05% | 0% | 0% | 3 | 63.74% | 0% | 0% | 2 | 83.07% | 0% | 0% | 3 | 35.98% | 0% | 0% | 1 | 37.55% | 0% | 0% | 1 | 0% | 0% | 1 |  |  |  |  | 0.1394% | [5 empty] | 37.29% | 12.87% | 50.15% | 3 | 37.36% | 0% | 0% | 1 | 66.27% | 0% | 0% | 2 | 55.58% | 0% | 0% | 2 | 77.21% | 0% | 0% | 3 | 24.59% | 0% | 0% | 1 | 30.26% | 0% | 0% | 1 | 0% | 0% | 1 |  |  |  |  | 1.176% | [5 empty] | 30.67% | 10.68% | 41.35% | 3 | 34.02% | 0% | 0% | 1 | 57.8% | 0% | 0% | 2 | 62.6% | 0% | 0% | 2 | 79.14% | 0% | 0% | 3 | 20.48% | 0% | 0% | 1 | 23.26% | 0% | 0% | 1 | 0% | 0% | 1 |  |  |  |  | 30.29% | [5 empty] | 16.07% | 3.655% | 19.73% | 2 | 33.99% | 0% | 0% | 1 | 35.93% | 0% | 0% | 1 | 39.78% | 0% | 0% | 1 | 59.37% | 0% | 0% | 2 | 13.97% | 0% | 0% | 1 | 15.81% | 0% | 0% | 1
13 | Contra Costa | Solano | 0 | 0 | 0 | 0% | 0% | 1 |  |  |  |  | 4.056% | [5 empty] | 32.48% | 9.728% | 42.21% | 2 | 39.94% | 0% | 0% | 1 | 82.68% | 0% | 0% | 3 | 73.89% | 0% | 0% | 3 | 83.35% | 0% | 0% | 3 | 23.23% | 0% | 0% | 1 | 28.07% | 0% | 0% | 1 | 0% | 0% | 1 |  |  |  |  | 23.44% | [5 empty] | 15.95% | 6.593% | 22.54% | 2 | 34.09% | 0% | 0% | 1 | 54.35% | 0% | 0% | 2 | 49.95% | 0% | 0% | 1 | 65.93% | 0% | 0% | 2 | 9.75% | 0% | 0% | 1 | 23.94% | 0% | 0% | 1 | 0% | 0% | 1 |  |  |  |  | 38.92% | [5 empty] | 9.012% | 3.23% | 12.24% | 2 | 29.61% | 0% | 0% | 1 | 39.89% | 0% | 0% | 1 | 37.06% | 0% | 0% | 1 | 54.66% | 0% | 0% | 2 | 6.22% | 0% | 0% | 1 | 19.77% | 0% | 0% | 1 | 0% | 0% | 1 |  |  |  |  | 43.33% | [5 empty] | 9.944% | 2.57% | 12.51% | 2 | 26.37% | 0% | 0% | 1 | 30.39% | 0% | 0% | 1 | 33.71% | 0% | 0% | 1 | 47.69% | 0% | 0% | 1 | 10.22% | 0% | 0% | 1 | 12.84% | 0% | 0% | 1
14 | Pittsburg | Solano | 0 | 0 | 0 | 0% | 0% | 1 |  |  |  |  | 0.02388% | [5 empty] | 15.34% | 0.7862% | 16.12% | 2 | 45.66% | 0% | 0% | 1 | 69.81% | 0% | 0% | 2 | 42.47% | 0% | 0% | 1 | 79.81% | 0% | 0% | 3 | 11.82% | 0% | 0% | 1 | 59.43% | 0% | 0% | 2 | 0% | 0% | 1 |  |  |  |  | 4.223% | [5 empty] | 14.98% | 5.951% | 20.93% | 2 | 26.21% | 0% | 0% | 1 | 60.35% | 0% | 0% | 2 | 51.48% | 0% | 0% | 2 | 70.73% | 0% | 0% | 3 | 16.09% | 0% | 0% | 1 | 33.98% | 0% | 0% | 1 | 0% | 0% | 1 |  |  |  |  | 20.52% | [5 empty] | 17.03% | 4.262% | 21.29% | 2 | 25.65% | 0% | 0% | 1 | 46.46% | 0% | 0% | 1 | 46.55% | 0% | 0% | 1 | 63.51% | 0% | 0% | 2 | 11.18% | 0% | 0% | 1 | 23.23% | 0% | 0% | 1 | 0% | 0% | 1 |  |  |  |  | 39.5% | [5 empty] | 14.24% | 2.623% | 16.86% | 2 | 27.16% | 0% | 0% | 1 | 28.67% | 0% | 0% | 1 | 32.61% | 0% | 0% | 1 | 50.23% | 0% | 0% | 2 | 11.06% | 0% | 0% | 1 | 13.26% | 0% | 0% | 1
15 | San Bernardino | Greater_Kramer | 0 | 0 | 0 | 0% | 0% | 1 |  |  |  |  | 0% | [5 empty] | 0% | 100% | 100% | 5 | 100% | 0% | 0% | 5 | 4.058% | 0% | 0% | 1 | 100% | 0% | 0% | 5 | 100% | 0% | 0% | 5 | 8.743% | 0% | 0% | 1 | 10.72% | 0% | 0% | 1 | 0% | 0% | 1 |  |  |  |  | 0% | [5 empty] | 3.566% | 96.43% | 100% | 5 | 65.86% | 0% | 0% | 2 | 16.02% | 0% | 0% | 1 | 65.72% | 0% | 0% | 2 | 91.96% | 0% | 0% | 4 | 47.39% | 0% | 0% | 1 | 3.447% | 0% | 0% | 1 | 0% | 0% | 1 |  |  |  |  | 0.004945% | [5 empty] | 26.55% | 73.45% | 100% | 5 | 69.83% | 0% | 0% | 2 | 34.8% | 0% | 0% | 1 | 61.86% | 0% | 0% | 2 | 90.29% | 0% | 0% | 4 | 64.59% | 0% | 0% | 2 | 6.224% | 0% | 0% | 1 | 0% | 0% | 1 |  |  |  |  | 0.09746% | [5 empty] | 34.72% | 40.15% | 74.87% | 5 | 41.11% | 0% | 0% | 1 | 46.82% | 0% | 0% | 1 | 57.81% | 0% | 0% | 2 | 81.89% | 0% | 0% | 3 | 45.74% | 0% | 0% | 1 | 2.8% | 0% | 0% | 1
16 | Placerville | El_Dorado_Mariposa | 0 | 0 | 0 | 0% | 0% | 1 |  |  |  |  | 0% | [5 empty] | 0% | 0% | 0% | 1 | 0% | 0% | 0% | 1 | 0% | 0% | 0% | 1 | 0% | 0% | 0% | 1 | 0% | 0% | 0% | 1 | 0% | 0% | 0% | 1 | 0% | 0% | 0% | 1 | 0% | 0% | 1 |  |  |  |  | 0% | [5 empty] | 0% | 100% | 100% | 5 | 100% | 0% | 0% | 5 | 0% | 0% | 0% | 1 | 100% | 0% | 0% | 5 | 100% | 0% | 0% | 5 | 40.8% | 0% | 0% | 1 | 0% | 0% | 0% | 1 | 0% | 0% | 1 |  |  |  |  | 0% | [5 empty] | 52.92% | 47.08% | 100% | 5 | 57.31% | 0% | 0% | 2 | 26.86% | 0% | 0% | 1 | 3.121% | 0% | 0% | 1 | 58.35% | 0% | 0% | 2 | 73.75% | 0% | 0% | 3 | 0.05999% | 0% | 0% | 1 | 0% | 0% | 1 |  |  |  |  | 0% | [5 empty] | 88.75% | 10.72% | 99.47% | 5 | 8.608% | 0% | 0% | 1 | 15.99% | 0% | 0% | 1 | 4.995% | 0% | 0% | 1 | 26.29% | 0% | 0% | 1 | 75.89% | 0% | 0% | 3 | 2.679% | 0% | 0% | 1
17 | Cantua | Central_Valley_North_Los_Banos | 0 | 0 | 0 | 0% | 0% | 1 |  |  |  |  | 53.04% | [5 empty] | 0% | 0% | 0% | 1 | 20.08% | 0% | 0% | 1 | 0% | 0% | 0% | 1 | 6.303% | 0% | 0% | 1 | 22.78% | 0% | 0% | 1 | 5.483% | 0% | 0% | 1 | 0.2155% | 0% | 0% | 1 | 0% | 0% | 1 |  |  |  |  | 40.36% | [5 empty] | 0% | 0% | 0% | 1 | 19.63% | 0% | 0% | 1 | 0.00932% | 0% | 0% | 1 | 4.7% | 0% | 0% | 1 | 21.09% | 0% | 0% | 1 | 5.155% | 0% | 0% | 1 | 0.3529% | 0% | 0% | 1 | 0% | 0% | 1 |  |  |  |  | 39.83% | [5 empty] | 0% | 0% | 0% | 1 | 21.71% | 0% | 0% | 1 | 4.136% | 0% | 0% | 1 | 8.353% | 0% | 0% | 1 | 25.81% | 0% | 0% | 1 | 3.15% | 0% | 0% | 1 | 0.9663% | 0% | 0% | 1 | 0% | 0% | 1 |  |  |  |  | 44.57% | [5 empty] | 0.07034% | 0% | 0.07034% | 1 | 19.95% | 0% | 0% | 1 | 6.727% | 0% | 0% | 1 | 11.53% | 0% | 0% | 1 | 27.4% | 0% | 0% | 1 | 2.461% | 0% | 0% | 1 | 2.047% | 0% | 0% | 1
18 | Cheney | Central_Valley_North_Los_Banos | 0 | 0 | 0 | 0% | 0% | 1 |  |  |  |  | 33.35% | [5 empty] | 0% | 0% | 0% | 1 | 13.42% | 0% | 0% | 1 | 0% | 0% | 0% | 1 | 14.66% | 0% | 0% | 1 | 26.4% | 0% | 0% | 1 | 0% | 0% | 0% | 1 | 0.1474% | 0% | 0% | 1 | 0% | 0% | 1 |  |  |  |  | 31.15% | [5 empty] | 0% | 0% | 0% | 1 | 14.86% | 0% | 0% | 1 | 0.3186% | 0% | 0% | 1 | 11.51% | 0% | 0% | 1 | 23.77% | 0% | 0% | 1 | 0% | 0% | 0% | 1 | 0.7207% | 0% | 0% | 1 | 0% | 0% | 1 |  |  |  |  | 33.82% | [5 empty] | 0% | 0% | 0% | 1 | 28.31% | 0% | 0% | 1 | 3.642% | 0% | 0% | 1 | 10.22% | 0% | 0% | 1 | 34.63% | 0% | 0% | 1 | 0.5414% | 0% | 0% | 1 | 3.634% | 0% | 0% | 1 | 0% | 0% | 1 |  |  |  |  | 31.01% | [5 empty] | 1.666% | 0% | 1.666% | 1 | 33.79% | 0% | 0% | 1 | 8.516% | 0% | 0% | 1 | 14.07% | 0% | 0% | 1 | 40.28% | 0% | 0% | 1 | 6.428% | 0% | 0% | 1 | 5.368% | 0% | 0% | 1
19 | Gates | Central_Valley_North_Los_Banos | 0 | 0 | 0 | 0% | 0% | 1 |  |  |  |  | 91.73% | [5 empty] | 0% | 0% | 0% | 1 | 0% | 0% | 0% | 1 | 7.907% | 0% | 0% | 1 | 20.67% | 0% | 0% | 1 | 20.67% | 0% | 0% | 1 | 0% | 0% | 0% | 1 | 0.3768% | 0% | 0% | 1 | 0% | 0% | 1 |  |  |  |  | 75.91% | [5 empty] | 0% | 0% | 0% | 1 | 5.945% | 0% | 0% | 1 | 3.534% | 0% | 0% | 1 | 15.34% | 0% | 0% | 1 | 16.64% | 0% | 0% | 1 | 0.3555% | 0% | 0% | 1 | 0.1929% | 0% | 0% | 1 | 0% | 0% | 1 |  |  |  |  | 55.78% | [5 empty] | 1.617% | 0% | 1.617% | 1 | 15.07% | 0% | 0% | 1 | 2.068% | 0% | 0% | 1 | 9.428% | 0% | 0% | 1 | 21.37% | 0% | 0% | 1 | 10.87% | 0% | 0% | 1 | 0.5384% | 0% | 0% | 1 | 0% | 0% | 1 |  |  |  |  | 44.54% | [5 empty] | 1.705% | 0% | 1.705% | 1 | 16.67% | 0% | 0% | 1 | 2.224% | 0% | 0% | 1 | 6.571% | 0% | 0% | 1 | 19.95% | 0% | 0% | 1 | 9.787% | 0% | 0% | 1 | 1.172% | 0% | 0% | 1
20 | Helm | Central_Valley_North_Los_Banos | 0 | 0 | 0 | 0% | 0% | 1 |  |  |  |  | 21.08% | [5 empty] | 0% | 0% | 0% | 1 | 24.38% | 0% | 0% | 1 | 14.04% | 0% | 0% | 1 | 14.93% | 0% | 0% | 1 | 33.69% | 0% | 0% | 1 | 0% | 0% | 0% | 1 | 3.017% | 0% | 0% | 1 | 0% | 0% | 1 |  |  |  |  | 35.33% | [5 empty] | 0% | 0% | 0% | 1 | 19.91% | 0% | 0% | 1 | 9.253% | 0% | 0% | 1 | 11.68% | 0% | 0% | 1 | 26.72% | 0% | 0% | 1 | 0.09582% | 0% | 0% | 1 | 2.416% | 0% | 0% | 1 | 0% | 0% | 1 |  |  |  |  | 44.99% | [5 empty] | 0% | 0% | 0% | 1 | 19.04% | 0% | 0% | 1 | 6.836% | 0% | 0% | 1 | 9.668% | 0% | 0% | 1 | 25.27% | 0% | 0% | 1 | 0.3055% | 0% | 0% | 1 | 2.398% | 0% | 0% | 1 | 0% | 0% | 1 |  |  |  |  | 45.06% | [5 empty] | 0% | 0% | 0% | 1 | 21.45% | 0% | 0% | 1 | 7.408% | 0% | 0% | 1 | 12.17% | 0% | 0% | 1 | 28.69% | 0% | 0% | 1 | 2.143% | 0% | 0% | 1 | 4.126% | 0% | 0% | 1
21 | Kearney | Central_Valley_North_Los_Banos | 0 | 0 | 0 | 0% | 0% | 1 |  |  |  |  | 69.5% | [5 empty] | 0% | 0% | 0% | 1 | 2.335% | 0% | 0% | 1 | 0.1997% | 0% | 0% | 1 | 0.1997% | 0% | 0% | 1 | 2.534% | 0% | 0% | 1 | 0% | 0% | 0% | 1 | 0.3387% | 0% | 0% | 1 | 0% | 0% | 1 |  |  |  |  | 62.05% | [5 empty] | 0% | 0% | 0% | 1 | 5.802% | 0% | 0% | 1 | 7.432% | 0% | 0% | 1 | 7.432% | 0% | 0% | 1 | 12.37% | 0% | 0% | 1 | 0% | 0% | 0% | 1 | 1.416% | 0% | 0% | 1 | 0% | 0% | 1 |  |  |  |  | 51.09% | [5 empty] | 0% | 0% | 0% | 1 | 16.82% | 0% | 0% | 1 | 13.17% | 0% | 0% | 1 | 14.62% | 0% | 0% | 1 | 28.2% | 0% | 0% | 1 | 1.477% | 0% | 0% | 1 | 4.013% | 0% | 0% | 1 | 0% | 0% | 1 |  |  |  |  | 42.07% | [5 empty] | 0% | 0% | 0% | 1 | 20.78% | 0% | 0% | 1 | 13.03% | 0% | 0% | 1 | 16.24% | 0% | 0% | 1 | 30.45% | 0% | 0% | 1 | 1.909% | 0% | 0% | 1 | 6.257% | 0% | 0% | 1
22 | Kingsburg | Central_Valley_North_Los_Banos | 0 | 0 | 0 | 0% | 0% | 1 |  |  |  |  | 56.85% | [5 empty] | 0% | 0% | 0% | 1 | 0% | 0% | 0% | 1 | 0% | 0% | 0% | 1 | 0% | 0% | 0% | 1 | 0% | 0% | 0% | 1 | 0% | 0% | 0% | 1 | 3.046% | 0% | 0% | 1 | 0% | 0% | 1 |  |  |  |  | 68.3% | [5 empty] | 0% | 0% | 0% | 1 | 0% | 0% | 0% | 1 | 0% | 0% | 0% | 1 | 0% | 0% | 0% | 1 | 0% | 0% | 0% | 1 | 0% | 0% | 0% | 1 | 1.667% | 0% | 0% | 1 | 0% | 0% | 1 |  |  |  |  | 64.24% | [5 empty] | 0% | 0% | 0% | 1 | 2.501% | 0% | 0% | 1 | 0.5713% | 0% | 0% | 1 | 0.6409% | 0% | 0% | 1 | 2.501% | 0% | 0% | 1 | 0% | 0% | 0% | 1 | 1.957% | 0% | 0% | 1 | 0% | 0% | 1 |  |  |  |  | 50.13% | [5 empty] | 0% | 0% | 0% | 1 | 7.081% | 0% | 0% | 1 | 1.486% | 0% | 0% | 1 | 1.513% | 0% | 0% | 1 | 7.524% | 0% | 0% | 1 | 0% | 0% | 0% | 1 | 1.715% | 0% | 0% | 1
23 | Malaga | Central_Valley_North_Los_Banos | 0 | 0 | 0 | 0% | 0% | 1 |  |  |  |  | 77.3% | [5 empty] | 0% | 0% | 0% | 1 | 0% | 0% | 0% | 1 | 0% | 0% | 0% | 1 | 0% | 0% | 0% | 1 | 0% | 0% | 0% | 1 | 0% | 0% | 0% | 1 | 0.1576% | 0% | 0% | 1 | 0% | 0% | 1 |  |  |  |  | 72.68% | [5 empty] | 0% | 0% | 0% | 1 | 0% | 0% | 0% | 1 | 0% | 0% | 0% | 1 | 0% | 0% | 0% | 1 | 0% | 0% | 0% | 1 | 0% | 0% | 0% | 1 | 0.1102% | 0% | 0% | 1 | 0% | 0% | 1 |  |  |  |  | 61.6% | [5 empty] | 0% | 0% | 0% | 1 | 3.368% | 0% | 0% | 1 | 3.707% | 0% | 0% | 1 | 3.707% | 0% | 0% | 1 | 7.075% | 0% | 0% | 1 | 0.9841% | 0% | 0% | 1 | 2.659% | 0% | 0% | 1 | 0% | 0% | 1 |  |  |  |  | 46.7% | [5 empty] | 0% | 0% | 0% | 1 | 18.15% | 0% | 0% | 1 | 13.69% | 0% | 0% | 1 | 16.51% | 0% | 0% | 1 | 29% | 0% | 0% | 1 | 1.878% | 0% | 0% | 1 | 5.537% | 0% | 0% | 1
24 | McCall | Central_Valley_North_Los_Banos | 0 | 0 | 0 | 0% | 0% | 1 |  |  |  |  | 75.4% | [5 empty] | 0% | 0% | 0% | 1 | 0% | 0% | 0% | 1 | 0% | 0% | 0% | 1 | 0% | 0% | 0% | 1 | 0% | 0% | 0% | 1 | 0% | 0% | 0% | 1 | 0.1951% | 0% | 0% | 1 | 0% | 0% | 1 |  |  |  |  | 69.69% | [5 empty] | 0% | 0% | 0% | 1 | 0% | 0% | 0% | 1 | 0% | 0% | 0% | 1 | 0% | 0% | 0% | 1 | 0% | 0% | 0% | 1 | 0% | 0% | 0% | 1 | 1.131% | 0% | 0% | 1 | 0% | 0% | 1 |  |  |  |  | 66.41% | [5 empty] | 0% | 0% | 0% | 1 | 0.1389% | 0% | 0% | 1 | 0% | 0% | 0% | 1 | 0% | 0% | 0% | 1 | 0.1389% | 0% | 0% | 1 | 0% | 0% | 0% | 1 | 0.8492% | 0% | 0% | 1 | 0% | 0% | 1 |  |  |  |  | 50.15% | [5 empty] | 0% | 0% | 0% | 1 | 10.8% | 0% | 0% | 1 | 9.423% | 0% | 0% | 1 | 9.445% | 0% | 0% | 1 | 18.21% | 0% | 0% | 1 | 1.032% | 0% | 0% | 1 | 3.26% | 0% | 0% | 1
25 | Mc Mullin | Central_Valley_North_Los_Banos | 0 | 0 | 0 | 0% | 0% | 1 |  |  |  |  | 47.93% | [5 empty] | 0% | 0% | 0% | 1 | 14.46% | 0% | 0% | 1 | 7.626% | 0% | 0% | 1 | 7.626% | 0% | 0% | 1 | 17.45% | 0% | 0% | 1 | 0% | 0% | 0% | 1 | 1.405% | 0% | 0% | 1 | 0% | 0% | 1 |  |  |  |  | 46.91% | [5 empty] | 0% | 0% | 0% | 1 | 14.36% | 0% | 0% | 1 | 8.503% | 0% | 0% | 1 | 8.748% | 0% | 0% | 1 | 20.43% | 0% | 0% | 1 | 0% | 0% | 0% | 1 | 1.515% | 0% | 0% | 1 | 0% | 0% | 1 |  |  |  |  | 47.85% | [5 empty] | 0% | 0% | 0% | 1 | 16.3% | 0% | 0% | 1 | 6.918% | 0% | 0% | 1 | 7.529% | 0% | 0% | 1 | 20.74% | 0% | 0% | 1 | 0.05845% | 0% | 0% | 1 | 2.02% | 0% | 0% | 1 | 0% | 0% | 1 |  |  |  |  | 47.13% | [5 empty] | 0% | 0% | 0% | 1 | 18.77% | 0% | 0% | 1 | 8.825% | 0% | 0% | 1 | 13.09% | 0% | 0% | 1 | 26.99% | 0% | 0% | 1 | 2.131% | 0% | 0% | 1 | 4.825% | 0% | 0% | 1
26 | Mendota | Central_Valley_North_Los_Banos | 0 | 0 | 0 | 0% | 0% | 1 |  |  |  |  | 24.11% | [5 empty] | 0% | 0% | 0% | 1 | 13.99% | 0% | 0% | 1 | 1.727% | 0% | 0% | 1 | 10.8% | 0% | 0% | 1 | 23.57% | 0% | 0% | 1 | 0.3815% | 0% | 0% | 1 | 2.608% | 0% | 0% | 1 | 0% | 0% | 1 |  |  |  |  | 20.84% | [5 empty] | 0% | 0% | 0% | 1 | 37.46% | 0% | 0% | 1 | 6.991% | 0% | 0% | 1 | 16.48% | 0% | 0% | 1 | 46.04% | 0% | 0% | 1 | 1.942% | 0% | 0% | 1 | 7.325% | 0% | 0% | 1 | 0% | 0% | 1 |  |  |  |  | 25.98% | [5 empty] | 0% | 0% | 0% | 1 | 38.43% | 0% | 0% | 1 | 10.17% | 0% | 0% | 1 | 18.53% | 0% | 0% | 1 | 48.08% | 0% | 0% | 1 | 2.097% | 0% | 0% | 1 | 7.889% | 0% | 0% | 1 | 0% | 0% | 1 |  |  |  |  | 37.77% | [5 empty] | 0.312% | 0% | 0.312% | 1 | 28.51% | 0% | 0% | 1 | 7.774% | 0% | 0% | 1 | 11.91% | 0% | 0% | 1 | 34.63% | 0% | 0% | 1 | 3.071% | 0% | 0% | 1 | 5.021% | 0% | 0% | 1
27 | Oro Loma | Central_Valley_North_Los_Banos | 0 | 0 | 0 | 0% | 0% | 1 |  |  |  |  | 17.75% | [5 empty] | 0% | 0% | 0% | 1 | 1.23% | 0% | 0% | 1 | 0% | 0% | 0% | 1 | 0.04044% | 0% | 0% | 1 | 1.27% | 0% | 0% | 1 | 0% | 0% | 0% | 1 | 2.358% | 0% | 0% | 1 | 0% | 0% | 1 |  |  |  |  | 36.11% | [5 empty] | 0% | 0% | 0% | 1 | 29.44% | 0% | 0% | 1 | 1.039% | 0% | 0% | 1 | 10.38% | 0% | 0% | 1 | 34.36% | 0% | 0% | 1 | 1.894% | 0% | 0% | 1 | 6.475% | 0% | 0% | 1 | 0% | 0% | 1 |  |  |  |  | 34.53% | [5 empty] | 0% | 0% | 0% | 1 | 45.2% | 0% | 0% | 1 | 8.779% | 0% | 0% | 1 | 15.23% | 0% | 0% | 1 | 49.57% | 0% | 0% | 1 | 3.028% | 0% | 0% | 1 | 7.513% | 0% | 0% | 1 | 0% | 0% | 1 |  |  |  |  | 29% | [5 empty] | 0.749% | 0% | 0.749% | 1 | 43.77% | 0% | 0% | 1 | 12.27% | 0% | 0% | 1 | 19.65% | 0% | 0% | 1 | 51.56% | 0% | 0% | 2 | 5.435% | 0% | 0% | 1 | 8.542% | 0% | 0% | 1
28 | Panoche | Central_Valley_North_Los_Banos | 0 | 0 | 0 | 0% | 0% | 1 |  |  |  |  | 40.82% | [5 empty] | 0% | 0% | 0% | 1 | 0% | 0% | 0% | 1 | 0% | 0% | 0% | 1 | 25.2% | 0% | 0% | 1 | 25.2% | 0% | 0% | 1 | 0% | 0% | 0% | 1 | 0.2032% | 0% | 0% | 1 | 0% | 0% | 1 |  |  |  |  | 25.06% | [5 empty] | 0% | 0% | 0% | 1 | 16.16% | 0% | 0% | 1 | 0.02789% | 0% | 0% | 1 | 11.94% | 0% | 0% | 1 | 24.99% | 0% | 0% | 1 | 0% | 0% | 0% | 1 | 0.3938% | 0% | 0% | 1 | 0% | 0% | 1 |  |  |  |  | 31.36% | [5 empty] | 0.03385% | 0% | 0.03385% | 1 | 26.99% | 0% | 0% | 1 | 1.896% | 0% | 0% | 1 | 8.934% | 0% | 0% | 1 | 32.66% | 0% | 0% | 1 | 0.9213% | 0% | 0% | 1 | 3.752% | 0% | 0% | 1 | 0% | 0% | 1 |  |  |  |  | 29.74% | [5 empty] | 2.456% | 0% | 2.456% | 1 | 36.02% | 0% | 0% | 1 | 9.427% | 0% | 0% | 1 | 15.37% | 0% | 0% | 1 | 43.28% | 0% | 0% | 1 | 7.687% | 0% | 0% | 1 | 5.833% | 0% | 0% | 1
29 | Reedley | Central_Valley_North_Los_Banos | 0 | 0 | 0 | 0% | 0% | 1 |  |  |  |  | 0% | [5 empty] | 0% | 0% | 0% | 1 | 0% | 0% | 0% | 1 | 0% | 0% | 0% | 1 | 0% | 0% | 0% | 1 | 0% | 0% | 0% | 1 | 0% | 0% | 0% | 1 | 0% | 0% | 0% | 1 | 0% | 0% | 1 |  |  |  |  | 0% | [5 empty] | 0% | 0% | 0% | 1 | 0% | 0% | 0% | 1 | 0% | 0% | 0% | 1 | 0% | 0% | 0% | 1 | 0% | 0% | 0% | 1 | 0% | 0% | 0% | 1 | 0% | 0% | 0% | 1 | 0% | 0% | 1 |  |  |  |  | 52.85% | [5 empty] | 0% | 0% | 0% | 1 | 0% | 0% | 0% | 1 | 0% | 0% | 0% | 1 | 0% | 0% | 0% | 1 | 0% | 0% | 0% | 1 | 0% | 0% | 0% | 1 | 2.319% | 0% | 0% | 1 | 0% | 0% | 1 |  |  |  |  | 70.66% | [5 empty] | 0% | 0% | 0% | 1 | 0% | 0% | 0% | 1 | 0% | 0% | 0% | 1 | 0% | 0% | 0% | 1 | 0% | 0% | 0% | 1 | 0% | 0% | 0% | 1 | 1.091% | 0% | 0% | 1
30 | Sanger | Central_Valley_North_Los_Banos | 0 | 0 | 0 | 0% | 0% | 1 |  |  |  |  | 89.05% | [5 empty] | 0% | 0% | 0% | 1 | 0% | 0% | 0% | 1 | 0% | 0% | 0% | 1 | 0% | 0% | 0% | 1 | 0% | 0% | 0% | 1 | 0% | 0% | 0% | 1 | 0% | 0% | 0% | 1 | 0% | 0% | 1 |  |  |  |  | 80.05% | [5 empty] | 0% | 0% | 0% | 1 | 0% | 0% | 0% | 1 | 0% | 0% | 0% | 1 | 0% | 0% | 0% | 1 | 0% | 0% | 0% | 1 | 0% | 0% | 0% | 1 | 0.1765% | 0% | 0% | 1 | 0% | 0% | 1 |  |  |  |  | 65.4% | [5 empty] | 0% | 0% | 0% | 1 | 0% | 0% | 0% | 1 | 1.97% | 0% | 0% | 1 | 1.97% | 0% | 0% | 1 | 1.97% | 0% | 0% | 1 | 0.02449% | 0% | 0% | 1 | 0.8086% | 0% | 0% | 1 | 0% | 0% | 1 |  |  |  |  | 55.75% | [5 empty] | 0% | 0% | 0% | 1 | 12.45% | 0% | 0% | 1 | 12.19% | 0% | 0% | 1 | 14.44% | 0% | 0% | 1 | 23.21% | 0% | 0% | 1 | 2.434% | 0% | 0% | 1 | 5.474% | 0% | 0% | 1
31 | Schindler | Central_Valley_North_Los_Banos | 0 | 0 | 0 | 0% | 0% | 1 |  |  |  |  | 42.9% | [5 empty] | 0% | 0% | 0% | 1 | 8.416% | 0% | 0% | 1 | 0.2975% | 0% | 0% | 1 | 1.74% | 0% | 0% | 1 | 10.14% | 0% | 0% | 1 | 0% | 0% | 0% | 1 | 0.4949% | 0% | 0% | 1 | 0% | 0% | 1 |  |  |  |  | 50.56% | [5 empty] | 0% | 0% | 0% | 1 | 16.19% | 0% | 0% | 1 | 4.566% | 0% | 0% | 1 | 7.837% | 0% | 0% | 1 | 20.35% | 0% | 0% | 1 | 2.042% | 0% | 0% | 1 | 0.8358% | 0% | 0% | 1 | 0% | 0% | 1 |  |  |  |  | 47.81% | [5 empty] | 0% | 0% | 0% | 1 | 17.86% | 0% | 0% | 1 | 3.43% | 0% | 0% | 1 | 6.914% | 0% | 0% | 1 | 21.36% | 0% | 0% | 1 | 2.025% | 0% | 0% | 1 | 1.173% | 0% | 0% | 1 | 0% | 0% | 1 |  |  |  |  | 48.09% | [5 empty] | 0% | 0% | 0% | 1 | 15.77% | 0% | 0% | 1 | 5.248% | 0% | 0% | 1 | 8.089% | 0% | 0% | 1 | 20.71% | 0% | 0% | 1 | 1.557% | 0% | 0% | 1 | 1.974% | 0% | 0% | 1
32 | Wahtoke | Central_Valley_North_Los_Banos | 0 | 0 | 0 | 0% | 0% | 1 |  |  |  |  | 0% | [5 empty] | 0% | 0% | 0% | 1 | 0% | 0% | 0% | 1 | 0% | 0% | 0% | 1 | 0% | 0% | 0% | 1 | 0% | 0% | 0% | 1 | 0% | 0% | 0% | 1 | 0% | 0% | 0% | 1 | 0% | 0% | 1 |  |  |  |  | 57.36% | [5 empty] | 0% | 0% | 0% | 1 | 0% | 0% | 0% | 1 | 0% | 0% | 0% | 1 | 0% | 0% | 0% | 1 | 0% | 0% | 0% | 1 | 0% | 0% | 0% | 1 | 3.294% | 0% | 0% | 1 | 0% | 0% | 1 |  |  |  |  | 63.77% | [5 empty] | 0% | 0% | 0% | 1 | 0% | 0% | 0% | 1 | 0% | 0% | 0% | 1 | 0% | 0% | 0% | 1 | 0% | 0% | 0% | 1 | 0% | 0% | 0% | 1 | 1.981% | 0% | 0% | 1 | 0% | 0% | 1 |  |  |  |  | 62.75% | [5 empty] | 0% | 0% | 0% | 1 | 2.202% | 0% | 0% | 1 | 1.206% | 0% | 0% | 1 | 1.258% | 0% | 0% | 1 | 2.982% | 0% | 0% | 1 | 0% | 0% | 0% | 1 | 1.037% | 0% | 0% | 1
33 | West Fresno | Central_Valley_North_Los_Banos | 0 | 0 | 0 | 0% | 0% | 1 |  |  |  |  | 73.05% | [5 empty] | 0% | 0% | 0% | 1 | 0% | 0% | 0% | 1 | 0% | 0% | 0% | 1 | 0% | 0% | 0% | 1 | 0% | 0% | 0% | 1 | 0% | 0% | 0% | 1 | 0.07965% | 0% | 0% | 1 | 0% | 0% | 1 |  |  |  |  | 67.05% | [5 empty] | 0% | 0% | 0% | 1 | 4.661% | 0% | 0% | 1 | 2.086% | 0% | 0% | 1 | 2.086% | 0% | 0% | 1 | 6.746% | 0% | 0% | 1 | 0% | 0% | 0% | 1 | 1.064% | 0% | 0% | 1 | 0% | 0% | 1 |  |  |  |  | 56.77% | [5 empty] | 0% | 0% | 0% | 1 | 9.415% | 0% | 0% | 1 | 13.48% | 0% | 0% | 1 | 14.35% | 0% | 0% | 1 | 21.45% | 0% | 0% | 1 | 1.82% | 0% | 0% | 1 | 4.281% | 0% | 0% | 1 | 0% | 0% | 1 |  |  |  |  | 42.93% | [5 empty] | 0% | 0% | 0% | 1 | 20.32% | 0% | 0% | 1 | 15% | 0% | 0% | 1 | 18.09% | 0% | 0% | 1 | 31.42% | 0% | 0% | 1 | 2.226% | 0% | 0% | 1 | 6.615% | 0% | 0% | 1
34 | Glenn | Northern_California | 333 | 13320 | 10 | 23.79% | 0% | 2 |  |  |  |  | 54.46% | [5 empty] | 0% | 0% | 0% | 1 | 54.28% | 20.61% | 0% | 2 | 0.6119% | 9.481% | 0% | 1 | 1.186% | 9.536% | 0% | 1 | 54.87% | 20.88% | 0% | 2 | 3.566% | 9.771% | 0% | 1 | 16.73% | 20.88% | 0% | 2 | 12.37% | 0% | 1 |  |  |  |  | 44.38% | [5 empty] | 0.5671% | 0% | 0.5671% | 1 | 52.88% | 9.143% | 0% | 2 | 1.834% | 4.388% | 0% | 1 | 5.435% | 4.555% | 0% | 1 | 56.86% | 9.986% | 0% | 2 | 10.07% | 4.79% | 0% | 1 | 16.45% | 9.986% | 0% | 1 | 8.253% | 0% | 1 |  |  |  |  | 32.12% | [5 empty] | 8.474% | 0% | 8.474% | 1 | 48.49% | 4.927% | 0% | 1 | 3.277% | 2.624% | 0% | 1 | 6.899% | 2.726% | 0% | 1 | 53.2% | 5.423% | 0% | 2 | 25.97% | 3.428% | 0% | 1 | 15.73% | 5.423% | 0% | 1 | 5.163% | 0% | 1 |  |  |  |  | 24.57% | [5 empty] | 24.49% | 0.3372% | 24.83% | 2 | 41.48% | 2.293% | 0% | 1 | 5.759% | 1.424% | 0% | 1 | 13.65% | 1.554% | 0% | 1 | 50.31% | 2.7% | 0% | 2 | 36.51% | 2.114% | 0% | 1 | 11.96% | 2.7% | 0% | 1
35 | Bridgeville | Humboldt | 0 | 0 | 0 | 0% | 0% | 1 |  |  |  |  | 0% | [5 empty] | 35.04% | 17.08% | 52.11% | 3 | 23.65% | 0% | 0% | 1 | 21.75% | 0% | 0% | 1 | 23.54% | 0% | 0% | 1 | 41.22% | 0% | 0% | 1 | 82.35% | 0% | 0% | 3 | 0.3489% | 0% | 0% | 1 | 0% | 0% | 1 |  |  |  |  | 0% | [5 empty] | 60.1% | 9.774% | 69.87% | 3 | 21.02% | 0% | 0% | 1 | 24.46% | 0% | 0% | 1 | 29.98% | 0% | 0% | 1 | 42.54% | 0% | 0% | 1 | 80.36% | 0% | 0% | 3 | 0.8378% | 0% | 0% | 1 | 0% | 0% | 1 |  |  |  |  | 0% | [5 empty] | 69.77% | 6.464% | 76.23% | 5 | 17% | 0% | 0% | 1 | 20.13% | 0% | 0% | 1 | 26.91% | 0% | 0% | 1 | 36.73% | 0% | 0% | 1 | 81.79% | 0% | 0% | 3 | 1.086% | 0% | 0% | 1 | 0% | 0% | 1 |  |  |  |  | 0% | [5 empty] | 79.23% | 3.053% | 82.28% | 5 | 10.08% | 0% | 0% | 1 | 23.76% | 0% | 0% | 1 | 29.56% | 0% | 0% | 1 | 35.86% | 0% | 0% | 1 | 75.05% | 0% | 0% | 3 | 4.042% | 0% | 0% | 1
36 | Humboldt | Humboldt | 0 | 0 | 0 | 0% | 0% | 1 |  |  |  |  | 0% | [5 empty] | 51.97% | 0% | 51.97% | 3 | 7.332% | 0% | 0% | 1 | 42.52% | 0% | 0% | 1 | 52.75% | 0% | 0% | 2 | 55.05% | 0% | 0% | 2 | 29.41% | 0% | 0% | 1 | 21.06% | 0% | 0% | 1 | 0% | 0% | 1 |  |  |  |  | 0% | [5 empty] | 47.92% | 0% | 47.92% | 2 | 4.893% | 0% | 0% | 1 | 33.63% | 0% | 0% | 1 | 37.91% | 0% | 0% | 1 | 40.43% | 0% | 0% | 1 | 41.02% | 0% | 0% | 1 | 21.06% | 0% | 0% | 1 | 0% | 0% | 1 |  |  |  |  | 0% | [5 empty] | 52.55% | 0.3382% | 52.89% | 3 | 4.057% | 0% | 0% | 1 | 24.66% | 0% | 0% | 1 | 28.56% | 0% | 0% | 1 | 31.16% | 0% | 0% | 1 | 50.68% | 0% | 0% | 2 | 14.94% | 0% | 0% | 1 | 0% | 0% | 1 |  |  |  |  | 0% | [5 empty] | 56.01% | 2.703% | 58.72% | 3 | 12.56% | 0% | 0% | 1 | 18.95% | 0% | 0% | 1 | 23.47% | 0% | 0% | 1 | 31.77% | 0% | 0% | 1 | 60.9% | 0% | 0% | 2 | 9.087% | 0% | 0% | 1
37 | El Centro | Greater_Imperial | 0 | 0 | 0 | 0% | 0% | 1 |  |  |  |  | 68.8% | [5 empty] | 0% | 0% | 0% | 1 | 2.535% | 0% | 0% | 1 | 4.131% | 0% | 0% | 1 | 4.131% | 0% | 0% | 1 | 6.666% | 0% | 0% | 1 | 0% | 0% | 0% | 1 | 6.459% | 0% | 0% | 1 | 0% | 0% | 1 |  |  |  |  | 71.31% | [5 empty] | 0% | 0% | 0% | 1 | 1.258% | 0% | 0% | 1 | 10.17% | 0% | 0% | 1 | 11.3% | 0% | 0% | 1 | 12.56% | 0% | 0% | 1 | 0.6204% | 0% | 0% | 1 | 5.327% | 0% | 0% | 1 | 0% | 0% | 1 |  |  |  |  | 66.32% | [5 empty] | 0% | 0% | 0% | 1 | 1.151% | 0% | 0% | 1 | 14.84% | 0% | 0% | 1 | 12.92% | 0% | 0% | 1 | 16.75% | 0% | 0% | 1 | 5.367% | 0% | 0% | 1 | 4.647% | 0% | 0% | 1 | 0% | 0% | 1 |  |  |  |  | 53.45% | [5 empty] | 0% | 0% | 0% | 1 | 6.544% | 0% | 0% | 1 | 17.05% | 0% | 0% | 1 | 15.23% | 0% | 0% | 1 | 24.16% | 0% | 0% | 1 | 15.64% | 0% | 0% | 1 | 5.004% | 0% | 0% | 1
38 | High Line | Greater_Imperial | 0 | 0 | 0 | 0% | 0% | 1 |  |  |  |  | 66.55% | [5 empty] | 0% | 0% | 0% | 1 | 0% | 0% | 0% | 1 | 29.09% | 0% | 0% | 1 | 29.09% | 0% | 0% | 1 | 29.09% | 0% | 0% | 1 | 7.724% | 0% | 0% | 1 | 6.343% | 0% | 0% | 1 | 0% | 0% | 1 |  |  |  |  | 64.4% | [5 empty] | 0% | 0% | 0% | 1 | 4.272% | 0% | 0% | 1 | 18.05% | 0% | 0% | 1 | 18.05% | 0% | 0% | 1 | 22.32% | 0% | 0% | 1 | 7.644% | 0% | 0% | 1 | 5.112% | 0% | 0% | 1 | 0% | 0% | 1 |  |  |  |  | 59.24% | [5 empty] | 0% | 0% | 0% | 1 | 5.293% | 0% | 0% | 1 | 13.68% | 0% | 0% | 1 | 13.78% | 0% | 0% | 1 | 18.97% | 0% | 0% | 1 | 9.335% | 0% | 0% | 1 | 5.25% | 0% | 0% | 1 | 0% | 0% | 1 |  |  |  |  | 55.26% | [5 empty] | 0% | 0% | 0% | 1 | 6.771% | 0% | 0% | 1 | 16.46% | 0% | 0% | 1 | 14.38% | 0% | 0% | 1 | 23.84% | 0% | 0% | 1 | 11.12% | 0% | 0% | 1 | 4.897% | 0% | 0% | 1
39 | Imperial Valley | Greater_Imperial | 0 | 0 | 0 | 0% | 0% | 1 |  |  |  |  | 39.12% | [5 empty] | 0% | 0% | 0% | 1 | 0% | 0% | 0% | 1 | 18.09% | 0% | 0% | 1 | 30.76% | 0% | 0% | 1 | 30.76% | 0% | 0% | 1 | 3.572% | 0% | 0% | 1 | 8.017% | 0% | 0% | 1 | 0% | 0% | 1 |  |  |  |  | 33.49% | [5 empty] | 0% | 0% | 0% | 1 | 9.089% | 0% | 0% | 1 | 5.4% | 0% | 0% | 1 | 9.183% | 0% | 0% | 1 | 18.27% | 0% | 0% | 1 | 27.94% | 0% | 0% | 1 | 5.29% | 0% | 0% | 1 | 0% | 0% | 1 |  |  |  |  | 49.57% | [5 empty] | 0% | 0% | 0% | 1 | 5.652% | 0% | 0% | 1 | 4.449% | 0% | 0% | 1 | 5.999% | 0% | 0% | 1 | 11.68% | 0% | 0% | 1 | 18.89% | 0% | 0% | 1 | 5.532% | 0% | 0% | 1 | 0% | 0% | 1 |  |  |  |  | 58.57% | [5 empty] | 0.2881% | 0% | 0.2881% | 1 | 2.786% | 0% | 0% | 1 | 16.26% | 0% | 0% | 1 | 13.82% | 0% | 0% | 1 | 19.88% | 0% | 0% | 1 | 13.3% | 0% | 0% | 1 | 4.46% | 0% | 0% | 1
40 | El Segundo | Greater_LA | 0 | 0 | 0 | 0% | 0% | 1 |  |  |  |  | 0% | [5 empty] | 18.34% | 0% | 18.34% | 1 | 2.903% | 0% | 0% | 1 | 30.71% | 0% | 0% | 1 | 55.33% | 0% | 0% | 2 | 58.23% | 0% | 0% | 2 | 0% | 0% | 0% | 1 | 0.1735% | 0% | 0% | 1 | 0% | 0% | 1 |  |  |  |  | 0% | [5 empty] | 9.051% | 0.837% | 9.888% | 2 | 2.464% | 0% | 0% | 1 | 5.876% | 0% | 0% | 1 | 77.8% | 0% | 0% | 3 | 80.27% | 0% | 0% | 3 | 0% | 0% | 0% | 1 | 0.0567% | 0% | 0% | 1 | 0% | 0% | 1 |  |  |  |  | 0% | [5 empty] | 3.67% | 1.56% | 5.23% | 2 | 1.12% | 0% | 0% | 1 | 2.674% | 0% | 0% | 1 | 53.04% | 0% | 0% | 2 | 54.16% | 0% | 0% | 2 | 0% | 0% | 0% | 1 | 0.1578% | 0% | 0% | 1 | 0% | 0% | 1 |  |  |  |  | 0% | [5 empty] | 1.917% | 22.85% | 24.77% | 4 | 3.025% | 0% | 0% | 1 | 7.996% | 0% | 0% | 1 | 54.77% | 0% | 0% | 2 | 57.8% | 0% | 0% | 2 | 3.725% | 0% | 0% | 1 | 3.105% | 0% | 0% | 1
41 | Arco | Central_Valley_North_Los_Banos | 0 | 0 | 0 | 0% | 0% | 1 |  |  |  |  | 0% | [5 empty] | 0% | 0% | 0% | 1 | 0% | 0% | 0% | 1 | 0% | 0% | 0% | 1 | 0% | 0% | 0% | 1 | 0% | 0% | 0% | 1 | 0% | 0% | 0% | 1 | 0% | 0% | 0% | 1 | 0% | 0% | 1 |  |  |  |  | 0% | [5 empty] | 37.29% | 0% | 37.29% | 2 | 80.98% | 0% | 0% | 3 | 0% | 0% | 0% | 1 | 24.69% | 0% | 0% | 1 | 92.96% | 0% | 0% | 4 | 69.57% | 0% | 0% | 2 | 0.2917% | 0% | 0% | 1 | 0% | 0% | 1 |  |  |  |  | 0.00393% | [5 empty] | 7.719% | 0% | 7.719% | 1 | 62.84% | 0% | 0% | 2 | 7.031% | 0% | 0% | 1 | 18.51% | 0% | 0% | 1 | 67.05% | 0% | 0% | 2 | 59.77% | 0% | 0% | 2 | 1.128% | 0% | 0% | 1 | 0% | 0% | 1 |  |  |  |  | 8.15% | [5 empty] | 4.453% | 0% | 4.453% | 1 | 47.95% | 0% | 0% | 1 | 3.153% | 0% | 0% | 1 | 14.04% | 0% | 0% | 1 | 52.76% | 0% | 0% | 2 | 52.95% | 0% | 0% | 2 | 1.038% | 0% | 0% | 1
42 | Bakersfield | Central_Valley_North_Los_Banos | 0 | 0 | 0 | 0% | 0% | 1 |  |  |  |  | 0% | [5 empty] | 0% | 0% | 0% | 1 | 0% | 0% | 0% | 1 | 0% | 0% | 0% | 1 | 0% | 0% | 0% | 1 | 0% | 0% | 0% | 1 | 0% | 0% | 0% | 1 | 0% | 0% | 0% | 1 | 0% | 0% | 1 |  |  |  |  | 0% | [5 empty] | 0% | 0% | 0% | 1 | 0% | 0% | 0% | 1 | 0% | 0% | 0% | 1 | 0% | 0% | 0% | 1 | 0% | 0% | 0% | 1 | 0% | 0% | 0% | 1 | 0% | 0% | 0% | 1 | 0% | 0% | 1 |  |  |  |  | 0% | [5 empty] | 0% | 0% | 0% | 1 | 0% | 0% | 0% | 1 | 0% | 0% | 0% | 1 | 0% | 0% | 0% | 1 | 0% | 0% | 0% | 1 | 0% | 0% | 0% | 1 | 0% | 0% | 0% | 1 | 0% | 0% | 1 |  |  |  |  | 0% | [5 empty] | 43.41% | 56.59% | 100% | 5 | 53.41% | 0% | 0% | 2 | 13.98% | 0% | 0% | 1 | 25.11% | 0% | 0% | 1 | 63.75% | 0% | 0% | 2 | 55.38% | 0% | 0% | 2 | 2.918% | 0% | 0% | 1
43 | Charca | Central_Valley_North_Los_Banos | 0 | 0 | 0 | 0% | 0% | 1 |  |  |  |  | 0% | [5 empty] | 0% | 0% | 0% | 1 | 0% | 0% | 0% | 1 | 0% | 0% | 0% | 1 | 0% | 0% | 0% | 1 | 0% | 0% | 0% | 1 | 0% | 0% | 0% | 1 | 0% | 0% | 0% | 1 | 0% | 0% | 1 |  |  |  |  | 0% | [5 empty] | 0% | 0% | 0% | 1 | 0% | 0% | 0% | 1 | 0% | 0% | 0% | 1 | 0% | 0% | 0% | 1 | 0% | 0% | 0% | 1 | 0% | 0% | 0% | 1 | 0% | 0% | 0% | 1 | 0% | 0% | 1 |  |  |  |  | 0% | [5 empty] | 0% | 0% | 0% | 1 | 0% | 0% | 0% | 1 | 0% | 0% | 0% | 1 | 0% | 0% | 0% | 1 | 0% | 0% | 0% | 1 | 0% | 0% | 0% | 1 | 0% | 0% | 0% | 1 | 0% | 0% | 1 |  |  |  |  | 0% | [5 empty] | 0% | 0% | 0% | 1 | 0% | 0% | 0% | 1 | 0% | 0% | 0% | 1 | 0% | 0% | 0% | 1 | 0% | 0% | 0% | 1 | 0% | 0% | 0% | 1 | 0% | 0% | 0% | 1
44 | Columbus | Central_Valley_North_Los_Banos | 0 | 0 | 0 | 0% | 0% | 1 |  |  |  |  | 0% | [5 empty] | 0% | 0% | 0% | 1 | 0% | 0% | 0% | 1 | 0% | 0% | 0% | 1 | 0% | 0% | 0% | 1 | 0% | 0% | 0% | 1 | 0% | 0% | 0% | 1 | 0% | 0% | 0% | 1 | 0% | 0% | 1 |  |  |  |  | 0% | [5 empty] | 0% | 0% | 0% | 1 | 0% | 0% | 0% | 1 | 0% | 0% | 0% | 1 | 0% | 0% | 0% | 1 | 0% | 0% | 0% | 1 | 0% | 0% | 0% | 1 | 0% | 0% | 0% | 1 | 0% | 0% | 1 |  |  |  |  | 0% | [5 empty] | 71.04% | 28.96% | 100% | 5 | 73.75% | 0% | 0% | 3 | 35.71% | 0% | 0% | 1 | 71.76% | 0% | 0% | 3 | 93.62% | 0% | 0% | 4 | 54.55% | 0% | 0% | 2 | 3.073% | 0% | 0% | 1 | 0% | 0% | 1 |  |  |  |  | 0.0485% | [5 empty] | 50.94% | 49.06% | 100% | 5 | 43.05% | 0% | 0% | 1 | 15.31% | 0% | 0% | 1 | 32.27% | 0% | 0% | 1 | 62.25% | 0% | 0% | 2 | 65.65% | 0% | 0% | 2 | 2.425% | 0% | 0% | 1
45 | Elk Hills | Central_Valley_North_Los_Banos | 0 | 0 | 0 | 0% | 0% | 1 |  |  |  |  | 0% | [5 empty] | 0% | 0% | 0% | 1 | 0% | 0% | 0% | 1 | 0% | 0% | 0% | 1 | 0% | 0% | 0% | 1 | 0% | 0% | 0% | 1 | 0% | 0% | 0% | 1 | 0% | 0% | 0% | 1 | 0% | 0% | 1 |  |  |  |  | 0% | [5 empty] | 0% | 0% | 0% | 1 | 0% | 0% | 0% | 1 | 0% | 0% | 0% | 1 | 0% | 0% | 0% | 1 | 0% | 0% | 0% | 1 | 0% | 0% | 0% | 1 | 0% | 0% | 0% | 1 | 0% | 0% | 1 |  |  |  |  | 0% | [5 empty] | 0% | 0% | 0% | 1 | 0% | 0% | 0% | 1 | 0% | 0% | 0% | 1 | 0% | 0% | 0% | 1 | 0% | 0% | 0% | 1 | 0% | 0% | 0% | 1 | 0% | 0% | 0% | 1 | 0% | 0% | 1 |  |  |  |  | 0% | [5 empty] | 40.34% | 0.1335% | 40.47% | 2 | 8.188% | 0% | 0% | 1 | 13.19% | 0% | 0% | 1 | 13.19% | 0% | 0% | 1 | 16.61% | 0% | 0% | 1 | 37.11% | 0% | 0% | 1 | 1.608% | 0% | 0% | 1
46 | Goose Lake | Central_Valley_North_Los_Banos | 0 | 0 | 0 | 0% | 0% | 1 |  |  |  |  | 0% | [5 empty] | 0% | 0% | 0% | 1 | 0% | 0% | 0% | 1 | 0% | 0% | 0% | 1 | 0% | 0% | 0% | 1 | 0% | 0% | 0% | 1 | 0% | 0% | 0% | 1 | 0% | 0% | 0% | 1 | 0% | 0% | 1 |  |  |  |  | 0% | [5 empty] | 0% | 0% | 0% | 1 | 0% | 0% | 0% | 1 | 0% | 0% | 0% | 1 | 0% | 0% | 0% | 1 | 0% | 0% | 0% | 1 | 0% | 0% | 0% | 1 | 0% | 0% | 0% | 1 | 0% | 0% | 1 |  |  |  |  | 0% | [5 empty] | 0% | 0% | 0% | 1 | 0% | 0% | 0% | 1 | 0% | 0% | 0% | 1 | 0% | 0% | 0% | 1 | 0% | 0% | 0% | 1 | 0% | 0% | 0% | 1 | 0% | 0% | 0% | 1 | 0% | 0% | 1 |  |  |  |  | 0% | [5 empty] | 0% | 0% | 0% | 1 | 43.76% | 0% | 0% | 1 | 1.923% | 0% | 0% | 1 | 13.39% | 0% | 0% | 1 | 51% | 0% | 0% | 2 | 59.41% | 0% | 0% | 2 | 1.602% | 0% | 0% | 1
47 | Kernridge | Central_Valley_North_Los_Banos | 0 | 0 | 0 | 0% | 0% | 1 |  |  |  |  | 0% | [5 empty] | 0% | 0% | 0% | 1 | 9.387% | 0% | 0% | 1 | 10.1% | 0% | 0% | 1 | 10.1% | 0% | 0% | 1 | 19.48% | 0% | 0% | 1 | 7.672% | 0% | 0% | 1 | 0% | 0% | 0% | 1 | 0% | 0% | 1 |  |  |  |  | 0% | [5 empty] | 0% | 0% | 0% | 1 | 36.26% | 0% | 0% | 1 | 3.377% | 0% | 0% | 1 | 23.5% | 0% | 0% | 1 | 48.97% | 0% | 0% | 1 | 46.95% | 0% | 0% | 1 | 1.462% | 0% | 0% | 1 | 0% | 0% | 1 |  |  |  |  | 0% | [5 empty] | 0% | 0% | 0% | 1 | 40.82% | 0% | 0% | 1 | 2.016% | 0% | 0% | 1 | 14.03% | 0% | 0% | 1 | 48.42% | 0% | 0% | 1 | 60.02% | 0% | 0% | 2 | 1.652% | 0% | 0% | 1 | 0% | 0% | 1 |  |  |  |  | 0% | [5 empty] | 10.78% | 0% | 10.78% | 1 | 46.72% | 0% | 0% | 1 | 4.766% | 0% | 0% | 1 | 9.373% | 0% | 0% | 1 | 53.63% | 0% | 0% | 2 | 64.91% | 0% | 0% | 2 | 1.452% | 0% | 0% | 1
48 | Lamont | Central_Valley_North_Los_Banos | 0 | 0 | 0 | 0% | 0% | 1 |  |  |  |  | 0% | [5 empty] | 0% | 0% | 0% | 1 | 0% | 0% | 0% | 1 | 0% | 0% | 0% | 1 | 0% | 0% | 0% | 1 | 0% | 0% | 0% | 1 | 0% | 0% | 0% | 1 | 0% | 0% | 0% | 1 | 0% | 0% | 1 |  |  |  |  | 0% | [5 empty] | 0% | 100% | 100% | 5 | 100% | 0% | 0% | 5 | 1.867% | 0% | 0% | 1 | 1.867% | 0% | 0% | 1 | 100% | 0% | 0% | 5 | 29.2% | 0% | 0% | 1 | 1.404% | 0% | 0% | 1 | 0% | 0% | 1 |  |  |  |  | 0% | [5 empty] | 17.39% | 82.61% | 100% | 5 | 63% | 0% | 0% | 2 | 14.9% | 0% | 0% | 1 | 17.29% | 0% | 0% | 1 | 68.92% | 0% | 0% | 2 | 46.75% | 0% | 0% | 1 | 2.849% | 0% | 0% | 1 | 0% | 0% | 1 |  |  |  |  | 0.1379% | [5 empty] | 67.7% | 24.57% | 92.26% | 5 | 47.5% | 0% | 0% | 1 | 14.22% | 0% | 0% | 1 | 37.78% | 0% | 0% | 1 | 64% | 0% | 0% | 2 | 70.84% | 0% | 0% | 3 | 2.518% | 0% | 0% | 1
49 | Lerdo | Central_Valley_North_Los_Banos | 0 | 0 | 0 | 0% | 0% | 1 |  |  |  |  | 0% | [5 empty] | 0% | 0% | 0% | 1 | 0% | 0% | 0% | 1 | 0% | 0% | 0% | 1 | 0% | 0% | 0% | 1 | 0% | 0% | 0% | 1 | 0% | 0% | 0% | 1 | 0% | 0% | 0% | 1 | 0% | 0% | 1 |  |  |  |  | 0% | [5 empty] | 0% | 0% | 0% | 1 | 0% | 0% | 0% | 1 | 0% | 0% | 0% | 1 | 0% | 0% | 0% | 1 | 0% | 0% | 0% | 1 | 0% | 0% | 0% | 1 | 0% | 0% | 0% | 1 | 0% | 0% | 1 |  |  |  |  | 0% | [5 empty] | 0% | 0% | 0% | 1 | 0% | 0% | 0% | 1 | 0% | 0% | 0% | 1 | 0% | 0% | 0% | 1 | 0% | 0% | 0% | 1 | 0% | 0% | 0% | 1 | 0% | 0% | 0% | 1 | 0% | 0% | 1 |  |  |  |  | 0% | [5 empty] | 100% | 0% | 100% | 5 | 35.91% | 0% | 0% | 1 | 0.007458% | 0% | 0% | 1 | 57.46% | 0% | 0% | 2 | 63.59% | 0% | 0% | 2 | 60.34% | 0% | 0% | 2 | 1.609% | 0% | 0% | 1
50 | Magunden | Central_Valley_North_Los_Banos | 0 | 0 | 0 | 0% | 0% | 1 |  |  |  |  | 0% | [5 empty] | 0% | 0% | 0% | 1 | 0% | 0% | 0% | 1 | 0% | 0% | 0% | 1 | 0% | 0% | 0% | 1 | 0% | 0% | 0% | 1 | 0% | 0% | 0% | 1 | 0% | 0% | 0% | 1 | 0% | 0% | 1 |  |  |  |  | 0% | [5 empty] | 0% | 0% | 0% | 1 | 0% | 0% | 0% | 1 | 0% | 0% | 0% | 1 | 0% | 0% | 0% | 1 | 0% | 0% | 0% | 1 | 0% | 0% | 0% | 1 | 0% | 0% | 0% | 1 | 0% | 0% | 1 |  |  |  |  | 0% | [5 empty] | 30.3% | 69.7% | 100% | 5 | 93.08% | 0% | 0% | 4 | 21.43% | 0% | 0% | 1 | 29.24% | 0% | 0% | 1 | 100% | 0% | 0% | 5 | 48.39% | 0% | 0% | 1 | 1.967% | 0% | 0% | 1 | 0% | 0% | 1 |  |  |  |  | 0.2683% | [5 empty] | 54.1% | 45.9% | 100% | 5 | 37.64% | 0% | 0% | 1 | 9.853% | 0% | 0% | 1 | 26.1% | 0% | 0% | 1 | 53.44% | 0% | 0% | 2 | 62.34% | 0% | 0% | 2 | 2.616% | 0% | 0% | 1
51 | Midway | Central_Valley_North_Los_Banos | 0 | 0 | 0 | 0% | 0% | 1 |  |  |  |  | 0% | [5 empty] | 0% | 0% | 0% | 1 | 0% | 0% | 0% | 1 | 0% | 0% | 0% | 1 | 0% | 0% | 0% | 1 | 0% | 0% | 0% | 1 | 0% | 0% | 0% | 1 | 0% | 0% | 0% | 1 | 0% | 0% | 1 |  |  |  |  | 0% | [5 empty] | 0% | 0% | 0% | 1 | 0% | 0% | 0% | 1 | 0% | 0% | 0% | 1 | 0% | 0% | 0% | 1 | 0% | 0% | 0% | 1 | 0% | 0% | 0% | 1 | 0% | 0% | 0% | 1 | 0% | 0% | 1 |  |  |  |  | 0% | [5 empty] | 0% | 0% | 0% | 1 | 0% | 0% | 0% | 1 | 0% | 0% | 0% | 1 | 0% | 0% | 0% | 1 | 0% | 0% | 0% | 1 | 0% | 0% | 0% | 1 | 0% | 0% | 0% | 1 | 0% | 0% | 1 |  |  |  |  | 0% | [5 empty] | 0% | 0% | 0% | 1 | 33.33% | 0% | 0% | 1 | 4.415% | 0% | 0% | 1 | 26.23% | 0% | 0% | 1 | 45.46% | 0% | 0% | 1 | 33.5% | 0% | 0% | 1 | 0.7522% | 0% | 0% | 1
52 | Norco | Central_Valley_North_Los_Banos | 0 | 0 | 0 | 0% | 0% | 1 |  |  |  |  | 0% | [5 empty] | 0% | 0% | 0% | 1 | 0% | 0% | 0% | 1 | 0% | 0% | 0% | 1 | 0% | 0% | 0% | 1 | 0% | 0% | 0% | 1 | 0% | 0% | 0% | 1 | 0% | 0% | 0% | 1 | 0% | 0% | 1 |  |  |  |  | 0% | [5 empty] | 0% | 0% | 0% | 1 | 0% | 0% | 0% | 1 | 0% | 0% | 0% | 1 | 0% | 0% | 0% | 1 | 0% | 0% | 0% | 1 | 0% | 0% | 0% | 1 | 0% | 0% | 0% | 1 | 0% | 0% | 1 |  |  |  |  | 0% | [5 empty] | 0% | 0% | 0% | 1 | 0% | 0% | 0% | 1 | 0% | 0% | 0% | 1 | 0% | 0% | 0% | 1 | 0% | 0% | 0% | 1 | 0% | 0% | 0% | 1 | 0% | 0% | 0% | 1 | 0% | 0% | 1 |  |  |  |  | 0% | [5 empty] | 86.46% | 0.05547% | 86.52% | 5 | 5.106% | 0% | 0% | 1 | 0% | 0% | 0% | 1 | 0% | 0% | 0% | 1 | 5.106% | 0% | 0% | 1 | 78.28% | 0% | 0% | 3 | 3.294% | 0% | 0% | 1
53 | Rio Bravo | Central_Valley_North_Los_Banos | 0 | 0 | 0 | 0% | 0% | 1 |  |  |  |  | 0% | [5 empty] | 0% | 0% | 0% | 1 | 0% | 0% | 0% | 1 | 0% | 0% | 0% | 1 | 0% | 0% | 0% | 1 | 0% | 0% | 0% | 1 | 0% | 0% | 0% | 1 | 0% | 0% | 0% | 1 | 0% | 0% | 1 |  |  |  |  | 0% | [5 empty] | 0% | 0% | 0% | 1 | 0% | 0% | 0% | 1 | 0% | 0% | 0% | 1 | 0% | 0% | 0% | 1 | 0% | 0% | 0% | 1 | 0% | 0% | 0% | 1 | 0% | 0% | 0% | 1 | 0% | 0% | 1 |  |  |  |  | 0% | [5 empty] | 0% | 0% | 0% | 1 | 0% | 0% | 0% | 1 | 0% | 0% | 0% | 1 | 0% | 0% | 0% | 1 | 0% | 0% | 0% | 1 | 0% | 0% | 0% | 1 | 0% | 0% | 0% | 1 | 0% | 0% | 1 |  |  |  |  | 0% | [5 empty] | 0% | 0% | 0% | 1 | 0% | 0% | 0% | 1 | 0% | 0% | 0% | 1 | 0% | 0% | 0% | 1 | 0% | 0% | 0% | 1 | 0% | 0% | 0% | 1 | 0% | 0% | 0% | 1
54 | Rosedale | Central_Valley_North_Los_Banos | 0 | 0 | 0 | 0% | 0% | 1 |  |  |  |  | 0% | [5 empty] | 0% | 0% | 0% | 1 | 0% | 0% | 0% | 1 | 0% | 0% | 0% | 1 | 0% | 0% | 0% | 1 | 0% | 0% | 0% | 1 | 0% | 0% | 0% | 1 | 0% | 0% | 0% | 1 | 0% | 0% | 1 |  |  |  |  | 0% | [5 empty] | 0% | 0% | 0% | 1 | 0% | 0% | 0% | 1 | 0% | 0% | 0% | 1 | 0% | 0% | 0% | 1 | 0% | 0% | 0% | 1 | 0% | 0% | 0% | 1 | 0% | 0% | 0% | 1 | 0% | 0% | 1 |  |  |  |  | 0% | [5 empty] | 0% | 0% | 0% | 1 | 0% | 0% | 0% | 1 | 0% | 0% | 0% | 1 | 0% | 0% | 0% | 1 | 0% | 0% | 0% | 1 | 0% | 0% | 0% | 1 | 0% | 0% | 0% | 1 | 0% | 0% | 1 |  |  |  |  | 0% | [5 empty] | 29.34% | 70.66% | 100% | 5 | 66.37% | 0% | 0% | 2 | 16.78% | 0% | 0% | 1 | 27.93% | 0% | 0% | 1 | 79.54% | 0% | 0% | 3 | 43.91% | 0% | 0% | 1 | 2.823% | 0% | 0% | 1
55 | Semitropic | Central_Valley_North_Los_Banos | 0 | 0 | 0 | 0% | 0% | 1 |  |  |  |  | 0% | [5 empty] | 0% | 0% | 0% | 1 | 0% | 0% | 0% | 1 | 0% | 0% | 0% | 1 | 0% | 0% | 0% | 1 | 0% | 0% | 0% | 1 | 0% | 0% | 0% | 1 | 0% | 0% | 0% | 1 | 0% | 0% | 1 |  |  |  |  | 0% | [5 empty] | 0% | 0% | 0% | 1 | 0% | 0% | 0% | 1 | 0% | 0% | 0% | 1 | 0% | 0% | 0% | 1 | 0% | 0% | 0% | 1 | 0% | 0% | 0% | 1 | 0% | 0% | 0% | 1 | 0% | 0% | 1 |  |  |  |  | 0% | [5 empty] | 0% | 0% | 0% | 1 | 0% | 0% | 0% | 1 | 0% | 0% | 0% | 1 | 0% | 0% | 0% | 1 | 0% | 0% | 0% | 1 | 0% | 0% | 0% | 1 | 0% | 0% | 0% | 1 | 0% | 0% | 1 |  |  |  |  | 0% | [5 empty] | 0% | 0% | 0% | 1 | 11.52% | 0% | 0% | 1 | 10.7% | 0% | 0% | 1 | 10.84% | 0% | 0% | 1 | 22.23% | 0% | 0% | 1 | 8.387% | 0% | 0% | 1 | 0% | 0% | 0% | 1
56 | Shafter | Central_Valley_North_Los_Banos | 0 | 0 | 0 | 0% | 0% | 1 |  |  |  |  | 0% | [5 empty] | 0% | 0% | 0% | 1 | 0% | 0% | 0% | 1 | 0% | 0% | 0% | 1 | 0% | 0% | 0% | 1 | 0% | 0% | 0% | 1 | 0% | 0% | 0% | 1 | 0% | 0% | 0% | 1 | 0% | 0% | 1 |  |  |  |  | 0% | [5 empty] | 0% | 0% | 0% | 1 | 0% | 0% | 0% | 1 | 0% | 0% | 0% | 1 | 0% | 0% | 0% | 1 | 0% | 0% | 0% | 1 | 0% | 0% | 0% | 1 | 0% | 0% | 0% | 1 | 0% | 0% | 1 |  |  |  |  | 0% | [5 empty] | 0% | 0% | 0% | 1 | 0% | 0% | 0% | 1 | 0% | 0% | 0% | 1 | 0% | 0% | 0% | 1 | 0% | 0% | 0% | 1 | 0% | 0% | 0% | 1 | 0% | 0% | 0% | 1 | 0% | 0% | 1 |  |  |  |  | 0% | [5 empty] | 0% | 0% | 0% | 1 | 0% | 0% | 0% | 1 | 0% | 0% | 0% | 1 | 0% | 0% | 0% | 1 | 0% | 0% | 0% | 1 | 0% | 0% | 0% | 1 | 0% | 0% | 0% | 1
57 | Smyrna | Central_Valley_North_Los_Banos | 0 | 0 | 0 | 0% | 0% | 1 |  |  |  |  | 0% | [5 empty] | 0% | 0% | 0% | 1 | 0% | 0% | 0% | 1 | 0% | 0% | 0% | 1 | 0% | 0% | 0% | 1 | 0% | 0% | 0% | 1 | 0% | 0% | 0% | 1 | 0% | 0% | 0% | 1 | 0% | 0% | 1 |  |  |  |  | 0% | [5 empty] | 0% | 0% | 0% | 1 | 0% | 0% | 0% | 1 | 0% | 0% | 0% | 1 | 0% | 0% | 0% | 1 | 0% | 0% | 0% | 1 | 0% | 0% | 0% | 1 | 0% | 0% | 0% | 1 | 0% | 0% | 1 |  |  |  |  | 0% | [5 empty] | 0% | 0% | 0% | 1 | 0% | 0% | 0% | 1 | 0% | 0% | 0% | 1 | 0% | 0% | 0% | 1 | 0% | 0% | 0% | 1 | 0% | 0% | 0% | 1 | 0% | 0% | 0% | 1 | 0% | 0% | 1 |  |  |  |  | 0% | [5 empty] | 0% | 0% | 0% | 1 | 0% | 0% | 0% | 1 | 0% | 0% | 0% | 1 | 0% | 0% | 0% | 1 | 0% | 0% | 0% | 1 | 0% | 0% | 0% | 1 | 0% | 0% | 0% | 1
58 | Stockdale | Central_Valley_North_Los_Banos | 0 | 0 | 0 | 0% | 0% | 1 |  |  |  |  | 0% | [5 empty] | 0% | 0% | 0% | 1 | 0% | 0% | 0% | 1 | 0% | 0% | 0% | 1 | 0% | 0% | 0% | 1 | 0% | 0% | 0% | 1 | 0% | 0% | 0% | 1 | 0% | 0% | 0% | 1 | 0% | 0% | 1 |  |  |  |  | 0% | [5 empty] | 0% | 0% | 0% | 1 | 0% | 0% | 0% | 1 | 0% | 0% | 0% | 1 | 0% | 0% | 0% | 1 | 0% | 0% | 0% | 1 | 0% | 0% | 0% | 1 | 0% | 0% | 0% | 1 | 0% | 0% | 1 |  |  |  |  | 0% | [5 empty] | 0% | 0% | 0% | 1 | 0% | 0% | 0% | 1 | 0% | 0% | 0% | 1 | 0% | 0% | 0% | 1 | 0% | 0% | 0% | 1 | 0% | 0% | 0% | 1 | 0% | 0% | 0% | 1 | 0% | 0% | 1 |  |  |  |  | 0% | [5 empty] | 23.14% | 76.53% | 99.66% | 5 | 63.73% | 0% | 0% | 2 | 15.96% | 0% | 0% | 1 | 25.61% | 0% | 0% | 1 | 75% | 0% | 0% | 3 | 39.69% | 0% | 0% | 1 | 2.736% | 0% | 0% | 1
59 | Taft | Central_Valley_North_Los_Banos | 0 | 0 | 0 | 0% | 0% | 1 |  |  |  |  | 0% | [5 empty] | 0% | 0% | 0% | 1 | 0% | 0% | 0% | 1 | 0% | 0% | 0% | 1 | 0% | 0% | 0% | 1 | 0% | 0% | 0% | 1 | 0% | 0% | 0% | 1 | 0% | 0% | 0% | 1 | 0% | 0% | 1 |  |  |  |  | 0% | [5 empty] | 0% | 0% | 0% | 1 | 0% | 0% | 0% | 1 | 0% | 0% | 0% | 1 | 0% | 0% | 0% | 1 | 0% | 0% | 0% | 1 | 0% | 0% | 0% | 1 | 0% | 0% | 0% | 1 | 0% | 0% | 1 |  |  |  |  | 0% | [5 empty] | 88.69% | 0% | 88.69% | 5 | 0% | 0% | 0% | 1 | 0% | 0% | 0% | 1 | 0% | 0% | 0% | 1 | 0% | 0% | 0% | 1 | 89.44% | 0% | 0% | 3 | 2.19% | 0% | 0% | 1 | 0% | 0% | 1 |  |  |  |  | 0% | [5 empty] | 19.33% | 0.4721% | 19.8% | 2 | 3.741% | 0% | 0% | 1 | 8.335% | 0% | 0% | 1 | 16.14% | 0% | 0% | 1 | 18.22% | 0% | 0% | 1 | 54.51% | 0% | 0% | 2 | 0.8131% | 0% | 0% | 1
60 | Temblor | Central_Valley_North_Los_Banos | 0 | 0 | 0 | 0% | 0% | 1 |  |  |  |  | 0% | [5 empty] | 0% | 0% | 0% | 1 | 13.62% | 0% | 0% | 1 | 27.99% | 0% | 0% | 1 | 27.99% | 0% | 0% | 1 | 35.01% | 0% | 0% | 1 | 0.604% | 0% | 0% | 1 | 0% | 0% | 0% | 1 | 0% | 0% | 1 |  |  |  |  | 0% | [5 empty] | 0% | 0% | 0% | 1 | 22.29% | 0% | 0% | 1 | 5.996% | 0% | 0% | 1 | 22.56% | 0% | 0% | 1 | 32.08% | 0% | 0% | 1 | 16.01% | 0% | 0% | 1 | 0.3386% | 0% | 0% | 1 | 0% | 0% | 1 |  |  |  |  | 0% | [5 empty] | 0% | 0% | 0% | 1 | 36.95% | 0% | 0% | 1 | 2.727% | 0% | 0% | 1 | 18.98% | 0% | 0% | 1 | 47.21% | 0% | 0% | 1 | 52.44% | 0% | 0% | 2 | 2.218% | 0% | 0% | 1 | 0% | 0% | 1 |  |  |  |  | 0% | [5 empty] | 11.05% | 0.6133% | 11.67% | 2 | 41.5% | 0% | 0% | 1 | 7.752% | 0% | 0% | 1 | 13.82% | 0% | 0% | 1 | 52.34% | 0% | 0% | 2 | 68.38% | 0% | 0% | 2 | 1.923% | 0% | 0% | 1
61 | Tupman | Central_Valley_North_Los_Banos | 0 | 0 | 0 | 0% | 0% | 1 |  |  |  |  | 0% | [5 empty] | 0% | 0% | 0% | 1 | 0% | 0% | 0% | 1 | 0% | 0% | 0% | 1 | 0% | 0% | 0% | 1 | 0% | 0% | 0% | 1 | 0% | 0% | 0% | 1 | 0% | 0% | 0% | 1 | 0% | 0% | 1 |  |  |  |  | 0% | [5 empty] | 0% | 0% | 0% | 1 | 0% | 0% | 0% | 1 | 0% | 0% | 0% | 1 | 0% | 0% | 0% | 1 | 0% | 0% | 0% | 1 | 0% | 0% | 0% | 1 | 0% | 0% | 0% | 1 | 0% | 0% | 1 |  |  |  |  | 0% | [5 empty] | 0% | 0% | 0% | 1 | 0% | 0% | 0% | 1 | 0% | 0% | 0% | 1 | 0% | 0% | 0% | 1 | 0% | 0% | 0% | 1 | 0% | 0% | 0% | 1 | 0% | 0% | 0% | 1 | 0% | 0% | 1 |  |  |  |  | 0% | [5 empty] | 0% | 0% | 0% | 1 | 0% | 0% | 0% | 1 | 0% | 0% | 0% | 1 | 0% | 0% | 0% | 1 | 0% | 0% | 0% | 1 | 0% | 0% | 0% | 1 | 0% | 0% | 0% | 1
62 | Westpark | Central_Valley_North_Los_Banos | 0 | 0 | 0 | 0% | 0% | 1 |  |  |  |  | 0% | [5 empty] | 0% | 0% | 0% | 1 | 0% | 0% | 0% | 1 | 0% | 0% | 0% | 1 | 0% | 0% | 0% | 1 | 0% | 0% | 0% | 1 | 0% | 0% | 0% | 1 | 0% | 0% | 0% | 1 | 0% | 0% | 1 |  |  |  |  | 0% | [5 empty] | 0% | 0% | 0% | 1 | 0% | 0% | 0% | 1 | 0% | 0% | 0% | 1 | 0% | 0% | 0% | 1 | 0% | 0% | 0% | 1 | 0% | 0% | 0% | 1 | 0% | 0% | 0% | 1 | 0% | 0% | 1 |  |  |  |  | 0% | [5 empty] | 0% | 0% | 0% | 1 | 0% | 0% | 0% | 1 | 0% | 0% | 0% | 1 | 0% | 0% | 0% | 1 | 0% | 0% | 0% | 1 | 0% | 0% | 0% | 1 | 0% | 0% | 0% | 1 | 0% | 0% | 1 |  |  |  |  | 0% | [5 empty] | 33.73% | 66.27% | 100% | 5 | 58.35% | 0% | 0% | 2 | 16.56% | 0% | 0% | 1 | 28% | 0% | 0% | 1 | 70.4% | 0% | 0% | 3 | 46.66% | 0% | 0% | 1 | 2.786% | 0% | 0% | 1
63 | Wheeler Ridge | Central_Valley_North_Los_Banos | 0 | 0 | 0 | 0% | 0% | 1 |  |  |  |  | 0% | [5 empty] | 0% | 0% | 0% | 1 | 0% | 0% | 0% | 1 | 0% | 0% | 0% | 1 | 0% | 0% | 0% | 1 | 0% | 0% | 0% | 1 | 0% | 0% | 0% | 1 | 0% | 0% | 0% | 1 | 0% | 0% | 1 |  |  |  |  | 0% | [5 empty] | 7.979% | 0% | 7.979% | 1 | 100% | 0% | 0% | 5 | 85.44% | 0% | 0% | 3 | 85.44% | 0% | 0% | 3 | 100% | 0% | 0% | 5 | 89.66% | 0% | 0% | 3 | 3.025% | 0% | 0% | 1 | 0% | 0% | 1 |  |  |  |  | 0.0004995% | [5 empty] | 61.8% | 9.778% | 71.57% | 3 | 70.83% | 0% | 0% | 3 | 47.21% | 0% | 0% | 1 | 66.93% | 0% | 0% | 2 | 92.84% | 0% | 0% | 4 | 58.56% | 0% | 0% | 2 | 3.753% | 0% | 0% | 1 | 0% | 0% | 1 |  |  |  |  | 0.778% | [5 empty] | 75.33% | 14.45% | 89.78% | 5 | 57.65% | 0% | 0% | 2 | 40.11% | 0% | 0% | 1 | 40.49% | 0% | 0% | 1 | 80.09% | 0% | 0% | 3 | 46.96% | 0% | 0% | 1 | 2.368% | 0% | 0% | 1
64 | Kern Oil | Central_Valley_North_Los_Banos | 0 | 0 | 0 | 0% | 0% | 1 |  |  |  |  | 0% | [5 empty] | 0% | 0% | 0% | 1 | 0% | 0% | 0% | 1 | 0% | 0% | 0% | 1 | 0% | 0% | 0% | 1 | 0% | 0% | 0% | 1 | 0% | 0% | 0% | 1 | 0% | 0% | 0% | 1 | 0% | 0% | 1 |  |  |  |  | 0% | [5 empty] | 0% | 0% | 0% | 1 | 0% | 0% | 0% | 1 | 0% | 0% | 0% | 1 | 0% | 0% | 0% | 1 | 0% | 0% | 0% | 1 | 0% | 0% | 0% | 1 | 0% | 0% | 0% | 1 | 0% | 0% | 1 |  |  |  |  | 0% | [5 empty] | 100% | 0% | 100% | 5 | 100% | 0% | 0% | 5 | 0% | 0% | 0% | 1 | 0% | 0% | 0% | 1 | 100% | 0% | 0% | 5 | 15.28% | 0% | 0% | 1 | 0% | 0% | 0% | 1 | 0% | 0% | 1 |  |  |  |  | 0% | [5 empty] | 42.92% | 57.08% | 100% | 5 | 52.2% | 0% | 0% | 2 | 16.95% | 0% | 0% | 1 | 31.72% | 0% | 0% | 1 | 68.85% | 0% | 0% | 2 | 51.37% | 0% | 0% | 2 | 2.889% | 0% | 0% | 1
65 | Inyokern | Greater_Kramer (Exclude) | 0 | 0 | 0 | 0% | 0% | 1 |  |  |  |  | 0% | [5 empty] | 0% | 0% | 0% | 1 | 57.83% | 0% | 0% | 2 | 26.29% | 0% | 0% | 1 | 8.628% | 0% | 0% | 1 | 62.23% | 0% | 0% | 2 | 37.49% | 0% | 0% | 1 | 0.002182% | 0% | 0% | 1 | 0% | 0% | 1 |  |  |  |  | 0% | [5 empty] | 3.822% | 0% | 3.822% | 1 | 57.77% | 0% | 0% | 2 | 26.1% | 0% | 0% | 1 | 11.33% | 0% | 0% | 1 | 65.37% | 0% | 0% | 2 | 37.68% | 0% | 0% | 1 | 0.2597% | 0% | 0% | 1 | 0% | 0% | 1 |  |  |  |  | 0.04211% | [5 empty] | 18.76% | 0% | 18.76% | 1 | 51.83% | 0% | 0% | 2 | 31.83% | 0% | 0% | 1 | 20.85% | 0% | 0% | 1 | 69.06% | 0% | 0% | 2 | 37.39% | 0% | 0% | 1 | 0.3353% | 0% | 0% | 1 | 0% | 0% | 1 |  |  |  |  | 1.24% | [5 empty] | 13.64% | 8.351% | 21.99% | 2 | 16.34% | 0% | 0% | 1 | 31.74% | 0% | 0% | 1 | 20.19% | 0% | 0% | 1 | 48.16% | 0% | 0% | 1 | 48.89% | 0% | 0% | 1 | 2.758% | 0% | 0% | 1
66 | Pastoria | Central_Valley_North_Los_Banos | 0 | 0 | 0 | 0% | 0% | 1 |  |  |  |  | 0.0004916% | [5 empty] | 70.46% | 0% | 70.46% | 3 | 86.02% | 0% | 0% | 3 | 66.96% | 0% | 0% | 2 | 79.43% | 0% | 0% | 3 | 100% | 0% | 0% | 5 | 67.29% | 0% | 0% | 2 | 3.012% | 0% | 0% | 1 | 0% | 0% | 1 |  |  |  |  | 1.406% | [5 empty] | 81.76% | 0.3244% | 82.08% | 5 | 65.07% | 0% | 0% | 2 | 64.84% | 0% | 0% | 2 | 69.08% | 0% | 0% | 2 | 96.78% | 0% | 0% | 5 | 48.87% | 0% | 0% | 1 | 2.884% | 0% | 0% | 1 | 0% | 0% | 1 |  |  |  |  | 1.213% | [5 empty] | 80.13% | 2.872% | 83% | 5 | 57.39% | 0% | 0% | 2 | 47.89% | 0% | 0% | 1 | 40.31% | 0% | 0% | 1 | 85.25% | 0% | 0% | 3 | 42.72% | 0% | 0% | 1 | 1.948% | 0% | 0% | 1 | 0% | 0% | 1 |  |  |  |  | 1.061% | [5 empty] | 61% | 13.8% | 74.8% | 3 | 46.39% | 0% | 0% | 1 | 35.19% | 0% | 0% | 1 | 30.52% | 0% | 0% | 1 | 72.74% | 0% | 0% | 3 | 39.3% | 0% | 0% | 1 | 2.703% | 0% | 0% | 1
67 | Ransburg | Greater_Kramer (Exclude) | 0 | 0 | 0 | 0% | 0% | 1 |  |  |  |  | 0% | [5 empty] | 0% | 0% | 0% | 1 | 43.08% | 0% | 0% | 1 | 0.02567% | 0% | 0% | 1 | 0% | 0% | 0% | 1 | 43.11% | 0% | 0% | 1 | 57.14% | 0% | 0% | 2 | 0% | 0% | 0% | 1 | 0% | 0% | 1 |  |  |  |  | 0% | [5 empty] | 0% | 0% | 0% | 1 | 47.09% | 0% | 0% | 1 | 20.54% | 0% | 0% | 1 | 3.57% | 0% | 0% | 1 | 65.7% | 0% | 0% | 2 | 61.38% | 0% | 0% | 2 | 0.04086% | 0% | 0% | 1 | 0% | 0% | 1 |  |  |  |  | 0.00358% | [5 empty] | 0% | 0% | 0% | 1 | 36.93% | 0% | 0% | 1 | 23.76% | 0% | 0% | 1 | 4.399% | 0% | 0% | 1 | 57.67% | 0% | 0% | 2 | 53.97% | 0% | 0% | 2 | 0.573% | 0% | 0% | 1 | 0% | 0% | 1 |  |  |  |  | 0.001855% | [5 empty] | 0.03196% | 0% | 0.03196% | 1 | 36.92% | 0% | 0% | 1 | 24.41% | 0% | 0% | 1 | 6.555% | 0% | 0% | 1 | 56.64% | 0% | 0% | 2 | 47.84% | 0% | 0% | 1 | 0.5235% | 0% | 0% | 1
68 | Sycamore | Central_Valley_North_Los_Banos | 0 | 0 | 0 | 0% | 0% | 1 |  |  |  |  | 0% | [5 empty] | 0% | 0% | 0% | 1 | 0% | 0% | 0% | 1 | 0% | 0% | 0% | 1 | 0% | 0% | 0% | 1 | 0% | 0% | 0% | 1 | 0% | 0% | 0% | 1 | 0% | 0% | 0% | 1 | 0% | 0% | 1 |  |  |  |  | 0% | [5 empty] | 0% | 0% | 0% | 1 | 0% | 0% | 0% | 1 | 0% | 0% | 0% | 1 | 0% | 0% | 0% | 1 | 0% | 0% | 0% | 1 | 0% | 0% | 0% | 1 | 0% | 0% | 0% | 1 | 0% | 0% | 1 |  |  |  |  | 0% | [5 empty] | 100% | 0% | 100% | 5 | 88.51% | 0% | 0% | 3 | 0% | 0% | 0% | 1 | 84.34% | 0% | 0% | 3 | 100% | 0% | 0% | 5 | 40.97% | 0% | 0% | 1 | 0.1133% | 0% | 0% | 1 | 0% | 0% | 1 |  |  |  |  | 0% | [5 empty] | 40.65% | 59.35% | 100% | 5 | 48.44% | 0% | 0% | 1 | 20.37% | 0% | 0% | 1 | 37.23% | 0% | 0% | 1 | 71.45% | 0% | 0% | 3 | 54.5% | 0% | 0% | 2 | 3.019% | 0% | 0% | 1
69 | Avenal | Central_Valley_North_Los_Banos | 0 | 0 | 0 | 0% | 0% | 1 |  |  |  |  | 0% | [5 empty] | 0.2039% | 0% | 0.2039% | 1 | 63.16% | 0% | 0% | 2 | 0% | 0% | 0% | 1 | 32.42% | 0% | 0% | 1 | 78.32% | 0% | 0% | 3 | 52.54% | 0% | 0% | 2 | 0.2618% | 0% | 0% | 1 | 0% | 0% | 1 |  |  |  |  | 22.83% | [5 empty] | 7.022% | 0% | 7.022% | 1 | 45.02% | 0% | 0% | 1 | 0% | 0% | 0% | 1 | 17.97% | 0% | 0% | 1 | 52.76% | 0% | 0% | 2 | 57.88% | 0% | 0% | 2 | 0.6148% | 0% | 0% | 1 | 0% | 0% | 1 |  |  |  |  | 44.57% | [5 empty] | 7.872% | 0% | 7.872% | 1 | 26.32% | 0% | 0% | 1 | 6.743% | 0% | 0% | 1 | 19.22% | 0% | 0% | 1 | 37.81% | 0% | 0% | 1 | 35.31% | 0% | 0% | 1 | 0.5137% | 0% | 0% | 1 | 0% | 0% | 1 |  |  |  |  | 35.82% | [5 empty] | 2.742% | 0% | 2.742% | 1 | 27.32% | 0% | 0% | 1 | 3.055% | 0% | 0% | 1 | 11.33% | 0% | 0% | 1 | 32.36% | 0% | 0% | 1 | 22.7% | 0% | 0% | 1 | 1.192% | 0% | 0% | 1
70 | Corcoran | Central_Valley_North_Los_Banos | 0 | 0 | 0 | 0% | 0% | 1 |  |  |  |  | 3.259% | [5 empty] | 0% | 0% | 0% | 1 | 0% | 0% | 0% | 1 | 0% | 0% | 0% | 1 | 0% | 0% | 0% | 1 | 0% | 0% | 0% | 1 | 0% | 0% | 0% | 1 | 1.834% | 0% | 0% | 1 | 0% | 0% | 1 |  |  |  |  | 10.17% | [5 empty] | 0% | 0% | 0% | 1 | 0% | 0% | 0% | 1 | 0% | 0% | 0% | 1 | 0% | 0% | 0% | 1 | 0% | 0% | 0% | 1 | 0% | 0% | 0% | 1 | 3.207% | 0% | 0% | 1 | 0% | 0% | 1 |  |  |  |  | 15.96% | [5 empty] | 0% | 0% | 0% | 1 | 0.05346% | 0% | 0% | 1 | 0% | 0% | 0% | 1 | 0% | 0% | 0% | 1 | 0.05346% | 0% | 0% | 1 | 0% | 0% | 0% | 1 | 4.033% | 0% | 0% | 1 | 0% | 0% | 1 |  |  |  |  | 45.6% | [5 empty] | 0% | 0% | 0% | 1 | 3.836% | 0% | 0% | 1 | 1.01% | 0% | 0% | 1 | 3.746% | 0% | 0% | 1 | 5.763% | 0% | 0% | 1 | 0.2457% | 0% | 0% | 1 | 2.551% | 0% | 0% | 1
71 | Henrietta | Central_Valley_North_Los_Banos | 0 | 0 | 0 | 0% | 0% | 1 |  |  |  |  | 54.46% | [5 empty] | 0% | 0% | 0% | 1 | 1.685% | 0% | 0% | 1 | 1.641% | 0% | 0% | 1 | 1.785% | 0% | 0% | 1 | 3.298% | 0% | 0% | 1 | 0% | 0% | 0% | 1 | 3.095% | 0% | 0% | 1 | 0% | 0% | 1 |  |  |  |  | 57.26% | [5 empty] | 0% | 0% | 0% | 1 | 5.307% | 0% | 0% | 1 | 2.556% | 0% | 0% | 1 | 6.026% | 0% | 0% | 1 | 10.84% | 0% | 0% | 1 | 0% | 0% | 0% | 1 | 1.872% | 0% | 0% | 1 | 0% | 0% | 1 |  |  |  |  | 51.69% | [5 empty] | 0% | 0% | 0% | 1 | 6.457% | 0% | 0% | 1 | 1.572% | 0% | 0% | 1 | 4.842% | 0% | 0% | 1 | 10.42% | 0% | 0% | 1 | 0.1222% | 0% | 0% | 1 | 1.611% | 0% | 0% | 1 | 0% | 0% | 1 |  |  |  |  | 48.36% | [5 empty] | 0% | 0% | 0% | 1 | 11.58% | 0% | 0% | 1 | 2.895% | 0% | 0% | 1 | 5.43% | 0% | 0% | 1 | 14.35% | 0% | 0% | 1 | 2.554% | 0% | 0% | 1 | 1.246% | 0% | 0% | 1
72 | Eagle Rock (PGE) | Mendocino_Marin | 131 | 5240 | 15 | 999.9% | 9.074% | 4 |  |  |  |  | 2.687% | [5 empty] | 11.16% | 84.03% | 95.18% | 5 | 69.02% | 29.29% | 0% | 2 | 61.32% | 23.46% | 0% | 2 | 78.97% | 43.15% | 0% | 3 | 100% | 999% | 9.074% | 5 | 35.85% | 14.15% | 0% | 1 | 1.227% | 999% | 9.074% | 4 | 375.8% | 4.249% | 4 |  |  |  |  | 2.927% | [5 empty] | 29.6% | 64.23% | 93.84% | 5 | 68.06% | 17.85% | 0% | 2 | 49.13% | 11.21% | 0% | 1 | 77.52% | 25.37% | 0% | 3 | 97.5% | 228.3% | 3.287% | 5 | 41.21% | 9.699% | 0% | 1 | 1.272% | 228.3% | 3.287% | 4 | 56.34% | 0% | 3 |  |  |  |  | 2.196% | [5 empty] | 49.69% | 44.8% | 94.49% | 5 | 65.71% | 9.581% | 0% | 2 | 34.41% | 5.01% | 0% | 1 | 65.98% | 9.657% | 0% | 2 | 89.21% | 30.46% | 0% | 3 | 52.05% | 6.852% | 0% | 2 | 1.253% | 30.46% | 0% | 2 | 33.58% | 0% | 2 |  |  |  |  | 1.539% | [5 empty] | 64.34% | 32.27% | 96.62% | 5 | 52.36% | 3.664% | 0% | 2 | 31.27% | 2.539% | 0% | 1 | 60.28% | 4.395% | 0% | 2 | 82.88% | 10.2% | 0% | 3 | 66.46% | 5.204% | 0% | 2 | 1.15% | 10.2% | 0% | 1
73 | Leavitt | Northern_California | 300 | 12000 | 20 | 660% | 33.61% | 5 |  |  |  |  | 0% | [5 empty] | 95% | 0% | 95% | 5 | 55.31% | 83.62% | 0% | 4 | 23.74% | 49% | 0% | 2 | 25.77% | 50.34% | 0% | 3 | 76.92% | 161.9% | 18.57% | 5 | 69.73% | 123.5% | 10.18% | 5 | 8.27% | 161.9% | 18.57% | 5 | 79.68% | 0% | 3 |  |  |  |  | 0% | [5 empty] | 96.72% | 0% | 96.72% | 5 | 43.36% | 18.29% | 0% | 1 | 21.56% | 13.2% | 0% | 1 | 19.27% | 12.83% | 0% | 1 | 60.92% | 26.5% | 0% | 2 | 66.43% | 30.85% | 0% | 2 | 8.002% | 26.5% | 0% | 2 | 31.38% | 0% | 2 |  |  |  |  | 0% | [5 empty] | 97% | 0% | 97% | 5 | 41.24% | 8.712% | 0% | 1 | 14.14% | 5.962% | 0% | 1 | 14.09% | 5.959% | 0% | 1 | 53.8% | 11.08% | 0% | 2 | 63.45% | 14% | 0% | 2 | 8.161% | 11.08% | 0% | 1 | 14.46% | 0% | 1 |  |  |  |  | 0% | [5 empty] | 94.64% | 0% | 94.64% | 5 | 35.99% | 3.252% | 0% | 1 | 10.53% | 2.326% | 0% | 1 | 15.6% | 2.466% | 0% | 1 | 49.11% | 4.09% | 0% | 1 | 70.44% | 7.039% | 0% | 3 | 8.262% | 4.09% | 0% | 1
74 | Madeline | Northern_California | 400.4 | 16016 | 20 | 190.9% | 5.495% | 4 |  |  |  |  | 0% | [5 empty] | 72.77% | 0% | 72.77% | 3 | 20% | 13.61% | 0% | 1 | 5.823% | 11.56% | 0% | 1 | 6.181% | 11.6% | 0% | 1 | 26.45% | 14.8% | 0% | 1 | 80.11% | 54.72% | 0% | 3 | 24.34% | 14.8% | 0% | 1 | 103.5% | 0.1868% | 4 |  |  |  |  | 0% | [5 empty] | 84.58% | 0% | 84.58% | 5 | 28.99% | 7.384% | 0% | 1 | 5.405% | 5.543% | 0% | 1 | 9.486% | 5.793% | 0% | 1 | 37.56% | 8.398% | 0% | 1 | 85.15% | 35.32% | 0% | 3 | 16.89% | 8.398% | 0% | 1 | 69.08% | 0% | 3 |  |  |  |  | 0.001556% | [5 empty] | 87.53% | 0% | 87.53% | 5 | 38.66% | 5.063% | 0% | 1 | 8.15% | 3.381% | 0% | 1 | 11.74% | 3.518% | 0% | 1 | 47.56% | 5.922% | 0% | 1 | 84.9% | 20.56% | 0% | 3 | 14.24% | 5.922% | 0% | 1 | 28.01% | 0% | 2 |  |  |  |  | 0.006018% | [5 empty] | 91.81% | 0% | 91.81% | 5 | 44.83% | 3.372% | 0% | 1 | 11.14% | 2.094% | 0% | 1 | 12.22% | 2.119% | 0% | 1 | 51.96% | 3.873% | 0% | 2 | 82.33% | 10.53% | 0% | 3 | 11.26% | 3.873% | 0% | 1
75 | Antelope | Tehachapi | 156 | 6240 | 0 | 21.64% | 0% | 2 |  |  |  |  | 0.9732% | [5 empty] | 17.58% | 47.08% | 64.66% | 5 | 2.967% | 9.25% | 0% | 1 | 32.51% | 13.3% | 0% | 1 | 34.18% | 13.64% | 0% | 1 | 40.14% | 14.99% | 0% | 1 | 25.29% | 12.01% | 0% | 1 | 3.942% | 14.99% | 0% | 1 | 11.91% | 0% | 1 |  |  |  |  | 1.465% | [5 empty] | 14.91% | 40.58% | 55.49% | 5 | 11.43% | 5.675% | 0% | 1 | 27.56% | 6.939% | 0% | 1 | 20.87% | 6.352% | 0% | 1 | 41.25% | 8.556% | 0% | 1 | 24.41% | 6.649% | 0% | 1 | 3.741% | 8.556% | 0% | 1 | 6.777% | 0% | 1 |  |  |  |  | 2.57% | [5 empty] | 24.36% | 30.11% | 54.47% | 5 | 13.82% | 3.119% | 0% | 1 | 31.52% | 3.924% | 0% | 1 | 20.05% | 3.362% | 0% | 1 | 46.06% | 4.983% | 0% | 1 | 21.24% | 3.412% | 0% | 1 | 2.785% | 4.983% | 0% | 1 | 5.699% | 0% | 1 |  |  |  |  | 1.972% | [5 empty] | 32.27% | 25.24% | 57.5% | 4 | 29.74% | 2.035% | 0% | 1 | 38.33% | 2.318% | 0% | 1 | 26.74% | 1.952% | 0% | 1 | 63.7% | 3.939% | 0% | 2 | 33.62% | 2.154% | 0% | 1 | 3.07% | 3.939% | 0% | 1
76 | Arcogen | Greater_LA | 0 | 0 | 0 | 0% | 0% | 1 |  |  |  |  | 0% | [5 empty] | 0.7993% | 0% | 0.7993% | 1 | 0.01645% | 0% | 0% | 1 | 2.751% | 0% | 0% | 1 | 59.25% | 0% | 0% | 2 | 59.26% | 0% | 0% | 2 | 0% | 0% | 0% | 1 | 0.2108% | 0% | 0% | 1 | 0% | 0% | 1 |  |  |  |  | 0% | [5 empty] | 2.239% | 0% | 2.239% | 1 | 0.1764% | 0% | 0% | 1 | 11.48% | 0% | 0% | 1 | 61.58% | 0% | 0% | 2 | 61.76% | 0% | 0% | 2 | 0% | 0% | 0% | 1 | 0.4406% | 0% | 0% | 1 | 0% | 0% | 1 |  |  |  |  | 0% | [5 empty] | 1.522% | 0% | 1.522% | 1 | 0.1199% | 0% | 0% | 1 | 13.44% | 0% | 0% | 1 | 72.83% | 0% | 0% | 3 | 72.95% | 0% | 0% | 3 | 0% | 0% | 0% | 1 | 1.289% | 0% | 0% | 1 | 0% | 0% | 1 |  |  |  |  | 0% | [5 empty] | 1.673% | 3.522% | 5.195% | 2 | 0.5443% | 0% | 0% | 1 | 13.94% | 0% | 0% | 1 | 73.45% | 0% | 0% | 3 | 74% | 0% | 0% | 3 | 1.95% | 0% | 0% | 1 | 3.235% | 0% | 0% | 1
77 | Bailey | Tehachapi | 0 | 0 | 0 | 0% | 0% | 1 |  |  |  |  | 1.452% | [5 empty] | 86.07% | 0% | 86.07% | 5 | 61.32% | 0% | 0% | 2 | 53.32% | 0% | 0% | 2 | 45.69% | 0% | 0% | 1 | 93.47% | 0% | 0% | 4 | 48.59% | 0% | 0% | 1 | 2.589% | 0% | 0% | 1 | 0% | 0% | 1 |  |  |  |  | 1.55% | [5 empty] | 74.92% | 3.525% | 78.45% | 5 | 56.48% | 0% | 0% | 2 | 49.29% | 0% | 0% | 1 | 36.24% | 0% | 0% | 1 | 87.09% | 0% | 0% | 3 | 41% | 0% | 0% | 1 | 2.289% | 0% | 0% | 1 | 0% | 0% | 1 |  |  |  |  | 0.938% | [5 empty] | 66.53% | 10.26% | 76.79% | 5 | 51.91% | 0% | 0% | 2 | 36.45% | 0% | 0% | 1 | 27.86% | 0% | 0% | 1 | 75.88% | 0% | 0% | 3 | 42.52% | 0% | 0% | 1 | 3.267% | 0% | 0% | 1 | 0% | 0% | 1 |  |  |  |  | 1.77% | [5 empty] | 48.31% | 27.12% | 75.43% | 5 | 44% | 0% | 0% | 1 | 30.98% | 0% | 0% | 1 | 26.54% | 0% | 0% | 1 | 68.18% | 0% | 0% | 2 | 37.72% | 0% | 0% | 1 | 3.843% | 0% | 0% | 1
78 | Center | Greater_LA | 0 | 0 | 0 | 0% | 0% | 1 |  |  |  |  | 0% | [5 empty] | 0% | 0% | 0% | 1 | 0% | 0% | 0% | 1 | 0% | 0% | 0% | 1 | 0% | 0% | 0% | 1 | 0% | 0% | 0% | 1 | 0% | 0% | 0% | 1 | 0% | 0% | 0% | 1 | 0% | 0% | 1 |  |  |  |  | 0% | [5 empty] | 0% | 0% | 0% | 1 | 0% | 0% | 0% | 1 | 14.02% | 0% | 0% | 1 | 52.09% | 0% | 0% | 2 | 52.09% | 0% | 0% | 2 | 0% | 0% | 0% | 1 | 0.5809% | 0% | 0% | 1 | 0% | 0% | 1 |  |  |  |  | 0% | [5 empty] | 0.4913% | 0% | 0.4913% | 1 | 0.02882% | 0% | 0% | 1 | 9.221% | 0% | 0% | 1 | 71.15% | 0% | 0% | 3 | 71.18% | 0% | 0% | 3 | 0% | 0% | 0% | 1 | 0.4209% | 0% | 0% | 1 | 0% | 0% | 1 |  |  |  |  | 0% | [5 empty] | 1.245% | 20.34% | 21.58% | 4 | 3.96% | 0% | 0% | 1 | 12.62% | 0% | 0% | 1 | 66% | 0% | 0% | 2 | 68.41% | 0% | 0% | 2 | 18.39% | 0% | 0% | 1 | 6.931% | 0% | 0% | 1
79 | Del Amo | Greater_LA | 0 | 0 | 0 | 0% | 0% | 1 |  |  |  |  | 0% | [5 empty] | 0% | 0% | 0% | 1 | 0% | 0% | 0% | 1 | 20.53% | 0% | 0% | 1 | 40.59% | 0% | 0% | 1 | 40.59% | 0% | 0% | 1 | 0% | 0% | 0% | 1 | 0.8% | 0% | 0% | 1 | 0% | 0% | 1 |  |  |  |  | 0% | [5 empty] | 0% | 0% | 0% | 1 | 0% | 0% | 0% | 1 | 8.714% | 0% | 0% | 1 | 72.44% | 0% | 0% | 3 | 72.44% | 0% | 0% | 3 | 0% | 0% | 0% | 1 | 0.6722% | 0% | 0% | 1 | 0% | 0% | 1 |  |  |  |  | 0% | [5 empty] | 1.286% | 0% | 1.286% | 1 | 0.1013% | 0% | 0% | 1 | 14.06% | 0% | 0% | 1 | 76.68% | 0% | 0% | 3 | 76.78% | 0% | 0% | 3 | 0% | 0% | 0% | 1 | 3.482% | 0% | 0% | 1 | 0% | 0% | 1 |  |  |  |  | 0% | [5 empty] | 1.36% | 3.873% | 5.233% | 2 | 2.743% | 0% | 0% | 1 | 15.33% | 0% | 0% | 1 | 74.84% | 0% | 0% | 3 | 77.58% | 0% | 0% | 3 | 1.972% | 0% | 0% | 1 | 3.281% | 0% | 0% | 1
80 | El Nido | Greater_LA | 0 | 0 | 0 | 0% | 0% | 1 |  |  |  |  | 0% | [5 empty] | 21.71% | 0% | 21.71% | 2 | 2.863% | 0% | 0% | 1 | 30.28% | 0% | 0% | 1 | 54.56% | 0% | 0% | 2 | 57.42% | 0% | 0% | 2 | 0% | 0% | 0% | 1 | 0.1711% | 0% | 0% | 1 | 0% | 0% | 1 |  |  |  |  | 0% | [5 empty] | 2.905% | 0% | 2.905% | 1 | 0.2165% | 0% | 0% | 1 | 2.514% | 0% | 0% | 1 | 55.68% | 0% | 0% | 2 | 55.9% | 0% | 0% | 2 | 0% | 0% | 0% | 1 | 0.1421% | 0% | 0% | 1 | 0% | 0% | 1 |  |  |  |  | 0% | [5 empty] | 3.289% | 0.7311% | 4.02% | 2 | 1.002% | 0% | 0% | 1 | 5.863% | 0% | 0% | 1 | 57.79% | 0% | 0% | 2 | 58.8% | 0% | 0% | 2 | 0% | 0% | 0% | 1 | 0.2148% | 0% | 0% | 1 | 0% | 0% | 1 |  |  |  |  | 0% | [5 empty] | 1.821% | 12.09% | 13.91% | 3 | 0.6726% | 0% | 0% | 1 | 14.54% | 0% | 0% | 1 | 64.28% | 0% | 0% | 2 | 64.95% | 0% | 0% | 2 | 0% | 0% | 0% | 1 | 2.44% | 0% | 0% | 1
81 | Goodrich | Greater_LA | 0 | 0 | 0 | 0% | 0% | 1 |  |  |  |  | 0% | [5 empty] | 0% | 0% | 0% | 1 | 0% | 0% | 0% | 1 | 0% | 0% | 0% | 1 | 0% | 0% | 0% | 1 | 0% | 0% | 0% | 1 | 0% | 0% | 0% | 1 | 0% | 0% | 0% | 1 | 0% | 0% | 1 |  |  |  |  | 0% | [5 empty] | 0% | 100% | 100% | 5 | 0% | 0% | 0% | 1 | 0.1447% | 0% | 0% | 1 | 17.26% | 0% | 0% | 1 | 17.26% | 0% | 0% | 1 | 96.41% | 0% | 0% | 5 | 23.82% | 0% | 0% | 1 | 0% | 0% | 1 |  |  |  |  | 0.2819% | [5 empty] | 0% | 100% | 100% | 5 | 45.49% | 0% | 0% | 1 | 0.03007% | 0% | 0% | 1 | 30.86% | 0% | 0% | 1 | 55.17% | 0% | 0% | 2 | 81.63% | 0% | 0% | 3 | 19.16% | 0% | 0% | 1 | 0% | 0% | 1 |  |  |  |  | 0.09191% | [5 empty] | 14.15% | 58.12% | 72.27% | 5 | 23.09% | 0% | 0% | 1 | 49.07% | 0% | 0% | 1 | 49.5% | 0% | 0% | 1 | 69.57% | 0% | 0% | 2 | 31.98% | 0% | 0% | 1 | 3.851% | 0% | 0% | 1
82 | Gould | Greater_LA | 0 | 0 | 0 | 0% | 0% | 1 |  |  |  |  | 0% | [5 empty] | 0% | 100% | 100% | 5 | 23.8% | 0% | 0% | 1 | 0.09936% | 0% | 0% | 1 | 36.11% | 0% | 0% | 1 | 36.11% | 0% | 0% | 1 | 99.03% | 0% | 0% | 5 | 26.58% | 0% | 0% | 1 | 0% | 0% | 1 |  |  |  |  | 0.4601% | [5 empty] | 0% | 100% | 100% | 5 | 48.73% | 0% | 0% | 1 | 0.02517% | 0% | 0% | 1 | 25.8% | 0% | 0% | 1 | 56.8% | 0% | 0% | 2 | 75.11% | 0% | 0% | 3 | 15.89% | 0% | 0% | 1 | 0% | 0% | 1 |  |  |  |  | 0.239% | [5 empty] | 0% | 100% | 100% | 5 | 31.5% | 0% | 0% | 1 | 0.01307% | 0% | 0% | 1 | 13.42% | 0% | 0% | 1 | 35.71% | 0% | 0% | 1 | 48.84% | 0% | 0% | 1 | 10.16% | 0% | 0% | 1 | 0% | 0% | 1 |  |  |  |  | 0.4186% | [5 empty] | 8.577% | 68.83% | 77.4% | 5 | 19.9% | 0% | 0% | 1 | 36.98% | 0% | 0% | 1 | 33.55% | 0% | 0% | 1 | 57.09% | 0% | 0% | 2 | 39.21% | 0% | 0% | 1 | 5.313% | 0% | 0% | 1
83 | Harborgen | Greater_LA | 0 | 0 | 0 | 0% | 0% | 1 |  |  |  |  | 0% | [5 empty] | 0.1538% | 0% | 0.1538% | 1 | 0% | 0% | 0% | 1 | 8.219% | 0% | 0% | 1 | 61.46% | 0% | 0% | 2 | 61.46% | 0% | 0% | 2 | 0% | 0% | 0% | 1 | 0.4327% | 0% | 0% | 1 | 0% | 0% | 1 |  |  |  |  | 0% | [5 empty] | 1.908% | 0% | 1.908% | 1 | 0.1504% | 0% | 0% | 1 | 9.785% | 0% | 0% | 1 | 66.95% | 0% | 0% | 2 | 67.1% | 0% | 0% | 2 | 0% | 0% | 0% | 1 | 0.4545% | 0% | 0% | 1 | 0% | 0% | 1 |  |  |  |  | 0% | [5 empty] | 1.365% | 0% | 1.365% | 1 | 0.1076% | 0% | 0% | 1 | 15.73% | 0% | 0% | 1 | 75.5% | 0% | 0% | 3 | 75.61% | 0% | 0% | 3 | 0% | 0% | 0% | 1 | 3.51% | 0% | 0% | 1 | 0% | 0% | 1 |  |  |  |  | 0% | [5 empty] | 1.709% | 3.931% | 5.639% | 2 | 0.478% | 0% | 0% | 1 | 13.86% | 0% | 0% | 1 | 72.88% | 0% | 0% | 3 | 73.36% | 0% | 0% | 3 | 2.677% | 0% | 0% | 1 | 3.208% | 0% | 0% | 1
84 | Hinson | Greater_LA | 0 | 0 | 0 | 0% | 0% | 1 |  |  |  |  | 0% | [5 empty] | 0.08526% | 0% | 0.08526% | 1 | 0% | 0% | 0% | 1 | 4.469% | 0% | 0% | 1 | 59.96% | 0% | 0% | 2 | 59.96% | 0% | 0% | 2 | 0% | 0% | 0% | 1 | 0.2664% | 0% | 0% | 1 | 0% | 0% | 1 |  |  |  |  | 0% | [5 empty] | 2.165% | 0% | 2.165% | 1 | 0.1706% | 0% | 0% | 1 | 11.1% | 0% | 0% | 1 | 62.67% | 0% | 0% | 2 | 62.84% | 0% | 0% | 2 | 0% | 0% | 0% | 1 | 0.5156% | 0% | 0% | 1 | 0% | 0% | 1 |  |  |  |  | 0% | [5 empty] | 1.458% | 0% | 1.458% | 1 | 0.1149% | 0% | 0% | 1 | 16.79% | 0% | 0% | 1 | 73.88% | 0% | 0% | 3 | 73.99% | 0% | 0% | 3 | 0% | 0% | 0% | 1 | 1.83% | 0% | 0% | 1 | 0% | 0% | 1 |  |  |  |  | 0% | [5 empty] | 1.763% | 1.268% | 3.031% | 2 | 0.5039% | 0% | 0% | 1 | 14.27% | 0% | 0% | 1 | 75.19% | 0% | 0% | 3 | 75.69% | 0% | 0% | 3 | 0.7498% | 0% | 0% | 1 | 3.311% | 0% | 0% | 1
85 | La Cienega | Greater_LA | 0 | 0 | 0 | 0% | 0% | 1 |  |  |  |  | 0% | [5 empty] | 0.1342% | 0% | 0.1342% | 1 | 0.7167% | 0% | 0% | 1 | 51.7% | 0% | 0% | 2 | 59.15% | 0% | 0% | 2 | 59.86% | 0% | 0% | 2 | 0% | 0% | 0% | 1 | 0.2921% | 0% | 0% | 1 | 0% | 0% | 1 |  |  |  |  | 0% | [5 empty] | 22.18% | 4.104% | 26.29% | 2 | 11.54% | 0% | 0% | 1 | 26.24% | 0% | 0% | 1 | 47.28% | 0% | 0% | 1 | 58.82% | 0% | 0% | 2 | 0% | 0% | 0% | 1 | 0.278% | 0% | 0% | 1 | 0% | 0% | 1 |  |  |  |  | 0% | [5 empty] | 5.01% | 2.018% | 7.028% | 2 | 1.529% | 0% | 0% | 1 | 3.208% | 0% | 0% | 1 | 56.34% | 0% | 0% | 2 | 57.87% | 0% | 0% | 2 | 0% | 0% | 0% | 1 | 0.2077% | 0% | 0% | 1 | 0% | 0% | 1 |  |  |  |  | 0.07994% | [5 empty] | 0.8103% | 73.09% | 73.9% | 5 | 43.93% | 0% | 0% | 1 | 3.392% | 0% | 0% | 1 | 27.05% | 0% | 0% | 1 | 62.9% | 0% | 0% | 2 | 50.9% | 0% | 0% | 2 | 10.89% | 0% | 0% | 1
86 | La Fresa | Greater_LA | 0 | 0 | 0 | 0% | 0% | 1 |  |  |  |  | 0% | [5 empty] | 5.696% | 0% | 5.696% | 1 | 0.4488% | 0% | 0% | 1 | 2.298% | 0% | 0% | 1 | 72.04% | 0% | 0% | 3 | 72.49% | 0% | 0% | 3 | 0% | 0% | 0% | 1 | 0.02682% | 0% | 0% | 1 | 0% | 0% | 1 |  |  |  |  | 0% | [5 empty] | 2.584% | 0% | 2.584% | 1 | 0.2036% | 0% | 0% | 1 | 3.339% | 0% | 0% | 1 | 55.79% | 0% | 0% | 2 | 56% | 0% | 0% | 2 | 0% | 0% | 0% | 1 | 0.2256% | 0% | 0% | 1 | 0% | 0% | 1 |  |  |  |  | 0% | [5 empty] | 2.872% | 0.197% | 3.069% | 2 | 0.5767% | 0% | 0% | 1 | 12.71% | 0% | 0% | 1 | 60.95% | 0% | 0% | 2 | 61.52% | 0% | 0% | 2 | 0% | 0% | 0% | 1 | 0.4458% | 0% | 0% | 1 | 0% | 0% | 1 |  |  |  |  | 0% | [5 empty] | 1.64% | 10.29% | 11.93% | 3 | 0.6058% | 0% | 0% | 1 | 13.23% | 0% | 0% | 1 | 67.86% | 0% | 0% | 2 | 68.47% | 0% | 0% | 2 | 0.5378% | 0% | 0% | 1 | 3.908% | 0% | 0% | 1
87 | Laguna Bell | Greater_LA | 0 | 0 | 0 | 0% | 0% | 1 |  |  |  |  | 0% | [5 empty] | 0% | 0% | 0% | 1 | 0% | 0% | 0% | 1 | 0% | 0% | 0% | 1 | 0% | 0% | 0% | 1 | 0% | 0% | 0% | 1 | 0% | 0% | 0% | 1 | 0% | 0% | 0% | 1 | 0% | 0% | 1 |  |  |  |  | 0% | [5 empty] | 0% | 0% | 0% | 1 | 0% | 0% | 0% | 1 | 12.66% | 0% | 0% | 1 | 31.25% | 0% | 0% | 1 | 31.25% | 0% | 0% | 1 | 0% | 0% | 0% | 1 | 3.421% | 0% | 0% | 1 | 0% | 0% | 1 |  |  |  |  | 0% | [5 empty] | 0.5619% | 0% | 0.5619% | 1 | 0.03739% | 0% | 0% | 1 | 13.04% | 0% | 0% | 1 | 62.66% | 0% | 0% | 2 | 62.7% | 0% | 0% | 2 | 0% | 0% | 0% | 1 | 0.4531% | 0% | 0% | 1 | 0% | 0% | 1 |  |  |  |  | 0% | [5 empty] | 0.9323% | 46.39% | 47.32% | 5 | 23.8% | 0% | 0% | 1 | 8.495% | 0% | 0% | 1 | 54.84% | 0% | 0% | 2 | 69.22% | 0% | 0% | 2 | 39.14% | 0% | 0% | 1 | 9.14% | 0% | 0% | 1
88 | Lighthipe | Greater_LA | 0 | 0 | 0 | 0% | 0% | 1 |  |  |  |  | 0% | [5 empty] | 0% | 0% | 0% | 1 | 0% | 0% | 0% | 1 | 1.622% | 0% | 0% | 1 | 42.48% | 0% | 0% | 1 | 42.48% | 0% | 0% | 1 | 0% | 0% | 0% | 1 | 0.3526% | 0% | 0% | 1 | 0% | 0% | 1 |  |  |  |  | 0% | [5 empty] | 0.658% | 0% | 0.658% | 1 | 0.03798% | 0% | 0% | 1 | 11.68% | 0% | 0% | 1 | 62.52% | 0% | 0% | 2 | 62.55% | 0% | 0% | 2 | 0% | 0% | 0% | 1 | 0.4494% | 0% | 0% | 1 | 0% | 0% | 1 |  |  |  |  | 0% | [5 empty] | 1.55% | 0% | 1.55% | 1 | 0.1222% | 0% | 0% | 1 | 11.95% | 0% | 0% | 1 | 72.46% | 0% | 0% | 3 | 72.58% | 0% | 0% | 3 | 0% | 0% | 0% | 1 | 1.243% | 0% | 0% | 1 | 0% | 0% | 1 |  |  |  |  | 0% | [5 empty] | 1.663% | 4.163% | 5.826% | 2 | 3.091% | 0% | 0% | 1 | 15.13% | 0% | 0% | 1 | 74.38% | 0% | 0% | 3 | 77.48% | 0% | 0% | 3 | 1.964% | 0% | 0% | 1 | 3.272% | 0% | 0% | 1
89 | Mesa (SCE) | Greater_LA | 0 | 0 | 0 | 0% | 0% | 1 |  |  |  |  | 0% | [5 empty] | 0% | 0% | 0% | 1 | 0% | 0% | 0% | 1 | 0% | 0% | 0% | 1 | 0% | 0% | 0% | 1 | 0% | 0% | 0% | 1 | 0% | 0% | 0% | 1 | 0% | 0% | 0% | 1 | 0% | 0% | 1 |  |  |  |  | 0% | [5 empty] | 0% | 0% | 0% | 1 | 0% | 0% | 0% | 1 | 0% | 0% | 0% | 1 | 0% | 0% | 0% | 1 | 0% | 0% | 0% | 1 | 0% | 0% | 0% | 1 | 0% | 0% | 0% | 1 | 0% | 0% | 1 |  |  |  |  | 0% | [5 empty] | 0% | 0.7103% | 0.7103% | 2 | 0% | 0% | 0% | 1 | 9.458% | 0% | 0% | 1 | 38.91% | 0% | 0% | 1 | 38.91% | 0% | 0% | 1 | 0.7103% | 0% | 0% | 1 | 1.166% | 0% | 0% | 1 | 0% | 0% | 1 |  |  |  |  | 0.191% | [5 empty] | 0.7274% | 62.35% | 63.08% | 5 | 22.18% | 0% | 0% | 1 | 14.53% | 0% | 0% | 1 | 47.63% | 0% | 0% | 1 | 62.38% | 0% | 0% | 2 | 37.47% | 0% | 0% | 1 | 8.921% | 0% | 0% | 1
90 | Olinda | Greater_LA | 0 | 0 | 0 | 0% | 0% | 1 |  |  |  |  | 0% | [5 empty] | 0% | 0% | 0% | 1 | 0% | 0% | 0% | 1 | 0% | 0% | 0% | 1 | 0% | 0% | 0% | 1 | 0% | 0% | 0% | 1 | 0% | 0% | 0% | 1 | 0% | 0% | 0% | 1 | 0% | 0% | 1 |  |  |  |  | 0% | [5 empty] | 0% | 100% | 100% | 5 | 91.09% | 0% | 0% | 4 | 8.915% | 0% | 0% | 1 | 8.915% | 0% | 0% | 1 | 100% | 0% | 0% | 5 | 55.5% | 0% | 0% | 2 | 2.47% | 0% | 0% | 1 | 0% | 0% | 1 |  |  |  |  | 0% | [5 empty] | 0% | 14.99% | 14.99% | 3 | 10.15% | 0% | 0% | 1 | 27.98% | 0% | 0% | 1 | 86% | 0% | 0% | 3 | 96.15% | 0% | 0% | 5 | 7.632% | 0% | 0% | 1 | 1.076% | 0% | 0% | 1 | 0% | 0% | 1 |  |  |  |  | 0% | [5 empty] | 0.3906% | 7.585% | 7.976% | 2 | 5.55% | 0% | 0% | 1 | 14.34% | 0% | 0% | 1 | 73.89% | 0% | 0% | 3 | 78.51% | 0% | 0% | 3 | 5.244% | 0% | 0% | 1 | 3.6% | 0% | 0% | 1
91 | Pardee | Tehachapi | 0 | 0 | 0 | 0% | 0% | 1 |  |  |  |  | 1.931% | [5 empty] | 8.543% | 91.36% | 99.91% | 5 | 68.53% | 0% | 0% | 2 | 0.5141% | 0% | 0% | 1 | 8.037% | 0% | 0% | 1 | 73.56% | 0% | 0% | 3 | 61.58% | 0% | 0% | 2 | 9.501% | 0% | 0% | 1 | 0% | 0% | 1 |  |  |  |  | 3.281% | [5 empty] | 16.9% | 82.92% | 99.82% | 5 | 66.42% | 0% | 0% | 2 | 1.763% | 0% | 0% | 1 | 4.152% | 0% | 0% | 1 | 69.23% | 0% | 0% | 2 | 56.66% | 0% | 0% | 2 | 11.02% | 0% | 0% | 1 | 0% | 0% | 1 |  |  |  |  | 2.086% | [5 empty] | 19.53% | 80.35% | 99.89% | 5 | 54.18% | 0% | 0% | 2 | 5.762% | 0% | 0% | 1 | 9.189% | 0% | 0% | 1 | 62.87% | 0% | 0% | 2 | 55.22% | 0% | 0% | 2 | 9.528% | 0% | 0% | 1 | 0% | 0% | 1 |  |  |  |  | 1.748% | [5 empty] | 32.99% | 46.55% | 79.55% | 5 | 38% | 0% | 0% | 1 | 24.06% | 0% | 0% | 1 | 18.3% | 0% | 0% | 1 | 60.81% | 0% | 0% | 2 | 37.53% | 0% | 0% | 1 | 5.653% | 0% | 0% | 1
92 | Rio Hondo | Greater_LA | 0 | 0 | 0 | 0% | 0% | 1 |  |  |  |  | 0% | [5 empty] | 0% | 0% | 0% | 1 | 0% | 0% | 0% | 1 | 0% | 0% | 0% | 1 | 0% | 0% | 0% | 1 | 0% | 0% | 0% | 1 | 0% | 0% | 0% | 1 | 0% | 0% | 0% | 1 | 0% | 0% | 1 |  |  |  |  | 0% | [5 empty] | 0% | 100% | 100% | 5 | 0% | 0% | 0% | 1 | 0% | 0% | 0% | 1 | 0% | 0% | 0% | 1 | 0% | 0% | 0% | 1 | 100% | 0% | 0% | 5 | 0% | 0% | 0% | 1 | 0% | 0% | 1 |  |  |  |  | 0% | [5 empty] | 0% | 100% | 100% | 5 | 0.01921% | 0% | 0% | 1 | 0.1985% | 0% | 0% | 1 | 15.97% | 0% | 0% | 1 | 15.99% | 0% | 0% | 1 | 95.39% | 0% | 0% | 5 | 19.2% | 0% | 0% | 1 | 0% | 0% | 1 |  |  |  |  | 0.09604% | [5 empty] | 19.28% | 49.23% | 68.51% | 5 | 30.39% | 0% | 0% | 1 | 58.53% | 0% | 0% | 2 | 61.43% | 0% | 0% | 2 | 77.43% | 0% | 0% | 3 | 33.55% | 0% | 0% | 1 | 4.145% | 0% | 0% | 1
93 | Saugus | Tehachapi | 0 | 0 | 0 | 0% | 0% | 1 |  |  |  |  | 1.641% | [5 empty] | 4.37% | 95.6% | 99.97% | 5 | 66.99% | 0% | 0% | 2 | 0% | 0% | 0% | 1 | 9.305% | 0% | 0% | 1 | 72.82% | 0% | 0% | 3 | 60.7% | 0% | 0% | 2 | 8.422% | 0% | 0% | 1 | 0% | 0% | 1 |  |  |  |  | 3.361% | [5 empty] | 14.99% | 84.83% | 99.82% | 5 | 66.67% | 0% | 0% | 2 | 1.806% | 0% | 0% | 1 | 4.252% | 0% | 0% | 1 | 69.55% | 0% | 0% | 2 | 56.31% | 0% | 0% | 2 | 10.99% | 0% | 0% | 1 | 0% | 0% | 1 |  |  |  |  | 2.281% | [5 empty] | 15.97% | 83.91% | 99.88% | 5 | 57.33% | 0% | 0% | 2 | 4.033% | 0% | 0% | 1 | 8.299% | 0% | 0% | 1 | 64.49% | 0% | 0% | 2 | 54.71% | 0% | 0% | 2 | 10.22% | 0% | 0% | 1 | 0% | 0% | 1 |  |  |  |  | 1.816% | [5 empty] | 30.87% | 48.42% | 79.29% | 5 | 36.94% | 0% | 0% | 1 | 23.71% | 0% | 0% | 1 | 17.65% | 0% | 0% | 1 | 60.31% | 0% | 0% | 2 | 37.68% | 0% | 0% | 1 | 5.737% | 0% | 0% | 1
94 | Vincent | Tehachapi | 0 | 0 | 0 | 0% | 0% | 1 |  |  |  |  | 0.5284% | [5 empty] | 6.892% | 85.87% | 92.77% | 5 | 8.946% | 0% | 0% | 1 | 31.93% | 0% | 0% | 1 | 30.97% | 0% | 0% | 1 | 42.88% | 0% | 0% | 1 | 35.22% | 0% | 0% | 1 | 3.95% | 0% | 0% | 1 | 0% | 0% | 1 |  |  |  |  | 1.246% | [5 empty] | 8.395% | 56.14% | 64.53% | 5 | 10.88% | 0% | 0% | 1 | 45.3% | 0% | 0% | 1 | 35.73% | 0% | 0% | 1 | 57.32% | 0% | 0% | 2 | 31.9% | 0% | 0% | 1 | 3.729% | 0% | 0% | 1 | 0% | 0% | 1 |  |  |  |  | 3.491% | [5 empty] | 6.899% | 46.09% | 52.99% | 5 | 9.159% | 0% | 0% | 1 | 41.78% | 0% | 0% | 1 | 28.48% | 0% | 0% | 1 | 52.58% | 0% | 0% | 2 | 30.63% | 0% | 0% | 1 | 3.636% | 0% | 0% | 1 | 0% | 0% | 1 |  |  |  |  | 2.236% | [5 empty] | 10.76% | 30.33% | 41.08% | 5 | 17.45% | 0% | 0% | 1 | 41.42% | 0% | 0% | 1 | 27.01% | 0% | 0% | 1 | 55.4% | 0% | 0% | 2 | 31.32% | 0% | 0% | 1 | 3.139% | 0% | 0% | 1
95 | Borden | Central_Valley_North_Los_Banos | 0 | 0 | 0 | 0% | 0% | 1 |  |  |  |  | 48.84% | [5 empty] | 0% | 0% | 0% | 1 | 23.19% | 0% | 0% | 1 | 32.56% | 0% | 0% | 1 | 40.19% | 0% | 0% | 1 | 50.91% | 0% | 0% | 2 | 8.474% | 0% | 0% | 1 | 16.28% | 0% | 0% | 1 | 0% | 0% | 1 |  |  |  |  | 49.92% | [5 empty] | 0% | 0% | 0% | 1 | 23.25% | 0% | 0% | 1 | 26.46% | 0% | 0% | 1 | 33.47% | 0% | 0% | 1 | 45.9% | 0% | 0% | 1 | 5.96% | 0% | 0% | 1 | 12.04% | 0% | 0% | 1 | 0% | 0% | 1 |  |  |  |  | 38.3% | [5 empty] | 0% | 0% | 0% | 1 | 29.83% | 0% | 0% | 1 | 26.55% | 0% | 0% | 1 | 32.9% | 0% | 0% | 1 | 48.25% | 0% | 0% | 1 | 5.59% | 0% | 0% | 1 | 13.32% | 0% | 0% | 1 | 0% | 0% | 1 |  |  |  |  | 34.82% | [5 empty] | 0% | 0% | 0% | 1 | 36.41% | 0% | 0% | 1 | 20.57% | 0% | 0% | 1 | 24.99% | 0% | 0% | 1 | 48.04% | 0% | 0% | 1 | 7.384% | 0% | 0% | 1 | 10.92% | 0% | 0% | 1
96 | Dairyland | Central_Valley_North_Los_Banos | 0 | 0 | 0 | 0% | 0% | 1 |  |  |  |  | 28.09% | [5 empty] | 0% | 0% | 0% | 1 | 40% | 0% | 0% | 1 | 8.198% | 0% | 0% | 1 | 11.17% | 0% | 0% | 1 | 45.35% | 0% | 0% | 1 | 0.1142% | 0% | 0% | 1 | 5.882% | 0% | 0% | 1 | 0% | 0% | 1 |  |  |  |  | 27.47% | [5 empty] | 0% | 0% | 0% | 1 | 51.01% | 0% | 0% | 2 | 23.94% | 0% | 0% | 1 | 30.41% | 0% | 0% | 1 | 61.41% | 0% | 0% | 2 | 4.035% | 0% | 0% | 1 | 15.25% | 0% | 0% | 1 | 0% | 0% | 1 |  |  |  |  | 29.91% | [5 empty] | 0% | 0% | 0% | 1 | 49.31% | 0% | 0% | 1 | 24.48% | 0% | 0% | 1 | 30.26% | 0% | 0% | 1 | 58.78% | 0% | 0% | 2 | 8.528% | 0% | 0% | 1 | 13.49% | 0% | 0% | 1 | 0% | 0% | 1 |  |  |  |  | 32.16% | [5 empty] | 0% | 0% | 0% | 1 | 42.15% | 0% | 0% | 1 | 25.36% | 0% | 0% | 1 | 32.54% | 0% | 0% | 1 | 55.81% | 0% | 0% | 2 | 11.49% | 0% | 0% | 1 | 13.37% | 0% | 0% | 1
97 | Gregg | Central_Valley_North_Los_Banos | 140 | 5600 | 15 | 8.971% | 0% | 1 |  |  |  |  | 62.57% | [5 empty] | 0% | 0% | 0% | 1 | 10.22% | 6.53% | 0% | 1 | 20.44% | 7.369% | 0% | 1 | 23.14% | 7.627% | 0% | 1 | 32.89% | 8.736% | 0% | 1 | 6.146% | 6.247% | 0% | 1 | 9.927% | 8.736% | 0% | 1 | 4.583% | 0% | 1 |  |  |  |  | 58.07% | [5 empty] | 0% | 0% | 0% | 1 | 15.01% | 3.449% | 0% | 1 | 22.01% | 3.758% | 0% | 1 | 26.78% | 4.003% | 0% | 1 | 35.04% | 4.512% | 0% | 1 | 4.909% | 3.082% | 0% | 1 | 9.869% | 4.512% | 0% | 1 | 2.627% | 0% | 1 |  |  |  |  | 46.7% | [5 empty] | 0% | 0% | 0% | 1 | 17.5% | 1.964% | 0% | 1 | 22.7% | 2.096% | 0% | 1 | 27.9% | 2.247% | 0% | 1 | 36.96% | 2.57% | 0% | 1 | 3.89% | 1.685% | 0% | 1 | 9.21% | 2.57% | 0% | 1 | 1.412% | 0% | 1 |  |  |  |  | 35.11% | [5 empty] | 0% | 0% | 0% | 1 | 32.94% | 1.168% | 0% | 1 | 18.26% | 0.9581% | 0% | 1 | 22.26% | 1.007% | 0% | 1 | 43.41% | 1.384% | 0% | 1 | 5.628% | 0.8299% | 0% | 1 | 9.951% | 1.384% | 0% | 1
98 | Newhall | Central_Valley_North_Los_Banos | 0 | 0 | 0 | 0% | 0% | 1 |  |  |  |  | 16.46% | [5 empty] | 0% | 0% | 0% | 1 | 61.14% | 0% | 0% | 2 | 12.8% | 0% | 0% | 1 | 22.79% | 0% | 0% | 1 | 67.86% | 0% | 0% | 2 | 5.399% | 0% | 0% | 1 | 17% | 0% | 0% | 1 | 0% | 0% | 1 |  |  |  |  | 28.11% | [5 empty] | 0% | 0% | 0% | 1 | 38.61% | 0% | 0% | 1 | 9.566% | 0% | 0% | 1 | 17.15% | 0% | 0% | 1 | 47.55% | 0% | 0% | 1 | 2.38% | 0% | 0% | 1 | 8.877% | 0% | 0% | 1 | 0% | 0% | 1 |  |  |  |  | 32.86% | [5 empty] | 0% | 0% | 0% | 1 | 33.79% | 0% | 0% | 1 | 10.31% | 0% | 0% | 1 | 15.73% | 0% | 0% | 1 | 43.25% | 0% | 0% | 1 | 1.601% | 0% | 0% | 1 | 7.144% | 0% | 0% | 1 | 0% | 0% | 1 |  |  |  |  | 35.66% | [5 empty] | 0% | 0% | 0% | 1 | 34.68% | 0% | 0% | 1 | 19.1% | 0% | 0% | 1 | 24.36% | 0% | 0% | 1 | 45.47% | 0% | 0% | 1 | 4.668% | 0% | 0% | 1 | 9.7% | 0% | 0% | 1
99 | Ignacio | Mendocino_Marin | 0 | 0 | 0 | 0% | 0% | 1 |  |  |  |  | 0.5933% | [5 empty] | 47.59% | 39.27% | 86.86% | 5 | 71.96% | 0% | 0% | 3 | 40.81% | 0% | 0% | 1 | 65.69% | 0% | 0% | 2 | 90.51% | 0% | 0% | 4 | 60.04% | 0% | 0% | 2 | 6.3% | 0% | 0% | 1 | 0% | 0% | 1 |  |  |  |  | 0.7265% | [5 empty] | 48.37% | 19.48% | 67.86% | 3 | 62.89% | 0% | 0% | 2 | 40.9% | 0% | 0% | 1 | 69.33% | 0% | 0% | 2 | 89.52% | 0% | 0% | 3 | 55.46% | 0% | 0% | 2 | 8.648% | 0% | 0% | 1 | 0% | 0% | 1 |  |  |  |  | 0.6782% | [5 empty] | 57% | 15.58% | 72.58% | 3 | 52.95% | 0% | 0% | 2 | 34.21% | 0% | 0% | 1 | 64.27% | 0% | 0% | 2 | 84.47% | 0% | 0% | 3 | 55.08% | 0% | 0% | 2 | 8.115% | 0% | 0% | 1 | 0% | 0% | 1 |  |  |  |  | 3.065% | [5 empty] | 50.3% | 14.46% | 64.76% | 3 | 57.03% | 0% | 0% | 2 | 27.42% | 0% | 0% | 1 | 51.55% | 0% | 0% | 2 | 82.04% | 0% | 0% | 3 | 54.55% | 0% | 0% | 2 | 9.565% | 0% | 0% | 1
100 | Calpella | Mendocino_Marin | 0 | 0 | 0 | 0% | 0% | 1 |  |  |  |  | 0.2889% | [5 empty] | 97.1% | 2.899% | 100% | 5 | 7.151% | 0% | 0% | 1 | 48.3% | 0% | 0% | 1 | 63.11% | 0% | 0% | 2 | 66.97% | 0% | 0% | 2 | 88.8% | 0% | 0% | 3 | 0.7783% | 0% | 0% | 1 | 0% | 0% | 1 |  |  |  |  | 0.2644% | [5 empty] | 85.43% | 14.33% | 99.76% | 5 | 27.6% | 0% | 0% | 1 | 34.83% | 0% | 0% | 1 | 54.01% | 0% | 0% | 2 | 65.9% | 0% | 0% | 2 | 82.45% | 0% | 0% | 3 | 1.129% | 0% | 0% | 1 | 0% | 0% | 1 |  |  |  |  | 0.1963% | [5 empty] | 88.42% | 11.42% | 99.84% | 5 | 31.74% | 0% | 0% | 1 | 33.71% | 0% | 0% | 1 | 51.13% | 0% | 0% | 2 | 69.12% | 0% | 0% | 2 | 79.04% | 0% | 0% | 3 | 0.9325% | 0% | 0% | 1 | 0% | 0% | 1 |  |  |  |  | 0.3167% | [5 empty] | 82.69% | 15.31% | 98% | 5 | 43.3% | 0% | 0% | 1 | 20.01% | 0% | 0% | 1 | 36.74% | 0% | 0% | 1 | 65.66% | 0% | 0% | 2 | 71.91% | 0% | 0% | 3 | 1.658% | 0% | 0% | 1
101 | Hopland | Mendocino_Marin | 0 | 0 | 0 | 0% | 0% | 1 |  |  |  |  | 0.5649% | [5 empty] | 72.94% | 27.01% | 99.95% | 5 | 76.59% | 0% | 0% | 3 | 22.92% | 0% | 0% | 1 | 32.43% | 0% | 0% | 1 | 83.1% | 0% | 0% | 3 | 79.34% | 0% | 0% | 3 | 0.7764% | 0% | 0% | 1 | 0% | 0% | 1 |  |  |  |  | 0.2592% | [5 empty] | 75.33% | 24.55% | 99.88% | 5 | 60.14% | 0% | 0% | 2 | 27.82% | 0% | 0% | 1 | 38.95% | 0% | 0% | 1 | 80.78% | 0% | 0% | 3 | 80.14% | 0% | 0% | 3 | 0.6927% | 0% | 0% | 1 | 0% | 0% | 1 |  |  |  |  | 1.391% | [5 empty] | 72.29% | 25.03% | 97.32% | 5 | 51.45% | 0% | 0% | 2 | 34.6% | 0% | 0% | 1 | 49.92% | 0% | 0% | 1 | 78.82% | 0% | 0% | 3 | 73.58% | 0% | 0% | 3 | 0.8423% | 0% | 0% | 1 | 0% | 0% | 1 |  |  |  |  | 1.258% | [5 empty] | 73.69% | 23.4% | 97.09% | 5 | 44.49% | 0% | 0% | 1 | 25.92% | 0% | 0% | 1 | 53.24% | 0% | 0% | 2 | 74.13% | 0% | 0% | 3 | 69.23% | 0% | 0% | 2 | 0.8668% | 0% | 0% | 1
102 | Mendocino | Mendocino_Marin | 0 | 0 | 0 | 0% | 0% | 1 |  |  |  |  | 0.2556% | [5 empty] | 82.09% | 17.91% | 100% | 5 | 27.45% | 0% | 0% | 1 | 44.65% | 0% | 0% | 1 | 60.81% | 0% | 0% | 2 | 69.65% | 0% | 0% | 2 | 83.49% | 0% | 0% | 3 | 1.058% | 0% | 0% | 1 | 0% | 0% | 1 |  |  |  |  | 0.2877% | [5 empty] | 81.3% | 18.45% | 99.75% | 5 | 29.67% | 0% | 0% | 1 | 36.94% | 0% | 0% | 1 | 58.13% | 0% | 0% | 2 | 70.72% | 0% | 0% | 3 | 79.47% | 0% | 0% | 3 | 1.173% | 0% | 0% | 1 | 0% | 0% | 1 |  |  |  |  | 0.2006% | [5 empty] | 86.5% | 13.31% | 99.82% | 5 | 34.42% | 0% | 0% | 1 | 31.25% | 0% | 0% | 1 | 49.79% | 0% | 0% | 1 | 70.73% | 0% | 0% | 3 | 79.29% | 0% | 0% | 3 | 1.072% | 0% | 0% | 1 | 0% | 0% | 1 |  |  |  |  | 0.2513% | [5 empty] | 86.77% | 12.11% | 98.88% | 5 | 40.31% | 0% | 0% | 1 | 19.34% | 0% | 0% | 1 | 36.01% | 0% | 0% | 1 | 62.85% | 0% | 0% | 2 | 73.75% | 0% | 0% | 3 | 1.299% | 0% | 0% | 1
103 | Ukiah | Mendocino_Marin | 0 | 0 | 0 | 0% | 0% | 1 |  |  |  |  | 0.1723% | [5 empty] | 100% | 0% | 100% | 5 | 4.065% | 0% | 0% | 1 | 41.83% | 0% | 0% | 1 | 55.68% | 0% | 0% | 2 | 57.97% | 0% | 0% | 2 | 88.85% | 0% | 0% | 3 | 0.9122% | 0% | 0% | 1 | 0% | 0% | 1 |  |  |  |  | 0.275% | [5 empty] | 94.95% | 4.815% | 99.77% | 5 | 24.15% | 0% | 0% | 1 | 37.72% | 0% | 0% | 1 | 49.95% | 0% | 0% | 1 | 65.88% | 0% | 0% | 2 | 85.59% | 0% | 0% | 3 | 0.9666% | 0% | 0% | 1 | 0% | 0% | 1 |  |  |  |  | 0.2559% | [5 empty] | 87.75% | 12.12% | 99.87% | 5 | 35.32% | 0% | 0% | 1 | 31.33% | 0% | 0% | 1 | 49.75% | 0% | 0% | 1 | 68.78% | 0% | 0% | 2 | 80.27% | 0% | 0% | 3 | 0.8561% | 0% | 0% | 1 | 0% | 0% | 1 |  |  |  |  | 0.7031% | [5 empty] | 79.77% | 16.83% | 96.6% | 5 | 44.77% | 0% | 0% | 1 | 20.96% | 0% | 0% | 1 | 38.83% | 0% | 0% | 1 | 67.42% | 0% | 0% | 2 | 69.34% | 0% | 0% | 2 | 1.933% | 0% | 0% | 1
104 | Le Grand | Central_Valley_North_Los_Banos | 0 | 0 | 0 | 0% | 0% | 1 |  |  |  |  | 29.8% | [5 empty] | 0% | 0% | 0% | 1 | 50.78% | 0% | 0% | 2 | 47.17% | 0% | 0% | 1 | 48.86% | 0% | 0% | 1 | 64.99% | 0% | 0% | 2 | 13.45% | 0% | 0% | 1 | 21.97% | 0% | 0% | 1 | 0% | 0% | 1 |  |  |  |  | 25.14% | [5 empty] | 0% | 0% | 0% | 1 | 49.89% | 0% | 0% | 1 | 33.7% | 0% | 0% | 1 | 38.84% | 0% | 0% | 1 | 63.38% | 0% | 0% | 2 | 20.59% | 0% | 0% | 1 | 16.49% | 0% | 0% | 1 | 0% | 0% | 1 |  |  |  |  | 24% | [5 empty] | 0% | 0% | 0% | 1 | 60.56% | 0% | 0% | 2 | 33.75% | 0% | 0% | 1 | 41.47% | 0% | 0% | 1 | 71.29% | 0% | 0% | 3 | 20.57% | 0% | 0% | 1 | 17.52% | 0% | 0% | 1 | 0% | 0% | 1 |  |  |  |  | 32.59% | [5 empty] | 0% | 0% | 0% | 1 | 47.39% | 0% | 0% | 1 | 25.64% | 0% | 0% | 1 | 32.94% | 0% | 0% | 1 | 59.36% | 0% | 0% | 2 | 13.63% | 0% | 0% | 1 | 14.79% | 0% | 0% | 1
105 | Merced | Central_Valley_North_Los_Banos | 0 | 0 | 0 | 0% | 0% | 1 |  |  |  |  | 31.95% | [5 empty] | 0% | 0% | 0% | 1 | 55.06% | 0% | 0% | 2 | 34.03% | 0% | 0% | 1 | 46.27% | 0% | 0% | 1 | 71.53% | 0% | 0% | 3 | 1.691% | 0% | 0% | 1 | 16.81% | 0% | 0% | 1 | 0% | 0% | 1 |  |  |  |  | 39.36% | [5 empty] | 0% | 0% | 0% | 1 | 50.16% | 0% | 0% | 2 | 37.16% | 0% | 0% | 1 | 44.68% | 0% | 0% | 1 | 64.78% | 0% | 0% | 2 | 11.76% | 0% | 0% | 1 | 16.88% | 0% | 0% | 1 | 0% | 0% | 1 |  |  |  |  | 40.35% | [5 empty] | 0% | 0% | 0% | 1 | 48.57% | 0% | 0% | 1 | 29.5% | 0% | 0% | 1 | 36.73% | 0% | 0% | 1 | 60.52% | 0% | 0% | 2 | 15.91% | 0% | 0% | 1 | 13.76% | 0% | 0% | 1 | 0% | 0% | 1 |  |  |  |  | 31.44% | [5 empty] | 0% | 0% | 0% | 1 | 49.46% | 0% | 0% | 1 | 26.67% | 0% | 0% | 1 | 33.5% | 0% | 0% | 1 | 59.15% | 0% | 0% | 2 | 15.59% | 0% | 0% | 1 | 13.79% | 0% | 0% | 1
106 | Wilson | Central_Valley_North_Los_Banos | 200 | 8000 | 30 | 51.1% | 0% | 3 |  |  |  |  | 26.57% | [5 empty] | 0% | 0% | 0% | 1 | 56.77% | 24.92% | 0% | 2 | 50.98% | 21.97% | 0% | 2 | 54.95% | 23.91% | 0% | 2 | 77.25% | 47.36% | 0% | 3 | 18.14% | 13.16% | 0% | 1 | 26.04% | 47.36% | 0% | 2 | 16.47% | 0% | 1 |  |  |  |  | 25.52% | [5 empty] | 0% | 0% | 0% | 1 | 55.88% | 8.926% | 0% | 2 | 44.5% | 7.096% | 0% | 1 | 54.72% | 8.697% | 0% | 2 | 72.94% | 14.55% | 0% | 3 | 27.66% | 5.444% | 0% | 1 | 20.98% | 14.55% | 0% | 1 | 7.399% | 0% | 1 |  |  |  |  | 33.65% | [5 empty] | 0% | 0% | 0% | 1 | 55.78% | 4.932% | 0% | 2 | 34.33% | 3.321% | 0% | 1 | 41.65% | 3.738% | 0% | 1 | 67.73% | 6.758% | 0% | 2 | 21.43% | 2.776% | 0% | 1 | 16.18% | 6.758% | 0% | 1 | 3.152% | 0% | 1 |  |  |  |  | 30.38% | [5 empty] | 0% | 0% | 0% | 1 | 51.07% | 2.338% | 0% | 2 | 29.09% | 1.613% | 0% | 1 | 36.18% | 1.793% | 0% | 1 | 61.42% | 2.966% | 0% | 2 | 16.39% | 1.368% | 0% | 1 | 14.48% | 2.966% | 0% | 1
107 | Los Banos | Central_Valley_North_Los_Banos | 86 | 3440 | 0 | 33.46% | 0% | 2 |  |  |  |  | 9.77% | [5 empty] | 0% | 0% | 0% | 1 | 74.97% | 30.94% | 0% | 3 | 1.664% | 7.877% | 0% | 1 | 9.901% | 8.597% | 0% | 1 | 74.97% | 30.94% | 0% | 3 | 18.41% | 9.494% | 0% | 1 | 7.925% | 30.94% | 0% | 2 | 23.52% | 0% | 2 |  |  |  |  | 10.62% | [5 empty] | 7.111% | 0% | 7.111% | 1 | 75.34% | 18.01% | 0% | 3 | 9.259% | 4.895% | 0% | 1 | 15.79% | 5.275% | 0% | 1 | 78.79% | 20.94% | 0% | 3 | 34.84% | 6.816% | 0% | 1 | 9.066% | 20.94% | 0% | 2 | 9.367% | 0% | 1 |  |  |  |  | 23.95% | [5 empty] | 4.926% | 0% | 4.926% | 1 | 61.34% | 7.38% | 0% | 2 | 9.376% | 3.149% | 0% | 1 | 14.18% | 3.325% | 0% | 1 | 65.57% | 8.287% | 0% | 2 | 30.51% | 4.106% | 0% | 1 | 7.839% | 8.287% | 0% | 1 | 2.801% | 0% | 1 |  |  |  |  | 33.06% | [5 empty] | 6.442% | 0% | 6.442% | 1 | 50.93% | 2.41% | 0% | 2 | 12.28% | 1.348% | 0% | 1 | 19.03% | 1.461% | 0% | 1 | 55.53% | 2.659% | 0% | 2 | 18.51% | 1.451% | 0% | 1 | 5.941% | 2.659% | 0% | 1
108 | Coburn | Peninsula_Monterey | 100 | 4000 | 10 | 16.15% | 0% | 1 |  |  |  |  | 26.84% | [5 empty] | 18.23% | 0% | 18.23% | 1 | 40.98% | 9.509% | 0% | 1 | 2.415% | 5.751% | 0% | 1 | 19.16% | 6.942% | 0% | 1 | 50.25% | 11.28% | 0% | 2 | 30.17% | 8.036% | 0% | 1 | 2.68% | 11.28% | 0% | 1 | 11.03% | 0% | 1 |  |  |  |  | 24.86% | [5 empty] | 25.29% | 0% | 25.29% | 2 | 41.46% | 5.888% | 0% | 1 | 5.017% | 3.629% | 0% | 1 | 23.94% | 4.531% | 0% | 1 | 54.93% | 7.647% | 0% | 2 | 28.03% | 4.789% | 0% | 1 | 3.506% | 7.647% | 0% | 1 | 8.803% | 0% | 1 |  |  |  |  | 22.1% | [5 empty] | 37.82% | 0% | 37.82% | 2 | 47.14% | 4.515% | 0% | 1 | 11.63% | 2.7% | 0% | 1 | 27.95% | 3.312% | 0% | 1 | 59.69% | 5.92% | 0% | 2 | 37.15% | 3.797% | 0% | 1 | 3.892% | 5.92% | 0% | 1 | 5.488% | 0% | 1 |  |  |  |  | 22.12% | [5 empty] | 44.97% | 0% | 44.97% | 2 | 47.1% | 2.967% | 0% | 1 | 10.43% | 1.752% | 0% | 1 | 26.54% | 2.136% | 0% | 1 | 58.78% | 3.808% | 0% | 2 | 40.11% | 2.62% | 0% | 1 | 3.504% | 3.808% | 0% | 1
109 | Tulucay | Northern_California | 0 | 0 | 0 | 0% | 0% | 1 |  |  |  |  | 11.25% | [5 empty] | 63.61% | 5.853% | 69.46% | 3 | 77.08% | 0% | 0% | 3 | 9.778% | 0% | 0% | 1 | 31.59% | 0% | 0% | 1 | 81.42% | 0% | 0% | 3 | 57% | 0% | 0% | 2 | 9.475% | 0% | 0% | 1 | 0% | 0% | 1 |  |  |  |  | 6.159% | [5 empty] | 55.49% | 10.97% | 66.45% | 3 | 65.39% | 0% | 0% | 2 | 16.7% | 0% | 0% | 1 | 33.87% | 0% | 0% | 1 | 81.76% | 0% | 0% | 3 | 50.44% | 0% | 0% | 2 | 10.98% | 0% | 0% | 1 | 0% | 0% | 1 |  |  |  |  | 5.006% | [5 empty] | 56.43% | 11.71% | 68.15% | 3 | 63.52% | 0% | 0% | 2 | 21.74% | 0% | 0% | 1 | 35.8% | 0% | 0% | 1 | 82.11% | 0% | 0% | 3 | 47.73% | 0% | 0% | 1 | 13.24% | 0% | 0% | 1 | 0% | 0% | 1 |  |  |  |  | 15.5% | [5 empty] | 39.45% | 11.47% | 50.92% | 3 | 51.7% | 0% | 0% | 2 | 23.86% | 0% | 0% | 1 | 36.13% | 0% | 0% | 1 | 71.66% | 0% | 0% | 3 | 39.69% | 0% | 0% | 1 | 13.7% | 0% | 0% | 1
110 | Brunswick | Northern_California | 0 | 0 | 0 | 0% | 0% | 1 |  |  |  |  | 0% | [5 empty] | 0% | 0% | 0% | 1 | 0% | 0% | 0% | 1 | 0% | 0% | 0% | 1 | 0% | 0% | 0% | 1 | 0% | 0% | 0% | 1 | 0% | 0% | 0% | 1 | 0% | 0% | 0% | 1 | 0% | 0% | 1 |  |  |  |  | 0% | [5 empty] | 0% | 100% | 100% | 5 | 8.051% | 0% | 0% | 1 | 48.28% | 0% | 0% | 1 | 0% | 0% | 0% | 1 | 56.33% | 0% | 0% | 2 | 6.569% | 0% | 0% | 1 | 0.7343% | 0% | 0% | 1 | 0% | 0% | 1 |  |  |  |  | 0% | [5 empty] | 17.94% | 76.37% | 94.31% | 5 | 9.351% | 0% | 0% | 1 | 9.313% | 0% | 0% | 1 | 0.1233% | 0% | 0% | 1 | 18.79% | 0% | 0% | 1 | 39.61% | 0% | 0% | 1 | 0.4595% | 0% | 0% | 1 | 0% | 0% | 1 |  |  |  |  | 12.12% | [5 empty] | 31.97% | 18.39% | 50.36% | 3 | 41.1% | 0% | 0% | 1 | 16.16% | 0% | 0% | 1 | 14.51% | 0% | 0% | 1 | 59.99% | 0% | 0% | 2 | 30.46% | 0% | 0% | 1 | 10.42% | 0% | 0% | 1
111 | Higgins | Northern_California | 0 | 0 | 0 | 0% | 0% | 1 |  |  |  |  | 0% | [5 empty] | 0% | 0% | 0% | 1 | 0% | 0% | 0% | 1 | 0% | 0% | 0% | 1 | 0% | 0% | 0% | 1 | 0% | 0% | 0% | 1 | 0% | 0% | 0% | 1 | 0% | 0% | 0% | 1 | 0% | 0% | 1 |  |  |  |  | 4.876% | [5 empty] | 7.269% | 0% | 7.269% | 1 | 100% | 0% | 0% | 5 | 0% | 0% | 0% | 1 | 0% | 0% | 0% | 1 | 100% | 0% | 0% | 5 | 7.021% | 0% | 0% | 1 | 47.77% | 0% | 0% | 1 | 0% | 0% | 1 |  |  |  |  | 25.78% | [5 empty] | 4.658% | 0% | 4.658% | 1 | 76.21% | 0% | 0% | 3 | 0% | 0% | 0% | 1 | 0.06494% | 0% | 0% | 1 | 76.28% | 0% | 0% | 3 | 4.645% | 0% | 0% | 1 | 28.82% | 0% | 0% | 1 | 0% | 0% | 1 |  |  |  |  | 32.32% | [5 empty] | 10.98% | 3.374% | 14.35% | 2 | 53.26% | 0% | 0% | 2 | 5.777% | 0% | 0% | 1 | 16.24% | 0% | 0% | 1 | 60.24% | 0% | 0% | 2 | 8.481% | 0% | 0% | 1 | 14.07% | 0% | 0% | 1
112 | Barre | Greater_LA | 0 | 0 | 0 | 0% | 0% | 1 |  |  |  |  | 0% | [5 empty] | 0% | 0% | 0% | 1 | 0% | 0% | 0% | 1 | 29.36% | 0% | 0% | 1 | 97% | 0% | 0% | 5 | 97% | 0% | 0% | 5 | 0% | 0% | 0% | 1 | 1.112% | 0% | 0% | 1 | 0% | 0% | 1 |  |  |  |  | 0% | [5 empty] | 0% | 0% | 0% | 1 | 0% | 0% | 0% | 1 | 18.79% | 0% | 0% | 1 | 73.05% | 0% | 0% | 3 | 73.05% | 0% | 0% | 3 | 0% | 0% | 0% | 1 | 4.687% | 0% | 0% | 1 | 0% | 0% | 1 |  |  |  |  | 0% | [5 empty] | 0.03228% | 4.057% | 4.09% | 2 | 2.776% | 0% | 0% | 1 | 14.78% | 0% | 0% | 1 | 76.17% | 0% | 0% | 3 | 78.94% | 0% | 0% | 3 | 2.066% | 0% | 0% | 1 | 3.431% | 0% | 0% | 1 | 0% | 0% | 1 |  |  |  |  | 0% | [5 empty] | 1.243% | 3.662% | 4.905% | 2 | 2.594% | 0% | 0% | 1 | 15.94% | 0% | 0% | 1 | 76.21% | 0% | 0% | 3 | 78.8% | 0% | 0% | 3 | 1.865% | 0% | 0% | 1 | 3.102% | 0% | 0% | 1
113 | Ellis | Greater_LA | 0 | 0 | 0 | 0% | 0% | 1 |  |  |  |  | 0% | [5 empty] | 0% | 0% | 0% | 1 | 0.05772% | 0% | 0% | 1 | 26.04% | 0% | 0% | 1 | 96.29% | 0% | 0% | 5 | 96.35% | 0% | 0% | 5 | 0% | 0% | 0% | 1 | 6.599% | 0% | 0% | 1 | 0% | 0% | 1 |  |  |  |  | 0% | [5 empty] | 0.09668% | 0% | 0.09668% | 1 | 0.05032% | 0% | 0% | 1 | 23.79% | 0% | 0% | 1 | 91.17% | 0% | 0% | 4 | 91.22% | 0% | 0% | 4 | 0% | 0% | 0% | 1 | 5.83% | 0% | 0% | 1 | 0% | 0% | 1 |  |  |  |  | 0% | [5 empty] | 0.1361% | 0% | 0.1361% | 1 | 0.02879% | 0% | 0% | 1 | 15.09% | 0% | 0% | 1 | 78.52% | 0% | 0% | 3 | 78.55% | 0% | 0% | 3 | 0% | 0% | 0% | 1 | 3.394% | 0% | 0% | 1 | 0% | 0% | 1 |  |  |  |  | 0% | [5 empty] | 1.557% | 3.667% | 5.224% | 2 | 2.597% | 0% | 0% | 1 | 15.86% | 0% | 0% | 1 | 76.09% | 0% | 0% | 3 | 78.68% | 0% | 0% | 3 | 1.867% | 0% | 0% | 1 | 3.175% | 0% | 0% | 1
114 | Johanna | Greater_LA | 0 | 0 | 0 | 0% | 0% | 1 |  |  |  |  | 0% | [5 empty] | 0% | 0% | 0% | 1 | 0.07026% | 0% | 0% | 1 | 17.68% | 0% | 0% | 1 | 96.67% | 0% | 0% | 5 | 96.74% | 0% | 0% | 5 | 0% | 0% | 0% | 1 | 7.558% | 0% | 0% | 1 | 0% | 0% | 1 |  |  |  |  | 0% | [5 empty] | 0.2632% | 0% | 0.2632% | 1 | 0.05569% | 0% | 0% | 1 | 25.58% | 0% | 0% | 1 | 96.01% | 0% | 0% | 5 | 96.07% | 0% | 0% | 5 | 0% | 0% | 0% | 1 | 6.366% | 0% | 0% | 1 | 0% | 0% | 1 |  |  |  |  | 0% | [5 empty] | 0.1946% | 5.833% | 6.027% | 2 | 3.99% | 0% | 0% | 1 | 23.86% | 0% | 0% | 1 | 85.36% | 0% | 0% | 3 | 89.35% | 0% | 0% | 3 | 2.97% | 0% | 0% | 1 | 4.849% | 0% | 0% | 1 | 0% | 0% | 1 |  |  |  |  | 0% | [5 empty] | 0.497% | 3.737% | 4.234% | 2 | 2.557% | 0% | 0% | 1 | 16.23% | 0% | 0% | 1 | 76.98% | 0% | 0% | 3 | 79.53% | 0% | 0% | 3 | 1.903% | 0% | 0% | 1 | 3.236% | 0% | 0% | 1
115 | Lewis | Greater_LA | 0 | 0 | 0 | 0% | 0% | 1 |  |  |  |  | 0% | [5 empty] | 0% | 0% | 0% | 1 | 0% | 0% | 0% | 1 | 0% | 0% | 0% | 1 | 0% | 0% | 0% | 1 | 0% | 0% | 0% | 1 | 0% | 0% | 0% | 1 | 0% | 0% | 0% | 1 | 0% | 0% | 1 |  |  |  |  | 0% | [5 empty] | 0% | 5.816% | 5.816% | 2 | 4.827% | 0% | 0% | 1 | 24.63% | 0% | 0% | 1 | 91.69% | 0% | 0% | 4 | 96.51% | 0% | 0% | 5 | 3.624% | 0% | 0% | 1 | 5.887% | 0% | 0% | 1 | 0% | 0% | 1 |  |  |  |  | 0% | [5 empty] | 0.06895% | 5.083% | 5.152% | 2 | 3.477% | 0% | 0% | 1 | 18.57% | 0% | 0% | 1 | 71.62% | 0% | 0% | 3 | 75.1% | 0% | 0% | 3 | 2.588% | 0% | 0% | 1 | 4.297% | 0% | 0% | 1 | 0% | 0% | 1 |  |  |  |  | 0% | [5 empty] | 0.9895% | 3.714% | 4.704% | 2 | 2.631% | 0% | 0% | 1 | 15.29% | 0% | 0% | 1 | 76.29% | 0% | 0% | 3 | 78.92% | 0% | 0% | 3 | 1.891% | 0% | 0% | 1 | 3.141% | 0% | 0% | 1
116 | Santiago | Greater_LA | 0 | 0 | 0 | 0% | 0% | 1 |  |  |  |  | 0% | [5 empty] | 1.528% | 0% | 1.528% | 1 | 0.3577% | 0% | 0% | 1 | 5.566% | 0% | 0% | 1 | 92.07% | 0% | 0% | 4 | 92.43% | 0% | 0% | 4 | 0% | 0% | 0% | 1 | 2.387% | 0% | 0% | 1 | 0% | 0% | 1 |  |  |  |  | 0% | [5 empty] | 0.2742% | 0% | 0.2742% | 1 | 0.05801% | 0% | 0% | 1 | 18.27% | 0% | 0% | 1 | 95.77% | 0% | 0% | 5 | 95.83% | 0% | 0% | 5 | 0% | 0% | 0% | 1 | 6.312% | 0% | 0% | 1 | 0% | 0% | 1 |  |  |  |  | 0% | [5 empty] | 0.2219% | 6.648% | 6.87% | 2 | 4.548% | 0% | 0% | 1 | 26.49% | 0% | 0% | 1 | 90.82% | 0% | 0% | 4 | 95.37% | 0% | 0% | 5 | 3.386% | 0% | 0% | 1 | 5.454% | 0% | 0% | 1 | 0% | 0% | 1 |  |  |  |  | 0% | [5 empty] | 0.455% | 3.753% | 4.208% | 2 | 2.568% | 0% | 0% | 1 | 16.24% | 0% | 0% | 1 | 76.89% | 0% | 0% | 3 | 79.46% | 0% | 0% | 3 | 1.918% | 0% | 0% | 1 | 3.268% | 0% | 0% | 1
117 | Serrano | Greater_LA | 0 | 0 | 0 | 0% | 0% | 1 |  |  |  |  | 0% | [5 empty] | 0% | 100% | 100% | 5 | 67.71% | 0% | 0% | 2 | 32.29% | 0% | 0% | 1 | 32.29% | 0% | 0% | 1 | 100% | 0% | 0% | 5 | 50.93% | 0% | 0% | 2 | 1.329% | 0% | 0% | 1 | 0% | 0% | 1 |  |  |  |  | 0% | [5 empty] | 0% | 95.33% | 95.33% | 5 | 64.55% | 0% | 0% | 2 | 35.45% | 0% | 0% | 1 | 35.45% | 0% | 0% | 1 | 100% | 0% | 0% | 5 | 48.55% | 0% | 0% | 1 | 4.877% | 0% | 0% | 1 | 0% | 0% | 1 |  |  |  |  | 0% | [5 empty] | 0.09618% | 7.089% | 7.186% | 2 | 4.85% | 0% | 0% | 1 | 25.83% | 0% | 0% | 1 | 91.55% | 0% | 0% | 4 | 96.4% | 0% | 0% | 5 | 3.61% | 0% | 0% | 1 | 5.893% | 0% | 0% | 1 | 0% | 0% | 1 |  |  |  |  | 0% | [5 empty] | 0.1263% | 3.832% | 3.958% | 2 | 2.636% | 0% | 0% | 1 | 15.53% | 0% | 0% | 1 | 76.9% | 0% | 0% | 3 | 79.49% | 0% | 0% | 3 | 1.974% | 0% | 0% | 1 | 3.201% | 0% | 0% | 1
118 | Villa Park | Greater_LA | 0 | 0 | 0 | 0% | 0% | 1 |  |  |  |  | 0% | [5 empty] | 0% | 0% | 0% | 1 | 0% | 0% | 0% | 1 | 0% | 0% | 0% | 1 | 0% | 0% | 0% | 1 | 0% | 0% | 0% | 1 | 0% | 0% | 0% | 1 | 0% | 0% | 0% | 1 | 0% | 0% | 1 |  |  |  |  | 0% | [5 empty] | 0% | 8.949% | 8.949% | 2 | 6.06% | 0% | 0% | 1 | 22.77% | 0% | 0% | 1 | 91.96% | 0% | 0% | 4 | 98.02% | 0% | 0% | 5 | 4.558% | 0% | 0% | 1 | 7.068% | 0% | 0% | 1 | 0% | 0% | 1 |  |  |  |  | 0% | [5 empty] | 0.09449% | 6.965% | 7.059% | 2 | 4.765% | 0% | 0% | 1 | 25.5% | 0% | 0% | 1 | 91.34% | 0% | 0% | 4 | 96.11% | 0% | 0% | 5 | 3.547% | 0% | 0% | 1 | 5.79% | 0% | 0% | 1 | 0% | 0% | 1 |  |  |  |  | 0% | [5 empty] | 0.1361% | 3.777% | 3.913% | 2 | 2.584% | 0% | 0% | 1 | 15.5% | 0% | 0% | 1 | 76.9% | 0% | 0% | 3 | 79.48% | 0% | 0% | 3 | 1.923% | 0% | 0% | 1 | 3.194% | 0% | 0% | 1
119 | Capistrano | Greater_LA | 0 | 0 | 0 | 0% | 0% | 1 |  |  |  |  | 0% | [5 empty] | 5.164% | 0% | 5.164% | 1 | 0% | 0% | 0% | 1 | 32.19% | 0% | 0% | 1 | 86.94% | 0% | 0% | 3 | 86.94% | 0% | 0% | 3 | 0% | 0% | 0% | 1 | 0.8355% | 0% | 0% | 1 | 0% | 0% | 1 |  |  |  |  | 0% | [5 empty] | 4.991% | 0% | 4.991% | 1 | 0.2907% | 0% | 0% | 1 | 28.29% | 0% | 0% | 1 | 86.43% | 0% | 0% | 3 | 86.72% | 0% | 0% | 3 | 0% | 0% | 0% | 1 | 1.147% | 0% | 0% | 1 | 0% | 0% | 1 |  |  |  |  | 0% | [5 empty] | 1.681% | 0% | 1.681% | 1 | 0.09791% | 0% | 0% | 1 | 29.1% | 0% | 0% | 1 | 92.24% | 0% | 0% | 4 | 92.34% | 0% | 0% | 4 | 0.346% | 0% | 0% | 1 | 8.617% | 0% | 0% | 1 | 0% | 0% | 1 |  |  |  |  | 0% | [5 empty] | 0.6942% | 5.726% | 6.42% | 2 | 5.22% | 0% | 0% | 1 | 34.51% | 0% | 0% | 1 | 91.23% | 0% | 0% | 4 | 95.15% | 0% | 0% | 5 | 3.148% | 0% | 0% | 1 | 7.607% | 0% | 0% | 1
120 | Trabuco | Greater_LA | 0 | 0 | 0 | 0% | 0% | 1 |  |  |  |  | 0% | [5 empty] | 1.871% | 0% | 1.871% | 1 | 0% | 0% | 0% | 1 | 25.1% | 0% | 0% | 1 | 86.52% | 0% | 0% | 3 | 86.52% | 0% | 0% | 3 | 0% | 0% | 0% | 1 | 0% | 0% | 0% | 1 | 0% | 0% | 1 |  |  |  |  | 0% | [5 empty] | 3.487% | 0% | 3.487% | 1 | 0.2031% | 0% | 0% | 1 | 21.26% | 0% | 0% | 1 | 88.71% | 0% | 0% | 3 | 88.91% | 0% | 0% | 3 | 0% | 0% | 0% | 1 | 1.933% | 0% | 0% | 1 | 0% | 0% | 1 |  |  |  |  | 0% | [5 empty] | 1.232% | 0% | 1.232% | 1 | 0.07177% | 0% | 0% | 1 | 24.95% | 0% | 0% | 1 | 93.79% | 0% | 0% | 4 | 93.86% | 0% | 0% | 4 | 0.01678% | 0% | 0% | 1 | 7.925% | 0% | 0% | 1 | 0% | 0% | 1 |  |  |  |  | 0% | [5 empty] | 0.6715% | 5.539% | 6.211% | 2 | 4.625% | 0% | 0% | 1 | 33.17% | 0% | 0% | 1 | 91.51% | 0% | 0% | 4 | 95.3% | 0% | 0% | 5 | 3.045% | 0% | 0% | 1 | 7.367% | 0% | 0% | 1
121 | Pleasant Grove | Northern_California | 0 | 0 | 0 | 0% | 0% | 1 |  |  |  |  | 2.869% | [5 empty] | 0% | 0% | 0% | 1 | 35.23% | 0% | 0% | 1 | 0% | 0% | 0% | 1 | 0.05689% | 0% | 0% | 1 | 35.29% | 0% | 0% | 1 | 0% | 0% | 0% | 1 | 27.46% | 0% | 0% | 1 | 0% | 0% | 1 |  |  |  |  | 35.44% | [5 empty] | 1.037% | 0% | 1.037% | 1 | 44.63% | 0% | 0% | 1 | 0% | 0% | 0% | 1 | 13.26% | 0% | 0% | 1 | 56.5% | 0% | 0% | 2 | 0.9133% | 0% | 0% | 1 | 18.46% | 0% | 0% | 1 | 0% | 0% | 1 |  |  |  |  | 38% | [5 empty] | 0.5703% | 0% | 0.5703% | 1 | 59.71% | 0% | 0% | 2 | 6.587% | 0% | 0% | 1 | 27.67% | 0% | 0% | 1 | 69.99% | 0% | 0% | 2 | 0.5509% | 0% | 0% | 1 | 17.49% | 0% | 0% | 1 | 0% | 0% | 1 |  |  |  |  | 56.82% | [5 empty] | 0.4534% | 0% | 0.4534% | 1 | 47.55% | 0% | 0% | 1 | 8.632% | 0% | 0% | 1 | 40.62% | 0% | 0% | 1 | 67.88% | 0% | 0% | 2 | 0.4826% | 0% | 0% | 1 | 10.01% | 0% | 0% | 1
122 | Summit | Northern_California | 0 | 0 | 0 | 0% | 0% | 1 |  |  |  |  | 0% | [5 empty] | 31.39% | 1.554% | 32.95% | 2 | 13.76% | 0% | 0% | 1 | 9.425% | 0% | 0% | 1 | 44.37% | 0% | 0% | 1 | 54.54% | 0% | 0% | 2 | 71.98% | 0% | 0% | 3 | 9.437% | 0% | 0% | 1 | 0% | 0% | 1 |  |  |  |  | 0% | [5 empty] | 53.9% | 0.7087% | 54.61% | 3 | 23.95% | 0% | 0% | 1 | 17.92% | 0% | 0% | 1 | 34.72% | 0% | 0% | 1 | 52.55% | 0% | 0% | 2 | 69.28% | 0% | 0% | 2 | 9.347% | 0% | 0% | 1 | 0% | 0% | 1 |  |  |  |  | 0.04005% | [5 empty] | 58.95% | 2.958% | 61.91% | 3 | 33.96% | 0% | 0% | 1 | 12.39% | 0% | 0% | 1 | 24.49% | 0% | 0% | 1 | 52.75% | 0% | 0% | 2 | 69.13% | 0% | 0% | 2 | 9.018% | 0% | 0% | 1 | 0% | 0% | 1 |  |  |  |  | 0.04741% | [5 empty] | 63.59% | 4.466% | 68.05% | 3 | 32.7% | 0% | 0% | 1 | 11.48% | 0% | 0% | 1 | 22.78% | 0% | 0% | 1 | 50.28% | 0% | 0% | 2 | 70.54% | 0% | 0% | 3 | 8.67% | 0% | 0% | 1
123 | Devers | Riverside | 257 | 10280 | 0 | 245.2% | 73.85% | 5 |  |  |  |  | 0% | [5 empty] | 26.19% | 0.6202% | 26.81% | 2 | 44.08% | 147.8% | 60.68% | 5 | 35.97% | 129.1% | 51.81% | 5 | 33.3% | 123.9% | 47.95% | 5 | 56.19% | 188.7% | 69.15% | 5 | 23.5% | 108.1% | 26.24% | 5 | 0.1969% | 188.7% | 69.15% | 5 | 90.51% | 0% | 4 |  |  |  |  | 0% | [5 empty] | 33.26% | 22.78% | 56.04% | 4 | 29.11% | 39.04% | 0% | 2 | 23.37% | 36.12% | 0% | 2 | 30.13% | 39.61% | 0% | 2 | 46.04% | 51.3% | 0% | 3 | 42.04% | 47.76% | 0% | 2 | 1.341% | 51.3% | 0% | 3 | 60.21% | 0% | 3 |  |  |  |  | 0.01486% | [5 empty] | 33.05% | 39.11% | 72.16% | 5 | 36.68% | 23.58% | 0% | 2 | 22.59% | 19.29% | 0% | 1 | 40.13% | 24.94% | 0% | 2 | 56.43% | 34.27% | 0% | 2 | 51.13% | 30.55% | 0% | 2 | 1.999% | 34.27% | 0% | 2 | 16.74% | 0% | 1 |  |  |  |  | 0.8883% | [5 empty] | 29.02% | 17.45% | 46.47% | 3 | 29.44% | 7.299% | 0% | 1 | 20.29% | 6.461% | 0% | 1 | 32.78% | 7.661% | 0% | 1 | 52.28% | 10.79% | 0% | 2 | 41.52% | 8.806% | 0% | 1 | 1.237% | 10.79% | 0% | 1
124 | Kern | Riverside (Exclude) | 0 | 0 | 0 | 0% | 0% | 1 |  |  |  |  | 0% | [5 empty] | 0% | 0% | 0% | 1 | 10.8% | 0% | 0% | 1 | 31.44% | 0% | 0% | 1 | 0% | 0% | 0% | 1 | 40.68% | 0% | 0% | 1 | 52.13% | 0% | 0% | 2 | 0% | 0% | 0% | 1 | 0% | 0% | 1 |  |  |  |  | 0% | [5 empty] | 0% | 0% | 0% | 1 | 9.954% | 0% | 0% | 1 | 20.48% | 0% | 0% | 1 | 0% | 0% | 0% | 1 | 29.42% | 0% | 0% | 1 | 34.98% | 0% | 0% | 1 | 0.4654% | 0% | 0% | 1 | 0% | 0% | 1 |  |  |  |  | 0% | [5 empty] | 0% | 0% | 0% | 1 | 28% | 0% | 0% | 1 | 14.69% | 0% | 0% | 1 | 1.377% | 0% | 0% | 1 | 40.82% | 0% | 0% | 1 | 31.47% | 0% | 0% | 1 | 0.9997% | 0% | 0% | 1 | 0% | 0% | 1 |  |  |  |  | 0% | [5 empty] | 0% | 0% | 0% | 1 | 39.03% | 0% | 0% | 1 | 22.45% | 0% | 0% | 1 | 12.47% | 0% | 0% | 1 | 51.72% | 0% | 0% | 2 | 33.02% | 0% | 0% | 1 | 0.7633% | 0% | 0% | 1
125 | Mirage | Riverside | 0 | 0 | 0 | 0% | 0% | 1 |  |  |  |  | 0% | [5 empty] | 16.03% | 0% | 16.03% | 1 | 11.44% | 0% | 0% | 1 | 18.1% | 0% | 0% | 1 | 14.66% | 0% | 0% | 1 | 28.65% | 0% | 0% | 1 | 29.96% | 0% | 0% | 1 | 0.004222% | 0% | 0% | 1 | 0% | 0% | 1 |  |  |  |  | 0.5384% | [5 empty] | 10.99% | 0% | 10.99% | 1 | 9.05% | 0% | 0% | 1 | 31.23% | 0% | 0% | 1 | 24.07% | 0% | 0% | 1 | 38.91% | 0% | 0% | 1 | 30.51% | 0% | 0% | 1 | 0.01788% | 0% | 0% | 1 | 0% | 0% | 1 |  |  |  |  | 1.658% | [5 empty] | 19.09% | 9.575% | 28.66% | 2 | 20.31% | 0% | 0% | 1 | 37.2% | 0% | 0% | 1 | 33.74% | 0% | 0% | 1 | 54.22% | 0% | 0% | 2 | 43.07% | 0% | 0% | 1 | 0.7433% | 0% | 0% | 1 | 0% | 0% | 1 |  |  |  |  | 5.934% | [5 empty] | 27.79% | 13.79% | 41.58% | 3 | 23.51% | 0% | 0% | 1 | 23.24% | 0% | 0% | 1 | 29.08% | 0% | 0% | 1 | 49.12% | 0% | 0% | 1 | 36.99% | 0% | 0% | 1 | 1.858% | 0% | 0% | 1
126 | Valley (SCE) | Riverside (Exclude) | 0 | 0 | 0 | 0% | 0% | 1 |  |  |  |  | 0% | [5 empty] | 0% | 0% | 0% | 1 | 0% | 0% | 0% | 1 | 0% | 0% | 0% | 1 | 0% | 0% | 0% | 1 | 0% | 0% | 0% | 1 | 0% | 0% | 0% | 1 | 0% | 0% | 0% | 1 | 0% | 0% | 1 |  |  |  |  | 0% | [5 empty] | 0% | 100% | 100% | 5 | 99.82% | 0% | 0% | 5 | 0.1764% | 0% | 0% | 1 | 100% | 0% | 0% | 5 | 100% | 0% | 0% | 5 | 5.66% | 0% | 0% | 1 | 0.1051% | 0% | 0% | 1 | 0% | 0% | 1 |  |  |  |  | 0% | [5 empty] | 0% | 100% | 100% | 5 | 2.325% | 0% | 0% | 1 | 19.83% | 0% | 0% | 1 | 23.01% | 0% | 0% | 1 | 23.01% | 0% | 0% | 1 | 40.18% | 0% | 0% | 1 | 1.813% | 0% | 0% | 1 | 0% | 0% | 1 |  |  |  |  | 0.1444% | [5 empty] | 24.46% | 71.1% | 95.56% | 5 | 46.77% | 0% | 0% | 1 | 23.7% | 0% | 0% | 1 | 49.23% | 0% | 0% | 1 | 69.44% | 0% | 0% | 2 | 58.21% | 0% | 0% | 2 | 3.232% | 0% | 0% | 1
127 | Gold Hill | Solano | 0 | 0 | 0 | 0% | 0% | 1 |  |  |  |  | 0% | [5 empty] | 0% | 0% | 0% | 1 | 0% | 0% | 0% | 1 | 0% | 0% | 0% | 1 | 0% | 0% | 0% | 1 | 0% | 0% | 0% | 1 | 0% | 0% | 0% | 1 | 0% | 0% | 0% | 1 | 0% | 0% | 1 |  |  |  |  | 0% | [5 empty] | 0% | 0% | 0% | 1 | 0% | 0% | 0% | 1 | 0% | 0% | 0% | 1 | 0% | 0% | 0% | 1 | 0% | 0% | 0% | 1 | 0% | 0% | 0% | 1 | 0% | 0% | 0% | 1 | 0% | 0% | 1 |  |  |  |  | 1.149% | [5 empty] | 0% | 0% | 0% | 1 | 23.52% | 0% | 0% | 1 | 0% | 0% | 0% | 1 | 10.67% | 0% | 0% | 1 | 34.19% | 0% | 0% | 1 | 0% | 0% | 0% | 1 | 29.55% | 0% | 0% | 1 | 0% | 0% | 1 |  |  |  |  | 42.52% | [5 empty] | 0.5402% | 0% | 0.5402% | 1 | 50.99% | 0% | 0% | 2 | 11.3% | 0% | 0% | 1 | 32.56% | 0% | 0% | 1 | 65.59% | 0% | 0% | 2 | 0.5218% | 0% | 0% | 1 | 15.78% | 0% | 0% | 1
128 | Grand Island | Solano | 0 | 0 | 0 | 0% | 0% | 1 |  |  |  |  | 53.26% | [5 empty] | 0% | 0% | 0% | 1 | 10.07% | 0% | 0% | 1 | 15.92% | 0% | 0% | 1 | 17.71% | 0% | 0% | 1 | 25.79% | 0% | 0% | 1 | 0.01792% | 0% | 0% | 1 | 10.41% | 0% | 0% | 1 | 0% | 0% | 1 |  |  |  |  | 51.45% | [5 empty] | 0% | 0% | 0% | 1 | 11.02% | 0% | 0% | 1 | 25.72% | 0% | 0% | 1 | 29.87% | 0% | 0% | 1 | 36.63% | 0% | 0% | 1 | 0.4187% | 0% | 0% | 1 | 13.69% | 0% | 0% | 1 | 0% | 0% | 1 |  |  |  |  | 51.3% | [5 empty] | 0% | 0% | 0% | 1 | 12.3% | 0% | 0% | 1 | 26.23% | 0% | 0% | 1 | 28.39% | 0% | 0% | 1 | 37% | 0% | 0% | 1 | 0.5414% | 0% | 0% | 1 | 14.78% | 0% | 0% | 1 | 0% | 0% | 1 |  |  |  |  | 53.53% | [5 empty] | 5.968% | 0.8985% | 6.867% | 2 | 20.68% | 0% | 0% | 1 | 24.09% | 0% | 0% | 1 | 26.09% | 0% | 0% | 1 | 39.91% | 0% | 0% | 1 | 3.867% | 0% | 0% | 1 | 13.05% | 0% | 0% | 1
129 | Chino | Greater_Kramer | 0 | 0 | 0 | 0% | 0% | 1 |  |  |  |  | 0% | [5 empty] | 0% | 100% | 100% | 5 | 67.71% | 0% | 0% | 2 | 32.29% | 0% | 0% | 1 | 32.29% | 0% | 0% | 1 | 100% | 0% | 0% | 5 | 50.93% | 0% | 0% | 2 | 1.329% | 0% | 0% | 1 | 0% | 0% | 1 |  |  |  |  | 0% | [5 empty] | 0% | 100% | 100% | 5 | 67.71% | 0% | 0% | 2 | 32.29% | 0% | 0% | 1 | 32.29% | 0% | 0% | 1 | 100% | 0% | 0% | 5 | 50.93% | 0% | 0% | 2 | 1.329% | 0% | 0% | 1 | 0% | 0% | 1 |  |  |  |  | 0% | [5 empty] | 3.689% | 96.31% | 100% | 5 | 91.81% | 0% | 0% | 4 | 53.45% | 0% | 0% | 2 | 42.11% | 0% | 0% | 1 | 100% | 0% | 0% | 5 | 59.22% | 0% | 0% | 2 | 3.799% | 0% | 0% | 1 | 0% | 0% | 1 |  |  |  |  | 0.004453% | [5 empty] | 34.66% | 53.9% | 88.56% | 5 | 52.76% | 0% | 0% | 2 | 71.28% | 0% | 0% | 3 | 71.05% | 0% | 0% | 3 | 98.29% | 0% | 0% | 5 | 42.4% | 0% | 0% | 1 | 4.562% | 0% | 0% | 1
130 | Kramer | Greater_Kramer (Exclude) | 0 | 0 | 0 | 0% | 0% | 1 |  |  |  |  | 0% | [5 empty] | 0% | 0% | 0% | 1 | 95.86% | 0% | 0% | 5 | 10.17% | 0% | 0% | 1 | 0% | 0% | 0% | 1 | 95.86% | 0% | 0% | 5 | 65.56% | 0% | 0% | 2 | 0% | 0% | 0% | 1 | 0% | 0% | 1 |  |  |  |  | 0% | [5 empty] | 0% | 0% | 0% | 1 | 52.73% | 0% | 0% | 2 | 21.87% | 0% | 0% | 1 | 5.948% | 0% | 0% | 1 | 71% | 0% | 0% | 3 | 67.76% | 0% | 0% | 2 | 0.3595% | 0% | 0% | 1 | 0% | 0% | 1 |  |  |  |  | 0.01074% | [5 empty] | 0% | 0% | 0% | 1 | 39.7% | 0% | 0% | 1 | 18.29% | 0% | 0% | 1 | 3.441% | 0% | 0% | 1 | 55.71% | 0% | 0% | 2 | 49.44% | 0% | 0% | 1 | 0.2957% | 0% | 0% | 1 | 0% | 0% | 1 |  |  |  |  | 0.7762% | [5 empty] | 0% | 0% | 0% | 1 | 36.21% | 0% | 0% | 1 | 33.12% | 0% | 0% | 1 | 7.401% | 0% | 0% | 1 | 61.18% | 0% | 0% | 2 | 43.88% | 0% | 0% | 1 | 1.251% | 0% | 0% | 1
131 | Lugo | Greater_Kramer | 0 | 0 | 0 | 0% | 0% | 1 |  |  |  |  | 0.004761% | [5 empty] | 30.72% | 60.69% | 91.41% | 5 | 53.59% | 0% | 0% | 2 | 67.87% | 0% | 0% | 2 | 61.53% | 0% | 0% | 2 | 90.06% | 0% | 0% | 4 | 51.66% | 0% | 0% | 2 | 5.102% | 0% | 0% | 1 | 0% | 0% | 1 |  |  |  |  | 0.003033% | [5 empty] | 21.03% | 46.72% | 67.75% | 5 | 58.78% | 0% | 0% | 2 | 60.43% | 0% | 0% | 2 | 52.38% | 0% | 0% | 2 | 87.71% | 0% | 0% | 3 | 40.05% | 0% | 0% | 1 | 4.194% | 0% | 0% | 1 | 0% | 0% | 1 |  |  |  |  | 0.06882% | [5 empty] | 20.85% | 26.15% | 47% | 4 | 55.17% | 0% | 0% | 2 | 50.13% | 0% | 0% | 2 | 41.19% | 0% | 0% | 1 | 80.3% | 0% | 0% | 3 | 33.72% | 0% | 0% | 1 | 2.261% | 0% | 0% | 1 | 0% | 0% | 1 |  |  |  |  | 0.1886% | [5 empty] | 15.31% | 12.96% | 28.27% | 3 | 46.45% | 0% | 0% | 1 | 41.85% | 0% | 0% | 1 | 33.33% | 0% | 0% | 1 | 70.98% | 0% | 0% | 3 | 35.93% | 0% | 0% | 1 | 1.509% | 0% | 0% | 1
132 | Mira Loma | Greater_Kramer | 0 | 0 | 0 | 0% | 0% | 1 |  |  |  |  | 0% | [5 empty] | 0% | 100% | 100% | 5 | 60.65% | 0% | 0% | 2 | 39.35% | 0% | 0% | 1 | 39.35% | 0% | 0% | 1 | 100% | 0% | 0% | 5 | 49.01% | 0% | 0% | 1 | 0.2026% | 0% | 0% | 1 | 0% | 0% | 1 |  |  |  |  | 0% | [5 empty] | 2.948% | 97.05% | 100% | 5 | 86.12% | 0% | 0% | 3 | 35.78% | 0% | 0% | 1 | 40.58% | 0% | 0% | 1 | 100% | 0% | 0% | 5 | 74.37% | 0% | 0% | 3 | 0.7805% | 0% | 0% | 1 | 0% | 0% | 1 |  |  |  |  | 0% | [5 empty] | 4.265% | 95.73% | 100% | 5 | 97.55% | 0% | 0% | 5 | 65.05% | 0% | 0% | 2 | 34.89% | 0% | 0% | 1 | 100% | 0% | 0% | 5 | 52% | 0% | 0% | 2 | 8.08% | 0% | 0% | 1 | 0% | 0% | 1 |  |  |  |  | 0.003925% | [5 empty] | 32.96% | 63.29% | 96.26% | 5 | 62.41% | 0% | 0% | 2 | 69.53% | 0% | 0% | 2 | 64% | 0% | 0% | 2 | 94.43% | 0% | 0% | 4 | 51.73% | 0% | 0% | 2 | 5.57% | 0% | 0% | 1
133 | Padua | Greater_Kramer | 0 | 0 | 0 | 0% | 0% | 1 |  |  |  |  | 0% | [5 empty] | 0% | 100% | 100% | 5 | 100% | 0% | 0% | 5 | 3.048% | 0% | 0% | 1 | 33.19% | 0% | 0% | 1 | 100% | 0% | 0% | 5 | 99.4% | 0% | 0% | 5 | 6.369% | 0% | 0% | 1 | 0% | 0% | 1 |  |  |  |  | 0% | [5 empty] | 3.883% | 96.12% | 100% | 5 | 98.39% | 0% | 0% | 5 | 60.24% | 0% | 0% | 2 | 43.76% | 0% | 0% | 1 | 100% | 0% | 0% | 5 | 58.71% | 0% | 0% | 2 | 9.781% | 0% | 0% | 1 | 0% | 0% | 1 |  |  |  |  | 0% | [5 empty] | 26.34% | 73.66% | 100% | 5 | 60.02% | 0% | 0% | 2 | 75.45% | 0% | 0% | 3 | 73.32% | 0% | 0% | 3 | 97.56% | 0% | 0% | 5 | 53.98% | 0% | 0% | 2 | 4.182% | 0% | 0% | 1 | 0% | 0% | 1 |  |  |  |  | 0.02758% | [5 empty] | 23.14% | 36.4% | 59.54% | 5 | 50.09% | 0% | 0% | 2 | 66.42% | 0% | 0% | 2 | 54.37% | 0% | 0% | 2 | 84.88% | 0% | 0% | 3 | 34.15% | 0% | 0% | 1 | 2.747% | 0% | 0% | 1
134 | Pisgah | Greater_Kramer | 0 | 0 | 20 | 0% | 0% | 1 |  |  |  |  | 0% | [5 empty] | 0% | 0% | 0% | 1 | 56.05% | 0% | 0% | 2 | 73.1% | 0% | 0% | 3 | 81.11% | 0% | 0% | 3 | 85.84% | 0% | 0% | 3 | 42.84% | 0% | 0% | 1 | 0.7338% | 0% | 0% | 1 | 0% | 0% | 1 |  |  |  |  | 1.126% | [5 empty] | 0% | 0% | 0% | 1 | 20.67% | 0% | 0% | 1 | 21.96% | 0% | 0% | 1 | 24.92% | 0% | 0% | 1 | 29.57% | 0% | 0% | 1 | 51.46% | 0% | 0% | 2 | 1.651% | 0% | 0% | 1 | 0% | 0% | 1 |  |  |  |  | 2.211% | [5 empty] | 0% | 0% | 0% | 1 | 26.02% | 0% | 0% | 1 | 18.22% | 0% | 0% | 1 | 21.05% | 0% | 0% | 1 | 32.96% | 0% | 0% | 1 | 36.11% | 0% | 0% | 1 | 1.857% | 0% | 0% | 1 | 0% | 0% | 1 |  |  |  |  | 1.36% | [5 empty] | 0% | 0% | 0% | 1 | 40.72% | 0% | 0% | 1 | 19.56% | 0% | 0% | 1 | 20.5% | 0% | 0% | 1 | 47.38% | 0% | 0% | 1 | 46.9% | 0% | 0% | 1 | 2.093% | 0% | 0% | 1
135 | Roadway | Greater_Kramer | 0 | 0 | 0 | 0% | 0% | 1 |  |  |  |  | 0.131% | [5 empty] | 0% | 0% | 0% | 1 | 59.73% | 0% | 0% | 2 | 45.63% | 0% | 0% | 1 | 21.16% | 0% | 0% | 1 | 69.45% | 0% | 0% | 2 | 21.13% | 0% | 0% | 1 | 0.4851% | 0% | 0% | 1 | 0% | 0% | 1 |  |  |  |  | 0.08725% | [5 empty] | 10.22% | 0% | 10.22% | 1 | 34.66% | 0% | 0% | 1 | 43.29% | 0% | 0% | 1 | 17.46% | 0% | 0% | 1 | 57.55% | 0% | 0% | 2 | 27.47% | 0% | 0% | 1 | 0.6538% | 0% | 0% | 1 | 0% | 0% | 1 |  |  |  |  | 0.04451% | [5 empty] | 9.568% | 9.026% | 18.59% | 2 | 49.12% | 0% | 0% | 1 | 46.22% | 0% | 0% | 1 | 22.35% | 0% | 0% | 1 | 68.8% | 0% | 0% | 2 | 35.81% | 0% | 0% | 1 | 2.025% | 0% | 0% | 1 | 0% | 0% | 1 |  |  |  |  | 0.406% | [5 empty] | 10.56% | 9.649% | 20.21% | 2 | 42.71% | 0% | 0% | 1 | 48.12% | 0% | 0% | 1 | 29.19% | 0% | 0% | 1 | 74.03% | 0% | 0% | 3 | 37.53% | 0% | 0% | 1 | 1.788% | 0% | 0% | 1
136 | Tortilla | Greater_Kramer | 0 | 0 | 0 | 0% | 0% | 1 |  |  |  |  | 4.3% | [5 empty] | 0% | 0% | 0% | 1 | 62.16% | 0% | 0% | 2 | 50.95% | 0% | 0% | 2 | 28.03% | 0% | 0% | 1 | 78.87% | 0% | 0% | 3 | 42.93% | 0% | 0% | 1 | 1.966% | 0% | 0% | 1 | 0% | 0% | 1 |  |  |  |  | 1.559% | [5 empty] | 0% | 0% | 0% | 1 | 53.98% | 0% | 0% | 2 | 42.42% | 0% | 0% | 1 | 10.93% | 0% | 0% | 1 | 73.46% | 0% | 0% | 3 | 52.51% | 0% | 0% | 2 | 2.474% | 0% | 0% | 1 | 0% | 0% | 1 |  |  |  |  | 1.222% | [5 empty] | 0% | 0% | 0% | 1 | 53.87% | 0% | 0% | 2 | 33.13% | 0% | 0% | 1 | 10.65% | 0% | 0% | 1 | 69.54% | 0% | 0% | 2 | 50.26% | 0% | 0% | 2 | 2.891% | 0% | 0% | 1 | 0% | 0% | 1 |  |  |  |  | 1.331% | [5 empty] | 0% | 0% | 0% | 1 | 45.2% | 0% | 0% | 1 | 29.46% | 0% | 0% | 1 | 13.84% | 0% | 0% | 1 | 56.75% | 0% | 0% | 2 | 37.48% | 0% | 0% | 1 | 2.088% | 0% | 0% | 1
137 | Victor | Greater_Kramer | 0 | 0 | 0 | 0% | 0% | 1 |  |  |  |  | 0.04453% | [5 empty] | 11.63% | 0% | 11.63% | 1 | 50.45% | 0% | 0% | 2 | 57.23% | 0% | 0% | 2 | 22.29% | 0% | 0% | 1 | 72.71% | 0% | 0% | 3 | 6.983% | 0% | 0% | 1 | 0.08141% | 0% | 0% | 1 | 0% | 0% | 1 |  |  |  |  | 0.07774% | [5 empty] | 14.99% | 17.96% | 32.95% | 3 | 43.21% | 0% | 0% | 1 | 57.32% | 0% | 0% | 2 | 34.51% | 0% | 0% | 1 | 70.84% | 0% | 0% | 3 | 27.59% | 0% | 0% | 1 | 2.233% | 0% | 0% | 1 | 0% | 0% | 1 |  |  |  |  | 0.06597% | [5 empty] | 11.58% | 17.75% | 29.32% | 3 | 53.51% | 0% | 0% | 2 | 48.65% | 0% | 0% | 1 | 28.73% | 0% | 0% | 1 | 71.65% | 0% | 0% | 3 | 34.97% | 0% | 0% | 1 | 2.09% | 0% | 0% | 1 | 0% | 0% | 1 |  |  |  |  | 0.1121% | [5 empty] | 13.1% | 11.18% | 24.28% | 3 | 44.34% | 0% | 0% | 1 | 45.8% | 0% | 0% | 1 | 32.03% | 0% | 0% | 1 | 73.94% | 0% | 0% | 3 | 36.53% | 0% | 0% | 1 | 1.736% | 0% | 0% | 1
138 | Vista (SCE) | Greater_Kramer | 0 | 0 | 0 | 0% | 0% | 1 |  |  |  |  | 0% | [5 empty] | 0% | 0% | 0% | 1 | 0% | 0% | 0% | 1 | 0% | 0% | 0% | 1 | 0% | 0% | 0% | 1 | 0% | 0% | 0% | 1 | 0% | 0% | 0% | 1 | 0% | 0% | 0% | 1 | 0% | 0% | 1 |  |  |  |  | 0% | [5 empty] | 14.18% | 85.82% | 100% | 5 | 100% | 0% | 0% | 5 | 63.73% | 0% | 0% | 2 | 96.21% | 0% | 0% | 5 | 100% | 0% | 0% | 5 | 66.26% | 0% | 0% | 2 | 3.852% | 0% | 0% | 1 | 0% | 0% | 1 |  |  |  |  | 0.00838% | [5 empty] | 2.763% | 97.24% | 100% | 5 | 85.66% | 0% | 0% | 3 | 37.68% | 0% | 0% | 1 | 46.24% | 0% | 0% | 1 | 94.29% | 0% | 0% | 4 | 60.24% | 0% | 0% | 2 | 8.547% | 0% | 0% | 1 | 0% | 0% | 1 |  |  |  |  | 0.0133% | [5 empty] | 37.88% | 51.94% | 89.82% | 5 | 47.31% | 0% | 0% | 1 | 45.61% | 0% | 0% | 1 | 62.41% | 0% | 0% | 2 | 87.41% | 0% | 0% | 3 | 54.93% | 0% | 0% | 2 | 3.841% | 0% | 0% | 1
139 | Encina | Greater_SD | 0 | 0 | 0 | 0% | 0% | 1 |  |  |  |  | 0% | [5 empty] | 0% | 0% | 0% | 1 | 12.81% | 0% | 0% | 1 | 91.43% | 0% | 0% | 4 | 94.53% | 0% | 0% | 4 | 94.53% | 0% | 0% | 4 | 0% | 0% | 0% | 1 | 23.99% | 0% | 0% | 1 | 0% | 0% | 1 |  |  |  |  | 0% | [5 empty] | 0% | 0% | 0% | 1 | 11.38% | 0% | 0% | 1 | 91.01% | 0% | 0% | 4 | 94.52% | 0% | 0% | 4 | 94.52% | 0% | 0% | 4 | 1.6% | 0% | 0% | 1 | 22.49% | 0% | 0% | 1 | 0% | 0% | 1 |  |  |  |  | 0% | [5 empty] | 0% | 0% | 0% | 1 | 10.95% | 0% | 0% | 1 | 87.51% | 0% | 0% | 3 | 92.51% | 0% | 0% | 4 | 92.51% | 0% | 0% | 4 | 1.603% | 0% | 0% | 1 | 21.65% | 0% | 0% | 1 | 0% | 0% | 1 |  |  |  |  | 0% | [5 empty] | 1.343% | 33.72% | 35.07% | 5 | 38.98% | 0% | 0% | 1 | 52.59% | 0% | 0% | 2 | 84.1% | 0% | 0% | 3 | 84.1% | 0% | 0% | 3 | 32.67% | 0% | 0% | 1 | 12.17% | 0% | 0% | 1
140 | Escondido | Greater_SD | 0 | 0 | 0 | 0% | 0% | 1 |  |  |  |  | 0% | [5 empty] | 0% | 0% | 0% | 1 | 0% | 0% | 0% | 1 | 100% | 0% | 0% | 5 | 100% | 0% | 0% | 5 | 100% | 0% | 0% | 5 | 0% | 0% | 0% | 1 | 33.87% | 0% | 0% | 1 | 0% | 0% | 1 |  |  |  |  | 0% | [5 empty] | 0% | 0% | 0% | 1 | 8.478% | 0% | 0% | 1 | 80.53% | 0% | 0% | 3 | 93.22% | 0% | 0% | 4 | 93.22% | 0% | 0% | 4 | 0% | 0% | 0% | 1 | 10.81% | 0% | 0% | 1 | 0% | 0% | 1 |  |  |  |  | 0% | [5 empty] | 0% | 31.2% | 31.2% | 5 | 39.8% | 0% | 0% | 1 | 61.57% | 0% | 0% | 2 | 95.31% | 0% | 0% | 5 | 95.31% | 0% | 0% | 5 | 27.33% | 0% | 0% | 1 | 16.77% | 0% | 0% | 1 | 0% | 0% | 1 |  |  |  |  | 0.1381% | [5 empty] | 29.06% | 58.96% | 88.01% | 5 | 83.25% | 0% | 0% | 3 | 17.56% | 0% | 0% | 1 | 62.06% | 0% | 0% | 2 | 96.58% | 0% | 0% | 5 | 62.23% | 0% | 0% | 2 | 16.43% | 0% | 0% | 1
141 | Kearny | Greater_SD | 0 | 0 | 0 | 0% | 0% | 1 |  |  |  |  | 0% | [5 empty] | 0% | 0% | 0% | 1 | 1.243% | 0% | 0% | 1 | 4.266% | 0% | 0% | 1 | 64.26% | 0% | 0% | 2 | 64.26% | 0% | 0% | 2 | 0% | 0% | 0% | 1 | 0.1892% | 0% | 0% | 1 | 0% | 0% | 1 |  |  |  |  | 0% | [5 empty] | 0% | 0% | 0% | 1 | 1.672% | 0% | 0% | 1 | 19.29% | 0% | 0% | 1 | 79.75% | 0% | 0% | 3 | 80.08% | 0% | 0% | 3 | 0% | 0% | 0% | 1 | 1.448% | 0% | 0% | 1 | 0% | 0% | 1 |  |  |  |  | 0% | [5 empty] | 0% | 0% | 0% | 1 | 1.689% | 0% | 0% | 1 | 19.73% | 0% | 0% | 1 | 79.87% | 0% | 0% | 3 | 80.2% | 0% | 0% | 3 | 0% | 0% | 0% | 1 | 1.631% | 0% | 0% | 1 | 0% | 0% | 1 |  |  |  |  | 0% | [5 empty] | 6.443% | 0.7702% | 7.213% | 2 | 5.671% | 0% | 0% | 1 | 28.84% | 0% | 0% | 1 | 81.03% | 0% | 0% | 3 | 81.3% | 0% | 0% | 3 | 2.275% | 0% | 0% | 1 | 4.029% | 0% | 0% | 1
142 | Miguel | Greater_SD | 0 | 0 | 0 | 0% | 0% | 1 |  |  |  |  | 0% | [5 empty] | 28.57% | 0% | 28.57% | 2 | 8.257% | 0% | 0% | 1 | 45.81% | 0% | 0% | 1 | 80.23% | 0% | 0% | 3 | 80.23% | 0% | 0% | 3 | 1.542% | 0% | 0% | 1 | 11.35% | 0% | 0% | 1 | 0% | 0% | 1 |  |  |  |  | 0% | [5 empty] | 7.526% | 0.08918% | 7.616% | 2 | 4.68% | 0% | 0% | 1 | 21.92% | 0% | 0% | 1 | 81.38% | 0% | 0% | 3 | 81.7% | 0% | 0% | 3 | 1.847% | 0% | 0% | 1 | 3.762% | 0% | 0% | 1 | 0% | 0% | 1 |  |  |  |  | 0% | [5 empty] | 6.826% | 1.797% | 8.623% | 2 | 4.27% | 0% | 0% | 1 | 25.94% | 0% | 0% | 1 | 81.38% | 0% | 0% | 3 | 81.66% | 0% | 0% | 3 | 3.042% | 0% | 0% | 1 | 3.693% | 0% | 0% | 1 | 0% | 0% | 1 |  |  |  |  | 0.3964% | [5 empty] | 2.808% | 59.09% | 61.9% | 5 | 5.843% | 0% | 0% | 1 | 28.73% | 0% | 0% | 1 | 64.04% | 0% | 0% | 2 | 74.22% | 0% | 0% | 3 | 31.31% | 0% | 0% | 1 | 3.125% | 0% | 0% | 1
143 | Mission | Greater_SD | 0 | 0 | 0 | 0% | 0% | 1 |  |  |  |  | 0% | [5 empty] | 0% | 0% | 0% | 1 | 1.683% | 0% | 0% | 1 | 16.13% | 0% | 0% | 1 | 78.93% | 0% | 0% | 3 | 79.28% | 0% | 0% | 3 | 0% | 0% | 0% | 1 | 1.165% | 0% | 0% | 1 | 0% | 0% | 1 |  |  |  |  | 0% | [5 empty] | 0% | 0% | 0% | 1 | 1.667% | 0% | 0% | 1 | 19.15% | 0% | 0% | 1 | 79.7% | 0% | 0% | 3 | 80.03% | 0% | 0% | 3 | 0% | 0% | 0% | 1 | 1.578% | 0% | 0% | 1 | 0% | 0% | 1 |  |  |  |  | 0% | [5 empty] | 2.873% | 0% | 2.873% | 1 | 2.311% | 0% | 0% | 1 | 25.03% | 0% | 0% | 1 | 81.63% | 0% | 0% | 3 | 81.92% | 0% | 0% | 3 | 0% | 0% | 0% | 1 | 3.232% | 0% | 0% | 1 | 0% | 0% | 1 |  |  |  |  | 0% | [5 empty] | 6.546% | 1.037% | 7.583% | 2 | 4.417% | 0% | 0% | 1 | 27.76% | 0% | 0% | 1 | 81.01% | 0% | 0% | 3 | 81.28% | 0% | 0% | 3 | 2.566% | 0% | 0% | 1 | 3.991% | 0% | 0% | 1
144 | Old Town | Greater_SD | 0 | 0 | 0 | 0% | 0% | 1 |  |  |  |  | 0% | [5 empty] | 0% | 0% | 0% | 1 | 1.665% | 0% | 0% | 1 | 17.26% | 0% | 0% | 1 | 79.14% | 0% | 0% | 3 | 79.48% | 0% | 0% | 3 | 0% | 0% | 0% | 1 | 1.297% | 0% | 0% | 1 | 0% | 0% | 1 |  |  |  |  | 0% | [5 empty] | 0% | 0% | 0% | 1 | 1.665% | 0% | 0% | 1 | 19.2% | 0% | 0% | 1 | 79.69% | 0% | 0% | 3 | 80.02% | 0% | 0% | 3 | 0% | 0% | 0% | 1 | 1.583% | 0% | 0% | 1 | 0% | 0% | 1 |  |  |  |  | 0% | [5 empty] | 2.93% | 0% | 2.93% | 1 | 2.357% | 0% | 0% | 1 | 25.52% | 0% | 0% | 1 | 81.27% | 0% | 0% | 3 | 81.57% | 0% | 0% | 3 | 0% | 0% | 0% | 1 | 3.11% | 0% | 0% | 1 | 0% | 0% | 1 |  |  |  |  | 0% | [5 empty] | 6.582% | 0.4825% | 7.065% | 2 | 4.442% | 0% | 0% | 1 | 27.62% | 0% | 0% | 1 | 80.94% | 0% | 0% | 3 | 81.21% | 0% | 0% | 3 | 2.02% | 0% | 0% | 1 | 4.014% | 0% | 0% | 1
145 | Penasquitos | Greater_SD | 0 | 0 | 0 | 0% | 0% | 1 |  |  |  |  | 0% | [5 empty] | 0% | 0% | 0% | 1 | 1.51% | 0% | 0% | 1 | 33.98% | 0% | 0% | 1 | 62.87% | 0% | 0% | 2 | 62.87% | 0% | 0% | 2 | 0% | 0% | 0% | 1 | 3.785% | 0% | 0% | 1 | 0% | 0% | 1 |  |  |  |  | 0% | [5 empty] | 0% | 0% | 0% | 1 | 2.626% | 0% | 0% | 1 | 12.96% | 0% | 0% | 1 | 62% | 0% | 0% | 2 | 62% | 0% | 0% | 2 | 0% | 0% | 0% | 1 | 1.491% | 0% | 0% | 1 | 0% | 0% | 1 |  |  |  |  | 0% | [5 empty] | 0% | 0% | 0% | 1 | 1.988% | 0% | 0% | 1 | 19.57% | 0% | 0% | 1 | 79.64% | 0% | 0% | 3 | 79.97% | 0% | 0% | 3 | 0% | 0% | 0% | 1 | 1.756% | 0% | 0% | 1 | 0% | 0% | 1 |  |  |  |  | 0% | [5 empty] | 2.494% | 0% | 2.494% | 1 | 3.695% | 0% | 0% | 1 | 34.42% | 0% | 0% | 1 | 83.32% | 0% | 0% | 3 | 83.58% | 0% | 0% | 3 | 0.2419% | 0% | 0% | 1 | 6.059% | 0% | 0% | 1
146 | San Luis Rey | Greater_SD | 0 | 0 | 0 | 0% | 0% | 1 |  |  |  |  | 0% | [5 empty] | 0% | 0% | 0% | 1 | 12.55% | 0% | 0% | 1 | 93.88% | 0% | 0% | 4 | 94.76% | 0% | 0% | 4 | 94.76% | 0% | 0% | 4 | 1.796% | 0% | 0% | 1 | 24.16% | 0% | 0% | 1 | 0% | 0% | 1 |  |  |  |  | 0% | [5 empty] | 0% | 0% | 0% | 1 | 11.71% | 0% | 0% | 1 | 89.87% | 0% | 0% | 3 | 94.05% | 0% | 0% | 4 | 94.05% | 0% | 0% | 4 | 1.747% | 0% | 0% | 1 | 22.81% | 0% | 0% | 1 | 0% | 0% | 1 |  |  |  |  | 0% | [5 empty] | 3.26% | 0% | 3.26% | 1 | 10.25% | 0% | 0% | 1 | 89.4% | 0% | 0% | 3 | 93.39% | 0% | 0% | 4 | 93.39% | 0% | 0% | 4 | 1.502% | 0% | 0% | 1 | 21.02% | 0% | 0% | 1 | 0% | 0% | 1 |  |  |  |  | 0% | [5 empty] | 0.5982% | 68.86% | 69.46% | 5 | 70.74% | 0% | 0% | 3 | 35.77% | 0% | 0% | 1 | 96.45% | 0% | 0% | 5 | 96.45% | 0% | 0% | 5 | 48.38% | 0% | 0% | 1 | 15.97% | 0% | 0% | 1
147 | Sycamore Canyon | Greater_SD | 0 | 0 | 0 | 0% | 0% | 1 |  |  |  |  | 0% | [5 empty] | 0% | 0% | 0% | 1 | 0% | 0% | 0% | 1 | 0% | 0% | 0% | 1 | 0% | 0% | 0% | 1 | 0% | 0% | 0% | 1 | 0% | 0% | 0% | 1 | 0% | 0% | 0% | 1 | 0% | 0% | 1 |  |  |  |  | 0% | [5 empty] | 0% | 0% | 0% | 1 | 7.873% | 0% | 0% | 1 | 58.09% | 0% | 0% | 2 | 76.08% | 0% | 0% | 3 | 76.08% | 0% | 0% | 3 | 0% | 0% | 0% | 1 | 7.687% | 0% | 0% | 1 | 0% | 0% | 1 |  |  |  |  | 0% | [5 empty] | 0% | 0% | 0% | 1 | 2.225% | 0% | 0% | 1 | 12.62% | 0% | 0% | 1 | 78.76% | 0% | 0% | 3 | 79.13% | 0% | 0% | 3 | 0% | 0% | 0% | 1 | 1.58% | 0% | 0% | 1 | 0% | 0% | 1 |  |  |  |  | 0.1751% | [5 empty] | 13.32% | 66.66% | 79.98% | 5 | 68.05% | 0% | 0% | 2 | 30.26% | 0% | 0% | 1 | 73.44% | 0% | 0% | 3 | 95.45% | 0% | 0% | 5 | 48.7% | 0% | 0% | 1 | 17.23% | 0% | 0% | 1
148 | Talega | Greater_SD | 0 | 0 | 0 | 0% | 0% | 1 |  |  |  |  | 0% | [5 empty] | 4.546% | 0% | 4.546% | 1 | 0% | 0% | 0% | 1 | 30.82% | 0% | 0% | 1 | 87.96% | 0% | 0% | 3 | 87.96% | 0% | 0% | 3 | 0.0239% | 0% | 0% | 1 | 1.04% | 0% | 0% | 1 | 0% | 0% | 1 |  |  |  |  | 0% | [5 empty] | 4.969% | 0% | 4.969% | 1 | 0% | 0% | 0% | 1 | 35.43% | 0% | 0% | 1 | 87.43% | 0% | 0% | 3 | 87.43% | 0% | 0% | 3 | 1.868% | 0% | 0% | 1 | 1.836% | 0% | 0% | 1 | 0% | 0% | 1 |  |  |  |  | 0% | [5 empty] | 3.203% | 0% | 3.203% | 1 | 2.835% | 0% | 0% | 1 | 60.63% | 0% | 0% | 2 | 90.41% | 0% | 0% | 4 | 90.58% | 0% | 0% | 4 | 1.069% | 0% | 0% | 1 | 12.88% | 0% | 0% | 1 | 0% | 0% | 1 |  |  |  |  | 0% | [5 empty] | 0.8648% | 0% | 0.8648% | 1 | 1.958% | 0% | 0% | 1 | 32.01% | 0% | 0% | 1 | 94.61% | 0% | 0% | 4 | 94.66% | 0% | 0% | 4 | 0.2888% | 0% | 0% | 1 | 9.291% | 0% | 0% | 1
149 | Martin | Peninsula_Monterey | 0 | 0 | 0 | 0% | 0% | 1 |  |  |  |  | 0% | [5 empty] | 2.104% | 20.96% | 23.06% | 4 | 21.46% | 0% | 0% | 1 | 36.08% | 0% | 0% | 1 | 55.31% | 0% | 0% | 2 | 56.61% | 0% | 0% | 2 | 18.68% | 0% | 0% | 1 | 4.261% | 0% | 0% | 1 | 0% | 0% | 1 |  |  |  |  | 0.682% | [5 empty] | 2.09% | 29.22% | 31.31% | 4 | 28.41% | 0% | 0% | 1 | 46.76% | 0% | 0% | 1 | 64.69% | 0% | 0% | 2 | 67.58% | 0% | 0% | 2 | 23.68% | 0% | 0% | 1 | 6.026% | 0% | 0% | 1 | 0% | 0% | 1 |  |  |  |  | 0.5238% | [5 empty] | 5.44% | 31.28% | 36.72% | 5 | 32.31% | 0% | 0% | 1 | 51.77% | 0% | 0% | 2 | 69.11% | 0% | 0% | 2 | 72.92% | 0% | 0% | 3 | 25.19% | 0% | 0% | 1 | 9.391% | 0% | 0% | 1 | 0% | 0% | 1 |  |  |  |  | 0.245% | [5 empty] | 21.1% | 31.93% | 53.02% | 5 | 33.24% | 0% | 0% | 1 | 41.84% | 0% | 0% | 1 | 68.63% | 0% | 0% | 2 | 77.59% | 0% | 0% | 3 | 32.76% | 0% | 0% | 1 | 9.07% | 0% | 0% | 1
150 | Bellota | Solano | 0 | 0 | 0 | 0% | 0% | 1 |  |  |  |  | 12.68% | [5 empty] | 0% | 0% | 0% | 1 | 69.72% | 0% | 0% | 2 | 1.628% | 0% | 0% | 1 | 19.57% | 0% | 0% | 1 | 71.35% | 0% | 0% | 3 | 20.8% | 0% | 0% | 1 | 6.271% | 0% | 0% | 1 | 0% | 0% | 1 |  |  |  |  | 14.39% | [5 empty] | 1.102% | 0% | 1.102% | 1 | 57.77% | 0% | 0% | 2 | 3.606% | 0% | 0% | 1 | 20.03% | 0% | 0% | 1 | 65.83% | 0% | 0% | 2 | 14.43% | 0% | 0% | 1 | 5.278% | 0% | 0% | 1 | 0% | 0% | 1 |  |  |  |  | 22.79% | [5 empty] | 7.281% | 0% | 7.281% | 1 | 57.52% | 0% | 0% | 2 | 4.963% | 0% | 0% | 1 | 20.18% | 0% | 0% | 1 | 65.84% | 0% | 0% | 2 | 23.89% | 0% | 0% | 1 | 5.351% | 0% | 0% | 1 | 0% | 0% | 1 |  |  |  |  | 46.41% | [5 empty] | 3.958% | 0% | 3.958% | 1 | 47.83% | 0% | 0% | 1 | 11.79% | 0% | 0% | 1 | 21.26% | 0% | 0% | 1 | 56.23% | 0% | 0% | 2 | 16.41% | 0% | 0% | 1 | 6.64% | 0% | 0% | 1
151 | Ripon | Solano | 0 | 0 | 0 | 0% | 0% | 1 |  |  |  |  | 62.24% | [5 empty] | 0% | 0% | 0% | 1 | 38.42% | 0% | 0% | 1 | 5.229% | 0% | 0% | 1 | 6.188% | 0% | 0% | 1 | 40.66% | 0% | 0% | 1 | 0% | 0% | 0% | 1 | 2.475% | 0% | 0% | 1 | 0% | 0% | 1 |  |  |  |  | 60.28% | [5 empty] | 0% | 0% | 0% | 1 | 43.66% | 0% | 0% | 1 | 4.833% | 0% | 0% | 1 | 5.735% | 0% | 0% | 1 | 45.18% | 0% | 0% | 1 | 0% | 0% | 0% | 1 | 2.716% | 0% | 0% | 1 | 0% | 0% | 1 |  |  |  |  | 54.02% | [5 empty] | 0.6249% | 0% | 0.6249% | 1 | 46.06% | 0% | 0% | 1 | 5.619% | 0% | 0% | 1 | 9.111% | 0% | 0% | 1 | 49% | 0% | 0% | 1 | 7.274% | 0% | 0% | 1 | 3.486% | 0% | 0% | 1 | 0% | 0% | 1 |  |  |  |  | 39.49% | [5 empty] | 7.229% | 0% | 7.229% | 1 | 55.14% | 0% | 0% | 2 | 18.19% | 0% | 0% | 1 | 27.26% | 0% | 0% | 1 | 61.52% | 0% | 0% | 2 | 24.25% | 0% | 0% | 1 | 5.327% | 0% | 0% | 1
152 | Lockeford | Solano | 0 | 0 | 0 | 0% | 0% | 1 |  |  |  |  | 65.7% | [5 empty] | 0% | 0% | 0% | 1 | 0% | 0% | 0% | 1 | 0% | 0% | 0% | 1 | 21.61% | 0% | 0% | 1 | 21.61% | 0% | 0% | 1 | 0% | 0% | 0% | 1 | 3.022% | 0% | 0% | 1 | 0% | 0% | 1 |  |  |  |  | 68.69% | [5 empty] | 0% | 0% | 0% | 1 | 0% | 0% | 0% | 1 | 19.13% | 0% | 0% | 1 | 22.12% | 0% | 0% | 1 | 22.12% | 0% | 0% | 1 | 0% | 0% | 0% | 1 | 5.818% | 0% | 0% | 1 | 0% | 0% | 1 |  |  |  |  | 61.83% | [5 empty] | 0% | 0% | 0% | 1 | 15.77% | 0% | 0% | 1 | 15.86% | 0% | 0% | 1 | 18.39% | 0% | 0% | 1 | 29.02% | 0% | 0% | 1 | 1.427% | 0% | 0% | 1 | 5.827% | 0% | 0% | 1 | 0% | 0% | 1 |  |  |  |  | 52.43% | [5 empty] | 2.414% | 0% | 2.414% | 1 | 28.91% | 0% | 0% | 1 | 13.42% | 0% | 0% | 1 | 19.3% | 0% | 0% | 1 | 41.28% | 0% | 0% | 1 | 8.005% | 0% | 0% | 1 | 7.071% | 0% | 0% | 1
153 | Stagg | Solano | 0 | 0 | 0 | 0% | 0% | 1 |  |  |  |  | 86.04% | [5 empty] | 0% | 0% | 0% | 1 | 13.23% | 0% | 0% | 1 | 22.62% | 0% | 0% | 1 | 22.62% | 0% | 0% | 1 | 28.61% | 0% | 0% | 1 | 0% | 0% | 0% | 1 | 5.825% | 0% | 0% | 1 | 0% | 0% | 1 |  |  |  |  | 77.51% | [5 empty] | 0% | 0% | 0% | 1 | 19.78% | 0% | 0% | 1 | 15.25% | 0% | 0% | 1 | 15.25% | 0% | 0% | 1 | 29.92% | 0% | 0% | 1 | 0% | 0% | 0% | 1 | 7.436% | 0% | 0% | 1 | 0% | 0% | 1 |  |  |  |  | 67.81% | [5 empty] | 0.02539% | 0% | 0.02539% | 1 | 16.58% | 0% | 0% | 1 | 15.84% | 0% | 0% | 1 | 15.78% | 0% | 0% | 1 | 29.13% | 0% | 0% | 1 | 0% | 0% | 0% | 1 | 6.8% | 0% | 0% | 1 | 0% | 0% | 1 |  |  |  |  | 48.31% | [5 empty] | 3.703% | 1.101% | 4.804% | 2 | 34.39% | 0% | 0% | 1 | 23.72% | 0% | 0% | 1 | 26.11% | 0% | 0% | 1 | 46.64% | 0% | 0% | 1 | 7.874% | 0% | 0% | 1 | 8.033% | 0% | 0% | 1
154 | Weber | Solano | 0 | 0 | 0 | 0% | 0% | 1 |  |  |  |  | 73.51% | [5 empty] | 0% | 0% | 0% | 1 | 0% | 0% | 0% | 1 | 1.129% | 0% | 0% | 1 | 1.129% | 0% | 0% | 1 | 1.129% | 0% | 0% | 1 | 0% | 0% | 0% | 1 | 2.469% | 0% | 0% | 1 | 0% | 0% | 1 |  |  |  |  | 69.9% | [5 empty] | 0% | 0% | 0% | 1 | 27.07% | 0% | 0% | 1 | 3.32% | 0% | 0% | 1 | 3.474% | 0% | 0% | 1 | 29.42% | 0% | 0% | 1 | 0% | 0% | 0% | 1 | 3.574% | 0% | 0% | 1 | 0% | 0% | 1 |  |  |  |  | 63.67% | [5 empty] | 0% | 0% | 0% | 1 | 32.76% | 0% | 0% | 1 | 9.588% | 0% | 0% | 1 | 11.21% | 0% | 0% | 1 | 38.92% | 0% | 0% | 1 | 1.207% | 0% | 0% | 1 | 5.255% | 0% | 0% | 1 | 0% | 0% | 1 |  |  |  |  | 45.98% | [5 empty] | 3.824% | 0.0687% | 3.892% | 2 | 44.93% | 0% | 0% | 1 | 20.28% | 0% | 0% | 1 | 24.52% | 0% | 0% | 1 | 55.22% | 0% | 0% | 2 | 14.99% | 0% | 0% | 1 | 6.054% | 0% | 0% | 1
155 | Carrizo Plains | Kern_Greater_Carrizo | 0 | 0 | 0 | 0% | 0% | 1 |  |  |  |  | 0% | [5 empty] | 0% | 0% | 0% | 1 | 51.3% | 0% | 0% | 2 | 0.0144% | 0% | 0% | 1 | 10.43% | 0% | 0% | 1 | 56.76% | 0% | 0% | 2 | 68.26% | 0% | 0% | 2 | 1.437% | 0% | 0% | 1 | 0% | 0% | 1 |  |  |  |  | 0% | [5 empty] | 17.07% | 0% | 17.07% | 1 | 42.6% | 0% | 0% | 1 | 3.152% | 0% | 0% | 1 | 9.154% | 0% | 0% | 1 | 48.54% | 0% | 0% | 1 | 69.21% | 0% | 0% | 2 | 1.418% | 0% | 0% | 1 | 0% | 0% | 1 |  |  |  |  | 0% | [5 empty] | 22.74% | 3.098% | 25.84% | 2 | 44.5% | 0% | 0% | 1 | 5.808% | 0% | 0% | 1 | 14.17% | 0% | 0% | 1 | 55.43% | 0% | 0% | 2 | 66.91% | 0% | 0% | 2 | 1.984% | 0% | 0% | 1 | 0% | 0% | 1 |  |  |  |  | 0.2552% | [5 empty] | 28.19% | 14.28% | 42.47% | 3 | 40.73% | 0% | 0% | 1 | 7.129% | 0% | 0% | 1 | 20.51% | 0% | 0% | 1 | 52.56% | 0% | 0% | 2 | 61.98% | 0% | 0% | 2 | 3.13% | 0% | 0% | 1
156 | Cholame | Kern_Greater_Carrizo | 0 | 0 | 0 | 0% | 0% | 1 |  |  |  |  | 0.01635% | [5 empty] | 3.304% | 0% | 3.304% | 1 | 64.86% | 0% | 0% | 2 | 12.07% | 0% | 0% | 1 | 33.11% | 0% | 0% | 1 | 71.1% | 0% | 0% | 3 | 49.18% | 0% | 0% | 1 | 1.541% | 0% | 0% | 1 | 0% | 0% | 1 |  |  |  |  | 0.2301% | [5 empty] | 9.681% | 0% | 9.681% | 1 | 58.92% | 0% | 0% | 2 | 6.196% | 0% | 0% | 1 | 17.75% | 0% | 0% | 1 | 62.66% | 0% | 0% | 2 | 58.92% | 0% | 0% | 2 | 0.9615% | 0% | 0% | 1 | 0% | 0% | 1 |  |  |  |  | 1.287% | [5 empty] | 22.34% | 0.9677% | 23.3% | 2 | 48.44% | 0% | 0% | 1 | 4.96% | 0% | 0% | 1 | 19.32% | 0% | 0% | 1 | 57.7% | 0% | 0% | 2 | 53.7% | 0% | 0% | 2 | 1.962% | 0% | 0% | 1 | 0% | 0% | 1 |  |  |  |  | 0.95% | [5 empty] | 23.99% | 13.18% | 37.16% | 3 | 46.51% | 0% | 0% | 1 | 10.98% | 0% | 0% | 1 | 26.46% | 0% | 0% | 1 | 58.89% | 0% | 0% | 2 | 52.2% | 0% | 0% | 2 | 2.504% | 0% | 0% | 1
157 | Mesa | Kern_Greater_Carrizo | 0 | 0 | 0 | 0% | 0% | 1 |  |  |  |  | 18.12% | [5 empty] | 11.9% | 36.36% | 48.26% | 5 | 16.46% | 0% | 0% | 1 | 0.0009419% | 0% | 0% | 1 | 17.81% | 0% | 0% | 1 | 30.65% | 0% | 0% | 1 | 45.26% | 0% | 0% | 1 | 6.771% | 0% | 0% | 1 | 0% | 0% | 1 |  |  |  |  | 6.968% | [5 empty] | 20.67% | 41.13% | 61.8% | 5 | 23.39% | 0% | 0% | 1 | 1.17% | 0% | 0% | 1 | 29.54% | 0% | 0% | 1 | 36.85% | 0% | 0% | 1 | 63.79% | 0% | 0% | 2 | 7.522% | 0% | 0% | 1 | 0% | 0% | 1 |  |  |  |  | 4.433% | [5 empty] | 32.56% | 42.07% | 74.63% | 5 | 30.26% | 0% | 0% | 1 | 1.154% | 0% | 0% | 1 | 26.49% | 0% | 0% | 1 | 41.76% | 0% | 0% | 1 | 71.82% | 0% | 0% | 3 | 6.924% | 0% | 0% | 1 | 0% | 0% | 1 |  |  |  |  | 2.859% | [5 empty] | 49.98% | 32.38% | 82.35% | 5 | 33.41% | 0% | 0% | 1 | 7.773% | 0% | 0% | 1 | 37.05% | 0% | 0% | 1 | 55.07% | 0% | 0% | 2 | 63.62% | 0% | 0% | 2 | 5.415% | 0% | 0% | 1
158 | Oceano | Kern_Greater_Carrizo | 0 | 0 | 0 | 0% | 0% | 1 |  |  |  |  | 3.722% | [5 empty] | 36.03% | 31.7% | 67.73% | 5 | 25.01% | 0% | 0% | 1 | 1.148% | 0% | 0% | 1 | 21.92% | 0% | 0% | 1 | 28.59% | 0% | 0% | 1 | 46.09% | 0% | 0% | 1 | 11.27% | 0% | 0% | 1 | 0% | 0% | 1 |  |  |  |  | 7.229% | [5 empty] | 25.25% | 42.7% | 67.95% | 5 | 29.98% | 0% | 0% | 1 | 1.985% | 0% | 0% | 1 | 36.76% | 0% | 0% | 1 | 45.44% | 0% | 0% | 1 | 57.97% | 0% | 0% | 2 | 9.252% | 0% | 0% | 1 | 0% | 0% | 1 |  |  |  |  | 4.348% | [5 empty] | 31.3% | 47.99% | 79.29% | 5 | 27.39% | 0% | 0% | 1 | 3.138% | 0% | 0% | 1 | 36.13% | 0% | 0% | 1 | 46.41% | 0% | 0% | 1 | 67.14% | 0% | 0% | 2 | 8.016% | 0% | 0% | 1 | 0% | 0% | 1 |  |  |  |  | 1.85% | [5 empty] | 42.41% | 38.89% | 81.3% | 5 | 30.65% | 0% | 0% | 1 | 9.947% | 0% | 0% | 1 | 33.49% | 0% | 0% | 1 | 48.22% | 0% | 0% | 1 | 58.38% | 0% | 0% | 2 | 6.045% | 0% | 0% | 1
159 | San Luis Obispo | Kern_Greater_Carrizo | 0 | 0 | 0 | 0% | 0% | 1 |  |  |  |  | 0.5666% | [5 empty] | 40.24% | 57.53% | 97.77% | 5 | 34.53% | 0% | 0% | 1 | 12.33% | 0% | 0% | 1 | 49.11% | 0% | 0% | 1 | 59.25% | 0% | 0% | 2 | 74.89% | 0% | 0% | 3 | 9.357% | 0% | 0% | 1 | 0% | 0% | 1 |  |  |  |  | 0.2186% | [5 empty] | 28.51% | 68.13% | 96.64% | 5 | 39.99% | 0% | 0% | 1 | 18.66% | 0% | 0% | 1 | 52.37% | 0% | 0% | 2 | 64.67% | 0% | 0% | 2 | 65.22% | 0% | 0% | 2 | 6.881% | 0% | 0% | 1 | 0% | 0% | 1 |  |  |  |  | 0.7658% | [5 empty] | 40.03% | 42.77% | 82.81% | 5 | 34.53% | 0% | 0% | 1 | 14.24% | 0% | 0% | 1 | 39.32% | 0% | 0% | 1 | 54.35% | 0% | 0% | 2 | 50.21% | 0% | 0% | 2 | 6.157% | 0% | 0% | 1 | 0% | 0% | 1 |  |  |  |  | 2.378% | [5 empty] | 42.35% | 33.43% | 75.77% | 5 | 30.07% | 0% | 0% | 1 | 12.24% | 0% | 0% | 1 | 32.11% | 0% | 0% | 1 | 48.32% | 0% | 0% | 1 | 53.49% | 0% | 0% | 2 | 5.447% | 0% | 0% | 1
160 | Templeton | Kern_Greater_Carrizo | 100 | 4000 | 15 | 14.31% | 0% | 1 |  |  |  |  | 2.815% | [5 empty] | 31.13% | 35.32% | 66.44% | 5 | 28.68% | 7.929% | 0% | 1 | 23.59% | 7.402% | 0% | 1 | 36.06% | 8.845% | 0% | 1 | 46.98% | 10.67% | 0% | 1 | 34.69% | 8.658% | 0% | 1 | 3.829% | 10.67% | 0% | 1 | 10.49% | 0% | 1 |  |  |  |  | 2.193% | [5 empty] | 38.85% | 28.13% | 66.98% | 4 | 34.62% | 5.239% | 0% | 1 | 19.11% | 4.234% | 0% | 1 | 33.18% | 5.126% | 0% | 1 | 49.56% | 6.79% | 0% | 1 | 41.69% | 5.874% | 0% | 1 | 4.889% | 6.79% | 0% | 1 | 9.428% | 0% | 1 |  |  |  |  | 1.831% | [5 empty] | 43.52% | 28.07% | 71.59% | 4 | 35.47% | 4.386% | 0% | 1 | 18.05% | 3.454% | 0% | 1 | 32.34% | 4.183% | 0% | 1 | 51.56% | 5.843% | 0% | 2 | 44.51% | 5.1% | 0% | 1 | 4.448% | 5.843% | 0% | 1 | 7.876% | 0% | 1 |  |  |  |  | 1.599% | [5 empty] | 32.45% | 22.72% | 55.17% | 4 | 44.19% | 2.832% | 0% | 1 | 13.38% | 1.825% | 0% | 1 | 33.64% | 2.382% | 0% | 1 | 60.58% | 4.009% | 0% | 2 | 47.93% | 3.035% | 0% | 1 | 3.973% | 4.009% | 0% | 1
161 | Sisquoc | Kern_Greater_Carrizo | 0 | 0 | 0 | 0% | 0% | 1 |  |  |  |  | 0.4105% | [5 empty] | 0.7415% | 28.79% | 29.54% | 4 | 42.34% | 0% | 0% | 1 | 2.231% | 0% | 0% | 1 | 70.46% | 0% | 0% | 3 | 70.46% | 0% | 0% | 3 | 56.45% | 0% | 0% | 2 | 0.021% | 0% | 0% | 1 | 0% | 0% | 1 |  |  |  |  | 5.494% | [5 empty] | 50.5% | 27.18% | 77.69% | 5 | 44.82% | 0% | 0% | 1 | 3.556% | 0% | 0% | 1 | 46.25% | 0% | 0% | 1 | 67.72% | 0% | 0% | 2 | 62.33% | 0% | 0% | 2 | 2.594% | 0% | 0% | 1 | 0% | 0% | 1 |  |  |  |  | 5.651% | [5 empty] | 46.7% | 31.11% | 77.81% | 5 | 38.29% | 0% | 0% | 1 | 3.44% | 0% | 0% | 1 | 35.21% | 0% | 0% | 1 | 52.95% | 0% | 0% | 2 | 59.94% | 0% | 0% | 2 | 5.337% | 0% | 0% | 1 | 0% | 0% | 1 |  |  |  |  | 2.636% | [5 empty] | 65.51% | 19.36% | 84.87% | 5 | 49.17% | 0% | 0% | 1 | 4.396% | 0% | 0% | 1 | 21.07% | 0% | 0% | 1 | 59.95% | 0% | 0% | 2 | 68.69% | 0% | 0% | 2 | 6.294% | 0% | 0% | 1
162 | Goleta | Kern_Greater_Carrizo | 0 | 0 | 0 | 0% | 0% | 1 |  |  |  |  | 0.1702% | [5 empty] | 20.11% | 30.9% | 51.01% | 5 | 31.37% | 0% | 0% | 1 | 0% | 0% | 0% | 1 | 2.972% | 0% | 0% | 1 | 34.34% | 0% | 0% | 1 | 34.06% | 0% | 0% | 1 | 6.935% | 0% | 0% | 1 | 0% | 0% | 1 |  |  |  |  | 2.569% | [5 empty] | 40.09% | 31.97% | 72.06% | 5 | 66.77% | 0% | 0% | 2 | 1.437% | 0% | 0% | 1 | 8.423% | 0% | 0% | 1 | 75.19% | 0% | 0% | 3 | 30.16% | 0% | 0% | 1 | 6.242% | 0% | 0% | 1 | 0% | 0% | 1 |  |  |  |  | 2.32% | [5 empty] | 47.12% | 37.33% | 84.45% | 5 | 56.05% | 0% | 0% | 2 | 0.8842% | 0% | 0% | 1 | 8.492% | 0% | 0% | 1 | 64.48% | 0% | 0% | 2 | 49.41% | 0% | 0% | 1 | 7.112% | 0% | 0% | 1 | 0% | 0% | 1 |  |  |  |  | 2.2% | [5 empty] | 78.56% | 11.05% | 89.61% | 5 | 62.92% | 0% | 0% | 2 | 3.464% | 0% | 0% | 1 | 16.7% | 0% | 0% | 1 | 71.83% | 0% | 0% | 3 | 63.66% | 0% | 0% | 2 | 5.443% | 0% | 0% | 1
163 | Schulte Switching Station | Peninsula_Monterey | 0 | 0 | 0 | 0% | 0% | 1 |  |  |  |  | 0% | [5 empty] | 0% | 0% | 0% | 1 | 0% | 0% | 0% | 1 | 0% | 0% | 0% | 1 | 18.54% | 0% | 0% | 1 | 18.54% | 0% | 0% | 1 | 0% | 0% | 0% | 1 | 92.87% | 0% | 0% | 4 | 0% | 0% | 1 |  |  |  |  | 0.134% | [5 empty] | 34.47% | 48.8% | 83.27% | 5 | 71.34% | 0% | 0% | 3 | 18.56% | 0% | 0% | 1 | 64.74% | 0% | 0% | 2 | 81.43% | 0% | 0% | 3 | 35% | 0% | 0% | 1 | 15.79% | 0% | 0% | 1 | 0% | 0% | 1 |  |  |  |  | 0.04856% | [5 empty] | 63.07% | 31.38% | 94.45% | 5 | 81.08% | 0% | 0% | 3 | 19.99% | 0% | 0% | 1 | 45.78% | 0% | 0% | 1 | 92.81% | 0% | 0% | 4 | 73.63% | 0% | 0% | 3 | 6.581% | 0% | 0% | 1 | 0% | 0% | 1 |  |  |  |  | 0.2786% | [5 empty] | 46.58% | 18.37% | 64.95% | 3 | 76.74% | 0% | 0% | 3 | 44.5% | 0% | 0% | 1 | 63.79% | 0% | 0% | 2 | 94.18% | 0% | 0% | 4 | 69.38% | 0% | 0% | 2 | 5.207% | 0% | 0% | 1
164 | Hicks | Peninsula_Monterey | 0 | 0 | 0 | 0% | 0% | 1 |  |  |  |  | 0.1698% | [5 empty] | 0% | 100% | 100% | 5 | 53.6% | 0% | 0% | 2 | 0% | 0% | 0% | 1 | 69.33% | 0% | 0% | 2 | 89.86% | 0% | 0% | 3 | 30.36% | 0% | 0% | 1 | 0.9745% | 0% | 0% | 1 | 0% | 0% | 1 |  |  |  |  | 0.1861% | [5 empty] | 11.89% | 88.11% | 100% | 5 | 72.83% | 0% | 0% | 3 | 0.475% | 0% | 0% | 1 | 68.1% | 0% | 0% | 2 | 93.65% | 0% | 0% | 4 | 45.28% | 0% | 0% | 1 | 1.393% | 0% | 0% | 1 | 0% | 0% | 1 |  |  |  |  | 0.06008% | [5 empty] | 65.5% | 31.3% | 96.8% | 5 | 77.83% | 0% | 0% | 3 | 17.8% | 0% | 0% | 1 | 56.61% | 0% | 0% | 2 | 92.74% | 0% | 0% | 4 | 73.84% | 0% | 0% | 3 | 3.597% | 0% | 0% | 1 | 0% | 0% | 1 |  |  |  |  | 2.452% | [5 empty] | 62.88% | 18.13% | 81.01% | 5 | 73.8% | 0% | 0% | 3 | 38.95% | 0% | 0% | 1 | 62.49% | 0% | 0% | 2 | 95% | 0% | 0% | 4 | 71.97% | 0% | 0% | 3 | 4.947% | 0% | 0% | 1
165 | Cottonwood | Northern_California | 0 | 0 | 0 | 0% | 0% | 1 |  |  |  |  | 2.101% | [5 empty] | 86.56% | 0% | 86.56% | 5 | 26.12% | 0% | 0% | 1 | 8.513% | 0% | 0% | 1 | 8.838% | 0% | 0% | 1 | 32.48% | 0% | 0% | 1 | 27.76% | 0% | 0% | 1 | 4.688% | 0% | 0% | 1 | 0% | 0% | 1 |  |  |  |  | 1.026% | [5 empty] | 88.82% | 2.759% | 91.58% | 5 | 37.37% | 0% | 0% | 1 | 5.813% | 0% | 0% | 1 | 4.281% | 0% | 0% | 1 | 40.9% | 0% | 0% | 1 | 44.73% | 0% | 0% | 1 | 4.616% | 0% | 0% | 1 | 0% | 0% | 1 |  |  |  |  | 3.968% | [5 empty] | 83.3% | 5.438% | 88.74% | 5 | 29.5% | 0% | 0% | 1 | 7.083% | 0% | 0% | 1 | 6.956% | 0% | 0% | 1 | 35.12% | 0% | 0% | 1 | 52.7% | 0% | 0% | 2 | 4.737% | 0% | 0% | 1 | 0% | 0% | 1 |  |  |  |  | 5.549% | [5 empty] | 75.42% | 5.004% | 80.42% | 5 | 37.21% | 0% | 0% | 1 | 12.31% | 0% | 0% | 1 | 14.27% | 0% | 0% | 1 | 45.19% | 0% | 0% | 1 | 58.81% | 0% | 0% | 2 | 8.783% | 0% | 0% | 1
166 | Jessup | Northern_California | 0 | 0 | 0 | 0% | 0% | 1 |  |  |  |  | 2.962% | [5 empty] | 72.35% | 9.705% | 82.06% | 5 | 44.1% | 0% | 0% | 1 | 10.54% | 0% | 0% | 1 | 5.463% | 0% | 0% | 1 | 50.4% | 0% | 0% | 2 | 23.93% | 0% | 0% | 1 | 4.27% | 0% | 0% | 1 | 0% | 0% | 1 |  |  |  |  | 1.196% | [5 empty] | 83.79% | 9.571% | 93.36% | 5 | 39.17% | 0% | 0% | 1 | 8.299% | 0% | 0% | 1 | 6.705% | 0% | 0% | 1 | 44.92% | 0% | 0% | 1 | 41.94% | 0% | 0% | 1 | 3.413% | 0% | 0% | 1 | 0% | 0% | 1 |  |  |  |  | 0.6331% | [5 empty] | 89.98% | 4.993% | 94.97% | 5 | 36.1% | 0% | 0% | 1 | 9.861% | 0% | 0% | 1 | 12.69% | 0% | 0% | 1 | 42.84% | 0% | 0% | 1 | 53.14% | 0% | 0% | 2 | 3.001% | 0% | 0% | 1 | 0% | 0% | 1 |  |  |  |  | 4.612% | [5 empty] | 80.72% | 5.872% | 86.59% | 5 | 33.12% | 0% | 0% | 1 | 13.21% | 0% | 0% | 1 | 16.41% | 0% | 0% | 1 | 42.67% | 0% | 0% | 1 | 62.29% | 0% | 0% | 2 | 5.5% | 0% | 0% | 1
167 | Round Mountain | Northern_California | 310 | 12400 | 15 | 179.2% | 7.341% | 4 |  |  |  |  | 0.1035% | [5 empty] | 90.37% | 9.082% | 99.46% | 5 | 67.28% | 46.46% | 0% | 2 | 17.91% | 18.52% | 0% | 1 | 22.58% | 19.64% | 0% | 1 | 73.27% | 56.88% | 0% | 3 | 66.36% | 45.19% | 0% | 2 | 5.157% | 56.88% | 0% | 3 | 78.79% | 0% | 3 |  |  |  |  | 0.0475% | [5 empty] | 95.09% | 4.166% | 99.26% | 5 | 52.32% | 14.63% | 0% | 2 | 24.61% | 9.251% | 0% | 1 | 29.14% | 9.842% | 0% | 1 | 66.96% | 21.11% | 0% | 2 | 70.92% | 23.98% | 0% | 3 | 4.949% | 21.11% | 0% | 2 | 55.31% | 0% | 3 |  |  |  |  | 0.03995% | [5 empty] | 95.36% | 3.941% | 99.31% | 5 | 48.55% | 8.757% | 0% | 1 | 22.79% | 5.836% | 0% | 1 | 26.71% | 6.148% | 0% | 1 | 61.26% | 11.63% | 0% | 2 | 71.89% | 16.03% | 0% | 3 | 4.34% | 11.63% | 0% | 1 | 22.68% | 0% | 2 |  |  |  |  | 0.09752% | [5 empty] | 94.49% | 4.998% | 99.49% | 5 | 41.77% | 4.213% | 0% | 1 | 20.7% | 3.093% | 0% | 1 | 23.79% | 3.219% | 0% | 1 | 55.22% | 5.478% | 0% | 2 | 65.44% | 7.098% | 0% | 2 | 4.244% | 5.478% | 0% | 1
168 | Carquinez | Solano | 0 | 0 | 0 | 0% | 0% | 1 |  |  |  |  | 0.05413% | [5 empty] | 32.7% | 0% | 32.7% | 2 | 15.47% | 0% | 0% | 1 | 32.65% | 0% | 0% | 1 | 49.62% | 0% | 0% | 1 | 73% | 0% | 0% | 3 | 18.77% | 0% | 0% | 1 | 12.25% | 0% | 0% | 1 | 0% | 0% | 1 |  |  |  |  | 4.488% | [5 empty] | 32.73% | 0.2376% | 32.97% | 2 | 30.56% | 0% | 0% | 1 | 30.28% | 0% | 0% | 1 | 43.83% | 0% | 0% | 1 | 72.89% | 0% | 0% | 3 | 22.99% | 0% | 0% | 1 | 18.86% | 0% | 0% | 1 | 0% | 0% | 1 |  |  |  |  | 5.009% | [5 empty] | 40.81% | 4.494% | 45.31% | 2 | 46.9% | 0% | 0% | 1 | 27% | 0% | 0% | 1 | 38.4% | 0% | 0% | 1 | 76.51% | 0% | 0% | 3 | 32.15% | 0% | 0% | 1 | 19.05% | 0% | 0% | 1 | 0% | 0% | 1 |  |  |  |  | 4.843% | [5 empty] | 42.83% | 12.51% | 55.34% | 3 | 50.97% | 0% | 0% | 2 | 34.24% | 0% | 0% | 1 | 46.8% | 0% | 0% | 1 | 77.78% | 0% | 0% | 3 | 40.73% | 0% | 0% | 1 | 16.5% | 0% | 0% | 1
169 | Peabody | Solano | 0 | 0 | 0 | 0% | 0% | 1 |  |  |  |  | 16.51% | [5 empty] | 32.08% | 0% | 32.08% | 2 | 29.6% | 0% | 0% | 1 | 35.52% | 0% | 0% | 1 | 35.64% | 0% | 0% | 1 | 67.72% | 0% | 0% | 2 | 21.15% | 0% | 0% | 1 | 25.47% | 0% | 0% | 1 | 0% | 0% | 1 |  |  |  |  | 21.58% | [5 empty] | 30.1% | 0% | 30.1% | 2 | 43.9% | 0% | 0% | 1 | 22.19% | 0% | 0% | 1 | 21.93% | 0% | 0% | 1 | 62.09% | 0% | 0% | 2 | 24.45% | 0% | 0% | 1 | 21.12% | 0% | 0% | 1 | 0% | 0% | 1 |  |  |  |  | 33.37% | [5 empty] | 22.36% | 0% | 22.36% | 2 | 34% | 0% | 0% | 1 | 18.32% | 0% | 0% | 1 | 20.68% | 0% | 0% | 1 | 50.22% | 0% | 0% | 2 | 18.51% | 0% | 0% | 1 | 17.76% | 0% | 0% | 1 | 0% | 0% | 1 |  |  |  |  | 36.67% | [5 empty] | 19.85% | 4.318% | 24.17% | 2 | 36.36% | 0% | 0% | 1 | 21.71% | 0% | 0% | 1 | 28% | 0% | 0% | 1 | 55.7% | 0% | 0% | 2 | 18.7% | 0% | 0% | 1 | 12.48% | 0% | 0% | 1
170 | Vaca Dixon | Solano | 0 | 0 | 0 | 0% | 0% | 1 |  |  |  |  | 57.19% | [5 empty] | 11.8% | 0% | 11.8% | 1 | 23.77% | 0% | 0% | 1 | 13.27% | 0% | 0% | 1 | 10.3% | 0% | 0% | 1 | 35.74% | 0% | 0% | 1 | 6.758% | 0% | 0% | 1 | 5.985% | 0% | 0% | 1 | 0% | 0% | 1 |  |  |  |  | 43.1% | [5 empty] | 21.22% | 0% | 21.22% | 2 | 30.78% | 0% | 0% | 1 | 14.04% | 0% | 0% | 1 | 14.37% | 0% | 0% | 1 | 44.53% | 0% | 0% | 1 | 16.24% | 0% | 0% | 1 | 12.63% | 0% | 0% | 1 | 0% | 0% | 1 |  |  |  |  | 42.51% | [5 empty] | 23.76% | 0% | 23.76% | 2 | 37.68% | 0% | 0% | 1 | 12.68% | 0% | 0% | 1 | 19.52% | 0% | 0% | 1 | 51.14% | 0% | 0% | 2 | 19.58% | 0% | 0% | 1 | 10.96% | 0% | 0% | 1 | 0% | 0% | 1 |  |  |  |  | 39.44% | [5 empty] | 17.27% | 2.807% | 20.08% | 2 | 42.36% | 0% | 0% | 1 | 16.81% | 0% | 0% | 1 | 23.22% | 0% | 0% | 1 | 58.09% | 0% | 0% | 2 | 17.21% | 0% | 0% | 1 | 10.71% | 0% | 0% | 1
171 | Bellevue | Mendocino_Marin | 0 | 0 | 0 | 0% | 0% | 1 |  |  |  |  | 1.386% | [5 empty] | 86.74% | 6.493% | 93.23% | 5 | 57.34% | 0% | 0% | 2 | 39.06% | 0% | 0% | 1 | 65.86% | 0% | 0% | 2 | 75.01% | 0% | 0% | 3 | 68.61% | 0% | 0% | 2 | 6.616% | 0% | 0% | 1 | 0% | 0% | 1 |  |  |  |  | 1.915% | [5 empty] | 51.16% | 35.42% | 86.58% | 5 | 63.55% | 0% | 0% | 2 | 25.81% | 0% | 0% | 1 | 59.14% | 0% | 0% | 2 | 84.55% | 0% | 0% | 3 | 69.27% | 0% | 0% | 2 | 5.962% | 0% | 0% | 1 | 0% | 0% | 1 |  |  |  |  | 1.325% | [5 empty] | 45.55% | 36.19% | 81.74% | 5 | 71.64% | 0% | 0% | 3 | 30.3% | 0% | 0% | 1 | 58.2% | 0% | 0% | 2 | 88.39% | 0% | 0% | 3 | 71.43% | 0% | 0% | 3 | 6.015% | 0% | 0% | 1 | 0% | 0% | 1 |  |  |  |  | 1.952% | [5 empty] | 52.21% | 34.77% | 86.99% | 5 | 71.02% | 0% | 0% | 3 | 29.62% | 0% | 0% | 1 | 64% | 0% | 0% | 2 | 90.56% | 0% | 0% | 4 | 71.01% | 0% | 0% | 3 | 5.497% | 0% | 0% | 1
172 | Cloverdale | Mendocino_Marin | 0 | 0 | 0 | 0% | 0% | 1 |  |  |  |  | 2.517% | [5 empty] | 48.49% | 45.03% | 93.51% | 5 | 84.89% | 0% | 0% | 3 | 33.51% | 0% | 0% | 1 | 51.13% | 0% | 0% | 2 | 97.58% | 0% | 0% | 5 | 67.97% | 0% | 0% | 2 | 1.149% | 0% | 0% | 1 | 0% | 0% | 1 |  |  |  |  | 1.199% | [5 empty] | 58.78% | 38.51% | 97.29% | 5 | 75.72% | 0% | 0% | 3 | 32.14% | 0% | 0% | 1 | 57.14% | 0% | 0% | 2 | 90.2% | 0% | 0% | 4 | 71.57% | 0% | 0% | 3 | 0.9495% | 0% | 0% | 1 | 0% | 0% | 1 |  |  |  |  | 1.616% | [5 empty] | 60.83% | 36.49% | 97.32% | 5 | 57.51% | 0% | 0% | 2 | 32.51% | 0% | 0% | 1 | 62.3% | 0% | 0% | 2 | 87.41% | 0% | 0% | 3 | 68.97% | 0% | 0% | 2 | 0.8428% | 0% | 0% | 1 | 0% | 0% | 1 |  |  |  |  | 1.538% | [5 empty] | 65.2% | 31.62% | 96.82% | 5 | 47.79% | 0% | 0% | 1 | 26.63% | 0% | 0% | 1 | 57.11% | 0% | 0% | 2 | 77.55% | 0% | 0% | 3 | 66.49% | 0% | 0% | 2 | 1.017% | 0% | 0% | 1
173 | Fulton | Mendocino_Marin | 0 | 0 | 0 | 0% | 0% | 1 |  |  |  |  | 0.3451% | [5 empty] | 0.047% | 99.95% | 100% | 5 | 82.82% | 0% | 0% | 3 | 12.93% | 0% | 0% | 1 | 94.47% | 0% | 0% | 4 | 97.89% | 0% | 0% | 5 | 52.18% | 0% | 0% | 2 | 1.919% | 0% | 0% | 1 | 0% | 0% | 1 |  |  |  |  | 2.621% | [5 empty] | 9.104% | 87.74% | 96.85% | 5 | 51.67% | 0% | 0% | 2 | 22.64% | 0% | 0% | 1 | 53.11% | 0% | 0% | 2 | 77.31% | 0% | 0% | 3 | 62.34% | 0% | 0% | 2 | 2.17% | 0% | 0% | 1 | 0% | 0% | 1 |  |  |  |  | 1.881% | [5 empty] | 35.36% | 49.62% | 84.98% | 5 | 66.41% | 0% | 0% | 2 | 32.46% | 0% | 0% | 1 | 67.6% | 0% | 0% | 2 | 88.42% | 0% | 0% | 3 | 69.87% | 0% | 0% | 2 | 4.209% | 0% | 0% | 1 | 0% | 0% | 1 |  |  |  |  | 1.923% | [5 empty] | 51.37% | 38.09% | 89.46% | 5 | 67.37% | 0% | 0% | 2 | 31.37% | 0% | 0% | 1 | 63.43% | 0% | 0% | 2 | 90% | 0% | 0% | 3 | 65.43% | 0% | 0% | 2 | 3.62% | 0% | 0% | 1
174 | Lakeville | Mendocino_Marin | 0 | 0 | 0 | 0% | 0% | 1 |  |  |  |  | 2.328% | [5 empty] | 82.66% | 9.195% | 91.85% | 5 | 84.34% | 0% | 0% | 3 | 34.62% | 0% | 0% | 1 | 56.93% | 0% | 0% | 2 | 87.75% | 0% | 0% | 3 | 66.38% | 0% | 0% | 2 | 4.291% | 0% | 0% | 1 | 0% | 0% | 1 |  |  |  |  | 1.318% | [5 empty] | 69.71% | 22.42% | 92.13% | 5 | 75.74% | 0% | 0% | 3 | 26.92% | 0% | 0% | 1 | 55.93% | 0% | 0% | 2 | 88.55% | 0% | 0% | 3 | 74.74% | 0% | 0% | 3 | 6.621% | 0% | 0% | 1 | 0% | 0% | 1 |  |  |  |  | 0.9052% | [5 empty] | 59.29% | 25.35% | 84.64% | 5 | 73.5% | 0% | 0% | 3 | 26.04% | 0% | 0% | 1 | 60.64% | 0% | 0% | 2 | 91.01% | 0% | 0% | 4 | 71.21% | 0% | 0% | 3 | 7.999% | 0% | 0% | 1 | 0% | 0% | 1 |  |  |  |  | 3.02% | [5 empty] | 50.71% | 23.47% | 74.18% | 4 | 63.35% | 0% | 0% | 2 | 28.46% | 0% | 0% | 1 | 51.12% | 0% | 0% | 2 | 84.56% | 0% | 0% | 3 | 59.35% | 0% | 0% | 2 | 8.129% | 0% | 0% | 1
175 | Penngrove | Mendocino_Marin | 0 | 0 | 0 | 0% | 0% | 1 |  |  |  |  | 1.244% | [5 empty] | 95.28% | 1.345% | 96.62% | 5 | 60.89% | 0% | 0% | 2 | 27.77% | 0% | 0% | 1 | 62.43% | 0% | 0% | 2 | 82.22% | 0% | 0% | 3 | 75.41% | 0% | 0% | 3 | 5.729% | 0% | 0% | 1 | 0% | 0% | 1 |  |  |  |  | 1.534% | [5 empty] | 65.47% | 21.63% | 87.1% | 5 | 73.45% | 0% | 0% | 3 | 24.36% | 0% | 0% | 1 | 57.77% | 0% | 0% | 2 | 88.69% | 0% | 0% | 3 | 76.21% | 0% | 0% | 3 | 6.091% | 0% | 0% | 1 | 0% | 0% | 1 |  |  |  |  | 1.367% | [5 empty] | 48.31% | 32.52% | 80.83% | 5 | 72.9% | 0% | 0% | 3 | 33.07% | 0% | 0% | 1 | 57.8% | 0% | 0% | 2 | 88.41% | 0% | 0% | 3 | 70.36% | 0% | 0% | 3 | 6.602% | 0% | 0% | 1 | 0% | 0% | 1 |  |  |  |  | 1.795% | [5 empty] | 49.69% | 32.31% | 82% | 5 | 69.62% | 0% | 0% | 2 | 27.26% | 0% | 0% | 1 | 58.16% | 0% | 0% | 2 | 89.16% | 0% | 0% | 3 | 68.15% | 0% | 0% | 2 | 6.787% | 0% | 0% | 1
176 | Warnerville | Central_Valley_North_Los_Banos | 0 | 0 | 0 | 0% | 0% | 1 |  |  |  |  | 21.73% | [5 empty] | 0% | 0% | 0% | 1 | 68.97% | 0% | 0% | 2 | 13.04% | 0% | 0% | 1 | 32.61% | 0% | 0% | 1 | 79.14% | 0% | 0% | 3 | 20.45% | 0% | 0% | 1 | 7.667% | 0% | 0% | 1 | 0% | 0% | 1 |  |  |  |  | 21% | [5 empty] | 4.205% | 0% | 4.205% | 1 | 68.29% | 0% | 0% | 2 | 16.2% | 0% | 0% | 1 | 31.59% | 0% | 0% | 1 | 76.61% | 0% | 0% | 3 | 28.98% | 0% | 0% | 1 | 8.13% | 0% | 0% | 1 | 0% | 0% | 1 |  |  |  |  | 30.07% | [5 empty] | 4.404% | 0% | 4.404% | 1 | 57.86% | 0% | 0% | 2 | 14.91% | 0% | 0% | 1 | 28.3% | 0% | 0% | 1 | 66.6% | 0% | 0% | 2 | 23.59% | 0% | 0% | 1 | 6.475% | 0% | 0% | 1 | 0% | 0% | 1 |  |  |  |  | 37.11% | [5 empty] | 3.419% | 0% | 3.419% | 1 | 52.46% | 0% | 0% | 2 | 16.1% | 0% | 0% | 1 | 26.14% | 0% | 0% | 1 | 60.52% | 0% | 0% | 2 | 20.03% | 0% | 0% | 1 | 7.171% | 0% | 0% | 1
177 | Riverbank | Central_Valley_North_Los_Banos | 0 | 0 | 0 | 0% | 0% | 1 |  |  |  |  | 23.22% | [5 empty] | 0% | 0% | 0% | 1 | 69.78% | 0% | 0% | 2 | 4.658% | 0% | 0% | 1 | 17.85% | 0% | 0% | 1 | 77.28% | 0% | 0% | 3 | 6.436% | 0% | 0% | 1 | 4.965% | 0% | 0% | 1 | 0% | 0% | 1 |  |  |  |  | 32.23% | [5 empty] | 1.614% | 0% | 1.614% | 1 | 62.43% | 0% | 0% | 2 | 8.233% | 0% | 0% | 1 | 22.43% | 0% | 0% | 1 | 69.9% | 0% | 0% | 2 | 18.67% | 0% | 0% | 1 | 5.503% | 0% | 0% | 1 | 0% | 0% | 1 |  |  |  |  | 33.67% | [5 empty] | 4.651% | 0% | 4.651% | 1 | 57.49% | 0% | 0% | 2 | 12.15% | 0% | 0% | 1 | 23.49% | 0% | 0% | 1 | 63.68% | 0% | 0% | 2 | 21.58% | 0% | 0% | 1 | 6.351% | 0% | 0% | 1 | 0% | 0% | 1 |  |  |  |  | 38.96% | [5 empty] | 4.503% | 0% | 4.503% | 1 | 52.92% | 0% | 0% | 2 | 13.7% | 0% | 0% | 1 | 23.49% | 0% | 0% | 1 | 59.51% | 0% | 0% | 2 | 21.63% | 0% | 0% | 1 | 6.318% | 0% | 0% | 1
178 | Pease | Northern_California | 0 | 0 | 0 | 0% | 0% | 1 |  |  |  |  | 45.34% | [5 empty] | 0% | 0% | 0% | 1 | 44.47% | 0% | 0% | 1 | 13.58% | 0% | 0% | 1 | 28.94% | 0% | 0% | 1 | 68.75% | 0% | 0% | 2 | 8.561% | 0% | 0% | 1 | 5.932% | 0% | 0% | 1 | 0% | 0% | 1 |  |  |  |  | 44.27% | [5 empty] | 0.02344% | 0% | 0.02344% | 1 | 51.53% | 0% | 0% | 2 | 14.25% | 0% | 0% | 1 | 36.07% | 0% | 0% | 1 | 73.54% | 0% | 0% | 3 | 5.55% | 0% | 0% | 1 | 8.933% | 0% | 0% | 1 | 0% | 0% | 1 |  |  |  |  | 46.83% | [5 empty] | 0.4859% | 0% | 0.4859% | 1 | 52.18% | 0% | 0% | 2 | 13.29% | 0% | 0% | 1 | 41.06% | 0% | 0% | 1 | 73.91% | 0% | 0% | 3 | 3.793% | 0% | 0% | 1 | 9.337% | 0% | 0% | 1 | 0% | 0% | 1 |  |  |  |  | 47.44% | [5 empty] | 2.043% | 0.2591% | 2.302% | 2 | 47.06% | 0% | 0% | 1 | 12.36% | 0% | 0% | 1 | 43.56% | 0% | 0% | 1 | 71.69% | 0% | 0% | 3 | 3.688% | 0% | 0% | 1 | 8.998% | 0% | 0% | 1
179 | Rio Oso | Northern_California | 0 | 0 | 0 | 0% | 0% | 1 |  |  |  |  | 42.71% | [5 empty] | 0.06532% | 0% | 0.06532% | 1 | 57.57% | 0% | 0% | 2 | 8.433% | 0% | 0% | 1 | 22.87% | 0% | 0% | 1 | 65.69% | 0% | 0% | 2 | 0.2431% | 0% | 0% | 1 | 17.46% | 0% | 0% | 1 | 0% | 0% | 1 |  |  |  |  | 44.63% | [5 empty] | 0.4175% | 0% | 0.4175% | 1 | 47.35% | 0% | 0% | 1 | 6.474% | 0% | 0% | 1 | 36.31% | 0% | 0% | 1 | 66.48% | 0% | 0% | 2 | 0.4033% | 0% | 0% | 1 | 13.99% | 0% | 0% | 1 | 0% | 0% | 1 |  |  |  |  | 55.72% | [5 empty] | 0.5282% | 0% | 0.5282% | 1 | 43.14% | 0% | 0% | 1 | 4.895% | 0% | 0% | 1 | 38% | 0% | 0% | 1 | 64.95% | 0% | 0% | 2 | 0.5721% | 0% | 0% | 1 | 11% | 0% | 0% | 1 | 0% | 0% | 1 |  |  |  |  | 53.68% | [5 empty] | 0.2403% | 0% | 0.2403% | 1 | 54.57% | 0% | 0% | 2 | 10.7% | 0% | 0% | 1 | 39.89% | 0% | 0% | 1 | 73.42% | 0% | 0% | 3 | 2.845% | 0% | 0% | 1 | 8.545% | 0% | 0% | 1
180 | Alpaugh | Central_Valley_North_Los_Banos | 0 | 0 | 0 | 0% | 0% | 1 |  |  |  |  | 0% | [5 empty] | 0% | 0% | 0% | 1 | 0% | 0% | 0% | 1 | 0% | 0% | 0% | 1 | 0% | 0% | 0% | 1 | 0% | 0% | 0% | 1 | 0% | 0% | 0% | 1 | 0% | 0% | 0% | 1 | 0% | 0% | 1 |  |  |  |  | 0% | [5 empty] | 0% | 0% | 0% | 1 | 0% | 0% | 0% | 1 | 0% | 0% | 0% | 1 | 0% | 0% | 0% | 1 | 0% | 0% | 0% | 1 | 0% | 0% | 0% | 1 | 0% | 0% | 0% | 1 | 0% | 0% | 1 |  |  |  |  | 1.952% | [5 empty] | 0% | 0% | 0% | 1 | 0% | 0% | 0% | 1 | 0% | 0% | 0% | 1 | 0% | 0% | 0% | 1 | 0% | 0% | 0% | 1 | 0% | 0% | 0% | 1 | 2.03% | 0% | 0% | 1 | 0% | 0% | 1 |  |  |  |  | 11.2% | [5 empty] | 0% | 0% | 0% | 1 | 0.0283% | 0% | 0% | 1 | 0% | 0% | 0% | 1 | 2.264% | 0% | 0% | 1 | 2.292% | 0% | 0% | 1 | 0% | 0% | 0% | 1 | 3.914% | 0% | 0% | 1
181 | Rector | Central_Valley_North_Los_Banos | 0 | 0 | 0 | 0% | 0% | 1 |  |  |  |  | 0% | [5 empty] | 0% | 0% | 0% | 1 | 0% | 0% | 0% | 1 | 0% | 0% | 0% | 1 | 0% | 0% | 0% | 1 | 0% | 0% | 0% | 1 | 0% | 0% | 0% | 1 | 0% | 0% | 0% | 1 | 0% | 0% | 1 |  |  |  |  | 0% | [5 empty] | 0% | 0% | 0% | 1 | 0% | 0% | 0% | 1 | 0% | 0% | 0% | 1 | 0% | 0% | 0% | 1 | 0% | 0% | 0% | 1 | 0% | 0% | 0% | 1 | 0% | 0% | 0% | 1 | 0% | 0% | 1 |  |  |  |  | 28.94% | [5 empty] | 0% | 0% | 0% | 1 | 0% | 0% | 0% | 1 | 0% | 0% | 0% | 1 | 0% | 0% | 0% | 1 | 0% | 0% | 0% | 1 | 0% | 0% | 0% | 1 | 0% | 0% | 0% | 1 | 0% | 0% | 1 |  |  |  |  | 33.49% | [5 empty] | 0% | 0% | 0% | 1 | 0% | 0% | 0% | 1 | 0% | 0% | 0% | 1 | 0% | 0% | 0% | 1 | 0% | 0% | 0% | 1 | 0% | 0% | 0% | 1 | 3.004% | 0% | 0% | 1
182 | Springville | Central_Valley_North_Los_Banos | 0 | 0 | 0 | 0% | 0% | 1 |  |  |  |  | 0% | [5 empty] | 0% | 0% | 0% | 1 | 0% | 0% | 0% | 1 | 0% | 0% | 0% | 1 | 0% | 0% | 0% | 1 | 0% | 0% | 0% | 1 | 0% | 0% | 0% | 1 | 0% | 0% | 0% | 1 | 0% | 0% | 1 |  |  |  |  | 0% | [5 empty] | 0% | 0% | 0% | 1 | 0% | 0% | 0% | 1 | 0% | 0% | 0% | 1 | 0% | 0% | 0% | 1 | 0% | 0% | 0% | 1 | 0% | 0% | 0% | 1 | 0% | 0% | 0% | 1 | 0% | 0% | 1 |  |  |  |  | 0% | [5 empty] | 0% | 0% | 0% | 1 | 0% | 0% | 0% | 1 | 0% | 0% | 0% | 1 | 0% | 0% | 0% | 1 | 0% | 0% | 0% | 1 | 0% | 0% | 0% | 1 | 0% | 0% | 0% | 1 | 0% | 0% | 1 |  |  |  |  | 0% | [5 empty] | 100% | 0% | 100% | 5 | 0% | 0% | 0% | 1 | 24.97% | 0% | 0% | 1 | 67.58% | 0% | 0% | 2 | 67.58% | 0% | 0% | 2 | 92.4% | 0% | 0% | 4 | 9.566% | 0% | 0% | 1
183 | Vestal | Central_Valley_North_Los_Banos | 0 | 0 | 0 | 0% | 0% | 1 |  |  |  |  | 0% | [5 empty] | 0% | 0% | 0% | 1 | 0% | 0% | 0% | 1 | 0% | 0% | 0% | 1 | 0% | 0% | 0% | 1 | 0% | 0% | 0% | 1 | 0% | 0% | 0% | 1 | 0% | 0% | 0% | 1 | 0% | 0% | 1 |  |  |  |  | 0% | [5 empty] | 0% | 0% | 0% | 1 | 0% | 0% | 0% | 1 | 0% | 0% | 0% | 1 | 0% | 0% | 0% | 1 | 0% | 0% | 0% | 1 | 0% | 0% | 0% | 1 | 0% | 0% | 0% | 1 | 0% | 0% | 1 |  |  |  |  | 0% | [5 empty] | 0% | 0% | 0% | 1 | 0% | 0% | 0% | 1 | 0% | 0% | 0% | 1 | 0% | 0% | 0% | 1 | 0% | 0% | 0% | 1 | 0% | 0% | 0% | 1 | 0% | 0% | 0% | 1 | 0% | 0% | 1 |  |  |  |  | 0% | [5 empty] | 96.17% | 3.834% | 100% | 5 | 7.668% | 0% | 0% | 1 | 14.69% | 0% | 0% | 1 | 51.8% | 0% | 0% | 2 | 52.55% | 0% | 0% | 2 | 87.88% | 0% | 0% | 3 | 4.111% | 0% | 0% | 1
184 | UltraPower Chinese Station | El_Dorado_Mariposa | 0 | 0 | 0 | 0% | 0% | 1 |  |  |  |  | 0% | [5 empty] | 18.18% | 0% | 18.18% | 1 | 90.89% | 0% | 0% | 4 | 20.23% | 0% | 0% | 1 | 33.54% | 0% | 0% | 1 | 91.09% | 0% | 0% | 4 | 90.71% | 0% | 0% | 4 | 8.36% | 0% | 0% | 1 | 0% | 0% | 1 |  |  |  |  | 3.085% | [5 empty] | 17.93% | 0% | 17.93% | 1 | 90.21% | 0% | 0% | 4 | 25.39% | 0% | 0% | 1 | 36.35% | 0% | 0% | 1 | 92.17% | 0% | 0% | 4 | 79.72% | 0% | 0% | 3 | 12.77% | 0% | 0% | 1 | 0% | 0% | 1 |  |  |  |  | 8.621% | [5 empty] | 10.94% | 0% | 10.94% | 1 | 84.94% | 0% | 0% | 3 | 27.16% | 0% | 0% | 1 | 48.76% | 0% | 0% | 1 | 94.71% | 0% | 0% | 4 | 59.45% | 0% | 0% | 2 | 13.08% | 0% | 0% | 1 | 0% | 0% | 1 |  |  |  |  | 19.5% | [5 empty] | 4.87% | 0% | 4.87% | 1 | 64.98% | 0% | 0% | 2 | 21.12% | 0% | 0% | 1 | 37.17% | 0% | 0% | 1 | 75.4% | 0% | 0% | 3 | 31.86% | 0% | 0% | 1 | 9.472% | 0% | 0% | 1
185 | Curtis | El_Dorado_Mariposa | 0 | 0 | 0 | 0% | 0% | 1 |  |  |  |  | 0% | [5 empty] | 0% | 0% | 0% | 1 | 0% | 0% | 0% | 1 | 0% | 0% | 0% | 1 | 0% | 0% | 0% | 1 | 0% | 0% | 0% | 1 | 0% | 0% | 0% | 1 | 0% | 0% | 0% | 1 | 0% | 0% | 1 |  |  |  |  | 0% | [5 empty] | 0% | 0% | 0% | 1 | 0% | 0% | 0% | 1 | 0% | 0% | 0% | 1 | 0% | 0% | 0% | 1 | 0% | 0% | 0% | 1 | 0% | 0% | 0% | 1 | 0% | 0% | 0% | 1 | 0% | 0% | 1 |  |  |  |  | 0% | [5 empty] | 30.2% | 0% | 30.2% | 2 | 85.18% | 0% | 0% | 3 | 17.82% | 0% | 0% | 1 | 30.81% | 0% | 0% | 1 | 85.41% | 0% | 0% | 3 | 88.98% | 0% | 0% | 3 | 6.226% | 0% | 0% | 1 | 0% | 0% | 1 |  |  |  |  | 6.132% | [5 empty] | 20.92% | 0.4123% | 21.34% | 2 | 68.16% | 0% | 0% | 2 | 21.56% | 0% | 0% | 1 | 40.7% | 0% | 0% | 1 | 77.59% | 0% | 0% | 3 | 60.46% | 0% | 0% | 2 | 10.95% | 0% | 0% | 1
186 | Peoria | El_Dorado_Mariposa | 0 | 0 | 0 | 0% | 0% | 1 |  |  |  |  | 0% | [5 empty] | 31.22% | 0% | 31.22% | 2 | 85.81% | 0% | 0% | 3 | 19.06% | 0% | 0% | 1 | 33.73% | 0% | 0% | 1 | 86.01% | 0% | 0% | 3 | 90.41% | 0% | 0% | 4 | 6.173% | 0% | 0% | 1 | 0% | 0% | 1 |  |  |  |  | 2.4% | [5 empty] | 22.29% | 0% | 22.29% | 2 | 91.74% | 0% | 0% | 4 | 24.9% | 0% | 0% | 1 | 35.13% | 0% | 0% | 1 | 92.33% | 0% | 0% | 4 | 81.94% | 0% | 0% | 3 | 11.2% | 0% | 0% | 1 | 0% | 0% | 1 |  |  |  |  | 7.394% | [5 empty] | 11.68% | 0% | 11.68% | 1 | 82.46% | 0% | 0% | 3 | 23.06% | 0% | 0% | 1 | 46.41% | 0% | 0% | 1 | 93.8% | 0% | 0% | 4 | 59.58% | 0% | 0% | 2 | 12.65% | 0% | 0% | 1 | 0% | 0% | 1 |  |  |  |  | 18.89% | [5 empty] | 5.105% | 0% | 5.105% | 1 | 65.86% | 0% | 0% | 2 | 19.69% | 0% | 0% | 1 | 36.19% | 0% | 0% | 1 | 76.41% | 0% | 0% | 3 | 31.26% | 0% | 0% | 1 | 8.861% | 0% | 0% | 1
187 | Moorpark | Greater_LA | 0 | 0 | 0 | 0% | 0% | 1 |  |  |  |  | 3.792% | [5 empty] | 0% | 100% | 100% | 5 | 54.82% | 0% | 0% | 2 | 0% | 0% | 0% | 1 | 0% | 0% | 0% | 1 | 54.82% | 0% | 0% | 2 | 65.43% | 0% | 0% | 2 | 15.54% | 0% | 0% | 1 | 0% | 0% | 1 |  |  |  |  | 8.691% | [5 empty] | 4.047% | 95.92% | 99.97% | 5 | 75.79% | 0% | 0% | 3 | 0% | 0% | 0% | 1 | 0.8645% | 0% | 0% | 1 | 75.79% | 0% | 0% | 3 | 49.16% | 0% | 0% | 1 | 14.1% | 0% | 0% | 1 | 0% | 0% | 1 |  |  |  |  | 5.252% | [5 empty] | 9.197% | 87.03% | 96.23% | 5 | 71.46% | 0% | 0% | 3 | 5.677% | 0% | 0% | 1 | 8.68% | 0% | 0% | 1 | 76.66% | 0% | 0% | 3 | 53.58% | 0% | 0% | 2 | 13.84% | 0% | 0% | 1 | 0% | 0% | 1 |  |  |  |  | 2.897% | [5 empty] | 30.45% | 66.48% | 96.93% | 5 | 72.14% | 0% | 0% | 3 | 3.216% | 0% | 0% | 1 | 5.849% | 0% | 0% | 1 | 76.08% | 0% | 0% | 3 | 57.58% | 0% | 0% | 2 | 11.36% | 0% | 0% | 1
188 | Santa Clara | Greater_LA | 0 | 0 | 0 | 0% | 0% | 1 |  |  |  |  | 0% | [5 empty] | 2.393% | 0% | 2.393% | 1 | 0% | 0% | 0% | 1 | 0% | 0% | 0% | 1 | 83.78% | 0% | 0% | 3 | 83.78% | 0% | 0% | 3 | 0% | 0% | 0% | 1 | 4.216% | 0% | 0% | 1 | 0% | 0% | 1 |  |  |  |  | 0.1242% | [5 empty] | 3.126% | 0.005945% | 3.132% | 2 | 26.52% | 0% | 0% | 1 | 56.24% | 0% | 0% | 2 | 81.93% | 0% | 0% | 3 | 81.93% | 0% | 0% | 3 | 0% | 0% | 0% | 1 | 46.37% | 0% | 0% | 1 | 0% | 0% | 1 |  |  |  |  | 0.1092% | [5 empty] | 8.697% | 22.77% | 31.46% | 4 | 41.91% | 0% | 0% | 1 | 39.45% | 0% | 0% | 1 | 57.28% | 0% | 0% | 2 | 80.92% | 0% | 0% | 3 | 17.47% | 0% | 0% | 1 | 33.44% | 0% | 0% | 1 | 0% | 0% | 1 |  |  |  |  | 5.231% | [5 empty] | 25.92% | 68.21% | 94.13% | 5 | 71.89% | 0% | 0% | 3 | 5.712% | 0% | 0% | 1 | 8.707% | 0% | 0% | 1 | 76.99% | 0% | 0% | 3 | 54.61% | 0% | 0% | 2 | 13.67% | 0% | 0% | 1
189 | Davis | Solano | 0 | 0 | 0 | 0% | 0% | 1 |  |  |  |  | 75.4% | [5 empty] | 0% | 0% | 0% | 1 | 24.34% | 0% | 0% | 1 | 18.03% | 0% | 0% | 1 | 33.61% | 0% | 0% | 1 | 36.4% | 0% | 0% | 1 | 0% | 0% | 0% | 1 | 2.458% | 0% | 0% | 1 | 0% | 0% | 1 |  |  |  |  | 66.81% | [5 empty] | 0.1602% | 0% | 0.1602% | 1 | 32.44% | 0% | 0% | 1 | 8.47% | 0% | 0% | 1 | 18.78% | 0% | 0% | 1 | 41.41% | 0% | 0% | 1 | 0.281% | 0% | 0% | 1 | 5.196% | 0% | 0% | 1 | 0% | 0% | 1 |  |  |  |  | 57.37% | [5 empty] | 4.051% | 0% | 4.051% | 1 | 36.85% | 0% | 0% | 1 | 11.25% | 0% | 0% | 1 | 20.05% | 0% | 0% | 1 | 50.62% | 0% | 0% | 2 | 4.38% | 0% | 0% | 1 | 6.834% | 0% | 0% | 1 | 0% | 0% | 1 |  |  |  |  | 47.58% | [5 empty] | 13.53% | 0% | 13.53% | 1 | 45.83% | 0% | 0% | 1 | 12.56% | 0% | 0% | 1 | 30.4% | 0% | 0% | 1 | 60.96% | 0% | 0% | 2 | 12.04% | 0% | 0% | 1 | 7.976% | 0% | 0% | 1
190 | Putah Creek | Solano | 0 | 0 | 0 | 0% | 0% | 1 |  |  |  |  | 53.96% | [5 empty] | 21.04% | 0% | 21.04% | 2 | 48.79% | 0% | 0% | 1 | 3.26% | 0% | 0% | 1 | 0% | 0% | 0% | 1 | 49.98% | 0% | 0% | 1 | 18.95% | 0% | 0% | 1 | 2.574% | 0% | 0% | 1 | 0% | 0% | 1 |  |  |  |  | 45.37% | [5 empty] | 32.78% | 0% | 32.78% | 2 | 56.11% | 0% | 0% | 2 | 6.924% | 0% | 0% | 1 | 7.053% | 0% | 0% | 1 | 58.96% | 0% | 0% | 2 | 26.87% | 0% | 0% | 1 | 3.726% | 0% | 0% | 1 | 0% | 0% | 1 |  |  |  |  | 42.1% | [5 empty] | 29.38% | 1.056% | 30.44% | 2 | 56.33% | 0% | 0% | 2 | 9.696% | 0% | 0% | 1 | 15.14% | 0% | 0% | 1 | 63.35% | 0% | 0% | 2 | 25.93% | 0% | 0% | 1 | 4.779% | 0% | 0% | 1 | 0% | 0% | 1 |  |  |  |  | 41.02% | [5 empty] | 21.5% | 3.496% | 25% | 2 | 52.57% | 0% | 0% | 2 | 12.56% | 0% | 0% | 1 | 26.46% | 0% | 0% | 1 | 65.69% | 0% | 0% | 2 | 22.71% | 0% | 0% | 1 | 7.825% | 0% | 0% | 1
191 | East Marysville | Northern_California | 0 | 0 | 0 | 0% | 0% | 1 |  |  |  |  | 45.63% | [5 empty] | 0.06484% | 0% | 0.06484% | 1 | 53.23% | 0% | 0% | 2 | 8.797% | 0% | 0% | 1 | 19.16% | 0% | 0% | 1 | 66.26% | 0% | 0% | 2 | 0.85% | 0% | 0% | 1 | 10.33% | 0% | 0% | 1 | 0% | 0% | 1 |  |  |  |  | 43.03% | [5 empty] | 0.3047% | 0% | 0.3047% | 1 | 53.63% | 0% | 0% | 2 | 8.757% | 0% | 0% | 1 | 26.85% | 0% | 0% | 1 | 72.56% | 0% | 0% | 3 | 5.413% | 0% | 0% | 1 | 11.73% | 0% | 0% | 1 | 0% | 0% | 1 |  |  |  |  | 43.62% | [5 empty] | 0.8445% | 0% | 0.8445% | 1 | 54.46% | 0% | 0% | 2 | 12.85% | 0% | 0% | 1 | 36.31% | 0% | 0% | 1 | 74.89% | 0% | 0% | 3 | 4.431% | 0% | 0% | 1 | 10.9% | 0% | 0% | 1 | 0% | 0% | 1 |  |  |  |  | 48.36% | [5 empty] | 1.514% | 0.8287% | 2.342% | 2 | 48.22% | 0% | 0% | 1 | 12.42% | 0% | 0% | 1 | 43.8% | 0% | 0% | 1 | 71.92% | 0% | 0% | 3 | 3.486% | 0% | 0% | 1 | 9.813% | 0% | 0% | 1
192 | Olivehurst | Northern_California | 0 | 0 | 0 | 0% | 0% | 1 |  |  |  |  | 57.38% | [5 empty] | 0% | 0% | 0% | 1 | 43.86% | 0% | 0% | 1 | 0.6803% | 0% | 0% | 1 | 14.23% | 0% | 0% | 1 | 54.7% | 0% | 0% | 2 | 0% | 0% | 0% | 1 | 10.7% | 0% | 0% | 1 | 0% | 0% | 1 |  |  |  |  | 47.99% | [5 empty] | 0.5508% | 0% | 0.5508% | 1 | 46.7% | 0% | 0% | 1 | 9.023% | 0% | 0% | 1 | 33.73% | 0% | 0% | 1 | 67.96% | 0% | 0% | 2 | 2.235% | 0% | 0% | 1 | 10.76% | 0% | 0% | 1 | 0% | 0% | 1 |  |  |  |  | 48.83% | [5 empty] | 0.3738% | 0% | 0.3738% | 1 | 53.94% | 0% | 0% | 2 | 10.32% | 0% | 0% | 1 | 36.44% | 0% | 0% | 1 | 73.26% | 0% | 0% | 3 | 4.353% | 0% | 0% | 1 | 10.89% | 0% | 0% | 1 | 0% | 0% | 1 |  |  |  |  | 50.68% | [5 empty] | 1.392% | 0.1492% | 1.541% | 2 | 51.16% | 0% | 0% | 2 | 11.62% | 0% | 0% | 1 | 42.59% | 0% | 0% | 1 | 72.62% | 0% | 0% | 3 | 2.979% | 0% | 0% | 1 | 8.87% | 0% | 0% | 1
193 | Morro Bay | Kern_Greater_Carrizo | 0 | 0 | 0 | 0% | 0% | 1 |  |  |  |  | 0.6839% | [5 empty] | 12.53% | 61.22% | 73.75% | 5 | 74.73% | 0% | 0% | 3 | 29.69% | 0% | 0% | 1 | 46.09% | 0% | 0% | 1 | 89.06% | 0% | 0% | 3 | 66.65% | 0% | 0% | 2 | 8.219% | 0% | 0% | 1 | 0% | 0% | 1 |  |  |  |  | 0.3617% | [5 empty] | 21.03% | 63.11% | 84.14% | 5 | 54.84% | 0% | 0% | 2 | 28.53% | 0% | 0% | 1 | 47.4% | 0% | 0% | 1 | 73.77% | 0% | 0% | 3 | 67.05% | 0% | 0% | 2 | 7.212% | 0% | 0% | 1 | 0% | 0% | 1 |  |  |  |  | 1.441% | [5 empty] | 34.9% | 39.34% | 74.24% | 5 | 35.56% | 0% | 0% | 1 | 19.84% | 0% | 0% | 1 | 38.12% | 0% | 0% | 1 | 55.76% | 0% | 0% | 2 | 53.23% | 0% | 0% | 2 | 5.229% | 0% | 0% | 1 | 0% | 0% | 1 |  |  |  |  | 1.51% | [5 empty] | 42.8% | 32.24% | 75.04% | 5 | 32.82% | 0% | 0% | 1 | 15.31% | 0% | 0% | 1 | 37.01% | 0% | 0% | 1 | 53.34% | 0% | 0% | 2 | 47.66% | 0% | 0% | 1 | 5.046% | 0% | 0% | 1
194 | Palomar | Greater_SD | 0 | 0 | 0 | 0% | 0% | 1 |  |  |  |  | 0% | [5 empty] | 0% | 0% | 0% | 1 | 21.48% | 0% | 0% | 1 | 87.5% | 0% | 0% | 3 | 92.7% | 0% | 0% | 4 | 92.7% | 0% | 0% | 4 | 0% | 0% | 0% | 1 | 15.15% | 0% | 0% | 1 | 0% | 0% | 1 |  |  |  |  | 0% | [5 empty] | 0% | 0% | 0% | 1 | 11.67% | 0% | 0% | 1 | 91.36% | 0% | 0% | 4 | 94.58% | 0% | 0% | 4 | 94.58% | 0% | 0% | 4 | 0.7392% | 0% | 0% | 1 | 22.53% | 0% | 0% | 1 | 0% | 0% | 1 |  |  |  |  | 0% | [5 empty] | 0% | 0% | 0% | 1 | 10.62% | 0% | 0% | 1 | 84.92% | 0% | 0% | 3 | 90.37% | 0% | 0% | 4 | 90.37% | 0% | 0% | 4 | 1.556% | 0% | 0% | 1 | 21.01% | 0% | 0% | 1 | 0% | 0% | 1 |  |  |  |  | 0% | [5 empty] | 0.4515% | 51.47% | 51.92% | 5 | 53.23% | 0% | 0% | 2 | 29.23% | 0% | 0% | 1 | 88.79% | 0% | 0% | 3 | 88.79% | 0% | 0% | 3 | 35.89% | 0% | 0% | 1 | 12.59% | 0% | 0% | 1
195 | Margarita | Greater_LA | 0 | 0 | 0 | 0% | 0% | 1 |  |  |  |  | 0% | [5 empty] | 1.115% | 0% | 1.115% | 1 | 0% | 0% | 0% | 1 | 26.29% | 0% | 0% | 1 | 87.96% | 0% | 0% | 3 | 87.96% | 0% | 0% | 3 | 0% | 0% | 0% | 1 | 0% | 0% | 0% | 1 | 0% | 0% | 1 |  |  |  |  | 0% | [5 empty] | 5.867% | 0% | 5.867% | 1 | 0.3417% | 0% | 0% | 1 | 32.79% | 0% | 0% | 1 | 85.82% | 0% | 0% | 3 | 86.16% | 0% | 0% | 3 | 0% | 0% | 0% | 1 | 1.169% | 0% | 0% | 1 | 0% | 0% | 1 |  |  |  |  | 0% | [5 empty] | 1.984% | 0% | 1.984% | 1 | 0.1156% | 0% | 0% | 1 | 16.96% | 0% | 0% | 1 | 91.48% | 0% | 0% | 4 | 91.59% | 0% | 0% | 4 | 0.02702% | 0% | 0% | 1 | 9.277% | 0% | 0% | 1 | 0% | 0% | 1 |  |  |  |  | 0% | [5 empty] | 0.7141% | 5.891% | 6.605% | 2 | 5.37% | 0% | 0% | 1 | 33.98% | 0% | 0% | 1 | 91.03% | 0% | 0% | 4 | 95.06% | 0% | 0% | 5 | 3.238% | 0% | 0% | 1 | 7.77% | 0% | 0% | 1
196 | Huntington Beach | Greater_LA | 0 | 0 | 0 | 0% | 0% | 1 |  |  |  |  | 0% | [5 empty] | 0% | 0% | 0% | 1 | 0.05678% | 0% | 0% | 1 | 25.77% | 0% | 0% | 1 | 96.34% | 0% | 0% | 5 | 96.39% | 0% | 0% | 5 | 0% | 0% | 0% | 1 | 6.491% | 0% | 0% | 1 | 0% | 0% | 1 |  |  |  |  | 0% | [5 empty] | 0.1962% | 0% | 0.1962% | 1 | 0.04623% | 0% | 0% | 1 | 21.97% | 0% | 0% | 1 | 83.88% | 0% | 0% | 3 | 83.93% | 0% | 0% | 3 | 0% | 0% | 0% | 1 | 5.357% | 0% | 0% | 1 | 0% | 0% | 1 |  |  |  |  | 0% | [5 empty] | 0.1339% | 0% | 0.1339% | 1 | 0.02833% | 0% | 0% | 1 | 14.85% | 0% | 0% | 1 | 78.82% | 0% | 0% | 3 | 78.85% | 0% | 0% | 3 | 0% | 0% | 0% | 1 | 3.34% | 0% | 0% | 1 | 0% | 0% | 1 |  |  |  |  | 0% | [5 empty] | 1.556% | 3.775% | 5.33% | 2 | 2.579% | 0% | 0% | 1 | 15.77% | 0% | 0% | 1 | 75.58% | 0% | 0% | 3 | 78.16% | 0% | 0% | 3 | 1.983% | 0% | 0% | 1 | 3.153% | 0% | 0% | 1
197 | Los Esteros | Peninsula_Monterey | 0 | 0 | 0 | 0% | 0% | 1 |  |  |  |  | 0% | [5 empty] | 12.65% | 0% | 12.65% | 1 | 13.61% | 0% | 0% | 1 | 13.61% | 0% | 0% | 1 | 29.75% | 0% | 0% | 1 | 29.75% | 0% | 0% | 1 | 8.439% | 0% | 0% | 1 | 83.22% | 0% | 0% | 3 | 0% | 0% | 1 |  |  |  |  | 0.09522% | [5 empty] | 68.41% | 17.21% | 85.62% | 5 | 81.52% | 0% | 0% | 3 | 28.98% | 0% | 0% | 1 | 41.25% | 0% | 0% | 1 | 92.64% | 0% | 0% | 4 | 80.18% | 0% | 0% | 3 | 16.32% | 0% | 0% | 1 | 0% | 0% | 1 |  |  |  |  | 0.05245% | [5 empty] | 63.23% | 29.57% | 92.79% | 5 | 80.99% | 0% | 0% | 3 | 22.69% | 0% | 0% | 1 | 44.68% | 0% | 0% | 1 | 92.15% | 0% | 0% | 4 | 74.29% | 0% | 0% | 3 | 7.442% | 0% | 0% | 1 | 0% | 0% | 1 |  |  |  |  | 0.196% | [5 empty] | 39.53% | 17.46% | 56.99% | 3 | 79.95% | 0% | 0% | 3 | 49.35% | 0% | 0% | 1 | 67.11% | 0% | 0% | 2 | 95.11% | 0% | 0% | 5 | 68.4% | 0% | 0% | 2 | 4.777% | 0% | 0% | 1
198 | Birds Landing | Solano | 210 | 8400 | 15 | 147.7% | 6.862% | 4 |  |  |  |  | 5.459% | [5 empty] | 0% | 0% | 0% | 1 | 20.14% | 23.27% | 0% | 2 | 52.5% | 39.13% | 0% | 2 | 43.3% | 32.77% | 0% | 2 | 64.59% | 52.48% | 0% | 3 | 2.769% | 19.11% | 0% | 1 | 49.03% | 52.48% | 0% | 3 | 122.9% | 1.459% | 4 |  |  |  |  | 27.6% | [5 empty] | 2.824% | 0.08296% | 2.907% | 2 | 15.6% | 8.735% | 0% | 1 | 42.02% | 12.72% | 0% | 1 | 37.67% | 11.83% | 0% | 1 | 52.95% | 15.67% | 0% | 2 | 4.35% | 7.708% | 0% | 1 | 30.33% | 15.67% | 0% | 1 | 44.67% | 0% | 2 |  |  |  |  | 34.24% | [5 empty] | 7.366% | 1.86% | 9.226% | 2 | 23.46% | 4.909% | 0% | 1 | 33.37% | 5.638% | 0% | 1 | 32% | 5.524% | 0% | 1 | 47.95% | 7.217% | 0% | 1 | 7.003% | 4.04% | 0% | 1 | 21.12% | 7.217% | 0% | 1 | 10.43% | 0% | 1 |  |  |  |  | 44.33% | [5 empty] | 14.59% | 1.528% | 16.12% | 2 | 25.67% | 2.208% | 0% | 1 | 25.39% | 2.2% | 0% | 1 | 28.21% | 2.286% | 0% | 1 | 45.89% | 3.033% | 0% | 1 | 10.03% | 1.824% | 0% | 1 | 12.76% | 3.033% | 0% | 1
199 | Cayetano | Solano | 0 | 0 | 0 | 0% | 0% | 1 |  |  |  |  | 0.2179% | [5 empty] | 47.31% | 16.53% | 63.84% | 3 | 79.12% | 0% | 0% | 3 | 81.31% | 0% | 0% | 3 | 92.52% | 0% | 0% | 4 | 96.43% | 0% | 0% | 5 | 30.01% | 0% | 0% | 1 | 7.374% | 0% | 0% | 1 | 0% | 0% | 1 |  |  |  |  | 9.403% | [5 empty] | 28.95% | 15.26% | 44.21% | 3 | 69.86% | 0% | 0% | 2 | 72.09% | 0% | 0% | 3 | 76.63% | 0% | 0% | 3 | 87.32% | 0% | 0% | 3 | 36.11% | 0% | 0% | 1 | 5.883% | 0% | 0% | 1 | 0% | 0% | 1 |  |  |  |  | 24.75% | [5 empty] | 23.46% | 8.701% | 32.16% | 2 | 64.82% | 0% | 0% | 2 | 49.76% | 0% | 0% | 1 | 53.43% | 0% | 0% | 2 | 75.88% | 0% | 0% | 3 | 37.75% | 0% | 0% | 1 | 5.666% | 0% | 0% | 1 | 0% | 0% | 1 |  |  |  |  | 35.33% | [5 empty] | 16.77% | 3.46% | 20.23% | 2 | 49.54% | 0% | 0% | 1 | 38.32% | 0% | 0% | 1 | 40.14% | 0% | 0% | 1 | 64.81% | 0% | 0% | 2 | 29.1% | 0% | 0% | 1 | 9.939% | 0% | 0% | 1
200 | Silvergate | Greater_SD | 0 | 0 | 0 | 0% | 0% | 1 |  |  |  |  | 0% | [5 empty] | 0% | 0% | 0% | 1 | 1.67% | 0% | 0% | 1 | 19.03% | 0% | 0% | 1 | 80.37% | 0% | 0% | 3 | 80.71% | 0% | 0% | 3 | 0% | 0% | 0% | 1 | 1.478% | 0% | 0% | 1 | 0% | 0% | 1 |  |  |  |  | 0% | [5 empty] | 2.948% | 0% | 2.948% | 1 | 2.334% | 0% | 0% | 1 | 24.61% | 0% | 0% | 1 | 81.32% | 0% | 0% | 3 | 81.62% | 0% | 0% | 3 | 0% | 0% | 0% | 1 | 3.184% | 0% | 0% | 1 | 0% | 0% | 1 |  |  |  |  | 0% | [5 empty] | 6.836% | 0% | 6.836% | 1 | 4.312% | 0% | 0% | 1 | 25.49% | 0% | 0% | 1 | 80.41% | 0% | 0% | 3 | 80.7% | 0% | 0% | 3 | 1.597% | 0% | 0% | 1 | 3.672% | 0% | 0% | 1 | 0% | 0% | 1 |  |  |  |  | 0% | [5 empty] | 6.543% | 2.682% | 9.226% | 2 | 4.416% | 0% | 0% | 1 | 26.39% | 0% | 0% | 1 | 81.06% | 0% | 0% | 3 | 81.33% | 0% | 0% | 3 | 3.875% | 0% | 0% | 1 | 3.887% | 0% | 0% | 1
201 | Richmond | Northern_California | 0 | 0 | 0 | 0% | 0% | 1 |  |  |  |  | 0% | [5 empty] | 97.23% | 0% | 97.23% | 5 | 46.69% | 0% | 0% | 1 | 10.81% | 0% | 0% | 1 | 8.712% | 0% | 0% | 1 | 52.34% | 0% | 0% | 2 | 65.4% | 0% | 0% | 2 | 6.739% | 0% | 0% | 1 | 0% | 0% | 1 |  |  |  |  | 0% | [5 empty] | 98.46% | 0% | 98.46% | 5 | 35.79% | 0% | 0% | 1 | 13.26% | 0% | 0% | 1 | 12.56% | 0% | 0% | 1 | 48.14% | 0% | 0% | 1 | 62.69% | 0% | 0% | 2 | 7.134% | 0% | 0% | 1 | 0% | 0% | 1 |  |  |  |  | 0% | [5 empty] | 92.71% | 0% | 92.71% | 5 | 31.13% | 0% | 0% | 1 | 11.67% | 0% | 0% | 1 | 15.19% | 0% | 0% | 1 | 45.48% | 0% | 0% | 1 | 63.41% | 0% | 0% | 2 | 7.815% | 0% | 0% | 1 | 0% | 0% | 1 |  |  |  |  | 0% | [5 empty] | 95.38% | 0% | 95.38% | 5 | 35.88% | 0% | 0% | 1 | 14.38% | 0% | 0% | 1 | 18.37% | 0% | 0% | 1 | 52.62% | 0% | 0% | 2 | 70.23% | 0% | 0% | 3 | 8.883% | 0% | 0% | 1
202 | Rancho Vista | Greater_Kramer | 0 | 0 | 0 | 0% | 0% | 1 |  |  |  |  | 0% | [5 empty] | 13.85% | 86.15% | 100% | 5 | 100% | 0% | 0% | 5 | 66.01% | 0% | 0% | 2 | 70.65% | 0% | 0% | 3 | 100% | 0% | 0% | 5 | 73.22% | 0% | 0% | 3 | 2.695% | 0% | 0% | 1 | 0% | 0% | 1 |  |  |  |  | 0% | [5 empty] | 3.673% | 96.33% | 100% | 5 | 97.99% | 0% | 0% | 5 | 65.35% | 0% | 0% | 2 | 42.15% | 0% | 0% | 1 | 100% | 0% | 0% | 5 | 54.72% | 0% | 0% | 2 | 8.5% | 0% | 0% | 1 | 0% | 0% | 1 |  |  |  |  | 0.006942% | [5 empty] | 17.51% | 82.49% | 100% | 5 | 65.9% | 0% | 0% | 2 | 68.76% | 0% | 0% | 2 | 66.1% | 0% | 0% | 2 | 97.54% | 0% | 0% | 5 | 56.3% | 0% | 0% | 2 | 5.572% | 0% | 0% | 1 | 0% | 0% | 1 |  |  |  |  | 0.02355% | [5 empty] | 22.03% | 40.66% | 62.69% | 5 | 58.91% | 0% | 0% | 2 | 62.08% | 0% | 0% | 2 | 54.73% | 0% | 0% | 2 | 87.06% | 0% | 0% | 3 | 35.01% | 0% | 0% | 1 | 3.199% | 0% | 0% | 1
203 | Hilltop | Northern_California | 200 | 8000 | 20 | 195.4% | 4.79% | 4 |  |  |  |  | 0.2489% | [5 empty] | 0.2612% | 0% | 0.2612% | 1 | 51.07% | 19.09% | 0% | 2 | 4.348% | 9.764% | 0% | 1 | 0.5489% | 9.391% | 0% | 1 | 54.87% | 20.69% | 0% | 2 | 91.23% | 106.5% | 0.6277% | 4 | 7.622% | 20.69% | 0% | 2 | 76.67% | 0% | 3 |  |  |  |  | 0.3841% | [5 empty] | 25.41% | 0% | 25.41% | 2 | 55.25% | 7.681% | 0% | 2 | 9.267% | 3.788% | 0% | 1 | 7.399% | 3.712% | 0% | 1 | 62.19% | 9.09% | 0% | 2 | 88.91% | 31% | 0% | 3 | 10.23% | 9.09% | 0% | 1 | 27.55% | 0% | 2 |  |  |  |  | 0.3417% | [5 empty] | 45.64% | 0% | 45.64% | 2 | 60.31% | 4.435% | 0% | 2 | 14.52% | 2.059% | 0% | 1 | 11.33% | 1.985% | 0% | 1 | 67.17% | 5.362% | 0% | 2 | 83.79% | 10.86% | 0% | 3 | 9.869% | 5.362% | 0% | 1 | 18.44% | 0% | 1 |  |  |  |  | 0.7698% | [5 empty] | 55.57% | 0% | 55.57% | 3 | 61.76% | 2.182% | 0% | 2 | 19.38% | 1.035% | 0% | 1 | 14.38% | 0.9746% | 0% | 1 | 71.73% | 2.952% | 0% | 3 | 84.45% | 5.366% | 0% | 3 | 8.201% | 2.952% | 0% | 1
204 | Thermalito | Northern_California | 0 | 0 | 0 | 0% | 0% | 1 |  |  |  |  | 7.965% | [5 empty] | 9.848% | 0% | 9.848% | 1 | 80.12% | 0% | 0% | 3 | 19.24% | 0% | 0% | 1 | 42.54% | 0% | 0% | 1 | 95.2% | 0% | 0% | 5 | 8.25% | 0% | 0% | 1 | 24.98% | 0% | 0% | 1 | 0% | 0% | 1 |  |  |  |  | 15.79% | [5 empty] | 9.271% | 3.245% | 12.52% | 2 | 61.08% | 0% | 0% | 2 | 17.11% | 0% | 0% | 1 | 48.47% | 0% | 0% | 1 | 86.25% | 0% | 0% | 3 | 7.2% | 0% | 0% | 1 | 15.95% | 0% | 0% | 1 | 0% | 0% | 1 |  |  |  |  | 23.74% | [5 empty] | 6.852% | 9.208% | 16.06% | 2 | 54.42% | 0% | 0% | 2 | 21.18% | 0% | 0% | 1 | 47.71% | 0% | 0% | 1 | 82.76% | 0% | 0% | 3 | 8.83% | 0% | 0% | 1 | 14.23% | 0% | 0% | 1 | 0% | 0% | 1 |  |  |  |  | 31.63% | [5 empty] | 12.55% | 10.13% | 22.68% | 3 | 45.26% | 0% | 0% | 1 | 21.61% | 0% | 0% | 1 | 40.73% | 0% | 0% | 1 | 72.4% | 0% | 0% | 3 | 15.71% | 0% | 0% | 1 | 10.83% | 0% | 0% | 1
205 | Martinez | Solano | 0 | 0 | 0 | 0% | 0% | 1 |  |  |  |  | 0.05624% | [5 empty] | 33.28% | 0.2067% | 33.48% | 2 | 11.28% | 0% | 0% | 1 | 36.91% | 0% | 0% | 1 | 43.16% | 0% | 0% | 1 | 66.42% | 0% | 0% | 2 | 15.25% | 0% | 0% | 1 | 22.74% | 0% | 0% | 1 | 0% | 0% | 1 |  |  |  |  | 0.6976% | [5 empty] | 23.74% | 1.911% | 25.65% | 2 | 28.82% | 0% | 0% | 1 | 43.55% | 0% | 0% | 1 | 48.69% | 0% | 0% | 1 | 76.93% | 0% | 0% | 3 | 16.06% | 0% | 0% | 1 | 32.1% | 0% | 0% | 1 | 0% | 0% | 1 |  |  |  |  | 3.609% | [5 empty] | 28.29% | 5.471% | 33.77% | 2 | 33.33% | 0% | 0% | 1 | 42.53% | 0% | 0% | 1 | 48.91% | 0% | 0% | 1 | 74.05% | 0% | 0% | 3 | 22.98% | 0% | 0% | 1 | 23.98% | 0% | 0% | 1 | 0% | 0% | 1 |  |  |  |  | 11.94% | [5 empty] | 31.24% | 9.579% | 40.82% | 2 | 39.78% | 0% | 0% | 1 | 37.94% | 0% | 0% | 1 | 45.42% | 0% | 0% | 1 | 71.34% | 0% | 0% | 3 | 25.98% | 0% | 0% | 1 | 17.91% | 0% | 0% | 1
206 | Lone Tree | Solano | 0 | 0 | 0 | 0% | 0% | 1 |  |  |  |  | 2.448% | [5 empty] | 51.76% | 16.96% | 68.72% | 3 | 46.21% | 0% | 0% | 1 | 78.25% | 0% | 0% | 3 | 78.03% | 0% | 0% | 3 | 80.53% | 0% | 0% | 3 | 29.93% | 0% | 0% | 1 | 14.68% | 0% | 0% | 1 | 0% | 0% | 1 |  |  |  |  | 27.08% | [5 empty] | 19.52% | 6.87% | 26.39% | 2 | 40.23% | 0% | 0% | 1 | 56.87% | 0% | 0% | 2 | 54.3% | 0% | 0% | 2 | 69.1% | 0% | 0% | 2 | 10.86% | 0% | 0% | 1 | 19.42% | 0% | 0% | 1 | 0% | 0% | 1 |  |  |  |  | 43.66% | [5 empty] | 9% | 3.526% | 12.53% | 2 | 32.37% | 0% | 0% | 1 | 38.48% | 0% | 0% | 1 | 37.03% | 0% | 0% | 1 | 52.74% | 0% | 0% | 2 | 6.001% | 0% | 0% | 1 | 15.55% | 0% | 0% | 1 | 0% | 0% | 1 |  |  |  |  | 41.93% | [5 empty] | 8.129% | 2.714% | 10.84% | 2 | 28.67% | 0% | 0% | 1 | 32.92% | 0% | 0% | 1 | 34.93% | 0% | 0% | 1 | 49.95% | 0% | 0% | 1 | 11.98% | 0% | 0% | 1 | 12.99% | 0% | 0% | 1
207 | Delta PP | Solano | 0 | 0 | 10 | 0% | 0% | 1 |  |  |  |  | 39.33% | [5 empty] | 13.16% | 2.107% | 15.26% | 2 | 53.72% | 0% | 0% | 2 | 46.79% | 0% | 0% | 1 | 48.22% | 0% | 0% | 1 | 64.41% | 0% | 0% | 2 | 8.807% | 0% | 0% | 1 | 5.798% | 0% | 0% | 1 | 0% | 0% | 1 |  |  |  |  | 44.96% | [5 empty] | 13.49% | 4.006% | 17.5% | 2 | 48.51% | 0% | 0% | 1 | 40.34% | 0% | 0% | 1 | 40.89% | 0% | 0% | 1 | 56.25% | 0% | 0% | 2 | 18.65% | 0% | 0% | 1 | 6.326% | 0% | 0% | 1 | 0% | 0% | 1 |  |  |  |  | 43.03% | [5 empty] | 12.18% | 3.13% | 15.31% | 2 | 48.28% | 0% | 0% | 1 | 39.2% | 0% | 0% | 1 | 39.38% | 0% | 0% | 1 | 60.11% | 0% | 0% | 2 | 21.31% | 0% | 0% | 1 | 7.586% | 0% | 0% | 1 | 0% | 0% | 1 |  |  |  |  | 42.8% | [5 empty] | 12.12% | 2.752% | 14.87% | 2 | 44.31% | 0% | 0% | 1 | 31.32% | 0% | 0% | 1 | 33.06% | 0% | 0% | 1 | 56.22% | 0% | 0% | 2 | 24.69% | 0% | 0% | 1 | 8.101% | 0% | 0% | 1
208 | Green Ridge Midway | Solano | 0 | 0 | 10 | 0% | 0% | 1 |  |  |  |  | 27.66% | [5 empty] | 7.768% | 0.02241% | 7.79% | 2 | 67.84% | 0% | 0% | 2 | 59.76% | 0% | 0% | 2 | 61.07% | 0% | 0% | 2 | 76.48% | 0% | 0% | 3 | 29.27% | 0% | 0% | 1 | 4.784% | 0% | 0% | 1 | 0% | 0% | 1 |  |  |  |  | 37.67% | [5 empty] | 13.08% | 1.454% | 14.54% | 2 | 58.59% | 0% | 0% | 2 | 39.69% | 0% | 0% | 1 | 40.11% | 0% | 0% | 1 | 65.38% | 0% | 0% | 2 | 27.94% | 0% | 0% | 1 | 5.202% | 0% | 0% | 1 | 0% | 0% | 1 |  |  |  |  | 40.41% | [5 empty] | 16.33% | 2.94% | 19.27% | 2 | 55.16% | 0% | 0% | 2 | 33.47% | 0% | 0% | 1 | 34.85% | 0% | 0% | 1 | 60.92% | 0% | 0% | 2 | 30.77% | 0% | 0% | 1 | 5.313% | 0% | 0% | 1 | 0% | 0% | 1 |  |  |  |  | 42.6% | [5 empty] | 16.6% | 2.715% | 19.32% | 2 | 52.27% | 0% | 0% | 2 | 31.11% | 0% | 0% | 1 | 34.58% | 0% | 0% | 1 | 62.82% | 0% | 0% | 2 | 28.87% | 0% | 0% | 1 | 6.452% | 0% | 0% | 1
209 | Inyo | Greater_Kramer (Exclude) | 0 | 0 | 0 | 0% | 0% | 1 |  |  |  |  | 0% | [5 empty] | 27.38% | 0% | 27.38% | 2 | 0% | 0% | 0% | 1 | 8.043% | 0% | 0% | 1 | 23.76% | 0% | 0% | 1 | 23.76% | 0% | 0% | 1 | 82.23% | 0% | 0% | 3 | 13.23% | 0% | 0% | 1 | 0% | 0% | 1 |  |  |  |  | 0% | [5 empty] | 32.15% | 0% | 32.15% | 2 | 0% | 0% | 0% | 1 | 16.22% | 0% | 0% | 1 | 26.06% | 0% | 0% | 1 | 28% | 0% | 0% | 1 | 76.98% | 0% | 0% | 3 | 7.203% | 0% | 0% | 1 | 0% | 0% | 1 |  |  |  |  | 0% | [5 empty] | 47.85% | 0% | 47.85% | 2 | 0% | 0% | 0% | 1 | 18.55% | 0% | 0% | 1 | 18.26% | 0% | 0% | 1 | 27.39% | 0% | 0% | 1 | 76.46% | 0% | 0% | 3 | 6.068% | 0% | 0% | 1 | 0% | 0% | 1 |  |  |  |  | 0% | [5 empty] | 48.15% | 0% | 48.15% | 2 | 0% | 0% | 0% | 1 | 24.03% | 0% | 0% | 1 | 10.68% | 0% | 0% | 1 | 29.01% | 0% | 0% | 1 | 77% | 0% | 0% | 3 | 3.643% | 0% | 0% | 1
210 | Control | Greater_Kramer (Exclude) | 0 | 0 | 0 | 0% | 0% | 1 |  |  |  |  | 0% | [5 empty] | 36.71% | 0% | 36.71% | 2 | 0% | 0% | 0% | 1 | 1.148% | 0% | 0% | 1 | 30.24% | 0% | 0% | 1 | 30.24% | 0% | 0% | 1 | 85.51% | 0% | 0% | 3 | 17.97% | 0% | 0% | 1 | 0% | 0% | 1 |  |  |  |  | 0% | [5 empty] | 42.76% | 0% | 42.76% | 2 | 0% | 0% | 0% | 1 | 9.484% | 0% | 0% | 1 | 23.54% | 0% | 0% | 1 | 23.87% | 0% | 0% | 1 | 76.72% | 0% | 0% | 3 | 8.726% | 0% | 0% | 1 | 0% | 0% | 1 |  |  |  |  | 0% | [5 empty] | 51.75% | 0% | 51.75% | 3 | 0% | 0% | 0% | 1 | 17.71% | 0% | 0% | 1 | 16.2% | 0% | 0% | 1 | 24.36% | 0% | 0% | 1 | 74.19% | 0% | 0% | 3 | 6.105% | 0% | 0% | 1 | 0% | 0% | 1 |  |  |  |  | 0% | [5 empty] | 48.65% | 0% | 48.65% | 2 | 0% | 0% | 0% | 1 | 24.04% | 0% | 0% | 1 | 10.45% | 0% | 0% | 1 | 28.94% | 0% | 0% | 1 | 77.05% | 0% | 0% | 3 | 3.75% | 0% | 0% | 1
211 | Big Creek | Central_Valley_North_Los_Banos | 0 | 0 | 0 | 0% | 0% | 1 |  |  |  |  | 0% | [5 empty] | 0% | 0% | 0% | 1 | 0% | 0% | 0% | 1 | 0% | 0% | 0% | 1 | 0% | 0% | 0% | 1 | 0% | 0% | 0% | 1 | 0% | 0% | 0% | 1 | 0% | 0% | 0% | 1 | 0% | 0% | 1 |  |  |  |  | 0% | [5 empty] | 0% | 0% | 0% | 1 | 0% | 0% | 0% | 1 | 0% | 0% | 0% | 1 | 0% | 0% | 0% | 1 | 0% | 0% | 0% | 1 | 0% | 0% | 0% | 1 | 0% | 0% | 0% | 1 | 0% | 0% | 1 |  |  |  |  | 0% | [5 empty] | 0% | 0% | 0% | 1 | 0% | 0% | 0% | 1 | 0% | 0% | 0% | 1 | 0% | 0% | 0% | 1 | 0% | 0% | 0% | 1 | 0% | 0% | 0% | 1 | 0% | 0% | 0% | 1 | 0% | 0% | 1 |  |  |  |  | 0% | [5 empty] | 0% | 0% | 0% | 1 | 0% | 0% | 0% | 1 | 5.293% | 0% | 0% | 1 | 24.44% | 0% | 0% | 1 | 24.44% | 0% | 0% | 1 | 100% | 0% | 0% | 5 | 22.32% | 0% | 0% | 1
212 | Moss Landing | Peninsula_Monterey | 0 | 0 | 0 | 0% | 0% | 1 |  |  |  |  | 49.3% | [5 empty] | 0% | 0% | 0% | 1 | 2.815% | 0% | 0% | 1 | 40.45% | 0% | 0% | 1 | 56.87% | 0% | 0% | 2 | 59.69% | 0% | 0% | 2 | 0% | 0% | 0% | 1 | 11.53% | 0% | 0% | 1 | 0% | 0% | 1 |  |  |  |  | 41.99% | [5 empty] | 1.697% | 0.1414% | 1.838% | 2 | 4.221% | 0% | 0% | 1 | 40.91% | 0% | 0% | 1 | 61.05% | 0% | 0% | 2 | 65.28% | 0% | 0% | 2 | 1.826% | 0% | 0% | 1 | 9.905% | 0% | 0% | 1 | 0% | 0% | 1 |  |  |  |  | 48.92% | [5 empty] | 2.337% | 2.788% | 5.125% | 2 | 4.904% | 0% | 0% | 1 | 33.36% | 0% | 0% | 1 | 46.16% | 0% | 0% | 1 | 48.93% | 0% | 0% | 1 | 3.244% | 0% | 0% | 1 | 7.78% | 0% | 0% | 1 | 0% | 0% | 1 |  |  |  |  | 47.24% | [5 empty] | 16.15% | 13.31% | 29.46% | 3 | 15.51% | 0% | 0% | 1 | 11.87% | 0% | 0% | 1 | 26.1% | 0% | 0% | 1 | 37.52% | 0% | 0% | 1 | 15.21% | 0% | 0% | 1 | 5.702% | 0% | 0% | 1
213 | Cal Ave | Central_Valley_North_Los_Banos | 0 | 0 | 0 | 0% | 0% | 1 |  |  |  |  | 73.42% | [5 empty] | 0% | 0% | 0% | 1 | 0% | 0% | 0% | 1 | 0% | 0% | 0% | 1 | 0% | 0% | 0% | 1 | 0% | 0% | 0% | 1 | 0% | 0% | 0% | 1 | 0.054% | 0% | 0% | 1 | 0% | 0% | 1 |  |  |  |  | 70.66% | [5 empty] | 0% | 0% | 0% | 1 | 3.27% | 0% | 0% | 1 | 0.7395% | 0% | 0% | 1 | 0.7395% | 0% | 0% | 1 | 4.01% | 0% | 0% | 1 | 0% | 0% | 0% | 1 | 0.6804% | 0% | 0% | 1 | 0% | 0% | 1 |  |  |  |  | 59.46% | [5 empty] | 0% | 0% | 0% | 1 | 3.941% | 0% | 0% | 1 | 9.576% | 0% | 0% | 1 | 9.576% | 0% | 0% | 1 | 13.43% | 0% | 0% | 1 | 1.643% | 0% | 0% | 1 | 3.17% | 0% | 0% | 1 | 0% | 0% | 1 |  |  |  |  | 44.92% | [5 empty] | 0% | 0% | 0% | 1 | 19.1% | 0% | 0% | 1 | 15.64% | 0% | 0% | 1 | 18.83% | 0% | 0% | 1 | 31.33% | 0% | 0% | 1 | 2.378% | 0% | 0% | 1 | 6.554% | 0% | 0% | 1
214 | Poso Mountain | Central_Valley_North_Los_Banos | 0 | 0 | 0 | 0% | 0% | 1 |  |  |  |  | 0% | [5 empty] | 0% | 0% | 0% | 1 | 0% | 0% | 0% | 1 | 0% | 0% | 0% | 1 | 0% | 0% | 0% | 1 | 0% | 0% | 0% | 1 | 0% | 0% | 0% | 1 | 0% | 0% | 0% | 1 | 0% | 0% | 1 |  |  |  |  | 0% | [5 empty] | 100% | 0% | 100% | 5 | 100% | 0% | 0% | 5 | 0% | 0% | 0% | 1 | 0% | 0% | 0% | 1 | 100% | 0% | 0% | 5 | 18.24% | 0% | 0% | 1 | 0% | 0% | 0% | 1 | 0% | 0% | 1 |  |  |  |  | 0% | [5 empty] | 100% | 0% | 100% | 5 | 22.1% | 0% | 0% | 1 | 0.0434% | 0% | 0% | 1 | 41.54% | 0% | 0% | 1 | 45.3% | 0% | 0% | 1 | 71.98% | 0% | 0% | 3 | 1.727% | 0% | 0% | 1 | 0% | 0% | 1 |  |  |  |  | 0% | [5 empty] | 52.24% | 47.76% | 100% | 5 | 30.24% | 0% | 0% | 1 | 29.02% | 0% | 0% | 1 | 53.46% | 0% | 0% | 2 | 71.31% | 0% | 0% | 3 | 69.21% | 0% | 0% | 2 | 2.298% | 0% | 0% | 1
215 | Walnut | Greater_LA | 0 | 0 | 0 | 0% | 0% | 1 |  |  |  |  | 0% | [5 empty] | 0% | 0% | 0% | 1 | 0% | 0% | 0% | 1 | 0% | 0% | 0% | 1 | 0% | 0% | 0% | 1 | 0% | 0% | 0% | 1 | 0% | 0% | 0% | 1 | 0% | 0% | 0% | 1 | 0% | 0% | 1 |  |  |  |  | 0% | [5 empty] | 0% | 0% | 0% | 1 | 0% | 0% | 0% | 1 | 0% | 0% | 0% | 1 | 0% | 0% | 0% | 1 | 0% | 0% | 0% | 1 | 0% | 0% | 0% | 1 | 0% | 0% | 0% | 1 | 0% | 0% | 1 |  |  |  |  | 0% | [5 empty] | 0% | 88.16% | 88.16% | 5 | 59.69% | 0% | 0% | 2 | 38.44% | 0% | 0% | 1 | 40.31% | 0% | 0% | 1 | 100% | 0% | 0% | 5 | 44.9% | 0% | 0% | 1 | 2.131% | 0% | 0% | 1 | 0% | 0% | 1 |  |  |  |  | 0% | [5 empty] | 0.6334% | 50.45% | 51.09% | 5 | 18.43% | 0% | 0% | 1 | 19.38% | 0% | 0% | 1 | 66.4% | 0% | 0% | 2 | 73.74% | 0% | 0% | 3 | 34.06% | 0% | 0% | 1 | 8.509% | 0% | 0% | 1
216 | Chevmain | Greater_LA | 0 | 0 | 0 | 0% | 0% | 1 |  |  |  |  | 0% | [5 empty] | 20.72% | 0% | 20.72% | 2 | 2.89% | 0% | 0% | 1 | 30.56% | 0% | 0% | 1 | 55.07% | 0% | 0% | 2 | 57.96% | 0% | 0% | 2 | 0% | 0% | 0% | 1 | 0.1727% | 0% | 0% | 1 | 0% | 0% | 1 |  |  |  |  | 0% | [5 empty] | 4.666% | 0.3376% | 5.003% | 2 | 0.7583% | 0% | 0% | 1 | 3.4% | 0% | 0% | 1 | 69.2% | 0% | 0% | 2 | 69.96% | 0% | 0% | 2 | 0% | 0% | 0% | 1 | 0.2075% | 0% | 0% | 1 | 0% | 0% | 1 |  |  |  |  | 0% | [5 empty] | 3.543% | 1.085% | 4.628% | 2 | 1.082% | 0% | 0% | 1 | 3.203% | 0% | 0% | 1 | 54.86% | 0% | 0% | 2 | 55.94% | 0% | 0% | 2 | 0% | 0% | 0% | 1 | 0.2331% | 0% | 0% | 1 | 0% | 0% | 1 |  |  |  |  | 0% | [5 empty] | 1.884% | 16.47% | 18.35% | 3 | 1.286% | 0% | 0% | 1 | 7.902% | 0% | 0% | 1 | 61.4% | 0% | 0% | 2 | 62.69% | 0% | 0% | 2 | 0.5706% | 0% | 0% | 1 | 2.71% | 0% | 0% | 1
217 | Long Beach | Greater_LA | 0 | 0 | 0 | 0% | 0% | 1 |  |  |  |  | 0% | [5 empty] | 0.1503% | 0% | 0.1503% | 1 | 0% | 0% | 0% | 1 | 10.41% | 0% | 0% | 1 | 62.33% | 0% | 0% | 2 | 62.33% | 0% | 0% | 2 | 0% | 0% | 0% | 1 | 0.4252% | 0% | 0% | 1 | 0% | 0% | 1 |  |  |  |  | 0% | [5 empty] | 1.819% | 0% | 1.819% | 1 | 0.1433% | 0% | 0% | 1 | 9.329% | 0% | 0% | 1 | 68.55% | 0% | 0% | 2 | 68.69% | 0% | 0% | 2 | 0% | 0% | 0% | 1 | 0.4333% | 0% | 0% | 1 | 0% | 0% | 1 |  |  |  |  | 0% | [5 empty] | 1.332% | 0% | 1.332% | 1 | 0.105% | 0% | 0% | 1 | 15.17% | 0% | 0% | 1 | 76.04% | 0% | 0% | 3 | 76.15% | 0% | 0% | 3 | 0% | 0% | 0% | 1 | 3.426% | 0% | 0% | 1 | 0% | 0% | 1 |  |  |  |  | 0% | [5 empty] | 1.699% | 4.292% | 5.99% | 2 | 0.4752% | 0% | 0% | 1 | 13.78% | 0% | 0% | 1 | 72.45% | 0% | 0% | 3 | 72.92% | 0% | 0% | 3 | 3.038% | 0% | 0% | 1 | 3.189% | 0% | 0% | 1
218 | Pit 1 | Northern_California | 0 | 0 | 0 | 0% | 0% | 1 |  |  |  |  | 0% | [5 empty] | 97.67% | 0% | 97.67% | 5 | 29.64% | 0% | 0% | 1 | 24.04% | 0% | 0% | 1 | 41.51% | 0% | 0% | 1 | 43.9% | 0% | 0% | 1 | 51.17% | 0% | 0% | 2 | 1.006% | 0% | 0% | 1 | 0% | 0% | 1 |  |  |  |  | 0% | [5 empty] | 95.79% | 0% | 95.79% | 5 | 30.06% | 0% | 0% | 1 | 9.311% | 0% | 0% | 1 | 6.345% | 0% | 0% | 1 | 35.95% | 0% | 0% | 1 | 69.95% | 0% | 0% | 2 | 2.13% | 0% | 0% | 1 | 0% | 0% | 1 |  |  |  |  | 0.1141% | [5 empty] | 97.84% | 0% | 97.84% | 5 | 39.65% | 0% | 0% | 1 | 10.12% | 0% | 0% | 1 | 5.667% | 0% | 0% | 1 | 46.07% | 0% | 0% | 1 | 70.81% | 0% | 0% | 3 | 3.661% | 0% | 0% | 1 | 0% | 0% | 1 |  |  |  |  | 0.05207% | [5 empty] | 90.89% | 1.106% | 91.99% | 5 | 38.85% | 0% | 0% | 1 | 8.523% | 0% | 0% | 1 | 8.564% | 0% | 0% | 1 | 45.09% | 0% | 0% | 1 | 68.71% | 0% | 0% | 2 | 3.973% | 0% | 0% | 1
219 | Cove Rd | Northern_California | 0 | 0 | 0 | 0% | 0% | 1 |  |  |  |  | 0.09001% | [5 empty] | 92.58% | 6.992% | 99.57% | 5 | 50.81% | 0% | 0% | 2 | 21.93% | 0% | 0% | 1 | 26.29% | 0% | 0% | 1 | 63.61% | 0% | 0% | 2 | 67.83% | 0% | 0% | 2 | 5.153% | 0% | 0% | 1 | 0% | 0% | 1 |  |  |  |  | 0.04786% | [5 empty] | 95.11% | 4.198% | 99.31% | 5 | 49.22% | 0% | 0% | 1 | 23.56% | 0% | 0% | 1 | 25.37% | 0% | 0% | 1 | 64.34% | 0% | 0% | 2 | 69.44% | 0% | 0% | 2 | 4.7% | 0% | 0% | 1 | 0% | 0% | 1 |  |  |  |  | 0.03101% | [5 empty] | 96.63% | 2.719% | 99.35% | 5 | 41.29% | 0% | 0% | 1 | 21.72% | 0% | 0% | 1 | 24.28% | 0% | 0% | 1 | 55.9% | 0% | 0% | 2 | 72.4% | 0% | 0% | 3 | 4.228% | 0% | 0% | 1 | 0% | 0% | 1 |  |  |  |  | 0.08117% | [5 empty] | 94.5% | 5.036% | 99.53% | 5 | 38.99% | 0% | 0% | 1 | 20.64% | 0% | 0% | 1 | 22.45% | 0% | 0% | 1 | 53.34% | 0% | 0% | 2 | 64.3% | 0% | 0% | 2 | 4.304% | 0% | 0% | 1
220 | Drum | Northern_California | 0 | 0 | 0 | 0% | 0% | 1 |  |  |  |  | 0% | [5 empty] | 82.08% | 15.07% | 97.15% | 5 | 5.686% | 0% | 0% | 1 | 14.56% | 0% | 0% | 1 | 0.08457% | 0% | 0% | 1 | 20.33% | 0% | 0% | 1 | 55.21% | 0% | 0% | 2 | 2.5% | 0% | 0% | 1 | 0% | 0% | 1 |  |  |  |  | 0% | [5 empty] | 69.2% | 9.29% | 78.49% | 5 | 16.38% | 0% | 0% | 1 | 18.33% | 0% | 0% | 1 | 9.255% | 0% | 0% | 1 | 36.32% | 0% | 0% | 1 | 58.35% | 0% | 0% | 2 | 4.668% | 0% | 0% | 1 | 0% | 0% | 1 |  |  |  |  | 0% | [5 empty] | 48.53% | 15.52% | 64.05% | 3 | 11.7% | 0% | 0% | 1 | 9.226% | 0% | 0% | 1 | 12.83% | 0% | 0% | 1 | 29.58% | 0% | 0% | 1 | 66.44% | 0% | 0% | 2 | 4.813% | 0% | 0% | 1 | 0% | 0% | 1 |  |  |  |  | 0% | [5 empty] | 47.81% | 12.46% | 60.27% | 3 | 12.43% | 0% | 0% | 1 | 15.01% | 0% | 0% | 1 | 19.33% | 0% | 0% | 1 | 36.49% | 0% | 0% | 1 | 67.21% | 0% | 0% | 2 | 7.445% | 0% | 0% | 1
221 | Vierra | Solano | 0 | 0 | 0 | 0% | 0% | 1 |  |  |  |  | 74.06% | [5 empty] | 0% | 0% | 0% | 1 | 17.08% | 0% | 0% | 1 | 5.272% | 0% | 0% | 1 | 5.272% | 0% | 0% | 1 | 19.61% | 0% | 0% | 1 | 0% | 0% | 0% | 1 | 4.47% | 0% | 0% | 1 | 0% | 0% | 1 |  |  |  |  | 72.63% | [5 empty] | 0% | 0% | 0% | 1 | 30.43% | 0% | 0% | 1 | 6.954% | 0% | 0% | 1 | 5.419% | 0% | 0% | 1 | 33.05% | 0% | 0% | 1 | 0.8727% | 0% | 0% | 1 | 3.153% | 0% | 0% | 1 | 0% | 0% | 1 |  |  |  |  | 56.48% | [5 empty] | 0% | 0% | 0% | 1 | 47.2% | 0% | 0% | 1 | 14.96% | 0% | 0% | 1 | 15.03% | 0% | 0% | 1 | 49.56% | 0% | 0% | 1 | 10.25% | 0% | 0% | 1 | 3.54% | 0% | 0% | 1 | 0% | 0% | 1 |  |  |  |  | 44.41% | [5 empty] | 7.507% | 0.383% | 7.89% | 2 | 48.96% | 0% | 0% | 1 | 20.9% | 0% | 0% | 1 | 27.2% | 0% | 0% | 1 | 57.75% | 0% | 0% | 2 | 19.98% | 0% | 0% | 1 | 5.339% | 0% | 0% | 1
222 | Coyote | Peninsula_Monterey | 0 | 0 | 0 | 0% | 0% | 1 |  |  |  |  | 0% | [5 empty] | 44.58% | 55.42% | 100% | 5 | 100% | 0% | 0% | 5 | 0.5604% | 0% | 0% | 1 | 31.38% | 0% | 0% | 1 | 100% | 0% | 0% | 5 | 83.19% | 0% | 0% | 3 | 3.348% | 0% | 0% | 1 | 0% | 0% | 1 |  |  |  |  | 0% | [5 empty] | 84.27% | 15.73% | 100% | 5 | 84.87% | 0% | 0% | 3 | 32.65% | 0% | 0% | 1 | 47.7% | 0% | 0% | 1 | 93.49% | 0% | 0% | 4 | 89.41% | 0% | 0% | 3 | 1.69% | 0% | 0% | 1 | 0% | 0% | 1 |  |  |  |  | 0.02532% | [5 empty] | 77.46% | 21.6% | 99.06% | 5 | 81.82% | 0% | 0% | 3 | 24.53% | 0% | 0% | 1 | 41.76% | 0% | 0% | 1 | 93.81% | 0% | 0% | 4 | 84.27% | 0% | 0% | 3 | 1.986% | 0% | 0% | 1 | 0% | 0% | 1 |  |  |  |  | 1.985% | [5 empty] | 53.19% | 9.762% | 62.95% | 3 | 82% | 0% | 0% | 3 | 31.06% | 0% | 0% | 1 | 52.39% | 0% | 0% | 2 | 94.68% | 0% | 0% | 4 | 82.62% | 0% | 0% | 3 | 3.801% | 0% | 0% | 1
223 | Metcalf | Peninsula_Monterey | 0 | 0 | 0 | 0% | 0% | 1 |  |  |  |  | 0% | [5 empty] | 54.63% | 45.37% | 100% | 5 | 100% | 0% | 0% | 5 | 0.9887% | 0% | 0% | 1 | 25.25% | 0% | 0% | 1 | 100% | 0% | 0% | 5 | 85.93% | 0% | 0% | 3 | 2.633% | 0% | 0% | 1 | 0% | 0% | 1 |  |  |  |  | 0% | [5 empty] | 85.57% | 14.43% | 100% | 5 | 86.15% | 0% | 0% | 3 | 31.64% | 0% | 0% | 1 | 45.41% | 0% | 0% | 1 | 93.71% | 0% | 0% | 4 | 90.53% | 0% | 0% | 4 | 1.705% | 0% | 0% | 1 | 0% | 0% | 1 |  |  |  |  | 0.02462% | [5 empty] | 78.23% | 20.7% | 98.93% | 5 | 82.28% | 0% | 0% | 3 | 25.02% | 0% | 0% | 1 | 41.66% | 0% | 0% | 1 | 93.66% | 0% | 0% | 4 | 84.93% | 0% | 0% | 3 | 1.943% | 0% | 0% | 1 | 0% | 0% | 1 |  |  |  |  | 1.864% | [5 empty] | 52.45% | 9.647% | 62.1% | 3 | 82.31% | 0% | 0% | 3 | 30.81% | 0% | 0% | 1 | 52.44% | 0% | 0% | 2 | 94.79% | 0% | 0% | 4 | 83.41% | 0% | 0% | 3 | 3.766% | 0% | 0% | 1
224 | Diablo | Kern_Greater_Carrizo | 0 | 0 | 0 | 0% | 0% | 1 |  |  |  |  | 0.1285% | [5 empty] | 11.53% | 86.53% | 98.06% | 5 | 8.434% | 0% | 0% | 1 | 3.329% | 0% | 0% | 1 | 60.16% | 0% | 0% | 2 | 60.16% | 0% | 0% | 2 | 62.61% | 0% | 0% | 2 | 8.616% | 0% | 0% | 1 | 0% | 0% | 1 |  |  |  |  | 0.1207% | [5 empty] | 26.05% | 60.58% | 86.62% | 5 | 19.21% | 0% | 0% | 1 | 6.802% | 0% | 0% | 1 | 61.25% | 0% | 0% | 2 | 65.02% | 0% | 0% | 2 | 60.67% | 0% | 0% | 2 | 7.902% | 0% | 0% | 1 | 0% | 0% | 1 |  |  |  |  | 0.5892% | [5 empty] | 23.46% | 61.38% | 84.83% | 5 | 52.98% | 0% | 0% | 2 | 19.75% | 0% | 0% | 1 | 46.5% | 0% | 0% | 1 | 72.18% | 0% | 0% | 3 | 64.11% | 0% | 0% | 2 | 8.463% | 0% | 0% | 1 | 0% | 0% | 1 |  |  |  |  | 2.829% | [5 empty] | 37.7% | 34.56% | 72.26% | 5 | 33.88% | 0% | 0% | 1 | 13.93% | 0% | 0% | 1 | 38.3% | 0% | 0% | 1 | 53.94% | 0% | 0% | 2 | 49.39% | 0% | 0% | 1 | 5.812% | 0% | 0% | 1
225 | Coolwater | Greater_Kramer | 210 | 8400 | 0 | 164.5% | 11.31% | 5 |  |  |  |  | 0.6204% | [5 empty] | 0% | 0% | 0% | 1 | 78.15% | 112.3% | 3.446% | 4 | 24.21% | 32.38% | 0% | 2 | 13.29% | 28.3% | 0% | 2 | 80.3% | 124.6% | 6.025% | 4 | 51.96% | 51.08% | 0% | 3 | 2.766% | 124.6% | 6.025% | 4 | 34.13% | 0% | 2 |  |  |  |  | 2.568% | [5 empty] | 0% | 0% | 0% | 1 | 53.43% | 28.79% | 0% | 2 | 21.63% | 17.11% | 0% | 1 | 9.857% | 14.87% | 0% | 1 | 55.25% | 29.96% | 0% | 2 | 33.63% | 20.2% | 0% | 2 | 2.064% | 29.96% | 0% | 2 | 23.29% | 0% | 2 |  |  |  |  | 2.312% | [5 empty] | 0% | 0% | 0% | 1 | 44.78% | 13.1% | 0% | 1 | 19.44% | 8.975% | 0% | 1 | 13.11% | 8.321% | 0% | 1 | 50.4% | 14.58% | 0% | 2 | 44.88% | 13.12% | 0% | 1 | 2.133% | 14.58% | 0% | 1 | 12.73% | 0% | 1 |  |  |  |  | 1.424% | [5 empty] | 0% | 0% | 0% | 1 | 43.04% | 6.462% | 0% | 1 | 27.27% | 5.061% | 0% | 1 | 15.27% | 4.344% | 0% | 1 | 54.58% | 8.104% | 0% | 2 | 39.14% | 6.048% | 0% | 1 | 2.024% | 8.104% | 0% | 1
226 | San Onofre | Greater_SD | 0 | 0 | 0 | 0% | 0% | 1 |  |  |  |  | 0% | [5 empty] | 17.12% | 0% | 17.12% | 1 | 0% | 0% | 0% | 1 | 66.45% | 0% | 0% | 2 | 73.72% | 0% | 0% | 3 | 73.72% | 0% | 0% | 3 | 7.89% | 0% | 0% | 1 | 7.969% | 0% | 0% | 1 | 0% | 0% | 1 |  |  |  |  | 0% | [5 empty] | 2.352% | 0% | 2.352% | 1 | 3.837% | 0% | 0% | 1 | 61.56% | 0% | 0% | 2 | 91.73% | 0% | 0% | 4 | 91.73% | 0% | 0% | 4 | 1.084% | 0% | 0% | 1 | 13.29% | 0% | 0% | 1 | 0% | 0% | 1 |  |  |  |  | 0% | [5 empty] | 2.952% | 0% | 2.952% | 1 | 5.542% | 0% | 0% | 1 | 62.65% | 0% | 0% | 2 | 90.1% | 0% | 0% | 4 | 90.1% | 0% | 0% | 4 | 0.9859% | 0% | 0% | 1 | 12.37% | 0% | 0% | 1 | 0% | 0% | 1 |  |  |  |  | 0% | [5 empty] | 1.414% | 0% | 1.414% | 1 | 3.246% | 0% | 0% | 1 | 38.58% | 0% | 0% | 1 | 92.47% | 0% | 0% | 4 | 92.55% | 0% | 0% | 4 | 0.4723% | 0% | 0% | 1 | 13.04% | 0% | 0% | 1
227 | Woodland | Solano | 0 | 0 | 0 | 0% | 0% | 1 |  |  |  |  | 62.61% | [5 empty] | 0% | 0% | 0% | 1 | 53.84% | 0% | 0% | 2 | 15.41% | 0% | 0% | 1 | 30.37% | 0% | 0% | 1 | 65.5% | 0% | 0% | 2 | 0% | 0% | 0% | 1 | 5.124% | 0% | 0% | 1 | 0% | 0% | 1 |  |  |  |  | 66.39% | [5 empty] | 0.01327% | 0% | 0.01327% | 1 | 55.02% | 0% | 0% | 2 | 8.312% | 0% | 0% | 1 | 30.8% | 0% | 0% | 1 | 67.07% | 0% | 0% | 2 | 0.3975% | 0% | 0% | 1 | 3.909% | 0% | 0% | 1 | 0% | 0% | 1 |  |  |  |  | 58.11% | [5 empty] | 4.95% | 0% | 4.95% | 1 | 55.92% | 0% | 0% | 2 | 7.609% | 0% | 0% | 1 | 34.21% | 0% | 0% | 1 | 68.74% | 0% | 0% | 2 | 6.143% | 0% | 0% | 1 | 4.339% | 0% | 0% | 1 | 0% | 0% | 1 |  |  |  |  | 51.55% | [5 empty] | 13.95% | 0% | 13.95% | 1 | 47.63% | 0% | 0% | 1 | 9.494% | 0% | 0% | 1 | 29.18% | 0% | 0% | 1 | 63.03% | 0% | 0% | 2 | 13.31% | 0% | 0% | 1 | 6.087% | 0% | 0% | 1
228 | Donnells PP | El_Dorado_Mariposa | 0 | 0 | 0 | 0% | 0% | 1 |  |  |  |  | 0% | [5 empty] | 35.51% | 1.89% | 37.4% | 2 | 0.3153% | 0% | 0% | 1 | 2.958% | 0% | 0% | 1 | 11.47% | 0% | 0% | 1 | 13.79% | 0% | 0% | 1 | 75.65% | 0% | 0% | 3 | 4.2% | 0% | 0% | 1 | 0% | 0% | 1 |  |  |  |  | 0% | [5 empty] | 42.89% | 1.347% | 44.24% | 2 | 8.778% | 0% | 0% | 1 | 4.083% | 0% | 0% | 1 | 7.422% | 0% | 0% | 1 | 19.68% | 0% | 0% | 1 | 66.38% | 0% | 0% | 2 | 3.907% | 0% | 0% | 1 | 0% | 0% | 1 |  |  |  |  | 0% | [5 empty] | 50.83% | 0.9872% | 51.81% | 3 | 6.488% | 0% | 0% | 1 | 5.285% | 0% | 0% | 1 | 8.529% | 0% | 0% | 1 | 18.31% | 0% | 0% | 1 | 54.45% | 0% | 0% | 2 | 3.577% | 0% | 0% | 1 | 0% | 0% | 1 |  |  |  |  | 0% | [5 empty] | 48.13% | 0.6913% | 48.82% | 2 | 5.921% | 0% | 0% | 1 | 7.68% | 0% | 0% | 1 | 11.03% | 0% | 0% | 1 | 22.77% | 0% | 0% | 1 | 61.6% | 0% | 0% | 2 | 5.281% | 0% | 0% | 1
229 | Mandalay | Greater_LA | 0 | 0 | 0 | 0% | 0% | 1 |  |  |  |  | 0% | [5 empty] | 1.202% | 0% | 1.202% | 1 | 20.32% | 0% | 0% | 1 | 48.89% | 0% | 0% | 1 | 83.1% | 0% | 0% | 3 | 83.1% | 0% | 0% | 3 | 0% | 0% | 0% | 1 | 40.64% | 0% | 0% | 1 | 0% | 0% | 1 |  |  |  |  | 0.1215% | [5 empty] | 4.009% | 0.005812% | 4.015% | 2 | 25.93% | 0% | 0% | 1 | 55.89% | 0% | 0% | 2 | 81.01% | 0% | 0% | 3 | 81.01% | 0% | 0% | 3 | 0% | 0% | 0% | 1 | 45.72% | 0% | 0% | 1 | 0% | 0% | 1 |  |  |  |  | 0.1462% | [5 empty] | 5.754% | 0.8722% | 6.626% | 2 | 25.3% | 0% | 0% | 1 | 52.79% | 0% | 0% | 2 | 76.66% | 0% | 0% | 3 | 77.51% | 0% | 0% | 3 | 0.6876% | 0% | 0% | 1 | 43.23% | 0% | 0% | 1 | 0% | 0% | 1 |  |  |  |  | 4.815% | [5 empty] | 12.97% | 70.43% | 83.4% | 5 | 43.65% | 0% | 0% | 1 | 7.556% | 0% | 0% | 1 | 14.56% | 0% | 0% | 1 | 54.54% | 0% | 0% | 2 | 46.47% | 0% | 0% | 1 | 16.41% | 0% | 0% | 1
230 | North Gila | Arizona | 0 | 0 | 0 | 0% | 0% | 1 |  |  |  |  | 32.65% | [5 empty] | 0% | 0% | 0% | 1 | 1.12% | 0% | 0% | 1 | 75.61% | 0% | 0% | 3 | 66.97% | 0% | 0% | 2 | 75.71% | 0% | 0% | 3 | 44.21% | 0% | 0% | 1 | 4.551% | 0% | 0% | 1 | 0% | 0% | 1 |  |  |  |  | 17.4% | [5 empty] | 0% | 0% | 0% | 1 | 0.6205% | 0% | 0% | 1 | 54.91% | 0% | 0% | 2 | 50.57% | 0% | 0% | 2 | 55.02% | 0% | 0% | 2 | 58.58% | 0% | 0% | 2 | 3.269% | 0% | 0% | 1 | 0% | 0% | 1 |  |  |  |  | 13.38% | [5 empty] | 0% | 0% | 0% | 1 | 0.5141% | 0% | 0% | 1 | 47.85% | 0% | 0% | 1 | 40.23% | 0% | 0% | 1 | 47.93% | 0% | 0% | 1 | 55.24% | 0% | 0% | 2 | 2.528% | 0% | 0% | 1 | 0% | 0% | 1 |  |  |  |  | 12.99% | [5 empty] | 0% | 0% | 0% | 1 | 0.6263% | 0% | 0% | 1 | 46.57% | 0% | 0% | 1 | 39.13% | 0% | 0% | 1 | 46.65% | 0% | 0% | 1 | 54.81% | 0% | 0% | 2 | 2.455% | 0% | 0% | 1
231 | Eight Mile | Solano | 0 | 0 | 0 | 0% | 0% | 1 |  |  |  |  | 75.9% | [5 empty] | 0% | 0% | 0% | 1 | 18.56% | 0% | 0% | 1 | 28.14% | 0% | 0% | 1 | 28.14% | 0% | 0% | 1 | 35.93% | 0% | 0% | 1 | 0% | 0% | 0% | 1 | 7.291% | 0% | 0% | 1 | 0% | 0% | 1 |  |  |  |  | 72.97% | [5 empty] | 0% | 0% | 0% | 1 | 14.32% | 0% | 0% | 1 | 20.66% | 0% | 0% | 1 | 21.17% | 0% | 0% | 1 | 30.24% | 0% | 0% | 1 | 0% | 0% | 0% | 1 | 8.036% | 0% | 0% | 1 | 0% | 0% | 1 |  |  |  |  | 67.85% | [5 empty] | 0% | 0% | 0% | 1 | 14.18% | 0% | 0% | 1 | 18.73% | 0% | 0% | 1 | 18.95% | 0% | 0% | 1 | 29.57% | 0% | 0% | 1 | 0% | 0% | 0% | 1 | 7.509% | 0% | 0% | 1 | 0% | 0% | 1 |  |  |  |  | 48.56% | [5 empty] | 3.358% | 1.064% | 4.422% | 2 | 28.95% | 0% | 0% | 1 | 24.57% | 0% | 0% | 1 | 27% | 0% | 0% | 1 | 44.62% | 0% | 0% | 1 | 4.717% | 0% | 0% | 1 | 10.21% | 0% | 0% | 1
232 | Kern Power | Central_Valley_North_Los_Banos | 0 | 0 | 0 | 0% | 0% | 1 |  |  |  |  | 0% | [5 empty] | 0% | 0% | 0% | 1 | 0% | 0% | 0% | 1 | 0% | 0% | 0% | 1 | 0% | 0% | 0% | 1 | 0% | 0% | 0% | 1 | 0% | 0% | 0% | 1 | 0% | 0% | 0% | 1 | 0% | 0% | 1 |  |  |  |  | 0% | [5 empty] | 0% | 0% | 0% | 1 | 0% | 0% | 0% | 1 | 0% | 0% | 0% | 1 | 0% | 0% | 0% | 1 | 0% | 0% | 0% | 1 | 0% | 0% | 0% | 1 | 0% | 0% | 0% | 1 | 0% | 0% | 1 |  |  |  |  | 0% | [5 empty] | 0% | 0% | 0% | 1 | 0% | 0% | 0% | 1 | 0% | 0% | 0% | 1 | 0% | 0% | 0% | 1 | 0% | 0% | 0% | 1 | 0% | 0% | 0% | 1 | 0% | 0% | 0% | 1 | 0% | 0% | 1 |  |  |  |  | 0% | [5 empty] | 34.06% | 65.94% | 100% | 5 | 74.89% | 0% | 0% | 3 | 19.26% | 0% | 0% | 1 | 32.14% | 0% | 0% | 1 | 89.34% | 0% | 0% | 3 | 47.3% | 0% | 0% | 1 | 2.328% | 0% | 0% | 1
233 | Renfro | Central_Valley_North_Los_Banos | 0 | 0 | 0 | 0% | 0% | 1 |  |  |  |  | 0% | [5 empty] | 0% | 0% | 0% | 1 | 0% | 0% | 0% | 1 | 0% | 0% | 0% | 1 | 0% | 0% | 0% | 1 | 0% | 0% | 0% | 1 | 0% | 0% | 0% | 1 | 0% | 0% | 0% | 1 | 0% | 0% | 1 |  |  |  |  | 0% | [5 empty] | 0% | 0% | 0% | 1 | 0% | 0% | 0% | 1 | 0% | 0% | 0% | 1 | 0% | 0% | 0% | 1 | 0% | 0% | 0% | 1 | 0% | 0% | 0% | 1 | 0% | 0% | 0% | 1 | 0% | 0% | 1 |  |  |  |  | 0% | [5 empty] | 0% | 0% | 0% | 1 | 0% | 0% | 0% | 1 | 0% | 0% | 0% | 1 | 0% | 0% | 0% | 1 | 0% | 0% | 0% | 1 | 0% | 0% | 0% | 1 | 0% | 0% | 0% | 1 | 0% | 0% | 1 |  |  |  |  | 0% | [5 empty] | 100% | 0% | 100% | 5 | 100% | 0% | 0% | 5 | 0% | 0% | 0% | 1 | 69.14% | 0% | 0% | 2 | 100% | 0% | 0% | 5 | 33.59% | 0% | 0% | 1 | 0% | 0% | 0% | 1
234 | Highwind | Tehachapi | 0 | 0 | 0 | 0% | 0% | 1 |  |  |  |  | 0.2845% | [5 empty] | 67.72% | 19.93% | 87.65% | 5 | 42.04% | 0% | 0% | 1 | 5.479% | 0% | 0% | 1 | 32.07% | 0% | 0% | 1 | 64.45% | 0% | 0% | 2 | 46.76% | 0% | 0% | 1 | 1.54% | 0% | 0% | 1 | 0% | 0% | 1 |  |  |  |  | 0.1107% | [5 empty] | 63% | 12.27% | 75.27% | 5 | 36.49% | 0% | 0% | 1 | 18.4% | 0% | 0% | 1 | 33.83% | 0% | 0% | 1 | 62.8% | 0% | 0% | 2 | 50.49% | 0% | 0% | 2 | 1.29% | 0% | 0% | 1 | 0% | 0% | 1 |  |  |  |  | 0.6396% | [5 empty] | 52.37% | 8.862% | 61.23% | 3 | 45.57% | 0% | 0% | 1 | 18.98% | 0% | 0% | 1 | 25.14% | 0% | 0% | 1 | 63.5% | 0% | 0% | 2 | 47.57% | 0% | 0% | 1 | 1.096% | 0% | 0% | 1 | 0% | 0% | 1 |  |  |  |  | 0.8735% | [5 empty] | 40.35% | 7.584% | 47.94% | 2 | 33.91% | 0% | 0% | 1 | 33.44% | 0% | 0% | 1 | 26.58% | 0% | 0% | 1 | 65.23% | 0% | 0% | 2 | 39.18% | 0% | 0% | 1 | 1.328% | 0% | 0% | 1
235 | Sylmar | Tehachapi | 0 | 0 | 0 | 0% | 0% | 1 |  |  |  |  | 0% | [5 empty] | 0% | 100% | 100% | 5 | 64.29% | 0% | 0% | 2 | 0% | 0% | 0% | 1 | 4.485% | 0% | 0% | 1 | 68.77% | 0% | 0% | 2 | 66.49% | 0% | 0% | 2 | 13.65% | 0% | 0% | 1 | 0% | 0% | 1 |  |  |  |  | 0.8631% | [5 empty] | 0% | 100% | 100% | 5 | 65.17% | 0% | 0% | 2 | 0% | 0% | 0% | 1 | 11.53% | 0% | 0% | 1 | 72.39% | 0% | 0% | 3 | 54.73% | 0% | 0% | 2 | 9.773% | 0% | 0% | 1 | 0% | 0% | 1 |  |  |  |  | 3.308% | [5 empty] | 5.217% | 94.7% | 99.92% | 5 | 63.45% | 0% | 0% | 2 | 0.4366% | 0% | 0% | 1 | 6.846% | 0% | 0% | 1 | 66.29% | 0% | 0% | 2 | 58.2% | 0% | 0% | 2 | 11.32% | 0% | 0% | 1 | 0% | 0% | 1 |  |  |  |  | 1.752% | [5 empty] | 22.16% | 76.27% | 98.43% | 5 | 40.21% | 0% | 0% | 1 | 13.8% | 0% | 0% | 1 | 14.96% | 0% | 0% | 1 | 56.64% | 0% | 0% | 2 | 47.53% | 0% | 0% | 1 | 8.444% | 0% | 0% | 1
236 | Westley | Central_Valley_North_Los_Banos | 0 | 0 | 0 | 0% | 0% | 1 |  |  |  |  | 56.03% | [5 empty] | 8.737% | 0% | 8.737% | 1 | 69.39% | 0% | 0% | 2 | 14.21% | 0% | 0% | 1 | 19.13% | 0% | 0% | 1 | 71.5% | 0% | 0% | 3 | 26.08% | 0% | 0% | 1 | 2.753% | 0% | 0% | 1 | 0% | 0% | 1 |  |  |  |  | 52.28% | [5 empty] | 8.364% | 0% | 8.364% | 1 | 58.85% | 0% | 0% | 2 | 11.03% | 0% | 0% | 1 | 17.91% | 0% | 0% | 1 | 60.16% | 0% | 0% | 2 | 28.22% | 0% | 0% | 1 | 2.806% | 0% | 0% | 1 | 0% | 0% | 1 |  |  |  |  | 46.87% | [5 empty] | 9.443% | 0% | 9.443% | 1 | 58.32% | 0% | 0% | 2 | 15.96% | 0% | 0% | 1 | 20.97% | 0% | 0% | 1 | 59.76% | 0% | 0% | 2 | 31.77% | 0% | 0% | 1 | 2.921% | 0% | 0% | 1 | 0% | 0% | 1 |  |  |  |  | 40.52% | [5 empty] | 10.8% | 0% | 10.8% | 1 | 53.29% | 0% | 0% | 2 | 15.81% | 0% | 0% | 1 | 22.71% | 0% | 0% | 1 | 57.87% | 0% | 0% | 2 | 24% | 0% | 0% | 1 | 3.429% | 0% | 0% | 1
237 | GWF Hanford | Central_Valley_North_Los_Banos | 0 | 0 | 0 | 0% | 0% | 1 |  |  |  |  | 23.17% | [5 empty] | 0% | 0% | 0% | 1 | 0% | 0% | 0% | 1 | 0% | 0% | 0% | 1 | 0% | 0% | 0% | 1 | 0% | 0% | 0% | 1 | 0% | 0% | 0% | 1 | 3.672% | 0% | 0% | 1 | 0% | 0% | 1 |  |  |  |  | 32.76% | [5 empty] | 0% | 0% | 0% | 1 | 1.134% | 0% | 0% | 1 | 0% | 0% | 0% | 1 | 0.1006% | 0% | 0% | 1 | 1.134% | 0% | 0% | 1 | 0% | 0% | 0% | 1 | 3.71% | 0% | 0% | 1 | 0% | 0% | 1 |  |  |  |  | 39.15% | [5 empty] | 0% | 0% | 0% | 1 | 3.839% | 0% | 0% | 1 | 0.6098% | 0% | 0% | 1 | 0.6841% | 0% | 0% | 1 | 3.839% | 0% | 0% | 1 | 0% | 0% | 0% | 1 | 3.074% | 0% | 0% | 1 | 0% | 0% | 1 |  |  |  |  | 54.69% | [5 empty] | 0% | 0% | 0% | 1 | 6.278% | 0% | 0% | 1 | 1.238% | 0% | 0% | 1 | 3.89% | 0% | 0% | 1 | 9.414% | 0% | 0% | 1 | 0.1019% | 0% | 0% | 1 | 1.489% | 0% | 0% | 1
238 | Tevis | Central_Valley_North_Los_Banos | 0 | 0 | 0 | 0% | 0% | 1 |  |  |  |  | 0% | [5 empty] | 0% | 0% | 0% | 1 | 0% | 0% | 0% | 1 | 0% | 0% | 0% | 1 | 0% | 0% | 0% | 1 | 0% | 0% | 0% | 1 | 0% | 0% | 0% | 1 | 0% | 0% | 0% | 1 | 0% | 0% | 1 |  |  |  |  | 0% | [5 empty] | 0% | 0% | 0% | 1 | 0% | 0% | 0% | 1 | 0% | 0% | 0% | 1 | 0% | 0% | 0% | 1 | 0% | 0% | 0% | 1 | 0% | 0% | 0% | 1 | 0% | 0% | 0% | 1 | 0% | 0% | 1 |  |  |  |  | 0% | [5 empty] | 0% | 0% | 0% | 1 | 0% | 0% | 0% | 1 | 0% | 0% | 0% | 1 | 0% | 0% | 0% | 1 | 0% | 0% | 0% | 1 | 0% | 0% | 0% | 1 | 0% | 0% | 0% | 1 | 0% | 0% | 1 |  |  |  |  | 0% | [5 empty] | 4.606% | 95.39% | 100% | 5 | 88.98% | 0% | 0% | 3 | 1.356% | 0% | 0% | 1 | 2.434% | 0% | 0% | 1 | 88.98% | 0% | 0% | 3 | 23.35% | 0% | 0% | 1 | 1.516% | 0% | 0% | 1
239 | Otay Mesa | Greater_SD | 0 | 0 | 0 | 0% | 0% | 1 |  |  |  |  | 0% | [5 empty] | 51.14% | 1.807% | 52.94% | 3 | 21.62% | 0% | 0% | 1 | 58.7% | 0% | 0% | 2 | 83.11% | 0% | 0% | 3 | 83.11% | 0% | 0% | 3 | 13.75% | 0% | 0% | 1 | 17.66% | 0% | 0% | 1 | 0% | 0% | 1 |  |  |  |  | 0% | [5 empty] | 28.57% | 9.595% | 38.16% | 2 | 14.74% | 0% | 0% | 1 | 58.62% | 0% | 0% | 2 | 84.15% | 0% | 0% | 3 | 84.15% | 0% | 0% | 3 | 14.8% | 0% | 0% | 1 | 11.79% | 0% | 0% | 1 | 0% | 0% | 1 |  |  |  |  | 0% | [5 empty] | 7.762% | 7.066% | 14.83% | 2 | 4.327% | 0% | 0% | 1 | 18.82% | 0% | 0% | 1 | 80.83% | 0% | 0% | 3 | 81.15% | 0% | 0% | 3 | 5.255% | 0% | 0% | 1 | 3.844% | 0% | 0% | 1 | 0% | 0% | 1 |  |  |  |  | 0.8691% | [5 empty] | 2.586% | 68.03% | 70.61% | 5 | 4.955% | 0% | 0% | 1 | 38.26% | 0% | 0% | 1 | 45.87% | 0% | 0% | 1 | 71.93% | 0% | 0% | 3 | 29.45% | 0% | 0% | 1 | 2.826% | 0% | 0% | 1
240 | Redondo | Greater_LA | 0 | 0 | 0 | 0% | 0% | 1 |  |  |  |  | 0% | [5 empty] | 16.69% | 0% | 16.69% | 1 | 1.315% | 0% | 0% | 1 | 12.41% | 0% | 0% | 1 | 74.52% | 0% | 0% | 3 | 75.84% | 0% | 0% | 3 | 0% | 0% | 0% | 1 | 0.07856% | 0% | 0% | 1 | 0% | 0% | 1 |  |  |  |  | 0% | [5 empty] | 2.673% | 0% | 2.673% | 1 | 0.2106% | 0% | 0% | 1 | 2.446% | 0% | 0% | 1 | 54.35% | 0% | 0% | 2 | 54.56% | 0% | 0% | 2 | 0% | 0% | 0% | 1 | 0.1382% | 0% | 0% | 1 | 0% | 0% | 1 |  |  |  |  | 0% | [5 empty] | 3.223% | 0.5033% | 3.726% | 2 | 0.8773% | 0% | 0% | 1 | 7.858% | 0% | 0% | 1 | 58.74% | 0% | 0% | 2 | 59.62% | 0% | 0% | 2 | 0% | 0% | 0% | 1 | 0.4211% | 0% | 0% | 1 | 0% | 0% | 1 |  |  |  |  | 0% | [5 empty] | 1.668% | 14.41% | 16.08% | 3 | 0.6161% | 0% | 0% | 1 | 13.45% | 0% | 0% | 1 | 63.54% | 0% | 0% | 2 | 64.16% | 0% | 0% | 2 | 2.287% | 0% | 0% | 1 | 3.998% | 0% | 0% | 1
241 | Arkansas | Greater_Imperial (Exclude) | 0 | 0 | 0 | 0% | 0% | 1 |  |  |  |  | 62.34% | [5 empty] | 0% | 0% | 0% | 1 | 2.673% | 0% | 0% | 1 | 32.15% | 0% | 0% | 1 | 30.05% | 0% | 0% | 1 | 34.69% | 0% | 0% | 1 | 1.862% | 0% | 0% | 1 | 3.622% | 0% | 0% | 1 | 0% | 0% | 1 |  |  |  |  | 62.95% | [5 empty] | 0% | 0% | 0% | 1 | 5.15% | 0% | 0% | 1 | 24.64% | 0% | 0% | 1 | 20.39% | 0% | 0% | 1 | 30.49% | 0% | 0% | 1 | 6.119% | 0% | 0% | 1 | 3.414% | 0% | 0% | 1 | 0% | 0% | 1 |  |  |  |  | 56.03% | [5 empty] | 0% | 0% | 0% | 1 | 6.833% | 0% | 0% | 1 | 15.68% | 0% | 0% | 1 | 13.77% | 0% | 0% | 1 | 23.25% | 0% | 0% | 1 | 9.714% | 0% | 0% | 1 | 4.272% | 0% | 0% | 1 | 0% | 0% | 1 |  |  |  |  | 53.54% | [5 empty] | 0% | 0% | 0% | 1 | 6.741% | 0% | 0% | 1 | 12.73% | 0% | 0% | 1 | 11.42% | 0% | 0% | 1 | 20.69% | 0% | 0% | 1 | 12.78% | 0% | 0% | 1 | 3.972% | 0% | 0% | 1
242 | Cal Water | Central_Valley_North_Los_Banos | 0 | 0 | 0 | 0% | 0% | 1 |  |  |  |  | 0% | [5 empty] | 0% | 0% | 0% | 1 | 0% | 0% | 0% | 1 | 0% | 0% | 0% | 1 | 0% | 0% | 0% | 1 | 0% | 0% | 0% | 1 | 0% | 0% | 0% | 1 | 0% | 0% | 0% | 1 | 0% | 0% | 1 |  |  |  |  | 0% | [5 empty] | 100% | 0% | 100% | 5 | 100% | 0% | 0% | 5 | 0% | 0% | 0% | 1 | 0% | 0% | 0% | 1 | 100% | 0% | 0% | 5 | 14.81% | 0% | 0% | 1 | 0% | 0% | 0% | 1 | 0% | 0% | 1 |  |  |  |  | 0% | [5 empty] | 55.5% | 44.5% | 100% | 5 | 61.62% | 0% | 0% | 2 | 32.69% | 0% | 0% | 1 | 54.61% | 0% | 0% | 2 | 87.66% | 0% | 0% | 3 | 67.51% | 0% | 0% | 2 | 2.508% | 0% | 0% | 1 | 0% | 0% | 1 |  |  |  |  | 0.2186% | [5 empty] | 58.26% | 41.74% | 100% | 5 | 34.89% | 0% | 0% | 1 | 14.16% | 0% | 0% | 1 | 35.72% | 0% | 0% | 1 | 60.68% | 0% | 0% | 2 | 69.07% | 0% | 0% | 2 | 2.414% | 0% | 0% | 1
243 | Grimway | Central_Valley_North_Los_Banos | 0 | 0 | 0 | 0% | 0% | 1 |  |  |  |  | 0% | [5 empty] | 0% | 0% | 0% | 1 | 0% | 0% | 0% | 1 | 0% | 0% | 0% | 1 | 0% | 0% | 0% | 1 | 0% | 0% | 0% | 1 | 0% | 0% | 0% | 1 | 0% | 0% | 0% | 1 | 0% | 0% | 1 |  |  |  |  | 0% | [5 empty] | 0% | 100% | 100% | 5 | 75.93% | 0% | 0% | 3 | 0.9538% | 0% | 0% | 1 | 0.9538% | 0% | 0% | 1 | 75.93% | 0% | 0% | 3 | 18.86% | 0% | 0% | 1 | 2.824% | 0% | 0% | 1 | 0% | 0% | 1 |  |  |  |  | 0% | [5 empty] | 14.97% | 85.03% | 100% | 5 | 56.68% | 0% | 0% | 2 | 2.25% | 0% | 0% | 1 | 4.802% | 0% | 0% | 1 | 57.23% | 0% | 0% | 2 | 48.38% | 0% | 0% | 1 | 2.417% | 0% | 0% | 1 | 0% | 0% | 1 |  |  |  |  | 0.1096% | [5 empty] | 74.38% | 19.01% | 93.4% | 5 | 57.49% | 0% | 0% | 2 | 25.88% | 0% | 0% | 1 | 43.15% | 0% | 0% | 1 | 72.65% | 0% | 0% | 3 | 67.2% | 0% | 0% | 2 | 2.383% | 0% | 0% | 1
244 | Viejo | Greater_LA | 0 | 0 | 0 | 0% | 0% | 1 |  |  |  |  | 0% | [5 empty] | 0% | 0% | 0% | 1 | 0% | 0% | 0% | 1 | 0% | 0% | 0% | 1 | 0% | 0% | 0% | 1 | 0% | 0% | 0% | 1 | 0% | 0% | 0% | 1 | 0% | 0% | 0% | 1 | 0% | 0% | 1 |  |  |  |  | 0% | [5 empty] | 1.762% | 0% | 1.762% | 1 | 0.3729% | 0% | 0% | 1 | 27.52% | 0% | 0% | 1 | 89.96% | 0% | 0% | 3 | 90.34% | 0% | 0% | 4 | 0% | 0% | 0% | 1 | 2.487% | 0% | 0% | 1 | 0% | 0% | 1 |  |  |  |  | 0% | [5 empty] | 1.199% | 10.38% | 11.58% | 3 | 7.105% | 0% | 0% | 1 | 28.61% | 0% | 0% | 1 | 87.16% | 0% | 0% | 3 | 94.26% | 0% | 0% | 4 | 5.289% | 0% | 0% | 1 | 8.234% | 0% | 0% | 1 | 0% | 0% | 1 |  |  |  |  | 0% | [5 empty] | 0.7372% | 6.081% | 6.818% | 2 | 4.16% | 0% | 0% | 1 | 26.83% | 0% | 0% | 1 | 91% | 0% | 0% | 4 | 95.16% | 0% | 0% | 5 | 3.343% | 0% | 0% | 1 | 5.297% | 0% | 0% | 1
245 | Kelso | Solano | 6 | 240 | 15 | 49.05% | 0% | 2 |  |  |  |  | 42.72% | [5 empty] | 10.2% | 1.286% | 11.48% | 2 | 54.75% | 0.6978% | 0% | 2 | 43.64% | 0.5603% | 0% | 1 | 44.97% | 0.5739% | 0% | 1 | 63.03% | 0.8541% | 0% | 2 | 9.687% | 0.3497% | 0% | 1 | 5.877% | 0.8541% | 0% | 1 | 11.71% | 0% | 1 |  |  |  |  | 47.14% | [5 empty] | 12.24% | 3.102% | 15.34% | 2 | 46.98% | 0.2932% | 0% | 1 | 37.25% | 0.2477% | 0% | 1 | 38.21% | 0.2515% | 0% | 1 | 54.03% | 0.3381% | 0% | 2 | 18.11% | 0.1898% | 0% | 1 | 6.059% | 0.3381% | 0% | 1 | 6.753% | 0% | 1 |  |  |  |  | 43.19% | [5 empty] | 12.24% | 2.883% | 15.12% | 2 | 48.41% | 0.2081% | 0% | 1 | 38.47% | 0.1744% | 0% | 1 | 38.75% | 0.1753% | 0% | 1 | 59.75% | 0.2667% | 0% | 2 | 21.5% | 0.1367% | 0% | 1 | 7.491% | 0.2667% | 0% | 1 | 0.4421% | 0% | 1 |  |  |  |  | 43.31% | [5 empty] | 12.42% | 2.695% | 15.12% | 2 | 45.17% | 0.09809% | 0% | 1 | 31.06% | 0.07801% | 0% | 1 | 32.91% | 0.08016% | 0% | 1 | 56.63% | 0.124% | 0% | 2 | 24.71% | 0.07143% | 0% | 1 | 7.611% | 0.124% | 0% | 1
246 | BlytheSC 161 kV | Riverside (Exclude) | 0 | 0 | 0 | 0% | 0% | 1 |  |  |  |  | 6.729% | [5 empty] | 0% | 0% | 0% | 1 | 25.06% | 0% | 0% | 1 | 31.8% | 0% | 0% | 1 | 16.44% | 0% | 0% | 1 | 46.53% | 0% | 0% | 1 | 52.67% | 0% | 0% | 2 | 1.356% | 0% | 0% | 1 | 0% | 0% | 1 |  |  |  |  | 2.32% | [5 empty] | 0% | 0% | 0% | 1 | 41.98% | 0% | 0% | 1 | 33.33% | 0% | 0% | 1 | 26.77% | 0% | 0% | 1 | 52.43% | 0% | 0% | 2 | 66.94% | 0% | 0% | 2 | 1.075% | 0% | 0% | 1 | 0% | 0% | 1 |  |  |  |  | 1.664% | [5 empty] | 0% | 0% | 0% | 1 | 38.61% | 0% | 0% | 1 | 36.03% | 0% | 0% | 1 | 29.52% | 0% | 0% | 1 | 51.71% | 0% | 0% | 2 | 67.44% | 0% | 0% | 2 | 1.88% | 0% | 0% | 1 | 0% | 0% | 1 |  |  |  |  | 1.341% | [5 empty] | 0% | 0% | 0% | 1 | 44.97% | 0% | 0% | 1 | 42.13% | 0% | 0% | 1 | 36.6% | 0% | 0% | 1 | 58.49% | 0% | 0% | 2 | 64.28% | 0% | 0% | 2 | 3.918% | 0% | 0% | 1
247 | Windhub | Tehachapi | 124 | 4960 | 15 | 59.91% | 0% | 3 |  |  |  |  | 0% | [5 empty] | 47.8% | 0% | 47.8% | 2 | 40.12% | 23.59% | 0% | 2 | 29.59% | 20.06% | 0% | 2 | 33.78% | 21.33% | 0% | 2 | 72.07% | 50.57% | 0% | 3 | 23.51% | 18.47% | 0% | 1 | 0.2183% | 50.57% | 0% | 3 | 17.09% | 0% | 1 |  |  |  |  | 1.148% | [5 empty] | 38.91% | 4.523% | 43.43% | 2 | 43.09% | 8.123% | 0% | 1 | 25.16% | 6.177% | 0% | 1 | 21.99% | 5.927% | 0% | 1 | 65.39% | 13.36% | 0% | 2 | 36.44% | 7.273% | 0% | 1 | 0.8553% | 13.36% | 0% | 1 | 8.253% | 0% | 1 |  |  |  |  | 0.6564% | [5 empty] | 40.3% | 4.741% | 45.04% | 2 | 43.39% | 4.071% | 0% | 1 | 20.44% | 2.896% | 0% | 1 | 22.58% | 2.977% | 0% | 1 | 61.69% | 6.015% | 0% | 2 | 39.87% | 3.832% | 0% | 1 | 0.9836% | 6.015% | 0% | 1 | 3.645% | 0% | 1 |  |  |  |  | 1.219% | [5 empty] | 33.67% | 10.03% | 43.69% | 3 | 28% | 1.5% | 0% | 1 | 31.46% | 1.575% | 0% | 1 | 23.1% | 1.404% | 0% | 1 | 58.04% | 2.573% | 0% | 2 | 35.67% | 1.678% | 0% | 1 | 1.666% | 2.573% | 0% | 1
248 | Camanche | Solano | 0 | 0 | 0 | 0% | 0% | 1 |  |  |  |  | 58.42% | [5 empty] | 0% | 0% | 0% | 1 | 0% | 0% | 0% | 1 | 0% | 0% | 0% | 1 | 29.43% | 0% | 0% | 1 | 29.43% | 0% | 0% | 1 | 0% | 0% | 0% | 1 | 0.9412% | 0% | 0% | 1 | 0% | 0% | 1 |  |  |  |  | 56.03% | [5 empty] | 0% | 0% | 0% | 1 | 0% | 0% | 0% | 1 | 4.44% | 0% | 0% | 1 | 32.58% | 0% | 0% | 1 | 32.58% | 0% | 0% | 1 | 0% | 0% | 0% | 1 | 2.227% | 0% | 0% | 1 | 0% | 0% | 1 |  |  |  |  | 57.88% | [5 empty] | 0% | 0% | 0% | 1 | 3.56% | 0% | 0% | 1 | 8.368% | 0% | 0% | 1 | 12.67% | 0% | 0% | 1 | 13.88% | 0% | 0% | 1 | 2.969% | 0% | 0% | 1 | 10.93% | 0% | 0% | 1 | 0% | 0% | 1 |  |  |  |  | 38.65% | [5 empty] | 5.646% | 0% | 5.646% | 1 | 37.78% | 0% | 0% | 1 | 14.94% | 0% | 0% | 1 | 24.72% | 0% | 0% | 1 | 51.35% | 0% | 0% | 2 | 15.41% | 0% | 0% | 1 | 6.497% | 0% | 0% | 1
249 | Whirlwind | Tehachapi | 300 | 12000 | 10 | 30.25% | 0% | 2 |  |  |  |  | 1.828% | [5 empty] | 46.06% | 0.0005064% | 46.06% | 2 | 29.94% | 14.72% | 0% | 1 | 40.88% | 17.44% | 0% | 1 | 24.59% | 13.67% | 0% | 1 | 61.57% | 26.83% | 0% | 2 | 17.66% | 12.52% | 0% | 1 | 0.3227% | 26.83% | 0% | 2 | 21.49% | 0% | 2 |  |  |  |  | 1.714% | [5 empty] | 48.51% | 8.068% | 56.58% | 3 | 28.91% | 8.575% | 0% | 1 | 42.19% | 10.55% | 0% | 1 | 30.56% | 8.779% | 0% | 1 | 65.17% | 17.5% | 0% | 2 | 24.11% | 8.033% | 0% | 1 | 1.426% | 17.5% | 0% | 1 | 17.13% | 0% | 1 |  |  |  |  | 1.476% | [5 empty] | 45.62% | 16.21% | 61.82% | 3 | 29.09% | 7.093% | 0% | 1 | 37.39% | 8.034% | 0% | 1 | 29.32% | 7.116% | 0% | 1 | 60.94% | 12.88% | 0% | 2 | 27.52% | 6.94% | 0% | 1 | 2.364% | 12.88% | 0% | 1 | 10.86% | 0% | 1 |  |  |  |  | 1.647% | [5 empty] | 41.14% | 21.48% | 62.61% | 4 | 38% | 4.623% | 0% | 1 | 28.9% | 4.031% | 0% | 1 | 23.99% | 3.771% | 0% | 1 | 61.85% | 7.511% | 0% | 2 | 36.45% | 4.51% | 0% | 1 | 2.656% | 7.511% | 0% | 1
250 | El Casco | Riverside (Exclude) | 0 | 0 | 20 | 0% | 0% | 1 |  |  |  |  | 0.637% | [5 empty] | 0% | 100% | 100% | 5 | 2.885% | 0% | 0% | 1 | 0.03681% | 0% | 0% | 1 | 97.22% | 0% | 0% | 5 | 97.22% | 0% | 0% | 5 | 50.7% | 0% | 0% | 2 | 4.603% | 0% | 0% | 1 | 0% | 0% | 1 |  |  |  |  | 0.08417% | [5 empty] | 5.369% | 94.63% | 100% | 5 | 44.23% | 0% | 0% | 1 | 15.21% | 0% | 0% | 1 | 44.56% | 0% | 0% | 1 | 72.24% | 0% | 0% | 3 | 61.22% | 0% | 0% | 2 | 5.041% | 0% | 0% | 1 | 0% | 0% | 1 |  |  |  |  | 0.02958% | [5 empty] | 19.79% | 80.21% | 100% | 5 | 34.99% | 0% | 0% | 1 | 20.13% | 0% | 0% | 1 | 49.15% | 0% | 0% | 1 | 64.39% | 0% | 0% | 2 | 50.29% | 0% | 0% | 2 | 3.043% | 0% | 0% | 1 | 0% | 0% | 1 |  |  |  |  | 0.01244% | [5 empty] | 47.94% | 47.78% | 95.72% | 5 | 41.62% | 0% | 0% | 1 | 39.4% | 0% | 0% | 1 | 69.93% | 0% | 0% | 2 | 84.17% | 0% | 0% | 3 | 61.23% | 0% | 0% | 2 | 3.381% | 0% | 0% | 1
251 | Suncrest | Greater_SD | 0 | 0 | 0 | 0% | 0% | 1 |  |  |  |  | 0% | [5 empty] | 0% | 100% | 100% | 5 | 10.04% | 0% | 0% | 1 | 88.67% | 0% | 0% | 3 | 100% | 0% | 0% | 5 | 100% | 0% | 0% | 5 | 88.07% | 0% | 0% | 3 | 0.05168% | 0% | 0% | 1 | 0% | 0% | 1 |  |  |  |  | 0% | [5 empty] | 0.4948% | 99.51% | 100% | 5 | 6.737% | 0% | 0% | 1 | 57.29% | 0% | 0% | 2 | 74.45% | 0% | 0% | 3 | 84.36% | 0% | 0% | 3 | 74.79% | 0% | 0% | 3 | 5.888% | 0% | 0% | 1 | 0% | 0% | 1 |  |  |  |  | 0.3316% | [5 empty] | 2.713% | 96% | 98.72% | 5 | 19.13% | 0% | 0% | 1 | 36.13% | 0% | 0% | 1 | 56.92% | 0% | 0% | 2 | 66.62% | 0% | 0% | 2 | 61.07% | 0% | 0% | 2 | 5.948% | 0% | 0% | 1 | 0% | 0% | 1 |  |  |  |  | 0.1746% | [5 empty] | 43.25% | 53.97% | 97.22% | 5 | 30.88% | 0% | 0% | 1 | 26.28% | 0% | 0% | 1 | 49.02% | 0% | 0% | 1 | 68.33% | 0% | 0% | 2 | 57.3% | 0% | 0% | 2 | 6% | 0% | 0% | 1
252 | Colorado River | Riverside (Exclude) | 0 | 0 | 0 | 0% | 0% | 1 |  |  |  |  | 0.006659% | [5 empty] | 0% | 0% | 0% | 1 | 55.89% | 0% | 0% | 2 | 52.89% | 0% | 0% | 2 | 49.8% | 0% | 0% | 1 | 71.33% | 0% | 0% | 3 | 78.74% | 0% | 0% | 3 | 0.3756% | 0% | 0% | 1 | 0% | 0% | 1 |  |  |  |  | 0.4062% | [5 empty] | 0% | 0% | 0% | 1 | 49.99% | 0% | 0% | 1 | 43.49% | 0% | 0% | 1 | 38.89% | 0% | 0% | 1 | 65.97% | 0% | 0% | 2 | 70.71% | 0% | 0% | 3 | 0.5189% | 0% | 0% | 1 | 0% | 0% | 1 |  |  |  |  | 1.583% | [5 empty] | 0% | 0% | 0% | 1 | 45.64% | 0% | 0% | 1 | 38.1% | 0% | 0% | 1 | 32.86% | 0% | 0% | 1 | 57.65% | 0% | 0% | 2 | 63.03% | 0% | 0% | 2 | 0.7342% | 0% | 0% | 1 | 0% | 0% | 1 |  |  |  |  | 1.185% | [5 empty] | 0% | 0% | 0% | 1 | 45.73% | 0% | 0% | 1 | 35.09% | 0% | 0% | 1 | 30.45% | 0% | 0% | 1 | 57.16% | 0% | 0% | 2 | 59.75% | 0% | 0% | 2 | 2.096% | 0% | 0% | 1
253 | Red bluff | Riverside (Exclude) | 0 | 0 | 0 | 0% | 0% | 1 |  |  |  |  | 0% | [5 empty] | 0% | 0% | 0% | 1 | 39.16% | 0% | 0% | 1 | 0.1236% | 0% | 0% | 1 | 0% | 0% | 0% | 1 | 39.28% | 0% | 0% | 1 | 14.7% | 0% | 0% | 1 | 1.377% | 0% | 0% | 1 | 0% | 0% | 1 |  |  |  |  | 0% | [5 empty] | 0% | 0% | 0% | 1 | 49.13% | 0% | 0% | 1 | 11.31% | 0% | 0% | 1 | 10.51% | 0% | 0% | 1 | 49.3% | 0% | 0% | 1 | 16.67% | 0% | 0% | 1 | 1.079% | 0% | 0% | 1 | 0% | 0% | 1 |  |  |  |  | 0% | [5 empty] | 0% | 0% | 0% | 1 | 41.6% | 0% | 0% | 1 | 25.46% | 0% | 0% | 1 | 15.57% | 0% | 0% | 1 | 54.04% | 0% | 0% | 2 | 28.93% | 0% | 0% | 1 | 0.8579% | 0% | 0% | 1 | 0% | 0% | 1 |  |  |  |  | 0% | [5 empty] | 0% | 0% | 0% | 1 | 51.24% | 0% | 0% | 2 | 32.55% | 0% | 0% | 1 | 26.51% | 0% | 0% | 1 | 62.74% | 0% | 0% | 2 | 51.37% | 0% | 0% | 2 | 0.6936% | 0% | 0% | 1
254 | Ocotillo Express | Greater_Imperial | 0 | 0 | 0 | 0% | 0% | 1 |  |  |  |  | 0% | [5 empty] | 0.6362% | 0% | 0.6362% | 1 | 50.39% | 0% | 0% | 2 | 3.324% | 0% | 0% | 1 | 7.457% | 0% | 0% | 1 | 58.14% | 0% | 0% | 2 | 60.35% | 0% | 0% | 2 | 0.04964% | 0% | 0% | 1 | 0% | 0% | 1 |  |  |  |  | 0% | [5 empty] | 27.77% | 0.1501% | 27.92% | 2 | 16.68% | 0% | 0% | 1 | 13.43% | 0% | 0% | 1 | 19.16% | 0% | 0% | 1 | 38.03% | 0% | 0% | 1 | 67.84% | 0% | 0% | 2 | 0.7394% | 0% | 0% | 1 | 0% | 0% | 1 |  |  |  |  | 6.119% | [5 empty] | 36.55% | 10.57% | 47.13% | 3 | 10.84% | 0% | 0% | 1 | 8.808% | 0% | 0% | 1 | 22.57% | 0% | 0% | 1 | 33.87% | 0% | 0% | 1 | 51.95% | 0% | 0% | 2 | 2.972% | 0% | 0% | 1 | 0% | 0% | 1 |  |  |  |  | 14.93% | [5 empty] | 18.72% | 24.67% | 43.39% | 4 | 7.39% | 0% | 0% | 1 | 15.8% | 0% | 0% | 1 | 22.44% | 0% | 0% | 1 | 34.17% | 0% | 0% | 1 | 45.81% | 0% | 0% | 1 | 3.356% | 0% | 0% | 1
255 | Ivanpah | Southern_NV_Eldorado | 0 | 0 | 0 | 0% | 0% | 1 |  |  |  |  | 0% | [5 empty] | 0% | 0% | 0% | 1 | 82.93% | 0% | 0% | 3 | 75.43% | 0% | 0% | 3 | 10.46% | 0% | 0% | 1 | 93.35% | 0% | 0% | 4 | 50.68% | 0% | 0% | 2 | 2.109e-05% | 0% | 0% | 1 | 0% | 0% | 1 |  |  |  |  | 0% | [5 empty] | 0% | 0% | 0% | 1 | 50.36% | 0% | 0% | 2 | 46.84% | 0% | 0% | 1 | 5.968% | 0% | 0% | 1 | 57.06% | 0% | 0% | 2 | 71.4% | 0% | 0% | 3 | 1.204e-05% | 0% | 0% | 1 | 0% | 0% | 1 |  |  |  |  | 0% | [5 empty] | 0% | 0% | 0% | 1 | 34.28% | 0% | 0% | 1 | 35.51% | 0% | 0% | 1 | 5.428% | 0% | 0% | 1 | 42.47% | 0% | 0% | 1 | 74.5% | 0% | 0% | 3 | 0.308% | 0% | 0% | 1 | 0% | 0% | 1 |  |  |  |  | 0% | [5 empty] | 0% | 0% | 0% | 1 | 16.83% | 0% | 0% | 1 | 27.17% | 0% | 0% | 1 | 8.398% | 0% | 0% | 1 | 35.22% | 0% | 0% | 1 | 83.71% | 0% | 0% | 3 | 0.183% | 0% | 0% | 1
256 | Alamitos | Greater_LA | 0 | 0 | 0 | 0% | 0% | 1 |  |  |  |  | 0% | [5 empty] | 0% | 0% | 0% | 1 | 0% | 0% | 0% | 1 | 9.238% | 0% | 0% | 1 | 70.97% | 0% | 0% | 3 | 70.97% | 0% | 0% | 3 | 0% | 0% | 0% | 1 | 0.4458% | 0% | 0% | 1 | 0% | 0% | 1 |  |  |  |  | 0% | [5 empty] | 0.04524% | 0% | 0.04524% | 1 | 0% | 0% | 0% | 1 | 14.45% | 0% | 0% | 1 | 77.52% | 0% | 0% | 3 | 77.52% | 0% | 0% | 3 | 0% | 0% | 0% | 1 | 3.549% | 0% | 0% | 1 | 0% | 0% | 1 |  |  |  |  | 0% | [5 empty] | 1.261% | 0% | 1.261% | 1 | 0.1285% | 0% | 0% | 1 | 13.79% | 0% | 0% | 1 | 76.98% | 0% | 0% | 3 | 77.11% | 0% | 0% | 3 | 0% | 0% | 0% | 1 | 3.431% | 0% | 0% | 1 | 0% | 0% | 1 |  |  |  |  | 0% | [5 empty] | 1.281% | 3.781% | 5.062% | 2 | 2.673% | 0% | 0% | 1 | 16.24% | 0% | 0% | 1 | 75.48% | 0% | 0% | 3 | 78.16% | 0% | 0% | 3 | 1.988% | 0% | 0% | 1 | 3.198% | 0% | 0% | 1
257 | Shilo III | Solano | 0 | 0 | 0 | 0% | 0% | 1 |  |  |  |  | 8.794% | [5 empty] | 0% | 0% | 0% | 1 | 26.52% | 0% | 0% | 1 | 47.06% | 0% | 0% | 1 | 40.47% | 0% | 0% | 1 | 67.21% | 0% | 0% | 2 | 5.139% | 0% | 0% | 1 | 48.26% | 0% | 0% | 1 | 0% | 0% | 1 |  |  |  |  | 29.96% | [5 empty] | 0.6668% | 0% | 0.6668% | 1 | 15.42% | 0% | 0% | 1 | 36.74% | 0% | 0% | 1 | 33.03% | 0% | 0% | 1 | 48.86% | 0% | 0% | 1 | 2.977% | 0% | 0% | 1 | 30.05% | 0% | 0% | 1 | 0% | 0% | 1 |  |  |  |  | 35.18% | [5 empty] | 10.41% | 0.5606% | 10.97% | 2 | 22.29% | 0% | 0% | 1 | 26.94% | 0% | 0% | 1 | 27.15% | 0% | 0% | 1 | 46.38% | 0% | 0% | 1 | 8.417% | 0% | 0% | 1 | 18.98% | 0% | 0% | 1 | 0% | 0% | 1 |  |  |  |  | 42.99% | [5 empty] | 16.47% | 1.444% | 17.92% | 2 | 25.93% | 0% | 0% | 1 | 25.31% | 0% | 0% | 1 | 28.8% | 0% | 0% | 1 | 47.07% | 0% | 0% | 1 | 11.49% | 0% | 0% | 1 | 12.86% | 0% | 0% | 1
258 | ECO | Greater_Imperial | 64 | 2560 | 15 | 132.1% | 5.79% | 4 |  |  |  |  | 0% | [5 empty] | 90.09% | 0% | 90.09% | 5 | 16.31% | 24.13% | 0% | 2 | 30.6% | 29.1% | 0% | 2 | 40.68% | 34.05% | 0% | 2 | 63.12% | 54.76% | 0% | 3 | 41.63% | 34.6% | 0% | 2 | 1.667% | 54.76% | 0% | 3 | 24.02% | 0% | 2 |  |  |  |  | 0% | [5 empty] | 75.72% | 7.252% | 82.98% | 5 | 21.06% | 6.942% | 0% | 1 | 10.67% | 6.135% | 0% | 1 | 35.52% | 8.5% | 0% | 1 | 55.64% | 12.35% | 0% | 2 | 47.64% | 10.47% | 0% | 1 | 1.262% | 12.35% | 0% | 1 | 15.39% | 0% | 1 |  |  |  |  | 0.1495% | [5 empty] | 52.3% | 27.53% | 79.83% | 5 | 16.42% | 4.27% | 0% | 1 | 10.04% | 3.967% | 0% | 1 | 24.33% | 4.716% | 0% | 1 | 43.22% | 6.286% | 0% | 1 | 54.39% | 7.824% | 0% | 2 | 1.391% | 6.286% | 0% | 1 | 8.449% | 0% | 1 |  |  |  |  | 4.367% | [5 empty] | 26.87% | 36.39% | 63.26% | 5 | 8.655% | 1.967% | 0% | 1 | 17.96% | 2.19% | 0% | 1 | 29.59% | 2.552% | 0% | 1 | 42.25% | 3.111% | 0% | 1 | 56.46% | 4.126% | 0% | 2 | 2.853% | 3.111% | 0% | 1
259 | IID System | Greater_Imperial (Exclude) | 0 | 0 | 0 | 0% | 0% | 1 |  |  |  |  | 46.63% | [5 empty] | 0% | 0% | 0% | 1 | 2.337e-05% | 0% | 0% | 1 | 36.25% | 0% | 0% | 1 | 38.58% | 0% | 0% | 1 | 40.34% | 0% | 0% | 1 | 0.02293% | 0% | 0% | 1 | 2.358% | 0% | 0% | 1 | 0% | 0% | 1 |  |  |  |  | 55.96% | [5 empty] | 0% | 0% | 0% | 1 | 1.239% | 0% | 0% | 1 | 35.04% | 0% | 0% | 1 | 28.63% | 0% | 0% | 1 | 38.17% | 0% | 0% | 1 | 5.347% | 0% | 0% | 1 | 4.121% | 0% | 0% | 1 | 0% | 0% | 1 |  |  |  |  | 50.9% | [5 empty] | 0% | 0% | 0% | 1 | 2.803% | 0% | 0% | 1 | 21.42% | 0% | 0% | 1 | 16.94% | 0% | 0% | 1 | 25.53% | 0% | 0% | 1 | 9.336% | 0% | 0% | 1 | 3.736% | 0% | 0% | 1 | 0% | 0% | 1 |  |  |  |  | 47.29% | [5 empty] | 0% | 0% | 0% | 1 | 6.26% | 0% | 0% | 1 | 13.4% | 0% | 0% | 1 | 11.73% | 0% | 0% | 1 | 21.02% | 0% | 0% | 1 | 17.08% | 0% | 0% | 1 | 4.255% | 0% | 0% | 1
260 | Sonora | Greater_Imperial (Exclude) | 0 | 0 | 0 | 0% | 0% | 1 |  |  |  |  | 51.75% | [5 empty] | 0% | 0% | 0% | 1 | 7.343% | 0% | 0% | 1 | 45.64% | 0% | 0% | 1 | 50.16% | 0% | 0% | 2 | 52.72% | 0% | 0% | 2 | 5.796% | 0% | 0% | 1 | 5.585% | 0% | 0% | 1 | 0% | 0% | 1 |  |  |  |  | 56.84% | [5 empty] | 0% | 0% | 0% | 1 | 6.553% | 0% | 0% | 1 | 25.63% | 0% | 0% | 1 | 21.42% | 0% | 0% | 1 | 33.15% | 0% | 0% | 1 | 7.06% | 0% | 0% | 1 | 3.537% | 0% | 0% | 1 | 0% | 0% | 1 |  |  |  |  | 55.73% | [5 empty] | 0% | 0% | 0% | 1 | 5.816% | 0% | 0% | 1 | 18.82% | 0% | 0% | 1 | 16.66% | 0% | 0% | 1 | 25.6% | 0% | 0% | 1 | 9.909% | 0% | 0% | 1 | 4.037% | 0% | 0% | 1 | 0% | 0% | 1 |  |  |  |  | 53.22% | [5 empty] | 0% | 0% | 0% | 1 | 7.639% | 0% | 0% | 1 | 13.13% | 0% | 0% | 1 | 11.26% | 0% | 0% | 1 | 21.69% | 0% | 0% | 1 | 12.16% | 0% | 0% | 1 | 4.033% | 0% | 0% | 1
261 | Caliente | Kern_Greater_Carrizo | 210 | 8400 | 15 | 92.92% | 0% | 4 |  |  |  |  | 0% | [5 empty] | 0% | 0% | 0% | 1 | 34.19% | 44.56% | 0% | 2 | 2.552% | 30.1% | 0% | 2 | 17.76% | 35.66% | 0% | 2 | 43.8% | 52.18% | 0% | 3 | 52.61% | 61.89% | 0% | 3 | 2.08% | 52.18% | 0% | 3 | 87.3% | 0% | 4 |  |  |  |  | 0% | [5 empty] | 0.1492% | 0% | 0.1492% | 1 | 50.86% | 38.35% | 0% | 2 | 1.64% | 19.16% | 0% | 1 | 11.41% | 21.27% | 0% | 2 | 57.04% | 43.86% | 0% | 2 | 65.74% | 55% | 0% | 3 | 1.37% | 43.86% | 0% | 2 | 65.54% | 0% | 3 |  |  |  |  | 0% | [5 empty] | 13.26% | 0% | 13.26% | 1 | 43.48% | 19.66% | 0% | 1 | 2.362% | 11.38% | 0% | 1 | 8.116% | 12.09% | 0% | 1 | 48.52% | 21.58% | 0% | 2 | 69.11% | 35.96% | 0% | 2 | 1.317% | 21.58% | 0% | 2 | 37.08% | 0% | 2 |  |  |  |  | 0.01512% | [5 empty] | 25.42% | 13.16% | 38.58% | 3 | 41.28% | 7.94% | 0% | 1 | 7.181% | 5.023% | 0% | 1 | 18.3% | 5.706% | 0% | 1 | 53.28% | 9.98% | 0% | 2 | 66.79% | 14.04% | 0% | 2 | 2.564% | 9.98% | 0% | 1
262 | Regulus | Central_Valley_North_Los_Banos | 0 | 0 | 0 | 0% | 0% | 1 |  |  |  |  | 0% | [5 empty] | 0% | 0% | 0% | 1 | 0% | 0% | 0% | 1 | 0% | 0% | 0% | 1 | 0% | 0% | 0% | 1 | 0% | 0% | 0% | 1 | 0% | 0% | 0% | 1 | 0% | 0% | 0% | 1 | 0% | 0% | 1 |  |  |  |  | 0% | [5 empty] | 0% | 100% | 100% | 5 | 100% | 0% | 0% | 5 | 1.98% | 0% | 0% | 1 | 1.98% | 0% | 0% | 1 | 100% | 0% | 0% | 5 | 30.87% | 0% | 0% | 1 | 1.444% | 0% | 0% | 1 | 0% | 0% | 1 |  |  |  |  | 0% | [5 empty] | 17.18% | 82.82% | 100% | 5 | 63.4% | 0% | 0% | 2 | 14.75% | 0% | 0% | 1 | 17.17% | 0% | 0% | 1 | 69.21% | 0% | 0% | 2 | 46.02% | 0% | 0% | 1 | 2.867% | 0% | 0% | 1 | 0% | 0% | 1 |  |  |  |  | 0.1399% | [5 empty] | 67.23% | 24.93% | 92.15% | 5 | 47.6% | 0% | 0% | 1 | 14.18% | 0% | 0% | 1 | 37.63% | 0% | 0% | 1 | 63.95% | 0% | 0% | 2 | 70.73% | 0% | 0% | 3 | 2.541% | 0% | 0% | 1
263 | Geysers 12 | Mendocino_Marin | 0 | 0 | 0 | 0% | 0% | 1 |  |  |  |  | 0.1002% | [5 empty] | 9.898% | 89.5% | 99.4% | 5 | 75.94% | 0% | 0% | 3 | 65.62% | 0% | 0% | 2 | 92.93% | 0% | 0% | 4 | 100% | 0% | 0% | 5 | 39.01% | 0% | 0% | 1 | 1.372% | 0% | 0% | 1 | 0% | 0% | 1 |  |  |  |  | 2.971% | [5 empty] | 29.79% | 63.96% | 93.76% | 5 | 64.55% | 0% | 0% | 2 | 46.08% | 0% | 0% | 1 | 78% | 0% | 0% | 3 | 95.52% | 0% | 0% | 5 | 39.63% | 0% | 0% | 1 | 1.239% | 0% | 0% | 1 | 0% | 0% | 1 |  |  |  |  | 2.023% | [5 empty] | 43.86% | 51.74% | 95.61% | 5 | 68.39% | 0% | 0% | 2 | 38.6% | 0% | 0% | 1 | 74.98% | 0% | 0% | 3 | 93.77% | 0% | 0% | 4 | 52.13% | 0% | 0% | 2 | 1.441% | 0% | 0% | 1 | 0% | 0% | 1 |  |  |  |  | 1.906% | [5 empty] | 57.64% | 38.06% | 95.69% | 5 | 58.8% | 0% | 0% | 2 | 31.12% | 0% | 0% | 1 | 56.9% | 0% | 0% | 2 | 84.37% | 0% | 0% | 3 | 66.2% | 0% | 0% | 2 | 1.501% | 0% | 0% | 1
264 | Solar SS | Kern_Greater_Carrizo | 0 | 0 | 0 | 0% | 0% | 1 |  |  |  |  | 0% | [5 empty] | 0% | 0% | 0% | 1 | 54.65% | 0% | 0% | 2 | 0% | 0% | 0% | 1 | 10.48% | 0% | 0% | 1 | 60.15% | 0% | 0% | 2 | 72.33% | 0% | 0% | 3 | 1.455% | 0% | 0% | 1 | 0% | 0% | 1 |  |  |  |  | 0% | [5 empty] | 18.29% | 0% | 18.29% | 1 | 43.88% | 0% | 0% | 1 | 3.16% | 0% | 0% | 1 | 8.906% | 0% | 0% | 1 | 49.71% | 0% | 0% | 1 | 68.48% | 0% | 0% | 2 | 1.487% | 0% | 0% | 1 | 0% | 0% | 1 |  |  |  |  | 0.01924% | [5 empty] | 24.17% | 4.672% | 28.84% | 2 | 44.11% | 0% | 0% | 1 | 5.938% | 0% | 0% | 1 | 16.64% | 0% | 0% | 1 | 56.11% | 0% | 0% | 2 | 65.8% | 0% | 0% | 2 | 2.02% | 0% | 0% | 1 | 0% | 0% | 1 |  |  |  |  | 0.2539% | [5 empty] | 28.24% | 15.6% | 43.83% | 3 | 39.85% | 0% | 0% | 1 | 6.967% | 0% | 0% | 1 | 20.22% | 0% | 0% | 1 | 51.58% | 0% | 0% | 2 | 62.86% | 0% | 0% | 2 | 3.213% | 0% | 0% | 1
265 | Olive | Central_Valley_North_Los_Banos | 0 | 0 | 0 | 0% | 0% | 1 |  |  |  |  | 0% | [5 empty] | 0% | 0% | 0% | 1 | 0% | 0% | 0% | 1 | 0% | 0% | 0% | 1 | 0% | 0% | 0% | 1 | 0% | 0% | 0% | 1 | 0% | 0% | 0% | 1 | 0% | 0% | 0% | 1 | 0% | 0% | 1 |  |  |  |  | 0% | [5 empty] | 0% | 0% | 0% | 1 | 0% | 0% | 0% | 1 | 0% | 0% | 0% | 1 | 0% | 0% | 0% | 1 | 0% | 0% | 0% | 1 | 0% | 0% | 0% | 1 | 0% | 0% | 0% | 1 | 0% | 0% | 1 |  |  |  |  | 0% | [5 empty] | 0% | 0% | 0% | 1 | 0% | 0% | 0% | 1 | 0% | 0% | 0% | 1 | 0% | 0% | 0% | 1 | 0% | 0% | 0% | 1 | 0% | 0% | 0% | 1 | 0% | 0% | 0% | 1 | 0% | 0% | 1 |  |  |  |  | 8.828% | [5 empty] | 0% | 0% | 0% | 1 | 0% | 0% | 0% | 1 | 0% | 0% | 0% | 1 | 0.07604% | 0% | 0% | 1 | 0.07604% | 0% | 0% | 1 | 0% | 0% | 0% | 1 | 3.183% | 0% | 0% | 1
266 | 7th Standard | Central_Valley_North_Los_Banos | 0 | 0 | 0 | 0% | 0% | 1 |  |  |  |  | 0% | [5 empty] | 0% | 0% | 0% | 1 | 0% | 0% | 0% | 1 | 0% | 0% | 0% | 1 | 0% | 0% | 0% | 1 | 0% | 0% | 0% | 1 | 0% | 0% | 0% | 1 | 0% | 0% | 0% | 1 | 0% | 0% | 1 |  |  |  |  | 0% | [5 empty] | 0% | 0% | 0% | 1 | 0% | 0% | 0% | 1 | 0% | 0% | 0% | 1 | 0% | 0% | 0% | 1 | 0% | 0% | 0% | 1 | 0% | 0% | 0% | 1 | 0% | 0% | 0% | 1 | 0% | 0% | 1 |  |  |  |  | 0% | [5 empty] | 0% | 0% | 0% | 1 | 0% | 0% | 0% | 1 | 0% | 0% | 0% | 1 | 0% | 0% | 0% | 1 | 0% | 0% | 0% | 1 | 0% | 0% | 0% | 1 | 0% | 0% | 0% | 1 | 0% | 0% | 1 |  |  |  |  | 0% | [5 empty] | 81.41% | 18.59% | 100% | 5 | 53.79% | 0% | 0% | 2 | 26.08% | 0% | 0% | 1 | 65.84% | 0% | 0% | 2 | 77.78% | 0% | 0% | 3 | 62.73% | 0% | 0% | 2 | 3.341% | 0% | 0% | 1
267 | Delevan | Northern_California | 0 | 0 | 0 | 0% | 0% | 1 |  |  |  |  | 21.26% | [5 empty] | 24.17% | 0% | 24.17% | 2 | 38.37% | 0% | 0% | 1 | 12% | 0% | 0% | 1 | 26.41% | 0% | 0% | 1 | 60.79% | 0% | 0% | 2 | 37.49% | 0% | 0% | 1 | 3.184% | 0% | 0% | 1 | 0% | 0% | 1 |  |  |  |  | 25.23% | [5 empty] | 24.94% | 0% | 24.94% | 2 | 28.96% | 0% | 0% | 1 | 9.636% | 0% | 0% | 1 | 25.25% | 0% | 0% | 1 | 50.76% | 0% | 0% | 2 | 34.51% | 0% | 0% | 1 | 3.215% | 0% | 0% | 1 | 0% | 0% | 1 |  |  |  |  | 30.55% | [5 empty] | 21.83% | 0% | 21.83% | 2 | 28.91% | 0% | 0% | 1 | 9.997% | 0% | 0% | 1 | 24.77% | 0% | 0% | 1 | 49.78% | 0% | 0% | 1 | 30.77% | 0% | 0% | 1 | 4.313% | 0% | 0% | 1 | 0% | 0% | 1 |  |  |  |  | 28.93% | [5 empty] | 19.59% | 0.3231% | 19.91% | 2 | 35.5% | 0% | 0% | 1 | 12.22% | 0% | 0% | 1 | 28.51% | 0% | 0% | 1 | 55.55% | 0% | 0% | 2 | 30.68% | 0% | 0% | 1 | 4.261% | 0% | 0% | 1
268 | Mustang | Central_Valley_North_Los_Banos | 0 | 0 | 0 | 0% | 0% | 1 |  |  |  |  | 59.26% | [5 empty] | 0% | 0% | 0% | 1 | 0.6062% | 0% | 0% | 1 | 2.994% | 0% | 0% | 1 | 3.896% | 0% | 0% | 1 | 4.355% | 0% | 0% | 1 | 0% | 0% | 0% | 1 | 1.9% | 0% | 0% | 1 | 0% | 0% | 1 |  |  |  |  | 58.81% | [5 empty] | 0% | 0% | 0% | 1 | 4.984% | 0% | 0% | 1 | 2.623% | 0% | 0% | 1 | 6.184% | 0% | 0% | 1 | 10.66% | 0% | 0% | 1 | 0% | 0% | 0% | 1 | 1.817% | 0% | 0% | 1 | 0% | 0% | 1 |  |  |  |  | 51.31% | [5 empty] | 0% | 0% | 0% | 1 | 6.634% | 0% | 0% | 1 | 1.615% | 0% | 0% | 1 | 5.082% | 0% | 0% | 1 | 10.73% | 0% | 0% | 1 | 0.1336% | 0% | 0% | 1 | 1.618% | 0% | 0% | 1 | 0% | 0% | 1 |  |  |  |  | 48.29% | [5 empty] | 0% | 0% | 0% | 1 | 11.77% | 0% | 0% | 1 | 2.868% | 0% | 0% | 1 | 5.419% | 0% | 0% | 1 | 14.56% | 0% | 0% | 1 | 2.831% | 0% | 0% | 1 | 1.255% | 0% | 0% | 1
269 | Mustang | Kern_Greater_Carrizo | 0 | 0 | 0 | 0% | 0% | 1 |  |  |  |  | 59.26% | [5 empty] | 0% | 0% | 0% | 1 | 0.6062% | 0% | 0% | 1 | 2.994% | 0% | 0% | 1 | 3.896% | 0% | 0% | 1 | 4.355% | 0% | 0% | 1 | 0% | 0% | 0% | 1 | 1.9% | 0% | 0% | 1 | 0% | 0% | 1 |  |  |  |  | 58.81% | [5 empty] | 0% | 0% | 0% | 1 | 4.984% | 0% | 0% | 1 | 2.623% | 0% | 0% | 1 | 6.184% | 0% | 0% | 1 | 10.66% | 0% | 0% | 1 | 0% | 0% | 0% | 1 | 1.817% | 0% | 0% | 1 | 0% | 0% | 1 |  |  |  |  | 51.31% | [5 empty] | 0% | 0% | 0% | 1 | 6.634% | 0% | 0% | 1 | 1.615% | 0% | 0% | 1 | 5.082% | 0% | 0% | 1 | 10.73% | 0% | 0% | 1 | 0.1336% | 0% | 0% | 1 | 1.618% | 0% | 0% | 1 | 0% | 0% | 1 |  |  |  |  | 48.29% | [5 empty] | 0% | 0% | 0% | 1 | 11.77% | 0% | 0% | 1 | 2.868% | 0% | 0% | 1 | 5.419% | 0% | 0% | 1 | 14.56% | 0% | 0% | 1 | 2.831% | 0% | 0% | 1 | 1.255% | 0% | 0% | 1
270 | Tranquility | Central_Valley_North_Los_Banos | 0 | 0 | 0 | 0% | 0% | 1 |  |  |  |  | 38.42% | [5 empty] | 0% | 0% | 0% | 1 | 17.67% | 0% | 0% | 1 | 0.1093% | 0% | 0% | 1 | 6.307% | 0% | 0% | 1 | 20.83% | 0% | 0% | 1 | 0% | 0% | 0% | 1 | 0.6116% | 0% | 0% | 1 | 0% | 0% | 1 |  |  |  |  | 39.39% | [5 empty] | 0% | 0% | 0% | 1 | 23.75% | 0% | 0% | 1 | 4.542% | 0% | 0% | 1 | 12.07% | 0% | 0% | 1 | 31.02% | 0% | 0% | 1 | 0.1773% | 0% | 0% | 1 | 2.401% | 0% | 0% | 1 | 0% | 0% | 1 |  |  |  |  | 30.02% | [5 empty] | 0% | 0% | 0% | 1 | 27.21% | 0% | 0% | 1 | 9.313% | 0% | 0% | 1 | 14.94% | 0% | 0% | 1 | 36.9% | 0% | 0% | 1 | 1.704% | 0% | 0% | 1 | 2.933% | 0% | 0% | 1 | 0% | 0% | 1 |  |  |  |  | 39.36% | [5 empty] | 0.2468% | 0% | 0.2468% | 1 | 26.84% | 0% | 0% | 1 | 6.958% | 0% | 0% | 1 | 12.01% | 0% | 0% | 1 | 33.11% | 0% | 0% | 1 | 3.157% | 0% | 0% | 1 | 4.331% | 0% | 0% | 1
271 | Calcite | Greater_Kramer | 0 | 0 | 0 | 0% | 0% | 1 |  |  |  |  | 0.857% | [5 empty] | 0% | 0% | 0% | 1 | 44.1% | 0% | 0% | 1 | 23.26% | 0% | 0% | 1 | 19.72% | 0% | 0% | 1 | 56.87% | 0% | 0% | 2 | 17.82% | 0% | 0% | 1 | 0.5962% | 0% | 0% | 1 | 0% | 0% | 1 |  |  |  |  | 0.5675% | [5 empty] | 6.998% | 0% | 6.998% | 1 | 43.82% | 0% | 0% | 1 | 27.25% | 0% | 0% | 1 | 24.16% | 0% | 0% | 1 | 61.7% | 0% | 0% | 2 | 28.76% | 0% | 0% | 1 | 0.4549% | 0% | 0% | 1 | 0% | 0% | 1 |  |  |  |  | 0.4411% | [5 empty] | 17.3% | 0.2486% | 17.55% | 2 | 37.57% | 0% | 0% | 1 | 28.56% | 0% | 0% | 1 | 29.99% | 0% | 0% | 1 | 61.18% | 0% | 0% | 2 | 38.77% | 0% | 0% | 1 | 0.5343% | 0% | 0% | 1 | 0% | 0% | 1 |  |  |  |  | 0.9534% | [5 empty] | 14.62% | 5.585% | 20.2% | 2 | 42.02% | 0% | 0% | 1 | 29.5% | 0% | 0% | 1 | 27.73% | 0% | 0% | 1 | 61.88% | 0% | 0% | 2 | 41.87% | 0% | 0% | 1 | 2.062% | 0% | 0% | 1
272 | Trout Canyon (fka Crazy Eyes) | Southern_NV_Eldorado | 0 | 0 | 0 | 0% | 0% | 1 |  |  |  |  | 0% | [5 empty] | 0% | 0% | 0% | 1 | 0% | 0% | 0% | 1 | 0% | 0% | 0% | 1 | 0% | 0% | 0% | 1 | 0% | 0% | 0% | 1 | 0% | 0% | 0% | 1 | 0% | 0% | 0% | 1 | 0% | 0% | 1 |  |  |  |  | 0% | [5 empty] | 0% | 0% | 0% | 1 | 21.21% | 0% | 0% | 1 | 0.3391% | 0% | 0% | 1 | 43.63% | 0% | 0% | 1 | 54.7% | 0% | 0% | 2 | 80.53% | 0% | 0% | 3 | 0.003448% | 0% | 0% | 1 | 0% | 0% | 1 |  |  |  |  | 0% | [5 empty] | 0% | 0% | 0% | 1 | 17.61% | 0% | 0% | 1 | 0.2814% | 0% | 0% | 1 | 43.75% | 0% | 0% | 1 | 52.94% | 0% | 0% | 2 | 73.7% | 0% | 0% | 3 | 0.113% | 0% | 0% | 1 | 0% | 0% | 1 |  |  |  |  | 0% | [5 empty] | 0% | 0% | 0% | 1 | 14.33% | 0% | 0% | 1 | 4.587% | 0% | 0% | 1 | 45.55% | 0% | 0% | 1 | 53.03% | 0% | 0% | 2 | 72.18% | 0% | 0% | 3 | 0.7961% | 0% | 0% | 1
273 | Delaney | Arizona | 0 | 0 | 0 | 0% | 0% | 1 |  |  |  |  | 0% | [5 empty] | 0% | 0% | 0% | 1 | 0% | 0% | 0% | 1 | 0% | 0% | 0% | 1 | 0% | 0% | 0% | 1 | 0% | 0% | 0% | 1 | 0% | 0% | 0% | 1 | 0% | 0% | 0% | 1 | 0% | 0% | 1 |  |  |  |  | 0% | [5 empty] | 0% | 0% | 0% | 1 | 0% | 0% | 0% | 1 | 0% | 0% | 0% | 1 | 0% | 0% | 0% | 1 | 0% | 0% | 0% | 1 | 0% | 0% | 0% | 1 | 0% | 0% | 0% | 1 | 0% | 0% | 1 |  |  |  |  | 0% | [5 empty] | 0% | 0% | 0% | 1 | 0% | 0% | 0% | 1 | 0% | 0% | 0% | 1 | 0% | 0% | 0% | 1 | 0% | 0% | 0% | 1 | 0% | 0% | 0% | 1 | 0% | 0% | 0% | 1 | 0% | 0% | 1 |  |  |  |  | 0% | [5 empty] | 0% | 0% | 0% | 1 | 0% | 0% | 0% | 1 | 0% | 0% | 0% | 1 | 0% | 0% | 0% | 1 | 0% | 0% | 0% | 1 | 0% | 0% | 0% | 1 | 0% | 0% | 0% | 1
274 | Desert View | Southern_NV_Eldorado | 0 | 0 | 0 | 0% | 0% | 1 |  |  |  |  | 0% | [5 empty] | 0% | 0% | 0% | 1 | 0% | 0% | 0% | 1 | 0% | 0% | 0% | 1 | 0% | 0% | 0% | 1 | 0% | 0% | 0% | 1 | 0% | 0% | 0% | 1 | 0% | 0% | 0% | 1 | 0% | 0% | 1 |  |  |  |  | 0% | [5 empty] | 0% | 0% | 0% | 1 | 0% | 0% | 0% | 1 | 0% | 0% | 0% | 1 | 0% | 0% | 0% | 1 | 0% | 0% | 0% | 1 | 0% | 0% | 0% | 1 | 0% | 0% | 0% | 1 | 0% | 0% | 1 |  |  |  |  | 0% | [5 empty] | 0% | 0% | 0% | 1 | 0% | 0% | 0% | 1 | 0% | 0% | 0% | 1 | 0% | 0% | 0% | 1 | 0% | 0% | 0% | 1 | 0% | 0% | 0% | 1 | 0% | 0% | 0% | 1 | 0% | 0% | 1 |  |  |  |  | 0% | [5 empty] | 0% | 0% | 0% | 1 | 0% | 0% | 0% | 1 | 0% | 0% | 0% | 1 | 0% | 0% | 0% | 1 | 0% | 0% | 0% | 1 | 0% | 0% | 0% | 1 | 0% | 0% | 0% | 1
275 | Carpenter Canyon (fka Gamebird) | Southern_NV_Eldorado | 0 | 0 | 0 | 0% | 0% | 1 |  |  |  |  | 0% | [5 empty] | 0% | 0% | 0% | 1 | 36.06% | 0% | 0% | 1 | 1.106% | 0% | 0% | 1 | 11.19% | 0% | 0% | 1 | 37.16% | 0% | 0% | 1 | 100% | 0% | 0% | 5 | 0% | 0% | 0% | 1 | 0% | 0% | 1 |  |  |  |  | 0% | [5 empty] | 0% | 0% | 0% | 1 | 19.2% | 0% | 0% | 1 | 5.014% | 0% | 0% | 1 | 47.8% | 0% | 0% | 1 | 57.82% | 0% | 0% | 2 | 77.68% | 0% | 0% | 3 | 0.6904% | 0% | 0% | 1 | 0% | 0% | 1 |  |  |  |  | 0% | [5 empty] | 0% | 0% | 0% | 1 | 17.38% | 0% | 0% | 1 | 4.537% | 0% | 0% | 1 | 51.86% | 0% | 0% | 2 | 60.93% | 0% | 0% | 2 | 78.02% | 0% | 0% | 3 | 0.626% | 0% | 0% | 1 | 0% | 0% | 1 |  |  |  |  | 0% | [5 empty] | 0% | 0% | 0% | 1 | 14.75% | 0% | 0% | 1 | 3.85% | 0% | 0% | 1 | 46.01% | 0% | 0% | 1 | 53.71% | 0% | 0% | 2 | 70.35% | 0% | 0% | 3 | 0.6675% | 0% | 0% | 1
276 | Hassayampa | Arizona | 0 | 0 | 0 | 0% | 0% | 1 |  |  |  |  | 0% | [5 empty] | 0% | 0% | 0% | 1 | 0% | 0% | 0% | 1 | 0% | 0% | 0% | 1 | 0% | 0% | 0% | 1 | 0% | 0% | 0% | 1 | 0% | 0% | 0% | 1 | 0% | 0% | 0% | 1 | 0% | 0% | 1 |  |  |  |  | 0% | [5 empty] | 0% | 0% | 0% | 1 | 0% | 0% | 0% | 1 | 0% | 0% | 0% | 1 | 0% | 0% | 0% | 1 | 0% | 0% | 0% | 1 | 0% | 0% | 0% | 1 | 0% | 0% | 0% | 1 | 0% | 0% | 1 |  |  |  |  | 0% | [5 empty] | 0% | 0% | 0% | 1 | 0% | 0% | 0% | 1 | 0% | 0% | 0% | 1 | 0% | 0% | 0% | 1 | 0% | 0% | 0% | 1 | 0% | 0% | 0% | 1 | 0% | 0% | 0% | 1 | 0% | 0% | 1 |  |  |  |  | 0% | [5 empty] | 0% | 0% | 0% | 1 | 0% | 0% | 0% | 1 | 0% | 0% | 0% | 1 | 0% | 0% | 0% | 1 | 0% | 0% | 0% | 1 | 0% | 0% | 0% | 1 | 0% | 0% | 0% | 1
277 | Hoodoo Wash | Arizona | 0 | 0 | 0 | 0% | 0% | 1 |  |  |  |  | 0% | [5 empty] | 0% | 0% | 0% | 1 | 0% | 0% | 0% | 1 | 0% | 0% | 0% | 1 | 0% | 0% | 0% | 1 | 0% | 0% | 0% | 1 | 0% | 0% | 0% | 1 | 0% | 0% | 0% | 1 | 0% | 0% | 1 |  |  |  |  | 0% | [5 empty] | 0% | 0% | 0% | 1 | 0% | 0% | 0% | 1 | 0% | 0% | 0% | 1 | 0% | 0% | 0% | 1 | 0% | 0% | 0% | 1 | 0% | 0% | 0% | 1 | 0% | 0% | 0% | 1 | 0% | 0% | 1 |  |  |  |  | 0% | [5 empty] | 0% | 0% | 0% | 1 | 0% | 0% | 0% | 1 | 0% | 0% | 0% | 1 | 0% | 0% | 0% | 1 | 0% | 0% | 0% | 1 | 0% | 0% | 0% | 1 | 0% | 0% | 0% | 1 | 0% | 0% | 1 |  |  |  |  | 0% | [5 empty] | 0% | 0% | 0% | 1 | 0% | 0% | 0% | 1 | 0% | 0% | 0% | 1 | 0% | 0% | 0% | 1 | 0% | 0% | 0% | 1 | 0% | 0% | 0% | 1 | 0% | 0% | 0% | 1
278 | Innovation | Southern_NV_Eldorado | 0 | 0 | 0 | 0% | 0% | 1 |  |  |  |  | 0% | [5 empty] | 0% | 0% | 0% | 1 | 0% | 0% | 0% | 1 | 0% | 0% | 0% | 1 | 0% | 0% | 0% | 1 | 0% | 0% | 0% | 1 | 0% | 0% | 0% | 1 | 0% | 0% | 0% | 1 | 0% | 0% | 1 |  |  |  |  | 0% | [5 empty] | 0% | 0% | 0% | 1 | 0% | 0% | 0% | 1 | 0% | 0% | 0% | 1 | 0% | 0% | 0% | 1 | 0% | 0% | 0% | 1 | 0% | 0% | 0% | 1 | 0% | 0% | 0% | 1 | 0% | 0% | 1 |  |  |  |  | 0% | [5 empty] | 0% | 0% | 0% | 1 | 0% | 0% | 0% | 1 | 0% | 0% | 0% | 1 | 0% | 0% | 0% | 1 | 0% | 0% | 0% | 1 | 0% | 0% | 0% | 1 | 0% | 0% | 0% | 1 | 0% | 0% | 1 |  |  |  |  | 0% | [5 empty] | 0% | 0% | 0% | 1 | 0.2733% | 0% | 0% | 1 | 78.32% | 0% | 0% | 3 | 87.24% | 0% | 0% | 3 | 87.51% | 0% | 0% | 3 | 94.75% | 0% | 0% | 4 | 1.104% | 0% | 0% | 1
279 | Lathrop | Southern_NV_Eldorado | 0 | 0 | 0 | 0% | 0% | 1 |  |  |  |  | 0% | [5 empty] | 0% | 0% | 0% | 1 | 0% | 0% | 0% | 1 | 0% | 0% | 0% | 1 | 0% | 0% | 0% | 1 | 0% | 0% | 0% | 1 | 0% | 0% | 0% | 1 | 0% | 0% | 0% | 1 | 0% | 0% | 1 |  |  |  |  | 0% | [5 empty] | 0% | 0% | 0% | 1 | 0% | 0% | 0% | 1 | 0% | 0% | 0% | 1 | 0% | 0% | 0% | 1 | 0% | 0% | 0% | 1 | 0% | 0% | 0% | 1 | 0% | 0% | 0% | 1 | 0% | 0% | 1 |  |  |  |  | 0% | [5 empty] | 0% | 0% | 0% | 1 | 0% | 0% | 0% | 1 | 0% | 0% | 0% | 1 | 0% | 0% | 0% | 1 | 0% | 0% | 0% | 1 | 100% | 0% | 0% | 5 | 0.4541% | 0% | 0% | 1 | 0% | 0% | 1 |  |  |  |  | 0% | [5 empty] | 0% | 0% | 0% | 1 | 0.03137% | 0% | 0% | 1 | 0% | 0% | 0% | 1 | 2.708% | 0% | 0% | 1 | 2.74% | 0% | 0% | 1 | 100% | 0% | 0% | 5 | 0.4412% | 0% | 0% | 1
280 | Mohave | Southern_NV_Eldorado | 0 | 0 | 0 | 0% | 0% | 1 |  |  |  |  | 0% | [5 empty] | 0% | 0% | 0% | 1 | 0% | 0% | 0% | 1 | 44.26% | 0% | 0% | 1 | 0% | 0% | 0% | 1 | 44.26% | 0% | 0% | 1 | 74.52% | 0% | 0% | 3 | 8.92% | 0% | 0% | 1 | 0% | 0% | 1 |  |  |  |  | 0% | [5 empty] | 0% | 0% | 0% | 1 | 13.93% | 0% | 0% | 1 | 88.93% | 0% | 0% | 3 | 0% | 0% | 0% | 1 | 88.93% | 0% | 0% | 3 | 25% | 0% | 0% | 1 | 15.48% | 0% | 0% | 1 | 0% | 0% | 1 |  |  |  |  | 0% | [5 empty] | 0% | 0% | 0% | 1 | 23.49% | 0% | 0% | 1 | 79.04% | 0% | 0% | 3 | 0% | 0% | 0% | 1 | 84.3% | 0% | 0% | 3 | 28.72% | 0% | 0% | 1 | 12.63% | 0% | 0% | 1 | 0% | 0% | 1 |  |  |  |  | 0% | [5 empty] | 0% | 0% | 0% | 1 | 17.53% | 0% | 0% | 1 | 55.43% | 0% | 0% | 2 | 23.07% | 0% | 0% | 1 | 69.7% | 0% | 0% | 2 | 53.87% | 0% | 0% | 2 | 6.355% | 0% | 0% | 1
281 | Pahrump | Southern_NV_Eldorado | 0 | 0 | 0 | 0% | 0% | 1 |  |  |  |  | 0% | [5 empty] | 0% | 0% | 0% | 1 | 0% | 0% | 0% | 1 | 39.38% | 0% | 0% | 1 | 44.93% | 0% | 0% | 1 | 44.93% | 0% | 0% | 1 | 82.18% | 0% | 0% | 3 | 5.458% | 0% | 0% | 1 | 0% | 0% | 1 |  |  |  |  | 0% | [5 empty] | 0% | 0% | 0% | 1 | 23.92% | 0% | 0% | 1 | 6.245% | 0% | 0% | 1 | 34.99% | 0% | 0% | 1 | 47.48% | 0% | 0% | 1 | 86.59% | 0% | 0% | 3 | 0.8578% | 0% | 0% | 1 | 0% | 0% | 1 |  |  |  |  | 0% | [5 empty] | 0% | 0% | 0% | 1 | 17% | 0% | 0% | 1 | 4.438% | 0% | 0% | 1 | 50.69% | 0% | 0% | 2 | 59.57% | 0% | 0% | 2 | 77.05% | 0% | 0% | 3 | 0.6378% | 0% | 0% | 1 | 0% | 0% | 1 |  |  |  |  | 0% | [5 empty] | 0% | 0% | 0% | 1 | 15.32% | 0% | 0% | 1 | 3.999% | 0% | 0% | 1 | 47.78% | 0% | 0% | 1 | 55.78% | 0% | 0% | 2 | 72.56% | 0% | 0% | 3 | 0.6418% | 0% | 0% | 1
282 | Palo Verde | Arizona | 0 | 0 | 0 | 0% | 0% | 1 |  |  |  |  | 0% | [5 empty] | 0% | 0% | 0% | 1 | 0% | 0% | 0% | 1 | 0% | 0% | 0% | 1 | 0% | 0% | 0% | 1 | 0% | 0% | 0% | 1 | 0% | 0% | 0% | 1 | 0% | 0% | 0% | 1 | 0% | 0% | 1 |  |  |  |  | 0% | [5 empty] | 0% | 0% | 0% | 1 | 0% | 0% | 0% | 1 | 0% | 0% | 0% | 1 | 0% | 0% | 0% | 1 | 0% | 0% | 0% | 1 | 0% | 0% | 0% | 1 | 0% | 0% | 0% | 1 | 0% | 0% | 1 |  |  |  |  | 0% | [5 empty] | 0% | 0% | 0% | 1 | 0% | 0% | 0% | 1 | 0% | 0% | 0% | 1 | 0% | 0% | 0% | 1 | 0% | 0% | 0% | 1 | 0% | 0% | 0% | 1 | 0% | 0% | 0% | 1 | 0% | 0% | 1 |  |  |  |  | 0% | [5 empty] | 0% | 0% | 0% | 1 | 0% | 0% | 0% | 1 | 0% | 0% | 0% | 1 | 0% | 0% | 0% | 1 | 0% | 0% | 0% | 1 | 0% | 0% | 0% | 1 | 0% | 0% | 0% | 1
283 | Primm | Southern_NV_Eldorado | 0 | 0 | 0 | 0% | 0% | 1 |  |  |  |  | 0% | [5 empty] | 0% | 0% | 0% | 1 | 87.62% | 0% | 0% | 3 | 79.14% | 0% | 0% | 3 | 11.82% | 0% | 0% | 1 | 99.4% | 0% | 0% | 5 | 44.91% | 0% | 0% | 1 | 0% | 0% | 0% | 1 | 0% | 0% | 1 |  |  |  |  | 0% | [5 empty] | 0% | 0% | 0% | 1 | 82.41% | 0% | 0% | 3 | 74.44% | 0% | 0% | 3 | 11% | 0% | 0% | 1 | 93.36% | 0% | 0% | 4 | 48.16% | 0% | 0% | 1 | 0% | 0% | 0% | 1 | 0% | 0% | 1 |  |  |  |  | 0% | [5 empty] | 0% | 0% | 0% | 1 | 58.11% | 0% | 0% | 2 | 55.53% | 0% | 0% | 2 | 8.372% | 0% | 0% | 1 | 67.33% | 0% | 0% | 2 | 62.05% | 0% | 0% | 2 | 0.522% | 0% | 0% | 1 | 0% | 0% | 1 |  |  |  |  | 0% | [5 empty] | 0% | 0% | 0% | 1 | 24.17% | 0% | 0% | 1 | 33.93% | 0% | 0% | 1 | 10.45% | 0% | 0% | 1 | 39.49% | 0% | 0% | 1 | 71.65% | 0% | 0% | 3 | 0.3097% | 0% | 0% | 1
284 | Sloan Canyon (fka Bob) | Southern_NV_Eldorado | 0 | 0 | 0 | 0% | 0% | 1 |  |  |  |  | 0% | [5 empty] | 0% | 0% | 0% | 1 | 0% | 0% | 0% | 1 | 0% | 0% | 0% | 1 | 0% | 0% | 0% | 1 | 0% | 0% | 0% | 1 | 0% | 0% | 0% | 1 | 0% | 0% | 0% | 1 | 0% | 0% | 1 |  |  |  |  | 0% | [5 empty] | 0% | 0% | 0% | 1 | 0% | 0% | 0% | 1 | 0% | 0% | 0% | 1 | 0% | 0% | 0% | 1 | 0% | 0% | 0% | 1 | 0% | 0% | 0% | 1 | 0% | 0% | 0% | 1 | 0% | 0% | 1 |  |  |  |  | 0% | [5 empty] | 0% | 0% | 0% | 1 | 0% | 0% | 0% | 1 | 0% | 0% | 0% | 1 | 0% | 0% | 0% | 1 | 0% | 0% | 0% | 1 | 0% | 0% | 0% | 1 | 0% | 0% | 0% | 1 | 0% | 0% | 1 |  |  |  |  | 0% | [5 empty] | 0% | 0% | 0% | 1 | 95.83% | 0% | 0% | 5 | 72.97% | 0% | 0% | 3 | 0.0005072% | 0% | 0% | 1 | 95.83% | 0% | 0% | 5 | 37.42% | 0% | 0% | 1 | 0% | 0% | 0% | 1
285 | Valley (VEA) | Southern_NV_Eldorado | 0 | 0 | 0 | 0% | 0% | 1 |  |  |  |  | 0% | [5 empty] | 0% | 0% | 0% | 1 | 0% | 0% | 0% | 1 | 0% | 0% | 0% | 1 | 0% | 0% | 0% | 1 | 0% | 0% | 0% | 1 | 100% | 0% | 0% | 5 | 0.4541% | 0% | 0% | 1 | 0% | 0% | 1 |  |  |  |  | 0% | [5 empty] | 0% | 0% | 0% | 1 | 0% | 0% | 0% | 1 | 0% | 0% | 0% | 1 | 0% | 0% | 0% | 1 | 0% | 0% | 0% | 1 | 100% | 0% | 0% | 5 | 0.4541% | 0% | 0% | 1 | 0% | 0% | 1 |  |  |  |  | 0% | [5 empty] | 0% | 0% | 0% | 1 | 0% | 0% | 0% | 1 | 0% | 0% | 0% | 1 | 6.11% | 0% | 0% | 1 | 6.11% | 0% | 0% | 1 | 100% | 0% | 0% | 5 | 0.4263% | 0% | 0% | 1 | 0% | 0% | 1 |  |  |  |  | 0% | [5 empty] | 0% | 0% | 0% | 1 | 0.02559% | 0% | 0% | 1 | 0% | 0% | 0% | 1 | 5.262% | 0% | 0% | 1 | 5.288% | 0% | 0% | 1 | 88.05% | 0% | 0% | 3 | 0.4384% | 0% | 0% | 1
286 | Vista (VEA) | Southern_NV_Eldorado | 0 | 0 | 0 | 0% | 0% | 1 |  |  |  |  | 0% | [5 empty] | 0% | 0% | 0% | 1 | 0% | 0% | 0% | 1 | 0% | 0% | 0% | 1 | 0% | 0% | 0% | 1 | 0% | 0% | 0% | 1 | 0% | 0% | 0% | 1 | 0% | 0% | 0% | 1 | 0% | 0% | 1 |  |  |  |  | 0% | [5 empty] | 0% | 0% | 0% | 1 | 0.08838% | 0% | 0% | 1 | 71.61% | 0% | 0% | 3 | 95.71% | 0% | 0% | 5 | 95.8% | 0% | 0% | 5 | 57.04% | 0% | 0% | 2 | 10.48% | 0% | 0% | 1 | 0% | 0% | 1 |  |  |  |  | 0% | [5 empty] | 0% | 0% | 0% | 1 | 12.15% | 0% | 0% | 1 | 15.52% | 0% | 0% | 1 | 30.66% | 0% | 0% | 1 | 42.82% | 0% | 0% | 1 | 86.98% | 0% | 0% | 3 | 2.132% | 0% | 0% | 1 | 0% | 0% | 1 |  |  |  |  | 0% | [5 empty] | 0% | 0% | 0% | 1 | 14.77% | 0% | 0% | 1 | 3.856% | 0% | 0% | 1 | 45.05% | 0% | 0% | 1 | 52.76% | 0% | 0% | 2 | 78.2% | 0% | 0% | 3 | 0.6396% | 0% | 0% | 1
287 | Bay Boulevard | Greater_SD | 0 | 0 | 0 | 0% | 0% | 1 |  |  |  |  | 0% | [5 empty] | 3.408% | 0% | 3.408% | 1 | 2.124% | 0% | 0% | 1 | 22.3% | 0% | 0% | 1 | 85.63% | 0% | 0% | 3 | 85.98% | 0% | 0% | 3 | 0% | 0% | 0% | 1 | 3.596% | 0% | 0% | 1 | 0% | 0% | 1 |  |  |  |  | 0% | [5 empty] | 7.001% | 0% | 7.001% | 1 | 4.379% | 0% | 0% | 1 | 25.71% | 0% | 0% | 1 | 81.12% | 0% | 0% | 3 | 81.41% | 0% | 0% | 3 | 1.635% | 0% | 0% | 1 | 3.666% | 0% | 0% | 1 | 0% | 0% | 1 |  |  |  |  | 0% | [5 empty] | 6.869% | 0.1147% | 6.983% | 2 | 4.297% | 0% | 0% | 1 | 25.4% | 0% | 0% | 1 | 80.46% | 0% | 0% | 3 | 80.75% | 0% | 0% | 3 | 1.719% | 0% | 0% | 1 | 3.64% | 0% | 0% | 1 | 0% | 0% | 1 |  |  |  |  | 0% | [5 empty] | 6.409% | 5.638% | 12.05% | 2 | 4.043% | 0% | 0% | 1 | 25.22% | 0% | 0% | 1 | 79.91% | 0% | 0% | 3 | 80.18% | 0% | 0% | 3 | 4.324% | 0% | 0% | 1 | 3.592% | 0% | 0% | 1
288 | Beatty | Southern_NV_Eldorado | 0 | 0 | 0 | 0% | 0% | 1 |  |  |  |  | 0% | [5 empty] | 0% | 0% | 0% | 1 | 0% | 0% | 0% | 1 | 0% | 0% | 0% | 1 | 0% | 0% | 0% | 1 | 0% | 0% | 0% | 1 | 0% | 0% | 0% | 1 | 0% | 0% | 0% | 1 | 0% | 0% | 1 |  |  |  |  | 0% | [5 empty] | 0% | 0% | 0% | 1 | 0% | 0% | 0% | 1 | 0% | 0% | 0% | 1 | 0% | 0% | 0% | 1 | 0% | 0% | 0% | 1 | 100% | 0% | 0% | 5 | 0% | 0% | 0% | 1 | 0% | 0% | 1 |  |  |  |  | 0% | [5 empty] | 0% | 0% | 0% | 1 | 0% | 0% | 0% | 1 | 0% | 0% | 0% | 1 | 0% | 0% | 0% | 1 | 0% | 0% | 0% | 1 | 100% | 0% | 0% | 5 | 0% | 0% | 0% | 1 | 0% | 0% | 1 |  |  |  |  | 0% | [5 empty] | 0% | 0% | 0% | 1 | 0% | 0% | 0% | 1 | 0% | 0% | 0% | 1 | 0% | 0% | 0% | 1 | 0% | 0% | 0% | 1 | 100% | 0% | 0% | 5 | 0% | 0% | 0% | 1
289 | Lee Lake (Proposed) | Riverside (Exclude) | 0 | 0 | 0 | 0% | 0% | 1 |  |  |  |  | 0% | [5 empty] | 0% | 0% | 0% | 1 | 0% | 0% | 0% | 1 | 0% | 0% | 0% | 1 | 0% | 0% | 0% | 1 | 0% | 0% | 0% | 1 | 0% | 0% | 0% | 1 | 0% | 0% | 0% | 1 | 0% | 0% | 1 |  |  |  |  | 0% | [5 empty] | 0% | 0% | 0% | 1 | 0% | 0% | 0% | 1 | 0% | 0% | 0% | 1 | 0% | 0% | 0% | 1 | 0% | 0% | 0% | 1 | 0% | 0% | 0% | 1 | 0% | 0% | 0% | 1 | 0% | 0% | 1 |  |  |  |  | 0% | [5 empty] | 0% | 100% | 100% | 5 | 67.71% | 0% | 0% | 2 | 32.29% | 0% | 0% | 1 | 32.29% | 0% | 0% | 1 | 100% | 0% | 0% | 5 | 50.93% | 0% | 0% | 2 | 1.329% | 0% | 0% | 1 | 0% | 0% | 1 |  |  |  |  | 0% | [5 empty] | 1.75% | 20.13% | 21.88% | 4 | 15.56% | 0% | 0% | 1 | 20.52% | 0% | 0% | 1 | 83.1% | 0% | 0% | 3 | 92.97% | 0% | 0% | 4 | 11.64% | 0% | 0% | 1 | 6.001% | 0% | 0% | 1
290 | Leprino Jct | Central_Valley_North_Los_Banos | 0 | 0 | 0 | 0% | 0% | 1 |  |  |  |  | 30.4% | [5 empty] | 0% | 0% | 0% | 1 | 1.248% | 0% | 0% | 1 | 0% | 0% | 0% | 1 | 0.1467% | 0% | 0% | 1 | 1.248% | 0% | 0% | 1 | 0% | 0% | 0% | 1 | 3.591% | 0% | 0% | 1 | 0% | 0% | 1 |  |  |  |  | 50.36% | [5 empty] | 0% | 0% | 0% | 1 | 4.111% | 0% | 0% | 1 | 2.046% | 0% | 0% | 1 | 2.584% | 0% | 0% | 1 | 6.101% | 0% | 0% | 1 | 0% | 0% | 0% | 1 | 2.297% | 0% | 0% | 1 | 0% | 0% | 1 |  |  |  |  | 54.85% | [5 empty] | 0% | 0% | 0% | 1 | 5.464% | 0% | 0% | 1 | 1.768% | 0% | 0% | 1 | 4.534% | 0% | 0% | 1 | 9.626% | 0% | 0% | 1 | 0% | 0% | 0% | 1 | 1.774% | 0% | 0% | 1 | 0% | 0% | 1 |  |  |  |  | 48.13% | [5 empty] | 0% | 0% | 0% | 1 | 10.15% | 0% | 0% | 1 | 2.433% | 0% | 0% | 1 | 5.188% | 0% | 0% | 1 | 12.93% | 0% | 0% | 1 | 1.426% | 0% | 0% | 1 | 1.296% | 0% | 0% | 1
291 | Mead | Southern_NV_Eldorado | 0 | 0 | 0 | 0% | 0% | 1 |  |  |  |  | 0% | [5 empty] | 0% | 0% | 0% | 1 | 0% | 0% | 0% | 1 | 0% | 0% | 0% | 1 | 0% | 0% | 0% | 1 | 0% | 0% | 0% | 1 | 0% | 0% | 0% | 1 | 0% | 0% | 0% | 1 | 0% | 0% | 1 |  |  |  |  | 0% | [5 empty] | 0% | 0% | 0% | 1 | 0% | 0% | 0% | 1 | 0% | 0% | 0% | 1 | 0% | 0% | 0% | 1 | 0% | 0% | 0% | 1 | 0% | 0% | 0% | 1 | 0% | 0% | 0% | 1 | 0% | 0% | 1 |  |  |  |  | 0% | [5 empty] | 0% | 0% | 0% | 1 | 0% | 0% | 0% | 1 | 0% | 0% | 0% | 1 | 0% | 0% | 0% | 1 | 0% | 0% | 0% | 1 | 0% | 0% | 0% | 1 | 0% | 0% | 0% | 1 | 0% | 0% | 1 |  |  |  |  | 0% | [5 empty] | 0% | 0% | 0% | 1 | 0% | 0% | 0% | 1 | 0% | 0% | 0% | 1 | 0% | 0% | 0% | 1 | 0% | 0% | 0% | 1 | 0% | 0% | 0% | 1 | 0% | 0% | 0% | 1
292 | Quinto | Central_Valley_North_Los_Banos | 0 | 0 | 0 | 0% | 0% | 1 |  |  |  |  | 7.789% | [5 empty] | 2.734% | 0% | 2.734% | 1 | 78.89% | 0% | 0% | 3 | 3.431% | 0% | 0% | 1 | 12.06% | 0% | 0% | 1 | 80.56% | 0% | 0% | 3 | 24.07% | 0% | 0% | 1 | 6.537% | 0% | 0% | 1 | 0% | 0% | 1 |  |  |  |  | 6.982% | [5 empty] | 6.89% | 0% | 6.89% | 1 | 75.4% | 0% | 0% | 3 | 7.024% | 0% | 0% | 1 | 14.38% | 0% | 0% | 1 | 79.76% | 0% | 0% | 3 | 39.28% | 0% | 0% | 1 | 7.574% | 0% | 0% | 1 | 0% | 0% | 1 |  |  |  |  | 17.19% | [5 empty] | 6.098% | 0% | 6.098% | 1 | 67.62% | 0% | 0% | 2 | 11.5% | 0% | 0% | 1 | 17.51% | 0% | 0% | 1 | 72.91% | 0% | 0% | 3 | 33.38% | 0% | 0% | 1 | 8.288% | 0% | 0% | 1 | 0% | 0% | 1 |  |  |  |  | 38.24% | [5 empty] | 9.514% | 0% | 9.514% | 1 | 53.8% | 0% | 0% | 2 | 13.74% | 0% | 0% | 1 | 21.4% | 0% | 0% | 1 | 57.93% | 0% | 0% | 2 | 24.29% | 0% | 0% | 1 | 5.724% | 0% | 0% | 1
293 | Sandy | Southern_NV_Eldorado | 0 | 0 | 0 | 0% | 0% | 1 |  |  |  |  | 0% | [5 empty] | 0% | 0% | 0% | 1 | 0% | 0% | 0% | 1 | 0% | 0% | 0% | 1 | 0% | 0% | 0% | 1 | 0% | 0% | 0% | 1 | 0% | 0% | 0% | 1 | 0% | 0% | 0% | 1 | 0% | 0% | 1 |  |  |  |  | 0% | [5 empty] | 0% | 0% | 0% | 1 | 0% | 0% | 0% | 1 | 0% | 0% | 0% | 1 | 6.361% | 0% | 0% | 1 | 6.361% | 0% | 0% | 1 | 9.036% | 0% | 0% | 1 | 1.088% | 0% | 0% | 1 | 0% | 0% | 1 |  |  |  |  | 0% | [5 empty] | 0% | 0% | 0% | 1 | 17.93% | 0% | 0% | 1 | 0.09561% | 0% | 0% | 1 | 43.2% | 0% | 0% | 1 | 52.56% | 0% | 0% | 2 | 70.5% | 0% | 0% | 3 | 0.3532% | 0% | 0% | 1 | 0% | 0% | 1 |  |  |  |  | 0% | [5 empty] | 0% | 0% | 0% | 1 | 14.63% | 0% | 0% | 1 | 5.552% | 0% | 0% | 1 | 43.96% | 0% | 0% | 1 | 51.59% | 0% | 0% | 2 | 73.97% | 0% | 0% | 3 | 0.5642% | 0% | 0% | 1
294 | Eldorado | Southern_NV_Eldorado | 0 | 0 | 0 | 0% | 0% | 1 |  |  |  |  | 0% | [5 empty] | 0% | 0% | 0% | 1 | 0% | 0% | 0% | 1 | 0% | 0% | 0% | 1 | 0% | 0% | 0% | 1 | 0% | 0% | 0% | 1 | 0% | 0% | 0% | 1 | 0% | 0% | 0% | 1 | 0% | 0% | 1 |  |  |  |  | 0% | [5 empty] | 0% | 0% | 0% | 1 | 0% | 0% | 0% | 1 | 0% | 0% | 0% | 1 | 0% | 0% | 0% | 1 | 0% | 0% | 0% | 1 | 0% | 0% | 0% | 1 | 0% | 0% | 0% | 1 | 0% | 0% | 1 |  |  |  |  | 0% | [5 empty] | 0% | 0% | 0% | 1 | 0% | 0% | 0% | 1 | 0% | 0% | 0% | 1 | 0% | 0% | 0% | 1 | 0% | 0% | 0% | 1 | 0% | 0% | 0% | 1 | 0% | 0% | 0% | 1 | 0% | 0% | 1 |  |  |  |  | 0% | [5 empty] | 0% | 0% | 0% | 1 | 87.57% | 0% | 0% | 3 | 51.79% | 0% | 0% | 2 | 10.96% | 0% | 0% | 1 | 98.53% | 0% | 0% | 5 | 81.2% | 0% | 0% | 3 | 0% | 0% | 0% | 1
295 | Fink (Proposed) |  | 0 | 0 | 0 | 0% | 0% | 1 |  |  |  |  | 5.028% | [5 empty] | 77.72% | 0% | 77.72% | 5 | 94.76% | 0% | 0% | 4 | 29.45% | 0% | 0% | 1 | 64.39% | 0% | 0% | 2 | 97.52% | 0% | 0% | 5 | 75.64% | 0% | 0% | 3 | 3.511% | 0% | 0% | 1 | 0% | 0% | 1 |  |  |  |  | 33.56% | [5 empty] | 18.9% | 0% | 18.9% | 1 | 61.05% | 0% | 0% | 2 | 8.814% | 0% | 0% | 1 | 21.43% | 0% | 0% | 1 | 63.26% | 0% | 0% | 2 | 43.26% | 0% | 0% | 1 | 2.937% | 0% | 0% | 1 | 0% | 0% | 1 |  |  |  |  | 41.42% | [5 empty] | 12.05% | 0% | 12.05% | 1 | 62.06% | 0% | 0% | 2 | 10.13% | 0% | 0% | 1 | 19.75% | 0% | 0% | 1 | 64% | 0% | 0% | 2 | 36.76% | 0% | 0% | 1 | 2.493% | 0% | 0% | 1 | 0% | 0% | 1 |  |  |  |  | 37.84% | [5 empty] | 13.68% | 0% | 13.68% | 1 | 57.94% | 0% | 0% | 2 | 15% | 0% | 0% | 1 | 21.17% | 0% | 0% | 1 | 62.02% | 0% | 0% | 2 | 30.36% | 0% | 0% | 1 | 4.128% | 0% | 0% | 1
296 | New Sub - Gates - Midway (Proposed) | Central_Valley_North_Los_Banos | 0 | 0 | 0 | 0% | 0% | 1 |  |  |  |  | 0% | [5 empty] | 0% | 0% | 0% | 1 | 0% | 0% | 0% | 1 | 0% | 0% | 0% | 1 | 0% | 0% | 0% | 1 | 0% | 0% | 0% | 1 | 0% | 0% | 0% | 1 | 0% | 0% | 0% | 1 | 0% | 0% | 1 |  |  |  |  | 0% | [5 empty] | 0% | 0% | 0% | 1 | 0% | 0% | 0% | 1 | 0% | 0% | 0% | 1 | 0% | 0% | 0% | 1 | 0% | 0% | 0% | 1 | 0% | 0% | 0% | 1 | 0% | 0% | 0% | 1 | 0% | 0% | 1 |  |  |  |  | 0% | [5 empty] | 1.531% | 0% | 1.531% | 1 | 45.46% | 0% | 0% | 1 | 0% | 0% | 0% | 1 | 97.28% | 0% | 0% | 5 | 98.81% | 0% | 0% | 5 | 2.042% | 0% | 0% | 1 | 0% | 0% | 0% | 1 | 0% | 0% | 1 |  |  |  |  | 0.3592% | [5 empty] | 3.537% | 0% | 3.537% | 1 | 46.35% | 0% | 0% | 1 | 3.219% | 0% | 0% | 1 | 12.67% | 0% | 0% | 1 | 50.88% | 0% | 0% | 2 | 51.61% | 0% | 0% | 2 | 1.166% | 0% | 0% | 1
297 | New Sub - Rancho Seco - Bellota (Proposed) | Solano | 0 | 0 | 0 | 0% | 0% | 1 |  |  |  |  | 60.51% | [5 empty] | 0% | 0% | 0% | 1 | 0% | 0% | 0% | 1 | 0% | 0% | 0% | 1 | 77.05% | 0% | 0% | 3 | 77.05% | 0% | 0% | 3 | 0% | 0% | 0% | 1 | 11.5% | 0% | 0% | 1 | 0% | 0% | 1 |  |  |  |  | 30.5% | [5 empty] | 0% | 0% | 0% | 1 | 25.96% | 0% | 0% | 1 | 3.964% | 0% | 0% | 1 | 27.38% | 0% | 0% | 1 | 41.67% | 0% | 0% | 1 | 13.12% | 0% | 0% | 1 | 5.825% | 0% | 0% | 1 | 0% | 0% | 1 |  |  |  |  | 19.25% | [5 empty] | 7.707% | 0% | 7.707% | 1 | 59.16% | 0% | 0% | 2 | 4.68% | 0% | 0% | 1 | 25.14% | 0% | 0% | 1 | 69.62% | 0% | 0% | 2 | 24.55% | 0% | 0% | 1 | 6.675% | 0% | 0% | 1 | 0% | 0% | 1 |  |  |  |  | 43.01% | [5 empty] | 5.782% | 0% | 5.782% | 1 | 39.96% | 0% | 0% | 1 | 14.26% | 0% | 0% | 1 | 22.8% | 0% | 0% | 1 | 50.18% | 0% | 0% | 2 | 16.81% | 0% | 0% | 1 | 6.081% | 0% | 0% | 1
298 | New Sub - Midway - Wheeler Ridge (Proposed) | Central_Valley_North_Los_Banos | 0 | 0 | 0 | 0% | 0% | 1 |  |  |  |  | 0% | [5 empty] | 0% | 0% | 0% | 1 | 0% | 0% | 0% | 1 | 0% | 0% | 0% | 1 | 0% | 0% | 0% | 1 | 0% | 0% | 0% | 1 | 0% | 0% | 0% | 1 | 0% | 0% | 0% | 1 | 0% | 0% | 1 |  |  |  |  | 0% | [5 empty] | 0% | 0% | 0% | 1 | 0% | 0% | 0% | 1 | 0% | 0% | 0% | 1 | 0% | 0% | 0% | 1 | 0% | 0% | 0% | 1 | 0% | 0% | 0% | 1 | 0% | 0% | 0% | 1 | 0% | 0% | 1 |  |  |  |  | 0% | [5 empty] | 91.89% | 0.3205% | 92.21% | 5 | 0.4913% | 0% | 0% | 1 | 0% | 0% | 0% | 1 | 0% | 0% | 0% | 1 | 0.4913% | 0% | 0% | 1 | 84.12% | 0% | 0% | 3 | 3.818% | 0% | 0% | 1 | 0% | 0% | 1 |  |  |  |  | 0% | [5 empty] | 79.34% | 2.43% | 81.77% | 5 | 51.9% | 0% | 0% | 2 | 34.99% | 0% | 0% | 1 | 52.19% | 0% | 0% | 2 | 70.7% | 0% | 0% | 3 | 61.9% | 0% | 0% | 2 | 3.852% | 0% | 0% | 1
299 | New Sub - Suncrest - Ocotillo (Proposed) | Greater_Imperial | 400 | 16000 | 20 | 294.6% | 24.55% | 5 |  |  |  |  | 0% | [5 empty] | 13.26% | 86.74% | 100% | 5 | 0.2079% | 33.08% | 0% | 2 | 28.56% | 46.2% | 0% | 2 | 44.16% | 59.11% | 0% | 3 | 48.99% | 64.71% | 0% | 3 | 73.58% | 124.9% | 8.946% | 4 | 2.404% | 64.71% | 0% | 3 | 120.2% | 3.698% | 4 |  |  |  |  | 0.2059% | [5 empty] | 37.69% | 60.79% | 98.48% | 5 | 6.392% | 19.88% | 0% | 1 | 26.45% | 25.3% | 0% | 2 | 45.28% | 34.01% | 0% | 2 | 57.16% | 43.44% | 0% | 2 | 58.63% | 44.99% | 0% | 2 | 2.327% | 43.44% | 0% | 2 | 104.1% | 0.74% | 4 |  |  |  |  | 0.1746% | [5 empty] | 38.56% | 59.93% | 98.49% | 5 | 12.29% | 17.99% | 0% | 1 | 25.48% | 21.18% | 0% | 2 | 46.26% | 29.36% | 0% | 2 | 58.34% | 37.88% | 0% | 2 | 57.24% | 36.91% | 0% | 2 | 3.695% | 37.88% | 0% | 2 | 67.68% | 0% | 3 |  |  |  |  | 0.1579% | [5 empty] | 34.06% | 48.41% | 82.47% | 5 | 25.85% | 14.58% | 0% | 1 | 23.91% | 14.2% | 0% | 1 | 43.39% | 19.09% | 0% | 1 | 61.17% | 27.83% | 0% | 2 | 54.49% | 23.75% | 0% | 2 | 4.922% | 27.83% | 0% | 2
300 | New Sub - North Gila - IV (Proposed) | Greater_Imperial | 0 | 0 | 0 | 0% | 0% | 1 |  |  |  |  | 55.54% | [5 empty] | 0% | 0% | 0% | 1 | 0% | 0% | 0% | 1 | 36.21% | 0% | 0% | 1 | 36.21% | 0% | 0% | 1 | 36.21% | 0% | 0% | 1 | 12.42% | 0% | 0% | 1 | 8.59% | 0% | 0% | 1 | 0% | 0% | 1 |  |  |  |  | 61.69% | [5 empty] | 0% | 0% | 0% | 1 | 3.71% | 0% | 0% | 1 | 21.1% | 0% | 0% | 1 | 21.1% | 0% | 0% | 1 | 24.81% | 0% | 0% | 1 | 10.48% | 0% | 0% | 1 | 5.857% | 0% | 0% | 1 | 0% | 0% | 1 |  |  |  |  | 62.71% | [5 empty] | 0% | 0% | 0% | 1 | 4.83% | 0% | 0% | 1 | 16.61% | 0% | 0% | 1 | 16.61% | 0% | 0% | 1 | 21.44% | 0% | 0% | 1 | 9.427% | 0% | 0% | 1 | 4.991% | 0% | 0% | 1 | 0% | 0% | 1 |  |  |  |  | 51.74% | [5 empty] | 0% | 0% | 0% | 1 | 7.221% | 0% | 0% | 1 | 15.88% | 0% | 0% | 1 | 15.05% | 0% | 0% | 1 | 22.98% | 0% | 0% | 1 | 14.11% | 0% | 0% | 1 | 4.774% | 0% | 0% | 1
301 | New Sub - Lugo - Pisgah (Proposed) | Greater_Kramer | 150 | 6000 | 20 | 96.58% | 0% | 4 |  |  |  |  | 0% | [5 empty] | 0.2746% | 0% | 0.2746% | 1 | 25.4% | 24.87% | 0% | 2 | 8.297% | 20.23% | 0% | 2 | 7.999% | 20.16% | 0% | 2 | 35.19% | 28.62% | 0% | 2 | 66.06% | 54.66% | 0% | 3 | 0.08549% | 28.62% | 0% | 2 | 22.67% | 0% | 2 |  |  |  |  | 0.4907% | [5 empty] | 16.19% | 0% | 16.19% | 1 | 28.45% | 9.675% | 0% | 1 | 14.74% | 8.12% | 0% | 1 | 20.83% | 8.745% | 0% | 1 | 45.4% | 12.68% | 0% | 1 | 49.17% | 13.62% | 0% | 1 | 0.1618% | 12.68% | 0% | 1 | 12.97% | 0% | 1 |  |  |  |  | 0.4322% | [5 empty] | 16.31% | 0.0001796% | 16.31% | 2 | 29.59% | 6.076% | 0% | 1 | 19.82% | 5.335% | 0% | 1 | 25.41% | 5.735% | 0% | 1 | 49.54% | 8.478% | 0% | 1 | 38.96% | 7.008% | 0% | 1 | 0.5311% | 8.478% | 0% | 1 | 7.913% | 0% | 1 |  |  |  |  | 0.3196% | [5 empty] | 18.1% | 2.906% | 21.01% | 2 | 33.66% | 3.617% | 0% | 1 | 23.38% | 3.132% | 0% | 1 | 28.78% | 3.369% | 0% | 1 | 54.76% | 5.304% | 0% | 2 | 38.26% | 3.886% | 0% | 1 | 0.6405% | 5.304% | 0% | 1

## Land_OOS_Analysis_Wind_2039
Land-use and environmental criteria analysis for 2039 onshore wind resources mapped to Nevada or Arizona areas of the CAISO system for 5, 10, 15, and 20 mile radii from substations. This analysis uses the values from the "LandEnvData_SolarWind_OOS" tab to calculate criteria alignment. |  |  |  | Onshore Wind Resource Density Assumption
|  |  |  | 40 | Acres/MW
[6 empty] | 5 Mile Radius Analysis |  |  | 10 Mile Radius Analysis |  |  | 15 Mile Radius Analysis |  |  | 20 Mile Radius Analysis
[6 empty] | WECC Land-Use Screen |  |  | WECC Land-Use Screen |  |  | WECC Land-Use Screen |  |  | WECC Land-Use Screen
OBJECTID | IRP_Substation_Name | RESOLVE_Solar_Area | MWs Mapepd | Acres of MWs Mapped | Distance from Substation Selected (mi) | Lower Implications Area used by MWs Mapped | High Implications Area used by MWs Mapped | Core Screen Criteria Alignment Level | Lower Implications Area used by MWs Mapped | High Implications Area used by MWs Mapped | Core Screen Criteria Alignment Level | Lower Implications Area used by MWs Mapped | High Implications Area used by MWs Mapped | Core Screen Criteria Alignment Level | Lower Implications Area used by MWs Mapped | High Implications Area used by MWs Mapped | Core Screen Criteria Alignment Level
1 | DELANEY | ARIZONA | 0 | 0 | 0 | 0% | 0% | 1 | 0% | 0% | 1 | 0% | 0% | 1 | 0% | 0% | 1
2 | GAMEBIRD | SNV | 0 | 0 | 0 | 0% | 0% | 1 | 0% | 0% | 1 | 0% | 0% | 1 | 0% | 0% | 1
3 | MOHAVE | SNV | 0 | 0 | 20 | 0% | 0% | 1 | 0% | 0% | 1 | 0% | 0% | 1 | 0% | 0% | 1
4 | HASSAYAMPA | ARIZONA | 0 | 0 | 0 | 0% | 0% | 1 | 0% | 0% | 1 | 0% | 0% | 1 | 0% | 0% | 1
5 | ELDORADO | SNV | 0 | 0 | 0 | 0% | 0% | 1 | 0% | 0% | 1 | 0% | 0% | 1 | 0% | 0% | 1
6 | NORTH GILA | ARIZONA | 0 | 0 | 0 | 0% | 0% | 1 | 0% | 0% | 1 | 0% | 0% | 1 | 0% | 0% | 1
7 | LATHROP | SNV | 310 | 12400 | 10 | 173.4% | 25.37% | 5 | 29.24% | 0% | 2 | 14.32% | 0% | 1 | 11.36% | 0% | 1
8 | BEATTY | SNV | 0 | 0 | 0 | 0% | 0% | 1 | 0% | 0% | 1 | 0% | 0% | 1 | 0% | 0% | 1
9 | VALLEY (VEA) | SNV | 0 | 0 | 0 | 0% | 0% | 1 | 0% | 0% | 1 | 0% | 0% | 1 | 0% | 0% | 1
10 | INNOVATION | SNV | 0 | 0 | 10 | 0% | 0% | 1 | 0% | 0% | 1 | 0% | 0% | 1 | 0% | 0% | 1
11 | HOODOO WASH | ARIZONA | 0 | 0 | 0 | 0% | 0% | 1 | 0% | 0% | 1 | 0% | 0% | 1 | 0% | 0% | 1
12 | VISTA (VEA) | SNV | 0 | 0 | 0 | 0% | 0% | 1 | 0% | 0% | 1 | 0% | 0% | 1 | 0% | 0% | 1
13 | DESERT VIEW | SNV | 0 | 0 | 0 | 0% | 0% | 1 | 0% | 0% | 1 | 0% | 0% | 1 | 0% | 0% | 1
14 | CIELO AZUL | ARIZONA | 0 | 0 | 0 | 0% | 0% | 1 | 0% | 0% | 1 | 0% | 0% | 1 | 0% | 0% | 1
15 | TROUT CANYON | SNV | 0 | 0 | 0 | 0% | 0% | 1 | 0% | 0% | 1 | 0% | 0% | 1 | 0% | 0% | 1
16 | SLOAN CANYON | SNV | 310 | 12400 | 20 | 811.7% | 2790% | 5 | 362% | 230.3% | 5 | 109.8% | 5.515% | 4 | 43.73% | 0% | 2
17 | CHARLESTON PARK | SNV | 0 | 0 | 0 | 0% | 0% | 1 | 0% | 0% | 1 | 0% | 0% | 1 | 0% | 0% | 1
18 | JACKASS FLATS | SNV | 0 | 0 | 0 | 0% | 0% | 1 | 0% | 0% | 1 | 0% | 0% | 1 | 0% | 0% | 1
19 | MCCULLOUGH | SNV | 0 | 0 | 0 | 0% | 0% | 1 | 0% | 0% | 1 | 0% | 0% | 1 | 0% | 0% | 1
20 | MEAD | SNV | 0 | 0 | 0 | 0% | 0% | 1 | 0% | 0% | 1 | 0% | 0% | 1 | 0% | 0% | 1
21 | MERCURY | SNV | 0 | 0 | 0 | 0% | 0% | 1 | 0% | 0% | 1 | 0% | 0% | 1 | 0% | 0% | 1
22 | NORTHWEST (NVE) | SNV | 0 | 0 | 0 | 0% | 0% | 1 | 0% | 0% | 1 | 0% | 0% | 1 | 0% | 0% | 1
23 | PAHRUMP | SNV | 0 | 0 | 0 | 0% | 0% | 1 | 0% | 0% | 1 | 0% | 0% | 1 | 0% | 0% | 1
24 | PALO VERDE | ARIZONA | 0 | 0 | 0 | 0% | 0% | 1 | 0% | 0% | 1 | 0% | 0% | 1 | 0% | 0% | 1
25 | PRIMM | SNV | 0 | 0 | 0 | 0% | 0% | 1 | 0% | 0% | 1 | 0% | 0% | 1 | 0% | 0% | 1
26 | SANDY VALLEY | SNV | 0 | 0 | 0 | 0% | 0% | 1 | 0% | 0% | 1 | 0% | 0% | 1 | 0% | 0% | 1
27 | THOUSANDAIRE | SNV | 0 | 0 | 0 | 0% | 0% | 1 | 0% | 0% | 1 | 0% | 0% | 1 | 0% | 0% | 1
28 | VALLEY SWITCH | SNV | 0 | 0 | 0 | 0% | 0% | 1 | 0% | 0% | 1 | 0% | 0% | 1 | 0% | 0% | 1

## Land_EnvAnalysis_Geo
Land-use and environmental criteria analysis for mapped geothermal resources in California by geothermal field. Mapping analysis is conducted by identified geothermal field rather than by distance from substation. Analysis results apply to both 2034 and 2039 mapping as the amount of geothermal resources mapped is unchanged between the two model years. This analysis uses values from "LandEnvData_Geo" tab to calculate criteria alignment. |  |  |  | Geothermal Resource Density Assumption
|  |  |  | 5 | Acres/MW
[6 empty] | CEC Core Land-Use Screen |  |  | Fire Threat |  |  |  | ACE Terrestrial Connectivity |  |  |  | ACE Biodiversity |  |  |  | ACE Irreplaceability |  |  |  | ACE Combined |  |  |  | Terrestrial Landscape Intactness |  |  |  | Wetlands
Field Count | Geothermal Field Name | RESOLVE Region | MWs Mapped | Acres of MWs Mapped |  | Lower Implications Area used by MWs Mapped | High Implications Area used by MWs Mapped | Core Screen Criteria Alignment Level | Total Potential Area Percentage Tier 2 | Total Potential Area Percentage Tier 3 | Total Potential Area Percentage Tier 2 or 3 | Fire Threat Criteria Alignment Level | Total Potential Area Percentage Higher Implications | Low Implications Area used by MWs Mapped | Higher Implications Area used by MWs Mapped | ACE Connectivity Criteria Alignment | Total Potential Area Percentage Higher Implications | Low Implications Area used by MWs Mapped | Higher Implications Area used by MWs Mapped | ACE Biodiversity Criteria Alignment | Total Potential Area Percentage Higher Implications | Low Implications Area used by MWs Mapped | Higher Implications Area used by MWs Mapped | ACE Irreplaceability Criteria Alignment | Total Potential Area Percentage Higher Implications | Low Implications Area used by MWs Mapped | Higher Implications Area used by MWs Mapped | All ACE Criteria Alignment | Total Potential Area Percentage Higher Implications | Low Implications Area used by MWs Mapped | Higher Implications Area used by MWs Mapped | Intactness Criteria Alignment | Total Potential Area Percentage Higher Implications | Low Implications Area used by MWs Mapped | Higher Implications Area used by MWs Mapped | Wetlands Criteria Alignment
1 | Geysers | Northern_California | 164.8 | 824 |  | 0.2909% | 0% | 1 | 32.17% | 56.59% | 88.76% | 5 | 47.63% | 0.5556% | 0% | 1 | 40.48% | 0.4888% | 0% | 1 | 62.18% | 0.7694% | 0% | 2 | 78.98% | 1.384% | 0% | 3 | 41.81% | 0.5% | 0% | 1 | 1.346% | 0.2949% | 0% | 1
2 | Calistoga | Northern_California | 0 | 0 |  | 0% | 0% | 1 | 8.41% | 50.58% | 58.99% | 5 | 65.17% | 0% | 0% | 2 | 82.84% | 0% | 0% | 3 | 95.2% | 0% | 0% | 5 | 100% | 0% | 0% | 5 | 10.6% | 0% | 0% | 1 | 7.017% | 0% | 0% | 1
3 | Lake City - Surprise Valley 1 | Northern_California | 0 | 0 |  | 0% | 0% | 1 | 7.93% | 0% | 7.93% | 1 | 41.62% | 0% | 0% | 1 | 31.94% | 0% | 0% | 1 | 6.507% | 0% | 0% | 1 | 57.42% | 0% | 0% | 2 | 51.73% | 0% | 0% | 2 | 10.44% | 0% | 0% | 1
4 | East Brawley | Greater_Imperial (Exclude) | 210 | 1050 |  | 1.488% | 0% | 1 | 0% | 0% | 0% | 1 | 1.807% | 1.516% | 0% | 1 | 9.071% | 1.637% | 0% | 1 | 9.731% | 1.649% | 0% | 1 | 10.88% | 1.67% | 0% | 1 | 4.353% | 1.556% | 0% | 1 | 4.102% | 1.552% | 0% | 1
5 | East Mesa | Greater_Imperial | 0 | 0 |  | 0% | 0% | 1 | 0% | 0% | 0% | 1 | 7.747% | 0% | 0% | 1 | 12.26% | 0% | 0% | 1 | 12.26% | 0% | 0% | 1 | 20% | 0% | 0% | 1 | 37.52% | 0% | 0% | 1 | 5.05% | 0% | 0% | 1
6 | Mono - Long Valley | Greater_Kramer (Exclude) | 40.7 | 203.5 |  | 0.04445% | 0% | 1 | 75.64% | 0% | 75.64% | 5 | 4.868% | 0.04673% | 0% | 1 | 26.9% | 0.06081% | 0% | 1 | 19.3% | 0.05508% | 0% | 1 | 37.45% | 0.07107% | 0% | 1 | 62.53% | 0.1186% | 0% | 2 | 6.903% | 0.04775% | 0% | 1
7 | Wendel - Amedee | Northern_California | 0 | 0 |  | 0% | 0% | 1 | 36.53% | 0% | 36.53% | 2 | 34.75% | 0% | 0% | 1 | 60.88% | 0% | 0% | 2 | 54.37% | 0% | 0% | 2 | 75.33% | 0% | 0% | 3 | 38.37% | 0% | 0% | 1 | 9.961% | 0% | 0% | 1
8 | Glass Mountain | Northern_California | 0 | 0 |  | 0% | 0% | 1 | 83.74% | 0% | 83.74% | 5 | 83.15% | 0% | 0% | 3 | 15.85% | 0% | 0% | 1 | 11.12% | 0% | 0% | 1 | 85.71% | 0% | 0% | 3 | 89.22% | 0% | 0% | 3 | 0.3122% | 0% | 0% | 1
9 | Fort Bidwell | Northern_California | 0 | 0 |  | 0% | 0% | 1 | 100% | 0% | 100% | 5 | 98.42% | 0% | 0% | 5 | 11.3% | 0% | 0% | 1 | 0% | 0% | 0% | 1 | 98.42% | 0% | 0% | 5 | 0% | 0% | 0% | 1 | 41.74% | 0% | 0% | 1
10 | Arrowhead HS | Greater_Kramer | 0 | 0 |  | 0% | 0% | 1 | 0% | 100% | 100% | 5 | 100% | 0% | 0% | 5 | 100% | 0% | 0% | 5 | 0% | 0% | 0% | 1 | 100% | 0% | 0% | 5 | 5.018% | 0% | 0% | 1 | 4.555% | 0% | 0% | 1
11 | Salton Sea | Greater_Imperial (Exclude) | 835 | 4175 |  | 4.044% | 0% | 1 | 0% | 0% | 0% | 1 | 0% | 4.044% | 0% | 1 | 56.23% | 9.239% | 0% | 2 | 63.43% | 11.06% | 0% | 2 | 63.43% | 11.06% | 0% | 2 | 0.3734% | 4.059% | 0% | 1 | 11.24% | 4.556% | 0% | 1
12 | Brawley | Greater_Imperial (Exclude) | 0 | 0 |  | 0% | 0% | 1 | 0% | 0% | 0% | 1 | 0% | 0% | 0% | 1 | 31% | 0% | 0% | 1 | 31% | 0% | 0% | 1 | 31% | 0% | 0% | 1 | 0% | 0% | 0% | 1 | 5.475% | 0% | 0% | 1
13 | Heber | Greater_Imperial | 0 | 0 |  | 0% | 0% | 1 | 0% | 0% | 0% | 1 | 0% | 0% | 0% | 1 | 9.291% | 0% | 0% | 1 | 9.291% | 0% | 0% | 1 | 9.291% | 0% | 0% | 1 | 0% | 0% | 0% | 1 | 7.896% | 0% | 0% | 1
14 | Boyes HS | Mendocino_Marin | 0 | 0 |  | 0% | 0% | 1 | 0% | 0% | 0% | 1 | 0% | 0% | 0% | 1 | 44.98% | 0% | 0% | 1 | 52.63% | 0% | 0% | 2 | 100% | 0% | 0% | 5 | 0% | 0% | 0% | 1 | 48.83% | 0% | 0% | 1
15 | Sonoma Mission Inn | Mendocino_Marin | 0 | 0 |  | 0% | 0% | 1 | 0% | 0% | 0% | 1 | 0% | 0% | 0% | 1 | 15.62% | 0% | 0% | 1 | 36.84% | 0% | 0% | 1 | 100% | 0% | 0% | 5 | 0% | 0% | 0% | 1 | 26.03% | 0% | 0% | 1
16 | Hot Mineral Spa | Greater_Imperial (Exclude) | 0 | 0 |  | 0% | 0% | 1 | 0% | 0% | 0% | 1 | 0% | 0% | 0% | 1 | 26.22% | 0% | 0% | 1 | 90.88% | 0% | 0% | 4 | 92.69% | 0% | 0% | 4 | 16.89% | 0% | 0% | 1 | 24.52% | 0% | 0% | 1
17 | Canby (I'SOT) | Northern_California | 0 | 0 |  | 0% | 0% | 1 | 0.7058% | 0% | 0.7058% | 1 | 0% | 0% | 0% | 1 | 100% | 0% | 0% | 5 | 0% | 0% | 0% | 1 | 100% | 0% | 0% | 5 | 0% | 0% | 0% | 1 | 48.66% | 0% | 0% | 1
18 | West Valley Reservoir | Northern_California | 0 | 0 |  | 0% | 0% | 1 | 70.3% | 0% | 70.3% | 3 | 64.36% | 0% | 0% | 2 | 0% | 0% | 0% | 1 | 35.64% | 0% | 0% | 1 | 100% | 0% | 0% | 5 | 85.49% | 0% | 0% | 3 | 3.505% | 0% | 0% | 1
19 | Little Hot Spring (Fall River) | Northern_California | 0 | 0 |  | 0% | 0% | 1 | 100% | 0% | 100% | 5 | 100% | 0% | 0% | 5 | 0% | 0% | 0% | 1 | 0% | 0% | 0% | 1 | 100% | 0% | 0% | 5 | 0% | 0% | 0% | 1 | 13.21% | 0% | 0% | 1
20 | Carson River | El_Dorado_Mariposa | 0 | 0 |  | 0% | 0% | 1 | 100% | 0% | 100% | 5 | 100% | 0% | 0% | 5 | 0% | 0% | 0% | 1 | 0% | 0% | 0% | 1 | 100% | 0% | 0% | 5 | 100% | 0% | 0% | 5 | 5.734% | 0% | 0% | 1
21 | Tasajara HS | Peninsula_Monterey | 0 | 0 |  | 0% | 0% | 1 | 100% | 0% | 100% | 5 | 100% | 0% | 0% | 5 | 0% | 0% | 0% | 1 | 0% | 0% | 0% | 1 | 100% | 0% | 0% | 5 | 100% | 0% | 0% | 5 | 15.3% | 0% | 0% | 1
22 | Truckhaven | Greater_Imperial (Exclude) | 0 | 0 |  | 0% | 0% | 1 | 0% | 0% | 0% | 1 | 3.735% | 0% | 0% | 1 | 0% | 0% | 0% | 1 | 0% | 0% | 0% | 1 | 3.735% | 0% | 0% | 1 | 47.81% | 0% | 0% | 1 | 0.007969% | 0% | 0% | 1
23 | Brockway Hot Springs | Northern_California | 0 | 0 |  | 0% | 0% | 1 | 51.02% | 0% | 51.02% | 3 | 0% | 0% | 0% | 1 | 0% | 0% | 0% | 1 | 100% | 0% | 0% | 5 | 100% | 0% | 0% | 5 | 0% | 0% | 0% | 1 | 0% | 0% | 0% | 1
24 | Marble Hot Well | Northern_California | 0 | 0 |  | 0% | 0% | 1 | 0% | 0% | 0% | 1 | 0% | 0% | 0% | 1 | 0% | 0% | 0% | 1 | 100% | 0% | 0% | 5 | 100% | 0% | 0% | 5 | 21.02% | 0% | 0% | 1 | 8.7% | 0% | 0% | 1
25 | Paso Robles | Kern_Greater_Carrizo | 0 | 0 |  | 0% | 0% | 1 | 0% | 0% | 0% | 1 | 0% | 0% | 0% | 1 | 0% | 0% | 0% | 1 | 100% | 0% | 0% | 5 | 100% | 0% | 0% | 5 | 0% | 0% | 0% | 1 | 28.05% | 0% | 0% | 1
26 | South Brawley | Greater_Imperial | 0 | 0 |  | 0% | 0% | 1 | 0% | 0% | 0% | 1 | 0% | 0% | 0% | 1 | 0% | 0% | 0% | 1 | 0% | 0% | 0% | 1 | 0% | 0% | 0% | 1 | 0% | 0% | 0% | 1 | 13.99% | 0% | 0% | 1
27 | Sierra Valley | Northern_California | 0 | 0 |  | 0% | 0% | 1 | 0% | 0% | 0% | 1 | 0% | 0% | 0% | 1 | 0% | 0% | 0% | 1 | 0% | 0% | 0% | 1 | 0% | 0% | 0% | 1 | 99.47% | 0% | 0% | 5 | 100% | 0% | 0% | 5
28 | Kelly HS | Northern_California | 0 | 0 |  | 0% | 0% | 1 | 0% | 0% | 0% | 1 | 0% | 0% | 0% | 1 | 0% | 0% | 0% | 1 | 0% | 0% | 0% | 1 | 0% | 0% | 0% | 1 | 0% | 0% | 0% | 1 | 3.552% | 0% | 0% | 1
29 | Indian Valley Hot Springs | Northern_California | 0 | 0 |  | 0% | 0% | 1 | 0% | 0% | 0% | 1 | 0% | 0% | 0% | 1 | 0% | 0% | 0% | 1 | 0% | 0% | 0% | 1 | 0% | 0% | 0% | 1 | 0% | 0% | 0% | 1 | 50.48% | 0% | 0% | 2
30 | Fales HS | Greater_Kramer (Exclude) | 0 | 0 |  | 0% | 0% | 1 | 100% | 0% | 100% | 5 | 0% | 0% | 0% | 1 | 0% | 0% | 0% | 1 | 0% | 0% | 0% | 1 | 0% | 0% | 0% | 1 | 100% | 0% | 0% | 5 | 2.242% | 0% | 0% | 1
31 | Big Bend HS | Northern_California | 0 | 0 |  | 0% | 0% | 1 | 100% | 0% | 100% | 5 | 0% | 0% | 0% | 1 | 0% | 0% | 0% | 1 | 0% | 0% | 0% | 1 | 0% | 0% | 0% | 1 | 100% | 0% | 0% | 5 | 12.65% | 0% | 0% | 1
32 | Kellog HS | Northern_California | 0 | 0 |  | 0% | 0% | 1 | 59.87% | 0% | 59.87% | 3 | 0% | 0% | 0% | 1 | 0% | 0% | 0% | 1 | 0% | 0% | 0% | 1 | 0% | 0% | 0% | 1 | 0% | 0% | 0% | 1 | 50.5% | 0% | 0% | 2

## LandEnv_Solar_Data_5mi
CEC calculated land-use and environmental data criteria for in-state substations at a 5 mile radius for solar resource potential.
|  |  |  | Res. Potential Base (after techno-economic & protected areas exclusisons) | Res. Potential after Core Land Use Screen (Lower Implications Land) | Percentage of Base Potential w/ Lower Implications | Res. Potential excluded by Core screen (Higher Implications Land) | Percentage of Base Potential w/ Higher Implications | Base Res. Potential w/ Parcelization value less than 6 | Percentage of Base Potential w/ Parcelization value less than 6 | Base Res. Potential w/ Parcelization value less than 30 & greater than 6 | Percentage of Base Potential w/ Parcelization value less than 30 & greater than 6 | 10th Percentile Parcelization Value | Base Res. Potential w/ Low Cropland Index Values | Percentage of Base Potential w/ Low Cropland Index Values | Base Res. Potential w/ High Cropland Index Values | Percentage of Base Potential w/ High Cropland Index Values | Substation in or near a Critically Overdrafted Groundwater Basin | Base Res. Potential w/ Tier 2 Fire Threat | Percentage of Base Potential w/ Tier 2 Fire Threat | Base Res. Potential w/ Tier 3 Fire Threat | Percentage of Base Potential w/ Tier 3 Fire Threat | Base Res. Potential w/ ACE Terrestrial Connectivity, 4 or 5, (High Implications) | Percentage of Base Potential w/ Terrestrial Connectivity High Implications | Base Res. Potential w/ Terrestrial Connectivity Low Implications | Base Res. Potential w/ ACE Biodiversity, 5, (High Implications) | Percentage of Base Potential w/ Biodiversity High Implications | Base Res. Potential w/ Biodiversity Low Implications | Base Res. Potential w/ ACE Irreplaceability, 4 or 5, (High Implications) | Percentage of Base Potential w/ Irreplaceability High Implications | Base Res. Potential w/ Irreplaceability Low Implications | Base Res. Potential w/ Any of the three ACE datasets High Implications | Percentage of Base Potential w/ Any of the three ACE datasets High Implications | Base Res. Potential w/ Any of the three ACE datasets Low Implications | Base Res. Potential w/ High Terrestrial Landscape Intactness | Percentage of Base Potential w/ High Terrestrial Landscape Intactness | Base Res. Potential w/ Low Terrestrial Landscape Intactness | Base Res. Potential w/ Classified as Wetlands | Percentage of Base Potential w/ Classified as Wetlands | Base Res. Potential w/ Not Classified as Wetlands
Blue columns indicate additional data calculate/added by CPUC staff in dashboard.
Distance in miles to nearby substations
OBJECTID | IRP_Substation_Name | RESOLVE_Solar_Area | Overlaps | RPB_Acres | TRP_Acres | Perc_TRP | High_Implication_Acres | Perc_HighImplication | Parcels_LT_6 | Perc_ParcLT6 | Parcels_LT_30_GT6 | Perc_ParcLT30GT6 | 10th Percentile Parcelization | LowCrop_Acres | Perc_LowCrop | HighCrop_Acres | Perc_HighCrop | Critically overdrafted basin | FT_Tier2_Acres | Perc_FT_Tier2 | FT_Tier3_Acres | Perc_FT_Tier3 | Conn45_Acres | Perc_Conn45 | Low Conn Acres | Bio5_Acres | Perc_Bio5 | Low Bio Acres | Irr45_Acres | Perc_Irr45 | Low Irr Acres | ACE_All_Acres | Perc_AllACE | Low AllACE Acres | High_Intact_Acres | Perc_HighIntact | LowIntact Acres | Wetlands_Acres | Perc_Wetlands | Not Wetlands Acres
1 | East Shore | NORTHERN CALIFORNIA | {} | 302.512 | 49.7855 | 16.46% | 252.7264 | 83.54% | 151.4174 | 50.05% | 81.8875 | 27.07% | 4.4592 | 0 | 0% | 0 | 0% | 0 | 0 | 0% | 0 | 0% | 0 | 0% | 302.512 | 0 | 0% | 302.512 | 170.6002 | 56.39% | 131.9118 | 170.6002 | 56.39% | 131.9118 | 0 | 0% | 302.512 | 239.0753 | 79.03% | 63.4367
2 | Newark | NORTHERN CALIFORNIA | {'Los Esteros': 5.9, 'Schulte Switching Station': 8.7} | 845.4336 | 108.6898 | 12.86% | 736.7438 | 87.14% | 247.7333 | 29.3% | 231.9707 | 27.44% | 4.2915 | 0 | 0% | 0 | 0% | 0 | 0 | 0% | 0 | 0% | 3.9054 | 0.4619% | 841.5282 | 64.6616 | 7.648% | 780.772 | 191.1867 | 22.61% | 654.2469 | 191.1867 | 22.61% | 654.2469 | 0 | 0% | 845.4336 | 671.7095 | 79.45% | 173.7241
3 | Tesla | NORTHERN CALIFORNIA | {'Green Ridge Midway': 1.6, 'Kelso': 6.2, 'Delta Switching Yard': 6.8} | 39641.2617 | 1578.0688 | 3.981% | 38063.1929 | 96.02% | 13689.4639 | 34.53% | 21569.4814 | 54.41% | 19.2689 | 2156.7317 | 5.441% | 2892.5479 | 7.297% | 0 | 0.89359 | 0.002254% | 0 | 0% | 31335.1816 | 79.05% | 8306.0801 | 29667.8203 | 74.84% | 9973.4414 | 31645.5586 | 79.83% | 7995.7031 | 36820.6406 | 92.88% | 2820.6211 | 9717.084 | 24.51% | 29924.1777 | 1363.3813 | 3.439% | 38277.8804
4 | Cabrillo | SPGE | {} | 21236.1152 | 2646.9443 | 12.46% | 18589.1709 | 87.54% | 9216.8271 | 43.4% | 11415.4561 | 53.75% | 6.3056 | 1617.5847 | 7.617% | 4280.0962 | 20.15% | 0 | 15202.2324 | 71.59% | 0 | 0% | 3878.6975 | 18.26% | 17357.4177 | 680.3464 | 3.204% | 20555.7689 | 11737.9102 | 55.27% | 9498.2051 | 14431.0215 | 67.96% | 6805.0938 | 5284.2856 | 24.88% | 15951.8296 | 1753.8273 | 8.259% | 19482.288
5 | Honcut | NORTHERN CALIFORNIA | {} | 38765.5156 | 662.4379 | 1.709% | 38103.0777 | 98.29% | 1092.4261 | 2.818% | 29951.4762 | 77.26% | 12.8251 | 7900.542 | 20.38% | 21497.9336 | 55.46% | 0 | 0 | 0% | 0 | 0% | 35023.4922 | 90.35% | 3742.0234 | 0 | 0% | 38765.5156 | 618.1885 | 1.595% | 38147.3271 | 35023.4922 | 90.35% | 3742.0234 | 0 | 0% | 38765.5156 | 7936.146 | 20.47% | 30829.3696
6 | Palermo | NORTHERN CALIFORNIA | {'Wyandotte': 2.9, 'Thermalito': 7.4, 'Table Mountain': 9.7} | 15771.0127 | 736.2672 | 4.668% | 15034.7455 | 95.33% | 0 | 0% | 5267.312 | 33.4% | 35.2583 | 2501.4268 | 15.86% | 767.1711 | 4.864% | 0 | 7851.231 | 49.78% | 0 | 0% | 13441.0518 | 85.23% | 2329.9609 | 1755.2793 | 11.13% | 14015.7334 | 0 | 0% | 15771.0127 | 14954.4102 | 94.82% | 816.6025 | 1679.3694 | 10.65% | 14091.6433 | 2829.6497 | 17.94% | 12941.363
7 | Table Mountain | NORTHERN CALIFORNIA | {'Thermalito': 2.9, 'Wyandotte': 7.1, 'Palermo': 9.7} | 31896.9258 | 0 | 0% | 31896.9258 | 100% | 3326.0771 | 10.43% | 27420.417 | 85.97% | 7.7918 | 11476.9355 | 35.98% | 2352.9817 | 7.377% | 0 | 1559.2865 | 4.889% | 0 | 0% | 25251.9336 | 79.17% | 6644.9922 | 11545.4961 | 36.2% | 20351.4297 | 13315.5664 | 41.75% | 18581.3594 | 31866.0391 | 99.9% | 30.8867 | 3108.8499 | 9.747% | 28788.0759 | 12133.8721 | 38.04% | 19763.0537
8 | Wyandotte | NORTHERN CALIFORNIA | {'Palermo': 2.9, 'Thermalito': 5.1, 'Table Mountain': 7.1} | 9243.5957 | 1151.7913 | 12.46% | 8091.8044 | 87.54% | 0 | 0% | 2589.9314 | 28.02% | 38.6133 | 870.4786 | 9.417% | 146.136 | 1.581% | 0 | 4370.1313 | 47.28% | 0 | 0% | 6004.7275 | 64.96% | 3238.8682 | 2463.3 | 26.65% | 6780.2957 | 741.9998 | 8.027% | 8501.5959 | 7972.0371 | 86.24% | 1271.5586 | 553.0903 | 5.983% | 8690.5054 | 1808.5735 | 19.57% | 7435.0222
9 | Cortina | NORTHERN CALIFORNIA | {} | 46450.0234 | 1465.4695 | 3.155% | 44984.554 | 96.85% | 11049.4854 | 23.79% | 33424.3896 | 71.96% | 8.1154 | 9560.4014 | 20.58% | 22469.3086 | 48.37% | 0 | 3628.1709 | 7.811% | 0 | 0% | 19396.7461 | 41.76% | 27053.2773 | 2874.5581 | 6.188% | 43575.4653 | 13597.7686 | 29.27% | 32852.2549 | 32538.1211 | 70.05% | 13911.9023 | 6855.0146 | 14.76% | 39595.0088 | 455.1945 | 0.98% | 45994.8289
10 | Etiwanda | GREATER LA METRO | {'Rancho Vista': 0.4, 'Mira Loma': 6.0, 'Padua': 6.8} | 146.5099 | 0 | 0% | 146.5099 | 100% | 0 | 0% | 0 | 0% | 41.8937 | 0 | 0% | 0 | 0% | 0 | 146.5099 | 100% | 0 | 0% | 146.5099 | 100% | 0 | 146.5099 | 100% | 0 | 146.5099 | 100% | 0 | 146.5099 | 100% | 0 | 0 | 0% | 146.5099 | 1.9553 | 1.335% | 144.5546
11 | Brentwood | NORTHERN CALIFORNIA | {'Lone Tree': 4.9, 'Contra Costa': 8.0, 'Delta Switching Yard': 8.7, 'Kelso': 9.3} | 17147.9004 | 180.7392 | 1.054% | 16967.1612 | 98.95% | 1760.5619 | 10.27% | 9346.1852 | 54.5% | 19.3182 | 3172.5461 | 18.5% | 7503.3447 | 43.76% | 0 | 3076.8413 | 17.94% | 0 | 0% | 2717.6509 | 15.85% | 14430.2495 | 7448.7227 | 43.44% | 9699.1777 | 8261.5498 | 48.18% | 8886.3506 | 8263.1562 | 48.19% | 8884.7441 | 90.8008 | 0.5295% | 17057.0996 | 1447.0399 | 8.439% | 15700.8605
12 | Clayton | NORTHERN CALIFORNIA | {'Pittsburg': 7.5, 'Martinez': 9.4} | 3741.2737 | 909.7484 | 24.32% | 2831.5253 | 75.68% | 101.9095 | 2.724% | 3172.3996 | 84.79% | 6.8504 | 0 | 0% | 0 | 0% | 0 | 3331.4314 | 89.05% | 409.8466 | 10.95% | 487.6158 | 13.03% | 3253.6579 | 2142.2651 | 57.26% | 1599.0085 | 2142.2651 | 57.26% | 1599.0085 | 2142.2651 | 57.26% | 1599.0085 | 1142.1063 | 30.53% | 2599.1674 | 210.0029 | 5.613% | 3531.2708
13 | Contra Costa | NORTHERN CALIFORNIA | {'Lone Tree': 3.9, 'Pittsburg': 6.7, 'Brentwood': 8.0, 'Birds Landing': 9.0} | 4808.6436 | 838.4972 | 17.44% | 3970.1464 | 82.56% | 1709.6476 | 35.55% | 2311.2238 | 48.06% | 6.8821 | 1664.3533 | 34.61% | 116.2774 | 2.418% | 0 | 48.1074 | 1% | 0 | 0% | 122.6508 | 2.551% | 4685.9927 | 2686.199 | 55.86% | 2122.4446 | 2665.7319 | 55.44% | 2142.9116 | 2717.8306 | 56.52% | 2090.813 | 61.5563 | 1.28% | 4747.0872 | 1653.5743 | 34.39% | 3155.0692
14 | Pittsburg | NORTHERN CALIFORNIA | {'Contra Costa': 6.7, 'Birds Landing': 7.1, 'Clayton': 7.5, 'Shilo III': 9.6, 'Lone Tree': 9.7} | 10917.4834 | 1048.1398 | 9.601% | 9869.3436 | 90.4% | 1101.9342 | 10.09% | 7873.2933 | 72.12% | 7 | 851.975 | 7.804% | 0 | 0% | 0 | 2519.7798 | 23.08% | 0 | 0% | 5510.7764 | 50.48% | 5406.707 | 7042.3979 | 64.51% | 3875.0854 | 4075.8975 | 37.33% | 6841.5859 | 7515.7036 | 68.84% | 3401.7798 | 1175.089 | 10.76% | 9742.3944 | 6682.3311 | 61.21% | 4235.1523
15 | San Bernardino | RIVERSIDE | {'Vista': 5.3} | 3695.616 | 0 | 0% | 3695.616 | 100% | 11.5137 | 0.3115% | 1821.5751 | 49.29% | 25.625 | 63.2643 | 1.712% | 92.1779 | 2.494% | 0 | 211.6482 | 5.727% | 2708.3154 | 73.28% | 0 | 0% | 3695.616 | 2433.9385 | 65.86% | 1261.6775 | 3695.616 | 100% | 0 | 3695.616 | 100% | 0 | 1006.0779 | 27.22% | 2689.538 | 60.9491 | 1.649% | 3634.6669
16 | Placerville | NORTHERN CALIFORNIA | {} | 17825.0059 | 676.6594 | 3.796% | 17148.3465 | 96.2% | 0 | 0% | 2768.2595 | 15.53% | 36 | 315.5688 | 1.77% | 483.0609 | 2.71% | 0 | 11492.0449 | 64.47% | 5587.7925 | 31.35% | 14367.9023 | 80.61% | 3457.1035 | 4982.0928 | 27.95% | 12842.9131 | 10266.8027 | 57.6% | 7558.2031 | 17046.7598 | 95.63% | 778.2461 | 2025.7535 | 11.36% | 15799.2523 | 645.4269 | 3.621% | 17179.5789
17 | Cantua | SPGE | {} | 47780.9766 | 2230.6521 | 4.668% | 45550.3245 | 95.33% | 8821.3506 | 18.46% | 38502.3877 | 80.58% | 6.6241 | 1370.8014 | 2.869% | 39244.0703 | 82.13% | 1 | 0 | 0% | 0 | 0% | 9445.6846 | 19.77% | 38335.292 | 0 | 0% | 47780.9766 | 0 | 0% | 47780.9766 | 9445.6846 | 19.77% | 38335.292 | 4495.5269 | 9.409% | 43285.4497 | 293.2603 | 0.6138% | 47487.7162
18 | Cheney | SPGE | {'Panoche': 3.1, 'Mendota': 7.3, 'Tranquility': 7.6} | 49360.1016 | 7214.2539 | 14.62% | 42145.8477 | 85.38% | 1003.8313 | 2.034% | 47704.7195 | 96.65% | 8.0122 | 8638.9268 | 17.5% | 38101.7852 | 77.19% | 0 | 0 | 0% | 0 | 0% | 4302.2363 | 8.716% | 45057.8652 | 2513.0232 | 5.091% | 46847.0784 | 6512.5229 | 13.19% | 42847.5786 | 8274.4375 | 16.76% | 41085.6641 | 0 | 0% | 49360.1016 | 137.235 | 0.278% | 49222.8666
19 | Gates | SPGE | {} | 42678.6367 | 3324.3923 | 7.789% | 39354.2444 | 92.21% | 3266.5681 | 7.654% | 38638.1545 | 90.53% | 7.6739 | 3557.2954 | 8.335% | 34696.2812 | 81.3% | 1 | 0 | 0% | 0 | 0% | 4066.9321 | 9.529% | 38611.7046 | 119.0188 | 0.2789% | 42559.6179 | 5353.2036 | 12.54% | 37325.4331 | 9420.1357 | 22.07% | 33258.501 | 0 | 0% | 42678.6367 | 275.3194 | 0.6451% | 42403.3173
20 | Helm | SPGE | {} | 40699.1992 | 9692.6973 | 23.82% | 31006.502 | 76.18% | 4292.564 | 10.55% | 34756.5259 | 85.4% | 7.4882 | 30818.4883 | 75.72% | 7216.3125 | 17.73% | 1 | 0 | 0% | 0 | 0% | 27448.2637 | 67.44% | 13250.9355 | 8515.0771 | 20.92% | 32184.1221 | 8515.0771 | 20.92% | 32184.1221 | 29838.2109 | 73.31% | 10860.9883 | 0 | 0% | 40699.1992 | 260.4183 | 0.6399% | 40438.7809
21 | Kearney | SPGE | {'West Fresno': 3.6, 'Cal Ave': 6.6, 'Malaga': 8.7, 'Mc Mullin': 9.7} | 29228.0586 | 9345.1602 | 31.97% | 19882.8984 | 68.03% | 1393.2502 | 4.767% | 18610.9353 | 63.67% | 17 | 7568.3525 | 25.89% | 19869.8008 | 67.98% | 1 | 0 | 0% | 0 | 0% | 0 | 0% | 29228.0586 | 0 | 0% | 29228.0586 | 0 | 0% | 29228.0586 | 0 | 0% | 29228.0586 | 0 | 0% | 29228.0586 | 15.1453 | 0.05182% | 29212.9133
22 | Kingsburg | SPGE | {'McCall': 9.0} | 41111.8555 | 11662.5234 | 28.37% | 29449.332 | 71.63% | 8.1746 | 0.01988% | 24639.3411 | 59.93% | 17.6982 | 9648.21 | 23.47% | 28447.5352 | 69.2% | 0 | 0 | 0% | 0 | 0% | 0 | 0% | 41111.8555 | 0 | 0% | 41111.8555 | 0 | 0% | 41111.8555 | 0 | 0% | 41111.8555 | 0 | 0% | 41111.8555 | 1318.8182 | 3.208% | 39793.0372
23 | Malaga | SPGE | {'Cal Ave': 2.8, 'West Fresno': 5.4, 'Sanger': 6.5, 'McCall': 7.5, 'Kearney': 8.7} | 17314.1816 | 5546.4399 | 32.03% | 11767.7417 | 67.97% | 0 | 0% | 6253.208 | 36.12% | 27.3 | 4045.2424 | 23.36% | 11745.5332 | 67.84% | 1 | 0 | 0% | 0 | 0% | 0 | 0% | 17314.1816 | 0 | 0% | 17314.1816 | 0 | 0% | 17314.1816 | 0 | 0% | 17314.1816 | 0 | 0% | 17314.1816 | 22.9948 | 0.1328% | 17291.1868
24 | McCall | SPGE | {'Sanger': 6.8, 'Malaga': 7.5, 'Kingsburg': 9.0} | 35903.6445 | 6987.2119 | 19.46% | 28916.4326 | 80.54% | 0 | 0% | 18956.4355 | 52.8% | 22.6295 | 4491.7202 | 12.51% | 28852.1523 | 80.36% | 1 | 0 | 0% | 0 | 0% | 0 | 0% | 35903.6445 | 0 | 0% | 35903.6445 | 0 | 0% | 35903.6445 | 0 | 0% | 35903.6445 | 0 | 0% | 35903.6445 | 76.818 | 0.214% | 35826.8265
25 | Mc Mullin | SPGE | {'Kearney': 9.7} | 46941.1719 | 31190.4453 | 66.45% | 15750.7266 | 33.55% | 9795.1016 | 20.87% | 35066.4609 | 74.7% | 7 | 30071.2773 | 64.06% | 14654.6367 | 31.22% | 1 | 0 | 0% | 0 | 0% | 403.5106 | 0.8596% | 46537.6613 | 255.5542 | 0.5444% | 46685.6177 | 255.5542 | 0.5444% | 46685.6177 | 564.2177 | 1.202% | 46376.9542 | 0 | 0% | 46941.1719 | 883.5704 | 1.882% | 46057.6015
26 | Mendota | SPGE | {'Cheney': 7.3, 'Panoche': 8.2, 'Tranquility': 9.5} | 46421.3867 | 19451.3477 | 41.9% | 26970.0391 | 58.1% | 4544.2319 | 9.789% | 41055.2173 | 88.44% | 6.8382 | 21807.1992 | 46.98% | 23293.2578 | 50.18% | 1 | 0 | 0% | 0 | 0% | 26.744 | 0.05761% | 46394.6427 | 1845.5133 | 3.976% | 44575.8734 | 9908.9023 | 21.35% | 36512.4844 | 10847.1895 | 23.37% | 35574.1973 | 0 | 0% | 46421.3867 | 94.0275 | 0.2026% | 46327.3592
27 | Oro Loma | SPGE | {} | 48093.9648 | 28091.3867 | 58.41% | 20002.5781 | 41.59% | 4263.8638 | 8.866% | 42067.0112 | 87.47% | 7 | 28580.7344 | 59.43% | 17703.8633 | 36.81% | 0 | 0 | 0% | 0 | 0% | 0 | 0% | 48093.9648 | 0 | 0% | 48093.9648 | 5882.0776 | 12.23% | 42211.8872 | 5882.0776 | 12.23% | 42211.8872 | 0 | 0% | 48093.9648 | 582.5897 | 1.211% | 47511.3752
28 | Panoche | SPGE | {'Cheney': 3.1, 'Mendota': 8.2} | 46684.5586 | 3314.5723 | 7.1% | 43369.9863 | 92.9% | 2565.9133 | 5.496% | 43658.5906 | 93.52% | 7.32 | 6037.2808 | 12.93% | 37036.4648 | 79.33% | 1 | 0 | 0% | 0 | 0% | 5625.6982 | 12.05% | 41058.8604 | 4775.4243 | 10.23% | 41909.1343 | 11498.9238 | 24.63% | 35185.6348 | 14404.9199 | 30.86% | 32279.6387 | 770.2814 | 1.65% | 45914.2772 | 325.7453 | 0.6978% | 46358.8133
29 | Reedley | SPGE | {'Wahtoke': 4.3} | 34476.5547 | 10698.6855 | 31.03% | 23777.8691 | 68.97% | 0 | 0% | 16433.6055 | 47.67% | 23 | 14681.1895 | 42.58% | 16876.1133 | 48.95% | 0 | 0 | 0% | 0 | 0% | 816.8105 | 2.369% | 33659.7441 | 4209.8247 | 12.21% | 30266.73 | 8185.335 | 23.74% | 26291.2197 | 8185.335 | 23.74% | 26291.2197 | 172.5549 | 0.5005% | 34303.9998 | 387.2463 | 1.123% | 34089.3084
30 | Sanger | SPGE | {'Malaga': 6.5, 'McCall': 6.8, 'Cal Ave': 8.5} | 33845.9297 | 13649.2607 | 40.33% | 20196.6689 | 59.67% | 0 | 0% | 13887.6064 | 41.03% | 25.1524 | 10159.2256 | 30.02% | 19831 | 58.59% | 1 | 0 | 0% | 0 | 0% | 0 | 0% | 33845.9297 | 0 | 0% | 33845.9297 | 0 | 0% | 33845.9297 | 0 | 0% | 33845.9297 | 0 | 0% | 33845.9297 | 432.4674 | 1.278% | 33413.4623
31 | Schindler | SPGE | {} | 48126.9062 | 34900.8906 | 72.52% | 13226.0156 | 27.48% | 12233.332 | 25.42% | 35437.6836 | 73.63% | 5.9019 | 33600.6914 | 69.82% | 13191.3535 | 27.41% | 1 | 0 | 0% | 0 | 0% | 0 | 0% | 48126.9062 | 0 | 0% | 48126.9062 | 0 | 0% | 48126.9062 | 0 | 0% | 48126.9062 | 0 | 0% | 48126.9062 | 34.6638 | 0.07203% | 48092.2424
32 | Wahtoke | SPGE | {'Reedley': 4.3} | 36266.1758 | 8728.9609 | 24.07% | 27537.2148 | 75.93% | 0 | 0% | 15754.0332 | 43.44% | 23.2591 | 6198.6328 | 17.09% | 26528.4746 | 73.15% | 0 | 0 | 0% | 0 | 0% | 0 | 0% | 36266.1758 | 1.5125 | 0.00417% | 36264.6633 | 1.5125 | 0.00417% | 36264.6633 | 1.5125 | 0.00417% | 36264.6633 | 0 | 0% | 36266.1758 | 1277.0438 | 3.521% | 34989.132
33 | West Fresno | SPGE | {'Cal Ave': 3.0, 'Kearney': 3.6, 'Malaga': 5.4} | 13871.5908 | 3235.9409 | 23.33% | 10635.6499 | 76.67% | 0 | 0% | 5806.7363 | 41.86% | 22.8 | 2028.6208 | 14.62% | 10634.5078 | 76.66% | 1 | 0 | 0% | 0 | 0% | 0 | 0% | 13871.5908 | 0 | 0% | 13871.5908 | 0 | 0% | 13871.5908 | 0 | 0% | 13871.5908 | 0 | 0% | 13871.5908 | 1.1427 | 0.008238% | 13870.4481
34 | Glenn | NORTHERN CALIFORNIA | {} | 37023.707 | 4190.6245 | 11.32% | 32833.0825 | 88.68% | 1349.3584 | 3.645% | 24761.6279 | 66.88% | 16.6375 | 5005.0801 | 13.52% | 23991.9414 | 64.8% | 0 | 0 | 0% | 0 | 0% | 17177.459 | 46.4% | 19846.248 | 0 | 0% | 37023.707 | 0 | 0% | 37023.707 | 17177.459 | 46.4% | 19846.248 | 717.6901 | 1.938% | 36306.017 | 5043.3916 | 13.62% | 31980.3154
35 | Bridgeville | NORTHERN CALIFORNIA | {} | 13478.8115 | 1773.7473 | 13.16% | 11705.0642 | 86.84% | 3118.2354 | 23.13% | 9736.5332 | 72.24% | 6.9883 | 40.6313 | 0.3014% | 0 | 0% | 0 | 4224.5015 | 31.34% | 3325.001 | 24.67% | 5080.5044 | 37.69% | 8398.3071 | 797.2186 | 5.915% | 12681.593 | 797.2186 | 5.915% | 12681.593 | 5877.7227 | 43.61% | 7601.0889 | 10612.6396 | 78.74% | 2866.1719 | 107.0797 | 0.7944% | 13371.7318
36 | Humboldt | NORTHERN CALIFORNIA | {} | 16332.6182 | 2326.1553 | 14.24% | 14006.4629 | 85.76% | 3539.7634 | 21.67% | 5754.72 | 35.23% | 36.1615 | 533.64 | 3.267% | 0 | 0% | 0 | 11512.0723 | 70.49% | 0 | 0% | 156.4626 | 0.958% | 16176.1555 | 9050.9531 | 55.42% | 7281.665 | 10100.9746 | 61.85% | 6231.6436 | 10257.4365 | 62.8% | 6075.1816 | 6828.0488 | 41.81% | 9504.5693 | 1087.3707 | 6.658% | 15245.2474
37 | El Centro | GREATER IMPERIAL | {} | 24886.0996 | 4505.6226 | 18.1% | 20380.4771 | 81.9% | 228.8341 | 0.9195% | 23138.2557 | 92.98% | 12 | 3338.5657 | 13.42% | 19764.8301 | 79.42% | 0 | 0 | 0% | 0 | 0% | 0 | 0% | 24886.0996 | 0 | 0% | 24886.0996 | 0 | 0% | 24886.0996 | 0 | 0% | 24886.0996 | 0 | 0% | 24886.0996 | 1075.3474 | 4.321% | 23810.7522
38 | High Line | GREATER IMPERIAL | {} | 23876.4902 | 2699.9456 | 11.31% | 21176.5447 | 88.69% | 3269.8164 | 13.69% | 20287.5586 | 84.97% | 7.0484 | 2063.5339 | 8.643% | 18680.002 | 78.24% | 0 | 0 | 0% | 0 | 0% | 0 | 0% | 23876.4902 | 3377.905 | 14.15% | 20498.5852 | 3377.905 | 14.15% | 20498.5852 | 3377.905 | 14.15% | 20498.5852 | 1204.0616 | 5.043% | 22672.4286 | 883.4777 | 3.7% | 22993.0125
39 | Imperial Valley | GREATER IMPERIAL | {} | 20695.5527 | 2834.4155 | 13.7% | 17861.1372 | 86.3% | 72.4496 | 0.3501% | 20191.4469 | 97.56% | 10.3753 | 3516.0999 | 16.99% | 13359.9795 | 64.55% | 0 | 0 | 0% | 0 | 0% | 0 | 0% | 20695.5527 | 7944.8911 | 38.39% | 12750.6616 | 7944.9194 | 38.39% | 12750.6333 | 7944.9194 | 38.39% | 12750.6333 | 27.6307 | 0.1335% | 20667.922 | 2368.1257 | 11.44% | 18327.427
40 | El Segundo | GREATER LA METRO | {'Chevmain': 1.2, 'El Nido': 3.0, 'Redondo': 4.6, 'La Fresa': 5.8, 'La Cienega': 6.9} | 118.7495 | 57.0726 | 48.06% | 61.6769 | 51.94% | 5.8185 | 4.9% | 6.523 | 5.493% | 5.4479 | 0 | 0% | 0 | 0% | 0 | 0 | 0% | 0 | 0% | 1.5765 | 1.328% | 117.173 | 35.4756 | 29.87% | 83.274 | 56.7386 | 47.78% | 62.0109 | 58.3151 | 49.11% | 60.4345 | 0 | 0% | 118.7495 | 0.64248 | 0.541% | 118.107
41 | Arco | SPGE | {} | 49034.5078 | 974.2407 | 1.987% | 48060.2672 | 98.01% | 6642.2603 | 13.55% | 40882.8843 | 83.38% | 7.8558 | 4519.0703 | 9.216% | 16376.9111 | 33.4% | 0 | 0 | 0% | 0 | 0% | 38621.7891 | 78.76% | 10412.7188 | 118.874 | 0.2424% | 48915.6338 | 203.2449 | 0.4145% | 48831.2629 | 38621.7891 | 78.76% | 10412.7188 | 741.3162 | 1.512% | 48293.1917 | 136.6719 | 0.2787% | 48897.8359
42 | Bakersfield | SPGE | {'Westpark': 2.2, 'Columbus': 3.7, 'Kern Oil': 3.8, 'Rosedale': 4.2, 'Sycamore': 4.6, 'Magunden': 5.0, 'Kern Power': 5.3, 'Stockdale': 6.0, 'California Water': 6.3, '7th Standard': 8.0, 'Tevis': 8.4, 'Renfro': 9.0} | 5614.8027 | 857.6738 | 15.28% | 4757.1289 | 84.72% | 0 | 0% | 4875.5415 | 86.83% | 13.421 | 142.3135 | 2.535% | 326.476 | 5.815% | 1 | 0 | 0% | 0 | 0% | 4430.6528 | 78.91% | 1184.1499 | 350.6982 | 6.246% | 5264.1045 | 1664.3132 | 29.64% | 3950.4895 | 4430.6528 | 78.91% | 1184.1499 | 0 | 0% | 5614.8027 | 50.5686 | 0.9006% | 5564.2341
43 | Charca | SPGE | {'Semitropic': 6.3, 'Shafter': 6.5} | 40996.4688 | 1034.4534 | 2.523% | 39962.0154 | 97.48% | 13134.6055 | 32.04% | 26670.957 | 65.06% | 6 | 1877.7754 | 4.58% | 38473.3633 | 93.85% | 1 | 0 | 0% | 0 | 0% | 21449.459 | 52.32% | 19547.0098 | 0 | 0% | 40996.4688 | 66.0224 | 0.161% | 40930.4463 | 21449.459 | 52.32% | 19547.0098 | 0 | 0% | 40996.4688 | 301.7532 | 0.736% | 40694.7155
44 | Columbus | SPGE | {'California Water': 2.7, 'Magunden': 2.8, 'Bakersfield': 3.7, 'Sycamore': 4.7, 'Kern Oil': 5.4, 'Westpark': 5.9, 'Rosedale': 7.9, 'Regulus': 8.2, 'Lamont': 8.3, 'Kern Power': 9.0, 'Stockdale': 9.1} | 14620.5371 | 1935.8445 | 13.24% | 12684.6926 | 86.76% | 0 | 0% | 10868.9688 | 74.34% | 15.6588 | 129.1444 | 0.8833% | 1086.8761 | 7.434% | 1 | 0.13547 | 0.0009266% | 0 | 0% | 11560.3848 | 79.07% | 3060.1523 | 5630.623 | 38.51% | 8989.9141 | 6539.1484 | 44.73% | 8081.3887 | 11598.9697 | 79.33% | 3021.5674 | 865.8633 | 5.922% | 13754.6738 | 267.6083 | 1.83% | 14352.9288
45 | Elk Hills | SPGE | {'Norco': 5.6, 'Taft': 8.6} | 28646.3203 | 0 | 0% | 28646.3203 | 100% | 19542.9062 | 68.22% | 8317.7695 | 29.04% | 5.0028 | 7596.8965 | 26.52% | 618.7183 | 2.16% | 1 | 0 | 0% | 0 | 0% | 8696.5654 | 30.36% | 19949.7549 | 25535.1953 | 89.14% | 3111.125 | 28646.3203 | 100% | 0 | 28646.3203 | 100% | 0 | 0 | 0% | 28646.3203 | 32.4751 | 0.1134% | 28613.8452
46 | Goose Lake | SPGE | {'Semitropic': 8.0} | 30770.7656 | 1200.5319 | 3.902% | 29570.2338 | 96.1% | 808.3097 | 2.627% | 28751.3446 | 93.44% | 8.5097 | 8956.0176 | 29.11% | 11880.0117 | 38.61% | 1 | 0 | 0% | 0 | 0% | 14012.3906 | 45.54% | 16758.375 | 7417.7378 | 24.11% | 23353.0278 | 21966.3203 | 71.39% | 8804.4453 | 25668.6484 | 83.42% | 5102.1172 | 89.1408 | 0.2897% | 30681.6248 | 5696.811 | 18.51% | 25073.9546
47 | Kernridge | SPGE | {'Temblor': 4.8} | 36970.3633 | 7861.4302 | 21.26% | 29108.9331 | 78.74% | 7904.3936 | 21.38% | 28891.3369 | 78.15% | 6.3475 | 391.401 | 1.059% | 6565.1514 | 17.76% | 1 | 0 | 0% | 0 | 0% | 15100.6895 | 40.85% | 21869.6738 | 830.8516 | 2.247% | 36139.5117 | 10069.4385 | 27.24% | 26900.9248 | 25170.1289 | 68.08% | 11800.2344 | 2989.6406 | 8.087% | 33980.7227 | 13.6222 | 0.03685% | 36956.7411
48 | Lamont | SPGE | {'Regulus': 0.1, 'Grimway': 3.4, 'Magunden': 5.6, 'Columbus': 8.3, 'California Water': 8.9} | 32973.4062 | 4386.3618 | 13.3% | 28587.0444 | 86.7% | 0 | 0% | 29622.0332 | 89.84% | 11.5 | 772.1165 | 2.342% | 28113.7168 | 85.26% | 1 | 0 | 0% | 0 | 0% | 4.1385 | 0.01255% | 32969.2677 | 288.682 | 0.8755% | 32684.7243 | 3332.1104 | 10.11% | 29641.2959 | 3332.1104 | 10.11% | 29641.2959 | 0 | 0% | 32973.4062 | 8.1295 | 0.02465% | 32965.2767
49 | Lerdo | SPGE | {'7th Standard': 4.3, 'Rio Bravo': 7.3, 'Renfro': 7.8, 'Kern Oil': 8.5, 'Kern Power': 8.9, 'Shafter': 9.4, 'Rosedale': 9.5, 'Sycamore': 9.7} | 42173.4336 | 6628.1201 | 15.72% | 35545.3135 | 84.28% | 296.7537 | 0.7037% | 39291.5158 | 93.17% | 12.4875 | 2180.1626 | 5.17% | 31909.4062 | 75.66% | 1 | 0 | 0% | 0 | 0% | 10621.6152 | 25.19% | 31551.8184 | 0 | 0% | 42173.4336 | 0 | 0% | 42173.4336 | 10621.6152 | 25.19% | 31551.8184 | 0 | 0% | 42173.4336 | 805.0078 | 1.909% | 41368.4258
50 | Magunden | SPGE | {'Columbus': 2.8, 'California Water': 4.4, 'Bakersfield': 5.0, 'Regulus': 5.5, 'Lamont': 5.6, 'Westpark': 6.7, 'Sycamore': 7.4, 'Kern Oil': 7.8, 'Grimway': 8.6, 'Stockdale': 8.8, 'Rosedale': 8.9} | 16694.9824 | 4838.1016 | 28.98% | 11856.8809 | 71.02% | 0 | 0% | 13513.8115 | 80.95% | 14.2135 | 548.2695 | 3.284% | 9896.1025 | 59.28% | 1 | 0 | 0% | 0 | 0% | 1914.4502 | 11.47% | 14780.5322 | 988.6127 | 5.922% | 15706.3697 | 1467.2344 | 8.788% | 15227.748 | 1953.0354 | 11.7% | 14741.947 | 155.0812 | 0.9289% | 16539.9012 | 21.6255 | 0.1295% | 16673.357
51 | Midway | SPGE | {} | 39051.3555 | 5191.8438 | 13.29% | 33859.5117 | 86.71% | 0 | 0% | 37237.7461 | 95.36% | 10.7716 | 10184.5869 | 26.08% | 24790.2402 | 63.48% | 1 | 0 | 0% | 0 | 0% | 1260.8541 | 3.229% | 37790.5013 | 8904.6084 | 22.8% | 30146.7471 | 27508.3379 | 70.44% | 11543.0176 | 27508.3379 | 70.44% | 11543.0176 | 0 | 0% | 39051.3555 | 1587.6277 | 4.065% | 37463.7278
52 | Norco | SPGE | {'Tupman': 5.2, 'Elk Hills': 5.6} | 36062.168 | 0 | 0% | 36062.168 | 100% | 15840.5059 | 43.93% | 19245.6816 | 53.37% | 6.5425 | 4217.2437 | 11.69% | 2587.781 | 7.176% | 1 | 0 | 0% | 0 | 0% | 21771.2266 | 60.37% | 14290.9414 | 31527.1816 | 87.42% | 4534.9863 | 34576.8438 | 95.88% | 1485.3242 | 36062.168 | 100% | 0 | 0 | 0% | 36062.168 | 10485.1006 | 29.08% | 25577.0674
53 | Rio Bravo | SPGE | {'Shafter': 5.9, 'Tupman': 6.1, 'Renfro': 6.6, 'Lerdo': 7.3, '7th Standard': 7.3} | 41160.9844 | 8350.7031 | 20.29% | 32810.2812 | 79.71% | 193.9073 | 0.4711% | 35261.081 | 85.67% | 13.5043 | 6206.104 | 15.08% | 30487.4688 | 74.07% | 1 | 0 | 0% | 0 | 0% | 1240.6516 | 3.014% | 39920.3328 | 204.0412 | 0.4957% | 40956.9432 | 7494.7495 | 18.21% | 33666.2349 | 7754.8784 | 18.84% | 33406.106 | 0 | 0% | 41160.9844 | 218.6786 | 0.5313% | 40942.3058
54 | Rosedale | SPGE | {'Kern Power': 1.1, 'Westpark': 2.1, 'Bakersfield': 4.2, 'Stockdale': 4.2, 'Renfro': 4.9, 'Tevis': 4.9, '7th Standard': 5.3, 'Kern Oil': 5.4, 'Sycamore': 7.2, 'Columbus': 7.9, 'Magunden': 8.9, 'Lerdo': 9.5} | 298.2475 | 6.2309 | 2.089% | 292.0166 | 97.91% | 0 | 0% | 0.043294 | 0.01452% | 67.6 | 8.0619 | 2.703% | 162.8023 | 54.59% | 1 | 0 | 0% | 0 | 0% | 292.0166 | 97.91% | 6.2309 | 38.3619 | 12.86% | 259.8857 | 44.0679 | 14.78% | 254.1796 | 292.0166 | 97.91% | 6.2309 | 0 | 0% | 298.2475 | 7.6993 | 2.582% | 290.5482
55 | Semitropic | SPGE | {'Charca': 6.3, 'Goose Lake': 8.0, 'Smyrna': 8.1, 'Shafter': 9.0} | 43740.6328 | 9705.9336 | 22.19% | 34034.6992 | 77.81% | 4175.0811 | 9.545% | 38541.9736 | 88.11% | 8.7542 | 15475.5059 | 35.38% | 27095.293 | 61.95% | 1 | 0 | 0% | 0 | 0% | 4076.4956 | 9.32% | 39664.1372 | 0 | 0% | 43740.6328 | 6499.7139 | 14.86% | 37240.9189 | 10576.21 | 24.18% | 33164.4229 | 0 | 0% | 43740.6328 | 221.4893 | 0.5064% | 43519.1435
56 | Shafter | SPGE | {'Rio Bravo': 5.9, 'Charca': 6.5, 'Semitropic': 9.0, 'Lerdo': 9.4} | 41240.7305 | 6289.5234 | 15.25% | 34951.207 | 84.75% | 3437.4336 | 8.335% | 34646.9297 | 84.01% | 10.423 | 5557.1665 | 13.47% | 34183.1094 | 82.89% | 1 | 0 | 0% | 0 | 0% | 0 | 0% | 41240.7305 | 0 | 0% | 41240.7305 | 2371.9407 | 5.751% | 38868.7898 | 2371.9407 | 5.751% | 38868.7898 | 0 | 0% | 41240.7305 | 62.2008 | 0.1508% | 41178.5297
57 | Smyrna | SPGE | {'Semitropic': 8.1} | 27543.5117 | 8380.5713 | 30.43% | 19162.9404 | 69.57% | 1536.6974 | 5.579% | 22911.1229 | 83.18% | 9.8345 | 16700.6621 | 60.63% | 4366.4043 | 15.85% | 1 | 0 | 0% | 0 | 0% | 7266.6279 | 26.38% | 20276.8838 | 0 | 0% | 27543.5117 | 10815.2812 | 39.27% | 16728.2305 | 18081.9102 | 65.65% | 9461.6016 | 0 | 0% | 27543.5117 | 1101.6274 | 4% | 26441.8843
58 | Stockdale | SPGE | {'Tevis': 3.5, 'Rosedale': 4.2, 'Westpark': 4.2, 'Kern Power': 4.7, 'Bakersfield': 6.0, 'Renfro': 7.3, 'Magunden': 8.8, 'Kern Oil': 8.9, 'Columbus': 9.1, '7th Standard': 9.2} | 8079.0024 | 1596.2594 | 19.76% | 6482.743 | 80.24% | 0 | 0% | 5434.0967 | 67.26% | 22.1905 | 771.2711 | 9.547% | 6090.7344 | 75.39% | 1 | 0 | 0% | 0 | 0% | 500.8466 | 6.199% | 7578.1558 | 27.3793 | 0.3389% | 8051.6231 | 1388.3649 | 17.18% | 6690.6376 | 1388.3649 | 17.18% | 6690.6376 | 0 | 0% | 8079.0024 | 0 | 0% | 8079.0024
59 | Taft | SPGE | {'Elk Hills': 8.6} | 0 | 0 | 0% | 0 | 100% | 0 | 0% | 0 | 0% |  | 0 | 0% | 0 | 0% | 1 | 0 | 0% | 0 | 0% | 0 | 0% | 0 | 0 | 0% | 0 | 0 | 0% | 0 | 0 | 0% | 0 | 0 | 0% | 0 | 0 | 0% | 0
60 | Temblor | SPGE | {'Kernridge': 4.8} | 35250.9492 | 18353.5938 | 52.07% | 16897.3555 | 47.93% | 4873.7773 | 13.83% | 30083.4023 | 85.34% | 7.1417 | 453.2737 | 1.286% | 2791.9622 | 7.92% | 1 | 0 | 0% | 0 | 0% | 1204.173 | 3.416% | 34046.7762 | 5413.3105 | 15.36% | 29837.6387 | 15392.3779 | 43.67% | 19858.5713 | 15392.793 | 43.67% | 19858.1562 | 839.4059 | 2.381% | 34411.5433 | 52.2333 | 0.1482% | 35198.7159
61 | Tupman | SPGE | {'Norco': 5.2, 'Rio Bravo': 6.1, 'Renfro': 6.4, 'Tevis': 8.3, '7th Standard': 9.8, 'Kern Power': 9.9} | 43888.5898 | 1635.3823 | 3.726% | 42253.2075 | 96.27% | 8173.623 | 18.62% | 31664.252 | 72.15% | 11.72 | 2902.6033 | 6.614% | 16738.5156 | 38.14% | 1 | 0 | 0% | 0 | 0% | 18149.918 | 41.35% | 25738.6719 | 20237.375 | 46.11% | 23651.2148 | 36423.0977 | 82.99% | 7465.4922 | 37908.4219 | 86.37% | 5980.168 | 0 | 0% | 43888.5898 | 14589.8398 | 33.24% | 29298.75
62 | Westpark | SPGE | {'Rosedale': 2.1, 'Bakersfield': 2.2, 'Kern Power': 3.2, 'Stockdale': 4.2, 'Kern Oil': 4.7, 'Columbus': 5.9, 'Sycamore': 6.1, 'Tevis': 6.3, 'Magunden': 6.7, '7th Standard': 6.8, 'Renfro': 7.0, 'California Water': 8.5} | 1178.6892 | 311.0059 | 26.39% | 867.6833 | 73.61% | 0 | 0% | 617.4866 | 52.39% | 19.8306 | 0.44479 | 0.03774% | 63.0604 | 5.35% | 1 | 0 | 0% | 0 | 0% | 866.4283 | 73.51% | 312.2609 | 0 | 0% | 1178.6892 | 611.4932 | 51.88% | 567.196 | 866.4283 | 73.51% | 312.2609 | 0 | 0% | 1178.6892 | 10.2431 | 0.869% | 1168.4461
63 | Wheeler Ridge | SPGE | {} | 44538.5586 | 2233.7075 | 5.015% | 42304.8511 | 94.98% | 3178.6006 | 7.137% | 40346.4502 | 90.59% | 7.9674 | 3172.6375 | 7.123% | 38009.3984 | 85.34% | 1 | 0 | 0% | 0 | 0% | 2101.0059 | 4.717% | 42437.5527 | 5931.1016 | 13.32% | 38607.457 | 8248.2178 | 18.52% | 36290.3408 | 9103.8105 | 20.44% | 35434.748 | 0 | 0% | 44538.5586 | 872.6996 | 1.959% | 43665.859
64 | Kern Oil | SPGE | {'Sycamore': 1.9, 'Bakersfield': 3.8, 'Westpark': 4.7, 'Columbus': 5.4, 'Rosedale': 5.4, 'Kern Power': 6.0, '7th Standard': 6.2, 'California Water': 6.9, 'Magunden': 7.8, 'Lerdo': 8.5, 'Stockdale': 8.9, 'Poso Mountain': 8.9, 'Renfro': 8.9} | 20920.5156 | 3211.8154 | 15.35% | 17708.7002 | 84.65% | 703.6935 | 3.364% | 18649.8826 | 89.15% | 12.8924 | 31.3418 | 0.1498% | 1377.934 | 6.587% | 1 | 0 | 0% | 0 | 0% | 16607.7383 | 79.38% | 4312.7773 | 1397.484 | 6.68% | 19523.0316 | 1915.9716 | 9.158% | 19004.5441 | 16607.7383 | 79.38% | 4312.7773 | 702.6791 | 3.359% | 20217.8365 | 138.1003 | 0.6601% | 20782.4153
65 | Inyokern | GREATER KRAMER | {} | 14272.1543 | 4244.9438 | 29.74% | 10027.2104 | 70.26% | 176.6766 | 1.238% | 3941.215 | 27.61% | 38.9812 | 822.735 | 5.765% | 0 | 0% | 1 | 0 | 0% | 0 | 0% | 8600.7314 | 60.26% | 5671.4229 | 4036.4248 | 28.28% | 10235.7295 | 1426.7887 | 9.997% | 12845.3656 | 9816.1094 | 68.78% | 4456.0449 | 2808.9724 | 19.68% | 11463.1819 | 2.6347 | 0.01846% | 14269.5196
66 | Pastoria | GREATER TEHACHAPI | {} | 24448.0605 | 252.3469 | 1.032% | 24195.7137 | 98.97% | 10280.8623 | 42.05% | 13777.208 | 56.35% | 4.7677 | 1966.9711 | 8.046% | 5260.0552 | 21.52% | 0 | 1731.7665 | 7.083% | 0 | 0% | 21574.6992 | 88.25% | 2873.3613 | 10768.416 | 44.05% | 13679.6445 | 10185.4229 | 41.66% | 14262.6377 | 21779.8535 | 89.09% | 2668.207 | 6998.4604 | 28.63% | 17449.6001 | 527.3185 | 2.157% | 23920.742
67 | Ransburg | GREATER KRAMER | {} | 5.4834 | 2.2346 | 40.75% | 3.2488 | 59.25% | 1.857 | 33.87% | 3.3794 | 61.63% | 5.5423 | 0 | 0% | 0 | 0% | 0 | 0 | 0% | 0 | 0% | 0 | 0% | 5.4834 | 0.95839 | 17.48% | 4.525 | 0 | 0% | 5.4834 | 0.95839 | 17.48% | 4.525 | 0 | 0% | 5.4834 | 0 | 0% | 5.4834
68 | Sycamore | SPGE | {'Kern Oil': 1.9, 'Bakersfield': 4.6, 'Columbus': 4.7, 'California Water': 5.5, 'Westpark': 6.1, 'Rosedale': 7.2, 'Magunden': 7.4, 'Poso Mountain': 7.6, 'Kern Power': 7.8, '7th Standard': 8.0, 'Lerdo': 9.7} | 27246.4531 | 3684.2642 | 13.52% | 23562.189 | 86.48% | 581.7448 | 2.135% | 23917.7923 | 87.78% | 12.1948 | 0.88958 | 0.003265% | 36.5249 | 0.1341% | 0 | 0 | 0% | 0 | 0% | 22971.541 | 84.31% | 4274.9121 | 4086.5925 | 15% | 23159.8606 | 4829.731 | 17.73% | 22416.7222 | 22971.541 | 84.31% | 4274.9121 | 3375.8745 | 12.39% | 23870.5786 | 185.4192 | 0.6805% | 27061.0339
69 | Avenal | SPGE | {} | 31080.4062 | 5921.8955 | 19.05% | 25158.5107 | 80.95% | 17031.5859 | 54.8% | 13825.9531 | 44.48% | 4.8346 | 10132.0996 | 32.6% | 2754.3574 | 8.862% | 0 | 0 | 0% | 0 | 0% | 12259.7012 | 39.45% | 18820.7051 | 0 | 0% | 31080.4062 | 9593.7812 | 30.87% | 21486.625 | 20917.2012 | 67.3% | 10163.2051 | 8657.0498 | 27.85% | 22423.3564 | 149.6938 | 0.4816% | 30930.7124
70 | Corcoran | SPGE | {} | 35603.1367 | 13153.4541 | 36.94% | 22449.6826 | 63.06% | 7552.9478 | 21.21% | 26367.7397 | 74.06% | 7.2258 | 16411.4238 | 46.1% | 12782.7617 | 35.9% | 1 | 0 | 0% | 0 | 0% | 5522.7266 | 15.51% | 30080.4102 | 2642.1848 | 7.421% | 32960.9519 | 8425.5381 | 23.67% | 27177.5986 | 13078.6875 | 36.73% | 22524.4492 | 0 | 0% | 35603.1367 | 4101.2495 | 11.52% | 31501.8872
71 | Henrietta | SPGE | {'Leprino Jct': 3.9} | 24683.0137 | 9043.21 | 36.64% | 15639.8037 | 63.36% | 4769.4277 | 19.32% | 18707.0391 | 75.79% | 6.7518 | 14788.9639 | 59.92% | 8424.4004 | 34.13% | 1 | 0 | 0% | 0 | 0% | 7069.1045 | 28.64% | 17613.9092 | 0 | 0% | 24683.0137 | 0 | 0% | 24683.0137 | 7069.1045 | 28.64% | 17613.9092 | 0 | 0% | 24683.0137 | 792.6692 | 3.211% | 23890.3445
72 | Eagle Rock (PGE) | NORTHERN CALIFORNIA | {'Geysers': 6.0} | 20073.2109 | 0 | 0% | 20073.2109 | 100% | 2263.9307 | 11.28% | 13917.2236 | 69.33% | 8.7925 | 44.9343 | 0.2239% | 0 | 0% | 0 | 468.5937 | 2.334% | 19604.625 | 97.67% | 15592.0459 | 77.68% | 4481.165 | 15467.0137 | 77.05% | 4606.1973 | 16659.8965 | 83% | 3413.3145 | 20073.2109 | 100% | 0 | 6801.2314 | 33.88% | 13271.9795 | 305.3137 | 1.521% | 19767.8973
73 | Leavitt | NORTHERN CALIFORNIA | {'Richmond': 7.1} | 17704.7988 | 2397.5522 |  | 15307.2466 |  | 822.9958 |  | 15041.6663 |  | 11.7096 | 5955.2007 |  | 0 |  |  | 5516.4116 |  | 0 |  | 4516.3184 |  |  | 11294.7373 |  |  | 10261.7832 |  |  | 13833.3887 |  |  | 4241.6123 |  |  | 2887.9971
74 | Madeline | NORTHERN CALIFORNIA | {} | 31345.8457 | 1809.4187 |  | 29536.427 |  | 7008.7598 |  | 21899.1113 |  | 7.5524 | 11516.417 |  | 0 |  |  | 4984.9746 |  | 0 |  | 148.8597 |  |  | 4218.5674 |  |  | 5512.7666 |  |  | 5967.4253 |  |  | 14121.8271 |  |  | 22800.4844
75 | Antelope | GREATER TEHACHAPI | {} | 32158.7578 | 20649.7266 | 64.21% | 11509.0312 | 35.79% | 0 | 0% | 3797.3125 | 11.81% | 63 | 1197.7538 | 3.725% | 287.7708 | 0.8948% | 0 | 6274.7944 | 19.51% | 7377.3423 | 22.94% | 0 | 0% | 32158.7578 | 8539.3604 | 26.55% | 23619.3975 | 5306.5264 | 16.5% | 26852.2314 | 8922.4619 | 27.75% | 23236.2959 | 2202.9717 | 6.85% | 29955.7861 | 628.2184 | 1.953% | 31530.5394
76 | Arcogen | GREATER LA METRO | {'Hinson': 1.2, 'Harborgen': 2.8, 'Long Beach': 3.7, 'Lighthipe': 5.9, 'La Fresa': 6.3, 'Redondo': 8.6, 'Del Amo': 8.7, 'Alamitos': 9.1, 'El Nido': 9.2} | 2376.2134 | 1062.2921 | 44.71% | 1313.9213 | 55.29% | 0 | 0% | 1649.5114 | 69.42% | 18.84 | 0 | 0% | 0 | 0% | 0 | 0 | 0% | 0 | 0% | 0 | 0% | 2376.2134 | 0 | 0% | 2376.2134 | 1307.5914 | 55.03% | 1068.6219 | 1307.5914 | 55.03% | 1068.6219 | 0 | 0% | 2376.2134 | 6.3299 | 0.2664% | 2369.8834
77 | Bailey | GREATER TEHACHAPI | {} | 24812 | 0 | 0% | 24812 | 100% | 11427.6494 | 46.06% | 13020.9697 | 52.48% | 5.6955 | 0 | 0% | 0 | 0% | 0 | 24543.1465 | 98.92% | 0 | 0% | 16287.8682 | 65.65% | 8524.1318 | 16484.9668 | 66.44% | 8327.0332 | 17151.6562 | 69.13% | 7660.3438 | 24812 | 100% | 0 | 9959.6914 | 40.14% | 14852.3086 | 696.8032 | 2.808% | 24115.1968
78 | Center | GREATER LA METRO | {'Laguna Bell': 4.0, 'Lighthipe': 5.2, 'Del Amo': 5.6, 'Mesa (SCE)': 7.5} | 0 | 0 | 0% | 0 | 100% | 0 | 0% | 0 | 0% |  | 0 | 0% | 0 | 0% | 0 | 0 | 0% | 0 | 0% | 0 | 0% | 0 | 0 | 0% | 0 | 0 | 0% | 0 | 0 | 0% | 0 | 0 | 0% | 0 | 0 | 0% | 0
79 | Del Amo | GREATER LA METRO | {'Lighthipe': 5.0, 'Center': 5.6, 'Alamitos': 5.7, 'Barre': 7.1, 'Hinson': 7.5, 'Arcogen': 8.7, 'Harborgen': 8.9, 'Laguna Bell': 9.3, 'Long Beach': 9.3} | 0 | 0 | 0% | 0 | 100% | 0 | 0% | 0 | 0% |  | 0 | 0% | 0 | 0% | 0 | 0 | 0% | 0 | 0% | 0 | 0% | 0 | 0 | 0% | 0 | 0 | 0% | 0 | 0 | 0% | 0 | 0 | 0% | 0 | 0 | 0% | 0
80 | El Nido | GREATER LA METRO | {'Chevmain': 1.8, 'La Fresa': 2.9, 'El Segundo': 3.0, 'Redondo': 3.4, 'La Cienega': 7.2, 'Arcogen': 9.2} | 96.1964 | 62.1112 | 64.57% | 34.0852 | 35.43% | 5.3708 | 5.583% | 7.1456 | 7.428% | 6.5486 | 0 | 0% | 0 | 0% | 0 | 0 | 0% | 0 | 0% | 1.5765 | 1.639% | 94.6199 | 0 | 0% | 96.1964 | 29.1468 | 30.3% | 67.0495 | 30.7233 | 31.94% | 65.4731 | 0 | 0% | 96.1964 | 0 | 0% | 96.1964
81 | Goodrich | GREATER LA METRO | {'Rio Hondo': 6.9, 'Gould': 7.5, 'Mesa (SCE)': 8.0} | 522.4152 | 44.7384 | 8.564% | 477.6767 | 91.44% | 452.8036 | 86.68% | 69.6115 | 13.32% | 4.0707 | 0 | 0% | 0 | 0% | 0 | 0 | 0% | 522.4152 | 100% | 0 | 0% | 522.4152 | 240.7861 | 46.09% | 281.6291 | 245.5263 | 47% | 276.8888 | 279.8394 | 53.57% | 242.5757 | 442.653 | 84.73% | 79.7621 | 160.7159 | 30.76% | 361.6993
82 | Gould | GREATER LA METRO | {'Goodrich': 7.5} | 2450.8955 | 373.373 | 15.23% | 2077.5225 | 84.77% | 2214.6931 | 90.36% | 225.5754 | 9.204% | 3.6358 | 0 | 0% | 0 | 0% | 0 | 15.4441 | 0.6301% | 2435.4514 | 99.37% | 42.5994 | 1.738% | 2408.2962 | 1101.5648 | 44.95% | 1349.3307 | 0 | 0% | 2450.8955 | 1144.1642 | 46.68% | 1306.7313 | 1000.9124 | 40.84% | 1449.9831 | 708.9447 | 28.93% | 1741.9508
83 | Harborgen | GREATER LA METRO | {'Long Beach': 0.9, 'Arcogen': 2.8, 'Hinson': 2.8, 'Alamitos': 7.5, 'Lighthipe': 7.6, 'La Fresa': 8.7, 'Del Amo': 8.9} | 4590.5762 | 2079.4229 | 45.3% | 2511.1533 | 54.7% | 909.5972 | 19.81% | 2804.7051 | 61.1% | 10.6512 | 0 | 0% | 0 | 0% | 0 | 0 | 0% | 0 | 0% | 0 | 0% | 4590.5762 | 0 | 0% | 4590.5762 | 2504.8235 | 54.56% | 2085.7527 | 2504.8235 | 54.56% | 2085.7527 | 0 | 0% | 4590.5762 | 6.3299 | 0.1379% | 4584.2462
84 | Hinson | GREATER LA METRO | {'Arcogen': 1.2, 'Harborgen': 2.8, 'Long Beach': 3.7, 'Lighthipe': 5.0, 'La Fresa': 7.2, 'Del Amo': 7.5, 'Alamitos': 8.0, 'Redondo': 9.7} | 2389.9417 | 1283.9399 | 53.72% | 1106.0017 | 46.28% | 12.982 | 0.5432% | 1666.2825 | 69.72% | 16.1336 | 0 | 0% | 0 | 0% | 0 | 0 | 0% | 0 | 0% | 0 | 0% | 2389.9417 | 0 | 0% | 2389.9417 | 1099.6718 | 46.01% | 1290.2699 | 1099.6718 | 46.01% | 1290.2699 | 0 | 0% | 2389.9417 | 6.3299 | 0.2649% | 2383.6117
85 | La Cienega | GREATER LA METRO | {'El Segundo': 6.9, 'Chevmain': 6.9, 'El Nido': 7.2, 'La Fresa': 9.4} | 99.012 | 0 | 0% | 99.012 | 100% | 0 | 0% | 0 | 0% | 40.6511 | 0 | 0% | 0 | 0% | 0 | 0 | 0% | 0 | 0% | 0 | 0% | 99.012 | 99.012 | 100% | 0 | 99.012 | 100% | 0 | 99.012 | 100% | 0 | 0 | 0% | 99.012 | 0.64248 | 0.6489% | 98.3695
86 | La Fresa | GREATER LA METRO | {'El Nido': 2.9, 'Redondo': 3.5, 'Chevmain': 4.6, 'El Segundo': 5.8, 'Arcogen': 6.3, 'Hinson': 7.2, 'Harborgen': 8.7, 'Lighthipe': 9.1, 'La Cienega': 9.4, 'Long Beach': 9.5} | 71.1623 | 54.9154 | 77.17% | 16.247 | 22.83% | 3.3339 | 4.685% | 5.5185 | 7.755% | 8.9852 | 0 | 0% | 0 | 0% | 0 | 0 | 0% | 0 | 0% | 1.5765 | 2.215% | 69.5859 | 0 | 0% | 71.1623 | 14.0922 | 19.8% | 57.0701 | 15.6687 | 22.02% | 55.4937 | 0 | 0% | 71.1623 | 0 | 0% | 71.1623
87 | Laguna Bell | GREATER LA METRO | {'Center': 4.0, 'Mesa (SCE)': 4.7, 'Lighthipe': 6.8, 'Del Amo': 9.3} | 0 | 0 | 0% | 0 | 100% | 0 | 0% | 0 | 0% |  | 0 | 0% | 0 | 0% | 0 | 0 | 0% | 0 | 0% | 0 | 0% | 0 | 0 | 0% | 0 | 0 | 0% | 0 | 0 | 0% | 0 | 0 | 0% | 0 | 0 | 0% | 0
88 | Lighthipe | GREATER LA METRO | {'Del Amo': 5.0, 'Hinson': 5.0, 'Center': 5.2, 'Arcogen': 5.9, 'Laguna Bell': 6.8, 'Harborgen': 7.6, 'Long Beach': 8.4, 'La Fresa': 9.1, 'Alamitos': 9.1} | 0 | 0 | 0% | 0 | 100% | 0 | 0% | 0 | 0% |  | 0 | 0% | 0 | 0% | 0 | 0 | 0% | 0 | 0% | 0 | 0% | 0 | 0 | 0% | 0 | 0 | 0% | 0 | 0 | 0% | 0 | 0 | 0% | 0 | 0 | 0% | 0
89 | Mesa (SCE) | GREATER LA METRO | {'Laguna Bell': 4.7, 'Center': 7.5, 'Goodrich': 8.0, 'Rio Hondo': 8.8, 'Walnut': 9.4} | 0 | 0 | 0% | 0 | 100% | 0 | 0% | 0 | 0% |  | 0 | 0% | 0 | 0% | 0 | 0 | 0% | 0 | 0% | 0 | 0% | 0 | 0 | 0% | 0 | 0 | 0% | 0 | 0 | 0% | 0 | 0 | 0% | 0 | 0 | 0% | 0
90 | Olinda | GREATER LA METRO | {'Walnut': 4.6, 'Lewis': 9.5} | 1056.9515 | 193.493 | 18.31% | 863.4586 | 81.69% | 0 | 0% | 777.5001 | 73.56% | 50 | 0 | 0% | 0 | 0% | 0 | 0 | 0% | 1056.9515 | 100% | 123.4982 | 11.68% | 933.4533 | 0 | 0% | 1056.9515 | 0 | 0% | 1056.9515 | 123.4982 | 11.68% | 933.4533 | 0 | 0% | 1056.9515 | 188.3522 | 17.82% | 868.5994
91 | Pardee | GREATER LA METRO | {'Saugus': 1.3} | 9546.3916 | 2493.8845 | 26.12% | 7052.5071 | 73.88% | 2356.762 | 24.69% | 5451.2825 | 57.1% | 26.3647 | 57.0367 | 0.5975% | 109.3269 | 1.145% | 0 | 0 | 0% | 9546.3916 | 100% | 37.5426 | 0.3933% | 9508.849 | 1336.9142 | 14% | 8209.4774 | 4501.6797 | 47.16% | 5044.7119 | 4539.2227 | 47.55% | 5007.1689 | 3176.0444 | 33.27% | 6370.3472 | 766.0663 | 8.025% | 8780.3253
92 | Rio Hondo | GREATER LA METRO | {'Goodrich': 6.9, 'Walnut': 6.9, 'Mesa (SCE)': 8.8} | 149.3976 | 0 | 0% | 149.3976 | 100% | 1.246 | 0.834% | 147.6849 | 98.85% | 4.682 | 0 | 0% | 0 | 0% | 0 | 0 | 0% | 149.3976 | 100% | 0 | 0% | 149.3976 | 149.3976 | 100% | 0 | 142.3475 | 95.28% | 7.0502 | 149.3976 | 100% | 0 | 145.3287 | 97.28% | 4.069 | 62.9397 | 42.13% | 86.4579
93 | Saugus | GREATER LA METRO | {'Pardee': 1.3, 'Sylmar': 9.1} | 7147.2124 | 1148.9298 | 16.08% | 5998.2826 | 83.92% | 2776.2671 | 38.84% | 3242.0469 | 45.36% | 23.9033 | 55.3846 | 0.7749% | 99.6337 | 1.394% | 0 | 0 | 0% | 7147.2124 | 100% | 324.4518 | 4.54% | 6822.7606 | 1336.9142 | 18.71% | 5810.2982 | 3932.1572 | 55.02% | 3215.0552 | 4256.6094 | 59.56% | 2890.603 | 2663.7258 | 37.27% | 4483.4866 | 629.2894 | 8.805% | 6517.923
94 | Vincent | GREATER LA METRO | {} | 15554.5225 | 10789.667 | 69.37% | 4764.8555 | 30.63% | 6.3034 | 0.04052% | 2105.391 | 13.54% | 39.75 | 7.5614 | 0.04861% | 14.3712 | 0.09239% | 0 | 2.1205 | 0.01363% | 15492.3535 | 99.6% | 0 | 0% | 15554.5225 | 3198.6628 | 20.56% | 12355.8596 | 1905.1346 | 12.25% | 13649.3878 | 3205.8054 | 20.61% | 12348.717 | 1636.9125 | 10.52% | 13917.61 | 454.8871 | 2.924% | 15099.6353
95 | Borden | SPGE | {'Gregg': 6.1} | 37174.5352 | 9407.7305 | 25.31% | 27766.8047 | 74.69% | 1824.036 | 4.907% | 31502.9523 | 84.74% | 13.6459 | 16649.4902 | 44.79% | 15453.5801 | 41.57% | 1 | 0 | 0% | 0 | 0% | 1510.8053 | 4.064% | 35663.7299 | 13942.8408 | 37.51% | 23231.6943 | 15807.9385 | 42.52% | 21366.5967 | 15812.959 | 42.54% | 21361.5762 | 691.3054 | 1.86% | 36483.2297 | 2908.9114 | 7.825% | 34265.6238
96 | Dairyland | SPGE | {'Le Grand': 9.3} | 45446.1719 | 21494.9199 | 47.3% | 23951.252 | 52.7% | 2381.5623 | 5.24% | 39283.0549 | 86.44% | 12.6667 | 23474.2012 | 51.65% | 19104.0684 | 42.04% | 1 | 0 | 0% | 0 | 0% | 3110.4868 | 6.844% | 42335.6851 | 2139.2419 | 4.707% | 43306.9299 | 3587.9089 | 7.895% | 41858.2629 | 6698.3955 | 14.74% | 38747.7764 | 0 | 0% | 45446.1719 | 1231.989 | 2.711% | 44214.1829
97 | Gregg | SPGE | {'Borden': 6.1} | 32760.252 | 11914.4111 | 36.37% | 20845.8408 | 63.63% | 1.2669 | 0.003867% | 27630.9656 | 84.34% | 13.2697 | 14608.1104 | 44.59% | 15587.5625 | 47.58% | 1 | 0 | 0% | 0 | 0% | 6854.8267 | 20.92% | 25905.4253 | 3681.1731 | 11.24% | 29079.0789 | 3681.1731 | 11.24% | 29079.0789 | 10140.4668 | 30.95% | 22619.7852 | 0 | 0% | 32760.252 | 1346.8287 | 4.111% | 31413.4232
98 | Newhall | SPGE | {} | 50247.8789 | 2528.7061 | 5.032% | 47719.1729 | 94.97% | 28787.3262 | 57.29% | 21064.2168 | 41.92% | 4.6354 | 29035.9688 | 57.79% | 9416.0859 | 18.74% | 1 | 0 | 0% | 0 | 0% | 41634.1797 | 82.86% | 8613.6992 | 11500.8281 | 22.89% | 38747.0508 | 16298.1641 | 32.44% | 33949.7148 | 46067.0352 | 91.68% | 4180.8438 | 3547.1089 | 7.059% | 46700.77 | 13489.3496 | 26.85% | 36758.5293
99 | Ignacio | NORTHERN CALIFORNIA | {} | 5178.4639 | 2466.7983 | 47.64% | 2711.6655 | 52.36% | 1261.557 | 24.36% | 3033.2037 | 58.57% | 35.6923 | 1947.8846 | 37.62% | 0 | 0% | 0 | 242.7717 | 4.688% | 995.6861 | 19.23% | 568.3688 | 10.98% | 4610.095 | 1314.9171 | 25.39% | 3863.5468 | 1494.8737 | 28.87% | 3683.5902 | 1883.2859 | 36.37% | 3295.178 | 1073.74 | 20.73% | 4104.7239 | 891.4719 | 17.21% | 4286.992
100 | Calpella | NORTHERN CALIFORNIA | {'Mendocino': 3.7, 'Ukiah': 3.7} | 17435.0312 | 3839.6289 | 22.02% | 13595.4023 | 77.98% | 49.9758 | 0.2866% | 13131.4051 | 75.32% | 13.1806 | 362.1193 | 2.077% | 749.777 | 4.3% | 0 | 16085.2012 | 92.26% | 0 | 0% | 490.3813 | 2.813% | 16944.6499 | 6690.8105 | 38.38% | 10744.2207 | 6773.2656 | 38.85% | 10661.7656 | 6773.2656 | 38.85% | 10661.7656 | 8771.1191 | 50.31% | 8663.9121 | 181.8916 | 1.043% | 17253.1396
101 | Hopland | NORTHERN CALIFORNIA | {} | 27889.3145 | 1981.3401 | 7.104% | 25907.9744 | 92.9% | 1477.4716 | 5.298% | 24240.6925 | 86.92% | 9.5708 | 1177.9519 | 4.224% | 3008.0618 | 10.79% | 0 | 22408.6133 | 80.35% | 457.5327 | 1.641% | 22358.125 | 80.17% | 5531.1895 | 12593.7529 | 45.16% | 15295.5615 | 15421.542 | 55.3% | 12467.7725 | 24141.2344 | 86.56% | 3748.0801 | 10204.5879 | 36.59% | 17684.7266 | 652.2747 | 2.339% | 27237.0397
102 | Mendocino | NORTHERN CALIFORNIA | {'Calpella': 3.7, 'Ukiah': 7.4} | 25533.1504 | 6743.002 | 26.41% | 18790.1484 | 73.59% | 14.4694 | 0.05667% | 19006.388 | 74.44% | 13 | 781.8549 | 3.062% | 1447.4832 | 5.669% | 0 | 22268.6953 | 87.21% | 0 | 0% | 3113.5596 | 12.19% | 22419.5908 | 7948.4697 | 31.13% | 17584.6807 | 7948.4697 | 31.13% | 17584.6807 | 9482.6543 | 37.14% | 16050.4961 | 13284.7939 | 52.03% | 12248.3564 | 259.0973 | 1.015% | 25274.0531
103 | Ukiah | NORTHERN CALIFORNIA | {'Calpella': 3.7, 'Mendocino': 7.4} | 15786.9561 | 1529.3303 | 9.687% | 14257.6257 | 90.31% | 46.3391 | 0.2935% | 11471.1628 | 72.66% | 14.2839 | 618.1931 | 3.916% | 2626.2739 | 16.64% | 0 | 11778.1328 | 74.61% | 0 | 0% | 0 | 0% | 15786.9561 | 11161.1279 | 70.7% | 4625.8281 | 12302.8652 | 77.93% | 3484.0908 | 12302.8652 | 77.93% | 3484.0908 | 6579.2568 | 41.68% | 9207.6992 | 432.2929 | 2.738% | 15354.6632
104 | Le Grand | SPGE | {'Dairyland': 9.3} | 45637.0273 | 7095.5024 | 15.55% | 38541.5249 | 84.45% | 5874.5913 | 12.87% | 37005.7681 | 81.09% | 9.5093 | 24447.2559 | 53.57% | 16039.5703 | 35.15% | 1 | 0 | 0% | 0 | 0% | 23092.5938 | 50.6% | 22544.4336 | 15895.9697 | 34.83% | 29741.0576 | 16877.5332 | 36.98% | 28759.4941 | 31854.6973 | 69.8% | 13782.3301 | 51.5201 | 0.1129% | 45585.5072 | 4119.957 | 9.028% | 41517.0703
105 | Merced | SPGE | {'Wilson': 4.6} | 28405.8457 | 5851.0903 | 20.6% | 22554.7554 | 79.4% | 3617.542 | 12.74% | 19809.2236 | 69.74% | 12.3897 | 16484.7871 | 58.03% | 7712.3086 | 27.15% | 1 | 0 | 0% | 0 | 0% | 10190.7314 | 35.88% | 18215.1143 | 8229.627 | 28.97% | 20176.2188 | 8229.627 | 28.97% | 20176.2188 | 18339.1055 | 64.56% | 10066.7402 | 0 | 0% | 28405.8457 | 2436.7415 | 8.578% | 25969.1042
106 | Wilson | SPGE | {'Merced': 4.6} | 28993.3672 | 6892.3755 | 23.77% | 22100.9917 | 76.23% | 790.2434 | 2.726% | 22261.2351 | 76.78% | 15.7296 | 7980.7153 | 27.53% | 17047.8828 | 58.8% | 1 | 0 | 0% | 0 | 0% | 3322.8333 | 11.46% | 25670.5339 | 6001.8066 | 20.7% | 22991.5605 | 6608.2056 | 22.79% | 22385.1616 | 9442.7119 | 32.57% | 19550.6553 | 265.6783 | 0.9163% | 28727.6889 | 2275.033 | 7.847% | 26718.3342
107 | Los Banos | SPGE | {'Quinto': 5.3} | 30417.9688 | 3861.906 | 12.7% | 26556.0627 | 87.3% | 7496.9795 | 24.65% | 21492.3779 | 70.66% | 9.6879 | 7114.4341 | 23.39% | 2545.3108 | 8.368% | 1 | 0 | 0% | 0 | 0% | 25195.0391 | 82.83% | 5222.9297 | 3359.9236 | 11.05% | 27058.0452 | 8517.1836 | 28% | 21900.7852 | 25195.0391 | 82.83% | 5222.9297 | 6514.5044 | 21.42% | 23903.4644 | 1679.5389 | 5.522% | 28738.4298
108 | Coburn | SPGE | {} | 40007.293 | 9201.5811 | 23% | 30805.7119 | 77% | 16996.5449 | 42.48% | 22841.9473 | 57.09% | 5.6938 | 1550.2415 | 3.875% | 18425.2891 | 46.05% | 0 | 3048.4167 | 7.62% | 0 | 0% | 6756.0225 | 16.89% | 33251.2705 | 1824.7592 | 4.561% | 38182.5338 | 2899.1245 | 7.246% | 37108.1685 | 8580.7812 | 21.45% | 31426.5117 | 6145.1587 | 15.36% | 33862.1343 | 1361.9607 | 3.404% | 38645.3323
109 | Tulucay | NORTHERN CALIFORNIA | {} | 18200.666 | 727.4732 | 3.997% | 17473.1928 | 96% | 376.0445 | 2.066% | 13346.0834 | 73.33% | 13.7333 | 2657.9268 | 14.6% | 4684.9658 | 25.74% | 0 | 6572.7544 | 36.11% | 0 | 0% | 13523.4229 | 74.3% | 4677.2432 | 1301.1852 | 7.149% | 16899.4808 | 5759.2427 | 31.64% | 12441.4233 | 15736.0605 | 86.46% | 2464.6055 | 5731.9868 | 31.49% | 12468.6792 | 1043.0903 | 5.731% | 17157.5757
110 | Brunswick | NORTHERN CALIFORNIA | {} | 13880.1094 | 1520.2366 | 10.95% | 12359.8728 | 89.05% | 0 | 0% | 82.3081 | 0.593% | 56.4625 | 87.7923 | 0.6325% | 71.4592 | 0.5148% | 0 | 3078.0217 | 22.18% | 10802.0566 | 77.82% | 8100.0962 | 58.36% | 5780.0132 | 4017.2605 | 28.94% | 9862.8489 | 8007.395 | 57.69% | 5872.7144 | 12275.0166 | 88.44% | 1605.0928 | 1259.6385 | 9.075% | 12620.4708 | 380.3951 | 2.741% | 13499.7143
111 | Higgins | NORTHERN CALIFORNIA | {} | 32623.7344 | 1728.9742 | 5.3% | 30894.7601 | 94.7% | 25.2933 | 0.07753% | 7183.1281 | 22.02% | 40.5985 | 820.1396 | 2.514% | 518.1331 | 1.588% | 0 | 32103.4473 | 98.41% | 0 | 0% | 30615.4863 | 93.84% | 2008.248 | 0 | 0% | 32623.7344 | 194.3976 | 0.5959% | 32429.3367 | 30615.4863 | 93.84% | 2008.248 | 9998.9316 | 30.65% | 22624.8027 | 2060.5864 | 6.316% | 30563.1479
112 | Barre | GREATER LA METRO | {'Lewis': 4.8, 'Del Amo': 7.1, 'Alamitos': 7.4, 'Villa Park': 8.5, 'Ellis': 8.8, 'Johanna': 9.9} | 0 | 0 | 0% | 0 | 100% | 0 | 0% | 0 | 0% |  | 0 | 0% | 0 | 0% | 0 | 0 | 0% | 0 | 0% | 0 | 0% | 0 | 0 | 0% | 0 | 0 | 0% | 0 | 0 | 0% | 0 | 0 | 0% | 0 | 0 | 0% | 0
113 | Ellis | GREATER LA METRO | {'Huntington Beach': 3.4, 'Johanna': 5.6, 'Barre': 8.8, 'Lewis': 8.9} | 4035.6836 | 84.5076 | 2.094% | 3951.176 | 97.91% | 41.4329 | 1.027% | 55.1091 | 1.366% | 50.5 | 0 | 0% | 0 | 0% | 0 | 0 | 0% | 0 | 0% | 0 | 0% | 4035.6836 | 775.9144 | 19.23% | 3259.7692 | 3951.176 | 97.91% | 84.5076 | 3951.176 | 97.91% | 84.5076 | 0 | 0% | 4035.6836 | 337.1049 | 8.353% | 3698.5787
114 | Johanna | GREATER LA METRO | {'Ellis': 5.6, 'Santiago': 5.9, 'Lewis': 7.1, 'Villa Park': 7.1, 'Huntington Beach': 8.6, 'Serrano': 8.7, 'Barre': 9.9} | 4.5188 | 0 | 0% | 4.5188 | 100% | 0 | 0% | 0 | 0% | 82.3267 | 0 | 0% | 0 | 0% | 0 | 0 | 0% | 0 | 0% | 0 | 0% | 4.5188 | 4.5188 | 100% | 0 | 4.5188 | 100% | 0 | 4.5188 | 100% | 0 | 0 | 0% | 4.5188 | 1.8798 | 41.6% | 2.639
115 | Lewis | GREATER LA METRO | {'Villa Park': 3.7, 'Barre': 4.8, 'Serrano': 6.4, 'Johanna': 7.1, 'Ellis': 8.9, 'Olinda': 9.5} | 0 | 0 | 0% | 0 | 100% | 0 | 0% | 0 | 0% |  | 0 | 0% | 0 | 0% | 0 | 0 | 0% | 0 | 0% | 0 | 0% | 0 | 0 | 0% | 0 | 0 | 0% | 0 | 0 | 0% | 0 | 0 | 0% | 0 | 0 | 0% | 0
116 | Santiago | GREATER LA METRO | {'Johanna': 5.9, 'Viejo': 7.2, 'Trabuco': 8.9} | 617.6036 | 321.7449 | 52.1% | 295.8588 | 47.9% | 0.047412 | 0.007677% | 23.132 | 3.745% | 55.5 | 10.3814 | 1.681% | 23.3434 | 3.78% | 0 | 124.9976 | 20.24% | 269.3195 | 43.61% | 145.0135 | 23.48% | 472.5901 | 0 | 0% | 617.6036 | 65.188 | 10.55% | 552.4157 | 210.2015 | 34.04% | 407.4022 | 13.7129 | 2.22% | 603.8907 | 61.2158 | 9.912% | 556.3878
117 | Serrano | GREATER LA METRO | {'Villa Park': 2.7, 'Lewis': 6.4, 'Johanna': 8.7} | 355.7018 | 110.9895 | 31.2% | 244.7123 | 68.8% | 69.2042 | 19.46% | 96.1773 | 27.04% | 2.6112 | 0 | 0% | 0 | 0% | 0 | 0 | 0% | 355.7018 | 100% | 0 | 0% | 355.7018 | 242.43 | 68.16% | 113.2718 | 56.6436 | 15.92% | 299.0582 | 242.43 | 68.16% | 113.2718 | 99.2985 | 27.92% | 256.4033 | 20.0268 | 5.63% | 335.6749
118 | Villa Park | GREATER LA METRO | {'Serrano': 2.7, 'Lewis': 3.7, 'Johanna': 7.1, 'Barre': 8.5} | 14.658 | 14.658 | 100% | 0 | 0% | 0 | 0% | 0.010647 | 0.07264% | 30.495 | 0 | 0% | 0 | 0% | 0 | 0 | 0% | 14.658 | 100% | 0 | 0% | 14.658 | 0 | 0% | 14.658 | 0 | 0% | 14.658 | 0 | 0% | 14.658 | 0 | 0% | 14.658 | 0 | 0% | 14.658
119 | Capistrano | GREATER LA METRO | {'Margarita': 3.4, 'Trabuco': 3.5, 'Talega': 6.8} | 3796.1597 | 496.5421 | 13.08% | 3299.6176 | 86.92% | 18.337 | 0.483% | 1350.2283 | 35.57% | 69 | 62.9507 | 1.658% | 21.0844 | 0.5554% | 0 | 3063.1018 | 80.69% | 0 | 0% | 1281.094 | 33.75% | 2515.0657 | 2422.3152 | 63.81% | 1373.8445 | 2910.9111 | 76.68% | 885.2485 | 2910.9111 | 76.68% | 885.2485 | 548.4047 | 14.45% | 3247.755 | 314.6064 | 8.287% | 3481.5533
120 | Trabuco | GREATER LA METRO | {'Margarita': 2.8, 'Capistrano': 3.5, 'Viejo': 7.4, 'Santiago': 8.9, 'Talega': 9.6} | 2143.1189 | 288.5338 | 13.46% | 1854.5851 | 86.54% | 0 | 0% | 766.2623 | 35.75% | 65.6857 | 0.18497 | 0.008631% | 0 | 0% | 0 | 2143.1189 | 100% | 0 | 0% | 621.1234 | 28.98% | 1521.9955 | 1202.3962 | 56.1% | 940.7227 | 1202.3962 | 56.1% | 940.7227 | 1466.931 | 68.45% | 676.1879 | 585.1115 | 27.3% | 1558.0074 | 213.4423 | 9.959% | 1929.6766
121 | Pleasant Grove | NORTHERN CALIFORNIA | {} | 10250.5449 | 1646.8417 | 16.07% | 8603.7032 | 83.93% | 55.8446 | 0.5448% | 6157.7252 | 60.07% | 56 | 2405.5522 | 23.47% | 645.5151 | 6.297% | 0 | 244.0983 | 2.381% | 0 | 0% | 6026.1094 | 58.79% | 4224.4355 | 0 | 0% | 10250.5449 | 0 | 0% | 10250.5449 | 6026.1094 | 58.79% | 4224.4355 | 0 | 0% | 10250.5449 | 5948.6958 | 58.03% | 4301.8491
122 | Summit | NORTHERN CALIFORNIA | {} | 21458.2715 | 321.2585 | 1.497% | 21137.013 | 98.5% | 7779.8384 | 36.26% | 11373.4175 | 53% | 21.2 | 0 | 0% | 0 | 0% | 0 | 10345.9795 | 48.21% | 0 | 0% | 1530.9376 | 7.134% | 19927.3339 | 1786.4115 | 8.325% | 19671.86 | 11224.958 | 52.31% | 10233.3135 | 12328.5166 | 57.45% | 9129.7549 | 14769.9492 | 68.83% | 6688.3223 | 1690.4382 | 7.878% | 19767.8333
123 | Devers | RIVERSIDE | {} | 17578.7383 | 4457.9121 | 25.36% | 13120.8262 | 74.64% | 478.6852 | 2.723% | 7008.0936 | 39.87% | 33.2467 | 0 | 0% | 0 | 0% | 0 | 2630.2551 | 14.96% | 0 | 0% | 5582.5171 | 31.76% | 11996.2212 | 12572.9648 | 71.52% | 5005.7734 | 10816.3545 | 61.53% | 6762.3838 | 13106.7861 | 74.56% | 4471.9521 | 2099.8794 | 11.95% | 15478.8589 | 5.9501 | 0.03385% | 17572.7882
124 | Kern | RIVERSIDE | {} | 13660.9375 | 942.7068 | 6.901% | 12718.2307 | 93.1% | 8078.084 | 59.13% | 5545.2607 | 40.59% | 3.8557 | 0 | 0% | 0 | 0% | 0 | 0 | 0% | 0 | 0% | 1743.0494 | 12.76% | 11917.8881 | 5958.689 | 43.62% | 7702.2485 | 0 | 0% | 13660.9375 | 7693.6479 | 56.32% | 5967.2896 | 9725.8184 | 71.19% | 3935.1191 | 0 | 0% | 13660.9375
125 | Mirage | RIVERSIDE | {} | 9001.5703 | 3412.5059 | 37.91% | 5589.0645 | 62.09% | 931.6382 | 10.35% | 4509.1338 | 50.09% | 35.6061 | 39.1405 | 0.4348% | 0 | 0% | 0 | 0 | 0% | 0 | 0% | 1325.5944 | 14.73% | 7675.976 | 1828.1671 | 20.31% | 7173.4032 | 1195.2661 | 13.28% | 7806.3042 | 3153.7615 | 35.04% | 5847.8088 | 2561.2205 | 28.45% | 6440.3499 | 0 | 0% | 9001.5703
126 | Valley (SCE) | RIVERSIDE | {} | 9349.2705 | 3231.2097 | 34.56% | 6118.0608 | 65.44% | 0 | 0% | 2029.7909 | 21.71% | 45.5 | 1838.2349 | 19.66% | 130.9405 | 1.401% | 0 | 8004.2021 | 85.61% | 0 | 0% | 8.0319 | 0.08591% | 9341.2386 | 2037.1178 | 21.79% | 7312.1527 | 5983.6753 | 64% | 3365.5952 | 5991.707 | 64.09% | 3357.5635 | 96.1046 | 1.028% | 9253.166 | 202.2782 | 2.164% | 9146.9923
127 | Gold Hill | NORTHERN CALIFORNIA | {} | 7402.1162 | 596.1737 | 8.054% | 6805.9425 | 91.95% | 1122.8967 | 15.17% | 4056.0916 | 54.8% | 59 | 0 | 0% | 0 | 0% | 0 | 139.3002 | 1.882% | 39.9501 | 0.5397% | 4407.8374 | 59.55% | 2994.2788 | 752.8981 | 10.17% | 6649.2181 | 0 | 0% | 7402.1162 | 4461.2368 | 60.27% | 2940.8794 | 5386.3281 | 72.77% | 2015.7881 | 1340.7007 | 18.11% | 6061.4155
128 | Grand Island | NORTHERN CALIFORNIA | {} | 44528.7188 | 0 | 0% | 44528.7188 | 100% | 5439.3647 | 12.22% | 35561.311 | 79.86% | 11.1542 | 16273.1689 | 36.55% | 21882.9395 | 49.14% | 0 | 0 | 0% | 0 | 0% | 0 | 0% | 44528.7188 | 3007.5542 | 6.754% | 41521.1646 | 3007.5542 | 6.754% | 41521.1646 | 3007.5542 | 6.754% | 41521.1646 | 0 | 0% | 44528.7188 | 2862.8506 | 6.429% | 41665.8682
129 | Chino | GREATER LA METRO | {'Mira Loma': 6.6, 'Padua': 8.7} | 5285.5093 | 3299.4553 | 62.42% | 1986.054 | 37.58% | 0.0088525 | 0.0001675% | 1489.4241 | 28.18% | 47.5 | 342.7186 | 6.484% | 1151.2637 | 21.78% | 0 | 756.8266 | 14.32% | 573.4911 | 10.85% | 9.8816 | 0.187% | 5275.6277 | 0 | 0% | 5285.5093 | 669.8685 | 12.67% | 4615.6408 | 679.7501 | 12.86% | 4605.7592 | 4.0185 | 0.07603% | 5281.4908 | 422.831 | 8% | 4862.6783
130 | Kramer | GREATER KRAMER | {} | 6523.1245 | 0 | 0% | 6523.1245 | 100% | 0.44978 | 0.006895% | 1806.1719 | 27.69% | 46 | 0 | 0% | 0 | 0% | 0 | 0 | 0% | 0 | 0% | 6523.1245 | 100% | 0 | 3340.647 | 51.21% | 3182.4775 | 0 | 0% | 6523.1245 | 6523.1245 | 100% | 0 | 2408.2373 | 36.92% | 4114.8872 | 80.6888 | 1.237% | 6442.4357
131 | Lugo | GREATER KRAMER | {'Victor': 9.6} | 15687.4619 | 6.765 | 0.04312% | 15680.6969 | 99.96% | 1678.7577 | 10.7% | 8268.337 | 52.71% | 23 | 0 | 0% | 1.7313 | 0.01104% | 0 | 8996.0195 | 57.35% | 5794.6108 | 36.94% | 7001.0171 | 44.63% | 8686.4448 | 13843.7354 | 88.25% | 1843.7266 | 11329.8184 | 72.22% | 4357.6436 | 15160.0498 | 96.64% | 527.4121 | 6018.729 | 38.37% | 9668.7329 | 800.7386 | 5.104% | 14886.7233
132 | Mira Loma | GREATER LA METRO | {'Rancho Vista': 5.8, 'Etiwanda': 6.0, 'Chino': 6.6, 'Padua': 8.8} | 4345.6348 | 3204.9539 | 73.75% | 1140.6809 | 26.25% | 0 | 0% | 120.4763 | 2.772% | 54.28 | 376.1259 | 8.655% | 1136.8955 | 26.16% | 0 | 0 | 0% | 0 | 0% | 0 | 0% | 4345.6348 | 0 | 0% | 4345.6348 | 0 | 0% | 4345.6348 | 0 | 0% | 4345.6348 | 0 | 0% | 4345.6348 | 6.1161 | 0.1407% | 4339.5187
133 | Padua | GREATER LA METRO | {'Rancho Vista': 6.4, 'Etiwanda': 6.8, 'Chino': 8.7, 'Mira Loma': 8.8} | 715.9022 | 0 | 0% | 715.9022 | 100% | 132.5427 | 18.51% | 470.6009 | 65.74% | 8.0923 | 2.9387 | 0.4105% | 0 | 0% | 0 | 17.1257 | 2.392% | 698.7756 | 97.61% | 715.9022 | 100% | 0 | 382.9374 | 53.49% | 332.9647 | 0 | 0% | 715.9022 | 715.9022 | 100% | 0 | 500.5604 | 69.92% | 215.3418 | 204.2901 | 28.54% | 511.612
134 | Pisgah | GREATER KRAMER | {} | 10263.8838 | 1.7303 | 0.01686% | 10262.1535 | 99.98% | 6901.7358 | 67.24% | 3021.1284 | 29.43% | 3.0455 | 0 | 0% | 0 | 0% | 0 | 0 | 0% | 0 | 0% | 6390.9004 | 62.27% | 3872.9834 | 8887.292 | 86.59% | 1376.5918 | 9820.5098 | 95.68% | 443.374 | 10260.7773 | 99.97% | 3.1064 | 4517.3994 | 44.01% | 5746.4844 | 45.0729 | 0.4391% | 10218.8109
135 | Roadway | GREATER KRAMER | {'Victor': 5.1} | 19561.8125 | 2359.2727 | 12.06% | 17202.5398 | 87.94% | 0 | 0% | 901.4277 | 4.608% | 53 | 1.112 | 0.005684% | 11.1197 | 0.05684% | 0 | 0 | 0% | 0 | 0% | 8896.4199 | 45.48% | 10665.3926 | 14618.4189 | 74.73% | 4943.3936 | 903.4582 | 4.618% | 18658.3543 | 17187.3574 | 87.86% | 2374.4551 | 1500.9491 | 7.673% | 18060.8634 | 130.5246 | 0.6672% | 19431.2879
136 | Tortilla | GREATER KRAMER | {} | 6893.3774 | 0 | 0% | 6893.3774 | 100% | 9.4514 | 0.1371% | 3436.0117 | 49.85% | 27.5 | 1.6971 | 0.02462% | 8.4699 | 0.1229% | 0 | 0 | 0% | 0 | 0% | 5280.4941 | 76.6% | 1612.8833 | 6226.9233 | 90.33% | 666.4541 | 935.8434 | 13.58% | 5957.5341 | 6893.3774 | 100% | 0 | 1374.3955 | 19.94% | 5518.9819 | 197.5047 | 2.865% | 6695.8727
137 | Victor | GREATER KRAMER | {'Roadway': 5.1, 'Lugo': 9.6} | 8607.1152 | 3722.0264 | 43.24% | 4885.0889 | 56.76% | 0 | 0% | 10.7411 | 0.1248% | 57.6 | 0 | 0% | 0 | 0% | 0 | 0 | 0% | 0 | 0% | 0 | 0% | 8607.1152 | 4639.4121 | 53.9% | 3967.7031 | 711.3773 | 8.265% | 7895.7379 | 4639.4121 | 53.9% | 3967.7031 | 245.6764 | 2.854% | 8361.4388 | 0 | 0% | 8607.1152
138 | Vista (SCE) | RIVERSIDE | {'San Bernardino': 5.3} | 3649.5505 | 227.6946 | 6.239% | 3421.856 | 93.76% | 11.5137 | 0.3155% | 1449.0126 | 39.7% | 64.85 | 0 | 0% | 0 | 0% | 0 | 88.2767 | 2.419% | 3325.3916 | 91.12% | 153.8088 | 4.214% | 3495.7417 | 3267.469 | 89.53% | 382.0815 | 3267.469 | 89.53% | 382.0815 | 3421.2778 | 93.75% | 228.2727 | 985.9988 | 27.02% | 2663.5517 | 117.3822 | 3.216% | 3532.1684
139 | Encina | SAN DIEGO | {'Palomar': 2.9, 'San Luis Rey': 5.1} | 177.4604 | 19.3872 | 10.92% | 158.0732 | 89.08% | 5.278 | 2.974% | 12.1311 | 6.836% | 5.6 | 0 | 0% | 0 | 0% | 0 | 0 | 0% | 0 | 0% | 31.3049 | 17.64% | 146.1555 | 149.7474 | 84.38% | 27.7131 | 158.0515 | 89.06% | 19.4089 | 158.0515 | 89.06% | 19.4089 | 0 | 0% | 177.4604 | 22.2207 | 12.52% | 155.2397
140 | Escondido | SAN DIEGO | {'Palomar': 9.9} | 4207.2134 | 1090.1682 | 25.91% | 3117.0452 | 74.09% | 0 | 0% | 1460.2164 | 34.71% | 35.5 | 299.651 | 7.122% | 65.3997 | 1.554% | 0 | 4207.2134 | 100% | 0 | 0% | 904.1981 | 21.49% | 3303.0153 | 1212.287 | 28.81% | 2994.9264 | 274.4413 | 6.523% | 3932.7721 | 2071.1794 | 49.23% | 2136.0339 | 144.0206 | 3.423% | 4063.1928 | 328.1812 | 7.8% | 3879.0322
141 | Kearny | SAN DIEGO | {'Mission': 3.4, 'Old Town': 5.8, 'Penasquitos': 7.8, 'Sycamore Canyon': 8.3, 'Silvergate': 9.5} | 10.752 | 0 | 0% | 10.752 | 100% | 0.0098134 | 0.09127% | 0 | 0% | 2.7531 | 0 | 0% | 0 | 0% | 0 | 10.752 | 100% | 0 | 0% | 0.88602 | 8.241% | 9.8659 | 10.752 | 100% | 0 | 0 | 0% | 10.752 | 10.752 | 100% | 0 | 0.89703 | 8.343% | 9.8549 | 3.1411 | 29.21% | 7.6109
142 | Miguel | SAN DIEGO | {'Bay Boulevard': 8.1, 'Otay Mesa': 8.3, 'Silvergate': 9.4} | 2755.0464 | 0 | 0% | 2755.0464 | 100% | 105.9551 | 3.846% | 1787.5095 | 64.88% | 34.3333 | 0 | 0% | 0 | 0% | 0 | 2237.5125 | 81.22% | 402.0989 | 14.59% | 126.4249 | 4.589% | 2628.6215 | 2705.8311 | 98.21% | 49.2153 | 2575.9446 | 93.5% | 179.1018 | 2755.0464 | 100% | 0 | 1584.1991 | 57.5% | 1170.8473 | 41.8804 | 1.52% | 2713.1659
143 | Mission | SAN DIEGO | {'Kearny': 3.4, 'Old Town': 3.4, 'Silvergate': 6.1} | 205.8778 | 21.9177 | 10.65% | 183.9601 | 89.35% | 0 | 0% | 31.5019 | 15.3% | 6.5556 | 0 | 0% | 0 | 0% | 0 | 0 | 0% | 0 | 0% | 22.9586 | 11.15% | 182.9192 | 25.0603 | 12.17% | 180.8175 | 183.9601 | 89.35% | 21.9177 | 183.9601 | 89.35% | 21.9177 | 0 | 0% | 205.8778 | 1.1465 | 0.5569% | 204.7313
144 | Old Town | SAN DIEGO | {'Mission': 3.4, 'Silvergate': 5.7, 'Kearny': 5.8} | 2644.2202 | 800.1876 | 30.26% | 1844.0326 | 69.74% | 1287.0371 | 48.67% | 105.2839 | 3.982% | 26.2989 | 0 | 0% | 0 | 0% | 0 | 0 | 0% | 0 | 0% | 30.02 | 1.135% | 2614.2002 | 113.3431 | 4.286% | 2530.8771 | 1842.9205 | 69.7% | 801.2997 | 1842.9205 | 69.7% | 801.2997 | 0 | 0% | 2644.2202 | 4.4811 | 0.1695% | 2639.7391
145 | Penasquitos | SAN DIEGO | {'Kearny': 7.8} | 75.3818 | 20.7402 | 27.51% | 54.6416 | 72.49% | 3.3956 | 4.505% | 6.965 | 9.24% | 14.9024 | 0 | 0% | 0 | 0% | 0 | 0 | 0% | 0 | 0% | 2.3001 | 3.051% | 73.0818 | 41.4044 | 54.93% | 33.9775 | 54.5189 | 72.32% | 20.863 | 54.5189 | 72.32% | 20.863 | 0 | 0% | 75.3818 | 8.1279 | 10.78% | 67.2539
146 | San Luis Rey | SAN DIEGO | {'Encina': 5.1, 'Palomar': 6.7} | 604.2976 | 41.6385 | 6.89% | 562.6591 | 93.11% | 4.7046 | 0.7785% | 5.3488 | 0.8851% | 5.8444 | 5.1134 | 0.8462% | 0 | 0% | 0 | 0 | 0% | 0 | 0% | 101.4819 | 16.79% | 502.8157 | 562.4572 | 93.08% | 41.8404 | 562.6046 | 93.1% | 41.693 | 562.6046 | 93.1% | 41.693 | 0 | 0% | 604.2976 | 187.4832 | 31.02% | 416.8144
147 | Sycamore Canyon | SAN DIEGO | {'Kearny': 8.3} | 4156.7236 | 0 | 0% | 4156.7236 | 100% | 28.6119 | 0.6883% | 2300.673 | 55.35% | 22.0872 | 9.7854 | 0.2354% | 3.3359 | 0.08025% | 0 | 1309.0909 | 31.49% | 2847.6445 | 68.51% | 3804.0073 | 91.51% | 352.7163 | 2681.5413 | 64.51% | 1475.1824 | 1856.9012 | 44.67% | 2299.8224 | 4129.2178 | 99.34% | 27.5059 | 1006.3116 | 24.21% | 3150.412 | 88.5742 | 2.131% | 4068.1495
148 | Talega | GREATER LA METRO | {'San Onofre': 5.8, 'Capistrano': 6.8, 'Margarita': 7.4, 'Trabuco': 9.6} | 4950.3076 | 330.401 | 6.674% | 4619.9066 | 93.33% | 3441.9673 | 69.53% | 1033.9502 | 20.89% | 7.5219 | 71.8644 | 1.452% | 19.2058 | 0.388% | 0 | 4852.9722 | 98.03% | 0 | 0% | 861.962 | 17.41% | 4088.3456 | 4112.0347 | 83.07% | 838.2729 | 4112.0347 | 83.07% | 838.2729 | 4112.0347 | 83.07% | 838.2729 | 2846.6897 | 57.51% | 2103.6179 | 255.4588 | 5.16% | 4694.8488
149 | Martin | NORTHERN CALIFORNIA | {} | 311.8401 | 155.3591 | 49.82% | 156.4809 | 50.18% | 2.7917 | 0.8952% | 121.1482 | 38.85% | 12.9085 | 0 | 0% | 0 | 0% | 0 | 0 | 0% | 0 | 0% | 79.2661 | 25.42% | 232.574 | 32.8634 | 10.54% | 278.9767 | 71.992 | 23.09% | 239.8481 | 151.258 | 48.51% | 160.582 | 0 | 0% | 311.8401 | 8.4619 | 2.714% | 303.3782
150 | Bellota | NORTHERN CALIFORNIA | {} | 42160.2617 | 4909.8604 | 11.65% | 37250.4014 | 88.35% | 4930.2588 | 11.69% | 32867.7061 | 77.96% | 12.0312 | 15043.0635 | 35.68% | 12697.1504 | 30.12% | 1 | 0 | 0% | 0 | 0% | 5807.8726 | 13.78% | 36352.3892 | 6924.959 | 16.43% | 35235.3027 | 27278.5098 | 64.7% | 14881.752 | 27323.4844 | 64.81% | 14836.7773 | 10196.9014 | 24.19% | 31963.3604 | 8402.4844 | 19.93% | 33757.7773
151 | Ripon | NORTHERN CALIFORNIA | {'Vierra': 7.6} | 33111.125 | 3004.0969 | 9.073% | 30107.0281 | 90.93% | 0.71814 | 0.002169% | 17776.6295 | 53.69% | 23.57 | 4749.4531 | 14.34% | 26674.5391 | 80.56% | 1 | 0 | 0% | 0 | 0% | 10812.4756 | 32.66% | 22298.6494 | 5747.5176 | 17.36% | 27363.6074 | 5747.5176 | 17.36% | 27363.6074 | 13648.1895 | 41.22% | 19462.9355 | 0 | 0% | 33111.125 | 480.0395 | 1.45% | 32631.0855
152 | Lockeford | NORTHERN CALIFORNIA | {'Camanche': 9.9} | 42795.0469 | 10978.4893 | 25.65% | 31816.5576 | 74.35% | 0 | 0% | 22810.25 | 53.3% | 23.7968 | 12996.0811 | 30.37% | 21597.9434 | 50.47% | 1 | 0 | 0% | 0 | 0% | 0 | 0% | 42795.0469 | 0 | 0% | 42795.0469 | 13438.6416 | 31.4% | 29356.4053 | 13438.6416 | 31.4% | 29356.4053 | 0 | 0% | 42795.0469 | 4172.9087 | 9.751% | 38622.1382
153 | Stagg | NORTHERN CALIFORNIA | {'Eight Mile': 4.8, 'Weber': 7.7} | 15933.3877 | 0 | 0% | 15933.3877 | 100% | 2013.6018 | 12.64% | 12823.991 | 80.49% | 10.7413 | 725.4545 | 4.553% | 13198.5439 | 82.84% | 1 | 0 | 0% | 0 | 0% | 0 | 0% | 15933.3877 | 881.6225 | 5.533% | 15051.7652 | 1315.5554 | 8.257% | 14617.8323 | 1315.5554 | 8.257% | 14617.8323 | 0 | 0% | 15933.3877 | 726.6549 | 4.561% | 15206.7328
154 | Weber | NORTHERN CALIFORNIA | {'Stagg': 7.7, 'Vierra': 8.6} | 13068.1299 | 7209.4961 | 55.17% | 5858.6338 | 44.83% | 0 | 0% | 8798.1475 | 67.33% | 14.6337 | 5803.4336 | 44.41% | 5596.7476 | 42.83% | 1 | 0 | 0% | 0 | 0% | 0 | 0% | 13068.1299 | 11.356 | 0.0869% | 13056.7739 | 97.3993 | 0.7453% | 12970.7306 | 97.3993 | 0.7453% | 12970.7306 | 0 | 0% | 13068.1299 | 302.1342 | 2.312% | 12765.9957
155 | Carrizo Plains | SPGE | {'Solar SS': 1.1, 'Caliente': 6.9} | 28048.8867 | 6330.2925 | 22.57% | 21718.5942 | 77.43% | 16748.1406 | 59.71% | 10824.5 | 38.59% | 5.1001 | 3219.6406 | 11.48% | 15.5645 | 0.05549% | 0 | 3463.0322 | 12.35% | 0 | 0% | 205.6669 | 0.7332% | 27843.2198 | 7163.9824 | 25.54% | 20884.9043 | 13316.0645 | 47.47% | 14732.8223 | 13316.0645 | 47.47% | 14732.8223 | 14997.7852 | 53.47% | 13051.1016 | 505.6323 | 1.803% | 27543.2544
156 | Cholame | SPGE | {} | 48498.7617 | 5566.291 | 11.48% | 42932.4707 | 88.52% | 22384.5859 | 46.15% | 24511.1719 | 50.54% | 5.9083 | 6273.3789 | 12.94% | 2482.2493 | 5.118% | 0 | 0 | 0% | 0 | 0% | 35550.0547 | 73.3% | 12948.707 | 19461.3984 | 40.13% | 29037.3633 | 23192.5078 | 47.82% | 25306.2539 | 41069.4844 | 84.68% | 7429.2773 | 19440.7383 | 40.09% | 29058.0234 | 620.0374 | 1.278% | 47878.7243
157 | Mesa | SPGE | {'Oceano': 9.7} | 30347.7383 | 12013.5449 | 39.59% | 18334.1934 | 60.41% | 2907.3313 | 9.58% | 24659.03 | 81.25% | 9.1879 | 3880.0969 | 12.79% | 9339.2178 | 30.77% | 0 | 8790.292 | 28.97% | 4825.5303 | 15.9% | 2779.7961 | 9.16% | 27567.9421 | 0 | 0% | 30347.7383 | 14.2584 | 0.04698% | 30333.4798 | 2794.0544 | 9.207% | 27553.6838 | 6719.0068 | 22.14% | 23628.7314 | 2203.0405 | 7.259% | 28144.6978
158 | Oceano | SPGE | {'Mesa': 9.7} | 13746.8623 | 7682.5542 | 55.89% | 6064.3081 | 44.11% | 19.2013 | 0.1397% | 6788.7162 | 49.38% | 25.9143 | 888.2366 | 6.461% | 1952.8838 | 14.21% | 0 | 7207.1206 | 52.43% | 2558.6201 | 18.61% | 577.4997 | 4.201% | 13169.3626 | 578.0379 | 4.205% | 13168.8244 | 2325.0964 | 16.91% | 11421.7659 | 2325.0964 | 16.91% | 11421.7659 | 2129.1843 | 15.49% | 11617.678 | 640.0348 | 4.656% | 13106.8275
159 | San Luis Obispo | SPGE | {'Mustang': 3.7} | 15811.9863 | 2677.6208 | 16.93% | 13134.3655 | 83.07% | 1738.7994 | 11% | 12354.6351 | 78.13% | 9.1917 | 1200.9053 | 7.595% | 1877.597 | 11.87% | 0 | 9515.8262 | 60.18% | 2561.6018 | 16.2% | 2218.2217 | 14.03% | 13593.7646 | 662.6062 | 4.191% | 15149.3801 | 9458.2549 | 59.82% | 6353.7314 | 9816.832 | 62.08% | 5995.1543 | 5969.6909 | 37.75% | 9842.2954 | 1546.3082 | 9.779% | 14265.6781
160 | Templeton | SPGE | {} | 30084.4043 | 17248.9766 | 57.34% | 12835.4277 | 42.66% | 0 | 0% | 18782.4805 | 62.43% | 20.0778 | 8991.209 | 29.89% | 2319.9299 | 7.711% | 0 | 6045.8594 | 20.1% | 615.1097 | 2.045% | 231.4164 | 0.7692% | 29852.9879 | 4009.3193 | 13.33% | 26075.085 | 11010.3311 | 36.6% | 19074.0732 | 11010.3311 | 36.6% | 19074.0732 | 866.113 | 2.879% | 29218.2913 | 419.1113 | 1.393% | 29665.293
161 | Sisquoc | SPGE | {} | 38863.6523 | 9454.7734 | 24.33% | 29408.8789 | 75.67% | 9030.5381 | 23.24% | 27531.4385 | 70.84% | 9.0744 | 3686.6501 | 9.486% | 12926.8535 | 33.26% | 0 | 2886.8779 | 7.428% | 2015.5029 | 5.186% | 639.5045 | 1.646% | 38224.1478 | 6137.9453 | 15.79% | 32725.707 | 12062.2021 | 31.04% | 26801.4502 | 12062.2021 | 31.04% | 26801.4502 | 2217.5691 | 5.706% | 36646.0833 | 2241.1951 | 5.767% | 36622.4573
162 | Goleta | GREATER LA METRO | {} | 15464.9072 | 6916.5435 | 44.72% | 8548.3638 | 55.28% | 671.5069 | 4.342% | 12452.6064 | 80.52% | 10.0611 | 3002.3918 | 19.41% | 695.5684 | 4.498% | 0 | 795.89 | 5.146% | 13917.9834 | 90% | 2276.4448 | 14.72% | 13188.4624 | 0 | 0% | 15464.9072 | 761.1807 | 4.922% | 14703.7266 | 3037.6255 | 19.64% | 12427.2817 | 4942.4917 | 31.96% | 10522.4155 | 1124.662 | 7.272% | 14340.2452
163 | Schulte Switching Station | NORTHERN CALIFORNIA | {'Los Esteros': 3.7, 'Newark': 8.7} | 0 | 0 | 0% | 0 | 100% | 0 | 0% | 0 | 0% |  | 0 | 0% | 0 | 0% | 0 | 0 | 0% | 0 | 0% | 0 | 0% | 0 | 0 | 0% | 0 | 0 | 0% | 0 | 0 | 0% | 0 | 0 | 0% | 0 | 0 | 0% | 0
164 | Hicks | NORTHERN CALIFORNIA | {'Coyote': 8.5, 'Metcalf': 8.8} | 324.9834 | 0 | 0% | 324.9834 | 100% | 3.2811e-05 | 1.01e-05% | 177.3141 | 54.56% | 14.5065 | 2.8485 | 0.8765% | 0 | 0% | 0 | 41.2003 | 12.68% | 283.7831 | 87.32% | 324.9834 | 100% | 0 | 1.4595 | 0.4491% | 323.5239 | 294.0952 | 90.5% | 30.8882 | 324.9834 | 100% | 0 | 124.5671 | 38.33% | 200.4163 | 20.782 | 6.395% | 304.2013
165 | Cottonwood | NORTHERN CALIFORNIA | {'Jessup': 5.5} | 31839.2695 | 4555.2529 | 14.31% | 27284.0166 | 85.69% | 374.2124 | 1.175% | 13484.2769 | 42.35% | 32 | 2356.8142 | 7.402% | 6036.1123 | 18.96% | 0 | 17357.3594 | 54.52% | 0 | 0% | 17229.75 | 54.11% | 14609.5195 | 8001.3516 | 25.13% | 23837.918 | 4263.9961 | 13.39% | 27575.2734 | 22388.4238 | 70.32% | 9450.8457 | 4133.4653 | 12.98% | 27705.8042 | 3829.6873 | 12.03% | 28009.5823
166 | Jessup | NORTHERN CALIFORNIA | {'Cottonwood': 5.5} | 19222.3945 | 5610.2651 | 29.19% | 13612.1294 | 70.81% | 0 | 0% | 6646.8374 | 34.58% | 36.5 | 838.1497 | 4.36% | 1644.7916 | 8.557% | 0 | 12735.251 | 66.25% | 0 | 0% | 10722.6211 | 55.78% | 8499.7734 | 2966.9446 | 15.43% | 16255.45 | 2919.9475 | 15.19% | 16302.447 | 10751.9062 | 55.93% | 8470.4883 | 3104.9995 | 16.15% | 16117.395 | 1496.5051 | 7.785% | 17725.8894
167 | Round Mountain | NORTHERN CALIFORNIA | {'Cove Rd': 4.9} | 32215.5508 | 395.6049 | 1.228% | 31819.9459 | 98.77% | 9034.3359 | 28.04% | 17860.4277 | 55.44% | 9.9875 | 336.1726 | 1.044% | 82.4651 | 0.256% | 0 | 22477.2324 | 69.77% | 9693.9629 | 30.09% | 27219.5215 | 84.49% | 4996.0293 | 9792.6836 | 30.4% | 22422.8672 | 15430.5244 | 47.9% | 16785.0264 | 29374.6562 | 91.18% | 2840.8945 | 18917.9023 | 58.72% | 13297.6484 | 1817.5234 | 5.642% | 30398.0273
168 | Carquinez |  | {'Martinez': 8.9} | 12355.4688 | 3600.7385 | 29.14% | 8754.7302 | 70.86% | 831.4034 | 6.729% | 4366.0126 | 35.34% | 73 | 0 | 0% | 0 | 0% | 0 | 3611.6633 | 29.23% | 0 | 0% | 214.5457 | 1.736% | 12140.9231 | 807.657 | 6.537% | 11547.8118 | 8565.2539 | 69.32% | 3790.2148 | 8578.5811 | 69.43% | 3776.8877 | 66.8063 | 0.5407% | 12288.6624 | 1497.8055 | 12.12% | 10857.6632
169 | Peabody | NORTHERN CALIFORNIA | {'Vaca Dixon': 8.4} | 6603.252 | 7.0343 | 0.1065% | 6596.2177 | 99.89% | 869.381 | 13.17% | 4988.9437 | 75.55% | 10.9596 | 2129.3657 | 32.25% | 910.6925 | 13.79% | 0 | 1096.6798 | 16.61% | 0 | 0% | 1442.4138 | 21.84% | 5160.8381 | 2765.135 | 41.88% | 3838.1169 | 5125.7397 | 77.62% | 1477.5122 | 6507.2256 | 98.55% | 96.0264 | 1170.4165 | 17.72% | 5432.8354 | 1798.0703 | 27.23% | 4805.1816
170 | Vaca Dixon | NORTHERN CALIFORNIA | {'Peabody': 8.4, 'Putah Creek': 9.3} | 28368.3027 | 8897.8525 | 31.37% | 19470.4502 | 68.63% | 0 | 0% | 18839.1934 | 66.41% | 17.6712 | 6724.2783 | 23.7% | 13261.8799 | 46.75% | 0 | 1997.1075 | 7.04% | 0 | 0% | 6005.5088 | 21.17% | 22362.7939 | 565.2747 | 1.993% | 27803.028 | 605.592 | 2.135% | 27762.7108 | 6611.1006 | 23.3% | 21757.2021 | 76.0374 | 0.268% | 28292.2654 | 1114.9473 | 3.93% | 27253.3555
171 | Bellevue | NORTHERN CALIFORNIA | {'Penngrove': 4.7, 'Fulton': 8.6} | 11065.0625 | 223.7039 | 2.022% | 10841.3586 | 97.98% | 0.0060385 | 5.457e-05% | 3445.3445 | 31.14% | 32.3708 | 1899.8339 | 17.17% | 883.8596 | 7.988% | 0 | 4136.1768 | 37.38% | 26.5895 | 0.2403% | 6453.626 | 58.32% | 4611.4365 | 4082.613 | 36.9% | 6982.4495 | 7003.5894 | 63.29% | 4061.4731 | 9236.8809 | 83.48% | 1828.1816 | 2108.5308 | 19.06% | 8956.5317 | 1162.347 | 10.5% | 9902.7155
172 | Cloverdale | NORTHERN CALIFORNIA | {} | 23257.6602 | 1810.4341 | 7.784% | 21447.2261 | 92.22% | 3785.9988 | 16.28% | 17269.4133 | 74.25% | 9.796 | 1624.1809 | 6.983% | 793.7098 | 3.413% | 0 | 11917.5732 | 51.24% | 8414.1035 | 36.18% | 12311.2529 | 52.93% | 10946.4072 | 6191.0679 | 26.62% | 17066.5923 | 11433.1162 | 49.16% | 11824.5439 | 19978.8652 | 85.9% | 3278.7949 | 12129.832 | 52.15% | 11127.8281 | 413.9062 | 1.78% | 22843.7539
173 | Fulton | NORTHERN CALIFORNIA | {'Bellevue': 8.6} | 15463.999 | 28.0493 | 0.1814% | 15435.9498 | 99.82% | 0 | 0% | 5116.2861 | 33.09% | 29.7127 | 1164.2771 | 7.529% | 3836.3298 | 24.81% | 0 | 2970.6062 | 19.21% | 5157.5708 | 33.35% | 5614.5034 | 36.31% | 9849.4956 | 8264.5459 | 53.44% | 7199.4531 | 15042.2627 | 97.27% | 421.7363 | 15042.2627 | 97.27% | 421.7363 | 1739.8549 | 11.25% | 13724.1442 | 747.0686 | 4.831% | 14716.9304
174 | Lakeville | NORTHERN CALIFORNIA | {'Penngrove': 7.0} | 20274.0859 | 197.1513 | 0.9724% | 20076.9347 | 99.03% | 626.1373 | 3.088% | 17267.7299 | 85.17% | 10.6616 | 2990.3501 | 14.75% | 1146.0099 | 5.653% | 0 | 9931.1211 | 48.98% | 0 | 0% | 19595.2148 | 96.65% | 678.8711 | 5212.957 | 25.71% | 15061.1289 | 12412.4473 | 61.22% | 7861.6387 | 19870.8633 | 98.01% | 403.2227 | 6944.5024 | 34.25% | 13329.5835 | 867.5625 | 4.279% | 19406.5234
175 | Penngrove | NORTHERN CALIFORNIA | {'Bellevue': 4.7, 'Lakeville': 7.0} | 17030.7949 | 0 | 0% | 17030.7949 | 100% | 177.1638 | 1.04% | 8076.4104 | 47.42% | 23.989 | 3392.2886 | 19.92% | 434.1537 | 2.549% | 0 | 10177.7686 | 59.76% | 0 | 0% | 14243.3789 | 83.63% | 2787.416 | 7823.6807 | 45.94% | 9207.1143 | 12209.3115 | 71.69% | 4821.4834 | 17030.7949 | 100% | 0 | 6483.2676 | 38.07% | 10547.5273 | 953.466 | 5.598% | 16077.3289
176 | Warnerville | SPGE | {'Riverbank': 6.1} | 37226.2969 | 8510.7617 | 22.86% | 28715.5352 | 77.14% | 427.3917 | 1.148% | 29792.1103 | 80.03% | 13.328 | 20463.4277 | 54.97% | 9906.5889 | 26.61% | 0 | 0 | 0% | 0 | 0% | 13505.6094 | 36.28% | 23720.6875 | 3645.7188 | 9.793% | 33580.5781 | 10714.0859 | 28.78% | 26512.2109 | 23530.8281 | 63.21% | 13695.4688 | 336.9562 | 0.9052% | 36889.3407 | 1523.5752 | 4.093% | 35702.7217
177 | Riverbank | SPGE | {'Warnerville': 6.1} | 27667.8184 | 15368.0205 | 55.54% | 12299.7979 | 44.46% | 0 | 0% | 9219.5117 | 33.32% | 27.5103 | 18099.8789 | 65.42% | 5848.2173 | 21.14% | 1 | 0 | 0% | 0 | 0% | 2681.481 | 9.692% | 24986.3374 | 3458.4834 | 12.5% | 24209.335 | 5547.7686 | 20.05% | 22120.0498 | 7584.0991 | 27.41% | 20083.7192 | 0 | 0% | 27667.8184 | 336.5952 | 1.217% | 27331.2231
178 | Pease | NORTHERN CALIFORNIA | {'East Marysville': 5.4, 'Olivehurst': 8.3} | 30104.7793 | 2800.6118 | 9.303% | 27304.1675 | 90.7% | 182.8643 | 0.6074% | 19799.2802 | 65.77% | 20.2733 | 9387.3867 | 31.18% | 16208.4072 | 53.84% | 0 | 0 | 0% | 0 | 0% | 3714.2581 | 12.34% | 26390.5212 | 4799.9937 | 15.94% | 25304.7856 | 15001.4199 | 49.83% | 15103.3594 | 18715.6777 | 62.17% | 11389.1016 | 336.5603 | 1.118% | 29768.219 | 1092.0066 | 3.627% | 29012.7727
179 | Rio Oso | NORTHERN CALIFORNIA | {} | 45862.8164 | 14941.0908 | 32.58% | 30921.7256 | 67.42% | 4613.1948 | 10.06% | 35890.9028 | 78.26% | 10.1111 | 16006.335 | 34.9% | 22126.9629 | 48.25% | 0 | 0 | 0% | 0 | 0% | 11571.1807 | 25.23% | 34291.6357 | 278.9304 | 0.6082% | 45583.886 | 6868.4595 | 14.98% | 38994.3569 | 15373.2637 | 33.52% | 30489.5527 | 0 | 0% | 45862.8164 | 5331.9141 | 11.63% | 40530.9023
180 | Alpaugh | SPGE | {'Olive': 4.6} | 38787.5977 | 12225.5176 | 31.52% | 26562.0801 | 68.48% | 6775.7622 | 17.47% | 29852.8784 | 76.97% | 6.8423 | 17962.1797 | 46.31% | 14797.6309 | 38.15% | 1 | 0 | 0% | 0 | 0% | 20879.8867 | 53.83% | 17907.7109 | 28.8034 | 0.07426% | 38758.7942 | 3363.4395 | 8.671% | 35424.1582 | 22503.9648 | 58.02% | 16283.6328 | 0 | 0% | 38787.5977 | 2051.2915 | 5.289% | 36736.3062
181 | Rector | GREATER TEHACHAPI | {} | 23119.373 | 2425.3311 | 10.49% | 20694.042 | 89.51% | 0 | 0% | 13332.543 | 57.67% | 22 | 857.722 | 3.71% | 20563.1445 | 88.94% | 1 | 0 | 0% | 0 | 0% | 0 | 0% | 23119.373 | 0 | 0% | 23119.373 | 0 | 0% | 23119.373 | 0 | 0% | 23119.373 | 0 | 0% | 23119.373 | 292.2634 | 1.264% | 22827.1096
182 | Springville | GREATER TEHACHAPI | {} | 30394.7695 | 1346.4259 | 4.43% | 29048.3436 | 95.57% | 9013.3516 | 29.65% | 14804.127 | 48.71% | 18 | 3300.927 | 10.86% | 2069.74 | 6.81% | 0 | 24981.125 | 82.19% | 0 | 0% | 19667.6582 | 64.71% | 10727.1113 | 7555.5669 | 24.86% | 22839.2026 | 12203.1338 | 40.15% | 18191.6357 | 24265.002 | 79.83% | 6129.7676 | 14021.2881 | 46.13% | 16373.4814 | 2526.0503 | 8.311% | 27868.7192
183 | Vestal | GREATER TEHACHAPI | {} | 47059.4805 | 33289.8555 | 70.74% | 13769.625 | 29.26% | 2232.04 | 4.743% | 41705.1436 | 88.62% | 9.1475 | 28567.0371 | 60.7% | 12292.9785 | 26.12% | 1 | 0 | 0% | 0 | 0% | 0 | 0% | 47059.4805 | 0 | 0% | 47059.4805 | 5378.7339 | 11.43% | 41680.7466 | 5378.7339 | 11.43% | 41680.7466 | 0 | 0% | 47059.4805 | 464.8895 | 0.9879% | 46594.591
184 | UltraPower Chinese Station | NORTHERN CALIFORNIA | {'Peoria': 2.3} | 13052.7764 | 0.56848 | 0.004355% | 13052.2079 | 100% | 2596.9297 | 19.9% | 9601.1621 | 73.56% | 7.1756 | 108.2158 | 0.8291% | 29.43 | 0.2255% | 0 | 5764.7148 | 44.16% | 0 | 0% | 5510.7842 | 42.22% | 7541.9922 | 11893.5107 | 91.12% | 1159.2656 | 12384.9805 | 94.88% | 667.7959 | 12418.9297 | 95.14% | 633.8467 | 6980.4878 | 53.48% | 6072.2886 | 1307.4045 | 10.02% | 11745.3718
185 | Curtis | NORTHERN CALIFORNIA | {} | 17010.1875 | 6769.1382 | 39.79% | 10241.0493 | 60.21% | 0 | 0% | 8011.5361 | 47.1% | 28.6062 | 136.1311 | 0.8003% | 25.7978 | 0.1517% | 0 | 14428.5459 | 84.82% | 2569.3003 | 15.1% | 552.6572 | 3.249% | 16457.5303 | 2453.5146 | 14.42% | 14556.6729 | 2541.0312 | 14.94% | 14469.1562 | 3568.7693 | 20.98% | 13441.4182 | 7501.7622 | 44.1% | 9508.4253 | 373.0533 | 2.193% | 16637.1342
186 | Peoria | NORTHERN CALIFORNIA | {'UltraPower Chinese Station': 2.3} | 10718.0723 | 131.9513 | 1.231% | 10586.121 | 98.77% | 854.1911 | 7.97% | 8790.7298 | 82.02% | 9.2397 | 71.2983 | 0.6652% | 29.43 | 0.2746% | 0 | 7895.8159 | 73.67% | 0 | 0% | 6125.6401 | 57.15% | 4592.4321 | 9196.6729 | 85.81% | 1521.3994 | 8753.5947 | 81.67% | 1964.4775 | 9383.1533 | 87.55% | 1334.9189 | 5514.5493 | 51.45% | 5203.5229 | 1545.6415 | 14.42% | 9172.4308
187 | Moorpark | GREATER LA METRO | {} | 17031.3965 | 5790.7026 | 34% | 11240.6938 | 66% | 45.3769 | 0.2664% | 11990.1856 | 70.4% | 16.9072 | 3578.4968 | 21.01% | 5750.248 | 33.76% | 0 | 193.2348 | 1.135% | 13824.1768 | 81.17% | 2730.0364 | 16.03% | 14301.3601 | 0 | 0% | 17031.3965 | 3404.6924 | 19.99% | 13626.7041 | 6134.729 | 36.02% | 10896.6675 | 965.2119 | 5.667% | 16066.1846 | 891.4797 | 5.234% | 16139.9167
188 | Santa Clara | GREATER LA METRO | {'Mandalay': 7.5} | 22051.1309 | 7315.7227 | 33.18% | 14735.4082 | 66.82% | 5935.2935 | 26.92% | 14830.5737 | 67.26% | 7.484 | 1144.9509 | 5.192% | 3707.1201 | 16.81% | 0 | 78.9128 | 0.3579% | 17658.4609 | 80.08% | 965.9619 | 4.381% | 21085.169 | 1894.0691 | 8.589% | 20157.0618 | 2079.8748 | 9.432% | 19971.2561 | 3045.8364 | 13.81% | 19005.2944 | 9776.6035 | 44.34% | 12274.5273 | 1084.7935 | 4.919% | 20966.3374
189 | Davis | NORTHERN CALIFORNIA | {'Woodland': 9.3} | 25422.4512 | 936.3503 | 3.683% | 24486.1009 | 96.32% | 1224.4669 | 4.816% | 23330.7635 | 91.77% | 8.8443 | 3634.978 | 14.3% | 18839.0938 | 74.1% | 0 | 0 | 0% | 0 | 0% | 11233.1514 | 44.19% | 14189.2998 | 12289.3926 | 48.34% | 13133.0586 | 15063.9668 | 59.25% | 10358.4844 | 21466.7246 | 84.44% | 3955.7266 | 0 | 0% | 25422.4512 | 646.8709 | 2.544% | 24775.5803
190 | Putah Creek | NORTHERN CALIFORNIA | {'Vaca Dixon': 9.3} | 32925.1484 | 1866.4934 | 5.669% | 31058.655 | 94.33% | 2288.1897 | 6.95% | 24796.7341 | 75.31% | 11.604 | 2549.9077 | 7.745% | 14493.542 | 44.02% | 0 | 8266.543 | 25.11% | 0 | 0% | 20071.7168 | 60.96% | 12853.4316 | 291.423 | 0.8851% | 32633.7254 | 0 | 0% | 32925.1484 | 20071.7168 | 60.96% | 12853.4316 | 4875.0693 | 14.81% | 28050.0791 | 1365.766 | 4.148% | 31559.3824
191 | East Marysville | NORTHERN CALIFORNIA | {'Olivehurst': 5.0, 'Pease': 5.4} | 23163.5527 | 4027.2798 | 17.39% | 19136.2729 | 82.61% | 17.6815 | 0.07633% | 19127.9025 | 82.58% | 14.7185 | 5542.02 | 23.93% | 14113.29 | 60.93% | 0 | 0 | 0% | 0 | 0% | 9565.6924 | 41.3% | 13597.8604 | 0 | 0% | 23163.5527 | 0 | 0% | 23163.5527 | 9565.6924 | 41.3% | 13597.8604 | 0 | 0% | 23163.5527 | 2445.4985 | 10.56% | 20718.0542
192 | Olivehurst | NORTHERN CALIFORNIA | {'East Marysville': 5.0, 'Pease': 8.3} | 24965.2598 | 11942.2266 | 47.84% | 13023.0332 | 52.16% | 2094.533 | 8.39% | 18545.4202 | 74.28% | 13.1242 | 11854.3164 | 47.48% | 7172.9355 | 28.73% | 0 | 0 | 0% | 0 | 0% | 3864.8779 | 15.48% | 21100.3818 | 0 | 0% | 24965.2598 | 0 | 0% | 24965.2598 | 3864.8779 | 15.48% | 21100.3818 | 0 | 0% | 24965.2598 | 3610.8716 | 14.46% | 21354.3882
193 | Morro Bay |  | {} | 8566.6201 | 67.1689 | 0.7841% | 8499.4513 | 99.22% | 674.655 | 7.875% | 6670.8074 | 77.87% | 26.1881 | 264.5711 | 3.088% | 162.6337 | 1.898% | 0 | 1091.5946 | 12.74% | 0 | 0% | 564.7977 | 6.593% | 8001.8224 | 2248.9744 | 26.25% | 6317.6458 | 4083.8818 | 47.67% | 4482.7383 | 4646.5112 | 54.24% | 3920.1089 | 3173.4734 | 37.04% | 5393.1467 | 618.1094 | 7.215% | 7948.5107
194 | Palomar | SAN DIEGO | {'Encina': 2.9, 'San Luis Rey': 6.7, 'Escondido': 9.9} | 142.4785 | 9.4148 | 6.608% | 133.0638 | 93.39% | 5.4264 | 3.809% | 9.8357 | 6.903% | 5.4193 | 0 | 0% | 0 | 0% | 0 | 0 | 0% | 0 | 0% | 19.465 | 13.66% | 123.0136 | 117.3715 | 82.38% | 25.107 | 133.0421 | 93.38% | 9.4365 | 133.0421 | 93.38% | 9.4365 | 0 | 0% | 142.4785 | 19.7326 | 13.85% | 122.746
195 | Margarita | GREATER LA METRO | {'Trabuco': 2.8, 'Capistrano': 3.4, 'Talega': 7.4, 'Viejo': 8.1} | 5134.0098 | 547.7829 | 10.67% | 4586.2269 | 89.33% | 10.5918 | 0.2063% | 3332.5862 | 64.91% | 55 | 102.6626 | 2% | 21.8309 | 0.4252% | 0 | 5134.0098 | 100% | 0 | 0% | 2454.3582 | 47.81% | 2679.6516 | 3758.3606 | 73.21% | 1375.6492 | 3758.3606 | 73.21% | 1375.6492 | 4193.9448 | 81.69% | 940.0649 | 1310.1797 | 25.52% | 3823.8301 | 463.1898 | 9.022% | 4670.82
196 | Huntington Beach |  | {'Ellis': 3.4, 'Johanna': 8.6} | 4511.7329 | 138.8342 | 3.077% | 4372.8987 | 96.92% | 88.244 | 1.956% | 77.2229 | 1.712% | 49.5 | 0 | 0% | 0 | 0% | 0 | 0 | 0% | 0 | 0% | 0 | 0% | 4511.7329 | 761.1966 | 16.87% | 3750.5363 | 4372.5298 | 96.91% | 139.2031 | 4372.5298 | 96.91% | 139.2031 | 0 | 0% | 4511.7329 | 323.3882 | 7.168% | 4188.3447
197 | Los Esteros | NORTHERN CALIFORNIA | {'Schulte Switching Station': 3.7, 'Newark': 5.9} | 706.5759 | 55.6145 | 7.871% | 650.9613 | 92.13% | 3.317 | 0.4694% | 511.2231 | 72.35% | 9.9429 | 0 | 0% | 0 | 0% | 0 | 295.4648 | 41.82% | 0 | 0% | 0 | 0% | 706.5759 | 64.5391 | 9.134% | 642.0367 | 358.6841 | 50.76% | 347.8918 | 358.6841 | 50.76% | 347.8918 | 273.8528 | 38.76% | 432.723 | 243.4994 | 34.46% | 463.0765
198 | Birds Landing | NORTHERN CALIFORNIA | {'Shilo III': 3.2, 'Pittsburg': 7.1, 'Contra Costa': 9.0} | 40046.5039 | 18954.5684 | 47.33% | 21091.9355 | 52.67% | 7546.5317 | 18.84% | 31753.1206 | 79.29% | 6.0483 | 19146.8184 | 47.81% | 0 | 0% | 0 | 0 | 0% | 0 | 0% | 6198.832 | 15.48% | 33847.6719 | 13054.3877 | 32.6% | 26992.1162 | 12676.3994 | 31.65% | 27370.1045 | 18004.5918 | 44.96% | 22041.9121 | 179.3822 | 0.4479% | 39867.1217 | 5070.4023 | 12.66% | 34976.1016
199 | Cayetano | NORTHERN CALIFORNIA | {'Delta Switching Yard': 9.3} | 21228.1816 | 1182.687 | 5.571% | 20045.4946 | 94.43% | 937.607 | 4.417% | 18739.3149 | 88.28% | 13.8571 | 1223.6113 | 5.764% | 0 | 0% | 0 | 12544.4434 | 59.09% | 1840.8427 | 8.672% | 7644.5337 | 36.01% | 13583.6479 | 12603.0547 | 59.37% | 8625.127 | 17681.5078 | 83.29% | 3546.6738 | 17681.5078 | 83.29% | 3546.6738 | 6422.3569 | 30.25% | 14805.8247 | 1642.0641 | 7.735% | 19586.1176
200 | Silvergate | SAN DIEGO | {'Old Town': 5.7, 'Mission': 6.1, 'Bay Boulevard': 6.6, 'Miguel': 9.4, 'Kearny': 9.5} | 4639.0396 | 906.6346 | 19.54% | 3732.4049 | 80.46% | 2304.3237 | 49.67% | 250.1404 | 5.392% | 33 | 0 | 0% | 0 | 0% | 0 | 0 | 0% | 0 | 0% | 79.3056 | 1.71% | 4559.734 | 469.8772 | 10.13% | 4169.1624 | 3704.7585 | 79.86% | 934.281 | 3723.082 | 80.26% | 915.9575 | 0 | 0% | 4639.0396 | 55.3631 | 1.193% | 4583.6764
201 | Richmond | NORTHERN CALIFORNIA | {} | 26534.8438 | 3836.2971 | 14.46% | 22698.5466 | 85.54% | 2287.967 | 8.623% | 19503.5486 | 73.5% | 11.351 | 1750.1854 | 6.596% | 0 | 0% | 0 | 24283.1797 | 91.51% | 0 | 0% | 17131.3418 | 64.56% | 9403.502 | 2379.2197 | 8.966% | 24155.624 | 732.4866 | 2.76% | 25802.3571 | 18127.1367 | 68.31% | 8407.707 | 17443.2773 | 65.74% | 9091.5664 | 1329.3779 | 5.01% | 25205.4658
202 | Rancho Vista | GREATER LA METRO | {'Etiwanda': 0.4, 'Mira Loma': 5.8, 'Padua': 6.4} | 101.796 | 0 | 0% | 101.796 | 100% | 0 | 0% | 0 | 0% | 42.0625 | 0 | 0% | 0 | 0% | 0 | 101.796 | 100% | 0 | 0% | 101.796 | 100% | 0 | 101.796 | 100% | 0 | 101.796 | 100% | 0 | 101.796 | 100% | 0 | 0 | 0% | 101.796 | 0 | 0% | 101.796
203 | Hilltop | NORTHERN CALIFORNIA | {} | 36046.8047 | 8554.1602 |  | 27492.6445 |  | 17919.9941 |  | 15960.5215 |  | 9.5785 | 2347.9297 |  | 752.5737 |  |  | 0 |  | 0 |  | 11162.9785 |  |  | 8388.3721 |  |  | 0.00055389 |  |  | 19551.3516 |  |  | 20803.3574 |  |  | 2317.342
204 | Thermalito | NORTHERN CALIFORNIA | {'Table Mountain': 2.9, 'Wyandotte': 5.1, 'Palermo': 7.4} | 22895.8594 | 0 | 0% | 22895.8594 | 100% | 1932.7048 | 8.441% | 20140.7034 | 87.97% | 8.283 | 9236.0732 | 40.34% | 731.7451 | 3.196% | 0 | 450.7951 | 1.969% | 0 | 0% | 15963.8242 | 69.72% | 6932.0352 | 6075.8091 | 26.54% | 16820.0503 | 8840.9141 | 38.61% | 14054.9453 | 22864.9727 | 99.87% | 30.8867 | 2066.6787 | 9.026% | 20829.1807 | 8889.0342 | 38.82% | 14006.8252
205 | Martinez | NORTHERN CALIFORNIA | {'Carquinez': 8.9, 'Clayton': 9.4} | 12503.8564 | 4704.9849 | 37.63% | 7798.8716 | 62.37% | 291.5109 | 2.331% | 6516.6322 | 52.12% | 73 | 28.9113 | 0.2312% | 16.2348 | 0.1298% | 0 | 6913.0991 | 55.29% | 1.5262 | 0.01221% | 198.2408 | 1.585% | 12305.6156 | 4756.7251 | 38.04% | 7747.1313 | 6183.7295 | 49.45% | 6320.127 | 7605.9971 | 60.83% | 4897.8594 | 1576.2465 | 12.61% | 10927.61 | 747.6108 | 5.979% | 11756.2456
206 | Lone Tree | NORTHERN CALIFORNIA | {'Contra Costa': 3.9, 'Brentwood': 4.9, 'Pittsburg': 9.7} | 8626.0947 | 1875.7393 | 21.74% | 6750.3555 | 78.26% | 70.4653 | 0.8169% | 6431.6607 | 74.56% | 11.0506 | 1125.3301 | 13.05% | 1304.9044 | 15.13% | 0 | 4915.3262 | 56.98% | 0 | 0% | 3388.8069 | 39.29% | 5237.2878 | 5164.2695 | 59.87% | 3461.8252 | 5164.2695 | 59.87% | 3461.8252 | 5165.877 | 59.89% | 3460.2178 | 3256.2136 | 37.75% | 5369.8811 | 622.5119 | 7.217% | 8003.5828
207 | Delta PP | NORTHERN CALIFORNIA | {'Kelso': 1.0, 'Green Ridge Midway': 5.4, 'Tesla': 6.8, 'Brentwood': 8.7, 'Cayetano': 9.3} | 31637.7129 | 0 | 0% | 31637.7129 | 100% | 5870.9487 | 18.56% | 23840.4341 | 75.35% | 11.2688 | 2784.8369 | 8.802% | 5354.3359 | 16.92% | 0 | 2723.4121 | 8.608% | 0 | 0% | 22134.3047 | 69.96% | 9503.4082 | 19238.8242 | 60.81% | 12398.8887 | 22251.0605 | 70.33% | 9386.6523 | 29066.2734 | 91.87% | 2571.4395 | 475.6285 | 1.503% | 31162.0844 | 3083.7361 | 9.747% | 28553.9768
208 | Green Ridge Midway | NORTHERN CALIFORNIA | {'Tesla': 1.6, 'Kelso': 5.0, 'Delta Switching Yard': 5.4} | 38672.7227 | 356.8731 | 0.9228% | 38315.8495 | 99.08% | 10952.4531 | 28.32% | 24038.9258 | 62.16% | 17 | 1992.9991 | 5.154% | 2268.489 | 5.866% | 0 | 0 | 0% | 0 | 0% | 32041.5801 | 82.85% | 6631.1426 | 27266.5332 | 70.51% | 11406.1895 | 31266.6895 | 80.85% | 7406.0332 | 38072.1523 | 98.45% | 600.5703 | 5271.2422 | 13.63% | 33401.4805 | 1571.9419 | 4.065% | 37100.7808
209 | Inyo | GREATER KRAMER | {'Control': 2.2} | 2572.6289 | 669.6729 | 26.03% | 1902.956 | 73.97% | 1481.019 | 57.57% | 881.5305 | 34.27% | 5.5127 | 2.3345 | 0.09074% | 0 | 0% | 0 | 2356.2246 | 91.59% | 0 | 0% | 0 | 0% | 2572.6289 | 449.9908 | 17.49% | 2122.6381 | 891.1828 | 34.64% | 1681.4461 | 1045.083 | 40.62% | 1527.5459 | 1046.3217 | 40.67% | 1526.3073 | 123.9673 | 4.819% | 2448.6616
210 | Control | GREATER KRAMER | {'Inyo': 2.2} | 4846.498 | 672.4298 | 13.87% | 4174.0682 | 86.13% | 3506.4707 | 72.35% | 1211.5625 | 25% | 4.349 | 0.44414 | 0.009164% | 0 | 0% | 0 | 4531.9595 | 93.51% | 0 | 0% | 0 | 0% | 4846.498 | 505.0741 | 10.42% | 4341.424 | 2441.6501 | 50.38% | 2404.8479 | 2584.3496 | 53.32% | 2262.1484 | 2907.5444 | 59.99% | 1938.9536 | 388.3025 | 8.012% | 4458.1955
211 | Big Creek | SPGE | {} | 15882.3818 | 195.9646 | 1.234% | 15686.4172 | 98.77% | 12090.6514 | 76.13% | 3719.876 | 23.42% | 3.6632 | 0 | 0% | 0 | 0% | 0 | 1161.1953 | 7.311% | 10471.0498 | 65.93% | 6128.3931 | 38.59% | 9753.9888 | 14727.959 | 92.73% | 1154.4229 | 3142.4424 | 19.79% | 12739.9395 | 14743.8525 | 92.83% | 1138.5293 | 11897.9766 | 74.91% | 3984.4053 | 904.7986 | 5.697% | 14977.5833
212 | Moss Landing |  | {} | 15833.1924 | 1231.621 | 7.779% | 14601.5714 | 92.22% | 16.8684 | 0.1065% | 12251.1726 | 77.38% | 13.48 | 1683.1591 | 10.63% | 8860.0029 | 55.96% | 1 | 136.9442 | 0.8649% | 0 | 0% | 49.7684 | 0.3143% | 15783.424 | 9462.3877 | 59.76% | 6370.8047 | 9732.3271 | 61.47% | 6100.8652 | 9782.0957 | 61.78% | 6051.0967 | 0 | 0% | 15833.1924 | 1440.7975 | 9.1% | 14392.3949
213 | Cal Ave | SPGE | {'Malaga': 2.8, 'West Fresno': 3.0, 'Kearney': 6.6, 'Sanger': 8.5} | 6104.0889 | 1212.9202 | 19.87% | 4891.1687 | 80.13% | 0 | 0% | 1395.9244 | 22.87% | 29.12 | 564.7478 | 9.252% | 4890.0259 | 80.11% | 0 | 0 | 0% | 0 | 0% | 0 | 0% | 6104.0889 | 0 | 0% | 6104.0889 | 0 | 0% | 6104.0889 | 0 | 0% | 6104.0889 | 0 | 0% | 6104.0889 | 1.1427 | 0.01872% | 6102.9462
214 | Poso Mountain | SPGE | {'Sycamore': 7.6, 'Kern Oil': 8.9, 'California Water': 10.0} | 48601.2344 | 14110.0342 | 29.03% | 34491.2002 | 70.97% | 15232.9717 | 31.34% | 31890.208 | 65.62% | 6.3552 | 0 | 0% | 0 | 0% | 1 | 28102.9297 | 57.82% | 0 | 0% | 30696.2305 | 63.16% | 17905.0039 | 315.9707 | 0.6501% | 48285.2636 | 3528.884 | 7.261% | 45072.3503 | 30696.2305 | 63.16% | 17905.0039 | 17561.7012 | 36.13% | 31039.5332 | 907.5721 | 1.867% | 47693.6623
215 | Walnut | GREATER LA METRO | {'Olinda': 4.6, 'Rio Hondo': 6.9, 'Mesa (SCE)': 9.4} | 0 | 0 | 0% | 0 | 100% | 0 | 0% | 0 | 0% |  | 0 | 0% | 0 | 0% | 0 | 0 | 0% | 0 | 0% | 0 | 0% | 0 | 0 | 0% | 0 | 0 | 0% | 0 | 0 | 0% | 0 | 0 | 0% | 0 | 0 | 0% | 0
216 | Chevmain | GREATER LA METRO | {'El Segundo': 1.2, 'El Nido': 1.8, 'Redondo': 3.8, 'La Fresa': 4.6, 'La Cienega': 6.9} | 87.1595 | 57.1657 | 65.59% | 29.9939 | 34.41% | 5.3708 | 6.162% | 6.523 | 7.484% | 6.5469 | 0 | 0% | 0 | 0% | 0 | 0 | 0% | 0 | 0% | 1.5765 | 1.809% | 85.5831 | 0 | 0% | 87.1595 | 25.0555 | 28.75% | 62.104 | 26.632 | 30.56% | 60.5275 | 0 | 0% | 87.1595 | 0 | 0% | 87.1595
217 | Long Beach |  | {'Harborgen': 0.9, 'Arcogen': 3.7, 'Hinson': 3.7, 'Alamitos': 7.3, 'Lighthipe': 8.4, 'Del Amo': 9.3, 'La Fresa': 9.5} | 4629.1519 | 2082.6277 | 44.99% | 2546.5242 | 55.01% | 909.5972 | 19.65% | 2833.7773 | 61.22% | 10.5935 | 0 | 0% | 0 | 0% | 0 | 0 | 0% | 0 | 0% | 0 | 0% | 4629.1519 | 0 | 0% | 4629.1519 | 2540.1133 | 54.87% | 2089.0386 | 2540.1133 | 54.87% | 2089.0386 | 0 | 0% | 4629.1519 | 6.4149 | 0.1386% | 4622.737
218 | Pit 1 | NORTHERN CALIFORNIA | {} | 30480.4473 | 685.3751 | 2.249% | 29795.0722 | 97.75% | 9573.6084 | 31.41% | 18591.2217 | 60.99% | 8.4096 | 2601.5222 | 8.535% | 0 | 0% | 0 | 26429.4336 | 86.71% | 0 | 0% | 15487.0352 | 50.81% | 14993.4121 | 21694.2949 | 71.17% | 8786.1523 | 25445.3516 | 83.48% | 5035.0957 | 29559.9473 | 96.98% | 920.5 | 17493.1855 | 57.39% | 12987.2617 | 1196.2715 | 3.925% | 29284.1758
219 | Cove Rd | NORTHERN CALIFORNIA | {'Round Mountain': 4.9} | 30528.9453 | 5072.1494 | 16.61% | 25456.7959 | 83.39% | 10032.0615 | 32.86% | 17229.3428 | 56.44% | 6.8679 | 240.0684 | 0.7864% | 17.2804 | 0.0566% | 0 | 30528.9453 | 100% | 0 | 0% | 18994.7793 | 62.22% | 11534.166 | 4340.5493 | 14.22% | 26188.396 | 6897.8315 | 22.59% | 23631.1138 | 19693.2188 | 64.51% | 10835.7266 | 15550.6064 | 50.94% | 14978.3389 | 1360.4418 | 4.456% | 29168.5035
220 | Drum | NORTHERN CALIFORNIA | {} | 22497.6172 | 14123.6533 | 62.78% | 8373.9639 | 37.22% | 2466.8577 | 10.96% | 16379.4353 | 72.81% | 10.3216 | 0 | 0% | 0 | 0% | 0 | 2305.0178 | 10.25% | 20192.5801 | 89.75% | 2035.8608 | 9.049% | 20461.7563 | 2093.7671 | 9.307% | 20403.8501 | 103.4031 | 0.4596% | 22394.2141 | 4129.6279 | 18.36% | 18367.9893 | 4796.4189 | 21.32% | 17701.1982 | 224.4415 | 0.9976% | 22273.1757
221 | Vierra | NORTHERN CALIFORNIA | {'Ripon': 7.6, 'Weber': 8.6} | 19629.7246 | 796.7322 | 4.059% | 18832.9924 | 95.94% | 0 | 0% | 11696.332 | 59.58% | 38.43 | 1881.941 | 9.587% | 13623.0332 | 69.4% | 0 | 0 | 0% | 0 | 0% | 4060.7009 | 20.69% | 15569.0237 | 379.5334 | 1.933% | 19250.1912 | 379.5334 | 1.933% | 19250.1912 | 4440.2344 | 22.62% | 15189.4902 | 0 | 0% | 19629.7246 | 1325.3829 | 6.752% | 18304.3417
222 | Coyote | NORTHERN CALIFORNIA | {'Metcalf': 0.3, 'Hicks': 8.5} | 11976.1621 | 0 | 0% | 11976.1621 | 100% | 3627.4104 | 30.29% | 6344.4822 | 52.98% | 12.1664 | 1101.8933 | 9.201% | 745.3141 | 6.223% | 0 | 7042.5508 | 58.8% | 0 | 0% | 11944.1846 | 99.73% | 31.9775 | 6464.0854 | 53.97% | 5512.0767 | 7653.0474 | 63.9% | 4323.1147 | 11970.1943 | 99.95% | 5.9678 | 4672.5698 | 39.02% | 7303.5923 | 401.7291 | 3.354% | 11574.433
223 | Metcalf | NORTHERN CALIFORNIA | {'Coyote': 0.3, 'Hicks': 8.8} | 12160.0215 | 26.6912 | 0.2195% | 12133.3303 | 99.78% | 3893.7871 | 32.02% | 6370.8975 | 52.39% | 10.6248 | 1094.4955 | 9.001% | 746.4221 | 6.138% | 0 | 7001.1924 | 57.58% | 0 | 0% | 12097.0918 | 99.48% | 62.9297 | 6761.1377 | 55.6% | 5398.8838 | 7972.3247 | 65.56% | 4187.6968 | 12123.1016 | 99.7% | 36.9199 | 4665.9883 | 38.37% | 7494.0332 | 394.553 | 3.245% | 11765.4685
224 | Diablo | SPGE | {} | 10854.0234 | 1279.526 | 11.79% | 9574.4974 | 88.21% | 7080.457 | 65.23% | 3666.1348 | 33.78% | 4.1336 | 82.9533 | 0.7643% | 0 | 0% | 0 | 1419.4919 | 13.08% | 9389.9473 | 86.51% | 2.7379 | 0.02522% | 10851.2856 | 628.0034 | 5.786% | 10226.0201 | 6114.2764 | 56.33% | 4739.7471 | 6114.2764 | 56.33% | 4739.7471 | 6906.3853 | 63.63% | 3947.6382 | 750.5947 | 6.915% | 10103.4288
225 | Coolwater | GREATER KRAMER | {} | 13373.0049 | 136.0469 | 1.017% | 13236.958 | 98.98% | 657.1031 | 4.914% | 8252.5941 | 61.71% | 21.95 | 27.2002 | 0.2034% | 336.493 | 2.516% | 0 | 0 | 0% | 0 | 0% | 13235.6133 | 98.97% | 137.3916 | 10699.9512 | 80.01% | 2673.0537 | 6725.4902 | 50.29% | 6647.5146 | 13235.6133 | 98.97% | 137.3916 | 3169.991 | 23.7% | 10203.0139 | 434.4576 | 3.249% | 12938.5473
226 | San Onofre | GREATER LA METRO | {'Talega': 5.8} | 124.0887 | 21.9183 | 17.66% | 102.1704 | 82.34% | 13.4249 | 10.82% | 35.93 | 28.96% | 11.1366 | 0 | 0% | 0 | 0% | 0 | 39.1851 | 31.58% | 0 | 0% | 0 | 0% | 124.0887 | 97.5392 | 78.6% | 26.5494 | 101.7657 | 82.01% | 22.323 | 101.7657 | 82.01% | 22.323 | 0.73626 | 0.5933% | 123.3524 | 8.9641 | 7.224% | 115.1246
227 | Woodland | NORTHERN CALIFORNIA | {'Davis': 9.3} | 29958.457 | 1929.7233 | 6.441% | 28028.7338 | 93.56% | 3801.9224 | 12.69% | 22447.0737 | 74.93% | 9.9746 | 5252.9668 | 17.53% | 20089.6484 | 67.06% | 0 | 0 | 0% | 0 | 0% | 16994.9141 | 56.73% | 12963.543 | 7128.5723 | 23.79% | 22829.8848 | 7912.2744 | 26.41% | 22046.1826 | 20588.457 | 68.72% | 9370 | 0 | 0% | 29958.457 | 2268.1819 | 7.571% | 27690.2751
228 | Donnells PP | NORTHERN CALIFORNIA | {} | 25232.6152 | 6007.0854 | 23.81% | 19225.5298 | 76.19% | 22071.7344 | 87.47% | 2587.2051 | 10.25% | 4.7911 | 0 | 0% | 0 | 0% | 0 | 16661.7812 | 66.03% | 5490.0054 | 21.76% | 0 | 0% | 25232.6152 | 3130.1941 | 12.41% | 22102.4211 | 3163.1116 | 12.54% | 22069.5037 | 3163.1116 | 12.54% | 22069.5037 | 16406.1523 | 65.02% | 8826.4629 | 309.9505 | 1.228% | 24922.6647
229 | Mandalay | GREATER LA METRO | {'Santa Clara': 7.5} | 2605.2708 | 165.8033 | 6.364% | 2439.4674 | 93.64% | 96.773 | 3.715% | 1689.8331 | 64.86% | 4.5826 | 179.0133 | 6.871% | 915.7089 | 35.15% | 0 | 47.5269 | 1.824% | 0 | 0% | 0 | 0% | 2605.2708 | 0 | 0% | 2605.2708 | 2397.1555 | 92.01% | 208.1152 | 2397.1555 | 92.01% | 208.1152 | 0 | 0% | 2605.2708 | 62.6575 | 2.405% | 2542.6133
230 | North Gila | ARIZONA MINOR | {} | 5165.311 | 54.1694 | 1.049% | 5111.1416 | 98.95% | 1561.8693 | 30.24% | 3102.9999 | 60.07% | 7.0327 | 665.8638 | 12.89% | 3241.502 | 62.76% | 0 | 0 | 0% | 0 | 0% | 0 | 0% | 5165.311 | 5050.415 | 97.78% | 114.896 | 5050.415 | 97.78% | 114.896 | 5050.415 | 97.78% | 114.896 | 0 | 0% | 5165.311 | 364.3893 | 7.055% | 4800.9218
231 | Eight Mile | NORTHERN CALIFORNIA | {'Stagg': 4.8} | 32514.8809 | 2127.8809 | 6.544% | 30387 | 93.46% | 3290.4419 | 10.12% | 21943.7612 | 67.49% | 11.9249 | 6225.1235 | 19.15% | 21995.2715 | 67.65% | 1 | 0 | 0% | 0 | 0% | 0 | 0% | 32514.8809 | 12416.207 | 38.19% | 20098.6738 | 15328.2764 | 47.14% | 17186.6045 | 15328.2764 | 47.14% | 17186.6045 | 0 | 0% | 32514.8809 | 1544.9899 | 4.752% | 30969.891
232 | Kern Power | SPGE | {'Rosedale': 1.1, 'Westpark': 3.2, 'Renfro': 3.8, 'Tevis': 4.5, '7th Standard': 4.5, 'Stockdale': 4.7, 'Bakersfield': 5.3, 'Kern Oil': 6.0, 'Sycamore': 7.8, 'Lerdo': 8.9, 'Columbus': 9.0, 'Tupman': 9.9} | 2879.2234 | 249.0579 | 8.65% | 2630.1655 | 91.35% | 0.0096154 | 0.000334% | 945.8639 | 32.85% | 76.4 | 139.7305 | 4.853% | 1996.1998 | 69.33% | 1 | 0 | 0% | 0 | 0% | 1851.5804 | 64.31% | 1027.6429 | 613.8775 | 21.32% | 2265.3459 | 741.1334 | 25.74% | 2138.09 | 1851.5804 | 64.31% | 1027.6429 | 0 | 0% | 2879.2234 | 80.1449 | 2.784% | 2799.0785
233 | Renfro | SPGE | {'Kern Power': 3.8, '7th Standard': 4.0, 'Rosedale': 4.9, 'Tevis': 5.1, 'Tupman': 6.4, 'Rio Bravo': 6.6, 'Westpark': 7.0, 'Stockdale': 7.3, 'Lerdo': 7.8, 'Kern Oil': 8.9, 'Bakersfield': 9.0} | 22521.0156 | 992.9176 | 4.409% | 21528.098 | 95.59% | 20.0108 | 0.08885% | 17608.911 | 78.19% | 25.0983 | 727.3735 | 3.23% | 14908.1367 | 66.2% | 1 | 0 | 0% | 0 | 0% | 9742.8809 | 43.26% | 12778.1348 | 4651.8218 | 20.66% | 17869.1938 | 12776.7939 | 56.73% | 9744.2217 | 14103.5635 | 62.62% | 8417.4521 | 0 | 0% | 22521.0156 | 3259.1921 | 14.47% | 19261.8235
234 | Highwind | GREATER TEHACHAPI | {'Windhub': 7.1} | 24013.207 | 106.8781 | 0.4451% | 23906.329 | 99.55% | 925.4365 | 3.854% | 14351.5439 | 59.77% | 17.7755 | 74.2777 | 0.3093% | 482.3932 | 2.009% | 0 | 21781.5391 | 90.71% | 1114.1453 | 4.64% | 15502.7637 | 64.56% | 8510.4434 | 5317.2021 | 22.14% | 18696.0049 | 20764.5176 | 86.47% | 3248.6895 | 22875.2539 | 95.26% | 1137.9531 | 6186.1387 | 25.76% | 17827.0684 | 593.2275 | 2.47% | 23419.9796
235 | Sylmar | GREATER LA METRO | {'Saugus': 9.1} | 3927.4985 | 743.6772 | 18.94% | 3183.8213 | 81.06% | 852.7935 | 21.71% | 2405.2739 | 61.24% | 12.5044 | 0 | 0% | 6.1014 | 0.1554% | 0 | 7.236 | 0.1842% | 3920.2544 | 99.82% | 1253.1816 | 31.91% | 2674.3169 | 0 | 0% | 3927.4985 | 392.0859 | 9.983% | 3535.4126 | 1645.2676 | 41.89% | 2282.231 | 1399.7501 | 35.64% | 2527.7484 | 611.3499 | 15.57% | 3316.1486
236 | Westley | SPGE | {} | 36911.1562 | 393.7869 | 1.067% | 36517.3694 | 98.93% | 332.9058 | 0.9019% | 33766.6919 | 91.48% | 10.9071 | 1707.8882 | 4.627% | 31870.209 | 86.34% | 1 | 0 | 0% | 0 | 0% | 25974.1152 | 70.37% | 10937.041 | 6157.1709 | 16.68% | 30753.9854 | 4313.3545 | 11.69% | 32597.8018 | 28119.873 | 76.18% | 8791.2832 | 65.679 | 0.1779% | 36845.4773 | 1545.0421 | 4.186% | 35366.1141
237 | GWF Hanford | SPGE | {} | 36360.8359 | 24793.3105 | 68.19% | 11567.5254 | 31.81% | 541.8592 | 1.49% | 31336.9103 | 86.18% | 11.7763 | 20923.3496 | 57.54% | 10567.1045 | 29.06% | 0 | 0 | 0% | 0 | 0% | 0 | 0% | 36360.8359 | 0 | 0% | 36360.8359 | 1242.5111 | 3.417% | 35118.3248 | 1242.5111 | 3.417% | 35118.3248 | 0 | 0% | 36360.8359 | 431.1364 | 1.186% | 35929.6995
238 | Tevis | SPGE | {'Stockdale': 3.5, 'Kern Power': 4.5, 'Rosedale': 4.9, 'Renfro': 5.1, 'Westpark': 6.3, 'Tupman': 8.3, '7th Standard': 8.3, 'Bakersfield': 8.4} | 20758.457 | 1951.3209 | 9.4% | 18807.1361 | 90.6% | 445.3719 | 2.145% | 16746.7062 | 80.67% | 24 | 2825.1074 | 13.61% | 9071.0371 | 43.7% | 1 | 0 | 0% | 0 | 0% | 8907.1904 | 42.91% | 11851.2666 | 7940.5576 | 38.25% | 12817.8994 | 14745.0518 | 71.03% | 6013.4053 | 14745.0518 | 71.03% | 6013.4053 | 353.9071 | 1.705% | 20404.5499 | 4383.9917 | 21.12% | 16374.4653
239 | Otay Mesa | SAN DIEGO | {'Miguel': 8.3} | 3922.7554 | 42.9802 | 1.096% | 3879.7752 | 98.9% | 429.9913 | 10.96% | 2400.6249 | 61.2% | 14.109 | 0 | 0% | 0 | 0% | 0 | 3575.1113 | 91.14% | 31.829 | 0.8114% | 236.9189 | 6.04% | 3685.8364 | 3539.3979 | 90.23% | 383.3574 | 3792.356 | 96.68% | 130.3994 | 3796.2119 | 96.77% | 126.5435 | 681.4206 | 17.37% | 3241.3348 | 446.4835 | 11.38% | 3476.2719
240 | Redondo | GREATER LA METRO | {'El Nido': 3.4, 'La Fresa': 3.5, 'Chevmain': 3.8, 'El Segundo': 4.6, 'Arcogen': 8.6, 'Hinson': 9.7} | 181.2366 | 80.6054 | 44.48% | 100.6312 | 55.52% | 8.0294 | 4.43% | 13.9747 | 7.711% | 12.5008 | 0 | 0% | 0 | 0% | 0 | 44.2499 | 24.42% | 0 | 0% | 10.7529 | 5.933% | 170.4837 | 0 | 0% | 181.2366 | 87.9331 | 48.52% | 93.3036 | 98.686 | 54.45% | 82.5507 | 0 | 0% | 181.2366 | 0 | 0% | 181.2366
241 | Arkansas | GREATER IMPERIAL | {'Sonora': 2.7, 'IID System': 7.8} | 42611.4062 | 16600.8008 | 38.96% | 26010.6055 | 61.04% | 3619.366 | 8.494% | 38201.2981 | 89.65% | 7.3602 | 21096.5332 | 49.51% | 17569.0586 | 41.23% | 0 | 0 | 0% | 0 | 0% | 1701.8201 | 3.994% | 40909.5862 | 5638.3955 | 13.23% | 36973.0107 | 13356.4902 | 31.34% | 29254.916 | 13356.4902 | 31.34% | 29254.916 | 0 | 0% | 42611.4062 | 1342.4285 | 3.15% | 41268.9778
242 | Cal Water | SPGE | {'Columbus': 2.7, 'Magunden': 4.4, 'Sycamore': 5.5, 'Bakersfield': 6.3, 'Kern Oil': 6.9, 'Westpark': 8.5, 'Lamont': 8.9, 'Regulus': 8.9, 'Poso Mountain': 10.0} | 25160.0742 | 1962.0237 | 7.798% | 23198.0505 | 92.2% | 1051.1581 | 4.178% | 20147.3458 | 80.08% | 12.5433 | 98.5769 | 0.3918% | 1365.5369 | 5.427% | 1 | 4842.7407 | 19.25% | 0 | 0% | 22401.6094 | 89.04% | 2758.4648 | 10449.4922 | 41.53% | 14710.582 | 13417.7861 | 53.33% | 11742.2881 | 22440.1953 | 89.19% | 2719.8789 | 4808.0967 | 19.11% | 20351.9775 | 578.8226 | 2.301% | 24581.2516
243 | Grimway | SPGE | {'Lamont': 3.4, 'Regulus': 3.4, 'Magunden': 8.6} | 33793.9648 | 3242.5801 | 9.595% | 30551.3848 | 90.4% | 0 | 0% | 31840.9336 | 94.22% | 10.3863 | 954.1927 | 2.824% | 30044.5137 | 88.9% | 1 | 0 | 0% | 0 | 0% | 129.0052 | 0.3817% | 33664.9596 | 0 | 0% | 33793.9648 | 5284.8237 | 15.64% | 28509.1411 | 5413.8286 | 16.02% | 28380.1362 | 0 | 0% | 33793.9648 | 32.5756 | 0.09639% | 33761.3892
244 | Viejo | GREATER LA METRO | {'Santiago': 7.2, 'Trabuco': 7.4, 'Margarita': 8.1} | 4407.1133 | 192.8617 | 4.376% | 4214.2516 | 95.62% | 944.6921 | 21.44% | 1401.6409 | 31.8% | 37.0714 | 10.3768 | 0.2355% | 18.5747 | 0.4215% | 0 | 435.4332 | 9.88% | 3792.3708 | 86.05% | 891.611 | 20.23% | 3515.5023 | 2792.2339 | 63.36% | 1614.8794 | 3388.0374 | 76.88% | 1019.0759 | 4189.0298 | 95.05% | 218.0835 | 1739.9514 | 39.48% | 2667.1619 | 420.4683 | 9.541% | 3986.645
245 | Kelso | NORTHERN CALIFORNIA | {'Delta Switching Yard': 1.0, 'Green Ridge Midway': 5.0, 'Tesla': 6.2, 'Brentwood': 9.3} | 33627.6133 | 0 | 0% | 33627.6133 | 100% | 7092.9019 | 21.09% | 23085.2974 | 68.65% | 17 | 3205.0586 | 9.531% | 7893.7808 | 23.47% | 0 | 762.4938 | 2.267% | 0 | 0% | 22684.5156 | 67.46% | 10943.0977 | 18913.2559 | 56.24% | 14714.3574 | 20583.5254 | 61.21% | 13044.0879 | 28853.3945 | 85.8% | 4774.2188 | 544.5422 | 1.619% | 33083.0711 | 3246.1777 | 9.653% | 30381.4355
246 | BlytheSC 161 kV | RIVERSIDE | {} | 36806.0781 | 5866.3057 | 15.94% | 30939.7725 | 84.06% | 236.0144 | 0.6412% | 30100.2317 | 81.78% | 16.2618 | 13834.5684 | 37.59% | 18586.8477 | 50.5% | 0 | 0 | 0% | 0 | 0% | 14778.4404 | 40.15% | 22027.6377 | 17347.5703 | 47.13% | 19458.5078 | 10746.3975 | 29.2% | 26059.6807 | 25056.3828 | 68.08% | 11749.6953 | 0 | 0% | 36806.0781 | 579.8857 | 1.576% | 36226.1924
247 | Windhub | GREATER TEHACHAPI | {'Highwind': 7.1} | 31768.2578 | 13715.2783 | 43.17% | 18052.9795 | 56.83% | 74.6138 | 0.2349% | 12752.9243 | 40.14% | 30.6667 | 0 | 0% | 0 | 0% | 0 | 2513.2466 | 7.911% | 0 | 0% | 10778.584 | 33.93% | 20989.6738 | 7715.9248 | 24.29% | 24052.333 | 10630.6465 | 33.46% | 21137.6113 | 17738.1777 | 55.84% | 14030.0801 | 1569.8479 | 4.942% | 30198.4099 | 93.1608 | 0.2933% | 31675.097
248 | Camanche | NORTHERN CALIFORNIA | {'Lockeford': 9.9} | 28198.3945 | 1904.8176 | 6.755% | 26293.5769 | 93.24% | 2403.4875 | 8.523% | 19678.0027 | 69.78% | 17.6515 | 3199.6301 | 11.35% | 1703.2681 | 6.04% | 1 | 2725.1653 | 9.664% | 0 | 0% | 23220.4492 | 82.35% | 4977.9453 | 17384.7715 | 61.65% | 10813.623 | 24065.2871 | 85.34% | 4133.1074 | 24264.0762 | 86.05% | 3934.3184 | 11250.2666 | 39.9% | 16948.1279 | 7321.1396 | 25.96% | 20877.2549
249 | Whirlwind | GREATER TEHACHAPI | {} | 40449.3984 | 26392.4395 | 65.25% | 14056.959 | 34.75% | 320.3807 | 0.7921% | 12467.1574 | 30.82% | 35.032 | 305.6542 | 0.7556% | 484.9947 | 1.199% | 0 | 14958.5088 | 36.98% | 0 | 0% | 6850.2861 | 16.94% | 33599.1123 | 5211.6523 | 12.88% | 35237.7461 | 5211.4629 | 12.88% | 35237.9355 | 12352.4082 | 30.54% | 28096.9902 | 1850.3918 | 4.575% | 38599.0066 | 237.5036 | 0.5872% | 40211.8948
250 | El Casco | RIVERSIDE | {} | 23782.1855 | 3269.4314 | 13.75% | 20512.7542 | 86.25% | 547.2052 | 2.301% | 16718.5643 | 70.3% | 19.7664 | 59.3005 | 0.2493% | 26.9735 | 0.1134% | 0 | 3294.3403 | 13.85% | 20094.6289 | 84.49% | 15294.6963 | 64.31% | 8487.4893 | 10817.6182 | 45.49% | 12964.5674 | 9932.3867 | 41.76% | 13849.7988 | 19373.8945 | 81.46% | 4408.291 | 10296.5889 | 43.3% | 13485.5967 | 1235.9976 | 5.197% | 22546.188
251 | Suncrest | SAN DIEGO | {} | 13235.8857 | 1210.3136 | 9.144% | 12025.5721 | 90.86% | 803.0479 | 6.067% | 8890.1835 | 67.17% | 13.8354 | 6.0568 | 0.04576% | 1.9854 | 0.015% | 0 | 123.0259 | 0.9295% | 13112.9092 | 99.07% | 2488.6516 | 18.8% | 10747.2341 | 3503.1162 | 26.47% | 9732.7695 | 6398.5269 | 48.34% | 6837.3589 | 7490.4111 | 56.59% | 5745.4746 | 7914.9844 | 59.8% | 5320.9014 | 461.4137 | 3.486% | 12774.472
252 | Colorado River | RIVERSIDE | {} | 30644.8223 | 36.5103 | 0.1191% | 30608.312 | 99.88% | 17024.877 | 55.56% | 13245.168 | 43.22% | 4.3318 | 58.9346 | 0.1923% | 12.2317 | 0.03991% | 0 | 0 | 0% | 0 | 0% | 24148.502 | 78.8% | 6496.3203 | 26961.5293 | 87.98% | 3683.293 | 26232.3262 | 85.6% | 4412.4961 | 29763.5781 | 97.12% | 881.2441 | 22777.3184 | 74.33% | 7867.5039 | 43.174 | 0.1409% | 30601.6482
253 | Red bluff | RIVERSIDE | {} | 16239.4248 | 7118.0771 | 43.83% | 9121.3477 | 56.17% | 6803.9072 | 41.9% | 9254.2998 | 56.99% | 5.1689 | 733.5348 | 4.517% | 0 | 0% | 0 | 0 | 0% | 0 | 0% | 3516.6667 | 21.66% | 12722.7581 | 97.1414 | 0.5982% | 16142.2834 | 0 | 0% | 16239.4248 | 3613.8081 | 22.25% | 12625.6167 | 329.5206 | 2.029% | 15909.9042 | 747.3563 | 4.602% | 15492.0685
254 | Ocotillo Express | GREATER IMPERIAL | {'ECO': 9.2} | 16873.4863 | 5447.9722 | 32.29% | 11425.5142 | 67.71% | 7441.7021 | 44.1% | 7293.3057 | 43.22% | 7.3655 | 0 | 0% | 0 | 0% | 0 | 0 | 0% | 0 | 0% | 5288.9941 | 31.34% | 11584.4922 | 4598.5474 | 27.25% | 12274.939 | 2779.9463 | 16.48% | 14093.54 | 9894.9014 | 58.64% | 6978.585 | 4491.4893 | 26.62% | 12381.9971 | 0 | 0% | 16873.4863
255 | Ivanpah | SNV ELDORADO DESERT | {'Primm': 9.5} | 879.2289 | 8.0224 | 0.9124% | 871.2065 | 99.09% | 429.6555 | 48.87% | 439.7249 | 50.01% | 3.0259 | 0 | 0% | 0 | 0% | 0 | 0 | 0% | 0 | 0% | 861.5938 | 97.99% | 17.6352 | 828.201 | 94.2% | 51.028 | 3.8036 | 0.4326% | 875.4254 | 863.4096 | 98.2% | 15.8193 | 196.1736 | 22.31% | 683.0554 | 0 | 0% | 879.2289
256 | Alamitos | GREATER LA METRO | {'Del Amo': 5.7, 'Long Beach': 7.3, 'Barre': 7.4, 'Harborgen': 7.5, 'Hinson': 8.0, 'Arcogen': 9.1, 'Lighthipe': 9.1} | 1143.9961 | 65.0239 | 5.684% | 1078.9722 | 94.32% | 7.3572 | 0.6431% | 128.8836 | 11.27% | 27 | 0 | 0% | 0 | 0% | 0 | 0 | 0% | 0 | 0% | 0 | 0% | 1143.9961 | 670.438 | 58.6% | 473.5581 | 1070.8853 | 93.61% | 73.1108 | 1070.8853 | 93.61% | 73.1108 | 0 | 0% | 1143.9961 | 20.1083 | 1.758% | 1123.8878
257 | Shilo III | NORTHERN CALIFORNIA | {'Birds Landing': 3.2, 'Pittsburg': 9.6} | 39677.4336 | 16492.7461 | 41.57% | 23184.6875 | 58.43% | 6228.6553 | 15.7% | 33040.7861 | 83.27% | 6.1099 | 16071.4336 | 40.51% | 0 | 0% | 0 | 0 | 0% | 0 | 0% | 2676.1272 | 6.745% | 37001.3064 | 14957.6797 | 37.7% | 24719.7539 | 15896.0586 | 40.06% | 23781.375 | 20512.1074 | 51.7% | 19165.3262 | 26.9773 | 0.06799% | 39650.4563 | 7445.3579 | 18.76% | 32232.0757
258 | ECO | GREATER IMPERIAL | {'Ocotillo': 9.2} | 3953.145 | 1612.5004 | 40.79% | 2340.6447 | 59.21% | 179.5225 | 4.541% | 2902.2551 | 73.42% | 11.6573 | 47.8199 | 1.21% | 68.2322 | 1.726% | 0 | 2208.8176 | 55.87% | 0 | 0% | 0 | 0% | 3953.145 | 899.025 | 22.74% | 3054.1201 | 1259.7979 | 31.87% | 2693.3472 | 1513.1343 | 38.28% | 2440.0107 | 741.8766 | 18.77% | 3211.2684 | 167.9504 | 4.249% | 3785.1946
259 | IID System | GREATER IMPERIAL | {'Sonora': 7.6, 'Arkansas': 7.8} | 29683.9688 | 3042.8862 | 10.25% | 26641.0825 | 89.75% | 699.0397 | 2.355% | 26620.1829 | 89.68% | 9.5476 | 9659.3535 | 32.54% | 10582.0654 | 35.65% | 0 | 0 | 0% | 0 | 0% | 0 | 0% | 29683.9688 | 22426.1523 | 75.55% | 7257.8164 | 25170.6484 | 84.8% | 4513.3203 | 25170.6484 | 84.8% | 4513.3203 | 0 | 0% | 29683.9688 | 3496.5715 | 11.78% | 26187.3972
260 | Sonora | GREATER IMPERIAL | {'Arkansas': 2.7, 'IID System': 7.6} | 43092.5195 | 15502.6709 | 35.98% | 27589.8486 | 64.02% | 5411.2451 | 12.56% | 37122.6416 | 86.15% | 7 | 18210.5605 | 42.26% | 12422.6592 | 28.83% | 0 | 0 | 0% | 0 | 0% | 5913.2095 | 13.72% | 37179.3101 | 3151.2893 | 7.313% | 39941.2302 | 18247.8477 | 42.35% | 24844.6719 | 18247.8477 | 42.35% | 24844.6719 | 8.1748 | 0.01897% | 43084.3448 | 3016.9883 | 7.001% | 40075.5312
261 | Caliente | SPGE | {'Carrizo Plains': 6.9, 'Solar SS': 8.1} | 28851.7734 | 8847.6396 | 30.67% | 20004.1338 | 69.33% | 5068.1899 | 17.57% | 21085.2944 | 73.08% | 8.4241 | 0 | 0% | 0 | 0% | 0 | 0 | 0% | 0 | 0% | 9106.6221 | 31.56% | 19745.1514 | 5857.6045 | 20.3% | 22994.1689 | 10742.0195 | 37.23% | 18109.7539 | 16423.1816 | 56.92% | 12428.5918 | 12269.9258 | 42.53% | 16581.8477 | 1201.6754 | 4.165% | 27650.098
262 | Regulus | SPGE | {'Lamont': 0.1, 'Grimway': 3.4, 'Magunden': 5.5, 'Columbus': 8.2, 'California Water': 8.9} | 32755.0742 | 4455.627 | 13.6% | 28299.4473 | 86.4% | 0 | 0% | 29384.5137 | 89.71% | 11.6512 | 798.3334 | 2.437% | 27863.0332 | 85.06% | 0 | 0 | 0% | 0 | 0% | 0 | 0% | 32755.0742 | 261.3579 | 0.7979% | 32493.7163 | 3206.7251 | 9.79% | 29548.3491 | 3206.7251 | 9.79% | 29548.3491 | 0 | 0% | 32755.0742 | 8.1295 | 0.02482% | 32746.9447
263 | Geysers 12 | NORTHERN CALIFORNIA | {'Eagle Rock': 6.0} | 13298.207 | 0 | 0% | 13298.207 | 100% | 2180.9446 | 16.4% | 10535.7214 | 79.23% | 6.9 | 512.9987 | 3.858% | 37.6853 | 0.2834% | 0 | 2740.438 | 20.61% | 10436.4922 | 78.48% | 13082.415 | 98.38% | 215.792 | 8658.8174 | 65.11% | 4639.3896 | 13295.8643 | 99.98% | 2.3428 | 13298.207 | 100% | 0 | 6048.2935 | 45.48% | 7249.9136 | 161.6264 | 1.215% | 13136.5807
264 | Solar SS | SPGE | {'Carrizo Plains': 1.1, 'Caliente': 8.1} | 29463.8887 | 7044.3149 | 23.91% | 22419.5737 | 76.09% | 18738.7188 | 63.6% | 10656.7637 | 36.17% | 4.1575 | 3232.6243 | 10.97% | 61.595 | 0.2091% | 0 | 6194.0093 | 21.02% | 0 | 0% | 2538.1633 | 8.614% | 26925.7253 | 7459.4707 | 25.32% | 22004.418 | 12686.4775 | 43.06% | 16777.4111 | 13182.707 | 44.74% | 16281.1816 | 15563.0195 | 52.82% | 13900.8691 | 299.454 | 1.016% | 29164.4346
265 | Olive | SPGE | {'Alpaugh': 4.6} | 24746.5156 | 8814.6338 | 35.62% | 15931.8818 | 64.38% | 1423.3373 | 5.752% | 18407.278 | 74.38% | 10.8389 | 13025.5371 | 52.64% | 6911.4771 | 27.93% | 0 | 0 | 0% | 0 | 0% | 12584.7646 | 50.85% | 12161.751 | 1940.6038 | 7.842% | 22805.9119 | 8882.418 | 35.89% | 15864.0977 | 15125.2578 | 61.12% | 9621.2578 | 0 | 0% | 24746.5156 | 1385.3799 | 5.598% | 23361.1357
266 | 7th Standard | SPGE | {'Renfro': 4.0, 'Lerdo': 4.3, 'Kern Power': 4.5, 'Rosedale': 5.3, 'Kern Oil': 6.2, 'Westpark': 6.8, 'Rio Bravo': 7.3, 'Bakersfield': 8.0, 'Sycamore': 8.0, 'Tevis': 8.3, 'Stockdale': 9.2, 'Tupman': 9.8} | 24530.7207 | 3687.1951 | 15.03% | 20843.5256 | 84.97% | 217.239 | 0.8856% | 21300.0618 | 86.83% | 20 | 1464.535 | 5.97% | 19113.7012 | 77.92% | 0 | 0 | 0% | 0 | 0% | 3086.6033 | 12.58% | 21444.1174 | 0 | 0% | 24530.7207 | 732.8492 | 2.987% | 23797.8715 | 3105.0046 | 12.66% | 21425.7161 | 0 | 0% | 24530.7207 | 570.3555 | 2.325% | 23960.3652
267 | Delevan | NORTHERN CALIFORNIA | {} | 48202.2812 | 7259.0757 | 15.06% | 40943.2056 | 84.94% | 14485.5537 | 30.05% | 32848.5518 | 68.15% | 5.9292 | 12189.6729 | 25.29% | 12777.7002 | 26.51% | 0 | 1874.1829 | 3.888% | 0 | 0% | 20293.1934 | 42.1% | 27909.0879 | 3681.7642 | 7.638% | 44520.5171 | 15419.1221 | 31.99% | 32783.1592 | 34035.0859 | 70.61% | 14167.1953 | 6467.8208 | 13.42% | 41734.4604 | 1192.3511 | 2.474% | 47009.9302
269 | Mustang | SPGE | {'San Luis Obispo': 3.7} | 26293.7422 | 8510.0566 | 32.37% | 17783.6855 | 67.63% | 7506.3457 | 28.55% | 17705.498 | 67.34% | 6.1317 | 12254.5068 | 46.61% | 12917.3047 | 49.13% | 1 | 0 | 0% | 0 | 0% | 4877.6147 | 18.55% | 21416.1274 | 0 | 0% | 26293.7422 | 0 | 0% | 26293.7422 | 4877.6147 | 18.55% | 21416.1274 | 0 | 0% | 26293.7422 | 521.1533 | 1.982% | 25772.5889
270 | Tranquility | SPGE | {'Cheney': 7.6, 'Mendota': 9.5} | 45540.5586 | 22647.6895 | 49.73% | 22892.8691 | 50.27% | 2456.666 | 5.394% | 42265.4473 | 92.81% | 8.1434 | 27436.3047 | 60.25% | 15487.8896 | 34.01% | 1 | 0 | 0% | 0 | 0% | 12354.3691 | 27.13% | 33186.1895 | 0 | 0% | 45540.5586 | 4091.4246 | 8.984% | 41449.134 | 13461.0176 | 29.56% | 32079.541 | 0 | 0% | 45540.5586 | 118.4776 | 0.2602% | 45422.081
271 | Calcite | GREATER KRAMER | {} | 27127.8398 | 11932.25 | 43.99% | 15195.5898 | 56.01% | 0.61667 | 0.002273% | 6555 | 24.16% | 32.5 | 1618.3451 | 5.966% | 148.3374 | 0.5468% | 0 | 0 | 0% | 0 | 0% | 14252.3457 | 52.54% | 12875.4941 | 5593.7729 | 20.62% | 21534.0669 | 3054.3025 | 11.26% | 24073.5374 | 14548.2656 | 53.63% | 12579.5742 | 2780.8005 | 10.25% | 24347.0393 | 424.1683 | 1.564% | 26703.6715
272 | Trout Canyon (fka Crazy Eyes) | SNV ELDORADO DESERT | {'Carpenter Canyon (fka Gamebird)': 9.1, 'Sandy': 9.4} | 0 | 0 | 0% | 0 | 100% | 0 | 0% | 0 | 0% |  | 0 | 0% | 0 | 0% | 0 | 0 | 0% | 0 | 0% | 0 | 0% | 0 | 0 | 0% | 0 | 0 | 0% | 0 | 0 | 0% | 0 | 0 | 0% | 0 | 0 | 0% | 0
273 | Delaney | ARIZONA MINOR | {} | 0 | 0 | 0% | 0 | 100% | 0 | 0% | 0 | 0% |  | 0 | 0% | 0 | 0% | 0 | 0 | 0% | 0 | 0% | 0 | 0% | 0 | 0 | 0% | 0 | 0 | 0% | 0 | 0 | 0% | 0 | 0 | 0% | 0 | 0 | 0% | 0
274 | Desert View | SNV ELDORADO DESERT | {} | 0 | 0 | 0% | 0 | 100% | 0 | 0% | 0 | 0% |  | 0 | 0% | 0 | 0% | 0 | 0 | 0% | 0 | 0% | 0 | 0% | 0 | 0 | 0% | 0 | 0 | 0% | 0 | 0 | 0% | 0 | 0 | 0% | 0 | 0 | 0% | 0
275 | Carpenter Canyon (fka Gamebird) | SNV ELDORADO DESERT | {'Pahrump': 4.5, 'Trout Canyon (fka Crazy Eyes)': 9.1} | 0 | 0 | 0% | 0 | 100% | 0 | 0% | 0 | 0% |  | 0 | 0% | 0 | 0% | 0 | 0 | 0% | 0 | 0% | 0 | 0% | 0 | 0 | 0% | 0 | 0 | 0% | 0 | 0 | 0% | 0 | 0 | 0% | 0 | 0 | 0% | 0
276 | Hassayampa | ARIZONA MINOR | {'Palo Verde': 2.7} | 0 | 0 | 0% | 0 | 100% | 0 | 0% | 0 | 0% |  | 0 | 0% | 0 | 0% | 0 | 0 | 0% | 0 | 0% | 0 | 0% | 0 | 0 | 0% | 0 | 0 | 0% | 0 | 0 | 0% | 0 | 0 | 0% | 0 | 0 | 0% | 0
277 | Hoodoo Wash | ARIZONA MINOR | {} | 0 | 0 | 0% | 0 | 100% | 0 | 0% | 0 | 0% |  | 0 | 0% | 0 | 0% | 0 | 0 | 0% | 0 | 0% | 0 | 0% | 0 | 0 | 0% | 0 | 0 | 0% | 0 | 0 | 0% | 0 | 0 | 0% | 0 | 0 | 0% | 0
278 | Innovation | SNV ELDORADO DESERT | {} | 0 | 0 | 0% | 0 | 100% | 0 | 0% | 0 | 0% |  | 0 | 0% | 0 | 0% | 0 | 0 | 0% | 0 | 0% | 0 | 0% | 0 | 0 | 0% | 0 | 0 | 0% | 0 | 0 | 0% | 0 | 0 | 0% | 0 | 0 | 0% | 0
279 | Lathrop | SNV ELDORADO DESERT | {} | 0 | 0 | 0% | 0 | 100% | 0 | 0% | 0 | 0% |  | 0 | 0% | 0 | 0% | 0 | 0 | 0% | 0 | 0% | 0 | 0% | 0 | 0 | 0% | 0 | 0 | 0% | 0 | 0 | 0% | 0 | 0 | 0% | 0 | 0 | 0% | 0
280 | Mohave | SNV ELDORADO DESERT | {} | 0 | 0 | 0% | 0 | 100% | 0 | 0% | 0 | 0% |  | 0 | 0% | 0 | 0% | 0 | 0 | 0% | 0 | 0% | 0 | 0% | 0 | 0 | 0% | 0 | 0 | 0% | 0 | 0 | 0% | 0 | 0 | 0% | 0 | 0 | 0% | 0
281 | Pahrump | SNV ELDORADO DESERT | {'Carpenter Canyon (fka Gamebird)': 4.5, 'Vista (VEA)': 8.6} | 0 | 0 | 0% | 0 | 100% | 0 | 0% | 0 | 0% |  | 0 | 0% | 0 | 0% | 0 | 0 | 0% | 0 | 0% | 0 | 0% | 0 | 0 | 0% | 0 | 0 | 0% | 0 | 0 | 0% | 0 | 0 | 0% | 0 | 0 | 0% | 0
282 | Palo Verde | ARIZONA MINOR | {'Hassayampa': 2.7} | 0 | 0 | 0% | 0 | 100% | 0 | 0% | 0 | 0% |  | 0 | 0% | 0 | 0% | 0 | 0 | 0% | 0 | 0% | 0 | 0% | 0 | 0 | 0% | 0 | 0 | 0% | 0 | 0 | 0% | 0 | 0 | 0% | 0 | 0 | 0% | 0
283 | Primm | SNV ELDORADO DESERT | {'Ivanpah': 9.5} | 0.61431 | 0 | 0% | 0.61431 | 100% | 0.37504 | 61.05% | 0 | 0% | 2.6101 | 0 | 0% | 0 | 0% | 0 | 0 | 0% | 0 | 0% | 0.33561 | 54.63% | 0.2787 | 0.33561 | 54.63% | 0.2787 | 0 | 0% | 0.61431 | 0.33561 | 54.63% | 0.2787 | 0.27869 | 45.37% | 0.33561 | 0 | 0% | 0.61431
284 | Sloan Canyon (fka Bob) | SNV ELDORADO DESERT | {'Eldorado': 5.2} | 0 | 0 | 0% | 0 | 100% | 0 | 0% | 0 | 0% |  | 0 | 0% | 0 | 0% | 0 | 0 | 0% | 0 | 0% | 0 | 0% | 0 | 0 | 0% | 0 | 0 | 0% | 0 | 0 | 0% | 0 | 0 | 0% | 0 | 0 | 0% | 0
285 | Valley (VEA) | SNV ELDORADO DESERT | {} | 891.2367 | 0 | 0% | 891.2367 | 100% | 890.7764 | 99.95% | 0 | 0% | 1.156 | 0 | 0% | 0 | 0% | 0 | 0 | 0% | 0 | 0% | 0 | 0% | 891.2367 | 0 | 0% | 891.2367 | 0 | 0% | 891.2367 | 0 | 0% | 891.2367 | 891.2367 | 100% | 0 | 0 | 0% | 891.2367
286 | Vista (VEA) | SNV ELDORADO DESERT | {'Pahrump': 8.6} | 0 | 0 | 0% | 0 | 100% | 0 | 0% | 0 | 0% |  | 0 | 0% | 0 | 0% | 0 | 0 | 0% | 0 | 0% | 0 | 0% | 0 | 0 | 0% | 0 | 0 | 0% | 0 | 0 | 0% | 0 | 0 | 0% | 0 | 0 | 0% | 0
287 | Bay Boulevard | SAN DIEGO | {'Silvergate': 6.6, 'Miguel': 8.1} | 619.2872 | 133.6334 | 21.58% | 485.6538 | 78.42% | 106.4746 | 17.19% | 220.4342 | 35.59% | 11.0211 | 0 | 0% | 0 | 0% | 0 | 0 | 0% | 0 | 0% | 61.9286 | 10% | 557.3585 | 396.3091 | 63.99% | 222.978 | 478.6791 | 77.3% | 140.608 | 478.6791 | 77.3% | 140.608 | 0 | 0% | 619.2872 | 45.3568 | 7.324% | 573.9303
288 | Beatty | SNV ELDORADO DESERT | {} | 0 | 0 | 0% | 0 | 100% | 0 | 0% | 0 | 0% |  | 0 | 0% | 0 | 0% | 0 | 0 | 0% | 0 | 0% | 0 | 0% | 0 | 0 | 0% | 0 | 0 | 0% | 0 | 0 | 0% | 0 | 0 | 0% | 0 | 0 | 0% | 0
289 | Lee Lake (Proposed) | RIVERSIDE | {} | 10574.1875 | 1361.5078 | 12.88% | 9212.6797 | 87.12% | 777.0414 | 7.348% | 5578.5392 | 52.76% | 16.8656 | 190.2417 | 1.799% | 0.82005 | 0.007755% | 0 | 2165.3193 | 20.48% | 6928.3633 | 65.52% | 4916.9849 | 46.5% | 5657.2026 | 4624.9463 | 43.74% | 5949.2412 | 6085.146 | 57.55% | 4489.0415 | 8691.8291 | 82.2% | 1882.3584 | 3973.6533 | 37.58% | 6600.5342 | 993.3392 | 9.394% | 9580.8483
290 | Leprino Jct | SPGE | {'Henrietta': 3.9} | 31011.2578 | 20086.127 | 64.77% | 10925.1309 | 35.23% | 589.7458 | 1.902% | 23606.1292 | 76.12% | 14.0435 | 25028.1582 | 80.71% | 109.3256 | 0.3525% | 0 | 0 | 0% | 0 | 0% | 9623.8516 | 31.03% | 21387.4062 | 0 | 0% | 31011.2578 | 0 | 0% | 31011.2578 | 9623.8516 | 31.03% | 21387.4062 | 0 | 0% | 31011.2578 | 1929.2438 | 6.221% | 29082.014
291 | Mead | SNV ELDORADO DESERT | {} | 0 | 0 | 0% | 0 | 100% | 0 | 0% | 0 | 0% |  | 0 | 0% | 0 | 0% | 0 | 0 | 0% | 0 | 0% | 0 | 0% | 0 | 0 | 0% | 0 | 0 | 0% | 0 | 0 | 0% | 0 | 0 | 0% | 0 | 0 | 0% | 0
292 | Quinto | SPGE | {'Los Banos': 5.3} | 24306.0098 | 4177.4258 | 17.19% | 20128.584 | 82.81% | 7491.9326 | 30.82% | 15327.7314 | 63.06% | 13.0348 | 4375.4468 | 18% | 6560.6611 | 26.99% | 1 | 0 | 0% | 0 | 0% | 13230.1035 | 54.43% | 11075.9062 | 41.0939 | 0.1691% | 24264.9159 | 2471.7214 | 10.17% | 21834.2883 | 13230.1035 | 54.43% | 11075.9062 | 1624.688 | 6.684% | 22681.3218 | 884.8733 | 3.641% | 23421.1365
293 | Sandy | SNV ELDORADO DESERT | {'Trout Canyon (fka Crazy Eyes)': 9.4} | 0 | 0 | 0% | 0 | 100% | 0 | 0% | 0 | 0% |  | 0 | 0% | 0 | 0% | 0 | 0 | 0% | 0 | 0% | 0 | 0% | 0 | 0 | 0% | 0 | 0 | 0% | 0 | 0 | 0% | 0 | 0 | 0% | 0 | 0 | 0% | 0
294 | Eldorado | SNV ELDORADO DESERT | {'Sloan Canyon (fka Bob)': 5.2} | 0 | 0 | 0% | 0 | 100% | 0 | 0% | 0 | 0% |  | 0 | 0% | 0 | 0% | 0 | 0 | 0% | 0 | 0% | 0 | 0% | 0 | 0 | 0% | 0 | 0 | 0% | 0 | 0 | 0% | 0 | 0 | 0% | 0 | 0 | 0% | 0
295 | Fink (Proposed) | SPGE | {} | 38008.9062 | 3072.4749 | 8.084% | 34936.4314 | 91.92% | 13720.0752 | 36.1% | 22226.6592 | 58.48% | 6.9209 | 1460.3864 | 3.842% | 16391.7617 | 43.13% | 1 | 5366.5645 | 14.12% | 0 | 0% | 11689.1865 | 30.75% | 26319.7197 | 4669.1294 | 12.28% | 33339.7769 | 8039.1382 | 21.15% | 29969.7681 | 19007.6836 | 50.01% | 19001.2227 | 10934.0986 | 28.77% | 27074.8076 | 735.8337 | 1.936% | 37273.0726
296 | New Sub - Gates - Midway (Proposed) | SPGE | {'Arco': 8.7} | 49232.1211 | 20041.8652 | 40.71% | 29190.2559 | 59.29% | 11734.3301 | 23.83% | 33954.3301 | 68.97% | 6.8736 | 14917.9912 | 30.3% | 10789.9297 | 21.92% | 1 | 0 | 0% | 0 | 0% | 14699.3672 | 29.86% | 34532.7539 | 4358.7905 | 8.854% | 44873.3306 | 6053.8184 | 12.3% | 43178.3027 | 17736.584 | 36.03% | 31495.5371 | 0 | 0% | 49232.1211 | 3209.019 | 6.518% | 46023.1021
297 | New Sub - Rancho Seco - Bellota (Proposed) | NORTHERN CALIFORNIA | {'Camanche': 5.8, 'Bellota': 8.2, 'Lockeford': 9.0} | 40541.6289 | 2973.2542 | 7.334% | 37568.3748 | 92.67% | 7342.8379 | 18.11% | 25870.6465 | 63.81% | 11.55 | 5852.3809 | 14.44% | 2797.4497 | 6.9% | 1 | 10457.7686 | 25.8% | 0 | 0% | 26429.6523 | 65.19% | 14111.9766 | 21559.3477 | 53.18% | 18982.2812 | 28652.8164 | 70.68% | 11888.8125 | 33398.7734 | 82.38% | 7142.8555 | 19532.6641 | 48.18% | 21008.9648 | 9009.6826 | 22.22% | 31531.9463
298 | New Sub - Midway - Wheeler Ridge (Proposed) | SPGE | {'Elk Hills': 9.4} | 46920.0508 | 9284.9141 | 19.79% | 37635.1367 | 80.21% | 9030.0244 | 19.25% | 36769.7764 | 78.37% | 5.7778 | 16213.5078 | 34.56% | 23438.3477 | 49.95% | 1 | 0 | 0% | 0 | 0% | 4058.3542 | 8.65% | 42861.6965 | 15064.1924 | 32.11% | 31855.8584 | 20161.2715 | 42.97% | 26758.7793 | 20678.1758 | 44.07% | 26241.875 | 0 | 0% | 46920.0508 | 238.6321 | 0.5086% | 46681.4187
299 | Suncrest - Ocotillo (Proposed) | GREATER IMPERIAL | {} | 29949.2773 | 575.3284 |  | 29373.9489 |  | 17565.957 |  | 11589.1934 |  | 4.9213 | 102.0953 |  | 16.6796 |  |  | 183.5102 |  | 29765.7695 |  | 0.36332 |  |  | 9683.7539 |  |  | 12527.333 |  |  | 16051.8613 |  |  | 22728.1289 |  |  | 836.2131
300 | New Sub - North Gila - IV (Proposed) | GREATER IMPERIAL | {'High Line': 4.3} | 15414.3184 | 1331.2429 | 8.636% | 14083.0754 | 91.36% | 10451.0137 | 67.8% | 4545.1602 | 29.49% | 4.1196 | 891.8787 | 5.786% | 3246.5598 | 21.06% | 0 | 0 | 0% | 0 | 0% | 0 | 0% | 15414.3184 | 11196.4268 | 72.64% | 4217.8916 | 11196.4268 | 72.64% | 4217.8916 | 11196.4268 | 72.64% | 4217.8916 | 5503.8398 | 35.71% | 9910.4785 | 2038.5464 | 13.23% | 13375.772
301 | New Sub - Lugo - Pisgah (Proposed) | GREATER KRAMER | {} | 26930.5449 | 5229.0801 | 19.42% | 21701.4648 | 80.58% | 4021.137 | 14.93% | 11733.4861 | 43.57% | 63 | 13.3437 | 0.04955% | 0 | 0% | 0 | 0 | 0% | 0 | 0% | 26.9878 | 0.1002% | 26903.5571 | 1813.4041 | 6.734% | 25117.1409 | 1663.7511 | 6.178% | 25266.7938 | 2465.3093 | 9.154% | 24465.2356 | 21264.6816 | 78.96% | 5665.8633 | 9.3278 | 0.03464% | 26921.2171
|  |  |  | 38935.2969 | 3171.8428 |  | 35763.4541 |  | 12619.1689 |  | 24076.6592 |  | 7.5263 | 1462.2311 |  | 18514.0234 |  |  | 4532.2656 |  | 0 |  | 10916.8701 |  |  | 4508.6675 |  |  | 7514.2266 |  |  | 17874.0801 |  |  | 9792.4531 |  |  | 735.0707
|  |  |  | 0 | 0 |  | 0 |  | 0 |  | 0 |  |  | 0 |  | 0 |  |  | 0 |  | 0 |  | 0 |  |  | 0 |  |  | 0 |  |  | 0 |  |  | 0 |  |  | 0

## LandEnv_Solar_Data_10mi
CEC calculated land-use and environmental data criteria for in-state substations at a 10 mile radius for solar resource potential.
|  |  |  | Res. Potential Base (after techno-economic & protected areas exclusisons) | Res. Potential after Core Land Use Screen (Lower Implications Land) | Percentage of Base Potential w/ Lower Implications | Res. Potential excluded by Core screen (Higher Implications Land) | Percentage of Base Potential w/ Higher Implications | Base Res. Potential w/ Parcelization value less than 6 | Percentage of Base Potential w/ Parcelization value less than 6 | Base Res. Potential w/ Parcelization value less than 30 & greater than 6 | Percentage of Base Potential w/ Parcelization value less than 30 & greater than 6 | 10th Percentile Parcelization Value | Base Res. Potential w/ Low Cropland Index Values | Percentage of Base Potential w/ Low Cropland Index Values | Base Res. Potential w/ High Cropland Index Values | Percentage of Base Potential w/ High Cropland Index Values | Substation in or near a Critically Overdrafted Groundwater Basin | Base Res. Potential w/ Tier 2 Fire Threat | Percentage of Base Potential w/ Tier 2 Fire Threat | Base Res. Potential w/ Tier 3 Fire Threat | Percentage of Base Potential w/ Tier 3 Fire Threat | Base Res. Potential w/ ACE Terrestrial Connectivity, 4 or 5, (High Implications) | Percentage of Base Potential w/ Terrestrial Connectivity High Implications | Base Res. Potential w/ Terrestrial Connectivity Low Implications | Base Res. Potential w/ ACE Biodiversity, 5, (High Implications) | Percentage of Base Potential w/ Biodiversity High Implications | Base Res. Potential w/ Biodiversity Low Implications | Base Res. Potential w/ ACE Irreplaceability, 4 or 5, (High Implications) | Percentage of Base Potential w/ Irreplaceability High Implications | Base Res. Potential w/ Irreplaceability Low Implications | Base Res. Potential w/ Any of the three ACE datasets High Implications | Percentage of Base Potential w/ Any of the three ACE datasets High Implications | Base Res. Potential w/ Any of the three ACE datasets Low Implications | Base Res. Potential w/ High Terrestrial Landscape Intactness | Percentage of Base Potential w/ High Terrestrial Landscape Intactness | Base Res. Potential w/ Low Terrestrial Landscape Intactness | Base Res. Potential w/ Classified as Wetlands | Percentage of Base Potential w/ Classified as Wetlands | Base Res. Potential w/ Not Classified as Wetlands
Blue columns indicate additional data calculate/added by CPUC staff in dashboard.
Distance in miles to nearby substations
OBJECTID | IRP_Substation_Name | RESOLVE_Solar_Area | Overlaps | RPB_Acres | TRP_Acres | Perc_TRP | High_Implication_Acres | Perc_HighImplication | Parcels_LT_6 | Perc_ParcLT6 | Parcels_LT_30_GT6 | Perc_ParcLT30GT6 | 10th Percentile Parcelization | LowCrop_Acres | Perc_LowCrop | HighCrop_Acres | Perc_HighCrop | Critically overdrafted basin | FT_Tier2_Acres | Perc_FT_Tier2 | FT_Tier3_Acres | Perc_FT_Tier3 | Conn45_Acres | Perc_Conn45 | Low Conn Acres | Bio5_Acres | Perc_Bio5 | Low Bio Acres | Irr45_Acres | Perc_Irr45 | Low Irr Acres | ACE_All_Acres | Perc_AllACE | Low AllACE Acres | High_Intact_Acres | Perc_HighIntact | LowIntact Acres | Wetlands_Acres | Perc_Wetlands | Not Wetlands Acres
1 | East Shore | NORTHERN CALIFORNIA | {'Newark': 11.2, 'Martin (San Francisco H)': 16.9, 'Los Esteros': 17.0, 'Schulte Switching Station': 19.3} | 18230.2031 | 2110.1926 | 11.58% | 16120.0105 | 88.42% | 1086.1808 | 5.958% | 13045.2948 | 71.56% | 59.5 | 0 | 0% | 0 | 0% | 0 | 844.2063 | 4.631% | 10368.2979 | 56.87% | 8328.5566 | 45.69% | 9901.6465 | 3565.0688 | 19.56% | 14665.1343 | 11954.7705 | 65.58% | 6275.4326 | 15000.1572 | 82.28% | 3230.0459 | 8665.1611 | 47.53% | 9565.042 | 1815.2126 | 9.957% | 16414.9905
2 | Newark | NORTHERN CALIFORNIA | {'Los Esteros': 5.9, 'Schulte Switching Station': 8.7, 'East Shore': 11.2, 'Hicks': 19.0} | 18078.623 | 1592.2781 | 8.808% | 16486.345 | 91.19% | 3676.2083 | 20.33% | 12537.4255 | 69.35% | 10.37 | 54.9619 | 0.304% | 120.4407 | 0.6662% | 0 | 9923.1699 | 54.89% | 2840.136 | 15.71% | 10640.3828 | 58.86% | 7438.2402 | 7514.0854 | 41.56% | 10564.5376 | 11502.0127 | 63.62% | 6576.6104 | 14268.3721 | 78.92% | 3810.251 | 8477.8223 | 46.89% | 9600.8008 | 1958.6526 | 10.83% | 16119.9705
3 | Tesla | NORTHERN CALIFORNIA | {'Green Ridge Midway': 1.6, 'Kelso': 6.2, 'Delta Switching Yard': 6.8, 'Cayetano': 11.4, 'Brentwood': 15.5, 'Vierra': 17.0, 'Lone Tree': 19.3} | 121683.1797 | 1735.4368 | 1.426% | 119947.7429 | 98.57% | 37485.9531 | 30.81% | 72029.2266 | 59.19% | 13.81 | 6469.7407 | 5.317% | 25026.0469 | 20.57% | 0 | 12566.752 | 10.33% | 0 | 0% | 87400.125 | 71.83% | 34283.0547 | 68399.7266 | 56.21% | 53283.4531 | 70884.3438 | 58.25% | 50798.8359 | 100410.7109 | 82.52% | 21272.4688 | 32572.8848 | 26.77% | 89110.2949 | 6249.9834 | 5.136% | 115433.1963
4 | Cabrillo | SPGE | {'Sisquoc': 17.3} | 91688.5312 | 7779.3428 | 8.485% | 83909.1885 | 91.52% | 50436.3516 | 55.01% | 40090.4141 | 43.72% | 4.8516 | 5561.7534 | 6.066% | 9662.1641 | 10.54% | 0 | 75156.9141 | 81.97% | 0 | 0% | 47119.3789 | 51.39% | 44569.1523 | 3988.8674 | 4.35% | 87699.6638 | 42268.6914 | 46.1% | 49419.8398 | 72640.8594 | 79.23% | 19047.6719 | 41770.4531 | 45.56% | 49918.0781 | 4938.856 | 5.387% | 86749.6753
5 | Honcut | NORTHERN CALIFORNIA | {'Palermo': 10.1, 'Pease': 11.0, 'East Marysville': 11.0, 'Wyandotte': 12.2, 'Thermalito': 13.5, 'Olivehurst': 16.0, 'Table Mountain': 16.4} | 145143.9375 | 6275.2437 | 4.323% | 138868.6938 | 95.68% | 3244.6443 | 2.235% | 103506.8635 | 71.31% | 15.909 | 49671.4492 | 34.22% | 52353.4297 | 36.07% | 0 | 6652.4927 | 4.583% | 0 | 0% | 114059.1641 | 78.58% | 31084.7734 | 10567.5273 | 7.281% | 134576.4102 | 29927.3477 | 20.62% | 115216.5898 | 122076.8984 | 84.11% | 23067.0391 | 6677.7153 | 4.601% | 138466.2222 | 18570.8887 | 12.79% | 126573.0488
6 | Palermo | NORTHERN CALIFORNIA | {'Wyandotte': 2.9, 'Thermalito': 7.4, 'Table Mountain': 9.7, 'Honcut': 10.1} | 91388.5625 | 3601.2729 | 3.941% | 87787.2896 | 96.06% | 1949.5338 | 2.133% | 57773.1732 | 63.22% | 17.4115 | 13830.2139 | 15.13% | 8462.0527 | 9.259% | 0 | 41021.6875 | 44.89% | 1708.2311 | 1.869% | 79385.7422 | 86.87% | 12002.8203 | 10705.542 | 11.71% | 80683.0205 | 11826.6875 | 12.94% | 79561.875 | 85219.0391 | 93.25% | 6169.5234 | 26041.5039 | 28.5% | 65347.0586 | 16990.2969 | 18.59% | 74398.2656
7 | Table Mountain | NORTHERN CALIFORNIA | {'Thermalito': 2.9, 'Wyandotte': 7.1, 'Palermo': 9.7, 'Honcut': 16.4} | 115375.0156 | 8459.0537 | 7.332% | 106915.9619 | 92.67% | 17608.0938 | 15.26% | 83022.4141 | 71.96% | 10.8805 | 53974.2383 | 46.78% | 8106.0034 | 7.026% | 0 | 23034.8164 | 19.97% | 1780.5966 | 1.543% | 81285.1016 | 70.45% | 34089.9141 | 25951.377 | 22.49% | 89423.6387 | 68156.7578 | 59.07% | 47218.2578 | 104654.4688 | 90.71% | 10720.5469 | 18023.7988 | 15.62% | 97351.2168 | 22289.082 | 19.32% | 93085.9336
8 | Wyandotte | NORTHERN CALIFORNIA | {'Palermo': 2.9, 'Thermalito': 5.1, 'Table Mountain': 7.1, 'Honcut': 12.2} | 90653.2656 | 3820.3799 | 4.214% | 86832.8857 | 95.79% | 2174.179 | 2.398% | 60379.7898 | 66.61% | 15.4538 | 20914.459 | 23.07% | 5711.73 | 6.301% | 0 | 35886.6133 | 39.59% | 2325.563 | 2.565% | 73306.4531 | 80.86% | 17346.8125 | 15801.126 | 17.43% | 74852.1396 | 20611.7305 | 22.74% | 70041.5352 | 84738.1094 | 93.47% | 5915.1562 | 21715.9746 | 23.95% | 68937.291 | 19103.2598 | 21.07% | 71550.0059
9 | Cortina | NORTHERN CALIFORNIA | {'Delevan': 17.3} | 163648.8281 | 4053.677 | 2.477% | 159595.1511 | 97.52% | 43672.0859 | 26.69% | 116664.7734 | 71.29% | 6.4827 | 36342.3359 | 22.21% | 61908.1172 | 37.83% | 0 | 38480.7891 | 23.51% | 0 | 0% | 60589.7852 | 37.02% | 103059.043 | 20405.8398 | 12.47% | 143242.9883 | 74412.3594 | 45.47% | 89236.4688 | 119531.4453 | 73.04% | 44117.3828 | 45102.707 | 27.56% | 118546.1211 | 1918.9612 | 1.173% | 161729.8669
10 | Etiwanda | GREATER LA METRO | {'Rancho Vista': 0.4, 'Mira Loma': 6.0, 'Padua': 6.8, 'Chino': 10.7, 'Vista': 12.4, 'San Bernardino': 16.6} | 8023.2383 | 3182.3269 | 39.66% | 4840.9114 | 60.34% | 334.2876 | 4.166% | 2120.4717 | 26.43% | 52.25 | 371.029 | 4.624% | 1122.7878 | 13.99% | 0 | 1452.4868 | 18.1% | 2261.4963 | 28.19% | 3714.3381 | 46.29% | 4308.9001 | 3008.8872 | 37.5% | 5014.3511 | 2751.2117 | 34.29% | 5272.0266 | 3714.3381 | 46.29% | 4308.9001 | 1884.4049 | 23.49% | 6138.8334 | 403.7071 | 5.032% | 7619.5312
11 | Brentwood | NORTHERN CALIFORNIA | {'Lone Tree': 4.9, 'Contra Costa': 8.0, 'Delta Switching Yard': 8.7, 'Kelso': 9.3, 'Cayetano': 13.5, 'Green Ridge Midway': 14.2, 'Pittsburg': 14.5, 'Tesla': 15.5, 'Clayton': 16.0, 'Birds Landing': 16.5, 'Stagg': 18.6, 'Eight Mile': 19.0, 'Shilo III': 19.6} | 89947.5391 | 1875.7393 | 2.085% | 88071.7998 | 97.91% | 27771.0762 | 30.87% | 50396.916 | 56.03% | 7 | 12043.0039 | 13.39% | 34722.6367 | 38.6% | 0 | 17215.1484 | 19.14% | 2733.2483 | 3.039% | 36175.7734 | 40.22% | 53771.7656 | 35635.0508 | 39.62% | 54312.4883 | 36620.8203 | 40.71% | 53326.7188 | 54147.9805 | 60.2% | 35799.5586 | 7317.1748 | 8.135% | 82630.3643 | 10339.0928 | 11.49% | 79608.4463
12 | Clayton | NORTHERN CALIFORNIA | {'Pittsburg': 7.5, 'Martinez': 9.4, 'Contra Costa': 10.9, 'Lone Tree': 11.4, 'Birds Landing': 14.6, 'Brentwood': 16.0, 'Shilo III': 16.9, 'Cayetano': 17.8, 'Carquinez': 18.3} | 19484.4121 | 1594.1085 | 8.181% | 17890.3036 | 91.82% | 1560.6927 | 8.01% | 13176.0905 | 67.62% | 7.9675 | 24.2623 | 0.1245% | 0.096905 | 0.0004973% | 0 | 8384 | 43.03% | 4622.0947 | 23.72% | 9016.9697 | 46.28% | 10467.4424 | 14013.6699 | 71.92% | 5470.7422 | 11991.6895 | 61.55% | 7492.7227 | 14991.9268 | 76.94% | 4492.4854 | 6680.0728 | 34.28% | 12804.3394 | 5993.2236 | 30.76% | 13491.1885
13 | Contra Costa | NORTHERN CALIFORNIA | {'Lone Tree': 3.9, 'Pittsburg': 6.7, 'Brentwood': 8.0, 'Birds Landing': 9.0, 'Clayton': 10.9, 'Shilo III': 12.2, 'Delta Switching Yard': 16.3, 'Kelso': 17.1, 'Cayetano': 18.0, 'Martinez': 18.2, 'Grand Island': 19.1} | 63629.2422 | 16248.3086 | 25.54% | 47380.9336 | 74.46% | 9629.627 | 15.13% | 44115.6855 | 69.33% | 8.3012 | 18481.8594 | 29.05% | 6321.0947 | 9.934% | 0 | 12769.9717 | 20.07% | 3105.5959 | 4.881% | 14598.1475 | 22.94% | 49031.0947 | 31918.0645 | 50.16% | 31711.1777 | 29406.1348 | 46.21% | 34223.1074 | 33696.7344 | 52.96% | 29932.5078 | 7968.8345 | 12.52% | 55660.4077 | 10439.8799 | 16.41% | 53189.3623
14 | Pittsburg | NORTHERN CALIFORNIA | {'Contra Costa': 6.7, 'Birds Landing': 7.1, 'Clayton': 7.5, 'Shilo III': 9.6, 'Lone Tree': 9.7, 'Martinez': 12.0, 'Brentwood': 14.5, 'Peabody': 17.6, 'Carquinez': 19.5} | 51442.5625 | 16666.8633 | 32.4% | 34775.6992 | 67.6% | 12147.0176 | 23.61% | 34711.6504 | 67.48% | 6.2766 | 16216.7314 | 31.52% | 5.6294 | 0.01094% | 0 | 5868.2676 | 11.41% | 272.2439 | 0.5292% | 12431.082 | 24.16% | 39011.4805 | 23821.4883 | 46.31% | 27621.0742 | 18712.6133 | 36.38% | 32729.9492 | 28490.8633 | 55.38% | 22951.6992 | 3378.8916 | 6.568% | 48063.6709 | 14607.7109 | 28.4% | 36834.8516
15 | San Bernardino | RIVERSIDE | {'Vista': 5.3, 'El Casco': 12.1, 'Etiwanda': 16.6, 'Rancho Vista': 17.0, 'Mira Loma': 19.3} | 33478.2539 | 1776.462 | 5.306% | 31701.7919 | 94.69% | 6392.5239 | 19.09% | 14601.0835 | 43.61% | 26.8052 | 170.979 | 0.5107% | 585.6027 | 1.749% | 0 | 1884.5396 | 5.629% | 30503.9453 | 91.12% | 11526.8877 | 34.43% | 21951.3662 | 15496.9863 | 46.29% | 17981.2676 | 18815.3125 | 56.2% | 14662.9414 | 27143.9316 | 81.08% | 6334.3223 | 14652.167 | 43.77% | 18826.0869 | 1687.3988 | 5.04% | 31790.8551
16 | Placerville | NORTHERN CALIFORNIA | {'Gold Hill': 19.7} | 97005.9219 | 4571.0913 | 4.712% | 92434.8306 | 95.29% | 5581.0693 | 5.753% | 25526.8721 | 26.31% | 35 | 834.9778 | 0.8607% | 1103.2019 | 1.137% | 0 | 48028.5859 | 49.51% | 47742.0664 | 49.22% | 84044.6016 | 86.64% | 12961.3203 | 25209.0664 | 25.99% | 71796.8555 | 33398.3086 | 34.43% | 63607.6133 | 90314.4062 | 93.1% | 6691.5156 | 24025.9609 | 24.77% | 72979.9609 | 3263.249 | 3.364% | 93742.6729
17 | Cantua | SPGE | {'Schindler': 11.4, 'Tranquility': 11.6, 'Helm': 14.5, 'Cheney': 17.6} | 176773.625 | 44424.6602 | 25.13% | 132348.9648 | 74.87% | 60581.6875 | 34.27% | 114773.7969 | 64.93% | 5.6694 | 44699.1055 | 25.29% | 76889.6875 | 43.5% | 1 | 0 | 0% | 0 | 0% | 64657.1523 | 36.58% | 112116.4727 | 0.11014 | 6.23e-05% | 176773.5149 | 14457.7852 | 8.179% | 162315.8398 | 67741.4453 | 38.32% | 109032.1797 | 37232.0156 | 21.06% | 139541.6094 | 811.894 | 0.4593% | 175961.731
18 | Cheney | SPGE | {'Panoche': 3.1, 'Mendota': 7.3, 'Tranquility': 7.6, 'Cantua': 17.6, 'Oro Loma': 18.8, 'Newhall': 19.7, 'Helm': 20.0} | 170779.0781 | 40707.0742 | 23.84% | 130072.0039 | 76.16% | 28751.8828 | 16.84% | 139776.5391 | 81.85% | 6.5862 | 46692.6953 | 27.34% | 90413.0469 | 52.94% | 0 | 0 | 0% | 0 | 0% | 44279.582 | 25.93% | 126499.4961 | 14735.2529 | 8.628% | 156043.8252 | 43316.3633 | 25.36% | 127462.7148 | 63986.1484 | 37.47% | 106792.9297 | 17827.9082 | 10.44% | 152951.1699 | 672.2604 | 0.3936% | 170106.8177
19 | Gates | SPGE | {'Avenal': 11.2, 'Henrietta': 14.2, 'Leprino Jct': 17.7, 'Schindler': 18.1} | 161252.7969 | 22151.9648 | 13.74% | 139100.832 | 86.26% | 34751.9609 | 21.55% | 123889.3203 | 76.83% | 7 | 18502.998 | 11.47% | 113627.9766 | 70.47% | 1 | 0 | 0% | 0 | 0% | 28316.2715 | 17.56% | 132936.5254 | 10469.7344 | 6.493% | 150783.0625 | 24398.9785 | 15.13% | 136853.8184 | 44566.2852 | 27.64% | 116686.5117 | 1454.252 | 0.9018% | 159798.5449 | 752.9043 | 0.4669% | 160499.8926
20 | Helm | SPGE | {'Mc Mullin': 10.4, 'Tranquility': 12.7, 'Schindler': 13.2, 'Cantua': 14.5, 'Mendota': 18.0, 'Kearney': 18.1, 'Cheney': 20.0} | 177735.7188 | 89203.8984 | 50.19% | 88531.8203 | 49.81% | 42168.8438 | 23.73% | 129182.1094 | 72.68% | 6.9156 | 130392.7109 | 73.36% | 35260.5938 | 19.84% | 1 | 0 | 0% | 0 | 0% | 47702.4102 | 26.84% | 130033.3086 | 23194.4473 | 13.05% | 154541.2715 | 24813.3965 | 13.96% | 152922.3223 | 63431.4727 | 35.69% | 114304.2461 | 0 | 0% | 177735.7188 | 5060.5952 | 2.847% | 172675.1235
21 | Kearney | SPGE | {'West Fresno': 3.6, 'Cal Ave': 6.6, 'Malaga': 8.7, 'Mc Mullin': 9.7, 'Gregg': 10.3, 'McCall': 15.0, 'Sanger': 15.1, 'Borden': 16.0, 'Helm': 18.1} | 116073.9531 | 35293.3398 | 30.41% | 80780.6133 | 69.59% | 2712.9663 | 2.337% | 77010.1274 | 66.35% | 18.625 | 29177.7324 | 25.14% | 80088.7344 | 69% | 1 | 0 | 0% | 0 | 0% | 2534.1008 | 2.183% | 113539.8523 | 469.6647 | 0.4046% | 115604.2885 | 469.6647 | 0.4046% | 115604.2885 | 3003.7656 | 2.588% | 113070.1875 | 0 | 0% | 116073.9531 | 390.6195 | 0.3365% | 115683.3336
22 | Kingsburg | SPGE | {'McCall': 9.0, 'Wahtoke': 11.4, 'Reedley': 14.0, 'Sanger': 15.2, 'GWF Hanford Sw Sta': 15.5, 'Malaga': 16.2, 'Cal Ave': 18.9} | 166969.0625 | 52077.6016 | 31.19% | 114891.4609 | 68.81% | 1150.6692 | 0.6892% | 111656.2761 | 66.87% | 17.5544 | 54592.2891 | 32.7% | 101040.4062 | 60.51% | 0 | 0 | 0% | 0 | 0% | 0 | 0% | 166969.0625 | 10611.0859 | 6.355% | 156357.9766 | 15733.6387 | 9.423% | 151235.4238 | 15733.6387 | 9.423% | 151235.4238 | 0 | 0% | 166969.0625 | 3651.1787 | 2.187% | 163317.8838
23 | Malaga | SPGE | {'Cal Ave': 2.8, 'West Fresno': 5.4, 'Sanger': 6.5, 'McCall': 7.5, 'Kearney': 8.7, 'Gregg': 15.3, 'Mc Mullin': 16.1, 'Wahtoke': 16.1, 'Kingsburg': 16.2} | 99391.6016 | 28448.4258 | 28.62% | 70943.1758 | 71.38% | 0 | 0% | 45627.9297 | 45.91% | 24.9 | 19707.2969 | 19.83% | 70578.9453 | 71.01% | 1 | 0 | 0% | 0 | 0% | 0 | 0% | 99391.6016 | 0 | 0% | 99391.6016 | 0 | 0% | 99391.6016 | 0 | 0% | 99391.6016 | 0 | 0% | 99391.6016 | 432.7188 | 0.4354% | 98958.8828
24 | McCall | SPGE | {'Sanger': 6.8, 'Malaga': 7.5, 'Kingsburg': 9.0, 'Cal Ave': 10.2, 'Wahtoke': 10.4, 'West Fresno': 12.4, 'Reedley': 14.6, 'Kearney': 15.0, 'Mc Mullin': 19.4} | 140776.5156 | 33417.6133 | 23.74% | 107358.9023 | 76.26% | 6.9197 | 0.004915% | 74590.1506 | 52.98% | 22.1923 | 24767.1035 | 17.59% | 105590.1641 | 75.01% | 1 | 0 | 0% | 0 | 0% | 0 | 0% | 140776.5156 | 0 | 0% | 140776.5156 | 0 | 0% | 140776.5156 | 0 | 0% | 140776.5156 | 0 | 0% | 140776.5156 | 2229.3853 | 1.584% | 138547.1304
25 | Mc Mullin | SPGE | {'Kearney': 9.7, 'Helm': 10.4, 'West Fresno': 12.8, 'Cal Ave': 15.2, 'Schindler': 15.6, 'Malaga': 16.1, 'Gregg': 18.4, 'McCall': 19.4} | 180375.8906 | 68555.5859 | 38.01% | 111820.3047 | 61.99% | 24422.9043 | 13.54% | 137389.7988 | 76.17% | 9.25 | 81274.7188 | 45.06% | 87845.6797 | 48.7% | 1 | 0 | 0% | 0 | 0% | 26496.3008 | 14.69% | 153879.5898 | 13544.3535 | 7.509% | 166831.5371 | 13544.3535 | 7.509% | 166831.5371 | 31971.584 | 17.72% | 148404.3066 | 0 | 0% | 180375.8906 | 2575.6995 | 1.428% | 177800.1912
26 | Mendota | SPGE | {'Cheney': 7.3, 'Panoche': 8.2, 'Tranquility': 9.5, 'Newhall': 12.4, 'Oro Loma': 15.8, 'Helm': 18.0} | 177922.4375 | 76064.5703 | 42.75% | 101857.8672 | 57.25% | 16270.2705 | 9.145% | 157354.0732 | 88.44% | 7.3042 | 82574.375 | 46.41% | 82260.7422 | 46.23% | 1 | 0 | 0% | 0 | 0% | 22536.3613 | 12.67% | 155386.0762 | 8888.4082 | 4.996% | 169034.0293 | 22827.0293 | 12.83% | 155095.4082 | 43027.7969 | 24.18% | 134894.6406 | 317.7649 | 0.1786% | 177604.6726 | 4705.2046 | 2.645% | 173217.2329
27 | Oro Loma | SPGE | {'Mendota': 15.8, 'Panoche': 16.6, 'Newhall': 18.1, 'Cheney': 18.8} | 173289 | 90781.9375 | 52.39% | 82507.0625 | 47.61% | 12488.957 | 7.207% | 150641.1211 | 86.93% | 7.9507 | 90565.3594 | 52.26% | 62714.4336 | 36.19% | 0 | 0 | 0% | 0 | 0% | 18744.666 | 10.82% | 154544.334 | 1737.2808 | 1.003% | 171551.7192 | 11343.5869 | 6.546% | 161945.4131 | 25216.1992 | 14.55% | 148072.8008 | 6195.5757 | 3.575% | 167093.4243 | 4839.0879 | 2.792% | 168449.9121
28 | Panoche | SPGE | {'Cheney': 3.1, 'Mendota': 8.2, 'Tranquility': 10.7, 'Oro Loma': 16.6} | 163462.625 | 32017.1289 | 19.59% | 131445.4961 | 80.41% | 23881.1758 | 14.61% | 137380.7461 | 84.04% | 6.5518 | 36903.5781 | 22.58% | 94313.0703 | 57.7% | 1 | 0 | 0% | 0 | 0% | 36869.7617 | 22.56% | 126592.8633 | 16950.2031 | 10.37% | 146512.4219 | 41818.8125 | 25.58% | 121643.8125 | 57043.3672 | 34.9% | 106419.2578 | 17774.8086 | 10.87% | 145687.8164 | 668.0215 | 0.4087% | 162794.6035
29 | Reedley | SPGE | {'Wahtoke': 4.3, 'Kingsburg': 14.0, 'McCall': 14.6, 'Sanger': 14.8} | 148593.6406 | 34705.9414 | 23.36% | 113887.6992 | 76.64% | 5741.1147 | 3.864% | 86751.3462 | 58.38% | 19.5 | 49309.2188 | 33.18% | 64643.2344 | 43.5% | 0 | 15579.2549 | 10.48% | 0 | 0% | 40036.5352 | 26.94% | 108557.1055 | 30541.2793 | 20.55% | 118052.3613 | 43629.0117 | 29.36% | 104964.6289 | 57668.7188 | 38.81% | 90924.9219 | 15607.3154 | 10.5% | 132986.3252 | 4584.5684 | 3.085% | 144009.0723
30 | Sanger | SPGE | {'Malaga': 6.5, 'McCall': 6.8, 'Cal Ave': 8.5, 'Wahtoke': 10.8, 'West Fresno': 11.6, 'Reedley': 14.8, 'Kearney': 15.1, 'Kingsburg': 15.2, 'Gregg': 19.7} | 110349.4531 | 26177.584 | 23.72% | 84171.8691 | 76.28% | 582.0459 | 0.5275% | 53383.9658 | 48.38% | 24.0513 | 23167.9355 | 21% | 65059.0391 | 58.96% | 1 | 0 | 0% | 0 | 0% | 11788.626 | 10.68% | 98560.8271 | 15649.9316 | 14.18% | 94699.5215 | 19458.9219 | 17.63% | 90890.5312 | 21626.2578 | 19.6% | 88723.1953 | 678.3232 | 0.6147% | 109671.1299 | 6182.0874 | 5.602% | 104167.3657
31 | Schindler | SPGE | {'Cantua': 11.4, 'Helm': 13.2, 'Mc Mullin': 15.6, 'Henrietta': 17.2, 'Gates': 18.1, 'Tranquility': 19.7} | 187681.1406 | 85614.3047 | 45.62% | 102066.8359 | 54.38% | 47458.3281 | 25.29% | 138527.0938 | 73.81% | 6 | 93048.2422 | 49.58% | 88002.5625 | 46.89% | 1 | 0 | 0% | 0 | 0% | 16848.8223 | 8.977% | 170832.3184 | 480.2905 | 0.2559% | 187200.8501 | 3045.4353 | 1.623% | 184635.7053 | 19872.8164 | 10.59% | 167808.3242 | 0 | 0% | 187681.1406 | 914.3096 | 0.4872% | 186766.831
32 | Wahtoke | SPGE | {'Reedley': 4.3, 'McCall': 10.4, 'Sanger': 10.8, 'Kingsburg': 11.4, 'Malaga': 16.1, 'Cal Ave': 18.7} | 141788.5781 | 35045.3867 | 24.72% | 106743.1914 | 75.28% | 329.6005 | 0.2325% | 75399.4777 | 53.18% | 21.126 | 42149.2344 | 29.73% | 79360.4062 | 55.97% | 0 | 737.6639 | 0.5203% | 0 | 0% | 17218.4043 | 12.14% | 124570.1738 | 24189.1289 | 17.06% | 117599.4492 | 31827.8906 | 22.45% | 109960.6875 | 33325.8867 | 23.5% | 108462.6914 | 2172.4187 | 1.532% | 139616.1594 | 5542.312 | 3.909% | 136246.2661
33 | West Fresno | SPGE | {'Cal Ave': 3.0, 'Kearney': 3.6, 'Malaga': 5.4, 'Gregg': 10.8, 'Sanger': 11.6, 'McCall': 12.4, 'Mc Mullin': 12.8, 'Borden': 16.8} | 91476.9531 | 26621.9727 | 29.1% | 64854.9805 | 70.9% | 1876.8519 | 2.052% | 51761.9684 | 56.58% | 21.8975 | 20919.5098 | 22.87% | 64572.2344 | 70.59% | 1 | 0 | 0% | 0 | 0% | 213.7584 | 0.2337% | 91263.1947 | 157.7858 | 0.1725% | 91319.1673 | 157.7858 | 0.1725% | 91319.1673 | 213.7584 | 0.2337% | 91263.1947 | 0 | 0% | 91476.9531 | 199.0921 | 0.2176% | 91277.8611
34 | Glenn | NORTHERN CALIFORNIA | {} | 165665.3906 | 22458.4668 | 13.56% | 143206.9238 | 86.44% | 21523.9004 | 12.99% | 117481.6777 | 70.92% | 10.952 | 30574.2539 | 18.46% | 93913.6094 | 56.69% | 0 | 0 | 0% | 0 | 0% | 84820.9062 | 51.2% | 80844.4844 | 1003.385 | 0.6057% | 164662.0056 | 1676.1381 | 1.012% | 163989.2526 | 85651.4375 | 51.7% | 80013.9531 | 5040.2793 | 3.042% | 160625.1113 | 25368.1973 | 15.31% | 140297.1934
35 | Bridgeville | NORTHERN CALIFORNIA | {} | 72418.1328 | 5966.0884 | 8.238% | 66452.0444 | 91.76% | 26650.6621 | 36.8% | 44873.2988 | 61.96% | 6 | 326.8204 | 0.4513% | 0 | 0% | 0 | 28688.084 | 39.61% | 11261.8115 | 15.55% | 16400.9551 | 22.65% | 56017.1777 | 15239.7354 | 21.04% | 57178.3975 | 19144.8594 | 26.44% | 53273.2734 | 32281.9609 | 44.58% | 40136.1719 | 58031.2188 | 80.13% | 14386.9141 | 361.5145 | 0.4992% | 72056.6183
36 | Humboldt | NORTHERN CALIFORNIA | {} | 68543.5078 | 8899.4434 | 12.98% | 59644.0645 | 87.02% | 24181.4902 | 35.28% | 30619.209 | 44.67% | 15.7718 | 5125.5981 | 7.478% | 0 | 0% | 0 | 40655.6172 | 59.31% | 0 | 0% | 3327.3801 | 4.854% | 65216.1277 | 28563.1406 | 41.67% | 39980.3672 | 35220.8633 | 51.38% | 33322.6445 | 36393.2148 | 53.1% | 32150.293 | 35042.2383 | 51.12% | 33501.2695 | 7413.0898 | 10.82% | 61130.418
37 | El Centro | GREATER IMPERIAL | {'Imperial Valley': 11.9, 'High Line': 15.5} | 140453.4688 | 32825.9375 | 23.37% | 107627.5312 | 76.63% | 2323.166 | 1.654% | 133360.4277 | 94.95% | 10.2742 | 27134.3828 | 19.32% | 95955.3125 | 68.32% | 0 | 0 | 0% | 0 | 0% | 1964.8861 | 1.399% | 138488.5826 | 7482.4766 | 5.327% | 132970.9922 | 7482.4766 | 5.327% | 132970.9922 | 9447.3623 | 6.726% | 131006.1064 | 0 | 0% | 140453.4688 | 10318.9717 | 7.347% | 130134.4971
38 | High Line | GREATER IMPERIAL | {'El Centro': 15.5} | 85104.8516 | 10926.9053 | 12.84% | 74177.9463 | 87.16% | 12925.3047 | 15.19% | 68524.4062 | 80.52% | 8.5485 | 9400.6523 | 11.05% | 57640.8438 | 67.73% | 0 | 0 | 0% | 0 | 0% | 0 | 0% | 85104.8516 | 23368.7793 | 27.46% | 61736.0723 | 23368.7793 | 27.46% | 61736.0723 | 23368.7793 | 27.46% | 61736.0723 | 5803.3062 | 6.819% | 79301.5454 | 5364.1025 | 6.303% | 79740.749
39 | Imperial Valley | GREATER IMPERIAL | {'El Centro': 11.9, 'Ocotillo': 19.2} | 62599.0742 | 14210.4404 | 22.7% | 48388.6338 | 77.3% | 1890.0853 | 3.019% | 57904.5006 | 92.5% | 10.6697 | 9316.1455 | 14.88% | 38619.7109 | 61.69% | 0 | 0 | 0% | 0 | 0% | 0 | 0% | 62599.0742 | 12657.9922 | 20.22% | 49941.082 | 15746.8594 | 25.16% | 46852.2148 | 15746.8594 | 25.16% | 46852.2148 | 543.407 | 0.8681% | 62055.6672 | 6233.5933 | 9.958% | 56365.481
40 | El Segundo | GREATER LA METRO | {'Chevmain': 1.2, 'El Nido': 3.0, 'Redondo': 4.6, 'La Fresa': 5.8, 'La Cienega': 6.9, 'Arcogen': 12.1, 'Hinson': 13.1, 'Harborgen': 14.4, 'Lighthipe': 14.4, 'Long Beach': 15.0, 'Laguna Bell': 16.5, 'Center': 18.3, 'Del Amo': 19.2} | 370.344 | 143.2205 | 38.67% | 227.1235 | 61.33% | 13.2513 | 3.578% | 17.192 | 4.642% | 6.5525 | 0 | 0% | 0 | 0% | 0 | 67.9068 | 18.34% | 0 | 0% | 10.7529 | 2.903% | 359.5911 | 113.7204 | 30.71% | 256.6236 | 204.9119 | 55.33% | 165.4321 | 215.6648 | 58.23% | 154.6792 | 0 | 0% | 370.344 | 0.64248 | 0.1735% | 369.7015
41 | Arco | SPGE | {'Avenal': 18.0} | 177094.9844 | 24524.2559 | 13.85% | 152570.7285 | 86.15% | 31042.9512 | 17.53% | 139701.8145 | 78.89% | 7.2009 | 30005.2461 | 16.94% | 56484.957 | 31.9% | 0 | 877.5513 | 0.4955% | 0 | 0% | 119898.2734 | 67.7% | 57196.7109 | 8763.7354 | 4.949% | 168331.249 | 20161.9668 | 11.38% | 156933.0176 | 125767.1953 | 71.02% | 51327.7891 | 4536.7891 | 2.562% | 172558.1953 | 3131.2974 | 1.768% | 173963.687
42 | Bakersfield | SPGE | {'Westpark': 2.2, 'Columbus': 3.7, 'Kern Oil': 3.8, 'Rosedale': 4.2, 'Sycamore': 4.6, 'Magunden': 5.0, 'Kern Power': 5.3, 'Stockdale': 6.0, 'California Water': 6.3, '7th Standard': 8.0, 'Tevis': 8.4, 'Renfro': 9.0, 'Regulus': 10.1, 'Lamont': 10.2, 'Lerdo': 11.4, 'Poso Mountain': 12.2, 'Grimway': 12.6, 'Rio Bravo': 14.9, 'Tupman': 15.2, 'Norco': 18.6, 'Shafter': 19.7} | 84083.2656 | 18144.3574 | 21.58% | 65938.9082 | 78.42% | 861.6021 | 1.025% | 69439.2807 | 82.58% | 18.6425 | 4796.3149 | 5.704% | 26916.7109 | 32.01% | 1 | 2134.874 | 2.539% | 0 | 0% | 37405.6445 | 44.49% | 46677.6211 | 8743.2744 | 10.4% | 75339.9912 | 17582.7266 | 20.91% | 66500.5391 | 42234.2539 | 50.23% | 41849.0117 | 6053.0215 | 7.199% | 78030.2441 | 963.6044 | 1.146% | 83119.6612
43 | Charca | SPGE | {'Semitropic': 6.3, 'Shafter': 6.5, 'Smyrna': 10.5, 'Rio Bravo': 12.0, 'Lerdo': 12.3, 'Goose Lake': 14.3, 'Midway': 15.8, '7th Standard': 16.0, 'Renfro': 17.7, 'Tupman': 17.8} | 171405.1562 | 17765.1309 | 10.36% | 153640.0254 | 89.64% | 19648.2148 | 11.46% | 144635.0508 | 84.38% | 8.8435 | 27752.8105 | 16.19% | 135346.0469 | 78.96% | 1 | 0 | 0% | 0 | 0% | 46658.5703 | 27.22% | 124746.5859 | 112.8539 | 0.06584% | 171292.3024 | 23354.127 | 13.63% | 148051.0293 | 64197.2422 | 37.45% | 107207.9141 | 194.3945 | 0.1134% | 171210.7618 | 1307.5645 | 0.7629% | 170097.5918
44 | Columbus | SPGE | {'California Water': 2.7, 'Magunden': 2.8, 'Bakersfield': 3.7, 'Sycamore': 4.7, 'Kern Oil': 5.4, 'Westpark': 5.9, 'Rosedale': 7.9, 'Regulus': 8.2, 'Lamont': 8.3, 'Kern Power': 9.0, 'Stockdale': 9.1, 'Poso Mountain': 11.1, '7th Standard': 11.2, 'Grimway': 11.3, 'Tevis': 12.0, 'Renfro': 12.7, 'Lerdo': 13.9, 'Rio Bravo': 18.3, 'Tupman': 18.9} | 101807.5625 | 14861.5508 | 14.6% | 86946.0117 | 85.4% | 12768.9414 | 12.54% | 79935.8086 | 78.52% | 10.6208 | 2716.2883 | 2.668% | 22712.3945 | 22.31% | 1 | 24231.7148 | 23.8% | 0 | 0% | 61571.3789 | 60.48% | 40236.1836 | 18061.8633 | 17.74% | 83745.6992 | 27273.9902 | 26.79% | 74533.5723 | 64589.3203 | 63.44% | 37218.2422 | 23131.5938 | 22.72% | 78675.9688 | 1870.722 | 1.838% | 99936.8405
45 | Elk Hills | SPGE | {'Norco': 5.6, 'Taft': 8.6, 'Tupman': 10.7, 'Midway': 13.0, 'Tevis': 15.4, 'Rio Bravo': 16.3, 'Renfro': 16.4, 'Stockdale': 18.5, 'Kern Power': 19.0, 'Rosedale': 19.8} | 109850.4609 | 5744.4443 | 5.229% | 104106.0166 | 94.77% | 54414.0039 | 49.53% | 53230.293 | 48.46% | 5.25 | 25663.084 | 23.36% | 21821.9336 | 19.87% | 1 | 0 | 0% | 0 | 0% | 40932.4766 | 37.26% | 68917.9844 | 67769.7969 | 61.69% | 42080.6641 | 99582.2266 | 90.65% | 10268.2344 | 101069.0391 | 92.01% | 8781.4219 | 844.7073 | 0.769% | 109005.7536 | 9355.2637 | 8.516% | 100495.1973
46 | Goose Lake | SPGE | {'Semitropic': 8.0, 'Smyrna': 10.6, 'Kernridge': 14.2, 'Charca': 14.3, 'Midway': 15.4, 'Shafter': 15.9, 'Temblor': 16.5} | 138519.4531 | 14039.2393 | 10.14% | 124480.2139 | 89.86% | 17179.1699 | 12.4% | 116132.877 | 83.84% | 8.2222 | 36365.5625 | 26.25% | 68639.4297 | 49.55% | 1 | 0 | 0% | 0 | 0% | 53677.7109 | 38.75% | 84841.7422 | 19692.7891 | 14.22% | 118826.6641 | 67400.1172 | 48.66% | 71119.3359 | 95101.7188 | 68.66% | 43417.7344 | 105.2816 | 0.076% | 138414.1715 | 10738.7734 | 7.753% | 127780.6797
47 | Kernridge | SPGE | {'Temblor': 4.8, 'Caliente': 10.9, 'Goose Lake': 14.2, 'Midway': 16.4, 'Carrizo Plains': 17.5, 'Solar SS': 18.5} | 144073.8125 | 28375.3477 | 19.7% | 115698.4648 | 80.3% | 30284.7656 | 21.02% | 111832.2031 | 77.62% | 6.4193 | 3336.6206 | 2.316% | 43322.1875 | 30.07% | 1 | 0 | 0% | 0 | 0% | 73105.7031 | 50.74% | 70968.1094 | 11400.2402 | 7.913% | 132673.5723 | 39556.7656 | 27.46% | 104517.0469 | 99602.2969 | 69.13% | 44471.5156 | 21874.8301 | 15.18% | 122198.9824 | 633.8314 | 0.4399% | 143439.9811
48 | Lamont | SPGE | {'Regulus': 0.1, 'Grimway': 3.4, 'Magunden': 5.6, 'Columbus': 8.3, 'California Water': 8.9, 'Bakersfield': 10.2, 'Westpark': 11.4, 'Stockdale': 11.7, 'Sycamore': 13.0, 'Rosedale': 13.4, 'Kern Oil': 13.4, 'Kern Power': 14.5, 'Tevis': 15.2, 'Wheeler Ridge': 15.7, '7th Standard': 18.1, 'Renfro': 18.2, 'Poso Mountain': 18.9} | 115304.1875 | 18212.0059 | 15.79% | 97092.1816 | 84.21% | 9861.9014 | 8.553% | 96931.2158 | 84.07% | 10.2978 | 10890.6543 | 9.445% | 63909.4609 | 55.43% | 1 | 11153.5186 | 9.673% | 0 | 0% | 32875.6523 | 28.51% | 82428.5352 | 14853.5146 | 12.88% | 100450.6729 | 26013.6758 | 22.56% | 89290.5117 | 44786.707 | 38.84% | 70517.4805 | 15899.3584 | 13.79% | 99404.8291 | 2266.2788 | 1.965% | 113037.9087
49 | Lerdo | SPGE | {'7th Standard': 4.3, 'Rio Bravo': 7.3, 'Renfro': 7.8, 'Kern Oil': 8.5, 'Kern Power': 8.9, 'Shafter': 9.4, 'Rosedale': 9.5, 'Sycamore': 9.7, 'Westpark': 10.8, 'Bakersfield': 11.4, 'Poso Mountain': 11.7, 'Tupman': 12.1, 'Charca': 12.3, 'Tevis': 12.5, 'Stockdale': 13.5, 'Columbus': 13.9, 'California Water': 15.1, 'Magunden': 16.1, 'Norco': 17.2, 'Semitropic': 17.5, 'Midway': 18.2} | 144761.9219 | 31312.2656 | 21.63% | 113449.6562 | 78.37% | 11681.1055 | 8.069% | 121811.1289 | 84.15% | 11.5788 | 6561.5127 | 4.533% | 90851.5547 | 62.76% | 1 | 453.8827 | 0.3135% | 0 | 0% | 42616.9258 | 29.44% | 102144.9961 | 1400.0673 | 0.9672% | 143361.8546 | 13607.2793 | 9.4% | 131154.6426 | 48438.8164 | 33.46% | 96323.1055 | 3342.2454 | 2.309% | 141419.6765 | 1647.2051 | 1.138% | 143114.7168
50 | Magunden | SPGE | {'Columbus': 2.8, 'California Water': 4.4, 'Bakersfield': 5.0, 'Regulus': 5.5, 'Lamont': 5.6, 'Westpark': 6.7, 'Sycamore': 7.4, 'Kern Oil': 7.8, 'Grimway': 8.6, 'Stockdale': 8.8, 'Rosedale': 8.9, 'Kern Power': 10.0, 'Tevis': 12.0, '7th Standard': 13.0, 'Poso Mountain': 13.8, 'Renfro': 13.8, 'Lerdo': 16.1, 'Wheeler Ridge': 19.0, 'Tupman': 19.7, 'Rio Bravo': 19.9} | 100952.8516 | 11163.0684 | 11.06% | 89789.7832 | 88.94% | 9216.1631 | 9.129% | 81915.29 | 81.14% | 11.2346 | 5567.6167 | 5.515% | 37679.0391 | 37.32% | 1 | 14804.3164 | 14.66% | 0 | 0% | 48819.2109 | 48.36% | 52133.6406 | 17622.2363 | 17.46% | 83330.6152 | 29041.7891 | 28.77% | 71911.0625 | 56864.9102 | 56.33% | 44087.9414 | 16543.4258 | 16.39% | 84409.4258 | 979.317 | 0.9701% | 99973.5346
51 | Midway | SPGE | {'Shafter': 10.7, 'Tupman': 10.8, 'Rio Bravo': 11.1, 'Norco': 11.5, 'Elk Hills': 13.0, 'Semitropic': 13.6, 'Temblor': 13.8, 'Goose Lake': 15.4, 'Charca': 15.8, 'Renfro': 16.3, 'Kernridge': 16.4, 'Lerdo': 18.2, '7th Standard': 18.3, 'Taft': 18.6, 'Tevis': 19.1} | 152159.8594 | 16497.4785 | 10.84% | 135662.3809 | 89.16% | 34616.2539 | 22.75% | 111957.7617 | 73.58% | 9.5425 | 27819.7031 | 18.28% | 77934.3359 | 51.22% | 1 | 0 | 0% | 0 | 0% | 23359.4062 | 15.35% | 128800.4531 | 26050.584 | 17.12% | 126109.2754 | 96484.4375 | 63.41% | 55675.4219 | 101747.9922 | 66.87% | 50411.8672 | 893.5588 | 0.5873% | 151266.3006 | 9512.2578 | 6.251% | 142647.6016
52 | Norco | SPGE | {'Tupman': 5.2, 'Elk Hills': 5.6, 'Tevis': 10.4, 'Renfro': 10.8, 'Rio Bravo': 11.1, 'Midway': 11.5, 'Kern Power': 13.6, 'Stockdale': 13.8, 'Taft': 14.2, 'Rosedale': 14.5, '7th Standard': 14.6, 'Shafter': 15.7, 'Westpark': 16.3, 'Lerdo': 17.2, 'Bakersfield': 18.6, 'Kern Oil': 19.5} | 151187.0469 | 8494.3711 | 5.618% | 142692.6758 | 94.38% | 51378.2266 | 33.98% | 91647.6797 | 60.62% | 8.8025 | 31866.793 | 21.08% | 49735.1875 | 32.9% | 1 | 0 | 0% | 0 | 0% | 45275.543 | 29.95% | 105911.5039 | 83490.8203 | 55.22% | 67696.2266 | 129647.0156 | 85.75% | 21540.0312 | 131168.3125 | 86.76% | 20018.7344 | 1301.7104 | 0.861% | 149885.3364 | 17871.1172 | 11.82% | 133315.9297
53 | Rio Bravo | SPGE | {'Shafter': 5.9, 'Tupman': 6.1, 'Renfro': 6.6, 'Lerdo': 7.3, '7th Standard': 7.3, 'Kern Power': 10.2, 'Midway': 11.1, 'Norco': 11.1, 'Rosedale': 11.2, 'Tevis': 11.3, 'Charca': 12.0, 'Westpark': 13.3, 'Kern Oil': 13.5, 'Stockdale': 13.9, 'Semitropic': 14.8, 'Bakersfield': 14.9, 'Sycamore': 15.2, 'Elk Hills': 16.3, 'Columbus': 18.3, 'Poso Mountain': 18.9, 'Magunden': 19.9} | 158419.0938 | 16756.3809 | 10.58% | 141662.7129 | 89.42% | 15612.999 | 9.856% | 129460.7354 | 81.72% | 12.5778 | 18777.1113 | 11.85% | 105626.0703 | 66.68% | 1 | 0 | 0% | 0 | 0% | 27598.6387 | 17.42% | 130820.4551 | 21312.0469 | 13.45% | 137107.0469 | 56571.3086 | 35.71% | 101847.7852 | 65348.4414 | 41.25% | 93070.6523 | 0 | 0% | 158419.0938 | 17963.4219 | 11.34% | 140455.6719
54 | Rosedale | SPGE | {'Kern Power': 1.1, 'Westpark': 2.1, 'Bakersfield': 4.2, 'Stockdale': 4.2, 'Renfro': 4.9, 'Tevis': 4.9, '7th Standard': 5.3, 'Kern Oil': 5.4, 'Sycamore': 7.2, 'Columbus': 7.9, 'Magunden': 8.9, 'Lerdo': 9.5, 'California Water': 10.5, 'Tupman': 11.0, 'Rio Bravo': 11.2, 'Regulus': 13.3, 'Lamont': 13.4, 'Poso Mountain': 14.3, 'Norco': 14.5, 'Grimway': 15.2, 'Shafter': 16.5, 'Elk Hills': 19.8} | 93983.2344 | 15481.4385 | 16.47% | 78501.7959 | 83.53% | 1566.9209 | 1.667% | 78970.8525 | 84.03% | 17.1844 | 7555.4302 | 8.039% | 43798.8555 | 46.6% | 1 | 0 | 0% | 0 | 0% | 33121.8359 | 35.24% | 60861.3984 | 13985.0566 | 14.88% | 79998.1777 | 31963.3848 | 34.01% | 62019.8496 | 47344.0742 | 50.38% | 46639.1602 | 760.322 | 0.809% | 93222.9124 | 7924.2183 | 8.432% | 86059.0161
55 | Semitropic | SPGE | {'Charca': 6.3, 'Goose Lake': 8.0, 'Smyrna': 8.1, 'Shafter': 9.0, 'Midway': 13.6, 'Rio Bravo': 14.8, 'Lerdo': 17.5, 'Tupman': 19.4} | 155736.6094 | 19093.5527 | 12.26% | 136643.0566 | 87.74% | 16821.4336 | 10.8% | 132964.7539 | 85.38% | 8.5456 | 45815.8242 | 29.42% | 93271.4141 | 59.89% | 1 | 0 | 0% | 0 | 0% | 36073.8945 | 23.16% | 119662.7148 | 4774.7842 | 3.066% | 150961.8252 | 50361.4102 | 32.34% | 105375.1992 | 79384.8281 | 50.97% | 76351.7812 | 84.5065 | 0.05426% | 155652.1029 | 9036.041 | 5.802% | 146700.5684
56 | Shafter | SPGE | {'Rio Bravo': 5.9, 'Charca': 6.5, 'Semitropic': 9.0, 'Lerdo': 9.4, 'Midway': 10.7, 'Tupman': 11.3, '7th Standard': 11.7, 'Renfro': 12.3, 'Kern Power': 15.5, 'Norco': 15.7, 'Goose Lake': 15.9, 'Smyrna': 16.1, 'Rosedale': 16.5, 'Tevis': 17.1, 'Kern Oil': 17.5, 'Westpark': 18.4, 'Sycamore': 18.9, 'Stockdale': 19.6, 'Bakersfield': 19.7} | 170555.6094 | 20691.6309 | 12.13% | 149863.9785 | 87.87% | 20202.9785 | 11.85% | 140762.4434 | 82.53% | 9.4156 | 29012.2637 | 17.01% | 127937.6484 | 75.01% | 1 | 0 | 0% | 0 | 0% | 28338.5137 | 16.62% | 142217.0957 | 2869.2329 | 1.682% | 167686.3765 | 40409.582 | 23.69% | 130146.0273 | 63520.8242 | 37.24% | 107034.7852 | 0 | 0% | 170555.6094 | 4482.9414 | 2.628% | 166072.668
57 | Smyrna | SPGE | {'Semitropic': 8.1, 'Charca': 10.5, 'Goose Lake': 10.6, 'Olive': 12.5, 'Shafter': 16.1, 'Alpaugh': 17.0} | 116762.6562 | 29805.7871 | 25.53% | 86956.8691 | 74.47% | 15093.4072 | 12.93% | 93524.085 | 80.1% | 9.6243 | 47354.7695 | 40.56% | 54913.6953 | 47.03% | 1 | 0 | 0% | 0 | 0% | 28940.4805 | 24.79% | 87822.1758 | 3016.8362 | 2.584% | 113745.8201 | 27449.0254 | 23.51% | 89313.6309 | 54361.7344 | 46.56% | 62400.9219 | 334.9324 | 0.2868% | 116427.7239 | 5204.9131 | 4.458% | 111557.7432
58 | Stockdale | SPGE | {'Tevis': 3.5, 'Rosedale': 4.2, 'Westpark': 4.2, 'Kern Power': 4.7, 'Bakersfield': 6.0, 'Renfro': 7.3, 'Magunden': 8.8, 'Kern Oil': 8.9, 'Columbus': 9.1, '7th Standard': 9.2, 'Sycamore': 10.3, 'Regulus': 11.6, 'Lamont': 11.7, 'Tupman': 11.7, 'California Water': 11.9, 'Grimway': 12.6, 'Lerdo': 13.5, 'Norco': 13.8, 'Rio Bravo': 13.9, 'Wheeler Ridge': 16.6, 'Poso Mountain': 17.8, 'Elk Hills': 18.5, 'Shafter': 19.6} | 91775.8906 | 16572.0449 | 18.06% | 75203.8457 | 81.94% | 7043.7368 | 7.675% | 69171.6226 | 75.37% | 18.9322 | 16247.9199 | 17.7% | 47946.8242 | 52.24% | 1 | 0 | 0% | 0 | 0% | 20929.5137 | 22.81% | 70846.377 | 17165.3125 | 18.7% | 74610.5781 | 39839.0977 | 43.41% | 51936.793 | 42741.9492 | 46.57% | 49033.9414 | 494.2108 | 0.5385% | 91281.6799 | 7796.6235 | 8.495% | 83979.2671
59 | Taft | SPGE | {'Elk Hills': 8.6, 'Norco': 14.2, 'Midway': 18.6, 'Tupman': 19.2} | 31773.9551 | 1313.8907 | 4.135% | 30460.0643 | 95.86% | 14545.5977 | 45.78% | 16193.6152 | 50.97% | 5.2553 | 5806.3574 | 18.27% | 2320.0881 | 7.302% | 1 | 0 | 0% | 0 | 0% | 15618.5801 | 49.16% | 16155.375 | 17104.6973 | 53.83% | 14669.2578 | 27478.3594 | 86.48% | 4295.5957 | 29981.2383 | 94.36% | 1792.7168 | 286.1572 | 0.9006% | 31487.7979 | 102.0971 | 0.3213% | 31671.858
60 | Temblor | SPGE | {'Kernridge': 4.8, 'Caliente': 12.5, 'Midway': 13.8, 'Goose Lake': 16.5, 'Carrizo Plains': 19.4} | 109386.1562 | 28695.1367 | 26.23% | 80691.0195 | 73.77% | 18578.877 | 16.98% | 88636.8262 | 81.03% | 6.5944 | 1448.4365 | 1.324% | 29107.7559 | 26.61% | 1 | 0 | 0% | 0 | 0% | 35023.0703 | 32.02% | 74363.0859 | 15774.6826 | 14.42% | 93611.4736 | 36345.2578 | 33.23% | 73040.8984 | 64820.6641 | 59.26% | 44565.4922 | 13290.7412 | 12.15% | 96095.415 | 275.2735 | 0.2517% | 109110.8827
61 | Tupman | SPGE | {'Norco': 5.2, 'Rio Bravo': 6.1, 'Renfro': 6.4, 'Tevis': 8.3, '7th Standard': 9.8, 'Kern Power': 9.9, 'Elk Hills': 10.7, 'Midway': 10.8, 'Rosedale': 11.0, 'Shafter': 11.3, 'Stockdale': 11.7, 'Lerdo': 12.1, 'Westpark': 13.1, 'Bakersfield': 15.2, 'Kern Oil': 15.3, 'Sycamore': 17.2, 'Charca': 17.8, 'Columbus': 18.9, 'Taft': 19.2, 'Semitropic': 19.4, 'Magunden': 19.7} | 146147.5 | 14075.1426 | 9.631% | 132072.3574 | 90.37% | 24526.8301 | 16.78% | 109554.123 | 74.96% | 11.7825 | 24339.9824 | 16.65% | 65285.8711 | 44.67% | 1 | 0 | 0% | 0 | 0% | 40264.7305 | 27.55% | 105882.7695 | 54812.4414 | 37.5% | 91335.0586 | 95755.8359 | 65.52% | 50391.6641 | 98494.9062 | 67.39% | 47652.5938 | 930.2788 | 0.6365% | 145217.2212 | 19119.4629 | 13.08% | 127028.0371
62 | Westpark | SPGE | {'Rosedale': 2.1, 'Bakersfield': 2.2, 'Kern Power': 3.2, 'Stockdale': 4.2, 'Kern Oil': 4.7, 'Columbus': 5.9, 'Sycamore': 6.1, 'Tevis': 6.3, 'Magunden': 6.7, '7th Standard': 6.8, 'Renfro': 7.0, 'California Water': 8.5, 'Lerdo': 10.8, 'Regulus': 11.3, 'Lamont': 11.4, 'Tupman': 13.1, 'Rio Bravo': 13.3, 'Grimway': 13.4, 'Poso Mountain': 13.6, 'Norco': 16.3, 'Shafter': 18.4, 'Wheeler Ridge': 20.0} | 86189.7422 | 15374.4697 | 17.84% | 70815.2725 | 82.16% | 745.8389 | 0.8653% | 69608.5361 | 80.76% | 19 | 7046.0918 | 8.175% | 36617.5625 | 42.48% | 1 | 0 | 0% | 0 | 0% | 33247.4023 | 38.57% | 52942.3398 | 10767.4961 | 12.49% | 75422.2461 | 24150.5664 | 28.02% | 62039.1758 | 42487.2461 | 49.3% | 43702.4961 | 2259.0845 | 2.621% | 83930.6577 | 4123.4629 | 4.784% | 82066.2793
63 | Wheeler Ridge | SPGE | {'Grimway': 12.7, 'Pastoria': 13.0, 'Lamont': 15.7, 'Regulus': 15.7, 'Stockdale': 16.6, 'Tevis': 18.1, 'Magunden': 19.0, 'Westpark': 20.0} | 167630.6094 | 17080.0742 | 10.19% | 150550.5352 | 89.81% | 19920.4961 | 11.88% | 142967.6133 | 85.29% | 7.4754 | 23347.9668 | 13.93% | 113760.6719 | 67.86% | 1 | 3762.9312 | 2.245% | 0 | 0% | 24240.4531 | 14.46% | 143390.1562 | 37696.3008 | 22.49% | 129934.3086 | 58295.2266 | 34.78% | 109335.3828 | 64434.8516 | 38.44% | 103195.7578 | 5089.208 | 3.036% | 162541.4014 | 3258.8174 | 1.944% | 164371.792
64 | Kern Oil | SPGE | {'Sycamore': 1.9, 'Bakersfield': 3.8, 'Westpark': 4.7, 'Columbus': 5.4, 'Rosedale': 5.4, 'Kern Power': 6.0, '7th Standard': 6.2, 'California Water': 6.9, 'Magunden': 7.8, 'Lerdo': 8.5, 'Stockdale': 8.9, 'Poso Mountain': 8.9, 'Renfro': 8.9, 'Tevis': 10.3, 'Regulus': 13.3, 'Lamont': 13.4, 'Rio Bravo': 13.5, 'Tupman': 15.3, 'Grimway': 16.1, 'Shafter': 17.5, 'Norco': 19.5} | 103862.5625 | 25098.4551 | 24.17% | 78764.1074 | 75.83% | 5943.0366 | 5.722% | 88229.7759 | 84.95% | 12.75 | 2474.5991 | 2.383% | 23402.041 | 22.53% | 1 | 16918.9082 | 16.29% | 0 | 0% | 56493.2852 | 54.39% | 47369.2773 | 7988.2568 | 7.691% | 95874.3057 | 12169.7471 | 11.72% | 91692.8154 | 56531.8711 | 54.43% | 47330.6914 | 11647.6592 | 11.21% | 92214.9033 | 2386.3911 | 2.298% | 101476.1714
65 | Inyokern | GREATER KRAMER | {} | 23852.1836 | 9680.499 | 40.59% | 14171.6846 | 59.41% | 324.1543 | 1.359% | 8156.5918 | 34.2% | 36.2062 | 1983.9657 | 8.318% | 0 | 0% | 1 | 0 | 0% | 0 | 0% | 11481.8447 | 48.14% | 12370.3389 | 4751.2563 | 19.92% | 19100.9272 | 1551.416 | 6.504% | 22300.7676 | 12987.0459 | 54.45% | 10865.1377 | 4923.666 | 20.64% | 18928.5176 | 2.8668 | 0.01202% | 23849.3168
66 | Pastoria | GREATER TEHACHAPI | {'Bailey': 11.6, 'Wheeler Ridge': 13.0} | 79027.1094 | 1574.9155 | 1.993% | 77452.1938 | 98.01% | 22948.8184 | 29.04% | 52758.4863 | 66.76% | 6.371 | 4662.187 | 5.899% | 26922.002 | 34.07% | 0 | 18533.2402 | 23.45% | 0 | 0% | 49014.9453 | 62.02% | 30012.1641 | 35114.2344 | 44.43% | 43912.875 | 36396.3711 | 46.06% | 42630.7383 | 54597.0469 | 69.09% | 24430.0625 | 20128.6406 | 25.47% | 58898.4688 | 1257.8389 | 1.592% | 77769.2705
67 | Ransburg | GREATER KRAMER | {} | 5161.7681 | 1832.0874 | 35.49% | 3329.6807 | 64.51% | 103.2867 | 2.001% | 2431.7804 | 47.11% | 16.6173 | 0 | 0% | 0 | 0% | 0 | 0 | 0% | 0 | 0% | 2223.895 | 43.08% | 2937.873 | 1.325 | 0.02567% | 5160.4431 | 0 | 0% | 5161.7681 | 2225.22 | 43.11% | 2936.5481 | 2949.2273 | 57.14% | 2212.5408 | 0 | 0% | 5161.7681
68 | Sycamore | SPGE | {'Kern Oil': 1.9, 'Bakersfield': 4.6, 'Columbus': 4.7, 'California Water': 5.5, 'Westpark': 6.1, 'Rosedale': 7.2, 'Magunden': 7.4, 'Poso Mountain': 7.6, 'Kern Power': 7.8, '7th Standard': 8.0, 'Lerdo': 9.7, 'Stockdale': 10.3, 'Renfro': 10.8, 'Tevis': 12.0, 'Regulus': 12.9, 'Lamont': 13.0, 'Rio Bravo': 15.2, 'Grimway': 15.9, 'Tupman': 17.2, 'Shafter': 18.9} | 113821.2188 | 27928.416 | 24.54% | 85892.8027 | 75.46% | 15130.0234 | 13.29% | 89622.7109 | 78.74% | 11.8029 | 2361.8049 | 2.075% | 16128.5645 | 14.17% | 0 | 31860.0449 | 27.99% | 0 | 0% | 68680.0781 | 60.34% | 45141.1406 | 13480.0596 | 11.84% | 100341.1592 | 21582.5234 | 18.96% | 92238.6953 | 68718.6562 | 60.37% | 45102.5625 | 22677.1797 | 19.92% | 91144.0391 | 2551.3357 | 2.242% | 111269.8831
69 | Avenal | SPGE | {'Gates': 11.2, 'Arco': 18.0} | 139703.9375 | 22949.7637 | 16.43% | 116754.1738 | 83.57% | 59831.332 | 42.83% | 76349.0586 | 54.65% | 7.1904 | 22491.3613 | 16.1% | 24485.3379 | 17.53% | 0 | 21.8782 | 0.01566% | 0 | 0% | 70577.0469 | 50.52% | 69126.8906 | 1032.731 | 0.7392% | 138671.2065 | 24755.6816 | 17.72% | 114948.2559 | 90537.0234 | 64.81% | 49166.9141 | 39597.8633 | 28.34% | 100106.0742 | 430.2623 | 0.308% | 139273.6752
70 | Corcoran | SPGE | {'Alpaugh': 11.5, 'GWF Hanford Sw Sta': 12.2, 'Olive': 15.9, 'Leprino Jct': 17.9} | 182416.2969 | 92241.6719 | 50.57% | 90174.625 | 49.43% | 49897.3828 | 27.35% | 127021.8828 | 69.63% | 6.8856 | 93683.8672 | 51.36% | 66471.1094 | 36.44% | 1 | 0 | 0% | 0 | 0% | 16311.9844 | 8.942% | 166104.3125 | 4291.2534 | 2.352% | 178125.0435 | 20497.582 | 11.24% | 161918.7148 | 34580.5312 | 18.96% | 147835.7656 | 0 | 0% | 182416.2969 | 9554.2773 | 5.238% | 172862.0195
71 | Henrietta | SPGE | {'Leprino Jct': 3.9, 'Gates': 14.2, 'GWF Hanford Sw Sta': 14.4, 'Schindler': 17.2} | 138900.2656 | 60043.207 | 43.23% | 78857.0586 | 56.77% | 33971.9453 | 24.46% | 88877.9219 | 63.99% | 8.6652 | 71962.6797 | 51.81% | 55544.8945 | 39.99% | 1 | 0 | 0% | 0 | 0% | 21879.8711 | 15.75% | 117020.3945 | 2358.469 | 1.698% | 136541.7966 | 3801.4968 | 2.737% | 135098.7688 | 23216.5137 | 16.71% | 115683.752 | 0 | 0% | 138900.2656 | 3529.387 | 2.541% | 135370.8787
72 | Eagle Rock (PGE) | NORTHERN CALIFORNIA | {'Geysers': 6.0, 'Cloverdale': 11.0, 'Hopland': 17.6} | 97710.1406 | 4420.4131 | 4.524% | 93289.7275 | 95.48% | 12567.7002 | 12.86% | 70742.6826 | 72.4% | 9.9953 | 6561.0918 | 6.715% | 4013.135 | 4.107% | 0 | 19464.498 | 19.92% | 68388.6016 | 69.99% | 58967.1992 | 60.35% | 38742.9414 | 53510.0391 | 54.76% | 44200.1016 | 72104.25 | 73.79% | 25605.8906 | 91391.7266 | 93.53% | 6318.4141 | 33843.4805 | 34.64% | 63866.6602 | 1720.4294 | 1.761% | 95989.7112
73 | Leavitt | NORTHERN CALIFORNIA | {'Richmond': 7.1} | 83212.8125 | 12443.5 |  | 70769.3125 |  | 14124.0391 |  | 53954.4062 |  | 12.1825 | 17102.8965 |  | 0 |  |  | 46974.3398 |  | 0 |  | 27141.8496 |  |  | 35404.2617 |  |  | 34124.4961 |  |  | 60456.0742 |  |  | 31891.1992 |  |  | 12338.873
74 | Madeline | NORTHERN CALIFORNIA | {} | 99039.7969 | 8535.8135 |  | 90503.9834 |  | 20870.5078 |  | 58878.3594 |  | 9.1027 | 14715.791 |  | 0 |  |  | 47077.2383 |  | 0 |  | 14846.4795 |  |  | 9133.8584 |  |  | 9795.291 |  |  | 24158.3574 |  |  | 65388.707 |  |  | 46324.7227
75 | Antelope | GREATER TEHACHAPI | {'Whirlwind': 14.1, 'Vincent': 17.3} | 114733.2422 | 53418.6367 | 46.56% | 61314.6055 | 53.44% | 5658.7017 | 4.932% | 27618.0835 | 24.07% | 57 | 2412.8696 | 2.103% | 1431.28 | 1.247% | 0 | 14050.7871 | 12.25% | 34431.7734 | 30.01% | 2265.7651 | 1.975% | 112467.4771 | 36929.7148 | 32.19% | 77803.5273 | 38670.2891 | 33.7% | 76062.9531 | 46923.4883 | 40.9% | 67809.7539 | 19050.8066 | 16.6% | 95682.4355 | 3908.9822 | 3.407% | 110824.26
76 | Arcogen | GREATER LA METRO | {'Hinson': 1.2, 'Harborgen': 2.8, 'Long Beach': 3.7, 'Lighthipe': 5.9, 'La Fresa': 6.3, 'Redondo': 8.6, 'Del Amo': 8.7, 'Alamitos': 9.1, 'El Nido': 9.2, 'Chevmain': 10.9, 'Center': 11.0, 'El Segundo': 12.1, 'Laguna Bell': 12.2, 'La Cienega': 14.8, 'Barre': 15.1, 'Mesa (SCE)': 17.0, 'Huntington Beach': 19.3, 'Ellis': 19.5, 'Lewis': 19.8} | 5346.019 | 2169.5127 | 40.58% | 3176.5063 | 59.42% | 923.1413 | 17.27% | 2873.6558 | 53.75% | 33.8571 | 0 | 0% | 0 | 0% | 0 | 42.7324 | 0.7993% | 0 | 0% | 0.87922 | 0.01645% | 5345.1398 | 147.0464 | 2.751% | 5198.9727 | 3167.2759 | 59.25% | 2178.7432 | 3168.155 | 59.26% | 2177.864 | 0 | 0% | 5346.019 | 11.27 | 0.2108% | 5334.749
77 | Bailey | GREATER TEHACHAPI | {'Pastoria': 11.6} | 74895.6172 | 1952.9484 | 2.608% | 72942.6688 | 97.39% | 35414.6875 | 47.29% | 32614.0391 | 43.55% | 6.1127 | 1045.2118 | 1.396% | 854.9182 | 1.141% | 0 | 66226.8594 | 88.43% | 0 | 0% | 44082.4961 | 58.86% | 30813.1211 | 42494.3477 | 56.74% | 32401.2695 | 38426.1602 | 51.31% | 36469.457 | 70997.7031 | 94.8% | 3897.9141 | 35254.8281 | 47.07% | 39640.7891 | 1931.9192 | 2.579% | 72963.698
78 | Center | GREATER LA METRO | {'Laguna Bell': 4.0, 'Lighthipe': 5.2, 'Del Amo': 5.6, 'Mesa (SCE)': 7.5, 'Hinson': 10.1, 'Walnut': 10.5, 'Olinda': 10.6, 'Barre': 10.9, 'Arcogen': 11.0, 'Alamitos': 11.3, 'Harborgen': 12.5, 'Long Beach': 13.2, 'La Fresa': 13.7, 'Rio Hondo': 14.1, 'Lewis': 14.5, 'Goodrich': 15.4, 'El Nido': 15.5, 'La Cienega': 16.4, 'Redondo': 17.1, 'Chevmain': 17.2, 'Villa Park': 17.4, 'El Segundo': 18.3, 'Ellis': 19.2, 'Serrano': 19.4} | 0 | 0 | 0% | 0 | 100% | 0 | 0% | 0 | 0% |  | 0 | 0% | 0 | 0% | 0 | 0 | 0% | 0 | 0% | 0 | 0% | 0 | 0 | 0% | 0 | 0 | 0% | 0 | 0 | 0% | 0 | 0 | 0% | 0 | 0 | 0% | 0
79 | Del Amo | GREATER LA METRO | {'Lighthipe': 5.0, 'Center': 5.6, 'Alamitos': 5.7, 'Barre': 7.1, 'Hinson': 7.5, 'Arcogen': 8.7, 'Harborgen': 8.9, 'Laguna Bell': 9.3, 'Long Beach': 9.3, 'Lewis': 11.7, 'Olinda': 12.1, 'Mesa (SCE)': 13.1, 'La Fresa': 13.7, 'Walnut': 13.9, 'Ellis': 14.3, 'Villa Park': 15.3, 'Huntington Beach': 15.5, 'El Nido': 16.2, 'Redondo': 16.7, 'Johanna': 16.8, 'Serrano': 17.7, 'Chevmain': 18.0, 'Rio Hondo': 19.0, 'El Segundo': 19.2, 'La Cienega': 19.3} | 3242.4927 | 1916.4767 | 59.11% | 1326.016 | 40.89% | 304.1005 | 9.379% | 1565.1424 | 48.27% | 26.44 | 0 | 0% | 0 | 0% | 0 | 0 | 0% | 0 | 0% | 0 | 0% | 3242.4927 | 665.6759 | 20.53% | 2576.8168 | 1316.0387 | 40.59% | 1926.454 | 1316.0387 | 40.59% | 1926.454 | 0 | 0% | 3242.4927 | 25.9391 | 0.8% | 3216.5535
80 | El Nido | GREATER LA METRO | {'Chevmain': 1.8, 'La Fresa': 2.9, 'El Segundo': 3.0, 'Redondo': 3.4, 'La Cienega': 7.2, 'Arcogen': 9.2, 'Hinson': 10.1, 'Lighthipe': 11.4, 'Harborgen': 11.6, 'Long Beach': 12.4, 'Laguna Bell': 14.1, 'Center': 15.5, 'Del Amo': 16.2, 'Mesa (SCE)': 18.0, 'Alamitos': 18.2} | 375.5963 | 153.9781 | 41% | 221.6181 | 59% | 13.2518 | 3.528% | 17.9109 | 4.769% | 6.7876 | 0 | 0% | 0 | 0% | 0 | 81.5373 | 21.71% | 0 | 0% | 10.7529 | 2.863% | 364.8434 | 113.7204 | 30.28% | 261.8759 | 204.9119 | 54.56% | 170.6844 | 215.6648 | 57.42% | 159.9315 | 0 | 0% | 375.5963 | 0.64248 | 0.1711% | 374.9538
81 | Goodrich | GREATER LA METRO | {'Rio Hondo': 6.9, 'Gould': 7.5, 'Mesa (SCE)': 8.0, 'Laguna Bell': 12.6, 'Walnut': 12.6, 'Center': 15.4, 'Olinda': 17.0, 'Lighthipe': 19.3, 'La Cienega': 19.6} | 3092.5381 | 404.9341 | 13.09% | 2687.604 | 86.91% | 2535.7463 | 82% | 538.4749 | 17.41% | 3.4275 | 0 | 0% | 0 | 0% | 0 | 0 | 0% | 3092.5381 | 100% | 211.4354 | 6.837% | 2881.1027 | 1590.6769 | 51.44% | 1501.8612 | 1231.4524 | 39.82% | 1861.0857 | 1702.6301 | 55.06% | 1389.908 | 1737.9696 | 56.2% | 1354.5685 | 947.1438 | 30.63% | 2145.3943
82 | Gould | GREATER LA METRO | {'Goodrich': 7.5, 'Mesa (SCE)': 13.4, 'Rio Hondo': 14.3, 'Laguna Bell': 17.1, 'Vincent': 18.7, 'La Cienega': 18.8, 'Sylmar': 18.8} | 12391.082 | 1469.5095 | 11.86% | 10921.5725 | 88.14% | 10382.5879 | 83.79% | 1732.625 | 13.98% | 3.6667 | 0 | 0% | 0 | 0% | 0 | 485.1589 | 3.915% | 11872.3438 | 95.81% | 733.3159 | 5.918% | 11657.7662 | 3372.8069 | 27.22% | 9018.2751 | 1881.9556 | 15.19% | 10509.1265 | 4485.7549 | 36.2% | 7905.3271 | 9001.2412 | 72.64% | 3389.8408 | 3370.6306 | 27.2% | 9020.4514
83 | Harborgen | GREATER LA METRO | {'Long Beach': 0.9, 'Arcogen': 2.8, 'Hinson': 2.8, 'Alamitos': 7.5, 'Lighthipe': 7.6, 'La Fresa': 8.7, 'Del Amo': 8.9, 'Redondo': 10.4, 'El Nido': 11.6, 'Center': 12.5, 'Chevmain': 13.2, 'Laguna Bell': 14.3, 'Barre': 14.3, 'El Segundo': 14.4, 'Huntington Beach': 17.0, 'La Cienega': 17.6, 'Ellis': 17.6, 'Mesa (SCE)': 19.0, 'Lewis': 19.0} | 5594.1831 | 2148.3337 | 38.4% | 3445.8494 | 61.6% | 918.0401 | 16.41% | 2958.1098 | 52.88% | 26.125 | 0 | 0% | 0 | 0% | 0 | 8.6063 | 0.1538% | 0 | 0% | 0 | 0% | 5594.1831 | 459.8083 | 8.219% | 5134.3748 | 3438.0051 | 61.46% | 2156.178 | 3438.0051 | 61.46% | 2156.178 | 0 | 0% | 5594.1831 | 24.2063 | 0.4327% | 5569.9768
84 | Hinson | GREATER LA METRO | {'Arcogen': 1.2, 'Harborgen': 2.8, 'Long Beach': 3.7, 'Lighthipe': 5.0, 'La Fresa': 7.2, 'Del Amo': 7.5, 'Alamitos': 8.0, 'Redondo': 9.7, 'Center': 10.1, 'El Nido': 10.1, 'Laguna Bell': 11.6, 'Chevmain': 11.9, 'El Segundo': 13.1, 'Barre': 13.9, 'La Cienega': 15.4, 'Mesa (SCE)': 16.3, 'Huntington Beach': 18.5, 'Ellis': 18.6, 'Lewis': 18.6, 'Olinda': 19.4} | 5378.9902 | 2147.167 | 39.92% | 3231.8232 | 60.08% | 917.6172 | 17.06% | 2882.2141 | 53.58% | 32.6667 | 0 | 0% | 0 | 0% | 0 | 4.5859 | 0.08526% | 0 | 0% | 0 | 0% | 5378.9902 | 240.3738 | 4.469% | 5138.6164 | 3225.4126 | 59.96% | 2153.5776 | 3225.4126 | 59.96% | 2153.5776 | 0 | 0% | 5378.9902 | 14.3315 | 0.2664% | 5364.6587
85 | La Cienega | GREATER LA METRO | {'El Segundo': 6.9, 'Chevmain': 6.9, 'El Nido': 7.2, 'La Fresa': 9.4, 'Redondo': 10.5, 'Laguna Bell': 13.3, 'Lighthipe': 14.3, 'Arcogen': 14.8, 'Hinson': 15.4, 'Mesa (SCE)': 15.6, 'Center': 16.4, 'Harborgen': 17.6, 'Long Beach': 18.4, 'Gould': 18.8, 'Del Amo': 19.3, 'Goodrich': 19.6} | 606.8912 | 336.25 | 55.41% | 270.6411 | 44.59% | 51.1602 | 8.43% | 132.1402 | 21.77% | 7.9346 | 0 | 0% | 0 | 0% | 0 | 387.2134 | 63.8% | 0 | 0% | 1.5765 | 0.2598% | 605.3147 | 113.7204 | 18.74% | 493.1708 | 130.1089 | 21.44% | 476.7823 | 131.6854 | 21.7% | 475.2058 | 92.9717 | 15.32% | 513.9194 | 63.0615 | 10.39% | 543.8297
86 | La Fresa | GREATER LA METRO | {'El Nido': 2.9, 'Redondo': 3.5, 'Chevmain': 4.6, 'El Segundo': 5.8, 'Arcogen': 6.3, 'Hinson': 7.2, 'Harborgen': 8.7, 'Lighthipe': 9.1, 'La Cienega': 9.4, 'Long Beach': 9.5, 'Laguna Bell': 12.9, 'Center': 13.7, 'Del Amo': 13.7, 'Alamitos': 15.3, 'Mesa (SCE)': 17.2} | 2395.7878 | 626.4437 | 26.15% | 1769.3441 | 73.85% | 43.2583 | 1.806% | 1485.5322 | 62.01% | 13.5484 | 0 | 0% | 0 | 0% | 0 | 136.4636 | 5.696% | 0 | 0% | 10.7529 | 0.4488% | 2385.0349 | 55.0476 | 2.298% | 2340.7403 | 1726.0098 | 72.04% | 669.7781 | 1736.7626 | 72.49% | 659.0253 | 0 | 0% | 2395.7878 | 0.64248 | 0.02682% | 2395.1454
87 | Laguna Bell | GREATER LA METRO | {'Center': 4.0, 'Mesa (SCE)': 4.7, 'Lighthipe': 6.8, 'Del Amo': 9.3, 'Hinson': 11.6, 'Walnut': 11.6, 'Arcogen': 12.2, 'Goodrich': 12.6, 'La Fresa': 12.9, 'Olinda': 13.1, 'Rio Hondo': 13.1, 'La Cienega': 13.3, 'El Nido': 14.1, 'Harborgen': 14.3, 'Alamitos': 14.8, 'Barre': 15.0, 'Long Beach': 15.2, 'Chevmain': 15.5, 'Redondo': 16.4, 'El Segundo': 16.5, 'Gould': 17.1, 'Lewis': 18.3} | 0 | 0 | 0% | 0 | 100% | 0 | 0% | 0 | 0% |  | 0 | 0% | 0 | 0% | 0 | 0 | 0% | 0 | 0% | 0 | 0% | 0 | 0 | 0% | 0 | 0 | 0% | 0 | 0 | 0% | 0 | 0 | 0% | 0 | 0 | 0% | 0
88 | Lighthipe | GREATER LA METRO | {'Del Amo': 5.0, 'Hinson': 5.0, 'Center': 5.2, 'Arcogen': 5.9, 'Laguna Bell': 6.8, 'Harborgen': 7.6, 'Long Beach': 8.4, 'La Fresa': 9.1, 'Alamitos': 9.1, 'El Nido': 11.4, 'Mesa (SCE)': 11.4, 'Barre': 12.2, 'Redondo': 12.4, 'Chevmain': 13.2, 'La Cienega': 14.3, 'El Segundo': 14.4, 'Olinda': 15.2, 'Walnut': 15.6, 'Lewis': 16.6, 'Ellis': 19.0, 'Rio Hondo': 19.1, 'Goodrich': 19.3, 'Huntington Beach': 19.8} | 3172.3684 | 1818.2908 | 57.32% | 1354.0776 | 42.68% | 232.6488 | 7.334% | 1980.0738 | 62.42% | 31.68 | 0 | 0% | 0 | 0% | 0 | 0 | 0% | 0 | 0% | 0 | 0% | 3172.3684 | 51.4419 | 1.622% | 3120.9265 | 1347.7477 | 42.48% | 1824.6207 | 1347.7477 | 42.48% | 1824.6207 | 0 | 0% | 3172.3684 | 11.1851 | 0.3526% | 3161.1833
89 | Mesa (SCE) | GREATER LA METRO | {'Laguna Bell': 4.7, 'Center': 7.5, 'Goodrich': 8.0, 'Rio Hondo': 8.8, 'Walnut': 9.4, 'Lighthipe': 11.4, 'Olinda': 12.5, 'Del Amo': 13.1, 'Gould': 13.4, 'La Cienega': 15.6, 'Hinson': 16.3, 'Arcogen': 17.0, 'La Fresa': 17.2, 'Barre': 17.4, 'El Nido': 18.0, 'Alamitos': 18.8, 'Harborgen': 19.0, 'Chevmain': 19.2, 'Long Beach': 19.8, 'Lewis': 19.9} | 0 | 0 | 0% | 0 | 100% | 0 | 0% | 0 | 0% |  | 0 | 0% | 0 | 0% | 0 | 0 | 0% | 0 | 0% | 0 | 0% | 0 | 0 | 0% | 0 | 0 | 0% | 0 | 0 | 0% | 0 | 0 | 0% | 0 | 0 | 0% | 0
90 | Olinda | GREATER LA METRO | {'Walnut': 4.6, 'Lewis': 9.5, 'Barre': 10.1, 'Villa Park': 10.3, 'Center': 10.6, 'Serrano': 11.1, 'Rio Hondo': 11.5, 'Del Amo': 12.1, 'Mesa (SCE)': 12.5, 'Laguna Bell': 13.1, 'Chino': 14.5, 'Lighthipe': 15.2, 'Alamitos': 16.1, 'Johanna': 16.5, 'Goodrich': 17.0, 'Ellis': 18.0, 'Hinson': 19.4} | 5745.2256 | 1049.6682 | 18.27% | 4695.5574 | 81.73% | 158.5989 | 2.761% | 4358.5672 | 75.86% | 22.8325 | 0 | 0% | 0 | 0% | 0 | 644.1115 | 11.21% | 5101.1719 | 88.79% | 3523.1682 | 61.32% | 2222.0574 | 0 | 0% | 5745.2256 | 0 | 0% | 5745.2256 | 3523.1682 | 61.32% | 2222.0574 | 2006.2255 | 34.92% | 3739.0001 | 902.0296 | 15.7% | 4843.196
91 | Pardee | GREATER LA METRO | {'Saugus': 1.3, 'Sylmar': 10.4} | 73710.8906 | 12433.667 | 16.87% | 61277.2236 | 83.13% | 29302.3906 | 39.75% | 34550.1406 | 46.87% | 19.0091 | 310.1726 | 0.4208% | 1414.45 | 1.919% | 0 | 3061.7004 | 4.154% | 70615.6172 | 95.8% | 33947.5117 | 46.05% | 39763.3789 | 1526.6415 | 2.071% | 72184.2491 | 8821.9258 | 11.97% | 64888.9648 | 40773.9727 | 55.32% | 32936.918 | 37815.8516 | 51.3% | 35895.0391 | 7266.2944 | 9.858% | 66444.5962
92 | Rio Hondo | GREATER LA METRO | {'Goodrich': 6.9, 'Walnut': 6.9, 'Mesa (SCE)': 8.8, 'Olinda': 11.5, 'Laguna Bell': 13.1, 'Center': 14.1, 'Gould': 14.3, 'Chino': 18.8, 'Del Amo': 19.0, 'Lighthipe': 19.1, 'Padua': 19.6} | 1367.0808 | 47.0703 | 3.443% | 1320.0105 | 96.56% | 984.5443 | 72.02% | 369.9438 | 27.06% | 3.7187 | 0 | 0% | 0 | 0% | 0 | 0 | 0% | 1367.0808 | 100% | 139.9504 | 10.24% | 1227.1304 | 1200.449 | 87.81% | 166.6318 | 1199.5646 | 87.75% | 167.5162 | 1240.9279 | 90.77% | 126.153 | 970.7952 | 71.01% | 396.2856 | 499.4551 | 36.53% | 867.6257
93 | Saugus | GREATER LA METRO | {'Pardee': 1.3, 'Sylmar': 9.1} | 69822.3594 | 12594.7197 | 18.04% | 57227.6396 | 81.96% | 26308.5898 | 37.68% | 33478.7969 | 47.95% | 18.6667 | 284.1999 | 0.407% | 1230.7808 | 1.763% | 0 | 1356.6971 | 1.943% | 68455.4219 | 98.04% | 30545.875 | 43.75% | 39276.4844 | 1342.8269 | 1.923% | 68479.5325 | 8818.8584 | 12.63% | 61003.501 | 37372.3359 | 53.52% | 32450.0234 | 34523.7891 | 49.45% | 35298.5703 | 6590.0513 | 9.438% | 63232.3081
94 | Vincent | GREATER LA METRO | {'Antelope': 17.3, 'Gould': 18.7} | 54656.9922 | 20230.8516 | 37.01% | 34426.1406 | 62.99% | 5407.4307 | 9.893% | 14284.2119 | 26.13% | 32.5 | 78.2819 | 0.1432% | 927.5178 | 1.697% | 0 | 2894.0972 | 5.295% | 45062.6758 | 82.45% | 7434.5278 | 13.6% | 47222.4644 | 16959.957 | 31.03% | 37697.0352 | 12898.2744 | 23.6% | 41758.7178 | 25037.9082 | 45.81% | 29619.084 | 16207.5889 | 29.65% | 38449.4033 | 1881.2644 | 3.442% | 52775.7278
95 | Borden | SPGE | {'Gregg': 6.1, 'Kearney': 16.0, 'West Fresno': 16.8, 'Cal Ave': 18.6, 'Newhall': 19.4} | 146294.8438 | 21202.4453 | 14.49% | 125092.3984 | 85.51% | 15860.958 | 10.84% | 108805.2373 | 74.37% | 15.5 | 47192.6484 | 32.26% | 67230.4062 | 45.96% | 1 | 0 | 0% | 0 | 0% | 38370.8594 | 26.23% | 107923.9844 | 51721.3555 | 35.35% | 94573.4883 | 60022.082 | 41.03% | 86272.7617 | 79909.7969 | 54.62% | 66385.0469 | 13098.543 | 8.954% | 133196.3008 | 25058.8535 | 17.13% | 121235.9902
96 | Dairyland | SPGE | {'Le Grand': 9.3, 'Newhall': 13.0, 'Wilson': 17.2, 'Merced': 17.8} | 186067.7031 | 56226.082 | 30.22% | 129841.6211 | 69.78% | 35888.2305 | 19.29% | 139654.832 | 75.06% | 9.1837 | 107340.3594 | 57.69% | 61751.6797 | 33.19% | 1 | 0 | 0% | 0 | 0% | 62399.1992 | 33.54% | 123668.5039 | 19376.543 | 10.41% | 166691.1602 | 26281.2949 | 14.12% | 159786.4082 | 79850.4922 | 42.91% | 106217.2109 | 154.5079 | 0.08304% | 185913.1952 | 9455.8242 | 5.082% | 176611.8789
97 | Gregg | SPGE | {'Borden': 6.1, 'Kearney': 10.3, 'West Fresno': 10.8, 'Cal Ave': 12.5, 'Malaga': 15.3, 'Mc Mullin': 18.4, 'Sanger': 19.7} | 121647.5156 | 20488.748 | 16.84% | 101158.7676 | 83.16% | 5847.0454 | 4.807% | 92273.6108 | 75.85% | 17.4 | 34692.8203 | 28.52% | 68073.2656 | 55.96% | 1 | 0 | 0% | 0 | 0% | 17845.5059 | 14.67% | 103802.0098 | 32970.3125 | 27.1% | 88677.2031 | 35541.2578 | 29.22% | 86106.2578 | 47364.9023 | 38.94% | 74282.6133 | 7094.2969 | 5.832% | 114553.2188 | 13422.4805 | 11.03% | 108225.0352
98 | Newhall | SPGE | {'Mendota': 12.4, 'Dairyland': 13.0, 'Oro Loma': 18.1, 'Borden': 19.4, 'Tranquility': 19.6, 'Cheney': 19.7} | 188985.9531 | 48584.9336 | 25.71% | 140401.0195 | 74.29% | 65893.8516 | 34.87% | 118985.2734 | 62.96% | 6.2773 | 116386.9531 | 61.58% | 37448.918 | 19.82% | 1 | 0 | 0% | 0 | 0% | 111570.7031 | 59.04% | 77415.25 | 31241.9668 | 16.53% | 157743.9863 | 44246.9219 | 23.41% | 144739.0312 | 126277.2188 | 66.82% | 62708.7344 | 11475.333 | 6.072% | 177510.6201 | 32628.5762 | 17.27% | 156357.377
99 | Ignacio | NORTHERN CALIFORNIA | {'Lakeville': 12.2, 'Carquinez': 15.9, 'Penngrove': 18.2, 'Tulucay': 18.9} | 38202.1719 | 7008.98 | 18.35% | 31193.1919 | 81.65% | 10745.7773 | 28.13% | 23088.8477 | 60.44% | 14.6242 | 6499.3457 | 17.01% | 907.8844 | 2.377% | 0 | 13011.1875 | 34.06% | 9190.8418 | 24.06% | 22206.0137 | 58.13% | 15996.1582 | 11733.0811 | 30.71% | 26469.0908 | 17555.5059 | 45.95% | 20646.666 | 28209.7988 | 73.84% | 9992.373 | 16149.8535 | 42.27% | 22052.3184 | 2747.5515 | 7.192% | 35454.6204
100 | Calpella | NORTHERN CALIFORNIA | {'Mendocino': 3.7, 'Ukiah': 3.7, 'Hopland': 16.6} | 86269.5625 | 11085.4424 | 12.85% | 75184.1201 | 87.15% | 644.9541 | 0.7476% | 70578.6162 | 81.81% | 11.1946 | 2273.1086 | 2.635% | 6495.6807 | 7.53% | 0 | 72244.9766 | 83.74% | 2997.3081 | 3.474% | 20490.377 | 23.75% | 65779.1855 | 31352.0879 | 36.34% | 54917.4746 | 39838.5703 | 46.18% | 46430.9922 | 55266.5781 | 64.06% | 31002.9844 | 52221.2656 | 60.53% | 34048.2969 | 1369.8848 | 1.588% | 84899.6777
101 | Hopland | NORTHERN CALIFORNIA | {'Cloverdale': 12.7, 'Ukiah': 13.2, 'Calpella': 16.6, 'Eagle Rock': 17.6} | 94565.1719 | 9377.4053 | 9.916% | 85187.7666 | 90.08% | 3755.9202 | 3.972% | 83222.8142 | 88.01% | 9.1096 | 2816.0596 | 2.978% | 5277.8159 | 5.581% | 0 | 69203.3516 | 73.18% | 14811.9512 | 15.66% | 67318.1016 | 71.19% | 27247.0703 | 27217.582 | 28.78% | 67347.5898 | 38577.6875 | 40.79% | 55987.4844 | 74141.4219 | 78.4% | 20423.75 | 50822.1641 | 53.74% | 43743.0078 | 1475.7611 | 1.561% | 93089.4108
102 | Mendocino | NORTHERN CALIFORNIA | {'Calpella': 3.7, 'Ukiah': 7.4} | 95112.7969 | 11401.7334 | 11.99% | 83711.0635 | 88.01% | 681.5176 | 0.7165% | 77071.123 | 81.03% | 11.517 | 2250.8669 | 2.367% | 7052.0728 | 7.414% | 0 | 69828.0781 | 73.42% | 14231.3184 | 14.96% | 36414.1719 | 38.29% | 58698.625 | 28320.4219 | 29.78% | 66792.375 | 39314.3242 | 41.33% | 55798.4727 | 61935.7383 | 65.12% | 33177.0586 | 57032.1133 | 59.96% | 38080.6836 | 1495.4983 | 1.572% | 93617.2986
103 | Ukiah | NORTHERN CALIFORNIA | {'Calpella': 3.7, 'Mendocino': 7.4, 'Hopland': 13.2} | 73782.7031 | 8622.4658 | 11.69% | 65160.2373 | 88.31% | 876.8715 | 1.188% | 63619.8473 | 86.23% | 10.9447 | 1404.8213 | 1.904% | 4399.6284 | 5.963% | 0 | 66273.6641 | 89.82% | 0 | 0% | 12893.7354 | 17.48% | 60888.9678 | 28916.0859 | 39.19% | 44866.6172 | 37718.8828 | 51.12% | 36063.8203 | 46125.5586 | 62.52% | 27657.1445 | 47112.0273 | 63.85% | 26670.6758 | 1206.8679 | 1.636% | 72575.8352
104 | Le Grand | SPGE | {'Dairyland': 9.3, 'Wilson': 10.5, 'Merced': 13.2} | 170358.7031 | 31409.6855 | 18.44% | 138949.0176 | 81.56% | 26218.6309 | 15.39% | 131094.916 | 76.95% | 9.5347 | 73106.3047 | 42.91% | 55130.8555 | 32.36% | 1 | 0 | 0% | 0 | 0% | 77398.2891 | 45.43% | 92960.4141 | 69596.2812 | 40.85% | 100762.4219 | 73328.8516 | 43.04% | 97029.8516 | 104241.6797 | 61.19% | 66117.0234 | 16116.0234 | 9.46% | 154242.6797 | 29089.8223 | 17.08% | 141268.8809
105 | Merced | SPGE | {'Wilson': 4.6, 'Le Grand': 13.2, 'Dairyland': 17.8} | 129565.6953 | 13861.9229 | 10.7% | 115703.7725 | 89.3% | 21026.8652 | 16.23% | 93379.3535 | 72.07% | 9.6211 | 63000.9961 | 48.62% | 39179.4766 | 30.24% | 1 | 0 | 0% | 0 | 0% | 64773.8867 | 49.99% | 64791.8086 | 51610.4336 | 39.83% | 77955.2617 | 62034.2773 | 47.88% | 67531.418 | 95321.4766 | 73.57% | 34244.2188 | 3010.679 | 2.324% | 126555.0164 | 20113.043 | 15.52% | 109452.6523
106 | Wilson | SPGE | {'Merced': 4.6, 'Le Grand': 10.5, 'Dairyland': 17.2} | 136834.9844 | 12084.6074 | 8.832% | 124750.377 | 91.17% | 31511.3652 | 23.03% | 90572.9863 | 66.19% | 9.65 | 54890.0977 | 40.11% | 36993.3398 | 27.04% | 1 | 0 | 0% | 0 | 0% | 75646.9062 | 55.28% | 61188.0781 | 68671.625 | 50.19% | 68163.3594 | 72711.8359 | 53.14% | 64123.1484 | 108558.1094 | 79.34% | 28276.875 | 19074.0352 | 13.94% | 117760.9492 | 29860.9219 | 21.82% | 106974.0625
107 | Los Banos | SPGE | {'Quinto': 5.3} | 125988.1641 | 18166.959 | 14.42% | 107821.2051 | 85.58% | 44679.2578 | 35.46% | 75384.1484 | 59.83% | 7.4957 | 23453.7441 | 18.62% | 20938.6543 | 16.62% | 1 | 0 | 0% | 0 | 0% | 83498.8281 | 66.28% | 42489.3359 | 19213.6641 | 15.25% | 106774.5 | 40164.2852 | 31.88% | 85823.8789 | 84166.6484 | 66.81% | 41821.5156 | 41987.9922 | 33.33% | 84000.1719 | 9667.3506 | 7.673% | 116320.8135
108 | Coburn | SPGE | {} | 158343.875 | 34030.7461 | 21.49% | 124313.1289 | 78.51% | 75672.2969 | 47.79% | 80688.25 | 50.96% | 5.4853 | 4429.6758 | 2.798% | 40579.9297 | 25.63% | 0 | 33352.6016 | 21.06% | 0 | 0% | 52652.2773 | 33.25% | 105691.5977 | 2769.1536 | 1.749% | 155574.7214 | 17415.3711 | 11% | 140928.5039 | 61972.5625 | 39.14% | 96371.3125 | 49495.6836 | 31.26% | 108848.1914 | 4739.2397 | 2.993% | 153604.6353
109 | Tulucay | NORTHERN CALIFORNIA | {'Carquinez': 10.9, 'Peabody': 16.3, 'Lakeville': 17.0, 'Martinez': 18.1, 'Ignacio': 18.9} | 78638.4609 | 5727.3813 | 7.283% | 72911.0796 | 92.72% | 3292.1895 | 4.186% | 52490.1191 | 66.75% | 22 | 9864.6299 | 12.54% | 17090.7656 | 21.73% | 0 | 31230.0117 | 39.71% | 4332.0903 | 5.509% | 50146.3203 | 63.77% | 28492.1406 | 7420.6699 | 9.436% | 71217.791 | 25756.7773 | 32.75% | 52881.6836 | 61538.4102 | 78.25% | 17100.0508 | 26880.5762 | 34.18% | 51757.8848 | 7076.6841 | 8.999% | 71561.7769
110 | Brunswick | NORTHERN CALIFORNIA | {'Higgins': 13.3, 'Drum': 14.5} | 75764.6094 | 10569.7861 | 13.95% | 65194.8232 | 86.05% | 0 | 0% | 20275.2617 | 26.76% | 32.8875 | 783.2888 | 1.034% | 580.2021 | 0.7658% | 0 | 35144.8516 | 46.39% | 39631.1797 | 52.31% | 55928.0898 | 73.82% | 19836.5195 | 13260.0049 | 17.5% | 62504.6045 | 19165.332 | 25.3% | 56599.2773 | 63925.2422 | 84.37% | 11839.3672 | 14490.5732 | 19.13% | 61274.0361 | 2438.6934 | 3.219% | 73325.916
111 | Higgins | NORTHERN CALIFORNIA | {'Brunswick': 13.3, 'Pleasant Grove': 19.2} | 104987.3906 | 11692.5 | 11.14% | 93294.8906 | 88.86% | 2191.0188 | 2.087% | 37514.0476 | 35.73% | 33.4247 | 2987.3867 | 2.845% | 1202.1989 | 1.145% | 0 | 96492.4062 | 91.91% | 5494.1738 | 5.233% | 89406.4688 | 85.16% | 15580.9219 | 5881.6816 | 5.602% | 99105.709 | 11130.1035 | 10.6% | 93857.2871 | 90329.4297 | 86.04% | 14657.9609 | 40758.6367 | 38.82% | 64228.7539 | 6258.7632 | 5.961% | 98728.6274
112 | Barre | GREATER LA METRO | {'Lewis': 4.8, 'Del Amo': 7.1, 'Alamitos': 7.4, 'Villa Park': 8.5, 'Ellis': 8.8, 'Johanna': 9.9, 'Olinda': 10.1, 'Center': 10.9, 'Serrano': 11.1, 'Huntington Beach': 11.2, 'Lighthipe': 12.2, 'Hinson': 13.9, 'Walnut': 13.9, 'Harborgen': 14.3, 'Long Beach': 14.3, 'Laguna Bell': 15.0, 'Arcogen': 15.1, 'Santiago': 15.8, 'Mesa (SCE)': 17.4} | 2345.4561 | 60.148 | 2.564% | 2285.308 | 97.44% | 4.809 | 0.205% | 128.7558 | 5.49% | 61 | 0 | 0% | 0 | 0% | 0 | 0 | 0% | 0 | 0% | 0 | 0% | 2345.4561 | 688.6575 | 29.36% | 1656.7986 | 2275.0151 | 97% | 70.4409 | 2275.0151 | 97% | 70.4409 | 0 | 0% | 2345.4561 | 26.0866 | 1.112% | 2319.3695
113 | Ellis | GREATER LA METRO | {'Huntington Beach': 3.4, 'Johanna': 5.6, 'Barre': 8.8, 'Lewis': 8.9, 'Santiago': 10.2, 'Alamitos': 10.5, 'Villa Park': 10.9, 'Serrano': 13.3, 'Del Amo': 14.3, 'Long Beach': 17.2, 'Viejo': 17.4, 'Harborgen': 17.6, 'Trabuco': 17.7, 'Olinda': 18.0, 'Hinson': 18.6, 'Lighthipe': 19.0, 'Center': 19.2, 'Arcogen': 19.5, 'Capistrano': 20.0} | 5554.0376 | 185.0512 | 3.332% | 5368.9864 | 96.67% | 116.3373 | 2.095% | 232.3166 | 4.183% | 48 | 0 | 0% | 0 | 0% | 0 | 0 | 0% | 98.9296 | 1.781% | 102.0785 | 1.838% | 5451.9591 | 1420.6506 | 25.58% | 4133.387 | 5252.938 | 94.58% | 301.0996 | 5355.0166 | 96.42% | 199.021 | 0 | 0% | 5554.0376 | 366.5516 | 6.6% | 5187.486
114 | Johanna | GREATER LA METRO | {'Ellis': 5.6, 'Santiago': 5.9, 'Lewis': 7.1, 'Villa Park': 7.1, 'Huntington Beach': 8.6, 'Serrano': 8.7, 'Barre': 9.9, 'Viejo': 12.5, 'Trabuco': 14.6, 'Alamitos': 14.6, 'Olinda': 16.5, 'Del Amo': 16.8, 'Margarita': 17.2, 'Capistrano': 17.6} | 5563.3364 | 588.5486 | 10.58% | 4974.7878 | 89.42% | 130.2608 | 2.341% | 249.5364 | 4.485% | 48 | 12.4423 | 0.2236% | 25.8128 | 0.464% | 0 | 139.04 | 2.499% | 713.5338 | 12.83% | 364.6751 | 6.555% | 5198.6613 | 942.8934 | 16.95% | 4620.4431 | 4442.5732 | 79.85% | 1120.7632 | 4881.064 | 87.74% | 682.2725 | 37.5544 | 0.675% | 5525.782 | 466.271 | 8.381% | 5097.0655
115 | Lewis | GREATER LA METRO | {'Villa Park': 3.7, 'Barre': 4.8, 'Serrano': 6.4, 'Johanna': 7.1, 'Ellis': 8.9, 'Olinda': 9.5, 'Del Amo': 11.7, 'Alamitos': 11.9, 'Huntington Beach': 12.1, 'Santiago': 12.5, 'Walnut': 14.0, 'Center': 14.5, 'Lighthipe': 16.6, 'Viejo': 17.7, 'Chino': 18.2, 'Laguna Bell': 18.3, 'Hinson': 18.6, 'Harborgen': 19.0, 'Long Beach': 19.0, 'Arcogen': 19.8, 'Mesa (SCE)': 19.9} | 955.2676 | 122.1782 | 12.79% | 833.0894 | 87.21% | 42.3069 | 4.429% | 529.3399 | 55.41% | 22.503 | 0 | 0% | 0 | 0% | 0 | 0 | 0% | 955.2676 | 100% | 2.1942 | 0.2297% | 953.0733 | 128.0369 | 13.4% | 827.2307 | 0 | 0% | 955.2676 | 130.2312 | 13.63% | 825.0364 | 43.5715 | 4.561% | 911.6961 | 146.5037 | 15.34% | 808.7639
116 | Santiago | GREATER LA METRO | {'Johanna': 5.9, 'Viejo': 7.2, 'Trabuco': 8.9, 'Ellis': 10.2, 'Villa Park': 11.1, 'Margarita': 11.3, 'Serrano': 11.4, 'Capistrano': 12.0, 'Huntington Beach': 12.2, 'Lewis': 12.5, 'Barre': 15.8, 'Talega': 18.5, 'Lee Lake (Proposed)': 19.2} | 5194.937 | 509.0426 | 9.799% | 4685.8944 | 90.2% | 336.3568 | 6.475% | 1391.5124 | 26.79% | 40.3333 | 12.6968 | 0.2444% | 26.2704 | 0.5057% | 0 | 216.6216 | 4.17% | 3882.6345 | 74.74% | 999.1292 | 19.23% | 4195.8078 | 2880.7922 | 55.45% | 2314.1448 | 3619.3835 | 69.67% | 1575.5535 | 4592.1709 | 88.4% | 602.7661 | 1152.3453 | 22.18% | 4042.5917 | 471.4519 | 9.075% | 4723.4851
117 | Serrano | GREATER LA METRO | {'Villa Park': 2.7, 'Lewis': 6.4, 'Johanna': 8.7, 'Olinda': 11.1, 'Barre': 11.1, 'Santiago': 11.4, 'Ellis': 13.3, 'Chino': 13.3, 'Viejo': 14.0, 'Walnut': 15.4, 'Huntington Beach': 16.6, 'Del Amo': 17.7, 'Mira Loma': 17.9, 'Alamitos': 18.3, 'Center': 19.4, 'Trabuco': 19.5} | 13490.2646 | 1471.9968 | 10.91% | 12018.2678 | 89.09% | 1835.1375 | 13.6% | 9645.9202 | 71.5% | 10.5148 | 52.7326 | 0.3909% | 4.3758 | 0.03244% | 0 | 365.2681 | 2.708% | 13119.4287 | 97.25% | 7124.7393 | 52.81% | 6365.5254 | 1401.9641 | 10.39% | 12088.3005 | 3714.2222 | 27.53% | 9776.0425 | 10336.583 | 76.62% | 3153.6816 | 6492.8604 | 48.13% | 6997.4043 | 1640.9371 | 12.16% | 11849.3275
118 | Villa Park | GREATER LA METRO | {'Serrano': 2.7, 'Lewis': 3.7, 'Johanna': 7.1, 'Barre': 8.5, 'Olinda': 10.3, 'Ellis': 10.9, 'Santiago': 11.1, 'Huntington Beach': 14.3, 'Walnut': 14.9, 'Viejo': 15.1, 'Del Amo': 15.3, 'Chino': 15.5, 'Alamitos': 15.6, 'Center': 17.4, 'Trabuco': 19.7} | 5341.7241 | 403.8228 | 7.56% | 4937.9013 | 92.44% | 611.038 | 11.44% | 3450.4151 | 64.59% | 13.7644 | 2.32 | 0.04343% | 3.501 | 0.06554% | 0 | 66.4685 | 1.244% | 5269.6221 | 98.65% | 3580.083 | 67.02% | 1761.6411 | 341.1272 | 6.386% | 5000.5969 | 452.89 | 8.478% | 4888.8341 | 4172.4067 | 78.11% | 1169.3174 | 2111.8535 | 39.54% | 3229.8706 | 740.4827 | 13.86% | 4601.2415
119 | Capistrano | GREATER LA METRO | {'Margarita': 3.4, 'Trabuco': 3.5, 'Talega': 6.8, 'Viejo': 10.7, 'San Onofre': 11.8, 'Santiago': 12.0, 'Johanna': 17.6, 'Ellis': 20.0} | 13937.6582 | 1152.7985 | 8.271% | 12784.8597 | 91.73% | 4740.9136 | 34.02% | 6489.1089 | 46.56% | 50.0661 | 191.3022 | 1.373% | 21.8309 | 0.1566% | 0 | 12990.5762 | 93.2% | 91.4781 | 0.6563% | 2900.9717 | 20.81% | 11036.6865 | 8874.2002 | 63.67% | 5063.458 | 9732.2188 | 69.83% | 4205.4395 | 10414.9365 | 74.73% | 3522.7217 | 7441.311 | 53.39% | 6496.3472 | 782.7844 | 5.616% | 13154.8738
120 | Trabuco | GREATER LA METRO | {'Margarita': 2.8, 'Capistrano': 3.5, 'Viejo': 7.4, 'Santiago': 8.9, 'Talega': 9.6, 'Johanna': 14.6, 'San Onofre': 15.0, 'Ellis': 17.7, 'Lee Lake (Proposed)': 18.2, 'Huntington Beach': 18.5, 'Serrano': 19.5, 'Villa Park': 19.7} | 14211.9873 | 1256.3251 | 8.84% | 12955.6622 | 91.16% | 4350.1558 | 30.61% | 5943.5073 | 41.82% | 58.8667 | 146.6856 | 1.032% | 43.7254 | 0.3077% | 0 | 11848.2549 | 83.37% | 1359.7791 | 9.568% | 3271.4209 | 23.02% | 10940.5664 | 9497.04 | 66.82% | 4714.9473 | 10126.4531 | 71.25% | 4085.5342 | 11137.2051 | 78.36% | 3074.7822 | 6610.7476 | 46.52% | 7601.2397 | 868.3428 | 6.11% | 13343.6445
121 | Pleasant Grove | NORTHERN CALIFORNIA | {'Rio Oso': 11.6, 'Gold Hill': 14.6, 'Higgins': 19.2} | 71998.6797 | 26083.9902 | 36.23% | 45914.6895 | 63.77% | 2448.877 | 3.401% | 45559.5254 | 63.28% | 45.2476 | 25569.4746 | 35.51% | 5802.7197 | 8.059% | 0 | 6662.771 | 9.254% | 0 | 0% | 30557.5898 | 42.44% | 41441.0898 | 0 | 0% | 71998.6797 | 7.4361 | 0.01033% | 71991.2436 | 30565.0254 | 42.45% | 41433.6543 | 473.5122 | 0.6577% | 71525.1674 | 24209.5859 | 33.63% | 47789.0938
122 | Summit | NORTHERN CALIFORNIA | {} | 66723.5547 | 7145.8252 | 10.71% | 59577.7295 | 89.29% | 34974.4492 | 52.42% | 23665.332 | 35.47% | 35 | 0 | 0% | 0 | 0% | 0 | 21190.1406 | 31.76% | 4311.686 | 6.462% | 8869.6875 | 13.29% | 57853.8672 | 6027.5732 | 9.034% | 60695.9814 | 28275.2695 | 42.38% | 38448.2852 | 34812.5938 | 52.17% | 31910.9609 | 44799.6914 | 67.14% | 21923.8633 | 6038.8105 | 9.05% | 60684.7441
123 | Devers | RIVERSIDE | {'Mirage': 14.4} | 33186.1875 | 10648.6406 | 32.09% | 22537.5469 | 67.91% | 1742.5604 | 5.251% | 12989.0138 | 39.14% | 32.28 | 25.4687 | 0.07674% | 0 | 0% | 0 | 6362.3672 | 19.17% | 133.159 | 0.4012% | 11377.4893 | 34.28% | 21808.6982 | 18286.5195 | 55.1% | 14899.668 | 14052.0127 | 42.34% | 19134.1748 | 21198.3984 | 63.88% | 11987.7891 | 5158.3267 | 15.54% | 28027.8608 | 32.1134 | 0.09677% | 33154.0741
124 | Kern | RIVERSIDE | {'Redbluff': 15.1} | 20233.9746 | 5199.4175 | 25.7% | 15034.5571 | 74.3% | 9607.0518 | 47.48% | 10317.7412 | 50.99% | 4.0372 | 91.3983 | 0.4517% | 0 | 0% | 0 | 0 | 0% | 0 | 0% | 2369.4607 | 11.71% | 17864.5139 | 6866.6089 | 33.94% | 13367.3657 | 0 | 0% | 20233.9746 | 8892.5068 | 43.95% | 11341.4678 | 11209.834 | 55.4% | 9024.1406 | 0 | 0% | 20233.9746
125 | Mirage | RIVERSIDE | {'Devers': 14.4} | 33848.9375 | 15941.5488 | 47.1% | 17907.3887 | 52.9% | 1287.5032 | 3.804% | 12860.3318 | 37.99% | 36.6 | 121.0139 | 0.3575% | 155.7282 | 0.4601% | 0 | 4230.2964 | 12.5% | 0 | 0% | 4030.4922 | 11.91% | 29818.4453 | 8228.7705 | 24.31% | 25620.167 | 4887.2983 | 14.44% | 28961.6392 | 11378.3965 | 33.62% | 22470.541 | 7799.4897 | 23.04% | 26049.4478 | 3.1797 | 0.009394% | 33845.7578
126 | Valley (SCE) | RIVERSIDE | {'El Casco': 16.3, 'Lee Lake (Proposed)': 16.9} | 46131.832 | 18488.3223 | 40.08% | 27643.5098 | 59.92% | 0.1858 | 0.0004028% | 17926.2185 | 38.86% | 31 | 9018.2314 | 19.55% | 1818.4464 | 3.942% | 0 | 30659.1719 | 66.46% | 4732.9937 | 10.26% | 197.4832 | 0.4281% | 45934.3488 | 15670.5166 | 33.97% | 30461.3154 | 23889.334 | 51.78% | 22242.498 | 24070.3555 | 52.18% | 22061.4766 | 3550.8354 | 7.697% | 42580.9966 | 2825.8677 | 6.126% | 43305.9644
127 | Gold Hill | NORTHERN CALIFORNIA | {'Pleasant Grove': 14.6, 'Placerville': 19.7} | 48112.0352 | 7248.5908 | 15.07% | 40863.4443 | 84.93% | 6209.8809 | 12.91% | 22452.1406 | 46.67% | 48 | 234.4976 | 0.4874% | 95.5302 | 0.1986% | 0 | 5468.8901 | 11.37% | 12929.0049 | 26.87% | 23210.9688 | 48.24% | 24901.0664 | 10829.6992 | 22.51% | 37282.3359 | 9443.1592 | 19.63% | 38668.876 | 27895.3984 | 57.98% | 20216.6367 | 28706.0469 | 59.67% | 19405.9883 | 8543.4209 | 17.76% | 39568.6143
128 | Grand Island | NORTHERN CALIFORNIA | {'Shilo III': 14.6, 'Birds Landing': 15.0, 'Eight Mile': 16.6, 'Contra Costa': 19.1} | 154866.6562 | 7454.1738 | 4.813% | 147412.4824 | 95.19% | 32805.2891 | 21.18% | 110080.0859 | 71.08% | 9.6947 | 52107.9453 | 33.65% | 74208.4922 | 47.92% | 0 | 0 | 0% | 0 | 0% | 12252.9238 | 7.912% | 142613.7324 | 21881.6914 | 14.13% | 132984.9648 | 24010.7285 | 15.5% | 130855.9277 | 33629.2031 | 21.71% | 121237.4531 | 21.3341 | 0.01378% | 154845.3222 | 14457.5039 | 9.335% | 140409.1523
129 | Chino | GREATER LA METRO | {'Mira Loma': 6.6, 'Padua': 8.7, 'Rancho Vista': 10.3, 'Etiwanda': 10.7, 'Serrano': 13.3, 'Olinda': 14.5, 'Villa Park': 15.5, 'Walnut': 15.6, 'Lewis': 18.2, 'Rio Hondo': 18.8} | 16751.6426 | 5249.7559 | 31.34% | 11501.8867 | 68.66% | 166.6212 | 0.9947% | 10948.8026 | 65.36% | 41.8974 | 569.4428 | 3.399% | 1703.5291 | 10.17% | 0 | 3938.175 | 23.51% | 7380.1479 | 44.06% | 5322.542 | 31.77% | 11429.1006 | 490.3571 | 2.927% | 16261.2854 | 3859.8613 | 23.04% | 12891.7812 | 9146.9668 | 54.6% | 7604.6758 | 2623.479 | 15.66% | 14128.1636 | 3304.2661 | 19.73% | 13447.3765
130 | Kramer | GREATER KRAMER | {} | 24266.459 | 855.139 | 3.524% | 23411.32 | 96.48% | 3758.5518 | 15.49% | 11008.46 | 45.36% | 32.4111 | 0 | 0% | 0 | 0% | 0 | 0 | 0% | 0 | 0% | 22878.918 | 94.28% | 1387.541 | 8112.8149 | 33.43% | 16153.644 | 0 | 0% | 24266.459 | 23200.1699 | 95.61% | 1066.2891 | 11591.0254 | 47.77% | 12675.4336 | 101.9959 | 0.4203% | 24164.463
131 | Lugo | GREATER KRAMER | {'Victor': 9.6, 'Roadway': 14.7} | 57260.8945 | 6737.4741 | 11.77% | 50523.4204 | 88.23% | 9872.1357 | 17.24% | 25344.3525 | 44.26% | 24.7636 | 45.1855 | 0.07891% | 1.7313 | 0.003024% | 0 | 20930.9023 | 36.55% | 26587.418 | 46.43% | 26904.2188 | 46.99% | 30356.6758 | 40563.4805 | 70.84% | 16697.4141 | 35374.2461 | 61.78% | 21886.6484 | 49807.3945 | 86.98% | 7453.5 | 23191.8203 | 40.5% | 34069.0742 | 2236.4978 | 3.906% | 55024.3967
132 | Mira Loma | GREATER LA METRO | {'Rancho Vista': 5.8, 'Etiwanda': 6.0, 'Chino': 6.6, 'Padua': 8.8, 'Vista': 14.3, 'Serrano': 17.9, 'Lee Lake (Proposed)': 19.0, 'San Bernardino': 19.3} | 10682.1104 | 3789.8887 | 35.48% | 6892.2217 | 64.52% | 7.9938 | 0.07483% | 6082.2508 | 56.94% | 49 | 528.5535 | 4.948% | 1703.5291 | 15.95% | 0 | 3294.0635 | 30.84% | 1954.6688 | 18.3% | 1179.4404 | 11.04% | 9502.6699 | 442.8392 | 4.146% | 10239.2712 | 3808.9153 | 35.66% | 6873.1951 | 4998.126 | 46.79% | 5683.9844 | 407.1453 | 3.811% | 10274.9651 | 2512.4705 | 23.52% | 8169.6399
133 | Padua | GREATER LA METRO | {'Rancho Vista': 6.4, 'Etiwanda': 6.8, 'Chino': 8.7, 'Mira Loma': 8.8, 'Vista': 19.2, 'Walnut': 19.4, 'Rio Hondo': 19.6} | 7040.0107 | 3206.6443 | 45.55% | 3833.3665 | 54.45% | 440.3838 | 6.255% | 1637.5671 | 23.26% | 45.49 | 370.5579 | 5.264% | 1115.335 | 15.84% | 0 | 562.3071 | 7.987% | 2194.5315 | 31.17% | 2457.6663 | 34.91% | 4582.3445 | 1407.0846 | 19.99% | 5632.9261 | 1151.2257 | 16.35% | 5888.785 | 2692.2668 | 38.24% | 4347.7439 | 1532.1788 | 21.76% | 5507.8319 | 782.5313 | 11.12% | 6257.4794
134 | Pisgah | GREATER KRAMER | {} | 12129.7109 | 1143.3214 | 9.426% | 10986.3895 | 90.57% | 7497.3564 | 61.81% | 4203.4062 | 34.65% | 2.8926 | 0 | 0% | 0 | 0% | 0 | 0 | 0% | 0 | 0% | 6548.0581 | 53.98% | 5581.6528 | 8994.5693 | 74.15% | 3135.1416 | 9927.7861 | 81.85% | 2201.9248 | 10479.0391 | 86.39% | 1650.6719 | 5089.3857 | 41.96% | 7040.3252 | 86.8953 | 0.7164% | 12042.8156
135 | Roadway | GREATER KRAMER | {'Victor': 5.1, 'Lugo': 14.7} | 78766.6094 | 21340.9238 | 27.09% | 57425.6855 | 72.91% | 563.6146 | 0.7156% | 12348.7399 | 15.68% | 42.732 | 296.7441 | 0.3767% | 70.0785 | 0.08897% | 0 | 0 | 0% | 0 | 0% | 32127.0527 | 40.79% | 46639.5566 | 37691.8281 | 47.85% | 41074.7812 | 13705.8262 | 17.4% | 65060.7832 | 51356.6445 | 65.2% | 27409.9648 | 13964.8711 | 17.73% | 64801.7383 | 1091.4253 | 1.386% | 77675.1841
136 | Tortilla | GREATER KRAMER | {'Coolwater': 10.0} | 44087.6992 | 3734.2056 | 8.47% | 40353.4937 | 91.53% | 264.1228 | 0.5991% | 25620.0178 | 58.11% | 22.3968 | 108.2896 | 0.2456% | 1656.8928 | 3.758% | 0 | 0 | 0% | 0 | 0% | 30439.8613 | 69.04% | 13647.8379 | 26340.791 | 59.75% | 17746.9082 | 14449.5088 | 32.77% | 29638.1904 | 38457.5977 | 87.23% | 5630.1016 | 18337.0117 | 41.59% | 25750.6875 | 1318.2733 | 2.99% | 42769.4259
137 | Victor | GREATER KRAMER | {'Roadway': 5.1, 'Lugo': 9.6} | 61666.5352 | 19385.3867 | 31.44% | 42281.1484 | 68.56% | 559.9114 | 0.908% | 6112.1252 | 9.912% | 49.5 | 7.339 | 0.0119% | 11.1197 | 0.01803% | 0 | 4026.594 | 6.53% | 0 | 0% | 23545.125 | 38.18% | 38121.4102 | 30087.2109 | 48.79% | 31579.3242 | 9963.9775 | 16.16% | 51702.5576 | 40349.0156 | 65.43% | 21317.5195 | 5335.9478 | 8.653% | 56330.5874 | 277.822 | 0.4505% | 61388.7132
138 | Vista (SCE) | RIVERSIDE | {'San Bernardino': 5.3, 'Etiwanda': 12.4, 'Rancho Vista': 12.8, 'Mira Loma': 14.3, 'El Casco': 14.8, 'Padua': 19.2} | 14134.4395 | 410.4673 | 2.904% | 13723.9721 | 97.1% | 83.65 | 0.5918% | 5033.4067 | 35.61% | 37.3333 | 78.669 | 0.5566% | 164.7561 | 1.166% | 0 | 866.512 | 6.131% | 12256.3906 | 86.71% | 5920.4951 | 41.89% | 8213.9443 | 8502.7129 | 60.16% | 5631.7266 | 10943.9473 | 77.43% | 3190.4922 | 13682.1865 | 96.8% | 452.2529 | 4788.6636 | 33.88% | 9345.7759 | 588.0717 | 4.161% | 13546.3678
139 | Encina | SAN DIEGO | {'Palomar': 2.9, 'San Luis Rey': 5.1, 'Escondido': 12.7, 'Penasquitos': 16.5} | 1708.6643 | 372.4176 | 21.8% | 1336.2467 | 78.2% | 13.1954 | 0.7723% | 91.1663 | 5.336% | 6.5085 | 203.2225 | 11.89% | 15.1749 | 0.8881% | 0 | 643.4819 | 37.66% | 0 | 0% | 444.2477 | 26% | 1264.4167 | 952.3076 | 55.73% | 756.3567 | 987.4069 | 57.79% | 721.2574 | 1225.4373 | 71.72% | 483.2271 | 0 | 0% | 1708.6643 | 286.7307 | 16.78% | 1421.9337
140 | Escondido | SAN DIEGO | {'Palomar': 9.9, 'Encina': 12.7, 'San Luis Rey': 13.9, 'Sycamore Canyon': 15.2, 'Penasquitos': 15.5} | 36328.8477 | 11036.1055 | 30.38% | 25292.7422 | 69.62% | 25.6929 | 0.07072% | 9797.105 | 26.97% | 39.3414 | 4500.9326 | 12.39% | 1030.575 | 2.837% | 0 | 19241.2109 | 52.96% | 17085.8789 | 47.03% | 17356.9004 | 47.78% | 18971.9473 | 5905.499 | 16.26% | 30423.3486 | 10215.4561 | 28.12% | 26113.3916 | 21495.0293 | 59.17% | 14833.8184 | 3545.4475 | 9.759% | 32783.4001 | 2568.0383 | 7.069% | 33760.8093
141 | Kearny | SAN DIEGO | {'Mission': 3.4, 'Old Town': 5.8, 'Penasquitos': 7.8, 'Sycamore Canyon': 8.3, 'Silvergate': 9.5, 'Miguel': 13.7, 'Bay Boulevard': 15.6} | 3224.4214 | 861.9268 | 26.73% | 2362.4946 | 73.27% | 734.5435 | 22.78% | 497.5546 | 15.43% | 26.2857 | 0 | 0% | 0 | 0% | 0 | 809.7357 | 25.11% | 0 | 0% | 801.8251 | 24.87% | 2422.5963 | 840.136 | 26.06% | 2384.2853 | 1551.562 | 48.12% | 1672.8594 | 2333.7917 | 72.38% | 890.6296 | 177.2295 | 5.496% | 3047.1919 | 52.5091 | 1.628% | 3171.9123
142 | Miguel | SAN DIEGO | {'Bay Boulevard': 8.1, 'Otay Mesa': 8.3, 'Silvergate': 9.4, 'Mission': 11.6, 'Old Town': 13.6, 'Kearny': 13.7, 'Sycamore Canyon': 16.7, 'Suncrest': 19.7} | 12409.9502 | 419.7647 | 3.382% | 11990.1855 | 96.62% | 1252.4519 | 10.09% | 6821.176 | 54.97% | 16.5 | 7.998 | 0.06445% | 0 | 0% | 0 | 5928.5181 | 47.77% | 5466.189 | 44.05% | 1249.2502 | 10.07% | 11160.7 | 10510.6807 | 84.7% | 1899.2695 | 11727.918 | 94.5% | 682.0322 | 11907.7021 | 95.95% | 502.248 | 5348.188 | 43.1% | 7061.7622 | 730.7023 | 5.888% | 11679.2479
143 | Mission | SAN DIEGO | {'Kearny': 3.4, 'Old Town': 3.4, 'Silvergate': 6.1, 'Penasquitos': 10.4, 'Sycamore Canyon': 11.1, 'Miguel': 11.6, 'Bay Boulevard': 12.3, 'Otay Mesa': 19.6} | 5977.8076 | 1071.4365 | 17.92% | 4906.3711 | 82.08% | 2767.2542 | 46.29% | 587.3379 | 9.825% | 32.3833 | 0 | 0% | 0 | 0% | 0 | 753.1185 | 12.6% | 0 | 0% | 830.6398 | 13.9% | 5147.1678 | 1576.3124 | 26.37% | 4401.4952 | 4123.6328 | 68.98% | 1854.1748 | 4895.0747 | 81.89% | 1082.7329 | 146.3414 | 2.448% | 5831.4663 | 108.7899 | 1.82% | 5869.0177
144 | Old Town | SAN DIEGO | {'Mission': 3.4, 'Silvergate': 5.7, 'Kearny': 5.8, 'Penasquitos': 10.6, 'Bay Boulevard': 12.3, 'Miguel': 13.6, 'Sycamore Canyon': 14.0} | 5313.2241 | 1076.434 | 20.26% | 4236.7902 | 79.74% | 2800.6909 | 52.71% | 238.5042 | 4.489% | 27.6667 | 0 | 0% | 0 | 0% | 0 | 10.752 | 0.2024% | 0 | 0% | 89.18 | 1.678% | 5224.0441 | 926.1684 | 17.43% | 4387.0557 | 4196.2822 | 78.98% | 1116.9419 | 4225.3579 | 79.53% | 1087.8662 | 0.89703 | 0.01688% | 5312.3271 | 71.916 | 1.354% | 5241.3081
145 | Penasquitos | SAN DIEGO | {'Kearny': 7.8, 'Mission': 10.4, 'Old Town': 10.6, 'Sycamore Canyon': 10.9, 'Palomar': 14.6, 'Escondido': 15.5, 'Silvergate': 16.0, 'Encina': 16.5} | 970.9956 | 171.5204 | 17.66% | 799.4752 | 82.34% | 10.6222 | 1.094% | 32.9686 | 3.395% | 14.1199 | 19.7704 | 2.036% | 4.4718 | 0.4605% | 0 | 743.8389 | 76.61% | 0 | 0% | 242.8991 | 25.02% | 728.0965 | 583.5726 | 60.1% | 387.423 | 649.2036 | 66.86% | 321.7921 | 789.7853 | 81.34% | 181.2103 | 0 | 0% | 970.9956 | 55.9401 | 5.761% | 915.0555
146 | San Luis Rey | SAN DIEGO | {'Encina': 5.1, 'Palomar': 6.7, 'Escondido': 13.9, 'San Onofre': 16.8} | 7538.5474 | 1598.2015 | 21.2% | 5940.3458 | 78.8% | 6.8605 | 0.09101% | 161.4812 | 2.142% | 54.1429 | 1952.0203 | 25.89% | 406.7914 | 5.396% | 0 | 6035.7026 | 80.06% | 0 | 0% | 3917.824 | 51.97% | 3620.7234 | 3739.2004 | 49.6% | 3799.3469 | 4874.7344 | 64.66% | 2663.813 | 5505.4648 | 73.03% | 2033.0825 | 17.318 | 0.2297% | 7521.2294 | 458.7468 | 6.085% | 7079.8006
147 | Sycamore Canyon | SAN DIEGO | {'Kearny': 8.3, 'Penasquitos': 10.9, 'Mission': 11.1, 'Old Town': 14.0, 'Escondido': 15.2, 'Silvergate': 16.6, 'Miguel': 16.7} | 22329.3262 | 468.1788 | 2.097% | 21861.1474 | 97.9% | 1059.7759 | 4.746% | 6773.9194 | 30.34% | 28.07 | 760.671 | 3.407% | 97.5837 | 0.437% | 0 | 5487.1499 | 24.57% | 16842.252 | 75.43% | 16049.6035 | 71.88% | 6279.7227 | 13078.6514 | 58.57% | 9250.6748 | 15044.5977 | 67.38% | 7284.7285 | 21753.0898 | 97.42% | 576.2363 | 3744.5923 | 16.77% | 18584.7339 | 759.7502 | 3.402% | 21569.576
148 | Talega | GREATER LA METRO | {'San Onofre': 5.8, 'Capistrano': 6.8, 'Margarita': 7.4, 'Trabuco': 9.6, 'Viejo': 15.3, 'Santiago': 18.5} | 14107.5557 | 1051.269 | 7.452% | 13056.2866 | 92.55% | 4879.2793 | 34.59% | 6473.2861 | 45.89% | 49.5 | 204.3211 | 1.448% | 21.8309 | 0.1547% | 0 | 13086.416 | 92.76% | 0 | 0% | 3270.8801 | 23.19% | 10836.6755 | 8883.6348 | 62.97% | 5223.9209 | 9682.2607 | 68.63% | 4425.2949 | 10704.1963 | 75.88% | 3403.3594 | 7624.8052 | 54.05% | 6482.7505 | 778.1204 | 5.516% | 13329.4352
149 | Martin | NORTHERN CALIFORNIA | {'East Shore': 16.9} | 9756.999 | 3715.9871 | 38.09% | 6041.012 | 61.91% | 2209.4187 | 22.64% | 2877.2659 | 29.49% | 59 | 6.2697 | 0.06426% | 0 | 0% | 0 | 295.6232 | 3.03% | 2537.8354 | 26.01% | 2624.79 | 26.9% | 7132.209 | 4052.3025 | 41.53% | 5704.6965 | 5769.3242 | 59.13% | 3987.6748 | 5884.8169 | 60.31% | 3872.1821 | 2362.6741 | 24.22% | 7394.325 | 449.0588 | 4.602% | 9307.9402
150 | Bellota | NORTHERN CALIFORNIA | {'Lockeford': 10.7, 'Camanche': 13.7, 'Weber': 14.0, 'Riverbank': 18.0, 'Stagg': 18.3, 'Ripon': 19.3} | 165086.9062 | 22655.998 | 13.72% | 142430.9082 | 86.28% | 27535.709 | 16.68% | 115100.291 | 69.72% | 12 | 40850.0156 | 24.74% | 56751.3555 | 34.38% | 1 | 4969.7715 | 3.01% | 0 | 0% | 53000.8477 | 32.1% | 112086.0586 | 30947.3145 | 18.75% | 134139.5918 | 71065.7969 | 43.05% | 94021.1094 | 89685.0547 | 54.33% | 75401.8516 | 45523.2422 | 27.58% | 119563.6641 | 21906.4062 | 13.27% | 143180.5
151 | Ripon | NORTHERN CALIFORNIA | {'Vierra': 7.6, 'Weber': 12.4, 'Westley': 12.6, 'Riverbank': 13.1, 'Warnerville': 18.8, 'Bellota': 19.3, 'Stagg': 19.7} | 121795.5 | 19324.5566 | 15.87% | 102470.9434 | 84.13% | 874.7703 | 0.7182% | 81254.7609 | 66.71% | 18.3956 | 33463.3672 | 27.48% | 76010.7734 | 62.41% | 1 | 0 | 0% | 0 | 0% | 48192.125 | 39.57% | 73603.375 | 20941.3984 | 17.19% | 100854.1016 | 23579.7266 | 19.36% | 98215.7734 | 58078.1797 | 47.68% | 63717.3203 | 0 | 0% | 121795.5 | 5188.2578 | 4.26% | 116607.2422
152 | Lockeford | NORTHERN CALIFORNIA | {'Camanche': 9.9, 'Bellota': 10.7, 'Eight Mile': 12.5, 'Stagg': 13.4, 'Weber': 14.3} | 142362.2031 | 29428.0508 | 20.67% | 112934.1523 | 79.33% | 6023.1123 | 4.231% | 79008.8096 | 55.5% | 21.5188 | 36576.9922 | 25.69% | 65442.4062 | 45.97% | 1 | 153.7786 | 0.108% | 0 | 0% | 17584.4648 | 12.35% | 124777.7383 | 13808.917 | 9.7% | 128553.2861 | 50149.7305 | 35.23% | 92212.4727 | 54660.3242 | 38.4% | 87701.8789 | 11451.9268 | 8.044% | 130910.2764 | 20356.5449 | 14.3% | 122005.6582
153 | Stagg | NORTHERN CALIFORNIA | {'Eight Mile': 4.8, 'Weber': 7.7, 'Lockeford': 13.4, 'Vierra': 14.0, 'Bellota': 18.3, 'Brentwood': 18.6, 'Kelso': 19.3, 'Ripon': 19.7, 'Delta Switching Yard': 19.9} | 110329.375 | 6979.5503 | 6.326% | 103349.8247 | 93.67% | 16924.6602 | 15.34% | 70246.5352 | 63.67% | 11.125 | 11277.7236 | 10.22% | 84162.7578 | 76.28% | 1 | 0 | 0% | 0 | 0% | 11515.5137 | 10.44% | 98813.8613 | 21297.75 | 19.3% | 89031.625 | 24700.502 | 22.39% | 85628.873 | 30676.6641 | 27.8% | 79652.7109 | 0 | 0% | 110329.375 | 5689.6934 | 5.157% | 104639.6816
154 | Weber | NORTHERN CALIFORNIA | {'Stagg': 7.7, 'Vierra': 8.6, 'Eight Mile': 12.2, 'Ripon': 12.4, 'Bellota': 14.0, 'Lockeford': 14.3} | 100710.5391 | 22624.252 | 22.46% | 78086.2871 | 77.54% | 758.668 | 0.7533% | 77927.0117 | 77.38% | 16.2619 | 21530.3926 | 21.38% | 72522.8594 | 72.01% | 1 | 0 | 0% | 0 | 0% | 0 | 0% | 100710.5391 | 1035.1804 | 1.028% | 99675.3586 | 4971.4448 | 4.936% | 95739.0942 | 4971.4448 | 4.936% | 95739.0942 | 0 | 0% | 100710.5391 | 2502.9875 | 2.485% | 98207.5515
155 | Carrizo Plains | SPGE | {'Solar SS': 1.1, 'Caliente': 6.9, 'Kernridge': 17.5, 'Temblor': 19.4} | 152146.3594 | 19787.0645 | 13.01% | 132359.2949 | 86.99% | 88906.2812 | 58.43% | 50161.4219 | 32.97% | 9.3582 | 4109.2085 | 2.701% | 275.5292 | 0.1811% | 0 | 32500.9062 | 21.36% | 0 | 0% | 50316.9727 | 33.07% | 101829.3867 | 28429.3438 | 18.69% | 123717.0156 | 46146.7578 | 30.33% | 105999.6016 | 85585.6094 | 56.25% | 66560.75 | 99139.75 | 65.16% | 53006.6094 | 7279.6045 | 4.785% | 144866.7549
156 | Cholame | SPGE | {} | 187863 | 29746.291 | 15.83% | 158116.709 | 84.17% | 117633.1797 | 62.62% | 67377.9609 | 35.87% | 4.7148 | 15685.2031 | 8.349% | 8827.5605 | 4.699% | 0 | 13183.5254 | 7.018% | 0 | 0% | 82743.3672 | 44.04% | 105119.6328 | 34485.3984 | 18.36% | 153377.6016 | 67700.8281 | 36.04% | 120162.1719 | 111049.6562 | 59.11% | 76813.3438 | 88104.4297 | 46.9% | 99758.5703 | 2489.4753 | 1.325% | 185373.5247
157 | Mesa | SPGE | {'Oceano': 9.7, 'Sisquoc': 11.4} | 128469.6641 | 38390.7422 | 29.88% | 90078.9219 | 70.12% | 28054.7109 | 21.84% | 89759.8906 | 69.87% | 9.5024 | 12939.751 | 10.07% | 34376.7422 | 26.76% | 0 | 30268.7246 | 23.56% | 34890.75 | 27.16% | 6623.7441 | 5.156% | 121845.9199 | 4578.0283 | 3.564% | 123891.6357 | 15833.2607 | 12.32% | 112636.4033 | 21778.959 | 16.95% | 106690.7051 | 36832 | 28.67% | 91637.6641 | 8823.7646 | 6.868% | 119645.8994
158 | Oceano | SPGE | {'Mesa': 9.7, 'San Luis Obispo': 11.5, 'Mustang': 15.2, 'Diablo': 17.0} | 81154.9453 | 29198.623 | 35.98% | 51956.3223 | 64.02% | 7259.918 | 8.946% | 58348.8789 | 71.9% | 12.7126 | 5811.9678 | 7.162% | 16371.1543 | 20.17% | 0 | 26939.4414 | 33.2% | 23215.5625 | 28.61% | 7501.1875 | 9.243% | 73653.7578 | 2280.0044 | 2.809% | 78874.9409 | 17661.1855 | 21.76% | 63493.7598 | 20862.7461 | 25.71% | 60292.1992 | 19490.1035 | 24.02% | 61664.8418 | 6424.7827 | 7.917% | 74730.1626
159 | San Luis Obispo | SPGE | {'Mustang': 3.7, 'Oceano': 11.5, 'Diablo': 12.4, 'Morro Bay': 14.7} | 71303.7109 | 10304.2197 | 14.45% | 60999.4912 | 85.55% | 11875.3223 | 16.65% | 51033.6738 | 71.57% | 8.5784 | 3068.676 | 4.304% | 4902.814 | 6.876% | 0 | 40222.2031 | 56.41% | 20955.2539 | 29.39% | 23816.4023 | 33.4% | 47487.3086 | 19933.3535 | 27.96% | 51370.3574 | 43274.5312 | 60.69% | 28029.1797 | 49819.7227 | 69.87% | 21483.9883 | 30385.8867 | 42.61% | 40917.8242 | 7429.7124 | 10.42% | 63873.9985
160 | Templeton | SPGE | {'Morro Bay': 15.9, 'Mustang': 16.7} | 145429.6875 | 54336.9102 | 37.36% | 91092.7773 | 62.64% | 5828.2788 | 4.008% | 106113.6274 | 72.97% | 15.8667 | 24697.1699 | 16.98% | 9843.877 | 6.769% | 0 | 39942.4492 | 27.47% | 30253.9219 | 20.8% | 24381.125 | 16.76% | 121048.5625 | 31038.6191 | 21.34% | 114391.0684 | 51457.082 | 35.38% | 93972.6055 | 59966.3359 | 41.23% | 85463.3516 | 33999.4648 | 23.38% | 111430.2227 | 4643.7515 | 3.193% | 140785.936
161 | Sisquoc | SPGE | {'Mesa': 11.4, 'Cabrillo': 17.3} | 131294.0938 | 27986.5078 | 21.32% | 103307.5859 | 78.68% | 66898.5859 | 50.95% | 60379.625 | 45.99% | 7.075 | 13575.3799 | 10.34% | 23172.9355 | 17.65% | 0 | 36745.6172 | 27.99% | 19258.459 | 14.67% | 26557.6055 | 20.23% | 104736.4883 | 11408.8428 | 8.69% | 119885.251 | 46808.125 | 35.65% | 84485.9688 | 59256.3789 | 45.13% | 72037.7148 | 32980.8867 | 25.12% | 98313.207 | 5233.5439 | 3.986% | 126060.5498
162 | Goleta | GREATER LA METRO | {} | 45315.9883 | 12511.1338 | 27.61% | 32804.8545 | 72.39% | 19264.627 | 42.51% | 22016.9277 | 48.59% | 6.8483 | 3954.7063 | 8.727% | 833.2545 | 1.839% | 0 | 2389.2986 | 5.273% | 41145.9219 | 90.8% | 10317.8379 | 22.77% | 34998.1504 | 1270.411 | 2.803% | 44045.5773 | 2048.187 | 4.52% | 43267.8013 | 12366.0254 | 27.29% | 32949.9629 | 23737.498 | 52.38% | 21578.4902 | 2693.4973 | 5.944% | 42622.491
163 | Schulte Switching Station | NORTHERN CALIFORNIA | {'Los Esteros': 3.7, 'Newark': 8.7, 'Hicks': 10.3, 'Coyote': 15.7, 'Metcalf': 15.7, 'East Shore': 19.3} | 7345.1489 | 1206.2374 | 16.42% | 6138.9115 | 83.58% | 1399.8678 | 19.06% | 4496.6581 | 61.22% | 7.517 | 1.1891 | 0.01619% | 5.6714 | 0.07721% | 0 | 5985.9316 | 81.5% | 0 | 0% | 671.1282 | 9.137% | 6674.0207 | 1936.6055 | 26.37% | 5408.5435 | 2305.3059 | 31.39% | 5039.843 | 2305.3059 | 31.39% | 5039.843 | 3567.5022 | 48.57% | 3777.6467 | 1037.1371 | 14.12% | 6308.0118
164 | Hicks | NORTHERN CALIFORNIA | {'Coyote': 8.5, 'Metcalf': 8.8, 'Schulte Switching Station': 10.3, 'Los Esteros': 13.5, 'Newark': 19.0} | 18681.1855 | 887.397 | 4.75% | 17793.7886 | 95.25% | 386.86 | 2.071% | 7451.6156 | 39.89% | 22.1606 | 1242.0028 | 6.648% | 310.0504 | 1.66% | 0 | 2267.6716 | 12.14% | 13667.4316 | 73.16% | 13338.5947 | 71.4% | 5342.5908 | 626.3467 | 3.353% | 18054.8389 | 12864.1631 | 68.86% | 5817.0225 | 17659.834 | 94.53% | 1021.3516 | 4677.4312 | 25.04% | 14003.7544 | 469.0316 | 2.511% | 18212.1539
165 | Cottonwood | NORTHERN CALIFORNIA | {'Jessup': 5.5} | 116288.9688 | 28410.9277 | 24.43% | 87878.041 | 75.57% | 4917.1782 | 4.228% | 60051.1421 | 51.64% | 26.7556 | 3973.1077 | 3.417% | 7199.5771 | 6.191% | 0 | 83343.8203 | 71.67% | 0 | 0% | 55565.6992 | 47.78% | 60723.2695 | 22368.7422 | 19.24% | 93920.2266 | 26121.7891 | 22.46% | 90167.1797 | 68058.1797 | 58.53% | 48230.7891 | 37079.7812 | 31.89% | 79209.1875 | 17182.0469 | 14.78% | 99106.9219
166 | Jessup | NORTHERN CALIFORNIA | {'Cottonwood': 5.5} | 107071.0312 | 20444.166 | 19.09% | 86626.8652 | 80.91% | 2140.8469 | 1.999% | 46964.321 | 43.86% | 33 | 4187.0493 | 3.911% | 7439.21 | 6.948% | 0 | 67125.2109 | 62.69% | 4806.0186 | 4.489% | 61572.3438 | 57.51% | 45498.6875 | 25797.7871 | 24.09% | 81273.2441 | 25023.0742 | 23.37% | 82047.957 | 74736.6953 | 69.8% | 32334.3359 | 22701.8203 | 21.2% | 84369.2109 | 18086.375 | 16.89% | 88984.6562
167 | Round Mountain | NORTHERN CALIFORNIA | {'Cove Rd': 4.9} | 119003.75 | 6931.4062 | 5.825% | 112072.3438 | 94.18% | 56152.1953 | 47.19% | 55473.0859 | 46.61% | 6.0251 | 875.037 | 0.7353% | 258.5916 | 0.2173% | 0 | 91366.3047 | 76.78% | 26253.4238 | 22.06% | 87565.8516 | 73.58% | 31437.8984 | 20890.0273 | 17.55% | 98113.7227 | 31727.959 | 26.66% | 87275.791 | 96454.6641 | 81.05% | 22549.0859 | 76850.5391 | 64.58% | 42153.2109 | 6934.5659 | 5.827% | 112069.1841
168 | Carquinez |  | {'Martinez': 8.9, 'Tulucay': 10.9, 'Ignacio': 15.9, 'Clayton': 18.3, 'Pittsburg': 19.5} | 43684.0352 | 9297.4395 | 21.28% | 34386.5957 | 78.72% | 3871.4863 | 8.862% | 25317.4941 | 57.96% | 63 | 1391.4264 | 3.185% | 714.7817 | 1.636% | 0 | 15525.25 | 35.54% | 0 | 0% | 10146.5068 | 23.23% | 33537.5283 | 14098.1064 | 32.27% | 29585.9287 | 20619.9082 | 47.2% | 23064.127 | 32403.7168 | 74.18% | 11280.3184 | 8967.7822 | 20.53% | 34716.2529 | 4681.0571 | 10.72% | 39002.978
169 | Peabody | NORTHERN CALIFORNIA | {'Vaca Dixon': 8.4, 'Shilo III': 10.5, 'Birds Landing': 13.5, 'Tulucay': 16.3, 'Putah Creek': 16.4, 'Pittsburg': 17.6} | 78238.2344 | 11732.6963 | 15% | 66505.5381 | 85% | 7351.8813 | 9.397% | 57542.771 | 73.55% | 9.9931 | 12696.3301 | 16.23% | 18594.3496 | 23.77% | 0 | 17102.7422 | 21.86% | 0 | 0% | 17471.0195 | 22.33% | 60767.2148 | 29253.2539 | 37.39% | 48984.9805 | 31305.9707 | 40.01% | 46932.2637 | 49835.3672 | 63.7% | 28402.8672 | 12304.3877 | 15.73% | 65933.8467 | 19636.0488 | 25.1% | 58602.1855
170 | Vaca Dixon | NORTHERN CALIFORNIA | {'Peabody': 8.4, 'Putah Creek': 9.3, 'Davis': 14.2, 'Shilo III': 16.5, 'Birds Landing': 19.7} | 114530.9844 | 14236.0791 | 12.43% | 100294.9053 | 87.57% | 2823.5371 | 2.465% | 90825.1816 | 79.3% | 11.7711 | 14670.9688 | 12.81% | 60091.7148 | 52.47% | 0 | 18872.2969 | 16.48% | 0 | 0% | 29875.8848 | 26.09% | 84655.0996 | 16479.998 | 14.39% | 98050.9863 | 16028.9609 | 14% | 98502.0234 | 46274.1367 | 40.4% | 68256.8477 | 8663.2881 | 7.564% | 105867.6963 | 10419.5371 | 9.098% | 104111.4473
171 | Bellevue | NORTHERN CALIFORNIA | {'Penngrove': 4.7, 'Fulton': 8.6, 'Lakeville': 11.3} | 71673.1641 | 5325.8135 | 7.431% | 66347.3506 | 92.57% | 944.5674 | 1.318% | 35931.0107 | 50.13% | 24 | 12142.9121 | 16.94% | 6300.1631 | 8.79% | 0 | 34436.3906 | 48.05% | 7500.8374 | 10.47% | 32821.7266 | 45.79% | 38851.4375 | 27426.2266 | 38.27% | 44246.9375 | 49838.2852 | 69.54% | 21834.8789 | 57937.3164 | 80.84% | 13735.8477 | 28539.75 | 39.82% | 43133.4141 | 4354.4043 | 6.075% | 67318.7598
172 | Cloverdale | NORTHERN CALIFORNIA | {'Eagle Rock': 11.0, 'Hopland': 12.7, 'Geysers': 14.1} | 87294.5391 | 6884.3784 | 7.886% | 80410.1606 | 92.11% | 12573.1094 | 14.4% | 67277.4141 | 77.07% | 7.8976 | 4729.9287 | 5.418% | 3460.3398 | 3.964% | 0 | 44530.8398 | 51.01% | 32657.125 | 37.41% | 57837.8125 | 66.26% | 29456.7266 | 27830.2363 | 31.88% | 59464.3027 | 44884.6094 | 51.42% | 42409.9297 | 77141.4922 | 88.37% | 10153.0469 | 51409.0586 | 58.89% | 35885.4805 | 1727.9629 | 1.979% | 85566.5762
173 | Fulton | NORTHERN CALIFORNIA | {'Bellevue': 8.6, 'Penngrove': 13.3, 'Geysers': 17.7, 'Lakeville': 19.6} | 80184.4688 | 4377.3936 | 5.459% | 75807.0752 | 94.54% | 1020.3044 | 1.272% | 44020.3674 | 54.9% | 21.8164 | 6731.5327 | 8.395% | 11553.8311 | 14.41% | 0 | 19253.3145 | 24.01% | 33981.4453 | 42.38% | 31610.5605 | 39.42% | 48573.9082 | 44644.0742 | 55.68% | 35540.3945 | 68278.3281 | 85.15% | 11906.1406 | 72204.4297 | 90.05% | 7980.0391 | 24126.1816 | 30.09% | 56058.2871 | 4176.4536 | 5.209% | 76008.0151
174 | Lakeville | NORTHERN CALIFORNIA | {'Penngrove': 7.0, 'Bellevue': 11.3, 'Ignacio': 12.2, 'Tulucay': 17.0, 'Fulton': 19.6} | 78222.8125 | 7183.335 | 9.183% | 71039.4775 | 90.82% | 5788.105 | 7.4% | 50895.9146 | 65.07% | 13.7005 | 12868.4014 | 16.45% | 5276.4272 | 6.745% | 0 | 41997.2617 | 53.69% | 4877.3145 | 6.235% | 54834.8398 | 70.1% | 23387.9727 | 20763.3828 | 26.54% | 57459.4297 | 42812.918 | 54.73% | 35409.8945 | 65523.8008 | 83.77% | 12699.0117 | 29018.6426 | 37.1% | 49204.1699 | 3815.7456 | 4.878% | 74407.0669
175 | Penngrove | NORTHERN CALIFORNIA | {'Bellevue': 4.7, 'Lakeville': 7.0, 'Fulton': 13.3, 'Ignacio': 18.2} | 79722.125 | 3940.3672 | 4.943% | 75781.7578 | 95.06% | 2402.4871 | 3.014% | 52173.47 | 65.44% | 15.4074 | 13887.25 | 17.42% | 2600.667 | 3.262% | 0 | 54572.0195 | 68.45% | 2661.3352 | 3.338% | 44984.5234 | 56.43% | 34737.6016 | 27195.5254 | 34.11% | 52526.5996 | 51840.7188 | 65.03% | 27881.4062 | 65468.2695 | 82.12% | 14253.8555 | 41304.1641 | 51.81% | 38417.9609 | 4666.8086 | 5.854% | 75055.3164
176 | Warnerville | SPGE | {'Riverbank': 6.1, 'Ripon': 18.8, 'UltraPower Chinese Station': 19.9} | 141663.2344 | 25775.3848 | 18.19% | 115887.8496 | 81.81% | 15315.9707 | 10.81% | 93690.6074 | 66.14% | 12.6667 | 66940.6328 | 47.25% | 34760.6016 | 24.54% | 0 | 0 | 0% | 0 | 0% | 85055.3984 | 60.04% | 56607.8359 | 16467.4512 | 11.62% | 125195.7832 | 42256.0078 | 29.83% | 99407.2266 | 101240.3438 | 71.47% | 40422.8906 | 22957.1758 | 16.21% | 118706.0586 | 9409.877 | 6.642% | 132253.3574
177 | Riverbank | SPGE | {'Warnerville': 6.1, 'Ripon': 13.1, 'Bellota': 18.0} | 133711.2031 | 26606.5605 | 19.9% | 107104.6426 | 80.1% | 9509.2275 | 7.112% | 81597.3818 | 61.03% | 16.5 | 71545.3281 | 53.51% | 35272.3359 | 26.38% | 1 | 0 | 0% | 0 | 0% | 80048.5469 | 59.87% | 53662.6562 | 6601.269 | 4.937% | 127109.9341 | 23838.541 | 17.83% | 109872.6621 | 92268.9688 | 69.01% | 41442.2344 | 6583.23 | 4.923% | 127127.9731 | 5793.4375 | 4.333% | 127917.7656
178 | Pease | NORTHERN CALIFORNIA | {'East Marysville': 5.4, 'Olivehurst': 8.3, 'Honcut': 11.0, 'Rio Oso': 19.3} | 137500.8125 | 15754.4844 | 11.46% | 121746.3281 | 88.54% | 8309.9443 | 6.044% | 100992.7588 | 73.45% | 14.2072 | 41028.9336 | 29.84% | 65049.0195 | 47.31% | 0 | 0 | 0% | 0 | 0% | 56454.1406 | 41.06% | 81046.6719 | 15238.4209 | 11.08% | 122262.3916 | 38329.9062 | 27.88% | 99170.9062 | 89643.3438 | 65.19% | 47857.4688 | 8103.6147 | 5.894% | 129397.1978 | 7671.9141 | 5.58% | 129828.8984
179 | Rio Oso | NORTHERN CALIFORNIA | {'Pleasant Grove': 11.6, 'Olivehurst': 11.6, 'East Marysville': 16.6, 'Pease': 19.3} | 156308.8125 | 30868.334 | 19.75% | 125440.4785 | 80.25% | 10122.2314 | 6.476% | 126551.8467 | 80.96% | 10.4889 | 49591.1641 | 31.73% | 63000.4961 | 40.31% | 0 | 58.6336 | 0.03751% | 0 | 0% | 71971.9219 | 46.04% | 84336.8906 | 7569.4077 | 4.843% | 148739.4048 | 35689.6406 | 22.83% | 120619.1719 | 93290.5703 | 59.68% | 63018.2422 | 379.4163 | 0.2427% | 155929.3962 | 29676.6797 | 18.99% | 126632.1328
180 | Alpaugh | SPGE | {'Olive': 4.6, 'Corcoran': 11.5, 'Smyrna': 17.0} | 153484.0469 | 59661.5703 | 38.87% | 93822.4766 | 61.13% | 35333.9727 | 23.02% | 106795.2617 | 69.58% | 7.6667 | 65744.3359 | 42.83% | 66932.6016 | 43.61% | 1 | 0 | 0% | 0 | 0% | 40549.6797 | 26.42% | 112934.3672 | 14973.3906 | 9.756% | 138510.6562 | 28598.7969 | 18.63% | 124885.25 | 54944.582 | 35.8% | 98539.4648 | 42.06 | 0.0274% | 153441.9869 | 9604.9043 | 6.258% | 143879.1426
181 | Rector | GREATER TEHACHAPI | {} | 126384.875 | 47975.418 | 37.96% | 78409.457 | 62.04% | 687.3419 | 0.5438% | 83693.869 | 66.22% | 17.7827 | 41448.9531 | 32.8% | 69154.1719 | 54.72% | 1 | 0 | 0% | 0 | 0% | 1544.9083 | 1.222% | 124839.9667 | 7263.4458 | 5.747% | 119121.4292 | 11154.7568 | 8.826% | 115230.1182 | 12699.665 | 10.05% | 113685.21 | 275.5121 | 0.218% | 126109.3629 | 2072.9739 | 1.64% | 124311.9011
182 | Springville | GREATER TEHACHAPI | {} | 120630.9922 | 16505.7754 | 13.68% | 104125.2168 | 86.32% | 40389.9414 | 33.48% | 47623.6523 | 39.48% | 18.9574 | 24661.0898 | 20.44% | 8671.7148 | 7.189% | 0 | 77256.3438 | 64.04% | 0 | 0% | 82215.7578 | 68.15% | 38415.2344 | 14306.5742 | 11.86% | 106324.418 | 21394.8574 | 17.74% | 99236.1348 | 91573.8516 | 75.91% | 29057.1406 | 60743.7773 | 50.36% | 59887.2148 | 7306.6445 | 6.057% | 113324.3477
183 | Vestal | GREATER TEHACHAPI | {} | 184021.4062 | 86978.1562 | 47.27% | 97043.25 | 52.73% | 18430.5215 | 10.02% | 147221.3223 | 80% | 10.2461 | 73801.8516 | 40.11% | 65168.2617 | 35.41% | 1 | 15680.7969 | 8.521% | 0 | 0% | 33531.0547 | 18.22% | 150490.3516 | 1478.5428 | 0.8035% | 182542.8634 | 15245.4219 | 8.285% | 168775.9844 | 47297.9336 | 25.7% | 136723.4727 | 15570.7568 | 8.461% | 168450.6494 | 2307.9434 | 1.254% | 181713.4629
184 | UltraPower Chinese Station | NORTHERN CALIFORNIA | {'Peoria': 2.3, 'Curtis': 11.1, 'Warnerville': 19.9} | 88904.5 | 3599.1431 | 4.048% | 85305.3569 | 95.95% | 31406.7051 | 35.33% | 49657.9746 | 55.86% | 10.6692 | 154.0816 | 0.1733% | 29.43 | 0.0331% | 0 | 36048.2969 | 40.55% | 0 | 0% | 58271.5273 | 65.54% | 30632.9727 | 32199.6855 | 36.22% | 56704.8145 | 35804.9531 | 40.27% | 53099.5469 | 71389.0156 | 80.3% | 17515.4844 | 63898.5781 | 71.87% | 25005.9219 | 7115.9424 | 8.004% | 81788.5576
185 | Curtis | NORTHERN CALIFORNIA | {'Peoria': 10.9, 'UltraPower Chinese Station': 11.1} | 52453.8164 | 6973.3882 | 13.29% | 45480.4282 | 86.71% | 3505.3716 | 6.683% | 34141.7495 | 65.09% | 15.4274 | 269.9604 | 0.5147% | 115.2744 | 0.2198% | 0 | 37342.1055 | 71.19% | 14349.2734 | 27.36% | 22007.4707 | 41.96% | 30446.3457 | 19133.0508 | 36.48% | 33320.7656 | 23167.7578 | 44.17% | 29286.0586 | 36953.582 | 70.45% | 15500.2344 | 29735.2578 | 56.69% | 22718.5586 | 1287.0555 | 2.454% | 51166.7609
186 | Peoria | NORTHERN CALIFORNIA | {'UltraPower Chinese Station': 2.3, 'Curtis': 10.9} | 78038.1016 | 3125.165 | 4.005% | 74912.9365 | 96% | 27283.0938 | 34.96% | 42719.3438 | 54.74% | 11.6467 | 176.2678 | 0.2259% | 89.4766 | 0.1147% | 0 | 38029.2383 | 48.73% | 0 | 0% | 49520.3047 | 63.46% | 28517.7969 | 32399.4902 | 41.52% | 45638.6113 | 33862.3398 | 43.39% | 44175.7617 | 62837.8906 | 80.52% | 15200.2109 | 55303.1055 | 70.87% | 22734.9961 | 6622.8936 | 8.487% | 71415.208
187 | Moorpark | GREATER LA METRO | {'Santa Clara': 16.2} | 69973.2188 | 17370.5938 | 24.82% | 52602.625 | 75.18% | 5126.2471 | 7.326% | 52464.0303 | 74.98% | 12.7321 | 8686.1562 | 12.41% | 21734.1309 | 31.06% | 0 | 3358.3159 | 4.799% | 47942.918 | 68.52% | 22114.1621 | 31.6% | 47859.0566 | 4634.417 | 6.623% | 65338.8018 | 9481.8711 | 13.55% | 60491.3477 | 29351.2754 | 41.95% | 40621.9434 | 12767.1279 | 18.25% | 57206.0908 | 6712.1743 | 9.592% | 63261.0444
188 | Santa Clara | GREATER LA METRO | {'Mandalay': 7.5, 'Moorpark': 16.2} | 81755.5625 | 24178.9961 | 29.57% | 57576.5664 | 70.43% | 18784.1914 | 22.98% | 55455.1523 | 67.83% | 6.2242 | 6217.9106 | 7.605% | 13142.4346 | 16.08% | 0 | 827.2778 | 1.012% | 59678.4805 | 73% | 21358.8516 | 26.13% | 60396.7109 | 5537.9497 | 6.774% | 76217.6128 | 9935.1367 | 12.15% | 71820.4258 | 30337.7598 | 37.11% | 51417.8027 | 26947.8691 | 32.96% | 54807.6934 | 4935.4663 | 6.037% | 76820.0962
189 | Davis | NORTHERN CALIFORNIA | {'Woodland': 9.3, 'Vaca Dixon': 14.2, 'Putah Creek': 14.2} | 117656.7188 | 5797.0527 | 4.927% | 111859.666 | 95.07% | 11539.1211 | 9.807% | 100823.7461 | 85.69% | 8.4931 | 16569.4551 | 14.08% | 90017.3203 | 76.51% | 0 | 0 | 0% | 0 | 0% | 36955.625 | 31.41% | 80701.0938 | 23945.1367 | 20.35% | 93711.582 | 36141.4375 | 30.72% | 81515.2812 | 53860.0469 | 45.78% | 63796.6719 | 0 | 0% | 117656.7188 | 4399.1021 | 3.739% | 113257.6167
190 | Putah Creek | NORTHERN CALIFORNIA | {'Vaca Dixon': 9.3, 'Davis': 14.2, 'Peabody': 16.4, 'Woodland': 16.7} | 123983.7266 | 13572.7881 | 10.95% | 110410.9385 | 89.05% | 8937.8994 | 7.209% | 94851.1709 | 76.5% | 10.9009 | 11264.2012 | 9.085% | 62704.3203 | 50.57% | 0 | 31490.4941 | 25.4% | 0 | 0% | 59367.0859 | 47.88% | 64616.6406 | 4201.561 | 3.389% | 119782.1655 | 356.0574 | 0.2872% | 123627.6692 | 61143.2305 | 49.32% | 62840.4961 | 20433.3477 | 16.48% | 103550.3789 | 4623.3271 | 3.729% | 119360.3994
191 | East Marysville | NORTHERN CALIFORNIA | {'Olivehurst': 5.0, 'Pease': 5.4, 'Honcut': 11.0, 'Rio Oso': 16.6} | 117012.1172 | 18219.4824 | 15.57% | 98792.6348 | 84.43% | 5377.5049 | 4.596% | 86361.0186 | 73.81% | 14.6667 | 39203.7148 | 33.5% | 52749.0508 | 45.08% | 0 | 67.5471 | 0.05773% | 0 | 0% | 50154.8047 | 42.86% | 66857.3125 | 7506.8618 | 6.415% | 109505.2554 | 21637.3047 | 18.49% | 95374.8125 | 66707.7812 | 57.01% | 50304.3359 | 1918.87 | 1.64% | 115093.2472 | 12027.3643 | 10.28% | 104984.7529
192 | Olivehurst | NORTHERN CALIFORNIA | {'East Marysville': 5.0, 'Pease': 8.3, 'Rio Oso': 11.6, 'Honcut': 16.0} | 112095.6172 | 18595.7324 | 16.59% | 93499.8848 | 83.41% | 5122.7866 | 4.57% | 81782.5493 | 72.96% | 14.5413 | 33953.6875 | 30.29% | 59326.8555 | 52.93% | 0 | 0 | 0% | 0 | 0% | 41162.9023 | 36.72% | 70932.7148 | 866.5501 | 0.773% | 111229.0671 | 17371.6777 | 15.5% | 94723.9395 | 55178.7812 | 49.22% | 56916.8359 | 40.0423 | 0.03572% | 112055.5748 | 12710.6416 | 11.34% | 99384.9756
193 | Morro Bay |  | {'Diablo': 10.9, 'Mustang': 12.2, 'San Luis Obispo': 14.7, 'Templeton': 15.9} | 53283.8984 | 518.6811 | 0.9734% | 52765.2173 | 99.03% | 13990.6357 | 26.26% | 36184.8408 | 67.91% | 9.3296 | 853.3857 | 1.602% | 1256.5199 | 2.358% | 0 | 9896.1807 | 18.57% | 19551.5742 | 36.69% | 28935.8516 | 54.31% | 24348.0469 | 14682.9062 | 27.56% | 38600.9922 | 23973.6875 | 44.99% | 29310.2109 | 41731 | 78.32% | 11552.8984 | 33697.0938 | 63.24% | 19586.8047 | 4398.3486 | 8.255% | 48885.5498
194 | Palomar | SAN DIEGO | {'Encina': 2.9, 'San Luis Rey': 6.7, 'Escondido': 9.9, 'Penasquitos': 14.6} | 6124.2715 | 1280.6882 | 20.91% | 4843.5833 | 79.09% | 12.162 | 0.1986% | 1762.5751 | 28.78% | 26.2709 | 375.4401 | 6.13% | 151.5736 | 2.475% | 0 | 5510.8042 | 89.98% | 0 | 0% | 2218.801 | 36.23% | 3905.4705 | 1986.1993 | 32.43% | 4138.0721 | 1032.5442 | 16.86% | 5091.7273 | 3817.7834 | 62.34% | 2306.488 | 123.1208 | 2.01% | 6001.1507 | 491.5917 | 8.027% | 5632.6797
195 | Margarita | GREATER LA METRO | {'Trabuco': 2.8, 'Capistrano': 3.4, 'Talega': 7.4, 'Viejo': 8.1, 'Santiago': 11.3, 'San Onofre': 13.1, 'Johanna': 17.2, 'Lee Lake (Proposed)': 17.2} | 16864.4121 | 1229.1603 | 7.288% | 15635.2518 | 92.71% | 5785.7407 | 34.31% | 7237.897 | 42.92% | 50.0417 | 204.3211 | 1.212% | 21.8309 | 0.1294% | 0 | 14435.4453 | 85.6% | 1381.6443 | 8.193% | 4715.2256 | 27.96% | 12149.1865 | 10347.0801 | 61.35% | 6517.332 | 10938.9268 | 64.86% | 5925.4854 | 13241.4043 | 78.52% | 3623.0078 | 8510.4326 | 50.46% | 8353.9795 | 1112.8528 | 6.599% | 15751.5593
196 | Huntington Beach |  | {'Ellis': 3.4, 'Johanna': 8.6, 'Alamitos': 10.8, 'Barre': 11.2, 'Lewis': 12.1, 'Santiago': 12.2, 'Villa Park': 14.3, 'Del Amo': 15.5, 'Long Beach': 16.5, 'Serrano': 16.6, 'Harborgen': 17.0, 'Hinson': 18.5, 'Trabuco': 18.5, 'Arcogen': 19.3, 'Viejo': 19.4, 'Lighthipe': 19.8} | 5545.7339 | 186.0605 | 3.355% | 5359.6734 | 96.64% | 116.3373 | 2.098% | 232.3166 | 4.189% | 48 | 0 | 0% | 0 | 0% | 0 | 0 | 0% | 0 | 0% | 3.1489 | 0.05678% | 5542.585 | 1429.2799 | 25.77% | 4116.454 | 5342.5547 | 96.34% | 203.1792 | 5345.7036 | 96.39% | 200.0303 | 0 | 0% | 5545.7339 | 359.9801 | 6.491% | 5185.7538
197 | Los Esteros | NORTHERN CALIFORNIA | {'Schulte Switching Station': 3.7, 'Newark': 5.9, 'Hicks': 13.5, 'East Shore': 17.0, 'Coyote': 17.5, 'Metcalf': 17.5} | 16308.4912 | 1921.936 | 11.78% | 14386.5552 | 88.22% | 5178.6499 | 31.75% | 9416.2476 | 57.74% | 6.4892 | 11.8346 | 0.07257% | 22.0282 | 0.1351% | 0 | 12701.7607 | 77.88% | 0 | 0% | 7052.7275 | 43.25% | 9255.7637 | 6659.5127 | 40.83% | 9648.9785 | 7581.2256 | 46.49% | 8727.2656 | 8667.5977 | 53.15% | 7640.8936 | 8644.5742 | 53.01% | 7663.917 | 1489.6716 | 9.134% | 14818.8196
198 | Birds Landing | NORTHERN CALIFORNIA | {'Shilo III': 3.2, 'Pittsburg': 7.1, 'Contra Costa': 9.0, 'Lone Tree': 12.9, 'Peabody': 13.5, 'Clayton': 14.6, 'Grand Island': 15.0, 'Brentwood': 16.5, 'Martinez': 17.3, 'Vaca Dixon': 19.7} | 93920.0391 | 30622.3711 | 32.6% | 63297.668 | 67.4% | 22946.7305 | 24.43% | 66918.9961 | 71.25% | 6.6823 | 34939.75 | 37.2% | 3975.575 | 4.233% | 0 | 16.899 | 0.01799% | 0 | 0% | 12564.3701 | 13.38% | 81355.6689 | 35763.0234 | 38.08% | 58157.0156 | 32911.375 | 35.04% | 61008.6641 | 45655.8789 | 48.61% | 48264.1602 | 2044.3575 | 2.177% | 91875.6815 | 27460.0352 | 29.24% | 66460.0039
199 | Cayetano | NORTHERN CALIFORNIA | {'Delta Switching Yard': 9.3, 'Kelso': 10.0, 'Green Ridge Midway': 10.1, 'Tesla': 11.4, 'Brentwood': 13.5, 'Lone Tree': 14.4, 'Clayton': 17.8, 'Contra Costa': 18.0} | 80611.3672 | 2412.2073 | 2.992% | 78199.1599 | 97.01% | 15899.9336 | 19.72% | 59118.6289 | 73.34% | 10.7368 | 2221.8433 | 2.756% | 233.6248 | 0.2898% | 0 | 39465.4531 | 48.96% | 4247.2114 | 5.269% | 52629.5078 | 65.29% | 27981.8594 | 48335.1328 | 59.96% | 32276.2344 | 59809.5 | 74.19% | 20801.8672 | 72438.3203 | 89.86% | 8173.0469 | 24359.8438 | 30.22% | 56251.5234 | 5969.8774 | 7.406% | 74641.4897
200 | Silvergate | SAN DIEGO | {'Old Town': 5.7, 'Mission': 6.1, 'Bay Boulevard': 6.6, 'Miguel': 9.4, 'Kearny': 9.5, 'Otay Mesa': 15.9, 'Penasquitos': 16.0, 'Sycamore Canyon': 16.6} | 5410.6763 | 1021.9861 | 18.89% | 4388.6902 | 81.11% | 2806.3303 | 51.87% | 283.3589 | 5.237% | 26.3333 | 0 | 0% | 0 | 0% | 0 | 52.5471 | 0.9712% | 0 | 0% | 89.5067 | 1.654% | 5321.1695 | 1072.1812 | 19.82% | 4338.4951 | 4359.019 | 80.56% | 1051.6572 | 4377.3423 | 80.9% | 1033.334 | 0 | 0% | 5410.6763 | 86.0534 | 1.59% | 5324.6229
201 | Richmond | NORTHERN CALIFORNIA | {} | 112279.7422 | 20122.5859 | 17.92% | 92157.1562 | 82.08% | 46093.582 | 41.05% | 57341.9727 | 51.07% | 7.4409 | 9335.4658 | 8.314% | 0 | 0% | 0 | 95924.9922 | 85.43% | 0 | 0% | 48191.4453 | 42.92% | 64088.2969 | 20983.4473 | 18.69% | 91296.2949 | 16578.4961 | 14.77% | 95701.2461 | 62645.668 | 55.79% | 49634.0742 | 62894.2109 | 56.02% | 49385.5312 | 10291.6934 | 9.166% | 101988.0488
202 | Rancho Vista | GREATER LA METRO | {'Etiwanda': 0.4, 'Mira Loma': 5.8, 'Padua': 6.4, 'Chino': 10.3, 'Vista': 12.8, 'San Bernardino': 17.0} | 7570.9453 | 3182.3269 | 42.03% | 4388.6184 | 57.97% | 356.1687 | 4.704% | 1765.6399 | 23.32% | 52 | 371.3072 | 4.904% | 1122.7878 | 14.83% | 0 | 1094.0883 | 14.45% | 2167.6072 | 28.63% | 3262.0449 | 43.09% | 4308.9004 | 2447.1169 | 32.32% | 5123.8284 | 2190.564 | 28.93% | 5380.3813 | 3262.0449 | 43.09% | 4308.9004 | 1720.0035 | 22.72% | 5850.9418 | 395.9295 | 5.23% | 7175.0158
203 | Hilltop | NORTHERN CALIFORNIA | {} | 140883.5469 | 25035.7773 |  | 115847.7695 |  | 79326.4375 |  | 52552.75 |  | 12.25 | 10264.5176 |  | 7289.5454 |  |  | 3039.9473 |  | 0 |  | 52569.0703 |  |  | 27914.8008 |  |  | 12345.417 |  |  | 75133.3594 |  |  | 82311.625 |  |  | 14502.1875
204 | Thermalito | NORTHERN CALIFORNIA | {'Table Mountain': 2.9, 'Wyandotte': 5.1, 'Palermo': 7.4, 'Honcut': 13.5} | 112209.6641 | 10552.5752 | 9.404% | 101657.0889 | 90.6% | 12891.7188 | 11.49% | 80852.7031 | 72.06% | 12.2876 | 60857.4141 | 54.24% | 7569.2559 | 6.746% | 0 | 15083.6396 | 13.44% | 0 | 0% | 73780.6797 | 65.75% | 38428.9844 | 20307.502 | 18.1% | 91902.1621 | 57290.1641 | 51.06% | 54919.5 | 100238.9609 | 89.33% | 11970.7031 | 8744.5781 | 7.793% | 103465.0859 | 21345.8984 | 19.02% | 90863.7656
205 | Martinez | NORTHERN CALIFORNIA | {'Carquinez': 8.9, 'Clayton': 9.4, 'Pittsburg': 12.0, 'Birds Landing': 17.3, 'Tulucay': 18.1, 'Shilo III': 18.1, 'Contra Costa': 18.2} | 40128.4922 | 8531.8145 | 21.26% | 31596.6777 | 78.74% | 5837.3486 | 14.55% | 20566.4307 | 51.25% | 72 | 186.5528 | 0.4649% | 28.2441 | 0.07038% | 0 | 18418.0879 | 45.9% | 823.3119 | 2.052% | 7714.3555 | 19.22% | 32414.1367 | 18492.084 | 46.08% | 21636.4082 | 21759.2461 | 54.22% | 18369.2461 | 28927.2793 | 72.09% | 11201.2129 | 7490.3799 | 18.67% | 32638.1123 | 7125.8369 | 17.76% | 33002.6553
206 | Lone Tree | NORTHERN CALIFORNIA | {'Contra Costa': 3.9, 'Brentwood': 4.9, 'Pittsburg': 9.7, 'Clayton': 11.4, 'Delta Switching Yard': 12.6, 'Birds Landing': 12.9, 'Kelso': 13.4, 'Cayetano': 14.4, 'Shilo III': 16.1, 'Green Ridge Midway': 17.9, 'Tesla': 19.3} | 54059.6992 | 3604.7009 | 6.668% | 50454.9983 | 93.33% | 11175.9902 | 20.67% | 32919.9746 | 60.9% | 9.0167 | 9426.1143 | 17.44% | 9750.6289 | 18.04% | 0 | 18759.9551 | 34.7% | 5044.8218 | 9.332% | 14566.7021 | 26.95% | 39492.9971 | 31335.1543 | 57.96% | 22724.5449 | 32052.459 | 59.29% | 22007.2402 | 32924.5938 | 60.9% | 21135.1055 | 9513.4258 | 17.6% | 44546.2734 | 6414.7451 | 11.87% | 47644.9541
207 | Delta PP | NORTHERN CALIFORNIA | {'Kelso': 1.0, 'Green Ridge Midway': 5.4, 'Tesla': 6.8, 'Brentwood': 8.7, 'Cayetano': 9.3, 'Lone Tree': 12.6, 'Contra Costa': 16.3, 'Vierra': 18.9, 'Stagg': 19.9} | 126271.7578 | 1395.8167 | 1.105% | 124875.9412 | 98.89% | 38323.8516 | 30.35% | 74047.3594 | 58.64% | 10.8749 | 10199.6494 | 8.078% | 43472.082 | 34.43% | 0 | 13970.6094 | 11.06% | 1655.8755 | 1.311% | 66495.7969 | 52.66% | 59775.9609 | 59925.2734 | 47.46% | 66346.4844 | 65091.6641 | 51.55% | 61180.0938 | 87286.3594 | 69.13% | 38985.3984 | 8623.7012 | 6.829% | 117648.0566 | 8373.0107 | 6.631% | 117898.7471
208 | Green Ridge Midway | NORTHERN CALIFORNIA | {'Tesla': 1.6, 'Kelso': 5.0, 'Delta Switching Yard': 5.4, 'Cayetano': 10.1, 'Brentwood': 14.2, 'Vierra': 17.8, 'Lone Tree': 17.9} | 122167.5078 | 1660.1112 | 1.359% | 120507.3966 | 98.64% | 36692.0195 | 30.03% | 73866.3242 | 60.46% | 13.1563 | 7342.0693 | 6.01% | 24647.4629 | 20.18% | 0 | 15779.2402 | 12.92% | 174.8632 | 0.1431% | 83148.5312 | 68.06% | 39018.9766 | 73849.9844 | 60.45% | 48317.5234 | 75712.7109 | 61.97% | 46454.7969 | 101004.4609 | 82.68% | 21163.0469 | 27920.5625 | 22.85% | 94246.9453 | 7550.3857 | 6.18% | 114617.1221
209 | Inyo | GREATER KRAMER | {'Control': 2.2} | 23098.3438 | 2373.5537 | 10.28% | 20724.79 | 89.72% | 18380.2832 | 79.57% | 3637.5664 | 15.75% | 4.0467 | 259.3678 | 1.123% | 0 | 0% | 0 | 15798.7598 | 68.4% | 0 | 0% | 0 | 0% | 23098.3438 | 5598.5176 | 24.24% | 17499.8262 | 8738.2305 | 37.83% | 14360.1133 | 9024.8115 | 39.07% | 14073.5322 | 16021.8174 | 69.36% | 7076.5264 | 2157.104 | 9.339% | 20941.2397
210 | Control | GREATER KRAMER | {'Inyo': 2.2} | 26413.5352 | 2614.0488 | 9.897% | 23799.4863 | 90.1% | 20298.4824 | 76.85% | 4998.4805 | 18.92% | 4.2649 | 349.6771 | 1.324% | 0 | 0% | 0 | 20049.2402 | 75.91% | 0 | 0% | 0 | 0% | 26413.5352 | 7884.7397 | 29.85% | 18528.7954 | 11415.7344 | 43.22% | 14997.8008 | 11996.1006 | 45.42% | 14417.4346 | 17203.2676 | 65.13% | 9210.2676 | 2647.8403 | 10.02% | 23765.6948
211 | Big Creek | SPGE | {} | 61007.5 | 1758.2443 | 2.882% | 59249.2557 | 97.12% | 45936.6445 | 75.3% | 12597.5703 | 20.65% | 6.9953 | 0 | 0% | 0 | 0% | 0 | 22978.6406 | 37.67% | 25178.1191 | 41.27% | 23258.418 | 38.12% | 37749.082 | 41871.6289 | 68.63% | 19135.8711 | 16708.9043 | 27.39% | 44298.5957 | 49054.7852 | 80.41% | 11952.7148 | 44404.8906 | 72.79% | 16602.6094 | 3139.9695 | 5.147% | 57867.5305
212 | Moss Landing |  | {} | 63412.4688 | 14133.9658 | 22.29% | 49278.5029 | 77.71% | 1540.1469 | 2.429% | 40501.6149 | 63.87% | 20 | 6325.8921 | 9.976% | 31018.4961 | 48.92% | 1 | 2223.012 | 3.506% | 0 | 0% | 4669.3037 | 7.363% | 58743.165 | 17912.4629 | 28.25% | 45500.0059 | 21912.9707 | 34.56% | 41499.498 | 24685.0195 | 38.93% | 38727.4492 | 1536.3693 | 2.423% | 61876.0995 | 4225.6387 | 6.664% | 59186.8301
213 | Cal Ave | SPGE | {'Malaga': 2.8, 'West Fresno': 3.0, 'Kearney': 6.6, 'Sanger': 8.5, 'McCall': 10.2, 'Gregg': 12.5, 'Mc Mullin': 15.2, 'Borden': 18.6, 'Wahtoke': 18.7, 'Kingsburg': 18.9} | 85653.5703 | 26952.4492 | 31.47% | 58701.1211 | 68.53% | 588.2338 | 0.6868% | 40708.6295 | 47.53% | 24.8517 | 19447.9102 | 22.71% | 58500.7812 | 68.3% | 0 | 0 | 0% | 0 | 0% | 0 | 0% | 85653.5703 | 0 | 0% | 85653.5703 | 0 | 0% | 85653.5703 | 0 | 0% | 85653.5703 | 0 | 0% | 85653.5703 | 232.5778 | 0.2715% | 85420.9925
214 | Poso Mountain | SPGE | {'Sycamore': 7.6, 'Kern Oil': 8.9, 'California Water': 10.0, 'Columbus': 11.1, 'Lerdo': 11.7, 'Bakersfield': 12.2, '7th Standard': 12.8, 'Westpark': 13.6, 'Magunden': 13.8, 'Rosedale': 14.3, 'Kern Power': 14.7, 'Renfro': 16.6, 'Stockdale': 17.8, 'Lamont': 18.9, 'Rio Bravo': 18.9, 'Regulus': 18.9, 'Tevis': 19.2} | 176007.2031 | 33481.5938 | 19.02% | 142525.6094 | 80.98% | 46088.0234 | 26.19% | 123687.6172 | 70.27% | 6.7866 | 1996.1108 | 1.134% | 9910.5898 | 5.631% | 1 | 84991.1797 | 48.29% | 0 | 0% | 130153.9844 | 73.95% | 45853.2188 | 39379.1641 | 22.37% | 136628.0391 | 60822.3711 | 34.56% | 115184.832 | 133599.6719 | 75.91% | 42407.5312 | 70819.9609 | 40.24% | 105187.2422 | 2792.0957 | 1.586% | 173215.1074
215 | Walnut | GREATER LA METRO | {'Olinda': 4.6, 'Rio Hondo': 6.9, 'Mesa (SCE)': 9.4, 'Center': 10.5, 'Laguna Bell': 11.6, 'Goodrich': 12.6, 'Del Amo': 13.9, 'Barre': 13.9, 'Lewis': 14.0, 'Villa Park': 14.9, 'Serrano': 15.4, 'Lighthipe': 15.6, 'Chino': 15.6, 'Alamitos': 18.8, 'Padua': 19.4} | 4022.0857 | 739.7744 | 18.39% | 3282.3113 | 81.61% | 158.5788 | 3.943% | 3373.334 | 83.87% | 16.1597 | 0 | 0% | 0 | 0% | 0 | 644.1115 | 16.01% | 3378.0322 | 83.99% | 2154.458 | 53.57% | 1867.6277 | 0 | 0% | 4022.0857 | 0 | 0% | 4022.0857 | 2154.458 | 53.57% | 1867.6277 | 1558.3114 | 38.74% | 2463.7743 | 729.5107 | 18.14% | 3292.575
216 | Chevmain | GREATER LA METRO | {'El Segundo': 1.2, 'El Nido': 1.8, 'Redondo': 3.8, 'La Fresa': 4.6, 'La Cienega': 6.9, 'Arcogen': 10.9, 'Hinson': 11.9, 'Harborgen': 13.2, 'Lighthipe': 13.2, 'Long Beach': 13.9, 'Laguna Bell': 15.5, 'Center': 17.2, 'Del Amo': 18.0, 'Mesa (SCE)': 19.2, 'Alamitos': 19.9} | 372.1115 | 150.4934 | 40.44% | 221.6181 | 59.56% | 13.2524 | 3.561% | 17.73 | 4.765% | 6.7876 | 0 | 0% | 0 | 0% | 0 | 77.0914 | 20.72% | 0 | 0% | 10.7529 | 2.89% | 361.3586 | 113.7204 | 30.56% | 258.3912 | 204.9119 | 55.07% | 167.1997 | 215.6648 | 57.96% | 156.4467 | 0 | 0% | 372.1115 | 0.64248 | 0.1727% | 371.4691
217 | Long Beach |  | {'Harborgen': 0.9, 'Arcogen': 3.7, 'Hinson': 3.7, 'Alamitos': 7.3, 'Lighthipe': 8.4, 'Del Amo': 9.3, 'La Fresa': 9.5, 'Redondo': 11.0, 'El Nido': 12.4, 'Center': 13.2, 'Chevmain': 13.9, 'Barre': 14.3, 'El Segundo': 15.0, 'Laguna Bell': 15.2, 'Huntington Beach': 16.5, 'Ellis': 17.2, 'La Cienega': 18.4, 'Lewis': 19.0, 'Mesa (SCE)': 19.8} | 5693.0889 | 2136.4675 | 37.53% | 3556.6213 | 62.47% | 921.6736 | 16.19% | 2970.9836 | 52.19% | 26.125 | 0 | 0% | 0 | 0% | 0 | 8.555 | 0.1503% | 0 | 0% | 0 | 0% | 5693.0889 | 592.5316 | 10.41% | 5100.5573 | 3548.7766 | 62.33% | 2144.3123 | 3548.7766 | 62.33% | 2144.3123 | 0 | 0% | 5693.0889 | 24.2063 | 0.4252% | 5668.8826
218 | Pit 1 | NORTHERN CALIFORNIA | {} | 122387.2031 | 25860.2812 | 21.13% | 96526.9219 | 78.87% | 37327.5781 | 30.5% | 76416.4766 | 62.44% | 7.7662 | 20324.3613 | 16.61% | 0 | 0% | 0 | 92051.625 | 75.21% | 0 | 0% | 33007.9297 | 26.97% | 89379.2734 | 51865.582 | 42.38% | 70521.6211 | 55302.4805 | 45.19% | 67084.7227 | 72650.4297 | 59.36% | 49736.7734 | 54231.8555 | 44.31% | 68155.3477 | 9644.1572 | 7.88% | 112743.0459
219 | Cove Rd | NORTHERN CALIFORNIA | {'Round Mountain': 4.9} | 112200.4688 | 8772.25 | 7.818% | 103428.2188 | 92.18% | 59082.9844 | 52.66% | 47326.1406 | 42.18% | 5.0631 | 507.3327 | 0.4522% | 105.1392 | 0.09371% | 0 | 101190.4922 | 90.19% | 10444.2168 | 9.309% | 61539.1797 | 54.85% | 50661.2891 | 25640.582 | 22.85% | 86559.8867 | 35045.3984 | 31.23% | 77155.0703 | 77081.1328 | 68.7% | 35119.3359 | 73738.6719 | 65.72% | 38461.7969 | 6051.585 | 5.394% | 106148.8838
220 | Drum | NORTHERN CALIFORNIA | {'Brunswick': 14.5} | 75761.8906 | 27846.8223 | 36.76% | 47915.0684 | 63.24% | 18057.1152 | 23.83% | 46282.498 | 61.09% | 9.2098 | 6.2271 | 0.008219% | 0 | 0% | 0 | 30974.6172 | 40.88% | 44163.7148 | 58.29% | 14564.7734 | 19.22% | 61197.1172 | 10903.9375 | 14.39% | 64857.9531 | 5089.5981 | 6.718% | 70672.2925 | 25932.3652 | 34.23% | 49829.5254 | 26285.6758 | 34.7% | 49476.2148 | 1402.7968 | 1.852% | 74359.0939
221 | Vierra | NORTHERN CALIFORNIA | {'Ripon': 7.6, 'Weber': 8.6, 'Stagg': 14.0, 'Westley': 15.5, 'Tesla': 17.0, 'Green Ridge Midway': 17.8, 'Kelso': 18.0, 'Delta Switching Yard': 18.9, 'Eight Mile': 18.9} | 117899.0625 | 14215.9902 | 12.06% | 103683.0723 | 87.94% | 1866.8536 | 1.583% | 89002.7089 | 75.49% | 18.6183 | 21989.0371 | 18.65% | 82193.7734 | 69.72% | 0 | 0 | 0% | 0 | 0% | 23257.0449 | 19.73% | 94642.0176 | 14610.2002 | 12.39% | 103288.8623 | 14610.2002 | 12.39% | 103288.8623 | 29515.0117 | 25.03% | 88384.0508 | 0 | 0% | 117899.0625 | 6028.9927 | 5.114% | 111870.0698
222 | Coyote | NORTHERN CALIFORNIA | {'Metcalf': 0.3, 'Hicks': 8.5, 'Schulte Switching Station': 15.7, 'Los Esteros': 17.5} | 33745.5859 | 2588.9795 | 7.672% | 31156.6064 | 92.33% | 10796.1416 | 31.99% | 17621.0889 | 52.22% | 10.0843 | 1244.0984 | 3.687% | 748.5324 | 2.218% | 0 | 20563.4902 | 60.94% | 4929.9536 | 14.61% | 27443.0488 | 81.32% | 6302.5371 | 9248.3936 | 27.41% | 24497.1924 | 13578.9893 | 40.24% | 20166.5967 | 28528.668 | 84.54% | 5216.918 | 20207.6191 | 59.88% | 13537.9668 | 1590.6261 | 4.714% | 32154.9598
223 | Metcalf | NORTHERN CALIFORNIA | {'Coyote': 0.3, 'Hicks': 8.8, 'Schulte Switching Station': 15.7, 'Los Esteros': 17.5} | 34450.125 | 2640.0789 | 7.663% | 31810.0461 | 92.34% | 11499.3252 | 33.38% | 17682.0283 | 51.33% | 9.7703 | 1242.5642 | 3.607% | 747.3508 | 2.169% | 0 | 21570.8047 | 62.61% | 4624.4038 | 13.42% | 27993.7285 | 81.26% | 6456.3965 | 9426.29 | 27.36% | 25023.835 | 13573.8145 | 39.4% | 20876.3105 | 29123.0996 | 84.54% | 5327.0254 | 20786.3691 | 60.34% | 13663.7559 | 1586.5137 | 4.605% | 32863.6113
224 | Diablo | SPGE | {'Morro Bay': 10.9, 'San Luis Obispo': 12.4, 'Mustang': 12.9, 'Oceano': 17.0} | 24863.4609 | 2169.5557 | 8.726% | 22693.9053 | 91.27% | 9404.8613 | 37.83% | 13454.9863 | 54.12% | 7.9966 | 704.1533 | 2.832% | 896.6432 | 3.606% | 0 | 7850.5244 | 31.57% | 14790.9297 | 59.49% | 1312.6901 | 5.28% | 23550.7709 | 4062.0325 | 16.34% | 20801.4285 | 17946.709 | 72.18% | 6916.752 | 17946.709 | 72.18% | 6916.752 | 11794.4111 | 47.44% | 13069.0498 | 2512.2849 | 10.1% | 22351.176
225 | Coolwater | GREATER KRAMER | {'Tortilla': 10.0} | 49143.5195 | 5353.6963 | 10.89% | 43789.8232 | 89.11% | 8964.1299 | 18.24% | 25554.6475 | 52% | 20.3022 | 454.8634 | 0.9256% | 629.834 | 1.282% | 0 | 0 | 0% | 0 | 0% | 40987.4062 | 83.4% | 8156.1133 | 16358.8818 | 33.29% | 32784.6377 | 10864.8389 | 22.11% | 38278.6807 | 41951.5625 | 85.37% | 7191.957 | 19373.6094 | 39.42% | 29769.9102 | 1854.3103 | 3.773% | 47289.2092
226 | San Onofre | GREATER LA METRO | {'Talega': 5.8, 'Capistrano': 11.8, 'Margarita': 13.1, 'Trabuco': 15.0, 'San Luis Rey': 16.8} | 4378.0811 | 363.6763 | 8.307% | 4014.4048 | 91.69% | 3359.0242 | 76.72% | 716.3247 | 16.36% | 5.8257 | 81.2519 | 1.856% | 0 | 0% | 0 | 4188.4478 | 95.67% | 0 | 0% | 335.7756 | 7.669% | 4042.3054 | 3291.6003 | 75.18% | 1086.4807 | 3308.2224 | 75.56% | 1069.8586 | 3308.2224 | 75.56% | 1069.8586 | 2784.2283 | 63.59% | 1593.8528 | 237.0684 | 5.415% | 4141.0127
227 | Woodland | NORTHERN CALIFORNIA | {'Davis': 9.3, 'Putah Creek': 16.7} | 138870.2812 | 10764.3135 | 7.751% | 128105.9678 | 92.25% | 16720.1602 | 12.04% | 111361.4805 | 80.19% | 9.2481 | 27959.2617 | 20.13% | 87944.7578 | 63.33% | 0 | 0 | 0% | 0 | 0% | 66760.1719 | 48.07% | 72110.1094 | 26689.5918 | 19.22% | 112180.6895 | 41818.9961 | 30.11% | 97051.2852 | 84956.4609 | 61.18% | 53913.8203 | 0 | 0% | 138870.2812 | 8369.7402 | 6.027% | 130500.541
228 | Donnells PP | NORTHERN CALIFORNIA | {} | 100123.125 | 22850.834 | 22.82% | 77272.291 | 77.18% | 76868.6641 | 76.77% | 22161.8594 | 22.13% | 4.0505 | 0 | 0% | 0 | 0% | 0 | 53382.8398 | 53.32% | 18239.1328 | 18.22% | 2223.6143 | 2.221% | 97899.5107 | 5313.0171 | 5.306% | 94810.1079 | 16721.9902 | 16.7% | 83401.1348 | 19181.8965 | 19.16% | 80941.2285 | 68403.4297 | 68.32% | 31719.6953 | 2397.3623 | 2.394% | 97725.7627
229 | Mandalay | GREATER LA METRO | {'Santa Clara': 7.5} | 31714.0898 | 18687.4531 | 58.92% | 13026.6367 | 41.08% | 6068.75 | 19.14% | 23295.6641 | 73.46% | 4.5826 | 2693.8757 | 8.494% | 3636.687 | 11.47% | 0 | 207.2696 | 0.6536% | 15044.2959 | 47.44% | 373.3519 | 1.177% | 31340.738 | 2381.4814 | 7.509% | 29332.6084 | 4978.604 | 15.7% | 26735.4858 | 4978.604 | 15.7% | 26735.4858 | 4331.2446 | 13.66% | 27382.8452 | 2369.2537 | 7.471% | 29344.8362
230 | North Gila | ARIZONA MINOR | {} | 31234.7031 | 691.3843 | 2.214% | 30543.3188 | 97.79% | 18029.459 | 57.72% | 11481.6367 | 36.76% | 4.2994 | 2256.3455 | 7.224% | 11290.1641 | 36.15% | 0 | 0 | 0% | 0 | 0% | 325.4064 | 1.042% | 30909.2968 | 24715.2812 | 79.13% | 6519.4219 | 22409.5293 | 71.75% | 8825.1738 | 24741.7285 | 79.21% | 6492.9746 | 11889.5117 | 38.07% | 19345.1914 | 1670.6292 | 5.349% | 29564.074
231 | Eight Mile | NORTHERN CALIFORNIA | {'Stagg': 4.8, 'Weber': 12.2, 'Lockeford': 12.5, 'Grand Island': 16.6, 'Vierra': 18.9, 'Brentwood': 19.0} | 123737.6094 | 5130.8789 | 4.147% | 118606.7305 | 95.85% | 20038.9199 | 16.19% | 72084.9629 | 58.26% | 12 | 12938.5596 | 10.46% | 91133.1641 | 73.65% | 1 | 0 | 0% | 0 | 0% | 16010.498 | 12.94% | 107727.1113 | 29138.668 | 23.55% | 94598.9414 | 32422.9473 | 26.2% | 91314.6621 | 39254.5273 | 31.72% | 84483.082 | 0 | 0% | 123737.6094 | 7796.8975 | 6.301% | 115940.7119
232 | Kern Power | SPGE | {'Rosedale': 1.1, 'Westpark': 3.2, 'Renfro': 3.8, 'Tevis': 4.5, '7th Standard': 4.5, 'Stockdale': 4.7, 'Bakersfield': 5.3, 'Kern Oil': 6.0, 'Sycamore': 7.8, 'Lerdo': 8.9, 'Columbus': 9.0, 'Tupman': 9.9, 'Magunden': 10.0, 'Rio Bravo': 10.2, 'California Water': 11.5, 'Norco': 13.6, 'Regulus': 14.4, 'Lamont': 14.5, 'Poso Mountain': 14.7, 'Shafter': 15.5, 'Grimway': 16.2, 'Elk Hills': 19.0} | 98572.875 | 14606.2715 | 14.82% | 83966.6035 | 85.18% | 2495.803 | 2.532% | 83273.5642 | 84.48% | 16.1 | 8120.644 | 8.238% | 48238.5352 | 48.94% | 1 | 0 | 0% | 0 | 0% | 32993.4492 | 33.47% | 65579.4258 | 17132.7559 | 17.38% | 81440.1191 | 35640.4727 | 36.16% | 62932.4023 | 49349.4844 | 50.06% | 49223.3906 | 494.2108 | 0.5014% | 98078.6642 | 9619.2188 | 9.758% | 88953.6562
233 | Renfro | SPGE | {'Kern Power': 3.8, '7th Standard': 4.0, 'Rosedale': 4.9, 'Tevis': 5.1, 'Tupman': 6.4, 'Rio Bravo': 6.6, 'Westpark': 7.0, 'Stockdale': 7.3, 'Lerdo': 7.8, 'Kern Oil': 8.9, 'Bakersfield': 9.0, 'Norco': 10.8, 'Sycamore': 10.8, 'Shafter': 12.3, 'Columbus': 12.7, 'Magunden': 13.8, 'California Water': 15.0, 'Midway': 16.3, 'Elk Hills': 16.4, 'Poso Mountain': 16.6, 'Charca': 17.7, 'Regulus': 18.1, 'Lamont': 18.2, 'Grimway': 19.7} | 113942.9297 | 14962.5146 | 13.13% | 98980.415 | 86.87% | 7748.8853 | 6.801% | 92890.2319 | 81.52% | 15.8233 | 12569.5234 | 11.03% | 60152.3789 | 52.79% | 1 | 0 | 0% | 0 | 0% | 31830.9004 | 27.94% | 82112.0293 | 28919.3691 | 25.38% | 85023.5605 | 49769.7812 | 43.68% | 64173.1484 | 56842.8789 | 49.89% | 57100.0508 | 494.2108 | 0.4337% | 113448.7189 | 14786.2559 | 12.98% | 99156.6738
234 | Highwind | GREATER TEHACHAPI | {'Windhub': 7.1, 'Whirlwind': 16.9} | 88742.4922 | 18759.9453 | 21.14% | 69982.5469 | 78.86% | 10857.0537 | 12.23% | 41948.0557 | 47.27% | 24 | 245.1235 | 0.2762% | 782.4595 | 0.8817% | 0 | 47315.4258 | 53.32% | 13783.4424 | 15.53% | 34786.5391 | 39.2% | 53955.9531 | 16118.1094 | 18.16% | 72624.3828 | 42892.1562 | 48.33% | 45850.3359 | 61272.1289 | 69.04% | 27470.3633 | 27162.5078 | 30.61% | 61579.9844 | 1330.4362 | 1.499% | 87412.056
235 | Sylmar | GREATER LA METRO | {'Saugus': 9.1, 'Pardee': 10.4, 'Gould': 18.8} | 16100.4248 | 3074.9307 | 19.1% | 13025.4941 | 80.9% | 4308.46 | 26.76% | 9020.4473 | 56.03% | 16.52 | 14.7556 | 0.09165% | 7.4145 | 0.04605% | 0 | 7.236 | 0.04494% | 16093.1807 | 99.96% | 5455.9653 | 33.89% | 10644.4595 | 851.1035 | 5.286% | 15249.3213 | 2245.2871 | 13.95% | 13855.1377 | 7701.2524 | 47.83% | 8399.1724 | 8019.7607 | 49.81% | 8080.6641 | 1773.7861 | 11.02% | 14326.6387
236 | Westley | SPGE | {'Ripon': 12.6, 'Vierra': 15.5} | 149455.9688 | 3695.7158 | 2.473% | 145760.2529 | 97.53% | 16711.3906 | 11.18% | 110559.9375 | 73.97% | 12.5297 | 12928.4629 | 8.65% | 92827.8516 | 62.11% | 1 | 8011.3848 | 5.36% | 0 | 0% | 101409.1875 | 67.85% | 48046.7812 | 36073.2773 | 24.14% | 113382.6914 | 40109.8945 | 26.84% | 109346.0742 | 112310.7031 | 75.15% | 37145.2656 | 23156.4258 | 15.49% | 126299.543 | 6064.1533 | 4.057% | 143391.8154
237 | GWF Hanford | SPGE | {'Leprino Jct': 10.6, 'Corcoran': 12.2, 'Henrietta': 14.4, 'Kingsburg': 15.5} | 164166.3125 | 89082.3047 | 54.26% | 75084.0078 | 45.74% | 10247.292 | 6.242% | 132382.7549 | 80.64% | 11.2113 | 81627.5547 | 49.72% | 59161.7812 | 36.04% | 0 | 0 | 0% | 0 | 0% | 900.5292 | 0.5485% | 163265.7833 | 2640.6538 | 1.609% | 161525.6587 | 16906.3223 | 10.3% | 147259.9902 | 16985.3145 | 10.35% | 147180.998 | 0 | 0% | 164166.3125 | 6426.2734 | 3.914% | 157740.0391
238 | Tevis | SPGE | {'Stockdale': 3.5, 'Kern Power': 4.5, 'Rosedale': 4.9, 'Renfro': 5.1, 'Westpark': 6.3, 'Tupman': 8.3, '7th Standard': 8.3, 'Bakersfield': 8.4, 'Kern Oil': 10.3, 'Norco': 10.4, 'Rio Bravo': 11.3, 'Columbus': 12.0, 'Magunden': 12.0, 'Sycamore': 12.0, 'Lerdo': 12.5, 'California Water': 14.7, 'Regulus': 15.1, 'Lamont': 15.2, 'Elk Hills': 15.4, 'Grimway': 15.9, 'Shafter': 17.1, 'Wheeler Ridge': 18.1, 'Midway': 19.1, 'Poso Mountain': 19.2} | 108836.3828 | 13111.0889 | 12.05% | 95725.2939 | 87.95% | 10934.9326 | 10.05% | 83471.5596 | 76.69% | 16.2925 | 19426.9805 | 17.85% | 53256.0156 | 48.93% | 1 | 0 | 0% | 0 | 0% | 29517.6348 | 27.12% | 79318.748 | 36378.1875 | 33.42% | 72458.1953 | 61333.6602 | 56.35% | 47502.7227 | 63704.2773 | 58.53% | 45132.1055 | 494.2108 | 0.4541% | 108342.1721 | 13284.9707 | 12.21% | 95551.4121
239 | Otay Mesa | SAN DIEGO | {'Miguel': 8.3, 'Bay Boulevard': 11.0, 'Silvergate': 15.9, 'Mission': 19.6} | 13543.1436 | 301.0909 | 2.223% | 13242.0527 | 97.78% | 1504.8613 | 11.11% | 8186.2002 | 60.45% | 13.6 | 34.6264 | 0.2557% | 11.0412 | 0.08153% | 0 | 6022.8955 | 44.47% | 6998.6587 | 51.68% | 591.5141 | 4.368% | 12951.6295 | 12526.0889 | 92.49% | 1017.0547 | 12950.1504 | 95.62% | 592.9932 | 13129.252 | 96.94% | 413.8916 | 7050.4258 | 52.06% | 6492.7178 | 739.6719 | 5.462% | 12803.4716
240 | Redondo | GREATER LA METRO | {'El Nido': 3.4, 'La Fresa': 3.5, 'Chevmain': 3.8, 'El Segundo': 4.6, 'Arcogen': 8.6, 'Hinson': 9.7, 'Harborgen': 10.4, 'La Cienega': 10.5, 'Long Beach': 11.0, 'Lighthipe': 12.4, 'Laguna Bell': 16.4, 'Del Amo': 16.7, 'Center': 17.1, 'Alamitos': 17.6} | 817.8596 | 165.0435 | 20.18% | 652.816 | 79.82% | 47.3761 | 5.793% | 196.8144 | 24.06% | 8.5241 | 0 | 0% | 0 | 0% | 0 | 136.4639 | 16.69% | 0 | 0% | 10.7529 | 1.315% | 807.1066 | 101.4741 | 12.41% | 716.3855 | 609.4815 | 74.52% | 208.3781 | 620.2344 | 75.84% | 197.6251 | 0 | 0% | 817.8596 | 0.64248 | 0.07856% | 817.2171
241 | Arkansas | GREATER IMPERIAL | {'Sonora': 2.7, 'IID System': 7.8} | 148414.5156 | 37242.793 | 25.09% | 111171.7227 | 74.91% | 14358.9092 | 9.675% | 130689.1377 | 88.06% | 7.9508 | 44761.2305 | 30.16% | 71671.5078 | 48.29% | 0 | 0 | 0% | 0 | 0% | 9338.7539 | 6.292% | 139075.7617 | 41272.0625 | 27.81% | 107142.4531 | 61079.8242 | 41.15% | 87334.6914 | 62804.5273 | 42.32% | 85609.9883 | 1097.0713 | 0.7392% | 147317.4443 | 9809.4521 | 6.609% | 138605.0635
242 | Cal Water | SPGE | {'Columbus': 2.7, 'Magunden': 4.4, 'Sycamore': 5.5, 'Bakersfield': 6.3, 'Kern Oil': 6.9, 'Westpark': 8.5, 'Lamont': 8.9, 'Regulus': 8.9, 'Poso Mountain': 10.0, 'Rosedale': 10.5, 'Kern Power': 11.5, 'Stockdale': 11.9, 'Grimway': 12.3, '7th Standard': 13.0, 'Tevis': 14.7, 'Renfro': 15.0, 'Lerdo': 15.1} | 115542.875 | 14130.4023 | 12.23% | 101412.4727 | 87.77% | 23524.2227 | 20.36% | 83390.8398 | 72.17% | 8.1457 | 1448.7537 | 1.254% | 18665.5117 | 16.15% | 1 | 44336.5977 | 38.37% | 0 | 0% | 81195.8906 | 70.27% | 34346.9844 | 24031.832 | 20.8% | 91511.043 | 34626.8203 | 29.97% | 80916.0547 | 81667.4844 | 70.68% | 33875.3906 | 39080.7539 | 33.82% | 76462.1211 | 2173.9958 | 1.882% | 113368.8792
243 | Grimway | SPGE | {'Lamont': 3.4, 'Regulus': 3.4, 'Magunden': 8.6, 'Columbus': 11.3, 'California Water': 12.3, 'Bakersfield': 12.6, 'Stockdale': 12.6, 'Wheeler Ridge': 12.7, 'Westpark': 13.4, 'Rosedale': 15.2, 'Sycamore': 15.9, 'Tevis': 15.9, 'Kern Oil': 16.1, 'Kern Power': 16.2, 'Renfro': 19.7} | 131419.5156 | 22033.1504 | 16.77% | 109386.3652 | 83.23% | 10135.4395 | 7.712% | 113094.6855 | 86.06% | 9.6 | 14588.6094 | 11.1% | 82484.25 | 62.76% | 1 | 7143.8613 | 5.436% | 52.9578 | 0.0403% | 25157.6035 | 19.14% | 106261.9121 | 17705.8887 | 13.47% | 113713.627 | 29097.9941 | 22.14% | 102321.5215 | 42895.1328 | 32.64% | 88524.3828 | 10585.0625 | 8.054% | 120834.4531 | 1892.6659 | 1.44% | 129526.8497
244 | Viejo | GREATER LA METRO | {'Santiago': 7.2, 'Trabuco': 7.4, 'Margarita': 8.1, 'Capistrano': 10.7, 'Johanna': 12.5, 'Lee Lake (Proposed)': 12.5, 'Serrano': 14.0, 'Villa Park': 15.1, 'Talega': 15.3, 'Ellis': 17.4, 'Lewis': 17.7, 'Huntington Beach': 19.4} | 13857.1367 | 636.8973 | 4.596% | 13220.2394 | 95.4% | 5625.1406 | 40.59% | 4130.5107 | 29.81% | 35.1885 | 18.9114 | 0.1365% | 26.2704 | 0.1896% | 0 | 3913.7026 | 28.24% | 9710.8945 | 70.08% | 7017.0981 | 50.64% | 6840.0386 | 5843.9438 | 42.17% | 8013.1929 | 8060.8774 | 58.17% | 5796.2593 | 12333.8643 | 89.01% | 1523.2725 | 8297.2451 | 59.88% | 5559.8916 | 1650.5609 | 11.91% | 12206.5758
245 | Kelso | NORTHERN CALIFORNIA | {'Delta Switching Yard': 1.0, 'Green Ridge Midway': 5.0, 'Tesla': 6.2, 'Brentwood': 9.3, 'Cayetano': 10.0, 'Lone Tree': 13.4, 'Contra Costa': 17.1, 'Vierra': 18.0, 'Stagg': 19.3} | 130889.375 | 1577.3792 | 1.205% | 129311.9958 | 98.79% | 41594.1719 | 31.78% | 75065.5703 | 57.35% | 11.3605 | 10093.958 | 7.712% | 48329.1484 | 36.92% | 0 | 11513.3916 | 8.796% | 1137.3885 | 0.869% | 70611.2969 | 53.95% | 60278.0781 | 59113.9922 | 45.16% | 71775.3828 | 64280.3789 | 49.11% | 66608.9961 | 89072.2891 | 68.05% | 41817.0859 | 9454.043 | 7.223% | 121435.332 | 8513.6143 | 6.504% | 122375.7607
246 | BlytheSC 161 kV | RIVERSIDE | {'Colorado River': 12.6} | 110875.7188 | 29838.0117 | 26.91% | 81037.707 | 73.09% | 12865.9717 | 11.6% | 87288.7002 | 78.73% | 12.697 | 28277.5195 | 25.5% | 40927.6328 | 36.91% | 0 | 0 | 0% | 0 | 0% | 31263.3379 | 28.2% | 79612.3809 | 37746.168 | 34.04% | 73129.5508 | 20142.0664 | 18.17% | 90733.6523 | 51459.1875 | 46.41% | 59416.5312 | 13270.0215 | 11.97% | 97605.6973 | 1836.5602 | 1.656% | 109039.1586
247 | Windhub | GREATER TEHACHAPI | {'Highwind': 7.1, 'Whirlwind': 15.0} | 104670.7109 | 37034.9961 | 35.38% | 67635.7148 | 64.62% | 3093.6272 | 2.956% | 42676.6111 | 40.77% | 32.125 | 130.4025 | 0.1246% | 1714.2988 | 1.638% | 0 | 34749.8477 | 33.2% | 28.8742 | 0.02759% | 32996.0625 | 31.52% | 71674.6484 | 30871.8066 | 29.49% | 73798.9043 | 38943.2695 | 37.21% | 65727.4414 | 64138.2344 | 61.28% | 40532.4766 | 14164.8799 | 13.53% | 90505.8311 | 667.3558 | 0.6376% | 104003.3551
248 | Camanche | NORTHERN CALIFORNIA | {'Lockeford': 9.9, 'Bellota': 13.7} | 131926.7344 | 15732.7598 | 11.93% | 116193.9746 | 88.07% | 12998.7676 | 9.853% | 80734.6621 | 61.2% | 18.1286 | 29513.5215 | 22.37% | 18616.3242 | 14.11% | 1 | 24915.748 | 18.89% | 0 | 0% | 80920.1719 | 61.34% | 51006.5625 | 52944.6055 | 40.13% | 78982.1289 | 90323.6172 | 68.46% | 41603.1172 | 103985.3672 | 78.82% | 27941.3672 | 35316.3438 | 26.77% | 96610.3906 | 26001.2773 | 19.71% | 105925.457
249 | Whirlwind | GREATER TEHACHAPI | {'Antelope': 14.1, 'Windhub': 15.0, 'Highwind': 16.9} | 150336.9219 | 58568.4297 | 38.96% | 91768.4922 | 61.04% | 13069.0215 | 8.693% | 45584.4004 | 30.32% | 38.75 | 1808.1675 | 1.203% | 2899.6299 | 1.929% | 0 | 62749.3125 | 41.74% | 0.58921 | 0.0003919% | 34918.8359 | 23.23% | 115418.0859 | 58809.4922 | 39.12% | 91527.4297 | 33486.2656 | 22.27% | 116850.6562 | 83619.5078 | 55.62% | 66717.4141 | 22223.4629 | 14.78% | 128113.459 | 706.2312 | 0.4698% | 149630.6907
250 | El Casco | RIVERSIDE | {'San Bernardino': 12.1, 'Vista': 14.8, 'Valley': 16.3} | 65952.2422 | 8379.2178 | 12.7% | 57573.0244 | 87.3% | 2336.9106 | 3.543% | 41564.4292 | 63.02% | 19.7506 | 4570.5269 | 6.93% | 2813.4172 | 4.266% | 0 | 10060.9873 | 15.25% | 49774.9102 | 75.47% | 26612.5312 | 40.35% | 39339.7109 | 26435.4199 | 40.08% | 39516.8223 | 39518.5352 | 59.92% | 26433.707 | 53372.8594 | 80.93% | 12579.3828 | 26096.3887 | 39.57% | 39855.8535 | 3940.1777 | 5.974% | 62012.0645
251 | Suncrest | SAN DIEGO | {'Miguel': 19.7} | 77061.0547 | 5468.9365 | 7.097% | 71592.1182 | 92.9% | 20872.1582 | 27.09% | 36807.5332 | 47.76% | 13.45 | 85.8957 | 0.1115% | 1.9854 | 0.002576% | 0 | 143.3102 | 0.186% | 76917.7969 | 99.81% | 14472.6094 | 18.78% | 62588.4453 | 23034.0391 | 29.89% | 54027.0156 | 45543.1953 | 59.1% | 31517.8594 | 50122.5703 | 65.04% | 26938.4844 | 51781.375 | 67.2% | 25279.6797 | 2905.248 | 3.77% | 74155.8066
252 | Colorado River | RIVERSIDE | {'BlytheSC 161 kV': 12.6} | 91644.6094 | 15376.8623 | 16.78% | 76267.7471 | 83.22% | 31756.0352 | 34.65% | 57232.0039 | 62.45% | 7.3686 | 9842.3828 | 10.74% | 13417.6807 | 14.64% | 0 | 0 | 0% | 0 | 0% | 37931.2539 | 41.39% | 53713.3555 | 43410.5117 | 47.37% | 48234.0977 | 37544.3477 | 40.97% | 54100.2617 | 55063.4883 | 60.08% | 36581.1211 | 43429.6484 | 47.39% | 48214.9609 | 635.0745 | 0.693% | 91009.5349
253 | Red bluff | RIVERSIDE | {'Kern': 15.1} | 36340.6016 | 16360.7422 | 45.02% | 19979.8594 | 54.98% | 17972.8281 | 49.46% | 17712.5703 | 48.74% | 4.8763 | 928.5963 | 2.555% | 0 | 0% | 0 | 0 | 0% | 0 | 0% | 11257.4482 | 30.98% | 25083.1533 | 105.6647 | 0.2908% | 36234.9369 | 0 | 0% | 36340.6016 | 11363.1133 | 31.27% | 24977.4883 | 5277.231 | 14.52% | 31063.3706 | 889.0283 | 2.446% | 35451.5732
254 | Ocotillo Express | GREATER IMPERIAL | {'ECO': 9.2, 'Imperial Valley': 19.2} | 26198.0273 | 7176.3462 | 27.39% | 19021.6812 | 72.61% | 10813.207 | 41.27% | 12622.9688 | 48.18% | 5.1646 | 0 | 0% | 0 | 0% | 0 | 397.6266 | 1.518% | 0 | 0% | 9137.3467 | 34.88% | 17060.6807 | 4943.2153 | 18.87% | 21254.812 | 3785.2986 | 14.45% | 22412.7288 | 14748.5713 | 56.3% | 11449.4561 | 9868.0596 | 37.67% | 16329.9678 | 6.7933 | 0.02593% | 26191.234
255 | Ivanpah | SNV ELDORADO DESERT | {'Primm': 9.5} | 2016.9741 | 8.0224 | 0.3977% | 2008.9517 | 99.6% | 1565.8478 | 77.63% | 439.725 | 21.8% | 2.597 | 0 | 0% | 0 | 0% | 0 | 0 | 0% | 0 | 0% | 1140.4165 | 56.54% | 876.5576 | 1641.6527 | 81.39% | 375.3214 | 538.553 | 26.7% | 1478.4211 | 1676.8672 | 83.14% | 340.1069 | 1295.6542 | 64.24% | 721.3199 | 0.0010884 | 5.396e-05% | 2016.973
256 | Alamitos | GREATER LA METRO | {'Del Amo': 5.7, 'Long Beach': 7.3, 'Barre': 7.4, 'Harborgen': 7.5, 'Hinson': 8.0, 'Arcogen': 9.1, 'Lighthipe': 9.1, 'Ellis': 10.5, 'Huntington Beach': 10.8, 'Center': 11.3, 'Lewis': 11.9, 'Johanna': 14.6, 'Laguna Bell': 14.8, 'La Fresa': 15.3, 'Villa Park': 15.6, 'Olinda': 16.1, 'Redondo': 17.6, 'El Nido': 18.2, 'Serrano': 18.3, 'Mesa (SCE)': 18.8, 'Walnut': 18.8, 'Chevmain': 19.9} | 7454.8716 | 2147.2495 | 28.8% | 5307.6221 | 71.2% | 938.038 | 12.58% | 2777.5841 | 37.26% | 60.5 | 0 | 0% | 0 | 0% | 0 | 0 | 0% | 0 | 0% | 0 | 0% | 7454.8716 | 688.6575 | 9.238% | 6766.2141 | 5290.9995 | 70.97% | 2163.8721 | 5290.9995 | 70.97% | 2163.8721 | 0 | 0% | 7454.8716 | 33.2326 | 0.4458% | 7421.6389
257 | Shilo III | NORTHERN CALIFORNIA | {'Birds Landing': 3.2, 'Pittsburg': 9.6, 'Peabody': 10.5, 'Contra Costa': 12.2, 'Grand Island': 14.6, 'Lone Tree': 16.1, 'Vaca Dixon': 16.5, 'Clayton': 16.9, 'Martinez': 18.1, 'Brentwood': 19.6} | 104421.7656 | 30621.9082 | 29.33% | 73799.8574 | 70.67% | 28000.9922 | 26.82% | 72602.5391 | 69.53% | 6.4064 | 36085.793 | 34.56% | 7665.5386 | 7.341% | 0 | 0 | 0% | 0 | 0% | 17182.6836 | 16.46% | 87239.082 | 39236.2969 | 37.57% | 65185.4688 | 38618.2422 | 36.98% | 65803.5234 | 54843.0859 | 52.52% | 49578.6797 | 4832.4653 | 4.628% | 99589.3003 | 32511.9141 | 31.14% | 71909.8516
258 | ECO | GREATER IMPERIAL | {'Ocotillo': 9.2} | 23342.8438 | 6252.1079 | 26.78% | 17090.7358 | 73.22% | 3759.7461 | 16.11% | 16672.4141 | 71.42% | 8.3848 | 47.8199 | 0.2049% | 68.2322 | 0.2923% | 0 | 14620.7715 | 62.63% | 0 | 0% | 2620.4612 | 11.23% | 20722.3826 | 7827.4058 | 33.53% | 15515.438 | 8393.208 | 35.96% | 14949.6357 | 12668.2891 | 54.27% | 10674.5547 | 7413.7646 | 31.76% | 15929.0791 | 391.6476 | 1.678% | 22951.1961
259 | IID System | GREATER IMPERIAL | {'Sonora': 7.6, 'Arkansas': 7.8} | 112489.1172 | 28427.8145 | 25.27% | 84061.3027 | 74.73% | 19580.918 | 17.41% | 89395.9492 | 79.47% | 7.6625 | 29659.8672 | 26.37% | 42579.9844 | 37.85% | 0 | 0 | 0% | 0 | 0% | 1550.8912 | 1.379% | 110938.226 | 49505.8789 | 44.01% | 62983.2383 | 61097.3281 | 54.31% | 51391.7891 | 61448.9688 | 54.63% | 51040.1484 | 198.38 | 0.1764% | 112290.7372 | 9088.2471 | 8.079% | 103400.8701
260 | Sonora | GREATER IMPERIAL | {'Arkansas': 2.7, 'IID System': 7.6} | 122505.4375 | 31098.6738 | 25.39% | 91406.7637 | 74.61% | 12512.8311 | 10.21% | 106492.0283 | 86.93% | 8 | 40737.0234 | 33.25% | 49166.9492 | 40.13% | 0 | 0 | 0% | 0 | 0% | 9785.7344 | 7.988% | 112719.7031 | 38801.5039 | 31.67% | 83703.9336 | 60277.5703 | 49.2% | 62227.8672 | 60780.9492 | 49.61% | 61724.4883 | 1556.608 | 1.271% | 120948.8295 | 9362.6777 | 7.643% | 113142.7598
261 | Caliente | SPGE | {'Carrizo Plains': 6.9, 'Solar SS': 8.1, 'Kernridge': 10.9, 'Temblor': 12.5} | 118999.8203 | 21857.6367 | 18.37% | 97142.1836 | 81.63% | 31223.1816 | 26.24% | 68920.748 | 57.92% | 13.56 | 2270.4492 | 1.908% | 15.5645 | 0.01308% | 0 | 630.0243 | 0.5294% | 0 | 0% | 54069.8008 | 45.44% | 64930.0195 | 21426.2812 | 18.01% | 97573.5391 | 39315.2969 | 33.04% | 79684.5234 | 78500.3047 | 65.97% | 40499.5156 | 52800.3438 | 44.37% | 66199.4766 | 7070.5493 | 5.942% | 111929.271
262 | Regulus | SPGE | {'Lamont': 0.1, 'Grimway': 3.4, 'Magunden': 5.5, 'Columbus': 8.2, 'California Water': 8.9, 'Bakersfield': 10.1, 'Westpark': 11.3, 'Stockdale': 11.6, 'Sycamore': 12.9, 'Rosedale': 13.3, 'Kern Oil': 13.3, 'Kern Power': 14.4, 'Tevis': 15.1, 'Wheeler Ridge': 15.7, '7th Standard': 18.0, 'Renfro': 18.1, 'Poso Mountain': 18.9} | 115080.6172 | 18304.3809 | 15.91% | 96776.2363 | 84.09% | 9644.9678 | 8.381% | 96851.4775 | 84.16% | 10.3479 | 10948.6963 | 9.514% | 63940.543 | 55.56% | 0 | 10743.3633 | 9.336% | 0 | 0% | 32519.4336 | 28.26% | 82561.1836 | 14658.8477 | 12.74% | 100421.7695 | 25838.3301 | 22.45% | 89242.2871 | 44369.3945 | 38.56% | 70711.2227 | 15517.6807 | 13.48% | 99562.9365 | 2268.394 | 1.971% | 112812.2231
263 | Geysers 12 | NORTHERN CALIFORNIA | {'Eagle Rock': 6.0, 'Cloverdale': 14.1, 'Fulton': 17.7} | 94219.4766 | 3023.0364 | 3.209% | 91196.4402 | 96.79% | 16482.082 | 17.49% | 63300.9883 | 67.18% | 10.7767 | 6101.1479 | 6.475% | 5662.7383 | 6.01% | 0 | 22474.1621 | 23.85% | 59742.5469 | 63.41% | 61394.9336 | 65.16% | 32824.543 | 57517.207 | 61.05% | 36702.2695 | 79463.5859 | 84.34% | 14755.8906 | 89872.6406 | 95.39% | 4346.8359 | 31670.3066 | 33.61% | 62549.1699 | 2465.4607 | 2.617% | 91754.0159
264 | Solar SS | SPGE | {'Carrizo Plains': 1.1, 'Caliente': 8.1, 'Kernridge': 18.5} | 152877.7656 | 17856.6562 | 11.68% | 135021.1094 | 88.32% | 96208.1875 | 62.93% | 45958.125 | 30.06% | 8.2748 | 4109.2085 | 2.688% | 275.5292 | 0.1802% | 0 | 37050.8633 | 24.24% | 0 | 0% | 49649.3672 | 32.48% | 103228.3984 | 27241.9004 | 17.82% | 125635.8652 | 45857.8203 | 30% | 107019.9453 | 86948.1406 | 56.87% | 65929.625 | 102361.2188 | 66.96% | 50516.5469 | 6167.3628 | 4.034% | 146710.4028
265 | Olive | SPGE | {'Alpaugh': 4.6, 'Smyrna': 12.5, 'Corcoran': 15.9} | 141510.9062 | 55185.8047 | 39% | 86325.1016 | 61% | 36405.3164 | 25.73% | 91135.3242 | 64.4% | 8.9988 | 65694.7734 | 46.42% | 53492.75 | 37.8% | 0 | 0 | 0% | 0 | 0% | 46151.0938 | 32.61% | 95359.8125 | 15308.9531 | 10.82% | 126201.9531 | 35743.4648 | 25.26% | 105767.4414 | 65509.1094 | 46.29% | 76001.7969 | 42.06 | 0.02972% | 141468.8462 | 8811.291 | 6.227% | 132699.6152
266 | 7th Standard | SPGE | {'Renfro': 4.0, 'Lerdo': 4.3, 'Kern Power': 4.5, 'Rosedale': 5.3, 'Kern Oil': 6.2, 'Westpark': 6.8, 'Rio Bravo': 7.3, 'Bakersfield': 8.0, 'Sycamore': 8.0, 'Tevis': 8.3, 'Stockdale': 9.2, 'Tupman': 9.8, 'Columbus': 11.2, 'Shafter': 11.7, 'Poso Mountain': 12.8, 'Magunden': 13.0, 'California Water': 13.0, 'Norco': 14.6, 'Charca': 16.0, 'Regulus': 18.0, 'Lamont': 18.1, 'Midway': 18.3} | 117443.9141 | 22113.3281 | 18.83% | 95330.5859 | 81.17% | 1966.2115 | 1.674% | 102644.3666 | 87.4% | 13.8339 | 7379.3267 | 6.283% | 62844.3945 | 53.51% | 0 | 0 | 0% | 0 | 0% | 41932.0195 | 35.7% | 75511.8945 | 8824.0977 | 7.513% | 108619.8164 | 23346.3105 | 19.88% | 94097.6035 | 51874.1484 | 44.17% | 65569.7656 | 1456.4672 | 1.24% | 115987.4469 | 7337.9033 | 6.248% | 110106.0107
267 | Delevan | NORTHERN CALIFORNIA | {'Cortina': 17.3} | 169094.0781 | 25638.2129 | 15.16% | 143455.8652 | 84.84% | 67940.8906 | 40.18% | 98052.7969 | 57.99% | 6.1839 | 44103.7695 | 26.08% | 41131.5508 | 24.32% | 0 | 32594.3926 | 19.28% | 0 | 0% | 55019.9727 | 32.54% | 114074.1055 | 18215.6797 | 10.77% | 150878.3984 | 54907.3164 | 32.47% | 114186.7617 | 102532.9219 | 60.64% | 66561.1562 | 50560.9766 | 29.9% | 118533.1016 | 5636.7339 | 3.333% | 163457.3442
269 | Mustang | SPGE | {'San Luis Obispo': 3.7, 'Morro Bay': 12.2, 'Diablo': 12.9, 'Oceano': 15.2, 'Templeton': 16.7} | 140372.4062 | 58333.8047 | 41.56% | 82038.6016 | 58.44% | 34741.1797 | 24.75% | 92486.4766 | 65.89% | 8.028 | 69799.4688 | 49.72% | 60282.4336 | 42.94% | 1 | 0 | 0% | 0 | 0% | 20667.1523 | 14.72% | 119705.2539 | 2865.3525 | 2.041% | 137507.0537 | 4962.8364 | 3.535% | 135409.5698 | 23754.5371 | 16.92% | 116617.8691 | 0 | 0% | 140372.4062 | 2545.7959 | 1.814% | 137826.6104
270 | Tranquility | SPGE | {'Cheney': 7.6, 'Mendota': 9.5, 'Panoche': 10.7, 'Cantua': 11.6, 'Helm': 12.7, 'Newhall': 19.6, 'Schindler': 19.7} | 176923.4531 | 66438.4922 | 37.55% | 110484.9609 | 62.45% | 25832.0742 | 14.6% | 147585.082 | 83.42% | 7.6049 | 75009.3203 | 42.4% | 74733.6094 | 42.24% | 1 | 0 | 0% | 0 | 0% | 45678.8359 | 25.82% | 131244.6172 | 6095.269 | 3.445% | 170828.1841 | 23207.0645 | 13.12% | 153716.3887 | 49259.3516 | 27.84% | 127664.1016 | 8193.5713 | 4.631% | 168729.8818 | 712.159 | 0.4025% | 176211.2941
271 | Calcite | GREATER KRAMER | {} | 73703.9375 | 28632.9062 | 38.85% | 45071.0312 | 61.15% | 663.7072 | 0.9005% | 17288.576 | 23.46% | 38.75 | 1722.6478 | 2.337% | 619.9025 | 0.8411% | 0 | 0 | 0% | 0 | 0% | 32537.6992 | 44.15% | 41166.2383 | 17272.5254 | 23.44% | 56431.4121 | 15208.3174 | 20.63% | 58495.6201 | 42391.9844 | 57.52% | 31311.9531 | 13040.3438 | 17.69% | 60663.5938 | 442.3034 | 0.6001% | 73261.6341
272 | Trout Canyon (fka Crazy Eyes) | SNV ELDORADO DESERT | {'Carpenter Canyon (fka Gamebird)': 9.1, 'Sandy': 9.4, 'Pahrump': 13.6} | 0 | 0 | 0% | 0 | 100% | 0 | 0% | 0 | 0% |  | 0 | 0% | 0 | 0% | 0 | 0 | 0% | 0 | 0% | 0 | 0% | 0 | 0 | 0% | 0 | 0 | 0% | 0 | 0 | 0% | 0 | 0 | 0% | 0 | 0 | 0% | 0
273 | Delaney | ARIZONA MINOR | {'Palo Verde': 12.1, 'Hassayampa': 14.1} | 0 | 0 | 0% | 0 | 100% | 0 | 0% | 0 | 0% |  | 0 | 0% | 0 | 0% | 0 | 0 | 0% | 0 | 0% | 0 | 0% | 0 | 0 | 0% | 0 | 0 | 0% | 0 | 0 | 0% | 0 | 0 | 0% | 0 | 0 | 0% | 0
274 | Desert View | SNV ELDORADO DESERT | {} | 0 | 0 | 0% | 0 | 100% | 0 | 0% | 0 | 0% |  | 0 | 0% | 0 | 0% | 0 | 0 | 0% | 0 | 0% | 0 | 0% | 0 | 0 | 0% | 0 | 0 | 0% | 0 | 0 | 0% | 0 | 0 | 0% | 0 | 0 | 0% | 0
275 | Carpenter Canyon (fka Gamebird) | SNV ELDORADO DESERT | {'Pahrump': 4.5, 'Trout Canyon (fka Crazy Eyes)': 9.1, 'Vista (VEA)': 12.4, 'Sandy': 18.4} | 4429.5146 | 0 | 0% | 4429.5146 | 100% | 4424.1152 | 99.88% | 0 | 0% | 1.2397 | 0 | 0% | 0 | 0% | 0 | 0 | 0% | 0 | 0% | 1596.6526 | 36.05% | 2832.8621 | 49.4641 | 1.117% | 4380.0505 | 495.9444 | 11.2% | 3933.5702 | 1646.1167 | 37.16% | 2783.3979 | 4429.5146 | 100% | 0 | 0 | 0% | 4429.5146
276 | Hassayampa | ARIZONA MINOR | {'Palo Verde': 2.7, 'Delaney': 14.1} | 0 | 0 | 0% | 0 | 100% | 0 | 0% | 0 | 0% |  | 0 | 0% | 0 | 0% | 0 | 0 | 0% | 0 | 0% | 0 | 0% | 0 | 0 | 0% | 0 | 0 | 0% | 0 | 0 | 0% | 0 | 0 | 0% | 0 | 0 | 0% | 0
277 | Hoodoo Wash | ARIZONA MINOR | {} | 0 | 0 | 0% | 0 | 100% | 0 | 0% | 0 | 0% |  | 0 | 0% | 0 | 0% | 0 | 0 | 0% | 0 | 0% | 0 | 0% | 0 | 0 | 0% | 0 | 0 | 0% | 0 | 0 | 0% | 0 | 0 | 0% | 0 | 0 | 0% | 0
278 | Innovation | SNV ELDORADO DESERT | {'Vista (VEA)': 18.6} | 0 | 0 | 0% | 0 | 100% | 0 | 0% | 0 | 0% |  | 0 | 0% | 0 | 0% | 0 | 0 | 0% | 0 | 0% | 0 | 0% | 0 | 0 | 0% | 0 | 0 | 0% | 0 | 0 | 0% | 0 | 0 | 0% | 0 | 0 | 0% | 0
279 | Lathrop | SNV ELDORADO DESERT | {'Valley (VEA)': 11.3} | 0 | 0 | 0% | 0 | 100% | 0 | 0% | 0 | 0% |  | 0 | 0% | 0 | 0% | 0 | 0 | 0% | 0 | 0% | 0 | 0% | 0 | 0 | 0% | 0 | 0 | 0% | 0 | 0 | 0% | 0 | 0 | 0% | 0 | 0 | 0% | 0
280 | Mohave | SNV ELDORADO DESERT | {} | 1154.2734 | 89.9817 | 7.796% | 1064.2918 | 92.2% | 935.0632 | 81.01% | 13.5116 | 1.171% | 1.8009 | 0 | 0% | 0 | 0% | 0 | 0 | 0% | 0 | 0% | 0 | 0% | 1154.2734 | 510.9015 | 44.26% | 643.372 | 0 | 0% | 1154.2734 | 510.9015 | 44.26% | 643.372 | 860.2139 | 74.52% | 294.0596 | 102.9566 | 8.92% | 1051.3169
281 | Pahrump | SNV ELDORADO DESERT | {'Carpenter Canyon (fka Gamebird)': 4.5, 'Vista (VEA)': 8.6, 'Trout Canyon (fka Crazy Eyes)': 13.6} | 2010.9487 | 8.076 | 0.4016% | 2002.8727 | 99.6% | 1728.1525 | 85.94% | 15.5326 | 0.7724% | 2.6343 | 0 | 0% | 0 | 0% | 0 | 0 | 0% | 0 | 0% | 0 | 0% | 2010.9487 | 791.7647 | 39.37% | 1219.184 | 903.3476 | 44.92% | 1107.6011 | 903.3476 | 44.92% | 1107.6011 | 1652.8333 | 82.19% | 358.1155 | 109.683 | 5.454% | 1901.2657
282 | Palo Verde | ARIZONA MINOR | {'Hassayampa': 2.7, 'Delaney': 12.1} | 0 | 0 | 0% | 0 | 100% | 0 | 0% | 0 | 0% |  | 0 | 0% | 0 | 0% | 0 | 0 | 0% | 0 | 0% | 0 | 0% | 0 | 0 | 0% | 0 | 0 | 0% | 0 | 0 | 0% | 0 | 0 | 0% | 0 | 0 | 0% | 0
283 | Primm | SNV ELDORADO DESERT | {'Ivanpah': 9.5} | 1410.207 | 8.0224 | 0.5689% | 1402.1846 | 99.43% | 956.9611 | 67.86% | 439.725 | 31.18% | 2.5988 | 0 | 0% | 0 | 0% | 0 | 0 | 0% | 0 | 0% | 850.0236 | 60.28% | 560.1835 | 1352.672 | 95.92% | 57.535 | 536.3416 | 38.03% | 873.8654 | 1384.3762 | 98.17% | 25.8308 | 730.1833 | 51.78% | 680.0237 | 0 | 0% | 1410.207
284 | Sloan Canyon (fka Bob) | SNV ELDORADO DESERT | {'Eldorado': 5.2, 'Mead': 11.1} | 0 | 0 | 0% | 0 | 100% | 0 | 0% | 0 | 0% |  | 0 | 0% | 0 | 0% | 0 | 0 | 0% | 0 | 0% | 0 | 0% | 0 | 0 | 0% | 0 | 0 | 0% | 0 | 0 | 0% | 0 | 0 | 0% | 0 | 0 | 0% | 0
285 | Valley (VEA) | SNV ELDORADO DESERT | {'Lathrop': 11.3} | 2871.6292 | 0 | 0% | 2871.6292 | 100% | 2869.8672 | 99.94% | 0 | 0% | 1.0887 | 0 | 0% | 0 | 0% | 0 | 0 | 0% | 0 | 0% | 0 | 0% | 2871.6292 | 0 | 0% | 2871.6292 | 0 | 0% | 2871.6292 | 0 | 0% | 2871.6292 | 2871.6292 | 100% | 0 | 13.0398 | 0.4541% | 2858.5893
286 | Vista (VEA) | SNV ELDORADO DESERT | {'Pahrump': 8.6, 'Carpenter Canyon (fka Gamebird)': 12.4, 'Innovation': 18.6} | 0 | 0 | 0% | 0 | 100% | 0 | 0% | 0 | 0% |  | 0 | 0% | 0 | 0% | 0 | 0 | 0% | 0 | 0% | 0 | 0% | 0 | 0 | 0% | 0 | 0 | 0% | 0 | 0 | 0% | 0 | 0 | 0% | 0 | 0 | 0% | 0
287 | Bay Boulevard | SAN DIEGO | {'Silvergate': 6.6, 'Miguel': 8.1, 'Otay Mesa': 11.0, 'Mission': 12.3, 'Old Town': 12.3, 'Kearny': 15.6} | 8886.4199 | 723.4406 | 8.141% | 8162.9794 | 91.86% | 2596.5688 | 29.22% | 2688.5254 | 30.25% | 28.75 | 0 | 0% | 0 | 0% | 0 | 3666.8103 | 41.26% | 0 | 0% | 129.3806 | 1.456% | 8757.0393 | 4770.1201 | 53.68% | 4116.2998 | 8133.2852 | 91.52% | 753.1348 | 8151.6084 | 91.73% | 734.8115 | 163.6053 | 1.841% | 8722.8146 | 601.8665 | 6.773% | 8284.5534
288 | Beatty | SNV ELDORADO DESERT | {} | 0 | 0 | 0% | 0 | 100% | 0 | 0% | 0 | 0% |  | 0 | 0% | 0 | 0% | 0 | 0 | 0% | 0 | 0% | 0 | 0% | 0 | 0 | 0% | 0 | 0 | 0% | 0 | 0 | 0% | 0 | 0 | 0% | 0 | 0 | 0% | 0
289 | Lee Lake (Proposed) | RIVERSIDE | {'Viejo': 12.5, 'Valley': 16.9, 'Margarita': 17.2, 'Trabuco': 18.2, 'Mira Loma': 19.0, 'Santiago': 19.2} | 37682.0312 | 5656.5327 | 15.01% | 32025.4985 | 84.99% | 5746.5562 | 15.25% | 14161.311 | 37.58% | 24.5267 | 613.1749 | 1.627% | 109.3274 | 0.2901% | 0 | 8658.0303 | 22.98% | 23978.502 | 63.63% | 12951.3818 | 34.37% | 24730.6494 | 11512.8027 | 30.55% | 26169.2285 | 19316.9863 | 51.26% | 18365.0449 | 28467.9043 | 75.55% | 9214.127 | 13225.8516 | 35.1% | 24456.1797 | 3682.7139 | 9.773% | 33999.3174
290 | Leprino Jct | SPGE | {'Henrietta': 3.9, 'GWF Hanford Sw Sta': 10.6, 'Gates': 17.7, 'Corcoran': 17.9} | 142745.6875 | 82070.7656 | 57.49% | 60674.9219 | 42.51% | 27317.5645 | 19.14% | 94305.0293 | 66.07% | 9.7616 | 89783.7812 | 62.9% | 36939.1836 | 25.88% | 0 | 0 | 0% | 0 | 0% | 21861.3125 | 15.31% | 120884.375 | 320.7212 | 0.2247% | 142424.9663 | 1763.7491 | 1.236% | 140981.9384 | 21861.3125 | 15.31% | 120884.375 | 0 | 0% | 142745.6875 | 3978.6194 | 2.787% | 138767.0681
291 | Mead | SNV ELDORADO DESERT | {'Sloan Canyon (fka Bob)': 11.1, 'Eldorado': 13.3} | 0 | 0 | 0% | 0 | 100% | 0 | 0% | 0 | 0% |  | 0 | 0% | 0 | 0% | 0 | 0 | 0% | 0 | 0% | 0 | 0% | 0 | 0 | 0% | 0 | 0 | 0% | 0 | 0 | 0% | 0 | 0 | 0% | 0 | 0 | 0% | 0
292 | Quinto | SPGE | {'Los Banos': 5.3} | 101149.6875 | 18922.748 | 18.71% | 82226.9395 | 81.29% | 29893.4043 | 29.55% | 66391.5801 | 65.64% | 8.6667 | 25051.1035 | 24.77% | 20908.123 | 20.67% | 1 | 1294.5779 | 1.28% | 0 | 0% | 54961.8789 | 54.34% | 46187.8086 | 9363.332 | 9.257% | 91786.3555 | 19932.0469 | 19.71% | 81217.6406 | 59919.8359 | 59.24% | 41229.8516 | 20187.4902 | 19.96% | 80962.1973 | 9034.0352 | 8.931% | 92115.6523
293 | Sandy | SNV ELDORADO DESERT | {'Trout Canyon (fka Crazy Eyes)': 9.4, 'Carpenter Canyon (fka Gamebird)': 18.4} | 0 | 0 | 0% | 0 | 100% | 0 | 0% | 0 | 0% |  | 0 | 0% | 0 | 0% | 0 | 0 | 0% | 0 | 0% | 0 | 0% | 0 | 0 | 0% | 0 | 0 | 0% | 0 | 0 | 0% | 0 | 0 | 0% | 0 | 0 | 0% | 0
294 | Eldorado | SNV ELDORADO DESERT | {'Sloan Canyon (fka Bob)': 5.2, 'Mead': 13.3} | 0 | 0 | 0% | 0 | 100% | 0 | 0% | 0 | 0% |  | 0 | 0% | 0 | 0% | 0 | 0 | 0% | 0 | 0% | 0 | 0% | 0 | 0 | 0% | 0 | 0 | 0% | 0 | 0 | 0% | 0 | 0 | 0% | 0 | 0 | 0% | 0
295 | Fink (Proposed) | SPGE | {'Westley': 14.9, 'Quinto': 17.7} | 140852.625 | 10263.3711 | 7.287% | 130589.2539 | 92.71% | 42195.4336 | 29.96% | 84595.207 | 60.06% | 9.9791 | 13873.8076 | 9.85% | 56561.6836 | 40.16% | 1 | 38720.418 | 27.49% | 0 | 0% | 68170.9062 | 48.4% | 72681.7188 | 17726.8438 | 12.59% | 123125.7812 | 29367.5352 | 20.85% | 111485.0898 | 83419.8906 | 59.22% | 57432.7344 | 44074.1523 | 31.29% | 96778.4727 | 4815.8354 | 3.419% | 136036.7896
296 | New Sub - Gates - Midway (Proposed) | SPGE | {'Arco': 8.7, 'Goose Lake': 15.8, 'Smyrna': 17.5, 'Olive': 19.4} | 173487.9844 | 41806.6875 | 24.1% | 131681.2969 | 75.9% | 45702.8711 | 26.34% | 120341.3945 | 69.37% | 7.0383 | 32360.0527 | 18.65% | 41438.2773 | 23.89% | 1 | 0 | 0% | 0 | 0% | 96520.9766 | 55.64% | 76967.0078 | 10798.9248 | 6.225% | 162689.0596 | 28518.1523 | 16.44% | 144969.832 | 104244.2812 | 60.09% | 69243.7031 | 684.8831 | 0.3948% | 172803.1013 | 15222.2119 | 8.774% | 158265.7725
297 | New Sub - Rancho Seco - Bellota (Proposed) | NORTHERN CALIFORNIA | {'Camanche': 5.8, 'Bellota': 8.2, 'Lockeford': 9.0, 'Weber': 19.8} | 133741.9219 | 15515.6738 | 11.6% | 118226.248 | 88.4% | 13744.7197 | 10.28% | 81666.6006 | 61.06% | 18.6307 | 29237.625 | 21.86% | 24232.25 | 18.12% | 1 | 24671.5977 | 18.45% | 0 | 0% | 61863.2695 | 46.26% | 71878.6523 | 49145.1602 | 36.75% | 84596.7617 | 89754.6797 | 67.11% | 43987.2422 | 99287.6719 | 74.24% | 34454.25 | 40850.0977 | 30.54% | 92891.8242 | 22985.5605 | 17.19% | 110756.3613
298 | New Sub - Midway - Wheeler Ridge (Proposed) | SPGE | {'Elk Hills': 9.4, 'Norco': 11.6, 'Taft': 12.1, 'Tevis': 15.8, 'Tupman': 16.0, 'Wheeler Ridge': 16.7, 'Stockdale': 17.6, 'Renfro': 19.3} | 130633.7578 | 20694.9648 | 15.84% | 109938.793 | 84.16% | 25238.623 | 19.32% | 102369.7832 | 78.36% | 6.4111 | 41800.8008 | 32% | 58822.4297 | 45.03% | 1 | 0 | 0% | 0 | 0% | 26533.4688 | 20.31% | 104100.2891 | 48261.6484 | 36.94% | 82372.1094 | 64021.4688 | 49.01% | 66612.2891 | 76615.6953 | 58.65% | 54018.0625 | 2743.4709 | 2.1% | 127890.2869 | 620.8508 | 0.4753% | 130012.907
299 | Suncrest - Ocotillo (Proposed) | GREATER IMPERIAL | {'Suncrest': 13.8} | 91039.4375 | 10263.9736 |  | 80775.4639 |  | 40065.5117 |  | 41647.8789 |  | 7.2004 | 190.6603 |  | 101.6272 |  |  | 9003.7578 |  | 82033.3828 |  | 7110.3979 |  |  | 27125.6074 |  |  | 38319.0664 |  |  | 49725.2578 |  |  | 63326.8125 |  |  | 3209.4917
300 | New Sub - North Gila - IV (Proposed) | GREATER IMPERIAL | {'High Line': 4.3, 'El Centro': 19.4} | 54042.8516 | 7720.7378 | 14.29% | 46322.1138 | 85.71% | 16344.4014 | 30.24% | 36206.9658 | 67% | 6 | 3459.2522 | 6.401% | 30955.6055 | 57.28% | 0 | 0 | 0% | 0 | 0% | 363.719 | 0.673% | 53679.1326 | 17848.8438 | 33.03% | 36194.0078 | 17848.8438 | 33.03% | 36194.0078 | 18212.5625 | 33.7% | 35830.2891 | 6434.8677 | 11.91% | 47607.9839 | 4489.3984 | 8.307% | 49553.4531
301 | New Sub - Lugo - Pisgah (Proposed) | GREATER KRAMER | {'Calcite': 18.2} | 43872.3281 | 9817.9512 | 22.38% | 34054.377 | 77.62% | 5649.4941 | 12.88% | 18502.4863 | 42.17% | 44.2333 | 40.4759 | 0.09226% | 0 | 0% | 0 | 88.8052 | 0.2024% | 0 | 0% | 8325.0566 | 18.98% | 35547.2715 | 2799.6626 | 6.381% | 41072.6655 | 2918.3721 | 6.652% | 40953.9561 | 11822.2461 | 26.95% | 32050.082 | 29181.4785 | 66.51% | 14690.8496 | 36.8303 | 0.08395% | 43835.4979
|  |  |  | 143538.0625 | 11821.9922 |  | 131716.0703 |  | 41070.6172 |  | 87934.2031 |  | 10.1206 | 15784.374 |  | 58290.0078 |  |  | 38029.3789 |  | 0 |  | 68986.2188 |  |  | 17693.3789 |  |  | 29139.1973 |  |  | 84127.1875 |  |  | 42765.293 |  |  | 5026.2847
|  |  |  | 0 | 0 |  | 0 |  | 0 |  | 0 |  |  | 0 |  | 0 |  |  | 0 |  | 0 |  | 0 |  |  | 0 |  |  | 0 |  |  | 0 |  |  | 0 |  |  | 0

## LandEnv_Solar_Data_15mi
CEC calculated land-use and environmental data criteria for in-state substations at a 15 mile radius for solar resource potential.
|  |  |  | Res. Potential Base (after techno-economic & protected areas exclusisons) | Res. Potential after Core Land Use Screen (Lower Implications Land) | Percentage of Base Potential w/ Lower Implications | Res. Potential excluded by Core screen (Higher Implications Land) | Percentage of Base Potential w/ Higher Implications | Base Res. Potential w/ Parcelization value less than 6 | Percentage of Base Potential w/ Parcelization value less than 6 | Base Res. Potential w/ Parcelization value less than 30 & greater than 6 | Percentage of Base Potential w/ Parcelization value less than 30 & greater than 6 | 10th Percentile Parcelization Value | Base Res. Potential w/ Low Cropland Index Values | Percentage of Base Potential w/ Low Cropland Index Values | Base Res. Potential w/ High Cropland Index Values | Percentage of Base Potential w/ High Cropland Index Values | Substation in or near a Critically Overdrafted Groundwater Basin | Base Res. Potential w/ Tier 2 Fire Threat | Percentage of Base Potential w/ Tier 2 Fire Threat | Base Res. Potential w/ Tier 3 Fire Threat | Percentage of Base Potential w/ Tier 3 Fire Threat | Base Res. Potential w/ ACE Terrestrial Connectivity, 4 or 5, (High Implications) | Percentage of Base Potential w/ Terrestrial Connectivity High Implications | Base Res. Potential w/ Terrestrial Connectivity Low Implications | Base Res. Potential w/ ACE Biodiversity, 5, (High Implications) | Percentage of Base Potential w/ Biodiversity High Implications | Base Res. Potential w/ Biodiversity Low Implications | Base Res. Potential w/ ACE Irreplaceability, 4 or 5, (High Implications) | Percentage of Base Potential w/ Irreplaceability High Implications | Base Res. Potential w/ Irreplaceability Low Implications | Base Res. Potential w/ Any of the three ACE datasets High Implications | Percentage of Base Potential w/ Any of the three ACE datasets High Implications | Base Res. Potential w/ Any of the three ACE datasets Low Implications | Base Res. Potential w/ High Terrestrial Landscape Intactness | Percentage of Base Potential w/ High Terrestrial Landscape Intactness | Base Res. Potential w/ Low Terrestrial Landscape Intactness | Base Res. Potential w/ Classified as Wetlands | Percentage of Base Potential w/ Classified as Wetlands | Base Res. Potential w/ Not Classified as Wetlands
Blue columns indicate additional data calculate/added by CPUC staff in dashboard.
Distance in miles to nearby substations
OBJECTID | IRP_Substation_Name | RESOLVE_Solar_Area | Overlaps | RPB_Acres | TRP_Acres | Perc_TRP | High_Implication_Acres | Perc_HighImplication | Parcels_LT_6 | Perc_ParcLT6 | Parcels_LT_30_GT6 | Perc_ParcLT30GT6 | 10th Percentile Parcelization | LowCrop_Acres | Perc_LowCrop | HighCrop_Acres | Perc_HighCrop | Critically overdrafted basin | FT_Tier2_Acres | Perc_FT_Tier2 | FT_Tier3_Acres | Perc_FT_Tier3 | Conn45_Acres | Perc_Conn45 | Low Conn Acres | Bio5_Acres | Perc_Bio5 | Low Bio Acres | Irr45_Acres | Perc_Irr45 | Low Irr Acres | ACE_All_Acres | Perc_AllACE | Low AllACE Acres | High_Intact_Acres | Perc_HighIntact | LowIntact Acres | Wetlands_Acres | Perc_Wetlands | Not Wetlands Acres
1 | East Shore | NORTHERN CALIFORNIA | {'Newark': 11.2, 'Martin (San Francisco H)': 16.9, 'Los Esteros': 17.0, 'Schulte Switching Station': 19.3, 'Cayetano': 20.5, 'Clayton': 23.5, 'Martinez': 26.9, 'Hicks': 29.5, 'Lone Tree': 29.5, 'Delta Switching Yard': 29.7, 'Green Ridge Midway': 29.8} | 45344.5898 | 4076.1714 | 8.989% | 41268.4185 | 91.01% | 5339.8281 | 11.78% | 31743.3398 | 70% | 42.5 | 75.7862 | 0.1671% | 98.4125 | 0.217% | 0 | 6453.5537 | 14.23% | 24587.2832 | 54.22% | 28687.2676 | 63.27% | 16657.3223 | 12949.4385 | 28.56% | 32395.1514 | 29418.3516 | 64.88% | 15926.2383 | 38370.7305 | 84.62% | 6973.8594 | 20843.3613 | 45.97% | 24501.2285 | 4110.9082 | 9.066% | 41233.6816
2 | Newark | NORTHERN CALIFORNIA | {'Los Esteros': 5.9, 'Schulte Switching Station': 8.7, 'East Shore': 11.2, 'Hicks': 19.0, 'Cayetano': 20.2, 'Metcalf': 23.3, 'Coyote': 23.4, 'Green Ridge Midway': 26.8, 'Martin (San Francisco H)': 27.1, 'Tesla': 27.3, 'Delta Switching Yard': 28.8, 'Kelso': 29.3} | 51383.2578 | 4515.8389 | 8.789% | 46867.4189 | 91.21% | 18320.2168 | 35.65% | 28885.9004 | 56.22% | 13.038 | 75.5186 | 0.147% | 120.4407 | 0.2344% | 0 | 31350.5137 | 61.01% | 8919.6592 | 17.36% | 29057.8008 | 56.55% | 22325.457 | 18807.0586 | 36.6% | 32576.1992 | 27270.6973 | 53.07% | 24112.5605 | 36033.5742 | 70.13% | 15349.6836 | 32237.1113 | 62.74% | 19146.1465 | 4316.0938 | 8.4% | 47067.1641
3 | Tesla | NORTHERN CALIFORNIA | {'Green Ridge Midway': 1.6, 'Kelso': 6.2, 'Delta Switching Yard': 6.8, 'Cayetano': 11.4, 'Brentwood': 15.5, 'Vierra': 17.0, 'Lone Tree': 19.3, 'Westley': 21.7, 'Stagg': 22.7, 'Weber': 22.8, 'Contra Costa': 23.1, 'Ripon': 23.1, 'Eight Mile': 26.0, 'Newark': 27.3, 'Clayton': 27.3, 'Los Esteros': 28.2, 'Pittsburg': 28.8} | 268785.7188 | 3818.5098 | 1.421% | 264967.209 | 98.58% | 87513.7891 | 32.56% | 156967.7422 | 58.4% | 12.1339 | 15415.6455 | 5.735% | 87530.5469 | 32.57% | 0 | 50830.7031 | 18.91% | 1933.7102 | 0.7194% | 152511.0781 | 56.74% | 116274.6406 | 111019.625 | 41.3% | 157766.0938 | 117654.5312 | 43.77% | 151131.1875 | 185199.6094 | 68.9% | 83586.1094 | 74234.3047 | 27.62% | 194551.4141 | 14585.4941 | 5.426% | 254200.2246
4 | Cabrillo | SPGE | {'Sisquoc': 17.3, 'Mesa': 25.2} | 195997.6875 | 19031.6113 | 9.71% | 176966.0762 | 90.29% | 112706.6641 | 57.5% | 79819.6953 | 40.72% | 5.3976 | 12053.1104 | 6.15% | 13576.7197 | 6.927% | 0 | 151167.0938 | 77.13% | 441.4192 | 0.2252% | 108203.9688 | 55.21% | 87793.7188 | 9611.3301 | 4.904% | 186386.3574 | 84434.7188 | 43.08% | 111562.9688 | 155111.6562 | 79.14% | 40886.0312 | 83626.4609 | 42.67% | 112371.2266 | 9155.7021 | 4.671% | 186841.9854
5 | Honcut | NORTHERN CALIFORNIA | {'Palermo': 10.1, 'Pease': 11.0, 'East Marysville': 11.0, 'Wyandotte': 12.2, 'Thermalito': 13.5, 'Olivehurst': 16.0, 'Table Mountain': 16.4, 'Rio Oso': 27.5} | 274874.7188 | 24348.3125 | 8.858% | 250526.4062 | 91.14% | 13266.8779 | 4.827% | 191026.7158 | 69.5% | 15.5569 | 93280.1797 | 33.94% | 67940.7266 | 24.72% | 0 | 43288.2148 | 15.75% | 0 | 0% | 174075.9219 | 63.33% | 100798.7969 | 31169.3848 | 11.34% | 243705.334 | 83639.0625 | 30.43% | 191235.6562 | 223186.4844 | 81.2% | 51688.2344 | 36557.3672 | 13.3% | 238317.3516 | 27296.1777 | 9.93% | 247578.541
6 | Palermo | NORTHERN CALIFORNIA | {'Wyandotte': 2.9, 'Thermalito': 7.4, 'Table Mountain': 9.7, 'Honcut': 10.1, 'East Marysville': 20.2, 'Pease': 21.1, 'Olivehurst': 25.1} | 260347.5625 | 20066.1152 | 7.707% | 240281.4473 | 92.29% | 7657.335 | 2.941% | 173436.4932 | 66.62% | 16.625 | 70652.6719 | 27.14% | 32860.6797 | 12.62% | 0 | 74035.5156 | 28.44% | 30948.334 | 11.89% | 193068.5 | 74.16% | 67279.0625 | 28651.9355 | 11.01% | 231695.627 | 78480.7266 | 30.14% | 181866.8359 | 224496 | 86.23% | 35851.5625 | 57435.582 | 22.06% | 202911.9805 | 34545.4961 | 13.27% | 225802.0664
7 | Table Mountain | NORTHERN CALIFORNIA | {'Thermalito': 2.9, 'Wyandotte': 7.1, 'Palermo': 9.7, 'Honcut': 16.4, 'Pease': 26.6, 'East Marysville': 27.4} | 266976.3438 | 26421.4648 | 9.897% | 240554.8789 | 90.1% | 33976.9219 | 12.73% | 177625.5625 | 66.53% | 13.75 | 111688.6484 | 41.83% | 37790.0312 | 14.15% | 0 | 49590.8438 | 18.57% | 23502.3125 | 8.803% | 151257.5469 | 56.66% | 115718.7969 | 46214.4414 | 17.31% | 220761.9023 | 139001.3438 | 52.07% | 127975 | 213300.875 | 79.9% | 53675.4688 | 42261.4844 | 15.83% | 224714.8594 | 33144.2461 | 12.41% | 233832.0977
8 | Wyandotte | NORTHERN CALIFORNIA | {'Palermo': 2.9, 'Thermalito': 5.1, 'Table Mountain': 7.1, 'Honcut': 12.2, 'East Marysville': 22.7, 'Pease': 23.1, 'Olivehurst': 27.6} | 258987.4062 | 22358.9238 | 8.633% | 236628.4824 | 91.37% | 17435.5977 | 6.732% | 169413.9492 | 65.41% | 15.8346 | 79416.2188 | 30.66% | 26283.9863 | 10.15% | 0 | 70942.3828 | 27.39% | 35025.75 | 13.52% | 185021.9844 | 71.44% | 73965.4219 | 31567.6191 | 12.19% | 227419.7871 | 95877.1094 | 37.02% | 163110.2969 | 223361.1094 | 86.24% | 35626.2969 | 58628.3438 | 22.64% | 200359.0625 | 34230.4922 | 13.22% | 224756.9141
9 | Cortina | NORTHERN CALIFORNIA | {'Delevan': 17.3} | 334547.375 | 14610.2012 | 4.367% | 319937.1738 | 95.63% | 90611.0156 | 27.08% | 228922.2031 | 68.43% | 6.8706 | 71117.4297 | 21.26% | 116576.1328 | 34.85% | 0 | 100369.3203 | 30% | 3.1693 | 0.0009473% | 133603.6094 | 39.94% | 200943.7656 | 45652.0977 | 13.65% | 288895.2773 | 153096.9688 | 45.76% | 181450.4062 | 247824.9531 | 74.08% | 86722.4219 | 105913.8828 | 31.66% | 228633.4922 | 6720.5947 | 2.009% | 327826.7803
10 | Etiwanda | GREATER LA METRO | {'Rancho Vista': 0.4, 'Mira Loma': 6.0, 'Padua': 6.8, 'Chino': 10.7, 'Vista': 12.4, 'San Bernardino': 16.6, 'Lugo': 21.2, 'Serrano': 23.4, 'Lee Lake (Proposed)': 23.8, 'Olinda': 24.7, 'Walnut': 24.9, 'Villa Park': 25.8, 'Rio Hondo': 26.0, 'El Casco': 27.2, 'Lewis': 28.8, 'Victor': 29.7, 'Viejo': 29.8} | 25562.834 | 4081.0012 | 15.96% | 21481.8328 | 84.04% | 2083.5642 | 8.151% | 13957.6663 | 54.6% | 39 | 579.6761 | 2.268% | 1703.5291 | 6.664% | 0 | 6889.5225 | 26.95% | 13003.6787 | 50.87% | 15319.9658 | 59.93% | 10242.8682 | 11440.4141 | 44.75% | 14122.4199 | 12818.3721 | 50.14% | 12744.4619 | 19579.7949 | 76.59% | 5983.0391 | 5705.0591 | 22.32% | 19857.7749 | 4060.3047 | 15.88% | 21502.5293
11 | Brentwood | NORTHERN CALIFORNIA | {'Lone Tree': 4.9, 'Contra Costa': 8.0, 'Delta Switching Yard': 8.7, 'Kelso': 9.3, 'Cayetano': 13.5, 'Green Ridge Midway': 14.2, 'Pittsburg': 14.5, 'Tesla': 15.5, 'Clayton': 16.0, 'Birds Landing': 16.5, 'Stagg': 18.6, 'Eight Mile': 19.0, 'Shilo III': 19.6, 'Grand Island': 22.1, 'Vierra': 23.5, 'Weber': 23.8, 'Martinez': 24.9, 'Peabody': 29.9} | 239714.4219 | 10189.3262 | 4.251% | 229525.0957 | 95.75% | 71423.625 | 29.8% | 141386.8906 | 58.98% | 8.7174 | 27475.4297 | 11.46% | 100248.7109 | 41.82% | 0 | 32653.373 | 13.62% | 6960.5332 | 2.904% | 85642.0859 | 35.73% | 154072.3359 | 95575.1328 | 39.87% | 144139.2891 | 101557.5312 | 42.37% | 138156.8906 | 137717.2969 | 57.45% | 101997.125 | 16341.0723 | 6.817% | 223373.3496 | 23596.5703 | 9.844% | 216117.8516
12 | Clayton | NORTHERN CALIFORNIA | {'Pittsburg': 7.5, 'Martinez': 9.4, 'Contra Costa': 10.9, 'Lone Tree': 11.4, 'Birds Landing': 14.6, 'Brentwood': 16.0, 'Shilo III': 16.9, 'Cayetano': 17.8, 'Carquinez': 18.3, 'Delta Switching Yard': 21.4, 'Kelso': 22.4, 'East Shore': 23.5, 'Peabody': 23.6, 'Green Ridge Midway': 25.7, 'Tulucay': 26.5, 'Tesla': 27.3, 'Grand Island': 28.6, 'Martin (San Francisco H)': 29.2} | 99504.3984 | 17178.4629 | 17.26% | 82325.9355 | 82.74% | 15253.0801 | 15.33% | 67235.3027 | 67.57% | 20.5 | 8213.7402 | 8.255% | 439.3257 | 0.4415% | 0 | 36036.6484 | 36.22% | 22534.6309 | 22.65% | 39919.4453 | 40.12% | 59584.9531 | 55089.7188 | 55.36% | 44414.6797 | 56650.2461 | 56.93% | 42854.1523 | 73513.8125 | 73.88% | 25990.5859 | 27747.2852 | 27.89% | 71757.1133 | 18699.7422 | 18.79% | 80804.6562
13 | Contra Costa | NORTHERN CALIFORNIA | {'Lone Tree': 3.9, 'Pittsburg': 6.7, 'Brentwood': 8.0, 'Birds Landing': 9.0, 'Clayton': 10.9, 'Shilo III': 12.2, 'Delta Switching Yard': 16.3, 'Kelso': 17.1, 'Cayetano': 18.0, 'Martinez': 18.2, 'Grand Island': 19.1, 'Green Ridge Midway': 21.7, 'Peabody': 22.2, 'Eight Mile': 22.5, 'Tesla': 23.1, 'Stagg': 23.7, 'Carquinez': 26.1, 'Vaca Dixon': 28.7} | 180516.9219 | 31696.7227 | 17.56% | 148820.1992 | 82.44% | 44331.1445 | 24.56% | 114841.418 | 63.62% | 7.4222 | 44286.0078 | 24.53% | 41659.4062 | 23.08% | 0 | 22823.0918 | 12.64% | 7096.4531 | 3.931% | 44655.0352 | 24.74% | 135861.8867 | 75998.9688 | 42.1% | 104517.9531 | 74244.1016 | 41.13% | 106272.8203 | 97632.0859 | 54.08% | 82884.8359 | 10866.2725 | 6.02% | 169650.6494 | 29546.2734 | 16.37% | 150970.6484
14 | Pittsburg | NORTHERN CALIFORNIA | {'Contra Costa': 6.7, 'Birds Landing': 7.1, 'Clayton': 7.5, 'Shilo III': 9.6, 'Lone Tree': 9.7, 'Martinez': 12.0, 'Brentwood': 14.5, 'Peabody': 17.6, 'Carquinez': 19.5, 'Grand Island': 21.4, 'Cayetano': 21.7, 'Delta Switching Yard': 22.2, 'Kelso': 23.0, 'Tulucay': 24.9, 'Vaca Dixon': 25.2, 'Green Ridge Midway': 27.3, 'Eight Mile': 28.4, 'Tesla': 28.8} | 123950.6484 | 36939.3203 | 29.8% | 87011.3281 | 70.2% | 23899.793 | 19.28% | 83509.457 | 67.37% | 13.6243 | 34038.5078 | 27.46% | 5225.9653 | 4.216% | 0 | 14300.585 | 11.54% | 4465.9189 | 3.603% | 23087.6602 | 18.63% | 100862.9883 | 58091.5664 | 46.87% | 65859.082 | 53896.8867 | 43.48% | 70053.7617 | 70666.7109 | 57.01% | 53283.9375 | 13282.2012 | 10.72% | 110668.4473 | 28708.3086 | 23.16% | 95242.3398
15 | San Bernardino | RIVERSIDE | {'Vista': 5.3, 'El Casco': 12.1, 'Etiwanda': 16.6, 'Rancho Vista': 17.0, 'Mira Loma': 19.3, 'Lugo': 21.1, 'Padua': 23.1, 'Valley': 23.9, 'Lee Lake (Proposed)': 25.8, 'Chino': 25.9} | 70884.625 | 7035.7446 | 9.926% | 63848.8804 | 90.07% | 13174.2861 | 18.59% | 36522.1123 | 51.52% | 26.3987 | 387.7729 | 0.547% | 599.0101 | 0.845% | 0 | 7450.1616 | 10.51% | 62009.9531 | 87.48% | 35385.8398 | 49.92% | 35498.7852 | 26348.1797 | 37.17% | 44536.4453 | 38437.3086 | 54.23% | 32447.3164 | 57301.6953 | 80.84% | 13582.9297 | 29594.4297 | 41.75% | 41290.1953 | 3504.354 | 4.944% | 67380.271
16 | Placerville | NORTHERN CALIFORNIA | {'Gold Hill': 19.7, 'Higgins': 27.2, 'Pleasant Grove': 28.9} | 238754.9375 | 14602.2012 | 6.116% | 224152.7363 | 93.88% | 32766.8555 | 13.72% | 90697.0742 | 37.99% | 28.1111 | 2068.3887 | 0.8663% | 3604.0183 | 1.51% | 0 | 111471.4766 | 46.69% | 120260.75 | 50.37% | 196158.4062 | 82.16% | 42596.5312 | 64337.9766 | 26.95% | 174416.9609 | 71484.7969 | 29.94% | 167270.1406 | 214953.2344 | 90.03% | 23801.7031 | 86991.4531 | 36.44% | 151763.4844 | 7814.019 | 3.273% | 230940.9185
17 | Cantua | SPGE | {'Schindler': 11.4, 'Tranquility': 11.6, 'Helm': 14.5, 'Cheney': 17.6, 'Panoche': 20.4, 'Mendota': 21.1, 'Mc Mullin': 22.7, 'Gates': 23.3, 'Henrietta': 27.6} | 361621.625 | 109972.9844 | 30.41% | 251648.6406 | 69.59% | 122314.2578 | 33.82% | 234927.1484 | 64.96% | 6.1989 | 120563.8359 | 33.34% | 124101.2891 | 34.32% | 1 | 549.552 | 0.152% | 0 | 0% | 135311.125 | 37.42% | 226310.5 | 8578.8936 | 2.372% | 353042.7314 | 35164.7578 | 9.724% | 326456.8672 | 138395.4219 | 38.27% | 223226.2031 | 72498.7422 | 20.05% | 289122.8828 | 1869.8158 | 0.5171% | 359751.8092
18 | Cheney | SPGE | {'Panoche': 3.1, 'Mendota': 7.3, 'Tranquility': 7.6, 'Cantua': 17.6, 'Oro Loma': 18.8, 'Newhall': 19.7, 'Helm': 20.0, 'Schindler': 27.1} | 359834.125 | 104638.2656 | 29.08% | 255195.8594 | 70.92% | 82692.9844 | 22.98% | 271475.1094 | 75.44% | 6.3618 | 117396.1875 | 32.63% | 135055.75 | 37.53% | 0 | 856.5308 | 0.238% | 0 | 0% | 125509.1016 | 34.88% | 234325.0234 | 33769.1836 | 9.385% | 326064.9414 | 79690.4453 | 22.15% | 280143.6797 | 154321.9531 | 42.89% | 205512.1719 | 70766.2188 | 19.67% | 289067.9062 | 3964.4768 | 1.102% | 355869.6482
19 | Gates | SPGE | {'Avenal': 11.2, 'Henrietta': 14.2, 'Leprino Jct': 17.7, 'Schindler': 18.1, 'Cantua': 23.3, 'Arco': 27.8, 'GWF Hanford Sw Sta': 28.1} | 353053.75 | 72214.6484 | 20.45% | 280839.1016 | 79.55% | 108083.3672 | 30.61% | 238256.7266 | 67.48% | 7.5938 | 67641.0234 | 19.16% | 177151.4062 | 50.18% | 1 | 0 | 0% | 0 | 0% | 90037.1953 | 25.5% | 263016.5547 | 16891.9316 | 4.785% | 336161.8184 | 64624.8359 | 18.3% | 288428.9141 | 125546.4453 | 35.56% | 227507.3047 | 30017.2031 | 8.502% | 323036.5469 | 1819.0736 | 0.5152% | 351234.6764
20 | Helm | SPGE | {'Mc Mullin': 10.4, 'Tranquility': 12.7, 'Schindler': 13.2, 'Cantua': 14.5, 'Mendota': 18.0, 'Kearney': 18.1, 'Cheney': 20.0, 'Newhall': 20.8, 'West Fresno': 21.7, 'Panoche': 22.9, 'Gregg': 23.1, 'Cal Ave': 24.5, 'Borden': 25.2, 'Malaga': 25.9, 'Henrietta': 28.5, 'McCall': 29.8} | 400647.8125 | 177868.9375 | 44.4% | 222778.875 | 55.6% | 74905.2344 | 18.7% | 302458.4844 | 75.49% | 7.4561 | 237113.5938 | 59.18% | 137458.9375 | 34.31% | 1 | 0 | 0% | 0 | 0% | 86436.9609 | 21.57% | 314210.8516 | 40779.2734 | 10.18% | 359868.5391 | 49060.8477 | 12.25% | 351586.9648 | 114925.2109 | 28.68% | 285722.6016 | 356.4774 | 0.08898% | 400291.3351 | 10551.6885 | 2.634% | 390096.124
21 | Kearney | SPGE | {'West Fresno': 3.6, 'Cal Ave': 6.6, 'Malaga': 8.7, 'Mc Mullin': 9.7, 'Gregg': 10.3, 'McCall': 15.0, 'Sanger': 15.1, 'Borden': 16.0, 'Helm': 18.1, 'Kingsburg': 22.4, 'Wahtoke': 24.7, 'Schindler': 25.3, 'Newhall': 27.1, 'Reedley': 29.0} | 302405.9062 | 92762.7734 | 30.67% | 209643.1328 | 69.33% | 18614.084 | 6.155% | 201980.3379 | 66.79% | 17.3417 | 96197.3359 | 31.81% | 187871.6406 | 62.13% | 1 | 0 | 0% | 0 | 0% | 19826.2207 | 6.556% | 282579.6855 | 25002.5723 | 8.268% | 277403.334 | 25002.5723 | 8.268% | 277403.334 | 39060.1602 | 12.92% | 263345.7461 | 0 | 0% | 302405.9062 | 4342.6719 | 1.436% | 298063.2344
22 | Kingsburg | SPGE | {'McCall': 9.0, 'Wahtoke': 11.4, 'Reedley': 14.0, 'Sanger': 15.2, 'GWF Hanford Sw Sta': 15.5, 'Malaga': 16.2, 'Cal Ave': 18.9, 'West Fresno': 20.6, 'Leprino Jct': 22.1, 'Kearney': 22.4, 'Rector': 22.7, 'Mc Mullin': 23.7, 'Henrietta': 24.7, 'Corcoran': 26.2} | 360696.7188 | 109887.1328 | 30.47% | 250809.5859 | 69.53% | 4118.9624 | 1.142% | 241403.8188 | 66.93% | 18 | 108073.3281 | 29.96% | 222232.3594 | 61.61% | 0 | 0 | 0% | 0 | 0% | 0 | 0% | 360696.7188 | 25679.6523 | 7.119% | 335017.0664 | 33549.0703 | 9.301% | 327147.6484 | 33549.0703 | 9.301% | 327147.6484 | 68.4055 | 0.01896% | 360628.3132 | 7570.4883 | 2.099% | 353126.2305
23 | Malaga | SPGE | {'Cal Ave': 2.8, 'West Fresno': 5.4, 'Sanger': 6.5, 'McCall': 7.5, 'Kearney': 8.7, 'Gregg': 15.3, 'Mc Mullin': 16.1, 'Wahtoke': 16.1, 'Kingsburg': 16.2, 'Reedley': 20.4, 'Borden': 21.3, 'Helm': 25.9, 'GWF Hanford Sw Sta': 29.6} | 271076.9375 | 67289.2891 | 24.82% | 203787.6484 | 75.18% | 2211.6189 | 0.8159% | 161797.9905 | 59.69% | 21.4715 | 60327.0781 | 22.25% | 174205.625 | 64.26% | 1 | 0 | 0% | 0 | 0% | 19425.2109 | 7.166% | 251651.7266 | 26869.834 | 9.912% | 244207.1035 | 29073.5879 | 10.73% | 242003.3496 | 32196.9922 | 11.88% | 238879.9453 | 1382.6267 | 0.51% | 269694.3108 | 12175.8174 | 4.492% | 258901.1201
24 | McCall | SPGE | {'Sanger': 6.8, 'Malaga': 7.5, 'Kingsburg': 9.0, 'Cal Ave': 10.2, 'Wahtoke': 10.4, 'West Fresno': 12.4, 'Reedley': 14.6, 'Kearney': 15.0, 'Mc Mullin': 19.4, 'Gregg': 22.7, 'GWF Hanford Sw Sta': 23.6, 'Leprino Jct': 27.8, 'Borden': 28.8, 'Henrietta': 29.4, 'Helm': 29.8} | 315151.3125 | 93351.2188 | 29.62% | 221800.0938 | 70.38% | 661.7969 | 0.21% | 176917.5 | 56.14% | 21.9121 | 74991.4297 | 23.8% | 207268.6875 | 65.77% | 1 | 0 | 0% | 0 | 0% | 4854.5527 | 1.54% | 310296.7598 | 9525.5723 | 3.023% | 305625.7402 | 13368.8896 | 4.242% | 301782.4229 | 14492.3486 | 4.599% | 300658.9639 | 493.7531 | 0.1567% | 314657.5594 | 7561.479 | 2.399% | 307589.8335
25 | Mc Mullin | SPGE | {'Kearney': 9.7, 'Helm': 10.4, 'West Fresno': 12.8, 'Cal Ave': 15.2, 'Schindler': 15.6, 'Malaga': 16.1, 'Gregg': 18.4, 'McCall': 19.4, 'Sanger': 22.4, 'Cantua': 22.7, 'Borden': 22.7, 'Tranquility': 23.1, 'Kingsburg': 23.7, 'Henrietta': 24.7, 'Leprino Jct': 25.9, 'Newhall': 26.7, 'Mendota': 27.5, 'GWF Hanford Sw Sta': 29.3, 'Wahtoke': 29.8} | 383418 | 140517.1719 | 36.65% | 242900.8281 | 63.35% | 46834.4258 | 12.21% | 271531.168 | 70.82% | 11.3029 | 178814.4375 | 46.64% | 181466.125 | 47.33% | 1 | 0 | 0% | 0 | 0% | 57914.6797 | 15.1% | 325503.3203 | 30504.9121 | 7.956% | 352913.0879 | 32115.2559 | 8.376% | 351302.7441 | 80317.5859 | 20.95% | 303100.4141 | 0 | 0% | 383418 | 5611.5142 | 1.464% | 377806.4858
26 | Mendota | SPGE | {'Cheney': 7.3, 'Panoche': 8.2, 'Tranquility': 9.5, 'Newhall': 12.4, 'Oro Loma': 15.8, 'Helm': 18.0, 'Cantua': 21.1, 'Dairyland': 24.4, 'Mc Mullin': 27.5, 'Schindler': 28.3, 'Borden': 29.7} | 400782.6562 | 138878.3438 | 34.65% | 261904.3125 | 65.35% | 67096.6797 | 16.74% | 324271.5703 | 80.91% | 7.0616 | 200433.1562 | 50.01% | 149342.3125 | 37.26% | 1 | 0 | 0% | 0 | 0% | 127779.2422 | 31.88% | 273003.4141 | 34829.0039 | 8.69% | 365953.6523 | 73687.4766 | 18.39% | 327095.1797 | 165502.3438 | 41.29% | 235280.3125 | 12708.6133 | 3.171% | 388074.043 | 19532.3672 | 4.874% | 381250.2891
27 | Oro Loma | SPGE | {'Mendota': 15.8, 'Panoche': 16.6, 'Newhall': 18.1, 'Cheney': 18.8, 'Dairyland': 22.0, 'Los Banos': 23.3, 'Tranquility': 24.8, 'Quinto': 28.0, 'Merced': 28.3, 'Le Grand': 29.4} | 390658.0312 | 117839.9453 | 30.16% | 272818.0859 | 69.84% | 72189.9141 | 18.48% | 301130.3047 | 77.08% | 7.6826 | 147163.25 | 37.67% | 154011.375 | 39.42% | 0 | 0 | 0% | 0 | 0% | 127310.6328 | 32.59% | 263347.3984 | 12422.5215 | 3.18% | 378235.5098 | 50580.1914 | 12.95% | 340077.8398 | 151339.1875 | 38.74% | 239318.8438 | 39676.9414 | 10.16% | 350981.0898 | 16514.0664 | 4.227% | 374143.9648
28 | Panoche | SPGE | {'Cheney': 3.1, 'Mendota': 8.2, 'Tranquility': 10.7, 'Oro Loma': 16.6, 'Cantua': 20.4, 'Newhall': 20.4, 'Helm': 22.9} | 363329.625 | 95284.7422 | 26.23% | 268044.8828 | 73.77% | 90506.9219 | 24.91% | 267408.4219 | 73.6% | 6.1605 | 108785.7109 | 29.94% | 130760.1875 | 35.99% | 1 | 4.1101 | 0.001131% | 0 | 0% | 133704.5625 | 36.8% | 229625.0625 | 48941.6953 | 13.47% | 314387.9297 | 99739.4375 | 27.45% | 263590.1875 | 170436.3281 | 46.91% | 192893.2969 | 86291.2344 | 23.75% | 277038.3906 | 3656.2585 | 1.006% | 359673.3665
29 | Reedley | SPGE | {'Wahtoke': 4.3, 'Kingsburg': 14.0, 'McCall': 14.6, 'Sanger': 14.8, 'Malaga': 20.4, 'Rector': 22.0, 'Cal Ave': 22.9, 'West Fresno': 25.8, 'GWF Hanford Sw Sta': 27.6, 'Kearney': 29.0} | 329924.0625 | 61090.4883 | 18.52% | 268833.5742 | 81.48% | 25936.1836 | 7.861% | 196276.7539 | 59.49% | 17.8094 | 94342.6719 | 28.6% | 127499.8047 | 38.65% | 0 | 58933.4844 | 17.86% | 0 | 0% | 106423.7109 | 32.26% | 223500.3516 | 70992.4688 | 21.52% | 258931.5938 | 97430.8906 | 29.53% | 232493.1719 | 163841.2656 | 49.66% | 166082.7969 | 58349.2148 | 17.69% | 271574.8477 | 13701.165 | 4.153% | 316222.8975
30 | Sanger | SPGE | {'Malaga': 6.5, 'McCall': 6.8, 'Cal Ave': 8.5, 'Wahtoke': 10.8, 'West Fresno': 11.6, 'Reedley': 14.8, 'Kearney': 15.1, 'Kingsburg': 15.2, 'Gregg': 19.7, 'Mc Mullin': 22.4, 'Borden': 25.5} | 272970.9688 | 48923.5156 | 17.92% | 224047.4531 | 82.08% | 12801.5439 | 4.69% | 137728.6904 | 50.46% | 22.5464 | 47770.2344 | 17.5% | 142758.2344 | 52.3% | 1 | 5093.2793 | 1.866% | 0 | 0% | 72105.4453 | 26.42% | 200865.5234 | 43092.9531 | 15.79% | 229878.0156 | 49141.3516 | 18% | 223829.6172 | 87149.1562 | 31.93% | 185821.8125 | 32549.3984 | 11.92% | 240421.5703 | 20130.2969 | 7.375% | 252840.6719
31 | Schindler | SPGE | {'Cantua': 11.4, 'Helm': 13.2, 'Mc Mullin': 15.6, 'Henrietta': 17.2, 'Gates': 18.1, 'Tranquility': 19.7, 'Leprino Jct': 20.4, 'Kearney': 25.3, 'Cheney': 27.1, 'West Fresno': 28.1, 'Mendota': 28.3, 'GWF Hanford Sw Sta': 28.9, 'Avenal': 29.3} | 390773.7812 | 124151.3359 | 31.77% | 266622.4453 | 68.23% | 99362.5781 | 25.43% | 284340.3594 | 72.76% | 6.8852 | 150448.1719 | 38.5% | 199922.1094 | 51.16% | 1 | 0 | 0% | 0 | 0% | 77145.7812 | 19.74% | 313628 | 18525.248 | 4.741% | 372248.5332 | 31085.3652 | 7.955% | 359688.416 | 91806.9141 | 23.49% | 298966.8672 | 12518.2002 | 3.203% | 378255.5811 | 3356.5273 | 0.8589% | 387417.2539
32 | Wahtoke | SPGE | {'Reedley': 4.3, 'McCall': 10.4, 'Sanger': 10.8, 'Kingsburg': 11.4, 'Malaga': 16.1, 'Cal Ave': 18.7, 'West Fresno': 21.5, 'Rector': 24.4, 'Kearney': 24.7, 'GWF Hanford Sw Sta': 26.2, 'Mc Mullin': 29.8} | 337676.125 | 76608.5234 | 22.69% | 261067.6016 | 77.31% | 16300.5127 | 4.827% | 196667.2373 | 58.24% | 19.3521 | 99276.9062 | 29.4% | 152652.8906 | 45.21% | 0 | 32862.6602 | 9.732% | 0 | 0% | 80702.1719 | 23.9% | 256973.9531 | 60593.9062 | 17.94% | 277082.2188 | 83390.2812 | 24.7% | 254285.8438 | 125877.5 | 37.28% | 211798.625 | 37199.0664 | 11.02% | 300477.0586 | 13209.7344 | 3.912% | 324466.3906
33 | West Fresno | SPGE | {'Cal Ave': 3.0, 'Kearney': 3.6, 'Malaga': 5.4, 'Gregg': 10.8, 'Sanger': 11.6, 'McCall': 12.4, 'Mc Mullin': 12.8, 'Borden': 16.8, 'Kingsburg': 20.6, 'Wahtoke': 21.5, 'Helm': 21.7, 'Reedley': 25.8, 'Schindler': 28.1} | 277527.4375 | 82104.6406 | 29.58% | 195422.7969 | 70.42% | 9010.3486 | 3.247% | 174275.917 | 62.8% | 21 | 76100.5703 | 27.42% | 176454.1406 | 63.58% | 1 | 0 | 0% | 0 | 0% | 18145.4746 | 6.538% | 259381.9629 | 19085.4863 | 6.877% | 258441.9512 | 18562.7129 | 6.689% | 258964.7246 | 30178.377 | 10.87% | 247349.0605 | 43.3169 | 0.01561% | 277484.1206 | 5162.1763 | 1.86% | 272365.2612
34 | Glenn | NORTHERN CALIFORNIA | {'Delevan': 29.1} | 363055.7188 | 49591.5391 | 13.66% | 313464.1797 | 86.34% | 76516.3281 | 21.08% | 240134.2344 | 66.14% | 9.9279 | 63988.5938 | 17.63% | 170431.6875 | 46.94% | 0 | 1753.5691 | 0.483% | 0 | 0% | 185360.0781 | 51.06% | 177695.6406 | 12360.6797 | 3.405% | 350695.0391 | 23227.5293 | 6.398% | 339828.1895 | 202626.1719 | 55.81% | 160429.5469 | 32504.1875 | 8.953% | 330551.5312 | 58756.1484 | 16.18% | 304299.5703
35 | Bridgeville | NORTHERN CALIFORNIA | {'Humboldt': 27.2} | 138160.5312 | 9797.9023 | 7.092% | 128362.6289 | 92.91% | 48112.2148 | 34.82% | 85390.8008 | 61.81% | 6.0661 | 818.3875 | 0.5923% | 0 | 0% | 0 | 83950.8516 | 60.76% | 12874.7324 | 9.319% | 27449.3438 | 19.87% | 110711.1875 | 32248.2441 | 23.34% | 105912.2871 | 41525 | 30.06% | 96635.5312 | 59732.7422 | 43.23% | 78427.7891 | 108472.0156 | 78.51% | 29688.5156 | 1493.6296 | 1.081% | 136666.9016
36 | Humboldt | NORTHERN CALIFORNIA | {'Bridgeville': 27.2} | 146565.1562 | 24217.4805 | 16.52% | 122347.6758 | 83.48% | 44294.1367 | 30.22% | 78896.5977 | 53.83% | 10.9982 | 15928.8037 | 10.87% | 0 | 0% | 0 | 63409.1367 | 43.26% | 0 | 0% | 6813.8838 | 4.649% | 139751.2725 | 55170.2188 | 37.64% | 91394.9375 | 62967.5 | 42.96% | 83597.6562 | 65686.6094 | 44.82% | 80878.5469 | 72269.6406 | 49.31% | 74295.5156 | 18431.6621 | 12.58% | 128133.4941
37 | El Centro | GREATER IMPERIAL | {'Imperial Valley': 11.9, 'High Line': 15.5, 'Arkansas': 23.2, 'Sonora': 25.8, 'IID System': 27.8, 'Ocotillo': 29.8} | 276165.2188 | 58490.4219 | 21.18% | 217674.7969 | 78.82% | 8901.3467 | 3.223% | 258633.1533 | 93.65% | 9.6323 | 47095.5664 | 17.05% | 192679.5312 | 69.77% | 0 | 0 | 0% | 0 | 0% | 3001.5061 | 1.087% | 273163.7126 | 28992.1719 | 10.5% | 247173.0469 | 32080.6152 | 11.62% | 244084.6035 | 35082.5469 | 12.7% | 241082.6719 | 1076.7896 | 0.3899% | 275088.4292 | 17765.8262 | 6.433% | 258399.3926
38 | High Line | GREATER IMPERIAL | {'El Centro': 15.5, 'Imperial Valley': 26.0, 'Arkansas': 27.5, 'Sonora': 29.4} | 168899.9531 | 27720.5176 | 16.41% | 141179.4355 | 83.59% | 27650.4199 | 16.37% | 136076.2363 | 80.57% | 8.6056 | 21155.9141 | 12.53% | 111409.4297 | 65.96% | 0 | 0 | 0% | 0 | 0% | 6880.5703 | 4.074% | 162019.3828 | 28632.2031 | 16.95% | 140267.75 | 28632.2031 | 16.95% | 140267.75 | 35512.7734 | 21.03% | 133387.1797 | 12006.9062 | 7.109% | 156893.0469 | 8531.3945 | 5.051% | 160368.5586
39 | Imperial Valley | GREATER IMPERIAL | {'El Centro': 11.9, 'Ocotillo': 19.2, 'ECO': 24.6, 'High Line': 26.0} | 123612.9531 | 27255.8711 | 22.05% | 96357.082 | 77.95% | 17360.8711 | 14.04% | 100969.0586 | 81.68% | 10.0432 | 17778.3379 | 14.38% | 66346.6797 | 53.67% | 0 | 0 | 0% | 0 | 0% | 6023.3047 | 4.873% | 117589.6484 | 12657.9922 | 10.24% | 110954.9609 | 15746.8594 | 12.74% | 107866.0938 | 21770.1641 | 17.61% | 101842.7891 | 14944.4795 | 12.09% | 108668.4736 | 9036.0537 | 7.31% | 114576.8994
40 | El Segundo | GREATER LA METRO | {'Chevmain': 1.2, 'El Nido': 3.0, 'Redondo': 4.6, 'La Fresa': 5.8, 'La Cienega': 6.9, 'Arcogen': 12.1, 'Hinson': 13.1, 'Harborgen': 14.4, 'Lighthipe': 14.4, 'Long Beach': 15.0, 'Laguna Bell': 16.5, 'Center': 18.3, 'Del Amo': 19.2, 'Mesa (SCE)': 20.0, 'Alamitos': 21.1, 'Goodrich': 25.5, 'Gould': 25.5, 'Barre': 26.3, 'Sylmar': 27.7, 'Walnut': 28.0, 'Rio Hondo': 28.8, 'Olinda': 28.9} | 3267.3386 | 740.1351 | 22.65% | 2527.2035 | 77.35% | 155.5711 | 4.761% | 1726.034 | 52.83% | 10.6584 | 0 | 0% | 0 | 0% | 0 | 1087.0532 | 33.27% | 265.2784 | 8.119% | 286.0726 | 8.756% | 2981.266 | 124.8791 | 3.822% | 3142.4595 | 1653.4648 | 50.61% | 1613.8738 | 1939.5375 | 59.36% | 1327.8011 | 499.3674 | 15.28% | 2767.9713 | 227.7507 | 6.971% | 3039.5879
41 | Arco | SPGE | {'Avenal': 18.0, 'Goose Lake': 22.3, 'Cholame': 24.5, 'Kernridge': 25.0, 'Smyrna': 26.0, 'Caliente': 27.4, 'Olive': 27.6, 'Gates': 27.8, 'Carrizo Plains': 28.2, 'Solar SS': 28.4, 'Alpaugh': 28.7, 'Semitropic': 29.3, 'Temblor': 29.7} | 388476.6875 | 73326.6328 | 18.88% | 315150.0547 | 81.12% | 93476.3047 | 24.06% | 282989.0703 | 72.85% | 6.9303 | 64364.25 | 16.57% | 72698.6797 | 18.71% | 0 | 7600.9341 | 1.957% | 0 | 0% | 258897.1875 | 66.64% | 129579.5 | 11073.9326 | 2.851% | 377402.7549 | 43369.9375 | 11.16% | 345106.75 | 278256.4062 | 71.63% | 110220.2812 | 31859.9707 | 8.201% | 356616.7168 | 12661.5938 | 3.259% | 375815.0938
42 | Bakersfield | SPGE | {'Westpark': 2.2, 'Columbus': 3.7, 'Kern Oil': 3.8, 'Rosedale': 4.2, 'Sycamore': 4.6, 'Magunden': 5.0, 'Kern Power': 5.3, 'Stockdale': 6.0, 'California Water': 6.3, '7th Standard': 8.0, 'Tevis': 8.4, 'Renfro': 9.0, 'Regulus': 10.1, 'Lamont': 10.2, 'Lerdo': 11.4, 'Poso Mountain': 12.2, 'Grimway': 12.6, 'Rio Bravo': 14.9, 'Tupman': 15.2, 'Norco': 18.6, 'Shafter': 19.7, 'Wheeler Ridge': 20.7, 'Charca': 23.6, 'Elk Hills': 23.8, 'Midway': 25.3, 'Semitropic': 28.5} | 297174.1875 | 53691.7891 | 18.07% | 243482.3984 | 81.93% | 36224.9805 | 12.19% | 233799.332 | 78.67% | 11.75 | 22049.2227 | 7.42% | 118199.9844 | 39.77% | 1 | 50363.6914 | 16.95% | 0 | 0% | 119366 | 40.17% | 177808.1875 | 42363.8789 | 14.26% | 254810.3086 | 85229.7578 | 28.68% | 211944.4297 | 151578.0312 | 51.01% | 145596.1562 | 42345.5391 | 14.25% | 254828.6484 | 13110.4551 | 4.412% | 284063.7324
43 | Charca | SPGE | {'Semitropic': 6.3, 'Shafter': 6.5, 'Smyrna': 10.5, 'Rio Bravo': 12.0, 'Lerdo': 12.3, 'Goose Lake': 14.3, 'Midway': 15.8, '7th Standard': 16.0, 'Renfro': 17.7, 'Tupman': 17.8, 'Kern Power': 20.3, 'Kern Oil': 20.7, 'Vestal': 21.0, 'Poso Mountain': 21.0, 'Olive': 21.1, 'Rosedale': 21.2, 'Sycamore': 21.7, 'Norco': 22.2, 'Westpark': 22.8, 'Tevis': 22.8, 'Bakersfield': 23.6, 'Stockdale': 24.8, 'Alpaugh': 25.6, 'Kernridge': 26.0, 'Temblor': 26.0, 'Columbus': 26.1, 'Elk Hills': 26.5, 'California Water': 27.1, 'Magunden': 28.4} | 356318.5312 | 55796.0586 | 15.66% | 300522.4727 | 84.34% | 23826.6543 | 6.687% | 309365.5645 | 86.82% | 10 | 73915.3203 | 20.74% | 238905.2344 | 67.05% | 1 | 0 | 0% | 0 | 0% | 66962.7734 | 18.79% | 289355.7578 | 8543.9258 | 2.398% | 347774.6055 | 79925.3359 | 22.43% | 276393.1953 | 134890.6094 | 37.86% | 221427.9219 | 263.5396 | 0.07396% | 356054.9917 | 14072.0684 | 3.949% | 342246.4629
44 | Columbus | SPGE | {'California Water': 2.7, 'Magunden': 2.8, 'Bakersfield': 3.7, 'Sycamore': 4.7, 'Kern Oil': 5.4, 'Westpark': 5.9, 'Rosedale': 7.9, 'Regulus': 8.2, 'Lamont': 8.3, 'Kern Power': 9.0, 'Stockdale': 9.1, 'Poso Mountain': 11.1, '7th Standard': 11.2, 'Grimway': 11.3, 'Tevis': 12.0, 'Renfro': 12.7, 'Lerdo': 13.9, 'Rio Bravo': 18.3, 'Tupman': 18.9, 'Wheeler Ridge': 21.5, 'Norco': 22.2, 'Shafter': 22.7, 'Charca': 26.1, 'Elk Hills': 27.4, 'Midway': 28.9} | 275873.7812 | 48106.5234 | 17.44% | 227767.2578 | 82.56% | 46214.0273 | 16.75% | 206319.5508 | 74.79% | 11.3846 | 13146.6934 | 4.765% | 89521.5938 | 32.45% | 1 | 80407.2969 | 29.15% | 0 | 0% | 135198.4219 | 49.01% | 140675.3594 | 40636.9688 | 14.73% | 235236.8125 | 75239.6953 | 27.27% | 200634.0859 | 150933.6562 | 54.71% | 124940.125 | 69455.2344 | 25.18% | 206418.5469 | 6562.186 | 2.379% | 269311.5952
45 | Elk Hills | SPGE | {'Norco': 5.6, 'Taft': 8.6, 'Tupman': 10.7, 'Midway': 13.0, 'Tevis': 15.4, 'Rio Bravo': 16.3, 'Renfro': 16.4, 'Stockdale': 18.5, 'Kern Power': 19.0, 'Rosedale': 19.8, 'Shafter': 20.1, '7th Standard': 20.2, 'Temblor': 21.0, 'Westpark': 21.6, 'Lerdo': 22.8, 'Bakersfield': 23.8, 'Wheeler Ridge': 24.6, 'Kern Oil': 25.0, 'Kernridge': 25.4, 'Semitropic': 26.1, 'Charca': 26.5, 'Sycamore': 26.8, 'Magunden': 27.3, 'Columbus': 27.4, 'Goose Lake': 28.3, 'Grimway': 29.2, 'Regulus': 29.4, 'Lamont': 29.5} | 251156.5 | 24813.1016 | 9.88% | 226343.3984 | 90.12% | 70178.7422 | 27.94% | 170140.4141 | 67.74% | 8.1943 | 50961.2695 | 20.29% | 96989.1953 | 38.62% | 1 | 0 | 0% | 0 | 0% | 66218.5469 | 26.37% | 184937.9531 | 104307.1797 | 41.53% | 146849.3203 | 172810.5469 | 68.81% | 78345.9531 | 184372.2656 | 73.41% | 66784.2344 | 1649.0181 | 0.6566% | 249507.4819 | 19072.3477 | 7.594% | 232084.1523
46 | Goose Lake | SPGE | {'Semitropic': 8.0, 'Smyrna': 10.6, 'Kernridge': 14.2, 'Charca': 14.3, 'Midway': 15.4, 'Shafter': 15.9, 'Temblor': 16.5, 'Rio Bravo': 21.1, 'Olive': 21.8, 'Arco': 22.3, 'Tupman': 24.4, 'Caliente': 24.4, 'Lerdo': 25.1, 'Alpaugh': 25.9, 'Norco': 26.6, '7th Standard': 27.6, 'Renfro': 27.7, 'Elk Hills': 28.3} | 331587.75 | 66550.4688 | 20.07% | 265037.2812 | 79.93% | 49023.5703 | 14.78% | 269296.9922 | 81.21% | 7.9178 | 88020.8281 | 26.55% | 144584.0938 | 43.6% | 1 | 0 | 0% | 0 | 0% | 117213.7578 | 35.35% | 214373.9922 | 31056.4863 | 9.366% | 300531.2637 | 115195.7109 | 34.74% | 216392.0391 | 196276.5625 | 59.19% | 135311.1875 | 6029.5869 | 1.818% | 325558.1631 | 15319.1533 | 4.62% | 316268.5967
47 | Kernridge | SPGE | {'Temblor': 4.8, 'Caliente': 10.9, 'Goose Lake': 14.2, 'Midway': 16.4, 'Carrizo Plains': 17.5, 'Solar SS': 18.5, 'Semitropic': 20.2, 'Shafter': 24.3, 'Smyrna': 24.8, 'Arco': 25.0, 'Elk Hills': 25.4, 'Taft': 25.7, 'Charca': 26.0, 'Norco': 26.6, 'Rio Bravo': 27.0, 'Tupman': 27.1} | 299291.9062 | 50840.5039 | 16.99% | 248451.4023 | 83.01% | 56078.9648 | 18.74% | 228114.1914 | 76.22% | 8.1961 | 19674.6562 | 6.574% | 72292.6641 | 24.15% | 1 | 0 | 0% | 0 | 0% | 152373.3594 | 50.91% | 146918.5469 | 42779.4414 | 14.29% | 256512.4648 | 103164.1406 | 34.47% | 196127.7656 | 214311.0469 | 71.61% | 84980.8594 | 50563.8086 | 16.89% | 248728.0977 | 9932.7607 | 3.319% | 289359.1455
48 | Lamont | SPGE | {'Regulus': 0.1, 'Grimway': 3.4, 'Magunden': 5.6, 'Columbus': 8.3, 'California Water': 8.9, 'Bakersfield': 10.2, 'Westpark': 11.4, 'Stockdale': 11.7, 'Sycamore': 13.0, 'Rosedale': 13.4, 'Kern Oil': 13.4, 'Kern Power': 14.5, 'Tevis': 15.2, 'Wheeler Ridge': 15.7, '7th Standard': 18.1, 'Renfro': 18.2, 'Poso Mountain': 18.9, 'Lerdo': 21.6, 'Tupman': 23.4, 'Rio Bravo': 24.7, 'Pastoria': 25.0, 'Norco': 25.3, 'Elk Hills': 29.5, 'Shafter': 29.8} | 257227.2812 | 26888.332 | 10.45% | 230338.9492 | 89.55% | 44835.4102 | 17.43% | 191219.8086 | 74.34% | 9.6866 | 18868.4316 | 7.335% | 110498.5 | 42.96% | 1 | 62361.668 | 24.24% | 7706.5938 | 2.996% | 115375.625 | 44.85% | 141851.6562 | 53614.6133 | 20.84% | 203612.668 | 80820.7344 | 31.42% | 176406.5469 | 142440.6406 | 55.38% | 114786.6406 | 60788.5508 | 23.63% | 196438.7305 | 4401.4922 | 1.711% | 252825.7891
49 | Lerdo | SPGE | {'7th Standard': 4.3, 'Rio Bravo': 7.3, 'Renfro': 7.8, 'Kern Oil': 8.5, 'Kern Power': 8.9, 'Shafter': 9.4, 'Rosedale': 9.5, 'Sycamore': 9.7, 'Westpark': 10.8, 'Bakersfield': 11.4, 'Poso Mountain': 11.7, 'Tupman': 12.1, 'Charca': 12.3, 'Tevis': 12.5, 'Stockdale': 13.5, 'Columbus': 13.9, 'California Water': 15.1, 'Magunden': 16.1, 'Norco': 17.2, 'Semitropic': 17.5, 'Midway': 18.2, 'Regulus': 21.5, 'Lamont': 21.6, 'Smyrna': 22.7, 'Elk Hills': 22.8, 'Vestal': 23.9, 'Grimway': 24.0, 'Goose Lake': 25.1} | 329393.25 | 53675.6602 | 16.3% | 275717.5898 | 83.7% | 34604.7812 | 10.51% | 272810.3125 | 82.82% | 10.94 | 20749 | 6.299% | 173393.5 | 52.64% | 1 | 25416.6289 | 7.716% | 0 | 0% | 122402.4062 | 37.16% | 206990.8438 | 31367.4629 | 9.523% | 298025.7871 | 72861.0391 | 22.12% | 256532.2109 | 158674.5781 | 48.17% | 170718.6719 | 17921.1328 | 5.441% | 311472.1172 | 15661.4658 | 4.755% | 313731.7842
50 | Magunden | SPGE | {'Columbus': 2.8, 'California Water': 4.4, 'Bakersfield': 5.0, 'Regulus': 5.5, 'Lamont': 5.6, 'Westpark': 6.7, 'Sycamore': 7.4, 'Kern Oil': 7.8, 'Grimway': 8.6, 'Stockdale': 8.8, 'Rosedale': 8.9, 'Kern Power': 10.0, 'Tevis': 12.0, '7th Standard': 13.0, 'Poso Mountain': 13.8, 'Renfro': 13.8, 'Lerdo': 16.1, 'Wheeler Ridge': 19.0, 'Tupman': 19.7, 'Rio Bravo': 19.9, 'Norco': 22.5, 'Shafter': 24.7, 'Elk Hills': 27.3, 'Charca': 28.4, 'Pastoria': 29.7} | 268756.875 | 44490.2148 | 16.55% | 224266.6602 | 83.45% | 41127.3164 | 15.3% | 205556.9336 | 76.48% | 11.2491 | 19343.9609 | 7.198% | 99034.0703 | 36.85% | 1 | 67790.1797 | 25.22% | 0 | 0% | 121466.6016 | 45.2% | 147290.2734 | 39692.0898 | 14.77% | 229064.7852 | 74172.0078 | 27.6% | 194584.8672 | 142042.6406 | 52.85% | 126714.2344 | 62568.7344 | 23.28% | 206188.1406 | 6022.5244 | 2.241% | 262734.3506
51 | Midway | SPGE | {'Shafter': 10.7, 'Tupman': 10.8, 'Rio Bravo': 11.1, 'Norco': 11.5, 'Elk Hills': 13.0, 'Semitropic': 13.6, 'Temblor': 13.8, 'Goose Lake': 15.4, 'Charca': 15.8, 'Renfro': 16.3, 'Kernridge': 16.4, 'Lerdo': 18.2, '7th Standard': 18.3, 'Taft': 18.6, 'Tevis': 19.1, 'Kern Power': 20.1, 'Rosedale': 21.2, 'Smyrna': 21.7, 'Stockdale': 22.5, 'Westpark': 23.3, 'Kern Oil': 24.5, 'Bakersfield': 25.3, 'Sycamore': 26.3, 'Caliente': 26.3, 'Columbus': 28.9, 'Poso Mountain': 29.9} | 313383.7188 | 37437.7109 | 11.95% | 275946.0078 | 88.05% | 61685.5352 | 19.68% | 236502.4336 | 75.47% | 9.1423 | 44263.8281 | 14.12% | 155865.0938 | 49.74% | 1 | 0 | 0% | 0 | 0% | 59209.1289 | 18.89% | 254174.5898 | 70207.4219 | 22.4% | 243176.2969 | 178675.625 | 57.01% | 134708.0938 | 189381.5469 | 60.43% | 124002.1719 | 1110.3783 | 0.3543% | 312273.3405 | 23186.0664 | 7.399% | 290197.6523
52 | Norco | SPGE | {'Tupman': 5.2, 'Elk Hills': 5.6, 'Tevis': 10.4, 'Renfro': 10.8, 'Rio Bravo': 11.1, 'Midway': 11.5, 'Kern Power': 13.6, 'Stockdale': 13.8, 'Taft': 14.2, 'Rosedale': 14.5, '7th Standard': 14.6, 'Shafter': 15.7, 'Westpark': 16.3, 'Lerdo': 17.2, 'Bakersfield': 18.6, 'Kern Oil': 19.5, 'Sycamore': 21.3, 'Charca': 22.2, 'Columbus': 22.2, 'Magunden': 22.5, 'Temblor': 22.8, 'Semitropic': 22.9, 'Wheeler Ridge': 23.2, 'California Water': 24.9, 'Regulus': 25.2, 'Lamont': 25.3, 'Grimway': 25.5, 'Goose Lake': 26.6, 'Kernridge': 26.6, 'Poso Mountain': 27.3} | 291794.7812 | 38701.0234 | 13.26% | 253093.7578 | 86.74% | 70926.7812 | 24.31% | 201810.75 | 69.16% | 9.1369 | 64367.5312 | 22.06% | 128468.8203 | 44.03% | 1 | 0 | 0% | 0 | 0% | 57928.5273 | 19.85% | 233866.2539 | 102402.8203 | 35.09% | 189391.9609 | 178863.8906 | 61.3% | 112930.8906 | 181820.1719 | 62.31% | 109974.6094 | 1394.3099 | 0.4778% | 290400.4713 | 20453.6211 | 7.01% | 271341.1602
53 | Rio Bravo | SPGE | {'Shafter': 5.9, 'Tupman': 6.1, 'Renfro': 6.6, 'Lerdo': 7.3, '7th Standard': 7.3, 'Kern Power': 10.2, 'Midway': 11.1, 'Norco': 11.1, 'Rosedale': 11.2, 'Tevis': 11.3, 'Charca': 12.0, 'Westpark': 13.3, 'Kern Oil': 13.5, 'Stockdale': 13.9, 'Semitropic': 14.8, 'Bakersfield': 14.9, 'Sycamore': 15.2, 'Elk Hills': 16.3, 'Columbus': 18.3, 'Poso Mountain': 18.9, 'Magunden': 19.9, 'California Water': 20.3, 'Goose Lake': 21.1, 'Smyrna': 22.0, 'Taft': 24.5, 'Regulus': 24.6, 'Lamont': 24.7, 'Temblor': 24.9, 'Grimway': 26.3, 'Kernridge': 27.0, 'Wheeler Ridge': 29.2, 'Vestal': 29.3} | 328643.5 | 42196.8203 | 12.84% | 286446.6797 | 87.16% | 43428.3789 | 13.21% | 263727.4336 | 80.25% | 10.9756 | 44240.0156 | 13.46% | 192795.2031 | 58.66% | 1 | 0 | 0% | 0 | 0% | 86559.9062 | 26.34% | 242083.5938 | 59047.4492 | 17.97% | 269596.0508 | 135318.8281 | 41.17% | 193324.6719 | 178567.5781 | 54.33% | 150075.9219 | 1440.7755 | 0.4384% | 327202.7245 | 22912.9688 | 6.972% | 305730.5312
54 | Rosedale | SPGE | {'Kern Power': 1.1, 'Westpark': 2.1, 'Bakersfield': 4.2, 'Stockdale': 4.2, 'Renfro': 4.9, 'Tevis': 4.9, '7th Standard': 5.3, 'Kern Oil': 5.4, 'Sycamore': 7.2, 'Columbus': 7.9, 'Magunden': 8.9, 'Lerdo': 9.5, 'California Water': 10.5, 'Tupman': 11.0, 'Rio Bravo': 11.2, 'Regulus': 13.3, 'Lamont': 13.4, 'Poso Mountain': 14.3, 'Norco': 14.5, 'Grimway': 15.2, 'Shafter': 16.5, 'Elk Hills': 19.8, 'Wheeler Ridge': 20.7, 'Charca': 21.2, 'Midway': 21.2, 'Semitropic': 25.5, 'Taft': 28.3} | 297344.9062 | 55656.5273 | 18.72% | 241688.3789 | 81.28% | 23551.2207 | 7.921% | 244319.623 | 82.17% | 11.9615 | 33313.8438 | 11.2% | 133292.8125 | 44.83% | 1 | 16539.377 | 5.562% | 0 | 0% | 96672.9141 | 32.51% | 200671.9922 | 50656.3242 | 17.04% | 246688.582 | 89610.5938 | 30.14% | 207734.3125 | 144134.3906 | 48.47% | 153210.5156 | 12569.7451 | 4.227% | 284775.1611 | 18584.5762 | 6.25% | 278760.3301
55 | Semitropic | SPGE | {'Charca': 6.3, 'Goose Lake': 8.0, 'Smyrna': 8.1, 'Shafter': 9.0, 'Midway': 13.6, 'Rio Bravo': 14.8, 'Lerdo': 17.5, 'Tupman': 19.4, 'Kernridge': 20.2, 'Olive': 20.5, '7th Standard': 20.5, 'Temblor': 20.9, 'Renfro': 21.3, 'Norco': 22.9, 'Kern Power': 24.5, 'Alpaugh': 25.1, 'Rosedale': 25.5, 'Kern Oil': 25.9, 'Vestal': 25.9, 'Elk Hills': 26.1, 'Tevis': 26.1, 'Poso Mountain': 27.1, 'Sycamore': 27.2, 'Westpark': 27.3, 'Bakersfield': 28.5, 'Stockdale': 28.6, 'Arco': 29.3} | 328787 | 50031.1055 | 15.22% | 278755.8945 | 84.78% | 37031.6992 | 11.26% | 273500.3633 | 83.18% | 9.104 | 84866.6484 | 25.81% | 200050.5156 | 60.85% | 1 | 0 | 0% | 0 | 0% | 84149.375 | 25.59% | 244637.625 | 27307.6504 | 8.306% | 301479.3496 | 113998.3125 | 34.67% | 214788.6875 | 166590.7812 | 50.67% | 162196.2188 | 352.387 | 0.1072% | 328434.613 | 17149.1641 | 5.216% | 311637.8359
56 | Shafter | SPGE | {'Rio Bravo': 5.9, 'Charca': 6.5, 'Semitropic': 9.0, 'Lerdo': 9.4, 'Midway': 10.7, 'Tupman': 11.3, '7th Standard': 11.7, 'Renfro': 12.3, 'Kern Power': 15.5, 'Norco': 15.7, 'Goose Lake': 15.9, 'Smyrna': 16.1, 'Rosedale': 16.5, 'Tevis': 17.1, 'Kern Oil': 17.5, 'Westpark': 18.4, 'Sycamore': 18.9, 'Stockdale': 19.6, 'Bakersfield': 19.7, 'Elk Hills': 20.1, 'Poso Mountain': 20.5, 'Columbus': 22.7, 'Temblor': 23.2, 'Kernridge': 24.3, 'California Water': 24.3, 'Magunden': 24.7, 'Vestal': 26.1, 'Olive': 27.5, 'Taft': 27.7, 'Regulus': 29.7, 'Lamont': 29.8} | 371342.0312 | 45620.4961 | 12.29% | 325721.5352 | 87.71% | 32454.2441 | 8.74% | 318615.0996 | 85.8% | 10.3827 | 61157.2695 | 16.47% | 248207.7656 | 66.84% | 1 | 0 | 0% | 0 | 0% | 88500.3906 | 23.83% | 282841.6406 | 33018.8086 | 8.892% | 338323.2227 | 122805.2344 | 33.07% | 248536.7969 | 182078.3125 | 49.03% | 189263.7188 | 26.8336 | 0.007226% | 371315.1977 | 25205.082 | 6.788% | 346136.9492
57 | Smyrna | SPGE | {'Semitropic': 8.1, 'Charca': 10.5, 'Goose Lake': 10.6, 'Olive': 12.5, 'Shafter': 16.1, 'Alpaugh': 17.0, 'Midway': 21.7, 'Rio Bravo': 22.0, 'Vestal': 22.5, 'Lerdo': 22.7, 'Kernridge': 24.8, 'Arco': 26.0, '7th Standard': 26.5, 'Temblor': 26.8, 'Tupman': 27.2, 'Corcoran': 27.6, 'Renfro': 28.1} | 301933.3438 | 60772.3555 | 20.13% | 241160.9883 | 79.87% | 44352.1094 | 14.69% | 236616.3594 | 78.37% | 9.4219 | 92320.0469 | 30.58% | 145500.4844 | 48.19% | 1 | 0 | 0% | 0 | 0% | 100295.2031 | 33.22% | 201638.1406 | 26143.3281 | 8.659% | 275790.0156 | 92012.7812 | 30.47% | 209920.5625 | 155062.2969 | 51.36% | 146871.0469 | 352.387 | 0.1167% | 301580.9567 | 21855.1719 | 7.238% | 280078.1719
58 | Stockdale | SPGE | {'Tevis': 3.5, 'Rosedale': 4.2, 'Westpark': 4.2, 'Kern Power': 4.7, 'Bakersfield': 6.0, 'Renfro': 7.3, 'Magunden': 8.8, 'Kern Oil': 8.9, 'Columbus': 9.1, '7th Standard': 9.2, 'Sycamore': 10.3, 'Regulus': 11.6, 'Lamont': 11.7, 'Tupman': 11.7, 'California Water': 11.9, 'Grimway': 12.6, 'Lerdo': 13.5, 'Norco': 13.8, 'Rio Bravo': 13.9, 'Wheeler Ridge': 16.6, 'Poso Mountain': 17.8, 'Elk Hills': 18.5, 'Shafter': 19.6, 'Midway': 22.5, 'Charca': 24.8, 'Taft': 26.5, 'Semitropic': 28.6, 'Pastoria': 29.2} | 296979.75 | 52072.9062 | 17.53% | 244906.8438 | 82.47% | 32168.5938 | 10.83% | 237129.9688 | 79.85% | 11.3651 | 50293.9883 | 16.94% | 147865.75 | 49.79% | 1 | 568.9075 | 0.1916% | 0 | 0% | 63959.8594 | 21.54% | 233019.8906 | 73841.9844 | 24.86% | 223137.7656 | 116600.4844 | 39.26% | 180379.2656 | 141231.4844 | 47.56% | 155748.2656 | 4674.9956 | 1.574% | 292304.7544 | 18968.4277 | 6.387% | 278011.3223
59 | Taft | SPGE | {'Elk Hills': 8.6, 'Norco': 14.2, 'Midway': 18.6, 'Tupman': 19.2, 'Temblor': 20.9, 'Tevis': 23.6, 'Rio Bravo': 24.5, 'Renfro': 25.0, 'Kernridge': 25.7, 'Stockdale': 26.5, 'Kern Power': 27.5, 'Shafter': 27.7, 'Rosedale': 28.3, 'Wheeler Ridge': 28.8, '7th Standard': 28.8, 'Caliente': 29.8, 'Westpark': 29.9} | 148003.125 | 14145.8721 | 9.558% | 133857.2529 | 90.44% | 63104.9336 | 42.64% | 82073.4727 | 55.45% | 5.2215 | 25766.3633 | 17.41% | 32089.6895 | 21.68% | 1 | 0 | 0% | 0 | 0% | 43593.5781 | 29.45% | 104409.5469 | 62046.9961 | 41.92% | 85956.1289 | 96429.3203 | 65.15% | 51573.8047 | 110624.6172 | 74.74% | 37378.5078 | 13752.583 | 9.292% | 134250.542 | 2416.1316 | 1.632% | 145586.9934
60 | Temblor | SPGE | {'Kernridge': 4.8, 'Caliente': 12.5, 'Midway': 13.8, 'Goose Lake': 16.5, 'Carrizo Plains': 19.4, 'Solar SS': 20.5, 'Semitropic': 20.9, 'Taft': 20.9, 'Elk Hills': 21.0, 'Norco': 22.8, 'Shafter': 23.2, 'Tupman': 24.1, 'Rio Bravo': 24.9, 'Charca': 26.0, 'Smyrna': 26.8, 'Arco': 29.7} | 255508.9062 | 43442.375 | 17% | 212066.5312 | 83% | 55456.8945 | 21.7% | 186584.1055 | 73.02% | 8.3807 | 17846.2578 | 6.985% | 74138.625 | 29.02% | 1 | 0 | 0% | 0 | 0% | 110137.0469 | 43.1% | 145371.8594 | 40457.582 | 15.83% | 215051.3242 | 109847.0938 | 42.99% | 145661.8125 | 181015.1875 | 70.84% | 74493.7188 | 35914.293 | 14.06% | 219594.6133 | 7054.2964 | 2.761% | 248454.6099
61 | Tupman | SPGE | {'Norco': 5.2, 'Rio Bravo': 6.1, 'Renfro': 6.4, 'Tevis': 8.3, '7th Standard': 9.8, 'Kern Power': 9.9, 'Elk Hills': 10.7, 'Midway': 10.8, 'Rosedale': 11.0, 'Shafter': 11.3, 'Stockdale': 11.7, 'Lerdo': 12.1, 'Westpark': 13.1, 'Bakersfield': 15.2, 'Kern Oil': 15.3, 'Sycamore': 17.2, 'Charca': 17.8, 'Columbus': 18.9, 'Taft': 19.2, 'Semitropic': 19.4, 'Magunden': 19.7, 'California Water': 21.4, 'Poso Mountain': 22.6, 'Regulus': 23.3, 'Lamont': 23.4, 'Temblor': 24.1, 'Grimway': 24.3, 'Goose Lake': 24.4, 'Wheeler Ridge': 24.8, 'Kernridge': 27.1, 'Smyrna': 27.2} | 309562.875 | 33767.668 | 10.91% | 275795.207 | 89.09% | 67438.3047 | 21.79% | 220559.2891 | 71.25% | 10.5 | 59348.6992 | 19.17% | 156247.4531 | 50.47% | 1 | 0 | 0% | 0 | 0% | 57164.8164 | 18.47% | 252398.0586 | 96906.0938 | 31.3% | 212656.7812 | 172668.6406 | 55.78% | 136894.2344 | 180177.8281 | 58.2% | 129385.0469 | 1390.6473 | 0.4492% | 308172.2277 | 21268.8848 | 6.871% | 288293.9902
62 | Westpark | SPGE | {'Rosedale': 2.1, 'Bakersfield': 2.2, 'Kern Power': 3.2, 'Stockdale': 4.2, 'Kern Oil': 4.7, 'Columbus': 5.9, 'Sycamore': 6.1, 'Tevis': 6.3, 'Magunden': 6.7, '7th Standard': 6.8, 'Renfro': 7.0, 'California Water': 8.5, 'Lerdo': 10.8, 'Regulus': 11.3, 'Lamont': 11.4, 'Tupman': 13.1, 'Rio Bravo': 13.3, 'Grimway': 13.4, 'Poso Mountain': 13.6, 'Norco': 16.3, 'Shafter': 18.4, 'Wheeler Ridge': 20.0, 'Elk Hills': 21.6, 'Charca': 22.8, 'Midway': 23.3, 'Semitropic': 27.3, 'Taft': 29.9} | 299377.9375 | 54802.9961 | 18.31% | 244574.9414 | 81.69% | 27410.6172 | 9.156% | 243479.4766 | 81.33% | 11.72 | 30573.5996 | 10.21% | 128237.2344 | 42.83% | 1 | 29862.5938 | 9.975% | 0 | 0% | 104517.1016 | 34.91% | 194860.8359 | 49287.5898 | 16.46% | 250090.3477 | 88832.4375 | 29.67% | 210545.5 | 146108.8438 | 48.8% | 153269.0938 | 24425.8711 | 8.159% | 274952.0664 | 16457.0391 | 5.497% | 282920.8984
63 | Wheeler Ridge | SPGE | {'Grimway': 12.7, 'Pastoria': 13.0, 'Lamont': 15.7, 'Regulus': 15.7, 'Stockdale': 16.6, 'Tevis': 18.1, 'Magunden': 19.0, 'Westpark': 20.0, 'Bakersfield': 20.7, 'Rosedale': 20.7, 'Kern Power': 21.2, 'Columbus': 21.5, 'Norco': 23.2, 'Renfro': 23.2, 'California Water': 23.4, 'Kern Oil': 24.4, 'Bailey': 24.4, 'Elk Hills': 24.6, 'Tupman': 24.8, 'Sycamore': 25.1, '7th Standard': 25.8, 'Taft': 28.8, 'Rio Bravo': 29.2} | 288926.2188 | 35145.5 | 12.16% | 253780.7188 | 87.84% | 41834.043 | 14.48% | 234313.3008 | 81.1% | 7.5679 | 41500.6836 | 14.36% | 177075.7344 | 61.29% | 1 | 17430.7266 | 6.033% | 0 | 0% | 58488.0703 | 20.24% | 230438.1484 | 62664.2344 | 21.69% | 226261.9844 | 99378.75 | 34.4% | 189547.4688 | 124997.8984 | 43.26% | 163928.3203 | 17679.4199 | 6.119% | 271246.7988 | 4176.9526 | 1.446% | 284749.2661
64 | Kern Oil | SPGE | {'Sycamore': 1.9, 'Bakersfield': 3.8, 'Westpark': 4.7, 'Columbus': 5.4, 'Rosedale': 5.4, 'Kern Power': 6.0, '7th Standard': 6.2, 'California Water': 6.9, 'Magunden': 7.8, 'Lerdo': 8.5, 'Stockdale': 8.9, 'Poso Mountain': 8.9, 'Renfro': 8.9, 'Tevis': 10.3, 'Regulus': 13.3, 'Lamont': 13.4, 'Rio Bravo': 13.5, 'Tupman': 15.3, 'Grimway': 16.1, 'Shafter': 17.5, 'Norco': 19.5, 'Charca': 20.7, 'Wheeler Ridge': 24.4, 'Midway': 24.5, 'Elk Hills': 25.0, 'Semitropic': 25.9, 'Vestal': 27.9} | 296374.2812 | 50938.5859 | 17.19% | 245435.6953 | 82.81% | 42035.1094 | 14.18% | 228518.8281 | 77.1% | 11.4708 | 12894.8252 | 4.351% | 108215.5234 | 36.51% | 1 | 67479.8984 | 22.77% | 0 | 0% | 143811.8125 | 48.52% | 152562.4688 | 44264.5 | 14.94% | 252109.7812 | 85349.4375 | 28.8% | 211024.8438 | 164505.6719 | 55.51% | 131868.6094 | 54169.3594 | 18.28% | 242204.9219 | 11169.2402 | 3.769% | 285205.041
65 | Inyokern | GREATER KRAMER | {'Ransburg': 21.5} | 25913.4902 | 9720.6309 | 37.51% | 16192.8594 | 62.49% | 470.0288 | 1.814% | 9603.6167 | 37.06% | 30.0067 | 2098.3135 | 8.097% | 0 | 0% | 1 | 461.4856 | 1.781% | 0 | 0% | 12929.3965 | 49.89% | 12984.0938 | 5206.312 | 20.09% | 20707.1782 | 2001.4388 | 7.724% | 23912.0514 | 14884.6201 | 57.44% | 11028.8701 | 5485.8555 | 21.17% | 20427.6348 | 33.9918 | 0.1312% | 25879.4984
66 | Pastoria | GREATER TEHACHAPI | {'Bailey': 11.6, 'Wheeler Ridge': 13.0, 'Grimway': 21.6, 'Whirlwind': 23.7, 'Lamont': 25.0, 'Regulus': 25.0, 'Highwind': 28.7, 'Stockdale': 29.2, 'Magunden': 29.7} | 182567.9688 | 3484.9426 | 1.909% | 179083.0261 | 98.09% | 48752.5898 | 26.7% | 124054.9102 | 67.95% | 6.7454 | 5411.9771 | 2.964% | 65007.6602 | 35.61% | 0 | 70817.6094 | 38.79% | 1965.1201 | 1.076% | 93754.8281 | 51.35% | 88813.1406 | 77700.3906 | 42.56% | 104867.5781 | 87843.1172 | 48.12% | 94724.8516 | 126546.4531 | 69.31% | 56021.5156 | 47279.0508 | 25.9% | 135288.918 | 2942.915 | 1.612% | 179625.0537
67 | Ransburg | GREATER KRAMER | {'Inyokern': 21.5, 'Kramer': 26.6} | 56008.0938 | 7902.8252 | 14.11% | 48105.2686 | 85.89% | 16217.3486 | 28.96% | 17845.2881 | 31.86% | 75 | 0 | 0% | 0 | 0% | 0 | 0 | 0% | 0 | 0% | 26874.9707 | 47.98% | 29133.123 | 11376.998 | 20.31% | 44631.0957 | 2073.7434 | 3.703% | 53934.3503 | 37191.1367 | 66.4% | 18816.957 | 34757.2344 | 62.06% | 21250.8594 | 22.3973 | 0.03999% | 55985.6964
68 | Sycamore | SPGE | {'Kern Oil': 1.9, 'Bakersfield': 4.6, 'Columbus': 4.7, 'California Water': 5.5, 'Westpark': 6.1, 'Rosedale': 7.2, 'Magunden': 7.4, 'Poso Mountain': 7.6, 'Kern Power': 7.8, '7th Standard': 8.0, 'Lerdo': 9.7, 'Stockdale': 10.3, 'Renfro': 10.8, 'Tevis': 12.0, 'Regulus': 12.9, 'Lamont': 13.0, 'Rio Bravo': 15.2, 'Grimway': 15.9, 'Tupman': 17.2, 'Shafter': 18.9, 'Norco': 21.3, 'Charca': 21.7, 'Wheeler Ridge': 25.1, 'Midway': 26.3, 'Elk Hills': 26.8, 'Semitropic': 27.2, 'Vestal': 27.4} | 290094.9688 | 47071.1133 | 16.23% | 243023.8555 | 83.77% | 49381.6797 | 17.02% | 218940.4141 | 75.47% | 10.75 | 9270.4922 | 3.196% | 93104.7656 | 32.09% | 0 | 86139.4688 | 29.69% | 0 | 0% | 157676.625 | 54.35% | 132418.3438 | 45716.1953 | 15.76% | 244378.7734 | 82418.6172 | 28.41% | 207676.3516 | 171116.3906 | 58.99% | 118978.5781 | 70834.7344 | 24.42% | 219260.2344 | 6961.4365 | 2.4% | 283133.5322
69 | Avenal | SPGE | {'Gates': 11.2, 'Arco': 18.0, 'Henrietta': 21.8, 'Cholame': 23.6, 'Leprino Jct': 24.0, 'Schindler': 29.3} | 345212.7188 | 70900.2891 | 20.54% | 274312.4297 | 79.46% | 133330.4375 | 38.62% | 204215.9062 | 59.16% | 6.5556 | 64091.8828 | 18.57% | 82908.5547 | 24.02% | 0 | 5699.751 | 1.651% | 0 | 0% | 144966.5625 | 41.99% | 200246.1562 | 5893.8252 | 1.707% | 339318.8936 | 60587.0938 | 17.55% | 284625.625 | 185606.8125 | 53.77% | 159605.9062 | 92079.9531 | 26.67% | 253132.7656 | 2597.4194 | 0.7524% | 342615.2993
70 | Corcoran | SPGE | {'Alpaugh': 11.5, 'GWF Hanford Sw Sta': 12.2, 'Olive': 15.9, 'Leprino Jct': 17.9, 'Henrietta': 21.4, 'Rector': 22.0, 'Kingsburg': 26.2, 'Smyrna': 27.6} | 401016.4375 | 193767.7656 | 48.32% | 207248.6719 | 51.68% | 120537.2578 | 30.06% | 265459.9297 | 66.2% | 7.2844 | 207138.9688 | 51.65% | 146150.9688 | 36.45% | 1 | 0 | 0% | 0 | 0% | 57870.0508 | 14.43% | 343146.3867 | 8386.4531 | 2.091% | 392629.9844 | 26352.3496 | 6.571% | 374664.0879 | 80815.0078 | 20.15% | 320201.4297 | 0 | 0% | 401016.4375 | 12999.5869 | 3.242% | 388016.8506
71 | Henrietta | SPGE | {'Leprino Jct': 3.9, 'Gates': 14.2, 'GWF Hanford Sw Sta': 14.4, 'Schindler': 17.2, 'Corcoran': 21.4, 'Avenal': 21.8, 'Kingsburg': 24.7, 'Mc Mullin': 24.7, 'Cantua': 27.6, 'Helm': 28.5, 'McCall': 29.4} | 366279.5938 | 152091.9844 | 41.52% | 214187.6094 | 58.48% | 87296.6094 | 23.83% | 243322.1406 | 66.43% | 8.6653 | 164125.2344 | 44.81% | 172991.25 | 47.23% | 1 | 0 | 0% | 0 | 0% | 38780.2891 | 10.59% | 327499.3047 | 7132.251 | 1.947% | 359147.3428 | 16484.8086 | 4.501% | 349794.7852 | 51160.6328 | 13.97% | 315118.9609 | 0 | 0% | 366279.5938 | 6147.4409 | 1.678% | 360132.1528
72 | Eagle Rock (PGE) | NORTHERN CALIFORNIA | {'Geysers': 6.0, 'Cloverdale': 11.0, 'Hopland': 17.6, 'Fulton': 23.0, 'Ukiah': 29.9} | 215660.5625 | 12959.7061 | 6.009% | 202700.8564 | 93.99% | 20737.8145 | 9.616% | 153645.2012 | 71.24% | 11.5392 | 16060.958 | 7.447% | 14995.8018 | 6.953% | 0 | 81260.6094 | 37.68% | 97549.4922 | 45.23% | 120966.5312 | 56.09% | 94694.0312 | 101872.75 | 47.24% | 113787.8125 | 157219.5781 | 72.9% | 58440.9844 | 195653.5469 | 90.72% | 20007.0156 | 74153.7422 | 34.38% | 141506.8203 | 4136.4966 | 1.918% | 211524.0659
73 | Leavitt | NORTHERN CALIFORNIA | {'Richmond': 7.1} | 190580.9531 | 29729.957 |  | 160850.9961 |  | 79244.2109 |  | 93882.7578 |  | 7.7573 | 24506.2188 |  | 0 |  |  | 138497.0625 |  | 0 |  | 63362.1016 |  |  | 67618.4531 |  |  | 60787.1719 |  |  | 123125.6094 |  |  | 93265.5938 |  |  | 27437.5098
74 | Madeline | NORTHERN CALIFORNIA | {} | 199444.6094 | 14539.0938 |  | 184905.5156 |  | 75816.2656 |  | 103291.875 |  | 5.5382 | 16506.1094 |  | 0 |  |  | 119836.9766 |  | 0 |  | 57690.2539 |  |  | 19279.8516 |  |  | 29111.7832 |  |  | 83078.9141 |  |  | 147238.2969 |  |  | 69918.375
75 | Antelope | GREATER TEHACHAPI | {'Whirlwind': 14.1, 'Vincent': 17.3, 'Pardee': 23.5, 'Windhub': 24.0, 'Saugus': 24.1, 'Bailey': 27.7, 'Sylmar': 28.7, 'Highwind': 28.8} | 217344.7656 | 95160.8828 | 43.78% | 122183.8828 | 56.22% | 16678.1816 | 7.674% | 47497.1348 | 21.85% | 49.75 | 2871.3093 | 1.321% | 4115.8481 | 1.894% | 0 | 20456.1934 | 9.412% | 70052.7578 | 32.23% | 24295.3496 | 11.18% | 193049.416 | 60392.8711 | 27.79% | 156951.8945 | 48082.1289 | 22.12% | 169262.6367 | 93472.1562 | 43.01% | 123872.6094 | 40699.4102 | 18.73% | 176645.3555 | 8991.9668 | 4.137% | 208352.7988
76 | Arcogen | GREATER LA METRO | {'Hinson': 1.2, 'Harborgen': 2.8, 'Long Beach': 3.7, 'Lighthipe': 5.9, 'La Fresa': 6.3, 'Redondo': 8.6, 'Del Amo': 8.7, 'Alamitos': 9.1, 'El Nido': 9.2, 'Chevmain': 10.9, 'Center': 11.0, 'El Segundo': 12.1, 'Laguna Bell': 12.2, 'La Cienega': 14.8, 'Barre': 15.1, 'Mesa (SCE)': 17.0, 'Huntington Beach': 19.3, 'Ellis': 19.5, 'Lewis': 19.8, 'Olinda': 20.5, 'Walnut': 21.4, 'Villa Park': 23.5, 'Johanna': 23.6, 'Goodrich': 24.7, 'Rio Hondo': 24.9, 'Serrano': 26.1, 'Gould': 28.0, 'Santiago': 29.3} | 6094.8906 | 2281.4988 | 37.43% | 3813.3918 | 62.57% | 964.647 | 15.83% | 2986.2195 | 49% | 26.3 | 0 | 0% | 0 | 0% | 0 | 136.4639 | 2.239% | 0 | 0% | 10.7529 | 0.1764% | 6084.1377 | 699.8162 | 11.48% | 5395.0745 | 3753.3979 | 61.58% | 2341.4927 | 3764.1509 | 61.76% | 2330.7397 | 0 | 0% | 6094.8906 | 26.8557 | 0.4406% | 6068.0349
77 | Bailey | GREATER TEHACHAPI | {'Pastoria': 11.6, 'Whirlwind': 20.1, 'Wheeler Ridge': 24.4, 'Pardee': 25.7, 'Saugus': 26.9, 'Antelope': 27.7} | 136641.8594 | 6704.4692 | 4.907% | 129937.3901 | 95.09% | 54655.8906 | 40% | 56549.1641 | 41.38% | 8.4846 | 2656.3276 | 1.944% | 3844.1213 | 2.813% | 0 | 97992.0781 | 71.71% | 4184.6387 | 3.062% | 82802.4141 | 60.6% | 53839.4453 | 69426.5234 | 50.81% | 67215.3359 | 56322.4375 | 41.22% | 80319.4219 | 123363.0312 | 90.28% | 13278.8281 | 53626.6094 | 39.25% | 83015.25 | 3327.6492 | 2.435% | 133314.2102
78 | Center | GREATER LA METRO | {'Laguna Bell': 4.0, 'Lighthipe': 5.2, 'Del Amo': 5.6, 'Mesa (SCE)': 7.5, 'Hinson': 10.1, 'Walnut': 10.5, 'Olinda': 10.6, 'Barre': 10.9, 'Arcogen': 11.0, 'Alamitos': 11.3, 'Harborgen': 12.5, 'Long Beach': 13.2, 'La Fresa': 13.7, 'Rio Hondo': 14.1, 'Lewis': 14.5, 'Goodrich': 15.4, 'El Nido': 15.5, 'La Cienega': 16.4, 'Redondo': 17.1, 'Chevmain': 17.2, 'Villa Park': 17.4, 'El Segundo': 18.3, 'Ellis': 19.2, 'Serrano': 19.4, 'Gould': 20.7, 'Johanna': 20.8, 'Huntington Beach': 20.8, 'Chino': 25.0, 'Santiago': 26.6, 'Padua': 29.8} | 5048.7388 | 2136.9902 | 42.33% | 2911.7485 | 57.67% | 353.4118 | 7% | 2778.7532 | 55.04% | 27 | 0 | 0% | 0 | 0% | 0 | 0 | 0% | 895.9953 | 17.75% | 6.3965 | 0.1267% | 5042.3422 | 582.3773 | 11.54% | 4466.3615 | 2162.9927 | 42.84% | 2885.7461 | 2169.3894 | 42.97% | 2879.3494 | 0 | 0% | 5048.7388 | 188.0683 | 3.725% | 4860.6704
79 | Del Amo | GREATER LA METRO | {'Lighthipe': 5.0, 'Center': 5.6, 'Alamitos': 5.7, 'Barre': 7.1, 'Hinson': 7.5, 'Arcogen': 8.7, 'Harborgen': 8.9, 'Laguna Bell': 9.3, 'Long Beach': 9.3, 'Lewis': 11.7, 'Olinda': 12.1, 'Mesa (SCE)': 13.1, 'La Fresa': 13.7, 'Walnut': 13.9, 'Ellis': 14.3, 'Villa Park': 15.3, 'Huntington Beach': 15.5, 'El Nido': 16.2, 'Redondo': 16.7, 'Johanna': 16.8, 'Serrano': 17.7, 'Chevmain': 18.0, 'Rio Hondo': 19.0, 'El Segundo': 19.2, 'La Cienega': 19.3, 'Goodrich': 20.9, 'Santiago': 22.7, 'Chino': 26.2, 'Gould': 26.3, 'Viejo': 29.0} | 8330.1406 | 2161.2341 | 25.94% | 6168.9065 | 74.06% | 944.4984 | 11.34% | 3150.4792 | 37.82% | 60.5 | 0 | 0% | 0 | 0% | 0 | 0 | 0% | 426.8297 | 5.124% | 0.66252 | 0.007953% | 8329.4781 | 688.6574 | 8.267% | 7641.4832 | 5725.3726 | 68.73% | 2604.7681 | 5726.0352 | 68.74% | 2604.1055 | 0 | 0% | 8330.1406 | 133.7047 | 1.605% | 8196.4359
80 | El Nido | GREATER LA METRO | {'Chevmain': 1.8, 'La Fresa': 2.9, 'El Segundo': 3.0, 'Redondo': 3.4, 'La Cienega': 7.2, 'Arcogen': 9.2, 'Hinson': 10.1, 'Lighthipe': 11.4, 'Harborgen': 11.6, 'Long Beach': 12.4, 'Laguna Bell': 14.1, 'Center': 15.5, 'Del Amo': 16.2, 'Mesa (SCE)': 18.0, 'Alamitos': 18.2, 'Barre': 23.3, 'Goodrich': 24.1, 'Gould': 24.9, 'Walnut': 25.5, 'Olinda': 26.2, 'Rio Hondo': 26.8, 'Lewis': 27.9, 'Huntington Beach': 28.5, 'Ellis': 28.7, 'Sylmar': 29.2} | 5014.6816 | 2193.8459 | 43.75% | 2820.8357 | 56.25% | 820.5135 | 16.36% | 2890.7618 | 57.65% | 9.2387 | 0 | 0% | 0 | 0% | 0 | 192.125 | 3.831% | 0 | 0% | 10.7529 | 0.2144% | 5003.9287 | 124.8791 | 2.49% | 4889.8026 | 2765.585 | 55.15% | 2249.0967 | 2776.3379 | 55.36% | 2238.3438 | 0 | 0% | 5014.6816 | 7.0574 | 0.1407% | 5007.6243
81 | Goodrich | GREATER LA METRO | {'Rio Hondo': 6.9, 'Gould': 7.5, 'Mesa (SCE)': 8.0, 'Laguna Bell': 12.6, 'Walnut': 12.6, 'Center': 15.4, 'Olinda': 17.0, 'Lighthipe': 19.3, 'La Cienega': 19.6, 'Del Amo': 20.9, 'Vincent': 23.1, 'La Fresa': 24.0, 'El Nido': 24.1, 'Hinson': 24.2, 'Barre': 24.4, 'Arcogen': 24.7, 'Chevmain': 24.9, 'El Segundo': 25.5, 'Chino': 25.7, 'Padua': 25.8, 'Sylmar': 25.9, 'Lewis': 26.0, 'Alamitos': 26.6, 'Harborgen': 26.9, 'Redondo': 27.1, 'Villa Park': 27.3, 'Long Beach': 27.7, 'Serrano': 28.1} | 10445.9971 | 947.4623 | 9.07% | 9498.5347 | 90.93% | 8859.1924 | 84.81% | 1386.9971 | 13.28% | 3.6488 | 0 | 0% | 0 | 0% | 0 | 454.7976 | 4.354% | 9957.6211 | 95.32% | 211.4354 | 2.024% | 10234.5617 | 3963.5667 | 37.94% | 6482.4304 | 1791.3143 | 17.15% | 8654.6827 | 4402.1641 | 42.14% | 6043.833 | 7574.311 | 72.51% | 2871.686 | 3158.0071 | 30.23% | 7287.99
82 | Gould | GREATER LA METRO | {'Goodrich': 7.5, 'Mesa (SCE)': 13.4, 'Rio Hondo': 14.3, 'Laguna Bell': 17.1, 'Vincent': 18.7, 'La Cienega': 18.8, 'Sylmar': 18.8, 'Walnut': 20.0, 'Center': 20.7, 'Lighthipe': 23.5, 'Olinda': 24.3, 'El Nido': 24.9, 'Chevmain': 25.2, 'El Segundo': 25.5, 'La Fresa': 25.6, 'Saugus': 26.2, 'Del Amo': 26.3, 'Pardee': 27.2, 'Hinson': 27.8, 'Arcogen': 28.0, 'Redondo': 28.2} | 24469.9023 | 3529.4583 | 14.42% | 20940.4441 | 85.58% | 17405.5488 | 71.13% | 6140.9766 | 25.1% | 3.6823 | 15.8507 | 0.06478% | 50.4951 | 0.2064% | 0 | 485.1589 | 1.983% | 23951.1641 | 97.88% | 5896.9082 | 24.1% | 18572.9941 | 4189.9604 | 17.12% | 20279.9419 | 4526.7251 | 18.5% | 19943.1772 | 10870.3936 | 44.42% | 13599.5088 | 16641.8438 | 68.01% | 7828.0586 | 5062.4072 | 20.69% | 19407.4951
83 | Harborgen | GREATER LA METRO | {'Long Beach': 0.9, 'Arcogen': 2.8, 'Hinson': 2.8, 'Alamitos': 7.5, 'Lighthipe': 7.6, 'La Fresa': 8.7, 'Del Amo': 8.9, 'Redondo': 10.4, 'El Nido': 11.6, 'Center': 12.5, 'Chevmain': 13.2, 'Laguna Bell': 14.3, 'Barre': 14.3, 'El Segundo': 14.4, 'Huntington Beach': 17.0, 'La Cienega': 17.6, 'Ellis': 17.6, 'Mesa (SCE)': 19.0, 'Lewis': 19.0, 'Olinda': 21.0, 'Johanna': 22.0, 'Walnut': 22.5, 'Villa Park': 22.8, 'Serrano': 25.4, 'Rio Hondo': 26.6, 'Goodrich': 26.9, 'Santiago': 27.6} | 7151.6123 | 2304.0203 | 32.22% | 4847.592 | 67.78% | 965.1481 | 13.5% | 2988.9532 | 41.79% | 48 | 0 | 0% | 0 | 0% | 0 | 136.4639 | 1.908% | 0 | 0% | 10.7529 | 0.1504% | 7140.8594 | 699.8162 | 9.785% | 6451.7961 | 4787.9175 | 66.95% | 2363.6948 | 4798.6704 | 67.1% | 2352.9419 | 0 | 0% | 7151.6123 | 32.5015 | 0.4545% | 7119.1108
84 | Hinson | GREATER LA METRO | {'Arcogen': 1.2, 'Harborgen': 2.8, 'Long Beach': 3.7, 'Lighthipe': 5.0, 'La Fresa': 7.2, 'Del Amo': 7.5, 'Alamitos': 8.0, 'Redondo': 9.7, 'Center': 10.1, 'El Nido': 10.1, 'Laguna Bell': 11.6, 'Chevmain': 11.9, 'El Segundo': 13.1, 'Barre': 13.9, 'La Cienega': 15.4, 'Mesa (SCE)': 16.3, 'Huntington Beach': 18.5, 'Ellis': 18.6, 'Lewis': 18.6, 'Olinda': 19.4, 'Walnut': 20.4, 'Villa Park': 22.3, 'Johanna': 22.5, 'Rio Hondo': 24.1, 'Goodrich': 24.2, 'Serrano': 24.9, 'Gould': 27.8, 'Santiago': 28.3} | 6303.1289 | 2292.9548 | 36.38% | 4010.1741 | 63.62% | 964.748 | 15.31% | 2986.2195 | 47.38% | 27 | 0 | 0% | 0 | 0% | 0 | 136.4639 | 2.165% | 0 | 0% | 10.7529 | 0.1706% | 6292.376 | 699.8162 | 11.1% | 5603.3127 | 3950.1357 | 62.67% | 2352.9932 | 3960.8887 | 62.84% | 2342.2402 | 0 | 0% | 6303.1289 | 32.5015 | 0.5156% | 6270.6274
85 | La Cienega | GREATER LA METRO | {'El Segundo': 6.9, 'Chevmain': 6.9, 'El Nido': 7.2, 'La Fresa': 9.4, 'Redondo': 10.5, 'Laguna Bell': 13.3, 'Lighthipe': 14.3, 'Arcogen': 14.8, 'Hinson': 15.4, 'Mesa (SCE)': 15.6, 'Center': 16.4, 'Harborgen': 17.6, 'Long Beach': 18.4, 'Gould': 18.8, 'Del Amo': 19.3, 'Goodrich': 19.6, 'Sylmar': 22.1, 'Alamitos': 22.9, 'Rio Hondo': 23.9, 'Walnut': 24.6, 'Barre': 26.3, 'Olinda': 26.5} | 3509.7302 | 1342.9473 | 38.26% | 2166.783 | 61.74% | 808.6146 | 23.04% | 1158.7839 | 33.02% | 11.4595 | 0 | 0% | 0 | 0% | 0 | 2236.6975 | 63.73% | 919.9944 | 26.21% | 406.8061 | 11.59% | 3102.9242 | 388.5269 | 11.07% | 3121.2033 | 479.7184 | 13.67% | 3030.0118 | 829.7386 | 23.64% | 2679.9916 | 1148.5892 | 32.73% | 2361.141 | 572.0909 | 16.3% | 2937.6393
86 | La Fresa | GREATER LA METRO | {'El Nido': 2.9, 'Redondo': 3.5, 'Chevmain': 4.6, 'El Segundo': 5.8, 'Arcogen': 6.3, 'Hinson': 7.2, 'Harborgen': 8.7, 'Lighthipe': 9.1, 'La Cienega': 9.4, 'Long Beach': 9.5, 'Laguna Bell': 12.9, 'Center': 13.7, 'Del Amo': 13.7, 'Alamitos': 15.3, 'Mesa (SCE)': 17.2, 'Barre': 20.6, 'Goodrich': 24.0, 'Walnut': 24.0, 'Olinda': 24.2, 'Lewis': 25.3, 'Gould': 25.6, 'Huntington Beach': 25.6, 'Ellis': 25.8, 'Rio Hondo': 25.9, 'Villa Park': 28.9, 'Johanna': 29.7} | 5280.5464 | 2282.0918 | 43.22% | 2998.4546 | 56.78% | 961.3209 | 18.2% | 2871.2301 | 54.37% | 22.9662 | 0 | 0% | 0 | 0% | 0 | 136.4639 | 2.584% | 0 | 0% | 10.7529 | 0.2036% | 5269.7935 | 176.321 | 3.339% | 5104.2254 | 2946.1873 | 55.79% | 2334.3591 | 2956.9402 | 56% | 2323.6062 | 0 | 0% | 5280.5464 | 11.9125 | 0.2256% | 5268.6339
87 | Laguna Bell | GREATER LA METRO | {'Center': 4.0, 'Mesa (SCE)': 4.7, 'Lighthipe': 6.8, 'Del Amo': 9.3, 'Hinson': 11.6, 'Walnut': 11.6, 'Arcogen': 12.2, 'Goodrich': 12.6, 'La Fresa': 12.9, 'Olinda': 13.1, 'Rio Hondo': 13.1, 'La Cienega': 13.3, 'El Nido': 14.1, 'Harborgen': 14.3, 'Alamitos': 14.8, 'Barre': 15.0, 'Long Beach': 15.2, 'Chevmain': 15.5, 'Redondo': 16.4, 'El Segundo': 16.5, 'Gould': 17.1, 'Lewis': 18.3, 'Villa Park': 21.1, 'Serrano': 22.9, 'Ellis': 23.2, 'Johanna': 24.8, 'Huntington Beach': 24.8, 'Chino': 27.0} | 371.2801 | 257.9103 | 69.47% | 113.3698 | 30.53% | 0.039509 | 0.01064% | 98.1048 | 26.42% | 31.41 | 0 | 0% | 0 | 0% | 0 | 46.3612 | 12.49% | 0 | 0% | 0 | 0% | 371.2801 | 41.1206 | 11.08% | 330.1595 | 101.5514 | 27.35% | 269.7287 | 101.5514 | 27.35% | 269.7287 | 0 | 0% | 371.2801 | 16.6736 | 4.491% | 354.6065
88 | Lighthipe | GREATER LA METRO | {'Del Amo': 5.0, 'Hinson': 5.0, 'Center': 5.2, 'Arcogen': 5.9, 'Laguna Bell': 6.8, 'Harborgen': 7.6, 'Long Beach': 8.4, 'La Fresa': 9.1, 'Alamitos': 9.1, 'El Nido': 11.4, 'Mesa (SCE)': 11.4, 'Barre': 12.2, 'Redondo': 12.4, 'Chevmain': 13.2, 'La Cienega': 14.3, 'El Segundo': 14.4, 'Olinda': 15.2, 'Walnut': 15.6, 'Lewis': 16.6, 'Ellis': 19.0, 'Rio Hondo': 19.1, 'Goodrich': 19.3, 'Huntington Beach': 19.8, 'Villa Park': 20.1, 'Johanna': 21.8, 'Serrano': 22.4, 'Gould': 23.5, 'Santiago': 27.7, 'Chino': 29.7} | 5975.8979 | 2218.2649 | 37.12% | 3757.6331 | 62.88% | 929.4186 | 15.55% | 2984.5404 | 49.94% | 26.44 | 0 | 0% | 0 | 0% | 0 | 39.3243 | 0.658% | 0 | 0% | 2.2694 | 0.03798% | 5973.6286 | 697.8436 | 11.68% | 5278.0544 | 3735.8879 | 62.52% | 2240.01 | 3738.1575 | 62.55% | 2237.7405 | 0 | 0% | 5975.8979 | 26.8557 | 0.4494% | 5949.0422
89 | Mesa (SCE) | GREATER LA METRO | {'Laguna Bell': 4.7, 'Center': 7.5, 'Goodrich': 8.0, 'Rio Hondo': 8.8, 'Walnut': 9.4, 'Lighthipe': 11.4, 'Olinda': 12.5, 'Del Amo': 13.1, 'Gould': 13.4, 'La Cienega': 15.6, 'Hinson': 16.3, 'Arcogen': 17.0, 'La Fresa': 17.2, 'Barre': 17.4, 'El Nido': 18.0, 'Alamitos': 18.8, 'Harborgen': 19.0, 'Chevmain': 19.2, 'Long Beach': 19.8, 'Lewis': 19.9, 'El Segundo': 20.0, 'Redondo': 20.6, 'Villa Park': 22.0, 'Serrano': 23.4, 'Chino': 24.9, 'Ellis': 26.1, 'Johanna': 26.8, 'Padua': 27.6, 'Huntington Beach': 28.0, 'Sylmar': 29.0} | 2562.4397 | 335.368 | 13.09% | 2227.0717 | 86.91% | 1899.6959 | 74.14% | 655.0758 | 25.56% | 3.7108 | 0 | 0% | 0 | 0% | 0 | 179.6028 | 7.009% | 2349.2603 | 91.68% | 158.8881 | 6.201% | 2403.5516 | 1356.3075 | 52.93% | 1206.1322 | 1231.363 | 48.05% | 1331.0767 | 1415.7134 | 55.25% | 1146.7263 | 1666.7324 | 65.04% | 895.7073 | 744.7928 | 29.07% | 1817.6469
90 | Olinda | GREATER LA METRO | {'Walnut': 4.6, 'Lewis': 9.5, 'Barre': 10.1, 'Villa Park': 10.3, 'Center': 10.6, 'Serrano': 11.1, 'Rio Hondo': 11.5, 'Del Amo': 12.1, 'Mesa (SCE)': 12.5, 'Laguna Bell': 13.1, 'Chino': 14.5, 'Lighthipe': 15.2, 'Alamitos': 16.1, 'Johanna': 16.5, 'Goodrich': 17.0, 'Ellis': 18.0, 'Hinson': 19.4, 'Padua': 20.2, 'Arcogen': 20.5, 'Huntington Beach': 20.9, 'Harborgen': 21.0, 'Mira Loma': 21.0, 'Santiago': 21.3, 'Long Beach': 21.4, 'La Fresa': 24.2, 'Gould': 24.3, 'Rancho Vista': 24.3, 'Etiwanda': 24.7, 'Viejo': 25.1, 'El Nido': 26.2, 'La Cienega': 26.5, 'Redondo': 27.6, 'Chevmain': 27.8, 'El Segundo': 28.9} | 8921.1162 | 1855.4657 | 20.8% | 7065.6505 | 79.2% | 227.8044 | 2.554% | 7134.4915 | 79.97% | 13.8571 | 40.8893 | 0.4583% | 0 | 0% | 0 | 657.0155 | 7.365% | 8264.1592 | 92.64% | 4513.3594 | 50.59% | 4407.7568 | 376.8151 | 4.224% | 8544.3011 | 1226.5564 | 13.75% | 7694.5598 | 5857.8955 | 65.66% | 3063.2207 | 2643.394 | 29.63% | 6277.7222 | 1117.4974 | 12.53% | 7803.6188
91 | Pardee | GREATER LA METRO | {'Saugus': 1.3, 'Sylmar': 10.4, 'Moorpark': 21.3, 'Antelope': 23.5, 'Bailey': 25.7, 'Vincent': 26.7, 'Gould': 27.2} | 130929.4062 | 17426.5781 | 13.31% | 113502.8281 | 86.69% | 55052.3672 | 42.05% | 57796.5391 | 44.14% | 15 | 809.8383 | 0.6185% | 4134.9707 | 3.158% | 0 | 14432.041 | 11.02% | 116301.4297 | 88.83% | 71215.6328 | 54.39% | 59713.7734 | 3172.2729 | 2.423% | 127757.1333 | 10266.1318 | 7.841% | 120663.2744 | 78331.9609 | 59.83% | 52597.4453 | 64694.5 | 49.41% | 66234.9062 | 14850.333 | 11.34% | 116079.0732
92 | Rio Hondo | GREATER LA METRO | {'Goodrich': 6.9, 'Walnut': 6.9, 'Mesa (SCE)': 8.8, 'Olinda': 11.5, 'Laguna Bell': 13.1, 'Center': 14.1, 'Gould': 14.3, 'Chino': 18.8, 'Del Amo': 19.0, 'Lighthipe': 19.1, 'Padua': 19.6, 'Barre': 20.4, 'Lewis': 20.9, 'Villa Park': 21.7, 'Serrano': 22.0, 'La Cienega': 23.9, 'Hinson': 24.1, 'Alamitos': 24.4, 'Mira Loma': 24.8, 'Arcogen': 24.9, 'Rancho Vista': 25.6, 'La Fresa': 25.9, 'Etiwanda': 26.0, 'Harborgen': 26.6, 'El Nido': 26.8, 'Long Beach': 27.3, 'Vincent': 27.4, 'Johanna': 28.0, 'Chevmain': 28.0, 'El Segundo': 28.8, 'Ellis': 29.0, 'Redondo': 29.3} | 6666.7725 | 967.1335 | 14.51% | 5699.639 | 85.49% | 2259.7529 | 33.9% | 3876.7598 | 58.15% | 4.5229 | 0 | 0% | 0 | 0% | 0 | 653.0035 | 9.795% | 6013.8271 | 90.21% | 2278.6809 | 34.18% | 4388.0916 | 1452.6835 | 21.79% | 5214.089 | 1239.8595 | 18.6% | 5426.913 | 3631.8821 | 54.48% | 3034.8904 | 3278.636 | 49.18% | 3388.1365 | 1633.3456 | 24.5% | 5033.4269
93 | Saugus | GREATER LA METRO | {'Pardee': 1.3, 'Sylmar': 9.1, 'Moorpark': 21.1, 'Antelope': 24.1, 'Gould': 26.2, 'Vincent': 26.5, 'Bailey': 26.9} | 129816.4922 | 17470.1348 | 13.46% | 112346.3574 | 86.54% | 53566.1836 | 41.26% | 58395.7305 | 44.98% | 15.2 | 794.351 | 0.6119% | 4020.4177 | 3.097% | 0 | 12661.8506 | 9.754% | 116958.7188 | 90.1% | 70318.8047 | 54.17% | 59497.6875 | 3172.2729 | 2.444% | 126644.2192 | 10264.7754 | 7.907% | 119551.7168 | 77433.7734 | 59.65% | 52382.7188 | 63845.1406 | 49.18% | 65971.3516 | 14687.6895 | 11.31% | 115128.8027
94 | Vincent | GREATER LA METRO | {'Antelope': 17.3, 'Gould': 18.7, 'Goodrich': 23.1, 'Sylmar': 25.1, 'Saugus': 26.5, 'Pardee': 26.7, 'Rio Hondo': 27.4} | 142382.0938 | 39991.3711 | 28.09% | 102390.7227 | 71.91% | 16955.0566 | 11.91% | 32256.4668 | 22.65% | 37.5758 | 567.9015 | 0.3989% | 6481.0166 | 4.552% | 0 | 8812.0117 | 6.189% | 83047.875 | 58.33% | 19875.5234 | 13.96% | 122506.5703 | 58050.5039 | 40.77% | 84331.5898 | 38732.3984 | 27.2% | 103649.6953 | 78965.9609 | 55.46% | 63416.1328 | 40704.7695 | 28.59% | 101677.3242 | 6843.2505 | 4.806% | 135538.8433
95 | Borden | SPGE | {'Gregg': 6.1, 'Kearney': 16.0, 'West Fresno': 16.8, 'Cal Ave': 18.6, 'Newhall': 19.4, 'Dairyland': 20.5, 'Malaga': 21.3, 'Mc Mullin': 22.7, 'Le Grand': 24.2, 'Helm': 25.2, 'Sanger': 25.5, 'McCall': 28.8, 'Mendota': 29.7} | 334502.25 | 47073.0938 | 14.07% | 287429.1562 | 85.93% | 55244.0977 | 16.52% | 227329.5586 | 67.96% | 14.7 | 99092.6406 | 29.62% | 131881.0781 | 39.43% | 1 | 0 | 0% | 0 | 0% | 106706.1875 | 31.9% | 227796.0625 | 118517.8125 | 35.43% | 215984.4375 | 127810.7734 | 38.21% | 206691.4766 | 188516.3438 | 56.36% | 145985.9062 | 52107.1641 | 15.58% | 282395.0859 | 61991.3242 | 18.53% | 272510.9258
96 | Dairyland | SPGE | {'Le Grand': 9.3, 'Newhall': 13.0, 'Wilson': 17.2, 'Merced': 17.8, 'Borden': 20.5, 'Oro Loma': 22.0, 'Mendota': 24.4, 'Gregg': 26.1} | 416061.625 | 87707.8516 | 21.08% | 328353.7734 | 78.92% | 86009.2344 | 20.67% | 308707.3594 | 74.2% | 8.8494 | 219511.7812 | 52.76% | 129416.6328 | 31.11% | 1 | 0 | 0% | 0 | 0% | 200145.1875 | 48.1% | 215916.4375 | 97029.1484 | 23.32% | 319032.4766 | 121073.6094 | 29.1% | 294988.0156 | 250892.6094 | 60.3% | 165169.0156 | 15747.7842 | 3.785% | 400313.8408 | 55960.1172 | 13.45% | 360101.5078
97 | Gregg | SPGE | {'Borden': 6.1, 'Kearney': 10.3, 'West Fresno': 10.8, 'Cal Ave': 12.5, 'Malaga': 15.3, 'Mc Mullin': 18.4, 'Sanger': 19.7, 'McCall': 22.7, 'Newhall': 22.8, 'Helm': 23.1, 'Dairyland': 26.1} | 282182.0312 | 44195.4102 | 15.66% | 237986.6211 | 84.34% | 32808.6836 | 11.63% | 191267.5195 | 67.78% | 16 | 74517.7578 | 26.41% | 133259.625 | 47.22% | 1 | 0 | 0% | 0 | 0% | 58532.582 | 20.74% | 223649.4492 | 94815.6953 | 33.6% | 187366.3359 | 99325.5703 | 35.2% | 182856.4609 | 130143.2656 | 46.12% | 152038.7656 | 30357.9512 | 10.76% | 251824.0801 | 46457.7773 | 16.46% | 235724.2539
98 | Newhall | SPGE | {'Mendota': 12.4, 'Dairyland': 13.0, 'Oro Loma': 18.1, 'Borden': 19.4, 'Tranquility': 19.6, 'Cheney': 19.7, 'Panoche': 20.4, 'Helm': 20.8, 'Le Grand': 22.2, 'Gregg': 22.8, 'Mc Mullin': 26.7, 'Kearney': 27.1, 'Merced': 29.4, 'Wilson': 29.8} | 411889.6875 | 138131.3594 | 33.54% | 273758.3281 | 66.46% | 90960.0547 | 22.08% | 301296.8203 | 73.15% | 7.7687 | 239082.9844 | 58.05% | 127080.4062 | 30.85% | 1 | 0 | 0% | 0 | 0% | 159507.6562 | 38.73% | 252382.0312 | 47489.0625 | 11.53% | 364400.625 | 75211.2578 | 18.26% | 336678.4297 | 201100.2656 | 48.82% | 210789.4219 | 11475.333 | 2.786% | 400414.3545 | 37988.3906 | 9.223% | 373901.2969
99 | Ignacio | NORTHERN CALIFORNIA | {'Lakeville': 12.2, 'Carquinez': 15.9, 'Penngrove': 18.2, 'Tulucay': 18.9, 'Bellevue': 22.9, 'Martinez': 23.5, 'Martin (San Francisco H)': 26.8} | 94868.2656 | 11853.7139 | 12.49% | 83014.5518 | 87.51% | 24107.5957 | 25.41% | 53691.4668 | 56.6% | 28.0406 | 13726.4141 | 14.47% | 5529.269 | 5.828% | 0 | 33665.707 | 35.49% | 12233.6572 | 12.9% | 55648.9023 | 58.66% | 39219.3633 | 29914.791 | 31.53% | 64953.4746 | 52432.6953 | 55.27% | 42435.5703 | 76715.1875 | 80.86% | 18153.0781 | 37391.0742 | 39.41% | 57477.1914 | 7630.9961 | 8.044% | 87237.2695
100 | Calpella | NORTHERN CALIFORNIA | {'Mendocino': 3.7, 'Ukiah': 3.7, 'Hopland': 16.6, 'Cloverdale': 29.3} | 203229.2188 | 23222.7363 | 11.43% | 180006.4824 | 88.57% | 5204.0571 | 2.561% | 169637.2554 | 83.47% | 10.3261 | 4679.5728 | 2.303% | 10760.2559 | 5.295% | 0 | 161902.2344 | 79.66% | 22873.6152 | 11.26% | 75329.6797 | 37.07% | 127899.5391 | 51693.8594 | 25.44% | 151535.3594 | 86990.2266 | 42.8% | 116238.9922 | 134889.8594 | 66.37% | 68339.3594 | 123715.7734 | 60.87% | 79513.4453 | 3709.3267 | 1.825% | 199519.8921
101 | Hopland | NORTHERN CALIFORNIA | {'Cloverdale': 12.7, 'Ukiah': 13.2, 'Calpella': 16.6, 'Eagle Rock': 17.6, 'Mendocino': 20.2, 'Geysers': 23.2} | 190221.6094 | 19002.9121 | 9.99% | 171218.6973 | 90.01% | 10076.8398 | 5.297% | 156606.582 | 82.33% | 9.3636 | 7323.3179 | 3.85% | 11402.6787 | 5.994% | 0 | 130556.8906 | 68.63% | 35473.5898 | 18.65% | 105511.0469 | 55.47% | 84710.5625 | 59923.6406 | 31.5% | 130297.9688 | 86060.5391 | 45.24% | 104161.0703 | 146957.2812 | 77.26% | 43264.3281 | 102255.1797 | 53.76% | 87966.4297 | 2549.0474 | 1.34% | 187672.562
102 | Mendocino | NORTHERN CALIFORNIA | {'Calpella': 3.7, 'Ukiah': 7.4, 'Hopland': 20.2} | 199949.5 | 24331.1426 | 12.17% | 175618.3574 | 87.83% | 6961.9268 | 3.482% | 163186.4639 | 81.61% | 10.2097 | 5591.8003 | 2.797% | 9322.5039 | 4.662% | 0 | 154822.3906 | 77.43% | 27172.0449 | 13.59% | 76370.8125 | 38.2% | 123578.6875 | 51607.2461 | 25.81% | 148342.2539 | 84619.5156 | 42.32% | 115329.9844 | 136244.7344 | 68.14% | 63704.7656 | 120843.2656 | 60.44% | 79106.2344 | 3911.1382 | 1.956% | 196038.3618
103 | Ukiah | NORTHERN CALIFORNIA | {'Calpella': 3.7, 'Mendocino': 7.4, 'Hopland': 13.2, 'Cloverdale': 25.8, 'Eagle Rock': 29.9} | 208716.8906 | 31082.582 | 14.89% | 177634.3086 | 85.11% | 4952.5396 | 2.373% | 175164.1479 | 83.92% | 10.3529 | 6031.1113 | 2.89% | 13836.5254 | 6.629% | 0 | 172930.125 | 82.85% | 10643.1436 | 5.099% | 66903.5391 | 32.05% | 141813.3516 | 57473.7461 | 27.54% | 151243.1445 | 83795.0703 | 40.15% | 124921.8203 | 130934.6562 | 62.73% | 77782.2344 | 116233.8047 | 55.69% | 92483.0859 | 3653.3176 | 1.75% | 205063.573
104 | Le Grand | SPGE | {'Dairyland': 9.3, 'Wilson': 10.5, 'Merced': 13.2, 'Newhall': 22.2, 'Borden': 24.2, 'Oro Loma': 29.4} | 363180.6875 | 68219.3516 | 18.78% | 294961.3359 | 81.22% | 75427.6797 | 20.77% | 264126.9141 | 72.73% | 8.7356 | 146757.4062 | 40.41% | 101687.2266 | 28% | 1 | 0 | 0% | 0 | 0% | 161364.2344 | 44.43% | 201816.4531 | 121692.8906 | 33.51% | 241487.7969 | 137781.4062 | 37.94% | 225399.2812 | 224127.375 | 61.71% | 139053.3125 | 66569.8672 | 18.33% | 296610.8203 | 54233.5664 | 14.93% | 308947.1211
105 | Merced | SPGE | {'Wilson': 4.6, 'Le Grand': 13.2, 'Dairyland': 17.8, 'Oro Loma': 28.3, 'Newhall': 29.4} | 315969.2188 | 38082.1211 | 12.05% | 277887.0977 | 87.95% | 68535.8047 | 21.69% | 215394.9766 | 68.17% | 9.0788 | 120827.3359 | 38.24% | 119537.3047 | 37.83% | 1 | 0 | 0% | 0 | 0% | 148889.0156 | 47.12% | 167080.2031 | 119711 | 37.89% | 196258.2188 | 138341.5625 | 43.78% | 177627.6562 | 207957.8438 | 65.82% | 108011.375 | 30783.877 | 9.743% | 285185.3418 | 47409.5156 | 15% | 268559.7031
106 | Wilson | SPGE | {'Merced': 4.6, 'Le Grand': 10.5, 'Dairyland': 17.2, 'Newhall': 29.8} | 308987.2188 | 35178.0859 | 11.38% | 273809.1328 | 88.62% | 87170.9141 | 28.21% | 196458.2734 | 63.58% | 8.0702 | 111198.4766 | 35.99% | 87446.9531 | 28.3% | 1 | 0 | 0% | 0 | 0% | 155254.7344 | 50.25% | 153732.4844 | 135353.9062 | 43.81% | 173633.3125 | 158912.4531 | 51.43% | 150074.7656 | 218934.4375 | 70.86% | 90052.7812 | 64612.4766 | 20.91% | 244374.7422 | 56968.4453 | 18.44% | 252018.7734
107 | Los Banos | SPGE | {'Quinto': 5.3, 'Oro Loma': 23.3} | 249449.3906 | 28623.0254 | 11.47% | 220826.3652 | 88.53% | 97958.6719 | 39.27% | 142210.2344 | 57.01% | 6.4086 | 37286.5117 | 14.95% | 44301.6211 | 17.76% | 1 | 14858.3711 | 5.956% | 0 | 0% | 168400.3125 | 67.51% | 81049.0781 | 36891.543 | 14.79% | 212557.8477 | 68277.2109 | 27.37% | 181172.1797 | 177367.6094 | 71.1% | 72081.7812 | 102729.3984 | 41.18% | 146719.9922 | 19977.1543 | 8.008% | 229472.2363
108 | Coburn | SPGE | {} | 315141.5938 | 50584.3008 | 16.05% | 264557.293 | 83.95% | 155691.7344 | 49.4% | 155778.2656 | 49.43% | 5.4032 | 9935.5801 | 3.153% | 63501.8516 | 20.15% | 0 | 86874.75 | 27.57% | 0 | 0% | 113121.2656 | 35.9% | 202020.3281 | 18242.0957 | 5.789% | 296899.498 | 66472.1016 | 21.09% | 248669.4922 | 158532.7031 | 50.31% | 156608.8906 | 94331.4531 | 29.93% | 220810.1406 | 9860.5869 | 3.129% | 305281.0068
109 | Tulucay | NORTHERN CALIFORNIA | {'Carquinez': 10.9, 'Peabody': 16.3, 'Lakeville': 17.0, 'Martinez': 18.1, 'Ignacio': 18.9, 'Vaca Dixon': 21.6, 'Penngrove': 22.9, 'Shilo III': 23.5, 'Putah Creek': 24.1, 'Pittsburg': 24.9, 'Birds Landing': 25.3, 'Bellevue': 25.8, 'Clayton': 26.5} | 165287.875 | 16209.5215 | 9.807% | 149078.3535 | 90.19% | 12546.0342 | 7.59% | 112474.0127 | 68.05% | 26 | 18883.0059 | 11.42% | 25922.9883 | 15.68% | 0 | 66864.9297 | 40.45% | 14824.2695 | 8.969% | 102427.2188 | 61.97% | 62860.6562 | 23925.1699 | 14.47% | 141362.7051 | 57883.8516 | 35.02% | 107404.0234 | 131491.7969 | 79.55% | 33796.0781 | 59618.9609 | 36.07% | 105668.9141 | 15871.1133 | 9.602% | 149416.7617
110 | Brunswick | NORTHERN CALIFORNIA | {'Higgins': 13.3, 'Drum': 14.5, 'East Marysville': 28.6, 'Olivehurst': 28.9} | 200145.5469 | 31552.8281 | 15.76% | 168592.7188 | 84.24% | 7704.1416 | 3.849% | 88765.8662 | 44.35% | 25 | 2331.1611 | 1.165% | 1215.6439 | 0.6074% | 0 | 108765.4766 | 54.34% | 89779.6484 | 44.86% | 141202.5625 | 70.55% | 58942.9844 | 26260.4551 | 13.12% | 173885.0918 | 30916.4941 | 15.45% | 169229.0527 | 156964.2812 | 78.43% | 43181.2656 | 65072.3008 | 32.51% | 135073.2461 | 6788.311 | 3.392% | 193357.2358
111 | Higgins | NORTHERN CALIFORNIA | {'Brunswick': 13.3, 'Pleasant Grove': 19.2, 'Rio Oso': 21.6, 'Drum': 22.8, 'Olivehurst': 24.5, 'East Marysville': 26.6, 'Gold Hill': 26.8, 'Placerville': 27.2} | 198926.1875 | 23714.3281 | 11.92% | 175211.8594 | 88.08% | 3821.6667 | 1.921% | 73301.3645 | 36.85% | 33 | 6046.3188 | 3.039% | 3673.5181 | 1.847% | 0 | 143529.7344 | 72.15% | 28459.1777 | 14.31% | 162320.125 | 81.6% | 36606.0625 | 12288.3828 | 6.177% | 186637.8047 | 20691.7734 | 10.4% | 178234.4141 | 165117.2656 | 83% | 33808.9219 | 62226.7031 | 31.28% | 136699.4844 | 17929.6777 | 9.013% | 180996.5098
112 | Barre | GREATER LA METRO | {'Lewis': 4.8, 'Del Amo': 7.1, 'Alamitos': 7.4, 'Villa Park': 8.5, 'Ellis': 8.8, 'Johanna': 9.9, 'Olinda': 10.1, 'Center': 10.9, 'Serrano': 11.1, 'Huntington Beach': 11.2, 'Lighthipe': 12.2, 'Hinson': 13.9, 'Walnut': 13.9, 'Harborgen': 14.3, 'Long Beach': 14.3, 'Laguna Bell': 15.0, 'Arcogen': 15.1, 'Santiago': 15.8, 'Mesa (SCE)': 17.4, 'Rio Hondo': 20.4, 'La Fresa': 20.6, 'Chino': 21.8, 'Viejo': 21.9, 'El Nido': 23.3, 'Redondo': 23.5, 'Goodrich': 24.4, 'Trabuco': 24.6, 'Chevmain': 25.1, 'El Segundo': 26.3, 'La Cienega': 26.3, 'Margarita': 27.1, 'Capistrano': 27.4, 'Mira Loma': 27.6, 'Padua': 29.1} | 11652.9111 | 2468.1917 | 21.18% | 9184.7195 | 78.82% | 654.1525 | 5.614% | 4605.0242 | 39.52% | 48 | 1.6016 | 0.01374% | 1.9013 | 0.01632% | 0 | 23.4272 | 0.201% | 3743.5828 | 32.13% | 2466.8911 | 21.17% | 9186.02 | 1669.7681 | 14.33% | 9983.1431 | 5769.6963 | 49.51% | 5883.2148 | 8411.8438 | 72.19% | 3241.0674 | 1438.6805 | 12.35% | 10214.2306 | 999.7705 | 8.58% | 10653.1406
113 | Ellis | GREATER LA METRO | {'Huntington Beach': 3.4, 'Johanna': 5.6, 'Barre': 8.8, 'Lewis': 8.9, 'Santiago': 10.2, 'Alamitos': 10.5, 'Villa Park': 10.9, 'Serrano': 13.3, 'Del Amo': 14.3, 'Long Beach': 17.2, 'Viejo': 17.4, 'Harborgen': 17.6, 'Trabuco': 17.7, 'Olinda': 18.0, 'Hinson': 18.6, 'Lighthipe': 19.0, 'Center': 19.2, 'Arcogen': 19.5, 'Capistrano': 20.0, 'Margarita': 20.4, 'Walnut': 22.3, 'Laguna Bell': 23.2, 'La Fresa': 25.8, 'Mesa (SCE)': 26.1, 'Chino': 26.4, 'Talega': 26.8, 'Redondo': 28.0, 'El Nido': 28.7, 'Lee Lake (Proposed)': 28.8, 'Rio Hondo': 29.0} | 7200.2876 | 981.4156 | 13.63% | 6218.872 | 86.37% | 331.9166 | 4.61% | 463.7625 | 6.441% | 48 | 11.983 | 0.1664% | 25.2447 | 0.3506% | 0 | 141.9606 | 1.972% | 577.2763 | 8.017% | 249.2309 | 3.461% | 6951.0567 | 1583.7349 | 22% | 5616.5527 | 5773.8081 | 80.19% | 1426.4795 | 6114.8555 | 84.93% | 1085.4321 | 17.1085 | 0.2376% | 7183.1791 | 473.5017 | 6.576% | 6726.7859
114 | Johanna | GREATER LA METRO | {'Ellis': 5.6, 'Santiago': 5.9, 'Lewis': 7.1, 'Villa Park': 7.1, 'Huntington Beach': 8.6, 'Serrano': 8.7, 'Barre': 9.9, 'Viejo': 12.5, 'Trabuco': 14.6, 'Alamitos': 14.6, 'Olinda': 16.5, 'Del Amo': 16.8, 'Margarita': 17.2, 'Capistrano': 17.6, 'Center': 20.8, 'Walnut': 21.1, 'Lighthipe': 21.8, 'Long Beach': 21.8, 'Harborgen': 22.0, 'Chino': 22.0, 'Hinson': 22.5, 'Lee Lake (Proposed)': 23.3, 'Arcogen': 23.6, 'Talega': 24.2, 'Laguna Bell': 24.8, 'Mira Loma': 26.2, 'Mesa (SCE)': 26.8, 'Rio Hondo': 28.0, 'San Onofre': 29.3, 'La Fresa': 29.7} | 14054.1709 | 654.5317 | 4.657% | 13399.6392 | 95.34% | 2333.6174 | 16.6% | 3346.1267 | 23.81% | 47 | 12.6968 | 0.09034% | 26.2704 | 0.1869% | 0 | 154.6359 | 1.1% | 8030.8931 | 57.14% | 3090.8669 | 21.99% | 10963.304 | 4933.5381 | 35.1% | 9120.6328 | 10165.9258 | 72.33% | 3888.2451 | 12748.3857 | 90.71% | 1305.7852 | 4904.1025 | 34.89% | 9150.0684 | 1230.8398 | 8.758% | 12823.3311
115 | Lewis | GREATER LA METRO | {'Villa Park': 3.7, 'Barre': 4.8, 'Serrano': 6.4, 'Johanna': 7.1, 'Ellis': 8.9, 'Olinda': 9.5, 'Del Amo': 11.7, 'Alamitos': 11.9, 'Huntington Beach': 12.1, 'Santiago': 12.5, 'Walnut': 14.0, 'Center': 14.5, 'Lighthipe': 16.6, 'Viejo': 17.7, 'Chino': 18.2, 'Laguna Bell': 18.3, 'Hinson': 18.6, 'Harborgen': 19.0, 'Long Beach': 19.0, 'Arcogen': 19.8, 'Mesa (SCE)': 19.9, 'Rio Hondo': 20.9, 'Trabuco': 21.4, 'Mira Loma': 23.6, 'Margarita': 23.7, 'Capistrano': 24.5, 'La Fresa': 25.3, 'Goodrich': 26.0, 'Padua': 26.1, 'Lee Lake (Proposed)': 26.2, 'El Nido': 27.9, 'Redondo': 28.2, 'Rancho Vista': 28.4, 'Etiwanda': 28.8, 'Chevmain': 29.7} | 18744.125 | 2385.3848 | 12.73% | 16358.7402 | 87.27% | 1433.8739 | 7.65% | 9306.5538 | 49.65% | 47 | 53.069 | 0.2831% | 25.6069 | 0.1366% | 0 | 781.6784 | 4.17% | 11830.2383 | 63.11% | 6725.6113 | 35.88% | 12018.5137 | 2442.1855 | 13.03% | 16301.9395 | 8538.4961 | 45.55% | 10205.6289 | 14977.96 | 79.91% | 3766.165 | 5538.1694 | 29.55% | 13205.9556 | 1790.134 | 9.55% | 16953.991
116 | Santiago | GREATER LA METRO | {'Johanna': 5.9, 'Viejo': 7.2, 'Trabuco': 8.9, 'Ellis': 10.2, 'Villa Park': 11.1, 'Margarita': 11.3, 'Serrano': 11.4, 'Capistrano': 12.0, 'Huntington Beach': 12.2, 'Lewis': 12.5, 'Barre': 15.8, 'Talega': 18.5, 'Lee Lake (Proposed)': 19.2, 'Alamitos': 20.3, 'Olinda': 21.3, 'Del Amo': 22.7, 'Chino': 23.5, 'San Onofre': 23.8, 'Walnut': 25.9, 'Mira Loma': 26.4, 'Center': 26.6, 'Long Beach': 27.2, 'Harborgen': 27.6, 'Lighthipe': 27.7, 'Hinson': 28.3, 'Arcogen': 29.3} | 22769.7266 | 1041.1361 | 4.572% | 21728.5905 | 95.43% | 5978.8135 | 26.26% | 6709.9639 | 29.47% | 48 | 108.0715 | 0.4746% | 47.3548 | 0.208% | 0 | 5043.1001 | 22.15% | 12084.0762 | 53.07% | 8123.3984 | 35.68% | 14646.3281 | 8166.5791 | 35.87% | 14603.1475 | 15865.0059 | 69.68% | 6904.7207 | 20323.3281 | 89.26% | 2446.3984 | 10119.9424 | 44.44% | 12649.7842 | 2363.1309 | 10.38% | 20406.5957
117 | Serrano | GREATER LA METRO | {'Villa Park': 2.7, 'Lewis': 6.4, 'Johanna': 8.7, 'Olinda': 11.1, 'Barre': 11.1, 'Santiago': 11.4, 'Ellis': 13.3, 'Chino': 13.3, 'Viejo': 14.0, 'Walnut': 15.4, 'Huntington Beach': 16.6, 'Del Amo': 17.7, 'Mira Loma': 17.9, 'Alamitos': 18.3, 'Center': 19.4, 'Trabuco': 19.5, 'Lee Lake (Proposed)': 20.3, 'Margarita': 21.3, 'Padua': 21.9, 'Rio Hondo': 22.0, 'Lighthipe': 22.4, 'Laguna Bell': 22.9, 'Capistrano': 22.9, 'Rancho Vista': 23.1, 'Etiwanda': 23.4, 'Mesa (SCE)': 23.4, 'Hinson': 24.9, 'Harborgen': 25.4, 'Long Beach': 25.4, 'Arcogen': 26.1, 'Goodrich': 28.1, 'Talega': 28.8} | 25996.0195 | 3907.6562 | 15.03% | 22088.3633 | 84.97% | 4865.4473 | 18.72% | 15454.8691 | 59.45% | 16.1633 | 346.0437 | 1.331% | 791.2225 | 3.044% | 0 | 4077.927 | 15.69% | 19159.5176 | 73.7% | 9879.0381 | 38% | 16116.9814 | 3734.3232 | 14.36% | 22261.6963 | 9768.457 | 37.58% | 16227.5625 | 18484.9219 | 71.11% | 7511.0977 | 10468.1318 | 40.27% | 15527.8877 | 4854.7427 | 18.67% | 21141.2769
118 | Villa Park | GREATER LA METRO | {'Serrano': 2.7, 'Lewis': 3.7, 'Johanna': 7.1, 'Barre': 8.5, 'Olinda': 10.3, 'Ellis': 10.9, 'Santiago': 11.1, 'Huntington Beach': 14.3, 'Walnut': 14.9, 'Viejo': 15.1, 'Del Amo': 15.3, 'Chino': 15.5, 'Alamitos': 15.6, 'Center': 17.4, 'Trabuco': 19.7, 'Lighthipe': 20.1, 'Mira Loma': 20.4, 'Laguna Bell': 21.1, 'Rio Hondo': 21.7, 'Margarita': 21.8, 'Mesa (SCE)': 22.0, 'Hinson': 22.3, 'Lee Lake (Proposed)': 22.6, 'Harborgen': 22.8, 'Long Beach': 22.8, 'Capistrano': 23.0, 'Arcogen': 23.5, 'Padua': 23.8, 'Rancho Vista': 25.5, 'Etiwanda': 25.8, 'Goodrich': 27.3, 'La Fresa': 28.9, 'Talega': 29.2} | 25827.3613 | 2601.8323 | 10.07% | 23225.5291 | 89.93% | 2870.396 | 11.11% | 14690.9146 | 56.88% | 47 | 205.4843 | 0.7956% | 506.9523 | 1.963% | 0 | 3981.4236 | 15.42% | 16164.4014 | 62.59% | 8739.9287 | 33.84% | 17087.4326 | 3788.627 | 14.67% | 22038.7344 | 12481.502 | 48.33% | 13345.8594 | 20527.4238 | 79.48% | 5299.9375 | 8272.7383 | 32.03% | 17554.623 | 4655.2378 | 18.02% | 21172.1235
119 | Capistrano | GREATER LA METRO | {'Margarita': 3.4, 'Trabuco': 3.5, 'Talega': 6.8, 'Viejo': 10.7, 'San Onofre': 11.8, 'Santiago': 12.0, 'Johanna': 17.6, 'Ellis': 20.0, 'Huntington Beach': 20.2, 'Lee Lake (Proposed)': 20.5, 'Serrano': 22.9, 'Villa Park': 23.0, 'Lewis': 24.5, 'Barre': 27.4, 'San Luis Rey': 28.2} | 20322.8555 | 1478.3151 | 7.274% | 18844.5404 | 92.73% | 7544.3374 | 37.12% | 7730.7915 | 38.04% | 43 | 215.4163 | 1.06% | 46.2 | 0.2273% | 0 | 15163.6387 | 74.61% | 3708.3032 | 18.25% | 5987.0459 | 29.46% | 14335.8096 | 11723.2041 | 57.68% | 8599.6514 | 13462.4482 | 66.24% | 6860.4072 | 16402.2637 | 80.71% | 3920.5918 | 10664.8721 | 52.48% | 9657.9834 | 1362.3276 | 6.703% | 18960.5278
120 | Trabuco | GREATER LA METRO | {'Margarita': 2.8, 'Capistrano': 3.5, 'Viejo': 7.4, 'Santiago': 8.9, 'Talega': 9.6, 'Johanna': 14.6, 'San Onofre': 15.0, 'Ellis': 17.7, 'Lee Lake (Proposed)': 18.2, 'Huntington Beach': 18.5, 'Serrano': 19.5, 'Villa Park': 19.7, 'Lewis': 21.4, 'Barre': 24.6, 'Alamitos': 28.2} | 25347.5312 | 1519.6643 | 5.995% | 23827.8669 | 94% | 9877.4854 | 38.97% | 9283.3916 | 36.62% | 39.92 | 217.0179 | 0.8562% | 48.1012 | 0.1898% | 0 | 15425.4082 | 60.86% | 7998.3428 | 31.55% | 9897.8018 | 39.05% | 15449.7295 | 12597.3398 | 49.7% | 12750.1914 | 16183.4014 | 63.85% | 9164.1299 | 21383.4844 | 84.36% | 3964.0469 | 13798.5762 | 54.44% | 11548.9551 | 1949.9861 | 7.693% | 23397.5452
121 | Pleasant Grove | NORTHERN CALIFORNIA | {'Rio Oso': 11.6, 'Gold Hill': 14.6, 'Higgins': 19.2, 'Olivehurst': 22.6, 'Woodland': 26.4, 'East Marysville': 27.3, 'Placerville': 28.9, 'Davis': 30.0} | 183884.9219 | 41208.2109 | 22.41% | 142676.7109 | 77.59% | 7396.3315 | 4.022% | 124217.5747 | 67.55% | 21.2 | 50692.5156 | 27.57% | 43231.25 | 23.51% | 0 | 36150.0664 | 19.66% | 776.262 | 0.4221% | 74493.0625 | 40.51% | 109391.8594 | 4797.2998 | 2.609% | 179087.6221 | 35940.8047 | 19.55% | 147944.1172 | 109173.4453 | 59.37% | 74711.4766 | 15888.9014 | 8.641% | 167996.0205 | 35641.2344 | 19.38% | 148243.6875
122 | Summit | NORTHERN CALIFORNIA | {'Drum': 21.2} | 161149.875 | 24784.3066 | 15.38% | 136365.5684 | 84.62% | 88608.5078 | 54.99% | 56663.3828 | 35.16% | 29 | 0 | 0% | 0 | 0% | 0 | 90451.9453 | 56.13% | 5144.5903 | 3.192% | 39746.5742 | 24.66% | 121403.3008 | 24884.1855 | 15.44% | 136265.6895 | 50739.3633 | 31.49% | 110410.5117 | 81430.2969 | 50.53% | 79719.5781 | 101541.2969 | 63.01% | 59608.5781 | 14142.6572 | 8.776% | 147007.2178
123 | Devers | RIVERSIDE | {'Mirage': 14.4, 'El Casco': 28.8} | 64917.8203 | 18294.2207 | 28.18% | 46623.5996 | 71.82% | 9821.8115 | 15.13% | 24103.3799 | 37.13% | 35.0564 | 83.2914 | 0.1283% | 0 | 0% | 0 | 16758.6934 | 25.82% | 13172.1035 | 20.29% | 19974.0098 | 30.77% | 44943.8105 | 26420.0215 | 40.7% | 38497.7988 | 26256.3496 | 40.45% | 38661.4707 | 37566.4219 | 57.87% | 27351.3984 | 19447.3711 | 29.96% | 45470.4492 | 523.0899 | 0.8058% | 64394.7304
124 | Kern | RIVERSIDE | {'Redbluff': 15.1} | 35189.4375 | 15319.0342 | 43.53% | 19870.4033 | 56.47% | 14157.2266 | 40.23% | 20374.0781 | 57.9% | 4.6427 | 320.9153 | 0.912% | 0 | 0% | 0 | 0 | 0% | 0 | 0% | 3263.8359 | 9.275% | 31925.6016 | 6972.2734 | 19.81% | 28217.1641 | 0 | 0% | 35189.4375 | 9892.5459 | 28.11% | 25296.8916 | 11564.0566 | 32.86% | 23625.3809 | 264.1369 | 0.7506% | 34925.3006
125 | Mirage | RIVERSIDE | {'Devers': 14.4} | 59217.0664 | 21966.3242 | 37.09% | 37250.7422 | 62.91% | 2437.2031 | 4.116% | 23195.0312 | 39.17% | 33.9055 | 589.9842 | 0.9963% | 1263.0002 | 2.133% | 0 | 4687.2417 | 7.915% | 0 | 0% | 6970.7612 | 11.77% | 52246.3052 | 22927.7168 | 38.72% | 36289.3496 | 16949.8008 | 28.62% | 42267.2656 | 26666.4277 | 45.03% | 32550.6387 | 12783.292 | 21.59% | 46433.7744 | 13.9384 | 0.02354% | 59203.128
126 | Valley (SCE) | RIVERSIDE | {'El Casco': 16.3, 'Lee Lake (Proposed)': 16.9, 'Vista': 22.8, 'San Bernardino': 23.9, 'Viejo': 28.5, 'Mira Loma': 29.9} | 116581.875 | 31066.1934 | 26.65% | 85515.6816 | 73.35% | 2925.7324 | 2.51% | 49392.5684 | 42.37% | 29 | 11898.7285 | 10.21% | 4004.6284 | 3.435% | 0 | 41635.2109 | 35.71% | 56929.2891 | 48.83% | 22356.1152 | 19.18% | 94225.7598 | 52934.9648 | 45.41% | 63646.9102 | 75367.5391 | 64.65% | 41214.3359 | 78645.4531 | 67.46% | 37936.4219 | 26789.6289 | 22.98% | 89792.2461 | 6630.0078 | 5.687% | 109951.8672
127 | Gold Hill | NORTHERN CALIFORNIA | {'Pleasant Grove': 14.6, 'Placerville': 19.7, 'Rio Oso': 26.2, 'Higgins': 26.8} | 128355.6406 | 17193.4316 | 13.4% | 111162.209 | 86.6% | 8492.2305 | 6.616% | 63563.9727 | 49.52% | 37.1111 | 5345.5171 | 4.165% | 2620.3743 | 2.041% | 0 | 26615.4297 | 20.74% | 32711.3906 | 25.48% | 83665.5312 | 65.18% | 44690.1094 | 26288.5586 | 20.48% | 102067.082 | 23800.1875 | 18.54% | 104555.4531 | 90969.9766 | 70.87% | 37385.6641 | 53798.0547 | 41.91% | 74557.5859 | 19434.6074 | 15.14% | 108921.0332
128 | Grand Island | NORTHERN CALIFORNIA | {'Shilo III': 14.6, 'Birds Landing': 15.0, 'Eight Mile': 16.6, 'Contra Costa': 19.1, 'Peabody': 21.0, 'Stagg': 21.1, 'Pittsburg': 21.4, 'Vaca Dixon': 21.4, 'Lone Tree': 21.8, 'Brentwood': 22.1, 'Davis': 23.0, 'Lockeford': 24.7, 'Clayton': 28.6, 'Weber': 28.8, 'Putah Creek': 29.8, 'Delta Switching Yard': 29.8, 'Kelso': 30.0} | 331065 | 40164.4492 | 12.13% | 290900.5508 | 87.87% | 58760.9961 | 17.75% | 244271.5352 | 73.78% | 9.0027 | 105854.6328 | 31.97% | 145304.125 | 43.89% | 0 | 0 | 0% | 0 | 0% | 35771.3555 | 10.8% | 295293.6445 | 82700.6406 | 24.98% | 248364.3594 | 94156.5781 | 28.44% | 236908.4219 | 113447.3359 | 34.27% | 217617.6641 | 1828.0094 | 0.5522% | 329236.9906 | 41443.168 | 12.52% | 289621.832
129 | Chino | GREATER LA METRO | {'Mira Loma': 6.6, 'Padua': 8.7, 'Rancho Vista': 10.3, 'Etiwanda': 10.7, 'Serrano': 13.3, 'Olinda': 14.5, 'Villa Park': 15.5, 'Walnut': 15.6, 'Lewis': 18.2, 'Rio Hondo': 18.8, 'Vista': 20.8, 'Lee Lake (Proposed)': 21.6, 'Barre': 21.8, 'Johanna': 22.0, 'Viejo': 22.9, 'Santiago': 23.5, 'Mesa (SCE)': 24.9, 'Center': 25.0, 'Goodrich': 25.7, 'San Bernardino': 25.9, 'Del Amo': 26.2, 'Ellis': 26.4, 'Laguna Bell': 27.0, 'Alamitos': 29.0, 'Lighthipe': 29.7, 'Huntington Beach': 29.8} | 23918.8594 | 5548.3838 | 23.2% | 18370.4756 | 76.8% | 2373.9829 | 9.925% | 14803.6343 | 61.89% | 20.3077 | 572.3815 | 2.393% | 1703.5291 | 7.122% | 0 | 4284.2666 | 17.91% | 14200.9141 | 59.37% | 8585.998 | 35.9% | 15332.8613 | 2038.1924 | 8.521% | 21880.667 | 6631.7505 | 27.73% | 17287.1089 | 14361.1328 | 60.04% | 9557.7266 | 7526.7446 | 31.47% | 16392.1147 | 4537.4409 | 18.97% | 19381.4185
130 | Kramer | GREATER KRAMER | {'Ransburg': 26.6, 'Roadway': 29.4} | 73134.9531 | 7352.2646 | 10.05% | 65782.6885 | 89.95% | 9604.0225 | 13.13% | 37943.2432 | 51.88% | 27.215 | 0 | 0% | 0 | 0% | 0 | 0 | 0% | 0 | 0% | 38364.3711 | 52.46% | 34770.582 | 24973.9004 | 34.15% | 48161.0527 | 2601.7783 | 3.558% | 70533.1748 | 55043.6797 | 75.26% | 18091.2734 | 42811.3711 | 58.54% | 30323.582 | 955.5422 | 1.307% | 72179.4109
131 | Lugo | GREATER KRAMER | {'Victor': 9.6, 'Roadway': 14.7, 'San Bernardino': 21.1, 'Etiwanda': 21.2, 'Rancho Vista': 21.4, 'Vista': 22.6, 'Padua': 23.0, 'Mira Loma': 27.1, 'Calcite': 27.8} | 112150.9844 | 16298.2295 | 14.53% | 95852.7549 | 85.47% | 15788.2002 | 14.08% | 34750.3154 | 30.99% | 39.25 | 106.4738 | 0.09494% | 7.5136 | 0.0067% | 0 | 29645.4922 | 26.43% | 39113.0625 | 34.88% | 56067.6016 | 49.99% | 56083.3828 | 67710.7656 | 60.37% | 44440.2188 | 58317.7656 | 52% | 53833.2188 | 93932.6953 | 83.76% | 18218.2891 | 32577.9492 | 29.05% | 79573.0352 | 3515.7373 | 3.135% | 108635.2471
132 | Mira Loma | GREATER LA METRO | {'Rancho Vista': 5.8, 'Etiwanda': 6.0, 'Chino': 6.6, 'Padua': 8.8, 'Vista': 14.3, 'Serrano': 17.9, 'Lee Lake (Proposed)': 19.0, 'San Bernardino': 19.3, 'Villa Park': 20.4, 'Olinda': 21.0, 'Walnut': 22.1, 'Lewis': 23.6, 'Viejo': 23.9, 'Rio Hondo': 24.8, 'Johanna': 26.2, 'Santiago': 26.4, 'Lugo': 27.1, 'Barre': 27.6, 'El Casco': 28.1, 'Valley': 29.9} | 27744.1152 | 5449.3472 | 19.64% | 22294.7681 | 80.36% | 2668.5957 | 9.619% | 16578.2422 | 59.75% | 27.3857 | 786.0287 | 2.833% | 1812.0364 | 6.531% | 0 | 6491.3179 | 23.4% | 13293.79 | 47.92% | 8642.1094 | 31.15% | 19102.0059 | 4897.0952 | 17.65% | 22847.02 | 11721.9551 | 42.25% | 16022.1602 | 18887.4219 | 68.08% | 8856.6934 | 8095.7432 | 29.18% | 19648.3721 | 4565.4658 | 16.46% | 23178.6494
133 | Padua | GREATER LA METRO | {'Rancho Vista': 6.4, 'Etiwanda': 6.8, 'Chino': 8.7, 'Mira Loma': 8.8, 'Vista': 19.2, 'Walnut': 19.4, 'Rio Hondo': 19.6, 'Olinda': 20.2, 'Serrano': 21.9, 'Lugo': 23.0, 'San Bernardino': 23.1, 'Villa Park': 23.8, 'Goodrich': 25.8, 'Lewis': 26.1, 'Mesa (SCE)': 27.6, 'Lee Lake (Proposed)': 27.7, 'Barre': 29.1, 'Center': 29.8} | 25615.7266 | 5249.3125 | 20.49% | 20366.4141 | 79.51% | 2467.5439 | 9.633% | 14448.1611 | 56.4% | 33 | 581.9429 | 2.272% | 1703.5291 | 6.65% | 0 | 5224.2866 | 20.39% | 14957.7627 | 58.39% | 13995.5088 | 54.64% | 11620.2178 | 7269.1357 | 28.38% | 18346.5908 | 9069.0088 | 35.4% | 16546.7178 | 17984.7383 | 70.21% | 7630.9883 | 7197.9287 | 28.1% | 18417.7979 | 4094.5513 | 15.98% | 21521.1753
134 | Pisgah | GREATER KRAMER | {'Coolwater': 27.3} | 40201.5586 | 13100.6094 | 32.59% | 27100.9492 | 67.41% | 13492.291 | 33.56% | 15867.5879 | 39.47% | 12.6543 | 360.2739 | 0.8962% | 439.4557 | 1.093% | 0 | 0 | 0% | 0 | 0% | 8081.9019 | 20.1% | 32119.6567 | 9042.0518 | 22.49% | 31159.5068 | 10198.7031 | 25.37% | 30002.8555 | 12012.8828 | 29.88% | 28188.6758 | 20172.2344 | 50.18% | 20029.3242 | 683.3157 | 1.7% | 39518.2429
135 | Roadway | GREATER KRAMER | {'Victor': 5.1, 'Lugo': 14.7, 'Calcite': 28.5, 'Kramer': 29.4, 'Tortilla': 29.4} | 154782.75 | 48977.4492 | 31.64% | 105805.3008 | 68.36% | 1035.3993 | 0.6689% | 27912.339 | 18.03% | 40.6 | 803.426 | 0.5191% | 191.9571 | 0.124% | 0 | 8854.6367 | 5.721% | 0 | 0% | 45598.6641 | 29.46% | 109184.0859 | 68849.1875 | 44.48% | 85933.5625 | 23732.1738 | 15.33% | 131050.5762 | 90600.9766 | 58.53% | 64181.7734 | 30918.7793 | 19.98% | 123863.9707 | 1646.3557 | 1.064% | 153136.3943
136 | Tortilla | GREATER KRAMER | {'Coolwater': 10.0, 'Calcite': 24.5, 'Roadway': 29.4} | 95652.6484 | 9132.6865 | 9.548% | 86519.9619 | 90.45% | 8698.167 | 9.093% | 48718.2119 | 50.93% | 24.0079 | 203.4881 | 0.2127% | 2007.6562 | 2.099% | 0 | 0 | 0% | 0 | 0% | 58858.9766 | 61.53% | 36793.6719 | 48877.1523 | 51.1% | 46775.4961 | 18655.9902 | 19.5% | 76996.6582 | 76371.4531 | 79.84% | 19281.1953 | 45187.5938 | 47.24% | 50465.0547 | 2866.9207 | 2.997% | 92785.7278
137 | Victor | GREATER KRAMER | {'Roadway': 5.1, 'Lugo': 9.6, 'Calcite': 26.9, 'Etiwanda': 29.7, 'Rancho Vista': 29.9} | 174328.9688 | 47274.4219 | 27.12% | 127054.5469 | 72.88% | 5743.1826 | 3.294% | 38498.1572 | 22.08% | 41.7222 | 816.4702 | 0.4684% | 173.5728 | 0.09957% | 0 | 24904.1289 | 14.29% | 17308.9766 | 9.929% | 54590.3828 | 31.31% | 119738.5859 | 99874.5234 | 57.29% | 74454.4453 | 51582.4961 | 29.59% | 122746.4727 | 117650.8203 | 67.49% | 56678.1484 | 35155.5977 | 20.17% | 139173.3711 | 2864.2178 | 1.643% | 171464.751
138 | Vista (SCE) | RIVERSIDE | {'San Bernardino': 5.3, 'Etiwanda': 12.4, 'Rancho Vista': 12.8, 'Mira Loma': 14.3, 'El Casco': 14.8, 'Padua': 19.2, 'Chino': 20.8, 'Lee Lake (Proposed)': 21.5, 'Lugo': 22.6, 'Valley': 22.8} | 52321.1328 | 4155.666 | 7.943% | 48165.4668 | 92.06% | 6463.7354 | 12.35% | 25562.6709 | 48.86% | 28.5429 | 534.8639 | 1.022% | 800.3203 | 1.53% | 0 | 9626.6445 | 18.4% | 39156.9922 | 74.84% | 22262.4316 | 42.55% | 30058.7012 | 23461.6582 | 44.84% | 28859.4746 | 30962.0117 | 59.18% | 21359.1211 | 43433.6953 | 83.01% | 8887.4375 | 19140.1465 | 36.58% | 33180.9863 | 2644.2769 | 5.054% | 49676.856
139 | Encina | SAN DIEGO | {'Palomar': 2.9, 'San Luis Rey': 5.1, 'Escondido': 12.7, 'Penasquitos': 16.5, 'San Onofre': 20.4, 'Sycamore Canyon': 23.3, 'Kearny': 24.0, 'Talega': 25.7, 'Mission': 26.9, 'Old Town': 26.9} | 20779 | 2796.6116 | 13.46% | 17982.3884 | 86.54% | 16.591 | 0.07985% | 2867.8499 | 13.8% | 47 | 4070.6118 | 19.59% | 1332.906 | 6.415% | 0 | 19157.541 | 92.2% | 0 | 0% | 12694.6455 | 61.09% | 8084.3545 | 7692.0601 | 37.02% | 13086.9399 | 10079.7217 | 48.51% | 10699.2783 | 16261.6318 | 78.26% | 4517.3682 | 327.2827 | 1.575% | 20451.7173 | 1232.6277 | 5.932% | 19546.3723
140 | Escondido | SAN DIEGO | {'Palomar': 9.9, 'Encina': 12.7, 'San Luis Rey': 13.9, 'Sycamore Canyon': 15.2, 'Penasquitos': 15.5, 'Kearny': 20.2, 'Mission': 23.6, 'Old Town': 25.2, 'Silvergate': 29.7} | 112589.5469 | 31059.5508 | 27.59% | 81529.9961 | 72.41% | 9919.5156 | 8.81% | 30866.1055 | 27.41% | 37 | 16574.2422 | 14.72% | 4709.96 | 4.183% | 0 | 55363.4141 | 49.17% | 56457.7148 | 50.14% | 51181.0234 | 45.46% | 61408.5234 | 25553.8125 | 22.7% | 87035.7344 | 32952.8555 | 29.27% | 79636.6914 | 63273.5547 | 56.2% | 49315.9922 | 25063.9531 | 22.26% | 87525.5938 | 7617.1738 | 6.765% | 104972.373
141 | Kearny | SAN DIEGO | {'Mission': 3.4, 'Old Town': 5.8, 'Penasquitos': 7.8, 'Sycamore Canyon': 8.3, 'Silvergate': 9.5, 'Miguel': 13.7, 'Bay Boulevard': 15.6, 'Escondido': 20.2, 'Palomar': 21.9, 'Otay Mesa': 22.0, 'Encina': 24.0, 'Suncrest': 26.2, 'San Luis Rey': 28.6} | 14518.1982 | 1298.6223 | 8.945% | 13219.5759 | 91.06% | 2832.9236 | 19.51% | 3923.3347 | 27.02% | 26 | 149.5517 | 1.03% | 7.8077 | 0.05378% | 0 | 3370.8953 | 23.22% | 5656.8872 | 38.96% | 6104.3843 | 42.05% | 8413.814 | 5648.2832 | 38.9% | 8869.915 | 9373.0947 | 64.56% | 5145.1035 | 13165.0879 | 90.68% | 1353.1104 | 1464.3959 | 10.09% | 13053.8024 | 341.8604 | 2.355% | 14176.3378
142 | Miguel | SAN DIEGO | {'Bay Boulevard': 8.1, 'Otay Mesa': 8.3, 'Silvergate': 9.4, 'Mission': 11.6, 'Old Town': 13.6, 'Kearny': 13.7, 'Sycamore Canyon': 16.7, 'Suncrest': 19.7, 'Penasquitos': 21.5} | 38037.3008 | 3330.1665 | 8.755% | 34707.1343 | 91.24% | 3965.5281 | 10.43% | 15112.1145 | 39.73% | 25.5 | 47.4492 | 0.1247% | 20.8266 | 0.05475% | 0 | 7096.7681 | 18.66% | 25362.7246 | 66.68% | 8980.7324 | 23.61% | 29056.5684 | 23178.8926 | 60.94% | 14858.4082 | 32377.832 | 85.12% | 5659.4688 | 33704.2695 | 88.61% | 4333.0312 | 13167.4229 | 34.62% | 24869.8779 | 1499.141 | 3.941% | 36538.1598
143 | Mission | SAN DIEGO | {'Kearny': 3.4, 'Old Town': 3.4, 'Silvergate': 6.1, 'Penasquitos': 10.4, 'Sycamore Canyon': 11.1, 'Miguel': 11.6, 'Bay Boulevard': 12.3, 'Otay Mesa': 19.6, 'Escondido': 23.6, 'Palomar': 24.9, 'Suncrest': 26.5, 'Encina': 26.9} | 9168.0146 | 1175.7928 | 12.82% | 7992.2218 | 87.18% | 2841.3545 | 30.99% | 2245.4067 | 24.49% | 26 | 14.0981 | 0.1538% | 3.3359 | 0.03639% | 0 | 1813.8357 | 19.78% | 1772.6063 | 19.33% | 2852.822 | 31.12% | 6315.1926 | 3933.2969 | 42.9% | 5234.7178 | 6091.1396 | 66.44% | 3076.875 | 7943.6787 | 86.65% | 1224.3359 | 1284.895 | 14.01% | 7883.1196 | 196.8229 | 2.147% | 8971.1918
144 | Old Town | SAN DIEGO | {'Mission': 3.4, 'Silvergate': 5.7, 'Kearny': 5.8, 'Penasquitos': 10.6, 'Bay Boulevard': 12.3, 'Miguel': 13.6, 'Sycamore Canyon': 14.0, 'Otay Mesa': 21.1, 'Escondido': 25.2, 'Palomar': 25.2, 'Encina': 26.9, 'Suncrest': 29.8} | 6331.5576 | 1090.1716 | 17.22% | 5241.386 | 82.78% | 2815.8125 | 44.47% | 662.2024 | 10.46% | 26 | 0 | 0% | 0 | 0% | 0 | 817.2122 | 12.91% | 0 | 0% | 842.9773 | 13.31% | 5488.5803 | 1844.9146 | 29.14% | 4486.6431 | 4446.9272 | 70.23% | 1884.6304 | 5226.8457 | 82.55% | 1104.7119 | 149.4112 | 2.36% | 6182.1464 | 142.1217 | 2.245% | 6189.4359
145 | Penasquitos | SAN DIEGO | {'Kearny': 7.8, 'Mission': 10.4, 'Old Town': 10.6, 'Sycamore Canyon': 10.9, 'Palomar': 14.6, 'Escondido': 15.5, 'Silvergate': 16.0, 'Encina': 16.5, 'San Luis Rey': 21.2, 'Miguel': 21.5, 'Bay Boulevard': 22.6, 'Otay Mesa': 29.7} | 12274.7686 | 2105.8206 | 17.16% | 10168.948 | 82.84% | 912.0874 | 7.431% | 4076.0112 | 33.21% | 20.9007 | 330.2123 | 2.69% | 21.603 | 0.176% | 0 | 7220.5742 | 58.82% | 3082.3577 | 25.11% | 5080.7119 | 41.39% | 7194.0566 | 5121.7744 | 41.73% | 7152.9941 | 4417.9053 | 35.99% | 7856.8633 | 9086.1436 | 74.02% | 3188.625 | 1068.8505 | 8.708% | 11205.9181 | 617.259 | 5.029% | 11657.5096
146 | San Luis Rey | SAN DIEGO | {'Encina': 5.1, 'Palomar': 6.7, 'Escondido': 13.9, 'San Onofre': 16.8, 'Penasquitos': 21.2, 'Talega': 21.6, 'Sycamore Canyon': 26.8, 'Capistrano': 28.2, 'Kearny': 28.6, 'Margarita': 28.8} | 31584.9785 | 5104.4141 | 16.16% | 26480.5645 | 83.84% | 13.205 | 0.04181% | 4508.9318 | 14.28% | 46.7273 | 8312.3682 | 26.32% | 1824.1458 | 5.775% | 0 | 28755.5566 | 91.04% | 1257.4553 | 3.981% | 19124.4199 | 60.55% | 12460.5586 | 8036.8311 | 25.45% | 23548.1475 | 16262.9951 | 51.49% | 15321.9834 | 23594.6172 | 74.7% | 7990.3613 | 203.1095 | 0.6431% | 31381.869 | 2070.0742 | 6.554% | 29514.9043
147 | Sycamore Canyon | SAN DIEGO | {'Kearny': 8.3, 'Penasquitos': 10.9, 'Mission': 11.1, 'Old Town': 14.0, 'Escondido': 15.2, 'Silvergate': 16.6, 'Miguel': 16.7, 'Palomar': 20.6, 'Suncrest': 21.6, 'Bay Boulevard': 21.6, 'Encina': 23.3, 'Otay Mesa': 24.6, 'San Luis Rey': 26.8} | 49830.0312 | 4434.5879 | 8.899% | 45395.4434 | 91.1% | 3238.1414 | 6.498% | 19947.2004 | 40.03% | 25 | 1515.0417 | 3.04% | 506.8248 | 1.017% | 0 | 10787.6992 | 21.65% | 38930.6914 | 78.13% | 31886.2637 | 63.99% | 17943.7676 | 25116.1855 | 50.4% | 24713.8457 | 31614.791 | 63.45% | 18215.2402 | 43801.9453 | 87.9% | 6028.0859 | 13367.3496 | 26.83% | 36462.6816 | 1881.6616 | 3.776% | 47948.3696
148 | Talega | GREATER LA METRO | {'San Onofre': 5.8, 'Capistrano': 6.8, 'Margarita': 7.4, 'Trabuco': 9.6, 'Viejo': 15.3, 'Santiago': 18.5, 'San Luis Rey': 21.6, 'Lee Lake (Proposed)': 21.6, 'Johanna': 24.2, 'Encina': 25.7, 'Ellis': 26.8, 'Huntington Beach': 27.0, 'Palomar': 28.1, 'Serrano': 28.8, 'Villa Park': 29.2} | 28793.5039 | 1136.3838 | 3.947% | 27657.1201 | 96.05% | 8085.2466 | 28.08% | 13206.2983 | 45.87% | 27.6667 | 884.2179 | 3.071% | 89.2957 | 0.3101% | 0 | 22953.6211 | 79.72% | 4723.1372 | 16.4% | 15856.8086 | 55.07% | 12936.6953 | 15961.2373 | 55.43% | 12832.2666 | 17952.9824 | 62.35% | 10840.5215 | 25302.748 | 87.88% | 3490.7559 | 14515.7227 | 50.41% | 14277.7812 | 1743.9026 | 6.057% | 27049.6013
149 | Martin | NORTHERN CALIFORNIA | {'East Shore': 16.9, 'Ignacio': 26.8, 'Martinez': 26.8, 'Newark': 27.1, 'Carquinez': 28.2, 'Clayton': 29.2} | 26652.8418 | 7439.2222 | 27.91% | 19213.6196 | 72.09% | 6082.5005 | 22.82% | 8222.3169 | 30.85% | 59 | 90.2816 | 0.3387% | 171.6516 | 0.644% | 0 | 735.2331 | 2.759% | 8776.9424 | 32.93% | 8619.0039 | 32.34% | 18033.8379 | 13286.9971 | 49.85% | 13365.8447 | 17653.4785 | 66.23% | 8999.3633 | 18765.4453 | 70.41% | 7887.3965 | 6894.792 | 25.87% | 19758.0498 | 1606.9677 | 6.029% | 25045.8741
150 | Bellota | NORTHERN CALIFORNIA | {'Lockeford': 10.7, 'Camanche': 13.7, 'Weber': 14.0, 'Riverbank': 18.0, 'Stagg': 18.3, 'Ripon': 19.3, 'Eight Mile': 20.0, 'Vierra': 20.7, 'Warnerville': 22.1, 'Peoria': 29.2} | 325623.6562 | 54978.9844 | 16.88% | 270644.6719 | 83.12% | 48319.2695 | 14.84% | 203398.5586 | 62.46% | 14.637 | 95993.2656 | 29.48% | 91017.9688 | 27.95% | 1 | 31839.9746 | 9.778% | 0 | 0% | 134535.8281 | 41.32% | 191087.8281 | 56267.543 | 17.28% | 269356.1133 | 121858.375 | 37.42% | 203765.2812 | 190375.0469 | 58.46% | 135248.6094 | 84844.6016 | 26.06% | 240779.0547 | 31726.3105 | 9.743% | 293897.3457
151 | Ripon | NORTHERN CALIFORNIA | {'Vierra': 7.6, 'Weber': 12.4, 'Westley': 12.6, 'Riverbank': 13.1, 'Warnerville': 18.8, 'Bellota': 19.3, 'Stagg': 19.7, 'Tesla': 23.1, 'Green Ridge Midway': 24.2, 'Eight Mile': 24.4, 'Lockeford': 25.0, 'Kelso': 25.1, 'Delta Switching Yard': 26.1} | 280208.0312 | 43157.4609 | 15.4% | 237050.5703 | 84.6% | 919.4579 | 0.3281% | 203486.5264 | 72.62% | 16.8968 | 74763.3516 | 26.68% | 179101.9375 | 63.92% | 1 | 0 | 0% | 0 | 0% | 103759.3906 | 37.03% | 176448.6406 | 28382.0684 | 10.13% | 251825.9629 | 36652.7148 | 13.08% | 243555.3164 | 120661.6172 | 43.06% | 159546.4141 | 0 | 0% | 280208.0312 | 9918.4189 | 3.54% | 270289.6123
152 | Lockeford | NORTHERN CALIFORNIA | {'Camanche': 9.9, 'Bellota': 10.7, 'Eight Mile': 12.5, 'Stagg': 13.4, 'Weber': 14.3, 'Vierra': 22.9, 'Grand Island': 24.7, 'Ripon': 25.0, 'Riverbank': 27.7} | 297322.8438 | 49138.4922 | 16.53% | 248184.3516 | 83.47% | 14600.1494 | 4.911% | 186079.4131 | 62.58% | 18.5925 | 83024.9531 | 27.92% | 114617.1016 | 38.55% | 1 | 15385.9902 | 5.175% | 0 | 0% | 79326.0078 | 26.68% | 217996.8359 | 64149.3398 | 21.58% | 233173.5039 | 129997.0625 | 43.72% | 167325.7812 | 148622.4688 | 49.99% | 148700.375 | 37043.082 | 12.46% | 260279.7617 | 39448.6211 | 13.27% | 257874.2227
153 | Stagg | NORTHERN CALIFORNIA | {'Eight Mile': 4.8, 'Weber': 7.7, 'Lockeford': 13.4, 'Vierra': 14.0, 'Bellota': 18.3, 'Brentwood': 18.6, 'Kelso': 19.3, 'Ripon': 19.7, 'Delta Switching Yard': 19.9, 'Grand Island': 21.1, 'Green Ridge Midway': 22.5, 'Lone Tree': 22.6, 'Tesla': 22.7, 'Camanche': 23.3, 'Contra Costa': 23.7, 'Birds Landing': 27.8, 'Riverbank': 28.6, 'Cayetano': 29.0, 'Westley': 29.6, 'Shilo III': 29.8} | 300732.0312 | 27581.3242 | 9.171% | 273150.707 | 90.83% | 57426.8555 | 19.1% | 174270.9102 | 57.95% | 13.9608 | 39806.5391 | 13.24% | 219783.125 | 73.08% | 1 | 0 | 0% | 0 | 0% | 39699.75 | 13.2% | 261032.2812 | 33462.6523 | 11.13% | 267269.3789 | 40687.4141 | 13.53% | 260044.6172 | 70700.9219 | 23.51% | 230031.1094 | 0 | 0% | 300732.0312 | 18987.1973 | 6.314% | 281744.834
154 | Weber | NORTHERN CALIFORNIA | {'Stagg': 7.7, 'Vierra': 8.6, 'Eight Mile': 12.2, 'Ripon': 12.4, 'Bellota': 14.0, 'Lockeford': 14.3, 'Riverbank': 20.9, 'Kelso': 21.5, 'Delta Switching Yard': 22.4, 'Tesla': 22.8, 'Green Ridge Midway': 23.2, 'Camanche': 23.4, 'Westley': 23.6, 'Brentwood': 23.8, 'Warnerville': 26.9, 'Lone Tree': 28.4, 'Grand Island': 28.8} | 300974.375 | 45963.5742 | 15.27% | 255010.8008 | 84.73% | 23041.7129 | 7.656% | 206016.5684 | 68.45% | 16 | 72384.5156 | 24.05% | 197924.8438 | 65.76% | 1 | 0 | 0% | 0 | 0% | 44051.0703 | 14.64% | 256923.3047 | 11849.5898 | 3.937% | 289124.7852 | 35042.2695 | 11.64% | 265932.1055 | 76511.8672 | 25.42% | 224462.5078 | 793.7454 | 0.2637% | 300180.6296 | 15722.2559 | 5.224% | 285252.1191
155 | Carrizo Plains | SPGE | {'Solar SS': 1.1, 'Caliente': 6.9, 'Kernridge': 17.5, 'Temblor': 19.4, 'Cholame': 26.9, 'Arco': 28.2} | 301979.8438 | 33531.9023 | 11.1% | 268447.9414 | 88.9% | 165492.4062 | 54.8% | 117124.8438 | 38.79% | 7.9602 | 5589.9019 | 1.851% | 2082.1367 | 0.6895% | 0 | 55952.3711 | 18.53% | 0 | 0% | 127023.0391 | 42.06% | 174956.8047 | 53478.543 | 17.71% | 248501.3008 | 81415.2344 | 26.96% | 220564.6094 | 188256.0469 | 62.34% | 113723.7969 | 172070.5938 | 56.98% | 129909.25 | 10386.4512 | 3.439% | 291593.3926
156 | Cholame | SPGE | {'Templeton': 21.4, 'Avenal': 23.6, 'Arco': 24.5, 'Solar SS': 26.1, 'Carrizo Plains': 26.9} | 415282.25 | 82820.4688 | 19.94% | 332461.7812 | 80.06% | 210517.7812 | 50.69% | 186611.625 | 44.94% | 5.9723 | 29509.7227 | 7.106% | 17115.4453 | 4.121% | 0 | 52775.4258 | 12.71% | 0 | 0% | 150272.5938 | 36.19% | 265009.6562 | 42208.0781 | 10.16% | 373074.1719 | 87919.2188 | 21.17% | 327363.0312 | 197892.5781 | 47.65% | 217389.6719 | 205701.1875 | 49.53% | 209581.0625 | 5502.4839 | 1.325% | 409779.7661
157 | Mesa | SPGE | {'Oceano': 9.7, 'Sisquoc': 11.4, 'San Luis Obispo': 20.2, 'Mustang': 23.9, 'Cabrillo': 25.2, 'Diablo': 26.5} | 238237.2031 | 57048.5547 | 23.95% | 181188.6484 | 76.05% | 78460.3359 | 32.93% | 141860.4922 | 59.55% | 8.0759 | 17688.9277 | 7.425% | 42197.1953 | 17.71% | 0 | 63813.9609 | 26.79% | 69308.7266 | 29.09% | 20799.6914 | 8.731% | 217437.5117 | 17304.4844 | 7.264% | 220932.7188 | 59564.7383 | 25% | 178672.4648 | 69565.7734 | 29.2% | 168671.4297 | 91434.7656 | 38.38% | 146802.4375 | 14935.7842 | 6.269% | 223301.4189
158 | Oceano | SPGE | {'Mesa': 9.7, 'San Luis Obispo': 11.5, 'Mustang': 15.2, 'Diablo': 17.0, 'Sisquoc': 20.9, 'Morro Bay': 24.4} | 178644.3906 | 46772.6914 | 26.18% | 131871.6992 | 73.82% | 41095.8008 | 23% | 119628.2617 | 66.96% | 8.9517 | 13592.1543 | 7.608% | 28773.2754 | 16.11% | 0 | 65819.1953 | 36.84% | 51200.3086 | 28.66% | 21266.3145 | 11.9% | 157378.0762 | 11738.4404 | 6.571% | 166905.9502 | 53363.75 | 29.87% | 125280.6406 | 59801.8008 | 33.48% | 118842.5898 | 70614.9062 | 39.53% | 108029.4844 | 12920.4326 | 7.232% | 165723.958
159 | San Luis Obispo | SPGE | {'Mustang': 3.7, 'Oceano': 11.5, 'Diablo': 12.4, 'Morro Bay': 14.7, 'Mesa': 20.2, 'Templeton': 20.4} | 169287.5938 | 27616.9863 | 16.31% | 141670.6074 | 83.69% | 29374.1367 | 17.35% | 123464.3789 | 72.93% | 8.4754 | 4977.2534 | 2.94% | 6856.6006 | 4.05% | 0 | 66691.1641 | 39.4% | 85827.1094 | 50.7% | 47583.6719 | 28.11% | 121703.9219 | 37602.8477 | 22.21% | 131684.7461 | 88306.4844 | 52.16% | 80981.1094 | 102921.4922 | 60.8% | 66366.1016 | 87832.125 | 51.88% | 81455.4688 | 12489.2061 | 7.378% | 156798.3877
160 | Templeton | SPGE | {'Morro Bay': 15.9, 'Mustang': 16.7, 'San Luis Obispo': 20.4, 'Cholame': 21.4, 'Diablo': 25.2} | 315583.2188 | 95191.7109 | 30.16% | 220391.5078 | 69.84% | 38049.3672 | 12.06% | 231757.5703 | 73.44% | 12.2545 | 39578.7461 | 12.54% | 20737.7402 | 6.571% | 0 | 90837.5391 | 28.78% | 49632.8516 | 15.73% | 77095.3906 | 24.43% | 238487.8281 | 53189.1836 | 16.85% | 262394.0352 | 97314.6562 | 30.84% | 218268.5625 | 138276.9375 | 43.82% | 177306.2812 | 100623.1875 | 31.88% | 214960.0312 | 13710.6328 | 4.345% | 301872.5859
161 | Sisquoc | SPGE | {'Mesa': 11.4, 'Cabrillo': 17.3, 'Oceano': 20.9} | 263142 | 44553.957 | 16.93% | 218588.043 | 83.07% | 128239.9531 | 48.73% | 127460.3125 | 48.44% | 6.5077 | 22416.6953 | 8.519% | 40191.4062 | 15.27% | 0 | 99959.125 | 37.99% | 57077.6719 | 21.69% | 74649.4844 | 28.37% | 188492.5156 | 12616.8125 | 4.795% | 250525.1875 | 91308.9219 | 34.7% | 171833.0781 | 129290.6875 | 49.13% | 133851.3125 | 96158.1719 | 36.54% | 166983.8281 | 9848.2891 | 3.743% | 253293.7109
162 | Goleta | GREATER LA METRO | {} | 95986.0547 | 17986.7461 | 18.74% | 77999.3086 | 81.26% | 44775.5156 | 46.65% | 44104.9141 | 45.95% | 9.7165 | 6242.1719 | 6.503% | 2552.4407 | 2.659% | 0 | 23626.1133 | 24.61% | 65591.0234 | 68.33% | 24779.3711 | 25.82% | 71206.6836 | 2434.0217 | 2.536% | 93552.033 | 3417.5249 | 3.56% | 92568.5298 | 28697.6094 | 29.9% | 67288.4453 | 53334.3711 | 55.56% | 42651.6836 | 5506.3999 | 5.737% | 90479.6548
163 | Schulte Switching Station | NORTHERN CALIFORNIA | {'Los Esteros': 3.7, 'Newark': 8.7, 'Hicks': 10.3, 'Coyote': 15.7, 'Metcalf': 15.7, 'East Shore': 19.3, 'Cayetano': 26.9} | 37391.457 | 3764.7988 | 10.07% | 33626.6582 | 89.93% | 10596.3066 | 28.34% | 19514.877 | 52.19% | 10.338 | 312.3123 | 0.8353% | 145.6428 | 0.3895% | 0 | 26303.5469 | 70.35% | 4921.4048 | 13.16% | 21901.3262 | 58.57% | 15490.1309 | 13261.0781 | 35.47% | 24130.3789 | 20058.166 | 53.64% | 17333.291 | 25338.0293 | 67.76% | 12053.4277 | 20155.3281 | 53.9% | 17236.1289 | 2523.4888 | 6.749% | 34867.9683
164 | Hicks | NORTHERN CALIFORNIA | {'Coyote': 8.5, 'Metcalf': 8.8, 'Schulte Switching Station': 10.3, 'Los Esteros': 13.5, 'Newark': 19.0, 'East Shore': 29.5} | 76066.2891 | 6388.6304 | 8.399% | 69677.6587 | 91.6% | 8180.6191 | 10.75% | 34215.5449 | 44.98% | 20.8571 | 1689.1658 | 2.221% | 974.5964 | 1.281% | 0 | 25557.2227 | 33.6% | 43190.5039 | 56.78% | 45983.6055 | 60.45% | 30082.6836 | 13159.4561 | 17.3% | 62906.833 | 42674.6094 | 56.1% | 33391.6797 | 62605.1523 | 82.3% | 13461.1367 | 33701.2969 | 44.31% | 42364.9922 | 2129.9714 | 2.8% | 73936.3176
165 | Cottonwood | NORTHERN CALIFORNIA | {'Jessup': 5.5} | 273751.5 | 50049.2305 | 18.28% | 223702.2695 | 81.72% | 36439.4961 | 13.31% | 142427.5508 | 52.03% | 22.5 | 5333.5303 | 1.948% | 7982.8467 | 2.916% | 0 | 225597.9844 | 82.41% | 4544.1157 | 1.66% | 138792.4219 | 50.7% | 134959.0781 | 37109.6719 | 13.56% | 236641.8281 | 46521.1445 | 16.99% | 227230.3555 | 165299.8438 | 60.38% | 108451.6562 | 126711.9609 | 46.29% | 147039.5391 | 35076.3711 | 12.81% | 238675.1289
166 | Jessup | NORTHERN CALIFORNIA | {'Cottonwood': 5.5} | 264827.4062 | 44373.8438 | 16.76% | 220453.5625 | 83.24% | 27164.9668 | 10.26% | 135604.127 | 51.2% | 25.5 | 5608.5518 | 2.118% | 8477.3604 | 3.201% | 0 | 214424.5469 | 80.97% | 11677.8691 | 4.41% | 143234.6875 | 54.09% | 121592.7188 | 36610.4766 | 13.82% | 228216.9297 | 37384.5547 | 14.12% | 227442.8516 | 163057.3281 | 61.57% | 101770.0781 | 117860.3203 | 44.5% | 146967.0859 | 28180.2285 | 10.64% | 236647.1777
167 | Round Mountain | NORTHERN CALIFORNIA | {'Cove Rd': 4.9, 'Pit 1': 26.2} | 276158.5938 | 22144.3945 | 8.019% | 254014.1992 | 91.98% | 131369.9531 | 47.57% | 133112.1406 | 48.2% | 5.4348 | 4043.8562 | 1.464% | 490.8336 | 0.1777% | 0 | 244804.375 | 88.65% | 26327.5059 | 9.533% | 169264.9062 | 61.29% | 106893.6875 | 66671.5312 | 24.14% | 209487.0625 | 84153.4531 | 30.47% | 192005.1406 | 203807.0625 | 73.8% | 72351.5312 | 182896.4375 | 66.23% | 93262.1562 | 18346.6816 | 6.644% | 257811.9121
168 | Carquinez |  | {'Martinez': 8.9, 'Tulucay': 10.9, 'Ignacio': 15.9, 'Clayton': 18.3, 'Pittsburg': 19.5, 'Peabody': 20.2, 'Lakeville': 21.2, 'Shilo III': 22.5, 'Birds Landing': 22.9, 'Contra Costa': 26.1, 'Vaca Dixon': 27.9, 'Martin (San Francisco H)': 28.2, 'Penngrove': 28.2, 'Lone Tree': 28.4} | 102176.2891 | 17436.1582 | 17.06% | 84740.1309 | 82.94% | 12196.3057 | 11.94% | 61016.835 | 59.72% | 45 | 12926.8281 | 12.65% | 11121.6445 | 10.88% | 0 | 30927.209 | 30.27% | 1125.8015 | 1.102% | 40984.0352 | 40.11% | 61192.2539 | 26415.4297 | 25.85% | 75760.8594 | 40268.1953 | 39.41% | 61908.0938 | 73733.5469 | 72.16% | 28442.7422 | 19868.5391 | 19.45% | 82307.75 | 13748.2744 | 13.46% | 88428.0146
169 | Peabody | NORTHERN CALIFORNIA | {'Vaca Dixon': 8.4, 'Shilo III': 10.5, 'Birds Landing': 13.5, 'Tulucay': 16.3, 'Putah Creek': 16.4, 'Pittsburg': 17.6, 'Carquinez': 20.2, 'Martinez': 20.3, 'Grand Island': 21.0, 'Davis': 22.0, 'Contra Costa': 22.2, 'Clayton': 23.6, 'Lone Tree': 26.1, 'Woodland': 29.5, 'Brentwood': 29.9} | 230848.5781 | 37478.7891 | 16.24% | 193369.7891 | 83.76% | 31659.334 | 13.71% | 169089.166 | 73.25% | 9.25 | 46269.1328 | 20.04% | 54045.6172 | 23.41% | 0 | 55763.6523 | 24.16% | 0 | 0% | 80764.6797 | 34.99% | 150083.8984 | 50468.2188 | 21.86% | 180380.3594 | 55749.4805 | 24.15% | 175099.0977 | 128942.9297 | 55.86% | 101905.6484 | 40865.1641 | 17.7% | 189983.4141 | 40962.3516 | 17.74% | 189886.2266
170 | Vaca Dixon | NORTHERN CALIFORNIA | {'Peabody': 8.4, 'Putah Creek': 9.3, 'Davis': 14.2, 'Shilo III': 16.5, 'Birds Landing': 19.7, 'Woodland': 21.0, 'Grand Island': 21.4, 'Tulucay': 21.6, 'Pittsburg': 25.2, 'Carquinez': 27.9, 'Contra Costa': 28.7, 'Martinez': 28.7} | 261215.2969 | 23595.9102 | 9.033% | 237619.3867 | 90.97% | 27004.8828 | 10.34% | 206036.8359 | 78.88% | 9.1262 | 36734.1055 | 14.06% | 121528.0703 | 46.52% | 0 | 51779.793 | 19.82% | 0 | 0% | 77526.4766 | 29.68% | 183688.8203 | 42531.2578 | 16.28% | 218684.0391 | 46136.9961 | 17.66% | 215078.3008 | 120663.1562 | 46.19% | 140552.1406 | 35349.4102 | 13.53% | 225865.8867 | 32638.1836 | 12.49% | 228577.1133
171 | Bellevue | NORTHERN CALIFORNIA | {'Penngrove': 4.7, 'Fulton': 8.6, 'Lakeville': 11.3, 'Ignacio': 22.9, 'Tulucay': 25.8, 'Geysers': 26.0} | 196667.875 | 14234.8281 | 7.238% | 182433.0469 | 92.76% | 6818.1338 | 3.467% | 119754.9287 | 60.89% | 17.674 | 23014.5 | 11.7% | 12960.4648 | 6.59% | 0 | 78053.4766 | 39.69% | 61194.4844 | 31.12% | 104327.8672 | 53.05% | 92340.0078 | 73771.3984 | 37.51% | 122896.4766 | 131644.2812 | 66.94% | 65023.5938 | 166046.8438 | 84.43% | 30621.0312 | 94714.6172 | 48.16% | 101953.2578 | 10692.0439 | 5.437% | 185975.8311
172 | Cloverdale | NORTHERN CALIFORNIA | {'Eagle Rock': 11.0, 'Hopland': 12.7, 'Geysers': 14.1, 'Fulton': 24.7, 'Ukiah': 25.8, 'Calpella': 29.3} | 218357.8438 | 12418.4697 | 5.687% | 205939.374 | 94.31% | 28318.1523 | 12.97% | 166121.4883 | 76.08% | 8.4 | 10764.6592 | 4.93% | 11843.7783 | 5.424% | 0 | 125760.4062 | 57.59% | 66698.5 | 30.55% | 138955.0781 | 63.64% | 79402.7656 | 79536.9922 | 36.43% | 138820.8516 | 131890.7031 | 60.4% | 86467.1406 | 190286.6719 | 87.14% | 28071.1719 | 120886.2344 | 55.36% | 97471.6094 | 3475.4758 | 1.592% | 214882.3679
173 | Fulton | NORTHERN CALIFORNIA | {'Bellevue': 8.6, 'Penngrove': 13.3, 'Geysers': 17.7, 'Lakeville': 19.6, 'Eagle Rock': 23.0, 'Cloverdale': 24.7} | 192566.7031 | 15508.1924 | 8.053% | 177058.5107 | 91.95% | 4685.3477 | 2.433% | 110538.4961 | 57.4% | 19.5 | 18472.1289 | 9.593% | 21692.0449 | 11.26% | 0 | 50948.1758 | 26.46% | 87436.0859 | 45.41% | 88005.4922 | 45.7% | 104561.2109 | 95290.4219 | 49.48% | 97276.2812 | 139070.7812 | 72.22% | 53495.9219 | 165254.6719 | 85.82% | 27312.0312 | 72466.7109 | 37.63% | 120099.9922 | 8031.9629 | 4.171% | 184534.7402
174 | Lakeville | NORTHERN CALIFORNIA | {'Penngrove': 7.0, 'Bellevue': 11.3, 'Ignacio': 12.2, 'Tulucay': 17.0, 'Fulton': 19.6, 'Carquinez': 21.2} | 163652.0938 | 13221.8135 | 8.079% | 150430.2803 | 91.92% | 20477.1934 | 12.51% | 106397.9238 | 65.01% | 13.25 | 27711.2285 | 16.93% | 12472.0928 | 7.621% | 0 | 80675.2891 | 49.3% | 24226.0898 | 14.8% | 102443.2031 | 62.6% | 61208.8906 | 41562.5117 | 25.4% | 122089.582 | 84868.1016 | 51.86% | 78783.9922 | 133917.8906 | 81.83% | 29734.2031 | 78209.6641 | 47.79% | 85442.4297 | 10898.7031 | 6.66% | 152753.3906
175 | Penngrove | NORTHERN CALIFORNIA | {'Bellevue': 4.7, 'Lakeville': 7.0, 'Fulton': 13.3, 'Ignacio': 18.2, 'Tulucay': 22.9, 'Carquinez': 28.2} | 178254.8438 | 11986.501 | 6.724% | 166268.3428 | 93.28% | 17827.4336 | 10% | 106931.8164 | 59.99% | 15 | 23484.4062 | 13.17% | 11836.3945 | 6.64% | 0 | 87294.6797 | 48.97% | 30924.8672 | 17.35% | 103224.3438 | 57.91% | 75030.5 | 54139.1836 | 30.37% | 124115.6602 | 111494.2266 | 62.55% | 66760.6172 | 149580.75 | 83.91% | 28674.0938 | 91965.3906 | 51.59% | 86289.4531 | 10506.6719 | 5.894% | 167748.1719
176 | Warnerville | SPGE | {'Riverbank': 6.1, 'Ripon': 18.8, 'UltraPower Chinese Station': 19.9, 'Peoria': 20.0, 'Bellota': 22.1, 'Westley': 24.8, 'Vierra': 26.1, 'Weber': 26.9} | 315505.0312 | 44542.4375 | 14.12% | 270962.5938 | 85.88% | 63825.7812 | 20.23% | 185519.125 | 58.8% | 11.6538 | 120563.7344 | 38.21% | 74976.6172 | 23.76% | 0 | 12751.8477 | 4.042% | 0 | 0% | 200042.8438 | 63.4% | 115462.1875 | 50359.3242 | 15.96% | 265145.707 | 95862.8672 | 30.38% | 219642.1641 | 227881.1875 | 72.23% | 87623.8438 | 83354.3438 | 26.42% | 232150.6875 | 25173.6758 | 7.979% | 290331.3555
177 | Riverbank | SPGE | {'Warnerville': 6.1, 'Ripon': 13.1, 'Bellota': 18.0, 'Vierra': 20.1, 'Weber': 20.9, 'Westley': 20.9, 'Peoria': 24.2, 'UltraPower Chinese Station': 24.6, 'Lockeford': 27.7, 'Stagg': 28.6} | 319557 | 49321.9922 | 15.43% | 270235.0078 | 84.57% | 41976.1094 | 13.14% | 193877.7188 | 60.67% | 14.5 | 115809.8047 | 36.24% | 115967.6875 | 36.29% | 1 | 3768.7268 | 1.179% | 0 | 0% | 173550.7344 | 54.31% | 146006.2656 | 29557.9277 | 9.25% | 289999.0723 | 75650.7109 | 23.67% | 243906.2891 | 203693.1562 | 63.74% | 115863.8438 | 53436.543 | 16.72% | 266120.457 | 17859.502 | 5.589% | 301697.498
178 | Pease | NORTHERN CALIFORNIA | {'East Marysville': 5.4, 'Olivehurst': 8.3, 'Honcut': 11.0, 'Rio Oso': 19.3, 'Palermo': 21.1, 'Wyandotte': 23.1, 'Thermalito': 23.8, 'Table Mountain': 26.6} | 309622.3438 | 28816.1758 | 9.307% | 280806.168 | 90.69% | 18446.6738 | 5.958% | 242666.4512 | 78.37% | 12.1111 | 86863.4297 | 28.05% | 146079.8125 | 47.18% | 0 | 155.4697 | 0.05021% | 0 | 0% | 148737.6562 | 48.04% | 160884.6875 | 35095.2461 | 11.33% | 274527.0977 | 105045.9688 | 33.93% | 204576.375 | 214553.125 | 69.3% | 95069.2188 | 13447.916 | 4.343% | 296174.4277 | 26428.6875 | 8.536% | 283193.6562
179 | Rio Oso | NORTHERN CALIFORNIA | {'Pleasant Grove': 11.6, 'Olivehurst': 11.6, 'East Marysville': 16.6, 'Pease': 19.3, 'Higgins': 21.6, 'Woodland': 23.7, 'Gold Hill': 26.2, 'Honcut': 27.5} | 296725.4062 | 46012.0352 | 15.51% | 250713.3711 | 84.49% | 12377.6836 | 4.171% | 229318.7695 | 77.28% | 15 | 87534.9531 | 29.5% | 115794.1875 | 39.02% | 0 | 18176.0625 | 6.126% | 0 | 0% | 124590.8672 | 41.99% | 172134.5391 | 10794.2861 | 3.638% | 285931.1201 | 97743.1406 | 32.94% | 198982.2656 | 194974.5312 | 65.71% | 101750.875 | 10220.1084 | 3.444% | 286505.2979 | 48765.7695 | 16.43% | 247959.6367
180 | Alpaugh | SPGE | {'Olive': 4.6, 'Corcoran': 11.5, 'Smyrna': 17.0, 'Vestal': 22.5, 'GWF Hanford Sw Sta': 23.7, 'Semitropic': 25.1, 'Charca': 25.6, 'Goose Lake': 25.9, 'Rector': 26.4, 'Leprino Jct': 28.4, 'Arco': 28.7} | 365203 | 118484.7344 | 32.44% | 246718.2656 | 67.56% | 97740.7422 | 26.76% | 245766.5703 | 67.3% | 8 | 136067.5625 | 37.26% | 166122.2812 | 45.49% | 1 | 0 | 0% | 0 | 0% | 102156.375 | 27.97% | 263046.625 | 32121.3711 | 8.795% | 333081.6289 | 62788.3867 | 17.19% | 302414.6133 | 139692.3438 | 38.25% | 225510.6562 | 42.06 | 0.01152% | 365160.94 | 18903.9844 | 5.176% | 346299.0156
181 | Rector | GREATER TEHACHAPI | {'Springville': 21.8, 'Reedley': 22.0, 'Corcoran': 22.0, 'GWF Hanford Sw Sta': 22.6, 'Kingsburg': 22.7, 'Wahtoke': 24.4, 'Alpaugh': 26.4} | 326160.7812 | 83911.0859 | 25.73% | 242249.6953 | 74.27% | 19315.3652 | 5.922% | 232415.7441 | 71.26% | 14.0779 | 99091.2344 | 30.38% | 158954.6406 | 48.74% | 1 | 5161.9429 | 1.583% | 0 | 0% | 50842.2031 | 15.59% | 275318.5781 | 51352.2148 | 15.74% | 274808.5664 | 67255.8125 | 20.62% | 258904.9688 | 104072.4688 | 31.91% | 222088.3125 | 21035.0645 | 6.449% | 305125.7168 | 9072.6201 | 2.782% | 317088.1611
182 | Springville | GREATER TEHACHAPI | {'Vestal': 20.1, 'Rector': 21.8} | 261172.9844 | 53606.8789 | 20.53% | 207566.1055 | 79.47% | 82818.7344 | 31.71% | 123281.6719 | 47.2% | 14.75 | 63133.2578 | 24.17% | 40196.7031 | 15.39% | 0 | 124754.6562 | 47.77% | 0 | 0% | 142840.5 | 54.69% | 118332.4844 | 17993.8418 | 6.89% | 243179.1426 | 33389.332 | 12.78% | 227783.6523 | 163226.9688 | 62.5% | 97946.0156 | 112483.0703 | 43.07% | 148689.9141 | 11361.7148 | 4.35% | 249811.2695
183 | Vestal | GREATER TEHACHAPI | {'Springville': 20.1, 'Olive': 20.6, 'Poso Mountain': 20.8, 'Charca': 21.0, 'Smyrna': 22.5, 'Alpaugh': 22.5, 'Lerdo': 23.9, 'Semitropic': 25.9, 'Shafter': 26.1, 'Sycamore': 27.4, 'Kern Oil': 27.9, '7th Standard': 27.9, 'Rio Bravo': 29.3} | 386493.5625 | 106055.8438 | 27.44% | 280437.7188 | 72.56% | 64355.8555 | 16.65% | 285754.6133 | 73.94% | 10 | 96359.6328 | 24.93% | 147104.3594 | 38.06% | 1 | 86931.0234 | 22.49% | 0 | 0% | 146767.5156 | 37.97% | 239726.0469 | 29514.6348 | 7.637% | 356978.9277 | 49158.2305 | 12.72% | 337335.332 | 175884.0469 | 45.51% | 210609.5156 | 76984.2656 | 19.92% | 309509.2969 | 8176.7085 | 2.116% | 378316.854
184 | UltraPower Chinese Station | NORTHERN CALIFORNIA | {'Peoria': 2.3, 'Curtis': 11.1, 'Warnerville': 19.9, 'Riverbank': 24.6} | 206129.75 | 8795.8174 | 4.267% | 197333.9326 | 95.73% | 60406.125 | 29.3% | 123191.5625 | 59.76% | 10.6316 | 14452.9424 | 7.012% | 2648.8008 | 1.285% | 0 | 88835.5859 | 43.1% | 2486.1445 | 1.206% | 155991.2812 | 75.68% | 50138.4688 | 63222.7148 | 30.67% | 142907.0352 | 74866.3047 | 36.32% | 131263.4453 | 174096.8594 | 84.46% | 32032.8906 | 143804.6406 | 69.76% | 62325.1094 | 17644.2109 | 8.56% | 188485.5391
185 | Curtis | NORTHERN CALIFORNIA | {'Peoria': 10.9, 'UltraPower Chinese Station': 11.1, 'Donnells': 24.4} | 151967.0469 | 15918.9043 | 10.48% | 136048.1426 | 89.52% | 24450.3379 | 16.09% | 100689.1309 | 66.26% | 13.6838 | 509.4279 | 0.3352% | 190.3812 | 0.1253% | 0 | 104832.6562 | 68.98% | 35241.9844 | 23.19% | 62309.9531 | 41% | 89657.0938 | 51760.9375 | 34.06% | 100206.1094 | 71482.3125 | 47.04% | 80484.7344 | 105993.1328 | 69.75% | 45973.9141 | 88766.5156 | 58.41% | 63200.5312 | 4046.156 | 2.663% | 147920.8909
186 | Peoria | NORTHERN CALIFORNIA | {'UltraPower Chinese Station': 2.3, 'Curtis': 10.9, 'Warnerville': 20.0, 'Riverbank': 24.2, 'Bellota': 29.2} | 201483.2188 | 8698.0215 | 4.317% | 192785.1973 | 95.68% | 60032.3438 | 29.8% | 119287.25 | 59.2% | 10.0833 | 11463.0498 | 5.689% | 2061.5527 | 1.023% | 0 | 92392.4844 | 45.86% | 3160.0103 | 1.568% | 151690.8125 | 75.29% | 49792.4062 | 59399.2188 | 29.48% | 142084 | 74418.0234 | 36.94% | 127065.1953 | 170403.2188 | 84.57% | 31080 | 142795.2969 | 70.87% | 58687.9219 | 17022.0469 | 8.448% | 184461.1719
187 | Moorpark | GREATER LA METRO | {'Santa Clara': 16.2, 'Mandalay': 20.4, 'Saugus': 21.1, 'Pardee': 21.3, 'Sylmar': 23.1} | 149615.0625 | 37280.8555 | 24.92% | 112334.207 | 75.08% | 21227.252 | 14.19% | 102587.2168 | 68.57% | 12.7436 | 16248.6807 | 10.86% | 32081.1523 | 21.44% | 0 | 8818.8916 | 5.894% | 101064.7266 | 67.55% | 57648.0273 | 38.53% | 91967.0352 | 9824.5166 | 6.567% | 139790.5459 | 28516.3633 | 19.06% | 121098.6992 | 77050.7969 | 51.5% | 72564.2656 | 31950.5078 | 21.36% | 117664.5547 | 13458.1885 | 8.995% | 136156.874
188 | Santa Clara | GREATER LA METRO | {'Mandalay': 7.5, 'Moorpark': 16.2} | 145549.5 | 48735.9141 | 33.48% | 96813.5859 | 66.52% | 24599.0703 | 16.9% | 102822.5156 | 70.64% | 8.25 | 16484.3418 | 11.33% | 26500.5273 | 18.21% | 0 | 6211.2861 | 4.267% | 95203.8047 | 65.41% | 41403.8516 | 28.45% | 104145.6484 | 10078.8008 | 6.925% | 135470.6992 | 20258.25 | 13.92% | 125291.25 | 56623.1992 | 38.9% | 88926.3008 | 35140.3789 | 24.14% | 110409.1211 | 10395.7109 | 7.142% | 135153.7891
189 | Davis | NORTHERN CALIFORNIA | {'Woodland': 9.3, 'Vaca Dixon': 14.2, 'Putah Creek': 14.2, 'Peabody': 22.0, 'Grand Island': 23.0, 'Shilo III': 26.7, 'Birds Landing': 29.5, 'Pleasant Grove': 30.0} | 276161.5938 | 19976.6797 | 7.234% | 256184.9141 | 92.77% | 22046.2168 | 7.983% | 230752.4707 | 83.56% | 9.9802 | 55802.6172 | 20.21% | 182947.9688 | 66.25% | 0 | 329.8426 | 0.1194% | 0 | 0% | 93189.3359 | 33.74% | 182972.2578 | 37271.8242 | 13.5% | 238889.7695 | 61781.1523 | 22.37% | 214380.4414 | 124500.4688 | 45.08% | 151661.125 | 427.6646 | 0.1549% | 275733.9291 | 14896.0459 | 5.394% | 261265.5479
190 | Putah Creek | NORTHERN CALIFORNIA | {'Vaca Dixon': 9.3, 'Davis': 14.2, 'Peabody': 16.4, 'Woodland': 16.7, 'Tulucay': 24.1, 'Shilo III': 25.7, 'Birds Landing': 28.9, 'Grand Island': 29.8} | 253139.5781 | 22466.0742 | 8.875% | 230673.5039 | 91.13% | 14561.498 | 5.752% | 209011.5488 | 82.57% | 10.3934 | 25215.957 | 9.961% | 126525.7812 | 49.98% | 0 | 70655.2266 | 27.91% | 0 | 0% | 128597.9766 | 50.8% | 124541.6016 | 18397.4238 | 7.268% | 234742.1543 | 20596.2852 | 8.136% | 232543.293 | 140389.7344 | 55.46% | 112749.8438 | 50297.4375 | 19.87% | 202842.1406 | 10159.665 | 4.013% | 242979.9131
191 | East Marysville | NORTHERN CALIFORNIA | {'Olivehurst': 5.0, 'Pease': 5.4, 'Honcut': 11.0, 'Rio Oso': 16.6, 'Palermo': 20.2, 'Wyandotte': 22.7, 'Thermalito': 24.5, 'Higgins': 26.6, 'Pleasant Grove': 27.3, 'Table Mountain': 27.4, 'Brunswick': 28.6} | 294486.4375 | 31949.0781 | 10.85% | 262537.3594 | 89.15% | 18556.248 | 6.301% | 208319.627 | 70.74% | 14.1203 | 80815.8281 | 27.44% | 115683.5547 | 39.28% | 0 | 22661.4863 | 7.695% | 0 | 0% | 154782.7344 | 52.56% | 139703.7031 | 20000.4766 | 6.792% | 274485.9609 | 66667.0312 | 22.64% | 227819.4062 | 203137.25 | 68.98% | 91349.1875 | 24021.4941 | 8.157% | 270464.9434 | 31486.0586 | 10.69% | 263000.3789
192 | Olivehurst | NORTHERN CALIFORNIA | {'East Marysville': 5.0, 'Pease': 8.3, 'Rio Oso': 11.6, 'Honcut': 16.0, 'Pleasant Grove': 22.6, 'Higgins': 24.5, 'Palermo': 25.1, 'Wyandotte': 27.6, 'Brunswick': 28.9, 'Thermalito': 29.5} | 302908.4688 | 40256.3125 | 13.29% | 262652.1562 | 86.71% | 17692.8145 | 5.841% | 230641.5605 | 76.14% | 12.5 | 86542.8906 | 28.57% | 133044.3438 | 43.92% | 0 | 13400.4004 | 4.424% | 0 | 0% | 133606.0156 | 44.11% | 169302.4531 | 22268.3125 | 7.351% | 280640.1562 | 87954.6641 | 29.04% | 214953.8047 | 192605.2344 | 63.59% | 110303.2344 | 13481.1279 | 4.451% | 289427.3408 | 32901.9727 | 10.86% | 270006.4961
193 | Morro Bay |  | {'Diablo': 10.9, 'Mustang': 12.2, 'San Luis Obispo': 14.7, 'Templeton': 15.9, 'Oceano': 24.4} | 127565.6953 | 9826.7764 | 7.703% | 117738.9189 | 92.3% | 28962.3926 | 22.7% | 88108.7402 | 69.07% | 9.3756 | 5016.9551 | 3.933% | 2076.4395 | 1.628% | 0 | 36922.2266 | 28.94% | 48022.2656 | 37.65% | 58033.2891 | 45.49% | 69532.4062 | 38248.8203 | 29.98% | 89316.875 | 57030.7578 | 44.71% | 70534.9375 | 89113.3047 | 69.86% | 38452.3906 | 73833.0078 | 57.88% | 53732.6875 | 9480.3496 | 7.432% | 118085.3457
194 | Palomar | SAN DIEGO | {'Encina': 2.9, 'San Luis Rey': 6.7, 'Escondido': 9.9, 'Penasquitos': 14.6, 'Sycamore Canyon': 20.6, 'Kearny': 21.9, 'San Onofre': 23.0, 'Mission': 24.9, 'Old Town': 25.2, 'Talega': 28.1} | 28425.8926 | 3036.822 | 10.68% | 25389.0706 | 89.32% | 16.591 | 0.05837% | 3399.8887 | 11.96% | 47 | 6280.0132 | 22.09% | 1656.6768 | 5.828% | 0 | 25924.125 | 91.2% | 907.1876 | 3.191% | 18839.4414 | 66.28% | 9586.4512 | 8565.4492 | 30.13% | 19860.4434 | 15555.8457 | 54.72% | 12870.0469 | 23609.3691 | 83.06% | 4816.5234 | 447.1126 | 1.573% | 27978.7799 | 1781.1805 | 6.266% | 26644.712
195 | Margarita | GREATER LA METRO | {'Trabuco': 2.8, 'Capistrano': 3.4, 'Talega': 7.4, 'Viejo': 8.1, 'Santiago': 11.3, 'San Onofre': 13.1, 'Johanna': 17.2, 'Lee Lake (Proposed)': 17.2, 'Ellis': 20.4, 'Huntington Beach': 21.2, 'Serrano': 21.3, 'Villa Park': 21.8, 'Lewis': 23.7, 'Barre': 27.1, 'San Luis Rey': 28.8} | 28821.0605 | 1497.3325 | 5.195% | 27323.728 | 94.8% | 11069.7285 | 38.41% | 11114.166 | 38.56% | 31.3917 | 218.8078 | 0.7592% | 48.1012 | 0.1669% | 0 | 17031.8809 | 59.1% | 10494.3799 | 36.41% | 13937.542 | 48.36% | 14883.5186 | 13987.5596 | 48.53% | 14833.501 | 17066.9492 | 59.22% | 11754.1113 | 24847.9434 | 86.21% | 3973.1172 | 16713.5059 | 57.99% | 12107.5547 | 2270.8274 | 7.879% | 26550.2332
196 | Huntington Beach |  | {'Ellis': 3.4, 'Johanna': 8.6, 'Alamitos': 10.8, 'Barre': 11.2, 'Lewis': 12.1, 'Santiago': 12.2, 'Villa Park': 14.3, 'Del Amo': 15.5, 'Long Beach': 16.5, 'Serrano': 16.6, 'Harborgen': 17.0, 'Hinson': 18.5, 'Trabuco': 18.5, 'Arcogen': 19.3, 'Viejo': 19.4, 'Lighthipe': 19.8, 'Capistrano': 20.2, 'Center': 20.8, 'Olinda': 20.9, 'Margarita': 21.2, 'Laguna Bell': 24.8, 'Walnut': 25.0, 'La Fresa': 25.6, 'Talega': 27.0, 'Redondo': 27.4, 'Mesa (SCE)': 28.0, 'El Nido': 28.5, 'Chino': 29.8} | 7228.2373 | 1273.8618 | 17.62% | 5954.3755 | 82.38% | 377.4198 | 5.221% | 752.2965 | 10.41% | 48 | 1.3018 | 0.01801% | 13.3868 | 0.1852% | 0 | 38.6285 | 0.5344% | 246.4979 | 3.41% | 106.7525 | 1.477% | 7121.4848 | 1496.214 | 20.7% | 5732.0233 | 5778.4712 | 79.94% | 1449.7661 | 5884.856 | 81.41% | 1343.3813 | 14.0803 | 0.1948% | 7214.157 | 404.5928 | 5.597% | 6823.6445
197 | Los Esteros | NORTHERN CALIFORNIA | {'Schulte Switching Station': 3.7, 'Newark': 5.9, 'Hicks': 13.5, 'East Shore': 17.0, 'Coyote': 17.5, 'Metcalf': 17.5, 'Cayetano': 23.2, 'Green Ridge Midway': 28.0, 'Tesla': 28.2} | 52974.2578 | 5424.5679 | 10.24% | 47549.6899 | 89.76% | 22817.748 | 43.07% | 26063.1543 | 49.2% | 7.1294 | 138.8996 | 0.2622% | 237.5208 | 0.4484% | 0 | 40409.1914 | 76.28% | 3125.8955 | 5.901% | 30645.3555 | 57.85% | 22328.9023 | 18239.2676 | 34.43% | 34734.9902 | 23496.5957 | 44.35% | 29477.6621 | 35567.1875 | 67.14% | 17407.0703 | 35171.9805 | 66.39% | 17802.2773 | 3920.0745 | 7.4% | 49054.1833
198 | Birds Landing | NORTHERN CALIFORNIA | {'Shilo III': 3.2, 'Pittsburg': 7.1, 'Contra Costa': 9.0, 'Lone Tree': 12.9, 'Peabody': 13.5, 'Clayton': 14.6, 'Grand Island': 15.0, 'Brentwood': 16.5, 'Martinez': 17.3, 'Vaca Dixon': 19.7, 'Carquinez': 22.9, 'Delta Switching Yard': 25.1, 'Eight Mile': 25.1, 'Tulucay': 25.3, 'Kelso': 25.8, 'Cayetano': 26.9, 'Stagg': 27.8, 'Putah Creek': 28.9, 'Davis': 29.5} | 187530.2188 | 33383.3242 | 17.8% | 154146.8945 | 82.2% | 45632.0977 | 24.33% | 128858.8867 | 68.71% | 7 | 56559.9961 | 30.16% | 41127.0586 | 21.93% | 0 | 5784.1299 | 3.084% | 170.4789 | 0.09091% | 22719.6973 | 12.12% | 164810.5215 | 69910.8438 | 37.28% | 117619.375 | 68713.2734 | 36.64% | 118816.9453 | 89732.7969 | 47.85% | 97797.4219 | 8153.6294 | 4.348% | 179376.5894 | 45347.1953 | 24.18% | 142183.0234
199 | Cayetano | NORTHERN CALIFORNIA | {'Delta Switching Yard': 9.3, 'Kelso': 10.0, 'Green Ridge Midway': 10.1, 'Tesla': 11.4, 'Brentwood': 13.5, 'Lone Tree': 14.4, 'Clayton': 17.8, 'Contra Costa': 18.0, 'Newark': 20.2, 'East Shore': 20.5, 'Pittsburg': 21.7, 'Los Esteros': 23.2, 'Martinez': 26.8, 'Schulte Switching Station': 26.9, 'Birds Landing': 26.9, 'Vierra': 27.5, 'Stagg': 29.0} | 181393.5312 | 6500.5581 | 3.584% | 174892.9731 | 96.42% | 42096.6211 | 23.21% | 121600.7695 | 67.04% | 12.1562 | 9062.3096 | 4.996% | 16407.0488 | 9.045% | 0 | 67448.7969 | 37.18% | 20329.7539 | 11.21% | 112235.3672 | 61.87% | 69158.1641 | 107622.0703 | 59.33% | 73771.4609 | 123575.4375 | 68.13% | 57818.0938 | 155537.9531 | 85.75% | 25855.5781 | 63047.6172 | 34.76% | 118345.9141 | 12291.9287 | 6.776% | 169101.6025
200 | Silvergate | SAN DIEGO | {'Old Town': 5.7, 'Mission': 6.1, 'Bay Boulevard': 6.6, 'Miguel': 9.4, 'Kearny': 9.5, 'Otay Mesa': 15.9, 'Penasquitos': 16.0, 'Sycamore Canyon': 16.6, 'Suncrest': 28.0, 'Escondido': 29.7} | 13897.2207 | 1099.8239 | 7.914% | 12797.3969 | 92.09% | 3096.6948 | 22.28% | 5712.2935 | 41.1% | 25.25 | 0 | 0% | 0 | 0% | 0 | 6416.1704 | 46.17% | 1444.6606 | 10.4% | 1136.0396 | 8.175% | 12761.1812 | 9027.8975 | 64.96% | 4869.3232 | 11833.5332 | 85.15% | 2063.6875 | 12784.0771 | 91.99% | 1113.1436 | 3245.3362 | 23.35% | 10651.8845 | 697.0707 | 5.016% | 13200.15
201 | Richmond | NORTHERN CALIFORNIA | {} | 239724.8594 | 51385.5391 | 21.44% | 188339.3203 | 78.56% | 117028.8906 | 48.82% | 105002.6719 | 43.8% | 6.5917 | 18787.7266 | 7.837% | 0 | 0% | 0 | 203879.8594 | 85.05% | 0 | 0% | 73702.1641 | 30.74% | 166022.6953 | 50432.5547 | 21.04% | 189292.3047 | 45674.7539 | 19.05% | 194050.1055 | 121441.0469 | 50.66% | 118283.8125 | 125593.6328 | 52.39% | 114131.2266 | 22163.9023 | 9.246% | 217560.957
202 | Rancho Vista | GREATER LA METRO | {'Etiwanda': 0.4, 'Mira Loma': 5.8, 'Padua': 6.4, 'Chino': 10.3, 'Vista': 12.8, 'San Bernardino': 17.0, 'Lugo': 21.4, 'Serrano': 23.1, 'Lee Lake (Proposed)': 23.8, 'Olinda': 24.3, 'Walnut': 24.5, 'Villa Park': 25.5, 'Rio Hondo': 25.6, 'El Casco': 27.6, 'Lewis': 28.4, 'Viejo': 29.7, 'Victor': 29.9} | 25400.5391 | 4169.8687 | 16.42% | 21230.6704 | 83.58% | 2058.7466 | 8.105% | 14020.4458 | 55.2% | 38.9 | 579.6761 | 2.282% | 1703.5291 | 6.707% | 0 | 6941.0542 | 27.33% | 12789.8525 | 50.35% | 15037.25 | 59.2% | 10363.2891 | 11123.4717 | 43.79% | 14277.0674 | 12517.9561 | 49.28% | 12882.583 | 19317.7812 | 76.05% | 6082.7578 | 5517.5498 | 21.72% | 19882.9893 | 4097.2627 | 16.13% | 21303.2764
203 | Hilltop | NORTHERN CALIFORNIA | {} | 320618.875 | 41670.2656 |  | 278948.6094 |  | 191451 |  | 116300.5312 |  | 7.75 | 16641.1445 |  | 15039.1309 |  |  | 76154.6719 |  | 0 |  | 135382.1719 |  |  | 62525.3008 |  |  | 35783.4688 |  |  | 186091.2812 |  |  | 210056.1719 |  |  | 36967.3242
204 | Thermalito | NORTHERN CALIFORNIA | {'Table Mountain': 2.9, 'Wyandotte': 5.1, 'Palermo': 7.4, 'Honcut': 13.5, 'Pease': 23.8, 'East Marysville': 24.5, 'Olivehurst': 29.5} | 282982.375 | 24957.0059 | 8.819% | 258025.3691 | 91.18% | 31480.7363 | 11.12% | 191506.6074 | 67.67% | 13.3333 | 121297.0391 | 42.86% | 39414.293 | 13.93% | 0 | 57983.332 | 20.49% | 16265.0361 | 5.748% | 174793.7969 | 61.77% | 108188.5781 | 41674.4883 | 14.73% | 241307.8867 | 136386.0938 | 48.2% | 146596.2812 | 236619.9844 | 83.62% | 46362.3906 | 45802.832 | 16.19% | 237179.543 | 36776.2773 | 13% | 246206.0977
205 | Martinez | NORTHERN CALIFORNIA | {'Carquinez': 8.9, 'Clayton': 9.4, 'Pittsburg': 12.0, 'Birds Landing': 17.3, 'Tulucay': 18.1, 'Shilo III': 18.1, 'Contra Costa': 18.2, 'Lone Tree': 20.0, 'Peabody': 20.3, 'Ignacio': 23.5, 'Brentwood': 24.9, 'Martin (San Francisco H)': 26.8, 'Cayetano': 26.8, 'East Shore': 26.9, 'Vaca Dixon': 28.7} | 71422.6328 | 10311.7695 | 14.44% | 61110.8633 | 85.56% | 11368.3613 | 15.92% | 40046.248 | 56.07% | 52.2821 | 1508.876 | 2.113% | 817.2856 | 1.144% | 0 | 22968.7949 | 32.16% | 5777.1772 | 8.089% | 25366.4473 | 35.52% | 46056.1855 | 32497.5039 | 45.5% | 38925.1289 | 39360.1953 | 55.11% | 32062.4375 | 56031.5 | 78.45% | 15391.1328 | 14845.5166 | 20.79% | 56577.1162 | 17244.9609 | 24.14% | 54177.6719
206 | Lone Tree | NORTHERN CALIFORNIA | {'Contra Costa': 3.9, 'Brentwood': 4.9, 'Pittsburg': 9.7, 'Clayton': 11.4, 'Delta Switching Yard': 12.6, 'Birds Landing': 12.9, 'Kelso': 13.4, 'Cayetano': 14.4, 'Shilo III': 16.1, 'Green Ridge Midway': 17.9, 'Tesla': 19.3, 'Martinez': 20.0, 'Grand Island': 21.8, 'Eight Mile': 22.3, 'Stagg': 22.6, 'Peabody': 26.1, 'Weber': 28.4, 'Carquinez': 28.4, 'Vierra': 28.4, 'East Shore': 29.5} | 186070.8906 | 21880.5117 | 11.76% | 164190.3789 | 88.24% | 50709.7734 | 27.25% | 115279.6797 | 61.95% | 7.1365 | 35655.793 | 19.16% | 48478.2617 | 26.05% | 0 | 33419.6367 | 17.96% | 7156.8481 | 3.846% | 64149.1328 | 34.48% | 121921.7578 | 82811.7422 | 44.51% | 103259.1484 | 85160.0469 | 45.77% | 100910.8438 | 113009.875 | 60.73% | 73061.0156 | 16234.8809 | 8.725% | 169836.0098 | 25265.377 | 13.58% | 160805.5137
207 | Delta PP | NORTHERN CALIFORNIA | {'Kelso': 1.0, 'Green Ridge Midway': 5.4, 'Tesla': 6.8, 'Brentwood': 8.7, 'Cayetano': 9.3, 'Lone Tree': 12.6, 'Contra Costa': 16.3, 'Vierra': 18.9, 'Stagg': 19.9, 'Clayton': 21.4, 'Pittsburg': 22.2, 'Eight Mile': 22.3, 'Weber': 22.4, 'Birds Landing': 25.1, 'Ripon': 26.1, 'Westley': 27.4, 'Shilo III': 28.3, 'Newark': 28.8, 'East Shore': 29.7, 'Grand Island': 29.8} | 255562.5938 | 5036.3013 | 1.971% | 250526.2925 | 98.03% | 70537.8828 | 27.6% | 155441.7578 | 60.82% | 11.8054 | 17604.9199 | 6.889% | 96277.0625 | 37.67% | 0 | 45821.5156 | 17.93% | 6327.6001 | 2.476% | 120267.5781 | 47.06% | 135295.0156 | 106676.4844 | 41.74% | 148886.1094 | 113412.4609 | 44.38% | 142150.1328 | 158157.4375 | 61.89% | 97405.1562 | 43001.3789 | 16.83% | 212561.2148 | 17314.9414 | 6.775% | 238247.6523
208 | Green Ridge Midway | NORTHERN CALIFORNIA | {'Tesla': 1.6, 'Kelso': 5.0, 'Delta Switching Yard': 5.4, 'Cayetano': 10.1, 'Brentwood': 14.2, 'Vierra': 17.8, 'Lone Tree': 17.9, 'Contra Costa': 21.7, 'Stagg': 22.5, 'Weber': 23.2, 'Westley': 23.2, 'Ripon': 24.2, 'Clayton': 25.7, 'Eight Mile': 25.7, 'Newark': 26.8, 'Pittsburg': 27.3, 'Los Esteros': 28.0, 'East Shore': 29.8} | 262463.7188 | 3929.1458 | 1.497% | 258534.573 | 98.5% | 86550.4922 | 32.98% | 150708.0547 | 57.42% | 12.5 | 14353.6348 | 5.469% | 86855.5234 | 33.09% | 0 | 52411.2383 | 19.97% | 2277.2227 | 0.8676% | 141682.0312 | 53.98% | 120781.6875 | 109864.4766 | 41.86% | 152599.2422 | 116421.6016 | 44.36% | 146042.1172 | 176348.9062 | 67.19% | 86114.8125 | 69662.1562 | 26.54% | 192801.5625 | 14430.1074 | 5.498% | 248033.6113
209 | Inyo | GREATER KRAMER | {'Control': 2.2} | 49617.7383 | 7770.6191 | 15.66% | 41847.1191 | 84.34% | 39399.3398 | 79.41% | 8102.2266 | 16.33% | 4.6667 | 393.8813 | 0.7938% | 0 | 0% | 0 | 31746.5293 | 63.98% | 0 | 0% | 0 | 0% | 49617.7383 | 14449.4658 | 29.12% | 35168.2725 | 18720.2578 | 37.73% | 30897.4805 | 19907.1738 | 40.12% | 29710.5645 | 33452.168 | 67.42% | 16165.5703 | 3396.0015 | 6.844% | 46221.7368
210 | Control | GREATER KRAMER | {'Inyo': 2.2} | 45371.0117 | 6863.291 | 15.13% | 38507.7207 | 84.87% | 35555.3008 | 78.37% | 7630.3242 | 16.82% | 4.441 | 353.6671 | 0.7795% | 0 | 0% | 0 | 32448.543 | 71.52% | 0 | 0% | 0 | 0% | 45371.0117 | 12524.5664 | 27.6% | 32846.4453 | 17144.0332 | 37.79% | 28226.9785 | 17982.2754 | 39.63% | 27388.7363 | 30265.6758 | 66.71% | 15105.3359 | 3388.7456 | 7.469% | 41982.2661
211 | Big Creek | SPGE | {} | 146211.6406 | 5271.041 | 3.605% | 140940.5996 | 96.39% | 102034.2109 | 69.79% | 31472.8516 | 21.53% | 8.5429 | 5.5599 | 0.003803% | 0 | 0% | 0 | 78476.8438 | 53.67% | 45521.0859 | 31.13% | 32647.7617 | 22.33% | 113563.8789 | 85621.2266 | 58.56% | 60590.4141 | 63790.6758 | 43.63% | 82420.9648 | 105814.875 | 72.37% | 40396.7656 | 102375.2734 | 70.02% | 43836.3672 | 6197.9946 | 4.239% | 140013.646
212 | Moss Landing |  | {'Coyote': 28.7, 'Metcalf': 28.9} | 125228.5938 | 19840.2441 | 15.84% | 105388.3496 | 84.16% | 19903.2363 | 15.89% | 69965.9199 | 55.87% | 19.1678 | 7961.5854 | 6.358% | 40959.2344 | 32.71% | 1 | 25968.1738 | 20.74% | 12145.6875 | 9.699% | 38331.9219 | 30.61% | 86896.6719 | 26869.207 | 21.46% | 98359.3867 | 41388.582 | 33.05% | 83840.0117 | 70872.0938 | 56.59% | 54356.5 | 21486.2812 | 17.16% | 103742.3125 | 7742.3774 | 6.183% | 117486.2163
213 | Cal Ave | SPGE | {'Malaga': 2.8, 'West Fresno': 3.0, 'Kearney': 6.6, 'Sanger': 8.5, 'McCall': 10.2, 'Gregg': 12.5, 'Mc Mullin': 15.2, 'Borden': 18.6, 'Wahtoke': 18.7, 'Kingsburg': 18.9, 'Reedley': 22.9, 'Helm': 24.5} | 274357.25 | 70115.6562 | 25.56% | 204241.5938 | 74.44% | 2473.1519 | 0.9014% | 167487.5825 | 61.05% | 21.8 | 65418.1367 | 23.84% | 169700.75 | 61.85% | 0 | 0 | 0% | 0 | 0% | 30111.2832 | 10.98% | 244245.9668 | 29652.4473 | 10.81% | 244704.8027 | 29515.3184 | 10.76% | 244841.9316 | 41522.3828 | 15.13% | 232834.8672 | 4000.1804 | 1.458% | 270357.0696 | 13772.3916 | 5.02% | 260584.8584
214 | Poso Mountain | SPGE | {'Sycamore': 7.6, 'Kern Oil': 8.9, 'California Water': 10.0, 'Columbus': 11.1, 'Lerdo': 11.7, 'Bakersfield': 12.2, '7th Standard': 12.8, 'Westpark': 13.6, 'Magunden': 13.8, 'Rosedale': 14.3, 'Kern Power': 14.7, 'Renfro': 16.6, 'Stockdale': 17.8, 'Lamont': 18.9, 'Rio Bravo': 18.9, 'Regulus': 18.9, 'Tevis': 19.2, 'Shafter': 20.5, 'Vestal': 20.8, 'Charca': 21.0, 'Grimway': 22.2, 'Tupman': 22.6, 'Semitropic': 27.1, 'Norco': 27.3, 'Midway': 29.9} | 331840.2188 | 50971.1406 | 15.36% | 280869.0781 | 84.64% | 82999.0156 | 25.01% | 237664.5469 | 71.62% | 7.6343 | 5750.7271 | 1.733% | 69980.5312 | 21.09% | 1 | 153859.875 | 46.37% | 0 | 0% | 209833.5 | 63.23% | 122006.7188 | 59770.5156 | 18.01% | 272069.7031 | 86683.5391 | 26.12% | 245156.6797 | 215901.3125 | 65.06% | 115938.9062 | 133738.6719 | 40.3% | 198101.5469 | 4942.8208 | 1.49% | 326897.3979
215 | Walnut | GREATER LA METRO | {'Olinda': 4.6, 'Rio Hondo': 6.9, 'Mesa (SCE)': 9.4, 'Center': 10.5, 'Laguna Bell': 11.6, 'Goodrich': 12.6, 'Del Amo': 13.9, 'Barre': 13.9, 'Lewis': 14.0, 'Villa Park': 14.9, 'Serrano': 15.4, 'Lighthipe': 15.6, 'Chino': 15.6, 'Alamitos': 18.8, 'Padua': 19.4, 'Gould': 20.0, 'Hinson': 20.4, 'Johanna': 21.1, 'Arcogen': 21.4, 'Mira Loma': 22.1, 'Ellis': 22.3, 'Harborgen': 22.5, 'Long Beach': 23.0, 'La Fresa': 24.0, 'Rancho Vista': 24.5, 'La Cienega': 24.6, 'Etiwanda': 24.9, 'Huntington Beach': 25.0, 'El Nido': 25.5, 'Santiago': 25.9, 'Chevmain': 27.0, 'Redondo': 27.5, 'El Segundo': 28.0, 'Viejo': 29.4} | 7905.7393 | 1795.61 | 22.71% | 6110.1293 | 77.29% | 879.0997 | 11.12% | 5654.1581 | 71.52% | 14.425 | 40.8893 | 0.5172% | 0 | 0% | 0 | 644.1115 | 8.147% | 7261.6855 | 91.85% | 3959.5627 | 50.08% | 3946.1765 | 1036.0723 | 13.11% | 6869.667 | 1009.336 | 12.77% | 6896.4033 | 4870.6797 | 61.61% | 3035.0596 | 2736.6326 | 34.62% | 5169.1067 | 1350.8125 | 17.09% | 6554.9268
216 | Chevmain | GREATER LA METRO | {'El Segundo': 1.2, 'El Nido': 1.8, 'Redondo': 3.8, 'La Fresa': 4.6, 'La Cienega': 6.9, 'Arcogen': 10.9, 'Hinson': 11.9, 'Harborgen': 13.2, 'Lighthipe': 13.2, 'Long Beach': 13.9, 'Laguna Bell': 15.5, 'Center': 17.2, 'Del Amo': 18.0, 'Mesa (SCE)': 19.2, 'Alamitos': 19.9, 'Goodrich': 24.9, 'Barre': 25.1, 'Gould': 25.2, 'Walnut': 27.0, 'Olinda': 27.8, 'Rio Hondo': 28.0, 'Sylmar': 28.3, 'Lewis': 29.7} | 4312.9648 | 1328.0636 | 30.79% | 2984.9012 | 69.21% | 389.6544 | 9.034% | 2536.4813 | 58.81% | 10.5434 | 0 | 0% | 0 | 0% | 0 | 765.6498 | 17.75% | 58.083 | 1.347% | 61.7066 | 1.431% | 4251.2583 | 124.8791 | 2.895% | 4188.0858 | 2541.6357 | 58.93% | 1771.3291 | 2603.3423 | 60.36% | 1709.6226 | 314.3167 | 7.288% | 3998.6481 | 143.0516 | 3.317% | 4169.9133
217 | Long Beach |  | {'Harborgen': 0.9, 'Arcogen': 3.7, 'Hinson': 3.7, 'Alamitos': 7.3, 'Lighthipe': 8.4, 'Del Amo': 9.3, 'La Fresa': 9.5, 'Redondo': 11.0, 'El Nido': 12.4, 'Center': 13.2, 'Chevmain': 13.9, 'Barre': 14.3, 'El Segundo': 15.0, 'Laguna Bell': 15.2, 'Huntington Beach': 16.5, 'Ellis': 17.2, 'La Cienega': 18.4, 'Lewis': 19.0, 'Mesa (SCE)': 19.8, 'Olinda': 21.4, 'Johanna': 21.8, 'Villa Park': 22.8, 'Walnut': 23.0, 'Serrano': 25.4, 'Santiago': 27.2, 'Rio Hondo': 27.3, 'Goodrich': 27.7} | 7501.6582 | 2302.2012 | 30.69% | 5199.457 | 69.31% | 969.3741 | 12.92% | 2988.2164 | 39.83% | 52.6 | 0 | 0% | 0 | 0% | 0 | 136.4639 | 1.819% | 0 | 0% | 10.7529 | 0.1433% | 7490.9053 | 699.8162 | 9.329% | 6801.842 | 5142.2021 | 68.55% | 2359.4561 | 5152.9551 | 68.69% | 2348.7031 | 0 | 0% | 7501.6582 | 32.5015 | 0.4333% | 7469.1567
218 | Pit 1 | NORTHERN CALIFORNIA | {'Cove Rd': 23.9, 'Round Mountain': 26.2} | 284811.9062 | 57899.668 | 20.33% | 226912.2383 | 79.67% | 140786.2969 | 49.43% | 131748.2344 | 46.26% | 5.6935 | 30077.7832 | 10.56% | 0.10168 | 3.57e-05% | 0 | 236233 | 82.94% | 0 | 0% | 82980.4844 | 29.14% | 201831.4219 | 62068.082 | 21.79% | 222743.8242 | 59470.6953 | 20.88% | 225341.2109 | 127200.1016 | 44.66% | 157611.8047 | 155932.9062 | 54.75% | 128879 | 19149.332 | 6.724% | 265662.5742
219 | Cove Rd | NORTHERN CALIFORNIA | {'Round Mountain': 4.9, 'Pit 1': 23.9} | 251808.25 | 26310.5547 | 10.45% | 225497.6953 | 89.55% | 137611.9375 | 54.65% | 105777.3594 | 42.01% | 4.8 | 5610.0674 | 2.228% | 258.5916 | 0.1027% | 0 | 218020.875 | 86.58% | 26327.5059 | 10.46% | 130054.2734 | 51.65% | 121753.9766 | 53887.4414 | 21.4% | 197920.8086 | 62675.7695 | 24.89% | 189132.4805 | 162129.4844 | 64.39% | 89678.7656 | 161654.6406 | 64.2% | 90153.6094 | 16947.959 | 6.731% | 234860.291
220 | Drum | NORTHERN CALIFORNIA | {'Brunswick': 14.5, 'Summit': 21.2, 'Higgins': 22.8} | 152684.2344 | 42395.9883 | 27.77% | 110288.2461 | 72.23% | 39868.6953 | 26.11% | 79872.8516 | 52.31% | 11.37 | 246.9617 | 0.1617% | 24.8551 | 0.01628% | 0 | 59924.0273 | 39.25% | 80926.2344 | 53% | 41322.2305 | 27.06% | 111362.0039 | 24196.1055 | 15.85% | 128488.1289 | 26568.8711 | 17.4% | 126115.3633 | 72019.5625 | 47.17% | 80664.6719 | 56432.0078 | 36.96% | 96252.2266 | 4451.5273 | 2.916% | 148232.707
221 | Vierra | NORTHERN CALIFORNIA | {'Ripon': 7.6, 'Weber': 8.6, 'Stagg': 14.0, 'Westley': 15.5, 'Tesla': 17.0, 'Green Ridge Midway': 17.8, 'Kelso': 18.0, 'Delta Switching Yard': 18.9, 'Eight Mile': 18.9, 'Riverbank': 20.1, 'Bellota': 20.7, 'Lockeford': 22.9, 'Brentwood': 23.5, 'Warnerville': 26.1, 'Cayetano': 27.5, 'Lone Tree': 28.4} | 289953.3125 | 30947.6406 | 10.67% | 259005.6719 | 89.33% | 27779.0137 | 9.581% | 202152.8926 | 69.72% | 16.125 | 49017.1992 | 16.91% | 202112.4844 | 69.71% | 0 | 0 | 0% | 0 | 0% | 81328.6875 | 28.05% | 208624.625 | 39278.9922 | 13.55% | 250674.3203 | 39241.7578 | 13.53% | 250711.5547 | 100185.6484 | 34.55% | 189767.6641 | 3201.5146 | 1.104% | 286751.7979 | 10577.0352 | 3.648% | 279376.2773
222 | Coyote | NORTHERN CALIFORNIA | {'Metcalf': 0.3, 'Hicks': 8.5, 'Schulte Switching Station': 15.7, 'Los Esteros': 17.5, 'Newark': 23.4, 'Moss Landing': 28.7} | 104816.9062 | 9816.6885 | 9.366% | 95000.2178 | 90.63% | 28238.4023 | 26.94% | 54972.8711 | 52.45% | 11.5214 | 2561.0713 | 2.443% | 1585.6637 | 1.513% | 0 | 68651.3359 | 65.5% | 24543.5117 | 23.42% | 73557.3984 | 70.18% | 31259.5078 | 25407.1055 | 24.24% | 79409.8008 | 42619.25 | 40.66% | 62197.6562 | 80918.3984 | 77.2% | 23898.5078 | 68796.8047 | 65.64% | 36020.1016 | 3883.9683 | 3.705% | 100932.938
223 | Metcalf | NORTHERN CALIFORNIA | {'Coyote': 0.3, 'Hicks': 8.8, 'Schulte Switching Station': 15.7, 'Los Esteros': 17.5, 'Newark': 23.3, 'Moss Landing': 28.9} | 107081.3281 | 9524.5996 | 8.895% | 97556.7285 | 91.11% | 29612.7832 | 27.65% | 57086.4121 | 53.31% | 10.8889 | 2504.8289 | 2.339% | 1572.4391 | 1.468% | 0 | 72395.8281 | 67.61% | 23079.707 | 21.55% | 76359.8125 | 71.31% | 30721.5156 | 26685.6641 | 24.92% | 80395.6641 | 42721.3008 | 39.9% | 64360.0273 | 82956.9609 | 77.47% | 24124.3672 | 71900.6484 | 67.15% | 35180.6797 | 3985.8567 | 3.722% | 103095.4714
224 | Diablo | SPGE | {'Morro Bay': 10.9, 'San Luis Obispo': 12.4, 'Mustang': 12.9, 'Oceano': 17.0, 'Templeton': 25.2, 'Mesa': 26.5} | 52444.3555 | 5027.2832 | 9.586% | 47417.0723 | 90.41% | 13342.3994 | 25.44% | 33438.4951 | 63.76% | 12.0865 | 2119.1084 | 4.041% | 2829.2021 | 5.395% | 0 | 22144.2891 | 42.22% | 17173.6602 | 32.75% | 9515.6738 | 18.14% | 42928.6816 | 7809.3521 | 14.89% | 44635.0034 | 34993.1875 | 66.72% | 17451.168 | 37003.8242 | 70.56% | 15440.5312 | 24447.082 | 46.62% | 27997.2734 | 4855.2471 | 9.258% | 47589.1084
225 | Coolwater | GREATER KRAMER | {'Tortilla': 10.0, 'Calcite': 23.9, 'Pisgah': 27.3} | 85720.6641 | 26348.2891 | 30.74% | 59372.375 | 69.26% | 9563.9141 | 11.16% | 38578.6523 | 45.01% | 24.0559 | 1145.7384 | 1.337% | 2053.5186 | 2.396% | 0 | 0 | 0% | 0 | 0% | 52088.0469 | 60.76% | 33632.6172 | 25827.3301 | 30.13% | 59893.334 | 12918.0723 | 15.07% | 72802.5918 | 54426.0273 | 63.49% | 31294.6367 | 23870.9043 | 27.85% | 61849.7598 | 2430.0276 | 2.835% | 83290.6365
226 | San Onofre | GREATER LA METRO | {'Talega': 5.8, 'Capistrano': 11.8, 'Margarita': 13.1, 'Trabuco': 15.0, 'San Luis Rey': 16.8, 'Encina': 20.4, 'Viejo': 21.1, 'Palomar': 23.0, 'Santiago': 23.8, 'Lee Lake (Proposed)': 26.9, 'Johanna': 29.3} | 22233.623 | 1042.7731 | 4.69% | 21190.85 | 95.31% | 5825.8179 | 26.2% | 10814.0767 | 48.64% | 29.7262 | 1030.9229 | 4.637% | 87.0637 | 0.3916% | 0 | 19550.6934 | 87.93% | 857.5692 | 3.857% | 10697.0605 | 48.11% | 11536.5625 | 12994.249 | 58.44% | 9239.374 | 14921.4043 | 67.11% | 7312.2188 | 18836.6992 | 84.72% | 3396.9238 | 11103.4199 | 49.94% | 11130.2031 | 1590.8163 | 7.155% | 20642.8068
227 | Woodland | NORTHERN CALIFORNIA | {'Davis': 9.3, 'Putah Creek': 16.7, 'Vaca Dixon': 21.0, 'Rio Oso': 23.7, 'Pleasant Grove': 26.4, 'Peabody': 29.5} | 314368.875 | 13730.1299 | 4.368% | 300638.7451 | 95.63% | 29993.4277 | 9.541% | 266675.666 | 84.83% | 8.9879 | 59850.2617 | 19.04% | 208092.6719 | 66.19% | 0 | 23.4148 | 0.007448% | 0 | 0% | 139989.7812 | 44.53% | 174379.0938 | 41442.8906 | 13.18% | 272925.9844 | 122892 | 39.09% | 191476.875 | 214062.4062 | 68.09% | 100306.4688 | 701.1349 | 0.223% | 313667.7401 | 14456.9531 | 4.599% | 299911.9219
228 | Donnells PP | NORTHERN CALIFORNIA | {'Curtis': 24.4} | 194427.9688 | 45425.8828 | 23.36% | 149002.0859 | 76.64% | 116901.8984 | 60.13% | 66669.5078 | 34.29% | 6.3999 | 0 | 0% | 0 | 0% | 0 | 105781.9766 | 54.41% | 36765.1797 | 18.91% | 17980.8613 | 9.248% | 176447.1074 | 13424.3896 | 6.905% | 181003.5791 | 36715.3398 | 18.88% | 157712.6289 | 50987.3906 | 26.22% | 143440.5781 | 124625.1875 | 64.1% | 69802.7812 | 4786.0264 | 2.462% | 189641.9424
229 | Mandalay | GREATER LA METRO | {'Santa Clara': 7.5, 'Moorpark': 20.4} | 90748.6562 | 35048.668 | 38.62% | 55699.9883 | 61.38% | 21494.7812 | 23.69% | 62867.6562 | 69.28% | 5.7093 | 8180.2705 | 9.014% | 13816.667 | 15.23% | 0 | 3971.3 | 4.376% | 52762.9609 | 58.14% | 17039.2051 | 18.78% | 73709.4512 | 7260.9995 | 8.001% | 83487.6567 | 12789.9395 | 14.09% | 77958.7168 | 27023.9277 | 29.78% | 63724.7285 | 25284.373 | 27.86% | 65464.2832 | 6225.1616 | 6.86% | 84523.4946
230 | North Gila | ARIZONA MINOR | {} | 59957.4844 | 2988.8704 | 4.985% | 56968.614 | 95.02% | 40852.2148 | 68.14% | 16549.418 | 27.6% | 3.6757 | 2504.3528 | 4.177% | 11970.8311 | 19.97% | 0 | 0 | 0% | 0 | 0% | 356.2841 | 0.5942% | 59601.2003 | 35968.1055 | 59.99% | 23989.3789 | 33662.3555 | 56.14% | 26295.1289 | 36025.4297 | 60.08% | 23932.0547 | 32621.4844 | 54.41% | 27336 | 3032.3713 | 5.058% | 56925.113
231 | Eight Mile | NORTHERN CALIFORNIA | {'Stagg': 4.8, 'Weber': 12.2, 'Lockeford': 12.5, 'Grand Island': 16.6, 'Vierra': 18.9, 'Brentwood': 19.0, 'Bellota': 20.0, 'Kelso': 21.9, 'Camanche': 22.0, 'Lone Tree': 22.3, 'Delta Switching Yard': 22.3, 'Contra Costa': 22.5, 'Ripon': 24.4, 'Birds Landing': 25.1, 'Green Ridge Midway': 25.7, 'Tesla': 26.0, 'Shilo III': 26.7, 'Pittsburg': 28.4} | 295063.6875 | 28783.8555 | 9.755% | 266279.832 | 90.24% | 52874.0078 | 17.92% | 167226.9453 | 56.67% | 13.2581 | 49709.5078 | 16.85% | 197850.6562 | 67.05% | 1 | 0 | 0% | 0 | 0% | 30877.1504 | 10.46% | 264186.5371 | 42531.668 | 14.41% | 252532.0195 | 56785.9141 | 19.25% | 238277.7734 | 77976.8281 | 26.43% | 217086.8594 | 0 | 0% | 295063.6875 | 21496.209 | 7.285% | 273567.4785
232 | Kern Power | SPGE | {'Rosedale': 1.1, 'Westpark': 3.2, 'Renfro': 3.8, 'Tevis': 4.5, '7th Standard': 4.5, 'Stockdale': 4.7, 'Bakersfield': 5.3, 'Kern Oil': 6.0, 'Sycamore': 7.8, 'Lerdo': 8.9, 'Columbus': 9.0, 'Tupman': 9.9, 'Magunden': 10.0, 'Rio Bravo': 10.2, 'California Water': 11.5, 'Norco': 13.6, 'Regulus': 14.4, 'Lamont': 14.5, 'Poso Mountain': 14.7, 'Shafter': 15.5, 'Grimway': 16.2, 'Elk Hills': 19.0, 'Midway': 20.1, 'Charca': 20.3, 'Wheeler Ridge': 21.2, 'Semitropic': 24.5, 'Taft': 27.5} | 296150.1562 | 53630.9297 | 18.11% | 242519.2266 | 81.89% | 23964.3613 | 8.092% | 242423.5449 | 81.86% | 11.9382 | 32994.7188 | 11.14% | 137844.0312 | 46.55% | 1 | 10927.1494 | 3.69% | 0 | 0% | 93357.1016 | 31.52% | 202793.0547 | 51756.2969 | 17.48% | 244393.8594 | 93677.7969 | 31.63% | 202472.3594 | 145452.2344 | 49.11% | 150697.9219 | 10304.6445 | 3.48% | 285845.5117 | 20067.4355 | 6.776% | 276082.7207
233 | Renfro | SPGE | {'Kern Power': 3.8, '7th Standard': 4.0, 'Rosedale': 4.9, 'Tevis': 5.1, 'Tupman': 6.4, 'Rio Bravo': 6.6, 'Westpark': 7.0, 'Stockdale': 7.3, 'Lerdo': 7.8, 'Kern Oil': 8.9, 'Bakersfield': 9.0, 'Norco': 10.8, 'Sycamore': 10.8, 'Shafter': 12.3, 'Columbus': 12.7, 'Magunden': 13.8, 'California Water': 15.0, 'Midway': 16.3, 'Elk Hills': 16.4, 'Poso Mountain': 16.6, 'Charca': 17.7, 'Regulus': 18.1, 'Lamont': 18.2, 'Grimway': 19.7, 'Semitropic': 21.3, 'Wheeler Ridge': 23.2, 'Taft': 25.0, 'Goose Lake': 27.7, 'Smyrna': 28.1} | 303995.5938 | 49231.6602 | 16.19% | 254763.9336 | 83.81% | 38042.9414 | 12.51% | 238908.5273 | 78.59% | 11.4756 | 38187.6523 | 12.56% | 156015.1094 | 51.32% | 1 | 689.108 | 0.2267% | 0 | 0% | 81007.4219 | 26.65% | 222988.1719 | 65060.3008 | 21.4% | 238935.293 | 115246.1875 | 37.91% | 188749.4062 | 155161.0469 | 51.04% | 148834.5469 | 5544.3564 | 1.824% | 298451.2373 | 20727.9902 | 6.819% | 283267.6035
234 | Highwind | GREATER TEHACHAPI | {'Windhub': 7.1, 'Whirlwind': 16.9, 'Pastoria': 28.7, 'Antelope': 28.8, 'Grimway': 29.1} | 206545.4375 | 59479.2109 | 28.8% | 147066.2266 | 71.2% | 38959.7617 | 18.86% | 81978.4102 | 39.69% | 28.0864 | 439.9493 | 0.213% | 3979.9778 | 1.927% | 0 | 95932.6562 | 46.45% | 35505.3828 | 17.19% | 66104.1562 | 32% | 140441.2812 | 42255.0664 | 20.46% | 164290.3711 | 69399.7578 | 33.6% | 137145.6797 | 120914.0625 | 58.54% | 85631.375 | 69393.7734 | 33.6% | 137151.6641 | 2525.8145 | 1.223% | 204019.623
235 | Sylmar | GREATER LA METRO | {'Saugus': 9.1, 'Pardee': 10.4, 'Gould': 18.8, 'La Cienega': 22.1, 'Moorpark': 23.1, 'Vincent': 25.1, 'Goodrich': 25.9, 'El Segundo': 27.7, 'Chevmain': 28.3, 'Antelope': 28.7, 'Mesa (SCE)': 29.0, 'El Nido': 29.2} | 70078.9531 | 13148.3564 | 18.76% | 56930.5967 | 81.24% | 23833.3848 | 34.01% | 31562.4707 | 45.04% | 20.3333 | 255.9563 | 0.3652% | 938.8984 | 1.34% | 0 | 2082.4395 | 2.972% | 67995.8906 | 97.03% | 28011.1992 | 39.97% | 42067.7539 | 2261.7234 | 3.227% | 67817.2297 | 9736.6152 | 13.89% | 60342.3379 | 35755.418 | 51.02% | 34323.5352 | 31186.1445 | 44.5% | 38892.8086 | 7770.0664 | 11.09% | 62308.8867
236 | Westley | SPGE | {'Ripon': 12.6, 'Vierra': 15.5, 'Riverbank': 20.9, 'Tesla': 21.7, 'Green Ridge Midway': 23.2, 'Weber': 23.6, 'Warnerville': 24.8, 'Kelso': 26.4, 'Delta Switching Yard': 27.4, 'Stagg': 29.6} | 296744.1875 | 15664.2432 | 5.279% | 281079.9443 | 94.72% | 56907.2734 | 19.18% | 189589.5859 | 63.89% | 13.6077 | 25809.0957 | 8.697% | 164436.3125 | 55.41% | 1 | 29837.7891 | 10.06% | 0 | 0% | 171013.0312 | 57.63% | 125731.1562 | 50250.1836 | 16.93% | 246494.0039 | 62189.2812 | 20.96% | 234554.9062 | 183471.8281 | 61.83% | 113272.3594 | 67388.8203 | 22.71% | 229355.3672 | 10233.4854 | 3.449% | 286510.7021
237 | GWF Hanford | SPGE | {'Leprino Jct': 10.6, 'Corcoran': 12.2, 'Henrietta': 14.4, 'Kingsburg': 15.5, 'Rector': 22.6, 'McCall': 23.6, 'Alpaugh': 23.7, 'Wahtoke': 26.2, 'Reedley': 27.6, 'Olive': 28.0, 'Gates': 28.1, 'Schindler': 28.9, 'Mc Mullin': 29.3, 'Malaga': 29.6} | 372522.6875 | 170219.4062 | 45.69% | 202303.2812 | 54.31% | 40636.2578 | 10.91% | 282787.2734 | 75.91% | 11.3967 | 181979.3438 | 48.85% | 150143.0938 | 40.3% | 0 | 0 | 0% | 0 | 0% | 25258.6992 | 6.78% | 347263.9883 | 12861.7988 | 3.453% | 359660.8887 | 33909.4727 | 9.103% | 338613.2148 | 56681.418 | 15.22% | 315841.2695 | 0 | 0% | 372522.6875 | 11915.708 | 3.199% | 360606.9795
238 | Tevis | SPGE | {'Stockdale': 3.5, 'Kern Power': 4.5, 'Rosedale': 4.9, 'Renfro': 5.1, 'Westpark': 6.3, 'Tupman': 8.3, '7th Standard': 8.3, 'Bakersfield': 8.4, 'Kern Oil': 10.3, 'Norco': 10.4, 'Rio Bravo': 11.3, 'Columbus': 12.0, 'Magunden': 12.0, 'Sycamore': 12.0, 'Lerdo': 12.5, 'California Water': 14.7, 'Regulus': 15.1, 'Lamont': 15.2, 'Elk Hills': 15.4, 'Grimway': 15.9, 'Shafter': 17.1, 'Wheeler Ridge': 18.1, 'Midway': 19.1, 'Poso Mountain': 19.2, 'Charca': 22.8, 'Taft': 23.6, 'Semitropic': 26.1} | 298557.4375 | 51375.7383 | 17.21% | 247181.6992 | 82.79% | 49993.8516 | 16.75% | 223409.4609 | 74.83% | 10.5926 | 66965.9922 | 22.43% | 139315.5 | 46.66% | 1 | 0 | 0% | 0 | 0% | 59122.1328 | 19.8% | 239435.3047 | 90872.125 | 30.44% | 207685.3125 | 136891.2656 | 45.85% | 161666.1719 | 155952.7344 | 52.24% | 142604.7031 | 1205.9008 | 0.4039% | 297351.5367 | 20762.4688 | 6.954% | 277794.9688
239 | Otay Mesa | SAN DIEGO | {'Miguel': 8.3, 'Bay Boulevard': 11.0, 'Silvergate': 15.9, 'Mission': 19.6, 'Suncrest': 21.0, 'Old Town': 21.1, 'Kearny': 22.0, 'Sycamore Canyon': 24.6, 'Penasquitos': 29.7} | 34414.4375 | 596.996 | 1.735% | 33817.4415 | 98.27% | 2006.3661 | 5.83% | 17875.9855 | 51.94% | 14.6872 | 54.5658 | 0.1586% | 48.9793 | 0.1423% | 0 | 6093.5317 | 17.71% | 27205.6484 | 79.05% | 7866.3364 | 22.86% | 26548.1011 | 22067.6953 | 64.12% | 12346.7422 | 31348.2617 | 91.09% | 3066.1758 | 31720.3516 | 92.17% | 2694.0859 | 16072.7158 | 46.7% | 18341.7217 | 1566.5602 | 4.552% | 32847.8773
240 | Redondo | GREATER LA METRO | {'El Nido': 3.4, 'La Fresa': 3.5, 'Chevmain': 3.8, 'El Segundo': 4.6, 'Arcogen': 8.6, 'Hinson': 9.7, 'Harborgen': 10.4, 'La Cienega': 10.5, 'Long Beach': 11.0, 'Lighthipe': 12.4, 'Laguna Bell': 16.4, 'Del Amo': 16.7, 'Center': 17.1, 'Alamitos': 17.6, 'Mesa (SCE)': 20.6, 'Barre': 23.5, 'Goodrich': 27.1, 'Huntington Beach': 27.4, 'Walnut': 27.5, 'Olinda': 27.6, 'Ellis': 28.0, 'Gould': 28.2, 'Lewis': 28.2, 'Rio Hondo': 29.3} | 5105.2793 | 2275.4773 | 44.57% | 2829.802 | 55.43% | 961.2413 | 18.83% | 2862.5743 | 56.07% | 8.5241 | 0 | 0% | 0 | 0% | 0 | 136.4639 | 2.673% | 0 | 0% | 10.7529 | 0.2106% | 5094.5264 | 124.8791 | 2.446% | 4980.4002 | 2774.5515 | 54.35% | 2330.7278 | 2785.3044 | 54.56% | 2319.9749 | 0 | 0% | 5105.2793 | 7.0574 | 0.1382% | 5098.2219
241 | Arkansas | GREATER IMPERIAL | {'Sonora': 2.7, 'IID System': 7.8, 'El Centro': 23.2, 'High Line': 27.5} | 249615.0156 | 54965.0508 | 22.02% | 194649.9648 | 77.98% | 29505.9043 | 11.82% | 214853.9551 | 86.07% | 8.0277 | 65388.625 | 26.2% | 128593.7812 | 51.52% | 0 | 0 | 0% | 0 | 0% | 13878.373 | 5.56% | 235736.6426 | 71502.6953 | 28.65% | 178112.3203 | 87537.0859 | 35.07% | 162077.9297 | 98376.8359 | 39.41% | 151238.1797 | 6993.6821 | 2.802% | 242621.3335 | 15450.7227 | 6.19% | 234164.293
242 | Cal Water | SPGE | {'Columbus': 2.7, 'Magunden': 4.4, 'Sycamore': 5.5, 'Bakersfield': 6.3, 'Kern Oil': 6.9, 'Westpark': 8.5, 'Lamont': 8.9, 'Regulus': 8.9, 'Poso Mountain': 10.0, 'Rosedale': 10.5, 'Kern Power': 11.5, 'Stockdale': 11.9, 'Grimway': 12.3, '7th Standard': 13.0, 'Tevis': 14.7, 'Renfro': 15.0, 'Lerdo': 15.1, 'Rio Bravo': 20.3, 'Tupman': 21.4, 'Wheeler Ridge': 23.4, 'Shafter': 24.3, 'Norco': 24.9, 'Charca': 27.1} | 263198.2188 | 43458.625 | 16.51% | 219739.5938 | 83.49% | 56269.707 | 21.38% | 191249.168 | 72.66% | 8.6771 | 8824.8271 | 3.353% | 61296.332 | 23.29% | 1 | 106215.0703 | 40.36% | 0 | 0% | 153294.4844 | 58.24% | 109903.7344 | 48984.6211 | 18.61% | 214213.5977 | 80993.7578 | 30.77% | 182204.4609 | 163922.0781 | 62.28% | 99276.1406 | 92614.1016 | 35.19% | 170584.1172 | 4270.564 | 1.623% | 258927.6548
243 | Grimway | SPGE | {'Lamont': 3.4, 'Regulus': 3.4, 'Magunden': 8.6, 'Columbus': 11.3, 'California Water': 12.3, 'Bakersfield': 12.6, 'Stockdale': 12.6, 'Wheeler Ridge': 12.7, 'Westpark': 13.4, 'Rosedale': 15.2, 'Sycamore': 15.9, 'Tevis': 15.9, 'Kern Oil': 16.1, 'Kern Power': 16.2, 'Renfro': 19.7, '7th Standard': 20.2, 'Pastoria': 21.6, 'Poso Mountain': 22.2, 'Lerdo': 24.0, 'Tupman': 24.3, 'Norco': 25.5, 'Rio Bravo': 26.3, 'Highwind': 29.1, 'Elk Hills': 29.2} | 270715.3125 | 29984.709 | 11.08% | 240730.6035 | 88.92% | 43810.4336 | 16.18% | 202305.4883 | 74.73% | 10.2 | 23125.9492 | 8.543% | 140635.3281 | 51.95% | 1 | 48691.1641 | 17.99% | 13105.1143 | 4.841% | 92832.8672 | 34.29% | 177882.4453 | 57424.4922 | 21.21% | 213290.8203 | 81392.7578 | 30.07% | 189322.5547 | 127965.8594 | 47.27% | 142749.4531 | 48657.3555 | 17.97% | 222057.957 | 4883.4448 | 1.804% | 265831.8677
244 | Viejo | GREATER LA METRO | {'Santiago': 7.2, 'Trabuco': 7.4, 'Margarita': 8.1, 'Capistrano': 10.7, 'Johanna': 12.5, 'Lee Lake (Proposed)': 12.5, 'Serrano': 14.0, 'Villa Park': 15.1, 'Talega': 15.3, 'Ellis': 17.4, 'Lewis': 17.7, 'Huntington Beach': 19.4, 'San Onofre': 21.1, 'Barre': 21.9, 'Chino': 22.9, 'Mira Loma': 23.9, 'Olinda': 25.1, 'Alamitos': 27.2, 'Valley': 28.5, 'Del Amo': 29.0, 'Walnut': 29.4, 'Rancho Vista': 29.7, 'Etiwanda': 29.8} | 38455.3203 | 1675.0461 | 4.356% | 36780.2742 | 95.64% | 13299.8154 | 34.59% | 16912.1377 | 43.98% | 23.6591 | 232.58 | 0.6048% | 48.9213 | 0.1272% | 0 | 16736.834 | 43.52% | 19685.7891 | 51.19% | 18105.5176 | 47.08% | 20349.8027 | 16050.8145 | 41.74% | 22404.5059 | 21220.2227 | 55.18% | 17235.0977 | 32865.3672 | 85.46% | 5589.9531 | 22211.7227 | 57.76% | 16243.5977 | 3470.3469 | 9.024% | 34984.9734
245 | Kelso | NORTHERN CALIFORNIA | {'Delta Switching Yard': 1.0, 'Green Ridge Midway': 5.0, 'Tesla': 6.2, 'Brentwood': 9.3, 'Cayetano': 10.0, 'Lone Tree': 13.4, 'Contra Costa': 17.1, 'Vierra': 18.0, 'Stagg': 19.3, 'Weber': 21.5, 'Eight Mile': 21.9, 'Clayton': 22.4, 'Pittsburg': 23.0, 'Ripon': 25.1, 'Birds Landing': 25.8, 'Westley': 26.4, 'Shilo III': 28.9, 'Newark': 29.3, 'Grand Island': 30.0} | 267949.375 | 5144.1118 | 1.92% | 262805.2632 | 98.08% | 72470.3906 | 27.05% | 165394.9375 | 61.73% | 12.5 | 18027.002 | 6.728% | 107876.3438 | 40.26% | 0 | 44152.3477 | 16.48% | 5217.5547 | 1.947% | 122109.0156 | 45.57% | 145840.3594 | 104361.6875 | 38.95% | 163587.6875 | 111671.5 | 41.68% | 156277.875 | 158823.4375 | 59.27% | 109125.9375 | 43412.6641 | 16.2% | 224536.7109 | 17376.4902 | 6.485% | 250572.8848
246 | BlytheSC 161 kV | RIVERSIDE | {'Colorado River': 12.6} | 183442.9531 | 41105.8438 | 22.41% | 142337.1094 | 77.59% | 50357.5742 | 27.45% | 120643.1758 | 65.77% | 10.2007 | 35912.5312 | 19.58% | 50926.4883 | 27.76% | 0 | 0 | 0% | 0 | 0% | 65557.3906 | 35.74% | 117885.5625 | 69658.6562 | 37.97% | 113784.2969 | 47341.0938 | 25.81% | 136101.8594 | 95413.7188 | 52.01% | 88029.2344 | 50506.0078 | 27.53% | 132936.9453 | 3199.3059 | 1.744% | 180243.6472
247 | Windhub | GREATER TEHACHAPI | {'Highwind': 7.1, 'Whirlwind': 15.0, 'Antelope': 24.0} | 221682.7188 | 78933.5312 | 35.61% | 142749.1875 | 64.39% | 20868.8125 | 9.414% | 77310.8984 | 34.87% | 33.5 | 390.0448 | 0.1759% | 2813.5369 | 1.269% | 0 | 71662.4219 | 32.33% | 9258.5703 | 4.176% | 71313.0625 | 32.17% | 150369.6562 | 55143.2148 | 24.87% | 166539.5039 | 58942.4883 | 26.59% | 162740.2305 | 127074.6719 | 57.32% | 94608.0469 | 53486.5859 | 24.13% | 168196.1328 | 2454.1438 | 1.107% | 219228.575
248 | Camanche | NORTHERN CALIFORNIA | {'Lockeford': 9.9, 'Bellota': 13.7, 'Eight Mile': 22.0, 'Stagg': 23.3, 'Weber': 23.4} | 276794.875 | 29932.0566 | 10.81% | 246862.8184 | 89.19% | 30457.9492 | 11% | 165500.7227 | 59.79% | 17.2627 | 61166.3711 | 22.1% | 56161.7148 | 20.29% | 1 | 56420.0273 | 20.38% | 0 | 0% | 152514.0156 | 55.1% | 124280.8594 | 82671.0234 | 29.87% | 194123.8516 | 150464.8594 | 54.36% | 126330.0156 | 200458.4688 | 72.42% | 76336.4062 | 80088.4609 | 28.93% | 196706.4141 | 50919.9102 | 18.4% | 225874.9648
249 | Whirlwind | GREATER TEHACHAPI | {'Antelope': 14.1, 'Windhub': 15.0, 'Highwind': 16.9, 'Bailey': 20.1, 'Pastoria': 23.7} | 278079.8125 | 103761.5234 | 37.31% | 174318.2891 | 62.69% | 26887.8887 | 9.669% | 87272.6191 | 31.38% | 38.4405 | 4112.2432 | 1.479% | 5205.688 | 1.872% | 0 | 111692.875 | 40.17% | 15882.8389 | 5.712% | 65167.3984 | 23.43% | 212912.4141 | 102361.8906 | 36.81% | 175717.9219 | 76004.2734 | 27.33% | 202075.5391 | 156644.9844 | 56.33% | 121434.8281 | 51596.3438 | 18.55% | 226483.4688 | 4539.1455 | 1.632% | 273540.667