250 | El Casco | RIVERSIDE | {'San Bernardino': 12.1, 'Vista': 14.8, 'Valley': 16.3, 'Lee Lake (Proposed)': 26.1, 'Etiwanda': 27.2, 'Rancho Vista': 27.6, 'Mira Loma': 28.1, 'Devers': 28.8} | 118861.6719 | 19274.6914 | 16.22% | 99586.9805 | 83.78% | 17322.8574 | 14.57% | 62613.3379 | 52.68% | 21.5393 | 7006.1758 | 5.894% | 3291.3687 | 2.769% | 0 | 25777.0059 | 21.69% | 82309.5859 | 69.25% | 40779.6641 | 34.31% | 78082.0078 | 41480.7383 | 34.9% | 77380.9336 | 66800.6875 | 56.2% | 52060.9844 | 88115.9688 | 74.13% | 30745.7031 | 49144.6172 | 41.35% | 69717.0547 | 6585.8281 | 5.541% | 112275.8438
251 | Suncrest | SAN DIEGO | {'Miguel': 19.7, 'Otay Mesa': 21.0, 'Sycamore Canyon': 21.6, 'Kearny': 26.2, 'Mission': 26.5, 'Bay Boulevard': 27.7, 'Silvergate': 28.0, 'Old Town': 29.8} | 152866.9219 | 8296.9912 | 5.428% | 144569.9307 | 94.57% | 46300.8281 | 30.29% | 72276.8672 | 47.28% | 11.8645 | 295.0791 | 0.193% | 127.4357 | 0.08336% | 0 | 937.3545 | 0.6132% | 151929.6562 | 99.39% | 31502.6406 | 20.61% | 121364.2812 | 55194.5 | 36.11% | 97672.4219 | 92285.6797 | 60.37% | 60581.2422 | 111570.4688 | 72.99% | 41296.4531 | 99282.625 | 64.95% | 53584.2969 | 6558.498 | 4.29% | 146308.4238
252 | Colorado River | RIVERSIDE | {'BlytheSC 161 kV': 12.6, 'Redbluff': 29.8} | 189837.2656 | 37496.7617 | 19.75% | 152340.5039 | 80.25% | 57114.793 | 30.09% | 123293.2852 | 64.95% | 8.5135 | 32868.1836 | 17.31% | 43135.0117 | 22.72% | 0 | 0 | 0% | 0 | 0% | 72492.2188 | 38.19% | 117345.0469 | 78842.4453 | 41.53% | 110994.8203 | 60274.7305 | 31.75% | 129562.5352 | 110479.6719 | 58.2% | 79357.5938 | 66220.6016 | 34.88% | 123616.6641 | 1882.1766 | 0.9915% | 187955.089
253 | Red bluff | RIVERSIDE | {'Kern': 15.1, 'Colorado River': 29.8} | 46871.2812 | 16360.7422 | 34.91% | 30510.5391 | 65.09% | 23428.9102 | 49.99% | 22705.2461 | 48.44% | 4.2104 | 928.5963 | 1.981% | 0 | 0% | 0 | 0 | 0% | 0 | 0% | 21108.4551 | 45.03% | 25762.8262 | 6186.0122 | 13.2% | 40685.269 | 5733.834 | 12.23% | 41137.4473 | 21249.418 | 45.34% | 25621.8633 | 8092.9331 | 17.27% | 38778.3481 | 889.0283 | 1.897% | 45982.2529
254 | Ocotillo Express | GREATER IMPERIAL | {'ECO': 9.2, 'Imperial Valley': 19.2, 'El Centro': 29.8} | 55911.5117 | 11245.6133 | 20.11% | 44665.8984 | 79.89% | 24912.4922 | 44.56% | 25986.7422 | 46.48% | 6.673 | 47.8199 | 0.08553% | 68.2322 | 0.122% | 0 | 13504.4053 | 24.15% | 63.4465 | 0.1135% | 9715.2275 | 17.38% | 46196.2842 | 10009.042 | 17.9% | 45902.4697 | 10645.9932 | 19.04% | 45265.5186 | 23120.9941 | 41.35% | 32790.5176 | 30360.1133 | 54.3% | 25551.3984 | 436.7928 | 0.7812% | 55474.719
255 | Ivanpah | SNV ELDORADO DESERT | {'Primm': 9.5} | 6182.5093 | 8.0224 | 0.1298% | 6174.4869 | 99.87% | 4235.6016 | 68.51% | 1913.4487 | 30.95% | 2.6105 | 0 | 0% | 0 | 0% | 0 | 0 | 0% | 0 | 0% | 1413.175 | 22.86% | 4769.3342 | 1983.3296 | 32.08% | 4199.1797 | 538.553 | 8.711% | 5643.9562 | 2018.5441 | 32.65% | 4163.9652 | 5420.1768 | 87.67% | 762.3325 | 0.0010884 | 1.76e-05% | 6182.5082
256 | Alamitos | GREATER LA METRO | {'Del Amo': 5.7, 'Long Beach': 7.3, 'Barre': 7.4, 'Harborgen': 7.5, 'Hinson': 8.0, 'Arcogen': 9.1, 'Lighthipe': 9.1, 'Ellis': 10.5, 'Huntington Beach': 10.8, 'Center': 11.3, 'Lewis': 11.9, 'Johanna': 14.6, 'Laguna Bell': 14.8, 'La Fresa': 15.3, 'Villa Park': 15.6, 'Olinda': 16.1, 'Redondo': 17.6, 'El Nido': 18.2, 'Serrano': 18.3, 'Mesa (SCE)': 18.8, 'Walnut': 18.8, 'Chevmain': 19.9, 'Santiago': 20.3, 'El Segundo': 21.1, 'La Cienega': 22.9, 'Rio Hondo': 24.4, 'Goodrich': 26.6, 'Viejo': 27.2, 'Trabuco': 28.2, 'Chino': 29.0} | 10135.6299 | 2261.3513 | 22.31% | 7874.2786 | 77.69% | 989.6607 | 9.764% | 3026.2995 | 29.86% | 47 | 0 | 0% | 0 | 0% | 0 | 4.585 | 0.04524% | 0 | 0% | 0 | 0% | 10135.6299 | 1464.8727 | 14.45% | 8670.7572 | 7857.5747 | 77.52% | 2278.0552 | 7857.5747 | 77.52% | 2278.0552 | 0 | 0% | 10135.6299 | 359.7454 | 3.549% | 9775.8845
257 | Shilo III | NORTHERN CALIFORNIA | {'Birds Landing': 3.2, 'Pittsburg': 9.6, 'Peabody': 10.5, 'Contra Costa': 12.2, 'Grand Island': 14.6, 'Lone Tree': 16.1, 'Vaca Dixon': 16.5, 'Clayton': 16.9, 'Martinez': 18.1, 'Brentwood': 19.6, 'Carquinez': 22.5, 'Tulucay': 23.5, 'Putah Creek': 25.7, 'Davis': 26.7, 'Eight Mile': 26.7, 'Delta Switching Yard': 28.3, 'Kelso': 28.9, 'Stagg': 29.8} | 201609.9531 | 34200.4648 | 16.96% | 167409.4883 | 83.04% | 45284.4805 | 22.46% | 144223.9414 | 71.54% | 7.0666 | 59701.75 | 29.61% | 53870.2148 | 26.72% | 0 | 3859.3044 | 1.914% | 0 | 0% | 24067.4043 | 11.94% | 177542.5488 | 64742.5625 | 32.11% | 136867.3906 | 64512.7422 | 32% | 137097.2109 | 87294.6719 | 43.3% | 114315.2812 | 7052.3242 | 3.498% | 194557.6289 | 46140.6367 | 22.89% | 155469.3164
258 | ECO | GREATER IMPERIAL | {'Ocotillo': 9.2, 'Imperial Valley': 24.6} | 68571.3281 | 18456.1758 | 26.92% | 50115.1523 | 73.08% | 14335.9189 | 20.91% | 42630.2061 | 62.17% | 10.1105 | 56.4933 | 0.08239% | 68.2322 | 0.09951% | 0 | 42342.6992 | 61.75% | 3731.9246 | 5.442% | 14427.0176 | 21.04% | 54144.3105 | 10025.8037 | 14.62% | 58545.5244 | 21656.5527 | 31.58% | 46914.7754 | 37303.0625 | 54.4% | 31268.2656 | 27522.3906 | 40.14% | 41048.9375 | 774.947 | 1.13% | 67796.3812
259 | IID System | GREATER IMPERIAL | {'Sonora': 7.6, 'Arkansas': 7.8, 'El Centro': 27.8} | 217046.6719 | 49182.2812 | 22.66% | 167864.3906 | 77.34% | 31702.9492 | 14.61% | 178080.582 | 82.05% | 8.1533 | 48750.4688 | 22.46% | 94481.1484 | 43.53% | 0 | 0 | 0% | 0 | 0% | 9001.8652 | 4.147% | 208044.8066 | 79453.7812 | 36.61% | 137592.8906 | 97306.8203 | 44.83% | 119739.8516 | 104500.75 | 48.15% | 112545.9219 | 4870.8862 | 2.244% | 212175.7856 | 15635.0781 | 7.204% | 201411.5938
260 | Sonora | GREATER IMPERIAL | {'Arkansas': 2.7, 'IID System': 7.6, 'El Centro': 25.8, 'High Line': 29.4} | 214618.3281 | 49588.2656 | 23.11% | 165030.0625 | 76.89% | 29278.498 | 13.64% | 180286.3301 | 84% | 7.9259 | 57940.1484 | 27% | 100342.4531 | 46.75% | 0 | 0 | 0% | 0 | 0% | 13464.4756 | 6.274% | 201153.8525 | 66485.5938 | 30.98% | 148132.7344 | 83802.5469 | 39.05% | 130815.7812 | 92946.0703 | 43.31% | 121672.2578 | 6180.9106 | 2.88% | 208437.4175 | 14390.1436 | 6.705% | 200228.1846
261 | Caliente | SPGE | {'Carrizo Plains': 6.9, 'Solar SS': 8.1, 'Kernridge': 10.9, 'Temblor': 12.5, 'Goose Lake': 24.4, 'Midway': 26.3, 'Arco': 27.4, 'Taft': 29.8} | 295991.4688 | 49920.168 | 16.87% | 246071.3008 | 83.13% | 118439.3359 | 40.01% | 158161.3203 | 53.43% | 8.6053 | 5242.9951 | 1.771% | 8485.9482 | 2.867% | 0 | 27390.293 | 9.254% | 0 | 0% | 135726.6406 | 45.85% | 160264.8281 | 36987.1016 | 12.5% | 259004.3672 | 75765.5469 | 25.6% | 220225.9219 | 189579.2969 | 64.05% | 106412.1719 | 129979.1797 | 43.91% | 166012.2891 | 9035.0664 | 3.052% | 286956.4023
262 | Regulus | SPGE | {'Lamont': 0.1, 'Grimway': 3.4, 'Magunden': 5.5, 'Columbus': 8.2, 'California Water': 8.9, 'Bakersfield': 10.1, 'Westpark': 11.3, 'Stockdale': 11.6, 'Sycamore': 12.9, 'Rosedale': 13.3, 'Kern Oil': 13.3, 'Kern Power': 14.4, 'Tevis': 15.1, 'Wheeler Ridge': 15.7, '7th Standard': 18.0, 'Renfro': 18.1, 'Poso Mountain': 18.9, 'Lerdo': 21.5, 'Tupman': 23.3, 'Rio Bravo': 24.6, 'Pastoria': 25.0, 'Norco': 25.2, 'Elk Hills': 29.4, 'Shafter': 29.7} | 257374.7969 | 26936.8809 | 10.47% | 230437.916 | 89.53% | 44648.5078 | 17.35% | 191694.8047 | 74.48% | 9.6668 | 18969.6328 | 7.37% | 110922.3906 | 43.1% | 0 | 62013.1992 | 24.09% | 7368.8828 | 2.863% | 114954.9609 | 44.66% | 142419.8359 | 53534.6797 | 20.8% | 203840.1172 | 80777.7422 | 31.39% | 176597.0547 | 142227.8125 | 55.26% | 115146.9844 | 60557.2578 | 23.53% | 196817.5391 | 4394.228 | 1.707% | 252980.5688
263 | Geysers 12 | NORTHERN CALIFORNIA | {'Eagle Rock': 6.0, 'Cloverdale': 14.1, 'Fulton': 17.7, 'Hopland': 23.2, 'Bellevue': 26.0} | 231226.7812 | 10238.2412 | 4.428% | 220988.54 | 95.57% | 29829.1484 | 12.9% | 158259.1797 | 68.44% | 11.5823 | 15618.3652 | 6.755% | 16009.9404 | 6.924% | 0 | 84504.7656 | 36.55% | 110624.3672 | 47.84% | 131827.3125 | 57.01% | 99399.4688 | 114347.6797 | 49.45% | 116879.1016 | 177830.9375 | 76.91% | 53395.8438 | 215588.875 | 93.24% | 15637.9062 | 79483.9375 | 34.37% | 151742.8438 | 4948.1528 | 2.14% | 226278.6284
264 | Solar SS | SPGE | {'Carrizo Plains': 1.1, 'Caliente': 8.1, 'Kernridge': 18.5, 'Temblor': 20.5, 'Cholame': 26.1, 'Arco': 28.4} | 305632.4062 | 33040.5273 | 10.81% | 272591.8789 | 89.19% | 173161.3438 | 56.66% | 112971.875 | 36.96% | 7.885 | 6101.6636 | 1.996% | 2302.4707 | 0.7533% | 0 | 60101.793 | 19.66% | 0 | 0% | 125268.3047 | 40.99% | 180364.1016 | 54729.3516 | 17.91% | 250903.0547 | 82292.9453 | 26.93% | 223339.4609 | 187708.4062 | 61.42% | 117924 | 178009.1719 | 58.24% | 127623.2344 | 10705.9443 | 3.503% | 294926.4619
265 | Olive | SPGE | {'Alpaugh': 4.6, 'Smyrna': 12.5, 'Corcoran': 15.9, 'Semitropic': 20.5, 'Vestal': 20.6, 'Charca': 21.1, 'Goose Lake': 21.8, 'Shafter': 27.5, 'Arco': 27.6, 'GWF Hanford Sw Sta': 28.0} | 338335.3438 | 107119.3281 | 31.66% | 231216.0156 | 68.34% | 82907.5625 | 24.5% | 233096.375 | 68.9% | 8.2837 | 124453.5312 | 36.78% | 145929.3438 | 43.13% | 0 | 0 | 0% | 0 | 0% | 107097.1328 | 31.65% | 231238.2109 | 30337.6699 | 8.967% | 307997.6738 | 66842.1094 | 19.76% | 271493.2344 | 146755.1719 | 43.38% | 191580.1719 | 289.1654 | 0.08547% | 338046.1783 | 20849.7266 | 6.162% | 317485.6172
266 | 7th Standard | SPGE | {'Renfro': 4.0, 'Lerdo': 4.3, 'Kern Power': 4.5, 'Rosedale': 5.3, 'Kern Oil': 6.2, 'Westpark': 6.8, 'Rio Bravo': 7.3, 'Bakersfield': 8.0, 'Sycamore': 8.0, 'Tevis': 8.3, 'Stockdale': 9.2, 'Tupman': 9.8, 'Columbus': 11.2, 'Shafter': 11.7, 'Poso Mountain': 12.8, 'Magunden': 13.0, 'California Water': 13.0, 'Norco': 14.6, 'Charca': 16.0, 'Regulus': 18.0, 'Lamont': 18.1, 'Midway': 18.3, 'Elk Hills': 20.2, 'Grimway': 20.2, 'Semitropic': 20.5, 'Wheeler Ridge': 25.8, 'Smyrna': 26.5, 'Goose Lake': 27.6, 'Vestal': 27.9, 'Taft': 28.8} | 311227.2188 | 53263.1914 | 17.11% | 257964.0273 | 82.89% | 32715.0645 | 10.51% | 251755.4668 | 80.89% | 11.5453 | 25227.5508 | 8.106% | 149072.5312 | 47.9% | 0 | 18042.293 | 5.797% | 0 | 0% | 112833.4844 | 36.25% | 198393.7344 | 45972.7852 | 14.77% | 265254.4336 | 90681.4688 | 29.14% | 220545.75 | 156383.0781 | 50.25% | 154844.1406 | 14142.5322 | 4.544% | 297084.6865 | 20309.5742 | 6.526% | 290917.6445
267 | Delevan | NORTHERN CALIFORNIA | {'Cortina': 17.3, 'Glenn': 29.1} | 381254.2188 | 63318.1016 | 16.61% | 317936.1172 | 83.39% | 116944.2344 | 30.67% | 254205.2031 | 66.68% | 7.2277 | 103488.6328 | 27.14% | 94955.4609 | 24.91% | 0 | 90645.5 | 23.78% | 0 | 0% | 114272.7266 | 29.97% | 266981.4922 | 50170.3984 | 13.16% | 331083.8203 | 126492.6641 | 33.18% | 254761.5547 | 209390.0938 | 54.92% | 171864.125 | 119249.0547 | 31.28% | 262005.1641 | 12619.5186 | 3.31% | 368634.7002
269 | Mustang | SPGE | {'San Luis Obispo': 3.7, 'Morro Bay': 12.2, 'Diablo': 12.9, 'Oceano': 15.2, 'Templeton': 16.7, 'Mesa': 23.9} | 368460.4688 | 147608.1875 | 40.06% | 220852.2812 | 59.94% | 90071.6719 | 24.45% | 244438.8906 | 66.34% | 8.8424 | 161517.7812 | 43.84% | 178493.0781 | 48.44% | 1 | 0 | 0% | 0 | 0% | 38590.0586 | 10.47% | 329870.4102 | 7132.251 | 1.936% | 361328.2178 | 17490.4219 | 4.747% | 350970.0469 | 51976.0156 | 14.11% | 316484.4531 | 0 | 0% | 368460.4688 | 6224.8237 | 1.689% | 362235.645
270 | Tranquility | SPGE | {'Cheney': 7.6, 'Mendota': 9.5, 'Panoche': 10.7, 'Cantua': 11.6, 'Helm': 12.7, 'Newhall': 19.6, 'Schindler': 19.7, 'Mc Mullin': 23.1, 'Oro Loma': 24.8} | 384360.9375 | 104317.8906 | 27.14% | 280043.0469 | 72.86% | 86849.3594 | 22.6% | 289756.3906 | 75.39% | 6.6491 | 144179.4688 | 37.51% | 154860.3281 | 40.29% | 1 | 0 | 0% | 0 | 0% | 134811.2188 | 35.07% | 249549.7188 | 29969.6172 | 7.797% | 354391.3203 | 69442.6172 | 18.07% | 314918.3203 | 164403.3281 | 42.77% | 219957.6094 | 49491.875 | 12.88% | 334869.0625 | 7833.0337 | 2.038% | 376527.9038
271 | Calcite | GREATER KRAMER | {'Coolwater': 23.9, 'Tortilla': 24.5, 'Victor': 26.9, 'Lugo': 27.8, 'Roadway': 28.5} | 125856.5859 | 37536.4766 | 29.82% | 88320.1094 | 70.18% | 9209.3672 | 7.317% | 34741.0938 | 27.6% | 39 | 1757.0801 | 1.396% | 657.0425 | 0.5221% | 0 | 8146.5566 | 6.473% | 0 | 0% | 54699.8125 | 43.46% | 71156.7734 | 33570.8438 | 26.67% | 92285.7422 | 30324.3984 | 24.09% | 95532.1875 | 76715.9609 | 60.96% | 49140.625 | 34113.4258 | 27.1% | 91743.1602 | 588.1607 | 0.4673% | 125268.4252
272 | Trout Canyon (fka Crazy Eyes) | SNV ELDORADO DESERT | {'Carpenter Canyon (fka Gamebird)': 9.1, 'Sandy': 9.4, 'Pahrump': 13.6, 'Vista (VEA)': 20.7, 'Desert View': 28.7} | 28543.2812 | 111.8891 | 0.392% | 28431.3922 | 99.61% | 15737.0527 | 55.13% | 4375.7578 | 15.33% | 78.4333 | 0 | 0% | 0 | 0% | 0 | 0 | 0% | 0 | 0% | 3101.9744 | 10.87% | 25441.3069 | 49.4641 | 0.1733% | 28493.8171 | 20162.4336 | 70.64% | 8380.8477 | 21762.4434 | 76.24% | 6780.8379 | 14486.5869 | 50.75% | 14056.6943 | 20.7457 | 0.07268% | 28522.5356
273 | Delaney | ARIZONA MINOR | {'Palo Verde': 12.1, 'Hassayampa': 14.1} | 0 | 0 | 0% | 0 | 100% | 0 | 0% | 0 | 0% |  | 0 | 0% | 0 | 0% | 0 | 0 | 0% | 0 | 0% | 0 | 0% | 0 | 0 | 0% | 0 | 0 | 0% | 0 | 0 | 0% | 0 | 0 | 0% | 0 | 0 | 0% | 0
274 | Desert View | SNV ELDORADO DESERT | {'Trout Canyon (fka Crazy Eyes)': 28.7, 'Sandy': 29.3} | 0 | 0 | 0% | 0 | 100% | 0 | 0% | 0 | 0% |  | 0 | 0% | 0 | 0% | 0 | 0 | 0% | 0 | 0% | 0 | 0% | 0 | 0 | 0% | 0 | 0 | 0% | 0 | 0 | 0% | 0 | 0 | 0% | 0 | 0 | 0% | 0
275 | Carpenter Canyon (fka Gamebird) | SNV ELDORADO DESERT | {'Pahrump': 4.5, 'Trout Canyon (fka Crazy Eyes)': 9.1, 'Vista (VEA)': 12.4, 'Sandy': 18.4, 'Innovation': 29.2} | 26818.2207 | 145.4702 | 0.5424% | 26672.7505 | 99.46% | 14421.2188 | 53.77% | 3738.8809 | 13.94% | 59.1356 | 0 | 0% | 0 | 0% | 0 | 0 | 0% | 0 | 0% | 3101.9744 | 11.57% | 23716.2463 | 800.5825 | 2.985% | 26017.6382 | 18256.6172 | 68.08% | 8561.6035 | 19856.627 | 74.04% | 6961.5938 | 13260.4443 | 49.45% | 13557.7764 | 130.4287 | 0.4863% | 26687.792
276 | Hassayampa | ARIZONA MINOR | {'Palo Verde': 2.7, 'Delaney': 14.1} | 0 | 0 | 0% | 0 | 100% | 0 | 0% | 0 | 0% |  | 0 | 0% | 0 | 0% | 0 | 0 | 0% | 0 | 0% | 0 | 0% | 0 | 0 | 0% | 0 | 0 | 0% | 0 | 0 | 0% | 0 | 0 | 0% | 0 | 0 | 0% | 0
277 | Hoodoo Wash | ARIZONA MINOR | {} | 0 | 0 | 0% | 0 | 100% | 0 | 0% | 0 | 0% |  | 0 | 0% | 0 | 0% | 0 | 0 | 0% | 0 | 0% | 0 | 0% | 0 | 0 | 0% | 0 | 0 | 0% | 0 | 0 | 0% | 0 | 0 | 0% | 0 | 0 | 0% | 0
278 | Innovation | SNV ELDORADO DESERT | {'Vista (VEA)': 18.6, 'Lathrop': 24.0, 'Pahrump': 26.6, 'Carpenter Canyon (fka Gamebird)': 29.2} | 0 | 0 | 0% | 0 | 100% | 0 | 0% | 0 | 0% |  | 0 | 0% | 0 | 0% | 0 | 0 | 0% | 0 | 0% | 0 | 0% | 0 | 0 | 0% | 0 | 0 | 0% | 0 | 0 | 0% | 0 | 0 | 0% | 0 | 0 | 0% | 0
279 | Lathrop | SNV ELDORADO DESERT | {'Valley (VEA)': 11.3, 'Innovation': 24.0, 'Beatty': 27.5} | 0 | 0 | 0% | 0 | 100% | 0 | 0% | 0 | 0% |  | 0 | 0% | 0 | 0% | 0 | 0 | 0% | 0 | 0% | 0 | 0% | 0 | 0 | 0% | 0 | 0 | 0% | 0 | 0 | 0% | 0 | 0 | 0% | 0 | 0 | 0% | 0
280 | Mohave | SNV ELDORADO DESERT | {} | 9149.4316 | 108.7472 | 1.189% | 9040.6844 | 98.81% | 6803.2583 | 74.36% | 1866.8862 | 20.4% | 2.4093 | 3527.4307 | 38.55% | 0 | 0% | 0 | 0 | 0% | 0 | 0% | 1367.849 | 14.95% | 7781.5826 | 8148.978 | 89.07% | 1000.4536 | 0 | 0% | 9149.4316 | 8148.978 | 89.07% | 1000.4536 | 2260.0127 | 24.7% | 6889.4189 | 1435.3022 | 15.69% | 7714.1294
281 | Pahrump | SNV ELDORADO DESERT | {'Carpenter Canyon (fka Gamebird)': 4.5, 'Vista (VEA)': 8.6, 'Trout Canyon (fka Crazy Eyes)': 13.6, 'Sandy': 22.9, 'Innovation': 26.6} | 15451.4131 | 133.036 | 0.861% | 15318.3771 | 99.14% | 11909.0342 | 77.07% | 1735.2217 | 11.23% | 11.5161 | 0 | 0% | 0 | 0% | 0 | 0 | 0% | 0 | 0% | 3101.9744 | 20.08% | 12349.4387 | 800.5825 | 5.181% | 14650.8306 | 6900.1729 | 44.66% | 8551.2402 | 8500.1826 | 55.01% | 6951.2305 | 11454.667 | 74.13% | 3996.7461 | 109.909 | 0.7113% | 15341.5041
282 | Palo Verde | ARIZONA MINOR | {'Hassayampa': 2.7, 'Delaney': 12.1} | 0 | 0 | 0% | 0 | 100% | 0 | 0% | 0 | 0% |  | 0 | 0% | 0 | 0% | 0 | 0 | 0% | 0 | 0% | 0 | 0% | 0 | 0 | 0% | 0 | 0 | 0% | 0 | 0 | 0% | 0 | 0 | 0% | 0 | 0 | 0% | 0
283 | Primm | SNV ELDORADO DESERT | {'Ivanpah': 9.5, 'Eldorado': 22.0, 'Sloan Canyon (fka Bob)': 24.4, 'Sandy': 29.9} | 2035.5591 | 8.0224 | 0.3941% | 2027.5367 | 99.61% | 1039.464 | 51.07% | 966.9481 | 47.5% | 2.8021 | 0 | 0% | 0 | 0% | 0 | 0 | 0% | 0 | 0% | 888.2057 | 43.63% | 1147.3534 | 1387.3497 | 68.16% | 648.2094 | 536.3416 | 26.35% | 1499.2175 | 1422.5583 | 69.89% | 613.0007 | 1325.8933 | 65.14% | 709.6658 | 0 | 0% | 2035.5591
284 | Sloan Canyon (fka Bob) | SNV ELDORADO DESERT | {'Eldorado': 5.2, 'Mead': 11.1, 'Primm': 24.4} | 0 | 0 | 0% | 0 | 100% | 0 | 0% | 0 | 0% |  | 0 | 0% | 0 | 0% | 0 | 0 | 0% | 0 | 0% | 0 | 0% | 0 | 0 | 0% | 0 | 0 | 0% | 0 | 0 | 0% | 0 | 0 | 0% | 0 | 0 | 0% | 0
285 | Valley (VEA) | SNV ELDORADO DESERT | {'Lathrop': 11.3, 'Beatty': 29.5} | 2871.6292 | 0 | 0% | 2871.6292 | 100% | 2869.8672 | 99.94% | 0 | 0% | 1.0887 | 0 | 0% | 0 | 0% | 0 | 0 | 0% | 0 | 0% | 0 | 0% | 2871.6292 | 0 | 0% | 2871.6292 | 0 | 0% | 2871.6292 | 0 | 0% | 2871.6292 | 2871.6292 | 100% | 0 | 13.0398 | 0.4541% | 2858.5893
286 | Vista (VEA) | SNV ELDORADO DESERT | {'Pahrump': 8.6, 'Carpenter Canyon (fka Gamebird)': 12.4, 'Innovation': 18.6, 'Trout Canyon (fka Crazy Eyes)': 20.7} | 1048.946 | 8.076 | 0.7699% | 1040.87 | 99.23% | 669.1926 | 63.8% | 15.5325 | 1.481% | 2.2751 | 0 | 0% | 0 | 0% | 0 | 0 | 0% | 0 | 0% | 0.92708 | 0.08838% | 1048.019 | 751.1183 | 71.61% | 297.8277 | 1003.9802 | 95.71% | 44.9659 | 1004.9072 | 95.8% | 44.0388 | 598.3262 | 57.04% | 450.6199 | 109.909 | 10.48% | 939.037
287 | Bay Boulevard | SAN DIEGO | {'Silvergate': 6.6, 'Miguel': 8.1, 'Otay Mesa': 11.0, 'Mission': 12.3, 'Old Town': 12.3, 'Kearny': 15.6, 'Sycamore Canyon': 21.6, 'Penasquitos': 22.6, 'Suncrest': 27.7} | 14392.0176 | 1075.2693 | 7.471% | 13316.7483 | 92.53% | 3305.5769 | 22.97% | 6260.7659 | 43.5% | 25.25 | 0 | 0% | 0 | 0% | 0 | 6081.9727 | 42.26% | 2286.6992 | 15.89% | 726.3479 | 5.047% | 13665.6697 | 9315.6016 | 64.73% | 5076.416 | 13022.5088 | 90.48% | 1369.5088 | 13219.9346 | 91.86% | 1172.083 | 3969.2114 | 27.58% | 10422.8062 | 736.4851 | 5.117% | 13655.5325
288 | Beatty | SNV ELDORADO DESERT | {'Lathrop': 27.5, 'Valley (VEA)': 29.5} | 2.8841 | 0 | 0% | 2.8841 | 100% | 0 | 0% | 0 | 0% |  | 0 | 0% | 0 | 0% | 0 | 0 | 0% | 0 | 0% | 0 | 0% | 2.8841 | 0 | 0% | 2.8841 | 0 | 0% | 2.8841 | 0 | 0% | 2.8841 | 2.8841 | 100% | 0 | 0 | 0% | 2.8841
289 | Lee Lake (Proposed) | RIVERSIDE | {'Viejo': 12.5, 'Valley': 16.9, 'Margarita': 17.2, 'Trabuco': 18.2, 'Mira Loma': 19.0, 'Santiago': 19.2, 'Serrano': 20.3, 'Capistrano': 20.5, 'Vista': 21.5, 'Chino': 21.6, 'Talega': 21.6, 'Villa Park': 22.6, 'Johanna': 23.3, 'Etiwanda': 23.8, 'Rancho Vista': 23.8, 'San Bernardino': 25.8, 'El Casco': 26.1, 'Lewis': 26.2, 'San Onofre': 26.9, 'Padua': 27.7, 'Ellis': 28.8} | 58166.293 | 8181.9038 | 14.07% | 49984.3892 | 85.93% | 9904.0293 | 17.03% | 21988.5918 | 37.8% | 27.7576 | 1610.7654 | 2.769% | 110.997 | 0.1908% | 0 | 16202.6943 | 27.86% | 35959.1484 | 61.82% | 18696.1211 | 32.14% | 39470.1719 | 19612.5195 | 33.72% | 38553.7734 | 29616.6582 | 50.92% | 28549.6348 | 45067.125 | 77.48% | 13099.168 | 21638.3613 | 37.2% | 36527.9316 | 5615.5273 | 9.654% | 52550.7656
290 | Leprino Jct | SPGE | {'Henrietta': 3.9, 'GWF Hanford Sw Sta': 10.6, 'Gates': 17.7, 'Corcoran': 17.9, 'Schindler': 20.4, 'Kingsburg': 22.1, 'Avenal': 24.0, 'Mc Mullin': 25.9, 'McCall': 27.8, 'Alpaugh': 28.4} | 357532.4688 | 175305 | 49.03% | 182227.4688 | 50.97% | 95332.1953 | 26.66% | 221877.3984 | 62.06% | 9.2648 | 191439.9375 | 53.54% | 135011.7656 | 37.76% | 0 | 0 | 0% | 0 | 0% | 39636.2227 | 11.09% | 317896.2461 | 5419.5591 | 1.516% | 352112.9097 | 14443.2939 | 4.04% | 343089.1748 | 49975.0508 | 13.98% | 307557.418 | 0 | 0% | 357532.4688 | 6803.4365 | 1.903% | 350729.0322
291 | Mead | SNV ELDORADO DESERT | {'Sloan Canyon (fka Bob)': 11.1, 'Eldorado': 13.3} | 0 | 0 | 0% | 0 | 100% | 0 | 0% | 0 | 0% |  | 0 | 0% | 0 | 0% | 0 | 0 | 0% | 0 | 0% | 0 | 0% | 0 | 0 | 0% | 0 | 0 | 0% | 0 | 0 | 0% | 0 | 0 | 0% | 0 | 0 | 0% | 0
292 | Quinto | SPGE | {'Los Banos': 5.3, 'Oro Loma': 28.0} | 230767.5312 | 25174.3398 | 10.91% | 205593.1914 | 89.09% | 87101.7109 | 37.74% | 132675.8047 | 57.49% | 6.502 | 35266.3789 | 15.28% | 44529.543 | 19.3% | 1 | 23380.1816 | 10.13% | 0 | 0% | 136325.5156 | 59.07% | 94442.0156 | 37962.625 | 16.45% | 192804.9062 | 62688.3984 | 27.17% | 168079.1328 | 152986.6875 | 66.29% | 77780.8438 | 92861.2422 | 40.24% | 137906.2891 | 16422.1172 | 7.116% | 214345.4141
293 | Sandy | SNV ELDORADO DESERT | {'Trout Canyon (fka Crazy Eyes)': 9.4, 'Carpenter Canyon (fka Gamebird)': 18.4, 'Pahrump': 22.9, 'Desert View': 29.3, 'Primm': 29.9} | 10553.8818 | 2881.9729 | 27.31% | 7671.9089 | 72.69% | 5207.2896 | 49.34% | 2252.3301 | 21.34% | 34.7625 | 422.5146 | 4.003% | 0 | 0% | 0 | 0 | 0% | 0 | 0% | 0 | 0% | 10553.8818 | 0 | 0% | 10553.8818 | 7434.6245 | 70.44% | 3119.2573 | 7434.6245 | 70.44% | 3119.2573 | 2488.3813 | 23.58% | 8065.5005 | 83.2878 | 0.7892% | 10470.594
294 | Eldorado | SNV ELDORADO DESERT | {'Sloan Canyon (fka Bob)': 5.2, 'Mead': 13.3, 'Primm': 22.0} | 0 | 0 | 0% | 0 | 100% | 0 | 0% | 0 | 0% |  | 0 | 0% | 0 | 0% | 0 | 0 | 0% | 0 | 0% | 0 | 0% | 0 | 0 | 0% | 0 | 0 | 0% | 0 | 0 | 0% | 0 | 0 | 0% | 0 | 0 | 0% | 0
295 | Fink (Proposed) | SPGE | {'Westley': 14.9, 'Quinto': 17.7, 'Los Banos': 22.8, 'Ripon': 26.7} | 303596.1562 | 37487.7188 | 12.35% | 266108.4375 | 87.65% | 87999.6719 | 28.99% | 182078.2969 | 59.97% | 10.7952 | 42825.4688 | 14.11% | 122936.5078 | 40.49% | 1 | 53501.6602 | 17.62% | 0 | 0% | 136449.3594 | 44.94% | 167146.7969 | 29643.5879 | 9.764% | 273952.5684 | 50141.0156 | 16.52% | 253455.1406 | 159144.125 | 52.42% | 144452.0312 | 93067.5 | 30.66% | 210528.6562 | 10222.6533 | 3.367% | 293373.5029
296 | New Sub - Gates - Midway (Proposed) | SPGE | {'Arco': 8.7, 'Goose Lake': 15.8, 'Smyrna': 17.5, 'Olive': 19.4, 'Alpaugh': 21.2, 'Semitropic': 21.8, 'Kernridge': 23.2, 'Avenal': 24.4, 'Corcoran': 25.5, 'Charca': 27.0, 'Temblor': 27.5, 'Caliente': 28.9} | 361783.7188 | 93534.9922 | 25.85% | 268248.7266 | 74.15% | 112355.5078 | 31.06% | 236890.5859 | 65.48% | 7 | 95764.25 | 26.47% | 75582.3125 | 20.89% | 1 | 0 | 0% | 0 | 0% | 218943.8281 | 60.52% | 142839.8906 | 23505.2031 | 6.497% | 338278.5156 | 47979.8633 | 13.26% | 313803.8555 | 230858.5 | 63.81% | 130925.2188 | 1716.2073 | 0.4744% | 360067.5115 | 19346.9492 | 5.348% | 342436.7695
297 | New Sub - Rancho Seco - Bellota (Proposed) | NORTHERN CALIFORNIA | {'Camanche': 5.8, 'Bellota': 8.2, 'Lockeford': 9.0, 'Weber': 19.8, 'Eight Mile': 21.3, 'Stagg': 21.5, 'Riverbank': 25.6, 'Ripon': 27.3, 'Vierra': 27.7, 'Warnerville': 29.0} | 296278.4688 | 33836.7695 | 11.42% | 262441.6992 | 88.58% | 40749.0781 | 13.75% | 181112.6406 | 61.13% | 15.472 | 57635.6172 | 19.45% | 74952.3203 | 25.3% | 1 | 51403.5352 | 17.35% | 0 | 0% | 140251.7656 | 47.34% | 156026.7031 | 75845.3438 | 25.6% | 220433.125 | 147970.3906 | 49.94% | 148308.0781 | 195950.9844 | 66.14% | 100327.4844 | 95723.625 | 32.31% | 200554.8438 | 40637.1875 | 13.72% | 255641.2812
298 | New Sub - Midway - Wheeler Ridge (Proposed) | SPGE | {'Elk Hills': 9.4, 'Norco': 11.6, 'Taft': 12.1, 'Tevis': 15.8, 'Tupman': 16.0, 'Wheeler Ridge': 16.7, 'Stockdale': 17.6, 'Renfro': 19.3, 'Kern Power': 20.3, 'Rosedale': 20.7, 'Westpark': 21.7, 'Midway': 22.1, 'Rio Bravo': 22.1, '7th Standard': 23.3, 'Bakersfield': 23.6, 'Grimway': 24.6, 'Magunden': 25.6, 'Regulus': 25.9, 'Lamont': 26.0, 'Kern Oil': 26.1, 'Columbus': 26.6, 'Lerdo': 27.0, 'Shafter': 27.2, 'Pastoria': 27.3, 'Sycamore': 27.7, 'California Water': 29.3} | 253881.5469 | 30331.252 | 11.95% | 223550.2949 | 88.05% | 62649.0039 | 24.68% | 182017.1523 | 71.69% | 6.8817 | 53774.5547 | 21.18% | 103341.1797 | 40.7% | 1 | 0 | 0% | 0 | 0% | 56127.6523 | 22.11% | 197753.8945 | 97149.4141 | 38.27% | 156732.1328 | 144328.7969 | 56.85% | 109552.75 | 160681.0938 | 63.29% | 93200.4531 | 10845.7656 | 4.272% | 243035.7812 | 14063.9805 | 5.54% | 239817.5664
299 | Suncrest - Ocotillo (Proposed) | GREATER IMPERIAL | {'Suncrest': 13.8, 'ECO': 22.1, 'Ocotillo': 23.8} | 156420.9688 | 20791.7598 |  | 135629.209 |  | 49586.9727 |  | 83471.668 |  | 8.7987 | 277.1834 |  | 343.8299 |  |  | 36594.7695 |  | 117747.0859 |  | 15543.6943 |  |  | 42392.7148 |  |  | 67573.9922 |  |  | 89565.6562 |  |  | 97165.3203 |  |  | 5164.9917
300 | New Sub - North Gila - IV (Proposed) | GREATER IMPERIAL | {'High Line': 4.3, 'El Centro': 19.4, 'Imperial Valley': 29.3} | 115874.4922 | 19239 | 16.6% | 96635.4922 | 83.4% | 24231.7441 | 20.91% | 87093.9902 | 75.16% | 8 | 12488.6973 | 10.78% | 72499.2188 | 62.57% | 0 | 0 | 0% | 0 | 0% | 4310.6875 | 3.72% | 111563.8047 | 23396.7695 | 20.19% | 92477.7227 | 23396.7695 | 20.19% | 92477.7227 | 27707.457 | 23.91% | 88167.0352 | 11799.4365 | 10.18% | 104075.0557 | 6701.0713 | 5.783% | 109173.4209
301 | New Sub - Lugo - Pisgah (Proposed) | GREATER KRAMER | {'Calcite': 18.2} | 102559.2188 | 29651.3301 | 28.91% | 72907.8887 | 71.09% | 17010.9297 | 16.59% | 33978.543 | 33.13% | 39.25 | 70.4992 | 0.06874% | 425.3142 | 0.4147% | 0 | 15751.3701 | 15.36% | 0 | 0% | 25586.3613 | 24.95% | 76972.8574 | 15258.7363 | 14.88% | 87300.4824 | 21120.7617 | 20.59% | 81438.457 | 43341.5703 | 42.26% | 59217.6484 | 53341.3906 | 52.01% | 49217.8281 | 204.6434 | 0.1995% | 102354.5753
|  |  |  | 305832.75 | 38029.8438 |  | 267802.9062 |  | 85645.8594 |  | 185206.7031 |  | 11 | 43012.1133 |  | 127269.1953 |  |  | 52971.8359 |  | 0 |  | 136468.8438 |  |  | 29456.6738 |  |  | 49886.1016 |  |  | 159204.8281 |  |  | 90693.8438 |  |  | 10384.3535
|  |  |  | 0 | 0 |  | 0 |  | 0 |  | 0 |  |  | 0 |  | 0 |  |  | 0 |  | 0 |  | 0 |  |  | 0 |  |  | 0 |  |  | 0 |  |  | 0 |  |  | 0

## LandEnv_Solar_Data_20mi
CEC calculated land-use and environmental data criteria for in-state substations at a 20 mile radius for solar resource potential.
|  |  |  | Res. Potential Base (after techno-economic & protected areas exclusisons) | Res. Potential after Core Land Use Screen (Lower Implications Land) | Percentage of Base Potential w/ Lower Implications | Res. Potential excluded by Core screen (Higher Implications Land) | Percentage of Base Potential w/ Higher Implications | Base Res. Potential w/ Parcelization value less than 6 | Percentage of Base Potential w/ Parcelization value less than 6 | Base Res. Potential w/ Parcelization value less than 30 & greater than 6 | Percentage of Base Potential w/ Parcelization value less than 30 & greater than 6 | 10th Percentile Parcelization Value | Base Res. Potential w/ Low Cropland Index Values | Percentage of Base Potential w/ Low Cropland Index Values | Base Res. Potential w/ High Cropland Index Values | Percentage of Base Potential w/ High Cropland Index Values | Substation in or near a Critically Overdrafted Groundwater Basin | Base Res. Potential w/ Tier 2 Fire Threat | Percentage of Base Potential w/ Tier 2 Fire Threat | Base Res. Potential w/ Tier 3 Fire Threat | Percentage of Base Potential w/ Tier 3 Fire Threat | Base Res. Potential w/ ACE Terrestrial Connectivity, 4 or 5, (High Implications) | Percentage of Base Potential w/ Terrestrial Connectivity High Implications | Base Res. Potential w/ Terrestrial Connectivity Low Implications | Base Res. Potential w/ ACE Biodiversity, 5, (High Implications) | Percentage of Base Potential w/ Biodiversity High Implications | Base Res. Potential w/ Biodiversity Low Implications | Base Res. Potential w/ ACE Irreplaceability, 4 or 5, (High Implications) | Percentage of Base Potential w/ Irreplaceability High Implications | Base Res. Potential w/ Irreplaceability Low Implications | Base Res. Potential w/ Any of the three ACE datasets High Implications | Percentage of Base Potential w/ Any of the three ACE datasets High Implications | Base Res. Potential w/ Any of the three ACE datasets Low Implications | Base Res. Potential w/ High Terrestrial Landscape Intactness | Percentage of Base Potential w/ High Terrestrial Landscape Intactness | Base Res. Potential w/ Low Terrestrial Landscape Intactness | Base Res. Potential w/ Classified as Wetlands | Percentage of Base Potential w/ Classified as Wetlands | Base Res. Potential w/ Not Classified as Wetlands
Blue columns indicate additional data calculate/added by CPUC staff in dashboard.
Distance in miles to nearby substations
OBJECTID | IRP_Substation_Name | RESOLVE_Solar_Area | Overlaps | RPB_Acres | TRP_Acres | Perc_TRP | High_Implication_Acres | Perc_HighImplication | Parcels_LT_6 | Perc_ParcLT6 | Parcels_LT_30_GT6 | Perc_ParcLT30GT6 | 10th Percentile Parcelization | LowCrop_Acres | Perc_LowCrop | HighCrop_Acres | Perc_HighCrop | Critically overdrafted basin | FT_Tier2_Acres | Perc_FT_Tier2 | FT_Tier3_Acres | Perc_FT_Tier3 | Conn45_Acres | Perc_Conn45 | Low Conn Acres | Bio5_Acres | Perc_Bio5 | Low Bio Acres | Irr45_Acres | Perc_Irr45 | Low Irr Acres | ACE_All_Acres | Perc_AllACE | Low AllACE Acres | High_Intact_Acres | Perc_HighIntact | LowIntact Acres | Wetlands_Acres | Perc_Wetlands | Not Wetlands Acres
1 | East Shore | NORTHERN CALIFORNIA | {'Newark': 11.2, 'Martin (San Francisco H)': 16.9, 'Los Esteros': 17.0, 'Schulte Switching Station': 19.3, 'Cayetano': 20.5, 'Clayton': 23.5, 'Martinez': 26.9, 'Hicks': 29.5, 'Lone Tree': 29.5, 'Delta Switching Yard': 29.7, 'Green Ridge Midway': 29.8, 'Kelso': 30.5, 'Tesla': 30.8, 'Pittsburg': 30.9, 'Brentwood': 31.5, 'Contra Costa': 31.6, 'Carquinez': 33.0, 'Coyote': 34.5, 'Metcalf': 34.5, 'Birds Landing': 37.9, 'Ignacio': 38.9} | 97354.5781 | 9549.0928 | 9.809% | 87805.4854 | 90.19% | 21518.9688 | 22.1% | 60439.5312 | 62.08% | 30.1176 | 737.3521 | 0.7574% | 239.3775 | 0.2459% | 0 | 35109.2461 | 36.06% | 37901.0234 | 38.93% | 55762.6992 | 57.28% | 41591.8789 | 41521.9023 | 42.65% | 55832.6758 | 64269.2383 | 66.02% | 33085.3398 | 79734.5391 | 81.9% | 17620.0391 | 48630.7969 | 49.95% | 48723.7812 | 7767.083 | 7.978% | 89587.4951
2 | Newark | NORTHERN CALIFORNIA | {'Los Esteros': 5.9, 'Schulte Switching Station': 8.7, 'East Shore': 11.2, 'Hicks': 19.0, 'Cayetano': 20.2, 'Metcalf': 23.3, 'Coyote': 23.4, 'Green Ridge Midway': 26.8, 'Martin (San Francisco H)': 27.1, 'Tesla': 27.3, 'Delta Switching Yard': 28.8, 'Kelso': 29.3, 'Clayton': 30.6, 'Lone Tree': 33.2, 'Brentwood': 33.5, 'Contra Costa': 36.2, 'Martinez': 36.2, 'Pittsburg': 37.3} | 115477.9062 | 8491.2051 | 7.353% | 106986.7012 | 92.65% | 32065.252 | 27.77% | 69955.6152 | 60.58% | 18 | 1507.7083 | 1.306% | 346.94 | 0.3004% | 0 | 72833.1562 | 63.07% | 22109.4434 | 19.15% | 72513.0078 | 62.79% | 42964.8984 | 44065.1641 | 38.16% | 71412.7422 | 61433.6016 | 53.2% | 54044.3047 | 93236.9922 | 80.74% | 22240.9141 | 69721.1484 | 60.38% | 45756.7578 | 8421.0791 | 7.292% | 107056.8271
3 | Tesla | NORTHERN CALIFORNIA | {'Green Ridge Midway': 1.6, 'Kelso': 6.2, 'Delta Switching Yard': 6.8, 'Cayetano': 11.4, 'Brentwood': 15.5, 'Vierra': 17.0, 'Lone Tree': 19.3, 'Westley': 21.7, 'Stagg': 22.7, 'Weber': 22.8, 'Contra Costa': 23.1, 'Ripon': 23.1, 'Eight Mile': 26.0, 'Newark': 27.3, 'Clayton': 27.3, 'Los Esteros': 28.2, 'Pittsburg': 28.8, 'East Shore': 30.8, 'Schulte Switching Station': 31.5, 'Birds Landing': 31.9, 'Metcalf': 35.1, 'Shilo III': 35.1, 'Coyote': 35.4, 'Lockeford': 35.6, 'Grand Island': 35.9, 'Riverbank': 36.1, 'Martinez': 36.6, 'Bellota': 36.7, 'Hicks': 37.9} | 441313.1562 | 9522.1055 | 2.158% | 431791.0508 | 97.84% | 137906.4531 | 31.25% | 259341.1719 | 58.77% | 12.0248 | 25649.8965 | 5.812% | 163358.875 | 37.02% | 0 | 92405.0781 | 20.94% | 6008.3169 | 1.361% | 234700.4688 | 53.18% | 206612.6875 | 155226.6406 | 35.17% | 286086.5156 | 169640.7812 | 38.44% | 271672.375 | 281096.6875 | 63.7% | 160216.4688 | 128910.3438 | 29.21% | 312402.8125 | 24313.0195 | 5.509% | 417000.1367
4 | Cabrillo | SPGE | {'Sisquoc': 17.3, 'Mesa': 25.2, 'Oceano': 32.7, 'Goleta': 33.7} | 302349 | 55249.9219 | 18.27% | 247099.0781 | 81.73% | 157298.6406 | 52.03% | 133998.2344 | 44.32% | 6.364 | 22008.0332 | 7.279% | 29032.916 | 9.602% | 0 | 208534.0938 | 68.97% | 5017.854 | 1.66% | 138286.0156 | 45.74% | 164062.9844 | 15745.5518 | 5.208% | 286603.4482 | 108068.1562 | 35.74% | 194280.8438 | 202976.7344 | 67.13% | 99372.2656 | 110881.75 | 36.67% | 191467.25 | 12329.2275 | 4.078% | 290019.7725
5 | Honcut | NORTHERN CALIFORNIA | {'Palermo': 10.1, 'Pease': 11.0, 'East Marysville': 11.0, 'Wyandotte': 12.2, 'Thermalito': 13.5, 'Olivehurst': 16.0, 'Table Mountain': 16.4, 'Rio Oso': 27.5, 'Brunswick': 30.6, 'Higgins': 33.1, 'Delevan': 36.2, 'Cortina': 36.4, 'Pleasant Grove': 37.8} | 486294.9375 | 56468.8867 | 11.61% | 429826.0508 | 88.39% | 38858.4141 | 7.991% | 339636.4297 | 69.84% | 13 | 169918.3906 | 34.94% | 104239.7344 | 21.44% | 0 | 97917.1719 | 20.14% | 9713.0469 | 1.997% | 277913.3438 | 57.15% | 208381.5938 | 63292.6836 | 13.02% | 423002.2539 | 155138.6562 | 31.9% | 331156.2812 | 374914.5 | 77.1% | 111380.4375 | 71022.3516 | 14.6% | 415272.5859 | 46486.3945 | 9.559% | 439808.543
6 | Palermo | NORTHERN CALIFORNIA | {'Wyandotte': 2.9, 'Thermalito': 7.4, 'Table Mountain': 9.7, 'Honcut': 10.1, 'East Marysville': 20.2, 'Pease': 21.1, 'Olivehurst': 25.1, 'Brunswick': 30.1, 'Rio Oso': 36.0, 'Higgins': 36.4} | 489615.9062 | 38738.5469 | 7.912% | 450877.3594 | 92.09% | 41642.4609 | 8.505% | 325942.0078 | 66.57% | 14.1406 | 142652.7812 | 29.14% | 66497.7188 | 13.58% | 0 | 122483.5078 | 25.02% | 82340.1484 | 16.82% | 320693.7812 | 65.5% | 168922.125 | 79338.1641 | 16.2% | 410277.7422 | 191811.9219 | 39.18% | 297803.9844 | 412824.0625 | 84.32% | 76791.8438 | 116704.9766 | 23.84% | 372910.9297 | 49070.2344 | 10.02% | 440545.6719
7 | Table Mountain | NORTHERN CALIFORNIA | {'Thermalito': 2.9, 'Wyandotte': 7.1, 'Palermo': 9.7, 'Honcut': 16.4, 'Pease': 26.6, 'East Marysville': 27.4, 'Glenn': 30.7, 'Olivehurst': 32.4, 'Delevan': 35.8, 'Brunswick': 39.6} | 452041.9062 | 33670.9219 | 7.449% | 418370.9844 | 92.55% | 53307.0508 | 11.79% | 305952.7305 | 67.68% | 12.8909 | 143801.5625 | 31.81% | 93254.0469 | 20.63% | 0 | 89426.3984 | 19.78% | 61006.0898 | 13.5% | 241280.0625 | 53.38% | 210761.8438 | 94157.4688 | 20.83% | 357884.4375 | 225273.5469 | 49.83% | 226768.3594 | 362007.0938 | 80.08% | 90034.8125 | 92703.0938 | 20.51% | 359338.8125 | 51308.0898 | 11.35% | 400733.8164
8 | Wyandotte | NORTHERN CALIFORNIA | {'Palermo': 2.9, 'Thermalito': 5.1, 'Table Mountain': 7.1, 'Honcut': 12.2, 'East Marysville': 22.7, 'Pease': 23.1, 'Olivehurst': 27.6, 'Brunswick': 32.5, 'Glenn': 37.7, 'Rio Oso': 38.6, 'Higgins': 39.2, 'Delevan': 39.9} | 486975.9062 | 38105.3477 | 7.825% | 448870.5586 | 92.18% | 47061.2383 | 9.664% | 318565.1992 | 65.42% | 14.3663 | 148149.8125 | 30.42% | 67641.6953 | 13.89% | 0 | 115703.5 | 23.76% | 84972.1562 | 17.45% | 305149.125 | 62.66% | 181826.7812 | 85381.3047 | 17.53% | 401594.6016 | 206286.5156 | 42.36% | 280689.3906 | 407476.7812 | 83.67% | 79499.125 | 111538.0391 | 22.9% | 375437.8672 | 49171.7578 | 10.1% | 437804.1484
9 | Cortina | NORTHERN CALIFORNIA | {'Delevan': 17.3, 'Pease': 30.4, 'East Marysville': 35.7, 'Honcut': 36.4, 'Olivehurst': 36.6, 'Eagle Rock': 37.4, 'Geysers': 38.2, 'Woodland': 39.4} | 547288.25 | 34811.2422 | 6.361% | 512477.0078 | 93.64% | 139332.8906 | 25.46% | 384015.1094 | 70.17% | 7.0802 | 108922.9375 | 19.9% | 189736.1406 | 34.67% | 0 | 160484.0469 | 29.32% | 823.9592 | 0.1506% | 228228.4844 | 41.7% | 319059.7656 | 87898.9375 | 16.06% | 459389.3125 | 228709.0312 | 41.79% | 318579.2188 | 384624.375 | 70.28% | 162663.875 | 171387.1406 | 31.32% | 375901.1094 | 16835.3418 | 3.076% | 530452.9082
10 | Etiwanda | GREATER LA METRO | {'Rancho Vista': 0.4, 'Mira Loma': 6.0, 'Padua': 6.8, 'Chino': 10.7, 'Vista': 12.4, 'San Bernardino': 16.6, 'Lugo': 21.2, 'Serrano': 23.4, 'Lee Lake (Proposed)': 23.8, 'Olinda': 24.7, 'Walnut': 24.9, 'Villa Park': 25.8, 'Rio Hondo': 26.0, 'El Casco': 27.2, 'Lewis': 28.8, 'Victor': 29.7, 'Viejo': 29.8, 'Johanna': 31.9, 'Valley': 32.1, 'Goodrich': 32.4, 'Santiago': 32.4, 'Barre': 32.5, 'Mesa (SCE)': 33.7, 'Roadway': 34.2, 'Center': 35.0, 'Laguna Bell': 36.5, 'Del Amo': 36.7, 'Ellis': 36.7, 'Trabuco': 37.2, 'Margarita': 37.6, 'Gould': 38.9, 'Alamitos': 39.7, 'Lighthipe': 39.9} | 76944.0078 | 5694.7051 | 7.401% | 71249.3027 | 92.6% | 10435.3496 | 13.56% | 43204.3184 | 56.15% | 24.5 | 944.237 | 1.227% | 1907.4425 | 2.479% | 0 | 17951.0996 | 23.33% | 49681.9102 | 64.57% | 36769.6914 | 47.79% | 40174.3164 | 38863.6602 | 50.51% | 38080.3477 | 47414.168 | 61.62% | 29529.8398 | 66774.3594 | 86.78% | 10169.6484 | 28317.0938 | 36.8% | 48626.9141 | 7538.938 | 9.798% | 69405.0698
11 | Brentwood | NORTHERN CALIFORNIA | {'Lone Tree': 4.9, 'Contra Costa': 8.0, 'Delta Switching Yard': 8.7, 'Kelso': 9.3, 'Cayetano': 13.5, 'Green Ridge Midway': 14.2, 'Pittsburg': 14.5, 'Tesla': 15.5, 'Clayton': 16.0, 'Birds Landing': 16.5, 'Stagg': 18.6, 'Eight Mile': 19.0, 'Shilo III': 19.6, 'Grand Island': 22.1, 'Vierra': 23.5, 'Weber': 23.8, 'Martinez': 24.9, 'Peabody': 29.9, 'Ripon': 31.1, 'Lockeford': 31.3, 'East Shore': 31.5, 'Carquinez': 33.3, 'Newark': 33.5, 'Westley': 34.8, 'Vaca Dixon': 35.8, 'Los Esteros': 36.7, 'Bellota': 36.8, 'Tulucay': 39.4} | 405315.625 | 31087.1387 | 7.67% | 374228.4863 | 92.33% | 98103.5703 | 24.2% | 264838.8359 | 65.34% | 10.496 | 56061.8359 | 13.83% | 172542.1875 | 42.57% | 0 | 41541.207 | 10.25% | 7157.3438 | 1.766% | 126473.1641 | 31.2% | 278842.4609 | 146673.1562 | 36.19% | 258642.4688 | 153883.9219 | 37.97% | 251431.7031 | 206154.6094 | 50.86% | 199161.0156 | 29659.5742 | 7.318% | 375656.0508 | 37342.7891 | 9.213% | 367972.8359
12 | Clayton | NORTHERN CALIFORNIA | {'Pittsburg': 7.5, 'Martinez': 9.4, 'Contra Costa': 10.9, 'Lone Tree': 11.4, 'Birds Landing': 14.6, 'Brentwood': 16.0, 'Shilo III': 16.9, 'Cayetano': 17.8, 'Carquinez': 18.3, 'Delta Switching Yard': 21.4, 'Kelso': 22.4, 'East Shore': 23.5, 'Peabody': 23.6, 'Green Ridge Midway': 25.7, 'Tulucay': 26.5, 'Tesla': 27.3, 'Grand Island': 28.6, 'Martin (San Francisco H)': 29.2, 'Newark': 30.6, 'Vaca Dixon': 31.7, 'Ignacio': 32.5, 'Eight Mile': 33.2, 'Stagg': 34.0, 'Los Esteros': 35.7, 'Schulte Switching Station': 39.2, 'Vierra': 39.3, 'Lakeville': 39.5, 'Weber': 39.8, 'Putah Creek': 40.0} | 200425.5938 | 36286.457 | 18.1% | 164139.1367 | 81.9% | 32058.8262 | 16% | 136474.6582 | 68.09% | 27 | 33111.0625 | 16.52% | 8100.2139 | 4.042% | 0 | 55647.125 | 27.76% | 29387.8398 | 14.66% | 64045.2891 | 31.95% | 136380.3047 | 93956.25 | 46.88% | 106469.3438 | 116358.6641 | 58.06% | 84066.9297 | 143287.8125 | 71.49% | 57137.7812 | 40447.3867 | 20.18% | 159978.207 | 28512.4551 | 14.23% | 171913.1387
13 | Contra Costa | NORTHERN CALIFORNIA | {'Lone Tree': 3.9, 'Pittsburg': 6.7, 'Brentwood': 8.0, 'Birds Landing': 9.0, 'Clayton': 10.9, 'Shilo III': 12.2, 'Delta Switching Yard': 16.3, 'Kelso': 17.1, 'Cayetano': 18.0, 'Martinez': 18.2, 'Grand Island': 19.1, 'Green Ridge Midway': 21.7, 'Peabody': 22.2, 'Eight Mile': 22.5, 'Tesla': 23.1, 'Stagg': 23.7, 'Carquinez': 26.1, 'Vaca Dixon': 28.7, 'Weber': 30.1, 'Vierra': 31.1, 'Tulucay': 31.5, 'East Shore': 31.6, 'Lockeford': 34.9, 'Newark': 36.2, 'Davis': 37.8, 'Putah Creek': 37.9, 'Ripon': 38.6, 'Martin (San Francisco H)': 39.9} | 357884.4688 | 35877.2227 | 10.02% | 322007.2461 | 89.98% | 100864.2969 | 28.18% | 222284.3281 | 62.11% | 7.9713 | 64857.3633 | 18.12% | 122250.7266 | 34.16% | 0 | 37452.0039 | 10.46% | 8594.8506 | 2.402% | 94014.375 | 26.27% | 263870.0938 | 126981.5078 | 35.48% | 230902.9609 | 132413.4062 | 37% | 225471.0625 | 184538.5469 | 51.56% | 173345.9219 | 23230.918 | 6.491% | 334653.5508 | 55808.2852 | 15.59% | 302076.1836
14 | Pittsburg | NORTHERN CALIFORNIA | {'Contra Costa': 6.7, 'Birds Landing': 7.1, 'Clayton': 7.5, 'Shilo III': 9.6, 'Lone Tree': 9.7, 'Martinez': 12.0, 'Brentwood': 14.5, 'Peabody': 17.6, 'Carquinez': 19.5, 'Grand Island': 21.4, 'Cayetano': 21.7, 'Delta Switching Yard': 22.2, 'Kelso': 23.0, 'Tulucay': 24.9, 'Vaca Dixon': 25.2, 'Green Ridge Midway': 27.3, 'Eight Mile': 28.4, 'Tesla': 28.8, 'Stagg': 30.0, 'East Shore': 30.9, 'Putah Creek': 34.0, 'Ignacio': 35.2, 'Martin (San Francisco H)': 36.2, 'Davis': 36.2, 'Weber': 36.7, 'Newark': 37.3, 'Vierra': 37.8} | 279875.4062 | 42254.5664 | 15.1% | 237620.8398 | 84.9% | 60261.8242 | 21.53% | 182566.8789 | 65.23% | 17 | 58054.2695 | 20.74% | 53679.4297 | 19.18% | 0 | 47340.5352 | 16.91% | 14410.5146 | 5.149% | 62974.4336 | 22.5% | 216900.9727 | 115878.9922 | 41.4% | 163996.4141 | 127041.8438 | 45.39% | 152833.5625 | 163965.7656 | 58.59% | 115909.6406 | 31812.5723 | 11.37% | 248062.834 | 51404.1367 | 18.37% | 228471.2695
15 | San Bernardino | RIVERSIDE | {'Vista': 5.3, 'El Casco': 12.1, 'Etiwanda': 16.6, 'Rancho Vista': 17.0, 'Mira Loma': 19.3, 'Lugo': 21.1, 'Padua': 23.1, 'Valley': 23.9, 'Lee Lake (Proposed)': 25.8, 'Chino': 25.9, 'Victor': 30.5, 'Calcite': 35.5, 'Roadway': 35.7, 'Serrano': 36.1, 'Viejo': 36.7, 'Villa Park': 38.8, 'Devers': 39.2} | 148844.5156 | 12577.0645 | 8.45% | 136267.4512 | 91.55% | 33561.418 | 22.55% | 76721.0039 | 51.54% | 23 | 4026.4417 | 2.705% | 2709.5371 | 1.82% | 0 | 35148.3203 | 23.61% | 105576.8516 | 70.93% | 72142.1562 | 48.47% | 76702.3594 | 60917.8203 | 40.93% | 87926.6953 | 91963.0625 | 61.78% | 56881.4531 | 123015.5 | 82.65% | 25829.0156 | 70478.6406 | 47.35% | 78365.875 | 9263.5947 | 6.224% | 139580.9209
16 | Placerville | NORTHERN CALIFORNIA | {'Gold Hill': 19.7, 'Higgins': 27.2, 'Pleasant Grove': 28.9, 'Drum': 36.3, 'Brunswick': 37.1, 'Camanche': 38.0, 'Rio Oso': 39.4} | 408041 | 25586.2656 | 6.271% | 382454.7344 | 93.73% | 79446.1172 | 19.47% | 183651.5703 | 45.01% | 24.8475 | 3119.7297 | 0.7646% | 4497.2246 | 1.102% | 0 | 194754.5938 | 47.73% | 178825.5625 | 43.83% | 305884 | 74.96% | 102157 | 82260.9609 | 20.16% | 325780.0391 | 93010.7109 | 22.79% | 315030.2891 | 344363.5625 | 84.39% | 63677.4375 | 205219.9219 | 50.29% | 202821.0781 | 14352.2168 | 3.517% | 393688.7832
17 | Cantua | SPGE | {'Schindler': 11.4, 'Tranquility': 11.6, 'Helm': 14.5, 'Cheney': 17.6, 'Panoche': 20.4, 'Mendota': 21.1, 'Mc Mullin': 22.7, 'Gates': 23.3, 'Henrietta': 27.6, 'Newhall': 30.2, 'Leprino Jct': 31.2, 'Kearney': 31.8, 'Avenal': 33.6, 'West Fresno': 35.2, 'Oro Loma': 36.1, 'Gregg': 37.6, 'Cal Ave': 37.8, 'Malaga': 38.7, 'Borden': 39.4} | 634331.75 | 174196.5 | 27.46% | 460135.25 | 72.54% | 192619.9219 | 30.37% | 432504.3281 | 68.18% | 6.202 | 209530.4844 | 33.03% | 218724.9688 | 34.48% | 1 | 3550.7485 | 0.5598% | 0 | 0% | 247419.8281 | 39% | 386911.9219 | 34822.9688 | 5.49% | 599508.7812 | 102014.1797 | 16.08% | 532317.5703 | 272942.2188 | 43.03% | 361389.5312 | 126567.25 | 19.95% | 507764.5 | 5703.0103 | 0.8991% | 628628.7397
18 | Cheney | SPGE | {'Panoche': 3.1, 'Mendota': 7.3, 'Tranquility': 7.6, 'Cantua': 17.6, 'Oro Loma': 18.8, 'Newhall': 19.7, 'Helm': 20.0, 'Schindler': 27.1, 'Mc Mullin': 30.3, 'Dairyland': 31.5, 'Borden': 36.3, 'Kearney': 36.4, 'Gregg': 37.3, 'Los Banos': 39.7} | 642908.4375 | 155781.0625 | 24.23% | 487127.375 | 75.77% | 179819.6719 | 27.97% | 451704.2031 | 70.26% | 6.1342 | 209239.0156 | 32.55% | 213841.6406 | 33.26% | 0 | 10474.2354 | 1.629% | 0 | 0% | 278197.5312 | 43.27% | 364710.9062 | 83461.8359 | 12.98% | 559446.6016 | 152762.125 | 23.76% | 490146.3125 | 325498.875 | 50.63% | 317409.5625 | 150956.625 | 23.48% | 491951.8125 | 16857.7441 | 2.622% | 626050.6934
19 | Gates | SPGE | {'Avenal': 11.2, 'Henrietta': 14.2, 'Leprino Jct': 17.7, 'Schindler': 18.1, 'Cantua': 23.3, 'Arco': 27.8, 'GWF Hanford Sw Sta': 28.1, 'Helm': 31.3, 'Corcoran': 31.8, 'Mc Mullin': 32.2, 'Cholame': 33.5, 'Tranquility': 34.7, 'Kingsburg': 38.6, 'Alpaugh': 39.3} | 609842.75 | 152437.25 | 25% | 457405.5 | 75% | 221217.4531 | 36.27% | 375020.2344 | 61.49% | 6.7746 | 165061.1562 | 27.07% | 209949.5781 | 34.43% | 1 | 5094.8149 | 0.8354% | 0 | 0% | 216616.1719 | 35.52% | 393226.5781 | 22226.3105 | 3.645% | 587616.4395 | 95592.3125 | 15.67% | 514250.4375 | 262782.1562 | 43.09% | 347060.5938 | 104542.2812 | 17.14% | 505300.4688 | 4986.0454 | 0.8176% | 604856.7046
20 | Helm | SPGE | {'Mc Mullin': 10.4, 'Tranquility': 12.7, 'Schindler': 13.2, 'Cantua': 14.5, 'Mendota': 18.0, 'Kearney': 18.1, 'Cheney': 20.0, 'Newhall': 20.8, 'West Fresno': 21.7, 'Panoche': 22.9, 'Gregg': 23.1, 'Cal Ave': 24.5, 'Borden': 25.2, 'Malaga': 25.9, 'Henrietta': 28.5, 'McCall': 29.8, 'Leprino Jct': 30.9, 'Gates': 31.3, 'Sanger': 32.4, 'Dairyland': 32.9, 'Oro Loma': 33.5, 'Kingsburg': 33.7, 'GWF Hanford Sw Sta': 36.9} | 722342.125 | 248847.5469 | 34.45% | 473494.5781 | 65.55% | 121170.9453 | 16.77% | 546337.6172 | 75.63% | 8.1975 | 325004.8438 | 44.99% | 325097.0625 | 45.01% | 1 | 0 | 0% | 0 | 0% | 163820.7344 | 22.68% | 558521.3906 | 51830.2109 | 7.175% | 670511.9141 | 75701.2422 | 10.48% | 646640.8828 | 206642.2656 | 28.61% | 515699.8594 | 18987.1445 | 2.629% | 703354.9805 | 17144.4219 | 2.373% | 705197.7031
21 | Kearney | SPGE | {'West Fresno': 3.6, 'Cal Ave': 6.6, 'Malaga': 8.7, 'Mc Mullin': 9.7, 'Gregg': 10.3, 'McCall': 15.0, 'Sanger': 15.1, 'Borden': 16.0, 'Helm': 18.1, 'Kingsburg': 22.4, 'Wahtoke': 24.7, 'Schindler': 25.3, 'Newhall': 27.1, 'Reedley': 29.0, 'Tranquility': 30.1, 'Cantua': 31.8, 'Mendota': 31.9, 'Henrietta': 32.0, 'Leprino Jct': 32.3, 'GWF Hanford Sw Sta': 32.8, 'Dairyland': 34.0, 'Cheney': 36.4, 'Panoche': 38.9, 'Le Grand': 39.5} | 580528.5625 | 159292.5 | 27.44% | 421236.0625 | 72.56% | 38620.4414 | 6.653% | 410279.1211 | 70.67% | 15.7874 | 209447.4375 | 36.08% | 296932.5625 | 51.15% | 1 | 0 | 0% | 0 | 0% | 95150.0859 | 16.39% | 485378.4766 | 92683.625 | 15.97% | 487844.9375 | 97160.1172 | 16.74% | 483368.4453 | 162981.9062 | 28.07% | 417546.6562 | 13839.0723 | 2.384% | 566689.4902 | 33458.2031 | 5.763% | 547070.3594
22 | Kingsburg | SPGE | {'McCall': 9.0, 'Wahtoke': 11.4, 'Reedley': 14.0, 'Sanger': 15.2, 'GWF Hanford Sw Sta': 15.5, 'Malaga': 16.2, 'Cal Ave': 18.9, 'West Fresno': 20.6, 'Leprino Jct': 22.1, 'Kearney': 22.4, 'Rector': 22.7, 'Mc Mullin': 23.7, 'Henrietta': 24.7, 'Corcoran': 26.2, 'Gregg': 31.3, 'Schindler': 31.5, 'Helm': 33.7, 'Alpaugh': 36.9, 'Borden': 37.3, 'Gates': 38.6} | 619950.6875 | 185467.6875 | 29.92% | 434483 | 70.08% | 6719.3857 | 1.084% | 424510.3018 | 68.47% | 17.1877 | 202886.6719 | 32.73% | 355203.875 | 57.3% | 0 | 0 | 0% | 0 | 0% | 26128.4219 | 4.215% | 593822.2656 | 64156.4688 | 10.35% | 555794.2188 | 91880.9844 | 14.82% | 528069.7031 | 100484.9688 | 16.21% | 519465.7188 | 1232.6492 | 0.1988% | 618718.0383 | 14397.5283 | 2.322% | 605553.1592
23 | Malaga | SPGE | {'Cal Ave': 2.8, 'West Fresno': 5.4, 'Sanger': 6.5, 'McCall': 7.5, 'Kearney': 8.7, 'Gregg': 15.3, 'Mc Mullin': 16.1, 'Wahtoke': 16.1, 'Kingsburg': 16.2, 'Reedley': 20.4, 'Borden': 21.3, 'Helm': 25.9, 'GWF Hanford Sw Sta': 29.6, 'Schindler': 30.5, 'Leprino Jct': 31.9, 'Henrietta': 32.7, 'Newhall': 35.4, 'Rector': 37.9, 'Tranquility': 38.3, 'Cantua': 38.7} | 568176.375 | 144409.2188 | 25.42% | 423767.1562 | 74.58% | 33668.6172 | 5.926% | 358383.5078 | 63.08% | 19.2222 | 141662.3438 | 24.93% | 299669.4062 | 52.74% | 1 | 2131.939 | 0.3752% | 0 | 0% | 102363.5156 | 18.02% | 465812.8594 | 72293.7891 | 12.72% | 495882.5859 | 76700.2031 | 13.5% | 491476.1719 | 138005.7656 | 24.29% | 430170.6094 | 49100.8672 | 8.642% | 519075.5078 | 34927.6875 | 6.147% | 533248.6875
24 | McCall | SPGE | {'Sanger': 6.8, 'Malaga': 7.5, 'Kingsburg': 9.0, 'Cal Ave': 10.2, 'Wahtoke': 10.4, 'West Fresno': 12.4, 'Reedley': 14.6, 'Kearney': 15.0, 'Mc Mullin': 19.4, 'Gregg': 22.7, 'GWF Hanford Sw Sta': 23.6, 'Leprino Jct': 27.8, 'Borden': 28.8, 'Henrietta': 29.4, 'Helm': 29.8, 'Rector': 30.5, 'Schindler': 31.3, 'Corcoran': 34.9} | 568700.25 | 154925.5938 | 27.24% | 413774.6562 | 72.76% | 20782.9492 | 3.654% | 364449.4883 | 64.08% | 18.5 | 166504.6406 | 29.28% | 307285.1875 | 54.03% | 1 | 5469.397 | 0.9617% | 0 | 0% | 66848.5781 | 11.75% | 501851.6719 | 73170.0469 | 12.87% | 495530.2031 | 92296.6641 | 16.23% | 476403.5859 | 119410.5859 | 21% | 449289.6641 | 23436.4277 | 4.121% | 545263.8223 | 23942.8691 | 4.21% | 544757.3809
25 | Mc Mullin | SPGE | {'Kearney': 9.7, 'Helm': 10.4, 'West Fresno': 12.8, 'Cal Ave': 15.2, 'Schindler': 15.6, 'Malaga': 16.1, 'Gregg': 18.4, 'McCall': 19.4, 'Sanger': 22.4, 'Cantua': 22.7, 'Borden': 22.7, 'Tranquility': 23.1, 'Kingsburg': 23.7, 'Henrietta': 24.7, 'Leprino Jct': 25.9, 'Newhall': 26.7, 'Mendota': 27.5, 'GWF Hanford Sw Sta': 29.3, 'Wahtoke': 29.8, 'Cheney': 30.3, 'Gates': 32.2, 'Panoche': 33.2, 'Reedley': 34.0, 'Dairyland': 36.7} | 640323.6875 | 229545.5469 | 35.85% | 410778.1406 | 64.15% | 75836.3438 | 11.84% | 462564.2812 | 72.24% | 11.0272 | 281634.5 | 43.98% | 317260.75 | 49.55% | 1 | 0 | 0% | 0 | 0% | 102397.4922 | 15.99% | 537926.1953 | 39373.2773 | 6.149% | 600950.4102 | 44847.6797 | 7.004% | 595476.0078 | 128067.1406 | 20% | 512256.5469 | 292.935 | 0.04575% | 640030.7525 | 12449.25 | 1.944% | 627874.4375
26 | Mendota | SPGE | {'Cheney': 7.3, 'Panoche': 8.2, 'Tranquility': 9.5, 'Newhall': 12.4, 'Oro Loma': 15.8, 'Helm': 18.0, 'Cantua': 21.1, 'Dairyland': 24.4, 'Mc Mullin': 27.5, 'Schindler': 28.3, 'Borden': 29.7, 'Gregg': 31.4, 'Kearney': 31.9, 'Le Grand': 33.7, 'West Fresno': 35.5, 'Merced': 38.2, 'Cal Ave': 38.5, 'Los Banos': 38.7, 'Wilson': 39.7} | 693407.75 | 205290.25 | 29.61% | 488117.5 | 70.39% | 161919.3125 | 23.35% | 510334.375 | 73.6% | 6.9124 | 322257.0312 | 46.47% | 233566.375 | 33.68% | 1 | 0 | 0% | 0 | 0% | 261569.4375 | 37.72% | 431838.3125 | 80784.9531 | 11.65% | 612622.7969 | 149328.7656 | 21.54% | 544078.9844 | 326756 | 47.12% | 366651.75 | 68815.8359 | 9.924% | 624591.9141 | 38643.8516 | 5.573% | 654763.8984
27 | Oro Loma | SPGE | {'Mendota': 15.8, 'Panoche': 16.6, 'Newhall': 18.1, 'Cheney': 18.8, 'Dairyland': 22.0, 'Los Banos': 23.3, 'Tranquility': 24.8, 'Quinto': 28.0, 'Merced': 28.3, 'Le Grand': 29.4, 'Wilson': 31.2, 'Helm': 33.5, 'Cantua': 36.1, 'Borden': 37.1} | 667681.0625 | 155979.7969 | 23.36% | 511701.2656 | 76.64% | 152976 | 22.91% | 490323.6875 | 73.44% | 7.125 | 237121.0625 | 35.51% | 246937.1875 | 36.98% | 0 | 52.6771 | 0.00789% | 0 | 0% | 285830.5625 | 42.81% | 381850.5 | 85494.8359 | 12.8% | 582186.2266 | 137242.6875 | 20.56% | 530438.375 | 330691.75 | 49.53% | 336989.3125 | 99549.2344 | 14.91% | 568131.8281 | 32013.3535 | 4.795% | 635667.709
28 | Panoche | SPGE | {'Cheney': 3.1, 'Mendota': 8.2, 'Tranquility': 10.7, 'Oro Loma': 16.6, 'Cantua': 20.4, 'Newhall': 20.4, 'Helm': 22.9, 'Schindler': 30.1, 'Dairyland': 31.4, 'Mc Mullin': 33.2, 'Los Banos': 36.8, 'Borden': 37.9, 'Kearney': 38.9, 'Gregg': 39.3} | 634880 | 158497.5156 | 24.96% | 476382.4844 | 75.04% | 173077.0938 | 27.26% | 450227.0312 | 70.92% | 6.1233 | 192593.5469 | 30.34% | 195866.3125 | 30.85% | 1 | 20273.5469 | 3.193% | 0 | 0% | 283743.1875 | 44.69% | 351136.8125 | 86546.2578 | 13.63% | 548333.7422 | 159499.9219 | 25.12% | 475380.0781 | 328106.5938 | 51.68% | 306773.4062 | 171755.2188 | 27.05% | 463124.7812 | 15633.1016 | 2.462% | 619246.8984
29 | Reedley | SPGE | {'Wahtoke': 4.3, 'Kingsburg': 14.0, 'McCall': 14.6, 'Sanger': 14.8, 'Malaga': 20.4, 'Rector': 22.0, 'Cal Ave': 22.9, 'West Fresno': 25.8, 'GWF Hanford Sw Sta': 27.6, 'Kearney': 29.0, 'Mc Mullin': 34.0, 'Gregg': 34.5, 'Corcoran': 35.6, 'Leprino Jct': 35.8, 'Henrietta': 38.6} | 561017.25 | 115974.3984 | 20.67% | 445042.8516 | 79.33% | 59379.3945 | 10.58% | 329985.1367 | 58.82% | 17.4542 | 149229.9062 | 26.6% | 198088.625 | 35.31% | 0 | 126173.6641 | 22.49% | 0 | 0% | 169487.5625 | 30.21% | 391529.6875 | 106770.8594 | 19.03% | 454246.3906 | 149220.9219 | 26.6% | 411796.3281 | 254405.2812 | 45.35% | 306611.9688 | 126247.4766 | 22.5% | 434769.7734 | 21878.168 | 3.9% | 539139.082
30 | Sanger | SPGE | {'Malaga': 6.5, 'McCall': 6.8, 'Cal Ave': 8.5, 'Wahtoke': 10.8, 'West Fresno': 11.6, 'Reedley': 14.8, 'Kearney': 15.1, 'Kingsburg': 15.2, 'Gregg': 19.7, 'Mc Mullin': 22.4, 'Borden': 25.5, 'GWF Hanford Sw Sta': 30.3, 'Helm': 32.4, 'Rector': 34.5, 'Leprino Jct': 34.6, 'Henrietta': 36.0, 'Schindler': 36.1, 'Big Creek Hydro Facilities': 39.9} | 535015.5625 | 113717.1016 | 21.25% | 421298.4609 | 78.75% | 31713.2598 | 5.928% | 320348.2715 | 59.88% | 20 | 122713.6484 | 22.94% | 236079.2812 | 44.13% | 1 | 47986.6016 | 8.969% | 0 | 0% | 161569.0625 | 30.2% | 373446.5 | 86185.4141 | 16.11% | 448830.1484 | 100860.7891 | 18.85% | 434154.7734 | 196323.25 | 36.69% | 338692.3125 | 90810.0547 | 16.97% | 444205.5078 | 32001.3633 | 5.981% | 503014.1992
31 | Schindler | SPGE | {'Cantua': 11.4, 'Helm': 13.2, 'Mc Mullin': 15.6, 'Henrietta': 17.2, 'Gates': 18.1, 'Tranquility': 19.7, 'Leprino Jct': 20.4, 'Kearney': 25.3, 'Cheney': 27.1, 'West Fresno': 28.1, 'Mendota': 28.3, 'GWF Hanford Sw Sta': 28.9, 'Avenal': 29.3, 'Panoche': 30.1, 'Cal Ave': 30.2, 'Malaga': 30.5, 'McCall': 31.3, 'Kingsburg': 31.5, 'Gregg': 33.5, 'Newhall': 33.8, 'Sanger': 36.1, 'Borden': 36.9, 'Corcoran': 38.2} | 678030.9375 | 206558.875 | 30.46% | 471472.0625 | 69.54% | 156347.8438 | 23.06% | 487164.9062 | 71.85% | 7.5469 | 249143.6719 | 36.75% | 315451.9688 | 46.52% | 1 | 0 | 0% | 0 | 0% | 174769.7969 | 25.78% | 503261.1406 | 26512.5664 | 3.91% | 651518.3711 | 59385.8125 | 8.759% | 618645.125 | 198697.5469 | 29.31% | 479333.3906 | 41244.875 | 6.083% | 636786.0625 | 8631.6211 | 1.273% | 669399.3164
32 | Wahtoke | SPGE | {'Reedley': 4.3, 'McCall': 10.4, 'Sanger': 10.8, 'Kingsburg': 11.4, 'Malaga': 16.1, 'Cal Ave': 18.7, 'West Fresno': 21.5, 'Rector': 24.4, 'Kearney': 24.7, 'GWF Hanford Sw Sta': 26.2, 'Mc Mullin': 29.8, 'Gregg': 30.5, 'Leprino Jct': 33.5, 'Corcoran': 35.4, 'Henrietta': 36.0, 'Borden': 36.3} | 564191.1875 | 120842.4062 | 21.42% | 443348.7812 | 78.58% | 41048.9453 | 7.276% | 342751.9609 | 60.75% | 18 | 155233.4531 | 27.51% | 226193.4531 | 40.09% | 0 | 89230.8672 | 15.82% | 0 | 0% | 160223.8281 | 28.4% | 403967.3594 | 104679.125 | 18.55% | 459512.0625 | 139817.4062 | 24.78% | 424373.7812 | 236131.5156 | 41.85% | 328059.6719 | 97644.3125 | 17.31% | 466546.875 | 23446.7324 | 4.156% | 540744.4551
33 | West Fresno | SPGE | {'Cal Ave': 3.0, 'Kearney': 3.6, 'Malaga': 5.4, 'Gregg': 10.8, 'Sanger': 11.6, 'McCall': 12.4, 'Mc Mullin': 12.8, 'Borden': 16.8, 'Kingsburg': 20.6, 'Wahtoke': 21.5, 'Helm': 21.7, 'Reedley': 25.8, 'Schindler': 28.1, 'Newhall': 30.0, 'GWF Hanford Sw Sta': 32.4, 'Leprino Jct': 33.0, 'Henrietta': 33.2, 'Tranquility': 33.7, 'Cantua': 35.2, 'Mendota': 35.5, 'Dairyland': 36.0} | 580773.0625 | 144204.9219 | 24.83% | 436568.1406 | 75.17% | 41505.457 | 7.147% | 392450.6367 | 67.57% | 17.5 | 168397.3281 | 29% | 302595.3438 | 52.1% | 1 | 0 | 0% | 0 | 0% | 91692.1953 | 15.79% | 489080.8672 | 109111.5781 | 18.79% | 471661.4844 | 112527.9141 | 19.38% | 468245.1484 | 164844.3594 | 28.38% | 415928.7031 | 36325.8633 | 6.255% | 544447.1992 | 43753.9492 | 7.534% | 537019.1133
34 | Glenn | NORTHERN CALIFORNIA | {'Delevan': 29.1, 'Table Mountain': 30.7, 'Thermalito': 32.7, 'Wyandotte': 37.7} | 622401.4375 | 89005.7266 | 14.3% | 533395.7109 | 85.7% | 178868.7344 | 28.74% | 379922.5781 | 61.04% | 9 | 95591.9766 | 15.36% | 225888.5469 | 36.29% | 0 | 50298.3906 | 8.081% | 0 | 0% | 289965.9062 | 46.59% | 332435.5312 | 27992.7344 | 4.498% | 594408.7031 | 50140.3242 | 8.056% | 572261.1133 | 322331.375 | 51.79% | 300070.0625 | 147617.4531 | 23.72% | 474783.9844 | 94199.6641 | 15.13% | 528201.7734
35 | Bridgeville | NORTHERN CALIFORNIA | {'Humboldt': 27.2} | 226589.375 | 17179.5449 | 7.582% | 209409.8301 | 92.42% | 78269.4062 | 34.54% | 138698.1719 | 61.21% | 6.0873 | 3229.1113 | 1.425% | 0 | 0% | 0 | 155238.1094 | 68.51% | 12874.7324 | 5.682% | 35748.8164 | 15.78% | 190840.5586 | 46715.0352 | 20.62% | 179874.3398 | 61244.6172 | 27.03% | 165344.7578 | 84111.1484 | 37.12% | 142478.2266 | 178639.0156 | 78.84% | 47950.3594 | 3527.3425 | 1.557% | 223062.0325
36 | Humboldt | NORTHERN CALIFORNIA | {'Bridgeville': 27.2} | 246457.6719 | 52178.9219 | 21.17% | 194278.75 | 78.83% | 78950.8594 | 32.03% | 133712.9375 | 54.25% | 9.5959 | 26676.0547 | 10.82% | 0 | 0% | 0 | 102421.9844 | 41.56% | 3050.3218 | 1.238% | 10242.3984 | 4.156% | 236215.2734 | 76890.6641 | 31.2% | 169567.0078 | 87362.3281 | 35.45% | 159095.3438 | 92926.9922 | 37.71% | 153530.6797 | 120031.5938 | 48.7% | 126426.0781 | 31822.5527 | 12.91% | 214635.1191
37 | El Centro | GREATER IMPERIAL | {'Imperial Valley': 11.9, 'High Line': 15.5, 'Arkansas': 23.2, 'Sonora': 25.8, 'IID System': 27.8, 'Ocotillo': 29.8, 'ECO': 36.3} | 375428.125 | 78439.6172 | 20.89% | 296988.5078 | 79.11% | 25064.6973 | 6.676% | 340131.8652 | 90.6% | 9.208 | 67553.2812 | 17.99% | 249499.2344 | 66.46% | 0 | 0 | 0% | 0 | 0% | 3843.9756 | 1.024% | 371584.1494 | 52993.0742 | 14.12% | 322435.0508 | 49170.1914 | 13.1% | 326257.9336 | 59981.1641 | 15.98% | 315446.9609 | 14368.2666 | 3.827% | 361059.8584 | 21296.0996 | 5.672% | 354132.0254
38 | High Line | GREATER IMPERIAL | {'El Centro': 15.5, 'Imperial Valley': 26.0, 'Arkansas': 27.5, 'Sonora': 29.4, 'IID System': 34.6} | 253427.9688 | 55499.4336 | 21.9% | 197928.5352 | 78.1% | 40649.5078 | 16.04% | 205576.5703 | 81.12% | 8.6181 | 41378.8945 | 16.33% | 153811.1094 | 60.69% | 0 | 0 | 0% | 0 | 0% | 11190.0039 | 4.415% | 242237.9648 | 29234.6621 | 11.54% | 224193.3066 | 29444.2637 | 11.62% | 223983.7051 | 40424.6641 | 15.95% | 213003.3047 | 20142.6055 | 7.948% | 233285.3633 | 14208.9141 | 5.607% | 239219.0547
39 | Imperial Valley | GREATER IMPERIAL | {'El Centro': 11.9, 'Ocotillo': 19.2, 'ECO': 24.6, 'High Line': 26.0, 'Arkansas': 32.1, 'IID System': 34.5, 'Sonora': 34.8} | 225644.4062 | 52645.332 | 23.33% | 172999.0742 | 76.67% | 32309.1621 | 14.32% | 183677.666 | 81.4% | 9.8826 | 33329.2031 | 14.77% | 121157.1953 | 53.69% | 0 | 0 | 0% | 0 | 0% | 11428.3945 | 5.065% | 214216.0117 | 17836.3398 | 7.905% | 207808.0664 | 19181.7891 | 8.501% | 206462.6172 | 32436.1465 | 14.37% | 193208.2598 | 27057.627 | 11.99% | 198586.7793 | 14670.4805 | 6.502% | 210973.9258
40 | El Segundo | GREATER LA METRO | {'Chevmain': 1.2, 'El Nido': 3.0, 'Redondo': 4.6, 'La Fresa': 5.8, 'La Cienega': 6.9, 'Arcogen': 12.1, 'Hinson': 13.1, 'Harborgen': 14.4, 'Lighthipe': 14.4, 'Long Beach': 15.0, 'Laguna Bell': 16.5, 'Center': 18.3, 'Del Amo': 19.2, 'Mesa (SCE)': 20.0, 'Alamitos': 21.1, 'Goodrich': 25.5, 'Gould': 25.5, 'Barre': 26.3, 'Sylmar': 27.7, 'Walnut': 28.0, 'Rio Hondo': 28.8, 'Olinda': 28.9, 'Lewis': 30.9, 'Huntington Beach': 31.4, 'Ellis': 31.6, 'Villa Park': 34.5, 'Johanna': 35.5, 'Saugus': 36.5, 'Serrano': 36.8, 'Moorpark': 37.6, 'Pardee': 37.7} | 11597.542 | 4410.3901 | 38.03% | 7187.1519 | 61.97% | 1762.406 | 15.2% | 4173.3103 | 35.98% | 17.2031 | 0.6911 | 0.005959% | 0 | 0% | 0 | 2334.3479 | 20.13% | 4193.7144 | 36.16% | 1333.9938 | 11.5% | 10263.5482 | 2300.804 | 19.84% | 9296.738 | 4986.5264 | 43% | 6611.0156 | 5639.8218 | 48.63% | 5957.7202 | 1319.3313 | 11.38% | 10278.2107 | 1029.0974 | 8.873% | 10568.4446
41 | Arco | SPGE | {'Avenal': 18.0, 'Goose Lake': 22.3, 'Cholame': 24.5, 'Kernridge': 25.0, 'Smyrna': 26.0, 'Caliente': 27.4, 'Olive': 27.6, 'Gates': 27.8, 'Carrizo Plains': 28.2, 'Solar SS': 28.4, 'Alpaugh': 28.7, 'Semitropic': 29.3, 'Temblor': 29.7, 'Corcoran': 30.5, 'Henrietta': 32.2, 'Leprino Jct': 32.4, 'Charca': 35.0, 'Midway': 36.5, 'GWF Hanford Sw Sta': 37.2, 'Shafter': 38.0} | 670950.25 | 126270.3203 | 18.82% | 544679.9297 | 81.18% | 221490.0938 | 33.01% | 431484.1562 | 64.31% | 6.7531 | 140257.625 | 20.9% | 96801.25 | 14.43% | 0 | 8733.4199 | 1.302% | 0 | 0% | 435632.6562 | 64.93% | 235317.5938 | 33060.082 | 4.927% | 637890.168 | 98180.1016 | 14.63% | 572770.1484 | 478189.1562 | 71.27% | 192761.0938 | 106760.9688 | 15.91% | 564189.2812 | 20396.5762 | 3.04% | 650553.6738
42 | Bakersfield | SPGE | {'Westpark': 2.2, 'Columbus': 3.7, 'Kern Oil': 3.8, 'Rosedale': 4.2, 'Sycamore': 4.6, 'Magunden': 5.0, 'Kern Power': 5.3, 'Stockdale': 6.0, 'California Water': 6.3, '7th Standard': 8.0, 'Tevis': 8.4, 'Renfro': 9.0, 'Regulus': 10.1, 'Lamont': 10.2, 'Lerdo': 11.4, 'Poso Mountain': 12.2, 'Grimway': 12.6, 'Rio Bravo': 14.9, 'Tupman': 15.2, 'Norco': 18.6, 'Shafter': 19.7, 'Wheeler Ridge': 20.7, 'Charca': 23.6, 'Elk Hills': 23.8, 'Midway': 25.3, 'Semitropic': 28.5, 'Vestal': 31.7, 'Taft': 32.1, 'Pastoria': 32.5, 'Smyrna': 34.1, 'Goose Lake': 35.6, 'Temblor': 39.0} | 562988.9375 | 81795.0078 | 14.53% | 481193.9297 | 85.47% | 101745.1875 | 18.07% | 427190.4375 | 75.88% | 9.034 | 52839.2422 | 9.385% | 238478.5 | 42.36% | 1 | 114938.5859 | 20.42% | 0 | 0% | 228702.5781 | 40.62% | 334286.3594 | 126200.6016 | 22.42% | 436788.3359 | 200570.0469 | 35.63% | 362418.8906 | 315212.875 | 55.99% | 247776.0625 | 101305.6641 | 17.99% | 461683.2734 | 24452.9961 | 4.343% | 538535.9414
43 | Charca | SPGE | {'Semitropic': 6.3, 'Shafter': 6.5, 'Smyrna': 10.5, 'Rio Bravo': 12.0, 'Lerdo': 12.3, 'Goose Lake': 14.3, 'Midway': 15.8, '7th Standard': 16.0, 'Renfro': 17.7, 'Tupman': 17.8, 'Kern Power': 20.3, 'Kern Oil': 20.7, 'Vestal': 21.0, 'Poso Mountain': 21.0, 'Olive': 21.1, 'Rosedale': 21.2, 'Sycamore': 21.7, 'Norco': 22.2, 'Westpark': 22.8, 'Tevis': 22.8, 'Bakersfield': 23.6, 'Stockdale': 24.8, 'Alpaugh': 25.6, 'Kernridge': 26.0, 'Temblor': 26.0, 'Columbus': 26.1, 'Elk Hills': 26.5, 'California Water': 27.1, 'Magunden': 28.4, 'Lamont': 33.8, 'Taft': 33.8, 'Regulus': 33.8, 'Arco': 35.0, 'Grimway': 36.1, 'Caliente': 36.9, 'Corcoran': 37.0} | 600527.875 | 114059.6484 | 18.99% | 486468.2266 | 81.01% | 51725.0195 | 8.613% | 509313.4805 | 84.81% | 10.1667 | 115949.5234 | 19.31% | 351080.25 | 58.46% | 1 | 5545.98 | 0.9235% | 0 | 0% | 140029.5 | 23.32% | 460498.375 | 55967.7891 | 9.32% | 544560.0859 | 185772.1406 | 30.93% | 414755.7344 | 276848.5312 | 46.1% | 323679.3438 | 12311.668 | 2.05% | 588216.207 | 28435.6699 | 4.735% | 572092.2051
44 | Columbus | SPGE | {'California Water': 2.7, 'Magunden': 2.8, 'Bakersfield': 3.7, 'Sycamore': 4.7, 'Kern Oil': 5.4, 'Westpark': 5.9, 'Rosedale': 7.9, 'Regulus': 8.2, 'Lamont': 8.3, 'Kern Power': 9.0, 'Stockdale': 9.1, 'Poso Mountain': 11.1, '7th Standard': 11.2, 'Grimway': 11.3, 'Tevis': 12.0, 'Renfro': 12.7, 'Lerdo': 13.9, 'Rio Bravo': 18.3, 'Tupman': 18.9, 'Wheeler Ridge': 21.5, 'Norco': 22.2, 'Shafter': 22.7, 'Charca': 26.1, 'Elk Hills': 27.4, 'Midway': 28.9, 'Semitropic': 31.3, 'Vestal': 31.7, 'Pastoria': 32.4, 'Taft': 35.6, 'Smyrna': 36.4, 'Highwind': 37.9, 'Goose Lake': 38.7} | 521637.3438 | 71009.9453 | 13.61% | 450627.3984 | 86.39% | 99717.9766 | 19.12% | 390916.4297 | 74.94% | 8.826 | 38347.1953 | 7.351% | 193748 | 37.14% | 1 | 148419.0469 | 28.45% | 2271.593 | 0.4355% | 249231.6875 | 47.78% | 272405.6562 | 114906.5 | 22.03% | 406730.8438 | 180486.7031 | 34.6% | 341150.6406 | 307422.4062 | 58.93% | 214214.9375 | 131154.6094 | 25.14% | 390482.7344 | 18033.5586 | 3.457% | 503603.7852
45 | Elk Hills | SPGE | {'Norco': 5.6, 'Taft': 8.6, 'Tupman': 10.7, 'Midway': 13.0, 'Tevis': 15.4, 'Rio Bravo': 16.3, 'Renfro': 16.4, 'Stockdale': 18.5, 'Kern Power': 19.0, 'Rosedale': 19.8, 'Shafter': 20.1, '7th Standard': 20.2, 'Temblor': 21.0, 'Westpark': 21.6, 'Lerdo': 22.8, 'Bakersfield': 23.8, 'Wheeler Ridge': 24.6, 'Kern Oil': 25.0, 'Kernridge': 25.4, 'Semitropic': 26.1, 'Charca': 26.5, 'Sycamore': 26.8, 'Magunden': 27.3, 'Columbus': 27.4, 'Goose Lake': 28.3, 'Grimway': 29.2, 'Regulus': 29.4, 'Lamont': 29.5, 'California Water': 30.1, 'Caliente': 32.3, 'Poso Mountain': 33.0, 'Smyrna': 34.2, 'Pastoria': 36.3, 'Carrizo Plains': 39.0} | 415813.1562 | 58384.2422 | 14.04% | 357428.9141 | 85.96% | 87942.2812 | 21.15% | 305622.5625 | 73.5% | 8.5709 | 78392.3594 | 18.85% | 178788.2656 | 43% | 1 | 0 | 0% | 0 | 0% | 78774 | 18.94% | 337039.1562 | 126797.875 | 30.49% | 289015.2812 | 236397.9219 | 56.85% | 179415.2344 | 255426.7344 | 61.43% | 160386.4219 | 16351.0986 | 3.932% | 399462.0576 | 21950.6738 | 5.279% | 393862.4824
46 | Goose Lake | SPGE | {'Semitropic': 8.0, 'Smyrna': 10.6, 'Kernridge': 14.2, 'Charca': 14.3, 'Midway': 15.4, 'Shafter': 15.9, 'Temblor': 16.5, 'Rio Bravo': 21.1, 'Olive': 21.8, 'Arco': 22.3, 'Tupman': 24.4, 'Caliente': 24.4, 'Lerdo': 25.1, 'Alpaugh': 25.9, 'Norco': 26.6, '7th Standard': 27.6, 'Renfro': 27.7, 'Elk Hills': 28.3, 'Carrizo Plains': 30.1, 'Solar SS': 31.0, 'Kern Power': 31.2, 'Tevis': 32.0, 'Rosedale': 32.2, 'Vestal': 32.4, 'Taft': 32.6, 'Kern Oil': 33.4, 'Westpark': 34.2, 'Sycamore': 34.7, 'Stockdale': 34.9, 'Corcoran': 35.1, 'Poso Mountain': 35.1, 'Bakersfield': 35.6, 'Columbus': 38.7, 'Avenal': 39.8} | 591025.3125 | 115666.9688 | 19.57% | 475358.3438 | 80.43% | 102477.2969 | 17.34% | 462678.7031 | 78.28% | 7.9136 | 128807.8828 | 21.79% | 252468.0312 | 42.72% | 1 | 0 | 0% | 0 | 0% | 219383.5781 | 37.12% | 371641.7344 | 43376.8164 | 7.339% | 547648.4961 | 164435.1094 | 27.82% | 426590.2031 | 335960.1875 | 56.84% | 255065.125 | 16018.3682 | 2.71% | 575006.9443 | 29062.1465 | 4.917% | 561963.166
47 | Kernridge | SPGE | {'Temblor': 4.8, 'Caliente': 10.9, 'Goose Lake': 14.2, 'Midway': 16.4, 'Carrizo Plains': 17.5, 'Solar SS': 18.5, 'Semitropic': 20.2, 'Shafter': 24.3, 'Smyrna': 24.8, 'Arco': 25.0, 'Elk Hills': 25.4, 'Taft': 25.7, 'Charca': 26.0, 'Norco': 26.6, 'Rio Bravo': 27.0, 'Tupman': 27.1, 'Renfro': 32.7, 'Lerdo': 33.4, '7th Standard': 34.3, 'Tevis': 35.5, 'Olive': 35.5, 'Kern Power': 36.5, 'Rosedale': 37.6, 'Cholame': 37.6, 'Stockdale': 38.9, 'Alpaugh': 39.3, 'Westpark': 39.7} | 500755.4062 | 82495.1719 | 16.47% | 418260.2344 | 83.53% | 104565.5234 | 20.88% | 367661.2578 | 73.42% | 8.6797 | 58506.7812 | 11.68% | 135371.0312 | 27.03% | 1 | 0 | 0% | 0 | 0% | 217483.3125 | 43.43% | 283272.0938 | 66717.2969 | 13.32% | 434038.1094 | 184653.5938 | 36.88% | 316101.8125 | 342813.0938 | 68.46% | 157942.3125 | 81177.5312 | 16.21% | 419577.875 | 20338.8438 | 4.062% | 480416.5625
48 | Lamont | SPGE | {'Regulus': 0.1, 'Grimway': 3.4, 'Magunden': 5.6, 'Columbus': 8.3, 'California Water': 8.9, 'Bakersfield': 10.2, 'Westpark': 11.4, 'Stockdale': 11.7, 'Sycamore': 13.0, 'Rosedale': 13.4, 'Kern Oil': 13.4, 'Kern Power': 14.5, 'Tevis': 15.2, 'Wheeler Ridge': 15.7, '7th Standard': 18.1, 'Renfro': 18.2, 'Poso Mountain': 18.9, 'Lerdo': 21.6, 'Tupman': 23.4, 'Rio Bravo': 24.7, 'Pastoria': 25.0, 'Norco': 25.3, 'Elk Hills': 29.5, 'Shafter': 29.8, 'Highwind': 30.5, 'Charca': 33.8, 'Midway': 34.1, 'Bailey': 36.2, 'Taft': 36.8, 'Windhub': 37.5, 'Whirlwind': 38.6, 'Semitropic': 38.7, 'Vestal': 39.7} | 466298 | 58155.918 | 12.47% | 408142.082 | 87.53% | 94257.1875 | 20.21% | 331907.0312 | 71.18% | 10.2439 | 38996.8047 | 8.363% | 184891.4688 | 39.65% | 1 | 113800.6562 | 24.41% | 32031.0996 | 6.869% | 204307.4219 | 43.81% | 261990.5781 | 98979.9375 | 21.23% | 367318.0625 | 150328.3906 | 32.24% | 315969.6094 | 260106.6875 | 55.78% | 206191.3125 | 111192.9141 | 23.85% | 355105.0859 | 12687.8965 | 2.721% | 453610.1035
49 | Lerdo | SPGE | {'7th Standard': 4.3, 'Rio Bravo': 7.3, 'Renfro': 7.8, 'Kern Oil': 8.5, 'Kern Power': 8.9, 'Shafter': 9.4, 'Rosedale': 9.5, 'Sycamore': 9.7, 'Westpark': 10.8, 'Bakersfield': 11.4, 'Poso Mountain': 11.7, 'Tupman': 12.1, 'Charca': 12.3, 'Tevis': 12.5, 'Stockdale': 13.5, 'Columbus': 13.9, 'California Water': 15.1, 'Magunden': 16.1, 'Norco': 17.2, 'Semitropic': 17.5, 'Midway': 18.2, 'Regulus': 21.5, 'Lamont': 21.6, 'Smyrna': 22.7, 'Elk Hills': 22.8, 'Vestal': 23.9, 'Grimway': 24.0, 'Goose Lake': 25.1, 'Wheeler Ridge': 30.1, 'Taft': 31.3, 'Temblor': 31.7, 'Olive': 32.0, 'Kernridge': 33.4, 'Alpaugh': 36.3} | 606879.5625 | 100338.9688 | 16.53% | 506540.5938 | 83.47% | 89997.0938 | 14.83% | 476659.9688 | 78.54% | 10.0643 | 74500.4062 | 12.28% | 281625.3438 | 46.41% | 1 | 85775.6484 | 14.13% | 0 | 0% | 217608.3906 | 35.86% | 389271.1719 | 88573.4141 | 14.59% | 518306.1484 | 185934.9531 | 30.64% | 420944.6094 | 310046.75 | 51.09% | 296832.8125 | 74446.0859 | 12.27% | 532433.4766 | 26480.6172 | 4.363% | 580398.9453
50 | Magunden | SPGE | {'Columbus': 2.8, 'California Water': 4.4, 'Bakersfield': 5.0, 'Regulus': 5.5, 'Lamont': 5.6, 'Westpark': 6.7, 'Sycamore': 7.4, 'Kern Oil': 7.8, 'Grimway': 8.6, 'Stockdale': 8.8, 'Rosedale': 8.9, 'Kern Power': 10.0, 'Tevis': 12.0, '7th Standard': 13.0, 'Poso Mountain': 13.8, 'Renfro': 13.8, 'Lerdo': 16.1, 'Wheeler Ridge': 19.0, 'Tupman': 19.7, 'Rio Bravo': 19.9, 'Norco': 22.5, 'Shafter': 24.7, 'Elk Hills': 27.3, 'Charca': 28.4, 'Pastoria': 29.7, 'Midway': 30.1, 'Semitropic': 33.4, 'Vestal': 34.4, 'Taft': 35.3, 'Highwind': 35.6, 'Smyrna': 38.8} | 510657.3438 | 70961.9375 | 13.9% | 439695.4062 | 86.1% | 98509.5469 | 19.29% | 378964.8281 | 74.21% | 9 | 41235.6797 | 8.075% | 193164.1562 | 37.83% | 1 | 136951.8906 | 26.82% | 8212.5371 | 1.608% | 232852.9531 | 45.6% | 277804.3906 | 115926.8359 | 22.7% | 394730.5078 | 177303.8906 | 34.72% | 333353.4531 | 296055.4375 | 57.98% | 214601.9062 | 121601.6094 | 23.81% | 389055.7344 | 18046.9668 | 3.534% | 492610.377
51 | Midway | SPGE | {'Shafter': 10.7, 'Tupman': 10.8, 'Rio Bravo': 11.1, 'Norco': 11.5, 'Elk Hills': 13.0, 'Semitropic': 13.6, 'Temblor': 13.8, 'Goose Lake': 15.4, 'Charca': 15.8, 'Renfro': 16.3, 'Kernridge': 16.4, 'Lerdo': 18.2, '7th Standard': 18.3, 'Taft': 18.6, 'Tevis': 19.1, 'Kern Power': 20.1, 'Rosedale': 21.2, 'Smyrna': 21.7, 'Stockdale': 22.5, 'Westpark': 23.3, 'Kern Oil': 24.5, 'Bakersfield': 25.3, 'Sycamore': 26.3, 'Caliente': 26.3, 'Columbus': 28.9, 'Poso Mountain': 29.9, 'Magunden': 30.1, 'California Water': 31.1, 'Carrizo Plains': 33.2, 'Lamont': 34.1, 'Regulus': 34.1, 'Olive': 34.1, 'Solar SS': 34.3, 'Wheeler Ridge': 34.6, 'Grimway': 35.1, 'Arco': 36.5, 'Vestal': 36.6, 'Alpaugh': 38.6} | 520767 | 61703.6406 | 11.85% | 459063.3594 | 88.15% | 109802.9609 | 21.08% | 386788.2891 | 74.27% | 8.674 | 87422.3906 | 16.79% | 251255.4844 | 48.25% | 1 | 0 | 0% | 0 | 0% | 152499.5 | 29.28% | 368267.5 | 119875.4609 | 23.02% | 400891.5391 | 258067.7344 | 49.56% | 262699.2656 | 331724.4375 | 63.7% | 189042.5625 | 11124.1992 | 2.136% | 509642.8008 | 31272.0312 | 6.005% | 489494.9688
52 | Norco | SPGE | {'Tupman': 5.2, 'Elk Hills': 5.6, 'Tevis': 10.4, 'Renfro': 10.8, 'Rio Bravo': 11.1, 'Midway': 11.5, 'Kern Power': 13.6, 'Stockdale': 13.8, 'Taft': 14.2, 'Rosedale': 14.5, '7th Standard': 14.6, 'Shafter': 15.7, 'Westpark': 16.3, 'Lerdo': 17.2, 'Bakersfield': 18.6, 'Kern Oil': 19.5, 'Sycamore': 21.3, 'Charca': 22.2, 'Columbus': 22.2, 'Magunden': 22.5, 'Temblor': 22.8, 'Semitropic': 22.9, 'Wheeler Ridge': 23.2, 'California Water': 24.9, 'Regulus': 25.2, 'Lamont': 25.3, 'Grimway': 25.5, 'Goose Lake': 26.6, 'Kernridge': 26.6, 'Poso Mountain': 27.3, 'Smyrna': 30.9, 'Caliente': 34.9, 'Pastoria': 35.8} | 472504.9375 | 59078.293 | 12.5% | 413426.6445 | 87.5% | 92171.7422 | 19.51% | 351571.9141 | 74.41% | 9.2309 | 91227.2969 | 19.31% | 241851.6562 | 51.19% | 1 | 0 | 0% | 0 | 0% | 82166.7188 | 17.39% | 390338.2188 | 128193.6875 | 27.13% | 344311.25 | 245785 | 52.02% | 226719.9375 | 268129.2188 | 56.75% | 204375.7188 | 3228.0818 | 0.6832% | 469276.8557 | 24444.7402 | 5.173% | 448060.1973
53 | Rio Bravo | SPGE | {'Shafter': 5.9, 'Tupman': 6.1, 'Renfro': 6.6, 'Lerdo': 7.3, '7th Standard': 7.3, 'Kern Power': 10.2, 'Midway': 11.1, 'Norco': 11.1, 'Rosedale': 11.2, 'Tevis': 11.3, 'Charca': 12.0, 'Westpark': 13.3, 'Kern Oil': 13.5, 'Stockdale': 13.9, 'Semitropic': 14.8, 'Bakersfield': 14.9, 'Sycamore': 15.2, 'Elk Hills': 16.3, 'Columbus': 18.3, 'Poso Mountain': 18.9, 'Magunden': 19.9, 'California Water': 20.3, 'Goose Lake': 21.1, 'Smyrna': 22.0, 'Taft': 24.5, 'Regulus': 24.6, 'Lamont': 24.7, 'Temblor': 24.9, 'Grimway': 26.3, 'Kernridge': 27.0, 'Wheeler Ridge': 29.2, 'Vestal': 29.3, 'Olive': 33.1, 'Caliente': 37.3, 'Alpaugh': 37.6} | 583851.875 | 79412.9766 | 13.6% | 504438.8984 | 86.4% | 96214.6875 | 16.48% | 454776.875 | 77.89% | 9.6389 | 89959.2188 | 15.41% | 304481.0625 | 52.15% | 1 | 10201.7832 | 1.747% | 0 | 0% | 163165.0781 | 27.95% | 420686.7969 | 108720.6875 | 18.62% | 475131.1875 | 229716.9844 | 39.35% | 354134.8906 | 321170.0938 | 55.01% | 262681.7812 | 13634.8604 | 2.335% | 570217.0146 | 29052.623 | 4.976% | 554799.252
54 | Rosedale | SPGE | {'Kern Power': 1.1, 'Westpark': 2.1, 'Bakersfield': 4.2, 'Stockdale': 4.2, 'Renfro': 4.9, 'Tevis': 4.9, '7th Standard': 5.3, 'Kern Oil': 5.4, 'Sycamore': 7.2, 'Columbus': 7.9, 'Magunden': 8.9, 'Lerdo': 9.5, 'California Water': 10.5, 'Tupman': 11.0, 'Rio Bravo': 11.2, 'Regulus': 13.3, 'Lamont': 13.4, 'Poso Mountain': 14.3, 'Norco': 14.5, 'Grimway': 15.2, 'Shafter': 16.5, 'Elk Hills': 19.8, 'Wheeler Ridge': 20.7, 'Charca': 21.2, 'Midway': 21.2, 'Semitropic': 25.5, 'Taft': 28.3, 'Smyrna': 31.7, 'Vestal': 32.1, 'Goose Lake': 32.2, 'Pastoria': 33.3, 'Temblor': 34.9, 'Kernridge': 37.6} | 593055.125 | 91456.5156 | 15.42% | 501598.6094 | 84.58% | 106754.1016 | 18% | 450615.5859 | 75.98% | 9.2071 | 80986.3594 | 13.66% | 272255.3125 | 45.91% | 1 | 70716.5 | 11.92% | 0 | 0% | 188798.6406 | 31.83% | 404256.4844 | 132378.3906 | 22.32% | 460676.7344 | 222925.9844 | 37.59% | 370129.1406 | 314762.8125 | 53.07% | 278292.3125 | 59583.7617 | 10.05% | 533471.3633 | 25979.8145 | 4.381% | 567075.3105
55 | Semitropic | SPGE | {'Charca': 6.3, 'Goose Lake': 8.0, 'Smyrna': 8.1, 'Shafter': 9.0, 'Midway': 13.6, 'Rio Bravo': 14.8, 'Lerdo': 17.5, 'Tupman': 19.4, 'Kernridge': 20.2, 'Olive': 20.5, '7th Standard': 20.5, 'Temblor': 20.9, 'Renfro': 21.3, 'Norco': 22.9, 'Kern Power': 24.5, 'Alpaugh': 25.1, 'Rosedale': 25.5, 'Kern Oil': 25.9, 'Vestal': 25.9, 'Elk Hills': 26.1, 'Tevis': 26.1, 'Poso Mountain': 27.1, 'Sycamore': 27.2, 'Westpark': 27.3, 'Bakersfield': 28.5, 'Stockdale': 28.6, 'Arco': 29.3, 'Caliente': 31.0, 'Columbus': 31.3, 'Taft': 32.2, 'California Water': 32.6, 'Magunden': 33.4, 'Corcoran': 35.7, 'Carrizo Plains': 37.2, 'Solar SS': 38.2, 'Regulus': 38.6, 'Lamont': 38.7} | 584900.25 | 90659.2734 | 15.5% | 494240.9766 | 84.5% | 69413.6797 | 11.87% | 479168.9453 | 81.92% | 9.3964 | 121090.7891 | 20.7% | 348461.4062 | 59.58% | 1 | 0 | 0% | 0 | 0% | 163874.875 | 28.02% | 421025.375 | 52675.9258 | 9.006% | 532224.3242 | 189349.9219 | 32.37% | 395550.3281 | 299908.9062 | 51.28% | 284991.3438 | 800.3408 | 0.1368% | 584099.9092 | 27267.3145 | 4.662% | 557632.9355
56 | Shafter | SPGE | {'Rio Bravo': 5.9, 'Charca': 6.5, 'Semitropic': 9.0, 'Lerdo': 9.4, 'Midway': 10.7, 'Tupman': 11.3, '7th Standard': 11.7, 'Renfro': 12.3, 'Kern Power': 15.5, 'Norco': 15.7, 'Goose Lake': 15.9, 'Smyrna': 16.1, 'Rosedale': 16.5, 'Tevis': 17.1, 'Kern Oil': 17.5, 'Westpark': 18.4, 'Sycamore': 18.9, 'Stockdale': 19.6, 'Bakersfield': 19.7, 'Elk Hills': 20.1, 'Poso Mountain': 20.5, 'Columbus': 22.7, 'Temblor': 23.2, 'Kernridge': 24.3, 'California Water': 24.3, 'Magunden': 24.7, 'Vestal': 26.1, 'Olive': 27.5, 'Taft': 27.7, 'Regulus': 29.7, 'Lamont': 29.8, 'Grimway': 31.7, 'Alpaugh': 32.0, 'Caliente': 35.0, 'Wheeler Ridge': 35.1, 'Arco': 38.0} | 578752.125 | 81432.9453 | 14.07% | 497319.1797 | 85.93% | 79648.8047 | 13.76% | 463379.8203 | 80.07% | 10.1981 | 92777.8125 | 16.03% | 309605.4688 | 53.5% | 1 | 4134.293 | 0.7143% | 0 | 0% | 163447.375 | 28.24% | 415304.75 | 84632.4844 | 14.62% | 494119.6406 | 224339.1875 | 38.76% | 354412.9375 | 313832.8125 | 54.23% | 264919.3125 | 10518.4863 | 1.817% | 568233.6387 | 34788.1133 | 6.011% | 543964.0117
57 | Smyrna | SPGE | {'Semitropic': 8.1, 'Charca': 10.5, 'Goose Lake': 10.6, 'Olive': 12.5, 'Shafter': 16.1, 'Alpaugh': 17.0, 'Midway': 21.7, 'Rio Bravo': 22.0, 'Vestal': 22.5, 'Lerdo': 22.7, 'Kernridge': 24.8, 'Arco': 26.0, '7th Standard': 26.5, 'Temblor': 26.8, 'Tupman': 27.2, 'Corcoran': 27.6, 'Renfro': 28.1, 'Poso Mountain': 30.0, 'Kern Power': 30.8, 'Norco': 30.9, 'Kern Oil': 31.0, 'Rosedale': 31.7, 'Sycamore': 31.9, 'Tevis': 33.1, 'Westpark': 33.3, 'Bakersfield': 34.1, 'Elk Hills': 34.2, 'Caliente': 35.0, 'Stockdale': 35.2, 'Columbus': 36.4, 'California Water': 37.3, 'Magunden': 38.8, 'Springville': 39.6, 'GWF Hanford Sw Sta': 39.6} | 614671.6875 | 139784.7188 | 22.74% | 474886.9688 | 77.26% | 105607.9922 | 17.18% | 470904.1328 | 76.61% | 8.8295 | 179520.6094 | 29.21% | 307327.0312 | 50% | 1 | 0 | 0% | 0 | 0% | 198243.8438 | 32.25% | 416427.8438 | 38515.3203 | 6.266% | 576156.3672 | 159398.5156 | 25.93% | 455273.1719 | 301338.2188 | 49.02% | 313333.4688 | 394.447 | 0.06417% | 614277.2405 | 34951.1406 | 5.686% | 579720.5469
58 | Stockdale | SPGE | {'Tevis': 3.5, 'Rosedale': 4.2, 'Westpark': 4.2, 'Kern Power': 4.7, 'Bakersfield': 6.0, 'Renfro': 7.3, 'Magunden': 8.8, 'Kern Oil': 8.9, 'Columbus': 9.1, '7th Standard': 9.2, 'Sycamore': 10.3, 'Regulus': 11.6, 'Lamont': 11.7, 'Tupman': 11.7, 'California Water': 11.9, 'Grimway': 12.6, 'Lerdo': 13.5, 'Norco': 13.8, 'Rio Bravo': 13.9, 'Wheeler Ridge': 16.6, 'Poso Mountain': 17.8, 'Elk Hills': 18.5, 'Shafter': 19.6, 'Midway': 22.5, 'Charca': 24.8, 'Taft': 26.5, 'Semitropic': 28.6, 'Pastoria': 29.2, 'Goose Lake': 34.9, 'Smyrna': 35.2, 'Temblor': 35.8, 'Vestal': 36.2, 'Kernridge': 38.9} | 588222.625 | 88059.375 | 14.97% | 500163.25 | 85.03% | 89530.7188 | 15.22% | 462951.2812 | 78.7% | 9.1481 | 80392.125 | 13.67% | 291303.3438 | 49.52% | 1 | 49655.4883 | 8.442% | 0 | 0% | 164429.6406 | 27.95% | 423792.9844 | 136912.5781 | 23.28% | 451310.0469 | 219335.4375 | 37.29% | 368887.1875 | 300669.7188 | 51.11% | 287552.9062 | 43308.4727 | 7.363% | 544914.1523 | 24894.5391 | 4.232% | 563328.0859
59 | Taft | SPGE | {'Elk Hills': 8.6, 'Norco': 14.2, 'Midway': 18.6, 'Tupman': 19.2, 'Temblor': 20.9, 'Tevis': 23.6, 'Rio Bravo': 24.5, 'Renfro': 25.0, 'Kernridge': 25.7, 'Stockdale': 26.5, 'Kern Power': 27.5, 'Shafter': 27.7, 'Rosedale': 28.3, 'Wheeler Ridge': 28.8, '7th Standard': 28.8, 'Caliente': 29.8, 'Westpark': 29.9, 'Lerdo': 31.3, 'Bakersfield': 32.1, 'Semitropic': 32.2, 'Goose Lake': 32.6, 'Kern Oil': 33.5, 'Charca': 33.8, 'Magunden': 35.3, 'Sycamore': 35.3, 'Columbus': 35.6, 'Carrizo Plains': 35.8, 'Grimway': 36.0, 'Regulus': 36.7, 'Lamont': 36.8, 'Solar SS': 36.8, 'California Water': 38.3, 'Pastoria': 38.8} | 329134.375 | 49580.1836 | 15.06% | 279554.1914 | 84.94% | 103979.5234 | 31.59% | 218723.7266 | 66.45% | 6.1223 | 53467.082 | 16.24% | 100028.8203 | 30.39% | 1 | 7339.7021 | 2.23% | 0 | 0% | 65623.8672 | 19.94% | 263510.5078 | 120302.8359 | 36.55% | 208831.5391 | 202175.2188 | 61.43% | 126959.1562 | 220637.3125 | 67.04% | 108497.0625 | 38228.3398 | 11.61% | 290906.0352 | 15856.0566 | 4.818% | 313278.3184
60 | Temblor | SPGE | {'Kernridge': 4.8, 'Caliente': 12.5, 'Midway': 13.8, 'Goose Lake': 16.5, 'Carrizo Plains': 19.4, 'Solar SS': 20.5, 'Semitropic': 20.9, 'Taft': 20.9, 'Elk Hills': 21.0, 'Norco': 22.8, 'Shafter': 23.2, 'Tupman': 24.1, 'Rio Bravo': 24.9, 'Charca': 26.0, 'Smyrna': 26.8, 'Arco': 29.7, 'Renfro': 30.0, 'Lerdo': 31.7, '7th Standard': 32.1, 'Tevis': 32.3, 'Kern Power': 33.8, 'Rosedale': 34.9, 'Stockdale': 35.8, 'Westpark': 37.0, 'Kern Oil': 38.3, 'Olive': 38.3, 'Bakersfield': 39.0} | 451277.5312 | 65862.1875 | 14.59% | 385415.3438 | 85.41% | 104288.0312 | 23.11% | 320121.6875 | 70.94% | 8.8311 | 43126.7539 | 9.557% | 123931.3672 | 27.46% | 1 | 0 | 0% | 0 | 0% | 177888.7656 | 39.42% | 273388.7656 | 76928.9141 | 17.05% | 374348.6172 | 204598.5312 | 45.34% | 246679 | 321919.5 | 71.34% | 129358.0312 | 65553.125 | 14.53% | 385724.4062 | 19817.4902 | 4.391% | 431460.041
61 | Tupman | SPGE | {'Norco': 5.2, 'Rio Bravo': 6.1, 'Renfro': 6.4, 'Tevis': 8.3, '7th Standard': 9.8, 'Kern Power': 9.9, 'Elk Hills': 10.7, 'Midway': 10.8, 'Rosedale': 11.0, 'Shafter': 11.3, 'Stockdale': 11.7, 'Lerdo': 12.1, 'Westpark': 13.1, 'Bakersfield': 15.2, 'Kern Oil': 15.3, 'Sycamore': 17.2, 'Charca': 17.8, 'Columbus': 18.9, 'Taft': 19.2, 'Semitropic': 19.4, 'Magunden': 19.7, 'California Water': 21.4, 'Poso Mountain': 22.6, 'Regulus': 23.3, 'Lamont': 23.4, 'Temblor': 24.1, 'Grimway': 24.3, 'Goose Lake': 24.4, 'Wheeler Ridge': 24.8, 'Kernridge': 27.1, 'Smyrna': 27.2, 'Vestal': 35.2, 'Caliente': 36.5, 'Pastoria': 37.7, 'Olive': 38.8} | 528521.375 | 77429.5312 | 14.65% | 451091.8438 | 85.35% | 98156.6641 | 18.57% | 397209.8672 | 75.15% | 9.5976 | 95804.375 | 18.13% | 276144.5 | 52.25% | 1 | 0 | 0% | 0 | 0% | 118672.3047 | 22.45% | 409849.0703 | 114854.7422 | 21.73% | 413666.6328 | 239933.5469 | 45.4% | 288587.8281 | 291641.9062 | 55.18% | 236879.4688 | 3503.4216 | 0.6629% | 525017.9534 | 26913.6211 | 5.092% | 501607.7539
62 | Westpark | SPGE | {'Rosedale': 2.1, 'Bakersfield': 2.2, 'Kern Power': 3.2, 'Stockdale': 4.2, 'Kern Oil': 4.7, 'Columbus': 5.9, 'Sycamore': 6.1, 'Tevis': 6.3, 'Magunden': 6.7, '7th Standard': 6.8, 'Renfro': 7.0, 'California Water': 8.5, 'Lerdo': 10.8, 'Regulus': 11.3, 'Lamont': 11.4, 'Tupman': 13.1, 'Rio Bravo': 13.3, 'Grimway': 13.4, 'Poso Mountain': 13.6, 'Norco': 16.3, 'Shafter': 18.4, 'Wheeler Ridge': 20.0, 'Elk Hills': 21.6, 'Charca': 22.8, 'Midway': 23.3, 'Semitropic': 27.3, 'Taft': 29.9, 'Pastoria': 32.3, 'Vestal': 32.4, 'Smyrna': 33.3, 'Goose Lake': 34.2, 'Temblor': 37.0, 'Kernridge': 39.7} | 581965.8125 | 87429.7891 | 15.02% | 494536.0234 | 84.98% | 102779.6406 | 17.66% | 444333.1094 | 76.35% | 9.1148 | 69800.4922 | 11.99% | 260349.1562 | 44.74% | 1 | 88563.4688 | 15.22% | 0 | 0% | 204856.7188 | 35.2% | 377109.0938 | 134836 | 23.17% | 447129.8125 | 214687.7344 | 36.89% | 367278.0781 | 316715.125 | 54.42% | 265250.6875 | 76380.4141 | 13.12% | 505585.3984 | 25399.3848 | 4.364% | 556566.4277
63 | Wheeler Ridge | SPGE | {'Grimway': 12.7, 'Pastoria': 13.0, 'Lamont': 15.7, 'Regulus': 15.7, 'Stockdale': 16.6, 'Tevis': 18.1, 'Magunden': 19.0, 'Westpark': 20.0, 'Bakersfield': 20.7, 'Rosedale': 20.7, 'Kern Power': 21.2, 'Columbus': 21.5, 'Norco': 23.2, 'Renfro': 23.2, 'California Water': 23.4, 'Kern Oil': 24.4, 'Bailey': 24.4, 'Elk Hills': 24.6, 'Tupman': 24.8, 'Sycamore': 25.1, '7th Standard': 25.8, 'Taft': 28.8, 'Rio Bravo': 29.2, 'Lerdo': 30.1, 'Poso Mountain': 32.5, 'Highwind': 33.9, 'Whirlwind': 34.5, 'Midway': 34.6, 'Shafter': 35.1, 'Windhub': 39.6} | 430980.625 | 50420.2891 | 11.7% | 380560.3359 | 88.3% | 69012.9922 | 16.01% | 330221.7891 | 76.62% | 9.1367 | 64940.0703 | 15.07% | 231929.9219 | 53.81% | 1 | 38148.5703 | 8.852% | 13168.1934 | 3.055% | 110421.4297 | 25.62% | 320559.1953 | 104486.4766 | 24.24% | 326494.1484 | 157465.0938 | 36.54% | 273515.5312 | 213030.4219 | 49.43% | 217950.2031 | 42585.2578 | 9.881% | 388395.3672 | 7179.3994 | 1.666% | 423801.2256
64 | Kern Oil | SPGE | {'Sycamore': 1.9, 'Bakersfield': 3.8, 'Westpark': 4.7, 'Columbus': 5.4, 'Rosedale': 5.4, 'Kern Power': 6.0, '7th Standard': 6.2, 'California Water': 6.9, 'Magunden': 7.8, 'Lerdo': 8.5, 'Stockdale': 8.9, 'Poso Mountain': 8.9, 'Renfro': 8.9, 'Tevis': 10.3, 'Regulus': 13.3, 'Lamont': 13.4, 'Rio Bravo': 13.5, 'Tupman': 15.3, 'Grimway': 16.1, 'Shafter': 17.5, 'Norco': 19.5, 'Charca': 20.7, 'Wheeler Ridge': 24.4, 'Midway': 24.5, 'Elk Hills': 25.0, 'Semitropic': 25.9, 'Vestal': 27.9, 'Smyrna': 31.0, 'Goose Lake': 33.4, 'Taft': 33.5, 'Pastoria': 36.3, 'Temblor': 38.3, 'Olive': 39.6} | 576795.0625 | 85082.1094 | 14.75% | 491712.9531 | 85.25% | 103138.5469 | 17.88% | 438860.4531 | 76.09% | 9.1042 | 45050.3672 | 7.81% | 232823.5156 | 40.37% | 1 | 137646.9219 | 23.86% | 0 | 0% | 252516.9062 | 43.78% | 324278.1562 | 109057.0312 | 18.91% | 467738.0312 | 186240.2969 | 32.29% | 390554.7656 | 317361.8438 | 55.02% | 259433.2188 | 124520.1641 | 21.59% | 452274.8984 | 23332.4316 | 4.045% | 553462.6309
65 | Inyokern | GREATER KRAMER | {'Ransburg': 21.5} | 29837.0039 | 10120.877 | 33.92% | 19716.127 | 66.08% | 1276.389 | 4.278% | 11447.7203 | 38.37% | 27.3333 | 2118.3508 | 7.1% | 6.7272 | 0.02255% | 1 | 2997.8706 | 10.05% | 0 | 0% | 14255.4717 | 47.78% | 15581.5322 | 7160.4937 | 24% | 22676.5103 | 3984.7825 | 13.36% | 25852.2214 | 18045.8457 | 60.48% | 11791.1582 | 6926.1187 | 23.21% | 22910.8853 | 56.2095 | 0.1884% | 29780.7945
66 | Pastoria | GREATER TEHACHAPI | {'Bailey': 11.6, 'Wheeler Ridge': 13.0, 'Grimway': 21.6, 'Whirlwind': 23.7, 'Lamont': 25.0, 'Regulus': 25.0, 'Highwind': 28.7, 'Stockdale': 29.2, 'Magunden': 29.7, 'Tevis': 31.1, 'Westpark': 32.3, 'Columbus': 32.4, 'Bakersfield': 32.5, 'Windhub': 32.6, 'Rosedale': 33.3, 'California Water': 33.7, 'Kern Power': 33.9, 'Antelope': 35.2, 'Norco': 35.8, 'Renfro': 36.1, 'Elk Hills': 36.3, 'Kern Oil': 36.3, 'Sycamore': 36.6, 'Pardee': 37.3, 'Tupman': 37.7, '7th Standard': 38.4, 'Saugus': 38.5, 'Taft': 38.8} | 353370.125 | 28898.9961 | 8.178% | 324471.1289 | 91.82% | 93237.4062 | 26.39% | 216787.4375 | 61.35% | 10.3827 | 20778.7598 | 5.88% | 112670.2578 | 31.88% | 0 | 143622.7656 | 40.64% | 22129.0312 | 6.262% | 155692.1719 | 44.06% | 197677.9531 | 119217.6562 | 33.74% | 234152.4688 | 133511.9375 | 37.78% | 219858.1875 | 234856.5469 | 66.46% | 118513.5781 | 89646.6172 | 25.37% | 263723.5078 | 7514.5542 | 2.127% | 345855.5708
67 | Ransburg | GREATER KRAMER | {'Inyokern': 21.5, 'Kramer': 26.6} | 134054.0625 | 30417.3809 | 22.69% | 103636.6816 | 77.31% | 25813.5938 | 19.26% | 46331.4766 | 34.56% | 62 | 278.2799 | 0.2076% | 4.6703 | 0.003484% | 0 | 0 | 0% | 0 | 0% | 50891.4648 | 37.96% | 83162.5977 | 31818.1582 | 23.74% | 102235.9043 | 6589.6284 | 4.916% | 127464.4341 | 78409.1406 | 58.49% | 55644.9219 | 71973.625 | 53.69% | 62080.4375 | 768.5832 | 0.5733% | 133285.4793
68 | Sycamore | SPGE | {'Kern Oil': 1.9, 'Bakersfield': 4.6, 'Columbus': 4.7, 'California Water': 5.5, 'Westpark': 6.1, 'Rosedale': 7.2, 'Magunden': 7.4, 'Poso Mountain': 7.6, 'Kern Power': 7.8, '7th Standard': 8.0, 'Lerdo': 9.7, 'Stockdale': 10.3, 'Renfro': 10.8, 'Tevis': 12.0, 'Regulus': 12.9, 'Lamont': 13.0, 'Rio Bravo': 15.2, 'Grimway': 15.9, 'Tupman': 17.2, 'Shafter': 18.9, 'Norco': 21.3, 'Charca': 21.7, 'Wheeler Ridge': 25.1, 'Midway': 26.3, 'Elk Hills': 26.8, 'Semitropic': 27.2, 'Vestal': 27.4, 'Smyrna': 31.9, 'Goose Lake': 34.7, 'Taft': 35.3, 'Pastoria': 36.6, 'Olive': 40.0} | 561745.0625 | 80959.3281 | 14.41% | 480785.7344 | 85.59% | 105809.7656 | 18.84% | 421701.1094 | 75.07% | 9.0991 | 36636.4648 | 6.522% | 213206.5781 | 37.95% | 0 | 158534.7188 | 28.22% | 0 | 0% | 263968.125 | 46.99% | 297776.9375 | 101011.8984 | 17.98% | 460733.1641 | 172570.3125 | 30.72% | 389174.75 | 314975.0938 | 56.07% | 246769.9688 | 145277.9219 | 25.86% | 416467.1406 | 20126.0898 | 3.583% | 541618.9727
69 | Avenal | SPGE | {'Gates': 11.2, 'Arco': 18.0, 'Henrietta': 21.8, 'Cholame': 23.6, 'Leprino Jct': 24.0, 'Schindler': 29.3, 'Corcoran': 32.6, 'GWF Hanford Sw Sta': 33.1, 'Cantua': 33.6, 'Alpaugh': 37.0, 'Olive': 38.0, 'Goose Lake': 39.8} | 631690.625 | 121684.5234 | 19.26% | 510006.1016 | 80.74% | 233901.1875 | 37.03% | 384682.1875 | 60.9% | 6.3949 | 121789.3359 | 19.28% | 146575.4375 | 23.2% | 0 | 35898.9414 | 5.683% | 0 | 0% | 287954.5938 | 45.58% | 343736.0312 | 36478.4336 | 5.775% | 595212.1914 | 127229.0859 | 20.14% | 504461.5391 | 358998.4062 | 56.83% | 272692.2188 | 160694.6562 | 25.44% | 470995.9688 | 5725.8237 | 0.9064% | 625964.8013
70 | Corcoran | SPGE | {'Alpaugh': 11.5, 'GWF Hanford Sw Sta': 12.2, 'Olive': 15.9, 'Leprino Jct': 17.9, 'Henrietta': 21.4, 'Rector': 22.0, 'Kingsburg': 26.2, 'Smyrna': 27.6, 'Arco': 30.5, 'Gates': 31.8, 'Vestal': 32.2, 'Avenal': 32.6, 'Springville': 34.6, 'McCall': 34.9, 'Goose Lake': 35.1, 'Wahtoke': 35.4, 'Reedley': 35.6, 'Semitropic': 35.7, 'Charca': 37.0, 'Schindler': 38.2} | 655804.375 | 278847.1875 | 42.52% | 376957.1875 | 57.48% | 178491.1562 | 27.22% | 432381.5312 | 65.93% | 8.8065 | 310270.7188 | 47.31% | 234409.0469 | 35.74% | 1 | 0 | 0% | 0 | 0% | 129615.1953 | 19.76% | 526189.1797 | 27036.9453 | 4.123% | 628767.4297 | 66709.1094 | 10.17% | 589095.2656 | 181705.8281 | 27.71% | 474098.5469 | 42.06 | 0.006414% | 655762.315 | 23706.1348 | 3.615% | 632098.2402
71 | Henrietta | SPGE | {'Leprino Jct': 3.9, 'Gates': 14.2, 'GWF Hanford Sw Sta': 14.4, 'Schindler': 17.2, 'Corcoran': 21.4, 'Avenal': 21.8, 'Kingsburg': 24.7, 'Mc Mullin': 24.7, 'Cantua': 27.6, 'Helm': 28.5, 'McCall': 29.4, 'Alpaugh': 31.5, 'Kearney': 32.0, 'Arco': 32.2, 'Malaga': 32.7, 'West Fresno': 33.2, 'Cal Ave': 33.9, 'Olive': 34.9, 'Sanger': 36.0, 'Wahtoke': 36.0, 'Tranquility': 36.8, 'Rector': 37.0, 'Reedley': 38.6} | 667687.8125 | 291238.8125 | 43.62% | 376449 | 56.38% | 163464.6406 | 24.48% | 450580.0469 | 67.48% | 8.6874 | 311525.3125 | 46.66% | 282800.0938 | 42.36% | 1 | 0 | 0% | 0 | 0% | 77351.2031 | 11.58% | 590336.6094 | 9406.79 | 1.409% | 658281.0225 | 43155.4766 | 6.463% | 624532.3359 | 113141.0312 | 16.95% | 554546.7812 | 784.035 | 0.1174% | 666903.7775 | 11994.7207 | 1.796% | 655693.0918
72 | Eagle Rock (PGE) | NORTHERN CALIFORNIA | {'Geysers': 6.0, 'Cloverdale': 11.0, 'Hopland': 17.6, 'Fulton': 23.0, 'Ukiah': 29.9, 'Bellevue': 31.5, 'Calpella': 32.7, 'Mendocino': 35.7, 'Penngrove': 36.1, 'Cortina': 37.4} | 366683.25 | 30388.5195 | 8.287% | 336294.7305 | 91.71% | 41568.0195 | 11.34% | 265704.543 | 72.46% | 10.569 | 21608.8086 | 5.893% | 23702.8633 | 6.464% | 0 | 180805.6719 | 49.31% | 130014.3906 | 35.46% | 211655.6094 | 57.72% | 155027.6406 | 144138.0938 | 39.31% | 222545.1562 | 243134.1875 | 66.31% | 123549.0625 | 317723.0625 | 86.65% | 48960.1875 | 150504.4062 | 41.04% | 216178.8438 | 6946.1919 | 1.894% | 359737.0581
73 | Leavitt | NORTHERN CALIFORNIA | {'Richmond': 7.1, 'Madeline': 38.9} | 336597.5625 | 56332.9883 |  | 280264.5742 |  | 176978.7656 |  | 139172.5156 |  | 6 | 27960.6914 |  | 0 |  |  | 266118.2188 |  | 0 |  | 115134.9297 |  |  | 92187.6875 |  |  | 76704.8984 |  |  | 195476.3594 |  |  | 177612.2812 |  |  | 40286.5703
74 | Madeline | NORTHERN CALIFORNIA | {'Richmond': 38.7, 'Hilltop': 38.7, 'Leavitt': 38.9} | 371889.5 | 22138.5156 |  | 349750.9844 |  | 156181.4844 |  | 193716.7031 |  | 5.0857 | 21360.0371 |  | 2026.9215 |  |  | 269282.5312 |  | 0 |  | 145977.9531 |  |  | 57631.3594 |  |  | 63900.3828 |  |  | 193694.3594 |  |  | 278812.875 |  |  | 94153.125
75 | Antelope | GREATER TEHACHAPI | {'Whirlwind': 14.1, 'Vincent': 17.3, 'Pardee': 23.5, 'Windhub': 24.0, 'Saugus': 24.1, 'Bailey': 27.7, 'Sylmar': 28.7, 'Highwind': 28.8, 'Gould': 32.8, 'Pastoria': 35.2, 'Goodrich': 38.9} | 392825.0625 | 164264.9844 | 41.82% | 228560.0781 | 58.18% | 35314.3555 | 8.99% | 100104.5977 | 25.48% | 43.4444 | 5043.1709 | 1.284% | 15215.46 | 3.873% | 0 | 66841.8594 | 17.02% | 119521.6406 | 30.43% | 49607.918 | 12.63% | 343217.1445 | 111449.9375 | 28.37% | 281375.125 | 73535.1172 | 18.72% | 319289.9453 | 169817.0938 | 43.23% | 223007.9688 | 73482.8203 | 18.71% | 319342.2422 | 13073.9395 | 3.328% | 379751.123
76 | Arcogen | GREATER LA METRO | {'Hinson': 1.2, 'Harborgen': 2.8, 'Long Beach': 3.7, 'Lighthipe': 5.9, 'La Fresa': 6.3, 'Redondo': 8.6, 'Del Amo': 8.7, 'Alamitos': 9.1, 'El Nido': 9.2, 'Chevmain': 10.9, 'Center': 11.0, 'El Segundo': 12.1, 'Laguna Bell': 12.2, 'La Cienega': 14.8, 'Barre': 15.1, 'Mesa (SCE)': 17.0, 'Huntington Beach': 19.3, 'Ellis': 19.5, 'Lewis': 19.8, 'Olinda': 20.5, 'Walnut': 21.4, 'Villa Park': 23.5, 'Johanna': 23.6, 'Goodrich': 24.7, 'Rio Hondo': 24.9, 'Serrano': 26.1, 'Gould': 28.0, 'Santiago': 29.3, 'Chino': 34.8, 'Viejo': 36.1, 'Sylmar': 36.7, 'Trabuco': 37.2, 'Capistrano': 39.4, 'Margarita': 40.0} | 8965.3887 | 2375.6497 | 26.5% | 6589.739 | 73.5% | 1000.9159 | 11.16% | 3018.4862 | 33.67% | 57 | 0 | 0% | 0 | 0% | 0 | 136.4639 | 1.522% | 0 | 0% | 10.7529 | 0.1199% | 8954.6358 | 1204.7504 | 13.44% | 7760.6383 | 6529.7012 | 72.83% | 2435.6875 | 6540.4536 | 72.95% | 2424.9351 | 0 | 0% | 8965.3887 | 115.5856 | 1.289% | 8849.8031
77 | Bailey | GREATER TEHACHAPI | {'Pastoria': 11.6, 'Whirlwind': 20.1, 'Wheeler Ridge': 24.4, 'Pardee': 25.7, 'Saugus': 26.9, 'Antelope': 27.7, 'Highwind': 31.7, 'Grimway': 32.8, 'Windhub': 33.2, 'Moorpark': 35.0, 'Sylmar': 36.1, 'Lamont': 36.2, 'Regulus': 36.3} | 265872.5312 | 31535.1367 | 11.86% | 234337.3945 | 88.14% | 87665.5703 | 32.97% | 124660.0547 | 46.89% | 10.1013 | 6144.1519 | 2.311% | 21219.2363 | 7.981% | 0 | 156111.75 | 58.72% | 22801.4824 | 8.576% | 140909.25 | 53% | 124963.2812 | 96746.875 | 36.39% | 169125.6562 | 88181.6875 | 33.17% | 177690.8438 | 200073.1094 | 75.25% | 65799.4219 | 100810.5391 | 37.92% | 165061.9922 | 7875.9927 | 2.962% | 257996.5386
78 | Center | GREATER LA METRO | {'Laguna Bell': 4.0, 'Lighthipe': 5.2, 'Del Amo': 5.6, 'Mesa (SCE)': 7.5, 'Hinson': 10.1, 'Walnut': 10.5, 'Olinda': 10.6, 'Barre': 10.9, 'Arcogen': 11.0, 'Alamitos': 11.3, 'Harborgen': 12.5, 'Long Beach': 13.2, 'La Fresa': 13.7, 'Rio Hondo': 14.1, 'Lewis': 14.5, 'Goodrich': 15.4, 'El Nido': 15.5, 'La Cienega': 16.4, 'Redondo': 17.1, 'Chevmain': 17.2, 'Villa Park': 17.4, 'El Segundo': 18.3, 'Ellis': 19.2, 'Serrano': 19.4, 'Gould': 20.7, 'Johanna': 20.8, 'Huntington Beach': 20.8, 'Chino': 25.0, 'Santiago': 26.6, 'Padua': 29.8, 'Mira Loma': 31.6, 'Viejo': 32.2, 'Sylmar': 34.4, 'Rancho Vista': 34.6, 'Etiwanda': 35.0, 'Trabuco': 35.4, 'Margarita': 37.9, 'Capistrano': 38.3, 'Vincent': 38.4, 'Lee Lake (Proposed)': 39.7} | 14417.7051 | 3347.6226 | 23.22% | 11070.0825 | 76.78% | 1690.0762 | 11.72% | 7749.1045 | 53.75% | 51.6667 | 0 | 0% | 0 | 0% | 0 | 862.3971 | 5.982% | 5686.835 | 39.44% | 3354.1526 | 23.26% | 11063.5525 | 1478.2015 | 10.25% | 12939.5035 | 6351.6611 | 44.05% | 8066.0439 | 9747.1768 | 67.61% | 4670.5283 | 2762.5686 | 19.16% | 11655.1365 | 1301.4194 | 9.027% | 13116.2856
79 | Del Amo | GREATER LA METRO | {'Lighthipe': 5.0, 'Center': 5.6, 'Alamitos': 5.7, 'Barre': 7.1, 'Hinson': 7.5, 'Arcogen': 8.7, 'Harborgen': 8.9, 'Laguna Bell': 9.3, 'Long Beach': 9.3, 'Lewis': 11.7, 'Olinda': 12.1, 'Mesa (SCE)': 13.1, 'La Fresa': 13.7, 'Walnut': 13.9, 'Ellis': 14.3, 'Villa Park': 15.3, 'Huntington Beach': 15.5, 'El Nido': 16.2, 'Redondo': 16.7, 'Johanna': 16.8, 'Serrano': 17.7, 'Chevmain': 18.0, 'Rio Hondo': 19.0, 'El Segundo': 19.2, 'La Cienega': 19.3, 'Goodrich': 20.9, 'Santiago': 22.7, 'Chino': 26.2, 'Gould': 26.3, 'Viejo': 29.0, 'Trabuco': 31.3, 'Padua': 32.3, 'Mira Loma': 32.5, 'Capistrano': 33.9, 'Margarita': 33.9, 'Rancho Vista': 36.3, 'Etiwanda': 36.7, 'Lee Lake (Proposed)': 37.8, 'Sylmar': 39.1} | 15271.4102 | 2850.291 | 18.66% | 12421.1191 | 81.34% | 1195.2598 | 7.827% | 6768.8608 | 44.32% | 47 | 0 | 0% | 0 | 0% | 0 | 429.9438 | 2.815% | 4366.5703 | 28.59% | 3131.6125 | 20.51% | 12139.7976 | 1492.1733 | 9.771% | 13779.2368 | 8137.188 | 53.28% | 7134.2222 | 11268.8008 | 73.79% | 4002.6094 | 1879.7756 | 12.31% | 13391.6345 | 1164.1941 | 7.623% | 14107.2161
80 | El Nido | GREATER LA METRO | {'Chevmain': 1.8, 'La Fresa': 2.9, 'El Segundo': 3.0, 'Redondo': 3.4, 'La Cienega': 7.2, 'Arcogen': 9.2, 'Hinson': 10.1, 'Lighthipe': 11.4, 'Harborgen': 11.6, 'Long Beach': 12.4, 'Laguna Bell': 14.1, 'Center': 15.5, 'Del Amo': 16.2, 'Mesa (SCE)': 18.0, 'Alamitos': 18.2, 'Barre': 23.3, 'Goodrich': 24.1, 'Gould': 24.9, 'Walnut': 25.5, 'Olinda': 26.2, 'Rio Hondo': 26.8, 'Lewis': 27.9, 'Huntington Beach': 28.5, 'Ellis': 28.7, 'Sylmar': 29.2, 'Villa Park': 31.5, 'Johanna': 32.5, 'Serrano': 33.9, 'Saugus': 38.1, 'Santiago': 38.3, 'Pardee': 39.3} | 9544.2637 | 3690.6423 | 38.67% | 5853.6213 | 61.33% | 1760.2172 | 18.44% | 4035.4191 | 42.28% | 28.0507 | 0 | 0% | 0 | 0% | 0 | 2331.6836 | 24.43% | 1566.6589 | 16.41% | 761.653 | 7.98% | 8782.6107 | 993.1033 | 10.41% | 8551.1603 | 4029.7214 | 42.22% | 5514.5422 | 4459.5181 | 46.72% | 5084.7456 | 1181.5498 | 12.38% | 8362.7139 | 693.7286 | 7.269% | 8850.535
81 | Goodrich | GREATER LA METRO | {'Rio Hondo': 6.9, 'Gould': 7.5, 'Mesa (SCE)': 8.0, 'Laguna Bell': 12.6, 'Walnut': 12.6, 'Center': 15.4, 'Olinda': 17.0, 'Lighthipe': 19.3, 'La Cienega': 19.6, 'Del Amo': 20.9, 'Vincent': 23.1, 'La Fresa': 24.0, 'El Nido': 24.1, 'Hinson': 24.2, 'Barre': 24.4, 'Arcogen': 24.7, 'Chevmain': 24.9, 'El Segundo': 25.5, 'Chino': 25.7, 'Padua': 25.8, 'Sylmar': 25.9, 'Lewis': 26.0, 'Alamitos': 26.6, 'Harborgen': 26.9, 'Redondo': 27.1, 'Villa Park': 27.3, 'Long Beach': 27.7, 'Serrano': 28.1, 'Mira Loma': 31.6, 'Rancho Vista': 32.0, 'Etiwanda': 32.4, 'Johanna': 33.1, 'Ellis': 33.2, 'Saugus': 33.6, 'Pardee': 34.6, 'Huntington Beach': 35.4, 'Santiago': 38.2, 'Antelope': 38.9} | 22246.3477 | 2983.1833 | 13.41% | 19263.1643 | 86.59% | 16610.5605 | 74.67% | 5037.0273 | 22.64% | 3.7044 | 7.3358 | 0.03298% | 25.896 | 0.1164% | 0 | 485.2625 | 2.181% | 21727.5059 | 97.67% | 4655.624 | 20.93% | 17590.7236 | 4230.167 | 19.02% | 18016.1807 | 4563.397 | 20.51% | 17682.9507 | 9672.832 | 43.48% | 12573.5156 | 14797.6045 | 66.52% | 7448.7432 | 5140.7959 | 23.11% | 17105.5518
82 | Gould | GREATER LA METRO | {'Goodrich': 7.5, 'Mesa (SCE)': 13.4, 'Rio Hondo': 14.3, 'Laguna Bell': 17.1, 'Vincent': 18.7, 'La Cienega': 18.8, 'Sylmar': 18.8, 'Walnut': 20.0, 'Center': 20.7, 'Lighthipe': 23.5, 'Olinda': 24.3, 'El Nido': 24.9, 'Chevmain': 25.2, 'El Segundo': 25.5, 'La Fresa': 25.6, 'Saugus': 26.2, 'Del Amo': 26.3, 'Pardee': 27.2, 'Hinson': 27.8, 'Arcogen': 28.0, 'Redondo': 28.2, 'Harborgen': 30.6, 'Barre': 30.8, 'Long Beach': 31.5, 'Alamitos': 31.9, 'Padua': 32.1, 'Antelope': 32.8, 'Lewis': 32.9, 'Chino': 33.0, 'Villa Park': 34.5, 'Serrano': 35.4, 'Rancho Vista': 38.5, 'Mira Loma': 38.6, 'Etiwanda': 38.9, 'Ellis': 39.5, 'Johanna': 39.9} | 51260.125 | 16079.4531 | 31.37% | 35180.6719 | 68.63% | 18606.2969 | 36.3% | 14151.5078 | 27.61% | 17.0617 | 32.7478 | 0.06389% | 58.4408 | 0.114% | 0 | 823.074 | 1.606% | 50403.4727 | 98.33% | 13911.1719 | 27.14% | 37348.9531 | 4230.167 | 8.252% | 47029.958 | 4563.397 | 8.902% | 46696.728 | 18928.3789 | 36.93% | 32331.7461 | 24342.8906 | 47.49% | 26917.2344 | 6496.9502 | 12.67% | 44763.1748
83 | Harborgen | GREATER LA METRO | {'Long Beach': 0.9, 'Arcogen': 2.8, 'Hinson': 2.8, 'Alamitos': 7.5, 'Lighthipe': 7.6, 'La Fresa': 8.7, 'Del Amo': 8.9, 'Redondo': 10.4, 'El Nido': 11.6, 'Center': 12.5, 'Chevmain': 13.2, 'Laguna Bell': 14.3, 'Barre': 14.3, 'El Segundo': 14.4, 'Huntington Beach': 17.0, 'La Cienega': 17.6, 'Ellis': 17.6, 'Mesa (SCE)': 19.0, 'Lewis': 19.0, 'Olinda': 21.0, 'Johanna': 22.0, 'Walnut': 22.5, 'Villa Park': 22.8, 'Serrano': 25.4, 'Rio Hondo': 26.6, 'Goodrich': 26.9, 'Santiago': 27.6, 'Gould': 30.6, 'Viejo': 34.6, 'Chino': 35.0, 'Trabuco': 35.2, 'Capistrano': 37.2, 'Margarita': 38.0, 'Sylmar': 39.5} | 9995.9395 | 2388.7188 | 23.9% | 7607.2207 | 76.1% | 1006.028 | 10.06% | 3036.2806 | 30.38% | 47 | 0 | 0% | 0 | 0% | 0 | 136.4639 | 1.365% | 0 | 0% | 10.7529 | 0.1076% | 9985.1865 | 1572.3059 | 15.73% | 8423.6335 | 7547.1826 | 75.5% | 2448.7568 | 7557.9355 | 75.61% | 2438.0039 | 0 | 0% | 9995.9395 | 350.8864 | 3.51% | 9645.0531
84 | Hinson | GREATER LA METRO | {'Arcogen': 1.2, 'Harborgen': 2.8, 'Long Beach': 3.7, 'Lighthipe': 5.0, 'La Fresa': 7.2, 'Del Amo': 7.5, 'Alamitos': 8.0, 'Redondo': 9.7, 'Center': 10.1, 'El Nido': 10.1, 'Laguna Bell': 11.6, 'Chevmain': 11.9, 'El Segundo': 13.1, 'Barre': 13.9, 'La Cienega': 15.4, 'Mesa (SCE)': 16.3, 'Huntington Beach': 18.5, 'Ellis': 18.6, 'Lewis': 18.6, 'Olinda': 19.4, 'Walnut': 20.4, 'Villa Park': 22.3, 'Johanna': 22.5, 'Rio Hondo': 24.1, 'Goodrich': 24.2, 'Serrano': 24.9, 'Gould': 27.8, 'Santiago': 28.3, 'Chino': 33.6, 'Viejo': 35.0, 'Trabuco': 36.2, 'Sylmar': 37.1, 'Capistrano': 38.4, 'Margarita': 39.0, 'Padua': 39.4} | 9357.3955 | 2384.2478 | 25.48% | 6973.1477 | 74.52% | 1006.028 | 10.75% | 3023.6082 | 32.31% | 60 | 0 | 0% | 0 | 0% | 0 | 136.4639 | 1.458% | 0 | 0% | 10.7529 | 0.1149% | 9346.6426 | 1571.3511 | 16.79% | 7786.0444 | 6913.1099 | 73.88% | 2444.2856 | 6923.8628 | 73.99% | 2433.5327 | 0 | 0% | 9357.3955 | 171.2244 | 1.83% | 9186.1711
85 | La Cienega | GREATER LA METRO | {'El Segundo': 6.9, 'Chevmain': 6.9, 'El Nido': 7.2, 'La Fresa': 9.4, 'Redondo': 10.5, 'Laguna Bell': 13.3, 'Lighthipe': 14.3, 'Arcogen': 14.8, 'Hinson': 15.4, 'Mesa (SCE)': 15.6, 'Center': 16.4, 'Harborgen': 17.6, 'Long Beach': 18.4, 'Gould': 18.8, 'Del Amo': 19.3, 'Goodrich': 19.6, 'Sylmar': 22.1, 'Alamitos': 22.9, 'Rio Hondo': 23.9, 'Walnut': 24.6, 'Barre': 26.3, 'Olinda': 26.5, 'Lewis': 30.5, 'Saugus': 31.2, 'Pardee': 32.4, 'Ellis': 33.2, 'Huntington Beach': 33.6, 'Villa Park': 33.8, 'Moorpark': 35.7, 'Serrano': 35.8, 'Johanna': 36.1, 'Vincent': 36.6} | 12568.7559 | 4100.4297 | 32.62% | 8468.3262 | 67.38% | 1208.2091 | 9.613% | 4668.2201 | 37.14% | 17.2487 | 0.6911 | 0.005499% | 0 | 0% | 0 | 2480.842 | 19.74% | 6435.1865 | 51.2% | 1333.9938 | 10.61% | 11234.7621 | 3413.4429 | 27.16% | 9155.313 | 5331.3853 | 42.42% | 7237.3706 | 6144.7705 | 48.89% | 6423.9854 | 2128.0442 | 16.93% | 10440.7117 | 1360.1017 | 10.82% | 11208.6542
86 | La Fresa | GREATER LA METRO | {'El Nido': 2.9, 'Redondo': 3.5, 'Chevmain': 4.6, 'El Segundo': 5.8, 'Arcogen': 6.3, 'Hinson': 7.2, 'Harborgen': 8.7, 'Lighthipe': 9.1, 'La Cienega': 9.4, 'Long Beach': 9.5, 'Laguna Bell': 12.9, 'Center': 13.7, 'Del Amo': 13.7, 'Alamitos': 15.3, 'Mesa (SCE)': 17.2, 'Barre': 20.6, 'Goodrich': 24.0, 'Walnut': 24.0, 'Olinda': 24.2, 'Lewis': 25.3, 'Gould': 25.6, 'Huntington Beach': 25.6, 'Ellis': 25.8, 'Rio Hondo': 25.9, 'Villa Park': 28.9, 'Johanna': 29.7, 'Serrano': 31.4, 'Sylmar': 31.5, 'Santiago': 35.5, 'Chino': 38.6} | 7558.2666 | 2958.2681 | 39.14% | 4599.9985 | 60.86% | 1119.2643 | 14.81% | 3787.4423 | 50.11% | 23.427 | 0 | 0% | 0 | 0% | 0 | 1323.6005 | 17.51% | 99.4344 | 1.316% | 111.1615 | 1.471% | 7447.1051 | 799.8782 | 10.58% | 6758.3884 | 3836.4963 | 50.76% | 3721.7703 | 3947.6577 | 52.23% | 3610.6089 | 520.6918 | 6.889% | 7037.5748 | 279.981 | 3.704% | 7278.2856
87 | Laguna Bell | GREATER LA METRO | {'Center': 4.0, 'Mesa (SCE)': 4.7, 'Lighthipe': 6.8, 'Del Amo': 9.3, 'Hinson': 11.6, 'Walnut': 11.6, 'Arcogen': 12.2, 'Goodrich': 12.6, 'La Fresa': 12.9, 'Olinda': 13.1, 'Rio Hondo': 13.1, 'La Cienega': 13.3, 'El Nido': 14.1, 'Harborgen': 14.3, 'Alamitos': 14.8, 'Barre': 15.0, 'Long Beach': 15.2, 'Chevmain': 15.5, 'Redondo': 16.4, 'El Segundo': 16.5, 'Gould': 17.1, 'Lewis': 18.3, 'Villa Park': 21.1, 'Serrano': 22.9, 'Ellis': 23.2, 'Johanna': 24.8, 'Huntington Beach': 24.8, 'Chino': 27.0, 'Sylmar': 30.4, 'Santiago': 30.6, 'Padua': 30.8, 'Mira Loma': 33.6, 'Vincent': 35.2, 'Rancho Vista': 36.0, 'Viejo': 36.0, 'Etiwanda': 36.5, 'Saugus': 39.3, 'Trabuco': 39.4} | 11660.2705 | 2928.9248 | 25.12% | 8731.3457 | 74.88% | 3287.6575 | 28.2% | 5917.2458 | 50.75% | 24.8 | 0 | 0% | 0 | 0% | 0 | 246.4037 | 2.113% | 5345.7598 | 45.85% | 1822.1787 | 15.63% | 9838.0918 | 2244.5386 | 19.25% | 9415.7319 | 5033.9976 | 43.17% | 6626.2729 | 6978.2402 | 59.85% | 4682.0303 | 2609.3687 | 22.38% | 9050.9019 | 1431.8356 | 12.28% | 10228.4349
88 | Lighthipe | GREATER LA METRO | {'Del Amo': 5.0, 'Hinson': 5.0, 'Center': 5.2, 'Arcogen': 5.9, 'Laguna Bell': 6.8, 'Harborgen': 7.6, 'Long Beach': 8.4, 'La Fresa': 9.1, 'Alamitos': 9.1, 'El Nido': 11.4, 'Mesa (SCE)': 11.4, 'Barre': 12.2, 'Redondo': 12.4, 'Chevmain': 13.2, 'La Cienega': 14.3, 'El Segundo': 14.4, 'Olinda': 15.2, 'Walnut': 15.6, 'Lewis': 16.6, 'Ellis': 19.0, 'Rio Hondo': 19.1, 'Goodrich': 19.3, 'Huntington Beach': 19.8, 'Villa Park': 20.1, 'Johanna': 21.8, 'Serrano': 22.4, 'Gould': 23.5, 'Santiago': 27.7, 'Chino': 29.7, 'Viejo': 34.0, 'Sylmar': 34.7, 'Padua': 34.9, 'Trabuco': 36.2, 'Mira Loma': 36.2, 'Capistrano': 38.8, 'Margarita': 38.9, 'Rancho Vista': 39.5, 'Etiwanda': 39.9} | 9948.165 | 2664.1355 | 26.78% | 7284.0295 | 73.22% | 1000.4505 | 10.06% | 3881.1647 | 39.01% | 56 | 0 | 0% | 0 | 0% | 0 | 254.9165 | 2.562% | 1027.984 | 10.33% | 105.2837 | 1.058% | 9842.8814 | 1052.1448 | 10.58% | 8896.0203 | 6377.0952 | 64.1% | 3571.0698 | 6482.3789 | 65.16% | 3465.7861 | 0 | 0% | 9948.165 | 301.8199 | 3.034% | 9646.3451
89 | Mesa (SCE) | GREATER LA METRO | {'Laguna Bell': 4.7, 'Center': 7.5, 'Goodrich': 8.0, 'Rio Hondo': 8.8, 'Walnut': 9.4, 'Lighthipe': 11.4, 'Olinda': 12.5, 'Del Amo': 13.1, 'Gould': 13.4, 'La Cienega': 15.6, 'Hinson': 16.3, 'Arcogen': 17.0, 'La Fresa': 17.2, 'Barre': 17.4, 'El Nido': 18.0, 'Alamitos': 18.8, 'Harborgen': 19.0, 'Chevmain': 19.2, 'Long Beach': 19.8, 'Lewis': 19.9, 'El Segundo': 20.0, 'Redondo': 20.6, 'Villa Park': 22.0, 'Serrano': 23.4, 'Chino': 24.9, 'Ellis': 26.1, 'Johanna': 26.8, 'Padua': 27.6, 'Huntington Beach': 28.0, 'Sylmar': 29.0, 'Vincent': 30.9, 'Mira Loma': 31.4, 'Santiago': 32.3, 'Rancho Vista': 33.2, 'Etiwanda': 33.7, 'Viejo': 37.1, 'Saugus': 37.6, 'Pardee': 38.7} | 11991.54 | 2218.2295 | 18.5% | 9773.3105 | 81.5% | 5203.438 | 43.39% | 5309.5591 | 44.28% | 13.5978 | 0 | 0% | 0 | 0% | 0 | 1129.2704 | 9.417% | 9821.7998 | 81.91% | 2760.6648 | 23.02% | 9230.8752 | 3536.3293 | 29.49% | 8455.2107 | 1634.4219 | 13.63% | 10357.1182 | 6496.1514 | 54.17% | 5495.3887 | 5494.3735 | 45.82% | 6497.1665 | 2822.9734 | 23.54% | 9168.5667
90 | Olinda | GREATER LA METRO | {'Walnut': 4.6, 'Lewis': 9.5, 'Barre': 10.1, 'Villa Park': 10.3, 'Center': 10.6, 'Serrano': 11.1, 'Rio Hondo': 11.5, 'Del Amo': 12.1, 'Mesa (SCE)': 12.5, 'Laguna Bell': 13.1, 'Chino': 14.5, 'Lighthipe': 15.2, 'Alamitos': 16.1, 'Johanna': 16.5, 'Goodrich': 17.0, 'Ellis': 18.0, 'Hinson': 19.4, 'Padua': 20.2, 'Arcogen': 20.5, 'Huntington Beach': 20.9, 'Harborgen': 21.0, 'Mira Loma': 21.0, 'Santiago': 21.3, 'Long Beach': 21.4, 'La Fresa': 24.2, 'Gould': 24.3, 'Rancho Vista': 24.3, 'Etiwanda': 24.7, 'Viejo': 25.1, 'El Nido': 26.2, 'La Cienega': 26.5, 'Redondo': 27.6, 'Chevmain': 27.8, 'El Segundo': 28.9, 'Trabuco': 30.0, 'Lee Lake (Proposed)': 30.4, 'Margarita': 32.1, 'Capistrano': 33.3, 'Vista': 35.2, 'Vincent': 38.9, 'Talega': 39.5} | 25640.2227 | 5398.1592 | 21.05% | 20242.0635 | 78.95% | 2495.8965 | 9.734% | 14667.1875 | 57.2% | 50 | 508.5676 | 1.983% | 1614.2272 | 6.296% | 0 | 4013.5354 | 15.65% | 14132.6846 | 55.12% | 7626.666 | 29.74% | 18013.5566 | 3046.2773 | 11.88% | 22593.9453 | 9394.6309 | 36.64% | 16245.5918 | 16518.3359 | 64.42% | 9121.8867 | 7083.6421 | 27.63% | 18556.5806 | 4427.21 | 17.27% | 21213.0127
91 | Pardee | GREATER LA METRO | {'Saugus': 1.3, 'Sylmar': 10.4, 'Moorpark': 21.3, 'Antelope': 23.5, 'Bailey': 25.7, 'Vincent': 26.7, 'Gould': 27.2, 'Whirlwind': 30.2, 'La Cienega': 32.4, 'Goodrich': 34.6, 'Santa Clara': 35.7, 'Pastoria': 37.3, 'El Segundo': 37.7, 'Chevmain': 38.4, 'Mesa (SCE)': 38.7, 'El Nido': 39.3} | 208746.75 | 32446.123 | 15.54% | 176300.627 | 84.46% | 73533.7969 | 35.23% | 99714.375 | 47.77% | 16.2217 | 1502.0331 | 0.7195% | 6942.6875 | 3.326% | 0 | 26446.6484 | 12.67% | 181403.6562 | 86.9% | 103527.0938 | 49.59% | 105219.6562 | 9468.9346 | 4.536% | 199277.8154 | 19833.7305 | 9.501% | 188913.0195 | 120386.125 | 57.67% | 88360.625 | 98967.9609 | 47.41% | 109778.7891 | 21493.6504 | 10.3% | 187253.0996
92 | Rio Hondo | GREATER LA METRO | {'Goodrich': 6.9, 'Walnut': 6.9, 'Mesa (SCE)': 8.8, 'Olinda': 11.5, 'Laguna Bell': 13.1, 'Center': 14.1, 'Gould': 14.3, 'Chino': 18.8, 'Del Amo': 19.0, 'Lighthipe': 19.1, 'Padua': 19.6, 'Barre': 20.4, 'Lewis': 20.9, 'Villa Park': 21.7, 'Serrano': 22.0, 'La Cienega': 23.9, 'Hinson': 24.1, 'Alamitos': 24.4, 'Mira Loma': 24.8, 'Arcogen': 24.9, 'Rancho Vista': 25.6, 'La Fresa': 25.9, 'Etiwanda': 26.0, 'Harborgen': 26.6, 'El Nido': 26.8, 'Long Beach': 27.3, 'Vincent': 27.4, 'Johanna': 28.0, 'Chevmain': 28.0, 'El Segundo': 28.8, 'Ellis': 29.0, 'Redondo': 29.3, 'Huntington Beach': 31.6, 'Santiago': 32.7, 'Sylmar': 32.8, 'Viejo': 35.9, 'Vista': 38.2, 'Lee Lake (Proposed)': 39.1, 'Lugo': 39.4} | 17233.2617 | 2574.6895 | 14.94% | 14658.5723 | 85.06% | 8514.0898 | 49.4% | 7109.8926 | 41.26% | 5.2746 | 41.1674 | 0.2389% | 0 | 0% | 0 | 994.3402 | 5.77% | 16205.4023 | 94.04% | 4816.9526 | 27.95% | 12416.3091 | 4433.6597 | 25.73% | 12799.6021 | 1736.4261 | 10.08% | 15496.8356 | 9131.4619 | 52.99% | 8101.7998 | 9475.0723 | 54.98% | 7758.1895 | 4115.354 | 23.88% | 13117.9077
93 | Saugus | GREATER LA METRO | {'Pardee': 1.3, 'Sylmar': 9.1, 'Moorpark': 21.1, 'Antelope': 24.1, 'Gould': 26.2, 'Vincent': 26.5, 'Bailey': 26.9, 'La Cienega': 31.2, 'Whirlwind': 31.2, 'Goodrich': 33.6, 'Santa Clara': 35.8, 'El Segundo': 36.5, 'Chevmain': 37.2, 'Mesa (SCE)': 37.6, 'El Nido': 38.1, 'Pastoria': 38.5, 'Laguna Bell': 39.3} | 197517.7812 | 30812.6875 | 15.6% | 166705.0938 | 84.4% | 70901.5859 | 35.9% | 92765.0547 | 46.97% | 16.3406 | 1485.9565 | 0.7523% | 6571.0688 | 3.327% | 0 | 20546.8848 | 10.4% | 176201.7344 | 89.21% | 100609.3359 | 50.94% | 96908.4453 | 6826.7427 | 3.456% | 190691.0386 | 17615.2812 | 8.918% | 179902.5 | 114737.5312 | 58.09% | 82780.25 | 92324.6953 | 46.74% | 105193.0859 | 21207.6523 | 10.74% | 176310.1289
94 | Vincent | GREATER LA METRO | {'Antelope': 17.3, 'Gould': 18.7, 'Goodrich': 23.1, 'Sylmar': 25.1, 'Saugus': 26.5, 'Pardee': 26.7, 'Rio Hondo': 27.4, 'Mesa (SCE)': 30.9, 'Whirlwind': 31.4, 'Walnut': 34.3, 'Laguna Bell': 35.2, 'La Cienega': 36.6, 'Padua': 37.2, 'Center': 38.4, 'Olinda': 38.9, 'Windhub': 39.0} | 284809.9688 | 84388.8672 | 29.63% | 200421.1016 | 70.37% | 28952.9512 | 10.17% | 50814.9941 | 17.84% | 46.4 | 1553.5996 | 0.5455% | 13308.6025 | 4.673% | 0 | 15844.9814 | 5.563% | 117680.1094 | 41.32% | 37936.6172 | 13.32% | 246873.3516 | 117688.3672 | 41.32% | 167121.6016 | 80025.7188 | 28.1% | 204784.25 | 155563.4844 | 54.62% | 129246.4844 | 76126.875 | 26.73% | 208683.0938 | 12638.9053 | 4.438% | 272171.0635
95 | Borden | SPGE | {'Gregg': 6.1, 'Kearney': 16.0, 'West Fresno': 16.8, 'Cal Ave': 18.6, 'Newhall': 19.4, 'Dairyland': 20.5, 'Malaga': 21.3, 'Mc Mullin': 22.7, 'Le Grand': 24.2, 'Helm': 25.2, 'Sanger': 25.5, 'McCall': 28.8, 'Mendota': 29.7, 'Tranquility': 32.7, 'Wilson': 34.6, 'Cheney': 36.3, 'Wahtoke': 36.3, 'Merced': 36.8, 'Schindler': 36.9, 'Oro Loma': 37.1, 'Kingsburg': 37.3, 'Panoche': 37.9, 'Cantua': 39.4} | 596219.875 | 101563.3516 | 17.03% | 494656.5234 | 82.97% | 113873.1172 | 19.1% | 404817.8203 | 67.9% | 12.2778 | 203503 | 34.13% | 175588.6094 | 29.45% | 1 | 7607.8823 | 1.276% | 0 | 0% | 248440.9219 | 41.67% | 347778.9531 | 200715.0156 | 33.66% | 395504.8594 | 202404.7656 | 33.95% | 393815.1094 | 360151.25 | 60.41% | 236068.625 | 122874.3203 | 20.61% | 473345.5547 | 101796.5781 | 17.07% | 494423.2969
96 | Dairyland | SPGE | {'Le Grand': 9.3, 'Newhall': 13.0, 'Wilson': 17.2, 'Merced': 17.8, 'Borden': 20.5, 'Oro Loma': 22.0, 'Mendota': 24.4, 'Gregg': 26.1, 'Panoche': 31.4, 'Cheney': 31.5, 'Tranquility': 32.5, 'Helm': 32.9, 'Kearney': 34.0, 'West Fresno': 36.0, 'Mc Mullin': 36.7, 'Cal Ave': 38.3, 'Los Banos': 38.9} | 690836.75 | 155591.2969 | 22.52% | 535245.4531 | 77.48% | 146058.4688 | 21.14% | 496267.2812 | 71.84% | 9.0568 | 332454.0625 | 48.12% | 219618.9531 | 31.79% | 1 | 0 | 0% | 0 | 0% | 318498.6562 | 46.1% | 372338.0938 | 171911.8906 | 24.88% | 518924.8594 | 205264.625 | 29.71% | 485572.125 | 400313 | 57.95% | 290523.75 | 53680.9258 | 7.77% | 637155.8242 | 88953.3281 | 12.88% | 601883.4219
97 | Gregg | SPGE | {'Borden': 6.1, 'Kearney': 10.3, 'West Fresno': 10.8, 'Cal Ave': 12.5, 'Malaga': 15.3, 'Mc Mullin': 18.4, 'Sanger': 19.7, 'McCall': 22.7, 'Newhall': 22.8, 'Helm': 23.1, 'Dairyland': 26.1, 'Le Grand': 30.2, 'Wahtoke': 30.5, 'Kingsburg': 31.3, 'Mendota': 31.4, 'Tranquility': 32.6, 'Schindler': 33.5, 'Reedley': 34.5, 'Cheney': 37.3, 'Cantua': 37.6, 'Panoche': 39.3} | 574402.3125 | 113040.8906 | 19.68% | 461361.4219 | 80.32% | 92577.6406 | 16.12% | 373376.1719 | 65% | 15.125 | 180194.4062 | 31.37% | 206577.0312 | 35.96% | 1 | 8048.8467 | 1.401% | 0 | 0% | 181796.3906 | 31.65% | 392605.9219 | 175508.8906 | 30.56% | 398893.4219 | 178857.6719 | 31.14% | 395544.6406 | 290349.1562 | 50.55% | 284053.1562 | 98906.8516 | 17.22% | 475495.4609 | 83644.3672 | 14.56% | 490757.9453
98 | Newhall | SPGE | {'Mendota': 12.4, 'Dairyland': 13.0, 'Oro Loma': 18.1, 'Borden': 19.4, 'Tranquility': 19.6, 'Cheney': 19.7, 'Panoche': 20.4, 'Helm': 20.8, 'Le Grand': 22.2, 'Gregg': 22.8, 'Mc Mullin': 26.7, 'Kearney': 27.1, 'Merced': 29.4, 'Wilson': 29.8, 'West Fresno': 30.0, 'Cantua': 30.2, 'Cal Ave': 32.8, 'Schindler': 33.8, 'Malaga': 35.4} | 715033.1875 | 236618.5625 | 33.09% | 478414.625 | 66.91% | 104865.0469 | 14.67% | 557314.6406 | 77.94% | 8.95 | 375439.8125 | 52.51% | 270071.0938 | 37.77% | 1 | 0 | 0% | 0 | 0% | 215119.1406 | 30.09% | 499914.0469 | 76647.4453 | 10.72% | 638385.7422 | 115565.3594 | 16.16% | 599467.8281 | 292292.625 | 40.88% | 422740.5625 | 11475.333 | 1.605% | 703557.8545 | 45776.9883 | 6.402% | 669256.1992
99 | Ignacio | NORTHERN CALIFORNIA | {'Lakeville': 12.2, 'Carquinez': 15.9, 'Penngrove': 18.2, 'Tulucay': 18.9, 'Bellevue': 22.9, 'Martinez': 23.5, 'Martin (San Francisco H)': 26.8, 'Fulton': 31.4, 'Clayton': 32.5, 'Peabody': 34.2, 'Pittsburg': 35.2, 'Shilo III': 38.3, 'Birds Landing': 38.8, 'East Shore': 38.9} | 176485.7031 | 18105.75 | 10.26% | 158379.9531 | 89.74% | 31403.4883 | 17.79% | 106070.3867 | 60.1% | 34 | 23020.1797 | 13.04% | 10612.0762 | 6.013% | 0 | 83384.3672 | 47.25% | 18748.7168 | 10.62% | 98610.5781 | 55.87% | 77875.125 | 52789.1797 | 29.91% | 123696.5234 | 101706.1797 | 57.63% | 74779.5234 | 145909.2344 | 82.67% | 30576.4688 | 75079.1328 | 42.54% | 101406.5703 | 13178.7168 | 7.467% | 163306.9863
100 | Calpella | NORTHERN CALIFORNIA | {'Mendocino': 3.7, 'Ukiah': 3.7, 'Hopland': 16.6, 'Cloverdale': 29.3, 'Eagle Rock': 32.7, 'Geysers': 38.6} | 373433.1875 | 51214.3164 | 13.71% | 322218.8711 | 86.29% | 33028.6602 | 8.845% | 294435.6523 | 78.85% | 9.7001 | 11092.9014 | 2.971% | 16240.1055 | 4.349% | 0 | 310783.1875 | 83.22% | 28318.5215 | 7.583% | 132711.4844 | 35.54% | 240721.7031 | 96531.3047 | 25.85% | 276901.8828 | 168982.4219 | 45.25% | 204450.7656 | 254615.1562 | 68.18% | 118818.0312 | 206886.25 | 55.4% | 166546.9375 | 7120.9287 | 1.907% | 366312.2588
101 | Hopland | NORTHERN CALIFORNIA | {'Cloverdale': 12.7, 'Ukiah': 13.2, 'Calpella': 16.6, 'Eagle Rock': 17.6, 'Mendocino': 20.2, 'Geysers': 23.2, 'Fulton': 37.1} | 316466.8125 | 35987.4453 | 11.37% | 280479.3672 | 88.63% | 21274.918 | 6.723% | 254273.7695 | 80.35% | 9.3622 | 13245.8438 | 4.186% | 16952.2656 | 5.357% | 0 | 219110.5156 | 69.24% | 59625.8477 | 18.84% | 152394.9375 | 48.16% | 164071.875 | 100453.5078 | 31.74% | 216013.3047 | 148240.0156 | 46.84% | 168226.7969 | 233724.5625 | 73.85% | 82742.25 | 168362.9844 | 53.2% | 148103.8281 | 4956.9194 | 1.566% | 311509.8931
102 | Mendocino | NORTHERN CALIFORNIA | {'Calpella': 3.7, 'Ukiah': 7.4, 'Hopland': 20.2, 'Cloverdale': 32.9, 'Eagle Rock': 35.7} | 365919.9688 | 46732.6289 | 12.77% | 319187.3398 | 87.23% | 45278.4141 | 12.37% | 272576.2734 | 74.49% | 9.7414 | 10147.9609 | 2.773% | 15163.0186 | 4.144% | 0 | 300244.5938 | 82.05% | 33535.9531 | 9.165% | 133476.3125 | 36.48% | 232443.6562 | 98270.625 | 26.86% | 267649.3438 | 169703.0781 | 46.38% | 196216.8906 | 256943.5469 | 70.22% | 108976.4219 | 210531.3594 | 57.53% | 155388.6094 | 7176.4868 | 1.961% | 358743.4819
103 | Ukiah | NORTHERN CALIFORNIA | {'Calpella': 3.7, 'Mendocino': 7.4, 'Hopland': 13.2, 'Cloverdale': 25.8, 'Eagle Rock': 29.9, 'Geysers': 35.7} | 370925.1875 | 51210.1133 | 13.81% | 319715.0742 | 86.19% | 21846.8887 | 5.89% | 301778.0801 | 81.36% | 9.7174 | 9851.502 | 2.656% | 17586.0859 | 4.741% | 0 | 302005.3125 | 81.42% | 34540.8398 | 9.312% | 140067.8438 | 37.76% | 230857.3438 | 90117.6094 | 24.3% | 280807.5781 | 163819.4375 | 44.17% | 207105.75 | 248064.8125 | 66.88% | 122860.375 | 210542.5 | 56.76% | 160382.6875 | 6427.499 | 1.733% | 364497.6885
104 | Le Grand | SPGE | {'Dairyland': 9.3, 'Wilson': 10.5, 'Merced': 13.2, 'Newhall': 22.2, 'Borden': 24.2, 'Oro Loma': 29.4, 'Gregg': 30.2, 'Mendota': 33.7, 'Kearney': 39.5} | 613569.5625 | 81386.3281 | 13.26% | 532183.2344 | 86.74% | 179011.4688 | 29.18% | 393915.4062 | 64.2% | 8.1946 | 232285.7188 | 37.86% | 146480.4375 | 23.87% | 1 | 8541.6865 | 1.392% | 0 | 0% | 360653.4688 | 58.78% | 252916.0938 | 189696.7656 | 30.92% | 423872.7969 | 222343.8281 | 36.24% | 391225.7344 | 435644.5938 | 71% | 177924.9688 | 151572.5312 | 24.7% | 461997.0312 | 97034.1094 | 15.81% | 516535.4531
105 | Merced | SPGE | {'Wilson': 4.6, 'Le Grand': 13.2, 'Dairyland': 17.8, 'Oro Loma': 28.3, 'Newhall': 29.4, 'Los Banos': 33.1, 'Quinto': 33.7, 'Warnerville': 36.7, 'Borden': 36.8, 'Mendota': 38.2} | 567224.8125 | 86229.9297 | 15.2% | 480994.8828 | 84.8% | 126823.3672 | 22.36% | 387263.3516 | 68.27% | 8.8978 | 203996.7969 | 35.96% | 219527.0781 | 38.7% | 1 | 0.56896 | 0.0001003% | 0 | 0% | 247043.8906 | 43.55% | 320180.9219 | 176021.7969 | 31.03% | 391203.0156 | 207759.6719 | 36.63% | 359465.1406 | 333598.4375 | 58.81% | 233626.375 | 72850.5859 | 12.84% | 494374.2266 | 71500.4297 | 12.61% | 495724.3828
106 | Wilson | SPGE | {'Merced': 4.6, 'Le Grand': 10.5, 'Dairyland': 17.2, 'Newhall': 29.8, 'Oro Loma': 31.2, 'Borden': 34.6, 'Los Banos': 37.7, 'Warnerville': 37.8, 'Quinto': 38.4, 'Mendota': 39.7} | 563148.9375 | 69849.6562 | 12.4% | 493299.2812 | 87.6% | 147509.0938 | 26.19% | 370250.0312 | 65.75% | 8.1075 | 188627.25 | 33.5% | 176606.2031 | 31.36% | 1 | 6029.1113 | 1.071% | 0 | 0% | 293240.4375 | 52.07% | 269908.5 | 185520.8594 | 32.94% | 377628.0781 | 214925.1562 | 38.16% | 348223.7812 | 373707.5312 | 66.36% | 189441.4062 | 123387.7891 | 21.91% | 439761.1484 | 77671.25 | 13.79% | 485477.6875
107 | Los Banos | SPGE | {'Quinto': 5.3, 'Oro Loma': 23.3, 'Merced': 33.1, 'Panoche': 36.8, 'Wilson': 37.7, 'Westley': 37.7, 'Mendota': 38.7, 'Dairyland': 38.9, 'Cheney': 39.7} | 452123.875 | 48891.3867 | 10.81% | 403232.4883 | 89.19% | 187710.4531 | 41.52% | 247015.5781 | 54.63% | 5.9493 | 69395.1875 | 15.35% | 84260.8438 | 18.64% | 1 | 44272.1953 | 9.792% | 0 | 0% | 285764.1875 | 63.2% | 166359.6875 | 58127.543 | 12.86% | 393996.332 | 95970.2109 | 21.23% | 356153.6641 | 309060.5 | 68.36% | 143063.375 | 205820.125 | 45.52% | 246303.75 | 29214.1348 | 6.462% | 422909.7402
108 | Coburn | SPGE | {} | 490168.125 | 77396.625 | 15.79% | 412771.5 | 84.21% | 231727.2031 | 47.28% | 254279.5781 | 51.88% | 5.3541 | 12703.7715 | 2.592% | 81390.9922 | 16.6% | 0 | 164667.3438 | 33.59% | 0 | 0% | 210176.7656 | 42.88% | 279991.3594 | 56726.9414 | 11.57% | 433441.1836 | 115706.6406 | 23.61% | 374461.4844 | 273940.4062 | 55.89% | 216227.7188 | 183159.625 | 37.37% | 307008.5 | 17075.3809 | 3.484% | 473092.7441
109 | Tulucay | NORTHERN CALIFORNIA | {'Carquinez': 10.9, 'Peabody': 16.3, 'Lakeville': 17.0, 'Martinez': 18.1, 'Ignacio': 18.9, 'Vaca Dixon': 21.6, 'Penngrove': 22.9, 'Shilo III': 23.5, 'Putah Creek': 24.1, 'Pittsburg': 24.9, 'Birds Landing': 25.3, 'Bellevue': 25.8, 'Clayton': 26.5, 'Contra Costa': 31.5, 'Fulton': 31.8, 'Lone Tree': 34.6, 'Davis': 35.5, 'Grand Island': 36.8, 'Martin (San Francisco H)': 38.4, 'Brentwood': 39.4} | 261226.3281 | 29292.2109 | 11.21% | 231934.1172 | 88.79% | 20746.5625 | 7.942% | 174772.4375 | 66.9% | 24 | 26933.3672 | 10.31% | 32669.3223 | 12.51% | 0 | 116972.2266 | 44.78% | 27828.418 | 10.65% | 159520.625 | 61.07% | 101705.7031 | 50576.4609 | 19.36% | 210649.8672 | 97176.4922 | 37.2% | 164049.8359 | 208518.2344 | 79.82% | 52708.0938 | 93069.0859 | 35.63% | 168157.2422 | 28322.9785 | 10.84% | 232903.3496
110 | Brunswick | NORTHERN CALIFORNIA | {'Higgins': 13.3, 'Drum': 14.5, 'East Marysville': 28.6, 'Olivehurst': 28.9, 'Palermo': 30.1, 'Honcut': 30.6, 'Rio Oso': 30.9, 'Pleasant Grove': 31.8, 'Wyandotte': 32.5, 'Pease': 33.8, 'Summit': 35.7, 'Placerville': 37.1, 'Thermalito': 37.5, 'Table Mountain': 39.6, 'Gold Hill': 40.0} | 343796.8438 | 59231.7305 | 17.23% | 284565.1133 | 82.77% | 26080.5098 | 7.586% | 172679.2402 | 50.23% | 20.6667 | 4307.3838 | 1.253% | 1438.5967 | 0.4184% | 0 | 185244.5938 | 53.88% | 149473.4688 | 43.48% | 223110.9688 | 64.9% | 120685.875 | 33139.5898 | 9.639% | 310657.2539 | 53242.1133 | 15.49% | 290554.7305 | 249418.2656 | 72.55% | 94378.5781 | 129174.0625 | 37.57% | 214622.7812 | 11541.2314 | 3.357% | 332255.6123
111 | Higgins | NORTHERN CALIFORNIA | {'Brunswick': 13.3, 'Pleasant Grove': 19.2, 'Rio Oso': 21.6, 'Drum': 22.8, 'Olivehurst': 24.5, 'East Marysville': 26.6, 'Gold Hill': 26.8, 'Placerville': 27.2, 'Pease': 31.8, 'Honcut': 33.1, 'Palermo': 36.4, 'Wyandotte': 39.2} | 336841.5625 | 41756.2383 | 12.4% | 295085.3242 | 87.6% | 17175.6602 | 5.099% | 149918.4492 | 44.51% | 26.8829 | 19189.1797 | 5.697% | 14523.5615 | 4.312% | 0 | 200006.375 | 59.38% | 66277.625 | 19.68% | 248928.5 | 73.9% | 87913.0625 | 34890.1875 | 10.36% | 301951.375 | 46705.5938 | 13.87% | 290135.9688 | 274072.9062 | 81.37% | 62768.6562 | 99190.1016 | 29.45% | 237651.4609 | 31805.6523 | 9.442% | 305035.9102
112 | Barre | GREATER LA METRO | {'Lewis': 4.8, 'Del Amo': 7.1, 'Alamitos': 7.4, 'Villa Park': 8.5, 'Ellis': 8.8, 'Johanna': 9.9, 'Olinda': 10.1, 'Center': 10.9, 'Serrano': 11.1, 'Huntington Beach': 11.2, 'Lighthipe': 12.2, 'Hinson': 13.9, 'Walnut': 13.9, 'Harborgen': 14.3, 'Long Beach': 14.3, 'Laguna Bell': 15.0, 'Arcogen': 15.1, 'Santiago': 15.8, 'Mesa (SCE)': 17.4, 'Rio Hondo': 20.4, 'La Fresa': 20.6, 'Chino': 21.8, 'Viejo': 21.9, 'El Nido': 23.3, 'Redondo': 23.5, 'Goodrich': 24.4, 'Trabuco': 24.6, 'Chevmain': 25.1, 'El Segundo': 26.3, 'La Cienega': 26.3, 'Margarita': 27.1, 'Capistrano': 27.4, 'Mira Loma': 27.6, 'Padua': 29.1, 'Gould': 30.8, 'Lee Lake (Proposed)': 30.9, 'Rancho Vista': 32.1, 'Etiwanda': 32.5, 'Talega': 34.1, 'San Onofre': 39.0} | 24461.9727 | 4485.0908 | 18.33% | 19976.8818 | 81.67% | 2553.8682 | 10.44% | 12880.2422 | 52.65% | 45.5 | 53.5861 | 0.2191% | 26.2704 | 0.1074% | 0 | 795.2325 | 3.251% | 12895.1699 | 52.72% | 6908.3047 | 28.24% | 17553.668 | 2938.083 | 12.01% | 21523.8896 | 11889.0879 | 48.6% | 12572.8848 | 18388.1816 | 75.17% | 6073.791 | 6017.0254 | 24.6% | 18444.9473 | 1860.7915 | 7.607% | 22601.1812
113 | Ellis | GREATER LA METRO | {'Huntington Beach': 3.4, 'Johanna': 5.6, 'Barre': 8.8, 'Lewis': 8.9, 'Santiago': 10.2, 'Alamitos': 10.5, 'Villa Park': 10.9, 'Serrano': 13.3, 'Del Amo': 14.3, 'Long Beach': 17.2, 'Viejo': 17.4, 'Harborgen': 17.6, 'Trabuco': 17.7, 'Olinda': 18.0, 'Hinson': 18.6, 'Lighthipe': 19.0, 'Center': 19.2, 'Arcogen': 19.5, 'Capistrano': 20.0, 'Margarita': 20.4, 'Walnut': 22.3, 'Laguna Bell': 23.2, 'La Fresa': 25.8, 'Mesa (SCE)': 26.1, 'Chino': 26.4, 'Talega': 26.8, 'Redondo': 28.0, 'El Nido': 28.7, 'Lee Lake (Proposed)': 28.8, 'Rio Hondo': 29.0, 'Chevmain': 30.4, 'Mira Loma': 31.1, 'San Onofre': 31.3, 'El Segundo': 31.6, 'Goodrich': 33.2, 'La Cienega': 33.2, 'Padua': 34.7, 'Rancho Vista': 36.4, 'Etiwanda': 36.7, 'Gould': 39.5} | 20647.3711 | 2978.0542 | 14.42% | 17669.3169 | 85.58% | 2991.3813 | 14.49% | 7519.5122 | 36.42% | 46.7838 | 12.6968 | 0.06149% | 26.2704 | 0.1272% | 0 | 241.0272 | 1.167% | 9254.708 | 44.82% | 4110.0972 | 19.91% | 16537.2739 | 5067.1113 | 24.54% | 15580.2598 | 12776.4805 | 61.88% | 7870.8906 | 16609.916 | 80.45% | 4037.4551 | 4793.6221 | 23.22% | 15853.749 | 1542.2456 | 7.469% | 19105.1255
114 | Johanna | GREATER LA METRO | {'Ellis': 5.6, 'Santiago': 5.9, 'Lewis': 7.1, 'Villa Park': 7.1, 'Huntington Beach': 8.6, 'Serrano': 8.7, 'Barre': 9.9, 'Viejo': 12.5, 'Trabuco': 14.6, 'Alamitos': 14.6, 'Olinda': 16.5, 'Del Amo': 16.8, 'Margarita': 17.2, 'Capistrano': 17.6, 'Center': 20.8, 'Walnut': 21.1, 'Lighthipe': 21.8, 'Long Beach': 21.8, 'Harborgen': 22.0, 'Chino': 22.0, 'Hinson': 22.5, 'Lee Lake (Proposed)': 23.3, 'Arcogen': 23.6, 'Talega': 24.2, 'Laguna Bell': 24.8, 'Mira Loma': 26.2, 'Mesa (SCE)': 26.8, 'Rio Hondo': 28.0, 'San Onofre': 29.3, 'La Fresa': 29.7, 'Padua': 30.6, 'Rancho Vista': 31.7, 'Etiwanda': 31.9, 'Redondo': 32.2, 'El Nido': 32.5, 'Goodrich': 33.1, 'Chevmain': 34.2, 'El Segundo': 35.5, 'La Cienega': 36.1, 'Vista': 38.1, 'Gould': 39.9} | 36505.0312 | 3469.4829 | 9.504% | 33035.5483 | 90.5% | 6534.8213 | 17.9% | 17248.542 | 47.25% | 46 | 211.6928 | 0.5799% | 280.2465 | 0.7677% | 0 | 7313.3896 | 20.03% | 21025.623 | 57.6% | 12502.6299 | 34.25% | 24002.4014 | 8352.1035 | 22.88% | 28152.9277 | 20009.2012 | 54.81% | 16495.8301 | 29689.1816 | 81.33% | 6815.8496 | 12955.3447 | 35.49% | 23549.6865 | 5712.2051 | 15.65% | 30792.8262
115 | Lewis | GREATER LA METRO | {'Villa Park': 3.7, 'Barre': 4.8, 'Serrano': 6.4, 'Johanna': 7.1, 'Ellis': 8.9, 'Olinda': 9.5, 'Del Amo': 11.7, 'Alamitos': 11.9, 'Huntington Beach': 12.1, 'Santiago': 12.5, 'Walnut': 14.0, 'Center': 14.5, 'Lighthipe': 16.6, 'Viejo': 17.7, 'Chino': 18.2, 'Laguna Bell': 18.3, 'Hinson': 18.6, 'Harborgen': 19.0, 'Long Beach': 19.0, 'Arcogen': 19.8, 'Mesa (SCE)': 19.9, 'Rio Hondo': 20.9, 'Trabuco': 21.4, 'Mira Loma': 23.6, 'Margarita': 23.7, 'Capistrano': 24.5, 'La Fresa': 25.3, 'Goodrich': 26.0, 'Padua': 26.1, 'Lee Lake (Proposed)': 26.2, 'El Nido': 27.9, 'Redondo': 28.2, 'Rancho Vista': 28.4, 'Etiwanda': 28.8, 'Chevmain': 29.7, 'La Cienega': 30.5, 'El Segundo': 30.9, 'Talega': 31.0, 'Gould': 32.9, 'San Onofre': 36.2, 'Vista': 37.0} | 33232.6016 | 5299.8159 | 15.95% | 27932.7856 | 84.05% | 4682.3477 | 14.09% | 17242.252 | 51.88% | 45 | 279.8149 | 0.842% | 691.5369 | 2.081% | 0 | 4083.9778 | 12.29% | 18938.8594 | 56.99% | 9443.208 | 28.42% | 23789.3936 | 5550.9834 | 16.7% | 27681.6182 | 16173.5459 | 48.67% | 17059.0557 | 24681.7578 | 74.27% | 8550.8438 | 9876.3809 | 29.72% | 23356.2207 | 5196.1353 | 15.64% | 28036.4663
116 | Santiago | GREATER LA METRO | {'Johanna': 5.9, 'Viejo': 7.2, 'Trabuco': 8.9, 'Ellis': 10.2, 'Villa Park': 11.1, 'Margarita': 11.3, 'Serrano': 11.4, 'Capistrano': 12.0, 'Huntington Beach': 12.2, 'Lewis': 12.5, 'Barre': 15.8, 'Talega': 18.5, 'Lee Lake (Proposed)': 19.2, 'Alamitos': 20.3, 'Olinda': 21.3, 'Del Amo': 22.7, 'Chino': 23.5, 'San Onofre': 23.8, 'Walnut': 25.9, 'Mira Loma': 26.4, 'Center': 26.6, 'Long Beach': 27.2, 'Harborgen': 27.6, 'Lighthipe': 27.7, 'Hinson': 28.3, 'Arcogen': 29.3, 'Laguna Bell': 30.6, 'Rancho Vista': 32.1, 'Padua': 32.2, 'Mesa (SCE)': 32.3, 'Etiwanda': 32.4, 'Rio Hondo': 32.7, 'La Fresa': 35.5, 'Valley': 35.6, 'Vista': 36.6, 'Redondo': 37.9, 'Goodrich': 38.2, 'El Nido': 38.3} | 47713.457 | 2799.5977 | 5.868% | 44913.8594 | 94.13% | 13432.0459 | 28.15% | 21630.5908 | 45.33% | 44 | 413.9821 | 0.8676% | 213.7594 | 0.448% | 0 | 17916.1172 | 37.55% | 22408.9941 | 46.97% | 18409.8945 | 38.58% | 29303.5625 | 15922.793 | 33.37% | 31790.6641 | 28175.7109 | 59.05% | 19537.7461 | 40398.6953 | 84.67% | 7314.7617 | 22312.4297 | 46.76% | 25401.0273 | 5882.1157 | 12.33% | 41831.3413
117 | Serrano | GREATER LA METRO | {'Villa Park': 2.7, 'Lewis': 6.4, 'Johanna': 8.7, 'Olinda': 11.1, 'Barre': 11.1, 'Santiago': 11.4, 'Ellis': 13.3, 'Chino': 13.3, 'Viejo': 14.0, 'Walnut': 15.4, 'Huntington Beach': 16.6, 'Del Amo': 17.7, 'Mira Loma': 17.9, 'Alamitos': 18.3, 'Center': 19.4, 'Trabuco': 19.5, 'Lee Lake (Proposed)': 20.3, 'Margarita': 21.3, 'Padua': 21.9, 'Rio Hondo': 22.0, 'Lighthipe': 22.4, 'Laguna Bell': 22.9, 'Capistrano': 22.9, 'Rancho Vista': 23.1, 'Etiwanda': 23.4, 'Mesa (SCE)': 23.4, 'Hinson': 24.9, 'Harborgen': 25.4, 'Long Beach': 25.4, 'Arcogen': 26.1, 'Goodrich': 28.1, 'Talega': 28.8, 'Vista': 30.7, 'La Fresa': 31.4, 'El Nido': 33.9, 'San Onofre': 34.4, 'Redondo': 34.4, 'Gould': 35.4, 'Chevmain': 35.6, 'La Cienega': 35.8, 'San Bernardino': 36.1, 'El Segundo': 36.8, 'Valley': 37.0} | 41087.5781 | 6270.7759 | 15.26% | 34816.8022 | 84.74% | 6792.3555 | 16.53% | 19401.3867 | 47.22% | 45.6667 | 590.2348 | 1.437% | 1729.7994 | 4.21% | 0 | 5702.6362 | 13.88% | 22838.584 | 55.59% | 12554.2842 | 30.55% | 28533.2939 | 8868.1328 | 21.58% | 32219.4453 | 19314.5547 | 47.01% | 21773.0234 | 30199.6641 | 73.5% | 10887.9141 | 12514.8379 | 30.46% | 28572.7402 | 5959.4312 | 14.5% | 35128.147
118 | Villa Park | GREATER LA METRO | {'Serrano': 2.7, 'Lewis': 3.7, 'Johanna': 7.1, 'Barre': 8.5, 'Olinda': 10.3, 'Ellis': 10.9, 'Santiago': 11.1, 'Huntington Beach': 14.3, 'Walnut': 14.9, 'Viejo': 15.1, 'Del Amo': 15.3, 'Chino': 15.5, 'Alamitos': 15.6, 'Center': 17.4, 'Trabuco': 19.7, 'Lighthipe': 20.1, 'Mira Loma': 20.4, 'Laguna Bell': 21.1, 'Rio Hondo': 21.7, 'Margarita': 21.8, 'Mesa (SCE)': 22.0, 'Hinson': 22.3, 'Lee Lake (Proposed)': 22.6, 'Harborgen': 22.8, 'Long Beach': 22.8, 'Capistrano': 23.0, 'Arcogen': 23.5, 'Padua': 23.8, 'Rancho Vista': 25.5, 'Etiwanda': 25.8, 'Goodrich': 27.3, 'La Fresa': 28.9, 'Talega': 29.2, 'El Nido': 31.5, 'Redondo': 31.9, 'Chevmain': 33.2, 'Vista': 33.4, 'La Cienega': 33.8, 'El Segundo': 34.5, 'Gould': 34.5, 'San Onofre': 34.7, 'San Bernardino': 38.8, 'Valley': 39.4} | 36997.25 | 6071.2017 | 16.41% | 30926.0483 | 83.59% | 6100.394 | 16.49% | 16422.4224 | 44.39% | 46 | 569.7048 | 1.54% | 1704.1274 | 4.606% | 0 | 4600.0679 | 12.43% | 20975.998 | 56.7% | 11286.5684 | 30.51% | 25710.6816 | 5638.6626 | 15.24% | 31358.5874 | 16762.0957 | 45.31% | 20235.1543 | 26335.7773 | 71.18% | 10661.4727 | 11591.2637 | 31.33% | 25405.9863 | 5466.5601 | 14.78% | 31530.6899
119 | Capistrano | GREATER LA METRO | {'Margarita': 3.4, 'Trabuco': 3.5, 'Talega': 6.8, 'Viejo': 10.7, 'San Onofre': 11.8, 'Santiago': 12.0, 'Johanna': 17.6, 'Ellis': 20.0, 'Huntington Beach': 20.2, 'Lee Lake (Proposed)': 20.5, 'Serrano': 22.9, 'Villa Park': 23.0, 'Lewis': 24.5, 'Barre': 27.4, 'San Luis Rey': 28.2, 'Alamitos': 30.4, 'Encina': 32.2, 'Olinda': 33.3, 'Valley': 33.3, 'Chino': 33.5, 'Del Amo': 33.9, 'Mira Loma': 34.6, 'Palomar': 34.6, 'Long Beach': 36.7, 'Harborgen': 37.2, 'Walnut': 37.9, 'Center': 38.3, 'Hinson': 38.4, 'Lighthipe': 38.8, 'Arcogen': 39.4} | 47152.7852 | 1862.0856 | 3.949% | 45290.6996 | 96.05% | 13568.6406 | 28.78% | 18419.0996 | 39.06% | 38 | 700.5247 | 1.486% | 84.0597 | 0.1783% | 0 | 21737.248 | 46.1% | 21816.0586 | 46.27% | 23449.043 | 49.73% | 23703.7422 | 23094.3887 | 48.98% | 24058.3965 | 28121.0312 | 59.64% | 19031.7539 | 42281.5703 | 89.67% | 4871.2148 | 24330.5098 | 51.6% | 22822.2754 | 3425.52 | 7.265% | 43727.2651
120 | Trabuco | GREATER LA METRO | {'Margarita': 2.8, 'Capistrano': 3.5, 'Viejo': 7.4, 'Santiago': 8.9, 'Talega': 9.6, 'Johanna': 14.6, 'San Onofre': 15.0, 'Ellis': 17.7, 'Lee Lake (Proposed)': 18.2, 'Huntington Beach': 18.5, 'Serrano': 19.5, 'Villa Park': 19.7, 'Lewis': 21.4, 'Barre': 24.6, 'Alamitos': 28.2, 'Olinda': 30.0, 'Chino': 30.0, 'San Luis Rey': 31.2, 'Del Amo': 31.3, 'Mira Loma': 31.3, 'Valley': 32.2, 'Walnut': 34.6, 'Long Beach': 34.7, 'Harborgen': 35.2, 'Encina': 35.3, 'Center': 35.4, 'Hinson': 36.2, 'Lighthipe': 36.2, 'Rancho Vista': 37.1, 'Etiwanda': 37.2, 'Arcogen': 37.2, 'Palomar': 37.6, 'Padua': 38.5, 'Vista': 38.8, 'Laguna Bell': 39.4} | 50914.043 | 1909.8132 | 3.751% | 49004.2297 | 96.25% | 15660.916 | 30.76% | 19882.5215 | 39.05% | 39.8121 | 238.1334 | 0.4677% | 48.9213 | 0.09609% | 0 | 20417.8613 | 40.1% | 25725.2734 | 50.53% | 23625.209 | 46.4% | 27288.834 | 23715.1445 | 46.58% | 27198.8984 | 30303.8418 | 59.52% | 20610.2012 | 44875.5859 | 88.14% | 6038.457 | 27789.2559 | 54.58% | 23124.7871 | 3870.915 | 7.603% | 47043.1279
121 | Pleasant Grove | NORTHERN CALIFORNIA | {'Rio Oso': 11.6, 'Gold Hill': 14.6, 'Higgins': 19.2, 'Olivehurst': 22.6, 'Woodland': 26.4, 'East Marysville': 27.3, 'Placerville': 28.9, 'Davis': 30.0, 'Pease': 30.7, 'Brunswick': 31.8, 'Honcut': 37.8} | 348137.6875 | 50327.2422 | 14.46% | 297810.4453 | 85.54% | 16324.209 | 4.689% | 224995.2598 | 64.63% | 23.0316 | 82032.3203 | 23.56% | 79757.375 | 22.91% | 0 | 91553.0625 | 26.3% | 10259.4033 | 2.947% | 192938.1562 | 55.42% | 155199.5312 | 32547.0859 | 9.349% | 315590.6016 | 92716.4297 | 26.63% | 255421.2578 | 251515.2656 | 72.25% | 96622.4219 | 52587.4023 | 15.11% | 295550.2852 | 55766.0977 | 16.02% | 292371.5898
122 | Summit | NORTHERN CALIFORNIA | {'Drum': 21.2, 'Brunswick': 35.7} | 305877 | 47409.8555 | 15.5% | 258467.1445 | 84.5% | 179916.8125 | 58.82% | 103633.5 | 33.88% | 17.9635 | 1145.1749 | 0.3744% | 254.3849 | 0.08317% | 0 | 190110.5 | 62.15% | 16122.0674 | 5.271% | 105294.7891 | 34.42% | 200582.2109 | 33092.3906 | 10.82% | 272784.6094 | 66568.2969 | 21.76% | 239308.7031 | 156591.3594 | 51.19% | 149285.6406 | 187746.7656 | 61.38% | 118130.2344 | 26649.1289 | 8.712% | 279227.8711
123 | Devers | RIVERSIDE | {'Mirage': 14.4, 'El Casco': 28.8, 'Valley': 36.0, 'San Bernardino': 39.2} | 131945.7188 | 26544.2637 | 20.12% | 105401.4551 | 79.88% | 27877.0801 | 21.13% | 59483.5137 | 45.08% | 28.6667 | 164.6725 | 0.1248% | 20.9392 | 0.01587% | 0 | 36684.6211 | 27.8% | 54794.6484 | 41.53% | 44356.1406 | 33.62% | 87589.5781 | 48662.5781 | 36.88% | 83283.1406 | 64795.1328 | 49.11% | 67150.5859 | 85228.1484 | 64.59% | 46717.5703 | 60200.5664 | 45.63% | 71745.1523 | 2994.6248 | 2.27% | 128951.094
124 | Kern | RIVERSIDE | {'Redbluff': 15.1} | 50969.5156 | 17305.6035 | 33.95% | 33663.9121 | 66.05% | 25645.5918 | 50.32% | 24561.6543 | 48.19% | 3.8092 | 928.5963 | 1.822% | 0 | 0% | 0 | 0 | 0% | 0 | 0% | 12892.2695 | 25.29% | 38077.2461 | 7992.6694 | 15.68% | 42976.8462 | 949.3325 | 1.863% | 50020.1831 | 19608.666 | 38.47% | 31360.8496 | 16019.9541 | 31.43% | 34949.5615 | 876.4406 | 1.72% | 50093.0751
125 | Mirage | RIVERSIDE | {'Devers': 14.4} | 117183.25 | 32328.2793 | 27.59% | 84854.9707 | 72.41% | 7474.1406 | 6.378% | 58133.4375 | 49.61% | 25.125 | 2327.3938 | 1.986% | 11477.4814 | 9.794% | 0 | 17979.4727 | 15.34% | 7750.793 | 6.614% | 20643.4395 | 17.62% | 96539.8105 | 45389.543 | 38.73% | 71793.707 | 36647.6367 | 31.27% | 80535.6133 | 58434.5391 | 49.87% | 58748.7109 | 34220.1445 | 29.2% | 82963.1055 | 733.5004 | 0.6259% | 116449.7496
126 | Valley (SCE) | RIVERSIDE | {'El Casco': 16.3, 'Lee Lake (Proposed)': 16.9, 'Vista': 22.8, 'San Bernardino': 23.9, 'Viejo': 28.5, 'Mira Loma': 29.9, 'Margarita': 30.2, 'Talega': 31.1, 'Etiwanda': 32.1, 'Trabuco': 32.2, 'Rancho Vista': 32.4, 'Capistrano': 33.3, 'San Onofre': 34.3, 'Chino': 34.9, 'Santiago': 35.6, 'Devers': 36.0, 'Serrano': 37.0, 'San Luis Rey': 37.8, 'Padua': 38.2, 'Villa Park': 39.4} | 259469.0156 | 56460.8672 | 21.76% | 203008.1484 | 78.24% | 17342.9824 | 6.684% | 104937.9473 | 40.44% | 28.875 | 22554.6953 | 8.693% | 6760.2817 | 2.605% | 0 | 53269.6836 | 20.53% | 183492.7656 | 70.72% | 67858.6172 | 26.15% | 191610.3984 | 101418.8125 | 39.09% | 158050.2031 | 152784.9688 | 58.88% | 106684.0469 | 183379.0312 | 70.67% | 76089.9844 | 76141.9531 | 29.35% | 183327.0625 | 13308.7783 | 5.129% | 246160.2373
127 | Gold Hill | NORTHERN CALIFORNIA | {'Pleasant Grove': 14.6, 'Placerville': 19.7, 'Rio Oso': 26.2, 'Higgins': 26.8, 'Camanche': 31.3, 'Davis': 33.2, 'Woodland': 33.7, 'Olivehurst': 37.1, 'Lockeford': 37.3, 'Grand Island': 38.3, 'Brunswick': 40.0} | 273562.875 | 42310.6133 | 15.47% | 231252.2617 | 84.53% | 18207.7832 | 6.656% | 139479.6387 | 50.99% | 35.8 | 24459.9355 | 8.941% | 8851.8096 | 3.236% | 0 | 89739.3672 | 32.8% | 36753.5234 | 13.44% | 183027 | 66.9% | 90535.875 | 43149.2969 | 15.77% | 230413.5781 | 47173.8398 | 17.24% | 226389.0352 | 197846.4844 | 72.32% | 75716.3906 | 104105.7578 | 38.06% | 169457.1172 | 56673.3281 | 20.72% | 216889.5469
128 | Grand Island | NORTHERN CALIFORNIA | {'Shilo III': 14.6, 'Birds Landing': 15.0, 'Eight Mile': 16.6, 'Contra Costa': 19.1, 'Peabody': 21.0, 'Stagg': 21.1, 'Pittsburg': 21.4, 'Vaca Dixon': 21.4, 'Lone Tree': 21.8, 'Brentwood': 22.1, 'Davis': 23.0, 'Lockeford': 24.7, 'Clayton': 28.6, 'Weber': 28.8, 'Putah Creek': 29.8, 'Delta Switching Yard': 29.8, 'Kelso': 30.0, 'Camanche': 30.8, 'Woodland': 32.2, 'Martinez': 32.3, 'Vierra': 34.6, 'Bellota': 34.7, 'Green Ridge Midway': 34.9, 'Cayetano': 35.4, 'Tesla': 35.9, 'Tulucay': 36.8, 'Carquinez': 37.1, 'Gold Hill': 38.3} | 505562.5312 | 60469.25 | 11.96% | 445093.2812 | 88.04% | 73652.1016 | 14.57% | 373420.3047 | 73.86% | 9.7978 | 149843.625 | 29.64% | 228394.8594 | 45.18% | 0 | 0 | 0% | 0 | 0% | 60086.2227 | 11.89% | 445476.3086 | 123900.8438 | 24.51% | 381661.6875 | 144398.0312 | 28.56% | 361164.5 | 183381.6719 | 36.27% | 322180.8594 | 3539.8491 | 0.7002% | 502022.6821 | 64577.4766 | 12.77% | 440985.0547
129 | Chino | GREATER LA METRO | {'Mira Loma': 6.6, 'Padua': 8.7, 'Rancho Vista': 10.3, 'Etiwanda': 10.7, 'Serrano': 13.3, 'Olinda': 14.5, 'Villa Park': 15.5, 'Walnut': 15.6, 'Lewis': 18.2, 'Rio Hondo': 18.8, 'Vista': 20.8, 'Lee Lake (Proposed)': 21.6, 'Barre': 21.8, 'Johanna': 22.0, 'Viejo': 22.9, 'Santiago': 23.5, 'Mesa (SCE)': 24.9, 'Center': 25.0, 'Goodrich': 25.7, 'San Bernardino': 25.9, 'Del Amo': 26.2, 'Ellis': 26.4, 'Laguna Bell': 27.0, 'Alamitos': 29.0, 'Lighthipe': 29.7, 'Huntington Beach': 29.8, 'Trabuco': 30.0, 'Lugo': 31.0, 'Margarita': 31.0, 'Gould': 33.0, 'Capistrano': 33.5, 'Hinson': 33.6, 'El Casco': 34.6, 'Arcogen': 34.8, 'Valley': 34.9, 'Harborgen': 35.0, 'Long Beach': 35.3, 'Talega': 38.1, 'La Fresa': 38.6, 'Victor': 38.7} | 38760.8438 | 5693.0728 | 14.69% | 33067.771 | 85.31% | 5328.5059 | 13.75% | 22202.1602 | 57.28% | 20.6667 | 821.3314 | 2.119% | 1815.5374 | 4.684% | 0 | 7979.1035 | 20.59% | 22446.9395 | 57.91% | 15049.3135 | 38.83% | 23711.5303 | 9402.1182 | 24.26% | 29358.7256 | 16565.6953 | 42.74% | 22195.1484 | 28501.9434 | 73.53% | 10258.9004 | 12941.1895 | 33.39% | 25819.6543 | 6212.563 | 16.03% | 32548.2808
130 | Kramer | GREATER KRAMER | {'Ransburg': 26.6, 'Roadway': 29.4, 'Tortilla': 30.3, 'Victor': 34.5} | 143761.4688 | 37642.9023 | 26.18% | 106118.5664 | 73.82% | 12055.9629 | 8.386% | 60571.373 | 42.13% | 41 | 53.8356 | 0.03745% | 13.1213 | 0.009127% | 0 | 0 | 0% | 0 | 0% | 58478.2812 | 40.68% | 85283.1875 | 38063.4414 | 26.48% | 105698.0273 | 4346.4951 | 3.023% | 139414.9736 | 86510.1875 | 60.18% | 57251.2812 | 66183.3672 | 46.04% | 77578.1016 | 1174.4818 | 0.817% | 142586.9869
131 | Lugo | GREATER KRAMER | {'Victor': 9.6, 'Roadway': 14.7, 'San Bernardino': 21.1, 'Etiwanda': 21.2, 'Rancho Vista': 21.4, 'Vista': 22.6, 'Padua': 23.0, 'Mira Loma': 27.1, 'Calcite': 27.8, 'Chino': 31.0, 'El Casco': 32.2, 'Tortilla': 39.3, 'Rio Hondo': 39.4} | 232166.4688 | 47923.1992 | 20.64% | 184243.2695 | 79.36% | 29514.8809 | 12.71% | 54024.3379 | 23.27% | 41.3333 | 244.8594 | 0.1055% | 115.4687 | 0.04974% | 0 | 44761.957 | 19.28% | 49536.9297 | 21.34% | 104416.6484 | 44.97% | 127749.8203 | 119693.3594 | 51.55% | 112473.1094 | 84318.9453 | 36.32% | 147847.5234 | 172742.8438 | 74.4% | 59423.625 | 60017.7617 | 25.85% | 172148.707 | 4968.2607 | 2.14% | 227198.208
132 | Mira Loma | GREATER LA METRO | {'Rancho Vista': 5.8, 'Etiwanda': 6.0, 'Chino': 6.6, 'Padua': 8.8, 'Vista': 14.3, 'Serrano': 17.9, 'Lee Lake (Proposed)': 19.0, 'San Bernardino': 19.3, 'Villa Park': 20.4, 'Olinda': 21.0, 'Walnut': 22.1, 'Lewis': 23.6, 'Viejo': 23.9, 'Rio Hondo': 24.8, 'Johanna': 26.2, 'Santiago': 26.4, 'Lugo': 27.1, 'Barre': 27.6, 'El Casco': 28.1, 'Valley': 29.9, 'Ellis': 31.1, 'Trabuco': 31.3, 'Mesa (SCE)': 31.4, 'Center': 31.6, 'Goodrich': 31.6, 'Margarita': 31.8, 'Del Amo': 32.5, 'Laguna Bell': 33.6, 'Huntington Beach': 34.5, 'Capistrano': 34.6, 'Alamitos': 35.0, 'Victor': 35.7, 'Lighthipe': 36.2, 'Talega': 38.2, 'Gould': 38.6} | 62903.1016 | 8326.3281 | 13.24% | 54576.7734 | 86.76% | 6523.5513 | 10.37% | 31519.0659 | 50.11% | 28.3333 | 1192.484 | 1.896% | 1813.371 | 2.883% | 0 | 15217.585 | 24.19% | 36780.1133 | 58.47% | 26033.9727 | 41.39% | 36869.1289 | 24476.6621 | 38.91% | 38426.4395 | 32981.7227 | 52.43% | 29921.3789 | 49523.9922 | 78.73% | 13379.1094 | 17890.1211 | 28.44% | 45012.9805 | 7786.4814 | 12.38% | 55116.6201
133 | Padua | GREATER LA METRO | {'Rancho Vista': 6.4, 'Etiwanda': 6.8, 'Chino': 8.7, 'Mira Loma': 8.8, 'Vista': 19.2, 'Walnut': 19.4, 'Rio Hondo': 19.6, 'Olinda': 20.2, 'Serrano': 21.9, 'Lugo': 23.0, 'San Bernardino': 23.1, 'Villa Park': 23.8, 'Goodrich': 25.8, 'Lewis': 26.1, 'Mesa (SCE)': 27.6, 'Lee Lake (Proposed)': 27.7, 'Barre': 29.1, 'Center': 29.8, 'Victor': 30.2, 'Johanna': 30.6, 'Laguna Bell': 30.8, 'Viejo': 31.2, 'Gould': 32.1, 'Santiago': 32.2, 'Del Amo': 32.3, 'Roadway': 34.0, 'El Casco': 34.0, 'Ellis': 34.7, 'Lighthipe': 34.9, 'Alamitos': 36.0, 'Vincent': 37.2, 'Huntington Beach': 38.0, 'Valley': 38.2, 'Trabuco': 38.5, 'Margarita': 39.3, 'Hinson': 39.4} | 58734.8711 | 5476.9062 | 9.325% | 53257.9648 | 90.68% | 7156.0337 | 12.18% | 34599.6694 | 58.91% | 23.6545 | 649.2178 | 1.105% | 1703.5291 | 2.9% | 0 | 17004.3418 | 28.95% | 36297.0586 | 61.8% | 30136.5566 | 51.31% | 28598.3145 | 31931.3809 | 54.37% | 26803.4902 | 35924.0234 | 61.16% | 22810.8477 | 49410.1914 | 84.12% | 9324.6797 | 20383.582 | 34.7% | 38351.2891 | 6055.7026 | 10.31% | 52679.1685
134 | Pisgah | GREATER KRAMER | {'Coolwater': 27.3, 'Calcite': 35.3, 'Tortilla': 37.1} | 81321.8203 | 32435.4883 | 39.89% | 48886.332 | 60.11% | 18100.4355 | 22.26% | 34702.7793 | 42.67% | 15.875 | 1021.3225 | 1.256% | 1640.8326 | 2.018% | 0 | 0 | 0% | 0 | 0% | 22778.6328 | 28.01% | 58543.1875 | 15008.8457 | 18.46% | 66312.9746 | 15951.8135 | 19.62% | 65370.0068 | 28309.623 | 34.81% | 53012.1973 | 28580.457 | 35.14% | 52741.3633 | 1624.1993 | 1.997% | 79697.621
135 | Roadway | GREATER KRAMER | {'Victor': 5.1, 'Lugo': 14.7, 'Calcite': 28.5, 'Kramer': 29.4, 'Tortilla': 29.4, 'Padua': 34.0, 'Etiwanda': 34.2, 'Rancho Vista': 34.3, 'San Bernardino': 35.7, 'Vista': 37.3, 'Coolwater': 37.5} | 303282.6562 | 65689.8672 | 21.66% | 237592.7891 | 78.34% | 8338.8799 | 2.75% | 76252.5107 | 25.14% | 38.8235 | 983.6441 | 0.3243% | 1915.6951 | 0.6317% | 0 | 30736.8145 | 10.13% | 18832.4043 | 6.21% | 133333.4688 | 43.96% | 169949.1875 | 143521.2188 | 47.32% | 159761.4375 | 65976.3594 | 21.75% | 237306.2969 | 209495.25 | 69.08% | 93787.4062 | 85106.0625 | 28.06% | 218176.5938 | 4738.8369 | 1.563% | 298543.8193
136 | Tortilla | GREATER KRAMER | {'Coolwater': 10.0, 'Calcite': 24.5, 'Roadway': 29.4, 'Kramer': 30.3, 'Victor': 32.0, 'Pisgah': 37.1, 'Lugo': 39.3} | 144877.4062 | 18877.6523 | 13.03% | 125999.7539 | 86.97% | 12929.2217 | 8.924% | 72575.9033 | 50.09% | 23.75 | 727.366 | 0.5021% | 2315.2896 | 1.598% | 0 | 0 | 0% | 0 | 0% | 86245.2812 | 59.53% | 58632.125 | 58822.9648 | 40.6% | 86054.4414 | 25779.8359 | 17.79% | 119097.5703 | 109048.2031 | 75.27% | 35829.2031 | 64369.2539 | 44.43% | 80508.1523 | 5024.3545 | 3.468% | 139853.0518
137 | Victor | GREATER KRAMER | {'Roadway': 5.1, 'Lugo': 9.6, 'Calcite': 26.9, 'Etiwanda': 29.7, 'Rancho Vista': 29.9, 'Padua': 30.2, 'San Bernardino': 30.5, 'Tortilla': 32.0, 'Vista': 32.2, 'Kramer': 34.5, 'Mira Loma': 35.7, 'Chino': 38.7, 'Coolwater': 39.2} | 287393.9688 | 58558.7031 | 20.38% | 228835.2656 | 79.62% | 15949.0557 | 5.55% | 71484.3506 | 24.87% | 38.0353 | 921.7023 | 0.3207% | 1935.0435 | 0.6733% | 0 | 33296.8398 | 11.59% | 34511.418 | 12.01% | 133535.2031 | 46.46% | 153858.7656 | 139474.8906 | 48.53% | 147919.0781 | 75564.2578 | 26.29% | 211829.7109 | 204633.7812 | 71.2% | 82760.1875 | 77786.1094 | 27.07% | 209607.8594 | 5137.8765 | 1.788% | 282256.0923
138 | Vista (SCE) | RIVERSIDE | {'San Bernardino': 5.3, 'Etiwanda': 12.4, 'Rancho Vista': 12.8, 'Mira Loma': 14.3, 'El Casco': 14.8, 'Padua': 19.2, 'Chino': 20.8, 'Lee Lake (Proposed)': 21.5, 'Lugo': 22.6, 'Valley': 22.8, 'Serrano': 30.7, 'Viejo': 31.8, 'Victor': 32.2, 'Villa Park': 33.4, 'Olinda': 35.2, 'Walnut': 36.3, 'Santiago': 36.6, 'Lewis': 37.0, 'Roadway': 37.3, 'Johanna': 38.1, 'Rio Hondo': 38.2, 'Margarita': 38.2, 'Trabuco': 38.8} | 131263.1406 | 15194.1924 | 11.58% | 116068.9482 | 88.42% | 21130.707 | 16.1% | 64898.4102 | 49.44% | 25.6775 | 4206.7754 | 3.205% | 3076.0574 | 2.343% | 0 | 25701.1602 | 19.58% | 91068.8359 | 69.38% | 61124.918 | 46.57% | 70138.2227 | 54429.0117 | 41.47% | 76834.1289 | 75184.5156 | 57.28% | 56078.625 | 105478.5 | 80.36% | 25784.6406 | 48347.9102 | 36.83% | 82915.2305 | 10113.0098 | 7.704% | 121150.1309
139 | Encina | SAN DIEGO | {'Palomar': 2.9, 'San Luis Rey': 5.1, 'Escondido': 12.7, 'Penasquitos': 16.5, 'San Onofre': 20.4, 'Sycamore Canyon': 23.3, 'Kearny': 24.0, 'Talega': 25.7, 'Mission': 26.9, 'Old Town': 26.9, 'Capistrano': 32.2, 'Silvergate': 32.4, 'Margarita': 33.1, 'Trabuco': 35.3, 'Miguel': 37.7, 'Bay Boulevard': 39.0} | 55353.4062 | 18040.1133 | 32.59% | 37313.293 | 67.41% | 16.6026 | 0.02999% | 8512.0175 | 15.38% | 46.5 | 12822.3359 | 23.16% | 3006.4338 | 5.431% | 0 | 42363.4805 | 76.53% | 11325.2344 | 20.46% | 24259.8652 | 43.83% | 31093.541 | 10578.9346 | 19.11% | 44774.4717 | 19115.8418 | 34.53% | 36237.5645 | 31310.1328 | 56.56% | 24043.2734 | 778.7303 | 1.407% | 54574.676 | 3977.1501 | 7.185% | 51376.2561
140 | Escondido | SAN DIEGO | {'Palomar': 9.9, 'Encina': 12.7, 'San Luis Rey': 13.9, 'Sycamore Canyon': 15.2, 'Penasquitos': 15.5, 'Kearny': 20.2, 'Mission': 23.6, 'Old Town': 25.2, 'Silvergate': 29.7, 'San Onofre': 30.4, 'Miguel': 31.8, 'Suncrest': 33.3, 'Talega': 34.7, 'Bay Boulevard': 35.6, 'Otay Mesa': 39.8} | 171471.5781 | 38604.2344 | 22.51% | 132867.3438 | 77.49% | 18153.1523 | 10.59% | 59610.1836 | 34.76% | 30.1016 | 21063.0879 | 12.28% | 5987.562 | 3.492% | 0 | 59662.9336 | 34.79% | 110283.8906 | 64.32% | 90378.1406 | 52.71% | 81093.4375 | 32861.6484 | 19.16% | 138609.9297 | 50487.0586 | 29.44% | 120984.5195 | 106697.8203 | 62.22% | 64773.7578 | 51010.4414 | 29.75% | 120461.1367 | 11592.0205 | 6.76% | 159879.5576
141 | Kearny | SAN DIEGO | {'Mission': 3.4, 'Old Town': 5.8, 'Penasquitos': 7.8, 'Sycamore Canyon': 8.3, 'Silvergate': 9.5, 'Miguel': 13.7, 'Bay Boulevard': 15.6, 'Escondido': 20.2, 'Palomar': 21.9, 'Otay Mesa': 22.0, 'Encina': 24.0, 'Suncrest': 26.2, 'San Luis Rey': 28.6} | 55722.2188 | 4546.9824 | 8.16% | 51175.2363 | 91.84% | 5587.4009 | 10.03% | 20650.8433 | 37.06% | 25.5 | 1214.9827 | 2.18% | 325.9176 | 0.5849% | 0 | 14616.5059 | 26.23% | 35399.4141 | 63.53% | 26441.2246 | 47.45% | 29280.9941 | 30615.6387 | 54.94% | 25106.5801 | 40070.2969 | 71.91% | 15651.9219 | 49829.7656 | 89.43% | 5892.4531 | 12656.5098 | 22.71% | 43065.709 | 2276.3374 | 4.085% | 53445.8813
142 | Miguel | SAN DIEGO | {'Bay Boulevard': 8.1, 'Otay Mesa': 8.3, 'Silvergate': 9.4, 'Mission': 11.6, 'Old Town': 13.6, 'Kearny': 13.7, 'Sycamore Canyon': 16.7, 'Suncrest': 19.7, 'Penasquitos': 21.5, 'Escondido': 31.8, 'Palomar': 35.4, 'Encina': 37.7} | 73537 | 4945.5332 | 6.725% | 68591.4668 | 93.27% | 8846.4941 | 12.03% | 35957.9355 | 48.9% | 18.0907 | 140.7951 | 0.1915% | 110.5499 | 0.1503% | 0 | 8056.8228 | 10.96% | 59411.3516 | 80.79% | 18362.8906 | 24.97% | 55174.1094 | 36188.1992 | 49.21% | 37348.8008 | 56734.7578 | 77.15% | 16802.2422 | 61846.293 | 84.1% | 11690.707 | 32705.8828 | 44.48% | 40831.1172 | 2375.8777 | 3.231% | 71161.1223
143 | Mission | SAN DIEGO | {'Kearny': 3.4, 'Old Town': 3.4, 'Silvergate': 6.1, 'Penasquitos': 10.4, 'Sycamore Canyon': 11.1, 'Miguel': 11.6, 'Bay Boulevard': 12.3, 'Otay Mesa': 19.6, 'Escondido': 23.6, 'Palomar': 24.9, 'Suncrest': 26.5, 'Encina': 26.9, 'San Luis Rey': 31.6} | 46729.3047 | 3039.4417 | 6.504% | 43689.863 | 93.5% | 4612.4692 | 9.871% | 17593.6909 | 37.65% | 25.25 | 539.7954 | 1.155% | 120.3998 | 0.2577% | 0 | 11781.7959 | 25.21% | 28752.6992 | 61.53% | 20616.2656 | 44.12% | 26113.0391 | 27541.541 | 58.94% | 19187.7637 | 35688.1133 | 76.37% | 11041.1914 | 43486.2891 | 93.06% | 3243.0156 | 9951.3281 | 21.3% | 36777.9766 | 1947.3052 | 4.167% | 44781.9995
144 | Old Town | SAN DIEGO | {'Mission': 3.4, 'Silvergate': 5.7, 'Kearny': 5.8, 'Penasquitos': 10.6, 'Bay Boulevard': 12.3, 'Miguel': 13.6, 'Sycamore Canyon': 14.0, 'Otay Mesa': 21.1, 'Escondido': 25.2, 'Palomar': 25.2, 'Encina': 26.9, 'Suncrest': 29.8, 'San Luis Rey': 31.8} | 23007.8906 | 1266.0891 | 5.503% | 21741.8015 | 94.5% | 3132.9221 | 13.62% | 9365.6062 | 40.71% | 25 | 40.5117 | 0.1761% | 7.8077 | 0.03394% | 0 | 8832.1826 | 38.39% | 8101.3359 | 35.21% | 6922.459 | 30.09% | 16085.4316 | 13977.4199 | 60.75% | 9030.4707 | 17750.5801 | 77.15% | 5257.3105 | 21691.293 | 94.28% | 1316.5977 | 5014.0298 | 21.79% | 17993.8608 | 982.1064 | 4.269% | 22025.7842
145 | Penasquitos | SAN DIEGO | {'Kearny': 7.8, 'Mission': 10.4, 'Old Town': 10.6, 'Sycamore Canyon': 10.9, 'Palomar': 14.6, 'Escondido': 15.5, 'Silvergate': 16.0, 'Encina': 16.5, 'San Luis Rey': 21.2, 'Miguel': 21.5, 'Bay Boulevard': 22.6, 'Otay Mesa': 29.7, 'Suncrest': 32.1, 'San Onofre': 36.6} | 35865.9102 | 2649.9177 | 7.388% | 33215.9924 | 92.61% | 3031.7419 | 8.453% | 10024.8167 | 27.95% | 27.8667 | 1499.2108 | 4.18% | 541.2811 | 1.509% | 0 | 11134.7383 | 31.05% | 19213.1543 | 53.57% | 19546.1973 | 54.5% | 16319.7129 | 19563.3867 | 54.55% | 16302.5234 | 23457.8359 | 65.4% | 12408.0742 | 32077.2539 | 89.44% | 3788.6562 | 4942.3657 | 13.78% | 30923.5444 | 1478.2548 | 4.122% | 34387.6554
146 | San Luis Rey | SAN DIEGO | {'Encina': 5.1, 'Palomar': 6.7, 'Escondido': 13.9, 'San Onofre': 16.8, 'Penasquitos': 21.2, 'Talega': 21.6, 'Sycamore Canyon': 26.8, 'Capistrano': 28.2, 'Kearny': 28.6, 'Margarita': 28.8, 'Trabuco': 31.2, 'Mission': 31.6, 'Old Town': 31.8, 'Viejo': 36.1, 'Silvergate': 37.3, 'Lee Lake (Proposed)': 37.7, 'Valley': 37.8} | 99864.3281 | 28000.3066 | 28.04% | 71864.0215 | 71.96% | 636.39 | 0.6373% | 21578.9303 | 21.61% | 38 | 25943.4941 | 25.98% | 4705.3716 | 4.712% | 0 | 59987.4648 | 60.07% | 38175.582 | 38.23% | 55674.9922 | 55.75% | 44189.3359 | 15198.7227 | 15.22% | 84665.6055 | 31008.8672 | 31.05% | 68855.4609 | 64096.0703 | 64.18% | 35768.2578 | 6095.9453 | 6.104% | 93768.3828 | 7293.564 | 7.303% | 92570.7642
147 | Sycamore Canyon | SAN DIEGO | {'Kearny': 8.3, 'Penasquitos': 10.9, 'Mission': 11.1, 'Old Town': 14.0, 'Escondido': 15.2, 'Silvergate': 16.6, 'Miguel': 16.7, 'Palomar': 20.6, 'Suncrest': 21.6, 'Bay Boulevard': 21.6, 'Encina': 23.3, 'Otay Mesa': 24.6, 'San Luis Rey': 26.8} | 121235.3672 | 14662.6006 | 12.09% | 106572.7666 | 87.91% | 22490.0332 | 18.55% | 50114.5684 | 41.34% | 23.5508 | 2068.5171 | 1.706% | 794.3923 | 0.6552% | 0 | 13852.3281 | 11.43% | 102384.0312 | 84.45% | 54417.543 | 44.89% | 66817.8242 | 38275.7695 | 31.57% | 82959.5977 | 52682.8555 | 43.46% | 68552.5117 | 83430.5391 | 68.82% | 37804.8281 | 54303.3594 | 44.79% | 66932.0078 | 5519.9175 | 4.553% | 115715.4497
148 | Talega | GREATER LA METRO | {'San Onofre': 5.8, 'Capistrano': 6.8, 'Margarita': 7.4, 'Trabuco': 9.6, 'Viejo': 15.3, 'Santiago': 18.5, 'San Luis Rey': 21.6, 'Lee Lake (Proposed)': 21.6, 'Johanna': 24.2, 'Encina': 25.7, 'Ellis': 26.8, 'Huntington Beach': 27.0, 'Palomar': 28.1, 'Serrano': 28.8, 'Villa Park': 29.2, 'Lewis': 31.0, 'Valley': 31.1, 'Barre': 34.1, 'Escondido': 34.7, 'Alamitos': 37.2, 'Chino': 38.1, 'Mira Loma': 38.2, 'Olinda': 39.5} | 66517.5312 | 5969.1523 | 8.974% | 60548.3789 | 91.03% | 11891.4678 | 17.88% | 20821.3291 | 31.3% | 33 | 8094.1973 | 12.17% | 403.1222 | 0.606% | 0 | 29426.5059 | 44.24% | 35035.5 | 52.67% | 34803.2266 | 52.32% | 31714.3047 | 29342.7949 | 44.11% | 37174.7363 | 34022.5742 | 51.15% | 32494.957 | 57462.7109 | 86.39% | 9054.8203 | 22688.4922 | 34.11% | 43829.0391 | 4468.4185 | 6.718% | 62049.1128
149 | Martin | NORTHERN CALIFORNIA | {'East Shore': 16.9, 'Ignacio': 26.8, 'Martinez': 26.8, 'Newark': 27.1, 'Carquinez': 28.2, 'Clayton': 29.2, 'Los Esteros': 32.3, 'Schulte Switching Station': 33.6, 'Cayetano': 35.0, 'Pittsburg': 36.2, 'Tulucay': 38.4, 'Lakeville': 39.0, 'Lone Tree': 39.2, 'Contra Costa': 39.9} | 56204.4297 | 10546.0713 | 18.76% | 45658.3584 | 81.24% | 13930.9004 | 24.79% | 25202.8379 | 44.84% | 55 | 494.7053 | 0.8802% | 230.6328 | 0.4103% | 0 | 8041.48 | 14.31% | 23384.4902 | 41.61% | 26628.4375 | 47.38% | 29575.9922 | 29884.4316 | 53.17% | 26319.998 | 40736.457 | 72.48% | 15467.9727 | 44063.5625 | 78.4% | 12140.8672 | 17522.4688 | 31.18% | 38681.9609 | 4825.7349 | 8.586% | 51378.6948
150 | Bellota | NORTHERN CALIFORNIA | {'Lockeford': 10.7, 'Camanche': 13.7, 'Weber': 14.0, 'Riverbank': 18.0, 'Stagg': 18.3, 'Ripon': 19.3, 'Eight Mile': 20.0, 'Vierra': 20.7, 'Warnerville': 22.1, 'Peoria': 29.2, 'UltraPower Chinese Station': 30.8, 'Westley': 31.9, 'Grand Island': 34.7, 'Kelso': 35.5, 'Delta Switching Yard': 36.3, 'Tesla': 36.7, 'Brentwood': 36.8, 'Green Ridge Midway': 37.1, 'Curtis': 37.9} | 507954 | 77560.8438 | 15.27% | 430393.1562 | 84.73% | 71232.8359 | 14.02% | 300833.0703 | 59.22% | 15.6 | 133993.4375 | 26.38% | 145553.1562 | 28.65% | 1 | 73205.2109 | 14.41% | 0 | 0% | 229625.3281 | 45.21% | 278328.6719 | 79338.0078 | 15.62% | 428615.9922 | 181342.0156 | 35.7% | 326611.9844 | 306864.5312 | 60.41% | 201089.4688 | 140186.6875 | 27.6% | 367767.3125 | 48993.7188 | 9.645% | 458960.2812
151 | Ripon | NORTHERN CALIFORNIA | {'Vierra': 7.6, 'Weber': 12.4, 'Westley': 12.6, 'Riverbank': 13.1, 'Warnerville': 18.8, 'Bellota': 19.3, 'Stagg': 19.7, 'Tesla': 23.1, 'Green Ridge Midway': 24.2, 'Eight Mile': 24.4, 'Lockeford': 25.0, 'Kelso': 25.1, 'Delta Switching Yard': 26.1, 'Brentwood': 31.1, 'Camanche': 32.3, 'Cayetano': 34.2, 'Lone Tree': 36.0, 'Peoria': 36.9, 'UltraPower Chinese Station': 37.4, 'Contra Costa': 38.6} | 521452.1562 | 67861.8594 | 13.01% | 453590.2969 | 86.99% | 42166.6133 | 8.086% | 354687.4805 | 68.02% | 15.7222 | 124143.4297 | 23.81% | 296255.875 | 56.81% | 1 | 2511.2749 | 0.4816% | 0 | 0% | 208916.8594 | 40.06% | 312535.2969 | 54739.3711 | 10.5% | 466712.7852 | 82596.5234 | 15.84% | 438855.6328 | 246411.2656 | 47.25% | 275040.8906 | 34409.8477 | 6.599% | 487042.3086 | 23237.8008 | 4.456% | 498214.3555
152 | Lockeford | NORTHERN CALIFORNIA | {'Camanche': 9.9, 'Bellota': 10.7, 'Eight Mile': 12.5, 'Stagg': 13.4, 'Weber': 14.3, 'Vierra': 22.9, 'Grand Island': 24.7, 'Ripon': 25.0, 'Riverbank': 27.7, 'Brentwood': 31.3, 'Warnerville': 32.5, 'Kelso': 32.7, 'Delta Switching Yard': 33.3, 'Lone Tree': 34.7, 'Contra Costa': 34.9, 'Tesla': 35.6, 'Green Ridge Midway': 35.7, 'Birds Landing': 36.4, 'Gold Hill': 37.3, 'Westley': 37.3, 'Shilo III': 37.5, 'Peoria': 39.0} | 520307.7188 | 72785.625 | 13.99% | 447522.0938 | 86.01% | 58040.0273 | 11.15% | 334351.5039 | 64.26% | 14.2825 | 129790.1875 | 24.94% | 201294.8906 | 38.69% | 1 | 32047.082 | 6.159% | 0 | 0% | 182175.625 | 35.01% | 338132.0938 | 117126.2188 | 22.51% | 403181.5 | 204382.4062 | 39.28% | 315925.3125 | 269100.9375 | 51.72% | 251206.7812 | 83478.4141 | 16.04% | 436829.3047 | 67832.5469 | 13.04% | 452475.1719
153 | Stagg | NORTHERN CALIFORNIA | {'Eight Mile': 4.8, 'Weber': 7.7, 'Lockeford': 13.4, 'Vierra': 14.0, 'Bellota': 18.3, 'Brentwood': 18.6, 'Kelso': 19.3, 'Ripon': 19.7, 'Delta Switching Yard': 19.9, 'Grand Island': 21.1, 'Green Ridge Midway': 22.5, 'Lone Tree': 22.6, 'Tesla': 22.7, 'Camanche': 23.3, 'Contra Costa': 23.7, 'Birds Landing': 27.8, 'Riverbank': 28.6, 'Cayetano': 29.0, 'Westley': 29.6, 'Shilo III': 29.8, 'Pittsburg': 30.0, 'Clayton': 34.0, 'Warnerville': 34.5, 'Peabody': 39.4} | 537527.375 | 67230.9531 | 12.51% | 470296.4219 | 87.49% | 71297.7031 | 13.26% | 342728.0156 | 63.76% | 15.1811 | 118524.2266 | 22.05% | 325344.375 | 60.53% | 1 | 426.0659 | 0.07926% | 0 | 0% | 60459.6133 | 11.25% | 477067.7617 | 67295.5703 | 12.52% | 470231.8047 | 114352.7891 | 21.27% | 423174.5859 | 161415.8438 | 30.03% | 376111.5312 | 4780.9121 | 0.8894% | 532746.4629 | 43661.3516 | 8.123% | 493866.0234
154 | Weber | NORTHERN CALIFORNIA | {'Stagg': 7.7, 'Vierra': 8.6, 'Eight Mile': 12.2, 'Ripon': 12.4, 'Bellota': 14.0, 'Lockeford': 14.3, 'Riverbank': 20.9, 'Kelso': 21.5, 'Delta Switching Yard': 22.4, 'Tesla': 22.8, 'Green Ridge Midway': 23.2, 'Camanche': 23.4, 'Westley': 23.6, 'Brentwood': 23.8, 'Warnerville': 26.9, 'Lone Tree': 28.4, 'Grand Island': 28.8, 'Contra Costa': 30.1, 'Cayetano': 31.6, 'Birds Landing': 35.1, 'Pittsburg': 36.7, 'Shilo III': 37.3, 'Clayton': 39.8} | 562660.125 | 67870.4922 | 12.06% | 494789.6328 | 87.94% | 73722.8672 | 13.1% | 350624.7578 | 62.32% | 16 | 122334.0938 | 21.74% | 334818.2188 | 59.51% | 1 | 0 | 0% | 0 | 0% | 134416.9688 | 23.89% | 428243.1562 | 71725.0547 | 12.75% | 490935.0703 | 125583.8125 | 22.32% | 437076.3125 | 216188.5469 | 38.42% | 346471.5781 | 29540.3887 | 5.25% | 533119.7363 | 42269.8828 | 7.513% | 520390.2422
155 | Carrizo Plains | SPGE | {'Solar SS': 1.1, 'Caliente': 6.9, 'Kernridge': 17.5, 'Temblor': 19.4, 'Cholame': 26.9, 'Arco': 28.2, 'Goose Lake': 30.1, 'Midway': 33.2, 'San Luis Obispo': 34.6, 'Mesa': 34.7, 'Mustang': 34.9, 'Taft': 35.8, 'Oceano': 36.1, 'Semitropic': 37.2, 'Templeton': 38.0, 'Sisquoc': 38.3, 'Elk Hills': 39.0} | 503431.3125 | 65347.3047 | 12.98% | 438084.0078 | 87.02% | 242646.1875 | 48.2% | 240039.5312 | 47.68% | 6.75 | 15350.7393 | 3.049% | 18781.9043 | 3.731% | 0 | 86755.4766 | 17.23% | 5766.9487 | 1.146% | 236477.2188 | 46.97% | 266954.0938 | 66370.8359 | 13.18% | 437060.4766 | 115949.9844 | 23.03% | 387481.3281 | 325975.875 | 64.75% | 177455.4375 | 242757.9688 | 48.22% | 260673.3438 | 12833.3066 | 2.549% | 490598.0059
156 | Cholame | SPGE | {'Templeton': 21.4, 'Avenal': 23.6, 'Arco': 24.5, 'Solar SS': 26.1, 'Carrizo Plains': 26.9, 'Mustang': 31.3, 'Caliente': 31.7, 'Gates': 33.5, 'San Luis Obispo': 33.8, 'Morro Bay': 36.3, 'Kernridge': 37.6} | 696350.25 | 141573.7188 | 20.33% | 554776.5312 | 79.67% | 288131.625 | 41.38% | 372195.1875 | 53.45% | 6.4601 | 54835.8789 | 7.875% | 34104.3555 | 4.898% | 0 | 129899.0078 | 18.65% | 2499.3359 | 0.3589% | 271945.875 | 39.05% | 424404.375 | 56923.6719 | 8.175% | 639426.5781 | 136412.8438 | 19.59% | 559937.4062 | 359772.1875 | 51.67% | 336578.0625 | 317325.5312 | 45.57% | 379024.7188 | 10430.7686 | 1.498% | 685919.4814
157 | Mesa | SPGE | {'Oceano': 9.7, 'Sisquoc': 11.4, 'San Luis Obispo': 20.2, 'Mustang': 23.9, 'Cabrillo': 25.2, 'Diablo': 26.5, 'Morro Bay': 34.0, 'Solar SS': 34.0, 'Carrizo Plains': 34.7, 'Caliente': 39.6, 'Templeton': 39.8} | 338336.0625 | 70352.9844 | 20.79% | 267983.0781 | 79.21% | 130171.1641 | 38.47% | 187439.1484 | 55.4% | 6.8234 | 24241.5059 | 7.165% | 49201.4844 | 14.54% | 0 | 114808.9922 | 33.93% | 91703.2031 | 27.1% | 58271.3203 | 17.22% | 280064.7422 | 22577.7852 | 6.673% | 315758.2773 | 103824.3672 | 30.69% | 234511.6953 | 133114.5781 | 39.34% | 205221.4844 | 139174.1094 | 41.13% | 199161.9531 | 19019.7715 | 5.622% | 319316.291
158 | Oceano | SPGE | {'Mesa': 9.7, 'San Luis Obispo': 11.5, 'Mustang': 15.2, 'Diablo': 17.0, 'Sisquoc': 20.9, 'Morro Bay': 24.4, 'Templeton': 31.8, 'Cabrillo': 32.7, 'Solar SS': 35.2, 'Carrizo Plains': 36.1} | 292773.5312 | 59304.7031 | 20.26% | 233468.8281 | 79.74% | 85707.125 | 29.27% | 186256.3438 | 63.62% | 7.436 | 17747.6113 | 6.062% | 41187.5508 | 14.07% | 0 | 110607.4844 | 37.78% | 92628.0078 | 31.64% | 49303.5234 | 16.84% | 243470.0078 | 29641.3906 | 10.12% | 263132.1406 | 95559.1719 | 32.64% | 197214.3594 | 117358.2188 | 40.08% | 175415.3125 | 131923.4375 | 45.06% | 160850.0938 | 21610.8145 | 7.381% | 271162.7168
159 | San Luis Obispo | SPGE | {'Mustang': 3.7, 'Oceano': 11.5, 'Diablo': 12.4, 'Morro Bay': 14.7, 'Mesa': 20.2, 'Templeton': 20.4, 'Sisquoc': 31.5, 'Solar SS': 33.5, 'Cholame': 33.8, 'Carrizo Plains': 34.6} | 312692.0625 | 73240.6172 | 23.42% | 239451.4453 | 76.58% | 56361.707 | 18.02% | 224971.4492 | 71.95% | 9.3537 | 13083.2256 | 4.184% | 17582.5312 | 5.623% | 0 | 139277.9844 | 44.54% | 114023.2188 | 36.47% | 77862.3516 | 24.9% | 234829.7109 | 53896.3789 | 17.24% | 258795.6836 | 129706.375 | 41.48% | 182985.6875 | 163805.7031 | 52.39% | 148886.3594 | 142725.0156 | 45.64% | 169967.0469 | 19974.25 | 6.388% | 292717.8125
160 | Templeton | SPGE | {'Morro Bay': 15.9, 'Mustang': 16.7, 'San Luis Obispo': 20.4, 'Cholame': 21.4, 'Diablo': 25.2, 'Oceano': 31.8, 'Solar SS': 36.9, 'Carrizo Plains': 38.0, 'Mesa': 39.8} | 509018.5938 | 132810.2344 | 26.09% | 376208.3594 | 73.91% | 109880.1484 | 21.59% | 343492.0703 | 67.48% | 10.7333 | 51275.2812 | 10.07% | 29196.7734 | 5.736% | 0 | 157858.3125 | 31.01% | 66984.8359 | 13.16% | 139696.7031 | 27.44% | 369321.8906 | 79953.7656 | 15.71% | 429064.8281 | 149403.8594 | 29.35% | 359614.7344 | 233733.7969 | 45.92% | 275284.7969 | 190165.5469 | 37.36% | 318853.0469 | 18537.418 | 3.642% | 490481.1758
161 | Sisquoc | SPGE | {'Mesa': 11.4, 'Cabrillo': 17.3, 'Oceano': 20.9, 'San Luis Obispo': 31.5, 'Mustang': 35.1, 'Diablo': 37.4, 'Goleta': 38.0, 'Solar SS': 38.0, 'Carrizo Plains': 38.3} | 407958.5312 | 87353.7188 | 21.41% | 320604.8125 | 78.59% | 187475.7188 | 45.95% | 202933.375 | 49.74% | 6.7619 | 29400.4102 | 7.207% | 55980.3047 | 13.72% | 0 | 172872.3594 | 42.37% | 94958.5156 | 23.28% | 98946.3359 | 24.25% | 309012.1953 | 21860.6426 | 5.359% | 386097.8887 | 133606.9844 | 32.75% | 274351.5469 | 182569.7188 | 44.75% | 225388.8125 | 150627.7812 | 36.92% | 257330.75 | 18130.0527 | 4.444% | 389828.4785
162 | Goleta | GREATER LA METRO | {'Cabrillo': 33.7, 'Sisquoc': 38.0} | 147234.6719 | 41066.5 | 27.89% | 106168.1719 | 72.11% | 66376.9297 | 45.08% | 63393.0391 | 43.06% | 9.3333 | 9002.0176 | 6.114% | 4036.062 | 2.741% | 0 | 54555.0625 | 37.05% | 80944.2266 | 54.98% | 29911.0098 | 20.32% | 117323.6621 | 5995.1924 | 4.072% | 141239.4795 | 5265.4321 | 3.576% | 141969.2397 | 38192.0156 | 25.94% | 109042.6562 | 77087.6875 | 52.36% | 70146.9844 | 7380.2031 | 5.013% | 139854.4688
163 | Schulte Switching Station | NORTHERN CALIFORNIA | {'Los Esteros': 3.7, 'Newark': 8.7, 'Hicks': 10.3, 'Coyote': 15.7, 'Metcalf': 15.7, 'East Shore': 19.3, 'Cayetano': 26.9, 'Green Ridge Midway': 31.4, 'Tesla': 31.5, 'Martin (San Francisco H)': 33.6, 'Delta Switching Yard': 34.5, 'Kelso': 34.8, 'Clayton': 39.2} | 135861.7812 | 7953.293 | 5.854% | 127908.4883 | 94.15% | 42536.0781 | 31.31% | 63056.4219 | 46.41% | 15.0377 | 1761.515 | 1.297% | 995.5134 | 0.7327% | 0 | 83565.1406 | 61.51% | 35324.9297 | 26% | 92401.7734 | 68.01% | 43460.0078 | 41462.0156 | 30.52% | 94399.7656 | 74886.0859 | 55.12% | 60975.6953 | 113699.1797 | 83.69% | 22162.6016 | 80504.9609 | 59.26% | 55356.8203 | 6584.8271 | 4.847% | 129276.9541
164 | Hicks | NORTHERN CALIFORNIA | {'Coyote': 8.5, 'Metcalf': 8.8, 'Schulte Switching Station': 10.3, 'Los Esteros': 13.5, 'Newark': 19.0, 'East Shore': 29.5, 'Moss Landing': 30.3, 'Cayetano': 35.6, 'Tesla': 37.9, 'Green Ridge Midway': 38.1} | 153498.3281 | 12398.0371 | 8.077% | 141100.291 | 91.92% | 33703.1875 | 21.96% | 64158.5156 | 41.8% | 18.5427 | 2929.1985 | 1.908% | 1902.3651 | 1.239% | 0 | 75289.3125 | 49.05% | 64084.0039 | 41.75% | 93652.5859 | 61.01% | 59845.7422 | 34257.3672 | 22.32% | 119240.9609 | 82274.3047 | 53.6% | 71224.0234 | 126440.5938 | 82.37% | 27057.7344 | 80930.5781 | 52.72% | 72567.75 | 5363.1387 | 3.494% | 148135.1895
165 | Cottonwood | NORTHERN CALIFORNIA | {'Jessup': 5.5, 'Round Mountain': 33.1, 'Cove Rd': 37.5} | 511634.75 | 74815.1719 | 14.62% | 436819.5781 | 85.38% | 122612.3438 | 23.96% | 254720.4062 | 49.79% | 18.75 | 9539.543 | 1.865% | 18178.9707 | 3.553% | 0 | 421079.375 | 82.3% | 20460.541 | 3.999% | 225602.7031 | 44.09% | 286032.0469 | 54788.5508 | 10.71% | 456846.1992 | 81085.3359 | 15.85% | 430549.4141 | 273998.125 | 53.55% | 237636.625 | 282351.75 | 55.19% | 229283 | 52814.4297 | 10.32% | 458820.3203
166 | Jessup | NORTHERN CALIFORNIA | {'Cottonwood': 5.5, 'Round Mountain': 31.5, 'Cove Rd': 35.5} | 473484.1875 | 68044.9453 | 14.37% | 405439.2422 | 85.63% | 107277.2578 | 22.66% | 237983.3047 | 50.26% | 19 | 6681.6753 | 1.411% | 8893.9248 | 1.878% | 0 | 414244.5 | 87.49% | 15192.4971 | 3.209% | 211417.4219 | 44.65% | 262066.7656 | 55416.3711 | 11.7% | 418067.8164 | 79801.6484 | 16.85% | 393682.5391 | 254909.0625 | 53.84% | 218575.125 | 269544.5625 | 56.93% | 203939.625 | 43548.3984 | 9.197% | 429935.7891
167 | Round Mountain | NORTHERN CALIFORNIA | {'Cove Rd': 4.9, 'Pit 1': 26.2, 'Jessup': 31.5, 'Cottonwood': 33.1} | 454010.25 | 40753.9062 | 8.976% | 413256.3438 | 91.02% | 230590.6406 | 50.79% | 200664.2344 | 44.2% | 5.4721 | 7780.8691 | 1.714% | 1139.2222 | 0.2509% | 0 | 414045.6875 | 91.2% | 31198.457 | 6.872% | 251226.7031 | 55.34% | 202783.5469 | 90821.1406 | 20% | 363189.1094 | 114655.7344 | 25.25% | 339354.5156 | 299826 | 66.04% | 154184.25 | 304821.0938 | 67.14% | 149189.1562 | 31247.2617 | 6.883% | 422762.9883
168 | Carquinez |  | {'Martinez': 8.9, 'Tulucay': 10.9, 'Ignacio': 15.9, 'Clayton': 18.3, 'Pittsburg': 19.5, 'Peabody': 20.2, 'Lakeville': 21.2, 'Shilo III': 22.5, 'Birds Landing': 22.9, 'Contra Costa': 26.1, 'Vaca Dixon': 27.9, 'Martin (San Francisco H)': 28.2, 'Penngrove': 28.2, 'Lone Tree': 28.4, 'Bellevue': 32.1, 'Putah Creek': 32.9, 'East Shore': 33.0, 'Brentwood': 33.3, 'Cayetano': 35.6, 'Grand Island': 37.1, 'Fulton': 39.5, 'Delta Switching Yard': 39.7} | 172393.2812 | 26489.0762 | 15.37% | 145904.2051 | 84.63% | 19668.0898 | 11.41% | 105030.6602 | 60.93% | 35.235 | 19028.9336 | 11.04% | 19422.3125 | 11.27% | 0 | 60185.3672 | 34.91% | 8942.9824 | 5.188% | 80786.5234 | 46.86% | 91606.7578 | 41443.3008 | 24.04% | 130949.9805 | 68444.2109 | 39.7% | 103949.0703 | 127520.0156 | 73.97% | 44873.2656 | 43982.4805 | 25.51% | 128410.8008 | 24055.8516 | 13.95% | 148337.4297
169 | Peabody | NORTHERN CALIFORNIA | {'Vaca Dixon': 8.4, 'Shilo III': 10.5, 'Birds Landing': 13.5, 'Tulucay': 16.3, 'Putah Creek': 16.4, 'Pittsburg': 17.6, 'Carquinez': 20.2, 'Martinez': 20.3, 'Grand Island': 21.0, 'Davis': 22.0, 'Contra Costa': 22.2, 'Clayton': 23.6, 'Lone Tree': 26.1, 'Woodland': 29.5, 'Brentwood': 29.9, 'Lakeville': 33.3, 'Ignacio': 34.2, 'Eight Mile': 35.9, 'Delta Switching Yard': 38.5, 'Penngrove': 38.6, 'Kelso': 39.2, 'Cayetano': 39.3, 'Stagg': 39.4} | 396896.5312 | 57242.8125 | 14.42% | 339653.7188 | 85.58% | 50472.2188 | 12.72% | 292479 | 73.69% | 14.529 | 70668.3125 | 17.81% | 131016.2656 | 33.01% | 0 | 78385.5234 | 19.75% | 0 | 0% | 122853.3359 | 30.95% | 274043.1953 | 71187.5234 | 17.94% | 325709.0078 | 85216.6094 | 21.47% | 311679.9219 | 192575.2656 | 48.52% | 204321.2656 | 57962.668 | 14.6% | 338933.8633 | 58689.293 | 14.79% | 338207.2383
170 | Vaca Dixon | NORTHERN CALIFORNIA | {'Peabody': 8.4, 'Putah Creek': 9.3, 'Davis': 14.2, 'Shilo III': 16.5, 'Birds Landing': 19.7, 'Woodland': 21.0, 'Grand Island': 21.4, 'Tulucay': 21.6, 'Pittsburg': 25.2, 'Carquinez': 27.9, 'Contra Costa': 28.7, 'Martinez': 28.7, 'Clayton': 31.7, 'Lone Tree': 32.6, 'Brentwood': 35.8, 'Lakeville': 37.3, 'Eight Mile': 37.8} | 452165.9062 | 46978.4961 | 10.39% | 405187.4102 | 89.61% | 48882.9414 | 10.81% | 361086.3711 | 79.86% | 9.2386 | 75244.8594 | 16.64% | 198362.0938 | 43.87% | 0 | 88758.5469 | 19.63% | 0 | 0% | 154254.3594 | 34.11% | 297911.5469 | 68115.8594 | 15.06% | 384050.0469 | 95946.2812 | 21.22% | 356219.625 | 226847.7188 | 50.17% | 225318.1875 | 66268.3281 | 14.66% | 385897.5781 | 46107.0469 | 10.2% | 406058.8594
171 | Bellevue | NORTHERN CALIFORNIA | {'Penngrove': 4.7, 'Fulton': 8.6, 'Lakeville': 11.3, 'Ignacio': 22.9, 'Tulucay': 25.8, 'Geysers': 26.0, 'Eagle Rock': 31.5, 'Carquinez': 32.1, 'Cloverdale': 33.1} | 332907.375 | 20670.2578 | 6.209% | 312237.1172 | 93.79% | 27677.7949 | 8.314% | 206871.7988 | 62.14% | 15.9056 | 34355.5859 | 10.32% | 29927.6523 | 8.99% | 0 | 117381.1484 | 35.26% | 112165.7578 | 33.69% | 196208.1406 | 58.94% | 136699.2344 | 131998.0781 | 39.65% | 200909.2969 | 219284.0312 | 65.87% | 113623.3438 | 290515.9375 | 87.27% | 42391.4375 | 158728.4688 | 47.68% | 174178.9062 | 18525.5195 | 5.565% | 314381.8555
172 | Cloverdale | NORTHERN CALIFORNIA | {'Eagle Rock': 11.0, 'Hopland': 12.7, 'Geysers': 14.1, 'Fulton': 24.7, 'Ukiah': 25.8, 'Calpella': 29.3, 'Mendocino': 32.9, 'Bellevue': 33.1, 'Penngrove': 37.7} | 363832.3438 | 21975.8027 | 6.04% | 341856.541 | 93.96% | 39807.6992 | 10.94% | 278701.9258 | 76.6% | 9.3636 | 18166.5547 | 4.993% | 21647.7207 | 5.95% | 0 | 211982.3125 | 58.26% | 106079.4141 | 29.16% | 188853.3438 | 51.91% | 174979 | 129242.8047 | 35.52% | 234589.5391 | 230101.6719 | 63.24% | 133730.6719 | 311333.625 | 85.57% | 52498.7188 | 197077.875 | 54.17% | 166754.4688 | 5704.7026 | 1.568% | 358127.6411
173 | Fulton | NORTHERN CALIFORNIA | {'Bellevue': 8.6, 'Penngrove': 13.3, 'Geysers': 17.7, 'Lakeville': 19.6, 'Eagle Rock': 23.0, 'Cloverdale': 24.7, 'Ignacio': 31.4, 'Tulucay': 31.8, 'Hopland': 37.1, 'Carquinez': 39.5} | 351613.75 | 22691.2441 | 6.453% | 328922.5059 | 93.55% | 19861.2285 | 5.649% | 229749.209 | 65.34% | 15.5 | 32772.7344 | 9.321% | 29640.9531 | 8.43% | 0 | 116078 | 33.01% | 144807.8438 | 41.18% | 192871.875 | 54.85% | 158741.875 | 151696.7031 | 43.14% | 199917.0469 | 250289.8594 | 71.18% | 101323.8906 | 308244.3125 | 87.67% | 43369.4375 | 164702.2031 | 46.84% | 186911.5469 | 16087.4297 | 4.575% | 335526.3203
174 | Lakeville | NORTHERN CALIFORNIA | {'Penngrove': 7.0, 'Bellevue': 11.3, 'Ignacio': 12.2, 'Tulucay': 17.0, 'Fulton': 19.6, 'Carquinez': 21.2, 'Martinez': 30.1, 'Peabody': 33.3, 'Geysers': 36.0, 'Putah Creek': 36.9, 'Vaca Dixon': 37.3, 'Martin (San Francisco H)': 39.0, 'Clayton': 39.5} | 260582.9375 | 17487.1035 | 6.711% | 243095.834 | 93.29% | 26810.5586 | 10.29% | 161953.8008 | 62.15% | 16.7656 | 36972.3789 | 14.19% | 28314.2305 | 10.87% | 0 | 107004.7109 | 41.06% | 47337.2578 | 18.17% | 162487.7188 | 62.36% | 98095.2188 | 70008.7109 | 26.87% | 190574.2266 | 146257.125 | 56.13% | 114325.8125 | 219688.8125 | 84.31% | 40894.125 | 118740.8438 | 45.57% | 141842.0938 | 19329.7207 | 7.418% | 241253.2168
175 | Penngrove | NORTHERN CALIFORNIA | {'Bellevue': 4.7, 'Lakeville': 7.0, 'Fulton': 13.3, 'Ignacio': 18.2, 'Tulucay': 22.9, 'Carquinez': 28.2, 'Geysers': 30.6, 'Eagle Rock': 36.1, 'Martinez': 37.1, 'Cloverdale': 37.7, 'Peabody': 38.6, 'Putah Creek': 39.8} | 312388.4688 | 23927.9785 | 7.66% | 288460.4902 | 92.34% | 28957.5605 | 9.27% | 187273.3457 | 59.95% | 16.8487 | 38442.8594 | 12.31% | 30571.3203 | 9.786% | 0 | 108812.1875 | 34.83% | 88368.7891 | 28.29% | 186101.5156 | 59.57% | 126286.9531 | 112400.2812 | 35.98% | 199988.1875 | 189660.6562 | 60.71% | 122727.8125 | 265437.25 | 84.97% | 46951.2188 | 144373.7969 | 46.22% | 168014.6719 | 19190.4199 | 6.143% | 293198.0488
176 | Warnerville | SPGE | {'Riverbank': 6.1, 'Ripon': 18.8, 'UltraPower Chinese Station': 19.9, 'Peoria': 20.0, 'Bellota': 22.1, 'Westley': 24.8, 'Vierra': 26.1, 'Weber': 26.9, 'Curtis': 30.9, 'Lockeford': 32.5, 'Stagg': 34.5, 'Camanche': 34.8, 'Merced': 36.7, 'Wilson': 37.8, 'Eight Mile': 38.2} | 568716.8125 | 89945.9609 | 15.82% | 478770.8516 | 84.18% | 114156.4766 | 20.07% | 346472.9922 | 60.92% | 12.0455 | 179169.7969 | 31.5% | 169874.1406 | 29.87% | 0 | 33072.2461 | 5.815% | 0 | 0% | 305118.375 | 53.65% | 263598.4375 | 98139.1562 | 17.26% | 470577.6562 | 165272.4375 | 29.06% | 403444.375 | 362831.2812 | 63.8% | 205885.5312 | 155583.4375 | 27.36% | 413133.375 | 38211.9648 | 6.719% | 530504.8477
177 | Riverbank | SPGE | {'Warnerville': 6.1, 'Ripon': 13.1, 'Bellota': 18.0, 'Vierra': 20.1, 'Weber': 20.9, 'Westley': 20.9, 'Peoria': 24.2, 'UltraPower Chinese Station': 24.6, 'Lockeford': 27.7, 'Stagg': 28.6, 'Camanche': 31.4, 'Eight Mile': 32.5, 'Curtis': 35.1, 'Tesla': 36.1, 'Green Ridge Midway': 37.3, 'Kelso': 38.1, 'Delta Switching Yard': 39.0} | 565964.3125 | 86791.0391 | 15.34% | 479173.2734 | 84.66% | 85922.8203 | 15.18% | 362382.8984 | 64.03% | 13.5904 | 176825.5938 | 31.24% | 204394.2969 | 36.11% | 1 | 23431.3398 | 4.14% | 0 | 0% | 278834.8125 | 49.27% | 287129.5 | 87617.4375 | 15.48% | 478346.875 | 157331.6719 | 27.8% | 408632.6406 | 340946.9375 | 60.24% | 225017.375 | 126720.0781 | 22.39% | 439244.2344 | 40965.5273 | 7.238% | 524998.7852
178 | Pease | NORTHERN CALIFORNIA | {'East Marysville': 5.4, 'Olivehurst': 8.3, 'Honcut': 11.0, 'Rio Oso': 19.3, 'Palermo': 21.1, 'Wyandotte': 23.1, 'Thermalito': 23.8, 'Table Mountain': 26.6, 'Cortina': 30.4, 'Pleasant Grove': 30.7, 'Higgins': 31.8, 'Brunswick': 33.8, 'Woodland': 34.4, 'Delevan': 35.3} | 557483.5625 | 50000.3281 | 8.969% | 507483.2344 | 91.03% | 39264.3867 | 7.043% | 425608.4883 | 76.34% | 11.5466 | 160921.3125 | 28.87% | 253274.5625 | 45.43% | 0 | 29987.248 | 5.379% | 0 | 0% | 283209 | 50.8% | 274274.5625 | 59770.4648 | 10.72% | 497713.0977 | 213335.5938 | 38.27% | 344147.9688 | 398600.1562 | 71.5% | 158883.4062 | 31423.6523 | 5.637% | 526059.9102 | 49065.7656 | 8.801% | 508417.7969
179 | Rio Oso | NORTHERN CALIFORNIA | {'Pleasant Grove': 11.6, 'Olivehurst': 11.6, 'East Marysville': 16.6, 'Pease': 19.3, 'Higgins': 21.6, 'Woodland': 23.7, 'Gold Hill': 26.2, 'Honcut': 27.5, 'Davis': 30.6, 'Brunswick': 30.9, 'Palermo': 36.0, 'Wyandotte': 38.6, 'Placerville': 39.4} | 471913.5625 | 60703.6836 | 12.86% | 411209.8789 | 87.14% | 28703.5195 | 6.082% | 353370.043 | 74.88% | 14.2753 | 117510.9766 | 24.9% | 195758.75 | 41.48% | 0 | 65642.4453 | 13.91% | 0 | 0% | 197033 | 41.75% | 274880.5625 | 25262.9805 | 5.353% | 446650.582 | 159913.3906 | 33.89% | 312000.1719 | 313783.1875 | 66.49% | 158130.375 | 41218.2734 | 8.734% | 430695.2891 | 59674.6992 | 12.65% | 412238.8633
180 | Alpaugh | SPGE | {'Olive': 4.6, 'Corcoran': 11.5, 'Smyrna': 17.0, 'Vestal': 22.5, 'GWF Hanford Sw Sta': 23.7, 'Semitropic': 25.1, 'Charca': 25.6, 'Goose Lake': 25.9, 'Rector': 26.4, 'Leprino Jct': 28.4, 'Arco': 28.7, 'Springville': 30.7, 'Henrietta': 31.5, 'Shafter': 32.0, 'Lerdo': 36.3, 'Kingsburg': 36.9, 'Avenal': 37.0, 'Rio Bravo': 37.6, 'Midway': 38.6, 'Gates': 39.3, 'Kernridge': 39.3, 'Poso Mountain': 39.5} | 641796.75 | 203327.875 | 31.68% | 438468.875 | 68.32% | 161309.7188 | 25.13% | 446424.9062 | 69.56% | 8.5325 | 234724.8438 | 36.57% | 277311.1562 | 43.21% | 1 | 0 | 0% | 0 | 0% | 176725.6406 | 27.54% | 465071.1094 | 33032.4375 | 5.147% | 608764.3125 | 101551.8594 | 15.82% | 540244.8906 | 248807.9531 | 38.77% | 392988.7969 | 289.1654 | 0.04506% | 641507.5846 | 32170.8027 | 5.013% | 609625.9473
181 | Rector | GREATER TEHACHAPI | {'Springville': 21.8, 'Reedley': 22.0, 'Corcoran': 22.0, 'GWF Hanford Sw Sta': 22.6, 'Kingsburg': 22.7, 'Wahtoke': 24.4, 'Alpaugh': 26.4, 'Olive': 30.2, 'McCall': 30.5, 'Leprino Jct': 33.1, 'Vestal': 33.2, 'Sanger': 34.5, 'Henrietta': 37.0, 'Malaga': 37.9} | 581918.5625 | 143069.0781 | 24.59% | 438849.4844 | 75.41% | 70612 | 12.13% | 405885.5938 | 69.75% | 12.2927 | 164576.0781 | 28.28% | 267701.5 | 46% | 1 | 57605.0625 | 9.899% | 0 | 0% | 122747.9766 | 21.09% | 459170.5859 | 70640.9062 | 12.14% | 511277.6562 | 110921.9609 | 19.06% | 470996.6016 | 205251.4375 | 35.27% | 376667.125 | 75595.4297 | 12.99% | 506323.1328 | 16983.8711 | 2.919% | 564934.6914
182 | Springville | GREATER TEHACHAPI | {'Vestal': 20.1, 'Rector': 21.8, 'Alpaugh': 30.7, 'Olive': 31.9, 'Corcoran': 34.6, 'Poso Mountain': 37.9, 'Smyrna': 39.6} | 461356.1875 | 109904.875 | 23.82% | 351451.3125 | 76.18% | 135151.8125 | 29.29% | 248813.0625 | 53.93% | 11.692 | 113186.3125 | 24.53% | 108737.2656 | 23.57% | 0 | 180342.1406 | 39.09% | 0 | 0% | 217725.0312 | 47.19% | 243631.1562 | 33052.9961 | 7.164% | 428303.1914 | 57290.2891 | 12.42% | 404065.8984 | 253177.2031 | 54.88% | 208178.9844 | 156547.5625 | 33.93% | 304808.625 | 15316.7773 | 3.32% | 446039.4102
183 | Vestal | GREATER TEHACHAPI | {'Springville': 20.1, 'Olive': 20.6, 'Poso Mountain': 20.8, 'Charca': 21.0, 'Smyrna': 22.5, 'Alpaugh': 22.5, 'Lerdo': 23.9, 'Semitropic': 25.9, 'Shafter': 26.1, 'Sycamore': 27.4, 'Kern Oil': 27.9, '7th Standard': 27.9, 'Rio Bravo': 29.3, 'California Water': 30.8, 'Bakersfield': 31.7, 'Columbus': 31.7, 'Renfro': 31.7, 'Kern Power': 31.9, 'Rosedale': 32.1, 'Corcoran': 32.2, 'Goose Lake': 32.4, 'Westpark': 32.4, 'Rector': 33.2, 'Magunden': 34.4, 'Tupman': 35.2, 'Tevis': 36.1, 'Stockdale': 36.2, 'Midway': 36.6, 'Regulus': 39.6, 'Lamont': 39.7} | 642147.1875 | 138545.1562 | 21.58% | 503602.0312 | 78.42% | 123647.3047 | 19.26% | 467599.1328 | 72.82% | 9.0777 | 121034.3125 | 18.85% | 255672.2969 | 39.82% | 1 | 177848.3906 | 27.7% | 0 | 0% | 279322.1875 | 43.5% | 362825 | 54984.7422 | 8.563% | 587162.4453 | 115410.8672 | 17.97% | 526736.3203 | 334744.25 | 52.13% | 307402.9375 | 148841.5156 | 23.18% | 493305.6719 | 14448.8594 | 2.25% | 627698.3281
184 | UltraPower Chinese Station | NORTHERN CALIFORNIA | {'Peoria': 2.3, 'Curtis': 11.1, 'Warnerville': 19.9, 'Riverbank': 24.6, 'Bellota': 30.8, 'Donnells': 35.3, 'Ripon': 37.4, 'Camanche': 37.8} | 392527.1562 | 14941.1162 | 3.806% | 377586.04 | 96.19% | 102200.3594 | 26.04% | 243730.2969 | 62.09% | 11 | 44022.7656 | 11.22% | 17129.877 | 4.364% | 0 | 162177.4375 | 41.32% | 20357.6719 | 5.186% | 289773.875 | 73.82% | 102753.2812 | 114924.6016 | 29.28% | 277602.5547 | 167488.1094 | 42.67% | 225039.0469 | 343274.1562 | 87.45% | 49253 | 238352.9062 | 60.72% | 154174.25 | 34003.918 | 8.663% | 358523.2383
185 | Curtis | NORTHERN CALIFORNIA | {'Peoria': 10.9, 'UltraPower Chinese Station': 11.1, 'Donnells': 24.4, 'Warnerville': 30.9, 'Riverbank': 35.1, 'Bellota': 37.9} | 348364.7188 | 38697.3906 | 11.11% | 309667.3281 | 88.89% | 94149.4609 | 27.03% | 206512.3516 | 59.28% | 14.8631 | 661.7595 | 0.19% | 224.8359 | 0.06454% | 0 | 223240.5469 | 64.08% | 72344.1562 | 20.77% | 175983.0312 | 50.52% | 172381.6875 | 89078.5938 | 25.57% | 259286.125 | 122922.25 | 35.29% | 225442.4688 | 242319.4375 | 69.56% | 106045.2812 | 211359.9062 | 60.67% | 137004.8125 | 12247.4971 | 3.516% | 336117.2217
186 | Peoria | NORTHERN CALIFORNIA | {'UltraPower Chinese Station': 2.3, 'Curtis': 10.9, 'Warnerville': 20.0, 'Riverbank': 24.2, 'Bellota': 29.2, 'Donnells': 34.6, 'Camanche': 35.8, 'Ripon': 36.9, 'Lockeford': 39.0} | 390836.9062 | 15335.541 | 3.924% | 375501.3652 | 96.08% | 102454.8828 | 26.21% | 242616.3672 | 62.08% | 11.2222 | 42005.4922 | 10.75% | 14435.2695 | 3.693% | 0 | 168031.6562 | 42.99% | 18030.75 | 4.613% | 283379.4688 | 72.51% | 107457.4375 | 102435.4453 | 26.21% | 288401.4609 | 156959.25 | 40.16% | 233877.6562 | 339233.125 | 86.8% | 51603.7812 | 243007.7031 | 62.18% | 147829.2031 | 33093.25 | 8.467% | 357743.6562
187 | Moorpark | GREATER LA METRO | {'Santa Clara': 16.2, 'Mandalay': 20.4, 'Saugus': 21.1, 'Pardee': 21.3, 'Sylmar': 23.1, 'Bailey': 35.0, 'La Cienega': 35.7, 'El Segundo': 37.6, 'Chevmain': 38.8} | 216921.3438 | 46272.5469 | 21.33% | 170648.7969 | 78.67% | 40368.9531 | 18.61% | 136535.1562 | 62.94% | 14.8889 | 17726.9707 | 8.172% | 33760.5898 | 15.56% | 0 | 13174.4189 | 6.073% | 158996.3906 | 73.3% | 90733.4141 | 41.83% | 126187.9297 | 17134.4785 | 7.899% | 199786.8652 | 41622.7891 | 19.19% | 175298.5547 | 121012.8281 | 55.79% | 95908.5156 | 64396.4492 | 29.69% | 152524.8945 | 19906.7402 | 9.177% | 197014.6035
188 | Santa Clara | GREATER LA METRO | {'Mandalay': 7.5, 'Moorpark': 16.2, 'Pardee': 35.7, 'Saugus': 35.8, 'Sylmar': 39.1} | 176032.9375 | 55444.3672 | 31.5% | 120588.5703 | 68.5% | 30459.4395 | 17.3% | 120128.8574 | 68.24% | 8.1247 | 19129.1836 | 10.87% | 31033.5996 | 17.63% | 0 | 12330.9658 | 7.005% | 116710.7422 | 66.3% | 55655.8945 | 31.62% | 120377.043 | 13284.6855 | 7.547% | 162748.252 | 23793.2969 | 13.52% | 152239.6406 | 73195.3672 | 41.58% | 102837.5703 | 44088.1289 | 25.05% | 131944.8086 | 13459.9854 | 7.646% | 162572.9521
189 | Davis | NORTHERN CALIFORNIA | {'Woodland': 9.3, 'Vaca Dixon': 14.2, 'Putah Creek': 14.2, 'Peabody': 22.0, 'Grand Island': 23.0, 'Shilo III': 26.7, 'Birds Landing': 29.5, 'Pleasant Grove': 30.0, 'Rio Oso': 30.6, 'Gold Hill': 33.2, 'Tulucay': 35.5, 'Pittsburg': 36.2, 'Contra Costa': 37.8, 'Eight Mile': 38.8, 'Olivehurst': 39.2} | 469770.625 | 27951.0449 | 5.95% | 441819.5801 | 94.05% | 42143.8906 | 8.971% | 383595.6719 | 81.66% | 9.7691 | 100295.5469 | 21.35% | 263164.2188 | 56.02% | 0 | 22404.2852 | 4.769% | 0 | 0% | 164767.0469 | 35.07% | 305003.5781 | 75425.1328 | 16.06% | 394345.4922 | 125894.6328 | 26.8% | 343875.9922 | 254566.9531 | 54.19% | 215203.6719 | 16217.2148 | 3.452% | 453553.4102 | 34815.4766 | 7.411% | 434955.1484
190 | Putah Creek | NORTHERN CALIFORNIA | {'Vaca Dixon': 9.3, 'Davis': 14.2, 'Peabody': 16.4, 'Woodland': 16.7, 'Tulucay': 24.1, 'Shilo III': 25.7, 'Birds Landing': 28.9, 'Grand Island': 29.8, 'Carquinez': 32.9, 'Pittsburg': 34.0, 'Martinez': 35.7, 'Lakeville': 36.9, 'Contra Costa': 37.9, 'Penngrove': 39.8, 'Clayton': 40.0} | 459152.9375 | 33366.7422 | 7.267% | 425786.1953 | 92.73% | 41307.1133 | 8.996% | 375798.6992 | 81.85% | 9.0757 | 57359.8984 | 12.49% | 202511.4375 | 44.11% | 0 | 125800.4375 | 27.4% | 4430.7471 | 0.965% | 238144.0938 | 51.87% | 221008.8438 | 60116.7578 | 13.09% | 399036.1797 | 81565.4297 | 17.76% | 377587.5078 | 283645.0312 | 61.78% | 175507.9062 | 103134.7344 | 22.46% | 356018.2031 | 27337.4141 | 5.954% | 431815.5234
191 | East Marysville | NORTHERN CALIFORNIA | {'Olivehurst': 5.0, 'Pease': 5.4, 'Honcut': 11.0, 'Rio Oso': 16.6, 'Palermo': 20.2, 'Wyandotte': 22.7, 'Thermalito': 24.5, 'Higgins': 26.6, 'Pleasant Grove': 27.3, 'Table Mountain': 27.4, 'Brunswick': 28.6, 'Woodland': 35.2, 'Cortina': 35.7} | 543734.375 | 46615.5859 | 8.573% | 497118.7891 | 91.43% | 32177.6621 | 5.918% | 401999.4004 | 73.93% | 13 | 131281.125 | 24.14% | 205600.9844 | 37.81% | 0 | 84354.3281 | 15.51% | 0 | 0% | 313547.1875 | 57.67% | 230187.1875 | 47489.7578 | 8.734% | 496244.6172 | 154832.6562 | 28.48% | 388901.7188 | 404355.7188 | 74.37% | 139378.6562 | 65937.3594 | 12.13% | 477797.0156 | 53693.6602 | 9.875% | 490040.7148
192 | Olivehurst | NORTHERN CALIFORNIA | {'East Marysville': 5.0, 'Pease': 8.3, 'Rio Oso': 11.6, 'Honcut': 16.0, 'Pleasant Grove': 22.6, 'Higgins': 24.5, 'Palermo': 25.1, 'Wyandotte': 27.6, 'Brunswick': 28.9, 'Thermalito': 29.5, 'Woodland': 30.9, 'Table Mountain': 32.4, 'Cortina': 36.6, 'Gold Hill': 37.1, 'Davis': 39.2} | 566984.6875 | 54524.6133 | 9.617% | 512460.0742 | 90.38% | 33354.4961 | 5.883% | 434795.2227 | 76.69% | 11.8333 | 123305.25 | 21.75% | 243730.7969 | 42.99% | 0 | 76318.8984 | 13.46% | 0 | 0% | 299979.1562 | 52.91% | 267005.5312 | 35906.2891 | 6.333% | 531078.3984 | 173452.7188 | 30.59% | 393531.9688 | 411822.6875 | 72.63% | 155162 | 61443.1367 | 10.84% | 505541.5508 | 58060.4023 | 10.24% | 508924.2852
193 | Morro Bay |  | {'Diablo': 10.9, 'Mustang': 12.2, 'San Luis Obispo': 14.7, 'Templeton': 15.9, 'Oceano': 24.4, 'Mesa': 34.0, 'Cholame': 36.3} | 254859.0469 | 42422.2539 | 16.65% | 212436.793 | 83.35% | 39261.4141 | 15.41% | 190906.8516 | 74.91% | 11 | 19710.1172 | 7.734% | 7735.1738 | 3.035% | 0 | 107802.2734 | 42.3% | 69068.0391 | 27.1% | 90980.7812 | 35.7% | 163878.2656 | 59171.5078 | 23.22% | 195687.5391 | 107977.7891 | 42.37% | 146881.2578 | 156377.1094 | 61.36% | 98481.9375 | 124803.0703 | 48.97% | 130055.9766 | 15451.0918 | 6.063% | 239407.9551
194 | Palomar | SAN DIEGO | {'Encina': 2.9, 'San Luis Rey': 6.7, 'Escondido': 9.9, 'Penasquitos': 14.6, 'Sycamore Canyon': 20.6, 'Kearny': 21.9, 'San Onofre': 23.0, 'Mission': 24.9, 'Old Town': 25.2, 'Talega': 28.1, 'Silvergate': 30.6, 'Capistrano': 34.6, 'Miguel': 35.4, 'Margarita': 35.4, 'Bay Boulevard': 37.2, 'Trabuco': 37.6} | 81939.8672 | 29053.332 | 35.46% | 52886.5352 | 64.54% | 44.379 | 0.05416% | 18615.3398 | 22.72% | 39.1727 | 15988.6445 | 19.51% | 4295.229 | 5.242% | 0 | 51087.7656 | 62.35% | 29152.9395 | 35.58% | 34763.1992 | 42.43% | 47176.668 | 15269.5156 | 18.64% | 66670.3516 | 24434.4023 | 29.82% | 57505.4648 | 43879.8867 | 53.55% | 38059.9805 | 5263.6245 | 6.424% | 76676.2427 | 5771.2705 | 7.043% | 76168.5967
195 | Margarita | GREATER LA METRO | {'Trabuco': 2.8, 'Capistrano': 3.4, 'Talega': 7.4, 'Viejo': 8.1, 'Santiago': 11.3, 'San Onofre': 13.1, 'Johanna': 17.2, 'Lee Lake (Proposed)': 17.2, 'Ellis': 20.4, 'Huntington Beach': 21.2, 'Serrano': 21.3, 'Villa Park': 21.8, 'Lewis': 23.7, 'Barre': 27.1, 'San Luis Rey': 28.8, 'Valley': 30.2, 'Alamitos': 30.9, 'Chino': 31.0, 'Mira Loma': 31.8, 'Olinda': 32.1, 'Encina': 33.1, 'Del Amo': 33.9, 'Palomar': 35.4, 'Walnut': 36.6, 'Rancho Vista': 37.5, 'Long Beach': 37.5, 'Etiwanda': 37.6, 'Center': 37.9, 'Harborgen': 38.0, 'Vista': 38.2, 'Lighthipe': 38.9, 'Hinson': 39.0, 'Padua': 39.3, 'Arcogen': 40.0} | 64212.7734 | 4846.061 | 7.547% | 59366.7124 | 92.45% | 15633.8994 | 24.35% | 23613.249 | 36.77% | 32.9775 | 1521.1249 | 2.369% | 182.2037 | 0.2837% | 0 | 25627.2617 | 39.91% | 35477.1055 | 55.25% | 30070.043 | 46.83% | 34142.7305 | 30071.1309 | 46.83% | 34141.6426 | 36227.1953 | 56.42% | 27985.5781 | 54965.5508 | 85.6% | 9247.2227 | 29156.0684 | 45.41% | 35056.7051 | 4874.2241 | 7.591% | 59338.5493
196 | Huntington Beach |  | {'Ellis': 3.4, 'Johanna': 8.6, 'Alamitos': 10.8, 'Barre': 11.2, 'Lewis': 12.1, 'Santiago': 12.2, 'Villa Park': 14.3, 'Del Amo': 15.5, 'Long Beach': 16.5, 'Serrano': 16.6, 'Harborgen': 17.0, 'Hinson': 18.5, 'Trabuco': 18.5, 'Arcogen': 19.3, 'Viejo': 19.4, 'Lighthipe': 19.8, 'Capistrano': 20.2, 'Center': 20.8, 'Olinda': 20.9, 'Margarita': 21.2, 'Laguna Bell': 24.8, 'Walnut': 25.0, 'La Fresa': 25.6, 'Talega': 27.0, 'Redondo': 27.4, 'Mesa (SCE)': 28.0, 'El Nido': 28.5, 'Chino': 29.8, 'Chevmain': 30.2, 'San Onofre': 31.0, 'Lee Lake (Proposed)': 31.2, 'El Segundo': 31.4, 'Rio Hondo': 31.6, 'La Cienega': 33.6, 'Mira Loma': 34.5, 'Goodrich': 35.4, 'Padua': 38.0, 'Rancho Vista': 39.7} | 12917.4873 | 2775.8499 | 21.49% | 10141.6375 | 78.51% | 1204.4081 | 9.324% | 3513.3492 | 27.2% | 48 | 12.6968 | 0.09829% | 26.2704 | 0.2034% | 0 | 154.6359 | 1.197% | 1432.8673 | 11.09% | 450.9598 | 3.491% | 12466.5275 | 2454.0935 | 19% | 10463.3938 | 9445.0449 | 73.12% | 3472.4424 | 10030.2363 | 77.65% | 2887.251 | 498.8278 | 3.862% | 12418.6595 | 542.2379 | 4.198% | 12375.2495
197 | Los Esteros | NORTHERN CALIFORNIA | {'Schulte Switching Station': 3.7, 'Newark': 5.9, 'Hicks': 13.5, 'East Shore': 17.0, 'Coyote': 17.5, 'Metcalf': 17.5, 'Cayetano': 23.2, 'Green Ridge Midway': 28.0, 'Tesla': 28.2, 'Delta Switching Yard': 30.9, 'Kelso': 31.3, 'Martin (San Francisco H)': 32.3, 'Clayton': 35.7, 'Brentwood': 36.7, 'Lone Tree': 37.1} | 126492.3438 | 6339.0425 | 5.011% | 120153.3013 | 94.99% | 45145.4766 | 35.69% | 64284.3125 | 50.82% | 12.8 | 1757.3917 | 1.389% | 709.8133 | 0.5612% | 0 | 90383.625 | 71.45% | 19809.8516 | 15.66% | 90349.5234 | 71.43% | 36142.8203 | 44680.0156 | 35.32% | 81812.3281 | 63795.6719 | 50.43% | 62696.6719 | 105224.6953 | 83.19% | 21267.6484 | 83186.0156 | 65.76% | 43306.3281 | 7405.5024 | 5.855% | 119086.8413
198 | Birds Landing | NORTHERN CALIFORNIA | {'Shilo III': 3.2, 'Pittsburg': 7.1, 'Contra Costa': 9.0, 'Lone Tree': 12.9, 'Peabody': 13.5, 'Clayton': 14.6, 'Grand Island': 15.0, 'Brentwood': 16.5, 'Martinez': 17.3, 'Vaca Dixon': 19.7, 'Carquinez': 22.9, 'Delta Switching Yard': 25.1, 'Eight Mile': 25.1, 'Tulucay': 25.3, 'Kelso': 25.8, 'Cayetano': 26.9, 'Stagg': 27.8, 'Putah Creek': 28.9, 'Davis': 29.5, 'Green Ridge Midway': 30.5, 'Tesla': 31.9, 'Weber': 35.1, 'Lockeford': 36.4, 'Vierra': 37.8, 'East Shore': 37.9, 'Woodland': 38.5, 'Ignacio': 38.8} | 354903.125 | 45106.9297 | 12.71% | 309796.1953 | 87.29% | 71748.2656 | 20.22% | 243590.5469 | 68.64% | 11.6667 | 87287.9297 | 24.59% | 119115.4219 | 33.56% | 0 | 21346.4863 | 6.015% | 4397.8247 | 1.239% | 65506.0352 | 18.46% | 289397.0898 | 104281.4531 | 29.38% | 250621.6719 | 106178.0078 | 29.92% | 248725.1172 | 150363.3125 | 42.37% | 204539.8125 | 20388.4746 | 5.745% | 334514.6504 | 61264.0703 | 17.26% | 293639.0547
199 | Cayetano | NORTHERN CALIFORNIA | {'Delta Switching Yard': 9.3, 'Kelso': 10.0, 'Green Ridge Midway': 10.1, 'Tesla': 11.4, 'Brentwood': 13.5, 'Lone Tree': 14.4, 'Clayton': 17.8, 'Contra Costa': 18.0, 'Newark': 20.2, 'East Shore': 20.5, 'Pittsburg': 21.7, 'Los Esteros': 23.2, 'Martinez': 26.8, 'Schulte Switching Station': 26.9, 'Birds Landing': 26.9, 'Vierra': 27.5, 'Stagg': 29.0, 'Shilo III': 30.1, 'Eight Mile': 30.9, 'Weber': 31.6, 'Westley': 32.8, 'Ripon': 34.2, 'Martin (San Francisco H)': 35.0, 'Grand Island': 35.4, 'Hicks': 35.6, 'Carquinez': 35.6, 'Metcalf': 35.6, 'Coyote': 35.7, 'Peabody': 39.3} | 294183.9688 | 9062.6621 | 3.081% | 285121.3066 | 96.92% | 93765.8828 | 31.87% | 171418.6797 | 58.27% | 10.7498 | 15645.6289 | 5.318% | 56731.1836 | 19.28% | 0 | 89405.7734 | 30.39% | 30809.75 | 10.47% | 176031.1094 | 59.84% | 118152.8594 | 138355.25 | 47.03% | 155828.7188 | 161461.3594 | 54.88% | 132722.6094 | 225056.2812 | 76.5% | 69127.6875 | 104992.0469 | 35.69% | 189191.9219 | 18734.8867 | 6.368% | 275449.082
200 | Silvergate | SAN DIEGO | {'Old Town': 5.7, 'Mission': 6.1, 'Bay Boulevard': 6.6, 'Miguel': 9.4, 'Kearny': 9.5, 'Otay Mesa': 15.9, 'Penasquitos': 16.0, 'Sycamore Canyon': 16.6, 'Suncrest': 28.0, 'Escondido': 29.7, 'Palomar': 30.6, 'Encina': 32.4, 'San Luis Rey': 37.3} | 26511.9336 | 2082.7026 | 7.856% | 24429.231 | 92.14% | 4336.9307 | 16.36% | 10999.8965 | 41.49% | 23.5541 | 23.4305 | 0.08838% | 13.1213 | 0.04949% | 0 | 7614.3765 | 28.72% | 12722.1133 | 47.99% | 6893.1387 | 26% | 19618.7949 | 18243.2188 | 68.81% | 8268.7148 | 22118.2891 | 83.43% | 4393.6445 | 24298.209 | 91.65% | 2213.7246 | 7676.4263 | 28.95% | 18835.5073 | 1360.9652 | 5.133% | 25150.9684
201 | Richmond | NORTHERN CALIFORNIA | {} | 391952.9688 | 80106.8984 | 20.44% | 311846.0703 | 79.56% | 223991.6094 | 57.15% | 145346.1094 | 37.08% | 6.1721 | 29643.0469 | 7.563% | 0 | 0% | 0 | 317227.0312 | 80.93% | 0 | 0% | 100596.7734 | 25.67% | 291356.1953 | 83301.8594 | 21.25% | 308651.1094 | 90426.125 | 23.07% | 301526.8438 | 193710.3281 | 49.42% | 198242.6406 | 208993.25 | 53.32% | 182959.7188 | 44410.2227 | 11.33% | 347542.7461
202 | Rancho Vista | GREATER LA METRO | {'Etiwanda': 0.4, 'Mira Loma': 5.8, 'Padua': 6.4, 'Chino': 10.3, 'Vista': 12.8, 'San Bernardino': 17.0, 'Lugo': 21.4, 'Serrano': 23.1, 'Lee Lake (Proposed)': 23.8, 'Olinda': 24.3, 'Walnut': 24.5, 'Villa Park': 25.5, 'Rio Hondo': 25.6, 'El Casco': 27.6, 'Lewis': 28.4, 'Viejo': 29.7, 'Victor': 29.9, 'Johanna': 31.7, 'Goodrich': 32.0, 'Barre': 32.1, 'Santiago': 32.1, 'Valley': 32.4, 'Mesa (SCE)': 33.2, 'Roadway': 34.3, 'Center': 34.6, 'Laguna Bell': 36.0, 'Del Amo': 36.3, 'Ellis': 36.4, 'Trabuco': 37.1, 'Margarita': 37.5, 'Gould': 38.5, 'Alamitos': 39.4, 'Lighthipe': 39.5, 'Huntington Beach': 39.7} | 74557.6641 | 5712.3125 | 7.662% | 68845.3516 | 92.34% | 9834.6104 | 13.19% | 42302.4326 | 56.74% | 24.2743 | 942.0356 | 1.263% | 1905.9457 | 2.556% | 0 | 17234.4277 | 23.12% | 48071.0859 | 64.48% | 35261.8555 | 47.29% | 39295.8086 | 37698.4961 | 50.56% | 36859.168 | 45864.5508 | 61.52% | 28693.1133 | 64429.0273 | 86.42% | 10128.6367 | 26764.5488 | 35.9% | 47793.1152 | 7395.2495 | 9.919% | 67162.4146
203 | Hilltop | NORTHERN CALIFORNIA | {'Madeline': 38.7} | 558367.5625 | 61425.3594 |  | 496942.2031 |  | 356151.2812 |  | 172144.4688 |  | 10.1396 | 22414.8105 |  | 23121.3789 |  |  | 223269.5938 |  | 0 |  | 285057.6875 |  |  | 114182.7656 |  |  | 68977.4609 |  |  | 357383.0938 |  |  | 382313.4375 |  |  | 63326.3086
204 | Thermalito | NORTHERN CALIFORNIA | {'Table Mountain': 2.9, 'Wyandotte': 5.1, 'Palermo': 7.4, 'Honcut': 13.5, 'Pease': 23.8, 'East Marysville': 24.5, 'Olivehurst': 29.5, 'Glenn': 32.7, 'Delevan': 35.5, 'Brunswick': 37.5} | 479550.2188 | 38273.6953 | 7.981% | 441276.5234 | 92.02% | 47457.3398 | 9.896% | 328115.8477 | 68.42% | 13.2267 | 158172.9219 | 32.98% | 99537.2031 | 20.76% | 0 | 88872.1719 | 18.53% | 56943.0312 | 11.87% | 270837.4062 | 56.48% | 208712.8125 | 89184.1719 | 18.6% | 390366.0469 | 217127.3281 | 45.28% | 262422.8906 | 384111.3438 | 80.1% | 95438.875 | 87126.7578 | 18.17% | 392423.4609 | 52882.9258 | 11.03% | 426667.293
205 | Martinez | NORTHERN CALIFORNIA | {'Carquinez': 8.9, 'Clayton': 9.4, 'Pittsburg': 12.0, 'Birds Landing': 17.3, 'Tulucay': 18.1, 'Shilo III': 18.1, 'Contra Costa': 18.2, 'Lone Tree': 20.0, 'Peabody': 20.3, 'Ignacio': 23.5, 'Brentwood': 24.9, 'Martin (San Francisco H)': 26.8, 'Cayetano': 26.8, 'East Shore': 26.9, 'Vaca Dixon': 28.7, 'Lakeville': 30.1, 'Delta Switching Yard': 30.8, 'Kelso': 31.8, 'Grand Island': 32.3, 'Green Ridge Midway': 35.1, 'Putah Creek': 35.7, 'Newark': 36.2, 'Tesla': 36.6, 'Penngrove': 37.1} | 162668.2031 | 32192.4668 | 19.79% | 130475.7363 | 80.21% | 23056.9004 | 14.17% | 105472.4277 | 64.84% | 33 | 20719.6621 | 12.74% | 8741.9238 | 5.374% | 0 | 38933.4141 | 23.93% | 20549.2578 | 12.63% | 61511.7891 | 37.81% | 101156.4141 | 61742.8555 | 37.96% | 100925.3477 | 78479.9609 | 48.25% | 84188.2422 | 115569.5625 | 71.05% | 47098.6406 | 36714.8828 | 22.57% | 125953.3203 | 26531.834 | 16.31% | 136136.3691
206 | Lone Tree | NORTHERN CALIFORNIA | {'Contra Costa': 3.9, 'Brentwood': 4.9, 'Pittsburg': 9.7, 'Clayton': 11.4, 'Delta Switching Yard': 12.6, 'Birds Landing': 12.9, 'Kelso': 13.4, 'Cayetano': 14.4, 'Shilo III': 16.1, 'Green Ridge Midway': 17.9, 'Tesla': 19.3, 'Martinez': 20.0, 'Grand Island': 21.8, 'Eight Mile': 22.3, 'Stagg': 22.6, 'Peabody': 26.1, 'Weber': 28.4, 'Carquinez': 28.4, 'Vierra': 28.4, 'East Shore': 29.5, 'Vaca Dixon': 32.6, 'Newark': 33.2, 'Tulucay': 34.6, 'Lockeford': 34.7, 'Ripon': 36.0, 'Los Esteros': 37.1, 'Martin (San Francisco H)': 39.2, 'Westley': 39.5} | 364655.6875 | 35149.3984 | 9.639% | 329506.2891 | 90.36% | 96028.6484 | 26.33% | 231363.4766 | 63.45% | 9.1669 | 57391.7188 | 15.74% | 132677.7031 | 36.38% | 0 | 37398.8203 | 10.26% | 14012.5713 | 3.843% | 112355.5859 | 30.81% | 252300.1016 | 125591.8516 | 34.44% | 239063.8359 | 134857.9531 | 36.98% | 229797.7344 | 190646.5938 | 52.28% | 174009.0938 | 24988.0918 | 6.853% | 339667.5957 | 43584.2695 | 11.95% | 321071.418
207 | Delta PP | NORTHERN CALIFORNIA | {'Kelso': 1.0, 'Green Ridge Midway': 5.4, 'Tesla': 6.8, 'Brentwood': 8.7, 'Cayetano': 9.3, 'Lone Tree': 12.6, 'Contra Costa': 16.3, 'Vierra': 18.9, 'Stagg': 19.9, 'Clayton': 21.4, 'Pittsburg': 22.2, 'Eight Mile': 22.3, 'Weber': 22.4, 'Birds Landing': 25.1, 'Ripon': 26.1, 'Westley': 27.4, 'Shilo III': 28.3, 'Newark': 28.8, 'East Shore': 29.7, 'Grand Island': 29.8, 'Martinez': 30.8, 'Los Esteros': 30.9, 'Lockeford': 33.3, 'Schulte Switching Station': 34.5, 'Bellota': 36.3, 'Peabody': 38.5, 'Riverbank': 39.0, 'Carquinez': 39.7} | 399845 | 8584.4893 | 2.147% | 391260.5107 | 97.85% | 114541.3672 | 28.65% | 241771.3516 | 60.47% | 11.6914 | 27487.9805 | 6.875% | 157817.6875 | 39.47% | 0 | 70402.0391 | 17.61% | 8148.6514 | 2.038% | 178525.5781 | 44.65% | 221319.4219 | 150096.4688 | 37.54% | 249748.5312 | 158553.8906 | 39.65% | 241291.1094 | 238167.875 | 59.57% | 161677.125 | 80929.6562 | 20.24% | 318915.3438 | 28754.1309 | 7.191% | 371090.8691
208 | Green Ridge Midway | NORTHERN CALIFORNIA | {'Tesla': 1.6, 'Kelso': 5.0, 'Delta Switching Yard': 5.4, 'Cayetano': 10.1, 'Brentwood': 14.2, 'Vierra': 17.8, 'Lone Tree': 17.9, 'Contra Costa': 21.7, 'Stagg': 22.5, 'Weber': 23.2, 'Westley': 23.2, 'Ripon': 24.2, 'Clayton': 25.7, 'Eight Mile': 25.7, 'Newark': 26.8, 'Pittsburg': 27.3, 'Los Esteros': 28.0, 'East Shore': 29.8, 'Birds Landing': 30.5, 'Schulte Switching Station': 31.4, 'Shilo III': 33.7, 'Grand Island': 34.9, 'Martinez': 35.1, 'Lockeford': 35.7, 'Metcalf': 35.7, 'Coyote': 36.0, 'Bellota': 37.1, 'Riverbank': 37.3, 'Hicks': 38.1} | 428429.9375 | 9470.2344 | 2.21% | 418959.7031 | 97.79% | 129344.8047 | 30.19% | 256249.3828 | 59.81% | 12 | 25404.3105 | 5.93% | 156782.5469 | 36.59% | 0 | 91007.8828 | 21.24% | 7775.3301 | 1.815% | 225845.2969 | 52.71% | 202584.6406 | 154600.9219 | 36.09% | 273829.0156 | 167004.7969 | 38.98% | 261425.1406 | 270330.4688 | 63.1% | 158099.4688 | 120615.5469 | 28.15% | 307814.3906 | 25279.8867 | 5.901% | 403150.0508
209 | Inyo | GREATER KRAMER | {'Control': 2.2} | 84343.1719 | 13975.9785 | 16.57% | 70367.1934 | 83.43% | 71738.0391 | 85.05% | 9907.5234 | 11.75% | 4 | 828.2286 | 0.982% | 0 | 0% | 0 | 47467.0273 | 56.28% | 0 | 0% | 0 | 0% | 84343.1719 | 22723.3789 | 26.94% | 61619.793 | 24708.9844 | 29.3% | 59634.1875 | 29847.4238 | 35.39% | 54495.748 | 59678.5391 | 70.76% | 24664.6328 | 4826.0742 | 5.722% | 79517.0977
210 | Control | GREATER KRAMER | {'Inyo': 2.2} | 80124.8047 | 13603.3086 | 16.98% | 66521.4961 | 83.02% | 67202.0938 | 83.87% | 10166.0625 | 12.69% | 4.0377 | 513.6296 | 0.641% | 0 | 0% | 0 | 48942.5312 | 61.08% | 0 | 0% | 0 | 0% | 80124.8047 | 20845.1719 | 26.02% | 59279.6328 | 22271.2188 | 27.8% | 57853.5859 | 26899.7227 | 33.57% | 53225.082 | 55654.6523 | 69.46% | 24470.1523 | 4736.9531 | 5.912% | 75387.8516
211 | Big Creek | SPGE | {'Sanger': 39.9} | 260879.7656 | 15335.3154 | 5.878% | 245544.4502 | 94.12% | 159596.9688 | 61.18% | 65358.7969 | 25.05% | 11.3997 | 13.9793 | 0.005359% | 0 | 0% | 0 | 159464.9062 | 61.13% | 60220.1172 | 23.08% | 45052.5391 | 17.27% | 215827.2266 | 124397.2188 | 47.68% | 136482.5469 | 103176.1484 | 39.55% | 157703.6172 | 164976.7812 | 63.24% | 95902.9844 | 182858.3438 | 70.09% | 78021.4219 | 10993.9141 | 4.214% | 249885.8516
212 | Moss Landing |  | {'Coyote': 28.7, 'Metcalf': 28.9, 'Hicks': 30.3} | 232554.1406 | 45725.9258 | 19.66% | 186828.2148 | 80.34% | 30224.1328 | 13% | 136131.5234 | 58.54% | 20 | 17509.084 | 7.529% | 65481.1016 | 28.16% | 1 | 59132.7852 | 25.43% | 30158.375 | 12.97% | 67136.7969 | 28.87% | 165417.3438 | 37218.3164 | 16% | 195335.8242 | 62882.0938 | 27.04% | 169672.0469 | 116237.5391 | 49.98% | 116316.6016 | 49075.6445 | 21.1% | 183478.4961 | 12182.8105 | 5.239% | 220371.3301
213 | Cal Ave | SPGE | {'Malaga': 2.8, 'West Fresno': 3.0, 'Kearney': 6.6, 'Sanger': 8.5, 'McCall': 10.2, 'Gregg': 12.5, 'Mc Mullin': 15.2, 'Borden': 18.6, 'Wahtoke': 18.7, 'Kingsburg': 18.9, 'Reedley': 22.9, 'Helm': 24.5, 'Schindler': 30.2, 'GWF Hanford Sw Sta': 31.7, 'Newhall': 32.8, 'Leprino Jct': 33.4, 'Henrietta': 33.9, 'Tranquility': 36.7, 'Cantua': 37.8, 'Dairyland': 38.3, 'Mendota': 38.5} | 568023 | 139424.9219 | 24.55% | 428598.0781 | 75.45% | 41910.7578 | 7.378% | 363358.4922 | 63.97% | 18.7778 | 146374.7031 | 25.77% | 288758.6875 | 50.84% | 0 | 2083.6367 | 0.3668% | 0 | 0% | 101644.2656 | 17.89% | 466378.7344 | 95172.5859 | 16.76% | 472850.4141 | 96814.6328 | 17.04% | 471208.3672 | 161278.1562 | 28.39% | 406744.8438 | 55288.4023 | 9.733% | 512734.5977 | 41541.9844 | 7.313% | 526481.0156
214 | Poso Mountain | SPGE | {'Sycamore': 7.6, 'Kern Oil': 8.9, 'California Water': 10.0, 'Columbus': 11.1, 'Lerdo': 11.7, 'Bakersfield': 12.2, '7th Standard': 12.8, 'Westpark': 13.6, 'Magunden': 13.8, 'Rosedale': 14.3, 'Kern Power': 14.7, 'Renfro': 16.6, 'Stockdale': 17.8, 'Lamont': 18.9, 'Rio Bravo': 18.9, 'Regulus': 18.9, 'Tevis': 19.2, 'Shafter': 20.5, 'Vestal': 20.8, 'Charca': 21.0, 'Grimway': 22.2, 'Tupman': 22.6, 'Semitropic': 27.1, 'Norco': 27.3, 'Midway': 29.9, 'Smyrna': 30.0, 'Wheeler Ridge': 32.5, 'Elk Hills': 33.0, 'Goose Lake': 35.1, 'Olive': 36.0, 'Springville': 37.9, 'Alpaugh': 39.5} | 545268.5 | 93357.2109 | 17.12% | 451911.2891 | 82.88% | 136476.9062 | 25.03% | 380020.5312 | 69.69% | 8.0485 | 32630.9473 | 5.984% | 159603.2969 | 29.27% | 1 | 225504.1094 | 41.36% | 0 | 0% | 278621.6562 | 51.1% | 266646.8438 | 68455.125 | 12.55% | 476813.375 | 118038.0391 | 21.65% | 427230.4609 | 299255.2188 | 54.88% | 246013.2812 | 200075.1719 | 36.69% | 345193.3281 | 8162.6411 | 1.497% | 537105.8589
215 | Walnut | GREATER LA METRO | {'Olinda': 4.6, 'Rio Hondo': 6.9, 'Mesa (SCE)': 9.4, 'Center': 10.5, 'Laguna Bell': 11.6, 'Goodrich': 12.6, 'Del Amo': 13.9, 'Barre': 13.9, 'Lewis': 14.0, 'Villa Park': 14.9, 'Serrano': 15.4, 'Lighthipe': 15.6, 'Chino': 15.6, 'Alamitos': 18.8, 'Padua': 19.4, 'Gould': 20.0, 'Hinson': 20.4, 'Johanna': 21.1, 'Arcogen': 21.4, 'Mira Loma': 22.1, 'Ellis': 22.3, 'Harborgen': 22.5, 'Long Beach': 23.0, 'La Fresa': 24.0, 'Rancho Vista': 24.5, 'La Cienega': 24.6, 'Etiwanda': 24.9, 'Huntington Beach': 25.0, 'El Nido': 25.5, 'Santiago': 25.9, 'Chevmain': 27.0, 'Redondo': 27.5, 'El Segundo': 28.0, 'Viejo': 29.4, 'Lee Lake (Proposed)': 33.8, 'Vincent': 34.3, 'Trabuco': 34.6, 'Vista': 36.3, 'Margarita': 36.6, 'Sylmar': 37.6, 'Capistrano': 37.9} | 19094.6016 | 4788.748 | 25.08% | 14305.8535 | 74.92% | 2046.4716 | 10.72% | 11950.1105 | 62.58% | 12.8667 | 474.4947 | 2.485% | 1280.4282 | 6.706% | 0 | 3546.6455 | 18.57% | 11476.5244 | 60.1% | 5722.2339 | 29.97% | 13372.3677 | 2215.3132 | 11.6% | 16879.2883 | 5066.1899 | 26.53% | 14028.4116 | 10920.2061 | 57.19% | 8174.3955 | 4575.8398 | 23.96% | 14518.7617 | 3860.2283 | 20.22% | 15234.3733
216 | Chevmain | GREATER LA METRO | {'El Segundo': 1.2, 'El Nido': 1.8, 'Redondo': 3.8, 'La Fresa': 4.6, 'La Cienega': 6.9, 'Arcogen': 10.9, 'Hinson': 11.9, 'Harborgen': 13.2, 'Lighthipe': 13.2, 'Long Beach': 13.9, 'Laguna Bell': 15.5, 'Center': 17.2, 'Del Amo': 18.0, 'Mesa (SCE)': 19.2, 'Alamitos': 19.9, 'Goodrich': 24.9, 'Barre': 25.1, 'Gould': 25.2, 'Walnut': 27.0, 'Olinda': 27.8, 'Rio Hondo': 28.0, 'Sylmar': 28.3, 'Lewis': 29.7, 'Huntington Beach': 30.2, 'Ellis': 30.4, 'Villa Park': 33.2, 'Johanna': 34.2, 'Serrano': 35.6, 'Saugus': 37.2, 'Pardee': 38.4, 'Moorpark': 38.8} | 10243.6738 | 3751.3076 | 36.62% | 6492.3662 | 63.38% | 1762.4552 | 17.21% | 4049.9486 | 39.54% | 20.8333 | 0 | 0% | 0 | 0% | 0 | 2334.3479 | 22.79% | 2626.1797 | 25.64% | 1170.1719 | 11.42% | 9073.502 | 1628.2715 | 15.9% | 8615.4023 | 4471.3379 | 43.65% | 5772.3359 | 5080.1299 | 49.59% | 5163.5439 | 1196.1429 | 11.68% | 9047.5309 | 854.451 | 8.341% | 9389.2228
217 | Long Beach |  | {'Harborgen': 0.9, 'Arcogen': 3.7, 'Hinson': 3.7, 'Alamitos': 7.3, 'Lighthipe': 8.4, 'Del Amo': 9.3, 'La Fresa': 9.5, 'Redondo': 11.0, 'El Nido': 12.4, 'Center': 13.2, 'Chevmain': 13.9, 'Barre': 14.3, 'El Segundo': 15.0, 'Laguna Bell': 15.2, 'Huntington Beach': 16.5, 'Ellis': 17.2, 'La Cienega': 18.4, 'Lewis': 19.0, 'Mesa (SCE)': 19.8, 'Olinda': 21.4, 'Johanna': 21.8, 'Villa Park': 22.8, 'Walnut': 23.0, 'Serrano': 25.4, 'Santiago': 27.2, 'Rio Hondo': 27.3, 'Goodrich': 27.7, 'Gould': 31.5, 'Viejo': 34.3, 'Trabuco': 34.7, 'Chino': 35.3, 'Capistrano': 36.7, 'Margarita': 37.5} | 10242.1963 | 2393.5627 | 23.37% | 7848.6335 | 76.63% | 1009.6678 | 9.858% | 3042.0319 | 29.7% | 47 | 0 | 0% | 0 | 0% | 0 | 136.4639 | 1.332% | 0 | 0% | 10.7529 | 0.105% | 10231.4434 | 1553.6212 | 15.17% | 8688.5751 | 7788.5952 | 76.04% | 2453.6011 | 7799.3477 | 76.15% | 2442.8486 | 0 | 0% | 10242.1963 | 350.8864 | 3.426% | 9891.3099
218 | Pit 1 | NORTHERN CALIFORNIA | {'Cove Rd': 23.9, 'Round Mountain': 26.2} | 506506.8438 | 91103.2422 | 17.99% | 415403.6016 | 82.01% | 286877 | 56.64% | 204495.6562 | 40.37% | 5 | 34284.6914 | 6.769% | 409.9398 | 0.08093% | 0 | 443601.5938 | 87.58% | 0 | 0% | 182810.3281 | 36.09% | 323696.5156 | 77831.4609 | 15.37% | 428675.3828 | 67616.5078 | 13.35% | 438890.3359 | 236783.1562 | 46.75% | 269723.6875 | 297816.9375 | 58.8% | 208689.9062 | 32126.4316 | 6.343% | 474380.4121
219 | Cove Rd | NORTHERN CALIFORNIA | {'Round Mountain': 4.9, 'Pit 1': 23.9, 'Jessup': 35.5, 'Cottonwood': 37.5} | 426009.1875 | 44244.1602 | 10.39% | 381765.0273 | 89.61% | 229153.7812 | 53.79% | 181508 | 42.61% | 4.9502 | 7794.3096 | 1.83% | 570.3501 | 0.1339% | 0 | 390041.8438 | 91.56% | 26327.5059 | 6.18% | 199857.2812 | 46.91% | 226151.9062 | 96556.0156 | 22.67% | 329453.1719 | 112590.7578 | 26.43% | 313418.4297 | 260098.7031 | 61.05% | 165910.4844 | 279761.875 | 65.67% | 146247.3125 | 26998.6914 | 6.338% | 399010.4961
220 | Drum | NORTHERN CALIFORNIA | {'Brunswick': 14.5, 'Summit': 21.2, 'Higgins': 22.8, 'Placerville': 36.3} | 268597.2812 | 62351.3789 | 23.21% | 206245.9023 | 76.79% | 90517.2422 | 33.7% | 111826.6797 | 41.63% | 12.9483 | 374.1936 | 0.1393% | 133.372 | 0.04966% | 0 | 101057.5 | 37.62% | 123725.3125 | 46.06% | 75246.7422 | 28.01% | 193350.5391 | 34346.5586 | 12.79% | 234250.7227 | 51153.1133 | 19.04% | 217444.168 | 124646.8047 | 46.41% | 143950.4766 | 120757.5547 | 44.96% | 147839.7266 | 8655.7539 | 3.223% | 259941.5273
221 | Vierra | NORTHERN CALIFORNIA | {'Ripon': 7.6, 'Weber': 8.6, 'Stagg': 14.0, 'Westley': 15.5, 'Tesla': 17.0, 'Green Ridge Midway': 17.8, 'Kelso': 18.0, 'Delta Switching Yard': 18.9, 'Eight Mile': 18.9, 'Riverbank': 20.1, 'Bellota': 20.7, 'Lockeford': 22.9, 'Brentwood': 23.5, 'Warnerville': 26.1, 'Cayetano': 27.5, 'Lone Tree': 28.4, 'Contra Costa': 31.1, 'Camanche': 31.8, 'Grand Island': 34.6, 'Pittsburg': 37.8, 'Birds Landing': 37.8, 'Clayton': 39.3} | 527098.5 | 46914.6719 | 8.901% | 480183.8281 | 91.1% | 78654.3672 | 14.92% | 344179.2266 | 65.3% | 14.9596 | 90728.4141 | 17.21% | 315405.9375 | 59.84% | 0 | 0 | 0% | 0 | 0% | 207068.5625 | 39.28% | 320029.9375 | 89094.0469 | 16.9% | 438004.4531 | 104287.125 | 19.79% | 422811.375 | 244588.7812 | 46.4% | 282509.7188 | 37682.1875 | 7.149% | 489416.3125 | 23785.1426 | 4.512% | 503313.3574
222 | Coyote | NORTHERN CALIFORNIA | {'Metcalf': 0.3, 'Hicks': 8.5, 'Schulte Switching Station': 15.7, 'Los Esteros': 17.5, 'Newark': 23.4, 'Moss Landing': 28.7, 'East Shore': 34.5, 'Tesla': 35.4, 'Cayetano': 35.7, 'Green Ridge Midway': 36.0, 'Quinto': 38.0, 'Westley': 38.7} | 205409.4219 | 14454.8008 | 7.037% | 190954.6211 | 92.96% | 58383.6367 | 28.42% | 92367.5508 | 44.97% | 14.7162 | 4092.5034 | 1.992% | 6010.5571 | 2.926% | 0 | 124935.3438 | 60.82% | 57394.2969 | 27.94% | 136582.375 | 66.49% | 68827.0469 | 52374.6992 | 25.5% | 153034.7227 | 93208.1016 | 45.38% | 112201.3203 | 167760.1406 | 81.67% | 37649.2812 | 127023.6016 | 61.84% | 78385.8203 | 6607.0596 | 3.217% | 198802.3623
223 | Metcalf | NORTHERN CALIFORNIA | {'Coyote': 0.3, 'Hicks': 8.8, 'Schulte Switching Station': 15.7, 'Los Esteros': 17.5, 'Newark': 23.3, 'Moss Landing': 28.9, 'East Shore': 34.5, 'Tesla': 35.1, 'Cayetano': 35.6, 'Green Ridge Midway': 35.7, 'Quinto': 37.8, 'Westley': 38.3} | 205436.0469 | 14416.5039 | 7.018% | 191019.543 | 92.98% | 59038.1797 | 28.74% | 92675.3047 | 45.11% | 14 | 4071.5186 | 1.982% | 5874.6006 | 2.86% | 0 | 126507.9922 | 61.58% | 56111.6875 | 27.31% | 136684.2344 | 66.53% | 68751.8125 | 53024.2617 | 25.81% | 152411.7852 | 92709.0625 | 45.13% | 112726.9844 | 167435.0312 | 81.5% | 38001.0156 | 127965.6719 | 62.29% | 77470.375 | 6629.3472 | 3.227% | 198806.6997
224 | Diablo | SPGE | {'Morro Bay': 10.9, 'San Luis Obispo': 12.4, 'Mustang': 12.9, 'Oceano': 17.0, 'Templeton': 25.2, 'Mesa': 26.5, 'Sisquoc': 37.4} | 126322.4141 | 16296.7402 | 12.9% | 110025.6738 | 87.1% | 26234.8086 | 20.77% | 84686.0664 | 67.04% | 9.496 | 4220.9014 | 3.341% | 7545.7271 | 5.973% | 0 | 48808.125 | 38.64% | 42851.7461 | 33.92% | 46819.9766 | 37.06% | 79502.4375 | 30044.0957 | 23.78% | 96278.3184 | 63134.1875 | 49.98% | 63188.2266 | 83394.8672 | 66.02% | 42927.5469 | 59293.6211 | 46.94% | 67028.793 | 11761.4258 | 9.311% | 114560.9883
225 | Coolwater | GREATER KRAMER | {'Tortilla': 10.0, 'Calcite': 23.9, 'Pisgah': 27.3, 'Roadway': 37.5, 'Victor': 39.2} | 153109.4219 | 38825.2344 | 25.36% | 114284.1875 | 74.64% | 16906.0684 | 11.04% | 77268.0957 | 50.47% | 21.5399 | 1328.3738 | 0.8676% | 3713.6292 | 2.425% | 0 | 0 | 0% | 0 | 0% | 80326.5 | 52.46% | 72782.9219 | 43066.793 | 28.13% | 110042.6289 | 27752.4336 | 18.13% | 125356.9883 | 90736.0625 | 59.26% | 62373.3594 | 61574.7031 | 40.22% | 91534.7188 | 4266.3257 | 2.786% | 148843.0962
226 | San Onofre | GREATER LA METRO | {'Talega': 5.8, 'Capistrano': 11.8, 'Margarita': 13.1, 'Trabuco': 15.0, 'San Luis Rey': 16.8, 'Encina': 20.4, 'Viejo': 21.1, 'Palomar': 23.0, 'Santiago': 23.8, 'Lee Lake (Proposed)': 26.9, 'Johanna': 29.3, 'Escondido': 30.4, 'Huntington Beach': 31.0, 'Ellis': 31.3, 'Valley': 34.3, 'Serrano': 34.4, 'Villa Park': 34.7, 'Lewis': 36.2, 'Penasquitos': 36.6, 'Barre': 39.0} | 55108.6719 | 5322.1265 | 9.658% | 49786.5454 | 90.34% | 8334.3545 | 15.12% | 16593.1104 | 30.11% | 32.6545 | 8712.5898 | 15.81% | 618.4607 | 1.122% | 0 | 31100.4668 | 56.43% | 21494.0195 | 39% | 30359.2402 | 55.09% | 24749.4316 | 26135.5664 | 47.43% | 28973.1055 | 27025.1426 | 49.04% | 28083.5293 | 47095.1172 | 85.46% | 8013.5547 | 15725.0381 | 28.53% | 39383.6338 | 3330.1367 | 6.043% | 51778.5352
227 | Woodland | NORTHERN CALIFORNIA | {'Davis': 9.3, 'Putah Creek': 16.7, 'Vaca Dixon': 21.0, 'Rio Oso': 23.7, 'Pleasant Grove': 26.4, 'Peabody': 29.5, 'Olivehurst': 30.9, 'Grand Island': 32.2, 'Gold Hill': 33.7, 'Pease': 34.4, 'East Marysville': 35.2, 'Shilo III': 35.5, 'Birds Landing': 38.5, 'Cortina': 39.4} | 543949.5625 | 31074.7891 | 5.713% | 512874.7734 | 94.29% | 57728.2461 | 10.61% | 448989.6289 | 82.54% | 8.9212 | 102749.625 | 18.89% | 323267.25 | 59.43% | 0 | 21749.8926 | 3.999% | 0 | 0% | 251885.3281 | 46.31% | 292064.2344 | 57400.0781 | 10.55% | 486549.4844 | 209971.9688 | 38.6% | 333977.5938 | 368777.0312 | 67.8% | 175172.5312 | 24525.6523 | 4.509% | 519423.9102 | 27974.5918 | 5.143% | 515974.9707
228 | Donnells PP | NORTHERN CALIFORNIA | {'Curtis': 24.4, 'Peoria': 34.6, 'UltraPower Chinese Station': 35.3} | 291548.3438 | 81959.8672 | 28.11% | 209588.4766 | 71.89% | 163614.6094 | 56.12% | 102507.3594 | 35.16% | 10.6909 | 26.6637 | 0.009146% | 0 | 0% | 0 | 162190.9688 | 55.63% | 68276.4141 | 23.42% | 35631.8945 | 12.22% | 255916.4492 | 28353.8105 | 9.725% | 263194.5332 | 56795.9375 | 19.48% | 234752.4062 | 86819.1562 | 29.78% | 204729.1875 | 164895.6406 | 56.56% | 126652.7031 | 7122.521 | 2.443% | 284425.8228
229 | Mandalay | GREATER LA METRO | {'Santa Clara': 7.5, 'Moorpark': 20.4} | 151254.7812 | 51553.6562 | 34.08% | 99701.125 | 65.92% | 25492.7129 | 16.85% | 105272.4434 | 69.6% | 7.91 | 16857.4199 | 11.15% | 25030.6973 | 16.55% | 0 | 7217.0005 | 4.771% | 101106.0625 | 66.84% | 42727.9141 | 28.25% | 108526.8672 | 8435.7949 | 5.577% | 142818.9863 | 19419.0684 | 12.84% | 131835.7129 | 57524.8281 | 38.03% | 93729.9531 | 37242.4531 | 24.62% | 114012.3281 | 10628.0527 | 7.027% | 140626.7285
230 | North Gila | ARIZONA MINOR | {} | 77238.0703 | 10790.9629 | 13.97% | 66447.1074 | 86.03% | 50009.6289 | 64.75% | 24449.3398 | 31.65% | 3.6682 | 3229.9534 | 4.182% | 11970.8311 | 15.5% | 0 | 0 | 0% | 0 | 0% | 381.9376 | 0.4945% | 76856.1328 | 40359.2852 | 52.25% | 36878.7852 | 35096.7656 | 45.44% | 42141.3047 | 40416.6094 | 52.33% | 36821.4609 | 40037.8477 | 51.84% | 37200.2227 | 3361.6489 | 4.352% | 73876.4214
231 | Eight Mile | NORTHERN CALIFORNIA | {'Stagg': 4.8, 'Weber': 12.2, 'Lockeford': 12.5, 'Grand Island': 16.6, 'Vierra': 18.9, 'Brentwood': 19.0, 'Bellota': 20.0, 'Kelso': 21.9, 'Camanche': 22.0, 'Lone Tree': 22.3, 'Delta Switching Yard': 22.3, 'Contra Costa': 22.5, 'Ripon': 24.4, 'Birds Landing': 25.1, 'Green Ridge Midway': 25.7, 'Tesla': 26.0, 'Shilo III': 26.7, 'Pittsburg': 28.4, 'Cayetano': 30.9, 'Riverbank': 32.5, 'Clayton': 33.2, 'Westley': 34.4, 'Peabody': 35.9, 'Vaca Dixon': 37.8, 'Warnerville': 38.2, 'Davis': 38.8} | 536431.1875 | 61359.7148 | 11.44% | 475071.4727 | 88.56% | 78524.625 | 14.64% | 345556.3125 | 64.42% | 13.2391 | 132929.875 | 24.78% | 309778.3125 | 57.75% | 1 | 0 | 0% | 0 | 0% | 65259.4727 | 12.17% | 471171.7148 | 73889.0547 | 13.77% | 462542.1328 | 119381.4297 | 22.25% | 417049.7578 | 166872.6562 | 31.11% | 369558.5312 | 4531.2388 | 0.8447% | 531899.9487 | 47713.3438 | 8.895% | 488717.8438
232 | Kern Power | SPGE | {'Rosedale': 1.1, 'Westpark': 3.2, 'Renfro': 3.8, 'Tevis': 4.5, '7th Standard': 4.5, 'Stockdale': 4.7, 'Bakersfield': 5.3, 'Kern Oil': 6.0, 'Sycamore': 7.8, 'Lerdo': 8.9, 'Columbus': 9.0, 'Tupman': 9.9, 'Magunden': 10.0, 'Rio Bravo': 10.2, 'California Water': 11.5, 'Norco': 13.6, 'Regulus': 14.4, 'Lamont': 14.5, 'Poso Mountain': 14.7, 'Shafter': 15.5, 'Grimway': 16.2, 'Elk Hills': 19.0, 'Midway': 20.1, 'Charca': 20.3, 'Wheeler Ridge': 21.2, 'Semitropic': 24.5, 'Taft': 27.5, 'Smyrna': 30.8, 'Goose Lake': 31.2, 'Vestal': 31.9, 'Temblor': 33.8, 'Pastoria': 33.9, 'Kernridge': 36.5} | 595068.9375 | 91934.9922 | 15.45% | 503133.9453 | 84.55% | 108132.2969 | 18.17% | 450752.3281 | 75.75% | 9.3261 | 84986.6562 | 14.28% | 274924.625 | 46.2% | 1 | 62799.1406 | 10.55% | 0 | 0% | 183224.2188 | 30.79% | 411844.7188 | 130263.9922 | 21.89% | 464804.9453 | 229075.4062 | 38.5% | 365993.5312 | 319773.8125 | 53.74% | 275295.125 | 52431.7773 | 8.811% | 542637.1602 | 26604.5781 | 4.471% | 568464.3594
233 | Renfro | SPGE | {'Kern Power': 3.8, '7th Standard': 4.0, 'Rosedale': 4.9, 'Tevis': 5.1, 'Tupman': 6.4, 'Rio Bravo': 6.6, 'Westpark': 7.0, 'Stockdale': 7.3, 'Lerdo': 7.8, 'Kern Oil': 8.9, 'Bakersfield': 9.0, 'Norco': 10.8, 'Sycamore': 10.8, 'Shafter': 12.3, 'Columbus': 12.7, 'Magunden': 13.8, 'California Water': 15.0, 'Midway': 16.3, 'Elk Hills': 16.4, 'Poso Mountain': 16.6, 'Charca': 17.7, 'Regulus': 18.1, 'Lamont': 18.2, 'Grimway': 19.7, 'Semitropic': 21.3, 'Wheeler Ridge': 23.2, 'Taft': 25.0, 'Goose Lake': 27.7, 'Smyrna': 28.1, 'Temblor': 30.0, 'Vestal': 31.7, 'Kernridge': 32.7, 'Pastoria': 36.1, 'Olive': 38.6} | 588452.8125 | 95027.0703 | 16.15% | 493425.7422 | 83.85% | 104136.5078 | 17.7% | 446861.6797 | 75.94% | 9.5333 | 95793.8125 | 16.28% | 277945.4062 | 47.23% | 1 | 33179.5039 | 5.638% | 0 | 0% | 159610.5312 | 27.12% | 428842.2812 | 126757.2891 | 21.54% | 461695.5234 | 233473.1719 | 39.68% | 354979.6406 | 318408.6875 | 54.11% | 270044.125 | 25196.8555 | 4.282% | 563255.957 | 26503.0566 | 4.504% | 561949.7559
234 | Highwind | GREATER TEHACHAPI | {'Windhub': 7.1, 'Whirlwind': 16.9, 'Pastoria': 28.7, 'Antelope': 28.8, 'Grimway': 29.1, 'Lamont': 30.5, 'Regulus': 30.6, 'Bailey': 31.7, 'Wheeler Ridge': 33.9, 'Magunden': 35.6, 'California Water': 37.0, 'Columbus': 37.9} | 370079.375 | 103936.3125 | 28.08% | 266143.0625 | 71.92% | 79534.7109 | 21.49% | 130234.5234 | 35.19% | 29.3333 | 728.8181 | 0.1969% | 5066.3823 | 1.369% | 0 | 157701.0625 | 42.61% | 50885.7461 | 13.75% | 149052.0938 | 40.28% | 221027.2812 | 69321.9922 | 18.73% | 300757.3828 | 98023.7734 | 26.49% | 272055.6016 | 222257.0781 | 60.06% | 147822.2969 | 140446.7188 | 37.95% | 229632.6562 | 4445.3784 | 1.201% | 365633.9966
235 | Sylmar | GREATER LA METRO | {'Saugus': 9.1, 'Pardee': 10.4, 'Gould': 18.8, 'La Cienega': 22.1, 'Moorpark': 23.1, 'Vincent': 25.1, 'Goodrich': 25.9, 'El Segundo': 27.7, 'Chevmain': 28.3, 'Antelope': 28.7, 'Mesa (SCE)': 29.0, 'El Nido': 29.2, 'Laguna Bell': 30.4, 'La Fresa': 31.5, 'Redondo': 32.2, 'Rio Hondo': 32.8, 'Center': 34.4, 'Lighthipe': 34.7, 'Bailey': 36.1, 'Arcogen': 36.7, 'Hinson': 37.1, 'Walnut': 37.6, 'Whirlwind': 38.4, 'Del Amo': 39.1, 'Santa Clara': 39.1, 'Harborgen': 39.5} | 163204.1719 | 26787.293 | 16.41% | 136416.8789 | 83.59% | 58324.8594 | 35.74% | 71105.1328 | 43.57% | 17.6667 | 900.5598 | 0.5518% | 4019.426 | 2.463% | 0 | 6780.7539 | 4.155% | 156291.4219 | 95.76% | 79246.2031 | 48.56% | 83957.9688 | 7188.873 | 4.405% | 156015.2988 | 15672.8906 | 9.603% | 147531.2812 | 91185.3281 | 55.87% | 72018.8438 | 77836.3906 | 47.69% | 85367.7812 | 18873.375 | 11.56% | 144330.7969
236 | Westley | SPGE | {'Ripon': 12.6, 'Vierra': 15.5, 'Riverbank': 20.9, 'Tesla': 21.7, 'Green Ridge Midway': 23.2, 'Weber': 23.6, 'Warnerville': 24.8, 'Kelso': 26.4, 'Delta Switching Yard': 27.4, 'Stagg': 29.6, 'Bellota': 31.9, 'Quinto': 32.6, 'Cayetano': 32.8, 'Eight Mile': 34.4, 'Brentwood': 34.8, 'Lockeford': 37.3, 'Los Banos': 37.7, 'Metcalf': 38.3, 'Coyote': 38.7, 'Lone Tree': 39.5} | 505839.5625 | 45696.5547 | 9.034% | 460143.0078 | 90.97% | 102902.0078 | 20.34% | 303862.9297 | 60.07% | 14.8696 | 60706.7734 | 12% | 248253.3438 | 49.08% | 1 | 63803.7852 | 12.61% | 0 | 0% | 264134.7812 | 52.22% | 241704.7812 | 84890.1953 | 16.78% | 420949.3672 | 106094.2188 | 20.97% | 399745.3438 | 288831.8438 | 57.1% | 217007.7188 | 133008 | 26.29% | 372831.5625 | 15889.626 | 3.141% | 489949.9365
237 | GWF Hanford | SPGE | {'Leprino Jct': 10.6, 'Corcoran': 12.2, 'Henrietta': 14.4, 'Kingsburg': 15.5, 'Rector': 22.6, 'McCall': 23.6, 'Alpaugh': 23.7, 'Wahtoke': 26.2, 'Reedley': 27.6, 'Olive': 28.0, 'Gates': 28.1, 'Schindler': 28.9, 'Mc Mullin': 29.3, 'Malaga': 29.6, 'Sanger': 30.3, 'Cal Ave': 31.7, 'West Fresno': 32.4, 'Kearney': 32.8, 'Avenal': 33.1, 'Helm': 36.9, 'Arco': 37.2, 'Smyrna': 39.6} | 636760.8125 | 275245.0312 | 43.23% | 361515.7812 | 56.77% | 115287.3984 | 18.11% | 443548.7266 | 69.66% | 10.75 | 306162.6562 | 48.08% | 268246.8125 | 42.13% | 0 | 0 | 0% | 0 | 0% | 57026.6133 | 8.956% | 579734.1992 | 30943.793 | 4.86% | 605817.0195 | 56159.8398 | 8.82% | 580600.9727 | 106852.9531 | 16.78% | 529907.8594 | 0 | 0% | 636760.8125 | 19412.6738 | 3.049% | 617348.1387
238 | Tevis | SPGE | {'Stockdale': 3.5, 'Kern Power': 4.5, 'Rosedale': 4.9, 'Renfro': 5.1, 'Westpark': 6.3, 'Tupman': 8.3, '7th Standard': 8.3, 'Bakersfield': 8.4, 'Kern Oil': 10.3, 'Norco': 10.4, 'Rio Bravo': 11.3, 'Columbus': 12.0, 'Magunden': 12.0, 'Sycamore': 12.0, 'Lerdo': 12.5, 'California Water': 14.7, 'Regulus': 15.1, 'Lamont': 15.2, 'Elk Hills': 15.4, 'Grimway': 15.9, 'Shafter': 17.1, 'Wheeler Ridge': 18.1, 'Midway': 19.1, 'Poso Mountain': 19.2, 'Charca': 22.8, 'Taft': 23.6, 'Semitropic': 26.1, 'Pastoria': 31.1, 'Goose Lake': 32.0, 'Temblor': 32.3, 'Smyrna': 33.1, 'Kernridge': 35.5, 'Vestal': 36.1} | 580696.875 | 87818.6016 | 15.12% | 492878.2734 | 84.88% | 85748.6016 | 14.77% | 457770.3984 | 78.83% | 9.4583 | 87305.9922 | 15.03% | 300251.8125 | 51.71% | 1 | 20374.4883 | 3.509% | 0 | 0% | 129122.8984 | 22.24% | 451573.9766 | 124183.375 | 21.39% | 456513.5 | 227558.9531 | 39.19% | 353137.9219 | 290315.9688 | 49.99% | 290380.9062 | 17615.1582 | 3.033% | 563081.7168 | 25743.2109 | 4.433% | 554953.6641
239 | Otay Mesa | SAN DIEGO | {'Miguel': 8.3, 'Bay Boulevard': 11.0, 'Silvergate': 15.9, 'Mission': 19.6, 'Suncrest': 21.0, 'Old Town': 21.1, 'Kearny': 22.0, 'Sycamore Canyon': 24.6, 'Penasquitos': 29.7, 'Escondido': 39.8} | 67159.1172 | 5777.2593 | 8.602% | 61381.8579 | 91.4% | 8286.334 | 12.34% | 33402.1777 | 49.74% | 19.5619 | 120.142 | 0.1789% | 67.2157 | 0.1001% | 0 | 6266.8667 | 9.331% | 55888.4922 | 83.22% | 9343.4619 | 13.91% | 57815.6553 | 28850.9551 | 42.96% | 38308.1621 | 53553.0312 | 79.74% | 13606.0859 | 54221.6914 | 80.74% | 12937.4258 | 32319.1289 | 48.12% | 34839.9883 | 2383.9558 | 3.55% | 64775.1614
240 | Redondo | GREATER LA METRO | {'El Nido': 3.4, 'La Fresa': 3.5, 'Chevmain': 3.8, 'El Segundo': 4.6, 'Arcogen': 8.6, 'Hinson': 9.7, 'Harborgen': 10.4, 'La Cienega': 10.5, 'Long Beach': 11.0, 'Lighthipe': 12.4, 'Laguna Bell': 16.4, 'Del Amo': 16.7, 'Center': 17.1, 'Alamitos': 17.6, 'Mesa (SCE)': 20.6, 'Barre': 23.5, 'Goodrich': 27.1, 'Huntington Beach': 27.4, 'Walnut': 27.5, 'Olinda': 27.6, 'Ellis': 28.0, 'Gould': 28.2, 'Lewis': 28.2, 'Rio Hondo': 29.3, 'Villa Park': 31.9, 'Johanna': 32.2, 'Sylmar': 32.2, 'Serrano': 34.4, 'Santiago': 37.9} | 7464.9775 | 2909.9551 | 38.98% | 4555.0225 | 61.02% | 1174.8964 | 15.74% | 3573.8121 | 47.87% | 22 | 0 | 0% | 0 | 0% | 0 | 1223.0173 | 16.38% | 496.7212 | 6.654% | 352.3443 | 4.72% | 7112.6333 | 468.9365 | 6.282% | 6996.041 | 3505.5547 | 46.96% | 3959.4229 | 3857.8989 | 51.68% | 3607.0786 | 569.2048 | 7.625% | 6895.7727 | 310.7697 | 4.163% | 7154.2078
241 | Arkansas | GREATER IMPERIAL | {'Sonora': 2.7, 'IID System': 7.8, 'El Centro': 23.2, 'High Line': 27.5, 'Imperial Valley': 32.1, 'Redbluff': 39.9} | 366055.3438 | 86869.2578 | 23.73% | 279186.0859 | 76.27% | 57316.7031 | 15.66% | 302268.7344 | 82.57% | 8 | 79845.5391 | 21.81% | 181133.0469 | 49.48% | 0 | 0 | 0% | 0 | 0% | 22597.2949 | 6.173% | 343458.0488 | 82025.9141 | 22.41% | 284029.4297 | 98701.3125 | 26.96% | 267354.0312 | 118375.9375 | 32.34% | 247679.4062 | 20981.6191 | 5.732% | 345073.7246 | 22295.6465 | 6.091% | 343759.6973
242 | Cal Water | SPGE | {'Columbus': 2.7, 'Magunden': 4.4, 'Sycamore': 5.5, 'Bakersfield': 6.3, 'Kern Oil': 6.9, 'Westpark': 8.5, 'Lamont': 8.9, 'Regulus': 8.9, 'Poso Mountain': 10.0, 'Rosedale': 10.5, 'Kern Power': 11.5, 'Stockdale': 11.9, 'Grimway': 12.3, '7th Standard': 13.0, 'Tevis': 14.7, 'Renfro': 15.0, 'Lerdo': 15.1, 'Rio Bravo': 20.3, 'Tupman': 21.4, 'Wheeler Ridge': 23.4, 'Shafter': 24.3, 'Norco': 24.9, 'Charca': 27.1, 'Elk Hills': 30.1, 'Vestal': 30.8, 'Midway': 31.1, 'Semitropic': 32.6, 'Pastoria': 33.7, 'Highwind': 37.0, 'Smyrna': 37.3, 'Taft': 38.3} | 495313.4375 | 67446.7266 | 13.62% | 427866.7109 | 86.38% | 102333.7656 | 20.66% | 363597.0781 | 73.41% | 8.6524 | 25973.5996 | 5.244% | 161841.6875 | 32.67% | 1 | 173161.9219 | 34.96% | 5330.7402 | 1.076% | 260243.125 | 52.54% | 235070.3125 | 94288.4922 | 19.04% | 401024.9453 | 155179.4062 | 31.33% | 340134.0312 | 299670.9062 | 60.5% | 195642.5312 | 158051.5312 | 31.91% | 337261.9062 | 14021.8506 | 2.831% | 481291.5869
243 | Grimway | SPGE | {'Lamont': 3.4, 'Regulus': 3.4, 'Magunden': 8.6, 'Columbus': 11.3, 'California Water': 12.3, 'Bakersfield': 12.6, 'Stockdale': 12.6, 'Wheeler Ridge': 12.7, 'Westpark': 13.4, 'Rosedale': 15.2, 'Sycamore': 15.9, 'Tevis': 15.9, 'Kern Oil': 16.1, 'Kern Power': 16.2, 'Renfro': 19.7, '7th Standard': 20.2, 'Pastoria': 21.6, 'Poso Mountain': 22.2, 'Lerdo': 24.0, 'Tupman': 24.3, 'Norco': 25.5, 'Rio Bravo': 26.3, 'Highwind': 29.1, 'Elk Hills': 29.2, 'Shafter': 31.7, 'Bailey': 32.8, 'Midway': 35.1, 'Windhub': 35.9, 'Taft': 36.0, 'Whirlwind': 36.0, 'Charca': 36.1} | 465654.8438 | 51957.5977 | 11.16% | 413697.2461 | 88.84% | 85052.8516 | 18.27% | 339908.5234 | 73% | 9.9889 | 44876.1406 | 9.637% | 196774.4219 | 42.26% | 1 | 88802.4062 | 19.07% | 37605.7852 | 8.076% | 195636.2656 | 42.01% | 270018.5781 | 99409.4062 | 21.35% | 366245.4375 | 153665.3281 | 33% | 311989.5156 | 261916.5312 | 56.25% | 203738.3125 | 96320.7266 | 20.69% | 369334.1172 | 10898.6758 | 2.341% | 454756.168
244 | Viejo | GREATER LA METRO | {'Santiago': 7.2, 'Trabuco': 7.4, 'Margarita': 8.1, 'Capistrano': 10.7, 'Johanna': 12.5, 'Lee Lake (Proposed)': 12.5, 'Serrano': 14.0, 'Villa Park': 15.1, 'Talega': 15.3, 'Ellis': 17.4, 'Lewis': 17.7, 'Huntington Beach': 19.4, 'San Onofre': 21.1, 'Barre': 21.9, 'Chino': 22.9, 'Mira Loma': 23.9, 'Olinda': 25.1, 'Alamitos': 27.2, 'Valley': 28.5, 'Del Amo': 29.0, 'Walnut': 29.4, 'Rancho Vista': 29.7, 'Etiwanda': 29.8, 'Padua': 31.2, 'Vista': 31.8, 'Center': 32.2, 'Lighthipe': 34.0, 'Long Beach': 34.3, 'Harborgen': 34.6, 'Hinson': 35.0, 'Rio Hondo': 35.9, 'Laguna Bell': 36.0, 'Arcogen': 36.1, 'San Luis Rey': 36.1, 'San Bernardino': 36.7, 'Mesa (SCE)': 37.1, 'El Casco': 38.5} | 78220.4531 | 6281.439 | 8.03% | 71939.0142 | 91.97% | 15321.1104 | 19.59% | 34166.1748 | 43.68% | 32.5928 | 1063.702 | 1.36% | 738.2139 | 0.9438% | 0 | 29077.7793 | 37.17% | 38794.9922 | 49.6% | 26386.8711 | 33.73% | 51833.582 | 33485.043 | 42.81% | 44735.4102 | 46087.5977 | 58.92% | 32132.8555 | 65178.9375 | 83.33% | 13041.5156 | 31575.4512 | 40.37% | 46645.002 | 8378.998 | 10.71% | 69841.4551
245 | Kelso | NORTHERN CALIFORNIA | {'Delta Switching Yard': 1.0, 'Green Ridge Midway': 5.0, 'Tesla': 6.2, 'Brentwood': 9.3, 'Cayetano': 10.0, 'Lone Tree': 13.4, 'Contra Costa': 17.1, 'Vierra': 18.0, 'Stagg': 19.3, 'Weber': 21.5, 'Eight Mile': 21.9, 'Clayton': 22.4, 'Pittsburg': 23.0, 'Ripon': 25.1, 'Birds Landing': 25.8, 'Westley': 26.4, 'Shilo III': 28.9, 'Newark': 29.3, 'Grand Island': 30.0, 'East Shore': 30.5, 'Los Esteros': 31.3, 'Martinez': 31.8, 'Lockeford': 32.7, 'Schulte Switching Station': 34.8, 'Bellota': 35.5, 'Riverbank': 38.1, 'Peabody': 39.2} | 408358.0312 | 8742.9502 | 2.141% | 399615.0811 | 97.86% | 116486.5547 | 28.53% | 246605.4766 | 60.39% | 12 | 28320.5469 | 6.935% | 163529.875 | 40.05% | 0 | 69417.25 | 17% | 6995.6797 | 1.713% | 184085.5938 | 45.08% | 224272.4375 | 151596.7656 | 37.12% | 256761.2656 | 159895.6562 | 39.16% | 248462.375 | 242609.8906 | 59.41% | 165748.1406 | 83297.3281 | 20.4% | 325060.7031 | 29006.3945 | 7.103% | 379351.6367
246 | BlytheSC 161 kV | RIVERSIDE | {'Colorado River': 12.6} | 245580.4844 | 51295.082 | 20.89% | 194285.4023 | 79.11% | 93270.2734 | 37.98% | 138905.8047 | 56.56% | 8.0177 | 37449.3359 | 15.25% | 52776.1602 | 21.49% | 0 | 0 | 0% | 0 | 0% | 88679.9844 | 36.11% | 156900.5 | 98076.5 | 39.94% | 147503.9844 | 72149.1562 | 29.38% | 173431.3281 | 129810.9297 | 52.86% | 115769.5547 | 89899.8281 | 36.61% | 155680.6562 | 5456.5239 | 2.222% | 240123.9604
247 | Windhub | GREATER TEHACHAPI | {'Highwind': 7.1, 'Whirlwind': 15.0, 'Antelope': 24.0, 'Pastoria': 32.6, 'Bailey': 33.2, 'Grimway': 35.9, 'Lamont': 37.5, 'Regulus': 37.6, 'Vincent': 39.0, 'Wheeler Ridge': 39.6} | 398076.8125 | 134655.7031 | 33.83% | 263421.1094 | 66.17% | 66382.7109 | 16.68% | 120756.7891 | 30.34% | 38 | 1214.9755 | 0.3052% | 5850.9092 | 1.47% | 0 | 123598.2578 | 31.05% | 27690.166 | 6.956% | 134158.75 | 33.7% | 263918.0625 | 87171.8047 | 21.9% | 310905.0078 | 99258.4219 | 24.93% | 298818.3906 | 225172.7812 | 56.57% | 172904.0312 | 118350.0547 | 29.73% | 279726.7578 | 5099.8843 | 1.281% | 392976.9282
248 | Camanche | NORTHERN CALIFORNIA | {'Lockeford': 9.9, 'Bellota': 13.7, 'Eight Mile': 22.0, 'Stagg': 23.3, 'Weber': 23.4, 'Grand Island': 30.8, 'Gold Hill': 31.3, 'Riverbank': 31.4, 'Vierra': 31.8, 'Ripon': 32.3, 'Warnerville': 34.8, 'Peoria': 35.8, 'UltraPower Chinese Station': 37.8, 'Placerville': 38.0} | 477243.1562 | 54117.6836 | 11.34% | 423125.4727 | 88.66% | 55687.6016 | 11.67% | 290332.6797 | 60.84% | 16 | 94880.6406 | 19.88% | 103899.9453 | 21.77% | 1 | 111285.625 | 23.32% | 0 | 0% | 254105.4531 | 53.24% | 223137.7031 | 109503.7891 | 22.95% | 367739.3672 | 203948.6719 | 42.73% | 273294.4844 | 326844.625 | 68.49% | 150398.5312 | 158346.125 | 33.18% | 318897.0312 | 74234.6562 | 15.55% | 403008.5
249 | Whirlwind | GREATER TEHACHAPI | {'Antelope': 14.1, 'Windhub': 15.0, 'Highwind': 16.9, 'Bailey': 20.1, 'Pastoria': 23.7, 'Pardee': 30.2, 'Saugus': 31.2, 'Vincent': 31.4, 'Wheeler Ridge': 34.5, 'Grimway': 36.0, 'Sylmar': 38.4, 'Lamont': 38.6, 'Regulus': 38.7} | 396187.1562 | 135689.5469 | 34.25% | 260497.6094 | 65.75% | 48435.9961 | 12.23% | 129632.582 | 32.72% | 38.125 | 4522.1709 | 1.141% | 7231.6885 | 1.825% | 0 | 150183.9844 | 37.91% | 52207.9453 | 13.18% | 99100.875 | 25.01% | 297086.2812 | 138746.7812 | 35.02% | 257440.375 | 129877.6328 | 32.78% | 266309.5234 | 229708.9531 | 57.98% | 166478.2031 | 83038.6406 | 20.96% | 313148.5156 | 9871.3662 | 2.492% | 386315.79
250 | El Casco | RIVERSIDE | {'San Bernardino': 12.1, 'Vista': 14.8, 'Valley': 16.3, 'Lee Lake (Proposed)': 26.1, 'Etiwanda': 27.2, 'Rancho Vista': 27.6, 'Mira Loma': 28.1, 'Devers': 28.8, 'Lugo': 32.2, 'Padua': 34.0, 'Chino': 34.6, 'Viejo': 38.5, 'Calcite': 39.3} | 189871.2188 | 28561.1582 | 15.04% | 161310.0605 | 84.96% | 39796.6562 | 20.96% | 92676.5781 | 48.81% | 24 | 9716.4141 | 5.117% | 4195.2202 | 2.21% | 0 | 45692.8789 | 24.07% | 129258.2344 | 68.08% | 54323.0234 | 28.61% | 135548.1953 | 68187.5234 | 35.91% | 121683.6953 | 110846.0391 | 58.38% | 79025.1797 | 137974.5625 | 72.67% | 51896.6562 | 80467.7656 | 42.38% | 109403.4531 | 9409.6494 | 4.956% | 180461.5693
251 | Suncrest | SAN DIEGO | {'Miguel': 19.7, 'Otay Mesa': 21.0, 'Sycamore Canyon': 21.6, 'Kearny': 26.2, 'Mission': 26.5, 'Bay Boulevard': 27.7, 'Silvergate': 28.0, 'Old Town': 29.8, 'Penasquitos': 32.1, 'Escondido': 33.3, 'ECO': 34.9, 'Ocotillo': 37.6} | 232331.0625 | 20916.082 | 9.003% | 211414.9805 | 91% | 58359.9766 | 25.12% | 117556.4922 | 50.6% | 13.2168 | 671.4389 | 0.289% | 603.6052 | 0.2598% | 0 | 5964.2891 | 2.567% | 224831.5781 | 96.77% | 57619.0977 | 24.8% | 174711.9648 | 76858.6016 | 33.08% | 155472.4609 | 124571.3047 | 53.62% | 107759.7578 | 158322.9844 | 68.15% | 74008.0781 | 139995.4844 | 60.26% | 92335.5781 | 9986.6348 | 4.298% | 222344.4277
252 | Colorado River | RIVERSIDE | {'BlytheSC 161 kV': 12.6, 'Redbluff': 29.8} | 251876.6719 | 51570.9336 | 20.47% | 200305.7383 | 79.53% | 93947.7188 | 37.3% | 145429.5 | 57.74% | 7.4777 | 37286.3477 | 14.8% | 52557.6602 | 20.87% | 0 | 0 | 0% | 0 | 0% | 101592.3516 | 40.33% | 150284.3203 | 102756.625 | 40.8% | 149120.0469 | 79173.9844 | 31.43% | 172702.6875 | 141428.3594 | 56.15% | 110448.3125 | 89073.1094 | 35.36% | 162803.5625 | 3609.5356 | 1.433% | 248267.1362
253 | Red bluff | RIVERSIDE | {'Kern': 15.1, 'Colorado River': 29.8, 'IID System': 37.1, 'Sonora': 37.2, 'Arkansas': 39.9} | 64301.832 | 17331.7539 | 26.95% | 46970.0781 | 73.05% | 33845.2266 | 52.63% | 29623 | 46.07% | 3.7838 | 928.5963 | 1.444% | 0 | 0% | 0 | 0 | 0% | 0 | 0% | 25076.2754 | 39% | 39225.5566 | 17327.8574 | 26.95% | 46973.9746 | 10566.0352 | 16.43% | 53735.7969 | 32848.4414 | 51.08% | 31453.3906 | 19720.1016 | 30.67% | 44581.7305 | 932.6053 | 1.45% | 63369.2267
254 | Ocotillo Express | GREATER IMPERIAL | {'ECO': 9.2, 'Imperial Valley': 19.2, 'El Centro': 29.8, 'Suncrest': 37.6} | 122268.8516 | 29437.9004 | 24.08% | 92830.9512 | 75.92% | 43462.6445 | 35.55% | 65604.418 | 53.66% | 8.1789 | 2428.6975 | 1.986% | 10584.3174 | 8.657% | 0 | 39022.1562 | 31.92% | 9999.6934 | 8.178% | 13983.0195 | 11.44% | 108285.832 | 18820.7598 | 15.39% | 103448.0918 | 31943.7461 | 26.13% | 90325.1055 | 48220.5547 | 39.44% | 74048.2969 | 54659.0078 | 44.7% | 67609.8438 | 4612.2998 | 3.772% | 117656.5518
255 | Ivanpah | SNV ELDORADO DESERT | {'Primm': 9.5, 'Eldorado': 31.2, 'Sandy': 33.3, 'Sloan Canyon (fka Bob)': 33.8} | 10557.6738 | 406.7357 | 3.853% | 10150.9381 | 96.15% | 6715.6768 | 63.61% | 3743.4395 | 35.46% | 2.873 | 0 | 0% | 0 | 0% | 0 | 0 | 0% | 0 | 0% | 1413.175 | 13.39% | 9144.4988 | 2513.7307 | 23.81% | 8043.9431 | 719.4821 | 6.815% | 9838.1917 | 2548.9451 | 24.14% | 8008.7288 | 8996.709 | 85.21% | 1560.9648 | 40.8242 | 0.3867% | 10516.8497
256 | Alamitos | GREATER LA METRO | {'Del Amo': 5.7, 'Long Beach': 7.3, 'Barre': 7.4, 'Harborgen': 7.5, 'Hinson': 8.0, 'Arcogen': 9.1, 'Lighthipe': 9.1, 'Ellis': 10.5, 'Huntington Beach': 10.8, 'Center': 11.3, 'Lewis': 11.9, 'Johanna': 14.6, 'Laguna Bell': 14.8, 'La Fresa': 15.3, 'Villa Park': 15.6, 'Olinda': 16.1, 'Redondo': 17.6, 'El Nido': 18.2, 'Serrano': 18.3, 'Mesa (SCE)': 18.8, 'Walnut': 18.8, 'Chevmain': 19.9, 'Santiago': 20.3, 'El Segundo': 21.1, 'La Cienega': 22.9, 'Rio Hondo': 24.4, 'Goodrich': 26.6, 'Viejo': 27.2, 'Trabuco': 28.2, 'Chino': 29.0, 'Capistrano': 30.4, 'Margarita': 30.9, 'Gould': 31.9, 'Mira Loma': 35.0, 'Padua': 36.0, 'Talega': 37.2, 'Lee Lake (Proposed)': 37.4, 'Rancho Vista': 39.4, 'Etiwanda': 39.7} | 11925.7412 | 2652.7739 | 22.24% | 9272.9673 | 77.76% | 1076.0189 | 9.023% | 3894.0865 | 32.65% | 47 | 0 | 0% | 0 | 0% | 0 | 136.4639 | 1.144% | 1105.379 | 9.269% | 152.7271 | 1.281% | 11773.0141 | 1492.1733 | 12.51% | 10433.5679 | 8329.335 | 69.84% | 3596.4062 | 8482.0615 | 71.12% | 3443.6797 | 0 | 0% | 11925.7412 | 571.5706 | 4.793% | 11354.1706
257 | Shilo III | NORTHERN CALIFORNIA | {'Birds Landing': 3.2, 'Pittsburg': 9.6, 'Peabody': 10.5, 'Contra Costa': 12.2, 'Grand Island': 14.6, 'Lone Tree': 16.1, 'Vaca Dixon': 16.5, 'Clayton': 16.9, 'Martinez': 18.1, 'Brentwood': 19.6, 'Carquinez': 22.5, 'Tulucay': 23.5, 'Putah Creek': 25.7, 'Davis': 26.7, 'Eight Mile': 26.7, 'Delta Switching Yard': 28.3, 'Kelso': 28.9, 'Stagg': 29.8, 'Cayetano': 30.1, 'Green Ridge Midway': 33.7, 'Tesla': 35.1, 'Woodland': 35.5, 'Weber': 37.3, 'Lockeford': 37.5, 'Ignacio': 38.3} | 372180.5312 | 50966.0234 | 13.69% | 321214.5078 | 86.31% | 67617.4297 | 18.17% | 258620.7891 | 69.49% | 12.25 | 93870.7188 | 25.22% | 123115.1016 | 33.08% | 0 | 31515.4355 | 8.468% | 1572.4899 | 0.4225% | 65732.5469 | 17.66% | 306447.9844 | 92115.9219 | 24.75% | 280064.6094 | 96432.3047 | 25.91% | 275748.2266 | 152511.5625 | 40.98% | 219668.9688 | 25540.6113 | 6.862% | 346639.9199 | 60238.3984 | 16.19% | 311942.1328
258 | ECO | GREATER IMPERIAL | {'Ocotillo': 9.2, 'Imperial Valley': 24.6, 'Suncrest': 34.9, 'El Centro': 36.3} | 102420.1406 | 26978.9219 | 26.34% | 75441.2188 | 73.66% | 28087.6641 | 27.42% | 59192.2031 | 57.79% | 8.928 | 170.881 | 0.1668% | 277.1082 | 0.2706% | 0 | 44750.5234 | 43.69% | 28517.7148 | 27.84% | 16837.1133 | 16.44% | 85583.0273 | 13452.2441 | 13.13% | 88967.8965 | 22511.4531 | 21.98% | 79908.6875 | 43994.4648 | 42.95% | 58425.6758 | 49177.1953 | 48.02% | 53242.9453 | 1451.011 | 1.417% | 100969.1296
259 | IID System | GREATER IMPERIAL | {'Sonora': 7.6, 'Arkansas': 7.8, 'El Centro': 27.8, 'Imperial Valley': 34.5, 'High Line': 34.6, 'Redbluff': 37.1} | 322585.7812 | 88051.3047 | 27.3% | 234534.4766 | 72.7% | 52631.4297 | 16.32% | 258219.6328 | 80.05% | 8.0771 | 68188.8438 | 21.14% | 134397.3438 | 41.66% | 0 | 0 | 0% | 0 | 0% | 12288.5938 | 3.809% | 310297.1875 | 83686.1562 | 25.94% | 238899.625 | 103970.9766 | 32.23% | 218614.8047 | 116026.5781 | 35.97% | 206559.2031 | 21417.8945 | 6.639% | 301167.8867 | 20246.1074 | 6.276% | 302339.6738
260 | Sonora | GREATER IMPERIAL | {'Arkansas': 2.7, 'IID System': 7.6, 'El Centro': 25.8, 'High Line': 29.4, 'Imperial Valley': 34.8, 'Redbluff': 37.2} | 329209.7188 | 77509.8516 | 23.54% | 251699.8672 | 76.46% | 52898.8477 | 16.07% | 269727.7461 | 81.93% | 7.9503 | 73893.7266 | 22.45% | 157816.7969 | 47.94% | 0 | 0 | 0% | 0 | 0% | 18270.6797 | 5.55% | 310939.0391 | 83865.9375 | 25.47% | 245343.7812 | 101622.3594 | 30.87% | 227587.3594 | 116854.4141 | 35.5% | 212355.3047 | 17927.1836 | 5.446% | 311282.5352 | 20664.3125 | 6.277% | 308545.4062
261 | Caliente | SPGE | {'Carrizo Plains': 6.9, 'Solar SS': 8.1, 'Kernridge': 10.9, 'Temblor': 12.5, 'Goose Lake': 24.4, 'Midway': 26.3, 'Arco': 27.4, 'Taft': 29.8, 'Semitropic': 31.0, 'Cholame': 31.7, 'Elk Hills': 32.3, 'Norco': 34.9, 'Shafter': 35.0, 'Smyrna': 35.0, 'Tupman': 36.5, 'Charca': 36.9, 'Rio Bravo': 37.3, 'Mesa': 39.6} | 487255.6875 | 67785.1797 | 13.91% | 419470.5078 | 86.09% | 206628.4062 | 42.41% | 258393.9375 | 53.03% | 7.2483 | 16793.6484 | 3.447% | 56414.8633 | 11.58% | 0 | 52399.6602 | 10.75% | 0 | 0% | 226661.125 | 46.52% | 260594.5625 | 68688.7969 | 14.1% | 418566.8906 | 120405.3672 | 24.71% | 366850.3203 | 316723.9062 | 65% | 170531.7812 | 192122.7969 | 39.43% | 295132.8906 | 10884.9258 | 2.234% | 476370.7617
262 | Regulus | SPGE | {'Lamont': 0.1, 'Grimway': 3.4, 'Magunden': 5.5, 'Columbus': 8.2, 'California Water': 8.9, 'Bakersfield': 10.1, 'Westpark': 11.3, 'Stockdale': 11.6, 'Sycamore': 12.9, 'Rosedale': 13.3, 'Kern Oil': 13.3, 'Kern Power': 14.4, 'Tevis': 15.1, 'Wheeler Ridge': 15.7, '7th Standard': 18.0, 'Renfro': 18.1, 'Poso Mountain': 18.9, 'Lerdo': 21.5, 'Tupman': 23.3, 'Rio Bravo': 24.6, 'Pastoria': 25.0, 'Norco': 25.2, 'Elk Hills': 29.4, 'Shafter': 29.7, 'Highwind': 30.6, 'Charca': 33.8, 'Midway': 34.1, 'Bailey': 36.3, 'Taft': 36.7, 'Windhub': 37.6, 'Semitropic': 38.6, 'Whirlwind': 38.7, 'Vestal': 39.6} | 467672.9688 | 58560.6328 | 12.52% | 409112.3359 | 87.48% | 94349.7031 | 20.17% | 333245.2656 | 71.26% | 10.1807 | 39305.3047 | 8.404% | 185560.7656 | 39.68% | 0 | 113821.9922 | 24.34% | 31561.3828 | 6.749% | 204598.4219 | 43.75% | 263074.5469 | 99394.3047 | 21.25% | 368278.6641 | 151127.25 | 32.31% | 316545.7188 | 260810.25 | 55.77% | 206862.7188 | 111062.2578 | 23.75% | 356610.7109 | 12838.043 | 2.745% | 454834.9258
263 | Geysers 12 | NORTHERN CALIFORNIA | {'Eagle Rock': 6.0, 'Cloverdale': 14.1, 'Fulton': 17.7, 'Hopland': 23.2, 'Bellevue': 26.0, 'Penngrove': 30.6, 'Ukiah': 35.7, 'Lakeville': 36.0, 'Cortina': 38.2, 'Calpella': 38.6} | 379900.5312 | 18550.7246 | 4.883% | 361349.8066 | 95.12% | 40448.9336 | 10.65% | 271221.1289 | 71.39% | 11.2864 | 24057.125 | 6.332% | 26514.2031 | 6.979% | 0 | 162004.5 | 42.64% | 159206.0469 | 41.91% | 225872.9219 | 59.46% | 154027.6094 | 165224.4375 | 43.49% | 214676.0938 | 282856.4688 | 74.46% | 97044.0625 | 348189.4375 | 91.65% | 31711.0938 | 164886.5781 | 43.4% | 215013.9531 | 8773.4023 | 2.309% | 371127.1289
264 | Solar SS | SPGE | {'Carrizo Plains': 1.1, 'Caliente': 8.1, 'Kernridge': 18.5, 'Temblor': 20.5, 'Cholame': 26.1, 'Arco': 28.4, 'Goose Lake': 31.0, 'San Luis Obispo': 33.5, 'Mustang': 33.8, 'Mesa': 34.0, 'Midway': 34.3, 'Oceano': 35.2, 'Taft': 36.8, 'Templeton': 36.9, 'Sisquoc': 38.0, 'Semitropic': 38.2} | 508398.6562 | 59849.3516 | 11.77% | 448549.3047 | 88.23% | 247562.7344 | 48.69% | 240189.2344 | 47.24% | 6.6496 | 15415.415 | 3.032% | 14625.1318 | 2.877% | 0 | 93594.75 | 18.41% | 10311.7734 | 2.028% | 237875.1562 | 46.79% | 270523.5 | 68092.9141 | 13.39% | 440305.7422 | 124822.1484 | 24.55% | 383576.5078 | 333132.6875 | 65.53% | 175265.9688 | 253673.6094 | 49.9% | 254725.0469 | 13359.6846 | 2.628% | 495038.9717
265 | Olive | SPGE | {'Alpaugh': 4.6, 'Smyrna': 12.5, 'Corcoran': 15.9, 'Semitropic': 20.5, 'Vestal': 20.6, 'Charca': 21.1, 'Goose Lake': 21.8, 'Shafter': 27.5, 'Arco': 27.6, 'GWF Hanford Sw Sta': 28.0, 'Rector': 30.2, 'Springville': 31.9, 'Lerdo': 32.0, 'Leprino Jct': 32.1, 'Rio Bravo': 33.1, 'Midway': 34.1, 'Henrietta': 34.9, 'Kernridge': 35.5, 'Poso Mountain': 36.0, '7th Standard': 36.2, 'Avenal': 38.0, 'Temblor': 38.3, 'Renfro': 38.6, 'Tupman': 38.8, 'Kern Oil': 39.6, 'Sycamore': 40.0} | 640650.25 | 188797.6094 | 29.47% | 451852.6406 | 70.53% | 146935.0625 | 22.94% | 458939.4375 | 71.64% | 8.4839 | 226136.2812 | 35.3% | 283284.75 | 44.22% | 0 | 0 | 0% | 0 | 0% | 195393.9375 | 30.5% | 445256.3125 | 38261.0664 | 5.972% | 602389.1836 | 106655.0859 | 16.65% | 533995.1641 | 267694.9375 | 41.78% | 372955.3125 | 394.447 | 0.06157% | 640255.803 | 32905.2422 | 5.136% | 607745.0078
266 | 7th Standard | SPGE | {'Renfro': 4.0, 'Lerdo': 4.3, 'Kern Power': 4.5, 'Rosedale': 5.3, 'Kern Oil': 6.2, 'Westpark': 6.8, 'Rio Bravo': 7.3, 'Bakersfield': 8.0, 'Sycamore': 8.0, 'Tevis': 8.3, 'Stockdale': 9.2, 'Tupman': 9.8, 'Columbus': 11.2, 'Shafter': 11.7, 'Poso Mountain': 12.8, 'Magunden': 13.0, 'California Water': 13.0, 'Norco': 14.6, 'Charca': 16.0, 'Regulus': 18.0, 'Lamont': 18.1, 'Midway': 18.3, 'Elk Hills': 20.2, 'Grimway': 20.2, 'Semitropic': 20.5, 'Wheeler Ridge': 25.8, 'Smyrna': 26.5, 'Goose Lake': 27.6, 'Vestal': 27.9, 'Taft': 28.8, 'Temblor': 32.1, 'Kernridge': 34.3, 'Olive': 36.2, 'Pastoria': 38.4} | 599350.5625 | 88564.7109 | 14.78% | 510785.8516 | 85.22% | 102678.1406 | 17.13% | 458139.3594 | 76.44% | 9.75 | 66987.3828 | 11.18% | 285378.125 | 47.61% | 0 | 73914.2734 | 12.33% | 0 | 0% | 203619.8594 | 33.97% | 395730.7031 | 111718.5625 | 18.64% | 487632 | 214623.6719 | 35.81% | 384726.8906 | 323498.875 | 53.97% | 275851.6875 | 61810.7578 | 10.31% | 537539.8047 | 25242.5156 | 4.212% | 574108.0469
267 | Delevan | NORTHERN CALIFORNIA | {'Cortina': 17.3, 'Glenn': 29.1, 'Pease': 35.3, 'Thermalito': 35.5, 'Table Mountain': 35.8, 'Honcut': 36.2, 'Wyandotte': 39.9} | 638142.3125 | 100279.8672 | 15.71% | 537862.4453 | 84.29% | 209770.9375 | 32.87% | 411323.6875 | 64.46% | 6.6724 | 159110.75 | 24.93% | 177311.6406 | 27.79% | 0 | 161134.875 | 25.25% | 0 | 0% | 193598.8438 | 30.34% | 444543.4688 | 83002.6172 | 13.01% | 555139.6953 | 200557.9688 | 31.43% | 437584.3438 | 347042.25 | 54.38% | 291100.0625 | 201012.75 | 31.5% | 437129.5625 | 27505.1914 | 4.31% | 610637.1211
269 | Mustang | SPGE | {'San Luis Obispo': 3.7, 'Morro Bay': 12.2, 'Diablo': 12.9, 'Oceano': 15.2, 'Templeton': 16.7, 'Mesa': 23.9, 'Cholame': 31.3, 'Solar SS': 33.8, 'Carrizo Plains': 34.9, 'Sisquoc': 35.1} | 662299.75 | 285358.5938 | 43.09% | 376941.1562 | 56.91% | 169359.875 | 25.57% | 440881 | 66.57% | 8.6667 | 306352.8438 | 46.26% | 276640.5 | 41.77% | 1 | 0 | 0% | 0 | 0% | 86408.3047 | 13.05% | 575891.4453 | 12616.1289 | 1.905% | 649683.6211 | 44957.3164 | 6.788% | 617342.4336 | 120982.4375 | 18.27% | 541317.3125 | 1413.4606 | 0.2134% | 660886.2894 | 10607.46 | 1.602% | 651692.29
270 | Tranquility | SPGE | {'Cheney': 7.6, 'Mendota': 9.5, 'Panoche': 10.7, 'Cantua': 11.6, 'Helm': 12.7, 'Newhall': 19.6, 'Schindler': 19.7, 'Mc Mullin': 23.1, 'Oro Loma': 24.8, 'Kearney': 30.1, 'Dairyland': 32.5, 'Gregg': 32.6, 'Borden': 32.7, 'West Fresno': 33.7, 'Gates': 34.7, 'Cal Ave': 36.7, 'Henrietta': 36.8, 'Malaga': 38.3, 'Leprino Jct': 40.0} | 654647.75 | 201008.2031 | 30.7% | 453639.5469 | 69.3% | 172531.0312 | 26.35% | 467431.2812 | 71.4% | 6.2973 | 280887.2812 | 42.91% | 214676.9062 | 32.79% | 1 | 3588.387 | 0.5481% | 0 | 0% | 247264.5781 | 37.77% | 407383.1719 | 67437.5 | 10.3% | 587210.25 | 120195.5312 | 18.36% | 534452.2188 | 298560.0312 | 45.61% | 356087.7188 | 101416.0703 | 15.49% | 553231.6797 | 16140.3467 | 2.466% | 638507.4033
271 | Calcite | GREATER KRAMER | {'Coolwater': 23.9, 'Tortilla': 24.5, 'Victor': 26.9, 'Lugo': 27.8, 'Roadway': 28.5, 'Pisgah': 35.3, 'San Bernardino': 35.5, 'El Casco': 39.3} | 175699.8125 | 43528.4102 | 24.77% | 132171.4023 | 75.23% | 28503.3711 | 16.22% | 49729.9961 | 28.3% | 32 | 1759.401 | 1.001% | 657.0425 | 0.374% | 0 | 29004.8027 | 16.51% | 370.3011 | 0.2108% | 60825.7148 | 34.62% | 114874.0977 | 51722.9883 | 29.44% | 123976.8242 | 50884.3203 | 28.96% | 124815.4922 | 104023.2656 | 59.21% | 71676.5469 | 66387.5312 | 37.78% | 109312.2812 | 908.0651 | 0.5168% | 174791.7474
272 | Trout Canyon (fka Crazy Eyes) | SNV ELDORADO DESERT | {'Carpenter Canyon (fka Gamebird)': 9.1, 'Sandy': 9.4, 'Pahrump': 13.6, 'Vista (VEA)': 20.7, 'Desert View': 28.7, 'Innovation': 35.1, 'Primm': 39.0} | 32371.8926 | 2261.2429 | 6.985% | 30110.6497 | 93.01% | 18707.3887 | 57.79% | 5225.5684 | 16.14% | 71.9714 | 265.5446 | 0.8203% | 0 | 0% | 0 | 0 | 0% | 0 | 0% | 3101.9744 | 9.582% | 29269.9182 | 49.4641 | 0.1528% | 32322.4285 | 21474.3164 | 66.34% | 10897.5762 | 23074.3262 | 71.28% | 9297.5664 | 15748.9785 | 48.65% | 16622.9141 | 71.7718 | 0.2217% | 32300.1208
273 | Delaney | ARIZONA MINOR | {'Palo Verde': 12.1, 'Hassayampa': 14.1} | 0 | 0 | 0% | 0 | 100% | 0 | 0% | 0 | 0% |  | 0 | 0% | 0 | 0% | 0 | 0 | 0% | 0 | 0% | 0 | 0% | 0 | 0 | 0% | 0 | 0 | 0% | 0 | 0 | 0% | 0 | 0 | 0% | 0 | 0 | 0% | 0
274 | Desert View | SNV ELDORADO DESERT | {'Trout Canyon (fka Crazy Eyes)': 28.7, 'Sandy': 29.3, 'Carpenter Canyon (fka Gamebird)': 32.7, 'Innovation': 34.4, 'Pahrump': 35.1, 'Vista (VEA)': 35.3} | 0 | 0 | 0% | 0 | 100% | 0 | 0% | 0 | 0% |  | 0 | 0% | 0 | 0% | 0 | 0 | 0% | 0 | 0% | 0 | 0% | 0 | 0 | 0% | 0 | 0 | 0% | 0 | 0 | 0% | 0 | 0 | 0% | 0 | 0 | 0% | 0
275 | Carpenter Canyon (fka Gamebird) | SNV ELDORADO DESERT | {'Pahrump': 4.5, 'Trout Canyon (fka Crazy Eyes)': 9.1, 'Vista (VEA)': 12.4, 'Sandy': 18.4, 'Innovation': 29.2, 'Desert View': 32.7} | 31730.9844 | 145.4702 | 0.4584% | 31585.5142 | 99.54% | 18269.1445 | 57.58% | 4495.4707 | 14.17% | 48 | 0 | 0% | 0 | 0% | 0 | 0 | 0% | 0 | 0% | 3101.9744 | 9.776% | 28629.01 | 800.5825 | 2.523% | 30930.4019 | 23005.3633 | 72.5% | 8725.6211 | 24605.373 | 77.54% | 7125.6113 | 16611.8574 | 52.35% | 15119.127 | 130.6547 | 0.4118% | 31600.3297
276 | Hassayampa | ARIZONA MINOR | {'Palo Verde': 2.7, 'Delaney': 14.1} | 0 | 0 | 0% | 0 | 100% | 0 | 0% | 0 | 0% |  | 0 | 0% | 0 | 0% | 0 | 0 | 0% | 0 | 0% | 0 | 0% | 0 | 0 | 0% | 0 | 0 | 0% | 0 | 0 | 0% | 0 | 0 | 0% | 0 | 0 | 0% | 0
277 | Hoodoo Wash | ARIZONA MINOR | {} | 0 | 0 | 0% | 0 | 100% | 0 | 0% | 0 | 0% |  | 0 | 0% | 0 | 0% | 0 | 0 | 0% | 0 | 0% | 0 | 0% | 0 | 0 | 0% | 0 | 0 | 0% | 0 | 0 | 0% | 0 | 0 | 0% | 0 | 0 | 0% | 0
278 | Innovation | SNV ELDORADO DESERT | {'Vista (VEA)': 18.6, 'Lathrop': 24.0, 'Pahrump': 26.6, 'Carpenter Canyon (fka Gamebird)': 29.2, 'Valley (VEA)': 30.2, 'Desert View': 34.4, 'Trout Canyon (fka Crazy Eyes)': 35.1} | 0 | 0 | 0% | 0 | 100% | 0 | 0% | 0 | 0% |  | 0 | 0% | 0 | 0% | 0 | 0 | 0% | 0 | 0% | 0 | 0% | 0 | 0 | 0% | 0 | 0 | 0% | 0 | 0 | 0% | 0 | 0 | 0% | 0 | 0 | 0% | 0
279 | Lathrop | SNV ELDORADO DESERT | {'Valley (VEA)': 11.3, 'Innovation': 24.0, 'Beatty': 27.5, 'Vista (VEA)': 31.4, 'Pahrump': 39.4} | 2871.6292 | 0 | 0% | 2871.6292 | 100% | 2869.8672 | 99.94% | 0 | 0% | 1.0887 | 0 | 0% | 0 | 0% | 0 | 0 | 0% | 0 | 0% | 0 | 0% | 2871.6292 | 0 | 0% | 2871.6292 | 0 | 0% | 2871.6292 | 0 | 0% | 2871.6292 | 2871.6292 | 100% | 0 | 13.0398 | 0.4541% | 2858.5893
280 | Mohave | SNV ELDORADO DESERT | {} | 15367.4014 | 500.4001 | 3.256% | 14867.0013 | 96.74% | 8352.6836 | 54.35% | 5576.4629 | 36.29% | 5.137 | 3569.6597 | 23.23% | 0 | 0% | 0 | 0 | 0% | 0 | 0% | 5995.3872 | 39.01% | 9372.0142 | 12438.999 | 80.94% | 2928.4023 | 0 | 0% | 15367.4014 | 13025.6963 | 84.76% | 2341.7051 | 5240.5884 | 34.1% | 10126.813 | 1757.1974 | 11.43% | 13610.204
281 | Pahrump | SNV ELDORADO DESERT | {'Carpenter Canyon (fka Gamebird)': 4.5, 'Vista (VEA)': 8.6, 'Trout Canyon (fka Crazy Eyes)': 13.6, 'Sandy': 22.9, 'Innovation': 26.6, 'Desert View': 35.1, 'Valley (VEA)': 37.4, 'Lathrop': 39.4} | 32102.0801 | 403.8836 | 1.258% | 31698.1964 | 98.74% | 18494.791 | 57.61% | 4495.4688 | 14% | 47.9 | 0 | 0% | 0 | 0% | 0 | 0 | 0% | 0 | 0% | 3102.9014 | 9.666% | 28999.1787 | 800.5825 | 2.494% | 31301.4976 | 22979.3066 | 71.58% | 9122.7734 | 24580.2441 | 76.57% | 7521.8359 | 16721.8301 | 52.09% | 15380.25 | 135.222 | 0.4212% | 31966.8581
282 | Palo Verde | ARIZONA MINOR | {'Hassayampa': 2.7, 'Delaney': 12.1} | 0 | 0 | 0% | 0 | 100% | 0 | 0% | 0 | 0% |  | 0 | 0% | 0 | 0% | 0 | 0 | 0% | 0 | 0% | 0 | 0% | 0 | 0 | 0% | 0 | 0 | 0% | 0 | 0 | 0% | 0 | 0 | 0% | 0 | 0 | 0% | 0
283 | Primm | SNV ELDORADO DESERT | {'Ivanpah': 9.5, 'Eldorado': 22.0, 'Sloan Canyon (fka Bob)': 24.3, 'Sandy': 29.9, 'Mead': 35.0, 'Trout Canyon (fka Crazy Eyes)': 39.0} | 5064.5845 | 406.7357 | 8.031% | 4657.8488 | 91.97% | 2382.4053 | 47.04% | 2611.5508 | 51.56% | 2.726 | 0 | 0% | 0 | 0% | 0 | 0 | 0% | 0 | 0% | 1413.175 | 27.9% | 3651.4094 | 2099.5725 | 41.46% | 2965.012 | 654.7959 | 12.93% | 4409.7886 | 2134.7871 | 42.15% | 2929.7974 | 3915.7759 | 77.32% | 1148.8086 | 40.8242 | 0.8061% | 5023.7603
284 | Sloan Canyon (fka Bob) | SNV ELDORADO DESERT | {'Eldorado': 5.2, 'Mead': 11.1, 'Primm': 24.3, 'Ivanpah': 33.8, 'Sandy': 35.4} | 0 | 0 | 0% | 0 | 100% | 0 | 0% | 0 | 0% |  | 0 | 0% | 0 | 0% | 0 | 0 | 0% | 0 | 0% | 0 | 0% | 0 | 0 | 0% | 0 | 0 | 0% | 0 | 0 | 0% | 0 | 0 | 0% | 0 | 0 | 0% | 0
285 | Valley (VEA) | SNV ELDORADO DESERT | {'Lathrop': 11.3, 'Beatty': 29.5, 'Innovation': 30.2, 'Vista (VEA)': 30.7, 'Pahrump': 37.4} | 3058.5085 | 0 | 0% | 3058.5085 | 100% | 2988.3293 | 97.71% | 68.4167 | 2.237% | 1.1783 | 0 | 0% | 0 | 0% | 0 | 0 | 0% | 0 | 0% | 0 | 0% | 3058.5085 | 0 | 0% | 3058.5085 | 186.8793 | 6.11% | 2871.6292 | 186.8793 | 6.11% | 2871.6292 | 3058.5085 | 100% | 0 | 13.0398 | 0.4263% | 3045.4687
286 | Vista (VEA) | SNV ELDORADO DESERT | {'Pahrump': 8.6, 'Carpenter Canyon (fka Gamebird)': 12.4, 'Innovation': 18.6, 'Trout Canyon (fka Crazy Eyes)': 20.7, 'Sandy': 30.1, 'Valley (VEA)': 30.7, 'Lathrop': 31.4, 'Desert View': 35.3} | 5156.2729 | 8.076 | 0.1566% | 5148.1969 | 99.84% | 4608.3765 | 89.37% | 18.1118 | 0.3513% | 1.4375 | 0 | 0% | 0 | 0% | 0 | 0 | 0% | 0 | 0% | 626.5051 | 12.15% | 4529.7679 | 800.5825 | 15.53% | 4355.6905 | 1581.0145 | 30.66% | 3575.2584 | 2207.5195 | 42.81% | 2948.7534 | 4485.3594 | 86.99% | 670.9136 | 109.909 | 2.132% | 5046.3639
287 | Bay Boulevard | SAN DIEGO | {'Silvergate': 6.6, 'Miguel': 8.1, 'Otay Mesa': 11.0, 'Mission': 12.3, 'Old Town': 12.3, 'Kearny': 15.6, 'Sycamore Canyon': 21.6, 'Penasquitos': 22.6, 'Suncrest': 27.7, 'Escondido': 35.6, 'Palomar': 37.2, 'Encina': 39.0} | 28383.75 | 1734.7168 | 6.112% | 26649.0332 | 93.89% | 4313.5908 | 15.2% | 11748.6484 | 41.39% | 23 | 47.4492 | 0.1672% | 20.8266 | 0.07338% | 0 | 6933.9224 | 24.43% | 15312.4307 | 53.95% | 6986.8833 | 24.62% | 21396.8667 | 19181.1992 | 67.58% | 9202.5508 | 25210.7383 | 88.82% | 3173.0117 | 26354.2695 | 92.85% | 2029.4805 | 9295.3379 | 32.75% | 19088.4121 | 1380.4343 | 4.863% | 27003.3157
288 | Beatty | SNV ELDORADO DESERT | {'Lathrop': 27.5, 'Valley (VEA)': 29.5} | 2.8841 | 0 | 0% | 2.8841 | 100% | 0 | 0% | 0 | 0% |  | 0 | 0% | 0 | 0% | 0 | 0 | 0% | 0 | 0% | 0 | 0% | 2.8841 | 0 | 0% | 2.8841 | 0 | 0% | 2.8841 | 0 | 0% | 2.8841 | 2.8841 | 100% | 0 | 0 | 0% | 2.8841
289 | Lee Lake (Proposed) | RIVERSIDE | {'Viejo': 12.5, 'Valley': 16.9, 'Margarita': 17.2, 'Trabuco': 18.2, 'Mira Loma': 19.0, 'Santiago': 19.2, 'Serrano': 20.3, 'Capistrano': 20.5, 'Vista': 21.5, 'Chino': 21.6, 'Talega': 21.6, 'Villa Park': 22.6, 'Johanna': 23.3, 'Etiwanda': 23.8, 'Rancho Vista': 23.8, 'San Bernardino': 25.8, 'El Casco': 26.1, 'Lewis': 26.2, 'San Onofre': 26.9, 'Padua': 27.7, 'Ellis': 28.8, 'Olinda': 30.4, 'Barre': 30.9, 'Huntington Beach': 31.2, 'Walnut': 33.8, 'Alamitos': 37.4, 'San Luis Rey': 37.7, 'Del Amo': 37.8, 'Rio Hondo': 39.1, 'Center': 39.7} | 105181.8203 | 17414.4629 | 16.56% | 87767.3574 | 83.44% | 15170.1758 | 14.42% | 39758.1328 | 37.8% | 32.9048 | 3917.8552 | 3.725% | 2111.9773 | 2.008% | 0 | 42433.8945 | 40.34% | 49992.6523 | 47.53% | 30245.8145 | 28.76% | 74936.0059 | 44248.4102 | 42.07% | 60933.4102 | 59171.6719 | 56.26% | 46010.1484 | 78624.3047 | 74.75% | 26557.5156 | 33155.8438 | 31.52% | 72025.9766 | 8911.6318 | 8.473% | 96270.1885
290 | Leprino Jct | SPGE | {'Henrietta': 3.9, 'GWF Hanford Sw Sta': 10.6, 'Gates': 17.7, 'Corcoran': 17.9, 'Schindler': 20.4, 'Kingsburg': 22.1, 'Avenal': 24.0, 'Mc Mullin': 25.9, 'McCall': 27.8, 'Alpaugh': 28.4, 'Helm': 30.9, 'Cantua': 31.2, 'Malaga': 31.9, 'Olive': 32.1, 'Kearney': 32.3, 'Arco': 32.4, 'West Fresno': 33.0, 'Rector': 33.1, 'Cal Ave': 33.4, 'Wahtoke': 33.5, 'Sanger': 34.6, 'Reedley': 35.8, 'Tranquility': 40.0} | 676571.9375 | 299784.25 | 44.31% | 376787.6875 | 55.69% | 162619.375 | 24.04% | 456877.375 | 67.53% | 9.2057 | 327028.75 | 48.34% | 284052.1875 | 41.98% | 0 | 0 | 0% | 0 | 0% | 70559.5938 | 10.43% | 606012.3438 | 10878.6924 | 1.608% | 665693.2451 | 43839.5664 | 6.48% | 632732.3711 | 109394.3672 | 16.17% | 567177.5703 | 0 | 0% | 676571.9375 | 12637.3906 | 1.868% | 663934.5469
291 | Mead | SNV ELDORADO DESERT | {'Sloan Canyon (fka Bob)': 11.1, 'Eldorado': 13.3, 'Primm': 35.0} | 0 | 0 | 0% | 0 | 100% | 0 | 0% | 0 | 0% |  | 0 | 0% | 0 | 0% | 0 | 0 | 0% | 0 | 0% | 0 | 0% | 0 | 0 | 0% | 0 | 0 | 0% | 0 | 0 | 0% | 0 | 0 | 0% | 0 | 0 | 0% | 0
292 | Quinto | SPGE | {'Los Banos': 5.3, 'Oro Loma': 28.0, 'Westley': 32.6, 'Merced': 33.7, 'Metcalf': 37.8, 'Coyote': 38.0, 'Wilson': 38.4} | 426663.9062 | 43169.707 | 10.12% | 383494.1992 | 89.88% | 172857.0156 | 40.51% | 232501.7969 | 54.49% | 6.343 | 62195.3398 | 14.58% | 93014.7656 | 21.8% | 1 | 58852.4766 | 13.79% | 0 | 0% | 246366.9531 | 57.74% | 180296.9531 | 62691.3555 | 14.69% | 363972.5508 | 100668.25 | 23.59% | 325995.6562 | 277573.5 | 65.06% | 149090.4062 | 183867.9062 | 43.09% | 242796 | 28292.0664 | 6.631% | 398371.8398
293 | Sandy | SNV ELDORADO DESERT | {'Trout Canyon (fka Crazy Eyes)': 9.4, 'Carpenter Canyon (fka Gamebird)': 18.4, 'Pahrump': 22.9, 'Desert View': 29.3, 'Primm': 29.9, 'Vista (VEA)': 30.1, 'Ivanpah': 33.3, 'Sloan Canyon (fka Bob)': 35.4, 'Eldorado': 37.8} | 32609.7188 | 3389.0193 | 10.39% | 29220.6995 | 89.61% | 17872.7324 | 54.81% | 6303.6445 | 19.33% | 51.5 | 422.5146 | 1.296% | 0 | 0% | 0 | 0 | 0% | 0 | 0% | 3101.9744 | 9.512% | 29507.7444 | 16.344 | 0.05012% | 32593.3748 | 21243.9785 | 65.15% | 11365.7402 | 22843.9883 | 70.05% | 9765.7305 | 14970.0723 | 45.91% | 17639.6465 | 124.1109 | 0.3806% | 32485.6078
294 | Eldorado | SNV ELDORADO DESERT | {'Sloan Canyon (fka Bob)': 5.2, 'Mead': 13.3, 'Primm': 22.0, 'Ivanpah': 31.2, 'Sandy': 37.8} | 0 | 0 | 0% | 0 | 100% | 0 | 0% | 0 | 0% |  | 0 | 0% | 0 | 0% | 0 | 0 | 0% | 0 | 0% | 0 | 0% | 0 | 0 | 0% | 0 | 0 | 0% | 0 | 0 | 0% | 0 | 0 | 0% | 0 | 0 | 0% | 0
295 | Fink (Proposed) | SPGE | {'Westley': 14.9, 'Quinto': 17.7, 'Los Banos': 22.8, 'Ripon': 26.7, 'Riverbank': 30.4, 'Vierra': 30.5, 'Warnerville': 31.7, 'Tesla': 33.2, 'Metcalf': 34.5, 'Green Ridge Midway': 34.7, 'Coyote': 34.8, 'Merced': 36.6, 'Weber': 38.4, 'Kelso': 38.9, 'Delta Switching Yard': 39.7} | 460963.1562 | 60879.2344 | 13.21% | 400083.9219 | 86.79% | 120122.125 | 26.06% | 278839.3438 | 60.49% | 10.4926 | 66233.3281 | 14.37% | 186937.8125 | 40.55% | 1 | 74037.7969 | 16.06% | 0 | 0% | 209426.4062 | 45.43% | 251536.75 | 58416.7383 | 12.67% | 402546.418 | 85424.8906 | 18.53% | 375538.2656 | 243180.5469 | 52.75% | 217782.6094 | 137595.2969 | 29.85% | 323367.8594 | 20369.5547 | 4.419% | 440593.6016
296 | New Sub - Gates - Midway (Proposed) | SPGE | {'Arco': 8.7, 'Goose Lake': 15.8, 'Smyrna': 17.5, 'Olive': 19.4, 'Alpaugh': 21.2, 'Semitropic': 21.8, 'Kernridge': 23.2, 'Avenal': 24.4, 'Corcoran': 25.5, 'Charca': 27.0, 'Temblor': 27.5, 'Caliente': 28.9, 'Shafter': 30.7, 'Midway': 31.0, 'Carrizo Plains': 31.7, 'Solar SS': 32.1, 'Leprino Jct': 32.2, 'Gates': 32.4, 'Mustang': 32.6, 'Cholame': 33.0, 'Henrietta': 33.1, 'GWF Hanford Sw Sta': 34.5, 'Rio Bravo': 36.3, 'Vestal': 38.0, 'Lerdo': 39.1} | 641600.6875 | 184409.3125 | 28.74% | 457191.375 | 71.26% | 211152.1719 | 32.91% | 405361.0156 | 63.18% | 7 | 220806.75 | 34.41% | 118019.4297 | 18.39% | 1 | 3597.1497 | 0.5607% | 0 | 0% | 355305.1875 | 55.38% | 286295.5 | 29926.877 | 4.664% | 611673.8105 | 109163.6484 | 17.01% | 532437.0391 | 409192.2188 | 63.78% | 232408.4688 | 18178.5996 | 2.833% | 623422.0879 | 24985.1797 | 3.894% | 616615.5078
297 | New Sub - Rancho Seco - Bellota (Proposed) | NORTHERN CALIFORNIA | {'Camanche': 5.8, 'Bellota': 8.2, 'Lockeford': 9.0, 'Weber': 19.8, 'Eight Mile': 21.3, 'Stagg': 21.5, 'Riverbank': 25.6, 'Ripon': 27.3, 'Vierra': 27.7, 'Warnerville': 29.0, 'Peoria': 31.5, 'Grand Island': 33.0, 'UltraPower Chinese Station': 33.4, 'Gold Hill': 37.0, 'Curtis': 38.5, 'Brentwood': 39.9, 'Westley': 39.9} | 498301.125 | 58620.7148 | 11.76% | 439680.4102 | 88.24% | 67465.4922 | 13.54% | 313551.3516 | 62.92% | 14.5918 | 113883.2422 | 22.85% | 114754.375 | 23.03% | 1 | 106964.5234 | 21.47% | 0 | 0% | 259465.7812 | 52.07% | 238835.3438 | 99287.625 | 19.93% | 399013.5 | 211703.0156 | 42.48% | 286598.1094 | 333914.1562 | 67.01% | 164386.9688 | 161728.2031 | 32.46% | 336572.9219 | 65030.8711 | 13.05% | 433270.2539
298 | New Sub - Midway - Wheeler Ridge (Proposed) | SPGE | {'Elk Hills': 9.4, 'Norco': 11.6, 'Taft': 12.1, 'Tevis': 15.8, 'Tupman': 16.0, 'Wheeler Ridge': 16.7, 'Stockdale': 17.6, 'Renfro': 19.3, 'Kern Power': 20.3, 'Rosedale': 20.7, 'Westpark': 21.7, 'Midway': 22.1, 'Rio Bravo': 22.1, '7th Standard': 23.3, 'Bakersfield': 23.6, 'Grimway': 24.6, 'Magunden': 25.6, 'Regulus': 25.9, 'Lamont': 26.0, 'Kern Oil': 26.1, 'Columbus': 26.6, 'Lerdo': 27.0, 'Shafter': 27.2, 'Pastoria': 27.3, 'Sycamore': 27.7, 'California Water': 29.3, 'Temblor': 30.1, 'Charca': 33.7, 'Semitropic': 34.4, 'Kernridge': 34.6, 'Poso Mountain': 34.9, 'Bailey': 36.8, 'Goose Lake': 37.5} | 389818.0625 | 44536.5 | 11.42% | 345281.5625 | 88.58% | 91518.0391 | 23.48% | 278421.1797 | 71.42% | 8.1915 | 68217.1172 | 17.5% | 167787.9844 | 43.04% | 1 | 7713.0981 | 1.979% | 675.3998 | 0.1733% | 84040.1484 | 21.56% | 305777.9141 | 117185.2656 | 30.06% | 272632.7969 | 211403.1406 | 54.23% | 178414.9219 | 234594.4688 | 60.18% | 155223.5938 | 26953.3887 | 6.914% | 362864.6738 | 21338.8867 | 5.474% | 368479.1758
299 | Suncrest - Ocotillo (Proposed) | GREATER IMPERIAL | {'Suncrest': 13.8, 'ECO': 22.1, 'Ocotillo': 23.8, 'Otay Mesa': 31.1, 'Miguel': 32.3, 'Sycamore Canyon': 35.0, 'Bay Boulevard': 39.9, 'Kearny': 40.0} | 215856.8438 | 27542.9863 |  | 188313.8574 |  | 60214.0312 |  | 115304.375 |  | 11.4352 | 439.4172 |  | 454.8206 |  |  | 46666.8047 |  | 165854.9844 |  | 25744.2754 |  |  | 54337.4023 |  |  | 101872.2188 |  |  | 127443.2812 |  |  | 131445.9844 |  |  | 8139.0601
300 | New Sub - North Gila - IV (Proposed) | GREATER IMPERIAL | {'High Line': 4.3, 'El Centro': 19.4, 'Imperial Valley': 29.3, 'Arkansas': 31.1, 'Sonora': 32.9, 'IID System': 38.5} | 191635.7812 | 32875.0352 | 17.15% | 158760.7461 | 82.85% | 33397.0508 | 17.43% | 152397.9023 | 79.52% | 8.4922 | 24309.623 | 12.69% | 122943.0781 | 64.15% | 0 | 0 | 0% | 0 | 0% | 8524.3027 | 4.448% | 183111.4785 | 29234.6621 | 15.26% | 162401.1191 | 29234.6621 | 15.26% | 162401.1191 | 37758.9648 | 19.7% | 153876.8164 | 16957.8633 | 8.849% | 174677.918 | 9701.9131 | 5.063% | 181933.8682
301 | New Sub - Lugo - Pisgah (Proposed) | GREATER KRAMER | {'Calcite': 18.2, 'Pisgah': 30.1, 'Devers': 32.0, 'Coolwater': 34.4, 'El Casco': 39.0, 'Tortilla': 39.2} | 164628.6875 | 51807.5 | 31.47% | 112821.1875 | 68.53% | 25718.5977 | 15.62% | 52711.9648 | 32.02% | 38 | 1700.6519 | 1.033% | 606.147 | 0.3682% | 0 | 29566.0742 | 17.96% | 929.7078 | 0.5647% | 42440.8164 | 25.78% | 122187.8711 | 35797.6992 | 21.74% | 128830.9883 | 44684.2773 | 27.14% | 119944.4102 | 79464.2266 | 48.27% | 85164.4609 | 68124.0312 | 41.38% | 96504.6562 | 906.3724 | 0.5506% | 163722.3151
|  |  |  | 462494.5312 | 61696.3125 |  | 400798.2188 |  | 119523.3438 |  | 278315.2812 |  | 10.6674 | 66990.5625 |  | 190755.3438 |  |  | 71057.2578 |  | 0 |  | 207699.7188 |  |  | 57811.0508 |  |  | 84738.7422 |  |  | 241619.4062 |  |  | 134541.4219 |  |  | 20395.0273
|  |  |  | 0 | 0 |  | 0 |  | 0 |  | 0 |  |  | 0 |  | 0 |  |  | 0 |  | 0 |  | 0 |  |  | 0 |  |  | 0 |  |  | 0 |  |  | 0 |  |  | 0

## LandEnv_Wind_Data_10mi
CEC provided land-use and environmental data criteria for in-state substations at a 10 mile radius for onshore wind resource potential. Note these were updated since the October Ruling version to be based on a techno-economic resource potential base using a 20% CF factor rather than 28%.
[9 empty] | Parcel info not applied for onshore wind mapping |  |  |  |  | Cropland Index not applied for onshore wind mappping
|  |  |  | Res. Potential Base (after techno-economic & protected areas exclusisons) | Res. Potential after Core Land Use Screen (Lower Implications Land) | Percentage of Base Potential w/ Lower Implications | Res. Potential excluded by Core screen (Higher Implications Land) | Percentage of Base Potential w/ Higher Implications | [5 empty] | Base Res. Potential w/ Low Cropland Index Values | Percentage of Base Potential w/ Low Cropland Index Values | Base Res. Potential w/ High Cropland Index Values | Percentage of Base Potential w/ High Cropland Index Values |  | Base Res. Potential w/ Tier 2 Fire Threat | Percentage of Base Potential w/ Tier 2 Fire Threat | Base Res. Potential w/ Tier 3 Fire Threat | Percentage of Base Potential w/ Tier 3 Fire Threat | Base Res. Potential w/ ACE Terrestrial Connectivity, 4 or 5, (High Implications) | Percentage of Base Potential w/ Terrestrial Connectivity High Implications | Base Res. Potential w/ Terrestrial Connectivity Low Implications | Base Res. Potential w/ ACE Biodiversity, 5, (High Implications) | Percentage of Base Potential w/ Biodiversity High Implications | Base Res. Potential w/ Biodiversity Low Implications | Base Res. Potential w/ ACE Irreplaceability, 4 or 5, (High Implications) | Percentage of Base Potential w/ Irreplaceability High Implications | Base Res. Potential w/ Irreplaceability Low Implications | Base Res. Potential w/ Any of the three ACE datasets High Implications | Percentage of Base Potential w/ Any of the three ACE datasets High Implications | Base Res. Potential w/ Any of the three ACE datasets Low Implications | Base Res. Potential w/ High Terrestrial Landscape Intactness | Percentage of Base Potential w/ High Terrestrial Landscape Intactness | Base Res. Potential w/ Low Terrestrial Landscape Intactness | Base Res. Potential w/ Classified as Wetlands | Percentage of Base Potential w/ Classified as Wetlands | Base Res. Potential w/ Not Classified as Wetlands
Blue columns indicate additional data calculate/added by CPUC staff in dashboard.
Distance in miles to nearby substations
OBJECTID | IRP_Substation_Name | RESOLVE_Wind_Area | Overlaps | RPB_Acres | TRP_Acres | Perc_TRP | High_Implication_Acres | Perc_HighImplication | Parcels_LT_6 | Perc_ParcLT6 | Parcels_LT_30_GT6 | Perc_ParcLT30GT6 | 10th Percentile Parcelization | LowCrop_Acres | Perc_LowCrop | HighCrop_Acres | Perc_HighCrop | Critically overdrafted basin | FT_Tier2_Acres | Perc_FT_Tier2 | FT_Tier3_Acres | Perc_FT_Tier3 | Conn45_Acres | Perc_Conn45 | Low Conn Acres | Bio5_Acres | Perc_Bio5 | Low Bio Acres | Irr45_Acres | Perc_Irr45 | Low Irr Acres | ACE_All_Acres | Perc_AllACE | Low AllACE Acres | High_Intact_Acres | Perc_HighIntact | LowIntact Acres | Wetlands_Acres | Perc_Wetlands | Not Wetlands Acres
1 | East Shore | Solano | {} | 10543.707 | 1964.4153 | 18.63% | 8579.2917 | 81.37% | [5 empty] | 0 | 0% | 0 | 0% |  | 0 | 0% | 4072.9299 | 38.63% | 3154.0486 | 29.91% | 7389.6584 | 2081.6326 | 19.74% | 8462.0745 | 6861.0083 | 65.07% | 3682.6987 | 8139.9141 | 77.2% | 2403.793 | 3691.6501 | 35.01% | 6852.0569 | 1430.4487 | 13.57% | 9113.2583
2 | Newark | Solano | {'Los Esteros': 5.9, 'Schulte Switching Station': 8.7} | 3625.4219 | 53.2621 | 1.469% | 3572.1598 | 98.53% | [5 empty] | 0 | 0% | 0 | 0% |  | 794.8741 | 21.93% | 1557.1577 | 42.95% | 1962.1932 | 54.12% | 1663.2286 | 754.4169 | 20.81% | 2871.005 | 1792.7756 | 49.45% | 1832.6462 | 3000.552 | 82.76% | 624.8699 | 1927.1149 | 53.16% | 1698.307 | 1158.8553 | 31.96% | 2466.5665
3 | Tesla | Solano | {'Green Ridge Midway': 1.6, 'Kelso': 6.2, 'Delta Switching Yard': 6.8} | 70311.6719 | 489.2596 | 0.6958% | 69822.4123 | 99.3% | [5 empty] | 3282.7056 | 4.669% | 17569.8594 | 24.99% |  | 4353.6494 | 6.192% | 0 | 0% | 50801.3203 | 72.25% | 19510.3516 | 39642.8203 | 56.38% | 30668.8516 | 41495.0664 | 59.02% | 28816.6055 | 55980.7461 | 79.62% | 14330.9258 | 24817.8535 | 35.3% | 45493.8184 | 3168.4897 | 4.506% | 67143.1821
4 | Cabrillo | Kern_Greater_Carrizo | {} | 48710.8516 | 4131.1147 | 8.481% | 44579.7368 | 91.52% | [5 empty] | 2293.3965 | 4.708% | 2002.8677 | 4.112% |  | 45044.5156 | 92.47% | 0 | 0% | 31149.3203 | 63.95% | 17561.5312 | 2721.0337 | 5.586% | 45989.8179 | 15484.6719 | 31.79% | 33226.1797 | 37971.1758 | 77.95% | 10739.6758 | 28646.75 | 58.81% | 20064.1016 | 3080.7683 | 6.325% | 45630.0833
5 | Honcut | Northern_California | {} | 111293.3359 | 16292.1045 | 14.64% | 95001.2314 | 85.36% | [5 empty] | 38374.1484 | 34.48% | 39328.1445 | 35.34% |  | 1686.4856 | 1.515% | 0 | 0% | 86417.5859 | 77.65% | 24875.75 | 8621.252 | 7.746% | 102672.084 | 24281.7051 | 21.82% | 87011.6309 | 93392.6953 | 83.92% | 17900.6406 | 2656.3796 | 2.387% | 108636.9563 | 16776.5293 | 15.07% | 94516.8066
6 | Palermo | Northern_California | {'Wyandotte': 2.9, 'Thermalito': 7.4, 'Table Mountain': 9.7} | 43346.2305 | 1958.0276 | 4.517% | 41388.2029 | 95.48% | [5 empty] | 9685.9121 | 22.35% | 6175.645 | 14.25% |  | 8150.0449 | 18.8% | 1138.0803 | 2.626% | 39018.7305 | 90.02% | 4327.5 | 4336.5801 | 10% | 39009.6504 | 3109.72 | 7.174% | 40236.5105 | 41062.6992 | 94.73% | 2283.5312 | 5157.2314 | 11.9% | 38188.999 | 12183.8906 | 28.11% | 31162.3398
7 | Table Mountain | Northern_California | {'Thermalito': 2.9, 'Wyandotte': 7.1, 'Palermo': 9.7} | 62748.1055 | 2753.0691 | 4.387% | 59995.0364 | 95.61% | [5 empty] | 29495.5098 | 47.01% | 5855.1021 | 9.331% |  | 8021.6431 | 12.78% | 15.9323 | 0.02539% | 51929.2969 | 82.76% | 10818.8086 | 16154.0283 | 25.74% | 46594.0771 | 29657.4258 | 47.26% | 33090.6797 | 59977.3867 | 95.58% | 2770.7188 | 6950.5894 | 11.08% | 55797.5161 | 16642.459 | 26.52% | 46105.6465
8 | Wyandotte | Northern_California | {'Palermo': 2.9, 'Thermalito': 5.1, 'Table Mountain': 7.1} | 46843.6445 | 730.492 | 1.559% | 46113.1525 | 98.44% | [5 empty] | 13138.6436 | 28.05% | 3820.75 | 8.156% |  | 11220.7764 | 23.95% | 201.4593 | 0.4301% | 42172.5508 | 90.03% | 4671.0938 | 8722.1904 | 18.62% | 38121.4541 | 7570.0356 | 16.16% | 39273.6089 | 45893.7734 | 97.97% | 949.8711 | 7127.7358 | 15.22% | 39715.9087 | 14676.8672 | 31.33% | 32166.7773
9 | Cortina | Northern_California | {} | 121579.1094 | 19713.3203 | 16.21% | 101865.7891 | 83.79% | [5 empty] | 22158.7598 | 18.23% | 47217.5703 | 38.84% |  | 31708.6328 | 26.08% | 0 | 0% | 45021.5938 | 37.03% | 76557.5156 | 15745.458 | 12.95% | 105833.6514 | 47474.8164 | 39.05% | 74104.293 | 82563.6953 | 67.91% | 39015.4141 | 36628.9219 | 30.13% | 84950.1875 | 1280.7108 | 1.053% | 120298.3986
10 | Etiwanda | Greater_Kramer | {'Rancho Vista': 0.4, 'Mira Loma': 6.0, 'Padua': 6.8} | 1378.8256 | 0 | 0% | 1378.8256 | 100% | [5 empty] | 0 | 0% | 0 | 0% |  | 250.941 | 18.2% | 1127.8759 | 81.8% | 1378.8256 | 100% | 0 | 1013.8559 | 73.53% | 364.9697 | 1062.5029 | 77.06% | 316.3226 | 1378.8256 | 100% | 0 | 982.9573 | 71.29% | 395.8683 | 53.7716 | 3.9% | 1325.054
11 | Brentwood | Solano | {'Lone Tree': 4.9, 'Contra Costa': 8.0, 'Delta Switching Yard': 8.7, 'Kelso': 9.3} | 43361.1133 | 1356.7557 | 3.129% | 42004.3575 | 96.87% | [5 empty] | 5661.6606 | 13.06% | 13835.6631 | 31.91% |  | 13619.2783 | 31.41% | 2576.7756 | 5.943% | 19200.3086 | 44.28% | 24160.8047 | 19441.9219 | 44.84% | 23919.1914 | 19221.2676 | 44.33% | 24139.8457 | 26667.9512 | 61.5% | 16693.1621 | 7043.4287 | 16.24% | 36317.6846 | 5718.7368 | 13.19% | 37642.3765
12 | Clayton | Solano | {'Pittsburg': 7.5, 'Martinez': 9.4} | 15407.9248 | 401.6344 | 2.607% | 15006.2904 | 97.39% | [5 empty] | 24.2623 | 0.1575% | 0.096905 | 0.0006289% |  | 5441.1704 | 35.31% | 3914.3999 | 25.41% | 8395.1885 | 54.49% | 7012.7363 | 12179.4707 | 79.05% | 3228.4541 | 9820.7539 | 63.74% | 5587.1709 | 12799.1992 | 83.07% | 2608.7256 | 5543.4814 | 35.98% | 9864.4434 | 5785.2212 | 37.55% | 9622.7036
13 | Contra Costa | Solano | {'Lone Tree': 3.9, 'Pittsburg': 6.7, 'Brentwood': 8.0, 'Birds Landing': 9.0} | 30996.1992 | 1591.0107 | 5.133% | 29405.1885 | 94.87% | [5 empty] | 5152.7764 | 16.62% | 1257.1591 | 4.056% |  | 10068.5293 | 32.48% | 3015.3354 | 9.728% | 12378.4492 | 39.94% | 18617.75 | 25628.8887 | 82.68% | 5367.3105 | 22904.3516 | 73.89% | 8091.8477 | 25835.4707 | 83.35% | 5160.7285 | 7200.2046 | 23.23% | 23795.9946 | 8701.666 | 28.07% | 22294.5332
14 | Pittsburg | Solano | {'Contra Costa': 6.7, 'Birds Landing': 7.1, 'Clayton': 7.5, 'Shilo III': 9.6, 'Lone Tree': 9.7} | 22295.4414 | 891.6293 | 3.999% | 21403.8121 | 96% | [5 empty] | 1955.5625 | 8.771% | 5.3235 | 0.02388% |  | 3419.7649 | 15.34% | 175.2845 | 0.7862% | 10180.249 | 45.66% | 12115.1924 | 15564.2666 | 69.81% | 6731.1748 | 9468.1875 | 42.47% | 12827.2539 | 17793.8965 | 79.81% | 4501.5449 | 2635.6631 | 11.82% | 19659.7783 | 13249.2939 | 59.43% | 9046.1475
15 | San Bernardino | Greater_Kramer | {'Vista': 5.3} | 67.5063 | 0 | 0% | 67.5063 | 100% | [5 empty] | 0 | 0% | 0 | 0% |  | 0 | 0% | 67.5063 | 100% | 67.5063 | 100% | 0 | 2.7392 | 4.058% | 64.7671 | 67.5063 | 100% | 0 | 67.5063 | 100% | 0 | 5.9021 | 8.743% | 61.6042 | 7.2338 | 10.72% | 60.2725
16 | Placerville | El_Dorado_Mariposa | {} | 0 | 0 | 0% | 0 | 100% | [5 empty] | 0 | 0% | 0 | 0% |  | 0 | 0% | 0 | 0% | 0 | 0% | 0 | 0 | 0% | 0 | 0 | 0% | 0 | 0 | 0% | 0 | 0 | 0% | 0 | 0 | 0% | 0
17 | Cantua | Central_Valley_North_Los_Banos | {} | 113986.3047 | 87851.0703 | 77.07% | 26135.2344 | 22.93% | [5 empty] | 37144.8398 | 32.59% | 60453.2773 | 53.04% |  | 0 | 0% | 0 | 0% | 22882.8691 | 20.08% | 91103.4355 | 0 | 0% | 113986.3047 | 7184.8535 | 6.303% | 106801.4512 | 25967.166 | 22.78% | 88019.1387 | 6250.0513 | 5.483% | 107736.2534 | 245.6678 | 0.2155% | 113740.6369
18 | Cheney | Central_Valley_North_Los_Banos | {'Panoche': 3.1, 'Mendota': 7.3, 'Tranquility': 7.6} | 53494.8281 | 39339.8555 | 73.54% | 14154.9727 | 26.46% | [5 empty] | 30602.8398 | 57.21% | 17838.0508 | 33.35% |  | 0 | 0% | 0 | 0% | 7180.3613 | 13.42% | 46314.4668 | 0 | 0% | 53494.8281 | 7844.4551 | 14.66% | 45650.373 | 14122.0645 | 26.4% | 39372.7637 | 0 | 0% | 53494.8281 | 78.8653 | 0.1474% | 53415.9629
19 | Gates | Central_Valley_North_Los_Banos | {} | 46208.5352 | 36510.4766 | 79.01% | 9698.0586 | 20.99% | [5 empty] | 2719.8816 | 5.886% | 42388.3047 | 91.73% |  | 0 | 0% | 0 | 0% | 0 | 0% | 46208.5352 | 3653.5952 | 7.907% | 42554.9399 | 9551.3408 | 20.67% | 36657.1943 | 9551.3408 | 20.67% | 36657.1943 | 0 | 0% | 46208.5352 | 174.0998 | 0.3768% | 46034.4354
20 | Helm | Central_Valley_North_Los_Banos | {} | 154223.3906 | 99364.8203 | 64.43% | 54858.5703 | 35.57% | [5 empty] | 110231.3906 | 71.48% | 32504.2539 | 21.08% |  | 0 | 0% | 0 | 0% | 37597.4414 | 24.38% | 116625.9492 | 21651.5703 | 14.04% | 132571.8203 | 23024.0273 | 14.93% | 131199.3633 | 51961.2148 | 33.69% | 102262.1758 | 0 | 0% | 154223.3906 | 4652.5571 | 3.017% | 149570.8335
21 | Kearney | Central_Valley_North_Los_Banos | {'West Fresno': 3.6, 'Cal Ave': 6.6, 'Malaga': 8.7, 'Mc Mullin': 9.7} | 104198.9297 | 101350.0625 | 97.27% | 2848.8672 | 2.734% | [5 empty] | 26634.6504 | 25.56% | 72415.9688 | 69.5% |  | 0 | 0% | 0 | 0% | 2432.7632 | 2.335% | 101766.1665 | 208.0597 | 0.1997% | 103990.87 | 208.0597 | 0.1997% | 103990.87 | 2640.823 | 2.534% | 101558.1067 | 0 | 0% | 104198.9297 | 352.9665 | 0.3387% | 103845.9632
22 | Kingsburg | Central_Valley_North_Los_Banos | {'McCall': 9.0} | 24795.3535 | 24040.0625 | 96.95% | 755.291 | 3.046% | [5 empty] | 8785.4629 | 35.43% | 14096.4697 | 56.85% |  | 0 | 0% | 0 | 0% | 0 | 0% | 24795.3535 | 0 | 0% | 24795.3535 | 0 | 0% | 24795.3535 | 0 | 0% | 24795.3535 | 0 | 0% | 24795.3535 | 755.2916 | 3.046% | 24040.0619
23 | Malaga | Central_Valley_North_Los_Banos | {'Cal Ave': 2.8, 'West Fresno': 5.4, 'Sanger': 6.5, 'McCall': 7.5, 'Kearney': 8.7} | 38659.8398 | 38598.8906 | 99.84% | 60.9492 | 0.1577% | [5 empty] | 6723.3975 | 17.39% | 29883.541 | 77.3% |  | 0 | 0% | 0 | 0% | 0 | 0% | 38659.8398 | 0 | 0% | 38659.8398 | 0 | 0% | 38659.8398 | 0 | 0% | 38659.8398 | 0 | 0% | 38659.8398 | 60.9461 | 0.1576% | 38598.8937
24 | McCall | Central_Valley_North_Los_Banos | {'Sanger': 6.8, 'Malaga': 7.5, 'Kingsburg': 9.0} | 20541.793 | 20501.7129 | 99.8% | 40.0801 | 0.1951% | [5 empty] | 4062.8123 | 19.78% | 15488.1836 | 75.4% |  | 0 | 0% | 0 | 0% | 0 | 0% | 20541.793 | 0 | 0% | 20541.793 | 0 | 0% | 20541.793 | 0 | 0% | 20541.793 | 0 | 0% | 20541.793 | 40.0804 | 0.1951% | 20501.7126
25 | Mc Mullin | Central_Valley_North_Los_Banos | {'Kearney': 9.7} | 169899.4219 | 138790.1562 | 81.69% | 31109.2656 | 18.31% | [5 empty] | 77808.0703 | 45.8% | 81426.0625 | 47.93% |  | 0 | 0% | 0 | 0% | 24564.5664 | 14.46% | 145334.8555 | 12956.123 | 7.626% | 156943.2988 | 12956.123 | 7.626% | 156943.2988 | 29640.2812 | 17.45% | 140259.1406 | 0 | 0% | 169899.4219 | 2386.4331 | 1.405% | 167512.9888
26 | Mendota | Central_Valley_North_Los_Banos | {'Cheney': 7.3, 'Panoche': 8.2, 'Tranquility': 9.5} | 83302.0781 | 63497.2734 | 76.23% | 19804.8047 | 23.77% | [5 empty] | 56026.5625 | 67.26% | 20084.334 | 24.11% |  | 0 | 0% | 0 | 0% | 11657.5557 | 13.99% | 71644.5225 | 1438.3358 | 1.727% | 81863.7423 | 8999.498 | 10.8% | 74302.5801 | 19632.209 | 23.57% | 63669.8691 | 317.7649 | 0.3815% | 82984.3133 | 2172.8806 | 2.608% | 81129.1975
27 | Oro Loma | Central_Valley_North_Los_Banos | {} | 55167.0156 | 53502.9766 | 96.98% | 1664.0391 | 3.016% | [5 empty] | 42806.75 | 77.59% | 9789.6221 | 17.75% |  | 0 | 0% | 0 | 0% | 678.4767 | 1.23% | 54488.5389 | 0 | 0% | 55167.0156 | 22.3101 | 0.04044% | 55144.7056 | 700.7869 | 1.27% | 54466.2288 | 0 | 0% | 55167.0156 | 1300.6052 | 2.358% | 53866.4104
28 | Panoche | Central_Valley_North_Los_Banos | {'Cheney': 3.1, 'Mendota': 8.2} | 29910.8398 | 22339.3477 | 74.69% | 7571.4922 | 25.31% | [5 empty] | 16955.2773 | 56.69% | 12210.9395 | 40.82% |  | 0 | 0% | 0 | 0% | 0 | 0% | 29910.8398 | 0 | 0% | 29910.8398 | 7538.5869 | 25.2% | 22372.2529 | 7538.5869 | 25.2% | 22372.2529 | 0 | 0% | 29910.8398 | 60.7671 | 0.2032% | 29850.0727
29 | Reedley | Central_Valley_North_Los_Banos | {'Wahtoke': 4.3} | 0 | 0 | 0% | 0 | 100% | [5 empty] | 0 | 0% | 0 | 0% |  | 0 | 0% | 0 | 0% | 0 | 0% | 0 | 0 | 0% | 0 | 0 | 0% | 0 | 0 | 0% | 0 | 0 | 0% | 0 | 0 | 0% | 0
30 | Sanger | Central_Valley_North_Los_Banos | {'Malaga': 6.5, 'McCall': 6.8, 'Cal Ave': 8.5} | 3044.4128 | 3044.4128 | 100% | 0 | 0% | [5 empty] | 225.6776 | 7.413% | 2711.0874 | 89.05% |  | 0 | 0% | 0 | 0% | 0 | 0% | 3044.4128 | 0 | 0% | 3044.4128 | 0 | 0% | 3044.4128 | 0 | 0% | 3044.4128 | 0 | 0% | 3044.4128 | 0 | 0% | 3044.4128
31 | Schindler | Central_Valley_North_Los_Banos | {} | 161432.8281 | 144939.4062 | 89.78% | 16493.4219 | 10.22% | [5 empty] | 85906.0078 | 53.21% | 69257.7734 | 42.9% |  | 0 | 0% | 0 | 0% | 13585.6934 | 8.416% | 147847.1348 | 480.2905 | 0.2975% | 160952.5376 | 2809.3525 | 1.74% | 158623.4756 | 16373.6045 | 10.14% | 145059.2236 | 0 | 0% | 161432.8281 | 798.8541 | 0.4949% | 160633.9741
32 | Wahtoke | Central_Valley_North_Los_Banos | {'Reedley': 4.3} | 0 | 0 | 0% | 0 | 100% | [5 empty] | 0 | 0% | 0 | 0% |  | 0 | 0% | 0 | 0% | 0 | 0% | 0 | 0 | 0% | 0 | 0 | 0% | 0 | 0 | 0% | 0 | 0 | 0% | 0 | 0 | 0% | 0
33 | West Fresno | Central_Valley_North_Los_Banos | {'Cal Ave': 3.0, 'Kearney': 3.6, 'Malaga': 5.4} | 68787.8047 | 68733.0078 | 99.92% | 54.7969 | 0.07966% | [5 empty] | 15246.9336 | 22.17% | 50252.3555 | 73.05% |  | 0 | 0% | 0 | 0% | 0 | 0% | 68787.8047 | 0 | 0% | 68787.8047 | 0 | 0% | 68787.8047 | 0 | 0% | 68787.8047 | 0 | 0% | 68787.8047 | 54.7926 | 0.07965% | 68733.0121
34 | Glenn | Northern_California | {} | 141356.1719 | 55989.4492 | 39.61% | 85366.7227 | 60.39% | [5 empty] | 27334.9297 | 19.34% | 76977.1328 | 54.46% |  | 0 | 0% | 0 | 0% | 76727 | 54.28% | 64629.1719 | 864.9085 | 0.6119% | 140491.2634 | 1676.1381 | 1.186% | 139680.0338 | 77557.5234 | 54.87% | 63798.6484 | 5040.2793 | 3.566% | 136315.8926 | 23642.5586 | 16.73% | 117713.6133
35 | Bridgeville | Humboldt | {} | 52006.2852 | 3673.2788 | 7.063% | 48333.0063 | 92.94% | [5 empty] | 239.4292 | 0.4604% | 0 | 0% |  | 18221.2676 | 35.04% | 8881.499 | 17.08% | 12299.2773 | 23.65% | 39707.0078 | 11309.5439 | 21.75% | 40696.7412 | 12243.0947 | 23.54% | 39763.1904 | 21438.5488 | 41.22% | 30567.7363 | 42828.3789 | 82.35% | 9177.9062 | 181.4458 | 0.3489% | 51824.8393
36 | Humboldt | Humboldt | {} | 19340.3555 | 3250.3638 | 16.81% | 16089.9917 | 83.19% | [5 empty] | 2963.6941 | 15.32% | 0 | 0% |  | 10051.5508 | 51.97% | 0 | 0% | 1418.0409 | 7.332% | 17922.3146 | 8224.0732 | 42.52% | 11116.2822 | 10201.166 | 52.75% | 9139.1895 | 10646.377 | 55.05% | 8693.9785 | 5688.8193 | 29.41% | 13651.5361 | 4073.6086 | 21.06% | 15266.7468
37 | El Centro | Greater_Imperial | {} | 75062.8438 | 65443.543 | 87.19% | 9619.3008 | 12.81% | [5 empty] | 13922.8057 | 18.55% | 51643.793 | 68.8% |  | 0 | 0% | 0 | 0% | 1902.5854 | 2.535% | 73160.2583 | 3100.9866 | 4.131% | 71961.8572 | 3100.9866 | 4.131% | 71961.8572 | 5003.5718 | 6.666% | 70059.272 | 0 | 0% | 75062.8438 | 4848.5708 | 6.459% | 70214.2729
38 | High Line | Greater_Imperial | {'North Gila - IV (Proposed)': 4.3} | 75135.2734 | 50874.0977 | 67.71% | 24261.1758 | 32.29% | [5 empty] | 8264.165 | 11% | 50000.625 | 66.55% |  | 0 | 0% | 0 | 0% | 0 | 0% | 75135.2734 | 21853.6465 | 29.09% | 53281.627 | 21853.6465 | 29.09% | 53281.627 | 21853.6465 | 29.09% | 53281.627 | 5803.3057 | 7.724% | 69331.9678 | 4765.7158 | 6.343% | 70369.5576
39 | Imperial Valley | Greater_Imperial | {} | 15214.0469 | 9072.7793 | 59.63% | 6141.2676 | 40.37% | [5 empty] | 1544.5973 | 10.15% | 5951.5576 | 39.12% |  | 0 | 0% | 0 | 0% | 0 | 0% | 15214.0469 | 2751.927 | 18.09% | 12462.1199 | 4679.8252 | 30.76% | 10534.2217 | 4679.8252 | 30.76% | 10534.2217 | 543.407 | 3.572% | 14670.6398 | 1219.734 | 8.017% | 13994.3129
40 | El Segundo | Greater_LA | {'Chevmain': 1.2, 'El Nido': 3.0, 'Redondo': 4.6, 'La Fresa': 5.8, 'La Cienega': 6.9} | 370.344 | 143.2205 | 38.67% | 227.1235 | 61.33% | [5 empty] | 0 | 0% | 0 | 0% |  | 67.9068 | 18.34% | 0 | 0% | 10.7529 | 2.903% | 359.5911 | 113.7204 | 30.71% | 256.6236 | 204.9119 | 55.33% | 165.4321 | 215.6648 | 58.23% | 154.6792 | 0 | 0% | 370.344 | 0.64248 | 0.1735% | 369.7015
41 | Arco | Central_Valley_North_Los_Banos | {'Gates-Midway (Proposed)': 8.7} | 0 | 0 | 0% | 0 | 100% | [5 empty] | 0 | 0% | 0 | 0% |  | 0 | 0% | 0 | 0% | 0 | 0% | 0 | 0 | 0% | 0 | 0 | 0% | 0 | 0 | 0% | 0 | 0 | 0% | 0 | 0 | 0% | 0
42 | Bakersfield | Central_Valley_North_Los_Banos | {'Westpark': 2.2, 'Columbus': 3.7, 'Kern Oil': 3.8, 'Rosedale': 4.2, 'Sycamore': 4.6, 'Magunden': 5.0, 'Kern Power': 5.3, 'Stockdale': 6.0, 'California Water': 6.3, '7th Standard': 8.0, 'Tevis': 8.4, 'Renfro': 9.0} | 0 | 0 | 0% | 0 | 100% | [5 empty] | 0 | 0% | 0 | 0% |  | 0 | 0% | 0 | 0% | 0 | 0% | 0 | 0 | 0% | 0 | 0 | 0% | 0 | 0 | 0% | 0 | 0 | 0% | 0 | 0 | 0% | 0
43 | Charca | Central_Valley_North_Los_Banos | {'Semitropic': 6.3, 'Shafter': 6.5} | 0 | 0 | 0% | 0 | 100% | [5 empty] | 0 | 0% | 0 | 0% |  | 0 | 0% | 0 | 0% | 0 | 0% | 0 | 0 | 0% | 0 | 0 | 0% | 0 | 0 | 0% | 0 | 0 | 0% | 0 | 0 | 0% | 0
44 | Columbus | Central_Valley_North_Los_Banos | {'California Water': 2.7, 'Magunden': 2.8, 'Bakersfield': 3.7, 'Sycamore': 4.7, 'Kern Oil': 5.4, 'Westpark': 5.9, 'Rosedale': 7.9, 'Regulus': 8.2, 'Lamont': 8.3, 'Kern Power': 9.0, 'Stockdale': 9.1} | 0 | 0 | 0% | 0 | 100% | [5 empty] | 0 | 0% | 0 | 0% |  | 0 | 0% | 0 | 0% | 0 | 0% | 0 | 0 | 0% | 0 | 0 | 0% | 0 | 0 | 0% | 0 | 0 | 0% | 0 | 0 | 0% | 0
45 | Elk Hills | Central_Valley_North_Los_Banos | {'Norco': 5.6, 'Taft': 8.6, 'Midway - Wheeler Ridge (Proposed)': 9.4} | 0 | 0 | 0% | 0 | 100% | [5 empty] | 0 | 0% | 0 | 0% |  | 0 | 0% | 0 | 0% | 0 | 0% | 0 | 0 | 0% | 0 | 0 | 0% | 0 | 0 | 0% | 0 | 0 | 0% | 0 | 0 | 0% | 0
46 | Goose Lake | Central_Valley_North_Los_Banos | {'Semitropic': 8.0} | 0 | 0 | 0% | 0 | 100% | [5 empty] | 0 | 0% | 0 | 0% |  | 0 | 0% | 0 | 0% | 0 | 0% | 0 | 0 | 0% | 0 | 0 | 0% | 0 | 0 | 0% | 0 | 0 | 0% | 0 | 0 | 0% | 0
47 | Kernridge | Central_Valley_North_Los_Banos | {'Temblor': 4.8} | 4583.6226 | 3500.9397 | 76.38% | 1082.6829 | 23.62% | [5 empty] | 0 | 0% | 0 | 0% |  | 0 | 0% | 0 | 0% | 430.2666 | 9.387% | 4153.3559 | 462.7895 | 10.1% | 4120.833 | 462.7895 | 10.1% | 4120.833 | 893.0562 | 19.48% | 3690.5664 | 351.6435 | 7.672% | 4231.9791 | 0 | 0% | 4583.6226
48 | Lamont | Central_Valley_North_Los_Banos | {'Regulus': 0.1, 'Grimway': 3.4, 'Magunden': 5.6, 'Columbus': 8.3, 'California Water': 8.9} | 0 | 0 | 0% | 0 | 100% | [5 empty] | 0 | 0% | 0 | 0% |  | 0 | 0% | 0 | 0% | 0 | 0% | 0 | 0 | 0% | 0 | 0 | 0% | 0 | 0 | 0% | 0 | 0 | 0% | 0 | 0 | 0% | 0
49 | Lerdo | Central_Valley_North_Los_Banos | {'7th Standard': 4.3, 'Rio Bravo': 7.3, 'Renfro': 7.8, 'Kern Oil': 8.5, 'Kern Power': 8.9, 'Shafter': 9.4, 'Rosedale': 9.5, 'Sycamore': 9.7} | 0 | 0 | 0% | 0 | 100% | [5 empty] | 0 | 0% | 0 | 0% |  | 0 | 0% | 0 | 0% | 0 | 0% | 0 | 0 | 0% | 0 | 0 | 0% | 0 | 0 | 0% | 0 | 0 | 0% | 0 | 0 | 0% | 0
50 | Magunden | Central_Valley_North_Los_Banos | {'Columbus': 2.8, 'California Water': 4.4, 'Bakersfield': 5.0, 'Regulus': 5.5, 'Lamont': 5.6, 'Westpark': 6.7, 'Sycamore': 7.4, 'Kern Oil': 7.8, 'Grimway': 8.6, 'Stockdale': 8.8, 'Rosedale': 8.9} | 0 | 0 | 0% | 0 | 100% | [5 empty] | 0 | 0% | 0 | 0% |  | 0 | 0% | 0 | 0% | 0 | 0% | 0 | 0 | 0% | 0 | 0 | 0% | 0 | 0 | 0% | 0 | 0 | 0% | 0 | 0 | 0% | 0
51 | Midway | Central_Valley_North_Los_Banos | {} | 0 | 0 | 0% | 0 | 100% | [5 empty] | 0 | 0% | 0 | 0% |  | 0 | 0% | 0 | 0% | 0 | 0% | 0 | 0 | 0% | 0 | 0 | 0% | 0 | 0 | 0% | 0 | 0 | 0% | 0 | 0 | 0% | 0
52 | Norco | Central_Valley_North_Los_Banos | {'Tupman': 5.2, 'Elk Hills': 5.6} | 0 | 0 | 0% | 0 | 100% | [5 empty] | 0 | 0% | 0 | 0% |  | 0 | 0% | 0 | 0% | 0 | 0% | 0 | 0 | 0% | 0 | 0 | 0% | 0 | 0 | 0% | 0 | 0 | 0% | 0 | 0 | 0% | 0
53 | Rio Bravo | Central_Valley_North_Los_Banos | {'Shafter': 5.9, 'Tupman': 6.1, 'Renfro': 6.6, 'Lerdo': 7.3, '7th Standard': 7.3} | 0 | 0 | 0% | 0 | 100% | [5 empty] | 0 | 0% | 0 | 0% |  | 0 | 0% | 0 | 0% | 0 | 0% | 0 | 0 | 0% | 0 | 0 | 0% | 0 | 0 | 0% | 0 | 0 | 0% | 0 | 0 | 0% | 0
54 | Rosedale | Central_Valley_North_Los_Banos | {'Kern Power': 1.1, 'Westpark': 2.1, 'Bakersfield': 4.2, 'Stockdale': 4.2, 'Renfro': 4.9, 'Tevis': 4.9, '7th Standard': 5.3, 'Kern Oil': 5.4, 'Sycamore': 7.2, 'Columbus': 7.9, 'Magunden': 8.9, 'Lerdo': 9.5} | 0 | 0 | 0% | 0 | 100% | [5 empty] | 0 | 0% | 0 | 0% |  | 0 | 0% | 0 | 0% | 0 | 0% | 0 | 0 | 0% | 0 | 0 | 0% | 0 | 0 | 0% | 0 | 0 | 0% | 0 | 0 | 0% | 0
55 | Semitropic | Central_Valley_North_Los_Banos | {'Charca': 6.3, 'Goose Lake': 8.0, 'Smyrna': 8.1, 'Shafter': 9.0} | 0 | 0 | 0% | 0 | 100% | [5 empty] | 0 | 0% | 0 | 0% |  | 0 | 0% | 0 | 0% | 0 | 0% | 0 | 0 | 0% | 0 | 0 | 0% | 0 | 0 | 0% | 0 | 0 | 0% | 0 | 0 | 0% | 0
56 | Shafter | Central_Valley_North_Los_Banos | {'Rio Bravo': 5.9, 'Charca': 6.5, 'Semitropic': 9.0, 'Lerdo': 9.4} | 0 | 0 | 0% | 0 | 100% | [5 empty] | 0 | 0% | 0 | 0% |  | 0 | 0% | 0 | 0% | 0 | 0% | 0 | 0 | 0% | 0 | 0 | 0% | 0 | 0 | 0% | 0 | 0 | 0% | 0 | 0 | 0% | 0
57 | Smyrna | Central_Valley_North_Los_Banos | {'Semitropic': 8.1} | 0 | 0 | 0% | 0 | 100% | [5 empty] | 0 | 0% | 0 | 0% |  | 0 | 0% | 0 | 0% | 0 | 0% | 0 | 0 | 0% | 0 | 0 | 0% | 0 | 0 | 0% | 0 | 0 | 0% | 0 | 0 | 0% | 0
58 | Stockdale | Central_Valley_North_Los_Banos | {'Tevis': 3.5, 'Rosedale': 4.2, 'Westpark': 4.2, 'Kern Power': 4.7, 'Bakersfield': 6.0, 'Renfro': 7.3, 'Magunden': 8.8, 'Kern Oil': 8.9, 'Columbus': 9.1, '7th Standard': 9.2} | 0 | 0 | 0% | 0 | 100% | [5 empty] | 0 | 0% | 0 | 0% |  | 0 | 0% | 0 | 0% | 0 | 0% | 0 | 0 | 0% | 0 | 0 | 0% | 0 | 0 | 0% | 0 | 0 | 0% | 0 | 0 | 0% | 0
59 | Taft | Central_Valley_North_Los_Banos | {'Elk Hills': 8.6} | 0 | 0 | 0% | 0 | 100% | [5 empty] | 0 | 0% | 0 | 0% |  | 0 | 0% | 0 | 0% | 0 | 0% | 0 | 0 | 0% | 0 | 0 | 0% | 0 | 0 | 0% | 0 | 0 | 0% | 0 | 0 | 0% | 0
60 | Temblor | Central_Valley_North_Los_Banos | {'Kernridge': 4.8} | 2182.0049 | 1404.9053 | 64.39% | 777.0996 | 35.61% | [5 empty] | 0 | 0% | 0 | 0% |  | 0 | 0% | 0 | 0% | 297.2914 | 13.62% | 1884.7135 | 610.702 | 27.99% | 1571.3029 | 610.702 | 27.99% | 1571.3029 | 763.9196 | 35.01% | 1418.0853 | 13.18 | 0.604% | 2168.8249 | 0 | 0% | 2182.0049
61 | Tupman | Central_Valley_North_Los_Banos | {'Norco': 5.2, 'Rio Bravo': 6.1, 'Renfro': 6.4, 'Tevis': 8.3, '7th Standard': 9.8, 'Kern Power': 9.9} | 0 | 0 | 0% | 0 | 100% | [5 empty] | 0 | 0% | 0 | 0% |  | 0 | 0% | 0 | 0% | 0 | 0% | 0 | 0 | 0% | 0 | 0 | 0% | 0 | 0 | 0% | 0 | 0 | 0% | 0 | 0 | 0% | 0
62 | Westpark | Central_Valley_North_Los_Banos | {'Rosedale': 2.1, 'Bakersfield': 2.2, 'Kern Power': 3.2, 'Stockdale': 4.2, 'Kern Oil': 4.7, 'Columbus': 5.9, 'Sycamore': 6.1, 'Tevis': 6.3, 'Magunden': 6.7, '7th Standard': 6.8, 'Renfro': 7.0, 'California Water': 8.5} | 0 | 0 | 0% | 0 | 100% | [5 empty] | 0 | 0% | 0 | 0% |  | 0 | 0% | 0 | 0% | 0 | 0% | 0 | 0 | 0% | 0 | 0 | 0% | 0 | 0 | 0% | 0 | 0 | 0% | 0 | 0 | 0% | 0
63 | Wheeler Ridge | Central_Valley_North_Los_Banos | {} | 0 | 0 | 0% | 0 | 100% | [5 empty] | 0 | 0% | 0 | 0% |  | 0 | 0% | 0 | 0% | 0 | 0% | 0 | 0 | 0% | 0 | 0 | 0% | 0 | 0 | 0% | 0 | 0 | 0% | 0 | 0 | 0% | 0
64 | Kern Oil | Central_Valley_North_Los_Banos | {'Sycamore': 1.9, 'Bakersfield': 3.8, 'Westpark': 4.7, 'Columbus': 5.4, 'Rosedale': 5.4, 'Kern Power': 6.0, '7th Standard': 6.2, 'California Water': 6.9, 'Magunden': 7.8, 'Lerdo': 8.5, 'Stockdale': 8.9, 'Poso Mountain': 8.9, 'Renfro': 8.9} | 0 | 0 | 0% | 0 | 100% | [5 empty] | 0 | 0% | 0 | 0% |  | 0 | 0% | 0 | 0% | 0 | 0% | 0 | 0 | 0% | 0 | 0 | 0% | 0 | 0 | 0% | 0 | 0 | 0% | 0 | 0 | 0% | 0
65 | Inyokern | Greater_Kramer (Exclude) | {} | 10635.4609 | 3166.5044 | 29.77% | 7468.9565 | 70.23% | [5 empty] | 283.086 | 2.662% | 0 | 0% |  | 0 | 0% | 0 | 0% | 6150.6968 | 57.83% | 4484.7642 | 2795.6726 | 26.29% | 7839.7883 | 917.5756 | 8.628% | 9717.8854 | 6618.5645 | 62.23% | 4016.8965 | 3987.1055 | 37.49% | 6648.3555 | 0.23208 | 0.002182% | 10635.2289
66 | Pastoria | Central_Valley_North_Los_Banos | {} | 22998.0527 | 0 | 0% | 22998.0527 | 100% | [5 empty] | 162.6806 | 0.7074% | 0.11305 | 0.0004916% |  | 16203.5576 | 70.46% | 0 | 0% | 19783.2793 | 86.02% | 3214.7734 | 15399.1855 | 66.96% | 7598.8672 | 18267.3164 | 79.43% | 4730.7363 | 22998.0527 | 100% | 0 | 15474.5098 | 67.29% | 7523.543 | 692.6696 | 3.012% | 22305.3832
67 | Ransburg | Greater_Kramer (Exclude) | {} | 5161.7681 | 1832.0874 | 35.49% | 3329.6807 | 64.51% | [5 empty] | 0 | 0% | 0 | 0% |  | 0 | 0% | 0 | 0% | 2223.895 | 43.08% | 2937.873 | 1.325 | 0.02567% | 5160.4431 | 0 | 0% | 5161.7681 | 2225.2202 | 43.11% | 2936.5479 | 2949.2273 | 57.14% | 2212.5408 | 0 | 0% | 5161.7681
68 | Sycamore | Central_Valley_North_Los_Banos | {'Kern Oil': 1.9, 'Bakersfield': 4.6, 'Columbus': 4.7, 'California Water': 5.5, 'Westpark': 6.1, 'Rosedale': 7.2, 'Magunden': 7.4, 'Poso Mountain': 7.6, 'Kern Power': 7.8, '7th Standard': 8.0, 'Lerdo': 9.7} | 0 | 0 | 0% | 0 | 100% | [5 empty] | 0 | 0% | 0 | 0% |  | 0 | 0% | 0 | 0% | 0 | 0% | 0 | 0 | 0% | 0 | 0 | 0% | 0 | 0 | 0% | 0 | 0 | 0% | 0 | 0 | 0% | 0
69 | Avenal | Central_Valley_North_Los_Banos | {} | 10731.1045 | 1244.1357 | 11.59% | 9486.9688 | 88.41% | [5 empty] | 0 | 0% | 0 | 0% |  | 21.8782 | 0.2039% | 0 | 0% | 6777.5488 | 63.16% | 3953.5557 | 0 | 0% | 10731.1045 | 3478.7913 | 32.42% | 7252.3132 | 8404.7314 | 78.32% | 2326.373 | 5637.9688 | 52.54% | 5093.1357 | 28.0905 | 0.2618% | 10703.014
70 | Corcoran | Central_Valley_North_Los_Banos | {} | 18058.5879 | 17727.3457 | 98.17% | 331.2422 | 1.834% | [5 empty] | 14274.6641 | 79.05% | 588.4778 | 3.259% |  | 0 | 0% | 0 | 0% | 0 | 0% | 18058.5879 | 0 | 0% | 18058.5879 | 0 | 0% | 18058.5879 | 0 | 0% | 18058.5879 | 0 | 0% | 18058.5879 | 331.2426 | 1.834% | 17727.3453
71 | Henrietta | Central_Valley_North_Los_Banos | {'Mustang': 1.1, 'Leprino Jct': 3.9} | 64135.3633 | 60256.1836 | 93.95% | 3879.1797 | 6.048% | [5 empty] | 24463.0254 | 38.14% | 34931.0664 | 54.46% |  | 0 | 0% | 0 | 0% | 1080.7006 | 1.685% | 63054.6627 | 1052.3625 | 1.641% | 63083.0007 | 1144.7996 | 1.785% | 62990.5637 | 2114.9915 | 3.298% | 62020.3718 | 0 | 0% | 64135.3633 | 1984.9391 | 3.095% | 62150.4242
72 | Eagle Rock (PGE) | Mendocino_Marin | {'Geysers': 6.0} | 57746.8477 | 0 | 0% | 57746.8477 | 100% | [5 empty] | 2510.4949 | 4.347% | 1551.6986 | 2.687% |  | 6442.5933 | 11.16% | 48522.3047 | 84.03% | 39857.2422 | 69.02% | 17889.6055 | 35411.6055 | 61.32% | 22335.2422 | 45604.0977 | 78.97% | 12142.75 | 57746.8477 | 100% | 0 | 20704.0488 | 35.85% | 37042.7988 | 708.4277 | 1.227% | 57038.42
73 | Leavitt | Northern_California | {'Richmond': 7.1} | 32114.1172 | 1818.0919 | 5.661% | 30296.0253 | 94.34% | [5 empty] | 690.6593 | 2.151% | 0 | 0% |  | 30507.0566 | 95% | 0 | 0% | 17763.4688 | 55.31% | 14350.6484 | 7622.4404 | 23.74% | 24491.6768 | 8275.2236 | 25.77% | 23838.8936 | 24700.8203 | 76.92% | 7413.2969 | 22393.9707 | 69.73% | 9720.1465 | 2655.7375 | 8.27% | 29458.3796
74 | Madeline | Northern_California | {} | 147148.7344 | 8390.5986 | 5.702% | 138758.1357 | 94.3% | [5 empty] | 11219.6338 | 7.625% | 0 | 0% |  | 107077.9609 | 72.77% | 0 | 0% | 29432.0488 | 20% | 117716.6855 | 8568.7139 | 5.823% | 138580.0205 | 9095.9795 | 6.181% | 138052.7549 | 38917.707 | 26.45% | 108231.0273 | 117880.2969 | 80.11% | 29268.4375 | 35816.9062 | 24.34% | 111331.8281
75 | Antelope | Tehachapi | {} | 69525.6953 | 28837.9043 | 41.48% | 40687.791 | 58.52% | [5 empty] | 1950.0568 | 2.805% | 676.631 | 0.9732% |  | 12219.9824 | 17.58% | 32732.1699 | 47.08% | 2062.873 | 2.967% | 67462.8223 | 22605.9609 | 32.51% | 46919.7344 | 23765.5898 | 34.18% | 45760.1055 | 27910.668 | 40.14% | 41615.0273 | 17582.8945 | 25.29% | 51942.8008 | 2740.8142 | 3.942% | 66784.8811
76 | Arcogen | Greater_LA | {'Hinson': 1.2, 'Harborgen': 2.8, 'Long Beach': 3.7, 'Lighthipe': 5.9, 'La Fresa': 6.3, 'Redondo': 8.6, 'Del Amo': 8.7, 'Alamitos': 9.1, 'El Nido': 9.2} | 5346.019 | 2169.5127 | 40.58% | 3176.5063 | 59.42% | [5 empty] | 0 | 0% | 0 | 0% |  | 42.7324 | 0.7993% | 0 | 0% | 0.87922 | 0.01645% | 5345.1398 | 147.0464 | 2.751% | 5198.9727 | 3167.2759 | 59.25% | 2178.7432 | 3168.155 | 59.26% | 2177.864 | 0 | 0% | 5346.019 | 11.27 | 0.2108% | 5334.749
77 | Bailey | Tehachapi | {} | 58862.6992 | 1952.9484 | 3.318% | 56909.7509 | 96.68% | [5 empty] | 1045.2118 | 1.776% | 854.9182 | 1.452% |  | 50660.9453 | 86.07% | 0 | 0% | 36093.9141 | 61.32% | 22768.7852 | 31384.3438 | 53.32% | 27478.3555 | 26893.8555 | 45.69% | 31968.8438 | 55018.3086 | 93.47% | 3844.3906 | 28602.1309 | 48.59% | 30260.5684 | 1524.2487 | 2.589% | 57338.4506
78 | Center | Greater_LA | {'Laguna Bell': 4.0, 'Lighthipe': 5.2, 'Del Amo': 5.6, 'Mesa (SCE)': 7.5} | 0 | 0 | 0% | 0 | 100% | [5 empty] | 0 | 0% | 0 | 0% |  | 0 | 0% | 0 | 0% | 0 | 0% | 0 | 0 | 0% | 0 | 0 | 0% | 0 | 0 | 0% | 0 | 0 | 0% | 0 | 0 | 0% | 0
79 | Del Amo | Greater_LA | {'Lighthipe': 5.0, 'Center': 5.6, 'Alamitos': 5.7, 'Barre': 7.1, 'Hinson': 7.5, 'Arcogen': 8.7, 'Harborgen': 8.9, 'Laguna Bell': 9.3, 'Long Beach': 9.3} | 3242.4927 | 1916.4767 | 59.11% | 1326.016 | 40.89% | [5 empty] | 0 | 0% | 0 | 0% |  | 0 | 0% | 0 | 0% | 0 | 0% | 3242.4927 | 665.6759 | 20.53% | 2576.8168 | 1316.0387 | 40.59% | 1926.454 | 1316.0387 | 40.59% | 1926.454 | 0 | 0% | 3242.4927 | 25.9391 | 0.8% | 3216.5535
80 | El Nido | Greater_LA | {'Chevmain': 1.8, 'La Fresa': 2.9, 'El Segundo': 3.0, 'Redondo': 3.4, 'La Cienega': 7.2, 'Arcogen': 9.2} | 375.5963 | 153.9781 | 41% | 221.6181 | 59% | [5 empty] | 0 | 0% | 0 | 0% |  | 81.5373 | 21.71% | 0 | 0% | 10.7529 | 2.863% | 364.8434 | 113.7204 | 30.28% | 261.8759 | 204.9119 | 54.56% | 170.6844 | 215.6648 | 57.42% | 159.9315 | 0 | 0% | 375.5963 | 0.64248 | 0.1711% | 374.9538
81 | Goodrich | Greater_LA | {'Rio Hondo': 6.9, 'Gould': 7.5, 'Mesa (SCE)': 8.0} | 0 | 0 | 0% | 0 | 100% | [5 empty] | 0 | 0% | 0 | 0% |  | 0 | 0% | 0 | 0% | 0 | 0% | 0 | 0 | 0% | 0 | 0 | 0% | 0 | 0 | 0% | 0 | 0 | 0% | 0 | 0 | 0% | 0
82 | Gould | Greater_LA | {'Goodrich': 7.5} | 2779.7666 | 25.7842 | 0.9276% | 2753.9825 | 99.07% | [5 empty] | 0 | 0% | 0 | 0% |  | 0 | 0% | 2779.7666 | 100% | 661.4628 | 23.8% | 2118.3038 | 2.762 | 0.09936% | 2777.0046 | 1003.7569 | 36.11% | 1776.0097 | 1003.7569 | 36.11% | 1776.0097 | 2752.9065 | 99.03% | 26.8601 | 738.9963 | 26.58% | 2040.7703
83 | Harborgen | Greater_LA | {'Long Beach': 0.9, 'Arcogen': 2.8, 'Hinson': 2.8, 'Alamitos': 7.5, 'Lighthipe': 7.6, 'La Fresa': 8.7, 'Del Amo': 8.9} | 5594.1831 | 2148.3337 | 38.4% | 3445.8494 | 61.6% | [5 empty] | 0 | 0% | 0 | 0% |  | 8.6063 | 0.1538% | 0 | 0% | 0 | 0% | 5594.1831 | 459.8083 | 8.219% | 5134.3748 | 3438.0051 | 61.46% | 2156.178 | 3438.0051 | 61.46% | 2156.178 | 0 | 0% | 5594.1831 | 24.2063 | 0.4327% | 5569.9768
84 | Hinson | Greater_LA | {'Arcogen': 1.2, 'Harborgen': 2.8, 'Long Beach': 3.7, 'Lighthipe': 5.0, 'La Fresa': 7.2, 'Del Amo': 7.5, 'Alamitos': 8.0, 'Redondo': 9.7} | 5378.9902 | 2147.167 | 39.92% | 3231.8232 | 60.08% | [5 empty] | 0 | 0% | 0 | 0% |  | 4.5859 | 0.08526% | 0 | 0% | 0 | 0% | 5378.9902 | 240.3738 | 4.469% | 5138.6164 | 3225.4126 | 59.96% | 2153.5776 | 3225.4126 | 59.96% | 2153.5776 | 0 | 0% | 5378.9902 | 14.3315 | 0.2664% | 5364.6587
85 | La Cienega | Greater_LA | {'El Segundo': 6.9, 'Chevmain': 6.9, 'El Nido': 7.2, 'La Fresa': 9.4} | 219.973 | 79.8095 | 36.28% | 140.1635 | 63.72% | [5 empty] | 0 | 0% | 0 | 0% |  | 0.29523 | 0.1342% | 0 | 0% | 1.5765 | 0.7167% | 218.3965 | 113.7204 | 51.7% | 106.2526 | 130.1089 | 59.15% | 89.8641 | 131.6854 | 59.86% | 88.2876 | 0 | 0% | 219.973 | 0.64248 | 0.2921% | 219.3305
86 | La Fresa | Greater_LA | {'El Nido': 2.9, 'Redondo': 3.5, 'Chevmain': 4.6, 'El Segundo': 5.8, 'Arcogen': 6.3, 'Hinson': 7.2, 'Harborgen': 8.7, 'Lighthipe': 9.1, 'La Cienega': 9.4, 'Long Beach': 9.5} | 2395.7878 | 626.4437 | 26.15% | 1769.3441 | 73.85% | [5 empty] | 0 | 0% | 0 | 0% |  | 136.4636 | 5.696% | 0 | 0% | 10.7529 | 0.4488% | 2385.0349 | 55.0476 | 2.298% | 2340.7403 | 1726.0098 | 72.04% | 669.7781 | 1736.7626 | 72.49% | 659.0253 | 0 | 0% | 2395.7878 | 0.64248 | 0.02682% | 2395.1454
87 | Laguna Bell | Greater_LA | {'Center': 4.0, 'Mesa (SCE)': 4.7, 'Lighthipe': 6.8, 'Del Amo': 9.3} | 0 | 0 | 0% | 0 | 100% | [5 empty] | 0 | 0% | 0 | 0% |  | 0 | 0% | 0 | 0% | 0 | 0% | 0 | 0 | 0% | 0 | 0 | 0% | 0 | 0 | 0% | 0 | 0 | 0% | 0 | 0 | 0% | 0
88 | Lighthipe | Greater_LA | {'Del Amo': 5.0, 'Hinson': 5.0, 'Center': 5.2, 'Arcogen': 5.9, 'Laguna Bell': 6.8, 'Harborgen': 7.6, 'Long Beach': 8.4, 'La Fresa': 9.1, 'Alamitos': 9.1} | 3172.3684 | 1818.2908 | 57.32% | 1354.0776 | 42.68% | [5 empty] | 0 | 0% | 0 | 0% |  | 0 | 0% | 0 | 0% | 0 | 0% | 3172.3684 | 51.4419 | 1.622% | 3120.9265 | 1347.7477 | 42.48% | 1824.6207 | 1347.7477 | 42.48% | 1824.6207 | 0 | 0% | 3172.3684 | 11.1851 | 0.3526% | 3161.1833
89 | Mesa (SCE) | Greater_LA | {'Laguna Bell': 4.7, 'Center': 7.5, 'Goodrich': 8.0, 'Rio Hondo': 8.8, 'Walnut': 9.4} | 0 | 0 | 0% | 0 | 100% | [5 empty] | 0 | 0% | 0 | 0% |  | 0 | 0% | 0 | 0% | 0 | 0% | 0 | 0 | 0% | 0 | 0 | 0% | 0 | 0 | 0% | 0 | 0 | 0% | 0 | 0 | 0% | 0
90 | Olinda | Greater_LA | {'Walnut': 4.6, 'Lewis': 9.5} | 0 | 0 | 0% | 0 | 100% | [5 empty] | 0 | 0% | 0 | 0% |  | 0 | 0% | 0 | 0% | 0 | 0% | 0 | 0 | 0% | 0 | 0 | 0% | 0 | 0 | 0% | 0 | 0 | 0% | 0 | 0 | 0% | 0
91 | Pardee | Tehachapi | {'Saugus': 1.3} | 35756.0039 | 2194.2122 | 6.137% | 33561.7917 | 93.86% | [5 empty] | 92.3284 | 0.2582% | 690.5307 | 1.931% |  | 3054.4646 | 8.543% | 32667.9727 | 91.36% | 24503.7852 | 68.53% | 11252.2188 | 183.8146 | 0.5141% | 35572.1893 | 2873.6555 | 8.037% | 32882.3484 | 26303.6211 | 73.56% | 9452.3828 | 22017.2695 | 61.58% | 13738.7344 | 3397.0337 | 9.501% | 32358.9702
92 | Rio Hondo | Greater_LA | {'Goodrich': 6.9, 'Walnut': 6.9, 'Mesa (SCE)': 8.8} | 0 | 0 | 0% | 0 | 100% | [5 empty] | 0 | 0% | 0 | 0% |  | 0 | 0% | 0 | 0% | 0 | 0% | 0 | 0 | 0% | 0 | 0 | 0% | 0 | 0 | 0% | 0 | 0 | 0% | 0 | 0 | 0% | 0
93 | Saugus | Tehachapi | {'Pardee': 1.3, 'Sylmar': 9.1} | 30881.2656 | 2053.6589 | 6.65% | 28827.6067 | 93.35% | [5 empty] | 66.3557 | 0.2149% | 506.8615 | 1.641% |  | 1349.4612 | 4.37% | 29521.5684 | 95.6% | 20687.373 | 66.99% | 10193.8926 | 0 | 0% | 30881.2656 | 2873.6555 | 9.305% | 28007.6101 | 22487.2109 | 72.82% | 8394.0547 | 18744.873 | 60.7% | 12136.3926 | 2600.6724 | 8.422% | 28280.5933
94 | Vincent | Tehachapi | {} | 32226.6777 | 11851.1738 | 36.77% | 20375.5039 | 63.23% | [5 empty] | 24.7731 | 0.07687% | 170.286 | 0.5284% |  | 2221.1511 | 6.892% | 27674.1348 | 85.87% | 2883.0598 | 8.946% | 29343.6179 | 10290.7061 | 31.93% | 21935.9717 | 9981.4766 | 30.97% | 22245.2012 | 13817.1895 | 42.88% | 18409.4883 | 11350.6572 | 35.22% | 20876.0205 | 1273.0107 | 3.95% | 30953.667
95 | Borden | Central_Valley_North_Los_Banos | {'Gregg': 6.1} | 108766.5625 | 51696.3789 | 47.53% | 57070.1836 | 52.47% | [5 empty] | 32777.043 | 30.14% | 53122.0977 | 48.84% |  | 0 | 0% | 0 | 0% | 25219.0762 | 23.19% | 83547.4863 | 35416.2031 | 32.56% | 73350.3594 | 43716.9297 | 40.19% | 65049.6328 | 55377.1992 | 50.91% | 53389.3633 | 9217.1016 | 8.474% | 99549.4609 | 17708.791 | 16.28% | 91057.7715
96 | Dairyland | Central_Valley_North_Los_Banos | {'Le Grand': 9.3} | 135258.9375 | 71164.1719 | 52.61% | 64094.7656 | 47.39% | [5 empty] | 84917.0625 | 62.78% | 37992.8398 | 28.09% |  | 0 | 0% | 0 | 0% | 54100.0117 | 40% | 81158.9258 | 11088.6543 | 8.198% | 124170.2832 | 15112.1338 | 11.17% | 120146.8037 | 61338.6914 | 45.35% | 73920.2461 | 154.5079 | 0.1142% | 135104.4296 | 7955.4316 | 5.882% | 127303.5059
97 | Gregg | Central_Valley_North_Los_Banos | {'Borden': 6.1} | 95519.3281 | 62423.7969 | 65.35% | 33095.5312 | 34.65% | [5 empty] | 23506.209 | 24.61% | 59761.9922 | 62.57% |  | 0 | 0% | 0 | 0% | 9758.3262 | 10.22% | 85761.002 | 19528.7891 | 20.44% | 75990.5391 | 22099.7363 | 23.14% | 73419.5918 | 31416.4043 | 32.89% | 64102.9238 | 5870.3672 | 6.146% | 89648.9609 | 9481.917 | 9.927% | 86037.4111
98 | Newhall | Central_Valley_North_Los_Banos | {} | 145693.5938 | 45162.1406 | 31% | 100531.4531 | 69% | [5 empty] | 96932.0078 | 66.53% | 23988.3848 | 16.46% |  | 0 | 0% | 0 | 0% | 89076.5156 | 61.14% | 56617.0781 | 18650.2676 | 12.8% | 127043.3262 | 33204.0938 | 22.79% | 112489.5 | 98868.1484 | 67.86% | 46825.4453 | 7865.563 | 5.399% | 137828.0308 | 24769.5469 | 17% | 120924.0469
99 | Ignacio | Mendocino_Marin | {} | 19704.6621 | 1178.1792 | 5.979% | 18526.4829 | 94.02% | [5 empty] | 537.7358 | 2.729% | 116.9176 | 0.5933% |  | 9377.4072 | 47.59% | 7737.4243 | 39.27% | 14179.3848 | 71.96% | 5525.2773 | 8042.2622 | 40.81% | 11662.3999 | 12944.3838 | 65.69% | 6760.2783 | 17834.6465 | 90.51% | 1870.0156 | 11831.0752 | 60.04% | 7873.5869 | 1241.4691 | 6.3% | 18463.193
100 | Calpella | Mendocino_Marin | {'Mendocino': 3.7, 'Ukiah': 3.7} | 30249.9961 | 475.1425 | 1.571% | 29774.8536 | 98.43% | [5 empty] | 79.4931 | 0.2628% | 87.4033 | 0.2889% |  | 29373.1719 | 97.1% | 876.8339 | 2.899% | 2163.0532 | 7.151% | 28086.9429 | 14609.958 | 48.3% | 15640.0381 | 19091.0195 | 63.11% | 11158.9766 | 20259.3594 | 66.97% | 9990.6367 | 26860.9121 | 88.8% | 3389.084 | 235.4358 | 0.7783% | 30014.5603
101 | Hopland | Mendocino_Marin | {} | 36305.0586 | 237.6312 | 0.6545% | 36067.4274 | 99.35% | [5 empty] | 477.658 | 1.316% | 205.0971 | 0.5649% |  | 26480.2578 | 72.94% | 9806.6934 | 27.01% | 27807.8594 | 76.59% | 8497.1992 | 8320.0654 | 22.92% | 27984.9932 | 11773.1543 | 32.43% | 24531.9043 | 30168.7051 | 83.1% | 6136.3535 | 28805.1836 | 79.34% | 7499.875 | 281.8816 | 0.7764% | 36023.177
102 | Mendocino | Mendocino_Marin | {'Calpella': 3.7, 'Ukiah': 7.4} | 33904.8008 | 362.1825 | 1.068% | 33542.6183 | 98.93% | [5 empty] | 140.2911 | 0.4138% | 86.6485 | 0.2556% |  | 27832.7598 | 82.09% | 6072.0654 | 17.91% | 9306.1973 | 27.45% | 24598.6035 | 15138.6367 | 44.65% | 18766.1641 | 20616.2734 | 60.81% | 13288.5273 | 23614.2148 | 69.65% | 10290.5859 | 28306.7461 | 83.49% | 5598.0547 | 358.7922 | 1.058% | 33546.0086
103 | Ukiah | Mendocino_Marin | {'Calpella': 3.7, 'Mendocino': 7.4} | 33527.1602 | 1064.5433 | 3.175% | 32462.6168 | 96.82% | [5 empty] | 41.9862 | 0.1252% | 57.7687 | 0.1723% |  | 33525.6523 | 100% | 0 | 0% | 1363.0232 | 4.065% | 32164.137 | 14024.207 | 41.83% | 19502.9531 | 18667.998 | 55.68% | 14859.1621 | 19436.2031 | 57.97% | 14090.957 | 29789.9512 | 88.85% | 3737.209 | 305.8235 | 0.9122% | 33221.3367
104 | Le Grand | Central_Valley_North_Los_Banos | {'Dairyland': 9.3} | 119601.5312 | 39785.5 | 33.27% | 79816.0312 | 66.73% | [5 empty] | 47760.7266 | 39.93% | 35639.1562 | 29.8% |  | 0 | 0% | 0 | 0% | 60738.6797 | 50.78% | 58862.8516 | 56416.6523 | 47.17% | 63184.8789 | 58442.1523 | 48.86% | 61159.3789 | 77729.8594 | 64.99% | 41871.6719 | 16090.7979 | 13.45% | 103510.7334 | 26281.8926 | 21.97% | 93319.6387
105 | Merced | Central_Valley_North_Los_Banos | {'Wilson': 4.6} | 81394.1875 | 21288.7129 | 26.16% | 60105.4746 | 73.84% | [5 empty] | 39038.6602 | 47.96% | 26007.7129 | 31.95% |  | 0 | 0% | 0 | 0% | 44815.7695 | 55.06% | 36578.418 | 27700.6875 | 34.03% | 53693.5 | 37664.6406 | 46.27% | 43729.5469 | 58224.6875 | 71.53% | 23169.5 | 1376.3986 | 1.691% | 80017.7889 | 13685.04 | 16.81% | 67709.1475
106 | Wilson | Central_Valley_North_Los_Banos | {'Merced': 4.6} | 74263.4375 | 15656.0459 | 21.08% | 58607.3916 | 78.92% | [5 empty] | 26250.373 | 35.35% | 19728.1094 | 26.57% |  | 0 | 0% | 0 | 0% | 42160.5234 | 56.77% | 32102.9141 | 37856.6445 | 50.98% | 36406.793 | 40806.0586 | 54.95% | 33457.3789 | 57370.0469 | 77.25% | 16893.3906 | 13473.2646 | 18.14% | 60790.1729 | 19337.4434 | 26.04% | 54925.9941
107 | Los Banos | Central_Valley_North_Los_Banos | {'Quinto': 5.3} | 44412.1758 | 10280.8584 | 23.15% | 34131.3174 | 76.85% | [5 empty] | 12561.4023 | 28.28% | 4338.9985 | 9.77% |  | 0 | 0% | 0 | 0% | 33293.7773 | 74.97% | 11118.3984 | 739.0601 | 1.664% | 43673.1157 | 4397.2563 | 9.901% | 40014.9194 | 33293.7773 | 74.97% | 11118.3984 | 8178.4448 | 18.41% | 36233.731 | 3519.6912 | 7.925% | 40892.4846
108 | Coburn | Peninsula_Monterey | {} | 71276.5 | 24770.3301 | 34.75% | 46506.1699 | 65.25% | [5 empty] | 2590.7046 | 3.635% | 19132.8711 | 26.84% |  | 12991.1973 | 18.23% | 0 | 0% | 29211.2969 | 40.98% | 42065.2031 | 1721.4719 | 2.415% | 69555.0281 | 13656.6982 | 19.16% | 57619.8018 | 35817.7695 | 50.25% | 35458.7305 | 21502.5977 | 30.17% | 49773.9023 | 1910.1407 | 2.68% | 69366.3593
109 | Tulucay | Northern_California | {} | 35553.125 | 4821.6289 | 13.56% | 30731.4961 | 86.44% | [5 empty] | 1715.5339 | 4.825% | 3999.2764 | 11.25% |  | 22614.5332 | 63.61% | 2080.8931 | 5.853% | 27403.0352 | 77.08% | 8150.0898 | 3476.2942 | 9.778% | 32076.8308 | 11230.25 | 31.59% | 24322.875 | 28946.1992 | 81.42% | 6606.9258 | 20264.7227 | 57% | 15288.4023 | 3368.6721 | 9.475% | 32184.4529
110 | Brunswick | Northern_California | {} | 0 | 0 | 0% | 0 | 100% | [5 empty] | 0 | 0% | 0 | 0% |  | 0 | 0% | 0 | 0% | 0 | 0% | 0 | 0 | 0% | 0 | 0 | 0% | 0 | 0 | 0% | 0 | 0 | 0% | 0 | 0 | 0% | 0
111 | Higgins | Northern_California | {} | 0 | 0 | 0% | 0 | 100% | [5 empty] | 0 | 0% | 0 | 0% |  | 0 | 0% | 0 | 0% | 0 | 0% | 0 | 0 | 0% | 0 | 0 | 0% | 0 | 0 | 0% | 0 | 0 | 0% | 0 | 0 | 0% | 0
112 | Barre | Greater_LA | {'Lewis': 4.8, 'Del Amo': 7.1, 'Alamitos': 7.4, 'Villa Park': 8.5, 'Ellis': 8.8, 'Johanna': 9.9} | 2345.4561 | 60.148 | 2.564% | 2285.308 | 97.44% | [5 empty] | 0 | 0% | 0 | 0% |  | 0 | 0% | 0 | 0% | 0 | 0% | 2345.4561 | 688.6575 | 29.36% | 1656.7986 | 2275.0151 | 97% | 70.4409 | 2275.0151 | 97% | 70.4409 | 0 | 0% | 2345.4561 | 26.0866 | 1.112% | 2319.3695
113 | Ellis | Greater_LA | {'Huntington Beach': 3.4, 'Johanna': 5.6, 'Barre': 8.8, 'Lewis': 8.9} | 5455.1079 | 185.0512 | 3.392% | 5270.0567 | 96.61% | [5 empty] | 0 | 0% | 0 | 0% |  | 0 | 0% | 0 | 0% | 3.1489 | 0.05772% | 5451.959 | 1420.6506 | 26.04% | 4034.4573 | 5252.938 | 96.29% | 202.1699 | 5256.0869 | 96.35% | 199.021 | 0 | 0% | 5455.1079 | 359.9801 | 6.599% | 5095.1278
114 | Johanna | Greater_LA | {'Ellis': 5.6, 'Santiago': 5.9, 'Lewis': 7.1, 'Villa Park': 7.1, 'Huntington Beach': 8.6, 'Serrano': 8.7, 'Barre': 9.9} | 4481.8384 | 142.477 | 3.179% | 4339.3613 | 96.82% | [5 empty] | 0 | 0% | 0 | 0% |  | 0 | 0% | 0 | 0% | 3.1489 | 0.07026% | 4478.6895 | 792.3571 | 17.68% | 3689.4813 | 4332.5356 | 96.67% | 149.3027 | 4335.6846 | 96.74% | 146.1538 | 0 | 0% | 4481.8384 | 338.7593 | 7.558% | 4143.079
115 | Lewis | Greater_LA | {'Villa Park': 3.7, 'Barre': 4.8, 'Serrano': 6.4, 'Johanna': 7.1, 'Ellis': 8.9, 'Olinda': 9.5} | 0 | 0 | 0% | 0 | 100% | [5 empty] | 0 | 0% | 0 | 0% |  | 0 | 0% | 0 | 0% | 0 | 0% | 0 | 0 | 0% | 0 | 0 | 0% | 0 | 0 | 0% | 0 | 0 | 0% | 0 | 0 | 0% | 0
116 | Santiago | Greater_LA | {'Johanna': 5.9, 'Viejo': 7.2, 'Trabuco': 8.9} | 880.2036 | 62.9319 | 7.15% | 817.2717 | 92.85% | [5 empty] | 0 | 0% | 0 | 0% |  | 13.4467 | 1.528% | 0 | 0% | 3.1489 | 0.3577% | 877.0547 | 48.9904 | 5.566% | 831.2131 | 810.4458 | 92.07% | 69.7578 | 813.5947 | 92.43% | 66.6089 | 0 | 0% | 880.2036 | 21.0062 | 2.387% | 859.1973
117 | Serrano | Greater_LA | {'Villa Park': 2.7, 'Lewis': 6.4, 'Johanna': 8.7} | 446.0012 | 0 | 0% | 446.0012 | 100% | [5 empty] | 0 | 0% | 0 | 0% |  | 0 | 0% | 446.0012 | 100% | 301.9824 | 67.71% | 144.0188 | 144.0188 | 32.29% | 301.9824 | 144.0188 | 32.29% | 301.9824 | 446.0012 | 100% | 0 | 227.1328 | 50.93% | 218.8684 | 5.928 | 1.329% | 440.0732
118 | Villa Park | Greater_LA | {'Serrano': 2.7, 'Lewis': 3.7, 'Johanna': 7.1, 'Barre': 8.5} | 0 | 0 | 0% | 0 | 100% | [5 empty] | 0 | 0% | 0 | 0% |  | 0 | 0% | 0 | 0% | 0 | 0% | 0 | 0 | 0% | 0 | 0 | 0% | 0 | 0 | 0% | 0 | 0 | 0% | 0 | 0 | 0% | 0
119 | Capistrano | Greater_LA | {'Margarita': 3.4, 'Trabuco': 3.5, 'Talega': 6.8} | 892.4259 | 115.5441 | 12.95% | 776.8818 | 87.05% | [5 empty] | 0 | 0% | 0 | 0% |  | 46.0847 | 5.164% | 0 | 0% | 0 | 0% | 892.4259 | 287.3116 | 32.19% | 605.1143 | 775.9077 | 86.94% | 116.5182 | 775.9077 | 86.94% | 116.5182 | 0 | 0% | 892.4259 | 7.456 | 0.8355% | 884.9699
120 | Trabuco | Greater_LA | {'Margarita': 2.8, 'Capistrano': 3.5, 'Viejo': 7.4, 'Santiago': 8.9, 'Talega': 9.6} | 795.5437 | 106.2623 | 13.36% | 689.2814 | 86.64% | [5 empty] | 0 | 0% | 0 | 0% |  | 14.8837 | 1.871% | 0 | 0% | 0 | 0% | 795.5437 | 199.7113 | 25.1% | 595.8324 | 688.3073 | 86.52% | 107.2364 | 688.3073 | 86.52% | 107.2364 | 0 | 0% | 795.5437 | 0 | 0% | 795.5437
121 | Pleasant Grove | Northern_California | {} | 13071.0322 | 6348.9927 | 48.57% | 6722.0396 | 51.43% | [5 empty] | 7787.8574 | 59.58% | 374.9611 | 2.869% |  | 0 | 0% | 0 | 0% | 4604.7871 | 35.23% | 8466.2451 | 0 | 0% | 13071.0322 | 7.4361 | 0.05689% | 13063.5961 | 4612.2236 | 35.29% | 8458.8086 | 0 | 0% | 13071.0322 | 3588.7917 | 27.46% | 9482.2405
122 | Summit | Northern_California | {} | 61011.0234 | 4023.9768 | 6.595% | 56987.0466 | 93.4% | [5 empty] | 0 | 0% | 0 | 0% |  | 19153.8477 | 31.39% | 948.0059 | 1.554% | 8394.459 | 13.76% | 52616.5645 | 5750.0405 | 9.425% | 55260.9829 | 27068.8789 | 44.37% | 33942.1445 | 33274.1133 | 54.54% | 27736.9102 | 43918.7422 | 71.98% | 17092.2812 | 5757.5234 | 9.437% | 55253.5
123 | Devers | Riverside | {} | 12435.5586 | 4193.104 | 33.72% | 8242.4546 | 66.28% | [5 empty] | 17.5716 | 0.1413% | 0 | 0% |  | 3256.8767 | 26.19% | 77.1262 | 0.6202% | 5481.5298 | 44.08% | 6954.0288 | 4472.7871 | 35.97% | 7962.7715 | 4141.0918 | 33.3% | 8294.4668 | 6988.0967 | 56.19% | 5447.4619 | 2922.4651 | 23.5% | 9513.0935 | 24.4799 | 0.1969% | 12411.0787
124 | Kern | Riverside (Exclude) | {} | 21837.3496 | 7432.3354 | 34.03% | 14405.0142 | 65.97% | [5 empty] | 0 | 0% | 0 | 0% |  | 0 | 0% | 0 | 0% | 2359.3838 | 10.8% | 19477.9658 | 6866.6089 | 31.44% | 14970.7407 | 0 | 0% | 21837.3496 | 8882.4297 | 40.68% | 12954.9199 | 11384.2461 | 52.13% | 10453.1035 | 0 | 0% | 21837.3496
125 | Mirage | Riverside | {} | 25382.0137 | 12013.6426 | 47.33% | 13368.3711 | 52.67% | [5 empty] | 111.7298 | 0.4402% | 0 | 0% |  | 4068.9363 | 16.03% | 0 | 0% | 2903.0278 | 11.44% | 22478.9858 | 4592.8853 | 18.1% | 20789.1284 | 3721.3457 | 14.66% | 21660.668 | 7271.3237 | 28.65% | 18110.6899 | 7604.1089 | 29.96% | 17777.9048 | 1.0716 | 0.004222% | 25380.942
126 | Valley (SCE) | Riverside (Exclude) | {} | 0 | 0 | 0% | 0 | 100% | [5 empty] | 0 | 0% | 0 | 0% |  | 0 | 0% | 0 | 0% | 0 | 0% | 0 | 0 | 0% | 0 | 0 | 0% | 0 | 0 | 0% | 0 | 0 | 0% | 0 | 0 | 0% | 0
127 | Gold Hill | Solano | {} | 0 | 0 | 0% | 0 | 100% | [5 empty] | 0 | 0% | 0 | 0% |  | 0 | 0% | 0 | 0% | 0 | 0% | 0 | 0 | 0% | 0 | 0 | 0% | 0 | 0 | 0% | 0 | 0 | 0% | 0 | 0 | 0% | 0
128 | Grand Island | Solano | {} | 119055.3203 | 1107.1432 | 0.9299% | 117948.1771 | 99.07% | [5 empty] | 33499.8477 | 28.14% | 63410.2539 | 53.26% |  | 0 | 0% | 0 | 0% | 11988.8076 | 10.07% | 107066.5127 | 18956.334 | 15.92% | 100098.9863 | 21085.373 | 17.71% | 97969.9473 | 30703.8477 | 25.79% | 88351.4727 | 21.3341 | 0.01792% | 119033.9862 | 12391.7227 | 10.41% | 106663.5977
129 | Chino | Greater_Kramer | {'Mira Loma': 6.6, 'Padua': 8.7} | 446.0012 | 0 | 0% | 446.0012 | 100% | [5 empty] | 0 | 0% | 0 | 0% |  | 0 | 0% | 446.0012 | 100% | 301.9824 | 67.71% | 144.0188 | 144.0188 | 32.29% | 301.9824 | 144.0188 | 32.29% | 301.9824 | 446.0012 | 100% | 0 | 227.1328 | 50.93% | 218.8684 | 5.928 | 1.329% | 440.0732
130 | Kramer | Greater_Kramer (Exclude) | {} | 15340.3535 | 472.0519 | 3.077% | 14868.3016 | 96.92% | [5 empty] | 0 | 0% | 0 | 0% |  | 0 | 0% | 0 | 0% | 14704.6602 | 95.86% | 635.6934 | 1560.3649 | 10.17% | 13779.9886 | 0 | 0% | 15340.3535 | 14704.6602 | 95.86% | 635.6934 | 10057.3125 | 65.56% | 5283.041 | 0 | 0% | 15340.3535
131 | Lugo | Greater_Kramer | {'Victor': 9.6} | 36362.9102 | 2929.5403 | 8.056% | 33433.3699 | 91.94% | [5 empty] | 27.9315 | 0.07681% | 1.7313 | 0.004761% |  | 11170.2471 | 30.72% | 22068.7227 | 60.69% | 19485.3086 | 53.59% | 16877.6016 | 24679.5156 | 67.87% | 11683.3945 | 22372.3398 | 61.53% | 13990.5703 | 32749.6328 | 90.06% | 3613.2773 | 18784.1953 | 51.66% | 17578.7148 | 1855.2109 | 5.102% | 34507.6992
132 | Mira Loma | Greater_Kramer | {'Rancho Vista': 5.8, 'Etiwanda': 6.0, 'Chino': 6.6, 'Padua': 8.8} | 366.0379 | 0 | 0% | 366.0379 | 100% | [5 empty] | 0 | 0% | 0 | 0% |  | 0 | 0% | 366.0379 | 100% | 222.0191 | 60.65% | 144.0188 | 144.0188 | 39.35% | 222.0191 | 144.0188 | 39.35% | 222.0191 | 366.0379 | 100% | 0 | 179.4092 | 49.01% | 186.6286 | 0.7415 | 0.2026% | 365.2964
133 | Padua | Greater_Kramer | {'Rancho Vista': 6.4, 'Etiwanda': 6.8, 'Chino': 8.7, 'Mira Loma': 8.8} | 326.0573 | 0 | 0% | 326.0573 | 100% | [5 empty] | 0 | 0% | 0 | 0% |  | 0 | 0% | 326.0573 | 100% | 326.0573 | 100% | 0 | 9.938 | 3.048% | 316.1194 | 108.2272 | 33.19% | 217.8301 | 326.0573 | 100% | 0 | 324.0972 | 99.4% | 1.9601 | 20.7663 | 6.369% | 305.291
134 | Pisgah | Greater_Kramer | {} | 11654.0771 | 1143.3214 | 9.81% | 10510.7557 | 90.19% | [5 empty] | 0 | 0% | 0 | 0% |  | 0 | 0% | 0 | 0% | 6531.8179 | 56.05% | 5122.2593 | 8518.9355 | 73.1% | 3135.1416 | 9452.1533 | 81.11% | 2201.9238 | 10003.4053 | 85.84% | 1650.6719 | 4992.2627 | 42.84% | 6661.8145 | 85.5215 | 0.7338% | 11568.5557
135 | Roadway | Greater_Kramer | {'Victor': 5.1} | 30324.6289 | 6805.0532 | 22.44% | 23519.5757 | 77.56% | [5 empty] | 17.6098 | 0.05807% | 39.74 | 0.131% |  | 0 | 0% | 0 | 0% | 18113.2734 | 59.73% | 12211.3555 | 13837.124 | 45.63% | 16487.5049 | 6417.8496 | 21.16% | 23906.7793 | 21061.8203 | 69.45% | 9262.8086 | 6406.6313 | 21.13% | 23917.9976 | 147.1072 | 0.4851% | 30177.5217
136 | Tortilla | Greater_Kramer | {} | 24699.9688 | 3562.8906 | 14.42% | 21137.0781 | 85.58% | [5 empty] | 73.128 | 0.2961% | 1062.0842 | 4.3% |  | 0 | 0% | 0 | 0% | 15354.3926 | 62.16% | 9345.5762 | 12583.4648 | 50.95% | 12116.5039 | 6924.1235 | 28.03% | 17775.8452 | 19481.2168 | 78.87% | 5218.752 | 10603.2324 | 42.93% | 14096.7363 | 485.646 | 1.966% | 24214.3227
137 | Victor | Greater_Kramer | {'Roadway': 5.1, 'Lugo': 9.6} | 24972.9297 | 6784.0854 | 27.17% | 18188.8442 | 72.83% | [5 empty] | 7.339 | 0.02939% | 11.1197 | 0.04453% |  | 2904.4868 | 11.63% | 0 | 0% | 12597.6104 | 50.45% | 12375.3193 | 14291.9492 | 57.23% | 10680.9805 | 5566.9761 | 22.29% | 19405.9536 | 18157.7266 | 72.71% | 6815.2031 | 1743.9697 | 6.983% | 23228.96 | 20.3296 | 0.08141% | 24952.6001
138 | Vista (SCE) | Greater_Kramer | {'San Bernardino': 5.3} | 0 | 0 | 0% | 0 | 100% | [5 empty] | 0 | 0% | 0 | 0% |  | 0 | 0% | 0 | 0% | 0 | 0% | 0 | 0 | 0% | 0 | 0 | 0% | 0 | 0 | 0% | 0 | 0 | 0% | 0 | 0 | 0% | 0
139 | Encina | Greater_SD | {'Palomar': 2.9, 'San Luis Rey': 5.1} | 943.8195 | 51.5181 | 5.458% | 892.3014 | 94.54% | [5 empty] | 110.8009 | 11.74% | 0 | 0% |  | 0 | 0% | 0 | 0% | 120.9469 | 12.81% | 822.8726 | 862.9453 | 91.43% | 80.8743 | 892.2252 | 94.53% | 51.5944 | 892.2252 | 94.53% | 51.5944 | 0 | 0% | 943.8195 | 226.4108 | 23.99% | 717.4088
140 | Escondido | Greater_SD | {'Palomar': 9.9} | 1.9225 | 0 | 0% | 1.9225 | 100% | [5 empty] | 0 | 0% | 0 | 0% |  | 0 | 0% | 0 | 0% | 0 | 0% | 1.9225 | 1.9225 | 100% | 0 | 1.9225 | 100% | 0 | 1.9225 | 100% | 0 | 0 | 0% | 1.9225 | 0.65123 | 33.87% | 1.2713
141 | Kearny | Greater_SD | {'Mission': 3.4, 'Old Town': 5.8, 'Penasquitos': 7.8, 'Sycamore Canyon': 8.3, 'Silvergate': 9.5} | 2414.6858 | 861.9268 | 35.7% | 1552.759 | 64.3% | [5 empty] | 0 | 0% | 0 | 0% |  | 0 | 0% | 0 | 0% | 30.02 | 1.243% | 2384.6658 | 103.0067 | 4.266% | 2311.6791 | 1551.562 | 64.26% | 863.1238 | 1551.562 | 64.26% | 863.1238 | 0 | 0% | 2414.6858 | 4.5686 | 0.1892% | 2410.1172
142 | Miguel | Greater_SD | {'Bay Boulevard': 8.1, 'Otay Mesa': 8.3, 'Silvergate': 9.4} | 1259.662 | 173.106 | 13.74% | 1086.556 | 86.26% | [5 empty] | 0 | 0% | 0 | 0% |  | 359.8446 | 28.57% | 0 | 0% | 104.0092 | 8.257% | 1155.6528 | 577.0471 | 45.81% | 682.6149 | 1010.6525 | 80.23% | 249.0095 | 1010.6525 | 80.23% | 249.0095 | 19.4186 | 1.542% | 1240.2434 | 142.9707 | 11.35% | 1116.6913
143 | Mission | Greater_SD | {'Kearny': 3.4, 'Old Town': 3.4, 'Silvergate': 6.1} | 5224.689 | 1071.4365 | 20.51% | 4153.2524 | 79.49% | [5 empty] | 0 | 0% | 0 | 0% |  | 0 | 0% | 0 | 0% | 87.9459 | 1.683% | 5136.743 | 842.7667 | 16.13% | 4381.9223 | 4123.6328 | 78.93% | 1101.0562 | 4141.9561 | 79.28% | 1082.7329 | 0 | 0% | 5224.689 | 60.8495 | 1.165% | 5163.8395
144 | Old Town | Greater_SD | {'Mission': 3.4, 'Silvergate': 5.7, 'Kearny': 5.8} | 5302.4722 | 1076.434 | 20.3% | 4226.0382 | 79.7% | [5 empty] | 0 | 0% | 0 | 0% |  | 0 | 0% | 0 | 0% | 88.294 | 1.665% | 5214.1782 | 915.4164 | 17.26% | 4387.0557 | 4196.2822 | 79.14% | 1106.1899 | 4214.606 | 79.48% | 1087.8662 | 0 | 0% | 5302.4722 | 68.775 | 1.297% | 5233.6972
145 | Penasquitos | Greater_SD | {'Kearny': 7.8} | 227.1567 | 84.2178 | 37.07% | 142.9389 | 62.93% | [5 empty] | 0 | 0% | 0 | 0% |  | 0 | 0% | 0 | 0% | 3.4289 | 1.51% | 223.7277 | 77.1852 | 33.98% | 149.9715 | 142.8161 | 62.87% | 84.3406 | 142.8161 | 62.87% | 84.3406 | 0 | 0% | 227.1567 | 8.597 | 3.785% | 218.5597
146 | San Luis Rey | Greater_SD | {'Encina': 5.1, 'Palomar': 6.7} | 964.0648 | 49.455 | 5.13% | 914.6098 | 94.87% | [5 empty] | 110.8009 | 11.49% | 0 | 0% |  | 0 | 0% | 0 | 0% | 120.9469 | 12.55% | 843.1179 | 905.0493 | 93.88% | 59.0155 | 913.5009 | 94.76% | 50.564 | 913.5009 | 94.76% | 50.564 | 17.318 | 1.796% | 946.7468 | 232.9062 | 24.16% | 731.1586
147 | Sycamore Canyon | Greater_SD | {'Kearny': 8.3} | 0 | 0 | 0% | 0 | 100% | [5 empty] | 0 | 0% | 0 | 0% |  | 0 | 0% | 0 | 0% | 0 | 0% | 0 | 0 | 0% | 0 | 0 | 0% | 0 | 0 | 0% | 0 | 0 | 0% | 0 | 0 | 0% | 0
148 | Talega | Greater_SD | {'San Onofre': 5.8, 'Capistrano': 6.8, 'Margarita': 7.4, 'Trabuco': 9.6} | 861.9464 | 103.6503 | 12.03% | 758.2961 | 87.97% | [5 empty] | 0 | 0% | 0 | 0% |  | 39.1851 | 4.546% | 0 | 0% | 0 | 0% | 861.9464 | 265.6886 | 30.82% | 596.2578 | 758.1667 | 87.96% | 103.7796 | 758.1667 | 87.96% | 103.7796 | 0.20602 | 0.0239% | 861.7403 | 8.9641 | 1.04% | 852.9823
149 | Martin | Peninsula_Monterey | {} | 8922.8271 | 3715.5364 | 41.64% | 5207.2908 | 58.36% | [5 empty] | 6.2697 | 0.07027% | 0 | 0% |  | 187.7485 | 2.104% | 1869.8645 | 20.96% | 1914.865 | 21.46% | 7007.9622 | 3219.2412 | 36.08% | 5703.5859 | 4935.6025 | 55.31% | 3987.2246 | 5051.0952 | 56.61% | 3871.7319 | 1666.4366 | 18.68% | 7256.3905 | 380.1909 | 4.261% | 8542.6363
150 | Bellota | Solano | {'Rancho Seco - Bellota (Proposed)': 8.2} | 13366.1006 | 2848.572 | 21.31% | 10517.5286 | 78.69% | [5 empty] | 5057.1611 | 37.84% | 1694.2759 | 12.68% |  | 0 | 0% | 0 | 0% | 9318.8633 | 69.72% | 4047.2373 | 217.5504 | 1.628% | 13148.5502 | 2616.3301 | 19.57% | 10749.7705 | 9536.4141 | 71.35% | 3829.6865 | 2780.0574 | 20.8% | 10586.0432 | 838.2148 | 6.271% | 12527.8857
151 | Ripon | Solano | {'Vierra': 7.6} | 76608.7188 | 39414.0312 | 51.45% | 37194.6875 | 48.55% | [5 empty] | 23518.1895 | 30.7% | 47679.3398 | 62.24% |  | 0 | 0% | 0 | 0% | 29436.8125 | 38.42% | 47171.9062 | 4006.1287 | 5.229% | 72602.5901 | 4740.2759 | 6.188% | 71868.4429 | 31151.1309 | 40.66% | 45457.5879 | 0 | 0% | 76608.7188 | 1896.0287 | 2.475% | 74712.6901
152 | Lockeford | Solano | {'Rancho Seco - Bellota (Proposed)': 9.0, 'Camanche': 9.9} | 2984.1772 | 2267.1548 | 75.97% | 717.0225 | 24.03% | [5 empty] | 371.9464 | 12.46% | 1960.5173 | 65.7% |  | 0 | 0% | 0 | 0% | 0 | 0% | 2984.1772 | 0 | 0% | 2984.1772 | 644.8603 | 21.61% | 2339.317 | 644.8603 | 21.61% | 2339.317 | 0 | 0% | 2984.1772 | 90.1806 | 3.022% | 2893.9966
153 | Stagg | Solano | {'Eight Mile': 4.8, 'Weber': 7.7} | 49167.3477 | 90.966 | 0.185% | 49076.3816 | 99.81% | [5 empty] | 917.8594 | 1.867% | 42304.7422 | 86.04% |  | 0 | 0% | 0 | 0% | 6502.6919 | 13.23% | 42664.6558 | 11120.5986 | 22.62% | 38046.749 | 11120.5986 | 22.62% | 38046.749 | 14069.0254 | 28.61% | 35098.3223 | 0 | 0% | 49167.3477 | 2863.8186 | 5.825% | 46303.5291
154 | Weber | Solano | {'Stagg': 7.7, 'Vierra': 8.6} | 42035.7109 | 16603.2949 | 39.5% | 25432.416 | 60.5% | [5 empty] | 9273.9404 | 22.06% | 30901.0391 | 73.51% |  | 0 | 0% | 0 | 0% | 0 | 0% | 42035.7109 | 474.5985 | 1.129% | 41561.1124 | 474.5985 | 1.129% | 41561.1124 | 474.5985 | 1.129% | 41561.1124 | 0 | 0% | 42035.7109 | 1038.0211 | 2.469% | 40997.6898
155 | Carrizo Plains | Kern_Greater_Carrizo | {'Solar SS': 1.1, 'Caliente': 6.9} | 41810.0352 | 8580.5742 | 20.52% | 33229.4609 | 79.48% | [5 empty] | 15.7151 | 0.03759% | 0 | 0% |  | 0 | 0% | 0 | 0% | 21446.7168 | 51.3% | 20363.3184 | 6.0189 | 0.0144% | 41804.0163 | 4362.5894 | 10.43% | 37447.4458 | 23732.5 | 56.76% | 18077.5352 | 28541.4824 | 68.26% | 13268.5527 | 600.6895 | 1.437% | 41209.3456
156 | Cholame | Kern_Greater_Carrizo | {} | 39056.4844 | 2842.2605 | 7.277% | 36214.2239 | 92.72% | [5 empty] | 3657.2817 | 9.364% | 6.3855 | 0.01635% |  | 1290.5812 | 3.304% | 0 | 0% | 25333.4629 | 64.86% | 13723.0215 | 4715.0264 | 12.07% | 34341.458 | 12932.4961 | 33.11% | 26123.9883 | 27768.5312 | 71.1% | 11287.9531 | 19206.8594 | 49.18% | 19849.625 | 601.8685 | 1.541% | 38454.6159
157 | Mesa | Kern_Greater_Carrizo | {'Oceano': 9.7} | 14070.793 | 2804.8748 | 19.93% | 11265.9182 | 80.07% | [5 empty] | 1425.3779 | 10.13% | 2548.9587 | 18.12% |  | 1674.7678 | 11.9% | 5115.4927 | 36.36% | 2315.4053 | 16.46% | 11755.3877 | 0.13253 | 0.0009419% | 14070.6604 | 2505.6899 | 17.81% | 11565.103 | 4313.3696 | 30.65% | 9757.4233 | 6368.6055 | 45.26% | 7702.1875 | 952.7289 | 6.771% | 13118.064
158 | Oceano | Kern_Greater_Carrizo | {'Mesa': 9.7} | 10915.7979 | 2677.4551 | 24.53% | 8238.3428 | 75.47% | [5 empty] | 92.6713 | 0.849% | 406.2422 | 3.722% |  | 3933.3525 | 36.03% | 3460.3428 | 31.7% | 2730.4929 | 25.01% | 8185.3049 | 125.2711 | 1.148% | 10790.5268 | 2392.9968 | 21.92% | 8522.801 | 3120.8723 | 28.59% | 7794.9255 | 5031.1582 | 46.09% | 5884.6396 | 1230.1343 | 11.27% | 9685.6636
159 | San Luis Obispo | Kern_Greater_Carrizo | {'Mustang': 3.7} | 20536.4785 | 2125.2292 | 10.35% | 18411.2493 | 89.65% | [5 empty] | 126.9292 | 0.6181% | 116.3666 | 0.5666% |  | 8263.7646 | 40.24% | 11814.6777 | 57.53% | 7091.7007 | 34.53% | 13444.7778 | 2532.3462 | 12.33% | 18004.1323 | 10085.5605 | 49.11% | 10450.918 | 12167.7197 | 59.25% | 8368.7588 | 15380.4102 | 74.89% | 5156.0684 | 1921.6729 | 9.357% | 18614.8057
160 | Templeton | Kern_Greater_Carrizo | {} | 70732.0859 | 27944.4492 | 39.51% | 42787.6367 | 60.49% | [5 empty] | 9328.1152 | 13.19% | 1990.9785 | 2.815% |  | 22016.668 | 31.13% | 24981.1504 | 35.32% | 20284.6523 | 28.68% | 50447.4336 | 16689.0527 | 23.59% | 54043.0332 | 25506.8398 | 36.06% | 45225.2461 | 33229.5469 | 46.98% | 37502.5391 | 24533.8848 | 34.69% | 46198.2012 | 2708.1213 | 3.829% | 68023.9646
161 | Sisquoc | Kern_Greater_Carrizo | {} | 3866.3225 | 0 | 0% | 3866.3225 | 100% | [5 empty] | 78.4323 | 2.029% | 15.8701 | 0.4105% |  | 28.6674 | 0.7415% | 1113.2534 | 28.79% | 1636.9381 | 42.34% | 2229.3844 | 86.255 | 2.231% | 3780.0675 | 2724.4014 | 70.46% | 1141.9211 | 2724.4014 | 70.46% | 1141.9211 | 2182.4773 | 56.45% | 1683.8452 | 0.81186 | 0.021% | 3865.5107
162 | Goleta | Kern_Greater_Carrizo | {} | 1922.5155 | 1037.64 | 53.97% | 884.8755 | 46.03% | [5 empty] | 20.4184 | 1.062% | 3.2719 | 0.1702% |  | 386.6251 | 20.11% | 593.9642 | 30.9% | 603.0102 | 31.37% | 1319.5053 | 0 | 0% | 1922.5155 | 57.1313 | 2.972% | 1865.3842 | 660.1414 | 34.34% | 1262.3741 | 654.8237 | 34.06% | 1267.6918 | 133.3279 | 6.935% | 1789.1876
163 | Schulte Switching Station | Peninsula_Monterey | {'Los Esteros': 3.7, 'Newark': 8.7} | 742.4761 | 52.5658 | 7.08% | 689.9103 | 92.92% | [5 empty] | 0 | 0% | 0 | 0% |  | 0 | 0% | 0 | 0% | 0 | 0% | 742.4761 | 0 | 0% | 742.4761 | 137.6464 | 18.54% | 604.8297 | 137.6464 | 18.54% | 604.8297 | 0 | 0% | 742.4761 | 689.5377 | 92.87% | 52.9384
164 | Hicks | Peninsula_Monterey | {'Coyote': 8.5, 'Metcalf': 8.8} | 5594.6323 | 447.3089 | 7.995% | 5147.3234 | 92% | [5 empty] | 70.9289 | 1.268% | 9.4994 | 0.1698% |  | 0 | 0% | 5594.6323 | 100% | 2998.8225 | 53.6% | 2595.8098 | 0 | 0% | 5594.6323 | 3878.8215 | 69.33% | 1715.8108 | 5027.2056 | 89.86% | 567.4268 | 1698.4141 | 30.36% | 3896.2183 | 54.5172 | 0.9745% | 5540.1152
165 | Cottonwood | Northern_California | {'Jessup': 5.5} | 45599.957 | 20075.3809 | 44.02% | 25524.5762 | 55.98% | [5 empty] | 1042.1003 | 2.285% | 957.9424 | 2.101% |  | 39469.9883 | 86.56% | 0 | 0% | 11910.0928 | 26.12% | 33689.8643 | 3881.7771 | 8.513% | 41718.1799 | 4030.0999 | 8.838% | 41569.8572 | 14811.4834 | 32.48% | 30788.4736 | 12657.1426 | 27.76% | 32942.8145 | 2137.7771 | 4.688% | 43462.1799
166 | Jessup | Northern_California | {'Cottonwood': 5.5} | 35837.8672 | 12425.3848 | 34.67% | 23412.4824 | 65.33% | [5 empty] | 1069.6813 | 2.985% | 1061.6125 | 2.962% |  | 25929.4766 | 72.35% | 3477.9707 | 9.705% | 15806.0586 | 44.1% | 20031.8086 | 3778.9238 | 10.54% | 32058.9434 | 1957.9146 | 5.463% | 33879.9526 | 18061.498 | 50.4% | 17776.3691 | 8577.626 | 23.93% | 27260.2412 | 1530.1108 | 4.27% | 34307.7563
167 | Round Mountain | Northern_California | {'Cove Rd': 4.9} | 81565.0703 | 6920.2256 | 8.484% | 74644.8447 | 91.52% | [5 empty] | 374.1992 | 0.4588% | 84.4565 | 0.1035% |  | 73714.3828 | 90.37% | 7407.3462 | 9.082% | 54876.7891 | 67.28% | 26688.2812 | 14606.9375 | 17.91% | 66958.1328 | 18417.6211 | 22.58% | 63147.4492 | 59765.3398 | 73.27% | 21799.7305 | 54125.3203 | 66.36% | 27439.75 | 4206.1255 | 5.157% | 77358.9448
168 | Carquinez | Solano | {'Martinez': 8.9} | 33584.957 | 8153.0454 | 24.28% | 25431.9116 | 75.72% | [5 empty] | 131.5071 | 0.3916% | 18.1782 | 0.05413% |  | 10982.7676 | 32.7% | 0 | 0% | 5195.2773 | 15.47% | 28389.6797 | 10964.6143 | 32.65% | 22620.3428 | 16665.0723 | 49.62% | 16919.8848 | 24516.3223 | 73% | 9068.6348 | 6303.1128 | 18.77% | 27281.8442 | 4113.2188 | 12.25% | 29471.7383
169 | Peabody | Solano | {'Vaca Dixon': 8.4} | 43826.0078 | 11650.2119 | 26.58% | 32175.7959 | 73.42% | [5 empty] | 6037.5918 | 13.78% | 7236.7812 | 16.51% |  | 14058.5127 | 32.08% | 0 | 0% | 12970.7656 | 29.6% | 30855.2422 | 15568.9746 | 35.52% | 28257.0332 | 15619.6641 | 35.64% | 28206.3438 | 29678.5273 | 67.72% | 14147.4805 | 9270.6387 | 21.15% | 34555.3691 | 11160.5615 | 25.47% | 32665.4463
170 | Vaca Dixon | Solano | {'Peabody': 8.4, 'Putah Creek': 9.3} | 56480.1875 | 35329.8477 | 62.55% | 21150.3398 | 37.45% | [5 empty] | 7182.1782 | 12.72% | 32303.5879 | 57.19% |  | 6664 | 11.8% | 0 | 0% | 13427.876 | 23.77% | 43052.3115 | 7495.2192 | 13.27% | 48984.9683 | 5819.4443 | 10.3% | 50660.7432 | 20188.4258 | 35.74% | 36291.7617 | 3817.0105 | 6.758% | 52663.177 | 3380.3103 | 5.985% | 53099.8772
171 | Bellevue | Mendocino_Marin | {'Penngrove': 4.7, 'Fulton': 8.6} | 8303.8545 | 664.5286 | 8.003% | 7639.3259 | 92% | [5 empty] | 1449.9315 | 17.46% | 115.11 | 1.386% |  | 7202.3696 | 86.74% | 539.1492 | 6.493% | 4761.6675 | 57.34% | 3542.187 | 3243.6958 | 39.06% | 5060.1587 | 5468.7627 | 65.86% | 2835.0918 | 6228.6289 | 75.01% | 2075.2256 | 5697.437 | 68.61% | 2606.4175 | 549.3782 | 6.616% | 7754.4763
172 | Cloverdale | Mendocino_Marin | {} | 45156.543 | 909.3183 | 2.014% | 44247.2247 | 97.99% | [5 empty] | 1334.7253 | 2.956% | 1136.7046 | 2.517% |  | 21894.3477 | 48.49% | 20332.4043 | 45.03% | 38332.7578 | 84.89% | 6823.7852 | 15129.8379 | 33.51% | 30026.7051 | 23090.0508 | 51.13% | 22066.4922 | 44065.3398 | 97.58% | 1091.2031 | 30693.2324 | 67.97% | 14463.3105 | 519.0475 | 1.149% | 44637.4955
173 | Fulton | Mendocino_Marin | {'Bellevue': 8.6} | 3911.9109 | 70.3922 | 1.799% | 3841.5187 | 98.2% | [5 empty] | 45.2327 | 1.156% | 13.5003 | 0.3451% |  | 1.8384 | 0.047% | 3910.074 | 99.95% | 3239.8459 | 82.82% | 672.0649 | 505.7493 | 12.93% | 3406.1616 | 3695.6147 | 94.47% | 216.2961 | 3829.4819 | 97.89% | 82.429 | 2041.2521 | 52.18% | 1870.6588 | 75.0717 | 1.919% | 3836.8392
174 | Lakeville | Mendocino_Marin | {'Penngrove': 7.0} | 27688.2246 | 1011.8004 | 3.654% | 26676.4242 | 96.35% | [5 empty] | 2176.7927 | 7.862% | 644.4803 | 2.328% |  | 22886.2891 | 82.66% | 2545.9102 | 9.195% | 23353.5605 | 84.34% | 4334.6641 | 9584.7363 | 34.62% | 18103.4883 | 15761.9834 | 56.93% | 11926.2412 | 24295.3301 | 87.75% | 3392.8945 | 18380.6836 | 66.38% | 9307.541 | 1188.043 | 4.291% | 26500.1816
175 | Penngrove | Mendocino_Marin | {'Bellevue': 4.7, 'Lakeville': 7.0} | 27999.6484 | 585.9945 | 2.093% | 27413.6539 | 97.91% | [5 empty] | 3567.9905 | 12.74% | 348.2799 | 1.244% |  | 26677.8926 | 95.28% | 376.6002 | 1.345% | 17049.8164 | 60.89% | 10949.832 | 7774.3203 | 27.77% | 20225.3281 | 17481.0703 | 62.43% | 10518.5781 | 23022.5391 | 82.22% | 4977.1094 | 21113.2812 | 75.41% | 6886.3672 | 1604.1948 | 5.729% | 26395.4536
176 | Warnerville | Central_Valley_North_Los_Banos | {'Riverbank': 6.1} | 112259.2891 | 22388.9941 | 19.94% | 89870.2949 | 80.06% | [5 empty] | 52808.5273 | 47.04% | 24397.7324 | 21.73% |  | 0 | 0% | 0 | 0% | 77429 | 68.97% | 34830.2891 | 14634.4668 | 13.04% | 97624.8223 | 36610.3398 | 32.61% | 75648.9492 | 88837.6875 | 79.14% | 23421.6016 | 22960.6133 | 20.45% | 89298.6758 | 8606.6025 | 7.667% | 103652.6865
177 | Riverbank | Central_Valley_North_Los_Banos | {'Warnerville': 6.1} | 102365.0156 | 22491.4824 | 21.97% | 79873.5332 | 78.03% | [5 empty] | 56443.582 | 55.14% | 23764.1172 | 23.22% |  | 0 | 0% | 0 | 0% | 71427.8047 | 69.78% | 30937.2109 | 4768.2861 | 4.658% | 97596.7295 | 18272.1758 | 17.85% | 84092.8398 | 79107.4219 | 77.28% | 23257.5938 | 6588.0234 | 6.436% | 95776.9922 | 5082.3574 | 4.965% | 97282.6582
178 | Pease | Northern_California | {'East Marysville': 5.4, 'Olivehurst': 8.3} | 94654.7891 | 27047.9844 | 28.58% | 67606.8047 | 71.42% | [5 empty] | 24089.6777 | 25.45% | 42913.2617 | 45.34% |  | 0 | 0% | 0 | 0% | 42090.7734 | 44.47% | 52564.0156 | 12850.7295 | 13.58% | 81804.0596 | 27391.1836 | 28.94% | 67263.6055 | 65072.8203 | 68.75% | 29581.9688 | 8103.6147 | 8.561% | 86551.1743 | 5614.6943 | 5.932% | 89040.0947
179 | Rio Oso | Northern_California | {} | 89762.1875 | 28433.5508 | 31.68% | 61328.6367 | 68.32% | [5 empty] | 27897.3027 | 31.08% | 38337.1914 | 42.71% |  | 58.6336 | 0.06532% | 0 | 0% | 51678.1484 | 57.57% | 38084.0391 | 7569.4077 | 8.433% | 82192.7798 | 20531.707 | 22.87% | 69230.4805 | 58963.1484 | 65.69% | 30799.0391 | 218.2066 | 0.2431% | 89543.9809 | 15672.3135 | 17.46% | 74089.874
180 | Alpaugh | Central_Valley_North_Los_Banos | {'Olive': 4.6} | 0 | 0 | 0% | 0 | 100% | [5 empty] | 0 | 0% | 0 | 0% |  | 0 | 0% | 0 | 0% | 0 | 0% | 0 | 0 | 0% | 0 | 0 | 0% | 0 | 0 | 0% | 0 | 0 | 0% | 0 | 0 | 0% | 0
181 | Rector | Central_Valley_North_Los_Banos | {} | 0 | 0 | 0% | 0 | 100% | [5 empty] | 0 | 0% | 0 | 0% |  | 0 | 0% | 0 | 0% | 0 | 0% | 0 | 0 | 0% | 0 | 0 | 0% | 0 | 0 | 0% | 0 | 0 | 0% | 0 | 0 | 0% | 0
182 | Springville | Central_Valley_North_Los_Banos | {} | 0 | 0 | 0% | 0 | 100% | [5 empty] | 0 | 0% | 0 | 0% |  | 0 | 0% | 0 | 0% | 0 | 0% | 0 | 0 | 0% | 0 | 0 | 0% | 0 | 0 | 0% | 0 | 0 | 0% | 0 | 0 | 0% | 0
183 | Vestal | Central_Valley_North_Los_Banos | {} | 0 | 0 | 0% | 0 | 100% | [5 empty] | 0 | 0% | 0 | 0% |  | 0 | 0% | 0 | 0% | 0 | 0% | 0 | 0 | 0% | 0 | 0 | 0% | 0 | 0 | 0% | 0 | 0 | 0% | 0 | 0 | 0% | 0
184 | UltraPower Chinese Station | El_Dorado_Mariposa | {'Peoria': 2.3} | 18357.8398 | 57.4703 | 0.3131% | 18300.3696 | 99.69% | [5 empty] | 0 | 0% | 0 | 0% |  | 3337.4856 | 18.18% | 0 | 0% | 16685.8359 | 90.89% | 1672.0039 | 3714.5295 | 20.23% | 14643.3103 | 6157.3218 | 33.54% | 12200.5181 | 16722.6445 | 91.09% | 1635.1953 | 16652.1367 | 90.71% | 1705.7031 | 1534.7128 | 8.36% | 16823.1271
185 | Curtis | El_Dorado_Mariposa | {} | 0 | 0 | 0% | 0 | 100% | [5 empty] | 0 | 0% | 0 | 0% |  | 0 | 0% | 0 | 0% | 0 | 0% | 0 | 0 | 0% | 0 | 0 | 0% | 0 | 0 | 0% | 0 | 0 | 0% | 0 | 0 | 0% | 0
186 | Peoria | El_Dorado_Mariposa | {'UltraPower Chinese Station': 2.3} | 17981.9531 | 57.4703 | 0.3196% | 17924.4829 | 99.68% | [5 empty] | 0 | 0% | 0 | 0% |  | 5613.8628 | 31.22% | 0 | 0% | 15430.2988 | 85.81% | 2551.6543 | 3426.7971 | 19.06% | 14555.156 | 6064.894 | 33.73% | 11917.0591 | 15467.1074 | 86.01% | 2514.8457 | 16256.6855 | 90.41% | 1725.2676 | 1110.0667 | 6.173% | 16871.8865
187 | Moorpark | Greater_LA | {} | 11987.4951 | 747.3743 | 6.235% | 11240.1208 | 93.77% | [5 empty] | 28.151 | 0.2348% | 454.5391 | 3.792% |  | 0 | 0% | 11987.4951 | 100% | 6571.0078 | 54.82% | 5416.4873 | 0 | 0% | 11987.4951 | 0 | 0% | 11987.4951 | 6571.0078 | 54.82% | 5416.4873 | 7843.8066 | 65.43% | 4143.6885 | 1862.7866 | 15.54% | 10124.7085
188 | Santa Clara | Greater_LA | {'Mandalay': 7.5} | 750.4758 | 92.2709 | 12.29% | 658.2048 | 87.71% | [5 empty] | 0 | 0% | 0 | 0% |  | 17.9584 | 2.393% | 0 | 0% | 0 | 0% | 750.4758 | 0 | 0% | 750.4758 | 628.7589 | 83.78% | 121.7169 | 628.7589 | 83.78% | 121.7169 | 0 | 0% | 750.4758 | 31.6385 | 4.216% | 718.8373
189 | Davis | Solano | {'Woodland': 9.3} | 53816.0977 | 26294.457 | 48.86% | 27521.6406 | 51.14% | [5 empty] | 9055.7422 | 16.83% | 40576.1016 | 75.4% |  | 0 | 0% | 0 | 0% | 13096.998 | 24.34% | 40719.0996 | 9705.2891 | 18.03% | 44110.8086 | 18087.748 | 33.61% | 35728.3496 | 19588.2578 | 36.4% | 34227.8398 | 0 | 0% | 53816.0977 | 1322.562 | 2.458% | 52493.5356
190 | Putah Creek | Solano | {'Vaca Dixon': 9.3} | 81499.6641 | 38945.8945 | 47.79% | 42553.7695 | 52.21% | [5 empty] | 6756.3525 | 8.29% | 43979.1016 | 53.96% |  | 17148.5156 | 21.04% | 0 | 0% | 39764.5742 | 48.79% | 41735.0898 | 2656.5049 | 3.26% | 78843.1592 | 0 | 0% | 81499.6641 | 40734.3477 | 49.98% | 40765.3164 | 15446.4248 | 18.95% | 66053.2393 | 2098.0278 | 2.574% | 79401.6362
191 | East Marysville | Northern_California | {'Olivehurst': 5.0, 'Pease': 5.4} | 82974.0703 | 25309.3789 | 30.5% | 57664.6914 | 69.5% | [5 empty] | 27095.9297 | 32.66% | 37857.8047 | 45.63% |  | 53.7977 | 0.06484% | 0 | 0% | 44164.2891 | 53.23% | 38809.7812 | 7299.2485 | 8.797% | 75674.8218 | 15897.4707 | 19.16% | 67076.5996 | 54977.4297 | 66.26% | 27996.6406 | 705.2985 | 0.85% | 82268.7718 | 8574.2939 | 10.33% | 74399.7764
192 | Olivehurst | Northern_California | {'East Marysville': 5.0, 'Pease': 8.3} | 77463.1875 | 32465.6465 | 41.91% | 44997.541 | 58.09% | [5 empty] | 20948.1523 | 27.04% | 44450.6562 | 57.38% |  | 0 | 0% | 0 | 0% | 33978.8477 | 43.86% | 43484.3398 | 526.9794 | 0.6803% | 76936.2081 | 11023.7021 | 14.23% | 66439.4854 | 42369.5156 | 54.7% | 35093.6719 | 0 | 0% | 77463.1875 | 8288.9121 | 10.7% | 69174.2754
193 | Morro Bay | Kern_Greater_Carrizo | {} | 30382.7617 | 340.3287 | 1.12% | 30042.433 | 98.88% | [5 empty] | 176.8217 | 0.582% | 207.7985 | 0.6839% |  | 3805.8088 | 12.53% | 18600.7305 | 61.22% | 22704.6797 | 74.73% | 7678.082 | 9020.2422 | 29.69% | 21362.5195 | 14004.6709 | 46.09% | 16378.0908 | 27058.0332 | 89.06% | 3324.7285 | 20251.4609 | 66.65% | 10131.3008 | 2497.3093 | 8.219% | 27885.4524
194 | Palomar | Greater_SD | {'Encina': 2.9, 'San Luis Rey': 6.7, 'Escondido': 9.9} | 562.9739 | 41.0093 | 7.284% | 521.9645 | 92.72% | [5 empty] | 0 | 0% | 0 | 0% |  | 0 | 0% | 0 | 0% | 120.9469 | 21.48% | 442.027 | 492.6084 | 87.5% | 70.3655 | 521.8883 | 92.7% | 41.0856 | 521.8883 | 92.7% | 41.0856 | 0 | 0% | 562.9739 | 85.3109 | 15.15% | 477.663
195 | Margarita | Greater_LA | {'Trabuco': 2.8, 'Capistrano': 3.4, 'Talega': 7.4, 'Viejo': 8.1} | 792.3839 | 94.4617 | 11.92% | 697.9221 | 88.08% | [5 empty] | 0 | 0% | 0 | 0% |  | 8.8332 | 1.115% | 0 | 0% | 0 | 0% | 792.3839 | 208.3521 | 26.29% | 584.0318 | 696.9481 | 87.96% | 95.4358 | 696.9481 | 87.96% | 95.4358 | 0 | 0% | 792.3839 | 0 | 0% | 792.3839
196 | Huntington Beach | Greater_LA | {'Ellis': 3.4, 'Johanna': 8.6} | 5545.7339 | 186.0605 | 3.355% | 5359.6734 | 96.64% | [5 empty] | 0 | 0% | 0 | 0% |  | 0 | 0% | 0 | 0% | 3.1489 | 0.05678% | 5542.585 | 1429.2799 | 25.77% | 4116.454 | 5342.5547 | 96.34% | 203.1792 | 5345.7036 | 96.39% | 200.0303 | 0 | 0% | 5545.7339 | 359.9801 | 6.491% | 5185.7538
197 | Los Esteros | Peninsula_Monterey | {'Schulte Switching Station': 3.7, 'Newark': 5.9} | 861.0164 | 52.5658 | 6.105% | 808.4506 | 93.89% | [5 empty] | 0 | 0% | 0 | 0% |  | 108.9384 | 12.65% | 0 | 0% | 117.1568 | 13.61% | 743.8595 | 117.1568 | 13.61% | 743.8595 | 256.1561 | 29.75% | 604.8603 | 256.1561 | 29.75% | 604.8603 | 72.6571 | 8.439% | 788.3592 | 716.5135 | 83.22% | 144.5028
198 | Birds Landing | Solano | {'Shilo III': 3.2, 'Pittsburg': 7.1, 'Contra Costa': 9.0} | 45200.9375 | 5688.5381 | 12.59% | 39512.3994 | 87.41% | [5 empty] | 9411.1768 | 20.82% | 2467.4829 | 5.459% |  | 0 | 0% | 0 | 0% | 9102.5537 | 20.14% | 36098.3838 | 23732.0586 | 52.5% | 21468.8789 | 19570.3379 | 43.3% | 25630.5996 | 29195.5137 | 64.59% | 16005.4238 | 1251.7444 | 2.769% | 43949.1931 | 22163.4746 | 49.03% | 23037.4629
199 | Cayetano | Solano | {'Delta Switching Yard': 9.3} | 23060.9023 | 208.2612 | 0.9031% | 22852.6412 | 99.1% | [5 empty] | 379.2336 | 1.644% | 50.2612 | 0.2179% |  | 10910.7988 | 47.31% | 3810.8591 | 16.53% | 18245.3555 | 79.12% | 4815.5469 | 18750.4531 | 81.31% | 4310.4492 | 21335.4316 | 92.52% | 1725.4707 | 22237.0215 | 96.43% | 823.8809 | 6919.9902 | 30.01% | 16140.9121 | 1700.5052 | 7.374% | 21360.3971
200 | Silvergate | Greater_SD | {'Old Town': 5.7, 'Mission': 6.1, 'Bay Boulevard': 6.6, 'Miguel': 9.4, 'Kearny': 9.5} | 5358.1289 | 1021.9861 | 19.07% | 4336.1428 | 80.93% | [5 empty] | 0 | 0% | 0 | 0% |  | 0 | 0% | 0 | 0% | 89.5067 | 1.67% | 5268.6222 | 1019.634 | 19.03% | 4338.4949 | 4306.4722 | 80.37% | 1051.6567 | 4324.7954 | 80.71% | 1033.3335 | 0 | 0% | 5358.1289 | 79.1755 | 1.478% | 5278.9534
201 | Richmond | Northern_California | {'Leavitt': 7.1} | 82706.1328 | 13515.8945 | 16.34% | 69190.2383 | 83.66% | [5 empty] | 697.417 | 0.8432% | 0 | 0% |  | 80416.1094 | 97.23% | 0 | 0% | 38617.0117 | 46.69% | 44089.1211 | 8943.8936 | 10.81% | 73762.2393 | 7205.4941 | 8.712% | 75500.6387 | 43290.082 | 52.34% | 39416.0508 | 54093.3711 | 65.4% | 28612.7617 | 5573.3848 | 6.739% | 77132.748
202 | Rancho Vista | Greater_Kramer | {'Etiwanda': 0.4, 'Mira Loma': 5.8, 'Padua': 6.4} | 1072.6304 | 0 | 0% | 1072.6304 | 100% | [5 empty] | 0 | 0% | 0 | 0% |  | 148.5505 | 13.85% | 924.0767 | 86.15% | 1072.6304 | 100% | 0 | 708.0937 | 66.01% | 364.5367 | 757.8633 | 70.65% | 314.767 | 1072.6304 | 100% | 0 | 785.3354 | 73.22% | 287.2949 | 28.9108 | 2.695% | 1043.7195
203 | Hilltop | Northern_California | {} | 85661 | 4093.1584 | 4.778% | 81567.8416 | 95.22% | [5 empty] | 61.67 | 0.07199% | 213.194 | 0.2489% |  | 223.7144 | 0.2612% | 0 | 0% | 43746.2891 | 51.07% | 41914.7109 | 3724.6946 | 4.348% | 81936.3054 | 470.1736 | 0.5489% | 85190.8264 | 47000.8086 | 54.87% | 38660.1914 | 78151.5391 | 91.23% | 7509.4609 | 6528.9077 | 7.622% | 79132.0923
204 | Thermalito | Northern_California | {'Table Mountain': 2.9, 'Wyandotte': 5.1, 'Palermo': 7.4} | 66382.4844 | 3101.5479 | 4.672% | 63280.9365 | 95.33% | [5 empty] | 34539.1562 | 52.03% | 5287.5723 | 7.965% |  | 6537.2153 | 9.848% | 0 | 0% | 53188.4531 | 80.12% | 13194.0312 | 12774.5752 | 19.24% | 53607.9092 | 28239.7129 | 42.54% | 38142.7715 | 63196.9102 | 95.2% | 3185.5742 | 5476.7847 | 8.25% | 60905.6997 | 16580.2988 | 24.98% | 49802.1855
205 | Martinez | Solano | {'Carquinez': 8.9, 'Clayton': 9.4} | 30738.0801 | 7973.5195 | 25.94% | 22764.5605 | 74.06% | [5 empty] | 53.9031 | 0.1754% | 17.2886 | 0.05624% |  | 10228.2393 | 33.28% | 63.5459 | 0.2067% | 3468.6489 | 11.28% | 27269.4312 | 11344.8076 | 36.91% | 19393.2725 | 13267.3262 | 43.16% | 17470.7539 | 20414.8262 | 66.42% | 10323.2539 | 4686.2065 | 15.25% | 26051.8735 | 6991.104 | 22.74% | 23746.9761
206 | Lone Tree | Solano | {'Contra Costa': 3.9, 'Brentwood': 4.9, 'Pittsburg': 9.7} | 29216.9531 | 1356.7557 | 4.644% | 27860.1974 | 95.36% | [5 empty] | 4131.9136 | 14.14% | 715.2314 | 2.448% |  | 15124.0684 | 51.76% | 4954.5615 | 16.96% | 13501.7744 | 46.21% | 15715.1787 | 22862.1465 | 78.25% | 6354.8066 | 22797.0332 | 78.03% | 6419.9199 | 23528.6836 | 80.53% | 5688.2695 | 8744.7959 | 29.93% | 20472.1572 | 4288.0737 | 14.68% | 24928.8794
207 | Delta PP | Solano | {'Kelso': 1.0, 'Green Ridge Midway': 5.4, 'Tesla': 6.8, 'Brentwood': 8.7, 'Cayetano': 9.3} | 71000.5234 | 569.7858 | 0.8025% | 70430.7376 | 99.2% | [5 empty] | 5667.6294 | 7.983% | 27926.0312 | 39.33% |  | 9341.4775 | 13.16% | 1496.1832 | 2.107% | 38140.2773 | 53.72% | 32860.2461 | 33224.2852 | 46.79% | 37776.2383 | 34237.3359 | 48.22% | 36763.1875 | 45733.2031 | 64.41% | 25267.3203 | 6252.8188 | 8.807% | 64747.7046 | 4116.7612 | 5.798% | 66883.7622
208 | Green Ridge Midway | Solano | {'Tesla': 1.6, 'Kelso': 5.0, 'Delta Switching Yard': 5.4} | 67698.2969 | 489.2596 | 0.7227% | 67209.0373 | 99.28% | [5 empty] | 3392.4639 | 5.011% | 18724.0469 | 27.66% |  | 5258.5239 | 7.768% | 15.1709 | 0.02241% | 45923.8828 | 67.84% | 21774.4141 | 40454.5547 | 59.76% | 27243.7422 | 41346.0938 | 61.07% | 26352.2031 | 51774.332 | 76.48% | 15923.9648 | 19817.0801 | 29.27% | 47881.2168 | 3238.9771 | 4.784% | 64459.3198
209 | Inyo | Greater_Kramer (Exclude) | {'Control': 2.2} | 5809.4771 | 527.958 | 9.088% | 5281.519 | 90.91% | [5 empty] | 0.12965 | 0.002232% | 0 | 0% |  | 1590.7979 | 27.38% | 0 | 0% | 0 | 0% | 5809.4771 | 467.2672 | 8.043% | 5342.2098 | 1380.5795 | 23.76% | 4428.8976 | 1380.5795 | 23.76% | 4428.8976 | 4777.0361 | 82.23% | 1032.4409 | 768.6168 | 13.23% | 5040.8602
210 | Control | Greater_Kramer (Exclude) | {'Inyo': 2.2} | 5494.4673 | 330.8295 | 6.021% | 5163.6378 | 93.98% | [5 empty] | 0.10196 | 0.001856% | 0 | 0% |  | 2016.7986 | 36.71% | 0 | 0% | 0 | 0% | 5494.4673 | 63.0826 | 1.148% | 5431.3846 | 1661.4614 | 30.24% | 3833.0059 | 1661.4614 | 30.24% | 3833.0059 | 4698.3667 | 85.51% | 796.1006 | 987.4369 | 17.97% | 4507.0304
211 | Big Creek | Central_Valley_North_Los_Banos | {} | 0 | 0 | 0% | 0 | 100% | [5 empty] | 0 | 0% | 0 | 0% |  | 0 | 0% | 0 | 0% | 0 | 0% | 0 | 0 | 0% | 0 | 0 | 0% | 0 | 0 | 0% | 0 | 0 | 0% | 0 | 0 | 0% | 0
212 | Moss Landing | Peninsula_Monterey | {} | 9244.4365 | 3230.1187 | 34.94% | 6014.3179 | 65.06% | [5 empty] | 519.5038 | 5.62% | 4557.0918 | 49.3% |  | 0 | 0% | 0 | 0% | 260.2429 | 2.815% | 8984.1936 | 3739.334 | 40.45% | 5505.1025 | 5257.3467 | 56.87% | 3987.0898 | 5517.5894 | 59.69% | 3726.8472 | 0 | 0% | 9244.4365 | 1066.171 | 11.53% | 8178.2655
213 | Cal Ave | Central_Valley_North_Los_Banos | {'Malaga': 2.8, 'West Fresno': 3.0, 'Kearney': 6.6, 'Sanger': 8.5} | 41551.3164 | 41528.875 | 99.95% | 22.4414 | 0.05401% | [5 empty] | 8618.4238 | 20.74% | 30507.0996 | 73.42% |  | 0 | 0% | 0 | 0% | 0 | 0% | 41551.3164 | 0 | 0% | 41551.3164 | 0 | 0% | 41551.3164 | 0 | 0% | 41551.3164 | 0 | 0% | 41551.3164 | 22.4385 | 0.054% | 41528.8779
214 | Poso Mountain | Central_Valley_North_Los_Banos | {'Sycamore': 7.6, 'Kern Oil': 8.9, 'California Water': 10.0} | 0 | 0 | 0% | 0 | 100% | [5 empty] | 0 | 0% | 0 | 0% |  | 0 | 0% | 0 | 0% | 0 | 0% | 0 | 0 | 0% | 0 | 0 | 0% | 0 | 0 | 0% | 0 | 0 | 0% | 0 | 0 | 0% | 0
215 | Walnut | Greater_LA | {'Olinda': 4.6, 'Rio Hondo': 6.9, 'Mesa (SCE)': 9.4} | 0 | 0 | 0% | 0 | 100% | [5 empty] | 0 | 0% | 0 | 0% |  | 0 | 0% | 0 | 0% | 0 | 0% | 0 | 0 | 0% | 0 | 0 | 0% | 0 | 0 | 0% | 0 | 0 | 0% | 0 | 0 | 0% | 0
216 | Chevmain | Greater_LA | {'El Segundo': 1.2, 'El Nido': 1.8, 'Redondo': 3.8, 'La Fresa': 4.6, 'La Cienega': 6.9} | 372.1115 | 150.4934 | 40.44% | 221.6181 | 59.56% | [5 empty] | 0 | 0% | 0 | 0% |  | 77.0914 | 20.72% | 0 | 0% | 10.7529 | 2.89% | 361.3586 | 113.7204 | 30.56% | 258.3912 | 204.9119 | 55.07% | 167.1996 | 215.6648 | 57.96% | 156.4467 | 0 | 0% | 372.1115 | 0.64248 | 0.1727% | 371.469
217 | Long Beach | Greater_LA | {'Harborgen': 0.9, 'Arcogen': 3.7, 'Hinson': 3.7, 'Alamitos': 7.3, 'Lighthipe': 8.4, 'Del Amo': 9.3, 'La Fresa': 9.5} | 5693.0889 | 2136.4675 | 37.53% | 3556.6213 | 62.47% | [5 empty] | 0 | 0% | 0 | 0% |  | 8.555 | 0.1503% | 0 | 0% | 0 | 0% | 5693.0889 | 592.5316 | 10.41% | 5100.5573 | 3548.7766 | 62.33% | 2144.3123 | 3548.7766 | 62.33% | 2144.3123 | 0 | 0% | 5693.0889 | 24.2063 | 0.4252% | 5668.8826
218 | Pit 1 | Northern_California | {} | 8529.2021 | 2121.4998 | 24.87% | 6407.7024 | 75.13% | [5 empty] | 169.7793 | 1.991% | 0 | 0% |  | 8330.0781 | 97.67% | 0 | 0% | 2528.2847 | 29.64% | 6000.9175 | 2050.7312 | 24.04% | 6478.4709 | 3540.2627 | 41.51% | 4988.9395 | 3744.3501 | 43.9% | 4784.8521 | 4364.3159 | 51.17% | 4164.8862 | 85.8281 | 1.006% | 8443.374
219 | Cove Rd | Northern_California | {'Round Mountain': 4.9} | 93826.0078 | 8755.3545 | 9.331% | 85070.6533 | 90.67% | [5 empty] | 385.9862 | 0.4114% | 84.4565 | 0.09001% |  | 86863.3359 | 92.58% | 6560.585 | 6.992% | 47671.7383 | 50.81% | 46154.2695 | 20575.6992 | 21.93% | 73250.3086 | 24668.6504 | 26.29% | 69157.3574 | 59681.707 | 63.61% | 34144.3008 | 63643.3477 | 67.83% | 30182.6602 | 4834.6304 | 5.153% | 88991.3774
220 | Drum | Northern_California | {} | 21155.9375 | 6228.3799 | 29.44% | 14927.5576 | 70.56% | [5 empty] | 6.2271 | 0.02943% | 0 | 0% |  | 17365.8203 | 82.08% | 3187.7986 | 15.07% | 1202.8489 | 5.686% | 19953.0886 | 3080.2458 | 14.56% | 18075.6917 | 17.891 | 0.08457% | 21138.0465 | 4300.9854 | 20.33% | 16854.9521 | 11680.1465 | 55.21% | 9475.791 | 528.9429 | 2.5% | 20626.9946
221 | Vierra | Solano | {'Ripon': 7.6, 'Weber': 8.6} | 71373.5469 | 22333.377 | 31.29% | 49040.1699 | 68.71% | [5 empty] | 12613.5459 | 17.67% | 52862.7383 | 74.06% |  | 0 | 0% | 0 | 0% | 12191.9053 | 17.08% | 59181.6416 | 3762.6833 | 5.272% | 67610.8635 | 3762.6833 | 5.272% | 67610.8635 | 13993.1416 | 19.61% | 57380.4053 | 0 | 0% | 71373.5469 | 3190.5645 | 4.47% | 68182.9824
222 | Coyote | Peninsula_Monterey | {'Metcalf': 0.3, 'Hicks': 8.5} | 3367.219 | 0 | 0% | 3367.219 | 100% | [5 empty] | 0.58794 | 0.01746% | 0 | 0% |  | 1501.2671 | 44.58% | 1865.952 | 55.42% | 3367.219 | 100% | 0 | 18.8703 | 0.5604% | 3348.3487 | 1056.661 | 31.38% | 2310.558 | 3367.219 | 100% | 0 | 2801.1133 | 83.19% | 566.1057 | 112.7472 | 3.348% | 3254.4718
223 | Metcalf | Peninsula_Monterey | {'Coyote': 0.3, 'Hicks': 8.8} | 3881.4119 | 0 | 0% | 3881.4119 | 100% | [5 empty] | 0.58794 | 0.01515% | 0 | 0% |  | 2120.3662 | 54.63% | 1761.0457 | 45.37% | 3881.4119 | 100% | 0 | 38.3769 | 0.9887% | 3843.0349 | 979.9556 | 25.25% | 2901.4562 | 3881.4119 | 100% | 0 | 3335.3926 | 85.93% | 546.0193 | 102.1896 | 2.633% | 3779.2223
224 | Diablo | Kern_Greater_Carrizo | {} | 14560.6309 | 1988.3934 | 13.66% | 12572.2374 | 86.34% | [5 empty] | 97.0594 | 0.6666% | 18.7059 | 0.1285% |  | 1678.9592 | 11.53% | 12599.3828 | 86.53% | 1228.0721 | 8.434% | 13332.5587 | 484.6793 | 3.329% | 14075.9516 | 8760.2852 | 60.16% | 5800.3457 | 8760.2852 | 60.16% | 5800.3457 | 9116.6875 | 62.61% | 5443.9434 | 1254.592 | 8.616% | 13306.0388
225 | Coolwater | Greater_Kramer | {} | 34228.5312 | 5106.7808 | 14.92% | 29121.7505 | 85.08% | [5 empty] | 304.6261 | 0.89% | 212.359 | 0.6204% |  | 0 | 0% | 0 | 0% | 26750.3887 | 78.15% | 7478.1426 | 8288.249 | 24.21% | 25940.2822 | 4548.5127 | 13.29% | 29680.0186 | 27484.5098 | 80.3% | 6744.0215 | 17783.6816 | 51.96% | 16444.8496 | 946.844 | 2.766% | 33281.6873
226 | San Onofre | Greater_SD | {'Talega': 5.8} | 228.8188 | 58.7073 | 25.66% | 170.1115 | 74.34% | [5 empty] | 0 | 0% | 0 | 0% |  | 39.1851 | 17.12% | 0 | 0% | 0 | 0% | 228.8188 | 152.0521 | 66.45% | 76.7667 | 168.6741 | 73.72% | 60.1446 | 168.6741 | 73.72% | 60.1446 | 18.0543 | 7.89% | 210.7645 | 18.2351 | 7.969% | 210.5837
227 | Woodland | Solano | {'Davis': 9.3} | 72784.8359 | 24131.3047 | 33.15% | 48653.5312 | 66.85% | [5 empty] | 14783.3643 | 20.31% | 45569.9688 | 62.61% |  | 0 | 0% | 0 | 0% | 39190.9297 | 53.84% | 33593.9062 | 11218.5195 | 15.41% | 61566.3164 | 22104.7246 | 30.37% | 50680.1113 | 47674.832 | 65.5% | 25110.0039 | 0 | 0% | 72784.8359 | 3729.7166 | 5.124% | 69055.1194
228 | Donnells PP | El_Dorado_Mariposa | {} | 39619.4102 | 7526.1187 | 19% | 32093.2915 | 81% | [5 empty] | 0 | 0% | 0 | 0% |  | 14070.5811 | 35.51% | 748.6779 | 1.89% | 124.9147 | 0.3153% | 39494.4954 | 1171.8019 | 2.958% | 38447.6083 | 4546.2168 | 11.47% | 35073.1934 | 5465.2466 | 13.79% | 34154.1636 | 29971.3867 | 75.65% | 9648.0234 | 1664.2051 | 4.2% | 37955.2051
229 | Mandalay | Greater_LA | {'Santa Clara': 7.5} | 1837.7898 | 253.5232 | 13.8% | 1584.2666 | 86.2% | [5 empty] | 0 | 0% | 0 | 0% |  | 22.0969 | 1.202% | 0 | 0% | 373.3519 | 20.32% | 1464.4379 | 898.5141 | 48.89% | 939.2757 | 1527.2729 | 83.1% | 310.5168 | 1527.2729 | 83.1% | 310.5168 | 0 | 0% | 1837.7898 | 746.9586 | 40.64% | 1090.8312
230 | North Gila | Arizona | {} | 26696.6973 | 744.9848 | 2.791% | 25951.7125 | 97.21% | [5 empty] | 1731.278 | 6.485% | 8717.6494 | 32.65% |  | 0 | 0% | 0 | 0% | 298.9126 | 1.12% | 26397.7847 | 20185.5625 | 75.61% | 6511.1348 | 17879.8105 | 66.97% | 8816.8867 | 20212.0078 | 75.71% | 6484.6895 | 11802.9209 | 44.21% | 14893.7764 | 1215.028 | 4.551% | 25481.6693
231 | Eight Mile | Solano | {'Stagg': 4.8} | 66833.4141 | 9165.168 | 13.71% | 57668.2461 | 86.29% | [5 empty] | 4905.188 | 7.339% | 50727.1133 | 75.9% |  | 0 | 0% | 0 | 0% | 12402.248 | 18.56% | 54431.166 | 18805.4844 | 28.14% | 48027.9297 | 18805.4844 | 28.14% | 48027.9297 | 24013.9023 | 35.93% | 42819.5117 | 0 | 0% | 66833.4141 | 4872.9619 | 7.291% | 61960.4521
232 | Kern Power | Central_Valley_North_Los_Banos | {'Rosedale': 1.1, 'Westpark': 3.2, 'Renfro': 3.8, 'Tevis': 4.5, '7th Standard': 4.5, 'Stockdale': 4.7, 'Bakersfield': 5.3, 'Kern Oil': 6.0, 'Sycamore': 7.8, 'Lerdo': 8.9, 'Columbus': 9.0, 'Tupman': 9.9} | 0 | 0 | 0% | 0 | 100% | [5 empty] | 0 | 0% | 0 | 0% |  | 0 | 0% | 0 | 0% | 0 | 0% | 0 | 0 | 0% | 0 | 0 | 0% | 0 | 0 | 0% | 0 | 0 | 0% | 0 | 0 | 0% | 0
233 | Renfro | Central_Valley_North_Los_Banos | {'Kern Power': 3.8, '7th Standard': 4.0, 'Rosedale': 4.9, 'Tevis': 5.1, 'Tupman': 6.4, 'Rio Bravo': 6.6, 'Westpark': 7.0, 'Stockdale': 7.3, 'Lerdo': 7.8, 'Kern Oil': 8.9, 'Bakersfield': 9.0} | 0 | 0 | 0% | 0 | 100% | [5 empty] | 0 | 0% | 0 | 0% |  | 0 | 0% | 0 | 0% | 0 | 0% | 0 | 0 | 0% | 0 | 0 | 0% | 0 | 0 | 0% | 0 | 0 | 0% | 0 | 0 | 0% | 0
234 | Highwind | Tehachapi | {'Windhub': 7.1} | 39718.1758 | 8276.5742 | 20.84% | 31441.6016 | 79.16% | [5 empty] | 53.6782 | 0.1351% | 112.9916 | 0.2845% |  | 26897.8047 | 67.72% | 7915.3774 | 19.93% | 16697.0977 | 42.04% | 23021.0781 | 2176.3552 | 5.479% | 37541.8206 | 12738.9004 | 32.07% | 26979.2754 | 25599.1172 | 64.45% | 14119.0586 | 18572.3926 | 46.76% | 21145.7832 | 611.5473 | 1.54% | 39106.6285
235 | Sylmar | Tehachapi | {'Saugus': 9.1} | 5380.0176 | 599.8308 | 11.15% | 4780.1868 | 88.85% | [5 empty] | 0 | 0% | 0 | 0% |  | 0 | 0% | 5380.0176 | 100% | 3458.8025 | 64.29% | 1921.2151 | 0 | 0% | 5380.0176 | 241.2767 | 4.485% | 5138.7409 | 3700.0793 | 68.77% | 1679.9382 | 3577.0413 | 66.49% | 1802.9763 | 734.412 | 13.65% | 4645.6056
236 | Westley | Central_Valley_North_Los_Banos | {} | 77810.2656 | 20690.7637 | 26.59% | 57119.502 | 73.41% | [5 empty] | 5654.2397 | 7.267% | 43597.4883 | 56.03% |  | 6798.2773 | 8.737% | 0 | 0% | 53991.5391 | 69.39% | 23818.7266 | 11058.3828 | 14.21% | 66751.8828 | 14885.0889 | 19.13% | 62925.1768 | 55637.2617 | 71.5% | 22173.0039 | 20290.0664 | 26.08% | 57520.1992 | 2141.8674 | 2.753% | 75668.3982
237 | GWF Hanford | Central_Valley_North_Los_Banos | {} | 58284.3477 | 56143.8672 | 96.33% | 2140.4805 | 3.672% | [5 empty] | 35412.4414 | 60.76% | 13507.0879 | 23.17% |  | 0 | 0% | 0 | 0% | 0 | 0% | 58284.3477 | 0 | 0% | 58284.3477 | 0 | 0% | 58284.3477 | 0 | 0% | 58284.3477 | 0 | 0% | 58284.3477 | 2140.4788 | 3.672% | 56143.8689
238 | Tevis | Central_Valley_North_Los_Banos | {'Stockdale': 3.5, 'Kern Power': 4.5, 'Rosedale': 4.9, 'Renfro': 5.1, 'Westpark': 6.3, 'Tupman': 8.3, '7th Standard': 8.3, 'Bakersfield': 8.4} | 0 | 0 | 0% | 0 | 100% | [5 empty] | 0 | 0% | 0 | 0% |  | 0 | 0% | 0 | 0% | 0 | 0% | 0 | 0 | 0% | 0 | 0 | 0% | 0 | 0 | 0% | 0 | 0 | 0% | 0 | 0 | 0% | 0
239 | Otay Mesa | Greater_SD | {'Miguel': 8.3} | 863.1454 | 60.5099 | 7.01% | 802.6355 | 92.99% | [5 empty] | 0 | 0% | 0 | 0% |  | 441.3843 | 51.14% | 15.595 | 1.807% | 186.5954 | 21.62% | 676.55 | 506.6426 | 58.7% | 356.5028 | 717.3816 | 83.11% | 145.7638 | 717.3816 | 83.11% | 145.7638 | 118.7032 | 13.75% | 744.4422 | 152.412 | 17.66% | 710.7334
240 | Redondo | Greater_LA | {'El Nido': 3.4, 'La Fresa': 3.5, 'Chevmain': 3.8, 'El Segundo': 4.6, 'Arcogen': 8.6, 'Hinson': 9.7} | 817.8596 | 165.0435 | 20.18% | 652.816 | 79.82% | [5 empty] | 0 | 0% | 0 | 0% |  | 136.4639 | 16.69% | 0 | 0% | 10.7529 | 1.315% | 807.1066 | 101.4741 | 12.41% | 716.3855 | 609.4815 | 74.52% | 208.3781 | 620.2344 | 75.84% | 197.6251 | 0 | 0% | 817.8596 | 0.64248 | 0.07856% | 817.2171
241 | Arkansas | Greater_Imperial (Exclude) | {'Sonora': 2.7, 'IID System': 7.8} | 37144.707 | 23407.0801 | 63.02% | 13737.627 | 36.98% | [5 empty] | 10606.7344 | 28.56% | 23155.7871 | 62.34% |  | 0 | 0% | 0 | 0% | 992.9922 | 2.673% | 36151.7148 | 11942.3418 | 32.15% | 25202.3652 | 11160.1934 | 30.05% | 25984.5137 | 12884.8955 | 34.69% | 24259.8115 | 691.783 | 1.862% | 36452.9241 | 1345.251 | 3.622% | 35799.4561
242 | Cal Water | Central_Valley_North_Los_Banos | {'Columbus': 2.7, 'Magunden': 4.4, 'Sycamore': 5.5, 'Bakersfield': 6.3, 'Kern Oil': 6.9, 'Westpark': 8.5, 'Lamont': 8.9, 'Regulus': 8.9, 'Poso Mountain': 10.0} | 0 | 0 | 0% | 0 | 100% | [5 empty] | 0 | 0% | 0 | 0% |  | 0 | 0% | 0 | 0% | 0 | 0% | 0 | 0 | 0% | 0 | 0 | 0% | 0 | 0 | 0% | 0 | 0 | 0% | 0 | 0 | 0% | 0
243 | Grimway | Central_Valley_North_Los_Banos | {'Lamont': 3.4, 'Regulus': 3.4, 'Magunden': 8.6} | 0 | 0 | 0% | 0 | 100% | [5 empty] | 0 | 0% | 0 | 0% |  | 0 | 0% | 0 | 0% | 0 | 0% | 0 | 0 | 0% | 0 | 0 | 0% | 0 | 0 | 0% | 0 | 0 | 0% | 0 | 0 | 0% | 0
244 | Viejo | Greater_LA | {'Santiago': 7.2, 'Trabuco': 7.4, 'Margarita': 8.1} | 0 | 0 | 0% | 0 | 100% | [5 empty] | 0 | 0% | 0 | 0% |  | 0 | 0% | 0 | 0% | 0 | 0% | 0 | 0 | 0% | 0 | 0 | 0% | 0 | 0 | 0% | 0 | 0 | 0% | 0 | 0 | 0% | 0
245 | Kelso | Solano | {'Delta Switching Yard': 1.0, 'Green Ridge Midway': 5.0, 'Tesla': 6.2, 'Brentwood': 9.3} | 76001.4922 | 489.2596 | 0.6438% | 75512.2326 | 99.36% | [5 empty] | 5765.813 | 7.586% | 32467.8789 | 42.72% |  | 7750.585 | 10.2% | 977.6963 | 1.286% | 41608.7539 | 54.75% | 34392.7383 | 33167.7734 | 43.64% | 42833.7188 | 34180.8281 | 44.97% | 41820.6641 | 47900.4531 | 63.03% | 28101.0391 | 7362.6187 | 9.687% | 68638.8735 | 4466.6494 | 5.877% | 71534.8428
246 | BlytheSC 161 kV | Riverside (Exclude) | {} | 28454.3223 | 4746.0293 | 16.68% | 23708.293 | 83.32% | [5 empty] | 674.3994 | 2.37% | 1914.5845 | 6.729% |  | 0 | 0% | 0 | 0% | 7130.6118 | 25.06% | 21323.7104 | 9047.2617 | 31.8% | 19407.0605 | 4677.4575 | 16.44% | 23776.8647 | 13239.0459 | 46.53% | 15215.2764 | 14987.6465 | 52.67% | 13466.6758 | 385.8202 | 1.356% | 28068.5021
247 | Windhub | Tehachapi | {'Highwind': 7.1} | 35114.9531 | 8279.2441 | 23.58% | 26835.709 | 76.42% | [5 empty] | 0 | 0% | 0 | 0% |  | 16783.3926 | 47.8% | 0 | 0% | 14089.2217 | 40.12% | 21025.7314 | 10388.8828 | 29.59% | 24726.0703 | 11860.665 | 33.78% | 23254.2881 | 25306.5762 | 72.07% | 9808.377 | 8255.6191 | 23.51% | 26859.334 | 76.6436 | 0.2183% | 35038.3095
248 | Camanche | Solano | {'Rancho Seco - Bellota (Proposed)': 5.8, 'Lockeford': 9.9} | 2191.3647 | 1543.8983 | 70.45% | 647.4664 | 29.55% | [5 empty] | 353.6777 | 16.14% | 1280.2654 | 58.42% |  | 0 | 0% | 0 | 0% | 0 | 0% | 2191.3647 | 0 | 0% | 2191.3647 | 644.8603 | 29.43% | 1546.5045 | 644.8603 | 29.43% | 1546.5045 | 0 | 0% | 2191.3647 | 20.6245 | 0.9412% | 2170.7403
249 | Whirlwind | Tehachapi | {} | 116362.8906 | 39672.4883 | 34.09% | 76690.4023 | 65.91% | [5 empty] | 1457.8386 | 1.253% | 2126.907 | 1.828% |  | 53596.207 | 46.06% | 0.58921 | 0.0005064% | 34836.1445 | 29.94% | 81526.7461 | 47572.1406 | 40.88% | 68790.75 | 28611.4336 | 24.59% | 87751.457 | 71643.1172 | 61.57% | 44719.7734 | 20550.4492 | 17.66% | 95812.4414 | 375.4909 | 0.3227% | 115987.3997
250 | El Casco | Riverside (Exclude) | {} | 1605.9047 | 1.3818 | 0.08605% | 1604.5228 | 99.91% | [5 empty] | 1.3344 | 0.08309% | 10.2302 | 0.637% |  | 0 | 0% | 1605.9047 | 100% | 46.3323 | 2.885% | 1559.5724 | 0.59116 | 0.03681% | 1605.3135 | 1561.2098 | 97.22% | 44.6948 | 1561.2098 | 97.22% | 44.6948 | 814.1768 | 50.7% | 791.7278 | 73.9258 | 4.603% | 1531.9788
251 | Suncrest | Greater_SD | {} | 1210.9688 | 0 | 0% | 1210.9688 | 100% | [5 empty] | 0 | 0% | 0 | 0% |  | 0 | 0% | 1210.9688 | 100% | 121.6351 | 10.04% | 1089.3336 | 1073.7125 | 88.67% | 137.2562 | 1210.9688 | 100% | 0 | 1210.9688 | 100% | 0 | 1066.543 | 88.07% | 144.4258 | 0.62577 | 0.05168% | 1210.343
252 | Colorado River | Riverside (Exclude) | {} | 60561.8867 | 1850.2097 | 3.055% | 58711.677 | 96.94% | [5 empty] | 11.8011 | 0.01949% | 4.0326 | 0.006659% |  | 0 | 0% | 0 | 0% | 33845.125 | 55.89% | 26716.7617 | 32028.3535 | 52.89% | 28533.5332 | 30161.2559 | 49.8% | 30400.6309 | 43199.5391 | 71.33% | 17362.3477 | 47686.2852 | 78.74% | 12875.6016 | 227.4667 | 0.3756% | 60334.4201
253 | Red bluff | Riverside (Exclude) | {} | 38611.9219 | 19362.7949 | 50.15% | 19249.127 | 49.85% | [5 empty] | 488.6097 | 1.265% | 0 | 0% |  | 0 | 0% | 0 | 0% | 15120.6025 | 39.16% | 23491.3193 | 47.7055 | 0.1236% | 38564.2164 | 0 | 0% | 38611.9219 | 15168.3086 | 39.28% | 23443.6133 | 5677.0967 | 14.7% | 32934.8252 | 531.6248 | 1.377% | 38080.2971
254 | Ocotillo Express | Greater_Imperial | {'ECO': 9.2} | 11337.417 | 1772.5719 | 15.63% | 9564.8451 | 84.37% | [5 empty] | 0 | 0% | 0 | 0% |  | 72.1248 | 0.6362% | 0 | 0% | 5713.4731 | 50.39% | 5623.9438 | 376.8479 | 3.324% | 10960.5691 | 845.4485 | 7.457% | 10491.9684 | 6591.8086 | 58.14% | 4745.6084 | 6842.6182 | 60.35% | 4494.7988 | 5.6276 | 0.04964% | 11331.7894
255 | Ivanpah | Southern_NV_Eldorado | {'Primm': 9.5} | 5150.688 | 17.0342 | 0.3307% | 5133.6538 | 99.67% | [5 empty] | 0 | 0% | 0 | 0% |  | 0 | 0% | 0 | 0% | 4271.5889 | 82.93% | 879.0991 | 3885.291 | 75.43% | 1265.397 | 538.553 | 10.46% | 4612.135 | 4808.0396 | 93.35% | 342.6484 | 2610.5322 | 50.68% | 2540.1558 | 0.0010862 | 2.109e-05% | 5150.6869
256 | Alamitos | Greater_LA | {'Del Amo': 5.7, 'Long Beach': 7.3, 'Barre': 7.4, 'Harborgen': 7.5, 'Hinson': 8.0, 'Arcogen': 9.1, 'Lighthipe': 9.1} | 7454.8716 | 2147.2495 | 28.8% | 5307.6221 | 71.2% | [5 empty] | 0 | 0% | 0 | 0% |  | 0 | 0% | 0 | 0% | 0 | 0% | 7454.8716 | 688.6575 | 9.238% | 6766.2141 | 5290.9995 | 70.97% | 2163.8721 | 5290.9995 | 70.97% | 2163.8721 | 0 | 0% | 7454.8716 | 33.2326 | 0.4458% | 7421.639
257 | Shilo III | Solano | {'Birds Landing': 3.2, 'Pittsburg': 9.6} | 48660.5312 | 5688.5381 | 11.69% | 42971.9932 | 88.31% | [5 empty] | 9309.2188 | 19.13% | 4279.1294 | 8.794% |  | 0 | 0% | 0 | 0% | 12905.0596 | 26.52% | 35755.4717 | 22897.6992 | 47.06% | 25762.832 | 19693.0742 | 40.47% | 28967.457 | 32703.7207 | 67.21% | 15956.8105 | 2500.6123 | 5.139% | 46159.9189 | 23485.4785 | 48.26% | 25175.0527
258 | ECO | Greater_Imperial | {'Ocotillo': 9.2} | 12674.9141 | 1938.3839 | 15.29% | 10736.5302 | 84.71% | [5 empty] | 0 | 0% | 0 | 0% |  | 11419.207 | 90.09% | 0 | 0% | 2067.5391 | 16.31% | 10607.375 | 3878.9468 | 30.6% | 8795.9673 | 5156.2344 | 40.68% | 7518.6797 | 8000.3862 | 63.12% | 4674.5278 | 5276.9194 | 41.63% | 7397.9946 | 211.3112 | 1.667% | 12463.6029
259 | IID System | Greater_Imperial (Exclude) | {'Sonora': 7.6, 'Arkansas': 7.8} | 19986.2832 | 11796.8174 | 59.02% | 8189.4658 | 40.98% | [5 empty] | 1224.4795 | 6.127% | 9319.5361 | 46.63% |  | 0 | 0% | 0 | 0% | 0.0046704 | 2.337e-05% | 19986.2785 | 7245.8618 | 36.25% | 12740.4214 | 7710.9741 | 38.58% | 12275.3091 | 8062.6172 | 40.34% | 11923.666 | 4.5831 | 0.02293% | 19981.7001 | 471.189 | 2.358% | 19515.0942
260 | Sonora | Greater_Imperial (Exclude) | {'Arkansas': 2.7, 'IID System': 7.6} | 19609.5352 | 8594.376 | 43.83% | 11015.1592 | 56.17% | [5 empty] | 5910.8535 | 30.14% | 10148.1523 | 51.75% |  | 0 | 0% | 0 | 0% | 1439.9725 | 7.343% | 18169.5626 | 8949.1719 | 45.64% | 10660.3633 | 9835.3281 | 50.16% | 9774.207 | 10338.7051 | 52.72% | 9270.8301 | 1136.5344 | 5.796% | 18473.0007 | 1095.2316 | 5.585% | 18514.3036
261 | Caliente | Kern_Greater_Carrizo | {'Carrizo Plains': 6.9, 'Solar SS': 8.1} | 28640.3438 | 9039.8379 | 31.56% | 19600.5059 | 68.44% | [5 empty] | 15.7151 | 0.05487% | 0 | 0% |  | 0 | 0% | 0 | 0% | 9790.7324 | 34.19% | 18849.6113 | 731.0173 | 2.552% | 27909.3265 | 5087.5879 | 17.76% | 23552.7559 | 12543.1436 | 43.8% | 16097.2002 | 15068.2607 | 52.61% | 13572.083 | 595.8367 | 2.08% | 28044.507
262 | Regulus | Central_Valley_North_Los_Banos | {'Lamont': 0.1, 'Grimway': 3.4, 'Magunden': 5.5, 'Columbus': 8.2, 'California Water': 8.9} | 0 | 0 | 0% | 0 | 100% | [5 empty] | 0 | 0% | 0 | 0% |  | 0 | 0% | 0 | 0% | 0 | 0% | 0 | 0 | 0% | 0 | 0 | 0% | 0 | 0 | 0% | 0 | 0 | 0% | 0 | 0 | 0% | 0
263 | Geysers 12 | Mendocino_Marin | {'Eagle Rock': 6.0} | 40927.5586 | 0 | 0% | 40927.5586 | 100% | [5 empty] | 703.2383 | 1.718% | 40.9962 | 0.1002% |  | 4051.0251 | 9.898% | 36628.957 | 89.5% | 31079.3438 | 75.94% | 9848.2148 | 26855.2324 | 65.62% | 14072.3262 | 38033.3516 | 92.93% | 2894.207 | 40927.5586 | 100% | 0 | 15964.833 | 39.01% | 24962.7256 | 561.6783 | 1.372% | 40365.8802
264 | Solar SS | Kern_Greater_Carrizo | {'Carrizo Plains': 1.1, 'Caliente': 8.1} | 41556.4414 | 6694.124 | 16.11% | 34862.3174 | 83.89% | [5 empty] | 15.7151 | 0.03782% | 0 | 0% |  | 0 | 0% | 0 | 0% | 22711.7051 | 54.65% | 18844.7363 | 0 | 0% | 41556.4414 | 4356.5708 | 10.48% | 37199.8706 | 24997.4883 | 60.15% | 16558.9531 | 30059.4883 | 72.33% | 11496.9531 | 604.8096 | 1.455% | 40951.6318
265 | Olive | Central_Valley_North_Los_Banos | {'Alpaugh': 4.6} | 0 | 0 | 0% | 0 | 100% | [5 empty] | 0 | 0% | 0 | 0% |  | 0 | 0% | 0 | 0% | 0 | 0% | 0 | 0 | 0% | 0 | 0 | 0% | 0 | 0 | 0% | 0 | 0 | 0% | 0 | 0 | 0% | 0
266 | 7th Standard | Central_Valley_North_Los_Banos | {'Renfro': 4.0, 'Lerdo': 4.3, 'Kern Power': 4.5, 'Rosedale': 5.3, 'Kern Oil': 6.2, 'Westpark': 6.8, 'Rio Bravo': 7.3, 'Bakersfield': 8.0, 'Sycamore': 8.0, 'Tevis': 8.3, 'Stockdale': 9.2, 'Tupman': 9.8} | 0 | 0 | 0% | 0 | 100% | [5 empty] | 0 | 0% | 0 | 0% |  | 0 | 0% | 0 | 0% | 0 | 0% | 0 | 0 | 0% | 0 | 0 | 0% | 0 | 0 | 0% | 0 | 0 | 0% | 0 | 0 | 0% | 0
267 | Delevan | Northern_California | {} | 134849.5938 | 30332.8926 | 22.49% | 104516.7012 | 77.51% | [5 empty] | 24118.1504 | 17.89% | 28664.75 | 21.26% |  | 32594.3926 | 24.17% | 0 | 0% | 51737.0977 | 38.37% | 83112.4961 | 16179.0273 | 12% | 118670.5664 | 35611.7148 | 26.41% | 99237.8789 | 81980.3047 | 60.79% | 52869.2891 | 50560.9766 | 37.49% | 84288.6172 | 4293.6001 | 3.184% | 130555.9937
268 | Mustang | Kern_Greater_Carrizo | {'San Luis Obispo': 3.7} | 62870.3398 | 58978.2734 | 93.81% | 3892.0664 | 6.191% | [5 empty] | 21757.4746 | 34.61% | 37258.0859 | 59.26% |  | 0 | 0% | 0 | 0% | 381.1305 | 0.6062% | 62489.2093 | 1882.1788 | 2.994% | 60988.161 | 2449.4685 | 3.896% | 60420.8713 | 2738.1619 | 4.355% | 60132.178 | 0 | 0% | 62870.3398 | 1194.4276 | 1.9% | 61675.9122
269 | Tranquility | Central_Valley_North_Los_Banos | {'Cheney': 7.6, 'Mendota': 9.5} | 100863.5156 | 79326.8438 | 78.65% | 21536.6719 | 21.35% | [5 empty] | 51608.457 | 51.17% | 38755.957 | 38.42% |  | 0 | 0% | 0 | 0% | 17820.3516 | 17.67% | 83043.1641 | 110.2071 | 0.1093% | 100753.3085 | 6361.8711 | 6.307% | 94501.6445 | 21014.8555 | 20.83% | 79848.6602 | 0 | 0% | 100863.5156 | 616.8362 | 0.6116% | 100246.6794
270 | Calcite | Greater_Kramer | {} | 72335.4297 | 29076.0605 | 40.2% | 43259.3691 | 59.8% | [5 empty] | 1722.6478 | 2.381% | 619.9025 | 0.857% |  | 0 | 0% | 0 | 0% | 31900.1953 | 44.1% | 40435.2344 | 16823.3496 | 23.26% | 55512.0801 | 14266.8828 | 19.72% | 58068.5469 | 41138.6953 | 56.87% | 31196.7344 | 12887.6914 | 17.82% | 59447.7383 | 431.264 | 0.5962% | 71904.1656
271 | Trout Canyon (fka Crazy Eyes) | Southern_NV_Eldorado | {'Carpenter Canyon (fka Gamebird)': 9.1, 'Sandy': 9.4} | 0 | 0 | 0% | 0 | 100% | [5 empty] | 0 | 0% | 0 | 0% |  | 0 | 0% | 0 | 0% | 0 | 0% | 0 | 0 | 0% | 0 | 0 | 0% | 0 | 0 | 0% | 0 | 0 | 0% | 0 | 0 | 0% | 0
272 | Delaney | Arizona | {} | 0 | 0 | 0% | 0 | 100% | [5 empty] | 0 | 0% | 0 | 0% |  | 0 | 0% | 0 | 0% | 0 | 0% | 0 | 0 | 0% | 0 | 0 | 0% | 0 | 0 | 0% | 0 | 0 | 0% | 0 | 0 | 0% | 0
273 | Desert View | Southern_NV_Eldorado | {} | 0 | 0 | 0% | 0 | 100% | [5 empty] | 0 | 0% | 0 | 0% |  | 0 | 0% | 0 | 0% | 0 | 0% | 0 | 0 | 0% | 0 | 0 | 0% | 0 | 0 | 0% | 0 | 0 | 0% | 0 | 0 | 0% | 0
274 | Carpenter Canyon (fka Gamebird) | Southern_NV_Eldorado | {'Pahrump': 4.5, 'Trout Canyon (fka Crazy Eyes)': 9.1} | 4428.0845 | 0 | 0% | 4428.0845 | 100% | [5 empty] | 0 | 0% | 0 | 0% |  | 0 | 0% | 0 | 0% | 1596.6526 | 36.06% | 2831.4319 | 48.9906 | 1.106% | 4379.0939 | 495.4709 | 11.19% | 3932.6136 | 1645.6432 | 37.16% | 2782.4413 | 4428.0845 | 100% | 0 | 0 | 0% | 4428.0845
275 | Hassayampa | Arizona | {'Palo Verde': 2.7} | 0 | 0 | 0% | 0 | 100% | [5 empty] | 0 | 0% | 0 | 0% |  | 0 | 0% | 0 | 0% | 0 | 0% | 0 | 0 | 0% | 0 | 0 | 0% | 0 | 0 | 0% | 0 | 0 | 0% | 0 | 0 | 0% | 0
276 | Hoodoo Wash | Arizona | {} | 0 | 0 | 0% | 0 | 100% | [5 empty] | 0 | 0% | 0 | 0% |  | 0 | 0% | 0 | 0% | 0 | 0% | 0 | 0 | 0% | 0 | 0 | 0% | 0 | 0 | 0% | 0 | 0 | 0% | 0 | 0 | 0% | 0
277 | Innovation | Southern_NV_Eldorado | {} | 0 | 0 | 0% | 0 | 100% | [5 empty] | 0 | 0% | 0 | 0% |  | 0 | 0% | 0 | 0% | 0 | 0% | 0 | 0 | 0% | 0 | 0 | 0% | 0 | 0 | 0% | 0 | 0 | 0% | 0 | 0 | 0% | 0
278 | Lathrop | Southern_NV_Eldorado | {} | 0 | 0 | 0% | 0 | 100% | [5 empty] | 0 | 0% | 0 | 0% |  | 0 | 0% | 0 | 0% | 0 | 0% | 0 | 0 | 0% | 0 | 0 | 0% | 0 | 0 | 0% | 0 | 0 | 0% | 0 | 0 | 0% | 0
279 | Mohave | Southern_NV_Eldorado | {} | 1154.2734 | 89.9817 | 7.796% | 1064.2918 | 92.2% | [5 empty] | 0 | 0% | 0 | 0% |  | 0 | 0% | 0 | 0% | 0 | 0% | 1154.2734 | 510.9015 | 44.26% | 643.372 | 0 | 0% | 1154.2734 | 510.9015 | 44.26% | 643.372 | 860.2139 | 74.52% | 294.0596 | 102.9566 | 8.92% | 1051.3169
280 | Pahrump | Southern_NV_Eldorado | {'Carpenter Canyon (fka Gamebird)': 4.5, 'Vista (VEA)': 8.6} | 2009.5184 | 8.076 | 0.4019% | 2001.4424 | 99.6% | [5 empty] | 0 | 0% | 0 | 0% |  | 0 | 0% | 0 | 0% | 0 | 0% | 2009.5184 | 791.2912 | 39.38% | 1218.2272 | 902.874 | 44.93% | 1106.6444 | 902.874 | 44.93% | 1106.6444 | 1651.403 | 82.18% | 358.1155 | 109.683 | 5.458% | 1899.8354
281 | Palo Verde | Arizona | {'Hassayampa': 2.7} | 0 | 0 | 0% | 0 | 100% | [5 empty] | 0 | 0% | 0 | 0% |  | 0 | 0% | 0 | 0% | 0 | 0% | 0 | 0 | 0% | 0 | 0 | 0% | 0 | 0 | 0% | 0 | 0 | 0% | 0 | 0 | 0% | 0
282 | Primm | Southern_NV_Eldorado | {'Ivanpah': 9.5} | 4536.0508 | 17.0342 | 0.3755% | 4519.0166 | 99.62% | [5 empty] | 0 | 0% | 0 | 0% |  | 0 | 0% | 0 | 0% | 3974.5623 | 87.62% | 561.4885 | 3589.6765 | 79.14% | 946.3743 | 536.3416 | 11.82% | 3999.7092 | 4508.915 | 99.4% | 27.1357 | 2037.191 | 44.91% | 2498.8597 | 0 | 0% | 4536.0508
283 | Sloan Canyon (fka Bob) | Southern_NV_Eldorado | {'Eldorado': 5.2} | 0 | 0 | 0% | 0 | 100% | [5 empty] | 0 | 0% | 0 | 0% |  | 0 | 0% | 0 | 0% | 0 | 0% | 0 | 0 | 0% | 0 | 0 | 0% | 0 | 0 | 0% | 0 | 0 | 0% | 0 | 0 | 0% | 0
284 | Valley (VEA) | Southern_NV_Eldorado | {} | 2871.6292 | 0 | 0% | 2871.6292 | 100% | [5 empty] | 0 | 0% | 0 | 0% |  | 0 | 0% | 0 | 0% | 0 | 0% | 2871.6292 | 0 | 0% | 2871.6292 | 0 | 0% | 2871.6292 | 0 | 0% | 2871.6292 | 2871.6292 | 100% | 0 | 13.0398 | 0.4541% | 2858.5893
285 | Vista (VEA) | Southern_NV_Eldorado | {'Pahrump': 8.6} | 0 | 0 | 0% | 0 | 100% | [5 empty] | 0 | 0% | 0 | 0% |  | 0 | 0% | 0 | 0% | 0 | 0% | 0 | 0 | 0% | 0 | 0 | 0% | 0 | 0 | 0% | 0 | 0 | 0% | 0 | 0 | 0% | 0
286 | Bay Boulevard | Greater_SD | {'Silvergate': 6.6, 'Miguel': 8.1} | 5238.1377 | 723.1136 | 13.8% | 4515.024 | 86.2% | [5 empty] | 0 | 0% | 0 | 0% |  | 178.5178 | 3.408% | 0 | 0% | 111.2725 | 2.124% | 5126.8652 | 1168.2397 | 22.3% | 4069.8979 | 4485.3301 | 85.63% | 752.8076 | 4503.6533 | 85.98% | 734.4844 | 0 | 0% | 5238.1377 | 188.3482 | 3.596% | 5049.7895
287 | Beatty | Southern_NV_Eldorado | {} | 0 | 0 | 0% | 0 | 100% | [5 empty] | 0 | 0% | 0 | 0% |  | 0 | 0% | 0 | 0% | 0 | 0% | 0 | 0 | 0% | 0 | 0 | 0% | 0 | 0 | 0% | 0 | 0 | 0% | 0 | 0 | 0% | 0
288 | Lee Lake (Proposed) | Riverside (Exclude) | {} | 0 | 0 | 0% | 0 | 100% | [5 empty] | 0 | 0% | 0 | 0% |  | 0 | 0% | 0 | 0% | 0 | 0% | 0 | 0 | 0% | 0 | 0 | 0% | 0 | 0 | 0% | 0 | 0 | 0% | 0 | 0 | 0% | 0
289 | Leprino Jct | Central_Valley_North_Los_Banos | {'Henrietta': 3.9, 'Mustang': 4.8} | 63002.9961 | 60058.1094 | 95.33% | 2944.8867 | 4.674% | [5 empty] | 35780.668 | 56.79% | 19155.5254 | 30.4% |  | 0 | 0% | 0 | 0% | 786.331 | 1.248% | 62216.6651 | 0 | 0% | 63002.9961 | 92.437 | 0.1467% | 62910.559 | 786.331 | 1.248% | 62216.6651 | 0 | 0% | 63002.9961 | 2262.6458 | 3.591% | 60740.3503
290 | Mead | Southern_NV_Eldorado | {} | 0 | 0 | 0% | 0 | 100% | [5 empty] | 0 | 0% | 0 | 0% |  | 0 | 0% | 0 | 0% | 0 | 0% | 0 | 0 | 0% | 0 | 0 | 0% | 0 | 0 | 0% | 0 | 0 | 0% | 0 | 0 | 0% | 0
291 | Quinto | Central_Valley_North_Los_Banos | {'Los Banos': 5.3} | 47346.0234 | 8506.6973 | 17.97% | 38839.3262 | 82.03% | [5 empty] | 11507.0166 | 24.3% | 3687.9641 | 7.789% |  | 1294.5779 | 2.734% | 0 | 0% | 37350.457 | 78.89% | 9995.5664 | 1624.3109 | 3.431% | 45721.7125 | 5707.8047 | 12.06% | 41638.2188 | 38141.5625 | 80.56% | 9204.4609 | 11396.8691 | 24.07% | 35949.1543 | 3094.9343 | 6.537% | 44251.0891
292 | Sandy | Southern_NV_Eldorado | {'Trout Canyon (fka Crazy Eyes)': 9.4} | 0 | 0 | 0% | 0 | 100% | [5 empty] | 0 | 0% | 0 | 0% |  | 0 | 0% | 0 | 0% | 0 | 0% | 0 | 0 | 0% | 0 | 0 | 0% | 0 | 0 | 0% | 0 | 0 | 0% | 0 | 0 | 0% | 0
293 | Eldorado | Southern_NV_Eldorado | {'Sloan Canyon (fka Bob)': 5.2} | 0 | 0 | 0% | 0 | 100% | [5 empty] | 0 | 0% | 0 | 0% |  | 0 | 0% | 0 | 0% | 0 | 0% | 0 | 0 | 0% | 0 | 0 | 0% | 0 | 0 | 0% | 0 | 0 | 0% | 0 | 0 | 0% | 0
294 | Fink (Proposed) |  | {} | 13181.96 | 312.2563 | 2.369% | 12869.7037 | 97.63% | [5 empty] | 1246.4178 | 9.455% | 662.7543 | 5.028% |  | 10245.5576 | 77.72% | 0 | 0% | 12491.5566 | 94.76% | 690.4033 | 3881.6152 | 29.45% | 9300.3447 | 8487.9297 | 64.39% | 4694.0303 | 12855.5342 | 97.52% | 326.4258 | 9971.0059 | 75.64% | 3210.9541 | 462.8442 | 3.511% | 12719.1158
295 | New Sub - Gates - Midway (Proposed) | Central_Valley_North_Los_Banos | {'Arco': 8.7} | 0 | 0 | 0% | 0 | 100% | [5 empty] | 0 | 0% | 0 | 0% |  | 0 | 0% | 0 | 0% | 0 | 0% | 0 | 0 | 0% | 0 | 0 | 0% | 0 | 0 | 0% | 0 | 0 | 0% | 0 | 0 | 0% | 0
296 | New Sub - Rancho Seco - Bellota (Proposed) | Solano | {'Camanche': 5.8, 'Bellota': 8.2, 'Lockeford': 9.0} | 156.6396 | 35.9462 | 22.95% | 120.6934 | 77.05% | [5 empty] | 35.6109 | 22.73% | 94.7863 | 60.51% |  | 0 | 0% | 0 | 0% | 0 | 0% | 156.6396 | 0 | 0% | 156.6396 | 120.6934 | 77.05% | 35.9462 | 120.6934 | 77.05% | 35.9462 | 0 | 0% | 156.6396 | 18.0183 | 11.5% | 138.6213
297 | New Sub - Midway - Wheeler Ridge (Proposed) | Central_Valley_North_Los_Banos | {'Elk Hills': 9.4} | 0 | 0 | 0% | 0 | 100% | [5 empty] | 0 | 0% | 0 | 0% |  | 0 | 0% | 0 | 0% | 0 | 0% | 0 | 0 | 0% | 0 | 0 | 0% | 0 | 0 | 0% | 0 | 0 | 0% | 0 | 0 | 0% | 0
298 | New Sub - Suncrest - Ocotillo (Proposed) | Greater_Imperial | {} | 48474.9375 | 5431.2993 | 11.2% | 43043.6382 | 88.8% | [5 empty] | 120.2012 | 0.248% | 0 | 0% |  | 6427.2852 | 13.26% | 42047.6211 | 86.74% | 100.8005 | 0.2079% | 48374.137 | 13842.1738 | 28.56% | 34632.7637 | 21407.1934 | 44.16% | 27067.7441 | 23750.0449 | 48.99% | 24724.8926 | 35665.4414 | 73.58% | 12809.4961 | 1165.4518 | 2.404% | 47309.4857
299 | New Sub - North Gila - IV (Proposed) | Greater_Imperial | {'High Line': 4.3} | 48397.7539 | 28182.0762 | 58.23% | 20215.6777 | 41.77% | [5 empty] | 3081.3149 | 6.367% | 26880.459 | 55.54% |  | 0 | 0% | 0 | 0% | 0 | 0% | 48397.7539 | 17526.1816 | 36.21% | 30871.5723 | 17526.1816 | 36.21% | 30871.5723 | 17526.1816 | 36.21% | 30871.5723 | 6010.4307 | 12.42% | 42387.3232 | 4157.3916 | 8.59% | 44240.3623
300 | New Sub - Lugo - Pisgah (Proposed) | Greater_Kramer | {} | 32345.582 | 6212.3706 | 19.21% | 26133.2114 | 80.79% | [5 empty] | 40.4759 | 0.1251% | 0 | 0% |  | 88.8052 | 0.2746% | 0 | 0% | 8216.626 | 25.4% | 24128.9561 | 2683.6008 | 8.297% | 29661.9812 | 2587.1804 | 7.999% | 29758.4016 | 11382.625 | 35.19% | 20962.957 | 21368.627 | 66.06% | 10976.9551 | 27.6535 | 0.08549% | 32317.9286

## LandEnv_Wind_Data_15mi
CEC provided land-use and environmental data criteria for in-state substations at a 15 mile radius for onshore wind resource potential. Note these were updated since the October Ruling version to be based on a techno-economic resource potential base using a 20% CF factor rather than 28%.
[9 empty] | Parcel info not applied for onshore wind mapping |  |  |  |  | Cropland Index not applied for onshore wind mappping
|  |  |  | Res. Potential Base (after techno-economic & protected areas exclusisons) | Res. Potential after Core Land Use Screen (Lower Implications Land) | Percentage of Base Potential w/ Lower Implications | Res. Potential excluded by Core screen (Higher Implications Land) | Percentage of Base Potential w/ Higher Implications | [5 empty] | Base Res. Potential w/ Low Cropland Index Values | Percentage of Base Potential w/ Low Cropland Index Values | Base Res. Potential w/ High Cropland Index Values | Percentage of Base Potential w/ High Cropland Index Values |  | Base Res. Potential w/ Tier 2 Fire Threat | Percentage of Base Potential w/ Tier 2 Fire Threat | Base Res. Potential w/ Tier 3 Fire Threat | Percentage of Base Potential w/ Tier 3 Fire Threat | Base Res. Potential w/ ACE Terrestrial Connectivity, 4 or 5, (High Implications) | Percentage of Base Potential w/ Terrestrial Connectivity High Implications | Base Res. Potential w/ Terrestrial Connectivity Low Implications | Base Res. Potential w/ ACE Biodiversity, 5, (High Implications) | Percentage of Base Potential w/ Biodiversity High Implications | Base Res. Potential w/ Biodiversity Low Implications | Base Res. Potential w/ ACE Irreplaceability, 4 or 5, (High Implications) | Percentage of Base Potential w/ Irreplaceability High Implications | Base Res. Potential w/ Irreplaceability Low Implications | Base Res. Potential w/ Any of the three ACE datasets High Implications | Percentage of Base Potential w/ Any of the three ACE datasets High Implications | Base Res. Potential w/ Any of the three ACE datasets Low Implications | Base Res. Potential w/ High Terrestrial Landscape Intactness | Percentage of Base Potential w/ High Terrestrial Landscape Intactness | Base Res. Potential w/ Low Terrestrial Landscape Intactness | Base Res. Potential w/ Classified as Wetlands | Percentage of Base Potential w/ Classified as Wetlands | Base Res. Potential w/ Not Classified as Wetlands
Blue columns indicate additional data calculate/added by CPUC staff in dashboard.
Distance in miles to nearby substations
OBJECTID | IRP_Substation_Name | RESOLVE_Wind_Area | Overlaps | RPB_Acres | TRP_Acres | Perc_TRP | High_Implication_Acres | Perc_HighImplication | Parcels_LT_6 | Perc_ParcLT6 | Parcels_LT_30_GT6 | Perc_ParcLT30GT6 | 10th Percentile Parcelization | LowCrop_Acres | Perc_LowCrop | HighCrop_Acres | Perc_HighCrop | Critically overdrafted basin | FT_Tier2_Acres | Perc_FT_Tier2 | FT_Tier3_Acres | Perc_FT_Tier3 | Conn45_Acres | Perc_Conn45 | Low Conn Acres | Bio5_Acres | Perc_Bio5 | Low Bio Acres | Irr45_Acres | Perc_Irr45 | Low Irr Acres | ACE_All_Acres | Perc_AllACE | Low AllACE Acres | High_Intact_Acres | Perc_HighIntact | LowIntact Acres | Wetlands_Acres | Perc_Wetlands | Not Wetlands Acres
1 | East Shore | Solano | {'Newark': 11.2, 'Martin (San Francisco H)': 16.9, 'Los Esteros': 17.0, 'Schulte Switching Station': 19.3} | 15868.3887 | 2627.8438 | 16.56% | 13240.5449 | 83.44% | [5 empty] | 5.0557 | 0.03186% | 0 | 0% |  | 794.8741 | 5.009% | 5652.2729 | 35.62% | 5533.8701 | 34.87% | 10334.5186 | 4683.5391 | 29.51% | 11184.8496 | 9981.8174 | 62.9% | 5886.5713 | 12202.2441 | 76.9% | 3666.1445 | 5645.168 | 35.57% | 10223.2207 | 2344.7114 | 14.78% | 13523.6772
2 | Newark | Solano | {'Los Esteros': 5.9, 'Schulte Switching Station': 8.7, 'East Shore': 11.2, 'Hicks': 19.0} | 8113.4585 | 234.9206 | 2.895% | 7878.5379 | 97.1% | [5 empty] | 0 | 0% | 0 | 0% |  | 1229.8269 | 15.16% | 4669.2456 | 57.55% | 4986.98 | 61.47% | 3126.4785 | 1687.7181 | 20.8% | 6425.7404 | 5135.7524 | 63.3% | 2977.7061 | 7096.9526 | 87.47% | 1016.5059 | 5232.3052 | 64.49% | 2881.1533 | 1786.8455 | 22.02% | 6326.613
3 | Tesla | Solano | {'Green Ridge Midway': 1.6, 'Kelso': 6.2, 'Delta Switching Yard': 6.8, 'Cayetano': 11.4, 'Brentwood': 15.5, 'Vierra': 17.0, 'Lone Tree': 19.3} | 150193.1719 | 1533.1198 | 1.021% | 148660.0521 | 98.98% | [5 empty] | 7841.4907 | 5.221% | 55649.8828 | 37.05% |  | 20162.4199 | 13.42% | 1774.0179 | 1.181% | 90087.4844 | 59.98% | 60105.6875 | 57507.4258 | 38.29% | 92685.7461 | 59010.7344 | 39.29% | 91182.4375 | 99807.0938 | 66.45% | 50386.0781 | 43514.8203 | 28.97% | 106678.3516 | 7970.7368 | 5.307% | 142222.4351
4 | Cabrillo | Kern_Greater_Carrizo | {'Sisquoc': 17.3} | 99545.3203 | 6936.5771 | 6.968% | 92608.7432 | 93.03% | [5 empty] | 2927.7478 | 2.941% | 2302.3535 | 2.313% |  | 92186.4688 | 92.61% | 441.4192 | 0.4434% | 70389.8984 | 70.71% | 29155.4219 | 3155.8381 | 3.17% | 96389.4822 | 22220.5059 | 22.32% | 77324.8145 | 79351.3984 | 79.71% | 20193.9219 | 63865.8984 | 64.16% | 35679.4219 | 6138.8989 | 6.167% | 93406.4214
5 | Honcut | Northern_California | {'Palermo': 10.1, 'Pease': 11.0, 'East Marysville': 11.0, 'Wyandotte': 12.2, 'Thermalito': 13.5, 'Olivehurst': 16.0, 'Table Mountain': 16.4} | 175892.6875 | 27393.293 | 15.57% | 148499.3945 | 84.43% | [5 empty] | 65484.75 | 37.23% | 50887.2461 | 28.93% |  | 2434.0249 | 1.384% | 0 | 0% | 108173.3828 | 61.5% | 67719.3047 | 26035.0879 | 14.8% | 149857.5996 | 63390.4102 | 36.04% | 112502.2773 | 145262 | 82.59% | 30630.6875 | 13040.2695 | 7.414% | 162852.418 | 20104.3457 | 11.43% | 155788.3418
6 | Palermo | Northern_California | {'Wyandotte': 2.9, 'Thermalito': 7.4, 'Table Mountain': 9.7, 'Honcut': 10.1} | 130074.1328 | 9414.3438 | 7.238% | 120659.7891 | 92.76% | [5 empty] | 45277.3203 | 34.81% | 24233.8379 | 18.63% |  | 12246.7314 | 9.415% | 9126.0283 | 7.016% | 104937.8047 | 80.68% | 25136.3281 | 18113.5332 | 13.93% | 111960.5996 | 39443.1328 | 30.32% | 90631 | 119332.4141 | 91.74% | 10741.7188 | 12466.3115 | 9.584% | 117607.8213 | 26669.9863 | 20.5% | 103404.1465
7 | Table Mountain | Northern_California | {'Thermalito': 2.9, 'Wyandotte': 7.1, 'Palermo': 9.7, 'Honcut': 16.4} | 159162.0156 | 22415.9551 | 14.08% | 136746.0605 | 85.92% | [5 empty] | 82477.0625 | 51.82% | 21312.0469 | 13.39% |  | 15640.0879 | 9.827% | 10437.1084 | 6.558% | 93428.4375 | 58.7% | 65733.5781 | 32435.2305 | 20.38% | 126726.7852 | 81378.3438 | 51.13% | 77783.6719 | 135924.3906 | 85.4% | 23237.625 | 13496.1357 | 8.479% | 145665.8799 | 24080.9824 | 15.13% | 135081.0332
8 | Wyandotte | Northern_California | {'Palermo': 2.9, 'Thermalito': 5.1, 'Table Mountain': 7.1, 'Honcut': 12.2} | 134045.6406 | 10444.0664 | 7.791% | 123601.5742 | 92.21% | [5 empty] | 50192.0469 | 37.44% | 19474.9277 | 14.53% |  | 14123.7607 | 10.54% | 14275.5273 | 10.65% | 104188.2812 | 77.73% | 29857.3594 | 20622.4824 | 15.38% | 113423.1582 | 46721.0234 | 34.85% | 87324.6172 | 122108.1484 | 91.09% | 11937.4922 | 14753.2168 | 11.01% | 119292.4238 | 26877.6934 | 20.05% | 107167.9473
9 | Cortina | Northern_California | {'Delevan': 17.3} | 238058.5 | 38880.3125 | 16.33% | 199178.1875 | 83.67% | [5 empty] | 33430.6172 | 14.04% | 74696.8672 | 31.38% |  | 93386.1719 | 39.23% | 3.1693 | 0.001331% | 99795.5547 | 41.92% | 138262.9453 | 37626.4805 | 15.81% | 200432.0195 | 87506.7188 | 36.76% | 150551.7812 | 167678.6875 | 70.44% | 70379.8125 | 97168.9375 | 40.82% | 140889.5625 | 4053.1538 | 1.703% | 234005.3462
10 | Etiwanda | Greater_Kramer | {'Rancho Vista': 0.4, 'Mira Loma': 6.0, 'Padua': 6.8, 'Chino': 10.7, 'Vista': 12.4, 'San Bernardino': 16.6} | 7056.2178 | 0 | 0% | 7056.2178 | 100% | [5 empty] | 9.5614 | 0.1355% | 0 | 0% |  | 250.941 | 3.556% | 6805.2681 | 96.44% | 6965.0112 | 98.71% | 91.2065 | 4471.4106 | 63.37% | 2584.8071 | 3034.7024 | 43.01% | 4021.5154 | 7056.2178 | 100% | 0 | 3978.5386 | 56.38% | 3077.6792 | 561.0075 | 7.951% | 6495.2103
11 | Brentwood | Solano | {'Lone Tree': 4.9, 'Contra Costa': 8.0, 'Delta Switching Yard': 8.7, 'Kelso': 9.3, 'Cayetano': 13.5, 'Green Ridge Midway': 14.2, 'Pittsburg': 14.5, 'Tesla': 15.5, 'Clayton': 16.0, 'Birds Landing': 16.5, 'Stagg': 18.6, 'Eight Mile': 19.0, 'Shilo III': 19.6} | 142677.6719 | 1797.7772 | 1.26% | 140879.8947 | 98.74% | [5 empty] | 15428.9443 | 10.81% | 66240.8203 | 46.43% |  | 18437.6914 | 12.92% | 6442.2969 | 4.515% | 52938.0273 | 37.1% | 89739.6445 | 61835.9453 | 43.34% | 80841.7266 | 61684.3594 | 43.23% | 80993.3125 | 82757.8906 | 58% | 59919.7812 | 10330.6348 | 7.241% | 132347.0371 | 15464.6289 | 10.84% | 127213.043
12 | Clayton | Solano | {'Pittsburg': 7.5, 'Martinez': 9.4, 'Contra Costa': 10.9, 'Lone Tree': 11.4, 'Birds Landing': 14.6, 'Brentwood': 16.0, 'Shilo III': 16.9, 'Cayetano': 17.8, 'Carquinez': 18.3} | 53935.6953 | 6983.5806 | 12.95% | 46952.1147 | 87.05% | [5 empty] | 2127.9451 | 3.945% | 75.1726 | 0.1394% |  | 20111.168 | 37.29% | 6940.0615 | 12.87% | 20148.8633 | 37.36% | 33786.832 | 35743.6289 | 66.27% | 18192.0664 | 29976.5391 | 55.58% | 23959.1562 | 41642.5352 | 77.21% | 12293.1602 | 13260.4473 | 24.59% | 40675.248 | 16322.1699 | 30.26% | 37613.5254
13 | Contra Costa | Solano | {'Lone Tree': 3.9, 'Pittsburg': 6.7, 'Brentwood': 8.0, 'Birds Landing': 9.0, 'Clayton': 10.9, 'Shilo III': 12.2, 'Delta Switching Yard': 16.3, 'Kelso': 17.1, 'Cayetano': 18.0, 'Martinez': 18.2, 'Grand Island': 19.1} | 98189.7969 | 5411.9639 | 5.512% | 92777.833 | 94.49% | [5 empty] | 15137.8232 | 15.42% | 23019.2832 | 23.44% |  | 15658.957 | 15.95% | 6473.4951 | 6.593% | 33473.0078 | 34.09% | 64716.7891 | 53365.0273 | 54.35% | 44824.7695 | 49043.3359 | 49.95% | 49146.4609 | 64739.0195 | 65.93% | 33450.7773 | 9573.9473 | 9.75% | 88615.8496 | 23507.418 | 23.94% | 74682.3789
14 | Pittsburg | Solano | {'Contra Costa': 6.7, 'Birds Landing': 7.1, 'Clayton': 7.5, 'Shilo III': 9.6, 'Lone Tree': 9.7, 'Martinez': 12.0, 'Brentwood': 14.5, 'Peabody': 17.6, 'Carquinez': 19.5} | 70775.6406 | 10504.1895 | 14.84% | 60271.4512 | 85.16% | [5 empty] | 9498.9824 | 13.42% | 2988.8286 | 4.223% |  | 10601.4033 | 14.98% | 4211.9546 | 5.951% | 18546.8066 | 26.21% | 52228.834 | 42709.8281 | 60.35% | 28065.8125 | 36431.9453 | 51.48% | 34343.6953 | 50060.3008 | 70.73% | 20715.3398 | 11385.2441 | 16.09% | 59390.3965 | 24046.0625 | 33.98% | 46729.5781
15 | San Bernardino | Greater_Kramer | {'Vista': 5.3, 'El Casco': 12.1, 'Etiwanda': 16.6, 'Rancho Vista': 17.0, 'Mira Loma': 19.3} | 7691.3052 | 523.8973 | 6.812% | 7167.4079 | 93.19% | [5 empty] | 0 | 0% | 0 | 0% |  | 274.2558 | 3.566% | 7417.0352 | 96.43% | 5065.8315 | 65.86% | 2625.4736 | 1232.4954 | 16.02% | 6458.8098 | 5054.5488 | 65.72% | 2636.7563 | 7073.1875 | 91.96% | 618.1177 | 3644.696 | 47.39% | 4046.6091 | 265.1113 | 3.447% | 7426.1939
16 | Placerville | El_Dorado_Mariposa | {'Gold Hill': 19.7} | 215.3593 | 0 | 0% | 215.3593 | 100% | [5 empty] | 0 | 0% | 0 | 0% |  | 0 | 0% | 215.3593 | 100% | 215.3593 | 100% | 0 | 0 | 0% | 215.3593 | 215.3593 | 100% | 0 | 215.3593 | 100% | 0 | 87.8658 | 40.8% | 127.4935 | 0 | 0% | 215.3593
17 | Cantua | Central_Valley_North_Los_Banos | {'Schindler': 11.4, 'Tranquility': 11.6, 'Helm': 14.5, 'Cheney': 17.6} | 211734.0938 | 166099.9062 | 78.45% | 45634.1875 | 21.55% | [5 empty] | 93431.6172 | 44.13% | 85445.5938 | 40.36% |  | 0 | 0% | 0 | 0% | 41569.6016 | 19.63% | 170164.4922 | 19.7342 | 0.00932% | 211714.3595 | 9952.3281 | 4.7% | 201781.7656 | 44653.8984 | 21.09% | 167080.1953 | 10915.7676 | 5.155% | 200818.3262 | 747.2513 | 0.3529% | 210986.8425
18 | Cheney | Central_Valley_North_Los_Banos | {'Panoche': 3.1, 'Mendota': 7.3, 'Tranquility': 7.6, 'Cantua': 17.6, 'Oro Loma': 18.8, 'Newhall': 19.7, 'Helm': 20.0} | 123427.7031 | 93578.3359 | 75.82% | 29849.3672 | 24.18% | [5 empty] | 73223.7812 | 59.33% | 38442.4492 | 31.15% |  | 0 | 0% | 0 | 0% | 18336.6191 | 14.86% | 105091.084 | 393.2694 | 0.3186% | 123034.4337 | 14206.0957 | 11.51% | 109221.6074 | 29340.832 | 23.77% | 94086.8711 | 0 | 0% | 123427.7031 | 889.5294 | 0.7207% | 122538.1738
19 | Gates | Central_Valley_North_Los_Banos | {'Avenal': 11.2, 'Mustang': 13.1, 'Henrietta': 14.2, 'Leprino Jct': 17.7, 'Schindler': 18.1} | 103836.4453 | 86381.2344 | 83.19% | 17455.2109 | 16.81% | [5 empty] | 14284.0293 | 13.76% | 78826.1953 | 75.91% |  | 0 | 0% | 0 | 0% | 6173.0264 | 5.945% | 97663.4189 | 3669.2791 | 3.534% | 100167.1663 | 15931.7812 | 15.34% | 87904.6641 | 17282.2598 | 16.64% | 86554.1855 | 369.1176 | 0.3555% | 103467.3277 | 200.336 | 0.1929% | 103636.1094
20 | Helm | Central_Valley_North_Los_Banos | {'Mc Mullin': 10.4, 'Tranquility': 12.7, 'Schindler': 13.2, 'Cantua': 14.5, 'Mendota': 18.0, 'Kearney': 18.1, 'Cheney': 20.0} | 372031.375 | 269286.5 | 72.38% | 102744.875 | 27.62% | [5 empty] | 213187.0781 | 57.3% | 131433.8438 | 35.33% |  | 0 | 0% | 0 | 0% | 74055.2969 | 19.91% | 297976.0781 | 34422.8281 | 9.253% | 337608.5469 | 43456.9062 | 11.68% | 328574.4688 | 99404.1953 | 26.72% | 272627.1797 | 356.4774 | 0.09582% | 371674.8976 | 8988.9824 | 2.416% | 363042.3926
21 | Kearney | Central_Valley_North_Los_Banos | {'West Fresno': 3.6, 'Cal Ave': 6.6, 'Malaga': 8.7, 'Mc Mullin': 9.7, 'Gregg': 10.3, 'McCall': 15.0, 'Sanger': 15.1, 'Borden': 16.0, 'Helm': 18.1} | 234051.3438 | 202662.9531 | 86.59% | 31388.3906 | 13.41% | [5 empty] | 76470.3047 | 32.67% | 145234.2344 | 62.05% |  | 0 | 0% | 0 | 0% | 13580.5664 | 5.802% | 220470.7773 | 17395.7305 | 7.432% | 216655.6133 | 17395.7305 | 7.432% | 216655.6133 | 28946.3418 | 12.37% | 205105.002 | 0 | 0% | 234051.3438 | 3313.6816 | 1.416% | 230737.6621
22 | Kingsburg | Central_Valley_North_Los_Banos | {'McCall': 9.0, 'Wahtoke': 11.4, 'Reedley': 14.0, 'Sanger': 15.2, 'GWF Hanford Sw Sta': 15.5, 'Malaga': 16.2, 'Cal Ave': 18.9} | 65328.5664 | 64239.5 | 98.33% | 1089.0664 | 1.667% | [5 empty] | 15275.1523 | 23.38% | 44616.918 | 68.3% |  | 0 | 0% | 0 | 0% | 0 | 0% | 65328.5664 | 0 | 0% | 65328.5664 | 0 | 0% | 65328.5664 | 0 | 0% | 65328.5664 | 0 | 0% | 65328.5664 | 1089.0665 | 1.667% | 64239.4999
23 | Malaga | Central_Valley_North_Los_Banos | {'Cal Ave': 2.8, 'West Fresno': 5.4, 'Sanger': 6.5, 'McCall': 7.5, 'Kearney': 8.7, 'Gregg': 15.3, 'Mc Mullin': 16.1, 'Wahtoke': 16.1, 'Kingsburg': 16.2} | 99518.75 | 99409.0469 | 99.89% | 109.7031 | 0.1102% | [5 empty] | 22296.9609 | 22.4% | 72333.2188 | 72.68% |  | 0 | 0% | 0 | 0% | 0 | 0% | 99518.75 | 0 | 0% | 99518.75 | 0 | 0% | 99518.75 | 0 | 0% | 99518.75 | 0 | 0% | 99518.75 | 109.7002 | 0.1102% | 99409.0498
24 | McCall | Central_Valley_North_Los_Banos | {'Sanger': 6.8, 'Malaga': 7.5, 'Kingsburg': 9.0, 'Cal Ave': 10.2, 'Wahtoke': 10.4, 'West Fresno': 12.4, 'Reedley': 14.6, 'Kearney': 15.0, 'Mc Mullin': 19.4} | 86922.9375 | 85939.4844 | 98.87% | 983.4531 | 1.131% | [5 empty] | 20329.9082 | 23.39% | 60577.5117 | 69.69% |  | 0 | 0% | 0 | 0% | 0 | 0% | 86922.9375 | 0 | 0% | 86922.9375 | 0 | 0% | 86922.9375 | 0 | 0% | 86922.9375 | 0 | 0% | 86922.9375 | 983.4573 | 1.131% | 85939.4802
25 | Mc Mullin | Central_Valley_North_Los_Banos | {'Kearney': 9.7, 'Helm': 10.4, 'West Fresno': 12.8, 'Cal Ave': 15.2, 'Schindler': 15.6, 'Malaga': 16.1, 'Gregg': 18.4, 'McCall': 19.4} | 320040.6562 | 251839.6719 | 78.69% | 68200.9844 | 21.31% | [5 empty] | 151608.6406 | 47.37% | 150136.7188 | 46.91% |  | 0 | 0% | 0 | 0% | 45941.9297 | 14.36% | 274098.7266 | 27212.0645 | 8.503% | 292828.5918 | 27998.1914 | 8.748% | 292042.4648 | 65368.6172 | 20.43% | 254672.0391 | 0 | 0% | 320040.6562 | 4849.5664 | 1.515% | 315191.0898
26 | Mendota | Central_Valley_North_Los_Banos | {'Cheney': 7.3, 'Panoche': 8.2, 'Tranquility': 9.5, 'Newhall': 12.4, 'Oro Loma': 15.8, 'Helm': 18.0} | 210387.9531 | 112191.4688 | 53.33% | 98196.4844 | 46.67% | [5 empty] | 141939.375 | 67.47% | 43852.2812 | 20.84% |  | 0 | 0% | 0 | 0% | 78817.0234 | 37.46% | 131570.9297 | 14709.1104 | 6.991% | 195678.8428 | 34669.1719 | 16.48% | 175718.7812 | 96872.7812 | 46.04% | 113515.1719 | 4086.0854 | 1.942% | 206301.8677 | 15409.8877 | 7.325% | 194978.0654
27 | Oro Loma | Central_Valley_North_Los_Banos | {'Mendota': 15.8, 'Panoche': 16.6, 'Newhall': 18.1, 'Cheney': 18.8} | 153857.6094 | 99270.6562 | 64.52% | 54586.9531 | 35.48% | [5 empty] | 86013.2734 | 55.9% | 55564.9688 | 36.11% |  | 0 | 0% | 0 | 0% | 45298.9805 | 29.44% | 108558.6289 | 1598.2557 | 1.039% | 152259.3536 | 15974.9209 | 10.38% | 137882.6885 | 52864.8516 | 34.36% | 100992.7578 | 2914.4038 | 1.894% | 150943.2056 | 9962.5977 | 6.475% | 143895.0117
28 | Panoche | Central_Valley_North_Los_Banos | {'Cheney': 3.1, 'Mendota': 8.2, 'Tranquility': 10.7, 'Oro Loma': 16.6} | 101925.7109 | 76186.3359 | 74.75% | 25739.375 | 25.25% | [5 empty] | 66321 | 65.07% | 25542.502 | 25.06% |  | 0 | 0% | 0 | 0% | 16473.5098 | 16.16% | 85452.2012 | 28.4248 | 0.02789% | 101897.2861 | 12167.3145 | 11.94% | 89758.3965 | 25473.457 | 24.99% | 76452.2539 | 0 | 0% | 101925.7109 | 401.4043 | 0.3938% | 101524.3067
29 | Reedley | Central_Valley_North_Los_Banos | {'Wahtoke': 4.3, 'Kingsburg': 14.0, 'McCall': 14.6, 'Sanger': 14.8} | 0 | 0 | 0% | 0 | 100% | [5 empty] | 0 | 0% | 0 | 0% |  | 0 | 0% | 0 | 0% | 0 | 0% | 0 | 0 | 0% | 0 | 0 | 0% | 0 | 0 | 0% | 0 | 0 | 0% | 0 | 0 | 0% | 0
30 | Sanger | Central_Valley_North_Los_Banos | {'Malaga': 6.5, 'McCall': 6.8, 'Cal Ave': 8.5, 'Wahtoke': 10.8, 'West Fresno': 11.6, 'Reedley': 14.8, 'Kearney': 15.1, 'Kingsburg': 15.2, 'Gregg': 19.7} | 31294.4648 | 31239.2383 | 99.82% | 55.2266 | 0.1765% | [5 empty] | 4646.6489 | 14.85% | 25050.6406 | 80.05% |  | 0 | 0% | 0 | 0% | 0 | 0% | 31294.4648 | 0 | 0% | 31294.4648 | 0 | 0% | 31294.4648 | 0 | 0% | 31294.4648 | 0 | 0% | 31294.4648 | 55.2257 | 0.1765% | 31239.2391
31 | Schindler | Central_Valley_North_Los_Banos | {'Cantua': 11.4, 'Helm': 13.2, 'Mc Mullin': 15.6, 'Mustang': 16.9, 'Henrietta': 17.2, 'Gates': 18.1, 'Tranquility': 19.7} | 297802.1562 | 236101.5938 | 79.28% | 61700.5625 | 20.72% | [5 empty] | 121961.6875 | 40.95% | 150555.9844 | 50.56% |  | 0 | 0% | 0 | 0% | 48220.5859 | 16.19% | 249581.5703 | 13596.6152 | 4.566% | 284205.541 | 23338.5957 | 7.837% | 274463.5605 | 60603.2109 | 20.35% | 237198.9453 | 6080.9844 | 2.042% | 291721.1719 | 2488.958 | 0.8358% | 295313.1982
32 | Wahtoke | Central_Valley_North_Los_Banos | {'Reedley': 4.3, 'McCall': 10.4, 'Sanger': 10.8, 'Kingsburg': 11.4, 'Malaga': 16.1, 'Cal Ave': 18.7} | 4406.6987 | 4261.5249 | 96.71% | 145.1738 | 3.294% | [5 empty] | 1557.3093 | 35.34% | 2527.8896 | 57.36% |  | 0 | 0% | 0 | 0% | 0 | 0% | 4406.6987 | 0 | 0% | 4406.6987 | 0 | 0% | 4406.6987 | 0 | 0% | 4406.6987 | 0 | 0% | 4406.6987 | 145.1737 | 3.294% | 4261.5251
33 | West Fresno | Central_Valley_North_Los_Banos | {'Cal Ave': 3.0, 'Kearney': 3.6, 'Malaga': 5.4, 'Gregg': 10.8, 'Sanger': 11.6, 'McCall': 12.4, 'Mc Mullin': 12.8, 'Borden': 16.8} | 174245.4219 | 160865.1719 | 92.32% | 13380.25 | 7.679% | [5 empty] | 48413.9805 | 27.78% | 116831.9375 | 67.05% |  | 0 | 0% | 0 | 0% | 8121.2007 | 4.661% | 166124.2212 | 3633.9058 | 2.086% | 170611.5161 | 3633.906 | 2.086% | 170611.5159 | 11755.1064 | 6.746% | 162490.3154 | 0 | 0% | 174245.4219 | 1854.069 | 1.064% | 172391.3529
34 | Glenn | Northern_California | {} | 309201.375 | 107669.125 | 34.82% | 201532.25 | 65.18% | [5 empty] | 57282.5 | 18.53% | 137223.0312 | 44.38% |  | 1753.5691 | 0.5671% | 0 | 0% | 163515.4688 | 52.88% | 145685.9062 | 5670.1436 | 1.834% | 303531.2314 | 16806.0059 | 5.435% | 292395.3691 | 175809.1719 | 56.86% | 133392.2031 | 31134.6152 | 10.07% | 278066.7598 | 50879.0586 | 16.45% | 258322.3164
35 | Bridgeville | Humboldt | {} | 107300.8828 | 6247.2905 | 5.822% | 101053.5923 | 94.18% | [5 empty] | 639.8875 | 0.5963% | 0 | 0% |  | 64483.6055 | 60.1% | 10487.501 | 9.774% | 22554.3164 | 21.02% | 84746.5664 | 26244.9062 | 24.46% | 81055.9766 | 32173.1367 | 29.98% | 75127.7461 | 45645.8828 | 42.54% | 61655 | 86230.625 | 80.36% | 21070.2578 | 899.0189 | 0.8378% | 106401.864
36 | Humboldt | Humboldt | {} | 47252.7422 | 7014.6782 | 14.85% | 40238.064 | 85.15% | [5 empty] | 7897.207 | 16.71% | 0 | 0% |  | 22644.6465 | 47.92% | 0 | 0% | 2312.2727 | 4.893% | 44940.4695 | 15889.375 | 33.63% | 31363.3672 | 17912.7012 | 37.91% | 29340.041 | 19103.6973 | 40.43% | 28149.0449 | 19383.1836 | 41.02% | 27869.5586 | 9950.1299 | 21.06% | 37302.6123
37 | El Centro | Greater_Imperial | {'Imperial Valley': 11.9, 'High Line': 15.5, 'North Gila - IV (Proposed)': 19.4} | 171284.0469 | 141153.0312 | 82.41% | 30131.0156 | 17.59% | [5 empty] | 25547.0332 | 14.92% | 122148.1016 | 71.31% |  | 0 | 0% | 0 | 0% | 2155.3674 | 1.258% | 169128.6794 | 17427.0137 | 10.17% | 153857.0332 | 19354.4863 | 11.3% | 151929.5605 | 21510.2793 | 12.56% | 149773.7676 | 1062.6431 | 0.6204% | 170221.4038 | 9123.6455 | 5.327% | 162160.4014
38 | High Line | Greater_Imperial | {'North Gila - IV (Proposed)': 4.3, 'El Centro': 15.5} | 150233.9375 | 109209.4688 | 72.69% | 41024.4688 | 27.31% | [5 empty] | 19312.1387 | 12.85% | 96751.4766 | 64.4% |  | 0 | 0% | 0 | 0% | 6417.9805 | 4.272% | 143815.957 | 27117.0703 | 18.05% | 123116.8672 | 27117.0703 | 18.05% | 123116.8672 | 33535.0508 | 22.32% | 116698.8867 | 11483.4082 | 7.644% | 138750.5293 | 7679.4922 | 5.112% | 142554.4453
39 | Imperial Valley | Greater_Imperial | {'El Centro': 11.9, 'Ocotillo': 19.2} | 50961.0898 | 26111.3809 | 51.24% | 24849.709 | 48.76% | [5 empty] | 4637.9473 | 9.101% | 17067.5996 | 33.49% |  | 0 | 0% | 0 | 0% | 4631.8867 | 9.089% | 46329.2031 | 2751.927 | 5.4% | 48209.1628 | 4679.8252 | 9.183% | 46281.2646 | 9311.7119 | 18.27% | 41649.3779 | 14238.6562 | 27.94% | 36722.4336 | 2695.7852 | 5.29% | 48265.3047
40 | El Segundo | Greater_LA | {'Chevmain': 1.2, 'El Nido': 3.0, 'Redondo': 4.6, 'La Fresa': 5.8, 'La Cienega': 6.9, 'Arcogen': 12.1, 'Hinson': 13.1, 'Harborgen': 14.4, 'Lighthipe': 14.4, 'Long Beach': 15.0, 'Laguna Bell': 16.5, 'Center': 18.3, 'Del Amo': 19.2} | 2125.1401 | 381.2353 | 17.94% | 1743.9048 | 82.06% | [5 empty] | 0 | 0% | 0 | 0% |  | 192.3452 | 9.051% | 17.7882 | 0.837% | 52.3531 | 2.464% | 2072.787 | 124.8791 | 5.876% | 2000.261 | 1653.4648 | 77.8% | 471.6753 | 1705.818 | 80.27% | 419.3221 | 0 | 0% | 2125.1401 | 1.205 | 0.0567% | 2123.9351
41 | Arco | Central_Valley_North_Los_Banos | {'Gates-Midway (Proposed)': 8.7, 'Avenal': 18.0} | 9513.0771 | 62.2805 | 0.6547% | 9450.7966 | 99.35% | [5 empty] | 0 | 0% | 0 | 0% |  | 3547.4216 | 37.29% | 0 | 0% | 7703.519 | 80.98% | 1809.5581 | 0 | 0% | 9513.0771 | 2348.9492 | 24.69% | 7164.1279 | 8843.2344 | 92.96% | 669.8428 | 6618.6743 | 69.57% | 2894.4028 | 27.7533 | 0.2917% | 9485.3238
42 | Bakersfield | Central_Valley_North_Los_Banos | {'Westpark': 2.2, 'Columbus': 3.7, 'Kern Oil': 3.8, 'Rosedale': 4.2, 'Sycamore': 4.6, 'Magunden': 5.0, 'Kern Power': 5.3, 'Stockdale': 6.0, 'California Water': 6.3, '7th Standard': 8.0, 'Tevis': 8.4, 'Renfro': 9.0, 'Regulus': 10.1, 'Lamont': 10.2, 'Lerdo': 11.4, 'Poso Mountain': 12.2, 'Grimway': 12.6, 'Rio Bravo': 14.9, 'Tupman': 15.2, 'Norco': 18.6, 'Shafter': 19.7} | 0 | 0 | 0% | 0 | 100% | [5 empty] | 0 | 0% | 0 | 0% |  | 0 | 0% | 0 | 0% | 0 | 0% | 0 | 0 | 0% | 0 | 0 | 0% | 0 | 0 | 0% | 0 | 0 | 0% | 0 | 0 | 0% | 0
43 | Charca | Central_Valley_North_Los_Banos | {'Semitropic': 6.3, 'Shafter': 6.5, 'Smyrna': 10.5, 'Rio Bravo': 12.0, 'Lerdo': 12.3, 'Goose Lake': 14.3, 'Midway': 15.8, '7th Standard': 16.0, 'Renfro': 17.7, 'Tupman': 17.8} | 0 | 0 | 0% | 0 | 100% | [5 empty] | 0 | 0% | 0 | 0% |  | 0 | 0% | 0 | 0% | 0 | 0% | 0 | 0 | 0% | 0 | 0 | 0% | 0 | 0 | 0% | 0 | 0 | 0% | 0 | 0 | 0% | 0
44 | Columbus | Central_Valley_North_Los_Banos | {'California Water': 2.7, 'Magunden': 2.8, 'Bakersfield': 3.7, 'Sycamore': 4.7, 'Kern Oil': 5.4, 'Westpark': 5.9, 'Rosedale': 7.9, 'Regulus': 8.2, 'Lamont': 8.3, 'Kern Power': 9.0, 'Stockdale': 9.1, 'Poso Mountain': 11.1, '7th Standard': 11.2, 'Grimway': 11.3, 'Tevis': 12.0, 'Renfro': 12.7, 'Lerdo': 13.9, 'Rio Bravo': 18.3, 'Tupman': 18.9} | 0 | 0 | 0% | 0 | 100% | [5 empty] | 0 | 0% | 0 | 0% |  | 0 | 0% | 0 | 0% | 0 | 0% | 0 | 0 | 0% | 0 | 0 | 0% | 0 | 0 | 0% | 0 | 0 | 0% | 0 | 0 | 0% | 0
45 | Elk Hills | Central_Valley_North_Los_Banos | {'Norco': 5.6, 'Taft': 8.6, 'Midway - Wheeler Ridge (Proposed)': 9.4, 'Tupman': 10.7, 'Midway': 13.0, 'Tevis': 15.4, 'Rio Bravo': 16.3, 'Renfro': 16.4, 'Stockdale': 18.5, 'Kern Power': 19.0, 'Rosedale': 19.8} | 0 | 0 | 0% | 0 | 100% | [5 empty] | 0 | 0% | 0 | 0% |  | 0 | 0% | 0 | 0% | 0 | 0% | 0 | 0 | 0% | 0 | 0 | 0% | 0 | 0 | 0% | 0 | 0 | 0% | 0 | 0 | 0% | 0
46 | Goose Lake | Central_Valley_North_Los_Banos | {'Semitropic': 8.0, 'Smyrna': 10.6, 'Kernridge': 14.2, 'Charca': 14.3, 'Midway': 15.4, 'Gates-Midway (Proposed)': 15.8, 'Shafter': 15.9, 'Temblor': 16.5} | 0 | 0 | 0% | 0 | 100% | [5 empty] | 0 | 0% | 0 | 0% |  | 0 | 0% | 0 | 0% | 0 | 0% | 0 | 0 | 0% | 0 | 0 | 0% | 0 | 0 | 0% | 0 | 0 | 0% | 0 | 0 | 0% | 0
47 | Kernridge | Central_Valley_North_Los_Banos | {'Temblor': 4.8, 'Caliente': 10.9, 'Goose Lake': 14.2, 'Midway': 16.4, 'Carrizo Plains': 17.5, 'Solar SS': 18.5} | 21648.877 | 7773.7979 | 35.91% | 13875.0791 | 64.09% | [5 empty] | 0 | 0% | 0 | 0% |  | 0 | 0% | 0 | 0% | 7849.4595 | 36.26% | 13799.4175 | 731.0173 | 3.377% | 20917.8597 | 5087.5879 | 23.5% | 16561.2891 | 10601.8711 | 48.97% | 11047.0059 | 10164.0947 | 46.95% | 11484.7822 | 316.4485 | 1.462% | 21332.4285
48 | Lamont | Central_Valley_North_Los_Banos | {'Regulus': 0.1, 'Grimway': 3.4, 'Magunden': 5.6, 'Columbus': 8.3, 'California Water': 8.9, 'Bakersfield': 10.2, 'Westpark': 11.4, 'Stockdale': 11.7, 'Sycamore': 13.0, 'Rosedale': 13.4, 'Kern Oil': 13.4, 'Kern Power': 14.5, 'Tevis': 15.2, 'Wheeler Ridge': 15.7, '7th Standard': 18.1, 'Renfro': 18.2, 'Poso Mountain': 18.9} | 3021.9319 | 0 | 0% | 3021.9319 | 100% | [5 empty] | 0 | 0% | 0 | 0% |  | 0 | 0% | 3021.9319 | 100% | 3021.9319 | 100% | 0 | 56.4164 | 1.867% | 2965.5155 | 56.4164 | 1.867% | 2965.5155 | 3021.9319 | 100% | 0 | 882.4282 | 29.2% | 2139.5037 | 42.4343 | 1.404% | 2979.4976
49 | Lerdo | Central_Valley_North_Los_Banos | {'7th Standard': 4.3, 'Rio Bravo': 7.3, 'Renfro': 7.8, 'Kern Oil': 8.5, 'Kern Power': 8.9, 'Shafter': 9.4, 'Rosedale': 9.5, 'Sycamore': 9.7, 'Westpark': 10.8, 'Bakersfield': 11.4, 'Poso Mountain': 11.7, 'Tupman': 12.1, 'Charca': 12.3, 'Tevis': 12.5, 'Stockdale': 13.5, 'Columbus': 13.9, 'California Water': 15.1, 'Magunden': 16.1, 'Norco': 17.2, 'Semitropic': 17.5, 'Midway': 18.2} | 0 | 0 | 0% | 0 | 100% | [5 empty] | 0 | 0% | 0 | 0% |  | 0 | 0% | 0 | 0% | 0 | 0% | 0 | 0 | 0% | 0 | 0 | 0% | 0 | 0 | 0% | 0 | 0 | 0% | 0 | 0 | 0% | 0
50 | Magunden | Central_Valley_North_Los_Banos | {'Columbus': 2.8, 'California Water': 4.4, 'Bakersfield': 5.0, 'Regulus': 5.5, 'Lamont': 5.6, 'Westpark': 6.7, 'Sycamore': 7.4, 'Kern Oil': 7.8, 'Grimway': 8.6, 'Stockdale': 8.8, 'Rosedale': 8.9, 'Kern Power': 10.0, 'Tevis': 12.0, '7th Standard': 13.0, 'Poso Mountain': 13.8, 'Renfro': 13.8, 'Lerdo': 16.1, 'Wheeler Ridge': 19.0, 'Tupman': 19.7, 'Rio Bravo': 19.9} | 0 | 0 | 0% | 0 | 100% | [5 empty] | 0 | 0% | 0 | 0% |  | 0 | 0% | 0 | 0% | 0 | 0% | 0 | 0 | 0% | 0 | 0 | 0% | 0 | 0 | 0% | 0 | 0 | 0% | 0 | 0 | 0% | 0
51 | Midway | Central_Valley_North_Los_Banos | {'Shafter': 10.7, 'Tupman': 10.8, 'Rio Bravo': 11.1, 'Norco': 11.5, 'Elk Hills': 13.0, 'Semitropic': 13.6, 'Temblor': 13.8, 'Goose Lake': 15.4, 'Charca': 15.8, 'Renfro': 16.3, 'Kernridge': 16.4, 'Lerdo': 18.2, '7th Standard': 18.3, 'Taft': 18.6, 'Tevis': 19.1} | 0 | 0 | 0% | 0 | 100% | [5 empty] | 0 | 0% | 0 | 0% |  | 0 | 0% | 0 | 0% | 0 | 0% | 0 | 0 | 0% | 0 | 0 | 0% | 0 | 0 | 0% | 0 | 0 | 0% | 0 | 0 | 0% | 0
52 | Norco | Central_Valley_North_Los_Banos | {'Tupman': 5.2, 'Elk Hills': 5.6, 'Tevis': 10.4, 'Renfro': 10.8, 'Rio Bravo': 11.1, 'Midway': 11.5, 'Midway - Wheeler Ridge (Proposed)': 11.6, 'Kern Power': 13.6, 'Stockdale': 13.8, 'Taft': 14.2, 'Rosedale': 14.5, '7th Standard': 14.6, 'Shafter': 15.7, 'Westpark': 16.3, 'Lerdo': 17.2, 'Bakersfield': 18.6, 'Kern Oil': 19.5} | 0 | 0 | 0% | 0 | 100% | [5 empty] | 0 | 0% | 0 | 0% |  | 0 | 0% | 0 | 0% | 0 | 0% | 0 | 0 | 0% | 0 | 0 | 0% | 0 | 0 | 0% | 0 | 0 | 0% | 0 | 0 | 0% | 0
53 | Rio Bravo | Central_Valley_North_Los_Banos | {'Shafter': 5.9, 'Tupman': 6.1, 'Renfro': 6.6, 'Lerdo': 7.3, '7th Standard': 7.3, 'Kern Power': 10.2, 'Midway': 11.1, 'Norco': 11.1, 'Rosedale': 11.2, 'Tevis': 11.3, 'Charca': 12.0, 'Westpark': 13.3, 'Kern Oil': 13.5, 'Stockdale': 13.9, 'Semitropic': 14.8, 'Bakersfield': 14.9, 'Sycamore': 15.2, 'Elk Hills': 16.3, 'Columbus': 18.3, 'Poso Mountain': 18.9, 'Magunden': 19.9} | 0 | 0 | 0% | 0 | 100% | [5 empty] | 0 | 0% | 0 | 0% |  | 0 | 0% | 0 | 0% | 0 | 0% | 0 | 0 | 0% | 0 | 0 | 0% | 0 | 0 | 0% | 0 | 0 | 0% | 0 | 0 | 0% | 0
54 | Rosedale | Central_Valley_North_Los_Banos | {'Kern Power': 1.1, 'Westpark': 2.1, 'Bakersfield': 4.2, 'Stockdale': 4.2, 'Renfro': 4.9, 'Tevis': 4.9, '7th Standard': 5.3, 'Kern Oil': 5.4, 'Sycamore': 7.2, 'Columbus': 7.9, 'Magunden': 8.9, 'Lerdo': 9.5, 'California Water': 10.5, 'Tupman': 11.0, 'Rio Bravo': 11.2, 'Regulus': 13.3, 'Lamont': 13.4, 'Poso Mountain': 14.3, 'Norco': 14.5, 'Grimway': 15.2, 'Shafter': 16.5, 'Elk Hills': 19.8} | 0 | 0 | 0% | 0 | 100% | [5 empty] | 0 | 0% | 0 | 0% |  | 0 | 0% | 0 | 0% | 0 | 0% | 0 | 0 | 0% | 0 | 0 | 0% | 0 | 0 | 0% | 0 | 0 | 0% | 0 | 0 | 0% | 0
55 | Semitropic | Central_Valley_North_Los_Banos | {'Charca': 6.3, 'Goose Lake': 8.0, 'Smyrna': 8.1, 'Shafter': 9.0, 'Midway': 13.6, 'Rio Bravo': 14.8, 'Lerdo': 17.5, 'Tupman': 19.4} | 0 | 0 | 0% | 0 | 100% | [5 empty] | 0 | 0% | 0 | 0% |  | 0 | 0% | 0 | 0% | 0 | 0% | 0 | 0 | 0% | 0 | 0 | 0% | 0 | 0 | 0% | 0 | 0 | 0% | 0 | 0 | 0% | 0
56 | Shafter | Central_Valley_North_Los_Banos | {'Rio Bravo': 5.9, 'Charca': 6.5, 'Semitropic': 9.0, 'Lerdo': 9.4, 'Midway': 10.7, 'Tupman': 11.3, '7th Standard': 11.7, 'Renfro': 12.3, 'Kern Power': 15.5, 'Norco': 15.7, 'Goose Lake': 15.9, 'Smyrna': 16.1, 'Rosedale': 16.5, 'Tevis': 17.1, 'Kern Oil': 17.5, 'Westpark': 18.4, 'Sycamore': 18.9, 'Stockdale': 19.6, 'Bakersfield': 19.7} | 0 | 0 | 0% | 0 | 100% | [5 empty] | 0 | 0% | 0 | 0% |  | 0 | 0% | 0 | 0% | 0 | 0% | 0 | 0 | 0% | 0 | 0 | 0% | 0 | 0 | 0% | 0 | 0 | 0% | 0 | 0 | 0% | 0
57 | Smyrna | Central_Valley_North_Los_Banos | {'Semitropic': 8.1, 'Charca': 10.5, 'Goose Lake': 10.6, 'Olive': 12.5, 'Shafter': 16.1, 'Alpaugh': 17.0, 'Gates-Midway (Proposed)': 17.5} | 0 | 0 | 0% | 0 | 100% | [5 empty] | 0 | 0% | 0 | 0% |  | 0 | 0% | 0 | 0% | 0 | 0% | 0 | 0 | 0% | 0 | 0 | 0% | 0 | 0 | 0% | 0 | 0 | 0% | 0 | 0 | 0% | 0
58 | Stockdale | Central_Valley_North_Los_Banos | {'Tevis': 3.5, 'Rosedale': 4.2, 'Westpark': 4.2, 'Kern Power': 4.7, 'Bakersfield': 6.0, 'Renfro': 7.3, 'Magunden': 8.8, 'Kern Oil': 8.9, 'Columbus': 9.1, '7th Standard': 9.2, 'Sycamore': 10.3, 'Regulus': 11.6, 'Lamont': 11.7, 'Tupman': 11.7, 'California Water': 11.9, 'Grimway': 12.6, 'Lerdo': 13.5, 'Norco': 13.8, 'Rio Bravo': 13.9, 'Wheeler Ridge': 16.6, 'Midway - Wheeler Ridge (Proposed)': 17.6, 'Poso Mountain': 17.8, 'Elk Hills': 18.5, 'Shafter': 19.6} | 0 | 0 | 0% | 0 | 100% | [5 empty] | 0 | 0% | 0 | 0% |  | 0 | 0% | 0 | 0% | 0 | 0% | 0 | 0 | 0% | 0 | 0 | 0% | 0 | 0 | 0% | 0 | 0 | 0% | 0 | 0 | 0% | 0
59 | Taft | Central_Valley_North_Los_Banos | {'Elk Hills': 8.6, 'Midway - Wheeler Ridge (Proposed)': 12.1, 'Norco': 14.2, 'Midway': 18.6, 'Tupman': 19.2} | 0 | 0 | 0% | 0 | 100% | [5 empty] | 0 | 0% | 0 | 0% |  | 0 | 0% | 0 | 0% | 0 | 0% | 0 | 0 | 0% | 0 | 0 | 0% | 0 | 0 | 0% | 0 | 0 | 0% | 0 | 0 | 0% | 0
60 | Temblor | Central_Valley_North_Los_Banos | {'Kernridge': 4.8, 'Caliente': 12.5, 'Midway': 13.8, 'Goose Lake': 16.5, 'Carrizo Plains': 19.4} | 12191.4453 | 7322.7383 | 60.06% | 4868.707 | 39.94% | [5 empty] | 0 | 0% | 0 | 0% |  | 0 | 0% | 0 | 0% | 2717.728 | 22.29% | 9473.7173 | 731.0173 | 5.996% | 11460.428 | 2750.8018 | 22.56% | 9440.6436 | 3910.4294 | 32.08% | 8281.0159 | 1952.2861 | 16.01% | 10239.1592 | 41.2747 | 0.3386% | 12150.1706
61 | Tupman | Central_Valley_North_Los_Banos | {'Norco': 5.2, 'Rio Bravo': 6.1, 'Renfro': 6.4, 'Tevis': 8.3, '7th Standard': 9.8, 'Kern Power': 9.9, 'Elk Hills': 10.7, 'Midway': 10.8, 'Rosedale': 11.0, 'Shafter': 11.3, 'Stockdale': 11.7, 'Lerdo': 12.1, 'Westpark': 13.1, 'Bakersfield': 15.2, 'Kern Oil': 15.3, 'Midway - Wheeler Ridge (Proposed)': 16.0, 'Sycamore': 17.2, 'Charca': 17.8, 'Columbus': 18.9, 'Taft': 19.2, 'Semitropic': 19.4, 'Magunden': 19.7} | 0 | 0 | 0% | 0 | 100% | [5 empty] | 0 | 0% | 0 | 0% |  | 0 | 0% | 0 | 0% | 0 | 0% | 0 | 0 | 0% | 0 | 0 | 0% | 0 | 0 | 0% | 0 | 0 | 0% | 0 | 0 | 0% | 0
62 | Westpark | Central_Valley_North_Los_Banos | {'Rosedale': 2.1, 'Bakersfield': 2.2, 'Kern Power': 3.2, 'Stockdale': 4.2, 'Kern Oil': 4.7, 'Columbus': 5.9, 'Sycamore': 6.1, 'Tevis': 6.3, 'Magunden': 6.7, '7th Standard': 6.8, 'Renfro': 7.0, 'California Water': 8.5, 'Lerdo': 10.8, 'Regulus': 11.3, 'Lamont': 11.4, 'Tupman': 13.1, 'Rio Bravo': 13.3, 'Grimway': 13.4, 'Poso Mountain': 13.6, 'Norco': 16.3, 'Shafter': 18.4, 'Wheeler Ridge': 20.0} | 0 | 0 | 0% | 0 | 100% | [5 empty] | 0 | 0% | 0 | 0% |  | 0 | 0% | 0 | 0% | 0 | 0% | 0 | 0 | 0% | 0 | 0 | 0% | 0 | 0 | 0% | 0 | 0 | 0% | 0 | 0 | 0% | 0
63 | Wheeler Ridge | Central_Valley_North_Los_Banos | {'Grimway': 12.7, 'Pastoria': 13.0, 'Lamont': 15.7, 'Regulus': 15.7, 'Stockdale': 16.6, 'Midway - Wheeler Ridge (Proposed)': 16.7, 'Tevis': 18.1, 'Magunden': 19.0, 'Westpark': 20.0} | 1036.7156 | 0 | 0% | 1036.7156 | 100% | [5 empty] | 0 | 0% | 0 | 0% |  | 82.7241 | 7.979% | 0 | 0% | 1036.7156 | 100% | 0 | 885.7834 | 85.44% | 150.9321 | 885.7834 | 85.44% | 150.9321 | 1036.7156 | 100% | 0 | 929.567 | 89.66% | 107.1486 | 31.3628 | 3.025% | 1005.3528
64 | Kern Oil | Central_Valley_North_Los_Banos | {'Sycamore': 1.9, 'Bakersfield': 3.8, 'Westpark': 4.7, 'Columbus': 5.4, 'Rosedale': 5.4, 'Kern Power': 6.0, '7th Standard': 6.2, 'California Water': 6.9, 'Magunden': 7.8, 'Lerdo': 8.5, 'Stockdale': 8.9, 'Poso Mountain': 8.9, 'Renfro': 8.9, 'Tevis': 10.3, 'Regulus': 13.3, 'Lamont': 13.4, 'Rio Bravo': 13.5, 'Tupman': 15.3, 'Grimway': 16.1, 'Shafter': 17.5, 'Norco': 19.5} | 0 | 0 | 0% | 0 | 100% | [5 empty] | 0 | 0% | 0 | 0% |  | 0 | 0% | 0 | 0% | 0 | 0% | 0 | 0 | 0% | 0 | 0 | 0% | 0 | 0 | 0% | 0 | 0 | 0% | 0 | 0 | 0% | 0
65 | Inyokern | Greater_Kramer (Exclude) | {} | 12073.2578 | 3206.636 | 26.56% | 8866.6218 | 73.44% | [5 empty] | 283.086 | 2.345% | 0 | 0% |  | 461.4856 | 3.822% | 0 | 0% | 6974.7397 | 57.77% | 5098.5181 | 3151.2588 | 26.1% | 8921.999 | 1367.5984 | 11.33% | 10705.6594 | 7892.6309 | 65.37% | 4180.627 | 4549.2949 | 37.68% | 7523.9629 | 31.3571 | 0.2597% | 12041.9007
66 | Pastoria | Central_Valley_North_Los_Banos | {'Bailey': 11.6, 'Wheeler Ridge': 13.0} | 46174.4766 | 1396.8676 | 3.025% | 44777.609 | 96.97% | [5 empty] | 409.2858 | 0.8864% | 649.3577 | 1.406% |  | 37751.1641 | 81.76% | 149.8 | 0.3244% | 30047.4102 | 65.07% | 16127.0664 | 29938.1191 | 64.84% | 16236.3574 | 31897.4434 | 69.08% | 14277.0332 | 44689.6094 | 96.78% | 1484.8672 | 22567.377 | 48.87% | 23607.0996 | 1331.5953 | 2.884% | 44842.8812
67 | Ransburg | Greater_Kramer (Exclude) | {} | 54814.5039 | 7902.8252 | 14.42% | 46911.6787 | 85.58% | [5 empty] | 0 | 0% | 0 | 0% |  | 0 | 0% | 0 | 0% | 25810.832 | 47.09% | 29003.6719 | 11259.9756 | 20.54% | 43554.5283 | 1956.7201 | 3.57% | 52857.7838 | 36015.5117 | 65.7% | 18798.9922 | 33647.0117 | 61.38% | 21167.4922 | 22.3973 | 0.04086% | 54792.1066
68 | Sycamore | Central_Valley_North_Los_Banos | {'Kern Oil': 1.9, 'Bakersfield': 4.6, 'Columbus': 4.7, 'California Water': 5.5, 'Westpark': 6.1, 'Rosedale': 7.2, 'Magunden': 7.4, 'Poso Mountain': 7.6, 'Kern Power': 7.8, '7th Standard': 8.0, 'Lerdo': 9.7, 'Stockdale': 10.3, 'Renfro': 10.8, 'Tevis': 12.0, 'Regulus': 12.9, 'Lamont': 13.0, 'Rio Bravo': 15.2, 'Grimway': 15.9, 'Tupman': 17.2, 'Shafter': 18.9} | 0 | 0 | 0% | 0 | 100% | [5 empty] | 0 | 0% | 0 | 0% |  | 0 | 0% | 0 | 0% | 0 | 0% | 0 | 0 | 0% | 0 | 0 | 0% | 0 | 0 | 0% | 0 | 0 | 0% | 0 | 0 | 0% | 0
69 | Avenal | Central_Valley_North_Los_Banos | {'Gates': 11.2, 'Arco': 18.0} | 40282.7461 | 10733.2725 | 26.64% | 29549.4736 | 73.36% | [5 empty] | 419.4229 | 1.041% | 9198.1201 | 22.83% |  | 2828.5171 | 7.022% | 0 | 0% | 18135.3828 | 45.02% | 22147.3633 | 0 | 0% | 40282.7461 | 7236.8325 | 17.97% | 33045.9136 | 21253.8789 | 52.76% | 19028.8672 | 23317.3145 | 57.88% | 16965.4316 | 247.6748 | 0.6148% | 40035.0713
70 | Corcoran | Central_Valley_North_Los_Banos | {'Alpaugh': 11.5, 'GWF Hanford Sw Sta': 12.2, 'Olive': 15.9, 'Leprino Jct': 17.9} | 42212.418 | 40858.4805 | 96.79% | 1353.9375 | 3.207% | [5 empty] | 30543.8867 | 72.36% | 4292.1069 | 10.17% |  | 0 | 0% | 0 | 0% | 0 | 0% | 42212.418 | 0 | 0% | 42212.418 | 0 | 0% | 42212.418 | 0 | 0% | 42212.418 | 0 | 0% | 42212.418 | 1353.9403 | 3.207% | 40858.4777
71 | Henrietta | Central_Valley_North_Los_Banos | {'Mustang': 1.1, 'Leprino Jct': 3.9, 'Gates': 14.2, 'GWF Hanford Sw Sta': 14.4, 'Schindler': 17.2} | 172611.5156 | 151171.5312 | 87.58% | 21439.9844 | 12.42% | [5 empty] | 60342.6797 | 34.96% | 98833.625 | 57.26% |  | 0 | 0% | 0 | 0% | 9160.8662 | 5.307% | 163450.6494 | 4412.1689 | 2.556% | 168199.3467 | 10402.3516 | 6.026% | 162209.1641 | 18712.207 | 10.84% | 153899.3086 | 0 | 0% | 172611.5156 | 3231.5583 | 1.872% | 169379.9573
72 | Eagle Rock (PGE) | Mendocino_Marin | {'Geysers': 6.0, 'Cloverdale': 11.0, 'Hopland': 17.6} | 91893.6875 | 1394.4666 | 1.517% | 90499.2209 | 98.48% | [5 empty] | 3899.7478 | 4.244% | 2689.7939 | 2.927% |  | 27204.957 | 29.6% | 59027.1523 | 64.23% | 62540.332 | 68.06% | 29353.3555 | 45147.0312 | 49.13% | 46746.6562 | 71238.6875 | 77.52% | 20655 | 89598.6562 | 97.5% | 2295.0312 | 37866.4961 | 41.21% | 54027.1914 | 1168.8341 | 1.272% | 90724.8534
73 | Leavitt | Northern_California | {'Richmond': 7.1} | 115858.3359 | 15059.4326 | 13% | 100798.9033 | 87% | [5 empty] | 1383.624 | 1.194% | 0 | 0% |  | 112061.0781 | 96.72% | 0 | 0% | 50241.4648 | 43.36% | 65616.8711 | 24975.3398 | 21.56% | 90882.9961 | 22323.1953 | 19.27% | 93535.1406 | 70575.7344 | 60.92% | 45282.6016 | 76960.5078 | 66.43% | 38897.8281 | 9271.3975 | 8.002% | 106586.9385
74 | Madeline | Northern_California | {} | 305454.25 | 15474.249 | 5.066% | 289980.001 | 94.93% | [5 empty] | 12229.1152 | 4.004% | 0 | 0% |  | 258361.9062 | 84.58% | 0 | 0% | 88541.3672 | 28.99% | 216912.8828 | 16511.0273 | 5.405% | 288943.2227 | 28976.6406 | 9.486% | 276477.6094 | 114741.7266 | 37.56% | 190712.5234 | 260107.3281 | 85.15% | 45346.9219 | 51592.5469 | 16.89% | 253861.7031
75 | Antelope | Tehachapi | {'Whirlwind': 14.1, 'Vincent': 17.3} | 124148.5312 | 52386.5156 | 42.2% | 71762.0156 | 57.8% | [5 empty] | 2048.3247 | 1.65% | 1818.3967 | 1.465% |  | 18511.8008 | 14.91% | 50377.3633 | 40.58% | 14193.2861 | 11.43% | 109955.2451 | 34220.0664 | 27.56% | 89928.4648 | 25904.3242 | 20.87% | 98244.207 | 51213.5977 | 41.25% | 72934.9336 | 30305.7383 | 24.41% | 93842.793 | 4644.5034 | 3.741% | 119504.0278
76 | Arcogen | Greater_LA | {'Hinson': 1.2, 'Harborgen': 2.8, 'Long Beach': 3.7, 'Lighthipe': 5.9, 'La Fresa': 6.3, 'Redondo': 8.6, 'Del Amo': 8.7, 'Alamitos': 9.1, 'El Nido': 9.2, 'Chevmain': 10.9, 'Center': 11.0, 'El Segundo': 12.1, 'Laguna Bell': 12.2, 'La Cienega': 14.8, 'Barre': 15.1, 'Mesa (SCE)': 17.0, 'Huntington Beach': 19.3, 'Ellis': 19.5, 'Lewis': 19.8} | 6094.8906 | 2281.4988 | 37.43% | 3813.3918 | 62.57% | [5 empty] | 0 | 0% | 0 | 0% |  | 136.4639 | 2.239% | 0 | 0% | 10.7529 | 0.1764% | 6084.1377 | 699.8162 | 11.48% | 5395.0745 | 3753.3979 | 61.58% | 2341.4927 | 3764.1509 | 61.76% | 2330.7397 | 0 | 0% | 6094.8906 | 26.8557 | 0.4406% | 6068.0349
77 | Bailey | Tehachapi | {'Pastoria': 11.6} | 107173.0859 | 8190.2402 | 7.642% | 98982.8457 | 92.36% | [5 empty] | 1647.4283 | 1.537% | 1660.7601 | 1.55% |  | 80296.9688 | 74.92% | 3777.377 | 3.525% | 60530.5469 | 56.48% | 46642.5391 | 52822.4648 | 49.29% | 54350.6211 | 38842.793 | 36.24% | 68330.293 | 93334.2188 | 87.09% | 13838.8672 | 43942.2148 | 41% | 63230.8711 | 2452.9443 | 2.289% | 104720.1416
78 | Center | Greater_LA | {'Laguna Bell': 4.0, 'Lighthipe': 5.2, 'Del Amo': 5.6, 'Mesa (SCE)': 7.5, 'Hinson': 10.1, 'Walnut': 10.5, 'Olinda': 10.6, 'Barre': 10.9, 'Arcogen': 11.0, 'Alamitos': 11.3, 'Harborgen': 12.5, 'Long Beach': 13.2, 'La Fresa': 13.7, 'Rio Hondo': 14.1, 'Lewis': 14.5, 'Goodrich': 15.4, 'El Nido': 15.5, 'La Cienega': 16.4, 'Redondo': 17.1, 'Chevmain': 17.2, 'Villa Park': 17.4, 'El Segundo': 18.3, 'Ellis': 19.2, 'Serrano': 19.4} | 4152.7432 | 1983.4205 | 47.76% | 2169.3226 | 52.24% | [5 empty] | 0 | 0% | 0 | 0% |  | 0 | 0% | 0 | 0% | 0 | 0% | 4152.7432 | 582.3773 | 14.02% | 3570.3659 | 2162.9927 | 52.09% | 1989.7505 | 2162.9927 | 52.09% | 1989.7505 | 0 | 0% | 4152.7432 | 24.1213 | 0.5809% | 4128.6219
79 | Del Amo | Greater_LA | {'Lighthipe': 5.0, 'Center': 5.6, 'Alamitos': 5.7, 'Barre': 7.1, 'Hinson': 7.5, 'Arcogen': 8.7, 'Harborgen': 8.9, 'Laguna Bell': 9.3, 'Long Beach': 9.3, 'Lewis': 11.7, 'Olinda': 12.1, 'Mesa (SCE)': 13.1, 'La Fresa': 13.7, 'Walnut': 13.9, 'Ellis': 14.3, 'Villa Park': 15.3, 'Huntington Beach': 15.5, 'El Nido': 16.2, 'Redondo': 16.7, 'Johanna': 16.8, 'Serrano': 17.7, 'Chevmain': 18.0, 'Rio Hondo': 19.0, 'El Segundo': 19.2, 'La Cienega': 19.3} | 7903.3105 | 2161.2341 | 27.35% | 5742.0764 | 72.65% | [5 empty] | 0 | 0% | 0 | 0% |  | 0 | 0% | 0 | 0% | 0 | 0% | 7903.3105 | 688.6574 | 8.714% | 7214.6531 | 5725.3726 | 72.44% | 2177.938 | 5725.3726 | 72.44% | 2177.938 | 0 | 0% | 7903.3105 | 53.1229 | 0.6722% | 7850.1877
80 | El Nido | Greater_LA | {'Chevmain': 1.8, 'La Fresa': 2.9, 'El Segundo': 3.0, 'Redondo': 3.4, 'La Cienega': 7.2, 'Arcogen': 9.2, 'Hinson': 10.1, 'Lighthipe': 11.4, 'Harborgen': 11.6, 'Long Beach': 12.4, 'Laguna Bell': 14.1, 'Center': 15.5, 'Del Amo': 16.2, 'Mesa (SCE)': 18.0, 'Alamitos': 18.2} | 4966.8438 | 2146.0078 | 43.21% | 2820.8359 | 56.79% | [5 empty] | 0 | 0% | 0 | 0% |  | 144.287 | 2.905% | 0 | 0% | 10.7529 | 0.2165% | 4956.0908 | 124.8791 | 2.514% | 4841.9647 | 2765.585 | 55.68% | 2201.2588 | 2776.3379 | 55.9% | 2190.5059 | 0 | 0% | 4966.8438 | 7.0574 | 0.1421% | 4959.7864
81 | Goodrich | Greater_LA | {'Rio Hondo': 6.9, 'Gould': 7.5, 'Mesa (SCE)': 8.0, 'Laguna Bell': 12.6, 'Walnut': 12.6, 'Center': 15.4, 'Olinda': 17.0, 'Lighthipe': 19.3, 'La Cienega': 19.6} | 1908.6697 | 42.6652 | 2.235% | 1866.0045 | 97.76% | [5 empty] | 0 | 0% | 0 | 0% |  | 0 | 0% | 1908.6697 | 100% | 0 | 0% | 1908.6697 | 2.762 | 0.1447% | 1905.9077 | 329.4062 | 17.26% | 1579.2635 | 329.4062 | 17.26% | 1579.2635 | 1840.1589 | 96.41% | 68.5107 | 454.63 | 23.82% | 1454.0397
82 | Gould | Greater_LA | {'Goodrich': 7.5, 'Mesa (SCE)': 13.4, 'Rio Hondo': 14.3, 'Laguna Bell': 17.1, 'Vincent': 18.7, 'La Cienega': 18.8, 'Sylmar': 18.8} | 10974.0674 | 851.1246 | 7.756% | 10122.9428 | 92.24% | [5 empty] | 15.8507 | 0.1444% | 50.4951 | 0.4601% |  | 0 | 0% | 10974.0674 | 100% | 5348.0103 | 48.73% | 5626.0571 | 2.762 | 0.02517% | 10971.3054 | 2831.373 | 25.8% | 8142.6943 | 6233.7798 | 56.8% | 4740.2876 | 8242.791 | 75.11% | 2731.2764 | 1743.9614 | 15.89% | 9230.106
83 | Harborgen | Greater_LA | {'Long Beach': 0.9, 'Arcogen': 2.8, 'Hinson': 2.8, 'Alamitos': 7.5, 'Lighthipe': 7.6, 'La Fresa': 8.7, 'Del Amo': 8.9, 'Redondo': 10.4, 'El Nido': 11.6, 'Center': 12.5, 'Chevmain': 13.2, 'Laguna Bell': 14.3, 'Barre': 14.3, 'El Segundo': 14.4, 'Huntington Beach': 17.0, 'La Cienega': 17.6, 'Ellis': 17.6, 'Mesa (SCE)': 19.0, 'Lewis': 19.0} | 7151.6123 | 2304.0203 | 32.22% | 4847.592 | 67.78% | [5 empty] | 0 | 0% | 0 | 0% |  | 136.4639 | 1.908% | 0 | 0% | 10.7529 | 0.1504% | 7140.8594 | 699.8162 | 9.785% | 6451.7961 | 4787.9175 | 66.95% | 2363.6948 | 4798.6704 | 67.1% | 2352.9419 | 0 | 0% | 7151.6123 | 32.5015 | 0.4545% | 7119.1108
84 | Hinson | Greater_LA | {'Arcogen': 1.2, 'Harborgen': 2.8, 'Long Beach': 3.7, 'Lighthipe': 5.0, 'La Fresa': 7.2, 'Del Amo': 7.5, 'Alamitos': 8.0, 'Redondo': 9.7, 'Center': 10.1, 'El Nido': 10.1, 'Laguna Bell': 11.6, 'Chevmain': 11.9, 'El Segundo': 13.1, 'Barre': 13.9, 'La Cienega': 15.4, 'Mesa (SCE)': 16.3, 'Huntington Beach': 18.5, 'Ellis': 18.6, 'Lewis': 18.6, 'Olinda': 19.4} | 6303.1289 | 2292.9548 | 36.38% | 4010.1741 | 63.62% | [5 empty] | 0 | 0% | 0 | 0% |  | 136.4639 | 2.165% | 0 | 0% | 10.7529 | 0.1706% | 6292.376 | 699.8162 | 11.1% | 5603.3127 | 3950.1357 | 62.67% | 2352.9932 | 3960.8887 | 62.84% | 2342.2402 | 0 | 0% | 6303.1289 | 32.5015 | 0.5156% | 6270.6274
85 | La Cienega | Greater_LA | {'El Segundo': 6.9, 'Chevmain': 6.9, 'El Nido': 7.2, 'La Fresa': 9.4, 'Redondo': 10.5, 'Laguna Bell': 13.3, 'Lighthipe': 14.3, 'Arcogen': 14.8, 'Hinson': 15.4, 'Mesa (SCE)': 15.6, 'Center': 16.4, 'Harborgen': 17.6, 'Long Beach': 18.4, 'Gould': 18.8, 'Del Amo': 19.3, 'Goodrich': 19.6} | 433.399 | 169.5874 | 39.13% | 263.8115 | 60.87% | [5 empty] | 0 | 0% | 0 | 0% |  | 96.1491 | 22.18% | 17.7882 | 4.104% | 50.0291 | 11.54% | 383.3699 | 113.7204 | 26.24% | 319.6786 | 204.9119 | 47.28% | 228.4871 | 254.9409 | 58.82% | 178.458 | 0 | 0% | 433.399 | 1.205 | 0.278% | 432.1939
86 | La Fresa | Greater_LA | {'El Nido': 2.9, 'Redondo': 3.5, 'Chevmain': 4.6, 'El Segundo': 5.8, 'Arcogen': 6.3, 'Hinson': 7.2, 'Harborgen': 8.7, 'Lighthipe': 9.1, 'La Cienega': 9.4, 'Long Beach': 9.5, 'Laguna Bell': 12.9, 'Center': 13.7, 'Del Amo': 13.7, 'Alamitos': 15.3, 'Mesa (SCE)': 17.2} | 5280.5464 | 2282.0918 | 43.22% | 2998.4546 | 56.78% | [5 empty] | 0 | 0% | 0 | 0% |  | 136.4639 | 2.584% | 0 | 0% | 10.7529 | 0.2036% | 5269.7935 | 176.321 | 3.339% | 5104.2254 | 2946.1873 | 55.79% | 2334.3591 | 2956.9402 | 56% | 2323.6062 | 0 | 0% | 5280.5464 | 11.9125 | 0.2256% | 5268.6339
87 | Laguna Bell | Greater_LA | {'Center': 4.0, 'Mesa (SCE)': 4.7, 'Lighthipe': 6.8, 'Del Amo': 9.3, 'Hinson': 11.6, 'Walnut': 11.6, 'Arcogen': 12.2, 'Goodrich': 12.6, 'La Fresa': 12.9, 'Olinda': 13.1, 'Rio Hondo': 13.1, 'La Cienega': 13.3, 'El Nido': 14.1, 'Harborgen': 14.3, 'Alamitos': 14.8, 'Barre': 15.0, 'Long Beach': 15.2, 'Chevmain': 15.5, 'Redondo': 16.4, 'El Segundo': 16.5, 'Gould': 17.1, 'Lewis': 18.3} | 324.9189 | 217.1082 | 66.82% | 107.8107 | 33.18% | [5 empty] | 0 | 0% | 0 | 0% |  | 0 | 0% | 0 | 0% | 0 | 0% | 324.9189 | 41.1206 | 12.66% | 283.7982 | 101.5514 | 31.25% | 223.3675 | 101.5514 | 31.25% | 223.3675 | 0 | 0% | 324.9189 | 11.1144 | 3.421% | 313.8044
88 | Lighthipe | Greater_LA | {'Del Amo': 5.0, 'Hinson': 5.0, 'Center': 5.2, 'Arcogen': 5.9, 'Laguna Bell': 6.8, 'Harborgen': 7.6, 'Long Beach': 8.4, 'La Fresa': 9.1, 'Alamitos': 9.1, 'El Nido': 11.4, 'Mesa (SCE)': 11.4, 'Barre': 12.2, 'Redondo': 12.4, 'Chevmain': 13.2, 'La Cienega': 14.3, 'El Segundo': 14.4, 'Olinda': 15.2, 'Walnut': 15.6, 'Lewis': 16.6, 'Ellis': 19.0, 'Rio Hondo': 19.1, 'Goodrich': 19.3, 'Huntington Beach': 19.8} | 5975.8979 | 2218.2649 | 37.12% | 3757.6331 | 62.88% | [5 empty] | 0 | 0% | 0 | 0% |  | 39.3243 | 0.658% | 0 | 0% | 2.2694 | 0.03798% | 5973.6286 | 697.8436 | 11.68% | 5278.0544 | 3735.8879 | 62.52% | 2240.01 | 3738.1575 | 62.55% | 2237.7405 | 0 | 0% | 5975.8979 | 26.8557 | 0.4494% | 5949.0422
89 | Mesa (SCE) | Greater_LA | {'Laguna Bell': 4.7, 'Center': 7.5, 'Goodrich': 8.0, 'Rio Hondo': 8.8, 'Walnut': 9.4, 'Lighthipe': 11.4, 'Olinda': 12.5, 'Del Amo': 13.1, 'Gould': 13.4, 'La Cienega': 15.6, 'Hinson': 16.3, 'Arcogen': 17.0, 'La Fresa': 17.2, 'Barre': 17.4, 'El Nido': 18.0, 'Alamitos': 18.8, 'Harborgen': 19.0, 'Chevmain': 19.2, 'Long Beach': 19.8, 'Lewis': 19.9} | 0 | 0 | 0% | 0 | 100% | [5 empty] | 0 | 0% | 0 | 0% |  | 0 | 0% | 0 | 0% | 0 | 0% | 0 | 0 | 0% | 0 | 0 | 0% | 0 | 0 | 0% | 0 | 0 | 0% | 0 | 0 | 0% | 0
90 | Olinda | Greater_LA | {'Walnut': 4.6, 'Lewis': 9.5, 'Barre': 10.1, 'Villa Park': 10.3, 'Center': 10.6, 'Serrano': 11.1, 'Rio Hondo': 11.5, 'Del Amo': 12.1, 'Mesa (SCE)': 12.5, 'Laguna Bell': 13.1, 'Chino': 14.5, 'Lighthipe': 15.2, 'Alamitos': 16.1, 'Johanna': 16.5, 'Goodrich': 17.0, 'Ellis': 18.0, 'Hinson': 19.4} | 240.0307 | 0 | 0% | 240.0307 | 100% | [5 empty] | 0 | 0% | 0 | 0% |  | 0 | 0% | 240.0307 | 100% | 218.6322 | 91.09% | 21.3985 | 21.3985 | 8.915% | 218.6322 | 21.3985 | 8.915% | 218.6322 | 240.0307 | 100% | 0 | 133.2201 | 55.5% | 106.8106 | 5.928 | 2.47% | 234.1027
91 | Pardee | Tehachapi | {'Saugus': 1.3, 'Sylmar': 10.4} | 74437.8203 | 5104.6924 | 6.858% | 69333.1279 | 93.14% | [5 empty] | 460.3203 | 0.6184% | 2442.0103 | 3.281% |  | 12581.2998 | 16.9% | 61725.3047 | 82.92% | 49443.0508 | 66.42% | 24994.7695 | 1312.3696 | 1.763% | 73125.4507 | 3090.7097 | 4.152% | 71347.1106 | 51532.75 | 69.23% | 22905.0703 | 42178.6836 | 56.66% | 32259.1367 | 8201.2012 | 11.02% | 66236.6191
92 | Rio Hondo | Greater_LA | {'Goodrich': 6.9, 'Walnut': 6.9, 'Mesa (SCE)': 8.8, 'Olinda': 11.5, 'Laguna Bell': 13.1, 'Center': 14.1, 'Gould': 14.3, 'Chino': 18.8, 'Del Amo': 19.0, 'Lighthipe': 19.1, 'Padua': 19.6} | 7.2031 | 0 | 0% | 7.2031 | 100% | [5 empty] | 0 | 0% | 0 | 0% |  | 0 | 0% | 7.2031 | 100% | 0 | 0% | 7.2031 | 0 | 0% | 7.2031 | 0 | 0% | 7.2031 | 0 | 0% | 7.2031 | 7.2031 | 100% | 0 | 0 | 0% | 7.2031
93 | Saugus | Tehachapi | {'Pardee': 1.3, 'Sylmar': 9.1} | 72651.4453 | 5034.3091 | 6.929% | 67617.1362 | 93.07% | [5 empty] | 460.3203 | 0.6336% | 2442.0103 | 3.361% |  | 10893.0537 | 14.99% | 61627.1758 | 84.83% | 48437.8242 | 66.67% | 24213.6211 | 1312.3696 | 1.806% | 71339.0757 | 3089.3533 | 4.252% | 69562.092 | 50526.168 | 69.55% | 22125.2773 | 40909.5742 | 56.31% | 31741.8711 | 7987.2329 | 10.99% | 64664.2124
94 | Vincent | Tehachapi | {'Antelope': 17.3, 'Gould': 18.7} | 90555.9766 | 25120.5762 | 27.74% | 65435.4004 | 72.26% | [5 empty] | 90.7695 | 0.1002% | 1128.6263 | 1.246% |  | 7602.0854 | 8.395% | 50836.7148 | 56.14% | 9849.6602 | 10.88% | 80706.3164 | 41020.9648 | 45.3% | 49535.0117 | 32354.5371 | 35.73% | 58201.4395 | 51904.7617 | 57.32% | 38651.2148 | 28886.0723 | 31.9% | 61669.9043 | 3376.5591 | 3.729% | 87179.4175
95 | Borden | Central_Valley_North_Los_Banos | {'Gregg': 6.1, 'Kearney': 16.0, 'West Fresno': 16.8, 'Cal Ave': 18.6, 'Newhall': 19.4} | 212734.2031 | 112947.6328 | 53.09% | 99786.5703 | 46.91% | [5 empty] | 72543.1016 | 34.1% | 106192.1875 | 49.92% |  | 0 | 0% | 0 | 0% | 49464.8711 | 23.25% | 163269.332 | 56291.3867 | 26.46% | 156442.8164 | 71205.7734 | 33.47% | 141528.4297 | 97637.4375 | 45.9% | 115096.7656 | 12678.4697 | 5.96% | 200055.7334 | 25616.5957 | 12.04% | 187117.6074
96 | Dairyland | Central_Valley_North_Los_Banos | {'Le Grand': 9.3, 'Newhall': 13.0, 'Wilson': 17.2, 'Merced': 17.8} | 300787.0625 | 112407.3984 | 37.37% | 188379.6641 | 62.63% | [5 empty] | 167899.0938 | 55.82% | 82628.8359 | 27.47% |  | 0 | 0% | 0 | 0% | 153423.0938 | 51.01% | 147363.9688 | 72018.7969 | 23.94% | 228768.2656 | 91456.0078 | 30.41% | 209331.0547 | 184714.1406 | 61.41% | 116072.9219 | 12138.0146 | 4.035% | 288649.0479 | 45873.9141 | 15.25% | 254913.1484
97 | Gregg | Central_Valley_North_Los_Banos | {'Borden': 6.1, 'Kearney': 10.3, 'West Fresno': 10.8, 'Cal Ave': 12.5, 'Malaga': 15.3, 'Mc Mullin': 18.4, 'Sanger': 19.7} | 191067.2812 | 122196.8203 | 63.95% | 68870.4609 | 36.05% | [5 empty] | 53907.1758 | 28.21% | 110958.0391 | 58.07% |  | 0 | 0% | 0 | 0% | 28680.707 | 15.01% | 162386.5742 | 42052.6641 | 22.01% | 149014.6172 | 51174.4922 | 26.78% | 139892.7891 | 66950.7422 | 35.04% | 124116.5391 | 9379.293 | 4.909% | 181687.9883 | 18856.6855 | 9.869% | 172210.5957
98 | Newhall | Central_Valley_North_Los_Banos | {'Mendota': 12.4, 'Dairyland': 13.0, 'Oro Loma': 18.1, 'Borden': 19.4, 'Tranquility': 19.6, 'Cheney': 19.7} | 330493.5938 | 170548.4844 | 51.6% | 159945.1094 | 48.4% | [5 empty] | 204586.5469 | 61.9% | 92911.0156 | 28.11% |  | 0 | 0% | 0 | 0% | 127589.3672 | 38.61% | 202904.2266 | 31615.3594 | 9.566% | 298878.2344 | 56692.8711 | 17.15% | 273800.7227 | 157161.0469 | 47.55% | 173332.5469 | 7865.563 | 2.38% | 322628.0308 | 29337.8555 | 8.877% | 301155.7383
99 | Ignacio | Mendocino_Marin | {'Lakeville': 12.2, 'Carquinez': 15.9, 'Penngrove': 18.2, 'Tulucay': 18.9} | 55330.2578 | 4010.752 | 7.249% | 51319.5059 | 92.75% | [5 empty] | 1647.6229 | 2.978% | 401.9751 | 0.7265% |  | 26764.998 | 48.37% | 10780.2402 | 19.48% | 34799.4102 | 62.89% | 20530.8477 | 22630.3105 | 40.9% | 32699.9473 | 38362.707 | 69.33% | 16967.5508 | 49532.3398 | 89.52% | 5797.918 | 30687.1816 | 55.46% | 24643.0762 | 4784.9185 | 8.648% | 50545.3394
100 | Calpella | Mendocino_Marin | {'Mendocino': 3.7, 'Ukiah': 3.7, 'Hopland': 16.6} | 63214.8711 | 2317.3386 | 3.666% | 60897.5325 | 96.33% | [5 empty] | 212.3888 | 0.336% | 167.1466 | 0.2644% |  | 54003.5391 | 85.43% | 9060.6826 | 14.33% | 17446.9824 | 27.6% | 45767.8887 | 22016.2656 | 34.83% | 41198.6055 | 34142.9062 | 54.01% | 29071.9648 | 41660.1367 | 65.9% | 21554.7344 | 52119.0938 | 82.45% | 11095.7773 | 713.8456 | 1.129% | 62501.0255
101 | Hopland | Mendocino_Marin | {'Cloverdale': 12.7, 'Ukiah': 13.2, 'Calpella': 16.6, 'Eagle Rock': 17.6} | 79440.1641 | 1234.6273 | 1.554% | 78205.5367 | 98.45% | [5 empty] | 708.8382 | 0.8923% | 205.9303 | 0.2592% |  | 59846.0078 | 75.33% | 19502.4121 | 24.55% | 47772.7617 | 60.14% | 31667.4023 | 22102.5801 | 27.82% | 57337.584 | 30940.5195 | 38.95% | 48499.6445 | 64168.2227 | 80.78% | 15271.9414 | 63666.9766 | 80.14% | 15773.1875 | 550.2511 | 0.6927% | 78889.913
102 | Mendocino | Mendocino_Marin | {'Calpella': 3.7, 'Ukiah': 7.4} | 58103.2422 | 2297.6602 | 3.954% | 55805.582 | 96.05% | [5 empty] | 209.3873 | 0.3604% | 167.1466 | 0.2877% |  | 47235.7188 | 81.3% | 10719.9746 | 18.45% | 17239.5957 | 29.67% | 40863.6465 | 21464.2695 | 36.94% | 36638.9727 | 33775.5195 | 58.13% | 24327.7227 | 41089.2109 | 70.72% | 17014.0312 | 46174.0234 | 79.47% | 11929.2188 | 681.7812 | 1.173% | 57421.4609
103 | Ukiah | Mendocino_Marin | {'Calpella': 3.7, 'Mendocino': 7.4, 'Hopland': 13.2} | 64985.1172 | 1999.1071 | 3.076% | 62986.0101 | 96.92% | [5 empty] | 261.314 | 0.4021% | 178.7112 | 0.275% |  | 61704.4766 | 94.95% | 3129.0364 | 4.815% | 15695.2227 | 24.15% | 49289.8945 | 24515.5508 | 37.72% | 40469.5664 | 32463.1133 | 49.95% | 32522.0039 | 42815.3711 | 65.88% | 22169.7461 | 55618.043 | 85.59% | 9367.0742 | 628.1167 | 0.9666% | 64357.0005
104 | Le Grand | Central_Valley_North_Los_Banos | {'Dairyland': 9.3, 'Wilson': 10.5, 'Merced': 13.2} | 241588.0781 | 82598.3906 | 34.19% | 158989.6875 | 65.81% | [5 empty] | 99009.4062 | 40.98% | 60730.2734 | 25.14% |  | 0 | 0% | 0 | 0% | 120516.4453 | 49.89% | 121071.6328 | 81421.4141 | 33.7% | 160166.6641 | 93824.625 | 38.84% | 147763.4531 | 153129.4531 | 63.38% | 88458.625 | 49744.5781 | 20.59% | 191843.5 | 39838.6211 | 16.49% | 201749.457
105 | Merced | Central_Valley_North_Los_Banos | {'Wilson': 4.6, 'Le Grand': 13.2, 'Dairyland': 17.8} | 202661.6719 | 67158.6484 | 33.14% | 135503.0234 | 66.86% | [5 empty] | 69486.9844 | 34.29% | 79765.3516 | 39.36% |  | 0 | 0% | 0 | 0% | 101662 | 50.16% | 100999.6719 | 75309.2969 | 37.16% | 127352.375 | 90551.8984 | 44.68% | 112109.7734 | 131290.9219 | 64.78% | 71370.75 | 23833.9629 | 11.76% | 178827.709 | 34218.9414 | 16.88% | 168442.7305
106 | Wilson | Central_Valley_North_Los_Banos | {'Merced': 4.6, 'Le Grand': 10.5, 'Dairyland': 17.2} | 203152.2188 | 48572.6719 | 23.91% | 154579.5469 | 76.09% | [5 empty] | 64261.5156 | 31.63% | 51848.6758 | 25.52% |  | 0 | 0% | 0 | 0% | 113529.3516 | 55.88% | 89622.8672 | 90405.8047 | 44.5% | 112746.4141 | 111165.1016 | 54.72% | 91987.1172 | 148177.1094 | 72.94% | 54975.1094 | 56193.6055 | 27.66% | 146958.6133 | 42614.9375 | 20.98% | 160537.2812
107 | Los Banos | Central_Valley_North_Los_Banos | {'Quinto': 5.3} | 77448.3438 | 14628.5303 | 18.89% | 62819.8135 | 81.11% | [5 empty] | 16223.5576 | 20.95% | 8228.2041 | 10.62% |  | 5507.3818 | 7.111% | 0 | 0% | 58348.6797 | 75.34% | 19099.6641 | 7170.8848 | 9.259% | 70277.459 | 12232.7783 | 15.79% | 65215.5654 | 61022.0312 | 78.79% | 16426.3125 | 26981.2949 | 34.84% | 50467.0488 | 7021.3789 | 9.066% | 70426.9648
108 | Coburn | Peninsula_Monterey | {} | 116050.8828 | 36268.0859 | 31.25% | 79782.7969 | 68.75% | [5 empty] | 4184.7725 | 3.606% | 28852.5527 | 24.86% |  | 29344.5234 | 25.29% | 0 | 0% | 48111.3516 | 41.46% | 67939.5312 | 5822.061 | 5.017% | 110228.8218 | 27779.4141 | 23.94% | 88271.4688 | 63741.4219 | 54.93% | 52309.4609 | 32524.7305 | 28.03% | 83526.1523 | 4068.3196 | 3.506% | 111982.5632
109 | Tulucay | Northern_California | {'Carquinez': 10.9, 'Peabody': 16.3, 'Lakeville': 17.0, 'Martinez': 18.1, 'Ignacio': 18.9} | 93730.0391 | 11891.6318 | 12.69% | 81838.4072 | 87.31% | [5 empty] | 5104.6489 | 5.446% | 5772.7808 | 6.159% |  | 52009.0938 | 55.49% | 10278.374 | 10.97% | 61287.707 | 65.39% | 32442.332 | 15657.5938 | 16.7% | 78072.4453 | 31747.3145 | 33.87% | 61982.7246 | 76632.1016 | 81.76% | 17097.9375 | 47280.7773 | 50.44% | 46449.2617 | 10291.3506 | 10.98% | 83438.6885
110 | Brunswick | Northern_California | {'Higgins': 13.3, 'Drum': 14.5} | 2749.9871 | 1113.5238 | 40.49% | 1636.4633 | 59.51% | [5 empty] | 0 | 0% | 0 | 0% |  | 0 | 0% | 2749.9871 | 100% | 221.4132 | 8.051% | 2528.5738 | 1327.5698 | 48.28% | 1422.4172 | 0 | 0% | 2749.9871 | 1548.983 | 56.33% | 1201.004 | 180.6501 | 6.569% | 2569.337 | 20.1936 | 0.7343% | 2729.7934
111 | Higgins | Northern_California | {'Brunswick': 13.3, 'Pleasant Grove': 19.2} | 8265.7119 | 0 | 0% | 8265.7119 | 100% | [5 empty] | 313.615 | 3.794% | 403.0747 | 4.876% |  | 600.8057 | 7.269% | 0 | 0% | 8265.7119 | 100% | 0 | 0 | 0% | 8265.7119 | 0 | 0% | 8265.7119 | 8265.7119 | 100% | 0 | 580.3508 | 7.021% | 7685.3611 | 3948.6331 | 47.77% | 4317.0789
112 | Barre | Greater_LA | {'Lewis': 4.8, 'Del Amo': 7.1, 'Alamitos': 7.4, 'Villa Park': 8.5, 'Ellis': 8.8, 'Johanna': 9.9, 'Olinda': 10.1, 'Center': 10.9, 'Serrano': 11.1, 'Huntington Beach': 11.2, 'Lighthipe': 12.2, 'Hinson': 13.9, 'Walnut': 13.9, 'Harborgen': 14.3, 'Long Beach': 14.3, 'Laguna Bell': 15.0, 'Arcogen': 15.1, 'Santiago': 15.8, 'Mesa (SCE)': 17.4} | 7880.2725 | 2107.4504 | 26.74% | 5772.822 | 73.26% | [5 empty] | 0 | 0% | 0 | 0% |  | 0 | 0% | 0 | 0% | 0 | 0% | 7880.2725 | 1481.0145 | 18.79% | 6399.2579 | 5756.1987 | 73.05% | 2124.0737 | 5756.1987 | 73.05% | 2124.0737 | 0 | 0% | 7880.2725 | 369.3603 | 4.687% | 7510.9122
113 | Ellis | Greater_LA | {'Huntington Beach': 3.4, 'Johanna': 5.6, 'Barre': 8.8, 'Lewis': 8.9, 'Santiago': 10.2, 'Alamitos': 10.5, 'Villa Park': 10.9, 'Serrano': 13.3, 'Del Amo': 14.3, 'Long Beach': 17.2, 'Viejo': 17.4, 'Harborgen': 17.6, 'Trabuco': 17.7, 'Olinda': 18.0, 'Hinson': 18.6, 'Lighthipe': 19.0, 'Center': 19.2, 'Arcogen': 19.5, 'Capistrano': 20.0} | 6258.1772 | 535.344 | 8.554% | 5722.8333 | 91.45% | [5 empty] | 0 | 0% | 0 | 0% |  | 6.0506 | 0.09668% | 0 | 0% | 3.1489 | 0.05032% | 6255.0283 | 1489.0125 | 23.79% | 4769.1648 | 5705.7144 | 91.17% | 552.4629 | 5708.8633 | 91.22% | 549.314 | 0 | 0% | 6258.1772 | 364.8352 | 5.83% | 5893.342
114 | Johanna | Greater_LA | {'Ellis': 5.6, 'Santiago': 5.9, 'Lewis': 7.1, 'Villa Park': 7.1, 'Huntington Beach': 8.6, 'Serrano': 8.7, 'Barre': 9.9, 'Viejo': 12.5, 'Trabuco': 14.6, 'Alamitos': 14.6, 'Olinda': 16.5, 'Del Amo': 16.8, 'Margarita': 17.2, 'Capistrano': 17.6} | 5654.6016 | 208.4601 | 3.687% | 5446.1414 | 96.31% | [5 empty] | 0 | 0% | 0 | 0% |  | 14.8837 | 0.2632% | 0 | 0% | 3.1489 | 0.05569% | 5651.4527 | 1446.2262 | 25.58% | 4208.3754 | 5429.0225 | 96.01% | 225.5791 | 5432.1714 | 96.07% | 222.4302 | 0 | 0% | 5654.6016 | 359.9801 | 6.366% | 5294.6215
115 | Lewis | Greater_LA | {'Villa Park': 3.7, 'Barre': 4.8, 'Serrano': 6.4, 'Johanna': 7.1, 'Ellis': 8.9, 'Olinda': 9.5, 'Del Amo': 11.7, 'Alamitos': 11.9, 'Huntington Beach': 12.1, 'Santiago': 12.5, 'Walnut': 14.0, 'Center': 14.5, 'Lighthipe': 16.6, 'Viejo': 17.7, 'Chino': 18.2, 'Laguna Bell': 18.3, 'Hinson': 18.6, 'Harborgen': 19.0, 'Long Beach': 19.0, 'Arcogen': 19.8, 'Mesa (SCE)': 19.9} | 6267.8643 | 204.5879 | 3.264% | 6063.2764 | 96.74% | [5 empty] | 0 | 0% | 0 | 0% |  | 0 | 0% | 364.5219 | 5.816% | 302.532 | 4.827% | 5965.3322 | 1543.554 | 24.63% | 4724.3103 | 5746.7744 | 91.69% | 521.0898 | 6049.3062 | 96.51% | 218.5581 | 227.1328 | 3.624% | 6040.7314 | 368.9584 | 5.887% | 5898.9059
116 | Santiago | Greater_LA | {'Johanna': 5.9, 'Viejo': 7.2, 'Trabuco': 8.9, 'Ellis': 10.2, 'Villa Park': 11.1, 'Margarita': 11.3, 'Serrano': 11.4, 'Capistrano': 12.0, 'Huntington Beach': 12.2, 'Lewis': 12.5, 'Barre': 15.8, 'Talega': 18.5, 'Lee Lake (Proposed)': 19.2} | 5428.5103 | 221.8098 | 4.086% | 5206.7005 | 95.91% | [5 empty] | 0 | 0% | 0 | 0% |  | 14.8837 | 0.2742% | 0 | 0% | 3.1489 | 0.05801% | 5425.3614 | 991.702 | 18.27% | 4436.8083 | 5198.9004 | 95.77% | 229.6099 | 5202.0493 | 95.83% | 226.4609 | 0 | 0% | 5428.5103 | 342.625 | 6.312% | 5085.8853
117 | Serrano | Greater_LA | {'Villa Park': 2.7, 'Lewis': 6.4, 'Johanna': 8.7, 'Olinda': 11.1, 'Barre': 11.1, 'Santiago': 11.4, 'Ellis': 13.3, 'Chino': 13.3, 'Viejo': 14.0, 'Walnut': 15.4, 'Huntington Beach': 16.6, 'Del Amo': 17.7, 'Mira Loma': 17.9, 'Alamitos': 18.3, 'Center': 19.4, 'Trabuco': 19.5} | 467.8485 | 0 | 0% | 467.8485 | 100% | [5 empty] | 0 | 0% | 0 | 0% |  | 0 | 0% | 446.0012 | 95.33% | 301.9824 | 64.55% | 165.8661 | 165.8661 | 35.45% | 301.9824 | 165.8661 | 35.45% | 301.9824 | 467.8485 | 100% | 0 | 227.1328 | 48.55% | 240.7157 | 22.8156 | 4.877% | 445.0329
118 | Villa Park | Greater_LA | {'Serrano': 2.7, 'Lewis': 3.7, 'Johanna': 7.1, 'Barre': 8.5, 'Olinda': 10.3, 'Ellis': 10.9, 'Santiago': 11.1, 'Huntington Beach': 14.3, 'Walnut': 14.9, 'Viejo': 15.1, 'Del Amo': 15.3, 'Chino': 15.5, 'Alamitos': 15.6, 'Center': 17.4, 'Trabuco': 19.7} | 4983.5371 | 91.9556 | 1.845% | 4891.5816 | 98.15% | [5 empty] | 0 | 0% | 0 | 0% |  | 0 | 0% | 446.0012 | 8.949% | 301.9824 | 6.06% | 4681.5547 | 1134.5435 | 22.77% | 3848.9937 | 4582.6865 | 91.96% | 400.8506 | 4884.6689 | 98.02% | 98.8682 | 227.1328 | 4.558% | 4756.4043 | 352.2185 | 7.068% | 4631.3186
119 | Capistrano | Greater_LA | {'Margarita': 3.4, 'Trabuco': 3.5, 'Talega': 6.8, 'Viejo': 10.7, 'San Onofre': 11.8, 'Santiago': 12.0, 'Johanna': 17.6, 'Ellis': 20.0} | 1083.3177 | 139.2254 | 12.85% | 944.0924 | 87.15% | [5 empty] | 0 | 0% | 0 | 0% |  | 54.0688 | 4.991% | 0 | 0% | 3.1489 | 0.2907% | 1080.1689 | 306.5002 | 28.29% | 776.8176 | 936.2864 | 86.43% | 147.0313 | 939.4353 | 86.72% | 143.8824 | 0 | 0% | 1083.3177 | 12.4259 | 1.147% | 1070.8919
120 | Trabuco | Greater_LA | {'Margarita': 2.8, 'Capistrano': 3.5, 'Viejo': 7.4, 'Santiago': 8.9, 'Talega': 9.6, 'Johanna': 14.6, 'San Onofre': 15.0, 'Ellis': 17.7, 'Lee Lake (Proposed)': 18.2, 'Huntington Beach': 18.5, 'Serrano': 19.5, 'Villa Park': 19.7} | 1550.5726 | 167.2373 | 10.79% | 1383.3353 | 89.21% | [5 empty] | 0 | 0% | 0 | 0% |  | 54.0688 | 3.487% | 0 | 0% | 3.1489 | 0.2031% | 1547.4237 | 329.6984 | 21.26% | 1220.8742 | 1375.5294 | 88.71% | 175.0432 | 1378.6782 | 88.91% | 171.8944 | 0 | 0% | 1550.5726 | 29.9703 | 1.933% | 1520.6023
121 | Pleasant Grove | Northern_California | {'Rio Oso': 11.6, 'Gold Hill': 14.6, 'Higgins': 19.2} | 53533.3828 | 20582.877 | 38.45% | 32950.5059 | 61.55% | [5 empty] | 17938.2637 | 33.51% | 18970.8008 | 35.44% |  | 555.1352 | 1.037% | 0 | 0% | 23893.6035 | 44.63% | 29639.7793 | 0 | 0% | 53533.3828 | 7098.2627 | 13.26% | 46435.1201 | 30246.5977 | 56.5% | 23286.7852 | 488.9272 | 0.9133% | 53044.4556 | 9882.3662 | 18.46% | 43651.0166
122 | Summit | Northern_California | {} | 133767.3906 | 13721.71 | 10.26% | 120045.6807 | 89.74% | [5 empty] | 0 | 0% | 0 | 0% |  | 72097.4375 | 53.9% | 948.0061 | 0.7087% | 32040.0234 | 23.95% | 101727.3672 | 23972.7305 | 17.92% | 109794.6602 | 46447.793 | 34.72% | 87319.5977 | 70291.5703 | 52.55% | 63475.8203 | 92673.9688 | 69.28% | 41093.4219 | 12503.6055 | 9.347% | 121263.7852
123 | Devers | Riverside | {'Mirage': 14.4} | 37142.125 | 11357.4277 | 30.58% | 25784.6973 | 69.42% | [5 empty] | 75.3943 | 0.203% | 0 | 0% |  | 12354.2021 | 33.26% | 8460.501 | 22.78% | 10812.835 | 29.11% | 26329.29 | 8681.6299 | 23.37% | 28460.4951 | 11190.792 | 30.13% | 25951.333 | 17101.7168 | 46.04% | 20040.4082 | 15616.0117 | 42.04% | 21526.1133 | 498.1073 | 1.341% | 36644.0177
124 | Kern | Riverside (Exclude) | {'Redbluff': 15.1} | 33753.4766 | 16536.4219 | 48.99% | 17217.0547 | 51.01% | [5 empty] | 4.8705 | 0.01443% | 0 | 0% |  | 0 | 0% | 0 | 0% | 3359.9763 | 9.954% | 30393.5002 | 6914.3145 | 20.48% | 26839.1621 | 0 | 0% | 33753.4766 | 9930.7275 | 29.42% | 23822.749 | 11807.9648 | 34.98% | 21945.5117 | 157.0941 | 0.4654% | 33596.3825
125 | Mirage | Riverside | {'Devers': 14.4} | 38337.5859 | 13857.2539 | 36.15% | 24480.332 | 63.85% | [5 empty] | 384.8106 | 1.004% | 206.3935 | 0.5384% |  | 4212.4951 | 10.99% | 0 | 0% | 3469.6104 | 9.05% | 34867.9756 | 11973.6914 | 31.23% | 26363.8945 | 9228.2549 | 24.07% | 29109.3311 | 14918.6777 | 38.91% | 23418.9082 | 11698.1934 | 30.51% | 26639.3926 | 6.8553 | 0.01788% | 38330.7307
126 | Valley (SCE) | Riverside (Exclude) | {'El Casco': 16.3, 'Lee Lake (Proposed)': 16.9} | 46.4141 | 0 | 0% | 46.4141 | 100% | [5 empty] | 0 | 0% | 0 | 0% |  | 0 | 0% | 46.4141 | 100% | 46.3323 | 99.82% | 0.081852 | 0.081853 | 0.1764% | 46.3323 | 46.4141 | 100% | 0 | 46.4141 | 100% | 0 | 2.6272 | 5.66% | 43.7869 | 0.048769 | 0.1051% | 46.3653
127 | Gold Hill | Solano | {'Pleasant Grove': 14.6, 'Placerville': 19.7} | 0 | 0 | 0% | 0 | 100% | [5 empty] | 0 | 0% | 0 | 0% |  | 0 | 0% | 0 | 0% | 0 | 0% | 0 | 0 | 0% | 0 | 0 | 0% | 0 | 0 | 0% | 0 | 0 | 0% | 0 | 0 | 0% | 0
128 | Grand Island | Solano | {'Shilo III': 14.6, 'Birds Landing': 15.0, 'Eight Mile': 16.6, 'Contra Costa': 19.1} | 232954.3281 | 22297.5293 | 9.572% | 210656.7988 | 90.43% | [5 empty] | 57916.6914 | 24.86% | 119862.1719 | 51.45% |  | 0 | 0% | 0 | 0% | 25677.2988 | 11.02% | 207277.0293 | 59922.3398 | 25.72% | 173031.9883 | 69579.375 | 29.87% | 163374.9531 | 85323.5547 | 36.63% | 147630.7734 | 975.3894 | 0.4187% | 231978.9387 | 31896.0293 | 13.69% | 201058.2988
129 | Chino | Greater_Kramer | {'Mira Loma': 6.6, 'Padua': 8.7, 'Rancho Vista': 10.3, 'Etiwanda': 10.7, 'Serrano': 13.3, 'Olinda': 14.5, 'Villa Park': 15.5, 'Walnut': 15.6, 'Lewis': 18.2, 'Rio Hondo': 18.8} | 446.0012 | 0 | 0% | 446.0012 | 100% | [5 empty] | 0 | 0% | 0 | 0% |  | 0 | 0% | 446.0012 | 100% | 301.9824 | 67.71% | 144.0188 | 144.0188 | 32.29% | 301.9824 | 144.0188 | 32.29% | 301.9824 | 446.0012 | 100% | 0 | 227.1328 | 50.93% | 218.8684 | 5.928 | 1.329% | 440.0732
130 | Kramer | Greater_Kramer (Exclude) | {} | 57249.1523 | 6222.8662 | 10.87% | 51026.2861 | 89.13% | [5 empty] | 0 | 0% | 0 | 0% |  | 0 | 0% | 0 | 0% | 30190.1113 | 52.73% | 27059.041 | 12518.2568 | 21.87% | 44730.8955 | 3404.9272 | 5.948% | 53844.2251 | 40644.9766 | 71% | 16604.1758 | 38790.2109 | 67.76% | 18458.9414 | 205.7833 | 0.3595% | 57043.369
131 | Lugo | Greater_Kramer | {'Victor': 9.6, 'Roadway': 14.7} | 57091.2461 | 6181.9482 | 10.83% | 50909.2979 | 89.17% | [5 empty] | 41.7185 | 0.07307% | 1.7313 | 0.003033% |  | 12006.4688 | 21.03% | 26673.6094 | 46.72% | 33559.7969 | 58.78% | 23531.4492 | 34498.8594 | 60.43% | 22592.3867 | 29903.8184 | 52.38% | 27187.4277 | 50077.0938 | 87.71% | 7014.1523 | 22862.9688 | 40.05% | 34228.2773 | 2394.4634 | 4.194% | 54696.7827
132 | Mira Loma | Greater_Kramer | {'Rancho Vista': 5.8, 'Etiwanda': 6.0, 'Chino': 6.6, 'Padua': 8.8, 'Vista': 14.3, 'Serrano': 17.9, 'Lee Lake (Proposed)': 19.0, 'San Bernardino': 19.3} | 1037.8887 | 0 | 0% | 1037.8887 | 100% | [5 empty] | 0 | 0% | 0 | 0% |  | 30.5995 | 2.948% | 1007.2904 | 97.05% | 893.8699 | 86.12% | 144.0188 | 371.3695 | 35.78% | 666.5191 | 421.1391 | 40.58% | 616.7495 | 1037.8887 | 100% | 0 | 771.8811 | 74.37% | 266.0076 | 8.1008 | 0.7805% | 1029.7879
133 | Padua | Greater_Kramer | {'Rancho Vista': 6.4, 'Etiwanda': 6.8, 'Chino': 8.7, 'Mira Loma': 8.8, 'Vista': 19.2, 'Walnut': 19.4, 'Rio Hondo': 19.6} | 6463.2153 | 0 | 0% | 6463.2153 | 100% | [5 empty] | 9.5614 | 0.1479% | 0 | 0% |  | 250.941 | 3.883% | 6212.2656 | 96.12% | 6359.0493 | 98.39% | 104.166 | 3893.4565 | 60.24% | 2569.7588 | 2828.2703 | 43.76% | 3634.9451 | 6463.2153 | 100% | 0 | 3794.2764 | 58.71% | 2668.939 | 632.1474 | 9.781% | 5831.0679
134 | Pisgah | Greater_Kramer | {} | 39012.1719 | 12849.1826 | 32.94% | 26162.9893 | 67.06% | [5 empty] | 360.2739 | 0.9235% | 439.4557 | 1.126% |  | 0 | 0% | 0 | 0% | 8065.6616 | 20.67% | 30946.5103 | 8566.418 | 21.96% | 30445.7539 | 9723.0703 | 24.92% | 29289.1016 | 11537.25 | 29.57% | 27474.9219 | 20074.6504 | 51.46% | 18937.5215 | 644.204 | 1.651% | 38367.9679
135 | Roadway | Greater_Kramer | {'Victor': 5.1, 'Lugo': 14.7} | 65683.0547 | 18744.6094 | 28.54% | 46938.4453 | 71.46% | [5 empty] | 37.1217 | 0.05652% | 57.3092 | 0.08725% |  | 6711.4194 | 10.22% | 0 | 0% | 22767.623 | 34.66% | 42915.4316 | 28431.5059 | 43.29% | 37251.5488 | 11470.3027 | 17.46% | 54212.752 | 37802.5352 | 57.55% | 27880.5195 | 18042.6953 | 27.47% | 47640.3594 | 429.4063 | 0.6538% | 65253.6484
136 | Tortilla | Greater_Kramer | {'Coolwater': 10.0} | 69305 | 8639.5039 | 12.47% | 60665.4961 | 87.53% | [5 empty] | 94.5182 | 0.1364% | 1080.785 | 1.559% |  | 0 | 0% | 0 | 0% | 37408.7461 | 53.98% | 31896.2539 | 29396.1484 | 42.42% | 39908.8516 | 7572.7144 | 10.93% | 61732.2856 | 50907.9961 | 73.46% | 18397.0039 | 36393.6758 | 52.51% | 32911.3242 | 1714.7306 | 2.474% | 67590.2694
137 | Victor | Greater_Kramer | {'Roadway': 5.1, 'Lugo': 9.6} | 75946.5703 | 18322.918 | 24.13% | 57623.6523 | 75.87% | [5 empty] | 59.7158 | 0.07863% | 59.0406 | 0.07774% |  | 11384.5508 | 14.99% | 13638.2246 | 17.96% | 32819.7734 | 43.21% | 43126.7969 | 43531.332 | 57.32% | 32415.2383 | 26210.834 | 34.51% | 49735.7363 | 53802.4883 | 70.84% | 22144.082 | 20956.6445 | 27.59% | 54989.9258 | 1695.6824 | 2.233% | 74250.8879
138 | Vista (SCE) | Greater_Kramer | {'San Bernardino': 5.3, 'Etiwanda': 12.4, 'Rancho Vista': 12.8, 'Mira Loma': 14.3, 'El Casco': 14.8, 'Padua': 19.2} | 1769.7355 | 0 | 0% | 1769.7355 | 100% | [5 empty] | 0 | 0% | 0 | 0% |  | 250.941 | 14.18% | 1518.7858 | 85.82% | 1769.7355 | 100% | 0 | 1127.8301 | 63.73% | 641.9054 | 1702.722 | 96.21% | 67.0134 | 1769.7355 | 100% | 0 | 1172.6847 | 66.26% | 597.0508 | 68.1733 | 3.852% | 1701.5622
139 | Encina | Greater_SD | {'Palomar': 2.9, 'San Luis Rey': 5.1, 'Escondido': 12.7, 'Penasquitos': 16.5} | 1082.6796 | 58.1733 | 5.373% | 1024.5063 | 94.63% | [5 empty] | 110.8009 | 10.23% | 0 | 0% |  | 0 | 0% | 0 | 0% | 123.2469 | 11.38% | 959.4326 | 985.3195 | 91.01% | 97.3601 | 1023.3595 | 94.52% | 59.3201 | 1023.3595 | 94.52% | 59.3201 | 17.318 | 1.6% | 1065.3616 | 243.4583 | 22.49% | 839.2213
140 | Escondido | Greater_SD | {'Palomar': 9.9, 'Encina': 12.7, 'San Luis Rey': 13.9, 'Sycamore Canyon': 15.2, 'Penasquitos': 15.5} | 229.5949 | 15.5397 | 6.768% | 214.0552 | 93.23% | [5 empty] | 0 | 0% | 0 | 0% |  | 0 | 0% | 0 | 0% | 19.465 | 8.478% | 210.1299 | 184.9008 | 80.53% | 44.694 | 214.0335 | 93.22% | 15.5614 | 214.0335 | 93.22% | 15.5614 | 0 | 0% | 229.5949 | 24.8184 | 10.81% | 204.7764
141 | Kearny | Greater_SD | {'Mission': 3.4, 'Old Town': 5.8, 'Penasquitos': 7.8, 'Sycamore Canyon': 8.3, 'Silvergate': 9.5, 'Miguel': 13.7, 'Bay Boulevard': 15.6} | 5490.4355 | 1082.1526 | 19.71% | 4408.283 | 80.29% | [5 empty] | 0 | 0% | 0 | 0% |  | 0 | 0% | 0 | 0% | 91.8068 | 1.672% | 5398.6288 | 1059.0237 | 19.29% | 4431.4119 | 4378.4893 | 79.75% | 1111.9463 | 4396.8125 | 80.08% | 1093.623 | 0 | 0% | 5490.4355 | 79.5202 | 1.448% | 5410.9154
142 | Miguel | Greater_SD | {'Bay Boulevard': 8.1, 'Otay Mesa': 8.3, 'Silvergate': 9.4, 'Mission': 11.6, 'Old Town': 13.6, 'Kearny': 13.7, 'Sycamore Canyon': 16.7, 'Suncrest': 19.7} | 5864.4678 | 978.5758 | 16.69% | 4885.892 | 83.31% | [5 empty] | 0 | 0% | 0 | 0% |  | 441.3843 | 7.526% | 5.2302 | 0.08918% | 274.4737 | 4.68% | 5589.9941 | 1285.4165 | 21.92% | 4579.0513 | 4772.7544 | 81.38% | 1091.7134 | 4791.0776 | 81.7% | 1073.3901 | 108.3384 | 1.847% | 5756.1294 | 220.6377 | 3.762% | 5643.83
143 | Mission | Greater_SD | {'Kearny': 3.4, 'Old Town': 3.4, 'Silvergate': 6.1, 'Penasquitos': 10.4, 'Sycamore Canyon': 11.1, 'Miguel': 11.6, 'Bay Boulevard': 12.3, 'Otay Mesa': 19.6} | 5508.8218 | 1088.4901 | 19.76% | 4420.3317 | 80.24% | [5 empty] | 0 | 0% | 0 | 0% |  | 0 | 0% | 0 | 0% | 91.8068 | 1.667% | 5417.015 | 1054.9795 | 19.15% | 4453.8423 | 4390.5381 | 79.7% | 1118.2837 | 4408.8613 | 80.03% | 1099.9604 | 0 | 0% | 5508.8218 | 86.932 | 1.578% | 5421.8898
144 | Old Town | Greater_SD | {'Mission': 3.4, 'Silvergate': 5.7, 'Kearny': 5.8, 'Penasquitos': 10.6, 'Bay Boulevard': 12.3, 'Miguel': 13.6, 'Sycamore Canyon': 14.0} | 5514.3452 | 1090.1716 | 19.77% | 4424.1736 | 80.23% | [5 empty] | 0 | 0% | 0 | 0% |  | 0 | 0% | 0 | 0% | 91.8068 | 1.665% | 5422.5384 | 1058.8218 | 19.2% | 4455.5234 | 4394.3804 | 79.69% | 1119.9648 | 4412.7036 | 80.02% | 1101.6416 | 0 | 0% | 5514.3452 | 87.3034 | 1.583% | 5427.0418
145 | Penasquitos | Greater_SD | {'Kearny': 7.8, 'Mission': 10.4, 'Old Town': 10.6, 'Sycamore Canyon': 10.9, 'Palomar': 14.6, 'Escondido': 15.5, 'Silvergate': 16.0, 'Encina': 16.5} | 1971.821 | 748.0465 | 37.94% | 1223.7745 | 62.06% | [5 empty] | 0 | 0% | 0 | 0% |  | 0 | 0% | 0 | 0% | 51.785 | 2.626% | 1920.0361 | 255.4878 | 12.96% | 1716.3332 | 1222.5181 | 62% | 749.303 | 1222.5181 | 62% | 749.303 | 0 | 0% | 1971.821 | 29.39 | 1.491% | 1942.431
146 | San Luis Rey | Greater_SD | {'Encina': 5.1, 'Palomar': 6.7, 'Escondido': 13.9, 'San Onofre': 16.8} | 1033.1699 | 59.9713 | 5.805% | 973.1986 | 94.2% | [5 empty] | 110.8009 | 10.72% | 0 | 0% |  | 0 | 0% | 0 | 0% | 120.9469 | 11.71% | 912.223 | 928.4829 | 89.87% | 104.687 | 971.691 | 94.05% | 61.4789 | 971.691 | 94.05% | 61.4789 | 18.0543 | 1.747% | 1015.1157 | 235.6818 | 22.81% | 797.4881
147 | Sycamore Canyon | Greater_SD | {'Kearny': 8.3, 'Penasquitos': 10.9, 'Mission': 11.1, 'Old Town': 14.0, 'Escondido': 15.2, 'Silvergate': 16.6, 'Miguel': 16.7} | 111.7165 | 26.604 | 23.81% | 85.1125 | 76.19% | [5 empty] | 0 | 0% | 0 | 0% |  | 0 | 0% | 0 | 0% | 8.7951 | 7.873% | 102.9215 | 64.8963 | 58.09% | 46.8202 | 84.9897 | 76.08% | 26.7268 | 84.9897 | 76.08% | 26.7268 | 0 | 0% | 111.7165 | 8.5876 | 7.687% | 103.129
148 | Talega | Greater_SD | {'San Onofre': 5.8, 'Capistrano': 6.8, 'Margarita': 7.4, 'Trabuco': 9.6, 'Viejo': 15.3, 'Santiago': 18.5} | 966.397 | 119.039 | 12.32% | 847.358 | 87.68% | [5 empty] | 0 | 0% | 0 | 0% |  | 48.0182 | 4.969% | 0 | 0% | 0 | 0% | 966.397 | 342.4225 | 35.43% | 623.9745 | 844.9465 | 87.43% | 121.4505 | 844.9465 | 87.43% | 121.4505 | 18.0543 | 1.868% | 948.3427 | 17.747 | 1.836% | 948.65
149 | Martin | Peninsula_Monterey | {'East Shore': 16.9} | 24335.8242 | 7440.8809 | 30.58% | 16894.9434 | 69.42% | [5 empty] | 70.4572 | 0.2895% | 165.9819 | 0.682% |  | 508.5446 | 2.09% | 7111.9097 | 29.22% | 6914.9814 | 28.41% | 17420.8428 | 11378.6484 | 46.76% | 12957.1758 | 15742.9893 | 64.69% | 8592.835 | 16446.7676 | 67.58% | 7889.0566 | 5761.5493 | 23.68% | 18574.2749 | 1466.5538 | 6.026% | 22869.2704
150 | Bellota | Solano | {'Rancho Seco - Bellota (Proposed)': 8.2, 'Lockeford': 10.7, 'Camanche': 13.7, 'Weber': 14.0, 'Riverbank': 18.0, 'Stagg': 18.3, 'Ripon': 19.3} | 82815.1562 | 26584.4766 | 32.1% | 56230.6797 | 67.9% | [5 empty] | 44606.418 | 53.86% | 11913.2793 | 14.39% |  | 912.7952 | 1.102% | 0 | 0% | 47840.4688 | 57.77% | 34974.6875 | 2986.4707 | 3.606% | 79828.6855 | 16589.1797 | 20.03% | 66225.9766 | 54520.3438 | 65.83% | 28294.8125 | 11951.7637 | 14.43% | 70863.3926 | 4370.9238 | 5.278% | 78444.2324
151 | Ripon | Solano | {'Vierra': 7.6, 'Weber': 12.4, 'Westley': 12.6, 'Riverbank': 13.1, 'Warnerville': 18.8, 'Bellota': 19.3, 'Stagg': 19.7} | 154592.1094 | 62520.7031 | 40.44% | 92071.4062 | 59.56% | [5 empty] | 48223.3555 | 31.19% | 93181.9609 | 60.28% |  | 0 | 0% | 0 | 0% | 67497.6875 | 43.66% | 87094.4219 | 7471.2759 | 4.833% | 147120.8335 | 8865.2598 | 5.735% | 145726.8496 | 69845.3594 | 45.18% | 84746.75 | 0 | 0% | 154592.1094 | 4198.02 | 2.716% | 150394.0894
152 | Lockeford | Solano | {'Rancho Seco - Bellota (Proposed)': 9.0, 'Camanche': 9.9, 'Bellota': 10.7, 'Eight Mile': 12.5, 'Stagg': 13.4, 'Weber': 14.3} | 26116.4727 | 15255.0215 | 58.41% | 10861.4512 | 41.59% | [5 empty] | 5336.6724 | 20.43% | 17938.748 | 68.69% |  | 0 | 0% | 0 | 0% | 0 | 0% | 26116.4727 | 4996.8306 | 19.13% | 21119.6421 | 5777.0684 | 22.12% | 20339.4043 | 5777.0684 | 22.12% | 20339.4043 | 0 | 0% | 26116.4727 | 1519.4019 | 5.818% | 24597.0708
153 | Stagg | Solano | {'Eight Mile': 4.8, 'Weber': 7.7, 'Lockeford': 13.4, 'Vierra': 14.0, 'Bellota': 18.3, 'Brentwood': 18.6, 'Kelso': 19.3, 'Ripon': 19.7, 'Delta Switching Yard': 19.9} | 150579.1719 | 15499.7969 | 10.29% | 135079.375 | 89.71% | [5 empty] | 12690.5527 | 8.428% | 116706.5156 | 77.51% |  | 0 | 0% | 0 | 0% | 29787.8184 | 19.78% | 120791.3535 | 22963.1016 | 15.25% | 127616.0703 | 22963.1016 | 15.25% | 127616.0703 | 45049.7695 | 29.92% | 105529.4023 | 0 | 0% | 150579.1719 | 11197.2969 | 7.436% | 139381.875
154 | Weber | Solano | {'Stagg': 7.7, 'Vierra': 8.6, 'Eight Mile': 12.2, 'Ripon': 12.4, 'Bellota': 14.0, 'Lockeford': 14.3, 'Rancho Seco - Bellota (Proposed)': 19.8} | 133970.4688 | 31290.6992 | 23.36% | 102679.7695 | 76.64% | [5 empty] | 30019.5586 | 22.41% | 93651.4297 | 69.9% |  | 0 | 0% | 0 | 0% | 36264.7734 | 27.07% | 97705.6953 | 4448.1055 | 3.32% | 129522.3633 | 4654.042 | 3.474% | 129316.4268 | 39413.0117 | 29.42% | 94557.457 | 0 | 0% | 133970.4688 | 4787.751 | 3.574% | 129182.7178
155 | Carrizo Plains | Kern_Greater_Carrizo | {'Solar SS': 1.1, 'Caliente': 6.9, 'Kernridge': 17.5, 'Temblor': 19.4} | 72580.4453 | 12869.749 | 17.73% | 59710.6963 | 82.27% | [5 empty] | 68.7363 | 0.0947% | 0 | 0% |  | 12388.7021 | 17.07% | 0 | 0% | 30919.5566 | 42.6% | 41660.8887 | 2287.4119 | 3.152% | 70293.0334 | 6643.9829 | 9.154% | 65936.4624 | 35228.3633 | 48.54% | 37352.082 | 50232.625 | 69.21% | 22347.8203 | 1028.9021 | 1.418% | 71551.5432
156 | Cholame | Kern_Greater_Carrizo | {} | 83312.1875 | 10702.9629 | 12.85% | 72609.2246 | 87.15% | [5 empty] | 4743.7461 | 5.694% | 191.7172 | 0.2301% |  | 8065.7754 | 9.681% | 0 | 0% | 49088.6406 | 58.92% | 34223.5469 | 5161.6577 | 6.196% | 78150.5298 | 14787.4492 | 17.75% | 68524.7383 | 52205.3672 | 62.66% | 31106.8203 | 49084.043 | 58.92% | 34228.1445 | 801.0189 | 0.9615% | 82511.1686
157 | Mesa | Kern_Greater_Carrizo | {'Oceano': 9.7, 'Sisquoc': 11.4} | 39789.6836 | 4273.0796 | 10.74% | 35516.604 | 89.26% | [5 empty] | 1826.7477 | 4.591% | 2772.3501 | 6.968% |  | 8223.1084 | 20.67% | 16366.8877 | 41.13% | 9308.2568 | 23.39% | 30481.4268 | 465.5419 | 1.17% | 39324.1417 | 11754.4473 | 29.54% | 28035.2363 | 14661.1143 | 36.85% | 25128.5693 | 25381.4004 | 63.79% | 14408.2832 | 2993.0242 | 7.522% | 36796.6594
158 | Oceano | Kern_Greater_Carrizo | {'Mesa': 9.7, 'San Luis Obispo': 11.5, 'Mustang': 15.2, 'Diablo': 17.0} | 38783.0938 | 6330.0137 | 16.32% | 32453.0801 | 83.68% | [5 empty] | 1880.2588 | 4.848% | 2803.7732 | 7.229% |  | 9792.4463 | 25.25% | 16561.2734 | 42.7% | 11629.0449 | 29.98% | 27154.0488 | 770.001 | 1.985% | 38013.0927 | 14255.0029 | 36.76% | 24528.0908 | 17624.2305 | 45.44% | 21158.8633 | 22482.7441 | 57.97% | 16300.3496 | 3588.0811 | 9.252% | 35195.0127
159 | San Luis Obispo | Kern_Greater_Carrizo | {'Mustang': 3.7, 'Oceano': 11.5, 'Diablo': 12.4, 'Morro Bay': 14.7} | 53233.332 | 6132.8086 | 11.52% | 47100.5234 | 88.48% | [5 empty] | 239.8115 | 0.4505% | 116.3666 | 0.2186% |  | 15175.29 | 28.51% | 36270.0508 | 68.13% | 21287.832 | 39.99% | 31945.5 | 9932.7441 | 18.66% | 43300.5879 | 27875.9102 | 52.37% | 25357.4219 | 34427.4727 | 64.67% | 18805.8594 | 34721.3008 | 65.22% | 18512.0312 | 3663.1821 | 6.881% | 49570.1499
160 | Templeton | Kern_Greater_Carrizo | {'Morro Bay': 15.9, 'Mustang': 16.7} | 116782.8047 | 38121.1172 | 32.64% | 78661.6875 | 67.36% | [5 empty] | 10206.9678 | 8.74% | 2561.2522 | 2.193% |  | 45370.2227 | 38.85% | 32853.457 | 28.13% | 40427.9062 | 34.62% | 76354.8984 | 22312.1758 | 19.11% | 94470.6289 | 38747.5586 | 33.18% | 78035.2461 | 57876.5117 | 49.56% | 58906.293 | 48685.957 | 41.69% | 68096.8477 | 5709.5967 | 4.889% | 111073.208
161 | Sisquoc | Kern_Greater_Carrizo | {'Mesa': 11.4, 'Cabrillo': 17.3} | 36391.3398 | 1879.2528 | 5.164% | 34512.087 | 94.84% | [5 empty] | 1611.1577 | 4.427% | 1999.2719 | 5.494% |  | 18378.6816 | 50.5% | 9892.7627 | 27.18% | 16309.6592 | 44.82% | 20081.6807 | 1294.2246 | 3.556% | 35097.1152 | 16831.6738 | 46.25% | 19559.666 | 24645.7988 | 67.72% | 11745.541 | 22682.875 | 62.33% | 13708.4648 | 943.9698 | 2.594% | 35447.3701
162 | Goleta | Kern_Greater_Carrizo | {} | 10313.041 | 1825.4426 | 17.7% | 8487.5984 | 82.3% | [5 empty] | 699.3289 | 6.781% | 264.9263 | 2.569% |  | 4134.4385 | 40.09% | 3297.0044 | 31.97% | 6885.959 | 66.77% | 3427.082 | 148.1811 | 1.437% | 10164.8599 | 868.6819 | 8.423% | 9444.3591 | 7754.6411 | 75.19% | 2558.3999 | 3110.2341 | 30.16% | 7202.8069 | 643.6979 | 6.242% | 9669.3431
163 | Schulte Switching Station | Peninsula_Monterey | {'Los Esteros': 3.7, 'Newark': 8.7, 'Hicks': 10.3, 'Coyote': 15.7, 'Metcalf': 15.7, 'East Shore': 19.3} | 6601.7212 | 490.5289 | 7.43% | 6111.1923 | 92.57% | [5 empty] | 93.6666 | 1.419% | 8.8494 | 0.134% |  | 2275.8589 | 34.47% | 3221.6125 | 48.8% | 4709.439 | 71.34% | 1892.2822 | 1225.5347 | 18.56% | 5376.1865 | 4274.2324 | 64.74% | 2327.4888 | 5375.5723 | 81.43% | 1226.1489 | 2310.48 | 35% | 4291.2412 | 1042.2538 | 15.79% | 5559.4674
164 | Hicks | Peninsula_Monterey | {'Coyote': 8.5, 'Metcalf': 8.8, 'Schulte Switching Station': 10.3, 'Los Esteros': 13.5, 'Newark': 19.0} | 9741.2754 | 453.4803 | 4.655% | 9287.795 | 95.34% | [5 empty] | 86.9817 | 0.8929% | 18.1265 | 0.1861% |  | 1158.2565 | 11.89% | 8583.0322 | 88.11% | 7094.5493 | 72.83% | 2646.7261 | 46.2702 | 0.475% | 9695.0052 | 6634.1143 | 68.1% | 3107.1611 | 9122.9326 | 93.65% | 618.3428 | 4410.7183 | 45.28% | 5330.5571 | 135.7068 | 1.393% | 9605.5685
165 | Cottonwood | Northern_California | {'Jessup': 5.5} | 116583.7031 | 36285.5469 | 31.12% | 80298.1562 | 68.88% | [5 empty] | 1346.8547 | 1.155% | 1196.0924 | 1.026% |  | 103546.0469 | 88.82% | 3216.9937 | 2.759% | 43564.0039 | 37.37% | 73019.6992 | 6777.1128 | 5.813% | 109806.5903 | 4991.0264 | 4.281% | 111592.6768 | 47683.9141 | 40.9% | 68899.7891 | 52151.5781 | 44.73% | 64432.125 | 5381.0439 | 4.616% | 111202.6592
166 | Jessup | Northern_California | {'Cottonwood': 5.5} | 96912.8438 | 28884.3477 | 29.8% | 68028.4961 | 70.2% | [5 empty] | 1105.2867 | 1.14% | 1158.8083 | 1.196% |  | 81201.7422 | 83.79% | 9275.8975 | 9.571% | 37962.4609 | 39.17% | 58950.3828 | 8043.2026 | 8.299% | 88869.6411 | 6498.2793 | 6.705% | 90414.5645 | 43535.2695 | 44.92% | 53377.5742 | 40646.0117 | 41.94% | 56266.832 | 3308.0481 | 3.413% | 93604.7957
167 | Round Mountain | Northern_California | {'Cove Rd': 4.9} | 177797.6875 | 15738.9336 | 8.852% | 162058.7539 | 91.15% | [5 empty] | 562.7067 | 0.3165% | 84.4565 | 0.0475% |  | 169066.0312 | 95.09% | 7407.3462 | 4.166% | 93019.3984 | 52.32% | 84778.2891 | 43753.0664 | 24.61% | 134044.6211 | 51811.1445 | 29.14% | 125986.543 | 119057.7734 | 66.96% | 58739.9141 | 126087.5 | 70.92% | 51710.1875 | 8798.4775 | 4.949% | 168999.21
168 | Carquinez | Solano | {'Martinez': 8.9, 'Tulucay': 10.9, 'Ignacio': 15.9, 'Clayton': 18.3, 'Pittsburg': 19.5} | 56051.5938 | 12366.6162 | 22.06% | 43684.9775 | 77.94% | [5 empty] | 1503.9324 | 2.683% | 2515.3582 | 4.488% |  | 18346.0859 | 32.73% | 133.1611 | 0.2376% | 17127.9629 | 30.56% | 38923.6309 | 16970.7441 | 30.28% | 39080.8496 | 24566.9629 | 43.83% | 31484.6309 | 40856.0078 | 72.89% | 15195.5859 | 12883.8838 | 22.99% | 43167.71 | 10573.3887 | 18.86% | 45478.2051
169 | Peabody | Solano | {'Vaca Dixon': 8.4, 'Shilo III': 10.5, 'Birds Landing': 13.5, 'Tulucay': 16.3, 'Putah Creek': 16.4, 'Pittsburg': 17.6} | 136183.0938 | 31458.0332 | 23.1% | 104725.0605 | 76.9% | [5 empty] | 19672.334 | 14.45% | 29392.4375 | 21.58% |  | 40986.1055 | 30.1% | 0 | 0% | 59781.3438 | 43.9% | 76401.75 | 30225.6172 | 22.19% | 105957.4766 | 29861.2285 | 21.93% | 106321.8652 | 84556.6562 | 62.09% | 51626.4375 | 33292.2344 | 24.45% | 102890.8594 | 28764.8086 | 21.12% | 107418.2852
170 | Vaca Dixon | Solano | {'Peabody': 8.4, 'Putah Creek': 9.3, 'Davis': 14.2, 'Shilo III': 16.5, 'Birds Landing': 19.7} | 165205.6406 | 61585.4492 | 37.28% | 103620.1914 | 62.72% | [5 empty] | 25056.5039 | 15.17% | 71205.875 | 43.1% |  | 35059.4453 | 21.22% | 0 | 0% | 50854.7969 | 30.78% | 114350.8438 | 23189.8496 | 14.04% | 142015.791 | 23741.0547 | 14.37% | 141464.5859 | 73559.4688 | 44.53% | 91646.1719 | 26830.5625 | 16.24% | 138375.0781 | 20869.377 | 12.63% | 144336.2637
171 | Bellevue | Mendocino_Marin | {'Penngrove': 4.7, 'Fulton': 8.6, 'Lakeville': 11.3} | 73120.3047 | 4899.4248 | 6.7% | 68220.8799 | 93.3% | [5 empty] | 5951.6328 | 8.14% | 1400.1028 | 1.915% |  | 37407.6406 | 51.16% | 25898.6484 | 35.42% | 46470.9648 | 63.55% | 26649.3398 | 18873.1074 | 25.81% | 54247.1973 | 43243.7539 | 59.14% | 29876.5508 | 61824.6836 | 84.55% | 11295.6211 | 50647.8398 | 69.27% | 22472.4648 | 4359.52 | 5.962% | 68760.7847
172 | Cloverdale | Mendocino_Marin | {'Eagle Rock': 11.0, 'Hopland': 12.7, 'Geysers': 14.1} | 111511.0391 | 1477.3589 | 1.325% | 110033.6802 | 98.68% | [5 empty] | 2060.8198 | 1.848% | 1336.8333 | 1.199% |  | 65544.0625 | 58.78% | 42946.832 | 38.51% | 84439.8203 | 75.72% | 27071.2188 | 35840.7656 | 32.14% | 75670.2734 | 63717.7695 | 57.14% | 47793.2695 | 100578.3047 | 90.2% | 10932.7344 | 79802.8906 | 71.57% | 31708.1484 | 1058.8346 | 0.9495% | 110452.2045
173 | Fulton | Mendocino_Marin | {'Bellevue': 8.6, 'Penngrove': 13.3, 'Geysers': 17.7, 'Lakeville': 19.6} | 35584.3828 | 5066.9556 | 14.24% | 30517.4272 | 85.76% | [5 empty] | 1195.1567 | 3.359% | 932.6992 | 2.621% |  | 3239.5059 | 9.104% | 31222.3965 | 87.74% | 18385.4629 | 51.67% | 17198.9199 | 8054.7339 | 22.64% | 27529.6489 | 18897.748 | 53.11% | 16686.6348 | 27510.1914 | 77.31% | 8074.1914 | 22181.623 | 62.34% | 13402.7598 | 772.2843 | 2.17% | 34812.0985
174 | Lakeville | Mendocino_Marin | {'Penngrove': 7.0, 'Bellevue': 11.3, 'Ignacio': 12.2, 'Tulucay': 17.0, 'Fulton': 19.6} | 64922.5391 | 1549.0239 | 2.386% | 63373.5151 | 97.61% | [5 empty] | 5477.8823 | 8.438% | 855.388 | 1.318% |  | 45257.4531 | 69.71% | 14553.374 | 22.42% | 49173.9023 | 75.74% | 15748.6367 | 17478.1035 | 26.92% | 47444.4355 | 36308.1406 | 55.93% | 28614.3984 | 57490.3828 | 88.55% | 7432.1562 | 48521.7656 | 74.74% | 16400.7734 | 4298.2588 | 6.621% | 60624.2803
175 | Penngrove | Mendocino_Marin | {'Bellevue': 4.7, 'Lakeville': 7.0, 'Fulton': 13.3, 'Ignacio': 18.2} | 75881.4375 | 2559.7053 | 3.373% | 73321.7322 | 96.63% | [5 empty] | 6105.2554 | 8.046% | 1163.9746 | 1.534% |  | 49679.6523 | 65.47% | 16413.1816 | 21.63% | 55738.3789 | 73.45% | 20143.0586 | 18484.1074 | 24.36% | 57397.3301 | 43834.0312 | 57.77% | 32047.4062 | 67300.8281 | 88.69% | 8580.6094 | 57830.2422 | 76.21% | 18051.1953 | 4621.9111 | 6.091% | 71259.5264
176 | Warnerville | Central_Valley_North_Los_Banos | {'Riverbank': 6.1, 'Ripon': 18.8, 'UltraPower Chinese Station': 19.9} | 257981.9062 | 54139.5039 | 20.99% | 203842.4023 | 79.01% | [5 empty] | 103335.8828 | 40.06% | 54168.1016 | 21% |  | 10847.8574 | 4.205% | 0 | 0% | 176164.9062 | 68.29% | 81817 | 41781.7734 | 16.2% | 216200.1328 | 81500.9141 | 31.59% | 176480.9922 | 197643.1562 | 76.61% | 60338.75 | 74758.6562 | 28.98% | 183223.25 | 20973.1934 | 8.13% | 237008.7129
177 | Riverbank | Central_Valley_North_Los_Banos | {'Warnerville': 6.1, 'Ripon': 13.1, 'Bellota': 18.0} | 233468.8125 | 67224.5547 | 28.79% | 166244.2578 | 71.21% | [5 empty] | 90153.0078 | 38.61% | 75252.5156 | 32.23% |  | 3768.7268 | 1.614% | 0 | 0% | 145753.7812 | 62.43% | 87715.0312 | 19222.1895 | 8.233% | 214246.623 | 52371.1445 | 22.43% | 181097.668 | 163197.4844 | 69.9% | 70271.3281 | 43597.7266 | 18.67% | 189871.0859 | 12847.0986 | 5.503% | 220621.7139
178 | Pease | Northern_California | {'East Marysville': 5.4, 'Olivehurst': 8.3, 'Honcut': 11.0, 'Rio Oso': 19.3} | 229497.6562 | 55823.3555 | 24.32% | 173674.3008 | 75.68% | [5 empty] | 61738.1875 | 26.9% | 101589.6953 | 44.27% |  | 53.7977 | 0.02344% | 0 | 0% | 118261.2188 | 51.53% | 111236.4375 | 32698.8887 | 14.25% | 196798.7676 | 82782.1641 | 36.07% | 146715.4922 | 168780.6406 | 73.54% | 60717.0156 | 12737.3574 | 5.55% | 216760.2988 | 20501.5098 | 8.933% | 208996.1465
179 | Rio Oso | Northern_California | {'Pleasant Grove': 11.6, 'Olivehurst': 11.6, 'East Marysville': 16.6, 'Pease': 19.3} | 143918.1094 | 43700.0664 | 30.36% | 100218.043 | 69.64% | [5 empty] | 48222.4922 | 33.51% | 64233.418 | 44.63% |  | 600.8057 | 0.4175% | 0 | 0% | 68146.6719 | 47.35% | 75771.4375 | 9316.665 | 6.474% | 134601.4443 | 52260.4023 | 36.31% | 91657.707 | 95670.7422 | 66.48% | 48247.3672 | 580.3508 | 0.4033% | 143337.7585 | 20131.5352 | 13.99% | 123786.5742
180 | Alpaugh | Central_Valley_North_Los_Banos | {'Olive': 4.6, 'Corcoran': 11.5, 'Smyrna': 17.0} | 0 | 0 | 0% | 0 | 100% | [5 empty] | 0 | 0% | 0 | 0% |  | 0 | 0% | 0 | 0% | 0 | 0% | 0 | 0 | 0% | 0 | 0 | 0% | 0 | 0 | 0% | 0 | 0 | 0% | 0 | 0 | 0% | 0
181 | Rector | Central_Valley_North_Los_Banos | {} | 0 | 0 | 0% | 0 | 100% | [5 empty] | 0 | 0% | 0 | 0% |  | 0 | 0% | 0 | 0% | 0 | 0% | 0 | 0 | 0% | 0 | 0 | 0% | 0 | 0 | 0% | 0 | 0 | 0% | 0 | 0 | 0% | 0
182 | Springville | Central_Valley_North_Los_Banos | {} | 0 | 0 | 0% | 0 | 100% | [5 empty] | 0 | 0% | 0 | 0% |  | 0 | 0% | 0 | 0% | 0 | 0% | 0 | 0 | 0% | 0 | 0 | 0% | 0 | 0 | 0% | 0 | 0 | 0% | 0 | 0 | 0% | 0
183 | Vestal | Central_Valley_North_Los_Banos | {} | 0 | 0 | 0% | 0 | 100% | [5 empty] | 0 | 0% | 0 | 0% |  | 0 | 0% | 0 | 0% | 0 | 0% | 0 | 0 | 0% | 0 | 0 | 0% | 0 | 0 | 0% | 0 | 0 | 0% | 0 | 0 | 0% | 0
184 | UltraPower Chinese Station | El_Dorado_Mariposa | {'Peoria': 2.3, 'Curtis': 11.1, 'Warnerville': 19.9} | 76688.4141 | 57.4703 | 0.07494% | 76630.9438 | 99.93% | [5 empty] | 13570.7803 | 17.7% | 2365.7214 | 3.085% |  | 13752.3301 | 17.93% | 0 | 0% | 69183.25 | 90.21% | 7505.1641 | 19473.8398 | 25.39% | 57214.5742 | 27877.1094 | 36.35% | 48811.3047 | 70681.0859 | 92.17% | 6007.3281 | 61133.1094 | 79.72% | 15555.3047 | 9794.6787 | 12.77% | 66893.7354
185 | Curtis | El_Dorado_Mariposa | {'Peoria': 10.9, 'UltraPower Chinese Station': 11.1} | 0 | 0 | 0% | 0 | 100% | [5 empty] | 0 | 0% | 0 | 0% |  | 0 | 0% | 0 | 0% | 0 | 0% | 0 | 0 | 0% | 0 | 0 | 0% | 0 | 0 | 0% | 0 | 0 | 0% | 0 | 0 | 0% | 0
186 | Peoria | El_Dorado_Mariposa | {'UltraPower Chinese Station': 2.3, 'Curtis': 10.9} | 74022.625 | 57.4703 | 0.07764% | 73965.1547 | 99.92% | [5 empty] | 10495.5947 | 14.18% | 1776.4496 | 2.4% |  | 16496.7266 | 22.29% | 0 | 0% | 67907.7266 | 91.74% | 6114.8984 | 18431.2754 | 24.9% | 55591.3496 | 26007.4219 | 35.13% | 48015.2031 | 68343.5469 | 92.33% | 5679.0781 | 60652.168 | 81.94% | 13370.457 | 8293.7881 | 11.2% | 65728.8369
187 | Moorpark | Greater_LA | {'Santa Clara': 16.2} | 27940.7617 | 1630.9641 | 5.837% | 26309.7976 | 94.16% | [5 empty] | 457.6039 | 1.638% | 2428.2747 | 8.691% |  | 1130.8591 | 4.047% | 26801.9629 | 95.92% | 21175.9727 | 75.79% | 6764.7891 | 0 | 0% | 27940.7617 | 241.5491 | 0.8645% | 27699.2126 | 21175.9727 | 75.79% | 6764.7891 | 13736.3232 | 49.16% | 14204.4385 | 3939.2952 | 14.1% | 24001.4666
188 | Santa Clara | Greater_LA | {'Mandalay': 7.5, 'Moorpark': 16.2} | 2447.6086 | 385.278 | 15.74% | 2062.3307 | 84.26% | [5 empty] | 5.6676 | 0.2316% | 3.041 | 0.1242% |  | 76.5223 | 3.126% | 0.14551 | 0.005945% | 649.1635 | 26.52% | 1798.4452 | 1376.5107 | 56.24% | 1071.0979 | 2005.2695 | 81.93% | 442.3391 | 2005.2695 | 81.93% | 442.3391 | 0 | 0% | 2447.6086 | 1134.9814 | 46.37% | 1312.6272
189 | Davis | Solano | {'Woodland': 9.3, 'Vaca Dixon': 14.2, 'Putah Creek': 14.2} | 152205.5156 | 60077.7656 | 39.47% | 92127.75 | 60.53% | [5 empty] | 29502.1426 | 19.38% | 101684.3203 | 66.81% |  | 243.895 | 0.1602% | 0 | 0% | 49379.3672 | 32.44% | 102826.1484 | 12891.1475 | 8.47% | 139314.3682 | 28588.3496 | 18.78% | 123617.166 | 63034.543 | 41.41% | 89170.9727 | 427.6646 | 0.281% | 151777.851 | 7908.0425 | 5.196% | 144297.4731
190 | Putah Creek | Solano | {'Vaca Dixon': 9.3, 'Davis': 14.2, 'Peabody': 16.4, 'Woodland': 16.7} | 146145.1875 | 55639.0508 | 38.07% | 90506.1367 | 61.93% | [5 empty] | 13370.374 | 9.149% | 66302.2188 | 45.37% |  | 47906.4102 | 32.78% | 0 | 0% | 81995.6953 | 56.11% | 64149.4922 | 10118.9609 | 6.924% | 136026.2266 | 10307.4199 | 7.053% | 135837.7676 | 86160.0156 | 58.96% | 59985.1719 | 39272.7969 | 26.87% | 106872.3906 | 5445.6045 | 3.726% | 140699.583
191 | East Marysville | Northern_California | {'Olivehurst': 5.0, 'Pease': 5.4, 'Honcut': 11.0, 'Rio Oso': 16.6} | 201126.3125 | 49920.9492 | 24.82% | 151205.3633 | 75.18% | [5 empty] | 54381.2617 | 27.04% | 86548.3906 | 43.03% |  | 612.8251 | 0.3047% | 0 | 0% | 107869.4141 | 53.63% | 93256.8984 | 17612.7852 | 8.757% | 183513.5273 | 54005.9922 | 26.85% | 147120.3203 | 145931.2969 | 72.56% | 55195.0156 | 10886.2217 | 5.413% | 190240.0908 | 23588.168 | 11.73% | 177538.1445
192 | Olivehurst | Northern_California | {'East Marysville': 5.0, 'Pease': 8.3, 'Rio Oso': 11.6, 'Honcut': 16.0} | 220340.2812 | 64620.8516 | 29.33% | 155719.4297 | 70.67% | [5 empty] | 62820.1758 | 28.51% | 105748.9062 | 47.99% |  | 1213.6309 | 0.5508% | 0 | 0% | 102901.9531 | 46.7% | 117438.3281 | 19880.6211 | 9.023% | 200459.6602 | 74327.3594 | 33.73% | 146012.9219 | 149734.9531 | 67.96% | 70605.3281 | 4924.4609 | 2.235% | 215415.8203 | 23699.916 | 10.76% | 196640.3652
193 | Morro Bay | Kern_Greater_Carrizo | {'Diablo': 10.9, 'Mustang': 12.2, 'San Luis Obispo': 14.7, 'Templeton': 15.9} | 64121.4961 | 3436.5913 | 5.359% | 60684.9048 | 94.64% | [5 empty] | 389.7694 | 0.6079% | 231.9591 | 0.3617% |  | 13486.957 | 21.03% | 40466.1406 | 63.11% | 35162.8828 | 54.84% | 28958.6133 | 18295.8828 | 28.53% | 45825.6133 | 30393.4688 | 47.4% | 33728.0273 | 47301.293 | 73.77% | 16820.2031 | 42993.9609 | 67.05% | 21127.5352 | 4624.5156 | 7.212% | 59496.9805
194 | Palomar | Greater_SD | {'Encina': 2.9, 'San Luis Rey': 6.7, 'Escondido': 9.9, 'Penasquitos': 14.6} | 1055.8424 | 56.8279 | 5.382% | 999.0145 | 94.62% | [5 empty] | 110.8009 | 10.49% | 0 | 0% |  | 0 | 0% | 0 | 0% | 123.2469 | 11.67% | 932.5955 | 964.6523 | 91.36% | 91.1901 | 998.595 | 94.58% | 57.2474 | 998.595 | 94.58% | 57.2474 | 7.805 | 0.7392% | 1048.0374 | 237.9041 | 22.53% | 817.9383
195 | Margarita | Greater_LA | {'Trabuco': 2.8, 'Capistrano': 3.4, 'Talega': 7.4, 'Viejo': 8.1, 'Santiago': 11.3, 'San Onofre': 13.1, 'Johanna': 17.2, 'Lee Lake (Proposed)': 17.2} | 921.5906 | 126.5231 | 13.73% | 795.0675 | 86.27% | [5 empty] | 0 | 0% | 0 | 0% |  | 54.0688 | 5.867% | 0 | 0% | 3.1489 | 0.3417% | 918.4417 | 302.2197 | 32.79% | 619.371 | 790.9385 | 85.82% | 130.6521 | 794.0874 | 86.16% | 127.5032 | 0 | 0% | 921.5906 | 10.7689 | 1.169% | 910.8217
196 | Huntington Beach | Greater_LA | {'Ellis': 3.4, 'Johanna': 8.6, 'Alamitos': 10.8, 'Barre': 11.2, 'Lewis': 12.1, 'Santiago': 12.2, 'Villa Park': 14.3, 'Del Amo': 15.5, 'Long Beach': 16.5, 'Serrano': 16.6, 'Harborgen': 17.0, 'Hinson': 18.5, 'Trabuco': 18.5, 'Arcogen': 19.3, 'Viejo': 19.4, 'Lighthipe': 19.8} | 6810.8379 | 1080.8033 | 15.87% | 5730.0345 | 84.13% | [5 empty] | 0 | 0% | 0 | 0% |  | 13.3603 | 0.1962% | 0 | 0% | 3.1489 | 0.04623% | 6807.689 | 1496.214 | 21.97% | 5314.6239 | 5712.9155 | 83.88% | 1097.9224 | 5716.0645 | 83.93% | 1094.7734 | 0 | 0% | 6810.8379 | 364.8352 | 5.357% | 6446.0027
197 | Los Esteros | Peninsula_Monterey | {'Schulte Switching Station': 3.7, 'Newark': 5.9, 'Hicks': 13.5, 'East Shore': 17.0, 'Coyote': 17.5, 'Metcalf': 17.5} | 9060.3447 | 60.0213 | 0.6625% | 9000.3235 | 99.34% | [5 empty] | 2.6608 | 0.02937% | 8.627 | 0.09522% |  | 6198.6011 | 68.41% | 1559.0656 | 17.21% | 7386.127 | 81.52% | 1674.2178 | 2625.8145 | 28.98% | 6434.5303 | 3737.1843 | 41.25% | 5323.1604 | 8393.3584 | 92.64% | 666.9863 | 7264.7886 | 80.18% | 1795.5562 | 1478.7911 | 16.32% | 7581.5536
198 | Birds Landing | Solano | {'Shilo III': 3.2, 'Pittsburg': 7.1, 'Contra Costa': 9.0, 'Lone Tree': 12.9, 'Peabody': 13.5, 'Clayton': 14.6, 'Grand Island': 15.0, 'Brentwood': 16.5, 'Martinez': 17.3, 'Vaca Dixon': 19.7} | 113939.4766 | 6837.1484 | 6.001% | 107102.3281 | 94% | [5 empty] | 24861.0605 | 21.82% | 31444.7324 | 27.6% |  | 3217.9836 | 2.824% | 94.524 | 0.08296% | 17778.0801 | 15.6% | 96161.3965 | 47882.082 | 42.02% | 66057.3945 | 42925.0039 | 37.67% | 71014.4727 | 60327.6992 | 52.95% | 53611.7773 | 4956.3403 | 4.35% | 108983.1362 | 34556.6484 | 30.33% | 79382.8281
199 | Cayetano | Solano | {'Delta Switching Yard': 9.3, 'Kelso': 10.0, 'Green Ridge Midway': 10.1, 'Tesla': 11.4, 'Brentwood': 13.5, 'Lone Tree': 14.4, 'Clayton': 17.8, 'Contra Costa': 18.0} | 75204.8359 | 1802.3883 | 2.397% | 73402.4476 | 97.6% | [5 empty] | 3912.5496 | 5.203% | 7071.3398 | 9.403% |  | 21768.6074 | 28.95% | 11478.5518 | 15.26% | 52539.3945 | 69.86% | 22665.4414 | 54212.9766 | 72.09% | 20991.8594 | 57629.6211 | 76.63% | 17575.2148 | 65667.3125 | 87.32% | 9537.5234 | 27153.1309 | 36.11% | 48051.7051 | 4424.2363 | 5.883% | 70780.5996
200 | Silvergate | Greater_SD | {'Old Town': 5.7, 'Mission': 6.1, 'Bay Boulevard': 6.6, 'Miguel': 9.4, 'Kearny': 9.5, 'Otay Mesa': 15.9, 'Penasquitos': 16.0, 'Sycamore Canyon': 16.6} | 6054.958 | 1099.4969 | 18.16% | 4955.4611 | 81.84% | [5 empty] | 0 | 0% | 0 | 0% |  | 178.5178 | 2.948% | 0 | 0% | 141.2924 | 2.334% | 5913.6656 | 1489.932 | 24.61% | 4565.026 | 4923.8184 | 81.32% | 1131.1396 | 4942.1416 | 81.62% | 1112.8164 | 0 | 0% | 6054.958 | 192.7757 | 3.184% | 5862.1823
201 | Richmond | Northern_California | {'Leavitt': 7.1} | 186720.0625 | 36502.4336 | 19.55% | 150217.6289 | 80.45% | [5 empty] | 1449.6506 | 0.7764% | 0 | 0% |  | 183844.6406 | 98.46% | 0 | 0% | 66826.4766 | 35.79% | 119893.5859 | 24754.1621 | 13.26% | 161965.9004 | 23456.7617 | 12.56% | 163263.3008 | 89887.9062 | 48.14% | 96832.1562 | 117061.7812 | 62.69% | 69658.2812 | 13320.4424 | 7.134% | 173399.6201
202 | Rancho Vista | Greater_Kramer | {'Etiwanda': 0.4, 'Mira Loma': 5.8, 'Padua': 6.4, 'Chino': 10.3, 'Vista': 12.8, 'San Bernardino': 17.0} | 6831.3872 | 0 | 0% | 6831.3872 | 100% | [5 empty] | 9.5614 | 0.14% | 0 | 0% |  | 250.941 | 3.673% | 6580.4375 | 96.33% | 6694.1914 | 97.99% | 137.1958 | 4464.5889 | 65.35% | 2366.7983 | 2879.3569 | 42.15% | 3952.0303 | 6831.3872 | 100% | 0 | 3738.3804 | 54.72% | 3093.0068 | 580.694 | 8.5% | 6250.6932
203 | Hilltop | Northern_California | {} | 232746.25 | 10434.4355 | 4.483% | 222311.8145 | 95.52% | [5 empty] | 1019.069 | 0.4378% | 893.9867 | 0.3841% |  | 59129.2539 | 25.41% | 0 | 0% | 128591.9219 | 55.25% | 104154.3281 | 21569.4863 | 9.267% | 211176.7637 | 17222.0508 | 7.399% | 215524.1992 | 144742 | 62.19% | 88004.25 | 206938.8594 | 88.91% | 25807.3906 | 23798.7422 | 10.23% | 208947.5078
204 | Thermalito | Northern_California | {'Table Mountain': 2.9, 'Wyandotte': 5.1, 'Palermo': 7.4, 'Honcut': 13.5} | 172875.4375 | 22951.9746 | 13.28% | 149923.4629 | 86.72% | [5 empty] | 90556.1484 | 52.38% | 27300.0801 | 15.79% |  | 16027.9473 | 9.271% | 5610.5337 | 3.245% | 105595.7656 | 61.08% | 67279.6719 | 29571.8398 | 17.11% | 143303.5977 | 83798.9688 | 48.47% | 89076.4688 | 149102.4844 | 86.25% | 23772.9531 | 12447.3877 | 7.2% | 160428.0498 | 27565.4922 | 15.95% | 145309.9453
205 | Martinez | Solano | {'Carquinez': 8.9, 'Clayton': 9.4, 'Pittsburg': 12.0, 'Birds Landing': 17.3, 'Tulucay': 18.1, 'Shilo III': 18.1, 'Contra Costa': 18.2} | 51293.7773 | 8551.7344 | 16.67% | 42742.043 | 83.33% | [5 empty] | 835.0863 | 1.628% | 357.8147 | 0.6976% |  | 12178.0742 | 23.74% | 980.269 | 1.911% | 14785.3428 | 28.82% | 36508.4346 | 22340.2266 | 43.55% | 28953.5508 | 24976.4062 | 48.69% | 26317.3711 | 39460.0742 | 76.93% | 11833.7031 | 8238.2559 | 16.06% | 43055.5215 | 16464.875 | 32.1% | 34828.9023
206 | Lone Tree | Solano | {'Contra Costa': 3.9, 'Brentwood': 4.9, 'Pittsburg': 9.7, 'Clayton': 11.4, 'Delta Switching Yard': 12.6, 'Birds Landing': 12.9, 'Kelso': 13.4, 'Cayetano': 14.4, 'Shilo III': 16.1, 'Green Ridge Midway': 17.9, 'Tesla': 19.3} | 94475.7812 | 2126.5474 | 2.251% | 92349.2339 | 97.75% | [5 empty] | 13394.7324 | 14.18% | 25582.3301 | 27.08% |  | 18437.6914 | 19.52% | 6490.4512 | 6.87% | 38004.8008 | 40.23% | 56470.9805 | 53728.2969 | 56.87% | 40747.4844 | 51296.7148 | 54.3% | 43179.0664 | 65282.7773 | 69.1% | 29193.0039 | 10263.8486 | 10.86% | 84211.9326 | 18346.5078 | 19.42% | 76129.2734
207 | Delta PP | Solano | {'Kelso': 1.0, 'Green Ridge Midway': 5.4, 'Tesla': 6.8, 'Brentwood': 8.7, 'Cayetano': 9.3, 'Lone Tree': 12.6, 'Contra Costa': 16.3, 'Vierra': 18.9, 'Stagg': 19.9} | 147275.9375 | 2049.0188 | 1.391% | 145226.9187 | 98.61% | [5 empty] | 8334.2246 | 5.659% | 66213.7422 | 44.96% |  | 19872.9199 | 13.49% | 5899.624 | 4.006% | 71447.1875 | 48.51% | 75828.75 | 59417.7266 | 40.34% | 87858.2109 | 60215.5156 | 40.89% | 87060.4219 | 82849.7656 | 56.25% | 64426.1719 | 27462.5371 | 18.65% | 119813.4004 | 9316.0908 | 6.326% | 137959.8467
208 | Green Ridge Midway | Solano | {'Tesla': 1.6, 'Kelso': 5.0, 'Delta Switching Yard': 5.4, 'Cayetano': 10.1, 'Brentwood': 14.2, 'Vierra': 17.8, 'Lone Tree': 17.9} | 145173.375 | 1557.0145 | 1.073% | 143616.3605 | 98.93% | [5 empty] | 7552.5347 | 5.202% | 54688.4922 | 37.67% |  | 18992.6621 | 13.08% | 2111.2954 | 1.454% | 85064.1875 | 58.59% | 60109.1875 | 57616.7383 | 39.69% | 87556.6367 | 58225.4766 | 40.11% | 86947.8984 | 94916.6328 | 65.38% | 50256.7422 | 40555.2109 | 27.94% | 104618.1641 | 7552.5986 | 5.202% | 137620.7764
209 | Inyo | Greater_Kramer (Exclude) | {'Control': 2.2} | 20891.8145 | 3639.6997 | 17.42% | 17252.1147 | 82.58% | [5 empty] | 44.1445 | 0.2113% | 0 | 0% |  | 6715.7188 | 32.15% | 0 | 0% | 0 | 0% | 20891.8145 | 3388.103 | 16.22% | 17503.7114 | 5445.3076 | 26.06% | 15446.5068 | 5849.3354 | 28% | 15042.479 | 16083.0098 | 76.98% | 4808.8047 | 1504.8866 | 7.203% | 19386.9279
210 | Control | Greater_Kramer (Exclude) | {'Inyo': 2.2} | 17113.3672 | 2900.6196 | 16.95% | 14212.7476 | 83.05% | [5 empty] | 3.9303 | 0.02297% | 0 | 0% |  | 7318.1362 | 42.76% | 0 | 0% | 0 | 0% | 17113.3672 | 1623.0157 | 9.484% | 15490.3514 | 4028.8953 | 23.54% | 13084.4719 | 4084.2483 | 23.87% | 13029.1189 | 13129.2842 | 76.72% | 3984.083 | 1493.3246 | 8.726% | 15620.0426
211 | Big Creek | Central_Valley_North_Los_Banos | {} | 0 | 0 | 0% | 0 | 100% | [5 empty] | 0 | 0% | 0 | 0% |  | 0 | 0% | 0 | 0% | 0 | 0% | 0 | 0 | 0% | 0 | 0 | 0% | 0 | 0 | 0% | 0 | 0 | 0% | 0 | 0 | 0% | 0
212 | Moss Landing | Peninsula_Monterey | {} | 10923.1113 | 3287.0054 | 30.09% | 7636.106 | 69.91% | [5 empty] | 522.4167 | 4.783% | 4586.1865 | 41.99% |  | 185.329 | 1.697% | 15.4441 | 0.1414% | 461.0161 | 4.221% | 10462.0953 | 4468.4336 | 40.91% | 6454.6777 | 6669.0952 | 61.05% | 4254.0161 | 7130.1113 | 65.28% | 3793 | 199.4595 | 1.826% | 10723.6518 | 1081.974 | 9.905% | 9841.1373
213 | Cal Ave | Central_Valley_North_Los_Banos | {'Malaga': 2.8, 'West Fresno': 3.0, 'Kearney': 6.6, 'Sanger': 8.5, 'McCall': 10.2, 'Gregg': 12.5, 'Mc Mullin': 15.2, 'Borden': 18.6, 'Wahtoke': 18.7, 'Kingsburg': 18.9} | 129154.7109 | 123245.5312 | 95.42% | 5909.1797 | 4.575% | [5 empty] | 31088.8555 | 24.07% | 91256.0078 | 70.66% |  | 0 | 0% | 0 | 0% | 4223.7705 | 3.27% | 124930.9404 | 955.1005 | 0.7395% | 128199.6104 | 955.1006 | 0.7395% | 128199.6104 | 5178.8711 | 4.01% | 123975.8398 | 0 | 0% | 129154.7109 | 878.7667 | 0.6804% | 128275.9443
214 | Poso Mountain | Central_Valley_North_Los_Banos | {'Sycamore': 7.6, 'Kern Oil': 8.9, 'California Water': 10.0, 'Columbus': 11.1, 'Lerdo': 11.7, 'Bakersfield': 12.2, '7th Standard': 12.8, 'Westpark': 13.6, 'Magunden': 13.8, 'Rosedale': 14.3, 'Kern Power': 14.7, 'Renfro': 16.6, 'Stockdale': 17.8, 'Lamont': 18.9, 'Rio Bravo': 18.9, 'Regulus': 18.9, 'Tevis': 19.2} | 98.6709 | 0 | 0% | 98.6709 | 100% | [5 empty] | 0 | 0% | 0 | 0% |  | 98.6709 | 100% | 0 | 0% | 98.6709 | 100% | 0 | 0 | 0% | 98.6709 | 0 | 0% | 98.6709 | 98.6709 | 100% | 0 | 17.9945 | 18.24% | 80.6764 | 0 | 0% | 98.6709
215 | Walnut | Greater_LA | {'Olinda': 4.6, 'Rio Hondo': 6.9, 'Mesa (SCE)': 9.4, 'Center': 10.5, 'Laguna Bell': 11.6, 'Goodrich': 12.6, 'Del Amo': 13.9, 'Barre': 13.9, 'Lewis': 14.0, 'Villa Park': 14.9, 'Serrano': 15.4, 'Lighthipe': 15.6, 'Chino': 15.6, 'Alamitos': 18.8, 'Padua': 19.4} | 0 | 0 | 0% | 0 | 100% | [5 empty] | 0 | 0% | 0 | 0% |  | 0 | 0% | 0 | 0% | 0 | 0% | 0 | 0 | 0% | 0 | 0 | 0% | 0 | 0 | 0% | 0 | 0 | 0% | 0 | 0 | 0% | 0
216 | Chevmain | Greater_LA | {'El Segundo': 1.2, 'El Nido': 1.8, 'Redondo': 3.8, 'La Fresa': 4.6, 'La Cienega': 6.9, 'Arcogen': 10.9, 'Hinson': 11.9, 'Harborgen': 13.2, 'Lighthipe': 13.2, 'Long Beach': 13.9, 'Laguna Bell': 15.5, 'Center': 17.2, 'Del Amo': 18.0, 'Mesa (SCE)': 19.2, 'Alamitos': 19.9} | 3673.0103 | 1059.0258 | 28.83% | 2613.9845 | 71.17% | [5 empty] | 0 | 0% | 0 | 0% |  | 171.3771 | 4.666% | 12.4014 | 0.3376% | 27.8511 | 0.7583% | 3645.1591 | 124.8791 | 3.4% | 3548.1312 | 2541.6357 | 69.2% | 1131.3745 | 2569.4868 | 69.96% | 1103.5234 | 0 | 0% | 3673.0103 | 7.6199 | 0.2075% | 3665.3903
217 | Long Beach | Greater_LA | {'Harborgen': 0.9, 'Arcogen': 3.7, 'Hinson': 3.7, 'Alamitos': 7.3, 'Lighthipe': 8.4, 'Del Amo': 9.3, 'La Fresa': 9.5, 'Redondo': 11.0, 'El Nido': 12.4, 'Center': 13.2, 'Chevmain': 13.9, 'Barre': 14.3, 'El Segundo': 15.0, 'Laguna Bell': 15.2, 'Huntington Beach': 16.5, 'Ellis': 17.2, 'La Cienega': 18.4, 'Lewis': 19.0, 'Mesa (SCE)': 19.8} | 7501.6582 | 2302.2012 | 30.69% | 5199.457 | 69.31% | [5 empty] | 0 | 0% | 0 | 0% |  | 136.4639 | 1.819% | 0 | 0% | 10.7529 | 0.1433% | 7490.9053 | 699.8162 | 9.329% | 6801.842 | 5142.2021 | 68.55% | 2359.4561 | 5152.9551 | 68.69% | 2348.7031 | 0 | 0% | 7501.6582 | 32.5015 | 0.4333% | 7469.1567
218 | Pit 1 | Northern_California | {} | 59043.8789 | 10068.249 | 17.05% | 48975.6299 | 82.95% | [5 empty] | 322.8922 | 0.5469% | 0 | 0% |  | 56555.7383 | 95.79% | 0 | 0% | 17747.418 | 30.06% | 41296.4609 | 5497.4312 | 9.311% | 53546.4478 | 3746.6082 | 6.345% | 55297.2708 | 21225.5059 | 35.95% | 37818.373 | 41299.3477 | 69.95% | 17744.5312 | 1257.8486 | 2.13% | 57786.0303
219 | Cove Rd | Northern_California | {'Round Mountain': 4.9} | 176448.8125 | 15885.9619 | 9.003% | 160562.8506 | 91% | [5 empty] | 540.2932 | 0.3062% | 84.4565 | 0.04786% |  | 167828.1094 | 95.11% | 7407.3462 | 4.198% | 86845.4141 | 49.22% | 89603.3984 | 41578.8789 | 23.56% | 134869.9336 | 44756.8789 | 25.37% | 131691.9336 | 113522.1641 | 64.34% | 62926.6484 | 122533.8125 | 69.44% | 53915 | 8292.8086 | 4.7% | 168156.0039
220 | Drum | Northern_California | {'Brunswick': 14.5} | 50346.8711 | 10602.6064 | 21.06% | 39744.2646 | 78.94% | [5 empty] | 6.2271 | 0.01237% | 0 | 0% |  | 34839.207 | 69.2% | 4677.125 | 9.29% | 8246.2734 | 16.38% | 42100.5977 | 9230.126 | 18.33% | 41116.7451 | 4659.5674 | 9.255% | 45687.3037 | 18288.0566 | 36.32% | 32058.8145 | 29375.8184 | 58.35% | 20971.0527 | 2349.9641 | 4.668% | 47996.907
221 | Vierra | Solano | {'Ripon': 7.6, 'Weber': 8.6, 'Stagg': 14.0, 'Westley': 15.5, 'Tesla': 17.0, 'Green Ridge Midway': 17.8, 'Kelso': 18.0, 'Delta Switching Yard': 18.9, 'Eight Mile': 18.9} | 175771.1719 | 46067.5391 | 26.21% | 129703.6328 | 73.79% | [5 empty] | 29285.0605 | 16.66% | 127660.4141 | 72.63% |  | 0 | 0% | 0 | 0% | 53482.207 | 30.43% | 122288.9648 | 12222.6484 | 6.954% | 163548.5234 | 9525.0742 | 5.419% | 166246.0977 | 58089 | 33.05% | 117682.1719 | 1533.9137 | 0.8727% | 174237.2582 | 5542.7192 | 3.153% | 170228.4526
222 | Coyote | Peninsula_Monterey | {'Metcalf': 0.3, 'Hicks': 8.5, 'Schulte Switching Station': 15.7, 'Los Esteros': 17.5} | 21923.3672 | 16.6097 | 0.07576% | 21906.7575 | 99.92% | [5 empty] | 0.58794 | 0.002682% | 0 | 0% |  | 18475.8086 | 84.27% | 3447.5588 | 15.73% | 18607.3457 | 84.87% | 3316.0215 | 7158.0889 | 32.65% | 14765.2783 | 10458.4795 | 47.7% | 11464.8877 | 20495.5137 | 93.49% | 1427.8535 | 19600.7129 | 89.41% | 2322.6543 | 370.5082 | 1.69% | 21552.859
223 | Metcalf | Peninsula_Monterey | {'Coyote': 0.3, 'Hicks': 8.8, 'Schulte Switching Station': 15.7, 'Los Esteros': 17.5} | 22702.4863 | 16.6097 | 0.07316% | 22685.8766 | 99.93% | [5 empty] | 0.58794 | 0.00259% | 0 | 0% |  | 19427.3516 | 85.57% | 3275.1348 | 14.43% | 19558.8887 | 86.15% | 3143.5977 | 7182.2603 | 31.64% | 15520.2261 | 10310.2266 | 45.41% | 12392.2598 | 21274.6328 | 93.71% | 1427.8535 | 20552.2559 | 90.53% | 2150.2305 | 387.1073 | 1.705% | 22315.3791
224 | Diablo | Kern_Greater_Carrizo | {'Morro Bay': 10.9, 'San Luis Obispo': 12.4, 'Mustang': 12.9, 'Oceano': 17.0} | 21354.832 | 2124.4192 | 9.948% | 19230.4128 | 90.05% | [5 empty] | 128.2758 | 0.6007% | 25.7776 | 0.1207% |  | 5562.1895 | 26.05% | 12936.1523 | 60.58% | 4102.7295 | 19.21% | 17252.1025 | 1452.6173 | 6.802% | 19902.2147 | 13080.8291 | 61.25% | 8274.0029 | 13884.6787 | 65.02% | 7470.1533 | 12955.459 | 60.67% | 8399.373 | 1687.4099 | 7.902% | 19667.4221
225 | Coolwater | Greater_Kramer | {'Tortilla': 10.0} | 62647.082 | 24613.1445 | 39.29% | 38033.9375 | 60.71% | [5 empty] | 989.0437 | 1.579% | 1608.5552 | 2.568% |  | 0 | 0% | 0 | 0% | 33469.582 | 53.43% | 29177.5 | 13548.2549 | 21.63% | 49098.8271 | 6175.3403 | 9.857% | 56471.7417 | 34610.2461 | 55.25% | 28036.8359 | 21071.0977 | 33.63% | 41575.9844 | 1293.1448 | 2.064% | 61353.9373
226 | San Onofre | Greater_SD | {'Talega': 5.8, 'Capistrano': 11.8, 'Margarita': 13.1, 'Trabuco': 15.0, 'San Luis Rey': 16.8} | 1666.196 | 135.5921 | 8.138% | 1530.604 | 91.86% | [5 empty] | 110.8009 | 6.65% | 0 | 0% |  | 39.1851 | 2.352% | 0 | 0% | 63.9252 | 3.837% | 1602.2708 | 1025.743 | 61.56% | 640.453 | 1528.4146 | 91.73% | 137.7815 | 1528.4146 | 91.73% | 137.7815 | 18.0543 | 1.084% | 1648.1418 | 221.5146 | 13.29% | 1444.6814
227 | Woodland | Solano | {'Davis': 9.3, 'Putah Creek': 16.7} | 176401.8125 | 55959.1484 | 31.72% | 120442.6641 | 68.28% | [5 empty] | 29738.0176 | 16.86% | 117118.6562 | 66.39% |  | 23.4148 | 0.01327% | 0 | 0% | 97058.8516 | 55.02% | 79342.9609 | 14663.043 | 8.312% | 161738.7695 | 54330.6172 | 30.8% | 122071.1953 | 118315.7188 | 67.07% | 58086.0938 | 701.1349 | 0.3975% | 175700.6776 | 6896.3579 | 3.909% | 169505.4546
228 | Donnells PP | El_Dorado_Mariposa | {} | 62201.8633 | 14695.623 | 23.63% | 47506.2402 | 76.37% | [5 empty] | 0 | 0% | 0 | 0% |  | 26681.2344 | 42.89% | 837.6949 | 1.347% | 5459.9897 | 8.778% | 56741.8735 | 2539.6516 | 4.083% | 59662.2117 | 4616.4346 | 7.422% | 57585.4287 | 12238.3887 | 19.68% | 49963.4746 | 41291.9102 | 66.38% | 20909.9531 | 2430.2173 | 3.907% | 59771.646
229 | Mandalay | Greater_LA | {'Santa Clara': 7.5} | 2503.6379 | 414.5609 | 16.56% | 2089.077 | 83.44% | [5 empty] | 5.6676 | 0.2264% | 3.041 | 0.1215% |  | 100.3646 | 4.009% | 0.14551 | 0.005812% | 649.1635 | 25.93% | 1854.4745 | 1399.3221 | 55.89% | 1104.3158 | 2028.0811 | 81.01% | 475.5569 | 2028.0811 | 81.01% | 475.5569 | 0 | 0% | 2503.6379 | 1144.5587 | 45.72% | 1359.0792
230 | North Gila | Arizona | {} | 53146.9141 | 3036.5583 | 5.714% | 50110.3557 | 94.29% | [5 empty] | 1922.5428 | 3.617% | 9247.6035 | 17.4% |  | 0 | 0% | 0 | 0% | 329.7903 | 0.6205% | 52817.1237 | 29181.5859 | 54.91% | 23965.3281 | 26875.834 | 50.57% | 26271.0801 | 29238.9102 | 55.02% | 23908.0039 | 31134.9902 | 58.58% | 22011.9238 | 1737.4712 | 3.269% | 51409.4429
231 | Eight Mile | Solano | {'Stagg': 4.8, 'Weber': 12.2, 'Lockeford': 12.5, 'Grand Island': 16.6, 'Vierra': 18.9, 'Brentwood': 19.0} | 146801.6094 | 15804.6719 | 10.77% | 130996.9375 | 89.23% | [5 empty] | 15797.4668 | 10.76% | 107119.2891 | 72.97% |  | 0 | 0% | 0 | 0% | 21022.4219 | 14.32% | 125779.1875 | 30326.5488 | 20.66% | 116475.0605 | 31071.4102 | 21.17% | 115730.1992 | 44392.6836 | 30.24% | 102408.9258 | 0 | 0% | 146801.6094 | 11797.3652 | 8.036% | 135004.2441
232 | Kern Power | Central_Valley_North_Los_Banos | {'Rosedale': 1.1, 'Westpark': 3.2, 'Renfro': 3.8, 'Tevis': 4.5, '7th Standard': 4.5, 'Stockdale': 4.7, 'Bakersfield': 5.3, 'Kern Oil': 6.0, 'Sycamore': 7.8, 'Lerdo': 8.9, 'Columbus': 9.0, 'Tupman': 9.9, 'Magunden': 10.0, 'Rio Bravo': 10.2, 'California Water': 11.5, 'Norco': 13.6, 'Regulus': 14.4, 'Lamont': 14.5, 'Poso Mountain': 14.7, 'Shafter': 15.5, 'Grimway': 16.2, 'Elk Hills': 19.0} | 0 | 0 | 0% | 0 | 100% | [5 empty] | 0 | 0% | 0 | 0% |  | 0 | 0% | 0 | 0% | 0 | 0% | 0 | 0 | 0% | 0 | 0 | 0% | 0 | 0 | 0% | 0 | 0 | 0% | 0 | 0 | 0% | 0
233 | Renfro | Central_Valley_North_Los_Banos | {'Kern Power': 3.8, '7th Standard': 4.0, 'Rosedale': 4.9, 'Tevis': 5.1, 'Tupman': 6.4, 'Rio Bravo': 6.6, 'Westpark': 7.0, 'Stockdale': 7.3, 'Lerdo': 7.8, 'Kern Oil': 8.9, 'Bakersfield': 9.0, 'Norco': 10.8, 'Sycamore': 10.8, 'Shafter': 12.3, 'Columbus': 12.7, 'Magunden': 13.8, 'California Water': 15.0, 'Midway': 16.3, 'Elk Hills': 16.4, 'Poso Mountain': 16.6, 'Charca': 17.7, 'Regulus': 18.1, 'Lamont': 18.2, 'Midway - Wheeler Ridge (Proposed)': 19.3, 'Grimway': 19.7} | 0 | 0 | 0% | 0 | 100% | [5 empty] | 0 | 0% | 0 | 0% |  | 0 | 0% | 0 | 0% | 0 | 0% | 0 | 0 | 0% | 0 | 0 | 0% | 0 | 0 | 0% | 0 | 0 | 0% | 0 | 0 | 0% | 0
234 | Highwind | Tehachapi | {'Windhub': 7.1, 'Whirlwind': 16.9} | 102066.3594 | 21516.2324 | 21.08% | 80550.127 | 78.92% | [5 empty] | 69.2458 | 0.06784% | 112.9916 | 0.1107% |  | 64306.1523 | 63% | 12523.5127 | 12.27% | 37241.3047 | 36.49% | 64825.0547 | 18780.6035 | 18.4% | 83285.7559 | 34524.0195 | 33.83% | 67542.3398 | 64100.4648 | 62.8% | 37965.8945 | 51532.75 | 50.49% | 50533.6094 | 1316.2993 | 1.29% | 100750.0601
235 | Sylmar | Tehachapi | {'Saugus': 9.1, 'Pardee': 10.4, 'Gould': 18.8} | 24907.7188 | 1321.3282 | 5.305% | 23586.3905 | 94.7% | [5 empty] | 24.5727 | 0.09866% | 214.9792 | 0.8631% |  | 0 | 0% | 24907.7188 | 100% | 16232.1348 | 65.17% | 8675.584 | 0 | 0% | 24907.7188 | 2872.5164 | 11.53% | 22035.2024 | 18030.832 | 72.39% | 6876.8867 | 13632.0264 | 54.73% | 11275.6924 | 2434.2617 | 9.773% | 22473.457
236 | Westley | Central_Valley_North_Los_Banos | {'Ripon': 12.6, 'Fink (Proposed)': 14.9, 'Vierra': 15.5} | 146304.8906 | 50949.5117 | 34.82% | 95355.3789 | 65.18% | [5 empty] | 13388.8623 | 9.151% | 76492.0312 | 52.28% |  | 12236.876 | 8.364% | 0 | 0% | 86102.5625 | 58.85% | 60202.3281 | 16131.0312 | 11.03% | 130173.8594 | 26204.2031 | 17.91% | 120100.6875 | 88010.6719 | 60.16% | 58294.2188 | 41289.3086 | 28.22% | 105015.582 | 4105.6797 | 2.806% | 142199.2109
237 | GWF Hanford | Central_Valley_North_Los_Banos | {'Leprino Jct': 10.6, 'Corcoran': 12.2, 'Henrietta': 14.4, 'Mustang': 15.4, 'Kingsburg': 15.5} | 91845.4688 | 87551.5156 | 95.32% | 4293.9531 | 4.675% | [5 empty] | 48917.5938 | 53.26% | 30084.9688 | 32.76% |  | 0 | 0% | 0 | 0% | 1041.7864 | 1.134% | 90803.6824 | 0 | 0% | 91845.4688 | 92.437 | 0.1006% | 91753.0317 | 1041.7864 | 1.134% | 90803.6824 | 0 | 0% | 91845.4688 | 3407.5793 | 3.71% | 88437.8894
238 | Tevis | Central_Valley_North_Los_Banos | {'Stockdale': 3.5, 'Kern Power': 4.5, 'Rosedale': 4.9, 'Renfro': 5.1, 'Westpark': 6.3, 'Tupman': 8.3, '7th Standard': 8.3, 'Bakersfield': 8.4, 'Kern Oil': 10.3, 'Norco': 10.4, 'Rio Bravo': 11.3, 'Columbus': 12.0, 'Magunden': 12.0, 'Sycamore': 12.0, 'Lerdo': 12.5, 'California Water': 14.7, 'Regulus': 15.1, 'Lamont': 15.2, 'Elk Hills': 15.4, 'Midway - Wheeler Ridge (Proposed)': 15.8, 'Grimway': 15.9, 'Shafter': 17.1, 'Wheeler Ridge': 18.1, 'Midway': 19.1, 'Poso Mountain': 19.2} | 0 | 0 | 0% | 0 | 100% | [5 empty] | 0 | 0% | 0 | 0% |  | 0 | 0% | 0 | 0% | 0 | 0% | 0 | 0 | 0% | 0 | 0 | 0% | 0 | 0 | 0% | 0 | 0 | 0% | 0 | 0 | 0% | 0
239 | Otay Mesa | Greater_SD | {'Miguel': 8.3, 'Bay Boulevard': 11.0, 'Silvergate': 15.9, 'Mission': 19.6} | 1544.9248 | 155.2744 | 10.05% | 1389.6504 | 89.95% | [5 empty] | 0 | 0% | 0 | 0% |  | 441.3843 | 28.57% | 148.2326 | 9.595% | 227.7588 | 14.74% | 1317.166 | 905.705 | 58.62% | 639.2198 | 1300.0249 | 84.15% | 244.8999 | 1300.0249 | 84.15% | 244.8999 | 228.6965 | 14.8% | 1316.2283 | 182.1312 | 11.79% | 1362.7936
240 | Redondo | Greater_LA | {'El Nido': 3.4, 'La Fresa': 3.5, 'Chevmain': 3.8, 'El Segundo': 4.6, 'Arcogen': 8.6, 'Hinson': 9.7, 'Harborgen': 10.4, 'La Cienega': 10.5, 'Long Beach': 11.0, 'Lighthipe': 12.4, 'Laguna Bell': 16.4, 'Del Amo': 16.7, 'Center': 17.1, 'Alamitos': 17.6} | 5105.2793 | 2275.4773 | 44.57% | 2829.802 | 55.43% | [5 empty] | 0 | 0% | 0 | 0% |  | 136.4639 | 2.673% | 0 | 0% | 10.7529 | 0.2106% | 5094.5264 | 124.8791 | 2.446% | 4980.4002 | 2774.5515 | 54.35% | 2330.7278 | 2785.3044 | 54.56% | 2319.9749 | 0 | 0% | 5105.2793 | 7.0574 | 0.1382% | 5098.2219
241 | Arkansas | Greater_Imperial (Exclude) | {'Sonora': 2.7, 'IID System': 7.8} | 107432.0547 | 69062.4375 | 64.28% | 38369.6172 | 35.72% | [5 empty] | 20706.6953 | 19.27% | 67628.8516 | 62.95% |  | 0 | 0% | 0 | 0% | 5532.6113 | 5.15% | 101899.4434 | 26476.373 | 24.64% | 80955.6816 | 21904.3477 | 20.39% | 85527.707 | 32760.6074 | 30.49% | 74671.4473 | 6573.6089 | 6.119% | 100858.4458 | 3667.4041 | 3.414% | 103764.6506
242 | Cal Water | Central_Valley_North_Los_Banos | {'Columbus': 2.7, 'Magunden': 4.4, 'Sycamore': 5.5, 'Bakersfield': 6.3, 'Kern Oil': 6.9, 'Westpark': 8.5, 'Lamont': 8.9, 'Regulus': 8.9, 'Poso Mountain': 10.0, 'Rosedale': 10.5, 'Kern Power': 11.5, 'Stockdale': 11.9, 'Grimway': 12.3, '7th Standard': 13.0, 'Tevis': 14.7, 'Renfro': 15.0, 'Lerdo': 15.1} | 121.7633 | 0 | 0% | 121.7633 | 100% | [5 empty] | 0 | 0% | 0 | 0% |  | 121.7633 | 100% | 0 | 0% | 121.7633 | 100% | 0 | 0 | 0% | 121.7633 | 0 | 0% | 121.7633 | 121.7633 | 100% | 0 | 18.0286 | 14.81% | 103.7347 | 0 | 0% | 121.7633
243 | Grimway | Central_Valley_North_Los_Banos | {'Lamont': 3.4, 'Regulus': 3.4, 'Magunden': 8.6, 'Columbus': 11.3, 'California Water': 12.3, 'Bakersfield': 12.6, 'Stockdale': 12.6, 'Wheeler Ridge': 12.7, 'Westpark': 13.4, 'Rosedale': 15.2, 'Sycamore': 15.9, 'Tevis': 15.9, 'Kern Oil': 16.1, 'Kern Power': 16.2, 'Renfro': 19.7} | 5914.9839 | 1334.2617 | 22.56% | 4580.7222 | 77.44% | [5 empty] | 19.3483 | 0.3271% | 0 | 0% |  | 0 | 0% | 5914.9839 | 100% | 4491.4463 | 75.93% | 1423.5376 | 56.4164 | 0.9538% | 5858.5675 | 56.4164 | 0.9538% | 5858.5675 | 4491.4463 | 75.93% | 1423.5376 | 1115.3124 | 18.86% | 4799.6715 | 167.0156 | 2.824% | 5747.9683
244 | Viejo | Greater_LA | {'Santiago': 7.2, 'Trabuco': 7.4, 'Margarita': 8.1, 'Capistrano': 10.7, 'Johanna': 12.5, 'Lee Lake (Proposed)': 12.5, 'Serrano': 14.0, 'Villa Park': 15.1, 'Talega': 15.3, 'Ellis': 17.4, 'Lewis': 17.7, 'Huntington Beach': 19.4} | 844.5223 | 80.6477 | 9.55% | 763.8746 | 90.45% | [5 empty] | 0 | 0% | 0 | 0% |  | 14.8837 | 1.762% | 0 | 0% | 3.1489 | 0.3729% | 841.3734 | 232.3927 | 27.52% | 612.1296 | 759.7515 | 89.96% | 84.7708 | 762.9005 | 90.34% | 81.6218 | 0 | 0% | 844.5223 | 21.0062 | 2.487% | 823.5161
245 | Kelso | Solano | {'Delta Switching Yard': 1.0, 'Green Ridge Midway': 5.0, 'Tesla': 6.2, 'Brentwood': 9.3, 'Cayetano': 10.0, 'Lone Tree': 13.4, 'Contra Costa': 17.1, 'Vierra': 18.0, 'Stagg': 19.3} | 154402.0469 | 2049.0188 | 1.327% | 152353.0281 | 98.67% | [5 empty] | 8534.5615 | 5.527% | 72783.2422 | 47.14% |  | 18898.623 | 12.24% | 4789.5786 | 3.102% | 72543.7109 | 46.98% | 81858.3359 | 57517.2109 | 37.25% | 96884.8359 | 58990.5664 | 38.21% | 95411.4805 | 83425.0156 | 54.03% | 70977.0312 | 27969.8008 | 18.11% | 126432.2461 | 9354.7607 | 6.059% | 145047.2861
246 | BlytheSC 161 kV | Riverside (Exclude) | {'Colorado River': 12.6} | 83512.6953 | 12463.3691 | 14.92% | 71049.3262 | 85.08% | [5 empty] | 696.9253 | 0.8345% | 1937.2343 | 2.32% |  | 0 | 0% | 0 | 0% | 35059.9531 | 41.98% | 48452.7422 | 27838.1582 | 33.33% | 55674.5371 | 22355.752 | 26.77% | 61156.9434 | 43786.8008 | 52.43% | 39725.8945 | 55903.8359 | 66.94% | 27608.8594 | 897.6524 | 1.075% | 82615.0429
247 | Windhub | Tehachapi | {'Highwind': 7.1, 'Whirlwind': 15.0} | 107286.4141 | 29029.1602 | 27.06% | 78257.2539 | 72.94% | [5 empty] | 59.9187 | 0.05585% | 1231.7916 | 1.148% |  | 41745.0156 | 38.91% | 4852.2847 | 4.523% | 46226.75 | 43.09% | 61059.6641 | 26991.3867 | 25.16% | 80295.0273 | 23597.2285 | 21.99% | 83689.1855 | 70151.3047 | 65.39% | 37135.1094 | 39091.5742 | 36.44% | 68194.8398 | 917.596 | 0.8553% | 106368.8181
248 | Camanche | Solano | {'Rancho Seco - Bellota (Proposed)': 5.8, 'Lockeford': 9.9, 'Bellota': 13.7} | 2548.2742 | 1715.4788 | 67.32% | 832.7954 | 32.68% | [5 empty] | 475.088 | 18.64% | 1427.765 | 56.03% |  | 0 | 0% | 0 | 0% | 0 | 0% | 2548.2742 | 113.1387 | 4.44% | 2435.1355 | 830.1893 | 32.58% | 1718.0848 | 830.1893 | 32.58% | 1718.0848 | 0 | 0% | 2548.2742 | 56.7529 | 2.227% | 2491.5213
249 | Whirlwind | Tehachapi | {'Antelope': 14.1, 'Windhub': 15.0, 'Highwind': 16.9} | 196853.7031 | 55835.1367 | 28.36% | 141018.5664 | 71.64% | [5 empty] | 3358.2971 | 1.706% | 3373.1775 | 1.714% |  | 95500.9844 | 48.51% | 15882.7344 | 8.068% | 56914.2891 | 28.91% | 139939.4141 | 83060.2656 | 42.19% | 113793.4375 | 60162.4258 | 30.56% | 136691.2773 | 128288.125 | 65.17% | 68565.5781 | 47465.3555 | 24.11% | 149388.3477 | 2807.0891 | 1.426% | 194046.614
250 | El Casco | Riverside (Exclude) | {'San Bernardino': 12.1, 'Vista': 14.8, 'Valley': 16.3} | 12154.5195 | 1747.5935 | 14.38% | 10406.926 | 85.62% | [5 empty] | 1.3344 | 0.01098% | 10.2302 | 0.08417% |  | 652.5178 | 5.369% | 11502.0391 | 94.63% | 5375.8574 | 44.23% | 6778.6621 | 1849.1187 | 15.21% | 10305.4009 | 5416.3438 | 44.56% | 6738.1758 | 8780.6768 | 72.24% | 3373.8428 | 7440.6191 | 61.22% | 4713.9004 | 612.7637 | 5.041% | 11541.7558
251 | Suncrest | Greater_SD | {'Suncrest - Ocotillo (Proposed)': 13.8, 'Miguel': 19.7} | 23658.709 | 224.7715 | 0.9501% | 23433.9375 | 99.05% | [5 empty] | 34.4321 | 0.1455% | 0 | 0% |  | 117.0697 | 0.4948% | 23541.6484 | 99.51% | 1593.8918 | 6.737% | 22064.8171 | 13555.1201 | 57.29% | 10103.5889 | 17614.6992 | 74.45% | 6044.0098 | 19957.5527 | 84.36% | 3701.1562 | 17694.6094 | 74.79% | 5964.0996 | 1392.9087 | 5.888% | 22265.8003
252 | Colorado River | Riverside (Exclude) | {'BlytheSC 161 kV': 12.6} | 99155.8516 | 9545.6855 | 9.627% | 89610.166 | 90.37% | [5 empty] | 476.4256 | 0.4805% | 402.7336 | 0.4062% |  | 0 | 0% | 0 | 0% | 49571.0117 | 49.99% | 49584.8398 | 43123.125 | 43.49% | 56032.7266 | 38564.1992 | 38.89% | 60591.6523 | 65413.0078 | 65.97% | 33742.8438 | 70108.8828 | 70.71% | 29046.9688 | 514.4854 | 0.5189% | 98641.3661
253 | Red bluff | Riverside (Exclude) | {'Kern': 15.1} | 49277.9883 | 20143.6953 | 40.88% | 29134.293 | 59.12% | [5 empty] | 488.6097 | 0.9915% | 0 | 0% |  | 0 | 0% | 0 | 0% | 24210.8125 | 49.13% | 25067.1758 | 5573.7939 | 11.31% | 43704.1943 | 5179.5747 | 10.51% | 44098.4136 | 24293.8145 | 49.3% | 24984.1738 | 8213.4385 | 16.67% | 41064.5498 | 531.6248 | 1.079% | 48746.3635
254 | Ocotillo Express | Greater_Imperial | {'ECO': 9.2, 'Imperial Valley': 19.2} | 36990.4492 | 5002.5181 | 13.52% | 31987.9312 | 86.48% | [5 empty] | 0 | 0% | 0 | 0% |  | 10273.0029 | 27.77% | 55.5359 | 0.1501% | 6170.8994 | 16.68% | 30819.5498 | 4968.4863 | 13.43% | 32021.9629 | 7086.8701 | 19.16% | 29903.5791 | 14066.6729 | 38.03% | 22923.7764 | 25092.8906 | 67.84% | 11897.5586 | 273.5078 | 0.7394% | 36716.9414
255 | Ivanpah | Southern_NV_Eldorado | {'Primm': 9.5} | 9024.4111 | 17.0342 | 0.1888% | 9007.3769 | 99.81% | [5 empty] | 0 | 0% | 0 | 0% |  | 0 | 0% | 0 | 0% | 4544.3477 | 50.36% | 4480.0635 | 4226.9683 | 46.84% | 4797.4429 | 538.553 | 5.968% | 8485.8582 | 5149.7168 | 57.06% | 3874.6943 | 6443.2422 | 71.4% | 2581.1689 | 0.0010862 | 1.204e-05% | 9024.41
256 | Alamitos | Greater_LA | {'Del Amo': 5.7, 'Long Beach': 7.3, 'Barre': 7.4, 'Harborgen': 7.5, 'Hinson': 8.0, 'Arcogen': 9.1, 'Lighthipe': 9.1, 'Ellis': 10.5, 'Huntington Beach': 10.8, 'Center': 11.3, 'Lewis': 11.9, 'Johanna': 14.6, 'Laguna Bell': 14.8, 'La Fresa': 15.3, 'Villa Park': 15.6, 'Olinda': 16.1, 'Redondo': 17.6, 'El Nido': 18.2, 'Serrano': 18.3, 'Mesa (SCE)': 18.8, 'Walnut': 18.8, 'Chevmain': 19.9} | 10135.6299 | 2261.3513 | 22.31% | 7874.2786 | 77.69% | [5 empty] | 0 | 0% | 0 | 0% |  | 4.585 | 0.04524% | 0 | 0% | 0 | 0% | 10135.6299 | 1464.8727 | 14.45% | 8670.7572 | 7857.5747 | 77.52% | 2278.0552 | 7857.5747 | 77.52% | 2278.0552 | 0 | 0% | 10135.6299 | 359.7454 | 3.549% | 9775.8845
257 | Shilo III | Solano | {'Birds Landing': 3.2, 'Pittsburg': 9.6, 'Peabody': 10.5, 'Contra Costa': 12.2, 'Grand Island': 14.6, 'Lone Tree': 16.1, 'Vaca Dixon': 16.5, 'Clayton': 16.9, 'Martinez': 18.1, 'Brentwood': 19.6} | 117415.75 | 8025.2275 | 6.835% | 109390.5225 | 93.17% | [5 empty] | 26777.2812 | 22.81% | 35183.3438 | 29.96% |  | 782.8908 | 0.6668% | 0 | 0% | 18105.6602 | 15.42% | 99310.0898 | 43144.0156 | 36.74% | 74271.7344 | 38778.2266 | 33.03% | 78637.5234 | 57367.7031 | 48.86% | 60048.0469 | 3495.5657 | 2.977% | 113920.1843 | 35283.1562 | 30.05% | 82132.5938
258 | ECO | Greater_Imperial | {'Ocotillo': 9.2} | 46712.7109 | 10657.6133 | 22.82% | 36055.0977 | 77.18% | [5 empty] | 8.6734 | 0.01857% | 0 | 0% |  | 35372.4141 | 75.72% | 3387.8333 | 7.252% | 9836.8408 | 21.06% | 36875.8701 | 4985.2476 | 10.67% | 41727.4634 | 16594.0645 | 35.52% | 30118.6465 | 25991.6758 | 55.64% | 20721.0352 | 22252.0078 | 47.64% | 24460.7031 | 589.3523 | 1.262% | 46123.3586
259 | IID System | Greater_Imperial (Exclude) | {'Sonora': 7.6, 'Arkansas': 7.8} | 75614.875 | 41429.8672 | 54.79% | 34185.0078 | 45.21% | [5 empty] | 9996.8164 | 13.22% | 42317.8086 | 55.96% |  | 0 | 0% | 0 | 0% | 936.5956 | 1.239% | 74678.2794 | 26495.9023 | 35.04% | 49118.9727 | 21648.1016 | 28.63% | 53966.7734 | 28858.5508 | 38.17% | 46756.3242 | 4043.3879 | 5.347% | 71571.4871 | 3115.7449 | 4.121% | 72499.1301
260 | Sonora | Greater_Imperial (Exclude) | {'Arkansas': 2.7, 'IID System': 7.6} | 78108.5781 | 48018.1445 | 61.48% | 30090.4336 | 38.52% | [5 empty] | 15937.6699 | 20.4% | 44399.0078 | 56.84% |  | 0 | 0% | 0 | 0% | 5118.7134 | 6.553% | 72989.8647 | 20019.459 | 25.63% | 58089.1191 | 16729.9883 | 21.42% | 61378.5898 | 25890.0234 | 33.15% | 52218.5547 | 5514.0933 | 7.06% | 72594.4849 | 2762.5591 | 3.537% | 75346.019
261 | Caliente | Kern_Greater_Carrizo | {'Carrizo Plains': 6.9, 'Solar SS': 8.1, 'Kernridge': 10.9, 'Temblor': 12.5} | 44579.668 | 9622.0303 | 21.58% | 34957.6377 | 78.42% | [5 empty] | 15.7151 | 0.03525% | 0 | 0% |  | 66.5067 | 0.1492% | 0 | 0% | 22673.8789 | 50.86% | 21905.7891 | 731.0173 | 1.64% | 43848.6507 | 5087.5879 | 11.41% | 39492.0801 | 25426.291 | 57.04% | 19153.377 | 29305.9355 | 65.74% | 15273.7324 | 610.8398 | 1.37% | 43968.8282
262 | Regulus | Central_Valley_North_Los_Banos | {'Lamont': 0.1, 'Grimway': 3.4, 'Magunden': 5.5, 'Columbus': 8.2, 'California Water': 8.9, 'Bakersfield': 10.1, 'Westpark': 11.3, 'Stockdale': 11.6, 'Sycamore': 12.9, 'Rosedale': 13.3, 'Kern Oil': 13.3, 'Kern Power': 14.4, 'Tevis': 15.1, 'Wheeler Ridge': 15.7, '7th Standard': 18.0, 'Renfro': 18.1, 'Poso Mountain': 18.9} | 2849.7996 | 0 | 0% | 2849.7996 | 100% | [5 empty] | 0 | 0% | 0 | 0% |  | 0 | 0% | 2849.7996 | 100% | 2849.7996 | 100% | 0 | 56.4164 | 1.98% | 2793.3832 | 56.4164 | 1.98% | 2793.3832 | 2849.7996 | 100% | 0 | 879.8696 | 30.87% | 1969.93 | 41.1484 | 1.444% | 2808.6512
263 | Geysers 12 | Mendocino_Marin | {'Eagle Rock': 6.0, 'Cloverdale': 14.1, 'Fulton': 17.7} | 90415.2344 | 2152.5422 | 2.381% | 88262.6921 | 97.62% | [5 empty] | 3938.7839 | 4.356% | 2685.9307 | 2.971% |  | 26936.2168 | 29.79% | 57832.7891 | 63.96% | 58363.6914 | 64.55% | 32051.543 | 41662.7617 | 46.08% | 48752.4727 | 70523.4141 | 78% | 19891.8203 | 86363.0547 | 95.52% | 4052.1797 | 35834.5312 | 39.63% | 54580.7031 | 1120.5471 | 1.239% | 89294.6873
264 | Solar SS | Kern_Greater_Carrizo | {'Carrizo Plains': 1.1, 'Caliente': 8.1, 'Kernridge': 18.5} | 75822.6328 | 13068.0547 | 17.24% | 62754.5781 | 82.76% | [5 empty] | 343.9488 | 0.4536% | 0 | 0% |  | 13866.9893 | 18.29% | 0 | 0% | 33274.0273 | 43.88% | 42548.6055 | 2396.1218 | 3.16% | 73426.511 | 6752.6929 | 8.906% | 69069.9399 | 37691.543 | 49.71% | 38131.0898 | 51925.6719 | 68.48% | 23896.9609 | 1127.2457 | 1.487% | 74695.3871
265 | Olive | Central_Valley_North_Los_Banos | {'Alpaugh': 4.6, 'Smyrna': 12.5, 'Corcoran': 15.9, 'Gates-Midway (Proposed)': 19.4} | 0 | 0 | 0% | 0 | 100% | [5 empty] | 0 | 0% | 0 | 0% |  | 0 | 0% | 0 | 0% | 0 | 0% | 0 | 0 | 0% | 0 | 0 | 0% | 0 | 0 | 0% | 0 | 0 | 0% | 0 | 0 | 0% | 0
266 | 7th Standard | Central_Valley_North_Los_Banos | {'Renfro': 4.0, 'Lerdo': 4.3, 'Kern Power': 4.5, 'Rosedale': 5.3, 'Kern Oil': 6.2, 'Westpark': 6.8, 'Rio Bravo': 7.3, 'Bakersfield': 8.0, 'Sycamore': 8.0, 'Tevis': 8.3, 'Stockdale': 9.2, 'Tupman': 9.8, 'Columbus': 11.2, 'Shafter': 11.7, 'Poso Mountain': 12.8, 'Magunden': 13.0, 'California Water': 13.0, 'Norco': 14.6, 'Charca': 16.0, 'Regulus': 18.0, 'Lamont': 18.1, 'Midway': 18.3} | 0 | 0 | 0% | 0 | 100% | [5 empty] | 0 | 0% | 0 | 0% |  | 0 | 0% | 0 | 0% | 0 | 0% | 0 | 0 | 0% | 0 | 0 | 0% | 0 | 0 | 0% | 0 | 0 | 0% | 0 | 0 | 0% | 0
267 | Delevan | Northern_California | {'Cortina': 17.3} | 276027.4375 | 84226.4297 | 30.51% | 191801.0078 | 69.49% | [5 empty] | 62794.3594 | 22.75% | 69628.25 | 25.23% |  | 68852.5703 | 24.94% | 0 | 0% | 79931.3125 | 28.96% | 196096.125 | 26596.832 | 9.636% | 249430.6055 | 69706.2891 | 25.25% | 206321.1484 | 140104.5625 | 50.76% | 135922.875 | 95259.8984 | 34.51% | 180767.5391 | 8873.2305 | 3.215% | 267154.207
268 | Mustang | Central_Valley_North_Los_Banos | {'San Luis Obispo': 3.7, 'Morro Bay': 12.2, 'Diablo': 12.9, 'Oceano': 15.2, 'Templeton': 16.7} | 168222.7344 | 147733.2969 | 87.82% | 20489.4375 | 12.18% | [5 empty] | 57168.5664 | 33.98% | 98932.0312 | 58.81% |  | 0 | 0% | 0 | 0% | 8384.7441 | 4.984% | 159837.9902 | 4412.1689 | 2.623% | 163810.5654 | 10402.3516 | 6.184% | 157820.3828 | 17936.084 | 10.66% | 150286.6504 | 0 | 0% | 168222.7344 | 3057.1367 | 1.817% | 165165.5977
270 | Tranquility | Central_Valley_North_Los_Banos | {'Cheney': 7.6, 'Mendota': 9.5, 'Panoche': 10.7, 'Cantua': 11.6, 'Helm': 12.7, 'Newhall': 19.6, 'Schindler': 19.7} | 201063.6562 | 137479.75 | 68.38% | 63583.9062 | 31.62% | [5 empty] | 104029.2578 | 51.74% | 79195.1797 | 39.39% |  | 0 | 0% | 0 | 0% | 47751.168 | 23.75% | 153312.4883 | 9131.417 | 4.542% | 191932.2393 | 24262.873 | 12.07% | 176800.7832 | 62378.0234 | 31.02% | 138685.6328 | 356.4774 | 0.1773% | 200707.1788 | 4827.394 | 2.401% | 196236.2622
271 | Calcite | Greater_Kramer | {'Lugo - Pisgah (Proposed)': 18.2} | 115768.3125 | 33793.5391 | 29.19% | 81974.7734 | 70.81% | [5 empty] | 1754.88 | 1.516% | 657.0425 | 0.5675% |  | 8101.5605 | 6.998% | 0 | 0% | 50729.2188 | 43.82% | 65039.0938 | 31548.9688 | 27.25% | 84219.3438 | 27968.4922 | 24.16% | 87799.8203 | 71427.0703 | 61.7% | 44341.2422 | 33295.0273 | 28.76% | 82473.2852 | 526.658 | 0.4549% | 115241.6545
272 | Trout Canyon (fka Crazy Eyes) | Southern_NV_Eldorado | {'Carpenter Canyon (fka Gamebird)': 9.1, 'Sandy': 9.4, 'Pahrump': 13.6} | 14447.4121 | 104.1813 | 0.7211% | 14343.2308 | 99.28% | [5 empty] | 0 | 0% | 0 | 0% |  | 0 | 0% | 0 | 0% | 3064.5107 | 21.21% | 11382.9014 | 48.9906 | 0.3391% | 14398.4215 | 6303.2949 | 43.63% | 8144.1172 | 7903.3052 | 54.7% | 6544.1069 | 11633.9199 | 80.53% | 2813.4922 | 0.49819 | 0.003448% | 14446.9139
273 | Delaney | Arizona | {'Palo Verde': 12.1, 'Hassayampa': 14.1} | 0 | 0 | 0% | 0 | 100% | [5 empty] | 0 | 0% | 0 | 0% |  | 0 | 0% | 0 | 0% | 0 | 0% | 0 | 0 | 0% | 0 | 0 | 0% | 0 | 0 | 0% | 0 | 0 | 0% | 0 | 0 | 0% | 0
274 | Desert View | Southern_NV_Eldorado | {} | 0 | 0 | 0% | 0 | 100% | [5 empty] | 0 | 0% | 0 | 0% |  | 0 | 0% | 0 | 0% | 0 | 0% | 0 | 0 | 0% | 0 | 0 | 0% | 0 | 0 | 0% | 0 | 0 | 0% | 0 | 0 | 0% | 0
275 | Carpenter Canyon (fka Gamebird) | Southern_NV_Eldorado | {'Pahrump': 4.5, 'Trout Canyon (fka Crazy Eyes)': 9.1, 'Vista (VEA)': 12.4, 'Sandy': 18.4} | 15958.1777 | 137.7624 | 0.8633% | 15820.4153 | 99.14% | [5 empty] | 0 | 0% | 0 | 0% |  | 0 | 0% | 0 | 0% | 3064.5107 | 19.2% | 12893.667 | 800.1089 | 5.014% | 15158.0688 | 7627.5933 | 47.8% | 8330.5845 | 9227.6035 | 57.82% | 6730.5742 | 12396.1641 | 77.68% | 3562.0137 | 110.1812 | 0.6904% | 15847.9965
276 | Hassayampa | Arizona | {'Palo Verde': 2.7, 'Delaney': 14.1} | 0 | 0 | 0% | 0 | 100% | [5 empty] | 0 | 0% | 0 | 0% |  | 0 | 0% | 0 | 0% | 0 | 0% | 0 | 0 | 0% | 0 | 0 | 0% | 0 | 0 | 0% | 0 | 0 | 0% | 0 | 0 | 0% | 0
277 | Hoodoo Wash | Arizona | {} | 0 | 0 | 0% | 0 | 100% | [5 empty] | 0 | 0% | 0 | 0% |  | 0 | 0% | 0 | 0% | 0 | 0% | 0 | 0 | 0% | 0 | 0 | 0% | 0 | 0 | 0% | 0 | 0 | 0% | 0 | 0 | 0% | 0
278 | Innovation | Southern_NV_Eldorado | {'Vista (VEA)': 18.6} | 0 | 0 | 0% | 0 | 100% | [5 empty] | 0 | 0% | 0 | 0% |  | 0 | 0% | 0 | 0% | 0 | 0% | 0 | 0 | 0% | 0 | 0 | 0% | 0 | 0 | 0% | 0 | 0 | 0% | 0 | 0 | 0% | 0
279 | Lathrop | Southern_NV_Eldorado | {'Valley (VEA)': 11.3} | 0 | 0 | 0% | 0 | 100% | [5 empty] | 0 | 0% | 0 | 0% |  | 0 | 0% | 0 | 0% | 0 | 0% | 0 | 0 | 0% | 0 | 0 | 0% | 0 | 0 | 0% | 0 | 0 | 0% | 0 | 0 | 0% | 0
280 | Mohave | Southern_NV_Eldorado | {} | 9041.1641 | 108.7472 | 1.203% | 8932.4168 | 98.8% | [5 empty] | 3527.4307 | 39.02% | 0 | 0% |  | 0 | 0% | 0 | 0% | 1259.5812 | 13.93% | 7781.5829 | 8040.7104 | 88.93% | 1000.4536 | 0 | 0% | 9041.1641 | 8040.7104 | 88.93% | 1000.4536 | 2260.0127 | 25% | 6781.1514 | 1399.355 | 15.48% | 7641.8091
281 | Pahrump | Southern_NV_Eldorado | {'Carpenter Canyon (fka Gamebird)': 4.5, 'Vista (VEA)': 8.6, 'Trout Canyon (fka Crazy Eyes)': 13.6} | 12812.5283 | 131.473 | 1.026% | 12681.0553 | 98.97% | [5 empty] | 0 | 0% | 0 | 0% |  | 0 | 0% | 0 | 0% | 3064.5107 | 23.92% | 9748.0176 | 800.1089 | 6.245% | 12012.4194 | 4483.1436 | 34.99% | 8329.3848 | 6083.1533 | 47.48% | 6729.375 | 11094.8779 | 86.59% | 1717.6504 | 109.909 | 0.8578% | 12702.6193
282 | Palo Verde | Arizona | {'Hassayampa': 2.7, 'Delaney': 12.1} | 0 | 0 | 0% | 0 | 100% | [5 empty] | 0 | 0% | 0 | 0% |  | 0 | 0% | 0 | 0% | 0 | 0% | 0 | 0 | 0% | 0 | 0 | 0% | 0 | 0 | 0% | 0 | 0 | 0% | 0 | 0 | 0% | 0
283 | Primm | Southern_NV_Eldorado | {'Ivanpah': 9.5} | 4877.4604 | 17.0342 | 0.3492% | 4860.4262 | 99.65% | [5 empty] | 0 | 0% | 0 | 0% |  | 0 | 0% | 0 | 0% | 4019.3782 | 82.41% | 858.0823 | 3630.988 | 74.44% | 1246.4724 | 536.3416 | 11% | 4341.1189 | 4553.731 | 93.36% | 323.7295 | 2348.9587 | 48.16% | 2528.5017 | 0 | 0% | 4877.4604
284 | Sloan Canyon (fka Bob) | Southern_NV_Eldorado | {'Eldorado': 5.2, 'Mead': 11.1} | 0 | 0 | 0% | 0 | 100% | [5 empty] | 0 | 0% | 0 | 0% |  | 0 | 0% | 0 | 0% | 0 | 0% | 0 | 0 | 0% | 0 | 0 | 0% | 0 | 0 | 0% | 0 | 0 | 0% | 0 | 0 | 0% | 0
285 | Valley (VEA) | Southern_NV_Eldorado | {'Lathrop': 11.3} | 2871.6292 | 0 | 0% | 2871.6292 | 100% | [5 empty] | 0 | 0% | 0 | 0% |  | 0 | 0% | 0 | 0% | 0 | 0% | 2871.6292 | 0 | 0% | 2871.6292 | 0 | 0% | 2871.6292 | 0 | 0% | 2871.6292 | 2871.6292 | 100% | 0 | 13.0398 | 0.4541% | 2858.5893
286 | Vista (VEA) | Southern_NV_Eldorado | {'Pahrump': 8.6, 'Carpenter Canyon (fka Gamebird)': 12.4, 'Innovation': 18.6} | 1048.946 | 8.076 | 0.7699% | 1040.87 | 99.23% | [5 empty] | 0 | 0% | 0 | 0% |  | 0 | 0% | 0 | 0% | 0.92708 | 0.08838% | 1048.019 | 751.1183 | 71.61% | 297.8278 | 1003.9801 | 95.71% | 44.9659 | 1004.9072 | 95.8% | 44.0388 | 598.3261 | 57.04% | 450.6199 | 109.909 | 10.48% | 939.037
287 | Bay Boulevard | Greater_SD | {'Silvergate': 6.6, 'Miguel': 8.1, 'Otay Mesa': 11.0, 'Mission': 12.3, 'Old Town': 12.3, 'Kearny': 15.6} | 6304.7812 | 1074.9424 | 17.05% | 5229.8389 | 82.95% | [5 empty] | 0 | 0% | 0 | 0% |  | 441.3843 | 7.001% | 0 | 0% | 276.1021 | 4.379% | 6028.6791 | 1621.1156 | 25.71% | 4683.6656 | 5114.7012 | 81.12% | 1190.0801 | 5133.0249 | 81.41% | 1171.7563 | 103.1082 | 1.635% | 6201.6731 | 231.1087 | 3.666% | 6073.6726
288 | Beatty | Southern_NV_Eldorado | {} | 2.8841 | 0 | 0% | 2.8841 | 100% | [5 empty] | 0 | 0% | 0 | 0% |  | 0 | 0% | 0 | 0% | 0 | 0% | 2.8841 | 0 | 0% | 2.8841 | 0 | 0% | 2.8841 | 0 | 0% | 2.8841 | 2.8841 | 100% | 0 | 0 | 0% | 2.8841
289 | Lee Lake (Proposed) | Riverside (Exclude) | {'Viejo': 12.5, 'Valley': 16.9, 'Margarita': 17.2, 'Trabuco': 18.2, 'Mira Loma': 19.0, 'Santiago': 19.2} | 0 | 0 | 0% | 0 | 100% | [5 empty] | 0 | 0% | 0 | 0% |  | 0 | 0% | 0 | 0% | 0 | 0% | 0 | 0 | 0% | 0 | 0 | 0% | 0 | 0 | 0% | 0 | 0 | 0% | 0 | 0 | 0% | 0
290 | Leprino Jct | Central_Valley_North_Los_Banos | {'Henrietta': 3.9, 'Mustang': 4.8, 'GWF Hanford Sw Sta': 10.6, 'Gates': 17.7, 'Corcoran': 17.9} | 143206.3906 | 131578.9531 | 91.88% | 11627.4375 | 8.119% | [5 empty] | 57815.8281 | 40.37% | 72119.7656 | 50.36% |  | 0 | 0% | 0 | 0% | 5887.9199 | 4.111% | 137318.4707 | 2930.511 | 2.046% | 140275.8796 | 3700.2192 | 2.584% | 139506.1714 | 8737.1289 | 6.101% | 134469.2617 | 0 | 0% | 143206.3906 | 3288.8328 | 2.297% | 139917.5579
291 | Mead | Southern_NV_Eldorado | {'Sloan Canyon (fka Bob)': 11.1, 'Eldorado': 13.3} | 0 | 0 | 0% | 0 | 100% | [5 empty] | 0 | 0% | 0 | 0% |  | 0 | 0% | 0 | 0% | 0 | 0% | 0 | 0 | 0% | 0 | 0 | 0% | 0 | 0 | 0% | 0 | 0 | 0% | 0 | 0 | 0% | 0
292 | Quinto | Central_Valley_North_Los_Banos | {'Los Banos': 5.3, 'Fink (Proposed)': 17.7} | 71306.4141 | 11135.9316 | 15.62% | 60170.4824 | 84.38% | [5 empty] | 14089.1104 | 19.76% | 4978.5537 | 6.982% |  | 4913.314 | 6.89% | 0 | 0% | 53767.0156 | 75.4% | 17539.3984 | 5008.7305 | 7.024% | 66297.6836 | 10255.9463 | 14.38% | 61050.4678 | 56877.3359 | 79.76% | 14429.0781 | 28010.1523 | 39.28% | 43296.2617 | 5400.4595 | 7.574% | 65905.9546
293 | Sandy | Southern_NV_Eldorado | {'Trout Canyon (fka Crazy Eyes)': 9.4, 'Carpenter Canyon (fka Gamebird)': 18.4} | 1796.9999 | 1565.6827 | 87.13% | 231.3171 | 12.87% | [5 empty] | 0.31003 | 0.01725% | 0 | 0% |  | 0 | 0% | 0 | 0% | 0 | 0% | 1796.9999 | 0 | 0% | 1796.9999 | 114.3139 | 6.361% | 1682.6859 | 114.3139 | 6.361% | 1682.6859 | 162.3846 | 9.036% | 1634.6153 | 19.5458 | 1.088% | 1777.454
294 | Eldorado | Southern_NV_Eldorado | {'Sloan Canyon (fka Bob)': 5.2, 'Mead': 13.3} | 0 | 0 | 0% | 0 | 100% | [5 empty] | 0 | 0% | 0 | 0% |  | 0 | 0% | 0 | 0% | 0 | 0% | 0 | 0 | 0% | 0 | 0 | 0% | 0 | 0 | 0% | 0 | 0 | 0% | 0 | 0 | 0% | 0
295 | Fink (Proposed) |  | {'Westley': 14.9, 'Quinto': 17.7} | 83052.25 | 28597.2402 | 34.43% | 54455.0098 | 65.57% | [5 empty] | 8596.0244 | 10.35% | 27873.5566 | 33.56% |  | 15693.7676 | 18.9% | 0 | 0% | 50703.1328 | 61.05% | 32349.1172 | 7320.0444 | 8.814% | 75732.2056 | 17798.8379 | 21.43% | 65253.4121 | 52540.4648 | 63.26% | 30511.7852 | 35928.8945 | 43.26% | 47123.3555 | 2439.0293 | 2.937% | 80613.2207
296 | New Sub - Gates - Midway (Proposed) | Central_Valley_North_Los_Banos | {'Arco': 8.7, 'Goose Lake': 15.8, 'Smyrna': 17.5, 'Olive': 19.4} | 0 | 0 | 0% | 0 | 100% | [5 empty] | 0 | 0% | 0 | 0% |  | 0 | 0% | 0 | 0% | 0 | 0% | 0 | 0 | 0% | 0 | 0 | 0% | 0 | 0 | 0% | 0 | 0 | 0% | 0 | 0 | 0% | 0
297 | New Sub - Rancho Seco - Bellota (Proposed) | Solano | {'Camanche': 5.8, 'Bellota': 8.2, 'Lockeford': 9.0, 'Weber': 19.8} | 5488.5391 | 2711.4351 | 49.4% | 2777.104 | 50.6% | [5 empty] | 824.5935 | 15.02% | 1674.1873 | 30.5% |  | 0 | 0% | 0 | 0% | 1424.6766 | 25.96% | 4063.8624 | 217.5504 | 3.964% | 5270.9886 | 1502.7909 | 27.38% | 3985.7482 | 2287.0874 | 41.67% | 3201.4517 | 719.8305 | 13.12% | 4768.7086 | 319.6832 | 5.825% | 5168.8559
298 | New Sub - Midway - Wheeler Ridge (Proposed) | Central_Valley_North_Los_Banos | {'Elk Hills': 9.4, 'Norco': 11.6, 'Taft': 12.1, 'Tevis': 15.8, 'Tupman': 16.0, 'Wheeler Ridge': 16.7, 'Stockdale': 17.6, 'Renfro': 19.3} | 0 | 0 | 0% | 0 | 100% | [5 empty] | 0 | 0% | 0 | 0% |  | 0 | 0% | 0 | 0% | 0 | 0% | 0 | 0 | 0% | 0 | 0 | 0% | 0 | 0 | 0% | 0 | 0 | 0% | 0 | 0 | 0% | 0
299 | New Sub - Suncrest - Ocotillo (Proposed) | Greater_Imperial | {'Suncrest': 13.8} | 85980.4766 | 13312.5244 | 15.48% | 72667.9521 | 84.52% | [5 empty] | 195.3538 | 0.2272% | 177.0258 | 0.2059% |  | 32405.2559 | 37.69% | 52271.7305 | 60.79% | 5496.0605 | 6.392% | 80484.416 | 22739.0586 | 26.45% | 63241.418 | 38929.7188 | 45.28% | 47050.7578 | 49147.918 | 57.16% | 36832.5586 | 50413.8828 | 58.63% | 35566.5938 | 2001.056 | 2.327% | 83979.4205
300 | New Sub - North Gila - IV (Proposed) | Greater_Imperial | {'High Line': 4.3, 'El Centro': 19.4} | 103714.5078 | 72598.8594 | 70% | 31115.6484 | 30% | [5 empty] | 11117.0078 | 10.72% | 63977.5586 | 61.69% |  | 0 | 0% | 0 | 0% | 3848.0977 | 3.71% | 99866.4102 | 21881.6387 | 21.1% | 81832.8691 | 21881.6387 | 21.1% | 81832.8691 | 25729.7363 | 24.81% | 77984.7715 | 10868.8633 | 10.48% | 92845.6445 | 6074.8071 | 5.857% | 97639.7007
301 | New Sub - Lugo - Pisgah (Proposed) | Greater_Kramer | {'Calcite': 18.2} | 86668.0156 | 26471.0645 | 30.54% | 60196.9512 | 69.46% | [5 empty] | 70.4992 | 0.08134% | 425.3142 | 0.4907% |  | 14027.9072 | 16.19% | 0 | 0% | 24653.3203 | 28.45% | 62014.6953 | 12778.3535 | 14.74% | 73889.6621 | 18057.1797 | 20.83% | 68610.8359 | 39344.9453 | 45.4% | 47323.0703 | 42610.3359 | 49.17% | 44057.6797 | 140.2681 | 0.1618% | 86527.7476

## LandEnv_Wind_Data_20mi
CEC provided land-use and environmental data criteria for in-state substations at a 20 mile radius for onshore wind resource potential. Note these were updated since the October Ruling version to be based on a techno-economic resource potential base using a 20% CF factor rather than 28%.
[9 empty] | Parcel info not applied for onshore wind mapping |  |  |  |  | Cropland Index not applied for onshore wind mappping
|  |  |  | Res. Potential Base (after techno-economic & protected areas exclusisons) | Res. Potential after Core Land Use Screen (Lower Implications Land) | Percentage of Base Potential w/ Lower Implications | Res. Potential excluded by Core screen (Higher Implications Land) | Percentage of Base Potential w/ Higher Implications | [5 empty] | Base Res. Potential w/ Low Cropland Index Values | Percentage of Base Potential w/ Low Cropland Index Values | Base Res. Potential w/ High Cropland Index Values | Percentage of Base Potential w/ High Cropland Index Values |  | Base Res. Potential w/ Tier 2 Fire Threat | Percentage of Base Potential w/ Tier 2 Fire Threat | Base Res. Potential w/ Tier 3 Fire Threat | Percentage of Base Potential w/ Tier 3 Fire Threat | Base Res. Potential w/ ACE Terrestrial Connectivity, 4 or 5, (High Implications) | Percentage of Base Potential w/ Terrestrial Connectivity High Implications | Base Res. Potential w/ Terrestrial Connectivity Low Implications | Base Res. Potential w/ ACE Biodiversity, 5, (High Implications) | Percentage of Base Potential w/ Biodiversity High Implications | Base Res. Potential w/ Biodiversity Low Implications | Base Res. Potential w/ ACE Irreplaceability, 4 or 5, (High Implications) | Percentage of Base Potential w/ Irreplaceability High Implications | Base Res. Potential w/ Irreplaceability Low Implications | Base Res. Potential w/ Any of the three ACE datasets High Implications | Percentage of Base Potential w/ Any of the three ACE datasets High Implications | Base Res. Potential w/ Any of the three ACE datasets Low Implications | Base Res. Potential w/ High Terrestrial Landscape Intactness | Percentage of Base Potential w/ High Terrestrial Landscape Intactness | Base Res. Potential w/ Low Terrestrial Landscape Intactness | Base Res. Potential w/ Classified as Wetlands | Percentage of Base Potential w/ Classified as Wetlands | Base Res. Potential w/ Not Classified as Wetlands
Blue columns indicate additional data calculate/added by CPUC staff in dashboard.
Distance in miles to nearby substations
OBJECTID | IRP_Substation_Name | RESOLVE_Wind_Area | Overlaps | RPB_Acres | TRP_Acres | Perc_TRP | High_Implication_Acres | Perc_HighImplication | Parcels_LT_6 | Perc_ParcLT6 | Parcels_LT_30_GT6 | Perc_ParcLT30GT6 | 10th Percentile Parcelization | LowCrop_Acres | Perc_LowCrop | HighCrop_Acres | Perc_HighCrop | Critically overdrafted basin | FT_Tier2_Acres | Perc_FT_Tier2 | FT_Tier3_Acres | Perc_FT_Tier3 | Conn45_Acres | Perc_Conn45 | Low Conn Acres | Bio5_Acres | Perc_Bio5 | Low Bio Acres | Irr45_Acres | Perc_Irr45 | Low Irr Acres | ACE_All_Acres | Perc_AllACE | Low AllACE Acres | High_Intact_Acres | Perc_HighIntact | LowIntact Acres | Wetlands_Acres | Perc_Wetlands | Not Wetlands Acres
1 | East Shore | Solano | {'Newark': 11.2, 'Martin (San Francisco H)': 16.9, 'Los Esteros': 17.0, 'Schulte Switching Station': 19.3, 'Cayetano': 20.5, 'Clayton': 23.5, 'Martinez': 26.9, 'Hicks': 29.5, 'Lone Tree': 29.5, 'Delta Switching Yard': 29.7, 'Green Ridge Midway': 29.8} | 31149.3887 | 4650.6035 | 14.93% | 26498.7852 | 85.07% | [5 empty] | 20.9994 | 0.06742% | 32.4412 | 0.1041% |  | 2665.8643 | 8.558% | 16273.0371 | 52.24% | 17911.9414 | 57.5% | 13237.4473 | 14182.3896 | 45.53% | 16966.999 | 20992.3652 | 67.39% | 10157.0234 | 25363.8828 | 81.43% | 5785.5059 | 15207.4678 | 48.82% | 15941.9209 | 3552.0461 | 11.4% | 27597.3425
2 | Newark | Solano | {'Los Esteros': 5.9, 'Schulte Switching Station': 8.7, 'East Shore': 11.2, 'Hicks': 19.0, 'Cayetano': 20.2, 'Metcalf': 23.3, 'Coyote': 23.4, 'Green Ridge Midway': 26.8, 'Martin (San Francisco H)': 27.1, 'Tesla': 27.3, 'Delta Switching Yard': 28.8, 'Kelso': 29.3} | 28944.5273 | 1918.5347 | 6.628% | 27025.9927 | 93.37% | [5 empty] | 64.7512 | 0.2237% | 8.8494 | 0.03057% |  | 13997.7109 | 48.36% | 8596.5176 | 29.7% | 21985.2266 | 75.96% | 6959.3008 | 8118.0439 | 28.05% | 20826.4834 | 13959.5576 | 48.23% | 14984.9697 | 26050.5176 | 90% | 2894.0098 | 18755.2363 | 64.8% | 10189.291 | 3088.7883 | 10.67% | 25855.739
3 | Tesla | Solano | {'Green Ridge Midway': 1.6, 'Kelso': 6.2, 'Delta Switching Yard': 6.8, 'Cayetano': 11.4, 'Brentwood': 15.5, 'Vierra': 17.0, 'Lone Tree': 19.3, 'Westley': 21.7, 'Stagg': 22.7, 'Weber': 22.8, 'Contra Costa': 23.1, 'Ripon': 23.1, 'Eight Mile': 26.0, 'Newark': 27.3, 'Clayton': 27.3, 'Los Esteros': 28.2, 'Pittsburg': 28.8} | 246350.4219 | 13403.7852 | 5.441% | 232946.6367 | 94.56% | [5 empty] | 12228.4453 | 4.964% | 100258.5938 | 40.7% |  | 38863.6406 | 15.78% | 5287.0059 | 2.146% | 137427.3281 | 55.79% | 108923.0938 | 77636.9609 | 31.51% | 168713.4609 | 83336.7266 | 33.83% | 163013.6953 | 151086.2812 | 61.33% | 95264.1406 | 79781.8047 | 32.39% | 166568.6172 | 11451.5176 | 4.648% | 234898.9043
4 | Cabrillo | Kern_Greater_Carrizo | {'Sisquoc': 17.3, 'Mesa': 25.2} | 109381.3594 | 8501.3057 | 7.772% | 100880.0537 | 92.23% | [5 empty] | 3558.7808 | 3.254% | 2707.4973 | 2.475% |  | 96812.2109 | 88.51% | 3029.3281 | 2.77% | 75909.4297 | 69.4% | 33471.9297 | 3155.8381 | 2.885% | 106225.5212 | 23907.4121 | 21.86% | 85473.9473 | 86528.5547 | 79.11% | 22852.8047 | 68483.8984 | 62.61% | 40897.4609 | 6631.605 | 6.063% | 102749.7544
5 | Honcut | Northern_California | {'Palermo': 10.1, 'Pease': 11.0, 'East Marysville': 11.0, 'Wyandotte': 12.2, 'Thermalito': 13.5, 'Olivehurst': 16.0, 'Table Mountain': 16.4, 'Rio Oso': 27.5} | 277068.2188 | 49229.2812 | 17.77% | 227838.9375 | 82.23% | [5 empty] | 109508.4688 | 39.52% | 72149.0781 | 26.04% |  | 9499.0684 | 3.428% | 1936.4113 | 0.6989% | 154224.5 | 55.66% | 122843.7188 | 50844.3359 | 18.35% | 226223.8828 | 108074.2109 | 39.01% | 168994.0078 | 222234.625 | 80.21% | 54833.5938 | 20010.8301 | 7.222% | 257057.3887 | 33333.1445 | 12.03% | 243735.0742
6 | Palermo | Northern_California | {'Wyandotte': 2.9, 'Thermalito': 7.4, 'Table Mountain': 9.7, 'Honcut': 10.1, 'East Marysville': 20.2, 'Pease': 21.1, 'Olivehurst': 25.1} | 265860.6875 | 32940.5742 | 12.39% | 232920.1133 | 87.61% | [5 empty] | 104219.9844 | 39.2% | 51630.9492 | 19.42% |  | 18792.1602 | 7.068% | 33186.2227 | 12.48% | 165788.1094 | 62.36% | 100072.5781 | 57262.3086 | 21.54% | 208598.3789 | 110401.5 | 41.53% | 155459.1875 | 228622.1094 | 85.99% | 37238.5781 | 29984.6367 | 11.28% | 235876.0508 | 36764.2734 | 13.83% | 229096.4141
7 | Table Mountain | Northern_California | {'Thermalito': 2.9, 'Wyandotte': 7.1, 'Palermo': 9.7, 'Honcut': 16.4, 'Pease': 26.6, 'East Marysville': 27.4} | 267708.0625 | 40512.0352 | 15.13% | 227196.0273 | 84.87% | [5 empty] | 105882.8281 | 39.55% | 61421.0195 | 22.94% |  | 25423.8574 | 9.497% | 28878.4707 | 10.79% | 135077.7969 | 50.46% | 132630.2656 | 60696.7656 | 22.67% | 207011.2969 | 138416.8594 | 51.7% | 129291.2031 | 220869.3125 | 82.5% | 46838.75 | 27960.1895 | 10.44% | 239747.873 | 39189.582 | 14.64% | 228518.4805
8 | Wyandotte | Northern_California | {'Palermo': 2.9, 'Thermalito': 5.1, 'Table Mountain': 7.1, 'Honcut': 12.2, 'East Marysville': 22.7, 'Pease': 23.1, 'Olivehurst': 27.6} | 270147.25 | 34856.7891 | 12.9% | 235290.4609 | 87.1% | [5 empty] | 109987.5703 | 40.71% | 48804.0352 | 18.07% |  | 21177.3438 | 7.839% | 37456.0703 | 13.87% | 160893.7812 | 59.56% | 109253.4688 | 60015.3281 | 22.22% | 210131.9219 | 122351.2891 | 45.29% | 147795.9609 | 231606.9062 | 85.73% | 38540.3438 | 31336.4863 | 11.6% | 238810.7637 | 36197.7969 | 13.4% | 233949.4531
9 | Cortina | Northern_California | {'Delevan': 17.3} | 398275.6875 | 80653.6719 | 20.25% | 317622.0156 | 79.75% | [5 empty] | 56985.6016 | 14.31% | 124484.8594 | 31.26% |  | 147632.25 | 37.07% | 731.4143 | 0.1836% | 168512.75 | 42.31% | 229762.9375 | 66840.1719 | 16.78% | 331435.5156 | 136047.3594 | 34.16% | 262228.3281 | 268179.1875 | 67.34% | 130096.5 | 154340.6094 | 38.75% | 243935.0781 | 10438.6709 | 2.621% | 387837.0166
10 | Etiwanda | Greater_Kramer | {'Rancho Vista': 0.4, 'Mira Loma': 6.0, 'Padua': 6.8, 'Chino': 10.7, 'Vista': 12.4, 'San Bernardino': 16.6, 'Lugo': 21.2, 'Serrano': 23.4, 'Lee Lake (Proposed)': 23.8, 'Olinda': 24.7, 'Walnut': 24.9, 'Villa Park': 25.8, 'Rio Hondo': 26.0, 'El Casco': 27.2, 'Lewis': 28.8, 'Victor': 29.7, 'Viejo': 29.8} | 25960.1953 | 7.6831 | 0.0296% | 25952.5122 | 99.97% | [5 empty] | 32.1555 | 0.1239% | 1.7313 | 0.006669% |  | 4655.5405 | 17.93% | 21304.8281 | 82.07% | 17216.3594 | 66.32% | 8743.8359 | 17750.9121 | 68.38% | 8209.2832 | 17051.75 | 65.68% | 8908.4453 | 25347.2129 | 97.64% | 612.9824 | 14859.1875 | 57.24% | 11101.0078 | 1507.8877 | 5.808% | 24452.3076
11 | Brentwood | Solano | {'Lone Tree': 4.9, 'Contra Costa': 8.0, 'Delta Switching Yard': 8.7, 'Kelso': 9.3, 'Cayetano': 13.5, 'Green Ridge Midway': 14.2, 'Pittsburg': 14.5, 'Tesla': 15.5, 'Clayton': 16.0, 'Birds Landing': 16.5, 'Stagg': 18.6, 'Eight Mile': 19.0, 'Shilo III': 19.6, 'Grand Island': 22.1, 'Vierra': 23.5, 'Weber': 23.8, 'Martinez': 24.9, 'Peabody': 29.9} | 236066.6562 | 3491.1091 | 1.479% | 232575.5471 | 98.52% | [5 empty] | 22280.3691 | 9.438% | 121229.5703 | 51.35% |  | 18650.1016 | 7.9% | 6490.4512 | 2.749% | 78852.5703 | 33.4% | 157214.0859 | 90828.3672 | 38.48% | 145238.2891 | 88438.4062 | 37.46% | 147628.25 | 119251.8516 | 50.52% | 116814.8047 | 18559.002 | 7.862% | 217507.6543 | 25348.8535 | 10.74% | 210717.8027
12 | Clayton | Solano | {'Pittsburg': 7.5, 'Martinez': 9.4, 'Contra Costa': 10.9, 'Lone Tree': 11.4, 'Birds Landing': 14.6, 'Brentwood': 16.0, 'Shilo III': 16.9, 'Cayetano': 17.8, 'Carquinez': 18.3, 'Delta Switching Yard': 21.4, 'Kelso': 22.4, 'East Shore': 23.5, 'Peabody': 23.6, 'Green Ridge Midway': 25.7, 'Tulucay': 26.5, 'Tesla': 27.3, 'Grand Island': 28.6, 'Martin (San Francisco H)': 29.2} | 93462.6484 | 12261.7158 | 13.12% | 81200.9326 | 86.88% | [5 empty] | 7441.3359 | 7.962% | 1099.0791 | 1.176% |  | 28665.9316 | 30.67% | 9979.6104 | 10.68% | 31795.2793 | 34.02% | 61667.3691 | 54020.3672 | 57.8% | 39442.2812 | 58508.875 | 62.6% | 34953.7734 | 73962.7422 | 79.14% | 19499.9062 | 19141.3867 | 20.48% | 74321.2617 | 21740.6875 | 23.26% | 71721.9609
13 | Contra Costa | Solano | {'Lone Tree': 3.9, 'Pittsburg': 6.7, 'Brentwood': 8.0, 'Birds Landing': 9.0, 'Clayton': 10.9, 'Shilo III': 12.2, 'Delta Switching Yard': 16.3, 'Kelso': 17.1, 'Cayetano': 18.0, 'Martinez': 18.2, 'Grand Island': 19.1, 'Green Ridge Midway': 21.7, 'Peabody': 22.2, 'Eight Mile': 22.5, 'Tesla': 23.1, 'Stagg': 23.7, 'Carquinez': 26.1, 'Vaca Dixon': 28.7} | 205236.8438 | 8192.6104 | 3.992% | 197044.2334 | 96.01% | [5 empty] | 27013.0879 | 13.16% | 79876.9062 | 38.92% |  | 18496.0449 | 9.012% | 6629.167 | 3.23% | 60779.2852 | 29.61% | 144457.5586 | 81876.4766 | 39.89% | 123360.3672 | 76056.7734 | 37.06% | 129180.0703 | 112190.625 | 54.66% | 93046.2188 | 12765.3789 | 6.22% | 192471.4648 | 40582.8203 | 19.77% | 164654.0234
14 | Pittsburg | Solano | {'Contra Costa': 6.7, 'Birds Landing': 7.1, 'Clayton': 7.5, 'Shilo III': 9.6, 'Lone Tree': 9.7, 'Martinez': 12.0, 'Brentwood': 14.5, 'Peabody': 17.6, 'Carquinez': 19.5, 'Grand Island': 21.4, 'Cayetano': 21.7, 'Delta Switching Yard': 22.2, 'Kelso': 23.0, 'Tulucay': 24.9, 'Vaca Dixon': 25.2, 'Green Ridge Midway': 27.3, 'Eight Mile': 28.4, 'Tesla': 28.8} | 163207.2188 | 16186.3271 | 9.918% | 147020.8916 | 90.08% | [5 empty] | 24619.7148 | 15.08% | 33485.1055 | 20.52% |  | 27787.3809 | 17.03% | 6955.1255 | 4.262% | 41858.8906 | 25.65% | 121348.3281 | 75821.9844 | 46.46% | 87385.2344 | 75973.1797 | 46.55% | 87234.0391 | 103646.4922 | 63.51% | 59560.7266 | 18240.6211 | 11.18% | 144966.5977 | 37913.1602 | 23.23% | 125294.0586
15 | San Bernardino | Greater_Kramer | {'Vista': 5.3, 'El Casco': 12.1, 'Etiwanda': 16.6, 'Rancho Vista': 17.0, 'Mira Loma': 19.3, 'Lugo': 21.1, 'Padua': 23.1, 'Valley': 23.9, 'Lee Lake (Proposed)': 25.8, 'Chino': 25.9} | 35013.5898 | 677.3198 | 1.934% | 34336.2701 | 98.07% | [5 empty] | 9.5614 | 0.02731% | 1.7313 | 0.004945% |  | 9295.0156 | 26.55% | 25718.6602 | 73.45% | 24449.0078 | 69.83% | 10564.582 | 12184.0176 | 34.8% | 22829.5723 | 21657.7988 | 61.86% | 13355.791 | 31613.3633 | 90.29% | 3400.2266 | 22616.4668 | 64.59% | 12397.123 | 2179.3677 | 6.224% | 32834.2222
16 | Placerville | El_Dorado_Mariposa | {'Gold Hill': 19.7, 'Higgins': 27.2, 'Pleasant Grove': 28.9} | 10391.9746 | 1132.2087 | 10.9% | 9259.7659 | 89.1% | [5 empty] | 0 | 0% | 0 | 0% |  | 5499.6421 | 52.92% | 4892.4233 | 47.08% | 5955.4863 | 57.31% | 4436.4883 | 2790.8542 | 26.86% | 7601.1204 | 324.2921 | 3.121% | 10067.6826 | 6063.561 | 58.35% | 4328.4136 | 7663.8027 | 73.75% | 2728.1719 | 6.2344 | 0.05999% | 10385.7403
17 | Cantua | Central_Valley_North_Los_Banos | {'Schindler': 11.4, 'Tranquility': 11.6, 'Helm': 14.5, 'Cheney': 17.6, 'Panoche': 20.4, 'Mendota': 21.1, 'Mc Mullin': 22.7, 'Gates': 23.3, 'Mustang': 27.2, 'Henrietta': 27.6} | 349446.5938 | 257194.4375 | 73.6% | 92252.1562 | 26.4% | [5 empty] | 169677.7031 | 48.56% | 139193.5938 | 39.83% |  | 0 | 0% | 0 | 0% | 75853.6172 | 21.71% | 273592.9766 | 14451.7793 | 4.136% | 334994.8145 | 29188.457 | 8.353% | 320258.1367 | 90205.0234 | 25.81% | 259241.5703 | 11008.4316 | 3.15% | 338438.1621 | 3376.7974 | 0.9663% | 346069.7964
18 | Cheney | Central_Valley_North_Los_Banos | {'Panoche': 3.1, 'Mendota': 7.3, 'Tranquility': 7.6, 'Cantua': 17.6, 'Oro Loma': 18.8, 'Newhall': 19.7, 'Helm': 20.0, 'Schindler': 27.1} | 241985.6094 | 156798.0312 | 64.8% | 85187.5781 | 35.2% | [5 empty] | 138006.7969 | 57.03% | 81834.75 | 33.82% |  | 0 | 0% | 0 | 0% | 68506.8047 | 28.31% | 173478.8047 | 8812.5518 | 3.642% | 233173.0576 | 24728.3711 | 10.22% | 217257.2383 | 83788.1641 | 34.63% | 158197.4453 | 1310.1399 | 0.5414% | 240675.4695 | 8794.1533 | 3.634% | 233191.4561
19 | Gates | Central_Valley_North_Los_Banos | {'Avenal': 11.2, 'Mustang': 13.1, 'Henrietta': 14.2, 'Leprino Jct': 17.7, 'Schindler': 18.1, 'Cantua': 23.3, 'Arco': 27.8, 'GWF Hanford Sw Sta': 28.1} | 177423.4219 | 134785.0938 | 75.97% | 42638.3281 | 24.03% | [5 empty] | 40561.0078 | 22.86% | 98958.7188 | 55.78% |  | 2869.0369 | 1.617% | 0 | 0% | 26729.2734 | 15.07% | 150694.1484 | 3669.2791 | 2.068% | 173754.1428 | 16726.7461 | 9.428% | 160696.6758 | 37907.7969 | 21.37% | 139515.625 | 19281.6387 | 10.87% | 158141.7832 | 955.1608 | 0.5384% | 176468.2611
20 | Helm | Central_Valley_North_Los_Banos | {'Mc Mullin': 10.4, 'Tranquility': 12.7, 'Schindler': 13.2, 'Cantua': 14.5, 'Mendota': 18.0, 'Kearney': 18.1, 'Cheney': 20.0, 'Newhall': 20.8, 'West Fresno': 21.7, 'Panoche': 22.9, 'Gregg': 23.1, 'Cal Ave': 24.5, 'Borden': 25.2, 'Malaga': 25.9, 'Henrietta': 28.5, 'Mustang': 28.6, 'McCall': 29.8} | 573448.9375 | 424416.7188 | 74.01% | 149032.2188 | 25.99% | [5 empty] | 274564.4375 | 47.88% | 257999.2812 | 44.99% |  | 0 | 0% | 0 | 0% | 109193.5156 | 19.04% | 464255.4219 | 39203.6836 | 6.836% | 534245.2539 | 55440.25 | 9.668% | 518008.6875 | 144923.3281 | 25.27% | 428525.6094 | 1751.7572 | 0.3055% | 571697.1803 | 13749.0645 | 2.398% | 559699.873
21 | Kearney | Central_Valley_North_Los_Banos | {'West Fresno': 3.6, 'Cal Ave': 6.6, 'Malaga': 8.7, 'Mc Mullin': 9.7, 'Gregg': 10.3, 'McCall': 15.0, 'Sanger': 15.1, 'Borden': 16.0, 'Helm': 18.1, 'Kingsburg': 22.4, 'Wahtoke': 24.7, 'Schindler': 25.3, 'Newhall': 27.1, 'Reedley': 29.0} | 384445.5 | 271289.75 | 70.57% | 113155.75 | 29.43% | [5 empty] | 157144.9375 | 40.88% | 196431.625 | 51.09% |  | 0 | 0% | 0 | 0% | 64651.9766 | 16.82% | 319793.5234 | 50619.1562 | 13.17% | 333826.3438 | 56187 | 14.62% | 328258.5 | 108430.9609 | 28.2% | 276014.5391 | 5679.0249 | 1.477% | 378766.4751 | 15429.082 | 4.013% | 369016.418
22 | Kingsburg | Central_Valley_North_Los_Banos | {'McCall': 9.0, 'Wahtoke': 11.4, 'Reedley': 14.0, 'Sanger': 15.2, 'GWF Hanford Sw Sta': 15.5, 'Malaga': 16.2, 'Cal Ave': 18.9, 'West Fresno': 20.6, 'Leprino Jct': 22.1, 'Kearney': 22.4, 'Rector': 22.7, 'Mc Mullin': 23.7, 'Henrietta': 24.7, 'Mustang': 25.8, 'Corcoran': 26.2} | 132782.4688 | 127133.0312 | 95.75% | 5649.4375 | 4.255% | [5 empty] | 36098.4922 | 27.19% | 85305.6562 | 64.24% |  | 0 | 0% | 0 | 0% | 3320.751 | 2.501% | 129461.7178 | 758.5737 | 0.5713% | 132023.8951 | 851.0107 | 0.6409% | 131931.458 | 3320.751 | 2.501% | 129461.7178 | 0 | 0% | 132782.4688 | 2597.9824 | 1.957% | 130184.4863
23 | Malaga | Central_Valley_North_Los_Banos | {'Cal Ave': 2.8, 'West Fresno': 5.4, 'Sanger': 6.5, 'McCall': 7.5, 'Kearney': 8.7, 'Gregg': 15.3, 'Mc Mullin': 16.1, 'Wahtoke': 16.1, 'Kingsburg': 16.2, 'Reedley': 20.4, 'Borden': 21.3, 'Helm': 25.9, 'GWF Hanford Sw Sta': 29.6} | 230586.6406 | 211325.1719 | 91.65% | 19261.4688 | 8.353% | [5 empty] | 72716.2969 | 31.54% | 142049.1406 | 61.6% |  | 0 | 0% | 0 | 0% | 7765.7935 | 3.368% | 222820.8472 | 8547.5703 | 3.707% | 222039.0703 | 8547.5703 | 3.707% | 222039.0703 | 16313.3643 | 7.075% | 214273.2764 | 2269.239 | 0.9841% | 228317.4016 | 6130.3452 | 2.659% | 224456.2954
24 | McCall | Central_Valley_North_Los_Banos | {'Sanger': 6.8, 'Malaga': 7.5, 'Kingsburg': 9.0, 'Cal Ave': 10.2, 'Wahtoke': 10.4, 'West Fresno': 12.4, 'Reedley': 14.6, 'Kearney': 15.0, 'Mc Mullin': 19.4, 'Gregg': 22.7, 'GWF Hanford Sw Sta': 23.6, 'Leprino Jct': 27.8, 'Borden': 28.8, 'Henrietta': 29.4, 'Helm': 29.8} | 156315.2188 | 154771.9375 | 99.01% | 1543.2812 | 0.9873% | [5 empty] | 42722.8789 | 27.33% | 103815.5859 | 66.41% |  | 0 | 0% | 0 | 0% | 217.1506 | 0.1389% | 156098.0682 | 0 | 0% | 156315.2188 | 0 | 0% | 156315.2188 | 217.1506 | 0.1389% | 156098.0682 | 0 | 0% | 156315.2188 | 1327.4294 | 0.8492% | 154987.7893
25 | Mc Mullin | Central_Valley_North_Los_Banos | {'Kearney': 9.7, 'Helm': 10.4, 'West Fresno': 12.8, 'Cal Ave': 15.2, 'Schindler': 15.6, 'Malaga': 16.1, 'Gregg': 18.4, 'McCall': 19.4, 'Sanger': 22.4, 'Cantua': 22.7, 'Borden': 22.7, 'Tranquility': 23.1, 'Kingsburg': 23.7, 'Henrietta': 24.7, 'Mustang': 25.2, 'Leprino Jct': 25.9, 'Newhall': 26.7, 'Mendota': 27.5, 'GWF Hanford Sw Sta': 29.3, 'Wahtoke': 29.8} | 501156.6875 | 393021.0625 | 78.42% | 108135.625 | 21.58% | [5 empty] | 229861.9375 | 45.87% | 239799.5 | 47.85% |  | 0 | 0% | 0 | 0% | 81676.6016 | 16.3% | 419480.0859 | 34668.0234 | 6.918% | 466488.6641 | 37731.0742 | 7.529% | 463425.6133 | 103960.7812 | 20.74% | 397195.9062 | 292.935 | 0.05845% | 500863.7525 | 10122.8389 | 2.02% | 491033.8486
26 | Mendota | Central_Valley_North_Los_Banos | {'Cheney': 7.3, 'Panoche': 8.2, 'Tranquility': 9.5, 'Newhall': 12.4, 'Oro Loma': 15.8, 'Helm': 18.0, 'Cantua': 21.1, 'Dairyland': 24.4, 'Mc Mullin': 27.5, 'Schindler': 28.3, 'Borden': 29.7} | 375104.4062 | 191279.25 | 50.99% | 183825.1562 | 49.01% | [5 empty] | 235547.3906 | 62.8% | 97438.5469 | 25.98% |  | 0 | 0% | 0 | 0% | 144142.1562 | 38.43% | 230962.25 | 38162.9844 | 10.17% | 336941.4219 | 69492.1562 | 18.53% | 305612.25 | 180341.2188 | 48.08% | 194763.1875 | 7865.563 | 2.097% | 367238.8433 | 29592.8281 | 7.889% | 345511.5781
27 | Oro Loma | Central_Valley_North_Los_Banos | {'Mendota': 15.8, 'Panoche': 16.6, 'Newhall': 18.1, 'Cheney': 18.8, 'Dairyland': 22.0, 'Los Banos': 23.3, 'Tranquility': 24.8, 'Quinto': 28.0, 'Merced': 28.3, 'Le Grand': 29.4} | 280984.8125 | 139162.0625 | 49.53% | 141822.75 | 50.47% | [5 empty] | 151916.2656 | 54.07% | 97023.9141 | 34.53% |  | 0 | 0% | 0 | 0% | 127002.8984 | 45.2% | 153981.9141 | 24666.9297 | 8.779% | 256317.8828 | 42787.2227 | 15.23% | 238197.5898 | 139297.0312 | 49.57% | 141687.7812 | 8508.5459 | 3.028% | 272476.2666 | 21111.6387 | 7.513% | 259873.1738
28 | Panoche | Central_Valley_North_Los_Banos | {'Cheney': 3.1, 'Mendota': 8.2, 'Tranquility': 10.7, 'Oro Loma': 16.6, 'Cantua': 20.4, 'Newhall': 20.4, 'Helm': 22.9} | 200155.9062 | 133894.5938 | 66.9% | 66261.3125 | 33.1% | [5 empty] | 117261.6797 | 58.59% | 62758.8867 | 31.36% |  | 67.7483 | 0.03385% | 0 | 0% | 54026.7031 | 26.99% | 146129.2031 | 3794.6909 | 1.896% | 196361.2153 | 17882.207 | 8.934% | 182273.6992 | 65371.7852 | 32.66% | 134784.1211 | 1844.0881 | 0.9213% | 198311.8181 | 7510.1401 | 3.752% | 192645.7661
29 | Reedley | Central_Valley_North_Los_Banos | {'Wahtoke': 4.3, 'Kingsburg': 14.0, 'McCall': 14.6, 'Sanger': 14.8, 'Malaga': 20.4, 'Rector': 22.0, 'Cal Ave': 22.9, 'West Fresno': 25.8, 'GWF Hanford Sw Sta': 27.6, 'Kearney': 29.0} | 11783.9102 | 11510.6123 | 97.68% | 273.2979 | 2.319% | [5 empty] | 5012.4434 | 42.54% | 6227.2881 | 52.85% |  | 0 | 0% | 0 | 0% | 0 | 0% | 11783.9102 | 0 | 0% | 11783.9102 | 0 | 0% | 11783.9102 | 0 | 0% | 11783.9102 | 0 | 0% | 11783.9102 | 273.2985 | 2.319% | 11510.6116
30 | Sanger | Central_Valley_North_Los_Banos | {'Malaga': 6.5, 'McCall': 6.8, 'Cal Ave': 8.5, 'Wahtoke': 10.8, 'West Fresno': 11.6, 'Reedley': 14.8, 'Kearney': 15.1, 'Kingsburg': 15.2, 'Gregg': 19.7, 'Mc Mullin': 22.4, 'Borden': 25.5} | 108735.7109 | 105699.2266 | 97.21% | 3036.4844 | 2.793% | [5 empty] | 31167.3262 | 28.66% | 71107.7344 | 65.4% |  | 0 | 0% | 0 | 0% | 0 | 0% | 108735.7109 | 2142.498 | 1.97% | 106593.2129 | 2142.498 | 1.97% | 106593.2129 | 2142.498 | 1.97% | 106593.2129 | 26.6262 | 0.02449% | 108709.0847 | 879.1872 | 0.8086% | 107856.5237
31 | Schindler | Central_Valley_North_Los_Banos | {'Cantua': 11.4, 'Helm': 13.2, 'Mc Mullin': 15.6, 'Mustang': 16.9, 'Henrietta': 17.2, 'Gates': 18.1, 'Tranquility': 19.7, 'Leprino Jct': 20.4, 'Kearney': 25.3, 'Cheney': 27.1, 'West Fresno': 28.1, 'Mendota': 28.3, 'GWF Hanford Sw Sta': 28.9, 'Avenal': 29.3} | 457098.7812 | 355962.4688 | 77.87% | 101136.3125 | 22.13% | [5 empty] | 193144.3281 | 42.25% | 218526.4531 | 47.81% |  | 0 | 0% | 0 | 0% | 81641.9844 | 17.86% | 375456.7969 | 15680.4316 | 3.43% | 441418.3496 | 31603.209 | 6.914% | 425495.5723 | 97649.7969 | 21.36% | 359448.9844 | 9257.7012 | 2.025% | 447841.0801 | 5361.145 | 1.173% | 451737.6362
32 | Wahtoke | Central_Valley_North_Los_Banos | {'Reedley': 4.3, 'McCall': 10.4, 'Sanger': 10.8, 'Kingsburg': 11.4, 'Malaga': 16.1, 'Cal Ave': 18.7, 'West Fresno': 21.5, 'Rector': 24.4, 'Kearney': 24.7, 'GWF Hanford Sw Sta': 26.2, 'Mc Mullin': 29.8} | 35100.4922 | 34405.2227 | 98.02% | 695.2695 | 1.981% | [5 empty] | 10480.585 | 29.86% | 22382.9551 | 63.77% |  | 0 | 0% | 0 | 0% | 0 | 0% | 35100.4922 | 0 | 0% | 35100.4922 | 0 | 0% | 35100.4922 | 0 | 0% | 35100.4922 | 0 | 0% | 35100.4922 | 695.2662 | 1.981% | 34405.226
33 | West Fresno | Central_Valley_North_Los_Banos | {'Cal Ave': 3.0, 'Kearney': 3.6, 'Malaga': 5.4, 'Gregg': 10.8, 'Sanger': 11.6, 'McCall': 12.4, 'Mc Mullin': 12.8, 'Borden': 16.8, 'Kingsburg': 20.6, 'Wahtoke': 21.5, 'Helm': 21.7, 'Reedley': 25.8, 'Schindler': 28.1} | 321658.8125 | 248386.2812 | 77.22% | 73272.5312 | 22.78% | [5 empty] | 112906.0156 | 35.1% | 182602.7656 | 56.77% |  | 0 | 0% | 0 | 0% | 30282.6719 | 9.415% | 291376.1406 | 43375.3281 | 13.48% | 278283.4844 | 46170.8828 | 14.35% | 275487.9297 | 69001.6797 | 21.45% | 252657.1328 | 5853.2593 | 1.82% | 315805.5532 | 13768.6963 | 4.281% | 307890.1162
34 | Glenn | Northern_California | {'Delevan': 29.1} | 524843.5625 | 161386.5 | 30.75% | 363457.0625 | 69.25% | [5 empty] | 85649.2266 | 16.32% | 168601.9688 | 32.12% |  | 44474.125 | 8.474% | 0 | 0% | 254504.9844 | 48.49% | 270338.5781 | 17200.2988 | 3.277% | 507643.2637 | 36208.875 | 6.899% | 488634.6875 | 279218.3438 | 53.2% | 245625.2188 | 136327.0312 | 25.97% | 388516.5312 | 82583.3906 | 15.73% | 442260.1719
35 | Bridgeville | Humboldt | {'Humboldt': 27.2} | 162251 | 10105.8496 | 6.229% | 152145.1504 | 93.77% | [5 empty] | 1122.4769 | 0.6918% | 0 | 0% |  | 113202.9844 | 69.77% | 10487.501 | 6.464% | 27581.1074 | 17% | 134669.8926 | 32667.6172 | 20.13% | 129583.3828 | 43658.168 | 26.91% | 118592.832 | 59587.1172 | 36.73% | 102663.8828 | 132700.6875 | 81.79% | 29550.3125 | 1761.316 | 1.086% | 160489.684
36 | Humboldt | Humboldt | {'Bridgeville': 27.2} | 101547.2578 | 18808.4512 | 18.52% | 82738.8066 | 81.48% | [5 empty] | 10067.6895 | 9.914% | 0 | 0% |  | 53365.7266 | 52.55% | 343.4681 | 0.3382% | 4119.5195 | 4.057% | 97427.7383 | 25043.8555 | 24.66% | 76503.4023 | 28999.7891 | 28.56% | 72547.4688 | 31645.7441 | 31.16% | 69901.5137 | 51466.5352 | 50.68% | 50080.7227 | 15171.582 | 14.94% | 86375.6758
37 | El Centro | Greater_Imperial | {'Imperial Valley': 11.9, 'High Line': 15.5, 'North Gila - IV (Proposed)': 19.4, 'Arkansas': 23.2, 'Sonora': 25.8, 'IID System': 27.8, 'Ocotillo': 29.8} | 260549.5469 | 194772.875 | 74.75% | 65776.6719 | 25.25% | [5 empty] | 43465.5898 | 16.68% | 172802.3281 | 66.32% |  | 0 | 0% | 0 | 0% | 2997.8369 | 1.151% | 257551.71 | 38671.043 | 14.84% | 221878.5039 | 33670.6797 | 12.92% | 226878.8672 | 43652.0273 | 16.75% | 216897.5195 | 13984.2852 | 5.367% | 246565.2617 | 12107.543 | 4.647% | 248442.0039
38 | High Line | Greater_Imperial | {'North Gila - IV (Proposed)': 4.3, 'El Centro': 15.5, 'Imperial Valley': 26.0, 'Arkansas': 27.5, 'Sonora': 29.4} | 202670.7969 | 149499.0156 | 73.76% | 53171.7812 | 26.24% | [5 empty] | 31178.1074 | 15.38% | 120072.2109 | 59.24% |  | 0 | 0% | 0 | 0% | 10727.4141 | 5.293% | 191943.3828 | 27719.5293 | 13.68% | 174951.2676 | 27929.1309 | 13.78% | 174741.666 | 38446.9453 | 18.97% | 164223.8516 | 18918.5859 | 9.335% | 183752.2109 | 10639.9775 | 5.25% | 192030.8193
39 | Imperial Valley | Greater_Imperial | {'El Centro': 11.9, 'Ocotillo': 19.2, 'ECO': 24.6, 'High Line': 26.0, 'North Gila - IV (Proposed)': 29.3} | 127631.6094 | 85792.4688 | 67.22% | 41839.1406 | 32.78% | [5 empty] | 15217.9727 | 11.92% | 63265.5703 | 49.57% |  | 0 | 0% | 0 | 0% | 7213.5396 | 5.652% | 120418.0698 | 5678.8628 | 4.449% | 121952.7466 | 7656.3818 | 5.999% | 119975.2275 | 14902.8447 | 11.68% | 112728.7646 | 24114.8379 | 18.89% | 103516.7715 | 7060.1167 | 5.532% | 120571.4927
40 | El Segundo | Greater_LA | {'Chevmain': 1.2, 'El Nido': 3.0, 'Redondo': 4.6, 'La Fresa': 5.8, 'La Cienega': 6.9, 'Arcogen': 12.1, 'Hinson': 13.1, 'Harborgen': 14.4, 'Lighthipe': 14.4, 'Long Beach': 15.0, 'Laguna Bell': 16.5, 'Center': 18.3, 'Del Amo': 19.2, 'Mesa (SCE)': 20.0, 'Alamitos': 21.1, 'Goodrich': 25.5, 'Gould': 25.5, 'Barre': 26.3, 'Sylmar': 27.7, 'Walnut': 28.0, 'Rio Hondo': 28.8, 'Olinda': 28.9} | 5313.7974 | 2390.7639 | 44.99% | 2923.0334 | 55.01% | [5 empty] | 0 | 0% | 0 | 0% |  | 195.0095 | 3.67% | 82.8842 | 1.56% | 59.5315 | 1.12% | 5254.2658 | 142.1085 | 2.674% | 5171.6889 | 2818.2578 | 53.04% | 2495.5396 | 2877.7893 | 54.16% | 2436.0081 | 0 | 0% | 5313.7974 | 8.3865 | 0.1578% | 5305.4109
41 | Arco | Central_Valley_North_Los_Banos | {'Gates-Midway (Proposed)': 8.7, 'Avenal': 18.0, 'Goose Lake': 22.3, 'Cholame': 24.5, 'Kernridge': 25.0, 'Smyrna': 26.0, 'Caliente': 27.4, 'Olive': 27.6, 'Gates': 27.8, 'Carrizo Plains': 28.2, 'Solar SS': 28.4, 'Alpaugh': 28.7, 'Semitropic': 29.3, 'Temblor': 29.7} | 60625.3555 | 5482.1768 | 9.043% | 55143.1787 | 90.96% | [5 empty] | 2346.874 | 3.871% | 2.3824 | 0.00393% |  | 4679.9072 | 7.719% | 0 | 0% | 38098.375 | 62.84% | 22526.9805 | 4262.5571 | 7.031% | 56362.7983 | 11218.7666 | 18.51% | 49406.5889 | 40647.7383 | 67.05% | 19977.6172 | 36234.168 | 59.77% | 24391.1875 | 683.9833 | 1.128% | 59941.3721
42 | Bakersfield | Central_Valley_North_Los_Banos | {'Westpark': 2.2, 'Columbus': 3.7, 'Kern Oil': 3.8, 'Rosedale': 4.2, 'Sycamore': 4.6, 'Magunden': 5.0, 'Kern Power': 5.3, 'Stockdale': 6.0, 'California Water': 6.3, '7th Standard': 8.0, 'Tevis': 8.4, 'Renfro': 9.0, 'Regulus': 10.1, 'Lamont': 10.2, 'Lerdo': 11.4, 'Poso Mountain': 12.2, 'Grimway': 12.6, 'Rio Bravo': 14.9, 'Tupman': 15.2, 'Norco': 18.6, 'Shafter': 19.7, 'Wheeler Ridge': 20.7, 'Charca': 23.6, 'Midway - Wheeler Ridge (Proposed)': 23.6, 'Elk Hills': 23.8, 'Midway': 25.3, 'Semitropic': 28.5} | 0 | 0 | 0% | 0 | 100% | [5 empty] | 0 | 0% | 0 | 0% |  | 0 | 0% | 0 | 0% | 0 | 0% | 0 | 0 | 0% | 0 | 0 | 0% | 0 | 0 | 0% | 0 | 0 | 0% | 0 | 0 | 0% | 0
43 | Charca | Central_Valley_North_Los_Banos | {'Semitropic': 6.3, 'Shafter': 6.5, 'Smyrna': 10.5, 'Rio Bravo': 12.0, 'Lerdo': 12.3, 'Goose Lake': 14.3, 'Midway': 15.8, '7th Standard': 16.0, 'Renfro': 17.7, 'Tupman': 17.8, 'Kern Power': 20.3, 'Kern Oil': 20.7, 'Vestal': 21.0, 'Poso Mountain': 21.0, 'Olive': 21.1, 'Rosedale': 21.2, 'Sycamore': 21.7, 'Norco': 22.2, 'Westpark': 22.8, 'Tevis': 22.8, 'Bakersfield': 23.6, 'Stockdale': 24.8, 'Alpaugh': 25.6, 'Kernridge': 26.0, 'Temblor': 26.0, 'Columbus': 26.1, 'Elk Hills': 26.5, 'Gates-Midway (Proposed)': 27.0, 'California Water': 27.1, 'Magunden': 28.4} | 0 | 0 | 0% | 0 | 100% | [5 empty] | 0 | 0% | 0 | 0% |  | 0 | 0% | 0 | 0% | 0 | 0% | 0 | 0 | 0% | 0 | 0 | 0% | 0 | 0 | 0% | 0 | 0 | 0% | 0 | 0 | 0% | 0
44 | Columbus | Central_Valley_North_Los_Banos | {'California Water': 2.7, 'Magunden': 2.8, 'Bakersfield': 3.7, 'Sycamore': 4.7, 'Kern Oil': 5.4, 'Westpark': 5.9, 'Rosedale': 7.9, 'Regulus': 8.2, 'Lamont': 8.3, 'Kern Power': 9.0, 'Stockdale': 9.1, 'Poso Mountain': 11.1, '7th Standard': 11.2, 'Grimway': 11.3, 'Tevis': 12.0, 'Renfro': 12.7, 'Lerdo': 13.9, 'Rio Bravo': 18.3, 'Tupman': 18.9, 'Wheeler Ridge': 21.5, 'Norco': 22.2, 'Shafter': 22.7, 'Charca': 26.1, 'Midway - Wheeler Ridge (Proposed)': 26.6, 'Elk Hills': 27.4, 'Midway': 28.9} | 2382.3496 | 24.7113 | 1.037% | 2357.6383 | 98.96% | [5 empty] | 0 | 0% | 0 | 0% |  | 1692.3694 | 71.04% | 689.9858 | 28.96% | 1756.9371 | 73.75% | 625.4125 | 850.7493 | 35.71% | 1531.6003 | 1709.5361 | 71.76% | 672.8135 | 2230.3123 | 93.62% | 152.0374 | 1299.6128 | 54.55% | 1082.7368 | 73.2175 | 3.073% | 2309.1321
45 | Elk Hills | Central_Valley_North_Los_Banos | {'Norco': 5.6, 'Taft': 8.6, 'Midway - Wheeler Ridge (Proposed)': 9.4, 'Tupman': 10.7, 'Midway': 13.0, 'Tevis': 15.4, 'Rio Bravo': 16.3, 'Renfro': 16.4, 'Stockdale': 18.5, 'Kern Power': 19.0, 'Rosedale': 19.8, 'Shafter': 20.1, '7th Standard': 20.2, 'Temblor': 21.0, 'Westpark': 21.6, 'Lerdo': 22.8, 'Bakersfield': 23.8, 'Wheeler Ridge': 24.6, 'Kern Oil': 25.0, 'Kernridge': 25.4, 'Semitropic': 26.1, 'Charca': 26.5, 'Sycamore': 26.8, 'Magunden': 27.3, 'Columbus': 27.4, 'Goose Lake': 28.3, 'Grimway': 29.2, 'Regulus': 29.4, 'Lamont': 29.5} | 0 | 0 | 0% | 0 | 100% | [5 empty] | 0 | 0% | 0 | 0% |  | 0 | 0% | 0 | 0% | 0 | 0% | 0 | 0 | 0% | 0 | 0 | 0% | 0 | 0 | 0% | 0 | 0 | 0% | 0 | 0 | 0% | 0
46 | Goose Lake | Central_Valley_North_Los_Banos | {'Semitropic': 8.0, 'Smyrna': 10.6, 'Kernridge': 14.2, 'Charca': 14.3, 'Midway': 15.4, 'Gates-Midway (Proposed)': 15.8, 'Shafter': 15.9, 'Temblor': 16.5, 'Rio Bravo': 21.1, 'Olive': 21.8, 'Arco': 22.3, 'Tupman': 24.4, 'Caliente': 24.4, 'Lerdo': 25.1, 'Alpaugh': 25.9, 'Norco': 26.6, '7th Standard': 27.6, 'Renfro': 27.7, 'Elk Hills': 28.3} | 0 | 0 | 0% | 0 | 100% | [5 empty] | 0 | 0% | 0 | 0% |  | 0 | 0% | 0 | 0% | 0 | 0% | 0 | 0 | 0% | 0 | 0 | 0% | 0 | 0 | 0% | 0 | 0 | 0% | 0 | 0 | 0% | 0
47 | Kernridge | Central_Valley_North_Los_Banos | {'Temblor': 4.8, 'Caliente': 10.9, 'Goose Lake': 14.2, 'Midway': 16.4, 'Carrizo Plains': 17.5, 'Solar SS': 18.5, 'Semitropic': 20.2, 'Gates-Midway (Proposed)': 23.2, 'Shafter': 24.3, 'Smyrna': 24.8, 'Arco': 25.0, 'Elk Hills': 25.4, 'Taft': 25.7, 'Charca': 26.0, 'Norco': 26.6, 'Rio Bravo': 27.0, 'Tupman': 27.1} | 36254.625 | 9518.1758 | 26.25% | 26736.4492 | 73.75% | [5 empty] | 15.7151 | 0.04335% | 0 | 0% |  | 0 | 0% | 0 | 0% | 14800.7861 | 40.82% | 21453.8389 | 731.0173 | 2.016% | 35523.6077 | 5087.5879 | 14.03% | 31167.0371 | 17553.1973 | 48.42% | 18701.4277 | 21760.2129 | 60.02% | 14494.4121 | 599.0723 | 1.652% | 35655.5527
48 | Lamont | Central_Valley_North_Los_Banos | {'Regulus': 0.1, 'Grimway': 3.4, 'Magunden': 5.6, 'Columbus': 8.3, 'California Water': 8.9, 'Bakersfield': 10.2, 'Westpark': 11.4, 'Stockdale': 11.7, 'Sycamore': 13.0, 'Rosedale': 13.4, 'Kern Oil': 13.4, 'Kern Power': 14.5, 'Tevis': 15.2, 'Wheeler Ridge': 15.7, '7th Standard': 18.1, 'Renfro': 18.2, 'Poso Mountain': 18.9, 'Lerdo': 21.6, 'Tupman': 23.4, 'Rio Bravo': 24.7, 'Pastoria': 25.0, 'Norco': 25.3, 'Midway - Wheeler Ridge (Proposed)': 26.0, 'Elk Hills': 29.5, 'Shafter': 29.8} | 12302.0898 | 2302.7283 | 18.72% | 9999.3616 | 81.28% | [5 empty] | 19.3483 | 0.1573% | 0 | 0% |  | 2139.093 | 17.39% | 10163 | 82.61% | 7750.688 | 63% | 4551.4019 | 1833.349 | 14.9% | 10468.7408 | 2127.4019 | 17.29% | 10174.688 | 8478.7432 | 68.92% | 3823.3467 | 5751.7227 | 46.75% | 6550.3672 | 350.5472 | 2.849% | 11951.5426
49 | Lerdo | Central_Valley_North_Los_Banos | {'7th Standard': 4.3, 'Rio Bravo': 7.3, 'Renfro': 7.8, 'Kern Oil': 8.5, 'Kern Power': 8.9, 'Shafter': 9.4, 'Rosedale': 9.5, 'Sycamore': 9.7, 'Westpark': 10.8, 'Bakersfield': 11.4, 'Poso Mountain': 11.7, 'Tupman': 12.1, 'Charca': 12.3, 'Tevis': 12.5, 'Stockdale': 13.5, 'Columbus': 13.9, 'California Water': 15.1, 'Magunden': 16.1, 'Norco': 17.2, 'Semitropic': 17.5, 'Midway': 18.2, 'Regulus': 21.5, 'Lamont': 21.6, 'Smyrna': 22.7, 'Elk Hills': 22.8, 'Vestal': 23.9, 'Grimway': 24.0, 'Goose Lake': 25.1, 'Midway - Wheeler Ridge (Proposed)': 27.0} | 0 | 0 | 0% | 0 | 100% | [5 empty] | 0 | 0% | 0 | 0% |  | 0 | 0% | 0 | 0% | 0 | 0% | 0 | 0 | 0% | 0 | 0 | 0% | 0 | 0 | 0% | 0 | 0 | 0% | 0 | 0 | 0% | 0
50 | Magunden | Central_Valley_North_Los_Banos | {'Columbus': 2.8, 'California Water': 4.4, 'Bakersfield': 5.0, 'Regulus': 5.5, 'Lamont': 5.6, 'Westpark': 6.7, 'Sycamore': 7.4, 'Kern Oil': 7.8, 'Grimway': 8.6, 'Stockdale': 8.8, 'Rosedale': 8.9, 'Kern Power': 10.0, 'Tevis': 12.0, '7th Standard': 13.0, 'Poso Mountain': 13.8, 'Renfro': 13.8, 'Lerdo': 16.1, 'Wheeler Ridge': 19.0, 'Tupman': 19.7, 'Rio Bravo': 19.9, 'Norco': 22.5, 'Shafter': 24.7, 'Midway - Wheeler Ridge (Proposed)': 25.6, 'Elk Hills': 27.3, 'Charca': 28.4, 'Pastoria': 29.7} | 5118.9395 | 0 | 0% | 5118.9395 | 100% | [5 empty] | 0 | 0% | 0 | 0% |  | 1550.8602 | 30.3% | 3568.0847 | 69.7% | 4764.6196 | 93.08% | 354.3198 | 1096.9375 | 21.43% | 4022.002 | 1496.7885 | 29.24% | 3622.151 | 5118.9395 | 100% | 0 | 2476.9392 | 48.39% | 2642.0002 | 100.6964 | 1.967% | 5018.2431
51 | Midway | Central_Valley_North_Los_Banos | {'Shafter': 10.7, 'Tupman': 10.8, 'Rio Bravo': 11.1, 'Norco': 11.5, 'Elk Hills': 13.0, 'Semitropic': 13.6, 'Temblor': 13.8, 'Goose Lake': 15.4, 'Charca': 15.8, 'Renfro': 16.3, 'Kernridge': 16.4, 'Lerdo': 18.2, '7th Standard': 18.3, 'Taft': 18.6, 'Tevis': 19.1, 'Kern Power': 20.1, 'Rosedale': 21.2, 'Smyrna': 21.7, 'Midway - Wheeler Ridge (Proposed)': 22.1, 'Stockdale': 22.5, 'Westpark': 23.3, 'Kern Oil': 24.5, 'Bakersfield': 25.3, 'Sycamore': 26.3, 'Caliente': 26.3, 'Columbus': 28.9, 'Poso Mountain': 29.9} | 0 | 0 | 0% | 0 | 100% | [5 empty] | 0 | 0% | 0 | 0% |  | 0 | 0% | 0 | 0% | 0 | 0% | 0 | 0 | 0% | 0 | 0 | 0% | 0 | 0 | 0% | 0 | 0 | 0% | 0 | 0 | 0% | 0
52 | Norco | Central_Valley_North_Los_Banos | {'Tupman': 5.2, 'Elk Hills': 5.6, 'Tevis': 10.4, 'Renfro': 10.8, 'Rio Bravo': 11.1, 'Midway': 11.5, 'Midway - Wheeler Ridge (Proposed)': 11.6, 'Kern Power': 13.6, 'Stockdale': 13.8, 'Taft': 14.2, 'Rosedale': 14.5, '7th Standard': 14.6, 'Shafter': 15.7, 'Westpark': 16.3, 'Lerdo': 17.2, 'Bakersfield': 18.6, 'Kern Oil': 19.5, 'Sycamore': 21.3, 'Charca': 22.2, 'Columbus': 22.2, 'Magunden': 22.5, 'Temblor': 22.8, 'Semitropic': 22.9, 'Wheeler Ridge': 23.2, 'California Water': 24.9, 'Regulus': 25.2, 'Lamont': 25.3, 'Grimway': 25.5, 'Goose Lake': 26.6, 'Kernridge': 26.6, 'Poso Mountain': 27.3} | 0 | 0 | 0% | 0 | 100% | [5 empty] | 0 | 0% | 0 | 0% |  | 0 | 0% | 0 | 0% | 0 | 0% | 0 | 0 | 0% | 0 | 0 | 0% | 0 | 0 | 0% | 0 | 0 | 0% | 0 | 0 | 0% | 0
53 | Rio Bravo | Central_Valley_North_Los_Banos | {'Shafter': 5.9, 'Tupman': 6.1, 'Renfro': 6.6, 'Lerdo': 7.3, '7th Standard': 7.3, 'Kern Power': 10.2, 'Midway': 11.1, 'Norco': 11.1, 'Rosedale': 11.2, 'Tevis': 11.3, 'Charca': 12.0, 'Westpark': 13.3, 'Kern Oil': 13.5, 'Stockdale': 13.9, 'Semitropic': 14.8, 'Bakersfield': 14.9, 'Sycamore': 15.2, 'Elk Hills': 16.3, 'Columbus': 18.3, 'Poso Mountain': 18.9, 'Magunden': 19.9, 'California Water': 20.3, 'Goose Lake': 21.1, 'Smyrna': 22.0, 'Midway - Wheeler Ridge (Proposed)': 22.1, 'Taft': 24.5, 'Regulus': 24.6, 'Lamont': 24.7, 'Temblor': 24.9, 'Grimway': 26.3, 'Kernridge': 27.0, 'Wheeler Ridge': 29.2, 'Vestal': 29.3} | 0 | 0 | 0% | 0 | 100% | [5 empty] | 0 | 0% | 0 | 0% |  | 0 | 0% | 0 | 0% | 0 | 0% | 0 | 0 | 0% | 0 | 0 | 0% | 0 | 0 | 0% | 0 | 0 | 0% | 0 | 0 | 0% | 0
54 | Rosedale | Central_Valley_North_Los_Banos | {'Kern Power': 1.1, 'Westpark': 2.1, 'Bakersfield': 4.2, 'Stockdale': 4.2, 'Renfro': 4.9, 'Tevis': 4.9, '7th Standard': 5.3, 'Kern Oil': 5.4, 'Sycamore': 7.2, 'Columbus': 7.9, 'Magunden': 8.9, 'Lerdo': 9.5, 'California Water': 10.5, 'Tupman': 11.0, 'Rio Bravo': 11.2, 'Regulus': 13.3, 'Lamont': 13.4, 'Poso Mountain': 14.3, 'Norco': 14.5, 'Grimway': 15.2, 'Shafter': 16.5, 'Elk Hills': 19.8, 'Wheeler Ridge': 20.7, 'Midway - Wheeler Ridge (Proposed)': 20.7, 'Charca': 21.2, 'Midway': 21.2, 'Semitropic': 25.5, 'Taft': 28.3} | 0 | 0 | 0% | 0 | 100% | [5 empty] | 0 | 0% | 0 | 0% |  | 0 | 0% | 0 | 0% | 0 | 0% | 0 | 0 | 0% | 0 | 0 | 0% | 0 | 0 | 0% | 0 | 0 | 0% | 0 | 0 | 0% | 0
55 | Semitropic | Central_Valley_North_Los_Banos | {'Charca': 6.3, 'Goose Lake': 8.0, 'Smyrna': 8.1, 'Shafter': 9.0, 'Midway': 13.6, 'Rio Bravo': 14.8, 'Lerdo': 17.5, 'Tupman': 19.4, 'Kernridge': 20.2, 'Olive': 20.5, '7th Standard': 20.5, 'Temblor': 20.9, 'Renfro': 21.3, 'Gates-Midway (Proposed)': 21.8, 'Norco': 22.9, 'Kern Power': 24.5, 'Alpaugh': 25.1, 'Rosedale': 25.5, 'Kern Oil': 25.9, 'Vestal': 25.9, 'Elk Hills': 26.1, 'Tevis': 26.1, 'Poso Mountain': 27.1, 'Sycamore': 27.2, 'Westpark': 27.3, 'Bakersfield': 28.5, 'Stockdale': 28.6, 'Arco': 29.3} | 0 | 0 | 0% | 0 | 100% | [5 empty] | 0 | 0% | 0 | 0% |  | 0 | 0% | 0 | 0% | 0 | 0% | 0 | 0 | 0% | 0 | 0 | 0% | 0 | 0 | 0% | 0 | 0 | 0% | 0 | 0 | 0% | 0
56 | Shafter | Central_Valley_North_Los_Banos | {'Rio Bravo': 5.9, 'Charca': 6.5, 'Semitropic': 9.0, 'Lerdo': 9.4, 'Midway': 10.7, 'Tupman': 11.3, '7th Standard': 11.7, 'Renfro': 12.3, 'Kern Power': 15.5, 'Norco': 15.7, 'Goose Lake': 15.9, 'Smyrna': 16.1, 'Rosedale': 16.5, 'Tevis': 17.1, 'Kern Oil': 17.5, 'Westpark': 18.4, 'Sycamore': 18.9, 'Stockdale': 19.6, 'Bakersfield': 19.7, 'Elk Hills': 20.1, 'Poso Mountain': 20.5, 'Columbus': 22.7, 'Temblor': 23.2, 'Kernridge': 24.3, 'California Water': 24.3, 'Magunden': 24.7, 'Vestal': 26.1, 'Midway - Wheeler Ridge (Proposed)': 27.2, 'Olive': 27.5, 'Taft': 27.7, 'Regulus': 29.7, 'Lamont': 29.8} | 0 | 0 | 0% | 0 | 100% | [5 empty] | 0 | 0% | 0 | 0% |  | 0 | 0% | 0 | 0% | 0 | 0% | 0 | 0 | 0% | 0 | 0 | 0% | 0 | 0 | 0% | 0 | 0 | 0% | 0 | 0 | 0% | 0
57 | Smyrna | Central_Valley_North_Los_Banos | {'Semitropic': 8.1, 'Charca': 10.5, 'Goose Lake': 10.6, 'Olive': 12.5, 'Shafter': 16.1, 'Alpaugh': 17.0, 'Gates-Midway (Proposed)': 17.5, 'Midway': 21.7, 'Rio Bravo': 22.0, 'Vestal': 22.5, 'Lerdo': 22.7, 'Kernridge': 24.8, 'Arco': 26.0, '7th Standard': 26.5, 'Temblor': 26.8, 'Tupman': 27.2, 'Corcoran': 27.6, 'Renfro': 28.1} | 0 | 0 | 0% | 0 | 100% | [5 empty] | 0 | 0% | 0 | 0% |  | 0 | 0% | 0 | 0% | 0 | 0% | 0 | 0 | 0% | 0 | 0 | 0% | 0 | 0 | 0% | 0 | 0 | 0% | 0 | 0 | 0% | 0
58 | Stockdale | Central_Valley_North_Los_Banos | {'Tevis': 3.5, 'Rosedale': 4.2, 'Westpark': 4.2, 'Kern Power': 4.7, 'Bakersfield': 6.0, 'Renfro': 7.3, 'Magunden': 8.8, 'Kern Oil': 8.9, 'Columbus': 9.1, '7th Standard': 9.2, 'Sycamore': 10.3, 'Regulus': 11.6, 'Lamont': 11.7, 'Tupman': 11.7, 'California Water': 11.9, 'Grimway': 12.6, 'Lerdo': 13.5, 'Norco': 13.8, 'Rio Bravo': 13.9, 'Wheeler Ridge': 16.6, 'Midway - Wheeler Ridge (Proposed)': 17.6, 'Poso Mountain': 17.8, 'Elk Hills': 18.5, 'Shafter': 19.6, 'Midway': 22.5, 'Charca': 24.8, 'Taft': 26.5, 'Semitropic': 28.6, 'Pastoria': 29.2} | 0 | 0 | 0% | 0 | 100% | [5 empty] | 0 | 0% | 0 | 0% |  | 0 | 0% | 0 | 0% | 0 | 0% | 0 | 0 | 0% | 0 | 0 | 0% | 0 | 0 | 0% | 0 | 0 | 0% | 0 | 0 | 0% | 0
59 | Taft | Central_Valley_North_Los_Banos | {'Elk Hills': 8.6, 'Midway - Wheeler Ridge (Proposed)': 12.1, 'Norco': 14.2, 'Midway': 18.6, 'Tupman': 19.2, 'Temblor': 20.9, 'Tevis': 23.6, 'Rio Bravo': 24.5, 'Renfro': 25.0, 'Kernridge': 25.7, 'Stockdale': 26.5, 'Kern Power': 27.5, 'Shafter': 27.7, 'Rosedale': 28.3, 'Wheeler Ridge': 28.8, '7th Standard': 28.8, 'Caliente': 29.8, 'Westpark': 29.9} | 1588.6243 | 167.8204 | 10.56% | 1420.8038 | 89.44% | [5 empty] | 0 | 0% | 0 | 0% |  | 1408.9475 | 88.69% | 0 | 0% | 0 | 0% | 1588.6243 | 0 | 0% | 1588.6243 | 0 | 0% | 1588.6243 | 0 | 0% | 1588.6243 | 1420.8038 | 89.44% | 167.8204 | 34.7868 | 2.19% | 1553.8375
60 | Temblor | Central_Valley_North_Los_Banos | {'Kernridge': 4.8, 'Caliente': 12.5, 'Midway': 13.8, 'Goose Lake': 16.5, 'Carrizo Plains': 19.4, 'Solar SS': 20.5, 'Semitropic': 20.9, 'Taft': 20.9, 'Elk Hills': 21.0, 'Norco': 22.8, 'Shafter': 23.2, 'Tupman': 24.1, 'Rio Bravo': 24.9, 'Charca': 26.0, 'Smyrna': 26.8, 'Gates-Midway (Proposed)': 27.5, 'Arco': 29.7} | 26806.0703 | 8335.6758 | 31.1% | 18470.3945 | 68.9% | [5 empty] | 10.615 | 0.0396% | 0 | 0% |  | 0 | 0% | 0 | 0% | 9903.584 | 36.95% | 16902.4863 | 731.0173 | 2.727% | 26075.053 | 5087.5879 | 18.98% | 21718.4824 | 12655.9961 | 47.21% | 14150.0742 | 14057.043 | 52.44% | 12749.0273 | 594.659 | 2.218% | 26211.4113
61 | Tupman | Central_Valley_North_Los_Banos | {'Norco': 5.2, 'Rio Bravo': 6.1, 'Renfro': 6.4, 'Tevis': 8.3, '7th Standard': 9.8, 'Kern Power': 9.9, 'Elk Hills': 10.7, 'Midway': 10.8, 'Rosedale': 11.0, 'Shafter': 11.3, 'Stockdale': 11.7, 'Lerdo': 12.1, 'Westpark': 13.1, 'Bakersfield': 15.2, 'Kern Oil': 15.3, 'Midway - Wheeler Ridge (Proposed)': 16.0, 'Sycamore': 17.2, 'Charca': 17.8, 'Columbus': 18.9, 'Taft': 19.2, 'Semitropic': 19.4, 'Magunden': 19.7, 'California Water': 21.4, 'Poso Mountain': 22.6, 'Regulus': 23.3, 'Lamont': 23.4, 'Temblor': 24.1, 'Grimway': 24.3, 'Goose Lake': 24.4, 'Wheeler Ridge': 24.8, 'Kernridge': 27.1, 'Smyrna': 27.2} | 0 | 0 | 0% | 0 | 100% | [5 empty] | 0 | 0% | 0 | 0% |  | 0 | 0% | 0 | 0% | 0 | 0% | 0 | 0 | 0% | 0 | 0 | 0% | 0 | 0 | 0% | 0 | 0 | 0% | 0 | 0 | 0% | 0
62 | Westpark | Central_Valley_North_Los_Banos | {'Rosedale': 2.1, 'Bakersfield': 2.2, 'Kern Power': 3.2, 'Stockdale': 4.2, 'Kern Oil': 4.7, 'Columbus': 5.9, 'Sycamore': 6.1, 'Tevis': 6.3, 'Magunden': 6.7, '7th Standard': 6.8, 'Renfro': 7.0, 'California Water': 8.5, 'Lerdo': 10.8, 'Regulus': 11.3, 'Lamont': 11.4, 'Tupman': 13.1, 'Rio Bravo': 13.3, 'Grimway': 13.4, 'Poso Mountain': 13.6, 'Norco': 16.3, 'Shafter': 18.4, 'Wheeler Ridge': 20.0, 'Elk Hills': 21.6, 'Midway - Wheeler Ridge (Proposed)': 21.7, 'Charca': 22.8, 'Midway': 23.3, 'Semitropic': 27.3, 'Taft': 29.9} | 0 | 0 | 0% | 0 | 100% | [5 empty] | 0 | 0% | 0 | 0% |  | 0 | 0% | 0 | 0% | 0 | 0% | 0 | 0 | 0% | 0 | 0 | 0% | 0 | 0 | 0% | 0 | 0 | 0% | 0 | 0 | 0% | 0
63 | Wheeler Ridge | Central_Valley_North_Los_Banos | {'Grimway': 12.7, 'Pastoria': 13.0, 'Lamont': 15.7, 'Regulus': 15.7, 'Stockdale': 16.6, 'Midway - Wheeler Ridge (Proposed)': 16.7, 'Tevis': 18.1, 'Magunden': 19.0, 'Westpark': 20.0, 'Bakersfield': 20.7, 'Rosedale': 20.7, 'Kern Power': 21.2, 'Columbus': 21.5, 'Norco': 23.2, 'Renfro': 23.2, 'California Water': 23.4, 'Kern Oil': 24.4, 'Bailey': 24.4, 'Elk Hills': 24.6, 'Tupman': 24.8, 'Sycamore': 25.1, '7th Standard': 25.8, 'Taft': 28.8, 'Rio Bravo': 29.2} | 22634.7559 | 1338.7419 | 5.915% | 21296.0139 | 94.09% | [5 empty] | 170.242 | 0.7521% | 0.11305 | 0.0004995% |  | 13987.5537 | 61.8% | 2213.1907 | 9.778% | 16031.5889 | 70.83% | 6603.167 | 10685.3418 | 47.21% | 11949.4141 | 15148.7354 | 66.93% | 7486.0205 | 21014.7812 | 92.84% | 1619.9746 | 13255.124 | 58.56% | 9379.6318 | 849.4824 | 3.753% | 21785.2734
64 | Kern Oil | Central_Valley_North_Los_Banos | {'Sycamore': 1.9, 'Bakersfield': 3.8, 'Westpark': 4.7, 'Columbus': 5.4, 'Rosedale': 5.4, 'Kern Power': 6.0, '7th Standard': 6.2, 'California Water': 6.9, 'Magunden': 7.8, 'Lerdo': 8.5, 'Stockdale': 8.9, 'Poso Mountain': 8.9, 'Renfro': 8.9, 'Tevis': 10.3, 'Regulus': 13.3, 'Lamont': 13.4, 'Rio Bravo': 13.5, 'Tupman': 15.3, 'Grimway': 16.1, 'Shafter': 17.5, 'Norco': 19.5, 'Charca': 20.7, 'Wheeler Ridge': 24.4, 'Midway': 24.5, 'Elk Hills': 25.0, 'Semitropic': 25.9, 'Midway - Wheeler Ridge (Proposed)': 26.1, 'Vestal': 27.9} | 112.2628 | 0 | 0% | 112.2628 | 100% | [5 empty] | 0 | 0% | 0 | 0% |  | 112.2628 | 100% | 0 | 0% | 112.2628 | 100% | 0 | 0 | 0% | 112.2628 | 0 | 0% | 112.2628 | 112.2628 | 100% | 0 | 17.1567 | 15.28% | 95.1062 | 0 | 0% | 112.2628
65 | Inyokern | Greater_Kramer (Exclude) | {'Ransburg': 21.5} | 15976.0918 | 3606.8823 | 22.58% | 12369.2095 | 77.42% | [5 empty] | 303.1234 | 1.897% | 6.7272 | 0.04211% |  | 2997.8706 | 18.76% | 0 | 0% | 8280.1348 | 51.83% | 7695.957 | 5084.7607 | 31.83% | 10891.3311 | 3331.6406 | 20.85% | 12644.4512 | 11033.1758 | 69.06% | 4942.916 | 5972.8003 | 37.39% | 10003.2915 | 53.5748 | 0.3353% | 15922.517
66 | Pastoria | Central_Valley_North_Los_Banos | {'Bailey': 11.6, 'Wheeler Ridge': 13.0, 'Grimway': 21.6, 'Whirlwind': 23.7, 'Lamont': 25.0, 'Regulus': 25.0, 'Midway - Wheeler Ridge (Proposed)': 27.3, 'Highwind': 28.7, 'Stockdale': 29.2, 'Magunden': 29.7} | 118687.0781 | 13746.5898 | 11.58% | 104940.4883 | 88.42% | [5 empty] | 1629.7213 | 1.373% | 1439.5601 | 1.213% |  | 95104.2734 | 80.13% | 3408.7266 | 2.872% | 68108.7344 | 57.39% | 50578.3438 | 56842.5508 | 47.89% | 61844.5273 | 47842.875 | 40.31% | 70844.2031 | 101185.2109 | 85.25% | 17501.8672 | 50697.9844 | 42.72% | 67989.0938 | 2311.7 | 1.948% | 116375.3782
67 | Ransburg | Greater_Kramer (Exclude) | {'Inyokern': 21.5, 'Kramer': 26.6} | 130463.0391 | 30123.0762 | 23.09% | 100339.9629 | 76.91% | [5 empty] | 278.0078 | 0.2131% | 4.6703 | 0.00358% |  | 0 | 0% | 0 | 0% | 48181.6094 | 36.93% | 82281.4297 | 30993.0098 | 23.76% | 99470.0293 | 5738.4834 | 4.399% | 124724.5557 | 75243.4219 | 57.67% | 55219.6172 | 70408.9922 | 53.97% | 60054.0469 | 747.4964 | 0.573% | 129715.5427
68 | Sycamore | Central_Valley_North_Los_Banos | {'Kern Oil': 1.9, 'Bakersfield': 4.6, 'Columbus': 4.7, 'California Water': 5.5, 'Westpark': 6.1, 'Rosedale': 7.2, 'Magunden': 7.4, 'Poso Mountain': 7.6, 'Kern Power': 7.8, '7th Standard': 8.0, 'Lerdo': 9.7, 'Stockdale': 10.3, 'Renfro': 10.8, 'Tevis': 12.0, 'Regulus': 12.9, 'Lamont': 13.0, 'Rio Bravo': 15.2, 'Grimway': 15.9, 'Tupman': 17.2, 'Shafter': 18.9, 'Norco': 21.3, 'Charca': 21.7, 'Wheeler Ridge': 25.1, 'Midway': 26.3, 'Elk Hills': 26.8, 'Semitropic': 27.2, 'Vestal': 27.4, 'Midway - Wheeler Ridge (Proposed)': 27.7} | 777.5231 | 0 | 0% | 777.5231 | 100% | [5 empty] | 0 | 0% | 0 | 0% |  | 777.5231 | 100% | 0 | 0% | 688.1484 | 88.51% | 89.3748 | 0 | 0% | 777.5231 | 655.7599 | 84.34% | 121.7632 | 777.5231 | 100% | 0 | 318.5395 | 40.97% | 458.9837 | 0.88081 | 0.1133% | 776.6423
69 | Avenal | Central_Valley_North_Los_Banos | {'Gates': 11.2, 'Arco': 18.0, 'Mustang': 20.7, 'Henrietta': 21.8, 'Cholame': 23.6, 'Leprino Jct': 24.0, 'Gates-Midway (Proposed)': 24.4, 'Schindler': 29.3} | 95584.1328 | 46186.4023 | 48.32% | 49397.7305 | 51.68% | [5 empty] | 8516.4248 | 8.91% | 42602.9258 | 44.57% |  | 7524.7607 | 7.872% | 0 | 0% | 25161.4258 | 26.32% | 70422.707 | 6445.0679 | 6.743% | 89139.0649 | 18373.1699 | 19.22% | 77210.9629 | 36137.3438 | 37.81% | 59446.7891 | 33750.1328 | 35.31% | 61834 | 491.0005 | 0.5137% | 95093.1323
70 | Corcoran | Central_Valley_North_Los_Banos | {'Alpaugh': 11.5, 'GWF Hanford Sw Sta': 12.2, 'Olive': 15.9, 'Leprino Jct': 17.9, 'Henrietta': 21.4, 'Mustang': 21.9, 'Rector': 22.0, 'Gates-Midway (Proposed)': 25.5, 'Kingsburg': 26.2, 'Smyrna': 27.6} | 55758.8047 | 53494.0586 | 95.94% | 2264.7461 | 4.062% | [5 empty] | 37506.3633 | 67.27% | 8899.001 | 15.96% |  | 0 | 0% | 0 | 0% | 29.8064 | 0.05346% | 55728.9983 | 0 | 0% | 55758.8047 | 0 | 0% | 55758.8047 | 29.8064 | 0.05346% | 55728.9983 | 0 | 0% | 55758.8047 | 2248.5635 | 4.033% | 53510.2412
71 | Henrietta | Central_Valley_North_Los_Banos | {'Mustang': 1.1, 'Leprino Jct': 3.9, 'Gates': 14.2, 'GWF Hanford Sw Sta': 14.4, 'Schindler': 17.2, 'Corcoran': 21.4, 'Avenal': 21.8, 'Kingsburg': 24.7, 'Mc Mullin': 24.7, 'Cantua': 27.6, 'Helm': 28.5, 'McCall': 29.4} | 280588.3125 | 247762.0938 | 88.3% | 32826.2188 | 11.7% | [5 empty] | 110907.9062 | 39.53% | 145030.1875 | 51.69% |  | 0 | 0% | 0 | 0% | 18117.8223 | 6.457% | 262470.4902 | 4412.1689 | 1.572% | 276176.1436 | 13586.4434 | 4.842% | 267001.8691 | 29245.9141 | 10.42% | 251342.3984 | 342.9154 | 0.1222% | 280245.3971 | 4519.7388 | 1.611% | 276068.5737
72 | Eagle Rock (PGE) | Mendocino_Marin | {'Geysers': 6.0, 'Cloverdale': 11.0, 'Hopland': 17.6, 'Fulton': 23.0, 'Ukiah': 29.9} | 159481.9375 | 9301.1729 | 5.832% | 150180.7646 | 94.17% | [5 empty] | 5360.4624 | 3.361% | 3501.7373 | 2.196% |  | 79249.8906 | 49.69% | 71445.7109 | 44.8% | 104787.8359 | 65.71% | 54694.1016 | 54881.8242 | 34.41% | 104600.1133 | 105223.3203 | 65.98% | 54258.6172 | 142278.0156 | 89.21% | 17203.9219 | 83004.8516 | 52.05% | 76477.0859 | 1998.5554 | 1.253% | 157483.3821
73 | Leavitt | Northern_California | {'Richmond': 7.1} | 234410.1875 | 38240.9883 | 16.31% | 196169.1992 | 83.69% | [5 empty] | 2291.7944 | 0.9777% | 0 | 0% |  | 227376.7812 | 97% | 0 | 0% | 96662.3594 | 41.24% | 137747.8281 | 33136.3711 | 14.14% | 201273.8164 | 33017.4102 | 14.09% | 201392.7773 | 126102.4297 | 53.8% | 108307.7578 | 148725.1875 | 63.45% | 85685 | 19131.0996 | 8.161% | 215279.0879
74 | Madeline | Northern_California | {} | 515747.1562 | 23184.1348 | 4.495% | 492563.0215 | 95.5% | [5 empty] | 15703.8281 | 3.045% | 8.0245 | 0.001556% |  | 451418.875 | 87.53% | 0 | 0% | 199386.1562 | 38.66% | 316361 | 42033.3789 | 8.15% | 473713.7773 | 60538.1094 | 11.74% | 455209.0469 | 245298.75 | 47.56% | 270448.4062 | 437855.1562 | 84.9% | 77892 | 73460.7969 | 14.24% | 442286.3594
75 | Antelope | Tehachapi | {'Whirlwind': 14.1, 'Vincent': 17.3, 'Pardee': 23.5, 'Windhub': 24.0, 'Saugus': 24.1, 'Bailey': 27.7, 'Sylmar': 28.7, 'Highwind': 28.8} | 232182.0938 | 92080.875 | 39.66% | 140101.2188 | 60.34% | [5 empty] | 3699.5491 | 1.593% | 5966.8994 | 2.57% |  | 56565.0469 | 24.36% | 69900.1094 | 30.11% | 32089.4336 | 13.82% | 200092.6602 | 73173.8359 | 31.52% | 159008.2578 | 46560.3477 | 20.05% | 185621.7461 | 106946.9375 | 46.06% | 125235.1562 | 49308.543 | 21.24% | 182873.5508 | 6466.46 | 2.785% | 225715.6338
76 | Arcogen | Greater_LA | {'Hinson': 1.2, 'Harborgen': 2.8, 'Long Beach': 3.7, 'Lighthipe': 5.9, 'La Fresa': 6.3, 'Redondo': 8.6, 'Del Amo': 8.7, 'Alamitos': 9.1, 'El Nido': 9.2, 'Chevmain': 10.9, 'Center': 11.0, 'El Segundo': 12.1, 'Laguna Bell': 12.2, 'La Cienega': 14.8, 'Barre': 15.1, 'Mesa (SCE)': 17.0, 'Huntington Beach': 19.3, 'Ellis': 19.5, 'Lewis': 19.8, 'Olinda': 20.5, 'Walnut': 21.4, 'Villa Park': 23.5, 'Johanna': 23.6, 'Goodrich': 24.7, 'Rio Hondo': 24.9, 'Serrano': 26.1, 'Gould': 28.0, 'Santiago': 29.3} | 8965.3887 | 2375.6497 | 26.5% | 6589.739 | 73.5% | [5 empty] | 0 | 0% | 0 | 0% |  | 136.4639 | 1.522% | 0 | 0% | 10.7529 | 0.1199% | 8954.6358 | 1204.7504 | 13.44% | 7760.6383 | 6529.7007 | 72.83% | 2435.688 | 6540.4536 | 72.95% | 2424.9351 | 0 | 0% | 8965.3887 | 115.5856 | 1.289% | 8849.8031
77 | Bailey | Tehachapi | {'Pastoria': 11.6, 'Whirlwind': 20.1, 'Wheeler Ridge': 24.4, 'Pardee': 25.7, 'Saugus': 26.9, 'Antelope': 27.7} | 186584.8281 | 29183.2324 | 15.64% | 157401.5957 | 84.36% | [5 empty] | 1906.7406 | 1.022% | 1750.163 | 0.938% |  | 124136.9297 | 66.53% | 19134.6172 | 10.26% | 96857.4766 | 51.91% | 89727.3516 | 68005.6172 | 36.45% | 118579.2109 | 51990.7383 | 27.86% | 134594.0898 | 141579.1562 | 75.88% | 45005.6719 | 79341.9062 | 42.52% | 107242.9219 | 6095.2222 | 3.267% | 180489.606
78 | Center | Greater_LA | {'Laguna Bell': 4.0, 'Lighthipe': 5.2, 'Del Amo': 5.6, 'Mesa (SCE)': 7.5, 'Hinson': 10.1, 'Walnut': 10.5, 'Olinda': 10.6, 'Barre': 10.9, 'Arcogen': 11.0, 'Alamitos': 11.3, 'Harborgen': 12.5, 'Long Beach': 13.2, 'La Fresa': 13.7, 'Rio Hondo': 14.1, 'Lewis': 14.5, 'Goodrich': 15.4, 'El Nido': 15.5, 'La Cienega': 16.4, 'Redondo': 17.1, 'Chevmain': 17.2, 'Villa Park': 17.4, 'El Segundo': 18.3, 'Ellis': 19.2, 'Serrano': 19.4, 'Gould': 20.7, 'Johanna': 20.8, 'Huntington Beach': 20.8, 'Chino': 25.0, 'Santiago': 26.6, 'Padua': 29.8} | 7873.6372 | 2249.509 | 28.57% | 5624.1282 | 71.43% | [5 empty] | 0 | 0% | 0 | 0% |  | 38.6828 | 0.4913% | 0 | 0% | 2.2694 | 0.02882% | 7871.3679 | 726.0238 | 9.221% | 7147.6134 | 5601.7935 | 71.15% | 2271.8438 | 5604.0625 | 71.18% | 2269.5747 | 0 | 0% | 7873.6372 | 33.1439 | 0.4209% | 7840.4933
79 | Del Amo | Greater_LA | {'Lighthipe': 5.0, 'Center': 5.6, 'Alamitos': 5.7, 'Barre': 7.1, 'Hinson': 7.5, 'Arcogen': 8.7, 'Harborgen': 8.9, 'Laguna Bell': 9.3, 'Long Beach': 9.3, 'Lewis': 11.7, 'Olinda': 12.1, 'Mesa (SCE)': 13.1, 'La Fresa': 13.7, 'Walnut': 13.9, 'Ellis': 14.3, 'Villa Park': 15.3, 'Huntington Beach': 15.5, 'El Nido': 16.2, 'Redondo': 16.7, 'Johanna': 16.8, 'Serrano': 17.7, 'Chevmain': 18.0, 'Rio Hondo': 19.0, 'El Segundo': 19.2, 'La Cienega': 19.3, 'Goodrich': 20.9, 'Santiago': 22.7, 'Chino': 26.2, 'Gould': 26.3, 'Viejo': 29.0} | 10611.415 | 2414.2266 | 22.75% | 8197.1885 | 77.25% | [5 empty] | 0 | 0% | 0 | 0% |  | 136.4639 | 1.286% | 0 | 0% | 10.7529 | 0.1013% | 10600.6621 | 1492.1733 | 14.06% | 9119.2417 | 8137.188 | 76.68% | 2474.2271 | 8147.9409 | 76.78% | 2463.4741 | 0 | 0% | 10611.415 | 369.4453 | 3.482% | 10241.9698
80 | El Nido | Greater_LA | {'Chevmain': 1.8, 'La Fresa': 2.9, 'El Segundo': 3.0, 'Redondo': 3.4, 'La Cienega': 7.2, 'Arcogen': 9.2, 'Hinson': 10.1, 'Lighthipe': 11.4, 'Harborgen': 11.6, 'Long Beach': 12.4, 'Laguna Bell': 14.1, 'Center': 15.5, 'Del Amo': 16.2, 'Mesa (SCE)': 18.0, 'Alamitos': 18.2, 'Barre': 23.3, 'Goodrich': 24.1, 'Gould': 24.9, 'Walnut': 25.5, 'Olinda': 26.2, 'Rio Hondo': 26.8, 'Lewis': 27.9, 'Huntington Beach': 28.5, 'Ellis': 28.7, 'Sylmar': 29.2} | 5847.438 | 2364.8438 | 40.44% | 3482.5942 | 59.56% | [5 empty] | 0 | 0% | 0 | 0% |  | 192.3452 | 3.289% | 42.7481 | 0.7311% | 58.5759 | 1.002% | 5788.8621 | 342.8372 | 5.863% | 5504.6008 | 3379.4553 | 57.79% | 2467.9827 | 3438.0312 | 58.8% | 2409.4067 | 0 | 0% | 5847.438 | 12.5608 | 0.2148% | 5834.8772
81 | Goodrich | Greater_LA | {'Rio Hondo': 6.9, 'Gould': 7.5, 'Mesa (SCE)': 8.0, 'Laguna Bell': 12.6, 'Walnut': 12.6, 'Center': 15.4, 'Olinda': 17.0, 'Lighthipe': 19.3, 'La Cienega': 19.6, 'Del Amo': 20.9, 'Vincent': 23.1, 'La Fresa': 24.0, 'El Nido': 24.1, 'Hinson': 24.2, 'Barre': 24.4, 'Arcogen': 24.7, 'Chevmain': 24.9, 'El Segundo': 25.5, 'Chino': 25.7, 'Padua': 25.8, 'Sylmar': 25.9, 'Lewis': 26.0, 'Alamitos': 26.6, 'Harborgen': 26.9, 'Redondo': 27.1, 'Villa Park': 27.3, 'Long Beach': 27.7, 'Serrano': 28.1} | 9186.21 | 464.6675 | 5.058% | 8721.5425 | 94.94% | [5 empty] | 7.3358 | 0.07986% | 25.896 | 0.2819% |  | 0 | 0% | 9186.21 | 100% | 4178.9907 | 45.49% | 5007.2192 | 2.762 | 0.03007% | 9183.4479 | 2834.8882 | 30.86% | 6351.3218 | 5068.2754 | 55.17% | 4117.9346 | 7498.7246 | 81.63% | 1687.4854 | 1759.8495 | 19.16% | 7426.3605
82 | Gould | Greater_LA | {'Goodrich': 7.5, 'Mesa (SCE)': 13.4, 'Rio Hondo': 14.3, 'Laguna Bell': 17.1, 'Vincent': 18.7, 'La Cienega': 18.8, 'Sylmar': 18.8, 'Walnut': 20.0, 'Center': 20.7, 'Lighthipe': 23.5, 'Olinda': 24.3, 'El Nido': 24.9, 'Chevmain': 25.2, 'El Segundo': 25.5, 'La Fresa': 25.6, 'Saugus': 26.2, 'Del Amo': 26.3, 'Pardee': 27.2, 'Hinson': 27.8, 'Arcogen': 28.0, 'Redondo': 28.2} | 21129.8887 | 7230.7495 | 34.22% | 13899.1392 | 65.78% | [5 empty] | 23.2111 | 0.1098% | 50.4951 | 0.239% |  | 0 | 0% | 21129.8887 | 100% | 6655.8223 | 31.5% | 14474.0664 | 2.762 | 0.01307% | 21127.1266 | 2834.8882 | 13.42% | 18295.0005 | 7545.1069 | 35.71% | 13584.7817 | 10319.3018 | 48.84% | 10810.5869 | 2146.3628 | 10.16% | 18983.5259
83 | Harborgen | Greater_LA | {'Long Beach': 0.9, 'Arcogen': 2.8, 'Hinson': 2.8, 'Alamitos': 7.5, 'Lighthipe': 7.6, 'La Fresa': 8.7, 'Del Amo': 8.9, 'Redondo': 10.4, 'El Nido': 11.6, 'Center': 12.5, 'Chevmain': 13.2, 'Laguna Bell': 14.3, 'Barre': 14.3, 'El Segundo': 14.4, 'Huntington Beach': 17.0, 'La Cienega': 17.6, 'Ellis': 17.6, 'Mesa (SCE)': 19.0, 'Lewis': 19.0, 'Olinda': 21.0, 'Johanna': 22.0, 'Walnut': 22.5, 'Villa Park': 22.8, 'Serrano': 25.4, 'Rio Hondo': 26.6, 'Goodrich': 26.9, 'Santiago': 27.6} | 9995.9395 | 2388.7188 | 23.9% | 7607.2207 | 76.1% | [5 empty] | 0 | 0% | 0 | 0% |  | 136.4639 | 1.365% | 0 | 0% | 10.7529 | 0.1076% | 9985.1865 | 1572.3059 | 15.73% | 8423.6335 | 7547.1826 | 75.5% | 2448.7568 | 7557.9355 | 75.61% | 2438.0039 | 0 | 0% | 9995.9395 | 350.8864 | 3.51% | 9645.0531
84 | Hinson | Greater_LA | {'Arcogen': 1.2, 'Harborgen': 2.8, 'Long Beach': 3.7, 'Lighthipe': 5.0, 'La Fresa': 7.2, 'Del Amo': 7.5, 'Alamitos': 8.0, 'Redondo': 9.7, 'Center': 10.1, 'El Nido': 10.1, 'Laguna Bell': 11.6, 'Chevmain': 11.9, 'El Segundo': 13.1, 'Barre': 13.9, 'La Cienega': 15.4, 'Mesa (SCE)': 16.3, 'Huntington Beach': 18.5, 'Ellis': 18.6, 'Lewis': 18.6, 'Olinda': 19.4, 'Walnut': 20.4, 'Villa Park': 22.3, 'Johanna': 22.5, 'Rio Hondo': 24.1, 'Goodrich': 24.2, 'Serrano': 24.9, 'Gould': 27.8, 'Santiago': 28.3} | 9357.3955 | 2384.2478 | 25.48% | 6973.1477 | 74.52% | [5 empty] | 0 | 0% | 0 | 0% |  | 136.4639 | 1.458% | 0 | 0% | 10.7529 | 0.1149% | 9346.6426 | 1571.3511 | 16.79% | 7786.0444 | 6913.1099 | 73.88% | 2444.2856 | 6923.8628 | 73.99% | 2433.5327 | 0 | 0% | 9357.3955 | 171.2244 | 1.83% | 9186.1711
85 | La Cienega | Greater_LA | {'El Segundo': 6.9, 'Chevmain': 6.9, 'El Nido': 7.2, 'La Fresa': 9.4, 'Redondo': 10.5, 'Laguna Bell': 13.3, 'Lighthipe': 14.3, 'Arcogen': 14.8, 'Hinson': 15.4, 'Mesa (SCE)': 15.6, 'Center': 16.4, 'Harborgen': 17.6, 'Long Beach': 18.4, 'Gould': 18.8, 'Del Amo': 19.3, 'Goodrich': 19.6, 'Sylmar': 22.1, 'Alamitos': 22.9, 'Rio Hondo': 23.9, 'Walnut': 24.6, 'Barre': 26.3, 'Olinda': 26.5} | 3892.7246 | 1594.9095 | 40.97% | 2297.8151 | 59.03% | [5 empty] | 0 | 0% | 0 | 0% |  | 195.0095 | 5.01% | 78.5644 | 2.018% | 59.5315 | 1.529% | 3833.1931 | 124.8791 | 3.208% | 3767.8455 | 2193.3381 | 56.34% | 1699.3865 | 2252.8696 | 57.87% | 1639.855 | 0 | 0% | 3892.7246 | 8.084 | 0.2077% | 3884.6406
86 | La Fresa | Greater_LA | {'El Nido': 2.9, 'Redondo': 3.5, 'Chevmain': 4.6, 'El Segundo': 5.8, 'Arcogen': 6.3, 'Hinson': 7.2, 'Harborgen': 8.7, 'Lighthipe': 9.1, 'La Cienega': 9.4, 'Long Beach': 9.5, 'Laguna Bell': 12.9, 'Center': 13.7, 'Del Amo': 13.7, 'Alamitos': 15.3, 'Mesa (SCE)': 17.2, 'Barre': 20.6, 'Goodrich': 24.0, 'Walnut': 24.0, 'Olinda': 24.2, 'Lewis': 25.3, 'Gould': 25.6, 'Huntington Beach': 25.6, 'Ellis': 25.8, 'Rio Hondo': 25.9, 'Villa Park': 28.9, 'Johanna': 29.7} | 6294.8657 | 2368.1387 | 37.62% | 3926.7271 | 62.38% | [5 empty] | 0 | 0% | 0 | 0% |  | 180.8089 | 2.872% | 12.4014 | 0.197% | 36.3026 | 0.5767% | 6258.5631 | 799.8782 | 12.71% | 5494.9875 | 3836.4963 | 60.95% | 2458.3694 | 3872.7988 | 61.52% | 2422.0669 | 0 | 0% | 6294.8657 | 28.0608 | 0.4458% | 6266.805
87 | Laguna Bell | Greater_LA | {'Center': 4.0, 'Mesa (SCE)': 4.7, 'Lighthipe': 6.8, 'Del Amo': 9.3, 'Hinson': 11.6, 'Walnut': 11.6, 'Arcogen': 12.2, 'Goodrich': 12.6, 'La Fresa': 12.9, 'Olinda': 13.1, 'Rio Hondo': 13.1, 'La Cienega': 13.3, 'El Nido': 14.1, 'Harborgen': 14.3, 'Alamitos': 14.8, 'Barre': 15.0, 'Long Beach': 15.2, 'Chevmain': 15.5, 'Redondo': 16.4, 'El Segundo': 16.5, 'Gould': 17.1, 'Lewis': 18.3, 'Villa Park': 21.1, 'Serrano': 22.9, 'Ellis': 23.2, 'Johanna': 24.8, 'Huntington Beach': 24.8, 'Chino': 27.0} | 6068.6475 | 2244.4756 | 36.98% | 3824.1719 | 63.02% | [5 empty] | 0 | 0% | 0 | 0% |  | 34.0969 | 0.5619% | 0 | 0% | 2.2694 | 0.03739% | 6066.3781 | 791.5397 | 13.04% | 5277.1078 | 3802.5449 | 62.66% | 2266.1025 | 3804.8142 | 62.7% | 2263.8333 | 0 | 0% | 6068.6475 | 27.4982 | 0.4531% | 6041.1493
88 | Lighthipe | Greater_LA | {'Del Amo': 5.0, 'Hinson': 5.0, 'Center': 5.2, 'Arcogen': 5.9, 'Laguna Bell': 6.8, 'Harborgen': 7.6, 'Long Beach': 8.4, 'La Fresa': 9.1, 'Alamitos': 9.1, 'El Nido': 11.4, 'Mesa (SCE)': 11.4, 'Barre': 12.2, 'Redondo': 12.4, 'Chevmain': 13.2, 'La Cienega': 14.3, 'El Segundo': 14.4, 'Olinda': 15.2, 'Walnut': 15.6, 'Lewis': 16.6, 'Ellis': 19.0, 'Rio Hondo': 19.1, 'Goodrich': 19.3, 'Huntington Beach': 19.8, 'Villa Park': 20.1, 'Johanna': 21.8, 'Serrano': 22.4, 'Gould': 23.5, 'Santiago': 27.7, 'Chino': 29.7} | 8801.3691 | 2364.2354 | 26.86% | 6437.1338 | 73.14% | [5 empty] | 0 | 0% | 0 | 0% |  | 136.4639 | 1.55% | 0 | 0% | 10.7529 | 0.1222% | 8790.6162 | 1052.1448 | 11.95% | 7749.2244 | 6377.0952 | 72.46% | 2424.2739 | 6387.8481 | 72.58% | 2413.521 | 0 | 0% | 8801.3691 | 109.4348 | 1.243% | 8691.9344
89 | Mesa (SCE) | Greater_LA | {'Laguna Bell': 4.7, 'Center': 7.5, 'Goodrich': 8.0, 'Rio Hondo': 8.8, 'Walnut': 9.4, 'Lighthipe': 11.4, 'Olinda': 12.5, 'Del Amo': 13.1, 'Gould': 13.4, 'La Cienega': 15.6, 'Hinson': 16.3, 'Arcogen': 17.0, 'La Fresa': 17.2, 'Barre': 17.4, 'El Nido': 18.0, 'Alamitos': 18.8, 'Harborgen': 19.0, 'Chevmain': 19.2, 'Long Beach': 19.8, 'Lewis': 19.9, 'El Segundo': 20.0, 'Redondo': 20.6, 'Villa Park': 22.0, 'Serrano': 23.4, 'Chino': 24.9, 'Ellis': 26.1, 'Johanna': 26.8, 'Padua': 27.6, 'Huntington Beach': 28.0, 'Sylmar': 29.0} | 1014.1513 | 606.0558 | 59.76% | 408.0955 | 40.24% | [5 empty] | 0 | 0% | 0 | 0% |  | 0 | 0% | 7.2031 | 0.7103% | 0 | 0% | 1014.1513 | 95.923 | 9.458% | 918.2283 | 394.5624 | 38.91% | 619.5889 | 394.5624 | 38.91% | 619.5889 | 7.2031 | 0.7103% | 1006.9482 | 11.8275 | 1.166% | 1002.3238
90 | Olinda | Greater_LA | {'Walnut': 4.6, 'Lewis': 9.5, 'Barre': 10.1, 'Villa Park': 10.3, 'Center': 10.6, 'Serrano': 11.1, 'Rio Hondo': 11.5, 'Del Amo': 12.1, 'Mesa (SCE)': 12.5, 'Laguna Bell': 13.1, 'Chino': 14.5, 'Lighthipe': 15.2, 'Alamitos': 16.1, 'Johanna': 16.5, 'Goodrich': 17.0, 'Ellis': 18.0, 'Hinson': 19.4, 'Padua': 20.2, 'Arcogen': 20.5, 'Huntington Beach': 20.9, 'Harborgen': 21.0, 'Mira Loma': 21.0, 'Santiago': 21.3, 'Long Beach': 21.4, 'La Fresa': 24.2, 'Gould': 24.3, 'Rancho Vista': 24.3, 'Etiwanda': 24.7, 'Viejo': 25.1, 'El Nido': 26.2, 'La Cienega': 26.5, 'Redondo': 27.6, 'Chevmain': 27.8, 'El Segundo': 28.9} | 2975.9641 | 104.3808 | 3.507% | 2871.5833 | 96.49% | [5 empty] | 0 | 0% | 0 | 0% |  | 0 | 0% | 446.0012 | 14.99% | 301.9824 | 10.15% | 2673.9817 | 832.6763 | 27.98% | 2143.2878 | 2559.3079 | 86% | 416.6562 | 2861.2903 | 96.15% | 114.6738 | 227.1328 | 7.632% | 2748.8313 | 32.0146 | 1.076% | 2943.9495
91 | Pardee | Tehachapi | {'Saugus': 1.3, 'Sylmar': 10.4, 'Moorpark': 21.3, 'Antelope': 23.5, 'Bailey': 25.7, 'Vincent': 26.7, 'Gould': 27.2} | 118730.7266 | 13122.3037 | 11.05% | 105608.4229 | 88.95% | [5 empty] | 606.8611 | 0.5111% | 2476.5273 | 2.086% |  | 23189.0801 | 19.53% | 95405.5312 | 80.35% | 64328.2969 | 54.18% | 54402.4297 | 6840.9268 | 5.762% | 111889.7998 | 10910.21 | 9.189% | 107820.5166 | 74650.875 | 62.87% | 44079.8516 | 65561.9609 | 55.22% | 53168.7656 | 11312.7314 | 9.528% | 107417.9951
92 | Rio Hondo | Greater_LA | {'Goodrich': 6.9, 'Walnut': 6.9, 'Mesa (SCE)': 8.8, 'Olinda': 11.5, 'Laguna Bell': 13.1, 'Center': 14.1, 'Gould': 14.3, 'Chino': 18.8, 'Del Amo': 19.0, 'Lighthipe': 19.1, 'Padua': 19.6, 'Barre': 20.4, 'Lewis': 20.9, 'Villa Park': 21.7, 'Serrano': 22.0, 'La Cienega': 23.9, 'Hinson': 24.1, 'Alamitos': 24.4, 'Mira Loma': 24.8, 'Arcogen': 24.9, 'Rancho Vista': 25.6, 'La Fresa': 25.9, 'Etiwanda': 26.0, 'Harborgen': 26.6, 'El Nido': 26.8, 'Long Beach': 27.3, 'Vincent': 27.4, 'Johanna': 28.0, 'Chevmain': 28.0, 'El Segundo': 28.8, 'Ellis': 29.0, 'Redondo': 29.3} | 1391.1477 | 36.8482 | 2.649% | 1354.2995 | 97.35% | [5 empty] | 0 | 0% | 0 | 0% |  | 0 | 0% | 1391.1477 | 100% | 0.26724 | 0.01921% | 1390.8805 | 2.762 | 0.1985% | 1388.3857 | 222.1404 | 15.97% | 1169.0073 | 222.4076 | 15.99% | 1168.7401 | 1327.0436 | 95.39% | 64.1041 | 267.0924 | 19.2% | 1124.0553
93 | Saugus | Tehachapi | {'Pardee': 1.3, 'Sylmar': 9.1, 'Moorpark': 21.1, 'Antelope': 24.1, 'Gould': 26.2, 'Vincent': 26.5, 'Bailey': 26.9} | 107572.8672 | 11246.4912 | 10.45% | 96326.376 | 89.55% | [5 empty] | 583.6503 | 0.5426% | 2453.5403 | 2.281% |  | 17175.7285 | 15.97% | 90265.9219 | 83.91% | 61667.9062 | 57.33% | 45904.9609 | 4338.7588 | 4.033% | 103234.1084 | 8926.9551 | 8.299% | 98645.9121 | 69372.4062 | 64.49% | 38200.4609 | 58857.5625 | 54.71% | 48715.3047 | 10998.751 | 10.22% | 96574.1162
94 | Vincent | Tehachapi | {'Antelope': 17.3, 'Gould': 18.7, 'Goodrich': 23.1, 'Sylmar': 25.1, 'Saugus': 26.5, 'Pardee': 26.7, 'Rio Hondo': 27.4} | 148593.5625 | 47426.6797 | 31.92% | 101166.8828 | 68.08% | [5 empty] | 815.6782 | 0.5489% | 5187.583 | 3.491% |  | 10250.9551 | 6.899% | 68491.2891 | 46.09% | 13610.293 | 9.159% | 134983.2695 | 62080.2734 | 41.78% | 86513.2891 | 42322.5312 | 28.48% | 106271.0312 | 78133.4531 | 52.58% | 70460.1094 | 45507.2109 | 30.63% | 103086.3516 | 5403.5806 | 3.636% | 143189.9819
95 | Borden | Central_Valley_North_Los_Banos | {'Gregg': 6.1, 'Kearney': 16.0, 'West Fresno': 16.8, 'Cal Ave': 18.6, 'Newhall': 19.4, 'Dairyland': 20.5, 'Malaga': 21.3, 'Mc Mullin': 22.7, 'Le Grand': 24.2, 'Helm': 25.2, 'Sanger': 25.5, 'McCall': 28.8, 'Mendota': 29.7} | 377266.0312 | 189908.3906 | 50.34% | 187357.6406 | 49.66% | [5 empty] | 169190.1562 | 44.85% | 144490.4844 | 38.3% |  | 0 | 0% | 0 | 0% | 112529.7812 | 29.83% | 264736.25 | 100155.6406 | 26.55% | 277110.3906 | 124104.4375 | 32.9% | 253161.5938 | 182040.8594 | 48.25% | 195225.1719 | 21088.8789 | 5.59% | 356177.1523 | 50248.8242 | 13.32% | 327017.207
96 | Dairyland | Central_Valley_North_Los_Banos | {'Le Grand': 9.3, 'Newhall': 13.0, 'Wilson': 17.2, 'Merced': 17.8, 'Borden': 20.5, 'Oro Loma': 22.0, 'Mendota': 24.4, 'Gregg': 26.1} | 503626.625 | 201777.2812 | 40.06% | 301849.3438 | 59.94% | [5 empty] | 250298.4375 | 49.7% | 150617.0781 | 29.91% |  | 0 | 0% | 0 | 0% | 248359.6875 | 49.31% | 255266.9375 | 123299.3281 | 24.48% | 380327.2969 | 152411.3594 | 30.26% | 351215.2656 | 296008.3438 | 58.78% | 207618.2812 | 42950.4766 | 8.528% | 460676.1484 | 67916.4062 | 13.49% | 435710.2188
97 | Gregg | Central_Valley_North_Los_Banos | {'Borden': 6.1, 'Kearney': 10.3, 'West Fresno': 10.8, 'Cal Ave': 12.5, 'Malaga': 15.3, 'Mc Mullin': 18.4, 'Sanger': 19.7, 'McCall': 22.7, 'Newhall': 22.8, 'Helm': 23.1, 'Dairyland': 26.1} | 345699.9688 | 213155.9062 | 61.66% | 132544.0625 | 38.34% | [5 empty] | 139994.8438 | 40.5% | 161434.2969 | 46.7% |  | 0 | 0% | 0 | 0% | 60511.7109 | 17.5% | 285188.2578 | 78467.7344 | 22.7% | 267232.2344 | 96448.0391 | 27.9% | 249251.9297 | 127773.75 | 36.96% | 217926.2188 | 13446.3564 | 3.89% | 332253.6123 | 31837.7246 | 9.21% | 313862.2441
98 | Newhall | Central_Valley_North_Los_Banos | {'Mendota': 12.4, 'Dairyland': 13.0, 'Oro Loma': 18.1, 'Borden': 19.4, 'Tranquility': 19.6, 'Cheney': 19.7, 'Panoche': 20.4, 'Helm': 20.8, 'Le Grand': 22.2, 'Gregg': 22.8, 'Mc Mullin': 26.7, 'Kearney': 27.1, 'Merced': 29.4, 'Wilson': 29.8} | 491229.2812 | 272751.0938 | 55.52% | 218478.1875 | 44.48% | [5 empty] | 281287.5312 | 57.26% | 161423.7969 | 32.86% |  | 0 | 0% | 0 | 0% | 166005.3906 | 33.79% | 325223.8906 | 50630.9258 | 10.31% | 440598.3555 | 77246.1328 | 15.73% | 413983.1484 | 212469.1094 | 43.25% | 278760.1719 | 7865.563 | 1.601% | 483363.7183 | 35091.7852 | 7.144% | 456137.4961
99 | Ignacio | Mendocino_Marin | {'Lakeville': 12.2, 'Carquinez': 15.9, 'Penngrove': 18.2, 'Tulucay': 18.9, 'Bellevue': 22.9, 'Martinez': 23.5, 'Martin (San Francisco H)': 26.8} | 101042.8359 | 9565.5342 | 9.467% | 91477.3018 | 90.53% | [5 empty] | 4343.2256 | 4.298% | 685.2375 | 0.6782% |  | 57598.3867 | 57% | 15742.5645 | 15.58% | 53504.4883 | 52.95% | 47538.3477 | 34567.5156 | 34.21% | 66475.3203 | 64939.7969 | 64.27% | 36103.0391 | 85346.2109 | 84.47% | 15696.625 | 55657.4336 | 55.08% | 45385.4023 | 8199.7842 | 8.115% | 92843.0518
100 | Calpella | Mendocino_Marin | {'Mendocino': 3.7, 'Ukiah': 3.7, 'Hopland': 16.6, 'Cloverdale': 29.3} | 93862.0391 | 4499.019 | 4.793% | 89363.02 | 95.21% | [5 empty] | 413.2184 | 0.4402% | 184.2246 | 0.1963% |  | 82990.4688 | 88.42% | 10719.9746 | 11.42% | 29793.8965 | 31.74% | 64068.1426 | 31640.6543 | 33.71% | 62221.3848 | 47993.6641 | 51.13% | 45868.375 | 64882.043 | 69.12% | 28979.9961 | 74186.6875 | 79.04% | 19675.3516 | 875.2183 | 0.9325% | 92986.8208
101 | Hopland | Mendocino_Marin | {'Cloverdale': 12.7, 'Ukiah': 13.2, 'Calpella': 16.6, 'Eagle Rock': 17.6, 'Mendocino': 20.2, 'Geysers': 23.2} | 140477.6406 | 3369.4707 | 2.399% | 137108.1699 | 97.6% | [5 empty] | 2532.5098 | 1.803% | 1953.6405 | 1.391% |  | 101554.9219 | 72.29% | 35158.6016 | 25.03% | 72272.0859 | 51.45% | 68205.5547 | 48603.668 | 34.6% | 91873.9727 | 70122.9609 | 49.92% | 70354.6797 | 110729.0391 | 78.82% | 29748.6016 | 103358.9609 | 73.58% | 37118.6797 | 1183.181 | 0.8423% | 139294.4596
102 | Mendocino | Mendocino_Marin | {'Calpella': 3.7, 'Ukiah': 7.4, 'Hopland': 20.2} | 83304.1562 | 3373.7769 | 4.05% | 79930.3794 | 95.95% | [5 empty] | 233.4743 | 0.2803% | 167.1466 | 0.2006% |  | 72061.7812 | 86.5% | 11090.7793 | 13.31% | 28670.6797 | 34.42% | 54633.4766 | 26032.4688 | 31.25% | 57271.6875 | 41479.0781 | 49.79% | 41825.0781 | 58921.6953 | 70.73% | 24382.4609 | 66048.6016 | 79.29% | 17255.5547 | 892.8145 | 1.072% | 82411.3417
103 | Ukiah | Mendocino_Marin | {'Calpella': 3.7, 'Mendocino': 7.4, 'Hopland': 13.2, 'Cloverdale': 25.8, 'Eagle Rock': 29.9} | 115522.1406 | 6183.1992 | 5.352% | 109338.9414 | 94.65% | [5 empty] | 652.8365 | 0.5651% | 295.6512 | 0.2559% |  | 101366.3047 | 87.75% | 14004.2422 | 12.12% | 40805.5703 | 35.32% | 74716.5703 | 36191.3555 | 31.33% | 79330.7852 | 57477.5195 | 49.75% | 58044.6211 | 79454.1328 | 68.78% | 36068.0078 | 92727.7578 | 80.27% | 22794.3828 | 989.0319 | 0.8561% | 114533.1087
104 | Le Grand | Central_Valley_North_Los_Banos | {'Dairyland': 9.3, 'Wilson': 10.5, 'Merced': 13.2, 'Newhall': 22.2, 'Borden': 24.2, 'Oro Loma': 29.4} | 391932.3125 | 105217.2188 | 26.85% | 286715.0938 | 73.15% | [5 empty] | 165435.9844 | 42.21% | 94059.2578 | 24% |  | 0 | 0% | 0 | 0% | 237337.5 | 60.56% | 154594.8125 | 132270.6875 | 33.75% | 259661.625 | 162522.6719 | 41.47% | 229409.6406 | 279420.5938 | 71.29% | 112511.7188 | 80626.0859 | 20.57% | 311306.2266 | 68663.5234 | 17.52% | 323268.7891
105 | Merced | Central_Valley_North_Los_Banos | {'Wilson': 4.6, 'Le Grand': 13.2, 'Dairyland': 17.8, 'Oro Loma': 28.3, 'Newhall': 29.4} | 381178.0312 | 140380.1406 | 36.83% | 240797.8906 | 63.17% | [5 empty] | 120703.5625 | 31.67% | 153816.3438 | 40.35% |  | 0 | 0% | 0 | 0% | 185143.1562 | 48.57% | 196034.875 | 112438.0625 | 29.5% | 268739.9688 | 140003.4688 | 36.73% | 241174.5625 | 230681.6406 | 60.52% | 150496.3906 | 60628.9883 | 15.91% | 320549.043 | 52465.0352 | 13.76% | 328712.9961
106 | Wilson | Central_Valley_North_Los_Banos | {'Merced': 4.6, 'Le Grand': 10.5, 'Dairyland': 17.2, 'Newhall': 29.8} | 366817.4062 | 108122.3828 | 29.48% | 258695.0234 | 70.52% | [5 empty] | 117047.4844 | 31.91% | 123446.3281 | 33.65% |  | 0 | 0% | 0 | 0% | 204596.8438 | 55.78% | 162220.5625 | 125940.9062 | 34.33% | 240876.5 | 152787.8281 | 41.65% | 214029.5781 | 248441.625 | 67.73% | 118375.7812 | 78599.0078 | 21.43% | 288218.3984 | 59342.9883 | 16.18% | 307474.418
107 | Los Banos | Central_Valley_North_Los_Banos | {'Quinto': 5.3, 'Fink (Proposed)': 22.8, 'Oro Loma': 23.3} | 120549.8047 | 36723 | 30.46% | 83826.8047 | 69.54% | [5 empty] | 26045.5488 | 21.61% | 28874.0059 | 23.95% |  | 5937.9536 | 4.926% | 0 | 0% | 73939.8516 | 61.34% | 46609.9531 | 11302.6699 | 9.376% | 109247.1348 | 17095.4004 | 14.18% | 103454.4043 | 79040.4766 | 65.57% | 41509.3281 | 36777.1211 | 30.51% | 83772.6836 | 9449.5723 | 7.839% | 111100.2324
108 | Coburn | Peninsula_Monterey | {} | 167626.2812 | 45437.8594 | 27.11% | 122188.4219 | 72.89% | [5 empty] | 5081.7451 | 3.032% | 37051.6562 | 22.1% |  | 63391.3828 | 37.82% | 0 | 0% | 79024.8594 | 47.14% | 88601.4219 | 19497.9062 | 11.63% | 148128.375 | 46846.875 | 27.95% | 120779.4062 | 100055.6719 | 59.69% | 67570.6094 | 62267.2188 | 37.15% | 105359.0625 | 6523.8486 | 3.892% | 161102.4326
109 | Tulucay | Northern_California | {'Carquinez': 10.9, 'Peabody': 16.3, 'Lakeville': 17.0, 'Martinez': 18.1, 'Ignacio': 18.9, 'Vaca Dixon': 21.6, 'Penngrove': 22.9, 'Shilo III': 23.5, 'Putah Creek': 24.1, 'Pittsburg': 24.9, 'Birds Landing': 25.3, 'Bellevue': 25.8, 'Clayton': 26.5} | 137146.625 | 16549.3984 | 12.07% | 120597.2266 | 87.93% | [5 empty] | 6036.4277 | 4.401% | 6864.9326 | 5.006% |  | 77397.9688 | 56.43% | 16064.2734 | 11.71% | 87109.4297 | 63.52% | 50037.1953 | 29809.3164 | 21.74% | 107337.3086 | 49096.1719 | 35.8% | 88050.4531 | 112604.4766 | 82.11% | 24542.1484 | 65465.6172 | 47.73% | 71681.0078 | 18164.7754 | 13.24% | 118981.8496
110 | Brunswick | Northern_California | {'Higgins': 13.3, 'Drum': 14.5, 'East Marysville': 28.6, 'Olivehurst': 28.9} | 14506.1436 | 6570.7959 | 45.3% | 7935.3477 | 54.7% | [5 empty] | 0 | 0% | 0 | 0% |  | 2601.9675 | 17.94% | 11078.4238 | 76.37% | 1356.4595 | 9.351% | 13149.6841 | 1350.9341 | 9.313% | 13155.2095 | 17.891 | 0.1233% | 14488.2526 | 2725.2847 | 18.79% | 11780.8589 | 5745.3354 | 39.61% | 8760.8081 | 66.6617 | 0.4595% | 14439.4818
111 | Higgins | Northern_California | {'Brunswick': 13.3, 'Pleasant Grove': 19.2, 'Rio Oso': 21.6, 'Drum': 22.8, 'Olivehurst': 24.5, 'East Marysville': 26.6, 'Gold Hill': 26.8, 'Placerville': 27.2} | 27550.7402 | 5446.8721 | 19.77% | 22103.8682 | 80.23% | [5 empty] | 6451.5801 | 23.42% | 7102.0132 | 25.78% |  | 1283.3859 | 4.658% | 0 | 0% | 20997.1387 | 76.21% | 6553.6016 | 0 | 0% | 27550.7402 | 17.891 | 0.06494% | 27532.8493 | 21015.0312 | 76.28% | 6535.709 | 1279.858 | 4.645% | 26270.8822 | 7941.3135 | 28.82% | 19609.4268
112 | Barre | Greater_LA | {'Lewis': 4.8, 'Del Amo': 7.1, 'Alamitos': 7.4, 'Villa Park': 8.5, 'Ellis': 8.8, 'Johanna': 9.9, 'Olinda': 10.1, 'Center': 10.9, 'Serrano': 11.1, 'Huntington Beach': 11.2, 'Lighthipe': 12.2, 'Hinson': 13.9, 'Walnut': 13.9, 'Harborgen': 14.3, 'Long Beach': 14.3, 'Laguna Bell': 15.0, 'Arcogen': 15.1, 'Santiago': 15.8, 'Mesa (SCE)': 17.4, 'Rio Hondo': 20.4, 'La Fresa': 20.6, 'Chino': 21.8, 'Viejo': 21.9, 'El Nido': 23.3, 'Redondo': 23.5, 'Goodrich': 24.4, 'Trabuco': 24.6, 'Chevmain': 25.1, 'El Segundo': 26.3, 'La Cienega': 26.3, 'Margarita': 27.1, 'Capistrano': 27.4, 'Mira Loma': 27.6, 'Padua': 29.1} | 10992.2568 | 2294.2437 | 20.87% | 8698.0132 | 79.13% | [5 empty] | 0 | 0% | 0 | 0% |  | 3.5481 | 0.03228% | 446.0012 | 4.057% | 305.1313 | 2.776% | 10687.1255 | 1625.0334 | 14.78% | 9367.2234 | 8372.501 | 76.17% | 2619.7559 | 8677.6318 | 78.94% | 2314.625 | 227.1328 | 2.066% | 10765.124 | 377.1781 | 3.431% | 10615.0787
113 | Ellis | Greater_LA | {'Huntington Beach': 3.4, 'Johanna': 5.6, 'Barre': 8.8, 'Lewis': 8.9, 'Santiago': 10.2, 'Alamitos': 10.5, 'Villa Park': 10.9, 'Serrano': 13.3, 'Del Amo': 14.3, 'Long Beach': 17.2, 'Viejo': 17.4, 'Harborgen': 17.6, 'Trabuco': 17.7, 'Olinda': 18.0, 'Hinson': 18.6, 'Lighthipe': 19.0, 'Center': 19.2, 'Arcogen': 19.5, 'Capistrano': 20.0, 'Margarita': 20.4, 'Walnut': 22.3, 'Laguna Bell': 23.2, 'La Fresa': 25.8, 'Mesa (SCE)': 26.1, 'Chino': 26.4, 'Talega': 26.8, 'Redondo': 28.0, 'El Nido': 28.7, 'Lee Lake (Proposed)': 28.8, 'Rio Hondo': 29.0} | 10937.5938 | 2324.4951 | 21.25% | 8613.0986 | 78.75% | [5 empty] | 0 | 0% | 0 | 0% |  | 14.8837 | 0.1361% | 0 | 0% | 3.1489 | 0.02879% | 10934.4449 | 1650.4795 | 15.09% | 9287.1143 | 8588.5957 | 78.52% | 2348.998 | 8591.7441 | 78.55% | 2345.8496 | 0 | 0% | 10937.5938 | 371.2501 | 3.394% | 10566.3437
114 | Johanna | Greater_LA | {'Ellis': 5.6, 'Santiago': 5.9, 'Lewis': 7.1, 'Villa Park': 7.1, 'Huntington Beach': 8.6, 'Serrano': 8.7, 'Barre': 9.9, 'Viejo': 12.5, 'Trabuco': 14.6, 'Alamitos': 14.6, 'Olinda': 16.5, 'Del Amo': 16.8, 'Margarita': 17.2, 'Capistrano': 17.6, 'Center': 20.8, 'Walnut': 21.1, 'Lighthipe': 21.8, 'Long Beach': 21.8, 'Harborgen': 22.0, 'Chino': 22.0, 'Hinson': 22.5, 'Lee Lake (Proposed)': 23.3, 'Arcogen': 23.6, 'Talega': 24.2, 'Laguna Bell': 24.8, 'Mira Loma': 26.2, 'Mesa (SCE)': 26.8, 'Rio Hondo': 28.0, 'San Onofre': 29.3, 'La Fresa': 29.7} | 7646.6611 | 799.2426 | 10.45% | 6847.4185 | 89.55% | [5 empty] | 0 | 0% | 0 | 0% |  | 14.8837 | 0.1946% | 446.0012 | 5.833% | 305.1313 | 3.99% | 7341.5298 | 1824.3783 | 23.86% | 5822.2828 | 6527.3433 | 85.36% | 1119.3179 | 6832.4746 | 89.35% | 814.1865 | 227.1328 | 2.97% | 7419.5283 | 370.7632 | 4.849% | 7275.8979
115 | Lewis | Greater_LA | {'Villa Park': 3.7, 'Barre': 4.8, 'Serrano': 6.4, 'Johanna': 7.1, 'Ellis': 8.9, 'Olinda': 9.5, 'Del Amo': 11.7, 'Alamitos': 11.9, 'Huntington Beach': 12.1, 'Santiago': 12.5, 'Walnut': 14.0, 'Center': 14.5, 'Lighthipe': 16.6, 'Viejo': 17.7, 'Chino': 18.2, 'Laguna Bell': 18.3, 'Hinson': 18.6, 'Harborgen': 19.0, 'Long Beach': 19.0, 'Arcogen': 19.8, 'Mesa (SCE)': 19.9, 'Rio Hondo': 20.9, 'Trabuco': 21.4, 'Mira Loma': 23.6, 'Margarita': 23.7, 'Capistrano': 24.5, 'La Fresa': 25.3, 'Goodrich': 26.0, 'Padua': 26.1, 'Lee Lake (Proposed)': 26.2, 'El Nido': 27.9, 'Redondo': 28.2, 'Rancho Vista': 28.4, 'Etiwanda': 28.8, 'Chevmain': 29.7} | 8774.7158 | 2164.4246 | 24.67% | 6610.2913 | 75.33% | [5 empty] | 0 | 0% | 0 | 0% |  | 6.0506 | 0.06895% | 446.0012 | 5.083% | 305.1313 | 3.477% | 8469.5845 | 1629.5287 | 18.57% | 7145.1871 | 6284.8599 | 71.62% | 2489.856 | 6589.9912 | 75.1% | 2184.7246 | 227.1328 | 2.588% | 8547.583 | 377.0932 | 4.297% | 8397.6227
116 | Santiago | Greater_LA | {'Johanna': 5.9, 'Viejo': 7.2, 'Trabuco': 8.9, 'Ellis': 10.2, 'Villa Park': 11.1, 'Margarita': 11.3, 'Serrano': 11.4, 'Capistrano': 12.0, 'Huntington Beach': 12.2, 'Lewis': 12.5, 'Barre': 15.8, 'Talega': 18.5, 'Lee Lake (Proposed)': 19.2, 'Alamitos': 20.3, 'Olinda': 21.3, 'Del Amo': 22.7, 'Chino': 23.5, 'San Onofre': 23.8, 'Walnut': 25.9, 'Mira Loma': 26.4, 'Center': 26.6, 'Long Beach': 27.2, 'Harborgen': 27.6, 'Lighthipe': 27.7, 'Hinson': 28.3, 'Arcogen': 29.3} | 6708.7324 | 295.743 | 4.408% | 6412.9894 | 95.59% | [5 empty] | 0 | 0% | 0 | 0% |  | 14.8837 | 0.2219% | 446.0012 | 6.648% | 305.1313 | 4.548% | 6403.6011 | 1777.4335 | 26.49% | 4931.299 | 6092.9141 | 90.82% | 615.8184 | 6398.0454 | 95.37% | 310.687 | 227.1328 | 3.386% | 6481.5996 | 365.9081 | 5.454% | 6342.8243
117 | Serrano | Greater_LA | {'Villa Park': 2.7, 'Lewis': 6.4, 'Johanna': 8.7, 'Olinda': 11.1, 'Barre': 11.1, 'Santiago': 11.4, 'Ellis': 13.3, 'Chino': 13.3, 'Viejo': 14.0, 'Walnut': 15.4, 'Huntington Beach': 16.6, 'Del Amo': 17.7, 'Mira Loma': 17.9, 'Alamitos': 18.3, 'Center': 19.4, 'Trabuco': 19.5, 'Lee Lake (Proposed)': 20.3, 'Margarita': 21.3, 'Padua': 21.9, 'Rio Hondo': 22.0, 'Lighthipe': 22.4, 'Laguna Bell': 22.9, 'Capistrano': 22.9, 'Rancho Vista': 23.1, 'Etiwanda': 23.4, 'Mesa (SCE)': 23.4, 'Hinson': 24.9, 'Harborgen': 25.4, 'Long Beach': 25.4, 'Arcogen': 26.1, 'Goodrich': 28.1, 'Talega': 28.8} | 6291.0957 | 212.4032 | 3.376% | 6078.6925 | 96.62% | [5 empty] | 0 | 0% | 0 | 0% |  | 6.0506 | 0.09618% | 446.0012 | 7.089% | 305.1313 | 4.85% | 5985.9644 | 1625.1133 | 25.83% | 4665.9824 | 5759.5913 | 91.55% | 531.5044 | 6064.7227 | 96.4% | 226.373 | 227.1328 | 3.61% | 6063.9629 | 370.7632 | 5.893% | 5920.3325
118 | Villa Park | Greater_LA | {'Serrano': 2.7, 'Lewis': 3.7, 'Johanna': 7.1, 'Barre': 8.5, 'Olinda': 10.3, 'Ellis': 10.9, 'Santiago': 11.1, 'Huntington Beach': 14.3, 'Walnut': 14.9, 'Viejo': 15.1, 'Del Amo': 15.3, 'Chino': 15.5, 'Alamitos': 15.6, 'Center': 17.4, 'Trabuco': 19.7, 'Lighthipe': 20.1, 'Mira Loma': 20.4, 'Laguna Bell': 21.1, 'Rio Hondo': 21.7, 'Margarita': 21.8, 'Mesa (SCE)': 22.0, 'Hinson': 22.3, 'Lee Lake (Proposed)': 22.6, 'Harborgen': 22.8, 'Long Beach': 22.8, 'Capistrano': 23.0, 'Arcogen': 23.5, 'Padua': 23.8, 'Rancho Vista': 25.5, 'Etiwanda': 25.8, 'Goodrich': 27.3, 'La Fresa': 28.9, 'Talega': 29.2} | 6403.46 | 235.3827 | 3.676% | 6168.0773 | 96.32% | [5 empty] | 0 | 0% | 0 | 0% |  | 6.0506 | 0.09449% | 446.0012 | 6.965% | 305.1313 | 4.765% | 6098.3286 | 1632.988 | 25.5% | 4770.4719 | 5848.9761 | 91.34% | 554.4839 | 6154.1074 | 96.11% | 249.3525 | 227.1328 | 3.547% | 6176.3271 | 370.7632 | 5.79% | 6032.6967
119 | Capistrano | Greater_LA | {'Margarita': 3.4, 'Trabuco': 3.5, 'Talega': 6.8, 'Viejo': 10.7, 'San Onofre': 11.8, 'Santiago': 12.0, 'Johanna': 17.6, 'Ellis': 20.0, 'Huntington Beach': 20.2, 'Lee Lake (Proposed)': 20.5, 'Serrano': 22.9, 'Villa Park': 23.0, 'Lewis': 24.5, 'Barre': 27.4, 'San Luis Rey': 28.2} | 3216.0042 | 240.3478 | 7.473% | 2975.6563 | 92.53% | [5 empty] | 0 | 0% | 0 | 0% |  | 54.0688 | 1.681% | 0 | 0% | 3.1489 | 0.09791% | 3212.8553 | 936.0052 | 29.1% | 2279.9989 | 2966.4509 | 92.24% | 249.5532 | 2969.5999 | 92.34% | 246.4043 | 11.1289 | 0.346% | 3204.8753 | 277.1161 | 8.617% | 2938.888
120 | Trabuco | Greater_LA | {'Margarita': 2.8, 'Capistrano': 3.5, 'Viejo': 7.4, 'Santiago': 8.9, 'Talega': 9.6, 'Johanna': 14.6, 'San Onofre': 15.0, 'Ellis': 17.7, 'Lee Lake (Proposed)': 18.2, 'Huntington Beach': 18.5, 'Serrano': 19.5, 'Villa Park': 19.7, 'Lewis': 21.4, 'Barre': 24.6, 'Alamitos': 28.2} | 4387.4199 | 264.1261 | 6.02% | 4123.2939 | 93.98% | [5 empty] | 0 | 0% | 0 | 0% |  | 54.0688 | 1.232% | 0 | 0% | 3.1489 | 0.07177% | 4384.271 | 1094.5769 | 24.95% | 3292.843 | 4115.0894 | 93.79% | 272.3306 | 4118.2383 | 93.86% | 269.1816 | 0.73626 | 0.01678% | 4386.6837 | 347.7127 | 7.925% | 4039.7072
121 | Pleasant Grove | Northern_California | {'Rio Oso': 11.6, 'Gold Hill': 14.6, 'Higgins': 19.2, 'Olivehurst': 22.6, 'Woodland': 26.4, 'East Marysville': 27.3, 'Placerville': 28.9, 'Davis': 30.0} | 105350.1172 | 28250.1973 | 26.82% | 77099.9199 | 73.18% | [5 empty] | 36685.3516 | 34.82% | 40029.043 | 38% |  | 600.8057 | 0.5703% | 0 | 0% | 62907.2109 | 59.71% | 42442.9062 | 6939.1606 | 6.587% | 98410.9565 | 29147.2617 | 27.67% | 76202.8555 | 73734.9141 | 69.99% | 31615.2031 | 580.3508 | 0.5509% | 104769.7664 | 18424.543 | 17.49% | 86925.5742
122 | Summit | Northern_California | {'Drum': 21.2} | 236599.0156 | 25429.2363 | 10.75% | 211169.7793 | 89.25% | [5 empty] | 8.1456 | 0.003443% | 94.7676 | 0.04005% |  | 139473.0625 | 58.95% | 6999.4595 | 2.958% | 80356.6875 | 33.96% | 156242.3281 | 29304.2852 | 12.39% | 207294.7305 | 57943 | 24.49% | 178656.0156 | 124806.6328 | 52.75% | 111792.3828 | 163561.8125 | 69.13% | 73037.2031 | 21336.8633 | 9.018% | 215262.1523
123 | Devers | Riverside | {'Mirage': 14.4, 'El Casco': 28.8} | 68852.6641 | 17072.7578 | 24.8% | 51779.9062 | 75.2% | [5 empty] | 101.0572 | 0.1468% | 10.2302 | 0.01486% |  | 22755.1602 | 33.05% | 26926.1562 | 39.11% | 25255.7363 | 36.68% | 43596.9277 | 15557.2422 | 22.59% | 53295.4219 | 27632.9863 | 40.13% | 41219.6777 | 38856.6875 | 56.43% | 29995.9766 | 35203.8711 | 51.13% | 33648.793 | 1376.1569 | 1.999% | 67476.5072
124 | Kern | Riverside (Exclude) | {'Redbluff': 15.1} | 51916.8359 | 21088.5566 | 40.62% | 30828.2793 | 59.38% | [5 empty] | 488.6097 | 0.9411% | 0 | 0% |  | 0 | 0% | 0 | 0% | 14535.2393 | 28% | 37381.5967 | 7628.9736 | 14.69% | 44287.8623 | 714.6594 | 1.377% | 51202.1766 | 21193.6758 | 40.82% | 30723.1602 | 16336.6309 | 31.47% | 35580.2051 | 519.037 | 0.9997% | 51397.7989
125 | Mirage | Riverside | {'Devers': 14.4} | 69717.0469 | 16444.0391 | 23.59% | 53273.0078 | 76.41% | [5 empty] | 789.7257 | 1.133% | 1155.9026 | 1.658% |  | 13306.3672 | 19.09% | 6675.5684 | 9.575% | 14157.4707 | 20.31% | 55559.5762 | 25931.4844 | 37.2% | 43785.5625 | 23525.7852 | 33.74% | 46191.2617 | 37800.4844 | 54.22% | 31916.5625 | 30026.4336 | 43.07% | 39690.6133 | 518.2122 | 0.7433% | 69198.8347
126 | Valley (SCE) | Riverside (Exclude) | {'El Casco': 16.3, 'Lee Lake (Proposed)': 16.9, 'Vista': 22.8, 'San Bernardino': 23.9, 'Viejo': 28.5, 'Mira Loma': 29.9} | 5191.293 | 2665.8972 | 51.35% | 2525.3958 | 48.65% | [5 empty] | 0 | 0% | 0 | 0% |  | 0 | 0% | 5191.293 | 100% | 120.6758 | 2.325% | 5070.6171 | 1029.2676 | 19.83% | 4162.0254 | 1194.4539 | 23.01% | 3996.8391 | 1194.4539 | 23.01% | 3996.8391 | 2086.1174 | 40.18% | 3105.1755 | 94.0955 | 1.813% | 5097.1975
127 | Gold Hill | Solano | {'Pleasant Grove': 14.6, 'Placerville': 19.7, 'Rio Oso': 26.2, 'Higgins': 26.8} | 7472.9839 | 3396.4546 | 45.45% | 4076.5293 | 54.55% | [5 empty] | 3792.5276 | 50.75% | 85.8933 | 1.149% |  | 0 | 0% | 0 | 0% | 1757.7091 | 23.52% | 5715.2748 | 0 | 0% | 7472.9839 | 797.2826 | 10.67% | 6675.7013 | 2554.9917 | 34.19% | 4917.9922 | 0 | 0% | 7472.9839 | 2207.895 | 29.55% | 5265.0889
128 | Grand Island | Solano | {'Shilo III': 14.6, 'Birds Landing': 15.0, 'Eight Mile': 16.6, 'Contra Costa': 19.1, 'Peabody': 21.0, 'Stagg': 21.1, 'Pittsburg': 21.4, 'Vaca Dixon': 21.4, 'Lone Tree': 21.8, 'Brentwood': 22.1, 'Davis': 23.0, 'Lockeford': 24.7, 'Clayton': 28.6, 'Weber': 28.8, 'Putah Creek': 29.8, 'Delta Switching Yard': 29.8, 'Kelso': 30.0} | 284818.0625 | 40516.6055 | 14.23% | 244301.457 | 85.77% | [5 empty] | 66120.9219 | 23.22% | 146121.1875 | 51.3% |  | 0 | 0% | 0 | 0% | 35031.875 | 12.3% | 249786.1875 | 74717.9453 | 26.23% | 210100.1172 | 80866.0547 | 28.39% | 203952.0078 | 105380.6328 | 37% | 179437.4297 | 1541.9307 | 0.5414% | 283276.1318 | 42109.1367 | 14.78% | 242708.9258
129 | Chino | Greater_Kramer | {'Mira Loma': 6.6, 'Padua': 8.7, 'Rancho Vista': 10.3, 'Etiwanda': 10.7, 'Serrano': 13.3, 'Olinda': 14.5, 'Villa Park': 15.5, 'Walnut': 15.6, 'Lewis': 18.2, 'Rio Hondo': 18.8, 'Vista': 20.8, 'Lee Lake (Proposed)': 21.6, 'Barre': 21.8, 'Johanna': 22.0, 'Viejo': 22.9, 'Santiago': 23.5, 'Mesa (SCE)': 24.9, 'Center': 25.0, 'Goodrich': 25.7, 'San Bernardino': 25.9, 'Del Amo': 26.2, 'Ellis': 26.4, 'Laguna Bell': 27.0, 'Alamitos': 29.0, 'Lighthipe': 29.7, 'Huntington Beach': 29.8} | 1758.5729 | 0 | 0% | 1758.5729 | 100% | [5 empty] | 0 | 0% | 0 | 0% |  | 64.8812 | 3.689% | 1693.6885 | 96.31% | 1614.5541 | 91.81% | 144.0188 | 939.9659 | 53.45% | 818.6069 | 740.6205 | 42.11% | 1017.9523 | 1758.5729 | 100% | 0 | 1041.4152 | 59.22% | 717.1577 | 66.8107 | 3.799% | 1691.7622
130 | Kramer | Greater_Kramer (Exclude) | {'Ransburg': 26.6, 'Roadway': 29.4} | 122191.4531 | 35395.0586 | 28.97% | 86796.3945 | 71.03% | [5 empty] | 53.5962 | 0.04386% | 13.1213 | 0.01074% |  | 0 | 0% | 0 | 0% | 48512.7539 | 39.7% | 73678.6992 | 22344.4023 | 18.29% | 99847.0508 | 4205.0562 | 3.441% | 117986.397 | 68067.9375 | 55.71% | 54123.5156 | 60406.6211 | 49.44% | 61784.832 | 361.354 | 0.2957% | 121830.0991
131 | Lugo | Greater_Kramer | {'Victor': 9.6, 'Roadway': 14.7, 'San Bernardino': 21.1, 'Etiwanda': 21.2, 'Rancho Vista': 21.4, 'Vista': 22.6, 'Padua': 23.0, 'Mira Loma': 27.1, 'Calcite': 27.8} | 118020.8828 | 18657.0879 | 15.81% | 99363.7949 | 84.19% | [5 empty] | 91.862 | 0.07784% | 81.2198 | 0.06882% |  | 24606.6113 | 20.85% | 30858.9355 | 26.15% | 65113.4961 | 55.17% | 52907.3867 | 59163.8047 | 50.13% | 58857.0781 | 48612.2969 | 41.19% | 69408.5859 | 94771.6406 | 80.3% | 23249.2422 | 39797.6328 | 33.72% | 78223.25 | 2668.0232 | 2.261% | 115352.8596
132 | Mira Loma | Greater_Kramer | {'Rancho Vista': 5.8, 'Etiwanda': 6.0, 'Chino': 6.6, 'Padua': 8.8, 'Vista': 14.3, 'Serrano': 17.9, 'Lee Lake (Proposed)': 19.0, 'San Bernardino': 19.3, 'Villa Park': 20.4, 'Olinda': 21.0, 'Walnut': 22.1, 'Lewis': 23.6, 'Viejo': 23.9, 'Rio Hondo': 24.8, 'Johanna': 26.2, 'Santiago': 26.4, 'Lugo': 27.1, 'Barre': 27.6, 'El Casco': 28.1, 'Valley': 29.9} | 5883.0767 | 0 | 0% | 5883.0767 | 100% | [5 empty] | 9.5614 | 0.1625% | 0 | 0% |  | 250.941 | 4.265% | 5632.127 | 95.73% | 5739.0581 | 97.55% | 144.0186 | 3826.8987 | 65.05% | 2056.178 | 2052.8618 | 34.89% | 3830.2148 | 5883.0767 | 100% | 0 | 3058.9136 | 52% | 2824.1631 | 475.3389 | 8.08% | 5407.7378
133 | Padua | Greater_Kramer | {'Rancho Vista': 6.4, 'Etiwanda': 6.8, 'Chino': 8.7, 'Mira Loma': 8.8, 'Vista': 19.2, 'Walnut': 19.4, 'Rio Hondo': 19.6, 'Olinda': 20.2, 'Serrano': 21.9, 'Lugo': 23.0, 'San Bernardino': 23.1, 'Villa Park': 23.8, 'Goodrich': 25.8, 'Lewis': 26.1, 'Mesa (SCE)': 27.6, 'Lee Lake (Proposed)': 27.7, 'Barre': 29.1, 'Center': 29.8} | 25133.8281 | 7.6831 | 0.03057% | 25126.145 | 99.97% | [5 empty] | 32.1555 | 0.1279% | 0 | 0% |  | 6620.9731 | 26.34% | 18513.082 | 73.66% | 15086.2715 | 60.02% | 10047.5566 | 18963.3828 | 75.45% | 6170.4453 | 18427.0684 | 73.32% | 6706.7598 | 24520.8457 | 97.56% | 612.9824 | 13567.6445 | 53.98% | 11566.1836 | 1050.9948 | 4.182% | 24082.8334
134 | Pisgah | Greater_Kramer | {'Coolwater': 27.3} | 73135.4062 | 30917.7852 | 42.27% | 42217.6211 | 57.73% | [5 empty] | 1014.8731 | 1.388% | 1617.1062 | 2.211% |  | 0 | 0% | 0 | 0% | 19030.4863 | 26.02% | 54104.9199 | 13324.7549 | 18.22% | 59810.6514 | 15392.835 | 21.05% | 57742.5713 | 24102.082 | 32.96% | 49033.3242 | 26410.5762 | 36.11% | 46724.8301 | 1358.0807 | 1.857% | 71777.3256
135 | Roadway | Greater_Kramer | {'Victor': 5.1, 'Lugo': 14.7, 'Calcite': 28.5, 'Kramer': 29.4, 'Tortilla': 29.4} | 162129.6094 | 30459.7344 | 18.79% | 131669.875 | 81.21% | [5 empty] | 171.3289 | 0.1057% | 72.1619 | 0.04451% |  | 15512.7305 | 9.568% | 14634.2676 | 9.026% | 79639.6016 | 49.12% | 82490.0078 | 74929.625 | 46.22% | 87199.9844 | 36240.7695 | 22.35% | 125888.8398 | 111538.2578 | 68.8% | 50591.3516 | 58061.1562 | 35.81% | 104068.4531 | 3283.5359 | 2.025% | 158846.0735
136 | Tortilla | Greater_Kramer | {'Coolwater': 10.0, 'Calcite': 24.5, 'Roadway': 29.4} | 105198.6719 | 16070.6377 | 15.28% | 89128.0342 | 84.72% | [5 empty] | 495.3898 | 0.4709% | 1285.9677 | 1.222% |  | 0 | 0% | 0 | 0% | 56674.4805 | 53.87% | 48524.1914 | 34848.8867 | 33.13% | 70349.7852 | 11199.8457 | 10.65% | 93998.8262 | 73150.6484 | 69.54% | 32048.0234 | 52871.918 | 50.26% | 52326.7539 | 3041.3479 | 2.891% | 102157.324
137 | Victor | Greater_Kramer | {'Roadway': 5.1, 'Lugo': 9.6, 'Calcite': 26.9, 'Etiwanda': 29.7, 'Rancho Vista': 29.9} | 145803.7969 | 24851.9297 | 17.04% | 120951.8672 | 82.96% | [5 empty] | 78.5647 | 0.05388% | 96.1805 | 0.06597% |  | 16879.0449 | 11.58% | 25877.3438 | 17.75% | 78017.5703 | 53.51% | 67786.2266 | 70939.1562 | 48.65% | 74864.6406 | 41885.4961 | 28.73% | 103918.3008 | 104463.1641 | 71.65% | 41340.6328 | 50986.5469 | 34.97% | 94817.25 | 3046.9036 | 2.09% | 142756.8933
138 | Vista (SCE) | Greater_Kramer | {'San Bernardino': 5.3, 'Etiwanda': 12.4, 'Rancho Vista': 12.8, 'Mira Loma': 14.3, 'El Casco': 14.8, 'Padua': 19.2, 'Chino': 20.8, 'Lee Lake (Proposed)': 21.5, 'Lugo': 22.6, 'Valley': 22.8} | 20659.9746 | 479.5544 | 2.321% | 20180.4203 | 97.68% | [5 empty] | 9.5614 | 0.04628% | 1.7313 | 0.00838% |  | 570.8624 | 2.763% | 20089.1699 | 97.24% | 17696.6016 | 85.66% | 2963.373 | 7783.9551 | 37.68% | 12876.0195 | 9553.3643 | 46.24% | 11106.6104 | 19479.6074 | 94.29% | 1180.3672 | 12445.4521 | 60.24% | 8214.5225 | 1765.8531 | 8.547% | 18894.1215
139 | Encina | Greater_SD | {'Palomar': 2.9, 'San Luis Rey': 5.1, 'Escondido': 12.7, 'Penasquitos': 16.5, 'San Onofre': 20.4, 'Sycamore Canyon': 23.3, 'Kearny': 24.0, 'Talega': 25.7, 'Mission': 26.9, 'Old Town': 26.9} | 1125.9828 | 82.6558 | 7.341% | 1043.327 | 92.66% | [5 empty] | 110.8009 | 9.84% | 0 | 0% |  | 0 | 0% | 0 | 0% | 123.2469 | 10.95% | 1002.7358 | 985.3743 | 87.51% | 140.6085 | 1041.6965 | 92.51% | 84.2863 | 1041.6965 | 92.51% | 84.2863 | 18.0543 | 1.603% | 1107.9285 | 243.8098 | 21.65% | 882.173
140 | Escondido | Greater_SD | {'Palomar': 9.9, 'Encina': 12.7, 'San Luis Rey': 13.9, 'Sycamore Canyon': 15.2, 'Penasquitos': 15.5, 'Kearny': 20.2, 'Mission': 23.6, 'Old Town': 25.2, 'Silvergate': 29.7} | 1432.9753 | 66.9415 | 4.672% | 1366.0339 | 95.33% | [5 empty] | 110.8009 | 7.732% | 0 | 0% |  | 0 | 0% | 447.0985 | 31.2% | 570.3455 | 39.8% | 862.6299 | 882.2582 | 61.57% | 550.7171 | 1365.8348 | 95.31% | 67.1405 | 1365.8348 | 95.31% | 67.1405 | 391.6929 | 27.33% | 1041.2824 | 240.3485 | 16.77% | 1192.6268
141 | Kearny | Greater_SD | {'Mission': 3.4, 'Old Town': 5.8, 'Penasquitos': 7.8, 'Sycamore Canyon': 8.3, 'Silvergate': 9.5, 'Miguel': 13.7, 'Bay Boulevard': 15.6, 'Escondido': 20.2, 'Palomar': 21.9, 'Otay Mesa': 22.0, 'Encina': 24.0, 'Suncrest': 26.2, 'San Luis Rey': 28.6} | 5581.0576 | 1093.7401 | 19.6% | 4487.3175 | 80.4% | [5 empty] | 0 | 0% | 0 | 0% |  | 0 | 0% | 0 | 0% | 94.2832 | 1.689% | 5486.7744 | 1101.1375 | 19.73% | 4479.9202 | 4457.5239 | 79.87% | 1123.5337 | 4475.8472 | 80.2% | 1105.2104 | 0 | 0% | 5581.0576 | 91.0307 | 1.631% | 5490.0269
142 | Miguel | Greater_SD | {'Bay Boulevard': 8.1, 'Otay Mesa': 8.3, 'Silvergate': 9.4, 'Mission': 11.6, 'Old Town': 13.6, 'Kearny': 13.7, 'Sycamore Canyon': 16.7, 'Suncrest': 19.7, 'Penasquitos': 21.5} | 6466.5493 | 1085.1549 | 16.78% | 5381.3944 | 83.22% | [5 empty] | 0 | 0% | 0 | 0% |  | 441.3843 | 6.826% | 116.2182 | 1.797% | 276.1021 | 4.27% | 6190.4472 | 1677.4304 | 25.94% | 4789.1189 | 5262.3447 | 81.38% | 1204.2046 | 5280.668 | 81.66% | 1185.8813 | 196.6821 | 3.042% | 6269.8672 | 238.7802 | 3.693% | 6227.7691
143 | Mission | Greater_SD | {'Kearny': 3.4, 'Old Town': 3.4, 'Silvergate': 6.1, 'Penasquitos': 10.4, 'Sycamore Canyon': 11.1, 'Miguel': 11.6, 'Bay Boulevard': 12.3, 'Otay Mesa': 19.6, 'Escondido': 23.6, 'Palomar': 24.9, 'Suncrest': 26.5, 'Encina': 26.9} | 6213.4072 | 1109.8572 | 17.86% | 5103.55 | 82.14% | [5 empty] | 0 | 0% | 0 | 0% |  | 178.5178 | 2.873% | 0 | 0% | 143.5925 | 2.311% | 6069.8147 | 1555.1545 | 25.03% | 4658.2527 | 5071.853 | 81.63% | 1141.5542 | 5090.1763 | 81.92% | 1123.231 | 0 | 0% | 6213.4072 | 200.8417 | 3.232% | 6012.5655
144 | Old Town | Greater_SD | {'Mission': 3.4, 'Silvergate': 5.7, 'Kearny': 5.8, 'Penasquitos': 10.6, 'Bay Boulevard': 12.3, 'Miguel': 13.6, 'Sycamore Canyon': 14.0, 'Otay Mesa': 21.1, 'Escondido': 25.2, 'Palomar': 25.2, 'Encina': 26.9, 'Suncrest': 29.8} | 6092.9575 | 1109.416 | 18.21% | 4983.5415 | 81.79% | [5 empty] | 0 | 0% | 0 | 0% |  | 178.5178 | 2.93% | 0 | 0% | 143.5925 | 2.357% | 5949.365 | 1555.1545 | 25.52% | 4537.803 | 4951.8447 | 81.27% | 1141.1128 | 4970.168 | 81.57% | 1122.7896 | 0 | 0% | 6092.9575 | 189.4647 | 3.11% | 5903.4928
145 | Penasquitos | Greater_SD | {'Kearny': 7.8, 'Mission': 10.4, 'Old Town': 10.6, 'Sycamore Canyon': 10.9, 'Palomar': 14.6, 'Escondido': 15.5, 'Silvergate': 16.0, 'Encina': 16.5, 'San Luis Rey': 21.2, 'Miguel': 21.5, 'Bay Boulevard': 22.6, 'Otay Mesa': 29.7} | 5518.1177 | 1093.7902 | 19.82% | 4424.3275 | 80.18% | [5 empty] | 0 | 0% | 0 | 0% |  | 0 | 0% | 0 | 0% | 109.7109 | 1.988% | 5408.4067 | 1079.8514 | 19.57% | 4438.2662 | 4394.5122 | 79.64% | 1123.6055 | 4412.8354 | 79.97% | 1105.2822 | 0 | 0% | 5518.1177 | 96.8877 | 1.756% | 5421.23
146 | San Luis Rey | Greater_SD | {'Encina': 5.1, 'Palomar': 6.7, 'Escondido': 13.9, 'San Onofre': 16.8, 'Penasquitos': 21.2, 'Talega': 21.6, 'Sycamore Canyon': 26.8, 'Capistrano': 28.2, 'Kearny': 28.6, 'Margarita': 28.8} | 1201.915 | 77.9359 | 6.484% | 1123.9791 | 93.52% | [5 empty] | 110.8009 | 9.219% | 0 | 0% |  | 39.1851 | 3.26% | 0 | 0% | 123.2469 | 10.25% | 1078.6681 | 1074.5574 | 89.4% | 127.3577 | 1122.4276 | 93.39% | 79.4874 | 1122.4276 | 93.39% | 79.4874 | 18.0543 | 1.502% | 1183.8608 | 252.6864 | 21.02% | 949.2287
147 | Sycamore Canyon | Greater_SD | {'Kearny': 8.3, 'Penasquitos': 10.9, 'Mission': 11.1, 'Old Town': 14.0, 'Escondido': 15.2, 'Silvergate': 16.6, 'Miguel': 16.7, 'Palomar': 20.6, 'Suncrest': 21.6, 'Bay Boulevard': 21.6, 'Encina': 23.3, 'Otay Mesa': 24.6, 'San Luis Rey': 26.8} | 4999.229 | 1032.9229 | 20.66% | 3966.3062 | 79.34% | [5 empty] | 0 | 0% | 0 | 0% |  | 0 | 0% | 0 | 0% | 111.2157 | 2.225% | 4888.0133 | 631.068 | 12.62% | 4368.161 | 3937.4248 | 78.76% | 1061.8042 | 3955.7483 | 79.13% | 1043.4807 | 0 | 0% | 4999.229 | 79.0011 | 1.58% | 4920.2279
148 | Talega | Greater_SD | {'San Onofre': 5.8, 'Capistrano': 6.8, 'Margarita': 7.4, 'Trabuco': 9.6, 'Viejo': 15.3, 'Santiago': 18.5, 'San Luis Rey': 21.6, 'Lee Lake (Proposed)': 21.6, 'Johanna': 24.2, 'Encina': 25.7, 'Ellis': 26.8, 'Huntington Beach': 27.0, 'Palomar': 28.1, 'Serrano': 28.8, 'Villa Park': 29.2} | 1688.1361 | 156.6107 | 9.277% | 1531.5255 | 90.72% | [5 empty] | 110.8009 | 6.564% | 0 | 0% |  | 54.0688 | 3.203% | 0 | 0% | 47.857 | 2.835% | 1640.2791 | 1023.5869 | 60.63% | 664.5492 | 1526.2582 | 90.41% | 161.8779 | 1529.114 | 90.58% | 159.0221 | 18.0543 | 1.069% | 1670.0818 | 217.349 | 12.88% | 1470.7871
149 | Martin | Peninsula_Monterey | {'East Shore': 16.9, 'Ignacio': 26.8, 'Martinez': 26.8, 'Newark': 27.1, 'Carquinez': 28.2, 'Clayton': 29.2} | 37449.4141 | 9356.3584 | 24.98% | 28093.0557 | 75.02% | [5 empty] | 301.2061 | 0.8043% | 196.1706 | 0.5238% |  | 2037.1688 | 5.44% | 11714.8809 | 31.28% | 12099.6787 | 32.31% | 25349.7354 | 19388.1387 | 51.77% | 18061.2754 | 25882.459 | 69.11% | 11566.9551 | 27309.5195 | 72.92% | 10139.8945 | 9432.6689 | 25.19% | 28016.7451 | 3517.0559 | 9.391% | 33932.3582
150 | Bellota | Solano | {'Rancho Seco - Bellota (Proposed)': 8.2, 'Lockeford': 10.7, 'Camanche': 13.7, 'Weber': 14.0, 'Riverbank': 18.0, 'Stagg': 18.3, 'Ripon': 19.3, 'Eight Mile': 20.0, 'Vierra': 20.7, 'Warnerville': 22.1, 'Peoria': 29.2} | 153139.6094 | 47074.8984 | 30.74% | 106064.7109 | 69.26% | [5 empty] | 61240.8789 | 39.99% | 34897.2773 | 22.79% |  | 11150.3213 | 7.281% | 0 | 0% | 88092.9766 | 57.52% | 65046.6328 | 7600.5186 | 4.963% | 145539.0908 | 30910.6113 | 20.18% | 122228.998 | 100833.6094 | 65.84% | 52306 | 36585.5859 | 23.89% | 116554.0234 | 8193.8633 | 5.351% | 144945.7461
151 | Ripon | Solano | {'Vierra': 7.6, 'Weber': 12.4, 'Westley': 12.6, 'Riverbank': 13.1, 'Warnerville': 18.8, 'Bellota': 19.3, 'Stagg': 19.7, 'Tesla': 23.1, 'Green Ridge Midway': 24.2, 'Eight Mile': 24.4, 'Lockeford': 25.0, 'Kelso': 25.1, 'Delta Switching Yard': 26.1, 'Fink (Proposed)': 26.7, 'Rancho Seco - Bellota (Proposed)': 27.3} | 291056.3125 | 91922.7188 | 31.58% | 199133.5938 | 68.42% | [5 empty] | 77088 | 26.49% | 157224.5469 | 54.02% |  | 1818.6676 | 0.6249% | 0 | 0% | 134071.5469 | 46.06% | 156984.7656 | 16354.665 | 5.619% | 274701.6475 | 26519.2168 | 9.111% | 264537.0957 | 142630.25 | 49% | 148426.0625 | 21170.0566 | 7.274% | 269886.2559 | 10146.752 | 3.486% | 280909.5605
152 | Lockeford | Solano | {'Rancho Seco - Bellota (Proposed)': 9.0, 'Camanche': 9.9, 'Bellota': 10.7, 'Eight Mile': 12.5, 'Stagg': 13.4, 'Weber': 14.3, 'Vierra': 22.9, 'Grand Island': 24.7, 'Ripon': 25.0, 'Riverbank': 27.7} | 109871.5625 | 34306.0039 | 31.22% | 75565.5586 | 68.78% | [5 empty] | 26724.2148 | 24.32% | 67933.3125 | 61.83% |  | 0 | 0% | 0 | 0% | 17329.7637 | 15.77% | 92541.7988 | 17423.7832 | 15.86% | 92447.7793 | 20200.8574 | 18.39% | 89670.7051 | 31886.5371 | 29.02% | 77985.0254 | 1567.4537 | 1.427% | 108304.1088 | 6402.3818 | 5.827% | 103469.1807
153 | Stagg | Solano | {'Eight Mile': 4.8, 'Weber': 7.7, 'Lockeford': 13.4, 'Vierra': 14.0, 'Bellota': 18.3, 'Brentwood': 18.6, 'Kelso': 19.3, 'Ripon': 19.7, 'Delta Switching Yard': 19.9, 'Grand Island': 21.1, 'Rancho Seco - Bellota (Proposed)': 21.5, 'Green Ridge Midway': 22.5, 'Lone Tree': 22.6, 'Tesla': 22.7, 'Camanche': 23.3, 'Contra Costa': 23.7, 'Birds Landing': 27.8, 'Riverbank': 28.6, 'Cayetano': 29.0, 'Westley': 29.6, 'Shilo III': 29.8} | 250739.4062 | 47259.7812 | 18.85% | 203479.625 | 81.15% | [5 empty] | 44158.8086 | 17.61% | 170027.625 | 67.81% |  | 63.6636 | 0.02539% | 0 | 0% | 41564.3281 | 16.58% | 209175.0781 | 39707.6289 | 15.84% | 211031.7773 | 39560.207 | 15.78% | 211179.1992 | 73050.7969 | 29.13% | 177688.6094 | 0 | 0% | 250739.4062 | 17049.8574 | 6.8% | 233689.5488
154 | Weber | Solano | {'Stagg': 7.7, 'Vierra': 8.6, 'Eight Mile': 12.2, 'Ripon': 12.4, 'Bellota': 14.0, 'Lockeford': 14.3, 'Rancho Seco - Bellota (Proposed)': 19.8, 'Riverbank': 20.9, 'Kelso': 21.5, 'Delta Switching Yard': 22.4, 'Tesla': 22.8, 'Green Ridge Midway': 23.2, 'Camanche': 23.4, 'Westley': 23.6, 'Brentwood': 23.8, 'Warnerville': 26.9, 'Lone Tree': 28.4, 'Grand Island': 28.8} | 253395.8594 | 59740.6836 | 23.58% | 193655.1758 | 76.42% | [5 empty] | 56258.8633 | 22.2% | 161340.125 | 63.67% |  | 0 | 0% | 0 | 0% | 83021 | 32.76% | 170374.8594 | 24295.4492 | 9.588% | 229100.4102 | 28410.0469 | 11.21% | 224985.8125 | 98616.5078 | 38.92% | 154779.3516 | 3059.2891 | 1.207% | 250336.5703 | 13316.6016 | 5.255% | 240079.2578
155 | Carrizo Plains | Kern_Greater_Carrizo | {'Solar SS': 1.1, 'Caliente': 6.9, 'Kernridge': 17.5, 'Temblor': 19.4, 'Cholame': 26.9, 'Arco': 28.2} | 112126.3594 | 16077.249 | 14.34% | 96049.1104 | 85.66% | [5 empty] | 2064.687 | 1.841% | 0 | 0% |  | 25497.0215 | 22.74% | 3473.7742 | 3.098% | 49893.582 | 44.5% | 62232.7773 | 6512.7827 | 5.808% | 105613.5767 | 15890.3359 | 14.17% | 96236.0234 | 62150.4883 | 55.43% | 49975.8711 | 75027.6016 | 66.91% | 37098.7578 | 2224.4922 | 1.984% | 109901.8672
156 | Cholame | Kern_Greater_Carrizo | {'Templeton': 21.4, 'Avenal': 23.6, 'Arco': 24.5, 'Solar SS': 26.1, 'Carrizo Plains': 26.9} | 152284.0625 | 30731.2793 | 20.18% | 121552.7832 | 79.82% | [5 empty] | 10362.2119 | 6.805% | 1959.4792 | 1.287% |  | 34014.0586 | 22.34% | 1473.5863 | 0.9677% | 73770.3672 | 48.44% | 78513.6953 | 7553.2285 | 4.96% | 144730.834 | 29413.8477 | 19.32% | 122870.2148 | 87873.2969 | 57.7% | 64410.7656 | 81777.7812 | 53.7% | 70506.2812 | 2988.0676 | 1.962% | 149295.9949
157 | Mesa | Kern_Greater_Carrizo | {'Oceano': 9.7, 'Sisquoc': 11.4, 'San Luis Obispo': 20.2, 'Mustang': 23.9, 'Cabrillo': 25.2, 'Diablo': 26.5} | 63101.6172 | 5804.459 | 9.199% | 57297.1582 | 90.8% | [5 empty] | 1917.8826 | 3.039% | 2797.1194 | 4.433% |  | 20544.9609 | 32.56% | 26548.5918 | 42.07% | 19091.9004 | 30.26% | 44009.7168 | 728.2296 | 1.154% | 62373.3876 | 16717.6309 | 26.49% | 46383.9863 | 26352.8223 | 41.76% | 36748.7949 | 45322.2891 | 71.82% | 17779.3281 | 4369.0854 | 6.924% | 58732.5317
158 | Oceano | Kern_Greater_Carrizo | {'Mesa': 9.7, 'San Luis Obispo': 11.5, 'Mustang': 15.2, 'Diablo': 17.0, 'Sisquoc': 20.9, 'Morro Bay': 24.4} | 64492.3438 | 7244.7153 | 11.23% | 57247.6284 | 88.77% | [5 empty] | 1963.3423 | 3.044% | 2803.8772 | 4.348% |  | 20187.0645 | 31.3% | 30950.5137 | 47.99% | 17665.0312 | 27.39% | 46827.3125 | 2024.0811 | 3.138% | 62468.2627 | 23302.8359 | 36.13% | 41189.5078 | 29932.1914 | 46.41% | 34560.1523 | 43302.4961 | 67.14% | 21189.8477 | 5169.4971 | 8.016% | 59322.8467
159 | San Luis Obispo | Kern_Greater_Carrizo | {'Mustang': 3.7, 'Oceano': 11.5, 'Diablo': 12.4, 'Morro Bay': 14.7, 'Mesa': 20.2, 'Templeton': 20.4} | 126521.5391 | 31432.2207 | 24.84% | 95089.3184 | 75.16% | [5 empty] | 3203.5586 | 2.532% | 968.933 | 0.7658% |  | 50648.0039 | 40.03% | 54118.7695 | 42.77% | 43683.668 | 34.53% | 82837.8711 | 18021.8457 | 14.24% | 108499.6934 | 49742.2227 | 39.32% | 76779.3164 | 68768.4922 | 54.35% | 57753.0469 | 63520.9102 | 50.21% | 63000.6289 | 7790.3247 | 6.157% | 118731.2144
160 | Templeton | Kern_Greater_Carrizo | {'Morro Bay': 15.9, 'Mustang': 16.7, 'San Luis Obispo': 20.4, 'Cholame': 21.4, 'Diablo': 25.2} | 141339.0625 | 42426.6172 | 30.02% | 98912.4453 | 69.98% | [5 empty] | 10520.2051 | 7.443% | 2588.3103 | 1.831% |  | 61504.3789 | 43.52% | 39675.4414 | 28.07% | 50133.6016 | 35.47% | 91205.4609 | 25517.1719 | 18.05% | 115821.8906 | 45709.7812 | 32.34% | 95629.2812 | 72875.8516 | 51.56% | 68463.2109 | 62913.2383 | 44.51% | 78425.8242 | 6286.7041 | 4.448% | 135052.3584
161 | Sisquoc | Kern_Greater_Carrizo | {'Mesa': 11.4, 'Cabrillo': 17.3, 'Oceano': 20.9} | 84887.6172 | 7975.9419 | 9.396% | 76911.6753 | 90.6% | [5 empty] | 3564.6367 | 4.199% | 4797.0542 | 5.651% |  | 39643.2539 | 46.7% | 26405.123 | 31.11% | 32502.5586 | 38.29% | 52385.0586 | 2920.48 | 3.44% | 81967.1372 | 29891.6973 | 35.21% | 54995.9199 | 44951.0781 | 52.95% | 39936.5391 | 50880.1055 | 59.94% | 34007.5117 | 4530.769 | 5.337% | 80356.8481
162 | Goleta | Kern_Greater_Carrizo | {} | 19888.0352 | 2740.8308 | 13.78% | 17147.2043 | 86.22% | [5 empty] | 810.7528 | 4.077% | 461.374 | 2.32% |  | 9370.958 | 47.12% | 7424.3799 | 37.33% | 11147.0029 | 56.05% | 8741.0322 | 175.8524 | 0.8842% | 19712.1827 | 1688.9254 | 8.492% | 18199.1097 | 12823.8984 | 64.48% | 7064.1367 | 9827.3701 | 49.41% | 10060.665 | 1414.5237 | 7.112% | 18473.5115
163 | Schulte Switching Station | Peninsula_Monterey | {'Los Esteros': 3.7, 'Newark': 8.7, 'Hicks': 10.3, 'Coyote': 15.7, 'Metcalf': 15.7, 'East Shore': 19.3, 'Cayetano': 26.9} | 37787.4688 | 662.6687 | 1.754% | 37124.8 | 98.25% | [5 empty] | 132.8904 | 0.3517% | 18.3489 | 0.04856% |  | 23833.1992 | 63.07% | 11858.7354 | 31.38% | 30637.4199 | 81.08% | 7150.0488 | 7555.0972 | 19.99% | 30232.3716 | 17299.0176 | 45.78% | 20488.4512 | 35070.3398 | 92.81% | 2717.1289 | 27822.3613 | 73.63% | 9965.1074 | 2486.7239 | 6.581% | 35300.7449
164 | Hicks | Peninsula_Monterey | {'Coyote': 8.5, 'Metcalf': 8.8, 'Schulte Switching Station': 10.3, 'Los Esteros': 13.5, 'Newark': 19.0, 'East Shore': 29.5} | 34692.7266 | 589.6399 | 1.7% | 34103.0867 | 98.3% | [5 empty] | 139.3047 | 0.4015% | 20.843 | 0.06008% |  | 22723.0137 | 65.5% | 10859.1631 | 31.3% | 27000.7539 | 77.83% | 7691.9727 | 6176.2676 | 17.8% | 28516.459 | 19638.1484 | 56.61% | 15054.5781 | 32174.4082 | 92.74% | 2518.3184 | 25617.9004 | 73.84% | 9074.8262 | 1248.0325 | 3.597% | 33444.6941
165 | Cottonwood | Northern_California | {'Jessup': 5.5} | 216127.5469 | 55831.1719 | 25.83% | 160296.375 | 74.17% | [5 empty] | 3548.3779 | 1.642% | 8575.4316 | 3.968% |  | 180029.3594 | 83.3% | 11752.6387 | 5.438% | 63750.8359 | 29.5% | 152376.7109 | 15307.8711 | 7.083% | 200819.6758 | 15034.3994 | 6.956% | 201093.1475 | 75899.3516 | 35.12% | 140228.1953 | 113901.5 | 52.7% | 102226.0469 | 10238.9473 | 4.737% | 205888.5996
166 | Jessup | Northern_California | {'Cottonwood': 5.5} | 185843.7656 | 44475.9297 | 23.93% | 141367.8359 | 76.07% | [5 empty] | 1309.5214 | 0.7046% | 1176.4863 | 0.6331% |  | 167216.9219 | 89.98% | 9279.3135 | 4.993% | 67089.0078 | 36.1% | 118754.7578 | 18325.8965 | 9.861% | 167517.8691 | 23584.041 | 12.69% | 162259.7246 | 79620.875 | 42.84% | 106222.8906 | 98765.5469 | 53.14% | 87078.2188 | 5577.8613 | 3.001% | 180265.9043
167 | Round Mountain | Northern_California | {'Cove Rd': 4.9, 'Pit 1': 26.2} | 275197.4062 | 22420.6914 | 8.147% | 252776.7148 | 91.85% | [5 empty] | 922.8687 | 0.3353% | 109.9526 | 0.03995% |  | 262440.9688 | 95.36% | 10845.2334 | 3.941% | 133601.2812 | 48.55% | 141596.125 | 62721.0664 | 22.79% | 212476.3398 | 73517.1875 | 26.71% | 201680.2188 | 168581.7812 | 61.26% | 106615.625 | 197849.1562 | 71.89% | 77348.25 | 11944.7217 | 4.34% | 263252.6846
168 | Carquinez | Solano | {'Martinez': 8.9, 'Tulucay': 10.9, 'Ignacio': 15.9, 'Clayton': 18.3, 'Pittsburg': 19.5, 'Peabody': 20.2, 'Lakeville': 21.2, 'Shilo III': 22.5, 'Birds Landing': 22.9, 'Contra Costa': 26.1, 'Vaca Dixon': 27.9, 'Martin (San Francisco H)': 28.2, 'Penngrove': 28.2, 'Lone Tree': 28.4} | 96298.3672 | 17705.6309 | 18.39% | 78592.7363 | 81.61% | [5 empty] | 3368.3667 | 3.498% | 4823.8115 | 5.009% |  | 39301.8281 | 40.81% | 4327.3936 | 4.494% | 45159.125 | 46.9% | 51139.2422 | 26002.8281 | 27% | 70295.5391 | 36978.4648 | 38.4% | 59319.9023 | 73681.9688 | 76.51% | 22616.3984 | 30956.6191 | 32.15% | 65341.748 | 18340.9941 | 19.05% | 77957.373
169 | Peabody | Solano | {'Vaca Dixon': 8.4, 'Shilo III': 10.5, 'Birds Landing': 13.5, 'Tulucay': 16.3, 'Putah Creek': 16.4, 'Pittsburg': 17.6, 'Carquinez': 20.2, 'Martinez': 20.3, 'Grand Island': 21.0, 'Davis': 22.0, 'Contra Costa': 22.2, 'Clayton': 23.6, 'Lone Tree': 26.1, 'Woodland': 29.5, 'Brentwood': 29.9} | 242845.75 | 61737.1914 | 25.42% | 181108.5586 | 74.58% | [5 empty] | 32474.7188 | 13.37% | 81044.8125 | 33.37% |  | 54296.6094 | 22.36% | 0 | 0% | 82559.2344 | 34% | 160286.5156 | 44498.9844 | 18.32% | 198346.7656 | 50224.5469 | 20.68% | 192621.2031 | 121960.8359 | 50.22% | 120884.9141 | 44939.0859 | 18.51% | 197906.6641 | 43129.207 | 17.76% | 199716.543
170 | Vaca Dixon | Solano | {'Peabody': 8.4, 'Putah Creek': 9.3, 'Davis': 14.2, 'Shilo III': 16.5, 'Birds Landing': 19.7, 'Woodland': 21.0, 'Grand Island': 21.4, 'Tulucay': 21.6, 'Pittsburg': 25.2, 'Carquinez': 27.9, 'Contra Costa': 28.7, 'Martinez': 28.7} | 278904.3438 | 68926.0547 | 24.71% | 209978.2891 | 75.29% | [5 empty] | 38330.1953 | 13.74% | 118569.0703 | 42.51% |  | 66275.3594 | 23.76% | 0 | 0% | 105101.7031 | 37.68% | 173802.6406 | 35363.1055 | 12.68% | 243541.2383 | 54450.8438 | 19.52% | 224453.5 | 142622.5625 | 51.14% | 136281.7812 | 54615.9961 | 19.58% | 224288.3477 | 30554.9238 | 10.96% | 248349.4199
171 | Bellevue | Mendocino_Marin | {'Penngrove': 4.7, 'Fulton': 8.6, 'Lakeville': 11.3, 'Ignacio': 22.9, 'Tulucay': 25.8, 'Geysers': 26.0} | 121380.5312 | 6312.5796 | 5.201% | 115067.9517 | 94.8% | [5 empty] | 7348.9219 | 6.054% | 1608.2037 | 1.325% |  | 55289.9062 | 45.55% | 43929.0273 | 36.19% | 86952.8281 | 71.64% | 34427.7031 | 36777.4453 | 30.3% | 84603.0859 | 70638.6484 | 58.2% | 50741.8828 | 107285.4141 | 88.39% | 14095.1172 | 86699.4219 | 71.43% | 34681.1094 | 7301.2593 | 6.015% | 114079.272
172 | Cloverdale | Mendocino_Marin | {'Eagle Rock': 11.0, 'Hopland': 12.7, 'Geysers': 14.1, 'Fulton': 24.7, 'Ukiah': 25.8, 'Calpella': 29.3} | 189568.0156 | 3504.5691 | 1.849% | 186063.4465 | 98.15% | [5 empty] | 4131.2441 | 2.179% | 3062.6084 | 1.616% |  | 115323.4297 | 60.83% | 69173.1406 | 36.49% | 109029.3984 | 57.51% | 80538.6172 | 61621.6211 | 32.51% | 127946.3945 | 118099.5703 | 62.3% | 71468.4453 | 165692.8125 | 87.41% | 23875.2031 | 130739.1641 | 68.97% | 58828.8516 | 1597.6786 | 0.8428% | 187970.337
173 | Fulton | Mendocino_Marin | {'Bellevue': 8.6, 'Penngrove': 13.3, 'Geysers': 17.7, 'Lakeville': 19.6, 'Eagle Rock': 23.0, 'Cloverdale': 24.7} | 125261.1406 | 6926.9985 | 5.53% | 118334.1421 | 94.47% | [5 empty] | 6753.6284 | 5.392% | 2356.2317 | 1.881% |  | 44290.3242 | 35.36% | 62159.1797 | 49.62% | 83190.2578 | 66.41% | 42070.8828 | 40659.3125 | 32.46% | 84601.8281 | 84674.4766 | 67.6% | 40586.6641 | 110755.375 | 88.42% | 14505.7656 | 87525.8203 | 69.87% | 37735.3203 | 5272.2739 | 4.209% | 119988.8667
174 | Lakeville | Mendocino_Marin | {'Penngrove': 7.0, 'Bellevue': 11.3, 'Ignacio': 12.2, 'Tulucay': 17.0, 'Fulton': 19.6, 'Carquinez': 21.2} | 100283.6953 | 2219.4229 | 2.213% | 98064.2725 | 97.79% | [5 empty] | 6759.9839 | 6.741% | 907.7332 | 0.9052% |  | 59462.4297 | 59.29% | 25420.5156 | 25.35% | 73706.6797 | 73.5% | 26577.0156 | 26115.959 | 26.04% | 74167.7363 | 60809.5039 | 60.64% | 39474.1914 | 91266.1953 | 91.01% | 9017.5 | 71407.8125 | 71.21% | 28875.8828 | 8022.106 | 7.999% | 92261.5894
175 | Penngrove | Mendocino_Marin | {'Bellevue': 4.7, 'Lakeville': 7.0, 'Fulton': 13.3, 'Ignacio': 18.2, 'Tulucay': 22.9, 'Carquinez': 28.2} | 120978.0078 | 6228.7163 | 5.149% | 114749.2915 | 94.85% | [5 empty] | 7526.3877 | 6.221% | 1653.9666 | 1.367% |  | 58443.9297 | 48.31% | 39345.168 | 32.52% | 88192.2109 | 72.9% | 32785.7969 | 40012.5352 | 33.07% | 80965.4727 | 69923.1484 | 57.8% | 51054.8594 | 106958.5547 | 88.41% | 14019.4531 | 85114.2344 | 70.36% | 35863.7734 | 7987.1353 | 6.602% | 112990.8726
176 | Warnerville | Central_Valley_North_Los_Banos | {'Riverbank': 6.1, 'Ripon': 18.8, 'UltraPower Chinese Station': 19.9, 'Peoria': 20.0, 'Bellota': 22.1, 'Westley': 24.8, 'Vierra': 26.1, 'Weber': 26.9, 'Rancho Seco - Bellota (Proposed)': 29.0} | 379818.8438 | 117427.6797 | 30.92% | 262391.1641 | 69.08% | [5 empty] | 140795.4062 | 37.07% | 114192.7031 | 30.07% |  | 16725.9316 | 4.404% | 0 | 0% | 219763.6875 | 57.86% | 160055.1562 | 56628.7344 | 14.91% | 323190.1094 | 107503.5234 | 28.3% | 272315.3203 | 252947.9844 | 66.6% | 126870.8594 | 89605.0938 | 23.59% | 290213.75 | 24592.6992 | 6.475% | 355226.1445
177 | Riverbank | Central_Valley_North_Los_Banos | {'Warnerville': 6.1, 'Ripon': 13.1, 'Bellota': 18.0, 'Vierra': 20.1, 'Weber': 20.9, 'Westley': 20.9, 'Peoria': 24.2, 'UltraPower Chinese Station': 24.6, 'Rancho Seco - Bellota (Proposed)': 25.6, 'Lockeford': 27.7, 'Stagg': 28.6} | 359619.875 | 120582.6406 | 33.53% | 239037.2344 | 66.47% | [5 empty] | 127734.5234 | 35.52% | 121075.4219 | 33.67% |  | 16725.9316 | 4.651% | 0 | 0% | 206762.6875 | 57.49% | 152857.1875 | 43676.9805 | 12.15% | 315942.8945 | 84476.0781 | 23.49% | 275143.7969 | 229011.9375 | 63.68% | 130607.9375 | 77594.2812 | 21.58% | 282025.5938 | 22839.2305 | 6.351% | 336780.6445
178 | Pease | Northern_California | {'East Marysville': 5.4, 'Olivehurst': 8.3, 'Honcut': 11.0, 'Rio Oso': 19.3, 'Palermo': 21.1, 'Wyandotte': 23.1, 'Thermalito': 23.8, 'Table Mountain': 26.6} | 386640.0312 | 93532.0781 | 24.19% | 293107.9531 | 75.81% | [5 empty] | 112555.4844 | 29.11% | 181074.7656 | 46.83% |  | 1878.6006 | 0.4859% | 0 | 0% | 201748.0938 | 52.18% | 184891.9375 | 51392.0273 | 13.29% | 335248.0039 | 158773.4062 | 41.06% | 227866.625 | 285780.2812 | 73.91% | 100859.75 | 14665.9824 | 3.793% | 371974.0488 | 36098.8164 | 9.337% | 350541.2148
179 | Rio Oso | Northern_California | {'Pleasant Grove': 11.6, 'Olivehurst': 11.6, 'East Marysville': 16.6, 'Pease': 19.3, 'Higgins': 21.6, 'Woodland': 23.7, 'Gold Hill': 26.2, 'Honcut': 27.5} | 223720.3125 | 72105.8281 | 32.23% | 151614.4844 | 67.77% | [5 empty] | 58581.2812 | 26.19% | 124652.1953 | 55.72% |  | 1181.5793 | 0.5282% | 0 | 0% | 96517.0938 | 43.14% | 127203.2188 | 10951.2959 | 4.895% | 212769.0166 | 85003.6719 | 38% | 138716.6406 | 145310.9844 | 64.95% | 78409.3281 | 1279.858 | 0.5721% | 222440.4545 | 24613.1641 | 11% | 199107.1484
180 | Alpaugh | Central_Valley_North_Los_Banos | {'Olive': 4.6, 'Corcoran': 11.5, 'Smyrna': 17.0, 'Gates-Midway (Proposed)': 21.2, 'Vestal': 22.5, 'GWF Hanford Sw Sta': 23.7, 'Semitropic': 25.1, 'Charca': 25.6, 'Goose Lake': 25.9, 'Rector': 26.4, 'Leprino Jct': 28.4, 'Arco': 28.7} | 13317.5049 | 13047.1416 | 97.97% | 270.3633 | 2.03% | [5 empty] | 11001.8096 | 82.61% | 259.969 | 1.952% |  | 0 | 0% | 0 | 0% | 0 | 0% | 13317.5049 | 0 | 0% | 13317.5049 | 0 | 0% | 13317.5049 | 0 | 0% | 13317.5049 | 0 | 0% | 13317.5049 | 270.3629 | 2.03% | 13047.1419
181 | Rector | Central_Valley_North_Los_Banos | {'Springville': 21.8, 'Reedley': 22.0, 'Corcoran': 22.0, 'GWF Hanford Sw Sta': 22.6, 'Kingsburg': 22.7, 'Wahtoke': 24.4, 'Alpaugh': 26.4} | 494.2108 | 494.2108 | 100% | 0 | 0% | [5 empty] | 303.6252 | 61.44% | 143.0319 | 28.94% |  | 0 | 0% | 0 | 0% | 0 | 0% | 494.2108 | 0 | 0% | 494.2108 | 0 | 0% | 494.2108 | 0 | 0% | 494.2108 | 0 | 0% | 494.2108 | 0 | 0% | 494.2108
182 | Springville | Central_Valley_North_Los_Banos | {'Vestal': 20.1, 'Rector': 21.8} | 0 | 0 | 0% | 0 | 100% | [5 empty] | 0 | 0% | 0 | 0% |  | 0 | 0% | 0 | 0% | 0 | 0% | 0 | 0 | 0% | 0 | 0 | 0% | 0 | 0 | 0% | 0 | 0 | 0% | 0 | 0 | 0% | 0
183 | Vestal | Central_Valley_North_Los_Banos | {'Springville': 20.1, 'Olive': 20.6, 'Poso Mountain': 20.8, 'Charca': 21.0, 'Smyrna': 22.5, 'Alpaugh': 22.5, 'Lerdo': 23.9, 'Semitropic': 25.9, 'Shafter': 26.1, 'Sycamore': 27.4, 'Kern Oil': 27.9, '7th Standard': 27.9, 'Rio Bravo': 29.3} | 0 | 0 | 0% | 0 | 100% | [5 empty] | 0 | 0% | 0 | 0% |  | 0 | 0% | 0 | 0% | 0 | 0% | 0 | 0 | 0% | 0 | 0 | 0% | 0 | 0 | 0% | 0 | 0 | 0% | 0 | 0 | 0% | 0
184 | UltraPower Chinese Station | El_Dorado_Mariposa | {'Peoria': 2.3, 'Curtis': 11.1, 'Warnerville': 19.9, 'Riverbank': 24.6} | 152927.4531 | 1767.6759 | 1.156% | 151159.7772 | 98.84% | [5 empty] | 38755.9062 | 25.34% | 13183.3848 | 8.621% |  | 16725.9316 | 10.94% | 0 | 0% | 129891.5469 | 84.94% | 23035.9062 | 41535.1133 | 27.16% | 111392.3398 | 74567.5391 | 48.76% | 78359.9141 | 144840.1875 | 94.71% | 8087.2656 | 90915.6953 | 59.45% | 62011.7578 | 20006.7324 | 13.08% | 132920.7207
185 | Curtis | El_Dorado_Mariposa | {'Peoria': 10.9, 'UltraPower Chinese Station': 11.1, 'Donnells': 24.4} | 16460.998 | 57.4703 | 0.3491% | 16403.5278 | 99.65% | [5 empty] | 0.44479 | 0.002702% | 0 | 0% |  | 4971.666 | 30.2% | 0 | 0% | 14022.1318 | 85.18% | 2438.8662 | 2933.2891 | 17.82% | 13527.709 | 5072.1689 | 30.81% | 11388.8291 | 14058.9404 | 85.41% | 2402.0576 | 14647.3779 | 88.98% | 1813.6201 | 1024.8635 | 6.226% | 15436.1345
186 | Peoria | El_Dorado_Mariposa | {'UltraPower Chinese Station': 2.3, 'Curtis': 10.9, 'Warnerville': 20.0, 'Riverbank': 24.2, 'Bellota': 29.2} | 143182.1719 | 2525.6162 | 1.764% | 140656.5557 | 98.24% | [5 empty] | 35874.4961 | 25.06% | 10586.3691 | 7.394% |  | 16725.9316 | 11.68% | 0 | 0% | 118074.2109 | 82.46% | 25107.9609 | 33023.4805 | 23.06% | 110158.6914 | 66449.4141 | 46.41% | 76732.7578 | 134301.2188 | 93.8% | 8880.9531 | 85304.7266 | 59.58% | 57877.4453 | 18107.0078 | 12.65% | 125075.1641
187 | Moorpark | Greater_LA | {'Santa Clara': 16.2, 'Mandalay': 20.4, 'Saugus': 21.1, 'Pardee': 21.3, 'Sylmar': 23.1} | 46496.4922 | 3655.3884 | 7.862% | 42841.1038 | 92.14% | [5 empty] | 458.5411 | 0.9862% | 2442.0103 | 5.252% |  | 4276.3154 | 9.197% | 40466.7773 | 87.03% | 33224.1289 | 71.46% | 13272.3633 | 2639.7698 | 5.677% | 43856.7224 | 4035.9751 | 8.68% | 42460.5171 | 35645.6797 | 76.66% | 10850.8125 | 24912.7793 | 53.58% | 21583.7129 | 6436.8452 | 13.84% | 40059.647
188 | Santa Clara | Greater_LA | {'Mandalay': 7.5, 'Moorpark': 16.2} | 3553.2683 | 530.6833 | 14.94% | 3022.585 | 85.06% | [5 empty] | 5.6676 | 0.1595% | 3.8814 | 0.1092% |  | 309.0275 | 8.697% | 808.9712 | 22.77% | 1489.2238 | 41.91% | 2064.0446 | 1401.5884 | 39.45% | 2151.6799 | 2035.3738 | 57.28% | 1517.8945 | 2875.4341 | 80.92% | 677.8342 | 620.6719 | 17.47% | 2932.5964 | 1188.3367 | 33.44% | 2364.9316
189 | Davis | Solano | {'Woodland': 9.3, 'Vaca Dixon': 14.2, 'Putah Creek': 14.2, 'Peabody': 22.0, 'Grand Island': 23.0, 'Shilo III': 26.7, 'Birds Landing': 29.5, 'Pleasant Grove': 30.0} | 284670.5 | 80214.3906 | 28.18% | 204456.1094 | 71.82% | [5 empty] | 56294.4375 | 19.78% | 163306.6875 | 57.37% |  | 11532.1191 | 4.051% | 0 | 0% | 104889.3438 | 36.85% | 179781.1562 | 32032.9082 | 11.25% | 252637.5918 | 57082.8125 | 20.05% | 227587.6875 | 144109.6406 | 50.62% | 140560.8594 | 12469.6055 | 4.38% | 272200.8945 | 19455.0234 | 6.834% | 265215.4766
190 | Putah Creek | Solano | {'Vaca Dixon': 9.3, 'Davis': 14.2, 'Peabody': 16.4, 'Woodland': 16.7, 'Tulucay': 24.1, 'Shilo III': 25.7, 'Birds Landing': 28.9, 'Grand Island': 29.8} | 286592.375 | 79534.7031 | 27.75% | 207057.6719 | 72.25% | [5 empty] | 35734.8438 | 12.47% | 120664.2031 | 42.1% |  | 84207.4453 | 29.38% | 3026.5728 | 1.056% | 161436.5781 | 56.33% | 125155.7969 | 27788.9043 | 9.696% | 258803.4707 | 43376.2109 | 15.14% | 243216.1641 | 181549.875 | 63.35% | 105042.5 | 74320.0703 | 25.93% | 212272.3047 | 13697.457 | 4.779% | 272894.918
191 | East Marysville | Northern_California | {'Olivehurst': 5.0, 'Pease': 5.4, 'Honcut': 11.0, 'Rio Oso': 16.6, 'Palermo': 20.2, 'Wyandotte': 22.7, 'Thermalito': 24.5, 'Higgins': 26.6, 'Pleasant Grove': 27.3, 'Table Mountain': 27.4, 'Brunswick': 28.6} | 341992.9062 | 79338.0234 | 23.2% | 262654.8828 | 76.8% | [5 empty] | 94996.2891 | 27.78% | 149187.8438 | 43.62% |  | 2888.144 | 0.8445% | 0 | 0% | 186266.3281 | 54.46% | 155726.5781 | 43950.2344 | 12.85% | 298042.6719 | 124162.4219 | 36.31% | 217830.4844 | 256121.1094 | 74.89% | 85871.7969 | 15154.9102 | 4.431% | 326837.9961 | 37291.6992 | 10.9% | 304701.207
192 | Olivehurst | Northern_California | {'East Marysville': 5.0, 'Pease': 8.3, 'Rio Oso': 11.6, 'Honcut': 16.0, 'Pleasant Grove': 22.6, 'Higgins': 24.5, 'Palermo': 25.1, 'Wyandotte': 27.6, 'Brunswick': 28.9, 'Thermalito': 29.5} | 324714.25 | 80384.3594 | 24.76% | 244329.8906 | 75.24% | [5 empty] | 77997.8125 | 24.02% | 158546.9062 | 48.83% |  | 1213.6309 | 0.3738% | 0 | 0% | 175156.8438 | 53.94% | 149557.4062 | 33520.1133 | 10.32% | 291194.1367 | 118336.5078 | 36.44% | 206377.7422 | 237884.5625 | 73.26% | 86829.6875 | 14135.5195 | 4.353% | 310578.7305 | 35346.1367 | 10.89% | 289368.1133
193 | Morro Bay | Kern_Greater_Carrizo | {'Diablo': 10.9, 'Mustang': 12.2, 'San Luis Obispo': 14.7, 'Templeton': 15.9, 'Oceano': 24.4} | 120150.4375 | 26722.7715 | 22.24% | 93427.666 | 77.76% | [5 empty] | 7503.8877 | 6.245% | 1731.2029 | 1.441% |  | 41929.1016 | 34.9% | 47272.1602 | 39.34% | 42725.0195 | 35.56% | 77425.418 | 23839.5117 | 19.84% | 96310.9258 | 45803.4883 | 38.12% | 74346.9492 | 66998.1797 | 55.76% | 53152.2578 | 63952.6836 | 53.23% | 56197.7539 | 6283.0703 | 5.229% | 113867.3672
194 | Palomar | Greater_SD | {'Encina': 2.9, 'San Luis Rey': 6.7, 'Escondido': 9.9, 'Penasquitos': 14.6, 'Sycamore Canyon': 20.6, 'Kearny': 21.9, 'San Onofre': 23.0, 'Mission': 24.9, 'Old Town': 25.2, 'Talega': 28.1} | 1160.4213 | 110.1155 | 9.489% | 1050.3058 | 90.51% | [5 empty] | 110.8009 | 9.548% | 0 | 0% |  | 0 | 0% | 0 | 0% | 123.2469 | 10.62% | 1037.1743 | 985.3743 | 84.92% | 175.047 | 1048.6754 | 90.37% | 111.7458 | 1048.6754 | 90.37% | 111.7458 | 18.0543 | 1.556% | 1142.367 | 243.8098 | 21.01% | 916.6115
195 | Margarita | Greater_LA | {'Trabuco': 2.8, 'Capistrano': 3.4, 'Talega': 7.4, 'Viejo': 8.1, 'Santiago': 11.3, 'San Onofre': 13.1, 'Johanna': 17.2, 'Lee Lake (Proposed)': 17.2, 'Ellis': 20.4, 'Huntington Beach': 21.2, 'Serrano': 21.3, 'Villa Park': 21.8, 'Lewis': 23.7, 'Barre': 27.1, 'San Luis Rey': 28.8} | 2724.8948 | 223.9814 | 8.22% | 2500.9134 | 91.78% | [5 empty] | 0 | 0% | 0 | 0% |  | 54.0688 | 1.984% | 0 | 0% | 3.1489 | 0.1156% | 2721.7459 | 462.2631 | 16.96% | 2262.6317 | 2492.7087 | 91.48% | 232.186 | 2495.8577 | 91.59% | 229.0371 | 0.73626 | 0.02702% | 2724.1585 | 252.791 | 9.277% | 2472.1038
196 | Huntington Beach | Greater_LA | {'Ellis': 3.4, 'Johanna': 8.6, 'Alamitos': 10.8, 'Barre': 11.2, 'Lewis': 12.1, 'Santiago': 12.2, 'Villa Park': 14.3, 'Del Amo': 15.5, 'Long Beach': 16.5, 'Serrano': 16.6, 'Harborgen': 17.0, 'Hinson': 18.5, 'Trabuco': 18.5, 'Arcogen': 19.3, 'Viejo': 19.4, 'Lighthipe': 19.8, 'Capistrano': 20.2, 'Center': 20.8, 'Olinda': 20.9, 'Margarita': 21.2, 'Laguna Bell': 24.8, 'Walnut': 25.0, 'La Fresa': 25.6, 'Talega': 27.0, 'Redondo': 27.4, 'Mesa (SCE)': 28.0, 'El Nido': 28.5, 'Chino': 29.8} | 11115.9443 | 2329.7783 | 20.96% | 8786.166 | 79.04% | [5 empty] | 0 | 0% | 0 | 0% |  | 14.8837 | 0.1339% | 0 | 0% | 3.1489 | 0.02833% | 11112.7954 | 1650.4795 | 14.85% | 9465.4648 | 8761.6621 | 78.82% | 2354.2822 | 8764.8105 | 78.85% | 2351.1338 | 0 | 0% | 11115.9443 | 371.2501 | 3.34% | 10744.6942
197 | Los Esteros | Peninsula_Monterey | {'Schulte Switching Station': 3.7, 'Newark': 5.9, 'Hicks': 13.5, 'East Shore': 17.0, 'Coyote': 17.5, 'Metcalf': 17.5, 'Cayetano': 23.2, 'Green Ridge Midway': 28.0, 'Tesla': 28.2} | 34984.6758 | 679.9059 | 1.943% | 34304.7699 | 98.06% | [5 empty] | 132.8904 | 0.3799% | 18.3489 | 0.05245% |  | 22119.498 | 63.23% | 10343.9766 | 29.57% | 28334.793 | 80.99% | 6649.8828 | 7936.7695 | 22.69% | 27047.9062 | 15630.2656 | 44.68% | 19354.4102 | 32236.8789 | 92.15% | 2747.7969 | 25989.2266 | 74.29% | 8995.4492 | 2603.4099 | 7.442% | 32381.2659
198 | Birds Landing | Solano | {'Shilo III': 3.2, 'Pittsburg': 7.1, 'Contra Costa': 9.0, 'Lone Tree': 12.9, 'Peabody': 13.5, 'Clayton': 14.6, 'Grand Island': 15.0, 'Brentwood': 16.5, 'Martinez': 17.3, 'Vaca Dixon': 19.7, 'Carquinez': 22.9, 'Delta Switching Yard': 25.1, 'Eight Mile': 25.1, 'Tulucay': 25.3, 'Kelso': 25.8, 'Cayetano': 26.9, 'Stagg': 27.8, 'Putah Creek': 28.9, 'Davis': 29.5} | 223595.1094 | 18803.623 | 8.41% | 204791.4863 | 91.59% | [5 empty] | 42788.3125 | 19.14% | 76552.0312 | 34.24% |  | 16471.0625 | 7.366% | 4158.6997 | 1.86% | 52463.7617 | 23.46% | 171131.3477 | 74613.3516 | 33.37% | 148981.7578 | 71542.7578 | 32% | 152052.3516 | 107205.8203 | 47.95% | 116389.2891 | 15657.4746 | 7.003% | 207937.6348 | 47230.1914 | 21.12% | 176364.918
199 | Cayetano | Solano | {'Delta Switching Yard': 9.3, 'Kelso': 10.0, 'Green Ridge Midway': 10.1, 'Tesla': 11.4, 'Brentwood': 13.5, 'Lone Tree': 14.4, 'Clayton': 17.8, 'Contra Costa': 18.0, 'Newark': 20.2, 'East Shore': 20.5, 'Pittsburg': 21.7, 'Los Esteros': 23.2, 'Martinez': 26.8, 'Schulte Switching Station': 26.9, 'Birds Landing': 26.9, 'Vierra': 27.5, 'Stagg': 29.0} | 137335.8125 | 2054.2764 | 1.496% | 135281.5361 | 98.5% | [5 empty] | 6909.7017 | 5.031% | 33995.2891 | 24.75% |  | 32218.2402 | 23.46% | 11950.0684 | 8.701% | 89022.1953 | 64.82% | 48313.6172 | 68333.8125 | 49.76% | 69002 | 73380.1484 | 53.43% | 63955.6641 | 104209.4453 | 75.88% | 33126.3672 | 51842.7109 | 37.75% | 85493.1016 | 7781.3501 | 5.666% | 129554.4624
200 | Silvergate | Greater_SD | {'Old Town': 5.7, 'Mission': 6.1, 'Bay Boulevard': 6.6, 'Miguel': 9.4, 'Kearny': 9.5, 'Otay Mesa': 15.9, 'Penasquitos': 16.0, 'Sycamore Canyon': 16.6, 'Suncrest': 28.0, 'Escondido': 29.7} | 6456.897 | 1149.5306 | 17.8% | 5307.3663 | 82.2% | [5 empty] | 0 | 0% | 0 | 0% |  | 441.3843 | 6.836% | 0 | 0% | 278.4022 | 4.312% | 6178.4948 | 1645.8086 | 25.49% | 4811.0884 | 5192.106 | 80.41% | 1264.791 | 5210.4292 | 80.7% | 1246.4678 | 103.1082 | 1.597% | 6353.7888 | 237.108 | 3.672% | 6219.789
201 | Richmond | Northern_California | {'Leavitt': 7.1} | 301221.2188 | 60971.2656 | 20.24% | 240249.9531 | 79.76% | [5 empty] | 3891.8274 | 1.292% | 0 | 0% |  | 279254.6875 | 92.71% | 0 | 0% | 93757.6797 | 31.13% | 207463.5391 | 35150.9648 | 11.67% | 266070.2539 | 45764.457 | 15.19% | 255456.7617 | 136991.9062 | 45.48% | 164229.3125 | 191007.9844 | 63.41% | 110213.2344 | 23541.9316 | 7.815% | 277679.2871
202 | Rancho Vista | Greater_Kramer | {'Etiwanda': 0.4, 'Mira Loma': 5.8, 'Padua': 6.4, 'Chino': 10.3, 'Vista': 12.8, 'San Bernardino': 17.0, 'Lugo': 21.4, 'Serrano': 23.1, 'Lee Lake (Proposed)': 23.8, 'Olinda': 24.3, 'Walnut': 24.5, 'Villa Park': 25.5, 'Rio Hondo': 25.6, 'El Casco': 27.6, 'Lewis': 28.4, 'Viejo': 29.7, 'Victor': 29.9} | 24940.8555 | 7.6831 | 0.03081% | 24933.1724 | 99.97% | [5 empty] | 32.1555 | 0.1289% | 1.7313 | 0.006942% |  | 4368.1685 | 17.51% | 20572.8535 | 82.49% | 16434.875 | 65.9% | 8505.9805 | 17148.1758 | 68.76% | 7792.6797 | 16486.6777 | 66.1% | 8454.1777 | 24327.8711 | 97.54% | 612.9844 | 14042.9189 | 56.3% | 10897.9365 | 1389.5913 | 5.572% | 23551.2642
203 | Hilltop | Northern_California | {} | 454472.9375 | 29033.1836 | 6.388% | 425439.7539 | 93.61% | [5 empty] | 3687.0632 | 0.8113% | 1552.8569 | 0.3417% |  | 207408.8281 | 45.64% | 0 | 0% | 274098.2812 | 60.31% | 180374.6562 | 65997.7031 | 14.52% | 388475.2344 | 51494.5703 | 11.33% | 402978.3672 | 305272.6562 | 67.17% | 149200.2812 | 380799.6875 | 83.79% | 73673.25 | 44853.4688 | 9.869% | 409619.4688
204 | Thermalito | Northern_California | {'Table Mountain': 2.9, 'Wyandotte': 5.1, 'Palermo': 7.4, 'Honcut': 13.5, 'Pease': 23.8, 'East Marysville': 24.5, 'Olivehurst': 29.5} | 285247.875 | 44462.0391 | 15.59% | 240785.8359 | 84.41% | [5 empty] | 114617.6094 | 40.18% | 67713.7734 | 23.74% |  | 19543.7754 | 6.852% | 26264.6406 | 9.208% | 155238.75 | 54.42% | 130009.125 | 60425.6641 | 21.18% | 224822.2109 | 136088.6719 | 47.71% | 149159.2031 | 236068.6719 | 82.76% | 49179.2031 | 25186.5566 | 8.83% | 260061.3184 | 40577.7422 | 14.23% | 244670.1328
205 | Martinez | Solano | {'Carquinez': 8.9, 'Clayton': 9.4, 'Pittsburg': 12.0, 'Birds Landing': 17.3, 'Tulucay': 18.1, 'Shilo III': 18.1, 'Contra Costa': 18.2, 'Lone Tree': 20.0, 'Peabody': 20.3, 'Ignacio': 23.5, 'Brentwood': 24.9, 'Martin (San Francisco H)': 26.8, 'Cayetano': 26.8, 'East Shore': 26.9, 'Vaca Dixon': 28.7} | 90351.6094 | 17443.5234 | 19.31% | 72908.0859 | 80.69% | [5 empty] | 3555.926 | 3.936% | 3261.1375 | 3.609% |  | 25564.8438 | 28.29% | 4943.1255 | 5.471% | 30114.4277 | 33.33% | 60237.1816 | 38423.0547 | 42.53% | 51928.5547 | 44192.7383 | 48.91% | 46158.8711 | 66908.2656 | 74.05% | 23443.3438 | 20763.3848 | 22.98% | 69588.2246 | 21662.4043 | 23.98% | 68689.2051
206 | Lone Tree | Solano | {'Contra Costa': 3.9, 'Brentwood': 4.9, 'Pittsburg': 9.7, 'Clayton': 11.4, 'Delta Switching Yard': 12.6, 'Birds Landing': 12.9, 'Kelso': 13.4, 'Cayetano': 14.4, 'Shilo III': 16.1, 'Green Ridge Midway': 17.9, 'Tesla': 19.3, 'Martinez': 20.0, 'Grand Island': 21.8, 'Eight Mile': 22.3, 'Stagg': 22.6, 'Peabody': 26.1, 'Weber': 28.4, 'Carquinez': 28.4, 'Vierra': 28.4, 'East Shore': 29.5} | 204854.6875 | 7271.3027 | 3.549% | 197583.3848 | 96.45% | [5 empty] | 22911.0527 | 11.18% | 89437.3984 | 43.66% |  | 18437.6914 | 9% | 7223.4077 | 3.526% | 66304.6641 | 32.37% | 138550.0234 | 78829.5781 | 38.48% | 126025.1094 | 75852.0234 | 37.03% | 129002.6641 | 108041.0703 | 52.74% | 96813.6172 | 12292.5029 | 6.001% | 192562.1846 | 31848.2168 | 15.55% | 173006.4707
207 | Delta PP | Solano | {'Kelso': 1.0, 'Green Ridge Midway': 5.4, 'Tesla': 6.8, 'Brentwood': 8.7, 'Cayetano': 9.3, 'Lone Tree': 12.6, 'Contra Costa': 16.3, 'Vierra': 18.9, 'Stagg': 19.9, 'Clayton': 21.4, 'Pittsburg': 22.2, 'Eight Mile': 22.3, 'Weber': 22.4, 'Birds Landing': 25.1, 'Ripon': 26.1, 'Westley': 27.4, 'Shilo III': 28.3, 'Newark': 28.8, 'East Shore': 29.7, 'Grand Island': 29.8} | 220620.9219 | 2913.7703 | 1.321% | 217707.1516 | 98.68% | [5 empty] | 13947.9307 | 6.322% | 94935.7656 | 43.03% |  | 26877.3691 | 12.18% | 6904.916 | 3.13% | 106510.7578 | 48.28% | 114110.1641 | 86481.8828 | 39.2% | 134139.0391 | 86873.7031 | 39.38% | 133747.2188 | 132616.625 | 60.11% | 88004.2969 | 47013.2969 | 21.31% | 173607.625 | 16736.4727 | 7.586% | 203884.4492
208 | Green Ridge Midway | Solano | {'Tesla': 1.6, 'Kelso': 5.0, 'Delta Switching Yard': 5.4, 'Cayetano': 10.1, 'Brentwood': 14.2, 'Vierra': 17.8, 'Lone Tree': 17.9, 'Contra Costa': 21.7, 'Stagg': 22.5, 'Weber': 23.2, 'Westley': 23.2, 'Ripon': 24.2, 'Clayton': 25.7, 'Eight Mile': 25.7, 'Newark': 26.8, 'Pittsburg': 27.3, 'Los Esteros': 28.0, 'East Shore': 29.8} | 236857.1875 | 9995.7119 | 4.22% | 226861.4756 | 95.78% | [5 empty] | 12142.5049 | 5.127% | 95710.4453 | 40.41% |  | 38685.1992 | 16.33% | 6963.606 | 2.94% | 130655.1484 | 55.16% | 106202.0391 | 79284.5 | 33.47% | 157572.6875 | 82549.0625 | 34.85% | 154308.125 | 144299.2344 | 60.92% | 92557.9531 | 72890.9141 | 30.77% | 163966.2734 | 12583.1719 | 5.313% | 224274.0156
209 | Inyo | Greater_Kramer (Exclude) | {'Control': 2.2} | 46681.9375 | 8543.1572 | 18.3% | 38138.7803 | 81.7% | [5 empty] | 147.9028 | 0.3168% | 0 | 0% |  | 22336.6191 | 47.85% | 0 | 0% | 0 | 0% | 46681.9375 | 8659.6631 | 18.55% | 38022.2744 | 8524.501 | 18.26% | 38157.4365 | 12787.2305 | 27.39% | 33894.707 | 35692.2969 | 76.46% | 10989.6406 | 2832.4954 | 6.068% | 43849.4421
210 | Control | Greater_Kramer (Exclude) | {'Inyo': 2.2} | 46012.5625 | 9184.0518 | 19.96% | 36828.5107 | 80.04% | [5 empty] | 147.9028 | 0.3214% | 0 | 0% |  | 23812.127 | 51.75% | 0 | 0% | 0 | 0% | 46012.5625 | 8149.7285 | 17.71% | 37862.834 | 7455.0093 | 16.2% | 38557.5532 | 11207.8047 | 24.36% | 34804.7578 | 34137.4648 | 74.19% | 11875.0977 | 2809.2612 | 6.105% | 43203.3013
211 | Big Creek | Central_Valley_North_Los_Banos | {} | 0 | 0 | 0% | 0 | 100% | [5 empty] | 0 | 0% | 0 | 0% |  | 0 | 0% | 0 | 0% | 0 | 0% | 0 | 0 | 0% | 0 | 0 | 0% | 0 | 0 | 0% | 0 | 0 | 0% | 0 | 0 | 0% | 0
212 | Moss Landing | Peninsula_Monterey | {'Coyote': 28.7, 'Metcalf': 28.9} | 21052.8867 | 9644.0195 | 45.81% | 11408.8672 | 54.19% | [5 empty] | 737.6075 | 3.504% | 10299.6201 | 48.92% |  | 491.9972 | 2.337% | 586.9359 | 2.788% | 1032.5078 | 4.904% | 20020.3789 | 7022.6655 | 33.36% | 14030.2212 | 9716.9619 | 46.16% | 11335.9248 | 10300.9512 | 48.93% | 10751.9355 | 683.0144 | 3.244% | 20369.8723 | 1638.0134 | 7.78% | 19414.8733
213 | Cal Ave | Central_Valley_North_Los_Banos | {'Malaga': 2.8, 'West Fresno': 3.0, 'Kearney': 6.6, 'Sanger': 8.5, 'McCall': 10.2, 'Gregg': 12.5, 'Mc Mullin': 15.2, 'Borden': 18.6, 'Wahtoke': 18.7, 'Kingsburg': 18.9, 'Reedley': 22.9, 'Helm': 24.5} | 262570.0938 | 224773.7188 | 85.61% | 37796.375 | 14.39% | [5 empty] | 87657.4766 | 33.38% | 156123.9844 | 59.46% |  | 0 | 0% | 0 | 0% | 10347.0264 | 3.941% | 252223.0674 | 25144.9688 | 9.576% | 237425.125 | 25144.9688 | 9.576% | 237425.125 | 35254.1836 | 13.43% | 227315.9102 | 4314.459 | 1.643% | 258255.6348 | 8324.4854 | 3.17% | 254245.6084
214 | Poso Mountain | Central_Valley_North_Los_Banos | {'Sycamore': 7.6, 'Kern Oil': 8.9, 'California Water': 10.0, 'Columbus': 11.1, 'Lerdo': 11.7, 'Bakersfield': 12.2, '7th Standard': 12.8, 'Westpark': 13.6, 'Magunden': 13.8, 'Rosedale': 14.3, 'Kern Power': 14.7, 'Renfro': 16.6, 'Stockdale': 17.8, 'Lamont': 18.9, 'Rio Bravo': 18.9, 'Regulus': 18.9, 'Tevis': 19.2, 'Shafter': 20.5, 'Vestal': 20.8, 'Charca': 21.0, 'Grimway': 22.2, 'Tupman': 22.6, 'Semitropic': 27.1, 'Norco': 27.3, 'Midway': 29.9} | 3234.4746 | 248.3817 | 7.679% | 2986.0929 | 92.32% | [5 empty] | 0 | 0% | 0 | 0% |  | 3234.4746 | 100% | 0 | 0% | 714.9423 | 22.1% | 2519.5323 | 1.4039 | 0.0434% | 3233.0707 | 1343.5078 | 41.54% | 1890.9668 | 1465.2711 | 45.3% | 1769.2035 | 2328.2126 | 71.98% | 906.262 | 55.8693 | 1.727% | 3178.6053
215 | Walnut | Greater_LA | {'Olinda': 4.6, 'Rio Hondo': 6.9, 'Mesa (SCE)': 9.4, 'Center': 10.5, 'Laguna Bell': 11.6, 'Goodrich': 12.6, 'Del Amo': 13.9, 'Barre': 13.9, 'Lewis': 14.0, 'Villa Park': 14.9, 'Serrano': 15.4, 'Lighthipe': 15.6, 'Chino': 15.6, 'Alamitos': 18.8, 'Padua': 19.4, 'Gould': 20.0, 'Hinson': 20.4, 'Johanna': 21.1, 'Arcogen': 21.4, 'Mira Loma': 22.1, 'Ellis': 22.3, 'Harborgen': 22.5, 'Long Beach': 23.0, 'La Fresa': 24.0, 'Rancho Vista': 24.5, 'La Cienega': 24.6, 'Etiwanda': 24.9, 'Huntington Beach': 25.0, 'El Nido': 25.5, 'Santiago': 25.9, 'Chevmain': 27.0, 'Redondo': 27.5, 'El Segundo': 28.0, 'Viejo': 29.4} | 505.9072 | 0 | 0% | 505.9072 | 100% | [5 empty] | 0 | 0% | 0 | 0% |  | 0 | 0% | 446.0012 | 88.16% | 301.9824 | 59.69% | 203.9248 | 194.4831 | 38.44% | 311.4241 | 203.9248 | 40.31% | 301.9824 | 505.9072 | 100% | 0 | 227.1328 | 44.9% | 278.7744 | 10.7832 | 2.131% | 495.124
216 | Chevmain | Greater_LA | {'El Segundo': 1.2, 'El Nido': 1.8, 'Redondo': 3.8, 'La Fresa': 4.6, 'La Cienega': 6.9, 'Arcogen': 10.9, 'Hinson': 11.9, 'Harborgen': 13.2, 'Lighthipe': 13.2, 'Long Beach': 13.9, 'Laguna Bell': 15.5, 'Center': 17.2, 'Del Amo': 18.0, 'Mesa (SCE)': 19.2, 'Alamitos': 19.9, 'Goodrich': 24.9, 'Barre': 25.1, 'Gould': 25.2, 'Walnut': 27.0, 'Olinda': 27.8, 'Rio Hondo': 28.0, 'Sylmar': 28.3, 'Lewis': 29.7} | 5504.3022 | 2380.551 | 43.25% | 3123.7512 | 56.75% | [5 empty] | 0 | 0% | 0 | 0% |  | 195.0095 | 3.543% | 59.7233 | 1.085% | 59.5315 | 1.082% | 5444.7707 | 176.321 | 3.203% | 5327.9813 | 3019.3875 | 54.86% | 2484.9148 | 3078.9189 | 55.94% | 2425.3833 | 0 | 0% | 5504.3022 | 12.8296 | 0.2331% | 5491.4726
217 | Long Beach | Greater_LA | {'Harborgen': 0.9, 'Arcogen': 3.7, 'Hinson': 3.7, 'Alamitos': 7.3, 'Lighthipe': 8.4, 'Del Amo': 9.3, 'La Fresa': 9.5, 'Redondo': 11.0, 'El Nido': 12.4, 'Center': 13.2, 'Chevmain': 13.9, 'Barre': 14.3, 'El Segundo': 15.0, 'Laguna Bell': 15.2, 'Huntington Beach': 16.5, 'Ellis': 17.2, 'La Cienega': 18.4, 'Lewis': 19.0, 'Mesa (SCE)': 19.8, 'Olinda': 21.4, 'Johanna': 21.8, 'Villa Park': 22.8, 'Walnut': 23.0, 'Serrano': 25.4, 'Santiago': 27.2, 'Rio Hondo': 27.3, 'Goodrich': 27.7} | 10242.1963 | 2393.5627 | 23.37% | 7848.6335 | 76.63% | [5 empty] | 0 | 0% | 0 | 0% |  | 136.4639 | 1.332% | 0 | 0% | 10.7529 | 0.105% | 10231.4434 | 1553.6212 | 15.17% | 8688.5751 | 7788.5947 | 76.04% | 2453.6016 | 7799.3477 | 76.15% | 2442.8486 | 0 | 0% | 10242.1963 | 350.8864 | 3.426% | 9891.3099
218 | Pit 1 | Northern_California | {'Cove Rd': 23.9, 'Round Mountain': 26.2} | 206044.1719 | 28123.0254 | 13.65% | 177921.1465 | 86.35% | [5 empty] | 876.9169 | 0.4256% | 235.1703 | 0.1141% |  | 201590.4375 | 97.84% | 0 | 0% | 81694.1094 | 39.65% | 124350.0625 | 20851.2891 | 10.12% | 185192.8828 | 11676.1211 | 5.667% | 194368.0508 | 94925.4141 | 46.07% | 111118.7578 | 145902.0781 | 70.81% | 60142.0938 | 7543.6919 | 3.661% | 198500.48
219 | Cove Rd | Northern_California | {'Round Mountain': 4.9, 'Pit 1': 23.9} | 272386.25 | 25701.8398 | 9.436% | 246684.4102 | 90.56% | [5 empty] | 562.7067 | 0.2066% | 84.4565 | 0.03101% |  | 263199.9375 | 96.63% | 7407.3462 | 2.719% | 112481.3828 | 41.29% | 159904.8672 | 59154.2031 | 21.72% | 213232.0469 | 66146.1797 | 24.28% | 206240.0703 | 152272.5938 | 55.9% | 120113.6562 | 197210.6094 | 72.4% | 75175.6406 | 11516.792 | 4.228% | 260869.458
220 | Drum | Northern_California | {'Brunswick': 14.5, 'Summit': 21.2, 'Higgins': 22.8} | 100041.8047 | 19333.1113 | 19.33% | 80708.6934 | 80.67% | [5 empty] | 6.2271 | 0.006224% | 0 | 0% |  | 48546.9727 | 48.53% | 15526.1201 | 15.52% | 11705.8066 | 11.7% | 88335.998 | 9230.291 | 9.226% | 90811.5137 | 12832.5879 | 12.83% | 87209.2168 | 29588.6934 | 29.58% | 70453.1113 | 66465.7891 | 66.44% | 33576.0156 | 4814.5845 | 4.813% | 95227.2202
221 | Vierra | Solano | {'Ripon': 7.6, 'Weber': 8.6, 'Stagg': 14.0, 'Westley': 15.5, 'Tesla': 17.0, 'Green Ridge Midway': 17.8, 'Kelso': 18.0, 'Delta Switching Yard': 18.9, 'Eight Mile': 18.9, 'Riverbank': 20.1, 'Bellota': 20.7, 'Lockeford': 22.9, 'Brentwood': 23.5, 'Warnerville': 26.1, 'Cayetano': 27.5, 'Rancho Seco - Bellota (Proposed)': 27.7, 'Lone Tree': 28.4} | 276099.3125 | 57853.25 | 20.95% | 218246.0625 | 79.05% | [5 empty] | 50310.6094 | 18.22% | 155932.4531 | 56.48% |  | 0 | 0% | 0 | 0% | 130329.8438 | 47.2% | 145769.4688 | 41313.6328 | 14.96% | 234785.6797 | 41487.7461 | 15.03% | 234611.5664 | 136835.0312 | 49.56% | 139264.2812 | 28306.6836 | 10.25% | 247792.6289 | 9773.6689 | 3.54% | 266325.6436
222 | Coyote | Peninsula_Monterey | {'Metcalf': 0.3, 'Hicks': 8.5, 'Schulte Switching Station': 15.7, 'Los Esteros': 17.5, 'Newark': 23.4, 'Moss Landing': 28.7} | 37522.3867 | 468.0979 | 1.248% | 37054.2888 | 98.75% | [5 empty] | 80.7282 | 0.2151% | 9.4994 | 0.02532% |  | 29064.2812 | 77.46% | 8103.5981 | 21.6% | 30702.0273 | 81.82% | 6820.3594 | 9203.2881 | 24.53% | 28319.0986 | 15670.2305 | 41.76% | 21852.1562 | 35198.0547 | 93.81% | 2324.332 | 31618.9902 | 84.27% | 5903.3965 | 745.2518 | 1.986% | 36777.1349
223 | Metcalf | Peninsula_Monterey | {'Coyote': 0.3, 'Hicks': 8.8, 'Schulte Switching Station': 15.7, 'Los Esteros': 17.5, 'Newark': 23.3, 'Moss Landing': 28.9} | 38581.3008 | 457.8941 | 1.187% | 38123.4067 | 98.81% | [5 empty] | 80.7282 | 0.2092% | 9.4994 | 0.02462% |  | 30180.7207 | 78.23% | 7986.2646 | 20.7% | 31746.3652 | 82.28% | 6834.9355 | 9651.2354 | 25.02% | 28930.0654 | 16073.583 | 41.66% | 22507.7178 | 36133.6523 | 93.66% | 2447.6484 | 32767.6113 | 84.93% | 5813.6895 | 749.5322 | 1.943% | 37831.7686
224 | Diablo | Kern_Greater_Carrizo | {'Morro Bay': 10.9, 'San Luis Obispo': 12.4, 'Mustang': 12.9, 'Oceano': 17.0, 'Templeton': 25.2, 'Mesa': 26.5} | 54487.9688 | 4399.9526 | 8.075% | 50088.0161 | 91.92% | [5 empty] | 396.6566 | 0.728% | 321.0469 | 0.5892% |  | 12781.4414 | 23.46% | 33442.9062 | 61.38% | 28865.6426 | 52.98% | 25622.3262 | 10762.0254 | 19.75% | 43725.9434 | 25334.7656 | 46.5% | 29153.2031 | 39327.0117 | 72.18% | 15160.957 | 34933.8555 | 64.11% | 19554.1133 | 4611.4531 | 8.463% | 49876.5156
225 | Coolwater | Greater_Kramer | {'Tortilla': 10.0, 'Calcite': 23.9, 'Pisgah': 27.3} | 116175.1406 | 36073.0312 | 31.05% | 80102.1094 | 68.95% | [5 empty] | 1098.1621 | 0.9453% | 2685.4028 | 2.312% |  | 0 | 0% | 0 | 0% | 52029.0234 | 44.78% | 64146.1172 | 22584.3926 | 19.44% | 93590.748 | 15230.0557 | 13.11% | 100945.085 | 58547.6758 | 50.4% | 57627.4648 | 52134.4375 | 44.88% | 64040.7031 | 2478.469 | 2.133% | 113696.6716
226 | San Onofre | Greater_SD | {'Talega': 5.8, 'Capistrano': 11.8, 'Margarita': 13.1, 'Trabuco': 15.0, 'San Luis Rey': 16.8, 'Encina': 20.4, 'Viejo': 21.1, 'Palomar': 23.0, 'Santiago': 23.8, 'Lee Lake (Proposed)': 26.9, 'Johanna': 29.3} | 1831.3043 | 178.9219 | 9.77% | 1652.3824 | 90.23% | [5 empty] | 110.8009 | 6.05% | 0 | 0% |  | 54.0688 | 2.952% | 0 | 0% | 101.4819 | 5.542% | 1729.8224 | 1147.2451 | 62.65% | 684.0592 | 1649.9164 | 90.1% | 181.3879 | 1649.9164 | 90.1% | 181.3879 | 18.0543 | 0.9859% | 1813.2501 | 226.6097 | 12.37% | 1604.6946
227 | Woodland | Solano | {'Davis': 9.3, 'Putah Creek': 16.7, 'Vaca Dixon': 21.0, 'Rio Oso': 23.7, 'Pleasant Grove': 26.4, 'Peabody': 29.5} | 350848.7188 | 92099.4922 | 26.25% | 258749.2266 | 73.75% | [5 empty] | 61285.5195 | 17.47% | 203880.7969 | 58.11% |  | 17368.4453 | 4.95% | 0 | 0% | 196178.1406 | 55.92% | 154670.5781 | 26695.9473 | 7.609% | 324152.7715 | 120038.4219 | 34.21% | 230810.2969 | 241182.2656 | 68.74% | 109666.4531 | 21554.3516 | 6.143% | 329294.3672 | 15222.5098 | 4.339% | 335626.209
228 | Donnells PP | El_Dorado_Mariposa | {'Curtis': 24.4} | 84856.5156 | 29611.5273 | 34.9% | 55244.9883 | 65.1% | [5 empty] | 0 | 0% | 0 | 0% |  | 43130.3359 | 50.83% | 837.6949 | 0.9872% | 5505.0835 | 6.488% | 79351.4321 | 4485.0815 | 5.285% | 80371.4341 | 7237.3774 | 8.529% | 77619.1382 | 15538.667 | 18.31% | 69317.8486 | 46203.8945 | 54.45% | 38652.6211 | 3035.6733 | 3.577% | 81820.8423
229 | Mandalay | Greater_LA | {'Santa Clara': 7.5, 'Moorpark': 20.4} | 2655.2739 | 516.3206 | 19.45% | 2138.9534 | 80.55% | [5 empty] | 5.6676 | 0.2134% | 3.8814 | 0.1462% |  | 152.7767 | 5.754% | 23.159 | 0.8722% | 671.8058 | 25.3% | 1983.4681 | 1401.5884 | 52.79% | 1253.6855 | 2035.4801 | 76.66% | 619.7938 | 2058.1226 | 77.51% | 597.1514 | 18.2588 | 0.6876% | 2637.0151 | 1147.9722 | 43.23% | 1507.3018
230 | North Gila | Arizona | {} | 69132.9219 | 10102.6953 | 14.61% | 59030.2266 | 85.39% | [5 empty] | 2648.1433 | 3.831% | 9247.6035 | 13.38% |  | 0 | 0% | 0 | 0% | 355.4437 | 0.5141% | 68777.4781 | 33077.4414 | 47.85% | 36055.4805 | 27814.9219 | 40.23% | 41318 | 33134.7656 | 47.93% | 35998.1562 | 38190.1406 | 55.24% | 30942.7812 | 1747.4341 | 2.528% | 67385.4878
231 | Eight Mile | Solano | {'Stagg': 4.8, 'Weber': 12.2, 'Lockeford': 12.5, 'Grand Island': 16.6, 'Vierra': 18.9, 'Brentwood': 19.0, 'Bellota': 20.0, 'Rancho Seco - Bellota (Proposed)': 21.3, 'Kelso': 21.9, 'Camanche': 22.0, 'Lone Tree': 22.3, 'Delta Switching Yard': 22.3, 'Contra Costa': 22.5, 'Ripon': 24.4, 'Birds Landing': 25.1, 'Green Ridge Midway': 25.7, 'Tesla': 26.0, 'Shilo III': 26.7, 'Pittsburg': 28.4} | 240619.4219 | 25493.125 | 10.59% | 215126.2969 | 89.41% | [5 empty] | 42436.7812 | 17.64% | 163262.625 | 67.85% |  | 0 | 0% | 0 | 0% | 34120.3359 | 14.18% | 206499.0859 | 45074.4922 | 18.73% | 195544.9297 | 45597.0078 | 18.95% | 195022.4141 | 71156.6562 | 29.57% | 169462.7656 | 0 | 0% | 240619.4219 | 18068.0059 | 7.509% | 222551.416
232 | Kern Power | Central_Valley_North_Los_Banos | {'Rosedale': 1.1, 'Westpark': 3.2, 'Renfro': 3.8, 'Tevis': 4.5, '7th Standard': 4.5, 'Stockdale': 4.7, 'Bakersfield': 5.3, 'Kern Oil': 6.0, 'Sycamore': 7.8, 'Lerdo': 8.9, 'Columbus': 9.0, 'Tupman': 9.9, 'Magunden': 10.0, 'Rio Bravo': 10.2, 'California Water': 11.5, 'Norco': 13.6, 'Regulus': 14.4, 'Lamont': 14.5, 'Poso Mountain': 14.7, 'Shafter': 15.5, 'Grimway': 16.2, 'Elk Hills': 19.0, 'Midway': 20.1, 'Charca': 20.3, 'Midway - Wheeler Ridge (Proposed)': 20.3, 'Wheeler Ridge': 21.2, 'Semitropic': 24.5, 'Taft': 27.5} | 0 | 0 | 0% | 0 | 100% | [5 empty] | 0 | 0% | 0 | 0% |  | 0 | 0% | 0 | 0% | 0 | 0% | 0 | 0 | 0% | 0 | 0 | 0% | 0 | 0 | 0% | 0 | 0 | 0% | 0 | 0 | 0% | 0
233 | Renfro | Central_Valley_North_Los_Banos | {'Kern Power': 3.8, '7th Standard': 4.0, 'Rosedale': 4.9, 'Tevis': 5.1, 'Tupman': 6.4, 'Rio Bravo': 6.6, 'Westpark': 7.0, 'Stockdale': 7.3, 'Lerdo': 7.8, 'Kern Oil': 8.9, 'Bakersfield': 9.0, 'Norco': 10.8, 'Sycamore': 10.8, 'Shafter': 12.3, 'Columbus': 12.7, 'Magunden': 13.8, 'California Water': 15.0, 'Midway': 16.3, 'Elk Hills': 16.4, 'Poso Mountain': 16.6, 'Charca': 17.7, 'Regulus': 18.1, 'Lamont': 18.2, 'Midway - Wheeler Ridge (Proposed)': 19.3, 'Grimway': 19.7, 'Semitropic': 21.3, 'Wheeler Ridge': 23.2, 'Taft': 25.0, 'Goose Lake': 27.7, 'Smyrna': 28.1} | 0 | 0 | 0% | 0 | 100% | [5 empty] | 0 | 0% | 0 | 0% |  | 0 | 0% | 0 | 0% | 0 | 0% | 0 | 0 | 0% | 0 | 0 | 0% | 0 | 0 | 0% | 0 | 0 | 0% | 0 | 0 | 0% | 0
234 | Highwind | Tehachapi | {'Windhub': 7.1, 'Whirlwind': 16.9, 'Pastoria': 28.7, 'Antelope': 28.8, 'Grimway': 29.1} | 196363 | 45206.4727 | 23.02% | 151156.5273 | 76.98% | [5 empty] | 103.6413 | 0.05278% | 1255.9398 | 0.6396% |  | 102839.6719 | 52.37% | 17400.9824 | 8.862% | 89486.25 | 45.57% | 106876.75 | 37260.0469 | 18.98% | 159102.9531 | 49357.0469 | 25.14% | 147005.9531 | 124697.6641 | 63.5% | 71665.3359 | 93414.1328 | 47.57% | 102948.8672 | 2151.304 | 1.096% | 194211.696
235 | Sylmar | Tehachapi | {'Saugus': 9.1, 'Pardee': 10.4, 'Gould': 18.8, 'La Cienega': 22.1, 'Moorpark': 23.1, 'Vincent': 25.1, 'Goodrich': 25.9, 'El Segundo': 27.7, 'Chevmain': 28.3, 'Antelope': 28.7, 'Mesa (SCE)': 29.0, 'El Nido': 29.2} | 75351.5234 | 6770.7554 | 8.986% | 68580.7681 | 91.01% | [5 empty] | 476.4147 | 0.6323% | 2492.5054 | 3.308% |  | 3930.9861 | 5.217% | 71361.3047 | 94.7% | 47808.1719 | 63.45% | 27543.3516 | 329.0074 | 0.4366% | 75022.516 | 5158.791 | 6.846% | 70192.7324 | 49947.5391 | 66.29% | 25403.9844 | 43853.7773 | 58.2% | 31497.7461 | 8529.5391 | 11.32% | 66821.9844
236 | Westley | Central_Valley_North_Los_Banos | {'Ripon': 12.6, 'Fink (Proposed)': 14.9, 'Vierra': 15.5, 'Riverbank': 20.9, 'Tesla': 21.7, 'Green Ridge Midway': 23.2, 'Weber': 23.6, 'Warnerville': 24.8, 'Kelso': 26.4, 'Delta Switching Yard': 27.4, 'Stagg': 29.6} | 247858.0312 | 80481.875 | 32.47% | 167376.1562 | 67.53% | [5 empty] | 28887.1035 | 11.65% | 116160.1953 | 46.87% |  | 23405.9258 | 9.443% | 0 | 0% | 144550.6562 | 58.32% | 103307.375 | 39551.0508 | 15.96% | 208306.9805 | 51970.3594 | 20.97% | 195887.6719 | 148129.75 | 59.76% | 99728.2812 | 78750.8281 | 31.77% | 169107.2031 | 7239.3179 | 2.921% | 240618.7134
237 | GWF Hanford | Central_Valley_North_Los_Banos | {'Leprino Jct': 10.6, 'Corcoran': 12.2, 'Henrietta': 14.4, 'Mustang': 15.4, 'Kingsburg': 15.5, 'Rector': 22.6, 'McCall': 23.6, 'Alpaugh': 23.7, 'Wahtoke': 26.2, 'Reedley': 27.6, 'Olive': 28.0, 'Gates': 28.1, 'Schindler': 28.9, 'Mc Mullin': 29.3, 'Malaga': 29.6} | 124394.75 | 116165.0156 | 93.38% | 8229.7344 | 6.616% | [5 empty] | 60761 | 48.85% | 48698.4375 | 39.15% |  | 0 | 0% | 0 | 0% | 4775.8203 | 3.839% | 119618.9297 | 758.5737 | 0.6098% | 123636.1763 | 851.0107 | 0.6841% | 123543.7393 | 4775.8203 | 3.839% | 119618.9297 | 0 | 0% | 124394.75 | 3823.9124 | 3.074% | 120570.8376
238 | Tevis | Central_Valley_North_Los_Banos | {'Stockdale': 3.5, 'Kern Power': 4.5, 'Rosedale': 4.9, 'Renfro': 5.1, 'Westpark': 6.3, 'Tupman': 8.3, '7th Standard': 8.3, 'Bakersfield': 8.4, 'Kern Oil': 10.3, 'Norco': 10.4, 'Rio Bravo': 11.3, 'Columbus': 12.0, 'Magunden': 12.0, 'Sycamore': 12.0, 'Lerdo': 12.5, 'California Water': 14.7, 'Regulus': 15.1, 'Lamont': 15.2, 'Elk Hills': 15.4, 'Midway - Wheeler Ridge (Proposed)': 15.8, 'Grimway': 15.9, 'Shafter': 17.1, 'Wheeler Ridge': 18.1, 'Midway': 19.1, 'Poso Mountain': 19.2, 'Charca': 22.8, 'Taft': 23.6, 'Semitropic': 26.1} | 0 | 0 | 0% | 0 | 100% | [5 empty] | 0 | 0% | 0 | 0% |  | 0 | 0% | 0 | 0% | 0 | 0% | 0 | 0 | 0% | 0 | 0 | 0% | 0 | 0 | 0% | 0 | 0 | 0% | 0 | 0 | 0% | 0
239 | Otay Mesa | Greater_SD | {'Miguel': 8.3, 'Bay Boulevard': 11.0, 'Silvergate': 15.9, 'Mission': 19.6, 'Suncrest': 21.0, 'Old Town': 21.1, 'Kearny': 22.0, 'Sycamore Canyon': 24.6, 'Penasquitos': 29.7} | 5686.814 | 937.2119 | 16.48% | 4749.6021 | 83.52% | [5 empty] | 0 | 0% | 0 | 0% |  | 441.3843 | 7.762% | 401.842 | 7.066% | 246.0822 | 4.327% | 5440.7318 | 1070.3706 | 18.82% | 4616.4434 | 4596.5786 | 80.83% | 1090.2354 | 4614.9019 | 81.15% | 1071.9121 | 298.8548 | 5.255% | 5387.9592 | 218.5747 | 3.844% | 5468.2393
240 | Redondo | Greater_LA | {'El Nido': 3.4, 'La Fresa': 3.5, 'Chevmain': 3.8, 'El Segundo': 4.6, 'Arcogen': 8.6, 'Hinson': 9.7, 'Harborgen': 10.4, 'La Cienega': 10.5, 'Long Beach': 11.0, 'Lighthipe': 12.4, 'Laguna Bell': 16.4, 'Del Amo': 16.7, 'Center': 17.1, 'Alamitos': 17.6, 'Mesa (SCE)': 20.6, 'Barre': 23.5, 'Goodrich': 27.1, 'Huntington Beach': 27.4, 'Walnut': 27.5, 'Olinda': 27.6, 'Ellis': 28.0, 'Gould': 28.2, 'Lewis': 28.2, 'Rio Hondo': 29.3} | 5967.6191 | 2365.2136 | 39.63% | 3602.4055 | 60.37% | [5 empty] | 0 | 0% | 0 | 0% |  | 192.3452 | 3.223% | 30.0351 | 0.5033% | 52.3531 | 0.8773% | 5915.266 | 468.9365 | 7.858% | 5498.6826 | 3505.5547 | 58.74% | 2462.0645 | 3557.9077 | 59.62% | 2409.7114 | 0 | 0% | 5967.6191 | 25.1324 | 0.4211% | 5942.4867
241 | Arkansas | Greater_Imperial (Exclude) | {'Sonora': 2.7, 'IID System': 7.8, 'El Centro': 23.2, 'High Line': 27.5} | 205520.1406 | 137707.0781 | 67% | 67813.0625 | 33% | [5 empty] | 32493.8398 | 15.81% | 115150.4219 | 56.03% |  | 0 | 0% | 0 | 0% | 14043.9131 | 6.833% | 191476.2275 | 32227.7871 | 15.68% | 173292.3535 | 28296.7656 | 13.77% | 177223.375 | 47780.2812 | 23.25% | 157739.8594 | 19963.666 | 9.714% | 185556.4746 | 8779.8252 | 4.272% | 196740.3154
242 | Cal Water | Central_Valley_North_Los_Banos | {'Columbus': 2.7, 'Magunden': 4.4, 'Sycamore': 5.5, 'Bakersfield': 6.3, 'Kern Oil': 6.9, 'Westpark': 8.5, 'Lamont': 8.9, 'Regulus': 8.9, 'Poso Mountain': 10.0, 'Rosedale': 10.5, 'Kern Power': 11.5, 'Stockdale': 11.9, 'Grimway': 12.3, '7th Standard': 13.0, 'Tevis': 14.7, 'Renfro': 15.0, 'Lerdo': 15.1, 'Rio Bravo': 20.3, 'Tupman': 21.4, 'Wheeler Ridge': 23.4, 'Shafter': 24.3, 'Norco': 24.9, 'Charca': 27.1, 'Midway - Wheeler Ridge (Proposed)': 29.3} | 6038.1768 | 141.1096 | 2.337% | 5897.0672 | 97.66% | [5 empty] | 0 | 0% | 0 | 0% |  | 3351.3926 | 55.5% | 2686.7874 | 44.5% | 3720.5012 | 61.62% | 2317.6755 | 1973.7252 | 32.69% | 4064.4515 | 3297.6553 | 54.61% | 2740.5215 | 5293.1216 | 87.66% | 745.0552 | 4076.2434 | 67.51% | 1961.9333 | 151.4541 | 2.508% | 5886.7227
243 | Grimway | Central_Valley_North_Los_Banos | {'Lamont': 3.4, 'Regulus': 3.4, 'Magunden': 8.6, 'Columbus': 11.3, 'California Water': 12.3, 'Bakersfield': 12.6, 'Stockdale': 12.6, 'Wheeler Ridge': 12.7, 'Westpark': 13.4, 'Rosedale': 15.2, 'Sycamore': 15.9, 'Tevis': 15.9, 'Kern Oil': 16.1, 'Kern Power': 16.2, 'Renfro': 19.7, '7th Standard': 20.2, 'Pastoria': 21.6, 'Poso Mountain': 22.2, 'Lerdo': 24.0, 'Tupman': 24.3, 'Midway - Wheeler Ridge (Proposed)': 24.6, 'Norco': 25.5, 'Rio Bravo': 26.3, 'Highwind': 29.1, 'Elk Hills': 29.2} | 11522.3203 | 2409.6128 | 20.91% | 9112.7075 | 79.09% | [5 empty] | 20.5975 | 0.1788% | 0 | 0% |  | 1725.2883 | 14.97% | 9797.0322 | 85.03% | 6531.3716 | 56.68% | 4990.9487 | 259.2485 | 2.25% | 11263.0718 | 553.2823 | 4.802% | 10969.038 | 6594.7222 | 57.23% | 4927.5981 | 5574.1787 | 48.38% | 5948.1416 | 278.5329 | 2.417% | 11243.7874
244 | Viejo | Greater_LA | {'Santiago': 7.2, 'Trabuco': 7.4, 'Margarita': 8.1, 'Capistrano': 10.7, 'Johanna': 12.5, 'Lee Lake (Proposed)': 12.5, 'Serrano': 14.0, 'Villa Park': 15.1, 'Talega': 15.3, 'Ellis': 17.4, 'Lewis': 17.7, 'Huntington Beach': 19.4, 'San Onofre': 21.1, 'Barre': 21.9, 'Chino': 22.9, 'Mira Loma': 23.9, 'Olinda': 25.1, 'Alamitos': 27.2, 'Valley': 28.5, 'Del Amo': 29.0, 'Walnut': 29.4, 'Rancho Vista': 29.7, 'Etiwanda': 29.8} | 4294.7168 | 241.7166 | 5.628% | 4053.0002 | 94.37% | [5 empty] | 0 | 0% | 0 | 0% |  | 51.5075 | 1.199% | 446.0012 | 10.38% | 305.1313 | 7.105% | 3989.5855 | 1228.5063 | 28.61% | 3066.2104 | 3743.218 | 87.16% | 551.4988 | 4048.3494 | 94.26% | 246.3674 | 227.1328 | 5.289% | 4067.584 | 353.6348 | 8.234% | 3941.082
245 | Kelso | Solano | {'Delta Switching Yard': 1.0, 'Green Ridge Midway': 5.0, 'Tesla': 6.2, 'Brentwood': 9.3, 'Cayetano': 10.0, 'Lone Tree': 13.4, 'Contra Costa': 17.1, 'Vierra': 18.0, 'Stagg': 19.3, 'Weber': 21.5, 'Eight Mile': 21.9, 'Clayton': 22.4, 'Pittsburg': 23.0, 'Ripon': 25.1, 'Birds Landing': 25.8, 'Westley': 26.4, 'Shilo III': 28.9, 'Newark': 29.3, 'Grand Island': 30.0} | 223597.2812 | 3553.7178 | 1.589% | 220043.5635 | 98.41% | [5 empty] | 14489.4746 | 6.48% | 96562.75 | 43.19% |  | 27362.7559 | 12.24% | 6446.3091 | 2.883% | 108244.1875 | 48.41% | 115353.0938 | 86014.5078 | 38.47% | 137582.7734 | 86654.6562 | 38.75% | 136942.625 | 133595.8281 | 59.75% | 90001.4531 | 48076.5742 | 21.5% | 175520.707 | 16749.748 | 7.491% | 206847.5332
246 | BlytheSC 161 kV | Riverside (Exclude) | {'Colorado River': 12.6} | 139652.6562 | 22647.8848 | 16.22% | 117004.7715 | 83.78% | [5 empty] | 1213.9731 | 0.8693% | 2323.8215 | 1.664% |  | 0 | 0% | 0 | 0% | 53923.9219 | 38.61% | 85728.7344 | 50319.6641 | 36.03% | 89332.9922 | 41228.5508 | 29.52% | 98424.1055 | 72221.125 | 51.71% | 67431.5312 | 94177.0234 | 67.44% | 45475.6328 | 2625.3083 | 1.88% | 137027.3479
247 | Windhub | Tehachapi | {'Highwind': 7.1, 'Whirlwind': 15.0, 'Antelope': 24.0} | 215243.4688 | 60099.9961 | 27.92% | 155143.4727 | 72.08% | [5 empty] | 174.4701 | 0.08106% | 1412.9093 | 0.6564% |  | 86748.6172 | 40.3% | 10204.248 | 4.741% | 93401.5078 | 43.39% | 121841.9609 | 43985.7109 | 20.44% | 171257.7578 | 48606.5273 | 22.58% | 166636.9414 | 132778.9844 | 61.69% | 82464.4844 | 85812.1562 | 39.87% | 129431.3125 | 2117.1145 | 0.9836% | 213126.3542
248 | Camanche | Solano | {'Rancho Seco - Bellota (Proposed)': 5.8, 'Lockeford': 9.9, 'Bellota': 13.7, 'Eight Mile': 22.0, 'Stagg': 23.3, 'Weber': 23.4} | 20954.8477 | 15911.1133 | 75.93% | 5043.7344 | 24.07% | [5 empty] | 5293.6631 | 25.26% | 12129.3545 | 57.88% |  | 0 | 0% | 0 | 0% | 746.0288 | 3.56% | 20208.8188 | 1753.4312 | 8.368% | 19201.4165 | 2655.4878 | 12.67% | 18299.3599 | 2907.7029 | 13.88% | 18047.1448 | 622.1561 | 2.969% | 20332.6915 | 2291.3916 | 10.93% | 18663.4561
249 | Whirlwind | Tehachapi | {'Antelope': 14.1, 'Windhub': 15.0, 'Highwind': 16.9, 'Bailey': 20.1, 'Pastoria': 23.7} | 238585.0938 | 70065.6797 | 29.37% | 168519.4141 | 70.63% | [5 empty] | 3558.0984 | 1.491% | 3521.0852 | 1.476% |  | 108836.3984 | 45.62% | 38668.7188 | 16.21% | 69412.7891 | 29.09% | 169172.3047 | 89218.0078 | 37.39% | 149367.0859 | 69956.1641 | 29.32% | 168628.9297 | 145392.1875 | 60.94% | 93192.9062 | 65669.7266 | 27.52% | 172915.3672 | 5639.3125 | 2.364% | 232945.7812
250 | El Casco | Riverside (Exclude) | {'San Bernardino': 12.1, 'Vista': 14.8, 'Valley': 16.3, 'Lee Lake (Proposed)': 26.1, 'Etiwanda': 27.2, 'Rancho Vista': 27.6, 'Mira Loma': 28.1, 'Devers': 28.8} | 34588.7695 | 5527.3052 | 15.98% | 29061.4644 | 84.02% | [5 empty] | 3.5583 | 0.01029% | 10.2302 | 0.02958% |  | 6844.606 | 19.79% | 27744.0938 | 80.21% | 12102.0635 | 34.99% | 22486.7061 | 6962.4692 | 20.13% | 27626.3003 | 17000.0156 | 49.15% | 17588.7539 | 22270.8691 | 64.39% | 12317.9004 | 17394.1895 | 50.29% | 17194.5801 | 1052.552 | 3.043% | 33536.2175
251 | Suncrest | Greater_SD | {'Suncrest - Ocotillo (Proposed)': 13.8, 'Miguel': 19.7, 'Otay Mesa': 21.0, 'Sycamore Canyon': 21.6, 'Kearny': 26.2, 'Mission': 26.5, 'Bay Boulevard': 27.7, 'Silvergate': 28.0, 'Old Town': 29.8} | 63848.4297 | 5610 | 8.786% | 58238.4297 | 91.21% | [5 empty] | 264.5765 | 0.4144% | 211.7193 | 0.3316% |  | 1732.1282 | 2.713% | 61297.3828 | 96% | 12215.1611 | 19.13% | 51633.2686 | 23066.4199 | 36.13% | 40782.0098 | 36343.4844 | 56.92% | 27504.9453 | 42536.25 | 66.62% | 21312.1797 | 38993.6562 | 61.07% | 24854.7734 | 3798.0159 | 5.948% | 60050.4138
252 | Colorado River | Riverside (Exclude) | {'BlytheSC 161 kV': 12.6, 'Redbluff': 29.8} | 146683.0938 | 22924.1582 | 15.63% | 123758.9355 | 84.37% | [5 empty] | 1134.9839 | 0.7738% | 2322.3 | 1.583% |  | 0 | 0% | 0 | 0% | 66942.7891 | 45.64% | 79740.3047 | 55889.1016 | 38.1% | 90793.9922 | 48200.5586 | 32.86% | 98482.5352 | 84568.6406 | 57.65% | 62114.4531 | 92450 | 63.03% | 54233.0938 | 1076.8744 | 0.7342% | 145606.2194
253 | Red bluff | Riverside (Exclude) | {'Kern': 15.1, 'Colorado River': 29.8} | 67048.6719 | 21114.707 | 31.49% | 45933.9648 | 68.51% | [5 empty] | 488.6097 | 0.7287% | 0 | 0% |  | 0 | 0% | 0 | 0% | 27895.1777 | 41.6% | 39153.4941 | 17071.5332 | 25.46% | 49977.1387 | 10438.7334 | 15.57% | 56609.9385 | 36232.9727 | 54.04% | 30815.6992 | 19396.1758 | 28.93% | 47652.4961 | 575.2018 | 0.8579% | 66473.47
254 | Ocotillo Express | Greater_Imperial | {'ECO': 9.2, 'Imperial Valley': 19.2, 'Suncrest - Ocotillo (Proposed)': 23.8, 'El Centro': 29.8} | 89694.625 | 23348.3027 | 26.03% | 66346.3223 | 73.97% | [5 empty] | 1179.7737 | 1.315% | 5488.4468 | 6.119% |  | 32787.1289 | 36.55% | 9483.1309 | 10.57% | 9721.6426 | 10.84% | 79972.9824 | 7900.2578 | 8.808% | 81794.3672 | 20246.127 | 22.57% | 69448.498 | 30375.2539 | 33.87% | 59319.3711 | 46599.543 | 51.95% | 43095.082 | 2665.5564 | 2.972% | 87029.0686
255 | Ivanpah | Southern_NV_Eldorado | {'Primm': 9.5} | 13255.3984 | 415.7475 | 3.136% | 12839.6509 | 96.86% | [5 empty] | 0 | 0% | 0 | 0% |  | 0 | 0% | 0 | 0% | 4544.3477 | 34.28% | 8711.0508 | 4707.4341 | 35.51% | 8547.9644 | 719.4821 | 5.428% | 12535.9164 | 5630.1831 | 42.47% | 7625.2153 | 9875.5986 | 74.5% | 3379.7998 | 40.8242 | 0.308% | 13214.5742
256 | Alamitos | Greater_LA | {'Del Amo': 5.7, 'Long Beach': 7.3, 'Barre': 7.4, 'Harborgen': 7.5, 'Hinson': 8.0, 'Arcogen': 9.1, 'Lighthipe': 9.1, 'Ellis': 10.5, 'Huntington Beach': 10.8, 'Center': 11.3, 'Lewis': 11.9, 'Johanna': 14.6, 'Laguna Bell': 14.8, 'La Fresa': 15.3, 'Villa Park': 15.6, 'Olinda': 16.1, 'Redondo': 17.6, 'El Nido': 18.2, 'Serrano': 18.3, 'Mesa (SCE)': 18.8, 'Walnut': 18.8, 'Chevmain': 19.9, 'Santiago': 20.3, 'El Segundo': 21.1, 'La Cienega': 22.9, 'Rio Hondo': 24.4, 'Goodrich': 26.6, 'Viejo': 27.2, 'Trabuco': 28.2, 'Chino': 29.0} | 10820.3613 | 2426.9465 | 22.43% | 8393.4148 | 77.57% | [5 empty] | 0 | 0% | 0 | 0% |  | 136.4639 | 1.261% | 0 | 0% | 13.9018 | 0.1285% | 10806.4595 | 1492.1733 | 13.79% | 9328.188 | 8329.335 | 76.98% | 2491.0264 | 8343.2363 | 77.11% | 2477.125 | 0 | 0% | 10820.3613 | 371.2501 | 3.431% | 10449.1112
257 | Shilo III | Solano | {'Birds Landing': 3.2, 'Pittsburg': 9.6, 'Peabody': 10.5, 'Contra Costa': 12.2, 'Grand Island': 14.6, 'Lone Tree': 16.1, 'Vaca Dixon': 16.5, 'Clayton': 16.9, 'Martinez': 18.1, 'Brentwood': 19.6, 'Carquinez': 22.5, 'Tulucay': 23.5, 'Putah Creek': 25.7, 'Davis': 26.7, 'Eight Mile': 26.7, 'Delta Switching Yard': 28.3, 'Kelso': 28.9, 'Stagg': 29.8} | 247970.8125 | 32598.9219 | 13.15% | 215371.8906 | 86.85% | [5 empty] | 49346.4766 | 19.9% | 87235.6562 | 35.18% |  | 25813.875 | 10.41% | 1390.2012 | 0.5606% | 55266.4961 | 22.29% | 192704.3164 | 66800.5781 | 26.94% | 181170.2344 | 67320.6953 | 27.15% | 180650.1172 | 115018.9844 | 46.38% | 132951.8281 | 20871.5879 | 8.417% | 227099.2246 | 47056.9961 | 18.98% | 200913.8164
258 | ECO | Greater_Imperial | {'Ocotillo': 9.2, 'Suncrest - Ocotillo (Proposed)': 22.1, 'Imperial Valley': 24.6} | 71728.3594 | 16633.1895 | 23.19% | 55095.1699 | 76.81% | [5 empty] | 115.4997 | 0.161% | 107.2488 | 0.1495% |  | 37514.6484 | 52.3% | 19748.5859 | 27.53% | 11778.251 | 16.42% | 59950.1084 | 7200.5005 | 10.04% | 64527.8589 | 17448.9668 | 24.33% | 54279.3926 | 31003.2051 | 43.22% | 40725.1543 | 39010.0352 | 54.39% | 32718.3242 | 997.4495 | 1.391% | 70730.9099
259 | IID System | Greater_Imperial (Exclude) | {'Sonora': 7.6, 'Arkansas': 7.8, 'El Centro': 27.8} | 140651.5469 | 89858.8438 | 63.89% | 50792.7031 | 36.11% | [5 empty] | 21600.0137 | 15.36% | 71594.0625 | 50.9% |  | 0 | 0% | 0 | 0% | 3942.8323 | 2.803% | 136708.7146 | 30133.6016 | 21.42% | 110517.9453 | 23831.3574 | 16.94% | 116820.1895 | 35903.4688 | 25.53% | 104748.0781 | 13131.4727 | 9.336% | 127520.0742 | 5254.875 | 3.736% | 135396.6719
260 | Sonora | Greater_Imperial (Exclude) | {'Arkansas': 2.7, 'IID System': 7.6, 'El Centro': 25.8, 'High Line': 29.4} | 170644.3281 | 110495.8047 | 64.75% | 60148.5234 | 35.25% | [5 empty] | 27481.332 | 16.1% | 95106.8672 | 55.73% |  | 0 | 0% | 0 | 0% | 9924.918 | 5.816% | 160719.4102 | 32111.834 | 18.82% | 138532.4941 | 28436.418 | 16.66% | 142207.9102 | 43684.9844 | 25.6% | 126959.3438 | 16909.2305 | 9.909% | 153735.0977 | 6888.813 | 4.037% | 163755.5151
261 | Caliente | Kern_Greater_Carrizo | {'Carrizo Plains': 6.9, 'Solar SS': 8.1, 'Kernridge': 10.9, 'Temblor': 12.5, 'Goose Lake': 24.4, 'Midway': 26.3, 'Arco': 27.4, 'Gates-Midway (Proposed)': 28.9, 'Taft': 29.8} | 75615.9844 | 12817.0576 | 16.95% | 62798.9268 | 83.05% | [5 empty] | 667.4443 | 0.8827% | 0 | 0% |  | 10024.0713 | 13.26% | 0 | 0% | 32880.3633 | 43.48% | 42735.6211 | 1786.3049 | 2.362% | 73829.6794 | 6137.0527 | 8.116% | 69478.9316 | 36688.0625 | 48.52% | 38927.9219 | 52259.5625 | 69.11% | 23356.4219 | 995.5941 | 1.317% | 74620.3903
262 | Regulus | Central_Valley_North_Los_Banos | {'Lamont': 0.1, 'Grimway': 3.4, 'Magunden': 5.5, 'Columbus': 8.2, 'California Water': 8.9, 'Bakersfield': 10.1, 'Westpark': 11.3, 'Stockdale': 11.6, 'Sycamore': 12.9, 'Rosedale': 13.3, 'Kern Oil': 13.3, 'Kern Power': 14.4, 'Tevis': 15.1, 'Wheeler Ridge': 15.7, '7th Standard': 18.0, 'Renfro': 18.1, 'Poso Mountain': 18.9, 'Lerdo': 21.5, 'Tupman': 23.3, 'Rio Bravo': 24.6, 'Pastoria': 25.0, 'Norco': 25.2, 'Midway - Wheeler Ridge (Proposed)': 25.9, 'Elk Hills': 29.4, 'Shafter': 29.7} | 12118.8848 | 2302.7283 | 19% | 9816.1565 | 81% | [5 empty] | 19.3483 | 0.1597% | 0 | 0% |  | 2081.4678 | 17.18% | 10037.4209 | 82.82% | 7683.2104 | 63.4% | 4435.6743 | 1787.0449 | 14.75% | 10331.8398 | 2081.0977 | 17.17% | 10037.7871 | 8386.8984 | 69.21% | 3731.9863 | 5577.2007 | 46.02% | 6541.6841 | 347.4166 | 2.867% | 11771.4681
263 | Geysers 12 | Mendocino_Marin | {'Eagle Rock': 6.0, 'Cloverdale': 14.1, 'Fulton': 17.7, 'Hopland': 23.2, 'Bellevue': 26.0} | 150033.0938 | 4977.7935 | 3.318% | 145055.3003 | 96.68% | [5 empty] | 5001.8813 | 3.334% | 3034.9067 | 2.023% |  | 65810.6953 | 43.86% | 77634.1953 | 51.74% | 102609.2266 | 68.39% | 47423.8672 | 57912.3125 | 38.6% | 92120.7812 | 112497.8281 | 74.98% | 37535.2656 | 140685.6719 | 93.77% | 9347.4219 | 78207.5391 | 52.13% | 71825.5547 | 2162.1921 | 1.441% | 147870.9016
264 | Solar SS | Kern_Greater_Carrizo | {'Carrizo Plains': 1.1, 'Caliente': 8.1, 'Kernridge': 18.5, 'Temblor': 20.5, 'Cholame': 26.1, 'Arco': 28.4} | 120229.8125 | 16930.7793 | 14.08% | 103299.0332 | 85.92% | [5 empty] | 2695.0332 | 2.242% | 23.136 | 0.01924% |  | 29061.5898 | 24.17% | 5617.0605 | 4.672% | 53037.9062 | 44.11% | 67191.9062 | 7139.6309 | 5.938% | 113090.1816 | 20004.6094 | 16.64% | 100225.2031 | 67463.2109 | 56.11% | 52766.6016 | 79107.5547 | 65.8% | 41122.2578 | 2429.0515 | 2.02% | 117800.761
265 | Olive | Central_Valley_North_Los_Banos | {'Alpaugh': 4.6, 'Smyrna': 12.5, 'Corcoran': 15.9, 'Gates-Midway (Proposed)': 19.4, 'Semitropic': 20.5, 'Vestal': 20.6, 'Charca': 21.1, 'Goose Lake': 21.8, 'Shafter': 27.5, 'Arco': 27.6, 'GWF Hanford Sw Sta': 28.0} | 67.6535 | 67.6535 | 100% | 0 | 0% | [5 empty] | 67.6535 | 100% | 0 | 0% |  | 0 | 0% | 0 | 0% | 0 | 0% | 67.6535 | 0 | 0% | 67.6535 | 0 | 0% | 67.6535 | 0 | 0% | 67.6535 | 0 | 0% | 67.6535 | 0 | 0% | 67.6535
266 | 7th Standard | Central_Valley_North_Los_Banos | {'Renfro': 4.0, 'Lerdo': 4.3, 'Kern Power': 4.5, 'Rosedale': 5.3, 'Kern Oil': 6.2, 'Westpark': 6.8, 'Rio Bravo': 7.3, 'Bakersfield': 8.0, 'Sycamore': 8.0, 'Tevis': 8.3, 'Stockdale': 9.2, 'Tupman': 9.8, 'Columbus': 11.2, 'Shafter': 11.7, 'Poso Mountain': 12.8, 'Magunden': 13.0, 'California Water': 13.0, 'Norco': 14.6, 'Charca': 16.0, 'Regulus': 18.0, 'Lamont': 18.1, 'Midway': 18.3, 'Elk Hills': 20.2, 'Grimway': 20.2, 'Semitropic': 20.5, 'Midway - Wheeler Ridge (Proposed)': 23.3, 'Wheeler Ridge': 25.8, 'Smyrna': 26.5, 'Goose Lake': 27.6, 'Vestal': 27.9, 'Taft': 28.8} | 0 | 0 | 0% | 0 | 100% | [5 empty] | 0 | 0% | 0 | 0% |  | 0 | 0% | 0 | 0% | 0 | 0% | 0 | 0 | 0% | 0 | 0 | 0% | 0 | 0 | 0% | 0 | 0 | 0% | 0 | 0 | 0% | 0
267 | Delevan | Northern_California | {'Cortina': 17.3, 'Glenn': 29.1} | 454522.375 | 147510.0469 | 32.45% | 307012.3281 | 67.55% | [5 empty] | 100322.5156 | 22.07% | 138865.5469 | 30.55% |  | 99205.5781 | 21.83% | 0 | 0% | 131413.5312 | 28.91% | 323108.8438 | 45437.7031 | 9.997% | 409084.6719 | 112607.6953 | 24.77% | 341914.6797 | 226247.0938 | 49.78% | 228275.2812 | 139849.0781 | 30.77% | 314673.2969 | 19601.5234 | 4.313% | 434920.8516
269 | Mustang | Kern_Greater_Carrizo | {'San Luis Obispo': 3.7, 'Morro Bay': 12.2, 'Diablo': 12.9, 'Oceano': 15.2, 'Templeton': 16.7, 'Mesa': 23.9} | 273137.8438 | 240320.375 | 87.99% | 32817.4688 | 12.01% | [5 empty] | 108369.3672 | 39.68% | 140137.0312 | 51.31% |  | 0 | 0% | 0 | 0% | 18119.9785 | 6.634% | 255017.8652 | 4412.1689 | 1.615% | 268725.6748 | 13881.1426 | 5.082% | 259256.7012 | 29298.502 | 10.73% | 243839.3418 | 364.8891 | 0.1336% | 272772.9547 | 4420.4009 | 1.618% | 268717.4429
270 | Tranquility | Central_Valley_North_Los_Banos | {'Cheney': 7.6, 'Mendota': 9.5, 'Panoche': 10.7, 'Cantua': 11.6, 'Helm': 12.7, 'Newhall': 19.6, 'Schindler': 19.7, 'Mc Mullin': 23.1, 'Oro Loma': 24.8} | 360852.375 | 224230.3594 | 62.14% | 136622.0156 | 37.86% | [5 empty] | 216163.2812 | 59.9% | 108341.0312 | 30.02% |  | 0 | 0% | 0 | 0% | 98175.8359 | 27.21% | 262676.5391 | 33606.1055 | 9.313% | 327246.2695 | 53911.1133 | 14.94% | 306941.2617 | 133164.9531 | 36.9% | 227687.4219 | 6150.6904 | 1.704% | 354701.6846 | 10585.4443 | 2.933% | 350266.9307
271 | Calcite | Greater_Kramer | {'Lugo - Pisgah (Proposed)': 18.2, 'Coolwater': 23.9, 'Tortilla': 24.5, 'Victor': 26.9, 'Lugo': 27.8, 'Roadway': 28.5} | 148962.6875 | 35853.6211 | 24.07% | 113109.0664 | 75.93% | [5 empty] | 1757.201 | 1.18% | 657.0425 | 0.4411% |  | 25776.9414 | 17.3% | 370.3011 | 0.2486% | 55965.0117 | 37.57% | 92997.6758 | 42538.9883 | 28.56% | 106423.6992 | 44672.832 | 29.99% | 104289.8555 | 91133.2422 | 61.18% | 57829.4453 | 57748.7344 | 38.77% | 91213.9531 | 795.8828 | 0.5343% | 148166.8047
272 | Trout Canyon (fka Crazy Eyes) | Southern_NV_Eldorado | {'Carpenter Canyon (fka Gamebird)': 9.1, 'Sandy': 9.4, 'Pahrump': 13.6, 'Vista (VEA)': 20.7, 'Desert View': 28.7} | 17406.7031 | 1484.129 | 8.526% | 15922.5741 | 91.47% | [5 empty] | 0.13079 | 0.0007514% | 0 | 0% |  | 0 | 0% | 0 | 0% | 3064.5107 | 17.61% | 14342.1924 | 48.9906 | 0.2814% | 17357.7125 | 7615.1772 | 43.75% | 9791.5259 | 9215.1875 | 52.94% | 8191.5156 | 12828.2549 | 73.7% | 4578.4482 | 19.6682 | 0.113% | 17387.0349
273 | Delaney | Arizona | {'Palo Verde': 12.1, 'Hassayampa': 14.1} | 0 | 0 | 0% | 0 | 100% | [5 empty] | 0 | 0% | 0 | 0% |  | 0 | 0% | 0 | 0% | 0 | 0% | 0 | 0 | 0% | 0 | 0 | 0% | 0 | 0 | 0% | 0 | 0 | 0% | 0 | 0 | 0% | 0
274 | Desert View | Southern_NV_Eldorado | {'Trout Canyon (fka Crazy Eyes)': 28.7, 'Sandy': 29.3} | 0 | 0 | 0% | 0 | 100% | [5 empty] | 0 | 0% | 0 | 0% |  | 0 | 0% | 0 | 0% | 0 | 0% | 0 | 0 | 0% | 0 | 0 | 0% | 0 | 0 | 0% | 0 | 0 | 0% | 0 | 0 | 0% | 0
275 | Carpenter Canyon (fka Gamebird) | Southern_NV_Eldorado | {'Pahrump': 4.5, 'Trout Canyon (fka Crazy Eyes)': 9.1, 'Vista (VEA)': 12.4, 'Sandy': 18.4, 'Innovation': 29.2} | 17636.6152 | 137.7624 | 0.7811% | 17498.8528 | 99.22% | [5 empty] | 0 | 0% | 0 | 0% |  | 0 | 0% | 0 | 0% | 3064.5107 | 17.38% | 14572.1045 | 800.1089 | 4.537% | 16836.5063 | 9146.2236 | 51.86% | 8490.3916 | 10746.2344 | 60.93% | 6890.3809 | 13760.6914 | 78.02% | 3875.9238 | 110.4072 | 0.626% | 17526.208
276 | Hassayampa | Arizona | {'Palo Verde': 2.7, 'Delaney': 14.1} | 0 | 0 | 0% | 0 | 100% | [5 empty] | 0 | 0% | 0 | 0% |  | 0 | 0% | 0 | 0% | 0 | 0% | 0 | 0 | 0% | 0 | 0 | 0% | 0 | 0 | 0% | 0 | 0 | 0% | 0 | 0 | 0% | 0
277 | Hoodoo Wash | Arizona | {} | 0 | 0 | 0% | 0 | 100% | [5 empty] | 0 | 0% | 0 | 0% |  | 0 | 0% | 0 | 0% | 0 | 0% | 0 | 0 | 0% | 0 | 0 | 0% | 0 | 0 | 0% | 0 | 0 | 0% | 0 | 0 | 0% | 0
278 | Innovation | Southern_NV_Eldorado | {'Vista (VEA)': 18.6, 'Lathrop': 24.0, 'Pahrump': 26.6, 'Carpenter Canyon (fka Gamebird)': 29.2} | 0 | 0 | 0% | 0 | 100% | [5 empty] | 0 | 0% | 0 | 0% |  | 0 | 0% | 0 | 0% | 0 | 0% | 0 | 0 | 0% | 0 | 0 | 0% | 0 | 0 | 0% | 0 | 0 | 0% | 0 | 0 | 0% | 0
279 | Lathrop | Southern_NV_Eldorado | {'Valley (VEA)': 11.3, 'Innovation': 24.0, 'Beatty': 27.5} | 2871.6292 | 0 | 0% | 2871.6292 | 100% | [5 empty] | 0 | 0% | 0 | 0% |  | 0 | 0% | 0 | 0% | 0 | 0% | 2871.6292 | 0 | 0% | 2871.6292 | 0 | 0% | 2871.6292 | 0 | 0% | 2871.6292 | 2871.6292 | 100% | 0 | 13.0398 | 0.4541% | 2858.5893
280 | Mohave | Southern_NV_Eldorado | {} | 11160.1113 | 454.1173 | 4.069% | 10705.994 | 95.93% | [5 empty] | 3569.1091 | 31.98% | 0 | 0% |  | 0 | 0% | 0 | 0% | 2621.7031 | 23.49% | 8538.4082 | 8821.1055 | 79.04% | 2339.0059 | 0 | 0% | 11160.1113 | 9407.8018 | 84.3% | 1752.3096 | 3205.0566 | 28.72% | 7955.0547 | 1409.2682 | 12.63% | 9750.8431
281 | Pahrump | Southern_NV_Eldorado | {'Carpenter Canyon (fka Gamebird)': 4.5, 'Vista (VEA)': 8.6, 'Trout Canyon (fka Crazy Eyes)': 13.6, 'Sandy': 22.9, 'Innovation': 26.6} | 18027.8984 | 396.1759 | 2.198% | 17631.7226 | 97.8% | [5 empty] | 0 | 0% | 0 | 0% |  | 0 | 0% | 0 | 0% | 3065.4377 | 17% | 14962.4607 | 800.1089 | 4.438% | 17227.7896 | 9138.8525 | 50.69% | 8889.0459 | 10739.79 | 59.57% | 7288.1084 | 13890.8496 | 77.05% | 4137.0488 | 114.9745 | 0.6378% | 17912.924
282 | Palo Verde | Arizona | {'Hassayampa': 2.7, 'Delaney': 12.1} | 0 | 0 | 0% | 0 | 100% | [5 empty] | 0 | 0% | 0 | 0% |  | 0 | 0% | 0 | 0% | 0 | 0% | 0 | 0 | 0% | 0 | 0 | 0% | 0 | 0 | 0% | 0 | 0 | 0% | 0 | 0 | 0% | 0
283 | Primm | Southern_NV_Eldorado | {'Ivanpah': 9.5, 'Eldorado': 22.0, 'Sloan Canyon (fka Bob)': 24.4, 'Sandy': 29.9} | 7820.8516 | 415.7475 | 5.316% | 7405.104 | 94.68% | [5 empty] | 0 | 0% | 0 | 0% |  | 0 | 0% | 0 | 0% | 4544.3477 | 58.11% | 3276.5039 | 4343.2109 | 55.53% | 3477.6406 | 654.7958 | 8.372% | 7166.0557 | 5265.9595 | 67.33% | 2554.8921 | 4853.207 | 62.05% | 2967.6445 | 40.8242 | 0.522% | 7780.0273
284 | Sloan Canyon (fka Bob) | Southern_NV_Eldorado | {'Eldorado': 5.2, 'Mead': 11.1, 'Primm': 24.4} | 0 | 0 | 0% | 0 | 100% | [5 empty] | 0 | 0% | 0 | 0% |  | 0 | 0% | 0 | 0% | 0 | 0% | 0 | 0 | 0% | 0 | 0 | 0% | 0 | 0 | 0% | 0 | 0 | 0% | 0 | 0 | 0% | 0
285 | Valley (VEA) | Southern_NV_Eldorado | {'Lathrop': 11.3, 'Beatty': 29.5} | 3058.5085 | 0 | 0% | 3058.5085 | 100% | [5 empty] | 0 | 0% | 0 | 0% |  | 0 | 0% | 0 | 0% | 0 | 0% | 3058.5085 | 0 | 0% | 3058.5085 | 186.8793 | 6.11% | 2871.6292 | 186.8793 | 6.11% | 2871.6292 | 3058.5085 | 100% | 0 | 13.0398 | 0.4263% | 3045.4687
286 | Vista (VEA) | Southern_NV_Eldorado | {'Pahrump': 8.6, 'Carpenter Canyon (fka Gamebird)': 12.4, 'Innovation': 18.6, 'Trout Canyon (fka Crazy Eyes)': 20.7} | 5154.8423 | 8.076 | 0.1567% | 5146.7663 | 99.84% | [5 empty] | 0 | 0% | 0 | 0% |  | 0 | 0% | 0 | 0% | 626.5051 | 12.15% | 4528.3372 | 800.1089 | 15.52% | 4354.7334 | 1580.5411 | 30.66% | 3574.3011 | 2207.0461 | 42.82% | 2947.7961 | 4483.9292 | 86.98% | 670.9131 | 109.909 | 2.132% | 5044.9333
287 | Bay Boulevard | Greater_SD | {'Silvergate': 6.6, 'Miguel': 8.1, 'Otay Mesa': 11.0, 'Mission': 12.3, 'Old Town': 12.3, 'Kearny': 15.6, 'Sycamore Canyon': 21.6, 'Penasquitos': 22.6, 'Suncrest': 27.7} | 6426.2012 | 1140.2483 | 17.74% | 5285.9529 | 82.26% | [5 empty] | 0 | 0% | 0 | 0% |  | 441.3843 | 6.869% | 7.3736 | 0.1147% | 276.1021 | 4.297% | 6150.099 | 1632.1154 | 25.4% | 4794.0858 | 5170.8154 | 80.46% | 1255.3857 | 5189.1387 | 80.75% | 1237.0625 | 110.4818 | 1.719% | 6315.7194 | 233.8835 | 3.64% | 6192.3177
288 | Beatty | Southern_NV_Eldorado | {'Lathrop': 27.5, 'Valley (VEA)': 29.5} | 2.8841 | 0 | 0% | 2.8841 | 100% | [5 empty] | 0 | 0% | 0 | 0% |  | 0 | 0% | 0 | 0% | 0 | 0% | 2.8841 | 0 | 0% | 2.8841 | 0 | 0% | 2.8841 | 0 | 0% | 2.8841 | 2.8841 | 100% | 0 | 0 | 0% | 2.8841
289 | Lee Lake (Proposed) | Riverside (Exclude) | {'Viejo': 12.5, 'Valley': 16.9, 'Margarita': 17.2, 'Trabuco': 18.2, 'Mira Loma': 19.0, 'Santiago': 19.2, 'Serrano': 20.3, 'Capistrano': 20.5, 'Vista': 21.5, 'Chino': 21.6, 'Talega': 21.6, 'Villa Park': 22.6, 'Johanna': 23.3, 'Etiwanda': 23.8, 'Rancho Vista': 23.8, 'San Bernardino': 25.8, 'El Casco': 26.1, 'Lewis': 26.2, 'San Onofre': 26.9, 'Padua': 27.7, 'Ellis': 28.8} | 446.0012 | 0 | 0% | 446.0012 | 100% | [5 empty] | 0 | 0% | 0 | 0% |  | 0 | 0% | 446.0012 | 100% | 301.9824 | 67.71% | 144.0188 | 144.0188 | 32.29% | 301.9824 | 144.0188 | 32.29% | 301.9824 | 446.0012 | 100% | 0 | 227.1328 | 50.93% | 218.8684 | 5.928 | 1.329% | 440.0732
290 | Leprino Jct | Central_Valley_North_Los_Banos | {'Henrietta': 3.9, 'Mustang': 4.8, 'GWF Hanford Sw Sta': 10.6, 'Gates': 17.7, 'Corcoran': 17.9, 'Schindler': 20.4, 'Kingsburg': 22.1, 'Avenal': 24.0, 'Mc Mullin': 25.9, 'McCall': 27.8, 'Alpaugh': 28.4} | 249492.7656 | 221782.7344 | 88.89% | 27710.0312 | 11.11% | [5 empty] | 91670.8125 | 36.74% | 136851.2656 | 54.85% |  | 0 | 0% | 0 | 0% | 13633.29 | 5.464% | 235859.4756 | 4412.1689 | 1.768% | 245080.5967 | 11312.502 | 4.534% | 238180.2637 | 24015.9961 | 9.626% | 225476.7695 | 0 | 0% | 249492.7656 | 4425.8618 | 1.774% | 245066.9038
291 | Mead | Southern_NV_Eldorado | {'Sloan Canyon (fka Bob)': 11.1, 'Eldorado': 13.3} | 0 | 0 | 0% | 0 | 100% | [5 empty] | 0 | 0% | 0 | 0% |  | 0 | 0% | 0 | 0% | 0 | 0% | 0 | 0 | 0% | 0 | 0 | 0% | 0 | 0 | 0% | 0 | 0 | 0% | 0 | 0 | 0% | 0
292 | Quinto | Central_Valley_North_Los_Banos | {'Los Banos': 5.3, 'Fink (Proposed)': 17.7, 'Oro Loma': 28.0} | 96428.6953 | 22214.0605 | 23.04% | 74214.6348 | 76.96% | [5 empty] | 20481.1211 | 21.24% | 16578.3184 | 17.19% |  | 5880.2485 | 6.098% | 0 | 0% | 65207.7227 | 67.62% | 31220.9727 | 11093.9658 | 11.5% | 85334.7295 | 16886.6973 | 17.51% | 79541.998 | 70308.3438 | 72.91% | 26120.3516 | 32189.6445 | 33.38% | 64239.0508 | 7991.8491 | 8.288% | 88436.8462
293 | Sandy | Southern_NV_Eldorado | {'Trout Canyon (fka Crazy Eyes)': 9.4, 'Carpenter Canyon (fka Gamebird)': 18.4, 'Pahrump': 22.9, 'Desert View': 29.3, 'Primm': 29.9} | 17094.2539 | 2071.8381 | 12.12% | 15022.4158 | 87.88% | [5 empty] | 0.31003 | 0.001814% | 0 | 0% |  | 0 | 0% | 0 | 0% | 3064.5107 | 17.93% | 14029.7432 | 16.344 | 0.09561% | 17077.9099 | 7385.312 | 43.2% | 9708.9419 | 8985.3223 | 52.56% | 8108.9316 | 12050.7793 | 70.5% | 5043.4746 | 60.369 | 0.3532% | 17033.8849
294 | Eldorado | Southern_NV_Eldorado | {'Sloan Canyon (fka Bob)': 5.2, 'Mead': 13.3, 'Primm': 22.0} | 0 | 0 | 0% | 0 | 100% | [5 empty] | 0 | 0% | 0 | 0% |  | 0 | 0% | 0 | 0% | 0 | 0% | 0 | 0 | 0% | 0 | 0 | 0% | 0 | 0 | 0% | 0 | 0 | 0% | 0 | 0 | 0% | 0
295 | Fink (Proposed) |  | {'Westley': 14.9, 'Quinto': 17.7, 'Los Banos': 22.8, 'Ripon': 26.7} | 143648.0312 | 48975.2031 | 34.09% | 94672.8281 | 65.91% | [5 empty] | 12495.6543 | 8.699% | 59492.5938 | 41.42% |  | 17314.6133 | 12.05% | 0 | 0% | 89153.0156 | 62.06% | 54495.0156 | 14557.8799 | 10.13% | 129090.1514 | 28370.2578 | 19.75% | 115277.7734 | 91930.5859 | 64% | 51717.4453 | 52801.3672 | 36.76% | 90846.6641 | 3581.8511 | 2.493% | 140066.1802
296 | New Sub - Gates - Midway (Proposed) | Central_Valley_North_Los_Banos | {'Arco': 8.7, 'Goose Lake': 15.8, 'Smyrna': 17.5, 'Olive': 19.4, 'Alpaugh': 21.2, 'Semitropic': 21.8, 'Kernridge': 23.2, 'Avenal': 24.4, 'Corcoran': 25.5, 'Charca': 27.0, 'Temblor': 27.5, 'Caliente': 28.9} | 3030.1514 | 36.0396 | 1.189% | 2994.1118 | 98.81% | [5 empty] | 0 | 0% | 0 | 0% |  | 46.3856 | 1.531% | 0 | 0% | 1377.4236 | 45.46% | 1652.7278 | 0 | 0% | 3030.1514 | 2947.7263 | 97.28% | 82.425 | 2994.1118 | 98.81% | 36.0396 | 61.8731 | 2.042% | 2968.2783 | 0 | 0% | 3030.1514
297 | New Sub - Rancho Seco - Bellota (Proposed) | Solano | {'Camanche': 5.8, 'Bellota': 8.2, 'Lockeford': 9.0, 'Weber': 19.8, 'Eight Mile': 21.3, 'Stagg': 21.5, 'Riverbank': 25.6, 'Ripon': 27.3, 'Vierra': 27.7, 'Warnerville': 29.0} | 66229.3984 | 18251.8906 | 27.56% | 47977.5078 | 72.44% | [5 empty] | 24624.9727 | 37.18% | 12749.6777 | 19.25% |  | 5104.1812 | 7.707% | 0 | 0% | 39183.6055 | 59.16% | 27045.793 | 3099.6094 | 4.68% | 63129.7891 | 16648.3691 | 25.14% | 49581.0293 | 46111.9961 | 69.62% | 20117.4023 | 16258.2773 | 24.55% | 49971.1211 | 4420.8892 | 6.675% | 61808.5093
298 | New Sub - Midway - Wheeler Ridge (Proposed) | Central_Valley_North_Los_Banos | {'Elk Hills': 9.4, 'Norco': 11.6, 'Taft': 12.1, 'Tevis': 15.8, 'Tupman': 16.0, 'Wheeler Ridge': 16.7, 'Stockdale': 17.6, 'Renfro': 19.3, 'Kern Power': 20.3, 'Rosedale': 20.7, 'Westpark': 21.7, 'Midway': 22.1, 'Rio Bravo': 22.1, '7th Standard': 23.3, 'Bakersfield': 23.6, 'Grimway': 24.6, 'Magunden': 25.6, 'Regulus': 25.9, 'Lamont': 26.0, 'Kern Oil': 26.1, 'Columbus': 26.6, 'Lerdo': 27.0, 'Shafter': 27.2, 'Pastoria': 27.3, 'Sycamore': 27.7, 'California Water': 29.3} | 2307.9087 | 358.6647 | 15.54% | 1949.244 | 84.46% | [5 empty] | 0 | 0% | 0 | 0% |  | 2120.8354 | 91.89% | 7.3967 | 0.3205% | 11.3394 | 0.4913% | 2296.5693 | 0 | 0% | 2307.9087 | 0 | 0% | 2307.9087 | 11.3394 | 0.4913% | 2296.5693 | 1941.5038 | 84.12% | 366.4049 | 88.1241 | 3.818% | 2219.7846
299 | New Sub - Suncrest - Ocotillo (Proposed) | Greater_Imperial | {'Suncrest': 13.8, 'ECO': 22.1, 'Ocotillo': 23.8} | 101386.2344 | 15363.3936 | 15.15% | 86022.8408 | 84.85% | [5 empty] | 237.9644 | 0.2347% | 177.0258 | 0.1746% |  | 39095.7578 | 38.56% | 60759.6406 | 59.93% | 12465.2373 | 12.29% | 88920.9971 | 25829.3223 | 25.48% | 75556.9121 | 46896.8867 | 46.26% | 54489.3477 | 59143.7461 | 58.34% | 42242.4883 | 58036.332 | 57.24% | 43349.9023 | 3746.4019 | 3.695% | 97639.8325
300 | New Sub - North Gila - IV (Proposed) | Greater_Imperial | {'High Line': 4.3, 'El Centro': 19.4, 'Imperial Valley': 29.3} | 166900.9688 | 120367.2578 | 72.12% | 46533.7109 | 27.88% | [5 empty] | 21460.2168 | 12.86% | 104657.8203 | 62.71% |  | 0 | 0% | 0 | 0% | 8061.7134 | 4.83% | 158839.2554 | 27719.5293 | 16.61% | 139181.4395 | 27719.5293 | 16.61% | 139181.4395 | 35781.2422 | 21.44% | 131119.7266 | 15733.8418 | 9.427% | 151167.127 | 8329.3135 | 4.991% | 158571.6553
301 | New Sub - Lugo - Pisgah (Proposed) | Greater_Kramer | {'Calcite': 18.2} | 140260.5625 | 46243.0703 | 32.97% | 94017.4922 | 67.03% | [5 empty] | 1700.6519 | 1.212% | 606.147 | 0.4322% |  | 22873.1562 | 16.31% | 0.25186 | 0.0001796% | 41507.7773 | 29.59% | 98752.7852 | 27795.7344 | 19.82% | 112464.8281 | 35644.9492 | 25.41% | 104615.6133 | 69491.8594 | 49.54% | 70768.7031 | 54646.6719 | 38.96% | 85613.8906 | 744.8578 | 0.5311% | 139515.7047

## LandEnv_Wind_Data_30mi
CEC provided land-use and environmental data criteria for in-state substations at a 30mile radius for onshore wind resource potential. Note these were updated since the October Ruling version to be based on a techno-economic resource potential base using a 20% CF factor rather than 28%.
[9 empty] | Parcel info not applied for onshore wind mapping |  |  |  |  | Cropland Index not applied for onshore wind mappping
|  |  |  | Res. Potential Base (after techno-economic & protected areas exclusisons) | Res. Potential after Core Land Use Screen (Lower Implications Land) | Percentage of Base Potential w/ Lower Implications | Res. Potential excluded by Core screen (Higher Implications Land) | Percentage of Base Potential w/ Higher Implications | [5 empty] | Base Res. Potential w/ Low Cropland Index Values | Percentage of Base Potential w/ Low Cropland Index Values | Base Res. Potential w/ High Cropland Index Values | Percentage of Base Potential w/ High Cropland Index Values |  | Base Res. Potential w/ Tier 2 Fire Threat | Percentage of Base Potential w/ Tier 2 Fire Threat | Base Res. Potential w/ Tier 3 Fire Threat | Percentage of Base Potential w/ Tier 3 Fire Threat | Base Res. Potential w/ ACE Terrestrial Connectivity, 4 or 5, (High Implications) | Percentage of Base Potential w/ Terrestrial Connectivity High Implications | Base Res. Potential w/ Terrestrial Connectivity Low Implications | Base Res. Potential w/ ACE Biodiversity, 5, (High Implications) | Percentage of Base Potential w/ Biodiversity High Implications | Base Res. Potential w/ Biodiversity Low Implications | Base Res. Potential w/ ACE Irreplaceability, 4 or 5, (High Implications) | Percentage of Base Potential w/ Irreplaceability High Implications | Base Res. Potential w/ Irreplaceability Low Implications | Base Res. Potential w/ Any of the three ACE datasets High Implications | Percentage of Base Potential w/ Any of the three ACE datasets High Implications | Base Res. Potential w/ Any of the three ACE datasets Low Implications | Base Res. Potential w/ High Terrestrial Landscape Intactness | Percentage of Base Potential w/ High Terrestrial Landscape Intactness | Base Res. Potential w/ Low Terrestrial Landscape Intactness | Base Res. Potential w/ Classified as Wetlands | Percentage of Base Potential w/ Classified as Wetlands | Base Res. Potential w/ Not Classified as Wetlands
Blue columns indicate additional data calculate/added by CPUC staff in dashboard.
Distance in miles to nearby substations
OBJECTID | IRP_Substation_Name | RESOLVE_Wind_Area | Overlaps | RPB_Acres | TRP_Acres | Perc_TRP | High_Implication_Acres | Perc_HighImplication | Parcels_LT_6 | Perc_ParcLT6 | Parcels_LT_30_GT6 | Perc_ParcLT30GT6 | 10th Percentile Parcelization | LowCrop_Acres | Perc_LowCrop | HighCrop_Acres | Perc_HighCrop | Critically overdrafted basin | FT_Tier2_Acres | Perc_FT_Tier2 | FT_Tier3_Acres | Perc_FT_Tier3 | Conn45_Acres | Perc_Conn45 | Low Conn Acres | Bio5_Acres | Perc_Bio5 | Low Bio Acres | Irr45_Acres | Perc_Irr45 | Low Irr Acres | ACE_All_Acres | Perc_AllACE | Low AllACE Acres | High_Intact_Acres | Perc_HighIntact | LowIntact Acres | Wetlands_Acres | Perc_Wetlands | Not Wetlands Acres
1 | East Shore | Solano | {'Newark': 11.2, 'Martin (San Francisco H)': 16.9, 'Los Esteros': 17.0, 'Schulte Switching Station': 19.3, 'Cayetano': 20.5, 'Clayton': 23.5, 'Martinez': 26.9, 'Hicks': 29.5, 'Lone Tree': 29.5, 'Delta Switching Yard': 29.7, 'Green Ridge Midway': 29.8, 'Kelso': 30.5, 'Tesla': 30.8, 'Pittsburg': 30.9, 'Brentwood': 31.5, 'Contra Costa': 31.6, 'Carquinez': 33.0, 'Coyote': 34.5, 'Metcalf': 34.5, 'Birds Landing': 37.9, 'Ignacio': 38.9} | 123102.6953 | 17021.5547 | 13.83% | 106081.1406 | 86.17% | [5 empty] | 1690.6274 | 1.373% | 278.1438 | 0.2259% |  | 52536.1523 | 42.68% | 25971.5742 | 21.1% | 66481.8203 | 54.01% | 56620.875 | 67721.375 | 55.01% | 55381.3203 | 85105.4141 | 69.13% | 37997.2812 | 102576.1797 | 83.33% | 20526.5156 | 50677.8164 | 41.17% | 72424.8789 | 9155.21 | 7.437% | 113947.4854
2 | Newark | Solano | {'Los Esteros': 5.9, 'Schulte Switching Station': 8.7, 'East Shore': 11.2, 'Hicks': 19.0, 'Cayetano': 20.2, 'Metcalf': 23.3, 'Coyote': 23.4, 'Green Ridge Midway': 26.8, 'Martin (San Francisco H)': 27.1, 'Tesla': 27.3, 'Delta Switching Yard': 28.8, 'Kelso': 29.3, 'Clayton': 30.6, 'Lone Tree': 33.2, 'Brentwood': 33.5, 'Contra Costa': 36.2, 'Martinez': 36.2, 'Pittsburg': 37.3} | 177611.7969 | 6510.4238 | 3.666% | 171101.373 | 96.33% | [5 empty] | 2028.6038 | 1.142% | 791.2732 | 0.4455% |  | 70134.2734 | 39.49% | 33856.0859 | 19.06% | 137146.1719 | 77.22% | 40465.625 | 96079.3047 | 54.1% | 81532.4922 | 123124.8516 | 69.32% | 54486.9453 | 167230.6562 | 94.16% | 10381.1406 | 110072.3906 | 61.97% | 67539.4062 | 9529.5068 | 5.365% | 168082.29
3 | Tesla | Solano | {'Green Ridge Midway': 1.6, 'Kelso': 6.2, 'Delta Switching Yard': 6.8, 'Cayetano': 11.4, 'Brentwood': 15.5, 'Vierra': 17.0, 'Lone Tree': 19.3, 'Westley': 21.7, 'Stagg': 22.7, 'Weber': 22.8, 'Contra Costa': 23.1, 'Ripon': 23.1, 'Eight Mile': 26.0, 'Newark': 27.3, 'Clayton': 27.3, 'Los Esteros': 28.2, 'Pittsburg': 28.8, 'East Shore': 30.8, 'Schulte Switching Station': 31.5, 'Birds Landing': 31.9, 'Fink (Proposed)': 33.2, 'Metcalf': 35.1, 'Shilo III': 35.1, 'Coyote': 35.4, 'Lockeford': 35.6, 'Grand Island': 35.9, 'Riverbank': 36.1, 'Martinez': 36.6, 'Bellota': 36.7, 'Hicks': 37.9} | 443191.75 | 52560.0117 | 11.86% | 390631.7383 | 88.14% | [5 empty] | 39708.8398 | 8.96% | 189140.5 | 42.68% |  | 75722.7734 | 17.09% | 11948.7559 | 2.696% | 236860.3906 | 53.44% | 206331.3594 | 133474.6875 | 30.12% | 309717.0625 | 149995.875 | 33.84% | 293195.875 | 282368 | 63.71% | 160823.75 | 129289.9688 | 29.17% | 313901.7812 | 25924.9824 | 5.85% | 417266.7676
4 | Cabrillo | Kern_Greater_Carrizo | {'Sisquoc': 17.3, 'Mesa': 25.2, 'Oceano': 32.7, 'Goleta': 33.7} | 138174.8125 | 11840.5283 | 8.569% | 126334.2842 | 91.43% | [5 empty] | 5404.1318 | 3.911% | 5401.8472 | 3.909% |  | 102541.2656 | 74.21% | 15034.0205 | 10.88% | 88485.4062 | 64.04% | 49689.4062 | 3178.365 | 2.3% | 134996.4475 | 30093.2539 | 21.78% | 108081.5586 | 100786 | 72.94% | 37388.8125 | 82714.4766 | 59.86% | 55460.3359 | 9188.7695 | 6.65% | 128986.043
5 | Honcut | Northern_California | {'Palermo': 10.1, 'Pease': 11.0, 'East Marysville': 11.0, 'Wyandotte': 12.2, 'Thermalito': 13.5, 'Olivehurst': 16.0, 'Table Mountain': 16.4, 'Rio Oso': 27.5, 'Brunswick': 30.6, 'Higgins': 33.1, 'Delevan': 36.2, 'Cortina': 36.4, 'Pleasant Grove': 37.8} | 649673.8125 | 169531.7188 | 26.09% | 480142.0938 | 73.91% | [5 empty] | 212167.9219 | 32.66% | 252049.7031 | 38.8% |  | 23525.2617 | 3.621% | 35436.3633 | 5.454% | 292970.375 | 45.09% | 356703.4375 | 115326.1172 | 17.75% | 534347.6953 | 279813.6562 | 43.07% | 369860.1562 | 463524.2188 | 71.35% | 186149.5938 | 43198.7031 | 6.649% | 606475.1094 | 68928.0859 | 10.61% | 580745.7266
6 | Palermo | Northern_California | {'Wyandotte': 2.9, 'Thermalito': 7.4, 'Table Mountain': 9.7, 'Honcut': 10.1, 'East Marysville': 20.2, 'Pease': 21.1, 'Olivehurst': 25.1, 'Brunswick': 30.1, 'Rio Oso': 36.0, 'Higgins': 36.4} | 562911.5625 | 123943.8594 | 22.02% | 438967.7031 | 77.98% | [5 empty] | 162886.25 | 28.94% | 138673.2031 | 24.63% |  | 75765.0312 | 13.46% | 76812.9609 | 13.65% | 232607.4219 | 41.32% | 330304.1406 | 140247.9688 | 24.91% | 422663.5938 | 249519.3438 | 44.33% | 313392.2188 | 413988.3125 | 73.54% | 148923.25 | 89556.4219 | 15.91% | 473355.1406 | 59148.3281 | 10.51% | 503763.2344
7 | Table Mountain | Northern_California | {'Thermalito': 2.9, 'Wyandotte': 7.1, 'Palermo': 9.7, 'Honcut': 16.4, 'Pease': 26.6, 'East Marysville': 27.4, 'Glenn': 30.7, 'Olivehurst': 32.4, 'Delevan': 35.8, 'Brunswick': 39.6} | 702379.4375 | 162947.4062 | 23.2% | 539432.0312 | 76.8% | [5 empty] | 179644.5625 | 25.58% | 216574.5156 | 30.83% |  | 106673.7812 | 15.19% | 74372.6562 | 10.59% | 322835.375 | 45.96% | 379544.0625 | 150111.6875 | 21.37% | 552267.75 | 274137.2188 | 39.03% | 428242.2188 | 505497.9375 | 71.97% | 196881.5 | 131459.75 | 18.72% | 570919.6875 | 76860.9219 | 10.94% | 625518.5156
8 | Wyandotte | Northern_California | {'Palermo': 2.9, 'Thermalito': 5.1, 'Table Mountain': 7.1, 'Honcut': 12.2, 'East Marysville': 22.7, 'Pease': 23.1, 'Olivehurst': 27.6, 'Brunswick': 32.5, 'Glenn': 37.7, 'Rio Oso': 38.6, 'Higgins': 39.2, 'Delevan': 39.9} | 588994.125 | 132251 | 22.45% | 456743.125 | 77.55% | [5 empty] | 166779.9531 | 28.32% | 147345.0312 | 25.02% |  | 86541.5391 | 14.69% | 82928.0391 | 14.08% | 242601 | 41.19% | 346393.125 | 150635.8125 | 25.58% | 438358.3125 | 264029.5 | 44.83% | 324964.625 | 429853.2188 | 72.98% | 159140.9062 | 103691.6016 | 17.6% | 485302.5234 | 58692.7344 | 9.965% | 530301.3906
9 | Cortina | Northern_California | {'Delevan': 17.3, 'Pease': 30.4, 'East Marysville': 35.7, 'Honcut': 36.4, 'Olivehurst': 36.6, 'Eagle Rock': 37.4, 'Geysers': 38.2, 'Woodland': 39.4} | 881491.0625 | 195903.7656 | 22.22% | 685587.2969 | 77.78% | [5 empty] | 148786.4844 | 16.88% | 299784.0938 | 34.01% |  | 249504.2188 | 28.3% | 8005.1382 | 0.9081% | 364958.0938 | 41.4% | 516532.9688 | 124906.2969 | 14.17% | 756584.7656 | 334087.9688 | 37.9% | 547403.0938 | 581485.625 | 65.97% | 300005.4375 | 270304.6875 | 30.66% | 611186.375 | 28326.0801 | 3.213% | 853164.9824
10 | Etiwanda | Greater_Kramer | {'Rancho Vista': 0.4, 'Mira Loma': 6.0, 'Padua': 6.8, 'Chino': 10.7, 'Vista': 12.4, 'San Bernardino': 16.6, 'Lugo': 21.2, 'Serrano': 23.4, 'Lee Lake (Proposed)': 23.8, 'Olinda': 24.7, 'Walnut': 24.9, 'Villa Park': 25.8, 'Rio Hondo': 26.0, 'El Casco': 27.2, 'Lewis': 28.8, 'Victor': 29.7, 'Viejo': 29.8, 'Johanna': 31.9, 'Valley': 32.1, 'Goodrich': 32.4, 'Santiago': 32.4, 'Barre': 32.5, 'Mesa (SCE)': 33.7, 'Roadway': 34.2, 'Center': 35.0, 'Laguna Bell': 36.5, 'Del Amo': 36.7, 'Ellis': 36.7, 'Trabuco': 37.2, 'Margarita': 37.6, 'Gould': 38.9, 'Alamitos': 39.7, 'Lighthipe': 39.9} | 82591 | 9644.2324 | 11.68% | 72946.7676 | 88.32% | [5 empty] | 56.6189 | 0.06855% | 19.3005 | 0.02337% |  | 18461.7012 | 22.35% | 33588.0156 | 40.67% | 48560.1836 | 58.8% | 34030.8164 | 50825.0742 | 61.54% | 31765.9258 | 45224.1328 | 54.76% | 37366.8672 | 71666.8438 | 86.77% | 10924.1562 | 29000.8691 | 35.11% | 53590.1309 | 2638.1692 | 3.194% | 79952.8308
11 | Brentwood | Solano | {'Lone Tree': 4.9, 'Contra Costa': 8.0, 'Delta Switching Yard': 8.7, 'Kelso': 9.3, 'Cayetano': 13.5, 'Green Ridge Midway': 14.2, 'Pittsburg': 14.5, 'Tesla': 15.5, 'Clayton': 16.0, 'Birds Landing': 16.5, 'Stagg': 18.6, 'Eight Mile': 19.0, 'Shilo III': 19.6, 'Grand Island': 22.1, 'Vierra': 23.5, 'Weber': 23.8, 'Martinez': 24.9, 'Peabody': 29.9, 'Ripon': 31.1, 'Lockeford': 31.3, 'East Shore': 31.5, 'Carquinez': 33.3, 'Newark': 33.5, 'Westley': 34.8, 'Vaca Dixon': 35.8, 'Los Esteros': 36.7, 'Bellota': 36.8, 'Tulucay': 39.4, 'Rancho Seco - Bellota (Proposed)': 39.9} | 465435.75 | 41145.8008 | 8.84% | 424289.9492 | 91.16% | [5 empty] | 64291.5938 | 13.81% | 197552.0625 | 42.44% |  | 39580.4102 | 8.504% | 12158.6201 | 2.612% | 145999.5 | 31.37% | 319436.25 | 153876.375 | 33.06% | 311559.375 | 154299.0938 | 33.15% | 311136.6562 | 232739.125 | 50% | 232696.625 | 66053.3906 | 14.19% | 399382.3594 | 58384.4219 | 12.54% | 407051.3281
12 | Clayton | Solano | {'Pittsburg': 7.5, 'Martinez': 9.4, 'Contra Costa': 10.9, 'Lone Tree': 11.4, 'Birds Landing': 14.6, 'Brentwood': 16.0, 'Shilo III': 16.9, 'Cayetano': 17.8, 'Carquinez': 18.3, 'Delta Switching Yard': 21.4, 'Kelso': 22.4, 'East Shore': 23.5, 'Peabody': 23.6, 'Green Ridge Midway': 25.7, 'Tulucay': 26.5, 'Tesla': 27.3, 'Grand Island': 28.6, 'Martin (San Francisco H)': 29.2, 'Newark': 30.6, 'Vaca Dixon': 31.7, 'Ignacio': 32.5, 'Eight Mile': 33.2, 'Stagg': 34.0, 'Los Esteros': 35.7, 'Schulte Switching Station': 39.2, 'Vierra': 39.3, 'Lakeville': 39.5, 'Weber': 39.8, 'Putah Creek': 40.0} | 336340.0938 | 29965.2285 | 8.909% | 306374.8652 | 91.09% | [5 empty] | 35628.293 | 10.59% | 101885.7812 | 30.29% |  | 54059.7461 | 16.07% | 12291.7812 | 3.655% | 114317.5469 | 33.99% | 222022.5469 | 120863.7188 | 35.93% | 215476.375 | 133800.2812 | 39.78% | 202539.8125 | 199672.3438 | 59.37% | 136667.75 | 46975.168 | 13.97% | 289364.9258 | 53167.6953 | 15.81% | 283172.3984
13 | Contra Costa | Solano | {'Lone Tree': 3.9, 'Pittsburg': 6.7, 'Brentwood': 8.0, 'Birds Landing': 9.0, 'Clayton': 10.9, 'Shilo III': 12.2, 'Delta Switching Yard': 16.3, 'Kelso': 17.1, 'Cayetano': 18.0, 'Martinez': 18.2, 'Grand Island': 19.1, 'Green Ridge Midway': 21.7, 'Peabody': 22.2, 'Eight Mile': 22.5, 'Tesla': 23.1, 'Stagg': 23.7, 'Carquinez': 26.1, 'Vaca Dixon': 28.7, 'Weber': 30.1, 'Vierra': 31.1, 'Tulucay': 31.5, 'East Shore': 31.6, 'Lockeford': 34.9, 'Newark': 36.2, 'Davis': 37.8, 'Putah Creek': 37.9, 'Ripon': 38.6, 'Martin (San Francisco H)': 39.9} | 478359.3438 | 45135 | 9.435% | 433224.3438 | 90.56% | [5 empty] | 68857.5469 | 14.39% | 207263.4375 | 43.33% |  | 47566.9531 | 9.944% | 12291.7812 | 2.57% | 126146.3438 | 26.37% | 352213 | 145375.8125 | 30.39% | 332983.5312 | 161270.4531 | 33.71% | 317088.8906 | 228136.5938 | 47.69% | 250222.75 | 48912.2227 | 10.22% | 429447.1211 | 61404.418 | 12.84% | 416954.9258
14 | Pittsburg | Solano | {'Contra Costa': 6.7, 'Birds Landing': 7.1, 'Clayton': 7.5, 'Shilo III': 9.6, 'Lone Tree': 9.7, 'Martinez': 12.0, 'Brentwood': 14.5, 'Peabody': 17.6, 'Carquinez': 19.5, 'Grand Island': 21.4, 'Cayetano': 21.7, 'Delta Switching Yard': 22.2, 'Kelso': 23.0, 'Tulucay': 24.9, 'Vaca Dixon': 25.2, 'Green Ridge Midway': 27.3, 'Eight Mile': 28.4, 'Tesla': 28.8, 'Stagg': 30.0, 'East Shore': 30.9, 'Putah Creek': 34.0, 'Ignacio': 35.2, 'Martin (San Francisco H)': 36.2, 'Davis': 36.2, 'Weber': 36.7, 'Newark': 37.3, 'Vierra': 37.8} | 468555.5938 | 49546.1914 | 10.57% | 419009.4023 | 89.43% | [5 empty] | 66351.4453 | 14.16% | 185084.2656 | 39.5% |  | 66712.3125 | 14.24% | 12291.7812 | 2.623% | 127236.3203 | 27.16% | 341319.2734 | 134318 | 28.67% | 334237.5938 | 152803.7031 | 32.61% | 315751.8906 | 235362.9062 | 50.23% | 233192.6875 | 51836.0977 | 11.06% | 416719.4961 | 62130.8008 | 13.26% | 406424.793
15 | San Bernardino | Greater_Kramer | {'Vista': 5.3, 'El Casco': 12.1, 'Etiwanda': 16.6, 'Rancho Vista': 17.0, 'Mira Loma': 19.3, 'Lugo': 21.1, 'Padua': 23.1, 'Valley': 23.9, 'Lee Lake (Proposed)': 25.8, 'Chino': 25.9, 'Victor': 30.5, 'Calcite': 35.5, 'Roadway': 35.7, 'Serrano': 36.1, 'Viejo': 36.7, 'Villa Park': 38.8, 'Devers': 39.2} | 133764.8281 | 14359.8447 | 10.74% | 119404.9834 | 89.26% | [5 empty] | 117.5631 | 0.08789% | 130.3691 | 0.09746% |  | 46445.3008 | 34.72% | 53704.8242 | 40.15% | 54985.0312 | 41.11% | 78779.7969 | 62629.0938 | 46.82% | 71135.7344 | 77326.875 | 57.81% | 56437.9531 | 109541.6875 | 81.89% | 24223.1406 | 61189.2266 | 45.74% | 72575.6016 | 3745.2935 | 2.8% | 130019.5347
16 | Placerville | El_Dorado_Mariposa | {'Gold Hill': 19.7, 'Higgins': 27.2, 'Pleasant Grove': 28.9, 'Drum': 36.3, 'Brunswick': 37.1, 'Camanche': 38.0, 'Rio Oso': 39.4} | 100862.8047 | 15505.2637 | 15.37% | 85357.541 | 84.63% | [5 empty] | 6.2271 | 0.006174% | 0 | 0% |  | 89516.5 | 88.75% | 10815.3418 | 10.72% | 8682.376 | 8.608% | 92180.4287 | 16125.9502 | 15.99% | 84736.8545 | 5037.9526 | 4.995% | 95824.8521 | 26518.1934 | 26.29% | 74344.6113 | 76544.6172 | 75.89% | 24318.1875 | 2702.6128 | 2.679% | 98160.1919
17 | Cantua | Central_Valley_North_Los_Banos | {'Schindler': 11.4, 'Tranquility': 11.6, 'Helm': 14.5, 'Cheney': 17.6, 'Panoche': 20.4, 'Mendota': 21.1, 'Mc Mullin': 22.7, 'Gates': 23.3, 'Mustang': 27.2, 'Henrietta': 27.6, 'Newhall': 30.2, 'Leprino Jct': 31.2, 'Kearney': 31.8, 'Avenal': 33.6, 'West Fresno': 35.2, 'Oro Loma': 36.1, 'Gregg': 37.6, 'Cal Ave': 37.8, 'Malaga': 38.7, 'Borden': 39.4} | 657349.4375 | 472379 | 71.86% | 184970.4375 | 28.14% | [5 empty] | 300321.625 | 45.69% | 293004.625 | 44.57% |  | 462.3881 | 0.07034% | 0 | 0% | 131156.875 | 19.95% | 526192.5625 | 44217.1328 | 6.727% | 613132.3047 | 75762.4609 | 11.53% | 581586.9766 | 180081.125 | 27.4% | 477268.3125 | 16177.3213 | 2.461% | 641172.1162 | 13456.2568 | 2.047% | 643893.1807
18 | Cheney | Central_Valley_North_Los_Banos | {'Panoche': 3.1, 'Mendota': 7.3, 'Tranquility': 7.6, 'Cantua': 17.6, 'Oro Loma': 18.8, 'Newhall': 19.7, 'Helm': 20.0, 'Schindler': 27.1, 'Mc Mullin': 30.3, 'Dairyland': 31.5, 'Borden': 36.3, 'Kearney': 36.4, 'Gregg': 37.3, 'Los Banos': 39.7} | 657412.25 | 385545.7812 | 58.65% | 271866.4688 | 41.35% | [5 empty] | 354322.4688 | 53.9% | 203890.9531 | 31.01% |  | 10950.1729 | 1.666% | 0 | 0% | 222117.5 | 33.79% | 435294.75 | 55986.7031 | 8.516% | 601425.5469 | 92508.5625 | 14.07% | 564903.6875 | 264832.7812 | 40.28% | 392579.4688 | 42259.4922 | 6.428% | 615152.7578 | 35292.2812 | 5.368% | 622119.9688
19 | Gates | Central_Valley_North_Los_Banos | {'Avenal': 11.2, 'Mustang': 13.1, 'Henrietta': 14.2, 'Leprino Jct': 17.7, 'Schindler': 18.1, 'Cantua': 23.3, 'Arco': 27.8, 'GWF Hanford Sw Sta': 28.1, 'Helm': 31.3, 'Corcoran': 31.8, 'Mc Mullin': 32.2, 'Gates-Midway (Proposed)': 32.4, 'Cholame': 33.5, 'Tranquility': 34.7, 'Kingsburg': 38.6, 'Alpaugh': 39.3} | 441280.9062 | 337758.4062 | 76.54% | 103522.5 | 23.46% | [5 empty] | 159903.6719 | 36.24% | 196544.9375 | 44.54% |  | 7524.7607 | 1.705% | 0 | 0% | 73577.7734 | 16.67% | 367703.1328 | 9814.8838 | 2.224% | 431466.0225 | 28997.4336 | 6.571% | 412283.4727 | 88018.2344 | 19.95% | 353262.6719 | 43186.4648 | 9.787% | 398094.4414 | 5171.2891 | 1.172% | 436109.6172
20 | Helm | Central_Valley_North_Los_Banos | {'Mc Mullin': 10.4, 'Tranquility': 12.7, 'Schindler': 13.2, 'Cantua': 14.5, 'Mendota': 18.0, 'Kearney': 18.1, 'Cheney': 20.0, 'Newhall': 20.8, 'West Fresno': 21.7, 'Panoche': 22.9, 'Gregg': 23.1, 'Cal Ave': 24.5, 'Borden': 25.2, 'Malaga': 25.9, 'Henrietta': 28.5, 'Mustang': 28.6, 'McCall': 29.8, 'Leprino Jct': 30.9, 'Gates': 31.3, 'Sanger': 32.4, 'Dairyland': 32.9, 'Oro Loma': 33.5, 'Kingsburg': 33.7, 'GWF Hanford Sw Sta': 36.9} | 899584.5 | 632996.1875 | 70.37% | 266588.3125 | 29.63% | [5 empty] | 404749.6875 | 44.99% | 405358.7812 | 45.06% |  | 0 | 0% | 0 | 0% | 192983.8594 | 21.45% | 706600.6406 | 66640.3203 | 7.408% | 832944.1797 | 109517.9297 | 12.17% | 790066.5703 | 258087.2969 | 28.69% | 641497.2031 | 19281.4746 | 2.143% | 880303.0254 | 37117.4102 | 4.126% | 862467.0898
21 | Kearney | Central_Valley_North_Los_Banos | {'West Fresno': 3.6, 'Cal Ave': 6.6, 'Malaga': 8.7, 'Mc Mullin': 9.7, 'Gregg': 10.3, 'McCall': 15.0, 'Sanger': 15.1, 'Borden': 16.0, 'Helm': 18.1, 'Kingsburg': 22.4, 'Wahtoke': 24.7, 'Schindler': 25.3, 'Newhall': 27.1, 'Reedley': 29.0, 'Tranquility': 30.1, 'Cantua': 31.8, 'Mendota': 31.9, 'Henrietta': 32.0, 'Leprino Jct': 32.3, 'GWF Hanford Sw Sta': 32.8, 'Mustang': 32.8, 'Dairyland': 34.0, 'Cheney': 36.4, 'Panoche': 38.9, 'Le Grand': 39.5} | 744070.5625 | 509407.8438 | 68.46% | 234662.7188 | 31.54% | [5 empty] | 353485.0938 | 47.51% | 312993.375 | 42.07% |  | 0 | 0% | 0 | 0% | 154598.5312 | 20.78% | 589472.0312 | 96955.7891 | 13.03% | 647114.7734 | 120865.9766 | 16.24% | 623204.5859 | 226542.7969 | 30.45% | 517527.7656 | 14206.4482 | 1.909% | 729864.1143 | 46553.8242 | 6.257% | 697516.7383
22 | Kingsburg | Central_Valley_North_Los_Banos | {'McCall': 9.0, 'Wahtoke': 11.4, 'Reedley': 14.0, 'Sanger': 15.2, 'GWF Hanford Sw Sta': 15.5, 'Malaga': 16.2, 'Cal Ave': 18.9, 'West Fresno': 20.6, 'Leprino Jct': 22.1, 'Kearney': 22.4, 'Rector': 22.7, 'Mc Mullin': 23.7, 'Henrietta': 24.7, 'Mustang': 25.8, 'Corcoran': 26.2, 'Gregg': 31.3, 'Schindler': 31.5, 'Helm': 33.7, 'Alpaugh': 36.9, 'Borden': 37.3, 'Gates': 38.6} | 349563.8125 | 318613.0625 | 91.15% | 30950.75 | 8.854% | [5 empty] | 148861.8281 | 42.59% | 175248.0938 | 50.13% |  | 0 | 0% | 0 | 0% | 24753.5664 | 7.081% | 324810.2461 | 5196.2275 | 1.486% | 344367.585 | 5288.665 | 1.513% | 344275.1475 | 26301.873 | 7.524% | 323261.9395 | 0 | 0% | 349563.8125 | 5993.8018 | 1.715% | 343570.0107
23 | Malaga | Central_Valley_North_Los_Banos | {'Cal Ave': 2.8, 'West Fresno': 5.4, 'Sanger': 6.5, 'McCall': 7.5, 'Kearney': 8.7, 'Gregg': 15.3, 'Mc Mullin': 16.1, 'Wahtoke': 16.1, 'Kingsburg': 16.2, 'Reedley': 20.4, 'Borden': 21.3, 'Helm': 25.9, 'GWF Hanford Sw Sta': 29.6, 'Schindler': 30.5, 'Leprino Jct': 31.9, 'Henrietta': 32.7, 'Mustang': 33.6, 'Newhall': 35.4, 'Rector': 37.9, 'Tranquility': 38.3, 'Cantua': 38.7} | 513632.4062 | 358482.7812 | 69.79% | 155149.625 | 30.21% | [5 empty] | 223308.3438 | 43.48% | 239875.5938 | 46.7% |  | 0 | 0% | 0 | 0% | 93241.6328 | 18.15% | 420390.7734 | 70301.8594 | 13.69% | 443330.5469 | 84783.0469 | 16.51% | 428849.3594 | 148961.8906 | 29% | 364670.5156 | 9643.8516 | 1.878% | 503988.5547 | 28437.8652 | 5.537% | 485194.541
24 | McCall | Central_Valley_North_Los_Banos | {'Sanger': 6.8, 'Malaga': 7.5, 'Kingsburg': 9.0, 'Cal Ave': 10.2, 'Wahtoke': 10.4, 'West Fresno': 12.4, 'Reedley': 14.6, 'Kearney': 15.0, 'Mc Mullin': 19.4, 'Gregg': 22.7, 'GWF Hanford Sw Sta': 23.6, 'Leprino Jct': 27.8, 'Borden': 28.8, 'Henrietta': 29.4, 'Helm': 29.8, 'Mustang': 30.4, 'Rector': 30.5, 'Schindler': 31.3, 'Corcoran': 34.9} | 429192.75 | 344662.7812 | 80.3% | 84529.9688 | 19.7% | [5 empty] | 177365.9688 | 41.33% | 215255.0781 | 50.15% |  | 0 | 0% | 0 | 0% | 46338.6172 | 10.8% | 382854.1328 | 40443.2812 | 9.423% | 388749.4688 | 40535.7188 | 9.445% | 388657.0312 | 78142.9141 | 18.21% | 351049.8359 | 4428.187 | 1.032% | 424764.563 | 13993.5938 | 3.26% | 415199.1562
25 | Mc Mullin | Central_Valley_North_Los_Banos | {'Kearney': 9.7, 'Helm': 10.4, 'West Fresno': 12.8, 'Cal Ave': 15.2, 'Schindler': 15.6, 'Malaga': 16.1, 'Gregg': 18.4, 'McCall': 19.4, 'Sanger': 22.4, 'Cantua': 22.7, 'Borden': 22.7, 'Tranquility': 23.1, 'Kingsburg': 23.7, 'Henrietta': 24.7, 'Mustang': 25.2, 'Leprino Jct': 25.9, 'Newhall': 26.7, 'Mendota': 27.5, 'GWF Hanford Sw Sta': 29.3, 'Wahtoke': 29.8, 'Cheney': 30.3, 'Gates': 32.2, 'Panoche': 33.2, 'Reedley': 34.0, 'Dairyland': 36.7} | 867197.25 | 623489.3125 | 71.9% | 243707.9375 | 28.1% | [5 empty] | 367043.75 | 42.33% | 408743.2812 | 47.13% |  | 0 | 0% | 0 | 0% | 162730.2812 | 18.77% | 704466.9688 | 76527.5391 | 8.825% | 790669.7109 | 113533.0938 | 13.09% | 753664.1562 | 234071.7031 | 26.99% | 633125.5469 | 18480.3496 | 2.131% | 848716.9004 | 41844.082 | 4.825% | 825353.168
26 | Mendota | Central_Valley_North_Los_Banos | {'Cheney': 7.3, 'Panoche': 8.2, 'Tranquility': 9.5, 'Newhall': 12.4, 'Oro Loma': 15.8, 'Helm': 18.0, 'Cantua': 21.1, 'Dairyland': 24.4, 'Mc Mullin': 27.5, 'Schindler': 28.3, 'Borden': 29.7, 'Gregg': 31.4, 'Kearney': 31.9, 'Le Grand': 33.7, 'West Fresno': 35.5, 'Merced': 38.2, 'Cal Ave': 38.5, 'Los Banos': 38.7, 'Wilson': 39.7} | 791567.8125 | 508278.8125 | 64.21% | 283289 | 35.79% | [5 empty] | 405757.5938 | 51.26% | 299001.4062 | 37.77% |  | 2469.6028 | 0.312% | 0 | 0% | 225686.8125 | 28.51% | 565881 | 61534.5703 | 7.774% | 730033.2422 | 94301.1094 | 11.91% | 697266.7031 | 274087.9062 | 34.63% | 517479.9062 | 24312.7227 | 3.071% | 767255.0898 | 39748.3984 | 5.021% | 751819.4141
27 | Oro Loma | Central_Valley_North_Los_Banos | {'Mendota': 15.8, 'Panoche': 16.6, 'Newhall': 18.1, 'Cheney': 18.8, 'Dairyland': 22.0, 'Los Banos': 23.3, 'Tranquility': 24.8, 'Quinto': 28.0, 'Merced': 28.3, 'Le Grand': 29.4, 'Wilson': 31.2, 'Helm': 33.5, 'Cantua': 36.1, 'Borden': 37.1} | 611473.8125 | 287488.9688 | 47.02% | 323984.8438 | 52.98% | [5 empty] | 327651.8438 | 53.58% | 177309.75 | 29% |  | 4580.1992 | 0.749% | 0 | 0% | 267669.0312 | 43.77% | 343804.7812 | 75012.5312 | 12.27% | 536461.2812 | 120134.3516 | 19.65% | 491339.4609 | 315296.2188 | 51.56% | 296177.5938 | 33231.2773 | 5.435% | 578242.5352 | 52234.7852 | 8.542% | 559239.0273
28 | Panoche | Central_Valley_North_Los_Banos | {'Cheney': 3.1, 'Mendota': 8.2, 'Tranquility': 10.7, 'Oro Loma': 16.6, 'Cantua': 20.4, 'Newhall': 20.4, 'Helm': 22.9, 'Schindler': 30.1, 'Dairyland': 31.4, 'Mc Mullin': 33.2, 'Los Banos': 36.8, 'Borden': 37.9, 'Kearney': 38.9, 'Gregg': 39.3} | 604350.625 | 334563 | 55.36% | 269787.625 | 44.64% | [5 empty] | 325349 | 53.83% | 179739.5312 | 29.74% |  | 14841.4092 | 2.456% | 0 | 0% | 217670.1406 | 36.02% | 386680.4844 | 56969.375 | 9.427% | 547381.25 | 92872.9844 | 15.37% | 511477.6406 | 261557.2031 | 43.28% | 342793.4219 | 46456.6797 | 7.687% | 557893.9453 | 35251.7969 | 5.833% | 569098.8281
29 | Reedley | Central_Valley_North_Los_Banos | {'Wahtoke': 4.3, 'Kingsburg': 14.0, 'McCall': 14.6, 'Sanger': 14.8, 'Malaga': 20.4, 'Rector': 22.0, 'Cal Ave': 22.9, 'West Fresno': 25.8, 'GWF Hanford Sw Sta': 27.6, 'Kearney': 29.0, 'Mc Mullin': 34.0, 'Gregg': 34.5, 'Corcoran': 35.6, 'Leprino Jct': 35.8, 'Henrietta': 38.6, 'Mustang': 39.7} | 111358.1094 | 110143.5 | 98.91% | 1214.6094 | 1.091% | [5 empty] | 24617.8184 | 22.11% | 78683.4844 | 70.66% |  | 0 | 0% | 0 | 0% | 0 | 0% | 111358.1094 | 0 | 0% | 111358.1094 | 0 | 0% | 111358.1094 | 0 | 0% | 111358.1094 | 0 | 0% | 111358.1094 | 1214.6101 | 1.091% | 110143.4993
30 | Sanger | Central_Valley_North_Los_Banos | {'Malaga': 6.5, 'McCall': 6.8, 'Cal Ave': 8.5, 'Wahtoke': 10.8, 'West Fresno': 11.6, 'Reedley': 14.8, 'Kearney': 15.1, 'Kingsburg': 15.2, 'Gregg': 19.7, 'Mc Mullin': 22.4, 'Borden': 25.5, 'GWF Hanford Sw Sta': 30.3, 'Helm': 32.4, 'Rector': 34.5, 'Leprino Jct': 34.6, 'Henrietta': 36.0, 'Schindler': 36.1, 'Mustang': 37.0, 'Big Creek Hydro Facilities': 39.9} | 370291.5938 | 279614.375 | 75.51% | 90677.2188 | 24.49% | [5 empty] | 126743.3047 | 34.23% | 206431.0938 | 55.75% |  | 0 | 0% | 0 | 0% | 46093.043 | 12.45% | 324198.5508 | 45130.2344 | 12.19% | 325161.3594 | 53483.9102 | 14.44% | 316807.6836 | 85935.2734 | 23.21% | 284356.3203 | 9011.0547 | 2.434% | 361280.5391 | 20268.8281 | 5.474% | 350022.7656
31 | Schindler | Central_Valley_North_Los_Banos | {'Cantua': 11.4, 'Helm': 13.2, 'Mc Mullin': 15.6, 'Mustang': 16.9, 'Henrietta': 17.2, 'Gates': 18.1, 'Tranquility': 19.7, 'Leprino Jct': 20.4, 'Kearney': 25.3, 'Cheney': 27.1, 'West Fresno': 28.1, 'Mendota': 28.3, 'GWF Hanford Sw Sta': 28.9, 'Avenal': 29.3, 'Panoche': 30.1, 'Cal Ave': 30.2, 'Malaga': 30.5, 'McCall': 31.3, 'Kingsburg': 31.5, 'Gregg': 33.5, 'Newhall': 33.8, 'Sanger': 36.1, 'Borden': 36.9, 'Corcoran': 38.2} | 740360.5 | 579138 | 78.22% | 161222.5 | 21.78% | [5 empty] | 311602.5 | 42.09% | 356026.2188 | 48.09% |  | 0 | 0% | 0 | 0% | 116783.6719 | 15.77% | 623576.8281 | 38850.6797 | 5.248% | 701509.8203 | 59888.5859 | 8.089% | 680471.9141 | 153330.6406 | 20.71% | 587029.8594 | 11531.001 | 1.557% | 728829.499 | 14616.0664 | 1.974% | 725744.4336
32 | Wahtoke | Central_Valley_North_Los_Banos | {'Reedley': 4.3, 'McCall': 10.4, 'Sanger': 10.8, 'Kingsburg': 11.4, 'Malaga': 16.1, 'Cal Ave': 18.7, 'West Fresno': 21.5, 'Rector': 24.4, 'Kearney': 24.7, 'GWF Hanford Sw Sta': 26.2, 'Mc Mullin': 29.8, 'Gregg': 30.5, 'Leprino Jct': 33.5, 'Corcoran': 35.4, 'Henrietta': 36.0, 'Borden': 36.3, 'Mustang': 37.1} | 177609.875 | 170834.3125 | 96.19% | 6775.5625 | 3.815% | [5 empty] | 54520.4883 | 30.7% | 111457.5156 | 62.75% |  | 0 | 0% | 0 | 0% | 3911.7461 | 2.202% | 173698.1289 | 2142.5359 | 1.206% | 175467.3391 | 2234.9731 | 1.258% | 175374.9019 | 5295.7085 | 2.982% | 172314.1665 | 0 | 0% | 177609.875 | 1841.0649 | 1.037% | 175768.8101
33 | West Fresno | Central_Valley_North_Los_Banos | {'Cal Ave': 3.0, 'Kearney': 3.6, 'Malaga': 5.4, 'Gregg': 10.8, 'Sanger': 11.6, 'McCall': 12.4, 'Mc Mullin': 12.8, 'Borden': 16.8, 'Kingsburg': 20.6, 'Wahtoke': 21.5, 'Helm': 21.7, 'Reedley': 25.8, 'Schindler': 28.1, 'Newhall': 30.0, 'GWF Hanford Sw Sta': 32.4, 'Leprino Jct': 33.0, 'Henrietta': 33.2, 'Tranquility': 33.7, 'Mustang': 34.0, 'Cantua': 35.2, 'Mendota': 35.5, 'Dairyland': 36.0} | 630878.8125 | 424973 | 67.36% | 205905.8125 | 32.64% | [5 empty] | 292913.75 | 46.43% | 270853.3125 | 42.93% |  | 0 | 0% | 0 | 0% | 128211.2031 | 20.32% | 502667.6094 | 94608.8125 | 15% | 536270 | 114105.3359 | 18.09% | 516773.4766 | 198239.7031 | 31.42% | 432639.1094 | 14043.1641 | 2.226% | 616835.6484 | 41732.5508 | 6.615% | 589146.2617
34 | Glenn | Northern_California | {'Delevan': 29.1, 'Table Mountain': 30.7, 'Thermalito': 32.7, 'Wyandotte': 37.7} | 992588.4375 | 257973.7656 | 25.99% | 734614.6719 | 74.01% | [5 empty] | 181859.9688 | 18.32% | 243847.5 | 24.57% |  | 243131.7969 | 24.49% | 3347.2795 | 0.3372% | 411737.9375 | 41.48% | 580850.5 | 57162.0547 | 5.759% | 935426.3828 | 135486.7031 | 13.65% | 857101.7344 | 499345.3125 | 50.31% | 493243.125 | 362390.2188 | 36.51% | 630198.2188 | 118703.4609 | 11.96% | 873884.9766
35 | Bridgeville | Humboldt | {'Humboldt': 27.2} | 377633.0625 | 30447.373 | 8.063% | 347185.6895 | 91.94% | [5 empty] | 9735.2412 | 2.578% | 0 | 0% |  | 299187.1875 | 79.23% | 11530.2998 | 3.053% | 38084.2852 | 10.08% | 339548.7773 | 89710.6406 | 23.76% | 287922.4219 | 111618.9766 | 29.56% | 266014.0859 | 135416.9688 | 35.86% | 242216.0938 | 283430.625 | 75.05% | 94202.4375 | 15265.4492 | 4.042% | 362367.6133
36 | Humboldt | Humboldt | {'Bridgeville': 27.2} | 244501.3281 | 51076.3555 | 20.89% | 193424.9727 | 79.11% | [5 empty] | 10560.4814 | 4.319% | 0 | 0% |  | 136954.5 | 56.01% | 6608.2168 | 2.703% | 30705.8125 | 12.56% | 213795.5156 | 46330.0273 | 18.95% | 198171.3008 | 57380.4102 | 23.47% | 187120.918 | 77689.5938 | 31.77% | 166811.7344 | 148906.3438 | 60.9% | 95594.9844 | 22218.1367 | 9.087% | 222283.1914
37 | El Centro | Greater_Imperial | {'Imperial Valley': 11.9, 'High Line': 15.5, 'North Gila - IV (Proposed)': 19.4, 'Arkansas': 23.2, 'Sonora': 25.8, 'IID System': 27.8, 'Ocotillo': 29.8, 'ECO': 36.3} | 342623.625 | 211915.3125 | 61.85% | 130708.3125 | 38.15% | [5 empty] | 45809.9648 | 13.37% | 183120.7188 | 53.45% |  | 0 | 0% | 0 | 0% | 22422.4297 | 6.544% | 320201.1953 | 58401.8711 | 17.05% | 284221.7539 | 52195.4648 | 15.23% | 290428.1602 | 82780.0938 | 24.16% | 259843.5312 | 53599.2695 | 15.64% | 289024.3555 | 17143.9395 | 5.004% | 325479.6855
38 | High Line | Greater_Imperial | {'North Gila - IV (Proposed)': 4.3, 'El Centro': 15.5, 'Imperial Valley': 26.0, 'Arkansas': 27.5, 'Sonora': 29.4, 'IID System': 34.6} | 308451.4688 | 208260.9219 | 67.52% | 100190.5469 | 32.48% | [5 empty] | 43719.7969 | 14.17% | 170465.6562 | 55.26% |  | 0 | 0% | 0 | 0% | 20884.7617 | 6.771% | 287566.707 | 50773.1914 | 16.46% | 257678.2773 | 44365.4531 | 14.38% | 264086.0156 | 73530.8047 | 23.84% | 234920.6641 | 34298.8867 | 11.12% | 274152.582 | 15103.5771 | 4.897% | 293347.8916
39 | Imperial Valley | Greater_Imperial | {'El Centro': 11.9, 'Ocotillo': 19.2, 'ECO': 24.6, 'High Line': 26.0, 'North Gila - IV (Proposed)': 29.3, 'Arkansas': 32.1, 'IID System': 34.5, 'Sonora': 34.8} | 308970.75 | 202312.6094 | 65.48% | 106658.1406 | 34.52% | [5 empty] | 45132.5039 | 14.61% | 180967.9062 | 58.57% |  | 890.0016 | 0.2881% | 0 | 0% | 8606.4199 | 2.786% | 300364.3301 | 50233.8281 | 16.26% | 258736.9219 | 42696.2891 | 13.82% | 266274.4609 | 61416.1055 | 19.88% | 247554.6445 | 41084.6367 | 13.3% | 267886.1133 | 13779.3096 | 4.46% | 295191.4404
40 | El Segundo | Greater_LA | {'Chevmain': 1.2, 'El Nido': 3.0, 'Redondo': 4.6, 'La Fresa': 5.8, 'La Cienega': 6.9, 'Arcogen': 12.1, 'Hinson': 13.1, 'Harborgen': 14.4, 'Lighthipe': 14.4, 'Long Beach': 15.0, 'Laguna Bell': 16.5, 'Center': 18.3, 'Del Amo': 19.2, 'Mesa (SCE)': 20.0, 'Alamitos': 21.1, 'Goodrich': 25.5, 'Gould': 25.5, 'Barre': 26.3, 'Sylmar': 27.7, 'Walnut': 28.0, 'Rio Hondo': 28.8, 'Olinda': 28.9, 'Lewis': 30.9, 'Huntington Beach': 31.4, 'Ellis': 31.6, 'Villa Park': 34.5, 'Johanna': 35.5, 'Saugus': 36.5, 'Serrano': 36.8, 'Moorpark': 37.6, 'Pardee': 37.7} | 10173.7441 | 3832.824 | 37.67% | 6340.9202 | 62.33% | [5 empty] | 0 | 0% | 0 | 0% |  | 195.0095 | 1.917% | 2324.9517 | 22.85% | 307.7504 | 3.025% | 9865.9938 | 813.5366 | 7.996% | 9360.2076 | 5572.6353 | 54.77% | 4601.1089 | 5880.3853 | 57.8% | 4293.3589 | 379.0091 | 3.725% | 9794.7351 | 315.8859 | 3.105% | 9857.8583
41 | Arco | Central_Valley_North_Los_Banos | {'Gates-Midway (Proposed)': 8.7, 'Avenal': 18.0, 'Goose Lake': 22.3, 'Cholame': 24.5, 'Kernridge': 25.0, 'Smyrna': 26.0, 'Caliente': 27.4, 'Olive': 27.6, 'Gates': 27.8, 'Carrizo Plains': 28.2, 'Solar SS': 28.4, 'Alpaugh': 28.7, 'Semitropic': 29.3, 'Temblor': 29.7, 'Corcoran': 30.5, 'Mustang': 31.5, 'Henrietta': 32.2, 'Leprino Jct': 32.4, 'Charca': 35.0, 'Midway': 36.5, 'GWF Hanford Sw Sta': 37.2, 'Shafter': 38.0} | 168971.3906 | 45885.3086 | 27.16% | 123086.082 | 72.84% | [5 empty] | 19691.5938 | 11.65% | 13771.3848 | 8.15% |  | 7524.7607 | 4.453% | 0 | 0% | 81022.7656 | 47.95% | 87948.625 | 5327.0371 | 3.153% | 163644.3535 | 23724.4648 | 14.04% | 145246.9258 | 89154.1094 | 52.76% | 79817.2812 | 89465.2188 | 52.95% | 79506.1719 | 1754.4524 | 1.038% | 167216.9382
42 | Bakersfield | Central_Valley_North_Los_Banos | {'Westpark': 2.2, 'Columbus': 3.7, 'Kern Oil': 3.8, 'Rosedale': 4.2, 'Sycamore': 4.6, 'Magunden': 5.0, 'Kern Power': 5.3, 'Stockdale': 6.0, 'California Water': 6.3, '7th Standard': 8.0, 'Tevis': 8.4, 'Renfro': 9.0, 'Regulus': 10.1, 'Lamont': 10.2, 'Lerdo': 11.4, 'Poso Mountain': 12.2, 'Grimway': 12.6, 'Rio Bravo': 14.9, 'Tupman': 15.2, 'Norco': 18.6, 'Shafter': 19.7, 'Wheeler Ridge': 20.7, 'Charca': 23.6, 'Midway - Wheeler Ridge (Proposed)': 23.6, 'Elk Hills': 23.8, 'Midway': 25.3, 'Semitropic': 28.5, 'Vestal': 31.7, 'Taft': 32.1, 'Pastoria': 32.5, 'Smyrna': 34.1, 'Goose Lake': 35.6, 'Temblor': 39.0} | 19184.625 | 3040.3726 | 15.85% | 16144.2524 | 84.15% | [5 empty] | 19.3483 | 0.1009% | 0 | 0% |  | 8327.3271 | 43.41% | 10857.292 | 56.59% | 10247.0967 | 53.41% | 8937.5283 | 2682.2505 | 13.98% | 16502.3745 | 4817.1509 | 25.11% | 14367.4741 | 12229.3721 | 63.75% | 6955.2529 | 10623.8037 | 55.38% | 8560.8213 | 559.9023 | 2.918% | 18624.7227
43 | Charca | Central_Valley_North_Los_Banos | {'Semitropic': 6.3, 'Shafter': 6.5, 'Smyrna': 10.5, 'Rio Bravo': 12.0, 'Lerdo': 12.3, 'Goose Lake': 14.3, 'Midway': 15.8, '7th Standard': 16.0, 'Renfro': 17.7, 'Tupman': 17.8, 'Kern Power': 20.3, 'Kern Oil': 20.7, 'Vestal': 21.0, 'Poso Mountain': 21.0, 'Olive': 21.1, 'Rosedale': 21.2, 'Sycamore': 21.7, 'Norco': 22.2, 'Westpark': 22.8, 'Tevis': 22.8, 'Bakersfield': 23.6, 'Stockdale': 24.8, 'Alpaugh': 25.6, 'Kernridge': 26.0, 'Temblor': 26.0, 'Columbus': 26.1, 'Elk Hills': 26.5, 'Gates-Midway (Proposed)': 27.0, 'California Water': 27.1, 'Magunden': 28.4, 'Midway - Wheeler Ridge (Proposed)': 33.7, 'Lamont': 33.8, 'Taft': 33.8, 'Regulus': 33.8, 'Arco': 35.0, 'Grimway': 36.1, 'Caliente': 36.9, 'Corcoran': 37.0} | 0 | 0 | 0% | 0 | 100% | [5 empty] | 0 | 0% | 0 | 0% |  | 0 | 0% | 0 | 0% | 0 | 0% | 0 | 0 | 0% | 0 | 0 | 0% | 0 | 0 | 0% | 0 | 0 | 0% | 0 | 0 | 0% | 0
44 | Columbus | Central_Valley_North_Los_Banos | {'California Water': 2.7, 'Magunden': 2.8, 'Bakersfield': 3.7, 'Sycamore': 4.7, 'Kern Oil': 5.4, 'Westpark': 5.9, 'Rosedale': 7.9, 'Regulus': 8.2, 'Lamont': 8.3, 'Kern Power': 9.0, 'Stockdale': 9.1, 'Poso Mountain': 11.1, '7th Standard': 11.2, 'Grimway': 11.3, 'Tevis': 12.0, 'Renfro': 12.7, 'Lerdo': 13.9, 'Rio Bravo': 18.3, 'Tupman': 18.9, 'Wheeler Ridge': 21.5, 'Norco': 22.2, 'Shafter': 22.7, 'Charca': 26.1, 'Midway - Wheeler Ridge (Proposed)': 26.6, 'Elk Hills': 27.4, 'Midway': 28.9, 'Semitropic': 31.3, 'Vestal': 31.7, 'Pastoria': 32.4, 'Taft': 35.6, 'Smyrna': 36.4, 'Highwind': 37.9, 'Goose Lake': 38.7} | 32075.5684 | 3524.8589 | 10.99% | 28550.7095 | 89.01% | [5 empty] | 23.5744 | 0.0735% | 15.557 | 0.0485% |  | 16337.8818 | 50.94% | 15737.6953 | 49.06% | 13809.8916 | 43.05% | 18265.6768 | 4911.3271 | 15.31% | 27164.2412 | 10349.2998 | 32.27% | 21726.2686 | 19966.5996 | 62.25% | 12108.9688 | 21057.252 | 65.65% | 11018.3164 | 777.8251 | 2.425% | 31297.7432
45 | Elk Hills | Central_Valley_North_Los_Banos | {'Norco': 5.6, 'Taft': 8.6, 'Midway - Wheeler Ridge (Proposed)': 9.4, 'Tupman': 10.7, 'Midway': 13.0, 'Tevis': 15.4, 'Rio Bravo': 16.3, 'Renfro': 16.4, 'Stockdale': 18.5, 'Kern Power': 19.0, 'Rosedale': 19.8, 'Shafter': 20.1, '7th Standard': 20.2, 'Temblor': 21.0, 'Westpark': 21.6, 'Lerdo': 22.8, 'Bakersfield': 23.8, 'Wheeler Ridge': 24.6, 'Kern Oil': 25.0, 'Kernridge': 25.4, 'Semitropic': 26.1, 'Charca': 26.5, 'Sycamore': 26.8, 'Magunden': 27.3, 'Columbus': 27.4, 'Goose Lake': 28.3, 'Grimway': 29.2, 'Regulus': 29.4, 'Lamont': 29.5, 'California Water': 30.1, 'Caliente': 32.3, 'Poso Mountain': 33.0, 'Smyrna': 34.2, 'Pastoria': 36.3, 'Carrizo Plains': 39.0} | 5541.3062 | 2593.0742 | 46.8% | 2948.2319 | 53.2% | [5 empty] | 0 | 0% | 0 | 0% |  | 2235.4324 | 40.34% | 7.3967 | 0.1335% | 453.7253 | 8.188% | 5087.5809 | 731.0173 | 13.19% | 4810.2889 | 731.0173 | 13.19% | 4810.2889 | 920.3535 | 16.61% | 4620.9527 | 2056.2568 | 37.11% | 3485.0493 | 89.0865 | 1.608% | 5452.2197
46 | Goose Lake | Central_Valley_North_Los_Banos | {'Semitropic': 8.0, 'Smyrna': 10.6, 'Kernridge': 14.2, 'Charca': 14.3, 'Midway': 15.4, 'Gates-Midway (Proposed)': 15.8, 'Shafter': 15.9, 'Temblor': 16.5, 'Rio Bravo': 21.1, 'Olive': 21.8, 'Arco': 22.3, 'Tupman': 24.4, 'Caliente': 24.4, 'Lerdo': 25.1, 'Alpaugh': 25.9, 'Norco': 26.6, '7th Standard': 27.6, 'Renfro': 27.7, 'Elk Hills': 28.3, 'Carrizo Plains': 30.1, 'Solar SS': 31.0, 'Kern Power': 31.2, 'Tevis': 32.0, 'Rosedale': 32.2, 'Vestal': 32.4, 'Taft': 32.6, 'Kern Oil': 33.4, 'Westpark': 34.2, 'Sycamore': 34.7, 'Stockdale': 34.9, 'Corcoran': 35.1, 'Poso Mountain': 35.1, 'Bakersfield': 35.6, 'Midway - Wheeler Ridge (Proposed)': 37.5, 'Columbus': 38.7, 'Avenal': 39.8} | 38009.0859 | 9518.1758 | 25.04% | 28490.9102 | 74.96% | [5 empty] | 15.7151 | 0.04135% | 0 | 0% |  | 0 | 0% | 0 | 0% | 16631.7422 | 43.76% | 21377.3438 | 731.0173 | 1.923% | 37278.0687 | 5087.5879 | 13.39% | 32921.498 | 19384.1543 | 51% | 18624.9316 | 22579.791 | 59.41% | 15429.2949 | 609.0759 | 1.602% | 37400.0101
47 | Kernridge | Central_Valley_North_Los_Banos | {'Temblor': 4.8, 'Caliente': 10.9, 'Goose Lake': 14.2, 'Midway': 16.4, 'Carrizo Plains': 17.5, 'Solar SS': 18.5, 'Semitropic': 20.2, 'Gates-Midway (Proposed)': 23.2, 'Shafter': 24.3, 'Smyrna': 24.8, 'Arco': 25.0, 'Elk Hills': 25.4, 'Taft': 25.7, 'Charca': 26.0, 'Norco': 26.6, 'Rio Bravo': 27.0, 'Tupman': 27.1, 'Renfro': 32.7, 'Lerdo': 33.4, '7th Standard': 34.3, 'Midway - Wheeler Ridge (Proposed)': 34.6, 'Tevis': 35.5, 'Olive': 35.5, 'Kern Power': 36.5, 'Rosedale': 37.6, 'Cholame': 37.6, 'Stockdale': 38.9, 'Alpaugh': 39.3, 'Westpark': 39.7} | 94438.7422 | 15677.4746 | 16.6% | 78761.2676 | 83.4% | [5 empty] | 1933.9926 | 2.048% | 0 | 0% |  | 10182.6953 | 10.78% | 0 | 0% | 44121.957 | 46.72% | 50316.7852 | 4500.7959 | 4.766% | 89937.9463 | 8851.5439 | 9.373% | 85587.1982 | 50644.1484 | 53.63% | 43794.5938 | 61304.3477 | 64.91% | 33134.3945 | 1371.4716 | 1.452% | 93067.2706
48 | Lamont | Central_Valley_North_Los_Banos | {'Regulus': 0.1, 'Grimway': 3.4, 'Magunden': 5.6, 'Columbus': 8.3, 'California Water': 8.9, 'Bakersfield': 10.2, 'Westpark': 11.4, 'Stockdale': 11.7, 'Sycamore': 13.0, 'Rosedale': 13.4, 'Kern Oil': 13.4, 'Kern Power': 14.5, 'Tevis': 15.2, 'Wheeler Ridge': 15.7, '7th Standard': 18.1, 'Renfro': 18.2, 'Poso Mountain': 18.9, 'Lerdo': 21.6, 'Tupman': 23.4, 'Rio Bravo': 24.7, 'Pastoria': 25.0, 'Norco': 25.3, 'Midway - Wheeler Ridge (Proposed)': 26.0, 'Elk Hills': 29.5, 'Shafter': 29.8, 'Highwind': 30.5, 'Charca': 33.8, 'Midway': 34.1, 'Bailey': 36.2, 'Taft': 36.8, 'Windhub': 37.5, 'Whirlwind': 38.6, 'Semitropic': 38.7, 'Vestal': 39.7} | 81950.9688 | 10935.959 | 13.34% | 71015.0098 | 86.66% | [5 empty] | 73.0517 | 0.08914% | 112.9916 | 0.1379% |  | 55476.7656 | 67.7% | 20134.4648 | 24.57% | 38925.5938 | 47.5% | 43025.375 | 11654.3672 | 14.22% | 70296.6016 | 30961.0664 | 37.78% | 50989.9023 | 52444.5547 | 64% | 29506.4141 | 58056.2617 | 70.84% | 23894.707 | 2063.4321 | 2.518% | 79887.5366
49 | Lerdo | Central_Valley_North_Los_Banos | {'7th Standard': 4.3, 'Rio Bravo': 7.3, 'Renfro': 7.8, 'Kern Oil': 8.5, 'Kern Power': 8.9, 'Shafter': 9.4, 'Rosedale': 9.5, 'Sycamore': 9.7, 'Westpark': 10.8, 'Bakersfield': 11.4, 'Poso Mountain': 11.7, 'Tupman': 12.1, 'Charca': 12.3, 'Tevis': 12.5, 'Stockdale': 13.5, 'Columbus': 13.9, 'California Water': 15.1, 'Magunden': 16.1, 'Norco': 17.2, 'Semitropic': 17.5, 'Midway': 18.2, 'Regulus': 21.5, 'Lamont': 21.6, 'Smyrna': 22.7, 'Elk Hills': 22.8, 'Vestal': 23.9, 'Grimway': 24.0, 'Goose Lake': 25.1, 'Midway - Wheeler Ridge (Proposed)': 27.0, 'Wheeler Ridge': 30.1, 'Taft': 31.3, 'Temblor': 31.7, 'Olive': 32.0, 'Kernridge': 33.4, 'Alpaugh': 36.3, 'Gates-Midway (Proposed)': 39.1} | 1987.3234 | 134.986 | 6.792% | 1852.3374 | 93.21% | [5 empty] | 0 | 0% | 0 | 0% |  | 1987.3234 | 100% | 0 | 0% | 713.6866 | 35.91% | 1273.6368 | 0.14822 | 0.007458% | 1987.1751 | 1141.9209 | 57.46% | 845.4025 | 1263.6842 | 63.59% | 723.6392 | 1199.1661 | 60.34% | 788.1572 | 31.9706 | 1.609% | 1955.3527
50 | Magunden | Central_Valley_North_Los_Banos | {'Columbus': 2.8, 'California Water': 4.4, 'Bakersfield': 5.0, 'Regulus': 5.5, 'Lamont': 5.6, 'Westpark': 6.7, 'Sycamore': 7.4, 'Kern Oil': 7.8, 'Grimway': 8.6, 'Stockdale': 8.8, 'Rosedale': 8.9, 'Kern Power': 10.0, 'Tevis': 12.0, '7th Standard': 13.0, 'Poso Mountain': 13.8, 'Renfro': 13.8, 'Lerdo': 16.1, 'Wheeler Ridge': 19.0, 'Tupman': 19.7, 'Rio Bravo': 19.9, 'Norco': 22.5, 'Shafter': 24.7, 'Midway - Wheeler Ridge (Proposed)': 25.6, 'Elk Hills': 27.3, 'Charca': 28.4, 'Pastoria': 29.7, 'Midway': 30.1, 'Semitropic': 33.4, 'Vestal': 34.4, 'Taft': 35.3, 'Highwind': 35.6, 'Smyrna': 38.8} | 42118.6797 | 7469.4209 | 17.73% | 34649.2588 | 82.27% | [5 empty] | 73.0517 | 0.1734% | 112.9916 | 0.2683% |  | 22784.1211 | 54.1% | 19334.541 | 45.9% | 15852.21 | 37.64% | 26266.4697 | 4150.0752 | 9.853% | 37968.6045 | 10992.8018 | 26.1% | 31125.8779 | 22506.2988 | 53.44% | 19612.3809 | 26258.4355 | 62.34% | 15860.2441 | 1101.6163 | 2.616% | 41017.0634
51 | Midway | Central_Valley_North_Los_Banos | {'Shafter': 10.7, 'Tupman': 10.8, 'Rio Bravo': 11.1, 'Norco': 11.5, 'Elk Hills': 13.0, 'Semitropic': 13.6, 'Temblor': 13.8, 'Goose Lake': 15.4, 'Charca': 15.8, 'Renfro': 16.3, 'Kernridge': 16.4, 'Lerdo': 18.2, '7th Standard': 18.3, 'Taft': 18.6, 'Tevis': 19.1, 'Kern Power': 20.1, 'Rosedale': 21.2, 'Smyrna': 21.7, 'Midway - Wheeler Ridge (Proposed)': 22.1, 'Stockdale': 22.5, 'Westpark': 23.3, 'Kern Oil': 24.5, 'Bakersfield': 25.3, 'Sycamore': 26.3, 'Caliente': 26.3, 'Columbus': 28.9, 'Poso Mountain': 29.9, 'Magunden': 30.1, 'Gates-Midway (Proposed)': 31.0, 'California Water': 31.1, 'Carrizo Plains': 33.2, 'Lamont': 34.1, 'Regulus': 34.1, 'Olive': 34.1, 'Solar SS': 34.3, 'Wheeler Ridge': 34.6, 'Grimway': 35.1, 'Arco': 36.5, 'Vestal': 36.6, 'Alpaugh': 38.6} | 16556.957 | 7322.7383 | 44.23% | 9234.2188 | 55.77% | [5 empty] | 0 | 0% | 0 | 0% |  | 0 | 0% | 0 | 0% | 5519.1353 | 33.33% | 11037.8218 | 731.0173 | 4.415% | 15825.9398 | 4343.0488 | 26.23% | 12213.9082 | 7527.0078 | 45.46% | 9029.9492 | 5547.2075 | 33.5% | 11009.7495 | 124.5472 | 0.7522% | 16432.4098
52 | Norco | Central_Valley_North_Los_Banos | {'Tupman': 5.2, 'Elk Hills': 5.6, 'Tevis': 10.4, 'Renfro': 10.8, 'Rio Bravo': 11.1, 'Midway': 11.5, 'Midway - Wheeler Ridge (Proposed)': 11.6, 'Kern Power': 13.6, 'Stockdale': 13.8, 'Taft': 14.2, 'Rosedale': 14.5, '7th Standard': 14.6, 'Shafter': 15.7, 'Westpark': 16.3, 'Lerdo': 17.2, 'Bakersfield': 18.6, 'Kern Oil': 19.5, 'Sycamore': 21.3, 'Charca': 22.2, 'Columbus': 22.2, 'Magunden': 22.5, 'Temblor': 22.8, 'Semitropic': 22.9, 'Wheeler Ridge': 23.2, 'California Water': 24.9, 'Regulus': 25.2, 'Lamont': 25.3, 'Grimway': 25.5, 'Goose Lake': 26.6, 'Kernridge': 26.6, 'Poso Mountain': 27.3, 'Smyrna': 30.9, 'Caliente': 34.9, 'Pastoria': 35.8} | 2139.7476 | 352.9921 | 16.5% | 1786.7554 | 83.5% | [5 empty] | 0 | 0% | 0 | 0% |  | 1850.087 | 86.46% | 1.1869 | 0.05547% | 109.261 | 5.106% | 2030.4866 | 0 | 0% | 2139.7476 | 0 | 0% | 2139.7476 | 109.261 | 5.106% | 2030.4866 | 1674.9397 | 78.28% | 464.8079 | 70.4937 | 3.294% | 2069.2538
53 | Rio Bravo | Central_Valley_North_Los_Banos | {'Shafter': 5.9, 'Tupman': 6.1, 'Renfro': 6.6, 'Lerdo': 7.3, '7th Standard': 7.3, 'Kern Power': 10.2, 'Midway': 11.1, 'Norco': 11.1, 'Rosedale': 11.2, 'Tevis': 11.3, 'Charca': 12.0, 'Westpark': 13.3, 'Kern Oil': 13.5, 'Stockdale': 13.9, 'Semitropic': 14.8, 'Bakersfield': 14.9, 'Sycamore': 15.2, 'Elk Hills': 16.3, 'Columbus': 18.3, 'Poso Mountain': 18.9, 'Magunden': 19.9, 'California Water': 20.3, 'Goose Lake': 21.1, 'Smyrna': 22.0, 'Midway - Wheeler Ridge (Proposed)': 22.1, 'Taft': 24.5, 'Regulus': 24.6, 'Lamont': 24.7, 'Temblor': 24.9, 'Grimway': 26.3, 'Kernridge': 27.0, 'Wheeler Ridge': 29.2, 'Vestal': 29.3, 'Olive': 33.1, 'Gates-Midway (Proposed)': 36.3, 'Caliente': 37.3, 'Alpaugh': 37.6} | 0 | 0 | 0% | 0 | 100% | [5 empty] | 0 | 0% | 0 | 0% |  | 0 | 0% | 0 | 0% | 0 | 0% | 0 | 0 | 0% | 0 | 0 | 0% | 0 | 0 | 0% | 0 | 0 | 0% | 0 | 0 | 0% | 0
54 | Rosedale | Central_Valley_North_Los_Banos | {'Kern Power': 1.1, 'Westpark': 2.1, 'Bakersfield': 4.2, 'Stockdale': 4.2, 'Renfro': 4.9, 'Tevis': 4.9, '7th Standard': 5.3, 'Kern Oil': 5.4, 'Sycamore': 7.2, 'Columbus': 7.9, 'Magunden': 8.9, 'Lerdo': 9.5, 'California Water': 10.5, 'Tupman': 11.0, 'Rio Bravo': 11.2, 'Regulus': 13.3, 'Lamont': 13.4, 'Poso Mountain': 14.3, 'Norco': 14.5, 'Grimway': 15.2, 'Shafter': 16.5, 'Elk Hills': 19.8, 'Wheeler Ridge': 20.7, 'Midway - Wheeler Ridge (Proposed)': 20.7, 'Charca': 21.2, 'Midway': 21.2, 'Semitropic': 25.5, 'Taft': 28.3, 'Smyrna': 31.7, 'Vestal': 32.1, 'Goose Lake': 32.2, 'Pastoria': 33.3, 'Temblor': 34.9, 'Kernridge': 37.6} | 11463.334 | 1546.455 | 13.49% | 9916.879 | 86.51% | [5 empty] | 19.3483 | 0.1688% | 0 | 0% |  | 3362.835 | 29.34% | 8100.502 | 70.66% | 7608.6162 | 66.37% | 3854.7178 | 1923.2808 | 16.78% | 9540.0532 | 3201.365 | 27.93% | 8261.969 | 9117.4189 | 79.54% | 2345.915 | 5033.9009 | 43.91% | 6429.4331 | 323.6176 | 2.823% | 11139.7164
55 | Semitropic | Central_Valley_North_Los_Banos | {'Charca': 6.3, 'Goose Lake': 8.0, 'Smyrna': 8.1, 'Shafter': 9.0, 'Midway': 13.6, 'Rio Bravo': 14.8, 'Lerdo': 17.5, 'Tupman': 19.4, 'Kernridge': 20.2, 'Olive': 20.5, '7th Standard': 20.5, 'Temblor': 20.9, 'Renfro': 21.3, 'Gates-Midway (Proposed)': 21.8, 'Norco': 22.9, 'Kern Power': 24.5, 'Alpaugh': 25.1, 'Rosedale': 25.5, 'Kern Oil': 25.9, 'Vestal': 25.9, 'Elk Hills': 26.1, 'Tevis': 26.1, 'Poso Mountain': 27.1, 'Sycamore': 27.2, 'Westpark': 27.3, 'Bakersfield': 28.5, 'Stockdale': 28.6, 'Arco': 29.3, 'Caliente': 31.0, 'Columbus': 31.3, 'Taft': 32.2, 'California Water': 32.6, 'Magunden': 33.4, 'Midway - Wheeler Ridge (Proposed)': 34.4, 'Corcoran': 35.7, 'Carrizo Plains': 37.2, 'Solar SS': 38.2, 'Regulus': 38.6, 'Lamont': 38.7} | 4282.6328 | 3141.1226 | 73.35% | 1141.5103 | 26.65% | [5 empty] | 0 | 0% | 0 | 0% |  | 0 | 0% | 0 | 0% | 493.4843 | 11.52% | 3789.1485 | 458.3996 | 10.7% | 3824.2332 | 464.2382 | 10.84% | 3818.3947 | 951.884 | 22.23% | 3330.7488 | 359.1715 | 8.387% | 3923.4613 | 0 | 0% | 4282.6328
56 | Shafter | Central_Valley_North_Los_Banos | {'Rio Bravo': 5.9, 'Charca': 6.5, 'Semitropic': 9.0, 'Lerdo': 9.4, 'Midway': 10.7, 'Tupman': 11.3, '7th Standard': 11.7, 'Renfro': 12.3, 'Kern Power': 15.5, 'Norco': 15.7, 'Goose Lake': 15.9, 'Smyrna': 16.1, 'Rosedale': 16.5, 'Tevis': 17.1, 'Kern Oil': 17.5, 'Westpark': 18.4, 'Sycamore': 18.9, 'Stockdale': 19.6, 'Bakersfield': 19.7, 'Elk Hills': 20.1, 'Poso Mountain': 20.5, 'Columbus': 22.7, 'Temblor': 23.2, 'Kernridge': 24.3, 'California Water': 24.3, 'Magunden': 24.7, 'Vestal': 26.1, 'Midway - Wheeler Ridge (Proposed)': 27.2, 'Olive': 27.5, 'Taft': 27.7, 'Regulus': 29.7, 'Lamont': 29.8, 'Gates-Midway (Proposed)': 30.7, 'Grimway': 31.7, 'Alpaugh': 32.0, 'Caliente': 35.0, 'Wheeler Ridge': 35.1, 'Arco': 38.0} | 0 | 0 | 0% | 0 | 100% | [5 empty] | 0 | 0% | 0 | 0% |  | 0 | 0% | 0 | 0% | 0 | 0% | 0 | 0 | 0% | 0 | 0 | 0% | 0 | 0 | 0% | 0 | 0 | 0% | 0 | 0 | 0% | 0
57 | Smyrna | Central_Valley_North_Los_Banos | {'Semitropic': 8.1, 'Charca': 10.5, 'Goose Lake': 10.6, 'Olive': 12.5, 'Shafter': 16.1, 'Alpaugh': 17.0, 'Gates-Midway (Proposed)': 17.5, 'Midway': 21.7, 'Rio Bravo': 22.0, 'Vestal': 22.5, 'Lerdo': 22.7, 'Kernridge': 24.8, 'Arco': 26.0, '7th Standard': 26.5, 'Temblor': 26.8, 'Tupman': 27.2, 'Corcoran': 27.6, 'Renfro': 28.1, 'Poso Mountain': 30.0, 'Kern Power': 30.8, 'Norco': 30.9, 'Kern Oil': 31.0, 'Rosedale': 31.7, 'Sycamore': 31.9, 'Tevis': 33.1, 'Westpark': 33.3, 'Bakersfield': 34.1, 'Elk Hills': 34.2, 'Caliente': 35.0, 'Stockdale': 35.2, 'Columbus': 36.4, 'California Water': 37.3, 'Magunden': 38.8, 'Springville': 39.6, 'GWF Hanford Sw Sta': 39.6} | 0 | 0 | 0% | 0 | 100% | [5 empty] | 0 | 0% | 0 | 0% |  | 0 | 0% | 0 | 0% | 0 | 0% | 0 | 0 | 0% | 0 | 0 | 0% | 0 | 0 | 0% | 0 | 0 | 0% | 0 | 0 | 0% | 0
58 | Stockdale | Central_Valley_North_Los_Banos | {'Tevis': 3.5, 'Rosedale': 4.2, 'Westpark': 4.2, 'Kern Power': 4.7, 'Bakersfield': 6.0, 'Renfro': 7.3, 'Magunden': 8.8, 'Kern Oil': 8.9, 'Columbus': 9.1, '7th Standard': 9.2, 'Sycamore': 10.3, 'Regulus': 11.6, 'Lamont': 11.7, 'Tupman': 11.7, 'California Water': 11.9, 'Grimway': 12.6, 'Lerdo': 13.5, 'Norco': 13.8, 'Rio Bravo': 13.9, 'Wheeler Ridge': 16.6, 'Midway - Wheeler Ridge (Proposed)': 17.6, 'Poso Mountain': 17.8, 'Elk Hills': 18.5, 'Shafter': 19.6, 'Midway': 22.5, 'Charca': 24.8, 'Taft': 26.5, 'Semitropic': 28.6, 'Pastoria': 29.2, 'Goose Lake': 34.9, 'Smyrna': 35.2, 'Temblor': 35.8, 'Vestal': 36.2, 'Kernridge': 38.9} | 12027.4375 | 2324.7695 | 19.33% | 9702.668 | 80.67% | [5 empty] | 19.3483 | 0.1609% | 0 | 0% |  | 2782.8264 | 23.14% | 9204.1504 | 76.53% | 7664.9873 | 63.73% | 4362.4502 | 1919.3826 | 15.96% | 10108.0549 | 3080.1257 | 25.61% | 8947.3118 | 9020.9336 | 75% | 3006.5039 | 4774.123 | 39.69% | 7253.3145 | 329.0533 | 2.736% | 11698.3842
59 | Taft | Central_Valley_North_Los_Banos | {'Elk Hills': 8.6, 'Midway - Wheeler Ridge (Proposed)': 12.1, 'Norco': 14.2, 'Midway': 18.6, 'Tupman': 19.2, 'Temblor': 20.9, 'Tevis': 23.6, 'Rio Bravo': 24.5, 'Renfro': 25.0, 'Kernridge': 25.7, 'Stockdale': 26.5, 'Kern Power': 27.5, 'Shafter': 27.7, 'Rosedale': 28.3, 'Wheeler Ridge': 28.8, '7th Standard': 28.8, 'Caliente': 29.8, 'Westpark': 29.9, 'Lerdo': 31.3, 'Bakersfield': 32.1, 'Semitropic': 32.2, 'Goose Lake': 32.6, 'Kern Oil': 33.5, 'Charca': 33.8, 'Magunden': 35.3, 'Sycamore': 35.3, 'Columbus': 35.6, 'Carrizo Plains': 35.8, 'Grimway': 36.0, 'Regulus': 36.7, 'Lamont': 36.8, 'Solar SS': 36.8, 'California Water': 38.3, 'Pastoria': 38.8} | 16421.8477 | 6322.1338 | 38.5% | 10099.7139 | 61.5% | [5 empty] | 0 | 0% | 0 | 0% |  | 3174.7617 | 19.33% | 77.525 | 0.4721% | 614.4157 | 3.741% | 15807.4319 | 1368.687 | 8.335% | 15053.1606 | 2649.9243 | 16.14% | 13771.9233 | 2991.99 | 18.22% | 13429.8577 | 8951.0684 | 54.51% | 7470.7793 | 133.5216 | 0.8131% | 16288.3261
60 | Temblor | Central_Valley_North_Los_Banos | {'Kernridge': 4.8, 'Caliente': 12.5, 'Midway': 13.8, 'Goose Lake': 16.5, 'Carrizo Plains': 19.4, 'Solar SS': 20.5, 'Semitropic': 20.9, 'Taft': 20.9, 'Elk Hills': 21.0, 'Norco': 22.8, 'Shafter': 23.2, 'Tupman': 24.1, 'Rio Bravo': 24.9, 'Charca': 26.0, 'Smyrna': 26.8, 'Gates-Midway (Proposed)': 27.5, 'Arco': 29.7, 'Renfro': 30.0, 'Midway - Wheeler Ridge (Proposed)': 30.1, 'Lerdo': 31.7, '7th Standard': 32.1, 'Tevis': 32.3, 'Kern Power': 33.8, 'Rosedale': 34.9, 'Stockdale': 35.8, 'Westpark': 37.0, 'Kern Oil': 38.3, 'Olive': 38.3, 'Bakersfield': 39.0} | 78095.6797 | 12686.2031 | 16.24% | 65409.4766 | 83.76% | [5 empty] | 670.2438 | 0.8582% | 0 | 0% |  | 8633.1406 | 11.05% | 478.9499 | 0.6133% | 32410.0078 | 41.5% | 45685.6719 | 6053.8618 | 7.752% | 72041.8179 | 10792.541 | 13.82% | 67303.1387 | 40873.1953 | 52.34% | 37222.4844 | 53399.7344 | 68.38% | 24695.9453 | 1501.8186 | 1.923% | 76593.8611
61 | Tupman | Central_Valley_North_Los_Banos | {'Norco': 5.2, 'Rio Bravo': 6.1, 'Renfro': 6.4, 'Tevis': 8.3, '7th Standard': 9.8, 'Kern Power': 9.9, 'Elk Hills': 10.7, 'Midway': 10.8, 'Rosedale': 11.0, 'Shafter': 11.3, 'Stockdale': 11.7, 'Lerdo': 12.1, 'Westpark': 13.1, 'Bakersfield': 15.2, 'Kern Oil': 15.3, 'Midway - Wheeler Ridge (Proposed)': 16.0, 'Sycamore': 17.2, 'Charca': 17.8, 'Columbus': 18.9, 'Taft': 19.2, 'Semitropic': 19.4, 'Magunden': 19.7, 'California Water': 21.4, 'Poso Mountain': 22.6, 'Regulus': 23.3, 'Lamont': 23.4, 'Temblor': 24.1, 'Grimway': 24.3, 'Goose Lake': 24.4, 'Wheeler Ridge': 24.8, 'Kernridge': 27.1, 'Smyrna': 27.2, 'Vestal': 35.2, 'Caliente': 36.5, 'Pastoria': 37.7, 'Olive': 38.8} | 0.72289 | 0.72289 | 100% | 0 | 0% | [5 empty] | 0 | 0% | 0 | 0% |  | 0 | 0% | 0 | 0% | 0 | 0% | 0.72289 | 0 | 0% | 0.72289 | 0 | 0% | 0.72289 | 0 | 0% | 0.72289 | 0 | 0% | 0.72289 | 0 | 0% | 0.72289
62 | Westpark | Central_Valley_North_Los_Banos | {'Rosedale': 2.1, 'Bakersfield': 2.2, 'Kern Power': 3.2, 'Stockdale': 4.2, 'Kern Oil': 4.7, 'Columbus': 5.9, 'Sycamore': 6.1, 'Tevis': 6.3, 'Magunden': 6.7, '7th Standard': 6.8, 'Renfro': 7.0, 'California Water': 8.5, 'Lerdo': 10.8, 'Regulus': 11.3, 'Lamont': 11.4, 'Tupman': 13.1, 'Rio Bravo': 13.3, 'Grimway': 13.4, 'Poso Mountain': 13.6, 'Norco': 16.3, 'Shafter': 18.4, 'Wheeler Ridge': 20.0, 'Elk Hills': 21.6, 'Midway - Wheeler Ridge (Proposed)': 21.7, 'Charca': 22.8, 'Midway': 23.3, 'Semitropic': 27.3, 'Taft': 29.9, 'Pastoria': 32.3, 'Vestal': 32.4, 'Smyrna': 33.3, 'Goose Lake': 34.2, 'Temblor': 37.0, 'Kernridge': 39.7} | 14366.1074 | 2566.2229 | 17.86% | 11799.8845 | 82.14% | [5 empty] | 19.3483 | 0.1347% | 0 | 0% |  | 4845.8794 | 33.73% | 9520.2217 | 66.27% | 8383.2021 | 58.35% | 5982.9053 | 2379.0181 | 16.56% | 11987.0894 | 4022.937 | 28% | 10343.1704 | 10113.3291 | 70.4% | 4252.7783 | 6703.4326 | 46.66% | 7662.6748 | 400.2883 | 2.786% | 13965.8191
63 | Wheeler Ridge | Central_Valley_North_Los_Banos | {'Grimway': 12.7, 'Pastoria': 13.0, 'Lamont': 15.7, 'Regulus': 15.7, 'Stockdale': 16.6, 'Midway - Wheeler Ridge (Proposed)': 16.7, 'Tevis': 18.1, 'Magunden': 19.0, 'Westpark': 20.0, 'Bakersfield': 20.7, 'Rosedale': 20.7, 'Kern Power': 21.2, 'Columbus': 21.5, 'Norco': 23.2, 'Renfro': 23.2, 'California Water': 23.4, 'Kern Oil': 24.4, 'Bailey': 24.4, 'Elk Hills': 24.6, 'Tupman': 24.8, 'Sycamore': 25.1, '7th Standard': 25.8, 'Taft': 28.8, 'Rio Bravo': 29.2, 'Lerdo': 30.1, 'Poso Mountain': 32.5, 'Highwind': 33.9, 'Whirlwind': 34.5, 'Midway': 34.6, 'Shafter': 35.1, 'Windhub': 39.6} | 123204.4062 | 16187.1729 | 13.14% | 107017.2334 | 86.86% | [5 empty] | 1203.4709 | 0.9768% | 958.5692 | 0.778% |  | 92804.3438 | 75.33% | 17805.2227 | 14.45% | 71024.4609 | 57.65% | 52179.9453 | 49411.7695 | 40.11% | 73792.6367 | 49883.6406 | 40.49% | 73320.7656 | 98675.9688 | 80.09% | 24528.4375 | 57859.2344 | 46.96% | 65345.1719 | 2917.5176 | 2.368% | 120286.8887
64 | Kern Oil | Central_Valley_North_Los_Banos | {'Sycamore': 1.9, 'Bakersfield': 3.8, 'Westpark': 4.7, 'Columbus': 5.4, 'Rosedale': 5.4, 'Kern Power': 6.0, '7th Standard': 6.2, 'California Water': 6.9, 'Magunden': 7.8, 'Lerdo': 8.5, 'Stockdale': 8.9, 'Poso Mountain': 8.9, 'Renfro': 8.9, 'Tevis': 10.3, 'Regulus': 13.3, 'Lamont': 13.4, 'Rio Bravo': 13.5, 'Tupman': 15.3, 'Grimway': 16.1, 'Shafter': 17.5, 'Norco': 19.5, 'Charca': 20.7, 'Wheeler Ridge': 24.4, 'Midway': 24.5, 'Elk Hills': 25.0, 'Semitropic': 25.9, 'Midway - Wheeler Ridge (Proposed)': 26.1, 'Vestal': 27.9, 'Smyrna': 31.0, 'Goose Lake': 33.4, 'Taft': 33.5, 'Pastoria': 36.3, 'Temblor': 38.3, 'Olive': 39.6} | 16598.5371 | 2418.0901 | 14.57% | 14180.447 | 85.43% | [5 empty] | 19.3483 | 0.1166% | 0 | 0% |  | 7124.313 | 42.92% | 9474.2256 | 57.08% | 8664.8779 | 52.2% | 7933.6592 | 2813.7263 | 16.95% | 13784.8108 | 5264.5483 | 31.72% | 11333.9888 | 11428.6279 | 68.85% | 5169.9092 | 8526.2793 | 51.37% | 8072.2578 | 479.4901 | 2.889% | 16119.047
65 | Inyokern | Greater_Kramer (Exclude) | {'Ransburg': 21.5} | 113916.1953 | 25933.1797 | 22.77% | 87983.0156 | 77.23% | [5 empty] | 1528.3536 | 1.342% | 1412.4993 | 1.24% |  | 15541.1523 | 13.64% | 9512.6748 | 8.351% | 18619.3008 | 16.34% | 95296.8945 | 36158.3867 | 31.74% | 77757.8086 | 22996.1855 | 20.19% | 90920.0098 | 54860.6992 | 48.16% | 59055.4961 | 55697.8281 | 48.89% | 58218.3672 | 3141.988 | 2.758% | 110774.2073
66 | Pastoria | Central_Valley_North_Los_Banos | {'Bailey': 11.6, 'Wheeler Ridge': 13.0, 'Grimway': 21.6, 'Whirlwind': 23.7, 'Lamont': 25.0, 'Regulus': 25.0, 'Midway - Wheeler Ridge (Proposed)': 27.3, 'Highwind': 28.7, 'Stockdale': 29.2, 'Magunden': 29.7, 'Tevis': 31.1, 'Westpark': 32.3, 'Columbus': 32.4, 'Bakersfield': 32.5, 'Windhub': 32.6, 'Rosedale': 33.3, 'California Water': 33.7, 'Kern Power': 33.9, 'Antelope': 35.2, 'Norco': 35.8, 'Renfro': 36.1, 'Elk Hills': 36.3, 'Kern Oil': 36.3, 'Sycamore': 36.6, 'Pardee': 37.3, 'Tupman': 37.7, '7th Standard': 38.4, 'Saugus': 38.5, 'Taft': 38.8} | 255063.8906 | 45178.168 | 17.71% | 209885.7227 | 82.29% | [5 empty] | 2347.385 | 0.9203% | 2705.2671 | 1.061% |  | 155590.8594 | 61% | 35205.2266 | 13.8% | 118329.1094 | 46.39% | 136734.7812 | 89760.9375 | 35.19% | 165302.9531 | 77839.6094 | 30.52% | 177224.2812 | 185537.0625 | 72.74% | 69526.8281 | 100247.1875 | 39.3% | 154816.7031 | 6893.3721 | 2.703% | 248170.5186
67 | Ransburg | Greater_Kramer (Exclude) | {'Inyokern': 21.5, 'Kramer': 26.6} | 251774.2344 | 65359.1914 | 25.96% | 186415.043 | 74.04% | [5 empty] | 561.0938 | 0.2229% | 4.6703 | 0.001855% |  | 80.4639 | 0.03196% | 0 | 0% | 92945.8906 | 36.92% | 158828.3438 | 61449.8438 | 24.41% | 190324.3906 | 16503.6133 | 6.555% | 235270.6211 | 142596.1719 | 56.64% | 109178.0625 | 120455.4766 | 47.84% | 131318.7578 | 1317.9937 | 0.5235% | 250456.2407
68 | Sycamore | Central_Valley_North_Los_Banos | {'Kern Oil': 1.9, 'Bakersfield': 4.6, 'Columbus': 4.7, 'California Water': 5.5, 'Westpark': 6.1, 'Rosedale': 7.2, 'Magunden': 7.4, 'Poso Mountain': 7.6, 'Kern Power': 7.8, '7th Standard': 8.0, 'Lerdo': 9.7, 'Stockdale': 10.3, 'Renfro': 10.8, 'Tevis': 12.0, 'Regulus': 12.9, 'Lamont': 13.0, 'Rio Bravo': 15.2, 'Grimway': 15.9, 'Tupman': 17.2, 'Shafter': 18.9, 'Norco': 21.3, 'Charca': 21.7, 'Wheeler Ridge': 25.1, 'Midway': 26.3, 'Elk Hills': 26.8, 'Semitropic': 27.2, 'Vestal': 27.4, 'Midway - Wheeler Ridge (Proposed)': 27.7, 'Smyrna': 31.9, 'Goose Lake': 34.7, 'Taft': 35.3, 'Pastoria': 36.6, 'Olive': 40.0} | 20327.3262 | 2973.7085 | 14.63% | 17353.6177 | 85.37% | [5 empty] | 19.3483 | 0.09518% | 0 | 0% |  | 8263.9502 | 40.65% | 12063.3779 | 59.35% | 9846.5479 | 48.44% | 10480.7783 | 4139.7881 | 20.37% | 16187.5381 | 7568.812 | 37.23% | 12758.5142 | 14524.1201 | 71.45% | 5803.2061 | 11077.5146 | 54.5% | 9249.8115 | 613.6432 | 3.019% | 19713.683
69 | Avenal | Central_Valley_North_Los_Banos | {'Gates': 11.2, 'Arco': 18.0, 'Mustang': 20.7, 'Henrietta': 21.8, 'Cholame': 23.6, 'Leprino Jct': 24.0, 'Gates-Midway (Proposed)': 24.4, 'Schindler': 29.3, 'Corcoran': 32.6, 'GWF Hanford Sw Sta': 33.1, 'Cantua': 33.6, 'Alpaugh': 37.0, 'Olive': 38.0, 'Goose Lake': 39.8} | 274426.1875 | 164476.7656 | 59.93% | 109949.4219 | 40.07% | [5 empty] | 65641.1719 | 23.92% | 98311.9141 | 35.82% |  | 7524.7607 | 2.742% | 0 | 0% | 74965.6016 | 27.32% | 199460.5859 | 8384.3057 | 3.055% | 266041.8818 | 31094.7051 | 11.33% | 243331.4824 | 88814.2188 | 32.36% | 185611.9688 | 62290.5039 | 22.7% | 212135.6836 | 3272.1011 | 1.192% | 271154.0864
70 | Corcoran | Central_Valley_North_Los_Banos | {'Alpaugh': 11.5, 'GWF Hanford Sw Sta': 12.2, 'Olive': 15.9, 'Leprino Jct': 17.9, 'Henrietta': 21.4, 'Mustang': 21.9, 'Rector': 22.0, 'Gates-Midway (Proposed)': 25.5, 'Kingsburg': 26.2, 'Smyrna': 27.6, 'Arco': 30.5, 'Gates': 31.8, 'Vestal': 32.2, 'Avenal': 32.6, 'Springville': 34.6, 'McCall': 34.9, 'Goose Lake': 35.1, 'Wahtoke': 35.4, 'Reedley': 35.6, 'Semitropic': 35.7, 'Charca': 37.0, 'Schindler': 38.2} | 148508.625 | 136465.7969 | 91.89% | 12042.8281 | 8.109% | [5 empty] | 61134.2305 | 41.17% | 67721.2891 | 45.6% |  | 0 | 0% | 0 | 0% | 5697.4512 | 3.836% | 142811.1738 | 1499.9475 | 1.01% | 147008.6775 | 5563.1011 | 3.746% | 142945.5239 | 8557.9326 | 5.763% | 139950.6924 | 364.8891 | 0.2457% | 148143.7359 | 3787.9175 | 2.551% | 144720.7075
71 | Henrietta | Central_Valley_North_Los_Banos | {'Mustang': 1.1, 'Leprino Jct': 3.9, 'Gates': 14.2, 'GWF Hanford Sw Sta': 14.4, 'Schindler': 17.2, 'Corcoran': 21.4, 'Avenal': 21.8, 'Kingsburg': 24.7, 'Mc Mullin': 24.7, 'Cantua': 27.6, 'Helm': 28.5, 'McCall': 29.4, 'Alpaugh': 31.5, 'Kearney': 32.0, 'Arco': 32.2, 'Malaga': 32.7, 'Gates-Midway (Proposed)': 33.1, 'West Fresno': 33.2, 'Cal Ave': 33.9, 'Olive': 34.9, 'Sanger': 36.0, 'Wahtoke': 36.0, 'Tranquility': 36.8, 'Rector': 37.0, 'Reedley': 38.6} | 518726.1562 | 439336.1875 | 84.7% | 79389.9688 | 15.3% | [5 empty] | 210662.5781 | 40.61% | 250843.3281 | 48.36% |  | 0 | 0% | 0 | 0% | 60074.1836 | 11.58% | 458651.9727 | 15018.8311 | 2.895% | 503707.3252 | 28168.7344 | 5.43% | 490557.4219 | 74452.7031 | 14.35% | 444273.4531 | 13249.7705 | 2.554% | 505476.3857 | 6460.8604 | 1.246% | 512265.2959
72 | Eagle Rock (PGE) | Mendocino_Marin | {'Geysers': 6.0, 'Cloverdale': 11.0, 'Hopland': 17.6, 'Fulton': 23.0, 'Ukiah': 29.9, 'Bellevue': 31.5, 'Calpella': 32.7, 'Mendocino': 35.7, 'Penngrove': 36.1, 'Cortina': 37.4} | 300206.2812 | 15605.8428 | 5.198% | 284600.4385 | 94.8% | [5 empty] | 7080.2236 | 2.358% | 4620.8467 | 1.539% |  | 193160.6875 | 64.34% | 96889.5234 | 32.27% | 157193.5469 | 52.36% | 143012.7344 | 93864.5781 | 31.27% | 206341.7031 | 180967.1719 | 60.28% | 119239.1094 | 248824.4062 | 82.88% | 51381.875 | 199514.1719 | 66.46% | 100692.1094 | 3452.3721 | 1.15% | 296753.9092
73 | Leavitt | Northern_California | {'Richmond': 7.1, 'Madeline': 38.9} | 576596.625 | 82959.0469 | 14.39% | 493637.5781 | 85.61% | [5 empty] | 6514.4102 | 1.13% | 0 | 0% |  | 545701.5 | 94.64% | 0 | 0% | 207539.8281 | 35.99% | 369056.7969 | 60713.418 | 10.53% | 515883.207 | 89941.6328 | 15.6% | 486654.9922 | 283176.5312 | 49.11% | 293420.0938 | 406129.5 | 70.44% | 170467.125 | 47636.1953 | 8.262% | 528960.4297
74 | Madeline | Northern_California | {'Richmond': 38.7, 'Hilltop': 38.7, 'Leavitt': 38.9} | 860861.125 | 57181.8594 | 6.642% | 803679.2656 | 93.36% | [5 empty] | 18242.8906 | 2.119% | 51.8082 | 0.006018% |  | 790377.9375 | 91.81% | 0 | 0% | 385911.8125 | 44.83% | 474949.3125 | 95913.6406 | 11.14% | 764947.4844 | 105176.25 | 12.22% | 755684.875 | 447281.5625 | 51.96% | 413579.5625 | 708758.3125 | 82.33% | 152102.8125 | 96902.0312 | 11.26% | 763959.0938
75 | Antelope | Tehachapi | {'Whirlwind': 14.1, 'Vincent': 17.3, 'Pardee': 23.5, 'Windhub': 24.0, 'Saugus': 24.1, 'Bailey': 27.7, 'Sylmar': 28.7, 'Highwind': 28.8, 'Gould': 32.8, 'Pastoria': 35.2, 'Goodrich': 38.9} | 436467.7812 | 109488.7266 | 25.09% | 326979.0547 | 74.91% | [5 empty] | 4125.3003 | 0.9452% | 8607.3457 | 1.972% |  | 140827.1406 | 32.27% | 110150.1484 | 25.24% | 129816.5625 | 29.74% | 306651.2188 | 167282.1094 | 38.33% | 269185.6719 | 116719.4766 | 26.74% | 319748.3047 | 278047.8438 | 63.7% | 158419.9375 | 146720.3281 | 33.62% | 289747.4531 | 13400.4521 | 3.07% | 423067.3291
76 | Arcogen | Greater_LA | {'Hinson': 1.2, 'Harborgen': 2.8, 'Long Beach': 3.7, 'Lighthipe': 5.9, 'La Fresa': 6.3, 'Redondo': 8.6, 'Del Amo': 8.7, 'Alamitos': 9.1, 'El Nido': 9.2, 'Chevmain': 10.9, 'Center': 11.0, 'El Segundo': 12.1, 'Laguna Bell': 12.2, 'La Cienega': 14.8, 'Barre': 15.1, 'Mesa (SCE)': 17.0, 'Huntington Beach': 19.3, 'Ellis': 19.5, 'Lewis': 19.8, 'Olinda': 20.5, 'Walnut': 21.4, 'Villa Park': 23.5, 'Johanna': 23.6, 'Goodrich': 24.7, 'Rio Hondo': 24.9, 'Serrano': 26.1, 'Gould': 28.0, 'Santiago': 29.3, 'Chino': 34.8, 'Viejo': 36.1, 'Sylmar': 36.7, 'Trabuco': 37.2, 'Capistrano': 39.4, 'Margarita': 40.0} | 11516.0586 | 2711.5229 | 23.55% | 8804.5356 | 76.45% | [5 empty] | 0 | 0% | 0 | 0% |  | 192.6476 | 1.673% | 405.6346 | 3.522% | 62.6804 | 0.5443% | 11453.3782 | 1605.8937 | 13.94% | 9910.1649 | 8458.7666 | 73.45% | 3057.292 | 8521.4463 | 74% | 2994.6123 | 224.5556 | 1.95% | 11291.503 | 372.5408 | 3.235% | 11143.5178
77 | Bailey | Tehachapi | {'Pastoria': 11.6, 'Whirlwind': 20.1, 'Wheeler Ridge': 24.4, 'Pardee': 25.7, 'Saugus': 26.9, 'Antelope': 27.7, 'Highwind': 31.7, 'Grimway': 32.8, 'Windhub': 33.2, 'Moorpark': 35.0, 'Sylmar': 36.1, 'Lamont': 36.2, 'Regulus': 36.3, 'Midway - Wheeler Ridge (Proposed)': 36.8} | 327101.1562 | 68844.0859 | 21.05% | 258257.0703 | 78.95% | [5 empty] | 4138.1758 | 1.265% | 5788.6597 | 1.77% |  | 158016.9844 | 48.31% | 88710.8906 | 27.12% | 143909.1094 | 44% | 183192.0469 | 101348.3594 | 30.98% | 225752.7969 | 86816.6406 | 26.54% | 240284.5156 | 223033.8906 | 68.18% | 104067.2656 | 123380.9453 | 37.72% | 203720.2109 | 12570.1455 | 3.843% | 314531.0107
78 | Center | Greater_LA | {'Laguna Bell': 4.0, 'Lighthipe': 5.2, 'Del Amo': 5.6, 'Mesa (SCE)': 7.5, 'Hinson': 10.1, 'Walnut': 10.5, 'Olinda': 10.6, 'Barre': 10.9, 'Arcogen': 11.0, 'Alamitos': 11.3, 'Harborgen': 12.5, 'Long Beach': 13.2, 'La Fresa': 13.7, 'Rio Hondo': 14.1, 'Lewis': 14.5, 'Goodrich': 15.4, 'El Nido': 15.5, 'La Cienega': 16.4, 'Redondo': 17.1, 'Chevmain': 17.2, 'Villa Park': 17.4, 'El Segundo': 18.3, 'Ellis': 19.2, 'Serrano': 19.4, 'Gould': 20.7, 'Johanna': 20.8, 'Huntington Beach': 20.8, 'Chino': 25.0, 'Santiago': 26.6, 'Padua': 29.8, 'Mira Loma': 31.6, 'Viejo': 32.2, 'Sylmar': 34.4, 'Rancho Vista': 34.6, 'Etiwanda': 35.0, 'Trabuco': 35.4, 'Margarita': 37.9, 'Capistrano': 38.3, 'Vincent': 38.4, 'Lee Lake (Proposed)': 39.7} | 13888.5586 | 2555.5979 | 18.4% | 11332.9607 | 81.6% | [5 empty] | 0 | 0% | 0 | 0% |  | 172.8721 | 1.245% | 2824.3284 | 20.34% | 550.001 | 3.96% | 13338.5576 | 1752.6746 | 12.62% | 12135.884 | 9166.6982 | 66% | 4721.8604 | 9501.1182 | 68.41% | 4387.4404 | 2554.5767 | 18.39% | 11333.9819 | 962.6658 | 6.931% | 12925.8928
79 | Del Amo | Greater_LA | {'Lighthipe': 5.0, 'Center': 5.6, 'Alamitos': 5.7, 'Barre': 7.1, 'Hinson': 7.5, 'Arcogen': 8.7, 'Harborgen': 8.9, 'Laguna Bell': 9.3, 'Long Beach': 9.3, 'Lewis': 11.7, 'Olinda': 12.1, 'Mesa (SCE)': 13.1, 'La Fresa': 13.7, 'Walnut': 13.9, 'Ellis': 14.3, 'Villa Park': 15.3, 'Huntington Beach': 15.5, 'El Nido': 16.2, 'Redondo': 16.7, 'Johanna': 16.8, 'Serrano': 17.7, 'Chevmain': 18.0, 'Rio Hondo': 19.0, 'El Segundo': 19.2, 'La Cienega': 19.3, 'Goodrich': 20.9, 'Santiago': 22.7, 'Chino': 26.2, 'Gould': 26.3, 'Viejo': 29.0, 'Trabuco': 31.3, 'Padua': 32.3, 'Mira Loma': 32.5, 'Capistrano': 33.9, 'Margarita': 33.9, 'Rancho Vista': 36.3, 'Etiwanda': 36.7, 'Lee Lake (Proposed)': 37.8, 'Sylmar': 39.1} | 11516.2041 | 2523.022 | 21.91% | 8993.1821 | 78.09% | [5 empty] | 0 | 0% | 0 | 0% |  | 156.6389 | 1.36% | 446.0012 | 3.873% | 315.8842 | 2.743% | 11200.3199 | 1765.9572 | 15.33% | 9750.2469 | 8618.8291 | 74.84% | 2897.375 | 8934.7139 | 77.58% | 2581.4902 | 227.1328 | 1.972% | 11289.0713 | 377.8206 | 3.281% | 11138.3835
80 | El Nido | Greater_LA | {'Chevmain': 1.8, 'La Fresa': 2.9, 'El Segundo': 3.0, 'Redondo': 3.4, 'La Cienega': 7.2, 'Arcogen': 9.2, 'Hinson': 10.1, 'Lighthipe': 11.4, 'Harborgen': 11.6, 'Long Beach': 12.4, 'Laguna Bell': 14.1, 'Center': 15.5, 'Del Amo': 16.2, 'Mesa (SCE)': 18.0, 'Alamitos': 18.2, 'Barre': 23.3, 'Goodrich': 24.1, 'Gould': 24.9, 'Walnut': 25.5, 'Olinda': 26.2, 'Rio Hondo': 26.8, 'Lewis': 27.9, 'Huntington Beach': 28.5, 'Ellis': 28.7, 'Sylmar': 29.2, 'Villa Park': 31.5, 'Johanna': 32.5, 'Serrano': 33.9, 'Saugus': 38.1, 'Santiago': 38.3, 'Pardee': 39.3} | 10711.3633 | 3581.7966 | 33.44% | 7129.5667 | 66.56% | [5 empty] | 0 | 0% | 0 | 0% |  | 195.0095 | 1.821% | 1294.9308 | 12.09% | 72.0436 | 0.6726% | 10639.3197 | 1557.0941 | 14.54% | 9154.2692 | 6885.3179 | 64.28% | 3826.0454 | 6957.3613 | 64.95% | 3754.002 | 0 | 0% | 10711.3633 | 261.3429 | 2.44% | 10450.0204
81 | Goodrich | Greater_LA | {'Rio Hondo': 6.9, 'Gould': 7.5, 'Mesa (SCE)': 8.0, 'Laguna Bell': 12.6, 'Walnut': 12.6, 'Center': 15.4, 'Olinda': 17.0, 'Lighthipe': 19.3, 'La Cienega': 19.6, 'Del Amo': 20.9, 'Vincent': 23.1, 'La Fresa': 24.0, 'El Nido': 24.1, 'Hinson': 24.2, 'Barre': 24.4, 'Arcogen': 24.7, 'Chevmain': 24.9, 'El Segundo': 25.5, 'Chino': 25.7, 'Padua': 25.8, 'Sylmar': 25.9, 'Lewis': 26.0, 'Alamitos': 26.6, 'Harborgen': 26.9, 'Redondo': 27.1, 'Villa Park': 27.3, 'Long Beach': 27.7, 'Serrano': 28.1, 'Mira Loma': 31.6, 'Rancho Vista': 32.0, 'Etiwanda': 32.4, 'Johanna': 33.1, 'Ellis': 33.2, 'Saugus': 33.6, 'Pardee': 34.6, 'Huntington Beach': 35.4, 'Santiago': 38.2, 'Antelope': 38.9} | 73609.3203 | 13535.9795 | 18.39% | 60073.3408 | 81.61% | [5 empty] | 42.6336 | 0.05792% | 67.6516 | 0.09191% |  | 10416.375 | 14.15% | 42782.8438 | 58.12% | 16997.7305 | 23.09% | 56611.5898 | 36117.0781 | 49.07% | 37492.2422 | 36439.5 | 49.5% | 37169.8203 | 51210.2539 | 69.57% | 22399.0664 | 23538.9727 | 31.98% | 50070.3477 | 2834.7688 | 3.851% | 70774.5515
82 | Gould | Greater_LA | {'Goodrich': 7.5, 'Mesa (SCE)': 13.4, 'Rio Hondo': 14.3, 'Laguna Bell': 17.1, 'Vincent': 18.7, 'La Cienega': 18.8, 'Sylmar': 18.8, 'Walnut': 20.0, 'Center': 20.7, 'Lighthipe': 23.5, 'Olinda': 24.3, 'El Nido': 24.9, 'Chevmain': 25.2, 'El Segundo': 25.5, 'La Fresa': 25.6, 'Saugus': 26.2, 'Del Amo': 26.3, 'Pardee': 27.2, 'Hinson': 27.8, 'Arcogen': 28.0, 'Redondo': 28.2, 'Harborgen': 30.6, 'Barre': 30.8, 'Long Beach': 31.5, 'Alamitos': 31.9, 'Padua': 32.1, 'Antelope': 32.8, 'Lewis': 32.9, 'Chino': 33.0, 'Villa Park': 34.5, 'Serrano': 35.4, 'Rancho Vista': 38.5, 'Mira Loma': 38.6, 'Etiwanda': 38.9, 'Ellis': 39.5, 'Johanna': 39.9} | 106184.6562 | 24206.5078 | 22.8% | 81978.1484 | 77.2% | [5 empty] | 135.5397 | 0.1276% | 444.4848 | 0.4186% |  | 9106.9863 | 8.577% | 73081.6406 | 68.83% | 21135.666 | 19.9% | 85048.9902 | 39265.3906 | 36.98% | 66919.2656 | 35629.3203 | 33.55% | 70555.3359 | 60622.0195 | 57.09% | 45562.6367 | 41634.8555 | 39.21% | 64549.8008 | 5642.0903 | 5.313% | 100542.5659
83 | Harborgen | Greater_LA | {'Long Beach': 0.9, 'Arcogen': 2.8, 'Hinson': 2.8, 'Alamitos': 7.5, 'Lighthipe': 7.6, 'La Fresa': 8.7, 'Del Amo': 8.9, 'Redondo': 10.4, 'El Nido': 11.6, 'Center': 12.5, 'Chevmain': 13.2, 'Laguna Bell': 14.3, 'Barre': 14.3, 'El Segundo': 14.4, 'Huntington Beach': 17.0, 'La Cienega': 17.6, 'Ellis': 17.6, 'Mesa (SCE)': 19.0, 'Lewis': 19.0, 'Olinda': 21.0, 'Johanna': 22.0, 'Walnut': 22.5, 'Villa Park': 22.8, 'Serrano': 25.4, 'Rio Hondo': 26.6, 'Goodrich': 26.9, 'Santiago': 27.6, 'Gould': 30.6, 'Viejo': 34.6, 'Chino': 35.0, 'Trabuco': 35.2, 'Capistrano': 37.2, 'Margarita': 38.0, 'Sylmar': 39.5} | 11610.7705 | 2723.533 | 23.46% | 8887.2375 | 76.54% | [5 empty] | 0 | 0% | 0 | 0% |  | 198.3958 | 1.709% | 456.3651 | 3.931% | 55.502 | 0.478% | 11555.2685 | 1609.567 | 13.86% | 10001.2035 | 8462.4395 | 72.88% | 3148.3311 | 8517.9414 | 73.36% | 3092.8291 | 310.8283 | 2.677% | 11299.9422 | 372.4551 | 3.208% | 11238.3154
84 | Hinson | Greater_LA | {'Arcogen': 1.2, 'Harborgen': 2.8, 'Long Beach': 3.7, 'Lighthipe': 5.0, 'La Fresa': 7.2, 'Del Amo': 7.5, 'Alamitos': 8.0, 'Redondo': 9.7, 'Center': 10.1, 'El Nido': 10.1, 'Laguna Bell': 11.6, 'Chevmain': 11.9, 'El Segundo': 13.1, 'Barre': 13.9, 'La Cienega': 15.4, 'Mesa (SCE)': 16.3, 'Huntington Beach': 18.5, 'Ellis': 18.6, 'Lewis': 18.6, 'Olinda': 19.4, 'Walnut': 20.4, 'Villa Park': 22.3, 'Johanna': 22.5, 'Rio Hondo': 24.1, 'Goodrich': 24.2, 'Serrano': 24.9, 'Gould': 27.8, 'Santiago': 28.3, 'Chino': 33.6, 'Viejo': 35.0, 'Trabuco': 36.2, 'Sylmar': 37.1, 'Capistrano': 38.4, 'Margarita': 39.0, 'Padua': 39.4} | 11250.2324 | 2591.9548 | 23.04% | 8658.2776 | 76.96% | [5 empty] | 0 | 0% | 0 | 0% |  | 198.3958 | 1.763% | 142.6133 | 1.268% | 56.6937 | 0.5039% | 11193.5387 | 1605.8937 | 14.27% | 9644.3387 | 8458.7666 | 75.19% | 2791.4658 | 8515.46 | 75.69% | 2734.7725 | 84.3496 | 0.7498% | 11165.8828 | 372.4551 | 3.311% | 10877.7773
85 | La Cienega | Greater_LA | {'El Segundo': 6.9, 'Chevmain': 6.9, 'El Nido': 7.2, 'La Fresa': 9.4, 'Redondo': 10.5, 'Laguna Bell': 13.3, 'Lighthipe': 14.3, 'Arcogen': 14.8, 'Hinson': 15.4, 'Mesa (SCE)': 15.6, 'Center': 16.4, 'Harborgen': 17.6, 'Long Beach': 18.4, 'Gould': 18.8, 'Del Amo': 19.3, 'Goodrich': 19.6, 'Sylmar': 22.1, 'Alamitos': 22.9, 'Rio Hondo': 23.9, 'Walnut': 24.6, 'Barre': 26.3, 'Olinda': 26.5, 'Lewis': 30.5, 'Saugus': 31.2, 'Pardee': 32.4, 'Ellis': 33.2, 'Huntington Beach': 33.6, 'Villa Park': 33.8, 'Moorpark': 35.7, 'Serrano': 35.8, 'Johanna': 36.1, 'Vincent': 36.6} | 24065.6582 | 4328.3008 | 17.99% | 19737.3574 | 82.01% | [5 empty] | 5.8747 | 0.02441% | 19.2373 | 0.07994% |  | 195.0095 | 0.8103% | 17590.6484 | 73.09% | 10571.8584 | 43.93% | 13493.7998 | 816.2986 | 3.392% | 23249.3596 | 6509.9092 | 27.05% | 17555.749 | 15136.1641 | 62.9% | 8929.4941 | 12248.6338 | 50.9% | 11817.0244 | 2619.6924 | 10.89% | 21445.9658
86 | La Fresa | Greater_LA | {'El Nido': 2.9, 'Redondo': 3.5, 'Chevmain': 4.6, 'El Segundo': 5.8, 'Arcogen': 6.3, 'Hinson': 7.2, 'Harborgen': 8.7, 'Lighthipe': 9.1, 'La Cienega': 9.4, 'Long Beach': 9.5, 'Laguna Bell': 12.9, 'Center': 13.7, 'Del Amo': 13.7, 'Alamitos': 15.3, 'Mesa (SCE)': 17.2, 'Barre': 20.6, 'Goodrich': 24.0, 'Walnut': 24.0, 'Olinda': 24.2, 'Lewis': 25.3, 'Gould': 25.6, 'Huntington Beach': 25.6, 'Ellis': 25.8, 'Rio Hondo': 25.9, 'Villa Park': 28.9, 'Johanna': 29.7, 'Serrano': 31.4, 'Sylmar': 31.5, 'Santiago': 35.5, 'Chino': 38.6} | 11893.0762 | 3518.0278 | 29.58% | 8375.0483 | 70.42% | [5 empty] | 0 | 0% | 0 | 0% |  | 195.0095 | 1.64% | 1224.024 | 10.29% | 72.0436 | 0.6058% | 11821.0326 | 1573.212 | 13.23% | 10319.8641 | 8070.5542 | 67.86% | 3822.522 | 8142.5977 | 68.47% | 3750.4785 | 63.9668 | 0.5378% | 11829.1094 | 464.7414 | 3.908% | 11428.3347
87 | Laguna Bell | Greater_LA | {'Center': 4.0, 'Mesa (SCE)': 4.7, 'Lighthipe': 6.8, 'Del Amo': 9.3, 'Hinson': 11.6, 'Walnut': 11.6, 'Arcogen': 12.2, 'Goodrich': 12.6, 'La Fresa': 12.9, 'Olinda': 13.1, 'Rio Hondo': 13.1, 'La Cienega': 13.3, 'El Nido': 14.1, 'Harborgen': 14.3, 'Alamitos': 14.8, 'Barre': 15.0, 'Long Beach': 15.2, 'Chevmain': 15.5, 'Redondo': 16.4, 'El Segundo': 16.5, 'Gould': 17.1, 'Lewis': 18.3, 'Villa Park': 21.1, 'Serrano': 22.9, 'Ellis': 23.2, 'Johanna': 24.8, 'Huntington Beach': 24.8, 'Chino': 27.0, 'Sylmar': 30.4, 'Santiago': 30.6, 'Padua': 30.8, 'Mira Loma': 33.6, 'Vincent': 35.2, 'Rancho Vista': 36.0, 'Viejo': 36.0, 'Etiwanda': 36.5, 'Saugus': 39.3, 'Trabuco': 39.4} | 20631.1973 | 2794.4189 | 13.54% | 17836.7783 | 86.46% | [5 empty] | 0 | 0% | 0 | 0% |  | 192.3452 | 0.9323% | 9570.0068 | 46.39% | 4911.1978 | 23.8% | 15719.9995 | 1752.6746 | 8.495% | 18878.5227 | 11315.0371 | 54.84% | 9316.1602 | 14280.6309 | 69.22% | 6350.5664 | 8075.6631 | 39.14% | 12555.5342 | 1885.6342 | 9.14% | 18745.5631
88 | Lighthipe | Greater_LA | {'Del Amo': 5.0, 'Hinson': 5.0, 'Center': 5.2, 'Arcogen': 5.9, 'Laguna Bell': 6.8, 'Harborgen': 7.6, 'Long Beach': 8.4, 'La Fresa': 9.1, 'Alamitos': 9.1, 'El Nido': 11.4, 'Mesa (SCE)': 11.4, 'Barre': 12.2, 'Redondo': 12.4, 'Chevmain': 13.2, 'La Cienega': 14.3, 'El Segundo': 14.4, 'Olinda': 15.2, 'Walnut': 15.6, 'Lewis': 16.6, 'Ellis': 19.0, 'Rio Hondo': 19.1, 'Goodrich': 19.3, 'Huntington Beach': 19.8, 'Villa Park': 20.1, 'Johanna': 21.8, 'Serrano': 22.4, 'Gould': 23.5, 'Santiago': 27.7, 'Chino': 29.7, 'Viejo': 34.0, 'Sylmar': 34.7, 'Padua': 34.9, 'Trabuco': 36.2, 'Mira Loma': 36.2, 'Capistrano': 38.8, 'Margarita': 38.9, 'Rancho Vista': 39.5, 'Etiwanda': 39.9} | 11565.2686 | 2546.5312 | 22.02% | 9018.7373 | 77.98% | [5 empty] | 0 | 0% | 0 | 0% |  | 192.3452 | 1.663% | 481.5002 | 4.163% | 357.4845 | 3.091% | 11207.7841 | 1749.9125 | 15.13% | 9815.3561 | 8602.7852 | 74.38% | 2962.4834 | 8960.2695 | 77.48% | 2604.999 | 227.1328 | 1.964% | 11338.1357 | 378.3832 | 3.272% | 11186.8854
89 | Mesa (SCE) | Greater_LA | {'Laguna Bell': 4.7, 'Center': 7.5, 'Goodrich': 8.0, 'Rio Hondo': 8.8, 'Walnut': 9.4, 'Lighthipe': 11.4, 'Olinda': 12.5, 'Del Amo': 13.1, 'Gould': 13.4, 'La Cienega': 15.6, 'Hinson': 16.3, 'Arcogen': 17.0, 'La Fresa': 17.2, 'Barre': 17.4, 'El Nido': 18.0, 'Alamitos': 18.8, 'Harborgen': 19.0, 'Chevmain': 19.2, 'Long Beach': 19.8, 'Lewis': 19.9, 'El Segundo': 20.0, 'Redondo': 20.6, 'Villa Park': 22.0, 'Serrano': 23.4, 'Chino': 24.9, 'Ellis': 26.1, 'Johanna': 26.8, 'Padua': 27.6, 'Huntington Beach': 28.0, 'Sylmar': 29.0, 'Vincent': 30.9, 'Mira Loma': 31.4, 'Santiago': 32.3, 'Rancho Vista': 33.2, 'Etiwanda': 33.7, 'Viejo': 37.1, 'Saugus': 37.6, 'Pardee': 38.7} | 26442.5039 | 4829.4146 | 18.26% | 21613.0894 | 81.74% | [5 empty] | 24.9689 | 0.09443% | 50.4951 | 0.191% |  | 192.3452 | 0.7274% | 16487.8945 | 62.35% | 5864.4961 | 22.18% | 20578.0078 | 3840.9248 | 14.53% | 22601.5791 | 12594.3633 | 47.63% | 13848.1406 | 16494.2207 | 62.38% | 9948.2832 | 9907.584 | 37.47% | 16534.9199 | 2358.8508 | 8.921% | 24083.6531
90 | Olinda | Greater_LA | {'Walnut': 4.6, 'Lewis': 9.5, 'Barre': 10.1, 'Villa Park': 10.3, 'Center': 10.6, 'Serrano': 11.1, 'Rio Hondo': 11.5, 'Del Amo': 12.1, 'Mesa (SCE)': 12.5, 'Laguna Bell': 13.1, 'Chino': 14.5, 'Lighthipe': 15.2, 'Alamitos': 16.1, 'Johanna': 16.5, 'Goodrich': 17.0, 'Ellis': 18.0, 'Hinson': 19.4, 'Padua': 20.2, 'Arcogen': 20.5, 'Huntington Beach': 20.9, 'Harborgen': 21.0, 'Mira Loma': 21.0, 'Santiago': 21.3, 'Long Beach': 21.4, 'La Fresa': 24.2, 'Gould': 24.3, 'Rancho Vista': 24.3, 'Etiwanda': 24.7, 'Viejo': 25.1, 'El Nido': 26.2, 'La Cienega': 26.5, 'Redondo': 27.6, 'Chevmain': 27.8, 'El Segundo': 28.9, 'Trabuco': 30.0, 'Lee Lake (Proposed)': 30.4, 'Margarita': 32.1, 'Capistrano': 33.3, 'Vista': 35.2, 'Vincent': 38.9, 'Talega': 39.5} | 11688.54 | 2400.2947 | 20.54% | 9288.2454 | 79.46% | [5 empty] | 0 | 0% | 0 | 0% |  | 45.656 | 0.3906% | 886.5693 | 7.585% | 648.7545 | 5.55% | 11039.7855 | 1676.1213 | 14.34% | 10012.4187 | 8637.1504 | 73.89% | 3051.3896 | 9177.1699 | 78.51% | 2511.3701 | 612.9156 | 5.244% | 11075.6245 | 420.8224 | 3.6% | 11267.7176
91 | Pardee | Tehachapi | {'Saugus': 1.3, 'Sylmar': 10.4, 'Moorpark': 21.3, 'Antelope': 23.5, 'Bailey': 25.7, 'Vincent': 26.7, 'Gould': 27.2, 'Whirlwind': 30.2, 'La Cienega': 32.4, 'Goodrich': 34.6, 'Santa Clara': 35.7, 'Pastoria': 37.3, 'El Segundo': 37.7, 'Chevmain': 38.4, 'Mesa (SCE)': 38.7, 'El Nido': 39.3} | 267249.4062 | 61336.9727 | 22.95% | 205912.4336 | 77.05% | [5 empty] | 3904.6624 | 1.461% | 4670.9478 | 1.748% |  | 88170.8359 | 32.99% | 124414.2578 | 46.55% | 101567.1484 | 38% | 165682.2578 | 64313.5156 | 24.06% | 202935.8906 | 48902.3281 | 18.3% | 218347.0781 | 162517.9219 | 60.81% | 104731.4844 | 100290.7344 | 37.53% | 166958.6719 | 15106.6484 | 5.653% | 252142.7578
92 | Rio Hondo | Greater_LA | {'Goodrich': 6.9, 'Walnut': 6.9, 'Mesa (SCE)': 8.8, 'Olinda': 11.5, 'Laguna Bell': 13.1, 'Center': 14.1, 'Gould': 14.3, 'Chino': 18.8, 'Del Amo': 19.0, 'Lighthipe': 19.1, 'Padua': 19.6, 'Barre': 20.4, 'Lewis': 20.9, 'Villa Park': 21.7, 'Serrano': 22.0, 'La Cienega': 23.9, 'Hinson': 24.1, 'Alamitos': 24.4, 'Mira Loma': 24.8, 'Arcogen': 24.9, 'Rancho Vista': 25.6, 'La Fresa': 25.9, 'Etiwanda': 26.0, 'Harborgen': 26.6, 'El Nido': 26.8, 'Long Beach': 27.3, 'Vincent': 27.4, 'Johanna': 28.0, 'Chevmain': 28.0, 'El Segundo': 28.8, 'Ellis': 29.0, 'Redondo': 29.3, 'Huntington Beach': 31.6, 'Santiago': 32.7, 'Sylmar': 32.8, 'Viejo': 35.9, 'Vista': 38.2, 'Lee Lake (Proposed)': 39.1, 'Lugo': 39.4} | 69491.1797 | 8958.8232 | 12.89% | 60532.3564 | 87.11% | [5 empty] | 48.5703 | 0.06989% | 66.7396 | 0.09604% |  | 13401.335 | 19.28% | 34208.5938 | 49.23% | 21116.0898 | 30.39% | 48375.0898 | 40675.0156 | 58.53% | 28816.1641 | 42686.707 | 61.43% | 26804.4727 | 53803.7383 | 77.43% | 15687.4414 | 23312.8613 | 33.55% | 46178.3184 | 2880.7563 | 4.145% | 66610.4233
93 | Saugus | Tehachapi | {'Pardee': 1.3, 'Sylmar': 9.1, 'Moorpark': 21.1, 'Antelope': 24.1, 'Gould': 26.2, 'Vincent': 26.5, 'Bailey': 26.9, 'La Cienega': 31.2, 'Whirlwind': 31.2, 'Goodrich': 33.6, 'Santa Clara': 35.8, 'El Segundo': 36.5, 'Chevmain': 37.2, 'Mesa (SCE)': 37.6, 'El Nido': 38.1, 'Pastoria': 38.5, 'Laguna Bell': 39.3} | 257255.2344 | 59074.7617 | 22.96% | 198180.4727 | 77.04% | [5 empty] | 3904.6624 | 1.518% | 4670.9478 | 1.816% |  | 79408.7031 | 30.87% | 124558.2734 | 48.42% | 95029.1016 | 36.94% | 162226.1328 | 61008.0352 | 23.71% | 196247.1992 | 45396.6836 | 17.65% | 211858.5508 | 155152.1875 | 60.31% | 102103.0469 | 96935.7422 | 37.68% | 160319.4922 | 14759.6426 | 5.737% | 242495.5918
94 | Vincent | Tehachapi | {'Antelope': 17.3, 'Gould': 18.7, 'Goodrich': 23.1, 'Sylmar': 25.1, 'Saugus': 26.5, 'Pardee': 26.7, 'Rio Hondo': 27.4, 'Mesa (SCE)': 30.9, 'Whirlwind': 31.4, 'Walnut': 34.3, 'Laguna Bell': 35.2, 'La Cienega': 36.6, 'Padua': 37.2, 'Center': 38.4, 'Olinda': 38.9, 'Windhub': 39.0} | 306257.8125 | 92890.5781 | 30.33% | 213367.2344 | 69.67% | [5 empty] | 2663.958 | 0.8698% | 6846.6812 | 2.236% |  | 32944.7461 | 10.76% | 92874.7109 | 30.33% | 53456.7383 | 17.45% | 252801.0742 | 126847.1641 | 41.42% | 179410.6484 | 82708.3906 | 27.01% | 223549.4219 | 169677.1094 | 55.4% | 136580.7031 | 95907.2812 | 31.32% | 210350.5312 | 9614.8926 | 3.139% | 296642.9199
95 | Borden | Central_Valley_North_Los_Banos | {'Gregg': 6.1, 'Kearney': 16.0, 'West Fresno': 16.8, 'Cal Ave': 18.6, 'Newhall': 19.4, 'Dairyland': 20.5, 'Malaga': 21.3, 'Mc Mullin': 22.7, 'Le Grand': 24.2, 'Helm': 25.2, 'Sanger': 25.5, 'McCall': 28.8, 'Mendota': 29.7, 'Tranquility': 32.7, 'Wilson': 34.6, 'Cheney': 36.3, 'Wahtoke': 36.3, 'Merced': 36.8, 'Schindler': 36.9, 'Oro Loma': 37.1, 'Kingsburg': 37.3, 'Panoche': 37.9, 'Cantua': 39.4} | 760128.375 | 386079.3438 | 50.79% | 374049.0312 | 49.21% | [5 empty] | 362060.1562 | 47.63% | 264695.3438 | 34.82% |  | 0 | 0% | 0 | 0% | 276790.4375 | 36.41% | 483337.9375 | 156324.2031 | 20.57% | 603804.1719 | 189970.8281 | 24.99% | 570157.5469 | 365145.4062 | 48.04% | 394982.9688 | 56130.7578 | 7.384% | 703997.6172 | 83009.3828 | 10.92% | 677118.9922
96 | Dairyland | Central_Valley_North_Los_Banos | {'Le Grand': 9.3, 'Newhall': 13.0, 'Wilson': 17.2, 'Merced': 17.8, 'Borden': 20.5, 'Oro Loma': 22.0, 'Mendota': 24.4, 'Gregg': 26.1, 'Panoche': 31.4, 'Cheney': 31.5, 'Tranquility': 32.5, 'Helm': 32.9, 'Kearney': 34.0, 'West Fresno': 36.0, 'Mc Mullin': 36.7, 'Cal Ave': 38.3, 'Los Banos': 38.9} | 859367.5 | 365429.0312 | 42.52% | 493938.4688 | 57.48% | [5 empty] | 388865.6875 | 45.25% | 276340.375 | 32.16% |  | 0 | 0% | 0 | 0% | 362237.125 | 42.15% | 497130.375 | 217922.5312 | 25.36% | 641444.9688 | 279610.25 | 32.54% | 579757.25 | 479641.3438 | 55.81% | 379726.1562 | 98739.0156 | 11.49% | 760628.4844 | 114856.3047 | 13.37% | 744511.1953
97 | Gregg | Central_Valley_North_Los_Banos | {'Borden': 6.1, 'Kearney': 10.3, 'West Fresno': 10.8, 'Cal Ave': 12.5, 'Malaga': 15.3, 'Mc Mullin': 18.4, 'Sanger': 19.7, 'McCall': 22.7, 'Newhall': 22.8, 'Helm': 23.1, 'Dairyland': 26.1, 'Le Grand': 30.2, 'Wahtoke': 30.5, 'Kingsburg': 31.3, 'Mendota': 31.4, 'Tranquility': 32.6, 'Schindler': 33.5, 'Reedley': 34.5, 'Cheney': 37.3, 'Cantua': 37.6, 'Panoche': 39.3} | 715038.5625 | 396719.7188 | 55.48% | 318318.8438 | 44.52% | [5 empty] | 354070.8125 | 49.52% | 251078.2188 | 35.11% |  | 0 | 0% | 0 | 0% | 235569.3125 | 32.94% | 479469.25 | 130557.2734 | 18.26% | 584481.2891 | 159155.1406 | 22.26% | 555883.4219 | 310370.9688 | 43.41% | 404667.5938 | 40245.5703 | 5.628% | 674792.9922 | 71156.1641 | 9.951% | 643882.3984
98 | Newhall | Central_Valley_North_Los_Banos | {'Mendota': 12.4, 'Dairyland': 13.0, 'Oro Loma': 18.1, 'Borden': 19.4, 'Tranquility': 19.6, 'Cheney': 19.7, 'Panoche': 20.4, 'Helm': 20.8, 'Le Grand': 22.2, 'Gregg': 22.8, 'Mc Mullin': 26.7, 'Kearney': 27.1, 'Merced': 29.4, 'Wilson': 29.8, 'West Fresno': 30.0, 'Cantua': 30.2, 'Cal Ave': 32.8, 'Schindler': 33.8, 'Malaga': 35.4} | 959801.5625 | 512066.9062 | 53.35% | 447734.6562 | 46.65% | [5 empty] | 475927.4688 | 49.59% | 342308.375 | 35.66% |  | 0 | 0% | 0 | 0% | 332860.1875 | 34.68% | 626941.375 | 183358.3906 | 19.1% | 776443.1719 | 233812.3594 | 24.36% | 725989.2031 | 436396.0625 | 45.47% | 523405.5 | 44803.6797 | 4.668% | 914997.8828 | 93104.0703 | 9.7% | 866697.4922
99 | Ignacio | Mendocino_Marin | {'Lakeville': 12.2, 'Carquinez': 15.9, 'Penngrove': 18.2, 'Tulucay': 18.9, 'Bellevue': 22.9, 'Martinez': 23.5, 'Martin (San Francisco H)': 26.8, 'Fulton': 31.4, 'Clayton': 32.5, 'Peabody': 34.2, 'Pittsburg': 35.2, 'Shilo III': 38.3, 'Birds Landing': 38.8, 'East Shore': 38.9} | 200995.4844 | 23392.3926 | 11.64% | 177603.0918 | 88.36% | [5 empty] | 10666.873 | 5.307% | 6160.4961 | 3.065% |  | 101098.1797 | 50.3% | 29073.5977 | 14.46% | 114622.9688 | 57.03% | 86372.5156 | 55114.4531 | 27.42% | 145881.0312 | 103615.4688 | 51.55% | 97380.0156 | 164887.5625 | 82.04% | 36107.9219 | 109634.0391 | 54.55% | 91361.4453 | 19225.3242 | 9.565% | 181770.1602
100 | Calpella | Mendocino_Marin | {'Mendocino': 3.7, 'Ukiah': 3.7, 'Hopland': 16.6, 'Cloverdale': 29.3, 'Eagle Rock': 32.7, 'Geysers': 38.6} | 251315.1875 | 22256.0859 | 8.856% | 229059.1016 | 91.14% | [5 empty] | 3031.5305 | 1.206% | 795.8071 | 0.3167% |  | 207801.7344 | 82.69% | 38486.332 | 15.31% | 108809.1875 | 43.3% | 142506 | 50278.5625 | 20.01% | 201036.625 | 92328.2656 | 36.74% | 158986.9219 | 165013.6719 | 65.66% | 86301.5156 | 180717.0938 | 71.91% | 70598.0938 | 4166.5225 | 1.658% | 247148.665
101 | Hopland | Mendocino_Marin | {'Cloverdale': 12.7, 'Ukiah': 13.2, 'Calpella': 16.6, 'Eagle Rock': 17.6, 'Mendocino': 20.2, 'Geysers': 23.2, 'Fulton': 37.1} | 338977.7812 | 20895.6426 | 6.164% | 318082.1387 | 93.84% | [5 empty] | 6433.6118 | 1.898% | 4263.4824 | 1.258% |  | 249794.8906 | 73.69% | 79333.6719 | 23.4% | 150806.1875 | 44.49% | 188171.5938 | 87869.0078 | 25.92% | 251108.7734 | 180464.3594 | 53.24% | 158513.4219 | 251287.1094 | 74.13% | 87690.6719 | 234660.4375 | 69.23% | 104317.3438 | 2938.1743 | 0.8668% | 336039.6069
102 | Mendocino | Mendocino_Marin | {'Calpella': 3.7, 'Ukiah': 7.4, 'Hopland': 20.2, 'Cloverdale': 32.9, 'Eagle Rock': 35.7} | 244715.4844 | 23037.8594 | 9.414% | 221677.625 | 90.59% | [5 empty] | 2049.343 | 0.8374% | 614.9674 | 0.2513% |  | 212342.0156 | 86.77% | 29642.9043 | 12.11% | 98639.5312 | 40.31% | 146075.9531 | 47316.0273 | 19.34% | 197399.457 | 88112.9766 | 36.01% | 156602.5078 | 153800.2188 | 62.85% | 90915.2656 | 180474.4062 | 73.75% | 64241.0781 | 3179.2927 | 1.299% | 241536.1917
103 | Ukiah | Mendocino_Marin | {'Calpella': 3.7, 'Mendocino': 7.4, 'Hopland': 13.2, 'Cloverdale': 25.8, 'Eagle Rock': 29.9, 'Geysers': 35.7} | 266700.9062 | 21859.9238 | 8.196% | 244840.9824 | 91.8% | [5 empty] | 5141.7812 | 1.928% | 1875.1002 | 0.7031% |  | 212743.9844 | 79.77% | 44884.0117 | 16.83% | 119406.7812 | 44.77% | 147294.125 | 55906.8984 | 20.96% | 210794.0078 | 103571.7734 | 38.83% | 163129.1328 | 179797.9219 | 67.42% | 86902.9844 | 184938.6406 | 69.34% | 81762.2656 | 5155.1655 | 1.933% | 261545.7407
104 | Le Grand | Central_Valley_North_Los_Banos | {'Dairyland': 9.3, 'Wilson': 10.5, 'Merced': 13.2, 'Newhall': 22.2, 'Borden': 24.2, 'Oro Loma': 29.4, 'Gregg': 30.2, 'Mendota': 33.7, 'Kearney': 39.5} | 774660.6875 | 299237.5938 | 38.63% | 475423.0938 | 61.37% | [5 empty] | 325681.625 | 42.04% | 252490.6719 | 32.59% |  | 0 | 0% | 0 | 0% | 367125.9688 | 47.39% | 407534.7188 | 198652.7969 | 25.64% | 576007.8906 | 255153.6406 | 32.94% | 519507.0469 | 459876.7812 | 59.36% | 314783.9062 | 105559.3125 | 13.63% | 669101.375 | 114542.5625 | 14.79% | 660118.125
105 | Merced | Central_Valley_North_Los_Banos | {'Wilson': 4.6, 'Le Grand': 13.2, 'Dairyland': 17.8, 'Oro Loma': 28.3, 'Newhall': 29.4, 'Los Banos': 33.1, 'Quinto': 33.7, 'Fink (Proposed)': 36.6, 'Warnerville': 36.7, 'Borden': 36.8, 'Mendota': 38.2} | 726599 | 280002.5625 | 38.54% | 446596.4375 | 61.46% | [5 empty] | 303423.375 | 41.76% | 228448.5312 | 31.44% |  | 0 | 0% | 0 | 0% | 359349.2188 | 49.46% | 367249.7812 | 193788 | 26.67% | 532811 | 243431.375 | 33.5% | 483167.625 | 429814.3438 | 59.15% | 296784.6562 | 113244.3672 | 15.59% | 613354.6328 | 100161.8359 | 13.79% | 626437.1641
106 | Wilson | Central_Valley_North_Los_Banos | {'Merced': 4.6, 'Le Grand': 10.5, 'Dairyland': 17.2, 'Newhall': 29.8, 'Oro Loma': 31.2, 'Borden': 34.6, 'Los Banos': 37.7, 'Warnerville': 37.8, 'Quinto': 38.4, 'Mendota': 39.7} | 699313.25 | 253789.9219 | 36.29% | 445523.3281 | 63.71% | [5 empty] | 291546.6562 | 41.69% | 212478.8594 | 30.38% |  | 0 | 0% | 0 | 0% | 357155.0312 | 51.07% | 342158.2188 | 203406.4375 | 29.09% | 495906.8125 | 253045.625 | 36.18% | 446267.625 | 429548.3438 | 61.42% | 269764.9062 | 114649.1094 | 16.39% | 584664.1406 | 101262.1328 | 14.48% | 598051.1172
107 | Los Banos | Central_Valley_North_Los_Banos | {'Quinto': 5.3, 'Fink (Proposed)': 22.8, 'Oro Loma': 23.3, 'Merced': 33.1, 'Panoche': 36.8, 'Wilson': 37.7, 'Westley': 37.7, 'Mendota': 38.7, 'Dairyland': 38.9, 'Cheney': 39.7} | 290876.1875 | 122795.3359 | 42.22% | 168080.8516 | 57.78% | [5 empty] | 99589.1562 | 34.24% | 96156.8281 | 33.06% |  | 18739.2363 | 6.442% | 0 | 0% | 148146.4844 | 50.93% | 142729.7031 | 35731.6289 | 12.28% | 255144.5586 | 55344.168 | 19.03% | 235532.0195 | 161515 | 55.53% | 129361.1875 | 53829.0586 | 18.51% | 237047.1289 | 17279.8477 | 5.941% | 273596.3398
108 | Coburn | Peninsula_Monterey | {} | 254892.4531 | 72885.3906 | 28.59% | 182007.0625 | 71.41% | [5 empty] | 6963.8579 | 2.732% | 56393.2461 | 22.12% |  | 114630.5391 | 44.97% | 0 | 0% | 120063.0938 | 47.1% | 134829.3594 | 26589.4023 | 10.43% | 228303.0508 | 67653.9453 | 26.54% | 187238.5078 | 149837.8906 | 58.78% | 105054.5625 | 102231.875 | 40.11% | 152660.5781 | 8930.3887 | 3.504% | 245962.0645
109 | Tulucay | Northern_California | {'Carquinez': 10.9, 'Peabody': 16.3, 'Lakeville': 17.0, 'Martinez': 18.1, 'Ignacio': 18.9, 'Vaca Dixon': 21.6, 'Penngrove': 22.9, 'Shilo III': 23.5, 'Putah Creek': 24.1, 'Pittsburg': 24.9, 'Birds Landing': 25.3, 'Bellevue': 25.8, 'Clayton': 26.5, 'Contra Costa': 31.5, 'Fulton': 31.8, 'Lone Tree': 34.6, 'Davis': 35.5, 'Grand Island': 36.8, 'Martin (San Francisco H)': 38.4, 'Brentwood': 39.4} | 320843.5625 | 64643.793 | 20.15% | 256199.7695 | 79.85% | [5 empty] | 27596.0176 | 8.601% | 49725.6016 | 15.5% |  | 126573.2812 | 39.45% | 36804.2109 | 11.47% | 165885.25 | 51.7% | 154958.3125 | 76565.8672 | 23.86% | 244277.6953 | 115934.3906 | 36.13% | 204909.1719 | 229922.4375 | 71.66% | 90921.125 | 127335.5859 | 39.69% | 193507.9766 | 43965.4688 | 13.7% | 276878.0938
110 | Brunswick | Northern_California | {'Higgins': 13.3, 'Drum': 14.5, 'East Marysville': 28.6, 'Olivehurst': 28.9, 'Palermo': 30.1, 'Honcut': 30.6, 'Rio Oso': 30.9, 'Pleasant Grove': 31.8, 'Wyandotte': 32.5, 'Pease': 33.8, 'Summit': 35.7, 'Placerville': 37.1, 'Thermalito': 37.5, 'Table Mountain': 39.6, 'Gold Hill': 40.0} | 236181.5469 | 48840.6367 | 20.68% | 187340.9102 | 79.32% | [5 empty] | 29473.6035 | 12.48% | 28634.9922 | 12.12% |  | 75506.2734 | 31.97% | 43443.3359 | 18.39% | 97077.1172 | 41.1% | 139104.4297 | 38166.418 | 16.16% | 198015.1289 | 34275.0781 | 14.51% | 201906.4688 | 141690.8125 | 59.99% | 94490.7344 | 71950.0391 | 30.46% | 164231.5078 | 24606.9355 | 10.42% | 211574.6113
111 | Higgins | Northern_California | {'Brunswick': 13.3, 'Pleasant Grove': 19.2, 'Rio Oso': 21.6, 'Drum': 22.8, 'Olivehurst': 24.5, 'East Marysville': 26.6, 'Gold Hill': 26.8, 'Placerville': 27.2, 'Pease': 31.8, 'Honcut': 33.1, 'Palermo': 36.4, 'Wyandotte': 39.2} | 167879.4375 | 52037.6914 | 31% | 115841.7461 | 69% | [5 empty] | 44917.8555 | 26.76% | 54252.8008 | 32.32% |  | 18425.5352 | 10.98% | 5663.6895 | 3.374% | 89418.5391 | 53.26% | 78460.8984 | 9698.8359 | 5.777% | 158180.6016 | 27268.543 | 16.24% | 140610.8945 | 101122.2266 | 60.24% | 66757.2109 | 14237.1982 | 8.481% | 153642.2393 | 23621.6719 | 14.07% | 144257.7656
112 | Barre | Greater_LA | {'Lewis': 4.8, 'Del Amo': 7.1, 'Alamitos': 7.4, 'Villa Park': 8.5, 'Ellis': 8.8, 'Johanna': 9.9, 'Olinda': 10.1, 'Center': 10.9, 'Serrano': 11.1, 'Huntington Beach': 11.2, 'Lighthipe': 12.2, 'Hinson': 13.9, 'Walnut': 13.9, 'Harborgen': 14.3, 'Long Beach': 14.3, 'Laguna Bell': 15.0, 'Arcogen': 15.1, 'Santiago': 15.8, 'Mesa (SCE)': 17.4, 'Rio Hondo': 20.4, 'La Fresa': 20.6, 'Chino': 21.8, 'Viejo': 21.9, 'El Nido': 23.3, 'Redondo': 23.5, 'Goodrich': 24.4, 'Trabuco': 24.6, 'Chevmain': 25.1, 'El Segundo': 26.3, 'La Cienega': 26.3, 'Margarita': 27.1, 'Capistrano': 27.4, 'Mira Loma': 27.6, 'Padua': 29.1, 'Gould': 30.8, 'Lee Lake (Proposed)': 30.9, 'Rancho Vista': 32.1, 'Etiwanda': 32.5, 'Talega': 34.1, 'San Onofre': 39.0} | 12178.3838 | 2527.6069 | 20.75% | 9650.7769 | 79.25% | [5 empty] | 0 | 0% | 0 | 0% |  | 151.3476 | 1.243% | 446.0012 | 3.662% | 315.8842 | 2.594% | 11862.4995 | 1941.0186 | 15.94% | 10237.3652 | 9280.9561 | 76.21% | 2897.4277 | 9596.8398 | 78.8% | 2581.5439 | 227.1328 | 1.865% | 11951.251 | 377.8206 | 3.102% | 11800.5632
113 | Ellis | Greater_LA | {'Huntington Beach': 3.4, 'Johanna': 5.6, 'Barre': 8.8, 'Lewis': 8.9, 'Santiago': 10.2, 'Alamitos': 10.5, 'Villa Park': 10.9, 'Serrano': 13.3, 'Del Amo': 14.3, 'Long Beach': 17.2, 'Viejo': 17.4, 'Harborgen': 17.6, 'Trabuco': 17.7, 'Olinda': 18.0, 'Hinson': 18.6, 'Lighthipe': 19.0, 'Center': 19.2, 'Arcogen': 19.5, 'Capistrano': 20.0, 'Margarita': 20.4, 'Walnut': 22.3, 'Laguna Bell': 23.2, 'La Fresa': 25.8, 'Mesa (SCE)': 26.1, 'Chino': 26.4, 'Talega': 26.8, 'Redondo': 28.0, 'El Nido': 28.7, 'Lee Lake (Proposed)': 28.8, 'Rio Hondo': 29.0, 'Chevmain': 30.4, 'Mira Loma': 31.1, 'San Onofre': 31.3, 'El Segundo': 31.6, 'Goodrich': 33.2, 'La Cienega': 33.2, 'Padua': 34.7, 'Rancho Vista': 36.4, 'Etiwanda': 36.7, 'Gould': 39.5} | 12162.9629 | 2541.4023 | 20.89% | 9621.5605 | 79.11% | [5 empty] | 0 | 0% | 0 | 0% |  | 189.3477 | 1.557% | 446.0012 | 3.667% | 315.8842 | 2.597% | 11847.0786 | 1929.4438 | 15.86% | 10233.519 | 9254.5234 | 76.09% | 2908.4395 | 9570.4082 | 78.68% | 2592.5547 | 227.1328 | 1.867% | 11935.8301 | 386.1362 | 3.175% | 11776.8267
114 | Johanna | Greater_LA | {'Ellis': 5.6, 'Santiago': 5.9, 'Lewis': 7.1, 'Villa Park': 7.1, 'Huntington Beach': 8.6, 'Serrano': 8.7, 'Barre': 9.9, 'Viejo': 12.5, 'Trabuco': 14.6, 'Alamitos': 14.6, 'Olinda': 16.5, 'Del Amo': 16.8, 'Margarita': 17.2, 'Capistrano': 17.6, 'Center': 20.8, 'Walnut': 21.1, 'Lighthipe': 21.8, 'Long Beach': 21.8, 'Harborgen': 22.0, 'Chino': 22.0, 'Hinson': 22.5, 'Lee Lake (Proposed)': 23.3, 'Arcogen': 23.6, 'Talega': 24.2, 'Laguna Bell': 24.8, 'Mira Loma': 26.2, 'Mesa (SCE)': 26.8, 'Rio Hondo': 28.0, 'San Onofre': 29.3, 'La Fresa': 29.7, 'Padua': 30.6, 'Rancho Vista': 31.7, 'Etiwanda': 31.9, 'Redondo': 32.2, 'El Nido': 32.5, 'Goodrich': 33.1, 'Chevmain': 34.2, 'El Segundo': 35.5, 'La Cienega': 36.1, 'Vista': 38.1, 'Gould': 39.9} | 11934.3916 | 2421.1353 | 20.29% | 9513.2563 | 79.71% | [5 empty] | 0 | 0% | 0 | 0% |  | 59.3118 | 0.497% | 446.0012 | 3.737% | 305.1313 | 2.557% | 11629.2603 | 1936.4875 | 16.23% | 9997.9041 | 9186.7646 | 76.98% | 2747.627 | 9491.8955 | 79.53% | 2442.4961 | 227.1328 | 1.903% | 11707.2588 | 386.1422 | 3.236% | 11548.2494
115 | Lewis | Greater_LA | {'Villa Park': 3.7, 'Barre': 4.8, 'Serrano': 6.4, 'Johanna': 7.1, 'Ellis': 8.9, 'Olinda': 9.5, 'Del Amo': 11.7, 'Alamitos': 11.9, 'Huntington Beach': 12.1, 'Santiago': 12.5, 'Walnut': 14.0, 'Center': 14.5, 'Lighthipe': 16.6, 'Viejo': 17.7, 'Chino': 18.2, 'Laguna Bell': 18.3, 'Hinson': 18.6, 'Harborgen': 19.0, 'Long Beach': 19.0, 'Arcogen': 19.8, 'Mesa (SCE)': 19.9, 'Rio Hondo': 20.9, 'Trabuco': 21.4, 'Mira Loma': 23.6, 'Margarita': 23.7, 'Capistrano': 24.5, 'La Fresa': 25.3, 'Goodrich': 26.0, 'Padua': 26.1, 'Lee Lake (Proposed)': 26.2, 'El Nido': 27.9, 'Redondo': 28.2, 'Rancho Vista': 28.4, 'Etiwanda': 28.8, 'Chevmain': 29.7, 'La Cienega': 30.5, 'El Segundo': 30.9, 'Talega': 31.0, 'Gould': 32.9, 'San Onofre': 36.2, 'Vista': 37.0} | 12008.1572 | 2483.0913 | 20.68% | 9525.0659 | 79.32% | [5 empty] | 0 | 0% | 0 | 0% |  | 118.8265 | 0.9895% | 446.0012 | 3.714% | 315.8842 | 2.631% | 11692.273 | 1835.5371 | 15.29% | 10172.6201 | 9160.6172 | 76.29% | 2847.54 | 9476.501 | 78.92% | 2531.6562 | 227.1328 | 1.891% | 11781.0244 | 377.1781 | 3.141% | 11630.9791
116 | Santiago | Greater_LA | {'Johanna': 5.9, 'Viejo': 7.2, 'Trabuco': 8.9, 'Ellis': 10.2, 'Villa Park': 11.1, 'Margarita': 11.3, 'Serrano': 11.4, 'Capistrano': 12.0, 'Huntington Beach': 12.2, 'Lewis': 12.5, 'Barre': 15.8, 'Talega': 18.5, 'Lee Lake (Proposed)': 19.2, 'Alamitos': 20.3, 'Olinda': 21.3, 'Del Amo': 22.7, 'Chino': 23.5, 'San Onofre': 23.8, 'Walnut': 25.9, 'Mira Loma': 26.4, 'Center': 26.6, 'Long Beach': 27.2, 'Harborgen': 27.6, 'Lighthipe': 27.7, 'Hinson': 28.3, 'Arcogen': 29.3, 'Laguna Bell': 30.6, 'Rancho Vista': 32.1, 'Padua': 32.2, 'Mesa (SCE)': 32.3, 'Etiwanda': 32.4, 'Rio Hondo': 32.7, 'La Fresa': 35.5, 'Valley': 35.6, 'Vista': 36.6, 'Redondo': 37.9, 'Goodrich': 38.2, 'El Nido': 38.3} | 11882.8555 | 2419.4646 | 20.36% | 9463.3909 | 79.64% | [5 empty] | 0 | 0% | 0 | 0% |  | 54.0688 | 0.455% | 446.0012 | 3.753% | 305.1313 | 2.568% | 11577.7241 | 1930.0431 | 16.24% | 9952.8124 | 9136.5 | 76.89% | 2746.3555 | 9441.6318 | 79.46% | 2441.2236 | 227.8691 | 1.918% | 11654.9864 | 388.2876 | 3.268% | 11494.5679
117 | Serrano | Greater_LA | {'Villa Park': 2.7, 'Lewis': 6.4, 'Johanna': 8.7, 'Olinda': 11.1, 'Barre': 11.1, 'Santiago': 11.4, 'Ellis': 13.3, 'Chino': 13.3, 'Viejo': 14.0, 'Walnut': 15.4, 'Huntington Beach': 16.6, 'Del Amo': 17.7, 'Mira Loma': 17.9, 'Alamitos': 18.3, 'Center': 19.4, 'Trabuco': 19.5, 'Lee Lake (Proposed)': 20.3, 'Margarita': 21.3, 'Padua': 21.9, 'Rio Hondo': 22.0, 'Lighthipe': 22.4, 'Laguna Bell': 22.9, 'Capistrano': 22.9, 'Rancho Vista': 23.1, 'Etiwanda': 23.4, 'Mesa (SCE)': 23.4, 'Hinson': 24.9, 'Harborgen': 25.4, 'Long Beach': 25.4, 'Arcogen': 26.1, 'Goodrich': 28.1, 'Talega': 28.8, 'Vista': 30.7, 'La Fresa': 31.4, 'El Nido': 33.9, 'San Onofre': 34.4, 'Redondo': 34.4, 'Gould': 35.4, 'Chevmain': 35.6, 'La Cienega': 35.8, 'San Bernardino': 36.1, 'El Segundo': 36.8, 'Valley': 37.0} | 11781.834 | 2395.1484 | 20.33% | 9386.6855 | 79.67% | [5 empty] | 0 | 0% | 0 | 0% |  | 14.8837 | 0.1263% | 451.4694 | 3.832% | 310.5995 | 2.636% | 11471.2345 | 1829.714 | 15.53% | 9952.12 | 9060.1982 | 76.9% | 2721.6357 | 9365.3301 | 79.49% | 2416.5039 | 232.601 | 1.974% | 11549.233 | 377.1781 | 3.201% | 11404.6559
118 | Villa Park | Greater_LA | {'Serrano': 2.7, 'Lewis': 3.7, 'Johanna': 7.1, 'Barre': 8.5, 'Olinda': 10.3, 'Ellis': 10.9, 'Santiago': 11.1, 'Huntington Beach': 14.3, 'Walnut': 14.9, 'Viejo': 15.1, 'Del Amo': 15.3, 'Chino': 15.5, 'Alamitos': 15.6, 'Center': 17.4, 'Trabuco': 19.7, 'Lighthipe': 20.1, 'Mira Loma': 20.4, 'Laguna Bell': 21.1, 'Rio Hondo': 21.7, 'Margarita': 21.8, 'Mesa (SCE)': 22.0, 'Hinson': 22.3, 'Lee Lake (Proposed)': 22.6, 'Harborgen': 22.8, 'Long Beach': 22.8, 'Capistrano': 23.0, 'Arcogen': 23.5, 'Padua': 23.8, 'Rancho Vista': 25.5, 'Etiwanda': 25.8, 'Goodrich': 27.3, 'La Fresa': 28.9, 'Talega': 29.2, 'El Nido': 31.5, 'Redondo': 31.9, 'Chevmain': 33.2, 'Vista': 33.4, 'La Cienega': 33.8, 'El Segundo': 34.5, 'Gould': 34.5, 'San Onofre': 34.7, 'San Bernardino': 38.8, 'Valley': 39.4} | 11809.2578 | 2401.5928 | 20.34% | 9407.665 | 79.66% | [5 empty] | 0 | 0% | 0 | 0% |  | 16.072 | 0.1361% | 446.0012 | 3.777% | 305.1313 | 2.584% | 11504.1265 | 1830.902 | 15.5% | 9978.3558 | 9081.1787 | 76.9% | 2728.0791 | 9386.3105 | 79.48% | 2422.9473 | 227.1328 | 1.923% | 11582.125 | 377.1781 | 3.194% | 11432.0797
119 | Capistrano | Greater_LA | {'Margarita': 3.4, 'Trabuco': 3.5, 'Talega': 6.8, 'Viejo': 10.7, 'San Onofre': 11.8, 'Santiago': 12.0, 'Johanna': 17.6, 'Ellis': 20.0, 'Huntington Beach': 20.2, 'Lee Lake (Proposed)': 20.5, 'Serrano': 22.9, 'Villa Park': 23.0, 'Lewis': 24.5, 'Barre': 27.4, 'San Luis Rey': 28.2, 'Alamitos': 30.4, 'Encina': 32.2, 'Olinda': 33.3, 'Valley': 33.3, 'Chino': 33.5, 'Del Amo': 33.9, 'Mira Loma': 34.6, 'Palomar': 34.6, 'Long Beach': 36.7, 'Harborgen': 37.2, 'Walnut': 37.9, 'Center': 38.3, 'Hinson': 38.4, 'Lighthipe': 38.8, 'Arcogen': 39.4} | 7789.0342 | 361.2257 | 4.638% | 7427.8085 | 95.36% | [5 empty] | 110.8009 | 1.423% | 0 | 0% |  | 54.0688 | 0.6942% | 446.0012 | 5.726% | 406.6133 | 5.22% | 7382.4209 | 2687.6729 | 34.51% | 5101.3613 | 7106.2407 | 91.23% | 682.7935 | 7411.3721 | 95.15% | 377.6621 | 245.1871 | 3.148% | 7543.8471 | 592.5178 | 7.607% | 7196.5164
120 | Trabuco | Greater_LA | {'Margarita': 2.8, 'Capistrano': 3.5, 'Viejo': 7.4, 'Santiago': 8.9, 'Talega': 9.6, 'Johanna': 14.6, 'San Onofre': 15.0, 'Ellis': 17.7, 'Lee Lake (Proposed)': 18.2, 'Huntington Beach': 18.5, 'Serrano': 19.5, 'Villa Park': 19.7, 'Lewis': 21.4, 'Barre': 24.6, 'Alamitos': 28.2, 'Olinda': 30.0, 'Chino': 30.0, 'San Luis Rey': 31.2, 'Del Amo': 31.3, 'Mira Loma': 31.3, 'Valley': 32.2, 'Walnut': 34.6, 'Long Beach': 34.7, 'Harborgen': 35.2, 'Encina': 35.3, 'Center': 35.4, 'Hinson': 36.2, 'Lighthipe': 36.2, 'Rancho Vista': 37.1, 'Etiwanda': 37.2, 'Arcogen': 37.2, 'Palomar': 37.6, 'Padua': 38.5, 'Vista': 38.8, 'Laguna Bell': 39.4} | 8051.3828 | 361.5924 | 4.491% | 7689.7904 | 95.51% | [5 empty] | 110.8009 | 1.376% | 0 | 0% |  | 54.0688 | 0.6715% | 446.0012 | 5.539% | 372.3537 | 4.625% | 7679.0291 | 2670.8413 | 33.17% | 5380.5415 | 7368.2227 | 91.51% | 683.1602 | 7673.354 | 95.3% | 378.0288 | 245.1871 | 3.045% | 7806.1957 | 593.179 | 7.367% | 7458.2038
121 | Pleasant Grove | Northern_California | {'Rio Oso': 11.6, 'Gold Hill': 14.6, 'Higgins': 19.2, 'Olivehurst': 22.6, 'Woodland': 26.4, 'East Marysville': 27.3, 'Placerville': 28.9, 'Davis': 30.0, 'Pease': 30.7, 'Brunswick': 31.8, 'Honcut': 37.8} | 267697.0625 | 76411.9531 | 28.54% | 191285.1094 | 71.46% | [5 empty] | 68201.7031 | 25.48% | 152094.7812 | 56.82% |  | 1213.6309 | 0.4534% | 0 | 0% | 127299.9062 | 47.55% | 140397.1562 | 23106.6367 | 8.632% | 244590.4258 | 108737.5 | 40.62% | 158959.5625 | 181704.25 | 67.88% | 85992.8125 | 1291.8358 | 0.4826% | 266405.2267 | 26803.0801 | 10.01% | 240893.9824
122 | Summit | Northern_California | {'Drum': 21.2, 'Brunswick': 35.7} | 372035.5 | 41480.2773 | 11.15% | 330555.2227 | 88.85% | [5 empty] | 205.5787 | 0.05526% | 176.3992 | 0.04741% |  | 236564 | 63.59% | 16615.1152 | 4.466% | 121659.1016 | 32.7% | 250376.3984 | 42712.6953 | 11.48% | 329322.8047 | 84761.5234 | 22.78% | 287273.9766 | 187063.2188 | 50.28% | 184972.2812 | 262436.625 | 70.54% | 109598.875 | 32254.3867 | 8.67% | 339781.1133
123 | Devers | Riverside | {'Mirage': 14.4, 'El Casco': 28.8, 'Lugo - Pisgah (Proposed)': 32.0, 'Valley': 36.0, 'San Bernardino': 39.2} | 199611.8438 | 61407.9961 | 30.76% | 138203.8477 | 69.24% | [5 empty] | 1122.9111 | 0.5625% | 1773.1824 | 0.8883% |  | 57928.1523 | 29.02% | 34834.9727 | 17.45% | 58772.9375 | 29.44% | 140838.9062 | 40503.5742 | 20.29% | 159108.2695 | 65431.4062 | 32.78% | 134180.4375 | 104362.8281 | 52.28% | 95249.0156 | 82871.1641 | 41.52% | 116740.6797 | 2469.9856 | 1.237% | 197141.8582
124 | Kern | Riverside (Exclude) | {'Redbluff': 15.1} | 69650.4141 | 21429.7617 | 30.77% | 48220.6523 | 69.23% | [5 empty] | 488.6097 | 0.7015% | 0 | 0% |  | 0 | 0% | 0 | 0% | 27181.125 | 39.03% | 42469.2891 | 15635.4873 | 22.45% | 54014.9268 | 8684.917 | 12.47% | 60965.4971 | 36020.8984 | 51.72% | 33629.5156 | 22997.0469 | 33.02% | 46653.3672 | 531.6248 | 0.7633% | 69118.7892
125 | Mirage | Riverside | {'Devers': 14.4} | 195206.6562 | 65771.2266 | 33.69% | 129435.4297 | 66.31% | [5 empty] | 4353.0347 | 2.23% | 11583.958 | 5.934% |  | 54240.0938 | 27.79% | 26926.9043 | 13.79% | 45892.3047 | 23.51% | 149314.3516 | 45360.8828 | 23.24% | 149845.7734 | 56762.2969 | 29.08% | 138444.3594 | 95880.2891 | 49.12% | 99326.3672 | 72207.7734 | 36.99% | 122998.8828 | 3627.5271 | 1.858% | 191579.1292
126 | Valley (SCE) | Riverside (Exclude) | {'El Casco': 16.3, 'Lee Lake (Proposed)': 16.9, 'Vista': 22.8, 'San Bernardino': 23.9, 'Viejo': 28.5, 'Mira Loma': 29.9, 'Margarita': 30.2, 'Talega': 31.1, 'Etiwanda': 32.1, 'Trabuco': 32.2, 'Rancho Vista': 32.4, 'Capistrano': 33.3, 'San Onofre': 34.3, 'Chino': 34.9, 'Santiago': 35.6, 'Devers': 36.0, 'Serrano': 37.0, 'San Luis Rey': 37.8, 'Padua': 38.2, 'Villa Park': 39.4} | 41146.3477 | 4983.8936 | 12.11% | 36162.4541 | 87.89% | [5 empty] | 415.5414 | 1.01% | 59.4258 | 0.1444% |  | 10065.6426 | 24.46% | 29253.5156 | 71.1% | 19243.0215 | 46.77% | 21903.3262 | 9751.4404 | 23.7% | 31394.9072 | 20256.0918 | 49.23% | 20890.2559 | 28572.9922 | 69.44% | 12573.3555 | 23952.4766 | 58.21% | 17193.8711 | 1329.7018 | 3.232% | 39816.6459
127 | Gold Hill | Solano | {'Pleasant Grove': 14.6, 'Placerville': 19.7, 'Rio Oso': 26.2, 'Higgins': 26.8, 'Camanche': 31.3, 'Davis': 33.2, 'Woodland': 33.7, 'Rancho Seco - Bellota (Proposed)': 37.0, 'Olivehurst': 37.1, 'Lockeford': 37.3, 'Grand Island': 38.3, 'Brunswick': 40.0} | 111215.1016 | 24666.7402 | 22.18% | 86548.3613 | 77.82% | [5 empty] | 35371.3867 | 31.8% | 47287.5508 | 42.52% |  | 600.8057 | 0.5402% | 0 | 0% | 56712.625 | 50.99% | 54502.4766 | 12564.0244 | 11.3% | 98651.0771 | 36212.6836 | 32.56% | 75002.418 | 72945.3359 | 65.59% | 38269.7656 | 580.3508 | 0.5218% | 110634.7507 | 17545.5586 | 15.78% | 93669.543
128 | Grand Island | Solano | {'Shilo III': 14.6, 'Birds Landing': 15.0, 'Eight Mile': 16.6, 'Contra Costa': 19.1, 'Peabody': 21.0, 'Stagg': 21.1, 'Pittsburg': 21.4, 'Vaca Dixon': 21.4, 'Lone Tree': 21.8, 'Brentwood': 22.1, 'Davis': 23.0, 'Lockeford': 24.7, 'Clayton': 28.6, 'Weber': 28.8, 'Putah Creek': 29.8, 'Delta Switching Yard': 29.8, 'Kelso': 30.0, 'Camanche': 30.8, 'Woodland': 32.2, 'Martinez': 32.3, 'Rancho Seco - Bellota (Proposed)': 33.0, 'Vierra': 34.6, 'Bellota': 34.7, 'Green Ridge Midway': 34.9, 'Cayetano': 35.4, 'Tesla': 35.9, 'Tulucay': 36.8, 'Carquinez': 37.1, 'Gold Hill': 38.3} | 455174.3125 | 75632.9219 | 16.62% | 379541.3906 | 83.38% | [5 empty] | 80470.4141 | 17.68% | 243676.0625 | 53.53% |  | 27166.2051 | 5.968% | 4089.5242 | 0.8985% | 94147.3984 | 20.68% | 361026.9141 | 109659.4531 | 24.09% | 345514.8594 | 118770.6328 | 26.09% | 336403.6797 | 181679.6094 | 39.91% | 273494.7031 | 17602.7129 | 3.867% | 437571.5996 | 59401.6914 | 13.05% | 395772.6211
129 | Chino | Greater_Kramer | {'Mira Loma': 6.6, 'Padua': 8.7, 'Rancho Vista': 10.3, 'Etiwanda': 10.7, 'Serrano': 13.3, 'Olinda': 14.5, 'Villa Park': 15.5, 'Walnut': 15.6, 'Lewis': 18.2, 'Rio Hondo': 18.8, 'Vista': 20.8, 'Lee Lake (Proposed)': 21.6, 'Barre': 21.8, 'Johanna': 22.0, 'Viejo': 22.9, 'Santiago': 23.5, 'Mesa (SCE)': 24.9, 'Center': 25.0, 'Goodrich': 25.7, 'San Bernardino': 25.9, 'Del Amo': 26.2, 'Ellis': 26.4, 'Laguna Bell': 27.0, 'Alamitos': 29.0, 'Lighthipe': 29.7, 'Huntington Beach': 29.8, 'Trabuco': 30.0, 'Lugo': 31.0, 'Margarita': 31.0, 'Gould': 33.0, 'Capistrano': 33.5, 'Hinson': 33.6, 'El Casco': 34.6, 'Arcogen': 34.8, 'Valley': 34.9, 'Harborgen': 35.0, 'Long Beach': 35.3, 'Talega': 38.1, 'La Fresa': 38.6, 'Victor': 38.7} | 38883.4492 | 41.684 | 0.1072% | 38841.7653 | 99.89% | [5 empty] | 32.1555 | 0.0827% | 1.7313 | 0.004453% |  | 13477.0566 | 34.66% | 20959.6309 | 53.9% | 20516.6289 | 52.76% | 18366.8203 | 27715.1797 | 71.28% | 11168.2695 | 27627.9668 | 71.05% | 11255.4824 | 38218.9688 | 98.29% | 664.4805 | 16488.3555 | 42.4% | 22395.0938 | 1773.7039 | 4.562% | 37109.7454
130 | Kramer | Greater_Kramer (Exclude) | {'Ransburg': 26.6, 'Roadway': 29.4, 'Tortilla': 30.3, 'Victor': 34.5} | 312074.125 | 76702.0703 | 24.58% | 235372.0547 | 75.42% | [5 empty] | 375.8141 | 0.1204% | 2422.4446 | 0.7762% |  | 0 | 0% | 0 | 0% | 112993.7891 | 36.21% | 199080.3359 | 103358.7188 | 33.12% | 208715.4062 | 23097.9531 | 7.401% | 288976.1719 | 190935.5938 | 61.18% | 121138.5312 | 136930.6875 | 43.88% | 175143.4375 | 3905.3362 | 1.251% | 308168.7888
131 | Lugo | Greater_Kramer | {'Victor': 9.6, 'Roadway': 14.7, 'San Bernardino': 21.1, 'Etiwanda': 21.2, 'Rancho Vista': 21.4, 'Vista': 22.6, 'Padua': 23.0, 'Mira Loma': 27.1, 'Calcite': 27.8, 'Chino': 31.0, 'El Casco': 32.2, 'Tortilla': 39.3, 'Rio Hondo': 39.4} | 271835.9062 | 52875.957 | 19.45% | 218959.9492 | 80.55% | [5 empty] | 1878.9343 | 0.6912% | 512.6821 | 0.1886% |  | 41618.0156 | 15.31% | 35230.3359 | 12.96% | 126279.5859 | 46.45% | 145556.3203 | 113769.1875 | 41.85% | 158066.7188 | 90615.7109 | 33.33% | 181220.1953 | 192956.3438 | 70.98% | 78879.5625 | 97662.9453 | 35.93% | 174172.9609 | 4100.7651 | 1.509% | 267735.1411
132 | Mira Loma | Greater_Kramer | {'Rancho Vista': 5.8, 'Etiwanda': 6.0, 'Chino': 6.6, 'Padua': 8.8, 'Vista': 14.3, 'Serrano': 17.9, 'Lee Lake (Proposed)': 19.0, 'San Bernardino': 19.3, 'Villa Park': 20.4, 'Olinda': 21.0, 'Walnut': 22.1, 'Lewis': 23.6, 'Viejo': 23.9, 'Rio Hondo': 24.8, 'Johanna': 26.2, 'Santiago': 26.4, 'Lugo': 27.1, 'Barre': 27.6, 'El Casco': 28.1, 'Valley': 29.9, 'Ellis': 31.1, 'Trabuco': 31.3, 'Mesa (SCE)': 31.4, 'Center': 31.6, 'Goodrich': 31.6, 'Margarita': 31.8, 'Del Amo': 32.5, 'Laguna Bell': 33.6, 'Huntington Beach': 34.5, 'Capistrano': 34.6, 'Alamitos': 35.0, 'Victor': 35.7, 'Lighthipe': 36.2, 'Talega': 38.2, 'Gould': 38.6} | 44114.4375 | 1771.1962 | 4.015% | 42343.2413 | 95.98% | [5 empty] | 32.1555 | 0.07289% | 1.7313 | 0.003925% |  | 14542.3057 | 32.96% | 27920.2695 | 63.29% | 27533.5898 | 62.41% | 16580.8477 | 30672.1328 | 69.53% | 13442.3047 | 28233.1055 | 64% | 15881.332 | 41655.5 | 94.43% | 2458.9375 | 22820.4199 | 51.73% | 21294.0176 | 2456.9751 | 5.57% | 41657.4624
133 | Padua | Greater_Kramer | {'Rancho Vista': 6.4, 'Etiwanda': 6.8, 'Chino': 8.7, 'Mira Loma': 8.8, 'Vista': 19.2, 'Walnut': 19.4, 'Rio Hondo': 19.6, 'Olinda': 20.2, 'Serrano': 21.9, 'Lugo': 23.0, 'San Bernardino': 23.1, 'Villa Park': 23.8, 'Goodrich': 25.8, 'Lewis': 26.1, 'Mesa (SCE)': 27.6, 'Lee Lake (Proposed)': 27.7, 'Barre': 29.1, 'Center': 29.8, 'Victor': 30.2, 'Johanna': 30.6, 'Laguna Bell': 30.8, 'Viejo': 31.2, 'Gould': 32.1, 'Santiago': 32.2, 'Del Amo': 32.3, 'Roadway': 34.0, 'El Casco': 34.0, 'Ellis': 34.7, 'Lighthipe': 34.9, 'Alamitos': 36.0, 'Vincent': 37.2, 'Huntington Beach': 38.0, 'Valley': 38.2, 'Trabuco': 38.5, 'Margarita': 39.3, 'Hinson': 39.4} | 95807.0312 | 12738.5693 | 13.3% | 83068.4619 | 86.7% | [5 empty] | 76.6345 | 0.07999% | 26.4268 | 0.02758% |  | 22165.3105 | 23.14% | 34878.5352 | 36.4% | 47991.4258 | 50.09% | 47815.6055 | 63638.0508 | 66.42% | 32168.9805 | 52094.3906 | 54.37% | 43712.6406 | 81325.1016 | 84.88% | 14481.9297 | 32717.332 | 34.15% | 63089.6992 | 2632.2419 | 2.747% | 93174.7893
134 | Pisgah | Greater_Kramer | {'Coolwater': 27.3, 'Lugo - Pisgah (Proposed)': 30.1, 'Calcite': 35.3, 'Tortilla': 37.1} | 119367.0938 | 35380.457 | 29.64% | 83986.6367 | 70.36% | [5 empty] | 1031.04 | 0.8638% | 1623.3187 | 1.36% |  | 0 | 0% | 0 | 0% | 48603.7305 | 40.72% | 70763.3633 | 23342.6504 | 19.56% | 96024.4434 | 24467.6816 | 20.5% | 94899.4121 | 56557.543 | 47.38% | 62809.5508 | 55980.0547 | 46.9% | 63387.0391 | 2498.8162 | 2.093% | 116868.2776
135 | Roadway | Greater_Kramer | {'Victor': 5.1, 'Lugo': 14.7, 'Calcite': 28.5, 'Kramer': 29.4, 'Tortilla': 29.4, 'Padua': 34.0, 'Etiwanda': 34.2, 'Rancho Vista': 34.3, 'San Bernardino': 35.7, 'Vista': 37.3, 'Coolwater': 37.5} | 329098.7188 | 52615.4219 | 15.99% | 276483.2969 | 84.01% | [5 empty] | 1563.1689 | 0.475% | 1336.2637 | 0.406% |  | 34739.4297 | 10.56% | 31755.5801 | 9.649% | 140557.1875 | 42.71% | 188541.5312 | 158365.7344 | 48.12% | 170732.9844 | 96064.875 | 29.19% | 233033.8438 | 243619.5 | 74.03% | 85479.2188 | 123496 | 37.53% | 205602.7188 | 5885.2803 | 1.788% | 323213.4385
136 | Tortilla | Greater_Kramer | {'Coolwater': 10.0, 'Calcite': 24.5, 'Roadway': 29.4, 'Kramer': 30.3, 'Victor': 32.0, 'Pisgah': 37.1, 'Lugo - Pisgah (Proposed)': 39.2, 'Lugo': 39.3} | 225440.7344 | 61335.9883 | 27.21% | 164104.7461 | 72.79% | [5 empty] | 2861.6482 | 1.269% | 3000.2124 | 1.331% |  | 0 | 0% | 0 | 0% | 101899.8359 | 45.2% | 123540.8984 | 66410.1797 | 29.46% | 159030.5547 | 31198.0332 | 13.84% | 194242.7012 | 127930.5938 | 56.75% | 97510.1406 | 84488.3906 | 37.48% | 140952.3438 | 4708.1567 | 2.088% | 220732.5776
137 | Victor | Greater_Kramer | {'Roadway': 5.1, 'Lugo': 9.6, 'Calcite': 26.9, 'Etiwanda': 29.7, 'Rancho Vista': 29.9, 'Padua': 30.2, 'San Bernardino': 30.5, 'Tortilla': 32.0, 'Vista': 32.2, 'Kramer': 34.5, 'Mira Loma': 35.7, 'Chino': 38.7, 'Coolwater': 39.2} | 319860 | 54965.4961 | 17.18% | 264894.5039 | 82.82% | [5 empty] | 1909.2223 | 0.5969% | 358.7168 | 0.1121% |  | 41907.2656 | 13.1% | 35759.7969 | 11.18% | 141810.5625 | 44.34% | 178049.4375 | 146501.4688 | 45.8% | 173358.5312 | 102465.2109 | 32.03% | 217394.7891 | 236519.5938 | 73.94% | 83340.4062 | 116841.2969 | 36.53% | 203018.7031 | 5552.3921 | 1.736% | 314307.6079
138 | Vista (SCE) | Greater_Kramer | {'San Bernardino': 5.3, 'Etiwanda': 12.4, 'Rancho Vista': 12.8, 'Mira Loma': 14.3, 'El Casco': 14.8, 'Padua': 19.2, 'Chino': 20.8, 'Lee Lake (Proposed)': 21.5, 'Lugo': 22.6, 'Valley': 22.8, 'Serrano': 30.7, 'Viejo': 31.8, 'Victor': 32.2, 'Villa Park': 33.4, 'Olinda': 35.2, 'Walnut': 36.3, 'Santiago': 36.6, 'Lewis': 37.0, 'Roadway': 37.3, 'Johanna': 38.1, 'Rio Hondo': 38.2, 'Margarita': 38.2, 'Trabuco': 38.8} | 89947.1875 | 5587.106 | 6.212% | 84360.0815 | 93.79% | [5 empty] | 38.8273 | 0.04317% | 11.9615 | 0.0133% |  | 34071.9102 | 37.88% | 46715.0938 | 51.94% | 42557.3125 | 47.31% | 47389.875 | 41025.1484 | 45.61% | 48922.0391 | 56136.0039 | 62.41% | 33811.1836 | 78623.1016 | 87.41% | 11324.0859 | 49408.7109 | 54.93% | 40538.4766 | 3454.9546 | 3.841% | 86492.2329
139 | Encina | Greater_SD | {'Palomar': 2.9, 'San Luis Rey': 5.1, 'Escondido': 12.7, 'Penasquitos': 16.5, 'San Onofre': 20.4, 'Sycamore Canyon': 23.3, 'Kearny': 24.0, 'Talega': 25.7, 'Mission': 26.9, 'Old Town': 26.9, 'Capistrano': 32.2, 'Silvergate': 32.4, 'Margarita': 33.1, 'Trabuco': 35.3, 'Miguel': 37.7, 'Bay Boulevard': 39.0} | 2918.3503 | 461.1731 | 15.8% | 2457.1772 | 84.2% | [5 empty] | 110.8009 | 3.797% | 0 | 0% |  | 39.1851 | 1.343% | 984.1943 | 33.72% | 1137.4612 | 38.98% | 1780.8892 | 1534.8829 | 52.59% | 1383.4674 | 2454.429 | 84.1% | 463.9214 | 2454.429 | 84.1% | 463.9214 | 953.2874 | 32.67% | 1965.0629 | 355.205 | 12.17% | 2563.1454
140 | Escondido | Greater_SD | {'Palomar': 9.9, 'Encina': 12.7, 'San Luis Rey': 13.9, 'Sycamore Canyon': 15.2, 'Penasquitos': 15.5, 'Kearny': 20.2, 'Mission': 23.6, 'Old Town': 25.2, 'Silvergate': 29.7, 'San Onofre': 30.4, 'Miguel': 31.8, 'Suncrest': 33.3, 'Talega': 34.7, 'Bay Boulevard': 35.6, 'Otay Mesa': 39.8} | 32663.7012 | 982.2325 | 3.007% | 31681.4686 | 96.99% | [5 empty] | 158.1676 | 0.4842% | 45.1197 | 0.1381% |  | 9491.6621 | 29.06% | 19257.1074 | 58.96% | 27192.6484 | 83.25% | 5471.0527 | 5734.2891 | 17.56% | 26929.4121 | 20270.0996 | 62.06% | 12393.6016 | 31546.7422 | 96.58% | 1116.959 | 20326.625 | 62.23% | 12337.0762 | 5367.5649 | 16.43% | 27296.1362
141 | Kearny | Greater_SD | {'Mission': 3.4, 'Old Town': 5.8, 'Penasquitos': 7.8, 'Sycamore Canyon': 8.3, 'Silvergate': 9.5, 'Miguel': 13.7, 'Bay Boulevard': 15.6, 'Escondido': 20.2, 'Palomar': 21.9, 'Otay Mesa': 22.0, 'Encina': 24.0, 'Suncrest': 26.2, 'San Luis Rey': 28.6, 'Suncrest - Ocotillo (Proposed)': 40.0} | 6850.3906 | 1184.0071 | 17.28% | 5666.3835 | 82.72% | [5 empty] | 0 | 0% | 0 | 0% |  | 441.3843 | 6.443% | 52.7629 | 0.7702% | 388.4533 | 5.671% | 6461.9373 | 1975.5416 | 28.84% | 4874.849 | 5551.0469 | 81.03% | 1299.3438 | 5569.3701 | 81.3% | 1281.0205 | 155.8711 | 2.275% | 6694.5195 | 276.0099 | 4.029% | 6574.3808
142 | Miguel | Greater_SD | {'Bay Boulevard': 8.1, 'Otay Mesa': 8.3, 'Silvergate': 9.4, 'Mission': 11.6, 'Old Town': 13.6, 'Kearny': 13.7, 'Sycamore Canyon': 16.7, 'Suncrest': 19.7, 'Penasquitos': 21.5, 'Escondido': 31.8, 'Suncrest - Ocotillo (Proposed)': 32.3, 'Palomar': 35.4, 'Encina': 37.7} | 15899.1621 | 2693.5642 | 16.94% | 13205.5979 | 83.06% | [5 empty] | 79.8541 | 0.5023% | 63.0255 | 0.3964% |  | 446.4845 | 2.808% | 9395.165 | 59.09% | 929.0135 | 5.843% | 14970.1486 | 4568.2612 | 28.73% | 11330.9009 | 10181.8467 | 64.04% | 5717.3154 | 11799.6621 | 74.22% | 4099.5 | 4978.77 | 31.31% | 10920.3921 | 496.8734 | 3.125% | 15402.2887
143 | Mission | Greater_SD | {'Kearny': 3.4, 'Old Town': 3.4, 'Silvergate': 6.1, 'Penasquitos': 10.4, 'Sycamore Canyon': 11.1, 'Miguel': 11.6, 'Bay Boulevard': 12.3, 'Otay Mesa': 19.6, 'Escondido': 23.6, 'Palomar': 24.9, 'Suncrest': 26.5, 'Encina': 26.9, 'San Luis Rey': 31.6} | 6743.0884 | 1162.9357 | 17.25% | 5580.1527 | 82.75% | [5 empty] | 0 | 0% | 0 | 0% |  | 441.3843 | 6.546% | 69.9506 | 1.037% | 297.8672 | 4.417% | 6445.2212 | 1872.1794 | 27.76% | 4870.9089 | 5462.4517 | 81.01% | 1280.6367 | 5480.7749 | 81.28% | 1262.3135 | 173.0587 | 2.566% | 6570.0296 | 269.1382 | 3.991% | 6473.9501
144 | Old Town | Greater_SD | {'Mission': 3.4, 'Silvergate': 5.7, 'Kearny': 5.8, 'Penasquitos': 10.6, 'Bay Boulevard': 12.3, 'Miguel': 13.6, 'Sycamore Canyon': 14.0, 'Otay Mesa': 21.1, 'Escondido': 25.2, 'Palomar': 25.2, 'Encina': 26.9, 'Suncrest': 29.8, 'San Luis Rey': 31.8} | 6705.7119 | 1163.1506 | 17.35% | 5542.5613 | 82.65% | [5 empty] | 0 | 0% | 0 | 0% |  | 441.3843 | 6.582% | 32.3576 | 0.4825% | 297.8672 | 4.442% | 6407.8448 | 1851.8495 | 27.62% | 4853.8624 | 5427.2793 | 80.94% | 1278.4326 | 5445.6025 | 81.21% | 1260.1094 | 135.4658 | 2.02% | 6570.2461 | 269.1382 | 4.014% | 6436.5737
145 | Penasquitos | Greater_SD | {'Kearny': 7.8, 'Mission': 10.4, 'Old Town': 10.6, 'Sycamore Canyon': 10.9, 'Palomar': 14.6, 'Escondido': 15.5, 'Silvergate': 16.0, 'Encina': 16.5, 'San Luis Rey': 21.2, 'Miguel': 21.5, 'Bay Boulevard': 22.6, 'Otay Mesa': 29.7, 'Suncrest': 32.1, 'San Onofre': 36.6} | 7159.1074 | 1161.3005 | 16.22% | 5997.8069 | 83.78% | [5 empty] | 110.8009 | 1.548% | 0 | 0% |  | 178.5178 | 2.494% | 0 | 0% | 264.5394 | 3.695% | 6894.568 | 2464.3271 | 34.42% | 4694.7803 | 5965.001 | 83.32% | 1194.1064 | 5983.3242 | 83.58% | 1175.7832 | 17.318 | 0.2419% | 7141.7894 | 433.748 | 6.059% | 6725.3594
146 | San Luis Rey | Greater_SD | {'Encina': 5.1, 'Palomar': 6.7, 'Escondido': 13.9, 'San Onofre': 16.8, 'Penasquitos': 21.2, 'Talega': 21.6, 'Sycamore Canyon': 26.8, 'Capistrano': 28.2, 'Kearny': 28.6, 'Margarita': 28.8, 'Trabuco': 31.2, 'Mission': 31.6, 'Old Town': 31.8, 'Viejo': 36.1, 'Silvergate': 37.3, 'Lee Lake (Proposed)': 37.7, 'Valley': 37.8} | 6550.0181 | 231.0779 | 3.528% | 6318.9402 | 96.47% | [5 empty] | 110.8009 | 1.692% | 0 | 0% |  | 39.1851 | 0.5982% | 4510.4751 | 68.86% | 4633.7222 | 70.74% | 1916.2959 | 2342.9814 | 35.77% | 4207.0366 | 6317.3037 | 96.45% | 232.7144 | 6317.3037 | 96.45% | 232.7144 | 3169.0691 | 48.38% | 3380.949 | 1046.2762 | 15.97% | 5503.7418
147 | Sycamore Canyon | Greater_SD | {'Kearny': 8.3, 'Penasquitos': 10.9, 'Mission': 11.1, 'Old Town': 14.0, 'Escondido': 15.2, 'Silvergate': 16.6, 'Miguel': 16.7, 'Palomar': 20.6, 'Suncrest': 21.6, 'Bay Boulevard': 21.6, 'Encina': 23.3, 'Otay Mesa': 24.6, 'San Luis Rey': 26.8, 'Suncrest - Ocotillo (Proposed)': 35.0} | 32362.9512 | 1243.6738 | 3.843% | 31119.2773 | 96.16% | [5 empty] | 83.0598 | 0.2567% | 56.6603 | 0.1751% |  | 4310.0166 | 13.32% | 21574.6348 | 66.66% | 22022.7734 | 68.05% | 10340.1777 | 9793.8447 | 30.26% | 22569.1064 | 23768.5137 | 73.44% | 8594.4375 | 30890.2793 | 95.45% | 1472.6719 | 15761.0898 | 48.7% | 16601.8613 | 5576.8076 | 17.23% | 26786.1436
148 | Talega | Greater_SD | {'San Onofre': 5.8, 'Capistrano': 6.8, 'Margarita': 7.4, 'Trabuco': 9.6, 'Viejo': 15.3, 'Santiago': 18.5, 'San Luis Rey': 21.6, 'Lee Lake (Proposed)': 21.6, 'Johanna': 24.2, 'Encina': 25.7, 'Ellis': 26.8, 'Huntington Beach': 27.0, 'Palomar': 28.1, 'Serrano': 28.8, 'Villa Park': 29.2, 'Lewis': 31.0, 'Valley': 31.1, 'Barre': 34.1, 'Escondido': 34.7, 'Alamitos': 37.2, 'Chino': 38.1, 'Mira Loma': 38.2, 'Olinda': 39.5} | 6252.3179 | 327.459 | 5.237% | 5924.8589 | 94.76% | [5 empty] | 110.8009 | 1.772% | 0 | 0% |  | 54.0688 | 0.8648% | 0 | 0% | 122.4327 | 1.958% | 6129.8852 | 2001.1273 | 32.01% | 4251.1906 | 5915.5454 | 94.61% | 336.7725 | 5918.6943 | 94.66% | 333.6235 | 18.0543 | 0.2888% | 6234.2636 | 580.9149 | 9.291% | 5671.403
149 | Martin | Peninsula_Monterey | {'East Shore': 16.9, 'Ignacio': 26.8, 'Martinez': 26.8, 'Newark': 27.1, 'Carquinez': 28.2, 'Clayton': 29.2, 'Los Esteros': 32.3, 'Schulte Switching Station': 33.6, 'Cayetano': 35.0, 'Pittsburg': 36.2, 'Tulucay': 38.4, 'Lakeville': 39.0, 'Lone Tree': 39.2, 'Contra Costa': 39.9} | 88210.2812 | 17824.541 | 20.21% | 70385.7402 | 79.79% | [5 empty] | 913.9266 | 1.036% | 216.153 | 0.245% |  | 18608.1738 | 21.1% | 28162.4688 | 31.93% | 29319.0176 | 33.24% | 58891.2637 | 36905.0664 | 41.84% | 51305.2148 | 60538.2773 | 68.63% | 27672.0039 | 68440.5 | 77.59% | 19769.7812 | 28897.6172 | 32.76% | 59312.6641 | 8000.2603 | 9.07% | 80210.021
150 | Bellota | Solano | {'Rancho Seco - Bellota (Proposed)': 8.2, 'Lockeford': 10.7, 'Camanche': 13.7, 'Weber': 14.0, 'Riverbank': 18.0, 'Stagg': 18.3, 'Ripon': 19.3, 'Eight Mile': 20.0, 'Vierra': 20.7, 'Warnerville': 22.1, 'Peoria': 29.2, 'UltraPower Chinese Station': 30.8, 'Westley': 31.9, 'Grand Island': 34.7, 'Kelso': 35.5, 'Delta Switching Yard': 36.3, 'Tesla': 36.7, 'Brentwood': 36.8, 'Green Ridge Midway': 37.1, 'Curtis': 37.9} | 422557.3125 | 79855.7422 | 18.9% | 342701.5703 | 81.1% | [5 empty] | 108203.8203 | 25.61% | 196126.5625 | 46.41% |  | 16725.9316 | 3.958% | 0 | 0% | 202104.4219 | 47.83% | 220452.8906 | 49831.1406 | 11.79% | 372726.1719 | 89822.6641 | 21.26% | 332734.6484 | 237608.9844 | 56.23% | 184948.3281 | 69351.7109 | 16.41% | 353205.6016 | 28058.8379 | 6.64% | 394498.4746
151 | Ripon | Solano | {'Vierra': 7.6, 'Weber': 12.4, 'Westley': 12.6, 'Riverbank': 13.1, 'Warnerville': 18.8, 'Bellota': 19.3, 'Stagg': 19.7, 'Tesla': 23.1, 'Green Ridge Midway': 24.2, 'Eight Mile': 24.4, 'Lockeford': 25.0, 'Kelso': 25.1, 'Delta Switching Yard': 26.1, 'Fink (Proposed)': 26.7, 'Rancho Seco - Bellota (Proposed)': 27.3, 'Brentwood': 31.1, 'Camanche': 32.3, 'Cayetano': 34.2, 'Lone Tree': 36.0, 'Peoria': 36.9, 'UltraPower Chinese Station': 37.4, 'Contra Costa': 38.6} | 618602.8125 | 146408.7188 | 23.67% | 472194.0938 | 76.33% | [5 empty] | 141737.3594 | 22.91% | 244275.9375 | 39.49% |  | 44718.2773 | 7.229% | 0 | 0% | 341124.0312 | 55.14% | 277478.7812 | 112549.0547 | 18.19% | 506053.7578 | 168608.6719 | 27.26% | 449994.1406 | 380564.625 | 61.52% | 238038.1875 | 149990.0625 | 24.25% | 468612.75 | 32954.2344 | 5.327% | 585648.5781
152 | Lockeford | Solano | {'Rancho Seco - Bellota (Proposed)': 9.0, 'Camanche': 9.9, 'Bellota': 10.7, 'Eight Mile': 12.5, 'Stagg': 13.4, 'Weber': 14.3, 'Vierra': 22.9, 'Grand Island': 24.7, 'Ripon': 25.0, 'Riverbank': 27.7, 'Brentwood': 31.3, 'Warnerville': 32.5, 'Kelso': 32.7, 'Delta Switching Yard': 33.3, 'Lone Tree': 34.7, 'Contra Costa': 34.9, 'Tesla': 35.6, 'Green Ridge Midway': 35.7, 'Birds Landing': 36.4, 'Gold Hill': 37.3, 'Westley': 37.3, 'Shilo III': 37.5, 'Peoria': 39.0} | 433447.3125 | 73291.0156 | 16.91% | 360156.2969 | 83.09% | [5 empty] | 108644.375 | 25.07% | 227274.9688 | 52.43% |  | 10463.7627 | 2.414% | 0 | 0% | 125307.3438 | 28.91% | 308139.9688 | 58177.6836 | 13.42% | 375269.6289 | 83653.6484 | 19.3% | 349793.6641 | 178946.2188 | 41.28% | 254501.0938 | 34695.6367 | 8.005% | 398751.6758 | 30648.5254 | 7.071% | 402798.7871
153 | Stagg | Solano | {'Eight Mile': 4.8, 'Weber': 7.7, 'Lockeford': 13.4, 'Vierra': 14.0, 'Bellota': 18.3, 'Brentwood': 18.6, 'Kelso': 19.3, 'Ripon': 19.7, 'Delta Switching Yard': 19.9, 'Grand Island': 21.1, 'Rancho Seco - Bellota (Proposed)': 21.5, 'Green Ridge Midway': 22.5, 'Lone Tree': 22.6, 'Tesla': 22.7, 'Camanche': 23.3, 'Contra Costa': 23.7, 'Birds Landing': 27.8, 'Riverbank': 28.6, 'Cayetano': 29.0, 'Westley': 29.6, 'Shilo III': 29.8, 'Pittsburg': 30.0, 'Clayton': 34.0, 'Warnerville': 34.5, 'Peabody': 39.4} | 528695.1875 | 90288.4688 | 17.08% | 438406.7188 | 82.92% | [5 empty] | 112804.9453 | 21.34% | 255394.1875 | 48.31% |  | 19576.8047 | 3.703% | 5823.3813 | 1.101% | 181829.8906 | 34.39% | 346865.2969 | 125399.7734 | 23.72% | 403295.4141 | 138044.625 | 26.11% | 390650.5625 | 246580.2344 | 46.64% | 282114.9531 | 41629.2695 | 7.874% | 487065.918 | 42471.5312 | 8.033% | 486223.6562
154 | Weber | Solano | {'Stagg': 7.7, 'Vierra': 8.6, 'Eight Mile': 12.2, 'Ripon': 12.4, 'Bellota': 14.0, 'Lockeford': 14.3, 'Rancho Seco - Bellota (Proposed)': 19.8, 'Riverbank': 20.9, 'Kelso': 21.5, 'Delta Switching Yard': 22.4, 'Tesla': 22.8, 'Green Ridge Midway': 23.2, 'Camanche': 23.4, 'Westley': 23.6, 'Brentwood': 23.8, 'Warnerville': 26.9, 'Lone Tree': 28.4, 'Grand Island': 28.8, 'Contra Costa': 30.1, 'Cayetano': 31.6, 'Birds Landing': 35.1, 'Pittsburg': 36.7, 'Shilo III': 37.3, 'Fink (Proposed)': 38.4, 'Clayton': 39.8} | 548561 | 99711.6172 | 18.18% | 448849.3828 | 81.82% | [5 empty] | 116906.9219 | 21.31% | 252239.5156 | 45.98% |  | 20975.5059 | 3.824% | 376.8617 | 0.0687% | 246493.9844 | 44.93% | 302067.0156 | 111274.3125 | 20.28% | 437286.6875 | 134520.5312 | 24.52% | 414040.4688 | 302905.1562 | 55.22% | 245655.8438 | 82227.3438 | 14.99% | 466333.6562 | 33209.3398 | 6.054% | 515351.6602
155 | Carrizo Plains | Kern_Greater_Carrizo | {'Solar SS': 1.1, 'Caliente': 6.9, 'Kernridge': 17.5, 'Temblor': 19.4, 'Cholame': 26.9, 'Arco': 28.2, 'Goose Lake': 30.1, 'Gates-Midway (Proposed)': 31.7, 'Midway': 33.2, 'San Luis Obispo': 34.6, 'Mesa': 34.7, 'Mustang': 34.9, 'Taft': 35.8, 'Oceano': 36.1, 'Semitropic': 37.2, 'Templeton': 38.0, 'Sisquoc': 38.3, 'Elk Hills': 39.0} | 221813.1094 | 36161.7812 | 16.3% | 185651.3281 | 83.7% | [5 empty] | 5813.4541 | 2.621% | 565.9957 | 0.2552% |  | 62527.4844 | 28.19% | 31671.6152 | 14.28% | 90334.2812 | 40.73% | 131478.8281 | 15812.1943 | 7.129% | 206000.915 | 45494.1484 | 20.51% | 176318.9609 | 116576.6641 | 52.56% | 105236.4453 | 137471.1719 | 61.98% | 84341.9375 | 6941.9556 | 3.13% | 214871.1538
156 | Cholame | Kern_Greater_Carrizo | {'Templeton': 21.4, 'Avenal': 23.6, 'Arco': 24.5, 'Solar SS': 26.1, 'Carrizo Plains': 26.9, 'Mustang': 31.3, 'Caliente': 31.7, 'Gates-Midway (Proposed)': 33.0, 'Gates': 33.5, 'San Luis Obispo': 33.8, 'Morro Bay': 36.3, 'Kernridge': 37.6} | 250687.8125 | 52649.3359 | 21% | 198038.4766 | 79% | [5 empty] | 14804.2656 | 5.905% | 2381.4424 | 0.95% |  | 60128.4219 | 23.99% | 33035.9492 | 13.18% | 116596.3047 | 46.51% | 134091.5078 | 27521.2988 | 10.98% | 223166.5137 | 66322.4922 | 26.46% | 184365.3203 | 147618.7344 | 58.89% | 103069.0781 | 130849.4688 | 52.2% | 119838.3438 | 6277.1689 | 2.504% | 244410.6436
157 | Mesa | Kern_Greater_Carrizo | {'Oceano': 9.7, 'Sisquoc': 11.4, 'San Luis Obispo': 20.2, 'Mustang': 23.9, 'Cabrillo': 25.2, 'Diablo': 26.5, 'Morro Bay': 34.0, 'Solar SS': 34.0, 'Carrizo Plains': 34.7, 'Caliente': 39.6, 'Templeton': 39.8} | 165143.5469 | 17558.2227 | 10.63% | 147585.3242 | 89.37% | [5 empty] | 3995.6631 | 2.42% | 4720.7407 | 2.859% |  | 82533.2031 | 49.98% | 53467.6953 | 32.38% | 55176.6133 | 33.41% | 109966.9336 | 12835.7998 | 7.773% | 152307.7471 | 61188.2031 | 37.05% | 103955.3438 | 90942.7734 | 55.07% | 74200.7734 | 105072.1016 | 63.62% | 60071.4453 | 8942.7725 | 5.415% | 156200.7744
158 | Oceano | Kern_Greater_Carrizo | {'Mesa': 9.7, 'San Luis Obispo': 11.5, 'Mustang': 15.2, 'Diablo': 17.0, 'Sisquoc': 20.9, 'Morro Bay': 24.4, 'Templeton': 31.8, 'Cabrillo': 32.7, 'Solar SS': 35.2, 'Carrizo Plains': 36.1} | 186658.8906 | 34890.2266 | 18.69% | 151768.6641 | 81.31% | [5 empty] | 4518.8994 | 2.421% | 3453.3735 | 1.85% |  | 79157.625 | 42.41% | 72595.3984 | 38.89% | 57217.9102 | 30.65% | 129440.9805 | 18566.7676 | 9.947% | 168092.123 | 62503.6328 | 33.49% | 124155.2578 | 90014.2344 | 48.22% | 96644.6562 | 108976.0391 | 58.38% | 77682.8516 | 11283.1572 | 6.045% | 175375.7334
159 | San Luis Obispo | Kern_Greater_Carrizo | {'Mustang': 3.7, 'Oceano': 11.5, 'Diablo': 12.4, 'Morro Bay': 14.7, 'Mesa': 20.2, 'Templeton': 20.4, 'Sisquoc': 31.5, 'Solar SS': 33.5, 'Cholame': 33.8, 'Carrizo Plains': 34.6} | 226554.125 | 51514.082 | 22.74% | 175040.043 | 77.26% | [5 empty] | 12540.1162 | 5.535% | 5388.2656 | 2.378% |  | 95938.6953 | 42.35% | 75727.2656 | 33.43% | 68115.875 | 30.07% | 158438.25 | 27739.9941 | 12.24% | 198814.1309 | 72753.4844 | 32.11% | 153800.6406 | 109469.5078 | 48.32% | 117084.6172 | 121183.9141 | 53.49% | 105370.2109 | 12339.8398 | 5.447% | 214214.2852
160 | Templeton | Kern_Greater_Carrizo | {'Morro Bay': 15.9, 'Mustang': 16.7, 'San Luis Obispo': 20.4, 'Cholame': 21.4, 'Diablo': 25.2, 'Oceano': 31.8, 'Solar SS': 36.9, 'Carrizo Plains': 38.0, 'Mesa': 39.8} | 253104.8906 | 50786.9219 | 20.07% | 202317.9688 | 79.93% | [5 empty] | 14864.5732 | 5.873% | 4047.3711 | 1.599% |  | 82124.8047 | 32.45% | 57501.8281 | 22.72% | 111849.2266 | 44.19% | 141255.6641 | 33867.4766 | 13.38% | 219237.4141 | 85150.4453 | 33.64% | 167954.4453 | 153322.4688 | 60.58% | 99782.4219 | 121309.4609 | 47.93% | 131795.4297 | 10054.6982 | 3.973% | 243050.1924
161 | Sisquoc | Kern_Greater_Carrizo | {'Mesa': 11.4, 'Cabrillo': 17.3, 'Oceano': 20.9, 'San Luis Obispo': 31.5, 'Mustang': 35.1, 'Diablo': 37.4, 'Goleta': 38.0, 'Solar SS': 38.0, 'Carrizo Plains': 38.3} | 199351.9375 | 17107.1035 | 8.581% | 182244.834 | 91.42% | [5 empty] | 5094.8228 | 2.556% | 5255.7852 | 2.636% |  | 130598.3125 | 65.51% | 38592.7852 | 19.36% | 98023.0234 | 49.17% | 101328.9141 | 8763.373 | 4.396% | 190588.5645 | 41996.6133 | 21.07% | 157355.3242 | 119503.0469 | 59.95% | 79848.8906 | 136933.1875 | 68.69% | 62418.75 | 12547.6084 | 6.294% | 186804.3291
162 | Goleta | Kern_Greater_Carrizo | {'Cabrillo': 33.7, 'Sisquoc': 38.0} | 98836.3203 | 7932.7988 | 8.026% | 90903.5215 | 91.97% | [5 empty] | 2934.3699 | 2.969% | 2174.2534 | 2.2% |  | 77649.9766 | 78.56% | 10922.0547 | 11.05% | 62188.9258 | 62.92% | 36647.3945 | 3423.9185 | 3.464% | 95412.4019 | 16509.791 | 16.7% | 82326.5293 | 70994.2031 | 71.83% | 27842.1172 | 62923.9609 | 63.66% | 35912.3594 | 5379.4575 | 5.443% | 93456.8628
163 | Schulte Switching Station | Peninsula_Monterey | {'Los Esteros': 3.7, 'Newark': 8.7, 'Hicks': 10.3, 'Coyote': 15.7, 'Metcalf': 15.7, 'East Shore': 19.3, 'Cayetano': 26.9, 'Green Ridge Midway': 31.4, 'Tesla': 31.5, 'Martin (San Francisco H)': 33.6, 'Delta Switching Yard': 34.5, 'Kelso': 34.8, 'Clayton': 39.2} | 142561.9531 | 4327.6685 | 3.036% | 138234.2847 | 96.96% | [5 empty] | 1419.8173 | 0.9959% | 397.1354 | 0.2786% |  | 66410.1094 | 46.58% | 26182.1562 | 18.37% | 109404.2188 | 76.74% | 33157.7344 | 63437.3828 | 44.5% | 79124.5703 | 90945.0156 | 63.79% | 51616.9375 | 134270.3594 | 94.18% | 8291.5938 | 98913.0781 | 69.38% | 43648.875 | 7422.9556 | 5.207% | 135138.9976
164 | Hicks | Peninsula_Monterey | {'Coyote': 8.5, 'Metcalf': 8.8, 'Schulte Switching Station': 10.3, 'Los Esteros': 13.5, 'Newark': 19.0, 'East Shore': 29.5, 'Moss Landing': 30.3, 'Cayetano': 35.6, 'Tesla': 37.9, 'Green Ridge Midway': 38.1} | 99708.3984 | 1563.0972 | 1.568% | 98145.3013 | 98.43% | [5 empty] | 1048.1746 | 1.051% | 2444.4841 | 2.452% |  | 62694.5664 | 62.88% | 18076.0684 | 18.13% | 73585.2109 | 73.8% | 26123.1875 | 38838.1211 | 38.95% | 60870.2773 | 62307.7617 | 62.49% | 37400.6367 | 94722.375 | 95% | 4986.0234 | 71759.7578 | 71.97% | 27948.6406 | 4932.1338 | 4.947% | 94776.2646
165 | Cottonwood | Northern_California | {'Jessup': 5.5, 'Round Mountain': 33.1, 'Cove Rd': 37.5} | 513062.4688 | 79172.3516 | 15.43% | 433890.1172 | 84.57% | [5 empty] | 12104.8672 | 2.359% | 28470.3789 | 5.549% |  | 386948 | 75.42% | 25675.4609 | 5.004% | 190912.1562 | 37.21% | 322150.3125 | 63175.082 | 12.31% | 449887.3867 | 73217.7109 | 14.27% | 439844.7578 | 231867.5938 | 45.19% | 281194.875 | 301741.0312 | 58.81% | 211321.4375 | 45064.6953 | 8.783% | 467997.7734
166 | Jessup | Northern_California | {'Cottonwood': 5.5, 'Round Mountain': 31.5, 'Cove Rd': 35.5} | 450184.875 | 70281.7109 | 15.61% | 379903.1641 | 84.39% | [5 empty] | 7956.9346 | 1.767% | 20764.3223 | 4.612% |  | 363371.25 | 80.72% | 26434.1465 | 5.872% | 149119.7188 | 33.12% | 301065.1562 | 59472.6914 | 13.21% | 390712.1836 | 73883.4688 | 16.41% | 376301.4062 | 192087.25 | 42.67% | 258097.625 | 280435.9688 | 62.29% | 169748.9062 | 24760.9668 | 5.5% | 425423.9082
167 | Round Mountain | Northern_California | {'Cove Rd': 4.9, 'Pit 1': 26.2, 'Jessup': 31.5, 'Cottonwood': 33.1} | 505494.4375 | 54671.5547 | 10.82% | 450822.8828 | 89.18% | [5 empty] | 1790.6177 | 0.3542% | 492.9532 | 0.09752% |  | 477654.6562 | 94.49% | 25262.5879 | 4.998% | 211132.5781 | 41.77% | 294361.8594 | 104614.5312 | 20.7% | 400879.9062 | 120266.2344 | 23.79% | 385228.2031 | 279118.9062 | 55.22% | 226375.5312 | 330790.9062 | 65.44% | 174703.5312 | 21455.416 | 4.244% | 484039.0215
168 | Carquinez | Solano | {'Martinez': 8.9, 'Tulucay': 10.9, 'Ignacio': 15.9, 'Clayton': 18.3, 'Pittsburg': 19.5, 'Peabody': 20.2, 'Lakeville': 21.2, 'Shilo III': 22.5, 'Birds Landing': 22.9, 'Contra Costa': 26.1, 'Vaca Dixon': 27.9, 'Martin (San Francisco H)': 28.2, 'Penngrove': 28.2, 'Lone Tree': 28.4, 'Bellevue': 32.1, 'Putah Creek': 32.9, 'East Shore': 33.0, 'Brentwood': 33.3, 'Cayetano': 35.6, 'Grand Island': 37.1, 'Fulton': 39.5, 'Delta Switching Yard': 39.7} | 261147.0312 | 37733.1133 | 14.45% | 223413.918 | 85.55% | [5 empty] | 18904.252 | 7.239% | 12647.7012 | 4.843% |  | 111843.9531 | 42.83% | 32668.1836 | 12.51% | 133112.9219 | 50.97% | 128034.1094 | 89407.2656 | 34.24% | 171739.7656 | 122207.8203 | 46.8% | 138939.2109 | 203131.0938 | 77.78% | 58015.9375 | 106364.6484 | 40.73% | 154782.3828 | 43089.5195 | 16.5% | 218057.5117
169 | Peabody | Solano | {'Vaca Dixon': 8.4, 'Shilo III': 10.5, 'Birds Landing': 13.5, 'Tulucay': 16.3, 'Putah Creek': 16.4, 'Pittsburg': 17.6, 'Carquinez': 20.2, 'Martinez': 20.3, 'Grand Island': 21.0, 'Davis': 22.0, 'Contra Costa': 22.2, 'Clayton': 23.6, 'Lone Tree': 26.1, 'Woodland': 29.5, 'Brentwood': 29.9, 'Lakeville': 33.3, 'Ignacio': 34.2, 'Eight Mile': 35.9, 'Delta Switching Yard': 38.5, 'Penngrove': 38.6, 'Kelso': 39.2, 'Cayetano': 39.3, 'Stagg': 39.4} | 485661.8438 | 79830.3516 | 16.44% | 405831.4922 | 83.56% | [5 empty] | 74206.8984 | 15.28% | 178080.5156 | 36.67% |  | 96398.2656 | 19.85% | 20971.6504 | 4.318% | 176600.375 | 36.36% | 309061.4688 | 105448.5078 | 21.71% | 380213.3359 | 135963.2969 | 28% | 349698.5469 | 270510.0625 | 55.7% | 215151.7812 | 90812.0938 | 18.7% | 394849.75 | 60600.9922 | 12.48% | 425060.8516
170 | Vaca Dixon | Solano | {'Peabody': 8.4, 'Putah Creek': 9.3, 'Davis': 14.2, 'Shilo III': 16.5, 'Birds Landing': 19.7, 'Woodland': 21.0, 'Grand Island': 21.4, 'Tulucay': 21.6, 'Pittsburg': 25.2, 'Carquinez': 27.9, 'Contra Costa': 28.7, 'Martinez': 28.7, 'Clayton': 31.7, 'Lone Tree': 32.6, 'Brentwood': 35.8, 'Lakeville': 37.3, 'Eight Mile': 37.8} | 560888.8125 | 107350.2578 | 19.14% | 453538.5547 | 80.86% | [5 empty] | 94334.9141 | 16.82% | 221196.4375 | 39.44% |  | 96881.625 | 17.27% | 15744.7197 | 2.807% | 237585.4688 | 42.36% | 323303.3438 | 94298.3125 | 16.81% | 466590.5 | 130212.75 | 23.22% | 430676.0625 | 325817.9062 | 58.09% | 235070.9062 | 96540 | 17.21% | 464348.8125 | 60097.4102 | 10.71% | 500791.4023
171 | Bellevue | Mendocino_Marin | {'Penngrove': 4.7, 'Fulton': 8.6, 'Lakeville': 11.3, 'Ignacio': 22.9, 'Tulucay': 25.8, 'Geysers': 26.0, 'Eagle Rock': 31.5, 'Carquinez': 32.1, 'Cloverdale': 33.1} | 250105.875 | 9937.832 | 3.973% | 240168.043 | 96.03% | [5 empty] | 11464.9434 | 4.584% | 4882.3457 | 1.952% |  | 130588.7656 | 52.21% | 86974.1484 | 34.77% | 177634.4062 | 71.02% | 72471.4688 | 74090.6172 | 29.62% | 176015.2578 | 160077.3438 | 64% | 90028.5312 | 226507.7969 | 90.56% | 23598.0781 | 177591.25 | 71.01% | 72514.625 | 13747.2939 | 5.497% | 236358.5811
172 | Cloverdale | Mendocino_Marin | {'Eagle Rock': 11.0, 'Hopland': 12.7, 'Geysers': 14.1, 'Fulton': 24.7, 'Ukiah': 25.8, 'Calpella': 29.3, 'Mendocino': 32.9, 'Bellevue': 33.1, 'Penngrove': 37.7} | 323119.25 | 22467.9883 | 6.953% | 300651.2617 | 93.05% | [5 empty] | 6887.3535 | 2.132% | 4970.0317 | 1.538% |  | 210667.1094 | 65.2% | 102174.1719 | 31.62% | 154415.2969 | 47.79% | 168703.9531 | 86059.625 | 26.63% | 237059.625 | 184533.6094 | 57.11% | 138585.6406 | 250575.5156 | 77.55% | 72543.7344 | 214845.25 | 66.49% | 108274 | 3285.6741 | 1.017% | 319833.5759
173 | Fulton | Mendocino_Marin | {'Bellevue': 8.6, 'Penngrove': 13.3, 'Geysers': 17.7, 'Lakeville': 19.6, 'Eagle Rock': 23.0, 'Cloverdale': 24.7, 'Ignacio': 31.4, 'Tulucay': 31.8, 'Hopland': 37.1, 'Carquinez': 39.5} | 311358.5938 | 12312.8682 | 3.955% | 299045.7256 | 96.05% | [5 empty] | 13844.4404 | 4.446% | 5987.7271 | 1.923% |  | 159949.0781 | 51.37% | 118584.7188 | 38.09% | 209757.8594 | 67.37% | 101600.7344 | 97671.6328 | 31.37% | 213686.9609 | 197508.1875 | 63.43% | 113850.4062 | 280213.8438 | 90% | 31144.75 | 203711.2812 | 65.43% | 107647.3125 | 11271.7129 | 3.62% | 300086.8809
174 | Lakeville | Mendocino_Marin | {'Penngrove': 7.0, 'Bellevue': 11.3, 'Ignacio': 12.2, 'Tulucay': 17.0, 'Fulton': 19.6, 'Carquinez': 21.2, 'Martinez': 30.1, 'Peabody': 33.3, 'Geysers': 36.0, 'Putah Creek': 36.9, 'Vaca Dixon': 37.3, 'Martin (San Francisco H)': 39.0, 'Clayton': 39.5} | 255265.7188 | 24678.4902 | 9.668% | 230587.2285 | 90.33% | [5 empty] | 12135.7793 | 4.754% | 7708.0508 | 3.02% |  | 129444.8125 | 50.71% | 59904.8516 | 23.47% | 161713.1406 | 63.35% | 93552.5781 | 72645.7109 | 28.46% | 182620.0078 | 130487.3828 | 51.12% | 124778.3359 | 215865.0781 | 84.56% | 39400.6406 | 151489.7188 | 59.35% | 103776 | 20749.627 | 8.129% | 234516.0918
175 | Penngrove | Mendocino_Marin | {'Bellevue': 4.7, 'Lakeville': 7.0, 'Fulton': 13.3, 'Ignacio': 18.2, 'Tulucay': 22.9, 'Carquinez': 28.2, 'Geysers': 30.6, 'Eagle Rock': 36.1, 'Martinez': 37.1, 'Cloverdale': 37.7, 'Peabody': 38.6, 'Putah Creek': 39.8} | 244489.6562 | 11280.5 | 4.614% | 233209.1562 | 95.39% | [5 empty] | 11135.2246 | 4.554% | 4388.5088 | 1.795% |  | 121478.6016 | 49.69% | 79003.5156 | 32.31% | 170212.1406 | 69.62% | 74277.5156 | 66657.2891 | 27.26% | 177832.3672 | 142202.0781 | 58.16% | 102287.5781 | 217982.0312 | 89.16% | 26507.625 | 166626.5781 | 68.15% | 77863.0781 | 16594.6816 | 6.787% | 227894.9746
176 | Warnerville | Central_Valley_North_Los_Banos | {'Riverbank': 6.1, 'Ripon': 18.8, 'UltraPower Chinese Station': 19.9, 'Peoria': 20.0, 'Bellota': 22.1, 'Westley': 24.8, 'Vierra': 26.1, 'Weber': 26.9, 'Rancho Seco - Bellota (Proposed)': 29.0, 'Curtis': 30.9, 'Fink (Proposed)': 31.7, 'Lockeford': 32.5, 'Stagg': 34.5, 'Camanche': 34.8, 'Merced': 36.7, 'Wilson': 37.8, 'Eight Mile': 38.2} | 532874.8125 | 187793.125 | 35.24% | 345081.6875 | 64.76% | [5 empty] | 172774.5156 | 32.42% | 197770.8906 | 37.11% |  | 18217.6992 | 3.419% | 0 | 0% | 279555.5 | 52.46% | 253319.3125 | 85803.4219 | 16.1% | 447071.3906 | 139316.3281 | 26.14% | 393558.4844 | 322516.5625 | 60.52% | 210358.25 | 106751.2109 | 20.03% | 426123.6016 | 38210.0625 | 7.171% | 494664.75
177 | Riverbank | Central_Valley_North_Los_Banos | {'Warnerville': 6.1, 'Ripon': 13.1, 'Bellota': 18.0, 'Vierra': 20.1, 'Weber': 20.9, 'Westley': 20.9, 'Peoria': 24.2, 'UltraPower Chinese Station': 24.6, 'Rancho Seco - Bellota (Proposed)': 25.6, 'Lockeford': 27.7, 'Stagg': 28.6, 'Fink (Proposed)': 30.4, 'Camanche': 31.4, 'Eight Mile': 32.5, 'Curtis': 35.1, 'Tesla': 36.1, 'Green Ridge Midway': 37.3, 'Kelso': 38.1, 'Delta Switching Yard': 39.0} | 566672.25 | 175547.8594 | 30.98% | 391124.3906 | 69.02% | [5 empty] | 166377.9219 | 29.36% | 220786.5781 | 38.96% |  | 25518.6074 | 4.503% | 0 | 0% | 299857.125 | 52.92% | 266815.125 | 77657.7109 | 13.7% | 489014.5391 | 133123.9062 | 23.49% | 433548.3438 | 337217.0938 | 59.51% | 229455.1562 | 122592.4609 | 21.63% | 444079.7891 | 35803.9336 | 6.318% | 530868.3164
178 | Pease | Northern_California | {'East Marysville': 5.4, 'Olivehurst': 8.3, 'Honcut': 11.0, 'Rio Oso': 19.3, 'Palermo': 21.1, 'Wyandotte': 23.1, 'Thermalito': 23.8, 'Table Mountain': 26.6, 'Cortina': 30.4, 'Pleasant Grove': 30.7, 'Higgins': 31.8, 'Brunswick': 33.8, 'Woodland': 34.4, 'Delevan': 35.3} | 745272.875 | 195941.9219 | 26.29% | 549330.9531 | 73.71% | [5 empty] | 222894.6406 | 29.91% | 353585.4062 | 47.44% |  | 15225.5928 | 2.043% | 1930.7618 | 0.2591% | 350704.5625 | 47.06% | 394568.3125 | 92108.0781 | 12.36% | 653164.7969 | 324604.375 | 43.56% | 420668.5 | 534296.5625 | 71.69% | 210976.3125 | 27482 | 3.688% | 717790.875 | 67061.6875 | 8.998% | 678211.1875
179 | Rio Oso | Northern_California | {'Pleasant Grove': 11.6, 'Olivehurst': 11.6, 'East Marysville': 16.6, 'Pease': 19.3, 'Higgins': 21.6, 'Woodland': 23.7, 'Gold Hill': 26.2, 'Honcut': 27.5, 'Davis': 30.6, 'Brunswick': 30.9, 'Palermo': 36.0, 'Wyandotte': 38.6, 'Placerville': 39.4} | 504988 | 124851.1953 | 24.72% | 380136.8047 | 75.28% | [5 empty] | 110339.9297 | 21.85% | 271053.6875 | 53.68% |  | 1213.6309 | 0.2403% | 0 | 0% | 275575.875 | 54.57% | 229412.125 | 54013.9766 | 10.7% | 450974.0234 | 201417.6875 | 39.89% | 303570.3125 | 370741.5938 | 73.42% | 134246.4062 | 14365.5371 | 2.845% | 490622.4629 | 43152.4961 | 8.545% | 461835.5039
180 | Alpaugh | Central_Valley_North_Los_Banos | {'Olive': 4.6, 'Corcoran': 11.5, 'Smyrna': 17.0, 'Gates-Midway (Proposed)': 21.2, 'Vestal': 22.5, 'GWF Hanford Sw Sta': 23.7, 'Semitropic': 25.1, 'Charca': 25.6, 'Goose Lake': 25.9, 'Rector': 26.4, 'Leprino Jct': 28.4, 'Arco': 28.7, 'Springville': 30.7, 'Henrietta': 31.5, 'Mustang': 31.8, 'Shafter': 32.0, 'Lerdo': 36.3, 'Kingsburg': 36.9, 'Avenal': 37.0, 'Rio Bravo': 37.6, 'Midway': 38.6, 'Gates': 39.3, 'Kernridge': 39.3, 'Poso Mountain': 39.5} | 55646.7891 | 52193.7422 | 93.79% | 3453.0469 | 6.205% | [5 empty] | 39001.332 | 70.09% | 6230.2827 | 11.2% |  | 0 | 0% | 0 | 0% | 15.75 | 0.0283% | 55631.0391 | 0 | 0% | 55646.7891 | 1260.1162 | 2.264% | 54386.6729 | 1275.2883 | 2.292% | 54371.5007 | 0 | 0% | 55646.7891 | 2177.7607 | 3.914% | 53469.0283
181 | Rector | Central_Valley_North_Los_Banos | {'Springville': 21.8, 'Reedley': 22.0, 'Corcoran': 22.0, 'GWF Hanford Sw Sta': 22.6, 'Kingsburg': 22.7, 'Wahtoke': 24.4, 'Alpaugh': 26.4, 'Olive': 30.2, 'McCall': 30.5, 'Leprino Jct': 33.1, 'Vestal': 33.2, 'Sanger': 34.5, 'Henrietta': 37.0, 'Malaga': 37.9, 'Mustang': 37.9} | 72942.6719 | 70751.3906 | 97% | 2191.2812 | 3.004% | [5 empty] | 38758.0195 | 53.13% | 24431.9004 | 33.49% |  | 0 | 0% | 0 | 0% | 0 | 0% | 72942.6719 | 0 | 0% | 72942.6719 | 0 | 0% | 72942.6719 | 0 | 0% | 72942.6719 | 0 | 0% | 72942.6719 | 2191.2764 | 3.004% | 70751.3955
182 | Springville | Central_Valley_North_Los_Banos | {'Vestal': 20.1, 'Rector': 21.8, 'Alpaugh': 30.7, 'Olive': 31.9, 'Corcoran': 34.6, 'Poso Mountain': 37.9, 'Smyrna': 39.6} | 4998.9102 | 13.7782 | 0.2756% | 4985.1319 | 99.72% | [5 empty] | 0 | 0% | 0 | 0% |  | 4998.9102 | 100% | 0 | 0% | 0 | 0% | 4998.9102 | 1248.1632 | 24.97% | 3750.7469 | 3378.4497 | 67.58% | 1620.4604 | 3378.4497 | 67.58% | 1620.4604 | 4619.0381 | 92.4% | 379.8721 | 478.199 | 9.566% | 4520.7112
183 | Vestal | Central_Valley_North_Los_Banos | {'Springville': 20.1, 'Olive': 20.6, 'Poso Mountain': 20.8, 'Charca': 21.0, 'Smyrna': 22.5, 'Alpaugh': 22.5, 'Lerdo': 23.9, 'Semitropic': 25.9, 'Shafter': 26.1, 'Sycamore': 27.4, 'Kern Oil': 27.9, '7th Standard': 27.9, 'Rio Bravo': 29.3, 'California Water': 30.8, 'Bakersfield': 31.7, 'Columbus': 31.7, 'Renfro': 31.7, 'Kern Power': 31.9, 'Rosedale': 32.1, 'Corcoran': 32.2, 'Goose Lake': 32.4, 'Westpark': 32.4, 'Rector': 33.2, 'Magunden': 34.4, 'Tupman': 35.2, 'Tevis': 36.1, 'Stockdale': 36.2, 'Midway': 36.6, 'Gates-Midway (Proposed)': 38.0, 'Regulus': 39.6, 'Lamont': 39.7} | 6923.7812 | 152.7369 | 2.206% | 6771.0443 | 97.79% | [5 empty] | 0 | 0% | 0 | 0% |  | 6658.2817 | 96.17% | 265.4684 | 3.834% | 530.8845 | 7.668% | 6392.8968 | 1017.0909 | 14.69% | 5906.6903 | 3586.7698 | 51.8% | 3337.0115 | 3638.177 | 52.55% | 3285.6042 | 6084.5493 | 87.88% | 839.2319 | 284.6409 | 4.111% | 6639.1403
184 | UltraPower Chinese Station | El_Dorado_Mariposa | {'Peoria': 2.3, 'Curtis': 11.1, 'Warnerville': 19.9, 'Riverbank': 24.6, 'Bellota': 30.8, 'Rancho Seco - Bellota (Proposed)': 33.4, 'Donnells': 35.3, 'Ripon': 37.4, 'Camanche': 37.8} | 343460.9375 | 72742.8047 | 21.18% | 270718.1328 | 78.82% | [5 empty] | 131929.5625 | 38.41% | 66973.3828 | 19.5% |  | 16725.9316 | 4.87% | 0 | 0% | 223163.8281 | 64.98% | 120297.1094 | 72527.2422 | 21.12% | 270933.6953 | 127663.5156 | 37.17% | 215797.4219 | 258981.2031 | 75.4% | 84479.7344 | 109409.5078 | 31.86% | 234051.4297 | 32534.0996 | 9.472% | 310926.8379
185 | Curtis | El_Dorado_Mariposa | {'Peoria': 10.9, 'UltraPower Chinese Station': 11.1, 'Donnells': 24.4, 'Warnerville': 30.9, 'Riverbank': 35.1, 'Bellota': 37.9, 'Rancho Seco - Bellota (Proposed)': 38.5} | 203177.9844 | 15196.8438 | 7.48% | 187981.1406 | 92.52% | [5 empty] | 38822.1914 | 19.11% | 12459.293 | 6.132% |  | 42513.1914 | 20.92% | 837.6949 | 0.4123% | 138488.7812 | 68.16% | 64689.2031 | 43805.8047 | 21.56% | 159372.1797 | 82687.7344 | 40.7% | 120490.25 | 157654.5625 | 77.59% | 45523.4219 | 122845.9766 | 60.46% | 80332.0078 | 22246.5781 | 10.95% | 180931.4062
186 | Peoria | El_Dorado_Mariposa | {'UltraPower Chinese Station': 2.3, 'Curtis': 10.9, 'Warnerville': 20.0, 'Riverbank': 24.2, 'Bellota': 29.2, 'Rancho Seco - Bellota (Proposed)': 31.5, 'Donnells': 34.6, 'Camanche': 35.8, 'Ripon': 36.9, 'Lockeford': 39.0} | 327623.5938 | 66266.6953 | 20.23% | 261356.8984 | 79.77% | [5 empty] | 130115.0703 | 39.71% | 61894.6523 | 18.89% |  | 16725.9316 | 5.105% | 0 | 0% | 215776.75 | 65.86% | 111846.8438 | 64505.5391 | 19.69% | 263118.0547 | 118564.7656 | 36.19% | 209058.8281 | 250347.2969 | 76.41% | 77276.2969 | 102409.6875 | 31.26% | 225213.9062 | 29029.5234 | 8.861% | 298594.0703
187 | Moorpark | Greater_LA | {'Santa Clara': 16.2, 'Mandalay': 20.4, 'Saugus': 21.1, 'Pardee': 21.3, 'Sylmar': 23.1, 'Bailey': 35.0, 'La Cienega': 35.7, 'El Segundo': 37.6, 'Chevmain': 38.8} | 84389.125 | 5778.4126 | 6.847% | 78610.7124 | 93.15% | [5 empty] | 465.9879 | 0.5522% | 2445.0513 | 2.897% |  | 25696.3809 | 30.45% | 56103.4688 | 66.48% | 60878.1523 | 72.14% | 23510.9727 | 2713.958 | 3.216% | 81675.167 | 4936.0649 | 5.849% | 79453.0601 | 64199.793 | 76.08% | 20189.332 | 48592.1602 | 57.58% | 35796.9648 | 9583.9883 | 11.36% | 74805.1367
188 | Santa Clara | Greater_LA | {'Mandalay': 7.5, 'Moorpark': 16.2, 'Pardee': 35.7, 'Saugus': 35.8, 'Sylmar': 39.1} | 46725.0391 | 3702.7566 | 7.925% | 43022.2825 | 92.08% | [5 empty] | 463.764 | 0.9925% | 2444.2507 | 5.231% |  | 12111.5635 | 25.92% | 31870.1758 | 68.21% | 33588.8086 | 71.89% | 13136.2305 | 2668.7173 | 5.712% | 44056.3218 | 4068.4558 | 8.707% | 42656.5833 | 35974.4102 | 76.99% | 10750.6289 | 25517.7188 | 54.61% | 21207.3203 | 6385.2021 | 13.67% | 40339.8369
189 | Davis | Solano | {'Woodland': 9.3, 'Vaca Dixon': 14.2, 'Putah Creek': 14.2, 'Peabody': 22.0, 'Grand Island': 23.0, 'Shilo III': 26.7, 'Birds Landing': 29.5, 'Pleasant Grove': 30.0, 'Rio Oso': 30.6, 'Gold Hill': 33.2, 'Tulucay': 35.5, 'Pittsburg': 36.2, 'Contra Costa': 37.8, 'Eight Mile': 38.8, 'Olivehurst': 39.2} | 627972.1875 | 123645.5938 | 19.69% | 504326.5938 | 80.31% | [5 empty] | 120518.5234 | 19.19% | 298805.25 | 47.58% |  | 84960.4297 | 13.53% | 0 | 0% | 287820.2188 | 45.83% | 340151.9688 | 78902.0859 | 12.56% | 549070.1016 | 190898.5469 | 30.4% | 437073.6406 | 382784.7188 | 60.96% | 245187.4688 | 75577.3047 | 12.04% | 552394.8828 | 50088.8789 | 7.976% | 577883.3086
190 | Putah Creek | Solano | {'Vaca Dixon': 9.3, 'Davis': 14.2, 'Peabody': 16.4, 'Woodland': 16.7, 'Tulucay': 24.1, 'Shilo III': 25.7, 'Birds Landing': 28.9, 'Grand Island': 29.8, 'Carquinez': 32.9, 'Pittsburg': 34.0, 'Martinez': 35.7, 'Lakeville': 36.9, 'Contra Costa': 37.9, 'Penngrove': 39.8, 'Clayton': 40.0} | 617859.8125 | 114939.1484 | 18.6% | 502920.6641 | 81.4% | [5 empty] | 88308.4922 | 14.29% | 253431.8594 | 41.02% |  | 132867.7969 | 21.5% | 21600.0488 | 3.496% | 324778.4062 | 52.57% | 293081.4062 | 77589.1953 | 12.56% | 540270.6172 | 163458.3438 | 26.46% | 454401.4688 | 405889.1562 | 65.69% | 211970.6562 | 140315.4531 | 22.71% | 477544.3594 | 48348.2812 | 7.825% | 569511.5312
191 | East Marysville | Northern_California | {'Olivehurst': 5.0, 'Pease': 5.4, 'Honcut': 11.0, 'Rio Oso': 16.6, 'Palermo': 20.2, 'Wyandotte': 22.7, 'Thermalito': 24.5, 'Higgins': 26.6, 'Pleasant Grove': 27.3, 'Table Mountain': 27.4, 'Brunswick': 28.6, 'Woodland': 35.2, 'Cortina': 35.7} | 619436.5625 | 159596.1719 | 25.76% | 459840.3906 | 74.24% | [5 empty] | 179198.2812 | 28.93% | 299582.2812 | 48.36% |  | 9376.3828 | 1.514% | 5133.1802 | 0.8287% | 298702.75 | 48.22% | 320733.8125 | 76917.9453 | 12.42% | 542518.6172 | 271308.3125 | 43.8% | 348128.25 | 445486.1562 | 71.92% | 173950.4062 | 21592.2637 | 3.486% | 597844.2988 | 60783.0859 | 9.813% | 558653.4766
192 | Olivehurst | Northern_California | {'East Marysville': 5.0, 'Pease': 8.3, 'Rio Oso': 11.6, 'Honcut': 16.0, 'Pleasant Grove': 22.6, 'Higgins': 24.5, 'Palermo': 25.1, 'Wyandotte': 27.6, 'Brunswick': 28.9, 'Thermalito': 29.5, 'Woodland': 30.9, 'Table Mountain': 32.4, 'Cortina': 36.6, 'Gold Hill': 37.1, 'Davis': 39.2} | 599819.0625 | 152164.4844 | 25.37% | 447654.5781 | 74.63% | [5 empty] | 155735.375 | 25.96% | 303966.8438 | 50.68% |  | 8349.2061 | 1.392% | 894.8691 | 0.1492% | 306888.8438 | 51.16% | 292930.2188 | 69714.125 | 11.62% | 530104.9375 | 255465.4531 | 42.59% | 344353.6094 | 435610.625 | 72.62% | 164208.4375 | 17869.5645 | 2.979% | 581949.498 | 53201.668 | 8.87% | 546617.3945
193 | Morro Bay | Kern_Greater_Carrizo | {'Diablo': 10.9, 'Mustang': 12.2, 'San Luis Obispo': 14.7, 'Templeton': 15.9, 'Oceano': 24.4, 'Mesa': 34.0, 'Cholame': 36.3} | 178872.7812 | 46649.7617 | 26.08% | 132223.0195 | 73.92% | [5 empty] | 10820.751 | 6.049% | 2700.7549 | 1.51% |  | 76557.3203 | 42.8% | 57666.7656 | 32.24% | 58702.6992 | 32.82% | 120170.082 | 27387.0957 | 15.31% | 151485.6855 | 66207.9922 | 37.01% | 112664.7891 | 95406.5156 | 53.34% | 83466.2656 | 85257.4453 | 47.66% | 93615.3359 | 9026.4541 | 5.046% | 169846.3271
194 | Palomar | Greater_SD | {'Encina': 2.9, 'San Luis Rey': 6.7, 'Escondido': 9.9, 'Penasquitos': 14.6, 'Sycamore Canyon': 20.6, 'Kearny': 21.9, 'San Onofre': 23.0, 'Mission': 24.9, 'Old Town': 25.2, 'Talega': 28.1, 'Silvergate': 30.6, 'Capistrano': 34.6, 'Miguel': 35.4, 'Margarita': 35.4, 'Bay Boulevard': 37.2, 'Trabuco': 37.6} | 8679.4961 | 970.1654 | 11.18% | 7709.3307 | 88.82% | [5 empty] | 110.8009 | 1.277% | 0 | 0% |  | 39.1851 | 0.4515% | 4467.1475 | 51.47% | 4620.4146 | 53.23% | 4059.0815 | 2536.8904 | 29.23% | 6142.6057 | 7706.5825 | 88.79% | 972.9136 | 7706.5825 | 88.79% | 972.9136 | 3114.8547 | 35.89% | 5564.6414 | 1092.3599 | 12.59% | 7587.1362
195 | Margarita | Greater_LA | {'Trabuco': 2.8, 'Capistrano': 3.4, 'Talega': 7.4, 'Viejo': 8.1, 'Santiago': 11.3, 'San Onofre': 13.1, 'Johanna': 17.2, 'Lee Lake (Proposed)': 17.2, 'Ellis': 20.4, 'Huntington Beach': 21.2, 'Serrano': 21.3, 'Villa Park': 21.8, 'Lewis': 23.7, 'Barre': 27.1, 'San Luis Rey': 28.8, 'Valley': 30.2, 'Alamitos': 30.9, 'Chino': 31.0, 'Mira Loma': 31.8, 'Olinda': 32.1, 'Encina': 33.1, 'Del Amo': 33.9, 'Palomar': 35.4, 'Walnut': 36.6, 'Rancho Vista': 37.5, 'Long Beach': 37.5, 'Etiwanda': 37.6, 'Center': 37.9, 'Harborgen': 38.0, 'Vista': 38.2, 'Lighthipe': 38.9, 'Hinson': 39.0, 'Padua': 39.3, 'Arcogen': 40.0} | 7571.3955 | 357.9258 | 4.727% | 7213.4697 | 95.27% | [5 empty] | 110.8009 | 1.463% | 0 | 0% |  | 54.0688 | 0.7141% | 446.0012 | 5.891% | 406.6133 | 5.37% | 7164.7822 | 2572.9768 | 33.98% | 4998.4187 | 6891.9023 | 91.03% | 679.4932 | 7197.0337 | 95.06% | 374.3618 | 245.1871 | 3.238% | 7326.2084 | 588.3239 | 7.77% | 6983.0717
196 | Huntington Beach | Greater_LA | {'Ellis': 3.4, 'Johanna': 8.6, 'Alamitos': 10.8, 'Barre': 11.2, 'Lewis': 12.1, 'Santiago': 12.2, 'Villa Park': 14.3, 'Del Amo': 15.5, 'Long Beach': 16.5, 'Serrano': 16.6, 'Harborgen': 17.0, 'Hinson': 18.5, 'Trabuco': 18.5, 'Arcogen': 19.3, 'Viejo': 19.4, 'Lighthipe': 19.8, 'Capistrano': 20.2, 'Center': 20.8, 'Olinda': 20.9, 'Margarita': 21.2, 'Laguna Bell': 24.8, 'Walnut': 25.0, 'La Fresa': 25.6, 'Talega': 27.0, 'Redondo': 27.4, 'Mesa (SCE)': 28.0, 'El Nido': 28.5, 'Chino': 29.8, 'Chevmain': 30.2, 'San Onofre': 31.0, 'Lee Lake (Proposed)': 31.2, 'El Segundo': 31.4, 'Rio Hondo': 31.6, 'La Cienega': 33.6, 'Mira Loma': 34.5, 'Goodrich': 35.4, 'Padua': 38.0, 'Rancho Vista': 39.7} | 12247.4004 | 2608.4373 | 21.3% | 9638.9631 | 78.7% | [5 empty] | 0 | 0% | 0 | 0% |  | 190.5327 | 1.556% | 462.309 | 3.775% | 315.8842 | 2.579% | 11931.5161 | 1931.0984 | 15.77% | 10316.302 | 9256.1787 | 75.58% | 2991.2217 | 9572.0625 | 78.16% | 2675.3379 | 242.8808 | 1.983% | 12004.5196 | 386.1362 | 3.153% | 11861.2642
197 | Los Esteros | Peninsula_Monterey | {'Schulte Switching Station': 3.7, 'Newark': 5.9, 'Hicks': 13.5, 'East Shore': 17.0, 'Coyote': 17.5, 'Metcalf': 17.5, 'Cayetano': 23.2, 'Green Ridge Midway': 28.0, 'Tesla': 28.2, 'Delta Switching Yard': 30.9, 'Kelso': 31.3, 'Martin (San Francisco H)': 32.3, 'Clayton': 35.7, 'Brentwood': 36.7, 'Lone Tree': 37.1} | 168650.8906 | 4473.6646 | 2.653% | 164177.2261 | 97.35% | [5 empty] | 1251.2262 | 0.7419% | 330.5826 | 0.196% |  | 66670.8984 | 39.53% | 29449.8457 | 17.46% | 134841.2969 | 79.95% | 33809.5938 | 83229.4766 | 49.35% | 85421.4141 | 113182.6875 | 67.11% | 55468.2031 | 160397.7812 | 95.11% | 8253.1094 | 115363.2969 | 68.4% | 53287.5938 | 8056.3535 | 4.777% | 160594.5371
198 | Birds Landing | Solano | {'Shilo III': 3.2, 'Pittsburg': 7.1, 'Contra Costa': 9.0, 'Lone Tree': 12.9, 'Peabody': 13.5, 'Clayton': 14.6, 'Grand Island': 15.0, 'Brentwood': 16.5, 'Martinez': 17.3, 'Vaca Dixon': 19.7, 'Carquinez': 22.9, 'Delta Switching Yard': 25.1, 'Eight Mile': 25.1, 'Tulucay': 25.3, 'Kelso': 25.8, 'Cayetano': 26.9, 'Stagg': 27.8, 'Putah Creek': 28.9, 'Davis': 29.5, 'Green Ridge Midway': 30.5, 'Tesla': 31.9, 'Weber': 35.1, 'Lockeford': 36.4, 'Vierra': 37.8, 'East Shore': 37.9, 'Woodland': 38.5, 'Ignacio': 38.8} | 511848.6875 | 80549.9219 | 15.74% | 431298.7656 | 84.26% | [5 empty] | 77921.1797 | 15.22% | 226919.9844 | 44.33% |  | 74685.25 | 14.59% | 7819.4639 | 1.528% | 131407.9688 | 25.67% | 380440.7188 | 129961.5391 | 25.39% | 381887.1484 | 144367.4844 | 28.21% | 367481.2031 | 234890.3906 | 45.89% | 276958.2969 | 51313.8359 | 10.03% | 460534.8516 | 65300.082 | 12.76% | 446548.6055
199 | Cayetano | Solano | {'Delta Switching Yard': 9.3, 'Kelso': 10.0, 'Green Ridge Midway': 10.1, 'Tesla': 11.4, 'Brentwood': 13.5, 'Lone Tree': 14.4, 'Clayton': 17.8, 'Contra Costa': 18.0, 'Newark': 20.2, 'East Shore': 20.5, 'Pittsburg': 21.7, 'Los Esteros': 23.2, 'Martinez': 26.8, 'Schulte Switching Station': 26.9, 'Birds Landing': 26.9, 'Vierra': 27.5, 'Stagg': 29.0, 'Shilo III': 30.1, 'Eight Mile': 30.9, 'Weber': 31.6, 'Westley': 32.8, 'Ripon': 34.2, 'Martin (San Francisco H)': 35.0, 'Grand Island': 35.4, 'Hicks': 35.6, 'Carquinez': 35.6, 'Metcalf': 35.6, 'Coyote': 35.7, 'Peabody': 39.3} | 354547.8438 | 15172.3682 | 4.279% | 339375.4756 | 95.72% | [5 empty] | 22540.7539 | 6.358% | 125246.5859 | 35.33% |  | 59443.2578 | 16.77% | 12268.3584 | 3.46% | 175655.2969 | 49.54% | 178892.5469 | 135845.5156 | 38.32% | 218702.3281 | 142323.2188 | 40.14% | 212224.625 | 229769.625 | 64.81% | 124778.2188 | 103163.3594 | 29.1% | 251384.4844 | 35239.9766 | 9.939% | 319307.8672
200 | Silvergate | Greater_SD | {'Old Town': 5.7, 'Mission': 6.1, 'Bay Boulevard': 6.6, 'Miguel': 9.4, 'Kearny': 9.5, 'Otay Mesa': 15.9, 'Penasquitos': 16.0, 'Sycamore Canyon': 16.6, 'Suncrest': 28.0, 'Escondido': 29.7, 'Palomar': 30.6, 'Encina': 32.4, 'San Luis Rey': 37.3} | 6745.5674 | 1154.8278 | 17.12% | 5590.7396 | 82.88% | [5 empty] | 0 | 0% | 0 | 0% |  | 441.3843 | 6.543% | 180.9307 | 2.682% | 297.8672 | 4.416% | 6447.7002 | 1780.1119 | 26.39% | 4965.4554 | 5467.6724 | 81.06% | 1277.895 | 5485.9956 | 81.33% | 1259.5718 | 261.3945 | 3.875% | 6484.1729 | 262.1802 | 3.887% | 6483.3872
201 | Richmond | Northern_California | {'Leavitt': 7.1, 'Madeline': 38.7} | 674392.5625 | 94237.3828 | 13.97% | 580155.1797 | 86.03% | [5 empty] | 6298.3716 | 0.9339% | 0 | 0% |  | 643258.125 | 95.38% | 0 | 0% | 241968.5469 | 35.88% | 432424.0156 | 96959.6953 | 14.38% | 577432.8672 | 123858.6094 | 18.37% | 550533.9531 | 354865.6875 | 52.62% | 319526.875 | 473606.75 | 70.23% | 200785.8125 | 59904.8633 | 8.883% | 614487.6992
202 | Rancho Vista | Greater_Kramer | {'Etiwanda': 0.4, 'Mira Loma': 5.8, 'Padua': 6.4, 'Chino': 10.3, 'Vista': 12.8, 'San Bernardino': 17.0, 'Lugo': 21.4, 'Serrano': 23.1, 'Lee Lake (Proposed)': 23.8, 'Olinda': 24.3, 'Walnut': 24.5, 'Villa Park': 25.5, 'Rio Hondo': 25.6, 'El Casco': 27.6, 'Lewis': 28.4, 'Viejo': 29.7, 'Victor': 29.9, 'Johanna': 31.7, 'Goodrich': 32.0, 'Barre': 32.1, 'Santiago': 32.1, 'Valley': 32.4, 'Mesa (SCE)': 33.2, 'Roadway': 34.3, 'Center': 34.6, 'Laguna Bell': 36.0, 'Del Amo': 36.3, 'Ellis': 36.4, 'Trabuco': 37.1, 'Margarita': 37.5, 'Gould': 38.5, 'Alamitos': 39.4, 'Lighthipe': 39.5, 'Huntington Beach': 39.7} | 81940.6406 | 9571.4746 | 11.68% | 72369.166 | 88.32% | [5 empty] | 56.6189 | 0.0691% | 19.3005 | 0.02355% |  | 18053.9688 | 22.03% | 33318.6367 | 40.66% | 48274.3906 | 58.91% | 33666.25 | 50866.3672 | 62.08% | 31074.2734 | 44844.3516 | 54.73% | 37096.2891 | 71337.4141 | 87.06% | 10603.2266 | 28684.9785 | 35.01% | 53255.6621 | 2621.5225 | 3.199% | 79319.1182
203 | Hilltop | Northern_California | {'Madeline': 38.7} | 958629.6875 | 43382.625 | 4.525% | 915247.0625 | 95.47% | [5 empty] | 15180.8525 | 1.584% | 7379.9146 | 0.7698% |  | 532704.0625 | 55.57% | 0 | 0% | 592050.0625 | 61.76% | 366579.625 | 185811.5938 | 19.38% | 772818.0938 | 137804.0312 | 14.38% | 820825.6562 | 687654.625 | 71.73% | 270975.0625 | 809538.5 | 84.45% | 149091.1875 | 78613.9219 | 8.201% | 880015.7656
204 | Thermalito | Northern_California | {'Table Mountain': 2.9, 'Wyandotte': 5.1, 'Palermo': 7.4, 'Honcut': 13.5, 'Pease': 23.8, 'East Marysville': 24.5, 'Olivehurst': 29.5, 'Glenn': 32.7, 'Delevan': 35.5, 'Brunswick': 37.5} | 651076.6875 | 154596.1406 | 23.74% | 496480.5469 | 76.26% | [5 empty] | 179339.1094 | 27.55% | 205923.7031 | 31.63% |  | 81680.4297 | 12.55% | 65978.9453 | 10.13% | 294660.1562 | 45.26% | 356416.5312 | 140711.5781 | 21.61% | 510365.1094 | 265203.5938 | 40.73% | 385873.0938 | 471405.6562 | 72.4% | 179671.0312 | 102287.6562 | 15.71% | 548789.0312 | 70509.6953 | 10.83% | 580566.9922
205 | Martinez | Solano | {'Carquinez': 8.9, 'Clayton': 9.4, 'Pittsburg': 12.0, 'Birds Landing': 17.3, 'Tulucay': 18.1, 'Shilo III': 18.1, 'Contra Costa': 18.2, 'Lone Tree': 20.0, 'Peabody': 20.3, 'Ignacio': 23.5, 'Brentwood': 24.9, 'Martin (San Francisco H)': 26.8, 'Cayetano': 26.8, 'East Shore': 26.9, 'Vaca Dixon': 28.7, 'Lakeville': 30.1, 'Delta Switching Yard': 30.8, 'Kelso': 31.8, 'Grand Island': 32.3, 'Green Ridge Midway': 35.1, 'Putah Creek': 35.7, 'Newark': 36.2, 'Tesla': 36.6, 'Penngrove': 37.1} | 261568.0469 | 34362.9219 | 13.14% | 227205.125 | 86.86% | [5 empty] | 28575.0312 | 10.92% | 31239.9941 | 11.94% |  | 81707.3047 | 31.24% | 25056.25 | 9.579% | 104059.0625 | 39.78% | 157508.9844 | 99234.5 | 37.94% | 162333.5469 | 118797.4453 | 45.42% | 142770.6016 | 186592.3125 | 71.34% | 74975.7344 | 67960.1406 | 25.98% | 193607.9062 | 46853.3164 | 17.91% | 214714.7305
206 | Lone Tree | Solano | {'Contra Costa': 3.9, 'Brentwood': 4.9, 'Pittsburg': 9.7, 'Clayton': 11.4, 'Delta Switching Yard': 12.6, 'Birds Landing': 12.9, 'Kelso': 13.4, 'Cayetano': 14.4, 'Shilo III': 16.1, 'Green Ridge Midway': 17.9, 'Tesla': 19.3, 'Martinez': 20.0, 'Grand Island': 21.8, 'Eight Mile': 22.3, 'Stagg': 22.6, 'Peabody': 26.1, 'Weber': 28.4, 'Carquinez': 28.4, 'Vierra': 28.4, 'East Shore': 29.5, 'Vaca Dixon': 32.6, 'Newark': 33.2, 'Tulucay': 34.6, 'Lockeford': 34.7, 'Ripon': 36.0, 'Los Esteros': 37.1, 'Martin (San Francisco H)': 39.2, 'Westley': 39.5} | 452949.125 | 33686.0195 | 7.437% | 419263.1055 | 92.56% | [5 empty] | 59898.9727 | 13.22% | 189916.2656 | 41.93% |  | 36819.9062 | 8.129% | 12291.7812 | 2.714% | 129874.1172 | 28.67% | 323075.0078 | 149093.5469 | 32.92% | 303855.5781 | 158236.8125 | 34.93% | 294712.3125 | 226256.375 | 49.95% | 226692.75 | 54268.2148 | 11.98% | 398680.9102 | 58817.9648 | 12.99% | 394131.1602
207 | Delta PP | Solano | {'Kelso': 1.0, 'Green Ridge Midway': 5.4, 'Tesla': 6.8, 'Brentwood': 8.7, 'Cayetano': 9.3, 'Lone Tree': 12.6, 'Contra Costa': 16.3, 'Vierra': 18.9, 'Stagg': 19.9, 'Clayton': 21.4, 'Pittsburg': 22.2, 'Eight Mile': 22.3, 'Weber': 22.4, 'Birds Landing': 25.1, 'Ripon': 26.1, 'Westley': 27.4, 'Shilo III': 28.3, 'Newark': 28.8, 'East Shore': 29.7, 'Grand Island': 29.8, 'Martinez': 30.8, 'Los Esteros': 30.9, 'Lockeford': 33.3, 'Schulte Switching Station': 34.5, 'Bellota': 36.3, 'Peabody': 38.5, 'Riverbank': 39.0, 'Carquinez': 39.7, 'Fink (Proposed)': 39.7} | 439143.9062 | 51655.5156 | 11.76% | 387488.3906 | 88.24% | [5 empty] | 43731.2617 | 9.958% | 187953.3594 | 42.8% |  | 53237.3711 | 12.12% | 12084.2979 | 2.752% | 194598.1875 | 44.31% | 244545.7188 | 137551.125 | 31.32% | 301592.7812 | 145185.7188 | 33.06% | 293958.1875 | 246908.2969 | 56.22% | 192235.6094 | 108424.4219 | 24.69% | 330719.4844 | 35575.4375 | 8.101% | 403568.4688
208 | Green Ridge Midway | Solano | {'Tesla': 1.6, 'Kelso': 5.0, 'Delta Switching Yard': 5.4, 'Cayetano': 10.1, 'Brentwood': 14.2, 'Vierra': 17.8, 'Lone Tree': 17.9, 'Contra Costa': 21.7, 'Stagg': 22.5, 'Weber': 23.2, 'Westley': 23.2, 'Ripon': 24.2, 'Clayton': 25.7, 'Eight Mile': 25.7, 'Newark': 26.8, 'Pittsburg': 27.3, 'Los Esteros': 28.0, 'East Shore': 29.8, 'Birds Landing': 30.5, 'Schulte Switching Station': 31.4, 'Shilo III': 33.7, 'Fink (Proposed)': 34.7, 'Grand Island': 34.9, 'Martinez': 35.1, 'Lockeford': 35.7, 'Metcalf': 35.7, 'Coyote': 36.0, 'Bellota': 37.1, 'Riverbank': 37.3, 'Hicks': 38.1} | 440156.8125 | 48511.8984 | 11.02% | 391644.9141 | 88.98% | [5 empty] | 37813.6289 | 8.591% | 187524.2812 | 42.6% |  | 73071.8984 | 16.6% | 11950.0684 | 2.715% | 230064.2188 | 52.27% | 210092.5938 | 136928.5938 | 31.11% | 303228.2188 | 152217.4062 | 34.58% | 287939.4062 | 276507.8438 | 62.82% | 163648.9688 | 127052.8672 | 28.87% | 313103.9453 | 28399.5234 | 6.452% | 411757.2891
209 | Inyo | Greater_Kramer (Exclude) | {'Control': 2.2} | 123246.6719 | 20210.0605 | 16.4% | 103036.6113 | 83.6% | [5 empty] | 1014.7448 | 0.8233% | 0 | 0% |  | 59347.1016 | 48.15% | 0 | 0% | 0 | 0% | 123246.6719 | 29617.2305 | 24.03% | 93629.4414 | 13158.8799 | 10.68% | 110087.792 | 35747.8828 | 29.01% | 87498.7891 | 94896.6016 | 77% | 28350.0703 | 4490.1997 | 3.643% | 118756.4722
210 | Control | Greater_Kramer (Exclude) | {'Inyo': 2.2} | 122452.1484 | 19922.3887 | 16.27% | 102529.7598 | 83.73% | [5 empty] | 1014.7448 | 0.8287% | 0 | 0% |  | 59572.3008 | 48.65% | 0 | 0% | 0 | 0% | 122452.1484 | 29440.0234 | 24.04% | 93012.125 | 12791.9658 | 10.45% | 109660.1826 | 35439.1484 | 28.94% | 87013 | 94345.9297 | 77.05% | 28106.2188 | 4592.2549 | 3.75% | 117859.8936
211 | Big Creek | Central_Valley_North_Los_Banos | {'Sanger': 39.9} | 78.4082 | 0 | 0% | 78.4082 | 100% | [5 empty] | 0 | 0% | 0 | 0% |  | 0 | 0% | 0 | 0% | 0 | 0% | 78.4082 | 4.1499 | 5.293% | 74.2583 | 19.1597 | 24.44% | 59.2485 | 19.1597 | 24.44% | 59.2485 | 78.4082 | 100% | 0 | 17.4983 | 22.32% | 60.9099
212 | Moss Landing | Peninsula_Monterey | {'Coyote': 28.7, 'Metcalf': 28.9, 'Hicks': 30.3} | 64741.4062 | 35184.918 | 54.35% | 29556.4883 | 45.65% | [5 empty] | 1922.8276 | 2.97% | 30584.8184 | 47.24% |  | 10453.3438 | 16.15% | 8616.5605 | 13.31% | 10040.1191 | 15.51% | 54701.2871 | 7683.2231 | 11.87% | 57058.1831 | 16895.4453 | 26.1% | 47845.9609 | 24293.7637 | 37.52% | 40447.6426 | 9844.8174 | 15.21% | 54896.5889 | 3691.519 | 5.702% | 61049.8872
213 | Cal Ave | Central_Valley_North_Los_Banos | {'Malaga': 2.8, 'West Fresno': 3.0, 'Kearney': 6.6, 'Sanger': 8.5, 'McCall': 10.2, 'Gregg': 12.5, 'Mc Mullin': 15.2, 'Borden': 18.6, 'Wahtoke': 18.7, 'Kingsburg': 18.9, 'Reedley': 22.9, 'Helm': 24.5, 'Schindler': 30.2, 'GWF Hanford Sw Sta': 31.7, 'Newhall': 32.8, 'Leprino Jct': 33.4, 'Henrietta': 33.9, 'Mustang': 34.7, 'Tranquility': 36.7, 'Cantua': 37.8, 'Dairyland': 38.3, 'Mendota': 38.5} | 548829.6875 | 370342.5 | 67.48% | 178487.1875 | 32.52% | [5 empty] | 244231.7969 | 44.5% | 246560.875 | 44.92% |  | 0 | 0% | 0 | 0% | 104829.0781 | 19.1% | 444000.6094 | 85810.4688 | 15.64% | 463019.2188 | 103362.5703 | 18.83% | 445467.1172 | 171965.5 | 31.33% | 376864.1875 | 13050.5186 | 2.378% | 535779.1689 | 35968.6289 | 6.554% | 512861.0586
214 | Poso Mountain | Central_Valley_North_Los_Banos | {'Sycamore': 7.6, 'Kern Oil': 8.9, 'California Water': 10.0, 'Columbus': 11.1, 'Lerdo': 11.7, 'Bakersfield': 12.2, '7th Standard': 12.8, 'Westpark': 13.6, 'Magunden': 13.8, 'Rosedale': 14.3, 'Kern Power': 14.7, 'Renfro': 16.6, 'Stockdale': 17.8, 'Lamont': 18.9, 'Rio Bravo': 18.9, 'Regulus': 18.9, 'Tevis': 19.2, 'Shafter': 20.5, 'Vestal': 20.8, 'Charca': 21.0, 'Grimway': 22.2, 'Tupman': 22.6, 'Semitropic': 27.1, 'Norco': 27.3, 'Midway': 29.9, 'Smyrna': 30.0, 'Wheeler Ridge': 32.5, 'Elk Hills': 33.0, 'Midway - Wheeler Ridge (Proposed)': 34.9, 'Goose Lake': 35.1, 'Olive': 36.0, 'Springville': 37.9, 'Alpaugh': 39.5} | 19415.2227 | 783.907 | 4.038% | 18631.3156 | 95.96% | [5 empty] | 0 | 0% | 0 | 0% |  | 10142.7324 | 52.24% | 9272.4248 | 47.76% | 5872.0938 | 30.24% | 13543.1289 | 5634.5156 | 29.02% | 13780.707 | 10379.3145 | 53.46% | 9035.9082 | 13844.2744 | 71.31% | 5570.9482 | 13438.0225 | 69.21% | 5977.2002 | 446.1469 | 2.298% | 18969.0758
215 | Walnut | Greater_LA | {'Olinda': 4.6, 'Rio Hondo': 6.9, 'Mesa (SCE)': 9.4, 'Center': 10.5, 'Laguna Bell': 11.6, 'Goodrich': 12.6, 'Del Amo': 13.9, 'Barre': 13.9, 'Lewis': 14.0, 'Villa Park': 14.9, 'Serrano': 15.4, 'Lighthipe': 15.6, 'Chino': 15.6, 'Alamitos': 18.8, 'Padua': 19.4, 'Gould': 20.0, 'Hinson': 20.4, 'Johanna': 21.1, 'Arcogen': 21.4, 'Mira Loma': 22.1, 'Ellis': 22.3, 'Harborgen': 22.5, 'Long Beach': 23.0, 'La Fresa': 24.0, 'Rancho Vista': 24.5, 'La Cienega': 24.6, 'Etiwanda': 24.9, 'Huntington Beach': 25.0, 'El Nido': 25.5, 'Santiago': 25.9, 'Chevmain': 27.0, 'Redondo': 27.5, 'El Segundo': 28.0, 'Viejo': 29.4, 'Lee Lake (Proposed)': 33.8, 'Vincent': 34.3, 'Trabuco': 34.6, 'Vista': 36.3, 'Margarita': 36.6, 'Sylmar': 37.6, 'Capistrano': 37.9} | 22146.9121 | 2743.0122 | 12.39% | 19403.8999 | 87.61% | [5 empty] | 9.1182 | 0.04117% | 0 | 0% |  | 140.2805 | 0.6334% | 11174.1504 | 50.45% | 4081.2634 | 18.43% | 18065.6487 | 4292.8677 | 19.38% | 17854.0444 | 14704.6934 | 66.4% | 7442.2188 | 16332.1807 | 73.74% | 5814.7314 | 7544.0581 | 34.06% | 14602.854 | 1884.371 | 8.509% | 20262.5411
216 | Chevmain | Greater_LA | {'El Segundo': 1.2, 'El Nido': 1.8, 'Redondo': 3.8, 'La Fresa': 4.6, 'La Cienega': 6.9, 'Arcogen': 10.9, 'Hinson': 11.9, 'Harborgen': 13.2, 'Lighthipe': 13.2, 'Long Beach': 13.9, 'Laguna Bell': 15.5, 'Center': 17.2, 'Del Amo': 18.0, 'Mesa (SCE)': 19.2, 'Alamitos': 19.9, 'Goodrich': 24.9, 'Barre': 25.1, 'Gould': 25.2, 'Walnut': 27.0, 'Olinda': 27.8, 'Rio Hondo': 28.0, 'Sylmar': 28.3, 'Lewis': 29.7, 'Huntington Beach': 30.2, 'Ellis': 30.4, 'Villa Park': 33.2, 'Johanna': 34.2, 'Serrano': 35.6, 'Saugus': 37.2, 'Pardee': 38.4, 'Moorpark': 38.8} | 10348.4414 | 3638.0869 | 35.16% | 6710.3545 | 64.84% | [5 empty] | 0 | 0% | 0 | 0% |  | 195.0095 | 1.884% | 1704.2339 | 16.47% | 133.1259 | 1.286% | 10215.3155 | 817.7601 | 7.902% | 9530.6813 | 6354.127 | 61.4% | 3994.3145 | 6487.2529 | 62.69% | 3861.1885 | 59.0459 | 0.5706% | 10289.3955 | 280.4135 | 2.71% | 10068.0279
217 | Long Beach | Greater_LA | {'Harborgen': 0.9, 'Arcogen': 3.7, 'Hinson': 3.7, 'Alamitos': 7.3, 'Lighthipe': 8.4, 'Del Amo': 9.3, 'La Fresa': 9.5, 'Redondo': 11.0, 'El Nido': 12.4, 'Center': 13.2, 'Chevmain': 13.9, 'Barre': 14.3, 'El Segundo': 15.0, 'Laguna Bell': 15.2, 'Huntington Beach': 16.5, 'Ellis': 17.2, 'La Cienega': 18.4, 'Lewis': 19.0, 'Mesa (SCE)': 19.8, 'Olinda': 21.4, 'Johanna': 21.8, 'Villa Park': 22.8, 'Walnut': 23.0, 'Serrano': 25.4, 'Santiago': 27.2, 'Rio Hondo': 27.3, 'Goodrich': 27.7, 'Gould': 31.5, 'Viejo': 34.3, 'Trabuco': 34.7, 'Chino': 35.3, 'Capistrano': 36.7, 'Margarita': 37.5} | 11680.5215 | 2749.1997 | 23.54% | 8931.3218 | 76.46% | [5 empty] | 0 | 0% | 0 | 0% |  | 198.3958 | 1.699% | 501.3088 | 4.292% | 55.502 | 0.4752% | 11625.0194 | 1609.567 | 13.78% | 10070.9545 | 8462.4395 | 72.45% | 3218.082 | 8517.9414 | 72.92% | 3162.5801 | 354.9123 | 3.038% | 11325.6092 | 372.4551 | 3.189% | 11308.0663
218 | Pit 1 | Northern_California | {'Cove Rd': 23.9, 'Round Mountain': 26.2} | 669479.1875 | 96684.8828 | 14.44% | 572794.3047 | 85.56% | [5 empty] | 1626.927 | 0.243% | 348.6095 | 0.05207% |  | 608472.4375 | 90.89% | 7407.3462 | 1.106% | 260110.6094 | 38.85% | 409368.5781 | 57060.2305 | 8.523% | 612418.957 | 57334.0664 | 8.564% | 612145.1211 | 301874.4062 | 45.09% | 367604.7812 | 459975.625 | 68.71% | 209503.5625 | 26596.4629 | 3.973% | 642882.7246
219 | Cove Rd | Northern_California | {'Round Mountain': 4.9, 'Pit 1': 23.9, 'Jessup': 35.5, 'Cottonwood': 37.5} | 511805.9062 | 64809.918 | 12.66% | 446995.9883 | 87.34% | [5 empty] | 1773.1357 | 0.3464% | 415.4439 | 0.08117% |  | 483646.7812 | 94.5% | 25774.4551 | 5.036% | 199575.875 | 38.99% | 312230.0312 | 105655.9766 | 20.64% | 406149.9297 | 114906.0469 | 22.45% | 396899.8594 | 273001.6875 | 53.34% | 238804.2188 | 329084.4688 | 64.3% | 182721.4375 | 22030.3066 | 4.304% | 489775.5996
220 | Drum | Northern_California | {'Brunswick': 14.5, 'Summit': 21.2, 'Higgins': 22.8, 'Placerville': 36.3} | 255127.0469 | 43903.1602 | 17.21% | 211223.8867 | 82.79% | [5 empty] | 6.2271 | 0.002441% | 0 | 0% |  | 121976.1875 | 47.81% | 31799.6055 | 12.46% | 31714.1094 | 12.43% | 223412.9375 | 38307.0742 | 15.01% | 216819.9727 | 49319.1211 | 19.33% | 205807.9258 | 93099.3359 | 36.49% | 162027.7109 | 171458.9219 | 67.21% | 83668.125 | 18993.4258 | 7.445% | 236133.6211
221 | Vierra | Solano | {'Ripon': 7.6, 'Weber': 8.6, 'Stagg': 14.0, 'Westley': 15.5, 'Tesla': 17.0, 'Green Ridge Midway': 17.8, 'Kelso': 18.0, 'Delta Switching Yard': 18.9, 'Eight Mile': 18.9, 'Riverbank': 20.1, 'Bellota': 20.7, 'Lockeford': 22.9, 'Brentwood': 23.5, 'Warnerville': 26.1, 'Cayetano': 27.5, 'Rancho Seco - Bellota (Proposed)': 27.7, 'Lone Tree': 28.4, 'Fink (Proposed)': 30.5, 'Contra Costa': 31.1, 'Camanche': 31.8, 'Grand Island': 34.6, 'Pittsburg': 37.8, 'Birds Landing': 37.8, 'Clayton': 39.3} | 587135.75 | 126523.9844 | 21.55% | 460611.7656 | 78.45% | [5 empty] | 108324.2266 | 18.45% | 260750.0781 | 44.41% |  | 44075.6758 | 7.507% | 2248.4683 | 0.383% | 287487.5 | 48.96% | 299648.25 | 122740.2812 | 20.9% | 464395.4688 | 159714.0469 | 27.2% | 427421.7031 | 339092.625 | 57.75% | 248043.125 | 117327.2109 | 19.98% | 469808.5391 | 31349.0938 | 5.339% | 555786.6562
222 | Coyote | Peninsula_Monterey | {'Metcalf': 0.3, 'Hicks': 8.5, 'Schulte Switching Station': 15.7, 'Los Esteros': 17.5, 'Newark': 23.4, 'Moss Landing': 28.7, 'East Shore': 34.5, 'Fink (Proposed)': 34.8, 'Tesla': 35.4, 'Cayetano': 35.7, 'Green Ridge Midway': 36.0, 'Quinto': 38.0, 'Westley': 38.7} | 119712.75 | 1420.2986 | 1.186% | 118292.4514 | 98.81% | [5 empty] | 590.4713 | 0.4932% | 2375.9751 | 1.985% |  | 63675.1875 | 53.19% | 11686.1953 | 9.762% | 98160.5078 | 82% | 21552.2422 | 37187.0859 | 31.06% | 82525.6641 | 62716.2461 | 52.39% | 56996.5039 | 113340.8125 | 94.68% | 6371.9375 | 98903.3359 | 82.62% | 20809.4141 | 4550.3784 | 3.801% | 115162.3716
223 | Metcalf | Peninsula_Monterey | {'Coyote': 0.3, 'Hicks': 8.8, 'Schulte Switching Station': 15.7, 'Los Esteros': 17.5, 'Newark': 23.3, 'Moss Landing': 28.9, 'East Shore': 34.5, 'Fink (Proposed)': 34.5, 'Tesla': 35.1, 'Cayetano': 35.6, 'Green Ridge Midway': 35.7, 'Quinto': 37.8, 'Westley': 38.3} | 121083.9141 | 1280.7999 | 1.058% | 119803.1141 | 98.94% | [5 empty] | 558.3459 | 0.4611% | 2257.3042 | 1.864% |  | 63509.6484 | 52.45% | 11680.9824 | 9.647% | 99665.9766 | 82.31% | 21417.9375 | 37303.0547 | 30.81% | 83780.8594 | 63497.3516 | 52.44% | 57586.5625 | 114779.4219 | 94.79% | 6304.4922 | 100993.5781 | 83.41% | 20090.3359 | 4559.6426 | 3.766% | 116524.2715
224 | Diablo | Kern_Greater_Carrizo | {'Morro Bay': 10.9, 'San Luis Obispo': 12.4, 'Mustang': 12.9, 'Oceano': 17.0, 'Templeton': 25.2, 'Mesa': 26.5, 'Sisquoc': 37.4} | 180133.6406 | 41283.8906 | 22.92% | 138849.75 | 77.08% | [5 empty] | 10553.5996 | 5.859% | 5095.9634 | 2.829% |  | 67903.3203 | 37.7% | 62263.1055 | 34.56% | 61029.918 | 33.88% | 119103.7227 | 25091.9121 | 13.93% | 155041.7285 | 68998.3359 | 38.3% | 111135.3047 | 97165.75 | 53.94% | 82967.8906 | 88963.4766 | 49.39% | 91170.1641 | 10469.9375 | 5.812% | 169663.7031
225 | Coolwater | Greater_Kramer | {'Tortilla': 10.0, 'Calcite': 23.9, 'Pisgah': 27.3, 'Lugo - Pisgah (Proposed)': 34.4, 'Roadway': 37.5, 'Victor': 39.2} | 228218.6719 | 65983.9531 | 28.91% | 162234.7188 | 71.09% | [5 empty] | 2878.9644 | 1.261% | 3248.8293 | 1.424% |  | 0 | 0% | 0 | 0% | 98233.4375 | 43.04% | 129985.2344 | 62234.9375 | 27.27% | 165983.7344 | 34855.625 | 15.27% | 193363.0469 | 124564.3906 | 54.58% | 103654.2812 | 89332.8828 | 39.14% | 138885.7891 | 4619.7837 | 2.024% | 223598.8882
226 | San Onofre | Greater_SD | {'Talega': 5.8, 'Capistrano': 11.8, 'Margarita': 13.1, 'Trabuco': 15.0, 'San Luis Rey': 16.8, 'Encina': 20.4, 'Viejo': 21.1, 'Palomar': 23.0, 'Santiago': 23.8, 'Lee Lake (Proposed)': 26.9, 'Johanna': 29.3, 'Escondido': 30.4, 'Huntington Beach': 31.0, 'Ellis': 31.3, 'Valley': 34.3, 'Serrano': 34.4, 'Villa Park': 34.7, 'Lewis': 36.2, 'Penasquitos': 36.6, 'Barre': 39.0} | 3822.5317 | 278.5836 | 7.288% | 3543.9481 | 92.71% | [5 empty] | 110.8009 | 2.899% | 0 | 0% |  | 54.0688 | 1.414% | 0 | 0% | 124.0958 | 3.246% | 3698.436 | 1474.9089 | 38.58% | 2347.6228 | 3534.6345 | 92.47% | 287.8972 | 3537.7834 | 92.55% | 284.7483 | 18.0543 | 0.4723% | 3804.4775 | 498.4253 | 13.04% | 3324.1064
227 | Woodland | Solano | {'Davis': 9.3, 'Putah Creek': 16.7, 'Vaca Dixon': 21.0, 'Rio Oso': 23.7, 'Pleasant Grove': 26.4, 'Peabody': 29.5, 'Olivehurst': 30.9, 'Grand Island': 32.2, 'Gold Hill': 33.7, 'Pease': 34.4, 'East Marysville': 35.2, 'Shilo III': 35.5, 'Birds Landing': 38.5, 'Cortina': 39.4} | 711264.625 | 180723.875 | 25.41% | 530540.75 | 74.59% | [5 empty] | 127460.0781 | 17.92% | 366689.3438 | 51.55% |  | 99235.4219 | 13.95% | 0 | 0% | 338776.2812 | 47.63% | 372488.3438 | 67529.1953 | 9.494% | 643735.4297 | 207525.4219 | 29.18% | 503739.2031 | 448280.6562 | 63.03% | 262983.9688 | 94660.8594 | 13.31% | 616603.7656 | 43294.4961 | 6.087% | 667970.1289
228 | Donnells PP | El_Dorado_Mariposa | {'Curtis': 24.4, 'Peoria': 34.6, 'UltraPower Chinese Station': 35.3} | 121170.7578 | 32787.4922 | 27.06% | 88383.2656 | 72.94% | [5 empty] | 39.3305 | 0.03246% | 0 | 0% |  | 58321.5703 | 48.13% | 837.6949 | 0.6913% | 7174.2437 | 5.921% | 113996.5142 | 9305.7861 | 7.68% | 111864.9717 | 13365.9072 | 11.03% | 107804.8506 | 27592.7676 | 22.77% | 93577.9902 | 74645.2422 | 61.6% | 46525.5156 | 6399.3535 | 5.281% | 114771.4043
229 | Mandalay | Greater_LA | {'Santa Clara': 7.5, 'Moorpark': 20.4} | 20567.4941 | 3868.739 | 18.81% | 16698.7551 | 81.19% | [5 empty] | 143.2841 | 0.6967% | 990.2446 | 4.815% |  | 2667.1787 | 12.97% | 14486.2109 | 70.43% | 8977.9141 | 43.65% | 11589.5801 | 1554.1744 | 7.556% | 19013.3197 | 2994.728 | 14.56% | 17572.7661 | 11217.0527 | 54.54% | 9350.4414 | 9557.7773 | 46.47% | 11009.7168 | 3375.4253 | 16.41% | 17192.0688
230 | North Gila | Arizona | {} | 71216.6328 | 11341.9707 | 15.93% | 59874.6621 | 84.07% | [5 empty] | 2648.1433 | 3.718% | 9247.6035 | 12.99% |  | 0 | 0% | 0 | 0% | 446.0421 | 0.6263% | 70770.5907 | 33168.0391 | 46.57% | 38048.5938 | 27867.8164 | 39.13% | 43348.8164 | 33225.3633 | 46.65% | 37991.2695 | 39033.6016 | 54.81% | 32183.0312 | 1748.3363 | 2.455% | 69468.2965
231 | Eight Mile | Solano | {'Stagg': 4.8, 'Weber': 12.2, 'Lockeford': 12.5, 'Grand Island': 16.6, 'Vierra': 18.9, 'Brentwood': 19.0, 'Bellota': 20.0, 'Rancho Seco - Bellota (Proposed)': 21.3, 'Kelso': 21.9, 'Camanche': 22.0, 'Lone Tree': 22.3, 'Delta Switching Yard': 22.3, 'Contra Costa': 22.5, 'Ripon': 24.4, 'Birds Landing': 25.1, 'Green Ridge Midway': 25.7, 'Tesla': 26.0, 'Shilo III': 26.7, 'Pittsburg': 28.4, 'Cayetano': 30.9, 'Riverbank': 32.5, 'Clayton': 33.2, 'Westley': 34.4, 'Peabody': 35.9, 'Vaca Dixon': 37.8, 'Warnerville': 38.2, 'Davis': 38.8} | 509730.6562 | 70911.0859 | 13.91% | 438819.5703 | 86.09% | [5 empty] | 114368.1641 | 22.44% | 247520.0625 | 48.56% |  | 17117.1992 | 3.358% | 5424.9092 | 1.064% | 147576.8906 | 28.95% | 362153.7656 | 125246.0078 | 24.57% | 384484.6484 | 137618.7969 | 27% | 372111.8594 | 227454.2344 | 44.62% | 282276.4219 | 24045.0801 | 4.717% | 485685.5762 | 52057.8203 | 10.21% | 457672.8359
232 | Kern Power | Central_Valley_North_Los_Banos | {'Rosedale': 1.1, 'Westpark': 3.2, 'Renfro': 3.8, 'Tevis': 4.5, '7th Standard': 4.5, 'Stockdale': 4.7, 'Bakersfield': 5.3, 'Kern Oil': 6.0, 'Sycamore': 7.8, 'Lerdo': 8.9, 'Columbus': 9.0, 'Tupman': 9.9, 'Magunden': 10.0, 'Rio Bravo': 10.2, 'California Water': 11.5, 'Norco': 13.6, 'Regulus': 14.4, 'Lamont': 14.5, 'Poso Mountain': 14.7, 'Shafter': 15.5, 'Grimway': 16.2, 'Elk Hills': 19.0, 'Midway': 20.1, 'Charca': 20.3, 'Midway - Wheeler Ridge (Proposed)': 20.3, 'Wheeler Ridge': 21.2, 'Semitropic': 24.5, 'Taft': 27.5, 'Smyrna': 30.8, 'Goose Lake': 31.2, 'Vestal': 31.9, 'Temblor': 33.8, 'Pastoria': 33.9, 'Kernridge': 36.5} | 8865.4375 | 388.2463 | 4.379% | 8477.1912 | 95.62% | [5 empty] | 3.7807 | 0.04265% | 0 | 0% |  | 3019.8345 | 34.06% | 5845.606 | 65.94% | 6638.917 | 74.89% | 2226.5205 | 1707.7616 | 19.26% | 7157.6759 | 2849.5342 | 32.14% | 6015.9033 | 7920.1099 | 89.34% | 945.3276 | 4193.0991 | 47.3% | 4672.3384 | 206.4165 | 2.328% | 8659.021
233 | Renfro | Central_Valley_North_Los_Banos | {'Kern Power': 3.8, '7th Standard': 4.0, 'Rosedale': 4.9, 'Tevis': 5.1, 'Tupman': 6.4, 'Rio Bravo': 6.6, 'Westpark': 7.0, 'Stockdale': 7.3, 'Lerdo': 7.8, 'Kern Oil': 8.9, 'Bakersfield': 9.0, 'Norco': 10.8, 'Sycamore': 10.8, 'Shafter': 12.3, 'Columbus': 12.7, 'Magunden': 13.8, 'California Water': 15.0, 'Midway': 16.3, 'Elk Hills': 16.4, 'Poso Mountain': 16.6, 'Charca': 17.7, 'Regulus': 18.1, 'Lamont': 18.2, 'Midway - Wheeler Ridge (Proposed)': 19.3, 'Grimway': 19.7, 'Semitropic': 21.3, 'Wheeler Ridge': 23.2, 'Taft': 25.0, 'Goose Lake': 27.7, 'Smyrna': 28.1, 'Temblor': 30.0, 'Vestal': 31.7, 'Kernridge': 32.7, 'Pastoria': 36.1, 'Olive': 38.6} | 394.5791 | 0 | 0% | 394.5791 | 100% | [5 empty] | 0 | 0% | 0 | 0% |  | 394.5791 | 100% | 0 | 0% | 394.5791 | 100% | 0 | 0 | 0% | 394.5791 | 272.8158 | 69.14% | 121.7633 | 394.5791 | 100% | 0 | 132.5466 | 33.59% | 262.0325 | 0 | 0% | 394.5791
234 | Highwind | Tehachapi | {'Windhub': 7.1, 'Whirlwind': 16.9, 'Pastoria': 28.7, 'Antelope': 28.8, 'Grimway': 29.1, 'Lamont': 30.5, 'Regulus': 30.6, 'Bailey': 31.7, 'Wheeler Ridge': 33.9, 'Magunden': 35.6, 'California Water': 37.0, 'Columbus': 37.9} | 399633.7188 | 94267.9531 | 23.59% | 305365.7656 | 76.41% | [5 empty] | 3697.9792 | 0.9253% | 3490.707 | 0.8735% |  | 161262.625 | 40.35% | 30307.377 | 7.584% | 135530.2812 | 33.91% | 264103.4375 | 133624.6875 | 33.44% | 266009.0312 | 106202.7031 | 26.58% | 293431.0156 | 260687.8125 | 65.23% | 138945.9062 | 156578.6719 | 39.18% | 243055.0469 | 5306.3037 | 1.328% | 394327.415
235 | Sylmar | Tehachapi | {'Saugus': 9.1, 'Pardee': 10.4, 'Gould': 18.8, 'La Cienega': 22.1, 'Moorpark': 23.1, 'Vincent': 25.1, 'Goodrich': 25.9, 'El Segundo': 27.7, 'Chevmain': 28.3, 'Antelope': 28.7, 'Mesa (SCE)': 29.0, 'El Nido': 29.2, 'Laguna Bell': 30.4, 'La Fresa': 31.5, 'Redondo': 32.2, 'Rio Hondo': 32.8, 'Center': 34.4, 'Lighthipe': 34.7, 'Bailey': 36.1, 'Arcogen': 36.7, 'Hinson': 37.1, 'Walnut': 37.6, 'Whirlwind': 38.4, 'Del Amo': 39.1, 'Santa Clara': 39.1, 'Harborgen': 39.5} | 166709.0781 | 32696.2051 | 19.61% | 134012.873 | 80.39% | [5 empty] | 1604.3412 | 0.9624% | 2921.0066 | 1.752% |  | 36941.4258 | 22.16% | 127147.4141 | 76.27% | 67033.4844 | 40.21% | 99675.5938 | 23002.4805 | 13.8% | 143706.5977 | 24947.7207 | 14.96% | 141761.3574 | 94418.0625 | 56.64% | 72291.0156 | 79243.4766 | 47.53% | 87465.6016 | 14076.1885 | 8.444% | 152632.8896
236 | Westley | Central_Valley_North_Los_Banos | {'Ripon': 12.6, 'Fink (Proposed)': 14.9, 'Vierra': 15.5, 'Riverbank': 20.9, 'Tesla': 21.7, 'Green Ridge Midway': 23.2, 'Weber': 23.6, 'Warnerville': 24.8, 'Kelso': 26.4, 'Delta Switching Yard': 27.4, 'Stagg': 29.6, 'Bellota': 31.9, 'Quinto': 32.6, 'Cayetano': 32.8, 'Eight Mile': 34.4, 'Brentwood': 34.8, 'Lockeford': 37.3, 'Los Banos': 37.7, 'Metcalf': 38.3, 'Coyote': 38.7, 'Lone Tree': 39.5, 'Rancho Seco - Bellota (Proposed)': 39.9} | 553253.9375 | 150126.7344 | 27.14% | 403127.2031 | 72.86% | [5 empty] | 122123.3438 | 22.07% | 224158.7969 | 40.52% |  | 59769.7227 | 10.8% | 0 | 0% | 294804.4062 | 53.29% | 258449.5312 | 87489.7422 | 15.81% | 465764.1953 | 125660.4609 | 22.71% | 427593.4766 | 320163.0312 | 57.87% | 233090.9062 | 132788.5312 | 24% | 420465.4062 | 18969.6191 | 3.429% | 534284.3184
237 | GWF Hanford | Central_Valley_North_Los_Banos | {'Leprino Jct': 10.6, 'Corcoran': 12.2, 'Henrietta': 14.4, 'Mustang': 15.4, 'Kingsburg': 15.5, 'Rector': 22.6, 'McCall': 23.6, 'Alpaugh': 23.7, 'Wahtoke': 26.2, 'Reedley': 27.6, 'Olive': 28.0, 'Gates': 28.1, 'Schindler': 28.9, 'Mc Mullin': 29.3, 'Malaga': 29.6, 'Sanger': 30.3, 'Cal Ave': 31.7, 'West Fresno': 32.4, 'Kearney': 32.8, 'Avenal': 33.1, 'Gates-Midway (Proposed)': 34.5, 'Helm': 36.9, 'Arco': 37.2, 'Smyrna': 39.6} | 356441.5625 | 318725.7188 | 89.42% | 37715.8438 | 10.58% | [5 empty] | 132460.9219 | 37.16% | 194934.5938 | 54.69% |  | 0 | 0% | 0 | 0% | 22377.5605 | 6.278% | 334064.002 | 4412.1689 | 1.238% | 352029.3936 | 13866.4443 | 3.89% | 342575.1182 | 33556.0859 | 9.414% | 322885.4766 | 363.2485 | 0.1019% | 356078.314 | 5307.4238 | 1.489% | 351134.1387
238 | Tevis | Central_Valley_North_Los_Banos | {'Stockdale': 3.5, 'Kern Power': 4.5, 'Rosedale': 4.9, 'Renfro': 5.1, 'Westpark': 6.3, 'Tupman': 8.3, '7th Standard': 8.3, 'Bakersfield': 8.4, 'Kern Oil': 10.3, 'Norco': 10.4, 'Rio Bravo': 11.3, 'Columbus': 12.0, 'Magunden': 12.0, 'Sycamore': 12.0, 'Lerdo': 12.5, 'California Water': 14.7, 'Regulus': 15.1, 'Lamont': 15.2, 'Elk Hills': 15.4, 'Midway - Wheeler Ridge (Proposed)': 15.8, 'Grimway': 15.9, 'Shafter': 17.1, 'Wheeler Ridge': 18.1, 'Midway': 19.1, 'Poso Mountain': 19.2, 'Charca': 22.8, 'Taft': 23.6, 'Semitropic': 26.1, 'Pastoria': 31.1, 'Goose Lake': 32.0, 'Temblor': 32.3, 'Smyrna': 33.1, 'Kernridge': 35.5, 'Vestal': 36.1} | 4160.1167 | 439.0453 | 10.55% | 3721.0714 | 89.45% | [5 empty] | 3.7807 | 0.09088% | 0 | 0% |  | 191.6242 | 4.606% | 3968.4924 | 95.39% | 3701.676 | 88.98% | 458.4407 | 56.4164 | 1.356% | 4103.7003 | 101.2503 | 2.434% | 4058.8664 | 3701.676 | 88.98% | 458.4407 | 971.2202 | 23.35% | 3188.8965 | 63.0749 | 1.516% | 4097.0418
239 | Otay Mesa | Greater_SD | {'Miguel': 8.3, 'Bay Boulevard': 11.0, 'Silvergate': 15.9, 'Mission': 19.6, 'Suncrest': 21.0, 'Old Town': 21.1, 'Kearny': 22.0, 'Sycamore Canyon': 24.6, 'Penasquitos': 29.7, 'Suncrest - Ocotillo (Proposed)': 31.1, 'Escondido': 39.8} | 20369.6602 | 3747.9607 | 18.4% | 16621.6995 | 81.6% | [5 empty] | 84.3866 | 0.4143% | 177.0258 | 0.8691% |  | 526.801 | 2.586% | 13856.501 | 68.03% | 1009.414 | 4.955% | 19360.2462 | 7793.0449 | 38.26% | 12576.6152 | 9343.6904 | 45.87% | 11025.9697 | 14652.4727 | 71.93% | 5717.1875 | 5999.043 | 29.45% | 14370.6172 | 575.6217 | 2.826% | 19794.0385
240 | Redondo | Greater_LA | {'El Nido': 3.4, 'La Fresa': 3.5, 'Chevmain': 3.8, 'El Segundo': 4.6, 'Arcogen': 8.6, 'Hinson': 9.7, 'Harborgen': 10.4, 'La Cienega': 10.5, 'Long Beach': 11.0, 'Lighthipe': 12.4, 'Laguna Bell': 16.4, 'Del Amo': 16.7, 'Center': 17.1, 'Alamitos': 17.6, 'Mesa (SCE)': 20.6, 'Barre': 23.5, 'Goodrich': 27.1, 'Huntington Beach': 27.4, 'Walnut': 27.5, 'Olinda': 27.6, 'Ellis': 28.0, 'Gould': 28.2, 'Lewis': 28.2, 'Rio Hondo': 29.3, 'Villa Park': 31.9, 'Johanna': 32.2, 'Sylmar': 32.2, 'Serrano': 34.4, 'Santiago': 37.9} | 11692.5635 | 3751.1257 | 32.08% | 7941.4377 | 67.92% | [5 empty] | 0 | 0% | 0 | 0% |  | 195.0095 | 1.668% | 1685.0831 | 14.41% | 72.0436 | 0.6161% | 11620.5199 | 1572.3059 | 13.45% | 10120.2576 | 7429.7817 | 63.54% | 4262.7817 | 7501.8252 | 64.16% | 4190.7383 | 267.4067 | 2.287% | 11425.1568 | 467.4959 | 3.998% | 11225.0676
241 | Arkansas | Greater_Imperial (Exclude) | {'Sonora': 2.7, 'IID System': 7.8, 'El Centro': 23.2, 'High Line': 27.5, 'North Gila - IV (Proposed)': 31.1, 'Imperial Valley': 32.1, 'Redbluff': 39.9} | 322545.4375 | 216120.6719 | 67% | 106424.7656 | 33% | [5 empty] | 44345.1875 | 13.75% | 172691.7812 | 53.54% |  | 0 | 0% | 0 | 0% | 21744.3262 | 6.741% | 300801.1113 | 41074.0508 | 12.73% | 281471.3867 | 36846.1758 | 11.42% | 285699.2617 | 66719.7812 | 20.69% | 255825.6562 | 41207.2031 | 12.78% | 281338.2344 | 12809.9453 | 3.972% | 309735.4922
242 | Cal Water | Central_Valley_North_Los_Banos | {'Columbus': 2.7, 'Magunden': 4.4, 'Sycamore': 5.5, 'Bakersfield': 6.3, 'Kern Oil': 6.9, 'Westpark': 8.5, 'Lamont': 8.9, 'Regulus': 8.9, 'Poso Mountain': 10.0, 'Rosedale': 10.5, 'Kern Power': 11.5, 'Stockdale': 11.9, 'Grimway': 12.3, '7th Standard': 13.0, 'Tevis': 14.7, 'Renfro': 15.0, 'Lerdo': 15.1, 'Rio Bravo': 20.3, 'Tupman': 21.4, 'Wheeler Ridge': 23.4, 'Shafter': 24.3, 'Norco': 24.9, 'Charca': 27.1, 'Midway - Wheeler Ridge (Proposed)': 29.3, 'Elk Hills': 30.1, 'Vestal': 30.8, 'Midway': 31.1, 'Semitropic': 32.6, 'Pastoria': 33.7, 'Highwind': 37.0, 'Smyrna': 37.3, 'Taft': 38.3} | 43526.3477 | 4530.6128 | 10.41% | 38995.7349 | 89.59% | [5 empty] | 42.1037 | 0.09673% | 95.1654 | 0.2186% |  | 25358.5 | 58.26% | 18167.8516 | 41.74% | 15185.9805 | 34.89% | 28340.3672 | 6165.3228 | 14.16% | 37361.0249 | 15546.8721 | 35.72% | 27979.4756 | 26410.8906 | 60.68% | 17115.457 | 30065.6016 | 69.07% | 13460.7461 | 1050.538 | 2.414% | 42475.8097
243 | Grimway | Central_Valley_North_Los_Banos | {'Lamont': 3.4, 'Regulus': 3.4, 'Magunden': 8.6, 'Columbus': 11.3, 'California Water': 12.3, 'Bakersfield': 12.6, 'Stockdale': 12.6, 'Wheeler Ridge': 12.7, 'Westpark': 13.4, 'Rosedale': 15.2, 'Sycamore': 15.9, 'Tevis': 15.9, 'Kern Oil': 16.1, 'Kern Power': 16.2, 'Renfro': 19.7, '7th Standard': 20.2, 'Pastoria': 21.6, 'Poso Mountain': 22.2, 'Lerdo': 24.0, 'Tupman': 24.3, 'Midway - Wheeler Ridge (Proposed)': 24.6, 'Norco': 25.5, 'Rio Bravo': 26.3, 'Highwind': 29.1, 'Elk Hills': 29.2, 'Shafter': 31.7, 'Bailey': 32.8, 'Midway': 35.1, 'Windhub': 35.9, 'Taft': 36.0, 'Whirlwind': 36.0, 'Charca': 36.1} | 103216.5312 | 11592.1895 | 11.23% | 91624.3418 | 88.77% | [5 empty] | 240.4987 | 0.233% | 113.1046 | 0.1096% |  | 76777.1328 | 74.38% | 19624.1211 | 19.01% | 59338.7422 | 57.49% | 43877.7891 | 26711.9668 | 25.88% | 76504.5645 | 44537.0117 | 43.15% | 58679.5195 | 74983.9531 | 72.65% | 28232.5781 | 69363.4062 | 67.2% | 33853.125 | 2460.064 | 2.383% | 100756.4673
244 | Viejo | Greater_LA | {'Santiago': 7.2, 'Trabuco': 7.4, 'Margarita': 8.1, 'Capistrano': 10.7, 'Johanna': 12.5, 'Lee Lake (Proposed)': 12.5, 'Serrano': 14.0, 'Villa Park': 15.1, 'Talega': 15.3, 'Ellis': 17.4, 'Lewis': 17.7, 'Huntington Beach': 19.4, 'San Onofre': 21.1, 'Barre': 21.9, 'Chino': 22.9, 'Mira Loma': 23.9, 'Olinda': 25.1, 'Alamitos': 27.2, 'Valley': 28.5, 'Del Amo': 29.0, 'Walnut': 29.4, 'Rancho Vista': 29.7, 'Etiwanda': 29.8, 'Padua': 31.2, 'Vista': 31.8, 'Center': 32.2, 'Lighthipe': 34.0, 'Long Beach': 34.3, 'Harborgen': 34.6, 'Hinson': 35.0, 'Rio Hondo': 35.9, 'Laguna Bell': 36.0, 'Arcogen': 36.1, 'San Luis Rey': 36.1, 'San Bernardino': 36.7, 'Mesa (SCE)': 37.1, 'El Casco': 38.5} | 7334.0557 | 338.7378 | 4.619% | 6995.3179 | 95.38% | [5 empty] | 0 | 0% | 0 | 0% |  | 54.0688 | 0.7372% | 446.0012 | 6.081% | 305.1313 | 4.16% | 7028.9243 | 1968.0613 | 26.83% | 5365.9944 | 6673.8052 | 91% | 660.2505 | 6978.9365 | 95.16% | 355.1191 | 245.1871 | 3.343% | 7088.8686 | 388.497 | 5.297% | 6945.5587
245 | Kelso | Solano | {'Delta Switching Yard': 1.0, 'Green Ridge Midway': 5.0, 'Tesla': 6.2, 'Brentwood': 9.3, 'Cayetano': 10.0, 'Lone Tree': 13.4, 'Contra Costa': 17.1, 'Vierra': 18.0, 'Stagg': 19.3, 'Weber': 21.5, 'Eight Mile': 21.9, 'Clayton': 22.4, 'Pittsburg': 23.0, 'Ripon': 25.1, 'Birds Landing': 25.8, 'Westley': 26.4, 'Shilo III': 28.9, 'Newark': 29.3, 'Grand Island': 30.0, 'East Shore': 30.5, 'Los Esteros': 31.3, 'Martinez': 31.8, 'Lockeford': 32.7, 'Schulte Switching Station': 34.8, 'Bellota': 35.5, 'Riverbank': 38.1, 'Fink (Proposed)': 38.9, 'Peabody': 39.2} | 446245.4688 | 54290.2227 | 12.17% | 391955.2461 | 87.83% | [5 empty] | 45643.4258 | 10.23% | 193284.3281 | 43.31% |  | 55445.6562 | 12.42% | 12026.3711 | 2.695% | 201562.6094 | 45.17% | 244682.8594 | 138601.3125 | 31.06% | 307644.1562 | 146846.6562 | 32.91% | 299398.8125 | 252700.125 | 56.63% | 193545.3438 | 110259.1328 | 24.71% | 335986.3359 | 33964.5742 | 7.611% | 412280.8945
246 | BlytheSC 161 kV | Riverside (Exclude) | {'Colorado River': 12.6} | 173308.875 | 23197.8262 | 13.39% | 150111.0488 | 86.61% | [5 empty] | 1352.5251 | 0.7804% | 2323.8215 | 1.341% |  | 0 | 0% | 0 | 0% | 77929.2344 | 44.97% | 95379.6406 | 73017.9766 | 42.13% | 100290.8984 | 63433.0977 | 36.6% | 109875.7773 | 101366.4141 | 58.49% | 71942.4609 | 111406.5 | 64.28% | 61902.375 | 6790.4941 | 3.918% | 166518.3809
247 | Windhub | Tehachapi | {'Highwind': 7.1, 'Whirlwind': 15.0, 'Antelope': 24.0, 'Pastoria': 32.6, 'Bailey': 33.2, 'Grimway': 35.9, 'Lamont': 37.5, 'Regulus': 37.6, 'Vincent': 39.0, 'Wheeler Ridge': 39.6} | 459435.3438 | 136072.2969 | 29.62% | 323363.0469 | 70.38% | [5 empty] | 4243.8452 | 0.9237% | 5601.7559 | 1.219% |  | 154686.9531 | 33.67% | 46063.1445 | 10.03% | 128660.3359 | 28% | 330775.0078 | 144550.4062 | 31.46% | 314884.9375 | 106139.8203 | 23.1% | 353295.5234 | 266663.25 | 58.04% | 192772.0938 | 163873.1875 | 35.67% | 295562.1562 | 7652.8408 | 1.666% | 451782.5029
248 | Camanche | Solano | {'Rancho Seco - Bellota (Proposed)': 5.8, 'Lockeford': 9.9, 'Bellota': 13.7, 'Eight Mile': 22.0, 'Stagg': 23.3, 'Weber': 23.4, 'Grand Island': 30.8, 'Gold Hill': 31.3, 'Riverbank': 31.4, 'Vierra': 31.8, 'Ripon': 32.3, 'Warnerville': 34.8, 'Peoria': 35.8, 'UltraPower Chinese Station': 37.8, 'Placerville': 38.0} | 242334.7344 | 56947.4258 | 23.5% | 185387.3086 | 76.5% | [5 empty] | 77761.3359 | 32.09% | 93654.4453 | 38.65% |  | 13682.3447 | 5.646% | 0 | 0% | 91549.5703 | 37.78% | 150785.1641 | 36210.293 | 14.94% | 206124.4414 | 59915.4648 | 24.72% | 182419.2695 | 124438.8672 | 51.35% | 117895.8672 | 37351.082 | 15.41% | 204983.6523 | 15743.3633 | 6.497% | 226591.3711
249 | Whirlwind | Tehachapi | {'Antelope': 14.1, 'Windhub': 15.0, 'Highwind': 16.9, 'Bailey': 20.1, 'Pastoria': 23.7, 'Pardee': 30.2, 'Saugus': 31.2, 'Vincent': 31.4, 'Wheeler Ridge': 34.5, 'Grimway': 36.0, 'Sylmar': 38.4, 'Lamont': 38.6, 'Regulus': 38.7} | 418719.3438 | 110472.1797 | 26.38% | 308247.1641 | 73.62% | [5 empty] | 4172.7373 | 0.9965% | 6896.7915 | 1.647% |  | 172244.6094 | 41.14% | 89922.2656 | 21.48% | 159124.0156 | 38% | 259595.3281 | 120991.4609 | 28.9% | 297727.8828 | 100470.6172 | 23.99% | 318248.7266 | 258964.2031 | 61.85% | 159755.1406 | 152626.2969 | 36.45% | 266093.0469 | 11122.0938 | 2.656% | 407597.25
250 | El Casco | Riverside (Exclude) | {'San Bernardino': 12.1, 'Vista': 14.8, 'Valley': 16.3, 'Lee Lake (Proposed)': 26.1, 'Etiwanda': 27.2, 'Rancho Vista': 27.6, 'Mira Loma': 28.1, 'Devers': 28.8, 'Lugo': 32.2, 'Padua': 34.0, 'Chino': 34.6, 'Viejo': 38.5, 'Lugo - Pisgah (Proposed)': 39.0, 'Calcite': 39.3} | 96123.6641 | 6031.0015 | 6.274% | 90092.6626 | 93.73% | [5 empty] | 16.682 | 0.01735% | 11.9615 | 0.01244% |  | 46083.9727 | 47.94% | 45927.5938 | 47.78% | 40004.2344 | 41.62% | 56119.4297 | 37873.1094 | 39.4% | 58250.5547 | 67215.6016 | 69.93% | 28908.0625 | 80910.9531 | 84.17% | 15212.7109 | 58858.1758 | 61.23% | 37265.4883 | 3249.6567 | 3.381% | 92874.0073
251 | Suncrest | Greater_SD | {'Suncrest - Ocotillo (Proposed)': 13.8, 'Miguel': 19.7, 'Otay Mesa': 21.0, 'Sycamore Canyon': 21.6, 'Kearny': 26.2, 'Mission': 26.5, 'Bay Boulevard': 27.7, 'Silvergate': 28.0, 'Old Town': 29.8, 'Penasquitos': 32.1, 'Escondido': 33.3, 'ECO': 34.9, 'Ocotillo': 37.6} | 133875.4062 | 15624.1865 | 11.67% | 118251.2197 | 88.33% | [5 empty] | 288.4213 | 0.2154% | 233.6861 | 0.1746% |  | 57903.375 | 43.25% | 72252.3125 | 53.97% | 41343.4727 | 30.88% | 92531.9336 | 35176.4219 | 26.28% | 98698.9844 | 65623.125 | 49.02% | 68252.2812 | 91481.8125 | 68.33% | 42393.5938 | 76705.9375 | 57.3% | 57169.4688 | 8032.4653 | 6% | 125842.9409
252 | Colorado River | Riverside (Exclude) | {'BlytheSC 161 kV': 12.6, 'Redbluff': 29.8} | 196063.6875 | 30635.291 | 15.63% | 165428.3965 | 84.37% | [5 empty] | 1697.7124 | 0.8659% | 2323.8215 | 1.185% |  | 0 | 0% | 0 | 0% | 89666.6016 | 45.73% | 106397.0859 | 68798.8281 | 35.09% | 127264.8594 | 59707.7148 | 30.45% | 136355.9727 | 112061.7422 | 57.16% | 84001.9453 | 117144.9844 | 59.75% | 78918.7031 | 4109.2563 | 2.096% | 191954.4312
253 | Red bluff | Riverside (Exclude) | {'Kern': 15.1, 'Colorado River': 29.8, 'IID System': 37.1, 'Sonora': 37.2, 'Arkansas': 39.9} | 109790.9609 | 21887.0254 | 19.94% | 87903.9355 | 80.06% | [5 empty] | 488.6097 | 0.445% | 0 | 0% |  | 0 | 0% | 0 | 0% | 56255.8828 | 51.24% | 53535.0781 | 35735.2695 | 32.55% | 74055.6914 | 29103.1523 | 26.51% | 80687.8086 | 68883.4062 | 62.74% | 40907.5547 | 56401.3516 | 51.37% | 53389.6094 | 761.5291 | 0.6936% | 109029.4319
254 | Ocotillo Express | Greater_Imperial | {'ECO': 9.2, 'Imperial Valley': 19.2, 'Suncrest - Ocotillo (Proposed)': 23.8, 'El Centro': 29.8, 'Suncrest': 37.6} | 205055.9219 | 67078.7969 | 32.71% | 137977.125 | 67.29% | [5 empty] | 6850.4517 | 3.341% | 30624.0039 | 14.93% |  | 38391.3242 | 18.72% | 50588.3828 | 24.67% | 15153.915 | 7.39% | 189902.0068 | 32393.9941 | 15.8% | 172661.9277 | 46005.4219 | 22.44% | 159050.5 | 70060.5312 | 34.17% | 134995.3906 | 93943.2344 | 45.81% | 111112.6875 | 6881.3521 | 3.356% | 198174.5698
255 | Ivanpah | Southern_NV_Eldorado | {'Primm': 9.5, 'Eldorado': 31.2, 'Sandy': 33.3, 'Sloan Canyon (fka Bob)': 33.8} | 33968.332 | 1987.3905 | 5.851% | 31980.9415 | 94.15% | [5 empty] | 0.31003 | 0.0009127% | 0 | 0% |  | 0 | 0% | 0 | 0% | 5718.0244 | 16.83% | 28250.3076 | 9228.6123 | 27.17% | 24739.7197 | 2852.6541 | 8.398% | 31115.678 | 11962.0986 | 35.22% | 22006.2334 | 28434.5703 | 83.71% | 5533.7617 | 62.1589 | 0.183% | 33906.1731
256 | Alamitos | Greater_LA | {'Del Amo': 5.7, 'Long Beach': 7.3, 'Barre': 7.4, 'Harborgen': 7.5, 'Hinson': 8.0, 'Arcogen': 9.1, 'Lighthipe': 9.1, 'Ellis': 10.5, 'Huntington Beach': 10.8, 'Center': 11.3, 'Lewis': 11.9, 'Johanna': 14.6, 'Laguna Bell': 14.8, 'La Fresa': 15.3, 'Villa Park': 15.6, 'Olinda': 16.1, 'Redondo': 17.6, 'El Nido': 18.2, 'Serrano': 18.3, 'Mesa (SCE)': 18.8, 'Walnut': 18.8, 'Chevmain': 19.9, 'Santiago': 20.3, 'El Segundo': 21.1, 'La Cienega': 22.9, 'Rio Hondo': 24.4, 'Goodrich': 26.6, 'Viejo': 27.2, 'Trabuco': 28.2, 'Chino': 29.0, 'Capistrano': 30.4, 'Margarita': 30.9, 'Gould': 31.9, 'Mira Loma': 35.0, 'Padua': 36.0, 'Talega': 37.2, 'Lee Lake (Proposed)': 37.4, 'Rancho Vista': 39.4, 'Etiwanda': 39.7} | 11815.5127 | 2515.4805 | 21.29% | 9300.0322 | 78.71% | [5 empty] | 0 | 0% | 0 | 0% |  | 151.3476 | 1.281% | 446.7376 | 3.781% | 315.8842 | 2.673% | 11499.6284 | 1919.3773 | 16.24% | 9896.1354 | 8918.7305 | 75.48% | 2896.7822 | 9234.6152 | 78.16% | 2580.8975 | 234.9507 | 1.988% | 11580.562 | 377.8206 | 3.198% | 11437.6921
257 | Shilo III | Solano | {'Birds Landing': 3.2, 'Pittsburg': 9.6, 'Peabody': 10.5, 'Contra Costa': 12.2, 'Grand Island': 14.6, 'Lone Tree': 16.1, 'Vaca Dixon': 16.5, 'Clayton': 16.9, 'Martinez': 18.1, 'Brentwood': 19.6, 'Carquinez': 22.5, 'Tulucay': 23.5, 'Putah Creek': 25.7, 'Davis': 26.7, 'Eight Mile': 26.7, 'Delta Switching Yard': 28.3, 'Kelso': 28.9, 'Stagg': 29.8, 'Cayetano': 30.1, 'Green Ridge Midway': 33.7, 'Tesla': 35.1, 'Woodland': 35.5, 'Weber': 37.3, 'Lockeford': 37.5, 'Ignacio': 38.3} | 505427.5625 | 88632.8438 | 17.54% | 416794.7188 | 82.46% | [5 empty] | 78341.9219 | 15.5% | 217293.6562 | 42.99% |  | 83261.5859 | 16.47% | 7297.1265 | 1.444% | 131082.5938 | 25.93% | 374344.9688 | 127929.1328 | 25.31% | 377498.4297 | 145561.5625 | 28.8% | 359866 | 237882.9219 | 47.07% | 267544.6406 | 58082.4805 | 11.49% | 447345.082 | 64998.7305 | 12.86% | 440428.832
258 | ECO | Greater_Imperial | {'Ocotillo': 9.2, 'Suncrest - Ocotillo (Proposed)': 22.1, 'Imperial Valley': 24.6, 'Suncrest': 34.9, 'El Centro': 36.3} | 142506.5781 | 30298.2969 | 21.26% | 112208.2812 | 78.74% | [5 empty] | 1550.7393 | 1.088% | 6222.6157 | 4.367% |  | 38289.707 | 26.87% | 51856.5469 | 36.39% | 12333.6357 | 8.655% | 130172.9424 | 25590.0293 | 17.96% | 116916.5488 | 42174.7773 | 29.59% | 100331.8008 | 60212.2891 | 42.25% | 82294.2891 | 80463.0234 | 56.46% | 62043.5547 | 4065.1738 | 2.853% | 138441.4043
259 | IID System | Greater_Imperial (Exclude) | {'Sonora': 7.6, 'Arkansas': 7.8, 'El Centro': 27.8, 'Imperial Valley': 34.5, 'High Line': 34.6, 'Redbluff': 37.1, 'North Gila - IV (Proposed)': 38.5} | 283205.0625 | 175955.7812 | 62.13% | 107249.2812 | 37.87% | [5 empty] | 37536.6719 | 13.25% | 133938.0312 | 47.29% |  | 0 | 0% | 0 | 0% | 17728.1191 | 6.26% | 265476.9434 | 37958.6758 | 13.4% | 245246.3867 | 33231.3867 | 11.73% | 249973.6758 | 59525.8555 | 21.02% | 223679.207 | 48378.2969 | 17.08% | 234826.7656 | 12049.8467 | 4.255% | 271155.2158
260 | Sonora | Greater_Imperial (Exclude) | {'Arkansas': 2.7, 'IID System': 7.6, 'El Centro': 25.8, 'High Line': 29.4, 'North Gila - IV (Proposed)': 32.9, 'Imperial Valley': 34.8, 'Redbluff': 37.2} | 291040.625 | 194800.5 | 66.93% | 96240.125 | 33.07% | [5 empty] | 40768.3281 | 14.01% | 154878.1094 | 53.22% |  | 0 | 0% | 0 | 0% | 22231.5664 | 7.639% | 268809.0586 | 38210.6875 | 13.13% | 252829.9375 | 32776.1328 | 11.26% | 258264.4922 | 63136.9805 | 21.69% | 227903.6445 | 35397.9883 | 12.16% | 255642.6367 | 11738.459 | 4.033% | 279302.166
261 | Caliente | Kern_Greater_Carrizo | {'Carrizo Plains': 6.9, 'Solar SS': 8.1, 'Kernridge': 10.9, 'Temblor': 12.5, 'Goose Lake': 24.4, 'Midway': 26.3, 'Arco': 27.4, 'Gates-Midway (Proposed)': 28.9, 'Taft': 29.8, 'Semitropic': 31.0, 'Cholame': 31.7, 'Elk Hills': 32.3, 'Norco': 34.9, 'Shafter': 35.0, 'Smyrna': 35.0, 'Tupman': 36.5, 'Charca': 36.9, 'Rio Bravo': 37.3, 'Mesa': 39.6} | 180166.625 | 22653.0039 | 12.57% | 157513.6211 | 87.43% | [5 empty] | 4778.6094 | 2.652% | 27.2431 | 0.01512% |  | 45801.2461 | 25.42% | 23712.6211 | 13.16% | 74372.3906 | 41.28% | 105794.2344 | 12937.9688 | 7.181% | 167228.6562 | 32964.832 | 18.3% | 147201.793 | 95998.3203 | 53.28% | 84168.3047 | 120335.9688 | 66.79% | 59830.6562 | 4619.3267 | 2.564% | 175547.2983
262 | Regulus | Central_Valley_North_Los_Banos | {'Lamont': 0.1, 'Grimway': 3.4, 'Magunden': 5.5, 'Columbus': 8.2, 'California Water': 8.9, 'Bakersfield': 10.1, 'Westpark': 11.3, 'Stockdale': 11.6, 'Sycamore': 12.9, 'Rosedale': 13.3, 'Kern Oil': 13.3, 'Kern Power': 14.4, 'Tevis': 15.1, 'Wheeler Ridge': 15.7, '7th Standard': 18.0, 'Renfro': 18.1, 'Poso Mountain': 18.9, 'Lerdo': 21.5, 'Tupman': 23.3, 'Rio Bravo': 24.6, 'Pastoria': 25.0, 'Norco': 25.2, 'Midway - Wheeler Ridge (Proposed)': 25.9, 'Elk Hills': 29.4, 'Shafter': 29.7, 'Highwind': 30.6, 'Charca': 33.8, 'Midway': 34.1, 'Bailey': 36.3, 'Taft': 36.7, 'Windhub': 37.6, 'Semitropic': 38.6, 'Whirlwind': 38.7, 'Vestal': 39.6} | 80775.5859 | 10822.1982 | 13.4% | 69953.3877 | 86.6% | [5 empty] | 73.0517 | 0.09044% | 112.9916 | 0.1399% |  | 54301.7852 | 67.23% | 20134.4648 | 24.93% | 38445.8164 | 47.6% | 42329.7695 | 11452.2412 | 14.18% | 69323.3447 | 30394.2148 | 37.63% | 50381.3711 | 51654.25 | 63.95% | 29121.3359 | 57133.1797 | 70.73% | 23642.4062 | 2052.1052 | 2.541% | 78723.4807
263 | Geysers 12 | Mendocino_Marin | {'Eagle Rock': 6.0, 'Cloverdale': 14.1, 'Fulton': 17.7, 'Hopland': 23.2, 'Bellevue': 26.0, 'Penngrove': 30.6, 'Ukiah': 35.7, 'Lakeville': 36.0, 'Cortina': 38.2, 'Calpella': 38.6} | 304847.0625 | 16639.5566 | 5.458% | 288207.5059 | 94.54% | [5 empty] | 8139.1616 | 2.67% | 5808.9722 | 1.906% |  | 175699.4375 | 57.64% | 116014.0859 | 38.06% | 179251.5938 | 58.8% | 125595.4688 | 94858.3594 | 31.12% | 209988.7031 | 173464.9531 | 56.9% | 131382.1094 | 257201.2031 | 84.37% | 47645.8594 | 201799.5 | 66.2% | 103047.5625 | 4575.5713 | 1.501% | 300271.4912
264 | Solar SS | Kern_Greater_Carrizo | {'Carrizo Plains': 1.1, 'Caliente': 8.1, 'Kernridge': 18.5, 'Temblor': 20.5, 'Cholame': 26.1, 'Arco': 28.4, 'Goose Lake': 31.0, 'Gates-Midway (Proposed)': 32.1, 'San Luis Obispo': 33.5, 'Mustang': 33.8, 'Mesa': 34.0, 'Midway': 34.3, 'Oceano': 35.2, 'Taft': 36.8, 'Templeton': 36.9, 'Sisquoc': 38.0, 'Semitropic': 38.2} | 231764.2031 | 37610.1914 | 16.23% | 194154.0117 | 83.77% | [5 empty] | 6002.498 | 2.59% | 588.5482 | 0.2539% |  | 65443.0039 | 28.24% | 36149.4922 | 15.6% | 92360.3906 | 39.85% | 139403.8125 | 16145.9121 | 6.967% | 215618.291 | 46869.8906 | 20.22% | 184894.3125 | 119539.9922 | 51.58% | 112224.2109 | 145697.2656 | 62.86% | 86066.9375 | 7445.4912 | 3.213% | 224318.7119
265 | Olive | Central_Valley_North_Los_Banos | {'Alpaugh': 4.6, 'Smyrna': 12.5, 'Corcoran': 15.9, 'Gates-Midway (Proposed)': 19.4, 'Semitropic': 20.5, 'Vestal': 20.6, 'Charca': 21.1, 'Goose Lake': 21.8, 'Shafter': 27.5, 'Arco': 27.6, 'GWF Hanford Sw Sta': 28.0, 'Rector': 30.2, 'Springville': 31.9, 'Lerdo': 32.0, 'Leprino Jct': 32.1, 'Rio Bravo': 33.1, 'Midway': 34.1, 'Henrietta': 34.9, 'Mustang': 35.1, 'Kernridge': 35.5, 'Poso Mountain': 36.0, '7th Standard': 36.2, 'Avenal': 38.0, 'Temblor': 38.3, 'Renfro': 38.6, 'Tupman': 38.8, 'Kern Oil': 39.6, 'Sycamore': 40.0} | 41394.3164 | 40045.1172 | 96.74% | 1349.1992 | 3.259% | [5 empty] | 30369.3105 | 73.37% | 3654.4465 | 8.828% |  | 0 | 0% | 0 | 0% | 0 | 0% | 41394.3164 | 0 | 0% | 41394.3164 | 31.4781 | 0.07604% | 41362.8383 | 31.4781 | 0.07604% | 41362.8383 | 0 | 0% | 41394.3164 | 1317.7198 | 3.183% | 40076.5966
266 | 7th Standard | Central_Valley_North_Los_Banos | {'Renfro': 4.0, 'Lerdo': 4.3, 'Kern Power': 4.5, 'Rosedale': 5.3, 'Kern Oil': 6.2, 'Westpark': 6.8, 'Rio Bravo': 7.3, 'Bakersfield': 8.0, 'Sycamore': 8.0, 'Tevis': 8.3, 'Stockdale': 9.2, 'Tupman': 9.8, 'Columbus': 11.2, 'Shafter': 11.7, 'Poso Mountain': 12.8, 'Magunden': 13.0, 'California Water': 13.0, 'Norco': 14.6, 'Charca': 16.0, 'Regulus': 18.0, 'Lamont': 18.1, 'Midway': 18.3, 'Elk Hills': 20.2, 'Grimway': 20.2, 'Semitropic': 20.5, 'Midway - Wheeler Ridge (Proposed)': 23.3, 'Wheeler Ridge': 25.8, 'Smyrna': 26.5, 'Goose Lake': 27.6, 'Vestal': 27.9, 'Taft': 28.8, 'Temblor': 32.1, 'Kernridge': 34.3, 'Olive': 36.2, 'Pastoria': 38.4} | 2871.8796 | 90.1183 | 3.138% | 2781.7613 | 96.86% | [5 empty] | 0 | 0% | 0 | 0% |  | 2338.0991 | 81.41% | 533.7859 | 18.59% | 1544.855 | 53.79% | 1327.0247 | 748.9777 | 26.08% | 2122.9019 | 1890.7504 | 65.84% | 981.1293 | 2233.6475 | 77.78% | 638.2322 | 1801.429 | 62.73% | 1070.4507 | 95.9627 | 3.341% | 2775.917
267 | Delevan | Northern_California | {'Cortina': 17.3, 'Glenn': 29.1, 'Pease': 35.3, 'Thermalito': 35.5, 'Table Mountain': 35.8, 'Honcut': 36.2, 'Wyandotte': 39.9} | 874140.1875 | 248473.125 | 28.42% | 625667.0625 | 71.58% | [5 empty] | 204925.8906 | 23.44% | 252872.625 | 28.93% |  | 171221.2656 | 19.59% | 2824.5647 | 0.3231% | 310294.125 | 35.5% | 563846.0625 | 106820.3594 | 12.22% | 767319.8281 | 249218.7812 | 28.51% | 624921.4062 | 485579.25 | 55.55% | 388560.9375 | 268183.875 | 30.68% | 605956.3125 | 37250.6289 | 4.261% | 836889.5586
268 | Mustang | Kern_Greater_Carrizo | {'San Luis Obispo': 3.7, 'Morro Bay': 12.2, 'Diablo': 12.9, 'Oceano': 15.2, 'Templeton': 16.7, 'Mesa': 23.9, 'Cholame': 31.3, 'Solar SS': 33.8, 'Carrizo Plains': 34.9, 'Sisquoc': 35.1} | 515382.375 | 434978.7188 | 84.4% | 80403.6562 | 15.6% | [5 empty] | 208249.7656 | 40.41% | 248887.4062 | 48.29% |  | 0 | 0% | 0 | 0% | 60684.9922 | 11.77% | 454697.3828 | 14780.5625 | 2.868% | 500601.8125 | 27930.4668 | 5.419% | 487451.9082 | 75063.5156 | 14.56% | 440318.8594 | 14592.6426 | 2.831% | 500789.7324 | 6469.8184 | 1.255% | 508912.5566
270 | Tranquility | Central_Valley_North_Los_Banos | {'Cheney': 7.6, 'Mendota': 9.5, 'Panoche': 10.7, 'Cantua': 11.6, 'Helm': 12.7, 'Newhall': 19.6, 'Schindler': 19.7, 'Mc Mullin': 23.1, 'Oro Loma': 24.8, 'Kearney': 30.1, 'Dairyland': 32.5, 'Gregg': 32.6, 'Borden': 32.7, 'West Fresno': 33.7, 'Gates': 34.7, 'Mustang': 36.6, 'Cal Ave': 36.7, 'Henrietta': 36.8, 'Malaga': 38.3, 'Leprino Jct': 40.0} | 789130.6875 | 521860.0625 | 66.13% | 267270.625 | 33.87% | [5 empty] | 393679.4062 | 49.89% | 310633.5 | 39.36% |  | 1947.9312 | 0.2468% | 0 | 0% | 211785.9688 | 26.84% | 577344.7188 | 54911.5781 | 6.958% | 734219.1094 | 94778.5547 | 12.01% | 694352.1328 | 261278.1406 | 33.11% | 527852.5469 | 24915.7598 | 3.157% | 764214.9277 | 34174.707 | 4.331% | 754955.9805
271 | Calcite | Greater_Kramer | {'Lugo - Pisgah (Proposed)': 18.2, 'Coolwater': 23.9, 'Tortilla': 24.5, 'Victor': 26.9, 'Lugo': 27.8, 'Roadway': 28.5, 'Pisgah': 35.3, 'San Bernardino': 35.5, 'El Casco': 39.3} | 293985.8438 | 67994.0703 | 23.13% | 225991.7734 | 76.87% | [5 empty] | 2913.4875 | 0.991% | 2802.7976 | 0.9534% |  | 42974.1055 | 14.62% | 16420.0664 | 5.585% | 123525.4375 | 42.02% | 170460.4062 | 86731.7578 | 29.5% | 207254.0859 | 81522.1406 | 27.73% | 212463.7031 | 181913.3594 | 61.88% | 112072.4844 | 123096.4531 | 41.87% | 170889.3906 | 6062.9258 | 2.062% | 287922.918
272 | Trout Canyon (fka Crazy Eyes) | Southern_NV_Eldorado | {'Carpenter Canyon (fka Gamebird)': 9.1, 'Sandy': 9.4, 'Pahrump': 13.6, 'Vista (VEA)': 20.7, 'Desert View': 28.7, 'Innovation': 35.1, 'Primm': 39.0} | 21388.7246 | 2103.6328 | 9.835% | 19285.0918 | 90.16% | [5 empty] | 0.31003 | 0.001449% | 0 | 0% |  | 0 | 0% | 0 | 0% | 3065.4377 | 14.33% | 18323.2869 | 981.038 | 4.587% | 20407.6866 | 9742.21 | 45.55% | 11646.5146 | 11343.1475 | 53.03% | 10045.5771 | 15437.6699 | 72.18% | 5951.0547 | 170.278 | 0.7961% | 21218.4466
273 | Delaney | Arizona | {'Palo Verde': 12.1, 'Hassayampa': 14.1} | 0 | 0 | 0% | 0 | 100% | [5 empty] | 0 | 0% | 0 | 0% |  | 0 | 0% | 0 | 0% | 0 | 0% | 0 | 0 | 0% | 0 | 0 | 0% | 0 | 0 | 0% | 0 | 0 | 0% | 0 | 0 | 0% | 0
274 | Desert View | Southern_NV_Eldorado | {'Trout Canyon (fka Crazy Eyes)': 28.7, 'Sandy': 29.3, 'Carpenter Canyon (fka Gamebird)': 32.7, 'Innovation': 34.4, 'Pahrump': 35.1, 'Vista (VEA)': 35.3} | 0 | 0 | 0% | 0 | 100% | [5 empty] | 0 | 0% | 0 | 0% |  | 0 | 0% | 0 | 0% | 0 | 0% | 0 | 0 | 0% | 0 | 0 | 0% | 0 | 0 | 0% | 0 | 0 | 0% | 0 | 0 | 0% | 0
275 | Carpenter Canyon (fka Gamebird) | Southern_NV_Eldorado | {'Pahrump': 4.5, 'Trout Canyon (fka Crazy Eyes)': 9.1, 'Vista (VEA)': 12.4, 'Sandy': 18.4, 'Innovation': 29.2, 'Desert View': 32.7} | 20780.7344 | 2336.7212 | 11.24% | 18444.0132 | 88.76% | [5 empty] | 0.31003 | 0.001492% | 0 | 0% |  | 0 | 0% | 0 | 0% | 3065.4377 | 14.75% | 17715.2966 | 800.1089 | 3.85% | 19980.6254 | 9561.2812 | 46.01% | 11219.4531 | 11162.2188 | 53.71% | 9618.5156 | 14618.6445 | 70.35% | 6162.0898 | 138.7178 | 0.6675% | 20642.0166
276 | Hassayampa | Arizona | {'Palo Verde': 2.7, 'Delaney': 14.1} | 0 | 0 | 0% | 0 | 100% | [5 empty] | 0 | 0% | 0 | 0% |  | 0 | 0% | 0 | 0% | 0 | 0% | 0 | 0 | 0% | 0 | 0 | 0% | 0 | 0 | 0% | 0 | 0 | 0% | 0 | 0 | 0% | 0
277 | Hoodoo Wash | Arizona | {} | 0 | 0 | 0% | 0 | 100% | [5 empty] | 0 | 0% | 0 | 0% |  | 0 | 0% | 0 | 0% | 0 | 0% | 0 | 0 | 0% | 0 | 0 | 0% | 0 | 0 | 0% | 0 | 0 | 0% | 0 | 0 | 0% | 0
278 | Innovation | Southern_NV_Eldorado | {'Vista (VEA)': 18.6, 'Lathrop': 24.0, 'Pahrump': 26.6, 'Carpenter Canyon (fka Gamebird)': 29.2, 'Valley (VEA)': 30.2, 'Desert View': 34.4, 'Trout Canyon (fka Crazy Eyes)': 35.1} | 339.1579 | 8.076 | 2.381% | 331.0819 | 97.62% | [5 empty] | 0 | 0% | 0 | 0% |  | 0 | 0% | 0 | 0% | 0.92708 | 0.2733% | 338.2309 | 265.6228 | 78.32% | 73.5351 | 295.8794 | 87.24% | 43.2785 | 296.8065 | 87.51% | 42.3514 | 321.3632 | 94.75% | 17.7947 | 3.7439 | 1.104% | 335.414
279 | Lathrop | Southern_NV_Eldorado | {'Valley (VEA)': 11.3, 'Innovation': 24.0, 'Beatty': 27.5, 'Vista (VEA)': 31.4, 'Pahrump': 39.4} | 2955.3911 | 0 | 0% | 2955.3911 | 100% | [5 empty] | 0 | 0% | 0 | 0% |  | 0 | 0% | 0 | 0% | 0.92708 | 0.03137% | 2954.464 | 0 | 0% | 2955.3911 | 80.0364 | 2.708% | 2875.3547 | 80.9635 | 2.74% | 2874.4276 | 2955.3911 | 100% | 0 | 13.0398 | 0.4412% | 2942.3513
280 | Mohave | Southern_NV_Eldorado | {} | 23170.9375 | 1475.4733 | 6.368% | 21695.4642 | 93.63% | [5 empty] | 3569.1091 | 15.4% | 0 | 0% |  | 0 | 0% | 0 | 0% | 4061.8623 | 17.53% | 19109.0752 | 12844.3867 | 55.43% | 10326.5508 | 5344.7783 | 23.07% | 17826.1592 | 16149.7715 | 69.7% | 7021.166 | 12482.2871 | 53.87% | 10688.6504 | 1472.4039 | 6.355% | 21698.5336
281 | Pahrump | Southern_NV_Eldorado | {'Carpenter Canyon (fka Gamebird)': 4.5, 'Vista (VEA)': 8.6, 'Trout Canyon (fka Crazy Eyes)': 13.6, 'Sandy': 22.9, 'Innovation': 26.6, 'Desert View': 35.1, 'Valley (VEA)': 37.4, 'Lathrop': 39.4} | 20009.9453 | 1675.4001 | 8.373% | 18334.5452 | 91.63% | [5 empty] | 0 | 0% | 0 | 0% |  | 0 | 0% | 0 | 0% | 3065.4377 | 15.32% | 16944.5076 | 800.1089 | 3.999% | 19209.8364 | 9561.2812 | 47.78% | 10448.6641 | 11162.2188 | 55.78% | 8847.7266 | 14519.4746 | 72.56% | 5490.4707 | 128.4216 | 0.6418% | 19881.5237
282 | Palo Verde | Arizona | {'Hassayampa': 2.7, 'Delaney': 12.1} | 0 | 0 | 0% | 0 | 100% | [5 empty] | 0 | 0% | 0 | 0% |  | 0 | 0% | 0 | 0% | 0 | 0% | 0 | 0 | 0% | 0 | 0 | 0% | 0 | 0 | 0% | 0 | 0 | 0% | 0 | 0 | 0% | 0
283 | Primm | Southern_NV_Eldorado | {'Ivanpah': 9.5, 'Eldorado': 22.0, 'Sloan Canyon (fka Bob)': 24.3, 'Sandy': 29.9, 'Mead': 35.0, 'Trout Canyon (fka Crazy Eyes)': 39.0} | 19332.957 | 1979.23 | 10.24% | 17353.7271 | 89.76% | [5 empty] | 0.31003 | 0.001604% | 0 | 0% |  | 0 | 0% | 0 | 0% | 4672.8047 | 24.17% | 14660.1523 | 6559.873 | 33.93% | 12773.084 | 2020.8713 | 10.45% | 17312.0857 | 7634.8423 | 39.49% | 11698.1147 | 13851.2354 | 71.65% | 5481.7217 | 59.8719 | 0.3097% | 19273.0851
284 | Sloan Canyon (fka Bob) | Southern_NV_Eldorado | {'Eldorado': 5.2, 'Mead': 11.1, 'Primm': 24.3, 'Ivanpah': 33.8, 'Sandy': 35.4} | 302.9185 | 1.2611 | 0.4163% | 301.6574 | 99.58% | [5 empty] | 0 | 0% | 0 | 0% |  | 0 | 0% | 0 | 0% | 290.2744 | 95.83% | 12.6441 | 221.0407 | 72.97% | 81.8778 | 0.0015363 | 0.0005072% | 302.917 | 290.2747 | 95.83% | 12.6438 | 113.3667 | 37.42% | 189.5518 | 0 | 0% | 302.9185
285 | Valley (VEA) | Southern_NV_Eldorado | {'Lathrop': 11.3, 'Beatty': 29.5, 'Innovation': 30.2, 'Vista (VEA)': 30.7, 'Pahrump': 37.4} | 3623.2869 | 430.3742 | 11.88% | 3192.9127 | 88.12% | [5 empty] | 0 | 0% | 0 | 0% |  | 0 | 0% | 0 | 0% | 0.92708 | 0.02559% | 3622.3598 | 0 | 0% | 3623.2869 | 190.6705 | 5.262% | 3432.6163 | 191.5976 | 5.288% | 3431.6893 | 3190.4004 | 88.05% | 432.8865 | 15.8838 | 0.4384% | 3607.403
286 | Vista (VEA) | Southern_NV_Eldorado | {'Pahrump': 8.6, 'Carpenter Canyon (fka Gamebird)': 12.4, 'Innovation': 18.6, 'Trout Canyon (fka Crazy Eyes)': 20.7, 'Sandy': 30.1, 'Valley (VEA)': 30.7, 'Lathrop': 31.4, 'Desert View': 35.3} | 20748.6543 | 779.1465 | 3.755% | 19969.5078 | 96.24% | [5 empty] | 0 | 0% | 0 | 0% |  | 0 | 0% | 0 | 0% | 3065.4377 | 14.77% | 17683.2166 | 800.1089 | 3.856% | 19948.5453 | 9347.043 | 45.05% | 11401.6113 | 10947.9805 | 52.76% | 9800.6738 | 16224.625 | 78.2% | 4524.0293 | 132.71 | 0.6396% | 20615.9443
287 | Bay Boulevard | Greater_SD | {'Silvergate': 6.6, 'Miguel': 8.1, 'Otay Mesa': 11.0, 'Mission': 12.3, 'Old Town': 12.3, 'Kearny': 15.6, 'Sycamore Canyon': 21.6, 'Penasquitos': 22.6, 'Suncrest': 27.7, 'Escondido': 35.6, 'Palomar': 37.2, 'Encina': 39.0, 'Suncrest - Ocotillo (Proposed)': 39.9} | 6886.5527 | 1229.2809 | 17.85% | 5657.2719 | 82.15% | [5 empty] | 0 | 0% | 0 | 0% |  | 441.3843 | 6.409% | 388.2446 | 5.638% | 278.4022 | 4.043% | 6608.1505 | 1736.5123 | 25.22% | 5150.0404 | 5503.1929 | 79.91% | 1383.3599 | 5521.5166 | 80.18% | 1365.0361 | 297.7632 | 4.324% | 6588.7896 | 247.3747 | 3.592% | 6639.1781
288 | Beatty | Southern_NV_Eldorado | {'Lathrop': 27.5, 'Valley (VEA)': 29.5} | 7.794 | 0 | 0% | 7.794 | 100% | [5 empty] | 0 | 0% | 0 | 0% |  | 0 | 0% | 0 | 0% | 0 | 0% | 7.794 | 0 | 0% | 7.794 | 0 | 0% | 7.794 | 0 | 0% | 7.794 | 7.794 | 100% | 0 | 0 | 0% | 7.794
289 | Lee Lake (Proposed) | Riverside (Exclude) | {'Viejo': 12.5, 'Valley': 16.9, 'Margarita': 17.2, 'Trabuco': 18.2, 'Mira Loma': 19.0, 'Santiago': 19.2, 'Serrano': 20.3, 'Capistrano': 20.5, 'Vista': 21.5, 'Chino': 21.6, 'Talega': 21.6, 'Villa Park': 22.6, 'Johanna': 23.3, 'Etiwanda': 23.8, 'Rancho Vista': 23.8, 'San Bernardino': 25.8, 'El Casco': 26.1, 'Lewis': 26.2, 'San Onofre': 26.9, 'Padua': 27.7, 'Ellis': 28.8, 'Olinda': 30.4, 'Barre': 30.9, 'Huntington Beach': 31.2, 'Walnut': 33.8, 'Alamitos': 37.4, 'San Luis Rey': 37.7, 'Del Amo': 37.8, 'Rio Hondo': 39.1, 'Center': 39.7} | 3090.416 | 212.0798 | 6.863% | 2878.3362 | 93.14% | [5 empty] | 0 | 0% | 0 | 0% |  | 54.0688 | 1.75% | 622.176 | 20.13% | 480.715 | 15.56% | 2609.701 | 634.2057 | 20.52% | 2456.2103 | 2568.1489 | 83.1% | 522.2671 | 2873.2803 | 92.97% | 217.1357 | 359.7477 | 11.64% | 2730.6683 | 185.449 | 6.001% | 2904.967
290 | Leprino Jct | Central_Valley_North_Los_Banos | {'Henrietta': 3.9, 'Mustang': 4.8, 'GWF Hanford Sw Sta': 10.6, 'Gates': 17.7, 'Corcoran': 17.9, 'Schindler': 20.4, 'Kingsburg': 22.1, 'Avenal': 24.0, 'Mc Mullin': 25.9, 'McCall': 27.8, 'Alpaugh': 28.4, 'Helm': 30.9, 'Cantua': 31.2, 'Malaga': 31.9, 'Olive': 32.1, 'Gates-Midway (Proposed)': 32.2, 'Kearney': 32.3, 'Arco': 32.4, 'West Fresno': 33.0, 'Rector': 33.1, 'Cal Ave': 33.4, 'Wahtoke': 33.5, 'Sanger': 34.6, 'Reedley': 35.8, 'Tranquility': 40.0} | 477358.625 | 410864.6875 | 86.07% | 66493.9375 | 13.93% | [5 empty] | 198756.3281 | 41.64% | 229774.875 | 48.13% |  | 0 | 0% | 0 | 0% | 48438.207 | 10.15% | 428920.418 | 11616.2871 | 2.433% | 465742.3379 | 24766.1914 | 5.188% | 452592.4336 | 61718.7891 | 12.93% | 415639.8359 | 6809.2188 | 1.426% | 470549.4062 | 6184.9043 | 1.296% | 471173.7207
291 | Mead | Southern_NV_Eldorado | {'Sloan Canyon (fka Bob)': 11.1, 'Eldorado': 13.3, 'Primm': 35.0} | 0 | 0 | 0% | 0 | 100% | [5 empty] | 0 | 0% | 0 | 0% |  | 0 | 0% | 0 | 0% | 0 | 0% | 0 | 0 | 0% | 0 | 0 | 0% | 0 | 0 | 0% | 0 | 0 | 0% | 0 | 0 | 0% | 0
292 | Quinto | Central_Valley_North_Los_Banos | {'Los Banos': 5.3, 'Fink (Proposed)': 17.7, 'Oro Loma': 28.0, 'Westley': 32.6, 'Merced': 33.7, 'Metcalf': 37.8, 'Coyote': 38.0, 'Wilson': 38.4} | 308594.9375 | 122894.6406 | 39.82% | 185700.2969 | 60.18% | [5 empty] | 71143.9531 | 23.05% | 118008.4297 | 38.24% |  | 29360.2031 | 9.514% | 0 | 0% | 166039.125 | 53.8% | 142555.8125 | 42399.3633 | 13.74% | 266195.5742 | 66051.9453 | 21.4% | 242542.9922 | 178755.6562 | 57.93% | 129839.2812 | 74968.75 | 24.29% | 233626.1875 | 17665.3496 | 5.724% | 290929.5879
293 | Sandy | Southern_NV_Eldorado | {'Trout Canyon (fka Crazy Eyes)': 9.4, 'Carpenter Canyon (fka Gamebird)': 18.4, 'Pahrump': 22.9, 'Desert View': 29.3, 'Primm': 29.9, 'Vista (VEA)': 30.1, 'Ivanpah': 33.3, 'Sloan Canyon (fka Bob)': 35.4, 'Eldorado': 37.8} | 20954.4102 | 2099.9583 | 10.02% | 18854.4519 | 89.98% | [5 empty] | 0.31003 | 0.00148% | 0 | 0% |  | 0 | 0% | 0 | 0% | 3066.5 | 14.63% | 17887.9102 | 1163.3053 | 5.552% | 19791.1049 | 9210.7295 | 43.96% | 11743.6807 | 10810.7393 | 51.59% | 10143.6709 | 15500.4258 | 73.97% | 5453.9844 | 118.2312 | 0.5642% | 20836.179
294 | Eldorado | Southern_NV_Eldorado | {'Sloan Canyon (fka Bob)': 5.2, 'Mead': 13.3, 'Primm': 22.0, 'Ivanpah': 31.2, 'Sandy': 37.8} | 1937.8738 | 17.0342 | 0.879% | 1920.8395 | 99.12% | [5 empty] | 0 | 0% | 0 | 0% |  | 0 | 0% | 0 | 0% | 1696.9808 | 87.57% | 240.8929 | 1003.6668 | 51.79% | 934.207 | 212.4773 | 10.96% | 1725.3965 | 1909.4568 | 98.53% | 28.417 | 1573.5481 | 81.2% | 364.3257 | 0 | 0% | 1937.8738
295 | Fink (Proposed) |  | {'Westley': 14.9, 'Quinto': 17.7, 'Los Banos': 22.8, 'Ripon': 26.7, 'Riverbank': 30.4, 'Vierra': 30.5, 'Warnerville': 31.7, 'Tesla': 33.2, 'Metcalf': 34.5, 'Green Ridge Midway': 34.7, 'Coyote': 34.8, 'Merced': 36.6, 'Weber': 38.4, 'Kelso': 38.9, 'Delta Switching Yard': 39.7} | 442744 | 153904.8438 | 34.76% | 288839.1562 | 65.24% | [5 empty] | 83385.7734 | 18.83% | 167547.5469 | 37.84% |  | 60589.0664 | 13.68% | 0 | 0% | 256528.3906 | 57.94% | 186215.6094 | 66424.4766 | 15% | 376319.5234 | 93713.7812 | 21.17% | 349030.2188 | 274596.875 | 62.02% | 168147.125 | 134400.6406 | 30.36% | 308343.3594 | 18275.1328 | 4.128% | 424468.8672
296 | New Sub - Gates - Midway (Proposed) | Central_Valley_North_Los_Banos | {'Arco': 8.7, 'Goose Lake': 15.8, 'Smyrna': 17.5, 'Olive': 19.4, 'Alpaugh': 21.2, 'Semitropic': 21.8, 'Kernridge': 23.2, 'Avenal': 24.4, 'Corcoran': 25.5, 'Charca': 27.0, 'Temblor': 27.5, 'Caliente': 28.9, 'Shafter': 30.7, 'Midway': 31.0, 'Carrizo Plains': 31.7, 'Solar SS': 32.1, 'Leprino Jct': 32.2, 'Gates': 32.4, 'Mustang': 32.6, 'Cholame': 33.0, 'Henrietta': 33.1, 'GWF Hanford Sw Sta': 34.5, 'Rio Bravo': 36.3, 'Vestal': 38.0, 'Lerdo': 39.1} | 154996.7969 | 43832.7734 | 28.28% | 111164.0234 | 71.72% | [5 empty] | 28683.0664 | 18.51% | 556.743 | 0.3592% |  | 5482.647 | 3.537% | 0 | 0% | 71843.2734 | 46.35% | 83153.5234 | 4990.0396 | 3.219% | 150006.7573 | 19644.5625 | 12.67% | 135352.2344 | 78863.7812 | 50.88% | 76133.0156 | 79998.9141 | 51.61% | 74997.8828 | 1806.6624 | 1.166% | 153190.1345
297 | New Sub - Rancho Seco - Bellota (Proposed) | Solano | {'Camanche': 5.8, 'Bellota': 8.2, 'Lockeford': 9.0, 'Weber': 19.8, 'Eight Mile': 21.3, 'Stagg': 21.5, 'Riverbank': 25.6, 'Ripon': 27.3, 'Vierra': 27.7, 'Warnerville': 29.0, 'Peoria': 31.5, 'Grand Island': 33.0, 'UltraPower Chinese Station': 33.4, 'Gold Hill': 37.0, 'Curtis': 38.5, 'Brentwood': 39.9, 'Westley': 39.9} | 289291.6562 | 70500.5156 | 24.37% | 218791.1406 | 75.63% | [5 empty] | 80999.3203 | 28% | 124421.1406 | 43.01% |  | 16725.9316 | 5.782% | 0 | 0% | 115610.9688 | 39.96% | 173680.6875 | 41259.4844 | 14.26% | 248032.1719 | 65957.5391 | 22.8% | 223334.1172 | 145161.9375 | 50.18% | 144129.7188 | 48623.4414 | 16.81% | 240668.2148 | 17591.7754 | 6.081% | 271699.8809
298 | New Sub - Midway - Wheeler Ridge (Proposed) | Central_Valley_North_Los_Banos | {'Elk Hills': 9.4, 'Norco': 11.6, 'Taft': 12.1, 'Tevis': 15.8, 'Tupman': 16.0, 'Wheeler Ridge': 16.7, 'Stockdale': 17.6, 'Renfro': 19.3, 'Kern Power': 20.3, 'Rosedale': 20.7, 'Westpark': 21.7, 'Midway': 22.1, 'Rio Bravo': 22.1, '7th Standard': 23.3, 'Bakersfield': 23.6, 'Grimway': 24.6, 'Magunden': 25.6, 'Regulus': 25.9, 'Lamont': 26.0, 'Kern Oil': 26.1, 'Columbus': 26.6, 'Lerdo': 27.0, 'Shafter': 27.2, 'Pastoria': 27.3, 'Sycamore': 27.7, 'California Water': 29.3, 'Temblor': 30.1, 'Charca': 33.7, 'Semitropic': 34.4, 'Kernridge': 34.6, 'Poso Mountain': 34.9, 'Bailey': 36.8, 'Goose Lake': 37.5} | 16632.877 | 1483.6787 | 8.92% | 15149.1982 | 91.08% | [5 empty] | 3.7807 | 0.02273% | 0 | 0% |  | 13196.2031 | 79.34% | 404.2401 | 2.43% | 8632.8164 | 51.9% | 8000.0605 | 5820.6211 | 34.99% | 10812.2559 | 8680.7754 | 52.19% | 7952.1016 | 11759.7891 | 70.7% | 4873.0879 | 10295.4082 | 61.9% | 6337.4688 | 640.6353 | 3.852% | 15992.2416
299 | New Sub - Suncrest - Ocotillo (Proposed) | Greater_Imperial | {'Suncrest': 13.8, 'ECO': 22.1, 'Ocotillo': 23.8, 'Otay Mesa': 31.1, 'Miguel': 32.3, 'Sycamore Canyon': 35.0, 'Bay Boulevard': 39.9, 'Kearny': 40.0} | 148041.2344 | 23642.3711 | 15.97% | 124398.8633 | 84.03% | [5 empty] | 288.4213 | 0.1948% | 233.6861 | 0.1579% |  | 50421.2344 | 34.06% | 71672.3281 | 48.41% | 38270.4141 | 25.85% | 109770.8203 | 35390.1406 | 23.91% | 112651.0938 | 64234.0469 | 43.39% | 83807.1875 | 90551.7656 | 61.17% | 57489.4688 | 80672.1719 | 54.49% | 67369.0625 | 7286.4966 | 4.922% | 140754.7378
300 | New Sub - North Gila - IV (Proposed) | Greater_Imperial | {'High Line': 4.3, 'El Centro': 19.4, 'Imperial Valley': 29.3, 'Arkansas': 31.1, 'Sonora': 32.9, 'IID System': 38.5} | 280916.3125 | 186937.7344 | 66.55% | 93978.5781 | 33.45% | [5 empty] | 39558.2031 | 14.08% | 145353.9531 | 51.74% |  | 0 | 0% | 0 | 0% | 20283.6523 | 7.221% | 260632.6602 | 44602.3828 | 15.88% | 236313.9297 | 42284.5 | 15.05% | 238631.8125 | 64565.2188 | 22.98% | 216351.0938 | 39628.9922 | 14.11% | 241287.3203 | 13409.6328 | 4.774% | 267506.6797
301 | New Sub - Lugo - Pisgah (Proposed) | Greater_Kramer | {'Calcite': 18.2, 'Pisgah': 30.1, 'Devers': 32.0, 'Coolwater': 34.4, 'El Casco': 39.0, 'Tortilla': 39.2} | 250048.0469 | 75822.0469 | 30.32% | 174226 | 69.68% | [5 empty] | 1930.6765 | 0.7721% | 799.0534 | 0.3196% |  | 45258.9727 | 18.1% | 7267.147 | 2.906% | 84175.4609 | 33.66% | 165872.5859 | 58463.6445 | 23.38% | 191584.4023 | 71965.8438 | 28.78% | 178082.2031 | 136922.0312 | 54.76% | 113126.0156 | 95665.0859 | 38.26% | 154382.9609 | 1601.4423 | 0.6405% | 248446.6046

## LandEnvData_SolarWind_OOS
OOS Land-use data criteria calculations for solar and onshore wind utilizing the WECC environmental data screen for solar and onshore wind.
|  |  | OOS WECC Screens Solar Potential Area | [11 empty] | OOS WECC Screens Wind Potential Area
|  |  | 5 mile radius |  |  | 10 mile radius |  |  | 15 mile radius |  |  | 20 mile radius |  |  | 5 mile radius |  |  | 10 mile radius |  |  | 15 mile radius |  |  | 20 mile radius
OBJECTID | IRP_Substation_Name | RESOLVE_Solar_Area | Techno-Economical potential (Acres) | Potential in WECC Risk Class 2 (Acres) | Potential in WECC Risk Class 3 (Acres) | Techno-Economical potential (Acres) | Potential in WECC Risk Class 2 (Acres) | Potential in WECC Risk Class 3 (Acres) | Techno-Economical potential (Acres) | Potential in WECC Risk Class 2 (Acres) | Potential in WECC Risk Class 3 (Acres) | Techno-Economical potential (Acres) | Potential in WECC Risk Class 2 (Acres) | Potential in WECC Risk Class 3 (Acres) | Techno-Economical potential (Acres) | Potential in WECC Risk Class 2 (Acres) | Potential in WECC Risk Class 3 (Acres) | Techno-Economical potential (Acres) | Potential in WECC Risk Class 2 (Acres) | Potential in WECC Risk Class 3 (Acres) | Techno-Economical potential (Acres) | Potential in WECC Risk Class 2 (Acres) | Potential in WECC Risk Class 3 (Acres) | Techno-Economical potential (Acres) | Potential in WECC Risk Class 2 (Acres) | Potential in WECC Risk Class 3 (Acres)
1 | DELANEY | ARIZONA | 44034.5263 | 30785.9983 |  | 169457.478 | 140458.0968 |  | 338482.6182 | 278123.5114 |  | 595769.5718 | 422277.3896 | 5.5787 | 5019.0911 | 956.2513 |  | 16288.3868 | 9212.0662 |  | 51632.9954 | 38871.162 |  | 126352.7399 | 77452.6911
2 | GAMEBIRD | SNV | 26551.0092 | 10885.1378 |  | 126604.5535 | 52219.0225 | 3898.5267 | 216720.8077 | 83389.7347 | 11976.9327 | 307888.2626 | 115168.9426 | 17708.0067 |  |  |  | 4402.0019 |  |  | 24183.5661 | 4949.5114 | 3498.9699 | 70228.0141 | 23386.2812 | 7516.7733
3 | MOHAVE | SNV | 16383.3087 | 3549.8338 | 189.4777 | 89014.6667 | 24750.7052 | 15592.3905 | 177202.3958 | 48430.1549 | 45729.0034 | 329250.1669 | 81975.698 | 95301.4291 | 6983.1688 | 987.8673 | 59.6899 | 68724.5152 | 18994.2314 | 13664.3091 | 144560.2462 | 36306.1813 | 41892.0956 | 263611.9697 | 58287.4145 | 82410.4216
4 | HASSAYAMPA | ARIZONA | 49010.9941 | 32332.3686 |  | 178106.5622 | 108156.1503 | 2157.2536 | 356814.9619 | 207067.7569 | 2323.035 | 601685.3411 | 355645.578 | 2612.8085 |  |  |  | 23759.6074 | 13323.4666 |  | 76103.8914 | 35192.5588 |  | 142537.169 | 70403.3734 | 183.2883
5 | ELDORADO | SNV | 33200.8094 | 2624.3849 | 292.8899 | 122493.9855 | 4531.504 | 11328.4416 | 233819.4599 | 19893.1339 | 28057.0053 | 343799.4467 | 40944.9705 | 58271.7105 | 18822.4355 | 1527.9248 | 255.1368 | 107371.2686 | 3435.044 | 11251.373 | 197132.1315 | 13230.0008 | 27534.3585 | 284019.6052 | 31961.5947 | 55740.8543
6 | NORTH GILA | ARIZONA | 32808.0145 | 1174.2693 |  | 79392.0012 | 8268.6205 | 4153.326 | 147002.7821 | 21054.0632 | 7095.1538 | 229192.0156 | 30210.2466 | 17169.0953 | 21048.1323 | 91.622 |  | 46485.951 | 5817.861 | 2910.6482 | 80802.7168 | 13584.8467 | 5354.576 | 124847.1585 | 21513.5164 | 13142.7095
7 | LATHROP | SNV | 40053.2707 | 7152.0412 | 20685.5736 | 153862.775 | 43174.2001 | 64586.3014 | 312563.198 | 104560.492 | 123382.7436 | 462574.6268 | 132732.3524 | 207441.3456 | 40053.2708 | 7152.0412 | 20685.5736 | 146966.7908 | 42404.735 | 58486.6399 | 275554.3587 | 86579.8666 | 108987.4177 | 402006.7234 | 109193.1746 | 181645.2247
8 | BEATTY | SNV | 1933.3425 |  |  | 34503.0578 | 16678.8473 |  | 105122.4924 | 59506.2564 |  | 197080.8132 | 113592.2657 | 9582.1736 |  |  |  | 25168.0938 | 15780.6117 |  | 77168.6439 | 44806.0457 |  | 143822.2318 | 85913.4025 | 1449.7562
9 | VALLEY (VEA) | SNV | 25015.6271 | 23263.9254 | 800.3601 | 79011.9503 | 63588.1734 | 4041.5978 | 158769.7408 | 90976.4872 | 27370.8263 | 305758.9294 | 116110.5297 | 79286.0347 | 24751.3208 | 23022.4491 | 800.3601 | 68531.4377 | 54764.4891 | 2428.5797 | 134188.3225 | 72685.8586 | 22808.4443 | 263640.5494 | 93966.4962 | 66197.2147
10 | INNOVATION | SNV | 36760.8905 | 24693.2109 | 2930.4034 | 110180.2197 | 63759.8266 | 25475.8248 | 229562.3562 | 109191.7666 | 60576.0983 | 384308.1685 | 148527.8383 | 111250.8659 | 28277.1539 | 22009.6053 | 103.6959 | 74110.5191 | 50469.8352 | 12360.8356 | 168461.8402 | 83760.9848 | 44617.5937 | 271388.7884 | 93735.8635 | 92324.0377
11 | HOODOO WASH | ARIZONA | 46416.4769 | 41862.5649 | 1140.1914 | 177782.9464 | 158201.9757 | 6890.0901 | 350914.4237 | 270991.2224 | 12947.0913 | 534817.7389 | 417448.9357 | 15576.3059 | 13127.9964 | 12919.8585 |  | 59226.6379 | 57496.0218 |  | 135523.6412 | 109563.6558 |  | 244961.5693 | 206380.7524 | 1294.6775
12 | VISTA (VEA) | SNV | 34744.5942 | 30789.4847 | 40.275 | 103716.3597 | 59835.3826 | 166.3228 | 205058.2867 | 101887.733 | 6109.3887 | 339108.8476 | 166177.975 | 16202.4132 | 6061.4024 | 6061.4019 |  | 48000.9729 | 17329.6369 | 107.2318 | 117169.6065 | 39630.186 | 5929.9842 | 178270.1235 | 77789.9749 | 10024.7358
13 | DESERT VIEW | SNV | 19823.2872 | 6085.5694 | 142.5905 | 29990.7721 | 6897.8454 | 360.202 | 54663.9168 | 20648.4761 | 1086.6844 | 92647.8705 | 34536.8298 | 2022.6115 | 17098.8966 | 6085.5693 |  | 22835.3699 | 6838.3847 |  | 26944.2512 | 8247.3733 | 231.235 | 30037.1989 | 8490.1472 | 319.4104
14 | CIELO AZUL | ARIZONA | 44115.5441 | 37004.6023 |  | 151528.3735 | 122331.567 | 323.1814 | 317185.5969 | 230417.0315 | 13750.3129 | 507433.5097 | 347886.6108 | 24821.9535 |  |  |  | 936.1662 | 341.8897 |  | 55407.265 | 34079.069 | 1326.7605 | 123406.2092 | 72475.5587 | 1907.6729
15 | TROUT CANYON | SNV | 43244.0876 | 4187.4792 | 181.7707 | 133844.53 | 33814.5844 | 1587.7242 | 221064.9934 | 75932.3904 | 12431.9439 | 274499.1015 | 101228.4326 | 15828.0177 |  |  |  | 1906.7352 | 1906.4668 |  | 8900.4686 | 3582.3641 | 3792.1765 | 14891.5818 | 3625.4349 | 4003.2141
16 | SLOAN CANYON | SNV | 25535.8994 | 2577.8347 | 427.4722 | 117136.1708 | 5223.7871 | 3997.3791 | 219180.9861 | 18688.1911 | 21682.5858 | 328936.6528 | 37240.6001 | 45335.2327 | 12767.2491 | 1527.5706 | 389.7192 | 97064.9899 | 3425.1477 | 3896.2771 | 176769.8042 | 11289.7909 | 20129.0854 | 269099.5263 | 28357.6428 | 43004.1986
17 | CHARLESTON PARK | SNV | 16338.4908 | 1624.5182 | 67.0811 | 64080.2731 | 22980.111 | 201.1049 | 170374.8733 | 72217.1683 | 9766.2009 | 281070.6573 | 104662.8093 | 29884.5836 | 13235.6266 | 935.2343 | 67.0811 | 37179.4563 | 6613.3551 | 67.0811 | 81090.3647 | 20117.8079 | 6248.0229 | 121725.4011 | 28793.8571 | 17212.3964
18 | JACKASS FLATS | SNV | 42237.072 |  | 35228.3723 | 166360.2826 | 6989.3718 | 130156.7516 | 349583.6415 | 46651.3912 | 234874.7709 | 543819.6537 | 93943.9166 | 322990.9088 | 42042.5196 |  | 35033.8199 | 158548.1515 | 6989.3718 | 122344.6305 | 324720.8655 | 45553.8642 | 214507.5313 | 472777.4622 | 83766.8144 | 275958.421
19 | MCCULLOUGH | SNV | 31263.0153 | 2688.6567 | 349.9135 | 120955.6772 | 4517.5208 | 9874.4464 | 232195.9039 | 19912.182 | 26973.0131 | 343247.5958 | 40852.1647 | 55718.6208 | 16884.6413 | 1592.1966 | 312.1605 | 105733.0484 | 3392.9746 | 9835.2808 | 194842.5495 | 13482.8705 | 26240.8842 | 283053.4018 | 31868.7889 | 53234.646
20 | MEAD | SNV | 26792.7552 | 546.2831 | 165.1319 | 75054.6006 | 1458.0928 | 3446.7657 | 111316.1197 | 4380.5023 | 4771.6712 | 217474.9639 | 37587.946 | 18356.8416 | 11719.2014 | 13.0396 | 8.194 | 52288.3578 | 395.2562 | 1565.3636 | 77138.311 | 2121.2545 | 2852.3459 | 169799.6076 | 29671.5412 | 16076.6702
21 | MERCURY | SNV | 38255.8125 | 3916.6573 | 22233.4449 | 132699.258 | 52332.8107 | 58953.3459 | 252180.8086 | 83896.0737 | 105372.2049 | 425133.1327 | 127625.5513 | 184146.7899 | 23340.2035 | 2506.215 | 12350.8053 | 107094.9517 | 47249.6931 | 44181.2342 | 208905.341 | 70588.9767 | 87056.2313 | 346885.0225 | 98460.9412 | 158218.022
22 | NORTHWEST (NVE) | SNV | 18234.0753 | 3660.1352 | 289.3791 | 34624.4302 | 8885.0332 | 545.7768 | 48725.2968 | 12945.1751 | 1163.3952 | 76240.8058 | 26775.3001 | 3881.617 | 13948.7451 | 3659.918 |  | 24457.5334 | 7978.485 | 185.5748 | 29134.7574 | 8490.162 | 237.3482 | 31898.9845 | 8733.2045 | 1649.6865
23 | PAHRUMP | SNV | 20007.5559 | 12907.8199 |  | 112519.7741 | 58097.4624 | 1243.4922 | 214858.8159 | 91811.5931 | 9481.2439 | 304551.1474 | 111057.5152 | 19319.6101 | 7.0703 |  |  | 13585.9758 | 961.6632 | 67.0811 | 51222.5894 | 16583.1953 | 1608.5403 | 98361.3875 | 26101.2958 | 9803.2946
24 | PALO VERDE | ARIZONA | 46596.9911 | 35388.6368 |  | 182852.3536 | 126014.7172 | 1072.4855 | 380626.881 | 232869.9807 | 2323.035 | 607683.1203 | 354226.0977 | 2461.4191 | 68.2817 | 68.2817 |  | 15657.1097 | 10932.7912 |  | 67418.387 | 32029.3188 |  | 139410.5155 | 67190.9969 | 126.2969
25 | PRIMM | SNV | 30025.6553 | 11489.7956 | 1287.01 | 106283.8053 | 34896.5371 | 23871.0104 | 204556.1599 | 50125.9948 | 62294.332 | 335359.595 | 79418.8494 | 90969.8808 | 27242.047 | 10869.0145 | 774.5977 | 78254.8019 | 33586.6356 | 10393.4084 | 150527.0761 | 46321.1434 | 35172.5663 | 257188.8335 | 67000.8969 | 60765.6228
26 | SANDY VALLEY | SNV | 32610.9694 | 14891.8369 | 270.0757 | 92377.3929 | 27500.6332 | 470.5421 | 177947.545 | 60160.0494 | 2943.9431 | 294252.8271 | 103926.7375 | 18269.1048 | 3351.5699 | 3312.009 | 39.0415 | 3366.8012 | 3312.1274 | 54.1548 | 13156.4276 | 11120.3694 | 280.4089 | 55186.9705 | 25875.6082 | 4094.0958
27 | THOUSANDAIRE | SNV | 26760.7862 | 7468.1757 | 306.2101 | 112726.3689 | 39640.8435 | 7920.3849 | 216415.6055 | 80769.4659 | 14347.4714 | 307604.1378 | 111787.1224 | 22759.9236 | 515.0208 |  |  | 7442.5495 | 234.6858 | 806.5435 | 26813.0987 | 1896.4126 | 5800.6341 | 72370.9338 | 20999.7444 | 11610.8525
28 | VALLEY SWITCH | SNV | 12294.6495 | 7814.7456 | 0.13594 | 79391.8678 | 54421.8515 | 5189.4477 | 205169.665 | 91522.2514 | 49822.9541 | 371211.5907 | 138041.921 | 105695.5869 | 11516.4297 | 7063.5211 |  | 76061.213 | 53048.6874 | 3406.2869 | 186855.3908 | 78891.9393 | 44531.0781 | 330061.4834 | 116856.986 | 89813.1151

## LandEnvData_Geo
CEC provided land-use and environmental data criteria for in-state known geothermal fields and their technical potential (https://lab.data.ca.gov/dataset/geothermal-resource-potential-by-field). Land-use and Environmental screens are applied and calculated over the whole field area.
|  |  | Geothermal Field Potential generation potential (mean estimated MW) | Geothermal Field remaining undeveloped MW potential (subtracting existing facilities) | Geothermal Field is within protected area | Size of Geothermal Field | Geothermal Field after Core Land Use Screen (Lower Implications Land) | Percentage of Field w/ Lower Implications | Geothermal Field excluded by Core screen (Higher Implications Land) | Percentage of Field w/ Higher Implications | Geothermal Field within Tier 2 Fire Threat | Percentage of Geothermal Field within Tier 2 Fire Threat | Geothermal Field within Tier 3 Fire Threat | Percentage of Geothermal Field within Tier 3 Fire Threat | Geothermal Field w/ ACE Terrestrial Connectivity, 4 or 5, (High Implications) | Percentage of Geothermal Field w/ Terrestrial Connectivity High Implications | Geothermal Field w/ Terrestrial Connectivity Low Implications | Geothermal Field w/ ACE Biodiversity, 5, (High Implications) | Percentage of Geothermal Field w/ Biodiversity High Implications | Geothermal Field w/ Biodiversity Low Implications | Geothermal Field w/ ACE Irreplaceability, 4 or 5, (High Implications) | Percentage of Geothermal Field w/ Irreplaceability High Implications | Geothermal Field w/ Irreplaceability Low Implications | Geothermal Field w/ Any of the three ACE datasets High Implications | Percentage of Geothermal Field w/ Any of the three ACE datasets High Implications | Geothermal Field w/ Any of the three ACE datasets Low Implications | Geothermal Field w/ High Terrestrial Landscape Intactness | Percentage of Geothermal Field w/ High Terrestrial Landscape Intactness | Geothermal Field w/ Low Terrestrial Landscape Intactness | Geothermal Field w/ Classified as Wetlands | Percentage of Geothermal Field w/ Classified as Wetlands | Geothermal Field w/ Not Classified as Wetlands
Blue columns indicate additional data calculate/added by CPUC staff in dashboard.
| Geothermal Field Name | RESOLVE Region | Total_MWe_Mean | NetUndevelopedRP | Protected Area Exclusion (1=Yes) | Total Geothermal Field Acres | Low-Implication Acres | Low-Implication Percent | High-Implication Acres | High-Implication Percent | FT_Tier2_Acres | Perc_FT_Tier2 | FT_Tier3_Acres | Perc_FT_Tier3 | Conn45_Acres | Perc_Conn45 | Low Conn Acres | Bio5_Acres | Perc_Bio5 | Low Bio Acres | Irr45_Acres | Perc_Irr45 | Low Irr Acres | ACE_All_Acres | Perc_AllACE | Low AllACE Acres | High_Intact_Acres | Perc_HighIntact | LowIntact Acres | Wetlands_Acres | Perc_Wetlands | Not Wetlands Acres
| Geysers | Northern_California | 1096.1 | 246.1 | 0 | 283216.375 | 31811.6719 | 11.23% | 251404.7031 | 88.77% | 91098.9141 | 32.17% | 160274 | 56.59% | 134908.3438 | 47.63% | 148308.0312 | 114645.9375 | 40.48% | 168570.4375 | 176115.0781 | 62.18% | 107101.2969 | 223679.4844 | 78.98% | 59536.8906 | 118412.8906 | 41.81% | 164803.4844 | 3812.5942 | 1.346% | 279403.7808
| Calistoga | Northern_California | 16.9 | 16.9 | 0 | 9182.2695 | 0.18262 | 0.001989% | 9182.0869 | 100% | 772.2568 | 8.41% | 4644.6201 | 50.58% | 5983.9307 | 65.17% | 3198.3389 | 7606.9062 | 82.84% | 1575.3633 | 8741.9766 | 95.2% | 440.293 | 9182.0869 | 100% | 0.18262 | 973.1588 | 10.6% | 8209.1108 | 644.3005 | 7.017% | 8537.9691
| Lake City - Surprise Valley 1 | Northern_California | 118.5 | 118.5 | 0 | 65355.3164 | 7935.4609 | 12.14% | 57419.8555 | 87.86% | 5182.9976 | 7.93% |  | 0% | 27203.7383 | 41.62% | 38151.5781 | 20875.0723 | 31.94% | 44480.2441 | 4252.729 | 6.507% | 61102.5874 | 37527.8789 | 57.42% | 27827.4375 | 33809.2188 | 51.73% | 31546.0977 | 6821.1987 | 10.44% | 58534.1177
| East Brawley | Greater_Imperial (Exclude) | 358.5 | 358.5 | 0 | 70551.4453 | 18387.5781 | 26.06% | 52163.8672 | 73.94% |  | 0% |  | 0% | 1274.8352 | 1.807% | 69276.6101 | 6399.5103 | 9.071% | 64151.9351 | 6865.2695 | 9.731% | 63686.1758 | 7674.3457 | 10.88% | 62877.0996 | 3071.0449 | 4.353% | 67480.4004 | 2894.1499 | 4.102% | 67657.2954
| East Mesa | Greater_Imperial | 202.7 | 127.8 | 0 | 37802.1094 | 16377.3555 | 43.32% | 21424.7539 | 56.68% |  | 0% |  | 0% | 2928.468 | 7.747% | 34873.6414 | 4633.1455 | 12.26% | 33168.9639 | 4633.1455 | 12.26% | 33168.9639 | 7561.6138 | 20% | 30240.4956 | 14185.2021 | 37.52% | 23616.9072 | 1909.0859 | 5.05% | 35893.0234
| Mono - Long Valley | Greater_Kramer (Exclude) | 64.8 | 24.8 | 0 | 457796.3438 | 77541.5 | 16.94% | 380254.8438 | 83.06% | 346294.75 | 75.64% |  | 0% | 22286.8379 | 4.868% | 435509.5059 | 123164.4219 | 26.9% | 334631.9219 | 88340.1016 | 19.3% | 369456.2422 | 171452.1875 | 37.45% | 286344.1562 | 286245.25 | 62.53% | 171551.0938 | 31601.248 | 6.903% | 426195.0957
| Wendel - Amedee | Northern_California | 19.2 | 19.2 | 0 | 18366.2949 | 2388.2461 | 13% | 15978.0488 | 87% | 6708.6377 | 36.53% |  | 0% | 6381.98 | 34.75% | 11984.3149 | 11181.9883 | 60.88% | 7184.3066 | 9985.1484 | 54.37% | 8381.1465 | 13835.0771 | 75.33% | 4531.2178 | 7047.5786 | 38.37% | 11318.7163 | 1829.5272 | 9.961% | 16536.7677
| Glass Mountain | Northern_California | 365.6 | 365.6 | 0 | 135390.0625 | 5149.3438 | 3.803% | 130240.7188 | 96.2% | 113375.3906 | 83.74% |  | 0% | 112573.9766 | 83.15% | 22816.0859 | 21460.7031 | 15.85% | 113929.3594 | 15060.7354 | 11.12% | 120329.3271 | 116044.3438 | 85.71% | 19345.7188 | 120789.2031 | 89.22% | 14600.8594 | 422.6771 | 0.3122% | 134967.3854
| Coso Hot Springs | Greater_Kramer (Exclude) | 419.2 | 116.79 | 1 | 108004.3906 | 7327.7344 | 6.785% | 100676.6562 | 93.22% | 1.9035 | 0.001762% |  | 0% | 16822.7168 | 15.58% | 91181.6738 | 7601.8877 | 7.038% | 100402.5029 | 3231.3882 | 2.992% | 104773.0024 | 19526.5742 | 18.08% | 88477.8164 | 97722.6719 | 90.48% | 10281.7188 | 509.2904 | 0.4715% | 107495.1003
| Fort Bidwell | Northern_California | 9.1 | 9.1 | 0 | 224.8102 | 2.8763 | 1.279% | 221.9339 | 98.72% | 224.8093 | 100% |  | 0% | 221.2556 | 98.42% | 3.5546 | 25.3961 | 11.3% | 199.4141 |  | 0% | 224.8102 | 221.2556 | 98.42% | 3.5546 |  | 0% | 224.8102 | 93.835 | 41.74% | 130.9752
| Arrowhead HS | Greater_Kramer | 7.1 | 7.1 | 0 | 175.3961 | 0.0007019 | 0.0004002% | 175.3954 | 100% |  | 0% | 175.395 | 100% | 175.3954 | 100% | 0.0007019 | 175.3954 | 100% | 0.0007019 |  | 0% | 175.3961 | 175.3954 | 100% | 0.0007019 | 8.8013 | 5.018% | 166.5949 | 7.9886 | 4.555% | 167.4075
| Salton Sea | Greater_Imperial (Exclude) | 2209.9 | 1779.07 | 0 | 103230.8828 | 32613.1406 | 31.59% | 70617.7422 | 68.41% |  | 0% |  | 0% |  | 0% | 103230.8828 | 58043.082 | 56.23% | 45187.8008 | 65475.2383 | 63.43% | 37755.6445 | 65475.2383 | 63.43% | 37755.6445 | 385.4419 | 0.3734% | 102845.4409 | 11601.6445 | 11.24% | 91629.2383
| Brawley | Greater_Imperial (Exclude) | 138 | 88.1 | 0 | 8932.376 | 1130.9292 | 12.66% | 7801.4468 | 87.34% |  | 0% |  | 0% |  | 0% | 8932.376 | 2768.6316 | 31% | 6163.7444 | 2768.6316 | 31% | 6163.7444 | 2768.6316 | 31% | 6163.7444 |  | 0% | 8932.376 | 489.0354 | 5.475% | 8443.3405
| Heber | Greater_Imperial | 159.6 | 0 | 0 | 59317.0273 | 19619.2227 | 33.08% | 39697.8047 | 66.92% |  | 0% |  | 0% |  | 0% | 59317.0273 | 5511.082 | 9.291% | 53805.9453 | 5511.082 | 9.291% | 53805.9453 | 5511.082 | 9.291% | 53805.9453 |  | 0% | 59317.0273 | 4683.4482 | 7.896% | 54633.5791
| Boyes HS | Mendocino_Marin | 8.4 | 8.4 | 0 | 207.5152 | 0.00083923 | 0.0004044% | 207.5143 | 100% |  | 0% |  | 0% |  | 0% | 207.5152 | 93.3338 | 44.98% | 114.1814 | 109.2234 | 52.63% | 98.2918 | 207.5143 | 100% | 0.00083923 |  | 0% | 207.5152 | 101.3246 | 48.83% | 106.1906
| Sonoma Mission Inn | Mendocino_Marin | 6.3 | 6.3 | 0 | 155.6303 | 0.00062561 | 0.000402% | 155.6296 | 100% |  | 0% |  | 0% |  | 0% | 155.6303 | 24.3109 | 15.62% | 131.3193 | 57.3387 | 36.84% | 98.2916 | 155.6296 | 100% | 0.00062561 |  | 0% | 155.6303 | 40.5149 | 26.03% | 115.1153
| Tecopa HS | Southern_NV_Eldorado | 9 | 9 | 1 | 222.3398 | 0.00088501 | 0.000398% | 222.3389 | 100% |  | 0% |  | 0% |  | 0% | 222.3398 | 222.3389 | 100% | 0.00088501 | 222.3389 | 100% | 0.00088501 | 222.3389 | 100% | 0.00088501 | 105.4374 | 47.42% | 116.9024 | 37.5587 | 16.89% | 184.7811
| Hot Mineral Spa | Greater_Imperial (Exclude) | 3 | 3 | 0 | 4090.1086 | 184.9919 | 4.523% | 3905.1167 | 95.48% |  | 0% |  | 0% |  | 0% | 4090.1086 | 1072.2802 | 26.22% | 3017.8285 | 3717.2842 | 90.88% | 372.8245 | 3791.0703 | 92.69% | 299.0383 | 691.0051 | 16.89% | 3399.1035 | 1002.7427 | 24.52% | 3087.366
| Canby (I'SOT) | Northern_California | 9.4 | 9.4 | 0 | 232.2229 | 0.00093079 | 0.0004008% | 232.222 | 100% | 1.6391 | 0.7058% |  | 0% |  | 0% | 232.2229 | 232.222 | 100% | 0.00093079 |  | 0% | 232.2229 | 232.222 | 100% | 0.00093079 |  | 0% | 232.2229 | 113.0093 | 48.66% | 119.2136
| West Valley Reservoir | Northern_California | 12.6 | 12.6 | 0 | 311.2874 | 0.0012207 | 0.0003921% | 311.2862 | 100% | 218.8412 | 70.3% |  | 0% | 200.3577 | 64.36% | 110.9297 |  | 0% | 311.2874 | 110.9285 | 35.64% | 200.3589 | 311.2862 | 100% | 0.0012207 | 266.1151 | 85.49% | 45.1723 | 10.9112 | 3.505% | 300.3762
| Little Hot Spring (Fall River) | Northern_California | 3.9 | 3.9 | 0 | 96.3347 | 0.00038147 | 0.000396% | 96.3343 | 100% | 96.3343 | 100% |  | 0% | 96.3343 | 100% | 0.00038147 |  | 0% | 96.3347 |  | 0% | 96.3347 | 96.3343 | 100% | 0.00038147 |  | 0% | 96.3347 | 12.7226 | 13.21% | 83.6121
| Sespe Hot Springs | Greater_LA | 10.7 | 10.7 | 1 | 7030.354 | 0.02832 | 0.0004028% | 7030.3257 | 100% | 7030.3257 | 100% |  | 0% | 7030.3257 | 100% | 0.02832 |  | 0% | 7030.354 |  | 0% | 7030.354 | 7030.3257 | 100% | 0.02832 | 7030.3257 | 100% | 0.02832 | 351.4258 | 4.999% | 6678.9282
| Carson River | El_Dorado_Mariposa | 15.7 | 15.7 | 0 | 387.8824 | 0.0015259 | 0.0003934% | 387.8809 | 100% | 387.8809 | 100% |  | 0% | 387.8809 | 100% | 0.0015259 |  | 0% | 387.8824 |  | 0% | 387.8824 | 387.8809 | 100% | 0.0015259 | 387.8809 | 100% | 0.0015259 | 22.2404 | 5.734% | 365.642
| Grovers HS | El_Dorado_Mariposa | 2.9 | 2.9 | 1 | 71.6294 | 0.00028992 | 0.0004047% | 71.6291 | 100% | 71.6291 | 100% |  | 0% | 69.9828 | 97.7% | 1.6466 |  | 0% | 71.6294 |  | 0% | 71.6294 | 69.9828 | 97.7% | 1.6466 | 71.6291 | 100% | 0.00028992 | 35.0446 | 48.92% | 36.5848
| Tasajara HS | Peninsula_Monterey | 3 | 3 | 0 | 74.0999 | 0.00029755 | 0.0004015% | 74.0996 | 100% | 74.0996 | 100% |  | 0% | 74.0996 | 100% | 0.00029755 |  | 0% | 74.0999 |  | 0% | 74.0999 | 74.0996 | 100% | 0.00029755 | 74.0996 | 100% | 0.00029755 | 11.3355 | 15.3% | 62.7644
| Randsburg | Greater_Kramer (Exclude) | 6.6 | 6.6 | 1 | 12957.7432 | 19.0557 | 0.1471% | 12938.6875 | 99.85% |  | 0% |  | 0% | 12489.1143 | 96.38% | 468.6289 |  | 0% | 12957.7432 |  | 0% | 12957.7432 | 12489.1143 | 96.38% | 468.6289 | 12918.9775 | 99.7% | 38.7656 | 11.3558 | 0.08764% | 12946.3874
| Truckhaven | Greater_Imperial (Exclude) | 50 | 50 | 0 | 40872.8828 | 20124.7578 | 49.24% | 20748.125 | 50.76% |  | 0% |  | 0% | 1526.7882 | 3.735% | 39346.0946 |  | 0% | 40872.8828 |  | 0% | 40872.8828 | 1526.7882 | 3.735% | 39346.0946 | 19541.6035 | 47.81% | 21331.2793 | 3.2572 | 0.007969% | 40869.6256
| Dunes | Greater_Imperial (Exclude) | 18.5 | 18.5 | 1 | 7723.0059 | 0.030762 | 0.0003983% | 7722.9751 | 100% |  | 0% |  | 0% | 5056.9043 | 65.48% | 2666.1016 |  | 0% | 7723.0059 |  | 0% | 7723.0059 | 5056.9043 | 65.48% | 2666.1016 | 7722.9751 | 100% | 0.030762 |  | 0% | 7723.0059
| Brockway Hot Springs | Northern_California | 2 | 2 | 0 | 49.3952 | 0.00019836 | 0.0004016% | 49.395 | 100% | 25.2024 | 51.02% |  | 0% |  | 0% | 49.3952 |  | 0% | 49.3952 | 49.395 | 100% | 0.00019836 | 49.395 | 100% | 0.00019836 |  | 0% | 49.3952 |  | 0% | 49.3952
| Marble Hot Well | Northern_California | 3.5 | 3.5 | 0 | 86.4527 | 0.00034332 | 0.0003971% | 86.4523 | 100% |  | 0% |  | 0% |  | 0% | 86.4527 |  | 0% | 86.4527 | 86.4523 | 100% | 0.00034332 | 86.4523 | 100% | 0.00034332 | 18.1748 | 21.02% | 68.2779 | 7.5211 | 8.7% | 78.9316
| Paso Robles | Kern_Greater_Carrizo | 3.4 | 3.4 | 0 | 83.9821 | 0.00033569 | 0.0003997% | 83.9818 | 100% |  | 0% |  | 0% |  | 0% | 83.9821 |  | 0% | 83.9821 | 83.9818 | 100% | 0.00033569 | 83.9818 | 100% | 0.00033569 |  | 0% | 83.9821 | 23.5596 | 28.05% | 60.4225
| South Brawley | Greater_Imperial | 42.3 | 42.3 | 0 | 12782.7979 | 5732.418 | 44.84% | 7050.3799 | 55.16% |  | 0% |  | 0% |  | 0% | 12782.7979 |  | 0% | 12782.7979 |  | 0% | 12782.7979 |  | 0% | 12782.7979 |  | 0% | 12782.7979 | 1788.4484 | 13.99% | 10994.3495
| Sierra Valley | Northern_California | 3.5 | 3.5 | 0 | 86.4527 | 0.00034332 | 0.0003971% | 86.4523 | 100% |  | 0% |  | 0% |  | 0% | 86.4527 |  | 0% | 86.4527 |  | 0% | 86.4527 |  | 0% | 86.4527 | 85.9978 | 99.47% | 0.4549 | 86.4523 | 100% | 0.00034332
| Kelly HS | Northern_California | 9.5 | 9.5 | 0 | 234.6934 | 226.3561 | 96.45% | 8.3373 | 3.552% |  | 0% |  | 0% |  | 0% | 234.6934 |  | 0% | 234.6934 |  | 0% | 234.6934 |  | 0% | 234.6934 |  | 0% | 234.6934 | 8.3373 | 3.552% | 226.3561
| Indian Valley Hot Springs | Northern_California | 3.5 | 3.5 | 0 | 86.4527 | 42.8141 | 49.52% | 43.6386 | 50.48% |  | 0% |  | 0% |  | 0% | 86.4527 |  | 0% | 86.4527 |  | 0% | 86.4527 |  | 0% | 86.4527 |  | 0% | 86.4527 | 43.6386 | 50.48% | 42.8141
| Fales HS | Greater_Kramer (Exclude) | 2.9 | 2.9 | 0 | 71.6294 | 0.00028229 | 0.0003941% | 71.6291 | 100% | 71.6291 | 100% |  | 0% |  | 0% | 71.6294 |  | 0% | 71.6294 |  | 0% | 71.6294 |  | 0% | 71.6294 | 71.6291 | 100% | 0.00028229 | 1.6056 | 2.242% | 70.0238
| Travertine HS | Greater_Kramer (Exclude) | 2.8 | 2.8 | 1 | 69.1589 | 0.00028229 | 0.0004082% | 69.1586 | 100% | 69.1586 | 100% |  | 0% |  | 0% | 69.1589 |  | 0% | 69.1589 |  | 0% | 69.1589 |  | 0% | 69.1589 | 6.548 | 9.468% | 62.6109 | 0.54784 | 0.7922% | 68.6111
| Big Bend HS | Northern_California | 4.9 | 4.9 | 0 | 121.041 | 0.00048065 | 0.0003971% | 121.0405 | 100% | 121.0405 | 100% |  | 0% |  | 0% | 121.041 |  | 0% | 121.041 |  | 0% | 121.041 |  | 0% | 121.041 | 121.0405 | 100% | 0.00048065 | 15.3167 | 12.65% | 105.7243
| Kellog HS | Northern_California | 5.4 | 5.4 | 0 | 133.3946 | 66.0351 | 49.5% | 67.3595 | 50.5% | 79.8638 | 59.87% |  | 0% |  | 0% | 133.3946 |  | 0% | 133.3946 |  | 0% | 133.3946 |  | 0% | 133.3946 |  | 0% | 133.3946 | 67.3595 | 50.5% | 66.0351
| Mt. Signal | Greater_Imperial | 14.7 | 14.7 | 1 | 363.1743 | 0.0014648 | 0.0004033% | 363.1729 | 100% |  | 0% |  | 0% |  | 0% | 363.1743 |  | 0% | 363.1743 |  | 0% | 363.1743 |  | 0% | 363.1743 | 363.1729 | 100% | 0.0014648 | 5.731 | 1.578% | 357.4433

## CommunityEnv_Criteria_README
5. Community and environmental (societal) impact factors
Criteria Purpose | Mapped resources should seek to bolster and benefit pollution-burdened and disadvantaged communities where feasible, particularly by reducing emissions and impacts of air-pollutant emitting fossil-fuel generators.
Application of Analysis | For the Disadvantaged Communities, IRA Energy Communities, and Air Quality Non-Attainment Zones staff are assessing if the majority of the land area within 10 miles around the substation is within the criteria as an approximation for if resources interconnecting at the substation would be in the criteria. For proximity to existing gas generator staff are assess the proximity of the interconnection substation itself.
Biomass/Biogas Analysis | For mapped biomass/biogas resources, staff are applying the criteria to prioritize locating resources not in non-attainment zones or near disadvantaged communities.
Criteria Alignment Levels
| Non-Attainment Zones |  | IRA Energy Communities |  | Proximity to Gas Plants |  | Disadvantaged Communities
Level | Resources | Biomass/gas | Resources | Biomass/gas | Resources | Biomass/gas | Resources | Biomass/gas
1 | In Zone | Outside Zone | In Community | Outside Comm. | < 1 miles | > 10 miles | In DAC | > 5 miles of DAC
2 | Outside Zone | - | Outside Comm. | - | < 10 miles | < 10 miles | <5 miles
3 | - | In Zone | - | In Community | > 10 miles | < 1 miles | >5 miles | < 5 miles of DAC
4 | - | - | - | - | - | - | - | In DAC
Tabs for Analysis
Comm-Env_Summary_byArea |  |  | Summary of resources identified with the criteria by study area
Community_Env_DataSets |  |  | Analyis and data for all substations

## Comm-Env_Summary_byArea
The tables below summarize the final mapping resulting alignment with the community environmental impacts criteria. The tables identify the number of MWs of generation and storage within the identified criteria by CAISO study area for both 2034 and 2039 portfolio. Additional tables show the change in alignment between these final mapping results and the initial mapping of the October 2023 ruling portfolio.
| Final 2034 Portfolio Mapping | In Non-Attainment Zone (O3 or PM2.5) |  | Substation Near Thermal Plant (<1 mile) |  | In IRA Energy Community |  | In DAC |  | In or near (<5 mi) DAC
| Total MWs by Criteria | Generation | Storage | Generation | Storage | Generation | Storage | Generation | Storage | Generation | Storage
| PG&E North of Greater Bay Study Area | 470.605 | 180.6 | 745.195 | 170.4 | 221.7 | 38.4 | 210 | 38.4 | 546.2 | 76.8
| PG&E Greater Bay Study Area | 828.7275 | 775.8 | 215.1375 | 561 | 809.7275 | 175.8 | 4.1 | 50 | 714.1275 | 425.8
| PG&E Fresno Study Area | 3906.09 | 1697.231 | 2197.09 | 1376.631 | 0 | 32 | 3895.09 | 1665.231 | 7790.18 | 3362.462
| PG&E Kern Study Area | 2155.51 | 834.4 | 3047.6 | 0 | 5187.13 | 824.4 | 1539.01 | 742.4 | 3694.52 | 1576.8
| SCE Northern Area | 3871 | 3797.4 | 2379 | 1067 | 3869 | 3642.4 | 258 | 190 | 2227 | 1445
| SCE Metro Study Area | 32.6 | 1961.5 | 31 | 1485 | 32.6 | 1381.5 | 0.96 | 868.5 | 33.56 | 2830
| SCE North of Lugo Study Area | 1803 | 806 | 561.5 | 110 | 1179 | 496 | 224 | 110 | 1008 | 330
| East of Pisgah Study Area | 0 | 0 | 700 | 500 | 3150 | 1385 | 0 | 0 | 0 | 200
| SCE Eastern Study Area | 3797.4 | 1305 | 724 | 990 | 1502.6 | 850 | 2.6 | 200 | 5.2 | 1335
| SDG&E Study Area | 1706 | 1216.9 | 1346 | 217.15 | 0 | 250 | 360 | 174 | 720 | 466.75
| Total | 18570.9325 | 12574.831 | 11946.5225 | 6477.181 | 15951.7575 | 9075.5 | 6493.76 | 4038.531 | 16738.7875 | 12048.612
| Final 2039 Portfolio Mapping | In Non-Attainment Zone (O3 or PM2.5) |  | Substation Near Thermal Plant (<1 mile) |  | In IRA Energy Community |  | In DAC |  | In or near (<5 mi) DAC
| Total MWs by Criteria | Generation | Storage | Generation | Storage | Generation | Storage | Generation | Storage | Generation | Storage
| PG&E North of Greater Bay Study Area | 1220.605 | 455.6 | 1335.195 | 435.4 | 876.7 | 273.4 | 400 | 98.4 | 926.2 | 196.8
| PG&E Greater Bay Study Area | 2913.7275 | 885.8 | 215.1375 | 1111 | 2894.7275 | 235.8 | 189.1 | 110 | 2984.1275 | 1045.8
| PG&E Fresno Study Area | 6081.34 | 2743.731 | 3527.09 | 2053.131 | 0 | 32 | 6070.34 | 2711.731 | 12140.68 | 5455.462
| PG&E Kern Study Area | 3270.51 | 1374.4 | 3137.6 | 45 | 6302.13 | 1364.4 | 2107.51 | 1073.4 | 5378.02 | 2447.8
| SCE Northern Area | 5236.25 | 4361.9 | 3091.25 | 1421.5 | 5234.25 | 4206.9 | 258 | 190 | 2727.25 | 1695
| SCE Metro Study Area | 39.6 | 2291.5 | 31 | 1615 | 39.6 | 1711.5 | 7.96 | 1148.5 | 47.56 | 3440
| SCE North of Lugo Study Area | 2247 | 1011 | 692.5 | 170 | 1492 | 641 | 504 | 225 | 1699 | 620
| East of Pisgah Study Area | 190 | 79.1 | 700 | 500 | 4740 | 2054.6 | 0 | 0 | 0 | 200
| SCE Eastern Study Area | 5352.2 | 1405 | 724 | 990 | 2602.6 | 1150 | 2.6 | 200 | 5.2 | 1335
| SDG&E Study Area | 1868 | 1421.9 | 1346 | 309.15 | 0 | 250 | 522 | 237 | 1044 | 592.75
| Total | 28419.2325 | 16029.931 | 14799.7725 | 8650.181 | 24182.0075 | 11919.6 | 10061.51 | 5994.031 | 26952.0375 | 17028.612
| 2034 Portfolio Mapping Difference: Final – Initial | In Non-Attainment Zone (O3 or PM2.5) |  | Substation Near Thermal Plant (<1 mile) |  | In IRA Energy Community |  | In DAC |  | In or near (<5 mi) DAC
| MWs Difference | Generation | Storage | Generation | Storage | Generation | Storage | Generation | Storage | Generation | Storage
| PG&E North of Greater Bay | 10.4 | 0 | 319 | 50 | -1 | 0 | 0 | 0 | -13.6 | 0
| PG&E Greater Bay | -99.6 | -50 | -2.6 | -50 | -95 | 0 | -3.6 | -50 | -103.2 | -100
| PG&E Fresno | 1103.5 | 35 | 347 | -80 | 0 | 0 | 1103.5 | 35 | 2207 | 70
| PG&E Kern | 387 | 0 | -906 | 0 | -518 | 0 | 387 | 0 | 774 | 0
| SCE Northern Area | 173 | -23 | 76 | 0 | 173 | -23 | 0 | 0 | 72 | 0
| SCE Metro | 0 | 0 | 0 | 0 | 0 | 0 | 0 | 0 | 0 | 0
| SCE North of Lugo | -282 | 0 | 10 | 0 | -282 | 0 | -300 | 0 | -590 | 0
| East of Pisgah | 0 | 0 | -700 | 0 | -840 | 0 | 0 | 0 | 0 | 0
| SCE Eastern | 305.8 | 0 | 325 | 0 | 0 | 0 | 0 | 0 | -200 | 0
| SDG&E | -86 | -12 | -396 | 0 | 0 | 0 | 310 | 0 | 620 | 0
| Total | 1512.1 | -50 | -927.6 | -80 | -1563 | -23 | 1496.9 | -15 | 2766.2 | -30
| 2039 Portfolio Mapping Difference: Final – Initial | In Non-Attainment Zone (O3 or PM2.5) |  | Substation Near Thermal Plant (<1 mile) |  | In IRA Energy Community |  | In DAC |  | In or near (<5 mi) DAC
| MWs Difference | Generation | Storage | Generation | Storage | Generation | Storage | Generation | Storage | Generation | Storage
| PG&E North of Greater Bay | 743.4 | 275 | 492 | 145 | 654 | 235 | 190 | 60 | 366.4 | 120
| PG&E Greater Bay | 1585.4 | 10 | -2.6 | 150 | 1590 | 60 | 181.4 | 10 | 1766.8 | 220
| PG&E Fresno | 1654.75 | 500.4 | 477 | 146.5 | 0 | 0 | 1654.75 | 500.4 | 3309.5 | 1000.8
| PG&E Kern | 409 | 90 | -1592 | -5 | -1172 | 90 | 412.5 | 21 | 821.5 | 111
| SCE Northern Area | -211.75 | -23 | 238.25 | 50 | -211.75 | -23 | 0 | 0 | 22.25 | 0
| SCE Metro | 0 | 0 | 0 | 0 | 0 | 0 | 0 | 0 | 0 | 0
| SCE North of Lugo | -290 | 0 | 10 | 0 | -290 | 0 | -300 | 0 | -590 | 0
| East of Pisgah | 190 | 79.1 | -700 | 0 | 200 | 269.6 | 0 | 0 | 0 | 0
| SCE Eastern | -789.4 | 0 | 325 | 0 | 0 | 0 | 0 | 0 | -200 | 0
| SDG&E | -724 | 51 | -1196 | 0 | 0 | 0 | 472 | 63 | 944 | 126
| Total | 2567.4 | 982.5 | -1948.35 | 486.5 | 770.25 | 631.6 | 2610.65 | 654.4 | 6440.45 | 1577.8