## Header Descriptions
Header Name | Information Description | Value Description
Version | 2022-01-12 | Version | 2021-11-12 | Version | 2021-11-12 | Version | 2021-11-12 | Version | 2021-11-12 | Version | 2021-11-12 | Version | 2021-11-12 | Version | 2021-11-12 | Version | 2021-11-12 | Version | 2021-11-12 | Version | 2021-11-12 | Version | 2021-11-12 | Version | 2021-11-12 | Version | 2021-11-12 | Version | 2021-11-12 | Version | 2021-11-12 | Version | 2021-11-12 | Version | 2021-11-12 | Version | 2021-11-12 | Version | 2021-11-12 | Version | 2021-11-12 | Version | 2021-11-12 | Version | 2021-11-12 | Version | 2021-11-12 | Version | 2021-11-12 | Version | 2021-11-12 | Version | 2021-11-12 | Version | 2021-11-12 | Version | 2021-11-12 | Version | 2021-11-12 | Version | 2021-11-12 | Version | 2021-11-12 | Version | 2021-11-12 | Version | 2021-11-12 | Version | 2021-11-12 | Version | 2021-11-12 | Version | 2021-11-12 | Version | 2021-11-12 | Version | 2021-11-12 | Version | 2021-11-12 | Version | 2021-11-12 | Version | 2021-11-12 | Version | 2021-11-12 | Version | 2021-11-12 | Version | 2021-11-12 | Version | 2021-11-12 | Version | 2021-11-12 | Version | 2021-11-12 | Version | 2021-11-12 | Version | 2021-11-12 | Version | 2021-11-12 | Version | 2021-11-12 | Version | 2021-11-12 | Version | 2021-11-12 | Version | 2021-11-12 | Version | 2021-11-12 | Version | 2021-11-12 | Version | 2021-11-12 | Version | 2021-11-12 | Version | 2021-11-12 | Version | 2021-11-12 | Version | 2021-11-12 | Version | 2021-11-12 | Version | 2021-11-12 | Version | 2021-11-12 | Version | 2021-11-12 | Version | 2021-11-12 | Version | 2021-11-12 | Version | 2021-11-12 | Version | 2021-11-12 | Version | 2021-11-12 | Version | 2021-11-12 | Version | 2021-11-12 | Version | 2021-11-12 | Version | 2021-11-12 | Version | 2021-11-12 | Version | 2021-11-12 | Version | 2021-11-12 | Version | 2021-11-12 | Version | 2021-11-12 | Version | 2021-11-12 | Version | 2021-11-12 | Version | 2021-11-12 | Version | 2021-11-12 | Version | 2021-11-12 | Version | 2021-11-12 | Version | 2021-11-12 | Version | 2021-11-12 | Version | 2021-11-12 | Version | 2021-11-12 | Version | 2021-11-12 | Version | 2021-11-12 | Version | 2021-11-12 | Version | 2021-11-12 | Version | 2021-11-12 | Version | 2021-11-12 | Version | 2021-11-12 | Version | 2021-11-12 | Version | 2021-11-12 | Version | 2021-11-12 | Version | 2021-11-12 | Version | 2021-11-12 | Version | 2021-11-12 | Version | 2021-11-12 | Version | 2021-11-12 | Version | 2021-11-12 | Version | 2021-11-12 | Version | 2021-11-12 | Version | 2021-11-12 | Version | 2021-11-12 | Version | 2021-11-12 | Version | 2021-11-12 | Version | 2021-11-12 | Version | 2021-11-12 | Version | 2021-11-12 | Version | 2021-11-12 | Version | 2021-11-12 | Version | 2021-11-12 | Version | 2021-11-12 | Version | 2021-11-12 | Version | 2021-11-12 | Version | 2021-11-12 | Version | 2021-11-12 | Version | 2021-11-12 | Version | 2021-11-12 | Version | 2021-11-12 | Version | 2021-11-12 | Version | 2021-11-12
Resource ID | ISO Resource ID | Text
Generator Name | Generator Name | Text
Local Area | Resource Local Capacity Area | Bay Area, Big Creek-Ventura, CAISO System, Fresno, Humboldt, Kern, LA Basin, NCNB, SanDiego-IV, Sierra, Stockton
Jan | January NQC Value | Two decimal number
Feb | February NQC Value | Two decimal number
Mar | March NQC Value | Two decimal number
Apr | April NQC Value | Two decimal number
May | May NQC Value | Two decimal number
Jun | June NQC Value | Two decimal number
Jul | July NQC Value | Two decimal number
Aug | August NQC Value | Two decimal number
Sep | September NQC Value | Two decimal number
Oct | October NQC Value | Two decimal number
Nov | November NQC Value | Two decimal number
Dec | December NQC Value | Two decimal number
Dispatchability | Resource Designated as Dispatchable in Masterfile | Y, N
Path 26 | Resource Path 26 Designation | North, South
Deliverability | Resource Deliverability Status | Full Capacity (FC), Energy Only (EO), Interim Deliverability to % of capacity (ID to #%), Partial Deliverability to Value (PD to ##)
Comment | Additional comments from ISO staff | Text

## 2022 NQC List
Resource ID | Local Area | Generator Name | JAN | FEB | MAR | APR | MAY | JUN | JUL | AUG | SEP | OCT | NOV | DEC | Dispatchable | Path Designation | Deliverability Status | Deliverability MW | Comments
7STDRD_1_SOLAR1 | Kern | Shafter Solar | 0.8 | 0.6 | 3.6 | 3 | 3.2 | 6.2 | 7.8 | 5.4 | 2.8 | 0.4 | 0.4 | 0 | N | North | FC
ACACIA_6_SOLAR | Big Creek-Ventura | West Antelope Solar | 0.8 | 0.6 | 3.6 | 3 | 3.2 | 6.2 | 7.8 | 5.4 | 2.8 | 0.4 | 0.4 | 0 | N | South | FC
ADERA_1_SOLAR1 | Fresno | Adera Solar | 0 | 0 | 0 | 0 | 0 | 0 | 0 | 0 | 0 | 0 | 0 | 0 | N | North | EO
ADLIN_1_UNITS | NCNB | GEYSERS AIDLIN AGGREGATE | 22 | 22 | 22 | 22 | 22 | 22 | 22 | 22 | 22 | 22 | 22 | 22 | Y | North | FC
ADMEST_6_SOLAR | Fresno | Adams East | 0 | 0 | 0 | 0 | 0 | 0 | 0 | 0 | 0 | 0 | 0 | 0 | N | North | EO
ADOBEE_1_SOLAR | Kern | Adobe Solar | 0.8 | 0.6 | 3.6 | 3 | 3.2 | 6.2 | 7.8 | 5.4 | 2.8 | 0.4 | 0.4 | 0 | N | North | FC
AGRICO_6_PL3N5 | Fresno | Fresno Peaker | 22.69 | 22.69 | 22.69 | 22.69 | 22.69 | 22.69 | 22.69 | 22.69 | 22.69 | 22.69 | 22.69 | 22.69 | Y | North | FC
AGRICO_7_UNIT | Fresno | Fresno Cogen | 48.58 | 48.58 | 48.58 | 48.58 | 48.58 | 48.58 | 48.58 | 48.58 | 48.58 | 48.58 | 48.58 | 48.58 | Y | North | FC
AGUCAL_5_SOLAR1 | CAISO System | Agua Caliente Solar | 0 | 0 | 0 | 0 | 0 | 0 | 0 | 0 | 0 | 0 | 0 | 0 | N | South | EO
AKINGS_6_AMESR1 | Fresno | American Kings Solar | 4.92 | 3.69 | 22.14 | 18.45 | 19.68 | 38.13 | 47.97 | 33.21 | 17.22 | 2.46 | 2.46 | 0 | N | North | FC
ALAMIT_2_PL1X3 | LA Basin | Alamitos Energy Center Unit 7 | 674.7 | 674.7 | 674.7 | 674.7 | 674.7 | 674.7 | 674.7 | 674.7 | 674.7 | 674.7 | 674.7 | 674.7 | Y | South | FC
ALAMIT_7_ES1 | LA Basin | Alamitos Energy Storage | 100 | 100 | 100 | 100 | 100 | 100 | 100 | 100 | 100 | 100 | 100 | 100 | Y | South | FC
ALAMIT_7_UNIT 3 | LA Basin | ALAMITOS GEN STA. UNIT 3 | 326.76 | 326.76 | 326.76 | 326.76 | 326.76 | 326.76 | 326.76 | 326.76 | 326.76 | 326.76 | 326.76 | 326.76 | Y | South | FC
ALAMIT_7_UNIT 4 | LA Basin | ALAMITOS GEN STA. UNIT 4 | 334.43 | 334.43 | 334.43 | 334.43 | 334.43 | 334.43 | 334.43 | 334.43 | 334.43 | 334.43 | 334.43 | 334.43 | Y | South | FC
ALAMIT_7_UNIT 5 | LA Basin | ALAMITOS GEN STA. UNIT 5 | 480 | 480 | 480 | 480 | 480 | 480 | 480 | 480 | 480 | 480 | 480 | 480 | Y | South | FC
ALAMO_6_UNIT | Big Creek-Ventura | ALAMO POWER PLANT | 1.16 | 2.33 | 3.2 | 4.02 | 5.94 | 7.23 | 8.49 | 7.71 | 9.04 | 7.73 | 7.32 | 13.97 | Y | South | FC
ALLGNY_6_HYDRO1 | Sierra | Salmon Creek Hydroelectric Project | 0.27 | 0.37 | 0.41 | 0.5 | 0.51 | 0.28 | 0.1 | 0.03 | 0 | 0 | 0 | 0.09 | N | North | FC
ALMASL_2_GS1SR1 | CAISO System | Almasol Generating Station 1 | 5 | 3.75 | 22.5 | 18.75 | 20 | 38.75 | 48.75 | 33.75 | 17.5 | 2.5 | 2.5 | 0 | N | South | FC
ALMASL_2_GS4SR4 | CAISO System | Almasol Generating Station 4 | 4 | 3 | 18 | 15 | 16 | 31 | 39 | 27 | 14 | 2 | 2 | 0 | N | South | FC
ALMASL_2_GS6SR6 | CAISO System | Almasol Generating Station 6 | 2.11 | 1.93 | 12.05 | 11.04 | 12.17 | 24.26 | 30.29 | 20.55 | 10.2 | 1.36 | 1.16 | 0 | N | South | FC
ALMASL_2_GS7SR7 | CAISO System | Almasol Generating Station 7 | 5.28 | 3.96 | 23.76 | 19.8 | 21.12 | 40.92 | 51.48 | 35.64 | 18.48 | 2.64 | 2.64 | 0 | N | South | FC
ALMEGT_1_UNIT 1 | Bay Area | ALAMEDA GT UNIT 1 | 23.4 | 23.4 | 23.4 | 23.4 | 23.4 | 23.4 | 23.4 | 23.4 | 23.4 | 23.4 | 23.4 | 23.4 | Y | North | FC
ALMEGT_1_UNIT 2 | Bay Area | ALAMEDA GT UNIT 2 | 23.5 | 23.5 | 23.5 | 23.5 | 23.5 | 23.5 | 23.5 | 23.5 | 23.5 | 23.5 | 23.5 | 23.5 | Y | North | FC
ALPSLR_1_NTHSLR | CAISO System | Alpaugh North, LLC | 0.8 | 0.6 | 3.6 | 3 | 3.2 | 6.2 | 7.8 | 5.4 | 2.8 | 0.4 | 0.4 | 0 | N | North | FC
ALPSLR_1_SPSSLR | CAISO System | Alpaugh 50 LLC | 2 | 1.5 | 9 | 7.5 | 8 | 15.5 | 19.5 | 13.5 | 7 | 1 | 1 | 0 | N | North | FC
ALT6DN_2_WIND7 | CAISO System | Pinyon Pines 1 | 23 | 19.72 | 46.01 | 41.08 | 41.08 | 54.22 | 37.79 | 34.51 | 24.65 | 13.14 | 19.72 | 21.36 | N | South | FC
ALT6DS_2_WIND9 | CAISO System | Pinyon Pines 2 | 18.48 | 15.84 | 36.96 | 33 | 33 | 43.56 | 30.36 | 27.72 | 19.8 | 10.56 | 15.84 | 17.16 | N | South | FC
ALTA3A_2_CPCE4 | CAISO System | Alta Wind 4 | 14.28 | 12.24 | 28.56 | 25.5 | 25.5 | 33.66 | 23.46 | 21.42 | 15.3 | 8.16 | 12.24 | 13.26 | N | South | FC
ALTA3A_2_CPCE5 | CAISO System | Alta Wind 5 | 23.52 | 20.16 | 47.04 | 42 | 42 | 55.44 | 38.64 | 35.28 | 25.2 | 13.44 | 20.16 | 21.84 | N | South | FC
ALTA3A_2_CPCE8 | CAISO System | Alta Wind 8 | 21 | 18 | 42 | 37.5 | 37.5 | 49.5 | 34.5 | 31.5 | 22.5 | 12 | 18 | 19.5 | N | South | FC
ALTA4A_2_CPCW1 | CAISO System | Alta Wind 1 | 21 | 18 | 42 | 37.5 | 37.5 | 49.5 | 34.5 | 31.5 | 22.5 | 12 | 18 | 19.5 | N | South | FC
ALTA4B_2_CPCW2 | CAISO System | Alta Wind 2 | 21 | 18 | 42 | 37.5 | 37.5 | 49.5 | 34.5 | 31.5 | 22.5 | 12 | 18 | 19.5 | N | South | FC
ALTA4B_2_CPCW3 | CAISO System | Alta Wind 3 | 21 | 18 | 42 | 37.5 | 37.5 | 49.5 | 34.5 | 31.5 | 22.5 | 12 | 18 | 19.5 | N | South | FC
ALTA4B_2_CPCW6 | CAISO System | Mustang Hills | 21 | 18 | 42 | 37.5 | 37.5 | 49.5 | 34.5 | 31.5 | 22.5 | 12 | 18 | 19.5 | N | South | FC
ALTA6B_2_WIND11 | CAISO System | Alta Wind 11 | 12.34 | 10.58 | 24.68 | 22.04 | 22.04 | 29.09 | 20.27 | 18.51 | 13.22 | 7.05 | 10.58 | 11.46 | N | South | FC
ALTA6E_2_WIND10 | CAISO System | Alta Wind 10 | 18.88 | 16.18 | 37.76 | 33.71 | 33.71 | 44.5 | 31.01 | 28.32 | 20.23 | 10.79 | 16.18 | 17.53 | N | South | FC
ALTWD_2_AT3WD3 | LA Basin | Altech 3 | 1.37 | 1.18 | 2.74 | 2.45 | 2.45 | 3.23 | 2.25 | 2.06 | 1.47 | 0.78 | 1.18 | 1.27 | N | South | FC
ALTWD_2_COAWD1 | LA Basin | Coachella 1 | 7.06 | 6.05 | 14.11 | 12.6 | 12.6 | 16.63 | 11.59 | 10.58 | 7.56 | 4.03 | 6.05 | 6.55 | N | South | FC
ANAHM_2_CANYN1 | LA Basin | CANYON POWER PLANT UNIT 1 | 49.4 | 49.4 | 49.4 | 49.4 | 49.4 | 49.4 | 49.4 | 49.4 | 49.4 | 49.4 | 49.4 | 49.4 | Y | South | FC
ANAHM_2_CANYN2 | LA Basin | CANYON POWER PLANT UNIT 2 | 48 | 48 | 48 | 48 | 48 | 48 | 48 | 48 | 48 | 48 | 48 | 48 | Y | South | FC
ANAHM_2_CANYN3 | LA Basin | CANYON POWER PLANT UNIT 3 | 48 | 48 | 48 | 48 | 48 | 48 | 48 | 48 | 48 | 48 | 48 | 48 | Y | South | FC
ANAHM_2_CANYN4 | LA Basin | CANYON POWER PLANT UNIT 4 | 49.4 | 49.4 | 49.4 | 49.4 | 49.4 | 49.4 | 49.4 | 49.4 | 49.4 | 49.4 | 49.4 | 49.4 | Y | South | FC
ANTLPE_2_QF | CAISO System | ANTELOPE QFS | 0.56 | 0.48 | 1.12 | 1 | 1 | 1.32 | 0.92 | 0.84 | 0.6 | 0.32 | 0.48 | 0.52 | N | South | FC
APLHIL_1_SLABCK | Sierra | SLAB CREEK HYDRO | 0 | 0 | 0 | 0 | 0 | 0 | 0 | 0 | 0 | 0 | 0 | 0 | Y | North | EO
AQUAWS_2_AQWSR1 | CAISO System | Aquamarine Westside | 5 | 3.75 | 45 | 37.5 | 40 | 77.5 | 97.5 | 67.5 | 35 | 5 | 5 | 0 | N | North | ID | 100% | C8 - Waiting for Re-conductor Quinto Switching Station-Los Banos 230 kV Line, QC8RAS-08 RAS and possibly other
ARBWD_6_QF | CAISO System | Wind Resource II | 2.79 | 2.39 | 5.59 | 4.99 | 4.99 | 6.58 | 4.59 | 4.19 | 2.99 | 1.6 | 2.39 | 2.59 | N | South | FC
ARCOGN_2_UNITS | LA Basin | WATSON COGENERATION | 305 | 305 | 305 | 305 | 305 | 305 | 305 | 305 | 305 | 305 | 305 | 305 | Y | South | FC
ARVINN_6_ORION1 | CAISO System | Orion 1 Solar | 0.48 | 0.36 | 2.16 | 1.8 | 1.92 | 3.72 | 4.68 | 3.24 | 1.68 | 0.24 | 0.24 | 0 | N | North | FC
ARVINN_6_ORION2 | CAISO System | Orion 2 Solar | 0.32 | 0.24 | 1.44 | 1.2 | 1.28 | 2.48 | 3.12 | 2.16 | 1.12 | 0.16 | 0.16 | 0 | N | North | FC
ASTORA_2_SOLAR1 | CAISO System | Astoria 1 | 4 | 3 | 18 | 15 | 16 | 31 | 39 | 27 | 14 | 2 | 2 | 0 | N | South | FC
ASTORA_2_SOLAR2 | CAISO System | Astoria 2 | 3 | 2.25 | 13.5 | 11.25 | 12 | 23.25 | 29.25 | 20.25 | 10.5 | 1.5 | 1.5 | 0 | N | South | FC
ATWEL2_1_SOLAR1 | CAISO System | Atwell West | 0.8 | 0.6 | 3.6 | 3 | 3.2 | 6.2 | 7.8 | 5.4 | 2.8 | 0.4 | 0.4 | 0 | N | North | FC
ATWELL_1_SOLAR | CAISO System | Atwell Island PV Solar Generating Faci. | 0.8 | 0.6 | 3.6 | 3 | 3.2 | 6.2 | 7.8 | 5.4 | 2.8 | 0.4 | 0.4 | 0 | N | North | FC
AVENAL_6_AVPARK | Fresno | Avenal Park Solar Project | 0.24 | 0.18 | 1.08 | 0.9 | 0.96 | 1.86 | 2.34 | 1.62 | 0.84 | 0.12 | 0.12 | 0 | N | North | ID | 100% | 18DGD Waiting for Reconductor Los Banos-Padre Flat-Panoche 230 kV, Gates #13 500/230 kV and possibly other
AVENAL_6_AVSLR1 | Fresno | Avenal Solar 1 | 0 | 0 | 0 | 0 | 0 | 0 | 0 | 0 | 0 | 0 | 0 | 0 | N | North | EO
AVENAL_6_AVSLR2 | Fresno | Avenal Solar 2 | 0 | 0 | 0 | 0 | 0 | 0 | 0 | 0 | 0 | 0 | 0 | 0 | N | North | EO
AVENAL_6_SANDDG | Fresno | Sand Drag Solar Project | 0.64 | 0.48 | 2.86 | 2.38 | 2.54 | 4.92 | 6.19 | 4.29 | 2.22 | 0.32 | 0.32 | 0 | N | North | ID | 83.58% | 18DGD (83.58% or 15.88 MW of 19 MW) Waiting for Reconductor Los Banos-Padre Flat-Panoche 230 kV, Gates #13 500/230 kV and possibly other
AVENAL_6_SUNCTY | Fresno | Sun City Solar Project | 0.8 | 0.6 | 3.6 | 3 | 3.2 | 6.2 | 7.8 | 5.4 | 2.8 | 0.4 | 0.4 | 0 | N | North | ID | 100% | 18DGD Waiting for Reconductor Los Banos-Padre Flat-Panoche 230 kV, Gates #13 500/230 kV and possibly other
AVSOLR_2_SOLAR | CAISO System | AV SOLAR RANCH 1 | 9.66 | 7.25 | 43.47 | 36.23 | 38.64 | 74.87 | 94.19 | 65.21 | 33.81 | 4.83 | 4.83 | 0 | N | South | FC
BALCHS_7_UNIT 1 | Fresno | BALCH 1 PH UNIT 1 | 24.8 | 24.8 | 24.8 | 24.8 | 24.8 | 24.8 | 31 | 31 | 31 | 24.8 | 24.8 | 24.8 | Y | North | FC
BALCHS_7_UNIT 2 | Fresno | BALCH 2 PH UNIT 2 | 42 | 42 | 0 | 42 | 42 | 52.5 | 52.5 | 52.5 | 52.5 | 42 | 52.5 | 42 | Y | North | FC
BALCHS_7_UNIT 3 | Fresno | BALCH 2 PH UNIT 3 | 43.68 | 0 | 0 | 43.68 | 43.68 | 54.18 | 54.18 | 54.18 | 54.18 | 43.68 | 54.18 | 43.68 | Y | North | FC
BANGOR_6_HYDRO | Sierra | Virginia Ranch Dam Powerplant | 0 | 0.18 | 0.51 | 0.58 | 0.46 | 0.51 | 0.55 | 0.4 | 0.39 | 0.33 | 0.13 | 0.03 | N | North | FC
BANKPP_2_NSPIN | Bay Area | BANKPP_2_NSPIN | 127 | 127 | 127 | 127 | 127 | 127 | 127 | 127 | 127 | 127 | 127 | 127 | Y | North | FC
BARRE_2_QF | LA Basin | BARRE QFS | 0 | 0 | 0.01 | 0.01 | 0 | 0 | 0 | 0 | 0 | 0 | 0 | 0 | N | South | FC
BARRE_6_PEAKER | LA Basin | Barre Peaker | 47 | 47 | 47 | 47 | 47 | 47 | 47 | 47 | 47 | 47 | 47 | 47 | Y | South | FC
BASICE_2_UNITS | CAISO System | King City Cogen | 120 | 120 | 120 | 120 | 120 | 120 | 120 | 120 | 120 | 120 | 120 | 120 | Y | North | FC
BDGRCK_1_UNITS | Kern | BADGER CREEK LIMITED | 42 | 43 | 42 | 42 | 43.7 | 43.2 | 43.4 | 43 | 42.3 | 42.3 | 44.5 | 45.3 | Y | North | FC
BEARDS_7_UNIT 1 | Stockton | Beardsley Hydro | 4.06 | 2.74 | 2.4 | 7.74 | 9.08 | 9.14 | 9.18 | 6.76 | 3.16 | 2.56 | 0.8 | 5.1 | Y | North | FC
BEARMT_1_UNIT | Kern | Bear Mountain Limited | 45 | 45 | 45 | 45 | 46.3 | 47 | 46 | 45 | 45.8 | 45.6 | 46.7 | 47.1 | Y | North | FC
BELDEN_7_UNIT 1 | Sierra | BELDEN HYDRO | 44 | 1.6 | 0 | 0 | 1.68 | 20 | 84 | 88 | 81.2 | 60 | 1.6 | 12 | Y | North | FC
BGSKYN_2_AS2SR1 | Big Creek-Ventura | Antelope Solar 2 | 4.2 | 3.15 | 18.9 | 15.75 | 16.8 | 32.55 | 40.95 | 28.35 | 14.7 | 2.1 | 2.1 | 0 | N | South | ID | 100% | Waiting for Tehachapi CRAS
BGSKYN_2_ASPSR2 | Big Creek-Ventura | Antelope Solar 2 San Pablo | 4 | 3 | 18 | 15 | 16 | 31 | 39 | 27 | 14 | 2 | 2 | 0 | N | South | ID | 100% | Waiting for Tehachapi CRAS
BGSKYN_2_ASSR3A | Big Creek-Ventura | Antelope Solar 3A | 0.6 | 0.45 | 2.7 | 2.25 | 2.4 | 4.65 | 5.85 | 4.05 | 2.1 | 0.3 | 0.3 | 0 | N | South | ID | 100% | waiting for Tehachapi CRAS
BGSKYN_2_ASSR3B | Big Creek-Ventura | Antelope Solar 3B | 0.2 | 0.15 | 0.9 | 0.75 | 0.8 | 1.55 | 1.95 | 1.35 | 0.7 | 0.1 | 0.1 | 0 | N | South | ID | 100% | waiting for Tehachapi CRAS
BGSKYN_2_BS3SR3 | Big Creek-Ventura | Big Sky Solar 3 | 0.8 | 0.6 | 3.6 | 3 | 3.2 | 6.2 | 7.8 | 5.4 | 2.8 | 0.4 | 0.4 | 0 | N | South | FC
BIGCRK_2_EXESWD | Big Creek-Ventura | BIG CREEK HYDRO PROJECT PSP | 467.32 | 472.28 | 495 | 570 | 632.2 | 732.04 | 702.52 | 700 | 700 | 412.6 | 407.32 | 374.28 | Y | South | FC
BIGCRK_7_DAM7 | Big Creek-Ventura | DAM 7 AT BIG CREEK (FISHWATER GEN) | 0 | 0 | 0 | 0 | 0 | 0 | 0 | 0 | 0 | 0 | 0 | 0 | N | South | EO
BIGCRK_7_MAMRES | Big Creek-Ventura | MAMMOTH POOL RESERVOIR (FISHWATER | 0 | 0 | 0 | 0 | 0 | 0 | 0 | 0 | 0 | 0 | 0 | 0 | N | South | EO
BIGSKY_2_BSKSR6 | Big Creek-Ventura | Big Sky Solar 6 | 0.8 | 0.6 | 3.6 | 3 | 3.2 | 6.2 | 7.8 | 5.4 | 2.8 | 0.4 | 0.4 | 0 | N | South | FC
BIGSKY_2_BSKSR7 | Big Creek-Ventura | Big Sky Solar 7 | 0.8 | 0.6 | 3.6 | 3 | 3.2 | 6.2 | 7.8 | 5.4 | 2.8 | 0.4 | 0.4 | 0 | N | South | FC
BIGSKY_2_BSKSR8 | Big Creek-Ventura | Big Sky Solar 8 | 0.8 | 0.6 | 3.6 | 3 | 3.2 | 6.2 | 7.8 | 5.4 | 2.8 | 0.4 | 0.4 | 0 | N | South | FC
BIGSKY_2_SOLAR1 | Big Creek-Ventura | Antelope Big Sky Ranch | 0.8 | 0.6 | 3.6 | 3 | 3.2 | 6.2 | 7.8 | 5.4 | 2.8 | 0.4 | 0.4 | 0 | N | South | FC
BIGSKY_2_SOLAR2 | Big Creek-Ventura | Big Sky Solar 4 | 1.6 | 1.2 | 7.2 | 6 | 6.4 | 12.4 | 15.6 | 10.8 | 5.6 | 0.8 | 0.8 | 0 | N | South | FC
BIGSKY_2_SOLAR3 | Big Creek-Ventura | Big Sky Summer | 0.8 | 0.6 | 3.6 | 3 | 3.2 | 6.2 | 7.8 | 5.4 | 2.8 | 0.4 | 0.4 | 0 | N | South | FC
BIGSKY_2_SOLAR4 | Big Creek-Ventura | Western Antelope Blue Sky Ranch B | 0.8 | 0.6 | 3.6 | 3 | 3.2 | 6.2 | 7.8 | 5.4 | 2.8 | 0.4 | 0.4 | 0 | N | South | FC
BIGSKY_2_SOLAR5 | Big Creek-Ventura | Big Sky Solar 2 | 0.2 | 0.15 | 0.9 | 0.75 | 0.8 | 1.55 | 1.95 | 1.35 | 0.7 | 0.1 | 0.1 | 0 | N | South | FC
BIGSKY_2_SOLAR6 | Big Creek-Ventura | Solverde 1 | 3.4 | 2.55 | 15.3 | 12.75 | 13.6 | 26.35 | 33.15 | 22.95 | 11.9 | 1.7 | 1.7 | 0 | N | South | FC
BIGSKY_2_SOLAR7 | Big Creek-Ventura | Big Sky Solar 1 | 2 | 1.5 | 9 | 7.5 | 8 | 15.5 | 19.5 | 13.5 | 7 | 1 | 1 | 0 | N | South | FC
BIOMAS_1_UNIT 1 | Sierra | WOODLAND BIOMASS | 23.23 | 23.6 | 15.95 | 15.86 | 12.78 | 16.55 | 16.22 | 15.8 | 15.81 | 13.24 | 16.16 | 14.75 | N | North | FC
BISHOP_1_ALAMO | CAISO System | BISHOP CREEK PLANT 2 AND 6 | 4.14 | 3.96 | 4.55 | 7.14 | 10.34 | 9.85 | 9.73 | 9.62 | 6.06 | 4.63 | 4.2 | 3.89 | N | South | FC
BISHOP_1_UNITS | CAISO System | BISHOP CREEK PLANT 3 AND 4 | 6.35 | 5.34 | 3.44 | 9.64 | 14.37 | 14.43 | 12.69 | 12.97 | 8.47 | 6.93 | 6.26 | 6.35 | N | South | FC
BKRFLD_2_SOLAR1 | Kern | Bakersfield 111 | 0.06 | 0.04 | 0.25 | 0.21 | 0.22 | 0.43 | 0.54 | 0.37 | 0.19 | 0.03 | 0.03 | 0 | N | North | FC
BLACK_7_UNIT 1 | CAISO System | JAMES B. BLACK 1 | 84 | 84 | 84 | 82.8 | 84 | 84.8 | 84.8 | 84.4 | 83.6 | 68 | 68 | 84.4 | Y | North | FC
BLACK_7_UNIT 2 | CAISO System | JAMES B. BLACK 2 | 83.28 | 83.28 | 83.28 | 82 | 83.28 | 84.08 | 84.08 | 84.08 | 84.08 | 67.28 | 83.48 | 83.88 | Y | North | FC
BLAST_1_WIND | LA Basin | Mountain View IV Wind | 6.86 | 5.88 | 13.72 | 12.25 | 12.25 | 16.17 | 11.27 | 10.29 | 7.35 | 3.92 | 5.88 | 6.37 | N | South | FC
BLCKBT_2_STONEY | CAISO System | BLACK BUTTE HYDRO | 2.04 | 1.6 | 1.3 | 3.5 | 2.7 | 2.57 | 2.02 | 1.83 | 1.5 | 1.5 | 2.1 | 2.51 | Y | North | FC
BLCKWL_6_SOLAR1 | CAISO System | Blackwell Solar | 0.48 | 0.36 | 2.16 | 1.8 | 1.92 | 3.72 | 4.68 | 3.24 | 1.68 | 0.24 | 0.24 | 0 | N | North | FC
BLKCRK_2_GMCBT1 | CAISO System | Genesis McCoy Bess | 230 | 230 | 230 | 230 | 230 | 230 | 230 | 230 | 230 | 230 | 230 | 230 | Y | South | FC
BLKCRK_2_SOLAR1 | CAISO System | McCoy Station | 0 | 0 | 0 | 0 | 0 | 0 | 0 | 0 | 0 | 0 | 0 | 0 | N | South | EO
BLKDIA_2_BDEBT1 | Bay Area | Black Diamond Energy Storage |  | 130 | 130 | 130 | 130 | 130 | 130 | 130 | 130 | 130 | 130 | 130 | Y | North | FC
BLM_2_UNITS | CAISO System | BLM EAST Facility | 47 | 47 | 47 | 47 | 47 | 47 | 47 | 47 | 47 | 47 | 47 | 47 | Y | South | PD | 47.00 | NQC reduction required due to transfer of deliverability to a new resource. (Adjustment already applied Jan-Dec.)
BLYTHE_1_SOLAR1 | CAISO System | Blythe Solar 1 Project | 0 | 0 | 0 | 0 | 0 | 0 | 0 | 0 | 0 | 0 | 0 | 0 | N | South | EO
BLYTHE_1_SOLAR2 | CAISO System | Blythe Green 1 | 0 | 0 | 0 | 0 | 0 | 0 | 0 | 0 | 0 | 0 | 0 | 0 | N | South | EO
BNNIEN_7_ALTAPH | Sierra | ALTA POWER HOUSE | 0.3 | 0.27 | 0.27 | 0.18 | 0.15 | 0.38 | 0.55 | 0.73 | 0.37 | 0.36 | 0.35 | 0.32 | N | North | FC
BOGUE_1_UNITA1 | Sierra | Feather River Energy Center, Unit #1 | 47.6 | 47.6 | 47.6 | 47.6 | 47.6 | 47.6 | 47.6 | 47.6 | 47.6 | 47.6 | 47.6 | 47.6 | Y | North | FC
BORDER_6_UNITA1 | San Diego-IV | CalPeak Power Border Unit 1 | 51.25 | 51.25 | 51.25 | 51.25 | 51.25 | 51.25 | 51.25 | 51.25 | 51.25 | 51.25 | 51.25 | 51.25 | Y | South | FC
BOWMN_6_HYDRO | Sierra | NID Hydro Bowman Powerhouse | 0.3 | 0.12 | 0.93 | 1.9 | 2.66 | 1.56 | 2.65 | 2.54 | 2 | 1.45 | 0.58 | 0.33 | N | North | FC
BRDGVL_7_BAKER | Humboldt | Baker Station Hydro | 0.84 | 0.35 | 0.67 | 0.48 | 0.11 | 0 | 0 | 0 | 0 | 0 | 0.04 | 0.33 | N | North | FC
BRDSLD_2_HIWIND | Bay Area | High Winds Energy Center | 22.68 | 19.44 | 45.36 | 40.5 | 40.5 | 53.46 | 37.26 | 34.02 | 24.3 | 12.96 | 19.44 | 21.06 | N | North | FC
BRDSLD_2_MTZUM2 | Bay Area | NextEra Energy Montezuma Wind II | 10.95 | 9.38 | 21.9 | 19.55 | 19.55 | 25.81 | 17.99 | 16.42 | 11.73 | 6.26 | 9.38 | 10.17 | N | North | FC
BRDSLD_2_MTZUMA | Bay Area | FPL Energy Montezuma Wind | 5.15 | 4.42 | 10.3 | 9.2 | 9.2 | 12.14 | 8.46 | 7.73 | 5.52 | 2.94 | 4.42 | 4.78 | N | North | FC
BRDSLD_2_SHILO1 | Bay Area | Shiloh I Wind Project | 21 | 18 | 42 | 37.5 | 37.5 | 49.5 | 34.5 | 31.5 | 22.5 | 12 | 18 | 19.5 | N | North | FC
BRDSLD_2_SHILO2 | Bay Area | SHILOH WIND PROJECT 2 | 21 | 18 | 42 | 37.5 | 37.5 | 49.5 | 34.5 | 31.5 | 22.5 | 12 | 18 | 19.5 | N | North | FC
BRDSLD_2_SHLO3A | Bay Area | Shiloh III Wind Project, LLC | 14.35 | 12.3 | 28.7 | 25.63 | 25.63 | 33.83 | 23.58 | 21.53 | 15.38 | 8.2 | 12.3 | 13.33 | N | North | FC
BRDSLD_2_SHLO3B | Bay Area | Shiloh IV Wind Project | 14 | 12 | 28 | 25 | 25 | 33 | 23 | 21 | 15 | 8 | 12 | 13 | N | North | FC
BREGGO_6_DEGRSL | San Diego-IV | Desert Green Solar Farm | 0.25 | 0.19 | 1.13 | 0.95 | 1.01 | 1.95 | 2.46 | 1.7 | 0.88 | 0.13 | 0.13 | 0 | N | South | FC
BREGGO_6_SOLAR | San Diego-IV | NRG Borrego Solar One | 1.04 | 0.78 | 4.68 | 3.9 | 4.16 | 8.06 | 10.14 | 7.02 | 3.64 | 0.52 | 0.52 | 0 | N | South | FC
BRODIE_2_WIND | CAISO System | Coram Brodie Wind Project | 14.28 | 12.24 | 28.56 | 25.5 | 25.5 | 33.66 | 23.46 | 21.42 | 15.3 | 8.16 | 12.24 | 13.26 | N | South | FC
BUCKBL_2_PL1X3 | CAISO System | Blythe Energy Center | 493.63 | 493.63 | 493.63 | 493.63 | 493.63 | 493.63 | 493.63 | 493.63 | 493.63 | 493.63 | 493.63 | 493.63 | Y | South | FC
BUCKCK_2_HYDRO | Sierra | Lassen Station Hydro | 0.27 | 0.24 | 0.26 | 0.4 | 0.46 | 0.28 | 0.13 | 0.08 | 0 | 0 | 0.03 | 0.15 | N | North | FC
BUCKCK_7_OAKFLT | Sierra | Oak Flat | 0.52 | 0.47 | 0.43 | 0.49 | 0.52 | 0.58 | 0.8 | 0.77 | 0.5 | 0.35 | 0.23 | 0.45 | N | North | FC
BUCKCK_7_PL1X2 | Sierra | BUCKS CREEK AGGREGATE | 56.12 | 52.8 | 53 | 51.66 | 51.52 | 51.32 | 57.25 | 47.4 | 40.01 | 29.2 | 45.8 | 50.8 | Y | North | FC
BUCKWD_1_NPALM1 | LA Basin | North Palm Springs 1A | 0.1 | 0.07 | 0.43 | 0.36 | 0.38 | 0.74 | 0.94 | 0.65 | 0.34 | 0.05 | 0.05 | 0 | N | South | FC
BUCKWD_1_QF | LA Basin | Buckwind Re-powering project | 2.31 | 1.98 | 4.62 | 4.13 | 4.13 | 5.45 | 3.8 | 3.47 | 2.48 | 1.32 | 1.98 | 2.15 | N | South | FC
BUCKWD_7_WINTCV | LA Basin | Wintec Energy, Ltd. | 0.18 | 0.16 | 0.37 | 0.33 | 0.33 | 0.44 | 0.3 | 0.28 | 0.2 | 0.11 | 0.16 | 0.17 | N | South | FC
BURNYF_2_UNIT 1 | CAISO System | Burney Forest Power | 28.08 | 27.97 | 27.43 | 27.68 | 28.01 | 28.2 | 28.64 | 27.96 | 29 | 28.89 | 27.1 | 28.99 | N | North | FC
BUTTVL_7_UNIT 1 | CAISO System | BUTT VALLEY HYDRO | 39.2 | 31.99 | 31.6 | 31.6 | 32.79 | 32.98 | 39.5 | 32 | 39.5 | 32.8 | 32.4 | 39.2 | Y | North | FC
CABALO_2_M2WSR2 | Fresno | Mustang 2 Whirlaway Solar | 4 | 3 | 18 | 15 | 16 | 31 | 39 | 27 | 14 | 2 | 2 | 0 | Y | North | ID | 100% | C7 - Waiting for Bellota-Warnerville 230 kV reconductoring and possibly other
CABZON_1_WINDA1 | LA Basin | Cabazon Wind Project | 5.74 | 4.92 | 11.48 | 10.25 | 10.25 | 13.53 | 9.43 | 8.61 | 6.15 | 3.28 | 4.92 | 5.33 | N | South | FC
CALFTN_2_CFSBT1 | CAISO System | California Flats Solar Battery | 60 | 60 | 60 | 60 | 60 | 60 | 60 | 60 | 60 | 60 | 60 | 60 | Y | North | FC
CALFTN_2_SOLAR | CAISO System | California Flats North | 2.93 | 2.62 | 16.26 | 14.75 | 16.21 | 32.21 | 40.25 | 27.35 | 13.64 | 1.84 | 1.6 | 0 | N | North | PD | 82% | Resource will become PCDS to 82%, when BESS becomes FC.
CALFTS_2_CFSSR1 | CAISO System | California Flats Solar South | 6 | 4.5 | 27 | 22.5 | 24 | 46.5 | 58.5 | 40.5 | 21 | 3 | 3 | 0 | N | North | FC
CALGEN_1_UNITS | CAISO System | Coso Navy 1 | 80 | 80 | 80 | 80 | 80 | 80 | 80 | 80 | 80 | 80 | 80 | 80 | Y | South | FC
CALPIN_1_AGNEW | Bay Area | Agnews Power Plant | 28.56 | 28.56 | 28.56 | 28.56 | 28.56 | 28.56 | 28.56 | 28.56 | 28.56 | 28.56 | 28.56 | 28.56 | Y | North | FC
CAMCHE_1_PL1X3 | Stockton | CAMANCHE UNITS 1, 2 & 3 AGGREGATE | 2.85 | 5.03 | 4.87 | 6.26 | 7.04 | 5.86 | 4.43 | 2.97 | 2.35 | 1.62 | 1.04 | 1.63 | N | North | FC
CAMLOT_2_SOLAR1 | CAISO System | Camelot | 1.8 | 1.35 | 8.1 | 6.75 | 7.2 | 13.95 | 17.55 | 12.15 | 6.3 | 0.9 | 0.9 | 0 | N | South | FC
CAMLOT_2_SOLAR2 | CAISO System | Columbia Two | 0.6 | 0.45 | 2.7 | 2.25 | 2.4 | 4.65 | 5.85 | 4.05 | 2.1 | 0.3 | 0.3 | 0 | N | South | FC
CAMPFW_7_FARWST | Sierra | CAMP FAR WEST HYDRO | 0 | 2.08 | 5.6 | 5.52 | 3.2 | 2.8 | 3.6 | 3.1 | 0 | 0 | 0 | 0 | Y | North | FC
CANTUA_1_SOLAR | Fresno | Cantua Solar Station | 0.8 | 0.6 | 3.6 | 3 | 3.2 | 6.2 | 7.8 | 5.4 | 2.8 | 0.4 | 0.4 | 0 | N | North | FC
CAPWD_1_QF | LA Basin | Edom Hills Wind Farm | 2.74 | 2.35 | 5.47 | 4.89 | 4.89 | 6.45 | 4.5 | 4.11 | 2.93 | 1.56 | 2.35 | 2.54 | N | South | FC
CARBOU_7_PL2X3 | CAISO System | CARIBOU PH 1 UNIT 2 & 3 AGGREGATE | 19.6 | 8.4 | 0 | 0 | 0 | 0 | 28.8 | 38.4 | 20.8 | 12 | 0 | 8 | Y | North | FC
CARBOU_7_PL4X5 | CAISO System | CARIBOU PH 2 UNIT 4 & 5 AGGREGATE | 47.6 | 40.01 | 40 | 32 | 32 | 64 | 105.2 | 93.2 | 101.2 | 80.4 | 26.4 | 48 | Y | North | FC
CARBOU_7_UNIT 1 | CAISO System | CARIBOU PH 1 UNIT 1 | 19.04 | 8 | 0 | 0 | 0 | 0 | 9.12 | 19.2 | 17.6 | 0 | 0 | 0 | Y | North | FC
CARLS1_2_CARCT1 | San Diego-IV | Carlsbad 1 | 422 | 422 | 422 | 422 | 422 | 422 | 422 | 422 | 422 | 422 | 422 | 422 | Y | South | FC
CARLS2_1_CARCT1 | San Diego-IV | Carlsbad 2 | 105.5 | 105.5 | 105.5 | 105.5 | 105.5 | 105.5 | 105.5 | 105.5 | 105.5 | 105.5 | 105.5 | 105.5 | Y | South | FC
CATLNA_2_SOLAR | CAISO System | Catalina Solar - Phases 1 and 2 | 4.4 | 3.3 | 19.8 | 16.5 | 17.6 | 34.1 | 42.9 | 29.7 | 15.4 | 2.2 | 2.2 | 0 | N | South | FC
CATLNA_2_SOLAR2 | CAISO System | Catalina Solar 2 | 0.72 | 0.54 | 3.24 | 2.7 | 2.88 | 5.58 | 7.02 | 4.86 | 2.52 | 0.36 | 0.36 | 0 | N | South | FC
CAVLSR_2_BSOLAR | CAISO System | California Valley Solar Ranch-Phase B | 1.6 | 1.2 | 7.2 | 6 | 6.4 | 12.4 | 15.6 | 10.8 | 5.6 | 0.8 | 0.8 | 0 | N | North | FC
CAVLSR_2_RSOLAR | CAISO System | California Valley Solar Ranch-Phase A | 8.4 | 6.3 | 37.8 | 31.5 | 33.6 | 65.1 | 81.9 | 56.7 | 29.4 | 4.2 | 4.2 | 0 | N | North | FC
CAYTNO_2_VASCO | Bay Area | Vasco Road | 3.98 | 4.07 | 3.99 | 4.06 | 4.07 | 4.05 | 4.02 | 4.03 | 4.06 | 3.93 | 4.09 | 4.04 | N | North | FC
CDWR07_2_GEN | CAISO System | CDWR07_2_GEN | 115.6 | 115.6 | 115.6 | 115.6 | 115.6 | 115.6 | 115.6 | 115.6 | 115.6 | 115.6 | 115.6 | 115.6 | Y | North | FC
CEDRCK_6_UNIT | CAISO System | Water Wheel Ranch | 0.29 | 0.27 | 0.31 | 0.42 | 0.6 | 0.3 | 0.15 | 0.11 | 0.1 | 0.09 | 0.1 | 0.17 | N | North | FC
CEDUCR_2_SOLAR1 | Big Creek-Ventura | Ducor Solar 1 | 0 | 0 | 0 | 0 | 0 | 0 | 0 | 0 | 0 | 0 | 0 | 0 | N | South | EO
CEDUCR_2_SOLAR2 | Big Creek-Ventura | Ducor Solar 2 | 0 | 0 | 0 | 0 | 0 | 0 | 0 | 0 | 0 | 0 | 0 | 0 | N | South | EO
CEDUCR_2_SOLAR3 | Big Creek-Ventura | Ducor Solar 3 | 0 | 0 | 0 | 0 | 0 | 0 | 0 | 0 | 0 | 0 | 0 | 0 | N | South | EO
CEDUCR_2_SOLAR4 | Big Creek-Ventura | Ducor Solar 4 | 0 | 0 | 0 | 0 | 0 | 0 | 0 | 0 | 0 | 0 | 0 | 0 | N | South | EO
CENT40_1_C40SR1 | Stockton | CENTRAL 40 | 1.6 | 1.2 | 7.2 | 6 | 6.4 | 12.4 | 15.6 | 10.8 | 5.6 | 0.8 | 0.8 | 0 | N | North | FC
CENTER_2_RHONDO | LA Basin | MWD Rio Hondo Hydroelectric Recovery Pla | 1.91 | 1.91 | 1.91 | 1.91 | 1.91 | 1.91 | 1.91 | 1.91 | 1.91 | 1.91 | 1.91 | 1.91 | Y | South | FC
CENTER_2_SOLAR1 | LA Basin | Pico Rivera | 0 | 0 | 0 | 0 | 0 | 0 | 0 | 0 | 0 | 0 | 0 | 0 | N | South | EO
CENTER_2_TECNG1 | LA Basin | TECHNICAST | 0 | 0 | 0 | 0 | 0 | 0 | 0 | 0 | 0 | 0 | 0 | 0 | N | South | EO
CENTER_6_PEAKER | LA Basin | Center Peaker | 47.11 | 47.11 | 47.11 | 47.11 | 47.11 | 47.11 | 47.11 | 47.11 | 47.11 | 47.11 | 47.11 | 47.11 | Y | South | FC
CENTRY_6_PL1X4 | LA Basin | CENTURY GENERATING PLANT (AGGREGATE) | 36 | 36 | 36 | 36 | 36 | 36 | 36 | 36 | 36 | 36 | 36 | 36 | Y | South | FC
CHALK_1_UNIT | CAISO System | CHALK CLIFF LIMITED | 45.5 | 45.5 | 45 | 43 | 45 | 44.1 | 44.3 | 43.1 | 44.4 | 45 | 46.4 | 47.9 | Y | North | FC
CHARMN_2_PGONG1 | Big Creek-Ventura | PROCTER AND GAMBLE OXNARD I | 17.36 | 16.04 | 16.7 | 16.15 | 16.44 | 17.55 | 16.5 | 18.09 | 16.74 | 16.92 | 16.64 | 18.34 | N | South | FC
CHEVCD_6_UNIT | CAISO System | CHEVRON USA (TAFT/CADET) | 0.91 | 1.12 | 1.01 | 0.92 | 1.08 | 1.38 | 1.47 | 1.56 | 1.75 | 1.65 | 1.84 | 1.44 | N | North | FC
CHEVCO_6_UNIT 1 | Fresno | CHEVRON USA (COALINGA) | 1.28 | 1.36 | 1.46 | 1.38 | 2.06 | 1.82 | 2.07 | 2.54 | 2.91 | 2.41 | 1.92 | 1.32 | N | North | FC
CHEVCO_6_UNIT 2 | Fresno | AERA ENERGY LLC. (COALINGA) | 1.12 | 1.05 | 1.09 | 0.9 | 0.84 | 0.66 | 0.61 | 0.55 | 0.68 | 0.93 | 1.06 | 0.98 | N | North | FC
CHEVCY_1_UNIT | CAISO System | CHEVRON USA (CYMRIC) | 4.24 | 3.56 | 2.96 | 2.74 | 2.48 | 3.21 | 3.49 | 3.64 | 3.28 | 4.65 | 5.4 | 4.33 | N | North | FC
CHEVMN_2_UNITS | LA Basin | CHEVRON U.S.A. UNITS 1 & 2 AGGREGATE | 3.34 | 0.03 | 5.47 | 9.74 | 2.58 | 3 | 3.77 | 2.81 | 3.42 | 2.87 | 1.39 | 3.47 | N | South | FC
CHICPK_7_UNIT 1 | Sierra | Chicago Park Powerhouse | 23.92 | 26.9 | 24.17 | 24.8 | 26.1 | 24.8 | 28.08 | 27.2 | 4.88 | 0 | 13.68 | 24 | Y | North | FC
CHILLS_1_SYCENG | San Diego-IV | Sycamore Energy 1 | 0.64 | 0.72 | 0.75 | 0.74 | 0.74 | 0.73 | 0.74 | 0.7 | 0.7 | 0.63 | 0.66 | 0.69 | N | South | FC
CHILLS_7_UNITA1 | San Diego-IV | Sycamore Energy 2 | 1.82 | 2 | 2 | 2 | 1.4 | 1.68 | 1.56 | 1.52 | 1.74 | 1.75 | 1.8 | 1.61 | Y | South | FC
CHINO_2_APEBT1 | LA Basin | Pomona Energy Storage | 20 | 20 | 20 | 20 | 20 | 20 | 20 | 20 | 20 | 20 | 20 | 20 | Y | South | FC
CHINO_2_JURUPA | LA Basin | Jurupa | 0 | 0 | 0 | 0 | 0 | 0 | 0 | 0 | 0 | 0 | 0 | 0 | N | South | EO
CHINO_2_QF | LA Basin | CHINO QFS | 0 | 0 | 0 | 0 | 0 | 0 | 0 | 0 | 0 | 0 | 0 | 0 | N | South | FC
CHINO_2_SASOLR | LA Basin | SS San Antonio West LLC | 0 | 0 | 0 | 0 | 0 | 0 | 0 | 0 | 0 | 0 | 0 | 0 | N | South | EO
CHINO_2_SOLAR | LA Basin | Chino RT Solar 1 | 0.04 | 0.03 | 0.18 | 0.15 | 0.16 | 0.31 | 0.39 | 0.27 | 0.14 | 0.02 | 0.02 | 0 | N | South | FC
CHINO_2_SOLAR2 | LA Basin | Kona Solar - Terra Francesca | 0 | 0 | 0 | 0 | 0 | 0 | 0 | 0 | 0 | 0 | 0 | 0 | N | South | EO
CHINO_6_CIMGEN | LA Basin | Chino Co-Generation | 26 | 26 | 26 | 26 | 26 | 26 | 26 | 26 | 26 | 26 | 26 | 26 | Y | South | FC
CHINO_7_MILIKN | LA Basin | MN Milliken Genco LLC | 1.29 | 1.2 | 1.49 | 1.48 | 1.36 | 1.24 | 1.25 | 1.19 | 1.21 | 1.27 | 1.41 | 1.32 | Y | South | FC
CHWCHL_1_BIOMAS | Fresno | Chow II Biomass to Energy | 8.99 | 9 | 9 | 9 | 8.57 | 9 | 9 | 9 | 9 | 9 | 9 | 9 | N | North | FC
CHWCHL_1_UNIT | Fresno | CHOW 2 PEAKER PLANT | 48 | 48 | 48 | 48 | 48 | 48 | 48 | 48 | 48 | 48 | 48 | 48 | Y | North | FC
CLOVDL_1_SOLAR | NCNB | Cloverdale Solar I | 0.06 | 0.05 | 0.27 | 0.23 | 0.24 | 0.47 | 0.59 | 0.41 | 0.21 | 0.03 | 0.03 | 0 | N | North | FC | 100% | 16DGD Waiting for Moraga-Castro Valley 230 kV Capacity Increase and possibly other
CLOVER_2_UNIT | CAISO System | Clover Creek | 0.7 | 0.65 | 0.75 | 0.88 | 0.66 | 0.39 | 0.25 | 0.14 | 0.06 | 0.09 | 0.01 | 0.3 | N | North | FC
CLRKRD_6_LIMESD | CAISO System | Lime Saddle Hydro | 0.2 | 0.19 | 0.01 | 0.15 | 0 | 0.08 | 0.15 | 0.17 | 0.2 | 0.2 | 0.04 | 0 | N | North | FC
CLRMTK_1_QF | Bay Area | SMALL QF AGGREGATION - OAKLAND | 0 | 0 | 0 | 0 | 0 | 0 | 0 | 0 | 0 | 0 | 0 | 0 | N | North | FC
CNTNLA_2_SOLAR1 | San Diego-IV | Centinela Solar Energy I | 5 | 3.75 | 22.5 | 18.75 | 20 | 38.75 | 48.75 | 33.75 | 17.5 | 2.5 | 2.5 | 0 | N | South | FC
CNTNLA_2_SOLAR2 | San Diego-IV | Centinels Solar Energy 2 | 1.82 | 1.37 | 8.21 | 6.84 | 7.3 | 14.14 | 17.78 | 12.31 | 6.38 | 0.91 | 0.91 | 0 | N | South | FC
COCOPP_2_CTG1 | Bay Area | Marsh Landing 1 | 202.5 | 202.49 | 201.5 | 197.99 | 197.56 | 194.46 | 192.97 | 192.96 | 195.25 | 198.56 | 200.97 | 203.03 | Y | North | FC
COCOPP_2_CTG2 | Bay Area | Marsh Landing 2 | 201.6 | 201.63 | 200.66 | 197.15 | 196.73 | 193.71 | 192.21 | 192.19 | 194.36 | 197.62 | 200.12 | 202.17 | Y | North | FC
COCOPP_2_CTG3 | Bay Area | Marsh Landing 3 | 201.2 | 201.2 | 200.19 | 196.84 | 196.48 | 192.95 | 191.43 | 191.43 | 193.71 | 197.18 | 199.67 | 201.74 | Y | North | FC
COCOPP_2_CTG4 | Bay Area | Marsh Landing 4 | 203.1 | 203.09 | 202.07 | 198.69 | 198.21 | 194.29 | 192.77 | 192.77 | 195.06 | 199.04 | 201.7 | 203.61 | Y | North | FC
COCOSB_6_SOLAR | Bay Area | Oakley Solar Project | 0 | 0 | 0 | 0 | 0 | 0 | 0 | 0 | 0 | 0 | 0 | 0 | N | North | EO
COGNAT_1_UNIT | CAISO System | Stockton Biomas | 45 | 45 | 45 | 37.48 | 43.62 | 45 | 45 | 45 | 45 | 43.06 | 45 | 45 | N | North | FC
COLEMN_2_UNIT | CAISO System | Coleman | 5.35 | 5.29 | 6.85 | 7.71 | 7.55 | 4.34 | 2.32 | 1 | 2.88 | 2.84 | 3.2 | 4.08 | N | North | FC
COLGAT_7_UNIT 1 | Sierra | Colgate Powerhouse Unit 1 | 161 | 161 | 161 | 161 | 161 | 161 | 161 | 161 | 161 | 161 | 161 | 161 | Y | North | FC
COLGAT_7_UNIT 2 | Sierra | Colgate Powerhouse Unit 2 | 161 | 161 | 161 | 161 | 161 | 161 | 161 | 161 | 161 | 161 | 161 | 161 | Y | North | FC
COLTON_6_AGUAM1 | LA Basin | AGUA MANSA UNIT 1 (CITY OF COLTON) | 43 | 43 | 43 | 43 | 43 | 43 | 43 | 43 | 43 | 43 | 43 | 43 | Y | South | FC
COLUSA_2_PL1X3 | CAISO System | Colusa Generating Station | 622.56 | 625.31 | 622.08 | 617.86 | 630 | 597.14 | 596.25 | 595.18 | 604.96 | 617.86 | 621.06 | 624 | Y | North | FC
COLVIL_7_PL1X2 | CAISO System | COLLIERVILLE HYDRO UNIT 1 & 2 AGGREGATE | 246.86 | 246.86 | 246.86 | 246.86 | 246.86 | 246.86 | 246.86 | 246.86 | 246.86 | 246.86 | 246.86 | 246.86 | Y | North | FC
CONTRL_1_CASAD1 | CAISO System | Mammoth G1 | 7.32 | 7.27 | 6.95 | 6.57 | 6.23 | 5.24 | 5.06 | 5.16 | 5.71 | 6.11 | 7.11 | 7.19 | N | South | FC
CONTRL_1_CASAD2 | CAISO System | Mammoth G2 | 10.11 | 9.97 | 9.45 | 8.35 | 8.63 | 8.23 | 9.41 | 9.28 | 9.17 | 9.16 | 9.99 | 10.2 | Y | South | FC
CONTRL_1_CASAD3 | CAISO System | Mammoth G3 | 12.35 | 12.81 | 12.33 | 7.04 | 6.66 | 5.7 | 8.01 | 8.28 | 9 | 10.85 | 12.26 | 12.81 | N | South | FC
CONTRL_1_LUNDY | CAISO System | LUNDY | 0.59 | 0.59 | 0.76 | 0.85 | 1.51 | 1.97 | 1.77 | 1.59 | 1.1 | 0.64 | 0.52 | 0.45 | N | South | FC
CONTRL_1_OXBOW | CAISO System | Dixie Valley Geo | 59.11 | 58.79 | 56.05 | 53.23 | 54.53 | 54.34 | 54.36 | 54.62 | 54.55 | 54.73 | 59.23 | 59.34 | N | South | FC
CONTRL_1_POOLE | CAISO System | POOLE HYDRO PLANT 1 | 1.04 | 0.98 | 0.6 | 0.76 | 2.25 | 8.29 | 5.72 | 4.15 | 10.9 | 0.04 | 0.56 | 0.88 | Y | South | FC
CONTRL_1_QF | CAISO System | CONTROL QFS | 1.79 | 1.76 | 2 | 2.08 | 2.13 | 2.05 | 2.13 | 1.94 | 1.92 | 1.9 | 1.78 | 2.04 | N | South | FC
CONTRL_1_RUSHCK | CAISO System | RUSH CREEK | 0.8 | 3 | 5.25 | 1.82 | 0.8 | 9.45 | 9.55 | 1.62 | 11.87 | 1.1 | 1.26 | 0.8 | Y | South | FC
COPMT2_2_SOLAR2 | CAISO System | CMS2 | 6.2 | 4.65 | 27.9 | 23.25 | 24.8 | 48.05 | 60.45 | 41.85 | 21.7 | 3.1 | 3.1 | 0 | N | South | FC
COPMT4_2_SOLAR4 | CAISO System | Copper Mountain Solar 4 | 3.68 | 2.76 | 16.56 | 13.8 | 14.72 | 28.52 | 35.88 | 24.84 | 12.88 | 1.84 | 1.84 | 0 | N | South | FC
COPMTN_2_CM10 | CAISO System | Copper Mountain 10 | 0.4 | 0.3 | 1.8 | 1.5 | 1.6 | 3.1 | 3.9 | 2.7 | 1.4 | 0.2 | 0.2 | 0 | N | South | PD | 7.25
COPMTN_2_SOLAR1 | CAISO System | Copper Mountain 48 | 1.92 | 1.44 | 8.64 | 7.2 | 7.68 | 14.88 | 16.5 | 12.96 | 6.72 | 0.96 | 0.96 | 0 | N | South | PD | 16.50
CORCAN_1_SOLAR1 | Fresno | CID Solar | 0.8 | 0.6 | 3.6 | 3 | 3.2 | 6.2 | 7.8 | 5.4 | 2.8 | 0.4 | 0.4 | 0 | N | North | FC
CORCAN_1_SOLAR2 | Fresno | Corcoran City | 0.44 | 0.33 | 1.98 | 1.65 | 1.76 | 3.41 | 4.29 | 2.97 | 1.54 | 0.22 | 0.22 | 0 | N | North | FC
CORONS_2_SOLAR | LA Basin | Master Development Corona | 0 | 0 | 0 | 0 | 0 | 0 | 0 | 0 | 0 | 0 | 0 | 0 | N | South | EO
CORONS_6_CLRWTR | LA Basin | Clearwater Power Plant | 28 | 28 | 28 | 28 | 28 | 28 | 28 | 28 | 28 | 28 | 28 | 28 | Y | South | FC
CORRAL_6_SJOAQN | CAISO System | Ameresco San Joaquin | 4.28 | 4.21 | 4.18 | 4.29 | 4.21 | 4.23 | 4.21 | 4.28 | 4.24 | 4.28 | 4.06 | 4.29 | N | North | FC
COTTLE_2_FRNKNH | CAISO System | Frankenheimer Power Plant | 0 | 0 | 0.48 | 1.81 | 1.52 | 1.83 | 1.97 | 2.03 | 1.38 | 0.03 | 0 | 0 | N | North | FC
COVERD_2_HCKHY1 | CAISO System | HATCHET CREEK | 2.48 | 2.96 | 4.16 | 5.43 | 3.96 | 1.14 | 0.07 | 0 | 0 | 0 | 0.05 | 0.85 | N | North | FC
COVERD_2_MCKHY1 | CAISO System | Montgomery Creek Hydro | 1.6 | 1.19 | 1.99 | 2.13 | 1.46 | 0.45 | 0.08 | 0.01 | 0 | 0 | 0.07 | 0.61 | N | North | FC
COVERD_2_QFUNTS | CAISO System | Cove Hydroelectric Project | 0.5 | 2.12 | 4 | 4.2 | 3.96 | 1.04 | 0.22 | 0 | 0 | 0 | 0 | 0.23 | Y | North | FC
COVERD_2_RCKHY1 | CAISO System | ROARING CREEK | 1.09 | 1.23 | 1.16 | 1.53 | 0.82 | 0.56 | 0.13 | 0 | 0 | 0 | 0.02 | 0.38 | N | North | FC
COWCRK_2_UNIT | CAISO System | Cow Creek Hydro | 0.93 | 0.86 | 0.96 | 0.89 | 0.39 | 0.39 | 0.2 | 0.02 | 0.01 | 0.08 | 0.28 | 0.71 | N | North | FC
CPSTNO_7_PRMADS | San Diego-IV | PRIMA DESCHECHA (CAPISTRANO) | 5.74 | 5.47 | 5.64 | 5.31 | 5.23 | 5.85 | 5.82 | 5.12 | 4.9 | 5.7 | 5.66 | 5.66 | N | South | FC
CPVERD_2_SOLAR | San Diego-IV | Campo Verde Solar | 5.56 | 4.17 | 25.02 | 20.85 | 22.24 | 43.09 | 54.21 | 37.53 | 19.46 | 2.78 | 2.78 | 0 | N | South | FC
CRELMN_6_RAMON1 | San Diego-IV | Ramona 1 | 0.08 | 0.06 | 0.36 | 0.3 | 0.32 | 0.62 | 0.78 | 0.54 | 0.28 | 0.04 | 0.04 | 0 | N | South | FC
CRELMN_6_RAMON2 | San Diego-IV | Ramona 2 | 0.2 | 0.15 | 0.9 | 0.75 | 0.8 | 1.55 | 1.95 | 1.35 | 0.7 | 0.1 | 0.1 | 0 | N | South | FC
CRELMN_6_RAMSR3 | San Diego-IV | Ramona Solar Energy | 0.14 | 0.1 | 0.62 | 0.52 | 0.55 | 1.07 | 1.34 | 0.94 | 0.48 | 0.07 | 0.07 | 0 | N | South | PD | 80%
CRESSY_1_PARKER | Fresno | PARKER POWERHOUSE | 0 | 0 | 0 | 0.4 | 1.18 | 1.52 | 1.43 | 1.02 | 0.81 | 0.36 | 0 | 0 | N | North | FC
CRESTA_7_PL1X2 | Sierra | CRESTA PH UNIT 1 & 2 AGGREGATE | 42 | 41.36 | 55.2 | 54 | 50.86 | 35.81 | 44 | 50 | 42.4 | 28 | 19.2 | 25.6 | Y | North | FC
CRNEVL_6_CRNVA | Fresno | Crane Valley | 0 | 0 | 0.04 | 0 | 0.03 | 0 | 0 | 0 | 0.11 | 0.37 | 0.26 | 0 | N | North | FC
CRNEVL_6_SJQN 2 | Fresno | SAN JOAQUIN 2 | 0 | 0 | 0.13 | 0.02 | 0 | 0 | 0 | 0.01 | 0 | 0 | 0 | 0 | N | North | FC
CROKET_7_UNIT | Bay Area | CROCKETT COGEN | 218.36 | 203.35 | 203.08 | 176.32 | 197.14 | 222.33 | 211.41 | 216.78 | 187.01 | 187.75 | 205.17 | 223.88 | N | North | FC
CRSTWD_6_KUMYAY | San Diego-IV | Kumeyaay Wind Farm | 7 | 6 | 14 | 12.5 | 12.5 | 16.5 | 11.5 | 10.5 | 7.5 | 4 | 6 | 6.5 | N | South | FC
CRWCKS_1_SOLAR1 | Stockton | Crow Creek Solar 1 | 0 | 0 | 0 | 0 | 0 | 0 | 0 | 0 | 0 | 0 | 0 | 0 | N | North | EO
CSCCOG_1_UNIT 1 | Bay Area | SANTA CLARA CO-GEN | 6 | 6 | 6 | 6 | 6 | 6 | 6 | 6 | 6 | 6 | 6 | 6 | Y | North | FC
CSCGNR_1_UNIT 1 | Bay Area | GIANERA PEAKER UNIT 1 | 24 | 24 | 24 | 24 | 24 | 24 | 24 | 24 | 24 | 24 | 24 | 24 | Y | North | FC
CSCGNR_1_UNIT 2 | Bay Area | GIANERA PEAKER UNIT 2 | 24 | 24 | 24 | 24 | 24 | 24 | 24 | 24 | 24 | 24 | 24 | 24 | Y | North | FC
CSLR4S_2_SOLAR | San Diego-IV | Csolar IV South | 5.2 | 3.9 | 23.4 | 19.5 | 20.8 | 40.3 | 50.7 | 35.1 | 18.2 | 2.6 | 2.6 | 0 | N | South | FC
CSTOGA_6_LNDFIL | NCNB | Clover Flat Land Fill Gas | 0 | 0 | 0 | 0 | 0 | 0 | 0 | 0 | 0 | 0 | 0 | 0 | N | North | EO
CSTRVL_7_PL1X2 | CAISO System | Marina Land Fill Gas | 4.13 | 3.51 | 3.69 | 4.01 | 3.63 | 3.95 | 4.16 | 4.14 | 4.17 | 3.86 | 3.98 | 3.73 | Y | North | FC
CSTRVL_7_QFUNTS | CAISO System | Castroville QF Aggregate | 0.11 | 0.13 | 0.17 | 0.13 | 0.09 | 0.09 | 0.07 | 0.06 | 0.04 | 0.05 | 0.04 | 0.05 | N | North | FC
CTNWDP_1_QF | CAISO System | SMALL QF AGGREGATION - BURNEY | 0.02 | 0.02 | 0.02 | 0.03 | 0.02 | 0.03 | 0.02 | 0.02 | 0.02 | 0.03 | 0.03 | 0.04 | N | North | FC
CUMBIA_1_SOLAR | Bay Area | Columbia Solar Energy II | 0.76 | 0.57 | 3.42 | 2.85 | 3.04 | 5.89 | 7.41 | 5.13 | 2.66 | 0.38 | 0.38 | 0 | N | North | FC
CUMMNG_6_SUNCT1 | CAISO System | SunSelect 1 | 3.33 | 3.39 | 3.04 | 3.01 | 3.34 | 3.54 | 3.53 | 3.56 | 3.4 | 3.16 | 3.38 | 3.45 | Y | South | FC
CURTIS_1_CANLCK | Fresno | Canal Creek Powerhouse | 0 | 0 | 0 | 0 | 0 | 0 | 0 | 0 | 0 | 0 | 0 | 0 | N | North | FC
CURTIS_1_FARFLD | Fresno | Fairfield Powerhouse | 0 | 0 | 0 | 0.01 | 0.31 | 0.63 | 0.74 | 0.58 | 0.22 | 0 | 0 | 0 | N | North | FC
CUYAMS_6_CUYSR1 | CAISO System | Cuyama Solar | 1.6 | 1.2 | 7.2 | 6 | 6.4 | 12.4 | 15.6 | 10.8 | 5.6 | 0.8 | 0.8 | 0 | N | North | FC
DAIRLD_1_MD1SL1 | Fresno | Madera 1 | 0 | 0 | 0 | 0 | 0 | 0 | 0 | 0 | 0 | 0 | 0 | 0 | N | North | EO
DAIRLD_1_MD2BM1 | Fresno | Madera Digester Genset 2 | 0 | 0 | 0 | 0 | 0 | 0 | 0 | 0 | 0 | 0 | 0 | 0 | N | North | EO
DAVIS_1_SOLAR1 | Sierra | Grasslands 3 | 0 | 0 | 0 | 0 | 0 | 0 | 0 | 0 | 0 | 0 | 0 | 0 | N | North | EO
DAVIS_1_SOLAR2 | Sierra | Grasslands 4 | 0 | 0 | 0 | 0 | 0 | 0 | 0 | 0 | 0 | 0 | 0 | 0 | N | North | EO
DAVIS_7_MNMETH | Sierra | MM Yolo Power LLC | 2.29 | 2.29 | 2.48 | 2.59 | 2.36 | 2.48 | 2.44 | 2.34 | 2.42 | 2.23 | 2.1 | 2.27 | N | North | FC
DEADCK_1_UNIT | Sierra | DEADCK_1_UNIT | 0.34 | 0.46 | 0.84 | 1.02 | 0.24 | 0.32 | 0.1 | 0.02 | 0 | 0 | 0.01 | 0.08 | N | North | FC
DEERCR_6_UNIT 1 | Sierra | DEER CREEK | 1.67 | 1.85 | 1.19 | 0.19 | 2.85 | 3.27 | 3.39 | 2.88 | 2.74 | 2.21 | 1.59 | 1.53 | N | North | FC
DELAMO_2_SOLAR1 | LA Basin | Golden Springs Building H | 0.06 | 0.05 | 0.27 | 0.23 | 0.24 | 0.47 | 0.59 | 0.41 | 0.21 | 0.03 | 0.03 | 0 | N | South | FC
DELAMO_2_SOLAR2 | LA Basin | Golden Springs Building M | 0.07 | 0.05 | 0.32 | 0.26 | 0.28 | 0.54 | 0.68 | 0.47 | 0.25 | 0.04 | 0.04 | 0 | N | South | FC
DELAMO_2_SOLAR3 | LA Basin | Golden Springs Building G | 0.05 | 0.04 | 0.23 | 0.19 | 0.2 | 0.39 | 0.49 | 0.34 | 0.18 | 0.03 | 0.03 | 0 | N | South | FC
DELAMO_2_SOLAR4 | LA Basin | Golden Springs Building F | 0.05 | 0.04 | 0.23 | 0.2 | 0.21 | 0.4 | 0.51 | 0.35 | 0.18 | 0.03 | 0.03 | 0 | N | South | FC
DELAMO_2_SOLAR5 | LA Basin | Golden Springs Building L | 0.04 | 0.03 | 0.18 | 0.15 | 0.16 | 0.31 | 0.39 | 0.27 | 0.14 | 0.02 | 0.02 | 0 | N | South | FC
DELAMO_2_SOLAR6 | LA Basin | Freeway Springs | 0.08 | 0.06 | 0.36 | 0.3 | 0.32 | 0.62 | 0.78 | 0.54 | 0.28 | 0.04 | 0.04 | 0 | N | South | FC
DELAMO_2_SOLRC1 | LA Basin | Golden Springs Building C1 | 0 | 0 | 0 | 0 | 0 | 0 | 0 | 0 | 0 | 0 | 0 | 0 | N | South | EO
DELAMO_2_SOLRD | LA Basin | Golden Solar Building D | 0 | 0 | 0 | 0 | 0 | 0 | 0 | 0 | 0 | 0 | 0 | 0 | N | South | EO
DELSUR_6_BSOLAR | Big Creek-Ventura | Central Antelope Dry Ranch B | 0.12 | 0.09 | 0.54 | 0.45 | 0.48 | 0.93 | 1.17 | 0.81 | 0.42 | 0.06 | 0.06 | 0 | N | South | FC
DELSUR_6_CREST | Big Creek-Ventura | Delsur Aggregate Solar Resources | 0 | 0 | 0 | 0 | 0 | 0 | 0 | 0 | 0 | 0 | 0 | 0 | N | South | EO
DELSUR_6_DRYFRB | Big Creek-Ventura | Dry Farm Ranch B | 0.2 | 0.15 | 0.9 | 0.75 | 0.8 | 1.55 | 1.95 | 1.35 | 0.7 | 0.1 | 0.1 | 0 | N | South | FC
DELSUR_6_SOLAR1 | Big Creek-Ventura | Summer Solar North | 0.26 | 0.2 | 1.17 | 0.98 | 1.04 | 2.02 | 2.54 | 1.76 | 0.91 | 0.13 | 0.13 | 0 | N | South | FC
DELSUR_6_SOLAR4 | Big Creek-Ventura | Radiance Solar 4 | 0 | 0 | 0 | 0 | 0 | 0 | 0 | 0 | 0 | 0 | 0 | 0 | N | South | EO
DELSUR_6_SOLAR5 | Big Creek-Ventura | Radiance Solar 5 | 0 | 0 | 0 | 0 | 0 | 0 | 0 | 0 | 0 | 0 | 0 | 0 | N | South | EO
DELTA_2_PL1X4 | Bay Area | DELTA ENERGY CENTER AGGREGATE | 876.29 | 876.29 | 870 | 860 | 850 | 840 | 833 | 833 | 833 | 850 | 865 | 876.29 | Y | North | FC
DEVERS_1_SEPV05 | LA Basin | SEPV 5 | 0 | 0 | 0 | 0 | 0 | 0 | 0 | 0 | 0 | 0 | 0 | 0 | N | South | EO
DEVERS_1_SOLAR | LA Basin | Cascade Solar | 0 | 0 | 0 | 0 | 0 | 0 | 0 | 0 | 0 | 0 | 0 | 0 | N | South | EO
DEVERS_1_SOLAR1 | LA Basin | SEPV8 | 0 | 0 | 0 | 0 | 0 | 0 | 0 | 0 | 0 | 0 | 0 | 0 | N | South | EO
DEVERS_1_SOLAR2 | LA Basin | SEPV9 | 0 | 0 | 0 | 0 | 0 | 0 | 0 | 0 | 0 | 0 | 0 | 0 | N | South | EO
DEVERS_2_CS2SR4 | LA Basin | Caliente Solar 2 | 0 | 0 | 0 | 0 | 0 | 0 | 0 | 0 | 0 | 0 | 0 | 0 | N | South | EO
DEVERS_2_DHSPG2 | LA Basin | Desert Hot Springs 2 | 0 | 0 | 0 | 0 | 0 | 0 | 0 | 0 | 0 | 0 | 0 | 0 | N | South | EO
DEXZEL_1_UNIT | Kern | Western Power and Steam Cogeneration | 17.59 | 17.51 | 17.75 | 15.05 | 17.72 | 17.61 | 17.63 | 17.52 | 17.75 | 16.73 | 15.25 | 12.78 | N | North | FC
DIABLO_7_UNIT 1 | CAISO System | Diablo Canyon Unit 1 | 1140 | 1140 | 1140 | 1140 | 1140 | 1140 | 1140 | 1140 | 1140 | 1140 | 1140 | 1140 | N | North | FC
DIABLO_7_UNIT 2 | CAISO System | Diablo Canyon Unit 2 | 1140 | 1140 | 1140 | 1140 | 1140 | 1140 | 1140 | 1140 | 1140 | 1140 | 1140 | 1140 | N | North | FC
DISCOV_1_CHEVRN | Kern | CHEVRON USA (EASTRIDGE) | 3.03 | 4.44 | 3.78 | 4.23 | 5.11 | 5.3 | 5.96 | 6.2 | 5.04 | 4.42 | 3.3 | 3.91 | N | North | FC
DIXNLD_1_LNDFL | Bay Area | Zero Waste Energy | 0.63 | 0.77 | 0.81 | 0.85 | 0.88 | 0.86 | 0.97 | 0.97 | 0.91 | 0.83 | 0.8 | 0.84 | N | North | FC
DMDVLY_1_UNITS | LA Basin | DIAMOND VALLEY LAKE PUMP-GEN PLANT | 1.98 | 2.66 | 1.17 | 0.88 | 3.05 | 2.63 | 0.31 | 3.09 | 1.04 | 0.74 | 1.62 | 0 | N | South | FC
DONNLS_7_UNIT | Stockton | Donnells Hydro | 65.95 | 66.32 | 67.86 | 65.21 | 70.1 | 72 | 72 | 72 | 72 | 70.02 | 67.92 | 66.81 | Y | North | FC
DOSMGO_2_NSPIN | CAISO System | DOSMGO_2_NSPIN | 16.26 | 16.26 | 16.26 | 16.26 | 16.26 | 16.26 | 16.26 | 16.26 | 16.26 | 13.64 | 16.26 | 16.26 | Y | North | FC
DOUBLC_1_UNITS | Kern | DOUBLE "C" LIMITED | 52.23 | 52.23 | 52.23 | 52.23 | 52.23 | 52.23 | 52.23 | 52.23 | 52.23 | 52.23 | 52.23 | 52.23 | Y | North | FC
DRACKR_2_D4SR4B | CAISO System | Dracker Solar Unit 4B | 2.5 | 1.88 | 11.25 | 9.38 | 10 | 19.38 | 24.38 | 16.88 | 8.75 | 1.25 | 1.25 | 0 | N | South | FC |  | Based on maximum 340 MW of Total BESS operational in 2023
DRACKR_2_DS3SR3 | CAISO System | Dracker Solar Unit 3 | 0 | 0 | 0 | 0 | 0 | 0 | 0 | 0 | 0 | 0 | 0 | 0 | N | South | EO |  | Based on maximum 340 MW of Total BESS operational in 2022
DRACKR_2_DS4SR4 | CAISO System | Dracker Solar Unit 4 | 2.5 | 1.88 | 11.25 | 9.38 | 10 | 19.38 | 24.38 | 16.88 | 8.75 | 0.33 | 0.23 | 0 | N | South | FC |  | Based on maximum 340 MW of Total BESS operational in 2022
DRACKR_2_DSUBT1 | CAISO System | Dracker Solar Unit 1 BESS | 63 | 63 | 63 | 63 | 63 | 63 | 63 | 63 | 63 | 63 | 63 | 63 | Y | South | FC |  | Based on maximum 340 MW of Total BESS operational in 2022
DRACKR_2_DSUBT2 | CAISO System | Dracker Solar Unit 2 BESS | 115 | 115 | 115 | 115 | 115 | 115 | 115 | 115 | 115 | 115 | 115 | 113.15 | Y | South | FC |  | Based on maximum 340 MW of Total BESS operational in 2022
DRACKR_2_DSUBT3 | CAISO System | Dracker Solar Unit 3 BESS | 115 | 115 | 115 | 115 | 115 | 115 | 115 | 115 | 115 | 115 | 115 | 115 | Y | South | FC |  | Based on maximum 340 MW of Total BESS operational in 2022
DRACKR_2_SOLAR1 | CAISO System | Dracker Solar Unit 1 | 2.01 | 1.95 | 12.31 | 11.51 | 12.78 | 25.61 | 31.93 | 21.57 | 10.61 | 1.4 | 1.15 | 0 | N | South | FC |  | Based on maximum 340 MW of Total BESS operational in 2022
DRACKR_2_SOLAR2 | CAISO System | Dracker Solar Unit 2 | 0 | 0 | 0 | 0 | 0 | 0 | 0 | 0 | 0 | 0 | 0 | 0 | N | South | EO |  | Based on maximum 340 MW of Total BESS operational in 2023
DREWS_6_PL1X4 | LA Basin | Drews Generating Plant | 36 | 36 | 36 | 36 | 36 | 36 | 36 | 36 | 36 | 36 | 36 | 36 | Y | South | FC
DRUM_7_PL1X2 | Sierra | Drum PH 1 Units 1 & 2 Aggregate | 0 | 0 | 0 | 6.56 | 0 | 0 | 9.68 | 10.4 | 0 | 0 | 0 | 9.6 | Y | North | FC
DRUM_7_PL3X4 | Sierra | Drum PH 1 Units 3 & 4 Aggregate | 12.8 | 7.76 | 9.44 | 12.8 | 12.8 | 12.8 | 12.8 | 12.8 | 0 | 0 | 0 | 12.8 | Y | North | FC
DRUM_7_UNIT 5 | Sierra | DRUM PH 2 UNIT 5 | 39.6 | 45.2 | 46.2 | 41.52 | 39.6 | 39.6 | 48.1 | 47.74 | 0 | 0 | 24 | 38.8 | Y | North | FC
DSABLA_7_UNIT | CAISO System | De Sabla Hydro | 6.78 | 6.48 | 3.95 | 3.31 | 9.14 | 8.22 | 10.23 | 6.15 | 4.5 | 2.94 | 2.12 | 5.64 | N | North | FC
DSFLWR_2_WS2SR1 | CAISO System | Willow Springs 2 | 4 | 3 | 18 | 15 | 16 | 31 | 39 | 27 | 14 | 2 | 2 | 0 | N | South | FC
DSRTHV_2_DH1SR1 | CAISO System | Desert Harvest | 3.2 | 2.4 | 14.4 | 12 | 12.8 | 24.8 | 31.2 | 21.6 | 11.2 | 1.6 | 1.6 | 0 | N | South | ID | 100% | Red Bluff 500/230kV bank No. 2
DSRTHV_2_DH2BT1 | CAISO System | Desert Harvest BESS | 35 | 35 | 35 | 35 | 35 | 35 | 35 | 35 | 35 | 35 | 35 | 35 | Y | South | ID | 35.00 | Red Bluff 500/230kV bank No. 2
DSRTHV_2_DH2SR2 | CAISO System | Desert Harvest 2 | 1.47 | 1.35 | 8.44 | 7.73 | 8.52 | 16.98 | 21.2 | 14.38 | 7.14 | 0.96 | 0.81 | 0 | N | South | ID | 100% | Red Bluff 500/230kV bank No. 2
DSRTSL_2_SOLAR1 | CAISO System | Desert Stateline | 11.85 | 8.89 | 53.31 | 44.43 | 47.39 | 91.82 | 115.51 | 79.97 | 41.47 | 5.92 | 5.92 | 0 | N | South | FC
DSRTSN_2_SOLAR1 | CAISO System | Desert Sunlight 300 | 12 | 9 | 54 | 45 | 48 | 93 | 117 | 81 | 42 | 6 | 6 | 0 | N | South | FC
DSRTSN_2_SOLAR2 | CAISO System | Desert Sunlight 250 | 10 | 7.5 | 45 | 37.5 | 40 | 77.5 | 97.5 | 67.5 | 35 | 5 | 5 | 0 | N | South | FC
DTCHWD_2_BT3WND | CAISO System | Brookfield Tehachapi 3 | 0.63 | 0.54 | 1.26 | 1.13 | 1.13 | 1.49 | 1.04 | 0.95 | 0.68 | 0.36 | 0.54 | 0.59 | N | South | FC
DTCHWD_2_BT4WND | CAISO System | Brookfield Tehachapi 4 | 0.91 | 0.78 | 1.83 | 1.63 | 1.63 | 2.15 | 1.5 | 1.37 | 0.98 | 0.52 | 0.78 | 0.85 | N | South | FC
DUANE_1_PL1X3 | Bay Area | DONALD VON RAESFELD POWER PROJECT | 147.8 | 147.8 | 147.8 | 147.8 | 143.5 | 143.5 | 143.5 | 143.5 | 143.5 | 147.8 | 147.8 | 147.8 | Y | North | FC
DUTCH1_7_UNIT 1 | Sierra | DUTCH FLAT 1 PH | 17.6 | 17.6 | 0 | 17.6 | 15.2 | 17.6 | 19.6 | 20.4 | 6.4 | 6.16 | 16 | 17.6 | Y | North | FC
DUTCH2_7_UNIT 1 | Sierra | DUTCH FLAT 2 PH | 0 | 16.24 | 17.52 | 16.72 | 15.2 | 15.2 | 15.2 | 15.21 | 0 | 0 | 0 | 5.6 | Y | North | FC
DVLCYN_1_UNITS | LA Basin | DEVIL CANYON HYDRO UNITS 1-4 AGGREGATE | 25.99 | 29.96 | 32.15 | 70.21 | 66.48 | 85.29 | 92.85 | 92.91 | 125.52 | 115.87 | 93.67 | 140.25 | Y | South | FC
DYERSM_6_DSWWD1 | CAISO System | Dyer Summit Wind Repower | 6.27 | 5.38 | 12.54 | 11.2 | 11.2 | 14.78 | 10.3 | 9.41 | 6.72 | 3.58 | 5.38 | 5.82 | N | North | FC
EASTWD_7_UNIT | Big Creek-Ventura | EASTWOOD PUMP-GEN | 199 | 199 | 199 | 199 | 199 | 199 | 199 | 199 | 199 | 199 | 199 | 199 | Y | South | FC
EDMONS_2_NSPIN | Big Creek-Ventura | EDMONS_2_NSPIN | 236 | 236 | 236 | 236 | 236 | 236 | 236 | 236 | 236 | 236 | 236 | 236 | Y | South | FC
EEKTMN_6_SOLAR1 | Fresno | EE K Solar 1 | 0 | 0 | 0 | 0 | 0 | 0 | 0 | 0 | 0 | 0 | 0 | 0 | N | North | EO
ELCAJN_6_EB1BT1 | San Diego-IV | Eastern BESS 1 | 7.5 | 7.5 | 7.5 | 7.5 | 7.5 | 7.5 | 7.5 | 7.5 | 7.5 | 7.5 | 7.5 | 7.5 | Y | South | FC
ELCAJN_6_LM6K | San Diego-IV | El Cajon Energy Center | 48.1 | 48.1 | 48.1 | 48.1 | 48.1 | 48.1 | 48.1 | 48.1 | 48.1 | 48.1 | 48.1 | 48.1 | Y | South | FC
ELCAJN_6_UNITA1 | San Diego-IV | Cuyamaca Peak Energy Plant | 45.42 | 45.42 | 45.42 | 45.42 | 45.42 | 45.42 | 45.42 | 45.42 | 45.42 | 45.42 | 45.42 | 45.42 | Y | South | FC
ELCAP_1_SOLAR | Fresno | 2097 Helton | 0 | 0 | 0 | 0 | 0 | 0 | 0 | 0 | 0 | 0 | 0 | 0 | N | North | EO
ELDORO_7_UNIT 1 | Sierra | El Dorado Unit 1 | 7.68 | 4.98 | 7.76 | 9.72 | 9.91 | 8.28 | 4.82 | 1.94 | 3.87 | 0 | 0 | 1.05 | N | North | FC
ELDORO_7_UNIT 2 | Sierra | El Dorado Unit 2 | 8.57 | 4.37 | 5.32 | 9.43 | 9.94 | 8.31 | 4.31 | 4.79 | 3.55 | 0 | 0 | 0.68 | N | North | FC
ELECTR_7_PL1X3 | CAISO System | ELECTRA PH UNIT 1 & 2 AGGREGATE | 49.36 | 47.2 | 51.8 | 47.8 | 54.73 | 62.2 | 57.6 | 56.2 | 54.9 | 50.6 | 48 | 55.6 | Y | North | FC
ELKCRK_6_STONYG | CAISO System | STONEY GORGE HYDRO AGGREGATE | 1.8 | 2.4 | 2.7 | 2.2 | 1.6 | 1.7 | 2.2 | 2 | 1.4 | 0.4 | 0.1 | 0.9 | Y | North | FC
ELKHIL_2_PL1X3 | CAISO System | ELK HILLS COMBINED CYCLE (AGGREGATE) | 380 | 380 | 380 | 380 | 380 | 380 | 380 | 380 | 380 | 380 | 380 | 380 | Y | North | FC
ELLIS_2_QF | LA Basin | ELLIS QFS | 0.21 | 0.3 | 0.08 | 0.07 | 0.06 | 0.1 | 0.16 | 0.34 | 0.68 | 0.67 | 0.67 | 0.65 | N | South | FC
ELNIDP_6_BIOMAS | Fresno | El Nido Biomass to Energy | 9 | 9 | 9 | 8.83 | 8.5 | 9 | 9 | 9 | 9 | 6.55 | 6.37 | 7 | N | North | FC | 96%
ELSEGN_2_UN1011 | LA Basin | El Segundo Energy Center 5/6 | 274.31 | 274.31 | 274.31 | 274.31 | 274.31 | 274.31 | 274.31 | 274.31 | 274.31 | 274.31 | 274.31 | 274.31 | Y | South | FC
ELSEGN_2_UN2021 | LA Basin | El Segundo Energy Center 7/8 | 271.74 | 271.74 | 271.74 | 271.74 | 271.74 | 271.74 | 271.74 | 271.74 | 271.74 | 271.74 | 271.74 | 271.74 | Y | South | FC
ENERSJ_2_WIND | San Diego-IV | ESJ Wind Energy | 21.71 | 18.61 | 43.43 | 38.78 | 38.78 | 51.18 | 35.67 | 32.57 | 23.27 | 12.41 | 18.61 | 20.16 | N | South | FC
ENWIND_2_WIND1 | CAISO System | Cameron Ridge | 6.59 | 5.65 | 13.19 | 11.78 | 11.78 | 15.54 | 10.83 | 9.89 | 7.07 | 3.77 | 5.65 | 6.12 | N | South | FC
ENWIND_2_WIND2 | CAISO System | Ridgetop I | 5.35 | 4.59 | 10.71 | 9.56 | 9.56 | 12.62 | 8.8 | 8.03 | 5.74 | 3.06 | 4.59 | 4.97 | N | South | FC
ESCNDO_6_EB1BT1 | San Diego-IV | Escondido BESS 1 | 10 | 10 | 10 | 10 | 10 | 10 | 10 | 10 | 10 | 10 | 10 | 10 | Y | South | FC
ESCNDO_6_EB2BT2 | San Diego-IV | Escondido BESS 2 | 10 | 10 | 10 | 10 | 10 | 10 | 10 | 10 | 10 | 10 | 10 | 10 | Y | South | FC
ESCNDO_6_EB3BT3 | San Diego-IV | Escondido BESS 3 | 10 | 10 | 10 | 10 | 10 | 10 | 10 | 10 | 10 | 10 | 10 | 10 | Y | South | FC
ESCNDO_6_PL1X2 | San Diego-IV | MMC Escondido Aggregate | 48.71 | 48.71 | 48.71 | 48.71 | 48.71 | 48.71 | 48.71 | 48.71 | 48.71 | 48.71 | 48.71 | 48.71 | Y | South | FC
ESCNDO_6_UNITB1 | San Diego-IV | CalPeak Power Enterprise Unit 1 | 48.04 | 48.04 | 48.04 | 48.04 | 48.04 | 48.04 | 48.04 | 48.04 | 48.04 | 48.04 | 48.04 | 48.04 | Y | South | FC
ESCO_6_GLMQF | San Diego-IV | Goal Line Cogen | 49.9 | 49.9 | 49.9 | 49.9 | 49.9 | 49.9 | 49.9 | 49.9 | 49.9 | 49.9 | 49.9 | 49.9 | Y | North | FC
ESNHWR_2_WC1BT1 | LA Basin | Wildcat I BESS | 1.5 | 1.5 | 1.5 | 1.5 | 1.5 | 1.5 | 1.5 | 1.5 | 1.5 | 1.5 | 1.5 | 1.5 | Y | South | ID | 100% | Waiting for Mesa Loop-in upgrade
ESQUON_6_LNDFIL | CAISO System | Neal Road Landfill Generating Facility | 0 | 0 | 0 | 0 | 0 | 0 | 0 | 0 | 0 | 0 | 0 | 0 | N | North | EO
ESTWND_2_OPPWD1 | CAISO System | Oasis Power Plant Eastwind | 8 | 6.86 | 16 | 14.29 | 14.29 | 18.86 | 13.14 | 12 | 8.57 | 4.57 | 6.86 | 7.43 | N | South | FC
ETIWND_2_CHMPNE | LA Basin | Champagne | 0 | 0 | 0 | 0 | 0 | 0 | 0 | 0 | 0 | 0 | 0 | 0 | N | South | EO
ETIWND_2_FONTNA | LA Basin | FONTANALYTLE CREEK POWERHOUSE P | 0.78 | 0.79 | 0.54 | 0.85 | 0.92 | 0.68 | 0.67 | 0.65 | 0.68 | 0.55 | 0.77 | 0.75 | N | South | FC
ETIWND_2_RTS010 | LA Basin | SPVP010 Fontana RT Solar | 0.06 | 0.05 | 0.27 | 0.23 | 0.24 | 0.47 | 0.59 | 0.41 | 0.21 | 0.03 | 0.03 | 0 | N | South | FC
ETIWND_2_RTS015 | LA Basin | SPVP015 | 0.12 | 0.09 | 0.54 | 0.45 | 0.48 | 0.93 | 1.17 | 0.81 | 0.42 | 0.06 | 0.06 | 0 | N | South | FC
ETIWND_2_RTS017 | LA Basin | SPVP017 | 0.14 | 0.11 | 0.63 | 0.53 | 0.56 | 1.09 | 1.37 | 0.95 | 0.49 | 0.07 | 0.07 | 0 | N | South | FC
ETIWND_2_RTS018 | LA Basin | SPVP018 Fontana RT Solar | 0.06 | 0.05 | 0.27 | 0.23 | 0.24 | 0.47 | 0.59 | 0.41 | 0.21 | 0.03 | 0.03 | 0 | N | South | FC
ETIWND_2_RTS023 | LA Basin | SPVP023 Fontana RT Solar | 0.1 | 0.08 | 0.45 | 0.38 | 0.4 | 0.78 | 0.98 | 0.68 | 0.35 | 0.05 | 0.05 | 0 | N | South | FC
ETIWND_2_RTS026 | LA Basin | SPVP026 | 0.24 | 0.18 | 1.08 | 0.9 | 0.96 | 1.86 | 2.34 | 1.62 | 0.84 | 0.12 | 0.12 | 0 | N | South | FC
ETIWND_2_RTS027 | LA Basin | SPVP027 | 0.08 | 0.06 | 0.36 | 0.3 | 0.32 | 0.62 | 0.78 | 0.54 | 0.28 | 0.04 | 0.04 | 0 | N | South | FC
ETIWND_2_SOLAR1 | LA Basin | Dedeaux Ontario | 0.04 | 0.03 | 0.18 | 0.15 | 0.16 | 0.31 | 0.39 | 0.27 | 0.14 | 0.02 | 0.02 | 0 | N | South | FC
ETIWND_2_SOLAR2 | LA Basin | Rochester | 0 | 0 | 0 | 0 | 0 | 0 | 0 | 0 | 0 | 0 | 0 | 0 | N | South | EO
ETIWND_2_SOLAR5 | LA Basin | Dulles | 0 | 0 | 0 | 0 | 0 | 0 | 0 | 0 | 0 | 0 | 0 | 0 | N | South | EO
ETIWND_2_UNIT1 | LA Basin | ETIWND_2_UNIT1 | 5.71 | 6.08 | 6.78 | 5.56 | 5.19 | 5.3 | 4.7 | 4.27 | 3.93 | 3.31 | 5.48 | 6.03 | N | South | FC
ETIWND_6_GRPLND | LA Basin | Grapeland Peaker | 47.39 | 47.39 | 47.39 | 47.39 | 47.39 | 47.39 | 47.39 | 47.39 | 47.39 | 47.39 | 47.39 | 47.39 | Y | South | FC
ETIWND_6_MWDETI | LA Basin | ETIWANDA RECOVERY HYDRO | 0 | 0 | 0 | 0 | 0 | 0 | 0 | 0 | 0 | 0 | 0 | 0 | N | South | FC
EXCHEC_7_UNIT 1 | Fresno | EXCHEQUER HYDRO | 90.72 | 90.72 | 90.72 | 90.72 | 90.72 | 90.72 | 90.72 | 90.72 | 90.72 | 90.72 | 90.72 | 90.72 | Y | North | FC | 96%
EXCLSG_1_SOLAR | Fresno | Excelsior Solar | 2.4 | 1.8 | 10.8 | 9 | 9.6 | 18.6 | 23.4 | 16.2 | 8.4 | 1.2 | 1.2 | 0 | N | North | FC
FELLOW_7_QFUNTS | CAISO System | Fellow QF Aggregate | 1.86 | 1.5 | 1.21 | 1.76 | 1.74 | 1.7 | 1.87 | 1.4 | 1.8 | 1.97 | 2.03 | 2.14 | N | North | FC
FLOWD2_2_FPLWND | CAISO System | DIABLO WINDS | 2.52 | 2.16 | 5.04 | 4.5 | 4.5 | 5.94 | 4.14 | 3.78 | 2.7 | 1.44 | 2.16 | 2.34 | N | North | FC
FLOWD_2_RT2WD2 | CAISO System | Ridgetop 2 | 3.83 | 3.29 | 7.67 | 6.85 | 6.85 | 9.04 | 6.3 | 5.75 | 4.11 | 2.19 | 3.29 | 3.56 | N | South | FC
FLOWD_2_WIND1 | CAISO System | Cameron Ridge 2 | 1.67 | 1.43 | 3.33 | 2.98 | 2.98 | 3.93 | 2.74 | 2.5 | 1.79 | 0.95 | 1.43 | 1.55 | N | South | FC
FMEADO_6_HELLHL | Sierra | FMEADO_6_HELLHL | 0.13 | 0.11 | 0.08 | 0.15 | 0.18 | 0.27 | 0.49 | 0.44 | 0.37 | 0.43 | 0.34 | 0.28 | N | North | FC
FMEADO_7_UNIT | Sierra | FRENCH MEADOWS HYDRO | 16 | 16 | 16 | 16 | 16 | 16 | 16 | 16 | 16 | 16 | 16 | 16 | Y | North | FC
FORBST_7_UNIT 1 | Sierra | FORBESTOWN HYDRO | 37.5 | 37.5 | 37.5 | 37.5 | 37.5 | 37.5 | 37.5 | 37.5 | 37.5 | 37.5 | 37.5 | 37.5 | Y | North | FC
FORKBU_6_UNIT | CAISO System | HYPOWER, INC. (FORKS OF BUTTE) | 4.51 | 7.04 | 9.48 | 10.97 | 6.69 | 3.37 | 0.8 | 0 | 0 | 0 | 0.39 | 1.2 | N | North | FC
FRESHW_1_SOLAR1 | Fresno | Corcoran 3 | 0 | 0 | 0 | 0 | 0 | 0 | 0 | 0 | 0 | 0 | 0 | 0 | N | North | EO
FRIANT_6_UNITS | Fresno | FRIANT DAM | 1.02 | 6.53 | 6.57 | 11.45 | 15.13 | 20.32 | 22.3 | 13.39 | 7.28 | 5.13 | 2.53 | 0.91 | N | North | FC
FRITO_1_LAY | CAISO System | FRITO-LAY | 0.17 | 0.21 | 0.13 | 0.11 | 0.1 | 0.11 | 0.09 | 0.09 | 0.12 | 0.1 | 0.13 | 0.22 | N | North | FC
FRNTBW_6_SOLAR1 | CAISO System | Frontier Solar | 0.8 | 0.6 | 3.6 | 3 | 3.2 | 6.2 | 7.8 | 5.4 | 2.8 | 0.4 | 0.4 | 0 | N | North | FC
FROGTN_1_UTICAA | Stockton | Angels Powerhouse | 0.78 | 0.81 | 0.94 | 0.84 | 0.83 | 0.71 | 0.64 | 0.56 | 0.66 | 0.64 | 0.08 | 0.56 | N | North | FC
FROGTN_1_UTICAM | Stockton | Murphys Powerhouse | 1.63 | 1.67 | 2.13 | 1.91 | 2.09 | 2.04 | 1.86 | 1.83 | 1.84 | 1.57 | 0.13 | 1.2 | N | North | FC
FTSWRD_6_TRFORK | Humboldt | Three Forks Water Power Project | 0.86 | 0.96 | 0.91 | 1.1 | 0.87 | 0.56 | 0.34 | 0.15 | 0.19 | 0.14 | 0.2 | 0.35 | N | North | PD | 80%
FTSWRD_7_QFUNTS | Humboldt | FTSWRD_7_QFUNTS | 0 | 0 | 0.01 | 0.01 | 0 | 0 | 0 | 0 | 0 | 0 | 0 | 0 | N | North | FC
FULTON_1_QF | NCNB | SMALL QF AGGREGATION - ZENIA | 0.14 | 0.12 | 0.13 | 0.16 | 0.16 | 0.12 | 0.08 | 0.04 | 0.06 | 0.06 | 0.07 | 0.11 | N | North | FC
GALE_1_SR3SR3 | CAISO System | Sunray 3 | 0.55 | 0.41 | 2.48 | 2.07 | 2.21 | 4.28 | 5.38 | 3.73 | 1.93 | 0.28 | 0.28 | 0 | N | South | FC
GANSO_1_WSTBM1 | CAISO System | Weststar Dairy Biogas | 0 | 0 | 0 | 0 | 0 | 0 | 0 | 0 | 0 | 0 | 0 | 0 | N | North | EO
GARLND_2_GARBT1 | CAISO System | Garland B BESS | 73 | 73 | 73 | 73 | 73 | 73 | 73 | 73 | 73 | 73 | 73 | 73 | Y | South | FC
GARLND_2_GASLR | CAISO System | Garland B | 4.41 | 3.79 | 22.52 | 20.05 | 22.32 | 45.27 | 57.37 | 39.23 | 19.62 | 2.57 | 2.33 | 0 | N | South | FC
GARLND_2_GASLRA | CAISO System | Garland A | 0.8 | 0.6 | 3.6 | 3 | 3.2 | 6.2 | 7.8 | 5.4 | 2.8 | 0.4 | 0.4 | 0 | N | South | FC
GARNET_1_SOLAR | LA Basin | North Palm Springs 4A | 0 | 0 | 0 | 0 | 0 | 0 | 0 | 0 | 0 | 0 | 0 | 0 | N | South | EO
GARNET_1_SOLAR2 | LA Basin | Garnet Solar Power Generation Station 1 | 0.16 | 0.12 | 0.72 | 0.6 | 0.64 | 1.24 | 1.56 | 1.08 | 0.56 | 0.08 | 0.08 | 0 | N | South | FC
GARNET_1_UNITS | LA Basin | GARNET GREEN POWER PROJECT AGGREGATE | 2.31 | 1.98 | 4.62 | 4.13 | 4.13 | 5.45 | 3.8 | 3.47 | 2.48 | 1.32 | 1.98 | 2.15 | N | South | FC
GARNET_1_WIND | LA Basin | GARNET WIND ENERGY CENTER | 0.91 | 0.78 | 1.82 | 1.63 | 1.63 | 2.15 | 1.5 | 1.37 | 0.98 | 0.52 | 0.78 | 0.85 | N | South | FC
GARNET_1_WINDS | LA Basin | Garnet Winds Aggregation | 3.15 | 2.7 | 6.3 | 5.63 | 5.63 | 7.43 | 5.18 | 4.73 | 3.38 | 1.8 | 2.7 | 2.93 | N | South | FC
GARNET_1_WT3WND | LA Basin | Wagner Wind | 0 | 0 | 0 | 0 | 0 | 0 | 0 | 0 | 0 | 0 | 0 | 0 | N | South | EO
GARNET_2_COAWD2 | LA Basin | Coachella 2 | 1.51 | 1.3 | 3.02 | 2.7 | 2.7 | 3.56 | 2.48 | 2.27 | 1.62 | 0.86 | 1.3 | 1.4 | N | South | FC
GARNET_2_HYDRO | LA Basin | Whitewater Hydro | 0.31 | 0 | 0 | 0.15 | 0.41 | 0.58 | 0.48 | 0.51 | 0.51 | 0.46 | 0.24 | 0.36 | N | South | FC
GARNET_2_WIND1 | LA Basin | Phoenix | 1.57 | 1.34 | 3.14 | 2.8 | 2.8 | 3.7 | 2.58 | 2.35 | 1.68 | 0.9 | 1.34 | 1.46 | N | South | FC
GARNET_2_WIND2 | LA Basin | Karen Avenue Wind Farm | 1.64 | 1.4 | 3.28 | 2.93 | 2.93 | 3.86 | 2.69 | 2.46 | 1.76 | 0.94 | 1.4 | 1.52 | N | South | FC
GARNET_2_WIND3 | LA Basin | San Gorgonio East | 1.76 | 1.51 | 3.53 | 3.15 | 3.15 | 4.16 | 2.9 | 2.65 | 1.89 | 1.01 | 1.51 | 1.64 | N | South | FC
GARNET_2_WIND4 | LA Basin | Windustries | 1.37 | 1.18 | 2.74 | 2.45 | 2.45 | 3.23 | 2.25 | 2.06 | 1.47 | 0.78 | 1.18 | 1.27 | N | South | FC
GARNET_2_WIND5 | LA Basin | Eastwind | 0.42 | 0.36 | 0.84 | 0.75 | 0.75 | 0.99 | 0.69 | 0.63 | 0.45 | 0.24 | 0.36 | 0.39 | N | South | FC
GARNET_2_WPMWD6 | LA Basin | WINTEC PALM | 0.83 | 0.71 | 1.66 | 1.48 | 1.48 | 1.96 | 1.36 | 1.25 | 0.89 | 0.47 | 0.71 | 0.77 | N | South | FC
GASKW1_2_GW1SR1 | CAISO System | Gaskell West 1 | 0.8 | 0.6 | 3.6 | 3 | 3.2 | 6.2 | 7.8 | 5.4 | 2.8 | 0.4 | 0.4 | 0 | N | South | FC
GATES_2_SOLAR | CAISO System | Gates Solar Station | 0.8 | 0.6 | 3.6 | 3 | 3.2 | 6.2 | 7.8 | 5.4 | 2.8 | 0.4 | 0.4 | 0 | N | North | FC
GATES_2_WSOLAR | CAISO System | West Gates Solar Station | 0.4 | 0.3 | 1.8 | 1.5 | 1.6 | 3.1 | 3.9 | 2.7 | 1.4 | 0.2 | 0.2 | 0 | N | North | FC
GATEWY_2_GESBT1 | San Diego-IV | Gateway Energy Stroage | 175 | 175 | 175 | 175 | 175 | 175 | 175 | 175 | 175 | 175 | 175 | 175 | Y | South | ID | 100% | C8 - Waiting for Remedial Action Scheme
GATWAY_2_PL1X3 | Bay Area | GATEWAY GENERATING STATION | 549.57 | 552.31 | 547.4 | 533.56 | 527.16 | 505.09 | 493.51 | 505.51 | 513.59 | 529.23 | 541 | 543.6 | Y | North | FC
GENESI_2_STG | CAISO System | Genesis Station | 10 | 7.5 | 45 | 37.5 | 40 | 77.5 | 97.5 | 67.5 | 35 | 5 | 5 | 0 | N | South | FC
GEYS11_7_UNIT11 | NCNB | GEYSERS UNIT 11 (HEALDSBURG) | 68 | 68 | 68 | 68 | 68 | 68 | 68 | 68 | 68 | 68 | 68 | 68 | Y | North | FC
GEYS12_7_UNIT12 | NCNB | GEYSERS UNIT 12 (HEALDSBURG) | 50 | 50 | 50 | 50 | 50 | 50 | 50 | 50 | 50 | 50 | 50 | 50 | Y | North | FC
GEYS13_7_UNIT13 | NCNB | GEYSERS UNIT 13 (HEALDSBURG) | 56 | 56 | 56 | 56 | 56 | 56 | 56 | 56 | 56 | 56 | 56 | 56 | Y | North | FC
GEYS14_7_UNIT14 | NCNB | GEYSERS UNIT 14 (HEALDSBURG) | 50 | 50 | 50 | 50 | 50 | 50 | 50 | 50 | 50 | 50 | 50 | 50 | Y | North | FC
GEYS16_7_UNIT16 | NCNB | GEYSERS UNIT 16 (HEALDSBURG) | 49 | 49 | 49 | 49 | 49 | 49 | 49 | 49 | 49 | 49 | 49 | 49 | Y | North | FC
GEYS17_7_UNIT17 | NCNB | GEYSERS UNIT 17 (HEALDSBURG) | 56 | 56 | 56 | 56 | 56 | 56 | 56 | 56 | 56 | 56 | 56 | 56 | Y | North | FC
GEYS18_7_UNIT18 | NCNB | GEYSERS UNIT 18 (HEALDSBURG) | 45 | 45 | 45 | 45 | 45 | 45 | 45 | 45 | 45 | 45 | 45 | 45 | Y | North | FC
GEYS20_7_UNIT20 | NCNB | GEYSERS UNIT 20 (HEALDSBURG) | 50 | 50 | 50 | 50 | 50 | 50 | 50 | 50 | 50 | 50 | 50 | 50 | Y | North | FC
GIFENS_6_BUGSL1 | Fresno | Burford Giffen | 0.8 | 0.6 | 3.6 | 3 | 3.2 | 6.2 | 7.8 | 5.4 | 2.8 | 0.4 | 0.4 | 0 | N | North | FC
GIFFEN_6_SOLAR | Fresno | Giffen Solar Station | 0.4 | 0.3 | 1.8 | 1.5 | 1.6 | 3.1 | 3.9 | 2.7 | 1.4 | 0.2 | 0.2 | 0 | N | North | FC
GIFFEN_6_SOLAR1 | Fresno | Aspiration Solar G | 0 | 0 | 0 | 0 | 0 | 0 | 0 | 0 | 0 | 0 | 0 | 0 | N | North | EO
GILROY_1_UNIT | Bay Area | GILROY COGEN AGGREGATE | 120 | 120 | 120 | 120 | 115 | 115 | 115 | 115 | 115 | 120 | 120 | 120 | Y | North | FC
GILRPP_1_PL1X2 | Bay Area | GILROY ENERGY CENTER UNITS 1&2 AGGREGATE | 95.2 | 95.2 | 95.2 | 95.2 | 95.2 | 95.2 | 95.2 | 95.2 | 95.2 | 95.2 | 95.2 | 95.2 | Y | North | FC
GILRPP_1_PL3X4 | Bay Area | GILROY ENERGY CENTER, UNIT #3 | 46.2 | 46.2 | 46.2 | 46.2 | 46.2 | 46.2 | 46.2 | 46.2 | 46.2 | 46.2 | 46.2 | 46.2 | Y | North | FC
GLDFGR_6_SOLAR1 | Big Creek-Ventura | Portal Ridge B | 0.8 | 0.6 | 3.6 | 3 | 3.2 | 6.2 | 7.8 | 5.4 | 2.8 | 0.4 | 0.4 | 0 | N | South | FC
GLDFGR_6_SOLAR2 | Big Creek-Ventura | Portal Ridge C | 0.46 | 0.34 | 2.05 | 1.71 | 1.82 | 3.53 | 4.45 | 3.08 | 1.6 | 0.23 | 0.23 | 0 | N | South | FC
GLDTWN_6_COLUM3 | CAISO System | Columbia 3 | 0.4 | 0.3 | 1.8 | 1.5 | 1.6 | 3.1 | 3.9 | 2.7 | 1.4 | 0.2 | 0.2 | 0 | N | South | FC
GLDTWN_6_SOLAR | CAISO System | Rio Grande | 0.2 | 0.15 | 0.9 | 0.75 | 0.8 | 1.55 | 1.95 | 1.35 | 0.7 | 0.1 | 0.1 | 0 | N | South | FC
GLNARM_2_UNIT 5 | LA Basin | Glenarm Turbine 5 | 65 | 65 | 65 | 65 | 65 | 65 | 65 | 65 | 65 | 65 | 65 | 65 | Y | South | PD | 65.00
GLNARM_7_UNIT 1 | LA Basin | GLEN ARM UNIT 1 | 18 | 18 | 18 | 18 | 18 | 18 | 18 | 18 | 18 | 18 | 18 | 18 | Y | South | FC
GLNARM_7_UNIT 2 | LA Basin | GLEN ARM UNIT 2 | 18.8 | 18.8 | 18.8 | 18.8 | 18.8 | 18.8 | 18.8 | 18.8 | 18.8 | 18.8 | 18.8 | 18.8 | Y | South | FC
GLNARM_7_UNIT 3 | LA Basin | GLEN ARM UNIT 3 | 44.83 | 44.83 | 44.83 | 44.83 | 44.83 | 44.83 | 44.83 | 44.83 | 44.83 | 44.83 | 44.83 | 44.83 | Y | South | FC
GLNARM_7_UNIT 4 | LA Basin | GLEN ARM UNIT 4 | 42.42 | 42.42 | 42.42 | 42.42 | 42.42 | 42.42 | 42.42 | 42.42 | 42.42 | 42.42 | 42.42 | 42.42 | Y | South | FC
GLOW_6_SOLAR | Big Creek-Ventura | Antelope Power Plant | 0 | 0 | 0 | 0 | 0 | 0 | 0 | 0 | 0 | 0 | 0 | 0 | N | South | EO
GOLETA_2_QF | Big Creek-Ventura | GOLETA QFS | 0.01 | 0 | 0 | 0.02 | 0.04 | 0.06 | 0.11 | 0.09 | 0.11 | 0.09 | 0.04 | 0.04 | N | South | FC
GOLETA_2_VALBT1 | Big Creek-Ventura | Vallecito Energy Storage | 10 | 10 | 10 | 10 | 10 | 10 | 10 | 10 | 10 | 10 | 10 | 10 | Y | South | FC
GOLETA_6_ELLWOD | Big Creek-Ventura | ELLWOOD ENERGY SUPPORT FACILITY | 54 | 54 | 54 | 54 | 54 | 54 | 54 | 54 | 54 | 54 | 54 | 54 | Y | South | FC
GOLETA_6_EXGEN | Big Creek-Ventura | EXXON COMPANY USA | 0 | 0 | 0 | 0 | 0 | 0 | 0 | 0 | 0 | 0 | 0 | 0 | N | South | FC
GONZLS_6_UNIT | CAISO System | Johnson Canyon Landfill | 1.42 | 1.41 | 1.42 | 1.4 | 1.33 | 1.41 | 1.4 | 1.4 | 1.41 | 1.41 | 1.41 | 1.4 | N | North | FC
GOOSLK_1_SOLAR1 | CAISO System | Goose Lake | 0.48 | 0.36 | 2.16 | 1.8 | 1.92 | 3.72 | 4.68 | 3.24 | 1.68 | 0.24 | 0.24 | 0 | N | North | FC
GRIDLY_6_SOLAR | Sierra | GRIDLEY MAIN TWO | 0 | 0 | 0 | 0 | 0 | 0 | 0 | 0 | 0 | 0 | 0 | 0 | N | North | EO
GRIZLY_1_UNIT 1 | Sierra | GRIZZLY HYDRO | 20 | 20 | 20 | 20 | 20 | 20 | 20 | 20 | 20 | 20 | 20 | 20 | Y | North | FC
GRNLF2_1_UNIT | Sierra | GREENLEAF II COGEN | 49.2 | 49.2 | 49.2 | 49.2 | 49.2 | 49.2 | 49.2 | 49.2 | 49.2 | 49.2 | 49.2 | 49.2 | Y | North | FC
GRNVLY_7_SCLAND | CAISO System | SANTA CRUZ LANDFILL GENERATING PLANT | 2.91 | 2.78 | 2.97 | 2.99 | 2.95 | 2.85 | 2.58 | 2.81 | 2.79 | 2.95 | 2.98 | 2.99 | N | North | FC
GRSCRK_6_BGCKWW | CAISO System | BIG CREEK WATER WORKS - CEDAR FLAT | 0.9 | 1.23 | 1.82 | 2.46 | 1.55 | 0.25 | 0 | 0 | 0 | 0 | 0 | 0 | N | North | FC
GRZZLY_1_BERKLY | Bay Area | Berkeley Cogeneration | 7.93 | 0.66 | 0.6 | 0.91 | 1 | 0.74 | 0.99 | 0.61 | 0.18 | 0.19 | 0.31 | 0.38 | N | North | FC
GUERNS_6_HD3BM3 | Fresno | Hanford Digester Genset 3 | 0 | 0 | 0 | 0 | 0 | 0 | 0 | 0 | 0 | 0 | 0 | 0 | Y | North | EO
GUERNS_6_SOLAR | Fresno | Guernsey Solar Station | 0.8 | 0.6 | 3.6 | 3 | 3.2 | 6.2 | 7.8 | 5.4 | 2.8 | 0.4 | 0.4 | 0 | N | North | FC
GUERNS_6_VH2BM1 | Fresno | Hanford Digester Genset 2 | 0 | 0 | 0 | 0 | 0 | 0 | 0 | 0 | 0 | 0 | 0 | 0 | Y | North | EO
GWFPWR_1_UNITS | Fresno | Hanford Peaker Plant | 97.07 | 96.61 | 96.06 | 93.55 | 92.23 | 90.08 | 88.36 | 88.9 | 90.57 | 94.17 | 96.76 | 97.2 | Y | North | FC
GYS5X6_7_UNITS | NCNB | GEYSERS UNITS 5 & 6 AGGREGATE | 85 | 85 | 85 | 85 | 85 | 85 | 85 | 85 | 85 | 85 | 85 | 85 | Y | North | FC
GYS7X8_7_UNITS | NCNB | GEYSERS UNITS 7 & 8 AGGREGATE | 95.8 | 95.8 | 95.8 | 95.8 | 95.8 | 95.8 | 95.8 | 95.8 | 95.8 | 95.8 | 95.8 | 95.8 | Y | North | FC
GYSRVL_7_WSPRNG | NCNB | Warm Springs Hydro | 0.35 | 0.37 | 0.38 | 0.04 | 0 | 0 | 0 | 0 | 0 | 0 | 0.03 | 0.28 | N | North | FC
HAASPH_7_PL1X2 | Fresno | HAAS PH UNIT 1 & 2 AGGREGATE | 115.2 | 115.2 | 115.2 | 115.2 | 129.6 | 139.2 | 144 | 144 | 129.6 | 115.2 | 115.2 | 115.2 | Y | North | FC
HALSEY_6_UNIT | Sierra | HALSEY HYDRO | 2 | 3.02 | 2.72 | 4.01 | 4.88 | 5.36 | 6.16 | 5.76 | 4.5 | 0 | 0 | 1.6 | Y | North | FC
HARBGN_7_UNITS | LA Basin | HARBOR COGEN COMBINED CYCLE | 100 | 100 | 100 | 100 | 100 | 100 | 100 | 100 | 100 | 100 | 100 | 100 | Y | South | FC
HARDWK_6_STWBM1 | Fresno | Still Water Ranch Dairy | 0 | 0 | 0 | 0 | 0 | 0 | 0 | 0 | 0 | 0 | 0 | 0 | Y | North | EO
HATCR1_7_UNIT | CAISO System | Hat Creek #1 | 4.34 | 4.16 | 4.4 | 4.27 | 3.62 | 3.81 | 3.45 | 3.19 | 2.51 | 2.44 | 4.17 | 4.32 | N | North | FC
HATCR2_7_UNIT | CAISO System | Hat Creek #2 | 5.16 | 5.05 | 5.08 | 4.55 | 4.63 | 4.99 | 4.55 | 4.48 | 4.01 | 4.52 | 3.69 | 3.42 | N | North | FC
HATLOS_6_BWDHY1 | CAISO System | Bidwell Ditch | 1.36 | 1.38 | 1.44 | 1.42 | 0.93 | 0.79 | 0.9 | 0.89 | 1.05 | 1.3 | 1.4 | 1.37 | N | North | FC
HATLOS_6_LSCRK | CAISO System | Lost Creek 1 & 2 Hydro Conversion | 0.97 | 0.99 | 1.08 | 1.05 | 0.98 | 0.92 | 0.99 | 0.98 | 0.98 | 0.98 | 0.99 | 0.96 | N | North | FC
HATRDG_2_WIND | CAISO System | Hatchet Ridge Wind Farm | 14.28 | 12.24 | 28.56 | 25.5 | 25.5 | 33.66 | 23.46 | 21.42 | 15.3 | 8.16 | 12.24 | 13.26 | N | North | FC
HAYPRS_6_HAYHD1 | Sierra | Haypress Lower | 0.39 | 0.18 | 1.1 | 3.31 | 4.01 | 2.72 | 0.69 | 0.04 | 0 | 0 | 0.14 | 0.07 | N | North | FC
HAYPRS_6_HAYHD2 | Sierra | Haypress Middle | 0.39 | 0.18 | 1.1 | 3.31 | 4.01 | 2.72 | 0.69 | 0.04 | 0 | 0 | 0.14 | 0.07 | N | North | FC
HELMPG_7_UNIT 1 | Fresno | HELMS PUMP-GEN UNIT 1 | 407 | 407 | 407 | 407 | 407 | 407 | 407 | 407 | 407 | 407 | 407 | 407 | Y | North | FC
HELMPG_7_UNIT 2 | Fresno | HELMS PUMP-GEN UNIT 2 | 407 | 407 | 407 | 407 | 407 | 407 | 407 | 407 | 407 | 407 | 407 | 407 | Y | North | FC
HELMPG_7_UNIT 3 | Fresno | HELMS PUMP-GEN UNIT 3 | 404 | 404 | 404 | 404 | 404 | 404 | 404 | 404 | 404 | 404 | 404 | 404 | Y | North | FC
HENRTA_6_HDEBT1 | Fresno | Henrietta D Energy Storage | 10 | 10 | 10 | 10 | 10 | 10 | 10 | 10 | 10 | 10 | 10 | 10 | Y | North | ID | 100% | 17DGD Waiting for Bellota-Warnerville 230 kV reconductoring, Gates nr13 500-230 kV transformer, Reconductor Los Banos-Padre Flat-Panoche 230 kV and many other
HENRTA_6_SOLAR1 | Fresno | Lemoore 1 | 0.06 | 0.05 | 0.27 | 0.23 | 0.24 | 0.47 | 0.59 | 0.41 | 0.21 | 0.03 | 0.03 | 0 | N | North | ID | 100% | 18DGD Waiting for Bellota-Warnerville 230 kV reconductoring, Gates #13 500/230 kV transformer, Reconductor Los Banos-Padre Flat-Panoche 230 kV and many other
HENRTA_6_SOLAR2 | Fresno | Westside Solar Power PV1 | 0 | 0 | 0 | 0 | 0 | 0 | 0 | 0 | 0 | 0 | 0 | 0 | N | North | EO
HENRTA_6_UNITA1 | Fresno | GWF HENRIETTA PEAKER PLANT UNIT 1 | 48.35 | 48.44 | 48.2 | 47.16 | 46.44 | 45.44 | 44.23 | 44.6 | 45.46 | 47.01 | 48.56 | 48.46 | Y | North | FC
HENRTA_6_UNITA2 | Fresno | GWF HENRIETTA PEAKER PLANT UNIT 2 | 48.12 | 48.24 | 47.9 | 46.96 | 46.08 | 45.31 | 44.18 | 44.59 | 45.56 | 47.02 | 48.23 | 48.14 | Y | North | FC
HENRTS_1_SOLAR | Fresno | Henrietta Solar Project | 4 | 3 | 18 | 15 | 16 | 31 | 39 | 27 | 14 | 2 | 2 | 0 | N | North | FC
HIDSRT_2_UNITS | CAISO System | HIGH DESERT POWER PROJECT AGGREGATE | 830 | 830 | 830 | 830 | 830 | 830 | 830 | 830 | 830 | 830 | 830 | 830 | Y | South | ID | 100%
HIGGNS_1_COMBIE | Sierra | Combie South | 0.92 | 0.91 | 1.03 | 1.07 | 1.17 | 0.89 | 0.82 | 0.67 | 0.67 | 0.65 | 0.85 | 0.74 | N | North | FC
HIGGNS_7_QFUNTS | Sierra | HIGGNS_7_QFUNTS | 0.14 | 0.11 | 0.2 | 0.22 | 0.25 | 0.25 | 0.25 | 0.25 | 0.23 | 0.05 | 0 | 0.07 | N | North | FC
HIGHDS_2_H5SBT1 | CAISO System | High 5 Solar BESS | 50 | 50 | 50 | 50 | 50 | 50 | 50 | 50 | 50 | 50 | 50 | 50 | Y | South | FC
HIGHDS_2_H5SSR1 | CAISO System | High 5 Solar | 2.11 | 1.93 | 12.05 | 11.04 | 12.17 | 24.26 | 30.29 | 20.55 | 10.2 | 1.36 | 1.16 | 0 | N | South | FC
HILAND_7_YOLOWD | NCNB | CLEAR LAKE UNIT 1 | 0 | 0 | 0 | 0 | 0 | 0 | 0 | 0 | 0 | 0 | 0 | 0 | N | North | EO
HINSON_6_CARBGN | LA Basin | BP WILMINGTON CALCINER | 27.25 | 15.83 | 15.7 | 27.74 | 25.11 | 27.81 | 27.39 | 29.41 | 26.51 | 28.96 | 26.08 | 27.56 | N | South | FC
HINSON_6_LBECH1 | LA Basin | Long Beach Unit 1 | 63 | 63 | 63 | 63 | 63 | 63 | 63 | 63 | 63 | 63 | 63 | 63 | Y | South | FC
HINSON_6_LBECH2 | LA Basin | Long Beach Unit 2 | 63 | 63 | 63 | 63 | 63 | 63 | 63 | 63 | 63 | 63 | 63 | 63 | Y | South | FC
HINSON_6_LBECH3 | LA Basin | Long Beach Unit 3 | 63 | 63 | 63 | 63 | 63 | 63 | 63 | 63 | 63 | 63 | 63 | 63 | Y | South | FC
HINSON_6_LBECH4 | LA Basin | Long Beach Unit 4 | 63 | 63 | 63 | 63 | 63 | 63 | 63 | 63 | 63 | 63 | 63 | 63 | Y | South | FC
HINSON_6_SERRGN | LA Basin | Southeast Resource Recovery | 34 | 34 | 34 | 34 | 34 | 34 | 34 | 34 | 34 | 34 | 34 | 34 | Y | South | FC
HNTGBH_2_PL1X3 | LA Basin | Huntington Beach Energy | 673.8 | 673.8 | 673.8 | 673.8 | 673.8 | 673.8 | 673.8 | 673.8 | 673.8 | 673.8 | 673.8 | 673.8 | Y | South | FC
HNTGBH_7_UNIT 2 | LA Basin | HUNTINGTON BEACH GEN STA. UNIT 2 | 226.84 | 226.84 | 226.84 | 226.84 | 226.84 | 226.84 | 226.84 | 226.84 | 226.84 | 226.84 | 226.84 | 226.84 | Y | South | FC
HOLGAT_1_BORAX | CAISO System | U.S. Borax, Unit 1 | 4.9 | 4.86 | 4.75 | 0.16 | 4.85 | 3.9 | 4.15 | 3.49 | 3.37 | 4.73 | 5.8 | 6.16 | N | South | FC
HOLSTR_1_SOLAR | CAISO System | San Benito Smart Park | 0 | 0 | 0 | 0 | 0 | 0 | 0 | 0 | 0 | 0 | 0 | 0 | N | North | EO
HOLSTR_1_SOLAR2 | CAISO System | Hollister Solar | 0.06 | 0.05 | 0.27 | 0.23 | 0.24 | 0.47 | 0.59 | 0.41 | 0.21 | 0.03 | 0.03 | 0 | N | North | FC
HUMBPP_1_UNITS3 | Humboldt | Humboldt Bay Generating Station 3 | 65.08 | 65.08 | 65.08 | 65.08 | 65.08 | 65.08 | 65.08 | 65.08 | 65.08 | 65.08 | 65.08 | 65.08 | Y | North | FC
HUMBPP_6_UNITS | Humboldt | Humboldt Bay Generating Station 1 | 97.62 | 97.62 | 97.62 | 97.62 | 97.62 | 97.62 | 97.62 | 97.62 | 97.62 | 97.62 | 97.62 | 97.62 | Y | North | FC
HURON_6_SOLAR | Fresno | Huron Solar Station | 0.8 | 0.6 | 3.6 | 3 | 3.2 | 6.2 | 7.8 | 5.4 | 2.8 | 0.4 | 0.4 | 0 | N | North | FC
HYTTHM_2_UNITS | CAISO System | HYATT-THERMALITO PUMP-GEN (AGGREGATE) | 97.38 | 65.48 | 58.66 | 136.31 | 232.54 | 376.77 | 587.02 | 507.54 | 344.47 | 229.62 | 233.51 | 184.94 | Y | North | FC
IGNACO_1_QF | NCNB | SMALL QF AGGREGATION - VALLEJO/DINSMORE | 0.01 | 0.01 | 0.01 | 0.01 | 0.01 | 0.01 | 0.01 | 0 | 0 | 0 | 0 | 0 | N | North | FC
INDIGO_1_UNIT 1 | LA Basin | INDIGO PEAKER UNIT 1 | 45 | 45 | 45 | 45 | 45 | 45 | 45 | 45 | 45 | 45 | 45 | 45 | Y | South | FC
INDIGO_1_UNIT 2 | LA Basin | INDIGO PEAKER UNIT 2 | 45 | 45 | 45 | 45 | 45 | 45 | 45 | 45 | 45 | 45 | 45 | 45 | Y | South | FC
INDIGO_1_UNIT 3 | LA Basin | INDIGO PEAKER UNIT 3 | 45 | 45 | 45 | 45 | 45 | 45 | 45 | 45 | 45 | 45 | 45 | 45 | Y | South | FC
INDVLY_1_UNITS | NCNB | Indian Valley Hydro | 0 | 0 | 0.53 | 1.13 | 1.55 | 2 | 1.61 | 1.59 | 1.33 | 0.15 | 0 | 0 | N | North | FC
INTKEP_2_UNITS | CAISO System | CCSF Hetch_Hetchy Hydro Aggregate | 307 | 307 | 307 | 307 | 307 | 307 | 307 | 307 | 239 | 300 | 307 | 307 | Y | North | FC
INTTRB_6_UNIT | Fresno | International Turbine Research | 2.58 | 2.21 | 5.15 | 4.6 | 4.6 | 6.07 | 4.23 | 3.86 | 2.76 | 1.47 | 2.21 | 2.39 | N | North | FC
IVANPA_1_UNIT1 | CAISO System | Ivanpah 1 | 5.04 | 3.78 | 22.68 | 18.9 | 20.16 | 39.06 | 49.14 | 34.02 | 17.64 | 2.52 | 2.52 | 0 | N | South | FC
IVANPA_1_UNIT2 | CAISO System | Ivanpah 2 | 5.32 | 3.99 | 23.94 | 19.95 | 21.28 | 41.23 | 51.87 | 35.91 | 18.62 | 2.66 | 2.66 | 0 | N | South | FC
IVANPA_1_UNIT3 | CAISO System | Ivanpah 3 | 5.32 | 3.99 | 23.94 | 19.95 | 21.28 | 41.23 | 51.87 | 35.91 | 18.62 | 2.66 | 2.66 | 0 | N | South | FC
IVSLR2_2_SM2SR1 | San Diego-IV | Silver Ridge Mount Signal 2 | 6 | 4.5 | 27 | 22.5 | 24 | 46.5 | 58.5 | 40.5 | 21 | 3 | 3 | 0 | N | South | FC
IVSLRP_2_SOLAR1 | San Diego-IV | Silver Ridge Mount Signal | 8 | 6 | 36 | 30 | 32 | 62 | 78 | 54 | 28 | 4 | 4 | 0 | N | South | FC
IVWEST_2_SOLAR1 | San Diego-IV | Imperial Valley West ( Q # 608) | 6 | 4.5 | 27 | 22.5 | 24 | 46.5 | 58.5 | 40.5 | 21 | 3 | 3 | 0 | N | South | FC
JACMSR_1_JACSR1 | San Diego-IV | Jacumba Solar Farm | 0.8 | 0.6 | 3.6 | 3 | 3.2 | 6.2 | 7.8 | 5.4 | 2.8 | 0.4 | 0.4 | 0 | N | South | FC
JAWBNE_2_NSRWND | CAISO System | North Sky River Wind Project | 22.4 | 19.2 | 44.8 | 40 | 40 | 52.8 | 36.8 | 33.6 | 24 | 12.8 | 19.2 | 20.8 | N | South | FC
JAWBNE_2_SRWND | CAISO System | Sky River Wind Repower A | 4.2 | 3.6 | 8.4 | 7.5 | 7.5 | 9.9 | 6.9 | 6.3 | 4.5 | 2.4 | 3.6 | 3.9 | N | South | FC
JAWBNE_2_SRWWD2 | CAISO System | Sky River Wind Repower B | 4.23 | 3.62 | 8.46 | 7.55 | 7.55 | 9.97 | 6.95 | 6.34 | 4.53 | 2.42 | 3.62 | 3.93 | N | South | FC
JAYNE_6_WLSLR | Fresno | Westlands Solar Farm PV 1 | 0 | 0 | 0 | 0 | 0 | 0 | 0 | 0 | 0 | 0 | 0 | 0 | N | North | EO
JOANEC_2_STABT1 | LA Basin | Santa Ana Storage 1 | 20 | 20 | 20 | 20 | 20 | 20 | 20 | 20 | 20 | 20 | 20 | 20 | Y | South | FC
JOHANN_2_JOSBT1 | LA Basin | Johanna Storage 1 | 10 | 10 | 10 | 10 | 10 | 10 | 10 | 10 | 10 | 10 | 10 | 10 | Y | South | FC
JOHANN_2_JOSBT2 | LA Basin | Johanna Storage 2 | 10 | 10 | 10 | 10 | 10 | 10 | 10 | 10 | 10 | 10 | 10 | 10 | Y | South | FC
JOHANN_2_OCEBT2 | LA Basin | Orange County Energy Storage 2 |  | 9 | 9 | 9 | 9 | 9 | 9 | 9 | 9 | 9 | 9 | 9 | Y | South | FC
JOHANN_2_OCEBT3 | LA Basin | Orange County Energy Storage 3 |  | 6 | 6 | 6 | 6 | 6 | 6 | 6 | 6 | 6 | 6 | 6 | Y | South | FC
KANSAS_6_SOLAR | Fresno | RE Kansas South | 0 | 0 | 0 | 0 | 0 | 0 | 0 | 0 | 0 | 0 | 0 | 0 | N | North | EO
KEKAWK_6_UNIT | Humboldt | STS HYDROPOWER LTD. (KEKAWAKA) | 0.81 | 0.09 | 1.43 | 0.97 | 0.05 | 0 | 0 | 0 | 0 | 0 | 0.04 | 0.06 | N | North | FC
KELSO_2_UNITS | Bay Area | Mariposa Energy | 198.03 | 198.03 | 198.03 | 198.03 | 196.09 | 192.88 | 192.44 | 191.43 | 192.88 | 198.03 | 198.03 | 198.03 | Y | North | FC
KELYRG_6_UNIT | Sierra | KELLY RIDGE HYDRO | 11 | 11 | 11 | 11 | 11 | 11 | 11 | 11 | 11 | 11 | 11 | 11 | Y | North | FC
KERKH2_7_UNIT 1 | Fresno | KERKHOFF PH 2 UNIT #1 | 29.76 | 32 | 36 | 36 | 112.9 | 80.28 | 92.48 | 84 | 75 | 0 | 0 | 4 | Y | North | FC
KERMAN_6_SOLAR1 | Fresno | Fresno Solar South | 0 | 0 | 0 | 0 | 0 | 0 | 0 | 0 | 0 | 0 | 0 | 0 | N | North | EO
KERMAN_6_SOLAR2 | Fresno | Fresno Solar West | 0 | 0 | 0 | 0 | 0 | 0 | 0 | 0 | 0 | 0 | 0 | 0 | N | North | EO
KERNFT_1_UNITS | Kern | KERN FRONT LIMITED | 52.4 | 52.4 | 52.4 | 52.4 | 52.4 | 52.4 | 52.4 | 52.4 | 52.4 | 52.4 | 52.4 | 52.4 | Y | North | FC
KERNRG_1_UNITS | CAISO System | South Belridge Cogen Facility | 0.17 | 0.1 | 0.13 | 0.14 | 0.08 | 0.15 | 0.1 | 0.14 | 0.14 | 0.25 | 0.29 | 0.31 | N | North | FC
KERRGN_1_UNIT 1 | Big Creek-Ventura | KERN RIVER HYDRO UNITS 1-4 AGGREGATE | 16.68 | 6.93 | 20.25 | 23.96 | 24.62 | 23.62 | 24.25 | 24.02 | 19.17 | 12.72 | 12.58 | 15.04 | N | South | FC
KINGCO_1_KINGBR | Fresno | Kingsburg Cogen | 34.5 | 34.5 | 34.5 | 34.5 | 34.5 | 34.5 | 34.5 | 34.5 | 34.5 | 34.5 | 34.5 | 34.5 | Y | North | FC
KINGRV_7_UNIT 1 | Fresno | KINGS RIVER HYDRO UNIT 1 | 32 | 5.6 | 11.2 | 11.2 | 11.2 | 35.52 | 37.12 | 36.8 | 33.16 | 32 | 32 | 38.4 | Y | North | FC
KIRKER_7_KELCYN | Bay Area | KELLER CANYON LANDFILL GEN FACILICITY | 3.56 | 3.55 | 3.54 | 3.56 | 3.56 | 3.35 | 3.55 | 3.37 | 3.56 | 3.54 | 3.56 | 3.56 | N | North | FC
KNGBRD_2_SOLAR1 | CAISO System | Kingbird Solar A | 0.8 | 0.6 | 3.6 | 3 | 3.2 | 6.2 | 7.8 | 5.4 | 2.8 | 0.4 | 0.4 | 0 | N | South | FC
KNGBRD_2_SOLAR2 | CAISO System | Kingbird Solar B | 0.8 | 0.6 | 3.6 | 3 | 3.2 | 6.2 | 7.8 | 5.4 | 2.8 | 0.4 | 0.4 | 0 | N | South | FC
KNGBRG_1_KBSLR1 | Fresno | Kingsburg1 | 0 | 0 | 0 | 0 | 0 | 0 | 0 | 0 | 0 | 0 | 0 | 0 | N | North | EO
KNGBRG_1_KBSLR2 | Fresno | Kingsburg2 | 0 | 0 | 0 | 0 | 0 | 0 | 0 | 0 | 0 | 0 | 0 | 0 | N | North | EO
KNGCTY_6_UNITA1 | CAISO System | King City Energy Center, Unit 1 | 44.6 | 44.6 | 44.6 | 44.6 | 44.6 | 44.6 | 44.6 | 44.6 | 44.6 | 44.6 | 44.6 | 44.6 | Y | North | FC
KNTSTH_6_SOLAR | Fresno | Kent South | 0 | 0 | 0 | 0 | 0 | 0 | 0 | 0 | 0 | 0 | 0 | 0 | N | North | EO
KRAMER_2_SEGS 8 | CAISO System | KRAMER JUNCTION 8 | 3.2 | 2.4 | 14.4 | 12 | 12.8 | 24.8 | 31.2 | 21.6 | 11.2 | 1.6 | 1.6 | 0 | N | South | FC
KRAMER_2_SEGS 9 | CAISO System | Kramer Junction 9 | 3.2 | 2.4 | 14.4 | 12 | 12.8 | 24.8 | 31.2 | 21.6 | 11.2 | 1.6 | 1.6 | 0 | N | South | FC
KRNCNY_6_UNIT | CAISO System | KERN CANYON POWERHOUSE | 1.63 | 2.12 | 3.26 | 4.08 | 4.5 | 4.85 | 4.74 | 3.25 | 0.99 | 1.17 | 0.8 | 1.06 | N | North | FC
KYCORA_6_KMSBT1 | San Diego-IV | Kearny Mesa Storage | 0 | 0 | 0 | 0 | 0 | 0 | 0 | 0 | 0 | 0 | 0 | 0 | Y | South | EO
LACIEN_2_VENICE | LA Basin | MWD Venice Hydroelectric Recovery Plant | 0 | 0 | 0 | 0 | 0 | 0 | 0 | 0 | 0 | 0 | 0 | 0 | N | South | FC
LAKHDG_6_UNIT 1 | San Diego-IV | Lake Hodges Pumped Storage-Unit1 | 20 | 20 | 20 | 20 | 20 | 20 | 20 | 20 | 20 | 20 | 20 | 20 | Y | South | FC
LAKHDG_6_UNIT 2 | San Diego-IV | Lake Hodges Pumped Storage-Unit2 | 20 | 20 | 20 | 20 | 20 | 20 | 20 | 20 | 20 | 20 | 20 | 20 | Y | South | FC
LAMONT_1_SOLAR1 | Kern | Regulus Solar | 2.4 | 1.8 | 10.8 | 9 | 9.6 | 18.6 | 23.4 | 16.2 | 8.4 | 1.2 | 1.2 | 0 | N | North | FC
LAMONT_1_SOLAR2 | Kern | Redwood Solar Farm 4 | 0.8 | 0.6 | 3.6 | 3 | 3.2 | 6.2 | 7.8 | 5.4 | 2.8 | 0.4 | 0.4 | 0 | N | North | FC
LAMONT_1_SOLAR3 | Kern | Woodmere Solar Farm | 0.6 | 0.45 | 2.7 | 2.25 | 2.4 | 4.65 | 5.85 | 4.05 | 2.1 | 0.3 | 0.3 | 0 | N | North | FC
LAMONT_1_SOLAR4 | Kern | Hayworth Solar Farm | 1.07 | 0.8 | 4.8 | 4 | 4.27 | 8.26 | 10.4 | 7.2 | 3.73 | 0.53 | 0.53 | 0 | N | North | FC
LAMONT_1_SOLAR5 | Kern | Redcrest Solar Farm | 0.67 | 0.5 | 3 | 2.5 | 2.67 | 5.16 | 6.5 | 4.5 | 2.33 | 0.33 | 0.33 | 0 | N | North | FC
LAPAC_6_UNIT | Humboldt | LOUISIANA PACIFIC SAMOA | 0 | 0 | 0 | 0 | 0 | 0 | 0 | 0 | 0 | 0 | 0 | 0 | N | North | EO
LAPLMA_2_UNIT 1 | CAISO System | La Paloma Generating Plant Unit #1 | 259.8 | 259.8 | 259.8 | 259.8 | 259.8 | 259.8 | 259.8 | 259.8 | 259.8 | 259.8 | 259.8 | 259.8 | Y | North | FC
LAPLMA_2_UNIT 2 | CAISO System | La Paloma Generating Plant Unit #2 | 260.2 | 260.2 | 260.2 | 260.2 | 260.2 | 260.2 | 260.2 | 260.2 | 260.2 | 260.2 | 260.2 | 260.2 | Y | North | FC
LAPLMA_2_UNIT 3 | CAISO System | La Paloma Generating Plant Unit #3 | 256.15 | 256.15 | 256.15 | 256.15 | 256.15 | 256.15 | 256.15 | 256.15 | 256.15 | 256.15 | 256.15 | 256.15 | Y | North | FC
LAPLMA_2_UNIT 4 | CAISO System | LA PALOMA GENERATING PLANT, UNIT #4 | 253.29 | 253.29 | 253.29 | 253.29 | 253.29 | 253.29 | 253.29 | 253.29 | 253.29 | 253.29 | 253.29 | 253.29 | Y | North | FC
LARKSP_6_UNIT 1 | San Diego-IV | LARKSPUR PEAKER UNIT 1 | 46.1 | 46.1 | 46.1 | 46.1 | 46.1 | 46.1 | 46.1 | 46.1 | 46.1 | 46.1 | 46.1 | 46.1 | Y | South | FC
LARKSP_6_UNIT 2 | San Diego-IV | LARKSPUR PEAKER UNIT 2 | 47.98 | 47.98 | 47.98 | 47.98 | 47.98 | 47.98 | 47.98 | 47.98 | 47.98 | 47.98 | 47.98 | 47.98 | Y | South | FC
LAROA2_2_UNITA1 | San Diego-IV | LR2 | 322 | 322 | 322 | 322 | 322 | 322 | 322 | 322 | 322 | 322 | 322 | 322 | Y | South | FC
LASSEN_6_UNITS | CAISO System | Honey Lake Power | 30 | 30 | 30 | 30 | 30 | 30 | 30 | 30 | 30 | 30 | 30 | 30 | Y | North | FC
LAWRNC_7_SUNYVL | Bay Area | City of Sunnyvale Unit 1 and 2 | 0.03 | 0.01 | 0 | 0 | 0.03 | 0.03 | 0.02 | 0.02 | 0.02 | 0.03 | 0.04 | 0.06 | N | North | FC
LEBECS_2_UNITS | Big Creek-Ventura | Pastoria Energy Facility | 799 | 799 | 795 | 785 | 775 | 770 | 775 | 775 | 775 | 785 | 799 | 799 | Y | South | FC
LECEF_1_UNITS | Bay Area | LOS ESTEROS ENERGY FACILITY AGGREGATE | 304 | 304 | 304 | 303 | 303 | 303 | 302 | 301.5 | 303 | 304 | 304 | 304 | Y | North | FC
LEPRFD_1_KANSAS | Fresno | Kansas | 0.8 | 0.6 | 3.6 | 3 | 3.2 | 6.2 | 7.8 | 5.4 | 2.8 | 0.4 | 0.4 | 0 | N | North | FC
LGHTHP_6_ICEGEN | LA Basin | CARSON COGENERATION | 48 | 48 | 48 | 48 | 48 | 48 | 48 | 48 | 48 | 48 | 48 | 48 | Y | South | FC
LHILLS_6_SOLAR1 | CAISO System | Lost Hills Solar | 0.8 | 0.6 | 3.6 | 3 | 3.2 | 6.2 | 7.8 | 5.4 | 2.8 | 0.4 | 0.4 | 0 | N | North | FC
LILIAC_6_SOLAR | San Diego-IV | Mesa Crest | 0.12 | 0.09 | 0.54 | 0.45 | 0.48 | 0.93 | 1.17 | 0.81 | 0.42 | 0.06 | 0.06 | 0 | N | South | FC
LITLRK_6_GBCSR1 | Big Creek-Ventura | Green Beanworks C | 0.12 | 0.09 | 0.54 | 0.45 | 0.48 | 0.93 | 1.17 | 0.81 | 0.42 | 0.06 | 0.06 | 0 | N | South | FC
LITLRK_6_SEPV01 | Big Creek-Ventura | Gestamp Solar 1 | 0 | 0 | 0 | 0 | 0 | 0 | 0 | 0 | 0 | 0 | 0 | 0 | N | South | EO
LITLRK_6_SOLAR1 | Big Creek-Ventura | Lancaster Little Rock C | 0.2 | 0.15 | 0.9 | 0.75 | 0.8 | 1.55 | 1.95 | 1.35 | 0.7 | 0.1 | 0.1 | 0 | N | South | FC
LITLRK_6_SOLAR2 | Big Creek-Ventura | Palmdale 18 | 0.08 | 0.06 | 0.36 | 0.3 | 0.32 | 0.62 | 0.78 | 0.54 | 0.28 | 0.04 | 0.04 | 0 | N | South | FC
LITLRK_6_SOLAR3 | Big Creek-Ventura | One Ten Partners | 0.08 | 0.06 | 0.36 | 0.3 | 0.32 | 0.62 | 0.78 | 0.54 | 0.28 | 0.04 | 0.04 | 0 | N | South | FC
LITLRK_6_SOLAR4 | Big Creek-Ventura | Little Rock Pham Solar | 0.12 | 0.09 | 0.54 | 0.45 | 0.48 | 0.93 | 1.17 | 0.81 | 0.42 | 0.06 | 0.06 | 0 | N | South | FC
LIVEOK_6_SOLAR | Sierra | Harris | 0.02 | 0.02 | 0.09 | 0.08 | 0.08 | 0.16 | 0.2 | 0.14 | 0.07 | 0.01 | 0.01 | 0 | N | North | PD | 40%
LIVOAK_1_UNIT 1 | Kern | LIVE OAK LIMITED | 44.5 | 44 | 44 | 43 | 44.8 | 44.9 | 43.2 | 43 | 43.4 | 44.05 | 44.7 | 44.5 | Y | North | FC
LMBEPK_2_UNITA1 | Bay Area | Lambie Energy Center, Unit #1 | 47.5 | 47.5 | 47.5 | 47.5 | 47.5 | 47.5 | 47.5 | 47.5 | 47.5 | 47.5 | 47.5 | 47.5 | Y | North | FC
LMBEPK_2_UNITA2 | Bay Area | Creed Energy Center, Unit #1 | 47.6 | 47.6 | 47.6 | 47.6 | 47.6 | 47.6 | 47.6 | 47.6 | 47.6 | 47.6 | 47.6 | 47.6 | Y | North | FC
LMBEPK_2_UNITA3 | Bay Area | Goose Haven Energy Center, Unit #1 | 47.4 | 47.4 | 47.4 | 47.4 | 47.4 | 47.4 | 47.4 | 47.4 | 47.4 | 47.4 | 47.4 | 47.4 | Y | North | FC
LMEC_1_PL1X3 | Bay Area | Los Medanos Energy Center AGGREGATE | 580 | 580 | 580 | 580 | 580 | 574.53 | 574.53 | 574.53 | 574.53 | 580 | 580 | 580 | Y | North | FC
LNCSTR_6_CREST | Big Creek-Ventura | Lanacaster Aggregate Solar Resources | 0 | 0 | 0 | 0 | 0 | 0 | 0 | 0 | 0 | 0 | 0 | 0 | N | South | EO
LNCSTR_6_SOLAR2 | Big Creek-Ventura | SEPV Sierra NGR | 2.75 | 2.75 | 2.75 | 2.75 | 2.75 | 2.75 | 2.75 | 2.75 | 2.75 | 2.75 | 2.75 | 2.75 | Y | South | FC |  | 2.75 MW hybrid (Solar PV and BESS).
LOCKFD_1_BEARCK | Stockton | Bear Creek Solar | 0.06 | 0.05 | 0.27 | 0.23 | 0.24 | 0.47 | 0.59 | 0.41 | 0.21 | 0.03 | 0.03 | 0 | N | North | FC
LOCKFD_1_KSOLAR | Stockton | Kettleman Solar | 0.04 | 0.03 | 0.18 | 0.15 | 0.16 | 0.31 | 0.39 | 0.27 | 0.14 | 0.02 | 0.02 | 0 | N | North | FC
LODI25_2_UNIT 1 | Stockton | LODI GAS TURBINE | 23.8 | 23.8 | 23.8 | 23.8 | 23.8 | 23.8 | 23.8 | 23.8 | 23.8 | 23.8 | 23.8 | 23.8 | Y | North | FC
LODIEC_2_PL1X2 | Sierra | Lodi Energy Center | 302.58 | 302.58 | 302.58 | 302.58 | 302.58 | 302.58 | 302.58 | 302.58 | 302.58 | 302.58 | 302.58 | 302.58 | Y | North | FC
LOTUS_6_LSFSR1 | Fresno | Lotus Solar Farm | 2 | 1.5 | 9 | 7.5 | 8 | 15.5 | 19.5 | 13.5 | 7 | 1 | 1 | 0 | N | North | FC
LOWGAP_1_SUPHR | CAISO System | Mill & Sulphur Creek Hydro | 0.33 | 0.19 | 0.54 | 0.51 | 0.18 | 0 | 0 | 0 | 0 | 0 | 0.01 | 0.16 | N | North | FC
LOWGAP_7_QFUNTS | CAISO System | Matthews Dam Hydro | 0.7 | 0.99 | 0.94 | 1.15 | 0.71 | 0.43 | 0.22 | 0.17 | 0.24 | 0.17 | 0.36 | 0.21 | N | North | FC
LTBEAR_1_LB3SR3 | Fresno | Little Bear 3 Solar | 0.8 | 0.6 | 3.6 | 3 | 3.2 | 6.2 | 7.8 | 5.4 | 2.8 | 0.4 | 0.4 | 0 | N | North | ID | 100% | C7 - Waiting for Bellota-Warnerville 230 kV reconductoring, Wilson - Le Grand 115 kV line reconductoring and possibly other
LTBEAR_1_LB4SR4 | Fresno | Little Bear 4 | 2 | 1.5 | 9 | 7.5 | 8 | 15.5 | 19.5 | 13.5 | 7 | 1 | 1 | 0 | N | North | ID | 100% | C8 - Waiting for Bellota-Warnerville 230 kV reconductoring, Wilson - Le Grand 115 kV line reconductoring and possibly other
LTBEAR_1_LB4SR5 | Fresno | Little Bear 4 Solar 5 | 2 | 1.5 | 9 | 7.5 | 8 | 15.5 | 19.5 | 13.5 | 7 | 1 | 1 | 0 | N | North | ID | 100% | C8 - Waiting for Bellota-Warnerville 230 kV reconductoring, Wilson - Le Grand 115 kV line reconductoring and possibly other
LTBERA_1_LB1SR1 | Fresno | Little Bear Solar 1 | 1.6 | 1.2 | 7.2 | 6 | 6.4 | 12.4 | 15.6 | 10.8 | 5.6 | 0.8 | 0.8 | 0 | N | North | ID | 100% | C7 - Waiting for Bellota-Warnerville 230 kV reconductoring, Wilson - Le Grand 115 kV line reconductoring and possibly other
MAGUND_1_BKISR1 | Kern | Bakersfield Industrial 1 | 0.04 | 0.03 | 0.18 | 0.15 | 0.16 | 0.31 | 0.39 | 0.27 | 0.14 | 0.02 | 0.02 | 0 | N | North | FC
MAGUND_1_BKSSR2 | Kern | Bakersfield Solar 1 | 0.21 | 0.16 | 0.95 | 0.79 | 0.84 | 1.63 | 2.05 | 1.42 | 0.74 | 0.11 | 0.11 | 0 | N | North | FC
MALAGA_1_PL1X2 | Fresno | Malaga Power Aggregate | 96 | 96 | 96 | 96 | 96 | 96 | 96 | 96 | 96 | 96 | 96 | 96 | Y | North | FC
MALCHQ_7_UNIT 1 | CAISO System | MALACHA HYDRO L.P. | 6.64 | 16.03 | 16.47 | 21.67 | 11.69 | 8.74 | 3.46 | 0.14 | 0 | 0 | 0.51 | 0 | N | North | FC
MANTEC_1_ML1SR1 | Stockton | Manteca Land 1 | 0 | 0 | 0 | 0 | 0 | 0 | 0 | 0 | 0 | 0 | 0 | 0 | N | North | EO
MANZNA_2_WIND | CAISO System | Manzana Wind | 26.46 | 22.68 | 52.92 | 47.25 | 47.25 | 62.37 | 43.47 | 39.69 | 28.35 | 15.12 | 22.68 | 24.57 | N | South | FC
MARCPW_6_SOLAR1 | CAISO System | Maricopa West Solar PV | 0.8 | 0.6 | 3.6 | 3 | 3.2 | 6.2 | 7.8 | 5.4 | 2.8 | 0.4 | 0.4 | 0 | N | North | FC
MARTIN_1_SUNSET | Bay Area | Sunset Reservoir - North Basin | 0.18 | 0.14 | 0.81 | 0.68 | 0.72 | 1.4 | 1.76 | 1.22 | 0.63 | 0.09 | 0.09 | 0 | N | North | FC
MCARTH_6_FRIVRB | CAISO System | Fall River Mills Project B | 0.06 | 0.05 | 0.27 | 0.23 | 0.24 | 0.47 | 0.59 | 0.41 | 0.21 | 0.03 | 0.03 | 0 | N | North | ID | 100% | 18DGD Waiting for Modify QC8SPS-02 and many other
MCCALL_1_QF | Fresno | Fish Water | 0.42 | 0.52 | 0.52 | 0.46 | 0.52 | 0.52 | 0.52 | 0.48 | 0.52 | 0.52 | 0.43 | 0.32 | N | North | FC
MCSWAN_6_UNITS | Fresno | MC SWAIN HYDRO | 9.6 | 9.6 | 9.6 | 9.6 | 9.6 | 9.6 | 9.6 | 9.6 | 9.6 | 9.6 | 9.6 | 9.6 | Y | North | FC | 96%
MDFKRL_2_PROJCT | Sierra | MIDDLE FORK AND RALSTON PSP | 210 | 210 | 210 | 210 | 210 | 210 | 210 | 210 | 210 | 210 | 210 | 210 | Y | North | FC
MENBIO_6_RENEW1 | Fresno | CalRENEW - 1(A) | 0.2 | 0.15 | 0.9 | 0.75 | 0.8 | 1.55 | 1.95 | 1.35 | 0.7 | 0.1 | 0.1 | 0 | N | North | FC
MERCED_1_SOLAR1 | Fresno | Mission Solar | 0 | 0 | 0 | 0 | 0 | 0 | 0 | 0 | 0 | 0 | 0 | 0 | N | North | EO
MERCED_1_SOLAR2 | Fresno | Merced Solar | 0 | 0 | 0 | 0 | 0 | 0 | 0 | 0 | 0 | 0 | 0 | 0 | N | North | EO
MERCFL_6_UNIT | Fresno | Merced Falls Powerhouse | 3.36 | 3.36 | 3.36 | 3.36 | 3.36 | 3.36 | 3.36 | 3.36 | 3.36 | 3.36 | 3.36 | 3.36 | Y | North | FC | 96%
MESAP_1_QF | CAISO System | SMALL QF AGGREGATION - SAN LUIS OBISPO | 0 | 0 | 0 | 0 | 0 | 0 | 0 | 0 | 0 | 0 | 0 | 0 | N | North | FC
METEC_2_PL1X3 | Bay Area | Metcalf Energy Center | 593.16 | 593.16 | 593.16 | 593.16 | 593.16 | 593.16 | 593.16 | 593.16 | 593.16 | 593.16 | 593.16 | 593.16 | Y | North | FC
MIDWD_2_WIND2 | CAISO System | Coram Energy | 0.42 | 0.36 | 0.84 | 0.75 | 0.75 | 0.99 | 0.69 | 0.63 | 0.45 | 0.24 | 0.36 | 0.39 | N | South | FC
MIDWD_7_CORAMB | CAISO System | CELLC 7.5 MW Tehachapi Project | 1.05 | 0.9 | 2.1 | 1.88 | 1.88 | 2.48 | 1.73 | 1.58 | 1.13 | 0.6 | 0.9 | 0.98 | N | South | FC
MIRLOM_2_CORONA | LA Basin | MWD Corona Hydroelectric Recovery Plant | 0 | 0.33 | 0.22 | 0.05 | 0.43 | 0.63 | 0.33 | 0.98 | 2 | 2.25 | 1.68 | 0.91 | N | South | FC
MIRLOM_2_CREST | LA Basin | Temescal Canyon RV | 0 | 0 | 0 | 0 | 0 | 0 | 0 | 0 | 0 | 0 | 0 | 0 | N | South | EO
MIRLOM_2_LNDFL | LA Basin | Milliken Landfill Solar | 0.12 | 0.09 | 0.54 | 0.45 | 0.48 | 0.93 | 1.17 | 0.81 | 0.42 | 0.06 | 0.06 | 0 | N | South | FC
MIRLOM_2_MLBBTA | LA Basin | Mira Loma BESS A | 10 | 10 | 10 | 10 | 10 | 10 | 10 | 10 | 10 | 10 | 10 | 10 | Y | South | FC
MIRLOM_2_MLBBTB | LA Basin | Mira Loma BESS B | 10 | 10 | 10 | 10 | 10 | 10 | 10 | 10 | 10 | 10 | 10 | 10 | Y | South | FC
MIRLOM_2_ONTARO | LA Basin | Ontario RT Solar | 0.22 | 0.17 | 0.99 | 0.83 | 0.88 | 1.71 | 2.15 | 1.49 | 0.77 | 0.11 | 0.11 | 0 | N | South | FC
MIRLOM_2_RTS032 | LA Basin | SPVP032 | 0.06 | 0.05 | 0.27 | 0.23 | 0.24 | 0.47 | 0.59 | 0.41 | 0.21 | 0.03 | 0.03 | 0 | N | South | FC
MIRLOM_2_RTS033 | LA Basin | SPVP033 | 0.04 | 0.03 | 0.18 | 0.15 | 0.16 | 0.31 | 0.39 | 0.27 | 0.14 | 0.02 | 0.02 | 0 | N | South | FC
MIRLOM_2_TEMESC | LA Basin | MWD Temescal Hydroelectric Recovery Plan | 2.5 | 0.47 | 0 | 0 | 0 | 0 | 0.06 | 0.77 | 0.94 | 1.61 | 1.73 | 1.01 | N | South | FC
MIRLOM_6_PEAKER | LA Basin | Mira Loma Peaker | 46 | 46 | 46 | 46 | 46 | 46 | 46 | 46 | 46 | 46 | 46 | 46 | Y | South | FC
MIRLOM_7_MWDLKM | LA Basin | Lake Mathews Hydroelectric Recovery Plan | 1.6 | 2.4 | 1.6 | 2.4 | 2.4 | 2.4 | 2.4 | 3.2 | 2.4 | 2.4 | 2.4 | 1.6 | Y | South | FC
MISSIX_1_QF | Bay Area | SMALL QF AGGREGATION - SAB FRABCUSCI | 0 | 0.01 | 0.01 | 0.01 | 0.01 | 0.01 | 0.01 | 0.01 | 0.01 | 0.01 | 0.01 | 0.01 | N | North | FC
MKTRCK_1_UNIT 1 | CAISO System | MCKITTRICK LIMITED | 42.5 | 42 | 43 | 42 | 46.6 | 45.2 | 45.9 | 44.4 | 44.8 | 46 | 46.5 | 46.8 | Y | North | FC
MLPTAS_7_QFUNTS | Bay Area | MLPTAS_7_QFUNTS | 0 | 0 | 0 | 0 | 0 | 0 | 0 | 0 | 0 | 0 | 0 | 0 | N | North | FC
MNDALY_6_MCGRTH | Big Creek-Ventura | McGrath Beach Peaker | 47.2 | 47.2 | 47.2 | 47.2 | 47.2 | 47.2 | 47.2 | 47.2 | 47.2 | 47.2 | 47.2 | 47.2 | Y | South | FC
MNDOTA_1_SOLAR1 | Fresno | North Star Solar 1 | 2.4 | 1.8 | 10.8 | 9 | 9.6 | 18.6 | 23.4 | 16.2 | 8.4 | 1.2 | 1.2 | 0 | N | North | FC
MNDOTA_1_SOLAR2 | Fresno | Citizen Solar B | 0 | 0 | 0 | 0 | 0 | 0 | 0 | 0 | 0 | 0 | 0 | 0 | N | North | EO
MOJAVE_1_SIPHON | LA Basin | MOJAVE SIPHON POWER PLANT | 0.86 | 1.14 | 2.18 | 4.48 | 4.56 | 5.76 | 6.9 | 6.38 | 9.27 | 7.08 | 6.33 | 12.51 | Y | South | FC
MOJAVW_2_SOLAR | CAISO System | Mojave West | 0.8 | 0.6 | 3.6 | 3 | 3.2 | 6.2 | 7.8 | 5.4 | 2.8 | 0.4 | 0.4 | 0 | N | South | FC
MONTPH_7_UNITS | NCNB | MONTICELLO HYDRO AGGREGATE | 0.47 | 0.91 | 5.4 | 6.35 | 6.4 | 9.54 | 9.57 | 7.56 | 5.74 | 1.71 | 0.88 | 0.85 | N | North | FC
MOORPK_2_ACOBT1 | Big Creek-Ventura | Acorn I BESS | [12 empty] | Y | South | FC | bar: JAN to DEC
MOORPK_2_CALABS | Big Creek-Ventura | Calabasas Gas-to-Energy Facility | 4.99 | 4.87 | 4.91 | 4.92 | 4.8 | 4.74 | 4.69 | 4.32 | 4.34 | 4.8 | 4.82 | 4.73 | N | South | FC
MOORPK_6_QF | Big Creek-Ventura | MOORPARK QFS | 0.28 | 0.25 | 0.25 | 0.25 | 0.27 | 0.33 | 0.36 | 0.5 | 0.54 | 0.53 | 0.53 | 0.52 | N | South | FC
MORWD_6_QF | CAISO System | Morwind | 5.34 | 4.58 | 10.68 | 9.54 | 9.54 | 12.59 | 8.78 | 8.01 | 5.72 | 3.05 | 4.58 | 4.96 | N | South | FC
MOSSLD_1_QF | Bay Area | SMALL QF AGGREGATION - SANTA CRUZ | 0.03 | 0.02 | 0.01 | 0.01 | 0.01 | 0.01 | 0.01 | 0.01 | 0.02 | 0.02 | 0.02 | 0.05 | N | North | FC
MOSSLD_2_PSP1 | Bay Area | MOSS LANDING POWER BLOCK 1 | 510 | 510 | 510 | 510 | 510 | 510 | 510 | 510 | 510 | 510 | 510 | 510 | Y | North | FC
MOSSLD_2_PSP2 | Bay Area | MOSS LANDING POWER BLOCK 2 | 510 | 510 | 510 | 510 | 510 | 510 | 510 | 510 | 510 | 510 | 510 | 510 | Y | North | FC
MRCHNT_2_PL1X3 | CAISO System | Desert Star Energy Center | 419.25 | 419.25 | 419.25 | 419.25 | 419.25 | 419.25 | 419.25 | 419.25 | 419.25 | 419.25 | 419.25 | 419.25 | Y | South | PD | 419.25
MRGT_6_MEF2 | San Diego-IV | Miramar Energy Facility II | 44 | 44 | 44 | 44 | 44 | 44 | 44 | 44 | 44 | 44 | 44 | 44 | Y | South | FC
MRGT_6_MMAREF | San Diego-IV | Miramar Energy Facility | 45 | 45 | 45 | 45 | 45 | 45 | 45 | 45 | 45 | 45 | 45 | 45 | Y | South | FC
MRGT_6_TGEBT1 | San Diego-IV | Top Gun Energy Storage | 30 | 30 | 30 | 30 | 30 | 30 | 30 | 30 | 30 | 30 | 30 | 30 | Y | South | ID | 100% | waiting for RAS
MRLSDS_6_SOLAR1 | CAISO System | Morelos Solar | 0.6 | 0.45 | 2.7 | 2.25 | 2.4 | 4.65 | 5.85 | 4.05 | 2.1 | 0.3 | 0.3 | 0 | N | North | FC
MSHGTS_6_MMARLF | San Diego-IV | MIRAMAR LANDFILL | 3.89 | 3.63 | 3.27 | 4.18 | 4.08 | 4.02 | 3.54 | 3.67 | 3.7 | 3.76 | 3.84 | 3.76 | N | South | FC
MSOLAR_2_SOLAR1 | CAISO System | Mesquite Solar 1 | 6.6 | 4.95 | 29.7 | 24.75 | 26.4 | 51.15 | 64.35 | 44.55 | 23.1 | 3.3 | 3.3 | 0 | N | South | FC
MSOLAR_2_SOLAR2 | CAISO System | Mesquite Solar 2 | 4.03 | 3.02 | 18.15 | 15.12 | 16.13 | 31.25 | 39.32 | 27.22 | 14.11 | 2.02 | 2.02 | 0 | N | South | FC |  | Hybrid - However Solar is FCDS and BESS is EO
MSOLAR_2_SOLAR3 | CAISO System | Mesquite Solar 3, LLC | 6.08 | 4.56 | 27.36 | 22.8 | 24.32 | 47.12 | 59.28 | 41.04 | 21.28 | 3.04 | 3.04 | 0 | N | South | FC
MSSION_2_QF | San Diego-IV | SMALL QF AGGREGATION - SAN DIEGO | 0.37 | 0.37 | 0.37 | 0.36 | 0.36 | 0.37 | 0.37 | 0.37 | 0.37 | 0.37 | 0.37 | 0.37 | N | South | FC
MSTANG_2_MTGBT1 | Fresno | Mustang 1 BESS | 75 | 75 | 75 | 75 | 75 | 75 | 75 | 75 | 75 | 75 | 75 | 75 | Y | North | FC
MSTANG_2_SOLAR | Fresno | Mustang | 0 | 0 | 0 | 0 | 0 | 0 | 0 | 0 | 0 | 0 | 0 | 0 | N | North | EO
MSTANG_2_SOLAR3 | Fresno | Mustang 3 | 0.6 | 0.45 | 2.69 | 2.24 | 2.39 | 4.63 | 5.83 | 4.04 | 2.09 | 0.3 | 0.3 | 0 | N | North | PD | 37.37%
MSTANG_2_SOLAR4 | Fresno | Mustang 4 | 1.2 | 0.9 | 5.4 | 4.5 | 4.8 | 9.3 | 11.7 | 8.1 | 4.2 | 0.6 | 0.6 | 0 | N | North | FC
MTNPOS_1_UNIT | Kern | MT.POSO COGENERATION CO. | 41.64 | 30.63 | 21.61 | 42.62 | 41.88 | 42.55 | 41.58 | 41.93 | 39.71 | 41.38 | 35.57 | 43.11 | N | North | FC
MTWIND_1_UNIT 1 | LA Basin | Mountain View Power Project I | 6.22 | 5.33 | 12.43 | 11.1 | 11.1 | 14.65 | 10.21 | 9.32 | 6.66 | 3.55 | 5.33 | 5.77 | N | South | FC
MTWIND_1_UNIT 2 | LA Basin | Mountain View Power Project II | 3.11 | 2.66 | 6.22 | 5.55 | 5.55 | 7.33 | 5.11 | 4.66 | 3.33 | 1.78 | 2.66 | 2.89 | N | South | FC
MTWIND_1_UNIT 3 | LA Basin | Mountain View Power Project III | 3.14 | 2.69 | 6.28 | 5.61 | 5.61 | 7.41 | 5.16 | 4.71 | 3.37 | 1.8 | 2.69 | 2.92 | N | South | FC
MURRAY_6_UNIT | San Diego-IV | Grossmont Hospital | 0 | 0 | 0 | 0 | 0 | 0 | 0 | 0 | 0 | 0 | 0 | 0 | N | South | EO
NAROW1_2_UNIT | Sierra | NARROWS PH 1 UNIT | 12 | 12 | 12 | 12 | 12 | 12 | 12 | 12 | 12 | 12 | 12 | 12 | Y | North | FC
NAROW2_2_UNIT | Sierra | Narrows Powerhouse Unit 2 | 55 | 55 | 55 | 55 | 55 | 55 | 55 | 55 | 55 | 55 | 55 | 55 | Y | North | FC
NAVYII_2_UNITS | CAISO System | COSO POWER DEVELOPER (NAVY II) AGGREGATE | 55 | 55 | 55 | 55 | 55 | 55 | 55 | 55 | 55 | 55 | 55 | 55 | Y | South | PD | 55.00 | NQC reduction required due to transfer of deliverability to a new resource. (Adjustment already applied Jan-Dec.)
NCPA_7_GP1UN1 | NCNB | NCPA GEO PLANT 1 UNIT 1 | 38.85 | 38.85 | 38.85 | 38.85 | 38.85 | 38.85 | 38.85 | 38.85 | 38.85 | 38.85 | 38.85 | 38.85 | Y | North | FC
NCPA_7_GP1UN2 | NCNB | NCPA GEO PLANT 1 UNIT 2 | 39.94 | 39.94 | 39.94 | 39.94 | 39.94 | 39.94 | 39.94 | 39.94 | 39.94 | 39.94 | 39.94 | 39.94 | Y | North | FC
NCPA_7_GP2UN3 | NCNB | NCPA GEO PLANT 2 UNIT 3 | 0 | 0 | 0 | 0 | 0 | 0 | 0 | 0 | 0 | 0 | 0 | 0 | Y | North | FC
NCPA_7_GP2UN4 | NCNB | NCPA GEO PLANT 2 UNIT 4 | 52.73 | 52.73 | 52.73 | 52.73 | 52.73 | 52.73 | 52.73 | 52.73 | 52.73 | 52.73 | 52.73 | 52.73 | Y | North | FC
NEENCH_6_SOLAR | Big Creek-Ventura | Alpine Solar | 2.64 | 1.98 | 11.88 | 9.9 | 10.56 | 20.46 | 25.74 | 17.82 | 9.24 | 1.32 | 1.32 | 0 | N | South | FC
NEWARK_1_QF | Bay Area | NEWARK 1 QF | 0.04 | 0.04 | 0.04 | 0.04 | 0.03 | 0.03 | 0.04 | 0.03 | 0.03 | 0.04 | 0.04 | 0.04 | N | North | FC
NHOGAN_6_UNITS | CAISO System | NEW HOGAN PH AGGREGATE | 0.19 | 0.61 | 0.37 | 0.44 | 1.63 | 1.53 | 1.93 | 1.67 | 1.06 | 0.22 | 0.04 | 0.19 | N | North | FC
NOVATO_6_LNDFL | NCNB | Redwood Renewable Energy | 3.68 | 3.71 | 3.63 | 3.69 | 3.7 | 3.56 | 3.51 | 3.56 | 3.58 | 3.68 | 3.6 | 3.51 | N | North | FC
NWCSTL_7_UNIT 1 | Sierra | NEWCASTLE HYDRO | 1.72 | 3.15 | 2.82 | 3.3 | 3.03 | 0.89 | 1.69 | 0.64 | 0 | 0 | 0 | 0.9 | N | North | FC
NZWIND_2_WDSTR5 | CAISO System | Windstream 6111 | 0.88 | 0.76 | 1.77 | 1.58 | 1.58 | 2.08 | 1.45 | 1.33 | 0.95 | 0.5 | 0.76 | 0.82 | N | South | FC
NZWIND_6_CALWND | CAISO System | Wind Resource I | 1.26 | 1.08 | 2.52 | 2.25 | 2.25 | 2.97 | 2.07 | 1.89 | 1.35 | 0.72 | 1.08 | 1.17 | N | South | FC
NZWIND_6_WDSTR | CAISO System | Windstream 39 | 0.47 | 0.4 | 0.94 | 0.84 | 0.84 | 1.11 | 0.77 | 0.7 | 0.5 | 0.27 | 0.4 | 0.44 | N | South | FC
NZWIND_6_WDSTR2 | CAISO System | Windstream 6040 | 0.57 | 0.49 | 1.14 | 1.02 | 1.02 | 1.34 | 0.94 | 0.85 | 0.61 | 0.33 | 0.49 | 0.53 | N | South | FC
NZWIND_6_WDSTR3 | CAISO System | Windstream 6041 | 0.54 | 0.46 | 1.08 | 0.97 | 0.97 | 1.27 | 0.89 | 0.81 | 0.58 | 0.31 | 0.46 | 0.5 | N | South | FC
NZWIND_6_WDSTR4 | CAISO System | Windstream 6042 | 0.95 | 0.81 | 1.9 | 1.69 | 1.69 | 2.23 | 1.56 | 1.42 | 1.02 | 0.54 | 0.81 | 0.88 | N | South | FC
OAK C_1_EBMUD | Bay Area | MWWTP PGS 1 - ENGINES | 0.81 | 0.98 | 1.47 | 1.37 | 1.78 | 1.6 | 1.59 | 1.72 | 1.63 | 1.66 | 1.56 | 0.96 | N | North | FC
OAK C_7_UNIT 1 | Bay Area | OAKLAND STATION C GT UNIT 1 | 55 | 55 | 55 | 55 | 55 | 55 | 55 | 55 | 55 | 55 | 55 | 55 | Y | North | FC
OAK C_7_UNIT 3 | Bay Area | OAKLAND STATION C GT UNIT 3 | 55 | 55 | 55 | 55 | 55 | 55 | 55 | 55 | 55 | 55 | 55 | 55 | Y | North | FC
OAK L_1_GTG1 | Bay Area | MWWTP PGS 2 - Turbine | 0 | 0 | 0 | 0 | 0 | 0 | 0 | 0 | 0 | 0 | 0 | 0 | N | North | EO
OAKWD_6_QF | CAISO System | Oak Creek | 3.9 | 3.34 | 7.8 | 6.97 | 6.97 | 9.2 | 6.41 | 5.85 | 4.18 | 2.23 | 3.34 | 3.62 | N | South | FC
OAKWD_6_ZEPHWD | CAISO System | Zephyr Park | 0.49 | 0.42 | 0.98 | 0.88 | 0.88 | 1.16 | 0.81 | 0.74 | 0.53 | 0.28 | 0.42 | 0.46 | N | South | FC
OASIS_6_CREST | Big Creek-Ventura | CREST Contracts | 0 | 0 | 0 | 0 | 0 | 0 | 0 | 0 | 0 | 0 | 0 | 0 | N | South | EO
OASIS_6_GBDSR4 | Big Creek-Ventura | Green Beanworks D | 0.12 | 0.09 | 0.54 | 0.45 | 0.48 | 0.93 | 1.17 | 0.81 | 0.42 | 0.06 | 0.06 | 0 | N | South | FC
OASIS_6_SOLAR1 | Big Creek-Ventura | Morgan Lancaster I | 0 | 0 | 0 | 0 | 0 | 0 | 0 | 0 | 0 | 0 | 0 | 0 | N | South | EO
OASIS_6_SOLAR2 | Big Creek-Ventura | Oasis Solar | 0.8 | 0.6 | 3.6 | 3 | 3.2 | 6.2 | 7.8 | 5.4 | 2.8 | 0.4 | 0.4 | 0 | N | South | FC
OASIS_6_SOLAR3 | Big Creek-Ventura | Soccer Center | 0 | 0 | 0 | 0 | 0 | 0 | 0 | 0 | 0 | 0 | 0 | 0 | N | South | EO
OCTILO_5_WIND | San Diego-IV | Ocotillo Wind Energy Facility | 37.1 | 31.8 | 74.2 | 66.25 | 66.25 | 87.45 | 60.95 | 55.65 | 39.75 | 21.2 | 31.8 | 34.45 | N | South | FC
OGROVE_6_PL1X2 | San Diego-IV | Orange Grove Energy Center | 96 | 96 | 96 | 96 | 96 | 96 | 96 | 96 | 96 | 96 | 96 | 96 | Y | South | FC
OILFLD_7_QFUNTS | CAISO System | Nacimiento Hydroelectric Plant | 0.15 | 0.17 | 0.78 | 1.93 | 2.69 | 2.73 | 2.71 | 2.41 | 1.23 | 0.12 | 0.1 | 0.07 | N | North | FC
OLDRIV_6_BIOGAS | Kern | Bidart Old River 1 | 1.47 | 1.62 | 1.72 | 1.64 | 1.58 | 1.71 | 1.69 | 1.72 | 1.74 | 1.73 | 1.65 | 1.6 | N | North | FC
OLDRIV_6_CESDBM | Kern | Ces Dairy Biogas | 0.95 | 0.83 | 0.92 | 0.96 | 0.95 | 0.92 | 0.91 | 0.93 | 0.94 | 0.95 | 0.97 | 0.97 | N | North | FC
OLDRIV_6_LKVBM1 | Kern | Lakeview Dairy Biogas | 0.95 | 0.81 | 0.94 | 0.96 | 0.95 | 0.94 | 0.93 | 0.93 | 0.93 | 0.95 | 0.96 | 0.95 | N | North | FC
OLDRV1_6_SOLAR | Kern | Old River One | 0.8 | 0.6 | 3.6 | 3 | 3.2 | 6.2 | 7.8 | 5.4 | 2.8 | 0.4 | 0.4 | 0 | N | North | FC
OLINDA_2_COYCRK | LA Basin | MWD Coyote Creek Hydroelectric Recovery | 3.13 | 3.13 | 3.13 | 3.13 | 3.13 | 3.13 | 3.13 | 3.13 | 3.13 | 3.13 | 3.13 | 3.13 | Y | South | FC
OLINDA_2_LNDFL2 | LA Basin | Brea Power II | 25.93 | 26.37 | 25.93 | 22.6 | 25.34 | 22.65 | 23.83 | 24.64 | 24.82 | 24.08 | 26.02 | 26.24 | N | South | FC
OLINDA_7_BLKSND | LA Basin | BlackSand Generating Facility | 0.07 | 0.07 | 0.07 | 0.02 | 0.01 | 0.12 | 0.08 | 0.08 | 0.06 | 0.01 | 0 | 0.01 | N | South | FC
OLIVEP_1_SOLAR | CAISO System | White River Solar | 0.8 | 0.6 | 3.6 | 3 | 3.2 | 6.2 | 7.8 | 5.4 | 2.8 | 0.4 | 0.4 | 0 | N | North | FC
OLIVEP_1_SOLAR2 | CAISO System | White River West | 0.79 | 0.59 | 3.56 | 2.96 | 3.16 | 6.12 | 7.7 | 5.33 | 2.77 | 0.4 | 0.4 | 0 | N | North | FC
OLSEN_2_UNIT | CAISO System | OLSEN POWER PARTNERS | 1.45 | 1.52 | 2.6 | 4.04 | 2.9 | 1.24 | 0.22 | 0.01 | 0 | 0 | 0.04 | 0.12 | N | North | FC
OMAR_2_UNIT 1 | Big Creek-Ventura | KERN RIVER COGENERATION CO. UNIT 1 | 75 | 75 | 75 | 75 | 74.67 | 73.67 | 73 | 72.67 | 73.67 | 74.33 | 75 | 75 | Y | South | FC
OMAR_2_UNIT 2 | Big Creek-Ventura | KERN RIVER COGENERATION CO. UNIT 2 | 75 | 75 | 75 | 75 | 74.67 | 73.67 | 73.33 | 73 | 73.67 | 74.67 | 75 | 75 | Y | South | FC
OMAR_2_UNIT 3 | Big Creek-Ventura | KERN RIVER COGENERATION CO. UNIT 3 | 75 | 75 | 75 | 75 | 73.67 | 73.67 | 73.33 | 73 | 73.67 | 75 | 75 | 75 | Y | South | FC
OMAR_2_UNIT 4 | Big Creek-Ventura | KERN RIVER COGENERATION CO. UNIT 4 | 75 | 75 | 75 | 75 | 74 | 73.33 | 73.67 | 73.67 | 74.33 | 75 | 75 | 75 | Y | South | FC
ONLLPP_6_UNITS | Fresno | O'NEILL PUMP-GEN (AGGREGATE) | 0 | 0.96 | 0 | 0.32 | 1.35 | 0.52 | 0.07 | 0.1 | 0.05 | 0.55 | 0.42 | 0 | N | North | FC
ORLND_6_HIGHLI | CAISO System | High Line Canal Hydro | 0 | 0 | 0 | 0.07 | 0.12 | 0.09 | 0.07 | 0.01 | 0 | 0.06 | 0 | 0 | N | North | FC
ORLND_6_SOLAR1 | CAISO System | Enerparc California 2 | 0.06 | 0.05 | 0.27 | 0.23 | 0.24 | 0.47 | 0.59 | 0.41 | 0.21 | 0.03 | 0.03 | 0 | N | North | FC
ORMOND_7_UNIT 1 | Big Creek-Ventura | ORMOND BEACH GEN STA. UNIT 1 | 741.27 | 741.27 | 741.27 | 741.27 | 741.27 | 741.27 | 741.27 | 741.27 | 741.27 | 741.27 | 741.27 | 741.27 | Y | South | FC
ORMOND_7_UNIT 2 | Big Creek-Ventura | ORMOND BEACH GEN STA. UNIT 2 | 750 | 750 | 750 | 750 | 750 | 750 | 750 | 750 | 750 | 750 | 750 | 750 | Y | South | FC
OROLOM_1_SOLAR1 | Fresno | Oro Loma Solar 1 | 0 | 0 | 0 | 0 | 0 | 0 | 0 | 0 | 0 | 0 | 0 | 0 | N | North | EO
OROLOM_1_SOLAR2 | Fresno | Oro Loma Solar 2 | 0 | 0 | 0 | 0 | 0 | 0 | 0 | 0 | 0 | 0 | 0 | 0 | N | North | EO
OROVIL_6_UNIT | Sierra | Oroville Cogeneration, LP | 7.5 | 7.5 | 7.5 | 7.5 | 7.5 | 7.5 | 7.5 | 7.5 | 7.5 | 7.5 | 7.5 | 7.5 | Y | North | FC
ORTGA_6_ME1SL1 | Fresno | Merced 1 | 0.12 | 0.09 | 0.54 | 0.45 | 0.48 | 0.93 | 1.17 | 0.81 | 0.42 | 0.06 | 0.06 | 0 | N | North | FC
OSO_6_NSPIN | Big Creek-Ventura | OSO_6_NSPIN | 18 | 18 | 18 | 18 | 18 | 18 | 18 | 18 | 18 | 18 | 18 | 18 | Y | South | FC
OTAY_6_PL1X2 | San Diego-IV | Chula Vista Energy Center, LLC | 37.2 | 37.2 | 37.2 | 37.2 | 37.2 | 37.2 | 37.2 | 37.2 | 37.2 | 37.2 | 37.2 | 37.2 | Y | South | FC
OTMESA_2_PL1X3 | San Diego-IV | OTAY MESA ENERGY CENTER | 603.6 | 603.6 | 603.6 | 603.6 | 603.6 | 603.6 | 603.6 | 603.6 | 603.6 | 603.6 | 603.6 | 603.6 | Y | South | FC
OXBOW_6_DRUM | Sierra | OXBOW HYDRO | 3.62 | 2.07 | 2.94 | 4.97 | 3.86 | 3.09 | 3.51 | 3.7 | 3.13 | 0 | 1.26 | 2.38 | N | North | FC
OXMTN_6_LNDFIL | Bay Area | Ox Mountain Landfill Generating Plant | 10.33 | 10.46 | 10.5 | 10.52 | 10.37 | 10.42 | 9.24 | 10.5 | 10.6 | 10.32 | 10.52 | 10.52 | N | North | FC
PACLUM_6_UNIT | Humboldt | Humboldt Redwood | 14.32 | 12.44 | 13.75 | 8.6 | 13.49 | 15.28 | 14.79 | 15.56 | 15.17 | 14.2 | 14.58 | 14.47 | N | North | FC
PADUA_2_ONTARO | LA Basin | ONTARIO/SIERRA HYDRO PSP | 0.63 | 0.55 | 0.76 | 1.12 | 1.05 | 0.93 | 0.83 | 0.75 | 0.71 | 0.6 | 0.47 | 0.68 | N | South | FC
PADUA_2_SOLAR1 | LA Basin | Kona Solar - Rancho DC #1 | 0 | 0 | 0 | 0 | 0 | 0 | 0 | 0 | 0 | 0 | 0 | 0 | N | South | EO
PADUA_6_MWDSDM | LA Basin | San Dimas Hydroelectric Recovery Plant | 0 | 0 | 0 | 0 | 0 | 0 | 0 | 0 | 0 | 0 | 0 | 0 | Y | South | FC
PADUA_6_QF | LA Basin | PADUA QFS | 0.11 | 0.14 | 0.15 | 0.24 | 0.42 | 0.5 | 0.52 | 0.53 | 0.57 | 0.5 | 0.48 | 0.17 | N | South | FC
PADUA_7_SDIMAS | LA Basin | San Dimas Wash Hydro | 0 | 0 | 0 | 0 | 1.05 | 1.05 | 1.05 | 1.05 | 1.05 | 0 | 0 | 0 | Y | South | FC
PAIGES_6_SOLAR | Fresno | Paige Solar | 0 | 0 | 0 | 0 | 0 | 0 | 0 | 0 | 0 | 0 | 0 | 0 | N | North | EO
PALALT_7_COBUG | Bay Area | Cooperatively Owned Back Up Generator | 0 | 0 | 0 | 0 | 0 | 0 | 0 | 0 | 0 | 0 | 0 | 0 | N | North | FC
PALOMR_2_PL1X3 | San Diego-IV | Palomar Energy Center | 588.21 | 588.21 | 588.21 | 588.21 | 588.21 | 588.21 | 588.21 | 588.21 | 588.21 | 588.21 | 588.21 | 588.21 | Y | South | FC
PARDEB_6_UNITS | CAISO System | Pardee Power House | 15.76 | 14.96 | 22.56 | 23.6 | 24 | 23.76 | 14.96 | 14.96 | 14.96 | 14.96 | 10.96 | 15.76 | Y | North | FC
PBLOSM_2_SOLAR | CAISO System | PearBlossom | 0.38 | 0.29 | 1.71 | 1.43 | 1.52 | 2.95 | 3.71 | 2.57 | 1.33 | 0.19 | 0.19 | 0 | N | South | FC
PEABDY_2_LNDFIL | CAISO System | G2 Energy Hay Road Power Plant | 1.54 | 1.54 | 1.53 | 1.54 | 1.54 | 1.52 | 1.51 | 1.53 | 1.53 | 1.54 | 1.55 | 1.54 | N | North | FC
PEABDY_2_LNDFL1 | CAISO System | Potrero Hills Energy Producers | 7.6 | 7.68 | 7.65 | 7.56 | 7.68 | 7.72 | 7.61 | 7.53 | 7.58 | 7.46 | 7.51 | 7.62 | N | North | FC
PEARBL_2_NSPIN | CAISO System | PEARBL_2_NSPIN | 21 | 21 | 21 | 42 | 42 | 42 | 46 | 46 | 46 | 46 | 46 | 42 | Y | South | FC
PEORIA_1_SOLAR | Stockton | Sonora 1 | 0.06 | 0.05 | 0.27 | 0.23 | 0.24 | 0.47 | 0.59 | 0.41 | 0.21 | 0.03 | 0.03 | 0 | N | North | FC
PGCC_1_PDRP02 | Bay Area | PGCC_1_PDRP02 | 0 | 0 | 0 | 0.11 | 0.11 | 0.11 | 0.11 | 0.19 | 0.19 | 0 | 0 | 0 | Y | North | FC
PGCC_1_PDRP08 | Bay Area | PGCC_1_PDRP08 | 0.53 | 0 | 0.28 | 0 | 0.32 | 0.64 | 0.53 | 0.53 | 0.53 | 0.43 | 0.34 | 0.34 | Y | North | FC
PGCC_1_PDRP13 | Bay Area | PGCC_1_PDRP13 | 0 | 0.32 | 0.55 | 0.85 | 0.32 | 0.64 | 0.53 | 0.53 | 0.53 | 0.48 | 0.41 | 0.41 | Y | North | FC
PGCC_1_PDRP16 | Bay Area | PGCC_1_PDRP16 |  | 0.13 | 0.14 | 0 | 0 | 0 | 0 | 0 | 0 | 0 | 0 | 0 | Y | North | FC
PGCC_1_PDRP17 | Bay Area | PGCC_1_PDRP17 |  |  | 0.11 | 0 | 0 | 0 | 0 | 0 | 0 | 0 | 0 | 0 | Y | North | FC
PGCC_1_PDRP24 | Bay Area | VLTS_PDR_PGCC_01 | 3.73 | 3.73 | 3.73 | 3.73 | 4.27 | 4.27 | 4.27 | 4.27 | 4.27 | 3.84 | 3.73 | 3.73 | Y | North | FC
PGCC_1_PDRP27 | Bay Area | PGCC_1_PDRP27 | 0 | 0.21 | 0 | 0 | 0 | 0 | 0 | 0 | 0 | 0 | 0 | 0 | Y | North | FC
PGCC_1_PDRP29 | Bay Area | PGCC_1_PDRP29 | 0 | 0.21 | 0 | 0 | 0 | 0 | 0 | 0 | 0 | 0 | 0 | 0 | Y | North | FC
PGCC_1_PDRP31 | Bay Area | PGCC_1_PDRP31 | 0.1 | 0 | 0.01 | 0 | 0 | 0 | 0 | 0 | 0 | 0 | 0 | 0 | Y | North | FC
PGEB_2_PDRP04 | Bay Area | PGEB_2_PDRP04 | 0.53 | 0 | 0 | 0.53 | 0.43 | 0.53 | 0.85 | 0.64 | 0.75 | 0.48 | 0.35 | 0.44 | Y | North | FC
PGEB_2_PDRP05 | Bay Area | PGEB_2_PDRP05 | 0 | 0.43 | 0.44 | 0.43 | 0.53 | 0.53 | 0.59 | 0.75 | 0.69 | 0.43 | 0.48 | 0.91 | Y | North | FC
PGEB_2_PDRP08 | Bay Area | PGEB_2_PDRP08 | 0.53 | 0 | 0 | 0.47 | 0.43 | 0.53 | 0.64 | 0.64 | 0.75 | 0.32 | 0.32 | 0.53 | Y | North | FC
PGEB_2_PDRP09 | Bay Area | PGEB_2_PDRP09 | 0 | 0.43 | 0 | 0.32 | 0.53 | 0.53 | 0.59 | 0.75 | 0.59 | 0.43 | 0.43 | 0.85 | Y | North | FC
PGEB_2_PDRP10 | Bay Area | PGEB_2_PDRP10 | 0 | 0 | 0 | 0 | 0.41 | 0.43 | 0.64 | 0.64 | 0.69 | 0.32 | 0.32 | 0.43 | Y | North | FC
PGEB_2_PDRP100 | Bay Area | PGEB_2_PDRP100 |  | 0.11 | 0.99 | 0 | 0 | 0 | 0 | 0 | 0 | 0 | 0 | 0 | Y | North | FC
PGEB_2_PDRP101 | Bay Area | PGEB_2_PDRP101 |  | 0.71 | 0.01 | 0 | 0 | 0 | 0 | 0 | 0 | 0 | 0 | 0 | Y | North | FC
PGEB_2_PDRP107 | Bay Area | VLTS_PDR_PGEB_02 | 0 | 0 | 0 | 0.32 | 0.32 | 0.43 | 0.43 | 0.43 | 0.32 | 0.32 | 0 | 0 | Y | North | FC
PGEB_2_PDRP21 | Bay Area | PGEB_2_PDRP21 | 0 | 0 | 0 | 0.32 | 0.53 | 0.43 | 0.59 | 0.75 | 0.59 | 0.43 | 0.43 | 0 | Y | North | FC
PGEB_2_PDRP22 | Bay Area | PGEB_2_PDRP22 | 0 | 0 | 0 | 0 | 0 | 0.43 | 0.75 | 0.64 | 0.64 | 0 | 0 | 0 | Y | North | FC
PGEB_2_PDRP23 | Bay Area | PGEB_2_PDRP23 | 0 | 0 | 0 | 0 | 0.53 | 0.43 | 0.64 | 0.75 | 0.59 | 0.32 | 0.43 | 0 | Y | North | FC
PGEB_2_PDRP24 | Bay Area | PGEB_2_PDRP24 | 0 | 0 | 0 | 0 | 0 | 0.43 | 0.64 | 0.64 | 0.64 | 0 | 0 | 0 | Y | North | FC
PGEB_2_PDRP25 | Bay Area | PGEB_2_PDRP25 | 0 | 0 | 0 | 0 | 0 | 0.43 | 0.59 | 0.64 | 0.64 | 0.37 | 0 | 0 | Y | North | FC
PGEB_2_PDRP26 | Bay Area | PGEB_2_PDRP26 | 0 | 0 | 0 | 0 | 0 | 0 | 0.64 | 0.64 | 0.64 | 0 | 0 | 0 | Y | North | FC
PGEB_2_PDRP27 | Bay Area | PGEB_2_PDRP27 | 0 | 0 | 0 | 0 | 0 | 0 | 0.59 | 0.64 | 0.59 | 0 | 0 | 0 | Y | North | FC
PGEB_2_PDRP28 | Bay Area | PGEB_2_PDRP28 | 0 | 0 | 0 | 0 | 0 | 0 | 0 | 0.62 | 0.64 | 0 | 0 | 0 | Y | North | FC
PGEB_2_PDRP29 | Bay Area | PGEB_2_PDRP29 | 0 | 0 | 0 | 0 | 0 | 0 | 0.59 | 0.64 | 0.59 | 0 | 0 | 0 | Y | North | FC
PGEB_2_PDRP30 | Bay Area | PGEB_2_PDRP30 | 0 | 0 | 0 | 0 | 0 | 0 | 0 | 0.53 | 0.53 | 0.53 | 0 | 0 | Y | North | FC
PGEB_2_PDRP31 | Bay Area | PGEB_2_PDRP31 | 0 | 0 | 0 | 0 | 0 | 0 | 0.64 | 0 | 0.59 | 0 | 0 | 0 | Y | North | FC
PGEB_2_PDRP34 | Bay Area | PGEB_2_PDRP34 | 0 | 0 | 0 | 0 | 0 | 0 | 0 | 0.53 | 0.53 | 0.53 | 0 | 0 | Y | North | FC
PGEB_2_PDRP35 | Bay Area | PGEB_2_PDRP35 | 0 | 0 | 0 | 0 | 0.53 | 0.53 | 0.53 | 0.39 | 0.61 | 0.61 | 0 | 0 | Y | North | FC
PGEB_2_PDRP36 | Bay Area | PGEB_2_PDRP36 | 0 | 0 | 0 | 0 | 0.53 | 0.53 | 0.53 | 0.32 | 0 | 0 | 0 | 0 | Y | North | FC
PGEB_2_PDRP37 | Bay Area | PGEB_2_PDRP37 | 0.06 | 0.94 | 1.47 | 0.91 | 0.83 | 1.21 | 1.16 | 1.5 | 1.44 | 1.08 | 0.96 | 0 | Y | North | FC
PGEB_2_PDRP40 | Bay Area | PGEB_2_PDRP40 | 0.43 | 0.35 | 0.35 | 0.21 | 0.43 | 0.11 | 0 | 0 | 0 | 0.59 | 0.46 | 0.44 | Y | North | FC
PGEB_2_PDRP41 | Bay Area | PGEB_2_PDRP41 | 0.43 | 0.35 | 0.35 | 0.21 | 0.43 | 0 | 0 | 0 | 0 | 0.59 | 0.46 | 0.45 | Y | North | FC
PGEB_2_PDRP42 | Bay Area | PGEB_2_PDRP42 | 0.43 | 0.35 | 0.35 | 0.21 | 0.43 | 0 | 0 | 0 | 0 | 0 | 0 | 0 | Y | North | FC
PGEB_2_PDRP43 | Bay Area | PGEB_2_PDRP43 | 0 | 0 | 0 | 0.21 | 0.43 | 0 | 0 | 0 | 0 | 0 | 0 | 0 | Y | North | FC
PGEB_2_PDRP44 | Bay Area | PGEB_2_PDRP44 | 0 | 0 | 0 | 0.21 | 0.43 | 0 | 0 | 0 | 0 | 0 | 0 | 0 | Y | North | FC
PGEB_2_PDRP45 | Bay Area | PGEB_2_PDRP45 | 0 | 0 | 0 | 0.91 | 0.84 | 1.21 | 1.15 | 1.5 | 1.44 | 1.08 | 0.96 | 0 | Y | North | FC
PGEB_2_PDRP46 | Bay Area | PGEB_2_PDRP46 | 0 | 0 | 0 | 0 | 0 | 0.68 | 0.53 | 0.48 | 0.48 | 0.48 | 0 | 0 | Y | North | FC
PGEB_2_PDRP47 | Bay Area | PGEB_2_PDRP47 | 0 | 0 | 0 | 0 | 0 | 0.68 | 0.53 | 0.48 | 0.48 | 0.48 | 0 | 0 | Y | North | FC
PGEB_2_PDRP48 | Bay Area | PGEB_2_PDRP48 | 0 | 0 | 0 | 0 | 0 | 0.68 | 0 | 0 | 0 | 0 | 0 | 0 | Y | North | FC
PGEB_2_PDRP49 | Bay Area | PGEB_2_PDRP49 | 0 | 0 | 0 | 0 | 0 | 0 | 1.15 | 1.49 | 1.44 | 0 | 0 | 0 | Y | North | FC
PGEB_2_PDRP60 | Bay Area | PGEB_2_PDRP60 | 0.14 | 2.64 | 0.29 | 0 | 0 | 0 | 0 | 0 | 0 | 0 | 0 | 0 | Y | North | FC
PGEB_2_PDRP62 | Bay Area | PGEB_2_PDRP62 |  | 0.11 | 0.01 | 0 | 0 | 0 | 0 | 0 | 0 | 0 | 0 | 0 | Y | North | FC
PGEB_2_PDRP63 | Bay Area | PGEB_2_PDRP63 |  |  | 0.2 | 0 | 0 | 0 | 0 | 0 | 0 | 0 | 0 | 0 | Y | North | FC
PGEB_2_PDRP64 | Bay Area | PGEB_2_PDRP64 |  |  | 0.9 | 0 | 0 | 0 | 0 | 0 | 0 | 0 | 0 | 0 | Y | North | FC
PGEB_2_PDRP65 | Bay Area | PGEB_2_PDRP65 |  |  | 0.33 | 0 | 0 | 0 | 0 | 0 | 0 | 0 | 0 | 0 | Y | North | FC
PGEB_2_PDRP67 | Bay Area | PGEB_2_PDRP67 | 1.02 | 0 | 0.01 | 0 | 0 | 0 | 0 | 0 | 0 | 0 | 0 | 0 | Y | North | FC
PGEB_2_PDRP68 | Bay Area | PGEB_2_PDRP68 | 0.12 | 0 | 0.01 | 0 | 0 | 0 | 0 | 0 | 0 | 0 | 0 | 0 | Y | North | FC
PGEB_2_PDRP93 | Bay Area | VLTS_PDR_PGEB_1 | 0 | 0 | 0 | 0.85 | 2.35 | 3.41 | 3.73 | 3.41 | 3.31 | 1.49 | 0 | 0 | Y | North | FC
PGF1_2_PDRP04 | Fresno | PGF1_2_PDRP04 | 0 | 0.21 | 0.43 | 0.64 | 0.53 | 0.75 | 0.64 | 0.87 | 0.81 | 0.48 | 0.53 | 0.64 | Y | North | FC
PGF1_2_PDRP16 | Fresno | PGF1_2_PDRP16 | 0 | 0 | 0 | 0.53 | 0.53 | 0.75 | 0.64 | 0.87 | 0.81 | 0.43 | 0 | 0 | Y | North | FC
PGF1_2_PDRP17 | Fresno | PGF1_2_PDRP17 | 0.11 | 0 | 0 | 0.43 | 0.64 | 0.75 | 0.75 | 0.64 | 0.96 | 0.53 | 0.43 | 0.53 | Y | North | FC
PGF1_2_PDRP18 | Fresno | PGF1_2_PDRP18 | 0 | 0 | 0 | 0.58 | 0.53 | 0.75 | 0.59 | 0.87 | 0.81 | 0.32 | 0 | 0 | Y | North | FC
PGF1_2_PDRP19 | Fresno | PGF1_2_PDRP19 | 0 | 0 | 0 | 0.43 | 0.64 | 0.75 | 0.75 | 0.64 | 0.89 | 0.53 | 0.32 | 0.53 | Y | North | FC
PGF1_2_PDRP20 | Fresno | PGF1_2_PDRP20 | 0 | 0 | 0 | 0.53 | 0.43 | 0.75 | 0.59 | 0.87 | 0.81 | 0.53 | 0 | 0 | Y | North | FC
PGF1_2_PDRP21 | Fresno | PGF1_2_PDRP21 | 0 | 0 | 0 | 0.43 | 0.53 | 0.75 | 0.75 | 0.64 | 0.85 | 0.43 | 0.32 | 0 | Y | North | FC
PGF1_2_PDRP24 | Fresno | PGF1_2_PDRP24 | 0 | 0 | 0 | 0 | 0 | 0.64 | 0.59 | 0.87 | 0.81 | 0.53 | 0 | 0 | Y | North | FC
PGF1_2_PDRP25 | Fresno | PGF1_2_PDRP25 | 0 | 0 | 0 | 0.32 | 0.53 | 0.75 | 0.75 | 0.64 | 0.85 | 0.43 | 0 | 0 | Y | North | FC
PGF1_2_PDRP26 | Fresno | PGF1_2_PDRP26 | 0 | 0 | 0 | 0 | 0 | 0.64 | 0.59 | 0.87 | 0.81 | 0 | 0 | 0 | Y | North | FC
PGF1_2_PDRP27 | Fresno | PGF1_2_PDRP27 | 0 | 0 | 0 | 0.43 | 0.53 | 0.75 | 0.75 | 0.64 | 0.85 | 0.43 | 0 | 0 | Y | North | FC
PGF1_2_PDRP28 | Fresno | PGF1_2_PDRP28 | 0 | 0 | 0 | 0 | 0 | 0.64 | 0.59 | 0.87 | 0.81 | 0 | 0 | 0 | Y | North | FC
PGF1_2_PDRP29 | Fresno | PGF1_2_PDRP29 | 0 | 0 | 0 | 0.38 | 0.53 | 0.75 | 0.75 | 0.75 | 0.85 | 0.43 | 0 | 0 | Y | North | FC
PGF1_2_PDRP30 | Fresno | PGF1_2_PDRP30 | 0 | 0 | 0 | 0 | 0 | 0 | 0.59 | 0.87 | 0.81 | 0 | 0 | 0 | Y | North | FC
PGF1_2_PDRP36 | Fresno | PGF1_2_PDRP36 | 0 | 0 | 0 | 0 | 0 | 0 | 0.59 | 0.87 | 0.81 | 0 | 0 | 0 | Y | North | FC
PGF1_2_PDRP37 | Fresno | PGF1_2_PDRP37 | 0 | 0 | 0 | 0 | 0 | 0.64 | 0.75 | 0.75 | 0.85 | 0.43 | 0 | 0 | Y | North | FC
PGF1_2_PDRP38 | Fresno | PGF1_2_PDRP38 | 0 | 0 | 0 | 0 | 0 | 0 | 0.59 | 0.87 | 0.81 | 0 | 0 | 0 | Y | North | FC
PGF1_2_PDRP39 | Fresno | PGF1_2_PDRP39 | 0 | 0 | 0 | 0 | 0 | 0.64 | 0.75 | 0.75 | 0.85 | 0 | 0 | 0 | Y | North | FC
PGF1_2_PDRP40 | Fresno | PGF1_2_PDRP40 | 0 | 0 | 0 | 0 | 0 | 0.96 | 0.96 | 0.21 | 0.44 | 0 | 0 | 0 | Y | North | FC
PGF1_2_PDRP41 | Fresno | PGF1_2_PDRP41 | 0 | 0 | 0 | 0 | 0 | 0 | 0.75 | 0.75 | 0.85 | 0 | 0 | 0 | Y | North | FC
PGF1_2_PDRP42 | Fresno | PGF1_2_PDRP42 | 0 | 0 | 0 | 0 | 0 | 0.96 | 0.96 | 0.21 | 0 | 0 | 0 | 0 | Y | North | FC
PGF1_2_PDRP43 | Fresno | PGF1_2_PDRP43 | 0 | 0 | 0 | 0 | 0 | 0 | 0.75 | 0.75 | 0.85 | 0 | 0 | 0 | Y | North | FC
PGF1_2_PDRP44 | Fresno | PGF1_2_PDRP44 | 0 | 0 | 0 | 0 | 0 | 0.96 | 0.97 | 0.32 | 0 | 0 | 0 | 0 | Y | North | FC
PGF1_2_PDRP45 | Fresno | PGF1_2_PDRP45 | 0 | 0 | 0 | 0 | 0 | 0 | 0 | 0.75 | 0 | 0 | 0 | 0 | Y | North | FC
PGF1_2_PDRP46 | Fresno | PGF1_2_PDRP46 | 0 | 0 | 0 | 0 | 0 | 0 | 0 | 0.43 | 0.43 | 0.71 | 0 | 0 | Y | North | FC
PGF1_2_PDRP47 | Fresno | PGF1_2_PDRP47 | 0 | 0 | 0 | 0 | 0.53 | 0.11 | 0.68 | 0.57 | 0.53 | 0.53 | 0 | 0 | Y | North | FC
PGF1_2_PDRP48 | Fresno | PGF1_2_PDRP48 | 0 | 0 | 0 | 0 | 0.53 | 0 | 0.68 | 0.57 | 0.53 | 0 | 0 | 0 | Y | North | FC
PGF1_2_PDRP49 | Fresno | PGF1_2_PDRP49 | 0 | 0 | 0 | 0 | 0 | 0 | 0.68 | 0.57 | 0 | 0 | 0 | 0 | Y | North | FC
PGF1_2_PDRP50 | Fresno | PGF1_2_PDRP50 | 0.62 | 0.62 | 0.62 | 0.96 | 0.26 | 0.69 | 0.55 | 0.48 | 0.69 | 0.46 | 0.85 | 0.96 | Y | North | FC
PGF1_2_PDRP51 | Fresno | PGF1_2_PDRP51 | 0.62 | 0.62 | 0.62 | 0.96 | 0.27 | 0.69 | 0.55 | 0.48 | 0.69 | 0.46 | 0.85 | 0.96 | Y | North | FC
PGF1_2_PDRP52 | Fresno | PGF1_2_PDRP52 | 0.62 | 0.62 | 0.62 | 0.96 | 0.27 | 0.69 | 0.55 | 0.48 | 0 | 0.46 | 0 | 0 | Y | North | FC
PGF1_2_PDRP53 | Fresno | PGF1_2_PDRP53 | 0.62 | 0.62 | 0.62 | 0.96 | 0.27 | 0.69 | 0.55 | 0.48 | 0 | 0.46 | 0 | 0 | Y | North | FC
PGF1_2_PDRP54 | Fresno | PGF1_2_PDRP54 | 0 | 0 | 0 | 0 | 0 | 0 | 0.55 | 0 | 0 | 0 | 0 | 0 | Y | North | FC
PGF1_2_PDRP55 | Fresno | PGF1_2_PDRP55 | 0 | 0 | 0 | 0 | 0 | 0 | 0 | 0.43 | 0.43 | 0.71 | 0 | 0 | Y | North | FC
PGF1_2_PDRP57 | Fresno | PGF1_2_PDRP57 | 0 | 0 | 0 | 0 | 0 | 0 | 0 | 0.43 | 0.43 | 0.71 | 0 | 0 | Y | North | FC
PGF1_2_PDRP60 | Fresno | PGF1_2_PDRP60 | 0.13 | 0.36 | 0.99 | 0 | 0 | 0 | 0 | 0 | 0 | 0 | 0 | 0 | Y | North | FC
PGF1_2_PDRP61 | Fresno | PGF1_2_PDRP61 |  |  | 0.13 | 0 | 0 | 0 | 0 | 0 | 0 | 0 | 0 | 0 | Y | North | FC
PGF1_2_PDRP63 | Fresno | PGF1_2_PDRP63 |  |  | 0.46 | 0 | 0 | 0 | 0 | 0 | 0 | 0 | 0 | 0 | Y | North | FC
PGF1_2_PDRP74 | Fresno | PGF1_2_PDRP74 | 0.45 | 0 | 0.99 | 0 | 0 | 0 | 0 | 0 | 0 | 0 | 0 | 0 | Y | North | FC
PGF1_2_PDRP75 | Fresno | PGF1_2_PDRP75 | 0.8 | 0.42 | 0.01 | 0 | 0 | 0 | 0 | 0 | 0 | 0 | 0 | 0 | Y | North | FC
PGF1_2_PDRP76 | Fresno | PGF1_2_PDRP76 |  | 0.49 | 0.01 | 0 | 0 | 0 | 0 | 0 | 0 | 0 | 0 | 0 | Y | North | FC
PGF1_2_PDRP79 | Fresno | PGF1_2_PDRP79 |  |  | 0.25 | 0 | 0 | 0 | 0 | 0 | 0 | 0 | 0 | 0 | Y | North | FC
PGF1_2_PDRP80 | Fresno | PGF1_2_PDRP80 | 0.4 | 0 | 0.99 | 0 | 0 | 0 | 0 | 0 | 0 | 0 | 0 | 0 | Y | North | FC
PGF1_2_PDRP81 | Fresno | PGF1_2_PDRP81 |  |  | 0.66 | 0 | 0 | 0 | 0 | 0 | 0 | 0 | 0 | 0 | Y | North | FC
PGF1_2_PDRP92 | Fresno | VLTS_PDR_PGF1_01 | 1.07 | 1.07 | 1.07 | 1.07 | 1.07 | 1.07 | 1.6 | 1.6 | 1.6 | 1.17 | 1.07 | 1.07 | Y | North | FC
PGFG_1_PDRP13 | NCNB | PGFG_1_PDRP13 | 0.43 | 0.43 | 0.43 | 0 | 0 | 0.32 | 0.32 | 0.27 | 0.27 | 0 | 0.43 | 0.43 | Y | North | FC
PGFG_1_PDRP14 | NCNB | PGFG_1_PDRP14 | 0 | 0 | 0.21 | 0.5 | 0 | 0.32 | 0.32 | 0.32 | 0.27 | 0 | 0.45 | 0.11 | Y | North | FC
PGFG_1_PDRP15 | NCNB | PGFG_1_PDRP15 | 0 | 0 | 0 | 0 | 0.48 | 0.53 | 0.53 | 0.53 | 0.53 | 0.43 | 0 | 0 | Y | North | FC
PGFG_1_PDRP17 | NCNB | PGFG_1_PDRP17 | 0 | 0 | 0 | 0 | 0.48 | 0.53 | 0.53 | 0.53 | 0.53 | 0.43 | 0 | 0 | Y | North | FC
PGFG_1_PDRP21 | NCNB | PGFG_1_PDRP21 |  | 0.16 | 0.13 | 0 | 0 | 0 | 0 | 0 | 0 | 0 | 0 | 0 | Y | North | FC
PGFG_1_PDRP23 | NCNB | PGFG_1_PDRP23 | 0.12 | 0 | 0.01 | 0 | 0 | 0 | 0 | 0 | 0 | 0 | 0 | 0 | Y | North | FC
PGFG_1_PDRP37 | NCNB | PGFG_1_PDRP37 | 0 | 0 | 0 | 0.32 | 0.43 | 0.43 | 0.53 | 0.32 | 0.32 | 0.32 | 0 | 0 | Y | North | FC
PGHB_6_PDRP04 | Humboldt | PGHB_6_PDRP04 | 0.32 | 0.35 | 0.43 | 0.32 | 0.21 | 0.28 | 0.26 | 0.27 | 0.32 | 0.34 | 0.32 | 0.32 | Y | North | FC
PGHB_6_PDRP05 | Humboldt | PGHB_6_PDRP05 | 0 | 0 | 0 | 0 | 0 | 0.21 | 0.26 | 0.27 | 0.27 | 0 | 0 | 0 | Y | North | FC
PGHB_6_PDRP17 | Humboldt | PGHB_6_PDRP17 | 0 | 0 | 0 | 0.11 | 0.11 | 0.32 | 0.32 | 0.32 | 0.21 | 0.11 | 0 | 0 | Y | North | FC
PGKN_2_PDRP02 | Kern | PGKN_2_PDRP02 | 0 | 0 | 0.14 | 0.53 | 0.65 | 0.93 | 0.75 | 1.14 | 0.93 | 0.53 | 0 | 0 | Y | North | FC
PGKN_2_PDRP06 | Kern | PGKN_2_PDRP06 | 0 | 0 | 0 | 0.53 | 0.53 | 0.93 | 0.67 | 1.07 | 0.85 | 0.53 | 0 | 0 | Y | North | FC
PGKN_2_PDRP07 | Kern | PGKN_2_PDRP07 | 0 | 0 | 0 | 0.53 | 0.64 | 0.93 | 0.69 | 1.2 | 1.2 | 0.59 | 0 | 0 | Y | North | FC
PGKN_2_PDRP08 | Kern | PGKN_2_PDRP08 | 0 | 0 | 0 | 0.53 | 0.53 | 0.94 | 0.75 | 1.07 | 0.96 | 0.53 | 0 | 0 | Y | North | FC
PGKN_2_PDRP09 | Kern | PGKN_2_PDRP09 | 0 | 0 | 0 | 0.53 | 0.64 | 0.93 | 0.69 | 1.2 | 1.2 | 0.59 | 0 | 0 | Y | North | FC
PGKN_2_PDRP12 | Kern | PGKN_2_PDRP12 | 0 | 0 | 0 | 0 | 0.53 | 0.94 | 0.64 | 1.07 | 0.96 | 0.43 | 0 | 0 | Y | North | FC
PGKN_2_PDRP13 | Kern | PGKN_2_PDRP13 | 0 | 0 | 0 | 0.53 | 0.53 | 0.94 | 0.64 | 1.21 | 1.21 | 0.59 | 0 | 0 | Y | North | FC
PGKN_2_PDRP15 | Kern | PGKN_2_PDRP15 | 0 | 0 | 0 | 0 | 0.53 | 0.94 | 0.64 | 1.21 | 1.21 | 0.59 | 0 | 0 | Y | North | FC
PGKN_2_PDRP18 | Kern | PGKN_2_PDRP18 | 0 | 0 | 0 | 0 | 0 | 0 | 0.93 | 0.59 | 0.64 | 0 | 0 | 0 | Y | North | FC
PGKN_2_PDRP19 | Kern | PGKN_2_PDRP19 | 0 | 0 | 0 | 0 | 0 | 1.49 | 1.49 | 0.53 | 1.07 | 1.07 | 0 | 0 | Y | North | FC
PGKN_2_PDRP20 | Kern | PGKN_2_PDRP20 | 0 | 0 | 0 | 0 | 0 | 0 | 0 | 0.59 | 0.64 | 0 | 0 | 0 | Y | North | FC
PGKN_2_PDRP21 | Kern | PGKN_2_PDRP21 | 0 | 0 | 0 | 0 | 0 | 1.49 | 1.49 | 0.53 | 0 | 0 | 0 | 0 | Y | North | FC
PGKN_2_PDRP22 | Kern | PGKN_2_PDRP22 | 0.53 | 0.71 | 0.71 | 0 | 0 | 0 | 0 | 0 | 0 | 0.11 | 0.85 | 0.75 | Y | North | FC
PGKN_2_PDRP25 | Kern | PGKN_2_PDRP25 |  | 0.48 | 0.11 | 0 | 0 | 0 | 0 | 0 | 0 | 0 | 0 | 0 | Y | North | FC
PGKN_2_PDRP32 | Kern | VLTS_PDR_PGKN_1 | 1.07 | 1.07 | 1.07 | 1.07 | 1.07 | 1.07 | 1.49 | 1.49 | 1.49 | 1.17 | 1.07 | 1.07 | Y | North | FC
PGKN_2_PDRP33 | Kern | PGKN_2_PDRP33 | 0.12 | 0 | 0.01 | 0 | 0 | 0 | 0 | 0 | 0 | 0 | 0 | 0 | Y | North | FC
PGNB_2_PDRP02 | NCNB | PGNB_2_PDRP02 | 0.43 | 0 | 0.64 | 0.37 | 0 | 0.89 | 0.86 | 0.55 | 0.85 | 0.43 | 0.32 | 0.11 | Y | North | FC
PGNB_2_PDRP12 | NCNB | PGNB_2_PDRP12 | 0 | 0 | 0 | 0.37 | 0 | 0 | 0 | 0 | 0 | 0 | 0.32 | 0 | Y | North | FC
PGNB_2_PDRP15 | NCNB | PGNB_2_PDRP15 | 0 | 0.69 | 0 | 0 | 0.75 | 0.67 | 0.85 | 0.53 | 0.75 | 0.48 | 0.43 | 0.43 | Y | North | FC
PGNB_2_PDRP17 | NCNB | PGNB_2_PDRP17 | 0 | 0 | 0 | 0 | 0 | 0 | 0 | 0.53 | 0 | 0 | 0 | 0 | Y | North | FC
PGNB_2_PDRP19 | NCNB | PGNB_2_PDRP19 |  | 0.14 | 0.01 | 0 | 0 | 0 | 0 | 0 | 0 | 0 | 0 | 0 | Y | North | FC
PGNB_2_PDRP20 | NCNB | PGNB_2_PDRP20 |  | 0.12 | 0.22 | 0 | 0 | 0 | 0 | 0 | 0 | 0 | 0 | 0 | Y | North | FC
PGNB_2_PDRP34 | NCNB | PGNB_2_PDRP34 | 0.1 | 0 | 0.01 | 0 | 0 | 0 | 0 | 0 | 0 | 0 | 0 | 0 | Y | North | FC
PGNB_2_PDRP38 | NCNB | PGNB_2_PDRP38 | 0 | 0 | 0 | 0.11 | 0.11 | 0.21 | 0.21 | 0.21 | 0.21 | 0.11 | 0 | 0 | Y | North | FC
PGNC_1_PDRP01 | NCNB | PGNC_1_PDRP01 | 0.43 | 0.11 | 0.11 | 0 | 0 | 0.8 | 0.75 | 0.53 | 0.75 | 0.21 | 0.21 | 0.21 | Y | North | FC
PGNC_1_PDRP04 | NCNB | PGNC_1_PDRP04 | 0 | 0 | 0.21 | 0 | 0 | 0.43 | 0.75 | 0.16 | 0.53 | 0.15 | 0.53 | 0.53 | Y | North | FC
PGNC_1_PDRP05 | NCNB | PGNC_1_PDRP05 | 0 | 0 | 0 | 0 | 0 | 0 | 0 | 0.53 | 0 | 0 | 0 | 0 | Y | North | FC
PGNC_1_PDRP06 | NCNB | PGNC_1_PDRP06 | 0.11 | 0.21 | 0.21 | 0.16 | 0.66 | 0.16 | 0.21 | 0.21 | 0.2 | 0.21 | 0.21 | 0 | Y | North | FC
PGNC_1_PDRP09 | NCNB | PGNC_1_PDRP09 | 0.34 | 0 | 0.01 | 0 | 0 | 0 | 0 | 0 | 0 | 0 | 0 | 0 | Y | North | FC
PGNC_1_PDRP17 | NCNB | PGNC_1_PDRP17 |  | 0.11 | 0.11 | 0 | 0 | 0 | 0 | 0 | 0 | 0 | 0 | 0 | Y | North | FC
PGNC_2_PDRP13 | NCNB | PGNC_2_PDRP13 | 0 | 0 | 0 | 0.11 | 0.21 | 0.21 | 0.21 | 0.21 | 0.21 | 0.11 | 0 | 0 | Y | North | FC
PGNP_2_PDRP02 | CAISO System | PGNP_2_PDRP02 | 0.11 | 0 | 0 | 0 | 0.53 | 0.9 | 0.53 | 0.66 | 0.53 | 0 | 0.32 | 0.68 | Y | North | FC
PGNP_2_PDRP08 | CAISO System | PGNP_2_PDRP08 | 0 | 0 | 0 | 0 | 0.53 | 0.89 | 0.53 | 0.66 | 0 | 0 | 0 | 0 | Y | North | FC
PGNP_2_PDRP09 | CAISO System | PGNP_2_PDRP09 | 0 | 0 | 0.11 | 0 | 0.37 | 0.75 | 0.53 | 0.75 | 0.43 | 0 | 0.21 | 0.64 | Y | North | FC
PGNP_2_PDRP10 | CAISO System | PGNP_2_PDRP10 | 0 | 0 | 0 | 0 | 0.37 | 0.89 | 1.02 | 0 | 0 | 0 | 0 | 0 | Y | North | FC
PGNP_2_PDRP11 | CAISO System | PGNP_2_PDRP11 | 0 | 0 | 0 | 0 | 0 | 0.64 | 0.53 | 0.53 | 0 | 0 | 0 | 0 | Y | North | FC
PGNP_2_PDRP16 | CAISO System | PGNP_2_PDRP16 | 0 | 0 | 0 | 0 | 0 | 0 | 0 | 0.53 | 0.8 | 0.8 | 0 | 0 | Y | North | FC
PGNP_2_PDRP17 | CAISO System | PGNP_2_PDRP17 | 0 | 0 | 0 | 0 | 0 | 0.64 | 0.79 | 0.53 | 0 | 0 | 0 | 0 | Y | North | FC
PGNP_2_PDRP18 | CAISO System | PGNP_2_PDRP18 | 0 | 0 | 0 | 0 | 0 | 0 | 0 | 0.53 | 0.8 | 0.8 | 0 | 0 | Y | North | FC
PGNP_2_PDRP19 | CAISO System | PGNP_2_PDRP19 | 0 | 0 | 0 | 0 | 0 | 0.64 | 0 | 0 | 0 | 0 | 0 | 0 | Y | North | FC
PGNP_2_PDRP20 | CAISO System | PGNP_2_PDRP20 | 0 | 0 | 0 | 0 | 0 | 0 | 0.99 | 0.99 | 1.01 | 0 | 0 | 0 | Y | North | FC
PGNP_2_PDRP21 | CAISO System | PGNP_2_PDRP21 | 0 | 0 | 0 | 0 | 0 | 0 | 0.99 | 0.99 | 1.01 | 0 | 0 | 0 | Y | North | FC
PGNP_2_PDRP22 | CAISO System | PGNP_2_PDRP22 | 0.69 | 0.69 | 0.46 | 0.68 | 0.53 | 0.48 | 0.66 | 0.63 | 0.66 | 0.71 | 0.71 | 0.53 | Y | North | FC
PGNP_2_PDRP23 | CAISO System | PGNP_2_PDRP23 | 0.69 | 0.69 | 0.46 | 0.69 | 0.53 | 0.49 | 0.66 | 0.63 | 0.66 | 0.71 | 0.71 | 0.53 | Y | North | FC
PGNP_2_PDRP24 | CAISO System | PGNP_2_PDRP24 | 0 | 0 | 0.46 | 0.71 | 0.53 | 0.49 | 0.67 | 0 | 0.65 | 0.71 | 0.71 | 0 | Y | North | FC
PGNP_2_PDRP25 | CAISO System | PGNP_2_PDRP25 | 0 | 0 | 0 | 0 | 0.53 | 0.49 | 0 | 0 | 0 | 0 | 0 | 0 | Y | North | FC
PGNP_2_PDRP26 | CAISO System | PGNP_2_PDRP26 | 0 | 0 | 0 | 0 | 0 | 0.53 | 0.63 | 0.53 | 0.59 | 0.53 | 0 | 0 | Y | North | FC
PGNP_2_PDRP27 | CAISO System | PGNP_2_PDRP27 | 0 | 0 | 0 | 0 | 0 | 0.53 | 0.64 | 0.53 | 0.59 | 0.53 | 0 | 0 | Y | North | FC
PGNP_2_PDRP30 | CAISO System | PGNP_2_PDRP30 | 0.26 | 0.91 | 0.17 | 0 | 0 | 0 | 0 | 0 | 0 | 0 | 0 | 0 | Y | North | FC
PGNP_2_PDRP31 | CAISO System | PGNP_2_PDRP31 |  |  | 0.12 | 0 | 0 | 0 | 0 | 0 | 0 | 0 | 0 | 0 | Y | North | FC
PGNP_2_PDRP38 | CAISO System | VLTS_PDR_PGNP-Calplant | 0 | 0 | 0 | 3.73 | 4.27 | 4.8 | 4.8 | 4.8 | 4.8 | 3.73 | 0 | 0 | Y | North | FC
PGNP_2_PDRP39 | CAISO System | VLTS_PDR_PGNP_02 | 0 | 0 | 0 | 0.91 | 1.01 | 1.01 | 1.01 | 1.01 | 1.01 | 0.91 | 0 | 0 | Y | North | FC
PGNP_2_PDRP48 | CAISO System | PGNP_2_PDRP48 | 0.21 | 0.2 | 0.01 | 0 | 0 | 0 | 0 | 0 | 0 | 0 | 0 | 0 | Y | North | FC
PGNP_2_PDRP52 | CAISO System | VLTS_PDR_PGNP_03 | 0 | 0 | 0 | 0.32 | 0.32 | 0.43 | 0.43 | 0.43 | 0.32 | 0.32 | 0 | 0 | Y | North | FC
PGP2_2_PDRP05 | Bay Area | PGP2_2_PDRP05 | 0 | 0 | 0 | 0.52 | 0 | 0 | 0 | 0 | 0 | 0 | 0.27 | 0 | Y | North | FC
PGP2_2_PDRP07 | Bay Area | PGP2_2_PDRP07 | 0 | 0.11 | 0.53 | 0.48 | 0.37 | 0 | 0.43 | 0 | 0.21 | 0.53 | 0.27 | 0.53 | Y | North | FC
PGP2_2_PDRP08 | Bay Area | PGP2_2_PDRP08 | 0 | 0 | 0 | 0 | 0.38 | 0 | 0.43 | 0 | 0.23 | 0.53 | 0.27 | 0.73 | Y | North | FC
PGP2_2_PDRP17 | Bay Area | PGP2_2_PDRP17 | 0 | 0 | 0 | 0 | 0 | 0.53 | 0.53 | 0.64 | 1.48 | 0 | 0 | 0 | Y | North | FC
PGP2_2_PDRP22 | Bay Area | PGP2_2_PDRP22 | 0 | 0 | 0 | 0 | 0 | 0 | 0 | 0 | 0 | 0 | 0.27 | 0 | Y | North | FC
PGP2_2_PDRP23 | Bay Area | PGP2_2_PDRP23 | 0 | 0 | 0 | 0 | 0 | 0 | 0 | 1.28 | 1.12 | 0 | 0 | 0 | Y | North | FC
PGP2_2_PDRP24 | Bay Area | PGP2_2_PDRP24 | 0.21 | 0.21 | 0.21 | 0.21 | 0.21 | 0.87 | 1.11 | 0.73 | 0.73 | 0.73 | 0.73 | 0.11 | Y | North | FC
PGP2_2_PDRP25 | Bay Area | PGP2_2_PDRP25 | 0 | 0 | 0 | 0 | 0 | 0.87 | 1.11 | 0 | 0 | 0 | 0 | 0 | Y | North | FC
PGP2_2_PDRP26 | Bay Area | PGP2_2_PDRP26 | 0 | 0 | 0 | 0 | 0 | 0.53 | 0.53 | 0.54 | 0 | 0 | 0 | 0 | Y | North | FC
PGP2_2_PDRP28 | Bay Area | PGP2_2_PDRP28 | 0.53 | 0.53 | 0.53 | 0 | 0 | 0 | 0 | 0 | 0 | 0 | 0 | 0 | Y | North | FC
PGP2_2_PDRP35 | Bay Area | PGP2_2_PDRP35 |  |  | 0.13 | 0 | 0 | 0 | 0 | 0 | 0 | 0 | 0 | 0 | Y | North | FC
PGP2_2_PDRP38 | Bay Area | PGP2_2_PDRP38 | 0.11 | 0.83 | 0.71 | 0 | 0 | 0 | 0 | 0 | 0 | 0 | 0 | 0 | Y | North | FC
PGP2_2_PDRP47 | Bay Area | PGP2_2_PDRP47 |  |  | 0.97 | 0 | 0 | 0 | 0 | 0 | 0 | 0 | 0 | 0 | Y | North | FC
PGP2_2_PDRP58 | Bay Area | PGP2_2_PDRP58 | 0 | 0 | 0 | 0.21 | 0.21 | 0.32 | 0.32 | 0.32 | 0.21 | 0.21 | 0 | 0 | Y | North | FC
PGP2_2_PDRP63 | Bay Area | PGP2_2_PDRP63 | 0.39 | 0 | 0.01 | 0 | 0 | 0 | 0 | 0 | 0 | 0 | 0 | 0 | Y | North | FC
PGP2_2_PDRP65 | Bay Area | PGP2_2_PDRP65 |  | 0.22 | 0.12 | 0 | 0 | 0 | 0 | 0 | 0 | 0 | 0 | 0 | Y | North | FC
PGSB_1_PDRP04 | Bay Area | PGSB_1_PDRP04 | 0 | 0.11 | 0 | 0.53 | 0.43 | 0.59 | 0.65 | 0.75 | 0.64 | 0.63 | 0.53 | 0.75 | Y | North | FC
PGSB_1_PDRP08 | Bay Area | PGSB_1_PDRP08 | 0 | 0 | 0 | 0.53 | 0.43 | 0.53 | 0.53 | 0.75 | 0.64 | 0.53 | 0 | 0 | Y | North | FC
PGSB_1_PDRP10 | Bay Area | PGSB_1_PDRP10 | 0 | 0 | 0 | 0 | 0.43 | 0.53 | 0.53 | 0.64 | 0.53 | 0.53 | 0 | 0 | Y | North | FC
PGSB_1_PDRP11 | Bay Area | PGSB_1_PDRP11 | 0.33 | 0 | 0.35 | 0.53 | 0.53 | 0.53 | 0.61 | 0.75 | 0.64 | 0.43 | 0.43 | 0.43 | Y | North | FC
PGSB_1_PDRP17 | Bay Area | PGSB_1_PDRP17 | 0 | 0 | 0.35 | 0 | 0.53 | 0.53 | 0.59 | 0.64 | 0.64 | 0.43 | 0 | 0 | Y | North | FC
PGSB_1_PDRP29 | Bay Area | PGSB_1_PDRP29 | 0 | 0 | 0.35 | 0 | 0 | 0.53 | 0.59 | 0.64 | 0.53 | 0.32 | 0 | 0 | Y | North | FC
PGSB_1_PDRP30 | Bay Area | PGSB_1_PDRP30 | 0 | 0 | 0 | 0 | 0 | 0.53 | 0.53 | 0 | 0.53 | 0.53 | 0 | 0 | Y | North | FC
PGSB_1_PDRP31 | Bay Area | PGSB_1_PDRP31 | 0 | 0 | 0 | 0 | 0 | 0.53 | 0.61 | 0.64 | 0.53 | 0 | 0 | 0 | Y | North | FC
PGSB_1_PDRP32 | Bay Area | PGSB_1_PDRP32 | 0 | 0 | 0 | 0 | 0 | 0.53 | 0.53 | 0 | 0.53 | 0 | 0 | 0 | Y | North | FC
PGSB_1_PDRP33 | Bay Area | PGSB_1_PDRP33 | 0 | 0 | 0 | 0 | 0 | 0.53 | 0.59 | 0 | 0.53 | 0 | 0 | 0 | Y | North | FC
PGSB_1_PDRP34 | Bay Area | PGSB_1_PDRP34 | 0 | 0 | 0 | 0 | 0 | 0 | 0.53 | 0 | 0.53 | 0 | 0 | 0 | Y | North | FC
PGSB_1_PDRP35 | Bay Area | PGSB_1_PDRP35 | 0 | 0 | 0 | 0 | 0 | 0.53 | 0.59 | 0 | 0.53 | 0 | 0 | 0 | Y | North | FC
PGSB_1_PDRP36 | Bay Area | PGSB_1_PDRP36 | 0.05 | 1.07 | 0.64 | 0.65 | 0.53 | 1.23 | 0.87 | 1.12 | 1.1 | 1.07 | 1.01 | 0 | Y | North | FC
PGSB_1_PDRP42 | Bay Area | PGSB_1_PDRP42 | 0 | 0 | 0 | 0 | 0 | 0 | 0 | 0.79 | 0.96 | 0.53 | 0 | 0 | Y | North | FC
PGSB_1_PDRP43 | Bay Area | PGSB_1_PDRP43 | 0 | 0 | 0 | 0 | 0 | 0 | 0 | 0.79 | 0.96 | 0.53 | 0 | 0 | Y | North | FC
PGSB_1_PDRP44 | Bay Area | PGSB_1_PDRP44 | 0 | 0 | 0 | 0.65 | 0.53 | 1.23 | 0.87 | 1.11 | 1.1 | 0 | 0 | 0 | Y | North | FC
PGSB_1_PDRP45 | Bay Area | PGSB_1_PDRP45 | 0.64 | 0.58 | 0.58 | 0.85 | 0.54 | 0.85 | 0 | 0 | 0 | 0.17 | 0.43 | 0.43 | Y | North | FC
PGSB_1_PDRP46 | Bay Area | PGSB_1_PDRP46 | 0.64 | 0.58 | 0.58 | 0 | 0 | 0 | 0 | 0 | 0 | 0.17 | 0.43 | 0.43 | Y | North | FC
PGSB_1_PDRP47 | Bay Area | PGSB_1_PDRP47 | 0 | 0 | 0 | 0 | 0 | 0 | 0.87 | 1.11 | 1.1 | 0 | 0 | 0 | Y | North | FC
PGSB_1_PDRP60 | Bay Area | PGSB_1_PDRP60 |  | 0.64 | 0.01 | 0 | 0 | 0 | 0 | 0 | 0 | 0 | 0 | 0 | Y | North | FC
PGSB_1_PDRP63 | Bay Area | PGSB_1_PDRP63 | 0.11 | 0.38 | 0.16 | 0 | 0 | 0 | 0 | 0 | 0 | 0 | 0 | 0 | Y | North | FC
PGSB_1_PDRP64 | Bay Area | PGSB_1_PDRP64 | 0.35 | 0.67 | 0.99 | 0 | 0 | 0 | 0 | 0 | 0 | 0 | 0 | 0 | Y | North | FC
PGSB_1_PDRP66 | Bay Area | PGSB_1_PDRP66 |  | 0.66 | 0.01 | 0 | 0 | 0 | 0 | 0 | 0 | 0 | 0 | 0 | Y | North | FC
PGSB_1_PDRP67 | Bay Area | PGSB_1_PDRP67 | 0.81 | 1.1 | 0.01 | 0 | 0 | 0 | 0 | 0 | 0 | 0 | 0 | 0 | Y | North | FC
PGSB_1_PDRP68 | Bay Area | PGSB_1_PDRP68 |  |  | 0.11 | 0 | 0 | 0 | 0 | 0 | 0 | 0 | 0 | 0 | Y | North | FC
PGSB_1_PDRP72 | Bay Area | PGSB_1_PDRP72 | 0.1 | 0.43 | 0.01 | 0 | 0 | 0 | 0 | 0 | 0 | 0 | 0 | 0 | Y | North | FC
PGSB_1_PDRP87 | Bay Area | VLTS_PDR_PGSB_1 | 0.32 | 0.32 | 0.32 | 0.32 | 0.32 | 0.32 | 0.32 | 0.32 | 0.32 | 0.32 | 0.32 | 0.32 | Y | North | FC
PGSF_2_PDRP03 | Bay Area | PGSF_2_PDRP03 | 0.54 | 0 | 0 | 0.69 | 0.16 | 0.37 | 0.21 | 0 | 0.13 | 0.53 | 0.27 | 0.53 | Y | North | FC
PGSF_2_PDRP04 | Bay Area | PGSF_2_PDRP04 | 0 | 0.43 | 0.54 | 0 | 0.37 | 0.39 | 0.21 | 0.11 | 0.13 | 0.53 | 0.27 | 0.53 | Y | North | FC
PGSF_2_PDRP08 | Bay Area | PGSF_2_PDRP08 | 0 | 0.32 | 0 | 0 | 0 | 0 | 0 | 0 | 0 | 0 | 0.27 | 0 | Y | North | FC
PGSF_2_PDRP12 | Bay Area | PGSF_2_PDRP12 | 0 | 0.32 | 0 | 0 | 0 | 0 | 0 | 0 | 0 | 0 | 0 | 0 | Y | North | FC
PGSF_2_PDRP18 | Bay Area | PGSF_2_PDRP18 | 0.27 | 0.11 | 0.41 | 0.65 | 0.64 | 0.86 | 0.64 | 0.38 | 1.18 | 0.52 | 0.32 | 0.3 | Y | North | FC
PGSF_2_PDRP19 | Bay Area | PGSF_2_PDRP19 | 0 | 0 | 0 | 0 | 0 | 0 | 0 | 0 | 0 | 0 | 0.27 | 0 | Y | North | FC
PGSF_2_PDRP20 | Bay Area | PGSF_2_PDRP20 | 0 | 0 | 0 | 0 | 0 | 0 | 0 | 0.64 | 0.21 | 0 | 0 | 0 | Y | North | FC
PGSF_2_PDRP33 | Bay Area | PGSF_2_PDRP33 | 0.36 | 0 | 0.79 | 0 | 0 | 0 | 0 | 0 | 0 | 0 | 0 | 0 | Y | North | FC
PGSF_2_PDRP34 | Bay Area | PGSF_2_PDRP34 | 0.26 | 0 | 0.5 | 0 | 0 | 0 | 0 | 0 | 0 | 0 | 0 | 0 | Y | North | FC
PGSF_2_PDRP36 | Bay Area | PGSF_2_PDRP36 |  | 0.31 | 0.39 | 0 | 0 | 0 | 0 | 0 | 0 | 0 | 0 | 0 | Y | North | FC
PGSF_2_PDRP38 | Bay Area | PGSF_2_PDRP38 | 0.1 | 0 | 0.01 | 0 | 0 | 0 | 0 | 0 | 0 | 0 | 0 | 0 | Y | North | FC
PGSF_2_PDRP46 | Bay Area | PGSF_2_PDRP46 |  |  | 0.18 | 0 | 0 | 0 | 0 | 0 | 0 | 0 | 0 | 0 | Y | North | FC
PGSF_2_PDRP49 | Bay Area | VLTS_PDR_PGSF_1 | 0 | 0 | 0 | 0.8 | 0.91 | 0.91 | 0.91 | 0.91 | 0.91 | 0.8 | 0 | 0 | Y | North | FC
PGSF_2_PDRP50 | Bay Area | PGSF_2_PDRP50 |  |  | 0.12 | 0 | 0 | 0 | 0 | 0 | 0 | 0 | 0 | 0 | Y | North | FC
PGSF_2_PDRP52 | Bay Area | PGSF_2_PDRP52 |  | 0.22 | 0.01 | 0 | 0 | 0 | 0 | 0 | 0 | 0 | 0 | 0 | Y | North | FC
PGSF_2_PDRP53 | Bay Area | PGSF_2_PDRP53 |  | 0.12 | 0.01 | 0 | 0 | 0 | 0 | 0 | 0 | 0 | 0 | 0 | Y | North | FC
PGSI_1_PDRP02 | Sierra | PGSI_1_PDRP02 | 0 | 0.43 | 0.45 | 0 | 0 | 0.39 | 0 | 0 | 0 | 0 | 0 | 0 | Y | North | FC
PGSI_1_PDRP09 | Sierra | PGSI_1_PDRP09 | 0.43 | 0 | 0 | 0 | 0 | 0.21 | 0 | 0 | 0 | 0 | 0 | 0 | Y | North | FC
PGSI_1_PDRP20 | Sierra | PGSI_1_PDRP20 | 0.27 | 0.28 | 0.3 | 0.87 | 0.55 | 0.98 | 1.26 | 1.08 | 1.33 | 0.49 | 0.39 | 0.41 | Y | North | FC
PGSI_1_PDRP21 | Sierra | PGSI_1_PDRP21 | 0.27 | 0.28 | 0.3 | 0.59 | 0.54 | 0.98 | 1.28 | 1.08 | 1.21 | 0.49 | 0.39 | 0.41 | Y | North | FC
PGSI_1_PDRP22 | Sierra | PGSI_1_PDRP22 | 0.27 | 0.28 | 0.31 | 0.54 | 0.54 | 0.98 | 1.28 | 1.08 | 1.29 | 0.5 | 0.39 | 0.41 | Y | North | FC
PGSI_1_PDRP23 | Sierra | PGSI_1_PDRP23 | 0.26 | 0.28 | 0.31 | 0.54 | 0.54 | 0.98 | 1.23 | 1.07 | 1.17 | 0.5 | 0.39 | 0.41 | Y | North | FC
PGSI_1_PDRP24 | Sierra | PGSI_1_PDRP24 | 0.26 | 0.28 | 0.31 | 0.41 | 0.54 | 0.98 | 1.18 | 1.07 | 1.27 | 0.5 | 0.39 | 0.41 | Y | North | FC
PGSI_1_PDRP25 | Sierra | PGSI_1_PDRP25 | 0 | 0 | 0 | 0 | 0.54 | 0.97 | 1.24 | 1.07 | 1.24 | 0.5 | 0.39 | 0.41 | Y | North | FC
PGSI_1_PDRP26 | Sierra | PGSI_1_PDRP26 | 0 | 0 | 0 | 0 | 0.54 | 0.97 | 1.24 | 1.07 | 1.24 | 0.5 | 0 | 0 | Y | North | FC
PGSI_1_PDRP27 | Sierra | PGSI_1_PDRP27 | 0 | 0 | 0 | 0 | 0.54 | 0.97 | 0 | 1.07 | 0 | 0 | 0 | 0 | Y | North | FC
PGSI_1_PDRP31 | Sierra | PGSI_1_PDRP31 | 0.11 | 0 | 0.11 | 0 | 0 | 0 | 0 | 0 | 0 | 0 | 0 | 0 | Y | North | FC
PGSI_1_PDRP33 | Sierra | PGSI_1_PDRP33 | 0.37 | 0.99 | 0.85 | 0 | 0 | 0 | 0 | 0 | 0 | 0 | 0 | 0 | Y | North | FC
PGSI_1_PDRP35 | Sierra | PGSI_1_PDRP35 |  | 0.16 | 0.01 | 0 | 0 | 0 | 0 | 0 | 0 | 0 | 0 | 0 | Y | North | FC
PGSI_1_PDRP36 | Sierra | PGSI_1_PDRP36 |  | 0.39 | 0.01 | 0 | 0 | 0 | 0 | 0 | 0 | 0 | 0 | 0 | Y | North | FC
PGSI_1_PDRP39 | Sierra | VLTS_PDR_PGSI_01 | 0 | 0 | 0 | 1.6 | 1.81 | 1.81 | 1.92 | 1.81 | 1.81 | 1.6 | 0 | 0 | Y | North | FC
PGSI_1_PDRP40 | Sierra | PGSI_1_PDRP40 | 0.28 | 0.55 | 0.01 | 0 | 0 | 0 | 0 | 0 | 0 | 0 | 0 | 0 | Y | North | FC
PGSI_1_PDRP41 | Sierra | PGSI_1_PDRP41 | 0.22 | 0.35 | 0.01 | 0 | 0 | 0 | 0 | 0 | 0 | 0 | 0 | 0 | Y | North | FC
PGSI_1_PDRP42 | Sierra | PGSI_1_PDRP42 |  | 0.11 | 0.01 | 0 | 0 | 0 | 0 | 0 | 0 | 0 | 0 | 0 | Y | North | FC
PGSI_1_PDRP48 | Sierra | PGSI_1_PDRP48 | 0.26 | 0.27 | 0.92 | 0 | 0 | 0 | 0 | 0 | 0 | 0 | 0 | 0 | Y | North | FC
PGST_2_PDRP01 | Stockton | PGST_2_PDRP01 | 0.21 | 0.2 | 0.21 | 0.27 | 0.3 | 0.51 | 0.66 | 0.64 | 0.6 | 0.28 | 0.22 | 0.21 | Y | North | FC
PGST_2_PDRP03 | Stockton | PGST_2_PDRP03 | 0.02 | 0.09 | 0.13 | 0.22 | 0.32 | 0.73 | 0.76 | 1.18 | 1.09 | 0.53 | 0.29 | 0.6 | Y | North | FC
PGST_2_PDRP07 | Stockton | PGST_2_PDRP07 | 0.2 | 0.2 | 0.21 | 0.26 | 0.3 | 0.51 | 0.66 | 0.64 | 0.26 | 0.27 | 0.21 | 0.21 | Y | North | FC
PGST_2_PDRP08 | Stockton | PGST_2_PDRP08 | 0 | 0 | 0 | 0.21 | 0.31 | 0.73 | 0.76 | 1.18 | 1.03 | 0.53 | 0.28 | 0 | Y | North | FC
PGST_2_PDRP09 | Stockton | PGST_2_PDRP09 | 0 | 0 | 0 | 0 | 0.31 | 0.73 | 0.76 | 0 | 1.03 | 0 | 0 | 0 | Y | North | FC
PGST_2_PDRP10 | Stockton | PGST_2_PDRP10 | 0 | 0.21 | 0.11 | 0 | 0 | 0 | 0 | 0 | 0 | 0 | 0 | 0 | Y | North | FC
PGST_2_PDRP11 | Stockton | PGST_2_PDRP11 | 0.11 | 0 | 0 | 0.11 | 0 | 0.32 | 0.14 | 0 | 0 | 0 | 0 | 0 | Y | North | FC
PGST_2_PDRP16 | Stockton | PGST_2_PDRP16 |  |  | 0.11 | 0 | 0 | 0 | 0 | 0 | 0 | 0 | 0 | 0 | Y | North | FC
PGST_2_PDRP17 | Stockton | PGST_2_PDRP17 | 0.2 | 0 | 0.01 | 0 | 0 | 0 | 0 | 0 | 0 | 0 | 0 | 0 | Y | North | FC
PGST_2_PDRP22 | Stockton | VLTS_PDR_PGST_1 | 0.32 | 0.32 | 0.32 | 0.32 | 0.32 | 0.32 | 0.32 | 0.32 | 0.32 | 0.32 | 0.32 | 0.32 | Y | North | FC
PGST_2_PDRP32 | Stockton | PGST_2_PDRP32 |  | 0.22 | 0.01 | 0 | 0 | 0 | 0 | 0 | 0 | 0 | 0 | 0 | Y | North | FC
PGST_2_PDRP38 | Stockton | PGST_2_PDRP38 | 0.32 | 0 | 0.01 | 0 | 0 | 0 | 0 | 0 | 0 | 0 | 0 | 0 | Y | North | FC
PGST_2_PDRP39 | Stockton | PGST_2_PDRP39 | 0.66 | 0.9 | 1.01 | 0 | 0 | 0 | 0 | 0 | 0 | 0 | 0 | 0 | Y | North | FC
PGZP_2_PDRP02 | CAISO System | PGZP_2_PDRP02 | 0 | 0.32 | 0 | 0.53 | 0.75 | 0.43 | 0.53 | 0.84 | 0.43 | 0.32 | 0.41 | 0 | Y | North | FC
PGZP_2_PDRP07 | CAISO System | PGZP_2_PDRP07 | 0.3 | 0 | 0.51 | 0.53 | 0.53 | 0.47 | 0.53 | 0.8 | 0.53 | 0.43 | 0.34 | 0.23 | Y | North | FC
PGZP_2_PDRP08 | CAISO System | PGZP_2_PDRP08 | 0 | 0 | 0 | 0.53 | 0.75 | 0.39 | 0.53 | 0.75 | 0.42 | 0.32 | 0 | 0 | Y | North | FC
PGZP_2_PDRP09 | CAISO System | PGZP_2_PDRP09 | 0 | 0 | 0 | 0.53 | 0.53 | 0.47 | 0.53 | 0.8 | 0.53 | 0.32 | 0.32 | 0 | Y | North | FC
PGZP_2_PDRP10 | CAISO System | PGZP_2_PDRP10 | 0 | 0 | 0 | 0 | 0 | 0.32 | 0.53 | 0 | 0.32 | 0.32 | 0 | 0 | Y | North | FC
PGZP_2_PDRP11 | CAISO System | PGZP_2_PDRP11 | 0 | 0 | 0 | 0 | 0 | 0.47 | 0.43 | 0 | 0.53 | 0.32 | 0 | 0 | Y | North | FC
PGZP_2_PDRP15 | CAISO System | PGZP_2_PDRP15 | 0 | 0 | 0 | 0 | 0 | 0 | 0.82 | 0.85 | 1.07 | 0 | 0 | 0 | Y | North | FC
PGZP_2_PDRP16 | CAISO System | PGZP_2_PDRP16 | 0 | 0 | 0 | 0 | 0 | 0.71 | 0.64 | 0.53 | 0.53 | 0.53 | 0 | 0 | Y | North | FC
PGZP_2_PDRP17 | CAISO System | PGZP_2_PDRP17 | 0 | 0 | 0 | 0 | 0 | 0 | 0 | 0.85 | 1.07 | 0 | 0 | 0 | Y | North | FC
PGZP_2_PDRP18 | CAISO System | PGZP_2_PDRP18 | 0 | 0 | 0 | 0 | 0 | 0.71 | 0.64 | 0.53 | 0.53 | 0.53 | 0 | 0 | Y | North | FC
PGZP_2_PDRP19 | CAISO System | PGZP_2_PDRP19 | 0 | 0 | 0 | 0 | 0 | 0.71 | 0 | 0 | 0 | 0 | 0 | 0 | Y | North | FC
PGZP_2_PDRP20 | CAISO System | PGZP_2_PDRP20 | 0.43 | 0.43 | 0.43 | 0.43 | 0.43 | 0.43 | 0.43 | 0.43 | 0.43 | 0 | 0 | 0.64 | Y | North | FC
PGZP_2_PDRP24 | CAISO System | PGZP_2_PDRP24 |  | 0.33 | 0.14 | 0 | 0 | 0 | 0 | 0 | 0 | 0 | 0 | 0 | Y | North | FC
PGZP_2_PDRP25 | CAISO System | PGZP_2_PDRP25 |  | 0.1 | 0.01 | 0 | 0 | 0 | 0 | 0 | 0 | 0 | 0 | 0 | Y | North | FC
PGZP_2_PDRP26 | CAISO System | PGZP_2_PDRP26 | 0.15 | 0 | 0.59 | 0 | 0 | 0 | 0 | 0 | 0 | 0 | 0 | 0 | Y | North | FC
PGZP_2_PDRP35 | CAISO System | PGZP_2_PDRP35 | 1.2 | 0.13 | 0.01 | 0 | 0 | 0 | 0 | 0 | 0 | 0 | 0 | 0 | Y | North | FC
PGZP_2_PDRP36 | CAISO System | PGZP_2_PDRP36 |  | 0.86 | 0.01 | 0 | 0 | 0 | 0 | 0 | 0 | 0 | 0 | 0 | Y | North | FC
PGZP_2_PDRP45 | CAISO System | VLTS_PDR_PGZP_1 | 0.43 | 0.43 | 0.43 | 0.43 | 0.75 | 0.96 | 1.07 | 1.07 | 1.07 | 0.43 | 0.32 | 0.32 | Y | North | FC
PHOENX_1_UNIT | Stockton | PHOENIX PH | 0.44 | 0.36 | 0.84 | 1.01 | 1.03 | 0.85 | 0.88 | 0.91 | 0.86 | 0.45 | 0.27 | 0.33 | N | North | FC
PINFLT_7_UNITS | Fresno | PINE FLAT HYDRO AGGREGATE | 0 | 0 | 20.5 | 59.85 | 93.6 | 181.57 | 176.65 | 110.25 | 33.2 | 23.55 | 14.5 | 0 | Y | North | FC
PIOPIC_2_CTG1 | San Diego-IV | Pio Pico Unit 1 | 111.3 | 111.3 | 111.3 | 111.3 | 111.3 | 111.3 | 111.3 | 111.3 | 111.3 | 111.3 | 111.3 | 111.3 | Y | South | ID | 100% | 106 MW with FC priority - the rest C10 waiting for RAS.
PIOPIC_2_CTG2 | San Diego-IV | Pio Pico Unit 2 | 112.7 | 112.7 | 112.7 | 112.7 | 112.7 | 112.7 | 112.7 | 112.7 | 112.7 | 112.7 | 112.7 | 112.7 | Y | South | ID | 100% | 106 MW with FC priority - the rest C10 waiting for RAS.
PIOPIC_2_CTG3 | San Diego-IV | Pio Pico Unit 3 | 112 | 112 | 112 | 112 | 112 | 112 | 112 | 112 | 112 | 112 | 112 | 112 | Y | South | ID | 100% | 106 MW with FC priority - the rest C10 waiting for RAS.
PIT1_6_FRIVRA | CAISO System | Fall River Mills Project A | 0.06 | 0.05 | 0.27 | 0.23 | 0.24 | 0.47 | 0.59 | 0.41 | 0.21 | 0.03 | 0.03 | 0 | N | North | ID | 100% | 18DGD Waiting for Modify QC8SPS-02 and possibly other
PIT1_7_UNIT 1 | CAISO System | PIT PH 1 UNIT 1 | 19.6 | 18 | 19.2 | 17.67 | 17.6 | 15.8 | 12.4 | 9.2 | 9.2 | 8 | 14.4 | 16 | Y | North | FC
PIT1_7_UNIT 2 | CAISO System | PIT PH 1 UNIT 2 | 14.4 | 14.4 | 14.4 | 14.4 | 15.6 | 9.2 | 9.2 | 9.2 | 9.2 | 6.4 | 14.4 | 14.4 | Y | North | FC
PIT3_7_PL1X3 | CAISO System | PIT PH 3 UNITS 1, 2 & 3 AGGREGATE | 36 | 36.48 | 35.2 | 36.8 | 44.8 | 53.2 | 55.59 | 49.4 | 33 | 28.8 | 28.8 | 37.8 | Y | North | FC
PIT4_7_PL1X2 | CAISO System | PIT PH 4 UNITS 1 & 2 AGGREGATE | 50.2 | 46.8 | 44.4 | 46.6 | 53.6 | 62.84 | 66.6 | 57.2 | 42.4 | 39.8 | 43.2 | 49.2 | Y | North | FC
PIT5_7_PL1X2 | CAISO System | PIT PH 5 UNITS 1 & 2 AGGREGATE | 40.8 | 32 | 42.4 | 43.6 | 32.4 | 41.6 | 45.2 | 35.2 | 31 | 0 | 32 | 34 | Y | North | FC
PIT5_7_PL3X4 | CAISO System | PIT PH 5 UNITS 3 & 4 AGGREGATE | 32.4 | 36 | 32 | 32 | 56 | 56.8 | 47.2 | 41.6 | 35.2 | 48 | 32 | 32 | Y | North | FC
PIT5_7_QFUNTS | CAISO System | GRASSHOPPER FLAT HYDRO | 0.22 | 0.22 | 0.49 | 0.67 | 0.42 | 0.11 | 0.01 | 0 | 0 | 0 | 0 | 0.05 | N | North | FC
PIT6_7_UNIT 1 | CAISO System | PIT PH 6 UNIT 1 | 31.2 | 31.2 | 31.2 | 38.2 | 31.2 | 37.8 | 38 | 37.16 | 30.87 | 30.66 | 36.2 | 38 | Y | North | FC
PIT6_7_UNIT 2 | CAISO System | PIT PH 6 UNIT 2 | 38 | 39 | 39.2 | 38.4 | 31.22 | 38.6 | 38.6 | 38.6 | 36.85 | 29.84 | 37.25 | 38.8 | Y | North | FC
PIT7_7_UNIT 1 | CAISO System | PIT PH 7 UNIT 1 | 49.2 | 51.21 | 54.4 | 53.2 | 52.2 | 52.05 | 53.2 | 53.77 | 54.2 | 51.98 | 42.87 | 52.26 | Y | North | FC
PIT7_7_UNIT 2 | CAISO System | PIT PH 7 UNIT 2 | 41.76 | 50.6 | 53.68 | 53.4 | 43.2 | 50.76 | 52.92 | 53.41 | 53.88 | 53.17 | 52.68 | 42.56 | Y | North | FC
PIUTE_6_GNBSR1 | Big Creek-Ventura | Green Beanworks B | 0.12 | 0.09 | 0.54 | 0.45 | 0.48 | 0.93 | 1.17 | 0.81 | 0.42 | 0.06 | 0.06 | 0 | N | South | FC
PLACVL_1_CHILIB | Sierra | Chili Bar Powerhouse | 1.74 | 0.74 | 4.5 | 6.9 | 6.23 | 4.03 | 2.73 | 3.11 | 2.79 | 1.34 | 0.92 | 0.33 | N | North | FC
PLACVL_1_RCKCRE | Sierra | Rock Creek Hydro | 0.19 | 0.19 | 0.69 | 0.57 | 0.18 | 0 | 0 | 0 | 0 | 0 | 0 | 0 | N | North | FC
PLAINV_6_BSOLAR | Big Creek-Ventura | Western Antelope Blue Sky Ranch A | 0 | 0 | 0 | 0 | 0 | 0 | 0 | 0 | 0 | 0 | 0 | 0 | N | South | EO
PLAINV_6_DSOLAR | Big Creek-Ventura | Western Antelope Dry Ranch | 0.4 | 0.3 | 1.8 | 1.5 | 1.6 | 3.1 | 3.9 | 2.7 | 1.4 | 0.2 | 0.2 | 0 | N | South | FC
PLAINV_6_NLRSR1 | Big Creek-Ventura | North Lancaster Ranch | 0 | 0 | 0 | 0 | 0 | 0 | 0 | 0 | 0 | 0 | 0 | 0 | N | South | EO
PLAINV_6_SOLAR3 | Big Creek-Ventura | Sierra Solar Greenworks LLC | 0 | 0 | 0 | 0 | 0 | 0 | 0 | 0 | 0 | 0 | 0 | 0 | N | South | EO
PLAINV_6_SOLARC | Big Creek-Ventura | Central Antelope Dry Ranch C | 0 | 0 | 0 | 0 | 0 | 0 | 0 | 0 | 0 | 0 | 0 | 0 | N | South | EO
PLMSSR_6_HISIER | CAISO System | High Sierra Cogeneration Aggregate |  | 6 | 6 | 6 | 6 | 6 | 6 | 6 | 6 | 6 | 6 | 6 | Y | North | FC
PLSNTG_7_LNCLND | Sierra | Lincoln Landfill Power Plant | 3.18 | 3.1 | 3.12 | 3.18 | 3.36 | 3.22 | 3.17 | 3.16 | 3.23 | 3.24 | 3.23 | 3.27 | N | North | FC
PMDLET_6_SOLAR1 | Big Creek-Ventura | SEPV Palmdale East, LLC | 0.4 | 0.3 | 1.8 | 1.5 | 1.6 | 3.1 | 3.9 | 2.7 | 1.4 | 0.2 | 0.2 | 0 | N | South | FC
PMPJCK_1_RB2SLR | CAISO System | Rio Bravo Solar 2 | 0.8 | 0.6 | 3.6 | 3 | 3.2 | 6.2 | 7.8 | 5.4 | 2.8 | 0.4 | 0.4 | 0 | N | North | FC
PMPJCK_1_SOLAR1 | CAISO System | Pumpjack Solar I | 0.8 | 0.6 | 3.6 | 3 | 3.2 | 6.2 | 7.8 | 5.4 | 2.8 | 0.4 | 0.4 | 0 | N | North | FC
PMPJCK_1_SOLAR2 | CAISO System | Rio Bravo Solar 1 | 0.8 | 0.6 | 3.6 | 3 | 3.2 | 6.2 | 7.8 | 5.4 | 2.8 | 0.4 | 0.4 | 0 | N | North | FC
PNCHEG_2_PL1X4 | CAISO System | PANOCHE ENERGY CENTER (Aggregated) | 417 | 417 | 417 | 417 | 417 | 412.84 | 410.24 | 410.24 | 417 | 417 | 417 | 417 | Y | North | ID | 100% | 401 MW with FCDS priority. The rest C11 waiting for QC8RAS-08, Los Banos-Padre Flat 230 kV Reconductor, Dos Amigos-Panoche Reconductor and possibly other
PNCHPP_1_PL1X2 | Fresno | Midway Peaking Aggregate | 119.91 | 119.76 | 119 | 115.16 | 113 | 111.34 | 108.54 | 109 | 110 | 113 | 119 | 119.91 | Y | North | FC
PNCHVS_2_SOLAR | CAISO System | Panoche Valley Solar | 5.6 | 4.2 | 25.2 | 21 | 22.4 | 43.4 | 54.6 | 37.8 | 19.6 | 2.8 | 2.8 | 0 | N | North | FC
PNOCHE_1_PL1X2 | Fresno | Panoche Peaker | 49.97 | 49.97 | 49.97 | 49.97 | 49.97 | 49.97 | 49.97 | 49.97 | 49.97 | 49.97 | 49.97 | 49.97 | Y | North | FC
PNOCHE_1_UNITA1 | Fresno | CalPeak Power Panoche Unit 1 | 52.01 | 52.01 | 52.01 | 52.01 | 52.01 | 52.01 | 52.01 | 52.01 | 52.01 | 52.01 | 52.01 | 52.01 | Y | North | FC
POEPH_7_UNIT 1 | Sierra | POE HYDRO UNIT 1 | 44 | 48 | 48 | 48 | 48 | 48 | 48.4 | 45.6 | 40.4 | 32.4 | 8 | 1.6 | Y | North | FC
POEPH_7_UNIT 2 | Sierra | POE HYDRO UNIT 2 | 43.2 | 48 | 48 | 48 | 48 | 39.4 | 41.27 | 42.64 | 42.64 | 20 | 20 | 23.6 | Y | North | FC
POTTER_6_UNITS | NCNB | Potter Valley | 1.63 | 1.39 | 0.88 | 1.39 | 1.97 | 2.02 | 1.99 | 2.06 | 1.9 | 1.51 | 1.74 | 2.1 | N | North | FC
POTTER_7_VECINO | NCNB | Vecino Vineyards LLC | 0 | 0 | 0 | 0 | 0 | 0 | 0 | 0 | 0 | 0 | 0 | 0 | N | North | FC
PRCTVY_1_MIGBT1 | San Diego-IV | Miguel BESS | 0 | 0 | 0 | 0 | 0 | 0 | 0 | 0 | 0 | 0 | 0 | 0 | N | South | EO
PRIMM_2_SOLAR1 | CAISO System | Silver State South | 10 | 7.5 | 45 | 37.5 | 40 | 77.5 | 97.5 | 67.5 | 35 | 5 | 5 | 0 | N | South | FC
PSWEET_1_STCRUZ | CAISO System | Santa Cruz Energy LLC | 0 | 0 | 0 | 0 | 0 | 0 | 0 | 0 | 0 | 0 | 0 | 0 | Y | North | EO
PSWEET_7_QFUNTS | CAISO System | PSWEET_7_QFUNTS | 0 | 0 | 0 | 0 | 0 | 0 | 0 | 0 | 0 | 0 | 0 | 0 | N | North | FC
PTLOMA_6_NTCQF | San Diego-IV | NTC/MCRD COGENERATION | 7.11 | 1.8 | 0 | 0 | 0 | 0 | 0 | 0 | 0 | 0 | 0 | 0 | N | South | FC
PUTHCR_1_SOLAR1 | CAISO System | Putah Creek Solar Farm | 0.08 | 0.06 | 0.36 | 0.3 | 0.32 | 0.61 | 0.77 | 0.53 | 0.28 | 0.04 | 0.04 | 0 | N | North | FC
PWEST_1_UNIT | LA Basin | PACIFIC WEST 1 WIND GENERATION | 0.29 | 0.25 | 0.59 | 0.53 | 0.53 | 0.69 | 0.48 | 0.44 | 0.32 | 0.17 | 0.25 | 0.27 | N | South | FC
RATSKE_2_NROSR1 | CAISO System | North Rosamond Solar | 6 | 4.5 | 27 | 22.5 | 24 | 46.5 | 58.5 | 40.5 | 21 | 3 | 3 | 0 | N | South | FC
RCKCRK_7_UNIT 1 | Sierra | ROCK CREEK HYDRO UNIT 1 | 40 | 20 | 32.63 | 36.8 | 1.6 | 17.4 | 32 | 32 | 23.56 | 16 | 0 | 12 | Y | North | FC
RCKCRK_7_UNIT 2 | Sierra | ROCK CREEK HYDRO UNIT 2 | 28 | 32 | 44.8 | 37 | 33 | 32 | 40 | 40 | 40 | 0 | 0 | 4 | Y | North | FC
RDWAY_1_CREST | CAISO System | CREST Contracts | 0 | 0 | 0 | 0 | 0 | 0 | 0 | 0 | 0 | 0 | 0 | 0 | N | South | EO
RECTOR_2_CREST | Big Creek-Ventura | Rector Aggregate Solar Resources | 0 | 0 | 0 | 0 | 0 | 0 | 0 | 0 | 0 | 0 | 0 | 0 | N | South | EO
RECTOR_2_KAWEAH | Big Creek-Ventura | KAWEAH PH 2 & 3 PSP AGGREGATE | 2.63 | 2.39 | 3.44 | 4.78 | 4.88 | 4.23 | 2.48 | 1.66 | 0.76 | 0 | 0 | 2.04 | N | South | FC
RECTOR_2_KAWH 1 | Big Creek-Ventura | KAWEAH PH 1 UNIT 1 | 0.41 | 0.31 | 0.23 | 0.36 | 0.38 | 0.36 | 0 | 0 | 0 | 0 | 0 | 0 | N | South | FC
RECTOR_2_QF | Big Creek-Ventura | Kaweah Unit 1 | 0 | 0 | 0 | 0 | 0 | 10.26 | 6.1 | 0 | 0 | 0 | 0 | 0 | Y | South | FC
RECTOR_2_TFDBM1 | Big Creek-Ventura | Two Fiets Dairy Digester | 0 | 0 | 0 | 0 | 0 | 0 | 0 | 0 | 0 | 0 | 0 | 0 | N | South | EO
RECTOR_7_TULARE | Big Creek-Ventura | MM Tulare | 0 | 0 | 0 | 0 | 0 | 0 | 0 | 0 | 0 | 0 | 0 | 0 | N | South | EO
REDBLF_6_UNIT | CAISO System | RED BLUFF PEAKER PLANT | 44 | 44 | 44 | 44 | 44 | 44 | 44 | 44 | 44 | 44 | 44 | 44 | Y | North | FC
REDMAN_2_SOLAR | Big Creek-Ventura | Lancaster East Avenue F | 0.15 | 0.11 | 0.68 | 0.56 | 0.6 | 1.16 | 1.46 | 1.01 | 0.53 | 0.08 | 0.08 | 0 | N | South | FC
REDMAN_6_AVSSR1 | Big Creek-Ventura | Antelope Valley Solar | 0.12 | 0.09 | 0.54 | 0.45 | 0.48 | 0.93 | 1.17 | 0.81 | 0.42 | 0.06 | 0.06 | 0 | N | South | FC
REDOND_7_UNIT 5 | LA Basin | REDONDO GEN STA. UNIT 5 | 178.87 | 178.87 | 178.87 | 178.87 | 178.87 | 178.87 | 178.87 | 178.87 | 178.87 | 178.87 | 178.87 | 178.87 | Y | South | FC
REDOND_7_UNIT 6 | LA Basin | REDONDO GEN STA. UNIT 6 | 175 | 175 | 175 | 175 | 175 | 175 | 175 | 175 | 175 | 175 | 175 | 175 | Y | South | FC
REDOND_7_UNIT 8 | LA Basin | REDONDO GEN STA. UNIT 8 | 480 | 480 | 480 | 480 | 480 | 480 | 480 | 480 | 480 | 480 | 480 | 480 | Y | South | FC
REEDLY_6_SOLAR | Fresno | Terzian | 0 | 0 | 0 | 0 | 0 | 0 | 0 | 0 | 0 | 0 | 0 | 0 | N | North | EO
RENWD_1_QF | LA Basin | Renwind re-powering project | 1.4 | 1.2 | 2.8 | 2.5 | 2.5 | 3.3 | 2.3 | 2.1 | 1.5 | 0.8 | 1.2 | 1.3 | N | South | FC
RICHMN_1_CHVSR2 | Bay Area | Chevron 8.5 | 0.34 | 0.26 | 1.53 | 1.28 | 1.36 | 2.64 | 3.32 | 2.3 | 1.19 | 0.17 | 0.17 | 0 | N | North | ID | 100% | 16DGD Waiting for Moraga-Castro Valley 230 kV Line Capacity Increase and possibly other
RICHMN_1_SOLAR | Bay Area | Chevron 2 | 0.08 | 0.06 | 0.36 | 0.3 | 0.32 | 0.62 | 0.78 | 0.54 | 0.28 | 0.04 | 0.04 | 0 | N | North | ID | 100% | 16DGD Waiting for Moraga-Castro Valley 230 kV Line Capacity Increase and possibly other
RICHMN_7_BAYENV | Bay Area | BAY ENVIRONMENTAL (NOVE POWER) | 0.55 | 0.53 | 0.41 | 0.42 | 0.89 | 0.23 | 0.2 | 0.23 | 0.03 | 0.15 | 0.21 | 0.31 | N | North | FC
RIOBRV_6_UNIT 1 | CAISO System | RIO BRAVO HYDRO | 0.14 | 0.19 | 0.28 | 5.06 | 6.12 | 4.62 | 8.52 | 7.23 | 3.96 | 1.66 | 0.29 | 0 | N | North | FC
RIOOSO_1_QF | Sierra | SMALL QF AGGREGATION - GRASS VALLEY | 0.21 | 0.55 | 0.68 | 0.86 | 0.97 | 0.84 | 0.81 | 0.89 | 0.81 | 0.19 | 0.02 | 0.05 | N | North | FC
RNDMTN_2_SLSPHY1 | CAISO System | Silver Springs | 0.22 | 0.23 | 0.3 | 0.32 | 0.28 | 0.26 | 0.23 | 0.22 | 0.19 | 0.18 | 0.18 | 0.18 | N | North | FC
RNDSBG_1_HZASR1 | CAISO System | Hazel A | 0.12 | 0.09 | 0.54 | 0.45 | 0.48 | 0.93 | 1.17 | 0.81 | 0.42 | 0.06 | 0.06 | 0 | N | South | FC
ROLLIN_6_UNIT | Sierra | ROLLINS HYDRO | 6.58 | 8.2 | 10.16 | 10.45 | 10.13 | 6.96 | 7.05 | 6.69 | 5.08 | 1.42 | 0.56 | 6.45 | Y | North | FC
ROSMDW_2_WIND1 | CAISO System | Pacific Wind - Phase 1 | 19.6 | 16.8 | 39.2 | 35 | 35 | 46.2 | 32.2 | 29.4 | 21 | 11.2 | 16.8 | 18.2 | N | South | FC
ROSMND_6_SOLAR | Big Creek-Ventura | Lancaster B | 0.12 | 0.09 | 0.54 | 0.45 | 0.48 | 0.93 | 1.17 | 0.81 | 0.42 | 0.06 | 0.06 | 0 | N | South | FC
RSMSLR_6_SOLAR1 | Big Creek-Ventura | Rosamond One | 0.8 | 0.6 | 3.6 | 3 | 3.2 | 6.2 | 7.8 | 5.4 | 2.8 | 0.4 | 0.4 | 0 | N | South | FC
RSMSLR_6_SOLAR2 | Big Creek-Ventura | Rosamond Two | 0.8 | 0.6 | 3.6 | 3 | 3.2 | 6.2 | 7.8 | 5.4 | 2.8 | 0.4 | 0.4 | 0 | N | South | FC
RTEDDY_2_SC1SR3 | CAISO System | Rosamond West Solar Clean | 1.6 | 1.2 | 7.2 | 6 | 6.4 | 12.4 | 15.6 | 10.8 | 5.6 | 0.8 | 0.8 | 0 | N | South | FC
RTEDDY_2_SEBSR3 | CAISO System | Rosamond West Solar East Bay 3 | 2.24 | 1.68 | 10.08 | 8.4 | 8.96 | 17.36 | 21.84 | 15.12 | 7.84 | 1.12 | 1.12 | 0 | N | South | FC
RTEDDY_2_SEBSR4 | CAISO System | Rosamond West Solar East Bay 4 | 2.24 | 1.68 | 10.08 | 8.4 | 8.96 | 17.36 | 21.84 | 15.12 | 7.84 | 1.12 | 1.12 | 0 | N | South | FC
RTEDDY_2_SOLAR1 | CAISO System | Rosamond West Solar 1 | 2.16 | 1.62 | 9.72 | 8.1 | 8.64 | 16.74 | 21.06 | 14.58 | 7.56 | 1.08 | 1.08 | 0 | N | South | FC
RTEDDY_2_SOLAR2 | CAISO System | Rosamond West Solar 2 | 2.16 | 1.62 | 9.72 | 8.1 | 8.64 | 16.74 | 21.06 | 14.58 | 7.56 | 1.08 | 1.08 | 0 | N | South | FC
RTEDDY_2_SPASR4 | CAISO System | Rosamond West Solar Palo Alto | 1.04 | 0.78 | 4.68 | 3.9 | 4.16 | 8.06 | 10.14 | 7.02 | 3.64 | 0.52 | 0.52 | 0 | N | South | FC
RTEDDY_2_SRXSR4 | CAISO System | Rosamond West Solar Rosie X | 0.54 | 0.41 | 2.45 | 2.04 | 2.18 | 4.22 | 5.3 | 3.67 | 1.9 | 0.27 | 0.27 | 0 | N | South | FC
RTREE_2_WIND1 | CAISO System | Rising Tree 1 | 11.09 | 9.5 | 22.18 | 19.8 | 19.8 | 26.14 | 18.22 | 16.63 | 11.88 | 6.34 | 9.5 | 10.3 | N | South | FC
RTREE_2_WIND2 | CAISO System | Rising Tree 2 | 2.77 | 2.38 | 5.54 | 4.95 | 4.95 | 6.53 | 4.55 | 4.16 | 2.97 | 1.58 | 2.38 | 2.57 | N | South | FC
RTREE_2_WIND3 | CAISO System | Rising Tree 3 | 13.86 | 11.88 | 27.72 | 24.75 | 24.75 | 32.67 | 22.77 | 20.79 | 14.85 | 7.92 | 11.88 | 12.87 | N | South | FC
RUSCTY_2_UNITS | Bay Area | Russell City Energy Center | 615.18 | 615.18 | 615.18 | 615.18 | 615.18 | 615.18 | 615.18 | 597.4 | 600.9 | 605.32 | 615.18 | 615.18 | Y | North | FC
RVRVEW_1_UNITA1 | Bay Area | Riverview Energy Center (GP Antioch) | 47.6 | 47.6 | 47.6 | 47.6 | 47.6 | 47.6 | 47.6 | 47.6 | 47.6 | 47.6 | 47.6 | 47.6 | Y | North | FC
RVSIDE_2_RERCU3 | LA Basin | Riverside Energy Res. Ctr Unit 3 | 49 | 49 | 49 | 49 | 49 | 49 | 49 | 49 | 49 | 49 | 49 | 49 | Y | South | FC
RVSIDE_2_RERCU4 | LA Basin | Riverside Energy Res. Ctr Unit 4 | 49 | 49 | 49 | 49 | 49 | 49 | 49 | 49 | 49 | 49 | 49 | 49 | Y | South | FC
RVSIDE_6_RERCU1 | LA Basin | Riverside Energy Res. Ctr Unit 1 | 48.35 | 48.35 | 48.35 | 48.35 | 48.35 | 48.35 | 48.35 | 48.35 | 48.35 | 48.35 | 48.35 | 48.35 | Y | South | FC
RVSIDE_6_RERCU2 | LA Basin | Riverside Energy Res. Ctr Unit 2 | 48.5 | 48.5 | 48.5 | 48.5 | 48.5 | 48.5 | 48.5 | 48.5 | 48.5 | 48.5 | 48.5 | 48.5 | Y | South | FC
RVSIDE_6_SOLAR1 | LA Basin | Tequesquite Landfill Solar Project | 0.3 | 0.23 | 1.35 | 1.13 | 1.2 | 2.33 | 2.93 | 2.03 | 1.05 | 0.15 | 0.15 | 0 | N | South | FC
RVSIDE_6_SPRING | LA Basin | SPRINGS GENERATION PROJECT AGGREGATE | 36 | 36 | 36 | 36 | 36 | 36 | 36 | 36 | 36 | 36 | 36 | 36 | Y | South | FC
S_RITA_6_SOLAR1 | Fresno | Sun Harvest Solar | 0 | 0 | 0 | 0 | 0 | 0 | 0 | 0 | 0 | 0 | 0 | 0 | N | North | EO
SALIRV_2_UNIT | CAISO System | Salinas River Cogeneration | 23.64 | 23.34 | 23.25 | 21.09 | 19.98 | 13.37 | 18.36 | 20.68 | 20.97 | 21.18 | 22.21 | 23.2 | N | North | FC
SALTSP_7_UNITS | CAISO System | SALT SPRINGS HYDRO AGGREGATE | 1.75 | 14.88 | 12.8 | 0.8 | 23.84 | 19.44 | 19.04 | 23.46 | 6.08 | 5.84 | 12 | 22.78 | Y | North | FC
SAMPSN_6_KELCO1 | San Diego-IV | KELCO QUALIFYING FACILITY | 1.35 | 1.35 | 1.68 | 4.18 | 3.14 | 2.9 | 2.54 | 1.26 | 1.85 | 2.62 | 2.45 | 1.16 | N | South | FC
SANBRN_2_ESABT1 | CAISO System | EdSan 1A | 50 | 50 | 50 | 50 | 50 | 50 | 50 | 50 | 50 | 50 | 50 | 50 | Y | South | ID | 100% | waiting for Tehachapi cRAS
SANBRN_2_ESBBT1 | CAISO System | EdSan 1B |  | 100 | 100 | 100 | 100 | 100 | 100 | 100 | 100 | 100 | 100 | 100 | Y | South | ID | 100% | waiting for Tehachapi cRAS
SANDLT_2_SUNITS | CAISO System | Mojave Solar | 11 | 8.25 | 49.5 | 41.25 | 44 | 85.25 | 107.25 | 74.25 | 38.5 | 5.5 | 5.5 | 0 | N | South | FC
SANITR_6_UNITS | LA Basin | LACSD CARSON WATER POLLUTION AGGREGATE | 0.2 | 0.33 | 0.51 | 0.44 | 0.16 | 0.56 | 0.33 | 0.37 | 0.44 | 0.59 | 0.59 | 0.43 | N | South | FC
SANLOB_1_LNDFIL | CAISO System | Cold Canyon | 0 | 0 | 0 | 0 | 0 | 0 | 0 | 0 | 0 | 0 | 0 | 0 | N | North | EO
SANLOB_1_OSFBM1 | CAISO System | Old Santa Fe Road | 0 | 0 | 0 | 0 | 0 | 0 | 0 | 0 | 0 | 0 | 0 | 0 | Y | North | EO
SANTFG_7_UNITS | NCNB | GEYSERS CALISTOGA AGGREGATE | 72 | 72 | 72 | 72 | 72 | 72 | 72 | 72 | 72 | 72 | 72 | 72 | Y | North | FC
SANTGO_2_LNDFL1 | LA Basin | Bowerman Power | 19.36 | 19.57 | 19.6 | 17.54 | 18.09 | 18.61 | 18.32 | 18.96 | 19.09 | 18.97 | 18.87 | 19.6 | N | South | FC
SANTGO_2_MABBT1 | LA Basin | Millikan Avenue BESS | 2 | 2 | 2 | 2 | 2 | 2 | 2 | 2 | 2 | 2 | 2 | 2 | Y | South | FC
SANWD_1_QF | LA Basin | San Gorgonio Farms Wind Farm | 4.34 | 3.72 | 8.68 | 7.75 | 7.75 | 10.23 | 7.13 | 6.51 | 4.65 | 2.48 | 3.72 | 4.03 | N | South | FC
SAUGUS_6_CREST | Big Creek-Ventura | East Portal Hydro | 0 | 0 | 0 | 0 | 0 | 0 | 0 | 0 | 0 | 0 | 0 | 0 | N | South | EO
SAUGUS_6_MWDFTH | Big Creek-Ventura | Foothill Hydroelectric Recovery Plant | 2.4 | 2.4 | 1.6 | 3.2 | 4 | 4.47 | 4.39 | 4 | 4 | 4.8 | 4 | 2.4 | Y | South | FC
SAUGUS_6_QF | Big Creek-Ventura | SAUGUS QFS | 0.03 | 0.06 | 0.07 | 0.09 | 0.04 | 0.23 | 0.21 | 0.3 | 0.67 | 0.67 | 0.67 | 0.65 | N | South | FC
SAUGUS_7_CHIQCN | Big Creek-Ventura | Chiquita Canyon Landfill Fac | 6.55 | 6.31 | 6.52 | 6.16 | 6.08 | 5.71 | 5.46 | 5.45 | 5.48 | 5.62 | 5.83 | 6.2 | N | South | FC
SBERDO_2_PSP3 | LA Basin | Mountainview Gen Sta. Unit 3 | 555 | 555 | 555 | 555 | 555 | 555 | 555 | 555 | 555 | 555 | 555 | 555 | Y | South | FC
SBERDO_2_PSP4 | LA Basin | Mountainview Gen Sta. Unit 4 | 555 | 555 | 555 | 555 | 555 | 555 | 555 | 555 | 555 | 555 | 555 | 555 | Y | South | FC
SBERDO_2_REDLND | LA Basin | Redlands RT Solar | 0.08 | 0.06 | 0.36 | 0.3 | 0.32 | 0.62 | 0.78 | 0.54 | 0.28 | 0.04 | 0.04 | 0 | N | South | FC
SBERDO_2_RTS005 | LA Basin | SPVP005 Redlands RT Solar | 0.1 | 0.08 | 0.45 | 0.38 | 0.4 | 0.78 | 0.98 | 0.68 | 0.35 | 0.05 | 0.05 | 0 | N | South | FC
SBERDO_2_RTS007 | LA Basin | SPVP007 Redlands RT Solar | 0.1 | 0.08 | 0.45 | 0.38 | 0.4 | 0.78 | 0.98 | 0.68 | 0.35 | 0.05 | 0.05 | 0 | N | South | FC
SBERDO_2_RTS011 | LA Basin | SPVP011 | 0.14 | 0.11 | 0.63 | 0.53 | 0.56 | 1.09 | 1.37 | 0.95 | 0.49 | 0.07 | 0.07 | 0 | N | South | FC
SBERDO_2_RTS013 | LA Basin | SPVP013 | 0.14 | 0.11 | 0.63 | 0.53 | 0.56 | 1.09 | 1.37 | 0.95 | 0.49 | 0.07 | 0.07 | 0 | N | South | FC
SBERDO_2_RTS016 | LA Basin | SPVP016 Redlands RT Solar | 0.06 | 0.05 | 0.27 | 0.23 | 0.24 | 0.47 | 0.59 | 0.41 | 0.21 | 0.03 | 0.03 | 0 | N | South | FC
SBERDO_2_RTS048 | LA Basin | SPVP048 | 0 | 0 | 0 | 0 | 0 | 0 | 0 | 0 | 0 | 0 | 0 | 0 | N | South | EO
SBERDO_2_SNTANA | LA Basin | SANTA ANA PSP | 1.05 | 0.54 | 0.38 | 0.39 | 0.27 | 0.11 | 0.07 | 0.28 | 0.23 | 0.3 | 0.33 | 0.67 | N | South | FC
SBERDO_6_MILLCK | LA Basin | MILL CREEK PSP | 1.24 | 1.11 | 0.9 | 1.18 | 0.8 | 0.85 | 1.27 | 1.33 | 1.25 | 1.04 | 1.2 | 1.29 | N | South | FC
SCEC_1_PDRP100 | LA Basin | SCEC_1_PDRP100 | 0 | 0 | 0 | 0 | 0 | 0 | 0 | 0.67 | 0.51 | 0.55 | 0 | 0 | Y | South | FC
SCEC_1_PDRP101 | LA Basin | SCEC_1_PDRP101 | 0 | 0 | 0 | 0 | 0 | 0 | 0 | 0.67 | 0.51 | 0.55 | 0 | 0 | Y | South | FC
SCEC_1_PDRP102 | LA Basin | SCEC_1_PDRP102 | 0 | 0 | 0 | 0 | 0 | 0 | 0 | 0.67 | 0.51 | 0.55 | 0 | 0 | Y | South | FC
SCEC_1_PDRP103 | LA Basin | SCEC_1_PDRP103 | 0 | 0 | 0 | 0 | 0 | 0 | 0 | 0.67 | 0.51 | 0.55 | 0 | 0 | Y | South | FC
SCEC_1_PDRP104 | LA Basin | SCEC_1_PDRP104 | 0 | 0 | 0 | 0 | 0 | 0 | 0 | 0.67 | 0.51 | 0 | 0 | 0 | Y | South | FC
SCEC_1_PDRP106 | LA Basin | SCEC_1_PDRP106 | 0.19 | 0.19 | 0 | 0 | 0 | 0 | 0 | 0 | 0 | 0 | 0 | 0 | Y | South | FC
SCEC_1_PDRP107 | LA Basin | SCEC_1_PDRP107 | 4.88 | 2.47 | 0.75 | 0 | 0 | 0 | 0 | 0 | 0 | 0 | 0 | 0 | Y | South | FC
SCEC_1_PDRP108 | LA Basin | SCEC_1_PDRP108 | 5.74 | 7.94 | 3.89 | 0 | 0 | 0 | 0 | 0 | 0 | 0 | 0 | 0 | Y | South | FC
SCEC_1_PDRP109 | LA Basin | SCEC_1_PDRP109 | 5.26 | 5.26 | 0.01 | 0 | 0 | 0 | 0 | 0 | 0 | 0 | 0 | 0 | Y | South | FC
SCEC_1_PDRP11 | LA Basin | SCEC_1_PDRP11 | 0 | 0 | 0 | 0 | 0.4 | 0.53 | 0.5 | 0.83 | 0.81 | 0 | 0 | 0 | Y | South | FC
SCEC_1_PDRP110 | LA Basin | SCEC_1_PDRP110 | 7.07 | 0.87 | 0.6 | 0 | 0 | 0 | 0 | 0 | 0 | 0 | 0 | 0 | Y | South | FC
SCEC_1_PDRP111 | LA Basin | SCEC_1_PDRP111 | 0.66 | 0.13 | 0.75 | 0 | 0 | 0 | 0 | 0 | 0 | 0 | 0 | 0 | Y | South | FC
SCEC_1_PDRP113 | LA Basin | SCEC_1_PDRP113 |  | 0.9 | 0 | 0 | 0 | 0 | 0 | 0 | 0 | 0 | 0 | 0 | Y | South | FC
SCEC_1_PDRP114 | LA Basin | SCEC_1_PDRP114 |  | 0.86 | 0 | 0 | 0 | 0 | 0 | 0 | 0 | 0 | 0 | 0 | Y | South | FC
SCEC_1_PDRP115 | LA Basin | SCEC_1_PDRP115 |  | 0.28 | 0.27 | 0 | 0 | 0 | 0 | 0 | 0 | 0 | 0 | 0 | Y | South | FC
SCEC_1_PDRP116 | LA Basin | SCEC_1_PDRP116 |  |  | 0.99 | 0 | 0 | 0 | 0 | 0 | 0 | 0 | 0 | 0 | Y | South | FC
SCEC_1_PDRP117 | LA Basin | SCEC_1_PDRP117 | 0.56 | 0.54 | 0.54 | 0 | 0 | 0 | 0 | 0 | 0 | 0 | 0 | 0 | Y | South | FC
SCEC_1_PDRP118 | LA Basin | SCEC_1_PDRP118 |  |  | 0.99 | 0 | 0 | 0 | 0 | 0 | 0 | 0 | 0 | 0 | Y | South | FC
SCEC_1_PDRP119 | LA Basin | SCEC_1_PDRP119 |  |  | 0.64 | 0 | 0 | 0 | 0 | 0 | 0 | 0 | 0 | 0 | Y | South | FC
SCEC_1_PDRP12 | LA Basin | SCEC_1_PDRP12 | 0 | 0 | 0 | 0 | 0.4 | 0.53 | 0.5 | 0.83 | 0.81 | 0 | 0 | 0 | Y | South | FC
SCEC_1_PDRP13 | LA Basin | SCEC_1_PDRP13 | 0 | 0 | 0 | 0 | 0 | 0 | 0 | 0.83 | 0.81 | 0 | 0 | 0 | Y | South | FC
SCEC_1_PDRP130 | LA Basin | SCEC_1_PDRP130 |  | 0.9 | 0.86 | 0 | 0 | 0 | 0 | 0 | 0 | 0 | 0 | 0 | Y | South | FC
SCEC_1_PDRP132 | LA Basin | SCEC_1_PDRP132 |  |  | 0.92 | 0 | 0 | 0 | 0 | 0 | 0 | 0 | 0 | 0 | Y | South | FC
SCEC_1_PDRP134 | LA Basin | SCEC_1_PDRP134 |  |  | 0.99 | 0 | 0 | 0 | 0 | 0 | 0 | 0 | 0 | 0 | Y | South | FC
SCEC_1_PDRP136 | LA Basin | SCEC_1_PDRP136 |  |  | 0.79 | 0 | 0 | 0 | 0 | 0 | 0 | 0 | 0 | 0 | Y | South | FC
SCEC_1_PDRP137 | LA Basin | SCEC_1_PDRP137 | 0.72 | 0 | 0.76 | 0 | 0 | 0 | 0 | 0 | 0 | 0 | 0 | 0 | Y | South | FC
SCEC_1_PDRP138 | LA Basin | SCEC_1_PDRP138 | 0.96 | 0 | 0.99 | 0 | 0 | 0 | 0 | 0 | 0 | 0 | 0 | 0 | Y | South | FC
SCEC_1_PDRP14 | LA Basin | SCEC_1_PDRP14 | 0 | 0 | 0 | 0 | 0 | 0 | 0 | 0.83 | 0.81 | 0 | 0 | 0 | Y | South | FC
SCEC_1_PDRP140 | LA Basin | SCEC_1_PDRP140 | 0.28 | 0 | 0.99 | 0 | 0 | 0 | 0 | 0 | 0 | 0 | 0 | 0 | Y | South | FC
SCEC_1_PDRP141 | LA Basin | SCEC_1_PDRP141 | 0.66 | 0 | 0.76 | 0 | 0 | 0 | 0 | 0 | 0 | 0 | 0 | 0 | Y | South | FC
SCEC_1_PDRP160 | LA Basin | SCEC_1_PDRP160 | 3.38 | 0 | 6.28 | 0 | 0 | 0 | 0 | 0 | 0 | 0 | 0 | 0 | Y | South | FC
SCEC_1_PDRP161 | LA Basin | SCEC_1_PDRP161 | 2.08 | 6.71 | 5.28 | 0 | 0 | 0 | 0 | 0 | 0 | 0 | 0 | 0 | Y | South | FC
SCEC_1_PDRP162 | LA Basin | SCEC_1_PDRP162 | 4.01 | 1 | 0.01 | 0 | 0 | 0 | 0 | 0 | 0 | 0 | 0 | 0 | Y | South | FC
SCEC_1_PDRP163 | LA Basin | SCEC_1_PDRP163 | 5.26 | 5.26 | 5.26 | 5.26 | 5.26 | 5.26 | 5.26 | 5.26 | 5.26 | 5.26 | 5.26 | 5.26 | Y | South | FC
SCEC_1_PDRP175 | LA Basin | VLTS_PDR_SCEC_01 | 6.15 | 6.15 | 6.15 | 6.15 | 6.15 | 7.51 | 8.57 | 8.57 | 8.57 | 7.51 | 6.15 | 6.15 | Y | South | FC
SCEC_1_PDRP176 | LA Basin | VLTS_PDR_SCEC_02 | 4.89 | 4.89 | 4.89 | 4.89 | 4.89 | 5.41 | 7.3 | 7.3 | 7.3 | 5.41 | 4.89 | 4.89 | Y | South | FC
SCEC_1_PDRP185 | LA Basin | VLTS_PDR_SCEC_03 | 1.16 | 1.16 | 1.16 | 1.16 | 1.16 | 2.63 | 3.68 | 3.68 | 3.68 | 2.63 | 1.68 | 1.68 | Y | South | FC
SCEC_1_PDRP30 | LA Basin | SCEC_1_PDRP30 | 0 | 0 | 0 | 0 | 0 | 0.49 | 0.49 | 0.46 | 0.39 | 0.48 | 0 | 0 | Y | South | FC
SCEC_1_PDRP31 | LA Basin | SCEC_1_PDRP31 | 0 | 0 | 0 | 0 | 0 | 0.49 | 0.49 | 0.46 | 0.39 | 0.47 | 0 | 0 | Y | South | FC
SCEC_1_PDRP32 | LA Basin | SCEC_1_PDRP32 | 0 | 0 | 0 | 0 | 0 | 0.49 | 0.49 | 0.46 | 0.39 | 0.47 | 0 | 0 | Y | South | FC
SCEC_1_PDRP38 | LA Basin | SCEC_1_PDRP38 | 0 | 0 | 0 | 0 | 0 | 0.49 | 0.5 | 0 | 0 | 0 | 0 | 0 | Y | South | FC
SCEC_1_PDRP48 | LA Basin | SCEC_1_PDRP48 | 0.82 | 0.82 | 0.75 | 0.64 | 0.66 | 0.77 | 0.79 | 0.63 | 0.58 | 0.7 | 0.7 | 0.42 | Y | South | FC
SCEC_1_PDRP49 | LA Basin | SCEC_1_PDRP49 | 0.82 | 0.82 | 0.75 | 0.64 | 0.66 | 0.77 | 0.79 | 0.63 | 0.58 | 0.7 | 0.7 | 0.42 | Y | South | FC
SCEC_1_PDRP50 | LA Basin | SCEC_1_PDRP50 | 0.82 | 0.82 | 0.75 | 0.64 | 0.66 | 0.77 | 0.79 | 0.63 | 0.58 | 0.7 | 0.7 | 0.42 | Y | South | FC
SCEC_1_PDRP51 | LA Basin | SCEC_1_PDRP51 | 0 | 0 | 0 | 0.64 | 0.66 | 0.77 | 0.79 | 0.63 | 0.58 | 0 | 0 | 0.42 | Y | South | FC
SCEC_1_PDRP52 | LA Basin | SCEC_1_PDRP52 | 0 | 0 | 0 | 0.64 | 0.66 | 0 | 0 | 0.63 | 0.58 | 0 | 0 | 0.42 | Y | South | FC
SCEN_6_PDRP02 | Big Creek-Ventura | SCEN_6_PDRP02 | 0 | 0 | 0 | 0 | 0 | 0.74 | 0.74 | 0.71 | 0.81 | 0.45 | 0 | 0 | Y | South | FC
SCEN_6_PDRP03 | Big Creek-Ventura | SCEN_6_PDRP03 | 0 | 0 | 0 | 0 | 0 | 0 | 0.74 | 0.71 | 0.81 | 0.45 | 0 | 0 | Y | South | FC
SCEN_6_PDRP06 | Big Creek-Ventura | SCEN_6_PDRP06 | 0 | 0 | 0 | 0 | 0 | 0 | 0.74 | 0.71 | 0.81 | 0 | 0 | 0 | Y | South | FC
SCEN_6_PDRP07 | Big Creek-Ventura | SCEN_6_PDRP07 | 0 | 0 | 0 | 0 | 0 | 0 | 0.74 | 0.71 | 0.81 | 0 | 0 | 0 | Y | South | FC
SCEN_6_PDRP08 | Big Creek-Ventura | SCEN_6_PDRP08 | 0 | 0 | 0 | 0 | 0 | 0 | 0 | 0.71 | 0.81 | 0 | 0 | 0 | Y | South | FC
SCEN_6_PDRP09 | Big Creek-Ventura | SCEN_6_PDRP09 | 0 | 0 | 0 | 0 | 0 | 0 | 0 | 0.71 | 0.81 | 0 | 0 | 0 | Y | South | FC
SCEN_6_PDRP101 | Big Creek-Ventura | SCEN_6_PDRP101 |  |  | 0.19 | 0 | 0 | 0 | 0 | 0 | 0 | 0 | 0 | 0 | Y | South | FC
SCEN_6_PDRP11 | Big Creek-Ventura | SCEN_6_PDRP11 | 0 | 0 | 0 | 0 | 0 | 0 | 0 | 0.71 | 0.81 | 0 | 0 | 0 | Y | South | FC
SCEN_6_PDRP27 | Big Creek-Ventura | SCEN_6_PDRP27 | 0 | 0 | 0 | 0 | 0 | 0.54 | 0.41 | 0.59 | 0.59 | 0.57 | 0 | 0 | Y | South | FC
SCEN_6_PDRP29 | Big Creek-Ventura | SCEN_6_PDRP29 | 0 | 0 | 0 | 0 | 0 | 0.54 | 0.41 | 0.59 | 0.59 | 0.57 | 0 | 0 | Y | South | FC
SCEN_6_PDRP30 | Big Creek-Ventura | SCEN_6_PDRP30 | 0 | 0 | 0 | 0 | 0 | 0 | 0.41 | 0.59 | 0.59 | 0 | 0 | 0 | Y | South | FC
SCEN_6_PDRP32 | Big Creek-Ventura | SCEN_6_PDRP32 | 0.84 | 0.75 | 0.82 | 0.42 | 0.42 | 0 | 0.74 | 0.57 | 0.55 | 0.36 | 0.66 | 0.87 | Y | South | FC
SCEN_6_PDRP33 | Big Creek-Ventura | SCEN_6_PDRP33 | 0 | 0 | 0 | 0.42 | 0.42 | 0 | 0 | 0 | 0 | 0.35 | 0.66 | 0.87 | Y | South | FC
SCEN_6_PDRP34 | Big Creek-Ventura | SCEN_6_PDRP34 | 0 | 0 | 0 | 0 | 0 | 0 | 0 | 0 | 0 | 0.35 | 0.66 | 0 | Y | South | FC
SCEN_6_PDRP35 | Big Creek-Ventura | SCEN_6_PDRP35 | 0 | 0 | 0 | 0 | 0 | 0 | 0.41 | 0.59 | 0.59 | 0 | 0 | 0 | Y | South | FC
SCEN_6_PDRP58 | Big Creek-Ventura | SCEN_6_PDRP58 | 0.1 | 0.1 | 0 | 0 | 0 | 0 | 0 | 0 | 0 | 0 | 0 | 0 | Y | South | FC
SCEN_6_PDRP59 | Big Creek-Ventura | SCEN_6_PDRP59 |  | 0.69 | 0.22 | 0 | 0 | 0 | 0 | 0 | 0 | 0 | 0 | 0 | Y | South | FC
SCEN_6_PDRP61 | Big Creek-Ventura | SCEN_6_PDRP61 | 0.21 | 0 | 0.01 | 0 | 0 | 0 | 0 | 0 | 0 | 0 | 0 | 0 | Y | South | FC
SCEN_6_PDRP62 | Big Creek-Ventura | SCEN_6_PDRP62 | 0.15 | 0.18 | 0.6 | 0 | 0 | 0 | 0 | 0 | 0 | 0 | 0 | 0 | Y | South | FC
SCEN_6_PDRP63 | Big Creek-Ventura | SCEN_6_PDRP63 |  |  | 0.13 | 0 | 0 | 0 | 0 | 0 | 0 | 0 | 0 | 0 | Y | South | FC
SCEN_6_PDRP64 | Big Creek-Ventura | SCEN_6_PDRP64 | 0.32 | 0.67 | 0.01 | 0 | 0 | 0 | 0 | 0 | 0 | 0 | 0 | 0 | Y | South | FC
SCEN_6_PDRP65 | Big Creek-Ventura | SCEN_6_PDRP65 | 0.1 | 0.61 | 0.01 | 0 | 0 | 0 | 0 | 0 | 0 | 0 | 0 | 0 | Y | South | FC
SCEN_6_PDRP79 | Big Creek-Ventura | VLTS_PDR_SCEN_01 | 3.36 | 3.36 | 3.36 | 3.36 | 3.36 | 4.73 | 5.5 | 5.5 | 5.5 | 4.73 | 3.36 | 3.36 | Y | South | FC
SCEN_6_PDRP80 | Big Creek-Ventura | SCEN_6_PDRP80 |  |  | 0.22 | 0 | 0 | 0 | 0 | 0 | 0 | 0 | 0 | 0 | Y | South | FC
SCEW_2_PDRP106 | LA Basin | SCEW_2_PDRP106 | 1.61 | 0.48 | 1.31 | 0 | 0 | 0 | 0 | 0 | 0 | 0 | 0 | 0 | Y | South | FC
SCEW_2_PDRP107 | LA Basin | SCEW_2_PDRP107 | 0.87 | 0.67 | 0.2 | 0 | 0 | 0 | 0 | 0 | 0 | 0 | 0 | 0 | Y | South | FC
SCEW_2_PDRP108 | LA Basin | SCEW_2_PDRP108 | 0.4 | 0.6 | 0.45 | 0 | 0 | 0 | 0 | 0 | 0 | 0 | 0 | 0 | Y | South | FC
SCEW_2_PDRP109 | LA Basin | SCEW_2_PDRP109 | 0.31 | 0 | 0.72 | 0 | 0 | 0 | 0 | 0 | 0 | 0 | 0 | 0 | Y | South | FC
SCEW_2_PDRP110 | LA Basin | SCEW_2_PDRP110 |  |  | 0.75 | 0 | 0 | 0 | 0 | 0 | 0 | 0 | 0 | 0 | Y | South | FC
SCEW_2_PDRP111 | LA Basin | SCEW_2_PDRP111 |  |  | 0.36 | 0 | 0 | 0 | 0 | 0 | 0 | 0 | 0 | 0 | Y | South | FC
SCEW_2_PDRP112 | LA Basin | SCEW_2_PDRP112 |  |  | 0.1 | 0 | 0 | 0 | 0 | 0 | 0 | 0 | 0 | 0 | Y | South | FC
SCEW_2_PDRP117 | LA Basin | SCEW_2_PDRP117 |  |  | 0.99 | 0 | 0 | 0 | 0 | 0 | 0 | 0 | 0 | 0 | Y | South | FC
SCEW_2_PDRP120 | LA Basin | SCEW_2_PDRP120 |  | 0.76 | 0.01 | 0 | 0 | 0 | 0 | 0 | 0 | 0 | 0 | 0 | Y | South | FC
SCEW_2_PDRP122 | LA Basin | SCEW_2_PDRP122 | 0.1 | 2.63 | 0.01 | 0 | 0 | 0 | 0 | 0 | 0 | 0 | 0 | 0 | Y | South | FC
SCEW_2_PDRP123 | LA Basin | SCEW_2_PDRP123 | 0.49 | 0.26 | 0.95 | 0 | 0 | 0 | 0 | 0 | 0 | 0 | 0 | 0 | Y | South | FC
SCEW_2_PDRP131 | LA Basin | SCEW_2_PDRP131 | 0.72 | 0 | 0.33 | 0 | 0 | 0 | 0 | 0 | 0 | 0 | 0 | 0 | Y | South | FC
SCEW_2_PDRP133 | LA Basin | SCEW_2_PDRP133 | 0.49 | 0 | 0.51 | 0 | 0 | 0 | 0 | 0 | 0 | 0 | 0 | 0 | Y | South | FC
SCEW_2_PDRP168 | LA Basin | VLTS_PDR_SCEW_01 | 3.05 | 3.05 | 3.05 | 3.05 | 3.05 | 4.41 | 5.47 | 5.47 | 5.47 | 4.41 | 3.05 | 3.05 | Y | South | FC
SCEW_2_PDRP171 | LA Basin | SCEW_2_PDRP171 | 0.24 | 0 | 0.99 | 0 | 0 | 0 | 0 | 0 | 0 | 0 | 0 | 0 | Y | South | FC
SCEW_2_PDRP172 | LA Basin | SCEW_2_PDRP172 | 0.27 | 0 | 0.99 | 0 | 0 | 0 | 0 | 0 | 0 | 0 | 0 | 0 | Y | South | FC
SCEW_2_PDRP173 | LA Basin | SCEW_2_PDRP173 | 0.12 | 0 | 0.01 | 0 | 0 | 0 | 0 | 0 | 0 | 0 | 0 | 0 | Y | South | FC
SCEW_2_PDRP177 | LA Basin | VLTS_PDR_SCEW_02 | 7.04 | 7.04 | 7.04 | 7.04 | 7.04 | 8.41 | 9.46 | 9.46 | 9.46 | 8.41 | 7.04 | 7.04 | Y | South | FC
SCEW_2_PDRP37 | LA Basin | SCEW_2_PDRP37 | 0 | 0 | 0 | 0 | 0 | 0 | 0 | 0.55 | 0.54 | 0.63 | 0 | 0 | Y | South | FC
SCEW_2_PDRP38 | LA Basin | SCEW_2_PDRP38 | 0 | 0 | 0 | 0 | 0 | 0 | 0 | 0.55 | 0.54 | 0.63 | 0 | 0 | Y | South | FC
SCEW_2_PDRP39 | LA Basin | SCEW_2_PDRP39 | 0 | 0 | 0 | 0 | 0 | 0 | 0 | 0.55 | 0.54 | 0.63 | 0 | 0 | Y | South | FC
SCEW_2_PDRP40 | LA Basin | SCEW_2_PDRP40 | 0 | 0 | 0 | 0 | 0 | 0 | 0 | 0.55 | 0.55 | 0.63 | 0 | 0 | Y | South | FC
SCEW_2_PDRP41 | LA Basin | SCEW_2_PDRP41 | 0 | 0 | 0 | 0 | 0 | 0 | 0 | 0.55 | 0.55 | 0.63 | 0 | 0 | Y | South | FC
SCEW_2_PDRP42 | LA Basin | SCEW_2_PDRP42 | 0 | 0 | 0 | 0 | 0.53 | 0.51 | 0.77 | 0.67 | 0.67 | 0.38 | 0 | 0 | Y | South | FC
SCEW_2_PDRP43 | LA Basin | SCEW_2_PDRP43 | 0 | 0 | 0 | 0 | 0.51 | 0.51 | 0.77 | 0.67 | 0.66 | 0.39 | 0 | 0 | Y | South | FC
SCEW_2_PDRP44 | LA Basin | SCEW_2_PDRP44 | 0 | 0 | 0 | 0 | 0 | 0 | 0 | 0.67 | 0.66 | 0.39 | 0 | 0 | Y | South | FC
SCEW_2_PDRP45 | LA Basin | SCEW_2_PDRP45 | 0 | 0 | 0 | 0 | 0 | 0 | 0 | 0.67 | 0.66 | 0 | 0 | 0 | Y | South | FC
SCEW_2_PDRP46 | LA Basin | SCEW_2_PDRP46 | 0 | 0 | 0 | 0 | 0 | 0 | 0 | 0.67 | 0.66 | 0 | 0 | 0 | Y | South | FC
SCEW_2_PDRP48 | LA Basin | SCEW_2_PDRP48 | 0 | 0 | 0 | 0 | 0 | 0.53 | 0.51 | 0.54 | 0.51 | 0.57 | 0 | 0 | Y | South | FC
SCEW_2_PDRP49 | LA Basin | SCEW_2_PDRP49 | 0 | 0 | 0 | 0 | 0 | 0.53 | 0.53 | 0.54 | 0.5 | 0.57 | 0 | 0 | Y | South | FC
SCEW_2_PDRP50 | LA Basin | SCEW_2_PDRP50 | 0 | 0 | 0 | 0 | 0 | 0.53 | 0.53 | 0.54 | 0.5 | 0 | 0 | 0 | Y | South | FC
SCEW_2_PDRP51 | LA Basin | SCEW_2_PDRP51 | 0 | 0 | 0 | 0 | 0 | 0 | 0 | 0.54 | 0.5 | 0 | 0 | 0 | Y | South | FC
SCEW_2_PDRP52 | LA Basin | SCEW_2_PDRP52 | 0 | 0 | 0 | 0 | 0 | 0 | 0 | 0.54 | 0.5 | 0 | 0 | 0 | Y | South | FC
SCEW_2_PDRP54 | LA Basin | SCEW_2_PDRP54 | 0.96 | 1 | 1 | 1.58 | 0.42 | 1.68 | 1.58 | 1.58 | 1.58 | 0.62 | 0.6 | 0.9 | Y | South | FC
SCEW_2_PDRP55 | LA Basin | SCEW_2_PDRP55 | 0.94 | 1.05 | 1.1 | 0 | 0 | 0 | 0 | 0 | 0 | 0.62 | 0.6 | 0.9 | Y | South | FC
SCEW_2_PDRP56 | LA Basin | SCEW_2_PDRP56 | 0 | 0 | 0 | 0 | 0 | 0 | 0 | 0 | 0 | 0.62 | 0.6 | 0.9 | Y | South | FC
SCHD_1_PDRP06 | CAISO System | SCHD_1_PDRP06 | 0 | 0 | 0 | 0 | 0 | 0 | 0 | 0.51 | 0.51 | 0.51 | 0 | 0 | Y | South | FC
SCHD_1_PDRP07 | CAISO System | SCHD_1_PDRP07 | 0 | 0 | 0 | 0 | 0 | 0 | 0 | 0.51 | 0.51 | 0.51 | 0 | 0 | Y | South | FC
SCHD_1_PDRP08 | CAISO System | SCHD_1_PDRP08 | 0 | 0 | 0 | 0 | 0 | 0 | 0 | 0.51 | 0 | 0 | 0 | 0 | Y | South | FC
SCHD_1_PDRP10 | CAISO System | SCHD_1_PDRP10 | 0.58 | 0.58 | 0.58 | 0.51 | 0.53 | 0.53 | 0.63 | 0.62 | 0.6 | 0.63 | 0.84 | 0.29 | Y | South | FC
SCHD_1_PDRP11 | CAISO System | SCHD_1_PDRP11 | 0 | 0 | 0 | 0 | 0.53 | 0.53 | 0.63 | 0.62 | 0.6 | 0 | 0 | 0 | Y | South | FC
SCHD_1_PDRP41 | CAISO System | SCHD_1_PDRP41 | 0.75 | 0.65 | 0.41 | 0 | 0 | 0 | 0 | 0 | 0 | 0 | 0 | 0 | Y | South | FC
SCHD_1_PDRP48 | CAISO System | SCHD_1_PDRP48 |  |  | 0.33 | 0 | 0 | 0 | 0 | 0 | 0 | 0 | 0 | 0 | Y | South | FC
SCHD_1_PDRP53 | CAISO System | VLTS_PDR_SCHD_01 | 6.52 | 6.52 | 6.52 | 6.52 | 6.52 | 7.36 | 8.93 | 8.93 | 8.93 | 7.36 | 6.52 | 6.52 | Y | South | FC
SCHD_1_PDRP61 | CAISO System | SCHD_1_PDRP61 | 0.11 | 0.28 | 0.25 | 0 | 0 | 0 | 0 | 0 | 0 | 0 | 0 | 0 | Y | South | FC
SCHLTE_1_PL1X3 | Stockton | Tracy Combined Cycle Power Plant | 323.3 | 322.43 | 321.81 | 319.35 | 317.4 | 310.8 | 307.74 | 308.15 | 311.18 | 317.08 | 324.15 | 323.96 | Y | North | FC
SCHNDR_1_FIVPTS | Fresno | Five Points Solar Station | 0.6 | 0.45 | 2.7 | 2.25 | 2.4 | 4.65 | 5.85 | 4.05 | 2.1 | 0.3 | 0.3 | 0 | N | North | FC
SCHNDR_1_OS2BM2 | Fresno | Open Sky Digester Genset 2 | 0 | 0 | 0 | 0 | 0 | 0 | 0 | 0 | 0 | 0 | 0 | 0 | N | North | EO
SCHNDR_1_WSTSDE | Fresno | Westside Solar Station | 0.6 | 0.45 | 2.7 | 2.25 | 2.4 | 4.65 | 5.85 | 4.05 | 2.1 | 0.3 | 0.3 | 0 | N | North | FC
SCLD_1_PDRP05 | CAISO System | SCLD_1_PDRP05 | 0 | 0 | 0 | 0.05 | 0.05 | 0.05 | 0 | 0 | 0 | 0 | 0 | 0 | Y | South | FC
SCLD_1_PDRP06 | CAISO System | SCLD_1_PDRP06 | 0 | 0 | 0 | 0 | 0 | 0 | 0 | 0.19 | 0.18 | 0.11 | 0 | 0 | Y | South | FC
SCNW_6_PDRP07 | Big Creek-Ventura | SCNW_6_PDRP07 | 0.53 | 0.53 | 0.63 | 0.48 | 0.35 | 0.49 | 0.49 | 0.69 | 0.74 | 0.49 | 0.84 | 0.84 | Y | South | FC
SCNW_6_PDRP08 | Big Creek-Ventura | SCNW_6_PDRP08 | 0 | 0 | 0 | 0 | 0.35 | 0.49 | 0.49 | 0.69 | 0.74 | 0.49 | 0 | 0 | Y | South | FC
SCNW_6_PDRP09 | Big Creek-Ventura | SCNW_6_PDRP09 | 0 | 0 | 0 | 0 | 0.36 | 0.49 | 0.49 | 0.69 | 0.74 | 0.49 | 0 | 0 | Y | South | FC
SCNW_6_PDRP40 | Big Creek-Ventura | SCNW_6_PDRP40 |  |  | 0.82 | 0 | 0 | 0 | 0 | 0 | 0 | 0 | 0 | 0 | Y | South | FC
SCNW_6_PDRP41 | Big Creek-Ventura | SCNW_6_PDRP41 | 0.12 | 0.1 | 0.14 | 0 | 0 | 0 | 0 | 0 | 0 | 0 | 0 | 0 | Y | South | FC
SCNW_6_PDRP42 | Big Creek-Ventura | SCNW_6_PDRP42 |  | 0.94 | 0.01 | 0 | 0 | 0 | 0 | 0 | 0 | 0 | 0 | 0 | Y | South | FC
SCNW_6_PDRP50 | Big Creek-Ventura | SCNW_6_PDRP50 | 0.22 | 0.79 | 0.01 | 0 | 0 | 0 | 0 | 0 | 0 | 0 | 0 | 0 | Y | South | FC
SCNW_6_PDRP51 | Big Creek-Ventura | SCNW_6_PDRP51 | 0.1 | 0 | 0.12 | 0 | 0 | 0 | 0 | 0 | 0 | 0 | 0 | 0 | Y | South | FC
SCNW_6_PDRP59 | Big Creek-Ventura | VLTS_PDR_SCNW_1 | 4.62 | 4.62 | 4.62 | 4.62 | 4.62 | 5.78 | 7 | 7 | 7 | 5.78 | 4.89 | 4.89 | Y | South | FC
SDG1_1_PDRP04 | San Diego-IV | SDG1_1_PDRP04 | 0.16 | 0.27 | 0.16 | 0.3 | 0.19 | 0.37 | 0.43 | 0.43 | 0.32 | 0.27 | 0.2 | 0.2 | Y | South | FC
SDG1_1_PDRP05 | San Diego-IV | SDG1_1_PDRP05 | 0.21 | 0.21 | 0.21 | 0.3 | 0.21 | 0.5 | 0.32 | 0.43 | 0.43 | 0.32 | 0.27 | 0.27 | Y | South | FC
SDG1_1_PDRP06 | San Diego-IV | SDG1_1_PDRP06 | 0.16 | 0.21 | 0.16 | 0.29 | 0.18 | 0.37 | 0.43 | 0.43 | 0.32 | 0.27 | 0.2 | 0.2 | Y | South | FC
SDG1_1_PDRP07 | San Diego-IV | SDG1_1_PDRP07 | 0.21 | 0.21 | 0.21 | 0.3 | 0.21 | 0.5 | 0.32 | 0.43 | 0.43 | 0.32 | 0.27 | 0.27 | Y | South | FC
SDG1_1_PDRP08 | San Diego-IV | SDG1_1_PDRP08 | 0 | 0 | 0.16 | 0.27 | 0.21 | 0.37 | 0.43 | 0.43 | 0.43 | 0.27 | 0.2 | 0.2 | Y | South | FC
SDG1_1_PDRP09 | San Diego-IV | SDG1_1_PDRP09 | 0.45 | 0.45 | 0.45 | 0.57 | 0.79 | 1.02 | 1.13 | 1.13 | 1.13 | 1.02 | 0.57 | 0.34 | Y | South | FC
SDG1_1_PDRP100 | San Diego-IV | SDG1_1_PDRP100 |  |  | 0.01 | 0 | 0 | 0 | 0 | 0 | 0 | 0 | 0 | 0 | Y | South | FC
SDG1_1_PDRP103 | San Diego-IV | SDG1_1_PDRP103 | 0.99 | 0.88 | 0.88 | 0 | 0 | 0 | 0 | 0 | 0 | 0 | 0 | 0 | Y | South | FC
SDG1_1_PDRP105 | San Diego-IV | SDG1_1_PDRP105 | 0.99 | 0.82 | 0.25 | 0 | 0 | 0 | 0 | 0 | 0 | 0 | 0 | 0 | Y | South | FC
SDG1_1_PDRP14 | San Diego-IV | SDG1_1_PDRP14 | 0 | 0 | 0.16 | 0.27 | 0.21 | 0.32 | 0.37 | 0.43 | 0.43 | 0.21 | 0.19 | 0.19 | Y | South | FC
SDG1_1_PDRP15 | San Diego-IV | SDG1_1_PDRP15 | 0 | 0.21 | 0.21 | 0.3 | 0.21 | 0.49 | 0.32 | 0.43 | 0.43 | 0.32 | 0.27 | 0.27 | Y | South | FC
SDG1_1_PDRP25 | San Diego-IV | SDG1_1_PDRP25 | 0 | 0 | 0.21 | 0.3 | 0.21 | 0.43 | 0.32 | 0.43 | 0.43 | 0 | 0 | 0 | Y | South | FC
SDG1_1_PDRP26 | San Diego-IV | SDG1_1_PDRP26 | 0 | 0 | 0 | 0 | 0 | 0.32 | 0.37 | 0.43 | 0.43 | 0.21 | 0 | 0 | Y | South | FC
SDG1_1_PDRP27 | San Diego-IV | SDG1_1_PDRP27 | 0 | 0 | 0 | 0.3 | 0.21 | 0.43 | 0.32 | 0.43 | 0.43 | 0.32 | 0.27 | 0.27 | Y | South | FC
SDG1_1_PDRP28 | San Diego-IV | SDG1_1_PDRP28 | 0 | 0 | 0 | 0 | 0 | 0.32 | 0.37 | 0.43 | 0.43 | 0.21 | 0 | 0 | Y | South | FC
SDG1_1_PDRP30 | San Diego-IV | SDG1_1_PDRP30 | 0 | 0 | 0 | 0 | 0 | 0 | 0 | 0.32 | 0.43 | 0 | 0 | 0 | Y | South | FC
SDG1_1_PDRP31 | San Diego-IV | SDG1_1_PDRP31 | 0 | 0 | 0 | 0 | 0 | 0.43 | 0.32 | 0.43 | 0.43 | 0.32 | 0 | 0 | Y | South | FC
SDG1_1_PDRP32 | San Diego-IV | SDG1_1_PDRP32 | 0.45 | 0.45 | 0.45 | 0.56 | 0.79 | 1.01 | 1.13 | 1.13 | 1.13 | 1.01 | 0.56 | 0.34 | Y | South | FC
SDG1_1_PDRP33 | San Diego-IV | SDG1_1_PDRP33 | 0 | 0 | 0 | 0 | 0 | 0 | 0.32 | 0.43 | 0.43 | 0.32 | 0 | 0 | Y | South | FC
SDG1_1_PDRP34 | San Diego-IV | SDG1_1_PDRP34 | 0 | 0 | 0 | 0 | 0 | 0 | 0 | 0.32 | 0.43 | 0 | 0 | 0 | Y | South | FC
SDG1_1_PDRP37 | San Diego-IV | SDG1_1_PDRP37 | 0 | 0 | 0 | 0 | 0 | 0 | 0.32 | 0.43 | 0.43 | 0 | 0 | 0 | Y | South | FC
SDG1_1_PDRP39 | San Diego-IV | SDG1_1_PDRP39 | 0 | 0 | 0 | 0 | 0 | 0 | 0.32 | 0.43 | 0.43 | 0 | 0 | 0 | Y | South | FC
SDG1_1_PDRP41 | San Diego-IV | SDG1_1_PDRP41 | 0 | 0 | 0 | 0 | 0 | 0 | 0.32 | 0.43 | 0.43 | 0 | 0 | 0 | Y | South | FC
SDG1_1_PDRP42 | San Diego-IV | SDG1_1_PDRP42 | 0.45 | 0.45 | 0.45 | 0.56 | 0.79 | 1.01 | 1.12 | 1.12 | 1.12 | 1.01 | 0.56 | 0.34 | Y | South | FC
SDG1_1_PDRP43 | San Diego-IV | SDG1_1_PDRP43 | 0 | 0 | 0 | 0 | 0 | 0 | 0 | 0.29 | 0.54 | 0.54 | 0 | 0 | Y | South | FC
SDG1_1_PDRP44 | San Diego-IV | SDG1_1_PDRP44 | 0 | 0 | 0 | 0 | 0 | 0 | 0 | 0.32 | 0.54 | 0.54 | 0 | 0 | Y | South | FC
SDG1_1_PDRP46 | San Diego-IV | SDG1_1_PDRP46 | 0.86 | 0.86 | 0.86 | 0.11 | 0.27 | 0.27 | 0.27 | 0.86 | 0.86 | 0.7 | 0.48 | 0.7 | Y | South | FC
SDG1_1_PDRP47 | San Diego-IV | SDG1_1_PDRP47 | 0 | 0 | 0 | 0 | 0.27 | 0.27 | 0.27 | 0.86 | 0.86 | 0.7 | 0.48 | 0.7 | Y | South | FC
SDG1_1_PDRP48 | San Diego-IV | SDG1_1_PDRP48 | 0 | 0 | 0 | 0 | 0.51 | 0.48 | 0.54 | 0.5 | 0.57 | 0.43 | 0 | 0 | Y | South | FC
SDG1_1_PDRP49 | San Diego-IV | SDG1_1_PDRP49 | 0 | 0 | 0 | 0 | 0 | 0 | 0.54 | 0.5 | 0.57 | 0.43 | 0 | 0 | Y | South | FC
SDG1_1_PDRP50 | San Diego-IV | SDG1_1_PDRP50 | 0.45 | 0.45 | 0.45 | 0.56 | 0.78 | 1.01 | 1.12 | 1.12 | 1.12 | 1.01 | 0.56 | 0.33 | Y | South | FC
SDG1_1_PDRP51 | San Diego-IV | SDG1_1_PDRP51 | 0 | 0 | 0 | 0 | 0 | 0 | 0 | 0.5 | 0.57 | 0.43 | 0 | 0 | Y | South | FC
SDG1_1_PDRP60 | San Diego-IV | SDG1_1_PDRP60 | 0 | 0 | 0 | 0 | 0 | 0.54 | 0.71 | 0.3 | 0.39 | 0.54 | 0 | 0 | Y | South | FC
SDG1_1_PDRP61 | San Diego-IV | SDG1_1_PDRP61 | 0 | 0 | 0 | 0 | 0 | 0.54 | 0.71 | 0.3 | 0.39 | 0.54 | 0 | 0 | Y | South | FC
SDG1_1_PDRP62 | San Diego-IV | SDG1_1_PDRP62 | 0 | 0 | 0 | 0 | 0 | 0 | 0.71 | 0.3 | 0.39 | 0 | 0 | 0 | Y | South | FC
SDG1_1_PDRP84 | San Diego-IV | SDG1_1_PDRP84 | 0.38 | 0.42 | 0.74 | 0 | 0 | 0 | 0 | 0 | 0 | 0 | 0 | 0 | Y | South | FC
SDG1_1_PDRP85 | San Diego-IV | SDG1_1_PDRP85 | 1.84 | 0.75 | 0.85 | 0 | 0 | 0 | 0 | 0 | 0 | 0 | 0 | 0 | Y | South | FC
SDG1_1_PDRP86 | San Diego-IV | SDG1_1_PDRP86 | 5.99 | 7.26 | 6.49 | 0 | 0 | 0 | 0 | 0 | 0 | 0 | 0 | 0 | Y | South | FC
SDG1_1_PDRP88 | San Diego-IV | SDG1_1_PDRP88 | 0.39 | 0.29 | 0.1 | 0 | 0 | 0 | 0 | 0 | 0 | 0 | 0 | 0 | Y | South | FC
SDG1_1_PDRP91 | San Diego-IV | SDG1_1_PDRP91 | 0.13 | 0.29 | 0.52 | 0 | 0 | 0 | 0 | 0 | 0 | 0 | 0 | 0 | Y | South | FC
SDG1_1_PDRP97 | San Diego-IV | SDG1_1_PDRP97 |  |  | 0.88 | 0 | 0 | 0 | 0 | 0 | 0 | 0 | 0 | 0 | Y | South | FC
SEARLS_7_ARGUS | CAISO System | Argus Cogeneration | 2.02 | 1.89 | 1.73 | 1.56 | 1.53 | 1.39 | 1.1 | 1.03 | 1.14 | 1.03 | 1.6 | 2.16 | N | South | FC
SEGS_1_SR2SL2 | CAISO System | Sunray 2 | 0.8 | 0.6 | 3.6 | 3 | 3.2 | 6.2 | 7.8 | 5.4 | 2.8 | 0.4 | 0.4 | 0 | N | South | FC
SENTNL_2_CTG1 | LA Basin | Sentinel Unit 1 | 107.68 | 107.68 | 107.68 | 107.68 | 107.68 | 107.68 | 107.68 | 107.68 | 107.68 | 107.68 | 107.68 | 107.68 | Y | South | FC
SENTNL_2_CTG2 | LA Basin | Sentinel Unit 2 | 102.5 | 102.5 | 102.5 | 102.5 | 102.5 | 102.5 | 102.5 | 102.5 | 102.5 | 102.5 | 102.5 | 102.5 | Y | South | FC
SENTNL_2_CTG3 | LA Basin | Sentinel Unit 3 | 105.69 | 105.69 | 105.69 | 105.69 | 105.69 | 105.69 | 105.69 | 105.69 | 105.69 | 105.69 | 105.69 | 105.69 | Y | South | FC
SENTNL_2_CTG4 | LA Basin | Sentinel Unit 4 | 106.55 | 106.55 | 106.55 | 106.55 | 106.55 | 106.55 | 106.55 | 106.55 | 106.55 | 106.55 | 106.55 | 106.55 | Y | South | FC
SENTNL_2_CTG5 | LA Basin | Sentinel Unit 5 | 107.52 | 107.52 | 107.52 | 107.52 | 107.52 | 107.52 | 107.52 | 107.52 | 107.52 | 107.52 | 107.52 | 107.52 | Y | South | FC
SENTNL_2_CTG6 | LA Basin | Sentinel Unit 6 | 105 | 105 | 105 | 105 | 105 | 105 | 105 | 105 | 105 | 105 | 105 | 105 | Y | South | FC
SENTNL_2_CTG7 | LA Basin | Sentinel Unit 7 | 106.73 | 106.73 | 106.73 | 106.73 | 106.73 | 106.73 | 106.73 | 106.73 | 106.73 | 106.73 | 106.73 | 106.73 | Y | South | FC
SENTNL_2_CTG8 | LA Basin | Sentinel Unit 8 | 106.85 | 106.85 | 106.85 | 106.85 | 106.85 | 106.85 | 106.85 | 106.85 | 106.85 | 106.85 | 106.85 | 106.85 | Y | South | FC
SGREGY_6_SANGER | Fresno | Algonquin Power Sanger 2 | 48.08 | 48.08 | 48.08 | 48.08 | 48.08 | 48.08 | 48.08 | 48.08 | 48.08 | 48.08 | 48.08 | 48.08 | Y | North | FC
SHELRF_1_UNITS | Bay Area | SHELL OIL REFINERY AGGREGATE | 0.75 | 0.15 | 0.2 | 0.29 | 3.74 | 1.85 | 0.29 | 0.11 | 0.14 | 0.23 | 1.19 | 1.16 | N | North | FC
SHUTLE_6_CREST | Big Creek-Ventura | CREST Contracts | 0 | 0 | 0 | 0 | 0 | 0 | 0 | 0 | 0 | 0 | 0 | 0 | N | South | EO
SIERRA_1_UNITS | Kern | HIGH SIERRA LIMITED | 52.43 | 52.43 | 52.43 | 52.43 | 52.43 | 52.43 | 52.43 | 52.43 | 52.43 | 52.43 | 52.43 | 52.43 | Y | North | FC
SISQUC_1_SMARIA | CAISO System | Santa Maria II LFG Power Plant | 1.05 | 0.83 | 0.69 | 0.7 | 0.87 | 0.91 | 1.03 | 1.11 | 1.09 | 1.06 | 1.04 | 0.97 | N | North | FC
SKERN_6_SOLAR1 | Kern | South Kern Solar PV Plant | 0.8 | 0.6 | 3.6 | 3 | 3.2 | 6.2 | 7.8 | 5.4 | 2.8 | 0.4 | 0.4 | 0 | N | North | FC
SKERN_6_SOLAR2 | Kern | SKIC Solar | 0.4 | 0.3 | 1.8 | 1.5 | 1.6 | 3.1 | 3.9 | 2.7 | 1.4 | 0.2 | 0.2 | 0 | N | North | FC
SLATE_2_SLASR1 | Fresno | Slate | 10.99 | 18.87 | 21.68 | 27.24 | 29.59 | 35.34 | 35.35 | 31.97 | 28.37 | 23.05 | 13.24 | 10.91 | N | North | ID | 100% | C8 - Waiting for Bellota-Warnerville 230 kV reconductoring and possibly other - PV 50.50 MW, ESS 0.00 MW
SLRMS3_2_SRMSR1 | San Diego-IV | SILVER RIDGE MOUNT SIGNAL 3 | 10 | 7.5 | 45 | 37.5 | 40 | 77.5 | 97.5 | 67.5 | 35 | 5 | 5 | 0 | N | South | FC
SLST13_2_SOLAR1 | CAISO System | Quinto Solar PV Project | 4.3 | 3.23 | 19.37 | 16.14 | 17.22 | 33.36 | 41.96 | 29.05 | 15.06 | 2.15 | 2.15 | 0 | N | North | FC
SLSTR1_2_SOLAR1 | CAISO System | Solar Star 1 | 12.4 | 9.3 | 55.8 | 46.5 | 49.6 | 96.1 | 120.9 | 83.7 | 43.4 | 6.2 | 6.2 | 0 | N | South | FC
SLSTR2_2_SOLAR2 | CAISO System | Solar Star 2 | 11.04 | 8.28 | 49.68 | 41.4 | 44.16 | 85.56 | 107.64 | 74.52 | 38.64 | 5.52 | 5.52 | 0 | N | South | FC
SLUISP_2_UNITS | CAISO System | SAN LUIS (GIANELLI) PUMP-GEN (AGGREGATE) | 0 | 0 | 0 | 36.21 | 29.28 | 38.9 | 1 | 0 | 0 | 0 | 0 | 0 | N | North | FC
SLYCRK_1_UNIT 1 | Sierra | SLY CREEK HYDRO | 13 | 13 | 13 | 13 | 13 | 13 | 13 | 13 | 13 | 13 | 13 | 13 | Y | North | FC
SMPRIP_1_SMPSON | CAISO System | Ripon Cogeneration Unit 1 | 46.05 | 46.05 | 46.05 | 46.05 | 46.05 | 46.05 | 46.05 | 46.05 | 46.05 | 46.05 | 46.05 | 46.05 | Y | North | FC
SMRCOS_6_LNDFIL | San Diego-IV | San Marcos Energy | 1.5 | 1.5 | 1.5 | 1.5 | 1.47 | 1.49 | 1.5 | 1.5 | 1.5 | 1.5 | 1.5 | 1.5 | N | South | FC
SMUDGO_7_UNIT 1 | NCNB | SONOMA POWER PLANT | 47 | 47 | 47 | 47 | 47 | 47 | 47 | 47 | 47 | 47 | 47 | 47 | Y | North | FC
SMYRNA_1_DL1SR1 | CAISO System | Delano Land 1 | 0.04 | 0.03 | 0.18 | 0.15 | 0.16 | 0.31 | 0.39 | 0.27 | 0.14 | 0.02 | 0.02 | 0 | N | North | FC
SNCLRA_2_HOWLNG | Big Creek-Ventura | Houwelings Nurseries Oxnard, Inc | 6.16 | 6.12 | 6.43 | 6.47 | 7.22 | 5.1 | 4.07 | 4.71 | 7.69 | 8.65 | 7.11 | 4.77 | N | South | FC
SNCLRA_2_SILBT1 | Big Creek-Ventura | Silverstrand BESS | 11 | 11 | 11 | 11 | 11 | 11 | 11 | 11 | 11 | 11 | 11 | 11 | Y | South | FC
SNCLRA_2_SPRHYD | Big Creek-Ventura | Springville Hydroelectric Generator | 0.07 | 0.05 | 0.06 | 0.08 | 0.05 | 0.14 | 0.16 | 0.16 | 0.14 | 0.18 | 0.06 | 0.09 | N | South | FC
SNCLRA_2_UNIT | Big Creek-Ventura | Channel Islands Power | 27.5 | 27.5 | 27.5 | 27.5 | 27.5 | 27.5 | 27.5 | 27.5 | 27.5 | 27.5 | 27.5 | 27.5 | Y | South | FC
SNCLRA_2_UNIT1 | Big Creek-Ventura | New Indy Oxnard | 18.13 | 18.1 | 17.08 | 12.38 | 13.65 | 14.04 | 13.57 | 13.91 | 13.92 | 11.26 | 12.56 | 13.92 | N | South | FC
SNCLRA_2_VESBT1 | Big Creek-Ventura | Ventura Energy Storage | 100 | 100 | 100 | 100 | 100 | 100 | 100 | 100 | 100 | 100 | 100 | 100 | Y | South | FC
SNCLRA_6_OXGEN | Big Creek-Ventura | OXGEN | 47.7 | 47.7 | 47.7 | 47.7 | 47.7 | 47.7 | 47.7 | 47.7 | 47.7 | 47.7 | 47.7 | 47.7 | Y | South | FC
SNCLRA_6_PROCGN | Big Creek-Ventura | Procter and Gamble Oxnard 2 | 30.27 | 26.24 | 30.35 | 30.32 | 30.16 | 30.35 | 29.84 | 22 | 21.8 | 21.99 | 21.8 | 21.99 | N | South | FC
SNCLRA_6_QF | Big Creek-Ventura | SANTA CLARA QFS | 0 | 0 | 0 | 0 | 0 | 0 | 0 | 0 | 0 | 0 | 0 | 0 | N | South | FC
SNDBAR_7_UNIT 1 | Stockton | SANDBAR | 7.87 | 4.54 | 6.52 | 11.89 | 12.15 | 11.75 | 12.25 | 11.56 | 6.36 | 1.55 | 3.72 | 8.66 | N | North | FC
SNMALF_6_UNITS | NCNB | Sonoma County Landfill | 3.02 | 3.15 | 3.4 | 3.52 | 2.69 | 1.99 | 3.1 | 3.15 | 3.12 | 2.7 | 3.24 | 3.14 | N | North | FC
SOUTH_2_UNIT | CAISO System | SOUTH HYDRO | 3.19 | 3.06 | 3.27 | 3.39 | 3.41 | 0.91 | 1.74 | 1.79 | 1.78 | 1.49 | 1.54 | 2.41 | N | North | FC
SPAULD_6_UNIT 3 | Sierra | SPAULDING HYDRO PH 3 UNIT | 0.73 | 0.59 | 1.16 | 1.94 | 2.89 | 1.15 | 3.66 | 3.76 | 2.7 | 2.05 | 1.04 | 0.67 | N | North | FC
SPAULD_6_UNIT12 | Sierra | SPAULDING HYDRO PH 1 & 2 AGGREGATE | 2.98 | 2.18 | 1.8 | 1.84 | 5.48 | 4.68 | 4.05 | 4.03 | 1.2 | 1.2 | 0.96 | 1.84 | Y | North | FC
SPBURN_2_UNIT 1 | CAISO System | Burney Biomass | 6.59 | 9.04 | 9.22 | 8.22 | 9.63 | 12.66 | 12.49 | 11.83 | 11.99 | 8.65 | 8.11 | 5.57 | N | North | FC
SPBURN_7_SNOWMT | CAISO System | Burney Creek Hydro | 0.5 | 0.65 | 1.48 | 2.12 | 1.25 | 0.19 | 0 | 0 | 0 | 0 | 0 | 0.09 | N | North | FC
SPI LI_2_UNIT 1 | Sierra | Lincoln Biomass | 6.64 | 6.57 | 6.49 | 6.21 | 8.28 | 9.48 | 9.49 | 9.65 | 9.48 | 8.22 | 6.36 | 7.03 | N | North | FC
SPIAND_1_ANDSN2 | CAISO System | SPI Anderson 2 | 16.55 | 16.4 | 16.79 | 15.18 | 18.23 | 17.97 | 18.39 | 18.84 | 18.18 | 16.79 | 14.52 | 16.55 | N | North | FC
SPICER_1_UNITS | CAISO System | SPICER HYDRO UNITS 1-3 AGGREGATE | 6 | 6 | 6 | 6 | 6 | 6 | 6 | 6 | 6 | 6 | 6 | 6 | Y | North | FC
SPIFBD_1_PL1X2 | Stockton | SIERRA PACIFIC IND. (SONORA) | 3.97 | 3.72 | 3.95 | 2.45 | 3.12 | 3.28 | 3.34 | 3.59 | 3.3 | 2.76 | 2.66 | 2.54 | N | North | FC
SPQUIN_6_SRPCQU | CAISO System | Quincy Biomass | 19.39 | 18.4 | 18.6 | 11.35 | 19.39 | 20.52 | 20.34 | 20.48 | 19.83 | 13.71 | 10.85 | 16.54 | N | North | FC
SPRGAP_1_UNIT 1 | Stockton | SPRING GAP HYDRO | 3.74 | 3.18 | 3.89 | 5.39 | 5.28 | 4.36 | 1.74 | 0.09 | 3.56 | 4.1 | 1.56 | 2.24 | N | North | FC
SPRGVL_2_CREST | Big Creek-Ventura | Springerville Aggregate Solar Resources | 0 | 0 | 0 | 0 | 0 | 0 | 0 | 0 | 0 | 0 | 0 | 0 | N | South | EO
SPRGVL_2_QF | Big Creek-Ventura | SPRINGVILLE QFS | 0.05 | 0.18 | 0.18 | 0.18 | 0.18 | 0.04 | 0.18 | 0.18 | 0.16 | 0.08 | 0.04 | 0.01 | N | South | FC
SPRGVL_2_TULESC | Big Creek-Ventura | TULE RIVER HYDRO PLANT (SCE) | 0 | 0 | 0 | 0 | 0 | 0 | 0 | 0 | 0 | 0 | 0 | 0 | N | South | FC
SRINTL_6_UNIT | Bay Area | SRI INTERNATIONAL | 1.14 | 1.09 | 1.05 | 0.99 | 1.02 | 0.87 | 0.89 | 0.81 | 0.91 | 1 | 1.14 | 1.22 | N | North | FC
STANIS_7_UNIT 1 | Stockton | STANISLAUS HYDRO | 61.26 | 52 | 52 | 36 | 36 | 55.4 | 72.64 | 63.2 | 58.2 | 5.04 | 0 | 66.28 | Y | North | FC
STANTN_2_STAGT1 | LA Basin | Stanton 1 | 49.65 | 49.65 | 49.65 | 49.65 | 49.65 | 49.65 | 49.65 | 49.65 | 49.65 | 49.65 | 49.65 | 49.65 | Y | South | FC
STANTN_2_STAGT2 | LA Basin | Stanton 2 | 49.65 | 49.65 | 49.65 | 49.65 | 49.65 | 49.65 | 49.65 | 49.65 | 49.65 | 49.65 | 49.65 | 49.65 | Y | South | FC
STIGCT_2_LODI | Sierra | LODI STIG UNIT | 49.5 | 49.5 | 49.5 | 49.5 | 49.5 | 49.5 | 49.5 | 49.5 | 49.5 | 49.5 | 49.5 | 49.5 | Y | North | FC
STNRES_1_UNIT | Stockton | Covanta Stanislaus | 14.83 | 19.02 | 19.66 | 19.18 | 16.93 | 18.12 | 19.68 | 19.34 | 19 | 19.22 | 19.2 | 19.36 | N | North | FC
STOILS_1_UNITS | Bay Area | Chevron Richmond Refinery | 0 | 7.66 | 2.98 | 1.17 | 0 | 0 | 1.16 | 0 | 0 | 0.17 | 12.25 | 0.02 | N | North | FC
STOREY_2_MDRCH2 | Fresno | Madera Chowchilla 2 | 0 | 0 | 0.05 | 0.24 | 0.33 | 0.43 | 0.42 | 0.25 | 0.13 | 0.14 | 0 | 0 | N | North | FC
STOREY_2_MDRCH3 | Fresno | Madera Chowchilla 3 | 0 | 0 | 0 | 0.08 | 0.16 | 0.29 | 0.3 | 0.16 | 0.06 | 0.07 | 0 | 0 | N | North | FC
STOREY_2_MDRCH4 | Fresno | Madera Chowchilla 4 | 0 | 0 | 0.03 | 0.39 | 0.41 | 0.52 | 0.52 | 0.17 | 0.08 | 0.08 | 0 | 0 | N | North | FC
STOREY_7_MDRCHW | Fresno | Madera Canal Site 980 | 0 | 0 | 0.12 | 0.66 | 0.85 | 1.17 | 1.34 | 0.23 | 0 | 0.13 | 0 | 0 | N | North | FC
STROUD_6_SOLAR | Fresno | Stroud Solar Station | 0.8 | 0.6 | 3.6 | 3 | 3.2 | 6.2 | 7.8 | 5.4 | 2.8 | 0.4 | 0.4 | 0 | N | North | FC
STROUD_6_WWHSR1 | Fresno | Winter Wheat Solar Farm | 0 | 0 | 0 | 0 | 0 | 0 | 0 | 0 | 0 | 0 | 0 | 0 | N | North | EO
SUMWHT_6_SWSSR1 | Fresno | Summer Wheat Solar Farm | 0.74 | 0.56 | 3.33 | 2.78 | 2.96 | 5.74 | 7.22 | 5 | 2.59 | 0.37 | 0.37 | 0 | N | North | FC
SUNRIS_2_PL1X3 | CAISO System | Sunrise Power Project AGGREGATE II | 586.02 | 586.02 | 586.02 | 586.02 | 586.02 | 586.02 | 586.02 | 586.02 | 586.02 | 586.02 | 586.02 | 586.02 | Y | North | FC
SUNSET_2_UNITS | CAISO System | MIDWAY SUNSET COGENERATION PLANT | 248 | 248 | 248 | 245 | 240 | 234 | 229 | 229 | 231 | 243 | 246 | 248 | Y | North | FC
SUNSHN_2_LNDFL | Big Creek-Ventura | Sunshine Gas Producers | 18.36 | 17.61 | 17.8 | 17.09 | 17.53 | 17.81 | 17.26 | 16.98 | 17.1 | 16.61 | 17.87 | 16.67 | N | South | FC
SUNSLR_1_SSVSR1 | CAISO System | Sunshine Valley Solar 1 | 4 | 3 | 18 | 15 | 16 | 31 | 39 | 27 | 14 | 2 | 2 | 0 | N | South | FC
SUNSPT_2_WNASR1 | CAISO System | Windhub Solar A | 0.8 | 0.6 | 3.6 | 3 | 3.2 | 6.2 | 7.8 | 5.4 | 2.8 | 0.4 | 0.4 | 0 | N | South | FC
SUNST2_5_SS2SR1 | CAISO System | Sun Streams Solar 2 | 6 | 4.5 | 27 | 22.5 | 24 | 46.5 | 58.5 | 40.5 | 21 | 3 | 3 | 0 | N | South | FC
SYCAMR_2_UNIT 1 | Big Creek-Ventura | Sycamore Cogeneration Unit 1 | 79 | 79.33 | 78.67 | 78.33 | 77.67 | 77.33 | 76.33 | 76.33 | 77.33 | 77.67 | 78.67 | 79 | N | South | FC
SYCAMR_2_UNIT 2 | Big Creek-Ventura | Sycamore Cogeneration Unit 2 | 74 | 74 | 74 | 74 | 74 | 73.67 | 73.33 | 73.33 | 73.67 | 74 | 74 | 74 | Y | South | FC
SYCAMR_2_UNIT 3 | Big Creek-Ventura | Sycamore Cogeneration Unit 3 | 73 | 73 | 73 | 73 | 73 | 73 | 73 | 73 | 73 | 73 | 73 | 73 | Y | South | FC
SYCAMR_2_UNIT 4 | Big Creek-Ventura | Sycamore Cogeneration Unit 4 | 73 | 73 | 73 | 73 | 73 | 73 | 73 | 73 | 73 | 73 | 73 | 73 | Y | South | FC
TANHIL_6_SOLART | CAISO System | Berry Cogen 18 | 11.49 | 11.66 | 11.06 | 8.87 | 11.06 | 10.53 | 10.48 | 10.23 | 10.34 | 8.56 | 8.39 | 11.43 | N | North | FC
TBLMTN_6_QF | CAISO System | SMALL QF AGGREGATION - PARADISE | 0.33 | 0.36 | 0.32 | 0.54 | 0.3 | 0.27 | 0.24 | 0.23 | 0.21 | 0.17 | 0.18 | 0.2 | N | North | FC
TEHAPI_2_PW1WD1 | CAISO System | Point Wind 1 | 6.65 | 5.7 | 13.3 | 11.87 | 11.87 | 15.67 | 10.92 | 9.97 | 7.12 | 3.8 | 5.7 | 6.17 | N | South | FC
TEHAPI_2_PW2WD2 | CAISO System | Point Wind 2 | 2.02 | 1.73 | 4.03 | 3.6 | 3.6 | 4.75 | 3.31 | 3.02 | 2.16 | 1.15 | 1.73 | 1.87 | N | South | FC
TEHAPI_2_WIND1 | CAISO System | Wind Wall Monolith 1 | 2.09 | 1.79 | 4.17 | 3.72 | 3.72 | 4.91 | 3.43 | 3.13 | 2.24 | 1.19 | 1.79 | 1.94 | N | South | PD | 75% | 4.96MW expansion is EO
TEHAPI_2_WIND2 | CAISO System | Wind Wall Monolith 2 | 2.81 | 2.41 | 5.63 | 5.03 | 5.03 | 6.64 | 4.62 | 4.22 | 3.02 | 1.61 | 2.41 | 2.62 | N | South | PD | 85% | 3.73MW expansion is EO
TENGEN_2_PL1X2 | Big Creek-Ventura | Berry Cogen 42 | 30.31 | 33.12 | 36.72 | 27.51 | 25.42 | 37.95 | 36 | 34.32 | 34 | 30.35 | 36.57 | 37.1 | N | South | FC
TERMEX_2_PL1X3 | San Diego-IV | TDM | 605 | 605 | 605 | 605 | 601 | 593 | 591 | 593 | 596 | 605 | 605 | 605 | Y | South | FC
TESLA_1_QF | CAISO System | SMALL QF AGGREGATION - STOCKTON | 0.05 | 0.16 | 0.22 | 0.3 | 0.32 | 0.33 | 0.33 | 0.37 | 0.34 | 0.16 | 0.06 | 0.03 | N | North | FC
TIDWTR_2_UNITS | Bay Area | MARTINEZ COGEN LIMITED PARTNERSHIP | 17.62 | 15.84 | 11.45 | 17.59 | 27.42 | 27.14 | 22.86 | 28.69 | 34.24 | 38.9 | 24.85 | 22.29 | N | North | FC
TIFFNY_1_DILLON | LA Basin | TIFFNY_1_DILLON | 6.3 | 5.4 | 12.6 | 11.25 | 11.25 | 14.85 | 10.35 | 9.45 | 6.75 | 3.6 | 5.4 | 5.85 | N | South | FC
TIGRCK_7_UNITS | CAISO System | TIGER CREEK HYDRO AGGREGATE | 24 | 18.48 | 14.29 | 0 | 15.92 | 33.58 | 32.92 | 40.96 | 33.6 | 35.76 | 32.76 | 31.1 | Y | North | FC
TKOPWR_6_HYDRO | CAISO System | Bear Creek Hydroelectric Project | 0.69 | 0.86 | 1.39 | 1.18 | 0.39 | 0.06 | 0 | 0 | 0 | 0 | 0 | 0.08 | N | North | FC
TMPLTN_2_SOLAR | CAISO System | Vintner Solar | 0.06 | 0.05 | 0.27 | 0.23 | 0.24 | 0.47 | 0.59 | 0.41 | 0.21 | 0.03 | 0.03 | 0 | N | North | FC
TOADTW_6_UNIT | CAISO System | TOAD TOWN | 0.59 | 0.59 | 0.49 | 0.3 | 0.57 | 0.5 | 0.64 | 0.35 | 0.13 | 0.04 | 0.04 | 0.25 | N | North | FC
TOPAZ_2_SOLAR | CAISO System | Topaz Solar Farms | 22 | 16.5 | 99 | 82.5 | 88 | 170.5 | 214.5 | 148.5 | 77 | 11 | 11 | 0 | N | North | FC
TORTLA_1_SOLAR | CAISO System | Longboat Solar | 0.8 | 0.6 | 3.6 | 3 | 3.2 | 6.2 | 7.8 | 5.4 | 2.8 | 0.4 | 0.4 | 0 | N | South | FC
TRNQL8_2_AMASR1 | Fresno | Tranquillity 8 Amarillo | 0.8 | 0.6 | 3.6 | 3 | 3.2 | 6.2 | 7.8 | 5.4 | 2.8 | 0.4 | 0.4 | 0 | N | North | ID | 100% | C7 Waiting for Bellota-Warnerville 230 kV reconductoring and possibly other
TRNQL8_2_AZUSR1 | Fresno | Tranquillity 8 Azul | 0.8 | 0.6 | 3.6 | 3 | 3.2 | 6.2 | 7.8 | 5.4 | 2.8 | 0.4 | 0.4 | 0 | N | North | ID | 100% | C7 Waiting for Bellota-Warnerville 230 kV reconductoring and possibly other
TRNQL8_2_ROJSR1 | Fresno | Tranquillity 8 Rojo | 4 | 3 | 18 | 15 | 16 | 31 | 39 | 27 | 14 | 2 | 2 | 0 | N | North | ID | 100% | C7 Waiting for Bellota-Warnerville 230 kV reconductoring and possibly other
TRNQL8_2_VERSR1 | Fresno | Tranquillity 8 Verde | 2.4 | 1.8 | 10.8 | 9 | 9.6 | 18.6 | 23.4 | 16.2 | 8.4 | 1.2 | 1.2 | 0 | N | North | ID | 100% | C7 Waiting for Bellota-Warnerville 230 kV reconductoring and possibly other
TRNQLT_2_RETBT1 | Fresno | RE Tranquillity BESS | 33.06 | 33.06 | 33.06 | 33.06 | 33.06 | 33.06 | 33.06 | 33.06 | 33.06 | 33.06 | 33.06 | 33.06 | Y | North | FC
TRNQLT_2_SOLAR | Fresno | Tranquillity | 8 | 6 | 36 | 30 | 32 | 62 | 78 | 54 | 28 | 4 | 4 | 0 | N | North | FC
TRNSWD_1_QF | LA Basin | FPL Energy C Wind | 5.46 | 4.68 | 10.91 | 9.74 | 9.74 | 12.86 | 8.96 | 8.18 | 5.85 | 3.12 | 4.68 | 5.07 | N | South | FC
TULARE_2_TULBM1 | Big Creek-Ventura | Tulare BioMAT Fuel Cell | 0 | 0 | 0 | 0 | 0 | 0 | 0 | 0 | 0 | 0 | 0 | 0 | N | South | EO
TULEWD_1_TULWD1 | San Diego-IV | Tule Wind | 18.27 | 15.66 | 36.54 | 32.63 | 32.63 | 43.07 | 30.02 | 27.41 | 19.58 | 10.44 | 15.66 | 16.97 | N | South | FC |  | Phase I (131.1 MW) is FC, Phase II (69 MW) will be EO
TULLCK_7_UNITS | Stockton | Tullock Hydro | 5.75 | 11.91 | 13.97 | 19.87 | 23.12 | 22.92 | 18.34 | 17.86 | 13.85 | 10.43 | 3.57 | 5.73 | N | North | FC
TUPMAN_1_BIOGAS | CAISO System | ABEC Bidart-Stockale #1 | 0.33 | 0.33 | 0.35 | 0.35 | 0.37 | 0.35 | 0.34 | 0.34 | 0.33 | 0.32 | 0.31 | 0.31 | N | North | FC
TWISSL_6_SOLAR | CAISO System | Nickel 1 ("NLH1") | 0.06 | 0.05 | 0.27 | 0.23 | 0.24 | 0.47 | 0.59 | 0.41 | 0.21 | 0.03 | 0.03 | 0 | N | North | FC
TWISSL_6_SOLAR1 | CAISO System | Coronal Lost Hills | 0.8 | 0.6 | 3.6 | 3 | 3.2 | 6.2 | 7.8 | 5.4 | 2.8 | 0.4 | 0.4 | 0 | N | North | FC
TX-ELK_6_ECKSR2 | CAISO System | Eagle Creek | 0 | 0 | 0 | 0 | 0 | 0 | 0 | 0 | 0 | 0 | 0 | 0 | N | North | EO
TX-ELK_6_SOLAR1 | CAISO System | Castor | 0 | 0 | 0 | 0 | 0 | 0 | 0 | 0 | 0 | 0 | 0 | 0 | N | North | EO
TXMCKT_6_UNIT | CAISO System | McKittrick Cogen | 3.14 | 3.18 | 3.93 | 4.68 | 3.47 | 3.49 | 3.17 | 3.13 | 3.19 | 3.31 | 3.35 | 3.47 | N | North | FC
UKIAH_7_LAKEMN | NCNB | UKIAH LAKE MENDOCINO HYDRO | 1.7 | 1.7 | 1.7 | 1.7 | 1.7 | 1.7 | 1.7 | 1.7 | 1.7 | 1.7 | 1.7 | 1.7 | Y | North | FC
ULTPCH_1_UNIT 1 | Stockton | Pacific Ultrapower Chinese Station | 18 | 18 | 17.19 | 16.15 | 17.94 | 16.33 | 17.45 | 17.98 | 18 | 16.75 | 15.62 | 18 | N | North | FC
ULTPFR_1_UNIT 1 | Fresno | Rio Bravo Fresno | 23.71 | 23.02 | 24.3 | 22.99 | 21.44 | 24.14 | 24.09 | 23.85 | 23.58 | 21.57 | 24.27 | 24.25 | N | North | FC
ULTRCK_2_UNIT | Sierra | Rio Bravo Rocklin | 23.43 | 23.54 | 16.3 | 23.76 | 21.71 | 24.09 | 23.62 | 23.72 | 21.79 | 21.98 | 23.91 | 23.3 | N | North | FC
UNCHEM_1_UNIT | Bay Area | CONTRA COSTA CARBON PLANT | 13.24 | 13.31 | 13.26 | 13.09 | 13.28 | 13.17 | 12.28 | 13.64 | 13.38 | 11.44 | 13.63 | 13.78 | N | North | FC
UNOCAL_1_UNITS | Bay Area | TOSCO (RODEO PLANT) | 3.74 | 2.94 | 2.38 | 2.74 | 1.72 | 1.32 | 0.98 | 0.64 | 0.89 | 8.81 | 9.12 | 4.89 | N | North | FC
UNVRSY_1_UNIT 1 | CAISO System | Berry Cogen 38 - Unit 1 | 36.25 | 30.79 | 36 | 32.11 | 35.43 | 34.84 | 34.1 | 33.75 | 33.04 | 33.41 | 34.8 | 35.52 | N | North | FC
USWND2_1_WIND1 | CAISO System | Golden Hills A | 6.01 | 5.16 | 12.03 | 10.74 | 10.74 | 14.18 | 9.88 | 9.02 | 6.44 | 3.44 | 5.16 | 5.58 | N | North | FC
USWND2_1_WIND2 | CAISO System | Golden Hills B | 6.01 | 5.16 | 12.03 | 10.74 | 10.74 | 14.18 | 9.88 | 9.02 | 6.44 | 3.44 | 5.16 | 5.58 | N | North | FC
USWND2_1_WIND3 | CAISO System | Golden Hills C | 6.44 | 5.52 | 12.88 | 11.5 | 11.5 | 15.18 | 10.58 | 9.66 | 6.9 | 3.68 | 5.52 | 5.98 | N | North | FC
USWND4_2_UNIT2 | CAISO System | Altamont Landfill Gas to Energy | 7.4 | 7.4 | 7.35 | 6.41 | 7.4 | 7.4 | 7.4 | 7.4 | 7.4 | 7.23 | 7.4 | 7.4 | Y | North | FC
USWNDR_2_LABWD1 | Bay Area | LaBrisa Wind Project | 1.26 | 1.08 | 2.52 | 2.25 | 2.25 | 2.97 | 2.07 | 1.89 | 1.35 | 0.72 | 1.08 | 1.17 | N | North | FC
USWNDR_2_SMUD | Bay Area | SOLANO WIND FARM | 14.31 | 12.26 | 28.61 | 25.55 | 25.55 | 33.72 | 23.5 | 21.46 | 15.33 | 8.17 | 12.26 | 13.28 | N | North | FC
USWNDR_2_SMUD2 | Bay Area | Solano Wind Project Phase 3 | 17.89 | 15.34 | 35.78 | 31.95 | 31.95 | 42.17 | 29.39 | 26.84 | 19.17 | 10.22 | 15.34 | 16.61 | N | North | FC
USWPFK_6_FRICK | Bay Area | Frick Summit Wind Repower | 1.4 | 1.2 | 2.8 | 2.5 | 2.5 | 3.3 | 2.3 | 2.1 | 1.5 | 0.8 | 1.2 | 1.3 | N | North | FC
USWPJR_2_UNITS | Bay Area | Vasco Wind | 10.95 | 9.38 | 21.9 | 19.55 | 19.55 | 25.81 | 17.99 | 16.42 | 11.73 | 6.26 | 9.38 | 10.17 | N | North | FC
VACADX_1_SOLAR | CAISO System | Vaca-Dixon Solar Station | 0.1 | 0.08 | 0.45 | 0.38 | 0.4 | 0.78 | 0.98 | 0.68 | 0.35 | 0.05 | 0.05 | 0 | N | North | FC
VACADX_1_UNITA1 | CAISO System | CalPeak Power Vaca Dixon Unit 1 | 50.61 | 50.61 | 50.61 | 50.61 | 50.61 | 50.61 | 50.61 | 50.61 | 50.61 | 50.61 | 50.61 | 50.61 | Y | North | FC
VALLEY_5_PERRIS | LA Basin | MWD Perris Hydroelectric Recovery Plant | 7.94 | 7.94 | 7.94 | 7.94 | 7.94 | 7.94 | 7.94 | 7.94 | 7.94 | 7.94 | 7.94 | 7.94 | Y | South | FC
VALLEY_5_REDMTN | LA Basin | MWD Red Mountain Hydroelectric Recovery | 4.5 | 1.4 | 1.32 | 1.39 | 1.36 | 0 | 0.04 | 0.04 | 0.97 | 1.39 | 0.05 | 0 | N | South | FC
VALLEY_5_SOLAR1 | LA Basin | Kona Solar - Meridian #1 | 0 | 0 | 0 | 0 | 0 | 0 | 0 | 0 | 0 | 0 | 0 | 0 | N | South | EO
VALLEY_5_SOLAR2 | LA Basin | AP North Lake Solar | 0.8 | 0.6 | 3.6 | 3 | 3.2 | 6.2 | 7.8 | 5.4 | 2.8 | 0.4 | 0.4 | 0 | N | South | FC
VALTNE_2_AVASR1 | CAISO System | Valentine Solar | 4 | 3 | 18 | 15 | 16 | 31 | 39 | 27 | 14 | 2 | 2 | 0 | N | South | FC
VEAVST_1_SOLAR | CAISO System | Community Solar | 0 | 0 | 0 | 0 | 0 | 0 | 0 | 0 | 0 | 0 | 0 | 0 | N | South | EO
VEDDER_1_SEKERN | Kern | TEXACO EXPLORATION & PROD (SE KERN RIVER | 0.05 | 1.08 | 1.5 | 1 | 1 | 0 | 0.42 | 0.01 | 1.78 | 2.84 | 1.99 | 0.78 | N | North | FC
VEGA_6_SOLAR1 | Fresno | Vega Solar | 0 | 0 | 0 | 0 | 0 | 0 | 0 | 0 | 0 | 0 | 0 | 0 | N | North | EO
VENWD_1_WIND3 | LA Basin | Painted Hills | 6.23 | 5.34 | 12.47 | 11.13 | 11.13 | 14.69 | 10.24 | 9.35 | 6.68 | 3.56 | 5.34 | 5.79 | N | South | FC
VERNON_6_GONZL1 | LA Basin | H. Gonzales Unit #1 | 5.75 | 5.75 | 5.75 | 5.75 | 5.75 | 5.75 | 5.75 | 5.75 | 5.75 | 5.75 | 5.75 | 5.75 | Y | South | FC
VERNON_6_GONZL2 | LA Basin | H. Gonzales Unit #2 | 5.75 | 5.75 | 5.75 | 5.75 | 5.75 | 5.75 | 5.75 | 5.75 | 5.75 | 5.75 | 5.75 | 5.75 | Y | South | FC
VERNON_6_MALBRG | LA Basin | Malburg Generating Station | 134 | 134 | 134 | 134 | 134 | 134 | 134 | 134 | 134 | 134 | 134 | 134 | Y | South | FC
VESTAL_2_KERN | Big Creek-Ventura | KERN RIVER PH 3 UNITS 1 & 2 AGGREGATE | 13.91 | 18.35 | 21.69 | 29.66 | 32.44 | 27.29 | 15.41 | 11.89 | 5.76 | 4.52 | 7.91 | 10.64 | N | South | FC
VESTAL_2_RTS042 | Big Creek-Ventura | SPVP042 Porterville Solar | 0 | 0 | 0 | 0 | 0 | 0 | 0 | 0 | 0 | 0 | 0 | 0 | N | South | EO
VESTAL_2_SOLAR1 | Big Creek-Ventura | NICOLIS | 0.8 | 0.6 | 3.6 | 3 | 3.2 | 6.2 | 7.8 | 5.4 | 2.8 | 0.4 | 0.4 | 0 | N | South | FC
VESTAL_2_SOLAR2 | Big Creek-Ventura | TROPICO | 0.56 | 0.42 | 2.52 | 2.1 | 2.24 | 4.34 | 5.46 | 3.78 | 1.96 | 0.28 | 0.28 | 0 | N | South | FC
VESTAL_2_UNIT1 | Big Creek-Ventura | CALGREN-PIXLEY | 3.63 | 3.13 | 4.02 | 3.29 | 3.7 | 3.69 | 3.72 | 3.49 | 3.74 | 3.93 | 4.07 | 3.5 | N | South | FC
VESTAL_2_WELLHD | Big Creek-Ventura | Wellhead Power Delano | 49 | 49 | 49 | 49 | 49 | 49 | 49 | 49 | 49 | 49 | 49 | 49 | Y | South | FC
VESTAL_6_QF | Big Creek-Ventura | Isabella Hydro Dam 1 | 1.3 | 2.53 | 4.28 | 5.47 | 6.94 | 8.18 | 9.06 | 8.65 | 5.17 | 3.45 | 1.19 | 1.06 | N | South | FC
VICTOR_1_CREST | CAISO System | Victor Aggregate Solar Resources | 0 | 0 | 0 | 0 | 0 | 0 | 0 | 0 | 0 | 0 | 0 | 0 | N | South | EO
VICTOR_1_EXSLRA | CAISO System | Expressway Solar A | 0.08 | 0.06 | 0.36 | 0.3 | 0.32 | 0.62 | 0.78 | 0.54 | 0.28 | 0.04 | 0.04 | 0 | N | South | FC
VICTOR_1_EXSLRB | CAISO System | Expressway Solar B | 0.08 | 0.06 | 0.36 | 0.3 | 0.32 | 0.62 | 0.78 | 0.54 | 0.28 | 0.04 | 0.04 | 0 | N | South | FC
VICTOR_1_LVSLR1 | CAISO System | Lone Valley Solar Park 1 | 0 | 0 | 0 | 0 | 0 | 0 | 0 | 0 | 0 | 0 | 0 | 0 | N | South | EO
VICTOR_1_LVSLR2 | CAISO System | Lone Valley Solar Park 2 | 0 | 0 | 0 | 0 | 0 | 0 | 0 | 0 | 0 | 0 | 0 | 0 | N | South | EO
VICTOR_1_SLRHES | CAISO System | Sunedison - Hesperia | 0 | 0 | 0 | 0 | 0 | 0 | 0 | 0 | 0 | 0 | 0 | 0 | N | South | EO
VICTOR_1_SOLAR1 | CAISO System | Victor Phelan Solar One | 0 | 0 | 0 | 0 | 0 | 0 | 0 | 0 | 0 | 0 | 0 | 0 | N | South | EO
VICTOR_1_SOLAR2 | CAISO System | Alamo Solar | 0 | 0 | 0 | 0 | 0 | 0 | 0 | 0 | 0 | 0 | 0 | 0 | N | South | EO
VICTOR_1_SOLAR3 | CAISO System | Adelanto Solar 2 | 0.28 | 0.21 | 1.26 | 1.05 | 1.12 | 2.17 | 2.73 | 1.89 | 0.98 | 0.14 | 0.14 | 0 | N | South | FC
VICTOR_1_SOLAR4 | CAISO System | Adelanto Solar | 0 | 0 | 0 | 0 | 0 | 0 | 0 | 0 | 0 | 0 | 0 | 0 | N | South | EO
VICTOR_1_VDRYFA | CAISO System | Victor Dry Farm Ranch A | 0.2 | 0.15 | 0.9 | 0.75 | 0.8 | 1.55 | 1.95 | 1.35 | 0.7 | 0.1 | 0.1 | 0 | N | South | FC
VICTOR_1_VDRYFB | CAISO System | Victor Dry Farm Ranch B | 0 | 0 | 0 | 0 | 0 | 0 | 0 | 0 | 0 | 0 | 0 | 0 | N | South | EO
VILLPK_2_VALLYV | LA Basin | MWD Valley View Hydroelectric Recovery P | 4.1 | 4.1 | 4.1 | 4.1 | 4.1 | 4.1 | 4.1 | 4.1 | 4.1 | 4.1 | 4.1 | 4.1 | Y | South | FC
VILLPK_6_MWDYOR | LA Basin | Yorba Linda Hydroelectric Recovery Plant | 0 | 0 | 0 | 0 | 0 | 0 | 1.6 | 2.4 | 2.14 | 0 | 0 | 0 | Y | South | FC
VISTA_2_RIALTO | LA Basin | Rialto RT Solar | 0.04 | 0.03 | 0.18 | 0.15 | 0.16 | 0.31 | 0.39 | 0.27 | 0.14 | 0.02 | 0.02 | 0 | N | South | FC
VISTA_2_RTS028 | LA Basin | SPVP028 | 0.14 | 0.11 | 0.63 | 0.53 | 0.56 | 1.09 | 1.37 | 0.95 | 0.49 | 0.07 | 0.07 | 0 | N | South | FC
VISTA_6_QF | LA Basin | VISTA QFS | 0.01 | 0.02 | 0 | 0.04 | 0.05 | 0.05 | 0.09 | 0.11 | 0.1 | 0.07 | 0.04 | 0.01 | N | South | FC
VISTRA_5_DALBT1 | Bay Area | Dallas Energy Storage | 100 | 100 | 100 | 100 | 100 | 100 | 100 | 100 | 100 | 100 | 100 | 100 | Y | North | FC
VISTRA_5_DALBT2 | Bay Area | Dallas Energy Storage 2 | 100 | 100 | 100 | 100 | 100 | 100 | 100 | 100 | 100 | 100 | 100 | 100 | Y | North | FC
VISTRA_5_DALBT3 | Bay Area | Dallas Energy Storage 3 | 100 | 100 | 100 | 100 | 100 | 100 | 100 | 100 | 100 | 100 | 100 | 100 | Y | North | FC
VISTRA_5_DALBT4 | Bay Area | Dallas Energy Storage 4 | 100 | 100 | 100 | 100 | 100 | 100 | 100 | 100 | 100 | 100 | 100 | 100 | Y | North | FC
VLCNTR_6_VCEBT1 | San Diego-IV | Valley Center Energy Storage |  | 54 | 54 | 54 | 54 | 54 | 54 | 54 | 54 | 54 | 54 | 54 | Y | South | ID | 100% | Waiting for Remedial Action Scheme - Up to 87.73 PCDS at Pmax.
VLCNTR_6_VCEBT2 | San Diego-IV | Valley Center Energy Storage B |  | 50 | 50 | 50 | 50 | 50 | 50 | 50 | 50 | 50 | 50 | 50 | Y | South | ID | 100% | Waiting for Remedial Action Scheme - Up to 87.73 PCDS at Pmax.
VLCNTR_6_VCSLR | San Diego-IV | Cole Grade | 0.09 | 0.07 | 0.42 | 0.35 | 0.37 | 0.72 | 0.91 | 0.63 | 0.33 | 0.05 | 0.05 | 0 | N | South | FC
VLCNTR_6_VCSLR1 | San Diego-IV | Valley Center 1 | 0.1 | 0.08 | 0.45 | 0.38 | 0.4 | 0.78 | 0.98 | 0.68 | 0.35 | 0.05 | 0.05 | 0 | N | South | FC
VLCNTR_6_VCSLR2 | San Diego-IV | Valley Center 2 | 0.2 | 0.15 | 0.9 | 0.75 | 0.8 | 1.55 | 1.95 | 1.35 | 0.7 | 0.1 | 0.1 | 0 | N | South | FC
VLYHOM_7_SSJID | Stockton | Woodward Power Plant | 0 | 0 | 0 | 0.09 | 0.45 | 0.5 | 1.14 | 0.74 | 0.1 | 0 | 0 | 0 | N | North | FC
VOLTA_2_UNIT 1 | CAISO System | VOLTA HYDRO UNIT 1 | 5.56 | 6 | 4.89 | 5.13 | 5.44 | 4.22 | 3.69 | 3.25 | 3.71 | 3.09 | 3.21 | 4.37 | N | North | FC
VOLTA_2_UNIT 2 | CAISO System | Volta Hydro Unit 2 | 0.47 | 0.53 | 0.61 | 0.55 | 0.63 | 0.47 | 0.4 | 0.38 | 0.46 | 0.22 | 0.23 | 0.28 | N | North | FC
VOLTA_6_BAILCK | CAISO System | Bailey Creek Ranch | 0 | 0 | 0 | 0 | 0 | 0 | 0 | 0 | 0 | 0 | 0 | 0 | N | North | EO
VOLTA_6_DIGHYD | CAISO System | Digger Creek Ranch Hydro | 0.34 | 0.33 | 0.42 | 0.5 | 0.4 | 0.42 | 0.35 | 0.31 | 0.29 | 0.23 | 0.24 | 0.3 | N | North | FC
VOLTA_7_PONHY1 | CAISO System | Ponderosa Bailey Hydroelectric | 0.77 | 0.76 | 0.86 | 0.71 | 0.78 | 0.65 | 0.61 | 0.56 | 0.55 | 0.55 | 0.51 | 0.54 | N | North | FC
VOLTA_7_QFUNTS | CAISO System | VOLTA_7_QFUNTS | 0.09 | 0.09 | 0.1 | 0.11 | 0.1 | 0.08 | 0.08 | 0.07 | 0.07 | 0.07 | 0.07 | 0.08 | N | North | FC
VOYAGR_2_VOAWD5 | CAISO System | Voyager Wind Oasis Alta | 1.96 | 1.68 | 3.91 | 3.5 | 3.5 | 4.61 | 3.22 | 2.94 | 2.1 | 1.12 | 1.68 | 1.82 | N | South | FC
VOYAGR_2_VOYWD1 | CAISO System | Voyager 1 | 18.05 | 15.47 | 36.09 | 32.23 | 32.23 | 42.54 | 29.65 | 27.07 | 19.34 | 10.31 | 15.47 | 16.76 | N | South | FC
VOYAGR_2_VOYWD2 | CAISO System | Voyager Wind 2 | 17.69 | 15.16 | 35.38 | 31.59 | 31.59 | 41.7 | 29.06 | 26.53 | 18.95 | 10.11 | 15.16 | 16.43 | N | South | FC
VOYAGR_2_VOYWD3 | CAISO System | Voyager Wind 3 | 5.94 | 5.09 | 11.89 | 10.61 | 10.61 | 14.01 | 9.76 | 8.91 | 6.37 | 3.4 | 5.09 | 5.52 | N | South | FC
VOYAGR_2_VOYWD4 | CAISO System | Voyager Wind 4 | 2.94 | 2.52 | 5.88 | 5.25 | 5.25 | 6.93 | 4.83 | 4.41 | 3.15 | 1.68 | 2.52 | 2.73 | N | South | FC
VSTAES_6_VESBT1 | San Diego-IV | Vista Energy Storage | 10 | 10 | 10 | 10 | 10 | 10 | 10 | 10 | 10 | 10 | 10 | 10 | Y | South | ID | 100% | C7-C9 Waiting for San Luis Rey-San Onofre 230 kV remedial action scheme RAS and possibly other
WADHAM_6_UNIT | CAISO System | Wadham Energy LP | 23.8 | 24.38 | 21.14 | 20.11 | 22.08 | 20.42 | 24.73 | 24.23 | 24.62 | 24.25 | 16.7 | 25.1 | N | North | FC
WALCRK_2_CTG1 | LA Basin | Walnut Creek Energy Park Unit 1 | 96.43 | 96.43 | 96.43 | 96.43 | 96.43 | 96.43 | 96.43 | 96.43 | 96.43 | 96.43 | 96.43 | 96.43 | Y | South | FC
WALCRK_2_CTG2 | LA Basin | Walnut Creek Energy Park Unit 2 | 96.91 | 96.91 | 96.91 | 96.91 | 96.91 | 96.91 | 96.91 | 96.91 | 96.91 | 96.91 | 96.91 | 96.91 | Y | South | FC
WALCRK_2_CTG3 | LA Basin | Walnut Creek Energy Park Unit 3 | 96.65 | 96.65 | 96.65 | 96.65 | 96.65 | 96.65 | 96.65 | 96.65 | 96.65 | 96.65 | 96.65 | 96.65 | Y | South | FC
WALCRK_2_CTG4 | LA Basin | Walnut Creek Energy Park Unit 4 | 96.49 | 96.49 | 96.49 | 96.49 | 96.49 | 96.49 | 96.49 | 96.49 | 96.49 | 96.49 | 96.49 | 96.49 | Y | South | FC
WALCRK_2_CTG5 | LA Basin | Walnut Creek Energy Park Unit 5 | 96.65 | 96.65 | 96.65 | 96.65 | 96.65 | 96.65 | 96.65 | 96.65 | 96.65 | 96.65 | 96.65 | 96.65 | Y | South | FC
WALNUT_2_SOLAR | LA Basin | Industry MetroLink PV 1 | 0 | 0 | 0 | 0 | 0 | 0 | 0 | 0 | 0 | 0 | 0 | 0 | N | South | EO
WALNUT_6_HILLGEN | LA Basin | Puente Hills | 26.82 | 26.76 | 26.9 | 25.95 | 17.53 | 25.78 | 25.68 | 25.58 | 25.51 | 24.97 | 24.73 | 24.54 | N | South | FC
WALNUT_7_WCOVST | LA Basin | MM West Covina - ST Unit | 5.09 | 5.34 | 5.71 | 5.62 | 5.53 | 5.48 | 5.39 | 5.35 | 5.39 | 5.25 | 5.3 | 5.32 | N | South | FC
WARNE_2_UNIT | Big Creek-Ventura | WARNE HYDRO AGGREGATE | 41.33 | 57.53 | 41.58 | 42.01 | 41.58 | 42.94 | 41.58 | 41.44 | 62.33 | 41.28 | 42.64 | 41.53 | Y | South | FC
WAUKNA_1_SOLAR | Fresno | Corcoran Solar | 0.8 | 0.6 | 3.6 | 3 | 3.2 | 6.2 | 7.8 | 5.4 | 2.8 | 0.4 | 0.4 | 0 | N | North | FC
WAUKNA_1_SOLAR2 | Fresno | Corcoran 2 | 0.79 | 0.59 | 3.56 | 2.96 | 3.16 | 6.12 | 7.7 | 5.33 | 2.77 | 0.4 | 0.4 | 0 | N | North | FC
WDLEAF_7_UNIT 1 | Sierra | WOODLEAF HYDRO | 60 | 60 | 60 | 60 | 60 | 60 | 60 | 60 | 60 | 60 | 60 | 60 | Y | North | FC
WEBER_6_FORWRD | CAISO System | Forward | 4.01 | 3.99 | 4 | 3.7 | 3.92 | 4.02 | 4 | 3.91 | 4 | 4.06 | 4.05 | 4.02 | N | North | FC
WESTPT_2_UNIT | CAISO System | West Point Hydro Plant | 9.55 | 8 | 9.95 | 5.2 | 3.4 | 10.6 | 10.87 | 12 | 10.04 | 10.82 | 10.15 | 10.44 | Y | North | FC
WFRESN_1_SOLAR | Fresno | Joya Del Sol | 0 | 0 | 0 | 0 | 0 | 0 | 0 | 0 | 0 | 0 | 0 | 0 | N | North | EO
WHEATL_6_LNDFIL | Sierra | G2 ENERGY, OSTROM ROAD LLC | 3.38 | 3.37 | 3.28 | 3.23 | 3.31 | 3.39 | 3.17 | 3.08 | 3.32 | 3.36 | 3.42 | 2.66 | N | North | FC
WHITNY_6_SOLAR | Fresno | Whitney Point Solar | 0 | 0 | 0 | 0 | 0 | 0 | 0 | 0 | 0 | 0 | 0 | 0 | N | North | EO
WHTWTR_1_WINDA1 | LA Basin | Whitewater Hill Wind Project | 8.61 | 7.38 | 17.22 | 15.38 | 15.38 | 20.3 | 14.15 | 12.92 | 9.23 | 4.92 | 7.38 | 8 | N | South | FC
WISE_1_UNIT 1 | Sierra | Wise Hydro Unit 1 | 4.1 | 5.75 | 4.34 | 6.64 | 8.14 | 8.17 | 9.52 | 8.64 | 6.42 | 0 | 0 | 3.34 | Y | North | FC
WISE_1_UNIT 2 | Sierra | WISE HYDRO UNIT 2 | 0 | 0 | 0 | 0 | 0 | 0 | 0 | 0 | 0 | 0 | 0 | 0 | Y | North | FC
WISHON_6_UNITS | Fresno | Wishon/San Joaquin #1-A AGGREGATE | 1.86 | 2.25 | 3.7 | 4.04 | 1.11 | 0.64 | 0 | 0 | 0 | 6.95 | 6.5 | 2.14 | Y | North | FC
WISTRA_2_WRSSR1 | San Diego-IV | Wistaria Ranch Solar | 4 | 3 | 18 | 15 | 16 | 31 | 39 | 27 | 14 | 2 | 2 | 0 | N | South | FC
WLDWD_1_SOLAR1 | CAISO System | Wildwood Solar I | 0.8 | 0.6 | 3.6 | 3 | 3.2 | 6.2 | 7.8 | 5.4 | 2.8 | 0.4 | 0.4 | 0 | N | North | FC
WLDWD_1_SOLAR2 | CAISO System | Wildwood Solar 2 | 0.6 | 0.45 | 2.7 | 2.25 | 2.4 | 4.65 | 5.85 | 4.05 | 2.1 | 0.3 | 0.3 | 0 | N | North | FC
WNDMAS_2_UNIT 1 | Bay Area | BUENA VISTA ENERGY, LLC | 5.32 | 4.56 | 10.64 | 9.5 | 9.5 | 12.54 | 8.74 | 7.98 | 5.7 | 3.04 | 4.56 | 4.94 | N | North | FC
WNDSTR_2_WIND | CAISO System | Windstar | 16.8 | 14.4 | 33.6 | 30 | 30 | 39.6 | 27.6 | 25.2 | 18 | 9.6 | 14.4 | 15.6 | N | South | FC
WOLFSK_1_UNITA1 | CAISO System | Wolfskill Energy Center | 46.9 | 46.9 | 46.9 | 46.9 | 46.9 | 46.9 | 46.9 | 46.9 | 46.9 | 46.9 | 46.9 | 46.9 | Y | North | FC
WOODWR_1_HYDRO | Fresno | Quinten Luallen | 0 | 0 | 0 | 0 | 0 | 0 | 0 | 0 | 0 | 0 | 0 | 0 | N | North | EO
WRGHTP_7_AMENGY | Fresno | SMALL QF AGGREGATION - LOS BANOS | 0.02 | 0.12 | 0.03 | 0.07 | 0.36 | 0.43 | 0.78 | 0.76 | 0.77 | 0.43 | 0.31 | 0.02 | N | North | FC
WRGTSR_2_WSFSR1 | CAISO System | Wright Solar Freeman | 8 | 6 | 36 | 30 | 32 | 62 | 78 | 54 | 28 | 4 | 4 | 0 | N | North | FC
WSENGY_1_UNIT 1 | CAISO System | Wheelabrator Shasta | 36.24 | 34.01 | 34.01 | 32.36 | 34.01 | 34.01 | 33.9 | 36.23 | 34.55 | 34.02 | 33.55 | 34.03 | N | North | FC
WSTWND_2_M89WD1 | CAISO System | Mojave 89 | 11.57 | 9.92 | 23.14 | 20.66 | 20.66 | 27.27 | 19.01 | 17.36 | 12.4 | 6.61 | 9.92 | 10.74 | Y | South | FC |  | Hybrid - However Wind is FCDS and BESS is EO
WSTWND_2_M90WD2 | CAISO System | Mojave 90 | 9.07 | 7.78 | 18.15 | 16.2 | 16.2 | 21.39 | 14.91 | 13.61 | 9.72 | 5.19 | 7.78 | 8.43 | N | South | FC |  | Hybrid - However Wind is FCDS and BESS is EO
YUBACT_1_SUNSWT | Sierra | YUBA CITY COGEN | 49.97 | 49.97 | 49.97 | 49.97 | 49.97 | 49.97 | 49.97 | 49.97 | 49.97 | 49.97 | 49.97 | 49.97 | Y | North | FC
YUBACT_6_UNITA1 | Sierra | Yuba City Energy Center (Calpine) | 47.6 | 47.6 | 47.6 | 47.6 | 47.6 | 47.6 | 47.6 | 47.6 | 47.6 | 47.6 | 47.6 | 47.6 | Y | North | FC
ZOND_6_UNIT | Bay Area | ZOND WINDSYSTEMS INC. | 2.39 | 2.05 | 4.79 | 4.28 | 4.28 | 5.64 | 3.93 | 3.59 | 2.57 | 1.37 | 2.05 | 2.22 | N | North | FC

## Specified Imports
This tab contains all of the specified imports listed on the CAISO Master Control Area Generating Capability List. They may be shown for resource adequacy with an accompanying maximum import capability (MIC) allocation for the associated scheduling branch group.
Resource ID | Generator Name | BAA ID | JAN | FEB | MAR | APR | MAY | JUN | JUL | AUG | SEP | OCT | NOV | DEC
AGCANA_X_HOOVER | Hoover Power Plant | WALC | 40 | 40 | 40 | 40 | 40 | 40 | 40 | 40 | 40 | 40 | 40 | 40
ALHMBR_1_ALHSLR | SG Alhambra | IID | 2 | 1.5 | 9 | 7.5 | 8 | 15.5 | 19.5 | 13.5 | 7 | 1 | 1 | 0
ANZA_6_SOLAR1 | Seville Solar One | IID | 0.8 | 0.6 | 3.6 | 3 | 3.2 | 6.2 | 7.8 | 5.4 | 2.8 | 0.4 | 0.4 | 0
ARKANS_1_ARKSLR | SG Arkansas | IID | 2 | 1.5 | 9 | 7.5 | 8 | 15.5 | 19.5 | 13.5 | 7 | 1 | 1 | 0
ARLINT_5_SCEDYN | Arlington Valley CC | AZPS | 565 | 565 | 565 | 565 | 565 | 565 | 565 | 565 | 565 | 565 | 565 | 565
ARLVAL_5_SOLAR | Arlington Valley Solar Energy II | SRP | 5.08 | 3.81 | 22.86 | 19.05 | 20.32 | 39.37 | 49.53 | 34.29 | 17.78 | 2.54 | 2.54 | 0
BCTSYS_5_PWXDYN | BCTSYS_5_PWXDYN | BPAT | 428 | 428 | 428 | 428 | 428 | 428 | 428 | 428 | 428 | 428 | 428 | 428
BEJNLS_5_BV2SCEDYN | Broadview 2 | AZPS | 23.38 | 20.04 | 46.76 | 41.75 | 41.75 | 55.11 | 38.41 | 35.07 | 25.05 | 13.36 | 20.04 | 21.71
BEKWJS_5_BV1SCEDYN | Broadview 1 | AZPS | 18.2 | 15.6 | 36.4 | 32.5 | 32.5 | 42.9 | 29.9 | 27.3 | 19.5 | 10.4 | 15.6 | 16.9
CALPSS_6_SOLAR1 | Calipatria Solar Farm | IID | 0.8 | 0.6 | 3.6 | 3 | 3.2 | 6.2 | 7.8 | 5.4 | 2.8 | 0.4 | 0.4 | 0
CLINESCO_3_PVDYN | CLINES CORNERS | PNM | 18.19 | 15.59 | 36.38 | 32.49 | 32.49 | 42.88 | 29.89 | 27.29 | 19.49 | 10.4 | 15.59 | 16.89
CLINESCO_3_WBDYN | CLINES CORNERS B | PNM | 27.2 | 23.31 | 54.4 | 48.57 | 48.57 | 64.11 | 44.68 | 40.8 | 29.14 | 15.54 | 23.31 | 25.26
COLGNS_2_CNSSR1 | ColGreen North Shore | IID | 2.99 | 2.24 | 13.46 | 11.22 | 11.97 | 23.19 | 29.17 | 20.2 | 10.47 | 1.5 | 1.5 | 0
DURNMESA_3_WBDYN | DURAN MESA | PNM | 14.71 | 12.61 | 29.42 | 26.27 | 26.27 | 34.68 | 24.17 | 22.07 | 15.76 | 8.41 | 12.61 | 13.66
ELCABO_5_ECWSCEDYN | El Cabo Wind | AZPS | 41.72 | 35.76 | 83.44 | 74.5 | 74.5 | 98.34 | 68.54 | 62.58 | 44.7 | 23.84 | 35.76 | 38.74
GRADYW_5_GDYWD1 | Grady Wind | AZPS | 30.87 | 26.46 | 61.74 | 55.13 | 55.13 | 72.77 | 50.72 | 46.31 | 33.08 | 17.64 | 26.46 | 28.67
GRIFFI_2_LSPDYN | Griffith Energy | WALC | 570 | 570 | 570 | 570 | 570 | 570 | 570 | 570 | 570 | 570 | 570 | 570
HOOVER_2_MWDDYN | HOOVER | WALC | 249 | 249 | 249 | 249 | 249 | 249 | 249 | 249 | 249 | 249 | 249 | 249
HOOVER_2_VEADYN | HOOVER | WALC | 16 | 16 | 16 | 16 | 16 | 16 | 16 | 16 | 16 | 16 | 16 | 16
INTMNT_3_ANAHEIM | Intermountain Power Project | LADWP | 236 | 236 | 236 | 236 | 236 | 236 | 236 | 236 | 236 | 236 | 236 | 236
INTMNT_3_PASADENA | Intermountain Power Project | LADWP | 107 | 107 | 107 | 107 | 107 | 107 | 107 | 107 | 107 | 107 | 107 | 107
INTMNT_3_RIVERSIDE | IPPDYN | LADWP | 136 | 136 | 136 | 136 | 136 | 136 | 136 | 136 | 136 | 136 | 136 | 136
MAGNLA_6_ANAHEIM | Magnolia Power Plant Anaheim | LADWP | 109 | 109 | 109 | 109 | 109 | 109 | 109 | 109 | 109 | 109 | 109 | 109
MAGNLA_6_CERRITOS | Magnolia Power Plant Cerritos | LADWP | 12 | 12 | 12 | 12 | 12 | 12 | 12 | 12 | 12 | 12 | 12 | 12
MAGNLA_6_COLTON | Magnolia Power Project | LADWP | 12 | 12 | 12 | 12 | 12 | 12 | 12 | 12 | 12 | 12 | 12 | 12
MAGNLA_6_PASADENA | Magnolia Power Plant - PASADENA | LADWP | 18 | 18 | 18 | 18 | 18 | 18 | 18 | 18 | 18 | 18 | 18 | 18
MALIN_5_BPADYN | MALIN_5_BPADYN | BPAT | 250 | 250 | 250 | 250 | 250 | 250 | 250 | 250 | 250 | 250 | 250 | 250
MALIN_5_GCPDDYN | Grant County Hydro Facilities | BPAT | 125 | 125 | 125 | 125 | 125 | 125 | 125 | 125 | 125 | 125 | 125 | 125
MALIN_5_HERMDYN | MALIN_5_HERMDYN | BPAT | 308 | 308 | 308 | 308 | 308 | 308 | 308 | 308 | 308 | 308 | 308 | 308
MALIN_5_IBERDR | Iberdrola Centroid Sytem Resource | BPAT | 14 | 12 | 28 | 25 | 25 | 33 | 23 | 21 | 15 | 8 | 12 | 13
MALIN_5_INHRED | CSF Columbia Gorge | BPAT | 7 | 6 | 14 | 12.5 | 12.5 | 16.5 | 11.5 | 10.5 | 7.5 | 4 | 6 | 6.5
MALIN_5_INHRPG | BIGLOW CANYON | BPAT | 7 | 6 | 14 | 12.5 | 12.5 | 16.5 | 11.5 | 10.5 | 7.5 | 4 | 6 | 6.5
MIDWY3_2_MDSSR1 | Midway South Solar Farm | IID | 0.8 | 0.6 | 3.6 | 3 | 3.2 | 6.2 | 7.8 | 5.4 | 2.8 | 0.4 | 0.4 | 0
MIDWYS_2_MIDSL1 | Midway Solar Farm | IID | 2 | 1.5 | 9 | 7.5 | 8 | 15.5 | 19.5 | 13.5 | 7 | 1 | 1 | 0
MILFRD_7_PASADENA | Milford I | LADWP | 0.7 | 0.6 | 1.4 | 1.25 | 1.25 | 1.65 | 1.15 | 1.05 | 0.75 | 0.4 | 0.6 | 0.65
MSQUIT_5_SERDYN | MSQUIT_5_SERDYN | SRP | 625 | 625 | 625 | 625 | 625 | 625 | 625 | 625 | 625 | 625 | 625 | 625
NGILAA_5_SDGDYN | NGILAA_5_SDGDYN | AZPS | 57 | 57 | 57 | 57 | 57 | 57 | 57 | 57 | 57 | 57 | 57 | 57
PVERDE_5_SCEDYN | PVERDE_5_SCEDYN | SRP | 635 | 635 | 635 | 635 | 635 | 635 | 635 | 635 | 635 | 635 | 635 | 635
RAMON_2_SCEDYN | RAMON_2_SCEDYN | IID | 106.18 | 106.18 | 106.18 | 106.18 | 106.18 | 106.18 | 106.18 | 106.18 | 106.18 | 106.18 | 106.18 | 106.18
RANCHO_2_SMUDSYSDYN | SMUD Regulation Market | BANC | 124 | 124 | 124 | 124 | 124 | 124 | 124 | 124 | 124 | 124 | 124 | 124
SCEHOV_2_HOOVER | SCEHOV_2_HOOVER | WALC | 287.01 | 287.01 | 287.01 | 287.01 | 287.01 | 287.01 | 287.01 | 287.01 | 287.01 | 287.01 | 287.01 | 287.01
SIGHEB_6_MIRDYN | Heber South | IID | 13.58 | 13.58 | 13.02 | 11.48 | 12.04 | 11.9 | 13.02 | 13.3 | 13.02 | 12.46 | 13.58 | 13.72
SNORA_2_SNRSLR | SG Sorrento | IID | 2 | 1.5 | 9 | 7.5 | 8 | 15.5 | 19.5 | 13.5 | 7 | 1 | 1 | 0
SPOINT_2_MEADDYN | SPOINT_2_MEADDYN | WALC | 325 | 325 | 325 | 325 | 325 | 325 | 325 | 325 | 325 | 325 | 325 | 325
SPOINT_2_PARKERDYN | Southpoint Energy Center | WALC | 200 | 200 | 200 | 200 | 200 | 200 | 200 | 200 | 200 | 200 | 200 | 200
SUNSTR_5_SS1SCEDYN | Sunstream Solar 1 | AZPS | 6 | 4.5 | 27 | 22.5 | 24 | 46.5 | 58.5 | 40.5 | 21 | 3 | 3 | 0
SUTTER_2_CISO | Sutter Power Plant Pseudo-CISO | BANC | 275 | 275 | 275 | 275 | 275 | 275 | 275 | 275 | 275 | 275 | 275 | 275
TECOLOTE_3_WBDYN | TECOLOTE WIND | PNM | 38.04 | 32.6 | 76.07 | 67.92 | 67.92 | 89.65 | 62.49 | 57.05 | 40.75 | 21.73 | 32.6 | 35.32
TITANS_2_TTSSR1 | Titan Solar 1 Pseudo | IID | 2.8 | 2.1 | 12.6 | 10.5 | 11.2 | 21.7 | 27.3 | 18.9 | 9.8 | 1.4 | 1.4 | 0
TOWNSITE_2_MEADDYN | Townsite Solar BESS | WALC | 180 | 180 | 180 | 180 | 180 | 180 | 180 | 180 | 180 | 180 | 180 | 180
WHITEH_2_MEADDYN1 | White Hills A | WALC | 7 | 6 | 14 | 12.5 | 12.5 | 16.5 | 11.5 | 10.5 | 7.5 | 4 | 6 | 6.5
WHITEH_2_MEADDYN2 | White Hills B | WALC | 42 | 36 | 84 | 75 | 75 | 99 | 69 | 63 | 45 | 24 | 36 | 39
WSNR_2_CVPDYN | Central Valley 1 | BANC | 10 | 10 | 10 | 10 | 10 | 10 | 10 | 10 | 10 | 10 | 10 | 10
WSNR_2_TESLADYN | Central Valley Tesla | BANC | 10 | 10 | 10 | 10 | 10 | 10 | 10 | 10 | 10 | 10 | 10 | 10
WSNR_5_TRCYDYN | Central Valley Tracy | BANC | 10 | 10 | 10 | 10 | 10 | 10 | 10 | 10 | 10 | 10 | 10 | 10

## 2022 Other
Resources on this tab have not yet declared COD. NQC values for resources listed on this tab are not final and are subject to change based on the status of transmission upgrades, Unit Capability at time of COD, and declaration of COD. Month ahead NQC may be decreased per actual Pmax test.
Resource ID | Area_Name | Generator Name | Jan | Feb | Mar | Apr | May | Jun | Jul | Aug | Sep | Oct | Nov | Dec | Path 26 | Deliverability | Dispatchability | Comment
ALMASL_2_GS6SR6 | CAISO System | Almasol Generation Station 6 | 2.11 | 1.93 | 12.05 | 11.04 | 12.17 | 24.26 | 30.29 | 20.55 | 10.2 | 1.36 | 1.16 | 0 | South | FC
ALMASL_2_AL6BT6 | CAISO System | Almasol 6 BESS | 50 | 50 | 50 | 50 | 50 | 50 | 50 | 50 | 50 | 50 | 50 | 50 | South | FC
ALMASL_2_GS7SR7 | CAISO System | Almasol Generation Station 7 | 5.28 | 3.96 | 23.76 | 19.8 | 21.12 | 40.92 | 51.48 | 35.64 | 18.48 | 2.64 | 2.64 | 0 | South | FC
ARLNTN_2_AR1SR1 | CAISO System | Arlington Solar 1 | - | - | - | - | - | - | - | - | - | - | - | - | South | ID |  | C8 - Waiting for West of Colorado River cRAS. (Partial Capacity - Unknown % due to construction schedule and RAS in-service date.)
EDWARD_2_ES2BT3 | CAISO System | EdSun 2 | 68.2568 | 67.7709 | 77.1788 | 77.1023 | 78.1702 | 89.6142 | 95.5117 | 86.1149 | 75.6609 | 67.3818 | 67.2246 | 66.08 | South | ID to 100% |  | C10 - Waiting for cRAS
ESNHWR_2_WC1BT1 | LA Basin | Wildcat I Energy Storage | 1.5 | 1.5 | 1.5 | 1.5 | 1.5 | 1.5 | 1.5 | 1.5 | 1.5 | 1.5 | 1.5 | 1.5 | South | ID to 100% |  | Mesa loop-in upgrade
GATEWY_2_GESBT1 | San Diego-IV | Gateway Energy Storage | 250 | 250 | 250 | 250 | 250 | 250 | 250 | 250 | 250 | 250 | 250 | 250 | South | ID to 100% |  | C8 - Waiting for: Remedial Action Scheme.
JAVASR_1_JAVSR1 | Fresno | Java Solar | - | - | - | - | - | - | - | - | - | - | - | - | North | ID to 0% |  | C6: Waiting for Bellota-Warnerville 230 kV reconductoring and possibly other. Not included in the 2022 NQC Deliverability study due to COD.
JOHANN_2_JOSBT1 | LA Basin | Johanna Storage 1 | 10 | 10 | 10 | 10 | 10 | 10 | 10 | 10 | 10 | 10 | 10 | 10 | South | FC
JOHANN_2_JOSBT2 | LA Basin | Johanna Storage 2 | 10 | 10 | 10 | 10 | 10 | 10 | 10 | 10 | 10 | 10 | 10 | 10 | South | FC
MSTANG_2_MTGBT1 | Fresno | Mustang 1 BESS | 75 | 75 | 75 | 75 | 75 | 75 | 75 | 75 | 75 | 75 | 75 | 75 | North | FC
SONOMA_1_PN5SR1 | NCNB | Pond 5 | 0 | 0 | 0 | 0 | 0 | 0 | 0 | 0 | 0 | 0 | 0 | 0 | North | EO
TBD | CAISO System | NEE Blythe Solar Unit 2 | - | - | - | - | - | - | - | - | - | - | - | - | South | FC
TBD | Fresno | 2275 Hattesen | 0 | 0 | 0 | 0 | 0 | 0 | 0 | 0 | 0 | 0 | 0 | 0 | North | EO
TBD | CAISO System | Maricopa West Solar 2 | 0 | 0 | 0 | 0 | 0 | 0 | 0 | 0 | 0 | 0 | 0 | 0 | North | EO
TBD | CAISO System | SR Solis Oro Loma Teresina Solar Project A | 0 | 0 | 0 | 0 | 0 | 0 | 0 | 0 | 0 | 0 | 0 | 0 | North | EO
TBD | CAISO System | SR Solis Oro Loma Teresina Solar Project B | 0 | 0 | 0 | 0 | 0 | 0 | 0 | 0 | 0 | 0 | 0 | 0 | North | EO
TBD | CAISO System | 2245 Gentry | 0 | 0 | 0 | 0 | 0 | 0 | 0 | 0 | 0 | 0 | 0 | 0 | North | EO
TBD | CAISO System | Eagle Solar | 0 | 0 | 0 | 0 | 0 | 0 | 0 | 0 | 0 | 0 | 0 | 0 | North | EO
TBD | CAISO System | Golden Hills Storage | - | - | - | - | - | - | - | - | - | - | - | - | North | FC
TBD | CAISO System | RE Gaskell West 3 | - | - | - | - | - | - | - | - | - | - | - | - | South | FC
TBD | CAISO System | RE Gaskell West 4 | - | - | - | - | - | - | - | - | - | - | - | - | South | FC
TBD | CAISO System | RE Gaskell West 5 | - | - | - | - | - | - | - | - | - | - | - | - | South | FC
TBD | Fresno | Van Der Kooi Dairy Digester | 0 | 0 | 0 | 0 | 0 | 0 | 0 | 0 | 0 | 0 | 0 | 0 | North | EO
TBD | NCNB | Napa Recycling Biomass Plant | 0 | 0 | 0 | 0 | 0 | 0 | 0 | 0 | 0 | 0 | 0 | 0 | North | EO
TBD | Fresno | David Tevelde Dairy Digester | 0 | 0 | 0 | 0 | 0 | 0 | 0 | 0 | 0 | 0 | 0 | 0 | North | EO
TBD | CAISO System | Avalon Dairy Digester | 0 | 0 | 0 | 0 | 0 | 0 | 0 | 0 | 0 | 0 | 0 | 0 | North | EO
TBD | Fresno | Chowchilla Dairy Power | 0 | 0 | 0 | 0 | 0 | 0 | 0 | 0 | 0 | 0 | 0 | 0 | North | EO
TBD | Fresno | RuAnn Dairy Digester | 0 | 0 | 0 | 0 | 0 | 0 | 0 | 0 | 0 | 0 | 0 | 0 | North | EO
TBD | Sierra | Lisa Boone Harris | 0 | 0 | 0 | 0 | 0 | 0 | 0 | 0 | 0 | 0 | 0 | 0 | North | EO
TBD | Fresno | Lone Oak Dairy Digester | 0 | 0 | 0 | 0 | 0 | 0 | 0 | 0 | 0 | 0 | 0 | 0 | North | EO
TBD | Fresno | WCW Generator 1 | 0 | 0 | 0 | 0 | 0 | 0 | 0 | 0 | 0 | 0 | 0 | 0 | North | EO
TBD |  | Blue Mountain Electric Company | 0 | 0 | 0 | 0 | 0 | 0 | 0 | 0 | 0 | 0 | 0 | 0 |  | EO |  | Unknown resource ID, Queue and/ or WDAT number
TBD | Bay Area | Hummingbird Energy Storage | - | - | - | - | - | - | - | - | - | - | - | - | North | ID to 100% |  | C11: Waiting for RNUs and DNUs per LGIA.
ELKHRN_1_EESX3 | Bay Area | Elkhorn Energy Storage | 182.5 | 182.5 | 182.5 | 182.5 | 182.5 | 182.5 | 182.5 | 182.5 | 182.5 | 182.5 | 182.5 | 182.5 | North | ID to 100% |  | C10: Waiting for RNUs and DNUs per LGIA.
TBD | LA Basin | Organic Energy Solutions | 0 | 0 | 0 | 0 | 0 | 0 | 0 | 0 | 0 | 0 | 0 | 0 | South | EO
TBD | Big Creek-Ventura | Santa Barbara County Public Works Department | 0 | 0 | 0 | 0 | 0 | 0 | 0 | 0 | 0 | 0 | 0 | 0 | South | EO
TBD | CAISO System | CalCity Solar I | 0 | 0 | 0 | 0 | 0 | 0 | 0 | 0 | 0 | 0 | 0 | 0 | South | EO
TBD |  | AltaGas Power Holdings (U.S.) Inc. | 0 | 0 | 0 | 0 | 0 | 0 | 0 | 0 | 0 | 0 | 0 | 0 |  | EO |  | Unknown resource ID, Queue and/ or WDAT number
TBD |  | The Procter & Gamble Paper Products Company | 0 | 0 | 0 | 0 | 0 | 0 | 0 | 0 | 0 | 0 | 0 | 0 |  | EO |  | Unknown resource ID, Queue and/ or WDAT number
TBD | CAISO System | Victorville Energy Center | 0 | 0 | 0 | 0 | 0 | 0 | 0 | 0 | 0 | 0 | 0 | 0 | South | EO
TBD | CAISO System | Strauss Wind Energy | - | - | - | - | - | - | - | - | - | - | - | - | North | FC
TBD | Fresno | Slate | - | - | - | - | - | - | - | - | - | - | - | - | North | ID to 100% |  | C8: Waiting for Bellota-Warnerville 230 kV reconductoring and possibly other (PV: 50.50 MW, ESS: 0.00 MW)
TBD | Fresno | Slate 2 | - | - | - | - | - | - | - | - | - | - | - | - | North | ID to 100% |  | Hybrid - C8: Waiting for Bellota-Warnerville 230 kV reconductoring and possibly other (PV: 93.00 MW, ESS: 46.50 MW)
TBD | Fresno | Slate 3 | - | - | - | - | - | - | - | - | - | - | - | - | North | ID to 100% |  | Hybrid - C8: Waiting for Bellota-Warnerville 230 kV reconductoring and possibly other (PV: 67.50 MW, ESS: 33.75 MW)
TBD | CAISO System | Aquamarine Westside | - | - | - | - | - | - | - | - | - | - | - | - | North | ID to 100% |  | C8: Waiting for RNUs and DNUs per LGIA.
TBD | CAISO System | Maverick 6 (Almasol Generating Station 6) | - | - | - | - | - | - | - | - | - | - | - | - | South | FC
TBD | CAISO System | Maverick 7 (Almasol Generation Station 7) | - | - | - | - | - | - | - | - | - | - | - | - | South | FC
TBD | CAISO System | Maverick 8 (Almasol Generation Station 8) | - | - | - | - | - | - | - | - | - | - | - | - | South | FC
TBD | Big Creek-Ventura | Luna | - | - | - | - | - | - | - | - | - | - | - | - | South | ID to 100% |  | Waiting for Tehachapi cRAS
TBD | CAISO System | Sanborn | - | - | - | - | - | - | - | - | - | - | - | - | South | ID to 100% |  | Waiting for Tehachapi cRAS
HIGHDS_2_H5SBT1 | CAISO System | High 5 Solar BESS | 50 | 50 | 50 | 50 | 50 | 50 | 50 | 50 | 50 | 50 | 50 | 50 | South | FC
TBD | CAISO system | Cal Flats BESS | 60 | 60 | 60 | 60 | 60 | 60 | 60 | 60 | 60 | 60 | 60 | 60 | North | FC |  | CALFTN_2_SOLAR will become PCDS to 82% when BESS becomes FC.
TBD | Bay Area | Black Diamond Energy Storage | - | - | - | - | - | - | - | - | - | - | - | - | North | ID to 100% |  | C8: Waiting for RNU and DNU per LGIA
TBD | LA Basin | Orange County Energy Storage 1 LLC | - | - | - | - | - | - | - | - | - | - | - | - | South | FC
TBD | LA Basin | Orange County Energy Storage 2 LLC | - | - | - | - | - | - | - | - | - | - | - | - | South | FC
TBD | LA Basin | Orange County Energy Storage 3 LLC | - | - | - | - | - | - | - | - | - | - | - | - | South | FC
JOHANN_2_JOSBT1 | LA Basin | Hecate Energy Johanna Facility LLC | - | - | - | - | - | - | - | - | - | - | - | - | South | FC
JOHANN_2_JOSBT2 | LA Basin | Hecate Energy Johanna Facility LLC | - | - | - | - | - | - | - | - | - | - | - | - | South | FC
TBD | Big Creek-Ventura | Strata Saticoy, LLC | - | - | - | - | - | - | - | - | - | - | - | - | South | FC
TBD | Fresno | SP Tranquillity Solar Storage, LLC | 0 | 0 | 0 | 0 | 0 | 0 | 0 | 0 | 0 | 0 | 0 | 0 | North | EO |  | Deliverability can be transferred from TRNQLT_2_SOLAR - must be pre-adjusted before final 2022 NQC list is posted.
TBD | CAISO System | SP Garland Solar Storage, LLC | - | - | - | - | - | - | - | - | - | - | - | - | South | FC
TBD | CAISO System | Edwards Sanborn Storage I, LLC | - | - | - | - | - | - | - | - | - | - | - | - | South | ID to 100% |  | waiting for Tehachapi cRAS
TBD | Sierra | Tierra Buena Energy Storage | - | - | - | - | - | - | - | - | - | - | - | - | North | FC
TBD | CAISO System | Casa Diablo 4 | 0 | 0 | 0 | 0 | 0 | 0 | 0 | 0 | 0 | 0 | 0 | 0 | South | ID to 0% |  | Waiting for Inyo PS upgrade
VALTNE_2_TBBBT1 | CAISO System | Tropico Solar Big Beau | - | - | - | - | - | - | - | - | - | - | - | - | South | ID |  | Waiting for Tehachapi cRAS and Whirlwind cRAS. (Unknown % due to installation schedule - 18 MW DC coupled PV&BESS is 92% IDS and 40 MW PV is FC)
TBD | Big Creek-Ventura | Santa Paula Energy Storage | - | - | - | - | - | - | - | - | - | - | - | - | South | FC
TBD | CAISO System | Rabbitbrush Solar 1 | - | - | - | - | - | - | - | - | - | - | - | - | South | PC |  | (Partial Capacity - Unknown % due to construction schedule and split among new resources.)
TBD | CAISO System | Willow Springs 3 Solar | - | - | - | - | - | - | - | - | - | - | - | - | South | ID to 92% |  | Waiting for Whirlwind cRAS and Tehachapi cRAS (Partial Capacity to 92%)
TBD | CAISO System | Chaparral Solar | - | - | - | - | - | - | - | - | - | - | - | - | South | ID to 92% |  | Waiting for Whirlwind cRAS and Tehachapi cRAS (Partial Capacity to 92%)
TBD | CAISO System | Rabbitbrush Solar 2 | - | - | - | - | - | - | - | - | - | - | - | - | South | PC |  | (Partial Capacity - Unknown % due to construction schedule and split among new resources.)
TBD | CAISO System | Nexus Renewables U.S. | 0 | 0 | 0 | 0 | 0 | 0 | 0 | 0 | 0 | 0 | 0 | 0 |  | EO |  | Unknown resource ID, Queue and/ or WDAT number
TBD | Big Creek-Ventura | Lancaster Area Battery Storage | [7 empty] | 127 | 127 | 127 | 127 | 127 | South | ID to 100% |  | Waiting for Tehachapi cRAS
TBD | CAISO System | Arlington Energy Center III (1) | [9 empty] | 47 | 47 | 47 | South | ID |  | C8 - Waiting for West of Colorado River cRAS. (Partial Capacity - Unknown % due to construction schedule and RAS in-service date.)
TBD | CAISO System | Arlington Energy Center III (2) | [9 empty] | 63 | 63 | 63 | South | ID |  | C8 - Waiting for West of Colorado River cRAS. (Partial Capacity - Unknown % due to construction schedule and RAS in-service date.)
TBD | LA Basin | Pomona Energy Storage 2 | 0 | 0 | 0 | 0 | 0 | 0 | 0 | 0 | 0 | 0 | 0 | 0 | South | EO
TBD | CAISO System | Crimson 2 | [9 empty] | 150 | 150 | 150 | South | ID |  | Waiting for West of Colorado River cRAS. (Unknown % due to RAS in-service date.)
TBD | Stockton | Sierra Energy Storage | 10 | 10 | 10 | 10 | 10 | 10 | 10 | 10 | 10 | 10 | 10 | 10 | North | ID to 100% |  | C8 - Waiting for RNUs and DNUs per LGIA
BLM W_2_COSBT1 | CAISO System | Coso Battery Storage | 60 | 60 | 60 | 60 | 60 | 60 | 60 | 60 | 60 | 60 | 60 | 60 | South | FC
TBD | CAISO System | Cascade Energy Storage | 0 | 0 | 0 | 0 | 0 | 0 | 0 | 0 | 0 | 0 | 0 | 0 | North | ID to 0% |  | Not included in the NQC deliverability study due to COD past 8/31/2022.
TBD | Fresno | North Fork Community Power | 0 | 0 | 0 | 0 | 0 | 0 | 0 | 0 | 0 | 0 | 0 | 0 | North | EO
DAIRLD_1_CR1BM1 | Fresno | Clapper Rail Plant 1 | 0 | 0 | 0 | 0 | 0 | 0 | 0 | 0 | 0 | 0 | 0 | 0 | North | EO
WILLMS_6_ARBBM1 | CAISO System | Abel Road Bioenergy | 0 | 0 | 0 | 0 | 0 | 0 | 0 | 0 | 0 | 0 | 0 | 0 | North | EO
TBD | Fresno | Fresno Disadvantaged Community Solar Project | 0 | 0 | 0 | 0 | 0 | 0 | 0 | 0 | 0 | 0 | 0 | 0 | North | EO
TBD | Stockton | Tracy Desalination Project | 0 | 0 | 0 | 0 | 0 | 0 | 0 | 0 | 0 | 0 | 0 | 0 | North | EO
TBD |  | Tulare CSG LLC | 0 | 0 | 0 | 0 | 0 | 0 | 0 | 0 | 0 | 0 | 0 | 0 |  | EO |  | Unknown resource ID, Queue and/ or WDAT number
TBD | CAISO System | Nachtigall | 0 | 0 | 0 | 0 | 0 | 0 | 0 | 0 | 0 | 0 | 0 | 0 | North | EO
TBD | CAISO System | Pistachio Road | 0 | 0 | 0 | 0 | 0 | 0 | 0 | 0 | 0 | 0 | 0 | 0 | North | EO
TBD | CAISO System | Terry | 0 | 0 | 0 | 0 | 0 | 0 | 0 | 0 | 0 | 0 | 0 | 0 | North | EO
TBD |  | Enel X North America, Inc. | 0 | 0 | 0 | 0 | 0 | 0 | 0 | 0 | 0 | 0 | 0 | 0 |  | EO |  | Unknown resource ID, Queue and/ or WDAT number
TBD |  | Enterwise Global Technologies, LLC | 0 | 0 | 0 | 0 | 0 | 0 | 0 | 0 | 0 | 0 | 0 | 0 |  | EO |  | Unknown resource ID, Queue and/ or WDAT number
BLKDIA_2_BDEBT1 | Bay Area | Black Diamond Energy Storage | 200 | 200 | 200 | 200 | 200 | 200 | 200 | 200 | 200 | 200 | 200 | 200 | North | FC
TBD | CAISO System | Dracker Solar Unit 4-A BESS | 0 | 0 | 0 | 0 | 0 | 0 | 0 | 0 | 0 | 47 | 47 | 47 | South | FC |  | Based on maximum 340 MW of Total BESS operational in 2022
TBD | CAISO System | Yellow Pine 2 Solar Unit 1A | 0 | 0 | 0 | 0 | 0 | 0 | 0 | 0 | 0 | 0 | 0 | 36 | South | ID to 100% |  | Waiting for Lugo - Victorville RAS
TBD | CAISO System | Yellow Pine 2 Solar Unit 1B | 0 | 0 | 0 | 0 | 0 | 0 | 0 | 0 | 0 | 0 | 0 | 24 | South | ID to 100% |  | Waiting for Lugo - Victorville RAS
TBD | San Diego-IV | LeConte Energy Storage | 0 | 0 | 0 | 0 | 40.4 | 40.4 | 40.4 | 40.4 | 40.4 | 40.4 | 40.4 | 40.4 | South | ID to 40.4 |  | C8 - Waiting for RAS and possibly other; Maximum PCDS to 40.4 MW.
VSTAES_6_VESBT1 | San Diego-IV | Vista Energy Storage | 30 | 30 | 30 | 30 | 30 | 30 | 30 | 30 | 30 | 30 | 30 | 30 | South | ID to 30 |  | C7-C9 Waiting for San Luis Rey-San Onofre 230 kV remedial action scheme RAS and possibly other; Maxiumum PCDS to 30 MW.
TBD | CAISO System | Leapfrog-SDG&E DRAM | 10.71 | 10.71 | 10.71 | 12.85 | 21.42 | 21.42 | 22.49 | 22.49 | 22.49 | 21.96 | 16.07 | 16.07 | South
TBD | CAISO System | Resi Station-SDG&E DRAM | 0.75 | 1.12 | 1.5 | 2.62 | 1.87 | 4.87 | 5.62 | 7.5 | 7.5 | 3.37 | 1.87 | 1.87 | South
TBD | CAISO System | Energy AI-PG&E DRAM | 0.43 | 0.43 | 0.43 | 0.43 | 0.43 | 0.43 | 0.43 | 0.43 | 0.43 | 0.43 | 0.43 | 0.43 | North
TBD | CAISO System | Enel X-PG&E DRAM | 1.59 | 1.5 | 1.54 | 1.54 | 3.64 | 3.64 | 3.64 | 3.53 | 3.5 | 3.5 | 1.45 | 1.63 | North
TBD | CAISO System | Enerwise-PG&E DRAM | 0 | 0 | 0 | 0 | 13.67 | 14.2 | 15.27 | 15.27 | 15.27 | 13.67 | 0 | 0 | North
TBD | CAISO System | Resi Station-PG&E DRAM | 5.12 | 5.66 | 7.17 | 17.95 | 23.07 | 43.55 | 48.68 | 51.22 | 51.22 | 23.07 | 12.83 | 12.83 | North
TBD | CAISO System | Voltus-PG&E DRAM | 6.94 | 6.94 | 6.94 | 6.94 | 7.79 | 8 | 9.07 | 9.07 | 9.07 | 7.26 | 6.83 | 6.83 | North
TBD | CAISO System | Leapfrog-SCE DRAM | 14.71 | 14.71 | 14.71 | 17.87 | 28.38 | 28.38 | 36.79 | 36.79 | 36.79 | 32.58 | 22.07 | 22.07 | South
TBD | CAISO System | Voltus-SCE DRAM | 36.79 | 36.79 | 36.79 | 36.79 | 36.79 | 46.24 | 56.23 | 56.23 | 56.23 | 46.24 | 37.57 | 37.57 | South
TBD | CAISO System | Enersponse-SCE System DRAM | 5.26 | 5.26 | 5.26 | 5.26 | 5.26 | 5.26 | 5.26 | 5.26 | 5.26 | 5.26 | 5.26 | 5.26 | South
TBD | LA Basin | Enersponse-SCE LAB DRAM | 5.26 | 5.26 | 5.26 | 5.26 | 5.26 | 5.26 | 5.26 | 5.26 | 5.26 | 5.26 | 5.26 | 5.26 | South
TBD | Bay Area | CPower -- PG&E LIP | 0.59 | 0.46 | 0.39 | 0.09 | 0.5 | 0.67 | 2.9 | 6.52 | 3.8 | 2.39 | 1.81 | 0.5 | North
TBD | Bay Area | SunRun -- PG&E LIP | 0.85 | 0.85 | 0.85 | 0.85 | 0.85 | 0.85 | 0.85 | 0.85 | 0.85 | 0.85 | 0.85 | 0.85 | North
TBD | Bay Area | OhmConnect -- PG&E LIP | 4.8 | 8.94 | 10.19 | 13.74 | 20.17 | 26.02 | 30.25 | 28.86 | 30.45 | 25.05 | 15.79 | 16.08 | North
TBD | Big Creek-Ventura | CPower -- SCE LIP | 0.27 | 0.2 | 0.33 | 0.06 | 0.47 | 0.49 | 2.17 | 4.87 | 3.16 | 2.31 | 1.74 | 0.43 | South
TBD | Big Creek-Ventura | OhmConnect -- SCE LIP | 4.73 | 1.68 | 2 | 3.78 | 7.46 | 9.25 | 11.14 | 10.51 | 11.3 | 9.83 | 4.62 | 3.15 | South
TBD | Big Creek-Ventura | Enersponse -- SCE LIP | 4.2 | 4.2 | 4.2 | 4.2 | 4.2 | 4.2 | 4.2 | 4.2 | 4.2 | 4.2 | 4.2 | 4.2 | South
TBD | CAISO System | Voltus -- PG&E LIP | 0 | 0 | 0 | 9.39 | 12.06 | 14.3 | 14.83 | 14.19 | 13.66 | 10.03 | 0 | 0 | North
TBD | CAISO System | CPower -- SCE LIP | 0.13 | 0.08 | 0.07 | 0.01 | 0.11 | 0.13 | 0.48 | 1.04 | 0.61 | 0.38 | 0.32 | 0.17 | South
TBD | CAISO System | SunRun -- PG&E LIP | 0.21 | 0.21 | 0.21 | 0.21 | 0.21 | 0.21 | 0.21 | 0.21 | 0.21 | 0.21 | 0.21 | 0.21 | North
TBD | CAISO System | CPower -- PG&E LIP | 0.29 | 0.27 | 0.23 | 0.06 | 0.35 | 0.44 | 2.08 | 4.57 | 2.92 | 1.71 | 1.2 | 0.32 | North
TBD | CAISO System | OhmConnect -- SCE LIP | 4.73 | 0.86 | 0.99 | 1.24 | 2.54 | 3.12 | 3.71 | 3.15 | 3.52 | 2.83 | 1.84 | 1.18 | South
TBD | CAISO System | OhmConnect -- PG&E LIP | 4.8 | 2.77 | 3.2 | 5.34 | 11.2 | 13.87 | 16.01 | 16.01 | 14.94 | 10.14 | 4.8 | 4.8 | North
TBD | CAISO System | Enersponse -- SCE LIP | 6.31 | 6.31 | 6.31 | 6.31 | 6.31 | 6.31 | 6.31 | 6.31 | 6.31 | 6.31 | 6.31 | 6.31 | South
TBD | CAISO System | Leapfrog -- PG&E LIP | 13.6 | 14.69 | 15.98 | 19.63 | 31.3 | 40.55 | 44.46 | 45.72 | 45.72 | 38.34 | 21.11 | 15.62 | North
TBD | CAISO System | Leapfrog -- SCE LIP | 20.46 | 21.59 | 25.51 | 26.43 | 32.42 | 38.31 | 42.24 | 42.72 | 48.91 | 48.89 | 43.75 | 41.68 | South
TBD | Fresno | SunRun -- PG&E LIP | 0.11 | 0.11 | 0.11 | 0.11 | 0.11 | 0.11 | 0.11 | 0.11 | 0.11 | 0.11 | 0.11 | 0.11 | North
TBD | Fresno | CPower -- PG&E LIP | 0.38 | 0.27 | 0.21 | 0.04 | 0.61 | 0.81 | 2.36 | 4.49 | 3.61 | 1.79 | 0.95 | 0.3 | North
TBD | Fresno | Leapfrog -- PG&E LIP | 1.07 | 1.07 | 1.07 | 2.13 | 2.13 | 2.13 | 2.13 | 2.13 | 2.13 | 2.13 | 2.13 | 2.13 | North
TBD | Fresno | OhmConnect -- PG&E LIP | 4.8 | 3.28 | 3.72 | 8.54 | 17.07 | 22.41 | 26.14 | 25.61 | 23.42 | 16.86 | 5.76 | 6.08 | North
TBD | Humboldt | CPower -- PG&E LIP | 0 | 0 | 0 | 0 | 0 | 0 | 0 | 0 | 0 | 0 | 0 | 0 | North
TBD | Humboldt | OhmConnect -- PG&E LIP | 4.8 | 0.35 | 0.41 | 0.43 | 0.48 | 0.49 | 0.51 | 0.53 | 0.59 | 0.6 | 0.61 | 0.64 | North
TBD | Kern | CPower -- PG&E LIP | 0.13 | 0.09 | 0.09 | 0.01 | 0.18 | 0.28 | 0.74 | 1.41 | 1.11 | 0.59 | 0.32 | 0.14 | North
TBD | Kern | OhmConnect -- PG&E LIP | 4.8 | 0.75 | 0.85 | 3.2 | 8.54 | 11.74 | 12.27 | 12.8 | 11.74 | 8.54 | 1.07 | 1.07 | North
TBD | LA Basin | SunRun -- SCE LIP | 1.47 | 1.47 | 1.47 | 1.47 | 1.47 | 1.47 | 1.47 | 1.47 | 1.47 | 1.47 | 1.47 | 1.47 | South
TBD | LA Basin | CPower -- SCE LIP | 1.62 | 1.28 | 1.16 | 0.35 | 0.85 | 0.99 | 5.66 | 13.61 | 7.06 | 5.17 | 4.19 | 1.71 | South
TBD | LA Basin | OhmConnect -- SCE LIP | 4.73 | 6.15 | 7.15 | 11.98 | 18.76 | 23.54 | 29.43 | 30.48 | 27.85 | 24.17 | 12.61 | 11.56 | South
TBD | LA Basin | Enersponse -- SCE LIP | 18.92 | 18.92 | 18.92 | 24.17 | 24.17 | 24.17 | 31.53 | 34.68 | 33.63 | 31.53 | 24.17 | 18.92 | South
TBD | NCNB | CPower -- PG&E LIP | 0.27 | 0.2 | 0.15 | 0.04 | 0.15 | 0.2 | 0.9 | 1.82 | 1.11 | 0.63 | 0.51 | 0.23 | North
TBD | NCNB | OhmConnect -- PG&E LIP | 4.8 | 1.6 | 1.71 | 2.24 | 3.2 | 3.89 | 4.91 | 4.64 | 4.69 | 3.41 | 2.83 | 2.93 | North
TBD | San Diego-IV | Voltus -- SDG&E LIP | 0 | 0 | 0 | 0 | 0 | 0.75 | 0.96 | 0.96 | 0.86 | 0.64 | 0 | 0 | South
TBD | San Diego-IV | CPower -- SDG&E LIP | 0.4 | 0.43 | 0.32 | 0.11 | 0.33 | 0.26 | 1.78 | 4.42 | 3.15 | 1.97 | 1.45 | 0.41 | South
TBD | San Diego-IV | OhmConnect -- SDG&E LIP | 3.11 | 3.21 | 3.75 | 4.71 | 6 | 6.1 | 7.5 | 8.57 | 9.64 | 9.64 | 8.03 | 8.57 | South
TBD | San Diego-IV | SunRun -- SDG&E LIP | 1.07 | 1.07 | 1.07 | 1.07 | 1.07 | 1.07 | 1.07 | 1.07 | 1.07 | 1.07 | 1.07 | 1.07 | South
TBD | Sierra | SunRun -- PG&E LIP | 0.11 | 0.11 | 0.11 | 0.11 | 0.11 | 0.11 | 0.11 | 0.11 | 0.11 | 0.11 | 0.11 | 0.11 | North
TBD | Sierra | CPower -- PG&E LIP | 0.21 | 0.17 | 0.13 | 0.02 | 0.2 | 0.29 | 0.95 | 1.95 | 1.33 | 0.69 | 0.49 | 0.2 | North
TBD | Sierra | Leapfrog -- PG&E LIP | 1.26 | 1.37 | 1.77 | 2.62 | 2.82 | 3.83 | 4 | 3.2 | 3.45 | 2.17 | 1.36 | 1.32 | North
TBD | Sierra | OhmConnect -- PG&E LIP | 4.8 | 1.81 | 2.35 | 2.96 | 6.3 | 8.43 | 8.71 | 8.64 | 8.75 | 5.44 | 3.52 | 3.76 | North
TBD | Stockton | CPower -- PG&E LIP | 0.1 | 0.07 | 0.05 | 0.01 | 0.11 | 0.16 | 0.51 | 1 | 0.73 | 0.35 | 0.23 | 0.1 | North
TBD | Stockton | OhmConnect -- PG&E LIP | 4.8 | 0.64 | 0.75 | 1.07 | 2.13 | 3.41 | 3.73 | 3.65 | 4.01 | 2.13 | 1.07 | 1.07 | North
TBD | Stockton | Leapfrog -- PG&E LIP | 0.82 | 0.9 | 1.01 | 1.36 | 1.64 | 2.12 | 2.38 | 2.45 | 2.36 | 1.98 | 1.31 | 1.26 | North
TBD | CAISO System | Crimson 1 | [7 empty] | 200 | 200 | 200 | 200 | 200 | South | ID |  | Waiting for West of Colorado River cRAS. (Unknown % due to RAS in-service date.)

## 2022 Tech Factors
2022 ELCC Values and Technology Factors
Non-Dispatchable Solar and Wind ELCC values and Biomass, Cogeneration, Geothermal, and
Hydro Technology Factors for Compliance Year 2022
Solar PV and Solar Thermal
| Month | CY 2022 Solar ELCC
| 1 | 4%
| 2 | 3%
| 3 | 18%
| 4 | 15%
| 5 | 16%
| 6 | 31%
| 7 | 39%
| 8 | 27%
| 9 | 14%
| 10 | 2%
| 11 | 2%
| 12 | 0%
Wind
| Month | CY 2022 Wind ELCC
| 1 | 14%
| 2 | 12%
| 3 | 28%
| 4 | 25%
| 5 | 25%
| 6 | 33%
| 7 | 23%
| 8 | 21%
| 9 | 15%
| 10 | 8%
| 11 | 12%
| 12 | 13%
Biomass
| Month | 2018 | 2019 | 2020 | Average
| 1 | 90.9% | 93.74% | 94.65% | 93.1%
| 2 | 89.27% | 92.5% | 94.09% | 91.95%
| 3 | 86.37% | 94.33% | 90.24% | 90.31%
| 4 | 84.51% | 90.8% | 92.24% | 89.18%
| 5 | 87.88% | 91.61% | 93.58% | 91.02%
| 6 | 92.42% | 95.46% | 93.67% | 93.85%
| 7 | 92.52% | 94.75% | 95.07% | 94.11%
| 8 | 93.06% | 93.84% | 92.69% | 93.2%
| 9 | 94.8% | 93.95% | 91.1% | 93.28%
| 10 | 88.49% | 89.69% | 92.37% | 90.19%
| 11 | 87.55% | 93.58% | 92.19% | 91.11%
| 12 | 92.76% | 93.42% | 93.44% | 93.2%
Cogeneration
| Month | 2018 | 2019 | 2020 | Average
| 1 | 83.03% | 88.19% | 90.92% | 87.38%
| 2 | 74.33% | 85.84% | 81.98% | 80.72%
| 3 | 74.8% | 86.73% | 90.54% | 84.03%
| 4 | 68.8% | 88.22% | 86.77% | 81.26%
| 5 | 80.41% | 82.21% | 85.56% | 82.73%
| 6 | 88.29% | 86.8% | 89.88% | 88.32%
| 7 | 81.03% | 86.85% | 81.26% | 83.05%
| 8 | 89.01% | 88.17% | 83.34% | 86.84%
| 9 | 78.74% | 86.35% | 86.82% | 83.97%
| 10 | 71.55% | 83.37% | 81.1% | 78.67%
| 11 | 74.36% | 90.86% | 83.85% | 83.02%
| 12 | 88.18% | 90.03% | 89.85% | 89.35%
Geothermal
| Month | 2018 | 2019 | 2020 | Average
| 1 | 93.94% | 98.38% | 97.51% | 96.61%
| 2 | 94.32% | 97.64% | 98.21% | 96.72%
| 3 | 90.32% | 94.75% | 93.96% | 93.01%
| 4 | 62.84% | 88.36% | 95.97% | 82.39%
| 5 | 71.41% | 94.86% | 93.19% | 86.48%
| 6 | 73.97% | 91.37% | 89.14% | 84.83%
| 7 | 90.99% | 93.87% | 95.42% | 93.43%
| 8 | 94.93% | 94.95% | 95.68% | 95.19%
| 9 | 93.16% | 91.05% | 94.63% | 92.95%
| 10 | 91.37% | 88.31% | 88.45% | 89.38%
| 11 | 95.05% | 97.34% | 98.57% | 96.98%
| 12 | 98.43% | 99.18% | 95.9% | 97.84%
Hydro
| Month | 2018 | 2019 | 2020 | Average
| 1 | 64.33% | 61.8% | 58.8% | 61.64%
| 2 | 65.4% | 60.34% | 56.26% | 60.67%
| 3 | 67.89% | 83.9% | 54.65% | 68.81%
| 4 | 72.33% | 78.7% | 63.9% | 71.64%
| 5 | 72.93% | 74.08% | 72.83% | 73.28%
| 6 | 71.15% | 69.09% | 71.37% | 70.53%
| 7 | 70.26% | 81.33% | 68.68% | 73.43%
| 8 | 68.19% | 71.47% | 61.09% | 66.92%
| 9 | 70.42% | 68.4% | 60.22% | 66.35%
| 10 | 68.06% | 67.9% | 60.83% | 65.6%
| 11 | 55.3% | 61.98% | 67.2% | 61.49%
| 12 | 59.52% | 64.6% | 70.92% | 65.01%
Please refer any questions regarding these tables to:
Simone Brant, CPUC, 415-703-5239, simone.brant@cpuc.ca.gov