## Header Descriptions
Header Name | Information Description | Value Description
Resource ID | ISO Resource ID | Text
Generator Name | Generator Name | Text
Local Area | Resource Local Capacity Area | Bay Area, Big Creek-Ventura, CAISO System, Fresno, Humboldt, Kern, LA Basin, NCNB, SanDiego-IV, Sierra, Stockton
Jan | January NQC Value | Two decimal number
Feb | February NQC Value | Two decimal number
Mar | March NQC Value | Two decimal number
Apr | April NQC Value | Two decimal number
May | May NQC Value | Two decimal number
Jun | June NQC Value | Two decimal number
Jul | July NQC Value | Two decimal number
Aug | August NQC Value | Two decimal number
Sep | September NQC Value | Two decimal number
Oct | October NQC Value | Two decimal number
Nov | November NQC Value | Two decimal number
Dec | December NQC Value | Two decimal number
Dispatchability | Resource Designated as Dispatchable in Masterfile | Y, N
Path 26 | Resource Path 26 Designation | North, South
Deliverability | Resource Deliverability Status | Full Capacity (FC), Energy Only (EO), Interim Deliverability to % of capacity (ID to #%), Partial Deliverability to Value (PD to ##)
Comment | Additional comments from ISO staff | Text

## 2024 Final NQC List
Resource ID | Local Area | Generator Name | JAN | FEB | MAR | APR | MAY | JUN | JUL | AUG | SEP | OCT | NOV | DEC | Dispatchable | Path Designation | Deliverability Status | Deliverability MW | Comments
7STDRD_1_SOLAR1 | Kern | Shafter Solar | 0.08 | 0.6 | 0.7 | 0.88 | 1.28 | 2.62 | 2.88 | 2.48 | 2.22 | 1.48 | 1.14 | 0.7 | N | North | FC
ACACIA_6_SOLAR | Big Creek-Ventura | West Antelope Solar | 0.08 | 0.6 | 0.7 | 0.88 | 1.28 | 2.62 | 2.88 | 2.48 | 2.22 | 1.48 | 1.14 | 0.7 | N | South | FC
ADERA_1_SOLAR1 | Fresno | Adera Solar | 0 | 0 | 0 | 0 | 0 | 0 | 0 | 0 | 0 | 0 | 0 | 0 | N | North | EO
ADLIN_1_UNITS | NCNB | GEYSERS AIDLIN AGGREGATE | 22 | 22 | 22 | 22 | 22 | 22 | 22 | 22 | 22 | 22 | 22 | 22 | Y | North | FC
ADMEST_6_SOLAR | Fresno | Adams East | 0.08 | 0.57 | 0.67 | 0.84 | 1.22 | 2.49 | 2.74 | 2.36 | 2.11 | 1.41 | 1.08 | 0.67 | N | North | ID | 100% | 24TPD - Waiting for Manning and many other projects.
ADOBEE_1_SOLAR | CAISO System | Adobe Solar | 0.08 | 0.6 | 0.7 | 0.88 | 1.28 | 2.62 | 2.88 | 2.48 | 2.22 | 1.48 | 1.14 | 0.7 | N | North | FC
AGRICO_6_PL3N5 | Fresno | Fresno Peaker | 22.69 | 22.69 | 22.69 | 22.69 | 22.69 | 22.69 | 22.69 | 22.69 | 22.69 | 22.69 | 22.69 | 22.69 | Y | North | FC
AGRICO_7_UNIT | Fresno | Fresno Cogen | 50.6 | 50.6 | 50.6 | 50.6 | 50.6 | 50.6 | 50.6 | 50.6 | 50.6 | 50.6 | 50.6 | 50.6 | Y | North | FC
AGUCAL_5_SOLAR1 | CAISO System | Agua Caliente Solar | 0 | 0 | 0 | 0 | 0 | 0 | 0 | 0 | 0 | 0 | 0 | 0 | N | South | EO
AKINGS_6_AMESR1 | Fresno | American Kings Solar | 0.49 | 3.69 | 4.31 | 5.41 | 7.87 | 16.11 | 17.71 | 15.25 | 13.65 | 9.1 | 7.01 | 4.31 | N | North | FC
ALAMIT_2_PL1X3 | LA Basin | Alamitos Energy Center Unit 7 | 674.7 | 674.7 | 674.7 | 674.7 | 674.7 | 674.7 | 674.7 | 674.7 | 674.7 | 674.7 | 674.7 | 674.7 | Y | South | FC
ALAMIT_7_ES1 | LA Basin | Alamitos Energy Storage | 100 | 100 | 100 | 100 | 100 | 100 | 100 | 100 | 100 | 100 | 100 | 100 | Y | South | FC
ALAMIT_7_UNIT 3 | LA Basin | ALAMITOS GEN STA. UNIT 3 | 326.76 | 326.76 | 326.76 | 326.76 | 326.76 | 326.76 | 326.76 | 326.76 | 326.76 | 326.76 | 326.76 | 326.76 | Y | South | FC
ALAMIT_7_UNIT 4 | LA Basin | ALAMITOS GEN STA. UNIT 4 | 334.43 | 334.43 | 334.43 | 334.43 | 334.43 | 334.43 | 334.43 | 334.43 | 334.43 | 334.43 | 334.43 | 334.43 | Y | South | FC
ALAMIT_7_UNIT 5 | LA Basin | ALAMITOS GEN STA. UNIT 5 | 480 | 480 | 480 | 480 | 480 | 480 | 480 | 480 | 480 | 480 | 480 | 480 | Y | South | FC
ALAMO_6_UNIT | Big Creek-Ventura | ALAMO POWER PLANT | 13.22 | 14 | 12.02 | 13.92 | 13.71 | 14 | 14 | 14 | 11.91 | 10.61 | 13.63 | 11.53 | Y | South | FC
ALLGNY_6_HYDRO1 | Sierra | Salmon Creek Hydroelectric Project | 0.14 | 0.25 | 0.32 | 0.48 | 0.48 | 0.14 | 0.03 | 0 | 0 | 0.03 | 0.14 | 0.08 | N | North | FC
ALMASL_2_AL6BT6 | CAISO System | Almasol 6 BES | 50 | 50 | 50 | 50 | 50 | 50 | 50 | 50 | 50 | 50 | 50 | 50 | Y | South | FC |  | Co-located with ALMASL_2_GS6SR6
ALMASL_2_GS1SR1 | CAISO System | Almasol Generating Station 1 | 0.5 | 3.75 | 4.38 | 5.5 | 8 | 16.38 | 18 | 15.5 | 13.88 | 9.25 | 7.13 | 4.38 | N | South | FC
ALMASL_2_GS4SR4 | CAISO System | Almasol Generating Station 4 | 0.4 | 3 | 3.5 | 4.4 | 6.4 | 13.1 | 14.4 | 12.4 | 11.1 | 7.4 | 5.7 | 3.5 | N | South | FC
ALMASL_2_GS6SR6 | CAISO System | Almasol Generating Station 6 | 0.24 | 2.11 | 2.56 | 3.43 | 5.1 | 10.48 | 11.34 | 9.58 | 8.31 | 5.34 | 3.8 | 1.96 | N | South | FC |  | Co-located with ALMASL_2_AL6BT6
ALMASL_2_GS7SR7 | CAISO System | Almasol Generating Station 7 | 0.53 | 3.96 | 4.62 | 5.81 | 8.45 | 17.29 | 19.01 | 16.37 | 14.65 | 9.77 | 7.52 | 4.62 | N | South | FC
ALMEGT_1_UNIT 1 | Bay Area | ALAMEDA GT UNIT 1 | 23.4 | 23.4 | 23.4 | 23.4 | 23.4 | 23.4 | 23.4 | 23.4 | 23.4 | 23.4 | 23.4 | 23.4 | Y | North | FC
ALMEGT_1_UNIT 2 | Bay Area | ALAMEDA GT UNIT 2 | 23.5 | 23.5 | 23.5 | 23.5 | 23.5 | 23.5 | 23.5 | 23.5 | 23.5 | 23.5 | 23.5 | 23.5 | Y | North | FC
ALPSLR_1_NTHSLR | CAISO System | Alpaugh North, LLC | 0.08 | 0.6 | 0.7 | 0.88 | 1.28 | 2.62 | 2.88 | 2.48 | 2.22 | 1.48 | 1.14 | 0.7 | N | North | FC
ALPSLR_1_SPSSLR | CAISO System | Alpaugh 50 LLC | 0.2 | 1.5 | 1.75 | 2.2 | 3.2 | 6.55 | 7.2 | 6.2 | 5.55 | 3.7 | 2.85 | 1.75 | N | North | FC
ALT6DN_2_WIND7 | CAISO System | Pinyon Pines 1 | 29.03 | 30.88 | 27.13 | 25.99 | 27.64 | 25.34 | 23.54 | 17.89 | 18.48 | 17.14 | 23.1 | 27.98 | N | South | FC
ALT6DS_2_WIND9 | CAISO System | Pinyon Pines 2 | 23.32 | 24.81 | 21.8 | 20.88 | 22.21 | 20.35 | 18.91 | 14.37 | 14.84 | 13.77 | 18.56 | 22.48 | N | South | FC
ALTA3A_2_CPCE4 | CAISO System | Alta Wind 4 | 18.02 | 19.17 | 16.84 | 16.14 | 17.16 | 15.73 | 14.61 | 11.1 | 11.47 | 10.64 | 14.34 | 17.37 | N | South | FC
ALTA3A_2_CPCE5 | CAISO System | Alta Wind 5 | 29.69 | 31.57 | 27.74 | 26.58 | 28.26 | 25.91 | 24.07 | 18.29 | 18.89 | 17.53 | 23.62 | 28.61 | N | South | FC
ALTA3A_2_CPCE8 | CAISO System | Alta Wind 8 | 26.51 | 28.19 | 24.77 | 23.73 | 25.23 | 23.13 | 21.49 | 16.33 | 16.87 | 15.65 | 21.09 | 25.55 | N | South | FC
ALTA4A_2_CPCW1 | CAISO System | Alta Wind 1 | 26.51 | 28.19 | 24.77 | 23.73 | 25.23 | 23.13 | 21.49 | 16.33 | 16.87 | 15.65 | 21.09 | 25.55 | N | South | FC
ALTA4B_2_CPCW2 | CAISO System | Alta Wind 2 | 26.51 | 28.19 | 24.77 | 23.73 | 25.23 | 23.13 | 21.49 | 16.33 | 16.87 | 15.65 | 21.09 | 25.55 | N | South | FC
ALTA4B_2_CPCW3 | CAISO System | Alta Wind 3 | 26.51 | 28.19 | 24.77 | 23.73 | 25.23 | 23.13 | 21.49 | 16.33 | 16.87 | 15.65 | 21.09 | 25.55 | N | South | FC
ALTA4B_2_CPCW6 | CAISO System | Mustang Hills | 26.51 | 28.19 | 24.77 | 23.73 | 25.23 | 23.13 | 21.49 | 16.33 | 16.87 | 15.65 | 21.09 | 25.55 | N | South | FC
ALTA6B_2_WIND11 | CAISO System | Alta Wind 11 | 15.58 | 16.57 | 14.56 | 13.95 | 14.83 | 13.59 | 12.63 | 9.6 | 9.91 | 9.2 | 12.39 | 15.01 | N | South | FC
ALTA6E_2_WIND10 | CAISO System | Alta Wind 10 | 23.83 | 25.34 | 22.27 | 21.33 | 22.68 | 20.79 | 19.32 | 14.68 | 15.16 | 14.07 | 18.96 | 22.96 | N | South | FC
ALTWD_2_AT3WD3 | LA Basin | Altech 3 | 1.73 | 1.84 | 1.62 | 1.55 | 1.65 | 1.51 | 1.4 | 1.07 | 1.1 | 1.02 | 1.38 | 1.67 | N | South | FC
ALTWD_2_COAWD1 | LA Basin | Coachella 1 | 8.91 | 9.47 | 8.32 | 7.97 | 8.48 | 7.77 | 7.22 | 5.49 | 5.67 | 5.26 | 7.09 | 8.58 | N | South | FC
ANAHM_2_CANYN1 | LA Basin | CANYON POWER PLANT UNIT 1 | 49.21 | 49.21 | 49.21 | 49.21 | 49.21 | 49.21 | 49.21 | 49.21 | 49.21 | 49.21 | 49.21 | 49.21 | Y | South | FC
ANAHM_2_CANYN2 | LA Basin | CANYON POWER PLANT UNIT 2 | 48.04 | 48.04 | 48.04 | 48.04 | 48.04 | 48.04 | 48.04 | 48.04 | 48.04 | 48.04 | 48.04 | 48.04 | Y | South | FC
ANAHM_2_CANYN3 | LA Basin | CANYON POWER PLANT UNIT 3 | 46.49 | 46.49 | 46.49 | 46.49 | 46.49 | 46.49 | 46.49 | 46.49 | 46.49 | 46.49 | 46.49 | 46.49 | Y | South | FC
ANAHM_2_CANYN4 | LA Basin | CANYON POWER PLANT UNIT 4 | 49.8 | 49.8 | 49.8 | 49.8 | 49.8 | 49.8 | 49.8 | 49.8 | 49.8 | 49.8 | 49.8 | 49.8 | Y | South | FC
APLHIL_1_SFKHY1 | Sierra | South Fork Powerhouse | 0 | 0 | 0 | 0 | 0 | 0 | 0 | 0 | 0 | 0 | 0 | 0 | Y | North | EO
AQUAWS_2_AQWSR1 | CAISO System | Aquamarine Westside | 1 | 7.5 | 8.75 | 11 | 16 | 32.75 | 36 | 31 | 27.75 | 18.5 | 14.25 | 8.75 | N | North | ID | 100% | C8 - Waiting for QC8RAS-08 RAS and possibly other
ARBWD_6_QF | CAISO System | Wind Resource II | 3.53 | 3.75 | 3.29 | 3.16 | 3.36 | 3.08 | 2.86 | 2.17 | 2.24 | 2.08 | 2.8 | 3.4 | N | South | FC
ARCOGN_2_UNITS | LA Basin | WATSON COGENERATION | 305 | 305 | 305 | 305 | 305 | 305 | 305 | 305 | 305 | 305 | 305 | 305 | Y | South | FC
ARLNTN_2_AR1SR1 | CAISO System | Arlington | 0 | 0.62 | 0.91 | 1.79 | 2.85 | 6.01 | 6.2 | 4.82 | 3.57 | 1.81 | 0.5 | 0 | N | South | ID | 100% | C8 - Waiting for West of Colorado River cRAS and possibly other-Co-located with SUNCAT_2_A2ABT2, SUNCAT_2_A2BSR2
ARLNTN_2_ASUSR1 | CAISO System | Arlington Solar Unit 1 | 0.17 | 1.94 | 2.43 | 3.51 | 5.39 | 11.13 | 12.02 | 9.85 | 8.11 | 4.68 | 2.99 | 0.83 | N | South | ID | 100% | C8 - Waiting for West of Colorado River cRAS.-Co-located with SUNCAT_2_A1BBT1, SUNCAT_2_A1ABT1
ARVINN_6_ORION1 | CAISO System | Orion 1 Solar | 0.05 | 0.36 | 0.42 | 0.53 | 0.77 | 1.57 | 1.73 | 1.49 | 1.33 | 0.89 | 0.68 | 0.42 | N | North | FC
ARVINN_6_ORION2 | CAISO System | Orion 2 Solar | 0.03 | 0.24 | 0.28 | 0.35 | 0.51 | 1.05 | 1.15 | 0.99 | 0.89 | 0.59 | 0.46 | 0.28 | N | North | FC
ASTORA_2_SOLAR1 | CAISO System | Astoria 1 | 0.4 | 3 | 3.5 | 4.4 | 6.4 | 13.1 | 14.4 | 12.4 | 11.1 | 7.4 | 5.7 | 3.5 | N | South | FC
ASTORA_2_SOLAR2 | CAISO System | Astoria 2 | 0.3 | 2.25 | 2.63 | 3.3 | 4.8 | 9.83 | 10.8 | 9.3 | 8.33 | 5.55 | 4.28 | 2.63 | N | South | FC
ATHOS_5_AP1X2 | CAISO System | Athos Power Plant | 1 | 7.5 | 8.75 | 11 | 16 | 32.75 | 36 | 31 | 27.75 | 18.5 | 14.25 | 8.75 | N | South | FC
ATHOS_5_AP2X2 | CAISO System | Athos Power Plant 2 | 0.8 | 6 | 7 | 8.8 | 12.8 | 26.2 | 28.8 | 24.8 | 22.2 | 14.8 | 11.4 | 7 | N | South | FC
ATWEL2_1_SOLAR1 | CAISO System | Atwell West | 0.08 | 0.6 | 0.7 | 0.88 | 1.28 | 2.62 | 2.88 | 2.48 | 2.22 | 1.48 | 1.14 | 0.7 | N | North | FC
ATWELL_1_SOLAR | CAISO System | Atwell Island PV Solar Generating Faci. | 0.08 | 0.6 | 0.7 | 0.88 | 1.28 | 2.62 | 2.88 | 2.48 | 2.22 | 1.48 | 1.14 | 0.7 | N | North | FC
AVENAL_6_AVPARK | Fresno | Avenal Park Solar Project | 0.02 | 0.18 | 0.21 | 0.26 | 0.38 | 0.79 | 0.86 | 0.74 | 0.67 | 0.44 | 0.34 | 0.21 | N | North | ID | 100% | 18DGD Waiting for Reconductor Los Banos-Padre Flat-Panoche 230 kV, QC8RAS-08 RAS and possibly other
AVENAL_6_AVSLR1 | Fresno | Avenal Solar 1 | 0 | 0 | 0 | 0 | 0 | 0 | 0 | 0 | 0 | 0 | 0 | 0 | N | North | EO
AVENAL_6_AVSLR2 | Fresno | Avenal Solar 2 | 0 | 0 | 0 | 0 | 0 | 0 | 0 | 0 | 0 | 0 | 0 | 0 | N | North | EO
AVENAL_6_SANDDG | Fresno | Sand Drag Solar Project | 0.07 | 0.48 | 0.56 | 0.7 | 1.02 | 2.08 | 2.29 | 1.97 | 1.76 | 1.18 | 0.9 | 0.56 | N | North | ID | 83.58% | 18DGD (83.58% or 15.88 MW of 19 MW) Waiting for Reconductor Los Banos-Padre Flat-Panoche 230 kV, Gates #13 500/230 kV and possibly other
AVENAL_6_SUNCTY | Fresno | Sun City Solar Project | 0.08 | 0.6 | 0.7 | 0.88 | 1.28 | 2.62 | 2.88 | 2.48 | 2.22 | 1.48 | 1.14 | 0.7 | N | North | ID | 100% | 18DGD Waiting for Reconductor Los Banos-Padre Flat-Panoche 230 kV, QC8RAS-08 RAS and possibly other
AVSOLR_2_SOLAR | CAISO System | AV SOLAR RANCH 1 | 0.97 | 7.25 | 8.45 | 10.63 | 15.46 | 31.64 | 34.78 | 29.95 | 26.81 | 17.87 | 13.77 | 8.45 | N | South | FC
BAHIA_2_LKHSR1 | CAISO System | Lake Herman Solar | 0 | 0 | 0 | 0 | 0 | 0 | 0 | 0 | 0 | 0 | 0 | 0 | N | North | EO
BALCHS_7_UNIT 1 | Fresno | BALCH 1 PH UNIT 1 | 24.8 | 24.8 | 24.8 | 24.8 | 24.8 | 24.8 | 31 | 31 | 31 | 28.2 | 24.8 | 24.8 | Y | North | FC
BALCHS_7_UNIT 2 | Fresno | BALCH 2 PH UNIT 2 | 42 | 42 | 0 | 42 | 52.5 | 52.5 | 52.5 | 52.5 | 52.5 | 52.5 | 52.5 | 52.5 | Y | North | FC
BALCHS_7_UNIT 3 | Fresno | BALCH 2 PH UNIT 3 | 43.68 | 0 | 24.8 | 43.68 | 54.18 | 54.6 | 54.6 | 54.6 | 54.6 | 54.6 | 54.6 | 43.68 | Y | North | FC
BANKPP_2_NSPIN | Bay Area | BANKPP_2_NSPIN | 127 | 127 | 127 | 127 | 127 | 127 | 127 | 127 | 127 | 127 | 127 | 127 | Y | North | FC
BARRE_2_ALASB1 | LA Basin | Los Alamitos 1 | 5.02 | 5.21 | 5.25 | 5.34 | 5.5 | 6.04 | 6.13 | 5.96 | 5.83 | 5.52 | 5.37 | 5.18 | Y | South | FC
BARRE_2_QF | LA Basin | BARRE QFS | 0 | 0 | 0.01 | 0.01 | 0 | 0 | 0 | 0 | 0 | 0 | 0 | 0 | N | South | FC
BARRE_6_PEAKER | LA Basin | Barre Peaker | 49 | 49 | 49 | 49 | 49 | 49 | 49 | 49 | 49 | 49 | 49 | 49 | Y | South | FC
BASICE_2_UNITS | CAISO System | King City Cogen | 120 | 120 | 120 | 120 | 120 | 120 | 120 | 120 | 120 | 120 | 120 | 120 | Y | North | FC
BDGRCK_1_UNITS | Kern | BADGER CREEK LIMITED | 48.08 | 48.08 | 48.08 | 48.08 | 48.08 | 48.08 | 48.08 | 48.08 | 48.08 | 48.08 | 48.08 | 48.08 | Y | North | FC
BEARDS_7_UNIT 1 | Stockton | Beardsley Hydro | 4.3 | 2.74 | 2 | 6.54 | 5.96 | 9.1 | 5.54 | 5.94 | 3.8 | 3.2 | 2.72 | 6.18 | Y | North | FC
BEARMT_1_UNIT | Kern | Bear Mountain Limited | 49.21 | 49.21 | 49.21 | 49.21 | 49.21 | 49.21 | 49.21 | 49.21 | 49.21 | 49.21 | 49.21 | 49.21 | Y | North | FC
BELDEN_7_UNIT 1 | Sierra | BELDEN HYDRO | 1.6 | 1.6 | 0 | 0 | 0 | 35.2 | 80.8 | 93.95 | 88 | 45.2 | 0 | 1.6 | Y | North | FC |  | Rio Oso constraint removed starting March 1, 2024 per new CAISO deliverability methodology.
BGSKYN_2_AS2SR1 | Big Creek-Ventura | Antelope Solar 2 | 0.34 | 2.71 | 3.2 | 4.14 | 6.06 | 12.39 | 13.56 | 11.58 | 10.19 | 6.66 | 4.93 | 2.79 | N | South | ID | 100% | Waiting for Tehachapi CRAS. Co-located
BGSKYN_2_ASPSR2 | Big Creek-Ventura | Antelope Solar 2 San Pablo | 0.32 | 2.58 | 3.05 | 3.94 | 5.77 | 11.8 | 12.91 | 11.03 | 9.7 | 6.35 | 4.7 | 2.66 | N | South | ID | 100% | Waiting for Tehachapi CRAS. Co-located
BGSKYN_2_ASSR1B | Big Creek-Ventura | Antelope Solar 1B | 6.94 | 9.5 | 11.05 | 14.17 | 15.09 | 14.73 | 14.53 | 13.42 | 12.18 | 10.49 | 7.16 | 5.7 | N | South | ID | 100% | Waiting for Tehachapi CRAS. Co-located
BGSKYN_2_ASSR3A | Big Creek-Ventura | Antelope Solar 3A | 0.05 | 0.39 | 0.46 | 0.59 | 0.87 | 1.77 | 1.94 | 1.65 | 1.46 | 0.95 | 0.7 | 0.4 | N | South | ID | 100% | Waiting for Tehachapi CRAS. Co-located
BGSKYN_2_ASSR3B | Big Creek-Ventura | Antelope Solar 3B | 0.02 | 0.13 | 0.15 | 0.2 | 0.29 | 0.59 | 0.65 | 0.55 | 0.49 | 0.32 | 0.23 | 0.13 | N | South | ID | 100% | Waiting for Tehachapi CRAS. Co-located
BGSKYN_2_BS3SR3 | Big Creek-Ventura | Big Sky Solar 3 | 0.06 | 0.52 | 0.61 | 0.79 | 1.15 | 2.36 | 2.58 | 2.21 | 1.94 | 1.27 | 0.94 | 0.53 | N | South | FC |  | Co-located
BIGCRK_2_EXESWD | Big Creek-Ventura | BIG CREEK HYDRO PROJECT PSP | 490.44 | 553.8 | 507 | 561.6 | 700 | 728.6 | 706.43 | 700 | 700 | 455.76 | 483 | 498.28 | Y | South | FC
BIGCRK_7_DAM7 | Big Creek-Ventura | DAM 7 AT BIG CREEK (FISHWATER GEN) | 0 | 0 | 0 | 0 | 0 | 0 | 0 | 0 | 0 | 0 | 0 | 0 | N | South | EO
BIGCRK_7_MAMRES | Big Creek-Ventura | MAMMOTH POOL RESERVOIR (FISHWATER | 0 | 0 | 0 | 0 | 0 | 0 | 0 | 0 | 0 | 0 | 0 | 0 | N | South | EO
BIGSKY_2_AS2BT1 | Big Creek-Ventura | Antelope Solar 2 LAB | 127 | 127 | 127 | 127 | 127 | 127 | 127 | 127 | 127 | 127 | 127 | 127 | Y | South | ID | 100% | Waiting for Tehachapi CRAS. Co-located
BIGSKY_2_ASLBT2 | Big Creek-Ventura | Antelope Solar 2 Luna | 100 | 100 | 100 | 100 | 100 | 100 | 100 | 100 | 100 | 100 | 100 | 100 | Y | South | ID | 100% | Waiting for Tehachapi CRAS
BIGSKY_2_BSKSR6 | Big Creek-Ventura | Big Sky Solar 6 | 0.06 | 0.52 | 0.61 | 0.79 | 1.15 | 2.36 | 2.58 | 2.21 | 1.94 | 1.27 | 0.94 | 0.53 | N | South | FC |  | Co-located
BIGSKY_2_BSKSR7 | Big Creek-Ventura | Big Sky Solar 7 | 0.06 | 0.52 | 0.61 | 0.79 | 1.15 | 2.36 | 2.58 | 2.21 | 1.94 | 1.27 | 0.94 | 0.53 | N | South | FC |  | Co-located
BIGSKY_2_BSKSR8 | Big Creek-Ventura | Big Sky Solar 8 | 0.06 | 0.52 | 0.61 | 0.79 | 1.15 | 2.36 | 2.58 | 2.21 | 1.94 | 1.27 | 0.94 | 0.53 | N | South | FC |  | Co-located
BIGSKY_2_SOLAR1 | Big Creek-Ventura | Antelope Big Sky Ranch | 0.08 | 0.6 | 0.7 | 0.88 | 1.28 | 2.62 | 2.88 | 2.48 | 2.22 | 1.48 | 1.14 | 0.7 | N | South | FC |  | Co-located
BIGSKY_2_SOLAR2 | Big Creek-Ventura | Big Sky Solar 4 | 16.29 | 22.17 | 26.04 | 32.99 | 34.97 | 34.31 | 34.61 | 31.53 | 28.76 | 24.78 | 16.97 | 12.6 | N | South | FC |  | Co-located
BIGSKY_2_SOLAR3 | Big Creek-Ventura | Big Sky Summer | 0.08 | 0.6 | 0.7 | 0.88 | 1.28 | 2.62 | 2.88 | 2.48 | 2.22 | 1.48 | 1.14 | 0.7 | N | South | FC |  | Co-located
BIGSKY_2_SOLAR4 | Big Creek-Ventura | Western Antelope Blue Sky Ranch B | 8.18 | 11.27 | 12.98 | 16.84 | 18.02 | 17.5 | 16.89 | 15.82 | 14.27 | 12.28 | 8.35 | 6.21 | N | South | FC |  | Co-located
BIGSKY_2_SOLAR5 | Big Creek-Ventura | Big Sky Solar 2 | 0.02 | 0.13 | 0.15 | 0.2 | 0.29 | 0.59 | 0.65 | 0.55 | 0.49 | 0.32 | 0.23 | 0.13 | N | South | FC |  | Co-located
BIGSKY_2_SOLAR6 | Big Creek-Ventura | Solverde 1 | 0.28 | 2.2 | 2.59 | 3.35 | 4.91 | 10.03 | 10.97 | 9.37 | 8.25 | 5.39 | 3.99 | 2.26 | N | South | FC |  | Co-located
BIGSKY_2_SOLAR7 | Big Creek-Ventura | Big Sky Solar 1 | 0.2 | 1.5 | 1.75 | 2.2 | 3.2 | 6.55 | 7.2 | 6.2 | 5.55 | 3.7 | 2.85 | 1.75 | N | South | FC |  | Co-located
BIOMAS_1_UNIT 1 | Sierra | WOODLAND BIOMASS | 15.98 | 15.69 | 7.86 | 8.07 | 8.06 | 7.5 | 7.93 | 8.07 | 15.24 | 8.03 | 12.07 | 16.22 | N | North | FC
BISHOP_1_ALAMO | CAISO System | BISHOP CREEK PLANT 2 AND 6 | 3.13 | 2.38 | 2.6 | 3.84 | 7.55 | 7.84 | 6.7 | 6.15 | 4.45 | 3.01 | 2.57 | 2.08 | N | South | FC
BISHOP_1_UNITS | CAISO System | BISHOP CREEK PLANT 3 AND 4 | 4.91 | 3.68 | 2.96 | 6.32 | 10.33 | 10.75 | 9.38 | 7.28 | 6.91 | 5.04 | 4.13 | 4.3 | N | South | FC
BKRFLD_2_SOLAR1 | Kern | Bakersfield 111 | 0.01 | 0.04 | 0.05 | 0.06 | 0.09 | 0.18 | 0.2 | 0.17 | 0.15 | 0.1 | 0.08 | 0.05 | N | North | FC
BLACK_7_UNIT 1 | CAISO System | JAMES B. BLACK 1 | 84.2 | 82.4 | 82.4 | 82.4 | 84 | 84.6 | 84.4 | 84.4 | 82 | 68 | 68 | 84 | Y | North | FC
BLACK_7_UNIT 2 | CAISO System | JAMES B. BLACK 2 | 83.48 | 83.28 | 83.28 | 82 | 83.28 | 83.88 | 84.08 | 84.08 | 84.08 | 67.28 | 83.48 | 83.28 | Y | North | FC
BLAST_1_WIND | LA Basin | Mountain View IV Wind | 8.66 | 9.21 | 8.09 | 7.75 | 8.24 | 7.56 | 7.02 | 5.33 | 5.51 | 5.11 | 6.89 | 8.35 | N | South | FC
BLCKBT_2_STONEY | CAISO System | BLACK BUTTE HYDRO | 2.04 | 1.6 | 1.3 | 3.5 | 2.7 | 2.57 | 2.02 | 1.83 | 1.5 | 1.5 | 2.1 | 2.51 | Y | North | FC
BLCKWL_6_SOLAR1 | CAISO System | Blackwell Solar | 0.05 | 0.36 | 0.42 | 0.53 | 0.77 | 1.57 | 1.73 | 1.49 | 1.33 | 0.89 | 0.68 | 0.42 | N | North | FC
BLKCRK_2_GMCBT1 | CAISO System | Genesis McCoy Bess | 230 | 230 | 230 | 230 | 230 | 230 | 230 | 230 | 230 | 230 | 230 | 230 | Y | South | FC |  | Co-located with BLKCRK_2_SOLAR1, GENESI_2_STG
BLKCRK_2_SOLAR1 | CAISO System | McCoy Station | 0 | 0 | 0 | 0 | 0 | 0 | 0 | 0 | 0 | 0 | 0 | 0 | N | South | EO |  | Co-located with BLKCRK_2_GMCBT1, GENESI_2_STG
BLKDIA_2_BDEBT1 | Bay Area | Black Diamond Energy Storage | 200 | 200 | 200 | 200 | 200 | 200 | 200 | 200 | 200 | 200 | 200 | 200 | Y | North | FC
BLM W_2_COSBT1 | CAISO System | Coso Battery Storage | 60 | 60 | 60 | 60 | 60 | 60 | 60 | 60 | 60 | 60 | 60 | 60 | Y | South | FC
BLM_2_UNITS | CAISO System | BLM EAST Facility | 47 | 47 | 47 | 47 | 47 | 47 | 47 | 47 | 47 | 47 | 47 | 47 | Y | South | PD | 47.00 | NQC reduction required due to transfer of deliverability to a new resource. (Adjustment already applied Jan-Dec.)
BLVRDE_6_BLVBT1 | San Diego-IV | Boulevard Energy Storage |  |  |  | 9.75 | 9.75 | 9.75 | 9.75 | 9.75 | 9.75 | 9.75 | 9.75 | 9.75 | Y | South | FC
BLYTHE_1_SOLAR1 | CAISO System | Blythe Solar 1 Project | 0 | 0 | 0 | 0 | 0 | 0 | 0 | 0 | 0 | 0 | 0 | 0 | N | South | EO
BLYTHE_1_SOLAR2 | CAISO System | Blythe Green 1 | 0 | 0 | 0 | 0 | 0 | 0 | 0 | 0 | 0 | 0 | 0 | 0 | N | South | EO
BNNIEN_7_ALTAPH | Sierra | ALTA POWER HOUSE | 0.34 | 0.3 | 0.3 | 0.4 | 0.2 | 0.39 | 0.4 | 0.61 | 0.42 | 0.53 | 0.41 | 0.3 | N | North | FC
BOGUE_1_UNITA1 | Sierra | Feather River Energy Center, Unit #1 | 47.38 | 47.38 | 47.38 | 47.38 | 47.38 | 47.38 | 47.38 | 47.38 | 47.38 | 47.38 | 47.38 | 47.38 | Y | North | FC
BORDER_6_UNITA1 | San Diego-IV | CalPeak Power Border Unit 1 | 51.25 | 51.25 | 51.25 | 51.25 | 51.25 | 51.25 | 51.25 | 51.25 | 51.25 | 51.25 | 51.25 | 51.25 | Y | South | FC
BOWMN_6_HYDRO | Sierra | NID Hydro Bowman Powerhouse | 0.15 | 0.06 | 0.07 | 0.21 | 1.6 | 1.23 | 2.18 | 2 | 1.5 | 1.03 | 0.24 | 0.18 | N | North | FC
BRDGVL_7_BAKER | Humboldt | Baker Station Hydro | 0.47 | 0.45 | 0.37 | 0.28 | 0.13 | 0.01 | 0 | 0 | 0 | 0.01 | 0.06 | 0.46 | N | North | FC
BRDSLD_2_HIWIND | Bay Area | High Winds Energy Center | 53.2 | 57.07 | 50.9 | 53.78 | 55.64 | 41.04 | 36.5 | 34.28 | 35.2 | 29.49 | 37.26 | 47.63 | N | North | FC
BRDSLD_2_MTZUM2 | Bay Area | NextEra Energy Montezuma Wind II | 25.68 | 27.55 | 24.57 | 25.96 | 26.86 | 19.81 | 17.62 | 16.55 | 16.99 | 14.24 | 17.99 | 22.99 | N | North | FC
BRDSLD_2_MTZUMA | Bay Area | FPL Energy Montezuma Wind | 12.08 | 12.97 | 11.56 | 12.22 | 12.64 | 9.32 | 8.29 | 7.79 | 8 | 6.7 | 8.46 | 10.82 | N | North | FC
BRDSLD_2_SHILO1 | Bay Area | Shiloh I Wind Project | 49.26 | 52.85 | 47.13 | 49.79 | 51.51 | 38 | 33.8 | 31.74 | 32.59 | 27.31 | 34.5 | 44.1 | N | North | FC
BRDSLD_2_SHILO2 | Bay Area | SHILOH WIND PROJECT 2 | 49.26 | 52.85 | 47.13 | 49.79 | 51.51 | 38 | 33.8 | 31.74 | 32.59 | 27.31 | 34.5 | 44.1 | N | North | FC
BRDSLD_2_SHLO3A | Bay Area | Shiloh III Wind Project, LLC | 33.66 | 36.11 | 32.21 | 34.03 | 35.2 | 25.97 | 23.09 | 21.69 | 22.27 | 18.66 | 23.58 | 30.14 | N | North | FC
BRDSLD_2_SHLO3B | Bay Area | Shiloh IV Wind Project | 32.84 | 35.23 | 31.42 | 33.2 | 34.34 | 25.33 | 22.53 | 21.16 | 21.73 | 18.21 | 23 | 29.4 | N | North | FC
BREGGO_6_DEGRSL | San Diego-IV | Desert Green Solar Farm | 0.03 | 0.19 | 0.22 | 0.28 | 0.4 | 0.83 | 0.91 | 0.78 | 0.7 | 0.47 | 0.36 | 0.22 | N | South | FC
BREGGO_6_SOLAR | San Diego-IV | NRG Borrego Solar One | 0.1 | 0.78 | 0.91 | 1.14 | 1.66 | 3.41 | 3.74 | 3.22 | 2.89 | 1.92 | 1.48 | 0.91 | N | South | FC
BRODIE_2_WIND | CAISO System | Coram Brodie Wind Project | 18.02 | 19.17 | 16.84 | 16.14 | 17.16 | 15.73 | 14.61 | 11.1 | 11.47 | 10.64 | 14.34 | 17.37 | N | South | FC
BUCKBL_2_PL1X3 | CAISO System | Blythe Energy Center | 493.63 | 493.63 | 493.63 | 493.63 | 493.63 | 493.63 | 493.63 | 493.63 | 493.63 | 493.63 | 493.63 | 493.63 | Y | South | FC
BUCKCK_2_HYDRO | Sierra | Lassen Station Hydro | 0.13 | 0.13 | 0.44 | 0.48 | 0.43 | 0.24 | 0.08 | 0.08 | 0 | 0.02 | 0.18 | 0.53 | N | North | FC |  | Rio Oso constraint removed starting March 1, 2024 per new CAISO deliverability methodology.
BUCKCK_7_OAKFLT | Sierra | Oak Flat | 0.34 | 0.34 | 0.42 | 0.41 | 0.6 | 0.59 | 0.48 | 0.38 | 0.2 | 0.21 | 0.2 | 0.22 | N | North | FC |  | Rio Oso constraint removed starting March 1, 2024 per new CAISO deliverability methodology.
BUCKCK_7_PL1X2 | Sierra | BUCKS CREEK AGGREGATE | 24.86 | 24.86 | 52.4 | 52.4 | 52.4 | 52.4 | 52.4 | 46.8 | 26.4 | 26.4 | 26.4 | 50.8 | Y | North | FC |  | Rio Oso constraint removed starting March 1, 2024 per new CAISO deliverability methodology.
BUCKWD_1_NPALM1 | LA Basin | North Palm Springs 1A | 0.01 | 0.07 | 0.08 | 0.11 | 0.15 | 0.31 | 0.35 | 0.3 | 0.27 | 0.18 | 0.14 | 0.08 | N | South | FC
BUCKWD_1_QF | LA Basin | Buckwind Re-powering project | 2.92 | 3.1 | 2.72 | 2.61 | 2.78 | 2.54 | 2.36 | 1.8 | 1.86 | 1.72 | 2.32 | 2.81 | N | South | FC
BUCKWD_7_WINTCV | LA Basin | Wintec Energy, Ltd. | 0.23 | 0.25 | 0.22 | 0.21 | 0.22 | 0.2 | 0.19 | 0.14 | 0.15 | 0.14 | 0.19 | 0.22 | N | South | FC
BURNYF_2_UNIT 1 | CAISO System | Burney Forest Power | 28.71 | 29 | 28.68 | 29 | 29 | 28.85 | 29 | 29 | 29 | 28.56 | 28.88 | 29 | N | North | FC
BUTTVL_7_UNIT 1 | CAISO System | BUTT VALLEY HYDRO | 38.8 | 31.6 | 31.6 | 31.2 | 32.4 | 32.4 | 39.2 | 39.2 | 39.5 | 32.4 | 32.4 | 38.8 | Y | North | FC
CABALO_2_M2BSR1 | Fresno | Mustang 2 Barbaro Solar | 0.2 | 1.5 | 1.75 | 2.2 | 3.2 | 6.55 | 7.2 | 6.2 | 5.55 | 3.7 | 2.85 | 1.75 | N | North | ID | 100% | C7 - Waiting for Bellota-Warnerville 230 kV reconductoring and possibly other
CABALO_2_M2WSR2 | Fresno | Mustang 2 Whirlaway Solar | 0.4 | 3 | 3.5 | 4.4 | 6.4 | 13.1 | 14.4 | 12.4 | 11.1 | 7.4 | 5.7 | 3.5 | Y | North | ID | 100% | C7 - Waiting for Bellota-Warnerville 230 kV reconductoring and possibly other
CABZON_1_WINDA1 | LA Basin | Cabazon Wind Project | 7.24 | 7.71 | 6.77 | 6.49 | 6.9 | 6.32 | 5.87 | 4.46 | 4.61 | 4.28 | 5.76 | 6.98 | N | South | FC
CALFTN_2_CFSBT1 | CAISO System | California Flats Solar Battery | 60 | 60 | 60 | 60 | 60 | 60 | 60 | 60 | 60 | 60 | 60 | 60 | Y | North | FC |  | Co-located with CALFTN_2_SOLAR (PD)
CALFTN_2_SOLAR | CAISO System | California Flats North | 0.25 | 2.22 | 2.54 | 3.5 | 5.37 | 11.17 | 12.29 | 10.3 | 8.76 | 5.3 | 3.6 | 1.63 | N | North | ID | 82.00% | Co-located with CALFTN_2_CFSBT1
CALFTS_2_CFSSR1 | CAISO System | California Flats Solar South | 0.6 | 4.5 | 5.25 | 6.6 | 9.6 | 19.65 | 21.6 | 18.6 | 16.65 | 11.1 | 8.55 | 5.25 | N | North | FC
CALGEN_1_UNITS | CAISO System | Coso Navy 1 | 80 | 80 | 80 | 80 | 80 | 80 | 80 | 80 | 80 | 80 | 80 | 80 | Y | South | FC
CALPIN_1_AGNEW | Bay Area | Agnews Power Plant | 28.56 | 28.56 | 28.56 | 28.56 | 28.56 | 28.56 | 28.56 | 28.56 | 28.56 | 28.56 | 28.56 | 28.56 | Y | North | FC
CAMCHE_1_PL1X3 | Stockton | CAMANCHE UNITS 1, 2 & 3 AGGREGATE | 1.62 | 1.67 | 1.74 | 1.99 | 2.31 | 0.99 | 0.83 | 0.88 | 0.48 | 0.52 | 0.95 | 1.4 | N | North | FC
CAMLOT_2_SOLAR1 | CAISO System | Camelot | 0.18 | 1.35 | 1.58 | 1.98 | 2.88 | 5.9 | 6.48 | 5.58 | 5 | 3.33 | 2.57 | 1.58 | N | South | FC
CAMLOT_2_SOLAR2 | CAISO System | Columbia Two | 0.06 | 0.45 | 0.53 | 0.66 | 0.96 | 1.97 | 2.16 | 1.86 | 1.67 | 1.11 | 0.86 | 0.53 | N | South | FC
CAMPFW_7_FARWST | Sierra | CAMP FAR WEST HYDRO | 0 | 2.08 | 5.6 | 5.44 | 2.64 | 2.48 | 3.36 | 2.94 | 0 | 0 | 0 | 0 | Y | North | FC
CANTUA_1_SOLAR | Fresno | Cantua Solar Station | 0.08 | 0.6 | 0.7 | 0.88 | 1.28 | 2.62 | 2.88 | 2.48 | 2.22 | 1.48 | 1.14 | 0.7 | N | North | FC
CAPWD_1_QF | LA Basin | Edom Hills Wind Farm | 3.45 | 3.67 | 3.23 | 3.09 | 3.29 | 3.01 | 2.8 | 2.13 | 2.2 | 2.04 | 2.75 | 3.33 | N | South | FC
CARBOU_7_PL2X3 | CAISO System | CARIBOU PH 1 UNIT 2 & 3 AGGREGATE | 19.2 | 1.6 | 0 | 0 | 0 | 0 | 28.8 | 35.36 | 20.8 | 12 | 0 | 7.2 | Y | North | FC
CARBOU_7_PL4X5 | CAISO System | CARIBOU PH 2 UNIT 4 & 5 AGGREGATE | 42.34 | 36.4 | 32 | 16.8 | 18.98 | 67.6 | 101.18 | 103.18 | 103.2 | 72 | 25.22 | 24.84 | Y | North | FC
CARBOU_7_UNIT 1 | CAISO System | CARIBOU PH 1 UNIT 1 | 4 | 1.6 | 0 | 0 | 0 | 0 | 9.12 | 19.2 | 18.4 | 0 | 0 | 0 | Y | North | FC
CARLS1_2_CARCT1 | San Diego-IV | Carlsbad 1 | 422 | 422 | 422 | 422 | 422 | 422 | 422 | 422 | 422 | 422 | 422 | 422 | Y | South | FC
CARLS2_1_CARCT1 | San Diego-IV | Carlsbad 2 | 105.5 | 105.5 | 105.5 | 105.5 | 105.5 | 105.5 | 105.5 | 105.5 | 105.5 | 105.5 | 105.5 | 105.5 | Y | South | FC
CASADB_1_CD4GT1 | CAISO System | Casa Diablo 4 | 31 | 31 | 31 | 31 | 31 | 31 | 31 | 31 | 31 | 31 | 31 | 31 | Y | South | FC
CASCES_6_CESBT1 | CAISO System | Cascade Energy Storage |  |  |  | 25 | 25 | 25 | 25 | 25 | 25 | 25 | 25 | 25 | Y | North | FC
CATLNA_2_SOLAR | CAISO System | Catalina Solar - Phases 1 and 2 | 0.44 | 3.3 | 3.85 | 4.84 | 7.04 | 14.41 | 15.84 | 13.64 | 12.21 | 8.14 | 6.27 | 3.85 | N | South | FC
CATLNA_2_SOLAR2 | CAISO System | Catalina Solar 2 | 0.07 | 0.54 | 0.63 | 0.79 | 1.15 | 2.36 | 2.59 | 2.23 | 2 | 1.33 | 1.03 | 0.63 | N | South | FC
CAVLSR_2_BSOLAR | CAISO System | California Valley Solar Ranch-Phase B | 0.16 | 1.2 | 1.4 | 1.76 | 2.56 | 5.24 | 5.76 | 4.96 | 4.44 | 2.96 | 2.28 | 1.4 | N | North | FC
CAVLSR_2_RSOLAR | CAISO System | California Valley Solar Ranch-Phase A | 0.84 | 6.3 | 7.35 | 9.24 | 13.44 | 27.51 | 30.24 | 26.04 | 23.31 | 15.54 | 11.97 | 7.35 | N | North | FC
CAYTNO_2_VASCO | Bay Area | Vasco Road | 3.9 | 4.01 | 4.09 | 4.07 | 4.05 | 4.05 | 4.03 | 4 | 4.03 | 3.65 | 3.98 | 4.1 | N | North | FC
CDWR07_2_GEN | CAISO System | CDWR07_2_GEN | 115.6 | 115.6 | 115.6 | 115.6 | 115.6 | 115.6 | 115.6 | 115.6 | 115.6 | 115.6 | 115.6 | 115.6 | Y | North | FC
CEDRCK_6_UNIT | CAISO System | Water Wheel Ranch | 0.29 | 0.33 | 0.32 | 0.52 | 0.45 | 0.19 | 0.07 | 0.06 | 0.05 | 0.08 | 0.12 | 0.17 | N | North | FC
CEDUCR_2_SOLAR1 | Big Creek-Ventura | Ducor Solar 1 | 0 | 0 | 0 | 0 | 0 | 0 | 0 | 0 | 0 | 0 | 0 | 0 | N | South | EO
CEDUCR_2_SOLAR2 | Big Creek-Ventura | Ducor Solar 2 | 0 | 0 | 0 | 0 | 0 | 0 | 0 | 0 | 0 | 0 | 0 | 0 | N | South | EO
CEDUCR_2_SOLAR3 | Big Creek-Ventura | Ducor Solar 3 | 0 | 0 | 0 | 0 | 0 | 0 | 0 | 0 | 0 | 0 | 0 | 0 | N | South | EO
CEDUCR_2_SOLAR4 | Big Creek-Ventura | Ducor Solar 4 | 0 | 0 | 0 | 0 | 0 | 0 | 0 | 0 | 0 | 0 | 0 | 0 | N | South | EO
CENT40_1_C40SR1 | Stockton | CENTRAL 40 | 0.16 | 1.2 | 1.4 | 1.76 | 2.56 | 5.24 | 5.76 | 4.96 | 4.44 | 2.96 | 2.28 | 1.4 | N | North | FC
CENTER_2_RHONDO | LA Basin | MWD Rio Hondo Hydroelectric Recovery Pla | 0 | 0 | 0 | 0 | 0 | 0 | 0 | 0 | 0 | 0 | 0 | 0 | Y | South | FC
CENTER_2_SOLAR1 | LA Basin | Pico Rivera | 0 | 0 | 0 | 0 | 0 | 0 | 0 | 0 | 0 | 0 | 0 | 0 | N | South | EO
CENTER_2_TECNG1 | LA Basin | TECHNICAST | 0 | 0 | 0 | 0 | 0 | 0 | 0 | 0 | 0 | 0 | 0 | 0 | N | South | EO
CENTER_6_PEAKER | LA Basin | Center Peaker | 47.3 | 47.3 | 47.3 | 47.3 | 47.3 | 47.3 | 47.3 | 47.3 | 47.3 | 47.3 | 47.3 | 47.3 | Y | South | FC
CENTPD_2_BMSSX2 | CAISO System | Blythe Mesa Solar | 0.53 | 4.69 | 5.63 | 7.54 | 11.26 | 23.15 | 25.23 | 21.36 | 18.5 | 11.71 | 8.2 | 3.97 | N | South | FC |  | Co-located with CENTPD_2_BMSX2
CENTPD_2_BMSX2 | CAISO System | Blythe Mesa Solar 2 BESS | 112 | 112 | 112 | 112 | 112 | 112 | 112 | 112 | 112 | 112 | 112 | 112 | Y | South | FC |  | Co-located with CENTPD_2_BMSSX2
CENTRY_6_PL1X4 | LA Basin | CENTURY GENERATING PLANT (AGGREGATE) | 40 | 40 | 40 | 40 | 40 | 40 | 40 | 40 | 40 | 40 | 40 | 40 | Y | South | FC
CHALK_1_UNIT | CAISO System | CHALK CLIFF LIMITED | 48.67 | 48.67 | 48.67 | 48.67 | 48.67 | 48.67 | 48.67 | 48.67 | 48.67 | 48.67 | 48.67 | 48.67 | Y | North | FC
CHARMN_2_PGONG1 | Big Creek-Ventura | PROCTER AND GAMBLE OXNARD I | 19.17 | 18.8 | 17.87 | 18.55 | 18.27 | 18.02 | 18.39 | 19.61 | 18.64 | 18.9 | 15.88 | 18.73 | N | South | FC
CHESTN_2_CHWBX2 | CAISO System | Chestnut Westside BESS | 135 | 135 | 135 | 135 | 135 | 135 | 135 | 135 | 135 | 135 | 135 | 135 | Y | North | ID | 100% | 23TPD - Waiting for QC8RAS-08 RAS, Manning and possibly other. Co-located with CHESTN_2_CHWSX2.
CHESTN_2_CHWSX2 | CAISO System | Chestnut Westside PV | 0.16 | 2.06 | 2.6 | 3.84 | 5.92 | 12.24 | 13.2 | 10.92 | 9.02 | 5.28 | 3.08 | 0.6 | N | North | ID | 100% | C8 - Waiting for QC8RAS-08 RAS and possibly other. Co-located with CHESTN_2_CHWBX2. Max 15 MWs NQC.
CHEVCD_6_UNIT | CAISO System | CHEVRON USA (TAFT/CADET) | 1.05 | 1.72 | 1.6 | 1.42 | 1.32 | 1.73 | 1.51 | 1.59 | 1.63 | 1.53 | 1.77 | 1.46 | N | North | FC
CHEVCO_6_UNIT 1 | Fresno | CHEVRON USA (COALINGA) | 1.11 | 0.99 | 1.31 | 1.13 | 1.63 | 1.87 | 1.73 | 2.24 | 2.54 | 1.9 | 1.25 | 1.08 | N | North | FC
CHEVCO_6_UNIT 2 | Fresno | AERA ENERGY LLC. (COALINGA) | 0.92 | 0.92 | 1.03 | 0.96 | 0.93 | 0.84 | 0.76 | 0.73 | 0.79 | 0.95 | 1.01 | 1.05 | N | North | FC
CHEVCY_1_UNIT | CAISO System | CHEVRON USA (CYMRIC) | 3.74 | 3.14 | 2.49 | 2.77 | 2.69 | 2.92 | 2.78 | 1.98 | 1.79 | 2 | 1.75 | 2.15 | N | North | FC
CHEVMN_2_UNITS | LA Basin | CHEVRON U.S.A. UNITS 1 & 2 AGGREGATE | 3.84 | 4.11 | 8.28 | 26.35 | 6.88 | 5.52 | 13.32 | 7.93 | 13.95 | 7.64 | 6.21 | 1.26 | N | South | FC
CHICPK_7_UNIT 1 | Sierra | Chicago Park Powerhouse | 25.04 | 24.54 | 20.24 | 20 | 20.8 | 24 | 28.06 | 28.04 | 8.8 | 8 | 19.2 | 26.03 | Y | North | FC
CHILLS_1_SYCENG | San Diego-IV | Sycamore Energy 1 | 0.78 | 0.77 | 0.87 | 0.92 | 0.88 | 0.83 | 0.98 | 1 | 0.99 | 0.95 | 0.93 | 0.95 | N | South | FC
CHILLS_7_UNITA1 | San Diego-IV | Sycamore Energy 2 | 1.82 | 2 | 2 | 2 | 1.4 | 1.68 | 1.56 | 1.52 | 1.74 | 1.75 | 1.8 | 1.61 | Y | South | FC
CHINO_2_APEBT1 | LA Basin | Pomona Energy Storage | 20 | 20 | 20 | 20 | 20 | 20 | 20 | 20 | 20 | 20 | 20 | 20 | Y | South | FC
CHINO_2_JURUPA | LA Basin | Jurupa | 0 | 0 | 0 | 0 | 0 | 0 | 0 | 0 | 0 | 0 | 0 | 0 | N | South | EO
CHINO_2_PESBT1 | LA Basin | Pomona Energy Storage 2 | 10 | 10 | 10 | 10 | 10 | 10 | 10 | 10 | 10 | 10 | 10 | 10 | Y | South | FC
CHINO_2_QF | LA Basin | CHINO QFS | 0 | 0.02 | 0 | 0 | 0 | 0 | 0 | 0 | 0 | 0 | 0 | 0 | N | South | FC
CHINO_2_SASOLR | LA Basin | SS San Antonio West LLC | 0 | 0 | 0 | 0 | 0 | 0 | 0 | 0 | 0 | 0 | 0 | 0 | N | South | EO
CHINO_2_SOLAR2 | LA Basin | Kona Solar - Terra Francesca | 0 | 0 | 0 | 0 | 0 | 0 | 0 | 0 | 0 | 0 | 0 | 0 | N | South | EO
CHINO_6_CIMGEN | LA Basin | Chino Co-Generation | 26 | 26 | 26 | 26 | 26 | 26 | 26 | 26 | 26 | 26 | 26 | 26 | Y | South | FC
CHWCHL_1_UNIT | Fresno | CHOW 2 PEAKER PLANT | 48 | 48 | 48 | 48 | 48 | 48 | 48 | 48 | 48 | 48 | 48 | 48 | Y | North | FC
CLOVDL_1_SOLAR | NCNB | Cloverdale Solar I | 0.01 | 0.05 | 0.05 | 0.07 | 0.1 | 0.2 | 0.22 | 0.19 | 0.17 | 0.11 | 0.09 | 0.05 | N | North | FC
CLOVER_2_UNIT | CAISO System | Clover Creek | 0.47 | 0.47 | 0.38 | 0.55 | 0.45 | 0.26 | 0.1 | 0.04 | 0.01 | 0 | 0.14 | 0.33 | N | North | FC
CLRMNT_6_CLEBT1 | San Diego-IV | Clairemont Energy Storage |  |  |  | 7.25 | 7.25 | 7.25 | 7.25 | 7.25 | 7.25 | 7.25 | 7.25 | 7.25 | Y | South | FC
CLRMTK_1_QF | Bay Area | SMALL QF AGGREGATION - OAKLAND | 0 | 0 | 0 | 0 | 0 | 0 | 0 | 0 | 0 | 0 | 0 | 0 | N | North | FC
CMBLND_2_DS2BT1 | CAISO System | Daggett 2 a BESS | 52 | 52 | 52 | 52 | 52 | 52 | 52 | 52 | 52 | 52 | 52 | 52 | Y | South | ID | 100% | Waiting for Mojave RAS. Co-located with CMBLND_2_DS2SR1.
CMBLND_2_DS2BT2 | CAISO System | Daggett 2 b BESS | 33 | 33 | 33 | 33 | 33 | 33 | 33 | 33 | 33 | 33 | 33 | 33 | Y | South | ID | 100% | Waiting for Mojave RAS. Co-located with CMBLND_2_DS2SR2.
CMBLND_2_DS2BT3 | CAISO System | Daggett 2 c BESS | 46 | 46 | 46 | 46 | 46 | 46 | 46 | 46 | 46 | 46 | 46 | 46 | Y | South | ID | 100% | Waiting for Mojave RAS. Co-located with CMBLND_2_DS2SR3.
CMBLND_2_DS2SR1 | CAISO System | Daggett 2 a PV | 0.09 | 1.01 | 1.25 | 1.79 | 2.74 | 5.66 | 6.12 | 5.1 | 4.28 | 2.57 | 1.59 | 0.48 | N | South | ID | 100% | Waiting for Mojave RAS. Co-located with CMBLND_2_DS2BT1.
CMBLND_2_DS2SR2 | CAISO System | Daggett 2 b PV | 0.15 | 1.35 | 1.63 | 2.18 | 3.26 | 6.7 | 7.31 | 6.18 | 5.35 | 3.39 | 2.37 | 1.14 | N | South | ID | 100% | Waiting for Mojave RAS. Co-located with CMBLND_2_DS2BT2.
CMBLND_2_DS2SR3 | CAISO System | Daggett 2 c PV |  | 0.73 | 0.92 | 1.34 | 2.08 | 4.29 | 4.63 | 3.83 | 3.18 | 1.86 | 1.1 | 0.23 | N | South | ID | 100% | Waiting for Mojave RAS. Co-located with CMBLND_2_DS2BT3
CNTNLA_2_SOLAR1 | San Diego-IV | Centinela Solar Energy I | 0.5 | 3.75 | 4.38 | 5.5 | 8 | 16.38 | 18 | 15.5 | 13.88 | 9.25 | 7.13 | 4.38 | N | South | FC
CNTNLA_2_SOLAR2 | San Diego-IV | Centinels Solar Energy 2 | 0.18 | 1.37 | 1.6 | 2.01 | 2.92 | 5.97 | 6.57 | 5.65 | 5.06 | 3.37 | 2.6 | 1.6 | N | South | FC
COCOPP_2_CTG1 | Bay Area | Marsh Landing 1 | 203.08 | 202.82 | 202.21 | 199.04 | 197.87 | 194.63 | 193.62 | 193.09 | 194.72 | 198.97 | 200.43 | 203.72 | Y | North | FC
COCOPP_2_CTG2 | Bay Area | Marsh Landing 2 | 202.25 | 201.68 | 201.36 | 198.21 | 197.04 | 193.81 | 192.86 | 192.32 | 193.95 | 198.13 | 199.65 | 202.7 | Y | North | FC
COCOPP_2_CTG3 | Bay Area | Marsh Landing 3 | 201.79 | 201.31 | 200.92 | 197.81 | 196.72 | 193.1 | 192.03 | 191.57 | 193.18 | 197.81 | 199.11 | 202.45 | Y | North | FC
COCOPP_2_CTG4 | Bay Area | Marsh Landing 4 | 203.72 | 203.2 | 202.81 | 199.67 | 198.47 | 194.44 | 193.36 | 192.89 | 194.53 | 199.67 | 200.98 | 204.2 | Y | North | FC
COCOSB_6_SOLAR | Bay Area | Oakley Solar Project | 0 | 0 | 0 | 0 | 0 | 0 | 0 | 0 | 0 | 0 | 0 | 0 | N | North | EO
COGNAT_1_UNIT | CAISO System | Stockton Biomas | 44.87 | 45 | 44.81 | 45 | 44.73 | 45 | 45 | 45 | 45 | 44.87 | 45 | 44.94 | N | North | FC
COLEMN_2_UNIT | CAISO System | Coleman | 4.18 | 5.05 | 5.07 | 4.79 | 4.92 | 2.89 | 2.14 | 0.28 | 1.11 | 1.3 | 1.7 | 3.27 | N | North | FC
COLGAT_7_UNIT 1 | Sierra | Colgate Powerhouse Unit 1 | 141.6 | 141.6 | 176.72 | 176.72 | 176.72 | 176.72 | 176.72 | 176.72 | 176.72 | 176.72 | 176.72 | 176.72 | Y | North | FC |  | Rio Oso constraint removed starting March 1, 2024 per new CAISO deliverability methodology.
COLGAT_7_UNIT 2 | Sierra | Colgate Powerhouse Unit 2 | 139.74 | 139.74 | 175.67 | 175.67 | 175.67 | 175.67 | 175.67 | 175.67 | 175.67 | 175.67 | 175.67 | 175.67 | Y | North | FC |  | Rio Oso constraint removed starting March 1, 2024 per new CAISO deliverability methodology.
COLPIN_6_COLLNS | CAISO System | Collins Pine | 0 | 0 | 0 | 0 | 0 | 0 | 0 | 0 | 0 | 0 | 0 | 0 | N | North | EO
COLTON_6_AGUAM1 | LA Basin | AGUA MANSA UNIT 1 (CITY OF COLTON) | 43 | 43 | 43 | 43 | 43 | 43 | 43 | 43 | 43 | 43 | 43 | 43 | Y | South | FC
COLUSA_2_PL1X3 | CAISO System | Colusa Generating Station | 630 | 630 | 630 | 630 | 618 | 612 | 606 | 604 | 607 | 614 | 623 | 628 | Y | North | FC
COLVIL_7_PL1X2 | CAISO System | COLLIERVILLE HYDRO UNIT 1 & 2 AGGREGATE | 246.86 | 246.86 | 246.86 | 246.86 | 246.86 | 246.86 | 246.86 | 246.86 | 246.86 | 246.86 | 246.86 | 246.86 | Y | North | FC
CONTRL_1_CASAD1 | CAISO System | Mammoth G1 | 6.97 | 7.2 | 6.97 | 6.85 | 6.73 | 5.74 | 5.1 | 5.35 | 5.53 | 5.64 | 6.99 | 6.64 | N | South | FC
CONTRL_1_CASAD2 | CAISO System | Mammoth G2 | 10.11 | 9.97 | 9.45 | 8.35 | 8.63 | 8.23 | 9.41 | 9.28 | 9.17 | 9.16 | 9.99 | 10.2 | Y | South | FC
CONTRL_1_CASAD3 | CAISO System | Mammoth G3 | 12.35 | 12.89 | 13.08 | 12.43 | 11.48 | 9.69 | 8.75 | 9.02 | 9.88 | 10.72 | 12.99 | 13.07 | N | South | FC
CONTRL_1_LUNDY | CAISO System | LUNDY | 0.33 | 0.32 | 0.35 | 0.37 | 1.06 | 1.54 | 1.1 | 0.39 | 0.28 | 0.16 | 0.41 | 0.32 | N | South | FC
CONTRL_1_OXBOW | CAISO System | Dixie Valley Geo | 59.46 | 57.37 | 57.75 | 43.02 | 46.29 | 55.03 | 54.04 | 53.91 | 54.61 | 46.22 | 59.38 | 58.79 | N | South | FC
CONTRL_1_POOLE | CAISO System | POOLE HYDRO PLANT 1 | 0.96 | 0.8 | 0.48 | 0.76 | 1.6 | 8.27 | 5.42 | 1.46 | 10.9 | 0.31 | 0.48 | 0.8 | Y | South | FC
CONTRL_1_QF | CAISO System | CONTROL QFS | 0.56 | 0.6 | 0.59 | 0.84 | 0.57 | 0.67 | 0.64 | 0.59 | 0.66 | 0.53 | 0.56 | 0.53 | N | South | FC
CONTRL_1_RUSHCK | CAISO System | RUSH CREEK | 0.8 | 0.82 | 4.82 | 0.82 | 0.8 | 9.45 | 9.46 | 1.82 | 11.94 | 1.01 | 0.97 | 0.8 | Y | South | FC
COPMT2_2_SOLAR2 | CAISO System | CMS2 | 0.62 | 4.65 | 5.43 | 6.82 | 9.92 | 20.31 | 22.32 | 19.22 | 17.21 | 11.47 | 8.84 | 5.43 | N | South | FC
COPMT4_2_SOLAR4 | CAISO System | Copper Mountain Solar 4 | 0.37 | 2.76 | 3.22 | 4.05 | 5.89 | 12.05 | 13.25 | 11.41 | 10.21 | 6.81 | 5.24 | 3.22 | N | South | FC
COPMTN_2_CM10 | CAISO System | Copper Mountain 10 | 0.04 | 0.3 | 0.35 | 0.44 | 0.64 | 1.31 | 1.44 | 1.24 | 1.11 | 0.74 | 0.57 | 0.35 | N | South | PD | 7.25
COPMTN_2_SOLAR1 | CAISO System | Copper Mountain 48 | 0.19 | 1.44 | 1.68 | 2.11 | 3.07 | 6.29 | 6.91 | 5.95 | 5.33 | 3.55 | 2.74 | 1.68 | N | South | PD | 16.50
CORCAN_1_SOLAR1 | Fresno | CID Solar | 0.08 | 0.6 | 0.7 | 0.88 | 1.28 | 2.62 | 2.88 | 2.48 | 2.22 | 1.48 | 1.14 | 0.7 | N | North | FC
CORCAN_1_SOLAR2 | Fresno | Corcoran City | 0.04 | 0.33 | 0.39 | 0.48 | 0.7 | 1.44 | 1.58 | 1.36 | 1.22 | 0.81 | 0.63 | 0.39 | N | North | FC
CORONS_2_SOLAR | LA Basin | Master Development Corona | 0 | 0 | 0 | 0 | 0 | 0 | 0 | 0 | 0 | 0 | 0 | 0 | N | South | EO
CORONS_6_CLRWTR | LA Basin | Clearwater Power Plant | 28 | 28 | 28 | 28 | 28 | 28 | 28 | 28 | 28 | 28 | 28 | 28 | Y | South | FC
CORRAL_6_SJOAQN | CAISO System | Ameresco San Joaquin | 4.26 | 4.1 | 4.3 | 4.2 | 4.27 | 4.26 | 4.21 | 3.91 | 3.97 | 4.17 | 4.24 | 4.3 | N | North | FC
COTTLE_2_FRNKNH | CAISO System | Frankenheimer Power Plant | 0 | 0 | 0 | 0 | 0 | 0 | 0 | 0.72 | 0.61 | 0 | 0 | 0 | N | North | FC
COVERD_2_HCKHY1 | CAISO System | HATCHET CREEK | 1.77 | 1.66 | 1.39 | 2.53 | 1.57 | 0.24 | 0 | 0 | 0 | 0.14 | 0.09 | 0.41 | N | North | FC
COVERD_2_MCKHY1 | CAISO System | Montgomery Creek Hydro | 1.15 | 0.81 | 0.85 | 0.98 | 0.54 | 0.09 | 0 | 0 | 0 | 0.08 | 0 | 0.62 | N | North | FC
COVERD_2_QFUNTS | CAISO System | Cove Hydroelectric Project | 0.78 | 1.58 | 1.66 | 3.3 | 3.3 | 0.8 | 0.22 | 0 | 0 | 0 | 0 | 0.24 | Y | North | FC
COVERD_2_RCKHY1 | CAISO System | ROARING CREEK | 1.01 | 1.07 | 0.22 | 0.49 | 0.18 | 0.15 | 0.01 | 0 | 0 | 0.04 | 0.09 | 0.27 | N | North | FC
COWCRK_2_UNIT | CAISO System | Cow Creek Hydro | 0.69 | 0.93 | 0.75 | 0.87 | 0.58 | 0.41 | 0.19 | 0.1 | 0.09 | 0.17 | 0.55 | 0.82 | N | North | FC
CPVERD_2_SOLAR | San Diego-IV | Campo Verde Solar | 0.56 | 4.17 | 4.87 | 6.12 | 8.9 | 18.21 | 20.02 | 17.24 | 15.43 | 10.29 | 7.92 | 4.87 | N | South | FC
CRELMN_6_RAMON1 | San Diego-IV | Ramona 1 | 0.01 | 0.06 | 0.07 | 0.09 | 0.13 | 0.26 | 0.29 | 0.25 | 0.22 | 0.15 | 0.11 | 0.07 | N | South | FC
CRELMN_6_RAMON2 | San Diego-IV | Ramona 2 | 0.02 | 0.15 | 0.18 | 0.22 | 0.32 | 0.66 | 0.72 | 0.62 | 0.56 | 0.37 | 0.29 | 0.18 | N | South | FC
CRELMN_6_RAMSR3 | San Diego-IV | Ramona Solar Energy | 0.02 | 0.1 | 0.12 | 0.15 | 0.22 | 0.46 | 0.5 | 0.43 | 0.38 | 0.26 | 0.2 | 0.12 | N | South | PD | 80.00%
CRESSY_1_PARKER | Fresno | PARKER POWERHOUSE | 0 | 0 | 0.01 | 0.33 | 0.8 | 0.9 | 0.92 | 1.03 | 0.51 | 0.28 | 0 | 0 | N | North | FC
CRESTA_7_PL1X2 | Sierra | CRESTA PH UNIT 1 & 2 AGGREGATE | 22.06 | 22.06 | 50.32 | 44 | 35.93 | 32.63 | 38.61 | 51.78 | 46.4 | 28 | 15.7 | 24 | Y | North | FC |  | Rio Oso constraint removed starting March 1, 2024 per new CAISO deliverability methodology.
CRIMSN_2_CRMBT1 | CAISO System | Crimson | 200 | 200 | 200 | 200 | 200 | 200 | 200 | 200 | 200 | 200 | 200 | 200 | Y | South | ID | 100% | Waiting for West of Colorado River cRAS.
CRIMSN_2_CRMBT2 | CAISO System | Crimson 2 | 150 | 150 | 150 | 150 | 150 | 150 | 150 | 150 | 150 | 150 | 150 | 150 | Y | South | ID | 100% | Waiting for West of Colorado River cRAS.
CRNEVL_6_CRNVA | Fresno | Crane Valley | 0 | 0 | 0 | 0 | 0 | 0 | 0 | 0 | 0.11 | 0.37 | 0.16 | 0.12 | N | North | FC
CRNEVL_6_SJQN 2 | Fresno | SAN JOAQUIN 2 | 0 | 0 | 0 | 0 | 0 | 0 | 0 | 0 | 0.01 | 0 | 0.28 | 0.35 | N | North | FC
CROKET_7_UNIT | Bay Area | CROCKETT COGEN | 217.11 | 217.33 | 145.95 | 226.42 | 223.9 | 225.62 | 221.95 | 223 | 215.29 | 218.19 | 211.4 | 206.77 | N | North | FC
CRSTWD_6_KUMYAY | San Diego-IV | Kumeyaay Wind Farm | 8.84 | 9.4 | 8.26 | 7.91 | 8.41 | 7.71 | 7.16 | 5.44 | 5.62 | 5.22 | 7.03 | 8.52 | N | South | FC
CRWCKS_1_SOLAR1 | Stockton | Crow Creek Solar 1 | 0 | 0 | 0 | 0 | 0 | 0 | 0 | 0 | 0 | 0 | 0 | 0 | N | North | EO
CSCCOG_1_UNIT 1 | Bay Area | SANTA CLARA CO-GEN | 6 | 6 | 6 | 6 | 6 | 6 | 6 | 6 | 6 | 6 | 6 | 6 | Y | North | FC
CSCGNR_1_UNIT 1 | Bay Area | GIANERA PEAKER UNIT 1 | 24 | 24 | 24 | 24 | 24 | 24 | 24 | 24 | 24 | 24 | 24 | 24 | Y | North | FC
CSCGNR_1_UNIT 2 | Bay Area | GIANERA PEAKER UNIT 2 | 24 | 24 | 24 | 24 | 24 | 24 | 24 | 24 | 24 | 24 | 24 | 24 | Y | North | FC
CSLR4S_2_SOLAR | San Diego-IV | Csolar IV South | 0.52 | 3.9 | 4.55 | 5.72 | 8.32 | 17.03 | 18.72 | 16.12 | 14.43 | 9.62 | 7.41 | 4.55 | N | South | FC
CSTOGA_6_LNDFIL | NCNB | Clover Flat Land Fill Gas | 0 | 0 | 0 | 0 | 0 | 0 | 0 | 0 | 0 | 0 | 0 | 0 | N | North | EO
CSTRVL_7_PL1X2 | CAISO System | Marina Land Fill Gas | 4.13 | 3.51 | 3.69 | 4.01 | 3.63 | 3.95 | 4.16 | 4.14 | 4.17 | 3.86 | 3.98 | 3.73 | Y | North | FC
CSTRVL_7_QFUNTS | CAISO System | Castroville QF Aggregate | 0.04 | 0.06 | 0.15 | 0.07 | 0.04 | 0.08 | 0.07 | 0.09 | 0.09 | 0.07 | 0.05 | 0.03 | N | North | FC
CTNWDP_1_QF | CAISO System | SMALL QF AGGREGATION - BURNEY | 0.04 | 0.04 | 0.04 | 0.04 | 0.03 | 0.03 | 0.02 | 0.02 | 0.01 | 0.02 | 0.03 | 0.04 | N | North | FC
CUMBIA_1_SOLAR | Bay Area | Columbia Solar Energy II | 0.08 | 0.57 | 0.67 | 0.84 | 1.22 | 2.49 | 2.74 | 2.36 | 2.11 | 1.41 | 1.08 | 0.67 | N | North | FC
CUMMNG_6_SUNCT1 | CAISO System | SunSelect 1 | 3.33 | 3.39 | 3.04 | 3.01 | 3.34 | 3.54 | 3.53 | 3.56 | 3.4 | 3.16 | 3.38 | 3.45 | Y | South | FC
CURTIS_1_CANLCK | Fresno | Canal Creek Powerhouse | 0 | 0 | 0 | 0 | 0 | 0 | 0 | 0 | 0 | 0 | 0 | 0 | N | North | FC
CURTIS_1_FARFLD | Fresno | Fairfield Powerhouse | 0 | 0 | 0 | 0.01 | 0.24 | 0.31 | 0.26 | 0.28 | 0.08 | 0 | 0 | 0 | N | North | FC
CUYAMA_6_SB3SB1 | CAISO System | SEPV Barbara 3 |  | 3 | 3 | 3 | 3 | 3 | 3 | 3 | 3 | 3 | 3 | 3 | Y | North | ID | 100% | Waiting for QC8RAS-08 as potentially more
CUYAMS_6_CUYSR1 | CAISO System | Cuyama Solar | 0.16 | 1.2 | 1.4 | 1.76 | 2.56 | 5.24 | 5.76 | 4.96 | 4.44 | 2.96 | 2.28 | 1.4 | N | North | FC
DAIRLD_1_MD1SL1 | Fresno | Madera 1 | 0 | 0 | 0 | 0 | 0 | 0 | 0 | 0 | 0 | 0 | 0 | 0 | N | North | EO
DAIRLD_1_MD2BM1 | Fresno | Madera Digester Genset 2 | 0 | 0 | 0 | 0 | 0 | 0 | 0 | 0 | 0 | 0 | 0 | 0 | N | North | EO
DAVIS_1_SOLAR1 | Sierra | Grasslands 3 | 0 | 0 | 0 | 0 | 0 | 0 | 0 | 0 | 0 | 0 | 0 | 0 | N | North | EO
DAVIS_1_SOLAR2 | Sierra | Grasslands 4 | 0 | 0 | 0 | 0 | 0 | 0 | 0 | 0 | 0 | 0 | 0 | 0 | N | North | EO
DAVIS_7_MNMETH | Sierra | MM Yolo Power LLC | 2.14 | 2.4 | 2.42 | 2.4 | 1.94 | 2.01 | 2 | 2.26 | 2.32 | 2.39 | 2.37 | 2.24 | N | North | FC
DEADCK_1_UNIT | Sierra | DEADCK_1_UNIT | 0.07 | 0.05 | 0.08 | 0.15 | 0 | 0.06 | 0 | 0 | 0 | 0 | 0 | 0 | N | North | FC
DEERCR_6_UNIT 1 | Sierra | DEER CREEK | 1.2 | 1.26 | 0.73 | 0.76 | 2.63 | 3.17 | 3.25 | 3.41 | 3.3 | 2.66 | 1.5 | 1.29 | N | North | FC
DELAMO_2_ALASB2 | LA Basin | Los Alamitos 2 | 5.02 | 5.21 | 5.25 | 5.34 | 5.5 | 6.04 | 6.13 | 5.96 | 5.83 | 5.52 | 5.37 | 5.18 | Y | South | FC
DELAMO_2_SOLAR1 | LA Basin | Golden Springs Building H | 0.01 | 0.05 | 0.05 | 0.07 | 0.1 | 0.2 | 0.22 | 0.19 | 0.17 | 0.11 | 0.09 | 0.05 | N | South | FC
DELAMO_2_SOLAR2 | LA Basin | Golden Springs Building M | 0.01 | 0.05 | 0.06 | 0.08 | 0.11 | 0.23 | 0.25 | 0.22 | 0.19 | 0.13 | 0.1 | 0.06 | N | South | FC
DELAMO_2_SOLAR3 | LA Basin | Golden Springs Building G | 0.01 | 0.04 | 0.04 | 0.06 | 0.08 | 0.16 | 0.18 | 0.16 | 0.14 | 0.09 | 0.07 | 0.04 | N | South | FC
DELAMO_2_SOLAR4 | LA Basin | Golden Springs Building F | 0.01 | 0.04 | 0.05 | 0.06 | 0.08 | 0.17 | 0.19 | 0.16 | 0.14 | 0.1 | 0.07 | 0.05 | N | South | FC
DELAMO_2_SOLAR5 | LA Basin | Golden Springs Building L | 0 | 0.03 | 0.04 | 0.04 | 0.06 | 0.13 | 0.14 | 0.12 | 0.11 | 0.07 | 0.06 | 0.04 | N | South | FC
DELAMO_2_SOLAR6 | LA Basin | Freeway Springs | 0.01 | 0.06 | 0.07 | 0.09 | 0.13 | 0.26 | 0.29 | 0.25 | 0.22 | 0.15 | 0.11 | 0.07 | N | South | FC
DELAMO_2_SOLRC1 | LA Basin | Golden Springs Building C1 | 0 | 0 | 0 | 0 | 0 | 0 | 0 | 0 | 0 | 0 | 0 | 0 | N | South | EO
DELAMO_2_SOLRD | LA Basin | Golden Solar Building D | 0 | 0 | 0 | 0 | 0 | 0 | 0 | 0 | 0 | 0 | 0 | 0 | N | South | EO
DELSUR_6_BSOLAR | Big Creek-Ventura | Central Antelope Dry Ranch B | 0.01 | 0.09 | 0.11 | 0.13 | 0.19 | 0.39 | 0.43 | 0.37 | 0.33 | 0.22 | 0.17 | 0.11 | N | South | FC
DELSUR_6_CREST | Big Creek-Ventura | Delsur Aggregate Solar Resources | 0 | 0 | 0 | 0 | 0 | 0 | 0 | 0 | 0 | 0 | 0 | 0 | N | South | EO
DELSUR_6_DRYFRB | Big Creek-Ventura | Dry Farm Ranch B | 0.02 | 0.15 | 0.18 | 0.22 | 0.32 | 0.66 | 0.72 | 0.62 | 0.56 | 0.37 | 0.29 | 0.18 | N | South | FC
DELSUR_6_SOLAR1 | Big Creek-Ventura | Summer Solar North | 0.03 | 0.2 | 0.23 | 0.29 | 0.42 | 0.85 | 0.94 | 0.81 | 0.72 | 0.48 | 0.37 | 0.23 | N | South | FC
DELSUR_6_SOLAR4 | Big Creek-Ventura | Radiance Solar 4 | 0 | 0 | 0 | 0 | 0 | 0 | 0 | 0 | 0 | 0 | 0 | 0 | N | South | EO
DELSUR_6_SOLAR5 | Big Creek-Ventura | Radiance Solar 5 | 0 | 0 | 0 | 0 | 0 | 0 | 0 | 0 | 0 | 0 | 0 | 0 | N | South | EO
DELTA_2_PL1X4 | Bay Area | DELTA ENERGY CENTER AGGREGATE | 880 | 880 | 880 | 875 | 880 | 880 | 873 | 873 | 873 | 880 | 880 | 880 | Y | North | FC
DEVERS_1_SEPV05 | LA Basin | SEPV 5 | 0 | 0 | 0 | 0 | 0 | 0 | 0 | 0 | 0 | 0 | 0 | 0 | N | South | EO
DEVERS_1_SOLAR | LA Basin | Cascade Solar | 0 | 0 | 0 | 0 | 0 | 0 | 0 | 0 | 0 | 0 | 0 | 0 | N | South | EO
DEVERS_1_SOLAR1 | LA Basin | SEPV8 | 0 | 0 | 0 | 0 | 0 | 0 | 0 | 0 | 0 | 0 | 0 | 0 | N | South | EO
DEVERS_1_SOLAR2 | LA Basin | SEPV9 | 0 | 0 | 0 | 0 | 0 | 0 | 0 | 0 | 0 | 0 | 0 | 0 | N | South | EO
DEVERS_2_CS2SR4 | LA Basin | Caliente Solar 2 | 0 | 0 | 0 | 0 | 0 | 0 | 0 | 0 | 0 | 0 | 0 | 0 | N | South | EO
DEVERS_2_DHSPG2 | LA Basin | Desert Hot Springs 2 | 0 | 0 | 0 | 0 | 0 | 0 | 0 | 0 | 0 | 0 | 0 | 0 | N | South | EO
DEXZEL_1_UNIT | Kern | Western Power and Steam Cogeneration | 20 | 20 | 20 | 20 | 20 | 20 | 20 | 20 | 20 | 20 | 20 | 20 | Y | North | FC
DIABLO_7_UNIT 1 | CAISO System | Diablo Canyon Unit 1 | 1140 | 1140 | 1140 | 1140 | 1140 | 1140 | 1140 | 1140 | 1140 | 1140 | 1140 | 1140 | N | North | FC
DIABLO_7_UNIT 2 | CAISO System | Diablo Canyon Unit 2 | 1140 | 1140 | 1140 | 1140 | 1140 | 1140 | 1140 | 1140 | 1140 | 1140 | 1140 | 1140 | N | North | FC
DISCOV_1_CHEVRN | Kern | CHEVRON USA (EASTRIDGE) | 4.7 | 7.04 | 5.36 | 4.58 | 4.9 | 5.21 | 5.07 | 6.33 | 6.34 | 3.62 | 4.2 | 4.22 | N | North | FC
DIXNLD_1_LNDFL | Bay Area | Zero Waste Energy | 0.72 | 0.67 | 0.75 | 0.84 | 0.81 | 0.84 | 0.87 | 0.87 | 0.88 | 0.89 | 0.87 | 0.86 | N | North | FC
DMDVLY_1_UNITS | LA Basin | Diamond Valley Lake Pump Gen | 1.6 | 5.28 | 0.84 | 0.88 | 2.5 | 0.95 | 0.24 | 0.6 | 0 | 0 | 0 | 0 | N | South | FC
DONNLS_7_UNIT | Stockton | Donnells Hydro | 72 | 72 | 72 | 72 | 72 | 72 | 72 | 72 | 72 | 72 | 72 | 72 | Y | North | FC
DOSMGO_2_NSPIN | CAISO System | DOSMGO_2_NSPIN | 16.26 | 16.26 | 16.26 | 16.26 | 15.21 | 16.26 | 16.26 | 16.26 | 16.26 | 13.64 | 16.26 | 16.26 | Y | North | FC
DOUBLC_1_UNITS | Kern | DOUBLE "C" LIMITED | 52.23 | 52.23 | 52.23 | 52.23 | 52.23 | 52.23 | 52.23 | 52.23 | 52.23 | 52.23 | 52.23 | 52.23 | Y | North | FC
DRACKR_2_D4SR4B | CAISO System | Dracker Solar Unit 4B | 0.25 | 1.88 | 2.19 | 2.75 | 4 | 8.19 | 9 | 7.75 | 6.94 | 4.63 | 3.56 | 2.19 | N | South | FC
DRACKR_2_DS3SR3 | CAISO System | Dracker Solar Unit 3 | 0 | 0 | 0 | 0 | 0 | 0 | 0 | 0 | 0 | 0 | 0 | 0 | N | South | EO |  | Co-located with DRACKR_2_DSUBT3
DRACKR_2_DS4SR4 | CAISO System | Dracker Solar Unit 4A | 0.11 | 1.01 | 1.17 | 1.87 | 2.81 | 5.66 | 6.07 | 5.15 | 4.43 | 2.71 | 1.7 | 0.52 | N | South | FC |  | Co-located with DRACKR_2_DSUBT4
DRACKR_2_DSUBT1 | CAISO System | Dracker Solar Unit 1 BESS | 63 | 63 | 63 | 63 | 63 | 63 | 63 | 63 | 63 | 63 | 63 | 63 | Y | South | FC |  | Co-located with DRACKR_2_SOLAR1
DRACKR_2_DSUBT2 | CAISO System | Dracker Solar Unit 2 BESS | 115 | 115 | 115 | 115 | 115 | 115 | 115 | 115 | 115 | 115 | 115 | 115 | Y | South | FC |  | Co-located with DRACKR_2_SOLAR2
DRACKR_2_DSUBT3 | CAISO System | Dracker Solar Unit 3 BESS | 115 | 115 | 115 | 115 | 115 | 115 | 115 | 115 | 115 | 115 | 115 | 101.05 | Y | South | FC |  | Co-located with DRACKR_2_DS3SR3 EO
DRACKR_2_DSUBT4 | CAISO System | Dracker Solar Unit 4 BESS | 47 | 47 | 47 | 47 | 47 | 47 | 47 | 47 | 47 | 47 | 47 | 47 | Y | South | FC |  | Co-located with DRACKR_2_DS4SR4
DRACKR_2_SOLAR1 | CAISO System | Dracker Solar Unit 1 | 0.23 | 2.02 | 2.58 | 3.63 | 5.47 | 11.01 | 11.67 | 9.87 | 8.49 | 5.38 | 3.6 | 1.65 | N | South | FC |  | Co-located with DRACKR_2_DSUBT1
DRACKR_2_SOLAR2 | CAISO System | Dracker Solar Unit 2 | 0 | 0 | 0 | 0 | 0 | 0 | 0 | 0 | 0 | 0 | 0 | 0 | N | South | EO |  | Co-located with DRACKR_2_DSUBT2
DREWS_6_PL1X4 | LA Basin | Drews Generating Plant | 40 | 40 | 40 | 40 | 40 | 40 | 40 | 40 | 40 | 40 | 40 | 40 | Y | South | FC
DRUM_7_PL1X2 | Sierra | Drum PH 1 Units 1 & 2 Aggregate | 9.6 | 0 | 0 | 0 | 0 | 0 | 10.4 | 10.4 | 0 | 0 | 9.6 | 10.4 | Y | North | FC
DRUM_7_PL3X4 | Sierra | Drum PH 1 Units 3 & 4 Aggregate | 12.8 | 0 | 0 | 0 | 12.8 | 12.8 | 12.8 | 12.8 | 0 | 0 | 12.8 | 12.8 | Y | North | FC
DRUM_7_UNIT 5 | Sierra | DRUM PH 2 UNIT 5 | 39.2 | 44.24 | 43.6 | 38.8 | 41.74 | 39.2 | 48.1 | 47.74 | 27.28 | 0 | 36 | 44.06 | Y | North | FC
DSABLA_7_UNIT | CAISO System | De Sabla Hydro | 5.85 | 6.81 | 6.42 | 4.13 | 5.7 | 6.4 | 7.32 | 5.87 | 3.26 | 2.05 | 3.09 | 3.85 | N | North | FC
DSFLWR_2_W9CSB1 | CAISO System | Willy 9 Chap 1 | 0.41 | 3.06 | 3.57 | 4.49 | 6.53 | 13.36 | 14.69 | 12.65 | 11.32 | 7.55 | 5.81 | 3.57 | N | South | ID | 100% | Waiting for Whirlwind CRAS - Solar only for now - future hybrid
DSFLWR_2_W9CSB2 | CAISO System | Willy 9 Chap 2 | 0.29 | 2.16 | 2.52 | 3.17 | 4.61 | 9.43 | 10.37 | 8.93 | 7.99 | 5.33 | 4.1 | 2.52 | N | South | ID | 100% | Waiting for Whirlwind CRAS - Solar only for now - future hybrid
DSFLWR_2_WS2SR1 | CAISO System | Willow Springs 2 | 0.4 | 3 | 3.5 | 4.4 | 6.4 | 13.1 | 14.4 | 12.4 | 11.1 | 7.4 | 5.7 | 3.5 | N | South | FC
DSRTHV_2_DH1SR1 | CAISO System | Desert Harvest | 0.32 | 2.4 | 2.8 | 3.52 | 5.12 | 10.48 | 11.52 | 9.92 | 8.88 | 5.92 | 4.56 | 2.8 | N | South | FC
DSRTHV_2_DH2BT1 | CAISO System | Desert Harvest BESS | 35 | 35 | 35 | 35 | 35 | 35 | 35 | 35 | 35 | 35 | 35 | 35 | Y | South | PD | 35.00 | Co-located with DSRTHV_2_DH2SR2
DSRTHV_2_DH2SR2 | CAISO System | Desert Harvest 2 | 0.17 | 1.49 | 1.77 | 2.41 | 3.54 | 7.15 | 7.7 | 6.45 | 5.71 | 3.71 | 2.62 | 1.28 | N | South | FC |  | Co-located with DSRTHV_2_DH2BT1 (PD)
DSRTSL_2_SOLAR1 | CAISO System | Desert Stateline | 1.18 | 8.89 | 10.37 | 13.03 | 18.96 | 38.8 | 42.65 | 36.73 | 32.88 | 21.92 | 16.88 | 10.37 | N | South | FC
DSRTSN_2_DS2BX2 | CAISO System | Desert Sunlight PV II Storage 2 |  |  |  |  | 217.81 | 217.81 | 217.81 | 217.81 | 217.81 | 217.81 | 217.81 | 217.81 | Y | South | PD | 94.70%
DSRTSN_2_DS2X2 | CAISO System | Desert Sunlight PV II Storage | 230 | 230 | 230 | 230 | 230 | 230 | 230 | 230 | 230 | 230 | 230 | 230 | Y | South | FC |  | Co-located with DSRTSN_2_SOLAR2
DSRTSN_2_SOLAR1 | CAISO System | Desert Sunlight 300 | 1.2 | 9 | 10.5 | 13.2 | 19.2 | 39.3 | 43.2 | 37.2 | 33.3 | 22.2 | 17.1 | 10.5 | N | South | FC
DSRTSN_2_SOLAR2 | CAISO System | Desert Sunlight 250 | 0.24 | 1.6 | 3.98 | 5.55 | 7.33 | 15.85 | 17.3 | 14.83 | 12.25 | 7.52 | 4.72 | 1.32 | N | South | FC |  | Co-located with DSRTSN_2_DS2X2
DTCHWD_2_BT3WND | CAISO System | Brookfield Tehachapi 3 | 0.8 | 0.85 | 0.74 | 0.71 | 0.76 | 0.69 | 0.64 | 0.49 | 0.51 | 0.47 | 0.63 | 0.77 | N | South | FC
DTCHWD_2_BT4WND | CAISO System | Brookfield Tehachapi 4 | 1.15 | 1.23 | 1.08 | 1.03 | 1.1 | 1.01 | 0.93 | 0.71 | 0.73 | 0.68 | 0.92 | 1.11 | N | South | FC
DUANE_1_PL1X3 | Bay Area | DONALD VON RAESFELD POWER PROJECT | 147.8 | 147.8 | 147.8 | 147.8 | 143.5 | 143.5 | 143.5 | 143.5 | 143.5 | 147.8 | 147.8 | 147.8 | Y | North | FC
DUTCH1_7_UNIT 1 | Sierra | DUTCH FLAT 1 PH | 17.6 | 17.6 | 6.8 | 16.8 | 15.2 | 17.2 | 19.28 | 20.78 | 12.8 | 9.6 | 17.6 | 20.2 | Y | North | FC
DUTCH2_7_UNIT 1 | Sierra | DUTCH FLAT 2 PH | 5.2 | 16 | 17.2 | 5.6 | 5.6 | 5.6 | 16 | 16.76 | 0 | 0 | 2.8 | 5.6 | Y | North | FC
DVLCYN_1_UNITS | LA Basin | DEVIL CANYON HYDRO UNITS 1-4 AGGREGATE | 146.91 | 82.76 | 106.43 | 145.35 | 134.52 | 146.86 | 134.22 | 140.09 | 155.63 | 143.16 | 146.49 | 132.7 | Y | South | FC
DYERSM_6_DSWWD1 | CAISO System | Dyer Summit Wind Repower | 14.71 | 15.78 | 14.08 | 14.87 | 15.39 | 11.35 | 10.09 | 9.48 | 9.73 | 8.16 | 10.3 | 13.17 | N | North | FC
EASTWD_7_UNIT | Big Creek-Ventura | EASTWOOD PUMP-GEN | 199 | 199 | 199 | 199 | 199 | 199 | 199 | 199 | 199 | 199 | 199 | 199 | Y | South | FC
EDMONS_2_NSPIN | Big Creek-Ventura | EDMONS_2_NSPIN | 236 | 236 | 236 | 236 | 236 | 236 | 236 | 236 | 236 | 236 | 236 | 236 | Y | South | FC
EDWARD_2_E21SB1 | CAISO System | EdSan 2 Edwards 1A | 71.29 | 73.62 | 74.16 | 75.26 | 77.39 | 84.13 | 85.3 | 83.08 | 81.42 | 77.56 | 75.53 | 73.1 | Y | South | ID | 100% | Hybrid - C10 - Waiting for Tehachapi cRAS and possibly other - PV 130.0 MW and ESS 71.0 MW
EDWARD_2_E23SB1 | CAISO System | EdSan 2 Edwards 3 | 6.08 | 6.61 | 6.72 | 6.93 | 7.37 | 8.81 | 9.08 | 8.63 | 8.33 | 7.52 | 7.12 | 6.63 | Y | South | ID | 100% | C10 - Waiting for Tehachapi cRAS
EDWARD_2_ES2BT3 | CAISO System | EdSan 2 | 66.26 | 68.35 | 68.83 | 69.84 | 71.76 | 77.84 | 78.89 | 76.88 | 75.37 | 71.88 | 70.05 | 67.86 | Y | South | ID | 100% | Hybrid - C10 - Waiting for Tehachapi cRAS and possibly other - PV 118.0 MW and ESS 66.0 MW
EDWARD_2_ESSSB1 | CAISO System | Sanborn Solar 2 Edwards 5 | 0.46 | 3.48 | 48.46 | 49.03 | 50.07 | 53.33 | 53.87 | 52.76 | 51.89 | 50 | 48.97 | 47.76 | Y | South | ID | 98.19% | Waiting for Tehachapi CRAS. Partial deliverability available for 47 MW battery and 68 MW solar.
EDWARD_2_ESSSB2 | CAISO System | Sanborn Solar 2 | 0.53 | 3.96 | 25.7 | 26.87 | 29.36 | 37.61 | 39.17 | 36.65 | 34.94 | 30.34 | 28.15 | 25.38 | Y | South | ID | 91.02% | Waiting for Tehachapi CRAS. Partial deliverability available for 21.5 MW battery and 132 MW solar.
EEKTMN_6_SOLAR1 | Fresno | EE K Solar 1 | 0 | 0 | 0 | 0 | 0 | 0 | 0 | 0 | 0 | 0 | 0 | 0 | N | North | EO
ELCAJN_6_EB1BT1 | San Diego-IV | Eastern BESS 1 | 7.5 | 7.5 | 7.5 | 7.5 | 7.5 | 7.5 | 7.5 | 7.5 | 7.5 | 7.5 | 7.5 | 7.5 | Y | South | FC
ELCAJN_6_LM6K | San Diego-IV | El Cajon Energy Center | 48.1 | 48.1 | 48.1 | 48.1 | 48.1 | 48.1 | 48.1 | 48.1 | 48.1 | 48.1 | 48.1 | 48.1 | Y | South | FC
ELCAJN_6_UNITA1 | San Diego-IV | Cuyamaca Peak Energy Plant | 45.42 | 45.42 | 45.42 | 45.42 | 45.42 | 45.42 | 45.42 | 45.42 | 45.42 | 45.42 | 45.42 | 45.42 | Y | South | FC
ELCAP_1_SOLAR | Fresno | 2097 Helton | 0 | 0 | 0 | 0 | 0 | 0 | 0 | 0 | 0 | 0 | 0 | 0 | N | North | EO
ELDORO_7_UNIT 1 | Sierra | El Dorado Unit 1 | 2.28 | 3.32 | 2.76 | 5.08 | 7.4 | 4.29 | 4.39 | 4.1 | 5.44 | 0.14 | 0 | 0 | N | North | FC
ELDORO_7_UNIT 2 | Sierra | El Dorado Unit 2 | 4.82 | 3.61 | 1.16 | 4.93 | 7.78 | 4.33 | 2.04 | 5.19 | 3.49 | 0.14 | 0 | 0 | N | North | FC
ELECTR_7_PL1X3 | CAISO System | ELECTRA PH UNIT 1 & 2 AGGREGATE | 49.6 | 48 | 50.76 | 25.4 | 48.6 | 55.9 | 50.88 | 61.83 | 63.68 | 50.9 | 52.8 | 55.6 | Y | North | FC
ELKCRK_6_STONYG | CAISO System | STONEY GORGE HYDRO AGGREGATE | 1.8 | 2.4 | 2.7 | 2.2 | 1.6 | 1.7 | 2.2 | 2 | 1.4 | 0.4 | 0.1 | 0.9 | Y | North | FC
ELKHIL_2_PL1X3 | CAISO System | ELK HILLS COMBINED CYCLE (AGGREGATE) | 400 | 400 | 400 | 400 | 400 | 400 | 400 | 400 | 400 | 400 | 400 | 400 | Y | North | FC
ELKHRN_1_EESX3 | Bay Area | Elkhorn Energy Storage | 182.5 | 182.5 | 182.5 | 182.5 | 182.5 | 182.5 | 182.5 | 182.5 | 182.5 | 182.5 | 182.5 | 182.5 | Y | North | FC
ELLIOT_6_ELIBT1 | San Diego-IV | Elliott Energy Storage |  |  |  | 9.75 | 9.75 | 9.75 | 9.75 | 9.75 | 9.75 | 9.75 | 9.75 | 9.75 | Y | South | FC
ELLIS_2_QF | LA Basin | ELLIS QFS | 2.08 | 2.23 | 1.7 | 1.97 | 1.92 | 2.2 | 1.6 | 0.76 | 1 | 1 | 1.01 | 0.98 | N | South | FC
ELSEGN_2_UN1011 | LA Basin | El Segundo Energy Center 5/6 | 274.31 | 274.31 | 274.31 | 274.31 | 274.31 | 274.31 | 274.31 | 274.31 | 274.31 | 274.31 | 274.31 | 274.31 | Y | South | FC
ELSEGN_2_UN2021 | LA Basin | El Segundo Energy Center 7/8 | 271.74 | 271.74 | 271.74 | 271.74 | 271.74 | 271.74 | 271.74 | 271.74 | 271.74 | 271.74 | 271.74 | 271.74 | Y | South | FC
ENERSJ_2_WIND | San Diego-IV | ESJ Wind Energy | 26.68 | 28.38 | 24.93 | 23.89 | 25.4 | 23.28 | 21.63 | 16.44 | 16.98 | 15.75 | 21.23 | 25.72 | N | South | FC
ENERSJ_5_ESJWD2 | San Diego-IV | Energia Sierra Juarez Wind 2 | 18.55 | 19.73 | 17.34 | 16.61 | 17.66 | 16.19 | 15.04 | 11.43 | 11.81 | 10.95 | 14.76 | 17.88 | N | South | FC
ENWIND_2_WIND1 | CAISO System | Cameron Ridge | 8.32 | 8.85 | 7.78 | 7.45 | 7.92 | 7.26 | 6.75 | 5.13 | 5.3 | 4.91 | 6.62 | 8.02 | N | South | FC
ENWIND_2_WIND2 | CAISO System | Ridgetop I | 6.76 | 7.19 | 6.31 | 6.05 | 6.43 | 5.9 | 5.48 | 4.16 | 4.3 | 3.99 | 5.38 | 6.51 | N | South | FC
ESCNDO_6_EB1BT1 | San Diego-IV | Escondido BESS 1 | 10 | 10 | 10 | 10 | 10 | 10 | 10 | 10 | 10 | 10 | 10 | 10 | Y | South | FC
ESCNDO_6_EB2BT2 | San Diego-IV | Escondido BESS 2 | 10 | 10 | 10 | 10 | 10 | 10 | 10 | 10 | 10 | 10 | 10 | 10 | Y | South | FC
ESCNDO_6_EB3BT3 | San Diego-IV | Escondido BESS 3 | 10 | 10 | 10 | 10 | 10 | 10 | 10 | 10 | 10 | 10 | 10 | 10 | Y | South | FC
ESCNDO_6_PL1X2 | San Diego-IV | MMC Escondido Aggregate | 48.71 | 48.71 | 48.71 | 48.71 | 48.71 | 48.71 | 48.71 | 48.71 | 48.71 | 48.71 | 48.71 | 48.71 | Y | South | FC
ESCNDO_6_UNITB1 | San Diego-IV | CalPeak Power Enterprise Unit 1 | 48.04 | 48.04 | 48.04 | 48.04 | 48.04 | 48.04 | 48.04 | 48.04 | 48.04 | 48.04 | 48.04 | 48.04 | Y | South | FC
ESCO_6_GLMQF | San Diego-IV | Goal Line Cogen | 49.9 | 49.9 | 49.9 | 49.9 | 49.9 | 49.9 | 49.9 | 49.9 | 49.9 | 49.9 | 49.9 | 49.9 | Y | South | FC
ESNHWR_2_WC1BT1 | LA Basin | Wildcat I BESS | 1.5 | 1.5 | 1.5 | 1.5 | 1.5 | 1.5 | 1.5 | 1.5 | 1.5 | 1.5 | 1.5 | 1.5 | Y | South | ID | 100% | Waiting for confirmation of Queue/WDAT number.
ESQUON_6_LNDFIL | CAISO System | Neal Road Landfill Generating Facility | 0 | 0 | 0 | 0 | 0 | 0 | 0 | 0 | 0 | 0 | 0 | 0 | N | North | EO
ESTWND_2_OPPWD1 | CAISO System | Oasis Power Plant Eastwind | 10.1 | 10.74 | 9.44 | 9.04 | 9.61 | 8.81 | 8.19 | 6.22 | 6.43 | 5.96 | 8.03 | 9.73 | N | South | FC
ETIWND_2_CHMPNE | LA Basin | Champagne | 0 | 0 | 0 | 0 | 0 | 0 | 0 | 0 | 0 | 0 | 0 | 0 | N | South | EO
ETIWND_2_FONTNA | LA Basin | FONTANALYTLE CREEK POWERHOUSE P | 0.94 | 1.02 | 0.53 | 0.78 | 0.78 | 0.57 | 0.5 | 0.38 | 0.42 | 0.46 | 0.59 | 0.57 | N | South | FC
ETIWND_2_SOLAR1 | LA Basin | Dedeaux Ontario | 0 | 0.03 | 0.04 | 0.04 | 0.06 | 0.13 | 0.14 | 0.12 | 0.11 | 0.07 | 0.06 | 0.04 | N | South | FC
ETIWND_2_SOLAR2 | LA Basin | Rochester | 0 | 0 | 0 | 0 | 0 | 0 | 0 | 0 | 0 | 0 | 0 | 0 | N | South | EO
ETIWND_2_SOLAR5 | LA Basin | Dulles | 0 | 0 | 0 | 0 | 0 | 0 | 0 | 0 | 0 | 0 | 0 | 0 | N | South | EO
ETIWND_2_UNIT1 | LA Basin | ETIWND_2_UNIT1 | 33.6 | 33.6 | 33.6 | 33.6 | 33.6 | 33.6 | 33.6 | 33.6 | 33.6 | 33.6 | 33.6 | 33.6 | Y | South | FC
ETIWND_6_GRPLND | LA Basin | Grapeland Peaker | 45.64 | 45.64 | 45.64 | 45.64 | 45.64 | 45.64 | 45.64 | 45.64 | 45.64 | 45.64 | 45.64 | 45.64 | Y | South | FC
ETIWND_6_MWDETI | LA Basin | ETIWANDA RECOVERY HYDRO | 1.21 | 2.98 | 0 | 0 | 0 | 0 | 0 | 0 | 0 | 0 | 0 | 0 | N | South | FC
EXCHEC_7_UNIT 1 | Fresno | EXCHEQUER HYDRO | 94.5 | 94.5 | 94.5 | 94.5 | 94.5 | 94.5 | 94.5 | 94.5 | 94.5 | 94.5 | 94.5 | 94.5 | Y | North | FC
EXCLSG_1_SOLAR | Fresno | Excelsior Solar | 0.24 | 1.8 | 2.1 | 2.64 | 3.84 | 7.86 | 8.64 | 7.44 | 6.66 | 4.44 | 3.42 | 2.1 | N | North | FC
FALBRK_6_FESBT1 | San Diego-IV | Fallbrook Energy Storage | 40 | 40 | 40 | 40 | 40 | 40 | 40 | 40 | 40 | 40 | 40 | 40 | Y | South | FC
FELLOW_7_QFUNTS | CAISO System | Fellow QF Aggregate | 2.44 | 2.39 | 2.43 | 2.42 | 2.73 | 2.7 | 2.58 | 2.6 | 2.76 | 2.82 | 2.78 | 2.82 | N | North | FC
FIFTHS_2_FSSBT | CAISO System | Fifth Standard Battery | 137 | 137 | 137 | 137 | 137 | 137 | 137 | 137 | 137 | 137 | 137 | 137 | Y | North | FC |  | Co-located with FIFTHS_2_FSSR1
FIFTHS_2_FSSR1 | CAISO System | Fifth Standard Solar |  |  |  |  | 1.47 | 3.03 | 3.27 | 2.7 | 2.23 | 1.3 | 0.75 | 0.13 | N | North | PD | 25% | Co-located with FIFTHS_2_FSSBT.
FLOWD2_2_FPLWND | CAISO System | DIABLO WINDS | 5.91 | 6.34 | 5.66 | 5.98 | 6.18 | 4.56 | 4.06 | 3.81 | 3.91 | 3.28 | 4.14 | 5.29 | N | North | FC
FLOWD_2_RT2WD2 | CAISO System | Ridgetop 2 | 4.84 | 5.15 | 4.52 | 4.33 | 4.61 | 4.22 | 3.92 | 2.98 | 3.08 | 2.86 | 3.85 | 4.66 | N | South | FC
FLOWD_2_WIND1 | CAISO System | Cameron Ridge 2 | 2.1 | 2.24 | 1.97 | 1.88 | 2 | 1.83 | 1.7 | 1.3 | 1.34 | 1.24 | 1.67 | 2.03 | N | South | FC
FMEADO_6_HELLHL | Sierra | FMEADO_6_HELLHL | 0.21 | 0.21 | 0.28 | 0.39 | 0.12 | 0.47 | 0.44 | 0.4 | 0.24 | 0.23 | 0.21 | 0.19 | N | North | FC
FMEADO_7_UNIT | Sierra | FRENCH MEADOWS HYDRO | 16 | 16 | 16 | 16 | 16 | 16 | 16 | 16 | 16 | 16 | 16 | 16 | Y | North | FC
FORBST_7_UNIT 1 | Sierra | FORBESTOWN HYDRO | 37.5 | 37.5 | 37.5 | 37.5 | 37.5 | 37.5 | 37.5 | 37.5 | 37.5 | 37.5 | 37.5 | 37.5 | Y | North | FC
FORKBU_6_UNIT | CAISO System | Forks of Butte Hydro | 6.93 | 7.31 | 7.08 | 9.2 | 7.35 | 9.85 | 9.84 | 9.07 | 8.26 | 6.19 | 6.63 | 6.37 | N | North | FC
FRESHW_1_SOLAR1 | Fresno | Corcoran 3 | 0 | 0 | 0 | 0 | 0 | 0 | 0 | 0 | 0 | 0 | 0 | 0 | N | North | EO
FRIANT_6_UNITS | Fresno | FRIANT DAM | 3.74 | 2.68 | 1.36 | 1.72 | 3.8 | 7.65 | 7.09 | 4.13 | 2.57 | 2.31 | 0.59 | 1.67 | N | North | FC
FRNTBW_6_SOLAR1 | CAISO System | Frontier Solar | 0.08 | 0.6 | 0.7 | 0.88 | 1.28 | 2.62 | 2.88 | 2.48 | 2.22 | 1.48 | 1.14 | 0.7 | N | North | FC
FROGTN_1_UTICAA | Stockton | Angels Powerhouse | 0.8 | 0.72 | 0.72 | 0.64 | 0.46 | 0.31 | 0.3 | 0.23 | 0.34 | 0.43 | 0 | 0.72 | N | North | FC
FROGTN_1_UTICAM | Stockton | Murphys Powerhouse | 1.66 | 1.56 | 1.58 | 1.45 | 1.36 | 1.27 | 1.24 | 1.26 | 1.25 | 1.26 | 0 | 1.45 | N | North | FC
FTSWRD_6_TRFORK | Humboldt | Three Forks Water Power Project | 0.57 | 0.5 | 0.29 | 0.53 | 0.54 | 0.3 | 0.22 | 0.11 | 0.16 | 0.09 | 0.14 | 0.17 | N | North | PD | 80.00%
FTSWRD_7_QFUNTS | Humboldt | FTSWRD_7_QFUNTS | 0 | 0 | 0 | 0 | 0 | 0 | 0 | 0 | 0 | 0 | 0 | 0 | N | North | FC
FULTON_1_QF | NCNB | SMALL QF AGGREGATION - ZENIA | 0.12 | 0.11 | 0.1 | 0.11 | 0.1 | 0.07 | 0.04 | 0.02 | 0.03 | 0.04 | 0.06 | 0.07 | N | North | FC
GALE_1_SR3SR3 | CAISO System | Sunray 3 | 0.06 | 0.41 | 0.48 | 0.61 | 0.88 | 1.81 | 1.99 | 1.71 | 1.53 | 1.02 | 0.79 | 0.48 | N | South | FC
GANSO_1_WSTBM1 | CAISO System | Weststar Dairy Biogas | 0 | 0 | 0 | 0 | 0 | 0 | 0 | 0 | 0 | 0 | 0 | 0 | N | North | EO
GARLND_2_GARBT1 | CAISO System | Garland B BESS | 88 | 88 | 88 | 88 | 88 | 88 | 88 | 88 | 88 | 88 | 88 | 88 | Y | South | FC |  | Co-located with GARLND_2_GASLR, GARLND_2_GASLRA
GARLND_2_GASLR | CAISO System | Garland B | 0.44 | 3.74 | 4.45 | 5.65 | 8.57 | 18.55 | 20.6 | 17.44 | 14.87 | 9.23 | 6.4 | 3.28 | N | South | FC |  | Co-located with GARLND_2_GARBT1, GARLND_2_GASLRA
GARLND_2_GASLRA | CAISO System | Garland A | 0.08 | 0.6 | 0.7 | 0.88 | 1.28 | 2.62 | 2.88 | 2.48 | 2.22 | 1.48 | 1.14 | 0.7 | N | South | FC |  | Co-located with GARLND_2_GARBT1, GARLND_2_GASLR
GARNET_1_SOLAR | LA Basin | North Palm Springs 4A | 0 | 0 | 0 | 0 | 0 | 0 | 0 | 0 | 0 | 0 | 0 | 0 | N | South | EO
GARNET_1_SOLAR2 | LA Basin | Garnet Solar Power Generation Station 1 | 0.02 | 0.12 | 0.14 | 0.18 | 0.26 | 0.52 | 0.58 | 0.5 | 0.44 | 0.3 | 0.23 | 0.14 | N | South | FC
GARNET_1_WIND | LA Basin | GARNET WIND ENERGY CENTER | 1.15 | 1.22 | 1.07 | 1.03 | 1.09 | 1 | 0.93 | 0.71 | 0.73 | 0.68 | 0.91 | 1.11 | N | South | FC
GARNET_1_WINDS | LA Basin | Garnet Winds Aggregation | 3.98 | 4.23 | 3.72 | 3.56 | 3.79 | 3.47 | 3.22 | 2.45 | 2.53 | 2.35 | 3.16 | 3.83 | N | South | FC
GARNET_1_WT3WND | LA Basin | Wagner Wind | 0 | 0 | 0 | 0 | 0 | 0 | 0 | 0 | 0 | 0 | 0 | 0 | N | South | EO
GARNET_2_COAWD2 | LA Basin | Coachella 2 | 1.91 | 2.03 | 1.78 | 1.71 | 1.82 | 1.67 | 1.55 | 1.18 | 1.21 | 1.13 | 1.52 | 1.84 | N | South | FC
GARNET_2_HYDRO | LA Basin | Whitewater Hydro | 0.07 | 0 | 0 | 0 | 0 | 0 | 0 | 0 | 0.08 | 0.27 | 0.24 | 0.54 | N | South | FC
GARNET_2_WIND1 | LA Basin | Phoenix | 1.98 | 2.1 | 1.85 | 1.77 | 1.88 | 1.73 | 1.6 | 1.22 | 1.26 | 1.17 | 1.57 | 1.91 | N | South | FC
GARNET_2_WIND2 | LA Basin | Karen Avenue Wind Farm | 2.07 | 2.2 | 1.93 | 1.85 | 1.97 | 1.8 | 1.68 | 1.27 | 1.32 | 1.22 | 1.64 | 1.99 | N | South | FC
GARNET_2_WIND3 | LA Basin | San Gorgonio East | 2.23 | 2.37 | 2.08 | 1.99 | 2.12 | 1.94 | 1.81 | 1.37 | 1.42 | 1.31 | 1.77 | 2.15 | N | South | FC
GARNET_2_WIND4 | LA Basin | Windustries | 1.73 | 1.84 | 1.62 | 1.55 | 1.65 | 1.51 | 1.4 | 1.07 | 1.1 | 1.02 | 1.38 | 1.67 | N | South | FC
GARNET_2_WIND5 | LA Basin | Eastwind | 0.53 | 0.56 | 0.5 | 0.47 | 0.5 | 0.46 | 0.43 | 0.33 | 0.34 | 0.31 | 0.42 | 0.51 | N | South | FC
GASKW1_2_GW1SR1 | CAISO System | Gaskell West 1 | 0.08 | 0.6 | 0.7 | 0.88 | 1.28 | 2.62 | 2.88 | 2.48 | 2.22 | 1.48 | 1.14 | 0.7 | N | South | FC
GASKW1_2_GW2BT1 | CAISO System | Gaskell West 2 BESS | 20 | 20 | 20 | 20 | 20 | 20 | 20 | 20 | 20 | 20 | 20 | 20 | Y | South | ID | 100% | Waiting for the Whirlwind and Tehachapi CRAS. Co-located with GASKW1_2_GW2SR1, GASKW1_2_GW2SR2
GASKW1_2_GW2SR1 | CAISO System | Gaskell West 2a | 0.04 | 0.35 | 0.42 | 0.56 | 0.83 | 1.71 | 1.86 | 1.58 | 1.37 | 0.88 | 0.62 | 0.31 | N | South | ID | 100% | Waiting for the Whirlwind and Tehachapi CRAS. Co-located with GASKW1_2_GW2SR2, GASKW1_2_GW2BT1
GASKW1_2_GW2SR2 | CAISO System | Gaskell West 2b | 0.07 | 0.64 | 0.76 | 1.01 | 1.51 | 3.09 | 3.37 | 2.86 | 2.49 | 1.59 | 1.13 | 0.57 | N | South | ID | 100% | Waiting for the Whirlwind and Tehachapi CRAS. Co-located with GASKW1_2_GW2SR1, GASKW1_2_GW2BT1
GASKW1_2_GW3SR1 | CAISO System | Gaskell West 3 | 0.08 | 0.6 | 0.7 | 0.88 | 1.28 | 2.62 | 2.88 | 2.48 | 2.22 | 1.48 | 1.14 | 0.7 | N | South | ID | 100% | Waiting for the Whirlwind and Tehachapi CRAS
GASKW1_2_GW4SR1 | CAISO System | Gaskell West 4 | 0.08 | 0.6 | 0.7 | 0.88 | 1.28 | 2.62 | 2.88 | 2.48 | 2.22 | 1.48 | 1.14 | 0.7 | N | South | ID | 100% | Waiting for the Whirlwind and Tehachapi CRAS
GASKW1_2_GW5SR1 | CAISO System | Gaskell West 5 | 0.08 | 0.6 | 0.7 | 0.88 | 1.28 | 2.62 | 2.88 | 2.48 | 2.22 | 1.48 | 1.14 | 0.7 | N | South | ID | 100% | Waiting for the Whirlwind and Tehachapi CRAS
GATES_2_SOLAR | CAISO System | Gates Solar Station | 0.08 | 0.6 | 0.7 | 0.88 | 1.28 | 2.62 | 2.88 | 2.48 | 2.22 | 1.48 | 1.14 | 0.7 | N | North | FC
GATES_2_WSOLAR | CAISO System | West Gates Solar Station | 0.04 | 0.3 | 0.35 | 0.44 | 0.64 | 1.31 | 1.44 | 1.24 | 1.11 | 0.74 | 0.57 | 0.35 | N | North | FC
GATEWY_2_GESBT1 | San Diego-IV | Gateway Energy Storage | 175 | 175 | 175 | 175 | 175 | 175 | 175 | 175 | 175 | 175 | 175 | 175 | Y | South | FC
GATWAY_2_PL1X3 | Bay Area | GATEWAY GENERATING STATION | 546 | 548 | 545 | 531 | 519 | 504 | 494 | 500 | 504 | 519 | 538 | 546 | Y | North | FC
GENESI_2_STG | CAISO System | Genesis Station | 0.3 | 4.48 | 6.12 | 8.53 | 12.8 | 26.02 | 28.21 | 23.89 | 20.48 | 12.88 | 8.4 | 2.46 | N | South | FC |  | Co-located with BLKCRK_2_SOLAR1, BLKCRK_2_GMCBT1
GEYS11_7_UNIT11 | NCNB | GEYSERS UNIT 11 (HEALDSBURG) | 68 | 68 | 68 | 68 | 68 | 68 | 68 | 68 | 68 | 68 | 68 | 68 | Y | North | FC
GEYS12_7_UNIT12 | NCNB | GEYSERS UNIT 12 (HEALDSBURG) | 50 | 50 | 50 | 50 | 50 | 50 | 50 | 50 | 50 | 50 | 50 | 50 | Y | North | FC
GEYS13_7_UNIT13 | NCNB | GEYSERS UNIT 13 (HEALDSBURG) | 56 | 56 | 56 | 56 | 56 | 56 | 56 | 56 | 56 | 56 | 56 | 56 | Y | North | FC
GEYS14_7_UNIT14 | NCNB | GEYSERS UNIT 14 (HEALDSBURG) | 70 | 70 | 70 | 70 | 70 | 70 | 70 | 70 | 70 | 70 | 70 | 70 | Y | North | FC
GEYS16_7_UNIT16 | NCNB | GEYSERS UNIT 16 (HEALDSBURG) | 63 | 63 | 63 | 63 | 63 | 63 | 63 | 63 | 63 | 63 | 63 | 63 | Y | North | FC
GEYS17_7_UNIT17 | NCNB | GEYSERS UNIT 17 (HEALDSBURG) | 75.5 | 75.5 | 75.5 | 75.5 | 75.5 | 75.5 | 75.5 | 75.5 | 75.5 | 75.5 | 75.5 | 75.5 | Y | North | FC
GEYS18_7_UNIT18 | NCNB | GEYSERS UNIT 18 (HEALDSBURG) | 72 | 72 | 72 | 72 | 72 | 72 | 72 | 72 | 72 | 72 | 72 | 72 | Y | North | FC
GEYS20_7_UNIT20 | NCNB | GEYSERS UNIT 20 (HEALDSBURG) | 50 | 50 | 50 | 50 | 50 | 50 | 50 | 50 | 50 | 50 | 50 | 50 | Y | North | FC
GIFENS_6_BUGSL1 | Fresno | Burford Giffen | 0.08 | 0.6 | 0.7 | 0.88 | 1.28 | 2.62 | 2.88 | 2.48 | 2.22 | 1.48 | 1.14 | 0.7 | N | North | FC
GIFFEN_6_SOLAR | Fresno | Giffen Solar Station | 0.04 | 0.3 | 0.35 | 0.44 | 0.64 | 1.31 | 1.44 | 1.24 | 1.11 | 0.74 | 0.57 | 0.35 | N | North | FC
GIFFEN_6_SOLAR1 | Fresno | Aspiration Solar G | 0 | 0 | 0 | 0 | 0 | 0 | 0 | 0 | 0 | 0 | 0 | 0 | N | North | EO
GILROY_1_UNIT | Bay Area | GILROY COGEN AGGREGATE | 120 | 120 | 120 | 120 | 115 | 115 | 115 | 115 | 115 | 120 | 120 | 120 | Y | North | FC
GILRPP_1_PL1X2 | Bay Area | GILROY ENERGY CENTER UNITS 1&2 AGGREGATE | 95.2 | 95.2 | 95.2 | 95.2 | 95.2 | 95.2 | 95.2 | 95.2 | 95.2 | 95.2 | 95.2 | 95.2 | Y | North | FC
GILRPP_1_PL3X4 | Bay Area | GILROY ENERGY CENTER, UNIT #3 | 46.2 | 46.2 | 46.2 | 46.2 | 46.2 | 46.2 | 46.2 | 46.2 | 46.2 | 46.2 | 46.2 | 46.2 | Y | North | FC
GLDFGR_6_SOLAR1 | Big Creek-Ventura | Portal Ridge B | 0.08 | 0.6 | 0.7 | 0.88 | 1.28 | 2.62 | 2.88 | 2.48 | 2.22 | 1.48 | 1.14 | 0.7 | N | South | FC
GLDFGR_6_SOLAR2 | Big Creek-Ventura | Portal Ridge C | 0.05 | 0.34 | 0.4 | 0.5 | 0.73 | 1.49 | 1.64 | 1.41 | 1.27 | 0.84 | 0.65 | 0.4 | N | South | FC
GLDTWN_6_COLUM3 | CAISO System | Columbia 3 | 0.04 | 0.3 | 0.35 | 0.44 | 0.64 | 1.31 | 1.44 | 1.24 | 1.11 | 0.74 | 0.57 | 0.35 | N | South | FC
GLDTWN_6_SOLAR | CAISO System | Rio Grande | 0.02 | 0.15 | 0.18 | 0.22 | 0.32 | 0.66 | 0.72 | 0.62 | 0.56 | 0.37 | 0.29 | 0.18 | N | South | FC
GLNARM_2_UNIT 5 | LA Basin | Glenarm Turbine 5 | 65 | 65 | 65 | 65 | 65 | 65 | 65 | 65 | 65 | 65 | 65 | 65 | Y | South | PD | 65.00
GLNARM_7_UNIT 1 | LA Basin | GLEN ARM UNIT 1 | 22.13 | 22.13 | 22.13 | 22.13 | 22.13 | 22.13 | 22.13 | 22.13 | 22.13 | 22.13 | 22.13 | 22.13 | Y | South | FC
GLNARM_7_UNIT 2 | LA Basin | GLEN ARM UNIT 2 | 22.38 | 22.38 | 22.38 | 22.38 | 22.38 | 22.38 | 22.38 | 22.38 | 22.38 | 22.38 | 22.38 | 22.38 | Y | South | FC
GLNARM_7_UNIT 3 | LA Basin | GLEN ARM UNIT 3 | 44.83 | 44.83 | 44.83 | 44.83 | 44.83 | 44.83 | 44.83 | 44.83 | 44.83 | 44.83 | 44.83 | 44.83 | Y | South | FC
GLNARM_7_UNIT 4 | LA Basin | GLEN ARM UNIT 4 | 42.42 | 42.42 | 42.42 | 42.42 | 42.42 | 42.42 | 42.42 | 42.42 | 42.42 | 42.42 | 42.42 | 42.42 | Y | South | FC
GLOW_6_SOLAR | Big Creek-Ventura | Antelope Power Plant | 0 | 0 | 0 | 0 | 0 | 0 | 0 | 0 | 0 | 0 | 0 | 0 | N | South | EO
GOLETA_2_GE2BT3 | Big Creek-Ventura | Goleta Energy Storage |  | 40 | 40 | 40 | 40 | 40 | 40 | 40 | 40 | 40 | 40 | 40 | Y | South | FC
GOLETA_2_QF | Big Creek-Ventura | GOLETA QFS | 0.02 | 0.05 | 0.05 | 0.08 | 0.11 | 0.11 | 0.12 | 0.11 | 0.11 | 0.09 | 0.05 | 0.03 | N | South | FC
GOLETA_2_VALBT1 | Big Creek-Ventura | Vallecito Energy Storage | 10 | 10 | 10 | 10 | 10 | 10 | 10 | 10 | 10 | 10 | 10 | 10 | Y | South | FC
GOLETA_6_ELLWOD | Big Creek-Ventura | ELLWOOD ENERGY SUPPORT FACILITY | 54 | 54 | 54 | 54 | 54 | 54 | 54 | 54 | 54 | 54 | 54 | 54 | Y | South | FC
GOLETA_6_EXGEN | Big Creek-Ventura | EXXON COMPANY USA | 0 | 0 | 0 | 0 | 0 | 0 | 0 | 0 | 0 | 0 | 0 | 0 | N | South | FC
GONZLS_6_UNIT | CAISO System | Johnson Canyon Landfill | 1.42 | 1.41 | 1.42 | 1.36 | 1.39 | 1.41 | 1.41 | 1.41 | 1.34 | 1.42 | 1.42 | 1.42 | N | North | FC
GOOSLK_1_SOLAR1 | CAISO System | Goose Lake | 0.05 | 0.36 | 0.42 | 0.53 | 0.77 | 1.57 | 1.73 | 1.49 | 1.33 | 0.89 | 0.68 | 0.42 | N | North | FC
GRIDLY_6_SOLAR | Sierra | GRIDLEY MAIN TWO | 0 | 0 | 0 | 0 | 0 | 0 | 0 | 0 | 0 | 0 | 0 | 0 | N | North | EO
GRIZLY_1_UNIT 1 | Sierra | GRIZZLY HYDRO | 5.82 | 5.82 | 5.82 | 5.82 | 5.82 | 5.82 | 5.82 | 5.82 | 5.82 | 5.82 | 5.82 | 5.82 | Y | North | FC | 8.69 | Behind Rio Oso 230-115 kV transformer(s) constraint - Flow impact based reduction applied
GRNLF2_1_UNIT | Sierra | GREENLEAF II COGEN | 49.2 | 49.2 | 49.2 | 49.2 | 49.2 | 49.2 | 49.2 | 49.2 | 49.2 | 49.2 | 49.2 | 49.2 | Y | North | FC
GRNVLY_7_SCLAND | CAISO System | SANTA CRUZ LANDFILL GENERATING PLANT | 3.04 | 3.04 | 3.04 | 3.04 | 3.04 | 3.04 | 3.04 | 3.04 | 3.04 | 3.04 | 3.04 | 3.04 | N | North | FC
GRSCRK_6_BGCKWW | CAISO System | BIG CREEK WATER WORKS - CEDAR FLAT | 0.45 | 1.19 | 0.97 | 1.42 | 1.1 | 0.23 | 0 | 0 | 0 | 0 | 0 | 0.02 | N | North | FC
GRZZLY_1_BERKLY | Bay Area | Berkeley Cogeneration | 0.43 | 7.57 | 0.22 | 2.81 | 0.67 | 0.4 | 0.33 | 0.31 | 0 | 0 | 0 | 0 | N | North | FC
GUERNS_6_HD3BM3 | Fresno | Hanford Digester Genset 3 | 0 | 0 | 0 | 0 | 0 | 0 | 0 | 0 | 0 | 0 | 0 | 0 | Y | North | EO
GUERNS_6_SOLAR | Fresno | Guernsey Solar Station | 0.08 | 0.6 | 0.7 | 0.88 | 1.28 | 2.62 | 2.88 | 2.48 | 2.22 | 1.48 | 1.14 | 0.7 | N | North | FC
GUERNS_6_VH2BM1 | Fresno | Hanford Digester Genset 2 | 0 | 0 | 0 | 0 | 0 | 0 | 0 | 0 | 0 | 0 | 0 | 0 | Y | North | EO
GWFPWR_1_UNITS | Fresno | Hanford Peaker Plant | 98.46 | 98.46 | 98.46 | 98.46 | 98.46 | 98.46 | 98.46 | 98.46 | 98.46 | 98.46 | 98.46 | 98.46 | Y | North | FC
GYS5X6_7_UNITS | NCNB | GEYSERS UNITS 5 & 6 AGGREGATE | 85 | 85 | 85 | 85 | 85 | 85 | 85 | 85 | 85 | 85 | 85 | 85 | Y | North | FC
GYS7X8_7_UNITS | NCNB | GEYSERS UNITS 7 & 8 AGGREGATE | 95.8 | 95.8 | 95.8 | 95.8 | 95.8 | 95.8 | 95.8 | 95.8 | 95.8 | 95.8 | 95.8 | 95.8 | Y | North | FC
GYSRVL_7_WSPRNG | NCNB | Warm Springs Hydro | 0 | 0 | 0 | 0 | 0 | 0 | 0 | 0 | 0 | 0 | 0 | 0 | N | North | FC
HAASPH_7_PL1X2 | Fresno | HAAS PH UNIT 1 & 2 AGGREGATE | 115.2 | 115.2 | 115.2 | 115.2 | 118.2 | 139.2 | 144 | 144 | 129.6 | 129.6 | 57.6 | 115.2 | Y | North | FC
HALSEY_6_UNIT | Sierra | HALSEY HYDRO | 1.96 | 2.8 | 3.28 | 4.2 | 4.8 | 4.33 | 5.92 | 5.52 | 4.16 | 0 | 0 | 1.78 | Y | North | FC
HARBGN_7_UNITS | LA Basin | HARBOR COGEN COMBINED CYCLE | 100 | 100 | 100 | 100 | 100 | 100 | 100 | 100 | 100 | 100 | 100 | 100 | Y | South | FC
HARDWK_6_STWBM1 | Fresno | Still Water Ranch Dairy | 0 | 0 | 0 | 0 | 0 | 0 | 0 | 0 | 0 | 0 | 0 | 0 | Y | North | EO
HATCR1_7_UNIT | CAISO System | Hat Creek #1 | 4.13 | 3.65 | 3.51 | 2.72 | 2.47 | 2.63 | 2.58 | 2.42 | 2.31 | 2.75 | 2.84 | 3.33 | N | North | FC
HATCR2_7_UNIT | CAISO System | Hat Creek #2 | 3.98 | 4.81 | 4.19 | 2.97 | 2.87 | 3.04 | 2.81 | 2.61 | 2.26 | 2.76 | 1.49 | 1.07 | N | North | FC
HATLOS_6_BWDHY1 | CAISO System | Bidwell Ditch | 1.38 | 1.38 | 1.38 | 1.37 | 1.35 | 1.23 | 1.31 | 1.28 | 1.28 | 1.31 | 1.32 | 1.28 | N | North | FC
HATLOS_6_LSCRK | CAISO System | Lost Creek 1 & 2 Hydro Conversion | 0.98 | 0.97 | 0.97 | 0.96 | 0.94 | 0.85 | 0.9 | 0.87 | 0.87 | 0.88 | 0.9 | 0.87 | N | North | FC
HATRDG_2_WIND | CAISO System | Hatchet Ridge Wind Farm | 33.49 | 35.94 | 32.05 | 33.86 | 35.03 | 25.84 | 22.98 | 21.58 | 22.16 | 18.57 | 23.46 | 29.99 | N | North | FC
HAYPRS_6_HAYHD1 | Sierra | Haypress Lower | 1.85 | 1.97 | 1.39 | 2.33 | 2.4 | 1.6 | 1.31 | 1.21 | 1.1 | 0.83 | 0.89 | 0.85 | N | North | FC
HAYPRS_6_HAYHD2 | Sierra | Haypress Middle | 2.13 | 2.25 | 2.43 | 2.86 | 2.93 | 1.88 | 1.52 | 1.4 | 1.27 | 0.95 | 1.02 | 0.98 | N | North | FC
HELMPG_7_UNIT 1 | Fresno | HELMS PUMP-GEN UNIT 1 | 407 | 407 | 407 | 407 | 407 | 407 | 407 | 407 | 407 | 407 | 407 | 407 | Y | North | FC
HELMPG_7_UNIT 2 | Fresno | HELMS PUMP-GEN UNIT 2 | 407 | 407 | 407 | 407 | 407 | 407 | 407 | 407 | 407 | 407 | 407 | 407 | Y | North | FC
HELMPG_7_UNIT 3 | Fresno | HELMS PUMP-GEN UNIT 3 | 404 | 404 | 404 | 404 | 404 | 404 | 404 | 404 | 404 | 404 | 404 | 404 | Y | North | FC
HENRTA_6_HDEBT1 | Fresno | Henrietta D Energy Storage | 10 | 10 | 10 | 10 | 10 | 10 | 10 | 10 | 10 | 10 | 10 | 10 | Y | North | ID | 100% | 17DGD Waiting for Bellota-Warnerville 230 kV reconductoring, QC8RAS-08 RAS, Reconductor Los Banos-Padre Flat-Panoche 230 kV and many other
HENRTA_6_SOLAR1 | Fresno | Lemoore 1 | 0.01 | 0.05 | 0.05 | 0.07 | 0.1 | 0.2 | 0.22 | 0.19 | 0.17 | 0.11 | 0.09 | 0.05 | N | North | ID | 100% | 18DGD Waiting for Bellota-Warnerville 230 kV reconductoring, QC8RAS-08 RAS, Reconductor Los Banos-Padre Flat-Panoche 230 kV and many other
HENRTA_6_SOLAR2 | Fresno | Westside Solar Power PV1 | 0 | 0 | 0 | 0 | 0 | 0 | 0 | 0 | 0 | 0 | 0 | 0 | N | North | EO
HENRTA_6_UNITA1 | Fresno | GWF HENRIETTA PEAKER PLANT UNIT 1 | 49.98 | 49.98 | 49.98 | 49.98 | 49.98 | 49.98 | 49.98 | 49.98 | 49.98 | 49.98 | 49.98 | 49.98 | Y | North | FC
HENRTA_6_UNITA2 | Fresno | GWF HENRIETTA PEAKER PLANT UNIT 2 | 49.42 | 49.42 | 49.42 | 49.42 | 49.42 | 49.42 | 49.42 | 49.42 | 49.42 | 49.42 | 49.42 | 49.42 | Y | North | FC
HENRTS_1_SOLAR | Fresno | Henrietta Solar Project | 0.4 | 3 | 3.5 | 4.4 | 6.4 | 13.1 | 14.4 | 12.4 | 11.1 | 7.4 | 5.7 | 3.5 | N | North | FC
HERDLN_6_BYHSR1 | CAISO System | Byron Highway Solar | 0 | 0 | 0 | 0 | 0 | 0 | 0 | 0 | 0 | 0 | 0 | 0 | N | North | EO
HIDSRT_2_UNITS | CAISO System | HIGH DESERT POWER PROJECT AGGREGATE | 850 | 850 | 850 | 850 | 850 | 850 | 850 | 850 | 850 | 850 | 850 | 850 | Y | South | FC
HIGGNS_1_COMBIE | Sierra | Combie South | 0.88 | 0.68 | 0.53 | 0.76 | 0.65 | 0.24 | 0.12 | 0.01 | 0.04 | 0.04 | 0.67 | 0.78 | N | North | FC
HIGGNS_7_QFUNTS | Sierra | HIGGNS_7_QFUNTS | 0.11 | 0.03 | 0.02 | 0.11 | 0.21 | 0.24 | 0.24 | 0.24 | 0.23 | 0.1 | 0.05 | 0.08 | N | North | FC
HIGHDS_2_H5SBT1 | CAISO System | High 5 Solar BESS | 50 | 50 | 50 | 50 | 50 | 50 | 50 | 50 | 50 | 50 | 50 | 50 | Y | South | FC |  | Co-located with HIGHDS_2_H5SSR1
HIGHDS_2_H5SSR1 | CAISO System | High 5 Solar | 0.25 | 2.13 | 2.58 | 3.38 | 5.09 | 10.45 | 11.36 | 9.47 | 8.28 | 5.27 | 3.52 | 1.8 | N | South | FC |  | Co-located with HIGHDS_2_H5SBT1
HILAND_7_YOLOWD | NCNB | CLEAR LAKE UNIT 1 | 0 | 0 | 0 | 0 | 0 | 0 | 0 | 0 | 0 | 0 | 0 | 0 | N | North | EO
HINSON_6_LBECH1 | LA Basin | Long Beach Unit 1 | 63 | 63 | 63 | 63 | 63 | 63 | 63 | 63 | 63 | 63 | 63 | 63 | Y | South | FC
HINSON_6_LBECH2 | LA Basin | Long Beach Unit 2 | 63 | 63 | 63 | 63 | 63 | 63 | 63 | 63 | 63 | 63 | 63 | 63 | Y | South | FC
HINSON_6_LBECH3 | LA Basin | Long Beach Unit 3 | 63 | 63 | 63 | 63 | 63 | 63 | 63 | 63 | 63 | 63 | 63 | 63 | Y | South | FC
HINSON_6_LBECH4 | LA Basin | Long Beach Unit 4 | 63 | 63 | 63 | 63 | 63 | 63 | 63 | 63 | 63 | 63 | 63 | 63 | Y | South | FC
HINSON_6_SERRGN | LA Basin | Southeast Resource Recovery | 34 | 34 | 34 | 34 | 34 | 34 | 34 | 34 | 34 | 34 | 34 | 34 | Y | South | FC
HNTGBH_2_PL1X3 | LA Basin | Huntington Beach Energy | 673.8 | 673.8 | 673.8 | 673.8 | 673.8 | 673.8 | 673.8 | 673.8 | 673.8 | 673.8 | 673.8 | 673.8 | Y | South | FC
HNTGBH_7_UNIT 2 | LA Basin | HUNTINGTON BEACH GEN STA. UNIT 2 | 226.84 | 226.84 | 226.84 | 226.84 | 226.84 | 226.84 | 226.84 | 226.84 | 226.84 | 226.84 | 226.84 | 226.84 | Y | South | FC
HOLGAT_1_BORAX | CAISO System | U.S. Borax, Unit 1 | 17.17 | 15.12 | 13.09 | 4.87 | 7.33 | 13.88 | 12.08 | 11.68 | 13.9 | 14.74 | 15.84 | 14.94 | N | South | FC
HOLSTR_1_SOLAR | CAISO System | San Benito Smart Park | 0 | 0 | 0 | 0 | 0 | 0 | 0 | 0 | 0 | 0 | 0 | 0 | N | North | EO
HOLSTR_1_SOLAR2 | CAISO System | Hollister Solar | 0.01 | 0.05 | 0.05 | 0.07 | 0.1 | 0.2 | 0.22 | 0.19 | 0.17 | 0.11 | 0.09 | 0.05 | N | North | FC
HUMBPP_1_UNITS3 | Humboldt | Humboldt Bay Generating Station 3 | 65.08 | 65.08 | 65.08 | 65.08 | 65.08 | 65.08 | 65.08 | 65.08 | 65.08 | 65.08 | 65.08 | 65.08 | Y | North | FC
HUMBPP_6_UNITS | Humboldt | Humboldt Bay Generating Station 1 | 97.62 | 97.62 | 97.62 | 97.62 | 97.62 | 97.62 | 97.62 | 97.62 | 97.62 | 97.62 | 97.62 | 97.62 | Y | North | FC
HURON_6_SOLAR | Fresno | Huron Solar Station | 0.08 | 0.6 | 0.7 | 0.88 | 1.28 | 2.62 | 2.88 | 2.48 | 2.22 | 1.48 | 1.14 | 0.7 | N | North | FC
HYTTHM_2_UNITS | CAISO System | HYATT-THERMALITO PUMP-GEN (AGGREGATE) | 56.34 | 149.29 | 371.98 | 238.3 | 244.26 | 291.85 | 632.49 | 567.92 | 501.49 | 283.45 | 213.29 | 303.1 | Y | North | FC
IGNACO_1_QF | NCNB | SMALL QF AGGREGATION - VALLEJO/DINSMORE | 0.01 | 0.02 | 0.02 | 0.01 | 0.01 | 0.01 | 0.02 | 0.01 | 0.01 | 0.01 | 0.01 | 0.01 | N | North | FC
INDIGO_1_UNIT 1 | LA Basin | INDIGO PEAKER UNIT 1 | 45.3 | 45.3 | 45.3 | 45.3 | 45.3 | 45.3 | 45.3 | 45.3 | 45.3 | 45.3 | 45.3 | 45.3 | Y | South | FC
INDIGO_1_UNIT 2 | LA Basin | INDIGO PEAKER UNIT 2 | 45.3 | 45.3 | 45.3 | 45.3 | 45.3 | 45.3 | 45.3 | 45.3 | 45.3 | 45.3 | 45.3 | 45.3 | Y | South | FC
INDIGO_1_UNIT 3 | LA Basin | INDIGO PEAKER UNIT 3 | 45.3 | 45.3 | 45.3 | 45.3 | 45.3 | 45.3 | 45.3 | 45.3 | 45.3 | 45.3 | 45.3 | 45.3 | Y | South | FC
INDVLY_1_UNITS | NCNB | Indian Valley Hydro | 0 | 0 | 0.53 | 1.03 | 1.01 | 0.71 | 0.62 | 0.61 | 0.56 | 0.02 | 0 | 0 | N | North | FC
INTKEP_2_UNITS | CAISO System | CCSF Hetch_Hetchy Hydro Aggregate | 307 | 307 | 307 | 307 | 307 | 307 | 307 | 307 | 239 | 300 | 307 | 307 | Y | North | FC
INTTRB_6_UNIT | Fresno | International Turbine Research | 6.04 | 6.48 | 5.78 | 6.11 | 6.32 | 4.66 | 4.15 | 3.89 | 4 | 3.35 | 4.23 | 5.41 | N | North | FC
IVANPA_1_UNIT1 | CAISO System | Ivanpah 1 | 0.5 | 3.78 | 4.41 | 5.54 | 8.06 | 16.51 | 18.14 | 15.62 | 13.99 | 9.32 | 7.18 | 4.41 | N | South | FC
IVANPA_1_UNIT2 | CAISO System | Ivanpah 2 | 0.53 | 3.99 | 4.66 | 5.85 | 8.51 | 17.42 | 19.15 | 16.49 | 14.76 | 9.84 | 7.58 | 4.66 | N | South | FC
IVANPA_1_UNIT3 | CAISO System | Ivanpah 3 | 0.53 | 3.99 | 4.66 | 5.85 | 8.51 | 17.42 | 19.15 | 16.49 | 14.76 | 9.84 | 7.58 | 4.66 | N | South | FC
IVSLR2_2_SM2SR1 | San Diego-IV | Silver Ridge Mount Signal 2 | 0.6 | 4.5 | 5.25 | 6.6 | 9.6 | 19.65 | 21.6 | 18.6 | 16.65 | 11.1 | 8.55 | 5.25 | N | South | FC
IVSLRP_2_SOLAR1 | San Diego-IV | Silver Ridge Mount Signal | 0.8 | 6 | 7 | 8.8 | 12.8 | 26.2 | 28.8 | 24.8 | 22.2 | 14.8 | 11.4 | 7 | N | South | FC
IVWEST_2_SOLAR1 | San Diego-IV | Imperial Valley West ( Q # 608) | 0.6 | 4.5 | 5.25 | 6.6 | 9.6 | 19.65 | 21.6 | 18.6 | 16.65 | 11.1 | 8.55 | 5.25 | N | South | FC
JACMSR_1_JACSR1 | San Diego-IV | Jacumba Solar Farm | 0.08 | 0.6 | 0.7 | 0.88 | 1.28 | 2.62 | 2.88 | 2.48 | 2.22 | 1.48 | 1.14 | 0.7 | N | South | FC
JAVASR_1_JAVSR1 | Fresno | Java Solar | 0.05 | 0.41 | 0.47 | 0.59 | 0.86 | 1.77 | 1.94 | 1.67 | 1.5 | 1 | 0.77 | 0.47 | N | North | ID | 100% | C6 - Waiting for Bellota-Warnerville 230 kV reconductoring and possibly other.
JAWBNE_2_NSRWND | CAISO System | North Sky River Wind Project | 28.27 | 30.07 | 26.42 | 25.31 | 26.92 | 24.67 | 22.92 | 17.42 | 17.99 | 16.69 | 22.5 | 27.25 | N | South | FC
JAWBNE_2_SRWND | CAISO System | Sky River Wind Repower A | 5.301 | 5.638 | 4.9539 | 4.7462 | 5.0468 | 4.626 | 4.298 | 3.2658 | 3.3736 | 3.1297 | 4.2178 | 5.1092 | N | South | FC
JAWBNE_2_SRWWD2 | CAISO System | Sky River Wind Repower B | 5.34 | 5.68 | 4.99 | 4.78 | 5.08 | 4.66 | 4.33 | 3.29 | 3.4 | 3.15 | 4.25 | 5.14 | N | South | FC
JAYNE_6_WLSLR | Fresno | Westlands Solar Farm PV 1 | 0.07 | 0.54 | 0.63 | 0.79 | 1.15 | 2.36 | 2.59 | 2.23 | 2 | 1.33 | 1.03 | 0.63 | N | North | ID | 100% | 24TPD - Waiting for Manning and many other projects.
JOANEC_2_ST3BT3 | LA Basin | Santa Ana Storage 3 | 40 | 40 | 40 | 40 | 40 | 40 | 40 | 40 | 40 | 40 | 40 | 40 | Y | South | FC
JOANEC_2_STABT1 | LA Basin | Santa Ana Storage 1 | 20 | 20 | 20 | 20 | 20 | 20 | 20 | 20 | 20 | 20 | 20 | 20 | Y | South | FC
JOANEC_2_STABT2 | LA Basin | Santa Ana Storage 2 | 20 | 20 | 20 | 20 | 20 | 20 | 20 | 20 | 20 | 20 | 20 | 20 | Y | South | FC
JOHANN_2_JOSBT1 | LA Basin | Johanna Storage 1 | 10 | 10 | 10 | 10 | 10 | 10 | 10 | 10 | 10 | 10 | 10 | 10 | Y | South | FC
JOHANN_2_JOSBT2 | LA Basin | Johanna Storage 2 | 10 | 10 | 10 | 10 | 10 | 10 | 10 | 10 | 10 | 10 | 10 | 10 | Y | South | FC
JOHANN_2_OCEBT2 | LA Basin | Orange County Energy Storage 2 | 9 | 9 | 9 | 9 | 9 | 9 | 9 | 9 | 9 | 9 | 9 | 9 | Y | South | FC
JOHANN_2_OCEBT3 | LA Basin | Orange County Energy Storage 3 | 6 | 6 | 6 | 6 | 6 | 6 | 6 | 6 | 6 | 6 | 6 | 6 | Y | South | FC
KANSAS_6_SOLAR | Fresno | RE Kansas South | 0.08 | 0.6 | 0.7 | 0.88 | 1.28 | 2.62 | 2.88 | 2.48 | 2.22 | 1.48 | 1.14 | 0.7 | N | North | ID | 100% | 24TPD - Waiting for Manning and many other projects.
KEARNY_6_NESBT1 | San Diego-IV | Kearny North Energy Storage | 10 | 10 | 10 | 10 | 10 | 10 | 10 | 10 | 10 | 10 | 10 | 10 | Y | South | FC
KEARNY_6_SESBT2 | San Diego-IV | Kearny South Energy Storage | 10 | 10 | 10 | 10 | 10 | 10 | 10 | 10 | 10 | 10 | 10 | 10 | Y | South | FC
KEKAWK_6_UNIT | Humboldt | STS HYDROPOWER LTD. (KEKAWAKA) | 0 | 0 | 0 | 0 | 0 | 0 | 0 | 0 | 0 | 0 | 0 | 0 | N | North | FC
KELSO_2_UNITS | Bay Area | Mariposa Energy | 198.03 | 198.03 | 198.03 | 198.03 | 198.03 | 198.03 | 198.03 | 198.03 | 198.03 | 198.03 | 198.03 | 198.03 | Y | North | FC
KELYRG_6_UNIT | Sierra | KELLY RIDGE HYDRO | 11 | 11 | 11 | 11 | 11 | 11 | 11 | 11 | 11 | 11 | 11 | 11 | Y | North | FC
KERKH2_7_UNIT 1 | Fresno | KERKHOFF PH 2 UNIT #1 | 7.79 | 22.24 | 36 | 36 | 96.67 | 74.8 | 75.8 | 75 | 75 | 0 | 0 | 4 | Y | North | FC
KERMAN_6_SOLAR1 | Fresno | Fresno Solar South | 0 | 0 | 0 | 0 | 0 | 0 | 0 | 0 | 0 | 0 | 0 | 0 | N | North | EO
KERMAN_6_SOLAR2 | Fresno | Fresno Solar West | 0 | 0 | 0 | 0 | 0 | 0 | 0 | 0 | 0 | 0 | 0 | 0 | N | North | EO
KERNFT_1_UNITS | Kern | KERN FRONT LIMITED | 52.4 | 52.4 | 52.4 | 52.4 | 52.4 | 52.4 | 52.4 | 52.4 | 52.4 | 52.4 | 52.4 | 52.4 | Y | North | FC
KERNRG_1_UNITS | CAISO System | South Belridge Cogen Facility | 0.87 | 0.44 | 0.21 | 0.87 | 0.79 | 0.79 | 0.68 | 0.62 | 0.46 | 0.46 | 0.84 | 0.98 | N | North | FC
KERRGN_1_UNIT 1 | CAISO System | KERN RIVER HYDRO UNITS 1-4 AGGREGATE | 10 | 11.97 | 16.94 | 24.01 | 24 | 23.81 | 21.4 | 15.54 | 8.03 | 8.06 | 8.72 | 9.66 | N | South | FC
KINGCO_1_KINGBR | Fresno | Kingsburg Cogen | 34.5 | 34.5 | 34.5 | 34.5 | 34.5 | 34.5 | 34.5 | 34.5 | 34.5 | 34.5 | 34.5 | 34.5 | Y | North | FC
KINGRV_7_UNIT 1 | Fresno | KINGS RIVER HYDRO UNIT 1 | 38.98 | 32 | 11.2 | 32 | 11.2 | 40.96 | 39.03 | 40.8 | 42.96 | 40.96 | 40.96 | 40.96 | Y | North | FC
KIRKER_7_KELCYN | Bay Area | KELLER CANYON LANDFILL GEN FACILICITY | 3.48 | 3.51 | 3.56 | 3.42 | 3.56 | 3.56 | 3.55 | 3.41 | 3.55 | 3.56 | 3.56 | 3.56 | N | North | FC
KNGBRD_2_SOLAR1 | CAISO System | Kingbird Solar A | 0.08 | 0.6 | 0.7 | 0.88 | 1.28 | 2.62 | 2.88 | 2.48 | 2.22 | 1.48 | 1.14 | 0.7 | N | South | FC
KNGBRD_2_SOLAR2 | CAISO System | Kingbird Solar B | 0.08 | 0.6 | 0.7 | 0.88 | 1.28 | 2.62 | 2.88 | 2.48 | 2.22 | 1.48 | 1.14 | 0.7 | N | South | FC
KNGBRG_1_KBSLR1 | Fresno | Kingsburg1 | 0 | 0 | 0 | 0 | 0 | 0 | 0 | 0 | 0 | 0 | 0 | 0 | N | North | EO
KNGBRG_1_KBSLR2 | Fresno | Kingsburg2 | 0 | 0 | 0 | 0 | 0 | 0 | 0 | 0 | 0 | 0 | 0 | 0 | N | North | EO
KNGCTY_6_UNITA1 | CAISO System | King City Energy Center, Unit 1 | 44.6 | 44.6 | 44.6 | 44.6 | 44.6 | 44.6 | 44.6 | 44.6 | 44.6 | 44.6 | 44.6 | 44.6 | Y | North | FC
KNTSTH_6_SOLAR | Fresno | Kent South | 0.08 | 0.6 | 0.7 | 0.88 | 1.28 | 2.62 | 2.88 | 2.48 | 2.22 | 1.48 | 1.14 | 0.7 | N | North | ID | 100% | 24TPD - Waiting for Manning and many other projects.
KRAMER_1_R1BX3 | CAISO System | Resurgence 1 BESS | 75 | 75 | 75 | 75 | 75 | 75 | 75 | 75 | 75 | 75 | 75 | 75 | Y | South | FC |  | Co-located with KRAMER_1_R1PX3
KRAMER_1_R1PX3 | CAISO System | Resurgence 1 PV | 0.12 | 1.35 | 1.68 | 2.42 | 3.72 | 7.67 | 8.29 | 6.9 | 5.76 | 3.42 | 2.09 | 0.57 | N | South | FC |  | Co-located with KRAMER_1_R1BX3
KRAMER_1_R2BX2 | CAISO System | Resurgence 2 BESS | 40 | 40 | 40 | 40 | 40 | 40 | 40 | 40 | 40 | 40 | 40 | 40 | Y | South | FC |  | Co-located with KRAMER_1_R1PX3.
KRAMER_1_R2PX2 | CAISO System | Resurgence 2 PV | 0.06 | 0.72 | 0.9 | 1.29 | 1.98 | 4.09 | 4.42 | 3.68 | 3.07 | 1.83 | 1.11 | 0.3 | N | South | FC |  | Co-located with KRAMER_1_R1BX3.
KRAMER_2_SEGS 9 | CAISO System | Kramer Junction 9 | 0.32 | 2.4 | 2.8 | 3.52 | 5.12 | 10.48 | 11.52 | 9.92 | 8.88 | 5.92 | 4.56 | 2.8 | N | South | FC
KRNCNY_6_UNIT | CAISO System | KERN CANYON POWERHOUSE | 3.38 | 3.56 | 4.14 | 7.52 | 6.88 | 6.16 | 5.47 | 3.36 | 2.21 | 1.51 | 1.61 | 1.55 | N | North | FC
KYCORA_6_KMSBT1 | San Diego-IV | Kearny Mesa Storage | 0 | 0 | 0 | 0 | 0 | 0 | 0 | 0 | 0 | 0 | 0 | 0 | Y | South | EO
LACIEN_2_VENICE | LA Basin | MWD Venice Hydroelectric Recovery Plant | 0 | 0 | 0 | 0 | 0 | 0 | 0 | 0 | 0 | 0 | 0 | 0 | N | South | FC
LAKHDG_6_UNIT 1 | San Diego-IV | Lake Hodges Pumped Storage-Unit1 | 20 | 20 | 20 | 20 | 20 | 20 | 20 | 20 | 20 | 20 | 20 | 20 | Y | South | FC
LAKHDG_6_UNIT 2 | San Diego-IV | Lake Hodges Pumped Storage-Unit2 | 20 | 20 | 20 | 20 | 20 | 20 | 20 | 20 | 20 | 20 | 20 | 20 | Y | South | FC
LAMONT_1_SOLAR1 | Kern | Regulus Solar | 0.24 | 1.8 | 2.1 | 2.64 | 3.84 | 7.86 | 8.64 | 7.44 | 6.66 | 4.44 | 3.42 | 2.1 | N | North | FC
LAMONT_1_SOLAR2 | Kern | Redwood Solar Farm 4 | 0.08 | 0.6 | 0.7 | 0.88 | 1.28 | 2.62 | 2.88 | 2.48 | 2.22 | 1.48 | 1.14 | 0.7 | N | North | FC
LAMONT_1_SOLAR3 | Kern | Woodmere Solar Farm | 0.06 | 0.45 | 0.52 | 0.66 | 0.96 | 1.96 | 2.16 | 1.86 | 1.66 | 1.11 | 0.85 | 0.52 | N | North | FC
LAMONT_1_SOLAR4 | Kern | Hayworth Solar Farm | 0.11 | 0.8 | 0.93 | 1.17 | 1.71 | 3.49 | 3.84 | 3.31 | 2.96 | 1.97 | 1.52 | 0.93 | N | North | FC
LAMONT_1_SOLAR5 | Kern | Redcrest Solar Farm | 0.07 | 0.5 | 0.58 | 0.73 | 1.07 | 2.18 | 2.4 | 2.07 | 1.85 | 1.23 | 0.95 | 0.58 | N | North | FC
LAPLMA_2_UNIT 1 | CAISO System | La Paloma Generating Plant Unit #1 | 267 | 267 | 267 | 267 | 267 | 267 | 267 | 267 | 267 | 267 | 267 | 267 | Y | North | FC
LAPLMA_2_UNIT 2 | CAISO System | La Paloma Generating Plant Unit #2 | 266 | 266 | 266 | 266 | 266 | 266 | 266 | 266 | 266 | 266 | 266 | 266 | Y | North | FC
LAPLMA_2_UNIT 3 | CAISO System | La Paloma Generating Plant Unit #3 | 266 | 266 | 266 | 266 | 266 | 266 | 266 | 266 | 266 | 266 | 266 | 266 | Y | North | FC
LAPLMA_2_UNIT 4 | CAISO System | LA PALOMA GENERATING PLANT, UNIT #4 | 267 | 267 | 267 | 267 | 267 | 267 | 267 | 267 | 267 | 267 | 267 | 267 | Y | North | FC
LARKSP_6_UNIT 1 | San Diego-IV | LARKSPUR PEAKER UNIT 1 | 49 | 49 | 49 | 49 | 49 | 49 | 49 | 49 | 49 | 49 | 49 | 49 | Y | South | FC
LARKSP_6_UNIT 2 | San Diego-IV | LARKSPUR PEAKER UNIT 2 | 49 | 49 | 49 | 49 | 49 | 49 | 49 | 49 | 49 | 49 | 49 | 49 | Y | South | FC
LAROA2_2_UNITA1 | San Diego-IV | LR2 | 322 | 322 | 322 | 322 | 322 | 322 | 322 | 322 | 322 | 322 | 322 | 322 | Y | South | FC
LASSEN_6_UNITS | CAISO System | Honey Lake Power | 30 | 30 | 30 | 30 | 30 | 30 | 30 | 30 | 30 | 30 | 30 | 30 | Y | North | FC
LAWRNC_7_SUNYVL | Bay Area | City of Sunnyvale Unit 1 and 2 | 0.11 | 0.04 | 0.07 | 0.14 | 0.16 | 0.13 | 0.12 | 0.15 | 0.13 | 0.07 | 0.09 | 0.18 | N | North | FC
LCKHT1_2_LH1SR1 | CAISO System | Lockhart Solar 1 PV | 0.34 | 2.55 | 2.98 | 3.74 | 5.44 | 11.14 | 12.24 | 10.54 | 9.44 | 6.29 | 4.84 | 2.98 | N | South | ID | 100% | First 80 MW have FCDS priority. Waiting for the Mohave RAS.
LCKHT1_2_LH1SR2 | CAISO System | Lockhart Solar 2 | 0.3 | 2.25 | 2.63 | 3.3 | 4.8 | 9.83 | 10.8 | 9.3 | 8.32 | 5.55 | 4.28 | 2.63 | N | South | ID | 100% | Waiting for the Mohave RAS.
LEBECS_2_UNITS | Big Creek-Ventura | Pastoria Energy Facility | 799.47 | 799.47 | 795 | 785 | 775 | 775 | 775 | 775 | 775 | 785 | 799.47 | 799.47 | Y | South | FC
LECEF_1_UNITS | Bay Area | LOS ESTEROS ENERGY FACILITY AGGREGATE | 304 | 304 | 304 | 303 | 303 | 302 | 302 | 299 | 302 | 303 | 303 | 303 | Y | North | FC
LECONT_2_LESBT1 | San Diego-IV | LeConte Energy Storage | 40 | 40 | 40 | 40 | 40 | 40 | 40 | 40 | 40 | 40 | 40 | 40 | Y | South | PD | 40.40
LEPRFD_1_KANSAS | Fresno | Kansas | 0.08 | 0.6 | 0.7 | 0.88 | 1.28 | 2.62 | 2.88 | 2.48 | 2.22 | 1.48 | 1.14 | 0.7 | N | North | FC
LGHTHP_6_ICEGEN | LA Basin | CARSON COGENERATION | 48 | 48 | 48 | 48 | 48 | 48 | 48 | 48 | 48 | 48 | 48 | 48 | Y | South | FC
LHILLS_6_SOLAR1 | CAISO System | Lost Hills Solar | 0.08 | 0.6 | 0.7 | 0.88 | 1.28 | 2.62 | 2.88 | 2.48 | 2.22 | 1.48 | 1.14 | 0.7 | N | North | FC
LILIAC_6_SOLAR | San Diego-IV | Mesa Crest | 0.01 | 0.09 | 0.11 | 0.13 | 0.19 | 0.39 | 0.43 | 0.37 | 0.33 | 0.22 | 0.17 | 0.11 | N | South | FC
LITLRK_6_GBCSR1 | Big Creek-Ventura | Green Beanworks C | 0.01 | 0.09 | 0.11 | 0.13 | 0.19 | 0.39 | 0.43 | 0.37 | 0.33 | 0.22 | 0.17 | 0.11 | N | South | FC
LITLRK_6_SEPV01 | Big Creek-Ventura | Gestamp Solar 1 | 0 | 0 | 0 | 0 | 0 | 0 | 0 | 0 | 0 | 0 | 0 | 0 | N | South | EO
LITLRK_6_SOLAR1 | Big Creek-Ventura | Lancaster Little Rock C | 0.02 | 0.15 | 0.18 | 0.22 | 0.32 | 0.66 | 0.72 | 0.62 | 0.56 | 0.37 | 0.29 | 0.18 | N | South | FC
LITLRK_6_SOLAR2 | Big Creek-Ventura | Palmdale 18 | 0.01 | 0.06 | 0.07 | 0.09 | 0.13 | 0.26 | 0.29 | 0.25 | 0.22 | 0.15 | 0.11 | 0.07 | N | South | FC
LITLRK_6_SOLAR3 | Big Creek-Ventura | One Ten Partners | 0.01 | 0.06 | 0.07 | 0.09 | 0.13 | 0.26 | 0.29 | 0.25 | 0.22 | 0.15 | 0.11 | 0.07 | N | South | FC
LITLRK_6_SOLAR4 | Big Creek-Ventura | Little Rock Pham Solar | 0.01 | 0.09 | 0.11 | 0.13 | 0.19 | 0.39 | 0.43 | 0.37 | 0.33 | 0.22 | 0.17 | 0.11 | N | South | FC
LIVEOK_6_SOLAR | Sierra | Harris | 0 | 0.02 | 0.02 | 0.02 | 0.03 | 0.06 | 0.07 | 0.06 | 0.06 | 0.04 | 0.03 | 0.02 | N | North | PD | 40.00%
LIVOAK_1_UNIT 1 | Kern | LIVE OAK LIMITED | 49.7 | 49.7 | 49.7 | 49.7 | 49.7 | 49.7 | 49.7 | 49.7 | 49.7 | 49.7 | 49.7 | 49.7 | Y | North | FC
LMBEPK_2_UNITA1 | Bay Area | Lambie Energy Center, Unit #1 | 47.5 | 47.5 | 47.5 | 47.5 | 47.5 | 47.5 | 47.5 | 47.5 | 47.5 | 47.5 | 47.5 | 47.5 | Y | North | FC
LMBEPK_2_UNITA2 | Bay Area | Creed Energy Center, Unit #1 | 47.6 | 47.6 | 47.6 | 47.6 | 47.6 | 47.6 | 47.6 | 47.6 | 47.6 | 47.6 | 47.6 | 47.6 | Y | North | FC
LMBEPK_2_UNITA3 | Bay Area | Goose Haven Energy Center, Unit #1 | 47.75 | 47.75 | 47.75 | 47.75 | 47.75 | 47.75 | 47.75 | 47.75 | 47.75 | 47.75 | 47.75 | 47.75 | Y | North | FC
LMEC_1_PL1X3 | Bay Area | Los Medanos Energy Center AGGREGATE | 580 | 580 | 580 | 580 | 580 | 580 | 580 | 580 | 580 | 580 | 580 | 580 | Y | North | FC
LNCSTR_6_CREST | Big Creek-Ventura | Lanacaster Aggregate Solar Resources | 0 | 0 | 0 | 0 | 0 | 0 | 0 | 0 | 0 | 0 | 0 | 0 | N | South | EO
LNCSTR_6_SOLAR2 | Big Creek-Ventura | SEPV Sierra NGR | 6.9 | 6.9 | 6.9 | 6.9 | 6.9 | 6.9 | 6.9 | 6.9 | 6.9 | 6.9 | 6.9 | 6.9 | Y | South | PD | 6.90 | Hybrid - 8.25 MW max to grid - 3.00 MW Solar PV and 7.00 MW BESS - No ITC limitation.
LOCKFD_1_BEARCK | Stockton | Bear Creek Solar | 0.01 | 0.05 | 0.05 | 0.07 | 0.1 | 0.2 | 0.22 | 0.19 | 0.17 | 0.11 | 0.09 | 0.05 | N | North | FC
LOCKFD_1_KSOLAR | Stockton | Kettleman Solar | 0 | 0.03 | 0.04 | 0.04 | 0.06 | 0.13 | 0.14 | 0.12 | 0.11 | 0.07 | 0.06 | 0.04 | N | North | FC
LODI25_2_UNIT 1 | Stockton | LODI GAS TURBINE | 23.8 | 23.8 | 23.8 | 23.8 | 23.8 | 23.8 | 23.8 | 23.8 | 23.8 | 23.8 | 23.8 | 23.8 | Y | North | FC
LODIEC_2_PL1X2 | Sierra | Lodi Energy Center | 302.58 | 302.58 | 302.58 | 302.58 | 302.58 | 302.58 | 302.58 | 302.58 | 302.58 | 302.58 | 302.58 | 302.58 | Y | North | FC
LOTUS_6_LSFSR1 | Fresno | Lotus Solar Farm | 0.2 | 1.5 | 1.75 | 2.2 | 3.2 | 6.55 | 7.2 | 6.2 | 5.55 | 3.7 | 2.85 | 1.75 | N | North | FC
LOWGAP_1_SUPHR | CAISO System | Mill & Sulphur Creek Hydro | 0.4 | 0.33 | 0.13 | 0.24 | 0.19 | 0 | 0 | 0 | 0 | 0.05 | 0.04 | 0.1 | N | North | FC
LOWGAP_7_QFUNTS | CAISO System | Matthews Dam Hydro | 0.66 | 0.77 | 0.59 | 0.67 | 0.67 | 0.33 | 0.19 | 0.14 | 0.3 | 0.27 | 0.71 | 0.49 | N | North | FC
LTBEAR_1_LB3SR3 | Fresno | Little Bear 3 Solar | 0.08 | 0.6 | 0.7 | 0.88 | 1.28 | 2.62 | 2.88 | 2.48 | 2.22 | 1.48 | 1.14 | 0.7 | N | North | ID | 100% | C7 - Waiting for Bellota-Warnerville 230 kV reconductoring, Wilson - Le Grand 115 kV line reconductoring and possibly other
LTBEAR_1_LB4SR4 | Fresno | Little Bear 4 | 0.2 | 1.5 | 1.75 | 2.2 | 3.2 | 6.55 | 7.2 | 6.2 | 5.55 | 3.7 | 2.85 | 1.75 | N | North | ID | 100% | C8 - Waiting for Bellota-Warnerville 230 kV reconductoring, Wilson - Le Grand 115 kV line reconductoring and possibly other
LTBEAR_1_LB4SR5 | Fresno | Little Bear 4 Solar 5 | 0.2 | 1.5 | 1.75 | 2.2 | 3.2 | 6.55 | 7.2 | 6.2 | 5.55 | 3.7 | 2.85 | 1.75 | N | North | ID | 100% | C8 - Waiting for Bellota-Warnerville 230 kV reconductoring, Wilson - Le Grand 115 kV line reconductoring and possibly other
LTBERA_1_LB1SR1 | Fresno | Little Bear Solar 1 | 0.16 | 1.2 | 1.4 | 1.76 | 2.56 | 5.24 | 5.76 | 4.96 | 4.44 | 2.96 | 2.28 | 1.4 | N | North | ID | 100% | C7 - Waiting for Bellota-Warnerville 230 kV reconductoring, Wilson - Le Grand 115 kV line reconductoring and possibly other
MAGUND_1_BKISR1 | Kern | Bakersfield Industrial 1 | 0 | 0.03 | 0.04 | 0.04 | 0.06 | 0.13 | 0.14 | 0.12 | 0.11 | 0.07 | 0.06 | 0.04 | N | North | FC
MAGUND_1_BKSSR2 | Kern | Bakersfield Solar 1 | 0.02 | 0.16 | 0.18 | 0.23 | 0.34 | 0.69 | 0.76 | 0.65 | 0.58 | 0.39 | 0.3 | 0.18 | N | North | FC
MALAGA_1_PL1X2 | Fresno | Malaga Power Aggregate | 96.61 | 96.61 | 96.61 | 96.61 | 96.61 | 96.61 | 96.61 | 96.61 | 96.61 | 96.61 | 96.61 | 96.61 | Y | North | FC
MALCHQ_7_UNIT 1 | CAISO System | MALACHA HYDRO L.P. | 10 | 10.57 | 3.98 | 4.18 | 0.62 | 0.09 | 0.17 | 0 | 0 | 0.26 | 0.67 | 2.19 | N | North | FC
MANTEC_1_ML1SR1 | Stockton | Manteca Land 1 | 0 | 0 | 0 | 0 | 0 | 0 | 0 | 0 | 0 | 0 | 0 | 0 | N | North | EO
MANZNA_2_WIND | CAISO System | Manzana Wind | 33.4 | 35.52 | 31.21 | 29.9 | 31.8 | 29.14 | 27.08 | 20.57 | 21.25 | 19.72 | 26.57 | 32.19 | N | South | FC
MARCPW_6_SOLAR1 | CAISO System | Maricopa West Solar PV | 0.08 | 0.6 | 0.7 | 0.88 | 1.28 | 2.62 | 2.88 | 2.48 | 2.22 | 1.48 | 1.14 | 0.7 | N | North | FC
MARTIN_1_SUNSET | Bay Area | Sunset Reservoir - North Basin | 0.02 | 0.14 | 0.16 | 0.2 | 0.29 | 0.59 | 0.65 | 0.56 | 0.5 | 0.33 | 0.26 | 0.16 | N | North | FC
MARVEL_2_MARBT3 | LA Basin | Marvel 2 | 74.93 | 74.93 | 74.93 | 74.93 | 74.93 | 74.93 | 74.93 | 74.93 | 74.93 | 74.93 | 74.93 | 74.93 | Y | South | ID | 100% | Waiting for West of Colorado River cRAS.
MARVEL_2_MARBX2 | LA Basin | Marvel | 324.99 | 324.99 | 324.99 | 324.99 | 324.99 | 324.99 | 324.99 | 324.99 | 324.99 | 324.99 | 324.99 | 324.99 | Y | South | ID | 100% | Waiting for West of Colorado River cRAS.
MCARTH_6_FRIVRB | CAISO System | Fall River Mills Project B | 0.01 | 0.05 | 0.05 | 0.07 | 0.1 | 0.2 | 0.22 | 0.19 | 0.17 | 0.11 | 0.09 | 0.05 | N | North | ID | 100% | 18DGD Waiting for Modify QC8SPS-02 and many other
MCCALL_1_QF | Fresno | Fish Water | 0.3 | 0.39 | 0.27 | 0.29 | 0.33 | 0.32 | 0.3 | 0.2 | 0.24 | 0.35 | 0.32 | 0.23 | N | North | FC
MCFLND_5_MFSBT1 | CAISO System | McFarland Solar A BESS |  | 100 | 100 | 100 | 100 | 100 | 100 | 100 | 100 | 100 | 100 | 100 | Y | South | FC |  | Co-located with MCFLND_5_MFSSR1.
MCFLND_5_MFSSR1 | CAISO System | McFarland Solar A PV |  |  |  |  | 12.8 | 26.2 | 28.8 | 24.8 | 22.2 | 14.8 | 11.4 | 7 | N | South | FC |  | No charging restrictions. Using deliverability from McFarland C BESS until about June 2025.
MCSWAN_6_UNITS | Fresno | MC SWAIN HYDRO | 9 | 9 | 9 | 9 | 9 | 9 | 9 | 9 | 9 | 9 | 9 | 9 | Y | North | FC
MDFKRL_2_PROJCT | Sierra | MIDDLE FORK AND RALSTON PSP | 210 | 210 | 210 | 210 | 210 | 210 | 210 | 210 | 210 | 210 | 210 | 210 | Y | North | FC
MELRSE_6_MELBT1 | San Diego-IV | Melrose BESS 1 |  |  |  | 10 | 10 | 10 | 10 | 10 | 10 | 10 | 10 | 10 | Y | South | FC
MELRSE_6_MELBT2 | San Diego-IV | Melrose BESS 2 |  |  |  | 10 | 10 | 10 | 10 | 10 | 10 | 10 | 10 | 10 | Y | South | FC
MENBIO_6_RENEW1 | Fresno | CalRENEW - 1(A) | 0.02 | 0.15 | 0.18 | 0.22 | 0.32 | 0.66 | 0.72 | 0.62 | 0.56 | 0.37 | 0.29 | 0.18 | N | North | FC
MERCED_1_SOLAR1 | Fresno | Mission Solar | 0 | 0 | 0 | 0 | 0 | 0 | 0 | 0 | 0 | 0 | 0 | 0 | N | North | EO
MERCED_1_SOLAR2 | Fresno | Merced Solar | 0 | 0 | 0 | 0 | 0 | 0 | 0 | 0 | 0 | 0 | 0 | 0 | N | North | EO
MERCFL_6_UNIT | Fresno | Merced Falls Powerhouse | 3.5 | 3.5 | 3.5 | 3.5 | 3.5 | 3.5 | 3.5 | 3.5 | 3.5 | 3.5 | 3.5 | 3.5 | Y | North | FC
MESAP_1_QF | CAISO System | SMALL QF AGGREGATION - SAN LUIS OBISPO | 0 | 0 | 0 | 0 | 0 | 0 | 0 | 0 | 0 | 0 | 0 | 0 | N | North | FC
METEC_2_PL1X3 | Bay Area | Metcalf Energy Center | 597.05 | 597.05 | 597.05 | 597.05 | 597.05 | 597.05 | 597.05 | 597.05 | 597.05 | 597.05 | 597.05 | 597.05 | Y | North | FC
MIDWD_2_WIND2 | CAISO System | Coram Energy | 0.53 | 0.56 | 0.5 | 0.47 | 0.5 | 0.46 | 0.43 | 0.33 | 0.34 | 0.31 | 0.42 | 0.51 | N | South | FC
MIDWD_7_CORAMB | CAISO System | CELLC 7.5 MW Tehachapi Project | 1.33 | 1.41 | 1.24 | 1.19 | 1.26 | 1.16 | 1.07 | 0.82 | 0.84 | 0.78 | 1.05 | 1.28 | N | South | FC
MIRLOM_2_CORONA | LA Basin | MWD Corona Hydroelectric Recovery Plant | 1.5 | 0.98 | 0.86 | 0.93 | 1.85 | 1.51 | 0.33 | 0.64 | 0.53 | 0.78 | 0.82 | 1.24 | N | South | FC
MIRLOM_2_CREST | LA Basin | Temescal Canyon RV | 0 | 0 | 0 | 0 | 0 | 0 | 0 | 0 | 0 | 0 | 0 | 0 | N | South | EO
MIRLOM_2_LNDFL | LA Basin | Milliken Landfill Solar | 0.01 | 0.09 | 0.11 | 0.13 | 0.19 | 0.39 | 0.43 | 0.37 | 0.33 | 0.22 | 0.17 | 0.11 | N | South | FC
MIRLOM_2_MLBBTA | LA Basin | Mira Loma BESS A | 10 | 10 | 10 | 10 | 10 | 10 | 10 | 10 | 10 | 10 | 10 | 10 | Y | South | FC
MIRLOM_2_MLBBTB | LA Basin | Mira Loma BESS B | 10 | 10 | 10 | 10 | 10 | 10 | 10 | 10 | 10 | 10 | 10 | 10 | Y | South | FC
MIRLOM_2_TEMESC | LA Basin | MWD Temescal Hydroelectric Recovery Plan | 1.33 | 0.58 | 1.07 | 1.65 | 1.71 | 1.01 | 0.06 | 0.77 | 0.92 | 0.73 | 0.85 | 1.43 | N | South | FC
MIRLOM_6_PEAKER | LA Basin | Mira Loma Peaker | 47.18 | 47.18 | 47.18 | 47.18 | 47.18 | 47.18 | 47.18 | 47.18 | 47.18 | 47.18 | 47.18 | 47.18 | Y | South | FC
MIRLOM_7_MWDLKM | LA Basin | Lake Mathews Hydroelectric Recovery Plan | 2.4 | 2.4 | 1.6 | 2.4 | 2.4 | 3.2 | 3.2 | 3.6 | 2.8 | 2.4 | 2.4 | 1.6 | Y | South | FC
MISSIX_1_QF | Bay Area | SMALL QF AGGREGATION - SAB FRABCUSCI | 0.01 | 0.01 | 0.01 | 0.01 | 0.01 | 0.01 | 0.01 | 0.01 | 0.01 | 0.01 | 0.01 | 0.01 | N | North | FC
MKTRCK_1_UNIT 1 | CAISO System | MCKITTRICK LIMITED | 47.72 | 47.72 | 47.72 | 47.72 | 47.72 | 47.72 | 47.72 | 47.72 | 47.72 | 47.72 | 47.72 | 47.72 | Y | North | FC
MLPTAS_7_QFUNTS | Bay Area | MLPTAS_7_QFUNTS | 0 | 0 | 0 | 0 | 0 | 0 | 0 | 0 | 0 | 0 | 0 | 0 | N | North | FC
MNDALY_6_MCGRTH | Big Creek-Ventura | McGrath Beach Peaker | 48.56 | 48.56 | 48.56 | 48.56 | 48.56 | 48.56 | 48.56 | 48.56 | 48.56 | 48.56 | 48.56 | 48.56 | Y | South | FC
MNDOTA_1_SOLAR1 | Fresno | North Star Solar 1 | 0.24 | 1.8 | 2.1 | 2.64 | 3.84 | 7.86 | 8.64 | 7.44 | 6.66 | 4.44 | 3.42 | 2.1 | N | North | FC
MNDOTA_1_SOLAR2 | Fresno | Citizen Solar B | 0 | 0 | 0 | 0 | 0 | 0 | 0 | 0 | 0 | 0 | 0 | 0 | N | North | EO
MOJAVE_1_SIPHON | LA Basin | MOJAVE SIPHON POWER PLANT | 10.52 | 5.92 | 7.78 | 10.32 | 10.12 | 10.96 | 10.38 | 9.85 | 11.94 | 10.21 | 11.13 | 10.06 | Y | South | FC
MOJAVW_2_SOLAR | CAISO System | Mojave West | 0.08 | 0.6 | 0.7 | 0.88 | 1.28 | 2.62 | 2.88 | 2.48 | 2.22 | 1.48 | 1.14 | 0.7 | N | South | FC
MONTPH_7_UNITS | NCNB | MONTICELLO HYDRO AGGREGATE | 0.28 | 0.47 | 2.27 | 4.03 | 5.12 | 7.93 | 8.52 | 6.81 | 5.5 | 2.5 | 0.73 | 0.48 | N | North | FC
MOORPK_2_ACOBT1 | Big Creek-Ventura | Acorn I BESS | [12 empty] | Y | South | FC | bar: JAN to DEC
MOORPK_2_CALABS | Big Creek-Ventura | Calabasas Gas-to-Energy Facility | 4.4 | 4.26 | 3.84 | 3.98 | 4.21 | 4.16 | 4.04 | 3.44 | 3.76 | 4.21 | 4.1 | 4.11 | N | South | FC
MOORPK_6_QF | Big Creek-Ventura | MOORPARK QFS | 0.01 | 0.06 | 0.02 | 0 | 0 | 0.04 | 0.04 | 0.28 | 0.4 | 0.4 | 0.4 | 0.39 | N | South | FC
MORWD_6_QF | CAISO System | Morwind | 6.74 | 7.17 | 6.3 | 6.04 | 6.42 | 5.88 | 5.47 | 4.15 | 4.29 | 3.98 | 5.37 | 6.5 | N | South | FC
MOSSLD_2_PSP1 | Bay Area | MOSS LANDING POWER BLOCK 1 | 510 | 510 | 510 | 510 | 510 | 510 | 510 | 510 | 510 | 510 | 510 | 510 | Y | North | FC
MOSSLD_2_PSP2 | Bay Area | MOSS LANDING POWER BLOCK 2 | 510 | 510 | 510 | 510 | 510 | 510 | 510 | 510 | 510 | 510 | 510 | 510 | Y | North | FC
MRCHNT_2_PL1X3 | CAISO System | Desert Star Energy Center | 419.25 | 419.25 | 419.25 | 419.25 | 419.25 | 419.25 | 419.25 | 419.25 | 419.25 | 419.25 | 419.25 | 419.25 | Y | South | PD | 419.25
MRGT_6_MEF2 | San Diego-IV | Miramar Energy Facility II | 44 | 44 | 44 | 44 | 44 | 44 | 44 | 44 | 44 | 44 | 44 | 44 | Y | South | FC
MRGT_6_MMAREF | San Diego-IV | Miramar Energy Facility | 45 | 45 | 45 | 45 | 45 | 45 | 45 | 45 | 45 | 45 | 45 | 45 | Y | South | FC
MRGT_6_TGEBT1 | San Diego-IV | Top Gun Energy Storage | 30 | 30 | 30 | 30 | 30 | 30 | 30 | 30 | 30 | 30 | 30 | 30 | Y | South | FC
MRLSDS_6_SOLAR1 | CAISO System | Morelos Solar | 0.06 | 0.45 | 0.53 | 0.66 | 0.96 | 1.97 | 2.16 | 1.86 | 1.67 | 1.11 | 0.86 | 0.53 | N | North | FC
MSHGTS_6_MMARLF | San Diego-IV | MIRAMAR LANDFILL | 3.63 | 3.82 | 3.75 | 4.1 | 4.19 | 4.15 | 4.16 | 4.08 | 4.31 | 4.01 | 3.9 | 3.6 | N | South | FC
MSOLAR_2_SOLAR1 | CAISO System | Mesquite Solar 1 | 0.66 | 4.95 | 5.78 | 7.26 | 10.56 | 21.62 | 23.76 | 20.46 | 18.32 | 12.21 | 9.41 | 5.78 | N | South | FC
MSOLAR_2_SOLAR2 | CAISO System | Mesquite Solar 2 | 0.4 | 3.02 | 3.53 | 4.44 | 6.45 | 13.21 | 14.52 | 12.5 | 11.19 | 7.46 | 5.75 | 3.53 | N | South | FC |  | Hybrid - However Solar is FCDS and BESS is EO
MSOLAR_2_SOLAR3 | CAISO System | Mesquite Solar 3, LLC | 0.61 | 4.56 | 5.32 | 6.69 | 9.73 | 19.91 | 21.89 | 18.85 | 16.87 | 11.25 | 8.66 | 5.32 | N | South | FC
MSSION_2_QF | San Diego-IV | SMALL QF AGGREGATION - SAN DIEGO | 0.15 | 0.15 | 0.15 | 0.19 | 0.29 | 0.33 | 0.3 | 0.32 | 0.32 | 0.28 | 0.26 | 0.16 | N | South | FC
MSTANG_2_MTGBT1 | Fresno | Mustang 1 BESS | 75 | 75 | 75 | 75 | 75 | 75 | 75 | 75 | 75 | 75 | 75 | 75 | Y | North | FC
MSTANG_2_SOLAR | Fresno | Mustang | 0 | 0 | 0 | 0 | 0 | 0 | 0 | 0 | 0 | 0 | 0 | 0 | N | North | EO
MSTANG_2_SOLAR3 | Fresno | Mustang 3 | 0.06 | 0.45 | 0.52 | 0.66 | 0.96 | 1.96 | 2.15 | 1.85 | 1.66 | 1.11 | 0.85 | 0.52 | N | North | PD | 37.37%
MSTANG_2_SOLAR4 | Fresno | Mustang 4 | 0.12 | 0.9 | 1.05 | 1.32 | 1.92 | 3.93 | 4.32 | 3.72 | 3.33 | 2.22 | 1.71 | 1.05 | N | North | FC
MTNPOS_1_UNIT | Kern | MT.POSO COGENERATION CO. | 29.05 | 28.4 | 17.44 | 28.88 | 31.82 | 39.72 | 41.67 | 40.55 | 39.56 | 39.3 | 38.79 | 27.09 | N | North | FC
MTWIND_1_MVPWD1 | LA Basin | Mountain View Power Project I Repower | 11.77 | 12.52 | 11 | 10.54 | 11.2 | 10.27 | 9.54 | 7.25 | 7.49 | 6.95 | 9.36 | 11.34 | N | South | FC
MTWIND_1_UNIT 3 | LA Basin | Mountain View Power Project III | 3.97 | 4.22 | 3.71 | 3.55 | 3.78 | 3.46 | 3.21 | 2.44 | 2.52 | 2.34 | 3.15 | 3.82 | N | South | FC
MURRAY_6_UNIT | San Diego-IV | Grossmont Hospital | 0 | 0 | 0 | 0 | 0 | 0 | 0 | 0 | 0 | 0 | 0 | 0 | N | South | EO
NAROW1_2_UNIT | Sierra | NARROWS PH 1 UNIT | 12 | 12 | 12 | 12 | 12 | 12 | 12 | 12 | 12 | 12 | 12 | 12 | Y | North | FC
NAROW2_2_UNIT | Sierra | Narrows Powerhouse Unit 2 | 55 | 55 | 55 | 55 | 55 | 55 | 55 | 55 | 55 | 55 | 55 | 55 | Y | North | FC
NAVYII_2_UNITS | CAISO System | COSO POWER DEVELOPER (NAVY II) AGGREGATE | 55 | 55 | 55 | 55 | 55 | 55 | 55 | 55 | 55 | 55 | 55 | 55 | Y | South | PD | 55.00 | NQC reduction required due to transfer of deliverability to a new resource. (Adjustment already applied Jan-Dec.)
NCPA_7_GP1UN1 | NCNB | NCPA GEO PLANT 1 UNIT 1 | 38.85 | 38.85 | 38.85 | 38.85 | 38.85 | 38.85 | 38.85 | 38.85 | 38.85 | 38.85 | 38.85 | 38.85 | Y | North | FC
NCPA_7_GP1UN2 | NCNB | NCPA GEO PLANT 1 UNIT 2 | 39.94 | 39.94 | 39.94 | 39.94 | 39.94 | 39.94 | 39.94 | 39.94 | 39.94 | 39.94 | 39.94 | 39.94 | Y | North | FC
NCPA_7_GP2UN3 | NCNB | NCPA GEO PLANT 2 UNIT 3 | 0 | 0 | 0 | 0 | 0 | 0 | 0 | 0 | 0 | 0 | 0 | 0 | Y | North | FC
NCPA_7_GP2UN4 | NCNB | NCPA GEO PLANT 2 UNIT 4 | 52.73 | 52.73 | 52.73 | 52.73 | 52.73 | 52.73 | 52.73 | 52.73 | 52.73 | 52.73 | 52.73 | 52.73 | Y | North | FC
NEENCH_6_SOLAR | Big Creek-Ventura | Alpine Solar | 0.26 | 1.98 | 2.31 | 2.9 | 4.22 | 8.65 | 9.5 | 8.18 | 7.33 | 4.88 | 3.76 | 2.31 | N | South | FC
NEWARK_1_QF | Bay Area | NEWARK 1 QF | 0.03 | 0.03 | 0.03 | 0.03 | 0.03 | 0.03 | 0.03 | 0.03 | 0.03 | 0.03 | 0.03 | 0.03 | N | North | FC
NHOGAN_6_UNITS | CAISO System | NEW HOGAN PH AGGREGATE | 0.13 | 0.02 | 0.09 | 0.52 | 1.15 | 0.96 | 1.53 | 1.17 | 0.98 | 0.02 | 0 | 0 | N | North | FC
NORCNV_1_NCVBT1 | Stockton | North Central Valley | 132 | 132 | 132 | 132 | 132 | 132 | 132 | 132 | 132 | 132 | 132 | 132 | Y | North | ID | 100% | Waiting for Vierra Loop-in and possibly other
NOVATO_6_LNDFL | NCNB | Redwood Renewable Energy | 3.64 | 3.67 | 3.64 | 3.62 | 3.58 | 3.26 | 2.83 | 2.87 | 3.03 | 2.78 | 3.24 | 3.29 | N | North | FC
NWCSTL_7_UNIT 1 | Sierra | NEWCASTLE HYDRO | 0.95 | 2.47 | 3.29 | 1.43 | 0.3 | 0 | 0.33 | 0 | 0 | 0.52 | 0 | 1.19 | N | North | FC
NZWIND_2_WDSTR5 | CAISO System | Windstream 6111 | 1.11 | 1.19 | 1.04 | 1 | 1.06 | 0.97 | 0.9 | 0.69 | 0.71 | 0.66 | 0.89 | 1.07 | N | South | FC
NZWIND_6_CALWND | CAISO System | Wind Resource I | 1.59 | 1.69 | 1.49 | 1.42 | 1.51 | 1.39 | 1.29 | 0.98 | 1.01 | 0.94 | 1.27 | 1.53 | N | South | FC
NZWIND_6_WDSTR | CAISO System | Windstream 39 | 0.59 | 0.63 | 0.55 | 0.53 | 0.56 | 0.52 | 0.48 | 0.36 | 0.38 | 0.35 | 0.47 | 0.57 | N | South | FC
NZWIND_6_WDSTR2 | CAISO System | Windstream 6040 | 0.72 | 0.76 | 0.67 | 0.64 | 0.68 | 0.63 | 0.58 | 0.44 | 0.46 | 0.42 | 0.57 | 0.69 | N | South | FC
NZWIND_6_WDSTR3 | CAISO System | Windstream 6041 | 0.68 | 0.73 | 0.64 | 0.61 | 0.65 | 0.6 | 0.55 | 0.42 | 0.43 | 0.4 | 0.54 | 0.66 | N | South | FC
NZWIND_6_WDSTR4 | CAISO System | Windstream 6042 | 1.2 | 1.27 | 1.12 | 1.07 | 1.14 | 1.04 | 0.97 | 0.74 | 0.76 | 0.71 | 0.95 | 1.15 | N | South | FC
OAK C_1_EBMUD | Bay Area | MWWTP PGS 1 - ENGINES | 1.67 | 1.56 | 1.51 | 1.68 | 1.23 | 1.46 | 1.39 | 1.7 | 1.89 | 1.67 | 1.6 | 1.96 | N | North | FC
OAK C_7_UNIT 1 | Bay Area | OAKLAND STATION C GT UNIT 1 | 55 | 55 | 55 | 55 | 55 | 55 | 55 | 55 | 55 | 55 | 55 | 55 | Y | North | FC
OAK C_7_UNIT 3 | Bay Area | OAKLAND STATION C GT UNIT 3 | 55 | 55 | 55 | 55 | 55 | 55 | 55 | 55 | 55 | 55 | 55 | 55 | Y | North | FC
OAK L_1_GTG1 | Bay Area | MWWTP PGS 2 - Turbine | 0 | 0 | 0 | 0 | 0 | 0 | 0 | 0 | 0 | 0 | 0 | 0 | N | North | EO
OAKWD_6_QF | CAISO System | Oak Creek | 4.92 | 5.24 | 4.6 | 4.41 | 4.69 | 4.3 | 3.99 | 3.03 | 3.13 | 2.91 | 3.92 | 4.75 | N | South | FC
OAKWD_6_ZEPHWD | CAISO System | Zephyr Park | 0.62 | 0.66 | 0.58 | 0.55 | 0.59 | 0.54 | 0.5 | 0.38 | 0.39 | 0.37 | 0.49 | 0.6 | N | South | FC
OASIS_6_CREST | Big Creek-Ventura | CREST Contracts | 0 | 0 | 0 | 0 | 0 | 0 | 0 | 0 | 0 | 0 | 0 | 0 | N | South | EO
OASIS_6_GBDSR4 | Big Creek-Ventura | Green Beanworks D | 0.01 | 0.09 | 0.11 | 0.13 | 0.19 | 0.39 | 0.43 | 0.37 | 0.33 | 0.22 | 0.17 | 0.11 | N | South | FC
OASIS_6_SOLAR1 | Big Creek-Ventura | Morgan Lancaster I | 0 | 0 | 0 | 0 | 0 | 0 | 0 | 0 | 0 | 0 | 0 | 0 | N | South | EO
OASIS_6_SOLAR2 | Big Creek-Ventura | Oasis Solar | 0.08 | 0.6 | 0.7 | 0.88 | 1.28 | 2.62 | 2.88 | 2.48 | 2.22 | 1.48 | 1.14 | 0.7 | N | South | FC
OASIS_6_SOLAR3 | Big Creek-Ventura | Soccer Center | 0 | 0 | 0 | 0 | 0 | 0 | 0 | 0 | 0 | 0 | 0 | 0 | N | South | EO
OBERON_5_O1BBX2 | CAISO System | Oberon 1 BESS | 125 | 125 | 125 | 125 | 125 | 125 | 125 | 125 | 125 | 125 | 125 | 125 | Y | South | ID | 100% | Waiting for ELM, West of Colorado River cRAS. Co-located with OBERON_5_O1SSX2 and OBERON_5_O1SSR3
OBERON_5_O1SSR3 | CAISO System | Oberon 1B Solar | 0.24 | 2.1 | 2.52 | 3.37 | 5.04 | 10.36 | 11.29 | 9.56 | 8.28 | 5.24 | 3.67 | 1.78 | N | South | ID | 100% | Waiting for ELM, West of Colorado River cRAS. Co-located with OBERON_5_O1BBX2 and OBERON_5_O1SSX2
OBERON_5_O1SSX2 | CAISO System | Oberon 1A Solar | 0.36 | 3.15 | 3.78 | 5.06 | 7.56 | 15.53 | 16.93 | 14.34 | 12.42 | 7.86 | 5.51 | 2.67 | N | South | ID | 100% | Waiting for ELM, West of Colorado River cRAS. Co-located with OBERON_5_O1BBX2, OBERON_5_O1SSR3
OBERON_5_O2BBX2 | CAISO System | Oberon 2 BESS | 125 | 125 | 125 | 125 | 125 | 125 | 125 | 125 | 125 | 125 | 125 | 125 | Y | South | ID | 100% | Waiting for ELM, West of Colorado River cRAS. Co-located with OBERON_5_O2SSR4 and OBERON_5_O2SSR5
OBERON_5_O2SSR4 | CAISO System | Oberon 2A Solar | 0.3 | 2.62 | 3.15 | 4.22 | 6.3 | 12.95 | 14.11 | 11.95 | 10.35 | 6.55 | 4.59 | 2.22 | N | South | ID | 100% | Waiting for West of Colorado River cRAS. Co-located with OBERON_5_O2BBX2 and OBERON_5_O2SSR5
OBERON_5_O2SSR5 | CAISO System | Oberon 2B Solar | 0.3 | 2.62 | 3.15 | 4.22 | 6.3 | 12.95 | 14.11 | 11.95 | 10.35 | 6.55 | 4.59 | 2.22 | N | South | ID | 100% | Waiting for West of Colorado River cRAS. Co-located with OBERON_5_O2SSR4 and OBERON_5_O2BBX2
OCTILO_5_WIND | San Diego-IV | Ocotillo Wind Energy Facility | 46.83 | 49.8 | 43.76 | 41.92 | 44.58 | 40.86 | 37.97 | 28.85 | 29.8 | 27.65 | 37.26 | 45.13 | N | South | FC
OGROVE_6_PL1X2 | San Diego-IV | Orange Grove Energy Center | 96 | 96 | 96 | 96 | 96 | 96 | 96 | 96 | 96 | 96 | 96 | 96 | Y | South | FC
OILFLD_7_QFUNTS | CAISO System | Nacimiento Hydroelectric Plant | 0.1 | 0.11 | 0.69 | 1.88 | 1.41 | 0.99 | 0.95 | 0.81 | 0.37 | 0.05 | 0.04 | 0 | N | North | FC
OLDRIV_6_BIOGAS | Kern | Bidart Old River 1 | 1.76 | 1.83 | 1.84 | 1.68 | 1.79 | 1.74 | 1.71 | 1.75 | 1.76 | 1.77 | 1.77 | 1.66 | N | North | FC
OLDRIV_6_CESDBM | Kern | Ces Dairy Biogas | 0.95 | 0.97 | 0.94 | 0.93 | 0.95 | 0.91 | 0.92 | 0.93 | 0.94 | 0.96 | 0.96 | 0.97 | N | North | FC
OLDRIV_6_LKVBM1 | Kern | Lakeview Dairy Biogas | 0.97 | 0.96 | 0.94 | 0.95 | 0.94 | 0.94 | 0.93 | 0.93 | 0.94 | 0.95 | 0.97 | 0.97 | N | North | FC
OLDRV1_6_SOLAR | Kern | Old River One | 0.08 | 0.6 | 0.7 | 0.88 | 1.28 | 2.62 | 2.88 | 2.48 | 2.22 | 1.48 | 1.14 | 0.7 | N | North | FC
OLINDA_2_COYCRK | LA Basin | MWD Coyote Creek Hydroelectric Recovery | 0 | 0 | 0 | 0 | 0 | 0 | 0 | 0 | 0.8 | 0 | 0 | 0 | Y | South | FC
OLINDA_2_LNDFL2 | LA Basin | Brea Power II | 25.9 | 26.23 | 26.22 | 24.03 | 26.31 | 25.12 | 25.3 | 24.99 | 25.06 | 25.49 | 25.94 | 25.99 | N | South | FC
OLINDA_7_BLKSND | LA Basin | BlackSand Generating Facility | 0.11 | 0.1 | 0.15 | 0.22 | 0.29 | 0.38 | 0.36 | 0.25 | 0.98 | 1.28 | 1.04 | 1.48 | N | South | FC
OLIVEP_1_SOLAR | CAISO System | White River Solar | 0.08 | 0.6 | 0.7 | 0.88 | 1.28 | 2.62 | 2.88 | 2.48 | 2.22 | 1.48 | 1.14 | 0.7 | N | North | FC
OLIVEP_1_SOLAR2 | CAISO System | White River West | 0.08 | 0.59 | 0.69 | 0.87 | 1.26 | 2.59 | 2.84 | 2.45 | 2.19 | 1.46 | 1.13 | 0.69 | N | North | FC
OLSEN_2_UNIT | CAISO System | OLSEN POWER PARTNERS | 1.16 | 0.88 | 0.97 | 2.3 | 2.06 | 0.57 | 0.02 | 0 | 0 | 0.11 | 0.09 | 0.35 | N | North | FC
OMAR_2_UNIT 1 | Big Creek-Ventura | KERN RIVER COGENERATION CO. UNIT 1 | 75 | 75 | 75 | 75 | 74.67 | 73.67 | 73 | 72.67 | 73.67 | 74.33 | 75 | 75 | Y | South | FC
OMAR_2_UNIT 2 | Big Creek-Ventura | KERN RIVER COGENERATION CO. UNIT 2 | 75 | 75 | 75 | 75 | 74.67 | 73.67 | 73.33 | 73 | 73.67 | 74.67 | 75 | 75 | Y | South | FC
OMAR_2_UNIT 3 | Big Creek-Ventura | KERN RIVER COGENERATION CO. UNIT 3 | 75 | 75 | 75 | 75 | 73.67 | 73.67 | 73.33 | 73 | 73.67 | 75 | 75 | 75 | Y | South | FC
OMAR_2_UNIT 4 | Big Creek-Ventura | KERN RIVER COGENERATION CO. UNIT 4 | 75 | 75 | 75 | 75 | 74 | 73.33 | 73.67 | 73.67 | 74.33 | 75 | 75 | 75 | Y | South | FC
ONLLPP_6_UNITS | Fresno | O'NEILL PUMP-GEN (AGGREGATE) | 0 | 0.74 | 0.07 | 0.18 | 12.91 | 1.8 | 1.49 | 0.63 | 0.05 | 0.71 | 0.15 | 0 | N | North | FC
ORLND_6_HIGHLI | CAISO System | High Line Canal Hydro | 0 | 0 | 0 | 0.04 | 0.03 | 0 | 0 | 0 | 0 | 0 | 0 | 0 | N | North | FC
ORLND_6_SOLAR1 | CAISO System | Enerparc California 2 | 0.01 | 0.05 | 0.05 | 0.07 | 0.1 | 0.2 | 0.22 | 0.19 | 0.17 | 0.11 | 0.09 | 0.05 | N | North | FC
ORMOND_7_UNIT 1 | Big Creek-Ventura | ORMOND BEACH GEN STA. UNIT 1 | 741.27 | 741.27 | 741.27 | 741.27 | 741.27 | 741.27 | 741.27 | 741.27 | 741.27 | 741.27 | 741.27 | 741.27 | Y | South | FC
ORMOND_7_UNIT 2 | Big Creek-Ventura | ORMOND BEACH GEN STA. UNIT 2 | 750 | 750 | 750 | 750 | 750 | 750 | 750 | 750 | 750 | 750 | 750 | 750 | Y | South | FC
OROLOM_1_SOLAR1 | Fresno | Oro Loma Solar 1 | 0 | 0 | 0 | 0 | 0 | 0 | 0 | 0 | 0 | 0 | 0 | 0 | N | North | EO
OROLOM_1_SOLAR2 | Fresno | Oro Loma Solar 2 | 0 | 0 | 0 | 0 | 0 | 0 | 0 | 0 | 0 | 0 | 0 | 0 | N | North | EO
OROVIL_6_UNIT | Sierra | Oroville Cogeneration, LP | 7.5 | 7.5 | 7.5 | 7.5 | 7.5 | 7.5 | 7.5 | 7.5 | 7.5 | 7.5 | 7.5 | 7.5 | Y | North | FC
ORTGA_6_ME1SL1 | Fresno | Merced 1 | 0.01 | 0.09 | 0.11 | 0.13 | 0.19 | 0.39 | 0.43 | 0.37 | 0.33 | 0.22 | 0.17 | 0.11 | N | North | FC
OSO_6_NSPIN | Big Creek-Ventura | OSO_6_NSPIN | 18 | 18 | 18 | 18 | 18 | 18 | 18 | 18 | 18 | 18 | 18 | 18 | Y | South | FC
OTAY_6_PL1X2 | San Diego-IV | Chula Vista Energy Center, LLC | 37.2 | 37.2 | 37.2 | 37.2 | 37.2 | 37.2 | 37.2 | 37.2 | 37.2 | 37.2 | 37.2 | 37.2 | Y | South | PD | 37.20 | 2.8 MW expansion is EO
OTMESA_2_PL1X3 | San Diego-IV | OTAY MESA ENERGY CENTER | 603.6 | 603.6 | 603.6 | 603.6 | 603.6 | 603.6 | 603.6 | 603.6 | 603.6 | 603.6 | 603.6 | 603.6 | Y | South | FC
OXBOW_6_DRUM | Sierra | OXBOW HYDRO | 2.1 | 1.45 | 1.51 | 2.92 | 1.54 | 1.24 | 1.83 | 2.41 | 1.64 | 0.02 | 0.97 | 1.18 | N | North | FC
OXMTN_6_LNDFIL | Bay Area | Ox Mountain Landfill Generating Plant | 10.62 | 10.62 | 10.62 | 10.62 | 10.5 | 10.38 | 10.57 | 10.29 | 10.38 | 10.3 | 10.46 | 10.62 | N | North | FC
PACLUM_6_UNIT | Humboldt | Humboldt Redwood | 14.62 | 12.54 | 11.91 | 11.66 | 14.79 | 15.29 | 14.72 | 12.65 | 14.37 | 15.23 | 13.29 | 14.04 | N | North | FC
PADUA_2_ONTARO | LA Basin | ONTARIO/SIERRA HYDRO PSP | 0.89 | 0.92 | 0.83 | 0.82 | 0.86 | 0.75 | 0.75 | 0.64 | 0.53 | 0.44 | 0.4 | 0.48 | N | South | FC
PADUA_2_SOLAR1 | LA Basin | Kona Solar - Rancho DC #1 | 0 | 0 | 0 | 0 | 0 | 0 | 0 | 0 | 0 | 0 | 0 | 0 | N | South | EO
PADUA_6_MWDSDM | LA Basin | San Dimas Hydroelectric Recovery Plant | 0 | 0.8 | 3.6 | 0.8 | 0.8 | 0.8 | 0.8 | 0.8 | 1.6 | 1.6 | 6.4 | 4.8 | Y | South | FC
PADUA_6_QF | LA Basin | PADUA QFS | 0.17 | 0.29 | 0.24 | 0.28 | 0.35 | 0.39 | 0.4 | 0.34 | 0.36 | 0.32 | 0.32 | 0.22 | N | South | FC
PADUA_7_SDIMAS | LA Basin | San Dimas Wash Hydro | 0 | 0 | 0 | 0 | 1.05 | 1.05 | 1.05 | 1.05 | 1.05 | 1.05 | 1.05 | 1.05 | Y | South | FC
PAIGES_6_SOLAR | Fresno | Paige Solar | 0 | 0 | 0 | 0 | 0 | 0 | 0 | 0 | 0 | 0 | 0 | 0 | N | North | EO
PALA_6_PGCBT1 | San Diego-IV | Pala Gomez Creek BESS |  |  |  | 0 | 0 | 0 | 0 | 0 | 0 | 0 | 0 | 0 | Y | South | EO
PALALT_7_COBUG | Bay Area | Cooperatively Owned Back Up Generator | 0 | 0 | 0 | 0 | 0 | 0 | 0 | 0 | 0 | 0 | 0 | 0 | N | North | FC
PALOMR_2_PL1X3 | San Diego-IV | Palomar Energy Center | 588.21 | 588.21 | 588.21 | 588.21 | 588.21 | 588.21 | 588.21 | 588.21 | 588.21 | 588.21 | 588.21 | 588.21 | Y | South | FC
PARDEB_6_UNITS | CAISO System | Pardee Power House | 15.76 | 14.96 | 15.76 | 23.6 | 24 | 24 | 20 | 20 | 20 | 14.96 | 14.16 | 15.76 | Y | North | FC
PARDSE_6_PESBT1 | San Diego-IV | Paradise Energy Storage |  |  |  | 9.75 | 9.75 | 9.75 | 9.75 | 9.75 | 9.75 | 9.75 | 9.75 | 9.75 | Y | South | FC
PBLOSM_2_SOLAR | CAISO System | PearBlossom | 0.04 | 0.29 | 0.33 | 0.42 | 0.61 | 1.24 | 1.37 | 1.18 | 1.05 | 0.7 | 0.54 | 0.33 | N | South | FC
PEABDY_2_LNDFIL | CAISO System | G2 Energy Hay Road Power Plant | 1.54 | 1.54 | 1.49 | 1.53 | 1.52 | 1.51 | 1.51 | 1.51 | 1.51 | 1.52 | 1.53 | 1.52 | N | North | FC
PEABDY_2_LNDFL1 | CAISO System | Potrero Hills Energy Producers | 7.7 | 7.67 | 7.54 | 7.57 | 7.03 | 7.39 | 7.56 | 7.54 | 7.52 | 7.41 | 7.47 | 7.22 | N | North | FC
PEARBL_2_NSPIN | CAISO System | PEARBL_2_NSPIN | 46 | 46 | 46 | 46 | 46 | 46 | 46 | 46 | 46 | 46 | 46 | 46 | Y | South | FC
PEASE_1_TBEBT1 | Sierra | Tierra Buena Energy Storage | 5 | 5 | 5 | 5 | 5 | 5 | 5 | 5 | 5 | 5 | 5 | 5 | Y | North | PD | 5.00
PEORIA_1_SOLAR | Stockton | Sonora 1 | 0.01 | 0.05 | 0.05 | 0.07 | 0.1 | 0.2 | 0.22 | 0.19 | 0.17 | 0.11 | 0.09 | 0.05 | N | North | FC
PGCC_1_PDRP02 | Bay Area | PGCC_1_PDRP02 | 0.5 | 0.8 | 0.2 | 0.35 | 1.6 | 1.6 | 0 | 0 | 0 | 0 | 0 | 0 | Y | North | FC
PGCC_1_PDRP13 | Bay Area | PGCC_1_PDRP13 | JUN: 0.2; JUL: 0; AUG: 0; SEP: 0; OCT: 0; NOV: 0; DEC: 0 | Y | North | FC
PGCC_1_PDRP16 | Bay Area | PGCC_1_PDRP16 |  | 0.13 | 0 | 0.12 | 0 | 0 | 0 | 0 | 0 | 0 | 0 | 0 | Y | North | FC
PGCC_1_PDRP17 | Bay Area | PGCC_1_PDRP17 | 0.3 | 0.16 | 0 | 0.12 | 0.69 | 0.38 | 0 | 0 | 0 | 0 | 0 | 0 | Y | North | FC
PGCC_1_PDRP18 | Bay Area | PGCC_1_PDRP18 |  | 0.11 | 0.6 | 0 | 0.68 | 0.99 | 0 | 0 | 0 | 0 | 0 | 0 | Y | North | FC
PGCC_1_PDRP19 | Bay Area | PGCC_1_PDRP19 |  | 0.37 | 0 | 0.37 | 0.64 | 0.91 | 0 | 0 | 0 | 0 | 0 | 0 | Y | North | FC
PGCC_1_PDRP21 | Bay Area | PGCC_1_PDRP21 |  |  |  |  | 0.53 | 0 | 0 | 0 | 0 | 0 | 0 | 0 | Y | North | FC
PGCC_1_PDRP22 | Bay Area | PGCC_1_PDRP22 | 0.11 | 0 | 0 | 0 | 0 | 0 | 0 | 0 | 0 | 0 | 0 | 0 | Y | North | FC
PGCC_1_PDRP24 | Bay Area | VLTS_PDR_PGCC_01 | 0.95 | 0.91 | 0.91 | 0.91 | 0.91 | 0.85 | 0 | 0 | 0 | 0 | 0 | 0 | Y | North | FC
PGCC_1_PDRP34 | Bay Area | PGCC_1_PDRP34 | 0.37 | 0 | 0 | 0 | 0.25 | 0.22 | 0 | 0 | 0 | 0 | 0 | 0 | Y | North | FC
PGCC_1_PDRP41 | Bay Area | VLTS_PDR_PGCC_03 |  |  |  | 1.07 | 2.13 | 1.07 | 0 | 0 | 0 | 0 | 0 | 0 | Y | North | FC
PGEB_2_PDRP08 | Bay Area | PGEB_2_PDRP08 | 0.5 | 0.8 | 0.2 | 0 | 1.75 | 1.9 | 0 | 0 | 0 | 0 | 0 | 0 | Y | North | FC
PGEB_2_PDRP09 | Bay Area | PGEB_2_PDRP09 | 0.12 | 0.22 | 0.15 | 0.2 | 0.2 | 0.2 | 0 | 0 | 0 | 0 | 0 | 0 | Y | North | FC
PGEB_2_PDRP10 | Bay Area | PGEB_2_PDRP10 | 0.12 | 0.21 | 0.15 | 0.2 | 0.17 | 0.1 | 0 | 0 | 0 | 0 | 0 | 0 | Y | North | FC
PGEB_2_PDRP100 | Bay Area | PGEB_2_PDRP100 | JUN: 0.99; JUL: 0; AUG: 0; SEP: 0; OCT: 0; NOV: 0; DEC: 0 | Y | North | FC
PGEB_2_PDRP101 | Bay Area | PGEB_2_PDRP101 | JUN: 0.99; JUL: 0; AUG: 0; SEP: 0; OCT: 0; NOV: 0; DEC: 0 | Y | North | FC
PGEB_2_PDRP105 | Bay Area | PGEB_2_PDRP105 |  |  | 0.89 | 0 | 0.62 | 0 | 0 | 0 | 0 | 0 | 0 | 0 | Y | North | FC
PGEB_2_PDRP107 | Bay Area | VLTS_PDR_PGEB_02 | 0.17 | 0.21 | 0.21 | 0.21 | 0.37 | 0.35 | 0 | 0 | 0 | 0 | 0 | 0 | Y | North | FC
PGEB_2_PDRP111 | Bay Area | VLTS_PDR_PGEB_03 | 0.14 | 0.16 | 0.16 | 0.16 | 0.16 | 0.15 | 0 | 0 | 0 | 0 | 0 | 0 | Y | North | FC
PGEB_2_PDRP21 | Bay Area | PGEB_2_PDRP21 | 0.12 | 0.22 | 0.15 | 0.2 | 0.2 | 0.1 | 0 | 0 | 0 | 0 | 0 | 0 | Y | North | FC
PGEB_2_PDRP22 | Bay Area | PGEB_2_PDRP22 | 0.12 | 0.21 | 0.15 | 0.2 | 0.17 | 0.1 | 0 | 0 | 0 | 0 | 0 | 0 | Y | North | FC
PGEB_2_PDRP23 | Bay Area | PGEB_2_PDRP23 | 0.12 | 0.22 | 0.15 | 0.2 | 0.2 | 0.1 | 0 | 0 | 0 | 0 | 0 | 0 | Y | North | FC
PGEB_2_PDRP24 | Bay Area | PGEB_2_PDRP24 | 0.12 | 0.21 | 0.16 | 0.2 | 0.17 | 0.1 | 0 | 0 | 0 | 0 | 0 | 0 | Y | North | FC
PGEB_2_PDRP25 | Bay Area | PGEB_2_PDRP25 |  |  |  | 0.2 | 0.2 | 0.1 | 0 | 0 | 0 | 0 | 0 | 0 | Y | North | FC
PGEB_2_PDRP26 | Bay Area | PGEB_2_PDRP26 |  |  |  | 0.18 | 0.17 | 0.1 | 0 | 0 | 0 | 0 | 0 | 0 | Y | North | FC
PGEB_2_PDRP27 | Bay Area | PGEB_2_PDRP27 |  |  |  | 0.18 | 0.2 | 0.1 | 0 | 0 | 0 | 0 | 0 | 0 | Y | North | FC
PGEB_2_PDRP28 | Bay Area | PGEB_2_PDRP28 |  |  |  | 0.13 | 0.17 | 0.1 | 0 | 0 | 0 | 0 | 0 | 0 | Y | North | FC
PGEB_2_PDRP29 | Bay Area | PGEB_2_PDRP29 | JUN: 0.1; JUL: 0; AUG: 0; SEP: 0; OCT: 0; NOV: 0; DEC: 0 | Y | North | FC
PGEB_2_PDRP30 | Bay Area | PGEB_2_PDRP30 |  |  |  |  | 0.17 | 0.15 | 0 | 0 | 0 | 0 | 0 | 0 | Y | North | FC
PGEB_2_PDRP31 | Bay Area | PGEB_2_PDRP31 | JUN: 0.1; JUL: 0; AUG: 0; SEP: 0; OCT: 0; NOV: 0; DEC: 0 | Y | North | FC
PGEB_2_PDRP34 | Bay Area | PGEB_2_PDRP34 |  |  |  |  | 0.17 | 0.15 | 0 | 0 | 0 | 0 | 0 | 0 | Y | North | FC
PGEB_2_PDRP35 | Bay Area | PGEB_2_PDRP35 | JUN: 0.2; JUL: 0; AUG: 0; SEP: 0; OCT: 0; NOV: 0; DEC: 0 | Y | North | FC
PGEB_2_PDRP36 | Bay Area | PGEB_2_PDRP36 |  |  |  |  | 0.17 | 0.15 | 0 | 0 | 0 | 0 | 0 | 0 | Y | North | FC
PGEB_2_PDRP40 | Bay Area | PGEB_2_PDRP40 | JUN: 0.15; JUL: 0; AUG: 0; SEP: 0; OCT: 0; NOV: 0; DEC: 0 | Y | North | FC
PGEB_2_PDRP42 | Bay Area | PGEB_2_PDRP42 | JUN: 0.15; JUL: 0; AUG: 0; SEP: 0; OCT: 0; NOV: 0; DEC: 0 | Y | North | FC
PGEB_2_PDRP44 | Bay Area | PGEB_2_PDRP44 | JUN: 0.15; JUL: 0; AUG: 0; SEP: 0; OCT: 0; NOV: 0; DEC: 0 | Y | North | FC
PGEB_2_PDRP46 | Bay Area | PGEB_2_PDRP46 | JUN: 0.15; JUL: 0; AUG: 0; SEP: 0; OCT: 0; NOV: 0; DEC: 0 | Y | North | FC
PGEB_2_PDRP48 | Bay Area | PGEB_2_PDRP48 | JUN: 0.15; JUL: 0; AUG: 0; SEP: 0; OCT: 0; NOV: 0; DEC: 0 | Y | North | FC
PGEB_2_PDRP57 | Bay Area | PGEB_2_PDRP57 | 1.1 | 1.1 | 1.1 | 1.3 | 1.3 | 1.5 | 0 | 0 | 0 | 0 | 0 | 0 | Y | North | FC
PGEB_2_PDRP60 | Bay Area | PGEB_2_PDRP60 |  |  |  | 0.23 | 0 | 0 | 0 | 0 | 0 | 0 | 0 | 0 | Y | North | FC
PGEB_2_PDRP62 | Bay Area | PGEB_2_PDRP62 |  |  |  |  | 1.04 | 0.85 | 0 | 0 | 0 | 0 | 0 | 0 | Y | North | FC
PGEB_2_PDRP64 | Bay Area | PGEB_2_PDRP64 | JUN: 0.61; JUL: 0; AUG: 0; SEP: 0; OCT: 0; NOV: 0; DEC: 0 | Y | North | FC
PGEB_2_PDRP65 | Bay Area | PGEB_2_PDRP65 |  |  |  |  | 0.53 | 0 | 0 | 0 | 0 | 0 | 0 | 0 | Y | North | FC
PGEB_2_PDRP66 | Bay Area | PGEB_2_PDRP66 |  |  |  |  | 0.89 | 0 | 0 | 0 | 0 | 0 | 0 | 0 | Y | North | FC
PGEB_2_PDRP70 | Bay Area | PGEB_2_PDRP70 | 0.99 | 0.6 | 0.99 | 0 | 0.49 | 0 | 0 | 0 | 0 | 0 | 0 | 0 | Y | North | FC
PGEB_2_PDRP73 | Bay Area | PGEB_2_PDRP73 | 0.16 | 0.11 | 0.99 | 0 | 0.62 | 0.56 | 0 | 0 | 0 | 0 | 0 | 0 | Y | North | FC
PGEB_2_PDRP74 | Bay Area | PGEB_2_PDRP74 |  |  |  |  | 0.66 | 0.99 | 0 | 0 | 0 | 0 | 0 | 0 | Y | North | FC
PGEB_2_PDRP76 | Bay Area | PGEB_2_PDRP76 | 0.69 | 0.32 | 0.99 | 0 | 0 | 0 | 0 | 0 | 0 | 0 | 0 | 0 | Y | North | FC
PGEB_2_PDRP77 | Bay Area | PGEB_2_PDRP77 | 0.44 | 0.45 | 0.23 | 0 | 0 | 0 | 0 | 0 | 0 | 0 | 0 | 0 | Y | North | FC
PGEB_2_PDRP78 | Bay Area | PGEB_2_PDRP78 | 0.11 | 0.44 | 0.1 | 0 | 0.75 | 0.92 | 0 | 0 | 0 | 0 | 0 | 0 | Y | North | FC
PGEB_2_PDRP79 | Bay Area | PGEB_2_PDRP79 |  |  |  | 0.77 | 0 | 0 | 0 | 0 | 0 | 0 | 0 | 0 | Y | North | FC
PGEB_2_PDRP80 | Bay Area | PGEB_2_PDRP80 |  |  |  |  | 0.72 | 0.9 | 0 | 0 | 0 | 0 | 0 | 0 | Y | North | FC
PGEB_2_PDRP81 | Bay Area | PGEB_2_PDRP81 | 0.13 | 0.18 | 0.68 | 0 | 0.19 | 0.21 | 0 | 0 | 0 | 0 | 0 | 0 | Y | North | FC
PGEB_2_PDRP82 | Bay Area | PGEB_2_PDRP82 | 0.12 | 0 | 0 | 0 | 0.1 | 0.99 | 0 | 0 | 0 | 0 | 0 | 0 | Y | North | FC
PGEB_2_PDRP93 | Bay Area | VLTS_PDR_PGEB_1 |  |  |  | 2.13 | 2.67 | 2.67 | 0 | 0 | 0 | 0 | 0 | 0 | Y | North | FC
PGEB_2_PDRP96 | Bay Area | PGEB_2_PDRP96 |  |  |  | 0.99 | 0 | 0 | 0 | 0 | 0 | 0 | 0 | 0 | Y | North | FC
PGEB_2_PDRP98 | Bay Area | PGEB_2_PDRP98 |  |  |  |  | 0.33 | 0 | 0 | 0 | 0 | 0 | 0 | 0 | Y | North | FC
PGF1_2_PDRP108 | Fresno | VLTS_PDR_PGF1_02 | 2.67 | 2.13 | 2.13 | 2.13 | 2.13 | 2 | 0 | 0 | 0 | 0 | 0 | 0 | Y | North | FC
PGF1_2_PDRP109 | Fresno | PGF1_2_PDRP109 | 0.59 | 0.24 | 0.99 | 0 | 0 | 0 | 0 | 0 | 0 | 0 | 0 | 0 | Y | North | FC
PGF1_2_PDRP11 | Fresno | PGF1_2_PDRP11 | 0.6 | 0.8 | 0.3 | 0.92 | 1.8 | 1.9 | 0 | 0 | 0 | 0 | 0 | 0 | Y | North | FC
PGF1_2_PDRP110 | Fresno | PGF1_2_PDRP110 | 0.12 | 0.11 | 0 | 0 | 0 | 0 | 0 | 0 | 0 | 0 | 0 | 0 | Y | North | FC
PGF1_2_PDRP111 | Fresno | VLTS_PDR_PGF1_03 | 3.2 | 3.2 | 3.2 | 3.2 | 3.2 | 3 | 0 | 0 | 0 | 0 | 0 | 0 | Y | North | FC
PGF1_2_PDRP116 | Fresno | VLTS_PDR_PGF1_04 |  |  |  | 0.21 | 0.53 | 0.53 | 0 | 0 | 0 | 0 | 0 | 0 | Y | North | FC
PGF1_2_PDRP16 | Fresno | PGF1_2_PDRP16 | 0.12 | 0.1 | 0.15 | 0.13 | 0.17 | 0.2 | 0 | 0 | 0 | 0 | 0 | 0 | Y | North | FC
PGF1_2_PDRP17 | Fresno | PGF1_2_PDRP17 | 0.12 | 0.1 | 0.15 | 0.14 | 0.2 | 0.3 | 0 | 0 | 0 | 0 | 0 | 0 | Y | North | FC
PGF1_2_PDRP18 | Fresno | PGF1_2_PDRP18 | 0.13 | 0.1 | 0.15 | 0.13 | 0.17 | 0.2 | 0 | 0 | 0 | 0 | 0 | 0 | Y | North | FC
PGF1_2_PDRP19 | Fresno | PGF1_2_PDRP19 | 0.12 | 0.1 | 0.15 | 0.14 | 0.2 | 0.3 | 0 | 0 | 0 | 0 | 0 | 0 | Y | North | FC
PGF1_2_PDRP20 | Fresno | PGF1_2_PDRP20 | 0.13 | 0.1 | 0.16 | 0.13 | 0.17 | 0.2 | 0 | 0 | 0 | 0 | 0 | 0 | Y | North | FC
PGF1_2_PDRP21 | Fresno | PGF1_2_PDRP21 | 0.13 | 0.1 | 0.16 | 0.14 | 0.2 | 0.3 | 0 | 0 | 0 | 0 | 0 | 0 | Y | North | FC
PGF1_2_PDRP24 | Fresno | PGF1_2_PDRP24 | 0.13 | 0.1 | 0.16 | 0.13 | 0.17 | 0.2 | 0 | 0 | 0 | 0 | 0 | 0 | Y | North | FC
PGF1_2_PDRP25 | Fresno | PGF1_2_PDRP25 | 0.13 | 0.1 | 0.16 | 0.14 | 0.2 | 0.3 | 0 | 0 | 0 | 0 | 0 | 0 | Y | North | FC
PGF1_2_PDRP26 | Fresno | PGF1_2_PDRP26 | 0.13 | 0.1 | 0.16 | 0.13 | 0.17 | 0.2 | 0 | 0 | 0 | 0 | 0 | 0 | Y | North | FC
PGF1_2_PDRP27 | Fresno | PGF1_2_PDRP27 | 0.13 | 0.1 | 0.16 | 0.14 | 0.2 | 0.3 | 0 | 0 | 0 | 0 | 0 | 0 | Y | North | FC
PGF1_2_PDRP28 | Fresno | PGF1_2_PDRP28 |  |  |  | 0.13 | 0.17 | 0.15 | 0 | 0 | 0 | 0 | 0 | 0 | Y | North | FC
PGF1_2_PDRP29 | Fresno | PGF1_2_PDRP29 | 0.13 | 0.1 | 0.16 | 0.14 | 0.2 | 0.3 | 0 | 0 | 0 | 0 | 0 | 0 | Y | North | FC
PGF1_2_PDRP30 | Fresno | PGF1_2_PDRP30 |  |  |  | 0.13 | 0.17 | 0.15 | 0 | 0 | 0 | 0 | 0 | 0 | Y | North | FC
PGF1_2_PDRP36 | Fresno | PGF1_2_PDRP36 |  |  |  | 0.13 | 0.17 | 0.15 | 0 | 0 | 0 | 0 | 0 | 0 | Y | North | FC
PGF1_2_PDRP37 | Fresno | PGF1_2_PDRP37 |  |  |  | 0.14 | 0.2 | 0.2 | 0 | 0 | 0 | 0 | 0 | 0 | Y | North | FC
PGF1_2_PDRP38 | Fresno | PGF1_2_PDRP38 |  |  |  | 0.13 | 0.17 | 0.15 | 0 | 0 | 0 | 0 | 0 | 0 | Y | North | FC
PGF1_2_PDRP39 | Fresno | PGF1_2_PDRP39 |  |  |  |  | 0.2 | 0.2 | 0 | 0 | 0 | 0 | 0 | 0 | Y | North | FC
PGF1_2_PDRP40 | Fresno | PGF1_2_PDRP40 |  |  |  |  | 0.17 | 0.15 | 0 | 0 | 0 | 0 | 0 | 0 | Y | North | FC
PGF1_2_PDRP41 | Fresno | PGF1_2_PDRP41 |  |  |  |  | 0.2 | 0.2 | 0 | 0 | 0 | 0 | 0 | 0 | Y | North | FC
PGF1_2_PDRP42 | Fresno | PGF1_2_PDRP42 |  |  |  |  | 0.17 | 0.15 | 0 | 0 | 0 | 0 | 0 | 0 | Y | North | FC
PGF1_2_PDRP43 | Fresno | PGF1_2_PDRP43 | JUN: 0.2; JUL: 0; AUG: 0; SEP: 0; OCT: 0; NOV: 0; DEC: 0 | Y | North | FC
PGF1_2_PDRP44 | Fresno | PGF1_2_PDRP44 |  |  |  |  | 0.17 | 0.15 | 0 | 0 | 0 | 0 | 0 | 0 | Y | North | FC
PGF1_2_PDRP45 | Fresno | PGF1_2_PDRP45 | JUN: 0.3; JUL: 0; AUG: 0; SEP: 0; OCT: 0; NOV: 0; DEC: 0 | Y | North | FC
PGF1_2_PDRP46 | Fresno | PGF1_2_PDRP46 | JUN: 0.15; JUL: 0; AUG: 0; SEP: 0; OCT: 0; NOV: 0; DEC: 0 | Y | North | FC
PGF1_2_PDRP47 | Fresno | PGF1_2_PDRP47 | JUN: 0.3; JUL: 0; AUG: 0; SEP: 0; OCT: 0; NOV: 0; DEC: 0 | Y | North | FC
PGF1_2_PDRP48 | Fresno | PGF1_2_PDRP48 | JUN: 0.2; JUL: 0; AUG: 0; SEP: 0; OCT: 0; NOV: 0; DEC: 0 | Y | North | FC
PGF1_2_PDRP50 | Fresno | PGF1_2_PDRP50 | JUN: 0.2; JUL: 0; AUG: 0; SEP: 0; OCT: 0; NOV: 0; DEC: 0 | Y | North | FC
PGF1_2_PDRP52 | Fresno | PGF1_2_PDRP52 | JUN: 0.2; JUL: 0; AUG: 0; SEP: 0; OCT: 0; NOV: 0; DEC: 0 | Y | North | FC
PGF1_2_PDRP60 | Fresno | PGF1_2_PDRP60 | 2.51 | 1.41 | 5.01 | 0 | 0 | 0 | 0 | 0 | 0 | 0 | 0 | 0 | Y | North | FC
PGF1_2_PDRP61 | Fresno | PGF1_2_PDRP61 |  |  |  |  | 0.9 | 0.85 | 0 | 0 | 0 | 0 | 0 | 0 | Y | North | FC
PGF1_2_PDRP62 | Fresno | PGF1_2_PDRP62 | 0.14 | 0.11 | 0 | 0 | 0 | 0.99 | 0 | 0 | 0 | 0 | 0 | 0 | Y | North | FC
PGF1_2_PDRP63 | Fresno | PGF1_2_PDRP63 |  |  |  | 0.43 | 0 | 0 | 0 | 0 | 0 | 0 | 0 | 0 | Y | North | FC
PGF1_2_PDRP64 | Fresno | PGF1_2_PDRP64 | 0.32 | 0 | 0 | 0.99 | 0.63 | 0.99 | 0 | 0 | 0 | 0 | 0 | 0 | Y | North | FC
PGF1_2_PDRP68 | Fresno | PGF1_2_PDRP68 | 0.18 | 0.12 | 0.22 | 0 | 0.12 | 0.13 | 0 | 0 | 0 | 0 | 0 | 0 | Y | North | FC
PGF1_2_PDRP69 | Fresno | PGF1_2_PDRP69 |  | 0.11 | 0.15 | 0 | 0.61 | 0.99 | 0 | 0 | 0 | 0 | 0 | 0 | Y | North | FC
PGF1_2_PDRP71 | Fresno | PGF1_2_PDRP71 |  |  | 0.26 | 0 | 0 | 0 | 0 | 0 | 0 | 0 | 0 | 0 | Y | North | FC
PGF1_2_PDRP76 | Fresno | PGF1_2_PDRP76 | JUN: 1.15; JUL: 0; AUG: 0; SEP: 0; OCT: 0; NOV: 0; DEC: 0 | Y | North | FC
PGF1_2_PDRP77 | Fresno | PGF1_2_PDRP77 | 0.61 | 0.51 | 0.99 | 0 | 0 | 0 | 0 | 0 | 0 | 0 | 0 | 0 | Y | North | FC
PGF1_2_PDRP78 | Fresno | PGF1_2_PDRP78 | 0.21 | 0.26 | 0.24 | 0 | 0.12 | 0.12 | 0 | 0 | 0 | 0 | 0 | 0 | Y | North | FC
PGF1_2_PDRP81 | Fresno | PGF1_2_PDRP81 | 0.2 | 0.16 | 0.14 | 0 | 0.1 | 0.99 | 0 | 0 | 0 | 0 | 0 | 0 | Y | North | FC
PGF1_2_PDRP82 | Fresno | PGF1_2_PDRP82 |  |  |  |  | 0.11 | 0.48 | 0 | 0 | 0 | 0 | 0 | 0 | Y | North | FC
PGF1_2_PDRP83 | Fresno | PGF1_2_PDRP83 | 0.58 | 0.67 | 0.99 | 0 | 0 | 0 | 0 | 0 | 0 | 0 | 0 | 0 | Y | North | FC
PGF1_2_PDRP84 | Fresno | PGF1_2_PDRP84 | 0.99 | 0.18 | 0.99 | 0 | 0 | 0 | 0 | 0 | 0 | 0 | 0 | 0 | Y | North | FC
PGF1_2_PDRP85 | Fresno | PGF1_2_PDRP85 |  |  |  |  | 0.68 | 0 | 0 | 0 | 0 | 0 | 0 | 0 | Y | North | FC
PGF1_2_PDRP86 | Fresno | PGF1_2_PDRP86 |  |  | 0.27 | 0 | 0 | 0.5 | 0 | 0 | 0 | 0 | 0 | 0 | Y | North | FC
PGF1_2_PDRP87 | Fresno | PGF1_2_PDRP87 |  |  |  | 0.99 | 0 | 0 | 0 | 0 | 0 | 0 | 0 | 0 | Y | North | FC
PGF1_2_PDRP88 | Fresno | PGF1_2_PDRP88 |  |  |  |  | 0.91 | 0 | 0 | 0 | 0 | 0 | 0 | 0 | Y | North | FC
PGF1_2_PDRP92 | Fresno | VLTS_PDR_PGF1_01 | 2.34 | 1.28 | 1.28 | 1.28 | 1.28 | 1.2 | 0 | 0 | 0 | 0 | 0 | 0 | Y | North | FC
PGF1_2_PDRP93 | Fresno | PGF1_2_PDRP93 |  |  |  | 0.19 | 0.37 | 0 | 0 | 0 | 0 | 0 | 0 | 0 | Y | North | FC
PGF1_2_PDRP94 | Fresno | PGF1_2_PDRP94 |  |  |  |  | 0.48 | 0.11 | 0 | 0 | 0 | 0 | 0 | 0 | Y | North | FC
PGFG_1_PDRP05 | NCNB | PGFG_1_PDRP05 |  |  |  |  | 0.2 | 0.2 | 0 | 0 | 0 | 0 | 0 | 0 | Y | North | FC
PGFG_1_PDRP14 | NCNB | PGFG_1_PDRP14 |  |  |  |  | 0.17 | 0.15 | 0 | 0 | 0 | 0 | 0 | 0 | Y | North | FC
PGFG_1_PDRP19 | NCNB | PGFG_1_PDRP19 | JUN: 0.13; JUL: 0; AUG: 0; SEP: 0; OCT: 0; NOV: 0; DEC: 0 | Y | North | FC
PGFG_1_PDRP21 | NCNB | PGFG_1_PDRP21 | 0.17 | 0.2 | 0.18 | 0 | 0.22 | 0.37 | 0 | 0 | 0 | 0 | 0 | 0 | Y | North | FC
PGFG_1_PDRP23 | NCNB | PGFG_1_PDRP23 |  |  |  |  | 0.24 | 0.28 | 0 | 0 | 0 | 0 | 0 | 0 | Y | North | FC
PGFG_1_PDRP25 | NCNB | PGFG_1_PDRP25 |  |  |  |  | 0.11 | 0.46 | 0 | 0 | 0 | 0 | 0 | 0 | Y | North | FC
PGFG_1_PDRP32 | NCNB | PGFG_1_PDRP32 |  |  |  |  | 0.11 | 0 | 0 | 0 | 0 | 0 | 0 | 0 | Y | North | FC
PGFG_1_PDRP35 | NCNB | PGFG_1_PDRP35 | 0.43 | 0.43 | 0.48 | 0.46 | 1 | 1 | 0 | 0 | 0 | 0 | 0 | 0 | Y | North | FC
PGFG_1_PDRP36 | NCNB | PGFG_1_PDRP36 |  |  |  | 0.46 | 0.36 | 0.88 | 0 | 0 | 0 | 0 | 0 | 0 | Y | North | FC
PGFG_1_PDRP37 | NCNB | VLTS_PDR_PGFG_01 | 0.11 | 0.11 | 0.11 | 0.11 | 0.11 | 0.1 | 0 | 0 | 0 | 0 | 0 | 0 | Y | North | FC
PGHB_6_PDRP02 | Humboldt | PGHB_6_PDRP02 | 0.13 | 0.1 | 0.16 | 0.13 | 0.17 | 0 | 0 | 0 | 0 | 0 | 0 | 0 | Y | North | FC
PGHB_6_PDRP05 | Humboldt | PGHB_6_PDRP05 |  |  |  | 0.14 | 0.2 | 0 | 0 | 0 | 0 | 0 | 0 | 0 | Y | North | FC
PGHB_6_PDRP10 | Humboldt | PGHB_6_PDRP10 |  |  |  |  | 0.76 | 0 | 0 | 0 | 0 | 0 | 0 | 0 | Y | North | FC
PGKN_2_PDRP02 | Kern | PGKN_2_PDRP02 | 0.13 | 0.15 | 0.16 | 0 | 0.17 | 0.15 | 0 | 0 | 0 | 0 | 0 | 0 | Y | North | FC
PGKN_2_PDRP06 | Kern | PGKN_2_PDRP06 |  |  |  |  | 0.17 | 0.15 | 0 | 0 | 0 | 0 | 0 | 0 | Y | North | FC
PGKN_2_PDRP07 | Kern | PGKN_2_PDRP07 | 0.13 | 0.15 | 0.16 | 0 | 0.2 | 0.2 | 0 | 0 | 0 | 0 | 0 | 0 | Y | North | FC
PGKN_2_PDRP08 | Kern | PGKN_2_PDRP08 |  |  |  | 0.13 | 0.17 | 0.15 | 0 | 0 | 0 | 0 | 0 | 0 | Y | North | FC
PGKN_2_PDRP09 | Kern | PGKN_2_PDRP09 |  |  |  |  | 0.2 | 0.2 | 0 | 0 | 0 | 0 | 0 | 0 | Y | North | FC
PGKN_2_PDRP12 | Kern | PGKN_2_PDRP12 | JUN: 1.9; JUL: 0; AUG: 0; SEP: 0; OCT: 0; NOV: 0; DEC: 0 | Y | North | FC
PGKN_2_PDRP13 | Kern | PGKN_2_PDRP13 |  |  |  | 0.14 | 0.2 | 0.2 | 0 | 0 | 0 | 0 | 0 | 0 | Y | North | FC
PGKN_2_PDRP14 | Kern | PGKN_2_PDRP14 |  |  |  | 0.13 | 0.17 | 0.15 | 0 | 0 | 0 | 0 | 0 | 0 | Y | North | FC
PGKN_2_PDRP15 | Kern | PGKN_2_PDRP15 |  |  |  | 0.14 | 0.2 | 0.2 | 0 | 0 | 0 | 0 | 0 | 0 | Y | North | FC
PGKN_2_PDRP16 | Kern | PGKN_2_PDRP16 | JUN: 0.15; JUL: 0; AUG: 0; SEP: 0; OCT: 0; NOV: 0; DEC: 0 | Y | North | FC
PGKN_2_PDRP18 | Kern | PGKN_2_PDRP18 | JUN: 0.15; JUL: 0; AUG: 0; SEP: 0; OCT: 0; NOV: 0; DEC: 0 | Y | North | FC
PGKN_2_PDRP25 | Kern | PGKN_2_PDRP25 |  |  |  | 0.65 | 0.73 | 0.55 | 0 | 0 | 0 | 0 | 0 | 0 | Y | North | FC
PGKN_2_PDRP32 | Kern | VLTS_PDR_PGKN_1 | 1.17 | 1.39 | 1.39 | 0.53 | 0.53 | 0.5 | 0 | 0 | 0 | 0 | 0 | 0 | Y | North | FC
PGKN_2_PDRP33 | Kern | PGKN_2_PDRP33 | JUN: 0.3; JUL: 0; AUG: 0; SEP: 0; OCT: 0; NOV: 0; DEC: 0 | Y | North | FC
PGKN_2_PDRP34 | Kern | PGKN_2_PDRP34 |  |  |  | 0.23 | 0 | 0 | 0 | 0 | 0 | 0 | 0 | 0 | Y | North | FC
PGKN_2_PDRP36 | Kern | PGKN_2_PDRP36 |  |  |  |  | 0.66 | 0.73 | 0 | 0 | 0 | 0 | 0 | 0 | Y | North | FC
PGKN_2_PDRP38 | Kern | PGKN_2_PDRP38 |  |  |  |  | 0.5 | 0.46 | 0 | 0 | 0 | 0 | 0 | 0 | Y | North | FC
PGKN_2_PDRP40 | Kern | PGKN_2_PDRP40 | 0.17 | 0.17 | 0.15 | 0 | 0.21 | 0.28 | 0 | 0 | 0 | 0 | 0 | 0 | Y | North | FC
PGKN_2_PDRP41 | Kern | PGKN_2_PDRP41 |  | 0.37 | 0.38 | 0 | 0 | 0.42 | 0 | 0 | 0 | 0 | 0 | 0 | Y | North | FC
PGKN_2_PDRP44 | Kern | PGKN_2_PDRP44 | JUN: 0.32; JUL: 0; AUG: 0; SEP: 0; OCT: 0; NOV: 0; DEC: 0 | Y | North | FC
PGKN_2_PDRP48 | Kern | PGKN_2_PDRP48 | 1.5 | 1.5 | 1.5 | 1.5 | 1.5 | 1.5 | 0 | 0 | 0 | 0 | 0 | 0 | Y | North | FC
PGNB_2_PDRP02 | NCNB | PGNB_2_PDRP02 |  |  |  | 0.18 | 0.17 | 0.15 | 0 | 0 | 0 | 0 | 0 | 0 | Y | North | FC
PGNB_2_PDRP12 | NCNB | PGNB_2_PDRP12 |  |  |  |  | 0.2 | 0.6 | 0 | 0 | 0 | 0 | 0 | 0 | Y | North | FC
PGNB_2_PDRP15 | NCNB | PGNB_2_PDRP15 |  |  |  | 0.14 | 0.23 | 0.2 | 0 | 0 | 0 | 0 | 0 | 0 | Y | North | FC
PGNB_2_PDRP19 | NCNB | PGNB_2_PDRP19 | 0.11 | 0.12 | 0 | 0 | 0.71 | 0.43 | 0 | 0 | 0 | 0 | 0 | 0 | Y | North | FC
PGNB_2_PDRP20 | NCNB | PGNB_2_PDRP20 | 0.1 | 0.25 | 0.13 | 0 | 0.24 | 0.35 | 0 | 0 | 0 | 0 | 0 | 0 | Y | North | FC
PGNB_2_PDRP25 | NCNB | PGNB_2_PDRP25 | JUN: 0.52; JUL: 0; AUG: 0; SEP: 0; OCT: 0; NOV: 0; DEC: 0 | Y | North | FC
PGNB_2_PDRP27 | NCNB | PGNB_2_PDRP27 |  |  |  | 0.32 | 0.79 | 0 | 0 | 0 | 0 | 0 | 0 | 0 | Y | North | FC
PGNB_2_PDRP30 | NCNB | PGNB_2_PDRP30 |  |  | 0.1 | 0 | 0.89 | 0 | 0 | 0 | 0 | 0 | 0 | 0 | Y | North | FC
PGNB_2_PDRP35 | NCNB | PGNB_2_PDRP35 |  |  |  |  | 0.35 | 0.33 | 0 | 0 | 0 | 0 | 0 | 0 | Y | North | FC
PGNB_2_PDRP43 | NCNB | VLTS_PDR_PGNB_02 | 0.61 | 0.75 | 0.75 | 0.75 | 0.75 | 0.7 | 0 | 0 | 0 | 0 | 0 | 0 | Y | North | FC
PGNC_1_PDRP01 | NCNB | PGNC_1_PDRP01 | 0.12 | 0.12 | 0.14 | 0.26 | 0.39 | 0.54 | 0 | 0 | 0 | 0 | 0 | 0 | Y | North | FC
PGNC_1_PDRP04 | NCNB | PGNC_1_PDRP04 | JUN: 0.15; JUL: 0; AUG: 0; SEP: 0; OCT: 0; NOV: 0; DEC: 0 | Y | North | FC
PGNC_1_PDRP09 | NCNB | PGNC_1_PDRP09 |  |  |  |  | 0.69 | 0 | 0 | 0 | 0 | 0 | 0 | 0 | Y | North | FC
PGNC_1_PDRP19 | NCNB | PGNC_1_PDRP19 | 0.24 | 0 | 0 | 0 | 0 | 0 | 0 | 0 | 0 | 0 | 0 | 0 | Y | North | FC
PGNC_1_PDRP26 | NCNB | PGNC_1_PDRP26 | 0.28 | 0.12 | 0 | 0.11 | 0.14 | 0.17 | 0 | 0 | 0 | 0 | 0 | 0 | Y | North | FC
PGNC_2_PDRP13 | NCNB | PGNC_2_PDRP13 |  |  |  | 0.75 | 1.07 | 1.07 | 0 | 0 | 0 | 0 | 0 | 0 | Y | North | FC
PGNP_2_PDRP08 | CAISO System | PGNP_2_PDRP08 | 2.1 | 2.1 | 2.1 | 2.1 | 2.1 | 2.1 | 0 | 0 | 0 | 0 | 0 | 0 | Y | North | FC
PGNP_2_PDRP09 | CAISO System | PGNP_2_PDRP09 | JUN: 0.2; JUL: 0; AUG: 0; SEP: 0; OCT: 0; NOV: 0; DEC: 0 | Y | North | FC
PGNP_2_PDRP10 | CAISO System | PGNP_2_PDRP10 | 0.13 | 0.4 | 0.16 | 0.13 | 0.17 | 0.15 | 0 | 0 | 0 | 0 | 0 | 0 | Y | North | FC
PGNP_2_PDRP11 | CAISO System | PGNP_2_PDRP11 | JUN: 0.21; JUL: 0; AUG: 0; SEP: 0; OCT: 0; NOV: 0; DEC: 0 | Y | North | FC
PGNP_2_PDRP16 | CAISO System | PGNP_2_PDRP16 | JUN: 0.17; JUL: 0; AUG: 0; SEP: 0; OCT: 0; NOV: 0; DEC: 0 | Y | North | FC
PGNP_2_PDRP18 | CAISO System | PGNP_2_PDRP18 | JUN: 0.18; JUL: 0; AUG: 0; SEP: 0; OCT: 0; NOV: 0; DEC: 0 | Y | North | FC
PGNP_2_PDRP20 | CAISO System | PGNP_2_PDRP20 | JUN: 0.18; JUL: 0; AUG: 0; SEP: 0; OCT: 0; NOV: 0; DEC: 0 | Y | North | FC
PGNP_2_PDRP21 | CAISO System | PGNP_2_PDRP21 |  |  |  |  | 0.22 | 0.8 | 0 | 0 | 0 | 0 | 0 | 0 | Y | North | FC
PGNP_2_PDRP30 | CAISO System | PGNP_2_PDRP30 | 0.16 | 0.29 | 0.13 | 0 | 0.16 | 0.29 | 0 | 0 | 0 | 0 | 0 | 0 | Y | North | FC
PGNP_2_PDRP31 | CAISO System | PGNP_2_PDRP31 |  |  |  |  | 0.61 | 0.95 | 0 | 0 | 0 | 0 | 0 | 0 | Y | North | FC
PGNP_2_PDRP34 | CAISO System | PGNP_2_PDRP34 | 0.15 | 0 | 0.11 | 0 | 0.62 | 0.99 | 0 | 0 | 0 | 0 | 0 | 0 | Y | North | FC
PGNP_2_PDRP39 | CAISO System | VLTS_PDR_PGNP_02 |  |  |  | 1.06 | 1.6 | 1.6 | 0 | 0 | 0 | 0 | 0 | 0 | Y | North | FC
PGNP_2_PDRP40 | CAISO System | PGNP_2_PDRP40 |  | 0.21 | 0.12 | 0 | 0.29 | 0.39 | 0 | 0 | 0 | 0 | 0 | 0 | Y | North | FC
PGNP_2_PDRP41 | CAISO System | PGNP_2_PDRP41 | 0.11 | 0 | 0.13 | 0 | 0.14 | 0.62 | 0 | 0 | 0 | 0 | 0 | 0 | Y | North | FC
PGNP_2_PDRP43 | CAISO System | PGNP_2_PDRP43 | JUN: 0.55; JUL: 0; AUG: 0; SEP: 0; OCT: 0; NOV: 0; DEC: 0 | Y | North | FC
PGNP_2_PDRP44 | CAISO System | PGNP_2_PDRP44 |  |  |  | 0.38 | 0 | 0 | 0 | 0 | 0 | 0 | 0 | 0 | Y | North | FC
PGNP_2_PDRP46 | CAISO System | PGNP_2_PDRP46 | 0.32 | 0.32 | 0.99 | 0 | 0.9 | 0.55 | 0 | 0 | 0 | 0 | 0 | 0 | Y | North | FC
PGNP_2_PDRP47 | CAISO System | PGNP_2_PDRP47 |  | 0.15 | 0 | 0 | 0 | 0.11 | 0 | 0 | 0 | 0 | 0 | 0 | Y | North | FC
PGNP_2_PDRP48 | CAISO System | PGNP_2_PDRP48 |  |  |  | 0.16 | 0 | 0 | 0 | 0 | 0 | 0 | 0 | 0 | Y | North | FC
PGNP_2_PDRP49 | CAISO System | PGNP_2_PDRP49 | 0.49 | 0 | 0 | 0 | 0.54 | 0.51 | 0 | 0 | 0 | 0 | 0 | 0 | Y | North | FC
PGNP_2_PDRP50 | CAISO System | PGNP_2_PDRP50 |  |  |  |  | 0.26 | 0.7 | 0 | 0 | 0 | 0 | 0 | 0 | Y | North | FC
PGNP_2_PDRP53 | CAISO System | VLTS_PDR_PGNP_04 | 1.33 | 1.33 | 1.33 | 1.33 | 1.6 | 1.5 | 0 | 0 | 0 | 0 | 0 | 0 | Y | North | FC
PGP2_2_PDRP07 | Bay Area | PGP2_2_PDRP07 |  |  |  | 0.16 | 0.3 | 0.2 | 0 | 0 | 0 | 0 | 0 | 0 | Y | North | FC
PGP2_2_PDRP08 | Bay Area | PGP2_2_PDRP08 | 0.13 | 0.35 | 0.16 | 0.17 | 0.19 | 0.15 | 0 | 0 | 0 | 0 | 0 | 0 | Y | North | FC
PGP2_2_PDRP17 | Bay Area | PGP2_2_PDRP17 |  |  |  |  | 0.23 | 0.8 | 0 | 0 | 0 | 0 | 0 | 0 | Y | North | FC
PGP2_2_PDRP35 | Bay Area | PGP2_2_PDRP35 |  |  |  |  | 0.34 | 0.35 | 0 | 0 | 0 | 0 | 0 | 0 | Y | North | FC
PGP2_2_PDRP38 | Bay Area | PGP2_2_PDRP38 | 0.37 | 0.37 | 0.99 | 0 | 0.14 | 0.99 | 0 | 0 | 0 | 0 | 0 | 0 | Y | North | FC
PGP2_2_PDRP42 | Bay Area | PGP2_2_PDRP42 |  |  |  | 0.31 | 0.66 | 0.54 | 0 | 0 | 0 | 0 | 0 | 0 | Y | North | FC
PGP2_2_PDRP55 | Bay Area | PGP2_2_PDRP55 |  |  |  |  | 0.14 | 0 | 0 | 0 | 0 | 0 | 0 | 0 | Y | North | FC
PGP2_2_PDRP58 | Bay Area | PGP2_2_PDRP58 |  |  |  |  | 0.57 | 1.4 | 0 | 0 | 0 | 0 | 0 | 0 | Y | North | FC
PGP2_2_PDRP60 | Bay Area | PGP2_2_PDRP60 |  |  |  | 0.99 | 0.89 | 0.99 | 0 | 0 | 0 | 0 | 0 | 0 | Y | North | FC
PGP2_2_PDRP62 | Bay Area | PGP2_2_PDRP62 | 0.14 | 0.36 | 0.13 | 0 | 0.36 | 0.25 | 0 | 0 | 0 | 0 | 0 | 0 | Y | North | FC
PGP2_2_PDRP63 | Bay Area | PGP2_2_PDRP63 |  |  | 0.13 | 0 | 0 | 0.24 | 0 | 0 | 0 | 0 | 0 | 0 | Y | North | FC
PGP2_2_PDRP67 | Bay Area | PGP2_2_PDRP67 | 0.19 | 0.15 | 0 | 0 | 0 | 0 | 0 | 0 | 0 | 0 | 0 | 0 | Y | North | FC
PGP2_2_PDRP68 | Bay Area | PGP2_2_PDRP68 | 0.11 | 0.11 | 0.14 | 0 | 0 | 0 | 0 | 0 | 0 | 0 | 0 | 0 | Y | North | FC
PGP2_2_PDRP69 | Bay Area | PGEB_2_PDRP69 |  |  | 0.12 | 0 | 0 | 0 | 0 | 0 | 0 | 0 | 0 | 0 | Y | North | FC
PGSB_1_PDRP04 | Bay Area | PGSB_1_PDRP04 |  |  |  | 0.17 | 0.17 | 0.22 | 0 | 0 | 0 | 0 | 0 | 0 | Y | North | FC
PGSB_1_PDRP101 | Bay Area | VLTS_PDR_PGSB_04 |  |  |  | 2.13 | 2.67 | 2.67 | 0 | 0 | 0 | 0 | 0 | 0 | Y | North | FC
PGSB_1_PDRP104 | Bay Area | PGSB_1_PDRP104 | 0.53 | 0.73 | 0.99 | 0 | 0 | 0 | 0 | 0 | 0 | 0 | 0 | 0 | Y | North | FC
PGSB_1_PDRP11 | Bay Area | PGSB_1_PDRP11 | 0.13 | 0.44 | 0.16 | 0.15 | 0.2 | 0.21 | 0 | 0 | 0 | 0 | 0 | 0 | Y | North | FC
PGSB_1_PDRP17 | Bay Area | PGSB_1_PDRP17 | JUN: 0.2; JUL: 0; AUG: 0; SEP: 0; OCT: 0; NOV: 0; DEC: 0 | Y | North | FC
PGSB_1_PDRP30 | Bay Area | PGSB_1_PDRP30 |  |  |  |  | 0.17 | 0.22 | 0 | 0 | 0 | 0 | 0 | 0 | Y | North | FC
PGSB_1_PDRP32 | Bay Area | PGSB_1_PDRP32 |  |  |  |  | 0.17 | 0.22 | 0 | 0 | 0 | 0 | 0 | 0 | Y | North | FC
PGSB_1_PDRP56 | Bay Area | PGSB_1_PDRP56 | 0.14 | 0.14 | 0.16 | 0.31 | 0.45 | 0.63 | 0 | 0 | 0 | 0 | 0 | 0 | Y | North | FC
PGSB_1_PDRP57 | Bay Area | PGSB_1_PDRP57 | 0.1 | 0.1 | 0.1 | 0.11 | 0.16 | 0.22 | 0 | 0 | 0 | 0 | 0 | 0 | Y | North | FC
PGSB_1_PDRP58 | Bay Area | PGSB_1_PDRP58 | 0.17 | 0.17 | 0.18 | 0.36 | 0.52 | 0.72 | 0 | 0 | 0 | 0 | 0 | 0 | Y | North | FC
PGSB_1_PDRP60 | Bay Area | PGSB_1_PDRP60 |  |  |  |  | 2.16 | 0 | 0 | 0 | 0 | 0 | 0 | 0 | Y | North | FC
PGSB_1_PDRP66 | Bay Area | PGSB_1_PDRP66 |  |  |  |  | 0.69 | 0.59 | 0 | 0 | 0 | 0 | 0 | 0 | Y | North | FC
PGSB_1_PDRP67 | Bay Area | PGSB_1_PDRP67 | 0.41 | 0.44 | 0.22 | 0 | 0 | 0 | 0 | 0 | 0 | 0 | 0 | 0 | Y | North | FC
PGSB_1_PDRP68 | Bay Area | PGSB_1_PDRP68 |  |  |  | 0.99 | 0 | 0.69 | 0 | 0 | 0 | 0 | 0 | 0 | Y | North | FC
PGSB_1_PDRP69 | Bay Area | PGSB_1_PDRP69 |  |  | 0.23 | 0 | 0 | 0.12 | 0 | 0 | 0 | 0 | 0 | 0 | Y | North | FC
PGSB_1_PDRP70 | Bay Area | PGSB_1_PDRP70 | 0.11 | 0 | 0 | 0.64 | 0 | 0.18 | 0 | 0 | 0 | 0 | 0 | 0 | Y | North | FC
PGSB_1_PDRP73 | Bay Area | PGSB_1_PDRP73 | 0.1 | 0.28 | 0.2 | 0 | 0.48 | 0.52 | 0 | 0 | 0 | 0 | 0 | 0 | Y | North | FC
PGSB_1_PDRP74 | Bay Area | PGSB_1_PDRP74 |  |  |  | 0.37 | 0 | 0 | 0 | 0 | 0 | 0 | 0 | 0 | Y | North | FC
PGSB_1_PDRP76 | Bay Area | PGSB_1_PDRP76 | 0.12 | 0 | 0 | 0 | 0 | 0.99 | 0 | 0 | 0 | 0 | 0 | 0 | Y | North | FC
PGSB_1_PDRP77 | Bay Area | PGSB_1_PDRP77 | 0.11 | 0.13 | 0.17 | 0 | 0.64 | 0.14 | 0 | 0 | 0 | 0 | 0 | 0 | Y | North | FC
PGSB_1_PDRP78 | Bay Area | PGSB_1_PDRP78 |  |  |  |  | 0.38 | 0 | 0 | 0 | 0 | 0 | 0 | 0 | Y | North | FC
PGSB_1_PDRP83 | Bay Area | PGSB_1_PDRP83 | 0.35 | 0.15 | 0.32 | 0 | 0.61 | 0.99 | 0 | 0 | 0 | 0 | 0 | 0 | Y | North | FC
PGSB_1_PDRP87 | Bay Area | VLTS_PDR_PGSB_1 | 0.18 | 0.21 | 0.21 | 0.21 | 0.21 | 0.2 | 0 | 0 | 0 | 0 | 0 | 0 | Y | North | FC
PGSB_1_PDRP91 | Bay Area | PGSB_1_PDRP91 |  |  |  |  | 0.9 | 0 | 0 | 0 | 0 | 0 | 0 | 0 | Y | North | FC
PGSB_1_PDRP92 | Bay Area | PGSB_1_PDRP92 |  |  |  |  | 0.83 | 0 | 0 | 0 | 0 | 0 | 0 | 0 | Y | North | FC
PGSB_1_PDRP97 | Bay Area | VLTS_PDR_PGSB_03 | 0.14 | 0.16 | 0.16 | 0 | 0.16 | 0.15 | 0 | 0 | 0 | 0 | 0 | 0 | Y | North | FC
PGSF_2_PDRP04 | Bay Area | PGSF_2_PDRP04 |  |  |  |  | 0.17 | 0.15 | 0 | 0 | 0 | 0 | 0 | 0 | Y | North | FC
PGSF_2_PDRP08 | Bay Area | PGSF_2_PDRP08 |  |  |  |  | 0.1 | 0.2 | 0 | 0 | 0 | 0 | 0 | 0 | Y | North | FC
PGSF_2_PDRP33 | Bay Area | PGSF_2_PDRP33 |  |  |  | 0.55 | 0.95 | 0 | 0 | 0 | 0 | 0 | 0 | 0 | Y | North | FC
PGSF_2_PDRP34 | Bay Area | PGSF_2_PDRP34 |  |  |  |  | 0.19 | 0.17 | 0 | 0 | 0 | 0 | 0 | 0 | Y | North | FC
PGSF_2_PDRP36 | Bay Area | PGSF_2_PDRP36 |  |  |  | 0.59 | 0 | 0 | 0 | 0 | 0 | 0 | 0 | 0 | Y | North | FC
PGSF_2_PDRP37 | Bay Area | PGSF_2_PDRP37 |  |  |  |  | 2.17 | 0 | 0 | 0 | 0 | 0 | 0 | 0 | Y | North | FC
PGSF_2_PDRP38 | Bay Area | PGSF_2_PDRP38 | 0.16 | 0.14 | 0 | 0 | 0 | 0 | 0 | 0 | 0 | 0 | 0 | 0 | Y | North | FC
PGSF_2_PDRP46 | Bay Area | PGSF_2_PDRP46 |  |  |  | 0.2 | 0 | 0.12 | 0 | 0 | 0 | 0 | 0 | 0 | Y | North | FC
PGSF_2_PDRP49 | Bay Area | VLTS_PDR_PGSF_1 |  |  |  | 0.32 | 0.53 | 0.53 | 0 | 0 | 0 | 0 | 0 | 0 | Y | North | FC
PGSF_2_PDRP51 | Bay Area | PGSF_2_PDRP51 | 0.31 | 0.57 | 0.99 | 0 | 0 | 0 | 0 | 0 | 0 | 0 | 0 | 0 | Y | North | FC
PGSF_2_PDRP52 | Bay Area | PGSF_2_PDRP52 |  |  |  | 0.15 | 0 | 0.15 | 0 | 0 | 0 | 0 | 0 | 0 | Y | North | FC
PGSF_2_PDRP53 | Bay Area | PGSF_2_PDRP53 |  |  |  |  | 0.13 | 0.12 | 0 | 0 | 0 | 0 | 0 | 0 | Y | North | FC
PGSF_2_PDRP56 | Bay Area | PGSF_2_PDRP56 | 0.47 | 0.14 | 0.99 | 0 | 0.62 | 0.14 | 0 | 0 | 0 | 0 | 0 | 0 | Y | North | FC
PGSF_2_PDRP57 | Bay Area | PGSF_2_PDRP57 | 0.14 | 0.28 | 0.12 | 0 | 0.99 | 0.26 | 0 | 0 | 0 | 0 | 0 | 0 | Y | North | FC
PGSF_2_PDRP58 | Bay Area | VLTS_PDR_PGSF_02 | 0.23 | 0.27 | 0.27 | 1.07 | 1.07 | 1 | 0 | 0 | 0 | 0 | 0 | 0 | Y | North | FC
PGSI_1_PDRP09 | Sierra | PGSI_1_PDRP09 | 0.13 | 0.13 | 0.16 | 0.14 | 0.2 | 0.2 | 0 | 0 | 0 | 0 | 0 | 0 | Y | North | FC
PGSI_1_PDRP10 | Sierra | PGSI_1_PDRP10 | 0.13 | 0.13 | 0.16 | 0.13 | 0.17 | 0.15 | 0 | 0 | 0 | 0 | 0 | 0 | Y | North | FC
PGSI_1_PDRP11 | Sierra | PGSI_1_PDRP11 | 0.13 | 0.13 | 0.16 | 0.14 | 0.2 | 0.2 | 0 | 0 | 0 | 0 | 0 | 0 | Y | North | FC
PGSI_1_PDRP12 | Sierra | PGSI_1_PDRP12 | 0.13 | 0.12 | 0.16 | 0.13 | 0.17 | 0.15 | 0 | 0 | 0 | 0 | 0 | 0 | Y | North | FC
PGSI_1_PDRP15 | Sierra | PGSI_1_PDRP15 |  |  |  |  | 0.2 | 0.2 | 0 | 0 | 0 | 0 | 0 | 0 | Y | North | FC
PGSI_1_PDRP16 | Sierra | PGSI_1_PDRP16 |  |  |  | 0.13 | 0.17 | 0.15 | 0 | 0 | 0 | 0 | 0 | 0 | Y | North | FC
PGSI_1_PDRP17 | Sierra | PGSI_1_PDRP17 |  |  |  |  | 0.2 | 0.3 | 0 | 0 | 0 | 0 | 0 | 0 | Y | North | FC
PGSI_1_PDRP20 | Sierra | PGSI_1_PDRP20 |  |  |  |  | 0.17 | 0.15 | 0 | 0 | 0 | 0 | 0 | 0 | Y | North | FC
PGSI_1_PDRP22 | Sierra | PGSI_1_PDRP22 | JUN: 0.15; JUL: 0; AUG: 0; SEP: 0; OCT: 0; NOV: 0; DEC: 0 | Y | North | FC
PGSI_1_PDRP24 | Sierra | PGSI_1_PDRP24 | JUN: 0.15; JUL: 0; AUG: 0; SEP: 0; OCT: 0; NOV: 0; DEC: 0 | Y | North | FC
PGSI_1_PDRP26 | Sierra | PGSI_1_PDRP26 | JUN: 0.2; JUL: 0; AUG: 0; SEP: 0; OCT: 0; NOV: 0; DEC: 0 | Y | North | FC
PGSI_1_PDRP28 | Sierra | PGSI_1_PDRP28 | JUN: 0.8; JUL: 0; AUG: 0; SEP: 0; OCT: 0; NOV: 0; DEC: 0 | Y | North | FC
PGSI_1_PDRP29 | Sierra | PGSI_1_PDRP29 | 1.5 | 1.5 | 1.5 | 1.5 | 1.5 | 1.5 | 0 | 0 | 0 | 0 | 0 | 0 | Y | North | FC
PGSI_1_PDRP31 | Sierra | PGSI_1_PDRP31 |  | 0.13 | 0.14 | 0 | 0.51 | 0.2 | 0 | 0 | 0 | 0 | 0 | 0 | Y | North | FC
PGSI_1_PDRP33 | Sierra | PGSI_1_PDRP33 |  |  |  | 0.48 | 0.12 | 0 | 0 | 0 | 0 | 0 | 0 | 0 | Y | North | FC
PGSI_1_PDRP35 | Sierra | PGSI_1_PDRP35 |  |  | 0.15 | 0 | 0.14 | 0.18 | 0 | 0 | 0 | 0 | 0 | 0 | Y | North | FC
PGSI_1_PDRP37 | Sierra | PGSI_1_PDRP37 | 0.13 | 0.11 | 0 | 0 | 0 | 0 | 0 | 0 | 0 | 0 | 0 | 0 | Y | North | FC
PGSI_1_PDRP40 | Sierra | PGSI_1_PDRP40 |  |  |  |  | 0.1 | 0 | 0 | 0 | 0 | 0 | 0 | 0 | Y | North | FC
PGSI_1_PDRP42 | Sierra | PGSI_1_PDRP42 |  | 0.19 | 0.12 | 0 | 0.22 | 0.41 | 0 | 0 | 0 | 0 | 0 | 0 | Y | North | FC
PGSI_1_PDRP43 | Sierra | PGSI_1_PDRP43 |  |  |  |  | 0.11 | 0.47 | 0 | 0 | 0 | 0 | 0 | 0 | Y | North | FC
PGSI_1_PDRP44 | Sierra | PGSI_1_PDRP44 | 0.14 | 0 | 0 | 0.44 | 0 | 0.11 | 0 | 0 | 0 | 0 | 0 | 0 | Y | North | FC
PGSI_1_PDRP45 | Sierra | PGSI_1_PDRP45 |  |  | 0.15 | 0 | 0 | 0.1 | 0 | 0 | 0 | 0 | 0 | 0 | Y | North | FC
PGSI_1_PDRP48 | Sierra | PGSI_1_PDRP48 |  |  |  | 0.21 | 0.83 | 0.89 | 0 | 0 | 0 | 0 | 0 | 0 | Y | North | FC
PGSI_1_PDRP49 | Sierra | PGSI_1_PDRP49 | 0.17 | 0.19 | 0 | 0 | 0.1 | 0.23 | 0 | 0 | 0 | 0 | 0 | 0 | Y | North | FC
PGSI_1_PDRP51 | Sierra | VLTS_PDR_PGSI_02 | 0.61 | 0.75 | 1.28 | 1.28 | 1.28 | 1.2 | 0 | 0 | 0 | 0 | 0 | 0 | Y | North | FC
PGSI_1_PDRP59 | Sierra | VLTS_PDR_PGSI_03 |  |  |  | 0.32 | 0.53 | 0.53 | 0 | 0 | 0 | 0 | 0 | 0 | Y | North | FC
PGST_2_PDRP08 | Stockton | PGST_2_PDRP08 | 0.13 | 0.1 | 0.16 | 0.13 | 0.17 | 0.15 | 0 | 0 | 0 | 0 | 0 | 0 | Y | North | FC
PGST_2_PDRP09 | Stockton | PGST_2_PDRP09 | 0.13 | 0.12 | 0.16 | 0.14 | 0.2 | 0.2 | 0 | 0 | 0 | 0 | 0 | 0 | Y | North | FC
PGST_2_PDRP10 | Stockton | PGST_2_PDRP10 | 0.13 | 0.1 | 0.16 | 0.13 | 0.17 | 0.15 | 0 | 0 | 0 | 0 | 0 | 0 | Y | North | FC
PGST_2_PDRP11 | Stockton | PGST_2_PDRP11 | 0.13 | 0.12 | 0.16 | 0.14 | 0.2 | 0.2 | 0 | 0 | 0 | 0 | 0 | 0 | Y | North | FC
PGST_2_PDRP14 | Stockton | PGST_2_PDRP14 | 0.13 | 0.1 | 0.16 | 0.13 | 0.17 | 0.15 | 0 | 0 | 0 | 0 | 0 | 0 | Y | North | FC
PGST_2_PDRP15 | Stockton | PGST_2_PDRP15 |  |  |  |  | 0.1 | 0.8 | 0 | 0 | 0 | 0 | 0 | 0 | Y | North | FC
PGST_2_PDRP22 | Stockton | VLTS_PDR_PGST_1 | 0.57 | 0.75 | 0.75 | 0 | 0 | 0 | 0 | 0 | 0 | 0 | 0 | 0 | Y | North | FC
PGST_2_PDRP31 | Stockton | PGST_2_PDRP31 |  | 0.12 | 0.43 | 0 | 0.91 | 0.48 | 0 | 0 | 0 | 0 | 0 | 0 | Y | North | FC
PGST_2_PDRP32 | Stockton | PGST_2_PDRP32 | 0.13 | 0.12 | 0.1 | 0 | 0.12 | 0.16 | 0 | 0 | 0 | 0 | 0 | 0 | Y | North | FC
PGST_2_PDRP34 | Stockton | PGST_2_PDRP34 | 0.77 | 0.37 | 0.99 | 0 | 0.99 | 0 | 0 | 0 | 0 | 0 | 0 | 0 | Y | North | FC
PGST_2_PDRP35 | Stockton | PGST_2_PDRP35 | 0.11 | 0 | 0 | 0 | 0 | 0.4 | 0 | 0 | 0 | 0 | 0 | 0 | Y | North | FC
PGST_2_PDRP36 | Stockton | PGST_2_PDRP36 |  | 0.2 | 0.18 | 0 | 0.1 | 0 | 0 | 0 | 0 | 0 | 0 | 0 | Y | North | FC
PGST_2_PDRP37 | Stockton | PGST_2_PDRP37 | 0.26 | 0 | 0 | 0 | 0 | 0 | 0 | 0 | 0 | 0 | 0 | 0 | Y | North | FC
PGST_2_PDRP38 | Stockton | PGST_2_PDRP38 |  |  |  |  | 0.29 | 0.24 | 0 | 0 | 0 | 0 | 0 | 0 | Y | North | FC
PGST_2_PDRP39 | Stockton | PGST_2_PDRP39 |  |  |  | 0.36 | 0 | 1.19 | 0 | 0 | 0 | 0 | 0 | 0 | Y | North | FC
PGST_2_PDRP40 | Stockton | VLTS_PDR_PGST_2 | JUN: 1.07; JUL: 0; AUG: 0; SEP: 0; OCT: 0; NOV: 0; DEC: 0 | Y | North | FC
PGZP_2_PDRP07 | CAISO System | PGZP_2_PDRP07 |  |  |  | 0.14 | 0.2 | 0.1 | 0 | 0 | 0 | 0 | 0 | 0 | Y | North | FC
PGZP_2_PDRP08 | CAISO System | PGZP_2_PDRP08 |  |  |  | 0.13 | 0.17 | 0.1 | 0 | 0 | 0 | 0 | 0 | 0 | Y | North | FC
PGZP_2_PDRP22 | CAISO System | PGZP_2_PDRP22 | 1.5 | 1.5 | 1.5 | 1.5 | 1.5 | 1.5 | 0 | 0 | 0 | 0 | 0 | 0 | Y | North | FC
PGZP_2_PDRP24 | CAISO System | PGZP_2_PDRP24 |  |  | 0.13 | 0 | 0.23 | 0.2 | 0 | 0 | 0 | 0 | 0 | 0 | Y | North | FC
PGZP_2_PDRP25 | CAISO System | PGZP_2_PDRP25 | 0.27 | 0.27 | 0 | 0 | 0 | 0.99 | 0 | 0 | 0 | 0 | 0 | 0 | Y | North | FC
PGZP_2_PDRP27 | CAISO System | PGZP_2_PDRP27 | JUN: 0.19; JUL: 0; AUG: 0; SEP: 0; OCT: 0; NOV: 0; DEC: 0 | Y | North | FC
PGZP_2_PDRP28 | CAISO System | PGZP_2_PDRP28 | 0.1 | 0.18 | 0.99 | 0 | 0.2 | 0.13 | 0 | 0 | 0 | 0 | 0 | 0 | Y | North | FC
PGZP_2_PDRP29 | CAISO System | PGZP_2_PDRP29 | JUN: 0.14; JUL: 0; AUG: 0; SEP: 0; OCT: 0; NOV: 0; DEC: 0 | Y | North | FC
PGZP_2_PDRP31 | CAISO System | PGZP_2_PDRP31 |  | 0.11 | 0.38 | 0 | 0.1 | 0.58 | 0 | 0 | 0 | 0 | 0 | 0 | Y | North | FC
PGZP_2_PDRP32 | CAISO System | PGZP_2_PDRP32 |  | 0.43 | 0.52 | 0 | 0 | 0 | 0 | 0 | 0 | 0 | 0 | 0 | Y | North | FC
PGZP_2_PDRP33 | CAISO System | PGZP_2_PDRP33 |  |  |  |  | 0.48 | 0.62 | 0 | 0 | 0 | 0 | 0 | 0 | Y | North | FC
PGZP_2_PDRP34 | CAISO System | PGZP_2_PDRP34 |  |  |  |  | 0.56 | 2.61 | 0 | 0 | 0 | 0 | 0 | 0 | Y | North | FC
PGZP_2_PDRP35 | CAISO System | PGZP_2_PDRP35 | 0.26 | 0 | 0 | 1.03 | 0 | 2.4 | 0 | 0 | 0 | 0 | 0 | 0 | Y | North | FC
PGZP_2_PDRP36 | CAISO System | PGZP_2_PDRP36 | 0.11 | 0.11 | 0.61 | 0 | 0.61 | 0.99 | 0 | 0 | 0 | 0 | 0 | 0 | Y | North | FC
PGZP_2_PDRP37 | CAISO System | PGZP_2_PDRP37 |  |  |  |  | 0.66 | 0 | 0 | 0 | 0 | 0 | 0 | 0 | Y | North | FC
PGZP_2_PDRP40 | CAISO System | PGZP_2_PDRP40 | JUN: 0.12; JUL: 0; AUG: 0; SEP: 0; OCT: 0; NOV: 0; DEC: 0 | Y | North | FC
PGZP_2_PDRP41 | CAISO System | PGZP_2_PDRP41 |  |  |  |  | 0.99 | 0 | 0 | 0 | 0 | 0 | 0 | 0 | Y | North | FC
PGZP_2_PDRP43 | CAISO System | PGZP_2_PDRP43 |  |  |  |  | 0.89 | 0 | 0 | 0 | 0 | 0 | 0 | 0 | Y | North | FC
PGZP_2_PDRP45 | CAISO System | VLTS_PDR_PGZP_1 | 2.28 | 2.67 | 2.13 | 2.13 | 2.13 | 2 | 0 | 0 | 0 | 0 | 0 | 0 | Y | North | FC
PGZP_2_PDRP50 | CAISO System | VLTS_PDR_PGZP_02 |  |  |  |  | 0.75 | 0.75 | 0 | 0 | 0 | 0 | 0 | 0 | Y | North | FC
PHOENX_1_UNIT | Stockton | PHOENIX PH | 0.62 | 0.51 | 0.71 | 0.87 | 0.77 | 0.79 | 0.96 | 1.02 | 1.06 | 0.59 | 0.19 | 0 | N | North | FC
PINFLT_7_UNITS | Fresno | PINE FLAT HYDRO AGGREGATE | 0 | 24.35 | 47.88 | 78 | 134 | 165.54 | 176.65 | 120.84 | 36.57 | 30.9 | 0 | 0 | Y | North | FC
PIOPIC_2_CTG1 | San Diego-IV | Pio Pico Unit 1 | 111.3 | 111.3 | 111.3 | 111.3 | 111.3 | 111.3 | 111.3 | 111.3 | 111.3 | 111.3 | 111.3 | 111.3 | Y | South | FC
PIOPIC_2_CTG2 | San Diego-IV | Pio Pico Unit 2 | 112.7 | 112.7 | 112.7 | 112.7 | 112.7 | 112.7 | 112.7 | 112.7 | 112.7 | 112.7 | 112.7 | 112.7 | Y | South | FC
PIOPIC_2_CTG3 | San Diego-IV | Pio Pico Unit 3 | 112 | 112 | 112 | 112 | 112 | 112 | 112 | 112 | 112 | 112 | 112 | 112 | Y | South | FC
PIT1_6_FRIVRA | CAISO System | Fall River Mills Project A | 0.01 | 0.05 | 0.05 | 0.07 | 0.1 | 0.2 | 0.22 | 0.19 | 0.17 | 0.11 | 0.09 | 0.05 | N | North | ID | 100% | 18DGD Waiting for Modify QC8SPS-02 and possibly other
PIT1_7_UNIT 1 | CAISO System | PIT PH 1 UNIT 1 | 21.2 | 18.4 | 19 | 16 | 16.8 | 10.83 | 10.8 | 9.51 | 9.2 | 8 | 14.4 | 15.68 | Y | North | FC
PIT1_7_UNIT 2 | CAISO System | PIT PH 1 UNIT 2 | 14.4 | 14.4 | 15.68 | 14.4 | 15.68 | 10.8 | 8.6 | 9.2 | 9.2 | 4.8 | 14.4 | 15.68 | Y | North | FC
PIT3_7_PL1X3 | CAISO System | PIT PH 3 UNITS 1, 2 & 3 AGGREGATE | 36 | 35.68 | 28.8 | 34.4 | 42.4 | 46 | 52.4 | 47.6 | 26.4 | 28 | 29.6 | 36.6 | Y | North | FC
PIT4_7_PL1X2 | CAISO System | PIT PH 4 UNITS 1 & 2 AGGREGATE | 50.2 | 40.8 | 44 | 44.8 | 40.8 | 55.2 | 60.6 | 55.6 | 36.4 | 40.8 | 44.6 | 48.8 | Y | North | FC
PIT5_7_PL1X2 | CAISO System | PIT PH 5 UNITS 1 & 2 AGGREGATE | 36 | 31.2 | 32 | 31.2 | 32 | 32 | 34.4 | 32.8 | 28 | 18.4 | 44 | 40 | Y | North | FC
PIT5_7_PL3X4 | CAISO System | PIT PH 5 UNITS 3 & 4 AGGREGATE | 32 | 36.8 | 28.8 | 32 | 32 | 32.8 | 36.8 | 39.2 | 34.4 | 43 | 28.8 | 32 | Y | North | FC
PIT5_7_QFUNTS | CAISO System | GRASSHOPPER FLAT HYDRO | 0.26 | 0.29 | 0.15 | 0.3 | 0.08 | 0 | 0 | 0 | 0 | 0.01 | 0.05 | 0.03 | N | North | FC
PIT6_7_UNIT 1 | CAISO System | PIT PH 6 UNIT 1 | 30.85 | 30.62 | 31.14 | 37.78 | 38 | 37.16 | 37.52 | 37.62 | 30.62 | 30.71 | 37.06 | 38.12 | Y | North | FC
PIT6_7_UNIT 2 | CAISO System | PIT PH 6 UNIT 2 | 36.97 | 37.74 | 38.4 | 38.03 | 31.1 | 37.58 | 37.45 | 37.7 | 37.44 | 30.42 | 37.13 | 38.18 | Y | North | FC
PIT7_7_UNIT 1 | CAISO System | PIT PH 7 UNIT 1 | 53 | 51.72 | 52.76 | 52.21 | 51.56 | 52.34 | 53.04 | 53.55 | 53.4 | 51.38 | 42.4 | 53.08 | Y | North | FC
PIT7_7_UNIT 2 | CAISO System | PIT PH 7 UNIT 2 | 51.36 | 49.56 | 51.76 | 51.96 | 41.76 | 51.36 | 52.32 | 53.43 | 53.38 | 52.89 | 53.18 | 42.41 | Y | North | FC
PIUTE_6_GNBSR1 | Big Creek-Ventura | Green Beanworks B | 0.01 | 0.09 | 0.11 | 0.13 | 0.19 | 0.39 | 0.43 | 0.37 | 0.33 | 0.22 | 0.17 | 0.11 | N | South | FC
PLACVL_1_CHILIB | Sierra | Chili Bar Powerhouse | 1.14 | 0.95 | 1.63 | 3.8 | 3.72 | 1.35 | 0.79 | 1.89 | 1.55 | 1.04 | 0.78 | 1.54 | N | North | FC
PLACVL_1_RCKCRE | Sierra | Rock Creek Hydro | 0.16 | 0.04 | 0.12 | 0.19 | 0.02 | 0 | 0 | 0 | 0 | 0 | 0.01 | 0.04 | N | North | FC
PLAINV_6_BSOLAR | Big Creek-Ventura | Western Antelope Blue Sky Ranch A | 0 | 0 | 0 | 0 | 0 | 0 | 0 | 0 | 0 | 0 | 0 | 0 | N | South | EO
PLAINV_6_DSOLAR | Big Creek-Ventura | Western Antelope Dry Ranch | 0.04 | 0.3 | 0.35 | 0.44 | 0.64 | 1.31 | 1.44 | 1.24 | 1.11 | 0.74 | 0.57 | 0.35 | N | South | FC
PLAINV_6_NLRSR1 | Big Creek-Ventura | North Lancaster Ranch | 0 | 0 | 0 | 0 | 0 | 0 | 0 | 0 | 0 | 0 | 0 | 0 | N | South | EO
PLAINV_6_SOLAR3 | Big Creek-Ventura | Sierra Solar Greenworks LLC | 0 | 0 | 0 | 0 | 0 | 0 | 0 | 0 | 0 | 0 | 0 | 0 | N | South | EO
PLAINV_6_SOLARC | Big Creek-Ventura | Central Antelope Dry Ranch C | 0 | 0 | 0 | 0 | 0 | 0 | 0 | 0 | 0 | 0 | 0 | 0 | N | South | EO
PLMSSR_6_HISIER | CAISO System | High Sierra Cogeneration Aggregate | 6 | 6 | 6 | 6 | 6 | 6 | 6 | 6 | 6 | 6 | 6 | 6 | Y | North | FC
PLSNTG_7_LNCLND | Sierra | Lincoln Landfill Power Plant | 3.68 | 3.75 | 3.84 | 3.86 | 3.97 | 4 | 3.96 | 3.78 | 3.68 | 3.73 | 3.52 | 3.71 | N | North | FC
PMDLET_6_SOLAR1 | Big Creek-Ventura | SEPV Palmdale East, LLC | 0.04 | 0.3 | 0.35 | 0.44 | 0.64 | 1.31 | 1.44 | 1.24 | 1.11 | 0.74 | 0.57 | 0.35 | N | South | FC
PMPJCK_1_RB2SLR | CAISO System | Rio Bravo Solar 2 | 0.08 | 0.6 | 0.7 | 0.88 | 1.28 | 2.62 | 2.88 | 2.48 | 2.22 | 1.48 | 1.14 | 0.7 | N | North | FC
PMPJCK_1_SOLAR1 | CAISO System | Pumpjack Solar I | 0.08 | 0.6 | 0.7 | 0.88 | 1.28 | 2.62 | 2.88 | 2.48 | 2.22 | 1.48 | 1.14 | 0.7 | N | North | FC
PMPJCK_1_SOLAR2 | CAISO System | Rio Bravo Solar 1 | 0.08 | 0.6 | 0.7 | 0.88 | 1.28 | 2.62 | 2.88 | 2.48 | 2.22 | 1.48 | 1.14 | 0.7 | N | North | FC
PNCHEG_2_PL1X4 | CAISO System | PANOCHE ENERGY CENTER (Aggregated) | 417 | 417 | 417 | 417 | 416 | 412 | 403 | 403 | 408 | 416 | 417 | 417 | Y | North | ID | 100% | 401 MW with FCDS priority. The rest C11 waiting for QC8RAS-08, Los Banos-Padre Flat 230 kV Reconductor, Dos Amigos-Panoche Reconductor and possibly other.
PNCHPP_1_PL1X2 | Fresno | Midway Peaking Aggregate | 119.91 | 119.91 | 119 | 117.54 | 119.91 | 119.91 | 119.91 | 119.91 | 119.91 | 119.91 | 119.91 | 119.91 | Y | North | FC
PNCHVS_2_SOLAR | CAISO System | Panoche Valley Solar | 0.56 | 4.2 | 4.9 | 6.16 | 8.96 | 18.34 | 20.16 | 17.36 | 15.54 | 10.36 | 7.98 | 4.9 | N | North | FC
PNOCHE_1_PL1X2 | Fresno | Panoche Peaker | 49.97 | 49.97 | 49.97 | 49.97 | 49.97 | 49.97 | 49.97 | 49.97 | 49.97 | 49.97 | 49.97 | 49.97 | Y | North | FC
PNOCHE_1_UNITA1 | Fresno | CalPeak Power Panoche Unit 1 | 52.01 | 52.01 | 52.01 | 52.01 | 52.01 | 52.01 | 52.01 | 52.01 | 52.01 | 52.01 | 52.01 | 52.01 | Y | North | PD | 52.01
POEPH_7_UNIT 1 | Sierra | POE HYDRO UNIT 1 | 21 | 21 | 49 | 48.4 | 45.43 | 47.2 | 46 | 45.18 | 40.4 | 24.4 | 9.6 | 9.81 | Y | North | FC |  | Rio Oso constraint removed starting March 1, 2024 per new CAISO deliverability methodology.
POEPH_7_UNIT 2 | Sierra | POE HYDRO UNIT 2 | 20.82 | 20.82 | 48 | 48 | 36 | 20 | 40 | 42.64 | 42.64 | 20.4 | 16.34 | 15.3 | Y | North | FC |  | Rio Oso constraint removed starting March 1, 2024 per new CAISO deliverability methodology.
POLRIS_2_ASEBT1 | Big Creek-Ventura | Antelope Solar 2 Estrella BESS |  | 28 | 28 | 28 | 28 | 28 | 28 | 28 | 28 | 28 | 28 | 28 | Y | South | ID | 100% | Waiting for Tehachapi CRAS. Co-located with POLRIS_2_ASESR1.
POLRIS_2_ASESR1 | Big Creek-Ventura | Antelope Solar 2 Estrella |  | 1.17 | 1.41 | 1.89 | 2.82 | 5.8 | 6.32 | 5.35 | 4.64 | 2.94 | 2.06 | 1 | N | South | ID | 100% | Waiting for Tehachapi CRAS. Co-located with POLRIS_2_ASEBT1.
POLRIS_2_ASRBT1 | Big Creek-Ventura | Antelope Solar 2 Raceway BESS |  |  |  |  | 79.3 | 79.3 | 79.3 | 79.3 | 79.3 | 79.3 | 79.3 | 79.3 | Y | South | FC |  | Co-located with POLRIS_2_ASRSR1.
POLRIS_2_ASRSR1 | Big Creek-Ventura | Antelope Solar 2 Raceway |  |  |  |  | 5.59 | 11.98 | 12.75 | 10.83 | 9.28 | 5.69 | 3.22 | 1.44 | N | South | FC |  | Co-located with POLRIS_2_ASRBT1.
POTTER_7_VECINO | NCNB | Vecino Vineyards LLC | 0 | 0 | 0 | 0 | 0 | 0 | 0 | 0 | 0 | 0 | 0 | 0 | N | North | FC
PRCTVY_1_MIGBT1 | San Diego-IV | Miguel BESS | 0 | 0 | 0 | 0 | 0 | 0 | 0 | 0 | 0 | 0 | 0 | 0 | N | South | EO
PRIMM_2_SOLAR1 | CAISO System | Silver State South | 1 | 7.5 | 8.75 | 11 | 16 | 32.75 | 36 | 31 | 27.75 | 18.5 | 14.25 | 8.75 | N | South | FC
PROXSR_2_PS1BT1 | CAISO System | Proxima Solar BESS 1A |  |  |  |  | 40 | 40 | 40 | 40 | 40 | 40 | 40 | 40 | Y | North | FC
PROXSR_2_PS2BT3 | CAISO System | Proxima Solar BESS 2 |  |  |  |  | 90 | 90 | 90 | 90 | 90 | 90 | 90 | 90 | Y | North | FC
PSWEET_1_STCRUZ | CAISO System | Santa Cruz Energy LLC | 0 | 0 | 0 | 0 | 0 | 0 | 0 | 0 | 0 | 0 | 0 | 0 | Y | North | EO
PUTHCR_1_PCNSB1 | CAISO System | Putah Creek Solar Farm North | 3 | 3 | 3 | 3 | 3 | 3 | 3 | 3 | 3 | 3 | 3 | 3 | Y | North | ID | 100% | Hybrid - C12 - Waiting for Bay Area ADNU and possibly other - PV 3.00 MW and ESS 3.00 MW with Max output 3.00 MW.
PUTHCR_1_SOLAR1 | CAISO System | Putah Creek Solar Farm | 0.01 | 0.06 | 0.07 | 0.09 | 0.13 | 0.26 | 0.29 | 0.25 | 0.22 | 0.15 | 0.11 | 0.07 | N | North | FC
PWEST_1_UNIT | LA Basin | PACIFIC WEST 1 WIND GENERATION | 0.37 | 0.39 | 0.35 | 0.33 | 0.35 | 0.32 | 0.3 | 0.23 | 0.24 | 0.22 | 0.3 | 0.36 | N | South | FC
RATSKE_2_NROSR1 | CAISO System | North Rosamond Solar | 0.6 | 4.5 | 5.25 | 6.6 | 9.6 | 19.65 | 21.6 | 18.6 | 16.65 | 11.1 | 8.55 | 5.25 | N | South | FC
RATSKE_2_RBSSB1 | CAISO System | Rabbitbrush Solar 1 | 7.72 | 9.16 | 9.45 | 9.99 | 11.14 | 14.95 | 15.67 | 14.51 | 13.74 | 11.62 | 10.62 | 9.34 | Y | South | ID | 100% | Waiting for Whirlwind transformer CRAS
RATSKE_2_RBSSB2 | CAISO System | Rabbitbrush Solar 2 | 5.14 | 6.09 | 6.29 | 6.65 | 7.41 | 9.95 | 10.43 | 9.66 | 9.13 | 7.72 | 7.04 | 6.2 | Y | South | ID | 100% | Waiting for Whirlwind transformer CRAS
RCKCRK_7_UNIT 1 | Sierra | ROCK CREEK HYDRO UNIT 1 | 13.9 | 13.9 | 35.46 | 40.72 | 10.72 | 20 | 29.2 | 32 | 26.57 | 0 | 5.6 | 13.43 | Y | North | FC |  | Rio Oso constraint removed starting March 1, 2024 per new CAISO deliverability methodology.
RCKCRK_7_UNIT 2 | Sierra | ROCK CREEK HYDRO UNIT 2 | 17.33 | 17.33 | 44 | 28.96 | 21.6 | 32 | 37.53 | 40 | 42.8 | 0 | 0 | 24 | Y | North | FC |  | Rio Oso constraint removed starting March 1, 2024 per new CAISO deliverability methodology.
RDWAY_1_CREST | CAISO System | CREST Contracts | 0 | 0 | 0 | 0 | 0 | 0 | 0 | 0 | 0 | 0 | 0 | 0 | N | South | EO
RECTOR_2_CREST | Big Creek-Ventura | Rector Aggregate Solar Resources | 0 | 0 | 0 | 0 | 0 | 0 | 0 | 0 | 0 | 0 | 0 | 0 | N | South | EO
RECTOR_2_IVANPV | Big Creek-Ventura | Ivanhoe Tulare PV | 0 | 0 | 0 | 0 | 0 | 0 | 0 | 0 | 0 | 0 | 0 | 0 | N | South | EO
RECTOR_2_KAWEAH | Big Creek-Ventura | KAWEAH PH 2 & 3 PSP AGGREGATE | 0.85 | 1.11 | 1.6 | 1.93 | 1.98 | 1.83 | 0.39 | 0.03 | 0 | 0 | 0 | 0 | N | South | FC
RECTOR_2_KAWH 1 | Big Creek-Ventura | KAWEAH PH 1 UNIT 1 | 0 | 0 | 0 | 0 | 0 | 0.1 | 0.04 | 0.03 | 0 | 0 | 0 | 0 | N | South | FC
RECTOR_2_QF | Big Creek-Ventura | Kaweah Unit 1 | 0 | 0 | 0 | 0 | 0 | 8.4 | 6.7 | 0 | 0 | 0 | 0 | 1.2 | Y | South | FC
RECTOR_2_TFDBM1 | Big Creek-Ventura | Two Fiets Dairy Digester | 0 | 0 | 0 | 0 | 0 | 0 | 0 | 0 | 0 | 0 | 0 | 0 | N | South | EO
RECTOR_7_TULARE | Big Creek-Ventura | MM Tulare | 0 | 0 | 0 | 0 | 0 | 0 | 0 | 0 | 0 | 0 | 0 | 0 | N | South | EO
REDBLF_6_UNIT | CAISO System | RED BLUFF PEAKER PLANT | 44 | 44 | 44 | 44 | 44 | 44 | 44 | 44 | 44 | 44 | 44 | 44 | Y | North | FC
REDMAN_2_SOLAR | Big Creek-Ventura | Lancaster East Avenue F | 0.02 | 0.11 | 0.13 | 0.17 | 0.24 | 0.49 | 0.54 | 0.47 | 0.42 | 0.28 | 0.21 | 0.13 | N | South | FC
REDMAN_6_AVSSR1 | Big Creek-Ventura | Antelope Valley Solar | 0.01 | 0.09 | 0.11 | 0.13 | 0.19 | 0.39 | 0.43 | 0.37 | 0.33 | 0.22 | 0.17 | 0.11 | N | South | FC
REEDLY_6_SOLAR | Fresno | Terzian | 0 | 0 | 0 | 0 | 0 | 0 | 0 | 0 | 0 | 0 | 0 | 0 | N | North | EO
RENWD_1_QF | LA Basin | Renwind re-powering project | 1.77 | 1.88 | 1.65 | 1.58 | 1.68 | 1.54 | 1.43 | 1.09 | 1.12 | 1.04 | 1.41 | 1.7 | N | South | FC
RICHMN_1_CHVSR2 | Bay Area | Chevron 8.5 | 0.03 | 0.26 | 0.3 | 0.37 | 0.54 | 1.11 | 1.22 | 1.05 | 0.94 | 0.63 | 0.48 | 0.3 | N | North | ID | 100% | 16DGD Waiting for Moraga-Castro Valley 230 kV Line Capacity Increase and possibly other
RICHMN_1_SOLAR | Bay Area | Chevron 2 | 0.01 | 0.06 | 0.07 | 0.09 | 0.13 | 0.26 | 0.29 | 0.25 | 0.22 | 0.15 | 0.11 | 0.07 | N | North | ID | 100% | 16DGD Waiting for Moraga-Castro Valley 230 kV Line Capacity Increase and possibly other
RICHMN_7_BAYENV | Bay Area | BAY ENVIRONMENTAL (NOVE POWER) | 0.64 | 0.63 | 0.4 | 0.38 | 0.35 | 0.37 | 0.35 | 0.37 | 0.07 | 0.25 | 0.35 | 0.18 | N | North | FC
RIOBRV_6_UNIT 1 | CAISO System | RIO BRAVO HYDRO | 0.14 | 0.19 | 0 | 1.51 | 2.42 | 4.12 | 3.39 | 1.31 | 0 | 0 | 0 | 0 | N | North | FC
RIOOSO_1_QF | Sierra | SMALL QF AGGREGATION - GRASS VALLEY | 0.04 | 0.07 | 0.08 | 0.29 | 0.53 | 0.3 | 0.23 | 0.3 | 0.25 | 0.03 | 0.01 | 0.02 | N | North | FC
RNDMTN_2_SLSPHY1 | CAISO System | Silver Springs | 0.2 | 0.21 | 0.19 | 0.18 | 0.18 | 0.17 | 0.15 | 0.15 | 0.14 | 0.15 | 0.14 | 0.14 | N | North | FC
RNDSBG_1_HZASR1 | CAISO System | Hazel A | 0.01 | 0.09 | 0.1 | 0.13 | 0.19 | 0.39 | 0.43 | 0.37 | 0.33 | 0.22 | 0.17 | 0.1 | N | South | FC
ROLLIN_6_UNIT | Sierra | ROLLINS HYDRO | 7.78 | 5.81 | 5.23 | 8.3 | 7.56 | 5.64 | 6.46 | 6.2 | 4.62 | 2.38 | 1.18 | 6.6 | Y | North | FC
ROSMDW_2_WIND1 | CAISO System | Pacific Wind - Phase 1 | 24.74 | 26.31 | 23.12 | 22.15 | 23.55 | 21.59 | 20.06 | 15.24 | 15.74 | 14.61 | 19.68 | 23.84 | N | South | FC
ROSMND_6_SOLAR | Big Creek-Ventura | Lancaster B | 0.01 | 0.09 | 0.11 | 0.13 | 0.19 | 0.39 | 0.43 | 0.37 | 0.33 | 0.22 | 0.17 | 0.11 | N | South | FC
RSMSLR_6_SOLAR1 | Big Creek-Ventura | Rosamond One | 0.08 | 0.6 | 0.7 | 0.88 | 1.28 | 2.62 | 2.88 | 2.48 | 2.22 | 1.48 | 1.14 | 0.7 | N | South | FC
RSMSLR_6_SOLAR2 | Big Creek-Ventura | Rosamond Two | 0.08 | 0.6 | 0.7 | 0.88 | 1.28 | 2.62 | 2.88 | 2.48 | 2.22 | 1.48 | 1.14 | 0.7 | N | South | FC
RTEDDY_2_SC1SR3 | CAISO System | Rosamond West Solar Clean | 0.16 | 1.2 | 1.4 | 1.76 | 2.56 | 5.24 | 5.76 | 4.96 | 4.44 | 2.96 | 2.28 | 1.4 | N | South | FC
RTEDDY_2_SEBSR3 | CAISO System | Rosamond West Solar East Bay 3 | 0.22 | 1.68 | 1.96 | 2.46 | 3.58 | 7.34 | 8.06 | 6.94 | 6.22 | 4.14 | 3.19 | 1.96 | N | South | FC
RTEDDY_2_SEBSR4 | CAISO System | Rosamond West Solar East Bay 4 | 0.22 | 1.68 | 1.96 | 2.46 | 3.58 | 7.34 | 8.06 | 6.94 | 6.22 | 4.14 | 3.19 | 1.96 | N | South | FC
RTEDDY_2_SOLAR1 | CAISO System | Rosamond West Solar 1 | 0.22 | 1.62 | 1.89 | 2.38 | 3.46 | 7.07 | 7.78 | 6.7 | 5.99 | 4 | 3.08 | 1.89 | N | South | FC
RTEDDY_2_SOLAR2 | CAISO System | Rosamond West Solar 2 | 0.22 | 1.62 | 1.89 | 2.38 | 3.46 | 7.07 | 7.78 | 6.7 | 5.99 | 4 | 3.08 | 1.89 | N | South | FC
RTEDDY_2_SPASR4 | CAISO System | Rosamond West Solar Palo Alto | 0.1 | 0.78 | 0.91 | 1.14 | 1.66 | 3.41 | 3.74 | 3.22 | 2.89 | 1.92 | 1.48 | 0.91 | N | South | FC
RTEDDY_2_SRXSR4 | CAISO System | Rosamond West Solar Rosie X | 0.05 | 0.41 | 0.48 | 0.6 | 0.87 | 1.78 | 1.96 | 1.69 | 1.51 | 1.01 | 0.78 | 0.48 | N | South | FC
RTREE_2_WIND1 | CAISO System | Rising Tree 1 | 13.99 | 14.88 | 13.08 | 12.53 | 13.32 | 12.21 | 11.35 | 8.62 | 8.91 | 8.26 | 11.14 | 13.49 | N | South | FC
RTREE_2_WIND2 | CAISO System | Rising Tree 2 | 3.5 | 3.72 | 3.27 | 3.13 | 3.33 | 3.05 | 2.84 | 2.16 | 2.23 | 2.07 | 2.78 | 3.37 | N | South | FC
RTREE_2_WIND3 | CAISO System | Rising Tree 3 | 17.49 | 18.61 | 16.35 | 15.66 | 16.65 | 15.27 | 14.18 | 10.78 | 11.13 | 10.33 | 13.92 | 16.86 | N | South | FC
RUSCTY_2_UNITS | Bay Area | Russell City Energy Center | 615.18 | 615.18 | 615.18 | 612.7 | 607.7 | 601 | 597.4 | 597.4 | 600.9 | 606.1 | 615.18 | 615.18 | Y | North | FC
RVRVEW_1_UNITA1 | Bay Area | Riverview Energy Center (GP Antioch) | 47.6 | 47.6 | 47.6 | 47.6 | 47.6 | 47.6 | 47.6 | 47.6 | 47.6 | 47.6 | 47.6 | 47.6 | Y | North | FC
RVSIDE_2_RERCU3 | LA Basin | Riverside Energy Res. Ctr Unit 3 | 49 | 49 | 49 | 49 | 49 | 49 | 49 | 49 | 49 | 49 | 49 | 49 | Y | South | FC
RVSIDE_2_RERCU4 | LA Basin | Riverside Energy Res. Ctr Unit 4 | 49 | 49 | 49 | 49 | 49 | 49 | 49 | 49 | 49 | 49 | 49 | 49 | Y | South | FC
RVSIDE_6_RERCU1 | LA Basin | Riverside Energy Res. Ctr Unit 1 | 48.35 | 48.35 | 48.35 | 48.35 | 48.35 | 48.35 | 48.35 | 48.35 | 48.35 | 48.35 | 48.35 | 48.35 | Y | South | FC
RVSIDE_6_RERCU2 | LA Basin | Riverside Energy Res. Ctr Unit 2 | 48.5 | 48.5 | 48.5 | 48.5 | 48.5 | 48.5 | 48.5 | 48.5 | 48.5 | 48.5 | 48.5 | 48.5 | Y | South | FC
RVSIDE_6_SOLAR1 | LA Basin | Tequesquite Landfill Solar Project | 0.03 | 0.23 | 0.26 | 0.33 | 0.48 | 0.98 | 1.08 | 0.93 | 0.83 | 0.56 | 0.43 | 0.26 | N | South | FC
RVSIDE_6_SPRING | LA Basin | SPRINGS GENERATION PROJECT AGGREGATE | 36 | 36 | 36 | 36 | 36 | 36 | 36 | 36 | 36 | 36 | 36 | 36 | Y | South | FC
S_RITA_6_SOLAR1 | Fresno | Sun Harvest Solar | 0 | 0 | 0 | 0 | 0 | 0 | 0 | 0 | 0 | 0 | 0 | 0 | N | North | EO
SALIRV_2_UNIT | CAISO System | Salinas River Cogeneration | 23.11 | 22 | 23.11 | 21.52 | 17.17 | 19.17 | 17.55 | 19.23 | 19.61 | 19.48 | 21.65 | 23.33 | N | North | FC
SALTSP_7_UNITS | CAISO System | SALT SPRINGS HYDRO AGGREGATE | 1.6 | 4.72 | 12.8 | 0.4 | 17.46 | 16.93 | 18.56 | 24.1 | 6.32 | 4.24 | 2.8 | 20.7 | Y | North | FC
SAMPSN_6_KELCO1 | San Diego-IV | KELCO QUALIFYING FACILITY | 1.03 | 1.05 | 2.18 | 2.77 | 3.33 | 3.81 | 2.44 | 1.59 | 3.62 | 1.85 | 1.24 | 2.21 | N | South | FC
SANBRN_2_EESSB2 | CAISO System | Edsan 2 Edwards Sanborn E1B | 85.25 | 87.36 | 87.88 | 88.98 | 91.01 | 97.37 | 98.43 | 96.29 | 94.63 | 90.95 | 88.96 | 86.62 | Y | South | ID | 100% | Waiting for the Windhub and Tehachapi CRAS. Co-located with Solar - 130 MW solar with 85 MW battery limited to 166 MW at POI.
SANBRN_2_ES1BT3 | CAISO System | EdSan 1 Edwards 1 | 22.09 | 22.8 | 22.97 | 23.31 | 23.96 | 26.03 | 26.39 | 25.71 | 25.2 | 24.01 | 23.39 | 22.64 | Y | South | ID | 100% | Waiting for Tehachapi cRAS.
SANBRN_2_ES2SB3 | CAISO System | EdSan 2 Sanborn 3 | 18.07 | 18.66 | 18.8 | 19.08 | 19.62 | 21.34 | 21.63 | 21.07 | 20.65 | 19.67 | 19.15 | 18.53 | Y | South | ID | 100% | Waiting for Tehachapi cRAS.
SANBRN_2_ESABT1 | CAISO System | EdSan 1A | 50 | 50 | 50 | 50 | 50 | 50 | 50 | 50 | 50 | 50 | 50 | 50 | Y | South | ID | 100% | Waiting for Tehachapi cRAS
SANBRN_2_ESBBT1 | CAISO System | EdSan 1B | 100 | 100 | 100 | 100 | 100 | 100 | 100 | 100 | 100 | 100 | 100 | 100 | Y | South | ID | 100% | Waiting for Tehachapi cRAS
SANBRN_2_SS2BT3 | CAISO System | Sanborn Solar 2 SBESS 3 | 169 | 169 | 169 | 169 | 169 | 169 | 169 | 169 | 169 | 169 | 169 | 169 | Y | South | ID | 100% | Waiting for Windhub CRAS, Tehachapi CRAS and possibly other.
SANBRN_2_SS2BT4 | CAISO System | Sanborn Solar 2 SBESS 4 | 47 | 47 | 47 | 47 | 47 | 47 | 47 | 47 | 47 | 47 | 47 | 47 | Y | South | ID | 100% | Waiting for Windhub CRAS, Tehachapi CRAS and possibly other.
SANBRN_2_SS2SB4 | CAISO System | Sanborn Solar 2 Edwards Sanborn S4 | 18.09 | 18.75 | 18.91 | 19.21 | 19.81 | 21.73 | 22.06 | 21.44 | 20.98 | 19.89 | 19.32 | 18.64 | Y | South | ID | 100% | Hybrid 36 MW max to grid - 36 MW solar and 4.5 MW or 18 MWh BESS. CPUC monthly approved QCs are 4.63, 5.5, 5.67, 5.99, 6.68, 8.97, 9.4, 8.71, 8.24, 6.97, 6.37, 5.6. Waiting for Windhub CRAS, Tehachapi CRAS and possibly other.
SANDLT_2_SUNITS | CAISO System | Mojave Solar | 1.1 | 8.25 | 9.63 | 12.1 | 17.6 | 36.03 | 39.6 | 34.1 | 30.53 | 20.35 | 15.68 | 9.63 | N | South | FC
SANITR_6_UNITS | LA Basin | LACSD CARSON WATER POLLUTION AGGREGATE | 1.05 | 1.1 | 0.2 | 0.18 | 0.66 | 0.65 | 0.84 | 1.11 | 1.09 | 0.78 | 0.66 | 0.52 | N | South | FC
SANLOB_1_LNDFIL | CAISO System | Cold Canyon | 0 | 0 | 0 | 0 | 0 | 0 | 0 | 0 | 0 | 0 | 0 | 0 | N | North | EO
SANLOB_1_OSFBM1 | CAISO System | Old Santa Fe Road | 0 | 0 | 0 | 0 | 0 | 0 | 0 | 0 | 0 | 0 | 0 | 0 | Y | North | EO
SANTFG_7_UNITS | NCNB | GEYSERS CALISTOGA AGGREGATE | 72 | 72 | 72 | 72 | 72 | 72 | 72 | 72 | 72 | 72 | 72 | 72 | Y | North | FC
SANTGO_2_LNDFL1 | LA Basin | Bowerman Power | 18.54 | 18.97 | 17.9 | 18.82 | 18.12 | 19.53 | 18.66 | 18.64 | 18.5 | 17.79 | 18.48 | 19.6 | N | South | FC
SANTGO_2_MABBT1 | LA Basin | Millikan Avenue BESS | 2 | 2 | 2 | 2 | 2 | 2 | 2 | 2 | 2 | 2 | 2 | 2 | Y | South | FC
SANWD_1_QF | LA Basin | San Gorgonio Farms Wind Farm | 5.48 | 5.83 | 5.12 | 4.9 | 5.22 | 4.78 | 4.44 | 3.37 | 3.49 | 3.23 | 4.36 | 5.28 | N | South | FC
SAUGUS_2_SPESBT1 | Big Creek-Ventura | Santa Paula Energy Storage |  |  |  |  | 15 | 15 | 15 | 15 | 15 | 15 | 15 | 15 | Y | South | FC
SAUGUS_6_CREST | Big Creek-Ventura | East Portal Hydro | 0 | 0 | 0 | 0 | 0 | 0 | 0 | 0 | 0 | 0 | 0 | 0 | N | South | EO
SAUGUS_6_MWDFTH | Big Creek-Ventura | Foothill Hydroelectric Recovery Plant | 2.4 | 2.4 | 1.6 | 4 | 4.8 | 4 | 4.8 | 4 | 4 | 4.8 | 4 | 2.4 | Y | South | FC
SAUGUS_6_QF | Big Creek-Ventura | SAUGUS QFS | 0.07 | 0.2 | 0.14 | 0.4 | 0.23 | 0.19 | 0.27 | 0.59 | 1 | 1 | 1 | 0.97 | N | South | FC
SAUGUS_7_CHIQCN | Big Creek-Ventura | Chiquita Canyon Landfill Fac | 5.55 | 5.28 | 5.34 | 5.43 | 5.63 | 5.37 | 5.14 | 5.34 | 4.81 | 5.25 | 5.46 | 5.45 | N | South | FC
SBERDO_2_PSP3 | LA Basin | Mountainview Gen Sta. Unit 3 | 555 | 555 | 555 | 555 | 555 | 555 | 555 | 555 | 555 | 555 | 555 | 555 | Y | South | FC
SBERDO_2_PSP4 | LA Basin | Mountainview Gen Sta. Unit 4 | 555 | 555 | 555 | 555 | 555 | 555 | 555 | 555 | 555 | 555 | 555 | 555 | Y | South | FC
SBERDO_2_SNTANA | LA Basin | SANTA ANA PSP | 0.46 | 0.53 | 0.52 | 0.34 | 0.27 | 0 | 0 | 0 | 0 | 0 | 0 | 0 | N | South | FC
SBERDO_6_MILLCK | LA Basin | MILL CREEK PSP | 1.33 | 1.4 | 1.46 | 1.61 | 1.04 | 0.95 | 0.87 | 0.57 | 0.62 | 0.54 | 0.78 | 0.89 | N | South | FC
SCEC_1_PDRP05 | LA Basin | SCEC_1_PDRP05 | 0.22 | 0.22 | 0.24 | 0.46 | 0.68 | 0.94 | 0 | 0 | 0 | 0 | 0 | 0 | Y | South | FC
SCEC_1_PDRP06 | LA Basin | SCEC_1_PDRP06 | 0.14 | 0.14 | 0.16 | 0.31 | 0.45 | 0.63 | 0 | 0 | 0 | 0 | 0 | 0 | Y | South | FC
SCEC_1_PDRP07 | LA Basin | SCEC_1_PDRP07 | 1.52 | 1.52 | 1.52 | 1.52 | 1.52 | 1.52 | 0 | 0 | 0 | 0 | 0 | 0 | Y | South | FC
SCEC_1_PDRP08 | LA Basin | SCEC_1_PDRP08 | JUN: 0.5; JUL: 0; AUG: 0; SEP: 0; OCT: 0; NOV: 0; DEC: 0 | Y | South | FC
SCEC_1_PDRP09 | LA Basin | SCEC_1_PDRP09 | 0.4 | 0.1 | 0.1 | 0 | 1.15 | 1.2 | 0 | 0 | 0 | 0 | 0 | 0 | Y | South | FC
SCEC_1_PDRP102 | LA Basin | SCEC_1_PDRP102 | 0.4 | 0.1 | 0.1 | 0.18 | 1.1 | 1.1 | 0 | 0 | 0 | 0 | 0 | 0 | Y | South | FC
SCEC_1_PDRP106 | LA Basin | SCEC_1_PDRP106 |  |  |  | 0.53 | 0.48 | 0.99 | 0 | 0 | 0 | 0 | 0 | 0 | Y | South | FC
SCEC_1_PDRP107 | LA Basin | SCEC_1_PDRP107 |  |  |  |  | 0.16 | 0 | 0 | 0 | 0 | 0 | 0 | 0 | Y | South | FC
SCEC_1_PDRP108 | LA Basin | SCEC_1_PDRP108 | 0.33 | 0 | 0 | 0 | 0 | 0 | 0 | 0 | 0 | 0 | 0 | 0 | Y | South | FC
SCEC_1_PDRP109 | LA Basin | SCEC_1_PDRP109 | 0.68 | 0 | 0 | 0 | 2.24 | 3.55 | 0 | 0 | 0 | 0 | 0 | 0 | Y | South | FC
SCEC_1_PDRP110 | LA Basin | SCEC_1_PDRP110 | 0.12 | 4.95 | 3.67 | 0 | 0 | 9.99 | 0 | 0 | 0 | 0 | 0 | 0 | Y | South | FC
SCEC_1_PDRP111 | LA Basin | SCEC_1_PDRP111 | 0.11 | 0 | 0 | 0.99 | 0 | 0.99 | 0 | 0 | 0 | 0 | 0 | 0 | Y | South | FC
SCEC_1_PDRP113 | LA Basin | SCEC_1_PDRP113 | 0.62 | 0.79 | 0.99 | 0 | 0.99 | 0.99 | 0 | 0 | 0 | 0 | 0 | 0 | Y | South | FC
SCEC_1_PDRP114 | LA Basin | SCEC_1_PDRP114 | 0.44 | 0 | 0 | 0 | 0.63 | 0.99 | 0 | 0 | 0 | 0 | 0 | 0 | Y | South | FC
SCEC_1_PDRP115 | LA Basin | SCEC_1_PDRP115 | 0.63 | 0.99 | 0.99 | 0 | 0 | 0 | 0 | 0 | 0 | 0 | 0 | 0 | Y | South | FC
SCEC_1_PDRP116 | LA Basin | SCEC_1_PDRP116 |  | 0.99 | 0.73 | 0 | 0.67 | 0 | 0 | 0 | 0 | 0 | 0 | 0 | Y | South | FC
SCEC_1_PDRP117 | LA Basin | SCEC_1_PDRP117 | 0.13 | 0 | 0 | 0 | 0.5 | 0 | 0 | 0 | 0 | 0 | 0 | 0 | Y | South | FC
SCEC_1_PDRP118 | LA Basin | SCEC_1_PDRP118 | 0.21 | 0.99 | 0.71 | 0 | 0.78 | 0.99 | 0 | 0 | 0 | 0 | 0 | 0 | Y | South | FC
SCEC_1_PDRP119 | LA Basin | SCEC_1_PDRP119 |  |  |  |  | 0.7 | 0 | 0 | 0 | 0 | 0 | 0 | 0 | Y | South | FC
SCEC_1_PDRP120 | LA Basin | SCEC_1_PDRP120 |  |  |  | 0.65 | 0.89 | 0.99 | 0 | 0 | 0 | 0 | 0 | 0 | Y | South | FC
SCEC_1_PDRP121 | LA Basin | SCEC_1_PDRP121 |  |  |  |  | 2.55 | 2.71 | 0 | 0 | 0 | 0 | 0 | 0 | Y | South | FC
SCEC_1_PDRP122 | LA Basin | SCEC_1_PDRP122 | 0.11 | 0 | 0 | 0 | 0.4 | 0.99 | 0 | 0 | 0 | 0 | 0 | 0 | Y | South | FC
SCEC_1_PDRP125 | LA Basin | SCEC_1_PDRP125 |  |  |  | 1.28 | 0 | 0 | 0 | 0 | 0 | 0 | 0 | 0 | Y | South | FC
SCEC_1_PDRP126 | LA Basin | SCEC_1_PDRP126 | 0.84 | 0.99 | 0.79 | 0 | 0.89 | 0 | 0 | 0 | 0 | 0 | 0 | 0 | Y | South | FC
SCEC_1_PDRP127 | LA Basin | SCEC_1_PDRP127 | 0.44 | 0.99 | 0.99 | 0 | 0 | 0.99 | 0 | 0 | 0 | 0 | 0 | 0 | Y | South | FC
SCEC_1_PDRP128 | LA Basin | SCEC_1_PDRP128 | 0.11 | 0 | 0 | 0.99 | 0 | 0.99 | 0 | 0 | 0 | 0 | 0 | 0 | Y | South | FC
SCEC_1_PDRP129 | LA Basin | SCEC_1_PDRP129 | 0.57 | 0 | 0 | 0.99 | 0.99 | 0.99 | 0 | 0 | 0 | 0 | 0 | 0 | Y | South | FC
SCEC_1_PDRP130 | LA Basin | SCEC_1_PDRP130 | 0.52 | 0 | 0 | 0 | 0 | 0.99 | 0 | 0 | 0 | 0 | 0 | 0 | Y | South | FC
SCEC_1_PDRP131 | LA Basin | SCEC_1_PDRP131 |  |  |  | 0.95 | 0 | 0 | 0 | 0 | 0 | 0 | 0 | 0 | Y | South | FC
SCEC_1_PDRP132 | LA Basin | SCEC_1_PDRP132 | 0.8 | 0.99 | 0.5 | 0 | 0.99 | 0.99 | 0 | 0 | 0 | 0 | 0 | 0 | Y | South | FC
SCEC_1_PDRP133 | LA Basin | SCEC_1_PDRP133 |  |  |  | 0.94 | 0.45 | 0 | 0 | 0 | 0 | 0 | 0 | 0 | Y | South | FC
SCEC_1_PDRP135 | LA Basin | SCEC_1_PDRP135 | 0.39 | 0.99 | 0.99 | 0 | 0 | 0 | 0 | 0 | 0 | 0 | 0 | 0 | Y | South | FC
SCEC_1_PDRP136 | LA Basin | SCEC_1_PDRP136 | 0.63 | 0 | 0 | 0 | 0 | 0.99 | 0 | 0 | 0 | 0 | 0 | 0 | Y | South | FC
SCEC_1_PDRP137 | LA Basin | SCEC_1_PDRP137 |  |  |  |  | 0.49 | 0 | 0 | 0 | 0 | 0 | 0 | 0 | Y | South | FC
SCEC_1_PDRP139 | LA Basin | SCEC_1_PDRP139 | 0.65 | 0.99 | 0.99 | 0 | 0 | 0 | 0 | 0 | 0 | 0 | 0 | 0 | Y | South | FC
SCEC_1_PDRP140 | LA Basin | SCEC_1_PDRP140 | 0.64 | 0 | 0 | 0.53 | 0.91 | 0.78 | 0 | 0 | 0 | 0 | 0 | 0 | Y | South | FC
SCEC_1_PDRP141 | LA Basin | SCEC_1_PDRP141 | 0.17 | 0 | 0 | 0.11 | 0 | 0 | 0 | 0 | 0 | 0 | 0 | 0 | Y | South | FC
SCEC_1_PDRP142 | LA Basin | SCEC_1_PDRP142 | 0.59 | 0.99 | 0.99 | 0 | 0.99 | 0 | 0 | 0 | 0 | 0 | 0 | 0 | Y | South | FC
SCEC_1_PDRP143 | LA Basin | SCEC_1_PDRP143 | 0.63 | 0 | 0 | 0 | 0 | 0 | 0 | 0 | 0 | 0 | 0 | 0 | Y | South | FC
SCEC_1_PDRP144 | LA Basin | SCEC_1_PDRP144 | 0.28 | 0 | 0 | 0 | 0.17 | 0.99 | 0 | 0 | 0 | 0 | 0 | 0 | Y | South | FC
SCEC_1_PDRP145 | LA Basin | SCEC_1_PDRP145 | JUN: 0.99; JUL: 0; AUG: 0; SEP: 0; OCT: 0; NOV: 0; DEC: 0 | Y | South | FC
SCEC_1_PDRP146 | LA Basin | SCEC_1_PDRP146 | 0.64 | 0 | 0 | 0 | 0 | 0 | 0 | 0 | 0 | 0 | 0 | 0 | Y | South | FC
SCEC_1_PDRP147 | LA Basin | SCEC_1_PDRP147 | 0.56 | 0 | 0 | 0 | 0 | 0.99 | 0 | 0 | 0 | 0 | 0 | 0 | Y | South | FC
SCEC_1_PDRP148 | LA Basin | SCEC_1_PDRP148 | 0.55 | 0 | 0 | 0 | 0 | 0 | 0 | 0 | 0 | 0 | 0 | 0 | Y | South | FC
SCEC_1_PDRP150 | LA Basin | SCEC_1_PDRP150 | 0.64 | 0 | 0 | 0 | 0.3 | 0 | 0 | 0 | 0 | 0 | 0 | 0 | Y | South | FC
SCEC_1_PDRP151 | LA Basin | SCEC_1_PDRP151 | 0.67 | 0 | 0 | 0.99 | 0 | 0 | 0 | 0 | 0 | 0 | 0 | 0 | Y | South | FC
SCEC_1_PDRP152 | LA Basin | SCEC_1_PDRP152 | 0.35 | 0.99 | 0.17 | 0 | 0 | 0 | 0 | 0 | 0 | 0 | 0 | 0 | Y | South | FC
SCEC_1_PDRP153 | LA Basin | SCEC_1_PDRP153 | 0.64 | 0 | 0 | 0 | 0 | 0 | 0 | 0 | 0 | 0 | 0 | 0 | Y | South | FC
SCEC_1_PDRP154 | LA Basin | SCEC_1_PDRP154 |  | 0.99 | 0 | 0 | 0 | 0 | 0 | 0 | 0 | 0 | 0 | 0 | Y | South | FC
SCEC_1_PDRP156 | LA Basin | SCEC_1_PDRP156 | 0.45 | 0.99 | 0.99 | 0 | 0.99 | 0.99 | 0 | 0 | 0 | 0 | 0 | 0 | Y | South | FC
SCEC_1_PDRP157 | LA Basin | SCEC_1_PDRP157 | 0.39 | 0.99 | 0.99 | 0.99 | 0 | 0.1 | 0 | 0 | 0 | 0 | 0 | 0 | Y | South | FC
SCEC_1_PDRP158 | LA Basin | SCEC_1_PDRP158 | 0.11 | 0 | 0 | 0 | 0 | 0 | 0 | 0 | 0 | 0 | 0 | 0 | Y | South | FC
SCEC_1_PDRP159 | LA Basin | SCEC_1_PDRP159 | 0.36 | 0 | 0 | 0 | 0.99 | 0 | 0 | 0 | 0 | 0 | 0 | 0 | Y | South | FC
SCEC_1_PDRP160 | LA Basin | SCEC_1_PDRP160 | 3.65 | 4.65 | 6.65 | 4.55 | 0 | 0 | 0 | 0 | 0 | 0 | 0 | 0 | Y | South | FC
SCEC_1_PDRP161 | LA Basin | SCEC_1_PDRP161 |  |  |  |  | 0.94 | 2.11 | 0 | 0 | 0 | 0 | 0 | 0 | Y | South | FC
SCEC_1_PDRP163 | LA Basin | SCEC_1_PDRP163 |  |  |  |  | 3.44 | 3.89 | 0 | 0 | 0 | 0 | 0 | 0 | Y | South | FC
SCEC_1_PDRP175 | LA Basin | VLTS_PDR_SCEC_01 | 0.11 | 0.11 | 0.11 | 0.32 | 0.32 | 0.3 | 0 | 0 | 0 | 0 | 0 | 0 | Y | South | FC
SCEC_1_PDRP176 | LA Basin | VLTS_PDR_SCEC_02 | 1.68 | 1.68 | 1.68 | 1.89 | 1.89 | 1.8 | 0 | 0 | 0 | 0 | 0 | 0 | Y | South | FC
SCEC_1_PDRP181 | LA Basin | SCEC_1_PDRP181 |  |  | 0.63 | 0 | 0.2 | 0.86 | 0 | 0 | 0 | 0 | 0 | 0 | Y | South | FC
SCEC_1_PDRP185 | LA Basin | VLTS_PDR_SCEC_03 | 0.11 | 0.11 | 0.11 | 0.42 | 0.42 | 0.4 | 0 | 0 | 0 | 0 | 0 | 0 | Y | South | FC
SCEC_1_PDRP187 | LA Basin | ESPN_SCEC_1_PDRP187 | 9.94 | 9.98 | 9.5 | 9.98 | 6.52 | 6.62 | 0 | 0 | 0 | 0 | 0 | 0 | Y | South | FC
SCEC_1_PDRP188 | LA Basin | ESPN_SCEC_1_PDRP188 | 9.94 | 9.98 | 9.5 | 9.98 | 6.52 | 6.62 | 0 | 0 | 0 | 0 | 0 | 0 | Y | South | FC
SCEC_1_PDRP189 | LA Basin | ESPN_SCEC_1_PDRP189 | 9.94 | 9.98 | 9.5 | 9.98 | 6.52 | 6.62 | 0 | 0 | 0 | 0 | 0 | 0 | Y | South | FC
SCEC_1_PDRP191 | LA Basin | ESPN_SCEC_1_PDRP191 |  |  |  | 9.93 | 7.67 | 7.67 | 0 | 0 | 0 | 0 | 0 | 0 | Y | South | FC
SCEC_1_PDRP192 | LA Basin | ESPN_SCEC_1_PDRP192 | 5.26 | 5.26 | 5.26 | 6.58 | 5.58 | 5.58 | 0 | 0 | 0 | 0 | 0 | 0 | Y | South | FC
SCEN_6_PDRP01 | Big Creek-Ventura | SCEN_6_PDRP01 | 0.14 | 0.14 | 0.16 | 0.31 | 0.45 | 0.63 | 0 | 0 | 0 | 0 | 0 | 0 | Y | South | FC
SCEN_6_PDRP02 | Big Creek-Ventura | SCEN_6_PDRP02 | 1.8 | 1.8 | 1.8 | 1.8 | 1.8 | 1.8 | 0 | 0 | 0 | 0 | 0 | 0 | Y | South | FC
SCEN_6_PDRP03 | Big Creek-Ventura | SCEN_6_PDRP03 |  |  |  |  | 0.4 | 1 | 0 | 0 | 0 | 0 | 0 | 0 | Y | South | FC
SCEN_6_PDRP07 | Big Creek-Ventura | SCEN_6_PDRP07 | 0.22 | 0.22 | 0.24 | 0.46 | 0.68 | 0.94 | 0 | 0 | 0 | 0 | 0 | 0 | Y | South | FC
SCEN_6_PDRP101 | Big Creek-Ventura | SCEN_6_PDRP101 |  |  |  | 0.99 | 0 | 0 | 0 | 0 | 0 | 0 | 0 | 0 | Y | South | FC
SCEN_6_PDRP103 | Big Creek-Ventura | ESPN_SCEN_6_PDRP103 | 7.05 | 7.04 | 6.7 | 7.04 | 4.62 | 1.68 | 0 | 0 | 0 | 0 | 0 | 0 | Y | South | FC
SCEN_6_PDRP104 | Big Creek-Ventura | ESPN_SCEN_6_PDRP104 |  |  |  | 3.28 | 2.84 | 2.84 | 0 | 0 | 0 | 0 | 0 | 0 | Y | South | FC
SCEN_6_PDRP105 | Big Creek-Ventura | SCEN_6_PDRP105 |  |  |  | 0.21 | 0.2 | 0.99 | 0 | 0 | 0 | 0 | 0 | 0 | Y | South | FC
SCEN_6_PDRP106 | Big Creek-Ventura | SCEN_6_PDRP106 |  |  |  | 0.52 | 0 | 0 | 0 | 0 | 0 | 0 | 0 | 0 | Y | South | FC
SCEN_6_PDRP58 | Big Creek-Ventura | SCEN_6_PDRP58 | 0.15 | 0.99 | 0 | 0 | 0 | 0.42 | 0 | 0 | 0 | 0 | 0 | 0 | Y | South | FC
SCEN_6_PDRP59 | Big Creek-Ventura | SCEN_6_PDRP59 | 0.1 | 1.04 | 1.74 | 0 | 0 | 0 | 0 | 0 | 0 | 0 | 0 | 0 | Y | South | FC
SCEN_6_PDRP60 | Big Creek-Ventura | SCEN_6_PDRP60 |  |  |  | 0.99 | 0 | 0 | 0 | 0 | 0 | 0 | 0 | 0 | Y | South | FC
SCEN_6_PDRP61 | Big Creek-Ventura | SCEN_6_PDRP61 |  |  |  |  | 1.02 | 1.09 | 0 | 0 | 0 | 0 | 0 | 0 | Y | South | FC
SCEN_6_PDRP62 | Big Creek-Ventura | SCEN_6_PDRP62 |  |  |  |  | 0.1 | 1.39 | 0 | 0 | 0 | 0 | 0 | 0 | Y | South | FC
SCEN_6_PDRP64 | Big Creek-Ventura | SCEN_6_PDRP64 |  |  |  | 0.11 | 0 | 1.11 | 0 | 0 | 0 | 0 | 0 | 0 | Y | South | FC
SCEN_6_PDRP65 | Big Creek-Ventura | SCEN_6_PDRP65 | 0.18 | 0 | 0 | 0 | 0 | 0 | 0 | 0 | 0 | 0 | 0 | 0 | Y | South | FC
SCEN_6_PDRP66 | Big Creek-Ventura | SCEN_6_PDRP66 | 0.1 | 0 | 0.99 | 0 | 0.99 | 0.99 | 0 | 0 | 0 | 0 | 0 | 0 | Y | South | FC
SCEN_6_PDRP79 | Big Creek-Ventura | VLTS_PDR_SCEN_01 | 0.53 | 0.53 | 0.53 | 1.68 | 1.68 | 1.6 | 0 | 0 | 0 | 0 | 0 | 0 | Y | South | FC
SCEN_6_PDRP80 | Big Creek-Ventura | SCEN_6_PDRP80 | 0.13 | 0 | 0 | 0 | 0.99 | 0.99 | 0 | 0 | 0 | 0 | 0 | 0 | Y | South | FC
SCEN_6_PDRP81 | Big Creek-Ventura | SCEN_6_PDRP81 | 0.37 | 0.99 | 0.99 | 0 | 0.11 | 0.99 | 0 | 0 | 0 | 0 | 0 | 0 | Y | South | FC
SCEN_6_PDRP84 | Big Creek-Ventura | SCEN_6_PDRP84 |  | 0.99 | 0.99 | 0 | 0 | 0 | 0 | 0 | 0 | 0 | 0 | 0 | Y | South | FC
SCEN_6_PDRP87 | Big Creek-Ventura | SCEN_6_PDRP87 | 0.37 | 0.99 | 0.99 | 0.61 | 0 | 0 | 0 | 0 | 0 | 0 | 0 | 0 | Y | South | FC
SCEN_6_PDRP88 | Big Creek-Ventura | SCEN_6_PDRP88 |  |  |  | 0.33 | 0 | 0 | 0 | 0 | 0 | 0 | 0 | 0 | Y | South | FC
SCEN_6_PDRP89 | Big Creek-Ventura | SCEN_6_PDRP89 | JUN: 0.99; JUL: 0; AUG: 0; SEP: 0; OCT: 0; NOV: 0; DEC: 0 | Y | South | FC
SCEN_6_PDRP91 | Big Creek-Ventura | SCEN_6_PDRP91 |  |  |  |  | 0.13 | 0.12 | 0 | 0 | 0 | 0 | 0 | 0 | Y | South | FC
SCEN_6_PDRP94 | Big Creek-Ventura | SCEN_6_PDRP94 |  |  |  |  | 0.84 | 0 | 0 | 0 | 0 | 0 | 0 | 0 | Y | South | FC
SCEN_6_PDRP95 | Big Creek-Ventura | SCEN_6_PDRP95 |  |  |  |  | 0.36 | 0 | 0 | 0 | 0 | 0 | 0 | 0 | Y | South | FC
SCEN_6_PDRP97 | Big Creek-Ventura | SCEN_6_PDRP97 |  |  |  |  | 0.1 | 0 | 0 | 0 | 0 | 0 | 0 | 0 | Y | South | FC
SCEN_6_PDRP98 | Big Creek-Ventura | SCEN_6_PDRP98 |  |  |  | 0.23 | 0.58 | 0 | 0 | 0 | 0 | 0 | 0 | 0 | Y | South | FC
SCEW_2_PDRP103 | LA Basin | SCEW_2_PDRP103 | 0.48 | 0.48 | 0.48 | 0.78 | 0.78 | 0.58 | 0 | 0 | 0 | 0 | 0 | 0 | Y | South | FC
SCEW_2_PDRP104 | LA Basin | SCEW_2_PDRP104 | 0.4 | 0.2 | 0.2 | 0 | 1.2 | 1.2 | 0 | 0 | 0 | 0 | 0 | 0 | Y | South | FC
SCEW_2_PDRP105 | LA Basin | SCEW_2_PDRP105 | JUN: 1.5; JUL: 0; AUG: 0; SEP: 0; OCT: 0; NOV: 0; DEC: 0 | Y | South | FC
SCEW_2_PDRP106 | LA Basin | SCEW_2_PDRP106 | 0.13 | 0 | 0 | 0.31 | 0 | 0 | 0 | 0 | 0 | 0 | 0 | 0 | Y | South | FC
SCEW_2_PDRP107 | LA Basin | SCEW_2_PDRP107 | 0.1 | 0.99 | 0 | 0 | 0 | 0.99 | 0 | 0 | 0 | 0 | 0 | 0 | Y | South | FC
SCEW_2_PDRP108 | LA Basin | SCEW_2_PDRP108 | 0.28 | 0.99 | 0.99 | 0.99 | 0.99 | 0.99 | 0 | 0 | 0 | 0 | 0 | 0 | Y | South | FC
SCEW_2_PDRP109 | LA Basin | SCEW_2_PDRP109 | 0.29 | 0 | 0 | 0 | 0.61 | 0.99 | 0 | 0 | 0 | 0 | 0 | 0 | Y | South | FC
SCEW_2_PDRP110 | LA Basin | SCEW_2_PDRP110 | 0.38 | 0.99 | 0 | 0 | 0 | 0.99 | 0 | 0 | 0 | 0 | 0 | 0 | Y | South | FC
SCEW_2_PDRP111 | LA Basin | SCEW_2_PDRP111 | 0.46 | 0 | 0 | 0 | 0 | 0.99 | 0 | 0 | 0 | 0 | 0 | 0 | Y | South | FC
SCEW_2_PDRP112 | LA Basin | SCEW_2_PDRP112 |  | 0.99 | 0 | 0.8 | 0.68 | 0.99 | 0 | 0 | 0 | 0 | 0 | 0 | Y | South | FC
SCEW_2_PDRP116 | LA Basin | SCEW_2_PDRP116 | 0.53 | 0.99 | 0.99 | 0.9 | 0.56 | 0.99 | 0 | 0 | 0 | 0 | 0 | 0 | Y | South | FC
SCEW_2_PDRP117 | LA Basin | SCEW_2_PDRP117 |  | 0.99 | 0.64 | 0.99 | 0.68 | 0 | 0 | 0 | 0 | 0 | 0 | 0 | Y | South | FC
SCEW_2_PDRP118 | LA Basin | SCEW_2_PDRP118 | 0.61 | 0.99 | 0.41 | 0.31 | 0.99 | 0.99 | 0 | 0 | 0 | 0 | 0 | 0 | Y | South | FC
SCEW_2_PDRP119 | LA Basin | SCEW_2_PDRP119 |  |  |  | 0.99 | 0.99 | 0 | 0 | 0 | 0 | 0 | 0 | 0 | Y | South | FC
SCEW_2_PDRP120 | LA Basin | SCEW_2_PDRP120 | 0.28 | 0.99 | 0.57 | 0.6 | 0 | 0.99 | 0 | 0 | 0 | 0 | 0 | 0 | Y | South | FC
SCEW_2_PDRP121 | LA Basin | SCEW_2_PDRP121 | 0.74 | 0.99 | 0.99 | 0.99 | 0.33 | 0.99 | 0 | 0 | 0 | 0 | 0 | 0 | Y | South | FC
SCEW_2_PDRP122 | LA Basin | SCEW_2_PDRP122 |  | 4.18 | 0 | 0 | 3.3 | 2.85 | 0 | 0 | 0 | 0 | 0 | 0 | Y | South | FC
SCEW_2_PDRP123 | LA Basin | SCEW_2_PDRP123 | 0.16 | 0 | 0 | 0 | 0 | 0 | 0 | 0 | 0 | 0 | 0 | 0 | Y | South | FC
SCEW_2_PDRP124 | LA Basin | SCEW_2_PDRP124 | 0.16 | 0 | 0 | 0 | 0 | 0.86 | 0 | 0 | 0 | 0 | 0 | 0 | Y | South | FC
SCEW_2_PDRP125 | LA Basin | SCEW_2_PDRP125 | 0.39 | 0.99 | 0.34 | 0 | 0.11 | 0.1 | 0 | 0 | 0 | 0 | 0 | 0 | Y | South | FC
SCEW_2_PDRP130 | LA Basin | SCEW_2_PDRP130 |  | 0.99 | 0.99 | 0 | 0.11 | 0.11 | 0 | 0 | 0 | 0 | 0 | 0 | Y | South | FC
SCEW_2_PDRP131 | LA Basin | SCEW_2_PDRP131 |  | 0.99 | 0.13 | 0 | 0.11 | 0.99 | 0 | 0 | 0 | 0 | 0 | 0 | Y | South | FC
SCEW_2_PDRP133 | LA Basin | SCEW_2_PDRP133 | 0.23 | 0.99 | 0.99 | 0.99 | 0.99 | 0.99 | 0 | 0 | 0 | 0 | 0 | 0 | Y | South | FC
SCEW_2_PDRP168 | LA Basin | VLTS_PDR_SCEW_01 | 0.42 | 0.42 | 0.42 | 1.16 | 1.16 | 1.1 | 0 | 0 | 0 | 0 | 0 | 0 | Y | South | FC
SCEW_2_PDRP172 | LA Basin | SCEW_2_PDRP172 | 0.17 | 0 | 0 | 0 | 0.73 | 0 | 0 | 0 | 0 | 0 | 0 | 0 | Y | South | FC
SCEW_2_PDRP173 | LA Basin | SCEW_2_PDRP173 |  |  |  |  | 0.12 | 0.99 | 0 | 0 | 0 | 0 | 0 | 0 | Y | South | FC
SCEW_2_PDRP174 | LA Basin | SCEW_2_PDRP174 |  |  |  |  | 0.87 | 0 | 0 | 0 | 0 | 0 | 0 | 0 | Y | South | FC
SCEW_2_PDRP177 | LA Basin | VLTS_PDR_SCEW_02 | 0.84 | 0.84 | 0.84 | 2.1 | 2.1 | 2 | 0 | 0 | 0 | 0 | 0 | 0 | Y | South | FC
SCEW_2_PDRP180 | LA Basin | VLTS_PDR_SCEW_03 | 0.11 | 0.11 | 0.11 | 0.63 | 0.63 | 0.6 | 0 | 0 | 0 | 0 | 0 | 0 | Y | South | FC
SCEW_2_PDRP182 | LA Basin | ESPN_SCEW_2_PDRP182 | 8.01 | 7.99 | 7.6 | 7.99 | 5.15 | 2.52 | 0 | 0 | 0 | 0 | 0 | 0 | Y | South | FC
SCEW_2_PDRP183 | LA Basin | ESPN_SCEW_2_PDRP183 |  |  |  | 3.78 | 3.25 | 3.25 | 0 | 0 | 0 | 0 | 0 | 0 | Y | South | FC
SCEW_2_PDRP185 | LA Basin | ESPN_SCEW_2_PDRP185 |  |  |  | 1.54 | 1.39 | 1.39 | 0 | 0 | 0 | 0 | 0 | 0 | Y | South | FC
SCEW_2_PDRP19 | LA Basin | SCEW_2_PDRP19 | 0.93 | 0.93 | 1.02 | 1 | 1.51 | 2.02 | 0 | 0 | 0 | 0 | 0 | 0 | Y | South | FC
SCEW_2_PDRP20 | LA Basin | SCEW_2_PDRP20 | 0.51 | 0.51 | 0.56 | 1.08 | 0.8 | 1.19 | 0 | 0 | 0 | 0 | 0 | 0 | Y | South | FC
SCEW_2_PDRP37 | LA Basin | SCEW_2_PDRP37 |  |  |  |  | 0.78 | 1 | 0 | 0 | 0 | 0 | 0 | 0 | Y | South | FC
SCEW_2_PDRP47 | LA Basin | SCEW_2_PDRP47 |  |  |  | 0.98 | 1.4 | 2 | 0 | 0 | 0 | 0 | 0 | 0 | Y | South | FC
SCHD_1_PDRP12 | CAISO System | SCHD_1_PDRP12 | 1.5 | 1.5 | 1.5 | 1.5 | 1.5 | 1.5 | 0 | 0 | 0 | 0 | 0 | 0 | Y | South | FC
SCHD_1_PDRP41 | CAISO System | SCHD_1_PDRP41 | 0.31 | 0.99 | 0.99 | 0.29 | 0 | 0.99 | 0 | 0 | 0 | 0 | 0 | 0 | Y | South | FC
SCHD_1_PDRP42 | CAISO System | SCHD_1_PDRP42 | 0.12 | 0 | 0 | 0 | 0 | 0 | 0 | 0 | 0 | 0 | 0 | 0 | Y | South | FC
SCHD_1_PDRP43 | CAISO System | SCHD_1_PDRP43 |  |  |  |  | 2.21 | 0 | 0 | 0 | 0 | 0 | 0 | 0 | Y | South | FC
SCHD_1_PDRP44 | CAISO System | SCHD_1_PDRP44 | 0.1 | 0.99 | 0.13 | 0 | 0.16 | 0.6 | 0 | 0 | 0 | 0 | 0 | 0 | Y | South | FC
SCHD_1_PDRP48 | CAISO System | SCHD_1_PDRP48 | 0.43 | 0 | 0 | 0 | 0 | 0 | 0 | 0 | 0 | 0 | 0 | 0 | Y | South | FC
SCHD_1_PDRP53 | CAISO System | VLTS_PDR_SCHD_01 |  | 0.11 | 0.11 | 0.32 | 0.32 | 0.3 | 0 | 0 | 0 | 0 | 0 | 0 | Y | South | FC
SCHD_1_PDRP58 | CAISO System | ESPN_SCHD_1_PDRP58 | 3.78 | 3.78 | 3.6 | 3.78 | 2.42 | 3.15 | 0 | 0 | 0 | 0 | 0 | 0 | Y | South | FC
SCHD_1_PDRP59 | CAISO System | ESPN_SCHD_1_PDRP59 |  |  |  | 1.1 | 1.03 | 1.03 | 0 | 0 | 0 | 0 | 0 | 0 | Y | South | FC
SCHD_1_PDRP61 | CAISO System | SCHD_1_PDRP61 |  |  |  |  | 0.32 | 0.3 | 0 | 0 | 0 | 0 | 0 | 0 | Y | South | FC
SCHD_1_PDRP63 | CAISO System | SCHD_1_PDRP63 |  |  |  |  | 0.1 | 0.99 | 0 | 0 | 0 | 0 | 0 | 0 | Y | South | FC
SCHD_1_PDRP64 | CAISO System | SCHD_1_PDRP64 | 0.61 | 0.99 | 0.99 | 0.99 | 0.99 | 0.99 | 0 | 0 | 0 | 0 | 0 | 0 | Y | South | FC
SCHLTE_1_PL1X3 | Stockton | Tracy Combined Cycle Power Plant | 336.04 | 336.04 | 336.04 | 336.04 | 336.04 | 336.04 | 336.04 | 336.04 | 336.04 | 336.04 | 336.04 | 336.04 | Y | North | FC
SCHNDR_1_FIVPTS | Fresno | Five Points Solar Station | 0.06 | 0.45 | 0.53 | 0.66 | 0.96 | 1.97 | 2.16 | 1.86 | 1.67 | 1.11 | 0.86 | 0.53 | N | North | FC
SCHNDR_1_WSTSDE | Fresno | Westside Solar Station | 0.06 | 0.45 | 0.53 | 0.66 | 0.96 | 1.97 | 2.16 | 1.86 | 1.67 | 1.11 | 0.86 | 0.53 | N | North | FC
SCLD_1_PDRP07 | CAISO System | ESPN_SCLD_1_PDRP07 |  | 0.84 | 0.8 | 0.84 | 0.53 | 0.11 | 0 | 0 | 0 | 0 | 0 | 0 | Y | South | FC
SCLD_1_PDRP10 | CAISO System | SCLD_1_PDRP10 | 1.5 | 1.5 | 1.5 | 1.5 | 1.5 | 1.5 | 0 | 0 | 0 | 0 | 0 | 0 | Y | South | FC
SCNW_6_PDRP07 | Big Creek-Ventura | SCNW_6_PDRP07 | 0.36 | 0.36 | 0.4 | 0.77 | 1.13 | 1.56 | 0 | 0 | 0 | 0 | 0 | 0 | Y | South | FC
SCNW_6_PDRP40 | Big Creek-Ventura | SCNW_6_PDRP40 |  |  |  |  | 0.8 | 0.11 | 0 | 0 | 0 | 0 | 0 | 0 | Y | South | FC
SCNW_6_PDRP41 | Big Creek-Ventura | SCNW_6_PDRP41 | 0.14 | 0 | 0 | 0 | 0.53 | 0.93 | 0 | 0 | 0 | 0 | 0 | 0 | Y | South | FC
SCNW_6_PDRP42 | Big Creek-Ventura | SCNW_6_PDRP42 |  |  |  | 0.23 | 0 | 0 | 0 | 0 | 0 | 0 | 0 | 0 | Y | South | FC
SCNW_6_PDRP43 | Big Creek-Ventura | SCNW_6_PDRP43 | 0.18 | 0.99 | 0.99 | 0.45 | 0 | 0.15 | 0 | 0 | 0 | 0 | 0 | 0 | Y | South | FC
SCNW_6_PDRP44 | Big Creek-Ventura | SCNW_6_PDRP44 | 0.27 | 0.99 | 0.15 | 0 | 0.14 | 0.99 | 0 | 0 | 0 | 0 | 0 | 0 | Y | South | FC
SCNW_6_PDRP45 | Big Creek-Ventura | SCNW_6_PDRP45 | 0.11 | 2.13 | 0 | 0 | 0.12 | 0 | 0 | 0 | 0 | 0 | 0 | 0 | Y | South | FC
SCNW_6_PDRP46 | Big Creek-Ventura | SCNW_6_PDRP46 |  |  | 0.11 | 0.47 | 0 | 0.13 | 0 | 0 | 0 | 0 | 0 | 0 | Y | South | FC
SCNW_6_PDRP47 | Big Creek-Ventura | SCNW_6_PDRP47 | 0.1 | 0 | 0.41 | 0 | 0 | 0 | 0 | 0 | 0 | 0 | 0 | 0 | Y | South | FC
SCNW_6_PDRP48 | Big Creek-Ventura | SCNW_6_PDRP48 | 0.31 | 0.99 | 0 | 0 | 0.11 | 0.49 | 0 | 0 | 0 | 0 | 0 | 0 | Y | South | FC
SCNW_6_PDRP49 | Big Creek-Ventura | SCNW_6_PDRP49 | 0.19 | 0.99 | 0.99 | 0.99 | 0.99 | 0.99 | 0 | 0 | 0 | 0 | 0 | 0 | Y | South | FC
SCNW_6_PDRP50 | Big Creek-Ventura | SCNW_6_PDRP50 | 0.1 | 0.99 | 0.99 | 0.99 | 0 | 0.99 | 0 | 0 | 0 | 0 | 0 | 0 | Y | South | FC
SCNW_6_PDRP51 | Big Creek-Ventura | SCNW_6_PDRP51 |  |  |  | 0.1 | 0.62 | 0 | 0 | 0 | 0 | 0 | 0 | 0 | Y | South | FC
SCNW_6_PDRP59 | Big Creek-Ventura | VLTS_PDR_SCNW_1 | 0.21 | 0.21 | 0.21 | 0.95 | 0.53 | 0.5 | 0 | 0 | 0 | 0 | 0 | 0 | Y | South | FC
SCNW_6_PDRP66 | Big Creek-Ventura | ESPN_SCNW_6_PDRP66 | 3.01 | 2.94 | 2.8 | 2.94 | 1.89 | 0.21 | 0 | 0 | 0 | 0 | 0 | 0 | Y | South | FC
SCNW_6_PDRP67 | Big Creek-Ventura | ESPN_SCNW_6_PDRP67 |  |  |  | 5.31 | 4.52 | 4.52 | 0 | 0 | 0 | 0 | 0 | 0 | Y | South | FC
SCNW_6_PDRP68 | Big Creek-Ventura | VLTS_PDR_SCNW_03 | 0.11 | 0.11 | 0.11 | 0.21 | 0.21 | 0.2 | 0 | 0 | 0 | 0 | 0 | 0 | Y | South | FC
SCNW_6_PDRP69 | Big Creek-Ventura | VLTS_PDR_SCNW_02 | 1.05 | 1.05 | 1.05 | 0.84 | 1.26 | 1.2 | 0 | 0 | 0 | 0 | 0 | 0 | Y | South | FC
SDG1_1_PDRP04 | San Diego-IV | SDG1_1_PDRP04 | 0.62 | 0.62 | 0.68 | 1.31 | 1.93 | 2.66 | 0 | 0 | 0 | 0 | 0 | 0 | Y | South | FC
SDG1_1_PDRP05 | San Diego-IV | SDG1_1_PDRP05 | 0.25 | 0.25 | 0.27 | 0.52 | 0.77 | 1.06 | 0 | 0 | 0 | 0 | 0 | 0 | Y | South | FC
SDG1_1_PDRP06 | San Diego-IV | SDG1_1_PDRP06 | 0.3 | 0.3 | 0.3 | 0.15 | 1.1 | 1.1 | 0 | 0 | 0 | 0 | 0 | 0 | Y | South | FC
SDG1_1_PDRP07 | San Diego-IV | SDG1_1_PDRP07 | 0.5 | 0.5 | 0.5 | 0 | 0 | 0 | 0 | 0 | 0 | 0 | 0 | 0 | Y | South | FC
SDG1_1_PDRP100 | San Diego-IV | SDG1_1_PDRP100 | 0.56 | 0.99 | 0.99 | 0.99 | 0.79 | 0.27 | 0 | 0 | 0 | 0 | 0 | 0 | Y | South | FC
SDG1_1_PDRP101 | San Diego-IV | SDG1_1_PDRP101 | 0.61 | 0.99 | 0.99 | 0.99 | 0 | 0.26 | 0 | 0 | 0 | 0 | 0 | 0 | Y | South | FC
SDG1_1_PDRP102 | San Diego-IV | SDG1_1_PDRP102 | 0.32 | 0.78 | 0.48 | 0.47 | 0.59 | 0.46 | 0 | 0 | 0 | 0 | 0 | 0 | Y | South | FC
SDG1_1_PDRP103 | San Diego-IV | SDG1_1_PDRP103 | 0.13 | 0.99 | 0.99 | 0.99 | 0.12 | 0.32 | 0 | 0 | 0 | 0 | 0 | 0 | Y | South | FC
SDG1_1_PDRP104 | San Diego-IV | SDG1_1_PDRP104 | 0.19 | 0 | 0 | 0.31 | 0.17 | 0 | 0 | 0 | 0 | 0 | 0 | 0 | Y | South | FC
SDG1_1_PDRP105 | San Diego-IV | SDG1_1_PDRP105 | 0.34 | 0.99 | 0.99 | 0.99 | 0.29 | 0 | 0 | 0 | 0 | 0 | 0 | 0 | Y | South | FC
SDG1_1_PDRP111 | San Diego-IV | SDG1_1_PDRP111 | 0.26 | 0.99 | 0.99 | 0.5 | 0.7 | 0 | 0 | 0 | 0 | 0 | 0 | 0 | Y | South | FC
SDG1_1_PDRP113 | San Diego-IV | SDG1_1_PDRP113 | 0.16 | 0.17 | 0.19 | 0 | 0 | 0 | 0 | 0 | 0 | 0 | 0 | 0 | Y | South | FC
SDG1_1_PDRP114 | San Diego-IV | SDG1_1_PDRP114 |  |  | 0.99 | 0.99 | 0.64 | 0.75 | 0 | 0 | 0 | 0 | 0 | 0 | Y | South | FC
SDG1_1_PDRP117 | San Diego-IV | SDG1_1_PDRP117 | 0.27 | 0 | 0 | 0 | 0 | 0.13 | 0 | 0 | 0 | 0 | 0 | 0 | Y | South | FC
SDG1_1_PDRP118 | San Diego-IV | SDG1_1_PDRP118 | 0.1 | 0.24 | 0.15 | 0.99 | 0.12 | 0 | 0 | 0 | 0 | 0 | 0 | 0 | Y | South | FC
SDG1_1_PDRP119 | San Diego-IV | SDG1_1_PDRP119 | 0.11 | 0 | 0 | 0.36 | 0.39 | 0.13 | 0 | 0 | 0 | 0 | 0 | 0 | Y | South | FC
SDG1_1_PDRP120 | San Diego-IV | SDG1_1_PDRP120 |  |  |  | 0.27 | 0 | 0 | 0 | 0 | 0 | 0 | 0 | 0 | Y | South | FC
SDG1_1_PDRP121 | San Diego-IV | SDG1_1_PDRP121 |  |  | 0.21 | 0.21 | 0.99 | 0.17 | 0 | 0 | 0 | 0 | 0 | 0 | Y | South | FC
SDG1_1_PDRP15 | San Diego-IV | SDG1_1_PDRP15 | 0.12 | 0.1 | 0.15 | 0.1 | 0.28 | 0.1 | 0 | 0 | 0 | 0 | 0 | 0 | Y | South | FC
SDG1_1_PDRP25 | San Diego-IV | SDG1_1_PDRP25 | 0.12 | 0.1 | 0.15 | 0.1 | 0.28 | 0.1 | 0 | 0 | 0 | 0 | 0 | 0 | Y | South | FC
SDG1_1_PDRP26 | San Diego-IV | SDG1_1_PDRP26 | 0.12 | 0.1 | 0.15 | 0.1 | 0.3 | 0.1 | 0 | 0 | 0 | 0 | 0 | 0 | Y | South | FC
SDG1_1_PDRP27 | San Diego-IV | SDG1_1_PDRP27 | 0.12 | 0.1 | 0.15 | 0.1 | 0.28 | 0.1 | 0 | 0 | 0 | 0 | 0 | 0 | Y | South | FC
SDG1_1_PDRP28 | San Diego-IV | SDG1_1_PDRP28 | 0.12 | 0.1 | 0.15 | 0.1 | 0.3 | 0.1 | 0 | 0 | 0 | 0 | 0 | 0 | Y | South | FC
SDG1_1_PDRP32 | San Diego-IV | SDG1_1_PDRP32 | 0.12 | 0.1 | 0.15 | 0.1 | 0.3 | 0.1 | 0 | 0 | 0 | 0 | 0 | 0 | Y | South | FC
SDG1_1_PDRP33 | San Diego-IV | SDG1_1_PDRP33 | 0.12 | 0.1 | 0.15 | 0.1 | 0.27 | 0.1 | 0 | 0 | 0 | 0 | 0 | 0 | Y | South | FC
SDG1_1_PDRP34 | San Diego-IV | SDG1_1_PDRP34 | 0.12 | 0.1 | 0.14 | 0.1 | 0.3 | 0.1 | 0 | 0 | 0 | 0 | 0 | 0 | Y | South | FC
SDG1_1_PDRP37 | San Diego-IV | SDG1_1_PDRP37 | 0.12 | 0.1 | 0.15 | 0.1 | 0.27 | 0.1 | 0 | 0 | 0 | 0 | 0 | 0 | Y | South | FC
SDG1_1_PDRP38 | San Diego-IV | SDG1_1_PDRP38 | 0.12 | 0.1 | 0.14 | 0.17 | 0.3 | 0.1 | 0 | 0 | 0 | 0 | 0 | 0 | Y | South | FC
SDG1_1_PDRP39 | San Diego-IV | SDG1_1_PDRP39 | 0.12 | 0.15 | 0.15 | 0.16 | 0.27 | 0.1 | 0 | 0 | 0 | 0 | 0 | 0 | Y | South | FC
SDG1_1_PDRP40 | San Diego-IV | SDG1_1_PDRP40 | 0.11 | 0.14 | 0.14 | 0.17 | 0.3 | 0.1 | 0 | 0 | 0 | 0 | 0 | 0 | Y | South | FC
SDG1_1_PDRP41 | San Diego-IV | SDG1_1_PDRP41 | 0.12 | 0.15 | 0.15 | 0.16 | 0.27 | 0.1 | 0 | 0 | 0 | 0 | 0 | 0 | Y | South | FC
SDG1_1_PDRP43 | San Diego-IV | SDG1_1_PDRP43 | 0.12 | 0.15 | 0.15 | 0.16 | 0.27 | 0.1 | 0 | 0 | 0 | 0 | 0 | 0 | Y | South | FC
SDG1_1_PDRP44 | San Diego-IV | SDG1_1_PDRP44 | 0.11 | 0.14 | 0.14 | 0.17 | 0.3 | 0.1 | 0 | 0 | 0 | 0 | 0 | 0 | Y | South | FC
SDG1_1_PDRP45 | San Diego-IV | SDG1_1_PDRP45 | 0.12 | 0.15 | 0.15 | 0.16 | 0.27 | 0.1 | 0 | 0 | 0 | 0 | 0 | 0 | Y | South | FC
SDG1_1_PDRP46 | San Diego-IV | SDG1_1_PDRP46 | 0.11 | 0.14 | 0.14 | 0.17 | 0.3 | 0.1 | 0 | 0 | 0 | 0 | 0 | 0 | Y | South | FC
SDG1_1_PDRP47 | San Diego-IV | SDG1_1_PDRP47 | 0.12 | 0.14 | 0.14 | 0.16 | 0.27 | 0.1 | 0 | 0 | 0 | 0 | 0 | 0 | Y | South | FC
SDG1_1_PDRP48 | San Diego-IV | SDG1_1_PDRP48 | 0.11 | 0.14 | 0.14 | 0.17 | 0.3 | 0.1 | 0 | 0 | 0 | 0 | 0 | 0 | Y | South | FC
SDG1_1_PDRP49 | San Diego-IV | SDG1_1_PDRP49 | 0.11 | 0.14 | 0.14 | 0.16 | 0.27 | 0.1 | 0 | 0 | 0 | 0 | 0 | 0 | Y | South | FC
SDG1_1_PDRP51 | San Diego-IV | SDG1_1_PDRP51 | 0.11 | 0.14 | 0.14 | 0.16 | 0.27 | 0.1 | 0 | 0 | 0 | 0 | 0 | 0 | Y | South | FC
SDG1_1_PDRP60 | San Diego-IV | SDG1_1_PDRP60 | 0.11 | 0.14 | 0.14 | 0.17 | 0.3 | 0.1 | 0 | 0 | 0 | 0 | 0 | 0 | Y | South | FC
SDG1_1_PDRP61 | San Diego-IV | SDG1_1_PDRP61 |  |  |  | 0.15 | 0.27 | 0.1 | 0 | 0 | 0 | 0 | 0 | 0 | Y | South | FC
SDG1_1_PDRP62 | San Diego-IV | SDG1_1_PDRP62 | 0.11 | 0.14 | 0.14 | 0.17 | 0.29 | 0.1 | 0 | 0 | 0 | 0 | 0 | 0 | Y | South | FC
SDG1_1_PDRP63 | San Diego-IV | SDG1_1_PDRP63 |  |  |  | 0.15 | 0.27 | 0.35 | 0 | 0 | 0 | 0 | 0 | 0 | Y | South | FC
SDG1_1_PDRP64 | San Diego-IV | SDG1_1_PDRP64 | 0.11 | 0.14 | 0.14 | 0.17 | 0.29 | 0.1 | 0 | 0 | 0 | 0 | 0 | 0 | Y | South | FC
SDG1_1_PDRP65 | San Diego-IV | SDG1_1_PDRP65 |  |  |  | 0.15 | 0.27 | 0.35 | 0 | 0 | 0 | 0 | 0 | 0 | Y | South | FC
SDG1_1_PDRP66 | San Diego-IV | SDG1_1_PDRP66 |  |  |  | 0.17 | 0.29 | 0.26 | 0 | 0 | 0 | 0 | 0 | 0 | Y | South | FC
SDG1_1_PDRP67 | San Diego-IV | SDG1_1_PDRP67 |  |  |  | 0.15 | 0.27 | 0.35 | 0 | 0 | 0 | 0 | 0 | 0 | Y | South | FC
SDG1_1_PDRP68 | San Diego-IV | SDG1_1_PDRP68 |  |  |  | 0.17 | 0.29 | 0.38 | 0 | 0 | 0 | 0 | 0 | 0 | Y | South | FC
SDG1_1_PDRP69 | San Diego-IV | SDG1_1_PDRP69 |  |  |  | 0.15 | 0.27 | 0.35 | 0 | 0 | 0 | 0 | 0 | 0 | Y | South | FC
SDG1_1_PDRP70 | San Diego-IV | SDG1_1_PDRP70 |  |  |  | 0.17 | 0.29 | 0.38 | 0 | 0 | 0 | 0 | 0 | 0 | Y | South | FC
SDG1_1_PDRP84 | San Diego-IV | SDG1_1_PDRP84 | JUN: 0.73; JUL: 0; AUG: 0; SEP: 0; OCT: 0; NOV: 0; DEC: 0 | Y | South | FC
SDG1_1_PDRP85 | San Diego-IV | SDG1_1_PDRP85 | 0.57 | 0.86 | 3.57 | 4.47 | 0 | 0 | 0 | 0 | 0 | 0 | 0 | 0 | Y | South | FC
SDG1_1_PDRP86 | San Diego-IV | SDG1_1_PDRP86 | 3.21 | 3.66 | 3.59 | 4.44 | 5.67 | 5.95 | 0 | 0 | 0 | 0 | 0 | 0 | Y | South | FC
SDG1_1_PDRP88 | San Diego-IV | SDG1_1_PDRP88 | 0.17 | 0 | 0 | 0.99 | 0 | 0 | 0 | 0 | 0 | 0 | 0 | 0 | Y | South | FC
SDG1_1_PDRP91 | San Diego-IV | SDG1_1_PDRP91 | 0.87 | 0.93 | 0.99 | 0.99 | 0.12 | 0.99 | 0 | 0 | 0 | 0 | 0 | 0 | Y | South | FC
SDG1_1_PDRP96 | San Diego-IV | SDG1_1_PDRP96 | 0.19 | 0 | 0 | 0.19 | 0.73 | 0.36 | 0 | 0 | 0 | 0 | 0 | 0 | Y | South | FC
SDG1_1_PDRP97 | San Diego-IV | SDG1_1_PDRP97 | 0.9 | 0.99 | 0.99 | 0.99 | 0 | 0 | 0 | 0 | 0 | 0 | 0 | 0 | Y | South | FC
SDG1_1_PDRP98 | San Diego-IV | SDG1_1_PDRP98 |  |  |  | 0.12 | 0.15 | 0.15 | 0 | 0 | 0 | 0 | 0 | 0 | Y | South | FC
SDG1_1_PDRP99 | San Diego-IV | SDG1_1_PDRP99 |  | 0.99 | 0.31 | 0.1 | 0 | 0.2 | 0 | 0 | 0 | 0 | 0 | 0 | Y | South | FC
SEARLS_7_ARGUS | CAISO System | Argus Cogeneration | 4.75 | 5.75 | 4.49 | 4.47 | 3.15 | 2.06 | 1.14 | 1.48 | 3.39 | 4.18 | 3.73 | 4.61 | N | South | FC
SEGS_1_SR2SL2 | CAISO System | Sunray 2 | 0.08 | 0.6 | 0.7 | 0.88 | 1.28 | 2.62 | 2.88 | 2.48 | 2.22 | 1.48 | 1.14 | 0.7 | N | South | FC
SENTNL_2_CTG1 | LA Basin | Sentinel Unit 1 | 107.68 | 107.68 | 107.68 | 107.68 | 107.68 | 107.68 | 107.68 | 107.68 | 107.68 | 107.68 | 107.68 | 107.68 | Y | South | FC
SENTNL_2_CTG2 | LA Basin | Sentinel Unit 2 | 103.98 | 103.98 | 103.98 | 103.98 | 103.98 | 103.98 | 103.98 | 103.98 | 103.98 | 103.98 | 103.98 | 103.98 | Y | South | FC
SENTNL_2_CTG3 | LA Basin | Sentinel Unit 3 | 105.69 | 105.69 | 105.69 | 105.69 | 105.69 | 105.69 | 105.69 | 105.69 | 105.69 | 105.69 | 105.69 | 105.69 | Y | South | FC
SENTNL_2_CTG4 | LA Basin | Sentinel Unit 4 | 106.55 | 106.55 | 106.55 | 106.55 | 106.55 | 106.55 | 106.55 | 106.55 | 106.55 | 106.55 | 106.55 | 106.55 | Y | South | FC
SENTNL_2_CTG5 | LA Basin | Sentinel Unit 5 | 107.52 | 107.52 | 107.52 | 107.52 | 107.52 | 107.52 | 107.52 | 107.52 | 107.52 | 107.52 | 107.52 | 107.52 | Y | South | FC
SENTNL_2_CTG6 | LA Basin | Sentinel Unit 6 | 105 | 105 | 105 | 105 | 105 | 105 | 105 | 105 | 105 | 105 | 105 | 105 | Y | South | FC
SENTNL_2_CTG7 | LA Basin | Sentinel Unit 7 | 106.73 | 106.73 | 106.73 | 106.73 | 106.73 | 106.73 | 106.73 | 106.73 | 106.73 | 106.73 | 106.73 | 106.73 | Y | South | FC
SENTNL_2_CTG8 | LA Basin | Sentinel Unit 8 | 106.85 | 106.85 | 106.85 | 106.85 | 106.85 | 106.85 | 106.85 | 106.85 | 106.85 | 106.85 | 106.85 | 106.85 | Y | South | FC
SGREGY_6_SANGER | Fresno | Algonquin Power Sanger 2 | 48.08 | 48.08 | 48.08 | 48.08 | 48.08 | 48.08 | 48.08 | 48.08 | 48.08 | 48.08 | 48.08 | 48.08 | Y | North | FC
SHELRF_1_UNITS | Bay Area | SHELL OIL REFINERY AGGREGATE | 0 | 0 | 0 | 0 | 0 | 0 | 0 | 0 | 0 | 33.33 | 0 | 0 | N | North | FC
SHUTLE_6_CREST | Big Creek-Ventura | CREST Contracts | 0 | 0 | 0 | 0 | 0 | 0 | 0 | 0 | 0 | 0 | 0 | 0 | N | South | EO
SIERRA_1_UNITS | Kern | HIGH SIERRA LIMITED | 52.43 | 52.43 | 52.43 | 52.43 | 52.43 | 52.43 | 52.43 | 52.43 | 52.43 | 52.43 | 52.43 | 52.43 | Y | North | FC
SISPRG_2_DS3BT1 | CAISO System | Daggett Solar 3 a BESS | 61.5 | 61.5 | 61.5 | 61.5 | 61.5 | 61.5 | 61.5 | 61.5 | 61.5 | 61.5 | 61.5 | 61.5 | Y | South | ID | 100% | Waiting for Mojave RAS. Co-located with SISPRG_2_DS3SR1
SISPRG_2_DS3BT2 | CAISO System | Daggett Solar 3 b BESS | 60 | 60 | 60 | 60 | 60 | 60 | 60 | 60 | 60 | 60 | 60 | 60 | Y | South | ID | 100% | Waiting for Mojave RAS. Co-located with SISPRG_2_DS3SR2
SISPRG_2_DS3BT3 | CAISO System | Daggett Solar 3 cd BESS | 12.5 | 12.5 | 12.5 | 12.5 | 12.5 | 12.5 | 12.5 | 12.5 | 12.5 | 12.5 | 12.5 | 12.5 | Y | South | ID | 100% | Waiting for Mojave RAS. Co-located with SISPRG_2_DS3SR3
SISPRG_2_DS3BT4 | CAISO System | Daggett Solar 3 e BESS | 15 | 15 | 15 | 15 | 15 | 15 | 15 | 15 | 15 | 15 | 15 | 15 | Y | South | ID | 100% | Waiting for Mojave RAS. Co-located with SISPRG_2_DS3SR4
SISPRG_2_DS3SR1 | CAISO System | Daggett Solar 3 a PV | 0.29 | 2.58 | 3.1 | 4.15 | 6.2 | 12.74 | 13.89 | 11.76 | 10.18 | 6.45 | 4.52 | 2.19 | N | South | ID | 100% | Waiting for Mojave RAS. Co-located with SISPRG_2_DS3BT1
SISPRG_2_DS3SR2 | CAISO System | Daggett Solar 3 b PV | 0.25 | 2.22 | 2.67 | 3.61 | 5.41 | 11.12 | 12.11 | 10.23 | 8.82 | 5.55 | 3.84 | 1.78 | N | South | ID | 100% | Waiting for Mojave RAS. Co-located with SISPRG_2_DS3BT2
SISPRG_2_DS3SR3 | CAISO System | Daggett Solar 3 cd PV | 0.16 | 1.27 | 1.5 | 1.94 | 2.86 | 5.86 | 6.42 | 5.49 | 4.84 | 3.16 | 2.34 | 1.32 | N | South | ID | 100% | Waiting for Mojave RAS. Co-located with SISPRG_2_DS3BT3.
SISPRG_2_DS3SR4 | CAISO System | Daggett Solar 3 e PV |  |  | 0.3 | 0.44 | 0.68 | 1.4 | 1.51 | 1.26 | 1.04 | 0.61 | 0.36 | 0.08 | N | South | ID | 100% | Waiting for Mojave RAS. Co-located with SISPRG_2_DS3BT4.
SISQUC_1_SMARIA | CAISO System | Santa Maria II LFG Power Plant | 0.99 | 1.01 | 1 | 1.01 | 1.01 | 1.03 | 1.02 | 1.03 | 0.69 | 0.69 | 1.02 | 1.03 | N | North | FC
SKERN_6_SOLAR1 | Kern | South Kern Solar PV Plant | 0.08 | 0.6 | 0.7 | 0.88 | 1.28 | 2.62 | 2.88 | 2.48 | 2.22 | 1.48 | 1.14 | 0.7 | N | North | FC
SKERN_6_SOLAR2 | Kern | SKIC Solar | 0.04 | 0.3 | 0.35 | 0.44 | 0.64 | 1.31 | 1.44 | 1.24 | 1.11 | 0.74 | 0.57 | 0.35 | N | North | FC
SLATE_2_SLASR1 | Fresno | Slate | 0.2 | 1.52 | 1.77 | 2.22 | 3.23 | 6.62 | 7.27 | 6.26 | 5.61 | 3.74 | 2.88 | 1.77 | N | North | ID | 100% | C8 - Waiting for Bellota-Warnerville 230 kV reconductoring and possibly other - PV 50.50 MW, ESS 0.00 MW.
SLATE_2_SLASR2 | Fresno | SLATE_2 | 46.72 | 48.45 | 48.84 | 49.64 | 51.19 | 56.13 | 57 | 55.39 | 54.2 | 51.38 | 49.91 | 48.15 | Y | North | ID | 100% | Hybrid - C8 - Waiting for Bellota-Warnerville 230 kV reconductoring and possibly other - PV - 93.00 MW, ESS - 46.50 MW
SLATE_2_SLASR3 | Fresno | SLATE_3 | 33.91 | 35.17 | 35.45 | 36.03 | 37.15 | 40.74 | 41.37 | 40.2 | 39.34 | 37.29 | 36.23 | 34.95 | Y | North | ID | 100% | Hybrid - C8 Waiting for Bellota-Warnerville 230 kV reconductoring and possibly other - PV 67.50 MW and ESS 33.75 MW
SLATE_2_SLASR4 | Fresno | SLATE_4 | 50.09 | 50.99 | 51.22 | 51.75 | 52.67 | 55.51 | 55.96 | 54.97 | 54.17 | 52.5 | 51.56 | 50.48 | Y | North | ID | 100% | Hybrid - C8 Waiting for Bellota-Warnerville 230 kV reconductoring and possibly other - PV 63.00 MW and ESS 50.00 MW
SLATE_2_SLASR5 | Fresno | Slate 5 | 10.07 | 10.6 | 10.71 | 10.94 | 11.39 | 12.86 | 13.12 | 12.66 | 12.32 | 11.49 | 11.08 | 10.57 | Y | North | ID | 100% | Hybrid - C8 - Waiting for Bellota-Warnerville 230 kV reconductoring and possibly other - PV - 26.00 MW, ESS - 10.00 MW
SLRMS3_2_SRMSR1 | San Diego-IV | SILVER RIDGE MOUNT SIGNAL 3 | 1 | 7.5 | 8.75 | 11 | 16 | 32.75 | 36 | 31 | 27.75 | 18.5 | 14.25 | 8.75 | N | South | FC
SLST13_2_SOLAR1 | CAISO System | Quinto Solar PV Project | 0.43 | 3.23 | 3.77 | 4.73 | 6.89 | 14.1 | 15.49 | 13.34 | 11.94 | 7.96 | 6.13 | 3.77 | N | North | FC
SLSTR1_2_SOLAR1 | CAISO System | Solar Star 1 | 1.24 | 9.3 | 10.85 | 13.64 | 19.84 | 40.61 | 44.64 | 38.44 | 34.41 | 22.94 | 17.67 | 10.85 | N | South | FC
SLSTR2_2_SOLAR2 | CAISO System | Solar Star 2 | 1.1 | 8.28 | 9.66 | 12.14 | 17.66 | 36.16 | 39.74 | 34.22 | 30.64 | 20.42 | 15.73 | 9.66 | N | South | FC
SLUISP_2_UNITS | CAISO System | SAN LUIS (GIANELLI) PUMP-GEN (AGGREGATE) | 0 | 24.92 | 26.95 | 33.16 | 54.24 | 66.46 | 0 | 0 | 0 | 0 | 0 | 0 | N | North | FC
SLYCRK_1_UNIT 1 | Sierra | SLY CREEK HYDRO | 13 | 13 | 13 | 13 | 13 | 13 | 13 | 13 | 13 | 13 | 13 | 13 | Y | North | FC
SMPRIP_1_SMPSON | CAISO System | Ripon Cogeneration Unit 1 | 46.05 | 46.05 | 46.05 | 46.05 | 46.05 | 46.05 | 46.05 | 46.05 | 46.05 | 46.05 | 46.05 | 46.05 | Y | North | FC
SMRCOS_6_LNDFIL | San Diego-IV | San Marcos Energy | 1.5 | 1.5 | 1.5 | 1.5 | 1.49 | 1.48 | 1.5 | 1.5 | 1.5 | 1.5 | 1.5 | 1.5 | N | South | FC
SMUDGO_7_UNIT 1 | NCNB | SONOMA POWER PLANT | 47 | 47 | 47 | 47 | 47 | 47 | 47 | 47 | 47 | 47 | 47 | 47 | Y | North | FC
SMYRNA_1_DL1SR1 | CAISO System | Delano Land 1 | 0 | 0.03 | 0.04 | 0.04 | 0.06 | 0.13 | 0.14 | 0.12 | 0.11 | 0.07 | 0.06 | 0.04 | N | North | FC
SNCLRA_2_HOWLNG | Big Creek-Ventura | Houwelings Nurseries Oxnard, Inc | 6.1 | 6.85 | 6.43 | 5.62 | 4.44 | 6.64 | 5.02 | 5.03 | 5.48 | 2.97 | 3.65 | 2.82 | N | South | FC
SNCLRA_2_SILBT1 | Big Creek-Ventura | Silverstrand BESS | 11 | 11 | 11 | 11 | 11 | 11 | 11 | 11 | 11 | 11 | 11 | 11 | Y | South | FC
SNCLRA_2_SPRHYD | Big Creek-Ventura | Springville Hydroelectric Generator | 0.05 | 0.03 | 0.11 | 0.06 | 0.06 | 0.13 | 0.15 | 0.16 | 0.1 | 0.04 | 0.03 | 0.03 | N | South | FC
SNCLRA_2_UNIT | Big Creek-Ventura | Channel Islands Power | 27.5 | 27.5 | 27.5 | 27.5 | 27.5 | 27.5 | 27.5 | 27.5 | 27.5 | 27.5 | 27.5 | 27.5 | Y | South | FC
SNCLRA_2_UNIT1 | Big Creek-Ventura | New Indy Oxnard | 27.8 | 27.8 | 27.8 | 27.8 | 27.8 | 27.8 | 27.8 | 27.8 | 27.8 | 27.8 | 27.8 | 27.8 | Y | South | FC
SNCLRA_2_VESBT1 | Big Creek-Ventura | Ventura Energy Storage | 100 | 100 | 100 | 100 | 100 | 100 | 100 | 100 | 100 | 100 | 100 | 100 | Y | South | FC
SNCLRA_6_OXGEN | Big Creek-Ventura | OXGEN | 47.7 | 47.7 | 47.7 | 47.7 | 47.7 | 47.7 | 47.7 | 47.7 | 47.7 | 47.7 | 47.7 | 47.7 | Y | South | FC
SNCLRA_6_PROCGN | Big Creek-Ventura | Procter and Gamble Oxnard 2 | 28.35 | 22.46 | 28.38 | 28.33 | 28.21 | 28.06 | 27.46 | 19.41 | 19.22 | 19.2 | 19.24 | 19.44 | N | South | FC
SNCLRA_6_QF | Big Creek-Ventura | SANTA CLARA QFS | 0.22 | 0.22 | 0.18 | 0.24 | 0.23 | 0.25 | 0.24 | 0.31 | 0.3 | 0.26 | 0.34 | 0.46 | N | South | FC
SNDBAR_7_UNIT 1 | Stockton | SANDBAR | 8.92 | 4.25 | 0.68 | 6.47 | 6.64 | 6.6 | 5.42 | 3.57 | 3.19 | 0.7 | 5.81 | 12.69 | N | North | FC
SNMALF_6_UNITS | NCNB | Sonoma County Landfill | 3.07 | 2.54 | 3.24 | 3.21 | 2.87 | 2.61 | 3.15 | 3.05 | 3.02 | 3.02 | 3.13 | 2.87 | N | North | FC
SOLBLU_2_WSBBX2 | CAISO System | Westlands Solar Blue BESS | 225 | 225 | 225 | 225 | 225 | 225 | 225 | 225 | 225 | 225 | 225 | 225 | Y | North | ID | 100% | 23TPD - Waiting for QC8RAS-08 RAS, Manning and possibly other. Co-located with SOLBLU_2_WSBSX2.
SOLBLU_2_WSBSX2 | CAISO System | Westlands Solar Blue | 0.27 | 3.44 | 4.34 | 6.39 | 9.87 | 20.4 | 22 | 18.21 | 15.05 | 8.79 | 5.12 | 1 | N | North | ID | 100% | C8 - Waiting for QC8RAS-08 RAS and possibly other. Co-located with SOLBLU_2_WSBBX2. Max 25 MWs.
SOUTH_2_UNIT | CAISO System | SOUTH HYDRO | 2.73 | 3.12 | 2.46 | 1.15 | 2.32 | 1.45 | 1.26 | 1.07 | 1.04 | 1.11 | 1.36 | 1.35 | N | North | FC
SPAULD_6_UNIT 3 | Sierra | SPAULDING HYDRO PH 3 UNIT | 0.8 | 0.79 | 0.79 | 1.09 | 3.42 | 0.73 | 1.68 | 3.53 | 2.96 | 1.93 | 0.62 | 0.82 | N | North | FC
SPAULD_6_UNIT12 | Sierra | SPAULDING HYDRO PH 1 & 2 AGGREGATE | 2.98 | 1.65 | 1.8 | 1.92 | 4.44 | 4.4 | 3.41 | 3.62 | 1.2 | 1.2 | 1.6 | 2.58 | Y | North | FC
SPBURN_2_UNIT 1 | CAISO System | Burney Biomass | 9.91 | 10.64 | 10.78 | 10.62 | 10.63 | 12.14 | 12.75 | 12.66 | 12.76 | 11.94 | 10.89 | 9.33 | N | North | FC
SPBURN_7_SNOWMT | CAISO System | Burney Creek Hydro | 0.2 | 0.02 | 0.19 | 0.92 | 0.44 | 0 | 0 | 0 | 0 | 0.01 | 0.01 | 0.06 | N | North | FC
SPI LI_2_UNIT 1 | Sierra | Lincoln Biomass | 7.56 | 6.64 | 6.38 | 6.26 | 8.39 | 9.34 | 9.43 | 9.55 | 9.43 | 8.52 | 6.71 | 7.03 | N | North | FC
SPIAND_1_ANDSN2 | CAISO System | SPI Anderson 2 | 12.23 | 13.3 | 14.75 | 14.47 | 16.25 | 17.9 | 17.77 | 18.42 | 18.34 | 15.65 | 14.85 | 14.87 | N | North | FC
SPICER_1_UNITS | CAISO System | SPICER HYDRO UNITS 1-3 AGGREGATE | 6 | 6 | 6 | 6 | 6 | 6 | 6 | 6 | 6 | 6 | 6 | 6 | Y | North | FC
SPIFBD_1_PL1X2 | Stockton | SIERRA PACIFIC IND. (SONORA) | 2.62 | 2.61 | 2.72 | 2.58 | 3.03 | 3.29 | 3.55 | 3.78 | 3.72 | 3.12 | 2.78 | 2.54 | N | North | FC
SPQUIN_6_SRPCQU | CAISO System | Quincy Biomass | 18.25 | 16.86 | 16.76 | 14.42 | 19.08 | 21.09 | 19.62 | 14.76 | 13.92 | 10.5 | 9.59 | 15.22 | N | North | FC
SPRGAP_1_UNIT 1 | Stockton | SPRING GAP HYDRO | 2.19 | 1.89 | 3.03 | 4.89 | 4.9 | 1.63 | 0 | 0 | 3.1 | 3.9 | 2.53 | 3.22 | N | North | FC
SPRGVL_2_CREST | Big Creek-Ventura | Springerville Aggregate Solar Resources | 0 | 0 | 0 | 0 | 0 | 0 | 0 | 0 | 0 | 0 | 0 | 0 | N | South | EO
SPRGVL_2_EXETPV | Big Creek-Ventura | Exeter Tulare PV | 0 | 0 | 0 | 0 | 0 | 0 | 0 | 0 | 0 | 0 | 0 | 0 | N | South | EO
SPRGVL_2_LINDPV | Big Creek-Ventura | Lindsay Tulare PV | 0 | 0 | 0 | 0 | 0 | 0 | 0 | 0 | 0 | 0 | 0 | 0 | N | South | EO
SPRGVL_2_PORTPV | Big Creek-Ventura | Porterville Tulare PV | 0 | 0 | 0 | 0 | 0 | 0 | 0 | 0 | 0 | 0 | 0 | 0 | N | South | EO
SPRGVL_2_TULESC | Big Creek-Ventura | TULE RIVER HYDRO PLANT (SCE) | 0 | 0 | 0 | 0 | 0 | 0 | 0 | 0 | 0 | 0 | 0 | 0 | N | South | FC
SRINTL_6_UNIT | Bay Area | SRI INTERNATIONAL | 1.32 | 1.24 | 1.36 | 1.39 | 1.32 | 1.09 | 1 | 0.96 | 0.9 | 0.98 | 1.23 | 1.27 | N | North | FC
STANIS_7_UNIT 1 | Stockton | STANISLAUS HYDRO | 66.66 | 56.75 | 54.07 | 40 | 28 | 59 | 61.99 | 70.02 | 56.65 | 20.88 | 0 | 65.85 | Y | North | FC
STANTN_2_SBEBX2 | LA Basin | Stanton Battery Energy Storage | 68.8 | 68.8 | 68.8 | 68.8 | 68.8 | 68.8 | 68.8 | 68.8 | 68.8 | 68.8 | 68.8 | 68.8 | Y | South | FC
STANTN_2_STAGT1 | LA Basin | Stanton 1 | 49.65 | 49.65 | 49.65 | 49.65 | 49.65 | 49.65 | 49.65 | 49.65 | 49.65 | 49.65 | 49.65 | 49.65 | Y | South | FC
STANTN_2_STAGT2 | LA Basin | Stanton 2 | 49.65 | 49.65 | 49.65 | 49.65 | 49.65 | 49.65 | 49.65 | 49.65 | 49.65 | 49.65 | 49.65 | 49.65 | Y | South | FC
STIGCT_2_LODI | Sierra | LODI STIG UNIT | 49.5 | 49.5 | 49.5 | 49.5 | 49.5 | 49.5 | 49.5 | 49.5 | 49.5 | 49.5 | 49.5 | 49.5 | Y | North | FC
STNRES_1_UNIT | Stockton | Covanta Stanislaus | 15.91 | 19.31 | 19.02 | 15.14 | 13.88 | 17.58 | 19.43 | 19.79 | 19.32 | 18.87 | 19.39 | 18.17 | N | North | FC
STOILS_1_UNITS | Bay Area | Chevron Richmond Refinery | 0 | 0 | 0 | 0 | 0 | 0 | 5.33 | 9.44 | 0 | 11.34 | 16.56 | 0 | N | North | FC
STOREY_2_MDRCH2 | Fresno | Madera Chowchilla 2 | 0 | 0 | 0 | 0 | 0.04 | 0.19 | 0.32 | 0.04 | 0 | 0 | 0 | 0 | N | North | FC
STOREY_2_MDRCH3 | Fresno | Madera Chowchilla 3 | 0 | 0 | 0 | 0 | 0.01 | 0.11 | 0.22 | 0.02 | 0 | 0 | 0 | 0 | N | North | FC
STOREY_2_MDRCH4 | Fresno | Madera Chowchilla 4 | 0 | 0 | 0 | 0 | 0.01 | 0.1 | 0.31 | 0.01 | 0 | 0 | 0 | 0 | N | North | FC
STOREY_7_MDRCHW | Fresno | Madera Canal Site 980 | 0 | 0 | 0 | 0 | 0 | 0.45 | 0.82 | 0.06 | 0 | 0 | 0 | 0 | N | North | FC
STRAUS_1_STRWD1 | CAISO System | Strauss Wind, LLC | 31.277 | 33.5577 | 29.9301 | 31.6192 | 32.7116 | 24.1304 | 21.4608 | 20.1561 | 20.6943 | 17.3419 | 21.9092 | 28.0044 | N | North | FC
STROUD_6_SOLAR | Fresno | Stroud Solar Station | 0.08 | 0.6 | 0.7 | 0.88 | 1.28 | 2.62 | 2.88 | 2.48 | 2.22 | 1.48 | 1.14 | 0.7 | N | North | FC
STROUD_6_WWHSR1 | Fresno | Winter Wheat Solar Farm | 0 | 0 | 0 | 0 | 0 | 0 | 0 | 0 | 0 | 0 | 0 | 0 | N | North | EO
SUMWHT_6_SWSSR1 | Fresno | Summer Wheat Solar Farm | 0.07 | 0.56 | 0.65 | 0.81 | 1.18 | 2.42 | 2.66 | 2.29 | 2.05 | 1.37 | 1.05 | 0.65 | N | North | FC
SUNCAT_2_A1ABT1 | CAISO System | Arlington Solar Unit 1A BESS | 47 | 47 | 47 | 47 | 47 | 47 | 47 | 47 | 47 | 47 | 47 | 47 | Y | South | ID | 100% | C8 - Waiting for West of Colorado River cRAS.-Co-located with ARLNTN_2_ASUSR1, SUNCAT_2_A1BBT1
SUNCAT_2_A1BBT1 | CAISO System | Arlington Solar Unit 1B BESS | 63 | 63 | 63 | 63 | 63 | 63 | 63 | 63 | 63 | 63 | 63 | 63 | Y | South | ID | 100% | C8 - Waiting for West of Colorado River cRAS.-Co-located with ARLNTN_2_ASUSR1, SUNCAT_2_A1ABT1
SUNCAT_2_A2ABT2 | CAISO System | Arlington Solar Unit 2A BESS | 132 | 132 | 132 | 132 | 132 | 132 | 132 | 132 | 132 | 132 | 132 | 132 | Y | South | ID | 100% | Waiting for West of Colorado River cRAS-Co-located with SUNCAT_2_A2ABT2, ARLNTN_2_AR1SR1
SUNCAT_2_A2BSR2 | CAISO System | Arlington Solar Unit 2B | 0.28 | 2.16 | 2.52 | 3.17 | 4.61 | 9.44 | 10.37 | 8.93 | 8 | 5.33 | 4.11 | 1.96 | N | South | ID | 54.17% | Waiting for West of Colorado River CRAS.Co-located with SUNCAT_2_A2ABT2, ARLNTN_2_AR1SR1
SUNRIS_2_PL1X3 | CAISO System | Sunrise Power Project AGGREGATE II | 586.02 | 586.02 | 586.02 | 586.02 | 586.02 | 586.02 | 586.02 | 586.02 | 586.02 | 586.02 | 586.02 | 586.02 | Y | North | FC
SUNSET_2_UNITS | CAISO System | MIDWAY SUNSET COGENERATION PLANT | 248 | 248 | 248 | 245 | 240 | 234 | 229 | 229 | 231 | 243 | 246 | 248 | Y | North | FC
SUNSHN_2_LNDFL | Big Creek-Ventura | Sunshine Gas Producers | 17.49 | 16.89 | 17.35 | 16.58 | 17.14 | 16.97 | 16.4 | 15.75 | 15.88 | 15.59 | 16.8 | 15.43 | N | South | FC
SUNSLR_1_SSVSR1 | CAISO System | Sunshine Valley Solar 1 | 0.4 | 3 | 3.5 | 4.4 | 6.4 | 13.1 | 14.4 | 12.4 | 11.1 | 7.4 | 5.7 | 3.5 | N | South | FC
SUNSPT_2_WNASR1 | CAISO System | Windhub Solar A | 0.08 | 0.6 | 0.7 | 0.88 | 1.28 | 2.62 | 2.88 | 2.48 | 2.22 | 1.48 | 1.14 | 0.7 | N | South | FC
SUNST2_5_SS2SR1 | CAISO System | Sun Streams Solar 2 | 0.6 | 4.5 | 5.25 | 6.6 | 9.6 | 19.65 | 21.6 | 18.6 | 16.65 | 11.1 | 8.55 | 5.25 | N | South | FC
SYCAMR_2_UNIT 1 | Big Creek-Ventura | Sycamore Cogeneration Unit 1 | 74 | 74 | 74 | 74 | 74 | 74 | 74 | 74 | 74 | 74 | 74 | 74 | N | South | FC
SYCAMR_2_UNIT 2 | Big Creek-Ventura | Sycamore Cogeneration Unit 2 | 76 | 76 | 76 | 76 | 76 | 76 | 76 | 76 | 76 | 76 | 76 | 76 | Y | South | FC
SYCAMR_2_UNIT 3 | Big Creek-Ventura | Sycamore Cogeneration Unit 3 | 74 | 74 | 74 | 74 | 74 | 74 | 74 | 74 | 74 | 74 | 74 | 74 | Y | South | FC
SYCAMR_2_UNIT 4 | Big Creek-Ventura | Sycamore Cogeneration Unit 4 | 76 | 76 | 76 | 76 | 76 | 76 | 76 | 76 | 76 | 76 | 76 | 76 | Y | South | FC
TANHIL_6_SOLART | CAISO System | Berry Cogen 18 | 12.04 | 12.08 | 11.77 | 12.17 | 12.38 | 11.78 | 11.36 | 11.05 | 11.1 | 12.04 | 11.36 | 11.07 | N | North | FC
TBLMTN_6_QF | CAISO System | SMALL QF AGGREGATION - PARADISE | 0.19 | 0.24 | 0.22 | 0.21 | 0.22 | 0.18 | 0.2 | 0.19 | 0.19 | 0.16 | 0.16 | 0.18 | N | North | FC
TEHAPI_2_PW1WD1 | CAISO System | Point Wind 1 | 8.39 | 8.92 | 7.84 | 7.51 | 7.99 | 7.32 | 6.8 | 5.17 | 5.34 | 4.95 | 6.68 | 8.09 | N | South | FC
TEHAPI_2_PW2WD2 | CAISO System | Point Wind 2 | 2.54 | 2.71 | 2.38 | 2.28 | 2.42 | 2.22 | 2.06 | 1.57 | 1.62 | 1.5 | 2.02 | 2.45 | N | South | FC
TEHAPI_2_WIND1 | CAISO System | Wind Wall Monolith 1 | 3.51 | 3.73 | 3.28 | 3.14 | 3.34 | 3.06 | 2.84 | 2.16 | 2.23 | 2.07 | 2.79 | 3.38 | N | South | FC
TEHAPI_2_WIND2 | CAISO System | Wind Wall Monolith 2 | 4.18 | 4.45 | 3.91 | 3.74 | 3.98 | 3.65 | 3.39 | 2.58 | 2.66 | 2.47 | 3.33 | 4.03 | N | South | FC
TENGEN_2_PL1X2 | Big Creek-Ventura | Placerita Canyon Cogen | 37.7 | 37.7 | 37.7 | 37.7 | 37.7 | 37.7 | 37.7 | 37.7 | 37.7 | 37.7 | 37.7 | 37.7 | Y | South | FC
TERMEX_2_PL1X3 | San Diego-IV | TDM | 605 | 605 | 605 | 605 | 601 | 593 | 591 | 593 | 596 | 605 | 605 | 605 | Y | South | FC
TESLA_1_QF | CAISO System | SMALL QF AGGREGATION - STOCKTON | 0.09 | 0.07 | 0.1 | 0.13 | 0.17 | 0.32 | 0.23 | 0.2 | 0.17 | 0.07 | 0.04 | 0.07 | N | North | FC
TIDWTR_2_UNITS | Bay Area | MARTINEZ COGEN LIMITED PARTNERSHIP | 33.06 | 37.66 | 30.76 | 37.11 | 52.09 | 49.61 | 52.59 | 81.9 | 88.36 | 88.04 | 43.35 | 40.43 | N | North | FC
TIFFNY_1_DILLON | LA Basin | TIFFNY_1_DILLON | 7.95 | 8.46 | 7.43 | 7.12 | 7.57 | 6.94 | 6.45 | 4.9 | 5.06 | 4.69 | 6.33 | 7.66 | N | South | FC
TIGRCK_7_UNITS | CAISO System | TIGER CREEK HYDRO AGGREGATE | 26 | 16.8 | 14.17 | 0 | 16.66 | 36.8 | 33.91 | 40.4 | 36.08 | 30.37 | 30.43 | 28.38 | Y | North | FC
TKOPWR_6_HYDRO | CAISO System | Bear Creek Hydroelectric Project | 0.35 | 0.27 | 0 | 0.16 | 0 | 0 | 0 | 0 | 0 | 0.04 | 0.04 | 0.12 | N | North | FC
TMPLTN_2_SOLAR | CAISO System | Vintner Solar | 0.01 | 0.05 | 0.05 | 0.07 | 0.1 | 0.2 | 0.22 | 0.19 | 0.17 | 0.11 | 0.09 | 0.05 | N | North | FC
TOADTW_6_UNIT | CAISO System | TOAD TOWN | 0.38 | 0.59 | 0.37 | 0.26 | 0.39 | 0.28 | 0.2 | 0.18 | 0.03 | 0.03 | 0.11 | 0.06 | N | North | FC
TOPAZ_2_SOLAR | CAISO System | Topaz Solar Farms | 2.2 | 16.5 | 19.25 | 24.2 | 35.2 | 72.05 | 79.2 | 68.2 | 61.05 | 40.7 | 31.35 | 19.25 | N | North | FC
TORTLA_1_SOLAR | CAISO System | Longboat Solar | 0.08 | 0.6 | 0.7 | 0.88 | 1.28 | 2.62 | 2.88 | 2.48 | 2.22 | 1.48 | 1.14 | 0.7 | N | South | FC
TRNQL8_2_AMASR1 | Fresno | Tranquillity 8 Amarillo | 0.08 | 0.6 | 0.7 | 0.88 | 1.28 | 2.62 | 2.88 | 2.48 | 2.22 | 1.48 | 1.14 | 0.7 | N | North | ID | 100% | C7 Waiting for Bellota-Warnerville 230 kV reconductoring and possibly other
TRNQL8_2_AZUSR1 | Fresno | Tranquillity 8 Azul | 0.08 | 0.6 | 0.7 | 0.88 | 1.28 | 2.62 | 2.88 | 2.48 | 2.22 | 1.48 | 1.14 | 0.7 | N | North | ID | 100% | C7 Waiting for Bellota-Warnerville 230 kV reconductoring and possibly other
TRNQL8_2_ROJSR1 | Fresno | Tranquillity 8 Rojo | 0.4 | 3 | 3.5 | 4.4 | 6.4 | 13.1 | 14.4 | 12.4 | 11.1 | 7.4 | 5.7 | 3.5 | N | North | ID | 100% | C7 Waiting for Bellota-Warnerville 230 kV reconductoring and possibly other
TRNQL8_2_VERSR1 | Fresno | Tranquillity 8 Verde | 0.24 | 1.8 | 2.1 | 2.64 | 3.84 | 7.86 | 8.64 | 7.44 | 6.66 | 4.44 | 3.42 | 2.1 | N | North | ID | 100% | C7 Waiting for Bellota-Warnerville 230 kV reconductoring and possibly other
TRNQLT_2_RETBT1 | Fresno | RE Tranquillity BESS | 72 | 72 | 72 | 72 | 72 | 72 | 72 | 72 | 72 | 72 | 72 | 72 | Y | North | FC |  | Co-located with TRNQLT_2_SOLAR
TRNQLT_2_SOLAR | Fresno | Tranquillity | 0.45 | 4.38 | 5.05 | 6.75 | 10.11 | 21.9 | 24.39 | 20.42 | 17.51 | 9.86 | 7.04 | 2.91 | N | North | FC |  | Co-located with TRNQLT_2_RETBT1
TRNSWD_1_QF | LA Basin | FPL Energy C Wind | 6.89 | 7.32 | 6.44 | 6.17 | 6.56 | 6.01 | 5.58 | 4.24 | 4.38 | 4.07 | 5.48 | 6.64 | N | South | FC
TULARE_2_TULBM1 | Big Creek-Ventura | Tulare BioMAT Fuel Cell | 0 | 0 | 0 | 0 | 0 | 0 | 0 | 0 | 0 | 0 | 0 | 0 | N | South | EO
TULEWD_1_TULWD1 | San Diego-IV | Tule Wind | 23.06 | 24.53 | 21.55 | 20.65 | 21.95 | 20.12 | 18.7 | 14.21 | 14.68 | 13.61 | 18.35 | 22.22 | N | South | FC |  | Phase I (131.1 MW) is FC, Phase II (69 MW) will be EO
TULLCK_7_UNITS | Stockton | Tullock Hydro | 3.87 | 7.97 | 12.42 | 16.58 | 20.51 | 23.23 | 20.55 | 18.15 | 12.68 | 8.82 | 1.58 | 2.47 | N | North | FC
TUPMAN_1_BIOGAS | CAISO System | ABEC Bidart-Stockale #1 | 0.32 | 0.32 | 0.32 | 0.33 | 0.33 | 0.35 | 0.34 | 0.33 | 0.35 | 0.32 | 0.3 | 0.3 | N | North | FC
TVYVLY_6_KRSHY1 | Fresno | Kings River Syphon | 0.25 | 0.36 | 0 | 0 | 0 | 0.2 | 0.25 | 0.32 | 0.25 | 0.19 | 0 | 0.32 | Y | North | FC
TWISSL_6_SOLAR | CAISO System | Nickel 1 ("NLH1") | 0.01 | 0.05 | 0.05 | 0.07 | 0.1 | 0.2 | 0.22 | 0.19 | 0.17 | 0.11 | 0.09 | 0.05 | N | North | FC
TWISSL_6_SOLAR1 | CAISO System | Coronal Lost Hills | 0.08 | 0.6 | 0.7 | 0.88 | 1.28 | 2.62 | 2.88 | 2.48 | 2.22 | 1.48 | 1.14 | 0.7 | N | North | FC
TX-ELK_6_ECKSR2 | CAISO System | Eagle Creek | 0 | 0 | 0 | 0 | 0 | 0 | 0 | 0 | 0 | 0 | 0 | 0 | N | North | EO
TX-ELK_6_SOLAR1 | CAISO System | Castor | 0 | 0 | 0 | 0 | 0 | 0 | 0 | 0 | 0 | 0 | 0 | 0 | N | North | EO
TXMCKT_6_UNIT | CAISO System | McKittrick Cogen | 4.14 | 3.98 | 3.48 | 4.26 | 3.99 | 4.06 | 3.85 | 3.93 | 3.96 | 3.82 | 3.83 | 4.1 | N | North | FC
UKIAH_7_LAKEMN | NCNB | UKIAH LAKE MENDOCINO HYDRO | 1.7 | 1.7 | 1.7 | 1.7 | 1.7 | 1.7 | 1.7 | 1.7 | 1.7 | 1.7 | 1.7 | 1.7 | Y | North | FC
ULTPCH_1_UNIT 1 | Stockton | Pacific Ultrapower Chinese Station | 17.99 | 17.36 | 15.48 | 15.96 | 17.81 | 11.8 | 17.37 | 17.81 | 17 | 16.51 | 14.92 | 17.62 | N | North | FC
ULTPFR_1_UNIT 1 | Fresno | Rio Bravo Fresno | 22.81 | 23.17 | 23.93 | 18.63 | 23.2 | 22.81 | 22.94 | 16.1 | 14.8 | 14.6 | 18.88 | 21.77 | N | North | FC
ULTRCK_2_UNIT | Sierra | Rio Bravo Rocklin | 15.73 | 20.84 | 23.09 | 21.71 | 21.8 | 23.36 | 21.68 | 23.38 | 19.51 | 22.69 | 23.36 | 22.6 | N | North | FC
UNOCAL_1_UNITS | Bay Area | TOSCO (RODEO PLANT) | 4.22 | 5.24 | 4.86 | 3.83 | 2.59 | 4.47 | 2.87 | 2.19 | 2.63 | 4.34 | 2.75 | 3.17 | N | North | FC
UNVRSY_1_UNIT 1 | CAISO System | Berry Cogen 38 - Unit 1 | 35.76 | 31.33 | 35.27 | 30.82 | 34.6 | 33.48 | 33.01 | 32.07 | 31.52 | 28.94 | 34.85 | 34.73 | N | North | FC
USWND2_1_WIND1 | CAISO System | Golden Hills A | 14.11 | 15.14 | 13.5 | 14.26 | 14.75 | 10.88 | 9.68 | 9.09 | 9.33 | 7.82 | 9.88 | 12.63 | N | North | FC
USWND2_1_WIND2 | CAISO System | Golden Hills B | 14.11 | 15.14 | 13.5 | 14.26 | 14.75 | 10.88 | 9.68 | 9.09 | 9.33 | 7.82 | 9.88 | 12.63 | N | North | FC
USWND2_1_WIND3 | CAISO System | Golden Hills C | 15.1 | 16.21 | 14.45 | 15.27 | 15.8 | 11.65 | 10.36 | 9.73 | 9.99 | 8.38 | 10.58 | 13.52 | N | North | FC
USWND4_2_UNIT2 | CAISO System | Altamont Landfill Gas to Energy | 7.4 | 7.4 | 7.35 | 6.41 | 7.4 | 7.4 | 7.4 | 7.4 | 7.4 | 7.23 | 7.4 | 7.4 | Y | North | FC
USWNDR_2_LABWD1 | Bay Area | LaBrisa Wind Project | 2.96 | 3.17 | 2.83 | 2.99 | 3.09 | 2.28 | 2.03 | 1.9 | 1.96 | 1.64 | 2.07 | 2.65 | N | North | FC
USWNDR_2_SMUD | Bay Area | SOLANO WIND FARM | 33.55 | 36 | 32.11 | 33.92 | 35.09 | 25.89 | 23.02 | 21.62 | 22.2 | 18.6 | 23.5 | 30.04 | N | North | FC
USWNDR_2_SMUD2 | Bay Area | Solano Wind Project Phase 3 | 41.97 | 45.03 | 40.16 | 42.42 | 43.89 | 32.38 | 28.79 | 27.04 | 27.77 | 23.27 | 29.4 | 37.57 | N | North | FC
USWPFK_6_FRICK | Bay Area | Frick Summit Wind Repower | 3.28 | 3.52 | 3.14 | 3.32 | 3.43 | 2.53 | 2.25 | 2.12 | 2.17 | 1.82 | 2.3 | 2.94 | N | North | FC
USWPJR_2_UNITS | Bay Area | Vasco Wind | 25.68 | 27.55 | 24.57 | 25.96 | 26.86 | 19.81 | 17.62 | 16.55 | 16.99 | 14.24 | 17.99 | 22.99 | N | North | FC
VACADX_1_SOLAR | CAISO System | Vaca-Dixon Solar Station | 0.01 | 0.08 | 0.09 | 0.11 | 0.16 | 0.33 | 0.36 | 0.31 | 0.28 | 0.19 | 0.14 | 0.09 | N | North | FC
VACADX_1_UNITA1 | CAISO System | CalPeak Power Vaca Dixon Unit 1 | 50.61 | 50.61 | 50.61 | 50.61 | 50.61 | 50.61 | 50.61 | 50.61 | 50.61 | 50.61 | 50.61 | 50.61 | Y | North | PD | 50.61
VALLEY_5_PERRIS | LA Basin | MWD Perris Hydroelectric Recovery Plant | 0 | 0 | 0 | 0 | 0 | 0 | 2.4 | 2.4 | 0 | 0 | 0 | 0 | Y | South | FC
VALLEY_5_REDMTN | LA Basin | MWD Red Mountain Hydroelectric Recovery | 1.49 | 1.39 | 0.46 | 1.37 | 1.35 | 1.26 | 0.8 | 1.21 | 1.59 | 1.6 | 1.31 | 1.01 | N | South | FC
VALLEY_5_SOLAR1 | LA Basin | Kona Solar - Meridian #1 | 0 | 0 | 0 | 0 | 0 | 0 | 0 | 0 | 0 | 0 | 0 | 0 | N | South | EO
VALLEY_5_SOLAR2 | LA Basin | AP North Lake Solar | 0.08 | 0.6 | 0.7 | 0.88 | 1.28 | 2.62 | 2.88 | 2.48 | 2.22 | 1.48 | 1.14 | 0.7 | N | South | FC
VALTNE_2_AVASR1 | CAISO System | Valentine Solar | 0.4 | 3 | 3.5 | 4.4 | 6.4 | 13.1 | 14.4 | 12.4 | 11.1 | 7.4 | 5.7 | 3.5 | N | South | FC
VALTNE_2_TBBBT1 | CAISO System | Tropico Solar Big Beau | 18.17 | 19.41 | 19.68 | 20.18 | 21.22 | 24.61 | 25.23 | 24.17 | 23.42 | 21.52 | 20.58 | 19.41 | Y | South | ID | 100% | Waiting for Tehachapi cRAS and Whirlwind cRAS - Hybrid 58 MW max to grid - 18 MW BESS and 58 MW PV - part of an original project with 92perc. IDS
VALTNE_2_TRSBT1 | CAISO System | Tropico Solar | 22.21 | 23.7 | 24.02 | 24.63 | 25.88 | 29.96 | 30.71 | 29.43 | 28.53 | 26.23 | 25.1 | 23.69 | Y | South | ID | 100% | Waiting for Tehachapi cRAS and Whirlwind cRAS - Hybrid 70 MW max to grid - 22 MW BESS and 70 MW PV - part of an original project with 92perc. IDS
VEAVST_1_SOLAR | CAISO System | Community Solar | 0 | 0 | 0 | 0 | 0 | 0 | 0 | 0 | 0 | 0 | 0 | 0 | N | South | EO
VEDDER_1_SEKERN | Kern | TEXACO EXPLORATION & PROD (SE KERN RIVER | 1.82 | 2.98 | 3.11 | 2.66 | 2.62 | 2.06 | 2.69 | 3.04 | 2.58 | 4.17 | 3.04 | 2.47 | N | North | FC
VEGA_6_SOLAR1 | Fresno | Vega Solar | 0 | 0 | 0 | 0 | 0 | 0 | 0 | 0 | 0 | 0 | 0 | 0 | N | North | EO
VENWD_1_WIND3 | LA Basin | Painted Hills | 7.87 | 8.37 | 7.35 | 7.04 | 7.49 | 6.87 | 6.38 | 4.85 | 5.01 | 4.65 | 6.26 | 7.58 | N | South | FC
VERNON_6_GONZL1 | LA Basin | H. Gonzales Unit #1 | 5.75 | 5.75 | 5.75 | 5.75 | 5.75 | 5.75 | 5.75 | 5.75 | 5.75 | 5.75 | 5.75 | 5.75 | Y | South | FC
VERNON_6_GONZL2 | LA Basin | H. Gonzales Unit #2 | 5.75 | 5.75 | 5.75 | 5.75 | 5.75 | 5.75 | 5.75 | 5.75 | 5.75 | 5.75 | 5.75 | 5.75 | Y | South | FC
VERNON_6_MALBRG | LA Basin | Malburg Generating Station | 139 | 139 | 139 | 139 | 139 | 139 | 139 | 139 | 139 | 139 | 139 | 139 | Y | South | FC
VESTAL_2_KERN | Big Creek-Ventura | KERN RIVER PH 3 UNITS 1 & 2 AGGREGATE | 9.05 | 10.04 | 8.61 | 20.79 | 26.24 | 14.06 | 2.25 | 0.3 | 0.26 | 0.28 | 3.88 | 7.04 | N | South | FC
VESTAL_2_RTS042 | Big Creek-Ventura | SPVP042 Porterville Solar | 0 | 0 | 0 | 0 | 0 | 0 | 0 | 0 | 0 | 0 | 0 | 0 | N | South | EO
VESTAL_2_SOLAR1 | Big Creek-Ventura | NICOLIS | 0.08 | 0.6 | 0.7 | 0.88 | 1.28 | 2.62 | 2.88 | 2.48 | 2.22 | 1.48 | 1.14 | 0.7 | N | South | FC
VESTAL_2_SOLAR2 | Big Creek-Ventura | TROPICO | 0.06 | 0.42 | 0.49 | 0.62 | 0.9 | 1.83 | 2.02 | 1.74 | 1.55 | 1.04 | 0.8 | 0.49 | N | South | FC
VESTAL_2_TS5SR1 | Big Creek-Ventura | Tulare Solar 5 | 0.22 | 1.67 | 1.95 | 2.46 | 3.57 | 7.31 | 8.04 | 6.92 | 6.2 | 4.13 | 3.18 | 1.95 | N | South | FC
VESTAL_2_UNIT1 | Big Creek-Ventura | CALGREN-PIXLEY | 2.38 | 2.46 | 2.16 | 1.86 | 1.89 | 2 | 2.06 | 2.69 | 3 | 3.17 | 3.27 | 3.29 | N | South | FC
VESTAL_2_WELLHD | Big Creek-Ventura | Wellhead Power Delano | 49 | 49 | 49 | 49 | 49 | 49 | 49 | 49 | 49 | 49 | 49 | 49 | Y | South | FC
VESTAL_6_QF | Big Creek-Ventura | Isabella Hydro Dam 1 | 3.81 | 2.01 | 1.96 | 2.92 | 2.51 | 3.82 | 3.24 | 2.49 | 2.27 | 1.7 | 1.82 | 1.75 | N | South | FC
VICPAS_2_SLOBT1 | CAISO System | Sloth BESS | JUN: 15; JUL: 15; AUG: 15; SEP: 15; OCT: 15; NOV: 15; DEC: 15 | Y | South | ID | 100% | Waiting for Colorado River C-RAS. Co-located with 49.5 MW EO VICPAS_2_SLOSR1.
VICPAS_2_SOCBT1 | CAISO System | Sol Catcher BESS 1 |  |  |  | 50 | 50 | 50 | 50 | 50 | 50 | 50 | 50 | 50 | Y | South | ID | 100% | Waiting for Colorado River C-RAS. Co-located with EO VICPAS_2_SOCSR1.
VICPAS_2_SOCBT2 | CAISO System | Sol Catcher BESS 2 |  |  |  | 71 | 71 | 71 | 71 | 71 | 71 | 71 | 71 | 71 | Y | South | ID | 100% | Waiting for Colorado River C-RAS. Co-located with 93.5 MW EO VICPAS_2_SOCSR2.
VICPAS_2_SOCSR2 | CAISO System | Sol Catcher BESS PV2 |  |  |  |  | 0 | 0 | 0 | 0 | 0 | 0 | 0 | 0 | N | South | EO |  | Co-located with VICPAS_2_SOCBT2.
VICPAS_2_VPSBT1 | CAISO System | Victory Pass Solar BESS |  |  |  | 50 | 50 | 50 | 50 | 50 | 50 | 50 | 50 | 50 | Y | South | ID | 100% | Waiting for Colorado River C-RAS. Co-located with 200 MW EO VICPAS_2_VPSSR1.
VICTOR_1_CREST | CAISO System | Victor Aggregate Solar Resources | 0 | 0 | 0 | 0 | 0 | 0 | 0 | 0 | 0 | 0 | 0 | 0 | N | South | EO
VICTOR_1_EXSLRA | CAISO System | Expressway Solar A | 0.01 | 0.06 | 0.07 | 0.09 | 0.13 | 0.26 | 0.29 | 0.25 | 0.22 | 0.15 | 0.11 | 0.07 | N | South | FC
VICTOR_1_EXSLRB | CAISO System | Expressway Solar B | 0.01 | 0.06 | 0.07 | 0.09 | 0.13 | 0.26 | 0.29 | 0.25 | 0.22 | 0.15 | 0.11 | 0.07 | N | South | FC
VICTOR_1_LVSLR1 | CAISO System | Lone Valley Solar Park 1 | 0 | 0 | 0 | 0 | 0 | 0 | 0 | 0 | 0 | 0 | 0 | 0 | N | South | EO
VICTOR_1_LVSLR2 | CAISO System | Lone Valley Solar Park 2 | 0 | 0 | 0 | 0 | 0 | 0 | 0 | 0 | 0 | 0 | 0 | 0 | N | South | EO
VICTOR_1_SLRHES | CAISO System | Sunedison - Hesperia | 0 | 0 | 0 | 0 | 0 | 0 | 0 | 0 | 0 | 0 | 0 | 0 | N | South | EO
VICTOR_1_SOLAR1 | CAISO System | Victor Phelan Solar One | 0 | 0 | 0 | 0 | 0 | 0 | 0 | 0 | 0 | 0 | 0 | 0 | N | South | EO
VICTOR_1_SOLAR2 | CAISO System | Alamo Solar | 0 | 0 | 0 | 0 | 0 | 0 | 0 | 0 | 0 | 0 | 0 | 0 | N | South | EO
VICTOR_1_SOLAR3 | CAISO System | Adelanto Solar 2 | 0.03 | 0.21 | 0.25 | 0.31 | 0.45 | 0.92 | 1.01 | 0.87 | 0.78 | 0.52 | 0.4 | 0.25 | N | South | FC
VICTOR_1_SOLAR4 | CAISO System | Adelanto Solar | 0 | 0 | 0 | 0 | 0 | 0 | 0 | 0 | 0 | 0 | 0 | 0 | N | South | EO
VICTOR_1_VDRYFA | CAISO System | Victor Dry Farm Ranch A | 0.02 | 0.15 | 0.18 | 0.22 | 0.32 | 0.66 | 0.72 | 0.62 | 0.56 | 0.37 | 0.29 | 0.18 | N | South | FC
VICTOR_1_VDRYFB | CAISO System | Victor Dry Farm Ranch B | 0 | 0 | 0 | 0 | 0 | 0 | 0 | 0 | 0 | 0 | 0 | 0 | N | South | EO
VILLPK_2_VALLYV | LA Basin | MWD Valley View Hydroelectric Recovery P | 0 | 0 | 0 | 1.44 | 1.2 | 1.2 | 1.2 | 1.2 | 0 | 0.8 | 1.2 | 0 | Y | South | FC
VILLPK_6_MWDYOR | LA Basin | Yorba Linda Hydroelectric Recovery Plant | 0 | 0 | 0 | 0 | 0 | 0 | 1.6 | 2.4 | 3.2 | 2.4 | 2.4 | 0 | Y | South | FC
VISTA_6_QF | LA Basin | VISTA QFS | 0.01 | 0.01 | 0.01 | 0.01 | 0.04 | 0.06 | 0.08 | 0.1 | 0.07 | 0.05 | 0.03 | 0.02 | N | South | FC
VISTRA_5_DALBT1 | Bay Area | Dallas Energy Storage | 100 | 100 | 100 | 100 | 100 | 100 | 100 | 100 | 100 | 100 | 100 | 100 | Y | North | FC
VISTRA_5_DALBT2 | Bay Area | Dallas Energy Storage 2 | 100 | 100 | 100 | 100 | 100 | 100 | 100 | 100 | 100 | 100 | 100 | 100 | Y | North | FC
VISTRA_5_DALBT3 | Bay Area | Dallas Energy Storage 3 | 100 | 100 | 100 | 100 | 100 | 100 | 100 | 100 | 100 | 100 | 100 | 100 | Y | North | FC
VISTRA_5_DALBT4 | Bay Area | Dallas Energy Storage 4 | 100 | 100 | 100 | 100 | 100 | 100 | 100 | 100 | 100 | 100 | 100 | 100 | Y | North | FC
VISTRA_5_PLABT1 | Bay Area | Plano Storage 1 | 100.4 | 100.4 | 100.4 | 100.4 | 100.4 | 100.4 | 100.4 | 100.4 | 100.4 | 100.4 | 100.4 | 100.4 | Y | North | FC
VISTRA_5_PLABT2 | Bay Area | Plano Storage 2 | 100.4 | 100.4 | 100.4 | 100.4 | 100.4 | 100.4 | 100.4 | 100.4 | 100.4 | 100.4 | 100.4 | 100.4 | Y | North | FC
VISTRA_5_PLABT3 | Bay Area | Plano Storage 3 | 74.6 | 74.6 | 74.6 | 74.6 | 74.6 | 74.6 | 74.6 | 74.6 | 74.6 | 74.6 | 74.6 | 74.6 | Y | North | FC
VISTRA_5_PLABT4 | Bay Area | Plano Storage 4 | 74.6 | 74.6 | 74.6 | 74.6 | 74.6 | 74.6 | 74.6 | 74.6 | 74.6 | 74.6 | 74.6 | 74.6 | Y | North | FC
VLCNTR_6_VCEBT1 | San Diego-IV | Valley Center Energy Storage | 54 | 54 | 54 | 54 | 54 | 54 | 54 | 54 | 54 | 54 | 54 | 54 | Y | South | PD | 54.00 | VLCNTR_6_VCEBT1 and VLCNTR_6_VCEBT2, combined PD 104 MW
VLCNTR_6_VCEBT2 | San Diego-IV | Valley Center Energy Storage B | 50 | 50 | 50 | 50 | 50 | 50 | 50 | 50 | 50 | 50 | 50 | 50 | Y | South | PD | 50.00 | VLCNTR_6_VCEBT1 and VLCNTR_6_VCEBT2, combined PD 104 MW
VLCNTR_6_VCSLR | San Diego-IV | Cole Grade | 0.01 | 0.07 | 0.08 | 0.1 | 0.15 | 0.31 | 0.34 | 0.29 | 0.26 | 0.17 | 0.13 | 0.08 | N | South | FC
VLCNTR_6_VCSLR1 | San Diego-IV | Valley Center 1 | 0.01 | 0.08 | 0.09 | 0.11 | 0.16 | 0.33 | 0.36 | 0.31 | 0.28 | 0.19 | 0.14 | 0.09 | N | South | FC
VLCNTR_6_VCSLR2 | San Diego-IV | Valley Center 2 | 0.02 | 0.15 | 0.18 | 0.22 | 0.32 | 0.66 | 0.72 | 0.62 | 0.56 | 0.37 | 0.29 | 0.18 | N | South | FC
VLYHOM_7_SSJID | Stockton | Woodward Power Plant | 0 | 0 | 0 | 0.4 | 0 | 0.1 | 0.44 | 0.29 | 0.02 | 0 | 0 | 0 | N | North | FC
VOLTA_2_UNIT 1 | CAISO System | VOLTA HYDRO UNIT 1 | 4.15 | 4.25 | 1.19 | 0.46 | 2.05 | 1.26 | 0.73 | 0.75 | 1.33 | 1.33 | 1.71 | 2.06 | N | North | FC
VOLTA_2_UNIT 2 | CAISO System | Volta Hydro Unit 2 | 0.29 | 0.4 | 0.3 | 0.2 | 0.37 | 0.24 | 0.16 | 0.09 | 0.21 | 0.17 | 0.23 | 0.26 | N | North | FC
VOLTA_6_BAILCK | CAISO System | Bailey Creek Ranch | 0 | 0 | 0 | 0 | 0 | 0 | 0 | 0 | 0 | 0 | 0 | 0 | N | North | EO
VOLTA_6_DIGHYD | CAISO System | Digger Creek Ranch Hydro | 0.3 | 0.31 | 0.3 | 0.38 | 0.33 | 0.29 | 0.25 | 0.22 | 0.22 | 0.23 | 0.22 | 0.25 | N | North | FC
VOLTA_7_PONHY1 | CAISO System | Ponderosa Bailey Hydroelectric | 0.22 | 0.21 | 0.2 | 0.11 | 0.2 | 0.15 | 0 | 0 | 0 | 0.03 | 0.01 | 0.04 | N | North | FC
VOLTA_7_QFUNTS | CAISO System | VOLTA_7_QFUNTS | 0.08 | 0.07 | 0.06 | 0.05 | 0.05 | 0.04 | 0.04 | 0.02 | 0.01 | 0.01 | 0.03 | 0.04 | N | North | FC
VOYAGR_2_VOAWD5 | CAISO System | Voyager Wind Oasis Alta | 2.47 | 2.63 | 2.31 | 2.21 | 2.35 | 2.16 | 2 | 1.52 | 1.57 | 1.46 | 1.97 | 2.38 | N | South | FC
VOYAGR_2_VOYWD1 | CAISO System | Voyager 1 | 22.78 | 24.23 | 21.29 | 20.39 | 21.69 | 19.88 | 18.47 | 14.03 | 14.5 | 13.45 | 18.12 | 21.95 | N | South | FC
VOYAGR_2_VOYWD2 | CAISO System | Voyager Wind 2 | 22.33 | 23.75 | 20.86 | 19.99 | 21.26 | 19.48 | 18.1 | 13.75 | 14.21 | 13.18 | 17.76 | 21.52 | N | South | FC
VOYAGR_2_VOYWD3 | CAISO System | Voyager Wind 3 | 7.5 | 7.98 | 7.01 | 6.72 | 7.14 | 6.55 | 6.08 | 4.62 | 4.77 | 4.43 | 5.97 | 7.23 | N | South | FC
VOYAGR_2_VOYWD4 | CAISO System | Voyager Wind 4 | 3.71 | 3.95 | 3.47 | 3.32 | 3.53 | 3.24 | 3.01 | 2.29 | 2.36 | 2.19 | 2.95 | 3.58 | N | South | FC
VSTAES_6_VESBT1 | San Diego-IV | Vista Energy Storage | 10 | 10 | 10 | 10 | 10 | 10 | 10 | 10 | 10 | 10 | 10 | 10 | Y | South | PD | 30.00
WADHAM_6_UNIT | CAISO System | Wadham Energy LP | 25 | 24.83 | 24.03 | 22.2 | 16.53 | 24.4 | 23.93 | 23.44 | 24.37 | 23.6 | 13.83 | 24.61 | N | North | FC
WALCRK_2_CTG1 | LA Basin | Walnut Creek Energy Park Unit 1 | 96.43 | 96.43 | 96.43 | 96.43 | 96.43 | 96.43 | 96.43 | 96.43 | 96.43 | 96.43 | 96.43 | 96.43 | Y | South | FC
WALCRK_2_CTG2 | LA Basin | Walnut Creek Energy Park Unit 2 | 96.91 | 96.91 | 96.91 | 96.91 | 96.91 | 96.91 | 96.91 | 96.91 | 96.91 | 96.91 | 96.91 | 96.91 | Y | South | FC
WALCRK_2_CTG3 | LA Basin | Walnut Creek Energy Park Unit 3 | 96.65 | 96.65 | 96.65 | 96.65 | 96.65 | 96.65 | 96.65 | 96.65 | 96.65 | 96.65 | 96.65 | 96.65 | Y | South | FC
WALCRK_2_CTG4 | LA Basin | Walnut Creek Energy Park Unit 4 | 96.49 | 96.49 | 96.49 | 96.49 | 96.49 | 96.49 | 96.49 | 96.49 | 96.49 | 96.49 | 96.49 | 96.49 | Y | South | FC
WALCRK_2_CTG5 | LA Basin | Walnut Creek Energy Park Unit 5 | 96.65 | 96.65 | 96.65 | 96.65 | 96.65 | 96.65 | 96.65 | 96.65 | 96.65 | 96.65 | 96.65 | 96.65 | Y | South | FC
WALNUT_2_SOLAR | LA Basin | Industry MetroLink PV 1 | 0 | 0 | 0 | 0 | 0 | 0 | 0 | 0 | 0 | 0 | 0 | 0 | N | South | EO
WALNUT_6_HILLGEN | LA Basin | Puente Hills | 22.26 | 22.75 | 22.47 | 21.68 | 21.05 | 21.96 | 22 | 21.88 | 21.69 | 21.18 | 20.96 | 20.91 | N | South | FC
WALNUT_7_WCOVST | LA Basin | MM West Covina - ST Unit | 4.88 | 4.87 | 4.87 | 5.22 | 5.16 | 5.12 | 5.07 | 5.02 | 4.99 | 4.77 | 4.94 | 4.94 | N | South | FC
WARNE_2_UNIT | Big Creek-Ventura | WARNE HYDRO AGGREGATE | 36.6 | 43.28 | 40.96 | 46.25 | 41.04 | 42.96 | 41.58 | 41.58 | 42.75 | 41.19 | 42.17 | 37.59 | Y | South | FC
WAUKNA_1_SOLAR | Fresno | Corcoran Solar | 0.08 | 0.6 | 0.7 | 0.88 | 1.28 | 2.62 | 2.88 | 2.48 | 2.22 | 1.48 | 1.14 | 0.7 | N | North | FC
WAUKNA_1_SOLAR2 | Fresno | Corcoran 2 | 0.08 | 0.59 | 0.69 | 0.87 | 1.26 | 2.59 | 2.84 | 2.45 | 2.19 | 1.46 | 1.13 | 0.69 | N | North | FC
WDLEAF_7_UNIT 1 | Sierra | WOODLEAF HYDRO | 60 | 60 | 60 | 60 | 60 | 60 | 60 | 60 | 60 | 60 | 60 | 60 | Y | North | FC
WEBER_6_FORWRD | CAISO System | Forward | 4.02 | 4.04 | 3.76 | 3.4 | 4.02 | 3.98 | 4.01 | 3.88 | 3.96 | 4.05 | 4.05 | 4.01 | N | North | FC
WESCAN_2_BDSBT1 | San Diego-IV | Bateria Del Sur | 131 | 131 | 131 | 131 | 131 | 131 | 131 | 131 | 131 | 131 | 131 | 131 | Y | South | PD | 131.00
WESTPT_2_UNIT | CAISO System | West Point Hydro Plant | 9.55 | 6.79 | 8.2 | 4.52 | 2.3 | 10.8 | 10.54 | 11.4 | 10.34 | 9.94 | 10.72 | 10.16 | Y | North | FC
WFRESN_1_SOLAR | Fresno | Joya Del Sol | 0 | 0 | 0 | 0 | 0 | 0 | 0 | 0 | 0 | 0 | 0 | 0 | N | North | EO
WHEATL_6_LNDFIL | Sierra | G2 ENERGY, OSTROM ROAD LLC | 3.41 | 3.19 | 3.38 | 3.25 | 3.25 | 3.02 | 3.23 | 3.11 | 3.29 | 3.36 | 3.29 | 2.84 | N | North | FC
WHITNY_6_SOLAR | Fresno | Whitney Point Solar | 0 | 0 | 0 | 0 | 0 | 0 | 0 | 0 | 0 | 0 | 0 | 0 | N | North | EO
WHTWTR_1_WINDA1 | LA Basin | Whitewater Hill Wind Project | 10.87 | 11.56 | 10.16 | 9.73 | 10.35 | 9.48 | 8.81 | 6.69 | 6.92 | 6.42 | 8.65 | 10.47 | N | South | FC
WISE_1_UNIT 1 | Sierra | Wise Hydro Unit 1 | 3.77 | 4.97 | 5.2 | 6.76 | 8.2 | 7.46 | 8.34 | 8.85 | 7.34 | 4 | 0 | 4.08 | Y | North | FC
WISE_1_UNIT 2 | Sierra | WISE HYDRO UNIT 2 | 0 | 0 | 0 | 0 | 0 | 0 | 0 | 0 | 0 | 0 | 0 | 0 | Y | North | FC
WISHON_6_UNITS | Fresno | Wishon/San Joaquin #1-A AGGREGATE | 1.61 | 1.76 | 2.5 | 2.16 | 0.8 | 0.43 | 0 | 0 | 0 | 6.72 | 5.11 | 1.5 | Y | North | FC
WISTRA_2_WRSSR1 | San Diego-IV | Wistaria Ranch Solar | 0.4 | 3 | 3.5 | 4.4 | 6.4 | 13.1 | 14.4 | 12.4 | 11.1 | 7.4 | 5.7 | 3.5 | N | South | FC
WLDWD_1_SOLAR1 | CAISO System | Wildwood Solar I | 0.08 | 0.6 | 0.7 | 0.88 | 1.28 | 2.62 | 2.88 | 2.48 | 2.22 | 1.48 | 1.14 | 0.7 | N | North | FC
WLDWD_1_SOLAR2 | CAISO System | Wildwood Solar 2 | 0.06 | 0.45 | 0.53 | 0.66 | 0.96 | 1.97 | 2.16 | 1.86 | 1.67 | 1.11 | 0.86 | 0.53 | N | North | FC
WNDMAS_2_UNIT 1 | Bay Area | BUENA VISTA ENERGY, LLC | 12.48 | 13.39 | 11.94 | 12.61 | 13.05 | 9.63 | 8.56 | 8.04 | 8.26 | 6.92 | 8.74 | 11.17 | N | North | FC
WNDSTR_2_WIND | CAISO System | Windstar | 21.2 | 22.55 | 19.82 | 18.98 | 20.19 | 18.5 | 17.19 | 13.06 | 13.49 | 12.52 | 16.87 | 20.44 | N | South | FC
WOLFSK_1_UNITA1 | CAISO System | Wolfskill Energy Center | 46.9 | 46.9 | 46.9 | 46.9 | 46.9 | 46.9 | 46.9 | 46.9 | 46.9 | 46.9 | 46.9 | 46.9 | Y | North | FC
WOODWR_1_HYDRO | Fresno | Quinten Luallen | 0 | 0 | 0 | 0 | 0 | 0 | 0 | 0 | 0 | 0 | 0 | 0 | N | North | EO
WRGTSR_2_WSFSR1 | CAISO System | Wright Solar Freeman | 0.8 | 6 | 7 | 8.8 | 12.8 | 26.2 | 28.8 | 24.8 | 22.2 | 14.8 | 11.4 | 7 | N | North | FC
WSENGY_1_UNIT 1 | CAISO System | Wheelabrator Shasta | 34.04 | 34.05 | 34.05 | 32.98 | 34.04 | 34.04 | 34.2 | 37.12 | 36.18 | 33.92 | 32.97 | 34.06 | N | North | FC
WSTWND_2_M89BT2 | CAISO System | Mojave 89 BESS 2B | 0 | 0 | 0 | 0 | 0 | 0 | 0 | 0 | 0 | 0 | 0 | 0 | Y | South | EO
WSTWND_2_M89WD2 | CAISO System | Mojave 89 Wind | 14.6 | 15.53 | 13.65 | 13.08 | 13.9 | 12.74 | 11.84 | 9 | 9.29 | 8.62 | 11.62 | 14.08 | N | South | FC
WSTWND_2_M90WD2 | CAISO System | Mojave 90 | 11.45 | 12.18 | 10.7 | 10.25 | 10.9 | 10 | 9.29 | 7.06 | 7.29 | 6.76 | 9.11 | 11.04 | N | South | FC |  | Hybrid - However Wind is FCDS and BESS is EO
WSTWND_2_SBSBT1 | CAISO System | Sagebrush Solar 2 | 80 | 80 | 80 | 80 | 80 | 80 | 80 | 80 | 80 | 80 | 80 | 80 | Y | South | ID | 100% | C12 - Waiting for Mesa-Laguna Bell 230 kV line upgrade project (Max 90 percent PCDS at 200 MW Pmax)
YELPIN_2_YP2BT1 | CAISO System | Yellow Pine 2 BESS | 65 | 65 | 65 | 65 | 65 | 65 | 65 | 65 | 65 | 65 | 65 | 65 | Y | South | ID | 65.00 | Waiting for Lugo-Victorville CRAS - Co-located with YELPIN_2_YP2SR1
YELPIN_2_YP2SR1 | CAISO System | Yellow Pine 2 | 0.29 | 2.58 | 3.1 | 4.17 | 6.23 | 12.81 | 13.96 | 11.81 | 10.21 | 6.45 | 4.49 | 2.13 | N | South | ID | 100% | Waiting for Lugo Victorville CRAS - Co-located with YELPIN_2_YP2BT1
YUBACT_1_SUNSWT | Sierra | YUBA CITY COGEN | 49.97 | 49.97 | 49.97 | 49.97 | 49.97 | 49.97 | 49.97 | 49.97 | 49.97 | 49.97 | 49.97 | 49.97 | Y | North | FC
YUBACT_6_UNITA1 | Sierra | Yuba City Energy Center (Calpine) | 47.16 | 47.16 | 47.16 | 47.16 | 47.16 | 47.16 | 47.16 | 47.16 | 47.16 | 47.16 | 47.16 | 47.16 | Y | North | FC
ZOND_6_UNIT | Bay Area | ZOND WINDSYSTEMS INC. | 5.62 | 6.02 | 5.37 | 5.68 | 5.87 | 4.33 | 3.85 | 3.62 | 3.72 | 3.11 | 3.93 | 5.03 | N | North | FC

## 2024 Specified Imports
This tab contains all of the specified imports listed on the CAISO Master Control Area Generating Capability List. They may be shown for resource adequacy with an accompanying maximum import capability (MIC) allocation for the associated scheduling branch group.
Resource ID | Generator Name | BAA ID | JAN | FEB | MAR | APR | MAY | JUN | JUL | AUG | SEP | OCT | NOV | DEC
ALHMBR_1_ALHSLR | SG Alhambra | IID | 0.2 | 1.5 | 1.75 | 2.2 | 3.2 | 6.55 | 7.2 | 6.2 | 5.55 | 3.7 | 2.85 | 1.75
ANZA_6_SOLAR1 | Seville Solar One | IID | 0.08 | 0.6 | 0.7 | 0.88 | 1.28 | 2.62 | 2.88 | 2.48 | 2.22 | 1.48 | 1.14 | 0.7
ARKANS_1_ARKSLR | SG Arkansas | IID | 0.2 | 1.5 | 1.75 | 2.2 | 3.2 | 6.55 | 7.2 | 6.2 | 5.55 | 3.7 | 2.85 | 1.75
ARLINT_5_SCEDYN | Arlington Valley CC | AZPS | 565 | 565 | 565 | 565 | 565 | 565 | 565 | 565 | 565 | 565 | 565 | 565
ARLVAL_5_SOLAR | Arlington Valley Solar Energy II | SRP | 0.51 | 3.81 | 4.45 | 5.59 | 8.13 | 16.64 | 18.29 | 15.75 | 14.1 | 9.4 | 7.24 | 4.45
BCTSYS_5_PWXDYN | BCTSYS_5_PWXDYN | BPAT | 428 | 428 | 428 | 428 | 428 | 428 | 428 | 428 | 428 | 428 | 428 | 428
BEJNLS_5_BV2SCEDYN | Broadview 2 | AZPS | 56.84 | 60.43 | 66.22 | 58.89 | 43.32 | 36.36 | 35.57 | 37.72 | 46.53 | 54.59 | 56.76 | 57.24
BEKWJS_5_BV1SCEDYN | Broadview 1 | AZPS | 44.25 | 47.04 | 51.55 | 45.84 | 33.72 | 28.31 | 27.69 | 29.36 | 36.22 | 42.49 | 44.18 | 44.56
CALPSS_6_SOLAR1 | Calipatria Solar Farm | IID | 0.08 | 0.6 | 0.7 | 0.88 | 1.28 | 2.62 | 2.88 | 2.48 | 2.22 | 1.48 | 1.14 | 0.7
CLINESCO_3_PVDYN | CLINES CORNERS | PNM | 44.23 | 47.02 | 51.52 | 45.82 | 33.7 | 28.29 | 27.68 | 29.35 | 36.2 | 42.47 | 44.16 | 44.54
CLINESCO_3_WBDYN | CLINES CORNERS B | PNM | 66.13 | 70.31 | 77.03 | 68.51 | 50.39 | 42.3 | 41.38 | 43.88 | 54.13 | 63.51 | 66.03 | 66.59
COLGNS_2_CNSSR1 | ColGreen North Shore | IID | 0.3 | 2.24 | 2.62 | 3.29 | 4.79 | 9.8 | 10.77 | 9.28 | 8.3 | 5.54 | 4.26 | 2.62
DURNMESA_3_WBDYN | DURAN MESA | PNM | 35.77 | 38.03 | 41.66 | 37.05 | 27.26 | 22.88 | 22.38 | 23.73 | 29.28 | 34.35 | 35.71 | 36.02
ELCABO_5_ECWSCEDYN | El Cabo Wind | AZPS | 101.43 | 107.84 | 118.16 | 105.08 | 77.29 | 64.89 | 63.47 | 67.31 | 83.03 | 97.41 | 101.28 | 102.14
GRADYW_5_GDYWD1 | Grady Wind | AZPS | 68.08 | 72.38 | 79.3 | 70.53 | 51.88 | 43.55 | 42.6 | 45.18 | 55.73 | 65.38 | 67.98 | 68.55
GRIFFI_2_LSPDYN | Griffith Energy | WALC | 570 | 570 | 570 | 570 | 570 | 570 | 570 | 570 | 570 | 570 | 570 | 570
HOOV_2_ANAPT | Hoover Power Plant | WALC | 40.39 | 40.39 | 40.39 | 40.39 | 40.39 | 40.39 | 40.39 | 40.39 | 40.39 | 40.39 | 40.39 | 40.39
HOOVER_2_MWDPT | HOOVER MWD | WALC | 249 | 249 | 249 | 249 | 249 | 249 | 249 | 249 | 249 | 249 | 249 | 249
HOOVER_2_SCEPT | Hoover DAM - SCE Share | WALC | 287 | 287 | 287 | 287 | 287 | 287 | 287 | 287 | 287 | 287 | 287 | 287
HOOVER_2_VEAPT | HOOVER VEA | WALC | 16 | 16 | 16 | 16 | 16 | 16 | 16 | 16 | 16 | 16 | 16 | 16
INTMNT_3_ANAHEIM | Intermountain Power Project | LADWP | 234 | 234 | 234 | 234 | 234 | 234 | 234 | 234 | 234 | 234 | 234 | 234
INTMNT_3_PASADENA | Intermountain Power Project | LADWP | 107 | 107 | 107 | 107 | 107 | 107 | 107 | 107 | 107 | 107 | 107 | 107
INTMNT_3_RIVERSIDE | IPPDYN | LADWP | 136 | 136 | 136 | 136 | 136 | 136 | 136 | 136 | 136 | 136 | 136 | 136
MAGNLA_6_ANAHEIM | Magnolia Power Plant Anaheim | LADWP | 109 | 109 | 109 | 109 | 109 | 109 | 109 | 109 | 109 | 109 | 109 | 109
MAGNLA_6_CERRITOS | Magnolia Power Plant Cerritos | LADWP | 12 | 12 | 12 | 12 | 12 | 12 | 12 | 12 | 12 | 12 | 12 | 12
MAGNLA_6_COLTON | Magnolia Power Project | LADWP | 12 | 12 | 12 | 12 | 12 | 12 | 12 | 12 | 12 | 12 | 12 | 12
MAGNLA_6_PASADENA | Magnolia Power Plant - PASADENA | LADWP | 18 | 18 | 18 | 18 | 18 | 18 | 18 | 18 | 18 | 18 | 18 | 18
MALIN_5_BPADYN | MALIN_5_BPADYN | BPAT | 700 | 700 | 700 | 700 | 700 | 700 | 700 | 700 | 700 | 700 | 700 | 700
MALIN_5_GCPDDYN | Grant County Hydro Facilities | BPAT | 125 | 125 | 125 | 125 | 125 | 125 | 125 | 125 | 125 | 125 | 125 | 125
MALIN_5_HERMDYN | MALIN_5_HERMDYN | BPAT | 308 | 308 | 308 | 308 | 308 | 308 | 308 | 308 | 308 | 308 | 308 | 308
MALIN_5_IBERDR | Iberdrola Centroid Sytem Resource | BPAT | 20.75 | 25.4 | 29.98 | 24.96 | 18.8 | 20.31 | 22.41 | 19.2 | 18.65 | 23.34 | 25.01 | 22.39
MALIN_5_INHRED | CSF Columbia Gorge | BPAT | 10.38 | 12.7 | 14.99 | 12.48 | 9.4 | 10.16 | 11.21 | 9.6 | 9.33 | 11.67 | 12.51 | 11.19
MALIN_5_INHRPG | BIGLOW CANYON | BPAT | 10.38 | 12.7 | 14.99 | 12.48 | 9.4 | 10.16 | 11.21 | 9.6 | 9.33 | 11.67 | 12.51 | 11.19
MIDWY3_2_MDSSR1 | Midway South Solar Farm | IID | 0.08 | 0.6 | 0.7 | 0.88 | 1.28 | 2.62 | 2.88 | 2.48 | 2.22 | 1.48 | 1.14 | 0.7
MIDWYS_2_MIDSL1 | Midway Solar Farm | IID | 0.2 | 1.5 | 1.75 | 2.2 | 3.2 | 6.55 | 7.2 | 6.2 | 5.55 | 3.7 | 2.85 | 1.75
MILFRD_7_PASADENA | Milford I | LADWP | 0.88 | 0.94 | 0.83 | 0.79 | 0.84 | 0.77 | 0.72 | 0.54 | 0.56 | 0.52 | 0.7 | 0.85
MSQUIT_5_SERDYN | MSQUIT_5_SERDYN | AZPS | 625 | 625 | 625 | 625 | 625 | 625 | 625 | 625 | 625 | 625 | 625 | 625
NGILAA_5_SDGDYN | NGILAA_5_SDGDYN | AZPS | 57 | 57 | 57 | 57 | 57 | 57 | 57 | 57 | 57 | 57 | 57 | 57
OCOTLO_6_OCWSB1 | Ocotillo Wells Solar and BESS | IID | 50 | 50 | 50 | 50 | 50 | 50 | 50 | 50 | 50 | 50 | 50 | 50
PVERDE_5_SCEDYN | PVERDE_5_SCEDYN | SRP | 635 | 635 | 635 | 635 | 635 | 635 | 635 | 635 | 635 | 635 | 635 | 635
RAMON_2_SCEDYN | RAMON_2_SCEDYN | IID | 106.18 | 106.18 | 106.18 | 106.18 | 106.18 | 106.18 | 106.18 | 106.18 | 106.18 | 106.18 | 106.18 | 106.18
RANCHO_2_SMUDSYSDYN | SMUD Regulation Market | BANC | 124 | 124 | 124 | 124 | 124 | 124 | 124 | 124 | 124 | 124 | 124 | 124
SIGHEB_6_HE2SCEDYN | Heber 2 | IID | 28 | 28 | 28 | 28 | 28 | 28 | 28 | 28 | 28 | 28 | 28 | 28
SIGHEB_6_MIRDYN | Heber South | IID | 17 | 17 | 17 | 17 | 17 | 17 | 17 | 17 | 17 | 17 | 17 | 17
SNORA_2_SNRSLR | SG Sorrento | IID | 0.2 | 1.5 | 1.75 | 2.2 | 3.2 | 6.55 | 7.2 | 6.2 | 5.55 | 3.7 | 2.85 | 1.75
SUNSTR_5_SS1SCEDYN | Sunstream Solar 1 | AZPS | 0.6 | 4.5 | 5.25 | 6.6 | 9.6 | 19.65 | 21.6 | 18.6 | 16.65 | 11.1 | 8.55 | 5.25
SUTTER_2_CISO | Sutter Power Plant Pseudo-CISO | BANC | 275 | 275 | 275 | 275 | 275 | 275 | 275 | 275 | 275 | 275 | 275 | 275
TECOLOTE_3_WBDYN | TECOLOTE WIND | PNM | 92.47 | 98.31 | 107.72 | 95.8 | 70.47 | 59.16 | 57.87 | 61.37 | 75.7 | 88.81 | 92.34 | 93.12
TITANS_2_TTSSR1 | Titan Solar 1 Pseudo | IID | 0.28 | 2.1 | 2.45 | 3.08 | 4.48 | 9.17 | 10.08 | 8.68 | 7.77 | 5.18 | 3.99 | 2.45
TOWNSITE_2_MEADDYN | Townsite Solar BESS | WALC | 90.37 | 93.43 | 94.25 | 95.86 | 98.74 | 108.28 | 110.06 | 106.92 | 104.39 | 99.01 | 95.97 | 92.63
WHITEH_2_MEADDYN1 | White Hills A | WALC | 17.02 | 18.09 | 19.83 | 17.63 | 12.97 | 10.89 | 10.65 | 11.29 | 13.93 | 16.34 | 16.99 | 17.14
WHITEH_2_MEADDYN2 | White Hills B | WALC | 102.11 | 108.56 | 118.95 | 105.79 | 77.81 | 65.33 | 63.9 | 67.76 | 83.59 | 98.06 | 101.96 | 102.83
WISTER_2_WISSR1 | Wister Solar | IID | 0.08 | 0.6 | 0.7 | 0.88 | 1.28 | 2.62 | 2.88 | 2.48 | 2.22 | 1.48 | 1.14 | 0.7
WSNR_2_CVPDYN | Central Valley 1 | BANC | 10 | 10 | 10 | 10 | 10 | 10 | 10 | 10 | 10 | 10 | 10 | 10
WSNR_2_TESLADYN | Central Valley Tesla | BANC | 10 | 10 | 10 | 10 | 10 | 10 | 10 | 10 | 10 | 10 | 10 | 10
WSNR_5_TRCYDYN | Central Valley Tracy | BANC | 10 | 10 | 10 | 10 | 10 | 10 | 10 | 10 | 10 | 10 | 10 | 10

## 2024 Other
Resources on this tab have not yet declared COD. NQC values for resources listed on this tab are not final and are subject to change based on the status of transmission upgrades, Unit Capability at time of COD, and declaration of COD. Month ahead NQC may be decreased per actual Pmax test.
Resource ID | Area_Name | Generator Name | Jan | Feb | Mar | Apr | May | Jun | Jul | Aug | Sep | Oct | Nov | Dec | Path 26 | Deliverability | Dispatchability | Comment
TBD | CAISO System | 2245 Gentry | 0 | 0 | 0 | 0 | 0 | 0 | 0 | 0 | 0 | 0 | 0 | 0 | North | EO
TBD | Fresno | 2275 Hattesen | 0 | 0 | 0 | 0 | 0 | 0 | 0 | 0 | 0 | 0 | 0 | 0 | North | EO
WILLMS_6_ARBBM1 | CAISO System | Abel Road Bioenergy | 0 | 0 | 0 | 0 | 0 | 0 | 0 | 0 | 0 | 0 | 0 | 0 | North | EO
TBD | LA Basin | Alamitos Energy Storage 2 | [12 empty] | South | FC | Y | bar: Jan to Dec
TBD | LA Basin | Alamitos Energy Storage 2 | - | - | - | 82 | 82 | 82 | 82 | 82 | 82 | 82 | 82 | 82 | South | FC | Y
TBD |  | Althea Avenue Solar Phase I | 0 | 0 | 0 | 0 | 0 | 0 | 0 | 0 | 0 | 0 | 0 | 0 |  | EO |  | Unknown resource ID, Queue and/ or WDAT number
POLRIS_2_ASESR1 | Big Creek-Ventura | Antelope Solar 2 Estrella | 0.13 | 1.17 | 1.41 | 1.89 | 2.82 | 5.8 | 6.32 | 5.35 | 4.64 | 2.94 | 2.06 | 1 | South | ID to 100% | Y | 56 MW solar. Co-located with POLRIS_2_ASEBT1.
POLRIS_2_ASEBT1 | Big Creek-Ventura | Antelope Solar 2 Estrella BESS | 28 | 28 | 28 | 28 | 28 | 28 | 28 | 28 | 28 | 28 | 28 | 28 | South | ID to 100% | Y | Co-located with POLRIS_2_ASESR1.
POLRIS_2_ASRSR1 | Big Creek-Ventura | Antelope Solar 2 Raceway | 0.34 | 2.85 | 3.39 | 4.47 | 6.64 | 13.63 | 14.89 | 12.66 | 11.05 | 7.09 | 5.1 | 2.65 | South | FC | N | 125 MW Solar - Co-located with POLRIS_2_ASRBT1.
POLRIS_2_ASRBT1 | Big Creek-Ventura | Antelope Solar 2 Raceway BESS | 80 | 80 | 80 | 80 | 80 | 80 | 80 | 80 | 80 | 80 | 80 | 80 | South | FC | Y | Co-located with POLRIS_2_ASRSR1.
TBD | CAISO System | Arica Solar | 0 | 0 | 0 | 0 | 0 | 0 | 0 | 0 | 0 | 0 | 0 | 0 | South | EO
SUNCAT_2_A2BSR2 | CAISO System | Arlington Solar 2B | [12 empty] | South | ID to 100% | N | Waiting for West of Colorado River cRAS | bar: Jan to Dec
TBD | CAISO System | Avalon Dairy Digester | 0 | 0 | 0 | 0 | 0 | 0 | 0 | 0 | 0 | 0 | 0 | 0 | North | EO
TBD |  | Avenue 26 Solar Phase 1 | 0 | 0 | 0 | 0 | 0 | 0 | 0 | 0 | 0 | 0 | 0 | 0 |  | EO |  | Unknown resource ID, Queue and/ or WDAT number
TBD |  | Avenue 26 Solar Phase 2 | 0 | 0 | 0 | 0 | 0 | 0 | 0 | 0 | 0 | 0 | 0 | 0 |  | EO |  | Unknown resource ID, Queue and/ or WDAT number
TBD | CAISO System | AVEP | - | - | - | - | - | 126 | 126 | 126 | 126 | 126 | 126 | 126 | South | ID to 100% | Y | Waiting for the Whirlwind and Tehachapi CRAS. Co-located with Solar.
HAMLIN_1_BLDSB1 | CAISO System | Baldy Mesa Hybrid | 75.36 | 78.15 | 78.78 | 80.06 | 82.56 | 90.53 | 91.93 | 89.34 | 87.42 | 82.86 | 80.51 | 77.67 | South | ID to 100% | Y | Waiting for Mojave Desert RAS and Nort of Lugo C-RAS. (150 MW solar with 75 MW battery for 150 MW Max at POI).
TBD | NCNB | Bear Canyon Energy Storage | - | - | - | - | - | 13 | 13 | 13 | 13 | 13 | 13 | 13 | North | FC | Y
TBD | CAISO System | Beard | 0 | 0 | 0 | 0 | 0 | 0 | 0 | 0 | 0 | 0 | 0 | 0 | North | EO | N
DYLAN_2_BMTBT1 | LA Basin | Beaumont Energy Storage I | 100 | 100 | 100 | 100 | 100 | 100 | 100 | 100 | 100 | 100 | 100 | 100 | South | FC | Y
DREWSR_2_BHSSR1 | San Diego-IV | Blue Hornet Solar | 0.4 | 3 | 3.5 | 4.4 | 6.4 | 13.1 | 14.4 | 12.4 | 11.1 | 7.4 | 5.7 | 3.5 | South | FC | N
TBD |  | Blue Mountain Electric Company | 0 | 0 | 0 | 0 | 0 | 0 | 0 | 0 | 0 | 0 | 0 | 0 |  | EO |  | Unknown resource ID, Queue and/ or WDAT number
TBD |  | Bright Canyon Energy | 0 | 0 | 0 | 0 | 0 | 0 | 0 | 0 | 0 | 0 | 0 | 0 |  | EO |  | Unknown resource ID, Queue and/ or WDAT number
HERDLN_6_BYHSR1 | CAISO System | Byron Highwahy Solar | 0 | 0 | 0 | 0 | 0 | 0 | 0 | 0 | 0 | 0 | 0 | 0 | North | EO | N
TBD | CAISO System | Caballero Storage | - | - | - | - | 99.7 | 99.7 | 99.7 | 99.7 | 99.7 | 99.7 | 99.7 | 99.7 | North | ID to 100% | Y | C11 - Waiting for QC8RAS-08 RAS and possibly other.
TBD | CAISO System | CalCity Solar I | 0 | 0 | 0 | 0 | 0 | 0 | 0 | 0 | 0 | 0 | 0 | 0 | South | EO
LAGBEL_2_CBPBT1 | LA Basin | Cald BESS | - | 100 | 100 | 100 | 100 | 100 | 100 | 100 | 100 | 100 | 100 | 100 | South | FC | Y
TBD |  | Camptonville Biopower 1 | 0 | 0 | 0 | 0 | 0 | 0 | 0 | 0 | 0 | 0 | 0 | 0 |  | EO |  | Unknown resource ID, Queue and/ or WDAT number
TBD |  | Canyon Road Solar | 0 | 0 | 0 | 0 | 0 | 0 | 0 | 0 | 0 | 0 | 0 | 0 |  | EO |  | Unknown resource ID, Queue and/ or WDAT number
TBD | LA Basin | Carris Battery Storage | [12 empty] | South | FC | Y | bar: Jan to Dec
CASCES_6_BESBT1 | CAISO System | Cascade Energy Storage | [12 empty] | North | ID to 45.5 MW | Y | C9, ISP and C13 - Waiting for Pre-cursor projects, RNUs and DNUs per LGIA | bar: Jan to Dec
CHESTN_2_CHWBX2 | CAISO System | Chestnut Westside BESS | 135 | 135 | 135 | 135 | 135 | 135 | 135 | 135 | 135 | 135 | 135 | 135 | North | ID to 100% | Y | C8 - Waiting for QC8RAS-08 RAS and possibly other. Co-located with CHESTN_2_CHWSX2
CHESTN_2_CHWSX2 | CAISO System | Chestnut Westside Solar | 0.16 | 2.06 | 2.6 | 3.84 | 5.92 | 12.24 | 13.2 | 10.92 | 9.02 | 5.28 | 3.08 | 0.6 | North | ID to 100% | N | C8 - Waiting for QC8RAS-08 RAS and possibly other. Co-located with CHESTN_2_CHWBX2
TBD | LA Basin | Chiquito Grid | [12 empty] | South | FC | Y | bar: Jan to Dec
TBD | Fresno | Chowchilla Dairy Power | 0 | 0 | 0 | 0 | 0 | 0 | 0 | 0 | 0 | 0 | 0 | 0 | North | EO
DAIRLD_1_CR1BM1 | Fresno | Clapper Rail Plant 1 | 0 | 0 | 0 | 0 | 0 | 0 | 0 | 0 | 0 | 0 | 0 | 0 | North | EO
CONDOR_2_CDRBT1 | LA Basin | Condor Storage | - | - | - | - | - | 200 | 200 | 200 | 200 | 200 | 200 | 200 | South | FC | Y
TBD | CAISO System | Corby | - | - | - | 300 | 300 | 300 | 300 | 300 | 300 | 300 | 300 | 300 | North | ID to 100% | Y | Waiting for RNUs and DNUs per LGIA.
CMBLND_2_DS2BT1 | CAISO System | Daggett 2 A BESS | 52 | 52 | 52 | 52 | 52 | 52 | 52 | 52 | 52 | 52 | 52 | 52 | South | ID to 100% | Y | Waiting for Mojave RAS. Co-located with CMBLND_2_DS2SR1
CMBLND_2_DS2SR1 | CAISO System | Daggett 2 A PV | 0.09 | 1.01 | 1.25 | 1.79 | 2.74 | 5.66 | 6.12 | 5.1 | 4.28 | 2.57 | 1.59 | 0.48 | South | ID to 100% | N | Waiting for Mojave RAS. Co-located with CMBLND_2_DS2BT1
CMBLND_2_DS2BT2 | CAISO System | Daggett 2 B BESS | 33 | 33 | 33 | 33 | 33 | 33 | 33 | 33 | 33 | 33 | 33 | 33 | South | ID to 100% | Y | Waiting for Mojave RAS. Co-located with CMBLND_2_DS2SR2
CMBLND_2_DS2SR2 | CAISO System | Daggett 2 B PV | 0.15 | 1.35 | 1.63 | 2.18 | 3.26 | 6.7 | 7.31 | 6.18 | 5.35 | 3.39 | 2.37 | 1.14 | South | ID to 100% | N | Waiting for Mojave RAS. Co-located with CMBLND_2_DS2BT2
CMBLND_2_DS2BT3 | CAISO System | Daggett 2 C BESS | 46 | 46 | 46 | 46 | 46 | 46 | 46 | 46 | 46 | 46 | 46 | 46 | South | ID to 100% | Y | Waiting for Mojave RAS. Co-located with CMBLND_2_DS2SR3
CMBLND_2_DS2SR3 | CAISO System | Daggett 2 C PV | 0.06 | 0.73 | 0.92 | 1.34 | 2.08 | 4.29 | 4.63 | 3.83 | 3.18 | 1.86 | 1.1 | 0.23 | South | ID to 100% | N | Waiting for Mojave RAS. Co-located with CMBLND_2_DS2BT3
SISPRG_2_DS3BT1 | CAISO System | Daggett 3 A BESS | 61.5 | 61.5 | 61.5 | 61.5 | 61.5 | 61.5 | 61.5 | 61.5 | 61.5 | 61.5 | 61.5 | 61.5 | South | ID to 100% | Y | Waiting for Mojave RAS. Co-located with SISPRG_2_DS3SR1
SISPRG_2_DS3SR1 | CAISO System | Daggett 3 A PV | 0.29 | 2.58 | 3.1 | 4.15 | 6.2 | 12.74 | 13.89 | 11.76 | 10.18 | 6.45 | 4.52 | 2.19 | South | ID to 100% | N | Waiting for Mojave RAS. Co-located with SISPRG_2_DS3BT1
SISPRG_2_DS3SR4 | CAISO System | Daggett 3 E PV | 0.02 | 0.24 | 0.3 | 0.44 | 0.68 | 1.4 | 1.51 | 1.26 | 1.04 | 0.61 | 0.36 | 0.08 | South | ID to 100% | N | Waiting for Mojave RAS. Co-located with SISPRG_2_DS3BT4
TBD | Fresno | David Tevelde Dairy Digester | 0 | 0 | 0 | 0 | 0 | 0 | 0 | 0 | 0 | 0 | 0 | 0 | North | EO
TBD | LA Basin | Desert Storage 1 | [12 empty] | South | FC | Y | bar: Jan to Dec
DSRTSN_2_DS2BS2 | CAISO System | Desert Sunlight Storage II BESS | - | - | - | 230 | 230 | 230 | 230 | 230 | 230 | 230 | 230 | 230 | South | FC | Y
DINUBA_6_UNIT | Fresno | Dinuba | [12 empty] | North | FC | Y | bar: Jan to Dec
TBD | CAISO System | Dos Palos Solar | 0 | 0 | 0 | 0 | 0 | 0 | 0 | 0 | 0 | 0 | 0 | 0 | North | EO | N
TBD | CAISO System | Eagle Solar | 0 | 0 | 0 | 0 | 0 | 0 | 0 | 0 | 0 | 0 | 0 | 0 | North | EO
TBD |  | East Cleveland Road Solar | 0 | 0 | 0 | 0 | 0 | 0 | 0 | 0 | 0 | 0 | 0 | 0 |  | EO |  | Unknown resource ID, Queue and/ or WDAT number
SANBRN_2_EESSB2 | CAISO System | Edsan 2 Edwards Sanborn E1B | 72.29 | 74.6 | 75.14 | 76.24 | 78.36 | 85.08 | 86.24 | 84.03 | 82.37 | 78.51 | 76.49 | 74.07 | South | ID to 100% | Y | Waiting for the Windhub and Tehachapi CRAS. Co-located with Solar (130 MW solar with 72 MW battery limited to 166 MW at POI)
TBD |  | Enel X North America, Inc. | 0 | 0 | 0 | 0 | 0 | 0 | 0 | 0 | 0 | 0 | 0 | 0 |  | EO |  | Unknown resource ID, Queue and/ or WDAT number
TBD |  | Engeman SVRC Energy | 0 | 0 | 0 | 0 | 0 | 0 | 0 | 0 | 0 | 0 | 0 | 0 |  | EO |  | Unknown resource ID, Queue and/ or WDAT number
TBD |  | Enterwise Global Technologies, LLC | 0 | 0 | 0 | 0 | 0 | 0 | 0 | 0 | 0 | 0 | 0 | 0 |  | EO |  | Unknown resource ID, Queue and/ or WDAT number
TBD | CAISO System | Fifth Standard | [12 empty] | North | ID to 71.59% | Y | C6-7 - Waiting for RNU and DNU per LGIA and possibly other. (Max PD to 71.59% - Max to grid 170 MW includes 150 MW solar and 137 MW battery) | bar: Jan to Dec
FIFTHS_2_FSSR1 | CAISO System | Fifth Standard Solar | 0.03 | 0.43 | 0.55 | 0.81 | 1.26 | 2.6 | 2.8 | 2.32 | 1.91 | 1.11 | 0.64 | 0.11 | North | ID to 21.42% | N | C6 - Waiting for RNUs and DNUs per GIA and possibly other. Co-located with FIFTHS_2_FSSBT
TBD | Fresno | Fresno Disadvantaged Community Solar Project | 0 | 0 | 0 | 0 | 0 | 0 | 0 | 0 | 0 | 0 | 0 | 0 | North | EO
GASKW1_2_GW2BT1 | CAISO System | Gaskell West 2 BESS | 20 | 20 | 20 | 20 | 20 | 20 | 20 | 20 | 20 | 20 | 20 | 20 | South | ID to 100% | Y | Waiting for the Whirlwind and Tehachapi CRAS. Co-located with GASKW1_2_GW2SR1, GASKW1_2_GW2SR2
GATEWY_2_GESBT1 | San Diego-IV | Gateway Energy Storage | 250 | 250 | 250 | 250 | 250 | 250 | 250 | 250 | 250 | 250 | 250 | 250 | South | FC | Y
TBD | CAISO System | Golden Hills Storage | [12 empty] | North | FC | Y | bar: Jan to Dec
TBD | Big Creek-Ventura | Goleta Energy Storage | 0 | 0 | 0 | 0 | 0 | 0 | 0 | 0 | 0 | 0 | 0 | 0 | South | FC | Y
TBD | Fresno | Gonzalez | 0 | 0 | 0 | 0 | 0 | 0 | 0 | 0 | 0 | 0 | 0 | 0 | North | EO | N
TBD |  | Hat Creek Bioenergy, LLC | 0 | 0 | 0 | 0 | 0 | 0 | 0 | 0 | 0 | 0 | 0 | 0 |  | EO |  | Unknown resource ID, Queue and/ or WDAT number
TBD | CAISO System | Highway 43 | 0 | 0 | 0 | 0 | 0 | 0 | 0 | 0 | 0 | 0 | 0 | 0 | North | EO | N
TBD | CAISO System | Humidor Storage 1 | [12 empty] | South | ID to 100% | Y | C12 - Waiting for Mesa-Laguna Bell 230 kV line upgrade project | bar: Jan to Dec
TBD | Bay Area | Hummingbird Energy Storage | [12 empty] | North | ID to 100% | Y | C11: Waiting for Pre-cursor projects, RNUs and DNUs per LGIA. | bar: Jan to Dec
TBD | LA Basin | Inland Empire Energy Storage | - | - | - | - | - | 70 | 70 | 70 | 70 | 70 | 70 | 70 | South | FC | Y | Up to maximum 100 MWs.
TBD |  | Jaton LLC | 0 | 0 | 0 | 0 | 0 | 0 | 0 | 0 | 0 | 0 | 0 | 0 |  | EO |  | Unknown resource ID, Queue and/ or WDAT number
TBD | CAISO System | Kern Sunset | 0 | 0 | 0 | 0 | 0 | 0 | 0 | 0 | 0 | 0 | 0 | 0 | North | EO | N
TBD |  | Kings CSG 3 LLC | 0 | 0 | 0 | 0 | 0 | 0 | 0 | 0 | 0 | 0 | 0 | 0 |  | EO |  | Unknown resource ID, Queue and/ or WDAT number
TBD | CAISO System | Kola | - | - | - | - | 418 | 418 | 418 | 418 | 418 | 418 | 418 | 418 | North | ID to 100% | Y | Waiting for RNUs and DNUs per LGIA.
TBD | Fresno | Lead | - | - | - | - | - | - | - | 32 | 32 | 32 | 32 | 32 | North | ID to 100% | Y | Waiting for Reconductor Borden-Gregg 230 kV Lines, Reconductor Dos Amigos-Panoche 230 kV Line, QC8RAS-08 and possibly other
TBD | Sierra | Lisa Boone Harris | 0 | 0 | 0 | 0 | 0 | 0 | 0 | 0 | 0 | 0 | 0 | 0 | North | EO
LCKHT1_2_LH1BT1 | CAISO System | Lockhart Solar BESS 1 | - | - | - | - | - | 45 | 45 | 45 | 45 | 45 | 45 | 45 | South | ID to 100% | Y | Waiting for Mojave Desert RAS and Nort of Lugo C-RAS.
TBD | Fresno | Lone Oak Dairy Digester | 0 | 0 | 0 | 0 | 0 | 0 | 0 | 0 | 0 | 0 | 0 | 0 | North | EO
TBD | CAISO System | Maricopa West Solar 2 | 0 | 0 | 0 | 0 | 0 | 0 | 0 | 0 | 0 | 0 | 0 | 0 | North | EO
MARVEL_2_MARBX2 | LA Basin | Marvel (Desert Peak I) | 325 | 325 | 325 | 325 | 325 | 325 | 325 | 325 | 325 | 325 | 325 | 325 | South | ID to 100% | Y | Waiting for West of Colorado River cRAS.
MARVEL_2_MARBT3 | LA Basin | Marvel 2 (Desert Peak II) | 75 | 75 | 75 | 75 | 75 | 75 | 75 | 75 | 75 | 75 | 75 | 75 | South | ID to 100% | Y | Waiting for West of Colorado River cRAS.
TBD | CAISO System | Maverick 8 (Almasol Generation Station 8) | [12 empty] | South | FC | bar: Jan to Dec
MCFLND_5_MFSBT1 | CAISO System | McFarland Solar A BESS | 100 | 100 | 100 | 100 | 100 | 100 | 100 | 100 | 100 | 100 | 100 | 100 | South | FC | Y | Co-located with MCFLND_5_MFSSR1.
MCFLND_5_MFSSR1 | CAISO System | McFarland Solar A PV | 0 | 0 | 0 | 0 | 0 | 0 | 0 | 0 | 0 | 0 | 0 | 0 | South | EO | N | 200 MW EO Solar. Co-located with MCFLND_5_MFSBT1.
MCFLND_5_MSBBX2 | CAISO System | McFarland Solar B BESS | 150 | 150 | 150 | 150 | 150 | 150 | 150 | 150 | 150 | 150 | 150 | 150 | South | FC | Y | Co-located with EO MCFLND_5_MSBSX2.
MCFLND_5_MSBSX2 | CAISO System | McFarland Solar B PV | 0 | 0 | 0 | 0 | 0 | 0 | 0 | 0 | 0 | 0 | 0 | 0 | South | EO | N | 300 MW EO Solar. Co-located with MCFLND_5_MSBBX2.
TBD | LA Basin | Menifee (Nova Energy Storage) | - | - | - | - | - | - | - | 50 | 50 | 50 | 50 | 50 | South | ID to 100% | Y | Waiting for Colorado River C-RAS.
ROMOLA_5_MPBBT1 | LA Basin | Menifee Power Bank | - | - | - | 230 | 230 | 230 | 230 | 230 | 230 | 230 | 230 | 230 | South | ID to 100% | Y | Waiting for Colorado River C-RAS.
ROMOLA_5_MPBBT2 | LA Basin | Menifee Power Bank 2 | - | - | - | 230 | 230 | 230 | 230 | 230 | 230 | 230 | 230 | 230 | South | ID to 100% | Y | Waiting for Colorado River C-RAS.
ROMOLA_5_MPBBT3 | LA Basin | Menifee Power Bank 3 | - | - | - | 50 | 50 | 50 | 50 | 50 | 50 | 50 | 50 | 50 | South | ID to 100% | Y | Waiting for Colorado River C-RAS.
TBD | LA Basin | Menifee Power Bank 4 | - | - | - | - | - | - | - | - | 110 | 110 | 110 | 110 | South | ID to 100% | Y | Waiting for Colorado River C-RAS.
TBD | CAISO System | Nachtigall | 0 | 0 | 0 | 0 | 0 | 0 | 0 | 0 | 0 | 0 | 0 | 0 | North | EO
TBD | NCNB | Napa Recycling Biomass Plant | 0 | 0 | 0 | 0 | 0 | 0 | 0 | 0 | 0 | 0 | 0 | 0 | North | EO
TBD | CAISO System | Nexus Renewables U.S. | 0 | 0 | 0 | 0 | 0 | 0 | 0 | 0 | 0 | 0 | 0 | 0 |  | EO |  | Unknown resource ID, Queue and/ or WDAT number
TBD | San Diego-IV | Nighthawk Storage | 300 | 300 | 300 | 300 | 300 | 300 | 300 | 300 | 300 | 300 | 300 | 300 | South | FC | Y
NORCNV_1_NCVBT1 | Stockton | North Central Valley Energy Storage | 132 | 132 | 132 | 132 | 132 | 132 | 132 | 132 | 132 | 132 | 132 | 132 | North | ID to 100% | Y | C8 - Waiting for RNUs and DNUs per GIA and possibly other
SJOAQN_6_NFCBM1 | Fresno | North Fork Community Power | 0 | 0 | 0 | 0 | 0 | 0 | 0 | 0 | 0 | 0 | 0 | 0 | North | EO
TBD |  | North Russell Avenue Solar | 0 | 0 | 0 | 0 | 0 | 0 | 0 | 0 | 0 | 0 | 0 | 0 |  | EO |  | Unknown resource ID, Queue and/ or WDAT number
TBD | CAISO System | Northern Orchard Solar | 0 | 0 | 0 | 0 | 0 | 0 | 0 | 0 | 0 | 0 | 0 | 0 | North | EO | N | EO solar co-located with PC battery.
TBD | CAISO System | Northern Orchard Solar Battery Storage | - | - | - | - | - | - | - | 87.92 | 87.92 | 87.92 | 87.92 | 87.92 | North | ID to 95.57% | Y | PC to 95.57%. Waiting for QC8RAS-08 RAS and possibly other. Co-located with EO solar.
OBERON_5_O1SSR3 | CAISO System | Oberon 1B - Solar | 0.24 | 2.1 | 2.52 | 3.37 | 5.04 | 10.36 | 11.29 | 9.56 | 8.28 | 5.24 | 3.67 | 1.78 | South | ID to 100% | N | Waiting for ELM, West of Colorado River cRAS.
OBERON_5_O2SSR4 | CAISO System | Oberon 2A - Solar | 0.3 | 2.62 | 3.15 | 4.22 | 6.3 | 12.95 | 14.11 | 11.95 | 10.35 | 6.55 | 4.59 | 2.22 | South | ID to 100% | N | Waiting for ELM, West of Colorado River cRAS.
OBERON_5_O2SSR5 | CAISO System | Oberon 2B - Solar | 0.3 | 2.62 | 3.15 | 4.22 | 6.3 | 12.95 | 14.11 | 11.95 | 10.35 | 6.55 | 4.59 | 2.22 | South | ID to 100% | N | Waiting for ELM, West of Colorado River cRAS.
TBD | LA Basin | Orange County Energy Storage 1 LLC | [12 empty] | South | FC | Y | bar: Jan to Dec
TBD | LA Basin | Organic Energy Solutions | 0 | 0 | 0 | 0 | 0 | 0 | 0 | 0 | 0 | 0 | 0 | 0 | South | EO
TBD | LA Basin | Ortega Grid | [12 empty] | South | FC | Y | bar: Jan to Dec
TBD | Big Creek-Ventura | Painter Energy Storage | [12 empty] | South | FC | Y | bar: Jan to Dec
TBD | Stockton | Paulsell Solar Energy Center BESS | - | - | - | - | 15 | 15 | 15 | 15 | 15 | 15 | 15 | 15 | North | ID to 100% | Y | Waiting for Vierra Loop-in. Co-located with Paulsell Solar Energy Center PV.
TBD | Stockton | Paulsell Solar Energy Center PV | - | - | - | - | 0.27 | 0.55 | 0.6 | 0.5 | 0.42 | 0.25 | 0.16 | 0.06 | North | ID to 30.58% | N | Waiting for Vierra Loop-in. 20 MW Solar PD to 30.58%. Co-located with Paulsell Solar Energy Center BESS.
PERGRN_2_PRSBT1 | San Diego-IV | Peregrine Storage | - | - | - | - | - | 100 | 100 | 100 | 100 | 100 | 100 | 100 | South | ID to 100% | Y | Waiting for Silvergate-Old Town RAS.
TBD | CAISO System | Pistachio Road | 0 | 0 | 0 | 0 | 0 | 0 | 0 | 0 | 0 | 0 | 0 | 0 | North | EO
TBD |  | Pittsburg RV and Boat Storage | 0 | 0 | 0 | 0 | 0 | 0 | 0 | 0 | 0 | 0 | 0 | 0 |  | EO |  | Unknown resource ID, Queue and/ or WDAT number
NOAKS_2_PESBT1 | Big Creek-Ventura | Placeritas Energy Storage I | 80 | 80 | 80 | 80 | 80 | 80 | 80 | 80 | 80 | 80 | 80 | 80 | South | FC | Y
TBD | LA Basin | Pomona Energy Storage 2 | 0 | 0 | 0 | 0 | 0 | 0 | 0 | 0 | 0 | 0 | 0 | 0 | South | EO
SONOMA_1_PN5SR1 | NCNB | Pond 5 | 0 | 0 | 0 | 0 | 0 | 0 | 0 | 0 | 0 | 0 | 0 | 0 | North | EO
PROXSR_2_PROSR1 | CAISO System | Proxima Solar | - | - | - | 3.43 | 5.23 | 10.78 | 11.68 | 9.76 | 8.24 | 5 | 3.19 | 1.1 | North | ID to 100% | N | Waiting for RNUs and DNUS per LGIA. 120 MW Solar Co-located with PROXSR_2_PS2BT3.
PROXSR_2_PS1SR2 | CAISO System | Proxima Solar 1B | 0.18 | 1.52 | 1.82 | 2.42 | 3.61 | 7.41 | 8.09 | 6.86 | 5.96 | 3.8 | 2.69 | 1.35 | North | ID to 100% | N | Waiting for Pre-cursor projects, RNUs and DNUs per LGIA. Co-located with PROXSR_2_PS1BT2
PROXSR_2_PS1SR2 | CAISO System | Proxima Solar 1B | - | - | - | 2.42 | 3.61 | 7.41 | 8.09 | 6.86 | 5.96 | 3.8 | 2.69 | 1.35 | North | ID to 100% | N | Waiting for RNUs and DNUs per LGIA. 70 MW Solar. Co-located with PROXSR_2_PS1BT2.
PROXSR_2_PS1BT1 | CAISO System | Proxima Solar BESS 1A | 40 | 40 | 40 | 40 | 40 | 40 | 40 | 40 | 40 | 40 | 40 | 40 | North | ID to 100% | Y | Waiting for Pre-cursor projects, RNUs and DNUs per LGIA.
PROXSR_2_PS1BT1 | CAISO System | Proxima Solar BESS 1A | 40 | 40 | 40 | 40 | 40 | 40 | 40 | 40 | 40 | 40 | 40 | 40 | North | ID to 100% | Y | Waiting for RNUs and DNUs per LGIA.
PROXSR_2_PS1BT2 | CAISO System | Proxima Solar BESS 1B | 32 | 32 | 32 | 32 | 32 | 32 | 32 | 32 | 32 | 32 | 32 | 32 | North | ID to 100% | Y | Waiting for Pre-cursor projects, RNUs and DNUs per LGIA. Co-located with PROXSR_2_PS1SR2
PROXSR_2_PS1BT2 | CAISO System | Proxima Solar BESS 1B | - | - | - | 32 | 32 | 32 | 32 | 32 | 32 | 32 | 32 | 32 | North | ID to 100% | Y | Waiting for RNUs and DNUs per LGIA. Co-located with PROXSR_2_PS1SR2.
PROXSR_2_PS2BT3 | CAISO System | Proxima Solar BESS 2 | - | - | - | 90 | 90 | 90 | 90 | 90 | 90 | 90 | 90 | 90 | North | ID to 100% | Y | Waiting for RNUs and DNUS per LGIA. Co-located with PROXSR_2_PROSR1.
KRAMER_1_R1PX3 | CAISO System | Resurgence Solar 1 PV | 0.36 | 2.7 | 3.15 | 3.96 | 5.76 | 11.79 | 12.96 | 11.16 | 9.99 | 6.66 | 5.13 | 3.15 | South | FC | N | Max 138 MW total among all market IDs - Repower of SEGS 3-7
KRAMER_1_R2BX2 | CAISO System | Resurgence Solar 2 BESS | 40 | 40 | 40 | 40 | 40 | 40 | 40 | 40 | 40 | 40 | 40 | 40 | South | FC | Y | Max 138 MW total among all market IDs - Repower of SEGS 3-7
KRAMER_1_R2PX2 | CAISO System | Resurgence Solar 2 PV | 0.06 | 0.72 | 0.9 | 1.29 | 1.98 | 4.09 | 4.42 | 3.68 | 3.07 | 1.83 | 1.11 | 0.3 | South | FC | N | Max 138 MW total among all market IDs - Repower of SEGS 3-7
TBD |  | Rio Vista RV and Boat Storage | 0 | 0 | 0 | 0 | 0 | 0 | 0 | 0 | 0 | 0 | 0 | 0 |  | EO |  | Unknown resource ID, Queue and/ or WDAT number
TBD | Kern | Rocha | 0 | 0 | 0 | 0 | 0 | 0 | 0 | 0 | 0 | 0 | 0 | 0 | North | EO | N
RTEDDY_2_RWSBT1 | CAISO System | Rosamond West Solar Central BESS A1 | 30 | 30 | 30 | 30 | 30 | 30 | 30 | 30 | 30 | 30 | 30 | 30 | South | ID to 100% | Y | Waiting for the Whirlwind and Tehachapi CRAS. Co-located with Solar.
RTEDDY_2_RWSBT2 | CAISO System | Rosamond West Solar Central BESS A2 | 30 | 30 | 30 | 30 | 30 | 30 | 30 | 30 | 30 | 30 | 30 | 30 | South | ID to 100% | Y | Waiting for the Whirlwind and Tehachapi CRAS. Co-located with Solar.
RTEDDY_2_RWSBT3 | CAISO System | Rosamond West Solar Central BESS A3 | 45 | 45 | 45 | 45 | 45 | 45 | 45 | 45 | 45 | 45 | 45 | 45 | South | ID to 100% | Y | Waiting for the Whirlwind and Tehachapi CRAS. Co-located with Solar.
RTEDDY_2_RWSBT4 | CAISO System | Rosamond West Solar Central BESS B | 30 | 30 | 30 | 30 | 30 | 30 | 30 | 30 | 30 | 30 | 30 | 30 | South | ID to 100% | Y | Waiting for the Whirlwind and Tehachapi CRAS. Co-located with Solar.
RTEDDY_2_RWSBT5 | CAISO System | Rosamond West Solar Central BESS C | 12 | 12 | 12 | 12 | 12 | 12 | 12 | 12 | 12 | 12 | 12 | 12 | South | ID to 100% | Y | Waiting for the Whirlwind and Tehachapi CRAS. Co-located with Solar.
CAMDEN_6_RDDBM1 | Fresno | RuAnn Dairy Digester | 0 | 0 | 0 | 0 | 0 | 0 | 0 | 0 | 0 | 0 | 0 | 0 | North | EO
TBD | CAISO System | Sagebrush BESS | - | - | - | - | - | 180 | 180 | 180 | 180 | 180 | 180 | 180 | South | PD to 180 | Y
TBD | LA Basin | San Jacinto Grid | 0 | 0 | 0 | 0 | 0 | 0 | 0 | 0 | 0 | 0 | 0 | 0 | South | EO | Y
TBD | CAISO System | Sanborn 1B | 85 | 85 | 85 | 85 | 85 | 85 | 85 | 85 | 85 | 85 | 85 | 85 | South | ID to 100% | Y | Waiting for the Windhub and Tehachapi CRAS. Co-located with Solar
TBD | CAISO System | Sanborn Solar 2 | [12 empty] | South | ID to 63.56% | Y | PC to 63.56%. Waiting for Windhub CRAS, Tehachapi CRAS and possibly other. Unknown split by owner among market IDs. Includes SANBRN_2_SS2SB4, EDWARD_2_ESSSB1, EDWARD_2_ESSSB2, SANBRN_2_SS2BT3 and SANBRN_2_SS2BT4. | bar: Jan to Dec
TBD | CAISO System | Sandrini Sol 1 | [12 empty] | North | ID to 62% | Y | C10 - Waiting for QC8RAS-08 RAS and possibly other. (Max PD to 62% - Max to grid 100 MW includes 104.16 MW solar and 92 MW battery) | bar: Jan to Dec
TBD | Big Creek-Ventura | Santa Barbara County Public Works Department | 0 | 0 | 0 | 0 | 0 | 0 | 0 | 0 | 0 | 0 | 0 | 0 | South | EO
TBD | Big Creek-Ventura | Santa Paula Energy Storage | [12 empty] | South | FC | Y | bar: Jan to Dec
TBD | Fresno | Scarlet Solar | [12 empty] | North | ID to 100% | Y | C8 - Waiting for Bellota-Warnerville 230 kV reconductoring, Reconductor Panoche-Padre Flat 230 kV, QC8RAS-08 RAS and possibly other. (Max FC - Max to grid 400 MW includes 417.9 MW solar and 420 MW battery) | bar: Jan to Dec
ETIWND_2_SEPBT1 | CAISO System | Separator (Rampa) | 100 | 100 | 100 | 100 | 100 | 100 | 100 | 100 | 100 | 100 | 100 | 100 | South | FC | Y
CUYAMA_6_SB3SB1 | CAISO System | SEPV Barbara 3 | [12 empty] | North | ID to 100% | Y | Waiting for QC8RAS-08 as pottentially more | bar: Jan to Dec
ULTPCH_1_UCSBT1 | Stockton | Sierra Energy Storage | 10 | 10 | 10 | 10 | 10 | 10 | 10 | 10 | 10 | 10 | 10 | 10 | North | ID to 100% |  | C8 - Waiting for Pre-cursor projects, RNUs and DNUs per LGIA
TBD | CAISO System | Silver Peak 1 (Poleta Springs Solar) | - | - | - | - | - | - | - | - | 60 | 60 | 60 | 60 | South | ID to 100% | Y | Waiting for Lugo Victorville CRAS - Co-located with EO solar
TBD | CAISO System | Silver Peak 2 (Poleta Springs Solar) | - | - | - | - | - | - | - | - | 109 | 109 | 109 | 109 | South | ID to 100% | Y | Waiting for Lugo Victorville CRAS - Co-located with EO solar
TBD | CAISO System | Silver Peak 3 (Poleta Springs Solar) | - | - | - | - | - | - | - | - | 110 | 110 | 110 | 110 | South | ID to 100% | Y | Waiting for Lugo Victorville CRAS - Co-located with EO solar
VICPAS_2_SLOSR1 | CAISO System | Sloth | 0 | 0 | 0 | 0 | 0 | 0 | 0 | 0 | 0 | 0 | 0 | 0 | South | EO | Y | 49.5 MW EO Solar. Co-located with VICPAS_2_SLOBT1.
VICPAS_2_SLOBT1 | CAISO System | Sloth BESS | 15 | 15 | 15 | 15 | 15 | 15 | 15 | 15 | 15 | 15 | 15 | 15 | South | ID to 100% | Y | Waiting for Colorado River C-RAS. Co-located with EO VICPAS_2_SLOSR1.
VICPAS_2_SOCBT1 | CAISO System | SOL Catchers BESS 1 | 50 | 50 | 50 | 50 | 50 | 50 | 50 | 50 | 50 | 50 | 50 | 50 | South | ID to 100% | Y | Waiting for Colorado River C-RAS. Co-located with EO VICPAS_2_SOCSR1.
VICPAS_2_SOCBT2 | CAISO System | SOL Catchers BESS 2 | 71 | 71 | 71 | 71 | 71 | 71 | 71 | 71 | 71 | 71 | 71 | 71 | South | ID to 100% | Y | Waiting for Colorado River C-RAS. Co-located with EO VICPAS_2_SOCSR2 and VICPAS_2_SOCSR3.
VICPAS_2_SOCSR1 | CAISO System | SOL Catchers Solar 1 | 0 | 0 | 0 | 0 | 0 | 0 | 0 | 0 | 0 | 0 | 0 | 0 | South | EO | N | 100 MW EO Solar. Co-located with VICPAS_2_SOCBT1.
VICPAS_2_SOCSR2 | CAISO System | SOL Catchers Solar 2 | 0 | 0 | 0 | 0 | 0 | 0 | 0 | 0 | 0 | 0 | 0 | 0 | South | EO | N | 93.5 MW EO Solar. Co-located with VICPAS_2_SOCBT2.
VICPAS_2_SOCSR3 | CAISO System | SOL Catchers Solar 3 | 0 | 0 | 0 | 0 | 0 | 0 | 0 | 0 | 0 | 0 | 0 | 0 | South | EO | N | 20 MW EO Solar. Co-located with VICPAS_2_SOCBT2.
TBD | CAISO System | SR Solis Oro Loma Teresina Solar Project A | 0 | 0 | 0 | 0 | 0 | 0 | 0 | 0 | 0 | 0 | 0 | 0 | North | EO
TBD | CAISO System | SR Solis Oro Loma Teresina Solar Project B | 0 | 0 | 0 | 0 | 0 | 0 | 0 | 0 | 0 | 0 | 0 | 0 | North | EO
TBD | Big Creek-Ventura | Strata Saticoy, LLC | [12 empty] | South | FC | bar: Jan to Dec
TBD | CAISO System | Strauss Wind Energy | [12 empty] | North | FC | bar: Jan to Dec
TBD | CAISO System | Terry | 0 | 0 | 0 | 0 | 0 | 0 | 0 | 0 | 0 | 0 | 0 | 0 | North | EO
TBD |  | Tesoro Commons LLC | 0 | 0 | 0 | 0 | 0 | 0 | 0 | 0 | 0 | 0 | 0 | 0 |  | EO |  | Unknown resource ID, Queue and/ or WDAT number
TBD |  | The Procter & Gamble Paper Products Company | 0 | 0 | 0 | 0 | 0 | 0 | 0 | 0 | 0 | 0 | 0 | 0 |  | EO |  | Unknown resource ID, Queue and/ or WDAT number
TBD | Stockton | Tracy Desalination Project | 0 | 0 | 0 | 0 | 0 | 0 | 0 | 0 | 0 | 0 | 0 | 0 | North | EO
TBD | CAISO System | Tulare CSG | 0 | 0 | 0 | 0 | 0 | 0 | 0 | 0 | 0 | 0 | 0 | 0 | North | EO | N
TBD |  | Tulare CSG LLC | 0 | 0 | 0 | 0 | 0 | 0 | 0 | 0 | 0 | 0 | 0 | 0 |  | EO |  | Unknown resource ID, Queue and/ or WDAT number
ULTPCH_1_USCBT1 | Stockton | Ultrapower Chinese Station BESS | [12 empty] | North | ID to 100% | Y | C8 - Waiting for Pre-cursor projects, RNUs and DNUs per LGIA | bar: Jan to Dec
TBD | Fresno | Van Der Kooi Dairy Digester | 0 | 0 | 0 | 0 | 0 | 0 | 0 | 0 | 0 | 0 | 0 | 0 | North | EO
TBD | San Diego-IV | Ventasso Energy Storage | - | - | - | - | - | 50 | 50 | 50 | 50 | 50 | 50 | 50 | South | FC | Y
TBD | CAISO System | Victorville Energy Center | 0 | 0 | 0 | 0 | 0 | 0 | 0 | 0 | 0 | 0 | 0 | 0 | South | EO
VICPAS_2_VPSBT1 | CAISO System | Victory Pass BESS | 50 | 50 | 50 | 50 | 50 | 50 | 50 | 50 | 50 | 50 | 50 | 50 | South | ID to 100% | Y | Waiting for Colorado River C-RAS. Co-located with EO VICPAS_2_VPSSR1.
VICPAS_2_VPSSR1 | CAISO System | Victory Pass Solar | 0 | 0 | 0 | 0 | 0 | 0 | 0 | 0 | 0 | 0 | 0 | 0 | South | EO | N | 200 MW EO Solar - Co-located with VICPAS_2_VPSBT1.
VSTAES_6_VESBT1 | San Diego-IV | Vista Energy Storage | 30 | 30 | 30 | 30 | 30 | 30 | 30 | 30 | 30 | 30 | 30 | 30 | South | PD to 30 | Y
TBD | Fresno | WCW Generator 1 | 0 | 0 | 0 | 0 | 0 | 0 | 0 | 0 | 0 | 0 | 0 | 0 | North | EO
TBD | NCNB | West Ford Flat Energy Storage | - | - | - | - | - | 25 | 25 | 25 | 25 | 25 | 25 | 25 | North | FC | Y
SOLBLU_2_WSBBX2 | CAISO System | Westlands Solar Blue | 225 | 225 | 225 | 225 | 225 | 225 | 225 | 225 | 225 | 225 | 225 | 225 | North | ID to 100% | Y | C8 - Waiting for QC8RAS-08 RAS and possibly other. Co-located with SOLBLU_2_WSBSX2
SOLBLU_2_WSBSX2 | CAISO System | Westlands Solar Blue | 0.27 | 3.44 | 4.34 | 6.39 | 9.87 | 20.4 | 22 | 18.21 | 15.05 | 8.79 | 5.12 | 1 | North | ID to 100% | N | C8 - Waiting for QC8RAS-08 RAS and possibly other. Co-located with SOLBLU_2_WSBBX2
TBD | CAISO System | Willow Springs 3 Solar | [12 empty] | South | ID to 100% | N | Waiting for Whirlwind cRAS and Tehachapi cRAS. | bar: Jan to Dec
DSFLWR_2_W9CSB1 | CAISO System | Willy 9 Chap 1 | [12 empty] | South | ID to 100% |  | Waiting for Whirlwind CRAS - Hybrid (102 MW solar and 52 MW battery) | bar: Jan to Dec
DSFLWR_2_W9CSB2 | CAISO System | Willy 9 Chap 2 | [12 empty] | South | ID to 100% |  | Waiting for Whirlwind CRAS - Hybrid (72 MW solar and 36 MW battery) | bar: Jan to Dec
TBD | Bay Area | Yaowu Xu (Poblano Energy Storage) | 0 | 0 | 0 | 0 | 0 | 0 | 0 | 0 | 0 | 0 | 0 | 0 | North | EO | Y
TBD | CAISO System | Yellow Pine II BESS | - | - | - | - | - | 53 | 53 | 53 | 53 | 85 | 85 | 85 | South | ID to 100% | Y | Waiting for Lugo Victorville CRAS - Co-located with solar
TBD | CAISO System | Yellow Pine II PV | - | - | - | - | 3.84 | 4.95 | 5.34 | 4.43 | 3.67 | 5.58 | 3.68 | 1.45 | South | ID to 100% | N | Waiting for Lugo Victorville CRAS - Co-located with battery (60 MW solar with 53 MW battery and 125 MW solar with 85 MW battery)
TBD | CAISO System | Enersponse SCE DRAM | 52.55 | 52.55 | 52.55 | 52.55 | 52.55 | 52.55 | 52.55 | 52.55 | 52.55 | 52.55 | 52.55 | 52.55
TBD | CAISO System | Leapfrog PG&E DRAM | 4.91 | 4.91 | 4.91 | 5.44 | 5.98 | 6.72 | 7.47 | 7.47 | 7.47 | 6.72 | 5.98 | 5.98
TBD | CAISO System | Leapfrog SCE DRAM | 17.13 | 17.13 | 17.13 | 19.23 | 21.02 | 23.65 | 26.28 | 26.28 | 26.28 | 23.65 | 21.02 | 21.02
TBD | CAISO System | Leapfrog SDG&E DRAM | 5.78 | 5.78 | 5.78 | 6.32 | 6.96 | 7.93 | 8.68 | 8.68 | 8.68 | 7.93 | 6.96 | 6.96
TBD | CAISO System | RESI Station PG&E DRAM | 4.2 | 5.19 | 5.19 | 7.8 | 13.53 | 17.7 | 19.85 | 19.85 | 19.85 | 12.51 | 4.76 | 4.76
TBD | CAISO System | RESI Station SDG&E DRAM | 2.99 | 3.73 | 3.73 | 5.6 | 9.71 | 12.7 | 14.19 | 14.19 | 14.19 | 8.97 | 3.37 | 3.37
TBD | CAISO System | Voltus PG&E DRAM | 18.14 | 18.14 | 18.14 | 19.21 | 20.27 | 20.27 | 20.27 | 20.27 | 20.27 | 19.21 | 18.14 | 18.14
TBD | CAISO System | Voltus SCE DRAM | 5.26 | 5.26 | 5.26 | 10.51 | 10.51 | 15.77 | 15.77 | 15.77 | 15.77 | 10.51 | 5.26 | 5.26
TBD | CAISO System | Enersponse PG&E LIP | 0 | 0 | 0 | 1.07 | 1.07 | 1.07 | 2.13 | 2.13 | 2.13 | 1.07 | 1.07 | 1.07
TBD | CAISO System | Enersponse SCE LIP | 5.26 | 5.26 | 5.26 | 29.43 | 29.43 | 29.43 | 38.89 | 38.89 | 38.89 | 39.94 | 39.94 | 39.94
| CAISO System | Enersponse SDG&E LIP | 0 | 0 | 0 | 1.07 | 1.07 | 1.07 | 1.07 | 1.07 | 1.07 | 1.07 | 1.07 | 1.07
TBD | CAISO System | Leapfrog PG&E LIP | 15.01 | 10.41 | 15.93 | 24.19 | 25.65 | 39.91 | 29.43 | 31.77 | 30.8 | 24.89 | 18.62 | 16.49
TBD | CAISO System | Leapfrog SCE LIP | 31.26 | 38.68 | 35.3 | 36.45 | 42 | 47.37 | 28.17 | 26.01 | 29.17 | 30.27 | 24.23 | 21.49
TBD | CAISO System | Leapfrog SDG&E LIP | 10.05 | 7.78 | 7.92 | 10.19 | 4.34 | 3.47 | 0.93 | 1.73 | 3.39 | 3.57 | 7.26 | 6.9
TBD | CAISO System | Nexus Renewables PG&E LIP | 0 | 0 | 0 | 10.14 | 10.14 | 10.14 | 10.14 | 10.14 | 10.14 | 10.14 | 10.14 | 10.14
TBD | CAISO System | Nostromo SCE LIP | 0.51 | 0.41 | 0.43 | 0.62 | 0.64 | 0.69 | 0.68 | 0.69 | 0.69 | 0.68 | 0.65 | 0.41
TBD | CAISO System | Nostromo SDG&E LIP | 0.69 | 0.7 | 0.73 | 0.77 | 0.8 | 0.81 | 0.83 | 0.85 | 0.85 | 0.82 | 0.77 | 0.7
TBD | CAISO System | OhmConnect PG&E LIP | 11.22 | 11.14 | 9.59 | 11.15 | 17.03 | 32.76 | 33.42 | 35.03 | 36.33 | 14.97 | 15.74 | 12.09
TBD | CAISO System | OhmConnect SCE LIP | 10.85 | 9.73 | 10.01 | 12.68 | 18.93 | 28.64 | 29.86 | 31.34 | 35.6 | 19.52 | 13.93 | 13.08
TBD | CAISO System | OhmConnect SDG&E LIP | 2.17 | 2.18 | 2.25 | 2.83 | 3.99 | 7.22 | 7.67 | 7.87 | 9.07 | 5.44 | 4.09 | 2.33
TBD | CAISO System | Voltus PG&E LIP | 0 | 0 | 0 | 7.99 | 13.04 | 13.89 | 15.36 | 14.94 | 12.94 | 9.68 | 0 | 0
TBD | CAISO System | CPower PG&E LIP | 0 | 0 | 0 | 0 | 14.21 | 19.51 | 12.44 | 18.93 | 18.94 | 8.56 | 0 | 0
TBD | CAISO System | CPower SCE LIP | 0 | 0 | 0 | 0 | 10.5 | 18.89 | 15.47 | 24.5 | 21.4 | 8.19 | 0 | 0
TBD | CAISO System | CPower SDG&E LIP | 0 | 0 | 0 | 0 | 0.73 | 1.39 | 1.38 | 2.4 | 2.13 | 0.65 | 0 | 0

## 2024 Tech Factors
2024 ELCC Values and Technology Factors
Non-Dispatchable Solar and Wind ELCC values and Biomass, Cogeneration, Geothermal, and
Hydro Technology Factors for Compliance Year 2024
Solar PV and Solar Thermal ELCC
Month
| 1 | 0.4%
| 2 | 3%
| 3 | 3.5%
| 4 | 4.4%
| 5 | 6.4%
| 6 | 13.1%
| 7 | 14.4%
| 8 | 12.4%
| 9 | 11.1%
| 10 | 7.4%
| 11 | 5.7%
| 12 | 3.5%
Wind ELCC
| Month | Norcal | Socal | WY/ID | WA/OR | AZ/NM | Offshore
| 1 | 32.84% | 17.67% | 37.64% | 20.75% | 34.04% | 34.96%
| 2 | 35.23% | 18.79% | 38.02% | 25.4% | 36.19% | 38.98%
| 3 | 31.42% | 16.51% | 41.81% | 29.98% | 39.65% | 35.65%
| 4 | 33.2% | 15.82% | 38.21% | 24.96% | 35.26% | 28.5%
| 5 | 34.34% | 16.82% | 28.2% | 18.8% | 25.94% | 30.85%
| 6 | 25.33% | 15.42% | 22.96% | 20.31% | 21.77% | 44.34%
| 7 | 22.53% | 14.33% | 23.89% | 22.41% | 21.3% | 56.2%
| 8 | 21.16% | 10.89% | 26% | 19.2% | 22.59% | 53.12%
| 9 | 21.73% | 11.25% | 31.2% | 18.65% | 27.86% | 43.36%
| 10 | 18.21% | 10.43% | 40.09% | 23.34% | 32.69% | 36.62%
| 11 | 23% | 14.06% | 43.84% | 25.01% | 33.99% | 38.8%
| 12 | 29.4% | 17.03% | 41.29% | 22.39% | 34.27% | 38.26%
Biomass
| Month | 2020 | 2021 | 2022 | Average
| 1 | 94.63% | 95.89% | 92.34% | 94.28%
| 2 | 94.09% | 93.31% | 93.64% | 93.68%
| 3 | 90.21% | 91.06% | 92.22% | 91.16%
| 4 | 92.26% | 90.28% | 86.81% | 89.78%
| 5 | 93.96% | 91.21% | 86.91% | 90.69%
| 6 | 93.62% | 93.75% | 91.84% | 93.07%
| 7 | 95.05% | 89.24% | 94.92% | 93.07%
| 8 | 92.65% | 91.37% | 90.89% | 91.64%
| 9 | 91.04% | 93.64% | 91.25% | 91.98%
| 10 | 92.35% | 90.26% | 91.04% | 91.22%
| 11 | 92.14% | 88.88% | 92.82% | 91.28%
| 12 | 93.39% | 92.12% | 93.15% | 92.89%
Cogeneration
| Month | 2020 | 2021 | 2022 | Average
| 1 | 90.35% | 97.81% | 91.1% | 93.09%
| 2 | 89.12% | 84.87% | 88.49% | 87.49%
| 3 | 89.03% | 87.93% | 81.26% | 86.07%
| 4 | 83.36% | 86.65% | 80.88% | 83.63%
| 5 | 86.23% | 81.71% | 80.91% | 82.95%
| 6 | 87.91% | 86.88% | 78.44% | 84.41%
| 7 | 78.02% | 88.08% | 87.29% | 84.46%
| 8 | 81.64% | 92.08% | 87.89% | 87.2%
| 9 | 80.64% | 91.02% | 87.07% | 86.24%
| 10 | 83.79% | 84.97% | 94.45% | 87.74%
| 11 | 79.73% | 87.54% | 78.78% | 82.02%
| 12 | 89.16% | 89.23% | 76.28% | 84.89%
Geothermal
| Month | 2020 | 2021 | 2022 | Average
| 1 | 97.51% | 99.01% | 95.62% | 97.38%
| 2 | 98.21% | 92.09% | 96.45% | 95.58%
| 3 | 94.3% | 98.08% | 95.53% | 95.97%
| 4 | 96.31% | 95.75% | 39.66% | 77.24%
| 5 | 94.19% | 90.17% | 58.4% | 80.92%
| 6 | 89.14% | 88.62% | 93.19% | 90.32%
| 7 | 95.42% | 93% | 94.18% | 94.2%
| 8 | 95.68% | 94.65% | 91.94% | 94.09%
| 9 | 94.63% | 92.61% | 91.68% | 92.98%
| 10 | 88.45% | 80.91% | 62.53% | 77.3%
| 11 | 98.57% | 97.28% | 96.84% | 97.56%
| 12 | 95.9% | 95.37% | 98.14% | 96.47%
Hydro
| Month | 2020 | 2021 | 2022 | Average
| 1 | 59.39% | 51.72% | 32.28% | 47.8%
| 2 | 56.44% | 44.36% | 50.38% | 50.39%
| 3 | 54.6% | 46.05% | 45.93% | 48.86%
| 4 | 64.16% | 64.26% | 61.9% | 63.44%
| 5 | 73.38% | 65.14% | 13.47% | 50.66%
| 6 | 71.39% | 68.33% | 64.13% | 67.95%
| 7 | 68.67% | 66.55% | 68.46% | 67.89%
| 8 | 61.08% | 61.39% | 65.21% | 62.56%
| 9 | 60.13% | 62.47% | 48.34% | 56.98%
| 10 | 60.9% | 22.04% | 45.12% | 42.69%
| 11 | 68.92% | 24.39% | 43.77% | 45.69%
| 12 | 72.51% | 35.8% | 23.55% | 43.95%
Production Values for Hybrid Resources
| Month | Solar | Wind
| 1 | 4.9622 | 3.6496
| 2 | 6.6439 | 4.6694
| 3 | 7.1348 | 5.8383
| 4 | 8.5809 | 8.5922
| 5 | 9.4039 | 9.0855
| 6 | 9.5497 | 8.1037
| 7 | 9.2581 | 7.2342
| 8 | 8.726 | 6.3195
| 9 | 7.8651 | 4.6811
| 10 | 6.8598 | 3.9213
| 11 | 5.6181 | 3.4659
| 12 | 4.0624 | 3.3266
Please refer any questions regarding these tables to:
Elijah Cohen, CPUC, 818-912-0240, elijah.cohen@cpuc.ca.gov