## Instructions
Instructions for Year-ahead Local, Flexible RA and CPE Data Reporting Template
The instructions for the RA Reporting Template spreadsheet consists of the following:
A. Overview
B. Instructions for the Certification Worksheet
C. Instructions for the LSE Allocations Worksheet
D. Instructions for the Local Resources Worksheet
E. Instructions for the Local Compliance Worksheet
F. Instructions for the Flexible Resources Worksheet
G. Instructions for the Flexible Compliance Summary Worksheet
H. Instructions for the CPE Data Collection Worksheet
I. Instructions for Master Resource Database and Template Inputs Worksheet
A. Overview
The Year-ahead Local, Flexible RA and CPE Data Reporting Template is designed to assure that each Load Serving Entity (“LSE”) owns or contracts for sufficient capacity to meet its Local Resource Adequacy (RA) Requirements for 2026-2028 and Flexible RA Requirements for 2026. Each LSE must use this template to submit a Year-ahead 2026 Local & Flexibility RA Filing in the form and schedule described in the 2026 RA Guide. Please consult the RA Filing Guide for more detail regarding 2026 implementation.
The "Local Compliance Summary" and "Flexible Compliance Summary" tabs of the workbook are entirely automated. The LSE is not to fill in any information on these worksheets. Once the LSE has input its allocations and resource information into the supporting "LSE Allocations", "Local Resources" and "Flexible Resources" tabs, the summary tabs will automatically evaluate an LSE’s compliance.
In Decision 24-12-003, the Commission eliminated the non-compensated self-showing option of the Central Procurement Entity (CPE) framework. Pursuant to Ordering Paragraph 4 of D.24-12-003, for LSEs in the Pacific Gas and Electric and Southern California Edison transmission access charge areas, Energy Division is authorized to collect information regarding local RA capacity that is under contract in an LSE’s portfolio. This information will be anonymized and shared with the Central Procurement Entities for use in their annual solicitation and procurement process. Decision 25-06-048 authorized Energy Division to incorporate the CPE data collection with the year-ahead RA compliance filings due on October 31st, 2025. On the "CPE Data Collection" tab LSEs should enter resources that are contracted in Local Areas for the three-year forward period (2027 - 2029), and are encouraged to include contracts dates that extend beyond 2029 to collect more comprehensive information.
Only LSEs with local requirements in the San Diego-IV Local Area should complete the "Local Resources" tab. Additionally, the Central Procurement Entities will use the Local Resources tab to demonstrate compliance with Local RAR for all 12 months of 2026, 2027, and 2028 in the PG&E and SCE’s service areas.
All LSEs should complete the "Flexible Resources" tab to demonstrate compliance with the Flexible RAR for 2026.
All LSEs should use the "CPE Data Collection" tab to report RA resources not shown on supply plans (see instructions below in Section H on Committed RA Capacity). Additionally, LSEs serving load in the PG&E and SCE TAC should complete the CPE Data Collection tab pursuant to the data collection authorized by D.24-12-003.
B. Instructions for the Certification Worksheet
The Certification Sheet is to be completed and signed by an appropriate officer of the company.
RA Compliance Period Covered by this Filing - 2026-2028 Local RA, 2026 Flexible RA, and CPE Data Collection for 2027 - 2029
Title – The title of the person responsible for the accuracy and completeness of the form.
Date – The date the form is completed.
Certifying Representative's Email – E-mail address of the Certifying Representative
Contact Information -- Provide this information to facilitate review of the filing. Energy Division will communicate directly with these contacts regarding questions about the filing.
Telephone - Enter the Telephone number of the contact or back up contact person for this filing
Email - Enter email address of the contact or back up contact person for this filing, as well as the email of the person who is to receive the approval or rejection letter for this filing.
Type of Filing - Whether this is an original filing, a revision, whether procurement was needed, and whether this was a Local RA filing or a System RA filing
Date and Content of Original Confidentiality Declaration that covers this filing - Please indicate the date when the LSE filed a confidentiality declaration that covers this filing, and make explicit reference to which filing it was accompanying.
Commission ruling or order that mandates this filing: In general, Commission Decisions D.05-10-042 and D.06-06-064 order LSEs to submit these filings, so please indicate that here.
C. Instructions for the LSE Allocations Worksheet
The LSE received their LSE specific Local and Flexible RA obligations in a spreadsheet via email with Secure FTP in September 2025. LSEs should copy & paste their allocation values into the "LSE Allocations" tab to populate the existing template. It's critical that values are pasted into the existing reference tables accurately. Embedded formulas reference the LSE Allocation worksheet to populate other parts of the workbook.
For purposes of Local and Flexible RAR, non-IOU LSEs will receive Local and Flexible RA obligations net of CAM and CHP RA benefits. The Local and Flexible RARs are lowered due to their share of RMR, CAM and CHP capacity for which their customers are paying a portion of the cost. For IOUs, the Local and Flexible RA obligations are not net of CAM and CHP resources, instead they will be increased by an amount equal to what is allocated out to the non-IOUs paying a share of the CAM annd CHP resources in their IOU TAC area. IOUs can instead show the whole CAM or CHP resource in their RA filings and count it towards their RAR. (This CAM and CHP accounting process is detailed in the 2026 RA guide.) Demand Response year-ahead allocations are also taken off of the Local RA requirement. For 2026-2028, the LSEs' local RA requirement will be reduced by their proportionate amount of LCR preferred resources and the LSEs' local RA requirement are net of CAM, RMR, and LCR preferred resources. The flexible CAM allocation as a result of CPE CAM procurement is incorporated into the flexible requirement.
No load migration adjustments will be made between the issuance of final 2026 LSE Allocations and the 2026 Final System and Local RA Filing.
D. Instructions for the Local Resources Worksheet
The "Local Resources" tab only needs to be completed by LSEs with Local RAR in the San Diego-IV local area and by the Central Procurement Entities (CPE). The Preliminary and Final Local RAR showings must include all RA units the LSE procures that are designated in the San Diego-IV Local Area or that are on the list of units that were provisionally offered RMR contracts for 2026, 2027 and 2028.
LSE Capacity Contract Identifier - The unique identifier used by the LSE to identify the contract in their own internal bookkeeping. This number is used to track a contract during compliance validation.
Scheduling Resource ID – The CAISO-assigned Scheduling Resource ID for this resource, either aggregate or unit specific. The LSE is to select the appropriate Resource ID from the drop down list . If the Resource ID is not included in the Master Resource Database, LSEs may manually enter a resource identifer. For resources that are not in the MRD, LSEs must also populate the Local Area (column D).
Local Area: This column is automatically prepopulated when the LSE selects the Scheduling Resource ID from the drop down list in Column C. This represents the location of the generator in Local RAR Area from CAISO Local Units list. If a new resource ID is entered that is not in the drop-down list LSEs should populate this column.
CPE Product Type - This column is only for the Central Procurement Entities (CPE). The CPEs may show local resources for 2026, 2027, and 2028 in PG&E and SCE's local areas and indicate if the resource is "Existing CAM", "Self Shown LCR-RCM", or "Procured". LSEs showing local resources in SDG&E's local area for 2026, 2027 and 2028 do not need to use this column.
LSE for Self-Show LCR-RCM - CPE should indicate the LSE ID of the LSE self showing the LCR-RCM resource. LSEs showing local resources in SDG&E's local area for 2026, 2027 and 2028 do not need to use this column.
Capacity Effective Start Date – Please enter the beginning date of the contract or "pairing" arrangement. It is important that LSEs enter a correct start date for the contract so Energy Division can rely on this information. In instances where the supplier has provided the LSE with replacement capacity to fill in for a unit unavailable due to outage, please enter the start date of the replacement arrangement.
Capacity Effective End Date – Please enter the ending date of the contract or "pairing" arrangement. In instances where the supplier has provided the LSE with replacement capacity to fill in for a unit unavailable due to outage, please enter the end date of the replacement arrangement.
Monthly RA Capacity (MW) – Please enter the MW of capacity the LSE has under contract for the appropriate filing month. Units under contract for less than the entire filing month cannot be counted towards the Local RAR. If the unit has monthly NQC values that vary (e.g., as is the case with variable energy resources), enter the August monthly value for all months of the year.
Approving Decision / Resolution / Advice Letter – Applicable to contracts with effective dates in 2027 or 2028. If the contract was approved by a Commission Decision, Resolution, or Advice Letter, enter the appropriate Decision, Resolution, or Advice Letter number here. Energy Division does not require that the LSE submit a copy of the contract with this filing but may contact the LSE with additional questions. If the same Decision, Resolution, or Advice Letter applies to multiple resources, enter the Decision, Resolution, or Advice Letter number for each resource.
Name of Contract File – Applicable to contracts with effective dates in 2027 or 2028. If the contract was not approved by a Commission Decision, Resolution, or Advice Letter, the LSE must provide a copy of the contract with this filing. The LSE may redact price information, if preferred. Enter the file name for the contract, as it was submitted to Energy Division. If the same contract applies to multiple resources, enter the contract file name for each resource.
E. Instructions for the Local Compliance Worksheet
The Local Compliance Summary tab is populated by the "LSE Allocations" and "Local Resources" tabs and consists of the eleven tables described below. As noted above, the Local Compliance Summary is automated, and the LSE is not to enter any information on the tab.
Summary Table 1, Total Claimed Resource Adequacy Capacity in San Diego-IV Local Area (MW)
Table 1 shows the sum of Resource Adequacy Capacity reported for the San Diego-IV Local Area. Resources listed in the "Local Resources" worksheet, located within this Local Area, count towards this requirement. MW values are summed by month, combined with the Local DR and Condition 1 RMR for that area, and compared against the LSE's Local RA obligation for the Local Area. The table then reports whether the LSE has procured sufficient resources to meet reported Local RAR. The August DR value for each Local Area is used for all 12 months consistent with past practice. There are three tables: one for each compliance year 2026, 2027, 2028.
Summary Table 2, Total Claimed Resource Adequacy Capacity in LA Basin Local Area (MW)
Tables 2 through 11 are exclusively used by the Central Procurement Entities. Table 2 shows the sum of Resource Adequacy Capacity reported for the LA Basin Local Area. Resources listed in the "Local Resources" worksheet, located within this Local Area, count towards this requirement. MW values are summed by month, combined with the Local DR and Condition 1 RMR for that area, and compared against the LSE's Local RA obligation for the Local Area. The table then reports whether the LSE has procured sufficient resources to meet reported Local RAR. The August DR value for each Local Area is used for all 12 months consistent with past practice. There are three tables: one for each compliance year 2026, 2027, 2028.
Summary Table 3, Total Claimed Resource Adequacy Capacity in Big Creek/Ventura Local Area (MW)
Summary Table 4, Total Claimed Resource Adequacy Capacity in Bay Area Local Area (MW)
Summary Table 5, Total Claimed Resource Adequacy Capacity in Fresno Local Area (MW)
Summary Table 6, Total Claimed Resource Adequacy Capacity in Sierra Local Area (MW)
Summary Table 7, Total Claimed Resource Adequacy Capacity in Stockton Local Area (MW)
Summary Table 8, Total Claimed Resource Adequacy Capacity in Kern Local Area (MW)
Summary Table 9, Total Claimed Resource Adequacy Capacity in Humboldt Local Area (MW)
Summary Table 10, Total Claimed Resource Adequacy Capacity in NCNB Local Area (MW)
Summary Table 11, Total Claimed Resource Adequacy Capacity in Other PG&E Local Area (MW)
Table 11 shows the sum of Resource Adequacy Capacity reported for the Other PG&E Local Area. Resources listed in the "Local Resources" worksheet located within six disaggregated Local Areas (Fresno, Sierra, Stockton, Kern, Humboldt, NCNB) count towards this total.
F. Instructions for the Flexible Resources Worksheet
Pursuant to D.14-06-050, LSEs are required to make a year-ahead and month ahead showing of flexible capacity for each month of the compliance year. LSEs are to report all of their committed flexible resources to meet the LSE’s allocated flexible capacity requirments. This template is only for the Year-ahead flexible resource showing. For Monthly Ahead Flexible Resource showing please use the Slice of Day Showing template and consult the 2026 RA guide.
A committed flexible resource is a qualified flexible resource under contact to bid in to the ISO markets. The committed flexible resources that an LSE reports will be counted toward meeting their 2026 flexible Requirements. For a list of the Effective Flexible Capacity of Flexible resources please use the EFC list posted on the CPUC compliance website- (https://www.cpuc.ca.gov/industries-and-topics/electrical-energy/electric-power-procurement/resource-adequacy-homepage/resource-adequacy-compliance-materials)
In the year-ahead showing of flexible capacity, LSEs are to demonstrate that they met 90% of the total monthly flexible capacity requirement. An LSE can show a flexible resource as a system RA resource and a local RA resource if it qualifies as either.
LSE Capacity Contract Identifier - The unique identifier used by the LSE to identify the contract in their own internal bookkeeping. This number is used to track a contract during compliance validation.
Scheduling Resource ID – The CAISO-assigned Scheduling Resource ID for this resource, either aggregate or unit specific. The LSE is to select the appropriate Resource ID from the drop down list . If the Resource ID is not included in the Master Resource Database, LSEs may manually enter a resource identifer. For resources that are not in the MRD, LSEs must also populate the Flexible Capacity Category (column D).
Flexible Capacity Category -This column is automatically prepopulated when the LSE selects the Scheduling Resource ID from the drop down list in Column C; LSEs may manually update the column to reflect their contracts. The Flex category of the resource is determined based on the Must-offer contract obligation of the resource. The Flexible Capacity Categories table below summarizes the must off obligations and the categroy limits for compliance.
Capacity Effective Start Date – Please enter the beginning date of the contract or "pairing" arrangement. It is important that LSEs enter a correct start date for the contract so Energy Division can rely on this information. In instances where the supplier has provided the LSE with replacement capacity to fill in for a unit unavailable due to outage, please enter the start date of the replacement arrangement.
Capacity Effective End Date – Please enter the ending date of the contract or "pairing" arrangement. In instances where the supplier has provided the LSE with replacement capacity to fill in for a unit unavailable due to outage, please enter the end date of the replacement arrangement.
Monthly RA Capacity (MW) – Please list the amount, in MW, of committed flexible capacity the LSE has contrated for each month of the 2026 compliance year.
Flexible Capacity Categories Summary
G. Instructions for the Flexible Compliance Summary Worksheet
Table 12 shows the sum of Flexible RA Capacity reported for the compliance year. LSEs do not need to enter any information on this worksheet. Resources are tabulated from the "Flexible Resources" worksheet by month. The table calculates the sum of committed flexible resource (MW) for each month and compares those values to 90% of the total monthly Requirements. The table then reports whether the LSE has procured sufficient resources to meet the year ahead Flexible Requirement. Starting 2023, LSEs will receive flexible CAM credits as a result of the CPE CAM procurement.
Table 13 shows the monthly Flexible RA requirement broken down into Flex categories and serves as informational-only data for LSEs. It compares monthly category requirements to how much flexible capacity is claimed on "Flexible Resources" worksheet. Table 13 provides a monthly status of where the LSE is in relation to meeting their Month Ahead flexible RA requirement for each month of the coming year. This is an advisiory table and only uses year ahead data to calculate what monthly flexible requirements would be. Starting in 2023, LSEs receive flexible CAM credits as a result of the CPE CAM procurement.
H. Instructions for the CPE Data Collection Worksheet
In Decision 24-12-003, the Commission eliminated the non-compensated self-showing option of the Central Procurement Entity (CPE) framework. Pursuant to Ordering Paragraph 4 of D.24-12-003, for LSEs in the Pacific Gas and Electric and Southern California Edison transmission access charge areas, Energy Division is authorized to collect information regarding local RA capacity that is under contract in an LSE’s portfolio. Energy Division will aggregate and anonymize the information and provide the data to the CPEs for use in their annual solicitation and procurement process. Decision 25-06-048 authorized the Energy Division to incorporate the CPE data collection with the year-ahead RA compliance filings due on October 31st, 2025.
On the "CPE Data Collection" worksheet LSEs should enter resources that are contracted in Local Areas (Bay Area, Big Creek-Ventura, Fresno, Humboldt, Kern, LA Basin, North Coast / North Bay, Sierra, Stockton) for the three-year forward period (i.e., all resources under contract during the 2027 - 2029 period), and are encouraged to include contracts dates that extend beyond 2029 to collect more comprehensive information.
LSE Capacity Contract Identifier - The unique identifier used by the LSE to identify the contract in their own internal bookkeeping.
Scheduling Resource ID – The CAISO-assigned Scheduling Resource ID for this resource, either aggregate or unit specific. The LSE is to select the appropriate Resource ID from the drop down list . If the Resource ID is not included in the Master Resource Database, LSEs may manually enter a resource identifer. For resources that are not in the MRD, LSEs must also populate the Local Area and Resource Type (columns E & G).
Committed RA Capacity: Please select "Yes" if the resource is shown on a CAISO supply plan or "No" if the resource not shown on a CAISO supply plan. In accordance with D.10-06-036, each LSE shall submit a list of all local resources it controls (via ownership or contact) that are not listed as RA resources and committed to the CAISO in their year-ahead local filing. The additional local resource list shall be sent to the CPUC, CAISO, and the CEC. LSEs may commit resources from their additional local resource list as RA resources in order to meet residual collective local deficiencies identified by CAISO. Previous versions of Energy Division's Local & Flexible Reporting Template (including the 2025 version) included a worksheet for "Additional Local Resources" for LSEs to report resources to satisify the requirements of D.10-06-036; the Committed RA Capacity column replaces Energy Division's previous worksheet for reporting local RA resources that are not shown on supply plans.
Local Area: This column is automatically prepopulated when the LSE selects the Scheduling Resource ID from the drop down list in Column C. This represents the location of the generator in Local RAR Area from CAISO Local Units list. If a new resource ID is entered that is not in the drop-down list LSEs should populate this column.
Sub-local Area: This column is automatically prepopulated when the LSE selects the Scheduling Resource ID from the drop down list in Column C. This represents the sub-local area of the generator. If a new resource ID is entered that is not in the drop-down list LSEs should populate this column.
Resource Type: This column is automatically prepopulated when the LSE selects the Scheduling Resource ID from the drop down list in Column C. This represents the resource type of the generator. If a new resource ID is entered that is not in the drop-down list LSEs should populate this column.
Capacity Effective Start Date – Please enter contract start date in the following format: month / day / year format, e.g. 1/1/2027
Capacity Effective End Date – Please enter contract end date in the following format: month / day / year format, e.g. 12/31/2029
Monthly Capacity (MW) – Enter the Monthly Net Qualifying Capacity (NQC) under contract for the specified contract period. If entering an under construction resource please provide the expected NQC that is under contract. Months where no NQC is contracted can be left blank or a 0 may be entered.
I. Instructions for Master Resource Database and Template Inputs Worksheet
Master Resource Database
The information to populate the Scheduling Resource ID, Flexible Category, and Local Area fields throughout the workbook are taken from the Master Resource Database (MRD). LSEs do not need to enter information on the Master Resource Database worksheet.
The final Year-Ahead Local and Flexible RA Reporting Template will use the 2026 Final CAISO Net Qualifying Capacity (NQC) list published on the CPUC website at: https://www.cpuc.ca.gov/industries-and-topics/electrical-energy/electric-power-procurement/resource-adequacy-homepage/resource-adequacy-compliance-materials.
To show resources that aren't included in the MRD (e.g., under construction resources) LSEs may manually enter a resource indentifier in the Scheduling Resource ID column of the Local, Flexible, or CPE worksheets.
Template Inputs
The Template Inputs worksheet includes data that is used by Energy Division to populate fields throughout the workbook. LSEs do not need to enter information on this worksheet.

## Certification
Worksheet A. CERTIFICATION FORM
RA Compliance Period covered by this Filing: | 2026 Year-Ahead Local, Flexible RA and CPE Data Reporting Template
Name of Load Serving Entity (LSE):
Energy Service Provider Registration Number (if applicable):
Date of Filing
Scheduling Coordinator:
Certification of Information:
Consistent with Rules 1 and 2.4 of the CPUC's Rules of Practice and
Procedure, this resource adequacy compliance filing
has been verified by an officer of the corporation, who
shall expressly certify, under penalty of perjury, the following:
1. I have responsibility for the activities reflected in this filing;
2. I have reviewed, or have caused to be reviewed, this compliance filing;
3. Based on my knowledge, information, or belief, this filing does not contain any untrue statement of a material fact or omit to state a material fact necessary to make the statements made;
4. Based on my knowledge, information, or belief, this [filing] contains all of the information required to be provided by CPUC orders, rules, and regulations.
Certified By Authorized LSE Representative (Name):
Title:
Certifying Representative's E-mail:
Date:
Signature (sign the hard copy of filing):
Contact Person for Questions about this Filing
Name:
Title:
Address:
Address 2:
City:
State:
Zip:
Telephone:
Email
Email address to receive approval or rejection letter:
Back-Up Contact Person for Questions about this Filing (Optional):
Name:
Title:
Telephone:
Email:
Please check the boxes below as appropriate
Filing type: __Month Ahead __Year Ahead __Revisions w/o extra procurement __Revisions w/extra procurement: __Local __System
Date and content of original Confidentiality Declaration that covers this filing:______________________ | Commission Ruling or Decision that requires this filing:

## LSE Allocations
Table 1: Results of Energy Commission Review and Adjustment to the 2026 Year-Ahead Load Forecast
CONFIDENTIAL
Peak Demand for Month of Calendar 2016 (MW)
| Element | Service Area | 2026-01-01 | 2026-02-01 | 2026-03-01 | 2026-04-01 | 2026-05-01 | 2026-06-01 | 2026-07-01 | 2026-08-01 | 2026-09-01 | 2026-10-01 | 2026-11-01 | 2026-12-01
|  |  | 1 | 2 | 3 | 4 | 5 | 6 | 7 | 8 | 9 | 10 | 11 | 12
1 | Submitted LSE Forecast (Metered Load + T&D Losses + UFE) | SCE
SDGE
PGE
Total
2 | Coincidence Adjustment | SCE
SDGE
PGE
3 | Coincident Peak Demand | SCE
SDGE
PGE
| CEC Coincident Peak Estimate for Comparison | SCE
SDGE
PGE
4 | CEC Adjustment for Plausibility/Migrating load | SCE
SDGE
PGE
5 | EE/DG/DR Adjustment | SCE
SDGE
PGE
6 | Pro rata adjustment to match CEC forecast within 1% | SCE
SDGE
PGE
7 | Final Load Forecast for RA Compliance | SCE
SDGE
PG&E
Total
| Table 2 - 2026-2028 Demand Response Allocations (MW) | Table 2: 2016 Demand Response Resources Calpine PowerAmerica-CA, L.L.C. (1362)
|  |  | 2026-01-01 | 2026-02-01 | 2026-03-01 | 2026-04-01 | 2026-05-01 | 2026-06-01 | 2026-07-01 | 2026-08-01 | 2026-09-01 | 2026-10-01 | 2026-11-01 | 2026-12-01
SCE Service Area
LA Basin
Big Creek-Ventura
SCE Non-LCR
TOTAL
SDG&E Service Area
San Diego-IV
TOTAL
PG&E Service Area
Bay Area
Fresno
Sierra
Stockton
Kern
Humboldt
NCNB
PGE Non-LCR
TOTAL
TOTAL DEMAND RESPONSE RESOURCES
|  |  | 2027-08-01 | 2028-08-01
SCE Service Area
LA Basin
Big Creek-Ventura
SCE Non-LCR
TOTAL
SDG&E Service Area
San Diego-IV
TOTAL
PG&E Service Area
Bay Area
Fresno
Sierra
Stockton
Kern
Humboldt
NCNB
PGE Non-LCR
TOTAL
TOTAL DEMAND RESPONSE RESOURCES
| Table 3 - 2026-2028 Local RA Allocations (MW) | Table 3 - Other Allocations (MW)
|  |  | 2026 |  |  | 2027 |  |  | 2028
|  |  | Local Area | Local RA obligation |  | Local Area | Local RA obligation |  | Local Area | Local RA obligation
|  | 1 | 2026-01-01: LA Basin; 2026-03-01: 1; 2026-04-01: LA Basin; 2026-06-01: 1; 2026-07-01: LA Basin
|  | 2 | 2026-01-01: Big Creek-Ventura; 2026-03-01: 2; 2026-04-01: Big Creek-Ventura; 2026-06-01: 2; 2026-07-01: Big Creek-Ventura
|  | 3 | 2026-01-01: San Diego-IV; 2026-03-01: 3; 2026-04-01: San Diego-IV; 2026-06-01: 3; 2026-07-01: San Diego-IV
|  | 4 | 2026-01-01: Bay Area; 2026-03-01: 4; 2026-04-01: Bay Area; 2026-06-01: 4; 2026-07-01: Bay Area
|  | 5 | 2026-01-01: Fresno; 2026-03-01: 5; 2026-04-01: Fresno; 2026-06-01: 5; 2026-07-01: Fresno
|  | 6 | 2026-01-01: Sierra; 2026-03-01: 6; 2026-04-01: Sierra; 2026-06-01: 6; 2026-07-01: Sierra
|  | 7 | 2026-01-01: Stockton; 2026-03-01: 7; 2026-04-01: Stockton; 2026-06-01: 7; 2026-07-01: Stockton
|  | 8 | 2026-01-01: Kern; 2026-03-01: 8; 2026-04-01: Kern; 2026-06-01: 8; 2026-07-01: Kern
|  | 9 | 2026-01-01: Humboldt; 2026-03-01: 9; 2026-04-01: Humboldt; 2026-06-01: 9; 2026-07-01: Humboldt
|  | 10 | 2026-01-01: NCNB; 2026-03-01: 10; 2026-04-01: NCNB; 2026-06-01: 10; 2026-07-01: NCNB
| Table 4 - Peak Demand Adjustments to account for load migration in 2026 (MW) (please see instructions) | Table 4: Peak Demand Adjustments to account for Load Migration during 2016 (MW) - please see instructions
|  | Month | 2026-01-01 | 2026-02-01 | 2026-03-01 | 2026-04-01 | 2026-05-01 | 2026-06-01 | 2026-07-01 | 2026-08-01 | 2026-09-01 | 2026-10-01 | 2026-11-01 | 2026-12-01
SCE
SDGE
PGE
|  | Total | 0 | 0 | 0 | 0 | 0 | 0 | 0 | 0 | 0 | 0 | 0 | 0
| Table 5 - Incremental 2026 Local Area LCR allocations (MW) | Table 5- Incremental Local Area LCR Allocations (MW)
Local Area - incremental - Please consult instructions
LA Basin
Big Creek-Ventura
San Diego-IV
Bay Area
Fresno
Sierra
Stockton
Kern
Humboldt
NCNB
| Table 6 - Monthly Flexible Capacity Requirements (MW) | Table 6- Monthly Flexible Capacity Requirements (MW)
|  | Month | 2026-01-01 | 2026-02-01 | 2026-03-01 | 2026-04-01 | 2026-05-01 | 2026-06-01 | 2026-07-01 | 2026-08-01 | 2026-09-01 | 2026-10-01 | 2026-11-01 | 2026-12-01
Category 1
Category 2
Category 3
Totals
Table 7 - Incremental Flexible Capacity Requirements (MW)
|  | Month | 2026-01-01 | 2026-02-01 | 2026-03-01 | 2026-04-01 | 2026-05-01 | 2026-06-01 | 2026-07-01 | 2026-08-01 | 2026-09-01 | 2026-10-01 | 2026-11-01 | 2026-12-01
Category 1 | bar: 2026-07-01 to 2026-12-01
Category 2 | bar: 2026-07-01 to 2026-12-01
Category 3 | bar: 2026-07-01 to 2026-12-01
|  | Totals | 2026-07-01: 0; 2026-08-01: 0; 2026-09-01: 0; 2026-10-01: 0; 2026-11-01: 0; 2026-12-01: 0
Table 8 - Year Ahead CAM and RMR values (MW)
|  | Month | 2026-01-01 | 2026-02-01 | 2026-03-01 | 2026-04-01 | 2026-05-01 | 2026-06-01 | 2026-07-01 | 2026-08-01 | 2026-09-01 | 2026-10-01 | 2026-11-01 | 2026-12-01
SP26 CAM Capacity
NP26 CAM Capacity
NP26 Condition 2 RMR
SP26 RMR
System RMR
NP26 IRP
SP26 IRP
Table 9 - Month Ahead CAM and RMR values (MW)
|  | Month | 2026-01-01 | 2026-02-01 | 2026-03-01 | 2026-04-01 | 2026-05-01 | 2026-06-01 | 2026-07-01 | 2026-08-01 | 2026-09-01 | 2026-10-01 | 2026-11-01 | 2026-12-01
SP26 CAM Capacity
NP26 CAM Capacity
NP26 Condition 2 RMR
SP26 RMR
System RMR
PGE CPM Credit
SCE CPM Credit
SDGE CPM Credit
NP26 IRP
SP26 IRP
Table 10 - CPE System CAM values (MW)
|  | Month | 2026-01-01 | 2026-02-01 | 2026-03-01 | 2026-04-01 | 2026-05-01 | 2026-06-01 | 2026-07-01 | 2026-08-01 | 2026-09-01 | 2026-10-01 | 2026-11-01 | 2026-12-01
SP26 CAM Capacity
NP26 CAM Capacity

## Local Resources
LOCAL RESOURCES | [7 empty] | 2026 - 2028 Local Capacity (MW)
| LSE Capacity Contract Identifier | Scheduling Resource ID | Local Area | CPE Product Type | LSE for Self-Show LCR-RCM | Capacity Effective Start Date (mm/dd/yyyy) | Capacity Effective End Date (mm/dd/yyyy) | January | February | March | April | May | June | July | August | September | October | November | December | Approving Decision / Resolution / Advice Letter (if applicable) | Name of Contract File (if applicable)

## Local Compliance Summary
LOCAL RAR SUMMARY
| 2026 |  |  |  | 2027 |  |  |  | 2028
| San Diego-IV |  |  |  | San Diego-IV |  |  |  | San Diego-IV
| Summary Table 1 Local RAR for San Diego-IV Local Area (MW) |  |  |  | Summary Table 1 Local RAR for San Diego-IV Local Area (MW) |  |  |  | Summary Table 1 Local RAR for San Diego-IV Local Area (MW)
| Month | Total Procurement in San Diego-IV Local Area (Includes DR) | San Diego-IV Local RAR -RMR and CAM | Compliance Status: 'Compliant' when San Diego-IV Local RAR (net of RMR & CAM allocations) is less than Monthly Total Procurement in that Area | Month | Total Procurement in San Diego-IV Local Area (Includes DR) | San Diego-IV Local RAR -RMR and CAM | Compliance Status: 'Compliant' when San Diego-IV Local RAR (net of RMR & CAM allocations) is less than Monthly Total Procurement in that Area | Month | Total Procurement in San Diego-IV Local Area (Includes DR) | San Diego-IV Local RAR -RMR and CAM | Compliance Status: 'Compliant' when San Diego-IV Local RAR (net of RMR & CAM allocations) is less than Monthly Total Procurement in that Area
| 2026-01-01 | 0 | 0 | Compliant | 2027-01-01 | 0 | 0 | Compliant | 2028-01-01 | 0 | 0 | Compliant
| 2026-02-01 | 0 |  | Compliant | 2027-02-01 | 0 |  | Compliant | 2028-02-01 | 0 |  | Compliant
| 2026-03-01 | 0 |  | Compliant | 2027-03-01 | 0 |  | Compliant | 2028-03-01 | 0 |  | Compliant
| 2026-04-01 | 0 |  | Compliant | 2027-04-01 | 0 |  | Compliant | 2028-04-01 | 0 |  | Compliant
| 2026-05-01 | 0 |  | Compliant | 2027-05-01 | 0 |  | Compliant | 2028-05-01 | 0 |  | Compliant
| 2026-06-01 | 0 |  | Compliant | 2027-06-01 | 0 |  | Compliant | 2028-06-01 | 0 |  | Compliant
| 2026-07-01 | 0 |  | Compliant | 2027-07-01 | 0 |  | Compliant | 2028-07-01 | 0 |  | Compliant
| 2026-08-01 | 0 |  | Compliant | 2027-08-01 | 0 |  | Compliant | 2028-08-01 | 0 |  | Compliant
| 2026-09-01 | 0 |  | Compliant | 2027-09-01 | 0 |  | Compliant | 2028-09-01 | 0 |  | Compliant
| 2026-10-01 | 0 |  | Compliant | 2027-10-01 | 0 |  | Compliant | 2028-10-01 | 0 |  | Compliant
| 2026-11-01 | 0 |  | Compliant | 2027-11-01 | 0 |  | Compliant | 2028-11-01 | 0 |  | Compliant
| 2026-12-01 | 0 |  | Compliant | 2027-12-01 | 0 |  | Compliant | 2028-12-01 | 0 |  | Compliant
Summary Tables Below for Central Procurement Entities (CPE) Only
| Summary Tables for CPE |  |  |  | Summary Tables for CPE |  |  |  | Summary Tables for CPE
| LA Basin |  |  |  | LA Basin |  |  |  | LA Basin
| Summary Table 2 Local RAR for LA Basin Local Area (MW) |  |  |  | Summary Table 2 Local RAR for LA Basin Local Area (MW) |  |  |  | Summary Table 2 Local RAR for LA Basin Local Area (MW)
| Month | Total Procurement in LA Basin Local Area (Includes DR) | LA Basin Local RA - RMR and CAM | Compliance Status: 'Compliant' when LA Basin Local RAR (net of RMR & CAM allocations) is less than Monthly Total Procurement in that Area | Month | Total Procurement in LA Basin Local Area (Includes DR) | LA Basin Local RA - RMR and CAM | Compliance Status: 'Compliant' when LA Basin Local RAR (net of RMR & CAM allocations) is less than Monthly Total Procurement in that Area | Month | Total Procurement in LA Basin Local Area (Includes DR) | LA Basin Local RA - RMR and CAM | Compliance Status: 'Compliant' when LA Basin Local RAR (net of RMR & CAM allocations) is less than Monthly Total Procurement in that Area
| 2026-01-01 | 0 | 0 | Compliant | 2027-01-01 | 0 | 0 | Compliant | 2028-01-01 | 0 | 0 | Compliant
| 2026-02-01 | 0 |  | Compliant | 2027-02-01 | 0 |  | Compliant | 2028-02-01 | 0 |  | Compliant
| 2026-03-01 | 0 |  | Compliant | 2027-03-01 | 0 |  | Compliant | 2028-03-01 | 0 |  | Compliant
| 2026-04-01 | 0 |  | Compliant | 2027-04-01 | 0 |  | Compliant | 2028-04-01 | 0 |  | Compliant
| 2026-05-01 | 0 |  | Compliant | 2027-05-01 | 0 |  | Compliant | 2028-05-01 | 0 |  | Compliant
| 2026-06-01 | 0 |  | Compliant | 2027-06-01 | 0 |  | Compliant | 2028-06-01 | 0 |  | Compliant
| 2026-07-01 | 0 |  | Compliant | 2027-07-01 | 0 |  | Compliant | 2028-07-01 | 0 |  | Compliant
| 2026-08-01 | 0 |  | Compliant | 2027-08-01 | 0 |  | Compliant | 2028-08-01 | 0 |  | Compliant
| 2026-09-01 | 0 |  | Compliant | 2027-09-01 | 0 |  | Compliant | 2028-09-01 | 0 |  | Compliant
| 2026-10-01 | 0 |  | Compliant | 2027-10-01 | 0 |  | Compliant | 2028-10-01 | 0 |  | Compliant
| 2026-11-01 | 0 |  | Compliant | 2027-11-01 | 0 |  | Compliant | 2028-11-01 | 0 |  | Compliant
| 2026-12-01 | 0 |  | Compliant | 2027-12-01 | 0 |  | Compliant | 2028-12-01 | 0 |  | Compliant
| Big Creek-Ventura |  |  |  | Big Creek-Ventura |  |  |  | Big Creek-Ventura
| Summary Table 3 Local RAR for Big Creek-Ventura Local Area (MW) |  |  |  | Summary Table 3 Local RAR for Big Creek-Ventura Local Area (MW) |  |  |  | Summary Table 3 Local RAR for Big Creek-Ventura Local Area (MW)
| Month | Total Procurement in Big Creek-Ventura Local Area (Includes DR) | Big Creek-Ventura Local RAR -RMR and CAM | Compliance Status: 'Compliant' when Big Creek-Ventura Local RAR (net of RMR & CAM allocations) is less than Monthly Total Procurement in that Area | Month | Total Procurement in Big Creek-Ventura Local Area (Includes DR) | Big Creek-Ventura Local RAR -RMR and CAM | Compliance Status: 'Compliant' when Big Creek-Ventura Local RAR (net of RMR & CAM allocations) is less than Monthly Total Procurement in that Area | Month | Total Procurement in Big Creek-Ventura Local Area (Includes DR) | Big Creek-Ventura Local RAR -RMR and CAM | Compliance Status: 'Compliant' when Big Creek-Ventura Local RAR (net of RMR & CAM allocations) is less than Monthly Total Procurement in that Area
| 2026-01-01 | 0 | 0 | Compliant | 2027-01-01 | 0 | 0 | Compliant | 2028-01-01 | 0 | 0 | Compliant
| 2026-02-01 | 0 |  | Compliant | 2027-02-01 | 0 |  | Compliant | 2028-02-01 | 0 |  | Compliant
| 2026-03-01 | 0 |  | Compliant | 2027-03-01 | 0 |  | Compliant | 2028-03-01 | 0 |  | Compliant
| 2026-04-01 | 0 |  | Compliant | 2027-04-01 | 0 |  | Compliant | 2028-04-01 | 0 |  | Compliant
| 2026-05-01 | 0 |  | Compliant | 2027-05-01 | 0 |  | Compliant | 2028-05-01 | 0 |  | Compliant
| 2026-06-01 | 0 |  | Compliant | 2027-06-01 | 0 |  | Compliant | 2028-06-01 | 0 |  | Compliant
| 2026-07-01 | 0 |  | Compliant | 2027-07-01 | 0 |  | Compliant | 2028-07-01 | 0 |  | Compliant
| 2026-08-01 | 0 |  | Compliant | 2027-08-01 | 0 |  | Compliant | 2028-08-01 | 0 |  | Compliant
| 2026-09-01 | 0 |  | Compliant | 2027-09-01 | 0 |  | Compliant | 2028-09-01 | 0 |  | Compliant
| 2026-10-01 | 0 |  | Compliant | 2027-10-01 | 0 |  | Compliant | 2028-10-01 | 0 |  | Compliant
| 2026-11-01 | 0 |  | Compliant | 2027-11-01 | 0 |  | Compliant | 2028-11-01 | 0 |  | Compliant
| 2026-12-01 | 0 |  | Compliant | 2027-12-01 | 0 |  | Compliant | 2028-12-01 | 0 |  | Compliant
| Bay Area |  |  |  | Bay Area |  |  |  | Bay Area
| Summary Table 4 Local RAR for Bay Area Local Area (MW) |  |  |  | Summary Table 4 Local RAR for Bay Area Local Area (MW) |  |  |  | Summary Table 4 Local RAR for Bay Area Local Area (MW)
| Month | Total Procurement in Bay Area Local Area (Includes DR) | Bay Area Local RAR -RMR and CAM | Compliance Status: 'Compliant' when Bay Area Local RAR (net of RMR & CAM allocations) is less than Monthly Total Procurement in that Area | Month | Total Procurement in Bay Area Local Area (Includes DR) | Bay Area Local RAR -RMR and CAM | Compliance Status: 'Compliant' when Bay Area Local RAR (net of RMR & CAM allocations) is less than Monthly Total Procurement in that Area | Month | Total Procurement in Bay Area Local Area (Includes DR) | Bay Area Local RAR -RMR and CAM | Compliance Status: 'Compliant' when Bay Area Local RAR (net of RMR & CAM allocations) is less than Monthly Total Procurement in that Area
| 2026-01-01 | 0 | 0 | Compliant | 2027-01-01 | 0 | 0 | Compliant | 2028-01-01 | 0 | 0 | Compliant
| 2026-02-01 | 0 |  | Compliant | 2027-02-01 | 0 |  | Compliant | 2028-02-01 | 0 |  | Compliant
| 2026-03-01 | 0 |  | Compliant | 2027-03-01 | 0 |  | Compliant | 2028-03-01 | 0 |  | Compliant
| 2026-04-01 | 0 |  | Compliant | 2027-04-01 | 0 |  | Compliant | 2028-04-01 | 0 |  | Compliant
| 2026-05-01 | 0 |  | Compliant | 2027-05-01 | 0 |  | Compliant | 2028-05-01 | 0 |  | Compliant
| 2026-06-01 | 0 |  | Compliant | 2027-06-01 | 0 |  | Compliant | 2028-06-01 | 0 |  | Compliant
| 2026-07-01 | 0 |  | Compliant | 2027-07-01 | 0 |  | Compliant | 2028-07-01 | 0 |  | Compliant
| 2026-08-01 | 0 |  | Compliant | 2027-08-01 | 0 |  | Compliant | 2028-08-01 | 0 |  | Compliant
| 2026-09-01 | 0 |  | Compliant | 2027-09-01 | 0 |  | Compliant | 2028-09-01 | 0 |  | Compliant
| 2026-10-01 | 0 |  | Compliant | 2027-10-01 | 0 |  | Compliant | 2028-10-01 | 0 |  | Compliant
| 2026-11-01 | 0 |  | Compliant | 2027-11-01 | 0 |  | Compliant | 2028-11-01 | 0 |  | Compliant
| 2026-12-01 | 0 |  | Compliant | 2027-12-01 | 0 |  | Compliant | 2028-12-01 | 0 |  | Compliant
| Fresno |  |  |  | Fresno |  |  |  | Fresno
| Summary Table 5 Local RAR for Fresno Local Area (MW) |  |  |  | Summary Table 5 Local RAR for Fresno Local Area (MW) |  |  |  | Summary Table 5 Local RAR for Fresno Local Area (MW)
| Month | Total Procurement in Fresno Local Area (Includes DR) | Fresno Local RAR -RMR and CAM | Compliance Status: 'Compliant' when Fresno Local RAR (net of RMR & CAM allocations) is less than Monthly Total Procurement in that Area | Month | Total Procurement in Fresno Local Area (Includes DR) | Fresno Local RAR -RMR and CAM | Compliance Status: 'Compliant' when Fresno Local RAR (net of RMR & CAM allocations) is less than Monthly Total Procurement in that Area | Month | Total Procurement in Fresno Local Area (Includes DR) | Fresno Local RAR -RMR and CAM | Compliance Status: 'Compliant' when Fresno Local RAR (net of RMR & CAM allocations) is less than Monthly Total Procurement in that Area
| 2026-01-01 | 0 | 0 | Compliant | 2027-01-01 | 0 | 0 | Compliant | 2028-01-01 | 0 | 0 | Compliant
| 2026-02-01 | 0 |  | Compliant | 2027-02-01 | 0 |  | Compliant | 2028-02-01 | 0 |  | Compliant
| 2026-03-01 | 0 |  | Compliant | 2027-03-01 | 0 |  | Compliant | 2028-03-01 | 0 |  | Compliant
| 2026-04-01 | 0 |  | Compliant | 2027-04-01 | 0 |  | Compliant | 2028-04-01 | 0 |  | Compliant
| 2026-05-01 | 0 |  | Compliant | 2027-05-01 | 0 |  | Compliant | 2028-05-01 | 0 |  | Compliant
| 2026-06-01 | 0 |  | Compliant | 2027-06-01 | 0 |  | Compliant | 2028-06-01 | 0 |  | Compliant
| 2026-07-01 | 0 |  | Compliant | 2027-07-01 | 0 |  | Compliant | 2028-07-01 | 0 |  | Compliant
| 2026-08-01 | 0 |  | Compliant | 2027-08-01 | 0 |  | Compliant | 2028-08-01 | 0 |  | Compliant
| 2026-09-01 | 0 |  | Compliant | 2027-09-01 | 0 |  | Compliant | 2028-09-01 | 0 |  | Compliant
| 2026-10-01 | 0 |  | Compliant | 2027-10-01 | 0 |  | Compliant | 2028-10-01 | 0 |  | Compliant
| 2026-11-01 | 0 |  | Compliant | 2027-11-01 | 0 |  | Compliant | 2028-11-01 | 0 |  | Compliant
| 2026-12-01 | 0 |  | Compliant | 2027-12-01 | 0 |  | Compliant | 2028-12-01 | 0 |  | Compliant
| Sierra |  |  |  | Sierra |  |  |  | Sierra
| Summary Table 6 Local RAR for Sierra Local Area (MW) |  |  |  | Summary Table 6 Local RAR for Sierra Local Area (MW) |  |  |  | Summary Table 6 Local RAR for Sierra Local Area (MW)
| Month | Total Procurement in Sierra Local Area (Includes DR) | Sierra Local RAR -RMR and CAM | Compliance Status: 'Compliant' when Sierra Local RAR (net of RMR & CAM allocations) is less than Monthly Total Procurement in that Area | Month | Total Procurement in Sierra Local Area (Includes DR) | Sierra Local RAR -RMR and CAM | Compliance Status: 'Compliant' when Sierra Local RAR (net of RMR & CAM allocations) is less than Monthly Total Procurement in that Area | Month | Total Procurement in Sierra Local Area (Includes DR) | Sierra Local RAR -RMR and CAM | Compliance Status: 'Compliant' when Sierra Local RAR (net of RMR & CAM allocations) is less than Monthly Total Procurement in that Area
| 2026-01-01 | 0 | 0 | Compliant | 2027-01-01 | 0 | 0 | Compliant | 2028-01-01 | 0 | 0 | Compliant
| 2026-02-01 | 0 |  | Compliant | 2027-02-01 | 0 |  | Compliant | 2028-02-01 | 0 |  | Compliant
| 2026-03-01 | 0 |  | Compliant | 2027-03-01 | 0 |  | Compliant | 2028-03-01 | 0 |  | Compliant
| 2026-04-01 | 0 |  | Compliant | 2027-04-01 | 0 |  | Compliant | 2028-04-01 | 0 |  | Compliant
| 2026-05-01 | 0 |  | Compliant | 2027-05-01 | 0 |  | Compliant | 2028-05-01 | 0 |  | Compliant
| 2026-06-01 | 0 |  | Compliant | 2027-06-01 | 0 |  | Compliant | 2028-06-01 | 0 |  | Compliant
| 2026-07-01 | 0 |  | Compliant | 2027-07-01 | 0 |  | Compliant | 2028-07-01 | 0 |  | Compliant
| 2026-08-01 | 0 |  | Compliant | 2027-08-01 | 0 |  | Compliant | 2028-08-01 | 0 |  | Compliant
| 2026-09-01 | 0 |  | Compliant | 2027-09-01 | 0 |  | Compliant | 2028-09-01 | 0 |  | Compliant
| 2026-10-01 | 0 |  | Compliant | 2027-10-01 | 0 |  | Compliant | 2028-10-01 | 0 |  | Compliant
| 2026-11-01 | 0 |  | Compliant | 2027-11-01 | 0 |  | Compliant | 2028-11-01 | 0 |  | Compliant
| 2026-12-01 | 0 |  | Compliant | 2027-12-01 | 0 |  | Compliant | 2028-12-01 | 0 |  | Compliant
| Stockton |  |  |  | Stockton |  |  |  | Stockton
| Summary Table 7 Local RAR for Stockton Local Area (MW) |  |  |  | Summary Table 7 Local RAR for Stockton Local Area (MW) |  |  |  | Summary Table 7 Local RAR for Stockton Local Area (MW)
| Month | Total Procurement in Stockton Local Area (Includes DR) | Stockton Local RAR -RMR and CAM | Compliance Status: 'Compliant' when Stockton Local RAR (net of RMR & CAM allocations) is less than Monthly Total Procurement in that Area | Month | Total Procurement in Stockton Local Area (Includes DR) | Stockton Local RAR -RMR and CAM | Compliance Status: 'Compliant' when Stockton Local RAR (net of RMR & CAM allocations) is less than Monthly Total Procurement in that Area | Month | Total Procurement in Stockton Local Area (Includes DR) | Stockton Local RAR -RMR and CAM | Compliance Status: 'Compliant' when Stockton Local RAR (net of RMR & CAM allocations) is less than Monthly Total Procurement in that Area
| 2026-01-01 | 0 | 0 | Compliant | 2027-01-01 | 0 | 0 | Compliant | 2028-01-01 | 0 | 0 | Compliant
| 2026-02-01 | 0 |  | Compliant | 2027-02-01 | 0 |  | Compliant | 2028-02-01 | 0 |  | Compliant
| 2026-03-01 | 0 |  | Compliant | 2027-03-01 | 0 |  | Compliant | 2028-03-01 | 0 |  | Compliant
| 2026-04-01 | 0 |  | Compliant | 2027-04-01 | 0 |  | Compliant | 2028-04-01 | 0 |  | Compliant
| 2026-05-01 | 0 |  | Compliant | 2027-05-01 | 0 |  | Compliant | 2028-05-01 | 0 |  | Compliant
| 2026-06-01 | 0 |  | Compliant | 2027-06-01 | 0 |  | Compliant | 2028-06-01 | 0 |  | Compliant
| 2026-07-01 | 0 |  | Compliant | 2027-07-01 | 0 |  | Compliant | 2028-07-01 | 0 |  | Compliant
| 2026-08-01 | 0 |  | Compliant | 2027-08-01 | 0 |  | Compliant | 2028-08-01 | 0 |  | Compliant
| 2026-09-01 | 0 |  | Compliant | 2027-09-01 | 0 |  | Compliant | 2028-09-01 | 0 |  | Compliant
| 2026-10-01 | 0 |  | Compliant | 2027-10-01 | 0 |  | Compliant | 2028-10-01 | 0 |  | Compliant
| 2026-11-01 | 0 |  | Compliant | 2027-11-01 | 0 |  | Compliant | 2028-11-01 | 0 |  | Compliant
| 2026-12-01 | 0 |  | Compliant | 2027-12-01 | 0 |  | Compliant | 2028-12-01 | 0 |  | Compliant
| Kern |  |  |  | Kern |  |  |  | Kern
| Summary Table 8 Local RAR for Kern Local Area (MW) |  |  |  | Summary Table 8 Local RAR for Kern Local Area (MW) |  |  |  | Summary Table 8 Local RAR for Kern Local Area (MW)
| Month | Total Procurement in Kern Local Area (Includes DR) | Kern Local RAR -RMR and CAM | Compliance Status: 'Compliant' when Kern Local RAR (net of RMR & CAM allocations) is less than Monthly Total Procurement in that Area | Month | Total Procurement in Kern Local Area (Includes DR) | Kern Local RAR -RMR and CAM | Compliance Status: 'Compliant' when Kern Local RAR (net of RMR & CAM allocations) is less than Monthly Total Procurement in that Area | Month | Total Procurement in Kern Local Area (Includes DR) | Kern Local RAR -RMR and CAM | Compliance Status: 'Compliant' when Kern Local RAR (net of RMR & CAM allocations) is less than Monthly Total Procurement in that Area
| 2026-01-01 | 0 | 0 | Compliant | 2027-01-01 | 0 | 0 | Compliant | 2028-01-01 | 0 | 0 | Compliant
| 2026-02-01 | 0 |  | Compliant | 2027-02-01 | 0 |  | Compliant | 2028-02-01 | 0 |  | Compliant
| 2026-03-01 | 0 |  | Compliant | 2027-03-01 | 0 |  | Compliant | 2028-03-01 | 0 |  | Compliant
| 2026-04-01 | 0 |  | Compliant | 2027-04-01 | 0 |  | Compliant | 2028-04-01 | 0 |  | Compliant
| 2026-05-01 | 0 |  | Compliant | 2027-05-01 | 0 |  | Compliant | 2028-05-01 | 0 |  | Compliant
| 2026-06-01 | 0 |  | Compliant | 2027-06-01 | 0 |  | Compliant | 2028-06-01 | 0 |  | Compliant
| 2026-07-01 | 0 |  | Compliant | 2027-07-01 | 0 |  | Compliant | 2028-07-01 | 0 |  | Compliant
| 2026-08-01 | 0 |  | Compliant | 2027-08-01 | 0 |  | Compliant | 2028-08-01 | 0 |  | Compliant
| 2026-09-01 | 0 |  | Compliant | 2027-09-01 | 0 |  | Compliant | 2028-09-01 | 0 |  | Compliant
| 2026-10-01 | 0 |  | Compliant | 2027-10-01 | 0 |  | Compliant | 2028-10-01 | 0 |  | Compliant
| 2026-11-01 | 0 |  | Compliant | 2027-11-01 | 0 |  | Compliant | 2028-11-01 | 0 |  | Compliant
| 2026-12-01 | 0 |  | Compliant | 2027-12-01 | 0 |  | Compliant | 2028-12-01 | 0 |  | Compliant
| Humboldt |  |  |  | Humboldt |  |  |  | Humboldt
| Summary Table 9 Local RAR for Humboldt Local Area (MW) |  |  |  | Summary Table 9 Local RAR for Humboldt Local Area (MW) |  |  |  | Summary Table 9 Local RAR for Humboldt Local Area (MW)
| Month | Total Procurement in Humboldt Local Area (Includes DR) | Humboldt Local RAR -RMR and CAM | Compliance Status: 'Compliant' when Humboldt Local RAR (net of RMR & CAM allocations) is less than Monthly Total Procurement in that Area | Month | Total Procurement in Humboldt Local Area (Includes DR) | Humboldt Local RAR -RMR and CAM | Compliance Status: 'Compliant' when Humboldt Local RAR (net of RMR & CAM allocations) is less than Monthly Total Procurement in that Area | Month | Total Procurement in Humboldt Local Area (Includes DR) | Humboldt Local RAR -RMR and CAM | Compliance Status: 'Compliant' when Humboldt Local RAR (net of RMR & CAM allocations) is less than Monthly Total Procurement in that Area
| 2026-01-01 | 0 | 0 | Compliant | 2027-01-01 | 0 | 0 | Compliant | 2028-01-01 | 0 | 0 | Compliant
| 2026-02-01 | 0 |  | Compliant | 2027-02-01 | 0 |  | Compliant | 2028-02-01 | 0 |  | Compliant
| 2026-03-01 | 0 |  | Compliant | 2027-03-01 | 0 |  | Compliant | 2028-03-01 | 0 |  | Compliant
| 2026-04-01 | 0 |  | Compliant | 2027-04-01 | 0 |  | Compliant | 2028-04-01 | 0 |  | Compliant
| 2026-05-01 | 0 |  | Compliant | 2027-05-01 | 0 |  | Compliant | 2028-05-01 | 0 |  | Compliant
| 2026-06-01 | 0 |  | Compliant | 2027-06-01 | 0 |  | Compliant | 2028-06-01 | 0 |  | Compliant
| 2026-07-01 | 0 |  | Compliant | 2027-07-01 | 0 |  | Compliant | 2028-07-01 | 0 |  | Compliant
| 2026-08-01 | 0 |  | Compliant | 2027-08-01 | 0 |  | Compliant | 2028-08-01 | 0 |  | Compliant
| 2026-09-01 | 0 |  | Compliant | 2027-09-01 | 0 |  | Compliant | 2028-09-01 | 0 |  | Compliant
| 2026-10-01 | 0 |  | Compliant | 2027-10-01 | 0 |  | Compliant | 2028-10-01 | 0 |  | Compliant
| 2026-11-01 | 0 |  | Compliant | 2027-11-01 | 0 |  | Compliant | 2028-11-01 | 0 |  | Compliant
| 2026-12-01 | 0 |  | Compliant | 2027-12-01 | 0 |  | Compliant | 2028-12-01 | 0 |  | Compliant
| NCNB |  |  |  | NCNB |  |  |  | NCNB
| Summary Table 10 Local RAR for NCNB Local Area (MW) |  |  |  | Summary Table 10 Local RAR for NCNB Local Area (MW) |  |  |  | Summary Table 10 Local RAR for NCNB Local Area (MW)
| Month | Total Procurement in NCNB Local Area (Includes DR) | NCNB Local RAR -RMR and CAM | Compliance Status: 'Compliant' when NCNB Local RAR (net of RMR & CAM allocations) is less than Monthly Total Procurement in that Area | Month | Total Procurement in NCNB Local Area (Includes DR) | NCNB Local RAR -RMR and CAM | Compliance Status: 'Compliant' when NCNB Local RAR (net of RMR & CAM allocations) is less than Monthly Total Procurement in that Area | Month | Total Procurement in NCNB Local Area (Includes DR) | NCNB Local RAR -RMR and CAM | Compliance Status: 'Compliant' when NCNB Local RAR (net of RMR & CAM allocations) is less than Monthly Total Procurement in that Area
| 2026-01-01 | 0 | 0 | Compliant | 2027-01-01 | 0 | 0 | Compliant | 2028-01-01 | 0 | 0 | Compliant
| 2026-02-01 | 0 |  | Compliant | 2027-02-01 | 0 |  | Compliant | 2028-02-01 | 0 |  | Compliant
| 2026-03-01 | 0 |  | Compliant | 2027-03-01 | 0 |  | Compliant | 2028-03-01 | 0 |  | Compliant
| 2026-04-01 | 0 |  | Compliant | 2027-04-01 | 0 |  | Compliant | 2028-04-01 | 0 |  | Compliant
| 2026-05-01 | 0 |  | Compliant | 2027-05-01 | 0 |  | Compliant | 2028-05-01 | 0 |  | Compliant
| 2026-06-01 | 0 |  | Compliant | 2027-06-01 | 0 |  | Compliant | 2028-06-01 | 0 |  | Compliant
| 2026-07-01 | 0 |  | Compliant | 2027-07-01 | 0 |  | Compliant | 2028-07-01 | 0 |  | Compliant
| 2026-08-01 | 0 |  | Compliant | 2027-08-01 | 0 |  | Compliant | 2028-08-01 | 0 |  | Compliant
| 2026-09-01 | 0 |  | Compliant | 2027-09-01 | 0 |  | Compliant | 2028-09-01 | 0 |  | Compliant
| 2026-10-01 | 0 |  | Compliant | 2027-10-01 | 0 |  | Compliant | 2028-10-01 | 0 |  | Compliant
| 2026-11-01 | 0 |  | Compliant | 2027-11-01 | 0 |  | Compliant | 2028-11-01 | 0 |  | Compliant
| 2026-12-01 | 0 |  | Compliant | 2027-12-01 | 0 |  | Compliant | 2028-12-01 | 0 |  | Compliant
| Cumulative Other PG&E Areas |  |  |  | Cumulative Other PG&E Areas |  |  |  | Cumulative Other PG&E Areas
| Summary Table 11 Local RAR for Cumulative Other PG&E Areas Local Area (MW) |  |  |  | Summary Table 11 Local RAR for Cumulative Other PG&E Areas Local Area (MW) |  |  |  | Summary Table 11 Local RAR for Cumulative Other PG&E Areas Local Area (MW)
| Month | Total Procurement in Cumulative Other PG&E Areas Local Area (Includes DR) | Cumulative Other PG&E Areas Local RAR -RMR and CAM | Compliance Status: 'Compliant' when Cumulative Other PG&E Areas Local RAR (net of RMR & CAM allocations) is less than Monthly Total Procurement in that Area | Month | Total Procurement in Cumulative Other PG&E Areas Local Area (Includes DR) | Cumulative Other PG&E Areas Local RAR -RMR and CAM | Compliance Status: 'Compliant' when Cumulative Other PG&E Areas Local RAR (net of RMR & CAM allocations) is less than Monthly Total Procurement in that Area | Month | Total Procurement in Cumulative Other PG&E Areas Local Area (Includes DR) | Cumulative Other PG&E Areas Local RAR -RMR and CAM | Compliance Status: 'Compliant' when Cumulative Other PG&E Areas Local RAR (net of RMR & CAM allocations) is less than Monthly Total Procurement in that Area
| 2026-01-01 | 0 | 0 | Compliant | 2027-01-01 | 0 | 0 | Compliant | 2028-01-01 | 0 | 0 | Compliant
| 2026-02-01 | 0 |  | Compliant | 2027-02-01 | 0 |  | Compliant | 2028-02-01 | 0 |  | Compliant
| 2026-03-01 | 0 |  | Compliant | 2027-03-01 | 0 |  | Compliant | 2028-03-01 | 0 |  | Compliant
| 2026-04-01 | 0 |  | Compliant | 2027-04-01 | 0 |  | Compliant | 2028-04-01 | 0 |  | Compliant
| 2026-05-01 | 0 |  | Compliant | 2027-05-01 | 0 |  | Compliant | 2028-05-01 | 0 |  | Compliant
| 2026-06-01 | 0 |  | Compliant | 2027-06-01 | 0 |  | Compliant | 2028-06-01 | 0 |  | Compliant
| 2026-07-01 | 0 |  | Compliant | 2027-07-01 | 0 |  | Compliant | 2028-07-01 | 0 |  | Compliant
| 2026-08-01 | 0 |  | Compliant | 2027-08-01 | 0 |  | Compliant | 2028-08-01 | 0 |  | Compliant
| 2026-09-01 | 0 |  | Compliant | 2027-09-01 | 0 |  | Compliant | 2028-09-01 | 0 |  | Compliant
| 2026-10-01 | 0 |  | Compliant | 2027-10-01 | 0 |  | Compliant | 2028-10-01 | 0 |  | Compliant
| 2026-11-01 | 0 |  | Compliant | 2027-11-01 | 0 |  | Compliant | 2028-11-01 | 0 |  | Compliant
| 2026-12-01 | 0 |  | Compliant | 2027-12-01 | 0 |  | Compliant | 2028-12-01 | 0 |  | Compliant

## Flexible Resources
FLEXIBLE RESOURCES | [5 empty] | 2026 Committed Flexible Capacity (MW)
| LSE Capacity Contract Identifier | Scheduling Resource ID | Flexible Capacity Category | Capacity Effective Start Date (mm/dd/yyyy) | Capacity Effective End Date (mm/dd/yyyy) | January | February | March | April | May | June | July | August | September | October | November | December

## Flexible Compliance Summary
FLEXIBLE RAR SUMMARY
| Flexible |  |  | 2026
Table 12 Flexible Year-ahead RAR (90% of Monthly Flex RAR)
| Month | Total Commited Flexible Procurement | Monthly Flexible RAR (includes RMR & CAM allocation) | Compliance Status: 'Compliant' when Flexible RAR (net of CAM allocations) is less than monthly Total Procurement
| 2026-01-01 | 0 | 0 | Compliant
| 2026-02-01 | 0 | 0 | Compliant
| 2026-03-01 | 0 | 0 | Compliant
| 2026-04-01 | 0 | 0 | Compliant
| 2026-05-01 | 0 | 0 | Compliant
| 2026-06-01 | 0 | 0 | Compliant
| 2026-07-01 | 0 | 0 | Compliant
| 2026-08-01 | 0 | 0 | Compliant
| 2026-09-01 | 0 | 0 | Compliant
| 2026-10-01 | 0 | 0 | Compliant
| 2026-11-01 | 0 | 0 | Compliant
| 2026-12-01 | 0 | 0 | Compliant
**ADVISORY DATA for Month Ahead RA Compliance**( Represents 100% of Flexible Requirement)
Table 13 Monthly Flexible Capacity Claimed (MW) by Category
| 2026-01-01 | Category % Min's and Max's | Category requirement (MW) | Claimed Capacity | Countable Cumulative Flex Capacity | Status of Requirement Fullfillment
| Flexible Category 1 (MW) | At Least 27% | 0 | 0 | 0 | 0 MW Over Min
| Flexible Category 2 + Countable Flex Category 3 (MW) | Up to 68% for cat 2 & 3 (Cumulative Max) | 0 | 0 | 0 | At Maximum
| Flexible Category 3 (MW) | Up to 5% (MAX) | 0 | 0 | 0 | At Maximum
| Total Flex Capacity (MW) | 100% | 0 | 0 | 0 | Meets Monthly Flex RAR
| 2026-02-01 | Category % Min's and Max's | Category requirement (MW) | Claimed Capacity | Countable Cummlative Flex Capacity | Status of Requirement Fullfillment
| Flexible Category 1 (MW) | At Least 27% | 0 | 0 | 0 | 0 MW Over Min
| Flexible Category 2 + Countable Flex Category 3 (MW) | Up to 68% for cat 2 & 3 (Cumulative Max) | 0 | 0 | 0 | At Maximum
| Flexible Category 3 (MW) | Up to 5% (MAX) | 0 | 0 | 0 | At Maximum
| Total Flex Capacity (MW) | 100% | 0 | 0 | 0 | Meets Monthly Flex RAR
| 2026-03-01 | Category % Min's and Max's | Category requirement (MW) | Claimed Capacity | Countable Cummlative Flex Capacity | Status of Requirement Fullfillment
| Flexible Category 1 (MW) | At Least 27% | 0 | 0 | 0 | 0 MW Over Min
| Flexible Category 2 + Countable Flex Category 3 (MW) | Up to 68% for cat 2 & 3 (Cumulative Max) | 0 | 0 | 0 | At Maximum
| Flexible Category 3 (MW) | Up to 5% (MAX) | 0 | 0 | 0 | At Maximum
| Total Flex Capacity (MW) | 100% | 0 | 0 | 0 | Meets Monthly Flex RAR
| 2026-04-01 | Category % Min's and Max's | Category requirement (MW) | Claimed Capacity | Countable Cummlative Flex Capacity | Status of Requirement Fullfillment
| Flexible Category 1 (MW) | At Least 27% | 0 | 0 | 0 | 0 MW Over Min
| Flexible Category 2 + Countable Flex Category 3 (MW) | Up to 68% for cat 2 & 3 (Cumulative Max) | 0 | 0 | 0 | At Maximum
| Flexible Category 3 (MW) | Up to 5% (MAX) | 0 | 0 | 0 | At Maximum
| Total Flex Capacity (MW) | 100% | 0 | 0 | 0 | Meets Monthly Flex RAR
| 2026-05-01 | Category % Min's and Max's | Category requirement (MW) | Claimed Capacity | Countable Cummlative Flex Capacity | Status of Requirement Fullfillment
| Flexible Category 1 (MW) | At least 40% | 0 | 0 | 0 | 0 MW Over Min
| Flexible Category 2 + Countable Flex Category 3 (MW) | Up to 55% for cat. 2 & 3 (Cumulative Max) | 0 | 0 | 0 | At Maximum
| Flexible Category 3 (MW) | Up to 5% (MAX) | 0 | 0 | 0 | At Maximum
| Total Flex Capacity (MW) | 100% | 0 | 0 | 0 | Meets Monthly Flex RAR
| 2026-06-01 | Category % Min's and Max's | Category requirement (MW) | Claimed Capacity | Countable Cummlative Flex Capacity | Status of Requirement Fullfillment
| Flexible Category 1 (MW) | At least 40% | 0 | 0 | 0 | 0 MW Over Min
| Flexible Category 2 + Countable Flex Category 3 (MW) | Up to 55% for cat. 2 & 3 (Cumulative Max) | 0 | 0 | 0 | At Maximum
| Flexible Category 3 (MW) | Up to 5% (MAX) | 0 | 0 | 0 | At Maximum
| Total Flex Capacity (MW) | 100% | 0 | 0 | 0 | Meets Monthly Flex RAR
| 2026-07-01 | Category % Min's and Max's | Category requirement (MW) | Claimed Capacity | Countable Cummlative Flex Capacity | Status of Requirement Fullfillment
| Flexible Category 1 (MW) | At least 40% | 0 | 0 | 0 | 0 MW Over Min
| Flexible Category 2 + Countable Flex Category 3 (MW) | Up to 55% for cat. 2 & 3 (Cumulative Max) | 0 | 0 | 0 | At Maximum
| Flexible Category 3 (MW) | Up to 5% (MAX) | 0 | 0 | 0 | At Maximum
| Total Flex Capacity (MW) | 100% | 0 | 0 | 0 | Meets Monthly Flex RAR
| 2026-08-01 | Category % Min's and Max's | Category requirement (MW) | Claimed Capacity | Countable Cummlative Flex Capacity | Status of Requirement Fullfillment
| Flexible Category 1 (MW) | At least 40% | 0 | 0 | 0 | 0 MW Over Min
| Flexible Category 2 + Countable Flex Category 3 (MW) | Up to 55% for cat. 2 & 3 (Cumulative Max) | 0 | 0 | 0 | At Maximum
| Flexible Category 3 (MW) | Up to 5% (MAX) | 0 | 0 | 0 | At Maximum
| Total Flex Capacity (MW) | 100% | 0 | 0 | 0 | Meets Monthly Flex RAR
| 2026-09-01 | Category % Min's and Max's | Category requirement (MW) | Claimed Capacity | Countable Cummlative Flex Capacity | Status of Requirement Fullfillment
| Flexible Category 1 (MW) | At least 40% | 0 | 0 | 0 | 0 MW Over Min
| Flexible Category 2 + Countable Flex Category 3 (MW) | Up to 55% for cat. 2 & 3 (Cumulative Max) | 0 | 0 | 0 | At Maximum
| Flexible Category 3 (MW) | Up to 5% (MAX) | 0 | 0 | 0 | At Maximum
| Total Flex Capacity (MW) | 100% | 0 | 0 | 0 | Meets Monthly Flex RAR
| 2026-10-01 | Category % Min's and Max's | Category requirement (MW) | Claimed Capacity | Countable Cummlative Flex Capacity | Status of Requirement Fullfillment
| Flexible Category 1 (MW) | At Least 27% | 0 | 0 | 0 | 0 MW Over Min
| Flexible Category 2 + Countable Flex Category 3 (MW) | Up to 68% for cat 2 & 3 (Cumulative Max) | 0 | 0 | 0 | At Maximum
| Flexible Category 3 (MW) | Up to 5% (MAX) | 0 | 0 | 0 | At Maximum
| Total Flex Capacity (MW) | 100% | 0 | 0 | 0 | Meets Monthly Flex RAR
| 2026-11-01 | Category % Min's and Max's | Category requirement (MW) | Claimed Capacity | Countable Cummlative Flex Capacity | Status of Requirement Fullfillment
| Flexible Category 1 (MW) | At Least 27% | 0 | 0 | 0 | 0 MW Over Min
| Flexible Category 2 + Countable Flex Category 3 (MW) | Up to 68% for cat 2 & 3 (Cumulative Max) | 0 | 0 | 0 | At Maximum
| Flexible Category 3 (MW) | Up to 5% (MAX) | 0 | 0 | 0 | At Maximum
| Total Flex Capacity (MW) | 100% | 0 | 0 | 0 | Meets Monthly Flex RAR
| 2026-12-01 | Category % Min's and Max's | Category requirement (MW) | Claimed Capacity | Countable Cummlative Flex Capacity | Status of Requirement Fullfillment
| Flexible Category 1 (MW) | At Least 27% | 0 | 0 | 0 | 0 MW Over Min
| Flexible Category 2 + Countable Flex Category 3 (MW) | Up to 68% for cat 2 & 3 (Cumulative Max) | 0 | 0 | 0 | At Maximum
| Flexible Category 3 (MW) | Up to 5% (MAX) | 0 | 0 | 0 | At Maximum
| Total Flex Capacity (MW) | 100% | 0 | 0 | 0 | Meets Monthly Flex RAR

## CPE Data Collection
CPE Data Collection
Contracted Resources in Local Areas | [8 empty] | Capacity Under Contract (MW)
| LSE Capacity Contract Identifier | Scheduling Resource ID | Committed RA Capacity | Local Area | Sub-local Area | Resource Type | Capacity Effective Start Date (mm/dd/yyyy) | Capacity Effective End Date (mm/dd/yyyy) | January | February | March | April | May | June | July | August | September | October | November | December

## Master Resource Database
Resource ID | Hybrid Sub ID | Colocated Resource IDs | Generator Name | BAA | Specified Import Status | Local Area | Sub-Local Area | Disadvantaged Community | Resource Type | Technology | Fuel | Pmax/NDC | Nameplate | Battery Efficiency | Maximum Continuous Energy | Maximum Daily MWh | Daily Storage Cycles | First Available (HE) | Last Available (HE) | Max Daily Run Hours | Interconnection Limit (MW) | Allows Grid Charging | Sept EFC (Draft) | Flex Category (Draft) | JAN | FEB | MAR | APR | MAY | JUN | JUL | AUG | SEP | OCT | NOV | DEC | Dispatchability | Path Designation | Deliverability | Deliverability MW | Comments | Deliverable % | Deliverable MW
7STDRD_1_SOLAR1 |  |  | Shafter Solar | CISO | N | Kern | South Kern PP, Kern Oil | Y | Solar_1Axis | PHOTO VOLTAIC | SUN | 20 | 20 |  |  |  |  | 1 | 24 | 24 |  |  |  |  | 0.1 | 0.1 | 0.1 | 0.27 | 1.41 | 11.34 | 14.59 | 5.34 | 9.5 | 0.1 | 0.1 | 0.1 | N | North | FC
ACACIA_6_SOLAR |  |  | West Antelope Solar | CISO | N | Big Creek-Ventura |  |  | Solar_Fixed | PHOTO VOLTAIC | SUN | 20 | 20 |  |  |  |  | 1 | 24 | 24 |  |  |  |  | 0.1 | 0.1 | 0.1 | 0.1 | 0.3 | 5.06 | 9.93 | 2.45 | 5.35 | 0.1 | 0.1 | 0.1 | N | South | FC
ADERA_1_SOLAR1 |  |  | Adera Solar | CISO | N | Fresno | Herndon, Panoche 115 kV, Wilson 115 kV | Y | Solar_1Axis | PHOTO VOLTAIC | SUN | 20 | 20 |  |  |  |  | 1 | 24 | 24 |  |  |  |  | 0 | 0 | 0 | 0 | 0 | 0 | 0 | 0 | 0 | 0 | 0 | 0 | N | North | EO
ADLIN_1_UNITS |  |  | GEYSERS AIDLIN AGGREGATE | CISO | N | NCNB | Eagle Rock, Fulton |  | Geothermal | STEAM | GEOTHERMAL | 22 | 23 |  |  |  |  | 1 | 24 | 24 |  |  | 14 | 1 | 22 | 22 | 22 | 22 | 22 | 22 | 22 | 22 | 22 | 22 | 22 | 22 | Y | North | FC
ADMEST_6_SOLAR |  |  | Adams East | CISO | N | Fresno | Herndon | Y | Solar_Fixed | PHOTO VOLTAIC | SUN | 19 | 19 |  |  |  |  | 1 | 24 | 24 |  |  |  |  | 0.1 | 0.1 | 0.1 | 0.25 | 1 | 7.28 | 11.38 | 3.82 | 7.61 | 0.12 | 0.1 | 0.1 | N | North | ID | 100% | Q632 - 23TPD - Waiting for Manning and many other projects. | 1
ADOBEE_1_SOLAR |  |  | Adobe Solar | CISO | N | CAISO System |  | Y | Solar_1Axis | PHOTO VOLTAIC | SUN | 20 | 20 |  |  |  |  | 1 | 24 | 24 |  |  |  |  | 0.1 | 0.1 | 0.1 | 0.27 | 1.41 | 11.34 | 14.59 | 5.34 | 9.5 | 0.1 | 0.1 | 0.1 | N | North | FC
AGRICO_6_PL3N5 |  |  | Fresno Peaker | CISO | N | Fresno | Herndon | Y | Peaker | COMBUSTION TURBINE | NATURAL GAS | 22.69 | 0 |  |  |  |  | 1 | 24 | 24 |  |  | 22.69 | 1 | 22.69 | 22.69 | 22.69 | 22.69 | 22.69 | 22.69 | 22.69 | 22.69 | 22.69 | 22.69 | 22.69 | 22.69 | Y | North | FC
AGRICO_7_UNIT |  |  | Fresno Cogen | CISO | N | Fresno | Herndon | Y | CCGT | OTHER | NATURAL GAS | 59.97 | 0 |  |  |  |  | 1 | 24 | 24 |  |  | 50.6 | 1 | 50.6 | 50.6 | 50.6 | 50.6 | 50.6 | 50.6 | 50.6 | 50.6 | 50.6 | 50.6 | 50.6 | 50.6 | Y | North | FC
AGUCAL_5_SOLAR1 |  |  | Agua Caliente Solar | CISO | N | CAISO System |  |  | Solar_Fixed | PHOTO VOLTAIC | SUN | 290 | 290 |  |  |  |  | 1 | 24 | 24 |  |  |  |  | 0 | 0 | 0.1 | 0 | 0 | 0 | 0 | 0 | 0 | 0 | 0 | 0 | N | South | EO
AKINGS_6_AMESR1 |  |  | American Kings Solar | CISO | N | Fresno | Hanford | Y | Solar_1Axis | PHOTO VOLTAIC | SUN | 123 | 123 |  |  |  |  | 1 | 24 | 24 |  |  |  |  | 0.1 | 0.1 | 0.1 | 1.68 | 8.65 | 69.75 | 89.75 | 32.87 | 58.44 | 0.46 | 0.1 | 0.1 | N | North | FC
ALAMIT_2_AESBT2 |  |  | Alamitos Energy Storage 2 | CISO | N | LA Basin |  |  | Battery Storage | OTHER | LESR | 82 | 82 | 0.8 | 328 | 328 | 1 | 1 | 24 | 4 |  | TRUE | 164 | 2 | 82 | 82 | 82 | 82 | 82 | 82 | 82 | 82 | 82 | 82 | 82 | 82 | Y | South | FC
ALAMIT_2_PL1X3 |  |  | Alamitos Energy Center Unit 7 | CISO | N | LA Basin | Western | Y | CCGT | COMBINED CYCLE | NATURAL GAS | 674.7 | 0 |  |  |  |  | 1 | 24 | 24 |  |  | 541.94 | 1 | 674.7 | 674.7 | 674.7 | 674.7 | 674.7 | 674.7 | 674.7 | 674.7 | 674.7 | 674.7 | 674.7 | 674.7 | Y | South | FC
ALAMIT_7_ES1 |  |  | Alamitos Energy Storage | CISO | N | LA Basin | Western | Y | Battery Storage | OTHER | LESR | 100.45 | 100 | 0.908 | 401.8 | 1147.278 | 2.8553 | 1 | 24 | 11.4214 |  | TRUE | 200.89 | 1 | 100 | 100 | 100 | 100 | 100 | 100 | 100 | 100 | 100 | 100 | 100 | 100 | Y | South | FC
ALAMO_6_UNIT |  |  | ALAMO POWER PLANT | CISO | N | Big Creek-Ventura |  |  | Hydro | HYDRO | WATER | 17 | 18 |  |  |  |  | 1 | 24 | 24 |  |  | 9.54 | 1 | 3.69 | 3.71 | 5.09 | 10.72 | 12.19 | 14 | 14 | 14 | 14 | 14 | 14 | 12.57 | Y | South | FC
ALHMBR_1_ALHSLR |  |  | SG Alhambra | IID | Y | Import |  |  | Solar_1Axis | PHOTO VOLTAIC | SUN | 50 | 50 |  |  |  |  | 1 | 24 | 24 |  |  |  |  | 0.1 | 0.1 | 0.1 | 0.24 | 1.61 | 21.26 | 33.65 | 10.15 | 19.48 | 0.09 | 0.1 | 0.1 |  | South | IAR
ALLGNY_6_HYDRO1 |  |  | Salmon Creek Hydroelectric Project | CISO | N | Sierra |  |  | Hydro | HYDRO | WATER | 0.52 | 0.6 |  |  |  |  | 1 | 24 | 24 |  |  |  |  | 0.22 | 0.29 | 0.32 | 0.49 | 0.47 | 0.08 | 0.14 | 0.03 | 0.01 | 0.03 | 0.14 | 0.14 | N | North | FC
ALMASL_2_AL6BT6 |  | ALMASL_2_GS7SR7, ALMASL_2_GS1SR1, ALMASL_2_GS4SR4, ALMASL_2_GS6SR6 | Almasol 6 BES | CISO | N | CAISO System |  |  | Paired_BattStorage | OTHER | LESR | 50 | 50 | 0.8 | 200 | 200 | 1 | 1 | 24 | 4 | 500 | FALSE | 100 | 1 | 50 | 50 | 50 | 50 | 50 | 50 | 50 | 50 | 50 | 50 | 50 | 50 | Y | South | FC |  | Group name: ALMASOL_365 - Max to grid 500 MW, Co-located with ALMASL_2_GS6SR6
ALMASL_2_GS1SR1 |  | ALMASL_2_AL6BT6, ALMASL_2_GS4SR4, ALMASL_2_GS6SR6, ALMASL_2_GS7SR7 | Almasol Generating Station 1 | CISO | N | CAISO System |  |  | Paired_Solar_1Axis | PHOTO VOLTAIC | SUN | 125 | 125 |  |  |  |  | 1 | 24 | 24 | 500 |  |  |  | 0.1 | 0.1 | 0.1 | 0.6 | 4.02 | 53.15 | 84.12 | 25.37 | 48.69 | 0.22 | 0.1 | 0.1 | N | South | FC |  | Group name: ALMASOL_365 - Max to grid 500 MW.
ALMASL_2_GS4SR4 |  | ALMASL_2_AL6BT6, ALMASL_2_GS1SR1, ALMASL_2_GS7SR7, ALMASL_2_GS6SR6 | Almasol Generating Station 4 | CISO | N | CAISO System |  |  | Solar_1Axis | PHOTO VOLTAIC | SUN | 100 | 100 |  |  |  |  | 1 | 24 | 24 | 500 |  |  |  | 0.1 | 0.1 | 0.1 | 0.48 | 3.22 | 42.52 | 67.29 | 20.3 | 38.96 | 0.18 | 0.1 | 0.1 | N | South | FC |  | Group name: ALMASOL_365 - Max to grid 500 MW.
ALMASL_2_GS6SR6 |  | ALMASL_2_AL6BT6, ALMASL_2_GS1SR1, ALMASL_2_GS4SR4, ALMASL_2_GS7SR7 | Almasol Generating Station 6 | CISO | N | CAISO System |  |  | Paired_Solar_1Axis | PHOTO VOLTAIC | SUN | 100 | 100 |  |  |  |  | 1 | 24 | 24 | 500 |  |  |  | 0.1 | 0.1 | 0.1 | 0.48 | 3.22 | 42.52 | 67.29 | 20.3 | 38.96 | 0.18 | 0.1 | 0.1 | N | South | FC |  | Group name: ALMASOL_365 - Max to grid 500 MW, Co-located with ALMASL_2_AL6BT6
ALMASL_2_GS7SR7 |  | ALMASL_2_AL6BT6, ALMASL_2_GS1SR1, ALMASL_2_GS4SR4, ALMASL_2_GS6SR6 | Almasol Generating Station 7 | CISO | N | CAISO System |  |  | Solar_1Axis | PHOTO VOLTAIC | SUN | 132 | 132 |  |  |  |  | 1 | 24 | 24 | 500 |  |  |  | 0.1 | 0.1 | 0.1 | 0.63 | 4.25 | 56.13 | 88.83 | 26.79 | 51.42 | 0.23 | 0.1 | 0.1 | N | South | FC |  | Group name: ALMASOL_365 - Max to grid 500 MW.
ALMEGT_1_UNIT 1 |  |  | ALAMEDA GT UNIT 1 | CISO | N | Bay Area | Oakland | Y | Peaker | FTUR | NATURAL GAS | 25 | 25.4 |  |  |  |  | 1 | 24 | 24 |  |  | 23.4 | 1 | 23.4 | 23.4 | 23.4 | 23.4 | 23.4 | 23.4 | 23.4 | 23.4 | 23.4 | 23.4 | 23.4 | 23.4 | Y | North | FC
ALMEGT_1_UNIT 2 |  |  | ALAMEDA GT UNIT 2 | CISO | N | Bay Area | Oakland | Y | Peaker | FTUR | NATURAL GAS | 25 | 25.4 |  |  |  |  | 1 | 24 | 24 |  |  | 23.5 | 1 | 23.5 | 23.5 | 23.5 | 23.5 | 23.5 | 23.5 | 23.5 | 23.5 | 23.5 | 23.5 | 23.5 | 23.5 | Y | North | FC
ALPAUG_1_TUDSR1 |  |  | Tulare DAC Solar | CISO | N | CAISO System |  |  | Solar_1Axis | PHOTO VOLTAIC | SUN | 3 | 3 |  |  |  |  | 1 | 24 | 24 |  |  |  |  | JUN: 0; JUL: 0; AUG: 0; SEP: 0; OCT: 0; NOV: 0; DEC: 0 | N | North | EO
ALPSLR_1_NTHSLR |  |  | Alpaugh North, LLC | CISO | N | CAISO System |  | Y | Solar_Fixed | PHOTO VOLTAIC | SUN | 20 | 20 |  |  |  |  | 1 | 24 | 24 |  |  |  |  | 0.1 | 0.1 | 0.1 | 0.27 | 1.05 | 7.66 | 11.98 | 4.02 | 8.01 | 0.13 | 0.1 | 0.1 | N | North | FC
ALPSLR_1_SPSSLR |  |  | Alpaugh 50 LLC | CISO | N | CAISO System |  | Y | Solar_Fixed | PHOTO VOLTAIC | SUN | 50 | 50 |  |  |  |  | 1 | 24 | 24 |  |  |  |  | 0.1 | 0.1 | 0.1 | 0.67 | 2.62 | 19.16 | 29.96 | 10.05 | 20.04 | 0.32 | 0.1 | 0.1 | N | North | FC
ALT6DN_2_WIND7 |  |  | Pinyon Pines 1 | CISO | N | CAISO System |  | Y | Wind | WIND | WIND | 164.31 | 168 |  |  |  |  | 1 | 24 | 24 |  |  |  |  | 13.8 | 33.32 | 37.32 | 60.11 | 67.79 | 61.74 | 61.52 | 56.82 | 34.89 | 18.68 | 10.85 | 10.63 | N | South | FC
ALT6DS_2_WIND9 |  |  | Pinyon Pines 2 | CISO | N | CAISO System |  | Y | Wind | WIND | WIND | 132 | 132 |  |  |  |  | 1 | 24 | 24 |  |  |  |  | 11.09 | 26.77 | 29.98 | 48.29 | 54.46 | 49.6 | 49.42 | 45.64 | 28.03 | 15.01 | 8.71 | 8.54 | N | South | FC
ALTA3A_2_CPCE4 |  |  | Alta Wind 4 | CISO | N | CAISO System |  | Y | Wind | WIND | WIND | 102 | 102 |  |  |  |  | 1 | 24 | 24 |  |  |  |  | 8.57 | 20.68 | 23.17 | 37.32 | 42.08 | 38.33 | 38.19 | 35.27 | 21.66 | 11.6 | 6.73 | 6.6 | N | South | FC
ALTA3A_2_CPCE5 |  |  | Alta Wind 5 | CISO | N | CAISO System |  | Y | Wind | WIND | WIND | 168 | 168 |  |  |  |  | 1 | 24 | 24 |  |  |  |  | 14.11 | 34.07 | 38.16 | 61.46 | 69.31 | 63.13 | 62.9 | 58.09 | 35.67 | 19.1 | 11.09 | 10.87 | N | South | FC
ALTA3A_2_CPCE8 |  |  | Alta Wind 8 | CISO | N | CAISO System |  | Y | Wind | WIND | WIND | 150 | 150 |  |  |  |  | 1 | 24 | 24 |  |  |  |  | 12.6 | 30.42 | 34.07 | 54.88 | 61.88 | 56.36 | 56.16 | 51.87 | 31.85 | 17.06 | 9.9 | 9.7 | N | South | FC
ALTA4A_2_CPCW1 |  |  | Alta Wind 1 | CISO | N | CAISO System |  |  | Wind | WIND | WIND | 150 | 150 |  |  |  |  | 1 | 24 | 24 |  |  |  |  | 12.6 | 30.42 | 34.07 | 54.88 | 61.88 | 56.36 | 56.16 | 51.87 | 31.85 | 17.06 | 9.9 | 9.7 | N | South | FC
ALTA4B_2_CPCW2 |  |  | Alta Wind 2 | CISO | N | CAISO System |  |  | Wind | WIND | WIND | 150 | 150 |  |  |  |  | 1 | 24 | 24 |  |  |  |  | 12.6 | 30.42 | 34.07 | 54.88 | 61.88 | 56.36 | 56.16 | 51.87 | 31.85 | 17.06 | 9.9 | 9.7 | N | South | FC
ALTA4B_2_CPCW3 |  |  | Alta Wind 3 | CISO | N | CAISO System |  |  | Wind | WIND | WIND | 150 | 150 |  |  |  |  | 1 | 24 | 24 |  |  |  |  | 12.6 | 30.42 | 34.07 | 54.88 | 61.88 | 56.36 | 56.16 | 51.87 | 31.85 | 17.06 | 9.9 | 9.7 | N | South | FC
ALTA4B_2_CPCW6 |  |  | Mustang Hills | CISO | N | CAISO System |  |  | Wind | WIND | WIND | 150 | 150 |  |  |  |  | 1 | 24 | 24 |  |  |  |  | 12.6 | 30.42 | 34.07 | 54.88 | 61.88 | 56.36 | 56.16 | 51.87 | 31.85 | 17.06 | 9.9 | 9.7 | N | South | FC
ALTA6B_2_WIND11 |  |  | Alta Wind 11 | CISO | N | CAISO System |  |  | Wind | WIND | WIND | 88.15 | 90 |  |  |  |  | 1 | 24 | 24 |  |  |  |  | 7.41 | 17.88 | 20.02 | 32.25 | 36.37 | 33.12 | 33 | 30.48 | 18.72 | 10.02 | 5.82 | 5.7 | N | South | FC
ALTA6E_2_WIND10 |  |  | Alta Wind 10 | CISO | N | CAISO System |  | Y | Wind | WIND | WIND | 134.84 | 138 |  |  |  |  | 1 | 24 | 24 |  |  |  |  | 11.33 | 27.34 | 30.63 | 49.33 | 55.63 | 50.67 | 50.48 | 46.63 | 28.63 | 15.33 | 8.9 | 8.72 | N | South | FC
ALTWD_2_AT3WD3 |  |  | Altech 3 | CISO | N | LA Basin | Eastern, Valley-Devers |  | Wind | WIND | WIND | 9.8 | 9.8 |  |  |  |  | 1 | 24 | 24 |  |  |  |  | 0.82 | 1.99 | 2.23 | 3.59 | 4.04 | 3.68 | 3.67 | 3.39 | 2.08 | 1.11 | 0.65 | 0.63 | N | South | FC
ALTWD_2_COAWD1 |  |  | Coachella 1 | CISO | N | LA Basin | Eastern, Valley-Devers |  | Wind | WIND | WIND | 50.4 | 50.4 |  |  |  |  | 1 | 24 | 24 |  |  |  |  | 4.23 | 10.22 | 11.45 | 18.44 | 20.79 | 18.94 | 18.87 | 17.43 | 10.7 | 5.73 | 3.33 | 3.26 | N | South | FC
ANAHM_2_CANYN1 |  |  | CANYON POWER PLANT UNIT 1 | CISO | N | LA Basin | Western | Y | Peaker | COMBUSTION TURBINE | NATURAL GAS | 49.21 | 71.2 |  |  |  |  | 1 | 24 | 24 |  |  | 49.21 | 1 | 49.21 | 49.21 | 49.21 | 49.21 | 49.21 | 49.21 | 49.21 | 49.21 | 49.21 | 49.21 | 49.21 | 49.21 | Y | South | FC
ANAHM_2_CANYN2 |  |  | CANYON POWER PLANT UNIT 2 | CISO | N | LA Basin | Western | Y | Peaker | COMBUSTION TURBINE | NATURAL GAS | 48.04 | 71.2 |  |  |  |  | 1 | 24 | 24 |  |  | 48.04 | 1 | 48.04 | 48.04 | 48.04 | 48.04 | 48.04 | 48.04 | 48.04 | 48.04 | 48.04 | 48.04 | 48.04 | 48.04 | Y | South | FC
ANAHM_2_CANYN3 |  |  | CANYON POWER PLANT UNIT 3 | CISO | N | LA Basin | Western | Y | Peaker | COMBUSTION TURBINE | NATURAL GAS | 46.49 | 71.2 |  |  |  |  | 1 | 24 | 24 |  |  | 46.49 | 1 | 46.49 | 46.49 | 46.49 | 46.49 | 46.49 | 46.49 | 46.49 | 46.49 | 46.49 | 46.49 | 46.49 | 46.49 | Y | South | FC
ANAHM_2_CANYN4 |  |  | CANYON POWER PLANT UNIT 4 | CISO | N | LA Basin | Western | Y | Peaker | COMBUSTION TURBINE | NATURAL GAS | 49.8 | 71.2 |  |  |  |  | 1 | 24 | 24 |  |  | 49.8 | 1 | 49.8 | 49.8 | 49.8 | 49.8 | 49.8 | 49.8 | 49.8 | 49.8 | 49.8 | 49.8 | 49.8 | 49.8 | Y | South | FC
ANZA_6_SOLAR1 |  |  | Seville Solar One | IID | Y | Import |  |  | Solar_1Axis | PHOTO VOLTAIC | SUN | 20 | 20 |  |  |  |  | 1 | 24 | 24 |  |  |  |  | 0.1 | 0.1 | 0.1 | 0.1 | 0.64 | 8.5 | 13.46 | 4.06 | 7.79 | 0.1 | 0.1 | 0.1 |  | South | IAR
APLHIL_1_SFKHY1 |  |  | South Fork Powerhouse | CISO | N | Sierra | South of Rio Oso, South of Palermo |  | Hydro | HYDRO | WATER | 2.68 | 2.7 |  |  |  |  | 1 | 24 | 24 |  |  | 0 | 1 | 0 | 0 | 0 | 0 | 0 | 0 | 0 | 0 | 0 | 0 | 0 | 0 | Y | North | EO
AQUAWS_2_AQWSR1 |  |  | Aquamarine Westside | CISO | N | CAISO System |  | Y | Solar_1Axis | PHOTO VOLTAIC | SUN | 250 | 0 |  |  |  |  | 1 | 24 | 24 |  |  |  |  | 0.1 | 0.1 | 0.1 | 3.4 | 17.57 | 141.76 | 182.41 | 66.8 | 118.78 | 0.94 | 0.1 | 0.1 | N | North | FC
ARBWD_6_QF |  |  | Wind Resource II | CISO | N | CAISO System |  |  | Wind | WIND | WIND | 19.95 | 21.8 |  |  |  |  | 1 | 24 | 24 |  |  |  |  | 1.68 | 4.05 | 4.53 | 7.3 | 8.23 | 7.5 | 7.47 | 6.9 | 4.24 | 2.27 | 1.32 | 1.29 | N | South | FC
ARCOGN_2_UNITS |  |  | WATSON COGENERATION | CISO | N | LA Basin | Western | Y | CHP | COMBINED CYCLE | NATURAL GAS | 305 | 416.6 |  |  |  |  | 1 | 24 | 24 |  |  | 0 | 1 | 305 | 305 | 305 | 305 | 305 | 305 | 305 | 305 | 305 | 305 | 305 | 305 | Y | South | FC
ARKANS_1_ARKSLR |  |  | SG Arkansas | IID | Y | Import |  |  | Solar_1Axis | PHOTO VOLTAIC | SUN | 50 | 50 |  |  |  |  | 1 | 24 | 24 |  |  |  |  | 0.1 | 0.1 | 0.1 | 0.24 | 1.61 | 21.26 | 33.65 | 10.15 | 19.48 | 0.09 | 0.1 | 0.1 |  | South | IAR
ARLINT_5_SCEDYN |  |  | Arlington Valley CC | AZPS | Y | Import |  |  | CCGT | COMBINED CYCLE | NATURAL GAS | 565 | 0 |  |  |  |  | 1 | 24 | 24 |  |  |  |  | 565 | 565 | 565 | 565 | 565 | 565 | 565 | 565 | 565 | 565 | 565 | 565 |  | South | IAR
ARLNTN_2_AR1SR1 |  | SUNCAT_2_A2ABT2, SUNCAT_2_A2BSR2 | Arlington | CISO | N | CAISO System |  |  | Paired_Solar_1Axis | PHOTO VOLTAIC | SUN | 100 | 100 |  |  |  |  | 1 | 24 | 24 | 269 |  |  |  | 0.1 | 0.1 | 0.1 | 0.48 | 3.22 | 42.52 | 67.29 | 20.3 | 38.96 | 0.18 | 0.1 | 0.1 | N | South | FC |  | Group name: ARLINGTON_1196_2 - Max to grid 269 MW. Co-located with SUNCAT_2_A2ABT2, SUNCAT_2_A2BSR2
ARLNTN_2_ASUSR1 |  | SUNCAT_2_A1ABT1, SUNCAT_2_A1BBT1 | Arlington Solar Unit 1 | CISO | N | CAISO System |  |  | Paired_Solar_1Axis | PHOTO VOLTAIC | SUN | 131 | 131 |  |  |  |  | 1 | 24 | 24 | 131 |  |  |  | 0.06 | 0.06 | 0.06 | 0.37 | 2.49 | 32.97 | 52.18 | 15.74 | 30.2 | 0.14 | 0.06 | 0.06 | N | South | PD | 59.19% | Group name: ARLINGTON_1196_1 - Max to grid 131 MW. Co-located with SUNCAT_2_A1BBT1, SUNCAT_2_A1ABT1 | 0.5919
ARLVAL_5_SOLAR |  |  | Arlington Valley Solar Energy II | SRP | Y | Import |  |  | Solar_Fixed | PHOTO VOLTAIC | SUN | 127 | 127 |  |  |  |  | 1 | 24 | 24 |  |  |  |  | 0.1 | 0.1 | 3.43 | 13.76 | 24.05 | 68.89 | 85.21 | 55.08 | 73.85 | 10.82 | 0.1 | 0.1 |  | South | IAR
ARVINN_6_ORION1 |  |  | Orion 1 Solar | CISO | N | CAISO System |  | Y | Solar_Fixed | PHOTO VOLTAIC | SUN | 12 | 12 |  |  |  |  | 1 | 24 | 24 |  |  |  |  | 0.1 | 0.1 | 0.1 | 0.16 | 0.63 | 4.6 | 7.19 | 2.41 | 4.81 | 0.1 | 0.1 | 0.1 | N | North | FC
ARVINN_6_ORION2 |  |  | Orion 2 Solar | CISO | N | CAISO System |  | Y | Solar_1Axis | PHOTO VOLTAIC | SUN | 8 | 8 |  |  |  |  | 1 | 24 | 24 |  |  |  |  | 0.1 | 0.1 | 0.1 | 0.11 | 0.56 | 4.54 | 5.84 | 2.14 | 3.8 | 0.1 | 0.1 | 0.1 | N | North | FC
ASTORA_2_SOLAR1 |  |  | Astoria 1 | CISO | N | CAISO System |  |  | Solar_1Axis | PHOTO VOLTAIC | SUN | 100 | 100 |  |  |  |  | 1 | 24 | 24 |  |  |  |  | 0.1 | 0.1 | 0.1 | 0.48 | 3.22 | 42.52 | 67.29 | 20.3 | 38.96 | 0.18 | 0.1 | 0.1 | N | South | FC
ASTORA_2_SOLAR2 |  |  | Astoria 2 | CISO | N | CAISO System |  |  | Solar_1Axis | PHOTO VOLTAIC | SUN | 75 | 75 |  |  |  |  | 1 | 24 | 24 |  |  |  |  | 0.1 | 0.1 | 0.1 | 0.36 | 2.41 | 31.89 | 50.47 | 15.22 | 29.22 | 0.13 | 0.1 | 0.1 | N | South | FC
ATHOS_5_AP1X2 |  |  | Athos Power Plant | CISO | N | CAISO System |  |  | Solar_1Axis | PHOTO VOLTAIC | SUN | 250 | 0 |  |  |  |  | 1 | 24 | 24 |  |  |  |  | 0.1 | 0.1 | 0.1 | 1.19 | 8.04 | 106.31 | 168.24 | 50.74 | 97.39 | 0.44 | 0.1 | 0.1 | N | South | FC |  | Max at POI 450 MWs - including new Athos Power Plant BESS.
ATHOS_5_AP2X2 |  |  | Athos Power Plant 2 | CISO | N | CAISO System |  |  | Solar_1Axis | PHOTO VOLTAIC | SUN | 200 | 0 |  |  |  |  | 1 | 24 | 24 |  |  |  |  | 0.1 | 0.1 | 0.1 | 0.95 | 6.43 | 85.05 | 134.59 | 40.59 | 77.91 | 0.35 | 0.1 | 0.1 | N | South | FC |  | Max at POI 450 MWs - including new Athos Power Plant BESS.
ATWEL2_1_SOLAR1 |  |  | Atwell West | CISO | N | CAISO System |  | Y | Solar_1Axis | PHOTO VOLTAIC | SUN | 20 | 20 |  |  |  |  | 1 | 24 | 24 |  |  |  |  | 0.1 | 0.1 | 0.1 | 0.27 | 1.41 | 11.34 | 14.59 | 5.34 | 9.5 | 0.1 | 0.1 | 0.1 | N | North | FC
ATWELL_1_SOLAR |  |  | Atwell Island PV Solar Generating Faci. | CISO | N | CAISO System |  | Y | Solar_Fixed | PHOTO VOLTAIC | SUN | 20 | 20 |  |  |  |  | 1 | 24 | 24 |  |  |  |  | 0.1 | 0.1 | 0.1 | 0.27 | 1.05 | 7.66 | 11.98 | 4.02 | 8.01 | 0.13 | 0.1 | 0.1 | N | North | FC
AVENAL_6_AVPARK |  |  | Avenal Park Solar Project | CISO | N | Fresno | Coalinga | Y | Solar_Fixed | PHOTO VOLTAIC | SUN | 6 | 6 |  |  |  |  | 1 | 24 | 24 |  |  |  |  | 0.1 | 0.1 | 0.1 | 0.1 | 0.31 | 2.3 | 3.59 | 1.21 | 2.4 | 0.1 | 0.1 | 0.1 | N | North | ID | 100% | PGEWD0029 - 18DGD Waiting for Reconductor Los Banos-Padre Flat-Panoche 230 kV and possibly other | 1
AVENAL_6_AVSLR1 |  |  | Avenal Solar 1 | CISO | N | Fresno | Coalinga | Y | Solar_1Axis | PHOTO VOLTAIC | SUN | 7.9 | 7.9 |  |  |  |  | 1 | 24 | 24 |  |  |  |  | 0 | 0 | 0 | 0 | 0 | 0 | 0 | 0 | 0 | 0 | 0 | 0 | N | North | EO
AVENAL_6_AVSLR2 |  |  | Avenal Solar 2 | CISO | N | Fresno | Coalinga |  | Solar_1Axis | PHOTO VOLTAIC | SUN | 7.9 | 7.9 |  |  |  |  | 1 | 24 | 24 |  |  |  |  | 0 | 0 | 0 | 0 | 0 | 0 | 0 | 0 | 0 | 0 | 0 | 0 | N | North | EO
AVENAL_6_SANDDG |  |  | Sand Drag Solar Project | CISO | N | Fresno | Coalinga | Y | Solar_Fixed | PHOTO VOLTAIC | SUN | 19 | 19 |  |  |  |  | 1 | 24 | 24 |  |  |  |  | 0.08 | 0.08 | 0.08 | 0.21 | 0.84 | 6.08 | 9.51 | 3.19 | 6.36 | 0.1 | 0.08 | 0.08 | N | North | ID | 83.58% | PGEWD0036 - 18DGD (83.58% or 15.88 MW of 19 MW) Waiting for Reconductor Los Banos-Padre Flat-Panoche 230 kV and possibly other | 0.8358
AVENAL_6_SUNCTY |  |  | Sun City Solar Project | CISO | N | Fresno | Coalinga | Y | Solar_Fixed | PHOTO VOLTAIC | SUN | 20 | 20 |  |  |  |  | 1 | 24 | 24 |  |  |  |  | 0.1 | 0.1 | 0.1 | 0.27 | 1.05 | 7.66 | 11.98 | 4.02 | 8.01 | 0.13 | 0.1 | 0.1 | N | North | ID | 100% | PGEWD0035 - 18DGD Waiting for Reconductor Los Banos-Padre Flat-Panoche 230 kV and possibly other | 1
AVSOLR_2_SOLAR |  |  | AV SOLAR RANCH 1 | CISO | N | CAISO System |  |  | Solar_Fixed | PHOTO VOLTAIC | SUN | 241.5 | 250 |  |  |  |  | 1 | 24 | 24 |  |  |  |  | 0.1 | 0.1 | 0.1 | 0.71 | 3.67 | 61.11 | 119.92 | 29.62 | 64.61 | 0.37 | 0.1 | 0.1 | N | South | FC
BAHIA_2_LKHSR1 |  |  | Lake Herman Solar | CISO | N | CAISO System |  |  | Solar_1Axis | PHOTO VOLTAIC | SUN | 5 | 5 |  |  |  |  | 1 | 24 | 24 |  |  |  |  | 0 | 0 | 0 | 0 | 0 | 0 | 0 | 0 | 0 | 0 | 0 | 0 | N | North | EO
BALCHS_7_UNIT 1 |  |  | BALCH 1 PH UNIT 1 | CISO | N | Fresno | Herndon |  | Hydro | HYDRO | WATER | 31 | 34 |  |  |  |  | 1 | 24 | 24 |  |  | 31 | 1 | 31 | 31 | 25.2 | 31 | 31 | 31 | 31 | 31 | 31 | 31 | 31 | 31 | Y | North | FC
BALCHS_7_UNIT 2 |  |  | BALCH 2 PH UNIT 2 | CISO | N | Fresno | Herndon |  | Hydro | HYDRO | WATER | 52.5 | 52.5 |  |  |  |  | 1 | 24 | 24 |  |  | 52.5 | 1 | 52.5 | 52.5 | 43.4 | 52.5 | 52.5 | 52.5 | 52.5 | 52.5 | 52.5 | 52.5 | 52.5 | 52.5 | Y | North | FC
BALCHS_7_UNIT 3 |  |  | BALCH 2 PH UNIT 3 | CISO | N | Fresno | Herndon |  | Hydro | HYDRO | WATER | 54.6 | 54.6 |  |  |  |  | 1 | 24 | 24 |  |  | 54.6 | 1 | 54.6 | 54.6 | 43.78 | 54.6 | 54.6 | 54.6 | 54.6 | 54.6 | 54.6 | 54.6 | 54.6 | 54.6 | Y | North | FC
BANKPP_2_NSPIN |  |  | BANKPP_2_NSPIN | CISO | N | Bay Area | Contra Costa |  | Pump | PUMP | WATER | 270 | 270 |  |  |  |  | 1 | 24 | 24 |  |  |  |  | 127 | 127 | 127 | 127 | 127 | 127 | 127 | 127 | 127 | 127 | 127 | 127 | Y | North | FC
BARRE_2_ALASB1 | BARRE_2_ALASB1_LESR |  | Los Alamitos 1 | CISO | N | LA Basin | Western |  | Hybrid_BattStorage | OTHER | HYBD | 5 | 10 | 0.8 | 20 | 20 | 1 | 1 | 24 | 4 | 10 | FALSE | 5 | 1 | 5 | 5 | 5 | 5 | 5 | 5 | 4.2626 | 5 | 5 | 5 | 5 | 5 | Y | South | FC
BARRE_2_ALASB1 | BARRE_2_ALASB1_SUN |  | Los Alamitos 1 | CISO | N | LA Basin | Western |  | Hybrid_Solar_1Axis | OTHER | HYBD | 10 | 10 |  |  |  |  | 1 | 24 | 24 | 10 |  | 5 | 1 | 0.1 | 0.1 | 0.1 | 0.1 | 0.32 | 4.25 | 5.7374 | 2.03 | 3.9 | 0.1 | 0.1 | 0.1 | Y | South | FC
BARRE_2_QF |  |  | BARRE QFS | CISO | N | LA Basin | Western |  | CHP | OTHER | OTHER | 0.2 | 0.2 |  |  |  |  | 1 | 24 | 24 |  |  |  |  | 0 | 0 | 0.01 | 0.01 | 0 | 0 | 0 | 0 | 0 | 0 | 0 | 0 | N | South | FC
BARRE_6_PEAKER |  |  | Barre Peaker | CISO | N | LA Basin | Western | Y | Peaker | COMBUSTION TURBINE | NATURAL GAS | 49 | 59 |  |  |  |  | 1 | 24 | 9.1669 |  |  | 49 | 1 | 49 | 49 | 49 | 49 | 49 | 49 | 49 | 49 | 49 | 49 | 49 | 49 | Y | South | FC
BASICE_2_UNITS |  |  | King City Cogen | CISO | N | CAISO System |  |  | Peaker | COMBINED CYCLE | NATURAL GAS | 120 | 120 |  |  |  |  | 1 | 24 | 24 |  |  | 30 | 1 | 120 | 120 | 120 | 120 | 120 | 120 | 120 | 120 | 120 | 120 | 120 | 120 | Y | North | FC
BCTSYS_5_PWXDYN |  |  | BCTSYS_5_PWXDYN | BPAT | Y | Import |  |  | Hydro |  | WATER | 428 | 0 |  |  |  |  | 1 | 24 | 24 |  |  | 0 | 1 | 428 | 428 | 428 | 428 | 428 | 428 | 428 | 428 | 428 | 428 | 428 | 428 |  | North | IAR
BDGRCK_1_UNITS |  |  | BADGER CREEK LIMITED | CISO | N | Kern | South Kern PP | Y | Peaker | COMBUSTION TURBINE | NATURAL GAS | 48.08 | 55.3 |  |  |  |  | 1 | 24 | 24 |  |  | 48.08 | 1 | 48.08 | 48.08 | 48.08 | 48.08 | 48.08 | 48.08 | 48.08 | 48.08 | 48.08 | 48.08 | 48.08 | 48.08 | Y | North | FC
BEARDS_7_UNIT 1 |  |  | Beardsley Hydro | CISO | N | Stockton | Tesla-Bellota, Stanislaus |  | Hydro | HYDRO | WATER | 11.5 | 11.5 |  |  |  |  | 1 | 24 | 24 |  |  | 0 | 1 | 6.3 | 2.74 | 2 | 6.54 | 5.96 | 9.1 | 5.54 | 5.94 | 3.8 | 3.2 | 6.2 | 8.4 | Y | North | FC
BEARMT_1_UNIT |  |  | Bear Mountain Limited | CISO | N | Kern | South Kern PP, Westpark |  | Peaker | COMBUSTION TURBINE | NATURAL GAS | 49.21 | 48.1 |  |  |  |  | 1 | 24 | 24 |  |  | 49.21 | 1 | 49.21 | 49.21 | 49.21 | 49.21 | 49.21 | 49.21 | 49.21 | 49.21 | 49.21 | 49.21 | 49.21 | 49.21 | Y | North | FC
BEJNLS_5_BV2SCEDYN |  |  | Broadview 2 | AZPS | Y | Import |  |  | Wind | WIND | WIND | 167 | 0 |  |  |  |  | 1 | 24 | 24 |  |  |  |  | 68.89 | 82.1 | 86.84 | 85.17 | 70.14 | 73.91 | 56.78 | 51.77 | 50.1 | 55.95 | 51.37 | 63.46 |  | South | IAR
BEKWJS_5_BV1SCEDYN |  |  | Broadview 1 | AZPS | Y | Import |  |  | Wind | WIND | WIND | 130 | 0 |  |  |  |  | 1 | 24 | 24 |  |  |  |  | 53.63 | 63.91 | 67.6 | 66.3 | 54.6 | 57.54 | 44.2 | 40.3 | 39 | 43.55 | 39.99 | 49.4 |  | South | IAR
BELDEN_7_UNIT 1 |  |  | BELDEN HYDRO | CISO | N | Sierra | South of Palermo |  | Hydro | HYDRO | WATER | 119 | 119 |  |  |  |  | 1 | 24 | 24 |  |  | 0 | 1 | 2 | 2 | 1.6 | 2.08 | 2.08 | 35.2 | 80.8 | 93.95 | 88 | 45.2 | 2 | 1.6 | Y | North | FC
BERCYN_2_BCEBT1 |  |  | Bear Canyon Energy Storage | CISO | N | NCNB |  |  | Battery Storage | OTHER | LESR | 13 | 13 | 0.8 | 52 | 52 | 1 | 1 | 24 | 4 |  | TRUE | 26 | 1 | 13 | 13 | 13 | 13 | 13 | 13 | 13 | 13 | 13 | 13 | 13 | 13 | Y | North | FC
BGROCK_2_BRFBX2 |  |  | Big Rock Solar Farm | CISO | N | San Diego-IV |  |  | Battery Storage | OTHER | LESR | 200 | 0 | 0.8 | 800 | 800 | 1 | 1 | 24 | 4 |  | TRUE | 300 | 2 | JUL: 100; AUG: 100; SEP: 100; OCT: 100; NOV: 100; DEC: 100 | Y | South | PD | 100 |  |  | 100
BGSKYN_2_AS2SR1 |  | BIGSKY_2_SOLAR1, BIGSKY_2_SOLAR2, BIGSKY_2_SOLAR3, BIGSKY_2_SOLAR4, BIGSKY_2_SOLAR5, BIGSKY_2_SOLAR6, BIGSKY_2_SOLAR7, BGSKYN_2_ASSR1B, BGSKYN_2_ASSR3A, BGSKYN_2_ASSR3B, BGSKYN_2_ASPSR2, BIGSKY_2_BSKSR6, BIGSKY_2_BSKSR7, BIGSKY_2_BSKSR8, BGSKYN_2_BS3SR3, BIGSKY_2_AS2BT1, BIGSKY_2_ASLBT2 | Antelope Solar 2 | CISO | N | Big Creek-Ventura |  |  | Paired_Solar_1Axis | PHOTO VOLTAIC | SUN | 105 | 105 |  |  |  |  | 1 | 24 | 24 | 650 |  |  |  | 0.1 | 0.1 | 0.1 | 0.5 | 3.38 | 44.65 | 70.66 | 21.31 | 40.9 | 0.18 | 0.1 | 0.1 | N | South | ID | 100% | Q1208 - Group name: ANTELOPE_1208 - Max to grid 650 MW, Waiting for Tehachapi CRAS. Co-located | 1
BGSKYN_2_ASPSR2 |  | BIGSKY_2_SOLAR1, BIGSKY_2_SOLAR2, BIGSKY_2_SOLAR3, BIGSKY_2_SOLAR4, BIGSKY_2_SOLAR5, BIGSKY_2_SOLAR6, BIGSKY_2_SOLAR7, BGSKYN_2_ASSR1B, BGSKYN_2_AS2SR1, BGSKYN_2_ASSR3A, BGSKYN_2_ASSR3B, BIGSKY_2_BSKSR6, BIGSKY_2_BSKSR7, BIGSKY_2_BSKSR8, BGSKYN_2_BS3SR3, BIGSKY_2_AS2BT1, BIGSKY_2_ASLBT2 | Antelope Solar 2 San Pablo | CISO | N | Big Creek-Ventura |  |  | Paired_Solar_1Axis | PHOTO VOLTAIC | SUN | 100 | 100 |  |  |  |  | 1 | 24 | 24 | 650 |  |  |  | 0.1 | 0.1 | 0.1 | 0.48 | 3.22 | 42.52 | 67.29 | 20.3 | 38.96 | 0.18 | 0.1 | 0.1 | N | South | ID | 100% | Q1208 - Group name: ANTELOPE_1208 - Max to grid 650 MW, Waiting for Tehachapi CRAS. Co-located | 1
BGSKYN_2_ASSR1B |  | BIGSKY_2_SOLAR1, BIGSKY_2_SOLAR2, BIGSKY_2_SOLAR3, BIGSKY_2_SOLAR4, BIGSKY_2_SOLAR5, BIGSKY_2_SOLAR6, BIGSKY_2_SOLAR7, BGSKYN_2_AS2SR2, BGSKYN_2_AS2SR1, BGSKYN_2_ASSR3A, BGSKYN_2_ASSR3B, BIGSKY_2_BSKSR6, BIGSKY_2_BSKSR7, BIGSKY_2_BSKSR8, BGSKYN_2_BS3SR3, BIGSKY_2_AS2BT1, BIGSKY_2_ASLBT2 | Antelope Solar 1B | CISO | N | Big Creek-Ventura |  |  | Paired_Solar_1Axis | PHOTO VOLTAIC | SUN | 17 | 17 |  |  |  |  | 1 | 24 | 24 | 650 |  |  |  | 0.1 | 0.1 | 0.1 | 0.1 | 0.55 | 7.23 | 11.44 | 3.45 | 6.62 | 0.1 | 0.1 | 0.1 | N | South | ID | 100% | Q1208 - Group name: ANTELOPE_1208 - Max to grid 650 MW, Waiting for Tehachapi CRAS. Co-located | 1
BGSKYN_2_ASSR3A |  | BIGSKY_2_SOLAR1, BIGSKY_2_SOLAR2, BIGSKY_2_SOLAR3, BIGSKY_2_SOLAR4, BIGSKY_2_SOLAR5, BIGSKY_2_SOLAR6, BIGSKY_2_SOLAR7, BGSKYN_2_ASSR1B, BGSKYN_2_AS2SR1, BGSKYN_2_ASSR3B, BGSKYN_2_ASPSR2, BIGSKY_2_BSKSR6, BIGSKY_2_BSKSR7, BIGSKY_2_BSKSR8, BGSKYN_2_BS3SR3, BIGSKY_2_AS2BT1, BIGSKY_2_ASLBT2 | Antelope Solar 3A | CISO | N | Big Creek-Ventura |  |  | Paired_Solar_1Axis | PHOTO VOLTAIC | SUN | 15 | 15 |  |  |  |  | 1 | 24 | 24 | 650 |  |  |  | 0.1 | 0.1 | 0.1 | 0.1 | 0.48 | 6.38 | 10.09 | 3.04 | 5.84 | 0.1 | 0.1 | 0.1 | N | South | ID | 100% | Q1208 - Group name: ANTELOPE_1208 - Max to grid 650 MW, Waiting for Tehachapi CRAS. Co-located | 1
BGSKYN_2_ASSR3B |  | BIGSKY_2_SOLAR1, BIGSKY_2_SOLAR2, BIGSKY_2_SOLAR3, BIGSKY_2_SOLAR4, BIGSKY_2_SOLAR5, BIGSKY_2_SOLAR6, BIGSKY_2_SOLAR7, BGSKYN_2_ASSR1B, BGSKYN_2_AS2SR1, BGSKYN_2_ASSR3A, BGSKYN_2_ASPSR2, BIGSKY_2_BSKSR6, BIGSKY_2_BSKSR7, BIGSKY_2_BSKSR8, BGSKYN_2_BS3SR3, BIGSKY_2_AS2BT1, BIGSKY_2_ASLBT2 | Antelope Solar 3B | CISO | N | Big Creek-Ventura |  |  | Paired_Solar_1Axis | PHOTO VOLTAIC | SUN | 5 | 5 |  |  |  |  | 1 | 24 | 24 | 650 |  |  |  | 0.1 | 0.1 | 0.1 | 0.1 | 0.16 | 2.13 | 3.36 | 1.01 | 1.95 | 0.1 | 0.1 | 0.1 | N | South | ID | 100% | Q1208 - Group name: ANTELOPE_1208 - Max to grid 650 MW, Waiting for Tehachapi CRAS. Co-located | 1
BGSKYN_2_BS3SR3 |  | BIGSKY_2_SOLAR1, BIGSKY_2_SOLAR2, BIGSKY_2_SOLAR3, BIGSKY_2_SOLAR4, BIGSKY_2_SOLAR5, BIGSKY_2_SOLAR6, BIGSKY_2_SOLAR7, BGSKYN_2_ASSR1B, BGSKYN_2_AS2SR1, BGSKYN_2_ASSR3A, BGSKYN_2_ASSR3B, BGSKYN_2_ASPSR2, BIGSKY_2_BSKSR6, BIGSKY_2_BSKSR7, BIGSKY_2_BSKSR8, BIGSKY_2_AS2BT1, BIGSKY_2_ASLBT2 | Big Sky Solar 3 | CISO | N | Big Creek-Ventura |  |  | Paired_Solar_1Axis | PHOTO VOLTAIC | SUN | 20 | 20 |  |  |  |  | 1 | 24 | 24 | 650 |  |  |  | 0.1 | 0.1 | 0.1 | 0.1 | 0.64 | 8.5 | 13.46 | 4.06 | 7.79 | 0.1 | 0.1 | 0.1 | N | South | FC |  | Co-located
BIGCRK_2_EXESWD |  |  | BIG CREEK HYDRO PROJECT PSP | CISO | N | Big Creek-Ventura | Rector, Vestal |  | Hydro | HYDRO | WATER | 820 | 0 |  |  |  |  | 1 | 24 | 24 |  |  | 700 | 1 | 522.6 | 570.6 | 548.2 | 590 | 700 | 730.2 | 710.02 | 700 | 700 | 536.08 | 516.6 | 549.52 | Y | South | FC
BIGCRK_7_DAM7 |  |  | DAM 7 AT BIG CREEK (FISHWATER GEN) | CISO | N | Big Creek-Ventura | Rector, Vestal |  | Hydro | HYDRO | WATER | 0.3 | 0.3 |  |  |  |  | 1 | 24 | 24 |  |  |  |  | 0 | 0 | 0 | 0 | 0 | 0 | 0 | 0 | 0 | 0 | 0 | 0 | N | South | EO
BIGCRK_7_MAMRES |  |  | MAMMOTH POOL RESERVOIR (FISHWATER | CISO | N | Big Creek-Ventura | Rector, Vestal |  | Hydro | HYDRO | WATER | 1.25 | 1.3 |  |  |  |  | 1 | 24 | 24 |  |  |  |  | 0 | 0 | 0 | 0 | 0 | 0 | 0 | 0 | 0 | 0 | 0 | 0 | N | South | EO
BIGSKY_2_AS2BT1 |  | BIGSKY_2_SOLAR1, BIGSKY_2_SOLAR2, BIGSKY_2_SOLAR3, BIGSKY_2_SOLAR4, BIGSKY_2_SOLAR5, BIGSKY_2_SOLAR6, BIGSKY_2_SOLAR7, BGSKYN_2_ASSR1B, BGSKYN_2_AS2SR1, BGSKYN_2_ASSR3A, BGSKYN_2_ASSR3B, BGSKYN_2_ASPSR2, BIGSKY_2_BSKSR6, BIGSKY_2_BSKSR7, BIGSKY_2_BSKSR8, BGSKYN_2_BS3SR3, BIGSKY_2_ASLBT2 | Antelope Solar 2 LAB | CISO | N | Big Creek-Ventura |  |  | Paired_BattStorage | OTHER | LESR | 127 | 127 | 0.8 | 508 | 508 | 1 | 1 | 24 | 4 | 650 | FALSE | 254 | 2 | 127 | 127 | 127 | 127 | 127 | 127 | 127 | 127 | 127 | 127 | 127 | 127 | Y | South | ID | 100% | Q1208 - Group name: ANTELOPE_1208 - Max to grid 650 MW, Waiting for Tehachapi CRAS. Co-located | 1
BIGSKY_2_ASLBT2 |  | BIGSKY_2_SOLAR1, BIGSKY_2_SOLAR2, BIGSKY_2_SOLAR3, BIGSKY_2_SOLAR4, BIGSKY_2_SOLAR5, BIGSKY_2_SOLAR6, BGSKYN_2_ASSR1B, BGSKYN_2_AS2SR1, BGSKYN_2_ASSR3A, BGSKYN_2_ASSR3B, BGSKYN_2_ASPSR2, BIGSKY_2_BSKSR6, BIGSKY_2_BSKSR7, BIGSKY_2_BSKSR8, BGSKYN_2_BS3SR3, BIGSKY_2_AS2BT1, BIGSKY_2_SOLAR7 | Antelope Solar 2 Luna | CISO | N | Big Creek-Ventura |  |  | Paired_BattStorage | OTHER | LESR | 100 | 100 | 0.855 | 400 | 400 | 1 | 1 | 24 | 4 | 650 | FALSE | 200 | 2 | 100 | 100 | 100 | 100 | 100 | 100 | 100 | 100 | 100 | 100 | 100 | 100 | Y | South | ID | 100% | Q1208 - Group name: ANTELOPE_1208 - Max to grid 650 MW, Waiting for Tehachapi CRAS | 1
BIGSKY_2_BSKSR6 |  | BIGSKY_2_SOLAR1, BIGSKY_2_SOLAR2, BIGSKY_2_SOLAR3, BIGSKY_2_SOLAR4, BIGSKY_2_SOLAR5, BIGSKY_2_SOLAR6, BIGSKY_2_SOLAR7, BGSKYN_2_ASSR1B, BGSKYN_2_AS2SR1, BGSKYN_2_ASSR3A, BGSKYN_2_ASSR3B, BGSKYN_2_ASPSR2,BIGSKY_2_BSKSR7, BIGSKY_2_BSKSR8, BGSKYN_2_BS3SR3, BIGSKY_2_AS2BT1, BIGSKY_2_ASLBT2 | Big Sky Solar 6 | CISO | N | Big Creek-Ventura |  |  | Paired_Solar_1Axis | PHOTO VOLTAIC | SUN | 20 | 20 |  |  |  |  | 1 | 24 | 24 | 650 |  |  |  | 0.1 | 0.1 | 0.1 | 0.1 | 0.64 | 8.5 | 13.46 | 4.06 | 7.79 | 0.1 | 0.1 | 0.1 | N | South | FC |  | Co-located
BIGSKY_2_BSKSR7 |  | BIGSKY_2_SOLAR1, BIGSKY_2_SOLAR2, BIGSKY_2_SOLAR3, BIGSKY_2_SOLAR4, BIGSKY_2_SOLAR5, BIGSKY_2_SOLAR6, BIGSKY_2_SOLAR7, BGSKYN_2_ASSR1B, BGSKYN_2_AS2SR1, BGSKYN_2_ASSR3A, BGSKYN_2_ASSR3B, BGSKYN_2_ASPSR2, BIGSKY_2_BSKSR6, BIGSKY_2_BSKSR8, BGSKYN_2_BS3SR3, BIGSKY_2_AS2BT1, BIGSKY_2_ASLBT2 | Big Sky Solar 7 | CISO | N | Big Creek-Ventura |  |  | Paired_Solar_1Axis | PHOTO VOLTAIC | SUN | 20 | 20 |  |  |  |  | 1 | 24 | 24 | 650 |  |  |  | 0.1 | 0.1 | 0.1 | 0.1 | 0.64 | 8.5 | 13.46 | 4.06 | 7.79 | 0.1 | 0.1 | 0.1 | N | South | FC |  | Co-located
BIGSKY_2_BSKSR8 |  | BIGSKY_2_SOLAR1, BIGSKY_2_SOLAR2, BIGSKY_2_SOLAR3, BIGSKY_2_SOLAR4, BIGSKY_2_SOLAR5, BIGSKY_2_SOLAR6, BIGSKY_2_SOLAR7, BGSKYN_2_ASSR1B, BGSKYN_2_AS2SR1, BGSKYN_2_ASSR3A, BGSKYN_2_ASSR3B, BGSKYN_2_ASPSR2, BIGSKY_2_BSKSR6, BIGSKY_2_BSKSR7, BGSKYN_2_BS3SR3, BIGSKY_2_AS2BT1, BIGSKY_2_ASLBT2 | Big Sky Solar 8 | CISO | N | Big Creek-Ventura |  |  | Paired_Solar_1Axis | PHOTO VOLTAIC | SUN | 20 | 20 |  |  |  |  | 1 | 24 | 24 | 650 |  |  |  | 0.1 | 0.1 | 0.1 | 0.1 | 0.64 | 8.5 | 13.46 | 4.06 | 7.79 | 0.1 | 0.1 | 0.1 | N | South | FC |  | Co-located
BIGSKY_2_SOLAR1 |  | BIGSKY_2_SOLAR2, BIGSKY_2_SOLAR3, BIGSKY_2_SOLAR4, BIGSKY_2_SOLAR5, BIGSKY_2_SOLAR6, BIGSKY_2_SOLAR7, BGSKYN_2_ASSR1B, BGSKYN_2_AS2SR1, BGSKYN_2_ASSR3A, BGSKYN_2_ASSR3B, BGSKYN_2_ASPSR2, BIGSKY_2_BSKSR6, BIGSKY_2_BSKSR7, BIGSKY_2_BSKSR8, BGSKYN_2_BS3SR3, BIGSKY_2_AS2BT1, BIGSKY_2_ASLBT2 | Antelope Big Sky Ranch | CISO | N | Big Creek-Ventura |  |  | Paired_Solar_1Axis | PHOTO VOLTAIC | SUN | 20 | 20 |  |  |  |  | 1 | 24 | 24 | 650 |  |  |  | 0.1 | 0.1 | 0.1 | 0.1 | 0.64 | 8.5 | 13.46 | 4.06 | 7.79 | 0.1 | 0.1 | 0.1 | N | South | FC |  | Co-located
BIGSKY_2_SOLAR2 |  | BIGSKY_2_SOLAR1, BIGSKY_2_SOLAR3, BIGSKY_2_SOLAR4, BIGSKY_2_SOLAR5, BIGSKY_2_SOLAR6, BIGSKY_2_SOLAR7, BGSKYN_2_ASSR1B, BGSKYN_2_AS2SR1, BGSKYN_2_ASSR3A, BGSKYN_2_ASSR3B, BGSKYN_2_ASPSR2, BIGSKY_2_BSKSR6, BIGSKY_2_BSKSR7, BIGSKY_2_BSKSR8, BGSKYN_2_BS3SR3, BIGSKY_2_AS2BT1, BIGSKY_2_ASLBT2 | Big Sky Solar 4 | CISO | N | Big Creek-Ventura |  |  | Paired_Solar_1Axis | PHOTO VOLTAIC | SUN | 40 | 40 |  |  |  |  | 1 | 24 | 24 | 650 |  |  |  | 0.1 | 0.1 | 0.1 | 0.19 | 1.29 | 17.01 | 26.92 | 8.12 | 15.58 | 0.1 | 0.1 | 0.1 | N | South | FC |  | Co-located
BIGSKY_2_SOLAR3 |  | BIGSKY_2_SOLAR1, BIGSKY_2_SOLAR2,BIGSKY_2_SOLAR4, BIGSKY_2_SOLAR5, BIGSKY_2_SOLAR6, BIGSKY_2_SOLAR7, BGSKYN_2_ASSR1B, BGSKYN_2_AS2SR1, BGSKYN_2_ASSR3A, BGSKYN_2_ASSR3B, BGSKYN_2_ASPSR2, BIGSKY_2_BSKSR6, BIGSKY_2_BSKSR7, BIGSKY_2_BSKSR8, BGSKYN_2_BS3SR3, BIGSKY_2_AS2BT1, BIGSKY_2_ASLBT2 | Big Sky Summer | CISO | N | Big Creek-Ventura |  |  | Paired_Solar_1Axis | PHOTO VOLTAIC | SUN | 20 | 20 |  |  |  |  | 1 | 24 | 24 | 650 |  |  |  | 0.1 | 0.1 | 0.1 | 0.1 | 0.64 | 8.5 | 13.46 | 4.06 | 7.79 | 0.1 | 0.1 | 0.1 | N | South | FC |  | Co-located |  |  | NQC_Value, XLOOKUP([@[Resource ID]], NQC[Resource ID], NQC[Generator Name], "#N/A"),
BIGSKY_2_SOLAR4 |  | BIGSKY_2_SOLAR1, BIGSKY_2_SOLAR2, BIGSKY_2_SOLAR3, BIGSKY_2_SOLAR5, BIGSKY_2_SOLAR6, BIGSKY_2_SOLAR7, BGSKYN_2_ASSR1B, BGSKYN_2_AS2SR1, BGSKYN_2_ASSR3A, BGSKYN_2_ASSR3B, BGSKYN_2_ASPSR2, BIGSKY_2_BSKSR6, BIGSKY_2_BSKSR7, BIGSKY_2_BSKSR8, BGSKYN_2_BS3SR3, BIGSKY_2_AS2BT1, BIGSKY_2_ASLBT2 | Western Antelope Blue Sky Ranch B | CISO | N | Big Creek-Ventura |  |  | Paired_Solar_1Axis | PHOTO VOLTAIC | SUN | 20 | 20 |  |  |  |  | 1 | 24 | 24 | 650 |  |  |  | 0.1 | 0.1 | 0.1 | 0.1 | 0.64 | 8.5 | 13.46 | 4.06 | 7.79 | 0.1 | 0.1 | 0.1 | N | South | FC |  | Co-located
BIGSKY_2_SOLAR5 |  | BIGSKY_2_SOLAR1, BIGSKY_2_SOLAR2, BIGSKY_2_SOLAR3, BIGSKY_2_SOLAR4, BIGSKY_2_SOLAR6, BIGSKY_2_SOLAR7, BGSKYN_2_ASSR1B, BGSKYN_2_AS2SR1, BGSKYN_2_ASSR3A, BGSKYN_2_ASSR3B, BGSKYN_2_ASPSR2, BIGSKY_2_BSKSR6, BIGSKY_2_BSKSR7, BIGSKY_2_BSKSR8, BGSKYN_2_BS3SR3, BIGSKY_2_AS2BT1, BIGSKY_2_ASLBT2 | Big Sky Solar 2 | CISO | N | Big Creek-Ventura |  |  | Paired_Solar_1Axis | PHOTO VOLTAIC | SUN | 5 | 5 |  |  |  |  | 1 | 24 | 24 | 650 |  |  |  | 0.1 | 0.1 | 0.1 | 0.1 | 0.16 | 2.13 | 3.36 | 1.01 | 1.95 | 0.1 | 0.1 | 0.1 | N | South | FC |  | Co-located |  |  | Hardcoding_Filtered, FILTER(Hardcoding,
BIGSKY_2_SOLAR6 |  | BIGSKY_2_SOLAR1, BIGSKY_2_SOLAR2, BIGSKY_2_SOLAR3, BIGSKY_2_SOLAR4, BIGSKY_2_SOLAR5, BIGSKY_2_SOLAR7, BGSKYN_2_ASSR1B, BGSKYN_2_AS2SR1, BGSKYN_2_ASSR3A, BGSKYN_2_ASSR3B, BGSKYN_2_ASPSR2, BIGSKY_2_BSKSR6, BIGSKY_2_BSKSR7, BIGSKY_2_BSKSR8, BGSKYN_2_BS3SR3, BIGSKY_2_AS2BT1, BIGSKY_2_ASLBT2 | Solverde 1 | CISO | N | Big Creek-Ventura |  |  | Paired_Solar_1Axis | PHOTO VOLTAIC | SUN | 85 | 85 |  |  |  |  | 1 | 24 | 24 | 650 |  |  |  | 0.1 | 0.1 | 0.1 | 0.4 | 2.73 | 36.14 | 57.2 | 17.25 | 33.11 | 0.15 | 0.1 | 0.1 | N | South | FC |  | Co-located |  |  | (Hardcoding[Resource ID]=[@[Resource ID]]) *
BIGSKY_2_SOLAR7 |  | BIGSKY_2_SOLAR1, BIGSKY_2_SOLAR2, BIGSKY_2_SOLAR3, BIGSKY_2_SOLAR4, BIGSKY_2_SOLAR5, BIGSKY_2_SOLAR6, BGSKYN_2_ASSR1B, BGSKYN_2_AS2SR1, BGSKYN_2_ASSR3A, BGSKYN_2_ASSR3B, BGSKYN_2_ASPSR2, BIGSKY_2_BSKSR6, BIGSKY_2_BSKSR7, BIGSKY_2_BSKSR8, BGSKYN_2_BS3SR3, BIGSKY_2_AS2BT1, BIGSKY_2_ASLBT2 | Big Sky Solar 1 | CISO | N | Big Creek-Ventura |  |  | Paired_Solar_1Axis | PHOTO VOLTAIC | SUN | 50 | 50 |  |  |  |  | 1 | 24 | 24 | 650 |  |  |  | 0.1 | 0.1 | 0.1 | 0.24 | 1.61 | 21.26 | 33.65 | 10.15 | 19.48 | 0.1 | 0.1 | 0.1 | N | South | FC |  | Co-located |  |  | (Hardcoding[Hybrid Sub-ID]=[@[Hybrid Sub ID]]) *
BIOMAS_1_UNIT 1 |  |  | WOODLAND BIOMASS | CISO | N | Sierra | Drum-Rio Oso, South of Palermo |  | Biomass/Wood | STEAM | BIOMASS | 25.5 | 28.8 |  |  |  |  | 1 | 24 | 24 |  |  |  |  | 15.91 | 16.16 | 15.9 | 16.21 | 16.18 | 15.6 | 14.66 | 15.59 | 23.3 | 16.15 | 18.9 | 24.24 | N | North | FC |  |  |  |  | (Hardcoding[Parameter]="Generator Name"),
BISHOP_1_ALAMO |  |  | BISHOP CREEK PLANT 2 AND 6 | CISO | N | CAISO System |  |  | Hydro | HYDRO | WATER | 13.4 | 13.4 |  |  |  |  | 1 | 24 | 24 |  |  |  |  | 1.92 | 2.16 | 3.27 | 4.38 | 6.86 | 8.42 | 7.5 | 7.08 | 5.88 | 3.18 | 2.46 | 2.04 | N | South | FC |  | Behind the South of Control de-rate ¿ limited to 175 MWs and not binding at this time. |  |  | ""
BISHOP_1_UNITS |  |  | BISHOP CREEK PLANT 3 AND 4 | CISO | N | CAISO System |  |  | Hydro | HYDRO | WATER | 15.8 | 15.8 |  |  |  |  | 1 | 24 | 24 |  |  |  |  | 3.34 | 3.66 | 5.17 | 7.17 | 8.84 | 9 | 9.73 | 7.67 | 8.93 | 6.05 | 5.15 | 4.76 | N | South | FC |  | Behind the South of Control de-rate ¿ limited to 175 MWs and not binding at this time. |  |  | ),
BKRFLD_2_SOLAR1 |  |  | Bakersfield 111 | CISO | N | Kern | South Kern PP |  | Solar_1Axis | PHOTO VOLTAIC | SUN | 1.38 | 1.4 |  |  |  |  | 1 | 24 | 24 |  |  |  |  | 0.1 | 0.1 | 0.1 | 0.1 | 0.1 | 0.78 | 1.01 | 0.37 | 0.66 | 0.1 | 0.1 | 0.1 | N | North | FC
BLACK_7_UNIT 1 |  |  | JAMES B. BLACK 1 | CISO | N | CAISO System |  |  | Hydro | HYDRO | WATER | 85 | 84 |  |  |  |  | 1 | 24 | 24 |  |  | 85 | 1 | 84.2 | 82.6 | 82.6 | 82.6 | 84.6 | 85 | 85 | 85 | 85 | 68 | 68 | 84 | Y | North | FC |  |  |  |  | Hardcoding_Sorted, IF(ROWS(Hardcoding_Filtered),
BLACK_7_UNIT 2 |  |  | JAMES B. BLACK 2 | CISO | N | CAISO System |  |  | Hydro | HYDRO | WATER | 84.1 | 84.1 |  |  |  |  | 1 | 24 | 24 |  |  | 84.1 | 1 | 83.48 | 83.28 | 83.28 | 83.48 | 84.1 | 83.88 | 84.1 | 84.1 | 84.1 | 84.1 | 71.28 | 80.8 | Y | North | FC |  |  |  |  | INDEX(SORT(Hardcoding_Filtered, 5, -1), 1, 4),
BLAST_1_WIND |  |  | Mountain View IV Wind | CISO | N | LA Basin | Eastern, Valley-Devers |  | Wind | WIND | WIND | 49 | 49 |  |  |  |  | 1 | 24 | 24 |  |  |  |  | 4.12 | 9.94 | 11.13 | 17.93 | 20.21 | 18.41 | 18.35 | 16.94 | 10.4 | 5.57 | 3.23 | 3.17 | N | South | FC |  |  |  |  | ""
BLCKBT_2_STONEY |  |  | BLACK BUTTE HYDRO | CISO | N | CAISO System |  |  | Hydro | HYDRO | WATER | 6.2 | 6.2 |  |  |  |  | 1 | 24 | 24 |  |  | 0 | 1 | 2.18 | 2.18 | 1.3 | 3.5 | 2.7 | 2.57 | 2.02 | 1.83 | 1.5 | 1.5 | 2.1 | 3.24 | Y | North | FC |  |  |  |  | ),
BLCKWL_6_SOLAR1 |  |  | Blackwell Solar | CISO | N | CAISO System |  | Y | Solar_1Axis | PHOTO VOLTAIC | SUN | 12 | 12 |  |  |  |  | 1 | 24 | 24 |  |  |  |  | 0.1 | 0.1 | 0.1 | 0.16 | 0.84 | 6.8 | 8.76 | 3.21 | 5.7 | 0.1 | 0.1 | 0.1 | N | North | FC
BLKCRK_2_GMCBT1 |  | BLKCRK_2_SOLAR1 | Genesis McCoy Bess | CISO | N | CAISO System |  |  | Paired_BattStorage | OTHER | LESR | 230 | 230 | 0.83 | 920 | 2503.6066 | 2.7213 | 1 | 24 | 10.8852 | 250 | TRUE | 460 | 1 | 230 | 230 | 230 | 230 | 230 | 230 | 230 | 230 | 230 | 230 | 230 | 230 | Y | South | FC |  | Group name: MCCOY_193_1 - Max to grid 250 MW. Co-located with BLKCRK_2_SOLAR1, GENESI_2_STG |  |  | Result, IF(NQC_Value<>"#N/A", NQC_Value,
BLKCRK_2_SOLAR1 |  | BLKCRK_2_GMCBT1 | McCoy Station | CISO | N | CAISO System |  |  | Paired_Solar_1Axis | PHOTO VOLTAIC | SUN | 250 | 250 |  |  |  |  | 1 | 24 | 24 | 250 |  |  |  | 0 | 0 | 0 | 0 | 0 | 0 | 0 | 0 | 0 | 0 | 0 | 0 | N | South | EO |  | Group name: MCCOY_193_1 - Max to grid 250 MW. Co-located with BLKCRK_2_GMCBT1, GENESI_2_STG |  |  | IF(Hardcoding_Sorted<>"", Hardcoding_Sorted, "Import")
BLKDIA_2_BDEBT1 |  |  | Black Diamond Energy Storage | CISO | N | Bay Area | Pittsburg |  | Battery Storage | OTHER | LESR | 200 | 200 | 0.8 | 800 | 800 | 1 | 1 | 24 | 4 |  | TRUE | 400 | 1 | 200 | 200 | 200 | 200 | 200 | 200 | 200 | 200 | 200 | 200 | 200 | 200 | Y | North | FC |  |  |  |  | ),
BLM W_2_COSBT1 |  | BLM_2_UNITS, NAVYII_2_UNITS | Coso Battery Storage | CISO | N | CAISO System |  |  | Paired_BattStorage | OTHER | LESR | 60 | 60 | 0.8 | 240 | 240 | 1 | 1 | 24 | 4 | 162 | FALSE | 120 | 2 | 60 | 60 | 60 | 60 | 60 | 60 | 60 | 60 | 60 | 60 | 60 | 60 | Y | South | FC |  | Group name: COSO_0053CONV - Max to grid 162 MW.
BLM W_2_MDRBT1 |  |  | BLM EAST Facility Mordor 2 | CISO | N | CAISO System |  |  | Battery Storage | OTHER | LESR | 20 | 20 | 0.8 | 80 | 80 | 1 | 1 | 24 | 4 |  | TRUE | 40 | 1 |  |  |  |  | 0 | 20 | 20 | 20 | 20 | 20 | 20 | 20 | Y | South | FC |  | Group name COSO_0053CONV - Max to grid 162 MW. |  |  | Result
BLM_2_UNITS |  | BLM W_2_COSBT1, NAVYII_2_UNITS | BLM EAST Facility | CISO | N | CAISO System |  |  | Geothermal | STEAM | GEOTHERMAL | 35 | 0 |  |  |  |  | 1 | 24 | 24 | 162 |  | 47 | 1 | 47 | 47 | 47 | 47 | 47 | 47 | 47 | 47 | 47 | 47 | 47 | 47 | Y | South | PD | 47 | Group name: COSO_0053CONV - Max to grid 162 MW. |  | 47 | ),"Import")
BLVRDE_6_BLVBT1 |  |  | Boulevard Energy Storage | CISO | N | San Diego-IV |  |  | Battery Storage | OTHER | LESR | 10 | 10 | 0.8 | 40 | 40 | 1 | 1 | 24 | 4 |  | TRUE | 19.75 | 1 | 9.75 | 9.75 | 9.75 | 9.75 | 9.75 | 9.75 | 9.75 | 9.75 | 9.75 | 9.75 | 9.75 | 9.75 | Y | South | FC
BLYTHE_1_SOLAR1 |  |  | Blythe Solar 1 Project | CISO | N | CAISO System |  |  | Solar_Fixed | PHOTO VOLTAIC | SUN | 21 | 21 |  |  |  |  | 1 | 24 | 24 |  |  |  |  | 0 | 0 | 0 | 0 | 0 | 0 | 0 | 0 | 0 | 0 | 0 | 0 | N | South | EO
BLYTHE_1_SOLAR2 |  |  | Blythe Green 1 | CISO | N | CAISO System |  |  | Solar_1Axis | PHOTO VOLTAIC | SUN | 20 | 20 |  |  |  |  | 1 | 24 | 24 |  |  |  |  | 0 | 0 | 0 | 0 | 0 | 0 | 0 | 0 | 0 | 0 | 0 | 0 | N | South | EO
BNNIEN_7_ALTAPH |  |  | ALTA POWER HOUSE | CISO | N | Sierra | Placer, Gold Hill-Drum, Drum-Rio Oso, South of Rio Oso, South of Palermo |  | Hydro | HYDRO | WATER | 1 | 2 |  |  |  |  | 1 | 24 | 24 |  |  |  |  | 0.36 | 0.31 | 0.31 | 0.46 | 0.21 | 0.44 | 0.46 | 0.55 | 0.44 | 0.56 | 0.33 | 0.22 | N | North | FC
BOGUE_1_UNITA1 |  |  | Feather River Energy Center, Unit #1 | CISO | N | Sierra | Bogue, Drum-Rio Oso |  | Peaker | COMBUSTION TURBINE | NATURAL GAS | 48.69 | 49.9 |  |  |  |  | 1 | 24 | 24 |  |  | 47.38 | 1 | 47.38 | 47.38 | 47.38 | 47.38 | 47.38 | 47.38 | 47.38 | 47.38 | 47.38 | 47.38 | 47.38 | 47.38 | Y | North | FC
BORDER_6_UNITA1 |  |  | CalPeak Power Border Unit 1 | CISO | N | San Diego-IV | San Diego, Border |  | Peaker | COMBUSTION TURBINE | NATURAL GAS | 51.25 | 52 |  |  |  |  | 1 | 24 | 24 |  |  | 51.25 | 1 | 51.25 | 51.25 | 51.25 | 51.25 | 51.25 | 51.25 | 51.25 | 51.25 | 51.25 | 51.25 | 51.25 | 51.25 | Y | South | FC
BOWMN_6_HYDRO |  |  | NID Hydro Bowman Powerhouse | CISO | N | Sierra | Drum-Rio Oso, South of Palermo |  | Hydro | HYDRO | WATER | 3.6 | 3.6 |  |  |  |  | 1 | 24 | 24 |  |  |  |  | 0.17 | 0.29 | 0.57 | 0.87 | 2.13 | 1.45 | 2.23 | 1.99 | 1.73 | 1.1 | 0.5 | 0.36 | N | North | FC
BRDGVL_7_BAKER |  |  | Baker Station Hydro | CISO | N | Humboldt |  |  | Hydro | HYDRO | WATER | 1.49 | 2.5 |  |  |  |  | 1 | 24 | 24 |  |  |  |  | 0.55 | 0.57 | 0.56 | 0.46 | 0.12 | 0.01 | 0 | 0 | 0 | 0.01 | 0.08 | 0.57 | N | North | FC
BRDSLD_2_HIWIND |  |  | High Winds Energy Center | CISO | N | Bay Area | Contra Costa | Y | Wind | WIND | WIND | 162 | 162 |  |  |  |  | 1 | 24 | 24 |  |  |  |  | 9.2 | 13.76 | 28.7 | 56.9 | 74.73 | 69.12 | 69.57 | 49.22 | 39.86 | 17.71 | 6.52 | 8.95 | N | North | FC
BRDSLD_2_MTZUM2 |  |  | NextEra Energy Montezuma Wind II | CISO | N | Bay Area | Contra Costa | Y | Wind | WIND | WIND | 78.2 | 78.2 |  |  |  |  | 1 | 24 | 24 |  |  |  |  | 4.44 | 6.64 | 13.86 | 27.47 | 36.07 | 33.37 | 33.58 | 23.76 | 19.24 | 8.55 | 3.15 | 4.32 | N | North | FC
BRDSLD_2_MTZUMA |  |  | FPL Energy Montezuma Wind | CISO | N | Bay Area | Contra Costa | Y | Wind | WIND | WIND | 36.8 | 36.8 |  |  |  |  | 1 | 24 | 24 |  |  |  |  | 2.09 | 3.12 | 6.52 | 12.93 | 16.98 | 15.7 | 15.8 | 11.18 | 9.05 | 4.02 | 1.48 | 2.03 | N | North | FC
BRDSLD_2_SHILO1 |  |  | Shiloh I Wind Project | CISO | N | Bay Area | Contra Costa | Y | Wind | WIND | WIND | 150 | 150 |  |  |  |  | 1 | 24 | 24 |  |  |  |  | 8.51 | 12.74 | 26.58 | 52.69 | 69.19 | 64 | 64.42 | 45.57 | 36.91 | 16.4 | 6.04 | 8.29 | N | North | FC
BRDSLD_2_SHILO2 |  |  | SHILOH WIND PROJECT 2 | CISO | N | Bay Area | Contra Costa |  | Wind | WIND | WIND | 150 | 150 |  |  |  |  | 1 | 24 | 24 |  |  |  |  | 8.51 | 12.74 | 26.58 | 52.69 | 69.19 | 64 | 64.42 | 45.57 | 36.91 | 16.4 | 6.04 | 8.29 | N | North | FC
BRDSLD_2_SHLO3A |  |  | Shiloh III Wind Project, LLC | CISO | N | Bay Area | Contra Costa | Y | Wind | WIND | WIND | 102.5 | 100 |  |  |  |  | 1 | 24 | 24 |  |  |  |  | 5.82 | 8.7 | 18.16 | 36 | 47.28 | 43.74 | 44.02 | 31.14 | 25.22 | 11.21 | 4.13 | 5.67 | N | North | FC
BRDSLD_2_SHLO3B |  |  | Shiloh IV Wind Project | CISO | N | Bay Area | Contra Costa | Y | Wind | WIND | WIND | 100 | 100 |  |  |  |  | 1 | 24 | 24 |  |  |  |  | 5.68 | 8.49 | 17.72 | 35.13 | 46.13 | 42.67 | 42.94 | 30.38 | 24.61 | 10.93 | 4.03 | 5.53 | N | North | FC
BREGGO_6_DEGRSL |  |  | Desert Green Solar Farm | CISO | N | San Diego-IV | San Diego |  | Solar_2Axis | PHOTO VOLTAIC | SUN | 6.3 | 6.5 |  |  |  |  | 1 | 24 | 24 |  |  |  |  | 0.1 | 0.1 | 0.1 | 0.1 | 0.2 | 2.68 | 4.24 | 1.28 | 2.45 | 0.1 | 0.1 | 0.1 | N | South | FC
BREGGO_6_SOLAR |  |  | NRG Borrego Solar One | CISO | N | San Diego-IV | San Diego |  | Solar_Fixed | PHOTO VOLTAIC | SUN | 26 | 26 |  |  |  |  | 1 | 24 | 24 |  |  |  |  | 0.1 | 0.1 | 0.1 | 0.1 | 0.39 | 6.58 | 12.91 | 3.19 | 6.96 | 0.1 | 0.1 | 0.1 | N | South | FC
BRODIE_2_WIND |  |  | Coram Brodie Wind Project | CISO | N | CAISO System |  | Y | Wind | WIND | WIND | 102 | 102 |  |  |  |  | 1 | 24 | 24 |  |  |  |  | 8.57 | 20.68 | 23.17 | 37.32 | 42.08 | 38.33 | 38.19 | 35.27 | 21.66 | 11.6 | 6.73 | 6.6 | N | South | FC
BUCKBL_2_PL1X3 |  |  | Blythe Energy Center | CISO | N | CAISO System |  |  | CCGT | COMBINED CYCLE | NATURAL GAS | 493.63 | 0 |  |  |  |  | 1 | 24 | 24 |  |  | 368.63 | 1 | 493.63 | 493.63 | 493.63 | 493.63 | 493.63 | 493.63 | 493.63 | 493.63 | 493.63 | 493.63 | 493.63 | 493.63 | Y | South | FC
BUCKCK_2_HYDRO |  |  | Lassen Station Hydro | CISO | N | Sierra | South of Palermo |  | Hydro | HYDRO | WATER | 0.99 | 1 |  |  |  |  | 1 | 24 | 24 |  |  |  |  | 0.74 | 0.87 | 0.72 | 0.75 | 0.57 | 0.31 | 0.09 | 0 | 0 | 0.02 | 0.15 | 0.49 | N | North | FC
BUCKCK_7_OAKFLT |  |  | Oak Flat | CISO | N | Sierra | South of Palermo |  | Hydro | HYDRO | WATER | 1.3 | 1.3 |  |  |  |  | 1 | 24 | 24 |  |  |  |  | 0.29 | 0.19 | 0.23 | 0.18 | 0.23 | 0.21 | 0.13 | 0 | 0 | 0 | 0 | 0 | N | North | FC
BUCKCK_7_PL1X2 |  |  | BUCKS CREEK AGGREGATE | CISO | N | Sierra | South of Palermo |  | Hydro | HYDRO | WATER | 57.25 | 0 |  |  |  |  | 1 | 24 | 24 |  |  | 33 | 1 | 33 | 33 | 52.4 | 52.4 | 52.4 | 52.4 | 52.4 | 46.8 | 33 | 33 | 33 | 50.8 | Y | North | FC
BUCKWD_1_NPALM1 |  |  | North Palm Springs 1A | CISO | N | LA Basin | Eastern, Valley-Devers |  | Solar_1Axis | PHOTO VOLTAIC | SUN | 2.4 | 2.4 |  |  |  |  | 1 | 24 | 24 |  |  |  |  | 0.1 | 0.1 | 0.1 | 0.1 | 0.1 | 1.02 | 1.62 | 0.49 | 0.93 | 0.1 | 0.1 | 0.1 | N | South | FC
BUCKWD_1_QF |  |  | Buckwind Re-powering project | CISO | N | LA Basin | Eastern, Valley-Devers |  | Wind | WIND | WIND | 16.5 | 16.5 |  |  |  |  | 1 | 24 | 24 |  |  |  |  | 1.39 | 3.35 | 3.75 | 6.04 | 6.81 | 6.2 | 6.18 | 5.71 | 3.5 | 1.88 | 1.09 | 1.07 | N | South | FC
BURNYF_2_UNIT 1 |  |  | Burney Forest Power | CISO | N | CAISO System |  |  | Biomass/Wood | STEAM | BIOMASS | 29 | 35.7 |  |  |  |  | 1 | 24 | 24 |  |  |  |  | 28.32 | 28.61 | 28.17 | 29 | 29 | 29 | 29 | 29 | 29 | 28.93 | 29 | 29 | N | North | FC
BUTTVL_7_UNIT 1 |  |  | BUTT VALLEY HYDRO | CISO | N | CAISO System |  |  | Hydro | HYDRO | WATER | 39.5 | 41 |  |  |  |  | 1 | 24 | 24 |  |  | 39.4 | 1 | 39.5 | 39.5 | 39.5 | 39.5 | 39.5 | 39.5 | 39.5 | 39.5 | 39.4 | 32.4 | 39.5 | 39.5 | Y | North | FC
CABALO_2_M2BSR1 |  |  | Mustang 2 Barbaro Solar | CISO | N | Fresno |  |  | Solar_1Axis | PHOTO VOLTAIC | SUN | 50 | 50 |  |  |  |  | 1 | 24 | 24 |  |  |  |  | 0.1 | 0.1 | 0.1 | 0.68 | 3.51 | 28.35 | 36.48 | 13.36 | 23.76 | 0.19 | 0.1 | 0.1 | N | North | FC
CABALO_2_M2WSR2 |  |  | Mustang 2 Whirlaway Solar | CISO | N | Fresno |  |  | Solar_1Axis | PHOTO VOLTAIC | SUN | 100 | 100 |  |  |  |  | 1 | 24 | 24 |  |  | 0 | 1 | 0.1 | 0.1 | 0.1 | 1.36 | 7.03 | 56.7 | 72.97 | 26.72 | 47.51 | 0.38 | 0.1 | 0.1 | Y | North | FC
CABLRO_2_CBSBT1 |  |  | Caballero Storage | CISO | N | CAISO System |  |  | Battery Storage | OTHER | LESR | 99.7 | 99.7 | 0.8 | 398.8 | 398.8 | 1 | 1 | 24 | 4 |  | TRUE | 199.4 | 2 |  |  | 99.7 | 99.7 | 99.7 | 99.7 | 99.7 | 99.7 | 99.7 | 99.7 | 99.7 | 99.7 | Y | North | FC
CABZON_1_WINDA1 |  |  | Cabazon Wind Project | CISO | N | LA Basin | Eastern, Valley-Devers |  | Wind | WIND | WIND | 41 | 41 |  |  |  |  | 1 | 24 | 24 |  |  |  |  | 3.44 | 8.31 | 9.31 | 15 | 16.91 | 15.41 | 15.35 | 14.18 | 8.71 | 4.66 | 2.71 | 2.65 | N | South | FC
CALFTN_2_CFSBT1 |  | CALFTN_2_SOLAR | California Flats Solar Battery | CISO | N | CAISO System |  |  | Paired_BattStorage | OTHER | LESR | 60 | 60 | 0.8 | 240 | 240 | 1 | 1 | 24 | 4 | 130 | FALSE | 120 | 3 | 60 | 60 | 60 | 60 | 60 | 60 | 60 | 60 | 60 | 60 | 60 | 60 | Y | North | FC |  | Group name: CALFLATS_877_1 - Max to grid 130 MW. Co-located with CALFTN_2_SOLAR (PD to 82 percent)
CALFTN_2_SOLAR |  | CALFTN_2_CFSBT1 | California Flats North | CISO | N | CAISO System |  |  | Paired_Solar_Fixed | PHOTO VOLTAIC | SUN | 130 | 130 |  |  |  |  | 1 | 24 | 24 | 130 |  |  |  | 0.1 | 0.1 | 0.1 | 1.74 | 6.81 | 49.81 | 70 | 26.12 | 52.09 | 0.84 | 0.1 | 0.1 | N | North | FC | 1 | Group name: CALFLATS_877_1 - Max to grid 130 MW. Co-located with CALFTN_2_CFSBT1 | 1
CALFTS_2_CFSSR1 |  |  | California Flats Solar South | CISO | N | CAISO System |  |  | Solar_1Axis | PHOTO VOLTAIC | SUN | 150 | 150 |  |  |  |  | 1 | 24 | 24 |  |  |  |  | 0.1 | 0.1 | 0.1 | 2.04 | 10.54 | 85.06 | 109.45 | 40.08 | 71.27 | 0.57 | 0.1 | 0.1 | N | North | FC |  | Group name: CALFLATS_877 - Max to grid 280 MW.
CALGEN_1_MDRBT1 |  |  | Coso Navy 1 | CISO | N | CAISO System |  |  | Battery Storage | OTHER | LESR | 25 | 25 | 0.8 | 100 | 100 | 1 | 1 | 24 | 4 |  | TRUE | 50 | 1 |  |  |  |  | 0 | 25 | 25 | 25 | 25 | 25 | 25 | 25 | Y | South | FC
CALGEN_1_UNITS |  |  | Coso Navy 1 | CISO | N | CAISO System |  |  | Geothermal | STEAM | GEOTHERMAL | 55 | 0 |  |  |  |  | 1 | 24 | 24 |  |  | 80 | 1 | 80 | 80 | 80 | 80 | 80 | 80 | 80 | 80 | 80 | 80 | 80 | 80 | Y | South | FC
CALPIN_1_AGNEW |  |  | Agnews Power Plant | CISO | N | Bay Area | San Jose, South Bay-Moss Landing |  | CCGT | COMBUSTION TURBINE | NATURAL GAS | 28.56 | 41.5 |  |  |  |  | 1 | 24 | 24 |  |  | 8.56 | 1 | 28.56 | 28.56 | 28.56 | 28.56 | 28.56 | 28.56 | 28.56 | 28.56 | 28.56 | 28.56 | 28.56 | 28.56 | Y | North | FC
CALPSS_6_SOLAR1 |  |  | Calipatria Solar Farm | IID | Y | Import |  | Y | Solar_1Axis | PHOTO VOLTAIC | SUN | 19.9 | 20 |  |  |  |  | 1 | 24 | 24 |  |  |  |  | 0.1 | 0.1 | 0.1 | 0.09 | 0.64 | 8.46 | 13.39 | 4.04 | 7.75 | 0.04 | 0.1 | 0.1 |  | South | IAR
CAMCHE_1_PL1X3 |  |  | CAMANCHE UNITS 1, 2 & 3 AGGREGATE | CISO | N | Stockton | Tesla-Bellota |  | Hydro | HYDRO | WATER | 9.99 | 0 |  |  |  |  | 1 | 24 | 24 |  |  |  |  | 4.18 | 3.29 | 4.2 | 4.32 | 4.1 | 3.65 | 3.99 | 2.51 | 1.06 | 1.56 | 0.69 | 1.62 | N | North | FC
CAMERN_6_BSPSR1 |  |  | Buckman Springs PV | CISO | N | San Diego-IV |  |  | Solar_1Axis | PHOTO VOLTAIC | SUN | 0.84 | 0.85 |  |  |  |  | 1 | 24 | 24 |  |  |  |  | 0 | 0 | 0 | 0 | 0 | 0 | 0 | 0 | 0 | 0 | 0 | 0 | N | South | EO
CAMLOT_2_SOLAR1 |  |  | Camelot | CISO | N | CAISO System |  | Y | Solar_Fixed | PHOTO VOLTAIC | SUN | 45 | 45 |  |  |  |  | 1 | 24 | 24 |  |  |  |  | 0.1 | 0.1 | 0.1 | 0.13 | 0.68 | 11.39 | 22.34 | 5.52 | 12.04 | 0.1 | 0.1 | 0.1 | N | South | FC
CAMLOT_2_SOLAR2 |  |  | Columbia Two | CISO | N | CAISO System |  | Y | Solar_Fixed | PHOTO VOLTAIC | SUN | 15 | 15 |  |  |  |  | 1 | 24 | 24 |  |  |  |  | 0.1 | 0.1 | 0.1 | 0.1 | 0.23 | 3.8 | 7.45 | 1.84 | 4.01 | 0.1 | 0.1 | 0.1 | N | South | FC
CAMPFW_7_FARWST |  |  | CAMP FAR WEST HYDRO | CISO | N | Sierra |  |  | Hydro | HYDRO | WATER | 6.8 | 7.9 |  |  |  |  | 1 | 24 | 24 |  |  | 0 | 1 | 0 | 0 | 3.28 | 2 | 1.54 | 0.74 | 2.82 | 2.78 | 0 | 0 | 0 | 0 | Y | North | FC
CANTUA_1_SOLAR |  |  | Cantua Solar Station | CISO | N | Fresno | Panoche 115 kV | Y | Solar_Fixed | PHOTO VOLTAIC | SUN | 20 | 20 |  |  |  |  | 1 | 24 | 24 |  |  |  |  | 0.1 | 0.1 | 0.1 | 0.27 | 1.05 | 7.66 | 11.98 | 4.02 | 8.01 | 0.13 | 0.1 | 0.1 | N | North | FC
CAPWD_1_QF |  |  | Edom Hills Wind Farm | CISO | N | LA Basin | Eastern, Valley-Devers |  | Wind | WIND | WIND | 19.55 | 20 |  |  |  |  | 1 | 24 | 24 |  |  |  |  | 1.64 | 3.96 | 4.44 | 7.15 | 8.07 | 7.35 | 7.32 | 6.76 | 4.15 | 2.22 | 1.29 | 1.26 | N | South | FC
CARBOU_7_PL2X3 |  |  | CARIBOU PH 1 UNIT 2 & 3 AGGREGATE | CISO | N | CAISO System |  |  | Hydro | HYDRO | WATER | 49 | 0 |  |  |  |  | 1 | 24 | 24 |  |  | 0 | 1 | 35.54 | 8.48 | 6.4 | 38.8 | 20.8 | 24.1 | 20.8 | 20.8 | 20.8 | 20.8 | 20.8 | 21.32 | Y | North | FC
CARBOU_7_PL4X5 |  |  | CARIBOU PH 2 UNIT 4 & 5 AGGREGATE | CISO | N | CAISO System |  |  | Hydro | HYDRO | WATER | 120 | 0 |  |  |  |  | 1 | 24 | 24 |  |  | 0 | 1 | 48.78 | 39.12 | 44.32 | 28.8 | 19.6 | 73.74 | 101.18 | 107.64 | 103.2 | 78.4 | 31.52 | 29.04 | Y | North | FC
CARBOU_7_UNIT 1 |  |  | CARIBOU PH 1 UNIT 1 | CISO | N | CAISO System |  |  | Hydro | HYDRO | WATER | 24 | 24 |  |  |  |  | 1 | 24 | 24 |  |  | 0 | 1 | 23.06 | 20.68 | 0 | 0 | 0 | 21.48 | 11.32 | 19.2 | 18.4 | 9.12 | 9.12 | 11.12 | Y | North | FC
CARLS1_2_CARCT1 |  |  | Carlsbad 1 | CISO | N | San Diego-IV | San Diego |  | Peaker | COMBUSTION TURBINE | NATURAL GAS | 422 | 0 |  |  |  |  | 7 | 24 | 18 |  |  | 422 | 2 | 422 | 422 | 422 | 422 | 422 | 422 | 422 | 422 | 422 | 422 | 422 | 422 | Y | South | FC
CARLS2_1_CARCT1 |  |  | Carlsbad 2 | CISO | N | San Diego-IV | San Diego |  | Peaker | COMBUSTION TURBINE | NATURAL GAS | 105.5 | 105.5 |  |  |  |  | 7 | 24 | 18 |  |  | 105.5 | 2 | 105.5 | 105.5 | 105.5 | 105.5 | 105.5 | 105.5 | 105.5 | 105.5 | 105.5 | 105.5 | 105.5 | 105.5 | Y | South | FC
CASADB_1_CD4GT1 |  |  | Casa Diablo 4 | CISO | N | CAISO System |  |  | Geothermal | STEAM | GEOTHERMAL | 40.7 | 40.7 |  |  |  |  | 1 | 24 | 24 |  |  | 31 | 1 | 31 | 31 | 31 | 31 | 31 | 31 | 31 | 31 | 31 | 31 | 31 | 31 | Y | South | FC |  | Behind the South of Control de-rate ¿ limited to 175 MWs and not binding at this time.
CASCES_6_CESBT1 |  |  | Cascade Energy Storage | CISO | N | CAISO System |  |  | Battery Storage | OTHER | LESR | 25 | 25 | 0.8 | 100 | 100 | 1 | 1 | 24 | 4 |  | TRUE | 50 | 1 | 25 | 25 | 25 | 25 | 25 | 25 | 25 | 25 | 25 | 25 | 25 | 25 | Y | North | FC
CASCES_6_CESBT2 |  |  | Cascade Energy Storage Expansion | CISO | N | CAISO System |  |  | Battery Storage | OTHER | LESR | 20 | 20 | 0.8 | 80 | 80 | 1 | 1 | 24 | 4 |  | TRUE | 30 | 2 |  |  |  |  | 10 | 10 | 10 | 10 | 10 | 10 | 10 | 10 | Y | North | FC
CATLNA_2_SOLAR |  |  | Catalina Solar - Phases 1 and 2 | CISO | N | CAISO System |  |  | Solar_Fixed | PHOTO VOLTAIC | SUN | 110 | 110 |  |  |  |  | 1 | 24 | 24 |  |  |  |  | 0.1 | 0.1 | 0.1 | 0.32 | 1.67 | 27.83 | 54.62 | 13.49 | 29.43 | 0.17 | 0.1 | 0.1 | N | South | FC
CATLNA_2_SOLAR2 |  |  | Catalina Solar 2 | CISO | N | CAISO System |  |  | Solar_1Axis | PHOTO VOLTAIC | SUN | 18 | 18 |  |  |  |  | 1 | 24 | 24 |  |  |  |  | 0.1 | 0.1 | 0.1 | 0.1 | 0.58 | 7.65 | 12.11 | 3.65 | 7.01 | 0.1 | 0.1 | 0.1 | N | South | FC
CAVLSR_2_BSOLAR |  |  | California Valley Solar Ranch-Phase B | CISO | N | CAISO System |  |  | Solar_Fixed | PHOTO VOLTAIC | SUN | 40 | 40 |  |  |  |  | 1 | 24 | 24 |  |  |  |  | 0.1 | 0.1 | 0.1 | 0.54 | 2.1 | 15.32 | 23.97 | 8.04 | 16.03 | 0.26 | 0.1 | 0.1 | N | North | FC
CAVLSR_2_RSOLAR |  |  | California Valley Solar Ranch-Phase A | CISO | N | CAISO System |  |  | Solar_Fixed | PHOTO VOLTAIC | SUN | 210 | 210 |  |  |  |  | 1 | 24 | 24 |  |  |  |  | 0.1 | 0.1 | 0.1 | 2.82 | 11.01 | 80.46 | 125.82 | 42.2 | 84.15 | 1.36 | 0.1 | 0.1 | N | North | FC
CAYTNO_2_VASCO |  |  | Vasco Road | CISO | N | Bay Area | Contra Costa |  | Biogas | RECIPROCATING ENGINE | BIOGAS | 4.3 | 4.3 |  |  |  |  | 1 | 24 | 24 |  |  |  |  | 3.95 | 4.04 | 4.09 | 3.98 | 4 | 4.02 | 4.03 | 4.02 | 4.04 | 3.63 | 3.97 | 4.01 | N | North | FC
CDWR07_2_GEN |  |  | CDWR07_2_GEN | CISO | N | CAISO System |  |  | Reciprocating Engine | PUMP | WATER | 415.3 | 0 |  |  |  |  | 1 | 24 | 24 |  |  | 0 | 1 | 115.6 | 115.6 | 115.6 | 115.6 | 115.6 | 115.6 | 115.6 | 115.6 | 115.6 | 115.6 | 115.6 | 115.6 | Y | North | FC
CEDRCK_6_UNIT |  |  | Water Wheel Ranch | CISO | N | CAISO System |  |  | Hydro | HYDRO | WATER | 0.98 | 1 |  |  |  |  | 1 | 24 | 24 |  |  |  |  | 0.36 | 0.32 | 0.39 | 0.55 | 0.52 | 0.28 | 0.03 | 0.07 | 0.06 | 0.1 | 0.11 | 0.18 | N | North | FC
CEDUCR_2_SOLAR1 |  |  | Ducor Solar 1 | CISO | N | Big Creek-Ventura | Vestal | Y | Solar_1Axis | PHOTO VOLTAIC | SUN | 20 | 20 |  |  |  |  | 1 | 24 | 24 |  |  |  |  | 0 | 0 | 0 | 0 | 0 | 0 | 0 | 0 | 0 | 0 | 0 | 0 | N | South | EO
CEDUCR_2_SOLAR2 |  |  | Ducor Solar 2 | CISO | N | Big Creek-Ventura | Vestal | Y | Solar_1Axis | PHOTO VOLTAIC | SUN | 20 | 20 |  |  |  |  | 1 | 24 | 24 |  |  |  |  | 0 | 0 | 0 | 0 | 0 | 0 | 0 | 0 | 0 | 0 | 0 | 0 | N | South | EO
CEDUCR_2_SOLAR3 |  |  | Ducor Solar 3 | CISO | N | Big Creek-Ventura | Vestal | Y | Solar_1Axis | PHOTO VOLTAIC | SUN | 15 | 15 |  |  |  |  | 1 | 24 | 24 |  |  |  |  | 0 | 0 | 0 | 0 | 0 | 0 | 0 | 0 | 0 | 0 | 0 | 0 | N | South | EO
CEDUCR_2_SOLAR4 |  |  | Ducor Solar 4 | CISO | N | Big Creek-Ventura | Vestal | Y | Solar_1Axis | PHOTO VOLTAIC | SUN | 20 | 20 |  |  |  |  | 1 | 24 | 24 |  |  |  |  | 0 | 0 | 0 | 0 | 0 | 0 | 0 | 0 | 0 | 0 | 0 | 0 | N | South | EO
CENT40_1_C40SR1 |  |  | CENTRAL 40 | CISO | N | Stockton | Tesla-Bellota |  | Solar_1Axis | PHOTO VOLTAIC | SUN | 40 | 40 |  |  |  |  | 1 | 24 | 24 |  |  |  |  | 0.1 | 0.1 | 0.1 | 0.54 | 2.81 | 22.68 | 29.19 | 10.69 | 19.01 | 0.15 | 0.1 | 0.1 | N | North | FC
CENTER_2_RHONDO |  |  | MWD Rio Hondo Hydroelectric Recovery Pla | CISO | N | LA Basin | Western | Y | Hydro | HYDRO | WATER | 1.91 | 1.9 |  |  |  |  | 1 | 24 | 24 |  |  | 0.5 | 1 | 0 | 0 | 0 | 0 | 0 | 0 | 0 | 0 | 0.5 | 0.5 | 1 | 1 | Y | South | FC
CENTER_2_SOLAR1 |  |  | Pico Rivera | CISO | N | LA Basin | Western | Y | Solar_1Axis | PHOTO VOLTAIC | SUN | 0.9 | 1 |  |  |  |  | 1 | 24 | 24 |  |  |  |  | 0 | 0 | 0 | 0 | 0 | 0 | 0 | 0 | 0 | 0 | 0 | 0 | N | South | EO
CENTER_6_PEAKER |  |  | Center Peaker | CISO | N | LA Basin | Western | Y | Peaker | COMBUSTION TURBINE | NATURAL GAS | 47.3 | 59 |  |  |  |  | 1 | 24 | 8.5 |  |  | 47.3 | 1 | 47.3 | 47.3 | 47.3 | 47.3 | 47.3 | 47.3 | 47.3 | 47.3 | 47.3 | 47.3 | 47.3 | 47.3 | Y | South | FC
CENTPD_2_BMSSX2 |  | CENTPD_2_BMSX2 | Blythe Mesa Solar | CISO | N | CAISO System |  |  | Paired_Solar_1Axis | PHOTO VOLTAIC | SUN | 223.6 | 223.6 |  |  |  |  | 1 | 24 | 24 | 223.6 |  |  |  | 0.1 | 0.1 | 0.1 | 1.06 | 7.19 | 95.08 | 111.6 | 45.38 | 87.1 | 0.39 | 0.1 | 0.1 | N | South | FC | 1 | Group name: BLYTHE_MESA_576 - Max to grid 223.6 MW. Co-located with CENTPD_2_BMSX2 | 1
CENTPD_2_BMSX2 |  | CENTPD_2_BMSSX2 | Blythe Mesa Solar 2 BESS | CISO | N | CAISO System |  |  | Paired_BattStorage | OTHER | LESR | 112 | 112 | 0.8 | 448 | 448 | 1 | 1 | 24 | 4 | 223.6 | FALSE | 224 | 2 | 112 | 112 | 112 | 112 | 112 | 112 | 112 | 112 | 112 | 112 | 112 | 112 | Y | South | FC |  | Group name: BLYTHE_MESA_576 - Max to grid 223.6 MW. Co-located with CENTPD_2_BMSSX2
CENTRY_6_PL1X4 |  |  | CENTURY GENERATING PLANT (AGGREGATE) | CISO | N | LA Basin | Eastern | Y | Peaker | FTUR | NATURAL GAS | 41.4 | 0 |  |  |  |  | 1 | 24 | 24 |  |  | 40 | 1 | 40 | 40 | 40 | 40 | 40 | 40 | 40 | 40 | 40 | 40 | 40 | 40 | Y | South | FC
CHALK_1_UNIT |  |  | CHALK CLIFF LIMITED | CISO | N | CAISO System |  | Y | Peaker | COMBUSTION TURBINE | NATURAL GAS | 48.67 | 55.1 |  |  |  |  | 1 | 24 | 24 |  |  | 48.67 | 1 | 48.67 | 48.67 | 48.67 | 48.67 | 48.67 | 48.67 | 48.67 | 48.67 | 48.67 | 48.67 | 48.67 | 48.67 | Y | North | FC
CHARCA_1_NGLSR1 |  |  | Nachtigall | CISO | N | CAISO System |  |  | Solar_1Axis | PHOTO VOLTAIC | SUN | 4.62 | 4.63 |  |  |  |  | 1 | 24 | 24 |  |  |  |  | JUN: 0; JUL: 0; AUG: 0; SEP: 0; OCT: 0; NOV: 0; DEC: 0 | N | North | EO
CHARMN_2_PGONG1 |  |  | PROCTER AND GAMBLE OXNARD I | CISO | N | Big Creek-Ventura | S.Clara, Moorpark |  | CHP | FTUR | NATURAL GAS | 19.87 | 19.9 |  |  |  |  | 1 | 24 | 24 |  |  |  |  | 19.24 | 19.51 | 17.87 | 18.67 | 15.71 | 18.94 | 19.31 | 19.42 | 19.53 | 12.4 | 10.84 | 18.1 | N | South | FC
CHESTN_2_CHWBX2 |  | CHESTN_2_CHWSX2 | Chestnut Westside BESS | CISO | N | CAISO System |  |  | Paired_BattStorage | OTHER | LESR | 135 | 0 | 0.8 | 540 | 540 | 1 | 1 | 24 | 4 | 150 | FALSE | 270 | 2 | 135 | 135 | 135 | 135 | 135 | 135 | 135 | 135 | 135 | 135 | 135 | 135 | Y | North | ID | 100% | Q1120 - Group name: CHESTNUT_1120 - Max to grid 150 MW - 23TPD - Waiting for Manning and possibly other. Co-located with CHESTN_2_CHWSX2. | 1
CHESTN_2_CHWSX2 |  | CHESTN_2_CHWBX2 | Chestnut Westside PV | CISO | N | CAISO System |  |  | Paired_Solar_1Axis | PHOTO VOLTAIC | SUN | 150 | 0 |  |  |  |  | 1 | 24 | 24 | 150 |  |  |  | 0.1 | 0.1 | 0.1 | 0.02 | 2.04 | 10.54 | 15 | 15 | 15 | 15 | 0.57 | 0.1 | N | North | ID | 1 | Group name: CHESTNUT_1120 - Max to grid 150 MW. Co-located with CHESTN_2_CHWBX2. Max 15 MWs NQC. | 1
CHEVCD_6_UNIT |  |  | CHEVRON USA (TAFT/CADET) | CISO | N | CAISO System |  | Y | CHP | COMBUSTION TURBINE | NATURAL GAS | 11.5 | 11.5 |  |  |  |  | 1 | 24 | 24 |  |  |  |  | 1.07 | 1.59 | 1.51 | 1.28 | 1.42 | 1.63 | 0.97 | 1.04 | 1.11 | 0.97 | 1.07 | 1.04 | N | North | FC
CHEVCO_6_UNIT 1 |  |  | CHEVRON USA (COALINGA) | CISO | N | Fresno | Coalinga, Panoche 115 kV | Y | CHP | COMBUSTION TURBINE | NATURAL GAS | 16.5 | 19 |  |  |  |  | 1 | 24 | 24 |  |  |  |  | 1.64 | 1.95 | 1.19 | 1.22 | 1.65 | 2.46 | 2.46 | 2.59 | 1.89 | 1.41 | 0.97 | 0.97 | N | North | FC
CHEVCO_6_UNIT 2 |  |  | AERA ENERGY LLC. (COALINGA) | CISO | N | Fresno | Coalinga, Panoche 115 kV | Y | CHP | FTUR | NATURAL GAS | 8.5 | 12.5 |  |  |  |  | 1 | 24 | 24 |  |  |  |  | 1.1 | 1.02 | 1.12 | 1 | 0.9 | 0.82 | 0.73 | 0.79 | 0.83 | 0.64 | 0.98 | 0.67 | N | North | FC
CHEVCY_1_UNIT |  |  | CHEVRON USA (CYMRIC) | CISO | N | CAISO System |  | Y | CHP | COMBUSTION TURBINE | NATURAL GAS | 24.3 | 24.3 |  |  |  |  | 1 | 24 | 24 |  |  |  |  | 3.35 | 4.47 | 2.92 | 2.88 | 2.62 | 2.41 | 2.17 | 1.36 | 1.38 | 1.08 | 1.15 | 1.22 | N | North | FC
CHEVMN_2_UNITS |  |  | CHEVRON U.S.A. UNITS 1 & 2 AGGREGATE | CISO | N | LA Basin | Western, El Nido | Y | CHP |  | OTHER | 124.87 | 170.7 |  |  |  |  | 1 | 24 | 24 |  |  |  |  | 9.86 | 4.43 | 8.2 | 0.96 | 7.61 | 7.23 | 10.64 | 10.17 | 3.61 | 3.33 | 4.67 | 11.25 | N | South | FC
CHICPK_7_UNIT 1 |  |  | Chicago Park Powerhouse | CISO | N | Sierra | Placer, Gold Hill-Drum, Drum-Rio Oso, South of Rio Oso, South of Palermo |  | Hydro | HYDRO | WATER | 42 | 42 |  |  |  |  | 1 | 24 | 24 |  |  | 0 | 1 | 25.04 | 24.54 | 20.24 | 20 | 20.8 | 24 | 28.06 | 28.04 | 20.4 | 10.56 | 19.2 | 26.03 | Y | North | FC
CHILLS_1_SYCENG |  |  | Sycamore Energy 1 | CISO | N | San Diego-IV | San Diego |  | Biogas | COMBUSTION TURBINE | BIOGAS | 1.5 | 1.9 |  |  |  |  | 1 | 24 | 24 |  |  |  |  | 0.89 | 0.92 | 1 | 0.81 | 0.86 | 0.9 | 0.99 | 0.96 | 0.97 | 1 | 0.96 | 1.01 | N | South | FC
CHILLS_7_UNITA1 |  |  | Sycamore Energy 2 | CISO | N | San Diego-IV | San Diego |  | Biogas |  | BIOGAS | 2.25 | 2.5 |  |  |  |  | 1 | 24 | 24 |  |  | 1.74 | 1 | 1.82 | 2 | 2 | 2 | 1.4 | 1.68 | 1.56 | 1.52 | 1.74 | 1.75 | 1.8 | 1.61 | Y | South | FC
CHINO_2_APEBT1 |  |  | Pomona Energy Storage | CISO | N | LA Basin | Eastern | Y | Battery Storage | OTHER | LESR | 20 | 20 | 0.8 | 80 | 80 | 1 | 1 | 24 | 4 |  | TRUE | 40 | 3 | 20 | 20 | 20 | 20 | 20 | 20 | 20 | 20 | 20 | 20 | 20 | 20 | Y | South | FC
CHINO_2_JURUPA |  |  | Jurupa | CISO | N | LA Basin | Eastern | Y | Solar_Fixed | PHOTO VOLTAIC | SUN | 1.5 | 1.5 |  |  |  |  | 1 | 24 | 24 |  |  |  |  | 0 | 0 | 0 | 0 | 0 | 0 | 0 | 0 | 0 | 0 | 0 | 0 | N | South | EO
CHINO_2_PESBT1 |  |  | Pomona Energy Storage 2 | CISO | N | LA Basin | Eastern |  | Battery Storage | OTHER | LESR | 20 | 20 | 0.8 | 80 | 80 | 1 | 1 | 24 | 4 |  | TRUE | 30 | 2 | 10 | 10 | 10 | 10 | 10 | 10 | 10 | 10 | 10 | 10 | 10 | 10 | Y | South | FC
CHINO_2_QF |  |  | CHINO QFS | CISO | N | LA Basin | Eastern | Y | CHP | OTHER | OTHER | 0.19 | 21.8 |  |  |  |  | 1 | 24 | 24 |  |  |  |  | 0 | 0.02 | 0 | 0 | 0 | 0 | 0 | 0 | 0 | 0 | 0 | 0 | N | South | FC
CHINO_2_SASOLR |  |  | SS San Antonio West LLC | CISO | N | LA Basin | Eastern |  | Solar_Fixed | PHOTO VOLTAIC | SUN | 1.5 | 1.5 |  |  |  |  | 1 | 24 | 24 |  |  |  |  | 0 | 0 | 0 | 0 | 0 | 0 | 0 | 0 | 0 | 0 | 0 | 0 | N | South | EO
CHINO_2_SOLAR2 |  |  | Kona Solar - Terra Francesca | CISO | N | LA Basin | Eastern | Y | Solar_1Axis | PHOTO VOLTAIC | SUN | 1.49 | 1.5 |  |  |  |  | 1 | 24 | 24 |  |  |  |  | 0 | 0 | 0 | 0 | 0 | 0 | 0 | 0 | 0 | 0 | 0 | 0 | N | South | EO
CHINO_6_CIMGEN |  |  | Chino Co-Generation | CISO | N | LA Basin | Eastern |  | CHP | COMBINED CYCLE | NATURAL GAS | 26 | 31.6 |  |  |  |  | 1 | 24 | 24 |  |  | 0.01 | 1 | 26 | 26 | 26 | 26 | 26 | 26 | 26 | 26 | 26 | 26 | 26 | 26 | Y | South | FC
CHWCHL_1_AVSSR1 |  |  | Avenue 26 Phase I Solar | CISO | N | Fresno |  |  | Solar_Fixed | PHOTO VOLTAIC | SUN | 2.56 | 2.56 |  |  |  |  | 1 | 24 | 24 |  |  |  |  | JUN: 0; JUL: 0; AUG: 0; SEP: 0; OCT: 0; NOV: 0; DEC: 0 | N | North | EO
CHWCHL_1_AVSSR2 |  |  | Avenue 26 Phase II Solar | CISO | N | Fresno |  |  | Solar_Fixed | PHOTO VOLTAIC | SUN | 5 | 5 |  |  |  |  | 1 | 24 | 24 |  |  |  |  | JUN: 0; JUL: 0; AUG: 0; SEP: 0; OCT: 0; NOV: 0; DEC: 0 | N | North | EO
CHWCHL_1_UNIT |  |  | CHOW 2 PEAKER PLANT | CISO | N | Fresno | Herndon, Panoche 115 kV, Wilson 115 kV |  | Reciprocating Engine | RECIPROCATING ENGINE | NATURAL GAS | 48.6 | 48.6 |  |  |  |  | 1 | 24 | 24 |  |  | 48 | 1 | 48 | 48 | 48 | 48 | 48 | 48 | 48 | 48 | 48 | 48 | 48 | 48 | Y | North | FC
CLINESCO_3_PVDYN |  |  | CLINES CORNERS | PNM | Y | Import |  |  | Wind | WIND | WIND | 129.94 | 0 |  |  |  |  | 1 | 24 | 24 |  |  |  |  | 53.6 | 63.88 | 67.57 | 66.27 | 54.57 | 57.51 | 44.18 | 40.28 | 38.98 | 43.53 | 39.97 | 49.38 |  | South | IAR
CLINESCO_3_WBDYN |  |  | CLINES CORNERS B | PNM | Y | Import |  |  | Wind | WIND | WIND | 194.28 | 0 |  |  |  |  | 1 | 24 | 24 |  |  |  |  | 80.14 | 95.51 | 101.03 | 99.08 | 81.6 | 85.99 | 66.06 | 60.23 | 58.28 | 65.08 | 59.76 | 73.83 |  | South | IAR
CLOVDL_1_SOLAR |  |  | Cloverdale Solar I | CISO | N | NCNB | Eagle Rock, Fulton |  | Solar_Fixed | PHOTO VOLTAIC | SUN | 1.5 | 1.5 |  |  |  |  | 1 | 24 | 24 |  |  |  |  | 0.1 | 0.1 | 0.1 | 0.1 | 0.1 | 0.57 | 0.9 | 0.3 | 0.6 | 0.1 | 0.1 | 0.1 | N | North | FC
CLOVER_2_UNIT |  |  | Clover Creek | CISO | N | CAISO System |  |  | Hydro | HYDRO | WATER | 0.99 | 1 |  |  |  |  | 1 | 24 | 24 |  |  |  |  | 0.52 | 0.43 | 0.43 | 0.42 | 0.49 | 0.39 | 0.19 | 0.1 | 0.06 | 0.08 | 0.25 | 0.47 | N | North | FC
CLRMNT_6_CLEBT1 |  |  | Clairemont Energy Storage | CISO | N | San Diego-IV |  |  | Battery Storage | OTHER | LESR | 9 | 9 | 0.8 | 36 | 36 | 1 | 1 | 24 | 4 |  | TRUE | 16.25 | 1 | 7.25 | 7.25 | 7.25 | 7.25 | 7.25 | 7.25 | 7.25 | 7.25 | 7.25 | 7.25 | 7.25 | 7.25 | Y | South | FC
CLRMTK_1_QF |  |  | SMALL QF AGGREGATION - OAKLAND | CISO | N | Bay Area | Oakland |  | CHP | FTUR | NATURAL GAS | 1.25 | 1.3 |  |  |  |  | 1 | 24 | 24 |  |  |  |  | 0 | 0 | 0.01 | 0 | 0 | 0 | 0 | 0 | 0 | 0 | 0 | 0 | N | North | FC
CMBLND_2_DS2BT1 |  | CMBLND_2_DS2SR1 | Daggett 2 a BESS | CISO | N | CAISO System |  |  | Paired_BattStorage | OTHER | LESR | 52 | 52 | 0.845 | 208 | 208 | 1 | 1 | 24 | 4 | 65 | TRUE | 104 | 1 | 52 | 52 | 52 | 52 | 52 | 52 | 52 | 52 | 52 | 52 | 52 | 52 | Y | South | ID | 100% | Q1313 - Group name: DAGGETT_SOLAR2_1313_1 - Max to grid 65 MW. Waiting for Mojave RAS. Co-located with CMBLND_2_DS2SR1. | 1
CMBLND_2_DS2BT2 |  | CMBLND_2_DS2SR2 | Daggett 2 b BESS | CISO | N | CAISO System |  |  | Paired_BattStorage | OTHER | LESR | 33 | 33 | 0.8 | 132 | 132 | 1 | 1 | 24 | 4 | 65 | TRUE | 66 | 1 | 33 | 33 | 33 | 33 | 33 | 33 | 33 | 33 | 33 | 33 | 33 | 33 | Y | South | ID | 100% | Q1313 - Group name: DAGGETT_SOLAR2_1313_2 - Max to grid 65 MW. Waiting for Mojave RAS. Co-located with CMBLND_2_DS2SR2. | 1
CMBLND_2_DS2BT3 |  | CMBLND_2_DS2SR3 | Daggett 2 c BESS | CISO | N | CAISO System |  |  | Paired_BattStorage | OTHER | LESR | 46 | 46 | 0.8 | 184 | 184 | 1 | 1 | 24 | 4 | 52 | TRUE | 92 | 1 | 46 | 46 | 46 | 46 | 46 | 46 | 46 | 46 | 46 | 46 | 46 | 46 | Y | South | ID | 100% | Q1313 - Group name: DAGGETT_SOLAR2_1313_3 - Max to grid 52 MW. Waiting for Mojave RAS. Co-located with CMBLND_2_DS2SR3. | 1
CMBLND_2_DS2SR1 |  | CMBLND_2_DS2BT1 | Daggett 2 a PV | CISO | N | CAISO System |  |  | Paired_Solar_1Axis | PHOTO VOLTAIC | SUN | 65 | 65 |  |  |  |  | 1 | 24 | 24 | 65 |  |  |  | 0.1 | 0.1 | 0.1 | 0.31 | 2.09 | 13 | 13 | 13 | 13 | 0.11 | 0.1 | 0.1 | N | South | ID | 1 | Q1313 - Group name: DAGGETT_SOLAR2_1313_1 - Max to grid 65 MW. Waiting for Mojave RAS. Max 13 MW NQC. Co-located with CMBLND_2_DS2BT1. | 1
CMBLND_2_DS2SR2 |  | CMBLND_2_DS2BT2 | Daggett 2 b PV | CISO | N | CAISO System |  |  | Paired_Solar_1Axis | PHOTO VOLTAIC | SUN | 65 | 65 |  |  |  |  | 1 | 24 | 24 | 65 |  |  |  | 0.1 | 0.1 | 0.1 | 0.31 | 2.09 | 27.64 | 32 | 13.19 | 25.32 | 0.11 | 0.1 | 0.1 | N | South | ID | 1 | Q1313 - Group name: DAGGETT_SOLAR2_1313_2 - Max to grid 65 MW. Waiting for Mojave RAS. Max 32 MW NQC. Co-located with CMBLND_2_DS2BT2. | 1
CMBLND_2_DS2SR3 |  | CMBLND_2_DS2BT3 | Daggett 2 c PV | CISO | N | CAISO System |  |  | Paired_Solar_1Axis | PHOTO VOLTAIC | SUN | 52 | 52 |  |  |  |  | 1 | 24 | 24 | 52 |  |  |  | 0.1 | 0.1 | 0.1 | 0.25 | 1.67 | 6 | 6 | 6 | 6 | 0.1 | 0.1 | 0.1 | N | South | ID | 1 | Q1313 - Group name: DAGGETT_SOLAR2_1313_3 - Max to grid 52 MW. Waiting for Mojave RAS. Max 6 MWs NQC. Co-located with CMBLND_2_DS2BT3 | 1
CNTNLA_2_SOLAR1 |  |  | Centinela Solar Energy I | CISO | N | San Diego-IV |  | Y | Solar_Fixed | PHOTO VOLTAIC | SUN | 125 | 127 |  |  |  |  | 1 | 24 | 24 |  |  |  |  | 0.1 | 0.1 | 0.1 | 0.37 | 1.9 | 31.63 | 62.07 | 15.33 | 33.44 | 0.19 | 0.1 | 0.1 | N | South | FC
CNTNLA_2_SOLAR2 |  |  | Centinels Solar Energy 2 | CISO | N | San Diego-IV |  |  | Solar_Fixed | PHOTO VOLTAIC | SUN | 45.6 | 47 |  |  |  |  | 1 | 24 | 24 |  |  |  |  | 0.1 | 0.1 | 0.1 | 0.13 | 0.69 | 11.54 | 22.64 | 5.59 | 12.2 | 0.1 | 0.1 | 0.1 | N | South | FC
COCOPP_2_CTG1 |  |  | Marsh Landing 1 | CISO | N | Bay Area | Contra Costa |  | Peaker | FTUR | NATURAL GAS | 204.2 | 222 |  |  |  |  | 1 | 24 | 24 |  |  | 194.72 | 1 | 203.08 | 202.82 | 202.21 | 199.04 | 197.87 | 194.63 | 193.62 | 193.09 | 194.72 | 198.97 | 200.43 | 203.72 | Y | North | FC
COCOPP_2_CTG2 |  |  | Marsh Landing 2 | CISO | N | Bay Area | Contra Costa |  | Peaker | FTUR | NATURAL GAS | 202.7 | 222 |  |  |  |  | 1 | 24 | 24 |  |  | 193.95 | 1 | 202.25 | 201.68 | 201.36 | 198.21 | 197.04 | 193.81 | 192.86 | 192.32 | 193.95 | 198.13 | 199.65 | 202.7 | Y | North | FC
COCOPP_2_CTG3 |  |  | Marsh Landing 3 | CISO | N | Bay Area | Contra Costa |  | Peaker | FTUR | NATURAL GAS | 208.96 | 222 |  |  |  |  | 1 | 24 | 24 |  |  | 193.18 | 1 | 201.79 | 201.31 | 200.92 | 197.81 | 196.72 | 193.1 | 192.03 | 191.57 | 193.18 | 197.81 | 199.11 | 202.45 | Y | North | FC
COCOPP_2_CTG4 |  |  | Marsh Landing 4 | CISO | N | Bay Area | Contra Costa |  | Peaker | FTUR | NATURAL GAS | 204.29 | 222 |  |  |  |  | 1 | 24 | 24 |  |  | 194.53 | 1 | 203.72 | 203.2 | 202.81 | 199.67 | 198.47 | 194.44 | 193.36 | 192.89 | 194.53 | 199.67 | 200.98 | 204.2 | Y | North | FC
COCOSB_6_SOLAR |  |  | Oakley Solar Project | CISO | N | Bay Area | Contra Costa | Y | Solar_Fixed | PHOTO VOLTAIC | SUN | 1.5 | 1.5 |  |  |  |  | 1 | 24 | 24 |  |  |  |  | 0 | 0 | 0 | 0 | 0 | 0 | 0 | 0 | 0 | 0 | 0 | 0 | N | North | EO
COGNAT_1_UNIT |  |  | Stockton Biomas | CISO | N | CAISO System |  | Y | Biomass/Wood | STEAM | BIOMASS | 45 | 45 |  |  |  |  | 1 | 24 | 24 |  |  |  |  | 43.02 | 44.73 | 43.32 | 29.91 | 44.25 | 45 | 45 | 45 | 45 | 44.91 | 45 | 44.85 | N | North | FC
COLEMN_2_UNIT |  |  | Coleman | CISO | N | CAISO System |  |  | Hydro | HYDRO | WATER | 13 | 13 |  |  |  |  | 1 | 24 | 24 |  |  |  |  | 3.37 | 4.92 | 5.03 | 4.08 | 4.36 | 3.82 | 3.09 | 0.55 | 1.69 | 1.9 | 2.19 | 3.51 | N | North | FC
COLGAT_7_UNIT 1 |  |  | Colgate Powerhouse Unit 1 | CISO | N | Sierra |  |  | Hydro | HYDRO | WATER | 176.72 | 176.7 |  |  |  |  | 1 | 24 | 24 |  |  | 176.72 | 1 | 176.72 | 176.72 | 176.72 | 176.72 | 176.72 | 176.72 | 176.72 | 176.72 | 176.72 | 176.72 | 176.72 | 176.72 | Y | North | FC
COLGAT_7_UNIT 2 |  |  | Colgate Powerhouse Unit 2 | CISO | N | Sierra |  |  | Hydro | HYDRO | WATER | 175.67 | 175.7 |  |  |  |  | 1 | 24 | 24 |  |  | 175.67 | 1 | 175.67 | 175.67 | 175.67 | 175.67 | 175.67 | 175.67 | 175.67 | 175.67 | 175.67 | 175.67 | 175.67 | 175.67 | Y | North | FC
COLGNS_2_CNSSR1 |  |  | ColGreen North Shore | IID | Y | Import |  | Y | Solar_1Axis | PHOTO VOLTAIC | SUN | 74.8 | 74.8 |  |  |  |  | 1 | 24 | 24 |  |  |  |  | 0.1 | 0.1 | 0.1 | 0.36 | 2.41 | 31.81 | 50.34 | 15.18 | 29.14 | 0.13 | 0.1 | 0.1 |  | South | IAR
COLPIN_6_COLLNS |  |  | Collins Pine | CISO | N | CAISO System |  |  | Biomass/Wood | STEAM | BIOMASS | 3.3 | 3.3 |  |  |  |  | 1 | 24 | 24 |  |  |  |  | 0 | 0 | 0 | 0 | 0 | 0 | 0 | 0 | 0 | 0 | 0 | 0 | N | North | EO
COLTON_6_AGUAM1 |  |  | AGUA MANSA UNIT 1 (CITY OF COLTON) | CISO | N | LA Basin | Eastern | Y | Peaker | COMBUSTION TURBINE | NATURAL GAS | 43 | 45.5 |  |  |  |  | 1 | 24 | 24 |  |  | 43 | 1 | 43 | 43 | 43 | 43 | 43 | 43 | 43 | 43 | 43 | 43 | 43 | 43 | Y | South | FC
COLUSA_2_PL1X3 |  |  | Colusa Generating Station | CISO | N | CAISO System |  |  | CCGT | COMBINED CYCLE | NATURAL GAS | 641 | 0 |  |  |  |  | 1 | 24 | 24 |  |  | 499.69 | 1 | 626 | 627 | 633 | 629 | 617 | 610 | 608 | 605 | 610 | 618 | 624 | 627 | Y | North | FC
COLVIL_7_PL1X2 |  |  | COLLIERVILLE HYDRO UNIT 1 & 2 AGGREGATE | CISO | N | CAISO System |  |  | Hydro | HYDRO | WATER | 246.86 | 0 |  |  |  |  | 1 | 24 | 24 |  |  | 246.86 | 1 | 246.86 | 246.86 | 246.86 | 246.86 | 246.86 | 246.86 | 246.86 | 246.86 | 246.86 | 246.86 | 246.86 | 246.86 | Y | North | FC
CONDOR_2_CDRBT1 |  |  | Condor BESS | CISO | N | LA Basin |  |  | Battery Storage | OTHER | LESR | 200 | 200 | 0.8 | 800 | 800 | 1 | 1 | 24 | 4 |  | TRUE | 400 | 2 | 200 | 200 | 200 | 200 | 200 | 200 | 200 | 200 | 200 | 200 | 200 | 200 | Y | South | FC |  | Former - SCEWDT1659
CONTRL_1_CASAD1 |  |  | Mammoth G1 | CISO | N | CAISO System |  |  | Geothermal | OTHER | GEOTHERMAL | 7.2 | 10 |  |  |  |  | 1 | 24 | 24 |  |  |  |  | 6.87 | 7.2 | 6.98 | 6.92 | 6.77 | 5.91 | 4.96 | 5.39 | 5.41 | 5.51 | 6.94 | 6.8 | N | South | FC |  | Behind the South of Control de-rate ¿ limited to 175 MWs and not binding at this time.
CONTRL_1_CASAD2 |  |  | Mammoth G2 | CISO | N | CAISO System |  |  | Geothermal | OTHER | GEOTHERMAL | 10.5 | 12 |  |  |  |  | 1 | 24 | 24 |  |  | 0 | 1 | 10.11 | 9.97 | 9.45 | 8.35 | 8.63 | 8.23 | 9.41 | 9.28 | 9.17 | 9.16 | 9.99 | 10.2 | Y | South | FC |  | Behind the South of Control de-rate ¿ limited to 175 MWs and not binding at this time.
CONTRL_1_CASAD3 |  |  | Mammoth G3 | CISO | N | CAISO System |  |  | Geothermal | OTHER | GEOTHERMAL | 14 | 14 |  |  |  |  | 1 | 24 | 24 |  |  |  |  | 13.05 | 13.12 | 13.09 | 12.42 | 11.57 | 9.91 | 8.7 | 9.42 | 9.94 | 10.79 | 13.11 | 13.51 | N | South | FC |  | Behind the South of Control de-rate ¿ limited to 175 MWs and not binding at this time.
CONTRL_1_LUNDY |  |  | LUNDY | CISO | N | CAISO System |  |  | Hydro | HYDRO | WATER | 3 | 3 |  |  |  |  | 1 | 24 | 24 |  |  |  |  | 0.32 | 0.36 | 0.34 | 0.51 | 1.16 | 1.91 | 1.69 | 0.89 | 0.83 | 0.53 | 0.87 | 0.39 | N | South | FC |  | Behind the South of Control de-rate ¿ limited to 175 MWs and not binding at this time.
CONTRL_1_OXBOW |  |  | Dixie Valley Geo | CISO | N | CAISO System |  |  | Geothermal | STEAM | GEOTHERMAL | 60 | 64.7 |  |  |  |  | 1 | 24 | 24 |  |  |  |  | 59.31 | 57.37 | 54.76 | 40.69 | 43.99 | 50.33 | 53.29 | 53.4 | 54.54 | 46.14 | 58.86 | 58.51 | N | South | FC |  | Behind the South of Control de-rate ¿ limited to 175 MWs and not binding at this time.
CONTRL_1_POOLE |  |  | POOLE HYDRO PLANT 1 | CISO | N | CAISO System |  |  | Hydro | HYDRO | WATER | 11.07 | 11.3 |  |  |  |  | 1 | 24 | 24 |  |  | 10.9 | 1 | 1.72 | 0.8 | 0.5 | 1.64 | 1.6 | 8.27 | 5.42 | 1.46 | 10.9 | 0.48 | 0.6 | 0.8 | Y | South | FC |  | Behind the South of Control de-rate ¿ limited to 175 MWs and not binding at this time.
CONTRL_1_QF |  |  | CONTROL QFS | CISO | N | CAISO System |  |  | CHP | OTHER | OTHER | 1.05 | 41.9 |  |  |  |  | 1 | 24 | 24 |  |  |  |  | 0.24 | 0.25 | 0.31 | 0.42 | 0.3 | 0.28 | 0.24 | 0.17 | 0.27 | 0.25 | 0.22 | 0.2 | N | South | FC |  | Behind the South of Control de-rate ¿ limited to 175 MWs and not binding at this time.
CONTRL_1_RUSHCK |  |  | RUSH CREEK | CISO | N | CAISO System |  |  | Hydro | HYDRO | WATER | 12.19 | 13 |  |  |  |  | 1 | 24 | 24 |  |  | 11.94 | 1 | 0.8 | 0.82 | 4.82 | 0.82 | 9.54 | 9.54 | 8.82 | 1.82 | 11.94 | 1.01 | 0.97 | 0.82 | Y | South | FC |  | Behind the South of Control de-rate ¿ limited to 175 MWs and not binding at this time.
COPMT2_2_SOLAR2 |  |  | CMS2 | CISO | N | CAISO System |  |  | Solar_Fixed | PHOTO VOLTAIC | SUN | 155 | 155 |  |  |  |  | 1 | 24 | 24 |  |  |  |  | 0.1 | 0.1 | 0.1 | 0.45 | 2.35 | 39.22 | 76.96 | 19.01 | 41.47 | 0.24 | 0.1 | 0.1 | N | South | FC
COPMT4_2_SOLAR4 |  |  | Copper Mountain Solar 4 | CISO | N | CAISO System |  |  | Solar_Fixed | PHOTO VOLTAIC | SUN | 92 | 92 |  |  |  |  | 1 | 24 | 24 |  |  |  |  | 0.1 | 0.1 | 0.1 | 0.27 | 1.4 | 23.28 | 45.68 | 11.28 | 24.61 | 0.14 | 0.1 | 0.1 | N | South | FC
COPMTN_2_CM10 |  |  | Copper Mountain 10 | CISO | N | CAISO System |  |  | Solar_Fixed | PHOTO VOLTAIC | SUN | 10 | 10 |  |  |  |  | 1 | 24 | 24 |  |  |  |  | 0.1 | 0.1 | 0.1 | 0.1 | 0.15 | 2.53 | 4.97 | 1.23 | 2.68 | 0.1 | 0.1 | 0.1 | N | South | PD | 7.25 |  |  | 7.25
COPMTN_2_SOLAR1 |  |  | Copper Mountain 48 | CISO | N | CAISO System |  |  | Solar_Fixed | PHOTO VOLTAIC | SUN | 48 | 48 |  |  |  |  | 1 | 24 | 24 |  |  |  |  | 0.1 | 0.1 | 0.1 | 0.14 | 0.73 | 12.15 | 16.5 | 5.89 | 12.84 | 0.1 | 0.1 | 0.1 | N | South | PD | 16.5 |  |  | 16.5
CORCAN_1_SOLAR1 |  |  | CID Solar | CISO | N | Fresno | Herndon, Hanford | Y | Solar_Fixed | PHOTO VOLTAIC | SUN | 20 | 20 |  |  |  |  | 1 | 24 | 24 |  |  |  |  | 0.1 | 0.1 | 0.1 | 0.27 | 1.05 | 7.66 | 11.98 | 4.02 | 8.01 | 0.13 | 0.1 | 0.1 | N | North | FC
CORCAN_1_SOLAR2 |  |  | Corcoran City | CISO | N | Fresno | Herndon, Hanford | Y | Solar_1Axis | PHOTO VOLTAIC | SUN | 11 | 12 |  |  |  |  | 1 | 24 | 24 |  |  |  |  | 0.1 | 0.1 | 0.1 | 0.15 | 0.77 | 6.24 | 8.03 | 2.94 | 5.23 | 0.1 | 0.1 | 0.1 | N | North | FC
CORONS_2_SOLAR |  |  | Master Development Corona | CISO | N | LA Basin | Eastern |  | Solar_Fixed | PHOTO VOLTAIC | SUN | 0.99 | 1 |  |  |  |  | 1 | 24 | 24 |  |  |  |  | 0 | 0 | 0 | 0 | 0 | 0 | 0 | 0 | 0 | 0 | 0 | 0 | N | South | EO
CORONS_6_CLRWTR |  |  | Clearwater Power Plant | CISO | N | LA Basin | Eastern | Y | CCGT | COMBINED CYCLE | NATURAL GAS | 28 | 0 |  |  |  |  | 1 | 24 | 24 |  |  | 8 | 1 | 28 | 28 | 28 | 28 | 28 | 28 | 28 | 28 | 28 | 28 | 28 | 28 | Y | South | FC
CORRAL_6_SJOAQN |  |  | Ameresco San Joaquin | CISO | N | CAISO System |  |  | Biogas | RECIPROCATING ENGINE | BIOGAS | 4.3 | 4.3 |  |  |  |  | 1 | 24 | 24 |  |  |  |  | 4.23 | 4.19 | 4.3 | 4.2 | 4.3 | 4.29 | 4.29 | 3.92 | 3.97 | 4.13 | 4.23 | 4.3 | N | North | FC
COTTLE_2_FRNKNH |  |  | Frankenheimer Power Plant | CISO | N | CAISO System |  |  | Hydro | HYDRO | WATER | 5.3 | 5 |  |  |  |  | 1 | 24 | 24 |  |  |  |  | 0 | 0 | 0.06 | 0 | 0 | 0 | 0 | 0.96 | 1.27 | 0.2 | 0 | 0 | N | North | FC
COVERD_2_HCKHY1 |  |  | HATCHET CREEK | CISO | N | CAISO System |  |  | Hydro | HYDRO | WATER | 6.89 | 7 |  |  |  |  | 1 | 24 | 24 |  |  |  |  | 2.43 | 1.49 | 2.32 | 3.51 | 2.44 | 0.89 | 0.02 | 0 | 0 | 0.14 | 0.09 | 0.45 | N | North | FC
COVERD_2_MCKHY1 |  |  | Montgomery Creek Hydro | CISO | N | CAISO System |  |  | Hydro | HYDRO | WATER | 2.8 | 2.8 |  |  |  |  | 1 | 24 | 24 |  |  |  |  | 1.31 | 0.93 | 1.24 | 1.41 | 0.84 | 0.32 | 0.04 | 0 | 0 | 0.08 | 0 | 0.62 | N | North | FC
COVERD_2_QFUNTS |  |  | Cove Hydroelectric Project | CISO | N | CAISO System |  |  | Hydro | HYDRO | WATER | 5.5 | 20.3 |  |  |  |  | 1 | 24 | 24 |  |  | 0 | 1 | 1.52 | 1.6 | 1.66 | 3.3 | 3.3 | 0.8 | 0 | 0 | 0 | 1.2 | 0.4 | 1.2 | Y | North | FC
COVERD_2_RCKHY1 |  |  | ROARING CREEK | CISO | N | CAISO System |  |  | Hydro | HYDRO | WATER | 2 | 2 |  |  |  |  | 1 | 24 | 24 |  |  |  |  | 1.22 | 1.09 | 0.54 | 0.8 | 0.5 | 0.32 | 0.08 | 0 | 0 | 0.04 | 0.09 | 0.27 | N | North | FC
COWCRK_2_UNIT |  |  | Cow Creek Hydro | CISO | N | CAISO System |  |  | Hydro | HYDRO | WATER | 2 | 2 |  |  |  |  | 1 | 24 | 24 |  |  |  |  | 0.75 | 0.92 | 0.6 | 0.66 | 0.37 | 0.2 | 0.1 | 0.07 | 0.08 | 0.17 | 0.46 | 0.61 | N | North | FC
CPVERD_2_SOLAR |  |  | Campo Verde Solar | CISO | N | San Diego-IV |  | Y | Solar_Fixed | PHOTO VOLTAIC | SUN | 139 | 147 |  |  |  |  | 1 | 24 | 24 |  |  |  |  | 0.1 | 0.1 | 0.1 | 0.41 | 2.11 | 35.17 | 69.02 | 17.05 | 37.19 | 0.22 | 0.1 | 0.1 | N | South | FC
CRELMN_6_RAMON1 |  |  | Ramona 1 | CISO | N | San Diego-IV | San Diego |  | Solar_Fixed | PHOTO VOLTAIC | SUN | 2 | 2 |  |  |  |  | 1 | 24 | 24 |  |  |  |  | 0.1 | 0.1 | 0.1 | 0.1 | 0.1 | 0.51 | 0.99 | 0.25 | 0.54 | 0.1 | 0.1 | 0.1 | N | South | FC
CRELMN_6_RAMON2 |  |  | Ramona 2 | CISO | N | San Diego-IV | San Diego |  | Solar_Fixed | PHOTO VOLTAIC | SUN | 5 | 5 |  |  |  |  | 1 | 24 | 24 |  |  |  |  | 0.1 | 0.1 | 0.1 | 0.1 | 0.1 | 1.27 | 2.48 | 0.61 | 1.34 | 0.1 | 0.1 | 0.1 | N | South | FC
CRELMN_6_RAMSR3 |  |  | Ramona Solar Energy | CISO | N | San Diego-IV | San Diego |  | Solar_1Axis | PHOTO VOLTAIC | SUN | 4.32 | 4.4 |  |  |  |  | 1 | 24 | 24 |  |  |  |  | 0.08 | 0.08 | 0.08 | 0.08 | 0.11 | 1.47 | 2.32 | 0.7 | 1.34 | 0.08 | 0.08 | 0.08 | N | South | PD | 80% |  | 0.8
CRESSY_1_PARKER |  |  | PARKER POWERHOUSE | CISO | N | Fresno |  | Y | Hydro | HYDRO | WATER | 2.83 | 3.8 |  |  |  |  | 1 | 24 | 24 |  |  |  |  | 0 | 0 | 0.01 | 0.33 | 0.79 | 0.91 | 0.91 | 0.59 | 0.29 | 0.22 | 0 | 0 | N | North | FC
CRESTA_7_PL1X2 |  |  | CRESTA PH UNIT 1 & 2 AGGREGATE | CISO | N | Sierra | South of Palermo |  | Hydro | HYDRO | WATER | 70.4 | 0 |  |  |  |  | 1 | 24 | 24 |  |  | 0 | 1 | 34.96 | 22.8 | 50.32 | 44 | 35.93 | 32.63 | 38.61 | 51.78 | 46.4 | 34.36 | 23.8 | 24 | Y | North | FC
CRIMSN_2_CRMBT1 |  |  | Crimson | CISO | N | CAISO System |  |  | Battery Storage | OTHER | LESR | 200 | 200 | 0.8 | 800 | 800 | 1 | 1 | 24 | 4 |  | TRUE | 400 | 1 | 200 | 200 | 200 | 200 | 200 | 200 | 200 | 200 | 200 | 200 | 200 | 200 | Y | South | FC
CRIMSN_2_CRMBT2 |  |  | Crimson 2 | CISO | N | CAISO System |  |  | Battery Storage | OTHER | LESR | 150 | 150 | 0.8 | 600 | 600 | 1 | 1 | 24 | 4 |  | TRUE | 300 | 1 | 150 | 150 | 150 | 150 | 150 | 150 | 150 | 150 | 150 | 150 | 150 | 150 | Y | South | FC
CRNEVL_6_CRNVA |  |  | Crane Valley | CISO | N | Fresno | Borden |  | Hydro | HYDRO | WATER | 0.9 | 0.9 |  |  |  |  | 1 | 24 | 24 |  |  |  |  | 0.19 | 0.06 | 0.11 | 0.07 | 0.23 | 0.25 | 0.07 | 0 | 0.23 | 0.34 | 0.29 | 0.14 | N | North | FC
CRNEVL_6_SJQN 2 |  |  | SAN JOAQUIN 2 | CISO | N | Fresno | Borden |  | Hydro | HYDRO | WATER | 3.2 | 3.2 |  |  |  |  | 1 | 24 | 24 |  |  |  |  | 0.05 | 0.1 | 0 | 0 | 0 | 0 | 0 | 0 | 0.01 | 0 | 0.28 | 0.35 | N | North | FC
CROKET_7_UNIT |  |  | CROCKETT COGEN | CISO | N | Bay Area | Pittsburg |  | CHP | COMBINED CYCLE | NATURAL GAS | 240 | 240 |  |  |  |  | 1 | 24 | 24 |  |  |  |  | 220.56 | 205.23 | 137.46 | 217.83 | 216.47 | 227.92 | 223.11 | 224.87 | 214.14 | 208.32 | 203.61 | 208.89 | N | North | FC
CRSTWD_6_KUMYAY |  |  | Kumeyaay Wind Farm | CISO | N | San Diego-IV | San Diego |  | Wind | WIND | WIND | 50 | 50 |  |  |  |  | 1 | 24 | 24 |  |  |  |  | 4.2 | 10.14 | 11.36 | 18.29 | 20.63 | 18.79 | 18.72 | 17.29 | 10.62 | 5.69 | 3.3 | 3.23 | N | South | FC
CRWCKS_1_SOLAR1 |  |  | Crow Creek Solar 1 | CISO | N | Stockton | Tesla-Bellota | Y | Solar_1Axis | PHOTO VOLTAIC | SUN | 20 | 20 |  |  |  |  | 1 | 24 | 24 |  |  |  |  | 0 | 0 | 0 | 0 | 0 | 0 | 0 | 0 | 0 | 0 | 0 | 0 | N | North | EO
CSCGNR_1_UNIT 1 |  |  | GIANERA PEAKER UNIT 1 | CISO | N | Bay Area | San Jose, South Bay-Moss Landing |  | Peaker | FTUR | NATURAL GAS | 24.75 | 24.8 |  |  |  |  | 1 | 24 | 24 |  |  | 24 | 1 | 24 | 24 | 24 | 24 | 24 | 24 | 24 | 24 | 24 | 24 | 24 | 24 | Y | North | FC
CSCGNR_1_UNIT 2 |  |  | GIANERA PEAKER UNIT 2 | CISO | N | Bay Area | San Jose, South Bay-Moss Landing |  | Peaker | FTUR | NATURAL GAS | 24.75 | 24.8 |  |  |  |  | 1 | 24 | 24 |  |  | 24 | 1 | 24 | 24 | 24 | 24 | 24 | 24 | 24 | 24 | 24 | 24 | 24 | 24 | Y | North | FC
CSLR4S_2_SOLAR |  |  | Csolar IV South | CISO | N | San Diego-IV |  | Y | Solar_Fixed | PHOTO VOLTAIC | SUN | 130 | 130 |  |  |  |  | 1 | 24 | 24 |  |  |  |  | 0.1 | 0.1 | 0.1 | 0.38 | 1.97 | 32.89 | 64.55 | 15.94 | 34.78 | 0.2 | 0.1 | 0.1 | N | South | FC
CSTRVL_7_PL1X2 |  |  | Marina Land Fill Gas | CISO | N | CAISO System |  |  | Biogas | RECIPROCATING ENGINE | OTHER | 4.53 | 5 |  |  |  |  | 1 | 24 | 24 |  |  | 4.17 | 1 | 4.13 | 3.51 | 3.69 | 4.01 | 3.63 | 3.95 | 4.16 | 4.14 | 4.17 | 3.86 | 3.98 | 3.73 | Y | North | FC
CSTRVL_7_QFUNTS |  |  | Castroville QF Aggregate | CISO | N | CAISO System |  |  | CHP | OTHER | OTHER | 2 | 11 |  |  |  |  | 1 | 24 | 24 |  |  |  |  | 0.05 | 0.05 | 0.11 | 0.03 | 0.02 | 0.05 | 0.05 | 0.07 | 0.09 | 0.11 | 0.06 | 0.06 | N | North | FC
CTNWDP_1_QF |  |  | SMALL QF AGGREGATION - BURNEY | CISO | N | CAISO System |  |  | Hydro | HYDRO | WATER | 0.5 | 1 |  |  |  |  | 1 | 24 | 24 |  |  |  |  | 0.04 | 0.04 | 0.04 | 0.03 | 0.02 | 0.02 | 0.01 | 0.01 | 0.01 | 0.03 | 0.04 | 0.04 | N | North | FC
CUMBIA_1_SOLAR |  |  | Columbia Solar Energy II | CISO | N | Bay Area | Pittsburg | Y | Solar_1Axis | PHOTO VOLTAIC | SUN | 19 | 19 |  |  |  |  | 1 | 24 | 24 |  |  |  |  | 0.1 | 0.1 | 0.1 | 0.26 | 1.34 | 10.77 | 13.86 | 5.08 | 9.03 | 0.1 | 0.1 | 0.1 | N | North | FC
CUMMNG_6_SUNCT1 |  |  | SunSelect 1 | CISO | N | CAISO System |  |  | CHP | RECIPROCATING ENGINE | NATURAL GAS | 4 | 4 |  |  |  |  | 1 | 24 | 24 |  |  | 0 | 1 | 3.33 | 3.39 | 3.04 | 3.01 | 3.34 | 3.54 | 3.53 | 3.56 | 3.4 | 3.16 | 3.38 | 3.45 | Y | South | FC
CURTIS_1_CANLCK |  |  | Canal Creek Powerhouse | CISO | N | Fresno |  |  | Hydro | HYDRO | WATER | 0.9 | 0.9 |  |  |  |  | 1 | 24 | 24 |  |  |  |  | 0 | 0 | 0 | 0 | 0 | 0 | 0 | 0 | 0 | 0 | 0 | 0 | N | North | FC
CURTIS_1_FARFLD |  |  | Fairfield Powerhouse | CISO | N | Fresno |  |  | Hydro | HYDRO | WATER | 0.9 | 0.9 |  |  |  |  | 1 | 24 | 24 |  |  |  |  | 0 | 0 | 0 | 0 | 0.06 | 0.14 | 0.04 | 0.11 | 0.04 | 0 | 0 | 0 | N | North | FC
CUYAMA_6_SB3SB1 | CUYAMA_6_SB3SB1_LESR |  | SEPV Barbara 3 | CISO | N | CAISO System |  |  | Hybrid_BattStorage | OTHER | HYBD | 3 | 3 | 0.9 | 12 | 24 | 2 | 1 | 24 | 8 | 3 | TRUE | 6 | 2 | 2.9 | 2.9 | 2.9 | 2.9605 | 2.8037 | 1.9149 | 1.7341 | 2.3684 | 2.0316 | 2.99 | 2.9 | 2.9 | Y | North | FC
CUYAMA_6_SB3SB1 | CUYAMA_6_SB3SB1_SUN |  | SEPV Barbara 3 | CISO | N | CAISO System |  |  | Hybrid_Solar_1Axis | OTHER | HYBD | 3 | 3 |  |  |  |  | 1 | 24 | 24 | 3 |  | 6 | 2 | 0.1 | 0.1 | 0.1 | 0.039474 | 0.19626 | 1.0851 | 1.2659 | 0.63158 | 0.9684 | 0.0099668 | 0.1 | 0.1 | Y | North | FC
CUYAMS_6_CUYSR1 |  |  | Cuyama Solar | CISO | N | CAISO System |  |  | Solar_1Axis | PHOTO VOLTAIC | SUN | 40 | 40 |  |  |  |  | 1 | 24 | 24 |  |  |  |  | 0.1 | 0.1 | 0.1 | 0.54 | 2.81 | 22.68 | 29.19 | 10.69 | 19.01 | 0.15 | 0.1 | 0.1 | N | North | FC
DAIRLD_1_MD1SL1 |  |  | Madera 1 | CISO | N | Fresno |  |  | Solar_1Axis | PHOTO VOLTAIC | SUN | 1.5 | 1.5 |  |  |  |  | 1 | 24 | 24 |  |  |  |  | 0 | 0 | 0 | 0 | 0 | 0 | 0 | 0 | 0 | 0 | 0 | 0 | N | North | EO
DAIRLD_1_MD2BM1 |  |  | Madera Digester Genset 2 | CISO | N | Fresno |  |  | Biogas | RECIPROCATING ENGINE | BIOGAS | 0.8 | 0.8 |  |  |  |  | 1 | 24 | 24 |  |  |  |  | 0 | 0 | 0 | 0 | 0 | 0 | 0 | 0 | 0 | 0 | 0 | 0 | N | North | EO
DAVIS_1_SOLAR1 |  |  | Grasslands 3 | CISO | N | Sierra | Drum-Rio Oso, South of Palermo |  | Solar_2Axis | PHOTO VOLTAIC | SUN | 1 | 1 |  |  |  |  | 1 | 24 | 24 |  |  |  |  | 0 | 0 | 0 | 0 | 0 | 0 | 0 | 0 | 0 | 0 | 0 | 0 | N | North | EO
DAVIS_1_SOLAR2 |  |  | Grasslands 4 | CISO | N | Sierra | Drum-Rio Oso, South of Palermo |  | Solar_2Axis | PHOTO VOLTAIC | SUN | 1 | 1 |  |  |  |  | 1 | 24 | 24 |  |  |  |  | 0 | 0 | 0 | 0 | 0 | 0 | 0 | 0 | 0 | 0 | 0 | 0 | N | North | EO
DAVIS_7_MNMETH |  |  | MM Yolo Power LLC | CISO | N | Sierra | Drum-Rio Oso, South of Palermo |  | Biogas | RECIPROCATING ENGINE | BIOGAS | 4 | 2.7 |  |  |  |  | 1 | 24 | 24 |  |  |  |  | 2.04 | 2.46 | 2.53 | 2.45 | 1.98 | 2.01 | 1.86 | 2.21 | 2.26 | 2.39 | 2.24 | 2.07 | N | North | FC
DEADCK_1_UNIT |  |  | DEADCK_1_UNIT | CISO | N | Sierra | Drum-Rio Oso |  | Hydro | HYDRO | WATER | 1.96 | 2 |  |  |  |  | 1 | 24 | 24 |  |  |  |  | 0.21 | 0.28 | 0.23 | 0.41 | 0.23 | 0.08 | 0.04 | 0.02 | 0 | 0 | 0 | 0.03 | N | North | FC
DEERCR_6_UNIT 1 |  |  | DEER CREEK | CISO | N | Sierra | Drum-Rio Oso, South of Palermo |  | Hydro | HYDRO | WATER | 7 | 7 |  |  |  |  | 1 | 24 | 24 |  |  |  |  | 0.82 | 0.96 | 0.76 | 1.21 | 2.04 | 2.26 | 2.66 | 3.7 | 3.26 | 2.24 | 0.92 | 1.24 | N | North | FC
DELAMO_2_ALASB2 | DELAMO_2_ALASB2_LESR |  | Los Alamitos 2 | CISO | N | LA Basin | Western |  | Hybrid_BattStorage | OTHER | HYBD | 10 | 10 | 0.8 | 20 | 20 | 1 | 1 | 24 | 4 | 10 | FALSE | 5 | 1 | 5 | 5 | 5 | 5 | 5 | 5 | 4.2626 | 5 | 5 | 5 | 5 | 5 | Y | South | FC
DELAMO_2_ALASB2 | DELAMO_2_ALASB2_SUN |  | Los Alamitos 2 | CISO | N | LA Basin | Western |  | Hybrid_Solar_1Axis | OTHER | HYBD | 10 | 10 |  |  |  |  | 1 | 24 | 24 | 10 |  | 5 | 1 | 0.1 | 0.1 | 0.1 | 0.1 | 0.32 | 4.25 | 5.7374 | 2.03 | 3.9 | 0.1 | 0.1 | 0.1 | Y | South | FC
DELAMO_2_SOLAR1 |  |  | Golden Springs Building H | CISO | N | LA Basin | Western | Y | Solar_1Axis | PHOTO VOLTAIC | SUN | 1.5 | 1.5 |  |  |  |  | 1 | 24 | 24 |  |  |  |  | 0.1 | 0.1 | 0.1 | 0.1 | 0.1 | 0.64 | 1.01 | 0.3 | 0.58 | 0.1 | 0.1 | 0.1 | N | South | FC
DELAMO_2_SOLAR2 |  |  | Golden Springs Building M | CISO | N | LA Basin | Western | Y | Solar_1Axis | PHOTO VOLTAIC | SUN | 1.75 | 1.8 |  |  |  |  | 1 | 24 | 24 |  |  |  |  | 0.1 | 0.1 | 0.1 | 0.1 | 0.1 | 0.74 | 1.18 | 0.36 | 0.68 | 0.1 | 0.1 | 0.1 | N | South | FC
DELAMO_2_SOLAR3 |  |  | Golden Springs Building G | CISO | N | LA Basin | Western | Y | Solar_1Axis | PHOTO VOLTAIC | SUN | 1.25 | 1.3 |  |  |  |  | 1 | 24 | 24 |  |  |  |  | 0.1 | 0.1 | 0.1 | 0.1 | 0.1 | 0.53 | 0.84 | 0.25 | 0.49 | 0.1 | 0.1 | 0.1 | N | South | FC
DELAMO_2_SOLAR4 |  |  | Golden Springs Building F | CISO | N | LA Basin | Western | Y | Solar_1Axis | PHOTO VOLTAIC | SUN | 1.3 | 1.4 |  |  |  |  | 1 | 24 | 24 |  |  |  |  | 0.1 | 0.1 | 0.1 | 0.1 | 0.1 | 0.55 | 0.87 | 0.26 | 0.51 | 0.1 | 0.1 | 0.1 | N | South | FC
DELAMO_2_SOLAR5 |  |  | Golden Springs Building L | CISO | N | LA Basin | Western | Y | Solar_1Axis | PHOTO VOLTAIC | SUN | 1 | 1 |  |  |  |  | 1 | 24 | 24 |  |  |  |  | 0.1 | 0.1 | 0.1 | 0.1 | 0.1 | 0.43 | 0.67 | 0.2 | 0.39 | 0.1 | 0.1 | 0.1 | N | South | FC
DELAMO_2_SOLAR6 |  |  | Freeway Springs | CISO | N | LA Basin | Western | Y | Solar_1Axis | PHOTO VOLTAIC | SUN | 2 | 2 |  |  |  |  | 1 | 24 | 24 |  |  |  |  | 0.1 | 0.1 | 0.1 | 0.1 | 0.1 | 0.85 | 1.35 | 0.41 | 0.78 | 0.1 | 0.1 | 0.1 | N | South | FC
DELAMO_2_SOLRC1 |  |  | Golden Springs Building C1 | CISO | N | LA Basin | Western | Y | Solar_Fixed | PHOTO VOLTAIC | SUN | 1.16 | 1.3 |  |  |  |  | 1 | 24 | 24 |  |  |  |  | 0 | 0 | 0 | 0 | 0 | 0 | 0 | 0 | 0 | 0 | 0 | 0 | N | South | EO
DELAMO_2_SOLRD |  |  | Golden Solar Building D | CISO | N | LA Basin | Western | Y | Solar_Fixed | PHOTO VOLTAIC | SUN | 1.25 | 1.4 |  |  |  |  | 1 | 24 | 24 |  |  |  |  | 0 | 0 | 0 | 0 | 0 | 0 | 0 | 0 | 0 | 0 | 0 | 0 | N | South | EO
DELSUR_6_BSOLAR |  |  | Central Antelope Dry Ranch B | CISO | N | Big Creek-Ventura |  | Y | Solar_1Axis | PHOTO VOLTAIC | SUN | 3 | 3 |  |  |  |  | 1 | 24 | 24 |  |  |  |  | 0.1 | 0.1 | 0.1 | 0.1 | 0.1 | 1.28 | 2.02 | 0.61 | 1.17 | 0.1 | 0.1 | 0.1 | N | South | FC
DELSUR_6_CREST |  |  | Delsur Aggregate Solar Resources | CISO | N | Big Creek-Ventura |  |  | Solar_Fixed | PHOTO VOLTAIC | SUN | 8.5 | 0 |  |  |  |  | 1 | 24 | 24 |  |  |  |  | 0 | 0 | 0 | 0 | 0 | 0 | 0 | 0 | 0 | 0 | 0 | 0 | N | South | EO
DELSUR_6_DRYFRB |  |  | Dry Farm Ranch B | CISO | N | Big Creek-Ventura |  |  | Solar_1Axis | PHOTO VOLTAIC | SUN | 5 | 5 |  |  |  |  | 1 | 24 | 24 |  |  |  |  | 0.1 | 0.1 | 0.1 | 0.1 | 0.16 | 2.13 | 3.36 | 1.01 | 1.95 | 0.1 | 0.1 | 0.1 | N | South | FC
DELSUR_6_SOLAR1 |  |  | Summer Solar North | CISO | N | Big Creek-Ventura |  |  | Solar_1Axis | PHOTO VOLTAIC | SUN | 6.5 | 6.5 |  |  |  |  | 1 | 24 | 24 |  |  |  |  | 0.1 | 0.1 | 0.1 | 0.1 | 0.21 | 2.76 | 4.37 | 1.32 | 2.53 | 0.1 | 0.1 | 0.1 | N | South | FC
DELSUR_6_SOLAR4 |  |  | Radiance Solar 4 | CISO | N | Big Creek-Ventura |  |  | Solar_1Axis | PHOTO VOLTAIC | SUN | 1.5 | 1.9 |  |  |  |  | 1 | 24 | 24 |  |  |  |  | 0 | 0 | 0 | 0 | 0 | 0 | 0 | 0 | 0 | 0 | 0 | 0 | N | South | EO
DELSUR_6_SOLAR5 |  |  | Radiance Solar 5 | CISO | N | Big Creek-Ventura |  |  | Solar_1Axis | PHOTO VOLTAIC | SUN | 1.5 | 1.9 |  |  |  |  | 1 | 24 | 24 |  |  |  |  | 0 | 0 | 0 | 0 | 0 | 0 | 0 | 0 | 0 | 0 | 0 | 0 | N | South | EO
DELTA_2_PL1X4 |  |  | DELTA ENERGY CENTER AGGREGATE | CISO | N | Bay Area | Pittsburg | Y | CCGT | COMBINED CYCLE | NATURAL GAS | 880 | 0 |  |  |  |  | 1 | 24 | 24 |  |  | 642 | 1 | 880 | 880 | 880 | 880 | 880 | 880 | 880 | 873 | 873 | 880 | 880 | 880 | Y | North | FC
DEVERS_1_SEPV05 |  |  | SEPV 5 | CISO | N | LA Basin | Eastern, Valley-Devers |  | Solar_Fixed | PHOTO VOLTAIC | SUN | 2 | 2 |  |  |  |  | 1 | 24 | 24 |  |  |  |  | 0 | 0 | 0 | 0 | 0 | 0 | 0 | 0 | 0 | 0 | 0 | 0 | N | South | EO
DEVERS_1_SOLAR |  |  | Cascade Solar | CISO | N | LA Basin | Eastern, Valley-Devers |  | Solar_Fixed | PHOTO VOLTAIC | SUN | 18.5 | 18.5 |  |  |  |  | 1 | 24 | 24 |  |  |  |  | 0 | 0 | 0 | 0 | 0 | 0 | 0 | 0 | 0 | 0 | 0 | 0 | N | South | EO
DEVERS_1_SOLAR1 |  |  | SEPV8 | CISO | N | LA Basin | Eastern, Valley-Devers |  | Solar_1Axis | PHOTO VOLTAIC | SUN | 12 | 12 |  |  |  |  | 1 | 24 | 24 |  |  |  |  | 0 | 0 | 0 | 0 | 0 | 0 | 0 | 0 | 0 | 0 | 0 | 0 | N | South | EO
DEVERS_1_SOLAR2 |  |  | SEPV9 | CISO | N | LA Basin | Eastern, Valley-Devers |  | Solar_1Axis | PHOTO VOLTAIC | SUN | 9 | 9 |  |  |  |  | 1 | 24 | 24 |  |  |  |  | 0 | 0 | 0 | 0 | 0 | 0 | 0 | 0 | 0 | 0 | 0 | 0 | N | South | EO
DEVERS_2_CS2SR4 |  |  | Caliente Solar 2 | CISO | N | LA Basin | Eastern, Valley-Devers |  | Solar_1Axis | PHOTO VOLTAIC | SUN | 0.91 | 1 |  |  |  |  | 1 | 24 | 24 |  |  |  |  | 0 | 0 | 0 | 0 | 0 | 0 | 0 | 0 | 0 | 0 | 0 | 0 | N | South | EO
DEVERS_2_DHSPG2 |  |  | Desert Hot Springs 2 | CISO | N | LA Basin | Eastern, Valley-Devers |  | Solar_1Axis | PHOTO VOLTAIC | SUN | 1.4 | 1.5 |  |  |  |  | 1 | 24 | 24 |  |  |  |  | 0 | 0 | 0 | 0 | 0 | 0 | 0 | 0 | 0 | 0 | 0 | 0 | N | South | EO
DEXZEL_1_UNIT |  |  | Western Power and Steam Cogeneration | CISO | N | Kern | South Kern PP, Kern Oil | Y | CHP | COMBUSTION TURBINE | NATURAL GAS | 20 | 36.8 |  |  |  |  | 1 | 24 | 24 |  |  | 8 | 1 | 20 | 20 | 20 | 20 | 20 | 20 | 20 | 20 | 20 | 20 | 20 | 20 | Y | North | FC
DIABLO_7_UNIT 1 |  |  | Diablo Canyon Unit 1 | CISO | N | CAISO System |  |  | Nuclear | STEAM | URANIUM | 1150 | 1176 |  |  |  |  | 1 | 24 | 24 |  |  |  |  | 1140 | 1140 | 1140 | 1140 | 1140 | 1140 | 1140 | 1140 | 1140 | 1140 | 1140 | 1140 | N | North | FC
DIABLO_7_UNIT 2 |  |  | Diablo Canyon Unit 2 | CISO | N | CAISO System |  |  | Nuclear | STEAM | URANIUM | 1150 | 1176 |  |  |  |  | 1 | 24 | 24 |  |  |  |  | 1140 | 1140 | 1140 | 1140 | 1140 | 1140 | 1140 | 1140 | 1140 | 1140 | 1140 | 1140 | N | North | FC
DISCOV_1_CHEVRN |  |  | CHEVRON USA (EASTRIDGE) | CISO | N | Kern | South Kern PP, Kern Oil | Y | CHP | FTUR | NATURAL GAS | 48.8 | 56.2 |  |  |  |  | 1 | 24 | 24 |  |  |  |  | 6.63 | 9.14 | 5.09 | 3.93 | 4.54 | 5.3 | 4.21 | 8.55 | 7.98 | 5.19 | 5.16 | 8.87 | N | North | FC
DIXNLD_1_LNDFL |  |  | Zero Waste Energy | CISO | N | Bay Area |  | Y | Biomass/Wood | RECIPROCATING ENGINE | BIOMASS | 1.6 | 1.6 |  |  |  |  | 1 | 24 | 24 |  |  |  |  | 0.84 | 0.8 | 0.88 | 0.97 | 0.91 | 0.95 | 1 | 1 | 0.97 | 1 | 0.99 | 0.98 | N | North | FC
DLN_5_HARQSCEDYN |  |  | Harq | AZPS | Y | Import |  |  | Solar_1Axis | PHOTO VOLTAIC | SUN | 150 | 0 |  |  |  |  | 1 | 24 | 24 |  |  |  |  | 0.1 | 0.1 | 0.1 | 0.71 | 4.83 | 63.79 | 100.94 | 30.45 | 58.43 | 0.26 | 0.1 | 0.1 |  | South | IAR
DMDVLY_1_UNITS |  |  | Diamond Valley Lake Pump Gen | CISO | N | LA Basin | Eastern |  | Hydro | PUMPED STORAGE | WATER | 15.6 | 0 |  |  |  |  | 1 | 24 | 24 |  |  |  |  | 0 | 3.13 | 0.49 | 0 | 0 | 0 | 0 | 0 | 0 | 0 | 0 | 0 | N | South | FC
DONNLS_7_UNIT |  |  | Donnells Hydro | CISO | N | Stockton | Tesla-Bellota, Stanislaus |  | Hydro | HYDRO | WATER | 72 | 72 |  |  |  |  | 1 | 24 | 24 |  |  | 72 | 1 | 72 | 72 | 72 | 72 | 72 | 72 | 72 | 72 | 72 | 72 | 72 | 72 | Y | North | FC
DOSMGO_2_NSPIN |  |  | DOSMGO_2_NSPIN | CISO | N | CAISO System |  |  | Pump | PUMP | WATER | 159 | 159 |  |  |  |  | 1 | 24 | 24 |  |  |  |  | 16.26 | 16.26 | 16.26 | 16.26 | 15.21 | 16.26 | 16.26 | 16.26 | 16.26 | 13.64 | 16.26 | 16.26 | Y | North | FC
DOUBLC_1_UNITS |  |  | DOUBLE "C" LIMITED | CISO | N | Kern | South Kern PP | Y | Peaker | COMBUSTION TURBINE | NATURAL GAS | 52.23 | 55.3 |  |  |  |  | 1 | 24 | 24 |  |  | 32.23 | 1 | 52.23 | 52.23 | 52.23 | 52.23 | 52.23 | 52.23 | 52.23 | 52.23 | 52.23 | 52.23 | 52.23 | 52.23 | Y | North | FC
DRACKR_2_D4SR4B |  |  | Dracker Solar Unit 4B | CISO | N | CAISO System |  |  | Solar_1Axis | PHOTO VOLTAIC | SUN | 62.5 | 62.5 |  |  |  |  | 1 | 24 | 24 | 62.5 |  |  |  | 0.1 | 0.1 | 0.1 | 0.3 | 2.01 | 26.58 | 42.06 | 12.69 | 24.35 | 0.11 | 0.1 | 0.1 | N | South | FC |  | Group name: DRACKER_294_5 - Max to grid 62.5 MW.
DRACKR_2_DS3SR3 |  | DRACKR_2_DSUBT3 | Dracker Solar Unit 3 | CISO | N | CAISO System |  |  | Paired_Solar_Fixed | PHOTO VOLTAIC | SUN | 125 | 125 |  |  |  |  | 1 | 24 | 24 | 125 |  |  |  | 0 | 0 | 0 | 0 | 0 | 0 | 0 | 0 | 0 | 0 | 0 | 0 | N | South | EO |  | Group name: DRACKER_294_3 - Max to grid 125 MW. Co-located with DRACKR_2_DSUBT3
DRACKR_2_DS4SR4 |  | DRACKR_2_DSUBT4 | Dracker Solar Unit 4A | CISO | N | CAISO System |  |  | Paired_Solar_1Axis | PHOTO VOLTAIC | SUN | 62.5 | 62.5 |  |  |  |  | 1 | 24 | 24 | 62.5 |  |  |  | 0.1 | 0.1 | 0.1 | 0.3 | 2.01 | 15.5 | 15.5 | 12.69 | 15.5 | 0.11 | 0.1 | 0.1 | N | South | FC | 1 | Group name: DRACKER_294_4 - Max to grid 62.5 MW. Max 15.5 MW NQC. Co-located with DRACKR_2_DSUBT4 | 1
DRACKR_2_DSUBT1 |  | DRACKR_2_SOLAR1 | Dracker Solar Unit 1 BESS | CISO | N | CAISO System |  |  | Paired_BattStorage | OTHER | LESR | 63 | 63 | 0.85 | 252 | 252 | 1 | 1 | 24 | 4 | 110 | FALSE | 126 | 3 | 63 | 63 | 63 | 63 | 63 | 63 | 63 | 63 | 63 | 63 | 63 | 63 | Y | South | FC |  | Group name: DRACKER_294_1 - Max to grid 110 MW. Co-located with DSRTSN_2_SOLAR1
DRACKR_2_DSUBT2 |  | DRACKR_2_SOLAR2 | Dracker Solar Unit 2 BESS | CISO | N | CAISO System |  |  | Paired_BattStorage | OTHER | LESR | 115 | 115 | 0.83 | 460 | 1251.8033 | 2.7213 | 1 | 24 | 10.8852 | 125 | TRUE | 230 | 1 | 115 | 115 | 115 | 115 | 115 | 115 | 115 | 115 | 115 | 115 | 115 | 115 | Y | South | FC |  | Group name: DRACKER_294_2 - Max to grid 125 MW. Co-located with DRACKR_2_SOLAR2 (EO)
DRACKR_2_DSUBT3 |  | DRACKR_2_DS3SR3 | Dracker Solar Unit 3 BESS | CISO | N | CAISO System |  |  | Paired_BattStorage | OTHER | LESR | 115 | 115 | 0.83 | 460 | 1251.8033 | 2.7213 | 1 | 24 | 10.8852 | 125 | TRUE | 230 | 1 | 115 | 115 | 115 | 115 | 115 | 115 | 115 | 115 | 115 | 115 | 115 | 115 | Y | South | FC |  | Group name: DRACKER_294_3 - Max to grid 125 MW. Co-located with DRACKR_2_DS3SR3 (EO)
DRACKR_2_DSUBT4 |  | DRACKR_2_DS4SR4 | Dracker Solar Unit 4 BESS | CISO | N | CAISO System |  |  | Paired_BattStorage | OTHER | LESR | 47 | 47 | 0.86 | 188 | 188 | 1 | 1 | 24 | 4 | 62.5 | FALSE | 94 | 2 | 47 | 47 | 47 | 47 | 47 | 47 | 47 | 47 | 47 | 47 | 47 | 47 | Y | South | FC |  | Group name: DRACKER_294_4 - Max to grid 62.5 MW. Co-located with DRACKR_2_DS4SR4
DRACKR_2_SOLAR1 |  | DRACKR_2_DSUBT1 | Dracker Solar Unit 1 | CISO | N | CAISO System |  |  | Paired_Solar_Fixed | PHOTO VOLTAIC | SUN | 110 | 110 |  |  |  |  | 1 | 24 | 24 | 110 |  |  |  | 0.1 | 0.1 | 0.1 | 0.32 | 1.67 | 27.83 | 47 | 13.49 | 29.43 | 0.17 | 0.1 | 0.1 | N | South | FC | 1 | Group name: DRACKER_294_1 - Max to grid 110 MW. Max 47 MW NQC. Co-located with DRACKR_2_DSUBT1 | 1
DRACKR_2_SOLAR2 |  | DRACKR_2_DSUBT2 | Dracker Solar Unit 2 | CISO | N | CAISO System |  |  | Paired_Solar_Fixed | PHOTO VOLTAIC | SUN | 125 | 125 |  |  |  |  | 1 | 24 | 24 | 125 |  |  |  | 0 | 0 | 0 | 0 | 0 | 0 | 0 | 0 | 0 | 0 | 0 | 0 | N | South | EO |  | Group name: DRACKER_294_2 - Max to grid 125 MW. Co-located with DRACKR_2_DSUBT2
DREWS_6_PL1X4 |  |  | Drews Generating Plant | CISO | N | LA Basin | Eastern | Y | Peaker | FTUR | NATURAL GAS | 41.4 | 0 |  |  |  |  | 1 | 24 | 24 |  |  | 40 | 1 | 40 | 40 | 40 | 40 | 40 | 40 | 40 | 40 | 40 | 40 | 40 | 40 | Y | South | FC
DREWSR_2_BHSSR1 |  |  | Blue Hornet Solar | CISO | N | San Diego-IV |  |  | Solar_1Axis | PHOTO VOLTAIC | SUN | 100 | 100 |  |  |  |  | 1 | 24 | 24 |  |  |  |  | 0.1 | 0.1 | 0.1 | 0.48 | 3.22 | 42.52 | 67.29 | 20.3 | 38.96 | 0.18 | 0.1 | 0.1 | N | South | FC
DRUM_7_PL1X2 |  |  | Drum PH 1 Units 1 & 2 Aggregate | CISO | N | Sierra | Drum-Rio Oso, South of Palermo |  | Hydro | HYDRO | WATER | 26 | 0 |  |  |  |  | 1 | 24 | 24 |  |  | 0 | 1 | 13 | 10.4 | 5.2 | 9.6 | 10.4 | 10.4 | 10.4 | 10.4 | 10.4 | 10 | 22.6 | 10.4 | Y | North | FC
DRUM_7_PL3X4 |  |  | Drum PH 1 Units 3 & 4 Aggregate | CISO | N | Sierra | Drum-Rio Oso, South of Palermo |  | Hydro | HYDRO | WATER | 28.9 | 0 |  |  |  |  | 1 | 24 | 24 |  |  | 0 | 1 | 16 | 12.8 | 12.8 | 12.8 | 12.8 | 12.8 | 9.6 | 15.2 | 12.8 | 12.8 | 24 | 15.8 | Y | North | FC
DRUM_7_UNIT 5 |  |  | DRUM PH 2 UNIT 5 | CISO | N | Sierra | Drum-Rio Oso, South of Palermo |  | Hydro | HYDRO | WATER | 50 | 50 |  |  |  |  | 1 | 24 | 24 |  |  | 0 | 1 | 47.88 | 44.24 | 43.6 | 38.82 | 42 | 46.9 | 47.7 | 47.6 | 38.8 | 31 | 36.8 | 44.06 | Y | North | FC
DSABLA_7_UNIT |  |  | De Sabla Hydro | CISO | N | CAISO System |  |  | Hydro | HYDRO | WATER | 18.5 | 18.5 |  |  |  |  | 1 | 24 | 24 |  |  |  |  | 5.38 | 7.04 | 5.21 | 4.69 | 6.99 | 8.37 | 8.82 | 7.07 | 3.93 | 2.41 | 3.09 | 2.42 | N | North | FC
DSFLWR_2_W9CSB1 | DSFLWR_2_W9CSB1_SUN |  | Willy 9 Chap 1 | CISO | N | CAISO System |  |  | Hybrid_Solar_1Axis | OTHER | HYBD | 102 | 102 |  |  |  |  | 1 | 24 | 24 | 102 |  | 52 | 1 | 0.1 | 0.1 | 0.1 | 0.49 | 3.28 | 43.37 | 58.0345 | 20.7 | 39.73 | 0.18 | 0.1 | 0.1 | Y | South | FC |  | Q1215-Q1319 combined - Hybrid 102 MW solar with 52 MW 208 MWH battery
DSFLWR_2_W9CSB1 | DSFLWR_2_W9CSB1_LESR |  | Willy 9 Chap 1 | CISO | N | CAISO System |  |  | Hybrid_BattStorage | OTHER | HYBD | 52 | 102 | 0.8 | 208 | 208 | 1 | 1 | 24 | 4 | 52 | FALSE | 52 | 1 | 52 | 52 | 52 | 52 | 52 | 52 | 43.9655 | 52 | 52 | 52 | 52 | 52 | Y | South | FC |  | Q1215-Q1319 combined - Hybrid 102 MW solar with 52 MW 208 MWH battery
DSFLWR_2_W9CSB2 | DSFLWR_2_W9CSB2_SUN |  | Willy 9 Chap 2 | CISO | N | CAISO System |  |  | Hybrid_Solar_1Axis | OTHER | HYBD | 72 | 72 |  |  |  |  | 1 | 24 | 24 | 72 |  | 36 | 1 | 0.1 | 0.1 | 0.1 | 0.34 | 2.32 | 30.62 | 36 | 14.61 | 28.05 | 0.13 | 0.1 | 0.1 | Y | South | ID | 100% | Q1215-Q1319 combined - Hybrid 72 MW solar with 36 MW 144 MWH battery - Waiting for Whirlwind CRAS | 1
DSFLWR_2_W9CSB2 | DSFLWR_2_W9CSB2_LESR |  | Willy 9 Chap 2 | CISO | N | CAISO System |  |  | Hybrid_BattStorage | OTHER | HYBD | 36 | 72 | 0.84 | 144 | 144 | 1 | 1 | 24 | 4 | 72 | FALSE | 36 | 1 | 0 | 0 | 0 | 36 | 36 | 36 | 36 | 36 | 36 | 36 | 36 | 36 | Y | South | ID | 100% | Q1215-Q1319 combined - Hybrid 72 MW solar with 36 MW 144 MWH battery - Waiting for Whirlwind CRAS | 1
DSFLWR_2_WS2SR1 |  |  | Willow Springs 2 | CISO | N | CAISO System |  |  | Solar_1Axis | PHOTO VOLTAIC | SUN | 100 | 100 |  |  |  |  | 1 | 24 | 24 |  |  |  |  | 0.1 | 0.1 | 0.1 | 0.48 | 3.22 | 42.52 | 67.29 | 20.3 | 38.96 | 0.18 | 0.1 | 0.1 | N | South | FC
DSRTHV_2_DH1SR1 |  | DSRTHV_2_DH2SR2, DSRTHV_2_DH2BT1 | Desert Harvest | CISO | N | CAISO System |  |  | Paired_Solar_1Axis | PHOTO VOLTAIC | SUN | 80 | 80 |  |  |  |  | 1 | 24 | 24 | 150 |  |  |  | 0.1 | 0.1 | 0.1 | 0.38 | 2.57 | 34.02 | 53.84 | 16.24 | 31.16 | 0.14 | 0.1 | 0.1 | N | South | FC |  | Group name: DESERT_HARVEST_643AE - Max to grid 150 MW.
DSRTHV_2_DH2BT1 |  | DSRTHV_2_DH2SR2, DSRTHV_2_DH1SR1 | Desert Harvest BESS | CISO | N | CAISO System |  |  | Paired_BattStorage | OTHER | LESR | 35 | 35 | 0.8 | 140 | 140 | 1 | 1 | 24 | 4 | 150 | FALSE | 70 | 1 | 35 | 35 | 35 | 35 | 35 | 35 | 35 | 35 | 35 | 35 | 35 | 35 | Y | South | PD | 35 | Group name: DESERT_HARVEST_643AE - Max to grid 150 MW. Co-located with DSRTHV_2_DH2SR2 |  | 35
DSRTHV_2_DH2SR2 |  | DSRTHV_2_DH1SR1, DSRTHV_2_DH2BT1 | Desert Harvest 2 | CISO | N | CAISO System |  |  | Paired_Solar_1Axis | PHOTO VOLTAIC | SUN | 70 | 70 |  |  |  |  | 1 | 24 | 24 | 150 |  |  |  | 0.1 | 0.1 | 0.1 | 0.33 | 2.25 | 29.77 | 47.11 | 14.21 | 27.27 | 0.12 | 0.1 | 0.1 | N | South | FC |  | Group name: DESERT_HARVEST_643AE - Max to grid 150 MW. Co-located with DSRTHV_2_DH2BT1 (PD)
DSRTSL_2_SOLAR1 |  |  | Desert Stateline | CISO | N | CAISO System |  | Y | Solar_1Axis | PHOTO VOLTAIC | SUN | 296.19 | 0 |  |  |  |  | 1 | 24 | 24 |  |  |  |  | 0.1 | 0.1 | 0.1 | 1.41 | 9.53 | 125.95 | 199.32 | 60.12 | 115.38 | 0.52 | 0.1 | 0.1 | N | South | FC
DSRTSN_2_DS2BX2 |  | DSRTSN_2_SOLAR1 | Desert Sunlight PV II Storage 2 | CISO | N | CAISO System |  |  | Paired_BattStorage | OTHER | LESR | 230 | 230 | 0.825 | 920 | 920 | 1 | 1 | 24 | 4 | 300 | TRUE | 460 | 1 | 230 | 230 | 230 | 230 | 230 | 230 | 230 | 230 | 230 | 230 | 230 | 230 | Y | South | FC |  | Group name: DESERT_SUNLIGHT_146_147_2 - Max to grid 300 MW. Co-located with DSRTSN_2_SOLAR1 (PD at 78.9%)
DSRTSN_2_DS2X2 |  | DSRTSN_2_SOLAR2 | Desert Sunlight PV II Storage | CISO | N | CAISO System |  |  | Paired_BattStorage | OTHER | LESR | 230 | 230 | 0.82 | 920 | 2487.033 | 2.7033 | 1 | 24 | 10.8132 | 250 | TRUE | 460 | 1 | 230 | 230 | 230 | 230 | 230 | 230 | 230 | 230 | 230 | 230 | 230 | 230 | Y | South | FC |  | Group name: DESERT_SUNLIGHT_146_147_1 - Max to grid 250 MW. Co-located with DSRTSN_2_SOLAR2 (PD at 78.9%)
DSRTSN_2_SOLAR1 |  | DSRTSN_2_DS2BX2 | Desert Sunlight 300 | CISO | N | CAISO System |  |  | Paired_Solar_1Axis | PHOTO VOLTAIC | SUN | 300 | 300 |  |  |  |  | 1 | 24 | 24 | 300 |  |  |  | 0.1 | 0.1 | 0.1 | 0.88 | 4.56 | 70 | 70 | 36.79 | 70 | 0.46 | 0.1 | 0.1 | N | South | PD | 0.789 | Group name: DESERT_SUNLIGHT_146_147_2 - Max to grid 300 MW. Max 70 MW NQC. Co-located with DSRTSN_2_DS2BX2 | 0.789
DSRTSN_2_SOLAR2 |  | DSRTSN_2_DS2X2 | Desert Sunlight 250 | CISO | N | CAISO System |  |  | Paired_Solar_Fixed | PHOTO VOLTAIC | SUN | 250 | 250 |  |  |  |  | 1 | 24 | 24 | 250 |  |  |  | 0.1 | 0.1 | 0.1 | 0.73 | 3.8 | 20 | 20 | 20 | 20 | 0.39 | 0.1 | 0.1 | N | South | PD | 0.789 | Group name: DESERT_SUNLIGHT_146_147_1 - Max to grid 250 MW. Max 20 MW NQC. Co-located with DSRTSN_2_DS2X2 | 0.789
DTCHWD_2_BT3WND |  |  | Brookfield Tehachapi 3 | CISO | N | CAISO System |  |  | Wind | WIND | WIND | 4.5 | 4.5 |  |  |  |  | 1 | 24 | 24 |  |  |  |  | 0.38 | 0.91 | 1.02 | 1.65 | 1.86 | 1.69 | 1.68 | 1.56 | 0.96 | 0.51 | 0.3 | 0.29 | N | South | FC
DUANE_1_PL1X3 |  |  | DONALD VON RAESFELD POWER PROJECT | CISO | N | Bay Area | San Jose, South Bay-Moss Landing | Y | CCGT | COMBINED CYCLE | NATURAL GAS | 147.8 | 0 |  |  |  |  | 1 | 24 | 24 |  |  | 85.65 | 1 | 147.8 | 147.8 | 147.8 | 147.8 | 143.5 | 143.5 | 143.5 | 143.5 | 143.5 | 147.8 | 147.8 | 147.8 | Y | North | FC
DURNMESA_3_WBDYN |  |  | DURAN MESA | PNM | Y | Import |  |  | Wind | WIND | WIND | 105.08 | 0 |  |  |  |  | 1 | 24 | 24 |  |  |  |  | 43.35 | 51.66 | 54.64 | 53.59 | 44.13 | 46.51 | 35.73 | 32.57 | 31.52 | 35.2 | 32.32 | 39.93 |  | South | IAR
DUTCH1_7_UNIT 1 |  |  | DUTCH FLAT 1 PH | CISO | N | Sierra | Placer, Gold Hill-Drum, Drum-Rio Oso, South of Rio Oso, South of Palermo |  | Hydro | HYDRO | WATER | 22 | 22 |  |  |  |  | 1 | 24 | 24 |  |  | 0 | 1 | 17.6 | 17.6 | 14 | 17.94 | 18.28 | 20.4 | 20.4 | 21.4 | 16.8 | 12.8 | 17.6 | 20.2 | Y | North | FC
DUTCH2_7_UNIT 1 |  |  | DUTCH FLAT 2 PH | CISO | N | Sierra | Drum-Rio Oso, South of Palermo |  | Hydro | HYDRO | WATER | 26 | 26 |  |  |  |  | 1 | 24 | 24 |  |  | 0 | 1 | 18.2 | 16 | 17.2 | 5.6 | 16 | 5.6 | 16 | 16.8 | 17.6 | 1.6 | 5.6 | 5.6 | Y | North | FC
DVLCYN_1_UNITS |  |  | DEVIL CANYON HYDRO UNITS 1-4 AGGREGATE | CISO | N | LA Basin | Eastern |  | Hydro | HYDRO | WATER | 235 | 0 |  |  |  |  | 1 | 24 | 24 |  |  | 201.33 | 1 | 63.1 | 78.14 | 87.22 | 234.97 | 234.97 | 234.97 | 234.97 | 234.97 | 201.33 | 234.97 | 234.97 | 234.97 | Y | South | FC
DYERSM_6_DSWWD1 |  |  | Dyer Summit Wind Repower | CISO | N | CAISO System |  |  | Wind | WIND | WIND | 44.8 | 44.8 |  |  |  |  | 1 | 24 | 24 |  |  |  |  | 2.54 | 3.8 | 7.94 | 15.74 | 20.67 | 19.12 | 19.24 | 13.61 | 11.02 | 4.9 | 1.8 | 2.48 | N | North | FC
DYLAN_2_BMTBT1 |  |  | Beaumont BESS | CISO | N | LA Basin |  |  | Battery Storage | OTHER | LESR | 100 | 100 | 0.8 | 400 | 400 | 1 | 1 | 24 | 4 |  | TRUE | 200 | 1 | 100 | 100 | 100 | 100 | 100 | 100 | 100 | 100 | 100 | 100 | 100 | 100 | Y | South | FC
EASTWD_7_UNIT |  |  | EASTWOOD PUMP-GEN | CISO | N | Big Creek-Ventura | Rector, Vestal |  | Pumped Hydro | PUMPED STORAGE | WATER | 200 | 207 |  |  |  |  | 1 | 24 | 24 |  |  | 184 | 1 | 199 | 199 | 199 | 199 | 199 | 199 | 199 | 199 | 199 | 199 | 199 | 199 | Y | South | FC
EDMONS_2_NSPIN |  |  | EDMONS_2_NSPIN | CISO | N | Big Creek-Ventura |  |  | Pump | PUMP | WATER | 775.8 | 840 |  |  |  |  | 1 | 24 | 24 |  |  |  |  | 236 | 236 | 236 | 236 | 236 | 236 | 236 | 236 | 236 | 236 | 236 | 236 | Y | South | FC
EDWARD_2_E21SB1 | EDWARD_2_E21SB1_LESR |  | EdSan 2 Edwards 1A | CISO | N | CAISO System |  |  | Hybrid_BattStorage | OTHER | HYBD | 71 | 166 | 0.8 | 284 | 284 | 1 | 1 | 24 | 4 | 166 | FALSE | 71 | 2 | 71 | 71 | 71 | 71 | 71 | 71 | 71 | 71 | 71 | 71 | 71 | 71 | Y | South | ID | 100% | Q1424 - Hybrid - Group name: EDSAN_134_1424 - Max to grid 800 MW - C10 - Waiting for Tehachapi cRAS and possibly other - PV 130.0 MW and ESS 71.0 MW | 1
EDWARD_2_E21SB1 | EDWARD_2_E21SB1_SUN |  | EdSan 2 Edwards 1A | CISO | N | CAISO System |  |  | Hybrid_Solar_1Axis | OTHER | HYBD | 130 | 166 |  |  |  |  | 1 | 24 | 24 | 166 |  | 71 | 2 | 0.1 | 0.1 | 0.1 | 0.62 | 4.18 | 55.28 | 87.48 | 26.39 | 50.64 | 0.23 | 0.1 | 0.1 | Y | South | ID | 100% | Q1424 - Hybrid - Group name: EDSAN_134_1424 - Max to grid 800 MW - C10 - Waiting for Tehachapi cRAS and possibly other - PV 130.0 MW and ESS 71.0 MW | 1
EDWARD_2_E23SB1 | EDWARD_2_E23SB1_LESR |  | EdSan 2 Edwards 3 | CISO | N | CAISO System |  |  | Hybrid_BattStorage | OTHER | HYBD | 6 | 24 | 0.8 | 24 | 24 | 1 | 1 | 24 | 4 | 24 | FALSE | 6 | 2 | 6 | 6 | 6 | 6 | 6 | 6 | 6 | 6 | 6 | 6 | 6 | 6 | Y | South | ID | 100% | Q1424 - Group name: EDSAN_134_1424 - Max to grid 800 MW. C10 - Waiting for Tehachapi cRAS | 1
EDWARD_2_E23SB1 | EDWARD_2_E23SB1_SUN |  | EdSan 2 Edwards 3 | CISO | N | CAISO System |  |  | Hybrid_Solar_1Axis | OTHER | HYBD | 24 | 24 |  |  |  |  | 1 | 24 | 24 | 24 |  | 6 | 2 | 0.1 | 0.1 | 0.1 | 0.11 | 0.77 | 10.21 | 16.15 | 4.87 | 9.35 | 0.1 | 0.1 | 0.1 | Y | South | ID | 100% | Q1424 - Group name: EDSAN_134_1424 - Max to grid 800 MW. C10 - Waiting for Tehachapi cRAS | 1
EDWARD_2_ES2BT3 | EDWARD_2_ES2BT3_LESR |  | EdSan 2 | CISO | N | CAISO System |  |  | Hybrid_BattStorage | OTHER | HYBD | 66 | 151 | 0.8 | 264 | 264 | 1 | 1 | 24 | 4 | 151 | FALSE | 66 | 2 | 66 | 66 | 66 | 66 | 66 | 66 | 66 | 66 | 66 | 66 | 66 | 66 | Y | South | ID | 100% | Q1424 - Hybrid - Group name: EDSAN_134_1424 - Max to grid 800 MW. C10 - Waiting for Tehachapi cRAS and possibly other - PV 118.0 MW and ESS 66.0 MW | 1
EDWARD_2_ES2BT3 | EDWARD_2_ES2BT3_SUN |  | EdSan 2 | CISO | N | CAISO System |  |  | Hybrid_Solar_1Axis | OTHER | HYBD | 118 | 151 |  |  |  |  | 1 | 24 | 24 | 151 |  | 66 | 2 | 0.1 | 0.1 | 0.1 | 0.56 | 3.8 | 50.18 | 79.41 | 23.95 | 45.97 | 0.21 | 0.1 | 0.1 | Y | South | ID | 100% | Q1424 - Hybrid - Group name: EDSAN_134_1424 - Max to grid 800 MW. C10 - Waiting for Tehachapi cRAS and possibly other - PV 118.0 MW and ESS 66.0 MW | 1
EDWARD_2_ESSSB1 | EDWARD_2_ESSSB1_LESR |  | Sanborn Solar 2 Edwards 5 | CISO | N | CAISO System |  |  | Hybrid_BattStorage | OTHER | HYBD | 47 | 68 | 0.8 | 188 | 188 | 1 | 1 | 24 | 4 | 68 | FALSE | 47 | 2 | 47 | 47 | 47 | 47 | 47 | 47 | 47 | 47 | 47 | 47 | 47 | 47 | Y | South | ID | 84.92% | Q1518 - Group name SANBORN_SOLAR2_1518 - Max to grid 500 MW. Waiting for Tehachapi CRAS. Hybrid resource with COM Pmax at 68 MW. Partial deliverability available for 47 MW battery and 68 MW solar. CPUC calc. by sum of deliverable components - 47.1 47.1 47.1 47.32 49.19 68 68 60.8 68 47.12 47.1 47.1 | 0.8492
EDWARD_2_ESSSB1 | EDWARD_2_ESSSB1_SUN |  | Sanborn Solar 2 Edwards 5 | CISO | N | CAISO System |  |  | Hybrid_Solar_1Axis | OTHER | HYBD | 68 | 68 |  |  |  |  | 1 | 24 | 24 | 68 |  | 47 | 2 | 0.1 | 0.1 | 0.1 | 0.32 | 2.19 | 21 | 21 | 13.8 | 21 | 0.12 | 0.1 | 0.1 | Y | South | ID | 84.92% | Q1518 - Group name SANBORN_SOLAR2_1518 - Max to grid 500 MW. Waiting for Tehachapi CRAS. Hybrid resource with COM Pmax at 68 MW. Partial deliverability available for 47 MW battery and 68 MW solar. CPUC calc. by sum of deliverable components - 47.1 47.1 47.1 47.32 49.19 68 68 60.8 68 47.12 47.1 47.1 | 0.8492
EDWARD_2_ESSSB2 | EDWARD_2_ESSSB2_LESR |  | Sanborn Solar 2 | CISO | N | CAISO System |  |  | Hybrid_BattStorage | OTHER | HYBD | 21.5 | 132 | 0.8 | 86 | 86 | 1 | 1 | 24 | 4 | 132 | FALSE | 21.5 | 2 | 21.5 | 21.5 | 21.5 | 21.5 | 21.5 | 21.5 | 21.5 | 21.5 | 21.5 | 21.5 | 21.5 | 21.5 | Y | South | ID | 92.87% | Q1518 - Group name SANBORN_SOLAR2_1518 - Max to grid 500 MW. Waiting for Tehachapi CRAS. Hybrid resource with Pmax 132 MW. Partial deliverability available for 21.5 MW battery and 132 MW solar. CPUC calc. by sum of deliverable components - 21.6 21.6 21.6 22.13 25.75 77.63 110.33 48.29 72.92 21.73 21.6 21.6 | 0.9287
EDWARD_2_ESSSB2 | EDWARD_2_ESSSB2_SUN |  | Sanborn Solar 2 | CISO | N | CAISO System |  |  | Hybrid_Solar_1Axis | OTHER | HYBD | 132 | 132 |  |  |  |  | 1 | 24 | 24 | 132 |  | 21.5 | 2 | 0.1 | 0.1 | 0.1 | 0.63 | 4.25 | 56.13 | 88.83 | 26.79 | 51.42 | 0.23 | 0.1 | 0.1 | Y | South | ID | 92.87% | Q1518 - Group name SANBORN_SOLAR2_1518 - Max to grid 500 MW. Waiting for Tehachapi CRAS. Hybrid resource with Pmax 132 MW. Partial deliverability available for 21.5 MW battery and 132 MW solar. CPUC calc. by sum of deliverable components - 21.6 21.6 21.6 22.13 25.75 77.63 110.33 48.29 72.92 21.73 21.6 21.6 | 0.9287
EEKTMN_6_SOLAR1 |  |  | EE K Solar 1 | CISO | N | Fresno |  | Y | Solar_1Axis | PHOTO VOLTAIC | SUN | 20 | 20 |  |  |  |  | 1 | 24 | 24 |  |  |  |  | 0 | 0 | 0 | 0 | 0 | 0 | 0 | 0 | 0 | 0 | 0 | 0 | N | North | EO
ELCABO_5_ECWSCEDYN |  |  | El Cabo Wind | PNM | Y | Import |  |  | Wind | WIND | WIND | 298 | 0 |  |  |  |  | 1 | 24 | 24 |  |  |  |  | 122.93 | 146.5 | 154.96 | 151.98 | 125.16 | 131.89 | 101.32 | 92.38 | 89.4 | 99.83 | 91.66 | 113.24 |  | South | IAR
ELCAJN_6_EB1BT1 |  |  | Eastern BESS 1 | CISO | N | San Diego-IV | San Diego, El Cajon | Y | Battery Storage | OTHER | LESR | 7.5 | 7.5 | 0.8 | 30 | 30 | 1 | 1 | 24 | 4 |  | TRUE | 12 | 1 | 7.5 | 7.5 | 7.5 | 7.5 | 7.5 | 7.5 | 7.5 | 7.5 | 7.5 | 7.5 | 7.5 | 7.5 | Y | South | FC
ELCAJN_6_LM6K |  |  | El Cajon Energy Center | CISO | N | San Diego-IV | San Diego, El Cajon | Y | Peaker | COMBUSTION TURBINE | NATURAL GAS | 48.1 | 49.7 |  |  |  |  | 1 | 24 | 24 |  |  | 48.1 | 1 | 48.1 | 48.1 | 48.1 | 48.1 | 48.1 | 48.1 | 48.1 | 48.1 | 48.1 | 48.1 | 48.1 | 48.1 | Y | South | FC
ELCAJN_6_UNITA1 |  |  | Cuyamaca Peak Energy Plant | CISO | N | San Diego-IV | San Diego, El Cajon |  | Peaker | COMBUSTION TURBINE | NATURAL GAS | 45.42 | 48 |  |  |  |  | 1 | 24 | 24 |  |  | 45.42 | 1 | 45.42 | 45.42 | 45.42 | 45.42 | 45.42 | 45.42 | 45.42 | 45.42 | 45.42 | 45.42 | 45.42 | 45.42 | Y | South | FC
ELCAP_1_SOLAR |  |  | 2097 Helton | CISO | N | Fresno |  | Y | Solar_1Axis | PHOTO VOLTAIC | SUN | 1.5 | 1.5 |  |  |  |  | 1 | 24 | 24 |  |  |  |  | 0 | 0 | 0 | 0 | 0 | 0 | 0 | 0 | 0 | 0 | 0 | 0 | N | North | EO
ELDORO_7_UNIT 1 |  |  | El Dorado Unit 1 | CISO | N | Sierra | Gold Hill-Drum, South of Rio Oso, South of Palermo |  | Hydro | HYDRO | WATER | 11 | 10.5 |  |  |  |  | 1 | 24 | 24 |  |  |  |  | 0 | 1.58 | 0.65 | 4.49 | 7.37 | 4.73 | 5.9 | 6.86 | 5.96 | 1.35 | 3.26 | 3.07 | N | North | FC
ELDORO_7_UNIT 2 |  |  | El Dorado Unit 2 | CISO | N | Sierra | Gold Hill-Drum, South of Rio Oso, South of Palermo |  | Hydro | HYDRO | WATER | 11 | 10.5 |  |  |  |  | 1 | 24 | 24 |  |  |  |  | 1.64 | 2.46 | 1.8 | 5.15 | 7.78 | 4.8 | 3.92 | 6.39 | 6.08 | 1.35 | 3.27 | 3.08 | N | North | FC
ELECTR_7_PL1X3 |  |  | ELECTRA PH UNIT 1 & 2 AGGREGATE | CISO | N | CAISO System |  |  | Hydro | HYDRO | WATER | 93 | 0 |  |  |  |  | 1 | 24 | 24 |  |  | 0 | 1 | 91.68 | 50.9 | 28.06 | 36.64 | 51.66 | 53.88 | 59.6 | 78.68 | 67.28 | 53.24 | 53.88 | 55.28 | Y | North | FC
ELKCRK_6_STONYG |  |  | STONEY GORGE HYDRO AGGREGATE | CISO | N | CAISO System |  |  | Hydro | HYDRO | WATER | 4.9 | 4.9 |  |  |  |  | 1 | 24 | 24 |  |  | 0 | 1 | 2.08 | 2.1 | 2.16 | 1.88 | 1.76 | 1.46 | 1.16 | 2 | 1.4 | 0.7 | 0.7 | 2.08 | Y | North | FC
ELKHIL_2_PL1X3 |  |  | ELK HILLS COMBINED CYCLE (AGGREGATE) | CISO | N | CAISO System |  | Y | CCGT | COMBINED CYCLE | NATURAL GAS | 551.7 | 0 |  |  |  |  | 1 | 24 | 24 |  |  | 171.7 | 1 | 400 | 400 | 400 | 400 | 400 | 400 | 400 | 400 | 400 | 400 | 400 | 400 | Y | North | FC
ELKHRN_1_EESX3 |  |  | Elkhorn Energy Storage | CISO | N | Bay Area | South Bay-Moss Landing |  | Battery Storage | OTHER | LESR | 182.5 | 0 | 0.8 | 730 | 730 | 1 | 1 | 24 | 4 |  | TRUE | 365 | 1 | 182.5 | 182.5 | 182.5 | 182.5 | 182.5 | 182.5 | 182.5 | 182.5 | 182.5 | 182.5 | 182.5 | 182.5 | Y | North | FC
ELLIOT_6_ELIBT1 |  |  | Elliott Energy Storage | CISO | N | San Diego-IV |  |  | Battery Storage | OTHER | LESR | 10 | 9.75 | 0.8 | 40 | 40 | 1 | 1 | 24 | 4 |  | TRUE | 19.75 | 1 | 9.75 | 9.75 | 9.75 | 9.75 | 9.75 | 9.75 | 9.75 | 9.75 | 9.75 | 9.75 | 9.75 | 9.75 | Y | South | FC
ELLIS_2_QF |  |  | ELLIS QFS | CISO | N | LA Basin | Western |  | CHP | OTHER | OTHER | 12 | 28.2 |  |  |  |  | 1 | 24 | 24 |  |  |  |  | 2.25 | 2.43 | 3.27 | 4.15 | 3.9 | 4.09 | 3.47 | 1.81 | 1 | 1.01 | 1.01 | 0.98 | N | South | FC
ELNIDO_1_ECRSR1 |  |  | East Cleveland Solar | CISO | N | Fresno |  |  | Solar_Fixed | PHOTO VOLTAIC | SUN | 3 | 3 |  |  |  |  | 1 | 24 | 24 |  |  |  |  | JUN: 0; JUL: 0; AUG: 0; SEP: 0; OCT: 0; NOV: 0; DEC: 0 | Y | North | EO
ELSEGN_2_UN1011 |  |  | El Segundo Energy Center 5/6 | CISO | N | LA Basin | Western, El Nido |  | CCGT | COMBINED CYCLE | NATURAL GAS | 274.31 | 0 |  |  |  |  | 1 | 24 | 24 |  |  | 274.31 | 1 | 274.31 | 274.31 | 274.31 | 274.31 | 274.31 | 274.31 | 274.31 | 274.31 | 274.31 | 274.31 | 274.31 | 274.31 | Y | South | FC
ELSEGN_2_UN2021 |  |  | El Segundo Energy Center 7/8 | CISO | N | LA Basin | Western, El Nido |  | CCGT | COMBINED CYCLE | NATURAL GAS | 271.74 | 0 |  |  |  |  | 1 | 24 | 24 |  |  | 271.74 | 1 | 271.74 | 271.74 | 271.74 | 271.74 | 271.74 | 271.74 | 271.74 | 271.74 | 271.74 | 271.74 | 271.74 | 271.74 | Y | South | FC
ENERSJ_2_WIND |  |  | ESJ Wind Energy | CISO | N | San Diego-IV |  |  | Wind | WIND | WIND | 151 | 151 |  |  |  |  | 1 | 24 | 24 |  |  |  |  | 12.69 | 30.62 | 34.3 | 55.24 | 62.29 | 56.74 | 56.54 | 52.21 | 32.06 | 17.17 | 9.97 | 9.77 | N | South | FC
ENERSJ_5_ESJWD2 |  |  | Energia Sierra Juarez Wind 2 | CISO | N | San Diego-IV |  |  | Wind | WIND | WIND | 105 | 105 |  |  |  |  | 1 | 24 | 24 |  |  |  |  | 8.82 | 21.29 | 23.85 | 38.42 | 43.32 | 39.45 | 39.31 | 36.31 | 22.3 | 11.94 | 6.93 | 6.79 | N | South | FC
ENWIND_2_WIND1 |  |  | Cameron Ridge | CISO | N | CAISO System |  |  | Wind | WIND | WIND | 47.1 | 47.1 |  |  |  |  | 1 | 24 | 24 |  |  |  |  | 3.96 | 9.55 | 10.7 | 17.23 | 19.43 | 17.7 | 17.63 | 16.29 | 10 | 5.36 | 3.11 | 3.05 | N | South | FC
ENWIND_2_WIND2 |  |  | Ridgetop I | CISO | N | CAISO System |  |  | Wind | WIND | WIND | 38.24 | 65 |  |  |  |  | 1 | 24 | 24 |  |  |  |  | 3.21 | 7.75 | 8.69 | 13.99 | 15.78 | 14.37 | 14.32 | 13.22 | 8.12 | 4.35 | 2.52 | 2.47 | N | South | FC
ESCNDO_6_EB1BT1 |  |  | Escondido BESS 1 | CISO | N | San Diego-IV | San Diego |  | Battery Storage | OTHER | LESR | 10 | 10 | 0.8 | 40 | 40 | 1 | 1 | 24 | 4 |  | TRUE | 20 | 1 | 10 | 10 | 10 | 10 | 10 | 10 | 10 | 10 | 10 | 10 | 10 | 10 | Y | South | FC
ESCNDO_6_EB2BT2 |  |  | Escondido BESS 2 | CISO | N | San Diego-IV | San Diego |  | Battery Storage | OTHER | LESR | 10 | 10 | 0.8 | 40 | 40 | 1 | 1 | 24 | 4 |  | TRUE | 20 | 1 | 10 | 10 | 10 | 10 | 10 | 10 | 10 | 10 | 10 | 10 | 10 | 10 | Y | South | FC
ESCNDO_6_EB3BT3 |  |  | Escondido BESS 3 | CISO | N | San Diego-IV | San Diego |  | Battery Storage | OTHER | LESR | 10 | 10 | 0.8 | 40 | 40 | 1 | 1 | 24 | 4 |  | TRUE | 20 | 1 | 10 | 10 | 10 | 10 | 10 | 10 | 10 | 10 | 10 | 10 | 10 | 10 | Y | South | FC
ESCNDO_6_PL1X2 |  |  | MMC Escondido Aggregate | CISO | N | San Diego-IV | San Diego |  | Peaker | COMBUSTION TURBINE | NATURAL GAS | 48.71 | 49.5 |  |  |  |  | 1 | 24 | 24 |  |  | 48.71 | 1 | 48.71 | 48.71 | 48.71 | 48.71 | 48.71 | 48.71 | 48.71 | 48.71 | 48.71 | 48.71 | 48.71 | 48.71 | Y | South | FC
ESCNDO_6_UNITB1 |  |  | CalPeak Power Enterprise Unit 1 | CISO | N | San Diego-IV | San Diego |  | Peaker | COMBUSTION TURBINE | NATURAL GAS | 50.96 | 52 |  |  |  |  | 1 | 24 | 24 |  |  | 50.96 | 1 | 48.04 | 48.04 | 48.04 | 48.04 | 50.96 | 50.96 | 50.96 | 50.96 | 50.96 | 50.96 | 50.96 | 50.96 | Y | South | PD | 50.96 | Battery addition is Energy Only. |  | 50.96
ESCO_6_GLMQF |  |  | Goal Line Cogen | CISO | N | San Diego-IV | San Diego |  | Peaker | COMBUSTION TURBINE | NATURAL GAS | 49.9 | 49.9 |  |  |  |  | 1 | 24 | 24 |  |  | 0 | 1 | 49.9 | 49.9 | 49.9 | 49.9 | 49.9 | 49.9 | 49.9 | 49.9 | 49.9 | 49.9 | 49.9 | 49.9 | Y | South | FC
ESNHWR_2_CS1BT3 |  |  | Carris Storage 1 | CISO | N | LA Basin |  |  | Battery Storage | OTHER | LESR | 10 | 10 | 0.8 | 40 | 40 | 1 | 1 | 24 | 4 |  | TRUE | 15 | 1 | JUN: 5; JUL: 5; AUG: 5; SEP: 5; OCT: 5; NOV: 5; DEC: 5 | Y | South | FC
ESNHWR_2_HDSBT2 |  |  | Hecate Energy Desert Storage 1 | CISO | N | LA Basin |  |  | Battery Storage | OTHER | LESR | 10 | 10 | 0.8 | 40 | 40 | 1 | 1 | 24 | 4 |  | TRUE | 15 | 1 | JUN: 5; JUL: 5; AUG: 5; SEP: 5; OCT: 5; NOV: 5; DEC: 5 | Y | South | FC
ESNHWR_2_WC1BT1 |  |  | Wildcat I BESS | CISO | N | LA Basin | Eastern, Valley-Devers |  | Battery Storage | OTHER | LESR | 3 | 3 | 0.8 | 12 | 12 | 1 | 1 | 24 | 2 |  | TRUE | 4.5 | 3 | 1.5 | 1.5 | 1.5 | 1.5 | 1.5 | 1.5 | 1.5 | 1.5 | 1.5 | 1.5 | 1.5 | 1.5 | Y | South | FC
ESQUON_6_LNDFIL |  |  | Neal Road Landfill Generating Facility | CISO | N | CAISO System |  |  | Biogas | RECIPROCATING ENGINE | BIOGAS | 2.1 | 2.1 |  |  |  |  | 1 | 24 | 24 |  |  |  |  | 0 | 0 | 0 | 0 | 0 | 0 | 0 | 0 | 0 | 0 | 0 | 0 | N | North | EO
ESTWND_2_OPPWD1 |  |  | Oasis Power Plant Eastwind | CISO | N | CAISO System |  |  | Wind | WIND | WIND | 57.14 | 57.2 |  |  |  |  | 1 | 24 | 24 |  |  |  |  | 4.8 | 11.59 | 12.98 | 20.91 | 23.57 | 21.47 | 21.39 | 19.76 | 12.13 | 6.5 | 3.77 | 3.7 | N | South | FC
ETIWND_2_CHMPNE |  |  | Champagne | CISO | N | LA Basin | Eastern | Y | Solar_Fixed | PHOTO VOLTAIC | SUN | 1 | 1.5 |  |  |  |  | 1 | 24 | 24 |  |  |  |  | 0 | 0 | 0 | 0 | 0 | 0 | 0 | 0 | 0 | 0 | 0 | 0 | N | South | EO
ETIWND_2_FONTNA |  |  | FONTANALYTLE CREEK POWERHOUSE P | CISO | N | LA Basin | Eastern |  | Hydro | HYDRO | WATER | 2.56 | 2.6 |  |  |  |  | 1 | 24 | 24 |  |  |  |  | 0.71 | 1 | 0.53 | 0.79 | 0.67 | 0.59 | 0.47 | 0.32 | 0.4 | 0.4 | 0.59 | 0.6 | N | South | FC
ETIWND_2_SEPBT1 |  |  | Separator | CISO | N | CAISO System |  |  | Battery Storage | OTHER | LESR | 100 | 100 | 0.8 | 400 | 400 | 1 | 1 | 24 | 4 |  | TRUE | 200 | 1 | 100 | 100 | 100 | 100 | 100 | 100 | 100 | 100 | 100 | 100 | 100 | 100 | Y | South | FC
ETIWND_2_SOLAR1 |  |  | Dedeaux Ontario | CISO | N | LA Basin | Eastern | Y | Solar_1Axis | PHOTO VOLTAIC | SUN | 1 | 1 |  |  |  |  | 1 | 24 | 24 |  |  |  |  | 0.1 | 0.1 | 0.1 | 0.1 | 0.1 | 0.43 | 0.67 | 0.2 | 0.39 | 0.1 | 0.1 | 0.1 | N | South | FC
ETIWND_2_SOLAR2 |  |  | Rochester | CISO | N | LA Basin | Eastern | Y | Solar_1Axis | PHOTO VOLTAIC | SUN | 1 | 1 |  |  |  |  | 1 | 24 | 24 |  |  |  |  | 0 | 0 | 0 | 0 | 0 | 0 | 0 | 0 | 0 | 0 | 0 | 0 | N | South | EO
ETIWND_2_SOLAR5 |  |  | Dulles | CISO | N | LA Basin | Eastern | Y | Solar_1Axis | PHOTO VOLTAIC | SUN | 2 | 2 |  |  |  |  | 1 | 24 | 24 |  |  |  |  | 0 | 0 | 0 | 0 | 0 | 0 | 0 | 0 | 0 | 0 | 0 | 0 | N | South | EO
ETIWND_2_UNIT1 |  |  | ETIWND_2_UNIT1 | CISO | N | LA Basin | Eastern | Y | Peaker | FTUR | NATURAL GAS | 33.6 | 33.6 |  |  |  |  | 1 | 24 | 24 |  |  | 8.6 | 1 | 33.6 | 33.6 | 33.6 | 33.6 | 33.6 | 33.6 | 33.6 | 33.6 | 33.6 | 33.6 | 33.6 | 33.6 | Y | South | FC
ETIWND_6_GRPLND |  |  | Grapeland Peaker | CISO | N | LA Basin | Eastern | Y | Peaker | COMBUSTION TURBINE | NATURAL GAS | 45.64 | 59 |  |  |  |  | 1 | 24 | 8.933 |  |  | 45.64 | 1 | 45.64 | 45.64 | 45.64 | 45.64 | 45.64 | 45.64 | 45.64 | 45.64 | 45.64 | 45.64 | 45.64 | 45.64 | Y | South | FC
ETIWND_6_INEBT1 |  |  | Inland Empire Energy Storage | CISO | N | LA Basin |  |  | Battery Storage | OTHER | LESR | 70 | 70 | 0.8 | 280 | 280 | 1 | 1 | 24 | 4 |  | TRUE | 140 | 1 | 70 | 70 | 70 | 70 | 70 | 70 | 70 | 70 | 70 | 70 | 70 | 70 | Y | South | FC |  | SCEWD1669 - Up to maximum 100 MWs.
ETIWND_6_MWDETI |  |  | ETIWANDA RECOVERY HYDRO | CISO | N | LA Basin | Eastern | Y | Hydro | HYDRO | WATER | 24 | 23.9 |  |  |  |  | 1 | 24 | 24 |  |  |  |  | 0 | 0 | 0 | 0 | 0 | 0 | 0 | 0 | 0 | 1.37 | 3.05 | 3.19 | N | South | FC
EXCHEC_7_UNIT 1 |  |  | EXCHEQUER HYDRO | CISO | N | Fresno | Panoche 115 kV, Wilson 115 kV |  | Hydro | HYDRO | WATER | 94.5 | 94.5 |  |  |  |  | 1 | 24 | 24 |  |  | 94.5 | 1 | 94.5 | 94.5 | 94.5 | 94.5 | 94.5 | 94.5 | 94.5 | 94.5 | 94.5 | 94.5 | 94.5 | 94.5 | Y | North | FC
EXCLSG_1_SOLAR |  |  | Excelsior Solar | CISO | N | Fresno | Panoche 115 kV | Y | Solar_1Axis | PHOTO VOLTAIC | SUN | 60 | 60 |  |  |  |  | 1 | 24 | 24 |  |  |  |  | 0.1 | 0.1 | 0.1 | 0.82 | 4.22 | 34.02 | 43.78 | 16.03 | 28.51 | 0.23 | 0.1 | 0.1 | N | North | FC
FALBRK_6_FESBT1 |  |  | Fallbrook Energy Storage | CISO | N | San Diego-IV | San Diego |  | Battery Storage | OTHER | LESR | 40 | 40 | 0.8 | 160 | 160 | 1 | 1 | 24 | 4 |  | TRUE | 79.97 | 1 | 40 | 40 | 40 | 40 | 40 | 40 | 40 | 40 | 40 | 40 | 40 | 40 | Y | South | FC
FELLOW_7_QFUNTS |  |  | Fellow QF Aggregate | CISO | N | CAISO System |  |  | CHP | FTUR | NATURAL GAS | 6.2 | 17.5 |  |  |  |  | 1 | 24 | 24 |  |  |  |  | 2.83 | 2.81 | 2.77 | 2.73 | 2.72 | 2.72 | 2.67 | 2.67 | 2.68 | 2.78 | 2.72 | 2.72 | N | North | FC
FIFTHS_2_FSSBT |  | FIFTHS_2_FSSR1 | Fifth Standard Battery | CISO | N | CAISO System |  |  | Paired_BattStorage | OTHER | LESR | 137 | 137 | 0.8 | 548 | 548 | 1 | 1 | 24 | 4 | 169.8 | FALSE | 274 | 2 | 137 | 137 | 137 | 137 | 137 | 137 | 137 | 137 | 137 | 137 | 137 | 137 | Y | North | FC |  | Group name: FIFTHS_954_1027 - Max to grid 169.8 MW. Co-located with FIFTHS_2_FSSR1
FIFTHS_2_FSSR1 |  | FIFTHS_2_FSSBT | Fifth Standard Solar | CISO | N | CAISO System |  |  | Paired_Solar_1Axis | PHOTO VOLTAIC | SUN | 150 | 150 |  |  |  |  | 1 | 24 | 24 | 169.8 |  |  |  | 0.03 | 0.03 | 0.1 | 0.14 | 0.7 | 5.67 | 7.3 | 2.67 | 4.75 | 0.04 | 0.03 | 0.03 | N | North | PD | 25% | Group name: FIFTHS_954_1027 - Max to grid 169.8 MW. Co-located with FIFTHS_2_FSSBT. | 0.25
FILIPPI_2_QZSBTX |  | FILIPPI_2_QZSSRX | Quartzite Solar 8 BESS | CISO | N | CAISO System |  |  | Paired_BattStorage | OTHER | LESR | 150 | 150 | 0.8 | 600 | 600 | 1 | 1 | 24 | 4 | 300 | FALSE | 300 | 2 |  | 150 | 150 | 150 | 150 | 150 | 150 | 150 | 150 | 150 | 150 | 150 | Y | South | ID | 100% | Q1198, Q1526 - 150 MW 600 MWh battery part of 300 MW solar with 150 MW battery - Max at POI 300 MWs FCDS - co-located with FILIPPI_2_QZSSRX - Waiting for ELM. | 1
FILIPPI_2_QZSSRX |  | FILIPPI_2_QZSBTX | Quartzite Solar 8 | CISO | N | CAISO System |  |  | Paired_Solar_1Axis | PHOTO VOLTAIC | SUN | 300 | 300 |  |  |  |  | 1 | 24 | 24 | 300 |  |  |  |  | 0.1 | 0.1 | 1.43 | 9.65 | 127.57 | 150 | 60.89 | 116.87 | 0.53 | 0.1 | 0.1 | N | South | ID | 1 | Q1198, Q1526 - 300 MW solar part of 300 MW solar with 150 MW battery - Max at POI 300 MWs FCDS - co-located with FILIPPI_2_QZSBTX - Waiting for ELM - Normal FC | 1
FLOWD_2_RT2WD2 |  |  | Ridgetop 2 | CISO | N | CAISO System |  |  | Wind | WIND | WIND | 27.39 | 27.4 |  |  |  |  | 1 | 24 | 24 |  |  |  |  | 2.3 | 5.55 | 6.22 | 10.02 | 11.3 | 10.29 | 10.25 | 9.47 | 5.82 | 3.11 | 1.81 | 1.77 | N | South | FC
FLOWD_2_WIND1 |  |  | Cameron Ridge 2 | CISO | N | CAISO System |  |  | Wind | WIND | WIND | 11.9 | 11.9 |  |  |  |  | 1 | 24 | 24 |  |  |  |  | 1 | 2.41 | 2.7 | 4.35 | 4.91 | 4.47 | 4.46 | 4.11 | 2.53 | 1.35 | 0.79 | 0.77 | N | South | FC
FLOWD2_2_FPLWND |  |  | DIABLO WINDS | CISO | N | CAISO System |  |  | Wind | WIND | WIND | 18 | 18 |  |  |  |  | 1 | 24 | 24 |  |  |  |  | 1.02 | 1.53 | 3.19 | 6.32 | 8.3 | 7.68 | 7.73 | 5.47 | 4.43 | 1.97 | 0.72 | 0.99 | N | North | FC
FMEADO_6_HELLHL |  |  | FMEADO_6_HELLHL | CISO | N | Sierra | South of Rio Oso, South of Palermo |  | Hydro | HYDRO | WATER | 0.6 | 0.5 |  |  |  |  | 1 | 24 | 24 |  |  |  |  | 0.16 | 0.17 | 0.26 | 0.37 | 0.09 | 0.32 | 0.28 | 0.43 | 0.18 | 0.08 | 0.16 | 0.2 | N | North | FC
FMEADO_7_UNIT |  |  | FRENCH MEADOWS HYDRO | CISO | N | Sierra | South of Rio Oso, South of Palermo |  | Hydro | HYDRO | WATER | 16 | 18 |  |  |  |  | 1 | 24 | 24 |  |  | 16 | 1 | 16 | 16 | 16 | 16 | 16 | 16 | 16 | 16 | 16 | 16 | 16 | 16 | Y | North | FC
FORBST_7_UNIT 1 |  |  | FORBESTOWN HYDRO | CISO | N | Sierra | Drum-Rio Oso |  | Hydro | HYDRO | WATER | 37.5 | 39 |  |  |  |  | 1 | 24 | 24 |  |  | 37.5 | 1 | 37.5 | 37.5 | 37.5 | 37.5 | 37.5 | 37.5 | 37.5 | 37.5 | 37.5 | 37.5 | 37.5 | 37.5 | Y | North | FC
FORKBU_6_UNIT |  |  | Forks of Butte Hydro | CISO | N | CAISO System |  |  | Hydro | HYDRO | WATER | 14.4 | 14.4 |  |  |  |  | 1 | 24 | 24 |  |  |  |  | 8.67 | 9.15 | 9.38 | 11.45 | 11.53 | 8.86 | 7.27 | 7.07 | 7.33 | 5.07 | 6.95 | 6.57 | N | North | FC
FRESHW_1_SOLAR1 |  |  | Corcoran 3 | CISO | N | Fresno | Herndon | Y | Solar_1Axis | PHOTO VOLTAIC | SUN | 20 | 20 |  |  |  |  | 1 | 24 | 24 |  |  |  |  | 0 | 0 | 0 | 0 | 0 | 0 | 0 | 0 | 0 | 0 | 0 | 0 | N | North | EO
FRIANT_6_UNITS |  |  | FRIANT DAM | CISO | N | Fresno | Borden |  | Hydro | HYDRO | WATER | 25 | 34.7 |  |  |  |  | 1 | 24 | 24 |  |  |  |  | 2.99 | 1.15 | 0.72 | 1.47 | 2.31 | 8.91 | 11.85 | 9.87 | 4.75 | 2.22 | 0.42 | 1.67 | N | North | FC
FRNTBW_6_SOLAR1 |  |  | Frontier Solar | CISO | N | CAISO System |  | Y | Solar_1Axis | PHOTO VOLTAIC | SUN | 20 | 20 |  |  |  |  | 1 | 24 | 24 |  |  |  |  | 0.1 | 0.1 | 0.1 | 0.27 | 1.41 | 11.34 | 14.59 | 5.34 | 9.5 | 0.1 | 0.1 | 0.1 | N | North | FC
FROGTN_1_UTICAA |  |  | Angels Powerhouse | CISO | N | Stockton | Tesla-Bellota, Stanislaus |  | Hydro | HYDRO | WATER | 1.4 | 1.4 |  |  |  |  | 1 | 24 | 24 |  |  |  |  | 0.8 | 0.71 | 0.75 | 0.72 | 0.54 | 0.43 | 0.42 | 0.36 | 0.41 | 0.52 | 0.04 | 0.81 | N | North | FC
FROGTN_1_UTICAM |  |  | Murphys Powerhouse | CISO | N | Stockton | Tesla-Bellota, Stanislaus |  | Hydro | HYDRO | WATER | 3.6 | 3.6 |  |  |  |  | 1 | 24 | 24 |  |  |  |  | 1.66 | 1.47 | 1.56 | 1.87 | 1.66 | 1.56 | 1.59 | 1.36 | 1.35 | 1.37 | 0.1 | 1.69 | N | North | FC
FTSWRD_6_TRFORK |  |  | Three Forks Water Power Project | CISO | N | Humboldt |  |  | Hydro | HYDRO | WATER | 1.63 | 1.5 |  |  |  |  | 1 | 24 | 24 |  |  |  |  | 0.54 | 0.36 | 0.14 | 0.27 | 0.42 | 0.19 | 0.18 | 0.09 | 0.05 | 0.05 | 0.08 | 0.24 | N | North | PD | 80% |  | 0.8
FTSWRD_7_QFUNTS |  |  | FTSWRD_7_QFUNTS | CISO | N | Humboldt |  |  | Hydro | HYDRO | WATER | 1.6 | 1.3 |  |  |  |  | 1 | 24 | 24 |  |  |  |  | 0 | 0 | 0 | 0 | 0 | 0 | 0 | 0 | 0 | 0 | 0 | 0 | N | North | FC
FULTON_1_QF |  |  | SMALL QF AGGREGATION - ZENIA | CISO | N | NCNB | Fulton |  | Hydro | HYDRO | WATER | 1 | 1 |  |  |  |  | 1 | 24 | 24 |  |  |  |  | 0.11 | 0.1 | 0.1 | 0.11 | 0.12 | 0.1 | 0.07 | 0.04 | 0.03 | 0.04 | 0.06 | 0.08 | N | North | FC
GALE_1_SR3SR3 |  |  | Sunray 3 | CISO | N | CAISO System |  | Y | Solar_1Axis | PHOTO VOLTAIC | SUN | 13.8 | 13.8 |  |  |  |  | 1 | 24 | 24 |  |  |  |  | 0.1 | 0.1 | 0.1 | 0.1 | 0.44 | 5.87 | 9.29 | 2.8 | 5.38 | 0.1 | 0.1 | 0.1 | N | South | FC
GANSO_1_WSTBM1 |  |  | Weststar Dairy Biogas | CISO | N | CAISO System |  | Y | Biogas | RECIPROCATING ENGINE | BIOGAS | 1 | 1 |  |  |  |  | 1 | 24 | 24 |  |  |  |  | 0 | 0 | 0 | 0 | 0 | 0 | 0 | 0 | 0 | 0 | 0 | 0 | N | North | EO
GARLND_2_GARBT1 |  | GARLND_2_GASLR, GARLND_2_GASLRA | Garland B BESS | CISO | N | CAISO System |  |  | Paired_BattStorage | OTHER | LESR | 88 | 88 | 0.8513 | 352 | 971.18 | 2.759 | 1 | 24 | 11.0361 | 203 | FALSE | 176 | 1 | 88 | 88 | 88 | 88 | 88 | 88 | 88 | 88 | 88 | 88 | 88 | 88 | Y | South | FC |  | Group name: GARLAND_971_1 - Max to grid 203 MW. Co-located with GARLND_2_GASLR, GARLND_2_GASLRA
GARLND_2_GASLR |  | GARLND_2_GARBT1, GARLND_2_GASLRA | Garland B | CISO | N | CAISO System |  |  | Paired_Solar_Fixed | PHOTO VOLTAIC | SUN | 180 | 180 |  |  |  |  | 1 | 24 | 24 | 203 |  |  |  | 0.1 | 0.1 | 0.1 | 0.53 | 2.73 | 45.55 | 89.38 | 22.07 | 48.16 | 0.28 | 0.1 | 0.1 | N | South | FC |  | Group name: GARLAND_971_1 - Max to grid 203 MW. Max 115 MW NQC. Co-located with GARLND_2_GARBT1, GARLND_2_GASLRA
GARLND_2_GASLRA |  | GARLND_2_GARBT1, GARLND_2_GASLR | Garland A | CISO | N | CAISO System |  |  | Paired_Solar_1Axis | PHOTO VOLTAIC | SUN | 20 | 20 |  |  |  |  | 1 | 24 | 24 | 200 |  |  |  | 0.1 | 0.1 | 0.1 | 0.1 | 0.64 | 8.5 | 13.46 | 4.06 | 7.79 | 0.1 | 0.1 | 0.1 | N | South | FC |  | Co-located with GARLND_2_GARBT1, GARLND_2_GASLR
GARNET_1_SOLAR |  |  | North Palm Springs 4A | CISO | N | LA Basin | Eastern, Valley-Devers |  | Solar_1Axis | PHOTO VOLTAIC | SUN | 4 | 4.1 |  |  |  |  | 1 | 24 | 24 |  |  |  |  | 0 | 0 | 0 | 0 | 0 | 0 | 0 | 0 | 0 | 0 | 0 | 0 | N | South | EO
GARNET_1_SOLAR2 |  |  | Garnet Solar Power Generation Station 1 | CISO | N | LA Basin | Eastern, Valley-Devers |  | Solar_1Axis | PHOTO VOLTAIC | SUN | 4 | 4 |  |  |  |  | 1 | 24 | 24 |  |  |  |  | 0.1 | 0.1 | 0.1 | 0.1 | 0.13 | 1.7 | 2.69 | 0.81 | 1.56 | 0.1 | 0.1 | 0.1 | N | South | FC
GARNET_1_WIND |  |  | GARNET WIND ENERGY CENTER | CISO | N | LA Basin | Eastern, Valley-Devers |  | Wind | WIND | WIND | 6.5 | 6.5 |  |  |  |  | 1 | 24 | 24 |  |  |  |  | 0.55 | 1.32 | 1.48 | 2.38 | 2.68 | 2.44 | 2.43 | 2.25 | 1.38 | 0.74 | 0.43 | 0.42 | N | South | FC
GARNET_1_WINDS |  |  | Garnet Winds Aggregation | CISO | N | LA Basin | Eastern, Valley-Devers |  | Wind | WIND | WIND | 22.5 | 23.3 |  |  |  |  | 1 | 24 | 24 |  |  |  |  | 1.89 | 4.56 | 5.11 | 8.23 | 9.28 | 8.45 | 8.42 | 7.78 | 4.78 | 2.56 | 1.49 | 1.46 | N | South | FC
GARNET_1_WT3WND |  |  | Wagner Wind | CISO | N | LA Basin | Eastern, Valley-Devers |  | Wind | WIND | WIND | 6 | 6 |  |  |  |  | 1 | 24 | 24 |  |  |  |  | 0 | 0 | 0 | 0 | 0 | 0 | 0 | 0 | 0 | 0 | 0 | 0 | N | South | EO
GARNET_2_COAWD2 |  |  | Coachella 2 | CISO | N | LA Basin | Eastern, Valley-Devers |  | Wind | WIND | WIND | 10.8 | 10.8 |  |  |  |  | 1 | 24 | 24 |  |  |  |  | 0.91 | 2.19 | 2.45 | 3.95 | 4.46 | 4.06 | 4.04 | 3.73 | 2.29 | 1.23 | 0.71 | 0.7 | N | South | FC
GARNET_2_HYDRO |  |  | Whitewater Hydro | CISO | N | LA Basin | Eastern, Valley-Devers |  | Hydro | HYDRO | WATER | 1 | 1 |  |  |  |  | 1 | 24 | 24 |  |  |  |  | 0.07 | 0 | 0 | 0.14 | 0.22 | 0.31 | 0.29 | 0.18 | 0 | 0.14 | 0.35 | 0.37 | N | South | FC
GARNET_2_WIND1 |  |  | Phoenix | CISO | N | LA Basin | Eastern, Valley-Devers |  | Wind | WIND | WIND | 11.2 | 11.2 |  |  |  |  | 1 | 24 | 24 |  |  |  |  | 0.94 | 2.27 | 2.54 | 4.1 | 4.62 | 4.21 | 4.19 | 3.87 | 2.38 | 1.27 | 0.74 | 0.72 | N | South | FC
GARNET_2_WIND2 |  |  | Karen Avenue Wind Farm | CISO | N | LA Basin | Eastern, Valley-Devers |  | Wind | WIND | WIND | 11.7 | 12 |  |  |  |  | 1 | 24 | 24 |  |  |  |  | 0.98 | 2.37 | 2.66 | 4.28 | 4.83 | 4.4 | 4.38 | 4.05 | 2.48 | 1.33 | 0.77 | 0.76 | N | South | FC
GARNET_2_WIND3 |  |  | San Gorgonio East | CISO | N | LA Basin | Eastern, Valley-Devers |  | Wind | WIND | WIND | 12.6 | 12.6 |  |  |  |  | 1 | 24 | 24 |  |  |  |  | 1.06 | 2.56 | 2.86 | 4.61 | 5.2 | 4.73 | 4.72 | 4.36 | 2.68 | 1.43 | 0.83 | 0.81 | N | South | FC
GARNET_2_WIND4 |  |  | Windustries | CISO | N | LA Basin | Eastern, Valley-Devers |  | Wind | WIND | WIND | 9.8 | 9.8 |  |  |  |  | 1 | 24 | 24 |  |  |  |  | 0.82 | 1.99 | 2.23 | 3.59 | 4.04 | 3.68 | 3.67 | 3.39 | 2.08 | 1.11 | 0.65 | 0.63 | N | South | FC
GARNET_2_WIND5 |  |  | Eastwind | CISO | N | LA Basin | Eastern, Valley-Devers |  | Wind | WIND | WIND | 3 | 3 |  |  |  |  | 1 | 24 | 24 |  |  |  |  | 0.25 | 0.61 | 0.68 | 1.1 | 1.24 | 1.13 | 1.12 | 1.04 | 0.64 | 0.34 | 0.2 | 0.19 | N | South | FC
GASKW1_2_GW1SR1 |  | GASKW1_2_GW2BT1, GASKW1_2_GW2SR1, GASKW1_2_GW2SR2, GASKW1_2_GW3SR1, GASKW1_2_GW4SR1, GASKW1_2_GW5SR1 | Gaskell West 1 | CISO | N | CAISO System |  |  | Paired_Solar_1Axis | PHOTO VOLTAIC | SUN | 20 | 20 |  |  |  |  | 1 | 24 | 24 | 124.59 |  |  |  | 0.1 | 0.1 | 0.1 | 0.1 | 0.64 | 8.5 | 13.46 | 4.06 | 7.79 | 0.1 | 0.1 | 0.1 | N | South | ID | 100% | Q1074 - Group name: GASKELL_WEST_1074 - Max to grid 124.59 MW. Waiting for the Whirlwind and Tehachapi CRAS | 1
GASKW1_2_GW2BT1 |  | GASKW1_2_GW1SR1, GASKW1_2_GW2SR1, GASKW1_2_GW2SR2, GASKW1_2_GW3SR1, GASKW1_2_GW4SR1, GASKW1_2_GW5SR1 | Gaskell West 2 BESS | CISO | N | CAISO System |  |  | Paired_BattStorage | OTHER | LESR | 20 | 20 | 0.8 | 80 | 80 | 1 | 1 | 24 | 4 | 124.59 | FALSE | 40 | 1 | 20 | 20 | 20 | 20 | 20 | 20 | 20 | 20 | 20 | 20 | 20 | 20 | Y | South | ID | 100% | Q1074 - Group name: GASKELL_WEST_1074 - Max to grid 124.59 MW. Waiting for the Whirlwind and Tehachapi CRAS. Co-located with GASKW1_2_GW2SR1, GASKW1_2_GW2SR2 | 1
GASKW1_2_GW2SR1 |  | GASKW1_2_GW1SR1, GASKW1_2_GW2BT1, GASKW1_2_GW2SR2, GASKW1_2_GW3SR1, GASKW1_2_GW4SR1, GASKW1_2_GW5SR1 | Gaskell West 2a | CISO | N | CAISO System |  |  | Paired_Solar_1Axis | PHOTO VOLTAIC | SUN | 16 | 16 |  |  |  |  | 1 | 24 | 24 | 124.59 |  |  |  | 0.1 | 0.1 | 0.1 | 0.1 | 0.51 | 6.8 | 10.77 | 3.25 | 6.23 | 0.1 | 0.1 | 0.1 | N | South | ID | 100% | Q1074 - Group name: GASKELL_WEST_1074 - Max to grid 124.59 MW. Waiting for the Whirlwind and Tehachapi CRAS. Co-located with GASKW1_2_GW2SR2, GASKW1_2_GW2BT1 | 1
GASKW1_2_GW2SR2 |  | GASKW1_2_GW1SR1, GASKW1_2_GW2BT1, GASKW1_2_GW2SR1, GASKW1_2_GW3SR1, GASKW1_2_GW4SR1, GASKW1_2_GW5SR1 | Gaskell West 2b | CISO | N | CAISO System |  |  | Paired_Solar_1Axis | PHOTO VOLTAIC | SUN | 29 | 29 |  |  |  |  | 1 | 24 | 24 | 124.59 |  |  |  | 0.1 | 0.1 | 0.1 | 0.14 | 0.93 | 12.33 | 19.52 | 5.89 | 11.3 | 0.1 | 0.1 | 0.1 | N | South | ID | 100% | Q1074 - Group name: GASKELL_WEST_1074 - Max to grid 124.59 MW. Waiting for the Whirlwind and Tehachapi CRAS. Co-located with GASKW1_2_GW2SR1, GASKW1_2_GW2BT1 | 1
GASKW1_2_GW3SR1 |  | GASKW1_2_GW1SR1, GASKW1_2_GW2BT1, GASKW1_2_GW2SR1, GASKW1_2_GW2SR2, GASKW1_2_GW4SR1, GASKW1_2_GW5SR1 | Gaskell West 3 | CISO | N | CAISO System |  |  | Paired_Solar_1Axis | PHOTO VOLTAIC | SUN | 20 | 20 |  |  |  |  | 1 | 24 | 24 | 124.59 |  |  |  | 0.1 | 0.1 | 0.1 | 0.1 | 0.64 | 8.5 | 13.46 | 4.06 | 7.79 | 0.1 | 0.1 | 0.1 | N | South | ID | 100% | Q1074 - Group name: GASKELL_WEST_1074 - Max to grid 124.59 MW. Waiting for the Whirlwind and Tehachapi CRAS | 1
GASKW1_2_GW4SR1 |  | GASKW1_2_GW1SR1, GASKW1_2_GW2BT1, GASKW1_2_GW2SR1, GASKW1_2_GW2SR2, GASKW1_2_GW3SR1, GASKW1_2_GW5SR1 | Gaskell West 4 | CISO | N | CAISO System |  |  | Paired_Solar_1Axis | PHOTO VOLTAIC | SUN | 20 | 20 |  |  |  |  | 1 | 24 | 24 | 124.59 |  |  |  | 0.1 | 0.1 | 0.1 | 0.1 | 0.64 | 8.5 | 13.46 | 4.06 | 7.79 | 0.1 | 0.1 | 0.1 | N | South | ID | 100% | Q1074 - Group name: GASKELL_WEST_1074 - Max to grid 124.59 MW. Waiting for the Whirlwind and Tehachapi CRAS | 1
GASKW1_2_GW5SR1 |  | GASKW1_2_GW1SR1, GASKW1_2_GW2BT1, GASKW1_2_GW2SR1, GASKW1_2_GW2SR2, GASKW1_2_GW3SR1, GASKW1_2_GW4SR1 | Gaskell West 5 | CISO | N | CAISO System |  |  | Paired_Solar_1Axis | PHOTO VOLTAIC | SUN | 20 | 20 |  |  |  |  | 1 | 24 | 24 | 124.59 |  |  |  | 0.1 | 0.1 | 0.1 | 0.1 | 0.64 | 8.5 | 13.46 | 4.06 | 7.79 | 0.1 | 0.1 | 0.1 | N | South | ID | 100% | Q1074 - Group name: GASKELL_WEST_1074 - Max to grid 124.59 MW. Waiting for the Whirlwind and Tehachapi CRAS | 1
GATES_2_SOLAR |  |  | Gates Solar Station | CISO | N | CAISO System |  | Y | Solar_Fixed | PHOTO VOLTAIC | SUN | 20 | 20 |  |  |  |  | 1 | 24 | 24 |  |  |  |  | 0.1 | 0.1 | 0.1 | 0.27 | 1.05 | 7.66 | 11.98 | 4.02 | 8.01 | 0.13 | 0.1 | 0.1 | N | North | FC
GATES_2_WSOLAR |  |  | West Gates Solar Station | CISO | N | CAISO System |  | Y | Solar_Fixed | PHOTO VOLTAIC | SUN | 10 | 10 |  |  |  |  | 1 | 24 | 24 |  |  |  |  | 0.1 | 0.1 | 0.1 | 0.13 | 0.52 | 3.83 | 5.99 | 2.01 | 4.01 | 0.1 | 0.1 | 0.1 | N | North | FC
GATEWY_2_GESBT1 |  |  | Gateway Energy Storage | CISO | N | San Diego-IV | San Diego |  | Battery Storage | OTHER | LESR | 250 | 250 | 0.8 | 507 | 507 | 1 | 1 | 24 | 4 |  | TRUE | 478 | 1 | 141 | 126.75 | 126.75 | 126.75 | 126.75 | 126.75 | 126.75 | 126.75 | 126.75 | 126.75 | 126.75 | 126.75 | Y | South | FC
GATWAY_2_PL1X3 |  |  | GATEWAY GENERATING STATION | CISO | N | Bay Area | Contra Costa |  | CCGT | COMBINED CYCLE | NATURAL GAS | 585 | 0 |  |  |  |  | 1 | 24 | 24 |  |  | 381 | 1 | 546 | 557 | 555 | 536 | 538 | 513 | 503 | 507 | 514 | 526 | 540 | 545 | Y | North | FC
GENESI_2_STG |  |  | Genesis Station | CISO | N | CAISO System |  |  | Paired_Solar_Thermal | STEAM | SUN | 250 | 250 |  |  |  |  | 1 | 24 | 24 | 250 |  |  |  | 0.1 | 0.1 | 0.1 | 8.57 | 22.62 | 109.14 | 133.88 | 71.42 | 112.96 | 5.31 | 0.1 | 0.1 | N | South | FC |  | Group name: MCCOY_193_2 - Max to grid 250 MW. Co-located with BLKCRK_2_SOLAR1, BLKCRK_2_GMCBT1
GEYS11_7_UNIT11 |  |  | GEYSERS UNIT 11 (HEALDSBURG) | CISO | N | NCNB | Eagle Rock, Fulton |  | Geothermal | STEAM | GEOTHERMAL | 86.8 | 85 |  |  |  |  | 1 | 24 | 24 |  |  | 46 | 1 | 68 | 75 | 75 | 75 | 75 | 75 | 75 | 75 | 75 | 75 | 75 | 75 | Y | North | FC
GEYS12_7_UNIT12 |  |  | GEYSERS UNIT 12 (HEALDSBURG) | CISO | N | NCNB | Fulton |  | Geothermal | STEAM | GEOTHERMAL | 57 | 77 |  |  |  |  | 1 | 24 | 24 |  |  | 28 | 1 | 50 | 50 | 50 | 50 | 50 | 50 | 50 | 50 | 50 | 50 | 50 | 50 | Y | North | FC
GEYS13_7_UNIT13 |  |  | GEYSERS UNIT 13 (HEALDSBURG) | CISO | N | NCNB |  |  | Geothermal | STEAM | GEOTHERMAL | 73 | 102 |  |  |  |  | 1 | 24 | 24 |  |  | 34 | 1 | 56 | 56 | 56 | 56 | 56 | 56 | 56 | 56 | 56 | 56 | 56 | 56 | Y | North | FC
GEYS14_7_UNIT14 |  |  | GEYSERS UNIT 14 (HEALDSBURG) | CISO | N | NCNB | Fulton |  | Geothermal | STEAM | GEOTHERMAL | 70 | 74.4 |  |  |  |  | 1 | 24 | 24 |  |  | 48 | 1 | 70 | 70 | 70 | 70 | 70 | 70 | 70 | 70 | 70 | 70 | 70 | 70 | Y | North | FC
GEYS16_7_UNIT16 |  |  | GEYSERS UNIT 16 (HEALDSBURG) | CISO | N | NCNB | Fulton |  | Geothermal | STEAM | GEOTHERMAL | 63 | 119.9 |  |  |  |  | 1 | 24 | 24 |  |  | 38 | 1 | 63 | 63 | 63 | 63 | 63 | 63 | 63 | 63 | 63 | 63 | 63 | 63 | Y | North | FC
GEYS17_7_UNIT17 |  |  | GEYSERS UNIT 17 (HEALDSBURG) | CISO | N | NCNB | Fulton |  | Geothermal | STEAM | GEOTHERMAL | 75.5 | 84 |  |  |  |  | 1 | 24 | 24 |  |  | 53.5 | 1 | 75.5 | 75.5 | 75.5 | 75.5 | 75.5 | 75.5 | 75.5 | 75.5 | 75.5 | 75.5 | 75.5 | 75.5 | Y | North | FC
GEYS18_7_UNIT18 |  |  | GEYSERS UNIT 18 (HEALDSBURG) | CISO | N | NCNB |  |  | Geothermal | STEAM | GEOTHERMAL | 72 | 119.9 |  |  |  |  | 1 | 24 | 24 |  |  | 50 | 1 | 72 | 72 | 72 | 72 | 72 | 72 | 72 | 72 | 72 | 72 | 72 | 72 | Y | North | FC
GEYS20_7_UNIT20 |  |  | GEYSERS UNIT 20 (HEALDSBURG) | CISO | N | NCNB |  |  | Geothermal | STEAM | GEOTHERMAL | 50 | 84 |  |  |  |  | 1 | 24 | 24 |  |  | 28 | 1 | 50 | 50 | 50 | 50 | 50 | 50 | 50 | 50 | 50 | 50 | 50 | 50 | Y | North | FC
GIFENS_6_BUGSL1 |  |  | Burford Giffen | CISO | N | Fresno |  | Y | Solar_1Axis | PHOTO VOLTAIC | SUN | 20 | 20 |  |  |  |  | 1 | 24 | 24 |  |  |  |  | 0.1 | 0.1 | 0.1 | 0.27 | 1.41 | 11.34 | 14.59 | 5.34 | 9.5 | 0.1 | 0.1 | 0.1 | N | North | FC
GIFFEN_6_SOLAR |  |  | Giffen Solar Station | CISO | N | Fresno | Herndon | Y | Solar_Fixed | PHOTO VOLTAIC | SUN | 10 | 20 |  |  |  |  | 1 | 24 | 24 |  |  |  |  | 0.1 | 0.1 | 0.1 | 0.13 | 0.52 | 3.83 | 5.99 | 2.01 | 4.01 | 0.1 | 0.1 | 0.1 | N | North | FC
GIFFEN_6_SOLAR1 |  |  | Aspiration Solar G | CISO | N | Fresno | Herndon | Y | Solar_1Axis | PHOTO VOLTAIC | SUN | 9 | 9 |  |  |  |  | 1 | 24 | 24 |  |  |  |  | 0 | 0 | 0 | 0 | 0 | 0 | 0 | 0 | 0 | 0 | 0 | 0 | N | North | EO
GILROY_1_UNIT |  |  | GILROY COGEN AGGREGATE | CISO | N | Bay Area | Llagas, San Jose, South Bay-Moss Landing | Y | CCGT | COMBINED CYCLE | NATURAL GAS | 120 | 0 |  |  |  |  | 1 | 24 | 24 |  |  | 20 | 1 | 120 | 120 | 120 | 120 | 115 | 115 | 115 | 115 | 115 | 120 | 120 | 120 | Y | North | FC
GILRPP_1_PL1X2 |  |  | GILROY ENERGY CENTER UNITS 1&2 AGGREGATE | CISO | N | Bay Area | Llagas, San Jose, South Bay-Moss Landing | Y | Peaker | COMBUSTION TURBINE | NATURAL GAS | 95.2 | 0 |  |  |  |  | 1 | 24 | 24 |  |  | 95.2 | 1 | 95.2 | 95.2 | 95.2 | 95.2 | 95.2 | 95.2 | 95.2 | 95.2 | 95.2 | 95.2 | 95.2 | 95.2 | Y | North | FC
GILRPP_1_PL3X4 |  |  | GILROY ENERGY CENTER, UNIT #3 | CISO | N | Bay Area | Llagas, San Jose, South Bay-Moss Landing | Y | Peaker | COMBUSTION TURBINE | NATURAL GAS | 46.2 | 49.9 |  |  |  |  | 1 | 24 | 24 |  |  | 46.2 | 1 | 46.2 | 46.2 | 46.2 | 46.2 | 46.2 | 46.2 | 46.2 | 46.2 | 46.2 | 46.2 | 46.2 | 46.2 | Y | North | FC
GLDFGR_6_SOLAR1 |  |  | Portal Ridge B | CISO | N | Big Creek-Ventura |  |  | Solar_1Axis | PHOTO VOLTAIC | SUN | 20 | 20 |  |  |  |  | 1 | 24 | 24 |  |  |  |  | 0.1 | 0.1 | 0.1 | 0.1 | 0.64 | 8.5 | 13.46 | 4.06 | 7.79 | 0.1 | 0.1 | 0.1 | N | South | FC
GLDFGR_6_SOLAR2 |  |  | Portal Ridge C | CISO | N | Big Creek-Ventura |  |  | Solar_1Axis | PHOTO VOLTAIC | SUN | 11.4 | 11.4 |  |  |  |  | 1 | 24 | 24 |  |  |  |  | 0.1 | 0.1 | 0.1 | 0.1 | 0.37 | 4.85 | 7.67 | 2.31 | 4.44 | 0.1 | 0.1 | 0.1 | N | South | FC
GLDTWN_6_COLUM3 |  |  | Columbia 3 | CISO | N | CAISO System |  | Y | Solar_1Axis | PHOTO VOLTAIC | SUN | 10 | 10 |  |  |  |  | 1 | 24 | 24 |  |  |  |  | 0.1 | 0.1 | 0.1 | 0.1 | 0.32 | 4.25 | 6.73 | 2.03 | 3.9 | 0.1 | 0.1 | 0.1 | N | South | FC
GLDTWN_6_SOLAR |  |  | Rio Grande | CISO | N | CAISO System |  | Y | Solar_1Axis | PHOTO VOLTAIC | SUN | 5 | 5 |  |  |  |  | 1 | 24 | 24 |  |  |  |  | 0.1 | 0.1 | 0.1 | 0.1 | 0.16 | 2.13 | 3.36 | 1.01 | 1.95 | 0.1 | 0.1 | 0.1 | N | South | FC
GLNARM_2_UNIT 5 |  |  | Glenarm Turbine 5 | CISO | N | LA Basin | Western |  | CCGT | COMBINED CYCLE | NATURAL GAS | 65.81 | 71 |  |  |  |  | 1 | 24 | 24 |  |  | 65 | 1 | 65 | 65 | 65 | 65 | 65 | 65 | 65 | 65 | 65 | 65 | 65 | 65 | Y | South | PD | 65 |  |  | 65
GLNARM_7_UNIT 1 |  |  | GLEN ARM UNIT 1 | CISO | N | LA Basin | Western |  | Peaker | COMBUSTION TURBINE | NATURAL GAS | 22.13 | 30.6 |  |  |  |  | 1 | 24 | 24 |  |  | 22.13 | 1 | 22.13 | 22.13 | 22.13 | 22.13 | 22.13 | 22.13 | 22.13 | 22.13 | 22.13 | 22.13 | 22.13 | 22.13 | Y | South | FC
GLNARM_7_UNIT 2 |  |  | GLEN ARM UNIT 2 | CISO | N | LA Basin | Western |  | Peaker | COMBUSTION TURBINE | NATURAL GAS | 22.38 | 30.6 |  |  |  |  | 1 | 24 | 24 |  |  | 22.38 | 1 | 22.38 | 22.38 | 22.38 | 22.38 | 22.38 | 22.38 | 22.38 | 22.38 | 22.38 | 22.38 | 22.38 | 22.38 | Y | South | FC
GLNARM_7_UNIT 3 |  |  | GLEN ARM UNIT 3 | CISO | N | LA Basin | Western |  | Peaker | COMBUSTION TURBINE | NATURAL GAS | 44.83 | 47.3 |  |  |  |  | 1 | 24 | 24 |  |  | 44.83 | 1 | 44.83 | 44.83 | 44.83 | 44.83 | 44.83 | 44.83 | 44.83 | 44.83 | 44.83 | 44.83 | 44.83 | 44.83 | Y | South | FC
GLNARM_7_UNIT 4 |  |  | GLEN ARM UNIT 4 | CISO | N | LA Basin | Western |  | Peaker | COMBUSTION TURBINE | NATURAL GAS | 42.42 | 47.3 |  |  |  |  | 1 | 24 | 24 |  |  | 42.42 | 1 | 42.42 | 42.42 | 42.42 | 42.42 | 42.42 | 42.42 | 42.42 | 42.42 | 42.42 | 42.42 | 42.42 | 42.42 | Y | South | FC
GLOW_6_SOLAR |  |  | Antelope Power Plant | CISO | N | Big Creek-Ventura |  |  | Solar_1Axis | PHOTO VOLTAIC | SUN | 20 | 20 |  |  |  |  | 1 | 24 | 24 |  |  |  |  | 0 | 0 | 0 | 0 | 0 | 0 | 0 | 0 | 0 | 0 | 0 | 0 | N | South | EO
GOLETA_2_GE2BT3 |  |  | Goleta Energy Storage | CISO | N | Big Creek-Ventura |  |  | Battery Storage | OTHER | LESR | 60 | 60 | 0.8 | 160.133 | 160.133 | 1 | 1 | 24 | 4 |  | TRUE | 100 | 3 | 40 | 40 | 40 | 40 | 40 | 40 | 40 | 40 | 40 | 40 | 40 | 40 | Y | South | FC
GOLETA_2_VALBT1 |  |  | Vallecito Energy Storage | CISO | N | Big Creek-Ventura | S.Clara, Moorpark, Goleta |  | Battery Storage | OTHER | LESR | 10 | 10 | 0.8 | 40 | 40 | 1 | 1 | 24 | 4 |  | TRUE | 20 | 3 | 10 | 10 | 10 | 10 | 10 | 10 | 10 | 10 | 10 | 10 | 10 | 10 | Y | South | FC
GOLETA_6_ELLWOD |  |  | ELLWOOD ENERGY SUPPORT FACILITY | CISO | N | Big Creek-Ventura | S.Clara, Moorpark, Goleta |  | Peaker | COMBUSTION TURBINE | NATURAL GAS | 54 | 56 |  |  |  |  | 1 | 24 | 24 |  |  | 54 | 1 | 54 | 54 | 54 | 54 | 54 | 54 | 54 | 54 | 54 | 54 | 54 | 54 | Y | South | FC
GOLETA_6_EXGEN |  |  | EXXON COMPANY USA | CISO | N | Big Creek-Ventura | S.Clara, Moorpark, Goleta |  | CHP |  | OTHER | 48.2 | 48.2 |  |  |  |  | 1 | 24 | 24 |  |  |  |  | 0 | 0 | 0 | 0 | 0 | 0 | 0 | 0 | 0 | 0 | 0 | 0 | N | South | FC
GONZLS_6_UNIT |  |  | Johnson Canyon Landfill | CISO | N | CAISO System |  |  | Biogas | RECIPROCATING ENGINE | BIOGAS | 1.42 | 1.4 |  |  |  |  | 1 | 24 | 24 |  |  |  |  | 1.42 | 1.42 | 1.42 | 1.36 | 1.39 | 1.39 | 1.42 | 1.41 | 1.34 | 1.42 | 1.31 | 1.38 | N | North | FC
GOOSLK_1_SOLAR1 |  |  | Goose Lake | CISO | N | CAISO System |  | Y | Solar_1Axis | PHOTO VOLTAIC | SUN | 12 | 12 |  |  |  |  | 1 | 24 | 24 |  |  |  |  | 0.1 | 0.1 | 0.1 | 0.16 | 0.84 | 6.8 | 8.76 | 3.21 | 5.7 | 0.1 | 0.1 | 0.1 | N | North | FC
GRADYW_5_GDYWD1 |  |  | Grady Wind | AZPS | Y | Import |  |  | Wind | WIND | WIND | 200 | 220.5 |  |  |  |  | 1 | 24 | 24 |  |  |  |  | 82.5 | 98.32 | 104 | 102 | 84 | 88.52 | 68 | 62 | 60 | 67 | 61.52 | 76 |  | South | IAR
GRIDLY_6_SOLAR |  |  | GRIDLEY MAIN TWO | CISO | N | Sierra | Pease |  | Solar_Fixed | PHOTO VOLTAIC | SUN | 2.5 | 2.5 |  |  |  |  | 1 | 24 | 24 |  |  |  |  | 0 | 0 | 0 | 0 | 0 | 0 | 0 | 0 | 0 | 0 | 0 | 0 | N | North | EO
GRIFFI_2_LSPDYN |  |  | Griffith Energy | WALC | Y | Import |  |  | CCGT | COMBINED CYCLE | NATURAL GAS | 570 | 0 |  |  |  |  | 1 | 24 | 24 |  |  |  |  | 570 | 570 | 570 | 570 | 570 | 570 | 570 | 570 | 570 | 570 | 570 | 570 |  | South | IAR
GRIZLY_1_UNIT 1 |  |  | GRIZZLY HYDRO | CISO | N | Sierra | South of Palermo |  | Hydro | HYDRO | WATER | 20 | 20 |  |  |  |  | 1 | 24 | 24 |  |  | 0 | 1 | 20 | 20 | 20 | 20 | 20 | 20 | 20 | 20 | 20 | 20 | 20 | 20 | Y | North | FC
GRNLF2_1_UNIT |  |  | GREENLEAF II COGEN | CISO | N | Sierra | Pease, Drum-Rio Oso |  | CHP | COMBUSTION TURBINE | NATURAL GAS | 49.2 | 63.8 |  |  |  |  | 1 | 24 | 24 |  |  | 9.2 | 1 | 49.2 | 49.2 | 49.2 | 49.2 | 49.2 | 49.2 | 49.2 | 49.2 | 49.2 | 49.2 | 49.2 | 49.2 | Y | North | FC
GRNVLY_7_SCLAND |  |  | SANTA CRUZ LANDFILL GENERATING PLANT | CISO | N | CAISO System |  |  | Biogas | RECIPROCATING ENGINE | BIOGAS | 3.04 | 3.6 |  |  |  |  | 1 | 24 | 24 |  |  |  |  | 3.04 | 2.79 | 2.88 | 2.92 | 2.8 | 3.03 | 3 | 3.02 | 2.93 | 2.51 | 2.91 | 2.99 | N | North | FC
GRSCRK_6_BGCKWW |  |  | BIG CREEK WATER WORKS - CEDAR FLAT | CISO | N | CAISO System |  |  | Hydro | HYDRO | WATER | 5 | 5 |  |  |  |  | 1 | 24 | 24 |  |  |  |  | 1.45 | 1.36 | 1.4 | 1.87 | 1.97 | 0.45 | 0 | 0 | 0 | 0 | 0 | 0.21 | N | North | FC
GRZZLY_1_BERKLY |  |  | Berkeley Cogeneration | CISO | N | Bay Area |  |  | CCGT | COMBINED CYCLE | NATURAL GAS | 26.35 | 32.5 |  |  |  |  | 1 | 24 | 24 |  |  |  |  | 0.26 | 11 | 0.54 | 2.42 | 0.47 | 0.49 | 0.29 | 0.23 | 0.12 | 0.18 | 0.27 | 0.38 | N | North | FC
GUERNS_6_HD3BM3 |  |  | Hanford Digester Genset 3 | CISO | N | Fresno |  |  | Biogas | RECIPROCATING ENGINE | BIOGAS | 1 | 1.1 |  |  |  |  | 1 | 24 | 24 |  |  | 0 | 1 | 0 | 0 | 0 | 0 | 0 | 0 | 0 | 0 | 0 | 0 | 0 | 0 | Y | North | EO
GUERNS_6_SOLAR |  |  | Guernsey Solar Station | CISO | N | Fresno |  | Y | Solar_1Axis | PHOTO VOLTAIC | SUN | 20 | 20 |  |  |  |  | 1 | 24 | 24 |  |  |  |  | 0.1 | 0.1 | 0.1 | 0.27 | 1.41 | 11.34 | 14.59 | 5.34 | 9.5 | 0.1 | 0.1 | 0.1 | N | North | FC
GUERNS_6_VH2BM1 |  |  | Hanford Digester Genset 2 | CISO | N | Fresno |  |  | Biogas | RECIPROCATING ENGINE | BIOGAS | 1 | 1.02 |  |  |  |  | 1 | 24 | 24 |  |  | 0 | 1 | 0 | 0 | 0 | 0 | 0 | 0 | 0 | 0 | 0 | 0 | 0 | 0 | Y | North | EO
GWFPWR_1_UNITS |  |  | Hanford Peaker Plant | CISO | N | Fresno | Herndon, Hanford | Y | Peaker | COMBUSTION TURBINE | NATURAL GAS | 98.46 | 0 |  |  |  |  | 1 | 24 | 24 |  |  | 98.46 | 1 | 98.46 | 98.46 | 98.46 | 98.46 | 98.46 | 98.46 | 98.46 | 98.46 | 98.46 | 98.46 | 98.46 | 98.46 | Y | North | FC
GYS5X6_7_UNITS |  |  | GEYSERS UNITS 5 & 6 AGGREGATE | CISO | N | NCNB | Eagle Rock, Fulton |  | Geothermal | STEAM | GEOTHERMAL | 98.43 | 0 |  |  |  |  | 1 | 24 | 24 |  |  | 61 | 1 | 85 | 85 | 85 | 85 | 85 | 85 | 85 | 85 | 85 | 85 | 85 | 85 | Y | North | FC
GYS7X8_7_UNITS |  |  | GEYSERS UNITS 7 & 8 AGGREGATE | CISO | N | NCNB | Eagle Rock, Fulton |  | Geothermal | STEAM | GEOTHERMAL | 95.8 | 0 |  |  |  |  | 1 | 24 | 24 |  |  | 71.8 | 1 | 95.8 | 95.8 | 95.8 | 95.8 | 95.8 | 95.8 | 95.8 | 95.8 | 95.8 | 95.8 | 95.8 | 95.8 | Y | North | FC
GYSRVL_7_WSPRNG |  |  | Warm Springs Hydro | CISO | N | NCNB | Fulton |  | Hydro | HYDRO | WATER | 3.75 | 3.8 |  |  |  |  | 1 | 24 | 24 |  |  |  |  | 0 | 0 | 0 | 0 | 0 | 0 | 0 | 0 | 0 | 0 | 0 | 0 | N | North | FC
HAASPH_7_PL1X2 |  |  | HAAS PH UNIT 1 & 2 AGGREGATE | CISO | N | Fresno | Herndon |  | Hydro | HYDRO | WATER | 144 | 0 |  |  |  |  | 1 | 24 | 24 |  |  | 144 | 1 | 144 | 129.6 | 129.6 | 129.6 | 129.6 | 144 | 144 | 144 | 144 | 129.6 | 57.6 | 115.2 | Y | North | FC
HALSEY_6_UNIT |  |  | HALSEY HYDRO | CISO | N | Sierra | Placer, Gold Hill-Drum, Drum-Rio Oso, South of Rio Oso, South of Palermo |  | Hydro | HYDRO | WATER | 13.5 | 13.5 |  |  |  |  | 1 | 24 | 24 |  |  | 0 | 1 | 2.6 | 2.72 | 3.56 | 3.5 | 5.16 | 5.42 | 4.1 | 4.24 | 4.92 | 3.08 | 2.16 | 2.46 | Y | North | FC
HAMLIN_1_BLDSB1 | HAMLIN_1_BLDSB1_LESR |  | Baldy Mesa Hybrid | CISO | N | CAISO System |  |  | Hybrid_BattStorage | PHOTO VOLTAIC | HYBD | 75 | 150 | 0.8 | 300 | 300 | 1 | 1 | 24 | 4 | 150 | TRUE | 150 | 2 | 75 | 75 | 75 | 75 | 75 | 75 | 63.9423 | 75 | 75 | 75 | 75 | 75 | Y | South | ID | 100% | Q1413-Q1519 - Waiting for Mojave Desert RAS and Nort of Lugo C-RAS. 150 MW solar with 75 MW battery for 150 MW Max at POI - with no grid-charging restrictions. Beyond the first 100 MW solar is using interim deliverability from future battery. | 1
HAMLIN_1_BLDSB1 | HAMLIN_1_BLDSB1_SUN |  | Baldy Mesa Hybrid | CISO | N | CAISO System |  |  | Hybrid_Solar_1Axis | PHOTO VOLTAIC | HYBD | 150 | 150 |  |  |  |  | 1 | 24 | 24 | 150 |  | 150 | 2 | 0.1 | 0.1 | 0.1 | 0.71 | 4.83 | 63.79 | 86.0577 | 30.45 | 58.43 | 0.26 | 0.1 | 0.1 | Y | South | ID | 100% | Q1413-Q1519 - Waiting for Mojave Desert RAS and Nort of Lugo C-RAS. 150 MW solar with 75 MW battery for 150 MW Max at POI - with no grid-charging restrictions. Beyond the first 100 MW solar is using interim deliverability from future battery. | 1
HAMLIN_1_BMSBT2 | HAMLIN_1_BMSBT2_SUN |  | Baldy Mesa SP | CISO | N | CAISO System |  |  | Hybrid_Solar_1Axis | PHOTO VOLTAIC | HYBD | 50 | 50 |  |  |  |  | 1 | 24 | 24 | 50 |  | 50 | 2 |  | 0.1 | 0.1 | 0.24 | 1.61 | 22.9788 | 28.6871 | 14.4381 | 21.8975 | 0.1 | 0.1 | 0.1 | Y | South | ID | 100% | Q1413-Q1519 - 50 MW solar with 25 MW -100 MWh battery with 50 MW Max at POI - with no grid-charging restrictions - Waiting for Mojave Desert RAS and Nort of Lugo C-RAS - Beyond the first 100 MW solar is using interim deliverability from future battery. | 1
HAMLIN_1_BMSBT2 | HAMLIN_1_BMSBT2_LESR |  | Baldy Mesa SP | CISO | N | CAISO System |  |  | Hybrid_BattStorage | PHOTO VOLTAIC | HYBD | 25 | 50 | 0.8 | 100 | 100 | 1 | 1 | 24 | 4 | 50 | TRUE | 50 | 2 |  | 25 | 25 | 25 | 25 | 25 | 21.3129 | 25 | 25 | 25 | 25 | 25 | Y | South | ID | 100% | Q1413-Q1519 - 50 MW solar with 25 MW -100 MWh battery with 50 MW Max at POI - with no grid-charging restrictions - Waiting for Mojave Desert RAS and Nort of Lugo C-RAS - Beyond the first 100 MW solar is using interim deliverability from future battery. | 1
HARBGN_7_UNITS |  |  | HARBOR COGEN COMBINED CYCLE | CISO | N | LA Basin | Western | Y | CCGT | COMBINED CYCLE | NATURAL GAS | 109.01 | 0 |  |  |  |  | 1 | 24 | 24 |  |  | 35 | 1 | 100 | 100 | 100 | 100 | 100 | 100 | 100 | 100 | 100 | 100 | 100 | 100 | Y | South | FC
HARDWK_6_STWBM1 |  |  | Still Water Ranch Dairy | CISO | N | Fresno |  |  | Biogas | RECIPROCATING ENGINE | BIOGAS | 1 | 0 |  |  |  |  | 1 | 24 | 24 |  |  | 0 | 1 | 0 | 0 | 0 | 0 | 0 | 0 | 0 | 0 | 0 | 0 | 0 | 0 | Y | North | EO
HATCR1_7_UNIT |  |  | Hat Creek #1 | CISO | N | CAISO System |  |  | Hydro | HYDRO | WATER | 8.5 | 8.5 |  |  |  |  | 1 | 24 | 24 |  |  |  |  | 3.42 | 2.94 | 2.88 | 2.19 | 2.05 | 2.37 | 2.33 | 2.49 | 1.9 | 2.64 | 2.65 | 3.17 | N | North | FC
HATCR2_7_UNIT |  |  | Hat Creek #2 | CISO | N | CAISO System |  |  | Hydro | HYDRO | WATER | 8.5 | 8.5 |  |  |  |  | 1 | 24 | 24 |  |  |  |  | 2.27 | 3.11 | 2.51 | 1.37 | 1.42 | 1.41 | 1.24 | 1.17 | 1.26 | 1.53 | 2.81 | 2.59 | N | North | FC
HATLOS_6_BWDHY1 |  |  | Bidwell Ditch | CISO | N | CAISO System |  |  | Hydro | HYDRO | WATER | 2 | 2 |  |  |  |  | 1 | 24 | 24 |  |  |  |  | 1.36 | 1.31 | 1.36 | 1.43 | 1.33 | 1.3 | 1.27 | 1.24 | 1.22 | 1.25 | 1.26 | 1.21 | N | North | FC
HATLOS_6_LSCRK |  |  | Lost Creek 1 & 2 Hydro Conversion | CISO | N | CAISO System |  |  | Hydro | HYDRO | WATER | 1.7 | 1.7 |  |  |  |  | 1 | 24 | 24 |  |  |  |  | 0.95 | 0.89 | 0.96 | 1.07 | 0.93 | 0.89 | 0.86 | 0.83 | 0.81 | 0.83 | 0.83 | 0.8 | N | North | FC
HATRDG_2_WIND |  |  | Hatchet Ridge Wind Farm | CISO | N | CAISO System |  |  | Wind | WIND | WIND | 102 | 102 |  |  |  |  | 1 | 24 | 24 |  |  |  |  | 5.79 | 8.66 | 18.07 | 35.83 | 47.05 | 43.52 | 43.8 | 30.99 | 25.1 | 11.15 | 4.11 | 5.64 | N | North | FC
HAYPRS_6_HAYHD1 |  |  | Haypress Lower | CISO | N | Sierra | Drum-Rio Oso, South of Palermo |  | Hydro | HYDRO | WATER | 5.8 | 6.1 |  |  |  |  | 1 | 24 | 24 |  |  |  |  | 1.35 | 1.41 | 1.57 | 1.93 | 3.29 | 2.01 | 0.64 | 0.01 | 0 | 0 | 0 | 0 | N | North | FC
HAYPRS_6_HAYHD2 |  |  | Haypress Middle | CISO | N | Sierra | Drum-Rio Oso, South of Palermo |  | Hydro | HYDRO | WATER | 6.7 | 8.7 |  |  |  |  | 1 | 24 | 24 |  |  |  |  | 1.19 | 1.3 | 0.62 | 1.59 | 2.63 | 1.62 | 0.46 | 0 | 0 | 0 | 0.01 | 0 | N | North | FC
HELMPG_7_UNIT 1 |  |  | HELMS PUMP-GEN UNIT 1 | CISO | N | Fresno |  |  | Pumped Hydro | PUMPED STORAGE | WATER | 407 | 407 |  |  |  |  | 1 | 24 | 24 |  |  | 407 | 1 | 407 | 407 | 407 | 407 | 407 | 407 | 407 | 407 | 407 | 407 | 407 | 407 | Y | North | FC
HELMPG_7_UNIT 2 |  |  | HELMS PUMP-GEN UNIT 2 | CISO | N | Fresno |  |  | Pumped Hydro | PUMPED STORAGE | WATER | 407 | 407 |  |  |  |  | 1 | 24 | 24 |  |  | 407 | 1 | 407 | 407 | 407 | 407 | 407 | 407 | 407 | 407 | 407 | 407 | 407 | 407 | Y | North | FC
HELMPG_7_UNIT 3 |  |  | HELMS PUMP-GEN UNIT 3 | CISO | N | Fresno |  |  | Pumped Hydro | PUMPED STORAGE | WATER | 404 | 404 |  |  |  |  | 1 | 24 | 24 |  |  | 404 | 1 | 404 | 404 | 404 | 404 | 404 | 404 | 404 | 404 | 404 | 404 | 404 | 404 | Y | North | FC
HENRTA_6_ACDSR3 |  |  | Avenal Cutoff Dac Spring Solar | CISO | N | Fresno |  |  | Solar_1Axis | PHOTO VOLTAIC | SUN | 3 | 3 |  |  |  |  | 1 | 24 | 24 |  |  |  |  | JUN: 0; JUL: 0; AUG: 0; SEP: 0; OCT: 0; NOV: 0; DEC: 0 | N | North | EO
HENRTA_6_ELCTG1 |  | HENRTA_6_ELCTG2 | ELECTROLYTE UNIT 1 | CISO | N | Fresno |  |  | Peaker | COMBUSTION TURBINE | NATURAL GAS | 50 | 55.3 |  |  |  |  | 1 | 24 | 24 | 99.4 |  | 49.98 | 1 | 49.98 | 49.98 | 49.98 | 49.98 | 49.98 | 49.98 | 49.98 | 49.98 | 49.98 | 49.98 | 49.98 | 49.98 | Y | North | FC |  | Co-located with Electrolyte Unit 2 - HENRTA_6_ELCTG2 - Max to POI 99.4 MW.
HENRTA_6_ELCTG2 |  | HENRTA_6_ELCTG1 | ELECTROLYTE UNIT 2 | CISO | N | Fresno |  |  | Peaker | COMBUSTION TURBINE | NATURAL GAS | 50 | 55.3 |  |  |  |  | 1 | 24 | 24 | 99.4 |  | 49.42 | 1 | 49.42 | 49.42 | 49.42 | 49.42 | 49.42 | 49.42 | 49.42 | 49.42 | 49.42 | 49.42 | 49.42 | 49.42 | Y | North | FC |  | Co-located with Electrolyte Unit 1 - HENRTA_6_ELCTG1 - Max to POI 99.4 MW.
HENRTA_6_HDEBT1 |  |  | Henrietta D Energy Storage | CISO | N | Fresno |  |  | Battery Storage | OTHER | LESR | 10 | 10 | 0.8 | 40 | 40 | 1 | 1 | 24 | 4 |  | TRUE | 20 | 2 | 10 | 10 | 10 | 10 | 10 | 10 | 10 | 10 | 10 | 10 | 10 | 10 | Y | North | ID | 100% | PGEWD1296 - 17DGD Waiting for Reconductor Los Banos-Padre Flat-Panoche 230 kV and many other | 1
HENRTA_6_SOLAR1 |  |  | Lemoore 1 | CISO | N | Fresno |  |  | Solar_1Axis | PHOTO VOLTAIC | SUN | 1.5 | 1.5 |  |  |  |  | 1 | 24 | 24 |  |  |  |  | 0.1 | 0.1 | 0.1 | 0.1 | 0.11 | 0.85 | 1.09 | 0.4 | 0.71 | 0.1 | 0.1 | 0.1 | N | North | ID | 100% | PGEWD1012 - 18DGD Waiting for Reconductor Los Banos-Padre Flat-Panoche 230 kV and many other | 1
HENRTA_6_SOLAR2 |  |  | Westside Solar Power PV1 | CISO | N | Fresno |  | Y | Solar_1Axis | PHOTO VOLTAIC | SUN | 2 | 2 |  |  |  |  | 1 | 24 | 24 |  |  |  |  | 0 | 0 | 0 | 0 | 0 | 0 | 0 | 0 | 0 | 0 | 0 | 0 | N | North | EO
HENRTS_1_SOLAR |  |  | Henrietta Solar Project | CISO | N | Fresno | Herndon | Y | Solar_1Axis | PHOTO VOLTAIC | SUN | 100 | 102 |  |  |  |  | 1 | 24 | 24 |  |  |  |  | 0.1 | 0.1 | 0.1 | 1.36 | 7.03 | 56.7 | 72.97 | 26.72 | 47.51 | 0.38 | 0.1 | 0.1 | N | North | FC
HERDLN_6_BYHSR1 |  |  | Byron Highway Solar | CISO | N | CAISO System |  |  | Solar_Fixed | PHOTO VOLTAIC | SUN | 5 | 5 |  |  |  |  | 1 | 24 | 24 |  |  |  |  | 0 | 0 | 0 | 0 | 0 | 0 | 0 | 0 | 0 | 0 | 0 | 0 | N | North | EO
HIDSRT_2_UNITS |  |  | HIGH DESERT POWER PROJECT AGGREGATE | CISO | N | CAISO System |  |  | CCGT | COMBINED CYCLE | NATURAL GAS | 850 | 0 |  |  |  |  | 1 | 24 | 24 |  |  | 650 | 1 | 850 | 850 | 850 | 850 | 850 | 850 | 850 | 850 | 850 | 850 | 850 | 850 | Y | South | FC
HIGGNS_1_COMBIE |  |  | Combie South | CISO | N | Sierra | Drum-Rio Oso, South of Rio Oso, South of Palermo |  | Hydro | HYDRO | WATER | 1.5 | 1.5 |  |  |  |  | 1 | 24 | 24 |  |  |  |  | 1.13 | 0.9 | 0.76 | 0.9 | 0.32 | 0.18 | 0.32 | 0.31 | 0.1 | 0.06 | 0.89 | 1.1 | N | North | FC
HIGHDS_2_H5SBT1 |  | HIGHDS_2_H5SSR1 | High 5 Solar BESS | CISO | N | CAISO System |  |  | Paired_BattStorage | OTHER | LESR | 50 | 50 | 0.84 | 200 | 200 | 1 | 1 | 24 | 4 | 100 | FALSE | 100 | 2 | 50 | 50 | 50 | 50 | 50 | 50 | 50 | 50 | 50 | 50 | 50 | 50 | Y | South | FC |  | Group name: HIGH_5_SOLAR_1414 - Max to grid 100 MW. Co-located with HIGHDS_2_H5SSR1
HIGHDS_2_H5SSR1 |  | HIGHDS_2_H5SBT1 | High 5 Solar | CISO | N | CAISO System |  |  | Paired_Solar_1Axis | PHOTO VOLTAIC | SUN | 100 | 100 |  |  |  |  | 1 | 24 | 24 | 100 |  |  |  | 0.1 | 0.1 | 0.1 | 0.48 | 3.22 | 42.52 | 50 | 20.3 | 38.96 | 0.18 | 0.1 | 0.1 | N | South | FC | 1 | Group name: HIGH_5_SOLAR_1414 - Max to grid 100 MW. Co-located with HIGHDS_2_H5SBT1 | 1
HILAND_7_YOLOWD |  |  | CLEAR LAKE UNIT 1 | CISO | N | NCNB | Eagle Rock, Fulton |  | Hydro | HYDRO | WATER | 3.75 | 3.8 |  |  |  |  | 1 | 24 | 24 |  |  |  |  | 0 | 0 | 0 | 0 | 0 | 0 | 0 | 0 | 0 | 0 | 0 | 0 | N | North | EO
HINSON_6_LBECH1 |  |  | Long Beach Unit 1 | CISO | N | LA Basin | Western |  | Peaker | FTUR | NATURAL GAS | 63 | 70 |  |  |  |  | 1 | 24 | 24 |  |  | 63 | 1 | 63 | 63 | 63 | 63 | 63 | 63 | 63 | 63 | 63 | 63 | 63 | 63 | Y | South | FC
HINSON_6_LBECH2 |  |  | Long Beach Unit 2 | CISO | N | LA Basin | Western |  | Peaker | FTUR | NATURAL GAS | 63 | 70 |  |  |  |  | 1 | 24 | 24 |  |  | 63 | 1 | 63 | 63 | 63 | 63 | 63 | 63 | 63 | 63 | 63 | 63 | 63 | 63 | Y | South | FC
HINSON_6_LBECH3 |  |  | Long Beach Unit 3 | CISO | N | LA Basin | Western |  | Peaker | FTUR | NATURAL GAS | 63 | 70 |  |  |  |  | 1 | 24 | 24 |  |  | 63 | 1 | 63 | 63 | 63 | 63 | 63 | 63 | 63 | 63 | 63 | 63 | 63 | 63 | Y | South | FC
HINSON_6_LBECH4 |  |  | Long Beach Unit 4 | CISO | N | LA Basin | Western |  | Peaker | FTUR | NATURAL GAS | 63 | 70 |  |  |  |  | 1 | 24 | 24 |  |  | 63 | 1 | 63 | 63 | 63 | 63 | 63 | 63 | 63 | 63 | 63 | 63 | 63 | 63 | Y | South | FC
HNTGBH_2_PL1X3 |  |  | Huntington Beach Energy | CISO | N | LA Basin | Western |  | CCGT | COMBINED CYCLE | NATURAL GAS | 673.8 | 0 |  |  |  |  | 1 | 24 | 24 |  |  | 534.64 | 1 | 673.8 | 673.8 | 673.8 | 673.8 | 673.8 | 673.8 | 673.8 | 673.8 | 673.8 | 673.8 | 673.8 | 673.8 | Y | South | FC
HOLGAT_1_BORAX |  |  | U.S. Borax, Unit 1 | CISO | N | CAISO System |  |  | CHP |  | OTHER | 48.2 | 48.2 |  |  |  |  | 1 | 24 | 24 |  |  |  |  | 18.18 | 18.84 | 17.87 | 15.89 | 13.1 | 24.17 | 13.59 | 13.75 | 12.27 | 15.29 | 25.21 | 19.73 | N | South | FC
HOLSTR_1_SOLAR |  |  | San Benito Smart Park | CISO | N | CAISO System |  |  | Solar_Fixed | PHOTO VOLTAIC | SUN | 1.5 | 1.5 |  |  |  |  | 1 | 24 | 24 |  |  |  |  | 0 | 0 | 0 | 0 | 0 | 0 | 0 | 0 | 0 | 0 | 0 | 0 | N | North | EO
HOLSTR_1_SOLAR2 |  |  | Hollister Solar | CISO | N | CAISO System |  |  | Solar_1Axis | PHOTO VOLTAIC | SUN | 1.5 | 1.5 |  |  |  |  | 1 | 24 | 24 |  |  |  |  | 0.1 | 0.1 | 0.1 | 0.1 | 0.11 | 0.85 | 1.09 | 0.4 | 0.71 | 0.1 | 0.1 | 0.1 | N | North | FC
HOOV_2_ANAPT |  |  | Hoover Power Plant | WALC | Y | Import |  |  | Hydro | HYDRO | WATER | 40.39 | 41 |  |  |  |  | 1 | 24 | 24 |  |  | 40.39 | 1 | 40.39 | 40.39 | 40.39 | 40.39 | 40.39 | 40.39 | 40.39 | 40.39 | 40.39 | 40.39 | 40.39 | 40.39 |  | South | IAR
HOOVER_2_MWDPT |  |  | HOOVER MWD | WALC | Y | Import |  |  | Hydro | HYDRO | WATER | 249 | 250 |  |  |  |  | 1 | 24 | 24 |  |  | 249 | 1 | 249 | 249 | 249 | 249 | 249 | 249 | 249 | 249 | 249 | 249 | 249 | 249 |  | South | IAR
HOOVER_2_SCEPT |  |  | Hoover DAM - SCE Share | WALC | Y | Import |  |  | Hydro | HYDRO | WATER | 287 | 288 |  |  |  |  | 1 | 24 | 24 |  |  | 284 | 1 | 287 | 287 | 287 | 287 | 287 | 287 | 287 | 287 | 287 | 287 | 287 | 287 |  | South | IAR
HOOVER_2_VEAPT |  |  | HOOVER VEA | WALC | Y | Import |  |  | Hydro | HYDRO | WATER | 16 | 18 |  |  |  |  | 1 | 24 | 24 |  |  | 16 | 1 | 16 | 16 | 16 | 16 | 16 | 16 | 16 | 16 | 16 | 16 | 16 | 16 |  | South | IAR
HUMBPP_1_UNITS3 |  |  | Humboldt Bay Generating Station 3 | CISO | N | Humboldt |  |  | Reciprocating Engine | RECIPROCATING ENGINE | NATURAL GAS | 65.08 | 83.2 |  |  |  |  | 1 | 24 | 24 |  |  | 65.08 | 1 | 65.08 | 65.08 | 65.08 | 65.08 | 65.08 | 65.08 | 65.08 | 65.08 | 65.08 | 65.08 | 65.08 | 65.08 | Y | North | FC
HUMBPP_6_UNITS |  |  | Humboldt Bay Generating Station 1 | CISO | N | Humboldt |  |  | Reciprocating Engine | RECIPROCATING ENGINE | NATURAL GAS | 97.62 | 0 |  |  |  |  | 1 | 24 | 24 |  |  | 97.62 | 1 | 97.62 | 97.62 | 97.62 | 97.62 | 97.62 | 97.62 | 97.62 | 97.62 | 97.62 | 97.62 | 97.62 | 97.62 | Y | North | FC
HURON_6_SOLAR |  |  | Huron Solar Station | CISO | N | Fresno | Coalinga, Panoche 115 kV | Y | Solar_Fixed | PHOTO VOLTAIC | SUN | 20 | 20 |  |  |  |  | 1 | 24 | 24 |  |  |  |  | 0.1 | 0.1 | 0.1 | 0.27 | 1.05 | 7.66 | 11.98 | 4.02 | 8.01 | 0.13 | 0.1 | 0.1 | N | North | FC
HYTTHM_2_UNITS |  |  | HYATT-THERMALITO PUMP-GEN (AGGREGATE) | CISO | N | CAISO System |  |  | Hydro | HYDRO | WATER | 933.1 | 0 |  |  |  |  | 1 | 24 | 24 |  |  | 464.78 | 1 | 140.18 | 357.44 | 338.03 | 246.24 | 307.75 | 384.44 | 621.81 | 595.72 | 520.26 | 279.81 | 201.34 | 168.66 | Y | North | FC
IGNACO_1_QF |  |  | SMALL QF AGGREGATION - VALLEJO/DINSMORE | CISO | N | NCNB |  |  | CHP | OTHER | OTHER | 0.5 | 1 |  |  |  |  | 1 | 24 | 24 |  |  |  |  | 0.02 | 0.02 | 0.01 | 0.02 | 0.03 | 0.02 | 0.02 | 0.01 | 0.01 | 0.01 | 0.01 | 0.01 | N | North | FC
INDIGO_1_UNIT 1 |  |  | INDIGO PEAKER UNIT 1 | CISO | N | LA Basin | Eastern, Valley-Devers |  | Peaker | COMBUSTION TURBINE | NATURAL GAS | 45.3 | 45.3 |  |  |  |  | 1 | 24 | 24 |  |  | 45.3 | 1 | 45.3 | 45.3 | 45.3 | 45.3 | 45.3 | 45.3 | 45.3 | 45.3 | 45.3 | 45.3 | 45.3 | 45.3 | Y | South | FC
INDIGO_1_UNIT 2 |  |  | INDIGO PEAKER UNIT 2 | CISO | N | LA Basin | Eastern, Valley-Devers |  | Peaker | COMBUSTION TURBINE | NATURAL GAS | 45.3 | 45.3 |  |  |  |  | 1 | 24 | 24 |  |  | 45.3 | 1 | 45.3 | 45.3 | 45.3 | 45.3 | 45.3 | 45.3 | 45.3 | 45.3 | 45.3 | 45.3 | 45.3 | 45.3 | Y | South | FC
INDIGO_1_UNIT 3 |  |  | INDIGO PEAKER UNIT 3 | CISO | N | LA Basin | Eastern, Valley-Devers |  | Peaker | COMBUSTION TURBINE | NATURAL GAS | 45.3 | 45.3 |  |  |  |  | 1 | 24 | 24 |  |  | 45.3 | 1 | 45.3 | 45.3 | 45.3 | 45.3 | 45.3 | 45.3 | 45.3 | 45.3 | 45.3 | 45.3 | 45.3 | 45.3 | Y | South | FC
INDVLY_1_UNITS |  |  | Indian Valley Hydro | CISO | N | NCNB | Eagle Rock, Fulton |  | Hydro | HYDRO | WATER | 3.01 | 5 |  |  |  |  | 1 | 24 | 24 |  |  |  |  | 0 | 0 | 0 | 0.13 | 0.32 | 0.82 | 0.95 | 0.86 | 0.16 | 0 | 0 | 0 | N | North | FC
INTKEP_2_UNITS |  |  | CCSF Hetch_Hetchy Hydro Aggregate | CISO | N | CAISO System |  |  | Hydro | HYDRO | WATER | 405 | 0 |  |  |  |  | 1 | 24 | 24 |  |  | 239 | 1 | 307 | 307 | 307 | 307 | 307 | 307 | 307 | 307 | 239 | 300 | 307 | 307 | Y | North | FC
INTMNT_3_ANAHEIM |  |  | Intermountain Power Project | LADWP | Y | Import |  |  | Coal | STEAM | COAL | 234 | 0 |  |  |  |  | 1 | 24 | 24 |  |  | 236 | 1 | 234 | 234 | 234 | 234 | 234 | 234 | 234 | 234 | 234 | 234 | 234 | 234 |  | South | IAR
INTMNT_3_PASADENA |  |  | Intermountain Power Project | LADWP | Y | Import |  |  | Coal | STEAM | COAL | 107 | 0 |  |  |  |  | 1 | 24 | 24 |  |  |  |  | 107 | 107 | 107 | 107 | 107 | 107 | 107 | 107 | 107 | 107 | 107 | 107 |  | South | IAR
INTMNT_3_RIVERSIDE |  |  | IPPDYN | LADWP | Y | Import |  |  | Coal | STEAM | COAL | 135 | 0 |  |  |  |  | 1 | 24 | 24 |  |  | 136 | 1 | 135 | 135 | 135 | 135 | 135 | 135 | 135 | 135 | 135 | 135 | 135 | 135 |  | South | IAR
IVANPA_1_UNIT1 |  |  | Ivanpah 1 | CISO | N | CAISO System |  | Y | Solar_Thermal | STEAM | SUN | 126 | 126 |  |  |  |  | 1 | 24 | 24 |  |  |  |  | 0.1 | 0.1 | 0.1 | 4.32 | 11.4 | 55.01 | 67.47 | 36 | 56.93 | 2.68 | 0.1 | 0.1 | N | South | FC
IVANPA_1_UNIT2 |  |  | Ivanpah 2 | CISO | N | CAISO System |  | Y | Solar_Thermal | STEAM | SUN | 133 | 133.4 |  |  |  |  | 1 | 24 | 24 |  |  |  |  | 0.1 | 0.1 | 0.1 | 4.56 | 12.03 | 58.06 | 71.22 | 38 | 60.1 | 2.83 | 0.1 | 0.1 | N | South | FC
IVANPA_1_UNIT3 |  |  | Ivanpah 3 | CISO | N | CAISO System |  | Y | Solar_Thermal | STEAM | SUN | 133 | 133.4 |  |  |  |  | 1 | 24 | 24 |  |  |  |  | 0.1 | 0.1 | 0.1 | 4.56 | 12.03 | 58.06 | 71.22 | 38 | 60.1 | 2.83 | 0.1 | 0.1 | N | South | FC
IVSLR2_2_SM2SR1 |  |  | Silver Ridge Mount Signal 2 | CISO | N | San Diego-IV |  |  | Solar_1Axis | PHOTO VOLTAIC | SUN | 150 | 150 |  |  |  |  | 1 | 24 | 24 |  |  |  |  | 0.1 | 0.1 | 0.1 | 0.71 | 4.83 | 63.79 | 100.94 | 30.45 | 58.43 | 0.26 | 0.1 | 0.1 | N | South | FC
IVSLRP_2_SOLAR1 |  |  | Silver Ridge Mount Signal | CISO | N | San Diego-IV |  | Y | Solar_Fixed | PHOTO VOLTAIC | SUN | 200 | 200 |  |  |  |  | 1 | 24 | 24 |  |  |  |  | 0.1 | 0.1 | 0.1 | 0.59 | 3.04 | 50.61 | 99.31 | 24.53 | 53.51 | 0.31 | 0.1 | 0.1 | N | South | FC
IVWEST_2_SOLAR1 |  |  | Imperial Valley West ( Q # 608) | CISO | N | San Diego-IV |  | Y | Solar_1Axis | PHOTO VOLTAIC | SUN | 150 | 0 |  |  |  |  | 1 | 24 | 24 |  |  |  |  | 0.1 | 0.1 | 0.1 | 0.71 | 4.83 | 63.79 | 100.94 | 30.45 | 58.43 | 0.26 | 0.1 | 0.1 | N | South | FC
JACMSR_1_JACSR1 |  |  | Jacumba Solar Farm | CISO | N | San Diego-IV |  |  | Solar_1Axis | PHOTO VOLTAIC | SUN | 20 | 19.7 |  |  |  |  | 1 | 24 | 24 |  |  |  |  | 0.1 | 0.1 | 0.1 | 0.1 | 0.64 | 8.5 | 13.46 | 4.06 | 7.79 | 0.1 | 0.1 | 0.1 | N | South | FC
JAVASR_1_JAVSR1 |  |  | Java Solar | CISO | N | Fresno | Herndon, Hanford |  | Solar_1Axis | PHOTO VOLTAIC | SUN | 13.5 | 14 |  |  |  |  | 1 | 24 | 24 |  |  |  |  | 0.1 | 0.1 | 0.1 | 0.18 | 0.95 | 7.66 | 9.85 | 3.61 | 6.41 | 0.1 | 0.1 | 0.1 | N | North | FC
JAWBNE_2_NSRWND |  |  | North Sky River Wind Project | CISO | N | CAISO System |  |  | Wind | WIND | WIND | 160 | 162 |  |  |  |  | 1 | 24 | 24 |  |  |  |  | 13.44 | 32.45 | 36.34 | 58.54 | 66.01 | 60.12 | 59.9 | 55.33 | 33.97 | 18.19 | 10.56 | 10.35 | N | South | FC
JAWBNE_2_SRWND |  |  | Sky River Wind Repower A | CISO | N | CAISO System |  | Y | Wind | WIND | WIND | 30 | 30 |  |  |  |  | 1 | 24 | 24 |  |  |  |  | 2.52 | 6.08 | 6.81 | 10.98 | 12.38 | 11.27 | 11.23 | 10.37 | 6.37 | 3.41 | 1.98 | 1.94 | N | South | FC
JAWBNE_2_SRWWD2 |  |  | Sky River Wind Repower B | CISO | N | CAISO System |  |  | Wind | WIND | WIND | 30.2 | 30.2 |  |  |  |  | 1 | 24 | 24 |  |  |  |  | 2.54 | 6.12 | 6.86 | 11.05 | 12.46 | 11.35 | 11.31 | 10.44 | 6.41 | 3.43 | 1.99 | 1.95 | N | South | FC
JAYNE_6_WLSLR |  |  | Westlands Solar Farm PV 1 | CISO | N | Fresno | Coalinga | Y | Solar_Fixed | PHOTO VOLTAIC | SUN | 18 | 18 |  |  |  |  | 1 | 24 | 24 |  |  |  |  | 0.1 | 0.1 | 0.1 | 0.24 | 0.94 | 6.9 | 10.78 | 3.62 | 7.21 | 0.12 | 0.1 | 0.1 | N | North | ID | 100% | Q633 - 23TPD - Waiting for Manning and many other projects. | 1
JOANEC_2_ST3BT3 |  |  | Santa Ana Storage 3 | CISO | N | LA Basin | Western |  | Battery Storage | OTHER | LESR | 40 | 40 | 0.8 | 160 | 160 | 1 | 1 | 24 | 4 |  | TRUE | 80 | 1 | 40 | 40 | 40 | 40 | 40 | 40 | 40 | 40 | 40 | 40 | 40 | 40 | Y | South | FC
JOANEC_2_STABT1 |  |  | Santa Ana Storage 1 | CISO | N | LA Basin | Western |  | Battery Storage | OTHER | LESR | 20 | 20 | 0.8 | 80 | 80 | 1 | 1 | 24 | 4 |  | TRUE | 36.5 | 2 | 16.5 | 16.5 | 16.5 | 16.5 | 16.5 | 16.5 | 16.5 | 16.5 | 16.5 | 16.5 | 16.5 | 16.5 | Y | South | FC
JOANEC_2_STABT2 |  |  | Santa Ana Storage 2 | CISO | N | LA Basin | Western |  | Battery Storage | OTHER | LESR | 20 | 20 | 0.8 | 80 | 80 | 1 | 1 | 24 | 4 |  | TRUE | 40 | 1 | 20 | 20 | 20 | 20 | 20 | 20 | 20 | 20 | 20 | 20 | 20 | 20 | Y | South | FC
JOHANN_2_JOSBT1 |  |  | Johanna Storage 1 | CISO | N | LA Basin | Western |  | Battery Storage | OTHER | LESR | 10 | 10 | 0.8 | 40 | 40 | 1 | 1 | 24 | 4 |  | TRUE | 20 | 3 | 10 | 10 | 10 | 10 | 10 | 10 | 10 | 10 | 10 | 10 | 10 | 10 | Y | South | FC
JOHANN_2_JOSBT2 |  |  | Johanna Storage 2 | CISO | N | LA Basin | Western |  | Battery Storage | OTHER | LESR | 10 | 10 | 0.8 | 40 | 40 | 1 | 1 | 24 | 4 |  | TRUE | 20 | 2 | 10 | 10 | 10 | 10 | 10 | 10 | 10 | 10 | 10 | 10 | 10 | 10 | Y | South | FC
JOHANN_2_OCEBT2 |  |  | Orange County Energy Storage 2 | CISO | N | LA Basin | Western |  | Battery Storage | OTHER | LESR | 9 | 9 | 0.8 | 36 | 36 | 1 | 1 | 24 | 4 |  | TRUE | 18 | 3 | 9 | 9 | 9 | 9 | 9 | 9 | 9 | 9 | 9 | 9 | 9 | 9 | Y | South | FC
JOHANN_2_OCEBT3 |  |  | Orange County Energy Storage 3 | CISO | N | LA Basin | Western |  | Battery Storage | OTHER | LESR | 6 | 6 | 0.8 | 24 | 24 | 1 | 1 | 24 | 4 |  | TRUE | 12 | 3 | 6 | 6 | 6 | 6 | 6 | 6 | 6 | 6 | 6 | 6 | 6 | 6 | Y | South | FC
KANSAS_6_SOLAR |  |  | RE Kansas South | CISO | N | Fresno |  | Y | Solar_Fixed | PHOTO VOLTAIC | SUN | 20 | 20 |  |  |  |  | 1 | 24 | 24 |  |  |  |  | 0.1 | 0.1 | 0.1 | 0.27 | 1.05 | 7.66 | 11.98 | 4.02 | 8.01 | 0.13 | 0.1 | 0.1 | N | North | ID | 100% | Q637 - 23TPD - Waiting for Manning and many other projects. | 1
KEARNY_6_NESBT1 |  |  | Kearny North Energy Storage | CISO | N | San Diego-IV | San Diego |  | Battery Storage | OTHER | LESR | 10 | 10 | 0.8 | 40 | 40 | 1 | 1 | 24 | 4 |  | TRUE | 19.99 | 1 | 10 | 10 | 10 | 10 | 10 | 10 | 10 | 10 | 10 | 10 | 10 | 10 | Y | South | FC
KEARNY_6_SESBT2 |  |  | Kearny South Energy Storage | CISO | N | San Diego-IV | San Diego |  | Battery Storage | OTHER | LESR | 10 | 10 | 0.8 | 40 | 40 | 1 | 1 | 24 | 4 |  | TRUE | 20 | 1 | 10 | 10 | 10 | 10 | 10 | 10 | 10 | 10 | 10 | 10 | 10 | 10 | Y | South | FC
KEKAWK_6_UNIT |  |  | STS HYDROPOWER LTD. (KEKAWAKA) | CISO | N | Humboldt |  |  | Hydro | HYDRO | WATER | 5.5 | 6 |  |  |  |  | 1 | 24 | 24 |  |  |  |  | 0 | 0 | 0 | 0 | 0 | 0 | 0 | 0 | 0 | 0 | 0 | 0 | N | North | FC
KELSO_2_UNITS |  |  | Mariposa Energy | CISO | N | Bay Area | Contra Costa |  | Peaker | COMBUSTION TURBINE | NATURAL GAS | 198.03 | 0 |  |  |  |  | 1 | 24 | 24 |  |  | 198.03 | 1 | 198.03 | 198.03 | 198.03 | 198.03 | 198.03 | 198.03 | 198.03 | 198.03 | 198.03 | 198.03 | 198.03 | 198.03 | Y | North | FC
KELYRG_6_UNIT |  |  | KELLY RIDGE HYDRO | CISO | N | Sierra | Drum-Rio Oso |  | Hydro | HYDRO | WATER | 11 | 11 |  |  |  |  | 1 | 24 | 24 |  |  | 0 | 1 | 11 | 11 | 11 | 11 | 11 | 11 | 11 | 11 | 11 | 11 | 11 | 11 | Y | North | FC
KERKH2_7_UNIT 1 |  |  | KERKHOFF PH 2 UNIT #1 | CISO | N | Fresno | Herndon, Wilson 115 kV |  | Hydro | HYDRO | WATER | 153.9 | 153.9 |  |  |  |  | 1 | 24 | 24 |  |  | 0 | 1 | 23.4 | 22.5 | 33.6 | 74.6 | 99.32 | 29.76 | 32.04 | 74.6 | 87.68 | 27.92 | 10 | 30.56 | Y | North | FC
KERMAN_6_SOLAR1 |  |  | Fresno Solar South | CISO | N | Fresno |  | Y | Solar_1Axis | PHOTO VOLTAIC | SUN | 1.5 | 1.5 |  |  |  |  | 1 | 24 | 24 |  |  |  |  | 0 | 0 | 0 | 0 | 0 | 0 | 0 | 0 | 0 | 0 | 0 | 0 | N | North | EO
KERMAN_6_SOLAR2 |  |  | Fresno Solar West | CISO | N | Fresno |  | Y | Solar_1Axis | PHOTO VOLTAIC | SUN | 1.5 | 1.5 |  |  |  |  | 1 | 24 | 24 |  |  |  |  | 0 | 0 | 0 | 0 | 0 | 0 | 0 | 0 | 0 | 0 | 0 | 0 | N | North | EO
KERNFT_1_UNITS |  |  | KERN FRONT LIMITED | CISO | N | Kern | South Kern PP | Y | Peaker | COMBUSTION TURBINE | NATURAL GAS | 52.4 | 60 |  |  |  |  | 1 | 24 | 24 |  |  | 32.4 | 1 | 52.4 | 52.4 | 52.4 | 52.4 | 52.4 | 52.4 | 52.4 | 52.4 | 52.4 | 52.4 | 52.4 | 52.4 | Y | North | FC
KERNRG_1_UNITS |  |  | South Belridge Cogen Facility | CISO | N | CAISO System |  | Y | Peaker | COMBUSTION TURBINE | NATURAL GAS | 55.2 | 69.6 |  |  |  |  | 1 | 24 | 24 |  |  |  |  | 9.63 | 3.68 | 2.36 | 1.3 | 13.73 | 7.95 | 8.6 | 8.91 | 6.95 | 9.81 | 1.19 | 3.39 | N | North | FC
KERRGN_1_UNIT 1 |  |  | KERN RIVER HYDRO UNITS 1-4 AGGREGATE | CISO | N | CAISO System |  | Y | Hydro | HYDRO | WATER | 25.6 | 26.3 |  |  |  |  | 1 | 24 | 24 |  |  |  |  | 10.82 | 14.72 | 14.95 | 23.23 | 24.04 | 21.89 | 19.17 | 13.05 | 10.05 | 11.14 | 11.78 | 11.83 | N | South | FC
KINGCO_1_KINGBR |  |  | Kingsburg Cogen | CISO | N | Fresno | Herndon, Hanford | Y | Peaker | COMBUSTION TURBINE | NATURAL GAS | 34.5 | 34.5 |  |  |  |  | 1 | 24 | 24 |  |  | 12.5 | 1 | 34.5 | 34.5 | 34.5 | 34.5 | 34.5 | 34.5 | 34.5 | 34.5 | 34.5 | 34.5 | 34.5 | 34.5 | Y | North | FC
KINGRV_7_UNIT 1 |  |  | KINGS RIVER HYDRO UNIT 1 | CISO | N | Fresno | Herndon, Reedley |  | Hydro | HYDRO | WATER | 51.2 | 51.2 |  |  |  |  | 1 | 24 | 24 |  |  | 51.2 | 1 | 51.2 | 51.2 | 40.96 | 51.2 | 51.2 | 51.2 | 51.2 | 51.2 | 51.2 | 51.2 | 51.2 | 51.2 | Y | North | FC
KIRKER_7_KELCYN |  |  | KELLER CANYON LANDFILL GEN FACILICITY | CISO | N | Bay Area | Pittsburg |  | Biogas | RECIPROCATING ENGINE | BIOGAS | 3.56 | 3.8 |  |  |  |  | 1 | 24 | 24 |  |  |  |  | 3.48 | 3.56 | 3.56 | 3.33 | 3.56 | 3.56 | 3.54 | 3.51 | 3.56 | 3.49 | 3.56 | 3.55 | N | North | FC
KNGBRD_2_SOLAR1 |  |  | Kingbird Solar A | CISO | N | CAISO System |  |  | Solar_1Axis | PHOTO VOLTAIC | SUN | 20 | 20 |  |  |  |  | 1 | 24 | 24 |  |  |  |  | 0.1 | 0.1 | 0.1 | 0.1 | 0.64 | 8.5 | 13.46 | 4.06 | 7.79 | 0.1 | 0.1 | 0.1 | N | South | FC
KNGBRD_2_SOLAR2 |  |  | Kingbird Solar B | CISO | N | CAISO System |  |  | Solar_1Axis | PHOTO VOLTAIC | SUN | 20 | 20 |  |  |  |  | 1 | 24 | 24 |  |  |  |  | 0.1 | 0.1 | 0.1 | 0.1 | 0.64 | 8.5 | 13.46 | 4.06 | 7.79 | 0.1 | 0.1 | 0.1 | N | South | FC
KNGBRG_1_KBSLR1 |  |  | Kingsburg1 | CISO | N | Fresno |  |  | Solar_Fixed | PHOTO VOLTAIC | SUN | 1.5 | 1.5 |  |  |  |  | 1 | 24 | 24 |  |  |  |  | 0 | 0 | 0 | 0 | 0 | 0 | 0 | 0 | 0 | 0 | 0 | 0 | N | North | EO
KNGBRG_1_KBSLR2 |  |  | Kingsburg2 | CISO | N | Fresno |  |  | Solar_Fixed | PHOTO VOLTAIC | SUN | 1.5 | 1.5 |  |  |  |  | 1 | 24 | 24 |  |  |  |  | 0 | 0 | 0 | 0 | 0 | 0 | 0 | 0 | 0 | 0 | 0 | 0 | N | North | EO
KNGCTY_6_UNITA1 |  |  | King City Energy Center, Unit 1 | CISO | N | CAISO System |  |  | Peaker | COMBUSTION TURBINE | NATURAL GAS | 44.6 | 49.9 |  |  |  |  | 1 | 24 | 24 |  |  | 44.6 | 1 | 44.6 | 44.6 | 44.6 | 44.6 | 44.6 | 44.6 | 44.6 | 44.6 | 44.6 | 44.6 | 44.6 | 44.6 | Y | North | FC
KNTSTH_6_SOLAR |  |  | Kent South | CISO | N | Fresno |  | Y | Solar_Fixed | PHOTO VOLTAIC | SUN | 20 | 20 |  |  |  |  | 1 | 24 | 24 |  |  |  |  | 0.1 | 0.1 | 0.1 | 0.27 | 1.05 | 7.66 | 11.98 | 4.02 | 8.01 | 0.13 | 0.1 | 0.1 | N | North | ID | 100% | Q650AB - 23TPD - Waiting for Manning and many other projects. | 1
KNTSTH_6_WALSR1 |  |  | Westlands Almond | CISO | N | Fresno |  |  | Solar_1Axis | PHOTO VOLTAIC | SUN | 19.88 | 20 |  |  |  |  | 1 | 24 | 24 |  |  |  |  | 0 | 0 | 0 | 0 | 0 | 0 | 0 | 0 | 0 | 0 | 0 | 0 | N | North | EO
KRAMER_1_R1BX3 |  | KRAMER_1_R1PX3 | Resurgence 1 BESS | CISO | N | CAISO System |  |  | Paired_BattStorage | OTHER | LESR | 75 | 75 | 0.879 | 300 | 300 | 1 | 1 | 24 | 4 | 90 | FALSE | 150 | 1 | 75 | 75 | 75 | 75 | 75 | 75 | 75 | 75 | 75 | 75 | 75 | 75 | Y | South | FC |  | Co-located with KRAMER_1_R1PX3, Group name: 0034_CONV - Max to grid 90 MW.
KRAMER_1_R1PX3 |  | KRAMER_1_R1BX3 | Resurgence 1 PV | CISO | N | CAISO System |  |  | Paired_Solar_1Axis | PHOTO VOLTAIC | SUN | 90 | 90 |  |  |  |  | 1 | 24 | 24 | 90 |  |  |  | 0.1 | 0.1 | 0.1 | 0.43 | 2.9 | 15 | 15 | 15 | 15 | 0.16 | 0.1 | 0.1 | N | South | FC | 1 | Co-located with KRAMER_1_R1BX3, Group name: 0034_CONV - Max to grid 90 MW. | 1
KRAMER_1_R2BX2 |  | KRAMER_1_R2PX2 | Resurgence 2 BESS | CISO | N | CAISO System |  |  | Paired_BattStorage | OTHER | LESR | 40 | 40 | 0.877 | 160 | 160 | 1 | 1 | 24 | 4 | 60 | FALSE | 80 | 1 | 40 | 40 | 40 | 40 | 40 | 40 | 40 | 40 | 40 | 40 | 40 | 40 | Y | South | FC |  | Co-located with KRAMER_1_R1PX3, Group name: 0035_CONV - Max to grid 60 MW.
KRAMER_1_R2PX2 |  | KRAMER_1_R2BX2 | Resurgence 2 PV | CISO | N | CAISO System |  |  | Paired_Solar_1Axis | PHOTO VOLTAIC | SUN | 48 | 0 |  |  |  |  | 1 | 24 | 24 | 60 |  |  |  | 0.1 | 0.1 | 0.1 | 0.23 | 1.54 | 20 | 20 | 9.74 | 18.7 | 0.1 | 0.1 | 0.1 | N | South | FC | 1 | Co-located with KRAMER_1_R1BX3, Group name: 0035_CONV - Max to grid 60 MW. | 1
KRNCNY_6_UNIT |  |  | KERN CANYON POWERHOUSE | CISO | N | CAISO System |  |  | Hydro | HYDRO | WATER | 10.6 | 11.5 |  |  |  |  | 1 | 24 | 24 |  |  |  |  | 2.13 | 3.88 | 4.29 | 7.68 | 7.75 | 7.13 | 5.91 | 4.62 | 3.64 | 3.39 | 3.47 | 2.86 | N | North | FC
KYCORA_6_KMSBT1 |  |  | Kearny Mesa Storage | CISO | N | San Diego-IV | San Diego |  | Battery Storage | OTHER | LESR | 1 | 1 | 0.8 | 4 | 4 | 1 | 1 | 24 | 4 |  | TRUE | 0 | 1 | 0 | 0 | 0 | 0 | 0 | 0 | 0 | 0 | 0 | 0 | 0 | 0 | Y | South | EO
LACIEN_2_VENICE |  |  | MWD Venice Hydroelectric Recovery Plant | CISO | N | LA Basin | Western, El Nido |  | Hydro | HYDRO | WATER | 9.95 | 10.1 |  |  |  |  | 1 | 24 | 24 |  |  |  |  | 0 | 0 | 0 | 0 | 0 | 0 | 0 | 0 | 0 | 0 | 0 | 0 | N | South | FC
LAGBEL_2_CBPBT1 |  |  | CALD BESS I | CISO | N | LA Basin |  |  | Battery Storage | OTHER | LESR | 100 | 100 | 0.8 | 400 | 400 | 1 | 1 | 24 | 4 |  | TRUE | 200 | 1 | 100 | 100 | 100 | 100 | 100 | 100 | 100 | 100 | 100 | 100 | 100 | 100 | Y | South | FC
LAMONT_1_SOLAR1 |  |  | Regulus Solar | CISO | N | Kern | South Kern PP, Kern PWR-Tevis | Y | Solar_1Axis | PHOTO VOLTAIC | SUN | 60 | 60 |  |  |  |  | 1 | 24 | 24 |  |  |  |  | 0.1 | 0.1 | 0.1 | 0.82 | 4.22 | 34.02 | 43.78 | 16.03 | 28.51 | 0.23 | 0.1 | 0.1 | N | North | FC
LAMONT_1_SOLAR2 |  |  | Redwood Solar Farm 4 | CISO | N | Kern | South Kern PP, Kern PWR-Tevis | Y | Solar_1Axis | PHOTO VOLTAIC | SUN | 20 | 20 |  |  |  |  | 1 | 24 | 24 |  |  |  |  | 0.1 | 0.1 | 0.1 | 0.27 | 1.41 | 11.34 | 14.59 | 5.34 | 9.5 | 0.1 | 0.1 | 0.1 | N | North | FC
LAMONT_1_SOLAR3 |  |  | Woodmere Solar Farm | CISO | N | Kern | South Kern PP, Kern PWR-Tevis | Y | Solar_1Axis | PHOTO VOLTAIC | SUN | 14.99 | 15 |  |  |  |  | 1 | 24 | 24 |  |  |  |  | 0.1 | 0.1 | 0.1 | 0.2 | 1.05 | 8.5 | 10.94 | 4.01 | 7.12 | 0.1 | 0.1 | 0.1 | N | North | FC
LAMONT_1_SOLAR4 |  |  | Hayworth Solar Farm | CISO | N | Kern | South Kern PP, Kern PWR-Tevis | Y | Solar_1Axis | PHOTO VOLTAIC | SUN | 26.66 | 27 |  |  |  |  | 1 | 24 | 24 |  |  |  |  | 0.1 | 0.1 | 0.1 | 0.36 | 1.87 | 15.12 | 19.45 | 7.12 | 12.67 | 0.1 | 0.1 | 0.1 | N | North | FC
LAMONT_1_SOLAR5 |  |  | Redcrest Solar Farm | CISO | N | Kern | South Kern PP, Kern PWR-Tevis | Y | Solar_1Axis | PHOTO VOLTAIC | SUN | 16.66 | 20 |  |  |  |  | 1 | 24 | 24 |  |  |  |  | 0.1 | 0.1 | 0.1 | 0.23 | 1.17 | 9.45 | 12.16 | 4.45 | 7.92 | 0.1 | 0.1 | 0.1 | N | North | FC
LAPLMA_2_UNIT 1 |  |  | La Paloma Generating Plant Unit #1 | CISO | N | CAISO System |  |  | CCGT | COMBINED CYCLE | NATURAL GAS | 267 | 295 |  |  |  |  | 1 | 24 | 24 |  |  | 202 | 1 | 267 | 267 | 267 | 267 | 267 | 267 | 267 | 267 | 267 | 267 | 267 | 267 | Y | North | FC
LAPLMA_2_UNIT 2 |  |  | La Paloma Generating Plant Unit #2 | CISO | N | CAISO System |  |  | CCGT | COMBINED CYCLE | NATURAL GAS | 266 | 295 |  |  |  |  | 1 | 24 | 24 |  |  | 201 | 1 | 266 | 266 | 266 | 266 | 266 | 266 | 266 | 266 | 266 | 266 | 266 | 266 | Y | North | FC
LAPLMA_2_UNIT 3 |  |  | La Paloma Generating Plant Unit #3 | CISO | N | CAISO System |  |  | CCGT | COMBINED CYCLE | NATURAL GAS | 266 | 295 |  |  |  |  | 1 | 24 | 24 |  |  | 204 | 1 | 266 | 266 | 266 | 266 | 266 | 266 | 266 | 266 | 266 | 266 | 266 | 266 | Y | North | FC
LAPLMA_2_UNIT 4 |  |  | LA PALOMA GENERATING PLANT, UNIT #4 | CISO | N | CAISO System |  |  | CCGT | COMBINED CYCLE | NATURAL GAS | 267 | 295 |  |  |  |  | 1 | 24 | 24 |  |  | 205 | 1 | 267 | 267 | 267 | 267 | 267 | 267 | 267 | 267 | 267 | 267 | 267 | 267 | Y | North | FC
LARKSP_6_UNIT 1 |  |  | LARKSPUR PEAKER UNIT 1 | CISO | N | San Diego-IV | San Diego, Border |  | Peaker | COMBUSTION TURBINE | NATURAL GAS | 49 | 49 |  |  |  |  | 1 | 24 | 24 |  |  | 49 | 1 | 49 | 49 | 49 | 49 | 49 | 49 | 49 | 49 | 49 | 49 | 49 | 49 | Y | South | FC
LARKSP_6_UNIT 2 |  |  | LARKSPUR PEAKER UNIT 2 | CISO | N | San Diego-IV | San Diego, Border |  | Peaker | COMBUSTION TURBINE | NATURAL GAS | 49 | 49 |  |  |  |  | 1 | 24 | 24 |  |  | 49 | 1 | 49 | 49 | 49 | 49 | 49 | 49 | 49 | 49 | 49 | 49 | 49 | 49 | Y | South | FC
LAROA2_2_UNITA1 |  |  | LR2 | CISO | N | San Diego-IV |  |  | CCGT | COMBINED CYCLE | NATURAL GAS | 322 | 0 |  |  |  |  | 1 | 24 | 24 |  |  | 161 | 1 | 322 | 322 | 322 | 322 | 322 | 322 | 322 | 322 | 322 | 322 | 322 | 322 | Y | South | FC
LASSEN_6_UNITS |  |  | Honey Lake Power | CISO | N | CAISO System |  |  | Biomass/Wood | STEAM | BIOMASS | 30 | 50.4 |  |  |  |  | 1 | 24 | 24 |  |  | 18 | 1 | 30 | 30 | 30 | 30 | 30 | 30 | 30 | 30 | 30 | 30 | 30 | 30 | Y | North | FC
LAWRNC_7_SUNYVL |  |  | City of Sunnyvale Unit 1 and 2 | CISO | N | Bay Area |  | Y | Biogas | RECIPROCATING ENGINE | BIOGAS | 0.3 | 1.6 |  |  |  |  | 1 | 24 | 24 |  |  |  |  | 0 | 0 | 0.05 | 0.06 | 0.03 | 0.04 | 0.06 | 0.02 | 0.01 | 0.01 | 0 | 0 | N | North | FC
LCKHT1_2_LH1BT1 |  |  | Lockhart Solar BESS 1 | CISO | N | CAISO System |  |  | Battery Storage | OTHER | LESR | 45 | 45 | 0.8 | 180 | 180 | 1 | 1 | 24 | 4 |  | TRUE | 90 | 1 | 45 | 45 | 45 | 45 | 45 | 45 | 45 | 45 | 45 | 45 | 45 | 45 | Y | South | ID | 100% | 0043CONV-Q1617-Q1775 - Waiting for Mojave Desert RAS and Nort of Lugo C-RAS. | 1
LCKHT1_2_LH1SR1 |  |  | Lockhart Solar 1 PV | CISO | N | CAISO System |  |  | Paired_Solar_1Axis | PHOTO VOLTAIC | SUN | 85 | 85 |  |  |  |  | 1 | 24 | 24 |  |  |  |  | 0.1 | 0.1 | 0.1 | 0.4 | 2.73 | 36.14 | 57.2 | 17.25 | 33.11 | 0.15 | 0.1 | 0.1 | N | South | ID | 100% | Q1617 - First 80 MW have FCDS priority. Waiting for the Mohave RAS. | 1
LCKHT1_2_LH1SR2 |  |  | Lockhart Solar 2 | CISO | N | CAISO System |  |  | Solar_1Axis | PHOTO VOLTAIC | SUN | 75 | 75 |  |  |  |  | 1 | 24 | 24 |  |  |  |  | 0.1 | 0.1 | 0.1 | 0.36 | 2.41 | 31.89 | 50.47 | 15.22 | 29.22 | 0.13 | 0.1 | 0.1 | N | South | ID | 100% | Q1617 - Waiting for the Mohave RAS. | 1
LEBECS_2_UNITS |  |  | Pastoria Energy Facility | CISO | N | Big Creek-Ventura |  |  | CCGT | COMBINED CYCLE | NATURAL GAS | 799.47 | 0 |  |  |  |  | 1 | 24 | 24 |  |  | 635 | 1 | 799.47 | 799.47 | 795 | 785 | 775 | 775 | 775 | 775 | 775 | 785 | 799.47 | 799.47 | Y | South | FC
LECEF_1_UNITS |  |  | LOS ESTEROS ENERGY FACILITY AGGREGATE | CISO | N | Bay Area | San Jose, South Bay-Moss Landing | Y | CCGT | COMBINED CYCLE | NATURAL GAS | 309.84 | 0 |  |  |  |  | 1 | 24 | 24 |  |  | 255 | 1 | 304 | 304 | 304 | 303 | 303 | 302 | 302 | 299 | 302 | 303 | 303 | 303 | Y | North | FC
LECONT_2_LESBT1 |  |  | LeConte Energy Storage | CISO | N | San Diego-IV |  |  | Battery Storage | OTHER | LESR | 125 | 125 | 0.8 | 240 | 240 | 1 | 1 | 24 | 4 |  | TRUE | 165 | 1 | 40 | 40 | 40 | 40 | 40 | 40 | 40 | 40 | 40 | 40 | 40 | 40 | Y | South | PD | 40.4 |  |  | 40.4
LEPRFD_1_KANSAS |  |  | Kansas | CISO | N | Fresno | Herndon, Hanford | Y | Solar_Fixed | PHOTO VOLTAIC | SUN | 20 | 20 |  |  |  |  | 1 | 24 | 24 |  |  |  |  | 0.1 | 0.1 | 0.1 | 0.27 | 1.05 | 7.66 | 11.98 | 4.02 | 8.01 | 0.13 | 0.1 | 0.1 | N | North | FC
LGHTHP_6_ICEGEN |  |  | CARSON COGENERATION | CISO | N | LA Basin | Western | Y | CCGT | COMBINED CYCLE | NATURAL GAS | 48 | 54.7 |  |  |  |  | 1 | 24 | 24 |  |  | 20 | 1 | 48 | 48 | 48 | 48 | 48 | 48 | 48 | 48 | 48 | 48 | 48 | 48 | Y | South | FC
LHILLS_6_SOLAR1 |  |  | Lost Hills Solar | CISO | N | CAISO System |  | Y | Solar_1Axis | PHOTO VOLTAIC | SUN | 20 | 20 |  |  |  |  | 1 | 24 | 24 |  |  |  |  | 0.1 | 0.1 | 0.1 | 0.27 | 1.41 | 11.34 | 14.59 | 5.34 | 9.5 | 0.1 | 0.1 | 0.1 | N | North | FC
LILIAC_6_SOLAR |  |  | Mesa Crest | CISO | N | San Diego-IV | San Diego |  | Solar_1Axis | PHOTO VOLTAIC | SUN | 3 | 3 |  |  |  |  | 1 | 24 | 24 |  |  |  |  | 0.1 | 0.1 | 0.1 | 0.1 | 0.1 | 1.28 | 2.02 | 0.61 | 1.17 | 0.1 | 0.1 | 0.1 | N | South | FC
LITLRK_6_GBCSR1 |  |  | Green Beanworks C | CISO | N | Big Creek-Ventura |  |  | Solar_1Axis | PHOTO VOLTAIC | SUN | 3 | 3 |  |  |  |  | 1 | 24 | 24 |  |  |  |  | 0.1 | 0.1 | 0.1 | 0.1 | 0.1 | 1.28 | 2.02 | 0.61 | 1.17 | 0.1 | 0.1 | 0.1 | N | South | FC
LITLRK_6_SEPV01 |  |  | Gestamp Solar 1 | CISO | N | Big Creek-Ventura |  |  | Solar_1Axis | PHOTO VOLTAIC | SUN | 2 | 2 |  |  |  |  | 1 | 24 | 24 |  |  |  |  | 0 | 0 | 0 | 0 | 0 | 0 | 0 | 0 | 0 | 0 | 0 | 0 | N | South | EO
LITLRK_6_SOLAR1 |  |  | Lancaster Little Rock C | CISO | N | Big Creek-Ventura |  |  | Solar_1Axis | PHOTO VOLTAIC | SUN | 5 | 5 |  |  |  |  | 1 | 24 | 24 |  |  |  |  | 0.1 | 0.1 | 0.1 | 0.1 | 0.16 | 2.13 | 3.36 | 1.01 | 1.95 | 0.1 | 0.1 | 0.1 | N | South | FC
LITLRK_6_SOLAR2 |  |  | Palmdale 18 | CISO | N | Big Creek-Ventura |  |  | Solar_1Axis | PHOTO VOLTAIC | SUN | 2 | 2 |  |  |  |  | 1 | 24 | 24 |  |  |  |  | 0.1 | 0.1 | 0.1 | 0.1 | 0.1 | 0.85 | 1.35 | 0.41 | 0.78 | 0.1 | 0.1 | 0.1 | N | South | FC
LITLRK_6_SOLAR3 |  |  | One Ten Partners | CISO | N | Big Creek-Ventura |  |  | Solar_1Axis | PHOTO VOLTAIC | SUN | 2 | 2 |  |  |  |  | 1 | 24 | 24 |  |  |  |  | 0.1 | 0.1 | 0.1 | 0.1 | 0.1 | 0.85 | 1.35 | 0.41 | 0.78 | 0.1 | 0.1 | 0.1 | N | South | FC
LITLRK_6_SOLAR4 |  |  | Little Rock Pham Solar | CISO | N | Big Creek-Ventura |  |  | Solar_1Axis | PHOTO VOLTAIC | SUN | 3 | 3 |  |  |  |  | 1 | 24 | 24 |  |  |  |  | 0.1 | 0.1 | 0.1 | 0.1 | 0.1 | 1.28 | 2.02 | 0.61 | 1.17 | 0.1 | 0.1 | 0.1 | N | South | FC
LIVEOK_6_SOLAR |  |  | Harris | CISO | N | Sierra | Pease |  | Solar_Fixed | PHOTO VOLTAIC | SUN | 1.25 | 1.3 |  |  |  |  | 1 | 24 | 24 |  |  |  |  | 0.04 | 0.04 | 0.04 | 0.04 | 0.04 | 0.19 | 0.3 | 0.1 | 0.2 | 0.04 | 0.04 | 0.04 | N | North | PD | 40% |  | 0.4
LIVOAK_1_UNIT 1 |  |  | LIVE OAK LIMITED | CISO | N | Kern | South Kern PP, Kern Oil | Y | Peaker | COMBUSTION TURBINE | NATURAL GAS | 49.7 | 55.3 |  |  |  |  | 1 | 24 | 24 |  |  | 49.7 | 1 | 49.7 | 49.7 | 49.7 | 49.7 | 49.7 | 49.7 | 49.7 | 49.7 | 49.7 | 49.7 | 49.7 | 49.7 | Y | North | FC
LMBEPK_2_UNITA1 |  |  | Lambie Energy Center, Unit #1 | CISO | N | Bay Area | Contra Costa | Y | Peaker | COMBUSTION TURBINE | NATURAL GAS | 47.5 | 49.9 |  |  |  |  | 1 | 24 | 24 |  |  | 47.5 | 1 | 47.5 | 47.5 | 47.5 | 47.5 | 47.5 | 47.5 | 47.5 | 47.5 | 47.5 | 47.5 | 47.5 | 47.5 | Y | North | FC
LMBEPK_2_UNITA2 |  |  | Creed Energy Center, Unit #1 | CISO | N | Bay Area | Contra Costa | Y | Peaker | COMBUSTION TURBINE | NATURAL GAS | 47.6 | 49.9 |  |  |  |  | 1 | 24 | 24 |  |  | 47.6 | 1 | 47.6 | 47.6 | 47.6 | 47.6 | 47.6 | 47.6 | 47.6 | 47.6 | 47.6 | 47.6 | 47.6 | 47.6 | Y | North | FC
LMBEPK_2_UNITA3 |  |  | Goose Haven Energy Center, Unit #1 | CISO | N | Bay Area | Contra Costa | Y | Peaker | COMBUSTION TURBINE | NATURAL GAS | 47.75 | 49.9 |  |  |  |  | 1 | 24 | 24 |  |  | 47.75 | 1 | 47.75 | 47.75 | 47.75 | 47.75 | 47.75 | 47.75 | 47.75 | 47.75 | 47.75 | 47.75 | 47.75 | 47.75 | Y | North | FC
LMEC_1_PL1X3 |  |  | Los Medanos Energy Center AGGREGATE | CISO | N | Bay Area | Pittsburg | Y | CCGT | COMBINED CYCLE | NATURAL GAS | 580 | 0 |  |  |  |  | 1 | 24 | 24 |  |  | 390 | 1 | 580 | 580 | 580 | 580 | 580 | 580 | 580 | 580 | 580 | 580 | 580 | 580 | Y | North | FC
LNCSTR_6_CREST |  |  | Lanacaster Aggregate Solar Resources | CISO | N | Big Creek-Ventura |  |  | Solar_1Axis | PHOTO VOLTAIC | SUN | 5.5 | 5.7 |  |  |  |  | 1 | 24 | 24 |  |  |  |  | 0 | 0 | 0 | 0 | 0 | 0 | 0 | 0 | 0 | 0 | 0 | 0 | N | South | EO
LNCSTR_6_SOLAR2 | LNCSTR_6_SOLAR2_LESR |  | SEPV Sierra NGR | CISO | N | Big Creek-Ventura |  |  | Hybrid_BattStorage | OTHER | HYBD | 7 | 8.25 | 0.9 | 28 | 56 | 2 | 1 | 24 | 8 | 8.25 | TRUE | 12.9 | 2 | 6.8 | 6.8 | 6.8 | 6.8803 | 6.7742 | 5.3135 | 4.3514 | 6.03 | 5.2443 | 6.8899 | 6.8 | 6.8 | Y | South | PD | 6.9 | Hybrid - 8.25 MW max to grid - 3.00 MW Solar PV and 7.00 MW BESS - No ITC limitation. |  | 6.9
LNCSTR_6_SOLAR2 | LNCSTR_6_SOLAR2_SUN |  | SEPV Sierra NGR | CISO | N | Big Creek-Ventura |  |  | Hybrid_Solar_1Axis | OTHER | HYBD | 3 | 8.25 |  |  |  |  | 1 | 24 | 24 | 8.25 |  | 12.9 | 2 | 0.1 | 0.1 | 0.1 | 0.019658 | 0.12581 | 1.5865 | 2.5486 | 0.87004 | 1.6557 | 0.010132 | 0.1 | 0.1 | Y | South | PD | 6.9 | Hybrid - 8.25 MW max to grid - 3.00 MW Solar PV and 7.00 MW BESS - No ITC limitation. |  | 6.9
LOCKFD_1_BEARCK |  |  | Bear Creek Solar | CISO | N | Stockton | Tesla-Bellota |  | Solar_Fixed | PHOTO VOLTAIC | SUN | 1.5 | 2.5 |  |  |  |  | 1 | 24 | 24 |  |  |  |  | 0.1 | 0.1 | 0.1 | 0.1 | 0.1 | 0.57 | 0.9 | 0.3 | 0.6 | 0.1 | 0.1 | 0.1 | N | North | FC
LOCKFD_1_KSOLAR |  |  | Kettleman Solar | CISO | N | Stockton | Tesla-Bellota | Y | Solar_Fixed | PHOTO VOLTAIC | SUN | 1 | 1 |  |  |  |  | 1 | 24 | 24 |  |  |  |  | 0.1 | 0.1 | 0.1 | 0.1 | 0.1 | 0.38 | 0.6 | 0.2 | 0.4 | 0.1 | 0.1 | 0.1 | N | North | FC
LODI25_2_UNIT 1 |  |  | LODI GAS TURBINE | CISO | N | Stockton | Lockeford |  | Peaker | FTUR | NATURAL GAS | 25 | 25.4 |  |  |  |  | 1 | 24 | 24 |  |  | 23.8 | 1 | 23.8 | 23.8 | 23.8 | 23.8 | 23.8 | 23.8 | 23.8 | 23.8 | 23.8 | 23.8 | 23.8 | 23.8 | Y | North | FC
LODIEC_2_PL1X2 |  |  | Lodi Energy Center | CISO | N | Sierra | South of Rio Oso, South of Palermo | Y | CCGT | COMBINED CYCLE | NATURAL GAS | 302.58 | 0 |  |  |  |  | 1 | 24 | 24 |  |  | 202.58 | 1 | 302.58 | 302.58 | 302.58 | 302.58 | 302.58 | 302.58 | 302.58 | 302.58 | 302.58 | 302.58 | 302.58 | 302.58 | Y | North | FC
LOTUS_6_LSFSR1 |  |  | Lotus Solar Farm | CISO | N | Fresno | Borden |  | Solar_1Axis | PHOTO VOLTAIC | SUN | 50 | 50 |  |  |  |  | 1 | 24 | 24 |  |  |  |  | 0.1 | 0.1 | 0.1 | 0.68 | 3.51 | 28.35 | 36.48 | 13.36 | 23.76 | 0.19 | 0.1 | 0.1 | N | North | FC
LOWGAP_1_SUPHR |  |  | Mill & Sulphur Creek Hydro | CISO | N | CAISO System |  |  | Hydro | HYDRO | WATER | 0.99 | 1 |  |  |  |  | 1 | 24 | 24 |  |  |  |  | 0.43 | 0.3 | 0.15 | 0.27 | 0.08 | 0 | 0 | 0 | 0 | 0.05 | 0.04 | 0.15 | N | North | FC
LOWGAP_7_QFUNTS |  |  | Matthews Dam Hydro | CISO | N | CAISO System |  |  | Hydro | HYDRO | WATER | 1.35 | 3.5 |  |  |  |  | 1 | 24 | 24 |  |  |  |  | 0.92 | 0.95 | 0.8 | 0.65 | 0.43 | 0.2 | 0.13 | 0.11 | 0.19 | 0.23 | 0.48 | 0.6 | N | North | FC
LTBEAR_1_LB3SR3 |  |  | Little Bear 3 Solar | CISO | N | Fresno | Panoche 115 kV, Wilson 115 kV | Y | Solar_1Axis | PHOTO VOLTAIC | SUN | 20 | 20 |  |  |  |  | 1 | 24 | 24 |  |  |  |  | 0.1 | 0.1 | 0.1 | 0.27 | 1.41 | 11.34 | 14.59 | 5.34 | 9.5 | 0.1 | 0.1 | 0.1 | N | North | FC
LTBEAR_1_LB4SR4 |  |  | Little Bear 4 | CISO | N | Fresno | Panoche 115 kV, Wilson 115 kV | Y | Solar_1Axis | PHOTO VOLTAIC | SUN | 50 | 50 |  |  |  |  | 1 | 24 | 24 |  |  |  |  | 0.1 | 0.1 | 0.1 | 0.68 | 3.51 | 28.35 | 36.48 | 13.36 | 23.76 | 0.19 | 0.1 | 0.1 | N | North | FC
LTBEAR_1_LB4SR5 |  |  | Little Bear 4 Solar 5 | CISO | N | Fresno | Panoche 115 kV, Wilson 115 kV | Y | Solar_1Axis | PHOTO VOLTAIC | SUN | 50 | 50 |  |  |  |  | 1 | 24 | 24 |  |  |  |  | 0.1 | 0.1 | 0.1 | 0.68 | 3.51 | 28.35 | 36.48 | 13.36 | 23.76 | 0.19 | 0.1 | 0.1 | N | North | FC
LTBERA_1_LB1SR1 |  |  | Little Bear Solar 1 | CISO | N | Fresno | Panoche 115 kV, Wilson 115 kV | Y | Solar_1Axis | PHOTO VOLTAIC | SUN | 40 | 40 |  |  |  |  | 1 | 24 | 24 |  |  |  |  | 0.1 | 0.1 | 0.1 | 0.54 | 2.81 | 22.68 | 29.19 | 10.69 | 19.01 | 0.15 | 0.1 | 0.1 | N | North | FC
MAGNLA_6_ANAHEIM |  |  | Magnolia Power Plant Anaheim | LADWP | Y | Import |  |  | CCGT | COMBINED CYCLE | NATURAL GAS | 115 | 0 |  |  |  |  | 1 | 24 | 24 |  |  | 109 | 1 | 109 | 109 | 109 | 109 | 109 | 109 | 109 | 109 | 109 | 109 | 109 | 109 |  | South | IAR
MAGNLA_6_CERRITOS |  |  | Magnolia Power Plant Cerritos | LADWP | Y | Import |  |  | CCGT | COMBINED CYCLE | NATURAL GAS | 12 | 0 |  |  |  |  | 1 | 24 | 24 |  |  |  |  | 12 | 12 | 12 | 12 | 12 | 12 | 12 | 12 | 12 | 12 | 12 | 12 |  | South | IAR
MAGNLA_6_COLTON |  |  | Magnolia Power Project | LADWP | Y | Import |  |  | CCGT | COMBINED CYCLE | NATURAL GAS | 12 | 0 |  |  |  |  | 1 | 24 | 24 |  |  |  |  | 12 | 12 | 12 | 12 | 12 | 12 | 12 | 12 | 12 | 12 | 12 | 12 |  | South | IAR
MAGNLA_6_PASADENA |  |  | Magnolia Power Plant - PASADENA | LADWP | Y | Import |  |  | CCGT | COMBINED CYCLE | NATURAL GAS | 18 | 0 |  |  |  |  | 1 | 24 | 24 |  |  |  |  | 18 | 18 | 18 | 18 | 18 | 18 | 18 | 18 | 18 | 18 | 18 | 18 |  | South | IAR
MAGUND_1_BKISR1 |  |  | Bakersfield Industrial 1 | CISO | N | Kern | South Kern PP, Kern Oil | Y | Solar_1Axis | PHOTO VOLTAIC | SUN | 1 | 1 |  |  |  |  | 1 | 24 | 24 |  |  |  |  | 0.1 | 0.1 | 0.1 | 0.1 | 0.1 | 0.57 | 0.73 | 0.27 | 0.48 | 0.1 | 0.1 | 0.1 | N | North | FC
MAGUND_1_BKSSR2 |  |  | Bakersfield Solar 1 | CISO | N | Kern | South Kern PP, Kern Oil | Y | Solar_1Axis | PHOTO VOLTAIC | SUN | 5.25 | 5.3 |  |  |  |  | 1 | 24 | 24 |  |  |  |  | 0.1 | 0.1 | 0.1 | 0.1 | 0.37 | 2.98 | 3.83 | 1.4 | 2.49 | 0.1 | 0.1 | 0.1 | N | North | FC
MALAGA_1_AUCTG1 |  | MALAGA_1_AUCTG2 | Acid Unit 1 | CISO | N | Fresno |  |  | Peaker | COMBUSTION TURBINE | NATURAL GAS | 55.3 | 55.3 |  |  |  |  | 1 | 24 | 24 | 97 |  | 48.43 | 1 | 48.43 | 48.43 | 48.43 | 48.43 | 48.43 | 48.43 | 48.43 | 48.43 | 48.43 | 48.43 | 48.43 | 48.43 | Y | North | FC |  | Co-located with Acid Unit 2 - MALAGA_1_AUCTG2 - Max to POI 97.0 MW.
MALAGA_1_AUCTG2 |  | MALAGA_1_AUCTG1 | Acid Unit 2 | CISO | N | Fresno |  |  | Peaker | COMBUSTION TURBINE | NATURAL GAS | 55.3 | 55.3 |  |  |  |  | 1 | 24 | 24 | 97 |  | 48.18 | 1 | 48.18 | 48.18 | 48.18 | 48.18 | 48.18 | 48.18 | 48.18 | 48.18 | 48.18 | 48.18 | 48.18 | 48.18 | Y | North | FC |  | Co-located with Acid Unit 1 - MALAGA_1_AUCTG1 - Max to POI 97.0 MW.
MALCHQ_7_UNIT 1 |  |  | MALACHA HYDRO L.P. | CISO | N | CAISO System |  |  | Hydro | HYDRO | WATER | 32.5 | 32.5 |  |  |  |  | 1 | 24 | 24 |  |  |  |  | 14.77 | 9.44 | 7.95 | 9.97 | 8.92 | 3.04 | 1.46 | 0.59 | 0 | 0.26 | 1.05 | 2.3 | N | North | FC
MALIN_5_BPADYN |  |  | MALIN_5_BPADYN | BPAT | Y | Import |  |  | Hydro |  | WATER | 700 | 0 |  |  |  |  | 1 | 24 | 24 |  |  |  |  | 700 | 700 | 700 | 700 | 700 | 700 | 700 | 700 | 700 | 700 | 700 | 700 |  | North | IAR
MALIN_5_GCPDDYN |  |  | Grant County Hydro Facilities | BPAT | Y | Import |  |  | Hydro | HYDRO | WATER | 125 | 0 |  |  |  |  | 1 | 24 | 24 |  |  |  |  | 125 | 125 | 125 | 125 | 125 | 125 | 125 | 125 | 125 | 125 | 125 | 125 |  | North | IAR
MALIN_5_HERMDYN |  |  | MALIN_5_HERMDYN | BPAT | Y | Import |  |  | CCGT | COMBINED CYCLE | NATURAL GAS | 308 | 0 |  |  |  |  | 1 | 24 | 24 |  |  |  |  | 308 | 308 | 308 | 308 | 308 | 308 | 308 | 308 | 308 | 308 | 308 | 308 |  | North | IAR
MALIN_5_IBERDR |  |  | Iberdrola Centroid Sytem Resource | BPAT | Y | Import |  |  | Wind | WIND | WIND | 100 | 0 |  |  |  |  | 1 | 24 | 24 |  |  |  |  | 10 | 22.5 | 17 | 44.71 | 35 | 36 | 9 | 12 | 13.5 | 10 | 9 | 9 |  | North | IAR
MALIN_5_INHRED |  |  | CSF Columbia Gorge | BPAT | Y | Import |  |  | Wind | WIND | WIND | 50 | 0 |  |  |  |  | 1 | 24 | 24 |  |  |  |  | 5 | 11.25 | 8.5 | 22.36 | 17.5 | 18 | 4.5 | 6 | 6.75 | 5 | 4.5 | 4.5 |  | North | IAR
MALIN_5_INHRPG |  |  | BIGLOW CANYON | BPAT | Y | Import |  |  | Wind | WIND | WIND | 50 | 0 |  |  |  |  | 1 | 24 | 24 |  |  |  |  | 5 | 11.25 | 8.5 | 22.36 | 17.5 | 18 | 4.5 | 6 | 6.75 | 5 | 4.5 | 4.5 |  | North | IAR
MANTEC_1_ML1SR1 |  |  | Manteca Land 1 | CISO | N | Stockton | Tesla-Bellota | Y | Solar_1Axis | PHOTO VOLTAIC | SUN | 1 | 1 |  |  |  |  | 1 | 24 | 24 |  |  |  |  | 0 | 0 | 0 | 0 | 0 | 0 | 0 | 0 | 0 | 0 | 0 | 0 | N | North | EO
MANZNA_2_CAMSR1 |  |  | Camino Solar | CISO | N | CAISO System |  |  |  | PHOTO VOLTAIC | SUN | 44 | 44 |  |  |  |  | 1 | 24 | 24 | [8 empty] | 1.42 | 18.71 | 29.61 | 8.93 | 17.14 | 0.1 | 0.1 | 0.1 | N | South | ID | 100% | Q1419 - 44 MW solar FC part of 44.88 MW solar and 13.4 MW battery - Max to POI 54.28 FC. Waiting for Whirldwind CRAS and Techachapi CRAS. | 1
MANZNA_2_WIND |  |  | Manzana Wind | CISO | N | CAISO System |  |  | Wind | WIND | WIND | 189 | 0 |  |  |  |  | 1 | 24 | 24 |  |  |  |  | 15.88 | 38.33 | 42.93 | 69.15 | 77.97 | 71.02 | 70.76 | 65.35 | 40.13 | 21.49 | 12.48 | 12.22 | N | South | FC
MARCPW_6_SOLAR1 |  |  | Maricopa West Solar PV | CISO | N | CAISO System |  | Y | Solar_1Axis | PHOTO VOLTAIC | SUN | 20 | 20 |  |  |  |  | 1 | 24 | 24 |  |  |  |  | 0.1 | 0.1 | 0.1 | 0.27 | 1.41 | 11.34 | 14.59 | 5.34 | 9.5 | 0.1 | 0.1 | 0.1 | N | North | FC
MARTIN_1_SUNSET |  |  | Sunset Reservoir - North Basin | CISO | N | Bay Area |  |  | Solar_Fixed | PHOTO VOLTAIC | SUN | 4.5 | 4.5 |  |  |  |  | 1 | 24 | 24 |  |  |  |  | 0.1 | 0.1 | 0.1 | 0.1 | 0.24 | 1.72 | 2.7 | 0.9 | 1.8 | 0.1 | 0.1 | 0.1 | N | North | FC
MARVEL_2_MARBT3 |  |  | Marvel 2 | CISO | N | LA Basin | Eastern, Valley-Devers |  | Battery Storage | OTHER | LESR | 74.94 | 75 | 0.83 | 299.76 | 815.7403 | 2.7213 | 1 | 24 | 10.8852 |  | TRUE | 149.88 | 1 | 74.94 | 74.94 | 74.94 | 74.94 | 74.94 | 74.94 | 74.94 | 74.94 | 74.94 | 74.94 | 74.94 | 74.94 | Y | South | FC
MARVEL_2_MARBX2 |  |  | Marvel | CISO | N | LA Basin | Eastern, Valley-Devers |  | Battery Storage | OTHER | LESR | 325 | 325 | 0.83 | 1300 | 3537.7049 | 2.7213 | 1 | 24 | 10.8852 |  | TRUE | 650 | 1 | 325 | 325 | 325 | 325 | 325 | 325 | 325 | 325 | 325 | 325 | 325 | 325 | Y | South | FC
MCARTH_6_FRIVRB |  |  | Fall River Mills Project B | CISO | N | CAISO System |  |  | Solar_Fixed | PHOTO VOLTAIC | SUN | 1.5 | 1.5 |  |  |  |  | 1 | 24 | 24 |  |  |  |  | 0.1 | 0.1 | 0.1 | 0.1 | 0.1 | 0.57 | 0.9 | 0.3 | 0.6 | 0.1 | 0.1 | 0.1 | N | North | FC
MCCALL_1_QF |  |  | Fish Water | CISO | N | Fresno | Herndon |  | Hydro | HYDRO | WATER | 0.52 | 2.5 |  |  |  |  | 1 | 24 | 24 |  |  |  |  | 0.33 | 0.3 | 0.27 | 0.23 | 0.21 | 0.28 | 0.31 | 0.29 | 0.26 | 0.35 | 0.31 | 0.25 | N | North | FC
MCFLND_5_MBSBX2 | MCFLND_5_MBSBX2_SUN |  | McFarland Solar B Hybrid | CISO | N | CAISO System |  |  | Hybrid_Solar_1Axis | OTHER | HYBD | 300 | 0 |  |  |  |  | 1 | 24 | 24 | 300 |  | 300 | 2 | 0 | 0 | 0 | 0 | 0 | 0 | 0 | 0 | 0 | 0 | 0 | 0 | Y | South | EO |  | Hybrid - 150 MW 4h battery FCDS with 300 MW solar EO part of 500 MW solar EO and 435 MW battery FC, Group name MCFLND_1171 - Max to grid 500 MW.
MCFLND_5_MBSBX2 | MCFLND_5_MBSBX2_LESR |  | McFarland Solar B Hybrid | CISO | N | CAISO System |  |  | Hybrid_BattStorage | OTHER | HYBD | 150 | 0 | 0.8 | 600 | 600 | 1 | 1 | 24 | 4 | 300 | FALSE | 300 | 2 | 150 | 150 | 150 | 150 | 150 | 150 | 150 | 150 | 150 | 150 | 150 | 150 | Y | South | FC |  | Hybrid - 150 MW 4h battery FCDS with 300 MW solar EO part of 500 MW solar EO and 435 MW battery FC, Group name MCFLND_1171 - Max to grid 500 MW.
MCFLND_5_MFSBT1 |  | MCFLND_5_MSCBT1, MCFLND_5_MFSSR1 | McFarland Solar A BESS | CISO | N | CAISO System |  |  | Paired_BattStorage | OTHER | LESR | 100 | 100 | 0.8 | 400 | 400 | 1 | 1 | 24 | 4 | 350 | FALSE | 200 | 2 | 100 | 100 | 100 | 100 | 100 | 100 | 100 | 100 | 100 | 100 | 100 | 100 | Y | South | FC |  | 100 MW battery FC - Group name: MCFLND_1171 - Max to grid 500 MW. Co-located with MCFLND_5_MFSSR1.
MCFLND_5_MFSSR1 |  | MCFLND_5_MSCBT1,MCFLND_5_MFSBT1 | McFarland Solar A PV | CISO | N | CAISO System |  |  | Paired_Solar_1Axis | PHOTO VOLTAIC | SUN | 200 | 200 |  |  |  |  | 1 | 24 | 24 | 350 |  |  |  | 0 | 0 | 0 | 0 | 0 | 0 | 0 | 0 | 0 | 0 | 0 | 0 | N | South | EO |  | 200 MW solar EO - Group name: MCFLND_1171 - Max to grid 500 MW. Co-located with MCFLND_5_MFSBT1. May use deliverability from Mc Fanrland C - current COD Feb 2025.
MCFLND_5_MSCBT1 |  | MCFLND_5_MFSBT1, MCFLND_5_MFSSR1 | McFarland Solar C | CISO | N | CAISO System |  |  | Paired_BattStorage | OTHER | LESR | 185 | 185 | 0.8 | 740 | 740 | 1 | 1 | 24 | 4 | 350 | FALSE | 370 | 2 | JUN: 185; JUL: 185; AUG: 185; SEP: 185; OCT: 185; NOV: 185; DEC: 185 | Y | South | FC |  | Group name MCFLND_1171 - Max to grid 500 MW.
MCSWAN_6_UNITS |  |  | MC SWAIN HYDRO | CISO | N | Fresno | Panoche 115 kV, Wilson 115 kV |  | Hydro | HYDRO | WATER | 9 | 10 |  |  |  |  | 1 | 24 | 24 |  |  | 9 | 1 | 9 | 9 | 9 | 9 | 9 | 9 | 9 | 9 | 9 | 9 | 9 | 9 | Y | North | FC
MDFKRL_2_PROJCT |  |  | MIDDLE FORK AND RALSTON PSP | CISO | N | Sierra | South of Rio Oso, South of Palermo |  | Hydro | HYDRO | WATER | 210 | 0 |  |  |  |  | 1 | 24 | 24 |  |  | 210 | 1 | 210 | 210 | 210 | 210 | 210 | 210 | 210 | 210 | 210 | 210 | 210 | 210 | Y | North | FC
MELRSE_6_MELBT1 |  |  | Melrose BESS 1 | CISO | N | San Diego-IV |  |  | Battery Storage | OTHER | LESR | 10 | 10 | 0.8 | 40 | 40 | 1 | 1 | 24 | 4 |  | TRUE | 20 | 1 | 10 | 10 | 10 | 10 | 10 | 10 | 10 | 10 | 10 | 10 | 10 | 10 | Y | South | FC
MELRSE_6_MELBT2 |  |  | Melrose BESS 2 | CISO | N | San Diego-IV |  |  | Battery Storage | OTHER | LESR | 10 | 10 | 0.8 | 40 | 40 | 1 | 1 | 24 | 4 |  | TRUE | 20 | 1 | 10 | 10 | 10 | 10 | 10 | 10 | 10 | 10 | 10 | 10 | 10 | 10 | Y | South | FC
MENBIO_6_RENEW1 |  |  | CalRENEW - 1(A) | CISO | N | Fresno | Herndon, Panoche 115 kV, Wilson 115 kV | Y | Solar_Fixed | PHOTO VOLTAIC | SUN | 5 | 5 |  |  |  |  | 1 | 24 | 24 |  |  |  |  | 0.1 | 0.1 | 0.1 | 0.1 | 0.26 | 1.92 | 3 | 1 | 2 | 0.1 | 0.1 | 0.1 | N | North | FC
MERCED_1_SOLAR1 |  |  | Mission Solar | CISO | N | Fresno |  | Y | Solar_1Axis | PHOTO VOLTAIC | SUN | 1.5 | 1.5 |  |  |  |  | 1 | 24 | 24 |  |  |  |  | 0 | 0 | 0 | 0 | 0 | 0 | 0 | 0 | 0 | 0 | 0 | 0 | N | North | EO
MERCED_1_SOLAR2 |  |  | Merced Solar | CISO | N | Fresno |  | Y | Solar_1Axis | PHOTO VOLTAIC | SUN | 1.5 | 1.5 |  |  |  |  | 1 | 24 | 24 |  |  |  |  | 0 | 0 | 0 | 0 | 0 | 0 | 0 | 0 | 0 | 0 | 0 | 0 | N | North | EO
MERCFL_6_UNIT |  |  | Merced Falls Powerhouse | CISO | N | Fresno | Panoche 115 kV, Wilson 115 kV | Y | Hydro | HYDRO | WATER | 3.5 | 3.5 |  |  |  |  | 1 | 24 | 24 |  |  | 3.5 | 1 | 3.5 | 3.5 | 3.5 | 3.5 | 3.5 | 3.5 | 3.5 | 3.5 | 3.5 | 3.5 | 3.5 | 3.5 | Y | North | FC
MESAP_1_QF |  |  | SMALL QF AGGREGATION - SAN LUIS OBISPO | CISO | N | CAISO System |  |  | CHP | OTHER | OTHER | 1 | 1 |  |  |  |  | 1 | 24 | 24 |  |  |  |  | 0 | 0 | 0 | 0 | 0 | 0 | 0 | 0 | 0 | 0 | 0 | 0 | N | North | FC
METEC_2_PL1X3 |  |  | Metcalf Energy Center | CISO | N | Bay Area | South Bay-Moss Landing |  | CCGT | COMBINED CYCLE | NATURAL GAS | 597.05 | 0 |  |  |  |  | 1 | 24 | 24 |  |  | 417.05 | 1 | 597.05 | 597.05 | 597.05 | 597.05 | 597.05 | 597.05 | 597.05 | 597.05 | 597.05 | 597.05 | 597.05 | 597.05 | Y | North | FC
MIDWD_2_WIND2 |  |  | Coram Energy | CISO | N | CAISO System |  |  | Wind | WIND | WIND | 3 | 3 |  |  |  |  | 1 | 24 | 24 |  |  |  |  | 0.25 | 0.61 | 0.68 | 1.1 | 1.24 | 1.13 | 1.12 | 1.04 | 0.64 | 0.34 | 0.2 | 0.19 | N | South | FC
MIDWD_7_CORAMB |  |  | CELLC 7.5 MW Tehachapi Project | CISO | N | CAISO System |  |  | Wind | WIND | WIND | 7.5 | 7.5 |  |  |  |  | 1 | 24 | 24 |  |  |  |  | 0.63 | 1.52 | 1.7 | 2.74 | 3.09 | 2.82 | 2.81 | 2.59 | 1.59 | 0.85 | 0.5 | 0.49 | N | South | FC
MIDWY3_2_MDSSR1 |  |  | Midway South Solar Farm | IID | Y | Import |  | Y | Solar_Fixed | PHOTO VOLTAIC | SUN | 20 | 20 |  |  |  |  | 1 | 24 | 24 |  |  |  |  | 0.1 | 0.1 | 0.1 | 0.06 | 0.3 | 5.06 | 9.93 | 2.45 | 5.35 | 0.1 | 0.1 | 0.1 |  | South | IAR
MIDWYS_2_MIDSL1 |  |  | Midway Solar Farm | IID | Y | Import |  | Y | Solar_Fixed | PHOTO VOLTAIC | SUN | 49.9 | 50 |  |  |  |  | 1 | 24 | 24 |  |  |  |  | 0.1 | 0.1 | 0.1 | 0.15 | 0.76 | 12.63 | 24.78 | 6.12 | 13.35 | 0.1 | 0.1 | 0.1 |  | South | IAR
MILFRD_7_PASADENA |  |  | Milford I | LADWP | Y | Import |  |  | Wind | WIND | WIND | 5 | 0 |  |  |  |  | 1 | 24 | 24 |  |  |  |  | 0.42 | 1.01 | 1.14 | 1.83 | 2.06 | 1.88 | 1.87 | 1.73 | 1.06 | 0.57 | 0.33 | 0.32 |  | South | IAR
MIRLOM_2_CORONA |  |  | MWD Corona Hydroelectric Recovery Plant | CISO | N | LA Basin | Eastern |  | Hydro | HYDRO | WATER | 2.85 | 2.8 |  |  |  |  | 1 | 24 | 24 |  |  |  |  | 1.5 | 0.89 | 0.64 | 0.88 | 1.42 | 0.88 | 0 | 0 | 0.12 | 0.6 | 0.66 | 1.11 | N | South | FC
MIRLOM_2_CREST |  |  | Temescal Canyon RV | CISO | N | LA Basin | Eastern |  | Solar_Fixed | PHOTO VOLTAIC | SUN | 1.5 | 1.5 |  |  |  |  | 1 | 24 | 24 |  |  |  |  | 0 | 0 | 0 | 0 | 0 | 0 | 0 | 0 | 0 | 0 | 0 | 0 | N | South | EO
MIRLOM_2_LNDFL |  |  | Milliken Landfill Solar | CISO | N | LA Basin | Eastern | Y | Solar_1Axis | PHOTO VOLTAIC | SUN | 3 | 3 |  |  |  |  | 1 | 24 | 24 |  |  |  |  | 0.1 | 0.1 | 0.1 | 0.1 | 0.1 | 1.28 | 2.02 | 0.61 | 1.17 | 0.1 | 0.1 | 0.1 | N | South | FC
MIRLOM_2_MLBBTA |  |  | Mira Loma BESS A | CISO | N | LA Basin | Eastern | Y | Battery Storage | OTHER | LESR | 10 | 10 | 0.87 | 40 | 111.6578 | 2.7914 | 1 | 24 | 11.1658 |  | TRUE | 20 | 1 | 10 | 10 | 10 | 10 | 10 | 10 | 10 | 10 | 10 | 10 | 10 | 10 | Y | South | FC
MIRLOM_2_MLBBTB |  |  | Mira Loma BESS B | CISO | N | LA Basin | Eastern | Y | Battery Storage | OTHER | LESR | 10 | 10 | 0.87 | 40 | 111.6578 | 2.7914 | 1 | 24 | 11.1658 |  | TRUE | 20 | 1 | 10 | 10 | 10 | 10 | 10 | 10 | 10 | 10 | 10 | 10 | 10 | 10 | Y | South | FC
MIRLOM_2_TEMESC |  |  | MWD Temescal Hydroelectric Recovery Plan | CISO | N | LA Basin | Eastern | Y | Hydro | HYDRO | WATER | 2.85 | 2.8 |  |  |  |  | 1 | 24 | 24 |  |  |  |  | 2 | 1.04 | 1.07 | 1.65 | 1.71 | 1.01 | 0 | 0 | 1.07 | 0.74 | 0.71 | 1.26 | N | South | FC
MIRLOM_6_PEAKER |  |  | Mira Loma Peaker | CISO | N | LA Basin | Eastern | Y | Peaker | COMBUSTION TURBINE | NATURAL GAS | 47.18 | 59 |  |  |  |  | 1 | 24 | 8.9669 |  |  | 47.18 | 1 | 47.18 | 47.18 | 47.18 | 47.18 | 47.18 | 47.18 | 47.18 | 47.18 | 47.18 | 47.18 | 47.18 | 47.18 | Y | South | FC
MIRLOM_7_MWDLKM |  |  | Lake Mathews Hydroelectric Recovery Plan | CISO | N | LA Basin | Eastern |  | Hydro | HYDRO | WATER | 5 | 5 |  |  |  |  | 1 | 24 | 24 |  |  | 0 | 1 | 3 | 3.4 | 3.2 | 2.4 | 3 | 3.8 | 4 | 3.9 | 3.5 | 3.4 | 3.04 | 2.8 | Y | South | FC
MISSIX_1_QF |  |  | SMALL QF AGGREGATION - SAB FRABCUSCI | CISO | N | Bay Area | Ames |  | CHP | FTUR | NATURAL GAS | 1 | 15 |  |  |  |  | 1 | 24 | 24 |  |  |  |  | 0.01 | 0.01 | 0.01 | 0.01 | 0.01 | 0.01 | 0.01 | 0.01 | 0.01 | 0.01 | 0.01 | 0.01 | N | North | FC
MKTRCK_1_UNIT 1 |  |  | MCKITTRICK LIMITED | CISO | N | CAISO System |  | Y | Peaker | COMBUSTION TURBINE | NATURAL GAS | 47.72 | 57.9 |  |  |  |  | 1 | 24 | 24 |  |  | 47.72 | 1 | 47.72 | 47.72 | 47.72 | 47.72 | 47.72 | 47.72 | 47.72 | 47.72 | 47.72 | 47.72 | 47.72 | 47.72 | Y | North | FC
MLPTAS_7_QFUNTS |  |  | MLPTAS_7_QFUNTS | CISO | N | Bay Area | San Jose, South Bay-Moss Landing |  | CHP | OTHER | OTHER | 1 | 2 |  |  |  |  | 1 | 24 | 24 |  |  |  |  | 0 | 0 | 0 | 0 | 0 | 0 | 0 | 0 | 0 | 0 | 0 | 0 | N | North | FC
MNDALY_6_MCGRTH |  |  | McGrath Beach Peaker | CISO | N | Big Creek-Ventura | S.Clara, Moorpark | Y | Peaker | COMBUSTION TURBINE | NATURAL GAS | 48.56 | 59 |  |  |  |  | 1 | 24 | 24 |  |  | 48.56 | 1 | 48.56 | 48.56 | 48.56 | 48.56 | 48.56 | 48.56 | 48.56 | 48.56 | 48.56 | 48.56 | 48.56 | 48.56 | Y | South | FC
MNDOTA_1_SOLAR1 |  |  | North Star Solar 1 | CISO | N | Fresno | Panoche 115 kV, Wilson 115 kV | Y | Solar_1Axis | PHOTO VOLTAIC | SUN | 60 | 60 |  |  |  |  | 1 | 24 | 24 |  |  |  |  | 0.1 | 0.1 | 0.1 | 0.82 | 4.22 | 34.02 | 43.78 | 16.03 | 28.51 | 0.23 | 0.1 | 0.1 | N | North | FC
MNDOTA_1_SOLAR2 |  |  | Citizen Solar B | CISO | N | Fresno |  | Y | Solar_1Axis | PHOTO VOLTAIC | SUN | 5 | 5 |  |  |  |  | 1 | 24 | 24 |  |  |  |  | 0 | 0 | 0 | 0 | 0 | 0 | 0 | 0 | 0 | 0 | 0 | 0 | N | North | EO
MOJAVE_1_SIPHON |  |  | MOJAVE SIPHON POWER PLANT | CISO | N | LA Basin | Eastern | Y | Hydro | HYDRO | WATER | 14.36 | 34.5 |  |  |  |  | 1 | 24 | 24 |  |  | 10.22 | 1 | 2.03 | 1.86 | 2.67 | 8.22 | 9.01 | 12.7 | 12.99 | 13.95 | 14.36 | 11.69 | 12.77 | 14.15 | Y | South | FC
MOJAVW_2_SOLAR |  |  | Mojave West | CISO | N | CAISO System |  |  | Solar_1Axis | PHOTO VOLTAIC | SUN | 20 | 20 |  |  |  |  | 1 | 24 | 24 |  |  |  |  | 0.1 | 0.1 | 0.1 | 0.1 | 0.64 | 8.5 | 13.46 | 4.06 | 7.79 | 0.1 | 0.1 | 0.1 | N | South | FC
MONTPH_7_UNITS |  |  | MONTICELLO HYDRO AGGREGATE | CISO | N | NCNB | Fulton |  | Hydro | HYDRO | WATER | 12.5 | 0 |  |  |  |  | 1 | 24 | 24 |  |  |  |  | 0.23 | 0.36 | 1.23 | 2.9 | 4.48 | 6.95 | 8.01 | 6.9 | 5.23 | 3.09 | 0.67 | 0.72 | N | North | FC
MOORPK_2_ACOBT1 |  |  | Acorn I BESS | CISO | N | Big Creek-Ventura | Moorpark |  | Battery Storage | OTHER | LESR | 1.95 | 2 | 0.8 | 7.8 | 7.8 | 1 | 1 | 24 | 2 |  | TRUE | 3 | 3 | [12 empty] | Y | South | FC | bar: JAN to DEC
MOORPK_2_CALABS |  |  | Calabasas Gas-to-Energy Facility | CISO | N | Big Creek-Ventura | Moorpark |  | Biogas | COMBUSTION TURBINE | BIOGAS | 6.96 | 13.8 |  |  |  |  | 1 | 24 | 24 |  |  |  |  | 4.26 | 4.18 | 3.69 | 3.87 | 4.24 | 4.16 | 4.04 | 3.77 | 3.75 | 4.11 | 4.09 | 4.22 | N | South | FC
MOORPK_6_QF |  |  | MOORPARK QFS | CISO | N | Big Creek-Ventura | Moorpark |  | CHP | OTHER | OTHER | 0.8 | 35.8 |  |  |  |  | 1 | 24 | 24 |  |  |  |  | 0 | 0.06 | 0.01 | 0 | 0 | 0.01 | 0.04 | 0.28 | 0.4 | 0.4 | 0.4 | 0.39 | N | South | FC
MORWD_6_QF |  |  | Morwind | CISO | N | CAISO System |  | Y | Wind | WIND | WIND | 38.16 | 56 |  |  |  |  | 1 | 24 | 24 |  |  |  |  | 3.21 | 7.74 | 8.67 | 13.96 | 15.74 | 14.34 | 14.29 | 13.2 | 8.1 | 4.34 | 2.52 | 2.47 | N | South | FC
MOSSLD_2_PSP1 |  |  | MOSS LANDING POWER BLOCK 1 | CISO | N | Bay Area | South Bay-Moss Landing |  | CCGT | COMBINED CYCLE | NATURAL GAS | 510 | 0 |  |  |  |  | 1 | 24 | 24 |  |  | 368.98 | 1 | 510 | 510 | 510 | 510 | 510 | 510 | 510 | 510 | 510 | 510 | 510 | 510 | Y | North | FC
MOSSLD_2_PSP2 |  |  | MOSS LANDING POWER BLOCK 2 | CISO | N | Bay Area | South Bay-Moss Landing |  | CCGT | COMBINED CYCLE | NATURAL GAS | 510 | 0 |  |  |  |  | 1 | 24 | 24 |  |  | 370 | 1 | 510 | 510 | 510 | 510 | 510 | 510 | 510 | 510 | 510 | 510 | 510 | 510 | Y | North | FC
MRCHNT_2_PL1X3 |  |  | Desert Star Energy Center | CISO | N | CAISO System |  |  | CCGT | COMBINED CYCLE | NATURAL GAS | 494.58 | 0 |  |  |  |  | 1 | 24 | 24 |  |  | 239.25 | 1 | 419.25 | 419.25 | 419.25 | 419.25 | 419.25 | 419.25 | 419.25 | 419.25 | 419.25 | 419.25 | 419.25 | 419.25 | Y | South | PD | 419.25 |  |  | 419.25
MRGT_6_MEF2 |  |  | Miramar Energy Facility II | CISO | N | San Diego-IV | San Diego |  | Peaker | COMBUSTION TURBINE | NATURAL GAS | 44 | 67.5 |  |  |  |  | 1 | 24 | 24 |  |  | 44 | 1 | 44 | 44 | 44 | 44 | 44 | 44 | 44 | 44 | 44 | 44 | 44 | 44 | Y | South | FC
MRGT_6_MMAREF |  |  | Miramar Energy Facility | CISO | N | San Diego-IV | San Diego |  | Peaker | COMBUSTION TURBINE | NATURAL GAS | 45 | 68 |  |  |  |  | 1 | 24 | 24 |  |  | 45 | 1 | 45 | 45 | 45 | 45 | 45 | 45 | 45 | 45 | 45 | 45 | 45 | 45 | Y | South | FC
MRGT_6_TGEBT1 |  |  | Top Gun Energy Storage | CISO | N | San Diego-IV | San Diego |  | Battery Storage | OTHER | LESR | 30 | 30 | 0.8 | 120 | 120 | 1 | 1 | 24 | 4 |  | TRUE | 60 | 1 | 30 | 30 | 30 | 30 | 30 | 30 | 30 | 30 | 30 | 30 | 30 | 30 | Y | South | FC
MRLSDS_6_SOLAR1 |  |  | Morelos Solar | CISO | N | CAISO System |  | Y | Solar_1Axis | PHOTO VOLTAIC | SUN | 15 | 15 |  |  |  |  | 1 | 24 | 24 |  |  |  |  | 0.1 | 0.1 | 0.1 | 0.2 | 1.05 | 8.51 | 10.94 | 4.01 | 7.13 | 0.1 | 0.1 | 0.1 | N | North | FC
MSHGTS_6_MMARLF |  |  | MIRAMAR LANDFILL | CISO | N | San Diego-IV | San Diego |  | Biogas | RECIPROCATING ENGINE | BIOGAS | 5 | 3 |  |  |  |  | 1 | 24 | 24 |  |  |  |  | 3.68 | 3.92 | 4.13 | 4.09 | 4.3 | 4.17 | 4.43 | 4.37 | 4.77 | 4.05 | 3.85 | 3.87 | N | South | FC
MSOLAR_2_MS4BT1 |  |  | Mesquite Solar 4 BESS | CISO | N | CAISO System |  |  | Battery Storage | OTHER | LESR | 10 | 10 | 0.8 | 40 | 40 | 1 | 1 | 24 | 4 |  | TRUE |  |  | 10 | 10 | 10 | 10 | 10 | 10 | 10 | 10 | 10 | 10 | 10 | 10 | Y | South | FC |  | Group name MESQUITESOLAR4_1291 - Max to grid 300 MW. Phase I - co-located with 52.5 MW solar FC - MSOLAR_2_MS4SR4.
MSOLAR_2_MS4SR4 |  |  | Mesquite Solar 4 | CISO | N | CAISO System |  |  | Solar_1Axis | PHOTO VOLTAIC | SUN | 52.5 | 52.5 |  |  |  |  | 1 | 24 | 24 |  |  |  |  | 0.1 | 0.1 | 0.1 | 0.25 | 1.69 | 22.32 | 35.33 | 10.66 | 20.45 | 0.1 | 0.1 | 0.1 | N | South | FC
MSOLAR_2_SOLAR1 |  |  | Mesquite Solar 1 | CISO | N | CAISO System |  |  | Solar_Fixed | PHOTO VOLTAIC | SUN | 165 | 170 |  |  |  |  | 1 | 24 | 24 |  |  |  |  | 0.1 | 0.1 | 0.1 | 0.48 | 2.51 | 41.75 | 81.93 | 20.23 | 44.14 | 0.26 | 0.1 | 0.1 | N | South | FC
MSOLAR_2_SOLAR2 |  |  | Mesquite Solar 2 | CISO | N | CAISO System |  |  | Solar_Fixed | PHOTO VOLTAIC | SUN | 100.81 | 165 |  |  |  |  | 1 | 24 | 24 |  |  |  |  | 0.1 | 0.1 | 0.1 | 0.3 | 1.53 | 25.51 | 50.06 | 12.36 | 26.97 | 0.16 | 0.1 | 0.1 | N | South | FC |  | Hybrid - However Solar is FCDS and BESS is EO
MSOLAR_2_SOLAR3 |  |  | Mesquite Solar 3, LLC | CISO | N | CAISO System |  |  | Solar_Fixed | PHOTO VOLTAIC | SUN | 152 | 152 |  |  |  |  | 1 | 24 | 24 |  |  |  |  | 0.1 | 0.1 | 0.1 | 0.45 | 2.31 | 38.46 | 75.48 | 18.64 | 40.66 | 0.24 | 0.1 | 0.1 | N | South | FC
MSQUIT_5_SERDYN |  |  | MSQUIT_5_SERDYN | SRP | Y | Import |  |  | CCGT | COMBINED CYCLE | NATURAL GAS | 625 | 0 |  |  |  |  | 1 | 24 | 24 |  |  | 625 | 1 | 625 | 625 | 625 | 625 | 625 | 625 | 625 | 625 | 625 | 625 | 625 | 625 |  | South | IAR
MSSION_2_QF |  |  | SMALL QF AGGREGATION - SAN DIEGO | CISO | N | San Diego-IV | San Diego |  | CHP |  | OTHER | 2 | 50 |  |  |  |  | 1 | 24 | 24 |  |  |  |  | 0.25 | 0.25 | 0.25 | 0.25 | 0.25 | 0.25 | 0.25 | 0.25 | 0.25 | 0.25 | 0.19 | 0.18 | N | South | FC
MSTANG_2_MTGBT1 |  | MSTANG_2_SOLAR, MSTANG_2_SOLAR3, MSTANG_2_SOLAR4 | Mustang 1 BESS | CISO | N | Fresno |  |  | Paired_BattStorage | OTHER | LESR | 75 | 75 | 0.8 | 300 | 300 | 1 | 1 | 24 | 4 | 100 | TRUE | 150 | 1 | 75 | 75 | 75 | 75 | 75 | 75 | 75 | 75 | 75 | 75 | 75 | 75 | Y | North | FC |  | Group name: MUSTANG_643W - Max to grid 100 MW.
MSTANG_2_SOLAR |  | MSTANG_2_MTGBT1, MSTANG_2_SOLAR3, MSTANG_2_SOLAR4 | Mustang | CISO | N | Fresno |  | Y | Paired_Solar_1Axis | PHOTO VOLTAIC | SUN | 30 | 30 |  |  |  |  | 1 | 24 | 24 | 100 |  |  |  | 0 | 0 | 0 | 0 | 0 | 0 | 0 | 0 | 0 | 0 | 0 | 0 | N | North | EO |  | Group name: MUSTANG_643W - Max to grid 100 MW.
MSTANG_2_SOLAR3 |  | MSTANG_2_SOLAR, MSTANG_2_MTGBT1, MSTANG_2_SOLAR4 | Mustang 3 | CISO | N | Fresno |  | Y | Paired_Solar_1Axis | PHOTO VOLTAIC | SUN | 40 | 40 |  |  |  |  | 1 | 24 | 24 | 100 |  |  |  | 0.1 | 0.1 | 0.1 | 0.54 | 2.81 | 8.31 | 8.31 | 8.31 | 8.31 | 0.15 | 0.1 | 0.1 | N | North | PD | 0.3737 | Group name: MUSTANG_643W - Max to grid 100 MW. Max 8.31 MW NQC. (Normal PD to 37.37 percent) | 0.3737
MSTANG_2_SOLAR4 |  | MSTANG_2_SOLAR, MSTANG_2_MTGBT1, MSTANG_2_SOLAR3 | Mustang 4 | CISO | N | Fresno |  | Y | Paired_Solar_1Axis | PHOTO VOLTAIC | SUN | 30 | 30 |  |  |  |  | 1 | 24 | 24 | 100 |  |  |  | 0.1 | 0.1 | 0.1 | 0.41 | 2.11 | 16.69 | 16.69 | 8.02 | 14.25 | 0.11 | 0.1 | 0.1 | N | North | FC | 1 | Group name: MUSTANG_643W - Max to grid 100 MW. Max 16.69 MW NQC. (Normal FC) | 1
MTNPOS_1_UNIT |  |  | MT.POSO COGENERATION CO. | CISO | N | Kern | South Kern PP, Kern Oil |  | Biomass/Wood | STEAM | BIOMASS | 46.64 | 57 |  |  |  |  | 1 | 24 | 24 |  |  |  |  | 42.67 | 28.37 | 24.31 | 28.36 | 31.61 | 39.35 | 40.13 | 40.26 | 39.25 | 39.7 | 26.08 | 19.2 | N | North | FC
MTWIND_1_MVPWD1 |  |  | Mountain View Power Project I Repower | CISO | N | LA Basin | Eastern, Valley-Devers |  | Wind | WIND | WIND | 66.6 | 66.6 |  |  |  |  | 1 | 24 | 24 |  |  |  |  | 5.6 | 13.51 | 15.13 | 24.37 | 27.48 | 25.03 | 24.94 | 23.03 | 14.14 | 7.57 | 4.4 | 4.31 | N | South | FC
MTWIND_1_UNIT 3 |  |  | Mountain View Power Project III | CISO | N | LA Basin | Eastern, Valley-Devers |  | Wind | WIND | WIND | 22.44 | 22.4 |  |  |  |  | 1 | 24 | 24 |  |  |  |  | 1.89 | 4.55 | 5.1 | 8.21 | 9.26 | 8.43 | 8.4 | 7.76 | 4.76 | 2.55 | 1.48 | 1.45 | N | South | FC
MURRAY_6_UNIT |  |  | Grossmont Hospital | CISO | N | San Diego-IV | San Diego |  | CHP | FTUR | NATURAL GAS | 4.12 | 4.6 |  |  |  |  | 1 | 24 | 24 |  |  |  |  | 0 | 0 | 0 | 0 | 0 | 0 | 0 | 0 | 0 | 0 | 0 | 0 | N | South | EO
NAROW1_2_UNIT |  |  | NARROWS PH 1 UNIT | CISO | N | Sierra |  |  | Hydro | HYDRO | WATER | 12 | 12 |  |  |  |  | 1 | 24 | 24 |  |  | 0 | 1 | 12 | 12 | 12 | 12 | 12 | 12 | 12 | 12 | 12 | 12 | 12 | 12 | Y | North | FC
NAROW2_2_UNIT |  |  | Narrows Powerhouse Unit 2 | CISO | N | Sierra |  |  | Hydro | HYDRO | WATER | 55 | 55 |  |  |  |  | 1 | 24 | 24 |  |  | 55 | 2 | 55 | 55 | 55 | 55 | 55 | 55 | 55 | 55 | 55 | 55 | 55 | 55 | Y | North | FC
NAVYII_2_UNITS |  | BLM W_2_COSBT1, BLM_2_UNITS | COSO POWER DEVELOPER (NAVY II) AGGREGATE | CISO | N | CAISO System |  |  | Geothermal | STEAM | GEOTHERMAL | 47 | 0 |  |  |  |  | 1 | 24 | 24 | 162 |  | 55 | 1 | 55 | 55 | 55 | 55 | 55 | 55 | 55 | 55 | 55 | 55 | 55 | 55 | Y | South | PD | 55 | Group name: COSO_0053CONV - Max to grid 162 MW. |  | 55
NCPA_7_GP1UN1 |  |  | NCPA GEO PLANT 1 UNIT 1 | CISO | N | NCNB |  |  | Geothermal | STEAM | GEOTHERMAL | 38.85 | 55 |  |  |  |  | 1 | 24 | 24 |  |  | 18.85 | 1 | 38.85 | 38.85 | 38.85 | 38.85 | 38.85 | 38.85 | 38.85 | 38.85 | 38.85 | 38.85 | 38.85 | 38.85 | Y | North | FC
NCPA_7_GP1UN2 |  |  | NCPA GEO PLANT 1 UNIT 2 | CISO | N | NCNB |  |  | Geothermal | STEAM | GEOTHERMAL | 50 | 55 |  |  |  |  | 1 | 24 | 24 |  |  | 19.94 | 1 | 39.94 | 39.94 | 39.94 | 39.94 | 39.94 | 39.94 | 39.94 | 39.94 | 39.94 | 39.94 | 39.94 | 39.94 | Y | North | FC
NCPA_7_GP2UN3 |  |  | NCPA GEO PLANT 2 UNIT 3 | CISO | N | NCNB | Fulton |  | Geothermal | STEAM | GEOTHERMAL | 42.42 | 55 |  |  |  |  | 1 | 24 | 24 |  |  | 0 | 1 | 0 | 0 | 0 | 0 | 0 | 0 | 0 | 0 | 0 | 0 | 0 | 0 | Y | North | FC
NCPA_7_GP2UN4 |  |  | NCPA GEO PLANT 2 UNIT 4 | CISO | N | NCNB | Fulton |  | Geothermal | STEAM | GEOTHERMAL | 52.73 | 55 |  |  |  |  | 1 | 24 | 24 |  |  | 37.73 | 1 | 52.73 | 52.73 | 52.73 | 52.73 | 52.73 | 52.73 | 52.73 | 52.73 | 52.73 | 52.73 | 52.73 | 52.73 | Y | North | FC
NEENCH_6_SOLAR |  |  | Alpine Solar | CISO | N | Big Creek-Ventura |  |  | Solar_Fixed | PHOTO VOLTAIC | SUN | 66 | 66 |  |  |  |  | 1 | 24 | 24 |  |  |  |  | 0.1 | 0.1 | 0.1 | 0.19 | 1 | 16.7 | 32.77 | 8.09 | 17.66 | 0.1 | 0.1 | 0.1 | N | South | FC
NEWARK_1_QF |  |  | NEWARK 1 QF | CISO | N | Bay Area |  |  | CHP | OTHER | OTHER | 0.1 | 1.1 |  |  |  |  | 1 | 24 | 24 |  |  |  |  | 0.03 | 0.03 | 0.03 | 0.03 | 0.03 | 0.03 | 0.03 | 0.03 | 0.03 | 0.03 | 0.03 | 0.02 | N | North | FC
NGILAA_5_SDGDYN |  |  | NGILAA_5_SDGDYN | AZPS | Y | Import |  |  | CCGT | COMBINED CYCLE | NATURAL GAS | 55 | 0 |  |  |  |  | 1 | 24 | 24 |  |  | 17 | 2 | 55 | 55 | 55 | 55 | 55 | 55 | 55 | 55 | 55 | 55 | 55 | 55 |  | South | IAR
NHOGAN_6_UNITS |  |  | NEW HOGAN PH AGGREGATE | CISO | N | CAISO System |  |  | Hydro | HYDRO | WATER | 4 | 0 |  |  |  |  | 1 | 24 | 24 |  |  |  |  | 0.39 | 0.11 | 0.93 | 0.53 | 1.32 | 1.6 | 1.72 | 1.24 | 1.1 | 0.02 | 0.22 | 0.32 | N | North | FC
NOAKS_2_PESBT1 |  |  | Placerita BESS | CISO | N | Big Creek-Ventura |  |  | Battery Storage | OTHER | LESR | 80 | 80 | 0.8 | 320 | 320 | 1 | 1 | 24 | 4 |  | TRUE | 160 | 1 | 80 | 80 | 80 | 80 | 80 | 80 | 80 | 80 | 80 | 80 | 80 | 80 | Y | South | FC
NORCNV_1_NCVBT1 |  |  | North Central Valley | CISO | N | Stockton | Tesla-Bellota, Stanislaus |  | Battery Storage | OTHER | LESR | 132 | 132 | 0.873 | 528 | 528 | 1 | 1 | 24 | 4 |  | TRUE | 264 | 1 | 132 | 132 | 132 | 132 | 132 | 132 | 132 | 132 | 132 | 132 | 132 | 132 | Y | North | ID | 100% | Q1109 - Waiting for Vierra Loop-in and possibly other | 1
NORORC_2_NOSBX2 | NORORC_2_NOSBX2_LESR |  | Northern Orchard Solar | CISO | N | CAISO System |  |  | Hybrid_BattStorage | OTHER | HYBD | 150 | 0 | 0.8 | 600 | 600 | 1 | 1 | 24 | 4 | 150 | FALSE | 184 | 1 |  |  |  |  | 92 | 92 | 92 | 92 | 92 | 92 | 92 | 92 | Y | North | ID | 92 | Q946, Q1259 - Hybrid 150 MW solar EO with 92 MW battery FC - Max at POI 150 MW. Waiting for Midway 230 kV BAAH conversion and possibly other. |  | 92
NORORC_2_NOSBX2 | NORORC_2_NOSBX2_SUN |  | Northern Orchard Solar | CISO | N | CAISO System |  |  | Hybrid_Solar_1Axis | OTHER | HYBD | 150 | 0 |  |  |  |  | 1 | 24 | 24 | 150 |  | 184 | 1 |  |  |  |  | 0 | 0 | 0 | 0 | 0 | 0 | 0 | 0 | Y | North | ID | 92 | Q946, Q1259 - Hybrid 150 MW solar EO with 92 MW battery FC - Max at POI 150 MW. Waiting for Midway 230 kV BAAH conversion and possibly other. |  | 92
NOVATO_6_LNDFL |  |  | Redwood Renewable Energy | CISO | N | NCNB |  |  | Biogas | RECIPROCATING ENGINE | BIOGAS | 3.9 | 3.9 |  |  |  |  | 1 | 24 | 24 |  |  |  |  | 3.35 | 3.63 | 3.22 | 3.06 | 3.02 | 2.14 | 1.78 | 1.7 | 1.84 | 1.52 | 2.03 | 2.07 | N | North | FC
NWCSTL_7_UNIT 1 |  |  | NEWCASTLE HYDRO | CISO | N | Sierra | Placer, Gold Hill-Drum, Drum-Rio Oso, South of Rio Oso, South of Palermo |  | Hydro | HYDRO | WATER | 12 | 12 |  |  |  |  | 1 | 24 | 24 |  |  |  |  | 1.32 | 3.83 | 3.83 | 2.49 | 0.64 | 0.68 | 0.08 | 0.53 | 0 | 0.52 | 0 | 1.31 | N | North | FC
NZWIND_2_WDSTR5 |  |  | Windstream 6111 | CISO | N | CAISO System |  |  | Wind | WIND | WIND | 6.31 | 6.5 |  |  |  |  | 1 | 24 | 24 |  |  |  |  | 0.53 | 1.28 | 1.43 | 2.31 | 2.6 | 2.37 | 2.36 | 2.18 | 1.34 | 0.72 | 0.42 | 0.41 | N | South | FC
NZWIND_6_CALWND |  |  | Wind Resource I | CISO | N | CAISO System |  |  | Wind | WIND | WIND | 9 | 8.7 |  |  |  |  | 1 | 24 | 24 |  |  |  |  | 0.76 | 1.83 | 2.04 | 3.29 | 3.71 | 3.38 | 3.37 | 3.11 | 1.91 | 1.02 | 0.59 | 0.58 | N | South | FC
NZWIND_6_WDSTR |  |  | Windstream 39 | CISO | N | CAISO System |  |  | Wind | WIND | WIND | 4.8 | 6.2 |  |  |  |  | 1 | 24 | 24 |  |  |  |  | 0.4 | 0.97 | 1.09 | 1.76 | 1.98 | 1.8 | 1.8 | 1.66 | 1.02 | 0.55 | 0.32 | 0.31 | N | South | FC
NZWIND_6_WDSTR2 |  |  | Windstream 6040 | CISO | N | CAISO System |  |  | Wind | WIND | WIND | 5.72 | 6.9 |  |  |  |  | 1 | 24 | 24 |  |  |  |  | 0.48 | 1.16 | 1.3 | 2.09 | 2.36 | 2.15 | 2.14 | 1.98 | 1.21 | 0.65 | 0.38 | 0.37 | N | South | FC
NZWIND_6_WDSTR3 |  |  | Windstream 6041 | CISO | N | CAISO System |  |  | Wind | WIND | WIND | 6 | 6 |  |  |  |  | 1 | 24 | 24 |  |  |  |  | 0.5 | 1.22 | 1.36 | 2.2 | 2.48 | 2.25 | 2.25 | 2.07 | 1.27 | 0.68 | 0.4 | 0.39 | N | South | FC
NZWIND_6_WDSTR4 |  |  | Windstream 6042 | CISO | N | CAISO System |  |  | Wind | WIND | WIND | 5.91 | 6.8 |  |  |  |  | 1 | 24 | 24 |  |  |  |  | 0.5 | 1.2 | 1.34 | 2.16 | 2.44 | 2.22 | 2.21 | 2.04 | 1.25 | 0.67 | 0.39 | 0.38 | N | South | FC
OAK C_1_EBMUD |  |  | MWWTP PGS 1 - ENGINES | CISO | N | Bay Area | Oakland | Y | Biogas | RECIPROCATING ENGINE | BIOGAS | 6.9 | 6.9 |  |  |  |  | 1 | 24 | 24 |  |  |  |  | 1.96 | 1.58 | 1.38 | 1.57 | 1.95 | 1.52 | 1.33 | 1.57 | 1.77 | 1.78 | 1.69 | 2 | N | North | FC
OAK C_7_UNIT 1 |  |  | OAKLAND STATION C GT UNIT 1 | CISO | N | Bay Area | Oakland |  | Peaker | COMBUSTION TURBINE | DISTILLATE | 55 | 55 |  |  |  |  | 1 | 24 | 24 |  |  | 55 | 1 | 55 | 55 | 55 | 55 | 55 | 55 | 55 | 55 | 55 | 55 | 55 | 55 | Y | North | FC
OAK C_7_UNIT 3 |  |  | OAKLAND STATION C GT UNIT 3 | CISO | N | Bay Area | Oakland |  | Peaker | COMBUSTION TURBINE | DISTILLATE | 55 | 55 |  |  |  |  | 1 | 24 | 24 |  |  | 55 | 1 | 55 | 55 | 55 | 55 | 55 | 55 | 55 | 55 | 55 | 55 | 55 | 55 | Y | North | FC
OAK L_1_GTG1 |  |  | MWWTP PGS 2 - Turbine | CISO | N | Bay Area | Oakland | Y | Biogas | COMBUSTION TURBINE | BIOGAS | 4.6 | 5.8 |  |  |  |  | 1 | 24 | 24 |  |  |  |  | 0 | 0 | 0 | 0 | 0 | 0 | 0 | 0 | 0 | 0 | 0 | 0 | N | North | EO
OAKWD_6_QF |  |  | Oak Creek | CISO | N | CAISO System |  |  | Wind | WIND | WIND | 27.87 | 30.3 |  |  |  |  | 1 | 24 | 24 |  |  |  |  | 2.34 | 5.65 | 6.33 | 10.2 | 11.5 | 10.47 | 10.43 | 9.64 | 5.92 | 3.17 | 1.84 | 1.8 | N | South | FC
OAKWD_6_ZEPHWD |  |  | Zephyr Park | CISO | N | CAISO System |  |  | Wind | WIND | WIND | 3.5 | 4.2 |  |  |  |  | 1 | 24 | 24 |  |  |  |  | 0.29 | 0.71 | 0.8 | 1.28 | 1.44 | 1.32 | 1.31 | 1.21 | 0.74 | 0.4 | 0.23 | 0.23 | N | South | FC
OASIS_6_GBDSR4 |  |  | Green Beanworks D | CISO | N | Big Creek-Ventura |  |  | Solar_1Axis | PHOTO VOLTAIC | SUN | 3 | 3 |  |  |  |  | 1 | 24 | 24 |  |  |  |  | 0.1 | 0.1 | 0.1 | 0.1 | 0.1 | 1.28 | 2.02 | 0.61 | 1.17 | 0.1 | 0.1 | 0.1 | N | South | FC
OASIS_6_SOLAR1 |  |  | Morgan Lancaster I | CISO | N | Big Creek-Ventura |  |  | Solar_2Axis | PHOTO VOLTAIC | SUN | 1.5 | 1.5 |  |  |  |  | 1 | 24 | 24 |  |  |  |  | 0 | 0 | 0 | 0 | 0 | 0 | 0 | 0 | 0 | 0 | 0 | 0 | N | South | EO
OASIS_6_SOLAR2 |  |  | Oasis Solar | CISO | N | Big Creek-Ventura |  |  | Solar_1Axis | PHOTO VOLTAIC | SUN | 20 | 20 |  |  |  |  | 1 | 24 | 24 |  |  |  |  | 0.1 | 0.1 | 0.1 | 0.1 | 0.64 | 8.5 | 13.46 | 4.06 | 7.79 | 0.1 | 0.1 | 0.1 | N | South | FC
OASIS_6_SOLAR3 |  |  | Soccer Center | CISO | N | Big Creek-Ventura |  |  | Solar_1Axis | PHOTO VOLTAIC | SUN | 3 | 3.8 |  |  |  |  | 1 | 24 | 24 |  |  |  |  | 0 | 0 | 0 | 0 | 0 | 0 | 0 | 0 | 0 | 0 | 0 | 0 | N | South | EO
OBERON_5_O1BBX2 |  | OBERON_5_O1SSR3, OBERON_5_O1SSX2 | Oberon 1 BESS | CISO | N | CAISO System |  |  | Paired_BattStorage | OTHER | LESR | 125 | 0 | 0.8 | 500 | 500 | 1 | 1 | 24 | 4 | 250 | FALSE | 250 | 2 | 125 | 125 | 125 | 125 | 125 | 125 | 125 | 125 | 125 | 125 | 125 | 125 | Y | South | ID | 100% | Q1642 - Group name: OBERON_1642_1 - Max to grid 250 MW. Waiting for ELM. Co-located with OBERON_5_O1SSX2 and OBERON_5_O1SSR3 | 1
OBERON_5_O1SSR3 |  | OBERON_5_O1BBX2, OBERON_5_O1SSX2 | Oberon 1B Solar | CISO | N | CAISO System |  |  | Paired_Solar_1Axis | PHOTO VOLTAIC | SUN | 100 | 100 |  |  |  |  | 1 | 24 | 24 | 250 |  |  |  | 0.1 | 0.1 | 0.1 | 0.48 | 3.22 | 42.52 | 50 | 20.3 | 38.96 | 0.18 | 0.1 | 0.1 | N | South | ID | 1 | Q1642 - Group name: OBERON_1642_1 - Max to grid 250 MW. Max 50 MW NQC. Waiting for ELM. Co-located with OBERON_5_O1BBX2 and OBERON_5_O1SSX2 | 1
OBERON_5_O1SSX2 |  | OBERON_5_O1SSR3, OBERON_5_O1BBX2 | Oberon 1A Solar | CISO | N | CAISO System |  |  | Paired_Solar_1Axis | PHOTO VOLTAIC | SUN | 150 | 0 |  |  |  |  | 1 | 24 | 24 | 250 |  |  |  | 0.1 | 0.1 | 0.1 | 0.71 | 4.83 | 63.79 | 75 | 30.45 | 58.43 | 0.26 | 0.1 | 0.1 | N | South | ID | 1 | Q1642 - Group name: OBERON_1642_1 - Max to grid 250 MW. Max 75 MW NQC. Waiting for ELM. Co-located with OBERON_5_O1BBX2, OBERON_5_O1SSR3 | 1
OBERON_5_O2BBX2 |  | OBERON_5_O2SSR4, OBERON_5_O2SSR5 | Oberon 2 BESS | CISO | N | CAISO System |  |  | Paired_BattStorage | OTHER | LESR | 125 | 0 | 0.8 | 500 | 500 | 1 | 1 | 24 | 4 | 250 | FALSE | 250 | 2 | 125 | 125 | 125 | 125 | 125 | 125 | 125 | 125 | 125 | 125 | 125 | 125 | Y | South | ID | 100% | Q1642 - Group name: OBERON_1642_2 - Max to grid 250 MW. Waiting for ELM. Co-located with OBERON_5_O2SSR4 and OBERON_5_O2SSR5 | 1
OBERON_5_O2SSR4 |  | OBERON_5_O2BBX2, OBERON_5_O2SSR5 | Oberon 2A Solar | CISO | N | CAISO System |  |  | Paired_Solar_1Axis | PHOTO VOLTAIC | SUN | 125 | 125 |  |  |  |  | 1 | 24 | 24 | 250 |  |  |  | 0.1 | 0.1 | 0.1 | 0.6 | 4.02 | 53.15 | 62.5 | 25.37 | 48.69 | 0.22 | 0.1 | 0.1 | N | South | ID | 1 | Q1642 - Group name: OBERON_1642_2 - Max to grid 250 MW. Max 62.5 MW NQC. Waiting for ELM. Co-located with OBERON_5_O2BBX2 and OBERON_5_O2SSR5 | 1
OBERON_5_O2SSR5 |  | OBERON_5_O2BBX2, OBERON_5_O2SSR4 | Oberon 2B Solar | CISO | N | CAISO System |  |  | Paired_Solar_1Axis | PHOTO VOLTAIC | SUN | 125 | 125 |  |  |  |  | 1 | 24 | 24 | 250 |  |  |  | 0.1 | 0.1 | 0.1 | 0.6 | 4.02 | 53.15 | 62.5 | 25.37 | 48.69 | 0.22 | 0.1 | 0.1 | N | South | ID | 1 | Q1642 - Group name: OBERON_1642_2 - Max to grid 250 MW. Max 62.5 MW NQC. Waiting for ELM. Co-located with OBERON_5_O2SSR4 and OBERON_5_O2BBX2 | 1
OCOTLO_6_OCWSB1 | OCOTLO_6_OCWSB1_LESR |  | Ocotillo Wells Solar and BESS | IID | Y | Import |  |  | Hybrid_BattStorage | OTHER | HYBD | 49.89 | 50 | 0.8 | 199.56 | 199.56 | 1 | 1 | 24 | 4 | 50 | FALSE | 100 | 2 | 49.9 | 49.9 | 49.9 | 49.7611 | 48.4402 | 35.0828 | 29.8864 | 41.5628 | 35.9816 | 49.91 | 49.9 | 49.9 |  | South | IAR
OCOTLO_6_OCWSB1 | OCOTLO_6_OCWSB1_SUN |  | Ocotillo Wells Solar and BESS | IID | Y | Import |  |  | Hybrid_Solar_1Axis | OTHER | HYBD | 49.89 | 50 |  |  |  |  | 1 | 24 | 24 | 50 |  | 100 | 2 | 0.1 | 0.1 | 0.1 | 0.23885 | 1.5598 | 14.9172 | 20.1136 | 8.4372 | 14.0184 | 0.090018 | 0.1 | 0.1 |  | South | IAR
OCTILO_5_WIND |  |  | Ocotillo Wind Energy Facility | CISO | N | San Diego-IV |  |  | Wind | WIND | WIND | 265 | 265 |  |  |  |  | 1 | 24 | 24 |  |  |  |  | 22.26 | 53.74 | 60.2 | 96.95 | 109.32 | 99.57 | 99.22 | 91.63 | 56.27 | 30.14 | 17.49 | 17.14 | N | South | FC
OGROVE_6_PL1X2 |  |  | Orange Grove Energy Center | CISO | N | San Diego-IV | San Diego |  | Peaker | COMBUSTION TURBINE | NATURAL GAS | 96 | 0 |  |  |  |  | 1 | 24 | 24 |  |  | 96 | 1 | 96 | 96 | 96 | 96 | 96 | 96 | 96 | 96 | 96 | 96 | 96 | 96 | Y | South | FC
OILFLD_7_QFUNTS |  |  | Nacimiento Hydroelectric Plant | CISO | N | CAISO System |  |  | Hydro | HYDRO | WATER | 3.8 | 4.4 |  |  |  |  | 1 | 24 | 24 |  |  |  |  | 0.79 | 0.96 | 1.15 | 1.33 | 0.95 | 1.18 | 0.84 | 1.23 | 1.2 | 0.87 | 0.07 | 0 | N | North | FC
OLDRIV_6_BIOGAS |  |  | Bidart Old River 1 | CISO | N | Kern | South Kern PP, Kern 70 kV |  | Biogas | RECIPROCATING ENGINE | BIOGAS | 2 | 2 |  |  |  |  | 1 | 24 | 24 |  |  |  |  | 1.8 | 1.81 | 1.84 | 1.74 | 1.82 | 1.76 | 1.77 | 1.75 | 1.77 | 1.78 | 1.77 | 1.68 | N | North | FC
OLDRIV_6_CESDBM |  |  | Ces Dairy Biogas | CISO | N | Kern | South Kern PP, Kern 70 kV | Y | Biogas | RECIPROCATING ENGINE | BIOGAS | 1 | 1 |  |  |  |  | 1 | 24 | 24 |  |  |  |  | 0.95 | 0.97 | 0.97 | 0.93 | 0.95 | 0.91 | 0.93 | 0.93 | 0.95 | 0.96 | 0.96 | 0.97 | N | North | FC
OLDRIV_6_LKVBM1 |  |  | Lakeview Dairy Biogas | CISO | N | Kern | South Kern PP, Kern 70 kV |  | Biogas | RECIPROCATING ENGINE | BIOGAS | 1 | 1 |  |  |  |  | 1 | 24 | 24 |  |  |  |  | 0.97 | 0.96 | 0.96 | 0.95 | 0.94 | 0.95 | 0.94 | 0.95 | 0.96 | 0.96 | 0.98 | 0.97 | N | North | FC
OLDRV1_6_SOLAR |  |  | Old River One | CISO | N | Kern | South Kern PP, Kern 70 kV |  | Solar_Fixed | PHOTO VOLTAIC | SUN | 20 | 20 |  |  |  |  | 1 | 24 | 24 |  |  |  |  | 0.1 | 0.1 | 0.1 | 0.27 | 1.05 | 7.66 | 11.98 | 4.02 | 8.01 | 0.13 | 0.1 | 0.1 | N | North | FC
OLINDA_2_COYCRK |  |  | MWD Coyote Creek Hydroelectric Recovery | CISO | N | LA Basin | Western | Y | Hydro | HYDRO | WATER | 3.13 | 3.1 |  |  |  |  | 1 | 24 | 24 |  |  | 0.8 | 1 | 0 | 0 | 0 | 0 | 0 | 0 | 0 | 0 | 0.8 | 0 | 0 | 0 | Y | South | FC
OLINDA_2_LNDFL2 |  |  | Brea Power II | CISO | N | LA Basin | Western |  | Biogas | COMBINED CYCLE | BIOGAS | 28.1 | 35.7 |  |  |  |  | 1 | 24 | 24 |  |  |  |  | 26.18 | 26.3 | 26.12 | 24.73 | 26.1 | 24.96 | 24.96 | 25.15 | 25.15 | 25.37 | 25.78 | 25.92 | N | South | FC
OLINDA_7_BLKSND |  |  | BlackSand Generating Facility | CISO | N | LA Basin | Western |  | Biomass/Wood | COMBUSTION TURBINE | WASTE TO POWER | 5.6 | 8 |  |  |  |  | 1 | 24 | 24 |  |  |  |  | 0 | 0 | 0 | 0 | 0 | 0 | 0 | 0 | 0 | 0 | 0 | 0 | N | South | FC
OLIVEP_1_SOLAR |  |  | White River Solar | CISO | N | CAISO System |  | Y | Solar_Fixed | PHOTO VOLTAIC | SUN | 20 | 20 |  |  |  |  | 1 | 24 | 24 |  |  |  |  | 0.1 | 0.1 | 0.1 | 0.27 | 1.05 | 7.66 | 11.98 | 4.02 | 8.01 | 0.13 | 0.1 | 0.1 | N | North | FC
OLIVEP_1_SOLAR2 |  |  | White River West | CISO | N | CAISO System |  | Y | Solar_Fixed | PHOTO VOLTAIC | SUN | 19.75 | 19.8 |  |  |  |  | 1 | 24 | 24 |  |  |  |  | 0.1 | 0.1 | 0.1 | 0.26 | 1.04 | 7.57 | 11.83 | 3.97 | 7.91 | 0.13 | 0.1 | 0.1 | N | North | FC
OLSEN_2_UNIT |  |  | OLSEN POWER PARTNERS | CISO | N | CAISO System |  |  | Hydro | HYDRO | WATER | 5.5 | 5.8 |  |  |  |  | 1 | 24 | 24 |  |  |  |  | 1.58 | 0.67 | 1.89 | 2.47 | 3.42 | 1.85 | 0.2 | 0 | 0 | 0.11 | 0.08 | 0.48 | N | North | FC
OMAR_2_UNIT 1 |  |  | KERN RIVER COGENERATION CO. UNIT 1 | CISO | N | Big Creek-Ventura |  |  | Peaker | FTUR | NATURAL GAS | 75 | 85 |  |  |  |  | 1 | 24 | 24 |  |  | 73.67 | 1 | 75 | 75 | 75 | 75 | 74.67 | 73.67 | 73 | 72.67 | 73.67 | 74.33 | 75 | 75 | Y | South | FC
OMAR_2_UNIT 2 |  |  | KERN RIVER COGENERATION CO. UNIT 2 | CISO | N | Big Creek-Ventura |  |  | Peaker | FTUR | NATURAL GAS | 75 | 85 |  |  |  |  | 1 | 24 | 24 |  |  | 73.67 | 1 | 75 | 75 | 75 | 75 | 74.67 | 73.67 | 73.33 | 73 | 73.67 | 74.67 | 75 | 75 | Y | South | FC
OMAR_2_UNIT 3 |  |  | KERN RIVER COGENERATION CO. UNIT 3 | CISO | N | Big Creek-Ventura |  |  | Peaker | FTUR | NATURAL GAS | 75 | 85 |  |  |  |  | 1 | 24 | 24 |  |  | 73.67 | 1 | 75 | 75 | 75 | 75 | 73.67 | 73.67 | 73.33 | 73 | 73.67 | 75 | 75 | 75 | Y | South | FC
OMAR_2_UNIT 4 |  |  | KERN RIVER COGENERATION CO. UNIT 4 | CISO | N | Big Creek-Ventura |  |  | CHP | FTUR | NATURAL GAS | 75 | 85 |  |  |  |  | 1 | 24 | 24 |  |  | 0 | 1 | 75 | 75 | 75 | 75 | 74 | 73.33 | 73.67 | 73.67 | 74.33 | 75 | 75 | 75 | Y | South | FC
ONLLPP_6_UNITS |  |  | O'NEILL PUMP-GEN (AGGREGATE) | CISO | N | Fresno |  | Y | Pump |  | WATER | 25.2 | 0 |  |  |  |  | 1 | 24 | 24 |  |  |  |  | 0 | 0.16 | 0.07 | 0.08 | 12.32 | 1.57 | 1.44 | 0.55 | 0.03 | 1 | 0.13 | 0 | N | North | FC
ORLND_6_SOLAR1 |  |  | Enerparc California 2 | CISO | N | CAISO System |  |  | Solar_1Axis | PHOTO VOLTAIC | SUN | 1.5 | 1.5 |  |  |  |  | 1 | 24 | 24 |  |  |  |  | 0.1 | 0.1 | 0.1 | 0.1 | 0.11 | 0.85 | 1.09 | 0.4 | 0.71 | 0.1 | 0.1 | 0.1 | N | North | FC
OROLOM_1_SOLAR1 |  |  | Oro Loma Solar 1 | CISO | N | Fresno | Panoche 115 kV | Y | Solar_1Axis | PHOTO VOLTAIC | SUN | 10 | 10 |  |  |  |  | 1 | 24 | 24 |  |  |  |  | 0 | 0 | 0 | 0 | 0 | 0 | 0 | 0 | 0 | 0 | 0 | 0 | N | North | EO
OROLOM_1_SOLAR2 |  |  | Oro Loma Solar 2 | CISO | N | Fresno | Panoche 115 kV |  | Solar_1Axis | PHOTO VOLTAIC | SUN | 10 | 10 |  |  |  |  | 1 | 24 | 24 |  |  |  |  | 0 | 0 | 0 | 0 | 0 | 0 | 0 | 0 | 0 | 0 | 0 | 0 | N | North | EO
OROVIL_6_UNIT |  |  | Oroville Cogeneration, LP | CISO | N | Sierra | Drum-Rio Oso |  | CHP | RECIPROCATING ENGINE | NATURAL GAS | 7.5 | 9.8 |  |  |  |  | 1 | 24 | 24 |  |  | 6.5 | 1 | 7.5 | 7.5 | 7.5 | 7.5 | 7.5 | 7.5 | 7.5 | 7.5 | 7.5 | 7.5 | 7.5 | 7.5 | Y | North | FC
ORTGA_6_ME1SL1 |  |  | Merced 1 | CISO | N | Fresno |  |  | Solar_1Axis | PHOTO VOLTAIC | SUN | 3 | 3 |  |  |  |  | 1 | 24 | 24 |  |  |  |  | 0.1 | 0.1 | 0.1 | 0.1 | 0.21 | 1.7 | 2.19 | 0.8 | 1.43 | 0.1 | 0.1 | 0.1 | N | North | FC
OSO_6_NSPIN |  |  | OSO_6_NSPIN | CISO | N | Big Creek-Ventura |  |  | Pump | PUMP | WATER | 70 | 70.8 |  |  |  |  | 1 | 24 | 24 |  |  |  |  | 18 | 18 | 18 | 18 | 18 | 18 | 18 | 18 | 18 | 18 | 18 | 18 | Y | South | FC
OTAY_6_PL1X2 |  |  | Chula Vista Energy Center, LLC | CISO | N | San Diego-IV | San Diego |  | Peaker | COMBUSTION TURBINE | NATURAL GAS | 39.57 | 40 |  |  |  |  | 1 | 24 | 24 |  |  | 37.2 | 1 | 37.2 | 37.2 | 37.2 | 37.2 | 37.2 | 37.2 | 37.2 | 37.2 | 37.2 | 37.2 | 37.2 | 37.2 | Y | South | PD | 37.2 | 2.8 MW expansion is EO |  | 37.2
OTMESA_2_PL1X3 |  |  | OTAY MESA ENERGY CENTER | CISO | N | San Diego-IV | San Diego |  | CCGT | COMBINED CYCLE | NATURAL GAS | 603.68 | 689 |  |  |  |  | 1 | 24 | 24 |  |  | 448.6 | 1 | 603.6 | 603.6 | 603.6 | 603.6 | 603.6 | 603.6 | 603.6 | 603.6 | 603.6 | 603.6 | 603.6 | 603.6 | Y | South | FC
OXBOW_6_DRUM |  |  | OXBOW HYDRO | CISO | N | Sierra | Drum-Rio Oso, South of Palermo |  | Hydro | HYDRO | WATER | 5.8 | 6 |  |  |  |  | 1 | 24 | 24 |  |  |  |  | 1.43 | 1.19 | 1.02 | 1.39 | 0.82 | 0.78 | 2.85 | 3.28 | 2.76 | 0.02 | 0.87 | 1.51 | N | North | FC
OXMTN_6_LNDFIL |  |  | Ox Mountain Landfill Generating Plant | CISO | N | Bay Area | Ames |  | Biogas | RECIPROCATING ENGINE | BIOGAS | 10.62 | 13.3 |  |  |  |  | 1 | 24 | 24 |  |  |  |  | 10.62 | 10.58 | 10.62 | 10.61 | 10.62 | 10.38 | 10.61 | 10.52 | 10.58 | 10.1 | 10.62 | 10.62 | N | North | FC
PACLUM_6_UNIT |  |  | Humboldt Redwood | CISO | N | Humboldt |  |  | Biomass/Wood | STEAM | BIOMASS | 28.8 | 28.8 |  |  |  |  | 1 | 24 | 24 |  |  |  |  | 12.92 | 11.36 | 10.5 | 15.13 | 15.92 | 16.24 | 13.53 | 10.96 | 14.44 | 15.74 | 13.04 | 13.55 | N | North | FC
PADUA_2_ONTARO |  |  | ONTARIO/SIERRA HYDRO PSP | CISO | N | LA Basin | Eastern | Y | Hydro | HYDRO | WATER | 1.92 | 1 |  |  |  |  | 1 | 24 | 24 |  |  |  |  | 0.52 | 0.59 | 0.46 | 0.74 | 0.81 | 0.74 | 0.74 | 0.63 | 0.51 | 0.48 | 0.44 | 0.46 | N | South | FC
PADUA_2_SOLAR1 |  |  | Kona Solar - Rancho DC #1 | CISO | N | LA Basin | Eastern | Y | Solar_1Axis | PHOTO VOLTAIC | SUN | 1.75 | 1.8 |  |  |  |  | 1 | 24 | 24 |  |  |  |  | 0 | 0 | 0 | 0 | 0 | 0 | 0 | 0 | 0 | 0 | 0 | 0 | N | South | EO
PADUA_6_MWDSDM |  |  | San Dimas Hydroelectric Recovery Plant | CISO | N | LA Basin | Eastern |  | Hydro | HYDRO | WATER | 9.9 | 9.9 |  |  |  |  | 1 | 24 | 24 |  |  | 0 | 1 | 2.4 | 2.4 | 3.6 | 2.4 | 6 | 0.8 | 0.8 | 0.8 | 1.6 | 8 | 6.4 | 4.8 | Y | South | FC
PADUA_6_QF |  |  | PADUA QFS | CISO | N | LA Basin | Eastern |  | Hydro | OTHER | OTHER | 0.87 | 30.1 |  |  |  |  | 1 | 24 | 24 |  |  |  |  | 0.18 | 0.24 | 0.26 | 0.37 | 0.37 | 0.38 | 0.41 | 0.39 | 0.41 | 0.38 | 0.35 | 0.27 | N | South | FC
PADUA_7_SDIMAS |  |  | San Dimas Wash Hydro | CISO | N | LA Basin | Eastern |  | Hydro | HYDRO | WATER | 1.05 | 2 |  |  |  |  | 1 | 24 | 24 |  |  | 1.05 | 1 | 0 | 0 | 0 | 0 | 1.05 | 1.05 | 1.05 | 1.05 | 1.05 | 0 | 0 | 0 | Y | South | FC
PAIGES_6_SOLAR |  |  | Paige Solar | CISO | N | Fresno | Coalinga, Panoche 115 kV | Y | Solar_1Axis | PHOTO VOLTAIC | SUN | 20 | 22 |  |  |  |  | 1 | 24 | 24 |  |  |  |  | 0 | 0 | 0 | 0 | 0 | 0 | 0 | 0 | 0 | 0 | 0 | 0 | N | North | EO
PALA_6_PGCBT1 |  |  | Pala Gomez Creek BESS | CISO | N | San Diego-IV |  |  | Battery Storage | OTHER | LESR | 10 | 10 | 0.8 | 40 | 40 | 1 | 1 | 24 | 4 |  | TRUE | 0 | 1 | 0 | 0 | 0 | 0 | 0 | 0 | 0 | 0 | 0 | 0 | 0 | 0 | Y | South | EO
PALOMR_2_PL1X3 |  |  | Palomar Energy Center | CISO | N | San Diego-IV | San Diego |  | CCGT | COMBINED CYCLE | NATURAL GAS | 588.21 | 0 |  |  |  |  | 1 | 24 | 24 |  |  | 363.21 | 1 | 588.21 | 588.21 | 588.21 | 588.21 | 588.21 | 588.21 | 588.21 | 588.21 | 588.21 | 588.21 | 588.21 | 588.21 | Y | South | FC
PALSEL_6_PLSBT1 |  | PALSEL_6_PLSSR1 | Paulsell Solar Energy Center BESS | CISO | N | Stockton |  |  | Paired_BattStorage | OTHER | LESR | 15 | 15 | 0.8 | 60 | 60 | 1 | 1 | 24 | 4 | 20 | FALSE | 30 | 2 | 15 | 15 | 15 | 15 | 15 | 15 | 15 | 15 | 15 | 15 | 15 | 15 | Y | North | ID | 100% | Q1350 - Waiting for Vierra Loop-in. Co-located with Paulsell Solar Energy Center PV PALSEL_6_PLSSR1. Limit Max 20 MW at POI. | 1
PALSEL_6_PLSSR1 |  | PALSEL_6_PLSSR1 | Paulsell Solar Energy Center PV | CISO | N | Stockton |  |  | Paired_Solar_1Axis | PHOTO VOLTAIC | SUN | 20 | 20 |  |  |  |  | 1 | 24 | 24 | 20 |  |  |  | 0.03 | 0.03 | 0.03 | 0.08 | 0.43 | 3.47 | 4.46 | 3.03 | 2.91 | 0.02 | 0.03 | 0.03 | Y | North | ID | 30.58% | Q1350 - Waiting for Vierra Loop-in. PD to 30.58 percent. Co-located with Paulsell Solar Energy Center BESS PALSEL_6_PLSBT1. Limit Max 20 MW at POI. | 0.3058
PANERO_2_MWPWD1 |  |  | Mesa Wind Project | CISO | N | LA Basin |  |  | Wind | WIND | WIND | 30 | 30 |  |  |  |  | 1 | 24 | 24 |  |  |  |  | 2.52 | 6.08 | 6.81 | 10.98 | 12.38 | 11.27 | 11.23 | 10.37 | 6.37 | 3.41 | 1.98 | 1.94 | N | South | FC
PARDEB_6_UNITS |  |  | Pardee Power House | CISO | N | CAISO System |  |  | Hydro | HYDRO | WATER | 30 | 0 |  |  |  |  | 1 | 24 | 24 |  |  | 18.38 | 1 | 19.5 | 18.1 | 8.9 | 19.5 | 24.5 | 27.94 | 18.5 | 19.98 | 18.38 | 17.7 | 16.62 | 19.7 | Y | North | FC
PARDSE_6_PESBT1 |  |  | Paradise Energy Storage | CISO | N | San Diego-IV |  |  | Battery Storage | OTHER | LESR | 10 | 10 | 0.8 | 40 | 40 | 1 | 1 | 24 | 4 |  | TRUE | 19.75 | 1 | 9.75 | 9.75 | 9.75 | 9.75 | 9.75 | 9.75 | 9.75 | 9.75 | 9.75 | 9.75 | 9.75 | 9.75 | Y | South | FC
PBLOSM_2_SOLAR |  |  | PearBlossom | CISO | N | CAISO System |  | Y | Solar_1Axis | PHOTO VOLTAIC | SUN | 9.5 | 9.5 |  |  |  |  | 1 | 24 | 24 |  |  |  |  | 0.1 | 0.1 | 0.1 | 0.1 | 0.31 | 4.04 | 6.39 | 1.93 | 3.7 | 0.1 | 0.1 | 0.1 | N | South | FC
PEABDY_2_LNDFIL |  |  | G2 Energy Hay Road Power Plant | CISO | N | CAISO System |  | Y | Biogas | RECIPROCATING ENGINE | BIOGAS | 1.6 | 1.6 |  |  |  |  | 1 | 24 | 24 |  |  |  |  | 1.53 | 1.49 | 1.5 | 1.46 | 1.46 | 1.34 | 1.39 | 1.5 | 1.5 | 1.51 | 1.52 | 1.52 | N | North | FC
PEABDY_2_LNDFL1 |  |  | Potrero Hills Energy Producers | CISO | N | CAISO System |  |  | Biogas | RECIPROCATING ENGINE | BIOGAS | 8 | 8 |  |  |  |  | 1 | 24 | 24 |  |  |  |  | 7.19 | 7.5 | 7.47 | 7.16 | 6.79 | 7.28 | 7.54 | 7.53 | 7.51 | 7.33 | 7.36 | 7.18 | N | North | FC
PEARBL_2_NSPIN |  |  | PEARBL_2_NSPIN | CISO | N | CAISO System |  |  | Pump | PUMP | WATER | 118 | 151.2 |  |  |  |  | 1 | 24 | 24 |  |  |  |  | 21 | 21 | 21 | 46 | 46 | 46 | 46 | 46 | 46 | 46 | 46 | 46 | Y | South | FC
PEASE_1_TBEBT1 |  |  | Tierra Buena Energy Storage | CISO | N | Sierra | Pease, Drum-Rio Oso |  | Battery Storage | OTHER | LESR | 5 | 6 | 0.8 | 20 | 20 | 1 | 1 | 24 | 4 |  | TRUE | 11 | 3 | 5 | 5 | 5 | 5 | 5 | 5 | 5 | 5 | 5 | 5 | 5 | 5 | Y | North | PD | 5 |  |  | 5
PEORIA_1_SOLAR |  |  | Sonora 1 | CISO | N | Stockton | Tesla-Bellota, Stanislaus |  | Solar_Fixed | PHOTO VOLTAIC | SUN | 1.5 | 1.5 |  |  |  |  | 1 | 24 | 24 |  |  |  |  | 0.1 | 0.1 | 0.1 | 0.1 | 0.1 | 0.57 | 0.9 | 0.3 | 0.6 | 0.1 | 0.1 | 0.1 | N | North | FC
PERGRN_2_PRSBT1 |  |  | Peregrine Storage | CISO | N | San Diego-IV |  |  | Battery Storage | OTHER | LESR | 200 | 200 | 0.8 | 800 | 800 | 1 | 1 | 24 | 4 |  | TRUE | 300 | 2 |  |  |  |  | 100 | 100 | 100 | 100 | 100 | 100 | 100 | 100 | Y | South | PD | 100 | 200 MW - 400 MWh - battery with 100 MW FC and 100 MW EO. |  | 100
PGCC_1_PDRP02 |  |  | PGCC_1_PDRP02 | CISO | N | Bay Area |  |  | DR | OTHER | OTHER | 0.8 | [5 empty] | 17 | 22 | [7 empty] | 0.34 | 0.8 | 0 | 0 | 0 | 0 | 0 | 0 | 0 | 0 | Y | North | FC
PGCC_1_PDRP04 |  |  | PGCC_1_PDRP04 | CISO | N | Bay Area |  |  | DR | OTHER | OTHER | 0.5 | [5 empty] | 17 | 22 | [9 empty] | 0.1 | 0.2 | 0.5 | 0.5 | 0.5 | 0 | 0 | 0 | Y | North | FC
PGCC_1_PDRP100 |  |  | PGCC_1_PDRP100 | CISO | N | Bay Area |  |  | DR | OTHER | OTHER | 0.99 | 0 |  |  |  |  | 17 | 22 | [5 empty] | JUL: 0.11; AUG: 0; SEP: 0.15; OCT: 0; NOV: 0; DEC: 0 | Y | North | FC
PGCC_1_PDRP16 |  |  | PGCC_1_PDRP16 | CISO | N | Bay Area |  |  | DR | OTHER | OTHER | 0.33 | [5 empty] | 17 | 22 | [9 empty] | 0.1 | 0 | 0 | 0.33 | 0 | 0 | 0 | 0 | Y | North | FC
PGCC_1_PDRP17 |  |  | PGCC_1_PDRP17 | CISO | N | Bay Area |  |  | DR | OTHER | OTHER | 0.69 | [5 empty] | 17 | 22 | [6 empty] | 0.52 | 0 | 0.69 | 0.5 | 0 | 0 | 0 | 0.14 | 0 | 0 | 0 | Y | North | FC
PGCC_1_PDRP18 |  |  | PGCC_1_PDRP18 | CISO | N | Bay Area |  |  | DR | OTHER | OTHER | 0.91 | [5 empty] | 17 | 22 | [5 empty] | 0.13 | 0 | 0.91 | 0.1 | 0.43 | 0 | 0.42 | 0.13 | 0.13 | 0 | 0 | 0 | Y | North | FC
PGCC_1_PDRP19 |  |  | PGCC_1_PDRP19 | CISO | N | Bay Area |  |  | DR | OTHER | OTHER | 0.51 | [5 empty] | 17 | 22 | [5 empty] | 0.51 | 0.27 | 0.15 | 0.17 | 0 | 0.32 | 0 | 0 | 0.16 | 0 | 0 | 0 | Y | North | FC
PGCC_1_PDRP20 |  |  | PGCC_1_PDRP20 | CISO | N | Bay Area |  |  | DR | OTHER | OTHER | 0.33 | [5 empty] | 17 | 22 | [8 empty] | 0.1 | 0 | 0.2 | 0.1 | 0.33 | 0.31 | 0 | 0 | 0 | Y | North | FC
PGCC_1_PDRP21 |  |  | PGCC_1_PDRP21 | CISO | N | Bay Area |  |  | DR | OTHER | OTHER | 0.29 | [5 empty] | 17 | 22 | [9 empty] | 0.11 | 0 | 0 | 0.11 | 0.29 | 0 | 0 | 0 | Y | North | FC
PGCC_1_PDRP22 |  |  | PGCC_1_PDRP22 | CISO | N | Bay Area |  |  | DR | OTHER | OTHER | 0.17 | [5 empty] | 17 | 22 | [6 empty] | 0.12 | 0 | 0 | 0.11 | 0.12 | 0.1 | 0.17 | 0 | 0 | 0 | 0 | Y | North | FC
PGCC_1_PDRP25 |  |  | PGCC_1_PDRP25 | CISO | N | Bay Area |  |  | DR | OTHER | OTHER | 0.41 | [5 empty] | 17 | 22 | [5 empty] | 0.28 | 0.26 | 0 | 0 | 0.41 | 0.1 | 0 | 0.27 | 0 | 0 | 0 | 0 | Y | North | FC
PGCC_1_PDRP31 |  |  | PGCC_1_PDRP31 | CISO | N | Bay Area |  |  | DR | OTHER | OTHER | 0.62 | [5 empty] | 17 | 22 | [5 empty] | 0.5 | 0.28 | 0.1 | 0 | 0 | 0.13 | 0.12 | 0.48 | 0.62 | 0 | 0 | 0 | Y | North | FC
PGCC_1_PDRP32 |  |  | PGCC_1_PDRP32 | CISO | N | Bay Area |  |  | DR | OTHER | OTHER | 0.45 | [5 empty] | 17 | 22 | [5 empty] | 0.45 | 0 | 0 | 0 | 0 | 0.14 | 0 | 0 | 0.18 | 0 | 0 | 0 | Y | North | FC
PGCC_1_PDRP33 |  |  | PGCC_1_PDRP33 | CISO | N | Bay Area |  |  | DR | OTHER | OTHER | 0.55 | [5 empty] | 17 | 22 | [6 empty] | 0.55 | 0 | 0 | 0.11 | 0.1 | 0.14 | 0.11 | 0 | 0 | 0 | 0 | Y | North | FC
PGCC_1_PDRP34 |  |  | PGCC_1_PDRP34 | CISO | N | Bay Area |  |  | DR | OTHER | OTHER | 0.18 | [5 empty] | 17 | 22 | [5 empty] | JUL: 0.13; AUG: 0.11; SEP: 0.18; OCT: 0; NOV: 0; DEC: 0 | Y | North | FC
PGCC_1_PDRP35 |  |  | PGCC_1_PDRP35 | CISO | N | Bay Area |  |  | DR | OTHER | OTHER | 1.8 | [5 empty] | 17 | 22 | [5 empty] | JUN: 0.56; JUL: 0.57; AUG: 0; SEP: 1.8; OCT: 0; NOV: 0; DEC: 0 | Y | North | FC
PGCC_1_PDRP41 |  |  | VLTS_PDR_PGCC_03 | CISO | N | Bay Area |  |  | DR | OTHER | OTHER | 3.61 | [5 empty] | 17 | 22 | [8 empty] | 0.75 | 0.75 | 0.75 | 0.21 | 0.48 | 3.61 | 0 | 0 | 0 | Y | North | FC
PGCC_1_PDRP60 |  |  | VLTS_PDR_PGCC_D | CISO | N | Bay Area |  |  | DR | OTHER | OTHER | 0.11 | [5 empty] | 17 | 22 | [5 empty] | JUL: 0.11; AUG: 0; SEP: 0; OCT: 0; NOV: 0; DEC: 0 | Y | North | FC
PGCC_1_PDRP98 |  |  | PGCC_1_PDRP98 | CISO | N | Bay Area |  |  | DR | OTHER | OTHER | 0.46 | [5 empty] | 17 | 22 | [5 empty] | JUN: 0.46; JUL: 0; AUG: 0; SEP: 0; OCT: 0; NOV: 0; DEC: 0 | Y | North | FC
PGCC_1_PDRP99 |  |  | PGCC_1_PDRP99 | CISO | N | Bay Area |  |  | DR | OTHER | OTHER | 0.87 | [5 empty] | 17 | 22 | [5 empty] | AUG: 0.26; SEP: 0.87; OCT: 0; NOV: 0; DEC: 0 | Y | North | FC
PGEB_2_PDRP05 |  |  | PGEB_2_PDRP05 | CISO | N | Bay Area |  |  | DR | OTHER | OTHER | 2.66 | [5 empty] | 17 | 22 | [5 empty] | 0.62 | 0.62 | 0.68 | 1.31 | 1.93 | 2.66 | 2.59 | 2.25 | 2.13 | 0 | 0 | 0 | Y | North | FC
PGEB_2_PDRP100 |  |  | PGEB_2_PDRP100 | CISO | N | Bay Area |  |  | DR | OTHER | OTHER | 0.99 | 0 |  |  |  |  | 17 | 22 | [7 empty] | 0.27 | 0.85 | 0.78 | 0.7 | 0.57 | 0 | 0 | 0 | 0 | 0 | Y | North | FC
PGEB_2_PDRP101 |  |  | PGEB_2_PDRP101 | CISO | N | Bay Area |  |  | DR | OTHER | OTHER | 0.99 | 0 |  |  |  |  | 17 | 22 | [8 empty] | 0.53 | 0 | 0.12 | 0 | 0.24 | 0.18 | 0 | 0 | 0 | Y | North | FC
PGEB_2_PDRP102 |  |  | PGEB_2_PDRP102 | CISO | N | Bay Area |  |  | DR | OTHER | OTHER | 0.99 | 0 |  |  |  |  | 17 | 22 | [5 empty] | 0.17 | 0 | 0.12 | 0.6 | 0 | 0 | 0 | 0.27 | 0 | 0 | 0 | 0 | Y | North | FC
PGEB_2_PDRP104 |  |  | PGEB_2_PDRP104 | CISO | N | Bay Area |  |  | DR | OTHER | OTHER | 0.99 | 0 |  |  |  |  | 17 | 22 | [8 empty] | 0.8 | 0 | 0 | 0.12 | 0.23 | 0.14 | 0 | 0 | 0 | Y | North | FC
PGEB_2_PDRP105 |  |  | PGEB_2_PDRP105 | CISO | N | Bay Area |  |  | DR | OTHER | OTHER | 0.99 | 0 |  |  |  |  | 17 | 22 | [7 empty] | 0.23 | 0 | 0 | 0.45 | 0 | 0 | 0.43 | 0 | 0 | 0 | Y | North | FC
PGEB_2_PDRP107 |  |  | VLTS_PDR_PGEB_02 | CISO | N | Bay Area |  |  | DR | OTHER | OTHER | 7.5 | 0 |  |  |  |  | 17 | 22 | [5 empty] | JUL: 0.11; AUG: 0; SEP: 0; OCT: 0; NOV: 0; DEC: 0 | Y | North | FC
PGEB_2_PDRP57 |  |  | PGEB_2_PDRP57 | CISO | N | Bay Area |  |  | DR | OTHER | OTHER | 0.85 | [5 empty] | 17 | 22 | [5 empty] | JUL: 0.39; AUG: 0.73; SEP: 0.85; OCT: 0; NOV: 0; DEC: 0 | Y | North | FC
PGEB_2_PDRP58 |  |  | PGEB_2_PDRP58 | CISO | N | Bay Area |  |  | DR | OTHER | OTHER | 0.56 | [5 empty] | 17 | 22 | [5 empty] | JUL: 0.56; AUG: 0; SEP: 0; OCT: 0; NOV: 0; DEC: 0 | Y | North | FC
PGEB_2_PDRP60 |  |  | PGEB_2_PDRP60 | CISO | N | Bay Area |  |  | DR | OTHER | OTHER | 0.54 | [5 empty] | 17 | 22 | [9 empty] | 0.54 | 0 | 0 | 0 | 0 | 0 | 0 | 0 | Y | North | FC
PGEB_2_PDRP61 |  |  | PGEB_2_PDRP61 | CISO | N | Bay Area |  |  | DR | OTHER | OTHER | 0.86 | [5 empty] | 17 | 22 | [7 empty] | 0.86 | 0 | 0.5 | 0 | 0.58 | 0.51 | 0 | 0 | 0 | 0 | Y | North | FC
PGEB_2_PDRP62 |  |  | PGEB_2_PDRP62 | CISO | N | Bay Area |  |  | DR | OTHER | OTHER | 0.57 | [5 empty] | 17 | 22 | [9 empty] | 0.1 | 0 | 0 | 0 | 0.57 | 0 | 0 | 0 | Y | North | FC
PGEB_2_PDRP63 |  |  | PGEB_2_PDRP63 | CISO | N | Bay Area |  |  | DR | OTHER | OTHER | 0.6 | [5 empty] | 17 | 22 | [7 empty] | 0.6 | 0.16 | 0 | 0.19 | 0.17 | 0.14 | 0 | 0 | 0 | 0 | Y | North | FC
PGEB_2_PDRP64 |  |  | PGEB_2_PDRP64 | CISO | N | Bay Area |  |  | DR | OTHER | OTHER | 0.32 | [5 empty] | 17 | 22 | [5 empty] | 0.1 | 0 | 0 | 0 | 0 | 0.32 | 0 | 0 | 0.17 | 0 | 0 | 0 | Y | North | FC
PGEB_2_PDRP66 |  |  | PGEB_2_PDRP66 | CISO | N | Bay Area |  |  | DR | OTHER | OTHER | 0.28 | [5 empty] | 17 | 22 | [9 empty] | 0.28 | 0.16 | 0 | 0.22 | 0 | 0 | 0 | 0 | Y | North | FC
PGEB_2_PDRP67 |  |  | PGEB_2_PDRP67 | CISO | N | Bay Area |  |  | DR | OTHER | OTHER | 0.63 | [5 empty] | 17 | 22 | [5 empty] | AUG: 0.63; SEP: 0; OCT: 0; NOV: 0; DEC: 0 | Y | North | FC
PGEB_2_PDRP68 |  |  | PGEB_2_PDRP68 | CISO | N | Bay Area |  |  | DR | OTHER | OTHER | 0.57 | [5 empty] | 17 | 22 | [8 empty] | 0.22 | 0 | 0 | 0 | 0.57 | 0 | 0 | 0 | 0 | Y | North | FC
PGEB_2_PDRP69 |  |  | PGEB_2_PDRP69 | CISO | N | Bay Area |  |  | DR | OTHER | OTHER | 0.21 | [5 empty] | 17 | 22 | [6 empty] | 0.21 | 0 | 0 | 0 | 0 | 0 | 0 | 0 | 0 | 0 | 0 | Y | North | FC
PGEB_2_PDRP70 |  |  | PGEB_2_PDRP70 | CISO | N | Bay Area |  |  | DR | OTHER | OTHER | 0.58 | [5 empty] | 17 | 22 | [9 empty] | 0.15 | 0.58 | 0.13 | 0.55 | 0 | 0 | 0 | 0 | Y | North | FC
PGEB_2_PDRP71 |  |  | PGEB_2_PDRP71 | CISO | N | Bay Area |  |  | DR | OTHER | OTHER | 0.74 | [5 empty] | 17 | 22 | [6 empty] | 0.16 | 0.15 | 0.15 | 0 | 0 | 0.11 | 0.74 | 0.14 | 0 | 0 | 0 | Y | North | FC
PGEB_2_PDRP73 |  |  | PGEB_2_PDRP73 | CISO | N | Bay Area |  |  | DR | OTHER | OTHER | 0.11 | [5 empty] | 17 | 22 | [6 empty] | 0.11 | 0 | 0 | 0 | 0 | 0 | 0 | 0 | 0 | 0 | 0 | Y | North | FC
PGEB_2_PDRP74 |  |  | PGEB_2_PDRP74 | CISO | N | Bay Area |  |  | DR | OTHER | OTHER | 0.16 | [5 empty] | 17 | 22 | [5 empty] | JUN: 0.16; JUL: 0; AUG: 0; SEP: 0.13; OCT: 0; NOV: 0; DEC: 0 | Y | North | FC
PGEB_2_PDRP76 |  |  | PGEB_2_PDRP76 | CISO | N | Bay Area |  |  | DR | OTHER | OTHER | 0.19 | [5 empty] | 17 | 22 | [5 empty] | AUG: 0.19; SEP: 0.13; OCT: 0; NOV: 0; DEC: 0 | Y | North | FC
PGEB_2_PDRP77 |  |  | PGEB_2_PDRP77 | CISO | N | Bay Area |  |  | DR | OTHER | OTHER | 0.99 | [5 empty] | 17 | 22 | [5 empty] | 0.22 | 0.18 | 0 | 0 | 0 | 0 | 0.2 | 0.99 | 0.24 | 0 | 0 | 0 | Y | North | FC
PGEB_2_PDRP78 |  |  | PGEB_2_PDRP78 | CISO | N | Bay Area |  |  | DR | OTHER | OTHER | 0.22 | [5 empty] | 17 | 22 | [5 empty] | JUN: 0.22; JUL: 0.21; AUG: 0; SEP: 0; OCT: 0; NOV: 0; DEC: 0 | Y | North | FC
PGEB_2_PDRP79 |  |  | PGEB_2_PDRP79 | CISO | N | Bay Area |  |  | DR | OTHER | OTHER | 0.99 | [5 empty] | 17 | 22 | [5 empty] | 0.21 | 0 | 0 | 0 | 0.1 | 0 | 0 | 0 | 0.99 | 0 | 0 | 0 | Y | North | FC
PGEB_2_PDRP80 |  |  | PGEB_2_PDRP80 | CISO | N | Bay Area |  |  | DR | OTHER | OTHER | 0.56 | [5 empty] | 17 | 22 | [6 empty] | 0.16 | 0 | 0.22 | 0.52 | 0.12 | 0.56 | 0 | 0.18 | 0 | 0 | 0 | Y | North | FC
PGEB_2_PDRP81 |  |  | PGEB_2_PDRP81 | CISO | N | Bay Area |  |  | DR | OTHER | OTHER | 0.99 | [5 empty] | 17 | 22 | [5 empty] | 0.2 | 0.31 | 0 | 0 | 0 | 0.71 | 0.59 | 0.57 | 0.99 | 0 | 0 | 0 | Y | North | FC
PGEB_2_PDRP82 |  |  | PGEB_2_PDRP82 | CISO | N | Bay Area |  |  | DR | OTHER | OTHER | 0.64 | [5 empty] | 17 | 22 | [5 empty] | 0.2 | 0 | 0 | 0 | 0.12 | 0 | 0.6 | 0.64 | 0 | 0 | 0 | 0 | Y | North | FC
PGEB_2_PDRP83 |  |  | PGEB_2_PDRP83 | CISO | N | Bay Area |  |  | DR | OTHER | OTHER | 0.39 | [5 empty] | 17 | 22 | [8 empty] | 0.1 | 0 | 0 | 0.17 | 0 | 0.39 | 0 | 0 | 0 | Y | North | FC
PGEB_2_PDRP84 |  |  | PGEB_2_PDRP84 | CISO | N | Bay Area |  |  | DR | OTHER | OTHER | 0.17 | [5 empty] | 17 | 22 | [5 empty] | JUL: 0.17; AUG: 0; SEP: 0; OCT: 0; NOV: 0; DEC: 0 | Y | North | FC
PGEB_2_PDRP93 |  |  | VLTS_PDR_PGEB_1 | CISO | N | Bay Area |  |  | DR | OTHER | OTHER | 0.53 | [5 empty] | 17 | 22 | [8 empty] | 0.53 | 0.53 | 0.53 | 0.11 | 0.11 | 0.11 | 0 | 0 | 0 | Y | North | FC
PGEB_2_PDRP95 |  |  | PGEB_2_PDRP95 | CISO | N | Bay Area |  |  | DR | OTHER | OTHER | 0.59 | [5 empty] | 17 | 22 | [7 empty] | 0.22 | 0 | 0.41 | 0 | 0 | 0.59 | 0.58 | 0 | 0 | 0 | Y | North | FC
PGEB_2_PDRP96 |  |  | PGEB_2_PDRP96 | CISO | N | Bay Area |  |  | DR | OTHER | OTHER | 0.23 | [5 empty] | 17 | 22 | [9 empty] | 0.23 | 0 | 0 | 0 | 0 | 0 | 0 | 0 | Y | North | FC
PGEB_2_PDRP97 |  |  | PGEB_2_PDRP97 | CISO | N | Bay Area |  |  | DR | OTHER | OTHER | 0.94 | [5 empty] | 17 | 22 | [8 empty] | 0.94 | 0 | 0.12 | 0 | 0 | 0 | 0 | 0 | 0 | Y | North | FC
PGEB_2_PDRP98 |  |  | PGEB_2_PDRP98 | CISO | N | Bay Area |  |  | DR | OTHER | OTHER | 0.19 | [5 empty] | 17 | 22 | [6 empty] | 0.16 | 0.12 | 0.14 | 0.19 | 0 | 0 | 0.12 | 0 | 0 | 0 | 0 | Y | North | FC
PGF1_2_PDRP03 |  |  | PGF1_2_PDRP03 | CISO | N | Fresno |  |  | DR | OTHER | OTHER | 1.88 | [5 empty] | 17 | 22 | [5 empty] | 0.43 | 0.43 | 0.48 | 0.92 | 1.36 | 1.88 | 1.87 | 1.59 | 1.56 | 0 | 0 | 0 | Y | North | FC
PGF1_2_PDRP04 |  |  | PGF1_2_PDRP04 | CISO | N | Fresno |  |  | DR | OTHER | OTHER | 3.3 | [5 empty] | 17 | 22 | [5 empty] | 1.8 | 1.51 | 1.2 | 2.6 | 3.09 | 3.3 | 0.2 | 0.9 | 1 | 0 | 0 | 0 | Y | North | FC
PGF1_2_PDRP109 |  |  | PGF1_2_PDRP109 | CISO | N | Fresno |  |  | DR | OTHER | OTHER | 0.99 | 0 |  |  |  |  | 17 | 22 | [5 empty] | 0.13 | 0.15 | 0.11 | 0.12 | 0.15 | 0.23 | 0 | 0 | 0 | 0 | 0 | 0 | Y | North | FC
PGF1_2_PDRP11 |  |  | PGF1_2_PDRP11 | CISO | N | Fresno |  |  | DR | OTHER | OTHER | 4 | [5 empty] | 17 | 22 | [5 empty] | JUL: 4; AUG: 4; SEP: 4; OCT: 0; NOV: 0; DEC: 0 | Y | North | FC
PGF1_2_PDRP110 |  |  | PGF1_2_PDRP110 | CISO | N | Fresno |  |  | DR | OTHER | OTHER | 0.99 | 0 |  |  |  |  | 17 | 22 | [6 empty] | 0.31 | 0.14 | 0.12 | 0.27 | 0 | 0 | 0.1 | 0.13 | 0 | 0 | 0 | Y | North | FC
PGF1_2_PDRP111 |  |  | VLTS_PDR_PGF1_03 | CISO | N | Fresno |  |  | DR | OTHER | OTHER | 9.9 | 0 |  |  |  |  | 17 | 22 | [8 empty] | 1.07 | 1.07 | 1.07 | 1.6 | 0 | 0 | 0 | 0 | 0 | Y | North | FC
PGF1_2_PDRP116 |  |  | VLTS_PDR_PGF1_04 | CISO | N | Fresno |  |  | DR | OTHER | OTHER | 9.9 | 0 |  |  |  |  | 17 | 22 | [8 empty] | 0.21 | 0.21 | 0.21 | 0.21 | 0.53 | 0.32 | 0 | 0 | 0 | Y | North | FC
PGF1_2_PDRP120 |  |  | VLTS_PDR_PGF1_D | CISO | N | Fresno |  |  | DR | OTHER | OTHER | 3 | 0 |  |  |  |  | 17 | 22 | [5 empty] | JUL: 0.11; AUG: 0; SEP: 0; OCT: 0; NOV: 0; DEC: 0 | Y | North | FC
PGF1_2_PDRP16 |  |  | PGF1_2_PDRP16 | CISO | N | Fresno |  |  | DR | OTHER | OTHER | 0.7 | [5 empty] | 17 | 22 | [5 empty] | JUL: 0.7; AUG: 0.6; SEP: 0.6; OCT: 0; NOV: 0; DEC: 0 | Y | North | FC
PGF1_2_PDRP59 |  |  | PGF1_2_PDRP59 | CISO | N | Fresno |  |  | DR | OTHER | OTHER | 0.54 | [5 empty] | 17 | 22 | [5 empty] | JUL: 0.23; AUG: 0.51; SEP: 0.54; OCT: 0; NOV: 0; DEC: 0 | Y | North | FC
PGF1_2_PDRP60 |  |  | PGF1_2_PDRP60 | CISO | N | Fresno |  |  | DR | OTHER | OTHER | 0.17 | [5 empty] | 17 | 22 | [5 empty] | JUN: 0.17; JUL: 0.17; AUG: 0; SEP: 0; OCT: 0; NOV: 0; DEC: 0 | Y | North | FC
PGF1_2_PDRP61 |  |  | PGF1_2_PDRP61 | CISO | N | Fresno |  |  | DR | OTHER | OTHER | 0.34 | [5 empty] | 17 | 22 | [9 empty] | 0.11 | 0 | 0 | 0 | 0.34 | 0 | 0 | 0 | Y | North | FC
PGF1_2_PDRP62 |  |  | PGF1_2_PDRP62 | CISO | N | Fresno |  |  | DR | OTHER | OTHER | 0.85 | [5 empty] | 17 | 22 | [5 empty] | 0.12 | 0 | 0 | 0 | 0 | 0.54 | 0 | 0.85 | 0 | 0 | 0 | 0 | Y | North | FC
PGF1_2_PDRP63 |  |  | PGF1_2_PDRP63 | CISO | N | Fresno |  |  | DR | OTHER | OTHER | 1.28 | [5 empty] | 17 | 22 | [9 empty] | 0.52 | 0.12 | 0 | 0.52 | 1.28 | 0 | 0 | 0 | Y | North | FC
PGF1_2_PDRP64 |  |  | PGF1_2_PDRP64 | CISO | N | Fresno |  |  | DR | OTHER | OTHER | 0.46 | [5 empty] | 17 | 22 | [7 empty] | 0.15 | 0 | 0 | 0.46 | 0 | 0 | 0 | 0 | 0 | 0 | Y | North | FC
PGF1_2_PDRP65 |  |  | PGF1_2_PDRP65 | CISO | N | Fresno |  |  | DR | OTHER | OTHER | 0.62 | [5 empty] | 17 | 22 | [5 empty] | JUL: 0.1; AUG: 0.62; SEP: 0.16; OCT: 0; NOV: 0; DEC: 0 | Y | North | FC
PGF1_2_PDRP66 |  |  | PGF1_2_PDRP66 | CISO | N | Fresno |  |  | DR | OTHER | OTHER | 0.56 | [5 empty] | 17 | 22 | [5 empty] | JUN: 0.12; JUL: 0.56; AUG: 0; SEP: 0; OCT: 0; NOV: 0; DEC: 0 | Y | North | FC
PGF1_2_PDRP68 |  |  | PGF1_2_PDRP68 | CISO | N | Fresno |  |  | DR | OTHER | OTHER | 0.52 | [5 empty] | 17 | 22 | [6 empty] | 0.52 | 0 | 0 | 0 | 0.44 | 0 | 0.11 | 0.11 | 0 | 0 | 0 | Y | North | FC
PGF1_2_PDRP69 |  |  | PGF1_2_PDRP69 | CISO | N | Fresno |  |  | DR | OTHER | OTHER | 0.54 | [5 empty] | 17 | 22 | [8 empty] | 0.2 | 0.23 | 0 | 0.54 | 0 | 0.11 | 0 | 0 | 0 | Y | North | FC
PGF1_2_PDRP70 |  |  | PGF1_2_PDRP70 | CISO | N | Fresno |  |  | DR | OTHER | OTHER | 0.77 | [5 empty] | 17 | 22 | [9 empty] | 0.77 | 0 | 0 | 0 | 0 | 0 | 0 | 0 | Y | North | FC
PGF1_2_PDRP71 |  |  | PGF1_2_PDRP71 | CISO | N | Fresno |  |  | DR | OTHER | OTHER | 0.51 | [5 empty] | 17 | 22 | [5 empty] | 0.1 | 0 | 0 | 0.51 | 0 | 0 | 0.31 | 0.28 | 0 | 0 | 0 | 0 | Y | North | FC
PGF1_2_PDRP72 |  |  | PGF1_2_PDRP72 | CISO | N | Fresno |  |  | DR | OTHER | OTHER | 0.77 | [5 empty] | 17 | 22 | [7 empty] | 0.13 | 0.77 | 0 | 0.11 | 0.25 | 0 | 0.21 | 0 | 0 | 0 | Y | North | FC
PGF1_2_PDRP73 |  |  | PGF1_2_PDRP73 | CISO | N | Fresno |  |  | DR | OTHER | OTHER | 0.67 | [5 empty] | 17 | 22 | [9 empty] | 0.6 | 0 | 0.2 | 0.67 | 0 | 0 | 0 | 0 | Y | North | FC
PGF1_2_PDRP74 |  |  | PGF1_2_PDRP74 | CISO | N | Fresno |  |  | DR | OTHER | OTHER | 0.55 | [5 empty] | 17 | 22 | [8 empty] | 0.19 | 0.14 | 0.55 | 0.45 | 0.13 | 0.14 | 0 | 0 | 0 | Y | North | FC
PGF1_2_PDRP75 |  |  | PGF1_2_PDRP75 | CISO | N | Fresno |  |  | DR | OTHER | OTHER | 0.56 | [5 empty] | 17 | 22 | [6 empty] | 0.11 | 0 | 0 | 0 | 0 | 0.53 | 0.56 | 0.15 | 0 | 0 | 0 | Y | North | FC
PGF1_2_PDRP76 |  |  | PGF1_2_PDRP76 | CISO | N | Fresno |  |  | DR | OTHER | OTHER | 0.51 | [5 empty] | 17 | 22 | [8 empty] | 0.11 | 0.1 | 0.31 | 0.51 | 0.37 | 0 | 0 | 0 | 0 | Y | North | FC
PGF1_2_PDRP77 |  |  | PGF1_2_PDRP77 | CISO | N | Fresno |  |  | DR | OTHER | OTHER | 0.63 | [5 empty] | 17 | 22 | [9 empty] | 0.53 | 0.56 | 0.29 | 0.63 | 0.3 | 0 | 0 | 0 | Y | North | FC
PGF1_2_PDRP78 |  |  | PGF1_2_PDRP78 | CISO | N | Fresno |  |  | DR | OTHER | OTHER | 0.49 | [5 empty] | 17 | 22 | [6 empty] | 0.29 | 0 | 0.16 | 0 | 0 | 0 | 0 | 0.49 | 0 | 0 | 0 | Y | North | FC
PGF1_2_PDRP79 |  |  | PGF1_2_PDRP79 | CISO | N | Fresno |  |  | DR | OTHER | OTHER | 0.41 | [5 empty] | 17 | 22 | [7 empty] | 0.1 | 0 | 0.11 | 0.41 | 0 | 0 | 0.28 | 0 | 0 | 0 | Y | North | FC
PGF1_2_PDRP81 |  |  | PGF1_2_PDRP81 | CISO | N | Fresno |  |  | DR | OTHER | OTHER | 0.56 | [5 empty] | 17 | 22 | [6 empty] | 0.2 | 0 | 0 | 0 | 0 | 0.56 | 0.41 | 0 | 0 | 0 | 0 | Y | North | FC
PGF1_2_PDRP82 |  |  | PGF1_2_PDRP82 | CISO | N | Fresno |  |  | DR | OTHER | OTHER | 0.19 | [5 empty] | 17 | 22 | [5 empty] | JUN: 0.14; JUL: 0.13; AUG: 0.19; SEP: 0.1; OCT: 0; NOV: 0; DEC: 0 | Y | North | FC
PGF1_2_PDRP83 |  |  | PGF1_2_PDRP83 | CISO | N | Fresno |  |  | DR | OTHER | OTHER | 0.54 | [5 empty] | 17 | 22 | [6 empty] | 0.5 | 0 | 0 | 0.54 | 0 | 0 | 0 | 0 | 0 | 0 | 0 | Y | North | FC
PGF1_2_PDRP84 |  |  | PGF1_2_PDRP84 | CISO | N | Fresno |  |  | DR | OTHER | OTHER | 0.67 | [5 empty] | 17 | 22 | [5 empty] | JUL: 0.59; AUG: 0.67; SEP: 0; OCT: 0; NOV: 0; DEC: 0 | Y | North | FC
PGF1_2_PDRP85 |  |  | PGF1_2_PDRP85 | CISO | N | Fresno |  |  | DR | OTHER | OTHER | 0.47 | [5 empty] | 17 | 22 | [8 empty] | 0.47 | 0.39 | 0 | 0.11 | 0 | 0.29 | 0 | 0 | 0 | Y | North | FC
PGF1_2_PDRP86 |  |  | PGF1_2_PDRP86 | CISO | N | Fresno |  |  | DR | OTHER | OTHER | 0.62 | [5 empty] | 17 | 22 | [5 empty] | JUN: 0.31; JUL: 0.62; AUG: 0.58; SEP: 0.36; OCT: 0; NOV: 0; DEC: 0 | Y | North | FC
PGF1_2_PDRP87 |  |  | PGF1_2_PDRP87 | CISO | N | Fresno |  |  | DR | OTHER | OTHER | 0.99 | [5 empty] | 17 | 22 | [7 empty] | 0.5 | 0 | 0 | 0.55 | 0 | 0.29 | 0.99 | 0 | 0 | 0 | Y | North | FC
PGF1_2_PDRP88 |  |  | PGF1_2_PDRP88 | CISO | N | Fresno |  |  | DR | OTHER | OTHER | 0.71 | [5 empty] | 17 | 22 | [5 empty] | 0.4 | 0 | 0 | 0 | 0.3 | 0.71 | 0 | 0 | 0 | 0 | 0 | 0 | Y | North | FC
PGF1_2_PDRP89 |  |  | PGF1_2_PDRP89 | CISO | N | Fresno |  |  | DR | OTHER | OTHER | 0.5 | [5 empty] | 17 | 22 | [5 empty] | 0.5 | 0 | 0.11 | 0.11 | 0 | 0.13 | 0.22 | 0.13 | 0 | 0 | 0 | 0 | Y | North | FC
PGF1_2_PDRP91 |  |  | PGF1_2_PDRP91 | CISO | N | Fresno |  |  | DR | OTHER | OTHER | 0.49 | [5 empty] | 17 | 22 | [5 empty] | 0.49 | 0 | 0.44 | 0 | 0.12 | 0 | 0 | 0 | 0 | 0 | 0 | 0 | Y | North | FC
PGF1_2_PDRP93 |  |  | PGF1_2_PDRP93 | CISO | N | Fresno |  |  | DR | OTHER | OTHER | 0.82 | [5 empty] | 17 | 22 | [5 empty] | 0.27 | 0 | 0 | 0 | 0 | 0 | 0 | 0.82 | 0 | 0 | 0 | 0 | Y | North | FC
PGF1_2_PDRP94 |  |  | PGF1_2_PDRP94 | CISO | N | Fresno |  |  | DR | OTHER | OTHER | 0.99 | [5 empty] | 17 | 22 | [5 empty] | 0.25 | 0 | 0 | 0 | 0 | 0 | 0.58 | 0 | 0.99 | 0 | 0 | 0 | Y | North | FC
PGF1_2_PDRP95 |  |  | PGF1_2_PDRP95 | CISO | N | Fresno |  |  | DR | OTHER | OTHER | 0.44 | [5 empty] | 17 | 22 | [6 empty] | 0.1 | 0 | 0 | 0.13 | 0.17 | 0.42 | 0 | 0.44 | 0 | 0 | 0 | Y | North | FC
PGF1_2_PDRP96 |  |  | PGF1_2_PDRP96 | CISO | N | Fresno |  |  | DR | OTHER | OTHER | 0.16 | [5 empty] | 17 | 22 | [8 empty] | 0.11 | 0 | 0 | 0 | 0.16 | 0.13 | 0 | 0 | 0 | Y | North | FC
PGF1_2_PDRP97 |  |  | PGF1_2_PDRP97 | CISO | N | Fresno |  |  | DR | OTHER | OTHER | 0.63 | [5 empty] | 17 | 22 | [5 empty] | JUN: 0.41; JUL: 0.6; AUG: 0.63; SEP: 0; OCT: 0; NOV: 0; DEC: 0 | Y | North | FC
PGFG_1_PDRP05 |  |  | PGFG_1_PDRP05 | CISO | N | NCNB |  |  | DR | OTHER | OTHER | 0.81 | [5 empty] | 17 | 22 | [5 empty] | 0.17 | 0.17 | 0.18 | 0.36 | 0.52 | 0.72 | 0.81 | 0.69 | 0.67 | 0 | 0 | 0 | Y | North | FC
PGFG_1_PDRP13 |  |  | PGFG_1_PDRP13 | CISO | N | NCNB |  |  | DR | OTHER | OTHER | 2 | [5 empty] | 17 | 22 | [5 empty] | JUL: 2; AUG: 2; SEP: 2; OCT: 0; NOV: 0; DEC: 0 | Y | North | FC
PGFG_1_PDRP19 |  |  | PGFG_1_PDRP19 | CISO | N | NCNB |  |  | DR | OTHER | OTHER | 0.44 | [5 empty] | 17 | 22 | [6 empty] | 0.12 | 0 | 0 | 0.44 | 0.3 | 0 | 0 | 0 | 0 | 0 | 0 | Y | North | FC
PGFG_1_PDRP20 |  |  | PGFG_1_PDRP20 | CISO | N | NCNB |  |  | DR | OTHER | OTHER | 0.26 | [5 empty] | 17 | 22 | [8 empty] | 0.23 | 0 | 0 | 0.11 | 0.26 | 0 | 0 | 0 | 0 | Y | North | FC
PGFG_1_PDRP21 |  |  | PGFG_1_PDRP21 | CISO | N | NCNB |  |  | DR | OTHER | OTHER | 0.15 | [5 empty] | 17 | 22 | [5 empty] | 0.15 | 0 | 0.14 | 0.1 | 0.13 | 0.14 | 0.1 | 0.12 | 0 | 0 | 0 | 0 | Y | North | FC
PGFG_1_PDRP22 |  |  | PGFG_1_PDRP22 | CISO | N | NCNB |  |  | DR | OTHER | OTHER | 0.16 | [5 empty] | 17 | 22 | [9 empty] | 0.16 | 0 | 0 | 0 | 0 | 0 | 0 | 0 | Y | North | FC
PGFG_1_PDRP23 |  |  | PGFG_1_PDRP23 | CISO | N | NCNB |  |  | DR | OTHER | OTHER | 0.37 | [5 empty] | 17 | 22 | [5 empty] | JUL: 0.37; AUG: 0; SEP: 0.25; OCT: 0; NOV: 0; DEC: 0 | Y | North | FC
PGFG_1_PDRP24 |  |  | PGFG_1_PDRP24 | CISO | N | NCNB |  |  | DR | OTHER | OTHER | 0.29 | [5 empty] | 17 | 22 | [5 empty] | JUN: 0.27; JUL: 0.11; AUG: 0.29; SEP: 0.12; OCT: 0; NOV: 0; DEC: 0 | Y | North | FC
PGFG_1_PDRP25 |  |  | PGFG_1_PDRP25 | CISO | N | NCNB |  |  | DR | OTHER | OTHER | 0.96 | [5 empty] | 17 | 22 | [9 empty] | 0.96 | 0.14 | 0 | 0 | 0.11 | 0 | 0 | 0 | Y | North | FC
PGFG_1_PDRP32 |  |  | PGFG_1_PDRP32 | CISO | N | NCNB |  |  | DR | OTHER | OTHER | 0.12 | [5 empty] | 17 | 22 | [5 empty] | AUG: 0.12; SEP: 0; OCT: 0; NOV: 0; DEC: 0 | Y | North | FC
PGFG_1_PDRP33 |  |  | PGFG_1_PDRP33 | CISO | N | NCNB |  |  | DR | OTHER | OTHER | 0.36 | [5 empty] | 17 | 22 | [5 empty] | JUL: 0.17; AUG: 0.19; SEP: 0.36; OCT: 0; NOV: 0; DEC: 0 | Y | North | FC
PGFG_1_PDRP36 |  |  | PGFG_1_PDRP36 | CISO | N | NCNB |  |  | DR | OTHER | OTHER | 0.14 | [5 empty] | 17 | 22 | [5 empty] | AUG: 0.12; SEP: 0.14; OCT: 0; NOV: 0; DEC: 0 | Y | North | FC
PGFG_1_PDRP77 |  |  | VLTS_PDR_PGFG_01 | CISO | N | NCNB |  |  | DR | OTHER | OTHER | 0.11 | [5 empty] | 17 | 22 | [5 empty] | JUL: 0.11; AUG: 0; SEP: 0; OCT: 0; NOV: 0; DEC: 0 | Y | North | FC
PGHB_6_PDRP02 |  |  | PGHB_6_PDRP02 | CISO | N | Humboldt |  |  | DR | OTHER | OTHER | 1.05 | [5 empty] | 17 | 22 | [5 empty] | 0.22 | 0.22 | 0.24 | 0.46 | 0.68 | 0.94 | 1.05 | 1.05 | 1.05 | 0 | 0 | 0 | Y | North | FC
PGHB_6_PDRP10 |  |  | PGHB_6_PDRP10 | CISO | N | Humboldt |  |  | DR | OTHER | OTHER | 0.17 | [5 empty] | 17 | 22 | [6 empty] | 0.17 | 0 | 0 | 0 | 0 | 0 | 0 | 0 | 0 | 0 | 0 | Y | North | FC
PGHB_6_PDRP11 |  |  | PGHB_6_PDRP11 | CISO | N | Humboldt |  |  | DR | OTHER | OTHER | 0.18 | [5 empty] | 17 | 22 | [5 empty] | JUN: 0.14; JUL: 0.11; AUG: 0.17; SEP: 0.18; OCT: 0; NOV: 0; DEC: 0 | Y | North | FC
PGHB_6_PDRP12 |  |  | PGHB_6_PDRP12 | CISO | N | Humboldt |  |  | DR | OTHER | OTHER | 0.28 | [5 empty] | 17 | 22 | [5 empty] | 0.28 | 0.1 | 0 | 0 | 0 | 0 | 0 | 0 | 0 | 0 | 0 | 0 | Y | North | FC
PGKN_2_PDRP02 |  |  | PGKN_2_PDRP02 | CISO | N | Kern |  |  | DR | OTHER | OTHER | 0.6 | [5 empty] | 17 | 22 | [5 empty] | 0.12 | 0.12 | 0.14 | 0.26 | 0.39 | 0.54 | 0.6 | 0.4 | 0.39 | 0 | 0 | 0 | Y | North | FC
PGKN_2_PDRP24 |  |  | PGKN_2_PDRP24 | CISO | N | Kern |  |  | DR | OTHER | OTHER | 0.72 | [5 empty] | 17 | 22 | [9 empty] | 0.54 | 0.14 | 0 | 0.13 | 0.72 | 0 | 0 | 0 | Y | North | FC
PGKN_2_PDRP25 |  |  | PGKN_2_PDRP25 | CISO | N | Kern |  |  | DR | OTHER | OTHER | 0.68 | [5 empty] | 17 | 22 | [5 empty] | JUL: 0.1; AUG: 0.1; SEP: 0.68; OCT: 0; NOV: 0; DEC: 0 | Y | North | FC
PGKN_2_PDRP33 |  |  | PGKN_2_PDRP33 | CISO | N | Kern |  |  | DR | OTHER | OTHER | 0.15 | [5 empty] | 17 | 22 | [8 empty] | 0.12 | 0 | 0 | 0.15 | 0 | 0 | 0 | 0 | 0 | Y | North | FC
PGKN_2_PDRP34 |  |  | PGKN_2_PDRP34 | CISO | N | Kern |  |  | DR | OTHER | OTHER | 0.47 | [5 empty] | 17 | 22 | [5 empty] | 0.12 | 0 | 0 | 0 | 0 | 0.47 | 0.1 | 0 | 0 | 0 | 0 | 0 | Y | North | FC
PGKN_2_PDRP35 |  |  | PGKN_2_PDRP35 | CISO | N | Kern |  |  | DR | OTHER | OTHER | 0.22 | [5 empty] | 17 | 22 | [9 empty] | 0.11 | 0.12 | 0.22 | 0 | 0 | 0 | 0 | 0 | Y | North | FC
PGKN_2_PDRP36 |  |  | PGKN_2_PDRP36 | CISO | N | Kern |  |  | DR | OTHER | OTHER | 0.46 | [5 empty] | 17 | 22 | [5 empty] | JUN: 0.46; JUL: 0; AUG: 0; SEP: 0; OCT: 0; NOV: 0; DEC: 0 | Y | North | FC
PGKN_2_PDRP37 |  |  | PGKN_2_PDRP37 | CISO | N | Kern |  |  | DR | OTHER | OTHER | 0.64 | [5 empty] | 17 | 22 | [5 empty] | AUG: 0.64; SEP: 0; OCT: 0; NOV: 0; DEC: 0 | Y | North | FC
PGKN_2_PDRP38 |  |  | PGKN_2_PDRP38 | CISO | N | Kern |  |  | DR | OTHER | OTHER | 0.56 | [5 empty] | 17 | 22 | [9 empty] | 0.18 | 0.19 | 0.56 | 0.13 | 0 | 0 | 0 | 0 | Y | North | FC
PGKN_2_PDRP40 |  |  | PGKN_2_PDRP40 | CISO | N | Kern |  |  | DR | OTHER | OTHER | 0.42 | [5 empty] | 17 | 22 | [5 empty] | AUG: 0.42; SEP: 0.13; OCT: 0; NOV: 0; DEC: 0 | Y | North | FC
PGKN_2_PDRP41 |  |  | PGKN_2_PDRP41 | CISO | N | Kern |  |  | DR | OTHER | OTHER | 0.28 | [5 empty] | 17 | 22 | [5 empty] | JUN: 0.13; JUL: 0; AUG: 0; SEP: 0.28; OCT: 0; NOV: 0; DEC: 0 | Y | North | FC
PGKN_2_PDRP42 |  |  | PGKN_2_PDRP42 | CISO | N | Kern |  |  | DR | OTHER | OTHER | 0.65 | [5 empty] | 17 | 22 | [5 empty] | JUL: 0.53; AUG: 0; SEP: 0.65; OCT: 0; NOV: 0; DEC: 0 | Y | North | FC
PGKN_2_PDRP43 |  |  | PGKN_2_PDRP43 | CISO | N | Kern |  |  | DR | OTHER | OTHER | 0.42 | [5 empty] | 17 | 22 | [7 empty] | 0.11 | 0.1 | 0.1 | 0 | 0.12 | 0.42 | 0 | 0 | 0 | 0 | Y | North | FC
PGKN_2_PDRP44 |  |  | PGKN_2_PDRP44 | CISO | N | Kern |  |  | DR | OTHER | OTHER | 0.67 | [5 empty] | 17 | 22 | [6 empty] | 0.14 | 0 | 0 | 0 | 0.15 | 0 | 0.67 | 0 | 0 | 0 | 0 | Y | North | FC
PGKN_2_PDRP51 |  |  | PGKN_2_PDRP51 | CISO | N | Kern |  |  | DR | OTHER | OTHER | 0.21 | [5 empty] | 17 | 22 | [5 empty] | AUG: 0.2; SEP: 0.21; OCT: 0; NOV: 0; DEC: 0 | Y | North | FC
PGKN_2_PDRP59 |  |  | VLTS_PDR_PGKN_D | CISO | N | Kern |  |  | DR | OTHER | OTHER | 0.11 | [5 empty] | 17 | 22 | [5 empty] | JUL: 0.11; AUG: 0; SEP: 0; OCT: 0; NOV: 0; DEC: 0 | Y | North | FC
PGNB_2_PDRP02 |  |  | PGNB_2_PDRP02 | CISO | N | NCNB |  |  | DR | OTHER | OTHER | 0.7 | [5 empty] | 17 | 22 | [5 empty] | 0.14 | 0.14 | 0.16 | 0.31 | 0.45 | 0.63 | 0.7 | 0.59 | 0.57 | 0 | 0 | 0 | Y | North | FC
PGNB_2_PDRP101 |  |  | VLTS_PDR_PGNB_D | CISO | N | NCNB |  |  | DR | OTHER | OTHER | 3 | 0 |  |  |  |  | 17 | 22 | [5 empty] | JUL: 0.11; AUG: 0; SEP: 0; OCT: 0; NOV: 0; DEC: 0 | Y | North | FC
PGNB_2_PDRP19 |  |  | PGNB_2_PDRP19 | CISO | N | NCNB |  |  | DR | OTHER | OTHER | 0.21 | [5 empty] | 17 | 22 | [5 empty] | 0.14 | 0 | 0 | 0 | 0 | 0 | 0 | 0.21 | 0 | 0 | 0 | 0 | Y | North | FC
PGNB_2_PDRP20 |  |  | PGNB_2_PDRP20 | CISO | N | NCNB |  |  | DR | OTHER | OTHER | 0.35 | [5 empty] | 17 | 22 | [5 empty] | JUL: 0.35; AUG: 0; SEP: 0; OCT: 0; NOV: 0; DEC: 0 | Y | North | FC
PGNB_2_PDRP21 |  |  | PGNB_2_PDRP21 | CISO | N | NCNB |  |  | DR | OTHER | OTHER | 0.1 | [5 empty] | 17 | 22 | [5 empty] | JUL: 0.1; AUG: 0.1; SEP: 0; OCT: 0; NOV: 0; DEC: 0 | Y | North | FC
PGNB_2_PDRP22 |  |  | PGNB_2_PDRP22 | CISO | N | NCNB |  |  | DR | OTHER | OTHER | 0.24 | [5 empty] | 17 | 22 | [5 empty] | AUG: 0.24; SEP: 0; OCT: 0; NOV: 0; DEC: 0 | Y | North | FC
PGNB_2_PDRP25 |  |  | PGNB_2_PDRP25 | CISO | N | NCNB |  |  | DR | OTHER | OTHER | 0.12 | [5 empty] | 17 | 22 | [6 empty] | 0.11 | 0 | 0.1 | 0.12 | 0.1 | 0 | 0 | 0 | 0 | 0 | 0 | Y | North | FC
PGNB_2_PDRP27 |  |  | PGNB_2_PDRP27 | CISO | N | NCNB |  |  | DR | OTHER | OTHER | 0.17 | [5 empty] | 17 | 22 | [8 empty] | 0.12 | 0 | 0.12 | 0.17 | 0 | 0 | 0 | 0 | 0 | Y | North | FC
PGNB_2_PDRP30 |  |  | PGNB_2_PDRP30 | CISO | N | NCNB |  |  | DR | OTHER | OTHER | 0.16 | [5 empty] | 17 | 22 | [7 empty] | 0.14 | 0 | 0.12 | 0 | 0 | 0.16 | 0 | 0 | 0 | 0 | Y | North | FC
PGNB_2_PDRP32 |  |  | PGNB_2_PDRP32 | CISO | N | NCNB |  |  | DR | OTHER | OTHER | 0.27 | [5 empty] | 17 | 22 | [5 empty] | JUN: 0.27; JUL: 0; AUG: 0; SEP: 0; OCT: 0; NOV: 0; DEC: 0 | Y | North | FC
PGNB_2_PDRP33 |  |  | PGNB_2_PDRP33 | CISO | N | NCNB |  |  | DR | OTHER | OTHER | 0.19 | [5 empty] | 17 | 22 | [5 empty] | JUN: 0.15; JUL: 0; AUG: 0; SEP: 0.19; OCT: 0; NOV: 0; DEC: 0 | Y | North | FC
PGNB_2_PDRP34 |  |  | PGNB_2_PDRP34 | CISO | N | NCNB |  |  | DR | OTHER | OTHER | 0.12 | [5 empty] | 17 | 22 | [5 empty] | JUL: 0.11; AUG: 0; SEP: 0.12; OCT: 0; NOV: 0; DEC: 0 | Y | North | FC
PGNB_2_PDRP36 |  |  | PGNB_2_PDRP36 | CISO | N | NCNB |  |  | DR | OTHER | OTHER | 0.48 | [5 empty] | 17 | 22 | [9 empty] | 0.48 | 0 | 0 | 0 | 0 | 0 | 0 | 0 | Y | North | FC
PGNB_2_PDRP37 |  |  | PGNB_2_PDRP37 | CISO | N | NCNB |  |  | DR | OTHER | OTHER | 0.13 | [5 empty] | 17 | 22 | [5 empty] | AUG: 0.11; SEP: 0.13; OCT: 0; NOV: 0; DEC: 0 | Y | North | FC
PGNB_2_PDRP42 |  |  | PGNB_2_PDRP42 | CISO | N | NCNB |  |  | DR | OTHER | OTHER | 0.37 | [5 empty] | 17 | 22 | [5 empty] | SEP: 0.37; OCT: 0; NOV: 0; DEC: 0 | Y | North | FC
PGNC_1_PDRP01 |  |  | PGNC_1_PDRP01 | CISO | N | NCNB |  |  | DR | OTHER | OTHER | 0.9 | [5 empty] | 17 | 22 | [7 empty] | 0.9 | 0.58 | 0 | 0 | 0 | 0 | 0 | 0 | 0 | 0 | Y | North | FC
PGNC_1_PDRP04 |  |  | PGNC_1_PDRP04 | CISO | N | NCNB |  |  | DR | OTHER | OTHER | 0.5 | [5 empty] | 17 | 22 | [9 empty] | 0.1 | 0.1 | 0.5 | 0.48 | 0.48 | 0 | 0 | 0 | Y | North | FC
PGNC_1_PDRP09 |  |  | PGNC_1_PDRP09 | CISO | N | NCNB |  |  | DR | OTHER | OTHER | 0.13 | [5 empty] | 17 | 22 | [5 empty] | SEP: 0.13; OCT: 0; NOV: 0; DEC: 0 | Y | North | FC
PGNC_1_PDRP14 |  |  | PGNC_1_PDRP14 | CISO | N | NCNB |  |  | DR | OTHER | OTHER | 0.14 | [5 empty] | 17 | 22 | [5 empty] | SEP: 0.14; OCT: 0; NOV: 0; DEC: 0 | Y | North | FC
PGNC_1_PDRP15 |  |  | PGNC_1_PDRP15 | CISO | N | NCNB |  |  | DR | OTHER | OTHER | 0.14 | [5 empty] | 17 | 22 | [5 empty] | AUG: 0.14; SEP: 0; OCT: 0; NOV: 0; DEC: 0 | Y | North | FC
PGNC_1_PDRP17 |  |  | PGNC_1_PDRP17 | CISO | N | NCNB |  |  | DR | OTHER | OTHER | 0.13 | [5 empty] | 17 | 22 | [5 empty] | AUG: 0.13; SEP: 0; OCT: 0; NOV: 0; DEC: 0 | Y | North | FC
PGNC_1_PDRP18 |  |  | PGNC_1_PDRP18 | CISO | N | NCNB |  |  | DR | OTHER | OTHER | 0.52 | [5 empty] | 17 | 22 | [7 empty] | 0.52 | 0 | 0 | 0 | 0 | 0 | 0 | 0 | 0 | 0 | Y | North | FC
PGNC_1_PDRP20 |  |  | PGNC_1_PDRP20 | CISO | N | NCNB |  |  | DR | OTHER | OTHER | 0.11 | [5 empty] | 17 | 22 | [5 empty] | AUG: 0.11; SEP: 0; OCT: 0; NOV: 0; DEC: 0 | Y | North | FC
PGNC_1_PDRP21 |  |  | PGNC_1_PDRP21 | CISO | N | NCNB |  |  | DR | OTHER | OTHER | 0.14 | [5 empty] | 17 | 22 | [5 empty] | JUN: 0.14; JUL: 0.14; AUG: 0; SEP: 0; OCT: 0; NOV: 0; DEC: 0 | Y | North | FC
PGNP_2_PDRP02 |  |  | PGNP_2_PDRP02 | CISO | N | CAISO System |  |  | DR | OTHER | OTHER | 1 | [5 empty] | 17 | 22 | [7 empty] | 1 | 0.4 | 0 | 0 | 0 | 0 | 0 | 0 | 0 | 0 | Y | North | FC
PGNP_2_PDRP08 |  |  | PGNP_2_PDRP08 | CISO | N | CAISO System |  |  | DR | OTHER | OTHER | 2.02 | [5 empty] | 17 | 22 | [9 empty] | 0.7 | 1.4 | 0.31 | 2.02 | 2.01 | 0 | 0 | 0 | Y | North | FC
PGNP_2_PDRP30 |  |  | PGNP_2_PDRP30 | CISO | N | CAISO System |  |  | DR | OTHER | OTHER | 0.99 | [5 empty] | 17 | 22 | [5 empty] | 0.29 | 0.27 | 0.11 | 0 | 0 | 0 | 0 | 0.99 | 0 | 0 | 0 | 0 | Y | North | FC
PGNP_2_PDRP31 |  |  | PGNP_2_PDRP31 | CISO | N | CAISO System |  |  | DR | OTHER | OTHER | 0.75 | [5 empty] | 17 | 22 | [5 empty] | 0.12 | 0 | 0 | 0.75 | 0.1 | 0.1 | 0.19 | 0.13 | 0.14 | 0 | 0 | 0 | Y | North | FC
PGNP_2_PDRP34 |  |  | PGNP_2_PDRP34 | CISO | N | CAISO System |  |  | DR | OTHER | OTHER | 0.96 | [5 empty] | 17 | 22 | [6 empty] | 0.2 | 0 | 0.12 | 0.96 | 0.42 | 0.59 | 0.91 | 0.28 | 0 | 0 | 0 | Y | North | FC
PGNP_2_PDRP39 |  |  | VLTS_PDR_PGNP_02 | CISO | N | CAISO System |  |  | DR | OTHER | OTHER | 2.67 | [5 empty] | 17 | 22 | [8 empty] | 2.13 | 2.13 | 2.13 | 2.67 | 0.53 | 0.11 | 0 | 0 | 0 | Y | North | FC
PGNP_2_PDRP40 |  |  | PGNP_2_PDRP40 | CISO | N | CAISO System |  |  | DR | OTHER | OTHER | 0.72 | [5 empty] | 17 | 22 | [5 empty] | JUN: 0.3; JUL: 0.23; AUG: 0.47; SEP: 0.72; OCT: 0; NOV: 0; DEC: 0 | Y | North | FC
PGNP_2_PDRP41 |  |  | PGNP_2_PDRP41 | CISO | N | CAISO System |  |  | DR | OTHER | OTHER | 0.68 | [5 empty] | 17 | 22 | [5 empty] | 0.5 | 0.13 | 0 | 0.12 | 0.68 | 0.21 | 0.13 | 0.12 | 0.56 | 0 | 0 | 0 | Y | North | FC
PGNP_2_PDRP42 |  |  | PGNP_2_PDRP42 | CISO | N | CAISO System |  |  | DR | OTHER | OTHER | 0.53 | [5 empty] | 17 | 22 | [7 empty] | 0.1 | 0.1 | 0.14 | 0.53 | 0.12 | 0 | 0 | 0 | 0 | 0 | Y | North | FC
PGNP_2_PDRP43 |  |  | PGNP_2_PDRP43 | CISO | N | CAISO System |  |  | DR | OTHER | OTHER | 0.23 | [5 empty] | 17 | 22 | [5 empty] | 0.13 | 0.15 | 0.12 | 0.13 | 0.23 | 0 | 0.17 | 0.18 | 0.15 | 0 | 0 | 0 | Y | North | FC
PGNP_2_PDRP44 |  |  | PGNP_2_PDRP44 | CISO | N | CAISO System |  |  | DR | OTHER | OTHER | 0.83 | [5 empty] | 17 | 22 | [5 empty] | 0.1 | 0 | 0.12 | 0 | 0.1 | 0.14 | 0 | 0.83 | 0.16 | 0 | 0 | 0 | Y | North | FC
PGNP_2_PDRP46 |  |  | PGNP_2_PDRP46 | CISO | N | CAISO System |  |  | DR | OTHER | OTHER | 0.76 | [5 empty] | 17 | 22 | [7 empty] | 0.76 | 0.15 | 0 | 0.11 | 0.29 | 0 | 0.1 | 0 | 0 | 0 | Y | North | FC
PGNP_2_PDRP47 |  |  | PGNP_2_PDRP47 | CISO | N | CAISO System |  |  | DR | OTHER | OTHER | 0.99 | [5 empty] | 17 | 22 | [6 empty] | 0.33 | 0 | 0.22 | 0 | 0.54 | 0.51 | 0 | 0.99 | 0 | 0 | 0 | Y | North | FC
PGNP_2_PDRP48 |  |  | PGNP_2_PDRP48 | CISO | N | CAISO System |  |  | DR | OTHER | OTHER | 0.41 | [5 empty] | 17 | 22 | [9 empty] | 0.14 | 0.41 | 0.12 | 0 | 0.15 | 0 | 0 | 0 | Y | North | FC
PGNP_2_PDRP49 |  |  | PGNP_2_PDRP49 | CISO | N | CAISO System |  |  | DR | OTHER | OTHER | 0.44 | [5 empty] | 17 | 22 | [9 empty] | 0.44 | 0.11 | 0 | 0 | 0 | 0 | 0 | 0 | Y | North | FC
PGNP_2_PDRP50 |  |  | PGNP_2_PDRP50 | CISO | N | CAISO System |  |  | DR | OTHER | OTHER | 0.42 | [5 empty] | 17 | 22 | [5 empty] | JUL: 0.42; AUG: 0.42; SEP: 0; OCT: 0; NOV: 0; DEC: 0 | Y | North | FC
PGNP_2_PDRP56 |  |  | PGNP_2_PDRP56 | CISO | N | CAISO System |  |  | DR | OTHER | OTHER | 0.39 | [5 empty] | 17 | 22 | [5 empty] | JUL: 0.19; AUG: 0.38; SEP: 0.39; OCT: 0; NOV: 0; DEC: 0 | Y | North | FC
PGNP_2_PDRP60 |  |  | VLTS_PDR_PGNP_D | CISO | N | CAISO System |  |  | DR | OTHER | OTHER | 0.11 | [5 empty] | 17 | 22 | [5 empty] | JUL: 0.11; AUG: 0; SEP: 0; OCT: 0; NOV: 0; DEC: 0 | Y | North | FC
PGP2_2_PDRP05 |  |  | PGP2_2_PDRP05 | CISO | N | Bay Area |  |  | DR | OTHER | OTHER | 3.11 | [5 empty] | 17 | 22 | [5 empty] | JUL: 3.11; AUG: 3.05; SEP: 2.92; OCT: 0; NOV: 0; DEC: 0 | Y | North | FC
PGP2_2_PDRP07 |  |  | PGP2_2_PDRP07 | CISO | N | Bay Area |  |  | DR | OTHER | OTHER | 1.19 | [5 empty] | 17 | 22 | [5 empty] | 0.25 | 0.25 | 0.27 | 0.52 | 0.77 | 1.06 | 1.19 | 1.19 | 1.19 | 0 | 0 | 0 | Y | North | FC
PGP2_2_PDRP33 |  |  | PGP2_2_PDRP33 | CISO | N | Bay Area |  |  | DR | OTHER | OTHER | 0.48 | [5 empty] | 17 | 22 | [5 empty] | JUL: 0.19; AUG: 0.35; SEP: 0.48; OCT: 0; NOV: 0; DEC: 0 | Y | North | FC
PGP2_2_PDRP35 |  |  | PGP2_2_PDRP35 | CISO | N | Bay Area |  |  | DR | OTHER | OTHER | 0.56 | [5 empty] | 17 | 22 | [5 empty] | JUL: 0.56; AUG: 0; SEP: 0.32; OCT: 0; NOV: 0; DEC: 0 | Y | North | FC
PGP2_2_PDRP38 |  |  | PGP2_2_PDRP38 | CISO | N | Bay Area |  |  | DR | OTHER | OTHER | 0.56 | [5 empty] | 17 | 22 | [5 empty] | AUG: 0.56; SEP: 0.16; OCT: 0; NOV: 0; DEC: 0 | Y | North | FC
PGP2_2_PDRP42 |  |  | PGP2_2_PDRP42 | CISO | N | Bay Area |  |  | DR | OTHER | OTHER | 0.99 | [5 empty] | 17 | 22 | [5 empty] | 0.14 | 0 | 0 | 0 | 0 | 0.32 | 0 | 0.2 | 0.99 | 0 | 0 | 0 | Y | North | FC
PGP2_2_PDRP43 |  |  | PGP2_2_PDRP43 | CISO | N | Bay Area |  |  | DR | OTHER | OTHER | 0.25 | [5 empty] | 17 | 22 | [5 empty] | SEP: 0.25; OCT: 0; NOV: 0; DEC: 0 | Y | North | FC
PGP2_2_PDRP44 |  |  | PGP2_2_PDRP44 | CISO | N | Bay Area |  |  | DR | OTHER | OTHER | 0.33 | [5 empty] | 17 | 22 | [9 empty] | 0.23 | 0.11 | 0.33 | 0.26 | 0 | 0 | 0 | 0 | Y | North | FC
PGP2_2_PDRP47 |  |  | PGP2_2_PDRP47 | CISO | N | Bay Area |  |  | DR | OTHER | OTHER | 0.13 | [5 empty] | 17 | 22 | [6 empty] | 0.13 | 0 | 0.1 | 0.12 | 0 | 0 | 0 | 0 | 0 | 0 | 0 | Y | North | FC
PGP2_2_PDRP53 |  |  | PGP2_2_PDRP53 | CISO | N | Bay Area |  |  | DR | OTHER | OTHER | 0.16 | [5 empty] | 17 | 22 | [5 empty] | AUG: 0.16; SEP: 0; OCT: 0; NOV: 0; DEC: 0 | Y | North | FC
PGP2_2_PDRP54 |  |  | PGP2_2_PDRP54 | CISO | N | Bay Area |  |  | DR | OTHER | OTHER | 0.16 | [5 empty] | 17 | 22 | [5 empty] | 0.16 | 0.12 | 0 | 0 | 0 | 0 | 0 | 0.1 | 0 | 0 | 0 | 0 | Y | North | FC
PGP2_2_PDRP55 |  |  | PGP2_2_PDRP55 | CISO | N | Bay Area |  |  | DR | OTHER | OTHER | 0.31 | [5 empty] | 17 | 22 | [8 empty] | 0.15 | 0.31 | 0.24 | 0 | 0 | 0.15 | 0 | 0 | 0 | Y | North | FC
PGP2_2_PDRP56 |  |  | PGP2_2_PDRP56 | CISO | N | Bay Area |  |  | DR | OTHER | OTHER | 0.13 | [5 empty] | 17 | 22 | [5 empty] | AUG: 0.13; SEP: 0.12; OCT: 0; NOV: 0; DEC: 0 | Y | North | FC
PGP2_2_PDRP58 |  |  | PGP2_2_PDRP58 | CISO | N | Bay Area |  |  | DR | OTHER | OTHER | 1.26 | [5 empty] | 17 | 22 | [8 empty] | 0.11 | 0.11 | 0.11 | 0.32 | 0.64 | 1.26 | 0 | 0 | 0 | Y | North | FC
PGP2_2_PDRP60 |  |  | PGP2_2_PDRP60 | CISO | N | Bay Area |  |  | DR | OTHER | OTHER | 0.21 | [5 empty] | 17 | 22 | [7 empty] | 0.2 | 0.14 | 0 | 0 | 0.21 | 0 | 0.12 | 0 | 0 | 0 | Y | North | FC
PGP2_2_PDRP61 |  |  | PGP2_2_PDRP61 | CISO | N | Bay Area |  |  | DR | OTHER | OTHER | 0.73 | [5 empty] | 17 | 22 | [8 empty] | 0.34 | 0 | 0.73 | 0.22 | 0 | 0 | 0 | 0 | 0 | Y | North | FC
PGP2_2_PDRP62 |  |  | PGP2_2_PDRP62 | CISO | N | Bay Area |  |  | DR | OTHER | OTHER | 0.18 | [5 empty] | 17 | 22 | [8 empty] | 0.18 | 0 | 0 | 0 | 0 | 0 | 0 | 0 | 0 | Y | North | FC
PGP2_2_PDRP63 |  |  | PGP2_2_PDRP63 | CISO | N | Bay Area |  |  | DR | OTHER | OTHER | 0.39 | [5 empty] | 17 | 22 | [9 empty] | 0.14 | 0.39 | 0 | 0 | 0 | 0 | 0 | 0 | Y | North | FC
PGP2_2_PDRP65 |  |  | PGP2_2_PDRP65 | CISO | N | Bay Area |  |  | DR | OTHER | OTHER | 0.47 | [5 empty] | 17 | 22 | [7 empty] | 0.15 | 0 | 0.47 | 0.1 | 0 | 0 | 0 | 0 | 0 | 0 | Y | North | FC
PGP2_2_PDRP67 |  |  | PGP2_2_PDRP67 | CISO | N | Bay Area |  |  | DR | OTHER | OTHER | 0.58 | [5 empty] | 17 | 22 | [9 empty] | 0.12 | 0 | 0.46 | 0.58 | 0 | 0 | 0 | 0 | Y | North | FC
PGP2_2_PDRP68 |  |  | PGP2_2_PDRP68 | CISO | N | Bay Area |  |  | DR | OTHER | OTHER | 0.2 | [5 empty] | 17 | 22 | [5 empty] | JUN: 0.2; JUL: 0.1; AUG: 0; SEP: 0; OCT: 0; NOV: 0; DEC: 0 | Y | North | FC
PGP2_2_PDRP69 |  |  | PGEB_2_PDRP69 | CISO | N | Bay Area |  |  | DR | OTHER | OTHER | 0.32 | [5 empty] | 17 | 22 | [5 empty] | AUG: 0.32; SEP: 0; OCT: 0; NOV: 0; DEC: 0 | Y | North | FC
PGSB_1_PDRP04 |  |  | PGSB_1_PDRP04 | CISO | N | Bay Area |  |  | DR | OTHER | OTHER | 1.9 | [5 empty] | 17 | 22 | [5 empty] | 1.7 | 1.9 | 0.9 | 0.59 | 0.52 | 1.5 | 0 | 0 | 0 | 0 | 0 | 0 | Y | North | FC
PGSB_1_PDRP08 |  |  | PGSB_1_PDRP08 | CISO | N | Bay Area |  |  | DR | OTHER | OTHER | 4 | [5 empty] | 17 | 22 | [5 empty] | JUL: 4; AUG: 4; SEP: 4; OCT: 0; NOV: 0; DEC: 0 | Y | North | FC
PGSB_1_PDRP101 |  |  | VLTS_PDR_PGSB_04 | CISO | N | Bay Area |  |  | DR | OTHER | OTHER | 9.95 | 0 |  |  |  |  | 17 | 22 | [8 empty] | 0.75 | 0.75 | 0.75 | 0.85 | 1.28 | 3.23 | 0 | 0 | 0 | Y | North | FC
PGSB_1_PDRP102 |  |  | PGSB_1_PDRP102 | CISO | N | Bay Area |  |  | DR | OTHER | OTHER | 0.99 | 0 |  |  |  |  | 17 | 22 | [6 empty] | 0.17 | 0.75 | 0 | 0 | 0.5 | 0 | 0 | 0.64 | 0 | 0 | 0 | Y | North | FC
PGSB_1_PDRP103 |  |  | PGSB_1_PDRP103 | CISO | N | Bay Area |  |  | DR | OTHER | OTHER | 0.99 | 0 |  |  |  |  | 17 | 22 | [5 empty] | 0.15 | 0 | 0 | 0 | 0 | 0 | 0 | 0 | 0 | 0 | 0 | 0 | Y | North | FC
PGSB_1_PDRP104 |  |  | PGSB_1_PDRP104 | CISO | N | Bay Area |  |  | DR | OTHER | OTHER | 0.99 | 0 |  |  |  |  | 17 | 22 | [5 empty] | JUN: 0.15; JUL: 0; AUG: 0; SEP: 0.62; OCT: 0; NOV: 0; DEC: 0 | Y | North | FC
PGSB_1_PDRP11 |  |  | PGSB_1_PDRP11 | CISO | N | Bay Area |  |  | DR | OTHER | OTHER | 1.05 | [5 empty] | 17 | 22 | [5 empty] | 0.22 | 0.22 | 0.24 | 0.46 | 0.68 | 0.94 | 1.05 | 1.05 | 1.05 | 0 | 0 | 0 | Y | North | FC
PGSB_1_PDRP111 |  |  | VLTS_PDR_PGSB_05 | CISO | N | Bay Area |  |  | DR | OTHER | OTHER | 3 | 0 |  |  |  |  | 17 | 22 | [8 empty] | 0.32 | 0.32 | 0.32 | 0.11 | 0.27 | 0.14 | 0 | 0 | 0 | Y | North | FC
PGSB_1_PDRP56 |  |  | PGSB_1_PDRP56 | CISO | N | Bay Area |  |  | DR | OTHER | OTHER | 0.63 | [5 empty] | 17 | 22 | [5 empty] | 0.14 | 0.14 | 0.16 | 0.31 | 0.45 | 0.63 | 0.53 | 0.37 | 0.27 | 0 | 0 | 0 | Y | North | FC
PGSB_1_PDRP58 |  |  | PGSB_1_PDRP58 | CISO | N | Bay Area |  |  | DR | OTHER | OTHER | 0.43 | [5 empty] | 17 | 22 | [5 empty] | JUL: 0.17; AUG: 0.33; SEP: 0.43; OCT: 0; NOV: 0; DEC: 0 | Y | North | FC
PGSB_1_PDRP60 |  |  | PGSB_1_PDRP60 | CISO | N | Bay Area |  |  | DR | OTHER | OTHER | 0.54 | [5 empty] | 17 | 22 | [8 empty] | 0.16 | 0 | 0.13 | 0.12 | 0.54 | 0.12 | 0 | 0 | 0 | Y | North | FC
PGSB_1_PDRP63 |  |  | PGSB_1_PDRP63 | CISO | N | Bay Area |  |  | DR | OTHER | OTHER | 0.58 | [5 empty] | 17 | 22 | [8 empty] | 0.2 | 0.17 | 0.19 | 0.58 | 0.22 | 0 | 0 | 0 | 0 | Y | North | FC
PGSB_1_PDRP64 |  |  | PGSB_1_PDRP64 | CISO | N | Bay Area |  |  | DR | OTHER | OTHER | 0.12 | [5 empty] | 17 | 22 | [5 empty] | 0.11 | 0 | 0 | 0 | 0 | 0 | 0 | 0.12 | 0 | 0 | 0 | 0 | Y | North | FC
PGSB_1_PDRP66 |  |  | PGSB_1_PDRP66 | CISO | N | Bay Area |  |  | DR | OTHER | OTHER | 0.57 | [5 empty] | 17 | 22 | [8 empty] | 0.1 | 0.11 | 0.11 | 0.57 | 0 | 0.36 | 0 | 0 | 0 | Y | North | FC
PGSB_1_PDRP67 |  |  | PGSB_1_PDRP67 | CISO | N | Bay Area |  |  | DR | OTHER | OTHER | 0.47 | [5 empty] | 17 | 22 | [5 empty] | 0.11 | 0 | 0.17 | 0.47 | 0 | 0 | 0.12 | 0.15 | 0.14 | 0 | 0 | 0 | Y | North | FC
PGSB_1_PDRP68 |  |  | PGSB_1_PDRP68 | CISO | N | Bay Area |  |  | DR | OTHER | OTHER | 0.75 | [5 empty] | 17 | 22 | [9 empty] | 0.75 | 0 | 0 | 0.68 | 0.16 | 0 | 0 | 0 | Y | North | FC
PGSB_1_PDRP69 |  |  | PGSB_1_PDRP69 | CISO | N | Bay Area |  |  | DR | OTHER | OTHER | 0.3 | [5 empty] | 17 | 22 | [9 empty] | 0.12 | 0 | 0 | 0 | 0.3 | 0 | 0 | 0 | Y | North | FC
PGSB_1_PDRP70 |  |  | PGSB_1_PDRP70 | CISO | N | Bay Area |  |  | DR | OTHER | OTHER | 0.53 | [5 empty] | 17 | 22 | [9 empty] | 0.53 | 0 | 0 | 0.11 | 0.18 | 0 | 0 | 0 | Y | North | FC
PGSB_1_PDRP71 |  |  | PGSB_1_PDRP71 | CISO | N | Bay Area |  |  | DR | OTHER | OTHER | 0.54 | [5 empty] | 17 | 22 | [6 empty] | 0.15 | 0 | 0 | 0.54 | 0 | 0.24 | 0 | 0 | 0 | 0 | 0 | Y | North | FC
PGSB_1_PDRP72 |  |  | PGSB_1_PDRP72 | CISO | N | Bay Area |  |  | DR | OTHER | OTHER | 0.18 | [5 empty] | 17 | 22 | [6 empty] | 0.13 | 0.11 | 0 | 0.18 | 0 | 0.18 | 0 | 0 | 0 | 0 | 0 | Y | North | FC
PGSB_1_PDRP73 |  |  | PGSB_1_PDRP73 | CISO | N | Bay Area |  |  | DR | OTHER | OTHER | 0.58 | [5 empty] | 17 | 22 | [6 empty] | 0.13 | 0.22 | 0 | 0 | 0 | 0 | 0.58 | 0.14 | 0 | 0 | 0 | Y | North | FC
PGSB_1_PDRP74 |  |  | PGSB_1_PDRP74 | CISO | N | Bay Area |  |  | DR | OTHER | OTHER | 0.6 | [5 empty] | 17 | 22 | [7 empty] | 0.18 | 0 | 0 | 0 | 0.6 | 0 | 0 | 0 | 0 | 0 | Y | North | FC
PGSB_1_PDRP76 |  |  | PGSB_1_PDRP76 | CISO | N | Bay Area |  |  | DR | OTHER | OTHER | 0.14 | [5 empty] | 17 | 22 | [5 empty] | SEP: 0.14; OCT: 0; NOV: 0; DEC: 0 | Y | North | FC
PGSB_1_PDRP77 |  |  | PGSB_1_PDRP77 | CISO | N | Bay Area |  |  | DR | OTHER | OTHER | 0.58 | [5 empty] | 17 | 22 | [9 empty] | 0.44 | 0.58 | 0.55 | 0.26 | 0.12 | 0 | 0 | 0 | Y | North | FC
PGSB_1_PDRP78 |  |  | PGSB_1_PDRP78 | CISO | N | Bay Area |  |  | DR | OTHER | OTHER | 0.55 | [5 empty] | 17 | 22 | [5 empty] | JUN: 0.1; JUL: 0.55; AUG: 0; SEP: 0; OCT: 0; NOV: 0; DEC: 0 | Y | North | FC
PGSB_1_PDRP83 |  |  | PGSB_1_PDRP83 | CISO | N | Bay Area |  |  | DR | OTHER | OTHER | 0.56 | [5 empty] | 17 | 22 | [8 empty] | 0.23 | 0.5 | 0.56 | 0.15 | 0.37 | 0 | 0 | 0 | 0 | Y | North | FC
PGSB_1_PDRP89 |  |  | PGSB_1_PDRP89 | CISO | N | Bay Area |  |  | DR | OTHER | OTHER | 0.12 | [5 empty] | 17 | 22 | [7 empty] | 0.1 | 0.1 | 0.12 | 0.12 | 0.11 | 0.12 | 0 | 0 | 0 | 0 | Y | North | FC
PGSB_1_PDRP90 |  |  | PGSB_1_PDRP90 | CISO | N | Bay Area |  |  | DR | OTHER | OTHER | 0.96 | [5 empty] | 17 | 22 | [9 empty] | 0.96 | 0.1 | 0 | 0.67 | 0 | 0 | 0 | 0 | Y | North | FC
PGSB_1_PDRP91 |  |  | PGSB_1_PDRP91 | CISO | N | Bay Area |  |  | DR | OTHER | OTHER | 0.61 | [5 empty] | 17 | 22 | [8 empty] | 0.14 | 0 | 0.61 | 0 | 0.11 | 0.57 | 0 | 0 | 0 | Y | North | FC
PGSB_1_PDRP92 |  |  | PGSB_1_PDRP92 | CISO | N | Bay Area |  |  | DR | OTHER | OTHER | 0.17 | [5 empty] | 17 | 22 | [5 empty] | 0.14 | 0 | 0 | 0 | 0 | 0.17 | 0 | 0 | 0 | 0 | 0 | 0 | Y | North | FC
PGSB_1_PDRP93 |  |  | PGSB_1_PDRP93 | CISO | N | Bay Area |  |  | DR | OTHER | OTHER | 0.56 | [5 empty] | 17 | 22 | [5 empty] | 0.18 | 0 | 0 | 0 | 0 | 0 | 0 | 0.56 | 0.14 | 0 | 0 | 0 | Y | North | FC
PGSB_1_PDRP94 |  |  | PGSB_1_PDRP94 | CISO | N | Bay Area |  |  | DR | OTHER | OTHER | 0.32 | [5 empty] | 17 | 22 | [8 empty] | 0.32 | 0 | 0 | 0 | 0.19 | 0 | 0 | 0 | 0 | Y | North | FC
PGSB_1_PDRP95 |  |  | PGSB_1_PDRP95 | CISO | N | Bay Area |  |  | DR | OTHER | OTHER | 0.37 | [5 empty] | 17 | 22 | [8 empty] | 0.37 | 0 | 0.18 | 0.19 | 0.15 | 0.1 | 0 | 0 | 0 | Y | North | FC
PGSF_2_PDRP04 |  |  | PGSF_2_PDRP04 | CISO | N | Bay Area |  |  | DR | OTHER | OTHER | 0.25 | [5 empty] | 17 | 22 | [5 empty] | 0.1 | 0.1 | 0.1 | 0.11 | 0.16 | 0.22 | 0.25 | 0.25 | 0.25 | 0 | 0 | 0 | Y | North | FC
PGSF_2_PDRP100 |  |  | VLTS_PDR_PGSF_D | CISO | N | Bay Area |  |  | DR | OTHER | OTHER | 3 | 0 |  |  |  |  | 17 | 22 | [5 empty] | JUL: 0.11; AUG: 0; SEP: 0; OCT: 0; NOV: 0; DEC: 0 | Y | North | FC
PGSF_2_PDRP33 |  |  | PGSF_2_PDRP33 | CISO | N | Bay Area |  |  | DR | OTHER | OTHER | 0.11 | [5 empty] | 17 | 22 | [5 empty] | 0.1 | 0 | 0 | 0 | 0.1 | 0 | 0 | 0.11 | 0 | 0 | 0 | 0 | Y | North | FC
PGSF_2_PDRP34 |  |  | PGSF_2_PDRP34 | CISO | N | Bay Area |  |  | DR | OTHER | OTHER | 0.18 | [5 empty] | 17 | 22 | [5 empty] | JUN: 0.18; JUL: 0; AUG: 0; SEP: 0; OCT: 0; NOV: 0; DEC: 0 | Y | North | FC
PGSF_2_PDRP35 |  |  | PGSF_2_PDRP35 | CISO | N | Bay Area |  |  | DR | OTHER | OTHER | 0.21 | [5 empty] | 17 | 22 | [5 empty] | JUN: 0.21; JUL: 0; AUG: 0.18; SEP: 0; OCT: 0; NOV: 0; DEC: 0 | Y | North | FC
PGSF_2_PDRP36 |  |  | PGSF_2_PDRP36 | CISO | N | Bay Area |  |  | DR | OTHER | OTHER | 0.31 | [5 empty] | 17 | 22 | [5 empty] | 0.27 | 0 | 0 | 0.12 | 0 | 0.1 | 0 | 0.31 | 0 | 0 | 0 | 0 | Y | North | FC
PGSF_2_PDRP37 |  |  | PGSF_2_PDRP37 | CISO | N | Bay Area |  |  | DR | OTHER | OTHER | 0.2 | [5 empty] | 17 | 22 | [5 empty] | JUL: 0.16; AUG: 0.2; SEP: 0.19; OCT: 0; NOV: 0; DEC: 0 | Y | North | FC
PGSF_2_PDRP38 |  |  | PGSF_2_PDRP38 | CISO | N | Bay Area |  |  | DR | OTHER | OTHER | 0.13 | [5 empty] | 17 | 22 | [5 empty] | JUN: 0.13; JUL: 0; AUG: 0; SEP: 0; OCT: 0; NOV: 0; DEC: 0 | Y | North | FC
PGSF_2_PDRP39 |  |  | PGSF_2_PDRP39 | CISO | N | Bay Area |  |  | DR | OTHER | OTHER | 0.27 | [5 empty] | 17 | 22 | [5 empty] | JUL: 0.1; AUG: 0; SEP: 0.27; OCT: 0; NOV: 0; DEC: 0 | Y | North | FC
PGSF_2_PDRP46 |  |  | PGSF_2_PDRP46 | CISO | N | Bay Area |  |  | DR | OTHER | OTHER | 0.17 | [5 empty] | 17 | 22 | [6 empty] | 0.16 | 0 | 0.13 | 0.15 | 0.13 | 0.13 | 0 | 0.17 | 0 | 0 | 0 | Y | North | FC
PGSF_2_PDRP49 |  |  | VLTS_PDR_PGSF_1 | CISO | N | Bay Area |  |  | DR | OTHER | OTHER | 0.53 | [5 empty] | 17 | 22 | [8 empty] | 0.11 | 0.11 | 0.11 | 0.21 | 0.53 | 0.3 | 0 | 0 | 0 | Y | North | FC
PGSF_2_PDRP50 |  |  | PGSF_2_PDRP50 | CISO | N | Bay Area |  |  | DR | OTHER | OTHER | 0.18 | [5 empty] | 17 | 22 | [9 empty] | 0.11 | 0.18 | 0 | 0 | 0 | 0 | 0 | 0 | Y | North | FC
PGSF_2_PDRP51 |  |  | PGSF_2_PDRP51 | CISO | N | Bay Area |  |  | DR | OTHER | OTHER | 0.14 | [5 empty] | 17 | 22 | [5 empty] | 0.1 | 0 | 0.13 | 0 | 0.14 | 0 | 0.12 | 0 | 0 | 0 | 0 | 0 | Y | North | FC
PGSF_2_PDRP52 |  |  | PGSF_2_PDRP52 | CISO | N | Bay Area |  |  | DR | OTHER | OTHER | 0.16 | [5 empty] | 17 | 22 | [5 empty] | JUL: 0.16; AUG: 0; SEP: 0; OCT: 0; NOV: 0; DEC: 0 | Y | North | FC
PGSF_2_PDRP53 |  |  | PGSF_2_PDRP53 | CISO | N | Bay Area |  |  | DR | OTHER | OTHER | 0.43 | [5 empty] | 17 | 22 | [8 empty] | 0.1 | 0.43 | 0 | 0 | 0 | 0 | 0 | 0 | 0 | Y | North | FC
PGSF_2_PDRP56 |  |  | PGSF_2_PDRP56 | CISO | N | Bay Area |  |  | DR | OTHER | OTHER | 0.29 | [5 empty] | 17 | 22 | [6 empty] | 0.1 | 0.1 | 0.1 | 0.13 | 0 | 0 | 0.11 | 0.29 | 0 | 0 | 0 | Y | North | FC
PGSF_2_PDRP57 |  |  | PGSF_2_PDRP57 | CISO | N | Bay Area |  |  | DR | OTHER | OTHER | 0.38 | [5 empty] | 17 | 22 | [6 empty] | 0.18 | 0.17 | 0 | 0 | 0 | 0.38 | 0.1 | 0.27 | 0 | 0 | 0 | Y | North | FC
PGSI_1_PDRP02 |  |  | PGSI_1_PDRP02 | CISO | N | Sierra |  |  | DR | OTHER | OTHER | 4 | [5 empty] | 17 | 22 | [5 empty] | JUL: 4; AUG: 4; SEP: 4; OCT: 0; NOV: 0; DEC: 0 | Y | North | FC
PGSI_1_PDRP09 |  |  | PGSI_1_PDRP09 | CISO | N | Sierra |  |  | DR | OTHER | OTHER | 0.63 | [5 empty] | 17 | 22 | [5 empty] | 0.14 | 0.14 | 0.16 | 0.31 | 0.45 | 0.63 | 0.54 | 0.41 | 0.36 | 0 | 0 | 0 | Y | North | FC
PGSI_1_PDRP10 |  |  | PGSI_1_PDRP10 | CISO | N | Sierra |  |  | DR | OTHER | OTHER | 1.9 | [5 empty] | 17 | 22 | [5 empty] | 1.55 | 1.9 | 1 | 0.4 | 1.9 | 1.9 | 0.16 | 0.8 | 0.97 | 0 | 0 | 0 | Y | North | FC
PGSI_1_PDRP100 |  |  | VLTS_PDR_PGSI_D | CISO | N | Sierra |  |  | DR | OTHER | OTHER | 3 | 0 |  |  |  |  | 17 | 22 | [5 empty] | JUL: 0.11; AUG: 0; SEP: 0; OCT: 0; NOV: 0; DEC: 0 | Y | North | FC
PGSI_1_PDRP29 |  |  | PGSI_1_PDRP29 | CISO | N | Sierra |  |  | DR | OTHER | OTHER | 0.34 | [5 empty] | 17 | 22 | [5 empty] | JUL: 0.16; AUG: 0.29; SEP: 0.34; OCT: 0; NOV: 0; DEC: 0 | Y | North | FC
PGSI_1_PDRP31 |  |  | PGSI_1_PDRP31 | CISO | N | Sierra |  |  | DR | OTHER | OTHER | 0.99 | [5 empty] | 17 | 22 | [5 empty] | 0.68 | 0.31 | 0 | 0.12 | 0.36 | 0.6 | 0.54 | 0.48 | 0.99 | 0 | 0 | 0 | Y | North | FC
PGSI_1_PDRP33 |  |  | PGSI_1_PDRP33 | CISO | N | Sierra |  |  | DR | OTHER | OTHER | 0.6 | [5 empty] | 17 | 22 | [5 empty] | JUN: 0.6; JUL: 0.15; AUG: 0.16; SEP: 0; OCT: 0; NOV: 0; DEC: 0 | Y | North | FC
PGSI_1_PDRP35 |  |  | PGSI_1_PDRP35 | CISO | N | Sierra |  |  | DR | OTHER | OTHER | 0.5 | [5 empty] | 17 | 22 | [5 empty] | 0.26 | 0.23 | 0 | 0 | 0.5 | 0.17 | 0.11 | 0.15 | 0.11 | 0 | 0 | 0 | Y | North | FC
PGSI_1_PDRP36 |  |  | PGSI_1_PDRP36 | CISO | N | Sierra |  |  | DR | OTHER | OTHER | 0.99 | [5 empty] | 17 | 22 | [6 empty] | 0.12 | 0 | 0 | 0.21 | 0.87 | 0 | 0.99 | 0.48 | 0 | 0 | 0 | Y | North | FC
PGSI_1_PDRP37 |  |  | PGSI_1_PDRP37 | CISO | N | Sierra |  |  | DR | OTHER | OTHER | 0.45 | [5 empty] | 17 | 22 | [5 empty] | 0.11 | 0 | 0 | 0 | 0.11 | 0.16 | 0.2 | 0.27 | 0.45 | 0 | 0 | 0 | Y | North | FC
PGSI_1_PDRP40 |  |  | PGSI_1_PDRP40 | CISO | N | Sierra |  |  | DR | OTHER | OTHER | 0.64 | [5 empty] | 17 | 22 | [8 empty] | 0.1 | 0 | 0.64 | 0.16 | 0.12 | 0.11 | 0 | 0 | 0 | Y | North | FC
PGSI_1_PDRP42 |  |  | PGSI_1_PDRP42 | CISO | N | Sierra |  |  | DR | OTHER | OTHER | 0.53 | [5 empty] | 17 | 22 | [6 empty] | 0.14 | 0.13 | 0 | 0 | 0 | 0.25 | 0.53 | 0.12 | 0 | 0 | 0 | Y | North | FC
PGSI_1_PDRP43 |  |  | PGSI_1_PDRP43 | CISO | N | Sierra |  |  | DR | OTHER | OTHER | 0.85 | [5 empty] | 17 | 22 | [6 empty] | 0.26 | 0.1 | 0 | 0 | 0.85 | 0.68 | 0.68 | 0 | 0 | 0 | 0 | Y | North | FC
PGSI_1_PDRP44 |  |  | PGSI_1_PDRP44 | CISO | N | Sierra |  |  | DR | OTHER | OTHER | 0.3 | [5 empty] | 17 | 22 | [6 empty] | 0.15 | 0 | 0 | 0.3 | 0 | 0 | 0 | 0.22 | 0 | 0 | 0 | Y | North | FC
PGSI_1_PDRP45 |  |  | PGSI_1_PDRP45 | CISO | N | Sierra |  |  | DR | OTHER | OTHER | 0.73 | [5 empty] | 17 | 22 | [5 empty] | 0.17 | 0 | 0.1 | 0.22 | 0.13 | 0.13 | 0.73 | 0.28 | 0 | 0 | 0 | 0 | Y | North | FC
PGSI_1_PDRP48 |  |  | PGSI_1_PDRP48 | CISO | N | Sierra |  |  | DR | OTHER | OTHER | 0.56 | [5 empty] | 17 | 22 | [8 empty] | 0.2 | 0 | 0.15 | 0.1 | 0.11 | 0.56 | 0 | 0 | 0 | Y | North | FC
PGSI_1_PDRP49 |  |  | PGSI_1_PDRP49 | CISO | N | Sierra |  |  | DR | OTHER | OTHER | 1.16 | [5 empty] | 17 | 22 | [9 empty] | 0.1 | 0.15 | 1.16 | 0.12 | 0.35 | 0 | 0 | 0 | Y | North | FC
PGSI_1_PDRP59 |  |  | VLTS_PDR_PGSI_03 | CISO | N | Sierra |  |  | DR | OTHER | OTHER | 1.07 | [5 empty] | 17 | 22 | [5 empty] | JUN: 1.07; JUL: 0.21; AUG: 0.53; SEP: 0.3; OCT: 0; NOV: 0; DEC: 0 | Y | North | FC
PGST_2_PDRP03 |  |  | PGST_2_PDRP03 | CISO | N | Stockton |  |  | DR | OTHER | OTHER | 2.2 | [5 empty] | 17 | 22 | [5 empty] | 0.62 | 0.62 | 0.34 | 0.8 | 2 | 2.2 | 2.2 | 2.07 | 2.07 | 0 | 0 | 0 | Y | North | FC
PGST_2_PDRP07 |  |  | PGST_2_PDRP07 | CISO | N | Stockton |  |  | DR | OTHER | OTHER | 2 | [5 empty] | 17 | 22 | [5 empty] | JUL: 2; AUG: 2; SEP: 2; OCT: 0; NOV: 0; DEC: 0 | Y | North | FC
PGST_2_PDRP15 |  |  | PGST_2_PDRP15 | CISO | N | Stockton |  |  | DR | OTHER | OTHER | 0.13 | [5 empty] | 17 | 22 | [5 empty] | AUG: 0.13; SEP: 0.13; OCT: 0; NOV: 0; DEC: 0 | Y | North | FC
PGST_2_PDRP16 |  |  | PGST_2_PDRP16 | CISO | N | Stockton |  |  | DR | OTHER | OTHER | 0.99 | [5 empty] | 17 | 22 | [6 empty] | 0.11 | 0 | 0.1 | 0 | 0.99 | 0.7 | 0.18 | 0.32 | 0 | 0 | 0 | Y | North | FC
PGST_2_PDRP17 |  |  | PGST_2_PDRP17 | CISO | N | Stockton |  |  | DR | OTHER | OTHER | 0.67 | [5 empty] | 17 | 22 | [5 empty] | 0.38 | 0 | 0 | 0.53 | 0 | 0 | 0 | 0.67 | 0.57 | 0 | 0 | 0 | Y | North | FC
PGST_2_PDRP30 |  |  | PGST_2_PDRP30 | CISO | N | Stockton |  |  | DR | OTHER | OTHER | 0.68 | [5 empty] | 17 | 22 | [6 empty] | 0.39 | 0.13 | 0 | 0 | 0 | 0 | 0.68 | 0.15 | 0 | 0 | 0 | Y | North | FC
PGST_2_PDRP31 |  |  | PGST_2_PDRP31 | CISO | N | Stockton |  |  | DR | OTHER | OTHER | 0.36 | [5 empty] | 17 | 22 | [6 empty] | 0.3 | 0 | 0 | 0.13 | 0.36 | 0.12 | 0 | 0.16 | 0 | 0 | 0 | Y | North | FC
PGST_2_PDRP32 |  |  | PGST_2_PDRP32 | CISO | N | Stockton |  |  | DR | OTHER | OTHER | 0.99 | [5 empty] | 17 | 22 | [5 empty] | 0.64 | 0 | 0 | 0 | 0.12 | 0.18 | 0 | 0 | 0.99 | 0 | 0 | 0 | Y | North | FC
PGST_2_PDRP33 |  |  | PGST_2_PDRP33 | CISO | N | Stockton |  |  | DR | OTHER | OTHER | 0.25 | [5 empty] | 17 | 22 | [8 empty] | 0.25 | 0.15 | 0 | 0 | 0.12 | 0.12 | 0 | 0 | 0 | Y | North | FC
PGST_2_PDRP34 |  |  | PGST_2_PDRP34 | CISO | N | Stockton |  |  | DR | OTHER | OTHER | 0.29 | [5 empty] | 17 | 22 | [5 empty] | 0.29 | 0 | 0 | 0 | 0 | 0.16 | 0.22 | 0.1 | 0.11 | 0 | 0 | 0 | Y | North | FC
PGST_2_PDRP35 |  |  | PGST_2_PDRP35 | CISO | N | Stockton |  |  | DR | OTHER | OTHER | 0.18 | [5 empty] | 17 | 22 | [7 empty] | 0.1 | 0 | 0.17 | 0 | 0.12 | 0.11 | 0.18 | 0 | 0 | 0 | Y | North | FC
PGST_2_PDRP36 |  |  | PGST_2_PDRP36 | CISO | N | Stockton |  |  | DR | OTHER | OTHER | 0.41 | [5 empty] | 17 | 22 | [5 empty] | 0.11 | 0.3 | 0 | 0.18 | 0 | 0.41 | 0.29 | 0 | 0 | 0 | 0 | 0 | Y | North | FC
PGST_2_PDRP37 |  |  | PGST_2_PDRP37 | CISO | N | Stockton |  |  | DR | OTHER | OTHER | 0.49 | [5 empty] | 17 | 22 | [6 empty] | 0.3 | 0 | 0 | 0.1 | 0.19 | 0.49 | 0.42 | 0 | 0 | 0 | 0 | Y | North | FC
PGST_2_PDRP38 |  |  | PGST_2_PDRP38 | CISO | N | Stockton |  |  | DR | OTHER | OTHER | 0.44 | [5 empty] | 17 | 22 | [7 empty] | 0.19 | 0 | 0.44 | 0.13 | 0 | 0 | 0 | 0 | 0 | 0 | Y | North | FC
PGST_2_PDRP39 |  |  | PGST_2_PDRP39 | CISO | N | Stockton |  |  | DR | OTHER | OTHER | 0.35 | [5 empty] | 17 | 22 | [8 empty] | 0.1 | 0 | 0.18 | 0.15 | 0.35 | 0 | 0 | 0 | 0 | Y | North | FC
PGST_2_PDRP40 |  |  | VLTS_PDR_PGST_2 | CISO | N | Stockton |  |  | DR | OTHER | OTHER | 0.34 | [5 empty] | 17 | 22 | [8 empty] | 0.21 | 0.21 | 0.21 | 0.21 | 0.21 | 0.34 | 0 | 0 | 0 | Y | North | FC
PGZP_2_PDRP02 |  |  | PGZP_2_PDRP02 | CISO | N | CAISO System |  |  | DR | OTHER | OTHER | 2.3 | [5 empty] | 17 | 22 | [5 empty] | 0.31 | 0.31 | 0.34 | 0.38 | 0.91 | 1.82 | 2.3 | 2.3 | 2.2 | 0 | 0 | 0 | Y | North | FC
PGZP_2_PDRP24 |  |  | PGZP_2_PDRP24 | CISO | N | CAISO System |  |  | DR | OTHER | OTHER | 0.15 | [5 empty] | 17 | 22 | [7 empty] | 0.15 | 0 | 0.11 | 0 | 0 | 0 | 0.13 | 0 | 0 | 0 | Y | North | FC
PGZP_2_PDRP25 |  |  | PGZP_2_PDRP25 | CISO | N | CAISO System |  |  | DR | OTHER | OTHER | 0.42 | [5 empty] | 17 | 22 | [9 empty] | 0.11 | 0 | 0.42 | 0 | 0 | 0 | 0 | 0 | Y | North | FC
PGZP_2_PDRP26 |  |  | PGZP_2_PDRP26 | CISO | N | CAISO System |  |  | DR | OTHER | OTHER | 0.96 | [5 empty] | 17 | 22 | [5 empty] | 0.21 | 0 | 0 | 0 | 0.96 | 0 | 0 | 0 | 0 | 0 | 0 | 0 | Y | North | FC
PGZP_2_PDRP27 |  |  | PGZP_2_PDRP27 | CISO | N | CAISO System |  |  | DR | OTHER | OTHER | 0.4 | [5 empty] | 17 | 22 | [5 empty] | JUL: 0.4; AUG: 0; SEP: 0.17; OCT: 0; NOV: 0; DEC: 0 | Y | North | FC
PGZP_2_PDRP28 |  |  | PGZP_2_PDRP28 | CISO | N | CAISO System |  |  | DR | OTHER | OTHER | 0.57 | [5 empty] | 17 | 22 | [6 empty] | 0.57 | 0.25 | 0 | 0 | 0.14 | 0.14 | 0.12 | 0 | 0 | 0 | 0 | Y | North | FC
PGZP_2_PDRP29 |  |  | PGZP_2_PDRP29 | CISO | N | CAISO System |  |  | DR | OTHER | OTHER | 0.99 | [5 empty] | 17 | 22 | [9 empty] | 0.3 | 0.11 | 0.11 | 0.3 | 0.99 | 0 | 0 | 0 | Y | North | FC
PGZP_2_PDRP30 |  |  | PGZP_2_PDRP30 | CISO | N | CAISO System |  |  | DR | OTHER | OTHER | 0.18 | [5 empty] | 17 | 22 | [5 empty] | JUN: 0.11; JUL: 0; AUG: 0; SEP: 0.18; OCT: 0; NOV: 0; DEC: 0 | Y | North | FC
PGZP_2_PDRP31 |  |  | PGZP_2_PDRP31 | CISO | N | CAISO System |  |  | DR | OTHER | OTHER | 0.68 | [5 empty] | 17 | 22 | [6 empty] | 0.25 | 0 | 0 | 0 | 0.14 | 0 | 0.68 | 0 | 0 | 0 | 0 | Y | North | FC
PGZP_2_PDRP32 |  |  | PGZP_2_PDRP32 | CISO | N | CAISO System |  |  | DR | OTHER | OTHER | 0.1 | [5 empty] | 17 | 22 | [5 empty] | AUG: 0.1; SEP: 0; OCT: 0; NOV: 0; DEC: 0 | Y | North | FC
PGZP_2_PDRP33 |  |  | PGZP_2_PDRP33 | CISO | N | CAISO System |  |  | DR | OTHER | OTHER | 0.54 | [5 empty] | 17 | 22 | [5 empty] | 0.54 | 0 | 0 | 0 | 0 | 0 | 0 | 0 | 0 | 0 | 0 | 0 | Y | North | FC
PGZP_2_PDRP34 |  |  | PGZP_2_PDRP34 | CISO | N | CAISO System |  |  | DR | OTHER | OTHER | 0.38 | [5 empty] | 17 | 22 | [5 empty] | JUN: 0.38; JUL: 0.1; AUG: 0.18; SEP: 0.14; OCT: 0; NOV: 0; DEC: 0 | Y | North | FC
PGZP_2_PDRP35 |  |  | PGZP_2_PDRP35 | CISO | N | CAISO System |  |  | DR | OTHER | OTHER | 0.53 | [5 empty] | 17 | 22 | [5 empty] | JUN: 0.51; JUL: 0.53; AUG: 0.51; SEP: 0.14; OCT: 0; NOV: 0; DEC: 0 | Y | North | FC
PGZP_2_PDRP36 |  |  | PGZP_2_PDRP36 | CISO | N | CAISO System |  |  | DR | OTHER | OTHER | 0.21 | [5 empty] | 17 | 22 | [8 empty] | 0.1 | 0.1 | 0.21 | 0 | 0 | 0 | 0 | 0 | 0 | Y | North | FC
PGZP_2_PDRP37 |  |  | PGZP_2_PDRP37 | CISO | N | CAISO System |  |  | DR | OTHER | OTHER | 0.37 | [5 empty] | 17 | 22 | [7 empty] | 0.1 | 0.37 | 0.15 | 0 | 0 | 0.12 | 0.11 | 0 | 0 | 0 | Y | North | FC
PGZP_2_PDRP40 |  |  | PGZP_2_PDRP40 | CISO | N | CAISO System |  |  | DR | OTHER | OTHER | 0.37 | [5 empty] | 17 | 22 | [5 empty] | JUL: 0.37; AUG: 0; SEP: 0; OCT: 0; NOV: 0; DEC: 0 | Y | North | FC
PGZP_2_PDRP41 |  |  | PGZP_2_PDRP41 | CISO | N | CAISO System |  |  | DR | OTHER | OTHER | 0.13 | [5 empty] | 17 | 22 | [8 empty] | 0.11 | 0.13 | 0 | 0 | 0 | 0 | 0 | 0 | 0 | Y | North | FC
PGZP_2_PDRP42 |  |  | PGZP_2_PDRP42 | CISO | N | CAISO System |  |  | DR | OTHER | OTHER | 0.9 | [5 empty] | 17 | 22 | [5 empty] | 0.15 | 0 | 0 | 0.14 | 0 | 0.14 | 0 | 0 | 0.9 | 0 | 0 | 0 | Y | North | FC
PGZP_2_PDRP43 |  |  | PGZP_2_PDRP43 | CISO | N | CAISO System |  |  | DR | OTHER | OTHER | 0.45 | [5 empty] | 17 | 22 | [9 empty] | 0.45 | 0 | 0 | 0 | 0 | 0 | 0 | 0 | Y | North | FC
PGZP_2_PDRP45 |  |  | VLTS_PDR_PGZP_1 | CISO | N | CAISO System |  |  | DR | OTHER | OTHER | 4.69 | [5 empty] | 17 | 22 | [5 empty] | JUN: 1.07; JUL: 3.95; AUG: 3.95; SEP: 4.69; OCT: 0; NOV: 0; DEC: 0 | Y | North | FC
PGZP_2_PDRP50 |  |  | VLTS_PDR_PGZP_02 | CISO | N | CAISO System |  |  | DR | OTHER | OTHER | 3.73 | [5 empty] | 17 | 22 | [8 empty] | 0.85 | 0.85 | 0.85 | 0.53 | 3.73 | 0.38 | 0 | 0 | 0 | Y | North | FC
PGZP_2_PDRP51 |  |  | PGZP_2_PDRP51 | CISO | N | CAISO System |  |  | DR | OTHER | OTHER | 0.1 | [5 empty] | 17 | 22 | [5 empty] | SEP: 0.1; OCT: 0; NOV: 0; DEC: 0 | Y | North | FC
PGZP_2_PDRP61 |  |  | VLTS_PDR_PGZP_D | CISO | N | CAISO System |  |  | DR | OTHER | OTHER | 0.11 | [5 empty] | 17 | 22 | [5 empty] | JUL: 0.11; AUG: 0; SEP: 0; OCT: 0; NOV: 0; DEC: 0 | Y | North | FC
PHOENX_1_UNIT |  |  | PHOENIX PH | CISO | N | Stockton | Tesla-Bellota, Stanislaus |  | Hydro | HYDRO | WATER | 2 | 2 |  |  |  |  | 1 | 24 | 24 |  |  |  |  | 0.17 | 0.12 | 0.82 | 0.95 | 0.43 | 0.55 | 1.24 | 1.18 | 0.96 | 0.54 | 0.19 | 0.02 | N | North | FC
PINFLT_7_UNITS |  |  | PINE FLAT HYDRO AGGREGATE | CISO | N | Fresno | Herndon |  | Hydro | HYDRO | WATER | 198.51 | 0 |  |  |  |  | 1 | 24 | 24 |  |  | 0 | 1 | 0 | 0 | 0 | 36.38 | 93.45 | 173.55 | 175.44 | 96.4 | 36.46 | 0 | 0 | 0 | Y | North | FC
PIOPIC_2_CTG1 |  |  | Pio Pico Unit 1 | CISO | N | San Diego-IV | San Diego |  | Peaker | COMBUSTION TURBINE | NATURAL GAS | 111.3 | 111.3 |  |  |  |  | 1 | 24 | 24 |  |  | 111.3 | 1 | 111.3 | 111.3 | 111.3 | 111.3 | 111.3 | 111.3 | 111.3 | 111.3 | 111.3 | 111.3 | 111.3 | 111.3 | Y | South | FC
PIOPIC_2_CTG2 |  |  | Pio Pico Unit 2 | CISO | N | San Diego-IV | San Diego |  | Peaker | COMBUSTION TURBINE | NATURAL GAS | 112.7 | 112.7 |  |  |  |  | 1 | 24 | 24 |  |  | 112.7 | 1 | 112.7 | 112.7 | 112.7 | 112.7 | 112.7 | 112.7 | 112.7 | 112.7 | 112.7 | 112.7 | 112.7 | 112.7 | Y | South | FC
PIOPIC_2_CTG3 |  |  | Pio Pico Unit 3 | CISO | N | San Diego-IV | San Diego |  | Peaker | COMBUSTION TURBINE | NATURAL GAS | 112 | 112 |  |  |  |  | 1 | 24 | 24 |  |  | 112 | 1 | 112 | 112 | 112 | 112 | 112 | 112 | 112 | 112 | 112 | 112 | 112 | 112 | Y | South | FC
PIT1_6_FRIVRA |  |  | Fall River Mills Project A | CISO | N | CAISO System |  |  | Solar_Fixed | PHOTO VOLTAIC | SUN | 1.5 | 1.5 |  |  |  |  | 1 | 24 | 24 |  |  |  |  | 0.1 | 0.1 | 0.1 | 0.1 | 0.1 | 0.57 | 0.9 | 0.3 | 0.6 | 0.1 | 0.1 | 0.1 | N | North | FC
PIT1_7_UNIT 1 |  |  | PIT PH 1 UNIT 1 | CISO | N | CAISO System |  |  | Hydro | HYDRO | WATER | 32 | 32 |  |  |  |  | 1 | 24 | 24 |  |  | 0 | 1 | 21.2 | 18.4 | 19.74 | 18.08 | 22.22 | 16.88 | 15.6 | 15.6 | 9.2 | 14.4 | 14.4 | 15.68 | Y | North | FC
PIT1_7_UNIT 2 |  |  | PIT PH 1 UNIT 2 | CISO | N | CAISO System |  |  | Hydro | HYDRO | WATER | 32 | 32 |  |  |  |  | 1 | 24 | 24 |  |  | 0 | 1 | 24.8 | 22.96 | 27.6 | 22.08 | 29.2 | 17.6 | 16.42 | 16.58 | 24.88 | 9.6 | 29.54 | 28.52 | Y | North | FC
PIT3_7_PL1X3 |  |  | PIT PH 3 UNITS 1, 2 & 3 AGGREGATE | CISO | N | CAISO System |  |  | Hydro | HYDRO | WATER | 70.6 | 0 |  |  |  |  | 1 | 24 | 24 |  |  | 0 | 1 | 64.8 | 38.78 | 32.6 | 37.38 | 50.6 | 46 | 52.4 | 49 | 49.2 | 28 | 29.6 | 40.8 | Y | North | FC
PIT4_7_PL1X2 |  |  | PIT PH 4 UNITS 1 & 2 AGGREGATE | CISO | N | CAISO System |  |  | Hydro | HYDRO | WATER | 95 | 0 |  |  |  |  | 1 | 24 | 24 |  |  | 0 | 1 | 54.4 | 42.8 | 40.6 | 44.8 | 41.4 | 55.2 | 61.4 | 60.4 | 57.2 | 28.4 | 41 | 45.8 | Y | North | FC
PIT5_7_PL1X2 |  |  | PIT PH 5 UNITS 1 & 2 AGGREGATE | CISO | N | CAISO System |  |  | Hydro | HYDRO | WATER | 82 | 0 |  |  |  |  | 1 | 24 | 24 |  |  | 0 | 1 | 47.4 | 26.4 | 39.6 | 32 | 32 | 39.2 | 42.4 | 38.8 | 34.4 | 29.6 | 34.2 | 32.4 | Y | North | FC
PIT5_7_PL3X4 |  |  | PIT PH 5 UNITS 3 & 4 AGGREGATE | CISO | N | CAISO System |  |  | Hydro | HYDRO | WATER | 82 | 0 |  |  |  |  | 1 | 24 | 24 |  |  | 0 | 1 | 47 | 45.6 | 26.6 | 36.44 | 39.66 | 35.8 | 49.8 | 51.32 | 51.96 | 51.68 | 40 | 44 | Y | North | FC
PIT5_7_QFUNTS |  |  | GRASSHOPPER FLAT HYDRO | CISO | N | CAISO System |  |  | Hydro | HYDRO | WATER | 1.1 | 3.8 |  |  |  |  | 1 | 24 | 24 |  |  |  |  | 0.4 | 0.25 | 0.19 | 0.41 | 0.37 | 0.13 | 0.01 | 0 | 0 | 0.01 | 0.05 | 0.04 | N | North | FC
PIT6_7_UNIT 1 |  |  | PIT PH 6 UNIT 1 | CISO | N | CAISO System |  |  | Hydro | HYDRO | WATER | 39 | 39 |  |  |  |  | 1 | 24 | 24 |  |  | 38.18 | 1 | 37.82 | 37.16 | 37.98 | 38.02 | 38.4 | 32.92 | 37.82 | 37.74 | 38.18 | 37.84 | 37.06 | 38.12 | Y | North | FC
PIT6_7_UNIT 2 |  |  | PIT PH 6 UNIT 2 | CISO | N | CAISO System |  |  | Hydro | HYDRO | WATER | 40 | 40 |  |  |  |  | 1 | 24 | 24 |  |  | 38.18 | 1 | 37.82 | 37.16 | 37.98 | 38.02 | 38.4 | 32.92 | 37.82 | 37.74 | 38.18 | 37.9 | 37.13 | 38.18 | Y | North | FC
PIT7_7_UNIT 1 |  |  | PIT PH 7 UNIT 1 | CISO | N | CAISO System |  |  | Hydro | HYDRO | WATER | 55.7 | 55.7 |  |  |  |  | 1 | 24 | 24 |  |  | 53.76 | 1 | 53.38 | 51.96 | 52.42 | 52.14 | 52.36 | 52.62 | 52.8 | 53.4 | 53.76 | 53.36 | 52.64 | 53.92 | Y | North | FC
PIT7_7_UNIT 2 |  |  | PIT PH 7 UNIT 2 | CISO | N | CAISO System |  |  | Hydro | HYDRO | WATER | 54.6 | 54.6 |  |  |  |  | 1 | 24 | 24 |  |  | 53.76 | 1 | 54.18 | 51.94 | 51.76 | 52.26 | 52.5 | 51.76 | 50.56 | 53.48 | 53.76 | 53.36 | 54.16 | 54.08 | Y | North | FC
PIUTE_6_GNBSR1 |  |  | Green Beanworks B | CISO | N | Big Creek-Ventura |  | Y | Solar_1Axis | PHOTO VOLTAIC | SUN | 3 | 3 |  |  |  |  | 1 | 24 | 24 |  |  |  |  | 0.1 | 0.1 | 0.1 | 0.1 | 0.1 | 1.28 | 2.02 | 0.61 | 1.17 | 0.1 | 0.1 | 0.1 | N | South | FC
PLACVL_1_CHILIB |  |  | Chili Bar Powerhouse | CISO | N | Sierra | Gold Hill-Drum, South of Rio Oso, South of Palermo |  | Hydro | HYDRO | WATER | 8.34 | 8.4 |  |  |  |  | 1 | 24 | 24 |  |  |  |  | 3 | 2.8 | 3.5 | 4.28 | 4.18 | 2.6 | 2.32 | 1.78 | 2.35 | 0.8 | 0.83 | 2.55 | N | North | FC
PLACVL_1_RCKCRE |  |  | Rock Creek Hydro | CISO | N | Sierra | South of Rio Oso, South of Palermo |  | Hydro | HYDRO | WATER | 5 | 3.6 |  |  |  |  | 1 | 24 | 24 |  |  |  |  | 0.13 | 0.04 | 0.1 | 0.2 | 0.02 | 0 | 0 | 0 | 0 | 0 | 0.01 | 0.04 | N | North | FC
PLAINV_6_BSOLAR |  |  | Western Antelope Blue Sky Ranch A | CISO | N | Big Creek-Ventura |  |  | Solar_Fixed | PHOTO VOLTAIC | SUN | 20 | 20 |  |  |  |  | 1 | 24 | 24 |  |  |  |  | 0 | 0 | 0 | 0 | 0 | 0 | 0 | 0 | 0 | 0 | 0 | 0 | N | South | EO
PLAINV_6_DSOLAR |  |  | Western Antelope Dry Ranch | CISO | N | Big Creek-Ventura |  |  | Solar_1Axis | PHOTO VOLTAIC | SUN | 10 | 10 |  |  |  |  | 1 | 24 | 24 |  |  |  |  | 0.1 | 0.1 | 0.1 | 0.1 | 0.32 | 4.25 | 6.73 | 2.03 | 3.9 | 0.1 | 0.1 | 0.1 | N | South | FC
PLAINV_6_NLRSR1 |  |  | North Lancaster Ranch | CISO | N | Big Creek-Ventura |  |  | Solar_1Axis | PHOTO VOLTAIC | SUN | 20 | 20 |  |  |  |  | 1 | 24 | 24 |  |  |  |  | 0 | 0 | 0 | 0 | 0 | 0 | 0 | 0 | 0 | 0 | 0 | 0 | N | South | EO
PLAINV_6_SOLAR3 |  |  | Sierra Solar Greenworks LLC | CISO | N | Big Creek-Ventura |  |  | Solar_1Axis | PHOTO VOLTAIC | SUN | 20 | 20 |  |  |  |  | 1 | 24 | 24 |  |  |  |  | 0 | 0 | 0 | 0 | 0 | 0 | 0 | 0 | 0 | 0 | 0 | 0 | N | South | EO
PLAINV_6_SOLARC |  |  | Central Antelope Dry Ranch C | CISO | N | Big Creek-Ventura |  |  | Solar_1Axis | PHOTO VOLTAIC | SUN | 20 | 20 |  |  |  |  | 1 | 24 | 24 |  |  |  |  | 0 | 0 | 0 | 0 | 0 | 0 | 0 | 0 | 0 | 0 | 0 | 0 | N | South | EO
PLMSSR_6_HISIER |  |  | High Sierra Cogeneration Aggregate | CISO | N | CAISO System |  |  | CHP | RECIPROCATING ENGINE | NATURAL GAS | 6 | 6 |  |  |  |  | 1 | 24 | 24 |  |  | 6 | 1 | 6 | 6 | 6 | 6 | 6 | 6 | 6 | 6 | 6 | 6 | 6 | 6 | Y | North | FC
PLSNTG_7_LNCLND |  |  | Lincoln Landfill Power Plant | CISO | N | Sierra | Drum-Rio Oso, South of Rio Oso, South of Palermo |  | Biogas | RECIPROCATING ENGINE | BIOGAS | 4.98 | 5 |  |  |  |  | 1 | 24 | 24 |  |  |  |  | 3.76 | 3.82 | 3.83 | 3.88 | 4.02 | 4.05 | 3.97 | 3.55 | 3.28 | 3.79 | 3.56 | 3.71 | N | North | FC
PMDLET_6_SOLAR1 |  |  | SEPV Palmdale East, LLC | CISO | N | Big Creek-Ventura |  |  | Solar_1Axis | PHOTO VOLTAIC | SUN | 10 | 10 |  |  |  |  | 1 | 24 | 24 |  |  |  |  | 0.1 | 0.1 | 0.1 | 0.1 | 0.32 | 4.25 | 6.73 | 2.03 | 3.9 | 0.1 | 0.1 | 0.1 | N | South | FC
PMPJCK_1_RB2SLR |  |  | Rio Bravo Solar 2 | CISO | N | CAISO System |  | Y | Solar_1Axis | PHOTO VOLTAIC | SUN | 20 | 20 |  |  |  |  | 1 | 24 | 24 |  |  |  |  | 0.1 | 0.1 | 0.1 | 0.27 | 1.41 | 11.34 | 14.59 | 5.34 | 9.5 | 0.1 | 0.1 | 0.1 | N | North | FC
PMPJCK_1_SOLAR1 |  |  | Pumpjack Solar I | CISO | N | CAISO System |  | Y | Solar_1Axis | PHOTO VOLTAIC | SUN | 20 | 20 |  |  |  |  | 1 | 24 | 24 |  |  |  |  | 0.1 | 0.1 | 0.1 | 0.27 | 1.41 | 11.34 | 14.59 | 5.34 | 9.5 | 0.1 | 0.1 | 0.1 | N | North | FC
PMPJCK_1_SOLAR2 |  |  | Rio Bravo Solar 1 | CISO | N | CAISO System |  | Y | Solar_1Axis | PHOTO VOLTAIC | SUN | 20 | 20 |  |  |  |  | 1 | 24 | 24 |  |  |  |  | 0.1 | 0.1 | 0.1 | 0.27 | 1.41 | 11.34 | 14.59 | 5.34 | 9.5 | 0.1 | 0.1 | 0.1 | N | North | FC
PNCHEG_2_PL1X4 |  |  | PANOCHE ENERGY CENTER (Aggregated) | CISO | N | CAISO System |  | Y | Peaker | COMBUSTION TURBINE | NATURAL GAS | 417 | 0 |  |  |  |  | 1 | 24 | 24 |  |  | 414 | 1 | 417 | 416 | 415 | 417 | 416 | 412 | 408 | 410 | 414 | 417 | 417 | 417 | Y | North | ID | 100% | Q1484 - 401 MW with FCDS priority. The rest C11 waiting for Dos Amigos-Panoche Reconductor and possibly other. | 1
PNCHPP_1_PL1X2 |  |  | Midway Peaking Aggregate | CISO | N | Fresno | Panoche 115 kV | Y | Peaker | COMBUSTION TURBINE | NATURAL GAS | 119.91 | 0 |  |  |  |  | 1 | 24 | 24 |  |  | 119.91 | 1 | 119.91 | 119.91 | 119.91 | 119.91 | 119.91 | 119.91 | 119.91 | 119.91 | 119.91 | 119.91 | 119.91 | 119.91 | Y | North | FC
PNCHVS_2_SOLAR |  |  | Panoche Valley Solar | CISO | N | CAISO System |  |  | Solar_1Axis | PHOTO VOLTAIC | SUN | 140 | 0 |  |  |  |  | 1 | 24 | 24 |  |  |  |  | 0.1 | 0.1 | 0.1 | 1.91 | 9.84 | 79.39 | 102.15 | 37.41 | 66.52 | 0.53 | 0.1 | 0.1 | N | North | FC
PNOCHE_1_PL1X2 |  |  | Panoche Peaker | CISO | N | Fresno | Herndon, Panoche 115 kV | Y | Peaker | COMBUSTION TURBINE | NATURAL GAS | 49.97 | 0 |  |  |  |  | 1 | 24 | 24 |  |  | 49.97 | 1 | 49.97 | 49.97 | 49.97 | 49.97 | 49.97 | 49.97 | 49.97 | 49.97 | 49.97 | 49.97 | 49.97 | 49.97 | Y | North | FC
PNOCHE_1_UNITA1 |  |  | CalPeak Power Panoche Unit 1 | CISO | N | Fresno | Panoche 115 kV | Y | Peaker | COMBUSTION TURBINE | NATURAL GAS | 52.3 | 57 |  |  |  |  | 1 | 24 | 24 |  |  | 52.01 | 1 | 52.01 | 52.01 | 52.01 | 52.01 | 52.01 | 52.01 | 52.01 | 52.01 | 52.01 | 52.01 | 52.01 | 52.01 | Y | North | PD | 52.01 |  |  | 52.01
POEPH_7_UNIT 1 |  |  | POE HYDRO UNIT 1 | CISO | N | Sierra | South of Palermo |  | Hydro | HYDRO | WATER | 68 | 68 |  |  |  |  | 1 | 24 | 24 |  |  | 0 | 1 | 52.08 | 38.64 | 42.56 | 43.2 | 40.32 | 31.84 | 24.32 | 37.04 | 38 | 32.88 | 39.92 | 15.52 | Y | North | FC
POEPH_7_UNIT 2 |  |  | POE HYDRO UNIT 2 | CISO | N | Sierra | South of Palermo |  | Hydro | HYDRO | WATER | 68.5 | 68.5 |  |  |  |  | 1 | 24 | 24 |  |  | 0 | 1 | 42.64 | 49.6 | 42.64 | 47 | 38.48 | 27.44 | 24.4 | 43.54 | 42.64 | 22.32 | 20.32 | 21.28 | Y | North | FC
POLRIS_2_ASEBT1 |  | POLRIS_2_ASESR1, POLRIS_2_ASRBT1, POLRIS_2_ASRSR1 | Antelope Solar 2 Estrella BESS | CISO | N | Big Creek-Ventura |  |  | Paired_BattStorage | OTHER | LESR | 28 | 28 | 0.84 | 112 | 112 | 1 | 1 | 24 | 4 | 650 | FALSE | 56 | 1 | 28 | 28 | 28 | 28 | 28 | 28 | 28 | 28 | 28 | 28 | 28 | 28 | Y | South | ID | 100% | Q1208 - Group name: ANTELOPE_1208 - Max to grid 650 MW, Waiting for Tehachapi CRAS. Co-located with POLRIS_2_ASESR1. | 1
POLRIS_2_ASESR1 |  | POLRIS_2_ASRBT1, POLRIS_2_ASRSR1, POLRIS_2_ASEBT1 | Antelope Solar 2 Estrella | CISO | N | Big Creek-Ventura |  |  | Paired_Solar_1Axis | PHOTO VOLTAIC | SUN | 56 | 56 |  |  |  |  | 1 | 24 | 24 | 650 |  |  |  | 0.1 | 0.1 | 0.1 | 0.27 | 1.8 | 23.81 | 37.69 | 11.37 | 21.81 | 0.1 | 0.1 | 0.1 | N | South | ID | 100% | Q1208 - Group name: ANTELOPE_1208 - Max to grid 650 MW, Waiting for Tehachapi CRAS. Co-located with POLRIS_2_ASEBT1. | 1
POLRIS_2_ASRBT1 |  | POLRIS_2_ASRSR1, POLRIS_2_ASEBT1, POLRIS_2_ASESR1 | Antelope Solar 2 Raceway BESS | CISO | N | Big Creek-Ventura |  |  | Paired_BattStorage | OTHER | LESR | 80 | 80 | 0.8 | 320 | 320 | 1 | 1 | 24 | 4 | 650 | FALSE | 160 | 2 | 80 | 80 | 80 | 80 | 80 | 80 | 80 | 80 | 80 | 80 | 80 | 80 | Y | South | ID | 100% | Q1208 - Group name ANTELOPE_1208 - Max to grid 650 MW, Waiting for Tehachapi CRAS. Co-located with POLRIS_2_ASRSR1. | 1
POLRIS_2_ASRSR1 |  | POLRIS_2_ASEBT1, POLRIS_2_ASESR1, POLRIS_2_ASRBT1 | Antelope Solar 2 Raceway | CISO | N | Big Creek-Ventura |  |  | Paired_Solar_1Axis | PHOTO VOLTAIC | SUN | 125 | 125 |  |  |  |  | 1 | 24 | 24 | 650 |  |  |  | 0.1 | 0.1 | 0.1 | 0.6 | 4.02 | 53.15 | 84.12 | 25.37 | 48.69 | 0.22 | 0.1 | 0.1 | N | South | ID | 100% | Q1208 - Group name ANTELOPE_1208 - Max to grid 650 MW, Waiting for Tehachapi CRAS. Co-located with POLRIS_2_ASRBT1. | 1
PRCTVY_1_MIGBT1 |  |  | Miguel BESS | CISO | N | San Diego-IV | San Diego |  | Battery Storage | OTHER | LESR | 2 | 2 | 0.8 | 8 | 8 | 1 | 1 | 24 | 4 |  | TRUE |  |  | 0 | 0 | 0 | 0 | 0 | 0 | 0 | 0 | 0 | 0 | 0 | 0 | N | South | EO
PRIMM_2_SOLAR1 |  |  | Silver State South | CISO | N | CAISO System |  |  | Solar_1Axis | PHOTO VOLTAIC | SUN | 250 | 250 |  |  |  |  | 1 | 24 | 24 |  |  |  |  | 0.1 | 0.1 | 0.1 | 0.73 | 3.8 | 50 | 50 | 30.66 | 50 | 0.39 | 0.1 | 0.1 | N | South | PD | 50 | Q467, Q502 - 200 MW battery part of (250 MW solar and 200 MW battery - Max to POI 250 MW). Co-located with PRIMM_2_SSSBT1. |  | 50
PRIMM_2_SSSBT1 |  | PRIMM_2_SOLAR1 | Silver State South Solar Project Storage | CISO | N | CAISO System |  |  | Paired_BattStorage | OTHER | LESR | 200 | 200 | 0.8 | 800 | 800 | 1 | 1 | 24 | 4 | 250 | FALSE | 400 | 1 |  |  |  |  | 200 | 200 | 200 | 200 | 200 | 200 | 200 | 200 | Y | South | ID | 100% | Q467, Q502 - 200 MW battery part of - 250 MW solar and 200 MW battery - Max to POI 250 MW. Co-located with PRIMM_2_SOLAR1. Waiting for Lugo-Victorville CRAS. | 1
PROXSR_2_PROSR1 |  | PROXSR_2_PS2BT3 | Proxima Solar | CISO | N | CAISO System |  |  | Paired_Solar_1Axis | PHOTO VOLTAIC | SUN | 120 | 120 |  |  |  |  | 1 | 24 | 24 | 150 |  |  |  | 0.01 | 0.01 | 0.1 | 0.08 | 0.41 | 3.34 | 4.3 | 1.57 | 2.8 | 0.02 | 0.01 | 0.01 | N | North | PD | 8.45% | Group name: PROXIMA_1244_2 - Max to grid 150 MW. Co-located with PROXSR_2_PS2BT3. | 0.0845
PROXSR_2_PS1BT1 |  |  | Proxima Solar BESS 1A | CISO | N | CAISO System |  |  | Paired_BattStorage | OTHER | LESR | 40 | 40 | 0.83 | 160 | 435.4098 | 2.7213 | 1 | 24 | 10.8852 | 40 | TRUE | 80 | 1 | 40 | 40 | 40 | 40 | 40 | 40 | 40 | 40 | 40 | 40 | 40 | 40 | Y | North | FC |  | Group name: PROXIMA_1244_3 - Max to grid 40 MW.
PROXSR_2_PS1BT2 |  | PROXSR_2_PS1SR2 | Proxima Solar BESS 1B | CISO | N | CAISO System |  |  | Paired_BattStorage | OTHER | LESR | 32 | 32 | 0.88 | 128 | 128 | 1 | 1 | 24 | 4 | 70 | TRUE | 64 | 2 | 32 | 32 | 32 | 32 | 32 | 32 | 32 | 32 | 32 | 32 | 32 | 32 | Y | North | FC |  | Group name: PROXIMA_1244_1 - Max to grid 70 MW. Co-located with PROXSR_2_PS1SR2.
PROXSR_2_PS1SR2 |  | PROXSR_2_PS1BT2 | Proxima Solar 1B | CISO | N | CAISO System |  |  | Paired_Solar_1Axis | PHOTO VOLTAIC | SUN | 69.74 | 70 |  |  |  |  | 1 | 24 | 24 | 70 |  |  |  | 0.1 | 0.1 | 0.1 | 0.95 | 4.9 | 38 | 38 | 18.63 | 33.14 | 0.26 | 0.1 | 0.1 | N | North | FC | 1 | Group name: PROXIMA_1244_1 - Max to grid 70 MW. Max 38 MW NQC. Co-located with PROXSR_2_PS1BT2. | 1
PROXSR_2_PS2BT3 |  | PROXSR_2_PROSR1 | Proxima Solar BESS 2 | CISO | N | CAISO System |  |  | Paired_BattStorage | OTHER | LESR | 90 | 90 | 0.85 | 360 | 720 | 2 | 1 | 24 | 8 | 150 | FALSE | 180 | 1 | 90 | 90 | 90 | 90 | 90 | 90 | 90 | 90 | 90 | 90 | 90 | 90 | Y | North | FC |  | Group name: PROXIMA_1244_2 - Max to grid 150 MW. Co-located with PROXSR_2_PROSR1.
PSWEET_1_STCRUZ |  |  | Santa Cruz Energy LLC | CISO | N | CAISO System |  |  | Biogas | RECIPROCATING ENGINE | BIOGAS | 1.6 | 1.6 |  |  |  |  | 1 | 24 | 24 |  |  | 0 | 1 | 0 | 0 | 0 | 0 | 0 | 0 | 0 | 0 | 0 | 0 | 0 | 0 | Y | North | EO
PUTHCR_1_PCNSB1 | PUTHCR_1_PCNSB1_LESR |  | Putah Creek Solar Farm North | CISO | N | CAISO System |  |  | Hybrid_BattStorage | OTHER | HYBD | 3 | 3 | 0.869 | 12 | 12 | 1 | 1 | 24 | 4 | 3 | FALSE | 3 | 1 | 2.9 | 2.9 | 2.9 | 2.9605 | 2.8037 | 1.9149 | 1.7341 | 2.3684 | 2.0316 | 2.99 | 2.9 | 2.9 | Y | North | FC |  | Hybrid - PV 3.00 MW and ESS 3.00 MW with Max output 3.00 MW.
PUTHCR_1_PCNSB1 | PUTHCR_1_PCNSB1_SUN |  | Putah Creek Solar Farm North | CISO | N | CAISO System |  |  | Hybrid_Solar_1Axis | OTHER | HYBD | 3 | 3 |  |  |  |  | 1 | 24 | 24 | 3 |  | 3 | 1 | 0.1 | 0.1 | 0.1 | 0.039474 | 0.19626 | 1.0851 | 1.2659 | 0.63158 | 0.9684 | 0.0099668 | 0.1 | 0.1 | Y | North | FC |  | Hybrid - PV 3.00 MW and ESS 3.00 MW with Max output 3.00 MW.
PUTHCR_1_SOLAR1 |  |  | Putah Creek Solar Farm | CISO | N | CAISO System |  |  | Solar_Fixed | PHOTO VOLTAIC | SUN | 1.98 | 2 |  |  |  |  | 1 | 24 | 24 |  |  |  |  | 0.1 | 0.1 | 0.1 | 0.1 | 0.1 | 0.76 | 1.19 | 0.4 | 0.79 | 0.1 | 0.1 | 0.1 | N | North | FC
PVERDE_5_SCEDYN |  |  | PVERDE_5_SCEDYN | SRP | Y | Import |  |  | Nuclear |  | URANIUM | 635 | 0 |  |  |  |  | 1 | 24 | 24 |  |  |  |  | 635 | 635 | 635 | 635 | 635 | 635 | 635 | 635 | 635 | 635 | 635 | 635 |  | South | IAR
PWEST_1_UNIT |  |  | PACIFIC WEST 1 WIND GENERATION | CISO | N | LA Basin | Western |  | Wind | WIND | WIND | 2.1 | 2.1 |  |  |  |  | 1 | 24 | 24 |  |  |  |  | 0.18 | 0.43 | 0.48 | 0.77 | 0.87 | 0.79 | 0.79 | 0.73 | 0.45 | 0.24 | 0.14 | 0.14 | N | South | FC
RAMON_2_SCEDYN |  |  | RAMON_2_SCEDYN | IID | Y | Import |  |  | Geothermal | OTHER | GEOTHERMAL | 106.18 | 0 |  |  |  |  | 1 | 24 | 24 |  |  |  |  | 106.18 | 106.18 | 106.18 | 106.18 | 106.18 | 106.18 | 106.18 | 106.18 | 106.18 | 106.18 | 106.18 | 106.18 |  | South | IAR
RANCHO_2_SMUDSYSDYN |  |  | SMUD Regulation Market | BANC | Y | Import |  |  | CCGT | OTHER | OTHER | 124 | 0 |  |  |  |  | 1 | 24 | 24 |  |  |  |  | 124 | 124 | 124 | 124 | 124 | 124 | 124 | 124 | 124 | 124 | 124 | 124 |  | North | IAR
RATSKE_2_NROSR1 |  |  | North Rosamond Solar | CISO | N | CAISO System |  |  | Solar_1Axis | PHOTO VOLTAIC | SUN | 150 | 150 |  |  |  |  | 1 | 24 | 24 |  |  |  |  | 0.1 | 0.1 | 0.1 | 0.71 | 4.83 | 63.79 | 100.94 | 30.45 | 58.43 | 0.26 | 0.1 | 0.1 | N | South | FC
RATSKE_2_RBSSB1 | RATSKE_2_RBSSB1_LESR |  | Rabbitbrush Solar 1 | CISO | N | CAISO System |  |  | Hybrid_BattStorage | OTHER | HYBD | 7.5 | 60 | 0.8 | 30 | 30 | 1 | 1 | 24 | 4 | 60 | FALSE | 7.5 | 2 | 7.5 | 7.5 | 7.5 | 7.5 | 7.5 | 7.5 | 7.5 | 7.5 | 7.5 | 7.5 | 7.5 | 7.5 | Y | South | ID | 100% | Q1215 - Waiting for Whirlwind transformer CRAS | 1
RATSKE_2_RBSSB1 | RATSKE_2_RBSSB1_SUN |  | Rabbitbrush Solar 1 | CISO | N | CAISO System |  |  | Hybrid_Solar_1Axis | OTHER | HYBD | 60 | 60 |  |  |  |  | 1 | 24 | 24 | 60 |  | 7.5 | 2 | 0.1 | 0.1 | 0.1 | 0.29 | 1.93 | 25.51 | 40.38 | 12.18 | 23.37 | 0.11 | 0.1 | 0.1 | Y | South | ID | 100% | Q1215 - Waiting for Whirlwind transformer CRAS | 1
RATSKE_2_RBSSB2 | RATSKE_2_RBSSB2_LESR |  | Rabbitbrush Solar 2 | CISO | N | CAISO System |  |  | Hybrid_BattStorage | OTHER | HYBD | 5 | 40 | 0.87 | 20 | 40 | 2 | 1 | 24 | 8 | 40 | FALSE | 5 | 2 | 5 | 5 | 5 | 5 | 5 | 5 | 5 | 5 | 5 | 5 | 5 | 5 | Y | South | ID | 100% | Q1215 - Waiting for Whirlwind transformer CRAS | 1
RATSKE_2_RBSSB2 | RATSKE_2_RBSSB2_SUN |  | Rabbitbrush Solar 2 | CISO | N | CAISO System |  |  | Hybrid_Solar_1Axis | OTHER | HYBD | 40 | 40 |  |  |  |  | 1 | 24 | 24 | 40 |  | 5 | 2 | 0.1 | 0.1 | 0.1 | 0.19 | 1.29 | 17.01 | 26.92 | 8.12 | 15.58 | 0.1 | 0.1 | 0.1 | Y | South | ID | 100% | Q1215 - Waiting for Whirlwind transformer CRAS | 1
RATSKE_2_WAVBT1 |  |  | Willy 9 Antelope Valley Complex | CISO | N | CAISO System |  |  | Battery Storage | OTHER | LESR | 125.96 | 126 | 0.8 | 503.84 | 503.84 | 1 | 1 | 24 | 4 |  | TRUE | 252 | 2 |  |  |  | 126 | 126 | 126 | 126 | 126 | 126 | 126 | 126 | 126 | Y | South | ID | 100% | Q1215-Q1319 combined - Waiting for Whirlwind CRAS | 1
RCKCRK_7_UNIT 1 |  |  | ROCK CREEK HYDRO UNIT 1 | CISO | N | Sierra | South of Palermo |  | Hydro | HYDRO | WATER | 57 | 57 |  |  |  |  | 1 | 24 | 24 |  |  | 0 | 1 | 39.24 | 22.4 | 25.88 | 37.64 | 23.6 | 35.76 | 25.3 | 27.96 | 29.96 | 24.4 | 25.02 | 23.6 | Y | North | FC
RCKCRK_7_UNIT 2 |  |  | ROCK CREEK HYDRO UNIT 2 | CISO | N | Sierra | South of Palermo |  | Hydro | HYDRO | WATER | 56.9 | 56.9 |  |  |  |  | 1 | 24 | 24 |  |  | 0 | 1 | 25.76 | 23.92 | 23.92 | 10.8 | 9.44 | 19.6 | 20 | 33.38 | 44.52 | 30.88 | 16.92 | 24 | Y | North | FC
RDWAY_1_CREST |  |  | CREST Contracts | CISO | N | CAISO System |  |  | Solar_1Axis | PHOTO VOLTAIC | SUN | 4.5 | 8.5 |  |  |  |  | 1 | 24 | 24 |  |  |  |  | 0 | 0 | 0 | 0 | 0 | 0 | 0 | 0 | 0 | 0 | 0 | 0 | N | South | EO
RDWAY_1_SCKSR1 |  |  | Sheep Creek | CISO | N | CAISO System |  |  | Solar_1Axis | PHOTO VOLTAIC | SUN | 3 | 3 |  |  |  |  | 1 | 24 | 24 |  |  |  |  | 0 | 0 | 0 | 0 | 0 | 0 | 0 | 0 | 0 | 0 | 0 | 0 | N | South | EO
RDWAY_1_WA2SR3 |  |  | Watts II | CISO | N | CAISO System |  |  | Solar_1Axis | PHOTO VOLTAIC | SUN | 0.5 | 0.5 |  |  |  |  | 1 | 24 | 24 |  |  |  |  | 0 | 0 | 0 | 0 | 0 | 0 | 0 | 0 | 0 | 0 | 0 | 0 | N | South | EO
RECTOR_2_CREST |  |  | Rector Aggregate Solar Resources | CISO | N | Big Creek-Ventura | Rector, Vestal |  | Solar_Fixed | PHOTO VOLTAIC | SUN | 10.5 | 17.3 |  |  |  |  | 1 | 24 | 24 |  |  |  |  | 0 | 0 | 0 | 0 | 0 | 0 | 0 | 0 | 0 | 0 | 0 | 0 | N | South | EO
RECTOR_2_IVANPV |  |  | Ivanhoe Tulare PV | CISO | N | Big Creek-Ventura | Rector, Vestal | Y | Solar_Fixed | PHOTO VOLTAIC | SUN | 3.5 | 3.5 |  |  |  |  | 1 | 24 | 24 |  |  |  |  | 0 | 0 | 0 | 0 | 0 | 0 | 0 | 0 | 0 | 0 | 0 | 0 | N | South | EO
RECTOR_2_KAWEAH |  |  | KAWEAH PH 2 & 3 PSP AGGREGATE | CISO | N | Big Creek-Ventura | Rector, Vestal |  | Hydro | HYDRO | WATER | 6.55 | 6.6 |  |  |  |  | 1 | 24 | 24 |  |  |  |  | 0 | 0.18 | 0.61 | 0.62 | 0.49 | 0.5 | 0.06 | 0.04 | 0 | 0 | 0.16 | 0.15 | N | South | FC
RECTOR_2_KAWH 1 |  |  | KAWEAH PH 1 UNIT 1 | CISO | N | Big Creek-Ventura | Rector, Vestal |  | Hydro | HYDRO | WATER | 2.25 | 2.3 |  |  |  |  | 1 | 24 | 24 |  |  |  |  | 0 | 0 | 0 | 0 | 0 | 0.1 | 0.04 | 0.03 | 0 | 0 | 0 | 0 | N | South | FC
RECTOR_2_QF |  |  | Kaweah Unit 1 | CISO | N | Big Creek-Ventura | Rector, Vestal |  | Hydro | HYDRO | WATER | 20.09 | 20.09 |  |  |  |  | 1 | 24 | 24 |  |  | 0 | 1 | 0 | 0 | 0 | 0 | 0 | 8.4 | 6.74 | 0 | 0 | 0 | 0 | 1.2 | Y | South | FC
RECTOR_2_TFDBM1 |  |  | Two Fiets Dairy Digester | CISO | N | Big Creek-Ventura | Rector, Vestal |  | Biogas | RECIPROCATING ENGINE | BIOGAS | 0.8 | 0.8 |  |  |  |  | 1 | 24 | 24 |  |  |  |  | 0 | 0 | 0 | 0 | 0 | 0 | 0 | 0 | 0 | 0 | 0 | 0 | N | South | EO
RECTOR_7_TULARE |  |  | MM Tulare | CISO | N | Big Creek-Ventura | Rector, Vestal | Y | Biomass/Wood | RECIPROCATING ENGINE | BIOMASS | 1.5 | 1.5 |  |  |  |  | 1 | 24 | 24 |  |  |  |  | 0 | 0 | 0 | 0 | 0 | 0 | 0 | 0 | 0 | 0 | 0 | 0 | N | South | EO
REDBLF_6_UNIT |  |  | RED BLUFF PEAKER PLANT | CISO | N | CAISO System |  |  | Reciprocating Engine | RECIPROCATING ENGINE | NATURAL GAS | 44 | 44 |  |  |  |  | 1 | 24 | 24 |  |  | 44 | 1 | 44 | 44 | 44 | 44 | 44 | 44 | 44 | 44 | 44 | 44 | 44 | 44 | Y | North | FC
REDMAN_2_SOLAR |  |  | Lancaster East Avenue F | CISO | N | Big Creek-Ventura |  |  | Solar_1Axis | PHOTO VOLTAIC | SUN | 3.75 | 3.8 |  |  |  |  | 1 | 24 | 24 |  |  |  |  | 0.1 | 0.1 | 0.1 | 0.1 | 0.12 | 1.59 | 2.52 | 0.76 | 1.46 | 0.1 | 0.1 | 0.1 | N | South | FC
REDMAN_6_AVSSR1 |  |  | Antelope Valley Solar | CISO | N | Big Creek-Ventura |  |  | Solar_1Axis | PHOTO VOLTAIC | SUN | 3 | 3 |  |  |  |  | 1 | 24 | 24 |  |  |  |  | 0.1 | 0.1 | 0.1 | 0.1 | 0.1 | 1.28 | 2.02 | 0.61 | 1.17 | 0.1 | 0.1 | 0.1 | N | South | FC
REEDLY_6_SOLAR |  |  | Terzian | CISO | N | Fresno | Herndon, Reedley | Y | Solar_2Axis | PHOTO VOLTAIC | SUN | 1.23 | 1.3 |  |  |  |  | 1 | 24 | 24 |  |  |  |  | 0 | 0 | 0 | 0 | 0 | 0 | 0 | 0 | 0 | 0 | 0 | 0 | N | North | EO
RENWD_1_QF |  |  | Renwind re-powering project | CISO | N | LA Basin | Eastern, Valley-Devers |  | Wind | WIND | WIND | 10.5 | 10.5 |  |  |  |  | 1 | 24 | 24 |  |  |  |  | 0.88 | 2.13 | 2.39 | 3.84 | 4.33 | 3.95 | 3.93 | 3.63 | 2.23 | 1.19 | 0.69 | 0.68 | N | South | FC
REXFRD_2_RSFBX2 |  | REXFRD_2_RSFSX2 | Rexford Solar Farm BESS | CISO | N | Big Creek-Ventura |  |  | Paired_BattStorage | OTHER | LESR | 240 | 0 | 0.8 | 960 | 960 | 1 | 1 | 24 | 4 | 300 | FALSE |  |  |  |  | 240 | 240 | 240 | 240 | 240 | 240 | 240 | 240 | 240 | 240 | Y | South | ID | 100% | Q1516 - 240 MWs battery co-located with 300 MW solar - Max at POI 300 MWs - REDFORD_1516 - both FCDS - Waiting for Pardee-Sylmar line rating increase and maybe other. | 1
REXFRD_2_RSFSX2 |  | REXFRD_2_RSFBX2 | Rexford Solar Farm | CISO | N | Big Creek-Ventura |  |  | Paired_Solar_1Axis | PHOTO VOLTAIC | SUN | 300 | 0 |  |  |  |  | 1 | 24 | 24 | 300 | [5 empty] | 0.1 | 1.43 | 9.65 | 60 | 60 | 60 | 60 | 0.53 | 0.1 | 0.1 | N | South | ID | 1 | Q1516 - 300 MWs solar co-located with 240 MW battery - Max at POI 300 MWs -REDFORD_1516 - both FCDS - Waiting for Pardee-Sylmar line rating increase and maybe other. | 1
RICHMN_1_CHVSR2 |  |  | Chevron 8.5 | CISO | N | Bay Area |  |  | Solar_1Axis | PHOTO VOLTAIC | SUN | 8.5 | 8.5 |  |  |  |  | 1 | 24 | 24 |  |  |  |  | 0.1 | 0.1 | 0.1 | 0.12 | 0.6 | 4.82 | 6.2 | 2.27 | 4.04 | 0.1 | 0.1 | 0.1 | N | North | ID | 100% | PGEWD1157 - 16DGD Waiting for Moraga-Castro Valley 230 kV Line Capacity Increase and possibly other | 1
RICHMN_1_SOLAR |  |  | Chevron 2 | CISO | N | Bay Area |  |  | Solar_1Axis | PHOTO VOLTAIC | SUN | 2 | 2 |  |  |  |  | 1 | 24 | 24 |  |  |  |  | 0.1 | 0.1 | 0.1 | 0.1 | 0.14 | 1.13 | 1.46 | 0.53 | 0.95 | 0.1 | 0.1 | 0.1 | N | North | ID | 100% | PGEWD1122 - 16DGD Waiting for Moraga-Castro Valley 230 kV Line Capacity Increase and possibly other | 1
RICHMN_7_BAYENV |  |  | BAY ENVIRONMENTAL (NOVE POWER) | CISO | N | Bay Area |  | Y | Biogas | RECIPROCATING ENGINE | BIOGAS | 2.5 | 2.5 |  |  |  |  | 1 | 24 | 24 |  |  |  |  | 0.36 | 0.37 | 0.18 | 0.18 | 0.18 | 0.17 | 0.15 | 0.18 | 0.07 | 0.15 | 0.18 | 0 | N | North | FC
RIOBRV_6_UNIT 1 |  |  | RIO BRAVO HYDRO | CISO | N | CAISO System |  |  | Hydro | HYDRO | WATER | 14 | 14 |  |  |  |  | 1 | 24 | 24 |  |  |  |  | 0.25 | 0.32 | 0.43 | 2.7 | 2.62 | 3.52 | 2.8 | 1.9 | 1.45 | 1.14 | 1.66 | 1.1 | N | North | FC
RIOOSO_1_QF |  |  | SMALL QF AGGREGATION - GRASS VALLEY | CISO | N | Sierra | Drum-Rio Oso, South of Palermo |  | Hydro | HYDRO | WATER | 1.11 | 2.5 |  |  |  |  | 1 | 24 | 24 |  |  |  |  | 0.02 | 0.04 | 0.05 | 0.12 | 0.27 | 0.29 | 0.3 | 0.28 | 0.25 | 0.1 | 0.03 | 0.03 | N | North | FC
RNDMTN_2_SLSPHY1 |  |  | Silver Springs | CISO | N | CAISO System |  |  | Hydro | HYDRO | WATER | 0.6 | 0.6 |  |  |  |  | 1 | 24 | 24 |  |  |  |  | 0.2 | 0.19 | 0.17 | 0.22 | 0.2 | 0.17 | 0.16 | 0.16 | 0.15 | 0.15 | 0.14 | 0.14 | N | North | FC
RNDSBG_1_HZASR1 |  |  | Hazel A | CISO | N | CAISO System |  |  | Solar_1Axis | PHOTO VOLTAIC | SUN | 2.99 | 3 |  |  |  |  | 1 | 24 | 24 |  |  |  |  | 0.1 | 0.1 | 0.1 | 0.1 | 0.1 | 1.27 | 2.01 | 0.61 | 1.16 | 0.1 | 0.1 | 0.1 | N | South | FC
ROLLIN_6_UNIT |  |  | ROLLINS HYDRO | CISO | N | Sierra | Drum-Rio Oso, South of Palermo |  | Hydro | HYDRO | WATER | 13.5 | 13.5 |  |  |  |  | 1 | 24 | 24 |  |  | 0 | 2 | 7.78 | 5.81 | 5.23 | 5.34 | 7.56 | 5.64 | 6.46 | 6.2 | 4.88 | 4.76 | 3.28 | 6.6 | Y | North | FC
ROMOLA_5_MPBBT1 |  |  | Menifee Power Bank | CISO | N | LA Basin |  |  | Battery Storage | OTHER | LESR | 230 | 230 | 0.8 | 920 | 920 | 1 | 1 | 24 | 4 |  | TRUE | 460 | 1 | 230 | 230 | 230 | 230 | 230 | 230 | 230 | 230 | 230 | 230 | 230 | 230 | Y | South | FC
ROMOLA_5_MPBBT2 |  |  | Menifee Power Bank 2 | CISO | N | LA Basin |  |  | Battery Storage | OTHER | LESR | 230 | 230 | 0.8 | 920 | 920 | 1 | 1 | 24 | 4 |  | TRUE | 460 | 1 | 230 | 230 | 230 | 230 | 230 | 230 | 230 | 230 | 230 | 230 | 230 | 230 | Y | South | FC
ROMOLA_5_MPBBT3 |  |  | Menifee Power Bank 3 | CISO | N | LA Basin |  |  | Battery Storage | OTHER | LESR | 50 | 50 | 0.8 | 200 | 200 | 1 | 1 | 24 | 4 |  | TRUE | 100 | 1 | 50 | 50 | 50 | 50 | 50 | 50 | 50 | 50 | 50 | 50 | 50 | 50 | Y | South | FC
ROMOLA_5_MPBBT4 |  |  | Menifee Power Bank 4 | CISO | N | LA Basin |  |  | Battery Storage | OTHER | LESR | 110 | 110 | 0.8 | 440 | 440 | 1 | 1 | 24 | 4 |  | TRUE | 220 | 1 | 110 | 110 | 110 | 110 | 110 | 110 | 110 | 110 | 110 | 110 | 110 | 110 | Y | South | ID | 100% | Q1645 - Waiting for Colorado River C-RAS. | 1
ROMOLA_5_MPBBT5 |  |  | Menifee Power Bank 5 | CISO | N | LA Basin |  |  | Battery Storage | OTHER | LESR | 60 | 60 | 0.8 | 240 | 240 | 1 | 1 | 24 | 4 |  | TRUE |  |  | AUG: 60; SEP: 60; OCT: 60; NOV: 60; DEC: 60 | Y | South | FC
ROSMDW_2_WIND1 |  |  | Pacific Wind - Phase 1 | CISO | N | CAISO System |  |  | Wind | WIND | WIND | 140 | 141.3 |  |  |  |  | 1 | 24 | 24 |  |  |  |  | 11.76 | 28.39 | 31.8 | 51.22 | 57.76 | 52.61 | 52.42 | 48.41 | 29.73 | 15.92 | 9.24 | 9.05 | N | South | FC
ROSMND_6_SOLAR |  |  | Lancaster B | CISO | N | Big Creek-Ventura |  |  | Solar_1Axis | PHOTO VOLTAIC | SUN | 3 | 3 |  |  |  |  | 1 | 24 | 24 |  |  |  |  | 0.1 | 0.1 | 0.1 | 0.1 | 0.1 | 1.28 | 2.02 | 0.61 | 1.17 | 0.1 | 0.1 | 0.1 | N | South | FC
RSMSLR_6_SOLAR1 |  |  | Rosamond One | CISO | N | Big Creek-Ventura |  |  | Solar_Fixed | PHOTO VOLTAIC | SUN | 20 | 20 |  |  |  |  | 1 | 24 | 24 |  |  |  |  | 0.1 | 0.1 | 0.1 | 0.1 | 0.3 | 5.06 | 9.93 | 2.45 | 5.35 | 0.1 | 0.1 | 0.1 | N | South | FC
RSMSLR_6_SOLAR2 |  |  | Rosamond Two | CISO | N | Big Creek-Ventura |  |  | Solar_1Axis | PHOTO VOLTAIC | SUN | 20 | 20 |  |  |  |  | 1 | 24 | 24 |  |  |  |  | 0.1 | 0.1 | 0.1 | 0.1 | 0.64 | 8.5 | 13.46 | 4.06 | 7.79 | 0.1 | 0.1 | 0.1 | N | South | FC
RTEDDY_2_RWSBT1 |  | RTEDDY_2_RWSBT2, RTEDDY_2_RWSBT3, RTEDDY_2_RWSBT4, RTEDDY_2_RWSBT5, RTEDDY_2_SC1SR3, RTEDDY_2_SEBSR3, RTEDDY_2_SEBSR4, RTEDDY_2_SPASR4, RTEDDY_2_SRXSR4 | Rosamond West Solar Central BESS A1 | CISO | N | CAISO System |  |  | Paired_BattStorage | OTHER | LESR | 30 | 30 | 0.8 | 120 | 120 | 1 | 1 | 24 | 4 | 299.6 | FALSE | 60 | 1 | 30 | 30 | 30 | 30 | 30 | 30 | 30 | 30 | 30 | 30 | 30 | 30 | Y | South | FC |  | Group name: ROSAMOND_WEST_506 - Max to grid 299.6 MW.
RTEDDY_2_RWSBT2 |  | RTEDDY_2_RWSBT1, RTEDDY_2_RWSBT3, RTEDDY_2_RWSBT4, RTEDDY_2_RWSBT5, RTEDDY_2_SC1SR3, RTEDDY_2_SEBSR3, RTEDDY_2_SEBSR4, RTEDDY_2_SPASR4, RTEDDY_2_SRXSR4 | Rosamond West Solar Central BESS A2 | CISO | N | CAISO System |  |  | Paired_BattStorage | OTHER | LESR | 30 | 30 | 0.8 | 120 | 120 | 1 | 1 | 24 | 4 | 299.6 | FALSE | 60 | 1 | 30 | 30 | 30 | 30 | 30 | 30 | 30 | 30 | 30 | 30 | 30 | 30 | Y | South | FC |  | Group name: ROSAMOND_WEST_506 - Max to grid 299.6 MW.
RTEDDY_2_RWSBT3 |  | RTEDDY_2_RWSBT2, RTEDDY_2_RWSBT1, RTEDDY_2_RWSBT4, RTEDDY_2_RWSBT5, RTEDDY_2_SC1SR3, RTEDDY_2_SEBSR3, RTEDDY_2_SEBSR4, RTEDDY_2_SPASR4, RTEDDY_2_SRXSR4 | Rosamond West Solar Central BESS A3 | CISO | N | CAISO System |  |  | Paired_BattStorage | OTHER | LESR | 45 | 45 | 0.8 | 180 | 180 | 1 | 1 | 24 | 4 | 299.6 | FALSE | 90 | 1 | 45 | 45 | 45 | 45 | 45 | 45 | 45 | 45 | 45 | 45 | 45 | 45 | Y | South | FC |  | Group name: ROSAMOND_WEST_506 - Max to grid 299.6 MW.
RTEDDY_2_RWSBT4 |  | RTEDDY_2_RWSBT2, RTEDDY_2_RWSBT3, RTEDDY_2_RWSBT1, RTEDDY_2_RWSBT5, RTEDDY_2_SC1SR3, RTEDDY_2_SEBSR3, RTEDDY_2_SEBSR4, RTEDDY_2_SPASR4, RTEDDY_2_SRXSR4 | Rosamond West Solar Central BESS B | CISO | N | CAISO System |  |  | Paired_BattStorage | OTHER | LESR | 30 | 30 | 0.8 | 120 | 120 | 1 | 1 | 24 | 4 | 299.6 | FALSE | 60 | 1 | 30 | 30 | 30 | 30 | 30 | 30 | 30 | 30 | 30 | 30 | 30 | 30 | Y | South | FC |  | Group name: ROSAMOND_WEST_506 - Max to grid 299.6 MW.
RTEDDY_2_RWSBT5 |  | RTEDDY_2_RWSBT2, RTEDDY_2_RWSBT3, RTEDDY_2_RWSBT4, RTEDDY_2_RWSBT1, RTEDDY_2_SC1SR3, RTEDDY_2_SEBSR3, RTEDDY_2_SEBSR4, RTEDDY_2_SPASR4, RTEDDY_2_SRXSR4 | Rosamond West Solar Central BESS C | CISO | N | CAISO System |  |  | Paired_BattStorage | OTHER | LESR | 12 | 12 | 0.8 | 48 | 48 | 1 | 1 | 24 | 4 | 299.6 | FALSE | 24 | 1 | 12 | 12 | 12 | 12 | 12 | 12 | 12 | 12 | 12 | 12 | 12 | 12 | Y | South | FC |  | Group name: ROSAMOND_WEST_506 - Max to grid 299.6 MW.
RTEDDY_2_SC1SR3 |  | RTEDDY_2_RWSBT2, RTEDDY_2_RWSBT3, RTEDDY_2_RWSBT4, RTEDDY_2_RWSBT5, RTEDDY_2_RWSBT1, RTEDDY_2_SEBSR3, RTEDDY_2_SEBSR4, RTEDDY_2_SPASR4, RTEDDY_2_SRXSR4 | Rosamond West Solar Clean | CISO | N | CAISO System |  |  | Paired_Solar_1Axis | PHOTO VOLTAIC | SUN | 40 | 40 |  |  |  |  | 1 | 24 | 24 | 299.6 |  |  |  | 0.1 | 0.1 | 0.1 | 0.19 | 1.29 | 17.01 | 26.92 | 8.12 | 15.58 | 0.1 | 0.1 | 0.1 | N | South | FC |  | Group name: ROSAMOND_WEST_506 - Max to grid 299.6 MW.
RTEDDY_2_SEBSR3 |  | RTEDDY_2_RWSBT2, RTEDDY_2_RWSBT3, RTEDDY_2_RWSBT4, RTEDDY_2_RWSBT5, RTEDDY_2_SC1SR3, RTEDDY_2_RWSBT1, RTEDDY_2_SEBSR4, RTEDDY_2_SPASR4, RTEDDY_2_SRXSR4 | Rosamond West Solar East Bay 3 | CISO | N | CAISO System |  |  | Paired_Solar_1Axis | PHOTO VOLTAIC | SUN | 56 | 56 |  |  |  |  | 1 | 24 | 24 | 299.6 |  |  |  | 0.1 | 0.1 | 0.1 | 0.27 | 1.8 | 23.81 | 37.69 | 11.37 | 21.81 | 0.1 | 0.1 | 0.1 | N | South | FC |  | Group name: ROSAMOND_WEST_506 - Max to grid 299.6 MW.
RTEDDY_2_SEBSR4 |  | RTEDDY_2_RWSBT2, RTEDDY_2_RWSBT3, RTEDDY_2_RWSBT4, RTEDDY_2_RWSBT5, RTEDDY_2_SC1SR3, RTEDDY_2_SEBSR3, RTEDDY_2_RWSBT1, RTEDDY_2_SPASR4, RTEDDY_2_SRXSR4 | Rosamond West Solar East Bay 4 | CISO | N | CAISO System |  |  | Paired_Solar_1Axis | PHOTO VOLTAIC | SUN | 56 | 56 |  |  |  |  | 1 | 24 | 24 | 299.6 |  |  |  | 0.1 | 0.1 | 0.1 | 0.27 | 1.8 | 23.81 | 37.69 | 11.37 | 21.81 | 0.1 | 0.1 | 0.1 | N | South | FC |  | Group name: ROSAMOND_WEST_506 - Max to grid 299.6 MW.
RTEDDY_2_SOLAR1 |  |  | Rosamond West Solar 1 | CISO | N | CAISO System |  |  | Solar_1Axis | PHOTO VOLTAIC | SUN | 54 | 55 |  |  |  |  | 1 | 24 | 24 |  |  |  |  | 0.1 | 0.1 | 0.1 | 0.26 | 1.74 | 22.96 | 36.34 | 10.96 | 21.04 | 0.1 | 0.1 | 0.1 | N | South | FC
RTEDDY_2_SOLAR2 |  |  | Rosamond West Solar 2 | CISO | N | CAISO System |  |  | Solar_1Axis | PHOTO VOLTAIC | SUN | 54 | 55 |  |  |  |  | 1 | 24 | 24 |  |  |  |  | 0.1 | 0.1 | 0.1 | 0.26 | 1.74 | 22.96 | 36.34 | 10.96 | 21.04 | 0.1 | 0.1 | 0.1 | N | South | FC
RTEDDY_2_SPASR4 |  | RTEDDY_2_RWSBT2, RTEDDY_2_RWSBT3, RTEDDY_2_RWSBT4, RTEDDY_2_RWSBT5, RTEDDY_2_SC1SR3, RTEDDY_2_SEBSR3, RTEDDY_2_SEBSR4, RTEDDY_2_RWSBT1, RTEDDY_2_SRXSR4 | Rosamond West Solar Palo Alto | CISO | N | CAISO System |  |  | Paired_Solar_1Axis | PHOTO VOLTAIC | SUN | 26 | 26 |  |  |  |  | 1 | 24 | 24 | 299.6 |  |  |  | 0.1 | 0.1 | 0.1 | 0.12 | 0.84 | 11.06 | 17.5 | 5.28 | 10.13 | 0.1 | 0.1 | 0.1 | N | South | FC |  | Group name: ROSAMOND_WEST_506 - Max to grid 299.6 MW.
RTEDDY_2_SRXSR4 |  | RTEDDY_2_RWSBT2, RTEDDY_2_RWSBT3, RTEDDY_2_RWSBT4, RTEDDY_2_RWSBT5, RTEDDY_2_SC1SR3, RTEDDY_2_SEBSR3, RTEDDY_2_SEBSR4, RTEDDY_2_SPASR4, RTEDDY_2_RWSBT1 | Rosamond West Solar Rosie X | CISO | N | CAISO System |  |  | Paired_Solar_1Axis | PHOTO VOLTAIC | SUN | 13.6 | 13.6 |  |  |  |  | 1 | 24 | 24 | 299.6 |  |  |  | 0.1 | 0.1 | 0.1 | 0.1 | 0.44 | 5.78 | 9.15 | 2.76 | 5.3 | 0.1 | 0.1 | 0.1 | N | South | FC |  | Group name: ROSAMOND_WEST_506 - Max to grid 299.6 MW.
RTREE_2_WIND1 |  |  | Rising Tree 1 | CISO | N | CAISO System |  |  | Wind | WIND | WIND | 79.2 | 79.2 |  |  |  |  | 1 | 24 | 24 |  |  |  |  | 6.65 | 16.06 | 17.99 | 28.98 | 32.67 | 29.76 | 29.65 | 27.39 | 16.82 | 9.01 | 5.23 | 5.12 | N | South | FC
RTREE_2_WIND2 |  |  | Rising Tree 2 | CISO | N | CAISO System |  |  | Wind | WIND | WIND | 19.8 | 19.8 |  |  |  |  | 1 | 24 | 24 |  |  |  |  | 1.66 | 4.02 | 4.5 | 7.24 | 8.17 | 7.44 | 7.41 | 6.85 | 4.2 | 2.25 | 1.31 | 1.28 | N | South | FC
RTREE_2_WIND3 |  |  | Rising Tree 3 | CISO | N | CAISO System |  |  | Wind | WIND | WIND | 99 | 99 |  |  |  |  | 1 | 24 | 24 |  |  |  |  | 8.32 | 20.08 | 22.49 | 36.22 | 40.84 | 37.2 | 37.07 | 34.23 | 21.02 | 11.26 | 6.54 | 6.4 | N | South | FC
RUSCTY_2_UNITS |  |  | Russell City Energy Center | CISO | N | Bay Area | Ames | Y | CCGT | COMBINED CYCLE | NATURAL GAS | 615.18 | 0 |  |  |  |  | 1 | 24 | 24 |  |  | 420 | 1 | 615.18 | 615.18 | 615.18 | 612.7 | 607.7 | 598 | 593 | 593 | 595 | 606.1 | 615.18 | 615.18 | Y | North | FC
RUSSELL_2_SOLANO1 |  |  | Solano Renewables 1 | CISO | N | Bay Area |  |  | Wind | WIND | WIND | 229.98 | 0 |  |  |  |  | 1 | 24 | 24 |  |  |  |  | 13.05 | 19.53 | 40.75 | 80.78 | 106.09 | 98.13 | 98.76 | 69.88 | 56.59 | 25.14 | 9.26 | 12.71 | N | North | ID | 100% | Q108-Q1463-Repower(PREC0527) - 139.2 MWs with FC priority - Waiting for North Dublin - Cayatano 230 kV Reconductoring. | 1
RVRVEW_1_UNITA1 |  |  | Riverview Energy Center (GP Antioch) | CISO | N | Bay Area | Contra Costa |  | Peaker | COMBUSTION TURBINE | NATURAL GAS | 48.7 | 50 |  |  |  |  | 1 | 24 | 24 |  |  | 47.6 | 1 | 47.6 | 47.6 | 47.6 | 47.6 | 47.6 | 47.6 | 47.6 | 47.6 | 47.6 | 47.6 | 47.6 | 47.6 | Y | North | FC
RVSIDE_2_RERCU3 |  |  | Riverside Energy Res. Ctr Unit 3 | CISO | N | LA Basin | Eastern | Y | Peaker | COMBUSTION TURBINE | NATURAL GAS | 49 | 71 |  |  |  |  | 1 | 24 | 24 |  |  | 49 | 1 | 49 | 49 | 49 | 49 | 49 | 49 | 49 | 49 | 49 | 49 | 49 | 49 | Y | South | FC
RVSIDE_2_RERCU4 |  |  | Riverside Energy Res. Ctr Unit 4 | CISO | N | LA Basin | Eastern | Y | Peaker | COMBUSTION TURBINE | NATURAL GAS | 49 | 71.2 |  |  |  |  | 1 | 24 | 24 |  |  | 49 | 1 | 49 | 49 | 49 | 49 | 49 | 49 | 49 | 49 | 49 | 49 | 49 | 49 | Y | South | FC
RVSIDE_6_RERCU1 |  |  | Riverside Energy Res. Ctr Unit 1 | CISO | N | LA Basin | Eastern | Y | Peaker | COMBUSTION TURBINE | NATURAL GAS | 48.35 | 48.5 |  |  |  |  | 1 | 24 | 24 |  |  | 48.35 | 1 | 48.35 | 48.35 | 48.35 | 48.35 | 48.35 | 48.35 | 48.35 | 48.35 | 48.35 | 48.35 | 48.35 | 48.35 | Y | South | FC
RVSIDE_6_RERCU2 |  |  | Riverside Energy Res. Ctr Unit 2 | CISO | N | LA Basin | Eastern | Y | Peaker | COMBUSTION TURBINE | NATURAL GAS | 48.5 | 48.5 |  |  |  |  | 1 | 24 | 24 |  |  | 48.5 | 1 | 48.5 | 48.5 | 48.5 | 48.5 | 48.5 | 48.5 | 48.5 | 48.5 | 48.5 | 48.5 | 48.5 | 48.5 | Y | South | FC
RVSIDE_6_SOLAR1 |  |  | Tequesquite Landfill Solar Project | CISO | N | LA Basin | Eastern | Y | Solar_1Axis | PHOTO VOLTAIC | SUN | 7.5 | 7.5 |  |  |  |  | 1 | 24 | 24 |  |  |  |  | 0.1 | 0.1 | 0.1 | 0.1 | 0.11 | 1.9 | 3.72 | 0.92 | 2.01 | 0.1 | 0.1 | 0.1 | N | South | FC
RVSIDE_6_SPRING |  |  | SPRINGS GENERATION PROJECT AGGREGATE | CISO | N | LA Basin | Eastern |  | Peaker | FTUR | NATURAL GAS | 36 | 0 |  |  |  |  | 1 | 24 | 24 |  |  | 28 | 1 | 36 | 36 | 36 | 36 | 36 | 36 | 36 | 36 | 36 | 36 | 36 | 36 | Y | South | FC
S_RITA_6_SOLAR1 |  |  | Sun Harvest Solar | CISO | N | Fresno |  | Y | Solar_1Axis | PHOTO VOLTAIC | SUN | 1.5 | 1.5 |  |  |  |  | 1 | 24 | 24 |  |  |  |  | 0 | 0 | 0 | 0 | 0 | 0 | 0 | 0 | 0 | 0 | 0 | 0 | N | North | EO
SALIRV_2_UNIT |  |  | Salinas River Cogeneration | CISO | N | CAISO System |  | Y | CHP | FTUR | NATURAL GAS | 39 | 57 |  |  |  |  | 1 | 24 | 24 |  |  |  |  | 23.66 | 22.78 | 23.05 | 21.75 | 18.26 | 18.97 | 18.87 | 18.45 | 18.9 | 18.28 | 20.68 | 20.44 | N | North | FC
SALTSP_7_UNITS |  |  | SALT SPRINGS HYDRO AGGREGATE | CISO | N | CAISO System |  |  | Hydro | HYDRO | WATER | 46 | 0 |  |  |  |  | 1 | 24 | 24 |  |  | 0 | 1 | 24.92 | 4.72 | 15.6 | 0.4 | 17.46 | 16.93 | 19.08 | 30.46 | 16.76 | 4.24 | 3 | 20.7 | Y | North | FC
SANBRN_2_EESSB2 | SANBRN_2_EESSB2_LESR |  | Edsan 2 Edwards Sanborn E1B | CISO | N | CAISO System |  |  | Hybrid_BattStorage | OTHER | HYBD | 85 | 166 | 0.8 | 340 | 340 | 1 | 1 | 24 | 4 | 166 | FALSE | 85 | 2 | 85 | 85 | 85 | 85 | 85 | 85 | 85 | 85 | 85 | 85 | 85 | 85 | Y | South | ID | 100% | Q1424 - Waiting for the Windhub and Tehachapi CRAS. Co-located with Solar - 130 MW solar with 85 MW battery limited to 166 MW at POI. | 1
SANBRN_2_EESSB2 | SANBRN_2_EESSB2_SUN |  | Edsan 2 Edwards Sanborn E1B | CISO | N | CAISO System |  |  | Hybrid_Solar_1Axis | OTHER | HYBD | 130 | 166 |  |  |  |  | 1 | 24 | 24 | 166 |  | 85 | 2 | 0.1 | 0.1 | 0.1 | 0.62 | 4.18 | 55.28 | 81 | 26.39 | 50.64 | 0.23 | 0.1 | 0.1 | Y | South | ID | 100% | Q1424 - Waiting for the Windhub and Tehachapi CRAS. Co-located with Solar - 130 MW solar with 85 MW battery limited to 166 MW at POI. | 1
SANBRN_2_ES1BT3 | SANBRN_2_ES1BT3_LESR |  | EdSan 1 Edwards 1 | CISO | N | CAISO System |  |  | Hybrid_BattStorage | OTHER | HYBD | 22 | 51 | 0.8 | 88 | 88 | 1 | 1 | 24 | 4 | 50.43 | FALSE | 22 | 2 | 22 | 22 | 22 | 22 | 22 | 22 | 22 | 22 | 22 | 22 | 22 | 22 | Y | South | ID | 100% | Q1324 - Group name: EDSAN_1324_1424 - Max to grid 800 MW. Waiting for Tehachapi cRAS. | 1
SANBRN_2_ES1BT3 | SANBRN_2_ES1BT3_SUN |  | EdSan 1 Edwards 1 | CISO | N | CAISO System |  |  | Hybrid_Solar_1Axis | OTHER | HYBD | 40 | 51 |  |  |  |  | 1 | 24 | 24 | 50.43 |  | 22 | 2 | 0.1 | 0.1 | 0.1 | 0.19 | 1.29 | 17.01 | 26.92 | 8.12 | 15.58 | 0.1 | 0.1 | 0.1 | Y | South | ID | 100% | Q1324 - Group name: EDSAN_1324_1424 - Max to grid 800 MW. Waiting for Tehachapi cRAS. | 1
SANBRN_2_ES2SB3 | SANBRN_2_ES2SB3_LESR |  | EdSan 2 Sanborn 3 | CISO | N | CAISO System |  |  | Hybrid_BattStorage | OTHER | HYBD | 18 | 42 | 0.8 | 72 | 72 | 1 | 1 | 24 | 4 | 42 | FALSE | 18 | 2 | 18 | 18 | 18 | 18 | 18 | 18 | 17.9658 | 18 | 18 | 18 | 18 | 18 | Y | South | ID | 100% | Q1324 - Group name: EDSAN_1324_1424 - Max to grid 800 MW. Waiting for Tehachapi cRAS. | 1
SANBRN_2_ES2SB3 | SANBRN_2_ES2SB3_SUN |  | EdSan 2 Sanborn 3 | CISO | N | CAISO System |  |  | Hybrid_Solar_1Axis | OTHER | HYBD | 33 | 42 |  |  |  |  | 1 | 24 | 24 | 42 |  | 18 | 2 | 0.1 | 0.1 | 0.1 | 0.16 | 1.06 | 14.03 | 22.21 | 6.7 | 12.86 | 0.1 | 0.1 | 0.1 | Y | South | ID | 100% | Q1324 - Group name: EDSAN_1324_1424 - Max to grid 800 MW. Waiting for Tehachapi cRAS. | 1
SANBRN_2_ESABT1 |  |  | EdSan 1A | CISO | N | CAISO System |  |  | Battery Storage | OTHER | LESR | 100 | 100 | 0.8 | 200 | 200 | 1 | 1 | 24 | 2 | 100 | TRUE | 160 | 2 | 50 | 50 | 50 | 50 | 50 | 50 | 50 | 50 | 50 | 50 | 50 | 50 | Y | South | ID | 100% | Q1324 - Group name: EDSAN_1324_1424 - Max to grid 800 MW. Waiting for Tehachapi cRAS | 1
SANBRN_2_ESBBT1 |  |  | EdSan 1B | CISO | N | CAISO System |  |  | Battery Storage | OTHER | LESR | 100 | 100 | 0.85 | 400 | 400 | 1 | 1 | 24 | 4 | 100 | TRUE | 200 | 2 | 100 | 100 | 100 | 100 | 100 | 100 | 100 | 100 | 100 | 100 | 100 | 100 | Y | South | ID | 100% | Q1324 - Group name: EDSAN_1324_1424 - Max to grid 800 MW. Waiting for Tehachapi cRAS | 1
SANBRN_2_SS2BT3 |  |  | Sanborn Solar 2 SBESS 3 | CISO | N | CAISO System |  |  | Battery Storage | OTHER | LESR | 169 | 169 | 0.8 | 676 | 676 | 1 | 1 | 24 | 4 | 169 | TRUE | 338 | 1 | 169 | 169 | 169 | 169 | 169 | 169 | 169 | 169 | 169 | 169 | 169 | 169 | Y | South | ID | 100% | Q1518 - Group name: SANBORN_SOLAR2_1518 - Max to grid 500 MW. Waiting for Windhub CRAS, Tehachapi CRAS and possibly other. | 1
SANBRN_2_SS2BT4 |  |  | Sanborn Solar 2 SBESS 4 | CISO | N | CAISO System |  |  | Battery Storage | OTHER | LESR | 47 | 47 | 0.8 | 188 | 188 | 1 | 1 | 24 | 4 | 47 | TRUE | 94 | 2 | 47 | 47 | 47 | 47 | 47 | 47 | 47 | 47 | 47 | 47 | 47 | 47 | Y | South | ID | 100% | Q1518 - Group name: SANBORN_SOLAR2_1518 - Max to grid 500 MW. Waiting for Windhub CRAS, Tehachapi CRAS and possibly other. | 1
SANBRN_2_SS2SB4 | SANBRN_2_SS2SB4_LESR |  | Sanborn Solar 2 Edwards Sanborn S4 | CISO | N | CAISO System |  |  | Hybrid_BattStorage | OTHER | HYBD | 4.5 | 36 | 0.8 | 18 | 18 | 1 | 1 | 24 | 4 | 36 | FALSE | 18 | 1 | 4.5 | 4.5 | 4.5 | 4.5 | 4.5 | 4.5 | 4.5 | 4.5 | 4.5 | 4.5 | 4.5 | 4.5 | Y | South | ID | 100% | Q1518 - Group name SANBORN_SOLAR2_1518 - Max to grid 500 MW. Hybrid 36 MW max to grid - 36 MW solar and 4.5 MW or 18 MWh BESS - CPUC monthly approved QCs are 4.6, 4.6, 4.6, 4.67, 5.66, 19.81, 28.73, 11.81, 18.52, 4.6, 4.6, 4.6 - Waiting for Windhub CRAS, Tehachapi CRAS and possibly other. | 1
SANBRN_2_SS2SB4 | SANBRN_2_SS2SB4_SUN |  | Sanborn Solar 2 Edwards Sanborn S4 | CISO | N | CAISO System |  |  | Hybrid_Solar_1Axis | OTHER | HYBD | 36 | 36 |  |  |  |  | 1 | 24 | 24 | 36 |  | 18 | 1 | 0.1 | 0.1 | 0.1 | 0.17 | 1.16 | 15.31 | 24.23 | 7.31 | 14.02 | 0.1 | 0.1 | 0.1 | Y | South | ID | 100% | Q1518 - Group name SANBORN_SOLAR2_1518 - Max to grid 500 MW. Hybrid 36 MW max to grid - 36 MW solar and 4.5 MW or 18 MWh BESS - CPUC monthly approved QCs are 4.6, 4.6, 4.6, 4.67, 5.66, 19.81, 28.73, 11.81, 18.52, 4.6, 4.6, 4.6 - Waiting for Windhub CRAS, Tehachapi CRAS and possibly other. | 1
SANDLT_2_SUNITS |  |  | Mojave Solar | CISO | N | CAISO System |  |  | Solar_Thermal | STEAM | SUN | 275 | 0 |  |  |  |  | 1 | 24 | 24 |  |  |  |  | 0.1 | 0.1 | 0.1 | 9.43 | 24.88 | 120.05 | 147.26 | 78.56 | 124.26 | 5.85 | 0.1 | 0.1 | N | South | FC
SANDRN_2_SS1SR1 |  |  | Sandrini Sol 1 | CISO | N | CAISO System |  |  | Solar_1Axis | PHOTO VOLTAIC | SUN | 100 | 100 |  |  |  |  | 1 | 24 | 24 |  |  |  |  | 0.1 | 0.1 | 0.1 | 1.36 | 7.03 | 56.7 | 72.97 | 26.72 | 47.51 | 0.38 | 0.1 | 0.1 | N | North | FC |  | Q1397 - 100 MW solar EO part of 100 MW EO solar with 92 MW battery FC - Max at POI 100 MW. For 2025 temporarily using deliverability from the battery component.
SANDRN_2_SS2SR2 |  |  | Sandrini Sol 2 | CISO | N | CAISO System |  |  | Solar_1Axis | PHOTO VOLTAIC | SUN | 200 | 200 |  |  |  |  | 1 | 24 | 24 |  |  |  |  | 0.1 | 0.1 | 0.1 | 2.72 | 14.06 | 113.41 | 145.93 | 53.44 | 95.03 | 0.75 | 0.1 | 0.1 | N | North | FC
SANITR_6_UNITS |  |  | LACSD CARSON WATER POLLUTION AGGREGATE | CISO | N | LA Basin | Eastern | Y | CCGT | COMBINED CYCLE | NATURAL GAS | 8 | 0 |  |  |  |  | 1 | 24 | 24 |  |  |  |  | 3.16 | 3.07 | 3.26 | 3.21 | 3.02 | 3.24 | 3.13 | 3.2 | 3.11 | 3.13 | 3.29 | 3.17 | N | South | FC
SANLOB_1_LNDFIL |  |  | Cold Canyon | CISO | N | CAISO System |  |  | Biogas | RECIPROCATING ENGINE | BIOGAS | 1.5 | 5 |  |  |  |  | 1 | 24 | 24 |  |  |  |  | 0 | 0 | 0 | 0 | 0 | 0 | 0 | 0 | 0 | 0 | 0 | 0 | N | North | EO
SANLOB_1_OSFBM1 |  |  | Old Santa Fe Road | CISO | N | CAISO System |  |  | Biogas | RECIPROCATING ENGINE | BIOGAS | 0.85 | 0 |  |  |  |  | 1 | 24 | 24 |  |  | 0 | 1 | 0 | 0 | 0 | 0 | 0 | 0 | 0 | 0 | 0 | 0 | 0 | 0 | Y | North | EO
SANTFG_7_UNITS |  |  | GEYSERS CALISTOGA AGGREGATE | CISO | N | NCNB |  |  | Geothermal | STEAM | GEOTHERMAL | 72 | 0 |  |  |  |  | 1 | 24 | 24 |  |  | 42 | 1 | 72 | 72 | 72 | 72 | 72 | 72 | 72 | 72 | 72 | 72 | 72 | 72 | Y | North | FC
SANTGO_2_LNDFL1 |  |  | Bowerman Power | CISO | N | LA Basin | Western |  | Biogas | RECIPROCATING ENGINE | BIOGAS | 19.6 | 20 |  |  |  |  | 1 | 24 | 24 |  |  |  |  | 18.81 | 18.94 | 17.82 | 18.82 | 18.71 | 19.54 | 18.25 | 18.62 | 18.57 | 17.86 | 19.31 | 19.6 | N | South | FC
SANTGO_2_MABBT1 |  |  | Millikan Avenue BESS |  | Y | LA Basin | Western |  | Battery Storage |  |  | 2 |  | 0.8 | 8 | 8 | 1 | 1 | 24 | 4 |  |  | 4 | 3 | 2 | 2 | 2 | 2 | 2 | 2 | 2 | 2 | 2 | 2 | 2 | 2 | Y | South | FC
SANWD_1_QF |  |  | San Gorgonio Farms Wind Farm | CISO | N | LA Basin | Eastern, Valley-Devers |  | Wind | WIND | WIND | 31 | 32 |  |  |  |  | 1 | 24 | 24 |  |  |  |  | 2.6 | 6.29 | 7.04 | 11.34 | 12.79 | 11.65 | 11.61 | 10.72 | 6.58 | 3.53 | 2.05 | 2.01 | N | South | FC
SAUGUS_2_SPESBT1 |  |  | Santa Paula Energy Storage | CISO | N | Big Creek-Ventura |  |  | Battery Storage | OTHER | LESR | 30 | 30 | 0.8 | 120 | 120 | 1 | 1 | 24 | 4 |  | TRUE | 45 | 3 | 15 | 15 | 15 | 15 | 15 | 15 | 15 | 15 | 15 | 15 | 15 | 15 | Y | South | FC
SAUGUS_6_CREST |  |  | East Portal Hydro | CISO | N | Big Creek-Ventura |  |  | Hydro | HYDRO | WATER | 1 | 1 |  |  |  |  | 1 | 24 | 24 |  |  |  |  | 0 | 0 | 0 | 0 | 0 | 0 | 0 | 0 | 0 | 0 | 0 | 0 | N | South | EO
SAUGUS_6_MWDFTH |  |  | Foothill Hydroelectric Recovery Plant | CISO | N | Big Creek-Ventura |  |  | Hydro | HYDRO | WATER | 9.1 | 9.1 |  |  |  |  | 1 | 24 | 24 |  |  | 0 | 1 | 2.4 | 3 | 4.4 | 5.2 | 6 | 6.6 | 7 | 7 | 7 | 6.8 | 6.8 | 7 | Y | South | FC
SAUGUS_6_QF |  |  | SAUGUS QFS | CISO | N | Big Creek-Ventura |  |  | CHP | OTHER | OTHER | 2.19 | 8.9 |  |  |  |  | 1 | 24 | 24 |  |  |  |  | 0.03 | 0.14 | 0.07 | 0.3 | 0.39 | 0.38 | 0.4 | 0.76 | 1 | 1 | 1 | 0.97 | N | South | FC
SAUGUS_7_CHIQCN |  |  | Chiquita Canyon Landfill Fac | CISO | N | Big Creek-Ventura |  |  | Biogas | COMBUSTION TURBINE | BIOGAS | 8 | 9.2 |  |  |  |  | 1 | 24 | 24 |  |  |  |  | 4.91 | 4.93 | 5.25 | 5.36 | 5.7 | 5.4 | 5.02 | 5.06 | 4.78 | 5.32 | 5.46 | 5.43 | N | South | FC
SBERDO_2_PSP3 |  |  | Mountainview Gen Sta. Unit 3 | CISO | N | LA Basin | Eastern, West of Devers |  | CCGT | COMBINED CYCLE | NATURAL GAS | 555 | 0 |  |  |  |  | 1 | 24 | 24 |  |  | 457 | 1 | 555 | 555 | 555 | 555 | 555 | 555 | 555 | 555 | 555 | 555 | 555 | 555 | Y | South | FC
SBERDO_2_PSP4 |  |  | Mountainview Gen Sta. Unit 4 | CISO | N | LA Basin | Eastern, West of Devers |  | CCGT | COMBINED CYCLE | NATURAL GAS | 555 | 0 |  |  |  |  | 1 | 24 | 24 |  |  | 457 | 1 | 555 | 555 | 555 | 555 | 555 | 555 | 555 | 555 | 555 | 555 | 555 | 555 | Y | South | FC
SBERDO_2_SNTANA |  |  | SANTA ANA PSP | CISO | N | LA Basin | Eastern, West of Devers |  | Hydro | HYDRO | WATER | 6.95 | 7 |  |  |  |  | 1 | 24 | 24 |  |  |  |  | 0 | 0.11 | 0.29 | 0.34 | 0.26 | 0 | 0.04 | 0.17 | 0 | 0 | 0 | 0 | N | South | FC
SBERDO_6_MILLCK |  |  | MILL CREEK PSP | CISO | N | LA Basin | Eastern, West of Devers |  | Hydro | HYDRO | WATER | 3.93 | 4 |  |  |  |  | 1 | 24 | 24 |  |  |  |  | 0.91 | 1.31 | 1.13 | 1.56 | 1.42 | 0.98 | 1.16 | 0.73 | 0.81 | 0.9 | 1.04 | 0.97 | N | South | FC
SCARLT_2_SS2BT1 |  | SCARLT_2_SS2SR1 | Scarlet Solar 2 BESS | CISO | N | Fresno |  |  | Paired_BattStorage | OTHER | LESR | 150 | 150 | 0.8 | 600 | 600 | 1 | 1 | 24 | 4 | 400 | FALSE | 300 | 1 | 150 | 150 | 150 | 150 | 150 | 150 | 150 | 150 | 150 | 150 | 150 | 150 | Y | North | ID | 100% | Q1135 - Group name SCARLET_1135_3 - Max to grid 200 MW - 150 MW battery co-located with 200 MW solar - Waiting for Bellota-Warnerville 230 kV reconductoring, Reconductor Panoche-Padre Flat 230 kV, QC8RAS-08 RAS and possibly other - Max to grid 400 MW | 1
SCARLT_2_SS2SR1 |  | SCARLT_2_SS2BT1 | Scarlet Solar 2 PV | CISO | N | Fresno |  |  | Paired_Solar_1Axis | PHOTO VOLTAIC | SUN | 200 | 200 |  |  |  |  | 1 | 24 | 24 | 400 |  |  |  |  | 0.1 | 0.1 | 0.95 | 6.43 | 50 | 50 | 40.59 | 50 | 0.35 | 0.1 | 0.1 | N | North | ID | 1 | Q1135 - Group name SCARLET_1135_3 - Max to grid 200 MW - 200 MW solar co-located with 150 MW solar - Waiting for Bellota-Warnerville 230 kV reconductoring, Reconductor Panoche-Padre Flat 230 kV, QC8RAS-08 RAS and possibly other - Max to grid 400 MW - Normal FC | 1
SCARLT_2_SSABT1 |  | SCARLT_2_SSASR1 | Scarlet Solar CA 1A | CISO | N | Fresno |  |  | Paired_BattStorage | OTHER | LESR | 10 | 10 | 0.8 | 40 | 40 | 1 | 1 | 24 | 4 | 100 | FALSE | 20 | 2 | 10 | 10 | 10 | 10 | 10 | 10 | 10 | 10 | 10 | 10 | 10 | 10 | Y | North | ID | 100% | Q1135 - Group name: SCARLET_1135_1 - Max to grid 100 MW. C8 - Waiting for Bellota-Warnerville 230 kV reconductoring, Reconductor Panoche-Padre Flat 230 kV, QC8RAS-08 RAS and possibly other. - Max to grid 400 MW | 1
SCARLT_2_SSASR1 |  | SCARLT_2_SSABT1 | Scarlet Solar CA 1A PV | CISO | N | Fresno |  |  | Paired_Solar_1Axis | PHOTO VOLTAIC | SUN | 100 | 100 |  |  |  |  | 1 | 24 | 24 | 100 |  |  |  | 0.1 | 0.1 | 0.1 | 1.36 | 7.03 | 56.7 | 72.97 | 26.72 | 47.51 | 0.38 | 0.1 | 0.1 | N | North | ID | 100% | Q1135 - Group name: SCARLET_1135_1 - Max to grid 100 MW. C8 - Waiting for Bellota-Warnerville 230 kV reconductoring, Reconductor Panoche-Padre Flat 230 kV, QC8RAS-08 RAS and possibly other. - Max to grid 400 MW | 1
SCARLT_2_SSBBT1 |  | SCARLT_2_SSBSR1 | Scarlet Solar CA 1B | CISO | N | Fresno |  |  | Paired_BattStorage | OTHER | LESR | 30 | 30 | 0.8 | 120 | 120 | 1 | 1 | 24 | 4 | 100 | FALSE | 60 | 2 | 30 | 30 | 30 | 30 | 30 | 30 | 30 | 30 | 30 | 30 | 30 | 30 | Y | North | ID | 100% | Q1135 - Group name: SCARLET_1135_2 - Max to grid 100 MW. C8 - Waiting for Bellota-Warnerville 230 kV reconductoring, Reconductor Panoche-Padre Flat 230 kV, QC8RAS-08 RAS and possibly other. - Max to grid 400 MW | 1
SCARLT_2_SSBSR1 |  | SCARLT_2_SSBBT1 | Scarlet Solar CA 1B PV | CISO | N | Fresno |  |  | Paired_Solar_1Axis | PHOTO VOLTAIC | SUN | 100 | 100 |  |  |  |  | 1 | 24 | 24 | 100 |  |  |  | 0.1 | 0.1 | 0.1 | 1.36 | 7.03 | 56.7 | 70 | 26.72 | 47.51 | 0.38 | 0.1 | 0.1 | N | North | ID | 1 | Q1135 - Group name: SCARLET_1135_2 - Max to grid 100 MW. Max 70 MW NQC. C8 - Waiting for Bellota-Warnerville 230 kV reconductoring, Reconductor Panoche-Padre Flat 230 kV, QC8RAS-08 RAS and possibly other. - Max to grid 400 MW | 1
SCEC_1_PDRP05 |  |  | SCEC_1_PDRP05 | CISO | N | LA Basin |  |  | DR | OTHER | OTHER | 1.56 | [5 empty] | 17 | 22 | [5 empty] | 0.36 | 0.36 | 0.4 | 0.77 | 1.13 | 1.56 | 1.55 | 1.33 | 1.27 | 0 | 0 | 0 | Y | South | FC
SCEC_1_PDRP106 |  |  | SCEC_1_PDRP106 | CISO | N | LA Basin |  |  | DR | OTHER | OTHER | 0.99 | 0 |  |  |  |  | 17 | 22 | [6 empty] | 0.25 | 0 | 0.13 | 0.59 | 0.62 | 0 | 0.25 | 0.42 | 0 | 0 | 0 | Y | South | FC
SCEC_1_PDRP107 |  |  | SCEC_1_PDRP107 | CISO | N | LA Basin |  |  | DR | OTHER | OTHER | 9.99 | 0 |  |  |  |  | 17 | 22 | [5 empty] | 0.2 | 0 | 0 | 0 | 0.63 | 0.31 | 0.1 | 0.57 | 1.16 | 0 | 0 | 0 | Y | South | FC
SCEC_1_PDRP108 |  |  | SCEC_1_PDRP108 | CISO | N | LA Basin |  |  | DR | OTHER | OTHER | 9.99 | 0 |  |  |  |  | 17 | 22 | [8 empty] | 0.11 | 0.53 | 0.49 | 0.56 | 0.5 | 0.67 | 0 | 0 | 0 | Y | South | FC
SCEC_1_PDRP109 |  |  | SCEC_1_PDRP109 | CISO | N | LA Basin |  |  | DR | OTHER | OTHER | 9.99 | 0 |  |  |  |  | 17 | 22 | [5 empty] | JUN: 1.49; JUL: 0.5; AUG: 0; SEP: 0; OCT: 0; NOV: 0; DEC: 0 | Y | South | FC
SCEC_1_PDRP110 |  |  | SCEC_1_PDRP110 | CISO | N | LA Basin |  |  | DR | OTHER | OTHER | 9.99 | 0 |  |  |  |  | 17 | 22 | [8 empty] | 0.11 | 0.78 | 0.56 | 0.23 | 1.83 | 0.27 | 0 | 0 | 0 | Y | South | FC
SCEC_1_PDRP111 |  |  | SCEC_1_PDRP111 | CISO | N | LA Basin |  |  | DR | OTHER | OTHER | 0.99 | 0 |  |  |  |  | 17 | 22 | [5 empty] | 0.55 | 0.57 | 0.14 | 0.67 | 0.51 | 0.6 | 0.55 | 0 | 0.22 | 0 | 0 | 0 | Y | South | FC
SCEC_1_PDRP113 |  |  | SCEC_1_PDRP113 | CISO | N | LA Basin |  |  | DR | OTHER | OTHER | 0.99 | 0 |  |  |  |  | 17 | 22 | [6 empty] | 0.29 | 0 | 0.11 | 0 | 0.41 | 0.1 | 0 | 0.74 | 0 | 0 | 0 | Y | South | FC
SCEC_1_PDRP114 |  |  | SCEC_1_PDRP114 | CISO | N | LA Basin |  |  | DR | OTHER | OTHER | 0.99 | 0 |  |  |  |  | 17 | 22 | [9 empty] | 0.11 | 0.58 | 0 | 0 | 0.5 | 0 | 0 | 0 | Y | South | FC
SCEC_1_PDRP115 |  |  | SCEC_1_PDRP115 | CISO | N | LA Basin |  |  | DR | OTHER | OTHER | 0.99 | 0 |  |  |  |  | 17 | 22 | [9 empty] | 0.13 | 0.21 | 0.55 | 0.53 | 0 | 0 | 0 | 0 | Y | South | FC
SCEC_1_PDRP116 |  |  | SCEC_1_PDRP116 | CISO | N | LA Basin |  |  | DR | OTHER | OTHER | 0.99 | 0 |  |  |  |  | 17 | 22 | [8 empty] | 0.53 | 0.53 | 0 | 0 | 0.15 | 0 | 0 | 0 | 0 | Y | South | FC
SCEC_1_PDRP117 |  |  | SCEC_1_PDRP117 | CISO | N | LA Basin |  |  | DR | OTHER | OTHER | 0.99 | 0 |  |  |  |  | 17 | 22 | [8 empty] | 0.11 | 0 | 0 | 0.34 | 0 | 0 | 0 | 0 | 0 | Y | South | FC
SCEC_1_PDRP118 |  |  | SCEC_1_PDRP118 | CISO | N | LA Basin |  |  | DR | OTHER | OTHER | 0.99 | 0 |  |  |  |  | 17 | 22 | [5 empty] | 0.55 | 0 | 0.33 | 0.53 | 0.22 | 0.57 | 0.57 | 0.58 | 0 | 0 | 0 | 0 | Y | South | FC
SCEC_1_PDRP119 |  |  | SCEC_1_PDRP119 | CISO | N | LA Basin |  |  | DR | OTHER | OTHER | 0.99 | 0 |  |  |  |  | 17 | 22 | [8 empty] | 0.41 | 0.13 | 0.11 | 0.55 | 0.48 | 0.12 | 0 | 0 | 0 | Y | South | FC
SCEC_1_PDRP120 |  |  | SCEC_1_PDRP120 | CISO | N | LA Basin |  |  | DR | OTHER | OTHER | 0.99 | 0 |  |  |  |  | 17 | 22 | [5 empty] | 0.27 | 0 | 0 | 0 | 0.35 | 0.21 | 0.87 | 0 | 0.17 | 0 | 0 | 0 | Y | South | FC
SCEC_1_PDRP121 |  |  | SCEC_1_PDRP121 | CISO | N | LA Basin |  |  | DR | OTHER | OTHER | 9.99 | 0 |  |  |  |  | 17 | 22 | [5 empty] | JUN: 3.41; JUL: 0.58; AUG: 1.93; SEP: 1.34; OCT: 0; NOV: 0; DEC: 0 | Y | South | FC
SCEC_1_PDRP122 |  |  | SCEC_1_PDRP122 | CISO | N | LA Basin |  |  | DR | OTHER | OTHER | 0.99 | 0 |  |  |  |  | 17 | 22 | [7 empty] | 0.37 | 0 | 0.8 | 0 | 0 | 0.62 | 0 | 0 | 0 | 0 | Y | South | FC
SCEC_1_PDRP125 |  |  | SCEC_1_PDRP125 | CISO | N | LA Basin |  |  | DR | OTHER | OTHER | 9.99 | 0 |  |  |  |  | 17 | 22 | [5 empty] | JUN: 0.72; JUL: 0.51; AUG: 0.16; SEP: 0.59; OCT: 0; NOV: 0; DEC: 0 | Y | South | FC
SCEC_1_PDRP126 |  |  | SCEC_1_PDRP126 | CISO | N | LA Basin |  |  | DR | OTHER | OTHER | 0.99 | 0 |  |  |  |  | 17 | 22 | [5 empty] | 0.59 | 0 | 0.18 | 0.46 | 0 | 0.11 | 0.55 | 0.52 | 0.57 | 0 | 0 | 0 | Y | South | FC
SCEC_1_PDRP127 |  |  | SCEC_1_PDRP127 | CISO | N | LA Basin |  |  | DR | OTHER | OTHER | 0.99 | 0 |  |  |  |  | 17 | 22 | [6 empty] | 0.29 | 0 | 0 | 0 | 0.33 | 0 | 0.42 | 0.62 | 0 | 0 | 0 | Y | South | FC
SCEC_1_PDRP128 |  |  | SCEC_1_PDRP128 | CISO | N | LA Basin |  |  | DR | OTHER | OTHER | 0.99 | 0 |  |  |  |  | 17 | 22 | [6 empty] | 0.14 | 0.12 | 0 | 0.11 | 0 | 0.73 | 0.89 | 0.49 | 0 | 0 | 0 | Y | South | FC
SCEC_1_PDRP129 |  |  | SCEC_1_PDRP129 | CISO | N | LA Basin |  |  | DR | OTHER | OTHER | 0.99 | 0 |  |  |  |  | 17 | 22 | [5 empty] | 0.28 | 0 | 0.13 | 0 | 0.51 | 0.11 | 0.17 | 0 | 0 | 0 | 0 | 0 | Y | South | FC
SCEC_1_PDRP130 |  |  | SCEC_1_PDRP130 | CISO | N | LA Basin |  |  | DR | OTHER | OTHER | 0.99 | 0 |  |  |  |  | 17 | 22 | [5 empty] | 0.15 | 0.35 | 0.11 | 0.15 | 0.11 | 0.1 | 0.57 | 0 | 0 | 0 | 0 | 0 | Y | South | FC
SCEC_1_PDRP131 |  |  | SCEC_1_PDRP131 | CISO | N | LA Basin |  |  | DR | OTHER | OTHER | 0.99 | 0 |  |  |  |  | 17 | 22 | [9 empty] | 0.41 | 0 | 0 | 0.11 | 0.99 | 0 | 0 | 0 | Y | South | FC
SCEC_1_PDRP132 |  |  | SCEC_1_PDRP132 | CISO | N | LA Basin |  |  | DR | OTHER | OTHER | 0.99 | 0 |  |  |  |  | 17 | 22 | [6 empty] | 0.3 | 0.4 | 0.54 | 0.14 | 0 | 0.56 | 0 | 0.61 | 0 | 0 | 0 | Y | South | FC
SCEC_1_PDRP133 |  |  | SCEC_1_PDRP133 | CISO | N | LA Basin |  |  | DR | OTHER | OTHER | 0.99 | 0 |  |  |  |  | 17 | 22 | [6 empty] | 0.14 | 0.12 | 0 | 0.11 | 0.67 | 0.14 | 0 | 0.71 | 0 | 0 | 0 | Y | South | FC
SCEC_1_PDRP134 |  |  | SCEC_1_PDRP134 | CISO | N | LA Basin |  |  | DR | OTHER | OTHER | 0.99 | 0 |  |  |  |  | 17 | 22 | [6 empty] | 0.25 | 0 | 0 | 0 | 0 | 0 | 0 | 0.31 | 0 | 0 | 0 | Y | South | FC
SCEC_1_PDRP135 |  |  | SCEC_1_PDRP135 | CISO | N | LA Basin |  |  | DR | OTHER | OTHER | 0.99 | 0 |  |  |  |  | 17 | 22 | [5 empty] | 0.32 | 0.29 | 0.14 | 0 | 0.11 | 0.76 | 0.71 | 0.33 | 0.99 | 0 | 0 | 0 | Y | South | FC
SCEC_1_PDRP136 |  |  | SCEC_1_PDRP136 | CISO | N | LA Basin |  |  | DR | OTHER | OTHER | 0.99 | 0 |  |  |  |  | 17 | 22 | [7 empty] | 0.32 | 0.2 | 0 | 0.1 | 0.43 | 0 | 0.43 | 0 | 0 | 0 | Y | South | FC
SCEC_1_PDRP137 |  |  | SCEC_1_PDRP137 | CISO | N | LA Basin |  |  | DR | OTHER | OTHER | 0.99 | 0 |  |  |  |  | 17 | 22 | [9 empty] | 0.3 | 0.43 | 0.33 | 0.56 | 0.18 | 0 | 0 | 0 | Y | South | FC
SCEC_1_PDRP138 |  |  | SCEC_1_PDRP138 | CISO | N | LA Basin |  |  | DR | OTHER | OTHER | 0.99 | 0 |  |  |  |  | 17 | 22 | [7 empty] | 0.19 | 0 | 0.86 | 0.55 | 0.51 | 0 | 0 | 0 | 0 | 0 | Y | South | FC
SCEC_1_PDRP139 |  |  | SCEC_1_PDRP139 | CISO | N | LA Basin |  |  | DR | OTHER | OTHER | 0.99 | 0 |  |  |  |  | 17 | 22 | [7 empty] | 0.66 | 0 | 0.44 | 0.63 | 0 | 0.16 | 0 | 0 | 0 | 0 | Y | South | FC
SCEC_1_PDRP140 |  |  | SCEC_1_PDRP140 | CISO | N | LA Basin |  |  | DR | OTHER | OTHER | 0.99 | 0 |  |  |  |  | 17 | 22 | [5 empty] | 0.59 | 0 | 0 | 0.42 | 0 | 0.69 | 0 | 0.78 | 0.56 | 0 | 0 | 0 | Y | South | FC
SCEC_1_PDRP141 |  |  | SCEC_1_PDRP141 | CISO | N | LA Basin |  |  | DR | OTHER | OTHER | 0.99 | 0 |  |  |  |  | 17 | 22 | [6 empty] | 0.15 | 0 | 0 | 0 | 0.14 | 0.31 | 0.66 | 0.55 | 0 | 0 | 0 | Y | South | FC
SCEC_1_PDRP142 |  |  | SCEC_1_PDRP142 | CISO | N | LA Basin |  |  | DR | OTHER | OTHER | 0.99 | 0 |  |  |  |  | 17 | 22 | [6 empty] | 0.18 | 0.29 | 0.95 | 0.25 | 0.11 | 0.42 | 0.56 | 0.5 | 0 | 0 | 0 | Y | South | FC
SCEC_1_PDRP143 |  |  | SCEC_1_PDRP143 | CISO | N | LA Basin |  |  | DR | OTHER | OTHER | 0.99 | 0 |  |  |  |  | 17 | 22 | [6 empty] | 0.58 | 0.14 | 0.63 | 0.48 | 0.35 | 0.32 | 0.61 | 0.63 | 0 | 0 | 0 | Y | South | FC
SCEC_1_PDRP144 |  |  | SCEC_1_PDRP144 | CISO | N | LA Basin |  |  | DR | OTHER | OTHER | 0.99 | 0 |  |  |  |  | 17 | 22 | [6 empty] | 0.25 | 0 | 0.82 | 0.15 | 0 | 0 | 0.8 | 0.11 | 0 | 0 | 0 | Y | South | FC
SCEC_1_PDRP145 |  |  | SCEC_1_PDRP145 | CISO | N | LA Basin |  |  | DR | OTHER | OTHER | 0.99 | 0 |  |  |  |  | 17 | 22 | [5 empty] | 0.34 | 0 | 0.38 | 0 | 0.41 | 0 | 0 | 0 | 0.43 | 0 | 0 | 0 | Y | South | FC
SCEC_1_PDRP146 |  |  | SCEC_1_PDRP146 | CISO | N | LA Basin |  |  | DR | OTHER | OTHER | 0.99 | 0 |  |  |  |  | 17 | 22 | [6 empty] | 0.15 | 0 | 0.39 | 0.26 | 0.7 | 0.61 | 0.7 | 0 | 0 | 0 | 0 | Y | South | FC
SCEC_1_PDRP147 |  |  | SCEC_1_PDRP147 | CISO | N | LA Basin |  |  | DR | OTHER | OTHER | 0.99 | 0 |  |  |  |  | 17 | 22 | [6 empty] | 0.19 | 0.12 | 0.57 | 0 | 0 | 0.54 | 0 | 0.19 | 0 | 0 | 0 | Y | South | FC
SCEC_1_PDRP148 |  |  | SCEC_1_PDRP148 | CISO | N | LA Basin |  |  | DR | OTHER | OTHER | 0.99 | 0 |  |  |  |  | 17 | 22 | [5 empty] | 0.57 | 0 | 0.94 | 0.26 | 0.44 | 0.4 | 0.6 | 0.4 | 0 | 0 | 0 | 0 | Y | South | FC
SCEC_1_PDRP150 |  |  | SCEC_1_PDRP150 | CISO | N | LA Basin |  |  | DR | OTHER | OTHER | 0.99 | 0 |  |  |  |  | 17 | 22 | [5 empty] | 0.55 | 0.29 | 0 | 0 | 0.51 | 0.23 | 0.4 | 0 | 0.41 | 0 | 0 | 0 | Y | South | FC
SCEC_1_PDRP151 |  |  | SCEC_1_PDRP151 | CISO | N | LA Basin |  |  | DR | OTHER | OTHER | 0.99 | 0 |  |  |  |  | 17 | 22 | [8 empty] | 0.36 | 0 | 0 | 0.86 | 0.11 | 0 | 0 | 0 | 0 | Y | South | FC
SCEC_1_PDRP152 |  |  | SCEC_1_PDRP152 | CISO | N | LA Basin |  |  | DR | OTHER | OTHER | 0.99 | 0 |  |  |  |  | 17 | 22 | [6 empty] | 0.73 | 0 | 0 | 0.47 | 0.56 | 0 | 0 | 0 | 0 | 0 | 0 | Y | South | FC
SCEC_1_PDRP153 |  |  | SCEC_1_PDRP153 | CISO | N | LA Basin |  |  | DR | OTHER | OTHER | 0.99 | 0 |  |  |  |  | 17 | 22 | [6 empty] | 0.29 | 0 | 0 | 0 | 0.55 | 0 | 0.13 | 0 | 0 | 0 | 0 | Y | South | FC
SCEC_1_PDRP154 |  |  | SCEC_1_PDRP154 | CISO | N | LA Basin |  |  | DR | OTHER | OTHER | 0.99 | 0 |  |  |  |  | 17 | 22 | [8 empty] | 0.51 | 0.42 | 0.23 | 0.42 | 0.32 | 0.57 | 0 | 0 | 0 | Y | South | FC
SCEC_1_PDRP155 |  |  | SCEC_1_PDRP155 | CISO | N | LA Basin |  |  | DR | OTHER | OTHER | 0.99 | 0 |  |  |  |  | 17 | 22 | [7 empty] | 0.25 | 0.49 | 0 | 0.18 | 0 | 0.53 | 0 | 0 | 0 | 0 | Y | South | FC
SCEC_1_PDRP156 |  |  | SCEC_1_PDRP156 | CISO | N | LA Basin |  |  | DR | OTHER | OTHER | 0.99 | 0 |  |  |  |  | 17 | 22 | [8 empty] | 0.46 | 0.37 | 0.63 | 0.41 | 0 | 0 | 0 | 0 | 0 | Y | South | FC
SCEC_1_PDRP157 |  |  | SCEC_1_PDRP157 | CISO | N | LA Basin |  |  | DR | OTHER | OTHER | 0.99 | 0 |  |  |  |  | 17 | 22 | [8 empty] | 0.32 | 0.98 | 0.38 | 0 | 0 | 0 | 0 | 0 | 0 | Y | South | FC
SCEC_1_PDRP158 |  |  | SCEC_1_PDRP158 | CISO | N | LA Basin |  |  | DR | OTHER | OTHER | 0.99 | 0 |  |  |  |  | 17 | 22 | [7 empty] | 0.17 | 0 | 0 | 0.11 | 0 | 0 | 0 | 0 | 0 | 0 | Y | South | FC
SCEC_1_PDRP159 |  |  | SCEC_1_PDRP159 | CISO | N | LA Basin |  |  | DR | OTHER | OTHER | 0.99 | 0 |  |  |  |  | 17 | 22 | [5 empty] | 0.22 | 0 | 0 | 0.37 | 0 | 0.15 | 0.1 | 0.63 | 0.17 | 0 | 0 | 0 | Y | South | FC
SCEC_1_PDRP160 |  |  | SCEC_1_PDRP160 | CISO | N | LA Basin |  |  | DR | OTHER | OTHER | 0.99 | 0 |  |  |  |  | 17 | 22 | [9 empty] | 0.56 | 0.27 | 0 | 0.17 | 0 | 0 | 0 | 0 | Y | South | FC
SCEC_1_PDRP161 |  |  | SCEC_1_PDRP161 | CISO | N | LA Basin |  |  | DR | OTHER | OTHER | 9.99 | 0 |  |  |  |  | 17 | 22 | [7 empty] | 0.11 | 0.35 | 1.01 | 1.52 | 0 | 0 | 0.13 | 0 | 0 | 0 | Y | South | FC
SCEC_1_PDRP162 |  |  | SCEC_1_PDRP162 | CISO | N | LA Basin |  |  | DR | OTHER | OTHER | 9.99 | 0 |  |  |  |  | 17 | 22 | [6 empty] | 0.19 | 0.25 | 0.4 | 2.53 | 0.61 | 0 | 0 | 1.09 | 0 | 0 | 0 | Y | South | FC
SCEC_1_PDRP163 |  |  | SCEC_1_PDRP163 | CISO | N | LA Basin |  |  | DR | OTHER | OTHER | 9.99 | 0 |  |  |  |  | 17 | 22 | [9 empty] | 1.01 | 0.47 | 0.8 | 0.93 | 0.36 | 0 | 0 | 0 | Y | South | FC
SCEC_1_PDRP178 |  |  | SCEC_1_PDRP178 | CISO | N | LA Basin |  |  | DR | OTHER | OTHER | 0.99 | 0 |  |  |  |  | 17 | 22 | [6 empty] | 0.11 | 0 | 0 | 0 | 0.49 | 0.36 | 0 | 0 | 0 | 0 | 0 | Y | South | FC
SCEC_1_PDRP179 |  |  | SCEC_1_PDRP179 | CISO | N | LA Basin |  |  | DR | OTHER | OTHER | 0.99 | 0 |  |  |  |  | 17 | 22 | [6 empty] | 0.29 | 0 | 0.23 | 0 | 0 | 0.42 | 0.15 | 0.99 | 0 | 0 | 0 | Y | South | FC
SCEC_1_PDRP181 |  |  | SCEC_1_PDRP181 | CISO | N | LA Basin |  |  | DR | OTHER | OTHER | 0.99 | 0 |  |  |  |  | 17 | 22 | [7 empty] | 0.74 | 0.8 | 0.16 | 0 | 0.57 | 0.4 | 0.21 | 0 | 0 | 0 | Y | South | FC
SCEC_1_PDRP190 |  |  | ESPN_SCEC_1_PDRP190 | CISO | N | LA Basin |  |  | DR | OTHER | OTHER | 3.57 | [5 empty] | 17 | 22 | [5 empty] | 3.26 | 3.26 | 3.57 | 0 | 0 | 0 | 0 | 0 | 0 | 0 | 0 | 0 | Y | South | FC
SCEC_1_PDRP191 |  |  | ESPN_SCEC_1_PDRP191 | CISO | N | LA Basin |  |  | DR | OTHER | OTHER | 9.99 | 0 |  |  |  |  | 17 | 22 | [8 empty] | 7.7 | 5.59 | 3.48 | 3.88 | 3.75 | 0 | 0 | 0 | 0 | Y | South | FC
SCEC_1_PDRP193 |  |  | ESPN_SCEC_1_PDRP193 | CISO | N | LA Basin |  |  | DR | OTHER | OTHER | 9.99 | 0 |  |  |  |  | 17 | 22 | [8 empty] | 5.13 | 6.12 | 3.8 | 4.25 | 4.11 | 6.97 | 0 | 0 | 0 | Y | South | FC
SCEC_1_PDRP195 |  |  | VLTS_PDR_SCEC_D | CISO | N | LA Basin |  |  | DR | OTHER | OTHER | 3 | 0 |  |  |  |  | 17 | 22 | [5 empty] | JUL: 0.11; AUG: 0; SEP: 0; OCT: 0; NOV: 0; DEC: 0 | Y | South | FC
SCEC_1_PDRP31 |  |  | SCEC_1_PDRP31 | CISO | N | LA Basin |  |  | DR | OTHER | OTHER | 4.6 | [5 empty] | 17 | 22 | [9 empty] | 1.9 | 4.47 | 4.6 | 4.31 | 4.31 | 0 | 0 | 0 | Y | South | FC
SCEC_1_PDRP42 |  |  | SCEC_1_PDRP42 | CISO | N | LA Basin |  |  | DR | OTHER | OTHER | 5 | [5 empty] | 17 | 22 | [5 empty] | AUG: 5; SEP: 0; OCT: 0; NOV: 0; DEC: 0 | Y | South | FC
SCEC_1_PDRP99 |  |  | SCEC_1_PDRP99 | CISO | N | LA Basin |  |  | DR | OTHER | OTHER | 0.48 | [5 empty] | 17 | 22 | [5 empty] | JUL: 0.2; AUG: 0.42; SEP: 0.48; OCT: 0; NOV: 0; DEC: 0 | Y | South | FC
SCEN_6_PDRP01 |  |  | SCEN_6_PDRP01 | CISO | N | Big Creek-Ventura |  |  | DR | OTHER | OTHER | 1.1 | [5 empty] | 17 | 22 | [5 empty] | 0.26 | 0.26 | 0.28 | 0.54 | 0.79 | 1.1 | 1.03 | 0.72 | 0.51 | 0 | 0 | 0 | Y | South | FC
SCEN_6_PDRP02 |  |  | SCEN_6_PDRP02 | CISO | N | Big Creek-Ventura |  |  | DR | OTHER | OTHER | 1.22 | [5 empty] | 17 | 22 | [5 empty] | 0.25 | 0.25 | 0.28 | 0.54 | 0.79 | 1.09 | 1.22 | 1.22 | 1.22 | 0 | 0 | 0 | Y | South | FC
SCEN_6_PDRP101 |  |  | SCEN_6_PDRP101 | CISO | N | Big Creek-Ventura |  |  | DR | OTHER | OTHER | 0.99 | 0 |  |  |  |  | 17 | 22 | [8 empty] | 0.6 | 0 | 0.1 | 0.24 | 0.28 | 0 | 0 | 0 | 0 | Y | South | FC
SCEN_6_PDRP104 |  |  | ESPN_SCEN_6_PDRP104 | CISO | N | Big Creek-Ventura |  |  | DR | OTHER | OTHER | 9.99 | 0 |  |  |  |  | 17 | 22 | [8 empty] | 0.19 | 1.11 | 0.68 | 0.77 | 0.74 | 0.57 | 0 | 0 | 0 | Y | South | FC
SCEN_6_PDRP105 |  |  | SCEN_6_PDRP105 | CISO | N | Big Creek-Ventura |  |  | DR | OTHER | OTHER | 0.99 | 0 |  |  |  |  | 17 | 22 | [6 empty] | 0.58 | 0 | 0 | 0 | 0 | 0.53 | 0 | 0 | 0 | 0 | 0 | Y | South | FC
SCEN_6_PDRP106 |  |  | SCEN_6_PDRP106 | CISO | N | Big Creek-Ventura |  |  | DR | OTHER | OTHER | 0.99 | 0 |  |  |  |  | 17 | 22 | [6 empty] | 0.15 | 0.38 | 0.95 | 0.11 | 0 | 0.22 | 0 | 0.54 | 0 | 0 | 0 | Y | South | FC
SCEN_6_PDRP109 |  |  | VLTS_PDR_SCEN_D | CISO | N | Big Creek-Ventura |  |  | DR | OTHER | OTHER | 3 | 0 |  |  |  |  | 17 | 22 | [5 empty] | JUL: 0.11; AUG: 0; SEP: 0; OCT: 0; NOV: 0; DEC: 0 | Y | South | FC
SCEN_6_PDRP56 |  |  | SCEN_6_PDRP56 | CISO | N | Big Creek-Ventura |  |  | DR | OTHER | OTHER | 0.72 | [5 empty] | 17 | 22 | [5 empty] | JUL: 0.2; AUG: 0.51; SEP: 0.72; OCT: 0; NOV: 0; DEC: 0 | Y | South | FC
SCEN_6_PDRP58 |  |  | SCEN_6_PDRP58 | CISO | N | Big Creek-Ventura |  |  | DR | OTHER | OTHER | 0.82 | [5 empty] | 17 | 22 | [6 empty] | 0.12 | 0 | 0.82 | 0.11 | 0 | 0.37 | 0.61 | 0 | 0 | 0 | 0 | Y | South | FC
SCEN_6_PDRP59 |  |  | SCEN_6_PDRP59 | CISO | N | Big Creek-Ventura |  |  | DR | OTHER | OTHER | 1.03 | [5 empty] | 17 | 22 | [9 empty] | 1.03 | 0.66 | 0.6 | 0 | 0.22 | 0 | 0 | 0 | Y | South | FC
SCEN_6_PDRP60 |  |  | SCEN_6_PDRP60 | CISO | N | Big Creek-Ventura |  |  | DR | OTHER | OTHER | 0.59 | [5 empty] | 17 | 22 | [7 empty] | 0.53 | 0 | 0 | 0.26 | 0 | 0 | 0.59 | 0 | 0 | 0 | Y | South | FC
SCEN_6_PDRP61 |  |  | SCEN_6_PDRP61 | CISO | N | Big Creek-Ventura |  |  | DR | OTHER | OTHER | 0.57 | [5 empty] | 17 | 22 | [9 empty] | 0.5 | 0.57 | 0 | 0 | 0 | 0 | 0 | 0 | Y | South | FC
SCEN_6_PDRP62 |  |  | SCEN_6_PDRP62 | CISO | N | Big Creek-Ventura |  |  | DR | OTHER | OTHER | 0.62 | [5 empty] | 17 | 22 | [6 empty] | 0.13 | 0 | 0.28 | 0.25 | 0.62 | 0.28 | 0.1 | 0.11 | 0 | 0 | 0 | Y | South | FC
SCEN_6_PDRP63 |  |  | SCEN_6_PDRP63 | CISO | N | Big Creek-Ventura |  |  | DR | OTHER | OTHER | 0.56 | [5 empty] | 17 | 22 | [6 empty] | 0.12 | 0 | 0 | 0 | 0.18 | 0.56 | 0 | 0.38 | 0 | 0 | 0 | Y | South | FC
SCEN_6_PDRP64 |  |  | SCEN_6_PDRP64 | CISO | N | Big Creek-Ventura |  |  | DR | OTHER | OTHER | 1.09 | [5 empty] | 17 | 22 | [6 empty] | 0.51 | 0 | 0 | 0 | 1.09 | 0.58 | 0 | 0.36 | 0 | 0 | 0 | Y | South | FC
SCEN_6_PDRP65 |  |  | SCEN_6_PDRP65 | CISO | N | Big Creek-Ventura |  |  | DR | OTHER | OTHER | 0.54 | [5 empty] | 17 | 22 | [7 empty] | 0.11 | 0 | 0.51 | 0.54 | 0.22 | 0 | 0 | 0 | 0 | 0 | Y | South | FC
SCEN_6_PDRP66 |  |  | SCEN_6_PDRP66 | CISO | N | Big Creek-Ventura |  |  | DR | OTHER | OTHER | 0.64 | [5 empty] | 17 | 22 | [8 empty] | 0.58 | 0.5 | 0.13 | 0.1 | 0.64 | 0 | 0 | 0 | 0 | Y | South | FC
SCEN_6_PDRP76 |  |  | SCEN_6_PDRP76 | CISO | N | Big Creek-Ventura |  |  | DR | OTHER | OTHER | 0.73 | [5 empty] | 17 | 22 | [7 empty] | 0.12 | 0.27 | 0 | 0.73 | 0.49 | 0 | 0.55 | 0 | 0 | 0 | Y | South | FC
SCEN_6_PDRP80 |  |  | SCEN_6_PDRP80 | CISO | N | Big Creek-Ventura |  |  | DR | OTHER | OTHER | 0.57 | [5 empty] | 17 | 22 | [5 empty] | 0.56 | 0 | 0 | 0 | 0 | 0.24 | 0 | 0.57 | 0 | 0 | 0 | 0 | Y | South | FC
SCEN_6_PDRP81 |  |  | SCEN_6_PDRP81 | CISO | N | Big Creek-Ventura |  |  | DR | OTHER | OTHER | 0.56 | [5 empty] | 17 | 22 | [5 empty] | 0.56 | 0 | 0 | 0.15 | 0 | 0 | 0.44 | 0.22 | 0.5 | 0 | 0 | 0 | Y | South | FC
SCEN_6_PDRP84 |  |  | SCEN_6_PDRP84 | CISO | N | Big Creek-Ventura |  |  | DR | OTHER | OTHER | 0.66 | [5 empty] | 17 | 22 | [6 empty] | 0.51 | 0 | 0.11 | 0 | 0.48 | 0 | 0.66 | 0 | 0 | 0 | 0 | Y | South | FC
SCEN_6_PDRP85 |  |  | SCEN_6_PDRP85 | CISO | N | Big Creek-Ventura |  |  | DR | OTHER | OTHER | 0.5 | [5 empty] | 17 | 22 | [9 empty] | 0.5 | 0 | 0 | 0.44 | 0 | 0 | 0 | 0 | Y | South | FC
SCEN_6_PDRP86 |  |  | SCEN_6_PDRP86 | CISO | N | Big Creek-Ventura |  |  | DR | OTHER | OTHER | 0.3 | [5 empty] | 17 | 22 | [6 empty] | 0.3 | 0.27 | 0 | 0 | 0 | 0.26 | 0.28 | 0 | 0 | 0 | 0 | Y | South | FC
SCEN_6_PDRP87 |  |  | SCEN_6_PDRP87 | CISO | N | Big Creek-Ventura |  |  | DR | OTHER | OTHER | 0.59 | [5 empty] | 17 | 22 | [5 empty] | 0.28 | 0.29 | 0 | 0 | 0.14 | 0 | 0.55 | 0.11 | 0.59 | 0 | 0 | 0 | Y | South | FC
SCEN_6_PDRP88 |  |  | SCEN_6_PDRP88 | CISO | N | Big Creek-Ventura |  |  | DR | OTHER | OTHER | 0.32 | [5 empty] | 17 | 22 | [5 empty] | 0.14 | 0 | 0 | 0 | 0.12 | 0.28 | 0.32 | 0 | 0 | 0 | 0 | 0 | Y | South | FC
SCEN_6_PDRP89 |  |  | SCEN_6_PDRP89 | CISO | N | Big Creek-Ventura |  |  | DR | OTHER | OTHER | 0.23 | [5 empty] | 17 | 22 | [6 empty] | 0.13 | 0.16 | 0.11 | 0.11 | 0.22 | 0 | 0.23 | 0 | 0 | 0 | 0 | Y | South | FC
SCEN_6_PDRP91 |  |  | SCEN_6_PDRP91 | CISO | N | Big Creek-Ventura |  |  | DR | OTHER | OTHER | 0.48 | [5 empty] | 17 | 22 | [6 empty] | 0.19 | 0 | 0 | 0 | 0.48 | 0 | 0.28 | 0.36 | 0 | 0 | 0 | Y | South | FC
SCEN_6_PDRP93 |  |  | SCEN_6_PDRP93 | CISO | N | Big Creek-Ventura |  |  | DR | OTHER | OTHER | 0.52 | [5 empty] | 17 | 22 | [5 empty] | JUN: 0.52; JUL: 0.46; AUG: 0.14; SEP: 0.51; OCT: 0; NOV: 0; DEC: 0 | Y | South | FC
SCEN_6_PDRP94 |  |  | SCEN_6_PDRP94 | CISO | N | Big Creek-Ventura |  |  | DR | OTHER | OTHER | 0.77 | [5 empty] | 17 | 22 | [5 empty] | 0.6 | 0 | 0 | 0.15 | 0 | 0.77 | 0 | 0.5 | 0.62 | 0 | 0 | 0 | Y | South | FC
SCEN_6_PDRP95 |  |  | SCEN_6_PDRP95 | CISO | N | Big Creek-Ventura |  |  | DR | OTHER | OTHER | 0.58 | [5 empty] | 17 | 22 | [7 empty] | 0.21 | 0 | 0 | 0 | 0 | 0.51 | 0.58 | 0 | 0 | 0 | Y | South | FC
SCEN_6_PDRP96 |  |  | SCEN_6_PDRP96 | CISO | N | Big Creek-Ventura |  |  | DR | OTHER | OTHER | 0.65 | [5 empty] | 17 | 22 | [6 empty] | 0.61 | 0 | 0 | 0.4 | 0 | 0.48 | 0.65 | 0.61 | 0 | 0 | 0 | Y | South | FC
SCEN_6_PDRP97 |  |  | SCEN_6_PDRP97 | CISO | N | Big Creek-Ventura |  |  | DR | OTHER | OTHER | 0.99 | [5 empty] | 17 | 22 | [8 empty] | 0.12 | 0 | 0.99 | 0 | 0.64 | 0.52 | 0 | 0 | 0 | Y | South | FC
SCEN_6_PDRP98 |  |  | SCEN_6_PDRP98 | CISO | N | Big Creek-Ventura |  |  | DR | OTHER | OTHER | 0.74 | [5 empty] | 17 | 22 | [5 empty] | 0.1 | 0 | 0 | 0.48 | 0 | 0 | 0 | 0.74 | 0.18 | 0 | 0 | 0 | Y | South | FC
SCEW_2_PDRP106 |  |  | SCEW_2_PDRP106 | CISO | N | LA Basin |  |  | DR | OTHER | OTHER | 9.99 | 0 |  |  |  |  | 17 | 22 | [6 empty] | 0.12 | 0 | 0.19 | 0.53 | 0.3 | 0.1 | 0.11 | 0 | 0 | 0 | 0 | Y | South | FC
SCEW_2_PDRP107 |  |  | SCEW_2_PDRP107 | CISO | N | LA Basin |  |  | DR | OTHER | OTHER | 0.99 | 0 |  |  |  |  | 17 | 22 | [5 empty] | 0.1 | 0 | 0.16 | 0.16 | 0.29 | 0.1 | 0.56 | 0.65 | 0 | 0 | 0 | 0 | Y | South | FC
SCEW_2_PDRP108 |  |  | SCEW_2_PDRP108 | CISO | N | LA Basin |  |  | DR | OTHER | OTHER | 0.99 | 0 |  |  |  |  | 17 | 22 | [5 empty] | 0.56 | 0 | 0.24 | 0.12 | 0.53 | 0.13 | 0.56 | 0 | 0.17 | 0 | 0 | 0 | Y | South | FC
SCEW_2_PDRP109 |  |  | SCEW_2_PDRP109 | CISO | N | LA Basin |  |  | DR | OTHER | OTHER | 0.99 | 0 |  |  |  |  | 17 | 22 | [5 empty] | 0.56 | 0.29 | 0.11 | 0.3 | 0.22 | 0 | 0.53 | 0.82 | 0 | 0 | 0 | 0 | Y | South | FC
SCEW_2_PDRP110 |  |  | SCEW_2_PDRP110 | CISO | N | LA Basin |  |  | DR | OTHER | OTHER | 0.99 | 0 |  |  |  |  | 17 | 22 | [5 empty] | 0.36 | 0.51 | 0 | 0.22 | 0.16 | 0.23 | 0.12 | 0.99 | 0.2 | 0 | 0 | 0 | Y | South | FC
SCEW_2_PDRP111 |  |  | SCEW_2_PDRP111 | CISO | N | LA Basin |  |  | DR | OTHER | OTHER | 0.99 | 0 |  |  |  |  | 17 | 22 | [5 empty] | 0.28 | 0.15 | 0.55 | 0.3 | 0.11 | 0.61 | 0 | 0.55 | 0.58 | 0 | 0 | 0 | Y | South | FC
SCEW_2_PDRP112 |  |  | SCEW_2_PDRP112 | CISO | N | LA Basin |  |  | DR | OTHER | OTHER | 0.99 | 0 |  |  |  |  | 17 | 22 | [5 empty] | 0.1 | 0 | 0.11 | 0 | 0.34 | 0.36 | 0.25 | 0 | 0.99 | 0 | 0 | 0 | Y | South | FC
SCEW_2_PDRP116 |  |  | SCEW_2_PDRP116 | CISO | N | LA Basin |  |  | DR | OTHER | OTHER | 0.99 | 0 |  |  |  |  | 17 | 22 | [6 empty] | 0.29 | 0.22 | 0.12 | 0.13 | 0.99 | 0.21 | 0.14 | 0.62 | 0 | 0 | 0 | Y | South | FC
SCEW_2_PDRP117 |  |  | SCEW_2_PDRP117 | CISO | N | LA Basin |  |  | DR | OTHER | OTHER | 0.99 | 0 |  |  |  |  | 17 | 22 | [6 empty] | 0.22 | 0.11 | 0.18 | 0.51 | 0.56 | 0.56 | 0.22 | 0.56 | 0 | 0 | 0 | Y | South | FC
SCEW_2_PDRP118 |  |  | SCEW_2_PDRP118 | CISO | N | LA Basin |  |  | DR | OTHER | OTHER | 0.99 | 0 |  |  |  |  | 17 | 22 | [6 empty] | 0.15 | 0.45 | 0 | 0.44 | 0.31 | 0.16 | 0.83 | 0 | 0 | 0 | 0 | Y | South | FC
SCEW_2_PDRP119 |  |  | SCEW_2_PDRP119 | CISO | N | LA Basin |  |  | DR | OTHER | OTHER | 0.99 | 0 |  |  |  |  | 17 | 22 | [6 empty] | 0.11 | 0.22 | 0.11 | 0.13 | 0.21 | 0 | 0.25 | 0.11 | 0 | 0 | 0 | Y | South | FC
SCEW_2_PDRP120 |  |  | SCEW_2_PDRP120 | CISO | N | LA Basin |  |  | DR | OTHER | OTHER | 0.99 | 0 |  |  |  |  | 17 | 22 | [8 empty] | 0.34 | 0.61 | 0.13 | 0.6 | 0 | 0.17 | 0 | 0 | 0 | Y | South | FC
SCEW_2_PDRP121 |  |  | SCEW_2_PDRP121 | CISO | N | LA Basin |  |  | DR | OTHER | OTHER | 0.99 | 0 |  |  |  |  | 17 | 22 | [5 empty] | 0.52 | 0 | 0 | 0.43 | 0.36 | 0.44 | 0 | 0.26 | 0.19 | 0 | 0 | 0 | Y | South | FC
SCEW_2_PDRP122 |  |  | SCEW_2_PDRP122 | CISO | N | LA Basin |  |  | DR | OTHER | OTHER | 9.99 | 0 |  |  |  |  | 17 | 22 | [5 empty] | 0.22 | 0 | 0 | 0 | 0.51 | 0.15 | 1.06 | 0.12 | 0.59 | 0 | 0 | 0 | Y | South | FC
SCEW_2_PDRP123 |  |  | SCEW_2_PDRP123 | CISO | N | LA Basin |  |  | DR | OTHER | OTHER | 9.99 | 0 |  |  |  |  | 17 | 22 | [8 empty] | 0.12 | 0.15 | 0 | 0.59 | 0 | 1.36 | 0 | 0 | 0 | Y | South | FC
SCEW_2_PDRP124 |  |  | SCEW_2_PDRP124 | CISO | N | LA Basin |  |  | DR | OTHER | OTHER | 0.99 | 0 |  |  |  |  | 17 | 22 | [7 empty] | 0.12 | 0 | 0.44 | 0.48 | 0 | 0.22 | 0.99 | 0 | 0 | 0 | Y | South | FC
SCEW_2_PDRP125 |  |  | SCEW_2_PDRP125 | CISO | N | LA Basin |  |  | DR | OTHER | OTHER | 0.99 | 0 |  |  |  |  | 17 | 22 | [6 empty] | 0.3 | 0 | 0.29 | 0.13 | 0.56 | 0.57 | 0.1 | 0.29 | 0 | 0 | 0 | Y | South | FC
SCEW_2_PDRP130 |  |  | SCEW_2_PDRP130 | CISO | N | LA Basin |  |  | DR | OTHER | OTHER | 0.99 | 0 |  |  |  |  | 17 | 22 | [8 empty] | 0.15 | 0.4 | 0.62 | 0 | 0.16 | 0.12 | 0 | 0 | 0 | Y | South | FC
SCEW_2_PDRP131 |  |  | SCEW_2_PDRP131 | CISO | N | LA Basin |  |  | DR | OTHER | OTHER | 0.99 | 0 |  |  |  |  | 17 | 22 | [6 empty] | 0.35 | 0.11 | 0.12 | 0.44 | 0.92 | 0.71 | 0.69 | 0 | 0 | 0 | 0 | Y | South | FC
SCEW_2_PDRP133 |  |  | SCEW_2_PDRP133 | CISO | N | LA Basin |  |  | DR | OTHER | OTHER | 0.99 | 0 |  |  |  |  | 17 | 22 | [6 empty] | 0.3 | 0 | 0.11 | 0 | 0.1 | 0.22 | 0.11 | 0 | 0 | 0 | 0 | Y | South | FC
SCEW_2_PDRP141 |  |  | SCEW_2_PDRP141 | CISO | N | LA Basin |  |  | DR | OTHER | OTHER | 0.99 | 0 |  |  |  |  | 17 | 22 | [6 empty] | 0.12 | 0 | 0 | 0 | 0 | 0.17 | 0.3 | 0.15 | 0 | 0 | 0 | Y | South | FC
SCEW_2_PDRP172 |  |  | SCEW_2_PDRP172 | CISO | N | LA Basin |  |  | DR | OTHER | OTHER | 0.99 | 0 |  |  |  |  | 17 | 22 | [6 empty] | 0.11 | 0.11 | 0.23 | 0.53 | 0.57 | 0 | 0 | 0.39 | 0 | 0 | 0 | Y | South | FC
SCEW_2_PDRP173 |  |  | SCEW_2_PDRP173 | CISO | N | LA Basin |  |  | DR | OTHER | OTHER | 0.99 | 0 |  |  |  |  | 17 | 22 | [5 empty] | 0.48 | 0.25 | 0.14 | 0 | 0.28 | 0.21 | 0 | 0.56 | 0.26 | 0 | 0 | 0 | Y | South | FC
SCEW_2_PDRP174 |  |  | SCEW_2_PDRP174 | CISO | N | LA Basin |  |  | DR | OTHER | OTHER | 0.99 | 0 |  |  |  |  | 17 | 22 | [6 empty] | 0.16 | 0.42 | 0.21 | 0.17 | 0 | 0.45 | 0.37 | 0.17 | 0 | 0 | 0 | Y | South | FC
SCEW_2_PDRP183 |  |  | ESPN_SCEW_2_PDRP183 | CISO | N | LA Basin |  |  | DR | OTHER | OTHER | 9.99 | 0 |  |  |  |  | 17 | 22 | [8 empty] | 0.53 | 1.09 | 0.68 | 0.77 | 0.74 | 1.81 | 0 | 0 | 0 | Y | South | FC
SCEW_2_PDRP186 |  |  | VLTS_PDR_SCEW_D | CISO | N | LA Basin |  |  | DR | OTHER | OTHER | 5 | 0 |  |  |  |  | 17 | 22 | [5 empty] | JUL: 0.11; AUG: 0; SEP: 0; OCT: 0; NOV: 0; DEC: 0 | Y | South | FC
SCEW_2_PDRP20 |  |  | SCEW_2_PDRP20 | CISO | N | LA Basin |  |  | DR | OTHER | OTHER | 4.9 | [5 empty] | 17 | 22 | [9 empty] | 0.8 | 2.68 | 4.9 | 4.9 | 4.9 | 0 | 0 | 0 | Y | South | FC
SCEW_2_PDRP39 |  |  | SCEW_2_PDRP39 | CISO | N | LA Basin |  |  | DR | OTHER | OTHER | 4.26 | [5 empty] | 17 | 22 | [5 empty] | 3.17 | 2.95 | 2.34 | 3.5 | 4.26 | 1 | 2.71 | 3.7 | 4.2 | 0 | 0 | 0 | Y | South | FC
SCEW_2_PDRP83 |  |  | SCEW_2_PDRP83 | CISO | N | LA Basin |  |  | DR | OTHER | OTHER | 0.6 | [5 empty] | 17 | 22 | [5 empty] | JUL: 0.19; AUG: 0.6; SEP: 0.6; OCT: 0; NOV: 0; DEC: 0 | Y | South | FC
SCHD_1_PDRP04 |  |  | SCHD_1_PDRP04 | CISO | N | CAISO System |  |  | DR | OTHER | OTHER | 0.5 | [5 empty] | 17 | 22 | [7 empty] | 0.4 | 0.5 | 0 | 0 | 0 | 0 | 0 | 0 | 0 | 0 | Y | South | FC
SCHD_1_PDRP12 |  |  | SCHD_1_PDRP12 | CISO | N | CAISO System |  |  | DR | OTHER | OTHER | 1.3 | [5 empty] | 17 | 22 | [9 empty] | 0.1 | 0.1 | 1.3 | 1 | 0.21 | 0 | 0 | 0 | Y | South | FC
SCHD_1_PDRP40 |  |  | SCHD_1_PDRP40 | CISO | N | CAISO System |  |  | DR | OTHER | OTHER | 0.1 | [5 empty] | 17 | 22 | [5 empty] | SEP: 0.1; OCT: 0; NOV: 0; DEC: 0 | Y | South | FC
SCHD_1_PDRP41 |  |  | SCHD_1_PDRP41 | CISO | N | CAISO System |  |  | DR | OTHER | OTHER | 0.46 | [5 empty] | 17 | 22 | [9 empty] | 0.11 | 0.22 | 0.46 | 0 | 0.13 | 0 | 0 | 0 | Y | South | FC
SCHD_1_PDRP42 |  |  | SCHD_1_PDRP42 | CISO | N | CAISO System |  |  | DR | OTHER | OTHER | 0.45 | [5 empty] | 17 | 22 | [7 empty] | 0.12 | 0 | 0.11 | 0.43 | 0.16 | 0 | 0.45 | 0 | 0 | 0 | Y | South | FC
SCHD_1_PDRP43 |  |  | SCHD_1_PDRP43 | CISO | N | CAISO System |  |  | DR | OTHER | OTHER | 0.19 | [5 empty] | 17 | 22 | [5 empty] | JUN: 0.19; JUL: 0; AUG: 0.12; SEP: 0; OCT: 0; NOV: 0; DEC: 0 | Y | South | FC
SCHD_1_PDRP44 |  |  | SCHD_1_PDRP44 | CISO | N | CAISO System |  |  | DR | OTHER | OTHER | 0.57 | [5 empty] | 17 | 22 | [5 empty] | 0.1 | 0 | 0.57 | 0.16 | 0 | 0 | 0 | 0.43 | 0.11 | 0 | 0 | 0 | Y | South | FC
SCHD_1_PDRP48 |  |  | SCHD_1_PDRP48 | CISO | N | CAISO System |  |  | DR | OTHER | OTHER | 0.2 | [5 empty] | 17 | 22 | [6 empty] | 0.2 | 0 | 0 | 0.15 | 0 | 0.14 | 0.1 | 0 | 0 | 0 | 0 | Y | South | FC
SCHD_1_PDRP58 |  |  | ESPN_SCHD_1_PDRP58 | CISO | N | CAISO System |  |  | DR | OTHER | OTHER | 0.41 | [5 empty] | 17 | 22 | [5 empty] | SEP: 0.41; OCT: 0; NOV: 0; DEC: 0 | Y | South | FC
SCHD_1_PDRP61 |  |  | SCHD_1_PDRP61 | CISO | N | CAISO System |  |  | DR | OTHER | OTHER | 0.23 | [5 empty] | 17 | 22 | [5 empty] | JUN: 0.11; JUL: 0; AUG: 0.16; SEP: 0.23; OCT: 0; NOV: 0; DEC: 0 | Y | South | FC
SCHD_1_PDRP62 |  |  | SCHD_1_PDRP62 | CISO | N | CAISO System |  |  | DR | OTHER | OTHER | 0.33 | [5 empty] | 17 | 22 | [5 empty] | 0.26 | 0.13 | 0 | 0 | 0.33 | 0.1 | 0.12 | 0.21 | 0.12 | 0 | 0 | 0 | Y | South | FC
SCHD_1_PDRP63 |  |  | SCHD_1_PDRP63 | CISO | N | CAISO System |  |  | DR | OTHER | OTHER | 0.28 | [5 empty] | 17 | 22 | [7 empty] | 0.14 | 0.11 | 0 | 0.15 | 0.13 | 0.28 | 0 | 0 | 0 | 0 | Y | South | FC
SCHD_1_PDRP64 |  |  | SCHD_1_PDRP64 | CISO | N | CAISO System |  |  | DR | OTHER | OTHER | 0.15 | [5 empty] | 17 | 22 | [8 empty] | 0.11 | 0.11 | 0.15 | 0.1 | 0.11 | 0.13 | 0 | 0 | 0 | Y | South | FC
SCHD_1_PDRP70 |  |  | VLTS_PDR_SCHD_D | CISO | N | CAISO System |  |  | DR | OTHER | OTHER | 0.11 | [5 empty] | 17 | 22 | [5 empty] | JUL: 0.11; AUG: 0; SEP: 0; OCT: 0; NOV: 0; DEC: 0 | Y | South | FC
SCHLTE_1_PL1X3 |  |  | Tracy Combined Cycle Power Plant | CISO | N | Stockton | Tesla-Bellota |  | CCGT | COMBINED CYCLE | NATURAL GAS | 336.04 | 0 |  |  |  |  | 1 | 24 | 24 |  |  | 247.24 | 1 | 336.04 | 336.04 | 336.04 | 336.04 | 336.04 | 336.04 | 336.04 | 336.04 | 336.04 | 336.04 | 336.04 | 336.04 | Y | North | FC
SCHNDR_1_FIVPTS |  |  | Five Points Solar Station | CISO | N | Fresno | Coalinga, Panoche 115 kV | Y | Solar_Fixed | PHOTO VOLTAIC | SUN | 15 | 15 |  |  |  |  | 1 | 24 | 24 |  |  |  |  | 0.1 | 0.1 | 0.1 | 0.2 | 0.79 | 5.75 | 8.99 | 3.01 | 6.01 | 0.1 | 0.1 | 0.1 | N | North | FC
SCHNDR_1_WSTSDE |  |  | Westside Solar Station | CISO | N | Fresno | Coalinga, Panoche 115 kV | Y | Solar_Fixed | PHOTO VOLTAIC | SUN | 15 | 15 |  |  |  |  | 1 | 24 | 24 |  |  |  |  | 0.1 | 0.1 | 0.1 | 0.2 | 0.79 | 5.75 | 8.99 | 3.01 | 6.01 | 0.1 | 0.1 | 0.1 | N | North | FC
SCLD_1_PDRP05 |  |  | SCLD_1_PDRP05 | CISO | N | CAISO System |  |  | DR | OTHER | OTHER | 0.5 | [5 empty] | 17 | 22 | [7 empty] | 0.4 | 0.5 | 0 | 0 | 0 | 0 | 0 | 0 | 0 | 0 | Y | South | FC
SCLD_1_PDRP06 |  |  | SCLD_1_PDRP06 | CISO | N | CAISO System |  |  | DR | OTHER | OTHER | 1.3 | [5 empty] | 17 | 22 | [9 empty] | 0.1 | 0.1 | 1.3 | 0.1 | 0.1 | 0 | 0 | 0 | Y | South | FC
SCLD_1_PDRP11 |  |  | SCLD_1_PDRP11 | CISO | N | CAISO System |  |  | DR | OTHER | OTHER | 0.1 | [5 empty] | 17 | 22 | [5 empty] | SEP: 0.1; OCT: 0; NOV: 0; DEC: 0 | Y | South | FC
SCNW_6_PDRP07 |  |  | SCNW_6_PDRP07 | CISO | N | Big Creek-Ventura |  |  | DR | OTHER | OTHER | 1.9 | [5 empty] | 17 | 22 | [9 empty] | 0.1 | 1.35 | 1.4 | 1.31 | 1.9 | 0 | 0 | 0 | Y | South | FC
SCNW_6_PDRP12 |  |  | SCNW_6_PDRP12 | CISO | N | Big Creek-Ventura |  |  | DR | OTHER | OTHER | 2.14 | [5 empty] | 17 | 22 | [5 empty] | 1.19 | 1.53 | 1.25 | 0.96 | 0.54 | 0.89 | 2.14 | 0.2 | 0.2 | 0 | 0 | 0 | Y | South | FC
SCNW_6_PDRP40 |  |  | SCNW_6_PDRP40 | CISO | N | Big Creek-Ventura |  |  | DR | OTHER | OTHER | 0.16 | [5 empty] | 17 | 22 | [5 empty] | JUN: 0.14; JUL: 0.13; AUG: 0.16; SEP: 0.13; OCT: 0; NOV: 0; DEC: 0 | Y | South | FC
SCNW_6_PDRP41 |  |  | SCNW_6_PDRP41 | CISO | N | Big Creek-Ventura |  |  | DR | OTHER | OTHER | 0.51 | [5 empty] | 17 | 22 | [7 empty] | 0.15 | 0 | 0 | 0 | 0 | 0.51 | 0 | 0 | 0 | 0 | Y | South | FC
SCNW_6_PDRP42 |  |  | SCNW_6_PDRP42 | CISO | N | Big Creek-Ventura |  |  | DR | OTHER | OTHER | 0.26 | [5 empty] | 17 | 22 | [5 empty] | 0.15 | 0 | 0.11 | 0.11 | 0.16 | 0.26 | 0 | 0.19 | 0 | 0 | 0 | 0 | Y | South | FC
SCNW_6_PDRP43 |  |  | SCNW_6_PDRP43 | CISO | N | Big Creek-Ventura |  |  | DR | OTHER | OTHER | 0.47 | [5 empty] | 17 | 22 | [8 empty] | 0.16 | 0 | 0.11 | 0 | 0.47 | 0 | 0 | 0 | 0 | Y | South | FC
SCNW_6_PDRP44 |  |  | SCNW_6_PDRP44 | CISO | N | Big Creek-Ventura |  |  | DR | OTHER | OTHER | 0.51 | [5 empty] | 17 | 22 | [5 empty] | 0.17 | 0 | 0.11 | 0 | 0.14 | 0 | 0.51 | 0 | 0.32 | 0 | 0 | 0 | Y | South | FC
SCNW_6_PDRP45 |  |  | SCNW_6_PDRP45 | CISO | N | Big Creek-Ventura |  |  | DR | OTHER | OTHER | 0.62 | [5 empty] | 17 | 22 | [9 empty] | 0.11 | 0 | 0.52 | 0 | 0.62 | 0 | 0 | 0 | Y | South | FC
SCNW_6_PDRP46 |  |  | SCNW_6_PDRP46 | CISO | N | Big Creek-Ventura |  |  | DR | OTHER | OTHER | 0.19 | [5 empty] | 17 | 22 | [7 empty] | 0.14 | 0.14 | 0 | 0.11 | 0.19 | 0 | 0 | 0 | 0 | 0 | Y | South | FC
SCNW_6_PDRP47 |  |  | SCNW_6_PDRP47 | CISO | N | Big Creek-Ventura |  |  | DR | OTHER | OTHER | 0.45 | [5 empty] | 17 | 22 | [5 empty] | 0.11 | 0 | 0 | 0 | 0.45 | 0.16 | 0 | 0 | 0 | 0 | 0 | 0 | Y | South | FC
SCNW_6_PDRP48 |  |  | SCNW_6_PDRP48 | CISO | N | Big Creek-Ventura |  |  | DR | OTHER | OTHER | 0.6 | [5 empty] | 17 | 22 | [6 empty] | 0.2 | 0 | 0 | 0 | 0.6 | 0.13 | 0 | 0.21 | 0 | 0 | 0 | Y | South | FC
SCNW_6_PDRP49 |  |  | SCNW_6_PDRP49 | CISO | N | Big Creek-Ventura |  |  | DR | OTHER | OTHER | 0.56 | [5 empty] | 17 | 22 | [5 empty] | 0.12 | 0.12 | 0.11 | 0.13 | 0.5 | 0.23 | 0 | 0 | 0.56 | 0 | 0 | 0 | Y | South | FC
SCNW_6_PDRP50 |  |  | SCNW_6_PDRP50 | CISO | N | Big Creek-Ventura |  |  | DR | OTHER | OTHER | 0.28 | [5 empty] | 17 | 22 | [6 empty] | 0.12 | 0 | 0.15 | 0.18 | 0 | 0.28 | 0 | 0.25 | 0 | 0 | 0 | Y | South | FC
SCNW_6_PDRP51 |  |  | SCNW_6_PDRP51 | CISO | N | Big Creek-Ventura |  |  | DR | OTHER | OTHER | 0.25 | [5 empty] | 17 | 22 | [6 empty] | 0.12 | 0.16 | 0.25 | 0.13 | 0.1 | 0 | 0 | 0 | 0 | 0 | 0 | Y | South | FC
SCNW_6_PDRP53 |  |  | SCNW_6_PDRP53 | CISO | N | Big Creek-Ventura |  |  | DR | OTHER | OTHER | 0.12 | [5 empty] | 17 | 22 | [5 empty] | AUG: 0.12; SEP: 0; OCT: 0; NOV: 0; DEC: 0 | Y | South | FC
SCNW_6_PDRP54 |  |  | SCNW_6_PDRP54 | CISO | N | Big Creek-Ventura |  |  | DR | OTHER | OTHER | 0.15 | [5 empty] | 17 | 22 | [5 empty] | JUN: 0.13; JUL: 0.15; AUG: 0; SEP: 0; OCT: 0; NOV: 0; DEC: 0 | Y | South | FC
SCNW_6_PDRP55 |  |  | SCNW_6_PDRP55 | CISO | N | Big Creek-Ventura |  |  | DR | OTHER | OTHER | 0.26 | [5 empty] | 17 | 22 | [5 empty] | AUG: 0.26; SEP: 0; OCT: 0; NOV: 0; DEC: 0 | Y | South | FC
SCNW_6_PDRP56 |  |  | SCNW_6_PDRP56 | CISO | N | Big Creek-Ventura |  |  | DR | OTHER | OTHER | 0.22 | [5 empty] | 17 | 22 | [5 empty] | AUG: 0.12; SEP: 0.22; OCT: 0; NOV: 0; DEC: 0 | Y | South | FC
SCNW_6_PDRP59 |  |  | VLTS_PDR_SCNW_1 | CISO | N | Big Creek-Ventura |  |  | DR | OTHER | OTHER | 0.11 | [5 empty] | 17 | 22 | [5 empty] | JUL: 0.11; AUG: 0; SEP: 0; OCT: 0; NOV: 0; DEC: 0 | Y | South | FC
SCNW_6_PDRP62 |  |  | SCNW_6_PDRP62 | CISO | N | Big Creek-Ventura |  |  | DR | OTHER | OTHER | 0.16 | [5 empty] | 17 | 22 | [5 empty] | AUG: 0.16; SEP: 0; OCT: 0; NOV: 0; DEC: 0 | Y | South | FC
SCNW_6_PDRP63 |  |  | SCNW_6_PDRP63 | CISO | N | Big Creek-Ventura |  |  | DR | OTHER | OTHER | 0.6 | [5 empty] | 17 | 22 | [5 empty] | JUN: 0.55; JUL: 0.57; AUG: 0; SEP: 0.6; OCT: 0; NOV: 0; DEC: 0 | Y | South | FC
SCNW_6_PDRP65 |  |  | SCNW_6_PDRP65 | CISO | N | Big Creek-Ventura |  |  | DR | OTHER | OTHER | 0.32 | [5 empty] | 17 | 22 | [5 empty] | JUN: 0.32; JUL: 0.32; AUG: 0; SEP: 0; OCT: 0; NOV: 0; DEC: 0 | Y | South | FC
SCNW_6_PDRP67 |  |  | ESPN_SCNW_6_PDRP67 | CISO | N | Big Creek-Ventura |  |  | DR | OTHER | OTHER | 1.94 | [5 empty] | 17 | 22 | [8 empty] | 1.63 | 1.94 | 1.21 | 1.35 | 1.3 | 1.29 | 0 | 0 | 0 | Y | South | FC
SDG1_1_PDRP04 |  |  | SDG1_1_PDRP04 | CISO | N | San Diego-IV |  |  | DR | OTHER | OTHER | 4.8 | [5 empty] | 17 | 22 | [5 empty] | 1.15 | 1.2 | 1.12 | 1.37 | 2.35 | 3 | 4.8 | 4.17 | 3.49 | 0 | 0 | 0 | Y | South | FC
SDG1_1_PDRP05 |  |  | SDG1_1_PDRP05 | CISO | N | San Diego-IV |  |  | DR | OTHER | OTHER | 4.8 | [5 empty] | 17 | 22 | [5 empty] | 1.19 | 1.21 | 1.29 | 1.9 | 2.34 | 3.41 | 4.8 | 4.4 | 4 | 0 | 0 | 0 | Y | South | FC
SDG1_1_PDRP06 |  |  | SDG1_1_PDRP06 | CISO | N | San Diego-IV |  |  | DR | OTHER | OTHER | 2.5 | [5 empty] | 17 | 22 | [5 empty] | AUG: 2.5; SEP: 0; OCT: 0; NOV: 0; DEC: 0 | Y | South | FC
SDG1_1_PDRP100 |  |  | SDG1_1_PDRP100 | CISO | N | San Diego-IV |  |  | DR | OTHER | OTHER | 0.99 | 0 |  |  |  |  | 17 | 22 | [5 empty] | 0.11 | 0 | 0.24 | 0.19 | 0.52 | 0.61 | 0 | 0.26 | 0.14 | 0 | 0 | 0 | Y | South | FC
SDG1_1_PDRP101 |  |  | SDG1_1_PDRP101 | CISO | N | San Diego-IV |  |  | DR | OTHER | OTHER | 0.99 | 0 |  |  |  |  | 17 | 22 | [7 empty] | 0.29 | 0 | 0 | 0.36 | 0.25 | 0 | 0.43 | 0 | 0 | 0 | Y | South | FC
SDG1_1_PDRP102 |  |  | SDG1_1_PDRP102 | CISO | N | San Diego-IV |  |  | DR | OTHER | OTHER | 0.99 | 0 |  |  |  |  | 17 | 22 | [5 empty] | 0.12 | 0.15 | 0.1 | 0.13 | 0.11 | 0.13 | 0 | 0 | 0.99 | 0 | 0 | 0 | Y | South | FC
SDG1_1_PDRP103 |  |  | SDG1_1_PDRP103 | CISO | N | San Diego-IV |  |  | DR | OTHER | OTHER | 0.99 | 0 |  |  |  |  | 17 | 22 | [6 empty] | 0.17 | 0 | 0.55 | 0.55 | 0.6 | 0.56 | 0.32 | 0.29 | 0 | 0 | 0 | Y | South | FC
SDG1_1_PDRP104 |  |  | SDG1_1_PDRP104 | CISO | N | San Diego-IV |  |  | DR | OTHER | OTHER | 9.99 | 0 |  |  |  |  | 17 | 22 | [8 empty] | 0.21 | 0.56 | 0.26 | 1.7 | 0 | 0.3 | 0 | 0 | 0 | Y | South | FC
SDG1_1_PDRP105 |  |  | SDG1_1_PDRP105 | CISO | N | San Diego-IV |  |  | DR | OTHER | OTHER | 0.99 | 0 |  |  |  |  | 17 | 22 | [7 empty] | 0.13 | 0.1 | 0.11 | 0.12 | 0.32 | 0.64 | 0.13 | 0 | 0 | 0 | Y | South | FC
SDG1_1_PDRP111 |  |  | SDG1_1_PDRP111 | CISO | N | San Diego-IV |  |  | DR | OTHER | OTHER | 0.99 | 0 |  |  |  |  | 17 | 22 | [6 empty] | 0.14 | 0.2 | 0.16 | 0 | 0.13 | 0.35 | 0 | 0.99 | 0 | 0 | 0 | Y | South | FC
SDG1_1_PDRP113 |  |  | SDG1_1_PDRP113 | CISO | N | San Diego-IV |  |  | DR | OTHER | OTHER | 9.99 | 0 |  |  |  |  | 17 | 22 | [5 empty] | 0.17 | 0.12 | 0.13 | 0.17 | 0.13 | 0.48 | 0 | 0.54 | 0.69 | 0 | 0 | 0 | Y | South | FC
SDG1_1_PDRP114 |  |  | SDG1_1_PDRP114 | CISO | N | San Diego-IV |  |  | DR | OTHER | OTHER | 0.99 | 0 |  |  |  |  | 17 | 22 | [9 empty] | 0.52 | 0.59 | 0.55 | 0.65 | 0 | 0 | 0 | 0 | Y | South | FC
SDG1_1_PDRP117 |  |  | SDG1_1_PDRP117 | CISO | N | San Diego-IV |  |  | DR | OTHER | OTHER | 0.99 | 0 |  |  |  |  | 17 | 22 | [6 empty] | 0.13 | 0.1 | 0.32 | 0.16 | 0.15 | 0.14 | 0.1 | 0.17 | 0 | 0 | 0 | Y | South | FC
SDG1_1_PDRP118 |  |  | SDG1_1_PDRP118 | CISO | N | San Diego-IV |  |  | DR | OTHER | OTHER | 0.99 | 0 |  |  |  |  | 17 | 22 | [8 empty] | 0.19 | 0.28 | 0.57 | 0.56 | 0.3 | 0.13 | 0 | 0 | 0 | Y | South | FC
SDG1_1_PDRP119 |  |  | SDG1_1_PDRP119 | CISO | N | San Diego-IV |  |  | DR | OTHER | OTHER | 0.99 | 0 |  |  |  |  | 17 | 22 | [6 empty] | 0.19 | 0.16 | 0.1 | 0.73 | 0.15 | 0.15 | 0.12 | 0.12 | 0 | 0 | 0 | Y | South | FC
SDG1_1_PDRP120 |  |  | SDG1_1_PDRP120 | CISO | N | San Diego-IV |  |  | DR | OTHER | OTHER | 0.99 | 0 |  |  |  |  | 17 | 22 | [5 empty] | JUN: 0.36; JUL: 0.52; AUG: 0; SEP: 0; OCT: 0; NOV: 0; DEC: 0 | Y | South | FC
SDG1_1_PDRP121 |  |  | SDG1_1_PDRP121 | CISO | N | San Diego-IV |  |  | DR | OTHER | OTHER | 0.99 | 0 |  |  |  |  | 17 | 22 | [8 empty] | 0.17 | 0.15 | 0.55 | 0.22 | 0.56 | 0.15 | 0 | 0 | 0 | Y | South | FC
SDG1_1_PDRP122 |  |  | SDG1_1_PDRP122 | CISO | N | San Diego-IV |  |  | DR | OTHER | OTHER | 0.99 | 0 |  |  |  |  | 17 | 22 | [5 empty] | JUN: 0.1; JUL: 0.12; AUG: 0.81; SEP: 0.13; OCT: 0; NOV: 0; DEC: 0 | Y | South | FC
SDG1_1_PDRP123 |  |  | SDG1_1_PDRP123 | CISO | N | San Diego-IV |  |  | DR | OTHER | OTHER | 0.99 | 0 |  |  |  |  | 17 | 22 | [5 empty] | JUN: 0.34; JUL: 0.18; AUG: 0.22; SEP: 0; OCT: 0; NOV: 0; DEC: 0 | Y | South | FC
SDG1_1_PDRP71 |  |  | SDG1_1_PDRP71 | CISO | N | San Diego-IV |  |  | DR | OTHER | OTHER | 0.54 | [5 empty] | 17 | 22 | [5 empty] | AUG: 0.23; SEP: 0.54; OCT: 0; NOV: 0; DEC: 0 | Y | South | FC
SDG1_1_PDRP84 |  |  | SDG1_1_PDRP84 | CISO | N | San Diego-IV |  |  | DR | OTHER | OTHER | 0.6 | [5 empty] | 17 | 22 | [5 empty] | 0.15 | 0 | 0.14 | 0.12 | 0.16 | 0.21 | 0.55 | 0.24 | 0.6 | 0 | 0 | 0 | Y | South | FC
SDG1_1_PDRP85 |  |  | SDG1_1_PDRP85 | CISO | N | San Diego-IV |  |  | DR | OTHER | OTHER | 0.44 | [5 empty] | 17 | 22 | [9 empty] | 0.44 | 0.26 | 0.31 | 0.17 | 0.25 | 0 | 0 | 0 | Y | South | FC
SDG1_1_PDRP86 |  |  | SDG1_1_PDRP86 | CISO | N | San Diego-IV |  |  | DR | OTHER | OTHER | 0.62 | [5 empty] | 17 | 22 | [8 empty] | 0.28 | 0.26 | 0.62 | 0.11 | 0 | 0.13 | 0 | 0 | 0 | Y | South | FC
SDG1_1_PDRP88 |  |  | SDG1_1_PDRP88 | CISO | N | San Diego-IV |  |  | DR | OTHER | OTHER | 0.68 | [5 empty] | 17 | 22 | [7 empty] | 0.22 | 0 | 0.42 | 0.68 | 0.11 | 0.48 | 0 | 0 | 0 | 0 | Y | South | FC
SDG1_1_PDRP89 |  |  | SDG1_1_PDRP89 | CISO | N | San Diego-IV |  |  | DR | OTHER | OTHER | 0.23 | [5 empty] | 17 | 22 | [5 empty] | JUN: 0.2; JUL: 0; AUG: 0.23; SEP: 0; OCT: 0; NOV: 0; DEC: 0 | Y | South | FC
SDG1_1_PDRP91 |  |  | SDG1_1_PDRP91 | CISO | N | San Diego-IV |  |  | DR | OTHER | OTHER | 0.58 | [5 empty] | 17 | 22 | [8 empty] | 0.3 | 0 | 0 | 0.58 | 0 | 0.31 | 0 | 0 | 0 | Y | South | FC
SDG1_1_PDRP96 |  |  | SDG1_1_PDRP96 | CISO | N | San Diego-IV |  |  | DR | OTHER | OTHER | 0.73 | [5 empty] | 17 | 22 | [7 empty] | 0.11 | 0.14 | 0.73 | 0.24 | 0 | 0.18 | 0.2 | 0 | 0 | 0 | Y | South | FC
SDG1_1_PDRP97 |  |  | SDG1_1_PDRP97 | CISO | N | San Diego-IV |  |  | DR | OTHER | OTHER | 0.57 | [5 empty] | 17 | 22 | [7 empty] | 0.1 | 0.1 | 0.19 | 0.11 | 0 | 0 | 0.57 | 0 | 0 | 0 | Y | South | FC
SDG1_1_PDRP98 |  |  | SDG1_1_PDRP98 | CISO | N | San Diego-IV |  |  | DR | OTHER | OTHER | 0.84 | [5 empty] | 17 | 22 | [7 empty] | 0.84 | 0.7 | 0.18 | 0.11 | 0.13 | 0.67 | 0.36 | 0 | 0 | 0 | Y | South | FC
SDG1_1_PDRP99 |  |  | SDG1_1_PDRP99 | CISO | N | San Diego-IV |  |  | DR | OTHER | OTHER | 0.96 | [5 empty] | 17 | 22 | [5 empty] | 0.56 | 0.15 | 0.96 | 0 | 0.17 | 0.56 | 0 | 0 | 0 | 0 | 0 | 0 | Y | South | FC
SEARLS_1_TS3SR1 |  |  | Trona Solar III | CISO | N | CAISO System |  |  | Solar_1Axis | PHOTO VOLTAIC | SUN | 2 | 2 |  |  |  |  | 1 | 24 | 24 |  |  |  |  | 0 | 0 | 0 | 0 | 0 | 0 | 0 | 0 | 0 | 0 | 0 | 0 | N | South | EO
SEARLS_7_ARGUS |  |  | Argus Cogeneration | CISO | N | CAISO System |  |  | CHP |  | OTHER | 19 | 62.5 |  |  |  |  | 1 | 24 | 24 |  |  |  |  | 2.96 | 4.09 | 3.42 | 3.16 | 2.23 | 2.88 | 2.6 | 2.63 | 1.88 | 2.15 | 1.95 | 2.09 | N | South | FC
SEAWND_2_AMWWD1 |  |  | Alta Mesa Wind | CISO | N | LA Basin |  |  | Wind | WIND | WIND | 27 | 27 |  |  |  |  | 1 | 24 | 24 |  |  |  |  | JUN: 18.57; JUL: 15.41; AUG: 13.08; SEP: 11.4; OCT: 9.66; NOV: 8.02; DEC: 8.47 | N | South | FC
SEGS_1_SR2SL2 |  |  | Sunray 2 | CISO | N | CAISO System |  | Y | Solar_1Axis | PHOTO VOLTAIC | SUN | 20 | 20 |  |  |  |  | 1 | 24 | 24 |  |  |  |  | 0.1 | 0.1 | 0.1 | 0.1 | 0.64 | 8.5 | 13.46 | 4.06 | 7.79 | 0.1 | 0.1 | 0.1 | N | South | FC
SENTNL_2_CTG1 |  |  | Sentinel Unit 1 | CISO | N | LA Basin | Eastern, Valley-Devers |  | Peaker | COMBUSTION TURBINE | NATURAL GAS | 107.68 | 131.8 |  |  |  |  | 1 | 24 | 24 |  |  | 107.68 | 1 | 107.68 | 107.68 | 107.68 | 107.68 | 107.68 | 107.68 | 107.68 | 107.68 | 107.68 | 107.68 | 107.68 | 107.68 | Y | South | FC
SENTNL_2_CTG2 |  |  | Sentinel Unit 2 | CISO | N | LA Basin | Eastern, Valley-Devers |  | Peaker | COMBUSTION TURBINE | NATURAL GAS | 104.19 | 131.8 |  |  |  |  | 1 | 24 | 24 |  |  | 103.98 | 1 | 103.98 | 103.98 | 103.98 | 103.98 | 103.98 | 103.98 | 103.98 | 103.98 | 103.98 | 103.98 | 103.98 | 103.98 | Y | South | FC
SENTNL_2_CTG3 |  |  | Sentinel Unit 3 | CISO | N | LA Basin | Eastern, Valley-Devers |  | Peaker | COMBUSTION TURBINE | NATURAL GAS | 105.69 | 131.8 |  |  |  |  | 1 | 24 | 24 |  |  | 105.69 | 1 | 105.69 | 105.69 | 105.69 | 105.69 | 105.69 | 105.69 | 105.69 | 105.69 | 105.69 | 105.69 | 105.69 | 105.69 | Y | South | FC
SENTNL_2_CTG4 |  |  | Sentinel Unit 4 | CISO | N | LA Basin | Eastern, Valley-Devers |  | Peaker | COMBUSTION TURBINE | NATURAL GAS | 106.55 | 131.8 |  |  |  |  | 1 | 24 | 24 |  |  | 106.55 | 1 | 106.55 | 106.55 | 106.55 | 106.55 | 106.55 | 106.55 | 106.55 | 106.55 | 106.55 | 106.55 | 106.55 | 106.55 | Y | South | FC
SENTNL_2_CTG5 |  |  | Sentinel Unit 5 | CISO | N | LA Basin | Eastern, Valley-Devers |  | Peaker | COMBUSTION TURBINE | NATURAL GAS | 107.52 | 131.8 |  |  |  |  | 1 | 24 | 24 |  |  | 107.52 | 1 | 107.52 | 107.52 | 107.52 | 107.52 | 107.52 | 107.52 | 107.52 | 107.52 | 107.52 | 107.52 | 107.52 | 107.52 | Y | South | FC
SENTNL_2_CTG6 |  |  | Sentinel Unit 6 | CISO | N | LA Basin | Eastern, Valley-Devers |  | Peaker | COMBUSTION TURBINE | NATURAL GAS | 105 | 131.8 |  |  |  |  | 1 | 24 | 24 |  |  | 105 | 1 | 105 | 105 | 105 | 105 | 105 | 105 | 105 | 105 | 105 | 105 | 105 | 105 | Y | South | FC
SENTNL_2_CTG7 |  |  | Sentinel Unit 7 | CISO | N | LA Basin | Eastern, Valley-Devers |  | Peaker | COMBUSTION TURBINE | NATURAL GAS | 106.73 | 131.8 |  |  |  |  | 1 | 24 | 24 |  |  | 106.73 | 1 | 106.73 | 106.73 | 106.73 | 106.73 | 106.73 | 106.73 | 106.73 | 106.73 | 106.73 | 106.73 | 106.73 | 106.73 | Y | South | FC
SENTNL_2_CTG8 |  |  | Sentinel Unit 8 | CISO | N | LA Basin | Eastern, Valley-Devers |  | Peaker | COMBUSTION TURBINE | NATURAL GAS | 106.85 | 131.8 |  |  |  |  | 1 | 24 | 24 |  |  | 106.85 | 1 | 106.85 | 106.85 | 106.85 | 106.85 | 106.85 | 106.85 | 106.85 | 106.85 | 106.85 | 106.85 | 106.85 | 106.85 | Y | South | FC
SGREGY_6_SANGER |  |  | Algonquin Power Sanger 2 | CISO | N | Fresno | Herndon | Y | CCGT | COMBINED CYCLE | NATURAL GAS | 48.3 | 48.3 |  |  |  |  | 1 | 24 | 24 |  |  | 33.08 | 1 | 48.08 | 48.08 | 48.08 | 48.08 | 48.08 | 48.08 | 48.08 | 48.08 | 48.08 | 48.08 | 48.08 | 48.08 | Y | North | FC
SHAFTR_1_HWYSR1 |  |  | Highway 43 | CISO | N | CAISO System |  |  | Solar_Fixed | PHOTO VOLTAIC | SUN | 2.25 | 2.25 |  |  |  |  | 1 | 24 | 24 |  |  |  |  | JUN: 0; JUL: 0; AUG: 0; SEP: 0; OCT: 0; NOV: 0; DEC: 0 | N | North | EO
SHELRF_1_UNITS |  |  | SHELL OIL REFINERY AGGREGATE | CISO | N | Bay Area | Pittsburg | Y | CCGT | COMBINED CYCLE | NATURAL GAS | 100 | 0 |  |  |  |  | 1 | 24 | 24 |  |  |  |  | 54.8 | 53.32 | 53.32 | 50.65 | 39.12 | 49.52 | 75.13 | 74.86 | 73.72 | 44.97 | 53.32 | 53.32 | N | North | FC
SIERRA_1_UNITS |  |  | HIGH SIERRA LIMITED | CISO | N | Kern | South Kern PP | Y | Peaker | COMBUSTION TURBINE | NATURAL GAS | 52.43 | 60.3 |  |  |  |  | 1 | 24 | 24 |  |  | 32.43 | 1 | 52.43 | 52.43 | 52.43 | 52.43 | 52.43 | 52.43 | 52.43 | 52.43 | 52.43 | 52.43 | 52.43 | 52.43 | Y | North | FC
SIGHEB_6_HE2SCEDYN |  |  | Heber 2 | IID | Y | Import |  |  | Geothermal | COMBUSTION TURBINE | GEOTHERMAL | 28 | 0 |  |  |  |  | 1 | 24 | 24 |  |  |  |  | 28 | 28 | 28 | 28 | 28 | 28 | 28 | 28 | 28 | 28 | 28 | 28 |  | South | IAR
SIGHEB_6_MIRDYN |  |  | Heber South | IID | Y | Import |  |  | Geothermal | COMBUSTION TURBINE | GEOTHERMAL | 17 | 0 |  |  |  |  | 1 | 24 | 24 |  |  |  |  | 17 | 17 | 17 | 17 | 17 | 17 | 17 | 17 | 17 | 17 | 17 | 17 |  | South | IAR
SISPRG_2_DS3BT1 |  | SISPRG_2_DS3SR1 | Daggett Solar 3 a BESS | CISO | N | CAISO System |  |  | Paired_BattStorage | OTHER | LESR | 61.5 | 61.5 | 0.845 | 246 | 246 | 1 | 1 | 24 | 4 | 123 | FALSE | 122.66 | 1 | 61.5 | 61.5 | 61.5 | 61.5 | 61.5 | 61.5 | 61.16 | 61.5 | 61.5 | 61.5 | 61.5 | 61.5 | Y | South | ID | 100% | Q1314 - Group name DAGGETT_SOLAR3_1314_1 - Max to grid 123 MW. Waiting for Mojave RAS. Co-located with SISPRG_2_DS3SR1 | 1
SISPRG_2_DS3BT2 |  | SISPRG_2_DS3SR2 | Daggett Solar 3 b BESS | CISO | N | CAISO System |  |  | Paired_BattStorage | OTHER | LESR | 60 | 60 | 0.8 | 240 | 240 | 1 | 1 | 24 | 4 | 110 | FALSE | 119.9 | 2 | 59.9 | 59.9 | 59.9 | 59.9 | 59.9 | 59.9 | 59.9 | 59.9 | 59.9 | 59.9 | 59.9 | 59.9 | Y | South | ID | 100% | Q1314 - Group name: DAGGETT_SOLAR3_1314_2 - Max to grid 110 MW. Waiting for Mojave RAS. Co-located with SISPRG_2_DS3SR2 | 1
SISPRG_2_DS3BT3 |  | SISPRG_2_DS3SR3 | Daggett Solar 3 cd BESS | CISO | N | CAISO System |  |  | Paired_BattStorage | OTHER | LESR | 12.5 | 12.5 | 0.8 | 50 | 50 | 1 | 1 | 24 | 4 | 50 | FALSE | 25 | 2 | 12.5 | 12.5 | 12.5 | 12.5 | 12.5 | 12.5 | 12.5 | 12.5 | 12.5 | 12.5 | 12.5 | 12.5 | Y | South | ID | 100% | Q1314 - Group name: DAGGETT_SOLAR3_1314_3 - Max to grid 50 MW. Waiting for Mojave RAS. Co-located with SISPRG_2_DS3SR3 | 1
SISPRG_2_DS3BT4 |  | SISPRG_2_DS3SR4 | Daggett Solar 3 e BESS | CISO | N | CAISO System |  |  | Paired_BattStorage | OTHER | LESR | 15 | 15 | 0.865 | 60 | 60 | 1 | 1 | 24 | 4 | 17 | FALSE | 30 | 1 | 14.9753 | 15 | 15 | 15 | 15 | 15 | 15 | 15 | 15 | 15 | 15 | 13.2799 | Y | South | ID | 100% | Q1314 - Group name: DAGGETT_SOLAR3_1314_4 - Max to grid 17 MW. Waiting for Mojave RAS. Co-located with SISPRG_2_DS3SR4 | 1
SISPRG_2_DS3SR1 |  | SISPRG_2_DS3BT1 | Daggett Solar 3 a PV | CISO | N | CAISO System |  |  | Paired_Solar_1Axis | PHOTO VOLTAIC | SUN | 123 | 123 |  |  |  |  | 1 | 24 | 24 | 123 |  |  |  | 0.1 | 0.1 | 0.1 | 0.59 | 3.96 | 52.3 | 61.84 | 24.97 | 47.91 | 0.22 | 0.1 | 0.1 | N | South | ID | 1 | Q1314 - Group name: DAGGETT_SOLAR3_1314_1 - Max to grid 123 MW. Max 61.84 MW NQC. Waiting for Mojave RAS. Co-located with SISPRG_2_DS3BT1 | 1
SISPRG_2_DS3SR2 |  | SISPRG_2_DS3BT2 | Daggett Solar 3 b PV | CISO | N | CAISO System |  |  | Paired_Solar_1Axis | PHOTO VOLTAIC | SUN | 110 | 110 |  |  |  |  | 1 | 24 | 24 | 110 |  |  |  | 0.1 | 0.1 | 0.1 | 0.52 | 3.54 | 46.78 | 50.1 | 22.33 | 42.85 | 0.19 | 0.1 | 0.1 | N | South | ID | 1 | Q1314 - Group name: DAGGETT_SOLAR3_1314_2 - Max to grid 110 MW. Max 50.1 MW NQC. Waiting for Mojave RAS. Co-located with SISPRG_2_DS3BT2 | 1
SISPRG_2_DS3SR3 |  | SISPRG_2_DS3BT3 | Daggett Solar 3 cd PV | CISO | N | CAISO System |  |  | Paired_Solar_1Axis | PHOTO VOLTAIC | SUN | 50 | 50 |  |  |  |  | 1 | 24 | 24 | 50 |  |  |  | 0.1 | 0.1 | 0.1 | 0.24 | 1.61 | 21.26 | 33.65 | 10.15 | 19.48 | 0.1 | 0.1 | 0.1 | N | South | FC |  | Q1314 - Group name: DAGGETT_SOLAR3_1314_3 - Max to grid 50 MW. Max 37.5 MW NQC. Waiting for Mojave RAS. Co-located with SISPRG_2_DS3BT3.
SISPRG_2_DS3SR4 |  | SISPRG_2_DS3BT4 | Daggett Solar 3 e PV | CISO | N | CAISO System |  |  | Paired_Solar_1Axis | PHOTO VOLTAIC | SUN | 17 | 17 |  |  |  |  | 1 | 24 | 24 | 17 |  |  |  | 0.1 | 0.1 | 0.1 | 0.1 | 0.55 | 2 | 2 | 2 | 2 | 0.1 | 0.1 | 0.1 | N | South | ID | 1 | Q1314 - Group name: DAGGETT_SOLAR3_1314_4 - Max to grid 17 MW. Max 2 MW NQC. Waiting for Mojave RAS. Co-located with SISPRG_2_DS3BT4. | 1
SISQUC_1_SMARIA |  |  | Santa Maria II LFG Power Plant | CISO | N | CAISO System |  |  | Biogas | RECIPROCATING ENGINE | BIOGAS | 1.42 | 1.5 |  |  |  |  | 1 | 24 | 24 |  |  |  |  | 0.9 | 0.87 | 0.93 | 0.9 | 0.86 | 0.9 | 0.92 | 0.9 | 0.85 | 0.84 | 0.74 | 0.68 | N | North | FC
SKERN_6_SOLAR1 |  |  | South Kern Solar PV Plant | CISO | N | Kern | South Kern PP, Kern 70 kV | Y | Solar_1Axis | PHOTO VOLTAIC | SUN | 20 | 20 |  |  |  |  | 1 | 24 | 24 |  |  |  |  | 0.1 | 0.1 | 0.1 | 0.27 | 1.41 | 11.34 | 14.59 | 5.34 | 9.5 | 0.1 | 0.1 | 0.1 | N | North | FC
SKERN_6_SOLAR2 |  |  | SKIC Solar | CISO | N | Kern | South Kern PP, Kern 70 kV | Y | Solar_1Axis | PHOTO VOLTAIC | SUN | 10 | 10 |  |  |  |  | 1 | 24 | 24 |  |  |  |  | 0.1 | 0.1 | 0.1 | 0.14 | 0.7 | 5.67 | 7.3 | 2.67 | 4.75 | 0.1 | 0.1 | 0.1 | N | North | FC
SLATE_2_SLASR1 |  |  | Slate | CISO | N | Fresno |  | Y | Solar_1Axis | PHOTO VOLTAIC | SUN | 50.5 | 50.5 |  |  |  |  | 1 | 24 | 24 |  |  |  |  | 0.1 | 0.1 | 0.1 | 0.69 | 3.55 | 28.64 | 36.85 | 13.49 | 23.99 | 0.19 | 0.1 | 0.1 | N | North | FC
SLATE_2_SLASR2 | SLATE_2_SLASR2_LESR |  | SLATE_2 | CISO | N | Fresno |  |  | Hybrid_BattStorage | OTHER | HYBD | 46.5 | 93 | 0.88 | 186 | 186 | 1 | 1 | 24 | 4 | 93 | FALSE | 46.5 | 2 | 40.5 | 40.5 | 40.5 | 40.5 | 40.5 | 43.5806 | 46.5 | 46.5 | 46.5 | 46.5 | 46.5 | 46.5 | Y | North | FC |  | Hybrid - PV 93.00 MW and ESS 46.50 MW
SLATE_2_SLASR2 | SLATE_2_SLASR2_SUN |  | SLATE_2 | CISO | N | Fresno |  |  | Hybrid_Solar_1Axis | OTHER | HYBD | 93 | 93 |  |  |  |  | 1 | 24 | 24 | 93 |  | 46.5 | 2 | 0.1 | 0.1 | 0.1 | 1.27 | 6.54 | 49.4194 | 46.5 | 24.85 | 44.19 | 0.35 | 0.1 | 0.1 | Y | North | FC |  | Hybrid - PV 93.00 MW and ESS 46.50 MW
SLATE_2_SLASR3 | SLATE_2_SLASR3_LESR |  | SLATE_3 | CISO | N | Fresno |  |  | Hybrid_BattStorage | OTHER | HYBD | 33.75 | 67.5 | 0.8 | 135 | 135 | 1 | 1 | 24 | 4 | 67.5 | FALSE | 33.75 | 2 | 33.75 | 33.75 | 33.75 | 33.75 | 33.75 | 33.75 | 30.7066 | 33.75 | 33.75 | 33.75 | 33.75 | 33.75 | Y | North | FC |  | Hybrid - PV 67.50 MW and ESS 33.75 MW with Max 67.5 MW at POI.
SLATE_2_SLASR3 | SLATE_2_SLASR3_SUN |  | SLATE_3 | CISO | N | Fresno |  |  | Hybrid_Solar_Fixed | OTHER | HYBD | 67.5 | 67.5 |  |  |  |  | 1 | 24 | 24 | 67.5 |  | 33.75 | 2 | 0.1 | 0.1 | 0.1 | 0.91 | 3.54 | 25.86 | 36.7934 | 13.56 | 27.05 | 0.44 | 0.1 | 0.1 | Y | North | FC |  | Hybrid - PV 67.50 MW and ESS 33.75 MW with Max 67.5 MW at POI.
SLATE_2_SLASR4 | SLATE_2_SLASR4_LESR |  | SLATE_4 | CISO | N | Fresno |  |  | Hybrid_BattStorage | OTHER | HYBD | 50 | 63 | 0.8 | 200 | 200 | 1 | 1 | 24 | 4 | 63 | FALSE | 50 | 3 | 50 | 50 | 50 | 50 | 50 | 42.4872 | 35.8974 | 50 | 41.8605 | 50 | 50 | 50 | Y | North | FC |  | Hybrid - PV 63.00 MW and ESS 50.00 MW with Max 63 MW at POI.
SLATE_2_SLASR4 | SLATE_2_SLASR4_SUN |  | SLATE_4 | CISO | N | Fresno |  |  | Hybrid_Solar_1Axis | OTHER | HYBD | 63 | 63 |  |  |  |  | 1 | 24 | 24 | 63 |  | 50 | 3 | 0.1 | 0.1 | 0.1 | 0.84 | 3.3 | 20.5128 | 27.1026 | 12.66 | 21.1395 | 0.41 | 0.1 | 0.1 | Y | North | FC |  | Hybrid - PV 63.00 MW and ESS 50.00 MW with Max 63 MW at POI.
SLATE_2_SLASR5 | SLATE_2_SLASR5_LESR |  | Slate 5 | CISO | N | Fresno |  |  | Hybrid_BattStorage | OTHER | HYBD | 10 | 26 | 0.8 | 40 | 40 | 1 | 1 | 24 | 4 | 26 | FALSE | 10 | 2 | 10 | 10 | 10 | 10 | 10 | 10 | 10 | 10 | 10 | 10 | 10 | 10 | Y | North | FC |  | Hybrid - PV 26.00 MW and ESS 10.00 MW with Max 26 MW at POI.
SLATE_2_SLASR5 | SLATE_2_SLASR5_SUN |  | Slate 5 | CISO | N | Fresno |  |  | Hybrid_Solar_1Axis | OTHER | HYBD | 26 | 26 |  |  |  |  | 1 | 24 | 24 | 26 |  | 10 | 2 | 0.1 | 0.1 | 0.1 | 0.35 | 1.36 | 9.96 | 15.58 | 5.22 | 10.42 | 0.17 | 0.1 | 0.1 | Y | North | FC |  | Hybrid - PV 26.00 MW and ESS 10.00 MW with Max 26 MW at POI.
SLRMS3_2_SRMSR1 |  |  | SILVER RIDGE MOUNT SIGNAL 3 | CISO | N | San Diego-IV |  | Y | Solar_1Axis | PHOTO VOLTAIC | SUN | 250 | 250 |  |  |  |  | 1 | 24 | 24 |  |  |  |  | 0.1 | 0.1 | 0.1 | 1.19 | 8.04 | 106.31 | 168.24 | 50.74 | 97.39 | 0.44 | 0.1 | 0.1 | N | South | FC
SLST13_2_SOLAR1 |  |  | Quinto Solar PV Project | CISO | N | CAISO System |  | Y | Solar_1Axis | PHOTO VOLTAIC | SUN | 107.6 | 107.6 |  |  |  |  | 1 | 24 | 24 |  |  |  |  | 0.1 | 0.1 | 0.1 | 1.47 | 7.56 | 61.01 | 78.51 | 28.75 | 51.12 | 0.41 | 0.1 | 0.1 | N | North | FC
SLSTR1_2_SOLAR1 |  |  | Solar Star 1 | CISO | N | CAISO System |  |  | Solar_1Axis | PHOTO VOLTAIC | SUN | 310 | 0 |  |  |  |  | 1 | 24 | 24 |  |  |  |  | 0.1 | 0.1 | 0.1 | 1.48 | 9.97 | 131.82 | 208.61 | 62.92 | 120.76 | 0.55 | 0.1 | 0.1 | N | South | FC
SLSTR2_2_SOLAR2 |  |  | Solar Star 2 | CISO | N | CAISO System |  |  | Solar_1Axis | PHOTO VOLTAIC | SUN | 276 | 0 |  |  |  |  | 1 | 24 | 24 |  |  |  |  | 0.1 | 0.1 | 0.1 | 1.31 | 8.88 | 117.36 | 185.73 | 56.02 | 107.52 | 0.49 | 0.1 | 0.1 | N | South | FC
SLUISP_2_UNITS |  |  | SAN LUIS (GIANELLI) PUMP-GEN (AGGREGATE) | CISO | N | CAISO System |  | Y | Pump | PUMPED STORAGE | WATER | 374.43 | 0 |  |  |  |  | 1 | 24 | 24 |  |  |  |  | 0 | 0 | 10.91 | 82.1 | 79.79 | 80.22 | 0 | 0 | 0 | 0 | 0 | 0 | N | North | FC
SLYCRK_1_UNIT 1 |  |  | SLY CREEK HYDRO | CISO | N | Sierra | Drum-Rio Oso |  | Hydro | HYDRO | WATER | 13 | 13 |  |  |  |  | 1 | 24 | 24 |  |  | 13 | 1 | 13 | 13 | 13 | 13 | 13 | 13 | 13 | 13 | 13 | 13 | 13 | 13 | Y | North | FC
SMPRIP_1_SMPSON |  |  | Ripon Cogeneration Unit 1 | CISO | N | CAISO System |  | Y | CHP | COMBUSTION TURBINE | NATURAL GAS | 46.05 | 56.9 |  |  |  |  | 1 | 24 | 24 |  |  | 46.05 | 1 | 46.05 | 46.05 | 46.05 | 46.05 | 46.05 | 46.05 | 46.05 | 46.05 | 46.05 | 46.05 | 46.05 | 46.05 | Y | North | FC
SMRCOS_6_LNDFIL |  |  | San Marcos Energy | CISO | N | San Diego-IV | San Diego |  | Biogas | RECIPROCATING ENGINE | BIOGAS | 1.5 | 2 |  |  |  |  | 1 | 24 | 24 |  |  |  |  | 1.5 | 1.5 | 1.5 | 1.5 | 1.49 | 1.5 | 1.5 | 1.5 | 1.5 | 1.5 | 1.5 | 1.5 | N | South | FC
SMUDGO_7_UNIT 1 |  |  | SONOMA POWER PLANT | CISO | N | NCNB |  |  | Geothermal | STEAM | GEOTHERMAL | 64.8 | 78 |  |  |  |  | 1 | 24 | 24 |  |  | 32 | 1 | 47 | 47 | 47 | 47 | 47 | 47 | 47 | 47 | 47 | 47 | 47 | 47 | Y | North | FC
SMYRNA_1_DL1SR1 |  |  | Delano Land 1 | CISO | N | CAISO System |  | Y | Solar_1Axis | PHOTO VOLTAIC | SUN | 1 | 1 |  |  |  |  | 1 | 24 | 24 |  |  |  |  | 0.1 | 0.1 | 0.1 | 0.1 | 0.1 | 0.57 | 0.73 | 0.27 | 0.48 | 0.1 | 0.1 | 0.1 | N | North | FC
SNCLRA_2_HOWLNG |  |  | Houwelings Nurseries Oxnard, Inc | CISO | N | Big Creek-Ventura | S.Clara, Moorpark |  | CHP | RECIPROCATING ENGINE | NATURAL GAS | 12.71 | 13.2 |  |  |  |  | 1 | 24 | 24 |  |  |  |  | 8.16 | 5.71 | 5.66 | 3.86 | 3.37 | 6.88 | 5.22 | 5.24 | 5.78 | 2.89 | 4.84 | 3.34 | N | South | FC
SNCLRA_2_SILBT1 |  |  | Silverstrand BESS | CISO | N | Big Creek-Ventura | S.Clara, Moorpark |  | Battery Storage | OTHER | LESR | 11 | 11 | 0.8 | 44 | 44 | 1 | 1 | 24 | 4 |  | TRUE | 22 | 3 | 11 | 11 | 11 | 11 | 11 | 11 | 11 | 11 | 11 | 11 | 11 | 11 | Y | South | FC
SNCLRA_2_SPRHYD |  |  | Springville Hydroelectric Generator | CISO | N | Big Creek-Ventura | S.Clara, Moorpark |  | Hydro | HYDRO | WATER | 1 | 1 |  |  |  |  | 1 | 24 | 24 |  |  |  |  | 0.01 | 0.02 | 0.07 | 0.05 | 0.05 | 0.08 | 0.13 | 0.12 | 0.1 | 0.07 | 0.05 | 0.02 | N | South | FC
SNCLRA_2_UNIT |  |  | Channel Islands Power | CISO | N | Big Creek-Ventura | S.Clara, Moorpark |  | CHP | COMBINED CYCLE | NATURAL GAS | 27.5 | 28 |  |  |  |  | 1 | 24 | 24 |  |  | 0.01 | 1 | 27.5 | 27.5 | 27.5 | 27.5 | 27.5 | 27.5 | 27.5 | 27.5 | 27.5 | 27.5 | 27.5 | 27.5 | Y | South | FC
SNCLRA_2_UNIT1 |  |  | New Indy Oxnard | CISO | N | Big Creek-Ventura | S.Clara, Moorpark | Y | CHP | FTUR | NATURAL GAS | 27.8 | 29 |  |  |  |  | 1 | 24 | 24 |  |  | 27.8 | 1 | 27.8 | 27.8 | 27.8 | 27.8 | 27.8 | 27.8 | 27.8 | 27.8 | 27.8 | 27.8 | 27.8 | 27.8 | Y | South | FC
SNCLRA_2_VESBT1 |  |  | Ventura Energy Storage | CISO | N | Big Creek-Ventura | S.Clara, Moorpark |  | Battery Storage | OTHER | LESR | 100 | 100 | 0.8 | 400 | 400 | 1 | 1 | 24 | 4 |  | TRUE | 200 | 3 | 100 | 100 | 100 | 100 | 100 | 100 | 100 | 100 | 100 | 100 | 100 | 100 | Y | South | FC
SNCLRA_6_OXGEN |  |  | OXGEN | CISO | N | Big Creek-Ventura | S.Clara, Moorpark | Y | CHP | COMBUSTION TURBINE | NATURAL GAS | 47.7 | 47.7 |  |  |  |  | 1 | 24 | 24 |  |  | 47.7 | 2 | 47.7 | 47.7 | 47.7 | 47.7 | 47.7 | 47.7 | 47.7 | 47.7 | 47.7 | 47.7 | 47.7 | 47.7 | Y | South | FC
SNCLRA_6_PROCGN |  |  | Procter and Gamble Oxnard 2 | CISO | N | Big Creek-Ventura | S.Clara, Moorpark | Y | CHP | FTUR | NATURAL GAS | 47.9 | 49.5 |  |  |  |  | 1 | 24 | 24 |  |  |  |  | 20.02 | 15.84 | 20.04 | 20 | 19.21 | 19.7 | 19.7 | 19.41 | 19.43 | 18.8 | 19.46 | 19.44 | N | South | FC
SNCLRA_6_QF |  |  | SANTA CLARA QFS | CISO | N | Big Creek-Ventura | S.Clara, Moorpark | Y | CHP | OTHER | OTHER | 1.65 | 15 |  |  |  |  | 1 | 24 | 24 |  |  |  |  | 0.44 | 0.44 | 0.37 | 0.42 | 0.44 | 0.51 | 0.51 | 0.58 | 0.6 | 0.5 | 0.56 | 0.68 | N | South | FC
SNDBAR_7_UNIT 1 |  |  | SANDBAR | CISO | N | Stockton | Tesla-Bellota, Stanislaus |  | Hydro | HYDRO | WATER | 16.2 | 18.6 |  |  |  |  | 1 | 24 | 24 |  |  |  |  | 11.18 | 9.3 | 5.89 | 9.19 | 9.59 | 9.9 | 8.74 | 5.82 | 8.3 | 3.13 | 6.45 | 12.71 | N | North | FC
SNMALF_6_UNITS |  |  | Sonoma County Landfill | CISO | N | NCNB | Fulton |  | Biogas | RECIPROCATING ENGINE | BIOGAS | 5 | 8 |  |  |  |  | 1 | 24 | 24 |  |  |  |  | 1.5 | 1.5 | 1.5 | 1.5 | 2.4 | 2.37 | 1.5 | 1.5 | 3.01 | 1.5 | 1.5 | 1.5 | N | North | FC
SNORA_2_SNRSLR |  |  | SG Sorrento | IID | Y | Import |  |  | Solar_1Axis | PHOTO VOLTAIC | SUN | 50 | 0 |  |  |  |  | 1 | 24 | 24 |  |  |  |  | 0.1 | 0.1 | 0.1 | 0.24 | 1.61 | 21.26 | 33.65 | 10.15 | 19.48 | 0.09 | 0.1 | 0.1 |  | South | IAR
SOLBLU_2_WSBBX2 |  | SOLBLU_2_WSBBX2 | Westlands Solar Blue BESS | CISO | N | CAISO System |  |  | Paired_BattStorage | OTHER | LESR | 225 | 0 | 0.8 | 900 | 900 | 1 | 1 | 24 | 4 | 250 | TRUE | 450 | 2 | 225 | 225 | 225 | 225 | 225 | 225 | 225 | 225 | 225 | 225 | 225 | 225 | Y | North | ID | 100% | Q1139 - Group name: WESTLANDS_1139 - Max to grid 250 MW - 23TPD - Waiting for Manning and possibly other. Co-located with SOLBLU_2_WSBSX2. | 1
SOLBLU_2_WSBSX2 |  | SOLBLU_2_WSBBX2 | Westlands Solar Blue | CISO | N | CAISO System |  |  | Paired_Solar_1Axis | PHOTO VOLTAIC | SUN | 250 | 0 |  |  |  |  | 1 | 24 | 24 | 250 |  |  |  | 0.1 | 0.1 | 0.1 | 3.4 | 17.57 | 25 | 25 | 25 | 25 | 0.94 | 0.1 | 0.1 | N | North | FC | 1 | Group name: WESTLANDS_1139 - Max to grid 250 MW. Co-located with SOLBLU_2_WSBBX2. Max 25 MWs. | 1
SOUTH_2_UNIT |  |  | SOUTH HYDRO | CISO | N | CAISO System |  |  | Hydro | HYDRO | WATER | 7.1 | 7.1 |  |  |  |  | 1 | 24 | 24 |  |  |  |  | 2.5 | 2.78 | 2.69 | 0.37 | 2.38 | 2.42 | 2.17 | 1.68 | 1.54 | 1.65 | 1.82 | 1.49 | N | North | FC
SPAULD_6_UNIT 3 |  |  | SPAULDING HYDRO PH 3 UNIT | CISO | N | Sierra | Drum-Rio Oso, South of Palermo |  | Hydro | HYDRO | WATER | 6.5 | 6.5 |  |  |  |  | 1 | 24 | 24 |  |  |  |  | 0.71 | 0.76 | 0.72 | 1 | 3.23 | 0.34 | 1.46 | 3.21 | 3.09 | 1.82 | 0.47 | 0.91 | N | North | FC
SPAULD_6_UNIT12 |  |  | SPAULDING HYDRO PH 1 & 2 AGGREGATE | CISO | N | Sierra | Drum-Rio Oso, South of Palermo |  | Hydro | HYDRO | WATER | 11.4 | 0 |  |  |  |  | 1 | 24 | 24 |  |  | 0 | 1 | 2.98 | 1.65 | 1.8 | 2.16 | 6.24 | 6.38 | 4.82 | 4.24 | 1.38 | 2.8 | 2.48 | 2.58 | Y | North | FC
SPBURN_2_UNIT 1 |  |  | Burney Biomass | CISO | N | CAISO System |  |  | Biomass/Wood | STEAM | BIOMASS | 22 | 22 |  |  |  |  | 1 | 24 | 24 |  |  |  |  | 10.4 | 9.89 | 9.56 | 9.32 | 9.29 | 11.85 | 12.24 | 12.22 | 12.31 | 11.12 | 10.41 | 10.88 | N | North | FC
SPBURN_7_SNOWMT |  |  | Burney Creek Hydro | CISO | N | CAISO System |  |  | Hydro | HYDRO | WATER | 3 | 3 |  |  |  |  | 1 | 24 | 24 |  |  |  |  | 0.29 | 0.01 | 0.63 | 1.41 | 1.14 | 0.37 | 0 | 0 | 0 | 0.01 | 0.01 | 0.07 | N | North | FC
SPI LI_2_UNIT 1 |  |  | Lincoln Biomass | CISO | N | Sierra | Drum-Rio Oso, South of Rio Oso, South of Palermo |  | Biomass/Wood | STEAM | BIOMASS | 17.2 | 19.2 |  |  |  |  | 1 | 24 | 24 |  |  |  |  | 7.39 | 6.48 | 6.35 | 6.45 | 7.79 | 9.25 | 9.54 | 9.41 | 9.24 | 8.56 | 7.69 | 7.24 | N | North | FC
SPIAND_1_ANDSN2 |  |  | SPI Anderson 2 | CISO | N | CAISO System |  |  | Biomass/Wood | STEAM | BIOMASS | 27.15 | 30.1 |  |  |  |  | 1 | 24 | 24 |  |  |  |  | 11.88 | 12.8 | 14.76 | 14.53 | 16.03 | 17.36 | 17.07 | 17.4 | 17.24 | 15.91 | 14.29 | 14.58 | N | North | FC
SPICER_1_UNITS |  |  | SPICER HYDRO UNITS 1-3 AGGREGATE | CISO | N | CAISO System |  |  | Hydro | HYDRO | WATER | 6 | 0 |  |  |  |  | 1 | 24 | 24 |  |  | 6 | 1 | 6 | 6 | 6 | 6 | 6 | 6 | 6 | 6 | 6 | 6 | 6 | 6 | Y | North | FC
SPIFBD_1_PL1X2 |  |  | SIERRA PACIFIC IND. (SONORA) | CISO | N | Stockton | Tesla-Bellota, Stanislaus |  | Biomass/Wood | STEAM | BIOMASS | 7.5 | 7.5 |  |  |  |  | 1 | 24 | 24 |  |  |  |  | 2.51 | 2.48 | 2.46 | 2.44 | 2.81 | 3.35 | 3.58 | 3.66 | 3.65 | 3.16 | 2.71 | 2.52 | N | North | FC
SPQUIN_6_SRPCQU |  |  | Quincy Biomass | CISO | N | CAISO System |  |  | Biomass/Wood | STEAM | BIOMASS | 24 | 24 |  |  |  |  | 1 | 24 | 24 |  |  |  |  | 18 | 16.65 | 16.21 | 15.11 | 19.91 | 21.84 | 21.25 | 15.56 | 15.12 | 13.73 | 10.14 | 16.54 | N | North | FC
SPRGAP_1_UNIT 1 |  |  | SPRING GAP HYDRO | CISO | N | Stockton | Tesla-Bellota, Stanislaus |  | Hydro | HYDRO | WATER | 7 | 7 |  |  |  |  | 1 | 24 | 24 |  |  |  |  | 3.47 | 3.29 | 4.08 | 5.18 | 3.59 | 0.68 | 1.67 | 0.38 | 2.81 | 2.52 | 3.62 | 4.96 | N | North | FC
SPRGVL_2_CREST |  |  | Springerville Aggregate Solar Resources | CISO | N | Big Creek-Ventura | Rector, Vestal |  | Solar_Fixed | PHOTO VOLTAIC | SUN | 3 | 18.5 |  |  |  |  | 1 | 24 | 24 |  |  |  |  | 0 | 0 | 0 | 0 | 0 | 0 | 0 | 0 | 0 | 0 | 0 | 0 | N | South | EO
SPRGVL_2_EXETPV |  |  | Exeter Tulare PV | CISO | N | Big Creek-Ventura | Rector, Vestal |  | Solar_Fixed | PHOTO VOLTAIC | SUN | 3.5 | 3.5 |  |  |  |  | 1 | 24 | 24 |  |  |  |  | 0 | 0 | 0 | 0 | 0 | 0 | 0 | 0 | 0 | 0 | 0 | 0 | N | South | EO
SPRGVL_2_LINDPV |  |  | Lindsay Tulare PV | CISO | N | Big Creek-Ventura | Rector, Vestal | Y | Solar_Fixed | PHOTO VOLTAIC | SUN | 4 | 4 |  |  |  |  | 1 | 24 | 24 |  |  |  |  | 0 | 0 | 0 | 0 | 0 | 0 | 0 | 0 | 0 | 0 | 0 | 0 | N | South | EO
SPRGVL_2_PORTPV |  |  | Porterville Tulare PV | CISO | N | Big Creek-Ventura | Rector, Vestal |  | Solar_Fixed | PHOTO VOLTAIC | SUN | 3.5 | 3.5 |  |  |  |  | 1 | 24 | 24 |  |  |  |  | 0 | 0 | 0 | 0 | 0 | 0 | 0 | 0 | 0 | 0 | 0 | 0 | N | South | EO
SPRGVL_2_SUCCES |  |  | Success Power Plant | CISO | N | Big Creek-Ventura |  |  | Hydro | HYDRO | WATER | 1.4 | 1.4 |  |  |  |  | 1 | 24 | 24 |  |  | 0 | 1 | 0 | 0 | 0 | 0 | 1 | 1 | 1 | 1 | 0 | 0 | 0 | 0 | Y | South | FC
SPRGVL_2_TULESC |  |  | TULE RIVER HYDRO PLANT (SCE) | CISO | N | Big Creek-Ventura | Rector, Vestal |  | Hydro | HYDRO | WATER | 2.5 | 2.5 |  |  |  |  | 1 | 24 | 24 |  |  |  |  | 0 | 0 | 0 | 0 | 0 | 0 | 0 | 0 | 0 | 0 | 0 | 0 | N | South | FC
SRINTL_6_UNIT |  |  | SRI INTERNATIONAL | CISO | N | Bay Area |  |  | CHP | COMBUSTION TURBINE | NATURAL GAS | 6.9 | 6.9 |  |  |  |  | 1 | 24 | 24 |  |  |  |  | 1.32 | 1.31 | 1.36 | 1.46 | 1.37 | 1.19 | 1.06 | 0.96 | 0.96 | 1.03 | 1.22 | 1.19 | N | North | FC
STANIS_7_UNIT 1 |  |  | STANISLAUS HYDRO | CISO | N | Stockton | Tesla-Bellota, Stanislaus |  | Hydro | HYDRO | WATER | 91 | 95 |  |  |  |  | 1 | 24 | 24 |  |  | 0 | 1 | 70.76 | 56.75 | 54.07 | 48.64 | 28 | 59 | 61.99 | 70.02 | 56.65 | 25.72 | 63.18 | 69.02 | Y | North | FC
STANTN_2_SBEBX2 |  |  | Stanton Battery Energy Storage | CISO | N | LA Basin | Western |  | Battery Storage | OTHER | LESR | 68.8 | 0 | 0.8 | 275.2 | 275.2 | 1 | 1 | 24 | 4 |  | TRUE | 137.6 | 1 | 68.8 | 68.8 | 68.8 | 68.8 | 68.8 | 68.8 | 68.8 | 68.8 | 68.8 | 68.8 | 68.8 | 68.8 | Y | South | FC
STANTN_2_STAGT1 |  |  | Stanton 1 | CISO | N | LA Basin | Western |  | Peaker | OTHER | NATURAL GAS | 49.65 | 50 |  |  |  |  | 1 | 24 | 24 |  |  | 49.65 | 1 | 49.65 | 49.65 | 49.65 | 49.65 | 49.65 | 49.65 | 49.65 | 49.65 | 49.65 | 49.65 | 49.65 | 49.65 | Y | South | FC
STANTN_2_STAGT2 |  |  | Stanton 2 | CISO | N | LA Basin | Western |  | Peaker | OTHER | NATURAL GAS | 49.65 | 50 |  |  |  |  | 1 | 24 | 24 |  |  | 49.65 | 1 | 49.65 | 49.65 | 49.65 | 49.65 | 49.65 | 49.65 | 49.65 | 49.65 | 49.65 | 49.65 | 49.65 | 49.65 | Y | South | FC
STIGCT_2_LODI |  |  | LODI STIG UNIT | CISO | N | Sierra | South of Rio Oso, South of Palermo | Y | Peaker | COMBUSTION TURBINE | NATURAL GAS | 49.9 | 51.2 |  |  |  |  | 1 | 24 | 24 |  |  | 14.5 | 1 | 49.5 | 49.5 | 49.5 | 49.5 | 49.5 | 49.5 | 49.5 | 49.5 | 49.5 | 49.5 | 49.5 | 49.5 | Y | North | FC
STOILS_1_UNITS |  |  | Chevron Richmond Refinery | CISO | N | Bay Area | Pittsburg |  | CHP | COMBINED CYCLE | NATURAL GAS | 56.2 | 0 |  |  |  |  | 1 | 24 | 24 |  |  |  |  | 0 | 0 | 8.07 | 0 | 0 | 0 | 5.33 | 9.44 | 0 | 11.34 | 6.88 | 0 | N | North | FC
STOREY_2_MDRCH2 |  |  | Madera Chowchilla 2 | CISO | N | Fresno |  |  | Hydro | HYDRO | WATER | 0.56 | 0.6 |  |  |  |  | 1 | 24 | 24 |  |  |  |  | 0 | 0.07 | 0.04 | 0.13 | 0.13 | 0.17 | 0.31 | 0.15 | 0.15 | 0.13 | 0.04 | 0 | N | North | FC
STOREY_2_MDRCH3 |  |  | Madera Chowchilla 3 | CISO | N | Fresno |  |  | Hydro | HYDRO | WATER | 0.42 | 0.5 |  |  |  |  | 1 | 24 | 24 |  |  |  |  | 0 | 0 | 0 | 0.03 | 0.1 | 0.12 | 0.23 | 0.1 | 0.07 | 0.05 | 0.04 | 0 | N | North | FC
STOREY_2_MDRCH4 |  |  | Madera Chowchilla 4 | CISO | N | Fresno |  |  | Hydro | HYDRO | WATER | 0.92 | 1 |  |  |  |  | 1 | 24 | 24 |  |  |  |  | 0 | 0.08 | 0.05 | 0.21 | 0.25 | 0.25 | 0.42 | 0.24 | 0.19 | 0.1 | 0.04 | 0 | N | North | FC
STOREY_7_MDRCHW |  |  | Madera Canal Site 980 | CISO | N | Fresno |  |  | Hydro | HYDRO | WATER | 1.84 | 3.8 |  |  |  |  | 1 | 24 | 24 |  |  |  |  | 0 | 0 | 0 | 0.43 | 0.4 | 0.46 | 0.76 | 0.46 | 0.44 | 0.25 | 0.04 | 0 | N | North | FC
STRAUS_1_STRWD1 |  |  | Strauss Wind, LLC | CISO | N | CAISO System |  |  | Wind | WIND | WIND | 95.25 | 99 |  |  |  |  | 1 | 24 | 24 |  |  |  |  | 8 | 19.32 | 21.64 | 34.85 | 39.29 | 35.79 | 35.66 | 32.94 | 20.23 | 10.83 | 6.29 | 6.16 | N | North | FC
STROUD_6_SOLAR |  |  | Stroud Solar Station | CISO | N | Fresno | Herndon | Y | Solar_Fixed | PHOTO VOLTAIC | SUN | 20 | 20 |  |  |  |  | 1 | 24 | 24 |  |  |  |  | 0.1 | 0.1 | 0.1 | 0.27 | 1.05 | 7.66 | 11.98 | 4.02 | 8.01 | 0.13 | 0.1 | 0.1 | N | North | FC
STROUD_6_WWHSR1 |  |  | Winter Wheat Solar Farm | CISO | N | Fresno | Herndon |  | Solar_1Axis | PHOTO VOLTAIC | SUN | 1.5 | 1.5 |  |  |  |  | 1 | 24 | 24 |  |  |  |  | 0 | 0 | 0 | 0 | 0 | 0 | 0 | 0 | 0 | 0 | 0 | 0 | N | North | EO
SUMWHT_6_SWSSR1 |  |  | Summer Wheat Solar Farm | CISO | N | Fresno |  | Y | Solar_1Axis | PHOTO VOLTAIC | SUN | 18.5 | 18.5 |  |  |  |  | 1 | 24 | 24 |  |  |  |  | 0.1 | 0.1 | 0.1 | 0.25 | 1.3 | 10.49 | 13.5 | 4.94 | 8.79 | 0.1 | 0.1 | 0.1 | N | North | FC
SUNCAT_2_A1ABT1 |  | ARLNTN_2_ASUSR1, SUNCAT_2_A1BBT1 | Arlington Solar Unit 1A BESS | CISO | N | CAISO System |  |  | Paired_BattStorage | OTHER | LESR | 47 | 47 | 0.876 | 188 | 188 | 1 | 1 | 24 | 4 | 131 | FALSE | 94 | 2 | 47 | 47 | 47 | 47 | 47 | 47 | 47 | 47 | 47 | 47 | 47 | 47 | Y | South | FC |  | Group name: ARLINGTON_1196_1 - Max to grid 131 MW. Co-located with ARLNTN_2_ASUSR1, SUNCAT_2_A1BBT1
SUNCAT_2_A1BBT1 |  | ARLNTN_2_ASUSR1, SUNCAT_2_A1ABT1 | Arlington Solar Unit 1B BESS | CISO | N | CAISO System |  |  | Paired_BattStorage | OTHER | LESR | 63 | 63 | 0.87 | 252 | 252 | 1 | 1 | 24 | 4 | 131 | FALSE | 126 | 2 | 63 | 63 | 63 | 63 | 63 | 63 | 63 | 63 | 63 | 63 | 63 | 63 | Y | South | FC |  | Group name: ARLINGTON_1196_1 - Max to grid 131 MW. Co-located with ARLNTN_2_ASUSR1, SUNCAT_2_A1ABT1
SUNCAT_2_A2ABT2 |  | ARLNTN_2_AR1SR1, SUNCAT_2_A2BSR2 | Arlington Solar Unit 2A BESS | CISO | N | CAISO System |  |  | Paired_BattStorage | OTHER | LESR | 132 | 132 | 0.885 | 528 | 528 | 1 | 1 | 24 | 4 | 269 | FALSE | 264 | 2 | 132 | 132 | 132 | 132 | 132 | 132 | 132 | 132 | 132 | 132 | 132 | 132 | Y | South | FC |  | Group name: ARLINGTON_1196_2 - Max to grid 269 MW. Co-located with SUNCAT_2_A2ABT2, ARLNTN_2_AR1SR1
SUNCAT_2_A2BSR2 |  | ARLNTN_2_AR1SR1, SUNCAT_2_A2ABT2 | Arlington Solar Unit 2B | CISO | N | CAISO System |  |  | Paired_Solar_1Axis | PHOTO VOLTAIC | SUN | 133 | 133 |  |  |  |  | 1 | 24 | 24 | 269 |  |  |  | 0.1 | 0.1 | 0.1 | 0.63 | 4.28 | 56.56 | 89.5 | 26.99 | 51.81 | 0.23 | 0.1 | 0.1 | N | South | FC |  | Group name: ARLINGTON_1196_2 - Max to grid 269 MW. Co-located with SUNCAT_2_A2ABT2, ARLNTN_2_AR1SR1
SUNRIS_2_PL1X3 |  |  | Sunrise Power Project AGGREGATE II | CISO | N | CAISO System |  | Y | CCGT | COMBINED CYCLE | NATURAL GAS | 586.02 | 0 |  |  |  |  | 1 | 24 | 24 |  |  | 491.02 | 1 | 586.02 | 586.02 | 586.02 | 586.02 | 586.02 | 586.02 | 586.02 | 586.02 | 586.02 | 586.02 | 586.02 | 586.02 | Y | North | FC
SUNSET_2_UNITS |  |  | MIDWAY SUNSET COGENERATION PLANT | CISO | N | CAISO System |  | Y | CHP | FTUR | NATURAL GAS | 248 | 291 |  |  |  |  | 1 | 24 | 24 |  |  | 231 | 1 | 248 | 248 | 248 | 245 | 240 | 234 | 229 | 229 | 231 | 243 | 246 | 248 | Y | North | FC
SUNSHN_2_LNDFL |  |  | Sunshine Gas Producers | CISO | N | Big Creek-Ventura |  |  | Biogas | COMBUSTION TURBINE | BIOGAS | 20 | 0 |  |  |  |  | 1 | 24 | 24 |  |  |  |  | 16.51 | 16.74 | 16.29 | 15.15 | 16.68 | 14.36 | 15.33 | 15.5 | 15.44 | 14.79 | 14.45 | 16.48 | N | South | FC
SUNSLR_1_SSVSR1 |  |  | Sunshine Valley Solar 1 | CISO | N | CAISO System |  |  | Solar_1Axis | PHOTO VOLTAIC | SUN | 100 | 100 |  |  |  |  | 1 | 24 | 24 |  |  |  |  | 0.1 | 0.1 | 0.1 | 0.48 | 3.22 | 42.52 | 67.29 | 20.3 | 38.96 | 0.18 | 0.1 | 0.1 | N | South | FC
SUNSPT_2_WNASR1 |  |  | Windhub Solar A | CISO | N | CAISO System |  |  | Solar_1Axis | PHOTO VOLTAIC | SUN | 20 | 20 |  |  |  |  | 1 | 24 | 24 |  |  |  |  | 0.1 | 0.1 | 0.1 | 0.1 | 0.64 | 8.5 | 13.46 | 4.06 | 7.79 | 0.1 | 0.1 | 0.1 | N | South | FC
SUNST2_5_SS2SR1 |  |  | Sun Streams Solar 2 | CISO | N | CAISO System |  |  | Solar_1Axis | PHOTO VOLTAIC | SUN | 150 | 150 |  |  |  |  | 1 | 24 | 24 |  |  |  |  | 0.1 | 0.1 | 0.1 | 0.71 | 4.83 | 63.79 | 100.94 | 30.45 | 58.43 | 0.26 | 0.1 | 0.1 | N | South | FC
SUNSTR_5_SS1SCEDYN |  |  | Sunstream Solar 1 | AZPS | Y | Import |  |  | Solar_1Axis | PHOTO VOLTAIC | SUN | 150 | 0 |  |  |  |  | 1 | 24 | 24 |  |  |  |  | 0.1 | 0.1 | 0.1 | 0.71 | 4.83 | 63.79 | 100.94 | 30.45 | 58.43 | 0.26 | 0.1 | 0.1 |  | South | IAR
SUTTER_2_CISO |  |  | Sutter Power Plant Pseudo-CISO | BANC | Y | Import |  |  | CCGT | COMBINED CYCLE | NATURAL GAS | 275 | 280 |  |  |  |  | 1 | 24 | 24 |  |  | 95 | 1 | 275 | 275 | 275 | 275 | 275 | 275 | 275 | 275 | 275 | 275 | 275 | 275 |  | North | IAR
SYCAMR_2_UNIT 1 |  |  | Sycamore Cogeneration Unit 1 | CISO | N | Big Creek-Ventura |  |  | CHP | FTUR | NATURAL GAS | 74 | 90 |  |  |  |  | 1 | 24 | 24 |  |  | 73.69 | 1 | 74 | 74 | 74 | 74 | 74 | 74 | 74 | 74 | 73.69 | 74 | 72.76 | 73.93 | Y | South | FC
SYCAMR_2_UNIT 2 |  |  | Sycamore Cogeneration Unit 2 | CISO | N | Big Creek-Ventura |  |  | Peaker | FTUR | NATURAL GAS | 76 | 90 |  |  |  |  | 1 | 24 | 24 |  |  | 76 | 1 | 76 | 76 | 76 | 76 | 76 | 76 | 76 | 76 | 76 | 76 | 76 | 76 | Y | South | FC
SYCAMR_2_UNIT 3 |  |  | Sycamore Cogeneration Unit 3 | CISO | N | Big Creek-Ventura |  |  | CHP | FTUR | NATURAL GAS | 74 | 90 |  |  |  |  | 1 | 24 | 24 |  |  | 74 | 1 | 74 | 74 | 74 | 74 | 74 | 74 | 74 | 74 | 74 | 74 | 74 | 74 | Y | South | FC
SYCAMR_2_UNIT 4 |  |  | Sycamore Cogeneration Unit 4 | CISO | N | Big Creek-Ventura |  |  | Peaker | FTUR | NATURAL GAS | 76 | 90 |  |  |  |  | 1 | 24 | 24 |  |  | 76 | 1 | 76 | 76 | 76 | 76 | 76 | 76 | 76 | 76 | 76 | 76 | 76 | 76 | Y | South | FC
TAHOE_2_THOBT1 |  |  | Tahoe 1 | CISO | N | CAISO System |  |  | Battery Storage | OTHER | LESR | 60.04 | 60 | 0.8 | 240.16 | 240.16 | 1 | 1 | 24 | 4 |  | TRUE | 120.14 | 1 | JUL: 60; AUG: 60; SEP: 60; OCT: 60; NOV: 60; DEC: 60 | Y | South | ID | 60 | Q1339 - PCDS to 60 MWs - Waiting for Lugo Victorville CRAS. |  | 60
TAHOE_2_THOBT2 |  |  | Tahoe 2 | CISO | N | CAISO System |  |  | Battery Storage | OTHER | LESR | 109.06 | 109 | 0.8 | 436.24 | 436.24 | 1 | 1 | 24 | 4 |  | TRUE | 218.02 | 1 | JUL: 109; AUG: 109; SEP: 109; OCT: 109; NOV: 109; DEC: 109 | Y | South | ID | 109 | Q1339 - PCDS to 109 MWs - Waiting for Lugo Victorville CRAS. |  | 109
TAHOE_2_THOBT3 |  |  | Tahoe 3 | CISO | N | CAISO System |  |  | Battery Storage | OTHER | LESR | 110.1 | 110 | 0.8 | 440.4 | 440.4 | 1 | 1 | 24 | 4 |  | TRUE | 220.68 | 1 | JUL: 110; AUG: 110; SEP: 110; OCT: 110; NOV: 110; DEC: 110 | Y | South | ID | 110 | Q1339 - PCDS to 110 MWs - Waiting for Lugo Victorville CRAS. |  | 110
TANHIL_6_SOLART |  |  | Berry Cogen 18 | CISO | N | CAISO System |  | Y | CHP | FTUR | NATURAL GAS | 17 | 17 |  |  |  |  | 1 | 24 | 24 |  |  |  |  | 11.51 | 11.94 | 12.05 | 12.2 | 12.33 | 11.78 | 11.58 | 11.54 | 11.6 | 12.03 | 11.07 | 11.35 | N | North | FC
TBLMTN_6_QF |  |  | SMALL QF AGGREGATION - PARADISE | CISO | N | CAISO System |  |  | Hydro | HYDRO | WATER | 1.7 | 5.8 |  |  |  |  | 1 | 24 | 24 |  |  |  |  | 0.22 | 0.24 | 0.22 | 0.25 | 0.25 | 0.18 | 0.2 | 0.21 | 0.21 | 0.2 | 0.21 | 0.23 | N | North | FC
TECOLOTE_3_WBDYN |  |  | TECOLOTE WIND | PNM | Y | Import |  |  | Wind | WIND | WIND | 271.68 | 0 |  |  |  |  | 1 | 24 | 24 |  |  |  |  | 112.07 | 133.56 | 141.27 | 138.56 | 114.11 | 120.25 | 92.37 | 84.22 | 81.5 | 91.01 | 83.57 | 103.24 |  | South | IAR
TEHAPI_2_PW1WD1 |  |  | Point Wind 1 | CISO | N | CAISO System |  |  | Wind | WIND | WIND | 47.49 | 47.5 |  |  |  |  | 1 | 24 | 24 |  |  |  |  | 3.99 | 9.63 | 10.79 | 17.37 | 19.59 | 17.84 | 17.78 | 16.42 | 10.08 | 5.4 | 3.14 | 3.07 | N | South | FC
TEHAPI_2_PW2WD2 |  |  | Point Wind 2 | CISO | N | CAISO System |  |  | Wind | WIND | WIND | 14.4 | 14.4 |  |  |  |  | 1 | 24 | 24 |  |  |  |  | 1.21 | 2.92 | 3.27 | 5.27 | 5.94 | 5.41 | 5.39 | 4.98 | 3.06 | 1.64 | 0.95 | 0.93 | N | South | FC
TEHAPI_2_WIND1 |  |  | Wind Wall Monolith 1 | CISO | N | CAISO System |  |  | Wind | WIND | WIND | 19.85 | 19.85 |  |  |  |  | 1 | 24 | 24 |  |  |  |  | 1.67 | 4.03 | 4.51 | 7.26 | 8.19 | 7.46 | 7.43 | 6.86 | 4.21 | 2.26 | 1.31 | 1.28 | N | South | FC
TEHAPI_2_WIND2 |  |  | Wind Wall Monolith 2 | CISO | N | CAISO System |  |  | Wind | WIND | WIND | 23.66 | 22.5 |  |  |  |  | 1 | 24 | 24 |  |  |  |  | 1.99 | 4.8 | 5.37 | 8.66 | 9.76 | 8.89 | 8.86 | 8.18 | 5.02 | 2.69 | 1.56 | 1.53 | N | South | FC
TENGEN_2_PL1X2 |  |  | Placerita Canyon Cogen | CISO | N | Big Creek-Ventura |  |  | CHP | COMBUSTION TURBINE | NATURAL GAS | 37.7 | 0 |  |  |  |  | 1 | 24 | 24 |  |  | 0 | 1 | 37.7 | 37.7 | 37.7 | 37.7 | 37.7 | 37.7 | 37.7 | 37.7 | 37.7 | 37.7 | 37.7 | 37.7 | Y | South | FC
TERMEX_2_PL1X3 |  |  | TDM | CISO | N | San Diego-IV |  |  | CCGT | COMBINED CYCLE | NATURAL GAS | 625 | 0 |  |  |  |  | 1 | 24 | 24 |  |  | 436 | 1 | 605 | 605 | 605 | 605 | 601 | 593 | 591 | 593 | 596 | 605 | 605 | 605 | Y | South | FC
TESLA_1_QF |  |  | SMALL QF AGGREGATION - STOCKTON | CISO | N | CAISO System |  |  | CHP | OTHER | OTHER | 2 | 5 |  |  |  |  | 1 | 24 | 24 |  |  |  |  | 0.25 | 0.23 | 0.3 | 0.27 | 0.16 | 0.28 | 0.21 | 0.18 | 0.15 | 0.08 | 0.04 | 0.09 | N | North | FC
TIDWTR_2_UNITS |  |  | MARTINEZ COGEN LIMITED PARTNERSHIP | CISO | N | Bay Area | Pittsburg | Y | CHP | FTUR | NATURAL GAS | 114.8 | 114.8 |  |  |  |  | 1 | 24 | 24 |  |  |  |  | 38 | 38 | 38 | 38 | 38 | 38 | 38 | 38 | 38 | 38 | 38 | 38 | N | North | FC
TIFFNY_1_DILLON |  |  | TIFFNY_1_DILLON | CISO | N | LA Basin | Eastern, Valley-Devers |  | Wind | WIND | WIND | 45 | 45 |  |  |  |  | 1 | 24 | 24 |  |  |  |  | 3.78 | 9.13 | 10.22 | 16.46 | 18.56 | 16.91 | 16.85 | 15.56 | 9.56 | 5.12 | 2.97 | 2.91 | N | South | FC
TIGRCK_7_UNITS |  |  | TIGER CREEK HYDRO AGGREGATE | CISO | N | CAISO System |  |  | Hydro | HYDRO | WATER | 62 | 0 |  |  |  |  | 1 | 24 | 24 |  |  | 0 | 1 | 31.78 | 8.3 | 7.14 | 0 | 18.58 | 36.84 | 38.48 | 43.58 | 37.18 | 31.4 | 36.8 | 37 | Y | North | FC
TITANS_2_TTSSR1 |  |  | Titan Solar 1 Pseudo | IID | Y | Import |  |  | Solar_1Axis | PHOTO VOLTAIC | SUN | 70 | 70 |  |  |  |  | 1 | 24 | 24 |  |  |  |  | 0.1 | 0.1 | 0.1 | 0.33 | 2.25 | 29.77 | 47.11 | 14.21 | 27.27 | 0.12 | 0.1 | 0.1 |  | South | IAR
TKOPWR_6_HYDRO |  |  | Bear Creek Hydroelectric Project | CISO | N | CAISO System |  |  | Hydro | HYDRO | WATER | 2.83 | 3.2 |  |  |  |  | 1 | 24 | 24 |  |  |  |  | 1.03 | 0.59 | 0.63 | 0.86 | 0.2 | 0.01 | 0 | 0 | 0 | 0.04 | 0.04 | 0.14 | N | North | FC
TMPLTN_2_SOLAR |  |  | Vintner Solar | CISO | N | CAISO System |  |  | Solar_Fixed | PHOTO VOLTAIC | SUN | 1.5 | 1.5 |  |  |  |  | 1 | 24 | 24 |  |  |  |  | 0.1 | 0.1 | 0.1 | 0.1 | 0.1 | 0.57 | 0.9 | 0.3 | 0.6 | 0.1 | 0.1 | 0.1 | N | North | FC
TOADTW_6_UNIT |  |  | TOAD TOWN | CISO | N | CAISO System |  |  | Hydro | HYDRO | WATER | 1.5 | 1.5 |  |  |  |  | 1 | 24 | 24 |  |  |  |  | 0.22 | 0.38 | 0.3 | 0.37 | 0.31 | 0.39 | 0.44 | 0.4 | 0.11 | 0.03 | 0.12 | 0.05 | N | North | FC
TOPAZ_2_SOLAR |  |  | Topaz Solar Farms | CISO | N | CAISO System |  |  | Solar_Fixed | PHOTO VOLTAIC | SUN | 550 | 550 |  |  |  |  | 1 | 24 | 24 |  |  |  |  | 0.1 | 0.1 | 0.11 | 7.37 | 28.83 | 210.72 | 329.52 | 110.53 | 220.4 | 3.57 | 0.1 | 0.1 | N | North | FC
TORTLA_1_SOLAR |  |  | Longboat Solar | CISO | N | CAISO System |  | Y | Solar_1Axis | PHOTO VOLTAIC | SUN | 20 | 20 |  |  |  |  | 1 | 24 | 24 |  |  |  |  | 0.1 | 0.1 | 0.1 | 0.1 | 0.64 | 8.5 | 13.46 | 4.06 | 7.79 | 0.1 | 0.1 | 0.1 | N | South | FC
TOWNSITE_2_MEADDYN | TOWNSITE_2_MEADDYN_LESR |  | Townsite Solar BESS | WALC | Y | Import |  |  | Hybrid_BattStorage | OTHER | HYBD | 90 | 0 | 0.8 | 360 | 360 | 1 | 1 | 24 | 4 | 180 | FALSE | 90 | 2 | 90 | 90 | 90 | 90 | 90 | 90 | 76.73 | 90 | 90 | 90 | 90 | 90 |  | South | IAR
TOWNSITE_2_MEADDYN | TOWNSITE_2_MEADDYN_SUN |  | Townsite Solar BESS | WALC | Y | Import |  |  | Hybrid_Solar_1Axis | OTHER | HYBD | 180 | 0 |  |  |  |  | 1 | 24 | 24 | 180 |  | 90 | 2 | 0.1 | 0.1 | 0.1 | 0.86 | 5.79 | 76.54 | 103.27 | 36.53 | 70.12 | 0.32 | 0.1 | 0.1 |  | South | IAR
TRNQL8_2_AMASR1 |  |  | Tranquillity 8 Amarillo | CISO | N | Fresno |  |  | Solar_1Axis | PHOTO VOLTAIC | SUN | 20 | 20 |  |  |  |  | 1 | 24 | 24 |  |  |  |  | 0.1 | 0.1 | 0.1 | 0.27 | 1.41 | 11.34 | 14.59 | 5.34 | 9.5 | 0.1 | 0.1 | 0.1 | N | North | FC
TRNQL8_2_AZUSR1 |  |  | Tranquillity 8 Azul | CISO | N | Fresno |  |  | Solar_1Axis | PHOTO VOLTAIC | SUN | 20 | 20 |  |  |  |  | 1 | 24 | 24 |  |  |  |  | 0.1 | 0.1 | 0.1 | 0.27 | 1.41 | 11.34 | 14.59 | 5.34 | 9.5 | 0.1 | 0.1 | 0.1 | N | North | FC
TRNQL8_2_ROJSR1 |  |  | Tranquillity 8 Rojo | CISO | N | Fresno |  |  | Solar_1Axis | PHOTO VOLTAIC | SUN | 100 | 100 |  |  |  |  | 1 | 24 | 24 |  |  |  |  | 0.1 | 0.1 | 0.1 | 1.36 | 7.03 | 56.7 | 72.97 | 26.72 | 47.51 | 0.38 | 0.1 | 0.1 | N | North | FC
TRNQL8_2_VERSR1 |  |  | Tranquillity 8 Verde | CISO | N | Fresno |  |  | Solar_1Axis | PHOTO VOLTAIC | SUN | 60 | 60 |  |  |  |  | 1 | 24 | 24 |  |  |  |  | 0.1 | 0.1 | 0.1 | 0.82 | 4.22 | 34.02 | 43.78 | 16.03 | 28.51 | 0.23 | 0.1 | 0.1 | N | North | FC
TRNQLT_2_RETBT1 |  | TRNQLT_2_SOLAR | RE Tranquillity BESS | CISO | N | Fresno |  |  | Paired_BattStorage | OTHER | LESR | 72 | 0 | 0.8759 | 288 | 806.8422 | 2.8015 | 1 | 24 | 11.2061 | 200 | FALSE | 144 | 1 | 72 | 72 | 72 | 72 | 72 | 72 | 72 | 72 | 72 | 72 | 72 | 72 | Y | North | FC |  | Group name: TRANQUILLITY_643W - Max to grid 200 MW. Co-located with TRNQLT_2_SOLAR
TRNQLT_2_SOLAR |  | TRNQLT_2_RETBT1 | Tranquillity | CISO | N | Fresno |  | Y | Paired_Solar_Fixed | PHOTO VOLTAIC | SUN | 200 | 200 |  |  |  |  | 1 | 24 | 24 | 200 |  |  |  | 0.1 | 0.1 | 0.1 | 2.68 | 10.48 | 76.62 | 119.83 | 40.19 | 80.14 | 1.3 | 0.1 | 0.1 | N | North | FC |  | Group name: TRANQUILLITY_643W - Max to grid 200 MW. Co-located with TRNQLT_2_RETBT1
TRNSWD_1_QF |  |  | FPL Energy C Wind | CISO | N | LA Basin | Eastern, Valley-Devers |  | Wind | WIND | WIND | 38.97 | 40 |  |  |  |  | 1 | 24 | 24 |  |  |  |  | 3.27 | 7.9 | 8.85 | 14.26 | 16.08 | 14.64 | 14.59 | 13.48 | 8.27 | 4.43 | 2.57 | 2.52 | N | South | FC
TULARE_2_TULBM1 |  |  | Tulare BioMAT Fuel Cell | CISO | N | Big Creek-Ventura |  |  | Biogas | OTHER | BIOGAS | 2.8 | 2.8 |  |  |  |  | 1 | 24 | 24 |  |  |  |  | 0 | 0 | 0 | 0 | 0 | 0 | 0 | 0 | 0 | 0 | 0 | 0 | N | South | EO
TULEWD_1_TULWD1 |  |  | Tule Wind | CISO | N | San Diego-IV | Eastern, Valley-Devers |  | Wind | WIND | WIND | 130.5 | 131.1 |  |  |  |  | 1 | 24 | 24 |  |  |  |  | 10.96 | 26.46 | 29.64 | 47.74 | 53.84 | 49.04 | 48.86 | 45.12 | 27.71 | 14.84 | 8.62 | 8.44 | N | South | FC |  | Phase I (131.1 MW) is FC, Phase II (69 MW) will be EO
TULLCK_7_UNITS |  |  | Tullock Hydro | CISO | N | Stockton | Tesla-Bellota |  | Hydro |  | WATER | 25.9 | 0 |  |  |  |  | 1 | 24 | 24 |  |  |  |  | 3.69 | 4.3 | 12.5 | 17.98 | 20.76 | 23.48 | 22.31 | 20.44 | 13.23 | 9.61 | 1.62 | 2.42 | N | North | FC
TUMBWD_2_WISBT3 |  |  | Willow Springs Solar 3 | CISO | N | CAISO System |  |  | Battery Storage | OTHER | LESR | 50 | 50 | 0.8 | 200 | 200 | 1 | 1 | 24 | 4 |  | TRUE | 100 | 2 | 50 | 50 | 50 | 50 | 50 | 50 | 50 | 50 | 50 | 50 | 50 | 50 | Y | South | ID | 100% | Q1076 - Waiting for Whirlwind CRAS and Tehachapi CRAS. | 1
TUMBWD_2_WISBT4 |  |  | Willow Springs Solar 4 | CISO | N | CAISO System |  |  | Battery Storage | OTHER | LESR | 74.97 | 75 | 0.8 | 299.88 | 299.88 | 1 | 1 | 24 | 4 |  | TRUE | 149.82 | 1 | 74.82 | 74.82 | 74.82 | 74.82 | 74.82 | 74.82 | 74.82 | 74.82 | 74.82 | 74.82 | 74.82 | 74.82 | Y | South | ID | 100% | Q1217 - 75 MW 4 hour battery - Waiting for Whirldwind CRAS and Techachapi CRAS. | 1
TUPMAN_1_BIOGAS |  |  | ABEC Bidart-Stockale #1 | CISO | N | CAISO System |  |  | Biogas | RECIPROCATING ENGINE | BIOGAS | 0.6 | 0.6 |  |  |  |  | 1 | 24 | 24 |  |  |  |  | 0.3 | 0.3 | 0.3 | 0.32 | 0.33 | 0.35 | 0.34 | 0.34 | 0.36 | 0.33 | 0.36 | 0.36 | N | North | FC
TVYVLY_6_KRSHY1 |  |  | Kings River Syphon | CISO | N | Fresno |  |  | Hydro | HYDRO | WATER | 1.3 | 1.3 |  |  |  |  | 1 | 24 | 24 |  |  | 0 | 1 | 0.3 | 0.36 | 0 | 0 | 0 | 0.2 | 0.25 | 0.32 | 0.25 | 0.19 | 0 | 0.32 | Y | North | FC
TWISSL_6_SOLAR |  |  | Nickel 1 ("NLH1") | CISO | N | CAISO System |  | Y | Solar_Fixed | PHOTO VOLTAIC | SUN | 1.5 | 1.5 |  |  |  |  | 1 | 24 | 24 |  |  |  |  | 0.1 | 0.1 | 0.1 | 0.1 | 0.1 | 0.57 | 0.9 | 0.3 | 0.6 | 0.1 | 0.1 | 0.1 | N | North | FC
TWISSL_6_SOLAR1 |  |  | Coronal Lost Hills | CISO | N | CAISO System |  | Y | Solar_1Axis | PHOTO VOLTAIC | SUN | 20 | 20 |  |  |  |  | 1 | 24 | 24 |  |  |  |  | 0.1 | 0.1 | 0.1 | 0.27 | 1.41 | 11.34 | 14.59 | 5.34 | 9.5 | 0.1 | 0.1 | 0.1 | N | North | FC
TX-ELK_6_ECKSR2 |  |  | Eagle Creek | CISO | N | CAISO System |  |  | Solar_1Axis | PHOTO VOLTAIC | SUN | 3 | 3 |  |  |  |  | 1 | 24 | 24 |  |  |  |  | 0 | 0 | 0 | 0 | 0 | 0 | 0 | 0 | 0 | 0 | 0 | 0 | N | North | EO
TX-ELK_6_SOLAR1 |  |  | Castor | CISO | N | CAISO System |  | Y | Solar_1Axis | PHOTO VOLTAIC | SUN | 1.5 | 1.5 |  |  |  |  | 1 | 24 | 24 |  |  |  |  | 0 | 0 | 0 | 0 | 0 | 0 | 0 | 0 | 0 | 0 | 0 | 0 | N | North | EO
TXMCKT_6_UNIT |  |  | McKittrick Cogen | CISO | N | CAISO System |  | Y | CHP | FTUR | NATURAL GAS | 11.2 | 11.2 |  |  |  |  | 1 | 24 | 24 |  |  |  |  | 3.66 | 4.08 | 3.69 | 4.58 | 4.18 | 4 | 3.98 | 3.74 | 3.64 | 2.96 | 3.05 | 3.96 | N | North | FC
UKIAH_7_LAKEMN |  |  | UKIAH LAKE MENDOCINO HYDRO | CISO | N | NCNB | Eagle Rock, Fulton |  | Hydro | HYDRO | WATER | 3.5 | 3.5 |  |  |  |  | 1 | 24 | 24 |  |  | 1.7 | 1 | 1.7 | 1.7 | 1.7 | 1.7 | 1.7 | 1.7 | 1.7 | 1.7 | 1.7 | 1.7 | 1.7 | 1.7 | Y | North | FC
ULTPCH_1_UNIT 1 |  |  | Pacific Ultrapower Chinese Station | CISO | N | Stockton | Tesla-Bellota, Stanislaus |  | Biomass/Wood | STEAM | BIOMASS | 18 | 25.3 |  |  |  |  | 1 | 24 | 24 |  |  |  |  | 15.48 | 17.36 | 15.64 | 15.76 | 17.72 | 11.93 | 17.36 | 17.8 | 17 | 15.1 | 15.8 | 17.62 | N | North | FC
ULTPFR_1_UNIT 1 |  |  | Rio Bravo Fresno | CISO | N | Fresno | Herndon | Y | Biomass/Wood | STEAM | BIOMASS | 24.3 | 30.5 |  |  |  |  | 1 | 24 | 24 |  |  |  |  | 21.12 | 21.86 | 22.98 | 15.43 | 23.18 | 22.01 | 23.01 | 16.36 | 13.29 | 15.17 | 18.28 | 21.68 | N | North | FC
ULTRCK_2_UNIT |  |  | Rio Bravo Rocklin | CISO | N | Sierra | Drum-Rio Oso, South of Rio Oso, South of Palermo |  | Biomass/Wood | STEAM | BIOMASS | 24.4 | 28.8 |  |  |  |  | 1 | 24 | 24 |  |  |  |  | 15.06 | 21.43 | 22.9 | 18.1 | 21.95 | 23.51 | 21.3 | 22.94 | 18.9 | 18.27 | 23.76 | 21.94 | N | North | FC
UNOCAL_1_UNITS |  |  | TOSCO (RODEO PLANT) | CISO | N | Bay Area | Pittsburg | Y | CHP | FTUR | NATURAL GAS | 49.85 | 57.3 |  |  |  |  | 1 | 24 | 24 |  |  |  |  | 3.32 | 5.18 | 4.37 | 1.93 | 1.74 | 4.02 | 2.63 | 2.13 | 2.7 | 4.43 | 2.92 | 2.86 | N | North | FC
UNVRSY_1_UNIT 1 |  |  | Berry Cogen 38 - Unit 1 | CISO | N | CAISO System |  | Y | CHP | FTUR | NATURAL GAS | 38 | 38 |  |  |  |  | 1 | 24 | 24 |  |  |  |  | 34.17 | 32.65 | 26.68 | 27.28 | 34.23 | 33.48 | 33.18 | 32.93 | 32.98 | 30.27 | 34.39 | 34.17 | N | North | FC
USWND2_1_WIND1 |  |  | Golden Hills A | CISO | N | CAISO System |  |  | Wind | WIND | WIND | 42.96 | 43 |  |  |  |  | 1 | 24 | 24 |  |  |  |  | 2.44 | 3.65 | 7.61 | 15.09 | 19.82 | 18.33 | 18.45 | 13.05 | 10.57 | 4.7 | 1.73 | 2.37 | N | North | FC
USWND2_1_WIND2 |  |  | Golden Hills B | CISO | N | CAISO System |  |  | Wind | WIND | WIND | 42.96 | 43 |  |  |  |  | 1 | 24 | 24 |  |  |  |  | 2.44 | 3.65 | 7.61 | 15.09 | 19.82 | 18.33 | 18.45 | 13.05 | 10.57 | 4.7 | 1.73 | 2.37 | N | North | FC
USWND2_1_WIND3 |  |  | Golden Hills C | CISO | N | CAISO System |  |  | Wind | WIND | WIND | 46 | 46 |  |  |  |  | 1 | 24 | 24 |  |  |  |  | 2.61 | 3.91 | 8.15 | 16.16 | 21.22 | 19.63 | 19.75 | 13.98 | 11.32 | 5.03 | 1.85 | 2.54 | N | North | FC
USWND4_2_UNIT2 |  |  | Altamont Landfill Gas to Energy | CISO | N | CAISO System |  |  | Biogas | COMBUSTION TURBINE | BIOGAS | 7.4 | 7.4 |  |  |  |  | 1 | 24 | 24 |  |  | 7.4 | 1 | 7.4 | 7.4 | 7.35 | 6.41 | 7.4 | 7.4 | 7.4 | 7.4 | 7.4 | 7.23 | 7.4 | 7.4 | Y | North | FC
USWNDR_2_LABWD1 |  |  | LaBrisa Wind Project | CISO | N | Bay Area | Contra Costa | Y | Wind | WIND | WIND | 9 | 9 |  |  |  |  | 1 | 24 | 24 |  |  |  |  | 0.51 | 0.76 | 1.59 | 3.16 | 4.15 | 3.84 | 3.86 | 2.73 | 2.21 | 0.98 | 0.36 | 0.5 | N | North | FC
USWPFK_6_FRICK |  |  | Frick Summit Wind Repower | CISO | N | Bay Area | Contra Costa |  | Wind | WIND | WIND | 10 | 10 |  |  |  |  | 1 | 24 | 24 |  |  |  |  | 0.57 | 0.85 | 1.77 | 3.51 | 4.61 | 4.27 | 4.29 | 3.04 | 2.46 | 1.09 | 0.4 | 0.55 | N | North | FC
USWPJR_2_UNITS |  |  | Vasco Wind | CISO | N | Bay Area | Contra Costa |  | Wind | WIND | WIND | 78.2 | 78.2 |  |  |  |  | 1 | 24 | 24 |  |  |  |  | 4.44 | 6.64 | 13.86 | 27.47 | 36.07 | 33.37 | 33.58 | 23.76 | 19.24 | 8.55 | 3.15 | 4.32 | N | North | FC
VACADX_1_SOLAR |  |  | Vaca-Dixon Solar Station | CISO | N | CAISO System |  |  | Solar_Fixed | PHOTO VOLTAIC | SUN | 2.5 | 2.5 |  |  |  |  | 1 | 24 | 24 |  |  |  |  | 0.1 | 0.1 | 0.1 | 0.1 | 0.13 | 0.96 | 1.5 | 0.5 | 1 | 0.1 | 0.1 | 0.1 | N | North | FC
VACADX_1_UNITA1 |  |  | CalPeak Power Vaca Dixon Unit 1 | CISO | N | CAISO System |  |  | Peaker | COMBUSTION TURBINE | NATURAL GAS | 51.91 | 57 |  |  |  |  | 1 | 24 | 24 |  |  | 50.61 | 1 | 50.61 | 50.61 | 50.61 | 50.61 | 50.61 | 50.61 | 50.61 | 50.61 | 50.61 | 50.61 | 50.61 | 50.61 | Y | North | PD | 50.61 |  |  | 50.61
VALLEY_5_ORTBT1 |  |  | Ortega Grid | CISO | N | LA Basin |  |  | Battery Storage | OTHER | LESR | 20 | 20 | 0.8 | 80 | 80 | 1 | 1 | 24 | 4 |  | TRUE | 30 | 1 | JUL: 10; AUG: 10; SEP: 10; OCT: 10; NOV: 10; DEC: 10 | Y | South | FC
VALLEY_5_PERRIS |  |  | MWD Perris Hydroelectric Recovery Plant | CISO | N | LA Basin | Eastern, Valley, Valley-Devers |  | Hydro | HYDRO | WATER | 7.94 | 7.9 |  |  |  |  | 1 | 24 | 24 |  |  | 0 | 1 | 1.6 | 0 | 0 | 0 | 0 | 0 | 2.4 | 2.4 | 0 | 0 | 0 | 0 | Y | South | FC
VALLEY_5_REDMTN |  |  | MWD Red Mountain Hydroelectric Recovery | CISO | N | LA Basin | Eastern, Valley, Valley-Devers |  | Hydro | HYDRO | WATER | 5.9 | 5.9 |  |  |  |  | 1 | 24 | 24 |  |  |  |  | 1.49 | 1.39 | 0.46 | 1.37 | 2.28 | 2.63 | 2.26 | 2.63 | 2.91 | 3.14 | 2.36 | 2.5 | N | South | FC
VALLEY_5_SOLAR1 |  |  | Kona Solar - Meridian #1 | CISO | N | LA Basin | Eastern, Valley, Valley-Devers | Y | Solar_1Axis | PHOTO VOLTAIC | SUN | 1.49 | 1.5 |  |  |  |  | 1 | 24 | 24 |  |  |  |  | 0 | 0 | 0 | 0 | 0 | 0 | 0 | 0 | 0 | 0 | 0 | 0 | N | South | EO
VALLEY_5_SOLAR2 |  |  | AP North Lake Solar | CISO | N | LA Basin | Eastern, Valley, Valley-Devers |  | Solar_1Axis | PHOTO VOLTAIC | SUN | 20 | 20 |  |  |  |  | 1 | 24 | 24 |  |  |  |  | 0.1 | 0.1 | 0.1 | 0.1 | 0.64 | 8.5 | 13.46 | 4.06 | 7.79 | 0.1 | 0.1 | 0.1 | N | South | FC
VALTNE_2_AVASR1 |  |  | Valentine Solar | CISO | N | CAISO System |  |  | Solar_1Axis | PHOTO VOLTAIC | SUN | 100 | 100 |  |  |  |  | 1 | 24 | 24 |  |  |  |  | 0.1 | 0.1 | 0.1 | 0.48 | 3.22 | 42.52 | 67.29 | 20.3 | 38.96 | 0.18 | 0.1 | 0.1 | N | South | FC
VALTNE_2_TBBBT1 | VALTNE_2_TBBBT1_LESR |  | Tropico Solar Big Beau | CISO | N | CAISO System |  |  | Hybrid_BattStorage | OTHER | HYBD | 18 | 58 | 0.8 | 72 | 72 | 1 | 1 | 24 | 4 | 58 | FALSE | 18 | 1 | 18 | 18 | 18 | 18 | 18 | 18 | 18 | 18 | 18 | 18 | 18 | 18 | Y | South | ID | 100% | Q1329-Q602 - Waiting for Tehachapi cRAS and Whirlwind cRAS - Hybrid 58 MW max to grid - 18 MW BESS and 58 MW PV - part of an original project with 92perc. IDS | 1
VALTNE_2_TBBBT1 | VALTNE_2_TBBBT1_SUN |  | Tropico Solar Big Beau | CISO | N | CAISO System |  |  | Hybrid_Solar_1Axis | OTHER | HYBD | 58 | 58 |  |  |  |  | 1 | 24 | 24 | 58 |  | 18 | 1 | 0.1 | 0.1 | 0.1 | 0.28 | 1.87 | 24.66 | 39.03 | 11.77 | 22.59 | 0.1 | 0.1 | 0.1 | Y | South | ID | 100% | Q1329-Q602 - Waiting for Tehachapi cRAS and Whirlwind cRAS - Hybrid 58 MW max to grid - 18 MW BESS and 58 MW PV - part of an original project with 92perc. IDS | 1
VALTNE_2_TRSBT1 | VALTNE_2_TRSBT1_LESR |  | Tropico Solar | CISO | N | CAISO System |  |  | Hybrid_BattStorage | OTHER | HYBD | 22 | 70 | 0.8 | 88 | 88 | 1 | 1 | 24 | 4 | 70 | FALSE | 22 | 1 | 22 | 22 | 22 | 22 | 22 | 22 | 22 | 22 | 22 | 22 | 22 | 22 | Y | South | ID | 100% | Q1329 - Waiting for Tehachapi cRAS and Whirlwind cRAS - Hybrid 70 MW max to grid - 22 MW BESS and 70 MW PV - part of an original project with 92perc. IDS | 1
VALTNE_2_TRSBT1 | VALTNE_2_TRSBT1_SUN |  | Tropico Solar | CISO | N | CAISO System |  |  | Hybrid_Solar_1Axis | OTHER | HYBD | 70 | 70 |  |  |  |  | 1 | 24 | 24 | 70 |  | 22 | 1 | 0.1 | 0.1 | 0.1 | 0.33 | 2.25 | 29.77 | 47.11 | 14.21 | 27.27 | 0.12 | 0.1 | 0.1 | Y | South | ID | 100% | Q1329 - Waiting for Tehachapi cRAS and Whirlwind cRAS - Hybrid 70 MW max to grid - 22 MW BESS and 70 MW PV - part of an original project with 92perc. IDS | 1
VALTNE_2_TSASR1 |  | VALTNE_2_TSBBT1 | Tropico Solar Big Beau A | CISO | N | CAISO System |  |  | Paired_Solar_1Axis | PHOTO VOLTAIC | SUN | 58 | 58 |  |  |  |  | 1 | 24 | 24 | 58 |  |  |  | AUG: 11.77; SEP: 22.59; OCT: 0.1; NOV: 0.1; DEC: 0.1 | N | South | ID | 100% | Q1329-Q602 - 58 MW solar - Co-located with 18 MW 72 MWh BESS VALTNE_2_TSBBT1 - Max 58 at POI - Waiting for Tehachapi cRAS and Whirlwind cRAS. | 1
VALTNE_2_TSASR2 |  | VALTNE_2_TSBBT2 | Tropico Solar A | CISO | N | CAISO System |  |  | Paired_Solar_1Axis | PHOTO VOLTAIC | SUN | 70 | 70 |  |  |  |  | 1 | 24 | 24 | 70 |  |  |  | AUG: 14.21; SEP: 27.27; OCT: 0.12; NOV: 0.1; DEC: 0.1 | N | South | ID | 100% | Q1329 - 70 MW solar Co-located with VALTNE_2_TSBBT2 a 22 MW 88 MWh BESS - Max at POI 70 MW - Waiting for Tehachapi cRAS and Whirlwind cRAS | 1
VALTNE_2_TSBBT1 |  | VALTNE_2_TSASR1 | Tropico Solar Big Beau B | CISO | N | CAISO System |  |  | Paired_BattStorage | OTHER | LESR | 18 | 18 | 0.8 | 72 | 72 | 1 | 1 | 24 | 4 | 58 | FALSE |  |  | AUG: 18; SEP: 18; OCT: 18; NOV: 18; DEC: 18 | Y | South | ID | 100% | Q1329-Q602 - 18 MW 72 MWh BESS - Co-located with 58 MW solar VALTNE_2_TSASR1 - Max 58 at POI - Waiting for Tehachapi cRAS and Whirlwind cRAS. | 1
VALTNE_2_TSBBT2 |  | VALTNE_2_TSASR2 | Tropico Solar B | CISO | N | CAISO System |  |  | Paired_BattStorage | OTHER | LESR | 22 | 22 | 0.8 | 88 | 88 | 1 | 1 | 24 | 4 | 70 | FALSE |  |  | AUG: 22; SEP: 22; OCT: 22; NOV: 22; DEC: 22 | Y | South | ID | 100% | Q1329 - 22 MW 88 MWh BESS Co-located with VALTNE_2_TSASR2 a 70 MW solar - Max at POI 70 MW - Waiting for Tehachapi cRAS and Whirlwind cRAS | 1
VEAVST_1_SOLAR |  |  | Community Solar | CISO | N | CAISO System |  |  | Solar_Fixed | PHOTO VOLTAIC | SUN | 14.4 | 15 |  |  |  |  | 1 | 24 | 24 |  |  |  |  | 0 | 0 | 0 | 0 | 0 | 0 | 0 | 0 | 0 | 0 | 0 | 0 | N | South | EO
VEDDER_1_SEKERN |  |  | TEXACO EXPLORATION & PROD (SE KERN RIVER | CISO | N | Kern | South Kern PP, Kern Oil | Y | CHP | FTUR | NATURAL GAS | 34.47 | 39.7 |  |  |  |  | 1 | 24 | 24 |  |  |  |  | 2.41 | 2.64 | 2.43 | 2.33 | 2.28 | 2.72 | 3.36 | 3.71 | 3.63 | 3.08 | 2.23 | 2.69 | N | North | FC
VEGA_6_SOLAR1 |  |  | Vega Solar | CISO | N | Fresno |  | Y | Solar_1Axis | PHOTO VOLTAIC | SUN | 20 | 20 |  |  |  |  | 1 | 24 | 24 |  |  |  |  | 0 | 0 | 0 | 0 | 0 | 0 | 0 | 0 | 0 | 0 | 0 | 0 | N | North | EO
VENWD_1_WIND3 |  |  | Painted Hills | CISO | N | LA Basin | Eastern, Valley-Devers |  | Wind | WIND | WIND | 44.53 | 44.6 |  |  |  |  | 1 | 24 | 24 |  |  |  |  | 3.74 | 9.03 | 10.12 | 16.29 | 18.37 | 16.73 | 16.67 | 15.4 | 9.46 | 5.06 | 2.94 | 2.88 | N | South | FC
VERNON_6_GONZL1 |  |  | H. Gonzales Unit #1 | CISO | N | LA Basin | Western |  | Peaker | FTUR | NATURAL GAS | 5.75 | 5.5 |  |  |  |  | 1 | 24 | 24 |  |  | 5.75 | 1 | 5.75 | 5.75 | 5.75 | 5.75 | 5.75 | 5.75 | 5.75 | 5.75 | 5.75 | 5.75 | 5.75 | 5.75 | Y | South | FC
VERNON_6_GONZL2 |  |  | H. Gonzales Unit #2 | CISO | N | LA Basin | Western |  | Peaker | FTUR | NATURAL GAS | 5.75 | 5.5 |  |  |  |  | 1 | 24 | 24 |  |  | 5.75 | 1 | 5.75 | 5.75 | 5.75 | 5.75 | 5.75 | 5.75 | 5.75 | 5.75 | 5.75 | 5.75 | 5.75 | 5.75 | Y | South | FC
VERNON_6_MALBRG |  |  | Malburg Generating Station | CISO | N | LA Basin | Western | Y | CCGT | COMBINED CYCLE | NATURAL GAS | 139 | 0 |  |  |  |  | 1 | 24 | 24 |  |  | 105 | 1 | 139 | 139 | 139 | 139 | 139 | 139 | 139 | 139 | 139 | 139 | 139 | 139 | Y | South | FC
VESTAL_2_BTNBT1 |  |  | Bottleneck Energy Storage | CISO | N | Big Creek-Ventura |  |  | Battery Storage | OTHER | LESR | 80 | 80 | 0.8 | 320 | 320 | 1 | 1 | 24 | 4 |  | TRUE | 160 | 1 | 80 | 80 | 80 | 80 | 80 | 80 | 80 | 80 | 80 | 80 | 80 | 80 | Y | South | FC
VESTAL_2_KERN |  |  | KERN RIVER PH 3 UNITS 1 & 2 AGGREGATE | CISO | N | Big Creek-Ventura | Vestal |  | Hydro | HYDRO | WATER | 36.8 | 0 |  |  |  |  | 1 | 24 | 24 |  |  |  |  | 8.63 | 11.59 | 6.38 | 23.28 | 23.32 | 13.66 | 11.76 | 9.36 | 10.23 | 7.39 | 8.36 | 10.66 | N | South | FC
VESTAL_2_RTS042 |  |  | SPVP042 Porterville Solar | CISO | N | Big Creek-Ventura | Vestal | Y | Solar_Fixed | PHOTO VOLTAIC | SUN | 5 | 5 |  |  |  |  | 1 | 24 | 24 |  |  |  |  | 0 | 0 | 0 | 0 | 0 | 0 | 0 | 0 | 0 | 0 | 0 | 0 | N | South | EO
VESTAL_2_SOLAR1 |  |  | NICOLIS | CISO | N | Big Creek-Ventura | Vestal | Y | Solar_1Axis | PHOTO VOLTAIC | SUN | 20 | 20 |  |  |  |  | 1 | 24 | 24 |  |  |  |  | 0.1 | 0.1 | 0.1 | 0.1 | 0.64 | 8.5 | 13.46 | 4.06 | 7.79 | 0.1 | 0.1 | 0.1 | N | South | FC
VESTAL_2_SOLAR2 |  |  | TROPICO | CISO | N | Big Creek-Ventura | Vestal | Y | Solar_1Axis | PHOTO VOLTAIC | SUN | 14 | 14 |  |  |  |  | 1 | 24 | 24 |  |  |  |  | 0.1 | 0.1 | 0.1 | 0.1 | 0.45 | 5.95 | 9.42 | 2.84 | 5.45 | 0.1 | 0.1 | 0.1 | N | South | FC
VESTAL_2_TS5SR1 |  |  | Tulare Solar 5 | CISO | N | Big Creek-Ventura | Vestal |  | Solar_1Axis | PHOTO VOLTAIC | SUN | 55.83 | 55.9 |  |  |  |  | 1 | 24 | 24 |  |  |  |  | 0.1 | 0.1 | 0.1 | 0.27 | 1.8 | 23.74 | 37.57 | 11.33 | 21.75 | 0.1 | 0.1 | 0.1 | N | South | FC
VESTAL_2_UNIT1 |  |  | CALGREN-PIXLEY | CISO | N | Big Creek-Ventura | Vestal | Y | CHP | FTUR | NATURAL GAS | 5 | 11.2 |  |  |  |  | 1 | 24 | 24 |  |  |  |  | 1.99 | 1.71 | 1.53 | 2.25 | 1.77 | 2 | 2.72 | 2.8 | 3 | 3.04 | 3.06 | 3.16 | N | South | FC
VESTAL_2_WELLHD |  |  | Wellhead Power Delano | CISO | N | Big Creek-Ventura | Vestal | Y | Peaker | COMBUSTION TURBINE | NATURAL GAS | 49 | 49.5 |  |  |  |  | 1 | 24 | 24 |  |  | 49 | 1 | 49 | 49 | 49 | 49 | 49 | 49 | 49 | 49 | 49 | 49 | 49 | 49 | Y | South | FC
VESTAL_6_QF |  |  | Isabella Hydro Dam 1 | CISO | N | Big Creek-Ventura | Vestal | Y | Hydro | HYDRO | WATER | 11.95 | 12 |  |  |  |  | 1 | 24 | 24 |  |  |  |  | 2.61 | 0.28 | 0.24 | 0.4 | 0.49 | 1.11 | 0.54 | 0 | 0 | 0 | 0 | 0 | N | South | FC
VICPAS_2_SLOBT1 |  | VICPAS_2_SOCSR1 | Sloth BESS | CISO | N | CAISO System |  |  | Paired_BattStorage | OTHER | LESR | 15 | 15 | 0.8 | 60 | 60 | 1 | 1 | 24 | 4 | 49.5 | FALSE | 30 | 1 | 15 | 15 | 15 | 15 | 15 | 15 | 15 | 15 | 15 | 15 | 15 | 15 | Y | South | FC |  | Group name: SLOTH_421 - Max to grid 49.5 MW. Co-located with 49.5 MW EO VICPAS_2_SLOSR1.
VICPAS_2_SLOSR1 |  | VICPAS_2_SLOBT1 | Sloth | CISO | N | CAISO System |  |  | Paired_Solar_1Axis | PHOTO VOLTAIC | SUN | 49.5 | 49.5 |  |  |  |  | 1 | 24 | 24 | 49.5 |  |  |  | 0 | 0 | 0 | 0 | 0 | 0 | 0 | 0 | 0 | 0 | 0 | 0 | N | South | EO |  | Q421 - Group name: SLOTH_421 - Max to grid 49.5 MW - 9.5 MW EO Solar. Co-located with VICPAS_2_SLOBT1.
VICPAS_2_SOCBT1 |  | VICPAS_2_SOCSR1 | Sol Catcher BESS 1 | CISO | N | CAISO System |  |  | Paired_BattStorage | OTHER | LESR | 50 | 50 | 0.8 | 200 | 200 | 1 | 1 | 24 | 4 | 100 | FALSE | 100 | 1 | 50 | 50 | 50 | 50 | 50 | 50 | 50 | 50 | 50 | 50 | 50 | 50 | Y | South | FC |  | Group name: SOL_CATCHER_1302_1 - Max to grid 100 MW. Co-located with 100 MW EO VICPAS_2_SOCSR1.
VICPAS_2_SOCBT2 |  | VICPAS_2_SOCSR2 | Sol Catcher BESS 2 | CISO | N | CAISO System |  |  | Paired_BattStorage | OTHER | LESR | 71 | 71 | 0.845 | 284 | 284 | 1 | 1 | 24 | 4 | 93.5 | FALSE | 142 | 1 | 71 | 71 | 71 | 71 | 71 | 71 | 71 | 71 | 71 | 71 | 71 | 71 | Y | South | FC |  | Group name: SOL_CATCHER_1302_2 - Max to grid 93.5 MW. Co-located with 93.5 MW EO VICPAS_2_SOCSR2.
VICPAS_2_SOCSR1 |  | VICPAS_2_SOCBT1 | Sol Catcher BESS PV1 | CISO | N | CAISO System |  |  | Paired_Solar_1Axis | PHOTO VOLTAIC | SUN | 100 | 100 |  |  |  |  | 1 | 24 | 24 | 100 |  |  |  | 0 | 0 | 0 | 0 | 0 | 0 | 0 | 0 | 0 | 0 | 0 | 0 | N | South | EO |  | Q1302 - Group name: SOL_CATCHER_1302_1 - Max to grid 100 MW. 100 MW EO Solar. Co-located with VICPAS_2_SOCBT1.
VICPAS_2_SOCSR2 |  | VICPAS_2_SOCBT2 | Sol Catcher BESS PV2 | CISO | N | CAISO System |  |  | Paired_Solar_1Axis | PHOTO VOLTAIC | SUN | 93.5 | 93.5 |  |  |  |  | 1 | 24 | 24 | 93.5 |  |  |  | 0 | 0 | 0 | 0 | 0 | 0 | 0 | 0 | 0 | 0 | 0 | 0 | N | South | EO |  | Group name: SOL_CATCHER_1302_2 - Max to grid 93.5 MW. Co-located with VICPAS_2_SOCBT2.
VICPAS_2_VPSBT1 |  | VICPAS_2_VPSSR1 | Victory Pass Solar BESS | CISO | N | CAISO System |  |  | Paired_BattStorage | OTHER | LESR | 50 | 50 | 0.8 | 200 | 200 | 1 | 1 | 24 | 4 | 200 | FALSE | 100 | 2 | 50 | 50 | 50 | 50 | 50 | 50 | 50 | 50 | 50 | 50 | 50 | 50 | Y | South | FC |  | Group name: VICTORY_PASS_1200 - Max to grid 200 MW. Co-located with 200 MW EO VICPAS_2_VPSSR1.
VICPAS_2_VPSSR1 |  | VICPAS_2_VPSBT1 | Victory Pass Solar | CISO | N | CAISO System |  |  | Paired_Solar_1Axis | PHOTO VOLTAIC | SUN | 200 | 200 |  |  |  |  | 1 | 24 | 24 | 200 |  |  |  | 0 | 0 | 0 | 0 | 0 | 0 | 0 | 0 | 0 | 0 | 0 | 0 |  | South | EO
VICTOR_1_CREST |  |  | Victor Aggregate Solar Resources | CISO | N | CAISO System |  |  | Solar_Fixed | PHOTO VOLTAIC | SUN | 11.99 | 38.2 |  |  |  |  | 1 | 24 | 24 |  |  |  |  | 0 | 0 | 0 | 0 | 0 | 0 | 0 | 0 | 0 | 0 | 0 | 0 | N | South | EO
VICTOR_1_EXSLRA |  |  | Expressway Solar A | CISO | N | CAISO System |  | Y | Solar_Fixed | PHOTO VOLTAIC | SUN | 2 | 2 |  |  |  |  | 1 | 24 | 24 |  |  |  |  | 0.1 | 0.1 | 0.1 | 0.1 | 0.1 | 0.51 | 0.99 | 0.25 | 0.54 | 0.1 | 0.1 | 0.1 | N | South | FC
VICTOR_1_EXSLRB |  |  | Expressway Solar B | CISO | N | CAISO System |  | Y | Solar_Fixed | PHOTO VOLTAIC | SUN | 2 | 2 |  |  |  |  | 1 | 24 | 24 |  |  |  |  | 0.1 | 0.1 | 0.1 | 0.1 | 0.1 | 0.51 | 0.99 | 0.25 | 0.54 | 0.1 | 0.1 | 0.1 | N | South | FC
VICTOR_1_LVSLR1 |  |  | Lone Valley Solar Park 1 | CISO | N | CAISO System |  |  | Solar_1Axis | PHOTO VOLTAIC | SUN | 10 | 10 |  |  |  |  | 1 | 24 | 24 |  |  |  |  | 0 | 0 | 0 | 0 | 0 | 0 | 0 | 0 | 0 | 0 | 0 | 0 | N | South | EO
VICTOR_1_LVSLR2 |  |  | Lone Valley Solar Park 2 | CISO | N | CAISO System |  |  | Solar_Fixed | PHOTO VOLTAIC | SUN | 20 | 20 |  |  |  |  | 1 | 24 | 24 |  |  |  |  | 0 | 0 | 0 | 0 | 0 | 0 | 0 | 0 | 0 | 0 | 0 | 0 | N | South | EO
VICTOR_1_SLRHES |  |  | Sunedison - Hesperia | CISO | N | CAISO System |  |  | Solar_Fixed | PHOTO VOLTAIC | SUN | 1.5 | 1.5 |  |  |  |  | 1 | 24 | 24 |  |  |  |  | 0 | 0 | 0 | 0 | 0 | 0 | 0 | 0 | 0 | 0 | 0 | 0 | N | South | EO
VICTOR_1_SOLAR1 |  |  | Victor Phelan Solar One | CISO | N | CAISO System |  | Y | Solar_1Axis | PHOTO VOLTAIC | SUN | 17.5 | 17.5 |  |  |  |  | 1 | 24 | 24 |  |  |  |  | 0 | 0 | 0 | 0 | 0 | 0 | 0 | 0 | 0 | 0 | 0 | 0 | N | South | EO
VICTOR_1_SOLAR2 |  |  | Alamo Solar | CISO | N | CAISO System |  | Y | Solar_1Axis | PHOTO VOLTAIC | SUN | 20 | 20 |  |  |  |  | 1 | 24 | 24 |  |  |  |  | 0 | 0 | 0 | 0 | 0 | 0 | 0 | 0 | 0 | 0 | 0 | 0 | N | South | EO
VICTOR_1_SOLAR3 |  |  | Adelanto Solar 2 | CISO | N | CAISO System |  |  | Solar_1Axis | PHOTO VOLTAIC | SUN | 7 | 7 |  |  |  |  | 1 | 24 | 24 |  |  |  |  | 0.1 | 0.1 | 0.1 | 0.1 | 0.23 | 2.98 | 4.71 | 1.42 | 2.73 | 0.1 | 0.1 | 0.1 | N | South | FC
VICTOR_1_SOLAR4 |  |  | Adelanto Solar | CISO | N | CAISO System |  |  | Solar_1Axis | PHOTO VOLTAIC | SUN | 20 | 20 |  |  |  |  | 1 | 24 | 24 |  |  |  |  | 0 | 0 | 0 | 0 | 0 | 0 | 0 | 0 | 0 | 0 | 0 | 0 | N | South | EO
VICTOR_1_VDRYFA |  |  | Victor Dry Farm Ranch A | CISO | N | CAISO System |  |  | Solar_1Axis | PHOTO VOLTAIC | SUN | 5 | 5 |  |  |  |  | 1 | 24 | 24 |  |  |  |  | 0.1 | 0.1 | 0.1 | 0.1 | 0.16 | 2.13 | 3.36 | 1.01 | 1.95 | 0.1 | 0.1 | 0.1 | N | South | FC
VICTOR_1_VDRYFB |  |  | Victor Dry Farm Ranch B | CISO | N | CAISO System |  |  | Solar_1Axis | PHOTO VOLTAIC | SUN | 5 | 5 |  |  |  |  | 1 | 24 | 24 |  |  |  |  | 0 | 0 | 0 | 0 | 0 | 0 | 0 | 0 | 0 | 0 | 0 | 0 | N | South | EO
VIKING_2_VCBBT1 |  | VIKING_2_VCSSR1 | Vikings Co-located BESS | IID | Y | Import |  |  | Paired_BattStorage | OTHER | LESR | 149.88 | 150 | 0.8 | 599.52 | 599.52 | 1 | 1 | 24 | 4 | 237.48 | TRUE | 300 | 2 | 150 | 150 | 150 | 150 | 150 | 150 | 150 | 150 | 150 | 150 | 150 | 150 |  | South | IAR
VIKING_2_VCSSR1 |  | VIKING_2_VCBBT1 | Vikings Co-located PV | IID | Y | Import |  |  | Paired_Solar_1Axis | PHOTO VOLTAIC | SUN | 132.1 | 130 |  |  |  |  | 1 | 24 | 24 | 237.48 |  |  |  | 0.1 | 0.1 | 0.1 | 0.62 | 4.18 | 55.28 | 87.48 | 26.39 | 50.64 | 0.23 | 0.1 | 0.1 |  | South | IAR
VILLPK_2_VALLYV |  |  | MWD Valley View Hydroelectric Recovery P | CISO | N | LA Basin | Western |  | Hydro | HYDRO | WATER | 4.1 | 4.1 |  |  |  |  | 1 | 24 | 24 |  |  | 0 | 1 | 0 | 0 | 0 | 0 | 3 | 2.4 | 0 | 0 | 0 | 2.4 | 3 | 3 | Y | South | FC
VILLPK_6_MWDYOR |  |  | Yorba Linda Hydroelectric Recovery Plant | CISO | N | LA Basin | Western |  | Hydro | HYDRO | WATER | 5.1 | 5.1 |  |  |  |  | 1 | 24 | 24 |  |  | 0 | 1 | 1.6 | 2.8 | 2 | 2.4 | 2.8 | 2.8 | 4 | 4 | 3.92 | 2.4 | 3 | 2.5 | Y | South | FC
VISTA_6_QF |  |  | VISTA QFS | CISO | N | LA Basin | Eastern |  | CHP | OTHER | OTHER | 0.18 | 0.6 |  |  |  |  | 1 | 24 | 24 |  |  |  |  | 0.01 | 0.01 | 0.01 | 0.02 | 0.05 | 0.08 | 0.08 | 0.08 | 0.06 | 0.03 | 0.04 | 0.02 | N | South | FC
VISTRA_5_DALBT1 |  |  | Dallas Energy Storage | CISO | N | Bay Area | South Bay-Moss Landing |  | Battery Storage | OTHER | LESR | 100 | 100 | 0.8 | 400 | 400 | 1 | 1 | 24 | 4 |  | TRUE | 200 | 1 | 100 | 100 | 100 | 100 | 100 | 100 | 100 | 100 | 100 | 100 | 100 | 100 | Y | North | FC
VISTRA_5_DALBT2 |  |  | Dallas Energy Storage 2 | CISO | N | Bay Area | South Bay-Moss Landing |  | Battery Storage | OTHER | LESR | 100 | 100 | 0.8 | 400 | 400 | 1 | 1 | 24 | 4 |  | TRUE | 200 | 1 | 100 | 100 | 100 | 100 | 100 | 100 | 100 | 100 | 100 | 100 | 100 | 100 | Y | North | FC
VISTRA_5_DALBT3 |  |  | Dallas Energy Storage 3 | CISO | N | Bay Area | South Bay-Moss Landing |  | Battery Storage | OTHER | LESR | 100 | 100 | 0.8 | 400 | 400 | 1 | 1 | 24 | 4 |  | TRUE | 200 | 1 | 100 | 100 | 100 | 100 | 100 | 100 | 100 | 100 | 100 | 100 | 100 | 100 | Y | North | FC
VISTRA_5_DALBT4 |  |  | Dallas Energy Storage 4 | CISO | N | Bay Area | South Bay-Moss Landing |  | Battery Storage | OTHER | LESR | 100 | 100 | 0.8 | 400 | 400 | 1 | 1 | 24 | 4 |  | TRUE | 200 | 1 | 100 | 100 | 100 | 100 | 100 | 100 | 100 | 100 | 100 | 100 | 100 | 100 | Y | North | FC
VISTRA_5_PLABT1 |  |  | Plano Storage 1 | CISO | N | Bay Area | South Bay-Moss Landing |  | Battery Storage | OTHER | LESR | 100.4 | 100.4 | 0.8 | 401.6 | 401.6 | 1 | 1 | 24 | 4 |  | TRUE | 200.8 | 1 | 100.4 | 100.4 | 100.4 | 100.4 | 100.4 | 100.4 | 100.4 | 100.4 | 100.4 | 100.4 | 100.4 | 100.4 | Y | North | FC
VISTRA_5_PLABT2 |  |  | Plano Storage 2 | CISO | N | Bay Area | South Bay-Moss Landing |  | Battery Storage | OTHER | LESR | 100.4 | 100.4 | 0.8 | 401.6 | 401.6 | 1 | 1 | 24 | 4 |  | TRUE | 200.8 | 1 | 100.4 | 100.4 | 100.4 | 100.4 | 100.4 | 100.4 | 100.4 | 100.4 | 100.4 | 100.4 | 100.4 | 100.4 | Y | North | FC
VISTRA_5_PLABT3 |  |  | Plano Storage 3 | CISO | N | Bay Area | South Bay-Moss Landing |  | Battery Storage | OTHER | LESR | 74.6 | 74.6 | 0.8 | 298.4 | 298.4 | 1 | 1 | 24 | 4 |  | TRUE | 149.2 | 1 | 74.6 | 74.6 | 74.6 | 74.6 | 74.6 | 74.6 | 74.6 | 74.6 | 74.6 | 74.6 | 74.6 | 74.6 | Y | North | FC
VISTRA_5_PLABT4 |  |  | Plano Storage 4 | CISO | N | Bay Area | South Bay-Moss Landing |  | Battery Storage | OTHER | LESR | 74.6 | 74.6 | 0.8 | 298.4 | 298.4 | 1 | 1 | 24 | 4 |  | TRUE | 149.2 | 1 | 74.6 | 74.6 | 74.6 | 74.6 | 74.6 | 74.6 | 74.6 | 74.6 | 74.6 | 74.6 | 74.6 | 74.6 | Y | North | FC
VLCNTR_6_VCEBT1 |  | VLCNTR_6_VCEBT2 | Valley Center Energy Storage | CISO | N | San Diego-IV | San Diego |  | Paired_BattStorage | OTHER | LESR | 54 | 54 | 0.8 | 216 | 216 | 1 | 1 | 24 | 4 | 139 | TRUE | 108 | 1 | 54 | 54 | 54 | 54 | 54 | 54 | 54 | 54 | 54 | 54 | 54 | 54 | Y | South | PD | 54 | Group name: VALLEY_CENTER_1191 - Max to grid 139 MW. VLCNTR_6_VCEBT1 and VLCNTR_6_VCEBT2, combined PD 104 MW |  | 54
VLCNTR_6_VCEBT2 |  | VLCNTR_6_VCEBT1 | Valley Center Energy Storage B | CISO | N | San Diego-IV | San Diego |  | Paired_BattStorage | OTHER | LESR | 50 | 85 | 0.8 | 200 | 200 | 1 | 1 | 24 | 4 | 139 | TRUE | 136.49 | 2 | 50 | 50 | 50 | 50 | 50 | 50 | 50 | 50 | 50 | 50 | 50 | 50 | Y | South | PD | 50 | Group name: VALLEY_CENTER_1191 - Max to grid 139 MW. VLCNTR_6_VCEBT1 and VLCNTR_6_VCEBT2, combined PD 104 MW |  | 50
VLCNTR_6_VCSLR |  |  | Cole Grade | CISO | N | San Diego-IV | San Diego |  | Solar_1Axis | PHOTO VOLTAIC | SUN | 2.33 | 2.4 |  |  |  |  | 1 | 24 | 24 |  |  |  |  | 0.1 | 0.1 | 0.1 | 0.1 | 0.1 | 0.99 | 1.57 | 0.47 | 0.91 | 0.1 | 0.1 | 0.1 | N | South | FC
VLCNTR_6_VCSLR1 |  |  | Valley Center 1 | CISO | N | San Diego-IV | San Diego |  | Solar_Fixed | PHOTO VOLTAIC | SUN | 2.5 | 2.5 |  |  |  |  | 1 | 24 | 24 |  |  |  |  | 0.1 | 0.1 | 0.1 | 0.1 | 0.1 | 0.63 | 1.24 | 0.31 | 0.67 | 0.1 | 0.1 | 0.1 | N | South | FC
VLCNTR_6_VCSLR2 |  |  | Valley Center 2 | CISO | N | San Diego-IV | San Diego |  | Solar_Fixed | PHOTO VOLTAIC | SUN | 5 | 5 |  |  |  |  | 1 | 24 | 24 |  |  |  |  | 0.1 | 0.1 | 0.1 | 0.1 | 0.1 | 1.27 | 2.48 | 0.61 | 1.34 | 0.1 | 0.1 | 0.1 | N | South | FC
VLYHOM_7_SSJID |  |  | Woodward Power Plant | CISO | N | Stockton | Tesla-Bellota, Stanislaus |  | Hydro | HYDRO | WATER | 3 | 5 |  |  |  |  | 1 | 24 | 24 |  |  |  |  | 0 | 0 | 0 | 0.4 | 0 | 0 | 0 | 0 | 0 | 0 | 0 | 0 | N | North | FC
VOLTA_2_UNIT 1 |  |  | VOLTA HYDRO UNIT 1 | CISO | N | CAISO System |  |  | Hydro | HYDRO | WATER | 9.1 | 9.1 |  |  |  |  | 1 | 24 | 24 |  |  |  |  | 2.46 | 2.47 | 1.14 | 0.46 | 1.13 | 0.98 | 0.73 | 1.25 | 0.87 | 0.73 | 0.87 | 0.98 | N | North | FC
VOLTA_2_UNIT 2 |  |  | Volta Hydro Unit 2 | CISO | N | CAISO System |  |  | Hydro | HYDRO | WATER | 1 | 1 |  |  |  |  | 1 | 24 | 24 |  |  |  |  | 0.41 | 0.43 | 0.4 | 0.13 | 0.39 | 0.34 | 0.29 | 0.22 | 0.23 | 0.26 | 0.27 | 0.26 | N | North | FC
VOLTA_6_BAILCK |  |  | Bailey Creek Ranch | CISO | N | CAISO System |  |  | Hydro | HYDRO | WATER | 0.63 | 0.6 |  |  |  |  | 1 | 24 | 24 |  |  |  |  | 0 | 0 | 0 | 0 | 0 | 0 | 0 | 0 | 0 | 0 | 0 | 0 | N | North | EO
VOLTA_7_PONHY1 |  |  | Ponderosa Bailey Hydroelectric | CISO | N | CAISO System |  |  | Hydro | HYDRO | WATER | 1.25 | 1.25 |  |  |  |  | 1 | 24 | 24 |  |  |  |  | 0.13 | 0.01 | 0.17 | 0.2 | 0.34 | 0.46 | 0.19 | 0 | 0 | 0.03 | 0.01 | 0.06 | N | North | FC
VOLTA_7_QFUNTS |  |  | VOLTA_7_QFUNTS | CISO | N | CAISO System |  |  | Hydro | HYDRO | WATER | 0.15 | 2.3 |  |  |  |  | 1 | 24 | 24 |  |  |  |  | 0.06 | 0.05 | 0.04 | 0.03 | 0.05 | 0.04 | 0.05 | 0.04 | 0.03 | 0.03 | 0.03 | 0.04 | N | North | FC
VOYAGR_2_VOAWD5 |  |  | Voyager Wind Oasis Alta | CISO | N | CAISO System |  |  | Wind | WIND | WIND | 13.98 | 14 |  |  |  |  | 1 | 24 | 24 |  |  |  |  | 1.17 | 2.84 | 3.18 | 5.11 | 5.77 | 5.25 | 5.23 | 4.83 | 2.97 | 1.59 | 0.92 | 0.9 | N | South | FC
VOYAGR_2_VOYWD1 |  |  | Voyager 1 | CISO | N | CAISO System |  |  | Wind | WIND | WIND | 128.91 | 131.1 |  |  |  |  | 1 | 24 | 24 |  |  |  |  | 10.83 | 26.14 | 29.28 | 47.16 | 53.18 | 48.44 | 48.26 | 44.57 | 27.37 | 14.66 | 8.51 | 8.34 | N | South | FC
VOYAGR_2_VOYWD2 |  |  | Voyager Wind 2 | CISO | N | CAISO System |  |  | Wind | WIND | WIND | 126.35 | 128.7 |  |  |  |  | 1 | 24 | 24 |  |  |  |  | 10.61 | 25.62 | 28.7 | 46.23 | 52.13 | 47.48 | 47.31 | 43.69 | 26.83 | 14.37 | 8.34 | 8.17 | N | South | FC
VOYAGR_2_VOYWD3 |  |  | Voyager Wind 3 | CISO | N | CAISO System |  |  | Wind | WIND | WIND | 42.45 | 43.2 |  |  |  |  | 1 | 24 | 24 |  |  |  |  | 3.57 | 8.61 | 9.64 | 15.53 | 17.51 | 15.95 | 15.89 | 14.68 | 9.01 | 4.83 | 2.8 | 2.75 | N | South | FC
VOYAGR_2_VOYWD4 |  |  | Voyager Wind 4 | CISO | N | CAISO System |  |  | Wind | WIND | WIND | 21.01 | 21.6 |  |  |  |  | 1 | 24 | 24 |  |  |  |  | 1.77 | 4.26 | 4.77 | 7.69 | 8.67 | 7.89 | 7.87 | 7.26 | 4.46 | 2.39 | 1.39 | 1.36 | N | South | FC
VSTAES_6_VESBT1 |  |  | Vista Energy Storage | CISO | N | San Diego-IV | San Diego |  | Battery Storage | OTHER | LESR | 32 | 40 | 0.8 | 32 | 32 | 1 | 1 | 24 | 4 |  | TRUE | 50 | 1 | 10 | 8 | 8 | 8 | 8 | 8 | 8 | 8 | 8 | 8 | 8 | 8 | Y | South | PD | 30 |  |  | 30
WADHAM_6_UNIT |  |  | Wadham Energy LP | CISO | N | CAISO System |  |  | Biomass/Wood | STEAM | WASTE TO POWER | 29.07 | 32 |  |  |  |  | 1 | 24 | 24 |  |  |  |  | 25.31 | 25.09 | 24.19 | 22.55 | 16.56 | 24.44 | 23.92 | 23.54 | 24.37 | 23.46 | 21.62 | 24.55 | N | North | FC
WALCRK_2_CTG1 |  |  | Walnut Creek Energy Park Unit 1 | CISO | N | LA Basin | Western | Y | Peaker | COMBUSTION TURBINE | NATURAL GAS | 100.1 | 102.5 |  |  |  |  | 1 | 24 | 24 |  |  | 100.1 | 1 | 100.1 | 100.1 | 100.1 | 100.1 | 100.1 | 100.1 | 100.1 | 100.1 | 100.1 | 100.1 | 100.1 | 100.1 | Y | South | FC
WALCRK_2_CTG2 |  |  | Walnut Creek Energy Park Unit 2 | CISO | N | LA Basin | Western | Y | Peaker | COMBUSTION TURBINE | NATURAL GAS | 100.1 | 102.5 |  |  |  |  | 1 | 24 | 24 |  |  | 100.1 | 1 | 100.1 | 100.1 | 100.1 | 100.1 | 100.1 | 100.1 | 100.1 | 100.1 | 100.1 | 100.1 | 100.1 | 100.1 | Y | South | FC
WALCRK_2_CTG3 |  |  | Walnut Creek Energy Park Unit 3 | CISO | N | LA Basin | Western | Y | Peaker | COMBUSTION TURBINE | NATURAL GAS | 100.1 | 102.5 |  |  |  |  | 1 | 24 | 24 |  |  | 100.1 | 1 | 100.1 | 100.1 | 100.1 | 100.1 | 100.1 | 100.1 | 100.1 | 100.1 | 100.1 | 100.1 | 100.1 | 100.1 | Y | South | FC
WALCRK_2_CTG4 |  |  | Walnut Creek Energy Park Unit 4 | CISO | N | LA Basin | Western | Y | Peaker | COMBUSTION TURBINE | NATURAL GAS | 100.1 | 102.5 |  |  |  |  | 1 | 24 | 24 |  |  | 100.1 | 1 | 100.1 | 100.1 | 100.1 | 100.1 | 100.1 | 100.1 | 100.1 | 100.1 | 100.1 | 100.1 | 100.1 | 100.1 | Y | South | FC
WALCRK_2_CTG5 |  |  | Walnut Creek Energy Park Unit 5 | CISO | N | LA Basin | Western | Y | Peaker | COMBUSTION TURBINE | NATURAL GAS | 100.1 | 102.5 |  |  |  |  | 1 | 24 | 24 |  |  | 100.1 | 1 | 100.1 | 100.1 | 100.1 | 100.1 | 100.1 | 100.1 | 100.1 | 100.1 | 100.1 | 100.1 | 100.1 | 100.1 | Y | South | FC
WALNUT_2_SOLAR |  |  | Industry MetroLink PV 1 | CISO | N | LA Basin | Western |  | Solar_Fixed | PHOTO VOLTAIC | SUN | 1.5 | 1.6 |  |  |  |  | 1 | 24 | 24 |  |  |  |  | 0 | 0 | 0 | 0 | 0 | 0 | 0 | 0 | 0 | 0 | 0 | 0 | N | South | EO
WALNUT_6_HILLGEN |  |  | Puente Hills | CISO | N | LA Basin | Western |  | Biogas | OTHER | BIOGAS | 47 | 50 |  |  |  |  | 1 | 24 | 24 |  |  |  |  | 20.59 | 20.95 | 20.53 | 20.13 | 19.28 | 20.76 | 20.55 | 20.43 | 20.1 | 20 | 19.41 | 19.35 | N | South | FC
WALNUT_7_WCOVST |  |  | MM West Covina - ST Unit | CISO | N | LA Basin | Western |  | Biogas | STEAM | BIOGAS | 6.5 | 6.5 |  |  |  |  | 1 | 24 | 24 |  |  |  |  | 4.76 | 4.78 | 4.63 | 5.05 | 5.03 | 5.02 | 4.95 | 4.92 | 4.89 | 4.55 | 4.61 | 4.79 | N | South | FC
WARNE_2_UNIT |  |  | WARNE HYDRO AGGREGATE | CISO | N | Big Creek-Ventura |  |  | Hydro | HYDRO | WATER | 76 | 0 |  |  |  |  | 1 | 24 | 24 |  |  | 49.71 | 1 | 76 | 76 | 46.54 | 45.45 | 76 | 76 | 76 | 76 | 49.71 | 54.99 | 42.94 | 41.58 | Y | South | FC
WASCO_6_TERSR1 |  |  | Terry | CISO | N | CAISO System |  |  | Solar_1Axis | PHOTO VOLTAIC | SUN | 4.62 | 4.63 |  |  |  |  | 1 | 24 | 24 |  |  |  |  | JUN: 0; JUL: 0; AUG: 0; SEP: 0; OCT: 0; NOV: 0; DEC: 0 | N | North | EO
WAUKNA_1_SOLAR |  |  | Corcoran Solar | CISO | N | Fresno | Herndon, Hanford | Y | Solar_Fixed | PHOTO VOLTAIC | SUN | 20 | 20 |  |  |  |  | 1 | 24 | 24 |  |  |  |  | 0.1 | 0.1 | 0.1 | 0.27 | 1.05 | 7.66 | 11.98 | 4.02 | 8.01 | 0.13 | 0.1 | 0.1 | N | North | FC
WAUKNA_1_SOLAR2 |  |  | Corcoran 2 | CISO | N | Fresno | Herndon, Hanford | Y | Solar_1Axis | PHOTO VOLTAIC | SUN | 19.75 | 19.8 |  |  |  |  | 1 | 24 | 24 |  |  |  |  | 0.1 | 0.1 | 0.1 | 0.27 | 1.39 | 11.2 | 14.41 | 5.28 | 9.38 | 0.1 | 0.1 | 0.1 | N | North | FC
WDFRDF_2_WFFBT1 |  |  | West Ford Flat Energy Storage | CISO | N | NCNB |  |  | Battery Storage | OTHER | LESR | 25 | 25 | 0.8 | 100 | 100 | 1 | 1 | 24 | 4 |  | TRUE | 50 | 1 | 25 | 25 | 25 | 25 | 25 | 25 | 25 | 25 | 25 | 25 | 25 | 25 | Y | North | FC
WDLEAF_7_UNIT 1 |  |  | WOODLEAF HYDRO | CISO | N | Sierra | Drum-Rio Oso |  | Hydro | HYDRO | WATER | 60 | 60 |  |  |  |  | 1 | 24 | 24 |  |  | 60 | 1 | 60 | 60 | 60 | 60 | 60 | 60 | 60 | 60 | 60 | 60 | 60 | 60 | Y | North | FC
WEBER_6_FORWRD |  |  | Forward | CISO | N | CAISO System |  | Y | Biogas | RECIPROCATING ENGINE | BIOGAS | 4.2 | 4.3 |  |  |  |  | 1 | 24 | 24 |  |  |  |  | 4.05 | 4.05 | 3.82 | 3.61 | 4.01 | 3.98 | 4.01 | 3.98 | 3.88 | 4.04 | 4.03 | 4.02 | N | North | FC
WEEDPC_6_KNSSR1 |  |  | Kern Sunset | CISO | N | CAISO System |  |  | Solar_Fixed | PHOTO VOLTAIC | SUN | 2.37 | 2.37 |  |  |  |  | 1 | 24 | 24 |  |  |  |  | JUN: 0; JUL: 0; AUG: 0; SEP: 0; OCT: 0; NOV: 0; DEC: 0 | N | North | EO
WESCAN_2_BDSBT1 |  |  | Bateria Del Sur | CISO | N | San Diego-IV |  |  | Battery Storage | OTHER | LESR | 131 | 131 | 0.8 | 524 | 524 | 1 | 1 | 24 | 4 |  | TRUE | 262 | 1 | 131 | 131 | 131 | 131 | 131 | 131 | 131 | 131 | 131 | 131 | 131 | 131 | Y | South | PD | 131 |  |  | 131
WESCN2_2_BDSBT1 |  |  | Bateria Del Sur 2A | CISO | N | San Diego-IV |  |  | Battery Storage | OTHER | LESR | 119 | 119 | 0.8 | 476 | 476 | 1 | 1 | 24 | 4 |  | TRUE | 238 | 1 |  |  | 119 | 119 | 119 | 119 | 119 | 119 | 119 | 119 | 119 | 119 | Y | South | ID | 100% | Q1531 - 119 MW battery FCDS - Total Q is for 350 MWs FCDS - Waiting for 2022-2023 TPP approved upgrades. | 1
WESCN2_2_BDSBT2 |  |  | BATERIA DEL SUR 2B | CISO | N | San Diego-IV |  |  | Battery Storage | OTHER | LESR | 100 | 100 | 0.8 | 400 | 400 | 1 | 1 | 24 | 4 |  | TRUE |  |  | AUG: 100; SEP: 100; OCT: 100; NOV: 100; DEC: 100 | Y | South | ID | 100% | Q1531 - Waiting for 2022-2023 TPP approved upgrades. | 1
WESTPT_2_UNIT |  |  | West Point Hydro Plant | CISO | N | CAISO System |  |  | Hydro | HYDRO | WATER | 14 | 14 |  |  |  |  | 1 | 24 | 24 |  |  | 0 | 1 | 10.78 | 3.92 | 3.22 | 8.44 | 6.94 | 9.46 | 10.08 | 12.74 | 10.98 | 10.36 | 10.84 | 11.54 | Y | North | FC
WFRESN_1_SOLAR |  |  | Joya Del Sol | CISO | N | Fresno |  | Y | Solar_Fixed | PHOTO VOLTAIC | SUN | 1.5 | 1.5 |  |  |  |  | 1 | 24 | 24 |  |  |  |  | 0 | 0 | 0 | 0 | 0 | 0 | 0 | 0 | 0 | 0 | 0 | 0 | N | North | EO
WHEATL_6_LNDFIL |  |  | G2 ENERGY, OSTROM ROAD LLC | CISO | N | Sierra |  |  | Biogas | RECIPROCATING ENGINE | BIOGAS | 3.55 | 3.55 |  |  |  |  | 1 | 24 | 24 |  |  |  |  | 3.16 | 3.16 | 3.34 | 2.67 | 3.22 | 2.91 | 3.06 | 3.24 | 3.11 | 3.35 | 3.28 | 3.16 | N | North | FC
WHITEH_2_MEADDYN1 |  |  | White Hills A | WALC | Y | Import |  |  | Wind | WIND | WIND | 50 | 50 |  |  |  |  | 1 | 24 | 24 |  |  |  |  | 11.5 | 16 | 23.5 | 22 | 20 | 19.5 | 17 | 12 | 12.5 | 11.5 | 10 | 10.5 |  | South | IAR
WHITEH_2_MEADDYN2 |  |  | White Hills B | WALC | Y | Import |  |  | Wind | WIND | WIND | 300 | 300 |  |  |  |  | 1 | 24 | 24 |  |  |  |  | 69 | 96 | 141 | 132 | 120 | 117 | 102 | 72 | 75 | 69 | 60 | 63 |  | South | IAR
WHITNY_6_SOLAR |  |  | Whitney Point Solar | CISO | N | Fresno | Coalinga, Panoche 115 kV | Y | Solar_1Axis | PHOTO VOLTAIC | SUN | 20 | 20 |  |  |  |  | 1 | 24 | 24 |  |  |  |  | 0 | 0 | 0 | 0 | 0 | 0 | 0 | 0 | 0 | 0 | 0 | 0 | N | North | EO
WHTWTR_1_WINDA1 |  |  | Whitewater Hill Wind Project | CISO | N | LA Basin | Eastern, Valley-Devers |  | Wind | WIND | WIND | 57 | 61.5 |  |  |  |  | 1 | 24 | 24 |  |  |  |  | 5.17 | 12.47 | 13.97 | 22.5 | 25.37 | 23.11 | 23.03 | 21.27 | 13.06 | 6.99 | 4.06 | 3.98 | N | South | FC
WISE_1_UNIT 1 |  |  | Wise Hydro Unit 1 | CISO | N | Sierra | Placer, Gold Hill-Drum, Drum-Rio Oso, South of Rio Oso, South of Palermo |  | Hydro | HYDRO | WATER | 14.5 | 14.5 |  |  |  |  | 1 | 24 | 24 |  |  | 0 | 1 | 4.36 | 4.38 | 5.6 | 5.5 | 8.16 | 8.04 | 7.72 | 7.34 | 7.52 | 7.96 | 5.76 | 5.52 | Y | North | FC
WISE_1_UNIT 2 |  |  | WISE HYDRO UNIT 2 | CISO | N | Sierra | Placer, Gold Hill-Drum, Drum-Rio Oso, South of Rio Oso, South of Palermo |  | Hydro | HYDRO | WATER | 3.2 | 3.2 |  |  |  |  | 1 | 24 | 24 |  |  | 0 | 1 | 0 | 0 | 0 | 0 | 0 | 0 | 0 | 0 | 0 | 0 | 0 | 0 | Y | North | FC
WISHON_6_UNITS |  |  | Wishon/San Joaquin #1-A AGGREGATE | CISO | N | Fresno | Borden |  | Hydro | HYDRO | WATER | 18.4 | 0 |  |  |  |  | 1 | 24 | 24 |  |  | 0 | 2 | 2.72 | 2.42 | 2.96 | 2.74 | 1.68 | 1.2 | 0.96 | 0.8 | 4 | 9.52 | 8.32 | 7.34 | Y | North | FC
WISTER_2_WISSR1 |  |  | Wister Solar | IID | Y | Import |  |  | Solar_1Axis | PHOTO VOLTAIC | SUN | 20 | 20 |  |  |  |  | 1 | 24 | 24 |  |  |  |  | 0.1 | 0.1 | 0.1 | 0.1 | 0.3 | 5.06 | 9.93 | 2.45 | 5.35 | 0.1 | 0.1 | 0.1 |  | South | IAR
WISTRA_2_WRSSR1 |  |  | Wistaria Ranch Solar | CISO | N | San Diego-IV |  | Y | Solar_1Axis | PHOTO VOLTAIC | SUN | 100 | 100 |  |  |  |  | 1 | 24 | 24 |  |  |  |  | 0.1 | 0.1 | 0.1 | 0.48 | 3.22 | 42.52 | 67.29 | 20.3 | 38.96 | 0.18 | 0.1 | 0.1 | N | South | FC
WLDWD_1_SOLAR1 |  |  | Wildwood Solar I | CISO | N | CAISO System |  | Y | Solar_1Axis | PHOTO VOLTAIC | SUN | 20 | 20 |  |  |  |  | 1 | 24 | 24 |  |  |  |  | 0.1 | 0.1 | 0.1 | 0.27 | 1.41 | 11.34 | 14.59 | 5.34 | 9.5 | 0.1 | 0.1 | 0.1 | N | North | FC
WLDWD_1_SOLAR2 |  |  | Wildwood Solar 2 | CISO | N | CAISO System |  | Y | Solar_1Axis | PHOTO VOLTAIC | SUN | 15 | 15 |  |  |  |  | 1 | 24 | 24 |  |  |  |  | 0.1 | 0.1 | 0.1 | 0.2 | 1.05 | 8.51 | 10.94 | 4.01 | 7.13 | 0.1 | 0.1 | 0.1 | N | North | FC
WNDMAS_2_UNIT 1 |  |  | BUENA VISTA ENERGY, LLC | CISO | N | Bay Area | Contra Costa |  | Wind | WIND | WIND | 38 | 36 |  |  |  |  | 1 | 24 | 24 |  |  |  |  | 2.16 | 3.23 | 6.73 | 13.35 | 17.53 | 16.21 | 16.32 | 11.55 | 9.35 | 4.15 | 1.53 | 2.1 | N | North | FC
WNDSTR_2_WIND |  |  | Windstar | CISO | N | CAISO System |  |  | Wind | WIND | WIND | 120 | 120 |  |  |  |  | 1 | 24 | 24 |  |  |  |  | 10.08 | 24.33 | 27.26 | 43.9 | 49.51 | 45.09 | 44.93 | 41.49 | 25.48 | 13.65 | 7.92 | 7.76 | N | South | FC
WOLFSK_1_UNITA1 |  |  | Wolfskill Energy Center | CISO | N | CAISO System |  | Y | Peaker | COMBUSTION TURBINE | NATURAL GAS | 48.68 | 49.9 |  |  |  |  | 1 | 24 | 24 |  |  | 46.9 | 1 | 46.9 | 46.9 | 46.9 | 46.9 | 46.9 | 46.9 | 46.9 | 46.9 | 46.9 | 46.9 | 46.9 | 46.9 | Y | North | FC
WOODWR_1_HYDRO |  |  | Quinten Luallen | CISO | N | Fresno | Herndon |  | Hydro | HYDRO | WATER | 7.3 | 7.3 |  |  |  |  | 1 | 24 | 24 |  |  |  |  | 0 | 0 | 0 | 0 | 0 | 0 | 0 | 0 | 0 | 0 | 0 | 0 | N | North | EO
WRGTSR_2_WSFSR1 |  |  | Wright Solar Freeman | CISO | N | CAISO System |  | Y | Hybrid_Solar_Fixed | PHOTO VOLTAIC | SUN | 200 | 200 |  |  |  |  | 1 | 24 | 24 |  |  |  |  | 0.1 | 0.1 | 0.1 | 2.68 | 10.48 | 76.62 | 119.83 | 40.19 | 80.14 | 1.3 | 0.1 | 0.1 | N | North | FC
WSENGY_1_UNIT 1 |  |  | Wheelabrator Shasta | CISO | N | CAISO System |  |  | Biomass/Wood | STEAM | BIOMASS | 50 | 50 |  |  |  |  | 1 | 24 | 24 |  |  |  |  | 34.06 | 34.06 | 34.01 | 32.62 | 34.05 | 34.06 | 34.38 | 35.97 | 35.66 | 33.92 | 32.92 | 34.06 | N | North | FC
WSNR_2_CVPDYN |  |  | Central Valley 1 | BANC | Y | Import |  |  | Hydro | HYDRO | WATER | 10 | 0 |  |  |  |  | 1 | 24 | 24 |  |  |  |  | 10 | 10 | 10 | 10 | 10 | 10 | 10 | 10 | 10 | 10 | 10 | 10 |  | North | IAR
WSNR_2_TESLADYN |  |  | Central Valley Tesla | BANC | Y | Import |  |  | Hydro | HYDRO | WATER | 10 | 0 |  |  |  |  | 1 | 24 | 24 |  |  |  |  | 10 | 10 | 10 | 10 | 10 | 10 | 10 | 10 | 10 | 10 | 10 | 10 |  | North | IAR
WSNR_5_TRCYDYN |  |  | Central Valley Tracy | BANC | Y | Import |  |  | Hydro | HYDRO | WATER | 10 | 0 |  |  |  |  | 1 | 24 | 24 |  |  |  |  | 10 | 10 | 10 | 10 | 10 | 10 | 10 | 10 | 10 | 10 | 10 | 10 |  | North | IAR
WSTWND_2_M89BT2 |  | WSTWND_2_M89WD2 | Mojave 89 BESS 2B | CISO | N | CAISO System |  |  | Paired_BattStorage | OTHER | LESR | 70.6 | 70.6 | 0.8 | 282.4 | 282.4 | 1 | 1 | 24 | 4 | 82.65 | FALSE | 0 | 1 | 0 | 0 | 0 | 0 | 0 | 0 | 0 | 0 | 0 | 0 | 0 | 0 | Y | South | EO |  | Group name: MOJAVE89_0041CONV - Max to grid 82.65 MW.
WSTWND_2_M89WD2 |  | WSTWND_2_M89BT2 | Mojave 89 Wind | CISO | N | CAISO System |  |  | Wind | WIND | WIND | 75.8 | 82.7 |  |  |  |  | 1 | 24 | 24 | 82.65 |  |  |  | 6.94 | 16.76 | 18.77 | 30.24 | 34.1 | 31.06 | 30.94 | 28.58 | 17.55 | 9.4 | 5.46 | 5.35 | N | South | FC |  | Group name: MOJAVE89_0041CONV - Max to grid 82.65 MW.
WSTWND_2_M90WD2 |  |  | Mojave 90 | CISO | N | CAISO System |  |  | Wind | WIND | WIND | 64.82 | 64.9 |  |  |  |  | 1 | 24 | 24 |  |  |  |  | 5.45 | 13.14 | 14.72 | 23.72 | 26.74 | 24.36 | 24.27 | 22.41 | 13.76 | 7.37 | 4.28 | 4.19 | N | South | FC |  | Hybrid - However Wind is FCDS and BESS is EO
WSTWND_2_SBSBT1 |  |  | Sagebrush Solar 2 | CISO | N | CAISO System |  |  | Battery Storage | OTHER | LESR | 80 | 80 | 0.8 | 320 | 320 | 1 | 1 | 24 | 4 |  | TRUE | 160 | 1 | 80 | 80 | 80 | 80 | 80 | 80 | 80 | 80 | 80 | 80 | 80 | 80 | Y | South | ID | 100% | Q1325 - C12 - Waiting for Mesa-Laguna Bell 230 kV line upgrade project (Max 90 percent PCDS at 200 MW Pmax) | 1
WSTWND_2_SBSBT2 |  |  | Sagebrush Solar 2 ESS 40 | CISO | N | CAISO System |  |  | Battery Storage | OTHER | LESR | 40 | 40 | 0.8 | 160 | 160 | 1 | 1 | 24 | 4 |  | TRUE | 80 | 2 | 40 | 40 | 40 | 40 | 40 | 40 | 40 | 40 | 40 | 40 | 40 | 40 | Y | South | ID | 100% | Q1325 - Waiting for Mesa-Laguna Bell 230 kV line upgrade project - Max PCDS to 180 MW | 1
WSTWND_2_SBSBT3 |  |  | Sagebrush Solar 2 ESS 59 | CISO | N | CAISO System |  |  | Battery Storage | OTHER | LESR | 59 | 59 | 0.8 | 236 | 236 | 1 | 1 | 24 | 4 |  | TRUE | 118 | 2 | 59 | 59 | 59 | 59 | 59 | 59 | 59 | 59 | 59 | 59 | 59 | 59 | Y | South | ID | 100% | Q1325 - Waiting for Mesa-Laguna Bell 230 kV line upgrade project - Max PCDS to 180 MW | 1
YELPIN_2_YP2BT1 |  | YELPIN_2_YP2SR1 | Yellow Pine 2 BESS | CISO | N | CAISO System |  |  | Paired_BattStorage | OTHER | LESR | 65 | 65 | 0.865 | 260 | 260 | 1 | 1 | 24 | 4 | 125 | FALSE | 130 | 1 | 65 | 65 | 65 | 65 | 65 | 65 | 65 | 65 | 65 | 65 | 65 | 65 | Y | South | ID | 100% | Q1341 - Group name: YELLOW_PINE_1341_1 - Max to grid 125 MW. Waiting for Lugo-Victorville CRAS - Co-located with 125 MW solar YELPIN_2_YP2SR1 | 1
YELPIN_2_YP2BT2 |  | YELPIN_2_YP2SR2 | Yellow Pine 2 A BESS | CISO | N | CAISO System |  |  | Paired_BattStorage | OTHER | LESR | 28 | 53 | 0.875 | 112 | 112 | 1 | 1 | 24 | 4 | 60 | FALSE | 81 | 2 | 28 | 28 | 28 | 28 | 28 | 28 | 53 | 53 | 53 | 53 | 53 | 53 | Y | South | ID | 53 | Q1341 - Group name YELLOW_PINE_1341_2 - Max to grid 60 MW. Waiting for Lugo Victorville CRAS a possibly more - Co-located with 60 MW solar YELP_2_YP2SR2. |  | 53
YELPIN_2_YP2BT3 |  | YELPIN_2_YP2SR3 | Yellow Pine 2 B BESS | CISO | N | CAISO System |  |  | Paired_BattStorage | OTHER | LESR | 32 | 32 | 0.859 | 128 | 128 | 1 | 1 | 24 | 4 | 65 | TRUE | 64 | 2 | 32 | 32 | 32 | 32 | 32 | 32 | 32 | 32 | 32 | 32 | 32 | 32 | Y | South | ID | 100% | Q1341 - Group name: YELLOW_PINE_1341_3 - Max to grid 65 MW. Waiting for Lugo Victorville CRAS - Co-located with 65 MW solar YELP_2_YP2SR3. | 1
YELPIN_2_YP2SR1 |  | YELPIN_2_YP2BT1 | Yellow Pine 2 | CISO | N | CAISO System |  |  | Paired_Solar_1Axis | PHOTO VOLTAIC | SUN | 125 | 125 |  |  |  |  | 1 | 24 | 24 | 125 |  |  |  | 0.1 | 0.1 | 0.1 | 0.6 | 4.02 | 53.15 | 60 | 25.37 | 48.69 | 0.22 | 0.1 | 0.1 | N | South | ID | 1 | Q1341 - Group name: YELLOW_PINE_1341_1 - Max to grid 125 MW. Waiting for Lugo-Victorville CRAS - Co-located with 65 MW battery YELPIN_2_YP2BT1 | 1
YELPIN_2_YP2SR2 |  | YELPIN_2_YP2BT2 | Yellow Pine 2 A PV | CISO | N | CAISO System |  |  | Paired_Solar_1Axis | PHOTO VOLTAIC | SUN | 60 | 60 |  |  |  |  | 1 | 24 | 24 | 85 |  |  |  | 0.1 | 0.1 | 0.1 | 0.29 | 1.93 | 25.51 | 32 | 12.18 | 23.37 | 0.11 | 0.1 | 0.1 | N | South | ID | 1 | Q1341 - Group name: YELLOW_PINE_1341_2 - Max to grid 60 MW. Waiting for Lugo Victorville CRAS - Co-located with 28 MW 4 hour deliverable battery YELP_2_YP2BT2. The battery is actually 53 MW 4 hour however only 28 MW 4 hour is deliverable the rest is EO. | 1
YELPIN_2_YP2SR3 |  | YELPIN_2_YP2BT3 | Yellow Pine 2 B PV | CISO | N | CAISO System |  |  | Paired_Solar_1Axis | PHOTO VOLTAIC | SUN | 65 | 65 |  |  |  |  | 1 | 24 | 24 | 65 |  |  |  | 0.1 | 0.1 | 0.1 | 0.31 | 2.09 | 27.64 | 33 | 13.19 | 25.32 | 0.11 | 0.1 | 0.1 | N | South | ID | 1 | Q1341 - Group name: YELLOW_PINE_1341_3 - Max to grid 65 MW. Waiting for Lugo Victorville CRAS - Co-located with 32 MW battery YELP_2_YP2BT3. | 1
YUBACT_1_SUNSWT |  |  | YUBA CITY COGEN | CISO | N | Sierra | Pease, Drum-Rio Oso |  | CHP | COMBUSTION TURBINE | NATURAL GAS | 49.97 | 49 |  |  |  |  | 1 | 24 | 24 |  |  | 0 | 1 | 49.97 | 49.97 | 49.97 | 49.97 | 49.97 | 49.97 | 49.97 | 49.97 | 49.97 | 49.97 | 49.97 | 49.97 | Y | North | FC
YUBACT_6_UNITA1 |  |  | Yuba City Energy Center (Calpine) | CISO | N | Sierra | Pease, Drum-Rio Oso |  | Peaker | COMBUSTION TURBINE | NATURAL GAS | 47.16 | 49.9 |  |  |  |  | 1 | 24 | 24 |  |  | 47.16 | 1 | 47.16 | 47.16 | 47.16 | 47.16 | 47.16 | 47.16 | 47.16 | 47.16 | 47.16 | 47.16 | 47.16 | 47.16 | Y | North | FC
ZOND_6_UNIT |  |  | ZOND WINDSYSTEMS INC. | CISO | N | Bay Area | Contra Costa |  | Wind | WIND | WIND | 17.1 | 21.87 |  |  |  |  | 1 | 24 | 24 |  |  |  |  | 0.97 | 1.45 | 3.03 | 6.01 | 7.89 | 7.3 | 7.34 | 5.2 | 4.21 | 1.87 | 0.69 | 0.95 | N | North | FC

## Template Inputs
Tab Contains Inputs used by Energy Division Staff for Worksheets
Year | Month | Index | Compliance Month | Index | Contract Start Date | Contract End Date | CPE Product Types | Committed RA |  | Flex Categories
2026 | January | 1 | 2026-01-01 | 1 | 2026-01-01 | 2026-01-31 | Existing CAM | Yes | Categories | ON PEAK (May-Sept.)
2027 | February | 2 | 2026-02-01 | 2 | 2026-02-01 | 2026-02-28 | Procured | No | 1 | At least 40% | 0.4 | >=0.40
2028 | March | 3 | 2026-03-01 | 3 | 2026-03-01 | 2026-03-31 | Self Shown LCR - RCM |  | 2 | Up to 55% for cat. 2 & 3 (Cumulative Max) | 0.55 | <=0.55
| April | 4 | 2026-04-01 | 4 | 2026-04-01 | 2026-04-30 |  |  | 3 | Up to 5% | 0.05 | <=0.05
| May | 5 | 2026-05-01 | 5 | 2026-05-01 | 2026-05-31 |  |  | Categories | OFF PEAK (Jan. - April, & Oct.-Dec.)
| June | 6 | 2026-06-01 | 6 | 2026-06-01 | 2026-06-30 |  |  | 1 | At Least 27% | 0.27 | >=0.27
| July | 7 | 2026-07-01 | 7 | 2026-07-01 | 2026-07-31 |  |  | 2 | Up to 68% for cat 2 & 3 (Cumulative Max) | 0.68 | <=0.68
| August | 8 | 2026-08-01 | 8 | 2026-08-01 | 2026-08-31 |  |  | 3 | Up to 5% | 0.05 | <=0.05
| September | 9 | 2026-09-01 | 9 | 2026-09-01 | 2026-09-30
| October | 10 | 2026-10-01 | 10 | 2026-10-01 | 2026-10-31
| November | 11 | 2026-11-01 | 11 | 2026-11-01 | 2026-11-30
| December | 12 | 2026-12-01 | 12 | 2026-12-01 | 2026-12-31
|  | 13 | 2027-01-01 | 13 | 2027-01-01 | 2027-01-31
|  | 14 | 2027-02-01 | 14 | 2027-02-01 | 2027-02-28
|  | 15 | 2027-03-01 | 15 | 2027-03-01 | 2027-03-31
|  | 16 | 2027-04-01 | 16 | 2027-04-01 | 2027-04-30
|  | 17 | 2027-05-01 | 17 | 2027-05-01 | 2027-05-31
|  | 18 | 2027-06-01 | 18 | 2027-06-01 | 2027-06-30
|  | 19 | 2027-07-01 | 19 | 2027-07-01 | 2027-07-31
|  | 20 | 2027-08-01 | 20 | 2027-08-01 | 2027-08-31
|  | 21 | 2027-09-01 | 21 | 2027-09-01 | 2027-09-30
|  | 22 | 2027-10-01 | 22 | 2027-10-01 | 2027-10-31
|  | 23 | 2027-11-01 | 23 | 2027-11-01 | 2027-11-30
|  | 24 | 2027-12-01 | 24 | 2027-12-01 | 2027-12-31
|  | 25 | 2028-01-01 | 25 | 2028-01-01 | 2028-01-31
|  | 26 | 2028-02-01 | 26 | 2028-02-01 | 2028-02-28
|  | 27 | 2028-03-01 | 27 | 2028-03-01 | 2028-03-31
|  | 28 | 2028-04-01 | 28 | 2028-04-01 | 2028-04-30
|  | 29 | 2028-05-01 | 29 | 2028-05-01 | 2028-05-31
|  | 30 | 2028-06-01 | 30 | 2028-06-01 | 2028-06-30
|  | 31 | 2028-07-01 | 31 | 2028-07-01 | 2028-07-31
|  | 32 | 2028-08-01 | 32 | 2028-08-01 | 2028-08-31
|  | 33 | 2028-09-01 | 33 | 2028-09-01 | 2028-09-30
|  | 34 | 2028-10-01 | 34 | 2028-10-01 | 2028-10-31
|  | 35 | 2028-11-01 | 35 | 2028-11-01 | 2028-11-30
|  | 36 | 2028-12-01 | 36 | 2028-12-01 | 2028-12-31