## NOTES
1. Dates shaded in orange on the "Date_Selection" tab represent Flex Alert/Emergency Alert Days that were added to the Top 5 Load Days set.
2. Dataset excludes any production from resources on days before their official Commercial Operation Date (COD).
3. WA/OR wind analysis and exceedance profiles are based on 2017-2020 modeled data due to limitations in actual performance data. The monthly installed capacity values across the years are replaced in the analysis with a fixed CapMax value of 7,982 MW (also modeled).
4. AZ analysis and exceedance profiles exclude January 2017 due to lack of production/installed capacity at the time.
5. NM analysis and exceedance profiles utilize a mix of settlement data/installed capacity (2022) and modeled data/CapMax (2017-2020) due to lack of settlement data prior to 2022. 2021 modeled data is not available at this time.
6. For each technology/location, the Solver setup picks an exceedance level for each season using hourly weights (based on reliability risk) and overcounting/undercounting weights (prioritizing minimization of overcounting relative to undercounting).
7. Additional Solver constraints: no overcounting greater than 10% in any hour relative to Worst Day profile, no overcounting greater than 2% in LOLE hours relative to the Worst Day profile, and chosen exceedance levels have a lower bound of 50% and upper bound of 85%.

## Date_Selection
2017 |  |  |  | 2018 |  |  |  | 2019 |  |  |  | 2020 |  |  |  | 2021 |  |  |  | 2022
Month | Rank | Load | Date | Month | Rank | Load | Date | Month | Rank | Load | Date | Month | Rank | Load | Date | Month | Rank | Load | Date | Month | Rank | Load | Date
1 | 1 | 31292 | 2017-01-23 | 1 | 1 | 29544.6469 | 2018-01-29 | 1 | 1 | 29253.02 | 2019-01-14 | 1 | 1 | 29239.33 | 2020-01-16 | 1 | 1 | 29289.1828 | 2021-01-25 | 1 | 1 | 29104.8523 | 2022-01-03
1 | 2 | 31003 | 2017-01-18 | 1 | 2 | 29225.7798 | 2018-01-08 | 1 | 2 | 29151.89 | 2019-01-15 | 1 | 2 | 28539.89 | 2020-01-15 | 1 | 2 | 29137.0646 | 2021-01-26 | 1 | 2 | 28584.1065 | 2022-01-04
1 | 3 | 30935 | 2017-01-24 | 1 | 3 | 29075.8843 | 2018-01-22 | 1 | 3 | 29136.91 | 2019-01-02 | 1 | 3 | 28321.13 | 2020-01-13 | 1 | 3 | 28252.7177 | 2021-01-27 | 1 | 3 | 28398.1014 | 2022-01-31
1 | 4 | 30877 | 2017-01-25 | 1 | 4 | 29065.3426 | 2018-01-25 | 1 | 4 | 29030.74 | 2019-01-03 | 1 | 4 | 28251.49 | 2020-01-14 | 1 | 4 | 27894.3482 | 2021-01-07 | 1 | 4 | 28180.4312 | 2022-01-10
1 | 5 | 30677 | 2017-01-26 | 1 | 5 | 28932.3628 | 2018-01-03 | 1 | 5 | 28671.39 | 2019-01-16 | 1 | 5 | 28226 | 2020-01-09 | 1 | 5 | 27882.8879 | 2021-01-06 | 1 | 5 | 28126.1645 | 2022-01-05
2 | 1 | 30349 | 2017-02-06 | 2 | 1 | 30054 | 2018-02-20 | 2 | 1 | 29582.5179 | 2019-02-20 | 2 | 1 | 29437.06 | 2020-02-04 | 2 | 1 | 27252.8 | 2021-02-09 | 2 | 1 | 29019.7119 | 2022-02-23
2 | 2 | 30147 | 2017-02-08 | 2 | 2 | 29747 | 2018-02-22 | 2 | 2 | 29408.8075 | 2019-02-21 | 2 | 2 | 29114.35 | 2020-02-03 | 2 | 2 | 27130.8 | 2021-02-11 | 2 | 2 | 28726.9742 | 2022-02-22
2 | 3 | 30076 | 2017-02-01 | 2 | 3 | 29387 | 2018-02-27 | 2 | 3 | 29066.0053 | 2019-02-05 | 2 | 3 | 28754.82 | 2020-02-05 | 2 | 3 | 27120.2 | 2021-02-17 | 2 | 3 | 28307.8715 | 2022-02-24
2 | 4 | 30062 | 2017-02-09 | 2 | 4 | 29382 | 2018-02-19 | 2 | 4 | 29021.2922 | 2019-02-13 | 2 | 4 | 28276.01 | 2020-02-10 | 2 | 4 | 26993.5 | 2021-02-08 | 2 | 4 | 28081.9284 | 2022-02-01
2 | 5 | 30005 | 2017-02-07 | 2 | 5 | 29350 | 2018-02-21 | 2 | 5 | 29001.3896 | 2019-02-12 | 2 | 5 | 28132.87 | 2020-02-11 | 2 | 5 | 26980.7 | 2021-02-04 | 2 | 5 | 28048.5946 | 2022-02-10
3 | 1 | 29531 | 2017-03-14 | 3 | 1 | 28329 | 2018-03-01 | 3 | 1 | 28091.8381 | 2019-03-06 | 3 | 1 | 28215.79 | 2020-03-05 | 3 | 1 | 28135.8043 | 2021-03-10 | 3 | 1 | 28687.8193 | 2022-03-23
3 | 2 | 29074 | 2017-03-13 | 3 | 2 | 28151 | 2018-03-05 | 3 | 2 | 28089.6574 | 2019-03-05 | 3 | 2 | 28046.77 | 2020-03-02 | 3 | 2 | 27973.0972 | 2021-03-09 | 3 | 2 | 28483.5148 | 2022-03-24
3 | 3 | 28752 | 2017-03-15 | 3 | 3 | 28121 | 2018-03-02 | 3 | 3 | 27730.9129 | 2019-03-07 | 3 | 3 | 27992.38 | 2020-03-04 | 3 | 3 | 27910.5344 | 2021-03-03 | 3 | 3 | 27970.6654 | 2022-03-22
3 | 4 | 28649 | 2017-03-09 | 3 | 4 | 27979 | 2018-03-12 | 3 | 4 | 27518.9062 | 2019-03-11 | 3 | 4 | 27946.4 | 2020-03-03 | 3 | 4 | 27620.0666 | 2021-03-15 | 3 | 4 | 27687.0643 | 2022-03-25
3 | 5 | 28619 | 2017-03-16 | 3 | 5 | 27926 | 2018-03-29 | 3 | 5 | 27492.597 | 2019-03-04 | 3 | 5 | 27607.96 | 2020-03-12 | 3 | 5 | 27612.1188 | 2021-03-11 | 3 | 5 | 27608.8862 | 2022-03-01
4 | 1 | 29119 | 2017-04-21 | 4 | 1 | 30025 | 2018-04-09 | 4 | 1 | 30960.24 | 2019-04-24 | 4 | 1 | 30577.76 | 2020-04-28 | 4 | 1 | 30066.2024 | 2021-04-30 | 4 | 1 | 33267.7457 | 2022-04-08
4 | 2 | 28620 | 2017-04-05 | 4 | 2 | 29399 | 2018-04-23 | 4 | 2 | 30604.18 | 2019-04-25 | 4 | 2 | 30114.52 | 2020-04-24 | 4 | 2 | 29496.2142 | 2021-04-29 | 4 | 2 | 32916.5825 | 2022-04-07
4 | 3 | 28540 | 2017-04-17 | 4 | 3 | 29396 | 2018-04-10 | 4 | 3 | 29828.47 | 2019-04-23 | 4 | 3 | 29381.28 | 2020-04-25 | 4 | 3 | 28297.7287 | 2021-04-19 | 4 | 3 | 29756.1775 | 2022-04-06
4 | 4 | 28467 | 2017-04-27 | 4 | 4 | 29237 | 2018-04-25 | 4 | 4 | 29046.52 | 2019-04-18 | 4 | 4 | 28109.86 | 2020-04-27 | 4 | 4 | 27496.8781 | 2021-04-01 | 4 | 4 | 28178.4715 | 2022-04-25
4 | 5 | 28120 | 2017-04-20 | 4 | 5 | 29103 | 2018-04-24 | 4 | 5 | 29025.38 | 2019-04-26 | 4 | 5 | 27998.14 | 2020-04-29 | 4 | 5 | 27439.4334 | 2021-04-28 | 4 | 5 | 27449.9371 | 2022-04-26
5 | 1 | 36040 | 2017-05-22 | 5 | 1 | 32256 | 2018-05-29 | 5 | 1 | 28446.15 | 2019-05-13 | 5 | 1 | 37822.63 | 2020-05-27 | 5 | 1 | 31650.4966 | 2021-05-31 | 5 | 1 | 34250.084 | 2022-05-25
5 | 2 | 35708 | 2017-05-03 | 5 | 2 | 30456 | 2018-05-08 | 5 | 2 | 28320.04 | 2019-05-14 | 5 | 2 | 37693.83 | 2020-05-26 | 5 | 2 | 31397.0396 | 2021-05-05 | 5 | 2 | 33299.168 | 2022-05-24
5 | 3 | 35702 | 2017-05-23 | 5 | 3 | 30273 | 2018-05-09 | 5 | 3 | 28276.29 | 2019-05-02 | 5 | 3 | 35390.98 | 2020-05-28 | 5 | 3 | 30671.9588 | 2021-05-04 | 5 | 3 | 31018.816 | 2022-05-18
5 | 4 | 33999 | 2017-05-04 | 5 | 4 | 30190 | 2018-05-07 | 5 | 4 | 28133.49 | 2019-05-08 | 5 | 4 | 32792.35 | 2020-05-07 | 5 | 4 | 30556.3344 | 2021-05-12 | 5 | 4 | 30367.7016 | 2022-05-26
5 | 5 | 33305 | 2017-05-02 | 5 | 5 | 29720 | 2018-05-28 | 5 | 5 | 28059.27 | 2019-05-30 | 5 | 5 | 32491.92 | 2020-05-25 | 5 | 5 | 30108.0715 | 2021-05-25 | 5 | 5 | 30040.0254 | 2022-05-14
6 | 1 | 44182 | 2017-06-20 | 6 | 1 | 37595 | 2018-06-22 | 6 | 1 | 42437.17 | 2019-06-11 | 6 | 1 | 39814.93 | 2020-06-03 | 6 | 1 | 41083.2504 | 2021-06-17 | 6 | 1 | 41362.3877 | 2022-06-27
6 | 2 | 44093 | 2017-06-19 | 6 | 2 | 37311 | 2018-06-13 | 6 | 2 | 40947.39 | 2019-06-10 | 6 | 2 | 38850.06 | 2020-06-10 | 6 | 2 | 40580.3011 | 2021-06-18 | 6 | 2 | 40648.397 | 2022-06-28
6 | 3 | 43469 | 2017-06-21 | 6 | 3 | 36538 | 2018-06-12 | 6 | 3 | 39317.66 | 2019-06-12 | 6 | 3 | 36961.18 | 2020-06-11 | 6 | 3 | 38943.003 | 2021-06-16 | 6 | 3 | 39998.7324 | 2022-06-23
6 | 4 | 41511 | 2017-06-22 | 6 | 4 | 36127 | 2018-06-14 | 6 | 4 | 33673.69 | 2019-06-05 | 6 | 4 | 36665.15 | 2020-06-24 | 6 | 4 | 38842.993 | 2021-06-15 | 6 | 4 | 39709.8402 | 2022-06-24
6 | 5 | 39969 | 2017-06-26 | 6 | 5 | 35380 | 2018-06-26 | 6 | 5 | 33436.57 | 2019-06-19 | 6 | 5 | 36586.31 | 2020-06-23 | 6 | 5 | 37734.4482 | 2021-06-28 | 6 | 5 | 39408.6959 | 2022-06-21
7 | 1 | 45366 | 2017-07-07 | 7 | 1 | 46310 | 2018-07-25 | 7 | 1 | 42844.9 | 2019-07-24 | 7 | 1 | 41535.69 | 2020-07-12 | 7 | 1 | 42993.8183 | 2021-07-09 | 7 | 1 | 41412.7945 | 2022-07-18
7 | 2 | 43410 | 2017-07-10 | 7 | 2 | 46172 | 2018-07-24 | 7 | 2 | 42040.68 | 2019-07-26 | 7 | 2 | 41409.77 | 2020-07-11 | 7 | 2 | 41867.9722 | 2021-07-19 | 7 | 2 | 41266.385 | 2022-07-19
7 | 3 | 42834 | 2017-07-08 | 7 | 3 | 45749 | 2018-07-23 | 7 | 3 | 41714.3 | 2019-07-25 | 7 | 3 | 40518.24 | 2020-07-10 | 7 | 3 | 41363.0369 | 2021-07-29 | 7 | 3 | 40413.1546 | 2022-07-20
7 | 4 | 42630 | 2017-07-17 | 7 | 4 | 45126 | 2018-07-06 | 7 | 4 | 41703.11 | 2019-07-23 | 7 | 4 | 40391.224 | 2020-07-31 | 7 | 4 | 41046.4034 | 2021-07-21 | 7 | 4 | 39452.938 | 2022-07-11
7 | 5 | 42522 | 2017-07-27 | 7 | 5 | 43741 | 2018-07-31 | 7 | 5 | 41339.64 | 2019-07-27 | 7 | 5 | 39833.38 | 2020-07-13 | 7 | 5 | 41000.1184 | 2021-07-20 | 7 | 5 | 39327.8436 | 2022-07-21
8 | 1 | 47344 | 2017-08-28 | 8 | 1 | 44996 | 2018-08-09 | 7 | 6 | 39384.57 | 2019-07-28 | 8 | 1 | 46973.59 | 2020-08-18 | 7 | 6 | 40897.12 | 2021-07-28 | 8 | 1 | 45232.8648 | 2022-08-16
8 | 2 | 46969 | 2017-08-29 | 8 | 2 | 44272 | 2018-08-06 | 8 | 1 | 44094.87 | 2019-08-15 | 8 | 2 | 46284.1 | 2020-08-14 | 7 | 7 | 40325.07 | 7/10/2021 | 8 | 2 | 45178.5845 | 2022-08-31
8 | 3 | 46485 | 2017-08-31 | 8 | 3 | 43962 | 2018-08-07 | 8 | 2 | 43853.62 | 2019-08-14 | 8 | 3 | 45846.06 | 2020-08-19 | 7 | 8 | 38447.76 | 2021-07-12 | 8 | 3 | 43385.6707 | 2022-08-15
8 | 4 | 46236 | 2017-08-30 | 8 | 4 | 43891 | 2018-08-08 | 8 | 3 | 43387.9 | 2019-08-26 | 8 | 4 | 44939.06 | 2020-08-17 | 8 | 1 | 42720.0868 | 2021-08-16 | 8 | 4 | 42754.7236 | 2022-08-17
8 | 5 | 44825 | 2017-08-03 | 8 | 5 | 43803 | 2018-08-01 | 8 | 4 | 42814.98 | 2019-08-27 | 8 | 5 | 44791.4 | 2020-08-15 | 8 | 2 | 42147.9649 | 2021-08-12 | 8 | 5 | 42101.813 | 2022-08-23
9 | 1 | 49899 | 2017-09-01 | 9 | 1 | 38558 | 2018-09-07 | 8 | 5 | 41222.57 | 2019-08-06 | 8 | 6 | 43471.27 | 2020-08-16 | 8 | 3 | 42138.5456 | 2021-08-27 | 9 | 1 | 51479.0047 | 2022-09-06
9 | 2 | 47290 | 2017-09-02 | 9 | 2 | 37844 | 2018-09-08 | 9 | 1 | 43835.2 | 2019-09-03 | 8 | 7 | 42153.89 | 2020-08-13 | 8 | 4 | 41733.488 | 2021-08-10 | 9 | 2 | 49859.092 | 2022-09-07
9 | 3 | 43528 | 2017-09-11 | 9 | 3 | 37682 | 2018-09-10 | 9 | 2 | 43395.22 | 2019-09-04 | 9 | 1 | 46528 | 2020-09-06 | 8 | 5 | 41225.0628 | 2021-08-11 | 9 | 3 | 48704.1645 | 2022-09-05
9 | 4 | 43022 | 2017-09-05 | 9 | 4 | 36199 | 2018-09-09 | 9 | 3 | 42132.35 | 2019-09-13 | 9 | 2 | 45656.33 | 2020-09-05 | 9 | 1 | 43789.2277 | 2021-09-08 | 9 | 4 | 48351.2032 | 2022-09-08
9 | 5 | 41974 | 2017-09-03 | 9 | 5 | 36058 | 2018-09-04 | 9 | 4 | 41915.82 | 2019-09-05 | 9 | 3 | 42754.1158 | 2020-09-30 | 9 | 2 | 43232.3592 | 2021-09-09 | 9 | 5 | 47101.3592 | 2022-09-01
10 | 1 | 39247 | 2017-10-24 | 10 | 1 | 34751 | 2018-10-01 | 9 | 5 | 41322.42 | 2019-09-06 | 9 | 4 | 41632.12 | 2020-09-07 | 9 | 3 | 42344.8996 | 2021-09-07 | 9 | 6 | 45674.861 | 2022-09-02
10 | 2 | 38230 | 2017-10-25 | 10 | 2 | 32185 | 2018-10-02 | 10 | 1 | 33227.4 | 2019-10-24 | 9 | 5 | 41191.31 | 2020-09-29 | 9 | 4 | 40762.6874 | 2021-09-21 | 9 | 7 | 43888.3123 | 2022-09-04
10 | 3 | 36229 | 2017-10-23 | 10 | 3 | 31183 | 2018-10-03 | 10 | 2 | 32787.3 | 2019-10-25 | 9 | 6 | 37516.87 | 2020-09-03 | 9 | 5 | 40084.7276 | 2021-09-10 | 9 | 8 | 43852.1528 | 2022-09-03
10 | 4 | 34923 | 2017-10-26 | 10 | 4 | 30528 | 2018-10-08 | 10 | 3 | 32608.64 | 2019-10-22 | 10 | 1 | 43147.4021 | 2020-10-01 | 10 | 1 | 33102.1676 | 2021-10-01 | 9 | 9 | 42862.3108 | 2022-09-09
10 | 5 | 33572 | 2017-10-16 | 10 | 5 | 30307 | 2018-10-04 | 10 | 4 | 32115.26 | 2019-10-07 | 10 | 2 | 41403.8186 | 2020-10-02 | 10 | 2 | 32743.8278 | 2021-10-04 | 10 | 1 | 34315.9936 | 2022-10-05
11 | 1 | 31307.6304 | 2017-11-22 | 11 | 1 | 29880 | 2018-11-02 | 10 | 5 | 31773.56 | 2019-10-23 | 10 | 3 | 37676.8114 | 2020-10-15 | 10 | 3 | 32497.6337 | 2021-10-03 | 10 | 2 | 34170.6283 | 2022-10-19
11 | 2 | 30273.9521 | 2017-11-28 | 11 | 2 | 29673 | 2018-11-01 | 11 | 1 | 29661.386 | 2019-11-18 | 10 | 4 | 37512.199 | 2020-10-16 | 10 | 4 | 32353.8755 | 2021-10-02 | 10 | 3 | 33933.979 | 2022-10-07
11 | 3 | 30265.9775 | 2017-11-29 | 11 | 3 | 29409 | 2018-11-05 | 11 | 2 | 29030.5956 | 2019-11-08 | 10 | 5 | 37301.1641 | 2020-10-03 | 10 | 5 | 31214.7482 | 2021-10-05 | 10 | 4 | 33521.9017 | 2022-10-06
11 | 4 | 30043.4718 | 2017-11-21 | 11 | 4 | 29342 | 2018-11-14 | 11 | 3 | 28960.8639 | 2019-11-07 | 11 | 1 | 29618.7771 | 2020-11-05 | 11 | 1 | 30145.6676 | 2021-11-12 | 10 | 5 | 33436.5574 | 2022-10-04
11 | 5 | 29904.4499 | 2017-11-08 | 11 | 5 | 29122 | 2018-11-07 | 11 | 4 | 28870.0123 | 2019-11-05 | 11 | 2 | 29520.6935 | 2020-11-04 | 11 | 2 | 29317.4355 | 2021-11-11 | 11 | 1 | 28252.6507 | 2022-11-30
12 | 1 | 30887.8471 | 2017-12-20 | 12 | 1 | 30118 | 2018-12-05 | 11 | 5 | 28780.1161 | 2019-11-26 | 11 | 3 | 28838.7847 | 2020-11-02 | 11 | 3 | 28968.7592 | 2021-11-15 | 11 | 2 | 28183.5979 | 2022-11-29
12 | 2 | 30879.2275 | 2017-12-21 | 12 | 2 | 29942 | 2018-12-10 | 12 | 1 | 30238.55 | 2019-12-16 | 11 | 4 | 28711.0952 | 2020-11-30 | 11 | 4 | 28658.1895 | 2021-11-29 | 11 | 3 | 28175.7201 | 2022-11-08
12 | 3 | 30821.8304 | 2017-12-04 | 12 | 3 | 29760 | 2018-12-06 | 12 | 2 | 30120.74 | 2019-12-17 | 11 | 5 | 28627.1288 | 2020-11-03 | 11 | 5 | 28626.4348 | 2021-11-30 | 11 | 4 | 28110.242 | 2022-11-28
12 | 4 | 30742.2785 | 2017-12-11 | 12 | 4 | 29592 | 2018-12-11 | 12 | 3 | 30106.8 | 2019-12-18 | 12 | 1 | 29458.1152 | 2020-12-15 | 12 | 1 | 31157.7637 | 2021-12-14 | 11 | 5 | 27980.3838 | 2022-11-21
12 | 5 | 30732.6355 | 2017-12-06 | 12 | 5 | 29564 | 2018-12-03 | 12 | 4 | 29421.98 | 2019-12-19 | 12 | 2 | 29317.8984 | 2020-12-14 | 12 | 2 | 31111.5355 | 2021-12-15 | 12 | 1 | 30047.5717 | 2022-12-12
[8 empty] | 12 | 5 | 29280.58 | 2019-12-11 | 12 | 3 | 29305.9684 | 2020-12-16 | 12 | 3 | 30600.0154 | 2021-12-13 | 12 | 2 | 29773.1359 | 2022-12-14
[12 empty] | 12 | 4 | 29117.9462 | 2020-12-07 | 12 | 4 | 30438.9973 | 2021-12-16 | 12 | 3 | 29724.8021 | 2022-12-13
[12 empty] | 12 | 5 | 29055.51 | 2020-12-17 | 12 | 5 | 30149.9777 | 2021-12-20 | 12 | 4 | 29588.0673 | 2022-12-19
[20 empty] | 12 | 5 | 29321.5592 | 2022-12-15

## Date_List
2017-01-23
2017-01-18
2017-01-24
2017-01-25
2017-01-26
2017-02-06
2017-02-08
2017-02-01
2017-02-09
2017-02-07
2017-03-14
2017-03-13
2017-03-15
2017-03-09
2017-03-16
2017-04-21
2017-04-05
2017-04-17
2017-04-27
2017-04-20
2017-05-22
2017-05-03
2017-05-23
2017-05-04
2017-05-02
2017-06-20
2017-06-19
2017-06-21
2017-06-22
2017-06-26
2017-07-07
2017-07-10
2017-07-08
2017-07-17
2017-07-27
2017-08-28
2017-08-29
2017-08-31
2017-08-30
2017-08-03
2017-09-01
2017-09-02
2017-09-11
2017-09-05
2017-09-03
2017-10-24
2017-10-25
2017-10-23
2017-10-26
2017-10-16
2017-11-22
2017-11-28
2017-11-29
2017-11-21
2017-11-08
2017-12-20
2017-12-21
2017-12-04
2017-12-11
2017-12-06
2018-01-29
2018-01-08
2018-01-22
2018-01-25
2018-01-03
2018-02-20
2018-02-22
2018-02-27
2018-02-19
2018-02-21
2018-03-01
2018-03-05
2018-03-02
2018-03-12
2018-03-29
2018-04-09
2018-04-23
2018-04-10
2018-04-25
2018-04-24
2018-05-29
2018-05-08
2018-05-09
2018-05-07
2018-05-28
2018-06-22
2018-06-13
2018-06-12
2018-06-14
2018-06-26
2018-07-25
2018-07-24
2018-07-23
2018-07-06
2018-07-31
2018-08-09
2018-08-06
2018-08-07
2018-08-08
2018-08-01
2018-09-07
2018-09-08
2018-09-10
2018-09-09
2018-09-04
2018-10-01
2018-10-02
2018-10-03
2018-10-08
2018-10-04
2018-11-02
2018-11-01
2018-11-05
2018-11-14
2018-11-07
2018-12-05
2018-12-10
2018-12-06
2018-12-11
2018-12-03
2019-01-14
2019-01-15
2019-01-02
2019-01-03
2019-01-16
2019-02-20
2019-02-21
2019-02-05
2019-02-13
2019-02-12
2019-03-06
2019-03-05
2019-03-07
2019-03-11
2019-03-04
2019-04-24
2019-04-25
2019-04-23
2019-04-18
2019-04-26
2019-05-13
2019-05-14
2019-05-02
2019-05-08
2019-05-30
2019-06-11
2019-06-10
2019-06-12
2019-06-05
2019-06-19
2019-07-24
2019-07-26
2019-07-25
2019-07-23
2019-07-27
2019-07-28
2019-08-15
2019-08-14
2019-08-26
2019-08-27
2019-08-06
2019-09-03
2019-09-04
2019-09-13
2019-09-05
2019-09-06
2019-10-24
2019-10-25
2019-10-22
2019-10-07
2019-10-23
2019-11-18
2019-11-08
2019-11-07
2019-11-05
2019-11-26
2019-12-16
2019-12-17
2019-12-18
2019-12-19
2019-12-11
2020-01-16
2020-01-15
2020-01-13
2020-01-14
2020-01-09
2020-02-04
2020-02-03
2020-02-05
2020-02-10
2020-02-11
2020-03-05
2020-03-02
2020-03-04
2020-03-03
2020-03-12
2020-04-28
2020-04-24
2020-04-25
2020-04-27
2020-04-29
2020-05-27
2020-05-26
2020-05-28
2020-05-07
2020-05-25
2020-06-03
2020-06-10
2020-06-11
2020-06-24
2020-06-23
2020-07-12
2020-07-11
2020-07-10
2020-07-31
2020-07-13
2020-08-18
2020-08-14
2020-08-19
2020-08-17
2020-08-15
2020-08-16
2020-08-13
2020-09-06
2020-09-05
2020-09-30
2020-09-07
2020-09-29
2020-09-03
2020-10-01
2020-10-02
2020-10-15
2020-10-16
2020-10-03
2020-11-05
2020-11-04
2020-11-02
2020-11-30
2020-11-03
2020-12-15
2020-12-14
2020-12-16
2020-12-07
2020-12-17
2021-01-25
2021-01-26
2021-01-27
2021-01-07
2021-01-06
2021-02-09
2021-02-11
2021-02-17
2021-02-08
2021-02-04
2021-03-10
2021-03-09
2021-03-03
2021-03-15
2021-03-11
2021-04-30
2021-04-29
2021-04-19
2021-04-01
2021-04-28
2021-05-31
2021-05-05
2021-05-04
2021-05-12
2021-05-25
2021-06-17
2021-06-18
2021-06-16
2021-06-15
2021-06-28
2021-07-09
2021-07-19
2021-07-29
2021-07-21
2021-07-20
2021-07-28
7/10/2021
2021-07-12
2021-08-16
2021-08-12
2021-08-27
2021-08-10
2021-08-11
2021-09-08
2021-09-09
2021-09-07
2021-09-21
2021-09-10
2021-10-01
2021-10-04
2021-10-03
2021-10-02
2021-10-05
2021-11-12
2021-11-11
2021-11-15
2021-11-29
2021-11-30
2021-12-14
2021-12-15
2021-12-13
2021-12-16
2021-12-20
2022-01-03
2022-01-04
2022-01-31
2022-01-10
2022-01-05
2022-02-23
2022-02-22
2022-02-24
2022-02-01
2022-02-10
2022-03-23
2022-03-24
2022-03-22
2022-03-25
2022-03-01
2022-04-08
2022-04-07
2022-04-06
2022-04-25
2022-04-26
2022-05-25
2022-05-24
2022-05-18
2022-05-26
2022-05-14
2022-06-27
2022-06-28
2022-06-23
2022-06-24
2022-06-21
2022-07-18
2022-07-19
2022-07-20
2022-07-11
2022-07-21
2022-08-16
2022-08-31
2022-08-15
2022-08-17
2022-08-23
2022-09-06
2022-09-07
2022-09-05
2022-09-08
2022-09-01
2022-09-02
2022-09-04
2022-09-03
2022-09-09
2022-10-05
2022-10-19
2022-10-07
2022-10-06
2022-10-04
2022-11-30
2022-11-29
2022-11-08
2022-11-28
2022-11-21
2022-12-12
2022-12-14
2022-12-13
2022-12-19
2022-12-15

## Installed_Capacity
Wind | AZ
|  |  | Year | 1 | 2 | 3 | 4 | 5 | 6 | 7 | 8 | 9 | 10 | 11 | 12
actual | 2022 | 1145 | 2022 | 1145 | 1145 | 1145 | 1145 | 1145 | 1145 | 1145 | 1145 | 1145 | 1145 | 1145 | 1145
actual | 2021 | 1145 | 2021 | 1145 | 1145 | 1145 | 1145 | 1145 | 1145 | 1145 | 1145 | 1145 | 1145 | 1145 | 1145
actual | 2020 | 1145 | 2020 | 795 | 795 | 795 | 795 | 795 | 795 | 795 | 795 | 795 | 795 | 795 | 1145
actual | 2019 | 795 | 2019 | 595 | 595 | 595 | 595 | 595 | 595 | 595 | 795 | 795 | 795 | 795 | 795
actual | 2018 | 595 | 2018 | 595 | 595 | 595 | 595 | 595 | 595 | 595 | 595 | 595 | 595 | 595 | 595
actual | 2017 | 595 | 2017 | 0 | 297 | 297 | 297 | 297 | 595 | 595 | 595 | 595 | 595 | 595 | 595
Wind | NM
|  |  | Year | 1 | 2 | 3 | 4 | 5 | 6 | 7 | 8 | 9 | 10 | 11 | 12
actual | 2022 | 700.98 | 2022 | 700.98 | 700.98 | 700.98 | 700.98 | 700.98 | 700.98 | 700.98 | 700.98 | 700.98 | 700.98 | 700.98 | 700.98
| 2021 | 0 | 2021 | 0 | 0 | 0 | 0 | 0 | 0 | 0 | 0 | 0 | 0 | 0 | 0
modeled | 2020 | 2450.79 | 2020 | 2450.79 | 2450.79 | 2450.79 | 2450.79 | 2450.79 | 2450.79 | 2450.79 | 2450.79 | 2450.79 | 2450.79 | 2450.79 | 2450.79
modeled | 2019 | 2450.79 | 2019 | 2450.79 | 2450.79 | 2450.79 | 2450.79 | 2450.79 | 2450.79 | 2450.79 | 2450.79 | 2450.79 | 2450.79 | 2450.79 | 2450.79
modeled | 2018 | 2450.79 | 2018 | 2450.79 | 2450.79 | 2450.79 | 2450.79 | 2450.79 | 2450.79 | 2450.79 | 2450.79 | 2450.79 | 2450.79 | 2450.79 | 2450.79
modeled | 2017 | 2450.79 | 2017 | 2450.79 | 2450.79 | 2450.79 | 2450.79 | 2450.79 | 2450.79 | 2450.79 | 2450.79 | 2450.79 | 2450.79 | 2450.79 | 2450.79
Wind | WA/OR |  | Year | 1 | 2 | 3 | 4 | 5 | 6 | 7 | 8 | 9 | 10 | 11 | 12
| 2022 | 0 | 2022 | 0 | 0 | 0 | 0 | 0 | 0 | 0 | 0 | 0 | 0 | 0 | 0
| 2021 | 0 | 2021 | 0 | 0 | 0 | 0 | 0 | 0 | 0 | 0 | 0 | 0 | 0 | 0
modeled | 2020 | 7981.64 | 2020 | 7981.64 | 7981.64 | 7981.64 | 7981.64 | 7981.64 | 7981.64 | 7981.64 | 7981.64 | 7981.64 | 7981.64 | 7981.64 | 7981.64
modeled | 2019 | 7981.64 | 2019 | 7981.64 | 7981.64 | 7981.64 | 7981.64 | 7981.64 | 7981.64 | 7981.64 | 7981.64 | 7981.64 | 7981.64 | 7981.64 | 7981.64
modeled | 2018 | 7981.64 | 2018 | 7981.64 | 7981.64 | 7981.64 | 7981.64 | 7981.64 | 7981.64 | 7981.64 | 7981.64 | 7981.64 | 7981.64 | 7981.64 | 7981.64
modeled | 2017 | 7981.64 | 2017 | 7981.64 | 7981.64 | 7981.64 | 7981.64 | 7981.64 | 7981.64 | 7981.64 | 7981.64 | 7981.64 | 7981.64 | 7981.64 | 7981.64

## Wind_Profile (AZ)
Installed capacity |  | Wind (AZ)
|  | Month | 1 | 2 | 3 | 4 | 5 | 6 | 7 | 8 | 9 | 10 | 11 | 12 | 13 | 14 | 15 | 16 | 17 | 18 | 19 | 20 | 21 | 22 | 23 | 24
297 | 2017-02-06 | 2 | 0.12795 | 0.12795 | 0.12795 | 0.11785 | 0.12121 | 0.12121 | 0.11785 | 0.11448 | 0.12121 | 0.12795 | 0.13468 | 0.14141 | 0.13805 | 0.13468 | 0.13805 | 0.13468 | 0.13805 | 0.13468 | 0.13805 | 0.13805 | 0.13805 | 0.13468 | 0.13468 | 0.13468
297 | 2017-02-08 | 2 | 0.13805 | 0.14141 | 0.13468 | 0.094276 | 0.11111 | 0.097643 | 0.14141 | 0.14141 | 0.11448 | 0.06734 | 0.057239 | 0.060606 | 0.14478 | 0.14141 | 0.13468 | 0.14141 | 0.12121 | 0.15488 | 0.16498 | 0.16835 | 0.16498 | 0.16498 | 0.16162 | 0.16498
297 | 2017-02-01 | 2 | 0 | 0 | 0 | 0 | 0 | 0 | 0 | 0 | 0 | 0 | 0 | 0 | 0 | 0 | 0.003367 | 0.003367 | 0.010101 | 0.023569 | 0.03367 | 0.037037 | 0.030303 | 0 | 0 | 0.03367
297 | 2017-02-09 | 2 | 0.16162 | 0.16498 | 0.16498 | 0.16498 | 0.16498 | 0.16498 | 0.16835 | 0.15152 | 0.15488 | 0.18182 | 0.19192 | 0.19865 | 0.19529 | 0.18855 | 0.18519 | 0.19529 | 0.20539 | 0.21886 | 0.22222 | 0.22559 | 0.21886 | 0.22222 | 0.21886 | 0.22222
297 | 2017-02-07 | 2 | 0.13805 | 0.13468 | 0.13805 | 0.13805 | 0.13805 | 0.13468 | 0.14141 | 0.13805 | 0.13468 | 0.13805 | 0.090909 | 0.047138 | 0.087542 | 0.13131 | 0.13805 | 0.15488 | 0.14815 | 0.15152 | 0.14141 | 0.14141 | 0.14141 | 0.14141 | 0.14141 | 0.14141
297 | 2017-03-14 | 3 | 0.86195 | 0.81818 | 0.56902 | 0 | 0 | 0.006734 | 0.52862 | 0.54209 | 0.27946 | 0.057239 | 0.003367 | 0 | 0.003367 | 0.006734 | 0.026936 | 0.010101 | 0 | 0.19529 | 0.51852 | 0.89899 | 0.92593 | 0.86869 | 0.79125 | 0.74074
297 | 2017-03-13 | 3 | 0.82828 | 0.78451 | 0.57576 | 0.20539 | 0.3266 | 0.37374 | 0.50168 | 0.27946 | 0.17845 | 0.053872 | 0 | 0.003367 | 0.060606 | 0.14141 | 0.17172 | 0.3367 | 0.48148 | 0.3468 | 0.51852 | 0.80471 | 0.89899 | 0.90909 | 0.90909 | 0.88889
297 | 2017-03-15 | 3 | 0.6532 | 0.43434 | 0.22222 | 0.016835 | 0.013468 | 0.006734 | 0 | 0 | 0.010101 | 0.026936 | 0.020202 | 0.010101 | 0.006734 | 0.006734 | 0.043771 | 0.090909 | 0.16835 | 0.27273 | 0.54882 | 0.81481 | 0.81481 | 0.81481 | 0.81481 | 0.81481
297 | 2017-03-09 | 3 | 0.72054 | 0.67677 | 0.50842 | 0.31313 | 0.32997 | 0.36364 | 0.30976 | 0.15152 | 0.20202 | 0.53872 | 0.3064 | 0.20875 | 0.16498 | 0.094276 | 0.057239 | 0.060606 | 0.057239 | 0.006734 | 0 | 0 | 0.047138 | 0.11785 | 0.090909 | 0.074074
297 | 2017-03-16 | 3 | 0.79798 | 0.77778 | 0.66667 | 0.71044 | 0.83502 | 0.83502 | 0.78114 | 0.57576 | 0.37374 | 0.16835 | 0.063973 | 0.060606 | 0.23906 | 0.18182 | 0.22222 | 0.37374 | 0.48822 | 0.16162 | 0.27609 | 0.35017 | 0.49158 | 0.79798 | 0.81818 | 0.70034
297 | 2017-04-21 | 4 | 0.18855 | 0.097643 | 0.097643 | 0.077441 | 0.047138 | 0.050505 | 0.070707 | 0.087542 | 0.087542 | 0.070707 | 0.14141 | 0.080808 | 0.016835 | 0.03367 | 0.367 | 0.54545 | 0.87205 | 0.88215 | 0.90572 | 0.90236 | 0.83502 | 0.86869 | 0.83502 | 0.75421
297 | 2017-04-05 | 4 | 0 | 0 | 0 | 0 | 0 | 0 | 0 | 0 | 0 | 0 | 0 | 0 | 0 | 0 | 0 | 0 | 0 | 0 | 0 | 0 | 0 | 0 | 0 | 0
297 | 2017-04-17 | 4 | 0.12458 | 0.21549 | 0.33333 | 0.070707 | 0.057239 | 0.020202 | 0 | 0.023569 | 0.11785 | 0.11111 | 0.21212 | 0.28283 | 0.34007 | 0.43771 | 0.64983 | 0.75758 | 0.76431 | 0.76431 | 0.76431 | 0.76431 | 0.76431 | 0.76431 | 0.76431 | 0.76768
297 | 2017-04-27 | 4 | 0.22222 | 0.26263 | 0.70707 | 0.71044 | 0.71044 | 0.6936 | 0.57912 | 0.50505 | 0.67677 | 0.71044 | 0.71044 | 0.71044 | 0.73064 | 0.73064 | 0.71044 | 0.71044 | 0.6835 | 0.43771 | 0.26263 | 0.68013 | 0.71044 | 0.633 | 0.67003 | 0.71044
297 | 2017-04-20 | 4 | 0.89226 | 0.91582 | 0.93939 | 0.93939 | 0.93939 | 0.93603 | 0.93939 | 0.93939 | 0.93939 | 0.93939 | 0.85522 | 0.87542 | 0.82828 | 0.75758 | 0.48148 | 0.29293 | 0.11785 | 0.32323 | 0.58923 | 0.79798 | 0.73064 | 0.60269 | 0.53535 | 0.43434
297 | 2017-05-22 | 5 | 0.47811 | 0.45791 | 0.35017 | 0.063973 | 0 | 0 | 0.010101 | 0.023569 | 0.077441 | 0.13468 | 0.15152 | 0.10438 | 0.19865 | 0.17508 | 0.050505 | 0.16835 | 0.44108 | 0.48485 | 0.48485 | 0.44781 | 0.7138 | 0.68687 | 0.30976 | 0.59933
297 | 2017-05-03 | 5 | 0 | 0 | 0 | 0 | 0 | 0 | 0 | 0 | 0 | 0 | 0 | 0 | 0 | 0 | 0 | 0 | 0 | 0 | 0 | 0 | 0 | 0 | 0 | 0
297 | 2017-05-23 | 5 | 0.89562 | 0.94613 | 0.9899 | 0.89899 | 0.78114 | 0.72727 | 0.60606 | 0.88889 | 0.41077 | 0.69024 | 0.91919 | 0.80135 | 0.66667 | 0.52525 | 0.39731 | 0.34007 | 0.29966 | 0.34343 | 0.38047 | 0.22896 | 0.097643 | 0.010101 | 0 | 0
297 | 2017-05-04 | 5 | 0 | 0 | 0 | 0 | 0 | 0 | 0 | 0 | 0 | 0 | 0 | 0 | 0 | 0 | 0 | 0 | 0 | 0 | 0 | 0 | 0 | 0 | 0 | 0
297 | 2017-05-02 | 5 | 0 | 0 | 0 | 0 | 0 | 0 | 0 | 0 | 0 | 0 | 0 | 0 | 0 | 0 | 0 | 0 | 0 | 0 | 0 | 0 | 0 | 0 | 0 | 0
595 | 2017-06-20 | 6 | 0.3479 | 0.38319 | 0.32269 | 0.25882 | 0.25042 | 0.22353 | 0.21008 | 0.2084 | 0.16303 | 0.085714 | 0.058824 | 0.07563 | 0.10756 | 0.11261 | 0.11765 | 0.14958 | 0.19496 | 0.25714 | 0.27059 | 0.27899 | 0.43025 | 0.41849 | 0.37311 | 0.51092
595 | 2017-06-19 | 6 | 0.18824 | 0.16471 | 0.15798 | 0.12605 | 0.084034 | 0.015126 | 0.0033613 | 0.0016807 | 0.0016807 | 0.0084034 | 0.031933 | 0.033613 | 0.058824 | 0.080672 | 0.052101 | 0.062185 | 0.10252 | 0.082353 | 0.12773 | 0.33445 | 0.38992 | 0.31429 | 0.31261 | 0.32773
595 | 2017-06-21 | 6 | 0.41176 | 0.27227 | 0.21008 | 0.34118 | 0.24538 | 0.18824 | 0.09916 | 0.15966 | 0.17143 | 0.2521 | 0.18992 | 0.15462 | 0.15294 | 0.15798 | 0.13782 | 0.09916 | 0.17479 | 0.39832 | 0.48739 | 0.48067 | 0.47899 | 0.38824 | 0.43529 | 0.35798
595 | 2017-06-22 | 6 | 0.43529 | 0.25042 | 0.11261 | 0.062185 | 0.020168 | 0.020168 | 0.11597 | 0.1395 | 0.12773 | 0.13277 | 0.11597 | 0.043697 | 0.021849 | 0.023529 | 0.11765 | 0.36471 | 0.4437 | 0.27563 | 0.38992 | 0.21513 | 0.28571 | 0.38824 | 0.1042 | 0.067227
595 | 2017-06-26 | 6 | 0.47563 | 0.28739 | 0.12437 | 0.078992 | 0.085714 | 0.067227 | 0.07395 | 0.11765 | 0.17647 | 0.12773 | 0.085714 | 0.047059 | 0.030252 | 0.07395 | 0.11765 | 0.2084 | 0.22857 | 0.24538 | 0.26723 | 0.36471 | 0.40504 | 0.40672 | 0.36471 | 0.24034
595 | 2017-07-07 | 7 | 0.24706 | 0.20168 | 0.16134 | 0.15798 | 0.12269 | 0.13782 | 0.13109 | 0.10924 | 0.033613 | 0 | 0 | 0.011765 | 0.036975 | 0.043697 | 0.060504 | 0.09916 | 0.11261 | 0.11933 | 0.12269 | 0.1042 | 0.10756 | 0.15294 | 0.14286 | 0.11092
595 | 2017-07-10 | 7 | 0.39832 | 0.45714 | 0.44706 | 0.37479 | 0.24706 | 0.24034 | 0.28571 | 0.30588 | 0.27731 | 0.20168 | 0.20336 | 0.21513 | 0.22185 | 0.19496 | 0.21681 | 0.25546 | 0.42857 | 0.49244 | 0.49244 | 0.49412 | 0.49244 | 0.49412 | 0.49412 | 0.48739
595 | 2017-07-08 | 7 | 0.12269 | 0.11261 | 0.040336 | 0.0033613 | 0.10252 | 0.12101 | 0.048739 | 0.023529 | 0.026891 | 0.015126 | 0.0016807 | 0.0084034 | 0.038655 | 0.092437 | 0.15966 | 0.17143 | 0.14286 | 0.13613 | 0.48571 | 0.47395 | 0.30924 | 0.14118 | 0.053782 | 0.07563
595 | 2017-07-17 | 7 | 0.42521 | 0.37983 | 0.26218 | 0.24706 | 0.22521 | 0.17815 | 0.17311 | 0.17647 | 0.17815 | 0.17647 | 0.2 | 0.16975 | 0.14286 | 0.14286 | 0.16975 | 0.20168 | 0.18151 | 0.21849 | 0.31429 | 0.43697 | 0.49244 | 0.49244 | 0.4521 | 0.43361
595 | 2017-07-27 | 7 | 0.22857 | 0.24538 | 0.11597 | 0.12437 | 0.16471 | 0.15126 | 0.10924 | 0.082353 | 0.089076 | 0.020168 | 0.043697 | 0.031933 | 0.0016807 | 0.013445 | 0.033613 | 0.05042 | 0.042017 | 0.07563 | 0.070588 | 0.13613 | 0.25714 | 0.29412 | 0.10924 | 0.018487
595 | 2017-08-28 | 8 | 0.2437 | 0.095798 | 0.14454 | 0.14286 | 0.14622 | 0.078992 | 0.068908 | 0.042017 | 0.082353 | 0.077311 | 0.058824 | 0.040336 | 0.033613 | 0.042017 | 0.070588 | 0.084034 | 0.095798 | 0.12101 | 0.094118 | 0.10084 | 0.10084 | 0.07563 | 0.067227 | 0.07395
595 | 2017-08-29 | 8 | 0.058824 | 0.05042 | 0.05042 | 0.016807 | 0.02521 | 0.033613 | 0.02521 | 0.0033613 | 0.0084034 | 0.005042 | 0 | 0 | 0 | 0.0016807 | 0.005042 | 0.028571 | 0.035294 | 0.05042 | 0.077311 | 0.052101 | 0.023529 | 0.011765 | 0.015126 | 0.035294
595 | 2017-08-31 | 8 | 0.085714 | 0.077311 | 0.042017 | 0.036975 | 0.026891 | 0.042017 | 0.040336 | 0.016807 | 0.015126 | 0.005042 | 0 | 0 | 0 | 0 | 0.0016807 | 0.015126 | 0.080672 | 0.15798 | 0.31261 | 0.48067 | 0.48067 | 0.49412 | 0.51597 | 0.43866
595 | 2017-08-30 | 8 | 0.048739 | 0.048739 | 0.042017 | 0.036975 | 0.035294 | 0.018487 | 0.0067227 | 0 | 0 | 0 | 0 | 0.0016807 | 0.0033613 | 0.010084 | 0.021849 | 0.018487 | 0.013445 | 0.033613 | 0.077311 | 0.1042 | 0.10588 | 0.094118 | 0.068908 | 0.052101
595 | 2017-08-03 | 8 | 0.17479 | 0.12941 | 0.085714 | 0.1042 | 0.084034 | 0.07563 | 0.062185 | 0.030252 | 0.036975 | 0.0084034 | 0.0084034 | 0.018487 | 0.13109 | 0.23361 | 0.21681 | 0.13613 | 0.12773 | 0.19832 | 0.43025 | 0.20168 | 0.1395 | 0.10252 | 0.094118 | 0.1042
595 | 2017-09-01 | 9 | 0.2958 | 0.38319 | 0.40168 | 0.37311 | 0.38487 | 0.4084 | 0.33782 | 0.30084 | 0.41345 | 0.42017 | 0.36639 | 0.29076 | 0.30084 | 0.29244 | 0.34958 | 0.43361 | 0.20504 | 0.1479 | 0.17815 | 0.11765 | 0.44538 | 0.20336 | 0.097479 | 0.048739
595 | 2017-09-02 | 9 | 0.063866 | 0.052101 | 0.021849 | 0.028571 | 0.031933 | 0.057143 | 0.082353 | 0.058824 | 0.063866 | 0.047059 | 0.060504 | 0.087395 | 0.11765 | 0.13277 | 0.087395 | 0.060504 | 0.070588 | 0.077311 | 0.065546 | 0.10588 | 0.10252 | 0.047059 | 0 | 0
595 | 2017-09-11 | 9 | 0.31261 | 0.22689 | 0.22353 | 0.32269 | 0.29916 | 0.24034 | 0.24874 | 0.20336 | 0.17983 | 0.11429 | 0.026891 | 0 | 0 | 0.0033613 | 0.0067227 | 0.005042 | 0.015126 | 0.036975 | 0.089076 | 0.12941 | 0.12101 | 0.12941 | 0.087395 | 0.095798
595 | 2017-09-05 | 9 | 0.070588 | 0.29412 | 0.32437 | 0.46723 | 0.49244 | 0.53445 | 0.53109 | 0.46891 | 0.53782 | 0.49916 | 0.31765 | 0.17815 | 0.12773 | 0.068908 | 0.031933 | 0.028571 | 0.031933 | 0.058824 | 0.14118 | 0.23866 | 0.20672 | 0.16807 | 0.13782 | 0.14118
595 | 2017-09-03 | 9 | 0 | 0 | 0 | 0 | 0 | 0 | 0 | 0 | 0 | 0 | 0 | 0 | 0 | 0.0016807 | 0.0033613 | 0.018487 | 0.026891 | 0.053782 | 0.11765 | 0.20168 | 0.25882 | 0.32437 | 0.21345 | 0.18151
595 | 2017-10-24 | 10 | 0.46891 | 0.39496 | 0.35966 | 0.27395 | 0.18824 | 0.15126 | 0.11933 | 0.060504 | 0.13277 | 0.1563 | 0.068908 | 0.02521 | 0.026891 | 0.030252 | 0.028571 | 0.023529 | 0.0084034 | 0.031933 | 0.060504 | 0.10252 | 0.15294 | 0.25042 | 0.33782 | 0.38655
595 | 2017-10-25 | 10 | 0.39664 | 0.44538 | 0.49412 | 0.48739 | 0.46387 | 0.43361 | 0.36471 | 0.23529 | 0.12437 | 0.20672 | 0.29916 | 0.40504 | 0.49916 | 0.56303 | 0.60504 | 0.61513 | 0.46723 | 0.41176 | 0.54958 | 0.5479 | 0.53109 | 0.5395 | 0.55462 | 0.52773
595 | 2017-10-23 | 10 | 0.46891 | 0.42017 | 0.4605 | 0.41176 | 0.33445 | 0.25378 | 0.35798 | 0.4521 | 0.47227 | 0.50588 | 0.51261 | 0.45882 | 0.46723 | 0.39328 | 0.27731 | 0.2521 | 0.32437 | 0.36975 | 0.47731 | 0.52605 | 0.5395 | 0.5395 | 0.53782 | 0.52101
595 | 2017-10-26 | 10 | 0.33782 | 0.55294 | 0.55462 | 0.55294 | 0.55126 | 0.57983 | 0.5563 | 0.021849 | 0 | 0 | 0 | 0 | 0 | 0 | 0 | 0 | 0 | 0 | 0 | 0 | 0 | 0 | 0 | 0
595 | 2017-10-16 | 10 | 0.18487 | 0.21345 | 0.28235 | 0.34622 | 0.37311 | 0.43697 | 0.47059 | 0.39496 | 0.31429 | 0.39328 | 0.43529 | 0.37479 | 0.3916 | 0.43697 | 0.38151 | 0.33277 | 0.31597 | 0.38655 | 0.51597 | 0.50084 | 0.54118 | 0.52605 | 0.53277 | 0.50588
595 | 2017-11-22 | 11 | 0 | 0 | 0.016807 | 0.067227 | 0.089076 | 0.13109 | 0.13109 | 0.13109 | 0.1916 | 0.19496 | 0.25882 | 0.21513 | 0.14958 | 0.072269 | 0.053782 | 0.063866 | 0.060504 | 0.085714 | 0.14622 | 0.18487 | 0.1479 | 0.09916 | 0.053782 | 0.053782
595 | 2017-11-28 | 11 | 0.49412 | 0.49076 | 0.43866 | 0.4605 | 0.42185 | 0.32605 | 0.40168 | 0.49412 | 0.49412 | 0.49412 | 0.49412 | 0.49244 | 0.49412 | 0.49412 | 0.49244 | 0.49412 | 0.38319 | 0.29076 | 0.1916 | 0.22521 | 0.20672 | 0.42185 | 0.40504 | 0.11092
595 | 2017-11-29 | 11 | 0.065546 | 0.087395 | 0.058824 | 0.016807 | 0.018487 | 0.033613 | 0.072269 | 0.082353 | 0.18992 | 0.42185 | 0.49076 | 0.49244 | 0.49412 | 0.47731 | 0.41008 | 0.3395 | 0.41849 | 0.49244 | 0.49412 | 0.49412 | 0.49076 | 0.3916 | 0.46555 | 0
595 | 2017-11-21 | 11 | 0.42521 | 0.2605 | 0.45882 | 0.39328 | 0.23025 | 0.3395 | 0.32605 | 0.23697 | 0.47563 | 0.49412 | 0.49412 | 0.49412 | 0.49244 | 0.49412 | 0.49412 | 0.47395 | 0.42185 | 0.44538 | 0.34286 | 0.090756 | 0.020168 | 0.011765 | 0 | 0
595 | 2017-11-08 | 11 | 0.018487 | 0.026891 | 0.047059 | 0.028571 | 0.016807 | 0.0033613 | 0.0033613 | 0 | 0.018487 | 0.030252 | 0.023529 | 0.005042 | 0 | 0 | 0 | 0.0033613 | 0.043697 | 0.10756 | 0.16975 | 0.18655 | 0.31261 | 0.32437 | 0.4 | 0.37479
595 | 2017-12-20 | 12 | 0 | 0.02521 | 0.078992 | 0.16975 | 0.20504 | 0.11092 | 0.16471 | 0.14622 | 0.13109 | 0.10756 | 0.20504 | 0.27731 | 0.27899 | 0.27899 | 0.27899 | 0.27899 | 0.27899 | 0.27899 | 0.27395 | 0.21513 | 0.27899 | 0.18319 | 0.27899 | 0.27899
595 | 2017-12-21 | 12 | 0.27899 | 0.26723 | 0.26891 | 0.25882 | 0.27899 | 0.27899 | 0.27563 | 0.24202 | 0.10588 | 0.045378 | 0.045378 | 0.057143 | 0.058824 | 0.2437 | 0.26555 | 0.26218 | 0.27395 | 0.27395 | 0.25378 | 0.26723 | 0.27395 | 0.23697 | 0.26891 | 0.26891
595 | 2017-12-04 | 12 | 0.46891 | 0.48571 | 0.48571 | 0.47059 | 0.47899 | 0.4521 | 0.0067227 | 0 | 0 | 0 | 0 | 0 | 0 | 0 | 0.31429 | 0.21176 | 0.36639 | 0.42185 | 0.43529 | 0.43529 | 0.43361 | 0.43361 | 0.43193 | 0.4605
595 | 2017-12-11 | 12 | 0.44538 | 0.44538 | 0.44538 | 0.39328 | 0.29748 | 0.21176 | 0.17983 | 0.21176 | 0.097479 | 0.23361 | 0.16639 | 0.15966 | 0.095798 | 0.047059 | 0.045378 | 0.048739 | 0.068908 | 0.21513 | 0.28403 | 0.24706 | 0.23361 | 0.25714 | 0.37983 | 0.28908
595 | 2017-12-06 | 12 | 0.082353 | 0.048739 | 0.0067227 | 0 | 0.0033613 | 0.043697 | 0.13277 | 0.2958 | 0.48067 | 0.48067 | 0.48067 | 0.47395 | 0.44706 | 0.39328 | 0.39664 | 0.33613 | 0.32941 | 0.30924 | 0.3042 | 0.20504 | 0.085714 | 0.05042 | 0.040336 | 0.21176
595 | 2018-01-29 | 1 | 0.34622 | 0.18151 | 0.11429 | 0.031933 | 0 | 0 | 0 | 0 | 0.043697 | 0.18151 | 0.29916 | 0.48571 | 0.61008 | 0.71597 | 0.6958 | 0.57815 | 0.72941 | 0.71092 | 0.68067 | 0.71597 | 0.73109 | 0.77983 | 0.81176 | 0.83193
595 | 2018-01-08 | 1 | 0.0016807 | 0.010084 | 0.018487 | 0.026891 | 0.067227 | 0.16471 | 0.27731 | 0.24874 | 0.33782 | 0.40672 | 0.40672 | 0.48571 | 0.44034 | 0.3563 | 0.32269 | 0.36639 | 0.37647 | 0.38487 | 0.41681 | 0.43866 | 0.49244 | 0.47563 | 0.47899 | 0.49076
595 | 2018-01-22 | 1 | 0.41176 | 0.31765 | 0.31092 | 0.22857 | 0.18824 | 0.1395 | 0.045378 | 0.053782 | 0.089076 | 0.22857 | 0.31092 | 0.29412 | 0.25378 | 0.15294 | 0.070588 | 0.24202 | 0.29748 | 0.28739 | 0.31597 | 0.37647 | 0.49748 | 0.57647 | 0.63193 | 0.40672
595 | 2018-01-25 | 1 | 0.68403 | 0.63529 | 0.60336 | 0.63529 | 0.6437 | 0.65714 | 0.66555 | 0.58319 | 0.44538 | 0.54118 | 0.5479 | 0.58319 | 0.70252 | 0.81176 | 0.81513 | 0.77143 | 0.81849 | 0.8437 | 0.84874 | 0.80672 | 0.78319 | 0.78151 | 0.78151 | 0.77983
595 | 2018-01-03 | 1 | 0.36975 | 0.38487 | 0.24202 | 0.11092 | 0.072269 | 0.080672 | 0.080672 | 0.033613 | 0 | 0 | 0.005042 | 0.0067227 | 0.023529 | 0.12101 | 0.17647 | 0.085714 | 0.24706 | 0.31933 | 0.4521 | 0.49076 | 0.48908 | 0.48739 | 0.49412 | 0.49412
595 | 2018-02-20 | 2 | 0.58319 | 0.78487 | 0.78655 | 0.72605 | 0.58992 | 0.64874 | 0.34958 | 0.1563 | 0.15294 | 0.1395 | 0.18487 | 0.15798 | 0.15966 | 0.22857 | 0.22353 | 0.40336 | 0.55966 | 0.58151 | 0.37815 | 0.37479 | 0.39496 | 0.36471 | 0.41513 | 0.39328
595 | 2018-02-22 | 2 | 0.11092 | 0.15294 | 0.068908 | 0.045378 | 0.057143 | 0.1042 | 0.22017 | 0.0033613 | 0 | 0 | 0 | 0 | 0 | 0 | 0 | 0 | 0 | 0 | 0 | 0 | 0 | 0 | 0 | 0
595 | 2018-02-27 | 2 | 0.51092 | 0.43697 | 0.49412 | 0.57311 | 0.51765 | 0.47563 | 0.45042 | 0.37479 | 0.38992 | 0.35462 | 0.42353 | 0.50924 | 0.59832 | 0.7563 | 0.63193 | 0.82353 | 0.7916 | 0.89748 | 0.89748 | 0.89076 | 0.90084 | 0.85042 | 0.74958 | 0.75126
595 | 2018-02-19 | 2 | 0.78487 | 0.78655 | 0.78151 | 0.74622 | 0.72941 | 0.67731 | 0.66218 | 0.60504 | 0.67899 | 0.84034 | 0.86387 | 0.9042 | 0.87395 | 0.8521 | 0.85042 | 0.79664 | 0.88908 | 0.90756 | 0.7479 | 0.5563 | 0.53109 | 0.49412 | 0.49412 | 0.49412
595 | 2018-02-21 | 2 | 0.46387 | 0.44874 | 0.56639 | 0.49916 | 0.41345 | 0.45882 | 0.28739 | 0.21176 | 0.15966 | 0.18487 | 0.21345 | 0.21681 | 0.17143 | 0.21345 | 0.22353 | 0.29076 | 0.32101 | 0.36134 | 0.33277 | 0.31092 | 0.19664 | 0.18319 | 0.15966 | 0.13109
595 | 2018-03-01 | 3 | 0.51597 | 0.52941 | 0.40168 | 0.36134 | 0.33782 | 0.32269 | 0.19832 | 0.094118 | 0.045378 | 0.016807 | 0.084034 | 0.20504 | 0.31092 | 0.41513 | 0.52773 | 0.59664 | 0.61176 | 0.76303 | 0.80672 | 0.78319 | 0.83529 | 0.83361 | 0.71429 | 0.66387
595 | 2018-03-05 | 3 | 0.82185 | 0.82185 | 0.74286 | 0.73109 | 0.82185 | 0.81681 | 0.64202 | 0.57479 | 0.41176 | 0.3479 | 0.30084 | 0.2958 | 0.29412 | 0.23529 | 0.2605 | 0.36471 | 0.39496 | 0.39496 | 0.49916 | 0.59496 | 0.7042 | 0.82521 | 0.92605 | 0.85714
595 | 2018-03-02 | 3 | 0.70252 | 0.70924 | 0.71429 | 0.77983 | 0.86891 | 0.88235 | 0.73782 | 0.67395 | 0.77647 | 0.78824 | 0.89748 | 0.74622 | 0.77479 | 0.78824 | 0.77647 | 0.75966 | 0.7395 | 0.90084 | 0.93613 | 0.92773 | 0.8605 | 0.85882 | 0.84874 | 0.7395
595 | 2018-03-12 | 3 | 0.0033613 | 0.021849 | 0.031933 | 0.060504 | 0.07563 | 0.078992 | 0.072269 | 0.048739 | 0.018487 | 0.0067227 | 0.053782 | 0.14958 | 0.19832 | 0.22185 | 0.21681 | 0.28739 | 0.35294 | 0.44706 | 0.52269 | 0.60672 | 0.58655 | 0.6 | 0.6 | 0.67395
595 | 2018-03-29 | 3 | 0.76471 | 0.75966 | 0.64034 | 0.5479 | 0.4958 | 0.37815 | 0.44874 | 0.49916 | 0.29076 | 0.20672 | 0.17479 | 0.23697 | 0.23529 | 0.35294 | 0.44538 | 0.46891 | 0.45882 | 0.48235 | 0.60168 | 0.61849 | 0.69076 | 0.6605 | 0.46891 | 0.21345
595 | 2018-04-09 | 4 | 0.47395 | 0.4605 | 0.38151 | 0.2437 | 0.32941 | 0.32773 | 0.32437 | 0.18824 | 0.26218 | 0.42857 | 0.40504 | 0.2958 | 0.34454 | 0.41345 | 0.49412 | 0.4605 | 0.47395 | 0.63529 | 0.58319 | 0.68403 | 0.7395 | 0.72437 | 0.66555 | 0.55966
595 | 2018-04-23 | 4 | 0.19496 | 0.1563 | 0.1395 | 0.12101 | 0.063866 | 0.021849 | 0.0084034 | 0.013445 | 0.082353 | 0.23697 | 0.28235 | 0.34454 | 0.31933 | 0.47059 | 0.48571 | 0.44538 | 0.31765 | 0.28403 | 0.25378 | 0.56303 | 0.76471 | 0.90924 | 0.89748 | 0.80672
595 | 2018-04-10 | 4 | 0.55294 | 0.51092 | 0.41849 | 0.33613 | 0.28908 | 0.26555 | 0.32437 | 0.33613 | 0.4521 | 0.58655 | 0.51765 | 0.64538 | 0.63193 | 0.6084 | 0.58151 | 0.56975 | 0.53109 | 0.50588 | 0.42185 | 0.51261 | 0.53782 | 0.56639 | 0.70588 | 0.66891
595 | 2018-04-25 | 4 | 0.95966 | 0.9563 | 0.94286 | 0.91597 | 0.84202 | 0.7479 | 0.7395 | 0.71092 | 0.65546 | 0.52605 | 0.29916 | 0.13445 | 0.10084 | 0.080672 | 0.048739 | 0.021849 | 0.033613 | 0.080672 | 0.21176 | 0.30588 | 0.35294 | 0.39328 | 0.3563 | 0.30756
595 | 2018-04-24 | 4 | 0.74118 | 0.75294 | 0.75462 | 0.6521 | 0.52269 | 0.32101 | 0.20168 | 0.2521 | 0.50588 | 0.55966 | 0.67899 | 0.69244 | 0.7042 | 0.81176 | 0.86891 | 0.88067 | 0.94454 | 0.96639 | 0.96807 | 0.96975 | 0.96807 | 0.96807 | 0.96639 | 0.96471
595 | 2018-05-29 | 5 | 0.36134 | 0.5042 | 0.48067 | 0.44202 | 0.39496 | 0.30252 | 0.28235 | 0.28571 | 0.1916 | 0.1479 | 0.24706 | 0.24538 | 0.32773 | 0.29916 | 0.25714 | 0.27059 | 0.34118 | 0.29748 | 0.18655 | 0.14118 | 0.1479 | 0.18319 | 0.085714 | 0.05042
595 | 2018-05-08 | 5 | 0.46723 | 0.46218 | 0.43866 | 0.40504 | 0.42185 | 0.30756 | 0.29748 | 0.27227 | 0.16639 | 0.23529 | 0.070588 | 0.089076 | 0.092437 | 0.1563 | 0.26555 | 0.24538 | 0.23025 | 0.29748 | 0.30588 | 0.37647 | 0.49244 | 0.49244 | 0.55462 | 0.5042
595 | 2018-05-09 | 5 | 0.48067 | 0.61176 | 0.69916 | 0.66555 | 0.3563 | 0.23025 | 0.16134 | 0.11597 | 0.0067227 | 0.020168 | 0.031933 | 0.090756 | 0.1042 | 0.1042 | 0.10924 | 0.13109 | 0.21008 | 0.080672 | 0.036975 | 0.052101 | 0.087395 | 0.31933 | 0.49244 | 0.52941
595 | 2018-05-07 | 5 | 0.74286 | 0.68571 | 0.76975 | 0.84034 | 0.76134 | 0.75966 | 0.77311 | 0.66387 | 0.75126 | 0.75462 | 0.48235 | 0.40504 | 0.33613 | 0.46555 | 0.44706 | 0.42185 | 0.42689 | 0.42185 | 0.61345 | 0.71092 | 0.67899 | 0.58824 | 0.52437 | 0.49412
595 | 2018-05-28 | 5 | 0.61345 | 0.54958 | 0.47059 | 0.40672 | 0.37647 | 0.31597 | 0.23529 | 0.37815 | 0.41176 | 0.28403 | 0.2958 | 0.44538 | 0.50252 | 0.51429 | 0.5395 | 0.62185 | 0.67731 | 0.58151 | 0.3916 | 0.40672 | 0.61176 | 0.56639 | 0.45042 | 0.22857
595 | 2018-06-22 | 6 | 0.58319 | 0.68067 | 0.81513 | 0.8 | 0.78487 | 0.78992 | 0.78824 | 0.88739 | 0.90924 | 0.83529 | 0.72773 | 0.64706 | 0.71597 | 0.76134 | 0.80504 | 0.75294 | 0.73109 | 0.73445 | 0.76975 | 0.75966 | 0.70588 | 0.67395 | 0.61345 | 0.3563
595 | 2018-06-13 | 6 | 0.56807 | 0.51765 | 0.51261 | 0.52773 | 0.67731 | 0.69412 | 0.6084 | 0.75966 | 0.85378 | 0.90084 | 0.79832 | 0.63025 | 0.49916 | 0.3916 | 0.30084 | 0.40672 | 0.58824 | 0.67227 | 0.57647 | 0.52605 | 0.36303 | 0.35294 | 0.46387 | 0.55798
595 | 2018-06-12 | 6 | 0 | 0 | 0 | 0.02521 | 0.021849 | 0 | 0 | 0 | 0 | 0.011765 | 0.053782 | 0.02521 | 0.030252 | 0.043697 | 0.070588 | 0.090756 | 0.24706 | 0.43361 | 0.7042 | 0.79328 | 0.84538 | 0.76639 | 0.7395 | 0.72437
595 | 2018-06-14 | 6 | 0.30252 | 0.16471 | 0.52605 | 0.66218 | 0.66555 | 0.58319 | 0.30924 | 0.48067 | 0.57983 | 0.62521 | 0.57311 | 0.55798 | 0.53445 | 0.47899 | 0.42521 | 0.58824 | 0.80672 | 0.70588 | 0.83529 | 0.66723 | 0.52101 | 0.57647 | 0.59496 | 0.64538
595 | 2018-06-26 | 6 | 0.35126 | 0.34958 | 0.31261 | 0.41513 | 0.47563 | 0.64538 | 0.58151 | 0.52941 | 0.52269 | 0.43361 | 0.34118 | 0.22857 | 0.14622 | 0.17983 | 0.10084 | 0.085714 | 0.077311 | 0.30588 | 0.46891 | 0.49916 | 0.50924 | 0.48739 | 0.49412 | 0.8437
595 | 2018-07-25 | 7 | 0.25378 | 0.2605 | 0.21008 | 0.13782 | 0.14958 | 0.27563 | 0.31092 | 0.19664 | 0.23361 | 0.35462 | 0.31261 | 0.29076 | 0.36807 | 0.31261 | 0.25378 | 0.15294 | 0.13782 | 0.36134 | 0.62353 | 0.62017 | 0.68067 | 0.6 | 0.53277 | 0.33277
595 | 2018-07-24 | 7 | 0.25378 | 0.31092 | 0.29412 | 0.22689 | 0.053782 | 0.0016807 | 0.010084 | 0.0084034 | 0.030252 | 0.05042 | 0.047059 | 0.043697 | 0.020168 | 0.011765 | 0.005042 | 0.005042 | 0.22521 | 0.47731 | 0.56471 | 0.47731 | 0.51933 | 0.55462 | 0.48908 | 0.30084
595 | 2018-07-23 | 7 | 0.37143 | 0.57815 | 0.47899 | 0.42353 | 0.49748 | 0.66891 | 0.62689 | 0.58992 | 0.42353 | 0.4 | 0.43866 | 0.44538 | 0.41345 | 0.45714 | 0.47731 | 0.42017 | 0.37479 | 0.34958 | 0.36639 | 0.37479 | 0.33277 | 0.30924 | 0.31092 | 0.23866
595 | 2018-07-06 | 7 | 0.36975 | 0.29076 | 0.25042 | 0.2437 | 0.15294 | 0.16134 | 0.11765 | 0.090756 | 0.080672 | 0.13613 | 0.12941 | 0.18992 | 0.2521 | 0.15462 | 0.32605 | 0.09916 | 0.070588 | 0.43025 | 0.39328 | 0.40672 | 0.36134 | 0.21681 | 0.25042 | 0.2084
595 | 2018-07-31 | 7 | 0.36471 | 0.33613 | 0.21513 | 0.19328 | 0.084034 | 0.11092 | 0.089076 | 0.16975 | 0.21176 | 0.12605 | 0.10252 | 0.10252 | 0.068908 | 0.057143 | 0.045378 | 0.033613 | 0.036975 | 0.090756 | 0.25882 | 0.2084 | 0.16807 | 0.23529 | 0.33277 | 0.23697
595 | 2018-08-09 | 8 | 0.060504 | 0.082353 | 0.072269 | 0.07563 | 0.12101 | 0.084034 | 0.065546 | 0.02521 | 0.005042 | 0 | 0 | 0.015126 | 0.060504 | 0.10924 | 0.13277 | 0.12941 | 0.11261 | 0.36134 | 0.29244 | 0.16639 | 0.030252 | 0.043697 | 0.09916 | 0.12605
595 | 2018-08-06 | 8 | 0.68235 | 0.51933 | 0.50924 | 0.51765 | 0.51092 | 0.50924 | 0.57479 | 0.56807 | 0.49244 | 0.46891 | 0.36471 | 0.3395 | 0.29748 | 0.32773 | 0.42689 | 0.62857 | 0.83866 | 0.81008 | 0.74958 | 0.89916 | 0.8 | 0.70756 | 0.53445 | 0.47563
595 | 2018-08-07 | 8 | 0.41345 | 0.4084 | 0.45546 | 0.31429 | 0.21681 | 0.13109 | 0.25882 | 0.35126 | 0.36639 | 0.23025 | 0.10756 | 0.11765 | 0.12941 | 0.1395 | 0.12773 | 0.16134 | 0.20336 | 0.23025 | 0.40336 | 0.52269 | 0.53109 | 0.53109 | 0.59328 | 0.4605
595 | 2018-08-08 | 8 | 0.57815 | 0.59664 | 0.56471 | 0.34118 | 0.18151 | 0.13613 | 0.11429 | 0.34118 | 0.34622 | 0.21008 | 0.22353 | 0.22689 | 0.15798 | 0.27227 | 0.4437 | 0.46218 | 0.24874 | 0.24034 | 0.28571 | 0.45042 | 0.68067 | 0.81681 | 0.4 | 0.14454
595 | 2018-08-01 | 8 | 0.25378 | 0.16471 | 0.31429 | 0.45378 | 0.51429 | 0.42857 | 0.31092 | 0.28908 | 0.52605 | 0.61849 | 0.52605 | 0.4 | 0.30084 | 0.20672 | 0.17479 | 0.13782 | 0.15462 | 0.30252 | 0.38151 | 0.41176 | 0.53782 | 0.74958 | 0.65546 | 0.34118
595 | 2018-09-07 | 9 | 0 | 0.089076 | 0.057143 | 0.057143 | 0.040336 | 0.030252 | 0.015126 | 0.018487 | 0.016807 | 0.068908 | 0.058824 | 0.089076 | 0.063866 | 0.040336 | 0.10252 | 0.22521 | 0.20168 | 0.12437 | 0.12605 | 0.44538 | 0.30756 | 0.21513 | 0.020168 | 0
595 | 2018-09-08 | 9 | 0 | 0.005042 | 0.015126 | 0.018487 | 0.052101 | 0.062185 | 0.028571 | 0.011765 | 0.045378 | 0.060504 | 0.038655 | 0.020168 | 0.015126 | 0.0067227 | 0.010084 | 0.015126 | 0.038655 | 0.10252 | 0.2 | 0.28235 | 0.22185 | 0.26218 | 0.35798 | 0.31933
595 | 2018-09-10 | 9 | 0.2084 | 0.28235 | 0.15294 | 0.17647 | 0.11765 | 0.07395 | 0.1563 | 0.15966 | 0.12101 | 0.078992 | 0.05042 | 0.065546 | 0.062185 | 0.087395 | 0.11092 | 0.11597 | 0.14118 | 0.15798 | 0.3563 | 0.61681 | 0.47059 | 0.42521 | 0.41513 | 0.31597
595 | 2018-09-09 | 9 | 0.21008 | 0.095798 | 0.078992 | 0.18992 | 0.2521 | 0.2521 | 0.24874 | 0.23025 | 0.30252 | 0.26891 | 0.19328 | 0.13277 | 0.087395 | 0.10084 | 0.17815 | 0.24202 | 0.31092 | 0.54118 | 0.46387 | 0.3479 | 0.38487 | 0.46723 | 0.36134 | 0.37647
595 | 2018-09-04 | 9 | 0.0067227 | 0 | 0.015126 | 0.16134 | 0.26218 | 0.29916 | 0.1479 | 0.040336 | 0.052101 | 0.082353 | 0.087395 | 0.11261 | 0.18151 | 0.14454 | 0.15462 | 0.18487 | 0.20168 | 0.19832 | 0.22857 | 0.46387 | 0.31597 | 0.32941 | 0.39832 | 0.28908
595 | 2018-10-01 | 10 | 0.55294 | 0.56303 | 0.58151 | 0.61681 | 0.59328 | 0.65042 | 0.50756 | 0.33109 | 0.28571 | 0.36639 | 0.26555 | 0.27563 | 0.24874 | 0.23193 | 0.28067 | 0.33782 | 0.50756 | 0.61345 | 0.74286 | 0.83529 | 0.81008 | 0.69748 | 0.5479 | 0.55798
595 | 2018-10-02 | 10 | 0.53277 | 0.48067 | 0.47731 | 0.4084 | 0.41008 | 0.38151 | 0.25714 | 0.2521 | 0.24202 | 0.20672 | 0.43361 | 0.48908 | 0.52605 | 0.64538 | 0.77311 | 0.84034 | 0.66218 | 0.64706 | 0.83866 | 0.74118 | 0.78992 | 0.62185 | 0.50756 | 0.20672
595 | 2018-10-03 | 10 | 0.40504 | 0.59664 | 0.71261 | 0.77647 | 0.80504 | 0.72269 | 0.55462 | 0.46387 | 0.55294 | 0.82857 | 0.87395 | 0.90084 | 0.83361 | 0.74454 | 0.64538 | 0.54958 | 0.49244 | 0.45546 | 0.50588 | 0.51597 | 0.61513 | 0.77647 | 0.76134 | 0.67227
595 | 2018-10-08 | 10 | 0.30588 | 0.12437 | 0.023529 | 0.070588 | 0.068908 | 0.18824 | 0.2084 | 0.16303 | 0.18319 | 0.20504 | 0.31597 | 0.31092 | 0.37815 | 0.30756 | 0.23193 | 0.27395 | 0.16807 | 0.14286 | 0.11933 | 0.22185 | 0.24202 | 0.32269 | 0.32101 | 0.3395
595 | 2018-10-04 | 10 | 0.5479 | 0.58655 | 0.68235 | 0.52773 | 0.83529 | 0.77815 | 0.64538 | 0.53782 | 0.31597 | 0.19664 | 0.37647 | 0.37815 | 0.37815 | 0.47059 | 0.51933 | 0.59832 | 0.68235 | 0.62185 | 0.61849 | 0.87731 | 0.89916 | 0.92437 | 0.94622 | 0.9042
595 | 2018-11-02 | 11 | 0.27059 | 0.52773 | 0.74454 | 0.89748 | 0.8958 | 0.85042 | 0.72941 | 0.66723 | 0.52773 | 0.48067 | 0.48571 | 0.43529 | 0.51429 | 0.67563 | 0.78824 | 0.82857 | 0.75294 | 0.91597 | 0.97647 | 0.95966 | 0.96975 | 0.95294 | 0.96807 | 0.96975
595 | 2018-11-01 | 11 | 0.24874 | 0.28403 | 0.47059 | 0.50252 | 0.52269 | 0.51092 | 0.39832 | 0.33109 | 0.36639 | 0.51429 | 0.57479 | 0.50084 | 0.51933 | 0.48908 | 0.54454 | 0.51092 | 0.33445 | 0.077311 | 0.028571 | 0.016807 | 0.043697 | 0.12605 | 0.13277 | 0.17815
595 | 2018-11-05 | 11 | 0.83361 | 0.67059 | 0.76471 | 0.78655 | 0.7479 | 0.8084 | 0.72605 | 0.72437 | 0.87731 | 0.95126 | 0.92437 | 0.70252 | 0.64706 | 0.65378 | 0.58319 | 0.51765 | 0.62017 | 0.52941 | 0.33109 | 0.19328 | 0.14454 | 0.21513 | 0.30924 | 0.25546
595 | 2018-11-14 | 11 | 0.30084 | 0.35126 | 0.42521 | 0.39496 | 0.41008 | 0.42185 | 0.49076 | 0.42689 | 0.28739 | 0.21681 | 0.26891 | 0.28739 | 0.28908 | 0.21681 | 0.13109 | 0.13109 | 0.13109 | 0.18319 | 0.20168 | 0.23866 | 0.26555 | 0.29076 | 0.40504 | 0.52773
595 | 2018-11-07 | 11 | 0.26891 | 0.21345 | 0.20168 | 0.14286 | 0.09916 | 0.062185 | 0.042017 | 0.067227 | 0.063866 | 0.057143 | 0.033613 | 0.062185 | 0.21176 | 0.33277 | 0.3479 | 0.22689 | 0.1042 | 0.18151 | 0.22689 | 0.21176 | 0.21849 | 0.21008 | 0.13277 | 0.11765
595 | 2018-12-05 | 12 | 0.31933 | 0.37311 | 0.45882 | 0.4605 | 0.55798 | 0.62185 | 0.59664 | 0.63193 | 0.70756 | 0.70756 | 0.69076 | 0.76134 | 0.85546 | 0.88908 | 0.83866 | 0.74958 | 0.71933 | 0.72437 | 0.69748 | 0.69244 | 0.82857 | 0.90756 | 0.88403 | 0.9395
595 | 2018-12-10 | 12 | 0.28403 | 0.49244 | 0.56639 | 0.6437 | 0.59496 | 0.57647 | 0.64538 | 0.56303 | 0.47227 | 0.38992 | 0.34286 | 0.26723 | 0.29412 | 0.20336 | 0.14454 | 0.13613 | 0.22017 | 0.37479 | 0.61681 | 0.6958 | 0.73445 | 0.74622 | 0.88571 | 0.90924
595 | 2018-12-06 | 12 | 0.91092 | 0.79328 | 0.77647 | 0.81681 | 0.82017 | 0.6521 | 0.56134 | 0.5042 | 0.52605 | 0.52437 | 0.50084 | 0.44202 | 0.3563 | 0.31765 | 0.2605 | 0.28739 | 0.31765 | 0.37983 | 0.31429 | 0.1395 | 0.15126 | 0.070588 | 0.036975 | 0.026891
595 | 2018-12-11 | 12 | 0.92941 | 0.87059 | 0.92269 | 0.94118 | 0.88571 | 0.79832 | 0.90252 | 0.92605 | 0.86723 | 0.78992 | 0.66891 | 0.67563 | 0.68739 | 0.68908 | 0.6521 | 0.66218 | 0.84706 | 0.85546 | 0.64202 | 0.4 | 0.30924 | 0.65378 | 0.63697 | 0.30756
595 | 2018-12-03 | 12 | 0.33613 | 0.47227 | 0.25882 | 0.15798 | 0.14286 | 0.1395 | 0.16471 | 0.16471 | 0.12269 | 0.14958 | 0.1479 | 0.11261 | 0.12941 | 0.12269 | 0.17479 | 0.28739 | 0.36807 | 0.37647 | 0.48908 | 0.41008 | 0.42521 | 0.42185 | 0.46387 | 0.46891
595 | 2019-01-14 | 1 | 0.026891 | 0.016807 | 0.026891 | 0.058824 | 0.082353 | 0.1395 | 0.19328 | 0.16975 | 0.33445 | 0.35126 | 0.37311 | 0.33445 | 0.3563 | 0.25546 | 0.23866 | 0.2 | 0.33109 | 0.36639 | 0.38655 | 0.41513 | 0.41681 | 0.31933 | 0.36303 | 0.34118
595 | 2019-01-15 | 1 | 0.37815 | 0.42521 | 0.50252 | 0.51261 | 0.42689 | 0.4521 | 0.47227 | 0.5042 | 0.50252 | 0.61681 | 0.62017 | 0.61345 | 0.5395 | 0.41681 | 0.37647 | 0.32101 | 0.38655 | 0.49076 | 0.53109 | 0.48739 | 0.092437 | 0.10252 | 0.18487 | 0.52437
595 | 2019-01-02 | 1 | 0.021849 | 0.035294 | 0.045378 | 0.094118 | 0.072269 | 0.077311 | 0.13445 | 0.15294 | 0.055462 | 0.005042 | 0.0016807 | 0.0016807 | 0.005042 | 0.052101 | 0.078992 | 0.16303 | 0.15966 | 0.097479 | 0.090756 | 0.14118 | 0.29076 | 0.41513 | 0.50084 | 0.57311
595 | 2019-01-03 | 1 | 0.64538 | 0.66387 | 0.56134 | 0.47563 | 0.50252 | 0.40504 | 0.38824 | 0.35798 | 0.28067 | 0.28403 | 0.38319 | 0.41176 | 0.44706 | 0.44202 | 0.46723 | 0.39664 | 0.32437 | 0.28067 | 0.34118 | 0.40336 | 0.47395 | 0.48739 | 0.50252 | 0.46218
595 | 2019-01-16 | 1 | 0.71092 | 0.73613 | 0.75126 | 0.74622 | 0.75126 | 0.73445 | 0.72773 | 0.70924 | 0.75966 | 0.76639 | 0.76471 | 0.76303 | 0.76471 | 0.76303 | 0.76807 | 0.77143 | 0.77143 | 0.76471 | 0.76134 | 0.76807 | 0.76807 | 0.76639 | 0.7563 | 0.76134
595 | 2019-02-20 | 2 | 0.93277 | 0.92773 | 0.92773 | 0.92605 | 0.88235 | 0.75294 | 0.7563 | 0.9042 | 0.91765 | 0.91092 | 0.92773 | 0.92437 | 0.92605 | 0.91933 | 0.91429 | 0.90084 | 0.71597 | 0.53782 | 0.32437 | 0.17143 | 0.27563 | 0.23697 | 0.37815 | 0.47059
595 | 2019-02-21 | 2 | 0.68571 | 0.6521 | 0.50084 | 0.42353 | 0.28235 | 0.2521 | 0.25042 | 0.38151 | 0.47227 | 0.49244 | 0.61345 | 0.83697 | 0.95294 | 0.96303 | 0.93445 | 0.84202 | 0.67227 | 0.53109 | 0.50252 | 0.52437 | 0.54118 | 0.4084 | 0.56471 | 0.21513
595 | 2019-02-05 | 2 | 0.27395 | 0.27563 | 0.27563 | 0.27731 | 0.27731 | 0.27563 | 0.27731 | 0.27227 | 0.27227 | 0.27563 | 0.27563 | 0.27563 | 0.27731 | 0.27731 | 0.27731 | 0.27731 | 0.27731 | 0.27563 | 0.27395 | 0.27395 | 0.27395 | 0.27395 | 0.27395 | 0.27395
595 | 2019-02-13 | 2 | 0.83025 | 0.92773 | 0.9395 | 0.87563 | 0.90084 | 0.93109 | 0.91429 | 0.88571 | 0.9479 | 0.95798 | 0.94958 | 0.95294 | 0.94958 | 0.95126 | 0.95462 | 0.9563 | 0.95798 | 0.95462 | 0.92437 | 0.91429 | 0.8958 | 0.90924 | 0.94118 | 0.9479
595 | 2019-02-12 | 2 | 0.17815 | 0.097479 | 0.10588 | 0.3563 | 0.45714 | 0.55294 | 0.65714 | 0.56303 | 0.43193 | 0.49412 | 0.71765 | 0.72773 | 0.63193 | 0.69412 | 0.82185 | 0.82185 | 0.67563 | 0.70924 | 0.74118 | 0.66387 | 0.59664 | 0.5916 | 0.67563 | 0.8
595 | 2019-03-06 | 3 | 0.64706 | 0.8084 | 0.88235 | 0.87059 | 0.88235 | 0.83866 | 0.80168 | 0.72605 | 0.78824 | 0.88908 | 0.92437 | 0.91092 | 0.88739 | 0.82857 | 0.91597 | 0.96303 | 0.94286 | 0.88403 | 0.80504 | 0.86555 | 0.95966 | 0.91765 | 0.8958 | 0.94118
595 | 2019-03-05 | 3 | 0.065546 | 0.078992 | 0.094118 | 0.097479 | 0.077311 | 0.036975 | 0.0067227 | 0.0016807 | 0.0033613 | 0.048739 | 0.085714 | 0.092437 | 0.13782 | 0.24034 | 0.33277 | 0.36134 | 0.36134 | 0.31092 | 0.33782 | 0.42857 | 0.44538 | 0.5042 | 0.49244 | 0.52437
595 | 2019-03-07 | 3 | 0.94286 | 0.92605 | 0.9563 | 0.96639 | 0.9563 | 0.96639 | 0.94454 | 0.79832 | 0.82353 | 0.96303 | 0.95966 | 0.96807 | 0.95294 | 0.94118 | 0.95126 | 0.96639 | 0.97311 | 0.95966 | 0.86555 | 0.81008 | 0.85714 | 0.8958 | 0.83025 | 0.94622
595 | 2019-03-11 | 3 | 0.60672 | 0.47563 | 0.40168 | 0.24706 | 0.13277 | 0.090756 | 0.15798 | 0.1395 | 0.067227 | 0.12437 | 0.053782 | 0.065546 | 0.060504 | 0.19664 | 0.32605 | 0.28235 | 0.48403 | 0.63529 | 0.68235 | 0.45882 | 0.16807 | 0.13277 | 0.11597 | 0.23529
595 | 2019-03-04 | 3 | 0 | 0 | 0 | 0 | 0 | 0 | 0 | 0 | 0 | 0 | 0.0016807 | 0.0084034 | 0.015126 | 0.023529 | 0.045378 | 0.047059 | 0.031933 | 0.016807 | 0.0033613 | 0 | 0 | 0.0084034 | 0.020168 | 0.042017
595 | 2019-04-24 | 4 | 0.021849 | 0.033613 | 0.16471 | 0.27227 | 0.32437 | 0.41849 | 0.28571 | 0.12437 | 0.10924 | 0.10252 | 0.14118 | 0.087395 | 0.033613 | 0.048739 | 0.085714 | 0.005042 | 0.0016807 | 0.040336 | 0.095798 | 0.068908 | 0.10252 | 0.22521 | 0.30252 | 0.35462
595 | 2019-04-25 | 4 | 0.43866 | 0.56134 | 0.63361 | 0.60672 | 0.59328 | 0.43361 | 0.32437 | 0.27227 | 0.45042 | 0.52101 | 0.54622 | 0.52941 | 0.53782 | 0.64034 | 0.54286 | 0.43697 | 0.47059 | 0.58319 | 0.53613 | 0.54118 | 0.64034 | 0.51597 | 0.30252 | 0.46891
595 | 2019-04-23 | 4 | 0.50924 | 0.50252 | 0.51597 | 0.4958 | 0.57815 | 0.64706 | 0.62353 | 0.68739 | 0.71933 | 0.49748 | 0.34454 | 0.29076 | 0.28571 | 0.36975 | 0.29244 | 0.32269 | 0.31765 | 0.17815 | 0.12773 | 0.092437 | 0.05042 | 0.053782 | 0.031933 | 0.030252
595 | 2019-04-18 | 4 | 0.57815 | 0.52941 | 0.39664 | 0.45546 | 0.58151 | 0.49412 | 0.35294 | 0.21681 | 0.22521 | 0.13445 | 0.20672 | 0.15966 | 0.2 | 0.29076 | 0.4521 | 0.55126 | 0.49916 | 0.50588 | 0.68067 | 0.69748 | 0.68067 | 0.68235 | 0.62689 | 0.5916
595 | 2019-04-26 | 4 | 0.34958 | 0.52941 | 0.51765 | 0.72437 | 0.51261 | 0.5042 | 0.41008 | 0.58824 | 0.61513 | 0.53109 | 0.52605 | 0.55966 | 0.72941 | 0.87899 | 0.79664 | 0.76471 | 0.70756 | 0.6437 | 0.72773 | 0.56471 | 0.57143 | 0.72941 | 0.8437 | 0.85546
595 | 2019-05-13 | 5 | 0.37311 | 0.4 | 0.42521 | 0.58487 | 0.51597 | 0.44706 | 0.32437 | 0.22353 | 0.23529 | 0.17143 | 0.033613 | 0.02521 | 0.043697 | 0.047059 | 0.045378 | 0.14286 | 0.087395 | 0.10924 | 0.16471 | 0.47731 | 0.62185 | 0.68235 | 0.63697 | 0.67899
595 | 2019-05-14 | 5 | 0.78151 | 0.71933 | 0.68908 | 0.59664 | 0.40336 | 0.31765 | 0.22857 | 0.14118 | 0.12269 | 0.11261 | 0.068908 | 0.055462 | 0.035294 | 0.12101 | 0.26218 | 0.36134 | 0.10756 | 0.38824 | 0.70756 | 0.6958 | 0.42689 | 0.50756 | 0.56975 | 0.47731
595 | 2019-05-02 | 5 | 0.65882 | 0.88067 | 0.85882 | 0.88235 | 0.85378 | 0.64202 | 0.49244 | 0.32605 | 0.20336 | 0.16807 | 0.11092 | 0.05042 | 0.010084 | 0.038655 | 0.055462 | 0.10084 | 0.32941 | 0.38151 | 0.5042 | 0.60336 | 0.66891 | 0.6437 | 0.58151 | 0.52605
595 | 2019-05-08 | 5 | 0.7042 | 0.4958 | 0.50084 | 0.71429 | 0.93782 | 0.71933 | 0.4958 | 0.51597 | 0.42689 | 0.57647 | 0.54958 | 0.4605 | 0.39832 | 0.31429 | 0.44538 | 0.46387 | 0.5563 | 0.88571 | 0.85378 | 0.65882 | 0.61849 | 0.49244 | 0.49412 | 0.52269
595 | 2019-05-30 | 5 | 0.50756 | 0.44538 | 0.35966 | 0.2605 | 0.22857 | 0.23193 | 0.32269 | 0.37815 | 0.41345 | 0.44202 | 0.34622 | 0.22521 | 0.10588 | 0.30588 | 0.40504 | 0.45042 | 0.53445 | 0.47899 | 0.59664 | 0.42689 | 0.62689 | 0.77815 | 0.53613 | 0.33277
595 | 2019-06-11 | 6 | 0.56134 | 0.66891 | 0.69916 | 0.78992 | 0.75462 | 0.62689 | 0.49244 | 0.51092 | 0.4605 | 0.4437 | 0.31765 | 0.33109 | 0.36975 | 0.39496 | 0.41681 | 0.40336 | 0.39664 | 0.40168 | 0.42689 | 0.12101 | 0.011765 | 0.52605 | 0.55462 | 0.96807
595 | 2019-06-10 | 6 | 0.57143 | 0.64034 | 0.66218 | 0.54622 | 0.49916 | 0.43193 | 0.38487 | 0.51429 | 0.54118 | 0.44202 | 0.27899 | 0.16975 | 0.1563 | 0.089076 | 0.07563 | 0.09916 | 0.1563 | 0.19496 | 0.19832 | 0.31261 | 0.2958 | 0.40336 | 0.56807 | 0.41345
595 | 2019-06-12 | 6 | 0.97815 | 0.97311 | 0.97143 | 0.97311 | 0.8958 | 0.89076 | 0.72941 | 0.73445 | 0.78824 | 0.62017 | 0.56975 | 0.43193 | 0.2605 | 0.14958 | 0.084034 | 0.080672 | 0.080672 | 0.18487 | 0.37479 | 0.56134 | 0.64874 | 0.65042 | 0.7916 | 0.78655
595 | 2019-06-05 | 6 | 0.15462 | 0.25546 | 0.11765 | 0.065546 | 0.016807 | 0.05042 | 0.11092 | 0.036975 | 0.045378 | 0.12773 | 0.35462 | 0.26723 | 0.15294 | 0.085714 | 0.084034 | 0.53445 | 0.36639 | 0.24202 | 0.10588 | 0.016807 | 0.015126 | 0.028571 | 0.10252 | 0.10252
595 | 2019-06-19 | 6 | 0.28403 | 0.27899 | 0.11765 | 0.13613 | 0.28235 | 0.37143 | 0.27731 | 0.24202 | 0.34454 | 0.37311 | 0.41008 | 0.46891 | 0.47563 | 0.41681 | 0.36639 | 0.40168 | 0.40672 | 0.47395 | 0.45546 | 0.35126 | 0.41345 | 0.42521 | 0.37479 | 0.42353
595 | 2019-07-24 | 7 | 0.41849 | 0.32941 | 0.26387 | 0.31597 | 0.35966 | 0.51597 | 0.36134 | 0.36471 | 0.45882 | 0.30588 | 0.14958 | 0.072269 | 0.063866 | 0.077311 | 0.082353 | 0.10756 | 0.16134 | 0.27731 | 0.41681 | 0.62521 | 0.76975 | 0.78824 | 0.68235 | 0.45882
595 | 2019-07-26 | 7 | 0.43529 | 0.39328 | 0.49916 | 0.47059 | 0.47731 | 0.30084 | 0.27731 | 0.29748 | 0.37647 | 0.39664 | 0.31765 | 0.36303 | 0.39832 | 0.36303 | 0.44538 | 0.52101 | 0.5479 | 0.52605 | 0.70924 | 0.84706 | 0.84874 | 0.79328 | 0.65546 | 0.4521
595 | 2019-07-25 | 7 | 0.40504 | 0.55798 | 0.69244 | 0.73277 | 0.61681 | 0.60168 | 0.54454 | 0.48067 | 0.39832 | 0.31261 | 0.24202 | 0.25882 | 0.25882 | 0.61008 | 0.50588 | 0.36975 | 0.49916 | 0.65042 | 0.63025 | 0.77983 | 0.84538 | 0.88739 | 0.75966 | 0.63866
595 | 2019-07-23 | 7 | 0.25714 | 0.28067 | 0.38319 | 0.26891 | 0.18319 | 0.11092 | 0.080672 | 0.12269 | 0.063866 | 0.040336 | 0.043697 | 0.053782 | 0.038655 | 0.05042 | 0.089076 | 0.10252 | 0.21008 | 0.089076 | 0.097479 | 0.33109 | 0.52269 | 0.47563 | 0.50756 | 0.47059
595 | 2019-07-27 | 7 | 0.36639 | 0.27395 | 0.28067 | 0.2958 | 0.31429 | 0.2437 | 0.18655 | 0.22185 | 0.38319 | 0.38655 | 0.31261 | 0.22017 | 0.28067 | 0.37983 | 0.42185 | 0.43697 | 0.39664 | 0.57311 | 0.67899 | 0.60168 | 0.63529 | 0.6605 | 0.48403 | 0.48067
595 | 2019-07-28 | 7 | 0.48235 | 0.44706 | 0.48908 | 0.39664 | 0.37143 | 0.34622 | 0.43193 | 0.49748 | 0.53277 | 0.48571 | 0.59496 | 0.46555 | 0.4084 | 0.35126 | 0.22689 | 0.19496 | 0.38151 | 0.57479 | 0.64202 | 0.63697 | 0.45378 | 0.37143 | 0.43193 | 0.55462
795 | 2019-08-15 | 8 | 0.14735 | 0.21158 | 0.14525 | 0.2528 | 0.17622 | 0.098972 | 0.10936 | 0.12313 | 0.25317 | 0.31501 | 0.36402 | 0.40861 | 0.46759 | 0.46925 | 0.56411 | 0.35922 | 0.24153 | 0.43275 | 0.53156 | 0.75055 | 0.85326 | 0.85971 | 0.76865 | 0.63953
795 | 2019-08-14 | 8 | 0.50344 | 0.48705 | 0.55201 | 0.54898 | 0.47195 | 0.76354 | 0.74653 | 0.51777 | 0.30889 | 0.46786 | 0.51446 | 0.14516 | 0.020126 | 0.016695 | 0.025451 | 0.030163 | 0.068397 | 0.24826 | 0.19954 | 0.23028 | 0.29683 | 0.49019 | 0.32813 | 0.1414
795 | 2019-08-26 | 8 | 0.57378 | 0.49303 | 0.58209 | 0.5189 | 0.47466 | 0.40966 | 0.40372 | 0.33628 | 0.45273 | 0.6364 | 0.5823 | 0.56617 | 0.53216 | 0.50412 | 0.47719 | 0.45312 | 0.4714 | 0.55324 | 0.44168 | 0.4859 | 0.57934 | 0.69444 | 0.90059 | 0.94039
795 | 2019-08-27 | 8 | 0.9424 | 0.92866 | 0.87122 | 0.80373 | 0.73877 | 0.69317 | 0.62835 | 0.52633 | 0.42467 | 0.37208 | 0.31636 | 0.25199 | 0.2324 | 0.208 | 0.23273 | 0.25599 | 0.29726 | 0.35092 | 0.36573 | 0.38296 | 0.38083 | 0.31307 | 0.25933 | 0.22082
795 | 2019-08-06 | 8 | 0.27934 | 0.34499 | 0.30503 | 0.26785 | 0.17137 | 0.23598 | 0.29028 | 0.14833 | 0.059119 | 0.007759 | 0.016444 | 0.023099 | 0.0698 | 0.21355 | 0.099835 | 0.16307 | 0.31707 | 0.41049 | 0.41225 | 0.16126 | 0.18739 | 0.10639 | 0.070944 | 0.11572
795 | 2019-09-03 | 9 | 0.67003 | 0.69644 | 0.73674 | 0.71131 | 0.70685 | 0.7694 | 0.70181 | 0.60584 | 0.63398 | 0.51593 | 0.32806 | 0.24686 | 0.1772 | 0.18674 | 0.19757 | 0.34365 | 0.46799 | 0.45815 | 0.6051 | 0.69027 | 0.76171 | 0.72156 | 0.61841 | 0.48636
795 | 2019-09-04 | 9 | 0.35612 | 0.33733 | 0.31784 | 0.21126 | 0.18367 | 0.17033 | 0.063359 | 0.029199 | 0.010063 | 0.021384 | 0.1569 | 0.20298 | 0.22088 | 0.2235 | 0.20676 | 0.20085 | 0.22831 | 0.21701 | 0.26907 | 0.36 | 0.45957 | 0.54033 | 0.50886 | 0.55081
795 | 2019-09-13 | 9 | 0.52274 | 0.58021 | 0.42766 | 0.3979 | 0.39967 | 0.22711 | 0.21716 | 0.14214 | 0.099371 | 0.2055 | 0.30259 | 0.25646 | 0.19826 | 0.047799 | 0.26792 | 0.62675 | 0.69226 | 0.61297 | 0.62714 | 0.65122 | 0.72989 | 0.65751 | 0.68728 | 0.65019
795 | 2019-09-05 | 9 | 0.51203 | 0.31233 | 0.30773 | 0.32591 | 0.33053 | 0.36519 | 0.31453 | 0.2394 | 0.42224 | 0.40487 | 0.2292 | 0.13706 | 0.12007 | 0.11843 | 0.10472 | 0.1171 | 0.14997 | 0.18108 | 0.34199 | 0.57759 | 0.6142 | 0.4747 | 0.44936 | 0.53736
795 | 2019-09-06 | 9 | 0.54398 | 0.32449 | 0.20458 | 0.26931 | 0.39346 | 0.38966 | 0.27822 | 0.16098 | 0.13729 | 0.076943 | 0.072932 | 0.095333 | 0.095006 | 0.11104 | 0.10869 | 0.15758 | 0.20233 | 0.23858 | 0.47501 | 0.70524 | 0.78416 | 0.75017 | 0.78993 | 0.6628
795 | 2019-10-24 | 10 | 0.89308 | 0.89307 | 0.94206 | 0.93935 | 0.93186 | 0.93064 | 0.92569 | 0.91943 | 0.91807 | 0.9138 | 0.91628 | 0.91404 | 0.92813 | 0.88158 | 0.76953 | 0.71791 | 0.67278 | 0.54961 | 0.43313 | 0.33134 | 0.42889 | 0.56743 | 0.52252 | 0.45092
795 | 2019-10-25 | 10 | 0.41972 | 0.49479 | 0.57982 | 0.58674 | 0.54743 | 0.50848 | 0.39345 | 0.32265 | 0.24893 | 0.14308 | 0.1425 | 0.089017 | 0.051593 | 0.036817 | 0.039141 | 0.062913 | 0.081761 | 0.054088 | 0.049362 | 0.10449 | 0.20451 | 0.2205 | 0.30868 | 0.46218
795 | 2019-10-22 | 10 | 0.11461 | 0.1247 | 0.1044 | 0.10377 | 0.20962 | 0.31306 | 0.28186 | 0.33842 | 0.36368 | 0.41781 | 0.37822 | 0.37119 | 0.35602 | 0.29001 | 0.28693 | 0.36225 | 0.34606 | 0.34377 | 0.16384 | 0.89732 | 0.91697 | 0.88552 | 0.88931 | 0.8868
795 | 2019-10-07 | 10 | 0.40994 | 0.22078 | 0.14214 | 0.1044 | 0.069182 | 0.049074 | 0.045818 | 0.031003 | 0.042017 | 0.054117 | 0.098182 | 0.13123 | 0.20855 | 0.23705 | 0.30571 | 0.42168 | 0.47821 | 0.52471 | 0.60887 | 0.69439 | 0.48432 | 0.52585 | 0.55478 | 0.67176
795 | 2019-10-23 | 10 | 0.88681 | 0.88555 | 0.87927 | 0.89473 | 0.72021 | 0.50317 | 0.425 | 0.33459 | 0.43027 | 0.58179 | 0.48499 | 0.37497 | 0.27845 | 0.21152 | 0.34698 | 0.66342 | 0.7044 | 0.61864 | 0.70837 | 0.84037 | 0.68744 | 0.51216 | 0.65894 | 0.87302
795 | 2019-11-18 | 11 | 0.78866 | 0.90942 | 0.90258 | 0.60452 | 0.43532 | 0.68876 | 0.72834 | 0.5517 | 0.4425 | 0.5122 | 0.48425 | 0.47831 | 0.30498 | 0.24191 | 0.15754 | 0.060377 | 0.055795 | 0.14671 | 0.23062 | 0.31861 | 0.33917 | 0.36751 | 0.38618 | 0.39411
795 | 2019-11-08 | 11 | 0.09003 | 0.12055 | 0.21402 | 0.26515 | 0.25821 | 0.25069 | 0.26404 | 0.35704 | 0.36418 | 0.40521 | 0.36331 | 0.4004 | 0.38034 | 0.323 | 0.22286 | 0.16449 | 0.24533 | 0.4059 | 0.51288 | 0.54102 | 0.47033 | 0.41723 | 0.41868 | 0.32638
795 | 2019-11-07 | 11 | 0.60585 | 0.33931 | 0.30956 | 0.29561 | 0.29764 | 0.19251 | 0.15829 | 0.14922 | 0.13975 | 0.16352 | 0.13711 | 0.056604 | 0.03522 | 0.018868 | 0.0025157 | 0.0037736 | 0.0025157 | 0 | 0 | 0 | 0 | 0.0037736 | 0.015094 | 0.050314
795 | 2019-11-05 | 11 | 0.10689 | 0.20685 | 0.12286 | 0.051152 | 0.016674 | 0.00023866 | 0.0037736 | 0.0076434 | 0.044941 | 0.087542 | 0.17716 | 0.2908 | 0.42237 | 0.49572 | 0.53525 | 0.51117 | 0.5391 | 0.51893 | 0.49691 | 0.4942 | 0.51196 | 0.51084 | 0.5029 | 0.52463
795 | 2019-11-26 | 11 | 0.87427 | 0.89185 | 0.90944 | 0.91573 | 0.90302 | 0.90237 | 0.88323 | 0.71397 | 0.49389 | 0.17233 | 0.074214 | 0.26667 | 0.36855 | 0.57862 | 0.60377 | 0.69438 | 0.90234 | 0.67371 | 0.63659 | 0.71339 | 0.8705 | 0.70063 | 0.40913 | 0.34097
795 | 2019-12-16 | 12 | 0.29852 | 0.29278 | 0.16108 | 0.16829 | 0.11793 | 0.18616 | 0.21509 | 0.26304 | 0.33569 | 0.34937 | 0.46651 | 0.61104 | 0.72663 | 0.73747 | 0.54492 | 0.51114 | 0.45977 | 0.39525 | 0.26179 | 0.11383 | 0.10191 | 0.14641 | 0.14328 | 0.1194
795 | 2019-12-17 | 12 | 0.1832 | 0.21181 | 0.15118 | 0.18574 | 0.28501 | 0.26564 | 0.28626 | 0.24867 | 0.25546 | 0.33025 | 0.41421 | 0.48734 | 0.53246 | 0.47624 | 0.44999 | 0.38335 | 0.36286 | 0.34331 | 0.32579 | 0.18107 | 0.086314 | 0.050225 | 0.050384 | 0.049175
795 | 2019-12-18 | 12 | 0.0095234 | 0.0068326 | 0.10944 | 0.10683 | 0.15362 | 0.18512 | 0.27027 | 0.2598 | 0.21968 | 0.31176 | 0.31841 | 0.3821 | 0.3398 | 0.28758 | 0.25006 | 0.25245 | 0.39525 | 0.58721 | 0.50548 | 0.58317 | 0.63027 | 0.64659 | 0.63904 | 0.62773
795 | 2019-12-19 | 12 | 0.64408 | 0.68182 | 0.7095 | 0.73213 | 0.72979 | 0.54878 | 0.44478 | 0.52207 | 0.74053 | 0.73474 | 0.8309 | 0.88481 | 0.93712 | 0.93288 | 0.82152 | 0.78303 | 0.82384 | 0.78114 | 0.78348 | 0.69112 | 0.70277 | 0.88875 | 0.90753 | 0.88011
795 | 2019-12-11 | 12 | 0.50694 | 0.46978 | 0.45851 | 0.46459 | 0.39982 | 0.29236 | 0.28532 | 0.27709 | 0.27974 | 0.3295 | 0.51378 | 0.68509 | 0.7034 | 0.77981 | 0.87799 | 0.91447 | 0.90565 | 0.90816 | 0.87294 | 0.85282 | 0.88427 | 0.87295 | 0.8063 | 0.7105
795 | 2020-01-16 | 1 | 0.67033 | 0.5825 | 0.5638 | 0.47991 | 0.39213 | 0.33333 | 0.29184 | 0.22772 | 0.080503 | 0.037736 | 0.033962 | 0.057862 | 0.056604 | 0.061635 | 0.015094 | 0.010063 | 0.0025157 | 0.0025157 | 0.0012579 | 0 | 0 | 0 | 0 | 0.020126
795 | 2020-01-15 | 1 | 0.87484 | 0.91323 | 0.92706 | 0.92833 | 0.88947 | 0.75753 | 0.55088 | 0.63371 | 0.55108 | 0.38474 | 0.27952 | 0.27112 | 0.27549 | 0.21096 | 0.14982 | 0.16839 | 0.35326 | 0.45063 | 0.51756 | 0.61417 | 0.78803 | 0.82438 | 0.74261 | 0.67529
795 | 2020-01-13 | 1 | 0.7646 | 0.71741 | 0.74611 | 0.85706 | 0.90208 | 0.90314 | 0.98364 | 0.90187 | 0.87792 | 0.86608 | 0.88924 | 0.88548 | 0.88845 | 0.86198 | 0.88441 | 0.90215 | 0.76315 | 0.55985 | 0.47684 | 0.49982 | 0.70283 | 0.92232 | 0.88082 | 0.88562
795 | 2020-01-14 | 1 | 0.81462 | 0.77072 | 0.77121 | 0.74925 | 0.74554 | 0.70784 | 0.72045 | 0.75938 | 0.77775 | 0.844 | 0.87411 | 0.83231 | 0.87163 | 0.90936 | 0.89261 | 0.87057 | 0.91579 | 0.9094 | 0.91569 | 0.91695 | 0.90307 | 0.855 | 0.79236 | 0.78707
795 | 2020-01-09 | 1 | 0.9044 | 0.90571 | 0.91699 | 0.93583 | 0.94088 | 0.92709 | 0.95472 | 0.88348 | 0.89043 | 0.92825 | 0.89169 | 0.79414 | 0.86354 | 0.77306 | 0.65201 | 0.69845 | 0.42918 | 0.16909 | 0.18797 | 0.17942 | 0.11698 | 0.11928 | 0.18769 | 0.12737
795 | 2020-02-04 | 2 | 0.65593 | 0.53964 | 0.41246 | 0.32707 | 0.40097 | 0.53659 | 0.66197 | 0.79791 | 0.91066 | 0.93874 | 0.94335 | 0.9148 | 0.76762 | 0.71703 | 0.72106 | 0.67373 | 0.65501 | 0.59033 | 0.66399 | 0.69511 | 0.70028 | 0.63377 | 0.62065 | 0.60618
795 | 2020-02-03 | 2 | 0.89433 | 0.89559 | 0.89433 | 0.89434 | 0.88557 | 0.88687 | 0.89065 | 0.88438 | 0.82667 | 0.73675 | 0.68295 | 0.6898 | 0.46303 | 0.39962 | 0.42779 | 0.33148 | 0.81432 | 0.89097 | 0.73458 | 0.64486 | 0.68712 | 0.76265 | 0.76494 | 0.85728
795 | 2020-02-05 | 2 | 0.44844 | 0.41546 | 0.26537 | 0.24049 | 0.24882 | 0.23997 | 0.12455 | 0.11334 | 0.094759 | 0.11542 | 0.15271 | 0.17085 | 0.25447 | 0.28635 | 0.26289 | 0.17107 | 0.20507 | 0.16285 | 0.13899 | 0.20853 | 0.3113 | 0.39444 | 0.4679 | 0.47798
795 | 2020-02-10 | 2 | 0.12507 | 0.072535 | 0.038994 | 0.013836 | 0.0075472 | 0.03522 | 0.075547 | 0.12881 | 0.20893 | 0.21952 | 0.23008 | 0.29298 | 0.29419 | 0.35798 | 0.38632 | 0.42852 | 0.39974 | 0.27766 | 0.18756 | 0.27433 | 0.5401 | 0.70437 | 0.80614 | 0.79905
795 | 2020-02-11 | 2 | 0.84335 | 0.7841 | 0.69454 | 0.70925 | 0.69111 | 0.89359 | 0.90997 | 0.83529 | 0.7015 | 0.61097 | 0.50377 | 0.4866 | 0.40624 | 0.18466 | 0.085925 | 0.11353 | 0.048064 | 0.020126 | 0 | 0 | 0.00023319 | 0.026909 | 0.069561 | 0.125
795 | 2020-03-05 | 3 | 0.7643 | 0.73525 | 0.72838 | 0.6602 | 0.657 | 0.66762 | 0.5619 | 0.5753 | 0.58848 | 0.69103 | 0.80031 | 0.73244 | 0.56975 | 0.47626 | 0.42255 | 0.39857 | 0.41554 | 0.42212 | 0.40667 | 0.40667 | 0.40665 | 0.39007 | 0.41375 | 0.52968
795 | 2020-03-02 | 3 | 0.6725 | 0.57277 | 0.52647 | 0.63845 | 0.7223 | 0.7693 | 0.44032 | 9.4642e-06 | 0.083513 | 0.10189 | 0.21262 | 0.28332 | 0.40066 | 0.51091 | 0.82677 | 0.78688 | 0.66638 | 0.52976 | 0.50479 | 0.49587 | 0.36598 | 0.35224 | 0.32849 | 0.31215
795 | 2020-03-04 | 3 | 0.53124 | 0.57792 | 0.66601 | 0.83194 | 0.9015 | 0.8553 | 0.76441 | 0.63664 | 0.62248 | 0.47795 | 0.33824 | 0.19285 | 0.079854 | 0.01408 | 0.00046441 | 0.0063749 | 0.085944 | 0.42968 | 0.6838 | 0.83107 | 0.83502 | 0.78554 | 0.74293 | 0.80069
795 | 2020-03-03 | 3 | 0.33345 | 0.47352 | 0.33868 | 0.36177 | 0.41813 | 0.35899 | 0.35216 | 0.57009 | 0.46825 | 0.35651 | 0.36147 | 0.18503 | 0.06734 | 0.060881 | 0.01761 | 0 | 0.0075472 | 0.085461 | 0.10196 | 0.15915 | 0.066878 | 0.085008 | 0.22597 | 0.36694
795 | 2020-03-12 | 3 | 0.82993 | 0.9027 | 0.89403 | 0.87086 | 0.88752 | 0.85422 | 0.8734 | 0.74893 | 0.53411 | 0.46497 | 0.36923 | 0.33047 | 0.23722 | 0.22752 | 0.16738 | 0.27868 | 0.36922 | 0.26031 | 0.40867 | 0.64846 | 0.67312 | 0.42722 | 0.26436 | 0.086987
795 | 2020-04-28 | 4 | 0.76824 | 0.84346 | 0.79699 | 0.87426 | 0.86014 | 0.7466 | 0.56951 | 0.36689 | 0.56887 | 0.71145 | 0.65878 | 0.55835 | 0.49299 | 0.49185 | 0.45449 | 0.42031 | 0.545 | 0.65116 | 0.79097 | 0.88595 | 0.88586 | 0.82777 | 0.79353 | 0.90942
795 | 2020-04-24 | 4 | 0.31701 | 0.35638 | 0.41265 | 0.343 | 0.70683 | 0.90201 | 0.85609 | 0.74464 | 0.4325 | 0.43747 | 0.67108 | 0.0032094 | 0.54229 | 0.57732 | 0.57389 | 0.6385 | 0.66467 | 0.71504 | 0.79552 | 0.80939 | 0.81665 | 0.67033 | 0.77095 | 0.66077
795 | 2020-04-25 | 4 | 0.53371 | 0.44912 | 0.37376 | 0.27474 | 0.21749 | 0.16995 | 0.12579 | 0.1434 | 0.16604 | 0.093082 | 0.034622 | 0.026025 | 0.080752 | 0.13744 | 0.14197 | 0.14305 | 0.17503 | 0.22715 | 0.24146 | 0.42566 | 0.48583 | 0.48224 | 0.50541 | 0.56966
795 | 2020-04-27 | 4 | 0.75969 | 0.71365 | 0.63603 | 0.54658 | 0.66556 | 0.53512 | 0.48275 | 0.50531 | 0.39126 | 0.23468 | 0.088572 | 0.012074 | 0.033962 | 0.075641 | 0.20066 | 0.10211 | 0.10147 | 0.26777 | 0.4987 | 0.49026 | 0.55532 | 0.73035 | 0.73514 | 0.71274
795 | 2020-04-29 | 4 | 0.88305 | 0.77042 | 0.75689 | 0.755 | 0.65576 | 0.66646 | 0.39333 | 0.49113 | 0.54232 | 0.3164 | 0.23944 | 0.16505 | 0.12347 | 0.083048 | 0.044712 | 0.017634 | 0.012579 | 0.032704 | 0.16977 | 0.297 | 0.32235 | 0.37223 | 0.42639 | 0.40977
795 | 2020-05-27 | 5 | 0.30808 | 0.32451 | 0.39558 | 0.31027 | 0.2597 | 0.21306 | 0.094913 | 0.050701 | 0.067211 | 0.12291 | 0.072423 | 0.051238 | 0.076034 | 0.069594 | 0.047175 | 0.059344 | 0.092878 | 0.12635 | 0.32816 | 0.4153 | 0.53508 | 0.51004 | 0.44901 | 0.27181
795 | 2020-05-26 | 5 | 0.0037737 | 0.025766 | 0.048492 | 0.092818 | 0.10628 | 0.10153 | 0.13005 | 0.16518 | 0.10505 | 0.10216 | 0.14071 | 0.19155 | 0.17872 | 0.21978 | 0.24177 | 0.16323 | 0.16256 | 0.15702 | 0.14148 | 0.14112 | 0.29175 | 0.43833 | 0.4218 | 0.37514
795 | 2020-05-28 | 5 | 0.49088 | 0.48087 | 0.52125 | 0.40187 | 0.28837 | 0.25711 | 0.15798 | 0.16981 | 0.11567 | 0.09196 | 0.053464 | 0.08568 | 0.16222 | 0.14276 | 0.14777 | 0.20696 | 0.27581 | 0.25892 | 0.37135 | 0.50138 | 0.55713 | 0.54834 | 0.62901 | 0.67561
795 | 2020-05-07 | 5 | 0.77103 | 0.79745 | 0.86953 | 0.85735 | 0.74965 | 0.68083 | 0.55317 | 0.59283 | 0.64594 | 0.66246 | 0.60678 | 0.65973 | 0.79669 | 0.81564 | 0.85806 | 0.82897 | 0.87412 | 0.89421 | 0.91558 | 0.88662 | 0.86252 | 0.60917 | 0.50283 | 0.66898
795 | 2020-05-25 | 5 | 0.81183 | 0.8969 | 0.82314 | 0.91068 | 0.93108 | 0.92805 | 0.91754 | 0.91552 | 0.93843 | 0.93007 | 0.84968 | 0.55444 | 0.49672 | 0.31554 | 0.27978 | 0.31268 | 0.24923 | 0.13414 | 0.11273 | 0.18113 | 0.20278 | 0.070454 | 0.036478 | 0.0012579
795 | 2020-06-03 | 6 | 0.12399 | 0.20776 | 0.14351 | 0.080848 | 0.024384 | 0.018824 | 0.0060924 | 0.0025157 | 0.0014141 | 0.0037736 | 0.0044976 | 0.018288 | 0.037194 | 0.053487 | 0.062192 | 0.16099 | 0.37505 | 0.1277 | 0.043571 | 0.31147 | 0.2892 | 0.20662 | 0.20029 | 0.1163
795 | 2020-06-10 | 6 | 0.47854 | 0.44318 | 0.36487 | 0.28729 | 0.19988 | 0.17022 | 0.066599 | 0.04892 | 0.065811 | 0.11809 | 0.17697 | 0.21688 | 0.24992 | 0.31065 | 0.28612 | 0.33816 | 0.32811 | 0.29628 | 0.35813 | 0.59629 | 0.69552 | 0.86283 | 0.87793 | 0.79243
795 | 2020-06-11 | 6 | 0.73937 | 0.73233 | 0.74339 | 0.7185 | 0.6615 | 0.51751 | 0.45942 | 0.61636 | 0.69141 | 0.72677 | 0.67395 | 0.66333 | 0.6654 | 0.64048 | 0.60428 | 0.66504 | 0.71935 | 0.77301 | 0.89804 | 0.88856 | 0.8909 | 0.84933 | 0.81377 | 0.81126
795 | 2020-06-24 | 6 | 0.10286 | 0.12488 | 0.10657 | 0.10323 | 0.11837 | 0.069007 | 0.042222 | 0.15537 | 0.25374 | 0.30757 | 0.3245 | 0.36291 | 0.41376 | 0.47808 | 0.58231 | 0.79811 | 0.80612 | 0.77232 | 0.56832 | 0.67859 | 0.62253 | 0.54191 | 0.4758 | 0.62341
795 | 2020-06-23 | 6 | 0.44334 | 0.42448 | 0.40567 | 0.34029 | 0.45119 | 0.44213 | 0.25459 | 0.14107 | 0.11222 | 0.18489 | 0.21361 | 0.1814 | 0.21982 | 0.24048 | 0.26523 | 0.4 | 0.39771 | 0.36933 | 0.43585 | 0.47032 | 0.52285 | 0.47768 | 0.25107 | 0.13758
795 | 2020-07-12 | 7 | 0.34402 | 0.33458 | 0.40477 | 0.5082 | 0.28044 | 0.1499 | 0.16612 | 0.086277 | 0.048976 | 0.0291 | 0.033308 | 0.049979 | 0.11886 | 0.2165 | 0.26669 | 0.2057 | 0.21353 | 0.096774 | 0.51068 | 0.47839 | 0.31605 | 0.19042 | 0.65497 | 0.50287
795 | 2020-07-11 | 7 | 0.62195 | 0.64361 | 0.71937 | 0.62507 | 0.37506 | 0.51588 | 0.5909 | 0.52401 | 0.37278 | 0.2276 | 0.14404 | 0.055543 | 0.025529 | 0.018709 | 0.020534 | 0.048987 | 0.23596 | 0.23515 | 0.31137 | 0.70356 | 0.72337 | 0.66323 | 0.43157 | 0.41167
795 | 2020-07-10 | 7 | 0.52622 | 0.58982 | 0.62622 | 0.54801 | 0.44757 | 0.30532 | 0.20849 | 0.11272 | 0.082203 | 0.053238 | 0.038034 | 0.032781 | 0.033826 | 0.040665 | 0.052038 | 0.093222 | 0.099936 | 0.3736 | 0.67973 | 0.72812 | 0.74321 | 0.74953 | 0.74071 | 0.66398
795 | 2020-07-31 | 7 | 0.65305 | 0.46739 | 0.3775 | 0.22236 | 0.087005 | 0.077987 | 0.066667 | 0.037736 | 0.031903 | 0.024638 | 0.007935 | 0.0062894 | 0.0077232 | 0.015191 | 0.020605 | 0.026833 | 0.16375 | 0.15975 | 0.27447 | 0.31321 | 0.23667 | 0.28127 | 0.51638 | 0.14297
795 | 2020-07-13 | 7 | 0.2941 | 0.043226 | 0.14236 | 0.4007 | 0.60884 | 0.64738 | 0.45498 | 0.29457 | 0.27185 | 0.27443 | 0.339 | 0.37216 | 0.29684 | 0.25524 | 0.2316 | 0.41934 | 0.75429 | 0.59473 | 0.36983 | 0.25409 | 0.45772 | 0.34553 | 0.3639 | 0.36606
795 | 2020-08-18 | 8 | 0.108 | 0.11578 | 0.080627 | 0.057036 | 0.025901 | 0.005721 | 0.00011032 | 0.0050314 | 0.010373 | 0.0025157 | 0.00028423 | 0.0061943 | 0.01161 | 0.012056 | 0.019082 | 0.022897 | 0.021063 | 0.096158 | 0.30588 | 0.53729 | 0.60243 | 0.51757 | 0.47995 | 0.53481
795 | 2020-08-14 | 8 | 0.24048 | 0.18917 | 0.10673 | 0.038277 | 0.052259 | 0.072985 | 0.077256 | 0.063562 | 0.056986 | 0.14308 | 0.15611 | 0.12205 | 0.11351 | 0.29087 | 0.33407 | 0.1466 | 0.294 | 0.54272 | 0.70724 | 0.6404 | 0.6213 | 0.37115 | 0.21717 | 0.12453
795 | 2020-08-19 | 8 | 0.50209 | 0.51678 | 0.55251 | 0.53784 | 0.51891 | 0.45608 | 0.40257 | 0.31065 | 0.41301 | 0.57766 | 0.49742 | 0.38889 | 0.24898 | 0.14191 | 0.10637 | 0.16385 | 0.49486 | 0.84283 | 0.81739 | 0.62788 | 0.63659 | 0.7245 | 0.70731 | 0.61618
795 | 2020-08-17 | 8 | 0.067625 | 0.59251 | 0.4419 | 0.20409 | 0.079999 | 0.29076 | 0.2685 | 0.10593 | 0.036072 | 0.0013277 | 0.0041547 | 0.048217 | 0.10504 | 0.14176 | 0.20885 | 0.28895 | 0.3585 | 0.41582 | 0.41085 | 0.48117 | 0.53953 | 0.47219 | 0.25515 | 0.13557
795 | 2020-08-15 | 8 | 0.1495 | 0.099341 | 0.042821 | 0.050233 | 0.015105 | 0.01482 | 0.0076619 | 0.014692 | 0.013985 | 0.027681 | 0.072069 | 0.048167 | 0.090816 | 0.10714 | 0.41056 | 0.31503 | 0.36268 | 0.38258 | 0.51946 | 0.75215 | 0.78596 | 0.7078 | 0.40609 | 0.26886
795 | 2020-08-16 | 8 | 0.22731 | 0.27077 | 0.20055 | 0.1022 | 0.086216 | 0.058016 | 0.0025157 | 0 | 0.01539 | 0.1213 | 0.14481 | 0.19389 | 0.25106 | 0.40931 | 0.49507 | 0.56984 | 0.48495 | 0.45112 | 0.49053 | 0.62985 | 0.56881 | 0.50845 | 0.2326 | 0.15424
795 | 2020-08-13 | 8 | 0.6336 | 0.69543 | 0.69215 | 0.73182 | 0.73788 | 0.76587 | 0.5989 | 0.33754 | 0.1634 | 0.15295 | 0.22363 | 0.18566 | 0.22894 | 0.20151 | 0.12187 | 0.12605 | 0.37267 | 0.3598 | 0.34572 | 0.29856 | 0.17335 | 0.23677 | 0.29527 | 0.20983
795 | 2020-09-06 | 9 | 0.68291 | 0.69306 | 0.74789 | 0.74564 | 0.65909 | 0.67694 | 0.68395 | 0.74845 | 0.83066 | 0.79651 | 0.6883 | 0.63759 | 0.49318 | 0.37852 | 0.38093 | 0.38846 | 0.43517 | 0.32552 | 0.38676 | 0.70312 | 0.75796 | 0.73074 | 0.7081 | 0.79115
795 | 2020-09-05 | 9 | 0.56301 | 0.49306 | 0.39859 | 0.33469 | 0.2486 | 0.13106 | 0.0741 | 0.0091101 | 0.0014229 | 0.01525 | 0.038799 | 0.10295 | 0.12397 | 0.16752 | 0.1972 | 0.20515 | 0.18007 | 0.20147 | 0.34193 | 0.5448 | 0.72343 | 0.74154 | 0.71878 | 0.74787
795 | 2020-09-30 | 9 | 0 | 0 | 0 | 0 | 0 | 0 | 0 | 0 | 0 | 0 | 0 | 0 | 0 | 0 | 0 | 0 | 0 | 0 | 0 | 0 | 0 | 0 | 0 | 0
795 | 2020-09-07 | 9 | 0.80627 | 0.84592 | 0.79838 | 0.74979 | 0.66257 | 0.62476 | 0.4974 | 0.31068 | 0.32985 | 0.41139 | 0.46859 | 0.46436 | 0.54756 | 0.60775 | 0.62916 | 0.72643 | 0.73716 | 0.75587 | 0.7244 | 0.67912 | 0.64265 | 0.6414 | 0.71311 | 0.83891
795 | 2020-09-29 | 9 | 0 | 0 | 0 | 0 | 0 | 0 | 0 | 0 | 0 | 0 | 0 | 0 | 0 | 0 | 0 | 0 | 0 | 0 | 0 | 0 | 0 | 0 | 0 | 0
795 | 2020-09-03 | 9 | 0.29361 | 0.37642 | 0.43331 | 0.36497 | 0.44105 | 0.43928 | 0.30134 | 0.19753 | 0.092597 | 0.030824 | 0.045801 | 0.26222 | 0.39518 | 0.66628 | 0.67178 | 0.59985 | 0.54589 | 0.56418 | 0.6393 | 0.62645 | 0.62216 | 0.63367 | 0.42534 | 0.32782
795 | 2020-10-01 | 10 | 0 | 0 | 0 | 0 | 0 | 0 | 0 | 0 | 0 | 0 | 0 | 0 | 0 | 0 | 0 | 0 | 0 | 0 | 0 | 0 | 0 | 0 | 0 | 0
795 | 2020-10-02 | 10 | 0 | 0 | 0 | 0 | 0 | 0 | 0 | 0 | 0 | 0 | 0 | 0 | 0 | 0 | 0 | 0 | 0 | 0 | 0 | 0 | 0 | 0 | 0 | 0
795 | 2020-10-15 | 10 | 0 | 0 | 0 | 0 | 0 | 0 | 0 | 0 | 0 | 0 | 0 | 0 | 0 | 0 | 0 | 0 | 0 | 0 | 0 | 0 | 0 | 0 | 0 | 0
795 | 2020-10-16 | 10 | 0 | 0 | 0 | 0 | 0 | 0 | 0 | 0 | 0 | 0 | 0 | 0 | 0 | 0 | 0 | 0 | 0 | 0 | 0 | 0 | 0 | 0 | 0 | 0
795 | 2020-10-03 | 10 | 0 | 0 | 0 | 0 | 0 | 0 | 0 | 0 | 0 | 0 | 0 | 0 | 0 | 0 | 0 | 0 | 0 | 0 | 0 | 0 | 0 | 0 | 0 | 0
795 | 2020-11-05 | 11 | 0.22401 | 0.26579 | 0.34229 | 0.48992 | 0.40895 | 0.37565 | 0.37656 | 0.20895 | 0.22269 | 0.14324 | 0.10386 | 0.072934 | 0.028678 | 0.015487 | 0.0080226 | 0.012579 | 0.03522 | 0.055526 | 0.10434 | 0.16869 | 0.17384 | 0.15222 | 0.14566 | 0.15657
795 | 2020-11-04 | 11 | 0.88803 | 0.85416 | 0.87044 | 0.82689 | 0.70803 | 0.7206 | 0.54091 | 0.33385 | 0.29383 | 0.28808 | 0.34685 | 0.39035 | 0.43535 | 0.45573 | 0.53249 | 0.40411 | 0.33548 | 0.34765 | 0.30087 | 0.27706 | 0.24661 | 0.16686 | 0.10475 | 0.12107
795 | 2020-11-02 | 11 | 0.65583 | 0.63803 | 0.653 | 0.67836 | 0.67493 | 0.66579 | 0.57892 | 0.56635 | 0.58969 | 0.60413 | 0.64582 | 0.66407 | 0.62646 | 0.57167 | 0.50937 | 0.37867 | 0.40075 | 0.55164 | 0.66469 | 0.63988 | 0.68495 | 0.75471 | 0.75094 | 0.76981
795 | 2020-11-30 | 11 | 0.096798 | 0.056444 | 0.038001 | 0.0090713 | 0.0097408 | 0.051002 | 0.12902 | 0.27028 | 0.49053 | 0.73741 | 0.89133 | 0.93463 | 0.89437 | 0.93838 | 0.93448 | 0.87824 | 0.8971 | 0.90062 | 0.90063 | 0.89939 | 0.89814 | 0.89689 | 0.8969 | 0.89691
795 | 2020-11-03 | 11 | 0.80789 | 0.74028 | 0.74707 | 0.76177 | 0.795 | 0.76023 | 0.69863 | 0.57268 | 0.46707 | 0.47285 | 0.48775 | 0.55987 | 0.51654 | 0.48841 | 0.47882 | 0.60851 | 0.77107 | 0.87663 | 0.84497 | 0.86789 | 0.86789 | 0.81757 | 0.80751 | 0.8943
1145 | 2020-12-15 | 12 | 0.3891 | 0.34174 | 0.29905 | 0.41533 | 0.64326 | 0.68285 | 0.57605 | 0.52491 | 0.56072 | 0.58169 | 0.51784 | 0.5379 | 0.66764 | 0.67687 | 0.62971 | 0.58541 | 0.61118 | 0.59376 | 0.47508 | 0.37975 | 0.31447 | 0.29534 | 0.25664 | 0.24892
1145 | 2020-12-14 | 12 | 0.57997 | 0.61684 | 0.59766 | 0.61096 | 0.65548 | 0.66257 | 0.67625 | 0.67013 | 0.65453 | 0.67074 | 0.66113 | 0.64733 | 0.60617 | 0.63558 | 0.60399 | 0.63666 | 0.61569 | 0.56605 | 0.49405 | 0.45125 | 0.43938 | 0.5223 | 0.57859 | 0.52554
1145 | 2020-12-16 | 12 | 0.24809 | 0.29055 | 0.38056 | 0.44942 | 0.33512 | 0.28805 | 0.28181 | 0.27 | 0.24169 | 0.23656 | 0.2463 | 0.24017 | 0.24541 | 0.24805 | 0.28196 | 0.30058 | 0.272 | 0.35746 | 0.4057 | 0.5209 | 0.3617 | 0.17192 | 0.16287 | 0.20262
1145 | 2020-12-07 | 12 | 0.05029 | 0.034939 | 0.018162 | 0.044501 | 0.11096 | 0.17684 | 0.26969 | 0.18433 | 0.12069 | 0.11319 | 0.071901 | 0.094275 | 0.081868 | 0.060326 | 0.025776 | 0.015738 | 0.01844 | 0.01028 | 0 | 0 | 0 | 0.00015472 | 0.020768 | 0.022174
1145 | 2020-12-17 | 12 | 0.17467 | 0.18515 | 0.13712 | 0.12662 | 0.21695 | 0.21745 | 0.28213 | 0.44946 | 0.45376 | 0.52565 | 0.72015 | 0.77243 | 0.79606 | 0.89083 | 0.93972 | 0.91789 | 0.93448 | 0.92049 | 0.82616 | 0.6415 | 0.67421 | 0.66112 | 0.65675 | 0.65937
1145 | 2021-01-25 | 1 | 0.95102 | 0.96733 | 0.96507 | 0.94021 | 0.92665 | 0.96246 | 0.97381 | 0.96594 | 0.95983 | 0.96159 | 0.95984 | 0.97206 | 0.95721 | 0.83755 | 0.88908 | 0.8742 | 0.82028 | 0.8419 | 0.8266 | 0.77545 | 0.70456 | 0.62567 | 0.47582 | 0.4786
1145 | 2021-01-26 | 1 | 0.57024 | 0.62197 | 0.62803 | 0.55953 | 0.46082 | 0.47142 | 0.34103 | 0.24393 | 0.28506 | 0.31609 | 0.42951 | 0.44092 | 0.40846 | 0.45396 | 0.4933 | 0.46467 | 0.59578 | 0.69347 | 0.73189 | 0.78605 | 0.77382 | 0.7489 | 0.74499 | 0.79916
1145 | 2021-01-27 | 1 | 0.89872 | 0.87424 | 0.75849 | 0.64261 | 0.50367 | 0.41959 | 0.3874 | 0.36085 | 0.35895 | 0.37293 | 0.39883 | 0.47495 | 0.50326 | 0.43165 | 0.33862 | 0.30635 | 0.33988 | 0.38465 | 0.41941 | 0.42603 | 0.42108 | 0.43668 | 0.44805 | 0.49522
1145 | 2021-01-07 | 1 | 0.25219 | 0.14609 | 0.11616 | 0.16157 | 0.20961 | 0.2262 | 0.22882 | 0.20262 | 0.22271 | 0.22172 | 0.28397 | 0.28219 | 0.28955 | 0.23286 | 0.27145 | 0.23178 | 0.35155 | 0.3666 | 0.3802 | 0.39281 | 0.39972 | 0.49267 | 0.50066 | 0.49722
1145 | 2021-01-06 | 1 | 0.72835 | 0.75019 | 0.75892 | 0.75893 | 0.69429 | 0.67426 | 0.7477 | 0.76069 | 0.72316 | 0.67425 | 0.69521 | 0.73646 | 0.74183 | 0.71973 | 0.62343 | 0.50504 | 0.38878 | 0.30756 | 0.2386 | 0.15005 | 0.093823 | 0.18129 | 0.29709 | 0.33769
1145 | 2021-02-09 | 2 | 0.47823 | 0.45288 | 0.4393 | 0.46288 | 0.4821 | 0.4131 | 0.35895 | 0.38952 | 0.46013 | 0.56515 | 0.6509 | 0.73764 | 0.74296 | 0.78934 | 0.78394 | 0.7296 | 0.55559 | 0.58246 | 0.65078 | 0.67677 | 0.56888 | 0.39292 | 0.39858 | 0.32518
1145 | 2021-02-11 | 2 | 0.17467 | 0.19476 | 0.13799 | 0.065502 | 0.073362 | 0.11703 | 0.12926 | 0.14934 | 0.21572 | 0.22448 | 0.2469 | 0.21701 | 0.23625 | 0.22011 | 0.2691 | 0.49818 | 0.68696 | 0.8323 | 0.87001 | 0.73443 | 0.62844 | 0.49033 | 0.38223 | 0.34945
1145 | 2021-02-17 | 2 | 0.3026 | 0.27686 | 0.19651 | 0.19389 | 0.18166 | 0.14672 | 0.089956 | 0.063755 | 0.062009 | 0.14148 | 0.17817 | 0.20437 | 0.22533 | 0.25852 | 0.269 | 0.2834 | 0.28415 | 0.26683 | 0.20501 | 0.23938 | 0.20579 | 0.26489 | 0.36272 | 0.4281
1145 | 2021-02-08 | 2 | 0.66073 | 0.64266 | 0.66047 | 0.5077 | 0.32892 | 0.25165 | 0.20437 | 0.16157 | 0.19738 | 0.27355 | 0.37164 | 0.52353 | 0.62452 | 0.66255 | 0.7082 | 0.79645 | 0.83052 | 0.88643 | 0.92368 | 0.93356 | 0.92566 | 0.8551 | 0.66412 | 0.53261
1145 | 2021-02-04 | 2 | 0.91702 | 0.9537 | 0.86692 | 0.80203 | 0.78706 | 0.75061 | 0.73572 | 0.7005 | 0.74923 | 0.81418 | 0.7168 | 0.60968 | 0.56204 | 0.52853 | 0.52422 | 0.53096 | 0.53181 | 0.53356 | 0.56544 | 0.56468 | 0.65953 | 0.66552 | 0.57009 | 0.5682
1145 | 2021-03-10 | 3 | 0.73183 | 0.70214 | 0.74669 | 0.73534 | 0.69342 | 0.62966 | 0.62701 | 0.61478 | 0.62701 | 0.73181 | 0.84571 | 0.87278 | 0.94228 | 0.84504 | 0.80864 | 0.8113 | 0.71012 | 0.93534 | 0.92659 | 0.78693 | 0.7524 | 0.55097 | 0.41862 | 0.27438
1145 | 2021-03-09 | 3 | 0.8428 | 0.77529 | 0.74592 | 0.68406 | 0.64291 | 0.74043 | 0.74946 | 0.7249 | 0.79539 | 0.87247 | 0.93271 | 0.90471 | 0.86366 | 0.90056 | 0.94402 | 0.9309 | 0.76383 | 0.74347 | 0.85655 | 0.81305 | 0.81453 | 0.83923 | 0.85409 | 0.78248
1145 | 2021-03-03 | 3 | 0.46465 | 0.46813 | 0.46465 | 0.46115 | 0.44892 | 0.4629 | 0.42098 | 0.24893 | 0.20438 | 0.11093 | 0.111 | 0.14849 | 0.16368 | 0.2077 | 0.36246 | 0.407 | 0.35548 | 0.39128 | 0.54412 | 0.59128 | 0.61661 | 0.69084 | 0.71355 | 0.65853
1145 | 2021-03-15 | 3 | 0.53624 | 0.61856 | 0.64979 | 0.59145 | 0.57541 | 0.56411 | 0.49602 | 0.53415 | 0.53362 | 0.53394 | 0.5549 | 0.57875 | 0.65928 | 0.79417 | 0.9108 | 0.96055 | 0.9615 | 0.90474 | 0.77197 | 0.62558 | 0.65626 | 0.42774 | 0.43316 | 0.43672
1145 | 2021-03-11 | 3 | 0.16453 | 0.19057 | 0.4004 | 0.4384 | 0.44141 | 0.39649 | 0.26338 | 0.26395 | 0.23964 | 0.21642 | 0.20959 | 0.29004 | 0.32685 | 0.33092 | 0.36912 | 0.42256 | 0.47224 | 0.62709 | 0.76828 | 0.63737 | 0.52718 | 0.37749 | 0.33593 | 0.30603
1145 | 2021-04-30 | 4 | 0.18857 | 0.10993 | 0.069961 | 0.042581 | 0.038456 | 0.041921 | 0.035808 | 0.036681 | 0.055022 | 0.063981 | 0.078098 | 0.12104 | 0.1134 | 0.1009 | 0.11234 | 0.12709 | 0.15132 | 0.21328 | 0.21749 | 0.29062 | 0.23588 | 0.2297 | 0.29445 | 0.33194
1145 | 2021-04-29 | 4 | 0.43508 | 0.64531 | 0.7262 | 0.5744 | 0.5376 | 0.54616 | 0.63934 | 0.75108 | 0.75194 | 0.76416 | 0.78949 | 0.80521 | 0.7825 | 0.74056 | 0.71872 | 0.71347 | 0.70264 | 0.67249 | 0.63001 | 0.5067 | 0.42864 | 0.4081 | 0.29706 | 0.21656
1145 | 2021-04-19 | 4 | 0.18631 | 0.1806 | 0.1457 | 0.13982 | 0.16231 | 0.20956 | 0.22367 | 0.21721 | 0.32114 | 0.34176 | 0.2888 | 0.25245 | 0.32994 | 0.40377 | 0.42315 | 0.48615 | 0.51074 | 0.50482 | 0.64145 | 0.77551 | 0.74581 | 0.67385 | 0.75632 | 0.71179
1145 | 2021-04-01 | 4 | 0.53945 | 0.57835 | 0.52756 | 0.55211 | 0.57061 | 0.59123 | 0.51194 | 0.41095 | 0.44142 | 0.55399 | 0.57222 | 0.55437 | 0.51752 | 0.49595 | 0.44557 | 0.4596 | 0.48315 | 0.49784 | 0.54387 | 0.56789 | 0.56053 | 0.52693 | 0.46714 | 0.46286
1145 | 2021-04-28 | 4 | 0.36243 | 0.15285 | 0.13068 | 0.14666 | 0.22843 | 0.36729 | 0.46915 | 0.58969 | 0.77056 | 0.72136 | 0.73549 | 0.70955 | 0.57294 | 0.4144 | 0.51329 | 0.64532 | 0.56199 | 0.79396 | 0.65894 | 0.58552 | 0.68873 | 0.62885 | 0.43119 | 0.37293
1145 | 2021-05-31 | 5 | 0.36507 | 0.5239 | 0.43716 | 0.43892 | 0.51698 | 0.48076 | 0.47671 | 0.5031 | 0.59216 | 0.39184 | 0.22387 | 0.41071 | 0.39526 | 0.1831 | 0.10903 | 0.019928 | 0.10142 | 0.194 | 0.29853 | 0.2476 | 0.076808 | 0.022791 | 0.068242 | 0.17991
1145 | 2021-05-05 | 5 | 0.81493 | 0.80673 | 0.79311 | 0.82892 | 0.84422 | 0.74678 | 0.59496 | 0.54018 | 0.41068 | 0.27819 | 0.31766 | 0.33875 | 0.39962 | 0.35922 | 0.35662 | 0.34372 | 0.31091 | 0.24974 | 0.22222 | 0.43971 | 0.59204 | 0.57724 | 0.79124 | 0.80256
1145 | 2021-05-04 | 5 | 0.53187 | 0.45511 | 0.40987 | 0.33323 | 0.3919 | 0.2883 | 0.21481 | 0.17793 | 0.097218 | 0.0485 | 0.037258 | 0.015294 | 0.027557 | 0.070268 | 0.094312 | 0.09424 | 0.121 | 0.09627 | 0.097693 | 0.32574 | 0.59651 | 0.5555 | 0.60619 | 0.75289
1145 | 2021-05-12 | 5 | 0.35101 | 0.28659 | 0.25363 | 0.23698 | 0.1819 | 0.1257 | 0.15402 | 0.16399 | 0.17948 | 0.15193 | 0.11415 | 0.088444 | 0.068996 | 0.046288 | 0.03668 | 0.063331 | 0.16501 | 0.31565 | 0.43698 | 0.50726 | 0.56723 | 0.61938 | 0.58301 | 0.56672
1145 | 2021-05-25 | 5 | 0.42886 | 0.47949 | 0.49266 | 0.51884 | 0.42912 | 0.2831 | 0.23088 | 0.31237 | 0.25208 | 0.18067 | 0.13476 | 0.13156 | 0.1499 | 0.1843 | 0.2698 | 0.34467 | 0.4458 | 0.43326 | 0.36575 | 0.35637 | 0.56418 | 0.53125 | 0.44499 | 0.55747
1145 | 2021-06-17 | 6 | 0.61477 | 0.60485 | 0.69321 | 0.61631 | 0.56739 | 0.61788 | 0.61106 | 0.69267 | 0.59752 | 0.46147 | 0.32856 | 0.3122 | 0.28191 | 0.24042 | 0.19043 | 0.20085 | 0.305 | 0.49232 | 0.5825 | 0.63681 | 0.61161 | 0.6483 | 0.6925 | 0.62265
1145 | 2021-06-18 | 6 | 0.50301 | 0.45324 | 0.41757 | 0.42793 | 0.44891 | 0.48329 | 0.5397 | 0.50096 | 0.42873 | 0.25336 | 0.14414 | 0.1784 | 0.17617 | 0.16341 | 0.19806 | 0.26403 | 0.293 | 0.49061 | 0.58832 | 0.64754 | 0.59471 | 0.53181 | 0.4874 | 0.44466
1145 | 2021-06-16 | 6 | 0.34409 | 0.32842 | 0.33712 | 0.34305 | 0.36739 | 0.3476 | 0.38421 | 0.47143 | 0.44478 | 0.35417 | 0.24054 | 0.12062 | 0.1009 | 0.12011 | 0.15948 | 0.22364 | 0.37592 | 0.49988 | 0.47803 | 0.60862 | 0.72459 | 0.78979 | 0.75365 | 0.67768
1145 | 2021-06-15 | 6 | 0.61476 | 0.38071 | 0.28538 | 0.21672 | 0.14089 | 0.081092 | 0.044063 | 0.081638 | 0.14959 | 0.095002 | 0.095305 | 0.074093 | 0.073735 | 0.065037 | 0.071043 | 0.076638 | 0.11144 | 0.16682 | 0.22699 | 0.26558 | 0.38312 | 0.41553 | 0.43411 | 0.39394
1145 | 2021-06-28 | 6 | 0.21629 | 0.25457 | 0.3082 | 0.2872 | 0.19024 | 0.18616 | 0.28914 | 0.27375 | 0.33941 | 0.3692 | 0.42356 | 0.50763 | 0.56208 | 0.39027 | 0.27302 | 0.28316 | 0.23812 | 0.16186 | 0.14042 | 0.13006 | 0.17032 | 0.1668 | 0.13793 | 0.2132
1145 | 2021-07-09 | 7 | 0.42981 | 0.47725 | 0.65015 | 0.6572 | 0.61115 | 0.55368 | 0.50972 | 0.44555 | 0.41375 | 0.32524 | 0.25793 | 0.20205 | 0.19045 | 0.20535 | 0.22325 | 0.23803 | 0.30289 | 0.29401 | 0.29122 | 0.38785 | 0.36773 | 0.33004 | 0.43716 | 0.44279
1145 | 2021-07-19 | 7 | 0.014276 | 0.0053615 | 0.040787 | 0.033905 | 0.024331 | 0.020544 | 0.009037 | 0.00076494 | 0.0010401 | 1.7099e-06 | 0.0069222 | 0.021551 | 0.049294 | 0.065627 | 0.056425 | 0.12644 | 0.2709 | 0.17844 | 0.19297 | 0.21194 | 0.2126 | 0.18005 | 0.11815 | 0.096327
1145 | 2021-07-29 | 7 | 0.24252 | 0.17727 | 0.11106 | 0.11059 | 0.090994 | 0.068623 | 0.044243 | 0.032342 | 0.061239 | 0.071556 | 0.12073 | 0.1707 | 0.18713 | 0.18077 | 0.17793 | 0.22759 | 0.37403 | 0.52838 | 0.56856 | 0.48439 | 0.44958 | 0.43075 | 0.40584 | 0.39083
1145 | 2021-07-21 | 7 | 0.368 | 0.29122 | 0.26615 | 0.22252 | 0.19708 | 0.22723 | 0.2372 | 0.20575 | 0.21159 | 0.17826 | 0.1619 | 0.15744 | 0.18423 | 0.25451 | 0.35554 | 0.27083 | 0.24083 | 0.34753 | 0.41601 | 0.49517 | 0.4947 | 0.46161 | 0.51523 | 0.56724
1145 | 2021-07-20 | 7 | 0.10548 | 0.07131 | 0.051113 | 0.029261 | 0.020814 | 0.022043 | 0.011551 | 0.0089373 | 0.012334 | 0.0049886 | 0.00092167 | 0.0052402 | 0.02167 | 0.070848 | 0.092488 | 0.085748 | 0.086458 | 0.20792 | 0.41587 | 0.56441 | 0.63574 | 0.59952 | 0.43762 | 0.39859
1145 | 2021-07-28 | 7 | 0.091213 | 0.073671 | 0.10797 | 0.17578 | 0.21337 | 0.24231 | 0.21897 | 0.1694 | 0.17043 | 0.12181 | 0.10031 | 0.11746 | 0.26327 | 0.51181 | 0.46091 | 0.44929 | 0.55762 | 0.56662 | 0.37701 | 0.32591 | 0.27933 | 0.3514 | 0.39088 | 0.29559
1145 | 7/10/2021 | 7 | 0.37903 | 0.40089 | 0.44126 | 0.50088 | 0.47934 | 0.48194 | 0.44438 | 0.39929 | 0.24321 | 0.072889 | 0.036845 | 0.18382 | 0.22754 | 0.18948 | 0.21037 | 0.2497 | 0.28458 | 0.35156 | 0.37333 | 0.43772 | 0.58111 | 0.56101 | 0.59874 | 0.48235
1145 | 2021-07-12 | 7 | 0.32939 | 0.17864 | 0.083978 | 0.10773 | 0.11679 | 0.15094 | 0.091785 | 0.085213 | 0.26806 | 0.3063 | 0.2912 | 0.23549 | 0.17583 | 0.10864 | 0.057475 | 0.049867 | 0.076203 | 0.2122 | 0.52768 | 0.73735 | 0.7642 | 0.80682 | 0.73197 | 0.57008
1145 | 2021-08-16 | 8 | 0.35796 | 0.3851 | 0.34323 | 0.37975 | 0.37156 | 0.35154 | 0.30776 | 0.23478 | 0.17966 | 0.13035 | 0.13154 | 0.11223 | 0.11439 | 0.27397 | 0.30361 | 0.25241 | 0.44681 | 0.47692 | 0.46881 | 0.55647 | 0.63694 | 0.67999 | 0.62373 | 0.48208
1145 | 2021-08-12 | 8 | 0.32572 | 0.32352 | 0.34305 | 0.31595 | 0.33254 | 0.43358 | 0.36451 | 0.35386 | 0.37176 | 0.3212 | 0.22671 | 0.20432 | 0.18164 | 0.29424 | 0.24541 | 0.13063 | 0.064363 | 0.12956 | 0.38864 | 0.40333 | 0.51422 | 0.61367 | 0.34292 | 0.44007
1145 | 2021-08-27 | 8 | 0.37663 | 0.2649 | 0.36377 | 0.37918 | 0.40536 | 0.34792 | 0.23666 | 0.21064 | 0.25444 | 0.28479 | 0.25712 | 0.22464 | 0.20227 | 0.2195 | 0.4055 | 0.53823 | 0.45008 | 0.29117 | 0.33142 | 0.41362 | 0.14005 | 0.0498 | 0.33078 | 0.26769
1145 | 2021-08-10 | 8 | 0.80184 | 0.76021 | 0.68128 | 0.70084 | 0.70483 | 0.72188 | 0.52788 | 0.50925 | 0.50211 | 0.44577 | 0.34456 | 0.2562 | 0.27516 | 0.22943 | 0.29911 | 0.57431 | 0.55938 | 0.50623 | 0.43776 | 0.44066 | 0.65117 | 0.64375 | 0.57404 | 0.57182
1145 | 2021-08-11 | 8 | 0.56981 | 0.64034 | 0.83422 | 0.76602 | 0.67393 | 0.63063 | 0.36957 | 0.36546 | 0.32919 | 0.33843 | 0.28765 | 0.17725 | 0.17226 | 0.23806 | 0.29851 | 0.46033 | 0.44984 | 0.51258 | 0.49414 | 0.54666 | 0.43051 | 0.54193 | 0.52445 | 0.52665
1145 | 2021-09-08 | 9 | 0.37415 | 0.42637 | 0.46955 | 0.49183 | 0.43006 | 0.37024 | 0.30358 | 0.21386 | 0.1483 | 0.11693 | 0.073132 | 0.053217 | 0.028023 | 0.019457 | 0.019839 | 0.030097 | 0.080374 | 0.16903 | 0.26763 | 0.2532 | 0.35945 | 0.51185 | 0.59403 | 0.60309
1145 | 2021-09-09 | 9 | 0.57217 | 0.52414 | 0.45683 | 0.346 | 0.37656 | 0.38121 | 0.34598 | 0.27064 | 0.302 | 0.30979 | 0.3249 | 0.28367 | 0.27232 | 0.27257 | 0.24978 | 0.29636 | 0.29312 | 0.39263 | 0.50175 | 0.60315 | 0.65153 | 0.68359 | 0.7028 | 0.69669
1145 | 2021-09-07 | 9 | 0.67431 | 0.67309 | 0.57426 | 0.46714 | 0.39503 | 0.33957 | 0.22237 | 0.055999 | 0.043317 | 0.1179 | 0.19301 | 0.20961 | 0.21847 | 0.21405 | 0.21313 | 0.22679 | 0.18957 | 0.16026 | 0.17664 | 0.069022 | 0.25668 | 0.35988 | 0.31768 | 0.34754
1145 | 2021-09-21 | 9 | 0.77837 | 0.68004 | 0.68398 | 0.78911 | 0.71751 | 0.78643 | 0.70712 | 0.73437 | 0.86282 | 0.85149 | 0.7542 | 0.56353 | 0.41029 | 0.26743 | 0.17623 | 0.11948 | 0.095833 | 0.12807 | 0.17409 | 0.19973 | 0.21186 | 0.18929 | 0.15478 | 0.13813
1145 | 2021-09-10 | 9 | 0.65302 | 0.63731 | 0.66088 | 0.70019 | 0.66351 | 0.63263 | 0.51678 | 0.27773 | 0.29238 | 0.37427 | 0.3864 | 0.43427 | 0.43368 | 0.4585 | 0.48631 | 0.55478 | 0.67406 | 0.66061 | 0.6875 | 0.74458 | 0.72114 | 0.67485 | 0.68271 | 0.73425
1145 | 2021-10-01 | 10 | 0.3145 | 0.2095 | 0.11312 | 0.10919 | 0.078439 | 0.048468 | 0.043687 | 0.040679 | 0.028848 | 0.035808 | 0.075109 | 0.071144 | 0.076731 | 0.11306 | 0.096281 | 0.15339 | 0.18217 | 0.096419 | 0.057032 | 0.039746 | 0.019214 | 0.0229 | 0.028823 | 0.017467
1145 | 2021-10-04 | 10 | 0.23658 | 0.26172 | 0.32757 | 0.25077 | 0.17387 | 0.2352 | 0.27897 | 0.1533 | 0.11058 | 0.087485 | 0.072571 | 0.034153 | 0.019972 | 0.04324 | 0.040907 | 0.038954 | 0.047883 | 0.042307 | 0.054664 | 0.065742 | 0.063031 | 0.073362 | 0.061135 | 0.078603
1145 | 2021-10-03 | 10 | 0.012227 | 0.0043668 | 0.0017467 | 0.00087336 | 0.0017467 | 0.0059163 | 0.043493 | 0.045148 | 0.032101 | 0.041949 | 0.042871 | 0.041922 | 0.069137 | 0.070859 | 0.069869 | 0.063766 | 0.055049 | 0.047014 | 0.042004 | 0.05717 | 0.16476 | 0.19922 | 0.22948 | 0.26414
1145 | 2021-10-02 | 10 | 0.03583 | 0.07056 | 0.082699 | 0.13005 | 0.13002 | 0.14345 | 0.16277 | 0.13109 | 0.10879 | 0.11378 | 0.11552 | 0.13976 | 0.15371 | 0.12486 | 0.11802 | 0.10501 | 0.092086 | 0.12217 | 0.1093 | 0.087216 | 0.05487 | 0.036681 | 0.020961 | 0.017467
1145 | 2021-10-05 | 10 | 0.077729 | 0.044541 | 0.051567 | 0.11318 | 0.19966 | 0.20608 | 0.27342 | 0.24175 | 0.10528 | 0.038166 | 0.03345 | 0.21659 | 0.31441 | 0.24454 | 0.095411 | 0.07986 | 0.15703 | 0.14032 | 0.29205 | 0.34531 | 0.37133 | 0.30781 | 0.2982 | 0.30519
1145 | 2021-11-12 | 11 | 0.45352 | 0.30127 | 0.43499 | 0.47338 | 0.49174 | 0.45433 | 0.38549 | 0.26987 | 0.23327 | 0.19287 | 0.17182 | 0.15721 | 0.15022 | 0.1284 | 0.12574 | 0.12561 | 0.13998 | 0.20036 | 0.16296 | 0.14059 | 0.17134 | 0.22372 | 0.28593 | 0.24767
1145 | 2021-11-11 | 11 | 0.11253 | 0.10007 | 0.079487 | 0.12015 | 0.097842 | 0.1048 | 0.14672 | 0.1327 | 0.17342 | 0.21263 | 0.1773 | 0.22488 | 0.27494 | 0.27199 | 0.28071 | 0.27175 | 0.3728 | 0.48364 | 0.51395 | 0.47421 | 0.47422 | 0.48153 | 0.4646 | 0.46479
1145 | 2021-11-15 | 11 | 0.27312 | 0.28133 | 0.30051 | 0.31695 | 0.31917 | 0.3191 | 0.24079 | 0.18305 | 0.19004 | 0.20175 | 0.20786 | 0.19738 | 0.18263 | 0.16429 | 0.15896 | 0.17367 | 0.18038 | 0.19871 | 0.34163 | 0.36011 | 0.44653 | 0.48685 | 0.57043 | 0.60026
1145 | 2021-11-29 | 11 | 0.58625 | 0.44283 | 0.33325 | 0.33704 | 0.28655 | 0.27816 | 0.26439 | 0.24042 | 0.22545 | 0.23537 | 0.23981 | 0.2441 | 0.24695 | 0.26072 | 0.22318 | 0.30351 | 0.37363 | 0.54702 | 0.55657 | 0.57413 | 0.59924 | 0.61153 | 0.55725 | 0.5489
1145 | 2021-11-30 | 11 | 0.5284 | 0.55322 | 0.53618 | 0.50245 | 0.43195 | 0.39831 | 0.46365 | 0.41767 | 0.64132 | 0.6654 | 0.62875 | 0.65759 | 0.61393 | 0.6183 | 0.44036 | 0.35287 | 0.23652 | 0.1753 | 0.091844 | 0.046288 | 0.055895 | 0.12391 | 0.33145 | 0.53421
1145 | 2021-12-14 | 12 | 0.89767 | 0.91454 | 0.89539 | 0.86305 | 0.80984 | 0.82857 | 0.80638 | 0.7954 | 0.82685 | 0.84079 | 0.94629 | 0.93064 | 0.93962 | 0.94227 | 0.84796 | 0.67703 | 0.7158 | 0.83571 | 0.81915 | 0.91087 | 0.93058 | 0.94215 | 0.92923 | 0.855
1145 | 2021-12-15 | 12 | 0.85763 | 0.82444 | 0.78417 | 0.6943 | 0.57356 | 0.37642 | 0.33977 | 0.30657 | 0.35895 | 0.38777 | 0.5024 | 0.50493 | 0.50417 | 0.49957 | 0.5432 | 0.66672 | 0.6273 | 0.62807 | 0.66204 | 0.68064 | 0.64789 | 0.65251 | 0.66751 | 0.66845
1145 | 2021-12-13 | 12 | 0.68427 | 0.69534 | 0.70709 | 0.72472 | 0.70652 | 0.69164 | 0.69095 | 0.63363 | 0.56925 | 0.61983 | 0.73103 | 0.74571 | 0.74474 | 0.75131 | 0.80074 | 0.79974 | 0.74235 | 0.78052 | 0.87839 | 0.91692 | 0.88139 | 0.86934 | 0.83571 | 0.87082
1145 | 2021-12-16 | 12 | 0.60436 | 0.53522 | 0.46317 | 0.42062 | 0.41432 | 0.24858 | 0.15734 | 0.091016 | 0.061303 | 0.051384 | 0.059679 | 0.089749 | 0.12018 | 0.17842 | 0.16521 | 0.19747 | 0.22844 | 0.38766 | 0.52089 | 0.53031 | 0.55694 | 0.62426 | 0.62269 | 0.64779
1145 | 2021-12-20 | 12 | 0.63896 | 0.56203 | 0.45339 | 0.33701 | 0.31005 | 0.35955 | 0.49378 | 0.42997 | 0.35579 | 0.35447 | 0.31162 | 0.29917 | 0.29108 | 0.27822 | 0.25607 | 0.25553 | 0.24853 | 0.25415 | 0.25328 | 0.23973 | 0.23732 | 0.20965 | 0.1738 | 0.19797
1145 | 2022-01-03 | 1 | 0.46137 | 0.47816 | 0.45127 | 0.51398 | 0.59944 | 0.61939 | 0.51363 | 0.54857 | 0.50338 | 0.50105 | 0.5188 | 0.50918 | 0.51283 | 0.4841 | 0.44707 | 0.3955 | 0.46175 | 0.54167 | 0.58764 | 0.61572 | 0.61841 | 0.60219 | 0.67829 | 0.65692
1145 | 2022-01-04 | 1 | 0.63691 | 0.684 | 0.71419 | 0.67437 | 0.65016 | 0.5156 | 0.47412 | 0.55714 | 0.61922 | 0.64712 | 0.64785 | 0.63024 | 0.64172 | 0.62401 | 0.58749 | 0.55502 | 0.61593 | 0.67056 | 0.66748 | 0.63138 | 0.67326 | 0.65296 | 0.65797 | 0.58151
1145 | 2022-01-31 | 1 | 0.35156 | 0.30543 | 0.31076 | 0.30262 | 0.30577 | 0.33855 | 0.36236 | 0.36772 | 0.35532 | 0.35941 | 0.39733 | 0.42657 | 0.48519 | 0.50123 | 0.58426 | 0.60832 | 0.64854 | 0.70127 | 0.75717 | 0.74233 | 0.7633 | 0.6847 | 0.65937 | 0.64103
1145 | 2022-01-10 | 1 | 0.23263 | 0.19759 | 0.19788 | 0.23942 | 0.25377 | 0.26407 | 0.25541 | 0.23515 | 0.18028 | 0.15852 | 0.14093 | 0.13974 | 0.15172 | 0.14357 | 0.13706 | 0.13263 | 0.20194 | 0.25214 | 0.35067 | 0.3843 | 0.37748 | 0.35292 | 0.35551 | 0.36443
1145 | 2022-01-05 | 1 | 0.55321 | 0.59437 | 0.33745 | 0.34492 | 0.32726 | 0.24847 | 0.19346 | 0.13346 | 0.17294 | 0.3212 | 0.40341 | 0.50114 | 0.56836 | 0.61805 | 0.59606 | 0.61497 | 0.65045 | 0.66723 | 0.66372 | 0.6523 | 0.6231 | 0.64151 | 0.6418 | 0.6092
1145 | 2022-02-23 | 2 | 0.6958 | 0.71502 | 0.71243 | 0.61988 | 0.57843 | 0.47003 | 0.37806 | 0.40109 | 0.38638 | 0.29176 | 0.28301 | 0.28477 | 0.29461 | 0.32602 | 0.32361 | 0.3622 | 0.36869 | 0.33531 | 0.32168 | 0.33459 | 0.33118 | 0.37098 | 0.24138 | 0.13737
1145 | 2022-02-22 | 2 | 0.57428 | 0.53989 | 0.62345 | 0.58978 | 0.57349 | 0.62564 | 0.60039 | 0.58543 | 0.55677 | 0.57634 | 0.58026 | 0.60813 | 0.62791 | 0.66738 | 0.77167 | 0.77879 | 0.77201 | 0.77006 | 0.72902 | 0.74998 | 0.74387 | 0.70631 | 0.70457 | 0.68959
1145 | 2022-02-24 | 2 | 0.087282 | 0.089508 | 0.074176 | 0.048908 | 0.047162 | 0.11727 | 0.19762 | 0.21924 | 0.41327 | 0.51415 | 0.51677 | 0.51152 | 0.50627 | 0.51064 | 0.50889 | 0.50627 | 0.41452 | 0.3648 | 0.29023 | 0.23156 | 0.22166 | 0.18629 | 0.12318 | 0.070554
1145 | 2022-02-01 | 2 | 0.56156 | 0.52281 | 0.52789 | 0.46436 | 0.45589 | 0.4531 | 0.61087 | 0.71878 | 0.72666 | 0.7022 | 0.68324 | 0.66005 | 0.61657 | 0.51965 | 0.47226 | 0.44902 | 0.38363 | 0.33733 | 0.42341 | 0.506 | 0.54743 | 0.57114 | 0.56493 | 0.60253
1145 | 2022-02-10 | 2 | 0.43775 | 0.73605 | 0.80694 | 0.79148 | 0.8466 | 0.92579 | 0.68595 | 0.45178 | 0.2622 | 0.15053 | 0.1134 | 0.17866 | 0.25611 | 0.37171 | 0.50257 | 0.57181 | 0.5756 | 0.72029 | 0.72229 | 0.70828 | 0.69779 | 0.70042 | 0.71352 | 0.70742
1145 | 2022-03-23 | 3 | 0.46895 | 0.53084 | 0.55091 | 0.52661 | 0.51706 | 0.35891 | 0.35958 | 0.29696 | 0.37402 | 0.36273 | 0.35731 | 0.35063 | 0.32115 | 0.31619 | 0.24302 | 0.23019 | 0.18881 | 0.33569 | 0.24765 | 0.16035 | 0.044198 | 0.01021 | 0.014092 | 0.062617
1145 | 2022-03-24 | 3 | 0.078899 | 0.17063 | 0.17914 | 0.22903 | 0.22388 | 0.20624 | 0.20529 | 0.18775 | 0.14355 | 0.11617 | 0.10654 | 0.1447 | 0.17472 | 0.13197 | 0.14571 | 0.10268 | 0.048389 | 0.01762 | 0.0017899 | 0.034648 | 0.04216 | 0.06899 | 0.08323 | 0.038624
1145 | 2022-03-22 | 3 | 0.79041 | 0.69506 | 0.7064 | 0.71354 | 0.71338 | 0.71267 | 0.70348 | 0.62443 | 0.63237 | 0.62384 | 0.47221 | 0.46399 | 0.45938 | 0.49657 | 0.51304 | 0.54126 | 0.62469 | 0.63023 | 0.56419 | 0.50917 | 0.46535 | 0.36483 | 0.32958 | 0.30102
1145 | 2022-03-25 | 3 | 0.054757 | 0.097188 | 0.095939 | 0.085189 | 0.07465 | 0.068667 | 0.078001 | 0.063477 | 0.0087336 | 0.009607 | 0.029233 | 0.040809 | 0.017201 | 0.01048 | 0.010235 | 0.12167 | 0.13453 | 0.13629 | 0.1614 | 0.19044 | 0.26991 | 0.34415 | 0.34765 | 0.37249
1145 | 2022-03-01 | 3 | 0.17011 | 0.14146 | 0.16125 | 0.15048 | 0.22734 | 0.2577 | 0.22579 | 0.12351 | 0.11007 | 0.091861 | 0.093481 | 0.09869 | 0.10306 | 0.10218 | 0.09083 | 0.10834 | 0.17427 | 0.17704 | 0.17578 | 0.13118 | 0.059321 | 0.043054 | 0.065273 | 0.10061
1145 | 2022-04-08 | 4 | 0.37785 | 0.21521 | 0.20218 | 0.22723 | 0.22949 | 0.17581 | 0.15262 | 0.10831 | 0.091286 | 0.079014 | 0.071441 | 0.10939 | 0.14337 | 0.1427 | 0.11413 | 0.069132 | 0.050795 | 0.084513 | 0.16781 | 0.41476 | 0.53515 | 0.524 | 0.57378 | 0.62794
1145 | 2022-04-07 | 4 | 0.42864 | 0.32391 | 0.28848 | 0.26428 | 0.20524 | 0.22271 | 0.23843 | 0.20961 | 0.21402 | 0.21784 | 0.20363 | 0.28212 | 0.43233 | 0.4235 | 0.39147 | 0.41546 | 0.40931 | 0.45771 | 0.63065 | 0.60323 | 0.53813 | 0.52636 | 0.56648 | 0.51708
1145 | 2022-04-06 | 4 | 0.88734 | 0.77294 | 0.70412 | 0.69819 | 0.64951 | 0.52779 | 0.43794 | 0.57946 | 0.63426 | 0.56069 | 0.59572 | 0.53007 | 0.5214 | 0.51354 | 0.52664 | 0.54411 | 0.5448 | 0.55306 | 0.60912 | 0.61897 | 0.87249 | 0.73133 | 0.52114 | 0.43825
1145 | 2022-04-25 | 4 | 0.51907 | 0.51385 | 0.63795 | 0.7035 | 0.73649 | 0.68096 | 0.51308 | 0.39714 | 0.37555 | 0.32576 | 0.24454 | 0.18777 | 0.1345 | 0.10131 | 0.089083 | 0.062896 | 0.07164 | 0.18544 | 0.2489 | 0.37337 | 0.37355 | 0.3753 | 0.37355 | 0.37705
1145 | 2022-04-26 | 4 | 0.37443 | 0.37618 | 0.37705 | 0.34299 | 0.29321 | 0.2907 | 0.30837 | 0.36862 | 0.34505 | 0.28482 | 0.32237 | 0.36338 | 0.49002 | 0.57344 | 0.54881 | 0.59758 | 0.5983 | 0.57735 | 0.54765 | 0.52582 | 0.46905 | 0.45944 | 0.47429 | 0.52932
1145 | 2022-05-25 | 5 | 0.33455 | 0.35887 | 0.41831 | 0.27793 | 0.24364 | 0.22312 | 0.15833 | 0.21248 | 0.36227 | 0.4775 | 0.48288 | 0.45903 | 0.44623 | 0.51669 | 0.43913 | 0.38075 | 0.35 | 0.27737 | 0.23803 | 0.24306 | 0.19384 | 0.11343 | 0.080473 | 0.13603
1145 | 2022-05-24 | 5 | 0.25979 | 0.22393 | 0.16725 | 0.13797 | 0.18156 | 0.20934 | 0.17715 | 0.10746 | 0.084697 | 0.16169 | 0.30529 | 0.29626 | 0.46293 | 0.44984 | 0.47495 | 0.39497 | 0.46345 | 0.50832 | 0.51883 | 0.50315 | 0.37759 | 0.28925 | 0.24973 | 0.30936
1145 | 2022-05-18 | 5 | 0.37298 | 0.33105 | 0.22799 | 0.17559 | 0.20704 | 0.20354 | 0.23848 | 0.21577 | 0.21275 | 0.23071 | 0.16905 | 0.12404 | 0.094079 | 0.092909 | 0.060794 | 0.08144 | 0.076856 | 0.11445 | 0.16539 | 0.32081 | 0.48121 | 0.61901 | 0.52667 | 0.59005
1145 | 2022-05-26 | 5 | 0.23242 | 0.22036 | 0.2127 | 0.25022 | 0.38025 | 0.29978 | 0.20226 | 0.27798 | 0.33512 | 0.23184 | 0.14857 | 0.17864 | 0.27105 | 0.26437 | 0.26927 | 0.29201 | 0.3029 | 0.37279 | 0.49594 | 0.66608 | 0.69263 | 0.71272 | 0.63446 | 0.67424
1145 | 2022-05-14 | 5 | 0.23961 | 0.28738 | 0.27229 | 0.23837 | 0.17379 | 0.17578 | 0.20509 | 0.21106 | 0.2124 | 0.14461 | 0.10247 | 0.086657 | 0.099665 | 0.11479 | 0.18327 | 0.27648 | 0.23504 | 0.147 | 0.1009 | 0.051389 | 0.042943 | 0.046055 | 0.090174 | 0.21722
1145 | 2022-06-27 | 6 | 0.46215 | 0.34461 | 0.39967 | 0.28904 | 0.22502 | 0.17472 | 0.19021 | 0.16572 | 0.10541 | 0.070742 | 0.031441 | 0.009607 | 0.0087336 | 0.012227 | 0.01048 | 0.0087336 | 0.0087336 | 0.021635 | 0.037158 | 0.032239 | 0.042388 | 0.06899 | 0.19784 | 0.38543
1145 | 2022-06-28 | 6 | 0.36307 | 0.32701 | 0.36041 | 0.36013 | 0.27833 | 0.24657 | 0.20397 | 0.22608 | 0.21272 | 0.15683 | 0.11258 | 0.037123 | 0.046508 | 0.054132 | 0.080756 | 0.1198 | 0.13186 | 0.12885 | 0.17174 | 0.27316 | 0.44652 | 0.51709 | 0.50778 | 0.4678
1145 | 2022-06-23 | 6 | 0.017072 | 0.0040642 | 0.014932 | 0.063136 | 0.19689 | 0.28582 | 0.33583 | 0.40759 | 0.37547 | 0.36186 | 0.39269 | 0.434 | 0.44907 | 0.52792 | 0.45097 | 0.36396 | 0.35612 | 0.42894 | 0.43828 | 0.46873 | 0.53705 | 0.38118 | 0.40757 | 0.53677
1145 | 2022-06-24 | 6 | 0.594 | 0.56328 | 0.11403 | 0.079476 | 0.13188 | 0.10131 | 0.10742 | 0.22676 | 0.35577 | 0.37553 | 0.34269 | 0.28601 | 0.35459 | 0.33609 | 0.33074 | 0.35283 | 0.46761 | 0.42823 | 0.35838 | 0.3741 | 0.25456 | 0.1173 | 0.075962 | 0.22333
1145 | 2022-06-21 | 6 | 0.31052 | 0.27909 | 0.2429 | 0.21912 | 0.13153 | 0.10518 | 0.094363 | 0.09607 | 0.10943 | 0.1547 | 0.26202 | 0.29162 | 0.35599 | 0.47619 | 0.54844 | 0.63642 | 0.63787 | 0.632 | 0.52982 | 0.46655 | 0.44016 | 0.44375 | 0.33508 | 0.25435
1145 | 2022-07-18 | 7 | 0.25019 | 0.226 | 0.35198 | 0.3681 | 0.38456 | 0.33796 | 0.23681 | 0.12272 | 0.043824 | 0.0054626 | 0.055095 | 0.088343 | 0.11183 | 0.13674 | 0.17418 | 0.24468 | 0.23032 | 0.2091 | 0.32854 | 0.46861 | 0.57793 | 0.49271 | 0.093184 | 0.042833
1145 | 2022-07-19 | 7 | 0.020127 | 0.015759 | 0.004405 | 0.0026576 | 3.8563e-05 | 0.0026585 | 0.0017862 | 8.597e-05 | 6.3856e-05 | 0.11083 | 0.040125 | 0.050504 | 0.084489 | 0.17688 | 0.22407 | 0.21317 | 0.19395 | 0.20707 | 0.26776 | 0.35436 | 0.15294 | 0.16778 | 0.17823 | 0.35572
1145 | 2022-07-20 | 7 | 0.64198 | 0.69145 | 0.62872 | 0.36828 | 0.28459 | 0.29277 | 0.10876 | 0.040301 | 0.082096 | 0.16157 | 0.12123 | 0.072987 | 0.066119 | 0.074738 | 0.083534 | 0.11715 | 0.16506 | 0.30823 | 0.43628 | 0.52083 | 0.3351 | 0.20888 | 0.32316 | 0.29238
1145 | 2022-07-11 | 7 | 0.26827 | 0.28258 | 0.43116 | 0.39839 | 0.30592 | 0.18005 | 0.12054 | 0.070297 | 0.067603 | 0.037985 | 0.011125 | 0.01358 | 0.036435 | 0.062437 | 0.11468 | 0.24845 | 0.36143 | 0.34148 | 0.37872 | 0.18479 | 0.32229 | 0.33005 | 0.68971 | 0.7564
1145 | 2022-07-21 | 7 | 0.27366 | 0.16886 | 0.11328 | 0.1125 | 0.060274 | 0.035808 | 0.025754 | 0.01468 | 0.017223 | 0.0081482 | 0.0052567 | 0.034934 | 0.073553 | 0.12831 | 0.14738 | 0.18592 | 0.28959 | 0.28522 | 0.41796 | 0.47771 | 0.42129 | 0.46109 | 0.46479 | 0.43728
1145 | 2022-08-16 | 8 | 0.37389 | 0.28531 | 0.24737 | 0.22559 | 0.11477 | 0.039588 | 0.019286 | 0.042154 | 0.055685 | 0.1345 | 0.12664 | 0.12664 | 0.14458 | 0.13984 | 0.17586 | 0.22804 | 0.32863 | 0.37503 | 0.40716 | 0.36431 | 0.30865 | 0.21448 | 0.14622 | 0.12715
1145 | 2022-08-31 | 8 | 0.03741 | 0.043668 | 0.034061 | 0.039301 | 0.044541 | 0.053275 | 0.074591 | 0.075429 | 0.11457 | 0.13105 | 0.13846 | 0.096812 | 0.16208 | 0.14155 | 0.081315 | 0.16019 | 0.23422 | 0.33651 | 0.2896 | 0.15861 | 0.060024 | 0.016223 | 0.0043668 | 0.0061136
1145 | 2022-08-15 | 8 | 0.37388 | 0.40387 | 0.36864 | 0.32174 | 0.27379 | 0.21677 | 0.20409 | 0.20737 | 0.15343 | 0.17105 | 0.15493 | 0.11928 | 0.080235 | 0.086335 | 0.11616 | 0.17992 | 0.27531 | 0.33647 | 0.36923 | 0.45874 | 0.57564 | 0.55293 | 0.47405 | 0.43059
1145 | 2022-08-17 | 8 | 0.099577 | 0.062721 | 0.13546 | 0.21243 | 0.26236 | 0.31691 | 0.26781 | 0.20606 | 0.15351 | 0.10715 | 0.083398 | 0.082009 | 0.093327 | 0.11302 | 0.16481 | 0.21855 | 0.29737 | 0.36725 | 0.41789 | 0.29157 | 0.23973 | 0.45315 | 0.46336 | 0.24602
1145 | 2022-08-23 | 8 | 0.083843 | 0.077729 | 0.095197 | 0.1214 | 0.096507 | 0.09228 | 0.091432 | 0.037269 | 0.0086384 | 0.013974 | 0.0034934 | 0.0034934 | 0.0052402 | 0.01048 | 0.023581 | 0.033188 | 0.15808 | 0.1127 | 0.08559 | 0.12412 | 0.17639 | 0.30969 | 0.38748 | 0.33246
1145 | 2022-09-06 | 9 | 0.049005 | 0.090428 | 0.18392 | 0.19699 | 0.14408 | 0.065273 | 0.049618 | 0.038152 | 0.064027 | 0.085587 | 0.047427 | 0.010659 | 0.0030082 | 0.009607 | 0.039301 | 0.11092 | 0.17817 | 0.23242 | 0.29872 | 0.24807 | 0.23887 | 0.28033 | 0.27557 | 0.25125
1145 | 2022-09-07 | 9 | 0.29122 | 0.28207 | 0.26079 | 0.26959 | 0.31557 | 0.25799 | 0.27008 | 0.22926 | 0.16115 | 0.1607 | 0.10568 | 0.084739 | 0.11534 | 0.13271 | 0.15107 | 0.19655 | 0.2148 | 0.29163 | 0.39156 | 0.3974 | 0.45131 | 0.47536 | 0.46631 | 0.39251
1145 | 2022-09-05 | 9 | 0.34453 | 0.44528 | 0.50158 | 0.58921 | 0.58062 | 0.51262 | 0.53843 | 0.37183 | 0.37275 | 0.40503 | 0.31551 | 0.20472 | 0.14263 | 0.11355 | 0.084609 | 0.099146 | 0.05362 | 0.047863 | 0.096739 | 0.15481 | 0.15002 | 0.16873 | 0.15278 | 0.089042
1145 | 2022-09-08 | 9 | 0.35643 | 0.31338 | 0.27235 | 0.33034 | 0.38116 | 0.35727 | 0.40696 | 0.33663 | 0.24807 | 0.18283 | 0.12777 | 0.12933 | 0.15158 | 0.097888 | 0.10548 | 0.12103 | 0.21802 | 0.29907 | 0.26953 | 0.41962 | 0.65243 | 0.749 | 0.74564 | 0.48149
1145 | 2022-09-01 | 9 | 0.057642 | 0.056651 | 0.024399 | 0.037909 | 0.019399 | 0.078633 | 0.15197 | 0.1469 | 0.10917 | 0.1179 | 0.058515 | 0.060262 | 0.06382 | 0.074156 | 0.07016 | 0.066447 | 0.06359 | 0.080874 | 0.18706 | 0.26186 | 0.29302 | 0.34543 | 0.38305 | 0.31068
1145 | 2022-09-02 | 9 | 0.36401 | 0.37637 | 0.31744 | 0.32821 | 0.36763 | 0.41783 | 0.41037 | 0.31206 | 0.24517 | 0.18325 | 0.12052 | 0.091476 | 0.13819 | 0.16003 | 0.18648 | 0.19825 | 0.1869 | 0.43572 | 0.51903 | 0.51476 | 0.44767 | 0.38459 | 0.40211 | 0.36667
1145 | 2022-09-04 | 9 | 0.17403 | 0.16659 | 0.17993 | 0.13537 | 0.15465 | 0.17618 | 0.16432 | 0.14004 | 0.087777 | 0.03931 | 0.014797 | 0.01048 | 0.013994 | 0.014301 | 0.014149 | 0.016312 | 0.027907 | 0.050847 | 0.11557 | 0.33407 | 0.31358 | 0.3186 | 0.34183 | 0.35626
1145 | 2022-09-03 | 9 | 0.21826 | 0.18053 | 0.25724 | 0.41735 | 0.47759 | 0.42309 | 0.31229 | 0.3734 | 0.24151 | 0.17583 | 0.21196 | 0.22893 | 0.20411 | 0.20322 | 0.23504 | 0.27347 | 0.28752 | 0.24107 | 0.1835 | 0.15348 | 0.18331 | 0.22827 | 0.22753 | 0.19626
1145 | 2022-09-09 | 9 | 0.50089 | 0.54643 | 0.55077 | 0.6467 | 0.70184 | 0.78322 | 0.68229 | 0.57365 | 0.46641 | 0.41391 | 0.3652 | 0.28259 | 0.23591 | 0.23456 | 0.22568 | 0.29092 | 0.3242 | 0.35045 | 0.39044 | 0.41192 | 0.51473 | 0.54652 | 0.65333 | 0.83413
1145 | 2022-10-05 | 10 | 0.19564 | 0.17802 | 0.21478 | 0.23179 | 0.17627 | 0.14792 | 0.11511 | 0.10274 | 0.1159 | 0.10932 | 0.10426 | 0.17177 | 0.1875 | 0.19452 | 0.22216 | 0.20272 | 0.23937 | 0.20288 | 0.16642 | 0.16453 | 0.16651 | 0.14111 | 0.094143 | 0.089856
1145 | 2022-10-19 | 10 | 0.10765 | 0.14021 | 0.19569 | 0.22525 | 0.26915 | 0.29181 | 0.30589 | 0.31961 | 0.30315 | 0.29815 | 0.27963 | 0.26396 | 0.2287 | 0.1767 | 0.1413 | 0.13498 | 0.14804 | 0.176 | 0.28954 | 0.3748 | 0.34331 | 0.31448 | 0.29788 | 0.32756
1145 | 2022-10-07 | 10 | 0.16856 | 0.11528 | 0.032314 | 0.017467 | 0.009607 | 0.0061135 | 0.039411 | 0.068005 | 0.073608 | 0.071962 | 0.081099 | 0.076472 | 0.072577 | 0.078891 | 0.13768 | 0.21219 | 0.28538 | 0.21625 | 0.14215 | 0.12998 | 0.15462 | 0.15952 | 0.18501 | 0.19088
1145 | 2022-10-06 | 10 | 0.094323 | 0.089083 | 0.092576 | 0.087336 | 0.082096 | 0.079476 | 0.071093 | 0.058704 | 0.060803 | 0.069984 | 0.093531 | 0.1137 | 0.11867 | 0.12521 | 0.1296 | 0.12926 | 0.10841 | 0.10008 | 0.079736 | 0.051545 | 0.053027 | 0.11625 | 0.17555 | 0.17904
1145 | 2022-10-04 | 10 | 0.20304 | 0.19784 | 0.23244 | 0.18344 | 0.17004 | 0.1448 | 0.17078 | 0.10358 | 0.088603 | 0.13365 | 0.092367 | 0.058329 | 0.07552 | 0.15045 | 0.10021 | 0.10231 | 0.14582 | 0.20727 | 0.24061 | 0.31196 | 0.37881 | 0.39737 | 0.21027 | 0.1391
1145 | 2022-11-30 | 11 | 0.11537 | 0.121 | 0.12452 | 0.087336 | 0.11441 | 0.091703 | 0.072489 | 0.041083 | 0.057378 | 0.14994 | 0.26528 | 0.33979 | 0.35486 | 0.43378 | 0.43795 | 0.45364 | 0.44872 | 0.44537 | 0.46543 | 0.52438 | 0.58519 | 0.65418 | 0.66293 | 0.64985
1145 | 2022-11-29 | 11 | 0.81624 | 0.74596 | 0.69535 | 0.69798 | 0.6647 | 0.65771 | 0.68217 | 0.73194 | 0.76843 | 0.81728 | 0.82286 | 0.76304 | 0.77553 | 0.73526 | 0.71552 | 0.6773 | 0.67343 | 0.63456 | 0.60024 | 0.50493 | 0.40796 | 0.36094 | 0.20759 | 0.10171
1145 | 2022-11-08 | 11 | 0.48265 | 0.5116 | 0.47444 | 0.43934 | 0.4372 | 0.48535 | 0.50149 | 0.62984 | 0.65728 | 0.72253 | 0.80147 | 0.88346 | 0.92487 | 0.90829 | 0.8777 | 0.83506 | 0.83318 | 0.81166 | 0.76864 | 0.67579 | 0.68096 | 0.73838 | 0.58913 | 0.56939
1145 | 2022-11-28 | 11 | 0.75815 | 0.78872 | 0.81082 | 0.81142 | 0.82715 | 0.82853 | 0.78342 | 0.74456 | 0.8083 | 0.8289 | 0.83241 | 0.911 | 0.94846 | 0.9616 | 0.95553 | 0.95027 | 0.94328 | 0.94502 | 0.94415 | 0.94202 | 0.94067 | 0.92003 | 0.89182 | 0.86275
1145 | 2022-11-21 | 11 | 0.51289 | 0.51976 | 0.53739 | 0.48952 | 0.37666 | 0.29332 | 0.2644 | 0.23238 | 0.16419 | 0.14934 | 0.13188 | 0.1441 | 0.10568 | 0.071616 | 0.046288 | 0.035544 | 0.051317 | 0.10552 | 0.11506 | 0.10742 | 0.19461 | 0.2962 | 0.44277 | 0.51992
1145 | 2022-12-12 | 12 | 0.58268 | 0.61025 | 0.45518 | 0.3259 | 0.2533 | 0.28649 | 0.43031 | 0.55292 | 0.5138 | 0.44919 | 0.47426 | 0.48739 | 0.49347 | 0.48386 | 0.45329 | 0.53931 | 0.44689 | 0.5223 | 0.64719 | 0.64369 | 0.62884 | 0.63234 | 0.63933 | 0.56334
1145 | 2022-12-14 | 12 | 0.2699 | 0.22623 | 0.25854 | 0.25155 | 0.23132 | 0.23321 | 0.24806 | 0.25241 | 0.25228 | 0.26463 | 0.29871 | 0.32055 | 0.32666 | 0.30745 | 0.3188 | 0.3223 | 0.32666 | 0.30658 | 0.29959 | 0.25155 | 0.3223 | 0.37994 | 0.3843 | 0.40352
1145 | 2022-12-13 | 12 | 0.48185 | 0.5359 | 0.49266 | 0.42812 | 0.42634 | 0.44784 | 0.4091 | 0.47454 | 0.50901 | 0.56142 | 0.54795 | 0.54758 | 0.56679 | 0.55252 | 0.54932 | 0.59236 | 0.55657 | 0.48911 | 0.48823 | 0.48911 | 0.48824 | 0.48911 | 0.48212 | 0.33627
1145 | 2022-12-19 | 12 | 0.52083 | 0.61343 | 0.62803 | 0.56704 | 0.5456 | 0.53592 | 0.51677 | 0.4653 | 0.40113 | 0.33555 | 0.27727 | 0.26029 | 0.27486 | 0.27601 | 0.26911 | 0.27687 | 0.34167 | 0.33944 | 0.32404 | 0.3354 | 0.31531 | 0.31444 | 0.31619 | 0.29194
1145 | 2022-12-15 | 12 | 0.34937 | 0.28212 | 0.30222 | 0.28868 | 0.28049 | 0.30657 | 0.276 | 0.28383 | 0.35322 | 0.36854 | 0.41799 | 0.41665 | 0.45061 | 0.5136 | 0.49351 | 0.40738 | 0.4062 | 0.43729 | 0.49284 | 0.45664 | 0.45301 | 0.48387 | 0.43558 | 0.36421

## Wind (AZ)
Average Generation on Worst Days (2017-2022) - WIND (AZ)
|  | Hour Ending | [27 empty] | Exceedance Profile
|  | 1 | 2 | 3 | 4 | 5 | 6 | 7 | 8 | 9 | 10 | 11 | 12 | 13 | 14 | 15 | 16 | 17 | 18 | 19 | 20 | 21 | 22 | 23 | 24 |  |  |  |  | 1 | 2 | 3 | 4 | 5 | 6 | 7 | 8 | 9 | 10 | 11 | 12 | 13 | 14 | 15 | 16 | 17 | 18 | 19 | 20 | 21 | 22 | 23 | 24
1 | Jan | 53.05% | 51.66% | 49.36% | 48.04% | 46.43% | 44.88% | 43.86% | 42.38% | 41.63% | 43.9% | 46.23% | 47.74% | 49.43% | 47.8% | 46.29% | 44.94% | 47.92% | 48.26% | 50.19% | 51.24% | 51.98% | 53.33% | 54.28% | 54.49% |  |  | 1 | Jan | 36.45% | 35.37% | 31.76% | 34.28% | 33.07% | 33.49% | 31.87% | 28.77% | 26.77% | 26.94% | 27.99% | 27.15% | 26.97% | 24.63% | 25.19% | 24.31% | 25.28% | 27.39% | 27.61% | 27.56% | 31.61% | 32.77% | 34.66% | 35.63%
2 | Feb | 45.92% | 46.3% | 44.55% | 42.32% | 40.77% | 41.7% | 40.16% | 38.35% | 39.07% | 40.14% | 41.66% | 43.48% | 43.28% | 44.17% | 44.83% | 46.56% | 46.7% | 46.7% | 44.17% | 42.98% | 43.57% | 42.34% | 42.54% | 41.5% |  |  | 2 | Feb | 27.33% | 27.64% | 27.43% | 26.53% | 23.62% | 25.05% | 23.12% | 20.83% | 20.34% | 21.85% | 24.01% | 24.1% | 24.5% | 26.74% | 26.9% | 27.78% | 28.14% | 28.37% | 28.57% | 28% | 27.66% | 28.23% | 30.96% | 27.76%
3 | Mar | 54.56% | 54.25% | 50.87% | 46.29% | 47.66% | 46.34% | 44.17% | 37.73% | 34.12% | 33.33% | 32.42% | 31.93% | 32.43% | 33.67% | 37.18% | 40.26% | 41.75% | 44.68% | 50.16% | 53.28% | 52.94% | 51.68% | 49.69% | 48.29% |  |  | 3 | Mar | 37.16% | 37.64% | 33.3% | 32.45% | 30.67% | 28.79% | 25.8% | 22.16% | 20.2% | 23.3% | 25.97% | 24.64% | 27.31% | 28.83% | 32.71% | 35.46% | 36.71% | 35.38% | 41.91% | 42.81% | 45.95% | 45.17% | 41.77% | 37.25%
4 | Apr | 46.03% | 44.96% | 45.76% | 43.69% | 43.83% | 41.85% | 37.14% | 36.22% | 40% | 38.87% | 38.2% | 34.56% | 37.05% | 39.49% | 40.52% | 40.69% | 41.06% | 44.22% | 48.4% | 54.38% | 56.54% | 56.01% | 54.97% | 53.74% |  |  | 4 | Apr | 37.41% | 36.28% | 33.33% | 33.71% | 32.4% | 32.73% | 29.35% | 21.31% | 23.18% | 26.05% | 26.38% | 27.5% | 26.93% | 30.35% | 29.41% | 29.27% | 32.72% | 37.91% | 40.15% | 44.03% | 46.9% | 45.92% | 39.11% | 38.3%
5 | May | 44.6% | 45.53% | 44.58% | 42.57% | 39.72% | 34.06% | 29.12% | 29.43% | 26.76% | 26.48% | 23.56% | 22.23% | 23.16% | 23.04% | 23.83% | 25.27% | 28.23% | 30.1% | 33.45% | 36.71% | 41.42% | 40.71% | 37.83% | 39.08% |  |  | 5 | May | 39.41% | 36.91% | 36.24% | 30.9% | 27.25% | 25.35% | 21.35% | 19.92% | 17.5% | 16.69% | 15.1% | 17.66% | 17.98% | 19.79% | 25.6% | 27.89% | 30.94% | 34.53% | 36.45% | 38.64% | 43.27% | 44.41% | 42.52% | 42.88%
6 | Jun | 40.47% | 37.87% | 35.33% | 34.14% | 32.98% | 31.49% | 28.05% | 31.43% | 33.1% | 31.38% | 28.92% | 26.02% | 25.69% | 25.16% | 24.62% | 30.73% | 35.18% | 37.99% | 41.05% | 43.77% | 45.15% | 46.09% | 45.12% | 46.76% |  |  | 6 | Jun | 45.65% | 39.7% | 35.25% | 37.48% | 37.27% | 33.47% | 27.35% | 25.31% | 21.81% | 20.16% | 18.29% | 20.53% | 22.01% | 23.85% | 23.4% | 28.56% | 34.32% | 34.95% | 38.63% | 44.34% | 46.39% | 46.14% | 46.19% | 45.85%
7 | Jul | 33.1% | 31.16% | 31.28% | 29.43% | 25.62% | 24.94% | 21.57% | 18.79% | 18.23% | 15.95% | 14.45% | 14.16% | 15.2% | 17.72% | 19.09% | 19.77% | 26.03% | 32.18% | 41.19% | 46.13% | 46.67% | 44.35% | 43.47% | 37.4% |  |  | 7 | Jul | 27.85% | 24.61% | 23.23% | 18.85% | 16.77% | 15.16% | 11.95% | 9.969% | 10.05% | 8.749% | 7.952% | 8.282% | 10.28% | 13.15% | 15.16% | 19.38% | 21.06% | 27.02% | 32.25% | 34.19% | 33.64% | 34.04% | 33.3% | 30.68%
8 | Aug | 32.42% | 32.39% | 32.19% | 30.05% | 27.16% | 26.9% | 23.52% | 20% | 19.41% | 20.4% | 18.55% | 15.47% | 15.37% | 18.14% | 21.35% | 23.35% | 28% | 34.49% | 38.57% | 41.02% | 41.84% | 42.83% | 36.99% | 30.58% |  |  | 8 | Aug | 25.4% | 22.08% | 21.12% | 17.48% | 17.17% | 15.75% | 13.15% | 11.6% | 12.44% | 12.27% | 10.83% | 10.76% | 10.02% | 12.97% | 14.45% | 16.31% | 20.09% | 23.74% | 29.46% | 30.47% | 31.39% | 31.04% | 26.32% | 27.57%
9 | Sep | 32.93% | 32.82% | 31.59% | 33.29% | 33.38% | 32.38% | 28.6% | 22.89% | 22.67% | 21.87% | 18.94% | 17.23% | 16.45% | 16.17% | 17.31% | 20.85% | 22.2% | 24.56% | 30.39% | 37.87% | 41.08% | 41.08% | 39.45% | 37.6% |  |  | 9 | Sep | 33.77% | 32.51% | 31.41% | 30.65% | 28.29% | 26.09% | 22.66% | 17.31% | 16.53% | 17.55% | 16.19% | 14.94% | 15.14% | 16.73% | 18.65% | 20.51% | 22.47% | 24.29% | 32.24% | 38.6% | 41.68% | 38.8% | 36.11% | 34.45%
10 | Oct | 27.91% | 27.69% | 28.74% | 28.17% | 27.98% | 27.3% | 25.39% | 20.41% | 18.85% | 20.59% | 21.97% | 22.29% | 22.96% | 22.68% | 22.14% | 24.25% | 24.58% | 23.74% | 26.22% | 31.22% | 32.04% | 32.26% | 31.94% | 31.92% |  |  | 10 | Oct | 25.38% | 20.42% | 19.07% | 17.56% | 18.76% | 18.08% | 18.04% | 15.35% | 10.77% | 11.93% | 12.24% | 14.38% | 15.7% | 15.68% | 13.86% | 17.23% | 16.81% | 17.63% | 21.63% | 22.52% | 23.91% | 25.16% | 25.57% | 25.17%
11 | Nov | 42.34% | 41% | 43.54% | 42.88% | 40.02% | 40.02% | 38.29% | 35.06% | 36.54% | 38.73% | 40.13% | 41.08% | 41.34% | 41.96% | 40.31% | 38.28% | 39.03% | 41.11% | 41.21% | 40.24% | 41.47% | 42.43% | 42.38% | 40.54% |  |  | 11 | Nov | 31.96% | 31.15% | 30.93% | 31.25% | 29.47% | 31.73% | 29.05% | 24.03% | 25.58% | 27.74% | 29.24% | 28.74% | 30% | 27.88% | 27.22% | 24.56% | 25.93% | 29.57% | 29.41% | 30.6% | 33.91% | 34.96% | 36.06% | 33.26%
12 | Dec | 43.42% | 44.02% | 42.44% | 41.73% | 41.55% | 39.02% | 38.62% | 38.8% | 38.58% | 39.49% | 41.92% | 43.91% | 45.17% | 45.65% | 44.98% | 44.32% | 46.1% | 48.85% | 48.82% | 45.26% | 44.71% | 46.05% | 46.72% | 44.69% |  |  | 12 | Dec | 29.58% | 31.54% | 29.87% | 28.51% | 27.9% | 27.9% | 27.59% | 25.95% | 22.25% | 26.66% | 27.7% | 25.79% | 25.1% | 26.87% | 23.96% | 23.7% | 24.76% | 28.68% | 29.96% | 29.82% | 31.35% | 30.27% | 31.61% | 30.89%
Solver Setup
|  | Hour Ending 1: Avg Worst Day vs Exceedance |  |  |  |  | Avg. Worst Day vs. Exceedance (Combined Summer and Non-Summer)
|  | 1 | 2 | 3 | 4 | 5 | 6 | 7 | 8 | 9 | 10 | 11 | 12 | 13 | 14 | 15 | 16 | 17 | 18 | 19 | 20 | 21 | 22 | 23 | 24 |  |  |  |  | 1 | 2 | 3 | 4 | 5 | 6 | 7 | 8 | 9 | 10 | 11 | 12 | 13 | 14 | 15 | 16 | 17 | 18 | 19 | 20 | 21 | 22 | 23 | 24
1 | Jan | -16.6% | -16.29% | -17.6% | -13.76% | -13.36% | -11.39% | -11.99% | -13.62% | -14.86% | -16.96% | -18.24% | -20.59% | -22.47% | -23.17% | -21.1% | -20.63% | -22.64% | -20.86% | -22.58% | -23.68% | -20.37% | -20.56% | -19.61% | -18.86% | Positive Coefficient: | 2 | 1 | Jan | 0.027561 | 0.026534 | 0.03098 | 0.018923 | 0.017858 | 0.012976 | 0.014373 | 0.018538 | 0.022087 | 0.02878 | 0.033274 | 0.042399 | 0.050486 | 0.053698 | 0.044514 | 0.042559 | 0.10255 | 0.087061 | 0.10196 | 0.11214 | 0.082976 | 0.042251 | 0.038473 | 0.035555
2 | Feb | -18.6% | -18.67% | -17.12% | -15.79% | -17.15% | -16.66% | -17.04% | -17.51% | -18.73% | -18.29% | -17.65% | -19.38% | -18.78% | -17.44% | -17.93% | -18.78% | -18.56% | -18.33% | -15.6% | -14.98% | -15.9% | -14.11% | -11.59% | -13.74% | Negative Coefficient: | 1 | 2 | Feb | 0.034588 | 0.034851 | 0.029316 | 0.024938 | 0.029404 | 0.027746 | 0.02902 | 0.030668 | 0.035066 | 0.033455 | 0.031145 | 0.037555 | 0.035287 | 0.030403 | 0.032159 | 0.035275 | 0.068893 | 0.0672 | 0.048669 | 0.044866 | 0.050578 | 0.019909 | 0.01343 | 0.018879
3 | Mar | -17.39% | -16.61% | -17.58% | -13.84% | -16.99% | -17.55% | -18.38% | -15.57% | -13.92% | -10.03% | -6.442% | -7.288% | -5.114% | -4.833% | -4.462% | -4.793% | -5.037% | -9.296% | -8.243% | -10.47% | -6.985% | -6.51% | -7.92% | -11.04% |  |  | 3 | Mar | 0.03025 | 0.027598 | 0.030903 | 0.019142 | 0.028857 | 0.030801 | 0.033773 | 0.024236 | 0.019372 | 0.010054 | 0.0041498 | 0.0053118 | 0.002615 | 0.0023358 | 0.0019909 | 0.0022976 | 0.0025371 | 0.017283 | 0.013588 | 0.021936 | 0.0097576 | 0.0084766 | 0.0062726 | 0.012189
4 | Apr | -8.62% | -8.673% | -12.43% | -9.975% | -11.42% | -9.12% | -7.79% | -14.91% | -16.82% | -12.83% | -11.82% | -7.059% | -10.11% | -9.14% | -11.11% | -11.42% | -8.344% | -6.308% | -8.252% | -10.36% | -9.643% | -10.09% | -15.86% | -15.44% | Non-Summer | 69.29% | 4 | Apr | 0.0074303 | 0.007522 | 0.015456 | 0.0099508 | 0.01305 | 0.0083173 | 0.0060678 | 0.022231 | 0.028288 | 0.016457 | 0.013979 | 0.0049827 | 0.010229 | 0.0083537 | 0.012353 | 0.013036 | 0.0069625 | 0.0079589 | 0.013619 | 0.02146 | 0.018596 | 0.020359 | 0.025165 | 0.023845
5 | May | -5.19% | -8.617% | -8.345% | -11.67% | -12.47% | -8.711% | -7.771% | -9.515% | -9.263% | -9.793% | -8.459% | -4.573% | -5.179% | -3.252% | 1.771% | 2.615% | 2.714% | 4.425% | 3% | 1.932% | 1.85% | 3.695% | 4.688% | 3.804% | Summer | 63.17% | 5 | May | 0.0026936 | 0.0074258 | 0.0069635 | 0.013615 | 0.015557 | 0.0075876 | 0.0060386 | 0.0090532 | 0.0085801 | 0.0095911 | 0.0071551 | 0.0020911 | 0.0026817 | 0.0010576 | 0.00062723 | 0.0013673 | 0.0014733 | 0.0078332 | 0.003601 | 0.0014937 | 0.0013683 | 0.0054602 | 0.004395 | 0.0028947
6 | Jun | 5.174% | 1.836% | -0.08384% | 3.346% | 4.294% | 1.981% | -0.6935% | -6.123% | -11.28% | -11.22% | -10.62% | -5.491% | -3.68% | -1.314% | -1.222% | -2.178% | -0.8555% | -3.046% | -2.416% | 0.5747% | 1.235% | 0.04983% | 1.066% | -0.9084% | Objective | 4.6685 | 6 | Jun | 0.0053549 | 0.00067388 | 7.0296e-07 | 0.0022394 | 0.0036871 | 0.00078476 | 4.8094e-05 | 0.0037489 | 0.012733 | 0.012594 | 0.011287 | 0.0030146 | 0.0013544 | 0.00017269 | 0.00014929 | 0.00047456 | 0.00014637 | 0.0018561 | 0.0011675 | 0.00013213 | 0.0006104 | 4.9651e-07 | 0.00022728 | 8.2512e-05
7 | Jul | -5.25% | -6.549% | -8.057% | -10.58% | -8.847% | -9.784% | -9.616% | -8.82% | -8.179% | -7.199% | -6.494% | -5.876% | -4.923% | -4.571% | -3.925% | -0.3949% | -4.975% | -5.153% | -8.945% | -11.94% | -13.03% | -10.31% | -10.17% | -6.721% |  |  | 7 | Jul | 0.0027563 | 0.0042891 | 0.0064907 | 0.011189 | 0.0078262 | 0.0095717 | 0.0092477 | 0.0077801 | 0.0066889 | 0.0051829 | 0.0042168 | 0.0034526 | 0.0024232 | 0.0020896 | 0.0015409 | 1.5597e-05 | 0.0049499 | 0.0053103 | 0.016003 | 0.028501 | 0.033979 | 0.010639 | 0.010349 | 0.0045174
8 | Aug | -7.019% | -10.31% | -11.07% | -12.57% | -9.989% | -11.15% | -10.37% | -8.397% | -6.961% | -8.129% | -7.719% | -4.711% | -5.35% | -5.172% | -6.892% | -7.043% | -7.904% | -10.75% | -9.112% | -10.55% | -10.45% | -11.78% | -10.67% | -3.006% |  |  | 8 | Aug | 0.004926 | 0.010632 | 0.012253 | 0.015791 | 0.0099771 | 0.012432 | 0.010761 | 0.0070515 | 0.0048453 | 0.0066084 | 0.0059581 | 0.0022193 | 0.0028626 | 0.0026749 | 0.0047504 | 0.0049605 | 0.012495 | 0.023107 | 0.024909 | 0.033402 | 0.03277 | 0.041647 | 0.034169 | 0.00090353
9 | Sep | 0.8362% | -0.3099% | -0.187% | -2.639% | -5.087% | -6.294% | -5.944% | -5.576% | -6.142% | -4.315% | -2.755% | -2.291% | -1.31% | 0.5601% | 1.341% | -0.3308% | 0.2703% | -0.2672% | 1.845% | 0.7305% | 0.6044% | -2.285% | -3.341% | -3.151% | All Hours > 10% | 0 | 9 | Sep | 0.00013985 | 9.6048e-06 | 3.4967e-06 | 0.00069636 | 0.0025877 | 0.0039616 | 0.0035329 | 0.0031094 | 0.0037722 | 0.0018621 | 0.00075874 | 0.00052466 | 0.00017165 | 6.2742e-05 | 0.0003598 | 1.0941e-05 | 2.9225e-05 | 2.1421e-05 | 0.0020415 | 0.00032018 | 0.0002192 | 0.0015667 | 0.003349 | 0.00099313
10 | Oct | -2.524% | -7.271% | -9.662% | -10.61% | -9.216% | -9.221% | -7.357% | -5.066% | -8.073% | -8.661% | -9.73% | -7.914% | -7.262% | -6.998% | -8.286% | -7.016% | -7.764% | -6.11% | -4.584% | -8.699% | -8.129% | -7.101% | -6.376% | -6.748% | LOLE Hours > 2% | 0 | 10 | Oct | 0.00063719 | 0.0052866 | 0.0093363 | 0.011255 | 0.0084929 | 0.0085024 | 0.0054128 | 0.0025661 | 0.0065181 | 0.007502 | 0.0094676 | 0.006263 | 0.005273 | 0.0048976 | 0.0068657 | 0.0049219 | 0.012055 | 0.0074664 | 0.0042026 | 0.015133 | 0.013216 | 0.0050423 | 0.0040658 | 0.004554
11 | Nov | -10.39% | -9.853% | -12.61% | -11.63% | -10.55% | -8.291% | -9.238% | -11.02% | -10.95% | -10.99% | -10.89% | -12.34% | -11.34% | -14.08% | -13.09% | -13.72% | -13.1% | -11.55% | -11.8% | -9.644% | -7.554% | -7.473% | -6.318% | -7.282% |  |  | 11 | Nov | 0.010788 | 0.0097083 | 0.015901 | 0.013532 | 0.011132 | 0.0068743 | 0.0085337 | 0.012151 | 0.011994 | 0.012081 | 0.011865 | 0.015234 | 0.012868 | 0.019826 | 0.017124 | 0.018836 | 0.034322 | 0.026665 | 0.027844 | 0.0186 | 0.011412 | 0.0055841 | 0.0039912 | 0.0053029
12 | Dec | -13.84% | -12.48% | -12.57% | -13.22% | -13.65% | -11.12% | -11.03% | -12.86% | -16.33% | -12.82% | -14.23% | -18.12% | -20.08% | -18.78% | -21.02% | -20.62% | -21.34% | -20.17% | -18.86% | -15.44% | -13.36% | -15.78% | -15.11% | -13.79% | Max Exceedance: | 5.174% | 12 | Dec | 0.019158 | 0.015581 | 0.015801 | 0.017479 | 0.018633 | 0.01237 | 0.012161 | 0.016527 | 0.026679 | 0.016446 | 0.020241 | 0.032836 | 0.04031 | 0.035266 | 0.044205 | 0.042515 | 0.091047 | 0.081367 | 0.071166 | 0.04766 | 0.035677 | 0.024891 | 0.022819 | 0.019028
Coefficients
|  | 1 | 2 | 3 | 4 | 5 | 6 | 7 | 8 | 9 | 10 | 11 | 12 | 13 | 14 | 15 | 16 | 17 | 18 | 19 | 20 | 21 | 22 | 23 | 24
1 | Jan | 1 | 1 | 1 | 1 | 1 | 1 | 1 | 1 | 1 | 1 | 1 | 1 | 1 | 1 | 1 | 1 | 2 | 2 | 2 | 2 | 2 | 1 | 1 | 1
2 | Feb | 1 | 1 | 1 | 1 | 1 | 1 | 1 | 1 | 1 | 1 | 1 | 1 | 1 | 1 | 1 | 1 | 2 | 2 | 2 | 2 | 2 | 1 | 1 | 1
3 | Mar | 1 | 1 | 1 | 1 | 1 | 1 | 1 | 1 | 1 | 1 | 1 | 1 | 1 | 1 | 1 | 1 | 1 | 2 | 2 | 2 | 2 | 2 | 1 | 1
4 | Apr | 1 | 1 | 1 | 1 | 1 | 1 | 1 | 1 | 1 | 1 | 1 | 1 | 1 | 1 | 1 | 1 | 1 | 2 | 2 | 2 | 2 | 2 | 1 | 1
5 | May | 1 | 1 | 1 | 1 | 1 | 1 | 1 | 1 | 1 | 1 | 1 | 1 | 1 | 1 | 1 | 1 | 1 | 2 | 2 | 2 | 2 | 2 | 1 | 1
6 | Jun | 1 | 1 | 1 | 1 | 1 | 1 | 1 | 1 | 1 | 1 | 1 | 1 | 1 | 1 | 1 | 1 | 2 | 2 | 2 | 2 | 2 | 1 | 1 | 1
7 | Jul | 1 | 1 | 1 | 1 | 1 | 1 | 1 | 1 | 1 | 1 | 1 | 1 | 1 | 1 | 1 | 1 | 2 | 2 | 2 | 2 | 2 | 1 | 1 | 1
8 | Aug | 1 | 1 | 1 | 1 | 1 | 1 | 1 | 1 | 1 | 1 | 1 | 1 | 1 | 1 | 1 | 1 | 2 | 2 | 3 | 3 | 3 | 3 | 3 | 1
9 | Sep | 1 | 1 | 1 | 1 | 1 | 1 | 1 | 1 | 1 | 1 | 1 | 1 | 1 | 1 | 1 | 1 | 2 | 3 | 3 | 3 | 3 | 3 | 3 | 1
10 | Oct | 1 | 1 | 1 | 1 | 1 | 1 | 1 | 1 | 1 | 1 | 1 | 1 | 1 | 1 | 1 | 1 | 2 | 2 | 2 | 2 | 2 | 1 | 1 | 1
11 | Nov | 1 | 1 | 1 | 1 | 1 | 1 | 1 | 1 | 1 | 1 | 1 | 1 | 1 | 1 | 1 | 1 | 2 | 2 | 2 | 2 | 2 | 1 | 1 | 1
12 | Dec | 1 | 1 | 1 | 1 | 1 | 1 | 1 | 1 | 1 | 1 | 1 | 1 | 1 | 1 | 1 | 1 | 2 | 2 | 2 | 2 | 2 | 1 | 1 | 1
`

## Wind_Profile (NM)
Installed capacity/capmax |  | Wind (NM)
|  | Month | 1 | 2 | 3 | 4 | 5 | 6 | 7 | 8 | 9 | 10 | 11 | 12 | 13 | 14 | 15 | 16 | 17 | 18 | 19 | 20 | 21 | 22 | 23 | 24
2450.79 | 2017-01-23 | 1 | 0.56622 | 0.50016 | 0.49072 | 0.4341 | 0.4341 | 0.44354 | 0.36804 | 0.33973 | 0.30198 | 0.22649 | 0.20761 | 0.20761 | 0.26423 | 0.33029 | 0.29255 | 0.31142 | 0.37748 | 0.37748 | 0.40579 | 0.41523 | 0.45297 | 0.37748 | 0.37748 | 0.50959
2450.79 | 2017-01-18 | 1 | 0.48128 | 0.48128 | 0.44354 | 0.51903 | 0.50959 | 0.50959 | 0.45297 | 0.42466 | 0.38691 | 0.36804 | 0.41523 | 0.47185 | 0.40579 | 0.4341 | 0.3586 | 0.26423 | 0.31142 | 0.38691 | 0.48128 | 0.49072 | 0.37748 | 0.36804 | 0.3586 | 0.4341
2450.79 | 2017-01-24 | 1 | 0.60396 | 0.72664 | 0.70777 | 0.72664 | 0.6889 | 0.75495 | 0.72664 | 0.66059 | 0.67002 | 0.6889 | 0.78327 | 0.74552 | 0.69833 | 0.69833 | 0.60396 | 0.51903 | 0.54734 | 0.57565 | 0.46241 | 0.42466 | 0.46241 | 0.58509 | 0.59453 | 0.58509
2450.79 | 2017-01-25 | 1 | 0.57565 | 0.58509 | 0.58509 | 0.55678 | 0.60396 | 0.71721 | 0.76439 | 0.76439 | 0.75495 | 0.81158 | 0.83045 | 0.83045 | 0.83045 | 0.83045 | 0.83045 | 0.83045 | 0.76439 | 0.73608 | 0.76439 | 0.80214 | 0.80214 | 0.75495 | 0.65115 | 0.63227
2450.79 | 2017-01-26 | 1 | 0.65115 | 0.64171 | 0.55678 | 0.56622 | 0.54734 | 0.57565 | 0.54734 | 0.59453 | 0.50016 | 0.34917 | 0.23592 | 0.16987 | 0.14155 | 0.16043 | 0.31142 | 0.37748 | 0.48128 | 0.3586 | 0.45297 | 0.52847 | 0.59453 | 0.59453 | 0.58509 | 0.54734
2450.79 | 2017-02-06 | 2 | 0.50959 | 0.4341 | 0.40579 | 0.48128 | 0.44354 | 0.49072 | 0.54734 | 0.56622 | 0.49072 | 0.49072 | 0.49072 | 0.50016 | 0.54734 | 0.54734 | 0.54734 | 0.54734 | 0.54734 | 0.62284 | 0.67002 | 0.64171 | 0.72664 | 0.72664 | 0.72664 | 0.76439
2450.79 | 2017-02-08 | 2 | 0.57565 | 0.62284 | 0.64171 | 0.63227 | 0.60396 | 0.56622 | 0.50959 | 0.56622 | 0.55678 | 0.59453 | 0.63227 | 0.6889 | 0.67946 | 0.69833 | 0.69833 | 0.67002 | 0.60396 | 0.67946 | 0.74552 | 0.75495 | 0.72664 | 0.58509 | 0.56622 | 0.52847
2450.79 | 2017-02-01 | 2 | 0.36804 | 0.26423 | 0.27367 | 0.31142 | 0.27367 | 0.3586 | 0.49072 | 0.48128 | 0.47185 | 0.54734 | 0.59453 | 0.66059 | 0.69833 | 0.74552 | 0.74552 | 0.76439 | 0.72664 | 0.63227 | 0.6134 | 0.63227 | 0.69833 | 0.74552 | 0.75495 | 0.57565
2450.79 | 2017-02-09 | 2 | 0.46241 | 0.46241 | 0.50016 | 0.42466 | 0.34917 | 0.45297 | 0.27367 | 0.23592 | 0.49072 | 0.62284 | 0.59453 | 0.71721 | 0.7927 | 0.82101 | 0.7927 | 0.83045 | 0.80214 | 0.76439 | 0.78327 | 0.65115 | 0.67946 | 0.59453 | 0.59453 | 0.67002
2450.79 | 2017-02-07 | 2 | 0.78327 | 0.81158 | 0.81158 | 0.77383 | 0.72664 | 0.73608 | 0.67946 | 0.67002 | 0.65115 | 0.58509 | 0.53791 | 0.52847 | 0.51903 | 0.59453 | 0.59453 | 0.66059 | 0.71721 | 0.69833 | 0.67002 | 0.62284 | 0.62284 | 0.60396 | 0.53791 | 0.53791
2450.79 | 2017-03-14 | 3 | 0.59453 | 0.74552 | 0.7927 | 0.80214 | 0.74552 | 0.74552 | 0.75495 | 0.73608 | 0.67002 | 0.62284 | 0.54734 | 0.49072 | 0.37748 | 0.29255 | 0.24536 | 0.23592 | 0.2548 | 0.21705 | 0.15099 | 0.14155 | 0.16987 | 0.27367 | 0.44354 | 0.55678
2450.79 | 2017-03-13 | 3 | 0.50016 | 0.36804 | 0.31142 | 0.31142 | 0.32086 | 0.4341 | 0.44354 | 0.42466 | 0.36804 | 0.41523 | 0.37748 | 0.36804 | 0.37748 | 0.36804 | 0.3586 | 0.33029 | 0.33973 | 0.3586 | 0.44354 | 0.36804 | 0.3586 | 0.39635 | 0.36804 | 0.47185
2450.79 | 2017-03-15 | 3 | 0.63227 | 0.66059 | 0.67946 | 0.57565 | 0.46241 | 0.42466 | 0.44354 | 0.42466 | 0.41523 | 0.40579 | 0.39635 | 0.38691 | 0.38691 | 0.39635 | 0.3586 | 0.32086 | 0.29255 | 0.29255 | 0.30198 | 0.27367 | 0.2548 | 0.1793 | 0.12268 | 0.16043
2450.79 | 2017-03-09 | 3 | 0.76439 | 0.72664 | 0.72664 | 0.73608 | 0.73608 | 0.6889 | 0.69833 | 0.64171 | 0.73608 | 0.76439 | 0.72664 | 0.69833 | 0.69833 | 0.73608 | 0.66059 | 0.60396 | 0.44354 | 0.41523 | 0.33973 | 0.51903 | 0.62284 | 0.53791 | 0.57565 | 0.62284
2450.79 | 2017-03-16 | 3 | 0.21705 | 0.28311 | 0.28311 | 0.2548 | 0.084933 | 0.066059 | 0.056622 | 0.066059 | 0.075496 | 0.10381 | 0.13212 | 0.09437 | 0.09437 | 0.1793 | 0.10381 | 0.28311 | 0.075496 | 0.26423 | 0.23592 | 0.27367 | 0.23592 | 0.23592 | 0.24536 | 0.16987
2450.79 | 2017-04-21 | 4 | 0.66059 | 0.55678 | 0.50016 | 0.50959 | 0.50016 | 0.48128 | 0.37748 | 0.3586 | 0.44354 | 0.47185 | 0.33029 | 0.34917 | 0.45297 | 0.49072 | 0.47185 | 0.38691 | 0.42466 | 0.30198 | 0.34917 | 0.34917 | 0.38691 | 0.38691 | 0.46241 | 0.50016
2450.79 | 2017-04-05 | 4 | 0.54734 | 0.48128 | 0.42466 | 0.45297 | 0.50959 | 0.48128 | 0.38691 | 0.29255 | 0.23592 | 0.13212 | 0.075496 | 0.028312 | 0.018875 | 0.037749 | 0.018875 | 0.028312 | 0.066059 | 0.16987 | 0.33973 | 0.37748 | 0.41523 | 0.41523 | 0.36804 | 0.49072
2450.79 | 2017-04-17 | 4 | 0.45297 | 0.50016 | 0.52847 | 0.48128 | 0.44354 | 0.41523 | 0.29255 | 0.15099 | 0.10381 | 0.16987 | 0.27367 | 0.50016 | 0.50959 | 0.67002 | 0.6889 | 0.75495 | 0.70777 | 0.74552 | 0.72664 | 0.70777 | 0.64171 | 0.69833 | 0.69833 | 0.55678
2450.79 | 2017-04-27 | 4 | 0.48128 | 0.41523 | 0.44354 | 0.41523 | 0.37748 | 0.38691 | 0.26423 | 0.20761 | 0.28311 | 0.32086 | 0.36804 | 0.45297 | 0.56622 | 0.63227 | 0.71721 | 0.6889 | 0.78327 | 0.72664 | 0.67002 | 0.60396 | 0.52847 | 0.54734 | 0.57565 | 0.62284
2450.79 | 2017-04-20 | 4 | 0.70777 | 0.72664 | 0.6889 | 0.69833 | 0.67002 | 0.64171 | 0.52847 | 0.3586 | 0.29255 | 0.16043 | 0.066059 | 0.084933 | 0.16987 | 0.26423 | 0.29255 | 0.33973 | 0.34917 | 0.42466 | 0.41523 | 0.51903 | 0.53791 | 0.67946 | 0.74552 | 0.71721
2450.79 | 2017-05-22 | 5 | 0.39635 | 0.34917 | 0.37748 | 0.33973 | 0.34917 | 0.34917 | 0.29255 | 0.24536 | 0.21705 | 0.19818 | 0.12268 | 0.084933 | 0.066059 | 0.066059 | 0.066059 | 0.075496 | 0.10381 | 0.09437 | 0.13212 | 0.18874 | 0.21705 | 0.20761 | 0.16043 | 0.22649
2450.79 | 2017-05-03 | 5 | 0.49072 | 0.60396 | 0.57565 | 0.56622 | 0.58509 | 0.6134 | 0.67002 | 0.69833 | 0.63227 | 0.59453 | 0.56622 | 0.50959 | 0.4341 | 0.40579 | 0.39635 | 0.36804 | 0.37748 | 0.33029 | 0.34917 | 0.33029 | 0.3586 | 0.34917 | 0.30198 | 0.33029
2450.79 | 2017-05-23 | 5 | 0.28311 | 0.32086 | 0.21705 | 0.24536 | 0.24536 | 0.30198 | 0.1793 | 0.11324 | 0.10381 | 0.12268 | 0.16043 | 0.21705 | 0.34917 | 0.45297 | 0.56622 | 0.6889 | 0.58509 | 0.58509 | 0.41523 | 0.53791 | 0.60396 | 0.62284 | 0.58509 | 0.48128
2450.79 | 2017-05-04 | 5 | 0.37748 | 0.44354 | 0.47185 | 0.33029 | 0.37748 | 0.40579 | 0.34917 | 0.33029 | 0.3586 | 0.27367 | 0.1793 | 0.18874 | 0.16043 | 0.27367 | 0.27367 | 0.22649 | 0.1793 | 0.23592 | 0.41523 | 0.56622 | 0.63227 | 0.6889 | 0.59453 | 0.38691
2450.79 | 2017-05-02 | 5 | 0.26423 | 0.37748 | 0.40579 | 0.34917 | 0.31142 | 0.31142 | 0.1793 | 0.084933 | 0.075496 | 0.047186 | 0.037749 | 0.037749 | 0.075496 | 0.12268 | 0.16987 | 0.22649 | 0.22649 | 0.26423 | 0.32086 | 0.29255 | 0.27367 | 0.29255 | 0.26423 | 0.38691
2450.79 | 2017-06-20 | 6 | 0.26423 | 0.33029 | 0.30198 | 0.31142 | 0.37748 | 0.33029 | 0.26423 | 0.20761 | 0.14155 | 0.084933 | 0.16043 | 0.047186 | 0.11324 | 0.075496 | 0.066059 | 0.09437 | 0.29255 | 0.33029 | 0.2548 | 0.33973 | 0.29255 | 0.36804 | 0.33029 | 0.33029
2450.79 | 2017-06-19 | 6 | 0.056622 | 0.037749 | 0.047186 | 0.018875 | 0.028312 | 0.0094379 | 1e-06 | 0.018875 | 0.018875 | 0.037749 | 0.0094379 | 0.056622 | 0.1793 | 0.12268 | 0.38691 | 0.11324 | 0.27367 | 0.2548 | 0.12268 | 0.047186 | 0.11324 | 0.16987 | 0.14155 | 0.22649
2450.79 | 2017-06-21 | 6 | 0.33973 | 0.33029 | 0.30198 | 0.32086 | 0.37748 | 0.33029 | 0.2548 | 0.18874 | 0.12268 | 0.066059 | 0.14155 | 0.037749 | 0.10381 | 0.066059 | 0.056622 | 0.075496 | 0.29255 | 0.33029 | 0.24536 | 0.33973 | 0.30198 | 0.36804 | 0.33029 | 0.22649
2450.79 | 2017-06-22 | 6 | 0.19818 | 0.12268 | 0.13212 | 0.1793 | 0.11324 | 0.066059 | 0.018875 | 0.037749 | 0.037749 | 0.10381 | 0.16043 | 0.21705 | 0.34917 | 0.33973 | 0.38691 | 0.24536 | 0.33029 | 0.37748 | 0.45297 | 0.40579 | 0.52847 | 0.49072 | 0.38691 | 0.26423
2450.79 | 2017-06-26 | 6 | 0.15099 | 0.037749 | 0.028312 | 0.037749 | 0.0094379 | 0.028312 | 1e-06 | 1e-06 | 1e-06 | 0.0094379 | 0.018875 | 0.037749 | 0.075496 | 0.1793 | 0.18874 | 0.23592 | 0.29255 | 0.39635 | 0.47185 | 0.4341 | 0.24536 | 0.33973 | 0.27367 | 0.40579
2450.79 | 2017-07-07 | 7 | 0.21705 | 0.12268 | 0.047186 | 0.09437 | 0.018875 | 0.037749 | 0.0094379 | 0.0094379 | 0.0094379 | 0.018875 | 0.018875 | 0.028312 | 0.028312 | 0.018875 | 0.028312 | 0.037749 | 0.047186 | 0.10381 | 0.22649 | 0.18874 | 0.13212 | 0.10381 | 0.13212 | 0.15099
2450.79 | 2017-07-10 | 7 | 0.34917 | 0.21705 | 0.12268 | 0.11324 | 0.0094379 | 0.037749 | 0.047186 | 0.047186 | 1e-06 | 1e-06 | 0.12268 | 0.018875 | 0.13212 | 0.36804 | 0.34917 | 0.41523 | 0.18874 | 0.2548 | 0.3586 | 0.38691 | 0.33029 | 0.09437 | 0.15099 | 0.12268
2450.79 | 2017-07-08 | 7 | 0.12268 | 0.12268 | 0.10381 | 0.12268 | 0.09437 | 0.084933 | 0.018875 | 0.0094379 | 1e-06 | 1e-06 | 1e-06 | 0.0094379 | 0.10381 | 0.16043 | 0.27367 | 0.20761 | 0.16987 | 0.16043 | 0.13212 | 0.20761 | 0.29255 | 0.27367 | 0.29255 | 0.36804
2450.79 | 2017-07-17 | 7 | 0.42466 | 0.51903 | 0.51903 | 0.53791 | 0.58509 | 0.58509 | 0.50016 | 0.27367 | 0.10381 | 0.028312 | 1e-06 | 0.0094379 | 0.0094379 | 0.084933 | 0.11324 | 0.18874 | 0.27367 | 0.26423 | 0.2548 | 0.41523 | 0.49072 | 0.44354 | 0.36804 | 0.3586
2450.79 | 2017-07-27 | 7 | 0.15099 | 0.12268 | 0.10381 | 0.056622 | 0.047186 | 0.028312 | 0.0094379 | 1e-06 | 1e-06 | 1e-06 | 0.0094379 | 0.018875 | 0.018875 | 0.14155 | 0.14155 | 0.13212 | 0.14155 | 0.09437 | 0.16987 | 0.19818 | 0.12268 | 0.084933 | 0.12268 | 0.21705
2450.79 | 2017-08-28 | 8 | 0.23592 | 0.13212 | 0.084933 | 0.09437 | 0.075496 | 0.10381 | 0.018875 | 0.028312 | 0.037749 | 0.047186 | 0.037749 | 0.047186 | 0.018875 | 0.22649 | 0.49072 | 0.65115 | 0.42466 | 0.084933 | 0.45297 | 0.24536 | 0.20761 | 0.34917 | 0.32086 | 0.23592
2450.79 | 2017-08-29 | 8 | 0.1793 | 0.11324 | 0.11324 | 0.10381 | 0.12268 | 0.066059 | 0.0094379 | 0.0094379 | 1e-06 | 0.0094379 | 0.0094379 | 0.018875 | 0.047186 | 0.056622 | 0.18874 | 0.09437 | 0.12268 | 0.18874 | 0.14155 | 0.10381 | 0.11324 | 0.31142 | 0.26423 | 0.23592
2450.79 | 2017-08-31 | 8 | 0.084933 | 0.11324 | 0.11324 | 0.10381 | 0.12268 | 0.066059 | 0.0094379 | 0.0094379 | 1e-06 | 0.0094379 | 0.0094379 | 0.018875 | 0.047186 | 0.056622 | 0.18874 | 0.09437 | 0.12268 | 0.18874 | 0.14155 | 0.10381 | 0.11324 | 0.31142 | 0.26423 | 0.18874
2450.79 | 2017-08-30 | 8 | 0.29255 | 0.33973 | 0.44354 | 0.4341 | 0.37748 | 0.28311 | 0.084933 | 0.09437 | 0.028312 | 0.018875 | 0.0094379 | 0.018875 | 0.0094379 | 0.056622 | 0.20761 | 0.50016 | 0.58509 | 0.32086 | 0.11324 | 0.056622 | 0.047186 | 0.028312 | 0.056622 | 0.075496
2450.79 | 2017-08-03 | 8 | 0.28311 | 0.37748 | 0.41523 | 0.45297 | 0.48128 | 0.55678 | 0.42466 | 0.39635 | 0.49072 | 0.40579 | 0.36804 | 0.30198 | 0.19818 | 0.33973 | 0.19818 | 0.21705 | 0.20761 | 0.34917 | 0.42466 | 0.10381 | 0.14155 | 0.18874 | 0.1793 | 0.16043
2450.79 | 2017-09-01 | 9 | 0.19818 | 0.20761 | 0.28311 | 0.018875 | 0.037749 | 0.11324 | 0.037749 | 0.047186 | 0.028312 | 0.018875 | 1e-06 | 0.0094379 | 0.12268 | 0.09437 | 0.50016 | 0.37748 | 0.3586 | 0.4341 | 0.4341 | 0.24536 | 0.12268 | 0.22649 | 0.30198 | 0.23592
2450.79 | 2017-09-02 | 9 | 0.1793 | 0.056622 | 0.056622 | 0.028312 | 0.028312 | 0.047186 | 0.047186 | 0.037749 | 0.018875 | 0.028312 | 0.018875 | 0.047186 | 0.056622 | 0.066059 | 0.16987 | 0.13212 | 0.2548 | 0.30198 | 0.23592 | 0.15099 | 0.13212 | 0.075496 | 0.066059 | 0.09437
2450.79 | 2017-09-11 | 9 | 0.33973 | 0.33973 | 0.44354 | 0.4341 | 0.37748 | 0.28311 | 0.084933 | 0.09437 | 0.028312 | 0.018875 | 0.0094379 | 0.018875 | 0.0094379 | 0.056622 | 0.20761 | 0.50016 | 0.58509 | 0.32086 | 0.11324 | 0.056622 | 0.047186 | 0.028312 | 0.056622 | 0.10381
2450.79 | 2017-09-05 | 9 | 0.075496 | 0.047186 | 0.018875 | 0.018875 | 0.018875 | 0.018875 | 0.018875 | 0.0094379 | 0.018875 | 0.0094379 | 0.0094379 | 0.0094379 | 0.0094379 | 0.018875 | 1e-06 | 0.0094379 | 0.0094379 | 0.018875 | 0.037749 | 0.037749 | 0.018875 | 0.0094379 | 0.0094379 | 0.056622
2450.79 | 2017-09-03 | 9 | 0.14155 | 0.19818 | 0.23592 | 0.16043 | 0.11324 | 0.10381 | 0.037749 | 0.037749 | 0.018875 | 0.018875 | 0.018875 | 0.0094379 | 0.0094379 | 0.0094379 | 0.0094379 | 1e-06 | 0.018875 | 0.047186 | 0.09437 | 0.10381 | 0.13212 | 0.075496 | 0.11324 | 0.18874
2450.79 | 2017-10-24 | 10 | 0.53791 | 0.55678 | 0.58509 | 0.59453 | 0.50959 | 0.51903 | 0.46241 | 0.37748 | 0.22649 | 0.23592 | 0.2548 | 0.28311 | 0.28311 | 0.32086 | 0.32086 | 0.32086 | 0.3586 | 0.44354 | 0.53791 | 0.54734 | 0.50016 | 0.67002 | 0.60396 | 0.59453
2450.79 | 2017-10-25 | 10 | 0.60396 | 0.63227 | 0.64171 | 0.66059 | 0.62284 | 0.67946 | 0.59453 | 0.45297 | 0.3586 | 0.3586 | 0.31142 | 0.24536 | 0.23592 | 0.23592 | 0.26423 | 0.32086 | 0.39635 | 0.52847 | 0.52847 | 0.46241 | 0.44354 | 0.41523 | 0.42466 | 0.50016
2450.79 | 2017-10-23 | 10 | 0.39635 | 0.55678 | 0.58509 | 0.59453 | 0.50959 | 0.51903 | 0.46241 | 0.37748 | 0.22649 | 0.23592 | 0.2548 | 0.28311 | 0.28311 | 0.32086 | 0.32086 | 0.32086 | 0.3586 | 0.44354 | 0.53791 | 0.54734 | 0.50016 | 0.67002 | 0.60396 | 0.55678
2450.79 | 2017-10-26 | 10 | 0.56622 | 0.63227 | 0.64171 | 0.66059 | 0.62284 | 0.67946 | 0.59453 | 0.45297 | 0.3586 | 0.3586 | 0.31142 | 0.24536 | 0.23592 | 0.23592 | 0.26423 | 0.32086 | 0.39635 | 0.52847 | 0.52847 | 0.46241 | 0.44354 | 0.41523 | 0.42466 | 0.46241
2450.79 | 2017-10-16 | 10 | 0.36804 | 0.24536 | 0.26423 | 0.26423 | 0.28311 | 0.3586 | 0.42466 | 0.32086 | 0.18874 | 0.16987 | 0.19818 | 0.20761 | 0.22649 | 0.30198 | 0.32086 | 0.37748 | 0.36804 | 0.48128 | 0.50959 | 0.59453 | 0.6889 | 0.69833 | 0.75495 | 0.75495
2450.79 | 2017-11-22 | 11 | 0.39635 | 0.24536 | 0.22649 | 0.23592 | 0.26423 | 0.16987 | 0.11324 | 0.14155 | 0.14155 | 0.16987 | 0.12268 | 0.15099 | 0.16987 | 0.29255 | 0.28311 | 0.28311 | 0.26423 | 0.09437 | 0.16987 | 0.066059 | 0.028312 | 1e-06 | 0.028312 | 0.084933
2450.79 | 2017-11-28 | 11 | 0.36804 | 0.18874 | 0.16987 | 0.19818 | 0.09437 | 0.056622 | 0.047186 | 0.0094379 | 1e-06 | 1e-06 | 1e-06 | 1e-06 | 0.0094379 | 0.018875 | 0.028312 | 0.037749 | 0.084933 | 0.13212 | 0.20761 | 0.21705 | 0.24536 | 0.28311 | 0.29255 | 0.3586
2450.79 | 2017-11-29 | 11 | 0.42466 | 0.46241 | 0.39635 | 0.39635 | 0.3586 | 0.34917 | 0.3586 | 0.39635 | 0.2548 | 0.30198 | 0.44354 | 0.51903 | 0.52847 | 0.53791 | 0.60396 | 0.65115 | 0.57565 | 0.51903 | 0.59453 | 0.58509 | 0.66059 | 0.6889 | 0.67946 | 0.52847
2450.79 | 2017-11-21 | 11 | 0.33973 | 0.41523 | 0.39635 | 0.36804 | 0.33029 | 0.3586 | 0.30198 | 0.23592 | 0.066059 | 0.066059 | 0.09437 | 0.09437 | 0.15099 | 0.18874 | 0.28311 | 0.41523 | 0.59453 | 0.62284 | 0.59453 | 0.67002 | 0.62284 | 0.6134 | 0.63227 | 0.52847
2450.79 | 2017-11-08 | 11 | 0.33973 | 0.52847 | 0.58509 | 0.62284 | 0.55678 | 0.52847 | 0.48128 | 0.4341 | 0.48128 | 0.47185 | 0.52847 | 0.53791 | 0.54734 | 0.50959 | 0.46241 | 0.45297 | 0.49072 | 0.60396 | 0.67002 | 0.66059 | 0.65115 | 0.66059 | 0.64171 | 0.67002
2450.79 | 2017-12-20 | 12 | 0.22649 | 0.028312 | 0.056622 | 0.037749 | 0.066059 | 0.12268 | 0.15099 | 0.19818 | 0.15099 | 0.084933 | 0.066059 | 0.084933 | 0.15099 | 0.18874 | 0.1793 | 0.1793 | 0.2548 | 0.2548 | 0.3586 | 0.36804 | 0.4341 | 0.46241 | 0.45297 | 0.30198
2450.79 | 2017-12-21 | 12 | 0.15099 | 0.028312 | 0.056622 | 0.037749 | 0.066059 | 0.12268 | 0.15099 | 0.19818 | 0.15099 | 0.084933 | 0.066059 | 0.084933 | 0.15099 | 0.18874 | 0.1793 | 0.1793 | 0.2548 | 0.2548 | 0.3586 | 0.36804 | 0.4341 | 0.46241 | 0.45297 | 0.49072
2450.79 | 2017-12-04 | 12 | 0.41523 | 0.55678 | 0.62284 | 0.6889 | 0.66059 | 0.64171 | 0.65115 | 0.65115 | 0.59453 | 0.53791 | 0.49072 | 0.50016 | 0.53791 | 0.57565 | 0.58509 | 0.55678 | 0.55678 | 0.60396 | 0.56622 | 0.64171 | 0.66059 | 0.63227 | 0.67002 | 0.70777
2450.79 | 2017-12-11 | 12 | 0.67946 | 0.70777 | 0.75495 | 0.73608 | 0.67946 | 0.6889 | 0.69833 | 0.6889 | 0.70777 | 0.71721 | 0.74552 | 0.77383 | 0.74552 | 0.72664 | 0.74552 | 0.74552 | 0.74552 | 0.72664 | 0.72664 | 0.72664 | 0.71721 | 0.70777 | 0.70777 | 0.54734
2450.79 | 2017-12-06 | 12 | 0.49072 | 0.51903 | 0.4341 | 0.34917 | 0.30198 | 0.20761 | 0.27367 | 0.32086 | 0.34917 | 0.33029 | 0.2548 | 0.18874 | 0.13212 | 0.10381 | 0.084933 | 0.037749 | 0.0094379 | 0.0094379 | 0.0094379 | 0.018875 | 0.018875 | 0.0094379 | 1e-06 | 0.066059
2450.79 | 2018-01-29 | 1 | 0.6134 | 0.58509 | 0.58509 | 0.55678 | 0.60396 | 0.71721 | 0.76439 | 0.76439 | 0.75495 | 0.81158 | 0.83045 | 0.83045 | 0.83045 | 0.83045 | 0.83045 | 0.83045 | 0.76439 | 0.73608 | 0.76439 | 0.80214 | 0.80214 | 0.75495 | 0.65115 | 0.58509
2450.79 | 2018-01-08 | 1 | 0.16987 | 0.018875 | 0.0094379 | 0.0094379 | 0.018875 | 0.0094379 | 0.0094379 | 0.018875 | 0.0094379 | 0.0094379 | 1e-06 | 0.0094379 | 0.0094379 | 0.018875 | 0.037749 | 0.10381 | 0.2548 | 0.3586 | 0.40579 | 0.47185 | 0.51903 | 0.50016 | 0.54734 | 0.63227
2450.79 | 2018-01-22 | 1 | 0.50016 | 0.51903 | 0.47185 | 0.58509 | 0.55678 | 0.57565 | 0.46241 | 0.50959 | 0.60396 | 0.60396 | 0.63227 | 0.73608 | 0.83045 | 0.83045 | 0.83045 | 0.83045 | 0.73608 | 0.71721 | 0.56622 | 0.58509 | 0.52847 | 0.53791 | 0.53791 | 0.58509
2450.79 | 2018-01-25 | 1 | 0.18874 | 0.047186 | 0.047186 | 0.047186 | 0.037749 | 0.037749 | 0.037749 | 0.028312 | 0.047186 | 0.047186 | 0.047186 | 0.066059 | 0.084933 | 0.09437 | 0.066059 | 0.10381 | 0.14155 | 0.19818 | 0.23592 | 0.29255 | 0.34917 | 0.36804 | 0.41523 | 0.51903
2450.79 | 2018-01-03 | 1 | 0.63227 | 0.6134 | 0.63227 | 0.6134 | 0.63227 | 0.60396 | 0.60396 | 0.55678 | 0.55678 | 0.50959 | 0.55678 | 0.53791 | 0.54734 | 0.53791 | 0.49072 | 0.44354 | 0.46241 | 0.55678 | 0.67002 | 0.65115 | 0.66059 | 0.64171 | 0.59453 | 0.66059
2450.79 | 2018-02-20 | 2 | 0.39635 | 0.2548 | 0.24536 | 0.31142 | 0.29255 | 0.38691 | 0.50959 | 0.46241 | 0.52847 | 0.50016 | 0.47185 | 0.47185 | 0.46241 | 0.42466 | 0.42466 | 0.46241 | 0.49072 | 0.52847 | 0.50016 | 0.57565 | 0.64171 | 0.67002 | 0.67002 | 0.46241
2450.79 | 2018-02-22 | 2 | 0.50016 | 0.33973 | 0.33029 | 0.23592 | 0.13212 | 0.066059 | 0.047186 | 0.018875 | 0.0094379 | 0.018875 | 0.09437 | 0.2548 | 0.33029 | 0.33973 | 0.38691 | 0.34917 | 0.26423 | 0.2548 | 0.31142 | 0.38691 | 0.42466 | 0.31142 | 0.3586 | 0.32086
2450.79 | 2018-02-27 | 2 | 0.4341 | 0.33973 | 0.33029 | 0.23592 | 0.13212 | 0.066059 | 0.047186 | 0.018875 | 0.0094379 | 0.018875 | 0.09437 | 0.2548 | 0.33029 | 0.33973 | 0.38691 | 0.34917 | 0.26423 | 0.2548 | 0.31142 | 0.38691 | 0.42466 | 0.31142 | 0.3586 | 0.38691
2450.79 | 2018-02-19 | 2 | 0.40579 | 0.39635 | 0.3586 | 0.33973 | 0.36804 | 0.37748 | 0.38691 | 0.3586 | 0.31142 | 0.28311 | 0.32086 | 0.33029 | 0.32086 | 0.40579 | 0.42466 | 0.44354 | 0.4341 | 0.50016 | 0.56622 | 0.6134 | 0.66059 | 0.65115 | 0.64171 | 0.51903
2450.79 | 2018-02-21 | 2 | 0.23592 | 0.084933 | 0.14155 | 0.10381 | 0.15099 | 0.27367 | 0.4341 | 0.46241 | 0.48128 | 0.47185 | 0.38691 | 0.3586 | 0.27367 | 0.21705 | 0.18874 | 0.12268 | 0.1793 | 0.37748 | 0.50016 | 0.59453 | 0.74552 | 0.77383 | 0.7927 | 0.65115
2450.79 | 2018-03-01 | 3 | 0.30198 | 0.28311 | 0.28311 | 0.2548 | 0.084933 | 0.066059 | 0.056622 | 0.066059 | 0.075496 | 0.10381 | 0.13212 | 0.09437 | 0.09437 | 0.1793 | 0.10381 | 0.28311 | 0.075496 | 0.26423 | 0.23592 | 0.27367 | 0.23592 | 0.23592 | 0.24536 | 0.21705
2450.79 | 2018-03-05 | 3 | 0.62284 | 0.64171 | 0.59453 | 0.60396 | 0.67002 | 0.62284 | 0.57565 | 0.52847 | 0.50016 | 0.58509 | 0.72664 | 0.69833 | 0.7927 | 0.81158 | 0.81158 | 0.82101 | 0.81158 | 0.72664 | 0.59453 | 0.57565 | 0.53791 | 0.51903 | 0.50959 | 0.45297
2450.79 | 2018-03-02 | 3 | 0.18874 | 0.15099 | 0.11324 | 0.056622 | 0.037749 | 0.018875 | 0.018875 | 0.0094379 | 0.0094379 | 0.018875 | 0.037749 | 0.056622 | 0.12268 | 0.16987 | 0.20761 | 0.30198 | 0.39635 | 0.48128 | 0.42466 | 0.37748 | 0.27367 | 0.22649 | 0.26423 | 0.36804
2450.79 | 2018-03-12 | 3 | 0.55678 | 0.59453 | 0.59453 | 0.51903 | 0.58509 | 0.6134 | 0.56622 | 0.40579 | 0.33029 | 0.33973 | 0.38691 | 0.57565 | 0.6889 | 0.67946 | 0.63227 | 0.71721 | 0.71721 | 0.67002 | 0.60396 | 0.53791 | 0.47185 | 0.33029 | 0.41523 | 0.56622
2450.79 | 2018-03-29 | 3 | 0.39635 | 0.45297 | 0.42466 | 0.2548 | 0.1793 | 0.075496 | 0.018875 | 0.018875 | 0.018875 | 0.028312 | 0.056622 | 0.09437 | 0.15099 | 0.21705 | 0.24536 | 0.32086 | 0.36804 | 0.45297 | 0.51903 | 0.54734 | 0.6134 | 0.66059 | 0.70777 | 0.59453
2450.79 | 2018-04-09 | 4 | 0.55678 | 0.50016 | 0.40579 | 0.2548 | 0.20761 | 0.21705 | 0.18874 | 0.16043 | 0.23592 | 0.26423 | 0.29255 | 0.26423 | 0.32086 | 0.34917 | 0.37748 | 0.40579 | 0.38691 | 0.34917 | 0.37748 | 0.34917 | 0.33029 | 0.38691 | 0.33973 | 0.33029
2450.79 | 2018-04-23 | 4 | 0.54734 | 0.63227 | 0.73608 | 0.67002 | 0.64171 | 0.63227 | 0.67946 | 0.72664 | 0.66059 | 0.63227 | 0.58509 | 0.51903 | 0.47185 | 0.40579 | 0.45297 | 0.41523 | 0.37748 | 0.33029 | 0.31142 | 0.28311 | 0.20761 | 0.16043 | 0.13212 | 0.26423
2450.79 | 2018-04-10 | 4 | 0.33029 | 0.3586 | 0.38691 | 0.39635 | 0.40579 | 0.54734 | 0.50016 | 0.41523 | 0.37748 | 0.44354 | 0.44354 | 0.48128 | 0.50959 | 0.58509 | 0.55678 | 0.54734 | 0.50016 | 0.39635 | 0.3586 | 0.32086 | 0.40579 | 0.47185 | 0.60396 | 0.62284
2450.79 | 2018-04-25 | 4 | 0.4341 | 0.48128 | 0.42466 | 0.45297 | 0.50959 | 0.48128 | 0.38691 | 0.29255 | 0.23592 | 0.13212 | 0.075496 | 0.028312 | 0.018875 | 0.037749 | 0.018875 | 0.028312 | 0.066059 | 0.16987 | 0.33973 | 0.37748 | 0.41523 | 0.41523 | 0.36804 | 0.44354
2450.79 | 2018-04-24 | 4 | 0.40579 | 0.57565 | 0.57565 | 0.59453 | 0.57565 | 0.53791 | 0.39635 | 0.33973 | 0.45297 | 0.54734 | 0.50959 | 0.56622 | 0.63227 | 0.67002 | 0.64171 | 0.73608 | 0.64171 | 0.63227 | 0.54734 | 0.60396 | 0.54734 | 0.44354 | 0.3586 | 0.39635
2450.79 | 2018-05-29 | 5 | 0.32086 | 0.44354 | 0.37748 | 0.50959 | 0.45297 | 0.38691 | 0.38691 | 0.34917 | 0.37748 | 0.33029 | 0.34917 | 0.50959 | 0.64171 | 0.66059 | 0.72664 | 0.70777 | 0.75495 | 0.69833 | 0.46241 | 0.42466 | 0.51903 | 0.57565 | 0.52847 | 0.45297
2450.79 | 2018-05-08 | 5 | 0.47185 | 0.39635 | 0.37748 | 0.26423 | 0.20761 | 0.15099 | 0.056622 | 0.066059 | 0.10381 | 0.11324 | 0.20761 | 0.33029 | 0.42466 | 0.40579 | 0.41523 | 0.51903 | 0.54734 | 0.55678 | 0.52847 | 0.49072 | 0.46241 | 0.48128 | 0.44354 | 0.47185
2450.79 | 2018-05-09 | 5 | 0.50959 | 0.58509 | 0.6134 | 0.50959 | 0.64171 | 0.54734 | 0.33029 | 0.27367 | 0.22649 | 0.12268 | 0.14155 | 0.16987 | 0.15099 | 0.16987 | 0.26423 | 0.19818 | 0.16043 | 0.29255 | 0.32086 | 0.19818 | 0.21705 | 0.41523 | 0.52847 | 0.39635
2450.79 | 2018-05-07 | 5 | 0.54734 | 0.63227 | 0.67946 | 0.6134 | 0.57565 | 0.52847 | 0.30198 | 0.16987 | 0.084933 | 0.09437 | 0.10381 | 0.15099 | 0.16987 | 0.23592 | 0.28311 | 0.41523 | 0.52847 | 0.65115 | 0.67002 | 0.6889 | 0.64171 | 0.59453 | 0.60396 | 0.53791
2450.79 | 2018-05-28 | 5 | 0.30198 | 0.23592 | 0.20761 | 0.11324 | 0.075496 | 0.037749 | 0.0094379 | 0.075496 | 0.028312 | 1e-06 | 1e-06 | 0.018875 | 0.27367 | 0.13212 | 0.2548 | 0.2548 | 0.24536 | 0.2548 | 0.16043 | 0.23592 | 0.09437 | 0.10381 | 0.047186 | 0.1793
2450.79 | 2018-06-22 | 6 | 0.63227 | 0.64171 | 0.58509 | 0.69833 | 0.72664 | 0.6889 | 0.72664 | 0.78327 | 0.80214 | 0.81158 | 0.82101 | 0.78327 | 0.6889 | 0.67946 | 0.62284 | 0.6889 | 0.57565 | 0.58509 | 0.49072 | 0.60396 | 0.60396 | 0.63227 | 0.64171 | 0.58509
2450.79 | 2018-06-13 | 6 | 0.16987 | 0.09437 | 0.047186 | 0.075496 | 0.16043 | 0.10381 | 0.037749 | 0.0094379 | 1e-06 | 1e-06 | 0.0094379 | 0.028312 | 1e-06 | 0.19818 | 0.21705 | 0.50959 | 0.09437 | 0.50959 | 0.20761 | 0.29255 | 0.32086 | 0.33973 | 0.28311 | 0.3586
2450.79 | 2018-06-12 | 6 | 0.50959 | 0.53791 | 0.59453 | 0.63227 | 0.48128 | 0.37748 | 0.2548 | 0.1793 | 0.10381 | 0.056622 | 0.028312 | 0.0094379 | 0.018875 | 0.018875 | 0.056622 | 0.09437 | 0.056622 | 0.16987 | 0.10381 | 0.23592 | 0.33029 | 0.31142 | 0.31142 | 0.2548
2450.79 | 2018-06-14 | 6 | 0.46241 | 0.50959 | 0.46241 | 0.42466 | 0.51903 | 0.40579 | 0.2548 | 0.16987 | 0.1793 | 0.15099 | 0.1793 | 0.27367 | 0.49072 | 0.51903 | 0.34917 | 0.3586 | 0.34917 | 0.15099 | 0.16043 | 0.19818 | 0.16043 | 0.16987 | 0.24536 | 0.32086
2450.79 | 2018-06-26 | 6 | 0.55678 | 0.50959 | 0.46241 | 0.42466 | 0.51903 | 0.40579 | 0.2548 | 0.16987 | 0.1793 | 0.15099 | 0.1793 | 0.27367 | 0.49072 | 0.51903 | 0.34917 | 0.3586 | 0.34917 | 0.15099 | 0.16043 | 0.19818 | 0.16043 | 0.16987 | 0.24536 | 0.28311
2450.79 | 2018-07-25 | 7 | 0.20761 | 0.13212 | 0.028312 | 1e-06 | 0.0094379 | 0.0094379 | 1e-06 | 1e-06 | 1e-06 | 1e-06 | 0.0094379 | 0.0094379 | 0.14155 | 0.066059 | 0.028312 | 0.047186 | 0.18874 | 0.14155 | 0.09437 | 0.2548 | 0.28311 | 0.16987 | 0.18874 | 0.30198
2450.79 | 2018-07-24 | 7 | 0.1793 | 0.13212 | 0.028312 | 1e-06 | 0.0094379 | 0.0094379 | 1e-06 | 1e-06 | 1e-06 | 1e-06 | 0.0094379 | 0.0094379 | 0.14155 | 0.066059 | 0.028312 | 0.047186 | 0.18874 | 0.14155 | 0.09437 | 0.2548 | 0.28311 | 0.16987 | 0.18874 | 0.19818
2450.79 | 2018-07-23 | 7 | 0.23592 | 0.13212 | 0.11324 | 0.037749 | 0.037749 | 0.09437 | 0.1793 | 0.20761 | 0.28311 | 0.32086 | 0.28311 | 0.21705 | 0.29255 | 0.24536 | 0.13212 | 0.31142 | 0.58509 | 0.55678 | 0.60396 | 0.42466 | 0.30198 | 0.30198 | 0.20761 | 0.1793
2450.79 | 2018-07-06 | 7 | 0.29255 | 0.3586 | 0.22649 | 0.10381 | 0.09437 | 0.066059 | 1e-06 | 0.0094379 | 0.028312 | 0.056622 | 0.066059 | 0.084933 | 0.11324 | 0.1793 | 0.22649 | 0.21705 | 0.29255 | 0.34917 | 0.32086 | 0.53791 | 0.63227 | 0.65115 | 0.63227 | 0.38691
2450.79 | 2018-07-31 | 7 | 0.39635 | 0.44354 | 0.41523 | 0.45297 | 0.48128 | 0.55678 | 0.55678 | 0.65115 | 0.48128 | 0.38691 | 0.20761 | 0.09437 | 0.056622 | 0.056622 | 0.084933 | 0.084933 | 0.22649 | 0.16043 | 0.2548 | 0.41523 | 0.46241 | 0.52847 | 0.52847 | 0.50016
2450.79 | 2018-08-09 | 8 | 0.33973 | 0.33029 | 0.1793 | 0.14155 | 0.047186 | 0.047186 | 0.018875 | 1e-06 | 0.018875 | 0.018875 | 0.018875 | 0.066059 | 0.13212 | 0.16043 | 0.24536 | 0.23592 | 0.33973 | 0.28311 | 0.36804 | 0.54734 | 0.47185 | 0.45297 | 0.40579 | 0.41523
2450.79 | 2018-08-06 | 8 | 0.4341 | 0.33029 | 0.1793 | 0.14155 | 0.047186 | 0.047186 | 0.018875 | 1e-06 | 0.018875 | 0.018875 | 0.018875 | 0.066059 | 0.13212 | 0.16043 | 0.24536 | 0.23592 | 0.33973 | 0.28311 | 0.36804 | 0.54734 | 0.47185 | 0.45297 | 0.40579 | 0.41523
2450.79 | 2018-08-07 | 8 | 0.41523 | 0.44354 | 0.41523 | 0.45297 | 0.48128 | 0.55678 | 0.55678 | 0.65115 | 0.48128 | 0.38691 | 0.20761 | 0.09437 | 0.056622 | 0.056622 | 0.084933 | 0.084933 | 0.22649 | 0.16043 | 0.2548 | 0.41523 | 0.46241 | 0.52847 | 0.52847 | 0.36804
2450.79 | 2018-08-08 | 8 | 0.21705 | 0.056622 | 0.0094379 | 0.0094379 | 1e-06 | 1e-06 | 1e-06 | 0.0094379 | 0.0094379 | 1e-06 | 1e-06 | 1e-06 | 0.018875 | 0.084933 | 0.066059 | 0.20761 | 0.10381 | 0.10381 | 0.2548 | 0.28311 | 0.28311 | 0.32086 | 0.28311 | 0.33029
2450.79 | 2018-08-01 | 8 | 0.42466 | 0.33029 | 0.1793 | 0.14155 | 0.047186 | 0.047186 | 0.018875 | 1e-06 | 0.018875 | 0.018875 | 0.018875 | 0.066059 | 0.13212 | 0.16043 | 0.24536 | 0.23592 | 0.33973 | 0.28311 | 0.36804 | 0.54734 | 0.47185 | 0.45297 | 0.40579 | 0.41523
2450.79 | 2018-09-07 | 9 | 0.21705 | 0.16043 | 0.16987 | 0.13212 | 0.066059 | 0.066059 | 0.037749 | 0.028312 | 0.0094379 | 0.0094379 | 0.0094379 | 0.018875 | 0.047186 | 0.028312 | 0.028312 | 0.037749 | 0.19818 | 0.24536 | 0.2548 | 0.21705 | 0.16987 | 0.18874 | 0.12268 | 0.23592
2450.79 | 2018-09-08 | 9 | 0.32086 | 0.36804 | 0.20761 | 0.1793 | 0.21705 | 0.23592 | 0.23592 | 0.2548 | 0.18874 | 0.14155 | 0.066059 | 0.037749 | 0.028312 | 1e-06 | 1e-06 | 1e-06 | 1e-06 | 0.018875 | 0.075496 | 0.11324 | 0.15099 | 0.15099 | 0.12268 | 0.20761
2450.79 | 2018-09-10 | 9 | 0.1793 | 0.10381 | 0.11324 | 0.12268 | 0.09437 | 0.10381 | 0.14155 | 0.10381 | 0.09437 | 0.10381 | 0.15099 | 0.14155 | 0.15099 | 0.12268 | 0.066059 | 0.09437 | 0.075496 | 0.047186 | 0.075496 | 0.0094379 | 0.0094379 | 0.0094379 | 0.0094379 | 0.22649
2450.79 | 2018-09-09 | 9 | 0.29255 | 0.39635 | 0.38691 | 0.24536 | 0.24536 | 0.22649 | 0.22649 | 0.2548 | 0.24536 | 0.14155 | 0.075496 | 0.056622 | 0.10381 | 0.32086 | 0.42466 | 0.39635 | 0.45297 | 0.55678 | 0.40579 | 0.10381 | 0.1793 | 0.31142 | 0.32086 | 0.2548
2450.79 | 2018-09-04 | 9 | 0.27367 | 0.22649 | 0.20761 | 0.15099 | 0.18874 | 0.16987 | 0.056622 | 0.028312 | 0.047186 | 0.047186 | 0.047186 | 0.047186 | 0.075496 | 0.056622 | 0.066059 | 0.12268 | 0.19818 | 0.30198 | 0.34917 | 0.36804 | 0.44354 | 0.45297 | 0.39635 | 0.31142
2450.79 | 2018-10-01 | 10 | 0.49072 | 0.40579 | 0.36804 | 0.31142 | 0.22649 | 0.16987 | 0.15099 | 0.13212 | 0.14155 | 0.16043 | 0.13212 | 0.14155 | 0.19818 | 0.20761 | 0.23592 | 0.27367 | 0.4341 | 0.47185 | 0.45297 | 0.33973 | 0.14155 | 0.19818 | 0.20761 | 0.16987
2450.79 | 2018-10-02 | 10 | 0.14155 | 0.09437 | 0.066059 | 0.066059 | 0.0094379 | 0.0094379 | 0.018875 | 0.10381 | 0.15099 | 0.13212 | 0.23592 | 0.30198 | 0.4341 | 0.52847 | 0.57565 | 0.45297 | 0.36804 | 0.40579 | 0.26423 | 0.33973 | 0.22649 | 0.19818 | 0.19818 | 0.38691
2450.79 | 2018-10-03 | 10 | 0.55678 | 0.74552 | 0.76439 | 0.70777 | 0.6889 | 0.69833 | 0.67002 | 0.62284 | 0.51903 | 0.38691 | 0.23592 | 0.16043 | 0.11324 | 0.10381 | 0.12268 | 0.084933 | 0.13212 | 0.18874 | 0.2548 | 0.24536 | 0.23592 | 0.26423 | 0.26423 | 0.32086
2450.79 | 2018-10-08 | 10 | 0.49072 | 0.49072 | 0.52847 | 0.53791 | 0.52847 | 0.50959 | 0.55678 | 0.45297 | 0.29255 | 0.32086 | 0.28311 | 0.26423 | 0.23592 | 0.26423 | 0.29255 | 0.29255 | 0.31142 | 0.34917 | 0.32086 | 0.39635 | 0.51903 | 0.55678 | 0.57565 | 0.56622
2450.79 | 2018-10-04 | 10 | 0.3586 | 0.37748 | 0.33029 | 0.30198 | 0.2548 | 0.24536 | 0.21705 | 0.10381 | 0.12268 | 0.10381 | 0.09437 | 0.09437 | 0.066059 | 0.047186 | 0.056622 | 0.084933 | 0.12268 | 0.16987 | 0.1793 | 0.16987 | 0.21705 | 0.22649 | 0.22649 | 0.27367
2450.79 | 2018-11-02 | 11 | 0.29255 | 0.11324 | 0.084933 | 0.09437 | 0.09437 | 0.18874 | 0.26423 | 0.26423 | 0.1793 | 0.21705 | 0.28311 | 0.37748 | 0.45297 | 0.45297 | 0.47185 | 0.52847 | 0.57565 | 0.58509 | 0.54734 | 0.57565 | 0.62284 | 0.69833 | 0.71721 | 0.69833
2450.79 | 2018-11-01 | 11 | 0.33029 | 0.4341 | 0.36804 | 0.36804 | 0.36804 | 0.39635 | 0.40579 | 0.22649 | 0.09437 | 0.19818 | 0.23592 | 0.23592 | 0.32086 | 0.33973 | 0.32086 | 0.33029 | 0.37748 | 0.46241 | 0.50016 | 0.55678 | 0.57565 | 0.60396 | 0.62284 | 0.48128
2450.79 | 2018-11-05 | 11 | 0.51903 | 0.52847 | 0.49072 | 0.51903 | 0.50959 | 0.49072 | 0.47185 | 0.37748 | 0.27367 | 0.26423 | 0.23592 | 0.18874 | 0.19818 | 0.21705 | 0.26423 | 0.28311 | 0.40579 | 0.49072 | 0.52847 | 0.52847 | 0.6134 | 0.65115 | 0.64171 | 0.69833
2450.79 | 2018-11-14 | 11 | 0.67002 | 0.69833 | 0.67002 | 0.67002 | 0.67946 | 0.72664 | 0.71721 | 0.71721 | 0.67946 | 0.60396 | 0.58509 | 0.58509 | 0.57565 | 0.57565 | 0.59453 | 0.66059 | 0.73608 | 0.70777 | 0.6889 | 0.70777 | 0.69833 | 0.67946 | 0.67946 | 0.69833
2450.79 | 2018-11-07 | 11 | 0.45297 | 0.55678 | 0.58509 | 0.55678 | 0.49072 | 0.49072 | 0.49072 | 0.45297 | 0.37748 | 0.56622 | 0.70777 | 0.76439 | 0.76439 | 0.78327 | 0.80214 | 0.77383 | 0.69833 | 0.63227 | 0.62284 | 0.67946 | 0.67946 | 0.59453 | 0.64171 | 0.64171
2450.79 | 2018-12-05 | 12 | 0.57565 | 0.51903 | 0.4341 | 0.34917 | 0.30198 | 0.20761 | 0.27367 | 0.32086 | 0.34917 | 0.33029 | 0.2548 | 0.18874 | 0.13212 | 0.10381 | 0.084933 | 0.037749 | 0.0094379 | 0.0094379 | 0.0094379 | 0.018875 | 0.018875 | 0.0094379 | 1e-06 | 0.23592
2450.79 | 2018-12-10 | 12 | 0.48128 | 0.63227 | 0.69833 | 0.67002 | 0.69833 | 0.65115 | 0.56622 | 0.56622 | 0.54734 | 0.51903 | 0.52847 | 0.55678 | 0.51903 | 0.50959 | 0.49072 | 0.49072 | 0.6134 | 0.58509 | 0.6134 | 0.65115 | 0.64171 | 0.63227 | 0.58509 | 0.44354
2450.79 | 2018-12-06 | 12 | 0.47185 | 0.71721 | 0.73608 | 0.74552 | 0.74552 | 0.77383 | 0.78327 | 0.74552 | 0.65115 | 0.54734 | 0.50959 | 0.48128 | 0.4341 | 0.39635 | 0.32086 | 0.27367 | 0.4341 | 0.42466 | 0.56622 | 0.55678 | 0.41523 | 0.27367 | 0.38691 | 0.49072
2450.79 | 2018-12-11 | 12 | 0.33973 | 0.2548 | 0.27367 | 0.29255 | 0.36804 | 0.41523 | 0.37748 | 0.38691 | 0.33029 | 0.27367 | 0.3586 | 0.4341 | 0.42466 | 0.44354 | 0.40579 | 0.4341 | 0.48128 | 0.52847 | 0.51903 | 0.50016 | 0.50016 | 0.57565 | 0.59453 | 0.6134
2450.79 | 2018-12-03 | 12 | 0.50959 | 0.69833 | 0.67002 | 0.67002 | 0.67946 | 0.72664 | 0.71721 | 0.71721 | 0.67946 | 0.60396 | 0.58509 | 0.58509 | 0.57565 | 0.57565 | 0.59453 | 0.66059 | 0.73608 | 0.70777 | 0.6889 | 0.70777 | 0.69833 | 0.67946 | 0.67946 | 0.67946
2450.79 | 2019-01-14 | 1 | 0.28311 | 0.28311 | 0.32086 | 0.36804 | 0.36804 | 0.41523 | 0.38691 | 0.3586 | 0.29255 | 0.1793 | 0.16987 | 0.075496 | 0.12268 | 0.13212 | 0.16987 | 0.16043 | 0.24536 | 0.31142 | 0.22649 | 0.27367 | 0.24536 | 0.30198 | 0.33973 | 0.33973
2450.79 | 2019-01-15 | 1 | 0.30198 | 0.2548 | 0.24536 | 0.20761 | 0.20761 | 0.1793 | 0.13212 | 0.12268 | 0.066059 | 0.018875 | 0.047186 | 0.018875 | 0.0094379 | 1e-06 | 1e-06 | 1e-06 | 1e-06 | 1e-06 | 0.0094379 | 0.066059 | 0.12268 | 0.18874 | 0.27367 | 0.29255
2450.79 | 2019-01-02 | 1 | 0.6134 | 0.58509 | 0.66059 | 0.60396 | 0.56622 | 0.44354 | 0.36804 | 0.42466 | 0.40579 | 0.41523 | 0.33973 | 0.3586 | 0.36804 | 0.33029 | 0.44354 | 0.40579 | 0.40579 | 0.41523 | 0.41523 | 0.47185 | 0.54734 | 0.54734 | 0.51903 | 0.34917
2450.79 | 2019-01-03 | 1 | 0.1793 | 0.028312 | 0.018875 | 0.0094379 | 0.0094379 | 1e-06 | 1e-06 | 1e-06 | 1e-06 | 1e-06 | 1e-06 | 0.0094379 | 0.028312 | 0.018875 | 0.075496 | 0.066059 | 0.075496 | 0.14155 | 0.20761 | 0.21705 | 0.33029 | 0.41523 | 0.42466 | 0.51903
2450.79 | 2019-01-16 | 1 | 0.30198 | 0.32086 | 0.40579 | 0.4341 | 0.44354 | 0.46241 | 0.40579 | 0.39635 | 0.46241 | 0.44354 | 0.42466 | 0.50016 | 0.51903 | 0.50959 | 0.58509 | 0.67002 | 0.66059 | 0.66059 | 0.67946 | 0.6889 | 0.76439 | 0.7927 | 0.76439 | 0.69833
2450.79 | 2019-02-20 | 2 | 0.30198 | 0.084933 | 0.14155 | 0.10381 | 0.15099 | 0.27367 | 0.4341 | 0.46241 | 0.48128 | 0.47185 | 0.38691 | 0.3586 | 0.27367 | 0.21705 | 0.18874 | 0.12268 | 0.1793 | 0.37748 | 0.50016 | 0.59453 | 0.74552 | 0.77383 | 0.7927 | 0.54734
2450.79 | 2019-02-21 | 2 | 0.30198 | 0.084933 | 0.14155 | 0.10381 | 0.15099 | 0.27367 | 0.4341 | 0.46241 | 0.48128 | 0.47185 | 0.38691 | 0.3586 | 0.27367 | 0.21705 | 0.18874 | 0.12268 | 0.1793 | 0.37748 | 0.50016 | 0.59453 | 0.74552 | 0.77383 | 0.7927 | 0.67946
2450.79 | 2019-02-05 | 2 | 0.58509 | 0.65115 | 0.77383 | 0.80214 | 0.74552 | 0.7927 | 0.6889 | 0.75495 | 0.80214 | 0.78327 | 0.73608 | 0.74552 | 0.69833 | 0.82101 | 0.7927 | 0.75495 | 0.6889 | 0.77383 | 0.60396 | 0.67002 | 0.62284 | 0.57565 | 0.55678 | 0.52847
2450.79 | 2019-02-13 | 2 | 0.28311 | 0.31142 | 0.31142 | 0.20761 | 0.15099 | 0.16043 | 0.16987 | 0.15099 | 0.13212 | 0.13212 | 0.11324 | 0.075496 | 0.056622 | 0.056622 | 0.066059 | 0.09437 | 0.13212 | 0.14155 | 0.15099 | 0.16987 | 0.18874 | 0.16987 | 0.16043 | 0.21705
2450.79 | 2019-02-12 | 2 | 0.66059 | 0.75495 | 0.74552 | 0.80214 | 0.63227 | 0.58509 | 0.62284 | 0.64171 | 0.53791 | 0.51903 | 0.50016 | 0.33029 | 0.31142 | 0.28311 | 0.21705 | 0.18874 | 0.12268 | 0.13212 | 0.16987 | 0.16043 | 0.16987 | 0.16043 | 0.18874 | 0.23592
2450.79 | 2019-03-06 | 3 | 0.53791 | 0.46241 | 0.38691 | 0.44354 | 0.38691 | 0.41523 | 0.4341 | 0.38691 | 0.45297 | 0.50016 | 0.57565 | 0.67002 | 0.70777 | 0.77383 | 0.77383 | 0.77383 | 0.69833 | 0.6134 | 0.55678 | 0.60396 | 0.60396 | 0.6889 | 0.65115 | 0.62284
2450.79 | 2019-03-05 | 3 | 0.50016 | 0.62284 | 0.6134 | 0.63227 | 0.63227 | 0.60396 | 0.55678 | 0.50016 | 0.45297 | 0.42466 | 0.44354 | 0.46241 | 0.48128 | 0.50016 | 0.55678 | 0.59453 | 0.62284 | 0.56622 | 0.59453 | 0.60396 | 0.71721 | 0.66059 | 0.66059 | 0.6134
2450.79 | 2019-03-07 | 3 | 0.58509 | 0.59453 | 0.60396 | 0.59453 | 0.58509 | 0.53791 | 0.39635 | 0.14155 | 0.047186 | 0.028312 | 0.037749 | 0.066059 | 0.056622 | 0.075496 | 0.037749 | 0.10381 | 0.10381 | 0.18874 | 0.19818 | 0.19818 | 0.23592 | 0.19818 | 0.1793 | 0.31142
2450.79 | 2019-03-11 | 3 | 0.51903 | 0.51903 | 0.4341 | 0.53791 | 0.54734 | 0.55678 | 0.54734 | 0.40579 | 0.42466 | 0.55678 | 0.59453 | 0.56622 | 0.50016 | 0.47185 | 0.38691 | 0.32086 | 0.23592 | 0.27367 | 0.28311 | 0.26423 | 0.23592 | 0.20761 | 0.1793 | 0.27367
2450.79 | 2019-03-04 | 3 | 0.33973 | 0.26423 | 0.32086 | 0.3586 | 0.31142 | 0.37748 | 0.34917 | 0.12268 | 0.056622 | 1e-06 | 1e-06 | 1e-06 | 1e-06 | 1e-06 | 1e-06 | 0.018875 | 0.028312 | 0.028312 | 0.11324 | 0.16987 | 0.16043 | 0.23592 | 0.24536 | 0.38691
2450.79 | 2019-04-24 | 4 | 0.075496 | 0.084933 | 0.09437 | 0.12268 | 0.12268 | 0.1793 | 0.15099 | 0.066059 | 0.084933 | 0.066059 | 0.056622 | 0.047186 | 0.028312 | 0.066059 | 0.084933 | 0.13212 | 0.1793 | 0.22649 | 0.40579 | 0.52847 | 0.55678 | 0.60396 | 0.60396 | 0.54734
2450.79 | 2019-04-25 | 4 | 0.50016 | 0.44354 | 0.4341 | 0.47185 | 0.44354 | 0.37748 | 0.26423 | 0.13212 | 0.056622 | 0.037749 | 0.037749 | 0.047186 | 0.037749 | 0.028312 | 0.028312 | 0.018875 | 0.018875 | 0.028312 | 0.018875 | 0.075496 | 0.056622 | 0.084933 | 0.047186 | 0.18874
2450.79 | 2019-04-23 | 4 | 0.46241 | 0.31142 | 0.26423 | 0.28311 | 0.30198 | 0.2548 | 0.19818 | 0.19818 | 0.1793 | 0.16987 | 0.15099 | 0.16987 | 0.18874 | 0.19818 | 0.23592 | 0.24536 | 0.21705 | 0.19818 | 0.09437 | 0.066059 | 0.056622 | 0.066059 | 0.066059 | 0.066059
2450.79 | 2019-04-18 | 4 | 0.41523 | 0.16043 | 0.018875 | 0.037749 | 0.10381 | 0.13212 | 0.10381 | 0.14155 | 0.13212 | 0.16043 | 0.15099 | 0.11324 | 0.056622 | 0.037749 | 0.037749 | 0.037749 | 0.084933 | 0.14155 | 0.19818 | 0.40579 | 0.53791 | 0.57565 | 0.54734 | 0.57565
2450.79 | 2019-04-26 | 4 | 0.31142 | 0.45297 | 0.44354 | 0.38691 | 0.29255 | 0.29255 | 0.12268 | 0.09437 | 0.16043 | 0.16043 | 0.24536 | 0.33029 | 0.34917 | 0.37748 | 0.3586 | 0.31142 | 0.31142 | 0.32086 | 0.4341 | 0.33029 | 0.49072 | 0.45297 | 0.57565 | 0.46241
2450.79 | 2019-05-13 | 5 | 0.6134 | 0.59453 | 0.54734 | 0.6134 | 0.48128 | 0.4341 | 0.32086 | 0.12268 | 0.037749 | 1e-06 | 0.0094379 | 0.037749 | 0.09437 | 0.1793 | 0.23592 | 0.26423 | 0.33029 | 0.40579 | 0.55678 | 0.54734 | 0.6134 | 0.50959 | 0.65115 | 0.58509
2450.79 | 2019-05-14 | 5 | 0.48128 | 0.3586 | 0.37748 | 0.28311 | 0.24536 | 0.21705 | 0.14155 | 0.16043 | 0.16987 | 0.18874 | 0.29255 | 0.33029 | 0.37748 | 0.42466 | 0.48128 | 0.45297 | 0.42466 | 0.34917 | 0.32086 | 0.32086 | 0.34917 | 0.34917 | 0.2548 | 0.18874
2450.79 | 2019-05-02 | 5 | 0.32086 | 0.3586 | 0.37748 | 0.28311 | 0.24536 | 0.21705 | 0.14155 | 0.16043 | 0.16987 | 0.18874 | 0.29255 | 0.33029 | 0.37748 | 0.42466 | 0.48128 | 0.45297 | 0.42466 | 0.34917 | 0.32086 | 0.32086 | 0.34917 | 0.34917 | 0.2548 | 0.14155
2450.79 | 2019-05-08 | 5 | 0.72664 | 0.73608 | 0.74552 | 0.69833 | 0.71721 | 0.67002 | 0.63227 | 0.67946 | 0.66059 | 0.63227 | 0.63227 | 0.60396 | 0.57565 | 0.57565 | 0.6134 | 0.62284 | 0.59453 | 0.59453 | 0.45297 | 0.50016 | 0.50016 | 0.48128 | 0.45297 | 0.44354
2450.79 | 2019-05-30 | 5 | 0.53791 | 0.63227 | 0.60396 | 0.58509 | 0.54734 | 0.39635 | 0.33029 | 0.37748 | 0.3586 | 0.32086 | 0.33029 | 0.32086 | 0.33973 | 0.33029 | 0.36804 | 0.37748 | 0.37748 | 0.42466 | 0.47185 | 0.63227 | 0.74552 | 0.72664 | 0.74552 | 0.73608
2450.79 | 2019-06-11 | 6 | 0.37748 | 0.38691 | 0.33029 | 0.30198 | 0.23592 | 0.19818 | 0.09437 | 0.10381 | 0.11324 | 0.13212 | 0.13212 | 0.16987 | 0.16987 | 0.13212 | 0.084933 | 0.24536 | 0.72664 | 0.60396 | 0.40579 | 0.2548 | 0.21705 | 0.10381 | 0.16987 | 0.1793
2450.79 | 2019-06-10 | 6 | 0.26423 | 0.09437 | 0.047186 | 0.075496 | 0.16043 | 0.10381 | 0.037749 | 0.0094379 | 1e-06 | 1e-06 | 0.0094379 | 0.028312 | 1e-06 | 0.19818 | 0.21705 | 0.50959 | 0.09437 | 0.50959 | 0.20761 | 0.29255 | 0.32086 | 0.33973 | 0.28311 | 0.30198
2450.79 | 2019-06-12 | 6 | 0.16987 | 0.14155 | 0.14155 | 0.16043 | 0.18874 | 0.19818 | 0.12268 | 0.075496 | 0.047186 | 0.028312 | 0.037749 | 0.075496 | 0.11324 | 0.13212 | 0.38691 | 0.29255 | 0.14155 | 0.14155 | 0.42466 | 0.44354 | 0.58509 | 0.44354 | 0.39635 | 0.50016
2450.79 | 2019-06-05 | 6 | 0.36804 | 0.44354 | 0.53791 | 0.49072 | 0.39635 | 0.28311 | 0.12268 | 0.20761 | 0.19818 | 0.2548 | 0.28311 | 0.27367 | 0.26423 | 0.22649 | 0.2548 | 0.23592 | 0.23592 | 0.24536 | 0.20761 | 0.22649 | 0.19818 | 0.18874 | 0.21705 | 0.37748
2450.79 | 2019-06-19 | 6 | 0.42466 | 0.53791 | 0.59453 | 0.63227 | 0.48128 | 0.37748 | 0.2548 | 0.1793 | 0.10381 | 0.056622 | 0.028312 | 0.0094379 | 0.018875 | 0.018875 | 0.056622 | 0.09437 | 0.056622 | 0.16987 | 0.10381 | 0.23592 | 0.33029 | 0.31142 | 0.31142 | 0.33029
2450.79 | 2019-07-24 | 7 | 0.30198 | 0.13212 | 0.028312 | 1e-06 | 0.0094379 | 0.0094379 | 1e-06 | 1e-06 | 1e-06 | 1e-06 | 0.0094379 | 0.0094379 | 0.14155 | 0.066059 | 0.028312 | 0.047186 | 0.18874 | 0.14155 | 0.09437 | 0.2548 | 0.28311 | 0.16987 | 0.18874 | 0.19818
2450.79 | 2019-07-26 | 7 | 0.33973 | 0.33029 | 0.1793 | 0.14155 | 0.047186 | 0.047186 | 0.018875 | 1e-06 | 0.018875 | 0.018875 | 0.018875 | 0.066059 | 0.13212 | 0.16043 | 0.24536 | 0.23592 | 0.33973 | 0.28311 | 0.36804 | 0.54734 | 0.47185 | 0.45297 | 0.40579 | 0.41523
2450.79 | 2019-07-25 | 7 | 0.20761 | 0.13212 | 0.028312 | 1e-06 | 0.0094379 | 0.0094379 | 1e-06 | 1e-06 | 1e-06 | 1e-06 | 0.0094379 | 0.0094379 | 0.14155 | 0.066059 | 0.028312 | 0.047186 | 0.18874 | 0.14155 | 0.09437 | 0.2548 | 0.28311 | 0.16987 | 0.18874 | 0.29255
2450.79 | 2019-07-23 | 7 | 0.42466 | 0.44354 | 0.41523 | 0.45297 | 0.48128 | 0.55678 | 0.55678 | 0.65115 | 0.48128 | 0.38691 | 0.20761 | 0.09437 | 0.056622 | 0.056622 | 0.084933 | 0.084933 | 0.22649 | 0.16043 | 0.2548 | 0.41523 | 0.46241 | 0.52847 | 0.52847 | 0.39635
2450.79 | 2019-07-27 | 7 | 0.41523 | 0.44354 | 0.41523 | 0.45297 | 0.48128 | 0.55678 | 0.55678 | 0.65115 | 0.48128 | 0.38691 | 0.20761 | 0.09437 | 0.056622 | 0.056622 | 0.084933 | 0.084933 | 0.22649 | 0.16043 | 0.2548 | 0.41523 | 0.46241 | 0.52847 | 0.52847 | 0.39635
2450.79 | 2019-07-28 | 7 | 0.29255 | 0.23592 | 0.32086 | 0.33973 | 0.49072 | 0.36804 | 0.19818 | 0.14155 | 0.075496 | 0.018875 | 0.0094379 | 0.14155 | 0.28311 | 0.16987 | 0.12268 | 0.19818 | 0.47185 | 0.57565 | 0.32086 | 0.14155 | 0.40579 | 0.23592 | 0.24536 | 0.22649
2450.79 | 2019-08-15 | 8 | 0.27367 | 0.33973 | 0.44354 | 0.4341 | 0.37748 | 0.28311 | 0.084933 | 0.09437 | 0.028312 | 0.018875 | 0.0094379 | 0.018875 | 0.0094379 | 0.056622 | 0.20761 | 0.50016 | 0.58509 | 0.32086 | 0.11324 | 0.056622 | 0.047186 | 0.028312 | 0.056622 | 0.056622
2450.79 | 2019-08-14 | 8 | 0.066059 | 0.028312 | 0.0094379 | 0.0094379 | 0.028312 | 0.0094379 | 0.0094379 | 1e-06 | 1e-06 | 1e-06 | 0.047186 | 0.075496 | 0.09437 | 0.047186 | 0.084933 | 0.10381 | 0.16043 | 0.13212 | 0.19818 | 0.21705 | 0.27367 | 0.28311 | 0.24536 | 0.21705
2450.79 | 2019-08-26 | 8 | 0.36804 | 0.38691 | 0.48128 | 0.46241 | 0.44354 | 0.50016 | 0.33973 | 0.18874 | 0.12268 | 0.13212 | 0.084933 | 0.084933 | 0.037749 | 0.028312 | 0.2548 | 0.20761 | 0.33973 | 0.30198 | 0.31142 | 0.18874 | 0.11324 | 0.13212 | 0.13212 | 0.16043
2450.79 | 2019-08-27 | 8 | 0.24536 | 0.33973 | 0.44354 | 0.4341 | 0.37748 | 0.28311 | 0.084933 | 0.09437 | 0.028312 | 0.018875 | 0.0094379 | 0.018875 | 0.0094379 | 0.056622 | 0.20761 | 0.50016 | 0.58509 | 0.32086 | 0.11324 | 0.056622 | 0.047186 | 0.028312 | 0.056622 | 0.047186
2450.79 | 2019-08-06 | 8 | 0.20761 | 0.26423 | 0.32086 | 0.21705 | 0.42466 | 0.29255 | 0.14155 | 0.047186 | 0.018875 | 1e-06 | 0.047186 | 0.047186 | 0.20761 | 0.2548 | 0.2548 | 0.14155 | 0.1793 | 0.38691 | 0.60396 | 0.38691 | 0.1793 | 0.28311 | 0.16043 | 0.066059
2450.79 | 2019-09-03 | 9 | 0.13212 | 0.084933 | 0.047186 | 0.028312 | 0.018875 | 0.0094379 | 1e-06 | 1e-06 | 1e-06 | 1e-06 | 0.018875 | 0.047186 | 0.084933 | 0.11324 | 0.13212 | 0.12268 | 0.16043 | 0.22649 | 0.3586 | 0.31142 | 0.32086 | 0.32086 | 0.29255 | 0.26423
2450.79 | 2019-09-04 | 9 | 0.23592 | 0.22649 | 0.16987 | 0.15099 | 0.14155 | 0.1793 | 0.084933 | 0.084933 | 0.09437 | 0.047186 | 0.0094379 | 0.018875 | 0.018875 | 0.018875 | 0.037749 | 0.084933 | 0.056622 | 0.19818 | 0.13212 | 0.15099 | 0.16043 | 0.23592 | 0.3586 | 0.38691
2450.79 | 2019-09-13 | 9 | 0.084933 | 0.11324 | 0.11324 | 0.10381 | 0.11324 | 0.10381 | 0.075496 | 0.047186 | 0.047186 | 0.037749 | 0.047186 | 0.066059 | 0.13212 | 0.16043 | 0.23592 | 0.3586 | 0.41523 | 0.38691 | 0.33973 | 0.2548 | 0.20761 | 0.21705 | 0.24536 | 0.26423
2450.79 | 2019-09-05 | 9 | 0.33973 | 0.23592 | 0.15099 | 0.15099 | 0.24536 | 0.24536 | 0.24536 | 0.14155 | 0.075496 | 0.056622 | 0.056622 | 0.056622 | 0.09437 | 0.39635 | 0.48128 | 0.53791 | 0.50016 | 0.32086 | 0.3586 | 0.26423 | 0.084933 | 0.037749 | 0.066059 | 0.12268
2450.79 | 2019-09-06 | 9 | 0.13212 | 0.16043 | 0.14155 | 0.22649 | 0.18874 | 0.21705 | 0.13212 | 0.066059 | 0.11324 | 0.14155 | 0.12268 | 0.19818 | 0.14155 | 0.24536 | 0.21705 | 0.28311 | 0.2548 | 0.19818 | 0.14155 | 0.29255 | 0.33973 | 0.40579 | 0.42466 | 0.36804
2450.79 | 2019-10-24 | 10 | 0.52847 | 0.55678 | 0.58509 | 0.59453 | 0.50959 | 0.51903 | 0.46241 | 0.37748 | 0.22649 | 0.23592 | 0.2548 | 0.28311 | 0.28311 | 0.32086 | 0.32086 | 0.32086 | 0.3586 | 0.44354 | 0.53791 | 0.54734 | 0.50016 | 0.67002 | 0.60396 | 0.59453
2450.79 | 2019-10-25 | 10 | 0.60396 | 0.63227 | 0.64171 | 0.66059 | 0.62284 | 0.67946 | 0.59453 | 0.45297 | 0.3586 | 0.3586 | 0.31142 | 0.24536 | 0.23592 | 0.23592 | 0.26423 | 0.32086 | 0.39635 | 0.52847 | 0.52847 | 0.46241 | 0.44354 | 0.41523 | 0.42466 | 0.52847
2450.79 | 2019-10-22 | 10 | 0.60396 | 0.63227 | 0.64171 | 0.66059 | 0.62284 | 0.67946 | 0.59453 | 0.45297 | 0.3586 | 0.3586 | 0.31142 | 0.24536 | 0.23592 | 0.23592 | 0.26423 | 0.32086 | 0.39635 | 0.52847 | 0.52847 | 0.46241 | 0.44354 | 0.41523 | 0.42466 | 0.51903
2450.79 | 2019-10-07 | 10 | 0.16987 | 0.12268 | 0.09437 | 0.09437 | 0.084933 | 0.084933 | 0.075496 | 0.047186 | 0.028312 | 0.028312 | 0.047186 | 0.047186 | 0.066059 | 0.084933 | 0.084933 | 0.13212 | 0.18874 | 0.2548 | 0.29255 | 0.26423 | 0.29255 | 0.2548 | 0.27367 | 0.32086
2450.79 | 2019-10-23 | 10 | 0.64171 | 0.75495 | 0.76439 | 0.67946 | 0.67946 | 0.77383 | 0.6889 | 0.65115 | 0.53791 | 0.50016 | 0.49072 | 0.50959 | 0.49072 | 0.48128 | 0.53791 | 0.52847 | 0.49072 | 0.52847 | 0.59453 | 0.6134 | 0.6889 | 0.64171 | 0.56622 | 0.52847
2450.79 | 2019-11-18 | 11 | 0.60396 | 0.57565 | 0.58509 | 0.66059 | 0.59453 | 0.55678 | 0.52847 | 0.47185 | 0.34917 | 0.19818 | 0.13212 | 0.16043 | 0.13212 | 0.15099 | 0.16043 | 0.20761 | 0.3586 | 0.41523 | 0.40579 | 0.4341 | 0.47185 | 0.51903 | 0.62284 | 0.6889
2450.79 | 2019-11-08 | 11 | 0.76439 | 0.81158 | 0.83045 | 0.83045 | 0.83045 | 0.83045 | 0.83989 | 0.77383 | 0.62284 | 0.55678 | 0.51903 | 0.38691 | 0.31142 | 0.30198 | 0.27367 | 0.2548 | 0.32086 | 0.46241 | 0.46241 | 0.4341 | 0.29255 | 0.21705 | 0.19818 | 0.36804
2450.79 | 2019-11-07 | 11 | 0.45297 | 0.34917 | 0.32086 | 0.34917 | 0.41523 | 0.37748 | 0.34917 | 0.33973 | 0.42466 | 0.58509 | 0.66059 | 0.67002 | 0.69833 | 0.67946 | 0.64171 | 0.67002 | 0.50959 | 0.46241 | 0.64171 | 0.64171 | 0.67002 | 0.70777 | 0.67002 | 0.70777
2450.79 | 2019-11-05 | 11 | 0.44354 | 0.37748 | 0.4341 | 0.4341 | 0.40579 | 0.38691 | 0.40579 | 0.4341 | 0.38691 | 0.39635 | 0.47185 | 0.50016 | 0.52847 | 0.53791 | 0.50016 | 0.4341 | 0.44354 | 0.54734 | 0.58509 | 0.59453 | 0.6134 | 0.63227 | 0.64171 | 0.58509
2450.79 | 2019-11-26 | 11 | 0.28311 | 0.12268 | 0.15099 | 0.15099 | 0.15099 | 0.11324 | 0.12268 | 0.11324 | 0.066059 | 0.037749 | 0.084933 | 0.23592 | 0.31142 | 0.34917 | 0.2548 | 0.24536 | 0.26423 | 0.33973 | 0.40579 | 0.3586 | 0.51903 | 0.59453 | 0.65115 | 0.67946
2450.79 | 2019-12-16 | 12 | 0.44354 | 0.4341 | 0.39635 | 0.31142 | 0.16043 | 0.29255 | 0.18874 | 0.21705 | 0.31142 | 0.27367 | 0.38691 | 0.2548 | 0.14155 | 0.16043 | 0.11324 | 0.084933 | 0.1793 | 0.28311 | 0.28311 | 0.33973 | 0.29255 | 0.30198 | 0.32086 | 0.37748
2450.79 | 2019-12-17 | 12 | 0.4341 | 0.48128 | 0.47185 | 0.46241 | 0.4341 | 0.4341 | 0.4341 | 0.37748 | 0.27367 | 0.16987 | 0.10381 | 0.11324 | 0.084933 | 0.11324 | 0.084933 | 0.16043 | 0.23592 | 0.29255 | 0.30198 | 0.34917 | 0.47185 | 0.45297 | 0.47185 | 0.56622
2450.79 | 2019-12-18 | 12 | 0.63227 | 0.69833 | 0.72664 | 0.72664 | 0.64171 | 0.63227 | 0.64171 | 0.62284 | 0.67946 | 0.71721 | 0.71721 | 0.69833 | 0.73608 | 0.76439 | 0.75495 | 0.6889 | 0.64171 | 0.59453 | 0.72664 | 0.67002 | 0.6134 | 0.64171 | 0.56622 | 0.42466
2450.79 | 2019-12-19 | 12 | 0.31142 | 0.16987 | 0.09437 | 0.075496 | 0.028312 | 0.0094379 | 0.037749 | 0.09437 | 0.15099 | 0.20761 | 0.34917 | 0.52847 | 0.67002 | 0.71721 | 0.72664 | 0.76439 | 0.77383 | 0.72664 | 0.82101 | 0.83989 | 0.83989 | 0.83989 | 0.83045 | 0.81158
2450.79 | 2019-12-11 | 12 | 0.66059 | 0.67946 | 0.75495 | 0.71721 | 0.75495 | 0.75495 | 0.83045 | 0.82101 | 0.83045 | 0.83045 | 0.83045 | 0.83045 | 0.83045 | 0.83045 | 0.83045 | 0.83045 | 0.83045 | 0.83045 | 0.83045 | 0.83045 | 0.83045 | 0.83045 | 0.76439 | 0.52847
2450.79 | 2020-01-16 | 1 | 0.75495 | 0.80214 | 0.78327 | 0.76439 | 0.6889 | 0.67002 | 0.66059 | 0.66059 | 0.65115 | 0.67946 | 0.62284 | 0.63227 | 0.57565 | 0.45297 | 0.54734 | 0.49072 | 0.4341 | 0.38691 | 0.42466 | 0.33029 | 0.28311 | 0.22649 | 0.24536 | 0.1793
2450.79 | 2020-01-15 | 1 | 0.27367 | 0.33973 | 0.40579 | 0.46241 | 0.49072 | 0.53791 | 0.57565 | 0.58509 | 0.52847 | 0.53791 | 0.66059 | 0.71721 | 0.72664 | 0.72664 | 0.73608 | 0.76439 | 0.76439 | 0.83045 | 0.83045 | 0.75495 | 0.72664 | 0.80214 | 0.70777 | 0.70777
2450.79 | 2020-01-13 | 1 | 0.50016 | 0.40579 | 0.29255 | 0.27367 | 0.18874 | 0.2548 | 0.20761 | 0.16043 | 0.13212 | 0.10381 | 0.056622 | 0.028312 | 0.047186 | 0.047186 | 0.066059 | 0.09437 | 0.13212 | 0.13212 | 0.14155 | 0.10381 | 0.066059 | 0.056622 | 0.037749 | 0.14155
2450.79 | 2020-01-14 | 1 | 0.24536 | 0.3586 | 0.34917 | 0.33029 | 0.30198 | 0.27367 | 0.26423 | 0.18874 | 0.066059 | 0.066059 | 0.075496 | 0.066059 | 0.047186 | 0.028312 | 0.018875 | 0.028312 | 0.047186 | 0.018875 | 0.018875 | 1e-06 | 0.018875 | 0.066059 | 0.12268 | 0.18874
2450.79 | 2020-01-09 | 1 | 0.69833 | 0.67002 | 0.6134 | 0.65115 | 0.66059 | 0.63227 | 0.63227 | 0.69833 | 0.70777 | 0.71721 | 0.78327 | 0.82101 | 0.83045 | 0.83045 | 0.80214 | 0.67002 | 0.74552 | 0.60396 | 0.56622 | 0.65115 | 0.63227 | 0.67946 | 0.6889 | 0.71721
2450.79 | 2020-02-04 | 2 | 0.53791 | 0.72664 | 0.72664 | 0.71721 | 0.71721 | 0.71721 | 0.70777 | 0.65115 | 0.53791 | 0.51903 | 0.38691 | 0.23592 | 0.16043 | 0.084933 | 0.084933 | 0.16043 | 0.21705 | 0.30198 | 0.44354 | 0.45297 | 0.44354 | 0.49072 | 0.50016 | 0.41523
2450.79 | 2020-02-03 | 2 | 0.38691 | 0.30198 | 0.30198 | 0.33029 | 0.31142 | 0.29255 | 0.2548 | 0.24536 | 0.15099 | 0.14155 | 0.13212 | 0.12268 | 0.16043 | 0.19818 | 0.24536 | 0.28311 | 0.30198 | 0.33973 | 0.24536 | 0.30198 | 0.33973 | 0.33029 | 0.30198 | 0.4341
2450.79 | 2020-02-05 | 2 | 0.36804 | 0.34917 | 0.42466 | 0.37748 | 0.33973 | 0.34917 | 0.27367 | 0.2548 | 0.30198 | 0.42466 | 0.49072 | 0.53791 | 0.6134 | 0.63227 | 0.66059 | 0.65115 | 0.52847 | 0.54734 | 0.57565 | 0.50016 | 0.57565 | 0.52847 | 0.59453 | 0.51903
2450.79 | 2020-02-10 | 2 | 0.38691 | 0.30198 | 0.30198 | 0.33029 | 0.31142 | 0.29255 | 0.2548 | 0.24536 | 0.15099 | 0.14155 | 0.13212 | 0.12268 | 0.16043 | 0.19818 | 0.24536 | 0.28311 | 0.30198 | 0.33973 | 0.24536 | 0.30198 | 0.33973 | 0.33029 | 0.30198 | 0.26423
2450.79 | 2020-02-11 | 2 | 0.20761 | 0.21705 | 0.20761 | 0.14155 | 0.09437 | 0.15099 | 0.075496 | 0.018875 | 1e-06 | 1e-06 | 1e-06 | 0.0094379 | 1e-06 | 0.028312 | 0.066059 | 0.16987 | 0.26423 | 0.27367 | 0.31142 | 0.29255 | 0.3586 | 0.47185 | 0.53791 | 0.59453
2450.79 | 2020-03-05 | 3 | 0.45297 | 0.47185 | 0.53791 | 0.55678 | 0.54734 | 0.57565 | 0.48128 | 0.34917 | 0.22649 | 0.21705 | 0.16987 | 0.12268 | 0.047186 | 0.0094379 | 0.0094379 | 1e-06 | 1e-06 | 0.018875 | 0.066059 | 0.028312 | 0.075496 | 0.066059 | 0.10381 | 0.18874
2450.79 | 2020-03-02 | 3 | 0.50959 | 0.52847 | 0.48128 | 0.39635 | 0.34917 | 0.36804 | 0.34917 | 0.28311 | 0.2548 | 0.18874 | 0.14155 | 0.21705 | 0.26423 | 0.33029 | 0.40579 | 0.4341 | 0.50016 | 0.41523 | 0.52847 | 0.47185 | 0.53791 | 0.47185 | 0.48128 | 0.50016
2450.79 | 2020-03-04 | 3 | 0.30198 | 0.22649 | 0.24536 | 0.23592 | 0.21705 | 0.16043 | 0.2548 | 0.26423 | 0.23592 | 0.33973 | 0.42466 | 0.69833 | 0.72664 | 0.78327 | 0.80214 | 0.7927 | 0.76439 | 0.74552 | 0.72664 | 0.64171 | 0.52847 | 0.50016 | 0.45297 | 0.42466
2450.79 | 2020-03-03 | 3 | 0.58509 | 0.63227 | 0.60396 | 0.45297 | 0.3586 | 0.27367 | 0.36804 | 0.27367 | 0.16043 | 0.11324 | 0.047186 | 0.018875 | 0.084933 | 0.1793 | 0.20761 | 0.1793 | 0.23592 | 0.21705 | 0.16043 | 0.18874 | 0.22649 | 0.33973 | 0.37748 | 0.33029
2450.79 | 2020-03-12 | 3 | 0.60396 | 0.57565 | 0.49072 | 0.53791 | 0.50959 | 0.45297 | 0.58509 | 0.51903 | 0.54734 | 0.6889 | 0.77383 | 0.76439 | 0.74552 | 0.76439 | 0.82101 | 0.82101 | 0.71721 | 0.69833 | 0.78327 | 0.80214 | 0.77383 | 0.67002 | 0.69833 | 0.57565
2450.79 | 2020-04-28 | 4 | 0.60396 | 0.70777 | 0.67946 | 0.69833 | 0.71721 | 0.70777 | 0.73608 | 0.81158 | 0.83045 | 0.83045 | 0.83045 | 0.83045 | 0.83045 | 0.83045 | 0.83045 | 0.82101 | 0.82101 | 0.82101 | 0.66059 | 0.62284 | 0.67946 | 0.67946 | 0.59453 | 0.42466
2450.79 | 2020-04-24 | 4 | 0.37748 | 0.4341 | 0.50959 | 0.59453 | 0.63227 | 0.65115 | 0.59453 | 0.52847 | 0.49072 | 0.45297 | 0.38691 | 0.32086 | 0.34917 | 0.36804 | 0.39635 | 0.45297 | 0.52847 | 0.59453 | 0.64171 | 0.75495 | 0.80214 | 0.80214 | 0.77383 | 0.50016
2450.79 | 2020-04-25 | 4 | 0.24536 | 1e-06 | 1e-06 | 1e-06 | 0.0094379 | 1e-06 | 1e-06 | 1e-06 | 1e-06 | 1e-06 | 0.0094379 | 0.028312 | 0.018875 | 0.018875 | 0.10381 | 0.16987 | 0.23592 | 0.34917 | 0.22649 | 0.21705 | 0.26423 | 0.34917 | 0.37748 | 0.38691
2450.79 | 2020-04-27 | 4 | 0.57565 | 0.63227 | 0.65115 | 0.53791 | 0.52847 | 0.44354 | 0.36804 | 0.37748 | 0.31142 | 0.19818 | 0.12268 | 0.09437 | 0.056622 | 0.037749 | 0.028312 | 0.018875 | 1e-06 | 0.028312 | 0.075496 | 0.13212 | 0.21705 | 0.27367 | 0.31142 | 0.46241
2450.79 | 2020-04-29 | 4 | 0.31142 | 0.2548 | 0.3586 | 0.32086 | 0.27367 | 0.49072 | 0.40579 | 0.45297 | 0.44354 | 0.50959 | 0.52847 | 0.51903 | 0.55678 | 0.53791 | 0.41523 | 0.42466 | 0.38691 | 0.29255 | 0.3586 | 0.3586 | 0.3586 | 0.29255 | 0.19818 | 0.30198
2450.79 | 2020-05-27 | 5 | 0.39635 | 0.38691 | 0.28311 | 0.2548 | 0.19818 | 0.20761 | 0.18874 | 0.14155 | 0.12268 | 0.11324 | 0.075496 | 0.20761 | 0.10381 | 0.40579 | 0.39635 | 0.38691 | 0.27367 | 0.29255 | 0.2548 | 0.31142 | 0.32086 | 0.34917 | 0.39635 | 0.44354
2450.79 | 2020-05-26 | 5 | 0.13212 | 0.018875 | 0.018875 | 0.0094379 | 0.028312 | 0.047186 | 0.13212 | 0.09437 | 0.018875 | 0.018875 | 0.16043 | 0.09437 | 0.0094379 | 0.018875 | 0.10381 | 0.14155 | 0.12268 | 0.056622 | 0.16987 | 0.2548 | 0.34917 | 0.34917 | 0.32086 | 0.36804
2450.79 | 2020-05-28 | 5 | 0.48128 | 0.53791 | 0.59453 | 0.63227 | 0.48128 | 0.37748 | 0.2548 | 0.1793 | 0.10381 | 0.056622 | 0.028312 | 0.0094379 | 0.018875 | 0.018875 | 0.056622 | 0.09437 | 0.056622 | 0.16987 | 0.10381 | 0.23592 | 0.33029 | 0.31142 | 0.31142 | 0.23592
2450.79 | 2020-05-07 | 5 | 0.28311 | 0.066059 | 0.075496 | 0.15099 | 0.21705 | 0.14155 | 0.1793 | 0.1793 | 0.20761 | 0.20761 | 0.33973 | 0.34917 | 0.38691 | 0.3586 | 0.36804 | 0.37748 | 0.30198 | 0.44354 | 0.41523 | 0.39635 | 0.30198 | 0.34917 | 0.33973 | 0.32086
2450.79 | 2020-05-25 | 5 | 0.38691 | 0.44354 | 0.30198 | 0.15099 | 0.28311 | 0.29255 | 0.18874 | 0.27367 | 0.29255 | 0.22649 | 0.26423 | 0.27367 | 0.31142 | 0.47185 | 0.55678 | 0.53791 | 0.52847 | 0.52847 | 0.29255 | 0.4341 | 0.33029 | 0.32086 | 0.36804 | 0.26423
2450.79 | 2020-06-03 | 6 | 0.3586 | 0.15099 | 0.075496 | 0.10381 | 0.15099 | 0.018875 | 1e-06 | 0.018875 | 1e-06 | 0.0094379 | 0.028312 | 0.018875 | 0.066059 | 0.14155 | 0.31142 | 0.26423 | 0.27367 | 0.31142 | 0.26423 | 0.28311 | 0.32086 | 0.27367 | 0.33973 | 0.50016
2450.79 | 2020-06-10 | 6 | 0.42466 | 0.40579 | 0.36804 | 0.32086 | 0.33029 | 0.21705 | 0.10381 | 0.11324 | 0.13212 | 0.09437 | 0.066059 | 0.084933 | 0.11324 | 0.13212 | 0.27367 | 0.27367 | 0.24536 | 0.26423 | 0.2548 | 0.16987 | 0.33973 | 0.50016 | 0.45297 | 0.42466
2450.79 | 2020-06-11 | 6 | 0.42466 | 0.38691 | 0.33973 | 0.29255 | 0.24536 | 0.21705 | 0.11324 | 0.12268 | 0.12268 | 0.15099 | 0.15099 | 0.18874 | 0.18874 | 0.15099 | 0.10381 | 0.24536 | 0.63227 | 0.55678 | 0.40579 | 0.26423 | 0.22649 | 0.12268 | 0.1793 | 0.21705
2450.79 | 2020-06-24 | 6 | 0.47185 | 0.47185 | 0.4341 | 0.54734 | 0.53791 | 0.55678 | 0.65115 | 0.50016 | 0.38691 | 0.49072 | 0.52847 | 0.50016 | 0.6134 | 0.58509 | 0.67946 | 0.6134 | 0.6134 | 0.58509 | 0.57565 | 0.41523 | 0.48128 | 0.54734 | 0.56622 | 0.42466
2450.79 | 2020-06-23 | 6 | 0.37748 | 0.30198 | 0.26423 | 0.31142 | 0.39635 | 0.34917 | 0.20761 | 0.12268 | 0.066059 | 0.018875 | 0.0094379 | 0.0094379 | 0.028312 | 0.0094379 | 0.047186 | 0.084933 | 0.18874 | 0.084933 | 0.40579 | 0.23592 | 0.46241 | 0.36804 | 0.40579 | 0.4341
2450.79 | 2020-07-12 | 7 | 0.36804 | 0.42466 | 0.30198 | 0.26423 | 0.15099 | 0.09437 | 1e-06 | 1e-06 | 0.0094379 | 0.028312 | 0.056622 | 0.09437 | 0.15099 | 0.12268 | 0.16987 | 0.18874 | 0.21705 | 0.26423 | 0.34917 | 0.39635 | 0.42466 | 0.51903 | 0.52847 | 0.53791
2450.79 | 2020-07-11 | 7 | 0.16043 | 0.21705 | 0.2548 | 0.27367 | 0.26423 | 0.23592 | 0.2548 | 0.24536 | 0.14155 | 0.047186 | 0.018875 | 0.018875 | 0.20761 | 0.16043 | 0.16043 | 0.33029 | 0.27367 | 0.49072 | 0.30198 | 0.13212 | 0.16043 | 0.09437 | 0.13212 | 0.27367
2450.79 | 2020-07-10 | 7 | 0.084933 | 0.056622 | 0.056622 | 0.028312 | 0.0094379 | 0.018875 | 0.018875 | 1e-06 | 0.0094379 | 0.0094379 | 0.0094379 | 0.028312 | 0.11324 | 0.21705 | 0.16043 | 0.22649 | 0.4341 | 0.15099 | 0.1793 | 0.18874 | 0.075496 | 0.037749 | 0.066059 | 0.10381
2450.79 | 2020-07-31 | 7 | 0.37748 | 0.46241 | 0.40579 | 0.33029 | 0.26423 | 0.18874 | 0.11324 | 0.047186 | 0.028312 | 0.037749 | 0.056622 | 0.12268 | 0.15099 | 0.20761 | 0.16043 | 0.2548 | 0.23592 | 0.32086 | 0.26423 | 0.31142 | 0.37748 | 0.41523 | 0.50016 | 0.52847
2450.79 | 2020-07-13 | 7 | 0.44354 | 0.3586 | 0.22649 | 0.10381 | 0.09437 | 0.066059 | 1e-06 | 0.0094379 | 0.028312 | 0.056622 | 0.066059 | 0.084933 | 0.11324 | 0.1793 | 0.22649 | 0.21705 | 0.29255 | 0.34917 | 0.32086 | 0.53791 | 0.63227 | 0.65115 | 0.63227 | 0.4341
2450.79 | 2020-08-18 | 8 | 0.20761 | 0.22649 | 0.16987 | 0.15099 | 0.14155 | 0.1793 | 0.084933 | 0.084933 | 0.09437 | 0.047186 | 0.0094379 | 0.018875 | 0.018875 | 0.018875 | 0.037749 | 0.084933 | 0.056622 | 0.19818 | 0.13212 | 0.15099 | 0.16043 | 0.23592 | 0.3586 | 0.31142
2450.79 | 2020-08-14 | 8 | 0.38691 | 0.33029 | 0.1793 | 0.14155 | 0.047186 | 0.047186 | 0.018875 | 1e-06 | 0.018875 | 0.018875 | 0.018875 | 0.066059 | 0.13212 | 0.16043 | 0.24536 | 0.23592 | 0.33973 | 0.28311 | 0.36804 | 0.54734 | 0.47185 | 0.45297 | 0.40579 | 0.31142
2450.79 | 2020-08-19 | 8 | 0.18874 | 0.047186 | 0.028312 | 0.028312 | 0.018875 | 0.028312 | 0.0094379 | 1e-06 | 1e-06 | 0.0094379 | 0.0094379 | 0.0094379 | 0.0094379 | 0.028312 | 0.037749 | 0.056622 | 0.084933 | 0.16043 | 0.23592 | 0.2548 | 0.28311 | 0.27367 | 0.23592 | 0.19818
2450.79 | 2020-08-17 | 8 | 0.24536 | 0.19818 | 0.23592 | 0.16043 | 0.11324 | 0.10381 | 0.037749 | 0.037749 | 0.018875 | 0.018875 | 0.018875 | 0.0094379 | 0.0094379 | 0.0094379 | 0.0094379 | 1e-06 | 0.018875 | 0.047186 | 0.09437 | 0.10381 | 0.13212 | 0.075496 | 0.11324 | 0.14155
2450.79 | 2020-08-15 | 8 | 0.1793 | 0.066059 | 0.018875 | 0.0094379 | 0.0094379 | 0.018875 | 0.018875 | 0.0094379 | 1e-06 | 1e-06 | 0.037749 | 0.028312 | 0.084933 | 0.10381 | 0.047186 | 0.36804 | 0.33973 | 0.33973 | 0.38691 | 0.1793 | 0.24536 | 0.24536 | 0.30198 | 0.2548
2450.79 | 2020-08-16 | 8 | 0.1793 | 0.066059 | 0.018875 | 0.0094379 | 0.0094379 | 0.018875 | 0.018875 | 0.0094379 | 1e-06 | 1e-06 | 0.037749 | 0.028312 | 0.084933 | 0.10381 | 0.047186 | 0.36804 | 0.34917 | 0.33973 | 0.38691 | 0.1793 | 0.24536 | 0.24536 | 0.30198 | 0.27367
2450.79 | 2020-08-13 | 8 | 0.30198 | 0.30198 | 0.24536 | 0.22649 | 0.1793 | 0.13212 | 0.028312 | 0.037749 | 0.066059 | 0.066059 | 0.075496 | 0.075496 | 0.084933 | 0.09437 | 0.11324 | 0.14155 | 0.20761 | 0.29255 | 0.32086 | 0.27367 | 0.39635 | 0.37748 | 0.38691 | 0.41523
2450.79 | 2020-09-06 | 9 | 0.39635 | 0.57565 | 0.63227 | 0.62284 | 0.78327 | 0.7927 | 0.77383 | 0.73608 | 0.67946 | 0.65115 | 0.70777 | 0.65115 | 0.73608 | 0.70777 | 0.66059 | 0.70777 | 0.55678 | 0.44354 | 0.40579 | 0.27367 | 0.22649 | 0.15099 | 0.13212 | 0.12268
2450.79 | 2020-09-05 | 9 | 0.22649 | 0.20761 | 0.2548 | 0.33973 | 0.41523 | 0.44354 | 0.32086 | 0.19818 | 0.1793 | 0.13212 | 0.09437 | 0.066059 | 0.056622 | 0.075496 | 0.075496 | 0.10381 | 0.10381 | 0.22649 | 0.31142 | 0.29255 | 0.26423 | 0.16987 | 0.1793 | 0.27367
2450.79 | 2020-09-30 | 9 | 0.38691 | 0.42466 | 0.46241 | 0.42466 | 0.32086 | 0.4341 | 0.33029 | 0.13212 | 0.037749 | 0.047186 | 0.075496 | 0.14155 | 0.14155 | 0.10381 | 0.11324 | 0.19818 | 0.47185 | 0.47185 | 0.50959 | 0.38691 | 0.31142 | 0.33973 | 0.37748 | 0.40579
2450.79 | 2020-09-07 | 9 | 0.10381 | 0.066059 | 0.018875 | 0.0094379 | 0.0094379 | 0.018875 | 0.018875 | 0.0094379 | 1e-06 | 1e-06 | 0.037749 | 0.028312 | 0.084933 | 0.10381 | 0.047186 | 0.36804 | 0.34917 | 0.33973 | 0.38691 | 0.1793 | 0.24536 | 0.24536 | 0.30198 | 0.33029
2450.79 | 2020-09-29 | 9 | 0.41523 | 0.28311 | 0.34917 | 0.41523 | 0.37748 | 0.39635 | 0.2548 | 0.14155 | 0.084933 | 0.066059 | 0.028312 | 0.075496 | 0.12268 | 0.15099 | 0.16043 | 0.30198 | 0.54734 | 0.60396 | 0.42466 | 0.21705 | 0.20761 | 0.30198 | 0.33973 | 0.37748
2450.79 | 2020-09-03 | 9 | 0.16043 | 0.0094379 | 0.0094379 | 0.0094379 | 0.018875 | 1e-06 | 1e-06 | 1e-06 | 1e-06 | 1e-06 | 0.0094379 | 0.018875 | 0.16987 | 0.047186 | 0.1793 | 0.22649 | 0.38691 | 0.20761 | 0.24536 | 0.29255 | 0.27367 | 0.36804 | 0.33029 | 0.39635
2450.79 | 2020-10-01 | 10 | 0.38691 | 0.48128 | 0.56622 | 0.69833 | 0.66059 | 0.67002 | 0.69833 | 0.64171 | 0.49072 | 0.49072 | 0.41523 | 0.33973 | 0.27367 | 0.30198 | 0.3586 | 0.3586 | 0.36804 | 0.45297 | 0.51903 | 0.63227 | 0.6134 | 0.4341 | 0.26423 | 0.12268
2450.79 | 2020-10-02 | 10 | 0.066059 | 0.028312 | 0.047186 | 0.037749 | 0.037749 | 0.028312 | 0.028312 | 1e-06 | 0.018875 | 0.018875 | 0.047186 | 0.075496 | 0.09437 | 0.09437 | 0.12268 | 0.13212 | 0.14155 | 0.20761 | 0.2548 | 0.1793 | 0.20761 | 0.26423 | 0.21705 | 0.12268
2450.79 | 2020-10-15 | 10 | 0.24536 | 0.2548 | 0.23592 | 0.26423 | 0.27367 | 0.31142 | 0.31142 | 0.21705 | 0.12268 | 0.19818 | 0.16043 | 0.16043 | 0.15099 | 0.16987 | 0.16043 | 0.16987 | 0.23592 | 0.48128 | 0.53791 | 0.57565 | 0.64171 | 0.67946 | 0.70777 | 0.71721
2450.79 | 2020-10-16 | 10 | 0.72664 | 0.73608 | 0.75495 | 0.74552 | 0.73608 | 0.74552 | 0.6134 | 0.50959 | 0.40579 | 0.34917 | 0.27367 | 0.21705 | 0.16987 | 0.16043 | 0.14155 | 0.15099 | 0.12268 | 0.29255 | 0.23592 | 0.21705 | 0.31142 | 0.30198 | 0.26423 | 0.36804
2450.79 | 2020-10-03 | 10 | 0.075496 | 0.028312 | 0.047186 | 0.037749 | 0.037749 | 0.028312 | 0.028312 | 1e-06 | 0.018875 | 0.018875 | 0.047186 | 0.075496 | 0.09437 | 0.09437 | 0.12268 | 0.13212 | 0.14155 | 0.20761 | 0.2548 | 0.1793 | 0.20761 | 0.26423 | 0.21705 | 0.18874
2450.79 | 2020-11-05 | 11 | 0.22649 | 0.028312 | 0.037749 | 0.018875 | 0.066059 | 0.075496 | 0.084933 | 0.047186 | 1e-06 | 0.0094379 | 0.0094379 | 0.018875 | 0.037749 | 0.075496 | 0.10381 | 0.14155 | 0.13212 | 0.11324 | 0.10381 | 0.084933 | 0.11324 | 0.084933 | 0.075496 | 0.16043
2450.79 | 2020-11-04 | 11 | 0.60396 | 0.60396 | 0.57565 | 0.56622 | 0.50016 | 0.41523 | 0.42466 | 0.31142 | 0.10381 | 0.09437 | 0.15099 | 0.24536 | 0.2548 | 0.28311 | 0.26423 | 0.23592 | 0.26423 | 0.44354 | 0.44354 | 0.49072 | 0.57565 | 0.59453 | 0.64171 | 0.45297
2450.79 | 2020-11-02 | 11 | 0.33973 | 0.47185 | 0.47185 | 0.44354 | 0.40579 | 0.3586 | 0.29255 | 0.19818 | 0.10381 | 0.037749 | 0.018875 | 0.0094379 | 1e-06 | 1e-06 | 0.0094379 | 0.047186 | 0.084933 | 0.13212 | 0.16043 | 0.1793 | 0.16043 | 0.15099 | 0.09437 | 0.28311
2450.79 | 2020-11-30 | 11 | 0.75495 | 0.75495 | 0.6889 | 0.64171 | 0.57565 | 0.57565 | 0.55678 | 0.57565 | 0.6134 | 0.62284 | 0.62284 | 0.62284 | 0.59453 | 0.51903 | 0.49072 | 0.46241 | 0.42466 | 0.46241 | 0.2548 | 0.18874 | 0.18874 | 0.14155 | 0.16987 | 0.2548
2450.79 | 2020-11-03 | 11 | 0.50016 | 0.71721 | 0.71721 | 0.77383 | 0.76439 | 0.72664 | 0.67002 | 0.62284 | 0.6134 | 0.6134 | 0.6134 | 0.62284 | 0.62284 | 0.62284 | 0.58509 | 0.57565 | 0.51903 | 0.63227 | 0.59453 | 0.60396 | 0.56622 | 0.56622 | 0.57565 | 0.60396
2450.79 | 2020-12-15 | 12 | 0.64171 | 0.67002 | 0.67002 | 0.64171 | 0.72664 | 0.73608 | 0.6134 | 0.54734 | 0.58509 | 0.6134 | 0.6889 | 0.67002 | 0.6889 | 0.72664 | 0.75495 | 0.81158 | 0.74552 | 0.62284 | 0.74552 | 0.73608 | 0.62284 | 0.58509 | 0.59453 | 0.59453
2450.79 | 2020-12-14 | 12 | 0.67946 | 0.60396 | 0.60396 | 0.63227 | 0.62284 | 0.67946 | 0.60396 | 0.63227 | 0.60396 | 0.57565 | 0.59453 | 0.60396 | 0.6134 | 0.65115 | 0.65115 | 0.63227 | 0.66059 | 0.65115 | 0.66059 | 0.69833 | 0.70777 | 0.70777 | 0.65115 | 0.64171
2450.79 | 2020-12-16 | 12 | 0.6134 | 0.62284 | 0.63227 | 0.63227 | 0.66059 | 0.65115 | 0.65115 | 0.71721 | 0.66059 | 0.55678 | 0.50959 | 0.49072 | 0.50959 | 0.52847 | 0.50959 | 0.48128 | 0.53791 | 0.55678 | 0.52847 | 0.50016 | 0.52847 | 0.57565 | 0.58509 | 0.63227
2450.79 | 2020-12-07 | 12 | 0.36804 | 0.29255 | 0.36804 | 0.44354 | 0.48128 | 0.50959 | 0.54734 | 0.6134 | 0.56622 | 0.48128 | 0.45297 | 0.46241 | 0.45297 | 0.51903 | 0.59453 | 0.57565 | 0.54734 | 0.58509 | 0.56622 | 0.53791 | 0.54734 | 0.6134 | 0.6134 | 0.49072
2450.79 | 2020-12-17 | 12 | 0.65115 | 0.67946 | 0.66059 | 0.56622 | 0.50016 | 0.49072 | 0.34917 | 0.26423 | 0.11324 | 0.037749 | 0.037749 | 0.047186 | 0.066059 | 0.09437 | 0.10381 | 0.12268 | 0.16043 | 0.21705 | 0.24536 | 0.14155 | 0.22649 | 0.42466 | 0.52847 | 0.56622
700.98 | 2022-01-03 | 1 | 0.62912 | 0.62484 | 0.58062 | 0.66336 | 0.68048 | 0.64766 | 0.65622 | 0.64481 | 0.60201 | 0.53497 | 0.52213 | 0.45936 | 0.48361 | 0.54352 | 0.4722 | 0.39088 | 0.48218 | 0.55779 | 0.57206 | 0.61343 | 0.6548 | 0.6548 | 0.67334 | 0.64624
700.98 | 2022-01-04 | 1 | 0.65908 | 0.66193 | 0.66193 | 0.66478 | 0.66336 | 0.65194 | 0.64766 | 0.65194 | 0.64909 | 0.64909 | 0.65052 | 0.71614 | 0.72042 | 0.72185 | 0.71614 | 0.69759 | 0.69046 | 0.77035 | 0.7518 | 0.72042 | 0.77035 | 0.75038 | 0.60487 | 0.49217
700.98 | 2022-01-31 | 1 | 0.99709 | 1.0171 | 0.91671 | 0.90579 | 0.91851 | 0.99852 | 0.9871 | 1.0128 | 1.0128 | 0.99281 | 1.047 | 1.067 | 1.0584 | 0.82733 | 0.82305 | 0.82447 | 0.85158 | 0.85158 | 0.85301 | 0.85158 | 0.85301 | 0.85301 | 0.85301 | 0.66478
700.98 | 2022-01-10 | 1 | 0.018545 | 0.021399 | 0.0042797 | 0 | 0 | 0 | 0 | 0 | 0 | 0 | 0 | 0.011413 | 0.014266 | 0.024252 | 0.04565 | 0.094154 | 0.20685 | 0.25821 | 0.23253 | 0.16976 | 0.068476 | 0.029958 | 0.064196 | 0.11127
700.98 | 2022-01-05 | 1 | 0.51357 | 0.52641 | 0.53782 | 0.17547 | 0.44081 | 0.56064 | 0.49502 | 0.32241 | 0.40657 | 0.64909 | 0.71757 | 0.72042 | 0.72327 | 0.78462 | 0.83169 | 0.83027 | 0.83455 | 0.73754 | 0.5906 | 0.54067 | 0.65908 | 0.77463 | 0.77463 | 0.74039
700.98 | 2022-02-23 | 2 | 0.44224 | 0.33667 | 0.27533 | 0.20971 | 0.14123 | 0.094154 | 0.035664 | 0.059916 | 0.19687 | 0.35807 | 0.43938 | 0.41799 | 0.52926 | 0.68904 | 0.77748 | 0.80601 | 0.82313 | 0.75894 | 0.64766 | 0.62627 | 0.57206 | 0.23538 | 0.21969 | 0.098434
700.98 | 2022-02-22 | 2 | 0.85737 | 0.89732 | 0.91871 | 0.91871 | 0.91301 | 0.92014 | 0.90302 | 0.89304 | 0.88733 | 0.89161 | 0.8802 | 0.8802 | 0.8859 | 0.88876 | 0.90302 | 0.89874 | 0.91158 | 0.81315 | 0.67477 | 0.78462 | 0.8859 | 0.72898 | 0.57634 | 0.46221
700.98 | 2022-02-24 | 2 | 0.009986 | 0 | 0.0028531 | 0.0057063 | 0.11555 | 0.52213 | 0.77463 | 0.80887 | 0.86165 | 0.87306 | 0.90302 | 0.90017 | 0.90302 | 0.9073 | 0.90587 | 0.89018 | 0.77035 | 0.33097 | 0.24394 | 0.16548 | 0.1127 | 0.13695 | 0.15407 | 0.10985
700.98 | 2022-02-01 | 2 | 0.60629 | 0.46364 | 0.56635 | 0.43083 | 0.34238 | 0.15978 | 0.11127 | 0.034238 | 0.071329 | 0.061343 | 0.057063 | 0.024252 | 0.04993 | 0.035664 | 0.065622 | 0.11413 | 0.21399 | 0.34523 | 0.36378 | 0.20685 | 0.1555 | 0.1341 | 0.20543 | 0.16263
700.98 | 2022-02-10 | 2 | 0.33097 | 0.36092 | 0.51214 | 0.56064 | 0.56207 | 0.49645 | 0.3652 | 0.12554 | 0.024252 | 0.0042797 | 0.0014266 | 0.037091 | 0.11841 | 0.33667 | 0.47648 | 0.57206 | 0.64624 | 0.69046 | 0.69332 | 0.69332 | 0.66336 | 0.66478 | 0.66336 | 0.66336
700.98 | 2022-03-23 | 3 | 0.35094 | 0.21969 | 0.088448 | 0.031385 | 0.12982 | 0.25393 | 0.28246 | 0.38375 | 0.48931 | 0.50643 | 0.55066 | 0.55636 | 0.57063 | 0.5478 | 0.50786 | 0.45508 | 0.26392 | 0.10842 | 0.14266 | 0.12269 | 0.14408 | 0.13267 | 0.19259 | 0.17975
700.98 | 2022-03-24 | 3 | 0.13552 | 0.19116 | 0.23253 | 0.37662 | 0.52783 | 0.53497 | 0.52213 | 0.48931 | 0.56064 | 0.59773 | 0.60059 | 0.59631 | 0.59773 | 0.57206 | 0.52213 | 0.51642 | 0.49359 | 0.41228 | 0.39944 | 0.4565 | 0.39801 | 0.42227 | 0.36663 | 0.38803
700.98 | 2022-03-22 | 3 | 0.11698 | 0.12554 | 0.022825 | 0.038518 | 0.044224 | 0.037091 | 0.051357 | 0.028531 | 0.024252 | 0 | 0 | 0 | 0.0042797 | 0.025678 | 0.039944 | 0.069902 | 0.094154 | 0.025678 | 0.042797 | 0.077035 | 0.10557 | 0.10985 | 0.067049 | 0.22683
700.98 | 2022-03-25 | 3 | 0.34095 | 0.2953 | 0.34808 | 0.35807 | 0.33667 | 0.408 | 0.38232 | 0.21827 | 0.20257 | 0.16548 | 0.059916 | 0.0085594 | 0.0042797 | 0.0085594 | 0.017119 | 0.051357 | 0.1341 | 0.14694 | 0.20971 | 0.27533 | 0.21684 | 0.10271 | 0.062769 | 0.025678
700.98 | 2022-03-01 | 3 | 0.015692 | 0.017119 | 0.024252 | 0.09558 | 0.13695 | 0.13695 | 0.12697 | 0.065622 | 0.017119 | 0.0014266 | 0.035664 | 0.062769 | 0.11983 | 0.081315 | 0.088448 | 0.14979 | 0.16691 | 0.18688 | 0.13124 | 0.10557 | 0.082741 | 0.04993 | 0.015692 | 0.0028531
700.98 | 2022-04-08 | 4 | 0.27818 | 0.14551 | 0.11127 | 0.14694 | 0.11127 | 0.12269 | 0.13695 | 0.14123 | 0.25393 | 0.21541 | 0.12269 | 0.075608 | 0.055636 | 0.057063 | 0.064196 | 0.12839 | 0.32526 | 0.54923 | 0.55351 | 0.53925 | 0.55208 | 0.51927 | 0.64196 | 0.71757
700.98 | 2022-04-07 | 4 | 0.35807 | 0.26962 | 0.11983 | 0.072755 | 0.071329 | 0.088448 | 0.10699 | 0.09558 | 0.094154 | 0.027105 | 0.009986 | 0.032811 | 0.17975 | 0.39801 | 0.55208 | 0.60915 | 0.66478 | 0.612 | 0.49645 | 0.39801 | 0.36663 | 0.53497 | 0.53211 | 0.41941
700.98 | 2022-04-06 | 4 | 0.18403 | 0.21113 | 0.21256 | 0.15978 | 0.19401 | 0.26249 | 0.33239 | 0.48361 | 0.55779 | 0.53211 | 0.52926 | 0.65622 | 0.91301 | 0.93155 | 0.93441 | 0.92299 | 0.86736 | 0.71043 | 0.9073 | 0.84168 | 0.72898 | 0.49359 | 0.40087 | 0.37662
700.98 | 2022-04-25 | 4 | 0.29673 | 0.40372 | 0.4294 | 0.41371 | 0.51071 | 0.56064 | 0.61628 | 0.32811 | 0.31099 | 0.27818 | 0.26534 | 0.26249 | 0.23681 | 0.19401 | 0.19972 | 0.2468 | 0.28389 | 0.32669 | 0.33382 | 0.32954 | 0.33382 | 0.33239 | 0.33239 | 0.33239
700.98 | 2022-04-26 | 4 | 0.33239 | 0.33239 | 0.33239 | 0.33382 | 0.33097 | 0.33382 | 0.33097 | 0.33382 | 0.33097 | 0.33382 | 0.33239 | 0.33239 | 0.33382 | 0.33097 | 0.33382 | 0.33239 | 0.33239 | 0.33382 | 0.33239 | 0.33239 | 0.33097 | 0.33239 | 0.33239 | 0.32241
700.98 | 2022-05-25 | 5 | 0.024252 | 0.038518 | 0.027105 | 0.027105 | 0.025678 | 0.029958 | 0.019972 | 0.04565 | 0.065622 | 0.28531 | 0.42512 | 0.41371 | 0.42655 | 0.40943 | 0.4294 | 0.36948 | 0.39944 | 0.37804 | 0.23966 | 0.3167 | 0.3167 | 0.31527 | 0.32383 | 0.2468
700.98 | 2022-05-24 | 5 | 0.2525 | 0.27248 | 0.087021 | 0.021399 | 0 | 0.0014266 | 0 | 0 | 0.012839 | 0.051357 | 0.32241 | 0.25536 | 0.33097 | 0.39801 | 0.37662 | 0.46364 | 0.46649 | 0.408 | 0.34808 | 0.29102 | 0.22968 | 0.062769 | 0.009986 | 0.009986
700.98 | 2022-05-18 | 5 | 0.45936 | 0.39659 | 0.18545 | 0.097007 | 0.11555 | 0.14694 | 0.18545 | 0.17832 | 0.055636 | 0.009986 | 0 | 0.0028531 | 0.014266 | 0.064196 | 0.05849 | 0.16548 | 0.28531 | 0.4565 | 0.38232 | 0.34238 | 0.38945 | 0.37804 | 0.39801 | 0.39944
700.98 | 2022-05-26 | 5 | 0.12697 | 0.017119 | 0.028531 | 0.032811 | 0.069902 | 0.057063 | 0.032811 | 0.011413 | 0.0014266 | 0.037091 | 0.041371 | 0.027105 | 0.025678 | 0.031385 | 0.048504 | 0.12554 | 0.15407 | 0.23824 | 0.47077 | 0.54923 | 0.59631 | 0.57491 | 0.57206 | 0.53497
700.98 | 2022-05-14 | 5 | 0.12411 | 0.18688 | 0.19544 | 0.067049 | 0.037091 | 0.10414 | 0.1555 | 0.18688 | 0.20971 | 0.19116 | 0.16548 | 0.28959 | 0.3167 | 0.30814 | 0.43938 | 0.48931 | 0.45365 | 0.47077 | 0.35664 | 0.19829 | 0.12839 | 0.12411 | 0.20685 | 0.19259
700.98 | 2022-06-27 | 6 | 0.26106 | 0.27961 | 0.35807 | 0.24252 | 0.079888 | 0 | 0 | 0 | 0 | 0.0028531 | 0.0028531 | 0.0014266 | 0 | 0 | 0.0028531 | 0.0057063 | 0.018545 | 0.035664 | 0.051357 | 0.0071329 | 0 | 0 | 0 | 0
700.98 | 2022-06-28 | 6 | 0.021399 | 0.018545 | 0.0014266 | 0.0085594 | 0.022825 | 0.0028531 | 0 | 0 | 0 | 0 | 0 | 0 | 0 | 0.015692 | 0.044224 | 0.042797 | 0.064196 | 0.13695 | 0.23253 | 0.26677 | 0.23111 | 0.15978 | 0.11413 | 0.18403
700.98 | 2022-06-23 | 6 | 0 | 0 | 0 | 0 | 0.0071329 | 0.015692 | 0 | 0 | 0.018545 | 0.079888 | 0.12411 | 0.1769 | 0.23396 | 0.25678 | 0.22683 | 0.19544 | 0.19829 | 0.41371 | 0.41513 | 0.40087 | 0.33952 | 0.30529 | 0.25821 | 0.20543
700.98 | 2022-06-24 | 6 | 0.29387 | 0.43511 | 0.32669 | 0.3652 | 0.33952 | 0.37947 | 0.25536 | 0.21256 | 0.23824 | 0.3866 | 0.40372 | 0.28959 | 0.21827 | 0.20971 | 0.16834 | 0.2525 | 0.31955 | 0.29958 | 0.098434 | 0.19259 | 0.28246 | 0.20828 | 0.16691 | 0.11698
700.98 | 2022-06-21 | 6 | 0.3652 | 0.36235 | 0.29958 | 0.091301 | 0.022825 | 0.011413 | 0.0014266 | 0 | 0 | 0 | 0 | 0.009986 | 0.044224 | 0.089874 | 0.077035 | 0.041371 | 0.11413 | 0.15692 | 0.21256 | 0.17832 | 0.12411 | 0.071329 | 0.047077 | 0.059916
700.98 | 2022-07-18 | 7 | 0.011413 | 0.015692 | 0.009986 | 0.018545 | 0.031385 | 0.025678 | 0.0028531 | 0 | 0 | 0.0014266 | 0.034238 | 0.05421 | 0.062769 | 0.055636 | 0.077035 | 0.074182 | 0.09986 | 0.17119 | 0.2254 | 0.37662 | 0.49645 | 0.44366 | 0.12982 | 0.10414
700.98 | 2022-07-19 | 7 | 0.1341 | 0.12269 | 0.16691 | 0.16691 | 0.16834 | 0.16691 | 0.14979 | 0.069902 | 0.021399 | 0.042797 | 0.098434 | 0.10414 | 0.13838 | 0.10985 | 0.14979 | 0.15407 | 0.20257 | 0.16976 | 0.17262 | 0.22112 | 0.45222 | 0.2953 | 0.25393 | 0.28104
700.98 | 2022-07-20 | 7 | 0.46649 | 0.45508 | 0.47933 | 0.46364 | 0.4508 | 0.20543 | 0.012839 | 0 | 0 | 0 | 0 | 0 | 0.012839 | 0.025678 | 0.037091 | 0.10414 | 0.37947 | 0.49787 | 0.39944 | 0.22397 | 0.051357 | 0.057063 | 0.1127 | 0.3381
700.98 | 2022-07-11 | 7 | 0.1127 | 0.12839 | 0.087021 | 0.087021 | 0.044224 | 0.059916 | 0.082741 | 0.038518 | 0.0042797 | 0.0042797 | 0.0085594 | 0.012839 | 0.037091 | 0.055636 | 0.10414 | 0.14979 | 0.19544 | 0.32098 | 0.34238 | 0.47648 | 0.38232 | 0.46364 | 0.45936 | 0.5635
700.98 | 2022-07-21 | 7 | 0.43083 | 0.19116 | 0.11555 | 0.061343 | 0.024252 | 0.0042797 | 0.0042797 | 0 | 0 | 0.014266 | 0.025678 | 0.037091 | 0.051357 | 0.061343 | 0.15264 | 0.36378 | 0.43368 | 0.49217 | 0.081315 | 0.035664 | 0.031385 | 0.042797 | 0.11413 | 0.20257
700.98 | 2022-08-16 | 8 | 0.51214 | 0.34523 | 0.16548 | 0.081315 | 0.051357 | 0.014266 | 0.0028531 | 0.018545 | 0.12411 | 0.21827 | 0.26392 | 0.31955 | 0.40372 | 0.40657 | 0.47933 | 0.45508 | 0.50643 | 0.55494 | 0.56492 | 0.39088 | 0.21827 | 0.19972 | 0.14551 | 0.17547
700.98 | 2022-08-31 | 8 | 0.035664 | 0.037091 | 0.014266 | 0.009986 | 0.0057063 | 0.009986 | 0.018545 | 0.05421 | 0.16406 | 0.18973 | 0.19116 | 0.20115 | 0.16834 | 0.059916 | 0.071329 | 0.12554 | 0.32811 | 0.48218 | 0.40229 | 0.24822 | 0.10985 | 0.062769 | 0.05421 | 0.048504
700.98 | 2022-08-15 | 8 | 0.038518 | 0.025678 | 0.032811 | 0.024252 | 0.019972 | 0.04993 | 0.037091 | 0.0014266 | 0 | 0 | 0.0085594 | 0.04565 | 0.074182 | 0.17404 | 0.28531 | 0.50929 | 0.59345 | 0.59916 | 0.45936 | 0.44509 | 0.48931 | 0.49074 | 0.50786 | 0.55351
700.98 | 2022-08-17 | 8 | 0.10271 | 0.025678 | 0.0014266 | 0.055636 | 0.12126 | 0.20543 | 0.18688 | 0.19687 | 0.18831 | 0.12697 | 0.17404 | 0.19116 | 0.2254 | 0.22397 | 0.2953 | 0.23396 | 0.20115 | 0.26534 | 0.21113 | 0.064196 | 0.14266 | 0.11413 | 0.24822 | 0.16548
700.98 | 2022-08-23 | 8 | 0.037091 | 0.0085594 | 0.0014266 | 0.0014266 | 0 | 0 | 0 | 0 | 0 | 0 | 0.0057063 | 0.018545 | 0.022825 | 0.025678 | 0.041371 | 0.069902 | 0.089874 | 0.092727 | 0.16691 | 0.21399 | 0.2525 | 0.23538 | 0.14266 | 0.088448
700.98 | 2022-09-06 | 9 | 0.10129 | 0.19259 | 0.28246 | 0.25964 | 0.28817 | 0.23111 | 0.15264 | 0.072755 | 0.031385 | 0.034238 | 0.037091 | 0.034238 | 0.038518 | 0.062769 | 0.1127 | 0.14551 | 0.204 | 0.34808 | 0.35094 | 0.34666 | 0.2682 | 0.1555 | 0.072755 | 0.048504
700.98 | 2022-09-07 | 9 | 0.047077 | 0.055636 | 0.041371 | 0.057063 | 0.13695 | 0.20828 | 0.1769 | 0.055636 | 0.009986 | 0.0014266 | 0.021399 | 0.034238 | 0.10129 | 0.17975 | 0.20828 | 0.24394 | 0.30529 | 0.41085 | 0.37947 | 0.3595 | 0.34808 | 0.23111 | 0.14836 | 0.11413
700.98 | 2022-09-05 | 9 | 0.30814 | 0.34666 | 0.44366 | 0.52641 | 0.57634 | 0.56492 | 0.51785 | 0.45365 | 0.48361 | 0.38375 | 0.17547 | 0.032811 | 0.014266 | 0.019972 | 0.027105 | 0.075608 | 0.25964 | 0.54638 | 0.53069 | 0.49217 | 0.55208 | 0.50358 | 0.30243 | 0.14836
700.98 | 2022-09-08 | 9 | 0.14408 | 0.1769 | 0.12126 | 0.16548 | 0.22825 | 0.19259 | 0.13124 | 0.12839 | 0.077035 | 0.055636 | 0.064196 | 0.05421 | 0.024252 | 0.021399 | 0.042797 | 0.042797 | 0.14551 | 0.28246 | 0.47933 | 0.51214 | 0.42369 | 0.48646 | 0.57206 | 0.66193
700.98 | 2022-09-01 | 9 | 0.051357 | 0.055636 | 0.064196 | 0.075608 | 0.062769 | 0.034238 | 0.0028531 | 0 | 0 | 0 | 0.0014266 | 0.021399 | 0.038518 | 0.05421 | 0.05849 | 0.05421 | 0.074182 | 0.18973 | 0.27105 | 0.31385 | 0.22825 | 0.1555 | 0.091301 | 0.048504
700.98 | 2022-09-02 | 9 | 0.051357 | 0.064196 | 0.098434 | 0.12411 | 0.17547 | 0.18688 | 0.17404 | 0.084168 | 0.0085594 | 0 | 0.0071329 | 0.084168 | 0.18117 | 0.26249 | 0.3381 | 0.30957 | 0.29958 | 0.36235 | 0.36948 | 0.38518 | 0.34951 | 0.28246 | 0.20828 | 0.13695
700.98 | 2022-09-04 | 9 | 0 | 0 | 0 | 0 | 0 | 0.0014266 | 0.0028531 | 0 | 0 | 0 | 0.012839 | 0.025678 | 0.027105 | 0.031385 | 0.035664 | 0.042797 | 0.055636 | 0.14266 | 0.29958 | 0.41228 | 0.47648 | 0.40515 | 0.33952 | 0.28959
700.98 | 2022-09-03 | 9 | 0.081315 | 0.0057063 | 0 | 0.0014266 | 0.18688 | 0.44652 | 0.43938 | 0.28246 | 0.074182 | 0.028531 | 0.11698 | 0.25964 | 0.33952 | 0.44366 | 0.4508 | 0.52355 | 0.36378 | 0.14408 | 0.11698 | 0.061343 | 0.012839 | 0.0071329 | 0.0028531 | 0.0014266
700.98 | 2022-09-09 | 9 | 0.62627 | 0.64053 | 0.68476 | 0.7033 | 0.66764 | 0.61628 | 0.60344 | 0.57206 | 0.62199 | 0.44509 | 0.11127 | 0.019972 | 0.017119 | 0.065622 | 0.091301 | 0.065622 | 0.11841 | 0.15978 | 0.44652 | 0.39373 | 0.3167 | 0.19116 | 0.097007 | 0.14694
700.98 | 2022-10-05 | 10 | 0.22825 | 0.21113 | 0.072755 | 0.075608 | 0.12126 | 0.075608 | 0.059916 | 0.072755 | 0.059916 | 0.041371 | 0.031385 | 0.031385 | 0.048504 | 0.089874 | 0.20828 | 0.26534 | 0.26106 | 0.25536 | 0.21399 | 0.24965 | 0.32669 | 0.27818 | 0.23538 | 0.18973
700.98 | 2022-10-19 | 10 | 0.082741 | 0.067049 | 0.084168 | 0.11841 | 0.13552 | 0.19401 | 0.23253 | 0.22397 | 0.20971 | 0.18688 | 0.12839 | 0.082741 | 0.078462 | 0.085594 | 0.079888 | 0.082741 | 0.082741 | 0.082741 | 0.17975 | 0.25964 | 0.39659 | 0.41799 | 0.23966 | 0.24394
700.98 | 2022-10-07 | 10 | 0.014266 | 0.0057063 | 0.0042797 | 0.0042797 | 0 | 0 | 0 | 0.0085594 | 0.021399 | 0.014266 | 0.0057063 | 0.019972 | 0.047077 | 0.14979 | 0.27533 | 0.21684 | 0.14694 | 0.10842 | 0.1769 | 0.31099 | 0.38518 | 0.41656 | 0.29387 | 0.16548
700.98 | 2022-10-06 | 10 | 0.21399 | 0.21399 | 0.18545 | 0.17119 | 0.10985 | 0.064196 | 0.069902 | 0.067049 | 0.05849 | 0.057063 | 0.055636 | 0.057063 | 0.04565 | 0.065622 | 0.027105 | 0.017119 | 0.011413 | 0.019972 | 0.037091 | 0.041371 | 0.059916 | 0.071329 | 0.044224 | 0.018545
700.98 | 2022-10-04 | 10 | 0.025678 | 0.0014266 | 0.015692 | 0.024252 | 0.024252 | 0.019972 | 0.05421 | 0 | 0 | 0 | 0 | 0.0028531 | 0.037091 | 0.067049 | 0.028531 | 0.035664 | 0.014266 | 0.015692 | 0.057063 | 0.052783 | 0.087021 | 0.19829 | 0.18688 | 0.1555
700.98 | 2022-11-30 | 11 | 0.04565 | 0.018545 | 0.017119 | 0.04993 | 0.077035 | 0.039944 | 0.017119 | 0.015692 | 0.0057063 | 0.018545 | 0.014266 | 0.064196 | 0.1398 | 0.19544 | 0.21827 | 0.20257 | 0.25964 | 0.29245 | 0.21684 | 0.22397 | 0.21827 | 0.22825 | 0.26677 | 0.41799
700.98 | 2022-11-29 | 11 | 0.62769 | 0.62769 | 0.62912 | 0.62769 | 0.62769 | 0.62912 | 0.62627 | 0.62912 | 0.62627 | 0.62912 | 0.67334 | 0.67192 | 0.67477 | 0.67477 | 0.67477 | 0.6762 | 0.67334 | 0.71186 | 0.66336 | 0.54638 | 0.3438 | 0.14979 | 0.037091 | 0.05421
700.98 | 2022-11-08 | 11 | 0.40087 | 0.35236 | 0.18973 | 0.14408 | 0.12554 | 0.12411 | 0.13267 | 0.069902 | 0.061343 | 0.042797 | 0.062769 | 0.14123 | 0.35664 | 0.57206 | 0.56207 | 0.35236 | 0.32669 | 0.39231 | 0.40087 | 0.28246 | 0.18973 | 0.21969 | 0.2254 | 0.16263
700.98 | 2022-11-28 | 11 | 0.3167 | 0.3167 | 0.31527 | 0.31813 | 0.31813 | 0.31385 | 0.31813 | 0.31813 | 0.31527 | 0.31813 | 0.31242 | 0.61057 | 0.62484 | 0.62912 | 0.62912 | 0.63055 | 0.63197 | 0.62769 | 0.62912 | 0.62627 | 0.62769 | 0.62912 | 0.62769 | 0.66336
700.98 | 2022-11-21 | 11 | 0.37947 | 0.4508 | 0.43938 | 0.45793 | 0.44224 | 0.44366 | 0.408 | 0.14123 | 0.071329 | 0.051357 | 0.031385 | 0.021399 | 0.011413 | 0.019972 | 0.048504 | 0.079888 | 0.094154 | 0.065622 | 0.14408 | 0.14408 | 0.12411 | 0.15264 | 0.22112 | 0.22825
700.98 | 2022-12-12 | 12 | 0.61485 | 0.33524 | 0.33524 | 0.43796 | 0.5635 | 0.61485 | 0.68333 | 0.60915 | 0.68904 | 0.70045 | 0.82599 | 0.81457 | 0.80601 | 0.80173 | 0.7946 | 0.80459 | 0.816 | 0.60344 | 0.76322 | 0.81457 | 0.73469 | 0.58204 | 0.53925 | 0.44366
700.98 | 2022-12-14 | 12 | 0.93583 | 0.93869 | 0.93583 | 0.93013 | 0.93441 | 0.93583 | 0.94297 | 0.93869 | 0.96294 | 0.96294 | 0.96151 | 0.96436 | 0.96294 | 0.96151 | 0.96579 | 0.9558 | 0.93441 | 0.93441 | 0.94154 | 0.93869 | 0.95438 | 0.9558 | 0.9558 | 0.95723
700.98 | 2022-12-13 | 12 | 0.42084 | 0.46506 | 0.58347 | 0.68761 | 0.67334 | 0.69617 | 0.70758 | 0.70045 | 0.68904 | 0.7946 | 0.80316 | 0.80173 | 0.80316 | 0.80031 | 0.80316 | 0.80601 | 0.80031 | 0.79745 | 0.80173 | 0.80744 | 0.80316 | 0.80459 | 0.80601 | 0.93155
700.98 | 2022-12-19 | 12 | 0.69332 | 0.69189 | 0.72755 | 0.75466 | 0.85309 | 0.86022 | 0.85594 | 0.91443 | 0.91871 | 0.92442 | 0.91871 | 0.92157 | 0.92299 | 0.93298 | 0.9287 | 0.91586 | 0.92157 | 0.87021 | 0.79888 | 0.77035 | 0.68761 | 0.54495 | 0.4722 | 0.34095
700.98 | 2022-12-15 | 12 | 0.92299 | 0.94297 | 0.95153 | 0.86165 | 0.82599 | 0.90017 | 0.92727 | 0.88448 | 0.94011 | 0.93441 | 0.92442 | 0.89018 | 0.85594 | 0.75894 | 0.88162 | 0.91158 | 0.85737 | 0.82741 | 0.84739 | 0.91158 | 0.90587 | 0.91443 | 0.91158 | 0.96294

## Wind (NM)
Average Generation on Worst Days (2017-2020, 2022) - WIND (NM)
|  | Hour Ending | [27 empty] | Exceedance Profile
|  | 1 | 2 | 3 | 4 | 5 | 6 | 7 | 8 | 9 | 10 | 11 | 12 | 13 | 14 | 15 | 16 | 17 | 18 | 19 | 20 | 21 | 22 | 23 | 24 |  |  |  |  | 1 | 2 | 3 | 4 | 5 | 6 | 7 | 8 | 9 | 10 | 11 | 12 | 13 | 14 | 15 | 16 | 17 | 18 | 19 | 20 | 21 | 22 | 23 | 24
1 | Jan | 47.81% | 46.47% | 45.31% | 44.52% | 45.05% | 46.69% | 44.63% | 43.56% | 42.28% | 41.65% | 42.63% | 43.23% | 43.67% | 42.97% | 43.94% | 43.21% | 45.67% | 46.71% | 46.92% | 47.67% | 49.17% | 50.49% | 49.63% | 49.91% |  |  | 1 | Jan | 49.07% | 49.12% | 44.42% | 46.37% | 49.14% | 47.48% | 45.36% | 46.24% | 40.72% | 38.99% | 41.52% | 35.86% | 36.94% | 37.6% | 40.25% | 38.26% | 42.47% | 45.56% | 48.13% | 49.07% | 51.9% | 50.34% | 53.79% | 50.02%
2 | Feb | 43.75% | 39.41% | 41.56% | 39.57% | 36.61% | 39.42% | 40.13% | 38.6% | 38.48% | 39.71% | 39.06% | 39.69% | 40.6% | 42.91% | 44.3% | 45.25% | 45.24% | 47.43% | 48.17% | 49.5% | 53.08% | 49.92% | 50.19% | 45.39% |  |  | 2 | Feb | 40.58% | 35.86% | 36.09% | 35.38% | 34.27% | 35.86% | 36.59% | 31.37% | 30.43% | 30.43% | 34.92% | 35.82% | 32.09% | 35.38% | 39.85% | 39.55% | 37.98% | 37.98% | 41.52% | 40.1% | 42.48% | 43.64% | 41.52% | 42.47%
3 | Mar | 42.68% | 42.62% | 40.95% | 40.06% | 38.11% | 37.8% | 37.28% | 31.01% | 29.41% | 30.87% | 31.9% | 33.47% | 34.78% | 36.61% | 35.62% | 38% | 35.34% | 35.15% | 35.15% | 35.59% | 35.27% | 33.81% | 34.53% | 36.93% |  |  | 3 | Mar | 41.59% | 40.78% | 40.79% | 39.64% | 35.86% | 37.76% | 36.8% | 28.51% | 21.77% | 22.55% | 23.59% | 22.02% | 22.68% | 25.48% | 28.31% | 29.25% | 27.37% | 31.21% | 33.97% | 37.75% | 40.58% | 38.69% | 40.58% | 41.52%
4 | Apr | 41.81% | 40.29% | 39.1% | 38.03% | 37.94% | 38.88% | 33.88% | 29.95% | 30.24% | 28.99% | 27.2% | 28.54% | 31.45% | 34.22% | 35.36% | 36.82% | 38.24% | 39.12% | 40.69% | 41.7% | 43% | 43.99% | 43.95% | 44.12% |  |  | 4 | Apr | 40.58% | 41.51% | 38.69% | 35.85% | 38.23% | 40.56% | 33.97% | 29.25% | 29.25% | 29.25% | 29.25% | 33.1% | 36.8% | 38.23% | 40.09% | 41.51% | 44.21% | 42.46% | 39.64% | 40.58% | 41.52% | 46.5% | 43.07% | 43.4%
5 | May | 37.24% | 37.73% | 35.01% | 30.99% | 30.06% | 27.89% | 22.64% | 20.79% | 18.78% | 17.7% | 20.99% | 23.05% | 25.82% | 29.38% | 33.72% | 36.01% | 35.61% | 38.12% | 35.73% | 38.42% | 39.48% | 39.53% | 38.66% | 35.85% |  |  | 5 | May | 37.75% | 35.86% | 33.03% | 30.2% | 28.12% | 26.42% | 18.87% | 17.84% | 17.93% | 19.82% | 22.72% | 25.48% | 28.31% | 33.03% | 36.8% | 37.81% | 38.69% | 40.59% | 37.75% | 38.76% | 36.87% | 38.4% | 38.76% | 38%
6 | Jun | 31.78% | 30.28% | 28.33% | 28.27% | 27.63% | 22.7% | 16.13% | 13.72% | 12.05% | 12.71% | 14.05% | 14.41% | 18.33% | 20.07% | 22.46% | 24.69% | 27.32% | 31.09% | 27.75% | 27.85% | 30.07% | 29.21% | 28.39% | 30.05% |  |  | 6 | Jun | 34.79% | 28.31% | 27.19% | 27.19% | 23.42% | 21.35% | 12.24% | 11.32% | 9.437% | 7.55% | 8.316% | 11.1% | 14.92% | 19.77% | 24.54% | 26.42% | 28.19% | 29.25% | 30.2% | 31.73% | 32.09% | 33.03% | 33.8% | 35.8%
7 | Jul | 27.49% | 24.82% | 20% | 18.09% | 16.96% | 15.86% | 12.66% | 11.78% | 8.483% | 7.174% | 6.014% | 5.665% | 11.11% | 12.15% | 13.07% | 17.12% | 25.8% | 26.61% | 25.13% | 31.59% | 33.78% | 30.49% | 30.1% | 31.06% |  |  | 7 | Jul | 20.76% | 13.35% | 11.32% | 9.715% | 6.896% | 5.662% | 2.585% | 1.887% | 1.887% | 2.504% | 1.887% | 2.831% | 7.55% | 9.437% | 13.32% | 16.99% | 20.76% | 20.73% | 23.17% | 23.17% | 24.11% | 21.28% | 19.82% | 22.65%
8 | Aug | 24.01% | 20.76% | 18.31% | 16.79% | 15.45% | 14.63% | 8.458% | 7.68% | 7.322% | 6.665% | 6.472% | 7.243% | 9.15% | 11.9% | 18.08% | 24.67% | 28.81% | 27.27% | 29.47% | 25.6% | 24.41% | 26.52% | 25.81% | 23.43% |  |  | 8 | Aug | 20.34% | 15.1% | 10.9% | 9.437% | 5.662% | 6.291% | 2.831% | 1.887% | 1.887% | 1.887% | 1.887% | 4.719% | 6.606% | 9.437% | 12.27% | 14.16% | 17.51% | 19.82% | 19.82% | 19.82% | 17.22% | 16.56% | 18.87% | 19.82%
9 | Sep | 20.81% | 20.1% | 20.7% | 19.62% | 21.14% | 22.3% | 17.88% | 13.68% | 11.06% | 8.887% | 7.205% | 7.77% | 10.6% | 13.46% | 17.26% | 21.56% | 25.94% | 28.34% | 29.78% | 25.33% | 23.41% | 22.47% | 21.34% | 22.75% |  |  | 9 | Sep | 19.64% | 15.87% | 14.15% | 15.1% | 14.07% | 16.04% | 12.7% | 7.55% | 4.941% | 4.533% | 4.719% | 4.719% | 7.266% | 6.509% | 10.38% | 11.74% | 17.75% | 20.76% | 22.65% | 25.48% | 19.82% | 19.07% | 17.89% | 21.71%
10 | Oct | 36.5% | 37.86% | 38.06% | 38.27% | 35.65% | 37.05% | 34.66% | 28.48% | 22.01% | 21.28% | 19.57% | 18.48% | 18.66% | 20.82% | 23.09% | 24.14% | 26.41% | 33.67% | 36.25% | 36.61% | 38.09% | 40.14% | 36.99% | 37.48% |  |  | 10 | Oct | 30.2% | 24.54% | 22.98% | 21.71% | 19.9% | 18.87% | 14.01% | 8.53% | 8.499% | 8.493% | 9.013% | 10.38% | 10.38% | 11.3% | 12.27% | 16.99% | 18.87% | 21.3% | 23.59% | 26.22% | 27.46% | 26.94% | 23.57% | 26.94%
11 | Nov | 43.51% | 43% | 41.51% | 41.99% | 40.18% | 38.89% | 37.72% | 33.27% | 27.65% | 28.29% | 30.46% | 33.74% | 36.07% | 38.11% | 38.13% | 38.53% | 40.44% | 43.8% | 44.95% | 44.32% | 44.29% | 44.25% | 45.19% | 46.8% |  |  | 11 | Nov | 37.94% | 40.94% | 36.8% | 35.24% | 38.51% | 38.68% | 39.62% | 33.97% | 25.47% | 21.7% | 25.47% | 24.53% | 27.35% | 28.31% | 28.31% | 29.24% | 33.96% | 37.75% | 40.58% | 42.47% | 40.58% | 43.07% | 40.57% | 41.52%
12 | Dec | 53.46% | 53.47% | 54.6% | 53.83% | 53.72% | 55.02% | 54.63% | 54.99% | 53.94% | 51.24% | 51.86% | 51.88% | 51.79% | 52.69% | 52.68% | 52.57% | 54.95% | 53.99% | 57.11% | 57.78% | 57.22% | 56.88% | 56.56% | 55.39% |  |  | 12 | Dec | 49.07% | 51.9% | 45.56% | 43.41% | 45.36% | 48.13% | 50.96% | 49.07% | 42.73% | 42.53% | 45.3% | 44.35% | 43.41% | 46.24% | 47.18% | 48.13% | 50.15% | 52.85% | 52.85% | 50.27% | 51.9% | 55.68% | 52.26% | 49.07%
Solver Setup
|  | Hour Ending 1: Avg Worst Day vs Exceedance |  |  |  |  | Avg. Worst Day vs. Exceedance (Combined Summer and Non-Summer)
|  | 1 | 2 | 3 | 4 | 5 | 6 | 7 | 8 | 9 | 10 | 11 | 12 | 13 | 14 | 15 | 16 | 17 | 18 | 19 | 20 | 21 | 22 | 23 | 24 |  |  |  |  | 1 | 2 | 3 | 4 | 5 | 6 | 7 | 8 | 9 | 10 | 11 | 12 | 13 | 14 | 15 | 16 | 17 | 18 | 19 | 20 | 21 | 22 | 23 | 24
1 | Jan | 1.263% | 2.649% | -0.8862% | 1.858% | 4.089% | 0.7923% | 0.738% | 2.684% | -1.558% | -2.659% | -1.104% | -7.368% | -6.732% | -5.371% | -3.693% | -4.944% | -3.203% | -1.153% | 1.212% | 1.402% | 2.737% | -0.1526% | 4.163% | 0.1009% | Positive Coefficient: | 2 | 1 | Jan | 0.00031886 | 0.0014031 | 7.8537e-05 | 0.00069041 | 0.0033445 | 0.00012554 | 0.00010894 | 0.0014407 | 0.0002427 | 0.00070679 | 0.0001219 | 0.0054281 | 0.0045322 | 0.0028846 | 0.0013637 | 0.0024441 | 0.0020519 | 0.00026578 | 0.00058729 | 0.00078599 | 0.0029954 | 2.3285e-06 | 0.0034655 | 2.0376e-06
2 | Feb | -3.174% | -3.553% | -5.472% | -4.187% | -2.335% | -3.561% | -3.537% | -7.227% | -8.046% | -9.276% | -4.142% | -3.87% | -8.512% | -7.53% | -4.446% | -5.702% | -7.264% | -9.446% | -6.644% | -9.403% | -10.6% | -6.274% | -8.672% | -2.928% | Negative Coefficient: | 1 | 2 | Feb | 0.0010076 | 0.0012627 | 0.0029939 | 0.0017531 | 0.00054515 | 0.0012683 | 0.0012513 | 0.0052234 | 0.0064744 | 0.0086041 | 0.0017153 | 0.0014975 | 0.0072448 | 0.0056694 | 0.0019764 | 0.0032517 | 0.010554 | 0.017846 | 0.0088275 | 0.017684 | 0.022488 | 0.0039357 | 0.0075207 | 0.00085751
3 | Mar | -1.093% | -1.835% | -0.1661% | -0.4299% | -2.248% | -0.03392% | -0.4782% | -2.502% | -7.638% | -8.318% | -8.309% | -11.45% | -12.1% | -11.13% | -7.307% | -8.745% | -7.97% | -3.944% | -1.174% | 2.155% | 5.308% | 4.884% | 6.052% | 4.597% |  |  | 3 | Mar | 0.0001195 | 0.00033677 | 2.7599e-06 | 1.8477e-05 | 0.00050552 | 1.1504e-07 | 2.2869e-05 | 0.00062618 | 0.0058333 | 0.0069196 | 0.0069041 | 0.013118 | 0.01464 | 0.012393 | 0.0053386 | 0.0076474 | 0.0063524 | 0.0031117 | 0.00027578 | 0.0018583 | 0.011271 | 0.0095406 | 0.0073249 | 0.004226
4 | Apr | -1.23% | 1.221% | -0.4082% | -2.181% | 0.2875% | 1.682% | 0.09631% | -0.6977% | -0.9908% | 0.258% | 2.058% | 4.556% | 5.354% | 4.01% | 4.721% | 4.697% | 5.964% | 3.339% | -1.057% | -1.119% | -1.474% | 2.502% | -0.8828% | -0.7174% | Non-Summer | 58.4% | 4 | Apr | 0.00015132 | 0.00029831 | 1.6665e-05 | 0.00047575 | 1.6535e-05 | 0.00056612 | 1.8552e-06 | 4.8676e-05 | 9.8165e-05 | 1.3312e-05 | 0.00084701 | 0.0041517 | 0.0057334 | 0.003216 | 0.0044578 | 0.0044126 | 0.0071148 | 0.0044585 | 0.00022343 | 0.00025054 | 0.00043446 | 0.0025032 | 7.7936e-05 | 5.1472e-05
5 | May | 0.5055% | -1.872% | -1.981% | -0.7927% | -1.94% | -1.471% | -3.764% | -2.95% | -0.8524% | 2.117% | 1.723% | 2.425% | 2.489% | 3.649% | 3.084% | 1.805% | 3.081% | 2.477% | 2.021% | 0.3354% | -2.612% | -1.132% | 0.1015% | 2.153% | Summer | 65.23% | 5 | May | 5.1104e-05 | 0.0003505 | 0.00039242 | 6.2841e-05 | 0.00037653 | 0.00021648 | 0.001417 | 0.00087044 | 7.2665e-05 | 0.00089622 | 0.00059373 | 0.001176 | 0.001239 | 0.0026625 | 0.0019018 | 0.00065125 | 0.0018979 | 0.002454 | 0.001633 | 4.4997e-05 | 0.001364 | 0.0002562 | 2.0599e-06 | 0.00092727
6 | Jun | 3.014% | -1.967% | -1.138% | -1.082% | -4.218% | -1.35% | -3.885% | -2.398% | -2.613% | -5.161% | -5.735% | -3.303% | -3.409% | -0.3012% | 2.075% | 1.737% | 0.8722% | -1.831% | 2.453% | 3.881% | 2.018% | 3.816% | 5.405% | 5.749% | Objective | 1.5293 | 6 | Jun | 0.0018171 | 0.00038674 | 0.00012954 | 0.00011715 | 0.0017788 | 0.00018234 | 0.0015092 | 0.00057498 | 0.00068252 | 0.002664 | 0.0032889 | 0.0010911 | 0.0011619 | 9.0717e-06 | 0.00086127 | 0.00060326 | 0.00030426 | 0.00067046 | 0.002406 | 0.0060239 | 0.0016283 | 0.0029122 | 0.0058419 | 0.0066103
7 | Jul | -6.731% | -11.47% | -8.675% | -8.378% | -10.06% | -10.2% | -10.07% | -9.89% | -6.596% | -4.67% | -4.126% | -2.834% | -3.559% | -2.71% | 0.2479% | -0.1322% | -5.042% | -5.88% | -1.963% | -8.421% | -9.672% | -9.208% | -10.29% | -8.414% |  |  | 7 | Jul | 0.0045306 | 0.01316 | 0.0075253 | 0.0070199 | 0.010122 | 0.010401 | 0.010148 | 0.0097816 | 0.0043503 | 0.0021811 | 0.0017027 | 0.00080294 | 0.0012664 | 0.00073417 | 1.2288e-05 | 1.7484e-06 | 0.0050851 | 0.0069142 | 0.00077049 | 0.014184 | 0.018711 | 0.0084788 | 0.010579 | 0.0070797
8 | Aug | -3.672% | -5.657% | -7.408% | -7.35% | -9.787% | -8.34% | -5.627% | -5.792% | -5.435% | -4.777% | -4.585% | -2.525% | -2.544% | -2.458% | -5.811% | -10.51% | -11.3% | -7.456% | -9.655% | -5.78% | -7.197% | -9.96% | -6.934% | -3.61% |  |  | 8 | Aug | 0.0013486 | 0.0032005 | 0.0054879 | 0.0054022 | 0.0095782 | 0.0069562 | 0.0031666 | 0.003355 | 0.0029535 | 0.0022824 | 0.0021021 | 0.00063744 | 0.00064713 | 0.00060423 | 0.0033769 | 0.011045 | 0.025535 | 0.011119 | 0.027964 | 0.010022 | 0.015539 | 0.029763 | 0.014426 | 0.0013034
9 | Sep | -1.168% | -4.234% | -6.548% | -4.521% | -7.073% | -6.261% | -5.179% | -6.126% | -6.115% | -4.355% | -2.487% | -3.052% | -3.33% | -6.953% | -6.879% | -9.815% | -8.183% | -7.583% | -7.133% | 0.1499% | -3.597% | -3.397% | -3.455% | -1.043% | All Hours > 10% | 0 | 9 | Sep | 0.00013648 | 0.0017925 | 0.0042878 | 0.0020438 | 0.0050027 | 0.0039199 | 0.0026826 | 0.003753 | 0.0037388 | 0.0018964 | 0.0006183 | 0.00093128 | 0.001109 | 0.004834 | 0.0047314 | 0.0096324 | 0.013391 | 0.017251 | 0.015264 | 1.3478e-05 | 0.0038808 | 0.0034611 | 0.0035814 | 0.00010879
10 | Oct | -6.299% | -13.32% | -15.08% | -16.56% | -15.75% | -18.18% | -20.64% | -19.95% | -13.51% | -12.79% | -10.56% | -8.099% | -8.275% | -9.519% | -10.82% | -7.152% | -7.539% | -12.38% | -12.66% | -10.39% | -10.63% | -13.2% | -13.42% | -10.54% | LOLE Hours > 2% | 0 | 10 | Oct | 0.0039673 | 0.017746 | 0.022748 | 0.027426 | 0.024797 | 0.033033 | 0.042622 | 0.039797 | 0.01825 | 0.01635 | 0.011144 | 0.0065595 | 0.006847 | 0.009061 | 0.011705 | 0.0051144 | 0.011368 | 0.030628 | 0.032066 | 0.021609 | 0.022579 | 0.017426 | 0.018019 | 0.011104
11 | Nov | -5.572% | -2.061% | -4.702% | -6.752% | -1.674% | -0.2095% | 1.901% | 0.7017% | -2.179% | -6.584% | -4.989% | -9.217% | -8.719% | -9.8% | -9.814% | -9.294% | -6.483% | -6.057% | -4.367% | -1.857% | -3.712% | -1.175% | -4.615% | -5.275% |  |  | 11 | Nov | 0.0031044 | 0.00042473 | 0.0022105 | 0.0045591 | 0.00028025 | 4.3889e-06 | 0.00072276 | 9.8464e-05 | 0.00047493 | 0.0043352 | 0.0024893 | 0.0084948 | 0.0076027 | 0.0096036 | 0.0096321 | 0.0086388 | 0.0084057 | 0.0073377 | 0.0038138 | 0.00068966 | 0.0027555 | 0.00013808 | 0.0021298 | 0.0027828
12 | Dec | -4.386% | -1.567% | -9.04% | -10.42% | -8.351% | -6.894% | -3.672% | -5.921% | -11.21% | -8.707% | -6.562% | -7.529% | -8.382% | -6.453% | -5.492% | -4.439% | -4.803% | -1.146% | -4.268% | -7.508% | -5.32% | -1.203% | -4.306% | -6.316% | Max Exceedance: | 6.052% | 12 | Dec | 0.0019236 | 0.00024558 | 0.0081726 | 0.010863 | 0.0069738 | 0.0047528 | 0.0013483 | 0.0035063 | 0.012563 | 0.0075811 | 0.0043058 | 0.0056683 | 0.0070266 | 0.0041635 | 0.0030159 | 0.0019706 | 0.0046142 | 0.0002626 | 0.0036423 | 0.011273 | 0.0056615 | 0.00014469 | 0.0018543 | 0.0039896
Coefficients
|  | 1 | 2 | 3 | 4 | 5 | 6 | 7 | 8 | 9 | 10 | 11 | 12 | 13 | 14 | 15 | 16 | 17 | 18 | 19 | 20 | 21 | 22 | 23 | 24
1 | Jan | 1 | 1 | 1 | 1 | 1 | 1 | 1 | 1 | 1 | 1 | 1 | 1 | 1 | 1 | 1 | 1 | 2 | 2 | 2 | 2 | 2 | 1 | 1 | 1
2 | Feb | 1 | 1 | 1 | 1 | 1 | 1 | 1 | 1 | 1 | 1 | 1 | 1 | 1 | 1 | 1 | 1 | 2 | 2 | 2 | 2 | 2 | 1 | 1 | 1
3 | Mar | 1 | 1 | 1 | 1 | 1 | 1 | 1 | 1 | 1 | 1 | 1 | 1 | 1 | 1 | 1 | 1 | 1 | 2 | 2 | 2 | 2 | 2 | 1 | 1
4 | Apr | 1 | 1 | 1 | 1 | 1 | 1 | 1 | 1 | 1 | 1 | 1 | 1 | 1 | 1 | 1 | 1 | 1 | 2 | 2 | 2 | 2 | 2 | 1 | 1
5 | May | 1 | 1 | 1 | 1 | 1 | 1 | 1 | 1 | 1 | 1 | 1 | 1 | 1 | 1 | 1 | 1 | 1 | 2 | 2 | 2 | 2 | 2 | 1 | 1
6 | Jun | 1 | 1 | 1 | 1 | 1 | 1 | 1 | 1 | 1 | 1 | 1 | 1 | 1 | 1 | 1 | 1 | 2 | 2 | 2 | 2 | 2 | 1 | 1 | 1
7 | Jul | 1 | 1 | 1 | 1 | 1 | 1 | 1 | 1 | 1 | 1 | 1 | 1 | 1 | 1 | 1 | 1 | 2 | 2 | 2 | 2 | 2 | 1 | 1 | 1
8 | Aug | 1 | 1 | 1 | 1 | 1 | 1 | 1 | 1 | 1 | 1 | 1 | 1 | 1 | 1 | 1 | 1 | 2 | 2 | 3 | 3 | 3 | 3 | 3 | 1
9 | Sep | 1 | 1 | 1 | 1 | 1 | 1 | 1 | 1 | 1 | 1 | 1 | 1 | 1 | 1 | 1 | 1 | 2 | 3 | 3 | 3 | 3 | 3 | 3 | 1
10 | Oct | 1 | 1 | 1 | 1 | 1 | 1 | 1 | 1 | 1 | 1 | 1 | 1 | 1 | 1 | 1 | 1 | 2 | 2 | 2 | 2 | 2 | 1 | 1 | 1
11 | Nov | 1 | 1 | 1 | 1 | 1 | 1 | 1 | 1 | 1 | 1 | 1 | 1 | 1 | 1 | 1 | 1 | 2 | 2 | 2 | 2 | 2 | 1 | 1 | 1
12 | Dec | 1 | 1 | 1 | 1 | 1 | 1 | 1 | 1 | 1 | 1 | 1 | 1 | 1 | 1 | 1 | 1 | 2 | 2 | 2 | 2 | 2 | 1 | 1 | 1

## Wind_Profile (WA-OR)
Capmax |  | Wind (WA/OR)
|  | Month | 1 | 2 | 3 | 4 | 5 | 6 | 7 | 8 | 9 | 10 | 11 | 12 | 13 | 14 | 15 | 16 | 17 | 18 | 19 | 20 | 21 | 22 | 23 | 24
7981.64 | 2017-01-23 | 1 | 0.21 | 0.28 | 0.33 | 0.3 | 0.26 | 0.25 | 0.25 | 0.26 | 0.28 | 0.29 | 0.28 | 0.29 | 0.26 | 0.25 | 0.25 | 0.25 | 0.29 | 0.34 | 0.36 | 0.38 | 0.39 | 0.4 | 0.35 | 0.33
7981.64 | 2017-01-18 | 1 | 0.15 | 0.1 | 0.030001 | 0.020001 | 0.010001 | 0.010001 | 0.020001 | 0.030001 | 0.030001 | 1e-06 | 1e-06 | 1e-06 | 1e-06 | 1e-06 | 1e-06 | 1e-06 | 0.010001 | 0.010001 | 0.020001 | 0.020001 | 0.050001 | 0.090001 | 0.18 | 0.29
7981.64 | 2017-01-24 | 1 | 0.33 | 0.35 | 0.38 | 0.32 | 0.3 | 0.25 | 0.25 | 0.29 | 0.41 | 0.080001 | 0.22 | 0.25 | 0.49 | 0.76 | 0.8 | 0.83 | 0.79 | 0.78 | 0.54 | 0.39 | 0.42 | 0.37 | 0.36 | 0.33
7981.64 | 2017-01-25 | 1 | 0.25 | 0.21 | 0.17 | 0.22 | 0.26 | 0.44 | 0.36 | 0.32 | 0.3 | 0.16 | 0.33 | 0.5 | 0.39 | 0.35 | 0.48 | 0.43 | 0.54 | 0.54 | 0.57 | 0.47 | 0.58 | 0.6 | 0.64 | 0.61
7981.64 | 2017-01-26 | 1 | 0.49 | 0.31 | 0.14 | 0.070001 | 0.050001 | 0.030001 | 0.020001 | 0.010001 | 0.010001 | 1e-06 | 0.010001 | 0.080001 | 0.040001 | 0.020001 | 0.040001 | 0.070001 | 0.090001 | 0.16 | 0.27 | 0.23 | 0.24 | 0.16 | 0.15 | 0.13
7981.64 | 2017-02-06 | 2 | 0.39 | 0.22 | 0.16 | 0.13 | 0.1 | 0.090001 | 0.060001 | 0.020001 | 0.010001 | 0.020001 | 0.010001 | 0.010001 | 1e-06 | 1e-06 | 0.010001 | 0.010001 | 0.010001 | 0.010001 | 0.010001 | 1e-06 | 1e-06 | 1e-06 | 0.040001 | 0.11
7981.64 | 2017-02-08 | 2 | 0.57 | 0.67 | 0.7 | 0.65 | 0.62 | 0.6 | 0.59 | 0.46 | 0.5 | 0.58 | 0.52 | 0.63 | 0.74 | 0.76 | 0.8 | 0.75 | 0.66 | 0.66 | 0.59 | 0.47 | 0.42 | 0.47 | 0.43 | 0.32
7981.64 | 2017-02-01 | 2 | 0.57 | 0.57 | 0.5 | 0.77 | 0.78 | 0.7 | 0.78 | 0.72 | 0.68 | 0.79 | 0.81 | 0.8 | 0.78 | 0.8 | 0.83 | 0.86 | 0.88 | 0.82 | 0.82 | 0.79 | 0.67 | 0.47 | 0.3 | 0.22
7981.64 | 2017-02-09 | 2 | 0.15 | 0.060001 | 0.030001 | 0.030001 | 0.040001 | 0.040001 | 0.070001 | 0.090001 | 0.040001 | 0.020001 | 0.020001 | 0.030001 | 0.050001 | 0.070001 | 0.070001 | 0.060001 | 0.11 | 0.17 | 0.040001 | 0.070001 | 0.070001 | 0.1 | 0.1 | 0.13
7981.64 | 2017-02-07 | 2 | 0.25 | 0.33 | 0.34 | 0.3 | 0.36 | 0.3 | 0.33 | 0.3 | 0.080001 | 0.020001 | 0.050001 | 0.030001 | 0.020001 | 0.020001 | 0.010001 | 0.030001 | 0.030001 | 0.2 | 0.18 | 0.12 | 0.11 | 0.14 | 0.21 | 0.37
7981.64 | 2017-03-14 | 3 | 0.020001 | 0.030001 | 0.050001 | 0.090001 | 0.18 | 0.32 | 0.41 | 0.33 | 0.14 | 0.11 | 0.060001 | 0.050001 | 0.080001 | 0.11 | 0.16 | 0.3 | 0.57 | 0.68 | 0.52 | 0.43 | 0.37 | 0.27 | 0.25 | 0.25
7981.64 | 2017-03-13 | 3 | 0.16 | 0.070001 | 0.020001 | 0.020001 | 0.030001 | 0.050001 | 0.040001 | 0.050001 | 0.010001 | 1e-06 | 0.010001 | 0.010001 | 0.020001 | 0.010001 | 0.010001 | 0.010001 | 0.020001 | 0.010001 | 0.010001 | 1e-06 | 1e-06 | 0.010001 | 0.010001 | 0.020001
7981.64 | 2017-03-15 | 3 | 0.3 | 0.35 | 0.4 | 0.43 | 0.54 | 0.59 | 0.65 | 0.67 | 0.65 | 0.63 | 0.62 | 0.68 | 0.76 | 0.79 | 0.79 | 0.79 | 0.79 | 0.7 | 0.69 | 0.82 | 0.8 | 0.81 | 0.76 | 0.65
7981.64 | 2017-03-09 | 3 | 0.53 | 0.52 | 0.49 | 0.53 | 0.61 | 0.33 | 0.39 | 0.28 | 0.22 | 0.28 | 0.34 | 0.36 | 0.35 | 0.21 | 0.060001 | 0.050001 | 0.030001 | 0.050001 | 0.090001 | 0.15 | 0.050001 | 0.040001 | 0.050001 | 0.050001
7981.64 | 2017-03-16 | 3 | 0.39 | 0.16 | 0.040001 | 0.22 | 0.4 | 0.51 | 0.47 | 0.61 | 0.55 | 0.63 | 0.75 | 0.84 | 0.85 | 0.88 | 0.88 | 0.88 | 0.88 | 0.76 | 0.66 | 0.6 | 0.5 | 0.39 | 0.34 | 0.26
7981.64 | 2017-04-21 | 4 | 0.17 | 0.1 | 0.080001 | 0.050001 | 0.050001 | 0.020001 | 0.030001 | 0.030001 | 0.010001 | 0.020001 | 0.15 | 0.14 | 0.11 | 0.13 | 0.14 | 0.14 | 0.2 | 0.16 | 0.14 | 0.13 | 0.14 | 0.12 | 0.17 | 0.26
7981.64 | 2017-04-05 | 4 | 0.27 | 0.12 | 0.060001 | 0.060001 | 0.070001 | 0.040001 | 0.030001 | 0.010001 | 0.010001 | 0.020001 | 0.030001 | 0.020001 | 0.030001 | 0.2 | 0.39 | 0.33 | 0.75 | 0.79 | 0.83 | 0.68 | 0.67 | 0.8 | 0.7 | 0.53
7981.64 | 2017-04-17 | 4 | 0.11 | 0.15 | 0.17 | 0.2 | 0.060001 | 0.070001 | 0.030001 | 0.030001 | 0.020001 | 0.020001 | 0.010001 | 0.020001 | 0.030001 | 0.020001 | 0.030001 | 0.17 | 0.050001 | 0.32 | 0.32 | 0.58 | 0.75 | 0.72 | 0.67 | 0.56
7981.64 | 2017-04-27 | 4 | 0.2 | 0.070001 | 1e-06 | 1e-06 | 0.010001 | 1e-06 | 1e-06 | 1e-06 | 1e-06 | 0.010001 | 0.010001 | 0.010001 | 0.010001 | 0.010001 | 0.020001 | 0.020001 | 0.020001 | 0.050001 | 0.020001 | 0.35 | 0.2 | 0.070001 | 0.060001 | 0.050001
7981.64 | 2017-04-20 | 4 | 0.050001 | 0.050001 | 0.050001 | 0.21 | 0.13 | 0.13 | 0.1 | 0.040001 | 0.12 | 0.62 | 0.64 | 0.69 | 0.74 | 0.83 | 0.8 | 0.81 | 0.8 | 0.88 | 0.83 | 0.6 | 0.65 | 0.56 | 0.44 | 0.28
7981.64 | 2017-05-22 | 5 | 0.19 | 0.1 | 0.090001 | 0.080001 | 0.030001 | 0.010001 | 1e-06 | 1e-06 | 1e-06 | 0.010001 | 0.010001 | 0.010001 | 0.010001 | 0.010001 | 0.020001 | 0.020001 | 0.020001 | 0.040001 | 0.050001 | 0.1 | 0.1 | 0.1 | 0.1 | 0.16
7981.64 | 2017-05-03 | 5 | 0.16 | 0.080001 | 0.040001 | 0.020001 | 0.020001 | 0.050001 | 0.13 | 0.020001 | 1e-06 | 1e-06 | 0.010001 | 0.010001 | 0.020001 | 0.020001 | 0.020001 | 0.010001 | 0.030001 | 0.030001 | 0.060001 | 0.040001 | 0.060001 | 0.060001 | 0.050001 | 0.050001
7981.64 | 2017-05-23 | 5 | 0.27 | 0.25 | 0.11 | 0.1 | 0.080001 | 0.060001 | 0.010001 | 1e-06 | 1e-06 | 0.010001 | 0.040001 | 0.020001 | 0.010001 | 0.020001 | 0.060001 | 0.11 | 0.2 | 0.34 | 0.58 | 0.71 | 0.83 | 0.78 | 0.77 | 0.72
7981.64 | 2017-05-04 | 5 | 0.070001 | 0.070001 | 0.040001 | 0.040001 | 0.020001 | 1e-06 | 1e-06 | 0.010001 | 1e-06 | 1e-06 | 1e-06 | 0.010001 | 0.020001 | 0.040001 | 0.050001 | 0.040001 | 0.040001 | 0.050001 | 0.090001 | 0.18 | 0.25 | 0.26 | 0.2 | 0.18
7981.64 | 2017-05-02 | 5 | 0.010001 | 1e-06 | 1e-06 | 1e-06 | 1e-06 | 1e-06 | 0.010001 | 0.010001 | 1e-06 | 1e-06 | 1e-06 | 0.010001 | 0.010001 | 0.020001 | 0.070001 | 0.060001 | 0.1 | 0.23 | 0.35 | 0.75 | 0.78 | 0.69 | 0.52 | 0.33
7981.64 | 2017-06-20 | 6 | 0.29 | 0.19 | 0.11 | 0.050001 | 0.030001 | 0.010001 | 1e-06 | 1e-06 | 1e-06 | 1e-06 | 1e-06 | 1e-06 | 1e-06 | 1e-06 | 0.020001 | 0.030001 | 0.040001 | 0.1 | 0.13 | 0.28 | 0.33 | 0.29 | 0.18 | 0.14
7981.64 | 2017-06-19 | 6 | 0.25 | 0.25 | 0.23 | 0.32 | 0.31 | 0.48 | 0.31 | 0.080001 | 0.1 | 0.1 | 0.090001 | 0.11 | 0.11 | 0.13 | 0.19 | 0.27 | 0.42 | 0.42 | 0.63 | 0.63 | 0.72 | 0.71 | 0.57 | 0.43
7981.64 | 2017-06-21 | 6 | 0.15 | 0.14 | 0.11 | 0.050001 | 0.030001 | 0.010001 | 1e-06 | 1e-06 | 1e-06 | 1e-06 | 1e-06 | 1e-06 | 1e-06 | 1e-06 | 0.020001 | 0.030001 | 0.040001 | 0.1 | 0.13 | 0.28 | 0.33 | 0.29 | 0.17 | 0.12
7981.64 | 2017-06-22 | 6 | 0.12 | 0.11 | 0.070001 | 0.1 | 0.1 | 0.32 | 0.27 | 0.050001 | 0.010001 | 0.020001 | 0.020001 | 0.010001 | 0.020001 | 0.060001 | 0.1 | 0.17 | 0.23 | 0.32 | 0.33 | 0.52 | 0.51 | 0.44 | 0.4 | 0.35
7981.64 | 2017-06-26 | 6 | 0.030001 | 0.020001 | 0.010001 | 1e-06 | 1e-06 | 1e-06 | 1e-06 | 1e-06 | 1e-06 | 1e-06 | 1e-06 | 1e-06 | 0.010001 | 0.010001 | 0.030001 | 0.040001 | 0.060001 | 0.15 | 0.21 | 0.36 | 0.38 | 0.26 | 0.26 | 0.25
7981.64 | 2017-07-07 | 7 | 0.21 | 0.080001 | 0.020001 | 1e-06 | 0.010001 | 1e-06 | 1e-06 | 1e-06 | 0.010001 | 0.020001 | 0.010001 | 0.010001 | 0.010001 | 0.010001 | 0.010001 | 0.040001 | 0.080001 | 0.13 | 0.22 | 0.38 | 0.31 | 0.34 | 0.21 | 0.2
7981.64 | 2017-07-10 | 7 | 0.5 | 0.69 | 0.69 | 0.65 | 0.58 | 0.5 | 0.41 | 0.33 | 0.32 | 0.33 | 0.22 | 0.15 | 0.11 | 0.12 | 0.14 | 0.23 | 0.34 | 0.48 | 0.5 | 0.49 | 0.44 | 0.49 | 0.54 | 0.45
7981.64 | 2017-07-08 | 7 | 0.3 | 0.43 | 0.51 | 0.47 | 0.37 | 0.31 | 0.080001 | 0.1 | 0.080001 | 0.020001 | 0.020001 | 0.020001 | 0.010001 | 0.020001 | 0.030001 | 0.040001 | 0.030001 | 0.040001 | 0.080001 | 0.2 | 0.43 | 0.48 | 0.31 | 0.39
7981.64 | 2017-07-17 | 7 | 0.060001 | 0.020001 | 1e-06 | 1e-06 | 1e-06 | 1e-06 | 1e-06 | 1e-06 | 1e-06 | 1e-06 | 1e-06 | 1e-06 | 1e-06 | 0.010001 | 0.020001 | 0.020001 | 0.040001 | 0.060001 | 0.22 | 0.31 | 0.33 | 0.31 | 0.23 | 0.15
7981.64 | 2017-07-27 | 7 | 0.030001 | 0.040001 | 0.050001 | 0.010001 | 0.020001 | 0.020001 | 0.020001 | 1e-06 | 1e-06 | 0.020001 | 0.040001 | 0.11 | 0.26 | 0.22 | 0.3 | 0.41 | 0.37 | 0.69 | 0.62 | 0.67 | 0.6 | 0.67 | 0.45 | 0.22
7981.64 | 2017-08-28 | 8 | 0.090001 | 0.12 | 0.11 | 0.080001 | 0.11 | 0.11 | 0.14 | 0.12 | 0.12 | 0.1 | 0.1 | 0.12 | 0.1 | 0.1 | 0.15 | 0.2 | 0.28 | 0.39 | 0.43 | 0.52 | 0.57 | 0.63 | 0.64 | 0.49
7981.64 | 2017-08-29 | 8 | 0.27 | 0.080001 | 0.060001 | 0.050001 | 0.040001 | 0.030001 | 0.030001 | 0.030001 | 0.030001 | 0.040001 | 0.030001 | 0.020001 | 0.020001 | 0.020001 | 0.020001 | 0.030001 | 0.030001 | 0.040001 | 0.070001 | 0.15 | 0.14 | 0.1 | 0.11 | 0.070001
7981.64 | 2017-08-31 | 8 | 0.3 | 0.49 | 0.48 | 0.47 | 0.39 | 0.35 | 0.27 | 0.16 | 0.11 | 0.1 | 0.070001 | 0.070001 | 0.080001 | 0.070001 | 0.060001 | 0.050001 | 0.070001 | 0.070001 | 0.070001 | 0.080001 | 0.070001 | 0.060001 | 0.060001 | 0.23
7981.64 | 2017-08-30 | 8 | 0.040001 | 0.020001 | 0.020001 | 0.020001 | 0.010001 | 0.010001 | 0.010001 | 0.010001 | 0.010001 | 0.010001 | 0.010001 | 0.020001 | 0.040001 | 0.050001 | 0.060001 | 0.040001 | 0.030001 | 0.030001 | 0.040001 | 0.040001 | 0.040001 | 0.030001 | 0.020001 | 0.13
7981.64 | 2017-08-03 | 8 | 0.080001 | 0.020001 | 0.040001 | 0.080001 | 0.12 | 0.18 | 0.18 | 0.25 | 0.21 | 0.25 | 0.41 | 0.52 | 0.54 | 0.57 | 0.51 | 0.52 | 0.62 | 0.42 | 0.44 | 0.44 | 0.4 | 0.36 | 0.32 | 0.24
7981.64 | 2017-09-01 | 9 | 0.44 | 0.61 | 0.6 | 0.6 | 0.6 | 0.6 | 0.61 | 0.59 | 0.58 | 0.51 | 0.46 | 0.45 | 0.51 | 0.53 | 0.53 | 0.57 | 0.55 | 0.49 | 0.45 | 0.49 | 0.44 | 0.43 | 0.41 | 0.43
7981.64 | 2017-09-02 | 9 | 0.5 | 0.59 | 0.67 | 0.69 | 0.71 | 0.7 | 0.7 | 0.53 | 0.46 | 0.49 | 0.47 | 0.44 | 0.4 | 0.26 | 0.31 | 0.24 | 0.31 | 0.34 | 0.4 | 0.47 | 0.51 | 0.47 | 0.48 | 0.3
7981.64 | 2017-09-11 | 9 | 0.5 | 0.61 | 0.6 | 0.6 | 0.6 | 0.6 | 0.61 | 0.59 | 0.58 | 0.51 | 0.46 | 0.45 | 0.51 | 0.53 | 0.53 | 0.57 | 0.55 | 0.49 | 0.45 | 0.49 | 0.44 | 0.43 | 0.41 | 0.33
7981.64 | 2017-09-05 | 9 | 0.080001 | 0.12 | 0.11 | 0.080001 | 0.11 | 0.11 | 0.14 | 0.12 | 0.12 | 0.1 | 0.1 | 0.12 | 0.1 | 0.1 | 0.15 | 0.2 | 0.28 | 0.39 | 0.43 | 0.52 | 0.57 | 0.63 | 0.64 | 0.48
7981.64 | 2017-09-03 | 9 | 0.14 | 0.020001 | 0.020001 | 0.020001 | 0.010001 | 0.010001 | 0.010001 | 0.010001 | 0.010001 | 0.010001 | 0.010001 | 0.020001 | 0.040001 | 0.050001 | 0.060001 | 0.040001 | 0.030001 | 0.030001 | 0.040001 | 0.040001 | 0.040001 | 0.030001 | 0.020001 | 0.070001
7981.64 | 2017-10-24 | 10 | 0.14 | 0.11 | 0.13 | 0.090001 | 0.1 | 0.19 | 0.23 | 0.34 | 0.12 | 0.080001 | 0.060001 | 0.12 | 0.2 | 0.25 | 0.24 | 0.34 | 0.41 | 0.48 | 0.32 | 0.28 | 0.36 | 0.49 | 0.37 | 0.23
7981.64 | 2017-10-25 | 10 | 0.1 | 0.040001 | 0.020001 | 0.030001 | 0.030001 | 0.030001 | 0.020001 | 0.030001 | 0.050001 | 0.050001 | 0.030001 | 0.020001 | 0.020001 | 0.010001 | 0.010001 | 0.020001 | 0.070001 | 0.27 | 0.1 | 0.050001 | 0.070001 | 0.2 | 0.24 | 0.21
7981.64 | 2017-10-23 | 10 | 0.070001 | 0.090001 | 0.13 | 0.090001 | 0.1 | 0.19 | 0.23 | 0.34 | 0.12 | 0.080001 | 0.060001 | 0.12 | 0.2 | 0.25 | 0.24 | 0.34 | 0.41 | 0.48 | 0.32 | 0.28 | 0.36 | 0.49 | 0.38 | 0.24
7981.64 | 2017-10-26 | 10 | 0.11 | 0.050001 | 0.020001 | 0.030001 | 0.030001 | 0.030001 | 0.020001 | 0.030001 | 0.050001 | 0.050001 | 0.030001 | 0.020001 | 0.020001 | 0.010001 | 0.010001 | 0.020001 | 0.070001 | 0.27 | 0.1 | 0.050001 | 0.070001 | 0.2 | 0.33 | 0.45
7981.64 | 2017-10-16 | 10 | 0.1 | 0.040001 | 1e-06 | 1e-06 | 0.010001 | 0.010001 | 0.020001 | 0.020001 | 0.010001 | 1e-06 | 1e-06 | 0.010001 | 0.010001 | 0.010001 | 0.010001 | 0.010001 | 0.010001 | 0.010001 | 0.070001 | 0.080001 | 0.040001 | 0.020001 | 0.030001 | 0.050001
7981.64 | 2017-11-22 | 11 | 0.24 | 0.060001 | 1e-06 | 1e-06 | 1e-06 | 1e-06 | 1e-06 | 1e-06 | 1e-06 | 0.010001 | 1e-06 | 1e-06 | 1e-06 | 0.010001 | 0.030001 | 0.13 | 0.23 | 0.3 | 0.32 | 0.28 | 0.3 | 0.33 | 0.32 | 0.25
7981.64 | 2017-11-28 | 11 | 0.65 | 0.71 | 0.75 | 0.76 | 0.76 | 0.67 | 0.65 | 0.72 | 0.72 | 0.76 | 0.66 | 0.64 | 0.61 | 0.58 | 0.65 | 0.62 | 0.71 | 0.71 | 0.61 | 0.57 | 0.56 | 0.47 | 0.48 | 0.48
7981.64 | 2017-11-29 | 11 | 0.5 | 0.51 | 0.53 | 0.51 | 0.32 | 0.35 | 0.29 | 0.46 | 0.42 | 0.27 | 0.14 | 0.090001 | 0.070001 | 0.070001 | 0.050001 | 0.040001 | 0.040001 | 0.080001 | 0.080001 | 0.080001 | 0.050001 | 0.020001 | 0.020001 | 0.020001
7981.64 | 2017-11-21 | 11 | 0.52 | 0.69 | 0.75 | 0.7 | 0.61 | 0.65 | 0.71 | 0.69 | 0.6 | 0.73 | 0.71 | 0.82 | 0.81 | 0.87 | 0.88 | 0.88 | 0.88 | 0.87 | 0.87 | 0.83 | 0.8 | 0.71 | 0.69 | 0.55
7981.64 | 2017-11-08 | 11 | 0.12 | 0.15 | 0.19 | 0.27 | 0.31 | 0.3 | 0.32 | 0.22 | 0.23 | 0.17 | 0.1 | 0.050001 | 0.020001 | 0.010001 | 0.010001 | 0.010001 | 0.010001 | 0.020001 | 0.010001 | 0.010001 | 1e-06 | 0.010001 | 0.040001 | 0.11
7981.64 | 2017-12-20 | 12 | 0.58 | 0.56 | 0.61 | 0.34 | 0.2 | 0.45 | 0.77 | 0.77 | 0.65 | 0.79 | 0.83 | 0.87 | 0.88 | 0.88 | 0.88 | 0.88 | 0.88 | 0.81 | 0.85 | 0.87 | 0.82 | 0.82 | 0.64 | 0.46
7981.64 | 2017-12-21 | 12 | 0.42 | 0.5 | 0.61 | 0.34 | 0.2 | 0.45 | 0.77 | 0.77 | 0.65 | 0.79 | 0.83 | 0.87 | 0.88 | 0.88 | 0.88 | 0.88 | 0.88 | 0.81 | 0.85 | 0.87 | 0.82 | 0.82 | 0.62 | 0.36
7981.64 | 2017-12-04 | 12 | 0.44 | 0.55 | 0.58 | 0.44 | 0.48 | 0.5 | 0.36 | 0.4 | 0.5 | 0.38 | 0.41 | 0.38 | 0.33 | 0.27 | 0.23 | 0.27 | 0.5 | 0.53 | 0.48 | 0.49 | 0.74 | 0.75 | 0.77 | 0.77
7981.64 | 2017-12-11 | 12 | 0.78 | 0.8 | 0.77 | 0.83 | 0.78 | 0.83 | 0.83 | 0.88 | 0.82 | 0.88 | 0.79 | 0.83 | 0.8 | 0.88 | 0.8 | 0.79 | 0.8 | 0.67 | 0.66 | 0.68 | 0.2 | 0.13 | 0.3 | 0.31
7981.64 | 2017-12-06 | 12 | 0.25 | 0.080001 | 0.020001 | 0.020001 | 0.020001 | 0.010001 | 0.020001 | 0.030001 | 0.040001 | 0.040001 | 0.020001 | 0.020001 | 0.010001 | 1e-06 | 1e-06 | 1e-06 | 1e-06 | 1e-06 | 1e-06 | 0.010001 | 0.020001 | 0.030001 | 0.070001 | 0.2
7981.64 | 2018-01-29 | 1 | 0.13 | 0.17 | 0.17 | 0.22 | 0.26 | 0.44 | 0.36 | 0.32 | 0.3 | 0.16 | 0.33 | 0.5 | 0.39 | 0.35 | 0.48 | 0.43 | 0.54 | 0.54 | 0.57 | 0.47 | 0.58 | 0.6 | 0.61 | 0.55
7981.64 | 2018-01-08 | 1 | 0.35 | 0.43 | 0.4 | 0.34 | 0.29 | 0.28 | 0.27 | 0.22 | 0.18 | 0.1 | 0.1 | 0.080001 | 0.020001 | 0.070001 | 0.21 | 0.48 | 0.040001 | 0.47 | 0.49 | 0.56 | 0.67 | 0.57 | 0.5 | 0.46
7981.64 | 2018-01-22 | 1 | 0.34 | 0.45 | 0.51 | 0.44 | 0.38 | 0.37 | 0.36 | 0.23 | 0.17 | 0.11 | 0.090001 | 0.040001 | 0.040001 | 0.040001 | 0.020001 | 0.020001 | 0.010001 | 1e-06 | 1e-06 | 0.010001 | 0.030001 | 0.040001 | 0.1 | 0.15
7981.64 | 2018-01-25 | 1 | 0.44 | 0.23 | 0.12 | 0.15 | 0.26 | 0.44 | 0.59 | 0.7 | 0.66 | 0.62 | 0.61 | 0.67 | 0.83 | 0.79 | 0.77 | 0.64 | 0.67 | 0.82 | 0.73 | 0.67 | 0.71 | 0.78 | 0.77 | 0.67
7981.64 | 2018-01-03 | 1 | 0.24 | 0.32 | 0.41 | 0.44 | 0.41 | 0.37 | 0.27 | 0.44 | 0.51 | 0.57 | 0.57 | 0.65 | 0.67 | 0.69 | 0.56 | 0.65 | 0.7 | 0.69 | 0.67 | 0.57 | 0.63 | 0.56 | 0.66 | 0.75
7981.64 | 2018-02-20 | 2 | 0.66 | 0.76 | 0.79 | 0.86 | 0.86 | 0.85 | 0.85 | 0.81 | 0.88 | 0.88 | 0.88 | 0.87 | 0.82 | 0.88 | 0.88 | 0.83 | 0.88 | 0.83 | 0.85 | 0.88 | 0.79 | 0.67 | 0.63 | 0.53
7981.64 | 2018-02-22 | 2 | 0.080001 | 0.020001 | 1e-06 | 0.020001 | 0.010001 | 1e-06 | 0.010001 | 0.020001 | 0.010001 | 0.010001 | 1e-06 | 1e-06 | 1e-06 | 1e-06 | 0.010001 | 0.010001 | 0.020001 | 0.030001 | 0.050001 | 0.030001 | 0.050001 | 0.040001 | 0.070001 | 0.11
7981.64 | 2018-02-27 | 2 | 0.010001 | 0.010001 | 1e-06 | 0.020001 | 0.010001 | 1e-06 | 0.010001 | 0.020001 | 0.010001 | 0.010001 | 1e-06 | 1e-06 | 1e-06 | 1e-06 | 0.010001 | 0.010001 | 0.020001 | 0.030001 | 0.050001 | 0.030001 | 0.050001 | 0.040001 | 0.060001 | 0.070001
7981.64 | 2018-02-19 | 2 | 0.4 | 0.29 | 0.26 | 0.32 | 0.32 | 0.35 | 0.27 | 0.28 | 0.23 | 0.11 | 0.060001 | 0.040001 | 0.030001 | 0.020001 | 0.020001 | 0.020001 | 0.010001 | 1e-06 | 1e-06 | 1e-06 | 1e-06 | 1e-06 | 0.080001 | 0.32
7981.64 | 2018-02-21 | 2 | 0.35 | 0.24 | 0.23 | 0.19 | 0.26 | 0.27 | 0.28 | 0.28 | 0.25 | 0.12 | 0.15 | 0.21 | 0.25 | 0.31 | 0.24 | 0.2 | 0.090001 | 0.090001 | 0.33 | 0.53 | 0.59 | 0.49 | 0.37 | 0.21
7981.64 | 2018-03-01 | 3 | 0.080001 | 0.080001 | 0.040001 | 0.22 | 0.4 | 0.51 | 0.47 | 0.61 | 0.55 | 0.63 | 0.75 | 0.84 | 0.85 | 0.88 | 0.88 | 0.88 | 0.88 | 0.76 | 0.66 | 0.6 | 0.5 | 0.39 | 0.32 | 0.2
7981.64 | 2018-03-05 | 3 | 0.51 | 0.57 | 0.58 | 0.67 | 0.48 | 0.54 | 0.57 | 0.51 | 0.66 | 0.86 | 0.76 | 0.56 | 0.43 | 0.38 | 0.41 | 0.4 | 0.55 | 0.64 | 0.71 | 0.66 | 0.56 | 0.51 | 0.45 | 0.41
7981.64 | 2018-03-02 | 3 | 0.080001 | 0.020001 | 1e-06 | 1e-06 | 1e-06 | 1e-06 | 1e-06 | 1e-06 | 1e-06 | 1e-06 | 0.020001 | 0.020001 | 0.020001 | 0.020001 | 0.030001 | 0.030001 | 0.040001 | 0.040001 | 0.040001 | 0.040001 | 0.020001 | 0.020001 | 0.020001 | 0.020001
7981.64 | 2018-03-12 | 3 | 0.49 | 0.56 | 0.57 | 0.49 | 0.49 | 0.57 | 0.49 | 0.43 | 0.25 | 0.12 | 0.090001 | 0.060001 | 0.060001 | 0.040001 | 0.020001 | 0.010001 | 1e-06 | 0.010001 | 0.020001 | 0.030001 | 0.040001 | 0.040001 | 0.090001 | 0.14
7981.64 | 2018-03-29 | 3 | 0.5 | 0.51 | 0.49 | 0.46 | 0.57 | 0.37 | 0.34 | 0.3 | 0.39 | 0.62 | 0.82 | 0.76 | 0.82 | 0.81 | 0.77 | 0.78 | 0.82 | 0.82 | 0.67 | 0.55 | 0.61 | 0.62 | 0.58 | 0.44
7981.64 | 2018-04-09 | 4 | 0.010001 | 0.010001 | 0.010001 | 0.040001 | 0.040001 | 0.010001 | 0.020001 | 0.010001 | 1e-06 | 0.010001 | 0.010001 | 1e-06 | 1e-06 | 0.010001 | 0.010001 | 0.040001 | 0.090001 | 0.14 | 0.24 | 0.39 | 0.44 | 0.25 | 0.22 | 0.22
7981.64 | 2018-04-23 | 4 | 0.080001 | 0.050001 | 0.030001 | 0.030001 | 0.020001 | 1e-06 | 0.010001 | 1e-06 | 0.010001 | 0.010001 | 0.010001 | 0.010001 | 0.010001 | 0.020001 | 0.020001 | 0.010001 | 0.010001 | 0.010001 | 0.020001 | 0.070001 | 0.060001 | 0.030001 | 0.1 | 0.28
7981.64 | 2018-04-10 | 4 | 0.27 | 0.35 | 0.45 | 0.36 | 0.5 | 0.47 | 0.52 | 0.47 | 0.21 | 0.080001 | 0.050001 | 0.080001 | 0.060001 | 0.050001 | 0.070001 | 0.050001 | 0.090001 | 0.11 | 0.33 | 0.61 | 0.54 | 0.44 | 0.31 | 0.19
7981.64 | 2018-04-25 | 4 | 0.080001 | 0.060001 | 0.060001 | 0.060001 | 0.070001 | 0.040001 | 0.030001 | 0.010001 | 0.010001 | 0.020001 | 0.030001 | 0.020001 | 0.030001 | 0.2 | 0.39 | 0.33 | 0.75 | 0.79 | 0.83 | 0.68 | 0.67 | 0.8 | 0.7 | 0.51
7981.64 | 2018-04-24 | 4 | 0.55 | 0.68 | 0.72 | 0.71 | 0.71 | 0.64 | 0.58 | 0.39 | 0.26 | 0.18 | 0.26 | 0.24 | 0.34 | 0.32 | 0.44 | 0.59 | 0.55 | 0.68 | 0.52 | 0.58 | 0.56 | 0.26 | 0.18 | 0.12
7981.64 | 2018-05-29 | 5 | 0.2 | 0.1 | 0.070001 | 0.080001 | 0.090001 | 0.28 | 0.23 | 0.29 | 0.26 | 0.22 | 0.14 | 0.15 | 0.17 | 0.19 | 0.19 | 0.21 | 0.17 | 0.18 | 0.12 | 0.060001 | 0.050001 | 0.080001 | 0.060001 | 0.040001
7981.64 | 2018-05-08 | 5 | 0.25 | 0.16 | 0.16 | 0.17 | 0.28 | 0.28 | 0.19 | 0.11 | 0.080001 | 0.11 | 0.1 | 0.080001 | 0.080001 | 0.070001 | 0.080001 | 0.12 | 0.14 | 0.22 | 0.27 | 0.41 | 0.52 | 0.43 | 0.3 | 0.23
7981.64 | 2018-05-09 | 5 | 0.22 | 0.21 | 0.17 | 0.050001 | 0.010001 | 0.030001 | 1e-06 | 1e-06 | 1e-06 | 1e-06 | 1e-06 | 1e-06 | 1e-06 | 1e-06 | 0.010001 | 0.010001 | 0.020001 | 0.020001 | 0.030001 | 0.090001 | 0.050001 | 0.020001 | 0.020001 | 0.020001
7981.64 | 2018-05-07 | 5 | 0.52 | 0.74 | 0.87 | 0.74 | 0.6 | 0.48 | 0.48 | 0.82 | 0.88 | 0.88 | 0.88 | 0.88 | 0.88 | 0.88 | 0.88 | 0.88 | 0.88 | 0.87 | 0.86 | 0.76 | 0.79 | 0.76 | 0.66 | 0.49
7981.64 | 2018-05-28 | 5 | 0.26 | 0.21 | 0.18 | 0.16 | 0.090001 | 0.15 | 0.12 | 0.020001 | 0.14 | 0.22 | 0.050001 | 0.46 | 0.38 | 0.37 | 0.55 | 0.12 | 0.2 | 0.32 | 0.57 | 0.43 | 0.68 | 0.46 | 0.46 | 0.37
7981.64 | 2018-06-22 | 6 | 0.23 | 0.27 | 0.26 | 0.070001 | 1e-06 | 0.020001 | 1e-06 | 1e-06 | 1e-06 | 1e-06 | 0.010001 | 0.010001 | 0.010001 | 0.020001 | 0.010001 | 0.030001 | 0.040001 | 0.070001 | 0.12 | 0.23 | 0.39 | 0.36 | 0.34 | 0.39
7981.64 | 2018-06-13 | 6 | 0.2 | 0.060001 | 1e-06 | 1e-06 | 1e-06 | 1e-06 | 1e-06 | 1e-06 | 1e-06 | 1e-06 | 1e-06 | 0.010001 | 0.020001 | 0.020001 | 0.040001 | 0.050001 | 0.050001 | 0.1 | 0.14 | 0.32 | 0.47 | 0.34 | 0.22 | 0.15
7981.64 | 2018-06-12 | 6 | 0.54 | 0.59 | 0.58 | 0.48 | 0.5 | 0.51 | 0.53 | 0.55 | 0.44 | 0.2 | 0.080001 | 0.11 | 0.13 | 0.12 | 0.13 | 0.18 | 0.28 | 0.47 | 0.64 | 0.75 | 0.78 | 0.71 | 0.65 | 0.49
7981.64 | 2018-06-14 | 6 | 0.13 | 0.12 | 0.11 | 0.070001 | 0.060001 | 0.16 | 0.050001 | 0.040001 | 0.020001 | 0.020001 | 0.020001 | 0.010001 | 0.020001 | 0.020001 | 0.020001 | 0.020001 | 0.030001 | 0.050001 | 0.060001 | 0.16 | 0.25 | 0.2 | 0.11 | 0.050001
7981.64 | 2018-06-26 | 6 | 0.31 | 0.18 | 0.11 | 0.070001 | 0.060001 | 0.16 | 0.050001 | 0.040001 | 0.020001 | 0.020001 | 0.020001 | 0.010001 | 0.020001 | 0.020001 | 0.020001 | 0.020001 | 0.030001 | 0.050001 | 0.060001 | 0.16 | 0.25 | 0.2 | 0.17 | 0.23
7981.64 | 2018-07-25 | 7 | 0.020001 | 0.020001 | 0.040001 | 0.080001 | 0.12 | 0.18 | 0.18 | 0.25 | 0.21 | 0.25 | 0.41 | 0.52 | 0.54 | 0.57 | 0.51 | 0.52 | 0.62 | 0.42 | 0.44 | 0.44 | 0.4 | 0.36 | 0.32 | 0.24
7981.64 | 2018-07-24 | 7 | 0.020001 | 0.020001 | 0.020001 | 0.020001 | 0.020001 | 0.020001 | 0.020001 | 0.020001 | 0.020001 | 0.020001 | 0.020001 | 0.030001 | 0.040001 | 0.040001 | 0.030001 | 0.030001 | 0.030001 | 0.030001 | 0.020001 | 0.020001 | 0.020001 | 0.020001 | 0.020001 | 0.020001
7981.64 | 2018-07-23 | 7 | 0.59 | 0.64 | 0.61 | 0.59 | 0.53 | 0.48 | 0.46 | 0.38 | 0.29 | 0.29 | 0.28 | 0.2 | 0.14 | 0.080001 | 0.060001 | 0.040001 | 0.030001 | 0.020001 | 0.020001 | 0.010001 | 0.020001 | 0.020001 | 0.020001 | 0.020001
7981.64 | 2018-07-06 | 7 | 0.090001 | 0.010001 | 0.010001 | 0.020001 | 0.020001 | 0.020001 | 0.020001 | 0.030001 | 0.030001 | 0.030001 | 0.030001 | 0.030001 | 0.040001 | 0.060001 | 0.060001 | 0.070001 | 0.090001 | 0.080001 | 0.050001 | 0.090001 | 0.2 | 0.13 | 0.21 | 0.27
7981.64 | 2018-07-31 | 7 | 0.1 | 0.060001 | 0.040001 | 0.040001 | 0.010001 | 0.010001 | 1e-06 | 1e-06 | 1e-06 | 1e-06 | 1e-06 | 0.010001 | 0.010001 | 0.010001 | 0.020001 | 0.010001 | 0.020001 | 0.020001 | 0.030001 | 0.050001 | 0.13 | 0.15 | 0.11 | 0.1
7981.64 | 2018-08-09 | 8 | 0.23 | 0.21 | 0.19 | 0.13 | 0.1 | 0.080001 | 0.070001 | 0.050001 | 0.030001 | 0.030001 | 0.020001 | 0.020001 | 0.020001 | 0.020001 | 0.020001 | 0.040001 | 0.060001 | 0.090001 | 0.14 | 0.21 | 0.26 | 0.29 | 0.29 | 0.18
7981.64 | 2018-08-06 | 8 | 0.59 | 0.64 | 0.61 | 0.59 | 0.53 | 0.48 | 0.46 | 0.38 | 0.29 | 0.29 | 0.28 | 0.2 | 0.14 | 0.080001 | 0.060001 | 0.040001 | 0.030001 | 0.020001 | 0.020001 | 0.010001 | 0.020001 | 0.020001 | 0.020001 | 0.040001
7981.64 | 2018-08-07 | 8 | 0.050001 | 0.060001 | 0.040001 | 0.040001 | 0.010001 | 0.010001 | 1e-06 | 1e-06 | 1e-06 | 1e-06 | 1e-06 | 0.010001 | 0.010001 | 0.010001 | 0.020001 | 0.010001 | 0.020001 | 0.020001 | 0.030001 | 0.050001 | 0.13 | 0.15 | 0.13 | 0.14
7981.64 | 2018-08-08 | 8 | 0.19 | 0.22 | 0.25 | 0.2 | 0.16 | 0.14 | 0.13 | 0.11 | 0.11 | 0.11 | 0.090001 | 0.060001 | 0.060001 | 0.060001 | 0.080001 | 0.11 | 0.14 | 0.2 | 0.23 | 0.23 | 0.26 | 0.3 | 0.28 | 0.25
7981.64 | 2018-08-01 | 8 | 0.1 | 0.080001 | 0.060001 | 0.050001 | 0.040001 | 0.030001 | 0.030001 | 0.030001 | 0.030001 | 0.040001 | 0.030001 | 0.020001 | 0.020001 | 0.020001 | 0.020001 | 0.030001 | 0.030001 | 0.040001 | 0.070001 | 0.15 | 0.14 | 0.1 | 0.11 | 0.1
7981.64 | 2018-09-07 | 9 | 0.030001 | 0.030001 | 0.020001 | 0.020001 | 0.020001 | 0.020001 | 0.020001 | 0.010001 | 1e-06 | 1e-06 | 1e-06 | 1e-06 | 1e-06 | 1e-06 | 1e-06 | 0.010001 | 0.010001 | 1e-06 | 0.010001 | 0.030001 | 0.040001 | 0.040001 | 0.050001 | 0.060001
7981.64 | 2018-09-08 | 9 | 0.070001 | 0.090001 | 0.14 | 0.17 | 0.23 | 0.22 | 0.27 | 0.29 | 0.22 | 0.12 | 0.080001 | 0.060001 | 0.080001 | 0.080001 | 0.070001 | 0.080001 | 0.090001 | 0.18 | 0.29 | 0.12 | 0.030001 | 0.020001 | 0.030001 | 0.030001
7981.64 | 2018-09-10 | 9 | 0.17 | 0.24 | 0.28 | 0.32 | 0.37 | 0.38 | 0.39 | 0.42 | 0.43 | 0.42 | 0.14 | 0.050001 | 0.040001 | 0.090001 | 0.32 | 0.49 | 0.25 | 0.36 | 0.18 | 0.24 | 0.24 | 0.19 | 0.16 | 0.1
7981.64 | 2018-09-09 | 9 | 0.030001 | 0.020001 | 1e-06 | 1e-06 | 1e-06 | 1e-06 | 1e-06 | 1e-06 | 1e-06 | 1e-06 | 1e-06 | 1e-06 | 0.010001 | 0.010001 | 0.020001 | 0.030001 | 0.040001 | 0.12 | 0.4 | 0.36 | 0.030001 | 0.16 | 0.1 | 0.1
7981.64 | 2018-09-04 | 9 | 0.26 | 0.12 | 0.010001 | 0.020001 | 0.010001 | 0.030001 | 0.010001 | 1e-06 | 0.020001 | 0.020001 | 0.010001 | 1e-06 | 0.070001 | 0.010001 | 0.010001 | 0.030001 | 0.090001 | 0.050001 | 0.080001 | 0.43 | 0.35 | 0.030001 | 0.050001 | 0.060001
7981.64 | 2018-10-01 | 10 | 0.26 | 0.31 | 0.36 | 0.24 | 0.28 | 0.44 | 0.29 | 0.43 | 0.32 | 0.35 | 0.33 | 0.32 | 0.39 | 0.28 | 0.35 | 0.37 | 0.49 | 0.45 | 0.25 | 0.38 | 0.28 | 0.33 | 0.17 | 0.1
7981.64 | 2018-10-02 | 10 | 0.090001 | 0.080001 | 0.060001 | 0.050001 | 0.030001 | 0.020001 | 0.020001 | 0.020001 | 1e-06 | 0.010001 | 0.010001 | 0.010001 | 0.020001 | 0.020001 | 0.010001 | 0.020001 | 0.020001 | 0.020001 | 0.080001 | 0.090001 | 0.040001 | 1e-06 | 1e-06 | 1e-06
7981.64 | 2018-10-03 | 10 | 1e-06 | 1e-06 | 1e-06 | 0.010001 | 0.010001 | 0.020001 | 0.020001 | 0.020001 | 0.020001 | 0.010001 | 1e-06 | 1e-06 | 1e-06 | 1e-06 | 0.010001 | 0.020001 | 0.020001 | 0.090001 | 0.030001 | 0.060001 | 0.050001 | 0.080001 | 0.14 | 0.17
7981.64 | 2018-10-08 | 10 | 0.19 | 0.070001 | 0.040001 | 0.030001 | 0.020001 | 0.020001 | 0.010001 | 0.030001 | 1e-06 | 1e-06 | 0.010001 | 1e-06 | 1e-06 | 0.020001 | 0.020001 | 0.050001 | 0.050001 | 0.070001 | 0.070001 | 0.1 | 0.15 | 0.16 | 0.23 | 0.34
7981.64 | 2018-10-04 | 10 | 0.15 | 0.14 | 0.14 | 0.13 | 0.19 | 0.18 | 0.14 | 0.16 | 0.21 | 0.15 | 0.1 | 0.050001 | 0.14 | 0.12 | 0.1 | 0.090001 | 0.18 | 0.23 | 0.3 | 0.26 | 0.23 | 0.16 | 0.11 | 0.070001
7981.64 | 2018-11-02 | 11 | 0.16 | 0.060001 | 0.020001 | 0.020001 | 0.030001 | 0.030001 | 0.030001 | 0.020001 | 0.020001 | 0.010001 | 1e-06 | 1e-06 | 1e-06 | 1e-06 | 0.010001 | 0.010001 | 0.010001 | 0.020001 | 0.040001 | 0.050001 | 0.070001 | 0.070001 | 0.070001 | 0.090001
7981.64 | 2018-11-01 | 11 | 0.42 | 0.39 | 0.31 | 0.29 | 0.1 | 0.080001 | 0.070001 | 0.060001 | 0.030001 | 0.060001 | 0.050001 | 0.030001 | 0.080001 | 0.11 | 0.14 | 0.090001 | 0.060001 | 0.12 | 0.080001 | 0.080001 | 0.19 | 0.25 | 0.35 | 0.32
7981.64 | 2018-11-05 | 11 | 0.23 | 0.1 | 0.040001 | 0.060001 | 0.090001 | 0.17 | 0.48 | 0.42 | 0.1 | 0.040001 | 0.25 | 0.33 | 0.61 | 0.55 | 0.6 | 0.54 | 0.49 | 0.37 | 0.33 | 0.16 | 0.21 | 0.16 | 0.11 | 0.070001
7981.64 | 2018-11-14 | 11 | 0.66 | 0.72 | 0.77 | 0.82 | 0.83 | 0.82 | 0.76 | 0.76 | 0.76 | 0.7 | 0.8 | 0.77 | 0.79 | 0.83 | 0.75 | 0.76 | 0.7 | 0.68 | 0.77 | 0.81 | 0.71 | 0.65 | 0.57 | 0.45
7981.64 | 2018-11-07 | 11 | 0.32 | 0.39 | 0.37 | 0.4 | 0.4 | 0.36 | 0.43 | 0.19 | 0.080001 | 0.040001 | 0.030001 | 0.030001 | 0.060001 | 0.060001 | 0.12 | 0.020001 | 0.010001 | 0.020001 | 0.010001 | 0.080001 | 1e-06 | 0.060001 | 0.16 | 0.41
7981.64 | 2018-12-05 | 12 | 0.040001 | 0.020001 | 0.020001 | 0.020001 | 0.020001 | 0.010001 | 0.020001 | 0.030001 | 0.040001 | 0.040001 | 0.020001 | 0.020001 | 0.010001 | 1e-06 | 1e-06 | 1e-06 | 1e-06 | 1e-06 | 1e-06 | 0.010001 | 0.020001 | 0.030001 | 0.030001 | 0.020001
7981.64 | 2018-12-10 | 12 | 0.33 | 0.23 | 0.17 | 0.080001 | 0.1 | 0.12 | 0.13 | 0.12 | 0.22 | 0.18 | 0.070001 | 0.090001 | 0.11 | 0.060001 | 0.050001 | 0.030001 | 0.030001 | 0.030001 | 0.020001 | 0.020001 | 0.040001 | 0.040001 | 0.080001 | 0.19
7981.64 | 2018-12-06 | 12 | 0.020001 | 0.020001 | 0.020001 | 0.080001 | 0.010001 | 1e-06 | 1e-06 | 1e-06 | 1e-06 | 1e-06 | 1e-06 | 1e-06 | 1e-06 | 1e-06 | 1e-06 | 1e-06 | 1e-06 | 1e-06 | 0.010001 | 0.010001 | 0.020001 | 0.030001 | 0.060001 | 0.14
7981.64 | 2018-12-11 | 12 | 0.39 | 0.45 | 0.43 | 0.32 | 0.33 | 0.1 | 0.35 | 0.5 | 0.68 | 0.65 | 0.64 | 0.85 | 0.81 | 0.76 | 0.8 | 0.71 | 0.68 | 0.74 | 0.57 | 0.54 | 0.48 | 0.44 | 0.36 | 0.3
7981.64 | 2018-12-03 | 12 | 0.59 | 0.7 | 0.77 | 0.82 | 0.83 | 0.82 | 0.76 | 0.76 | 0.76 | 0.7 | 0.8 | 0.77 | 0.79 | 0.83 | 0.75 | 0.76 | 0.7 | 0.68 | 0.77 | 0.81 | 0.71 | 0.65 | 0.58 | 0.47
7981.64 | 2019-01-14 | 1 | 0.12 | 0.060001 | 0.040001 | 0.050001 | 0.050001 | 0.060001 | 0.060001 | 0.050001 | 0.050001 | 0.040001 | 0.030001 | 0.030001 | 0.030001 | 0.020001 | 0.020001 | 0.030001 | 0.020001 | 0.040001 | 0.040001 | 0.060001 | 0.060001 | 0.040001 | 0.070001 | 0.16
7981.64 | 2019-01-15 | 1 | 0.32 | 0.45 | 0.52 | 0.53 | 0.5 | 0.58 | 0.7 | 0.61 | 0.69 | 0.7 | 0.69 | 0.45 | 0.5 | 0.63 | 0.67 | 0.7 | 0.34 | 0.090001 | 0.030001 | 0.030001 | 0.060001 | 0.060001 | 0.18 | 0.38
7981.64 | 2019-01-02 | 1 | 0.070001 | 0.060001 | 0.060001 | 0.060001 | 0.080001 | 0.050001 | 0.16 | 0.28 | 0.36 | 0.37 | 0.4 | 0.43 | 0.45 | 0.43 | 0.45 | 0.58 | 0.47 | 0.51 | 0.54 | 0.56 | 0.36 | 0.24 | 0.3 | 0.32
7981.64 | 2019-01-03 | 1 | 0.31 | 0.31 | 0.34 | 0.33 | 0.38 | 0.4 | 0.37 | 0.4 | 0.39 | 0.42 | 0.5 | 0.56 | 0.67 | 0.75 | 0.78 | 0.66 | 0.6 | 0.8 | 0.69 | 0.77 | 0.8 | 0.85 | 0.75 | 0.55
7981.64 | 2019-01-16 | 1 | 0.58 | 0.68 | 0.71 | 0.8 | 0.77 | 0.71 | 0.83 | 0.72 | 0.6 | 0.67 | 0.68 | 0.66 | 0.77 | 0.64 | 0.69 | 0.6 | 0.7 | 0.65 | 0.7 | 0.69 | 0.74 | 0.78 | 0.75 | 0.75
7981.64 | 2019-02-20 | 2 | 0.22 | 0.21 | 0.23 | 0.19 | 0.26 | 0.27 | 0.28 | 0.28 | 0.25 | 0.12 | 0.15 | 0.21 | 0.25 | 0.31 | 0.24 | 0.2 | 0.090001 | 0.090001 | 0.33 | 0.53 | 0.59 | 0.49 | 0.4 | 0.29
7981.64 | 2019-02-21 | 2 | 0.21 | 0.2 | 0.23 | 0.19 | 0.26 | 0.27 | 0.28 | 0.28 | 0.25 | 0.12 | 0.15 | 0.21 | 0.25 | 0.31 | 0.24 | 0.2 | 0.090001 | 0.090001 | 0.33 | 0.53 | 0.59 | 0.49 | 0.38 | 0.22
7981.64 | 2019-02-05 | 2 | 0.6 | 0.55 | 0.46 | 0.55 | 0.41 | 0.39 | 0.43 | 0.32 | 0.27 | 0.23 | 0.21 | 0.21 | 0.21 | 0.26 | 0.29 | 0.32 | 0.39 | 0.37 | 0.38 | 0.42 | 0.44 | 0.43 | 0.43 | 0.33
7981.64 | 2019-02-13 | 2 | 0.080001 | 0.030001 | 1e-06 | 1e-06 | 1e-06 | 1e-06 | 1e-06 | 1e-06 | 1e-06 | 1e-06 | 1e-06 | 1e-06 | 1e-06 | 0.010001 | 0.010001 | 0.010001 | 0.010001 | 0.030001 | 0.020001 | 0.050001 | 0.060001 | 0.060001 | 0.080001 | 0.13
7981.64 | 2019-02-12 | 2 | 0.59 | 0.57 | 0.52 | 0.53 | 0.51 | 0.49 | 0.48 | 0.58 | 0.54 | 0.53 | 0.56 | 0.62 | 0.69 | 0.7 | 0.69 | 0.67 | 0.67 | 0.56 | 0.55 | 0.46 | 0.44 | 0.34 | 0.29 | 0.2
7981.64 | 2019-03-06 | 3 | 0.040001 | 0.050001 | 0.040001 | 0.080001 | 0.080001 | 0.090001 | 0.13 | 0.11 | 0.050001 | 0.16 | 0.31 | 0.39 | 0.46 | 0.58 | 0.49 | 0.32 | 0.39 | 0.35 | 0.56 | 0.61 | 0.7 | 0.72 | 0.71 | 0.69
7981.64 | 2019-03-05 | 3 | 0.020001 | 0.010001 | 0.010001 | 1e-06 | 1e-06 | 0.010001 | 0.010001 | 1e-06 | 1e-06 | 1e-06 | 1e-06 | 1e-06 | 0.010001 | 0.010001 | 0.020001 | 0.020001 | 0.020001 | 0.030001 | 0.090001 | 0.060001 | 0.050001 | 0.040001 | 0.030001 | 0.030001
7981.64 | 2019-03-07 | 3 | 0.66 | 0.65 | 0.65 | 0.65 | 0.52 | 0.47 | 0.18 | 0.13 | 0.26 | 0.28 | 0.2 | 0.2 | 0.13 | 0.1 | 0.060001 | 0.030001 | 0.030001 | 0.020001 | 0.030001 | 0.020001 | 0.010001 | 1e-06 | 0.030001 | 0.090001
7981.64 | 2019-03-11 | 3 | 0.28 | 0.21 | 0.16 | 0.16 | 0.2 | 0.18 | 0.12 | 0.18 | 0.11 | 0.23 | 0.6 | 0.74 | 0.69 | 0.71 | 0.7 | 0.81 | 0.81 | 0.69 | 0.57 | 0.44 | 0.41 | 0.32 | 0.2 | 0.14
7981.64 | 2019-03-04 | 3 | 0.1 | 0.13 | 0.22 | 0.26 | 0.26 | 0.27 | 0.28 | 0.29 | 0.22 | 0.11 | 0.040001 | 0.050001 | 0.1 | 0.11 | 0.1 | 0.090001 | 0.070001 | 0.19 | 0.23 | 0.23 | 0.24 | 0.18 | 0.090001 | 0.040001
7981.64 | 2019-04-24 | 4 | 0.49 | 0.42 | 0.35 | 0.19 | 0.16 | 0.28 | 0.19 | 0.16 | 0.22 | 0.19 | 0.24 | 0.26 | 0.3 | 0.38 | 0.3 | 0.28 | 0.28 | 0.39 | 0.47 | 0.56 | 0.53 | 0.44 | 0.37 | 0.27
7981.64 | 2019-04-25 | 4 | 0.17 | 0.11 | 0.080001 | 0.060001 | 0.020001 | 0.010001 | 0.010001 | 1e-06 | 0.010001 | 1e-06 | 1e-06 | 0.030001 | 0.070001 | 0.040001 | 0.040001 | 0.13 | 0.22 | 0.16 | 0.2 | 0.28 | 0.24 | 0.16 | 0.1 | 0.060001
7981.64 | 2019-04-23 | 4 | 0.1 | 0.040001 | 0.010001 | 0.020001 | 0.040001 | 0.050001 | 0.050001 | 0.020001 | 0.010001 | 1e-06 | 0.010001 | 0.020001 | 0.020001 | 0.030001 | 0.040001 | 0.060001 | 0.13 | 0.44 | 0.58 | 0.77 | 0.79 | 0.71 | 0.66 | 0.58
7981.64 | 2019-04-18 | 4 | 0.12 | 0.050001 | 1e-06 | 0.020001 | 0.020001 | 0.020001 | 0.020001 | 0.010001 | 0.010001 | 0.020001 | 0.010001 | 0.020001 | 0.040001 | 0.050001 | 0.040001 | 0.090001 | 0.17 | 0.27 | 0.17 | 0.51 | 0.69 | 0.62 | 0.51 | 0.38
7981.64 | 2019-04-26 | 4 | 0.050001 | 0.050001 | 0.070001 | 0.070001 | 0.060001 | 0.030001 | 1e-06 | 1e-06 | 1e-06 | 0.010001 | 0.010001 | 0.010001 | 0.020001 | 0.070001 | 0.030001 | 0.080001 | 0.030001 | 0.020001 | 0.040001 | 0.3 | 0.2 | 0.42 | 0.3 | 0.19
7981.64 | 2019-05-13 | 5 | 0.22 | 0.37 | 0.53 | 0.44 | 0.36 | 0.34 | 0.14 | 0.29 | 0.33 | 0.28 | 0.22 | 0.22 | 0.16 | 0.15 | 0.1 | 0.32 | 0.33 | 0.19 | 0.61 | 0.51 | 0.23 | 0.52 | 0.55 | 0.49
7981.64 | 2019-05-14 | 5 | 0.31 | 0.15 | 0.060001 | 0.060001 | 0.060001 | 0.11 | 0.090001 | 0.030001 | 0.1 | 0.34 | 0.31 | 0.49 | 0.45 | 0.73 | 0.8 | 0.78 | 0.75 | 0.79 | 0.74 | 0.72 | 0.58 | 0.55 | 0.58 | 0.53
7981.64 | 2019-05-02 | 5 | 0.15 | 0.1 | 0.060001 | 0.060001 | 0.060001 | 0.11 | 0.090001 | 0.030001 | 0.1 | 0.34 | 0.31 | 0.49 | 0.45 | 0.73 | 0.8 | 0.78 | 0.75 | 0.79 | 0.74 | 0.72 | 0.58 | 0.55 | 0.56 | 0.46
7981.64 | 2019-05-08 | 5 | 0.1 | 0.12 | 0.1 | 0.13 | 0.12 | 0.2 | 0.13 | 0.080001 | 0.080001 | 0.080001 | 0.090001 | 0.080001 | 0.060001 | 0.12 | 0.14 | 0.21 | 0.29 | 0.44 | 0.47 | 0.54 | 0.58 | 0.57 | 0.46 | 0.28
7981.64 | 2019-05-30 | 5 | 0.48 | 0.5 | 0.5 | 0.39 | 0.45 | 0.56 | 0.6 | 0.65 | 0.77 | 0.73 | 0.7 | 0.75 | 0.75 | 0.75 | 0.77 | 0.74 | 0.86 | 0.88 | 0.79 | 0.58 | 0.48 | 0.57 | 0.56 | 0.54
7981.64 | 2019-06-11 | 6 | 0.1 | 0.12 | 0.17 | 0.24 | 0.3 | 0.32 | 0.36 | 0.33 | 0.28 | 0.27 | 0.2 | 0.12 | 0.11 | 0.070001 | 0.050001 | 0.070001 | 0.13 | 0.16 | 0.040001 | 0.13 | 0.19 | 0.26 | 0.15 | 0.060001
7981.64 | 2019-06-10 | 6 | 0.040001 | 0.020001 | 1e-06 | 1e-06 | 1e-06 | 1e-06 | 1e-06 | 1e-06 | 1e-06 | 1e-06 | 1e-06 | 0.010001 | 0.020001 | 0.020001 | 0.040001 | 0.050001 | 0.050001 | 0.1 | 0.14 | 0.32 | 0.47 | 0.34 | 0.21 | 0.12
7981.64 | 2019-06-12 | 6 | 0.030001 | 0.020001 | 0.030001 | 0.040001 | 0.030001 | 0.030001 | 0.020001 | 1e-06 | 1e-06 | 1e-06 | 0.010001 | 0.010001 | 0.030001 | 0.040001 | 0.030001 | 0.070001 | 0.060001 | 0.050001 | 0.1 | 0.43 | 0.52 | 0.47 | 0.25 | 0.2
7981.64 | 2019-06-05 | 6 | 0.020001 | 0.040001 | 0.060001 | 0.010001 | 0.010001 | 0.010001 | 0.010001 | 1e-06 | 0.010001 | 0.010001 | 0.010001 | 0.020001 | 0.020001 | 0.020001 | 0.040001 | 0.16 | 0.46 | 0.73 | 0.79 | 0.79 | 0.79 | 0.81 | 0.74 | 0.63
7981.64 | 2019-06-19 | 6 | 0.65 | 0.62 | 0.58 | 0.48 | 0.5 | 0.51 | 0.53 | 0.55 | 0.44 | 0.2 | 0.080001 | 0.11 | 0.13 | 0.12 | 0.13 | 0.18 | 0.28 | 0.47 | 0.64 | 0.75 | 0.78 | 0.71 | 0.69 | 0.64
7981.64 | 2019-07-24 | 7 | 0.19 | 0.21 | 0.19 | 0.13 | 0.1 | 0.080001 | 0.070001 | 0.050001 | 0.030001 | 0.030001 | 0.020001 | 0.020001 | 0.020001 | 0.020001 | 0.020001 | 0.040001 | 0.060001 | 0.090001 | 0.14 | 0.21 | 0.26 | 0.29 | 0.29 | 0.24
7981.64 | 2019-07-26 | 7 | 0.14 | 0.21 | 0.19 | 0.13 | 0.1 | 0.080001 | 0.070001 | 0.050001 | 0.030001 | 0.030001 | 0.020001 | 0.020001 | 0.020001 | 0.020001 | 0.020001 | 0.040001 | 0.060001 | 0.090001 | 0.14 | 0.21 | 0.26 | 0.29 | 0.29 | 0.21
7981.64 | 2019-07-25 | 7 | 0.18 | 0.15 | 0.18 | 0.18 | 0.18 | 0.12 | 0.070001 | 0.060001 | 0.040001 | 0.020001 | 0.010001 | 0.010001 | 0.010001 | 0.010001 | 0.010001 | 0.010001 | 0.010001 | 0.010001 | 0.010001 | 0.020001 | 0.020001 | 0.020001 | 0.030001 | 0.080001
7981.64 | 2019-07-23 | 7 | 0.16 | 0.060001 | 0.040001 | 0.040001 | 0.010001 | 0.010001 | 1e-06 | 1e-06 | 1e-06 | 1e-06 | 1e-06 | 0.010001 | 0.010001 | 0.010001 | 0.020001 | 0.010001 | 0.020001 | 0.020001 | 0.030001 | 0.050001 | 0.13 | 0.15 | 0.12 | 0.14
7981.64 | 2019-07-27 | 7 | 0.13 | 0.060001 | 0.040001 | 0.040001 | 0.010001 | 0.010001 | 1e-06 | 1e-06 | 1e-06 | 1e-06 | 1e-06 | 0.010001 | 0.010001 | 0.010001 | 0.020001 | 0.010001 | 0.020001 | 0.020001 | 0.030001 | 0.050001 | 0.13 | 0.15 | 0.090001 | 0.050001
7981.64 | 2019-07-28 | 7 | 0.030001 | 0.010001 | 0.010001 | 1e-06 | 0.010001 | 0.010001 | 0.010001 | 1e-06 | 1e-06 | 1e-06 | 1e-06 | 0.010001 | 0.010001 | 0.010001 | 0.010001 | 0.010001 | 0.010001 | 0.030001 | 0.080001 | 0.37 | 0.51 | 0.45 | 0.34 | 0.2
7981.64 | 2019-08-15 | 8 | 0.16 | 0.080001 | 0.060001 | 0.050001 | 0.040001 | 0.030001 | 0.030001 | 0.030001 | 0.030001 | 0.040001 | 0.030001 | 0.020001 | 0.020001 | 0.020001 | 0.020001 | 0.030001 | 0.030001 | 0.040001 | 0.070001 | 0.15 | 0.14 | 0.1 | 0.11 | 0.1
7981.64 | 2019-08-14 | 8 | 0.070001 | 0.020001 | 1e-06 | 0.010001 | 0.010001 | 0.030001 | 0.030001 | 0.010001 | 1e-06 | 1e-06 | 1e-06 | 0.020001 | 0.020001 | 0.030001 | 0.040001 | 0.040001 | 0.13 | 0.14 | 0.26 | 0.44 | 0.63 | 0.58 | 0.49 | 0.33
7981.64 | 2019-08-26 | 8 | 0.020001 | 0.040001 | 0.1 | 0.11 | 0.13 | 0.12 | 0.060001 | 0.030001 | 1e-06 | 1e-06 | 1e-06 | 0.010001 | 0.010001 | 0.010001 | 0.020001 | 0.020001 | 0.040001 | 0.070001 | 0.17 | 0.2 | 0.1 | 0.030001 | 0.060001 | 0.11
7981.64 | 2019-08-27 | 8 | 0.16 | 0.22 | 0.25 | 0.2 | 0.16 | 0.14 | 0.13 | 0.11 | 0.11 | 0.11 | 0.090001 | 0.060001 | 0.060001 | 0.060001 | 0.080001 | 0.11 | 0.14 | 0.2 | 0.23 | 0.23 | 0.26 | 0.3 | 0.28 | 0.26
7981.64 | 2019-08-06 | 8 | 0.26 | 0.26 | 0.24 | 0.26 | 0.34 | 0.27 | 0.33 | 0.28 | 0.29 | 0.26 | 0.29 | 0.14 | 0.070001 | 0.050001 | 0.040001 | 0.050001 | 0.050001 | 0.1 | 0.1 | 0.22 | 0.19 | 0.030001 | 0.060001 | 0.14
7981.64 | 2019-09-03 | 9 | 0.34 | 0.23 | 0.17 | 0.41 | 0.37 | 0.25 | 0.030001 | 0.060001 | 0.52 | 0.13 | 0.040001 | 0.22 | 0.39 | 0.41 | 0.57 | 0.77 | 0.63 | 0.77 | 0.62 | 0.42 | 0.32 | 0.24 | 0.15 | 0.32
7981.64 | 2019-09-04 | 9 | 0.52 | 0.69 | 0.69 | 0.65 | 0.58 | 0.5 | 0.41 | 0.33 | 0.32 | 0.33 | 0.22 | 0.15 | 0.11 | 0.12 | 0.14 | 0.23 | 0.34 | 0.48 | 0.5 | 0.49 | 0.44 | 0.49 | 0.54 | 0.46
7981.64 | 2019-09-13 | 9 | 0.23 | 0.21 | 0.19 | 0.13 | 0.1 | 0.080001 | 0.070001 | 0.050001 | 0.030001 | 0.030001 | 0.020001 | 0.020001 | 0.020001 | 0.020001 | 0.020001 | 0.040001 | 0.060001 | 0.090001 | 0.14 | 0.21 | 0.26 | 0.29 | 0.29 | 0.2
7981.64 | 2019-09-05 | 9 | 0.36 | 0.22 | 0.18 | 0.45 | 0.46 | 0.36 | 0.15 | 0.18 | 0.2 | 0.23 | 0.2 | 0.080001 | 0.080001 | 0.070001 | 0.060001 | 0.060001 | 0.060001 | 0.090001 | 0.16 | 0.22 | 0.19 | 0.050001 | 0.070001 | 0.13
7981.64 | 2019-09-06 | 9 | 0.26 | 0.3 | 0.25 | 0.24 | 0.2 | 0.17 | 0.13 | 0.090001 | 0.010001 | 0.010001 | 0.040001 | 0.1 | 0.050001 | 0.13 | 0.33 | 0.45 | 0.44 | 0.29 | 0.59 | 0.56 | 0.64 | 0.64 | 0.51 | 0.33
7981.64 | 2019-10-24 | 10 | 0.080001 | 0.090001 | 0.13 | 0.090001 | 0.1 | 0.19 | 0.23 | 0.34 | 0.12 | 0.080001 | 0.060001 | 0.12 | 0.2 | 0.25 | 0.24 | 0.34 | 0.41 | 0.48 | 0.32 | 0.28 | 0.36 | 0.49 | 0.37 | 0.23
7981.64 | 2019-10-25 | 10 | 0.1 | 0.040001 | 0.020001 | 0.030001 | 0.030001 | 0.030001 | 0.020001 | 0.030001 | 0.050001 | 0.050001 | 0.030001 | 0.020001 | 0.020001 | 0.010001 | 0.010001 | 0.020001 | 0.070001 | 0.27 | 0.1 | 0.050001 | 0.070001 | 0.2 | 0.35 | 0.53
7981.64 | 2019-10-22 | 10 | 0.020001 | 0.020001 | 0.020001 | 0.030001 | 0.030001 | 0.030001 | 0.020001 | 0.030001 | 0.050001 | 0.050001 | 0.030001 | 0.020001 | 0.020001 | 0.010001 | 0.010001 | 0.020001 | 0.070001 | 0.27 | 0.1 | 0.050001 | 0.070001 | 0.2 | 0.24 | 0.2
7981.64 | 2019-10-07 | 10 | 0.42 | 0.52 | 0.56 | 0.49 | 0.54 | 0.47 | 0.49 | 0.47 | 0.38 | 0.54 | 0.53 | 0.44 | 0.34 | 0.39 | 0.39 | 0.39 | 0.54 | 0.49 | 0.42 | 0.45 | 0.45 | 0.53 | 0.41 | 0.32
7981.64 | 2019-10-23 | 10 | 0.090001 | 0.030001 | 1e-06 | 0.010001 | 0.020001 | 0.030001 | 0.030001 | 0.040001 | 0.070001 | 0.020001 | 0.010001 | 0.010001 | 0.010001 | 0.010001 | 0.010001 | 0.010001 | 1e-06 | 0.030001 | 0.060001 | 0.050001 | 0.040001 | 0.040001 | 0.070001 | 0.090001
7981.64 | 2019-11-18 | 11 | 0.37 | 0.29 | 0.23 | 0.21 | 0.15 | 0.17 | 0.1 | 0.070001 | 0.020001 | 0.030001 | 0.030001 | 0.030001 | 0.12 | 0.14 | 0.12 | 0.090001 | 0.070001 | 0.090001 | 0.080001 | 0.1 | 0.020001 | 0.010001 | 0.010001 | 0.010001
7981.64 | 2019-11-08 | 11 | 0.16 | 0.16 | 0.17 | 0.030001 | 0.030001 | 0.020001 | 0.060001 | 0.070001 | 0.11 | 0.090001 | 0.020001 | 0.040001 | 0.030001 | 0.020001 | 0.020001 | 0.020001 | 0.020001 | 0.020001 | 0.040001 | 0.060001 | 0.13 | 0.16 | 0.22 | 0.26
7981.64 | 2019-11-07 | 11 | 0.070001 | 0.080001 | 0.080001 | 0.010001 | 0.010001 | 0.050001 | 0.050001 | 0.18 | 0.050001 | 0.050001 | 0.020001 | 0.030001 | 0.040001 | 0.050001 | 0.010001 | 0.010001 | 0.010001 | 1e-06 | 1e-06 | 0.020001 | 0.080001 | 0.14 | 0.15 | 0.15
7981.64 | 2019-11-05 | 11 | 0.040001 | 0.030001 | 0.020001 | 0.020001 | 0.030001 | 0.030001 | 0.040001 | 0.030001 | 0.030001 | 0.020001 | 0.020001 | 0.010001 | 0.010001 | 0.010001 | 0.010001 | 0.010001 | 0.010001 | 0.040001 | 0.070001 | 0.040001 | 0.030001 | 0.020001 | 0.040001 | 0.060001
7981.64 | 2019-11-26 | 11 | 0.12 | 0.25 | 0.43 | 0.55 | 0.47 | 0.61 | 0.63 | 0.74 | 0.68 | 0.7 | 0.83 | 0.88 | 0.8 | 0.83 | 0.85 | 0.82 | 0.62 | 0.72 | 0.46 | 0.41 | 0.3 | 0.26 | 0.26 | 0.22
7981.64 | 2019-12-16 | 12 | 0.14 | 0.1 | 0.060001 | 0.050001 | 0.050001 | 0.080001 | 0.11 | 0.13 | 0.13 | 0.1 | 0.050001 | 0.010001 | 0.010001 | 0.010001 | 0.010001 | 1e-06 | 1e-06 | 0.010001 | 0.010001 | 0.010001 | 1e-06 | 1e-06 | 0.020001 | 0.040001
7981.64 | 2019-12-17 | 12 | 0.070001 | 0.080001 | 0.080001 | 0.21 | 0.21 | 0.31 | 0.38 | 0.38 | 0.43 | 0.51 | 0.39 | 0.42 | 0.45 | 0.3 | 0.21 | 0.36 | 0.5 | 0.44 | 0.59 | 0.53 | 0.51 | 0.54 | 0.4 | 0.24
7981.64 | 2019-12-18 | 12 | 0.1 | 0.050001 | 0.030001 | 0.040001 | 0.040001 | 0.040001 | 0.030001 | 0.020001 | 0.020001 | 0.020001 | 1e-06 | 1e-06 | 1e-06 | 1e-06 | 1e-06 | 1e-06 | 1e-06 | 1e-06 | 1e-06 | 1e-06 | 0.010001 | 0.010001 | 0.020001 | 0.040001
7981.64 | 2019-12-19 | 12 | 0.080001 | 0.13 | 0.17 | 0.2 | 0.29 | 0.34 | 0.35 | 0.36 | 0.36 | 0.34 | 0.3 | 0.13 | 0.060001 | 0.030001 | 0.030001 | 0.040001 | 0.060001 | 0.070001 | 0.080001 | 0.080001 | 0.090001 | 0.090001 | 0.11 | 0.19
7981.64 | 2019-12-11 | 12 | 0.060001 | 0.030001 | 0.020001 | 0.020001 | 0.030001 | 0.040001 | 0.050001 | 0.060001 | 0.050001 | 0.060001 | 0.030001 | 0.020001 | 0.020001 | 0.050001 | 0.11 | 0.22 | 0.43 | 0.44 | 0.4 | 0.43 | 0.43 | 0.39 | 0.37 | 0.39
7981.64 | 2020-01-16 | 1 | 0.12 | 0.14 | 0.16 | 0.19 | 0.22 | 0.24 | 0.28 | 0.23 | 0.2 | 0.2 | 0.13 | 0.1 | 0.14 | 0.11 | 0.11 | 0.18 | 0.28 | 0.3 | 0.31 | 0.32 | 0.27 | 0.23 | 0.24 | 0.2
7981.64 | 2020-01-15 | 1 | 0.73 | 0.68 | 0.51 | 0.61 | 0.52 | 0.44 | 0.54 | 0.49 | 0.59 | 0.59 | 0.58 | 0.6 | 0.52 | 0.4 | 0.15 | 0.070001 | 0.040001 | 0.030001 | 0.040001 | 0.040001 | 0.020001 | 0.040001 | 0.060001 | 0.080001
7981.64 | 2020-01-13 | 1 | 0.050001 | 0.040001 | 0.030001 | 0.010001 | 0.020001 | 0.030001 | 0.090001 | 0.31 | 0.020001 | 0.080001 | 0.32 | 0.3 | 0.26 | 0.25 | 0.33 | 0.34 | 0.3 | 0.32 | 0.22 | 0.16 | 0.12 | 0.030001 | 0.040001 | 0.070001
7981.64 | 2020-01-14 | 1 | 0.14 | 0.2 | 0.23 | 0.23 | 0.13 | 0.11 | 0.090001 | 0.080001 | 0.070001 | 0.14 | 0.33 | 0.48 | 0.33 | 0.14 | 0.6 | 0.71 | 0.55 | 0.75 | 0.63 | 0.6 | 0.62 | 0.7 | 0.7 | 0.72
7981.64 | 2020-01-09 | 1 | 0.64 | 0.75 | 0.79 | 0.79 | 0.72 | 0.78 | 0.75 | 0.67 | 0.74 | 0.71 | 0.7 | 0.78 | 0.8 | 0.79 | 0.73 | 0.59 | 0.29 | 0.39 | 0.050001 | 0.030001 | 0.040001 | 0.050001 | 0.1 | 0.12
7981.64 | 2020-02-04 | 2 | 0.14 | 0.070001 | 0.030001 | 0.020001 | 0.010001 | 0.020001 | 0.020001 | 0.020001 | 0.030001 | 0.040001 | 0.020001 | 0.020001 | 0.010001 | 0.010001 | 0.010001 | 0.020001 | 0.030001 | 0.060001 | 0.060001 | 0.080001 | 0.13 | 0.17 | 0.17 | 0.2
7981.64 | 2020-02-03 | 2 | 0.12 | 0.090001 | 0.080001 | 0.11 | 0.14 | 0.16 | 0.14 | 0.18 | 0.17 | 0.14 | 0.21 | 0.18 | 0.34 | 0.33 | 0.48 | 0.45 | 0.46 | 0.51 | 0.48 | 0.5 | 0.43 | 0.42 | 0.35 | 0.25
7981.64 | 2020-02-05 | 2 | 0.26 | 0.31 | 0.33 | 0.32 | 0.32 | 0.33 | 0.36 | 0.34 | 0.31 | 0.15 | 0.1 | 0.070001 | 0.060001 | 0.080001 | 0.040001 | 0.060001 | 0.020001 | 1e-06 | 0.010001 | 0.020001 | 0.030001 | 0.040001 | 0.060001 | 0.060001
7981.64 | 2020-02-10 | 2 | 0.12 | 0.090001 | 0.080001 | 0.11 | 0.14 | 0.16 | 0.14 | 0.18 | 0.17 | 0.14 | 0.21 | 0.18 | 0.34 | 0.33 | 0.48 | 0.45 | 0.46 | 0.51 | 0.48 | 0.5 | 0.43 | 0.42 | 0.41 | 0.45
7981.64 | 2020-02-11 | 2 | 0.55 | 0.64 | 0.69 | 0.59 | 0.55 | 0.44 | 0.37 | 0.45 | 0.39 | 0.3 | 0.3 | 0.22 | 0.2 | 0.26 | 0.35 | 0.4 | 0.63 | 0.51 | 0.53 | 0.48 | 0.59 | 0.77 | 0.81 | 0.81
7981.64 | 2020-03-05 | 3 | 0.11 | 0.040001 | 0.020001 | 0.020001 | 0.030001 | 0.050001 | 0.090001 | 0.1 | 0.080001 | 0.080001 | 0.080001 | 0.16 | 0.17 | 0.12 | 0.47 | 0.53 | 0.67 | 0.51 | 0.37 | 0.65 | 0.55 | 0.48 | 0.43 | 0.34
7981.64 | 2020-03-02 | 3 | 0.31 | 0.31 | 0.24 | 0.28 | 0.19 | 0.16 | 0.060001 | 0.080001 | 0.050001 | 0.020001 | 0.010001 | 1e-06 | 1e-06 | 0.010001 | 1e-06 | 0.010001 | 0.020001 | 0.030001 | 0.080001 | 0.1 | 0.040001 | 0.020001 | 0.030001 | 0.040001
7981.64 | 2020-03-04 | 3 | 0.1 | 0.030001 | 0.010001 | 0.030001 | 0.020001 | 0.010001 | 0.020001 | 0.020001 | 0.010001 | 1e-06 | 0.010001 | 0.030001 | 0.030001 | 0.050001 | 0.070001 | 0.090001 | 0.18 | 0.19 | 0.13 | 0.2 | 0.5 | 0.44 | 0.38 | 0.26
7981.64 | 2020-03-03 | 3 | 0.040001 | 0.050001 | 0.080001 | 0.050001 | 0.17 | 0.18 | 0.24 | 0.25 | 0.12 | 0.11 | 0.060001 | 0.060001 | 0.14 | 0.15 | 0.13 | 0.17 | 0.12 | 0.17 | 0.2 | 0.17 | 0.14 | 0.18 | 0.25 | 0.22
7981.64 | 2020-03-12 | 3 | 0.060001 | 0.090001 | 0.17 | 0.1 | 0.19 | 0.12 | 0.23 | 0.39 | 0.31 | 0.35 | 0.4 | 0.5 | 0.58 | 0.65 | 0.74 | 0.8 | 0.72 | 0.51 | 0.57 | 0.43 | 0.39 | 0.27 | 0.31 | 0.29
7981.64 | 2020-04-28 | 4 | 0.13 | 0.19 | 0.23 | 0.13 | 0.33 | 0.52 | 0.14 | 0.2 | 0.48 | 0.62 | 0.86 | 0.84 | 0.85 | 0.85 | 0.88 | 0.88 | 0.88 | 0.88 | 0.85 | 0.78 | 0.75 | 0.56 | 0.51 | 0.47
7981.64 | 2020-04-24 | 4 | 0.13 | 0.060001 | 0.040001 | 0.040001 | 0.040001 | 0.040001 | 0.050001 | 0.040001 | 0.070001 | 0.050001 | 0.17 | 0.42 | 0.38 | 0.52 | 0.6 | 0.6 | 0.63 | 0.71 | 0.67 | 0.78 | 0.79 | 0.66 | 0.55 | 0.49
7981.64 | 2020-04-25 | 4 | 0.47 | 0.45 | 0.41 | 0.37 | 0.35 | 0.080001 | 0.030001 | 0.010001 | 1e-06 | 1e-06 | 1e-06 | 0.010001 | 0.020001 | 0.020001 | 0.050001 | 0.050001 | 0.090001 | 0.080001 | 0.050001 | 0.12 | 0.090001 | 0.040001 | 0.060001 | 0.16
7981.64 | 2020-04-27 | 4 | 0.27 | 0.15 | 0.12 | 0.060001 | 0.070001 | 0.050001 | 0.1 | 0.050001 | 0.030001 | 0.020001 | 0.030001 | 0.020001 | 0.030001 | 0.040001 | 0.040001 | 0.060001 | 0.080001 | 0.020001 | 0.21 | 0.27 | 0.2 | 0.18 | 0.1 | 0.080001
7981.64 | 2020-04-29 | 4 | 0.47 | 0.48 | 0.5 | 0.36 | 0.21 | 0.24 | 0.1 | 0.11 | 0.16 | 0.1 | 0.070001 | 0.050001 | 0.050001 | 0.050001 | 0.040001 | 0.080001 | 0.2 | 0.32 | 0.65 | 0.61 | 0.72 | 0.77 | 0.75 | 0.71
7981.64 | 2020-05-27 | 5 | 0.15 | 0.16 | 0.21 | 0.18 | 0.080001 | 0.070001 | 0.080001 | 0.060001 | 0.070001 | 0.020001 | 0.020001 | 0.11 | 0.070001 | 0.11 | 0.16 | 0.18 | 0.22 | 0.18 | 0.3 | 0.59 | 0.67 | 0.69 | 0.6 | 0.57
7981.64 | 2020-05-26 | 5 | 0.23 | 0.2 | 0.11 | 0.22 | 0.090001 | 0.040001 | 0.020001 | 0.010001 | 0.040001 | 0.070001 | 0.11 | 0.35 | 0.53 | 0.57 | 0.58 | 0.64 | 0.69 | 0.71 | 0.66 | 0.77 | 0.7 | 0.53 | 0.34 | 0.19
7981.64 | 2020-05-28 | 5 | 0.59 | 0.6 | 0.58 | 0.48 | 0.5 | 0.51 | 0.53 | 0.55 | 0.44 | 0.2 | 0.080001 | 0.11 | 0.13 | 0.12 | 0.13 | 0.18 | 0.28 | 0.47 | 0.64 | 0.75 | 0.78 | 0.71 | 0.69 | 0.62
7981.64 | 2020-05-07 | 5 | 0.020001 | 0.030001 | 0.040001 | 0.040001 | 1e-06 | 0.050001 | 1e-06 | 0.030001 | 1e-06 | 0.010001 | 0.010001 | 0.010001 | 0.020001 | 0.030001 | 0.040001 | 0.050001 | 0.050001 | 0.060001 | 0.070001 | 0.17 | 0.24 | 0.11 | 0.070001 | 0.050001
7981.64 | 2020-05-25 | 5 | 0.21 | 0.13 | 0.070001 | 0.15 | 0.12 | 0.14 | 0.1 | 0.1 | 0.080001 | 0.050001 | 0.15 | 0.22 | 0.22 | 0.4 | 0.26 | 0.32 | 0.32 | 0.27 | 0.26 | 0.27 | 0.35 | 0.3 | 0.23 | 0.22
7981.64 | 2020-06-03 | 6 | 0.38 | 0.35 | 0.34 | 0.66 | 0.54 | 0.54 | 0.39 | 0.23 | 0.1 | 0.070001 | 0.080001 | 0.090001 | 0.090001 | 0.090001 | 0.23 | 0.37 | 0.46 | 0.48 | 0.6 | 0.78 | 0.8 | 0.72 | 0.66 | 0.56
7981.64 | 2020-06-10 | 6 | 0.42 | 0.36 | 0.22 | 0.11 | 0.060001 | 0.040001 | 0.030001 | 0.020001 | 0.010001 | 0.020001 | 0.020001 | 0.010001 | 0.010001 | 0.010001 | 0.010001 | 0.010001 | 0.010001 | 0.010001 | 0.010001 | 0.070001 | 0.12 | 0.080001 | 0.070001 | 0.070001
7981.64 | 2020-06-11 | 6 | 0.090001 | 0.12 | 0.17 | 0.24 | 0.3 | 0.32 | 0.36 | 0.33 | 0.28 | 0.27 | 0.2 | 0.12 | 0.11 | 0.070001 | 0.050001 | 0.070001 | 0.13 | 0.16 | 0.040001 | 0.13 | 0.19 | 0.26 | 0.18 | 0.11
7981.64 | 2020-06-24 | 6 | 0.12 | 0.080001 | 0.040001 | 1e-06 | 0.010001 | 1e-06 | 1e-06 | 1e-06 | 0.010001 | 1e-06 | 0.010001 | 0.010001 | 0.010001 | 0.020001 | 0.010001 | 1e-06 | 1e-06 | 0.030001 | 0.040001 | 0.070001 | 0.24 | 0.18 | 0.14 | 0.12
7981.64 | 2020-06-23 | 6 | 0.060001 | 0.030001 | 0.010001 | 0.010001 | 0.020001 | 0.020001 | 0.010001 | 1e-06 | 1e-06 | 1e-06 | 1e-06 | 1e-06 | 0.010001 | 0.020001 | 0.020001 | 0.050001 | 0.060001 | 0.22 | 0.31 | 0.43 | 0.34 | 0.26 | 0.19 | 0.14
7981.64 | 2020-07-12 | 7 | 0.23 | 0.32 | 0.35 | 0.33 | 0.3 | 0.24 | 0.2 | 0.12 | 0.090001 | 0.050001 | 0.030001 | 0.020001 | 0.020001 | 0.020001 | 0.020001 | 0.020001 | 0.030001 | 0.030001 | 0.030001 | 0.030001 | 0.030001 | 0.030001 | 0.030001 | 0.030001
7981.64 | 2020-07-11 | 7 | 0.47 | 0.46 | 0.51 | 0.56 | 0.55 | 0.53 | 0.4 | 0.33 | 0.26 | 0.12 | 0.1 | 0.080001 | 0.070001 | 0.11 | 0.13 | 0.16 | 0.32 | 0.37 | 0.51 | 0.62 | 0.59 | 0.52 | 0.3 | 0.22
7981.64 | 2020-07-10 | 7 | 0.24 | 0.13 | 0.040001 | 0.020001 | 0.010001 | 1e-06 | 0.020001 | 1e-06 | 1e-06 | 1e-06 | 0.010001 | 0.030001 | 0.030001 | 0.040001 | 0.090001 | 0.21 | 0.36 | 0.45 | 0.64 | 0.81 | 0.75 | 0.62 | 0.58 | 0.52
7981.64 | 2020-07-31 | 7 | 0.21 | 0.16 | 0.050001 | 0.040001 | 0.020001 | 0.030001 | 0.020001 | 0.010001 | 1e-06 | 1e-06 | 1e-06 | 0.010001 | 0.010001 | 0.020001 | 0.010001 | 0.020001 | 0.030001 | 0.050001 | 0.12 | 0.34 | 0.39 | 0.34 | 0.22 | 0.13
7981.64 | 2020-07-13 | 7 | 0.030001 | 0.020001 | 0.020001 | 0.020001 | 0.020001 | 0.020001 | 0.020001 | 0.020001 | 0.020001 | 0.020001 | 0.020001 | 0.030001 | 0.040001 | 0.040001 | 0.030001 | 0.030001 | 0.030001 | 0.030001 | 0.020001 | 0.020001 | 0.020001 | 0.020001 | 0.020001 | 0.060001
7981.64 | 2020-08-18 | 8 | 0.16 | 0.22 | 0.25 | 0.2 | 0.16 | 0.14 | 0.13 | 0.11 | 0.11 | 0.11 | 0.090001 | 0.060001 | 0.060001 | 0.060001 | 0.080001 | 0.11 | 0.14 | 0.2 | 0.23 | 0.23 | 0.26 | 0.3 | 0.28 | 0.16
7981.64 | 2020-08-14 | 8 | 0.1 | 0.12 | 0.11 | 0.080001 | 0.11 | 0.11 | 0.14 | 0.12 | 0.12 | 0.1 | 0.1 | 0.12 | 0.1 | 0.1 | 0.15 | 0.2 | 0.28 | 0.39 | 0.43 | 0.52 | 0.57 | 0.63 | 0.64 | 0.66
7981.64 | 2020-08-19 | 8 | 0.070001 | 0.010001 | 1e-06 | 1e-06 | 1e-06 | 1e-06 | 0.010001 | 1e-06 | 1e-06 | 1e-06 | 1e-06 | 1e-06 | 0.010001 | 0.010001 | 0.020001 | 0.020001 | 0.020001 | 0.030001 | 0.050001 | 0.23 | 0.23 | 0.14 | 0.11 | 0.21
7981.64 | 2020-08-17 | 8 | 0.39 | 0.49 | 0.48 | 0.47 | 0.39 | 0.35 | 0.27 | 0.16 | 0.11 | 0.1 | 0.070001 | 0.070001 | 0.080001 | 0.070001 | 0.060001 | 0.050001 | 0.070001 | 0.070001 | 0.070001 | 0.080001 | 0.070001 | 0.060001 | 0.060001 | 0.090001
7981.64 | 2020-08-15 | 8 | 0.68 | 0.69 | 0.69 | 0.65 | 0.58 | 0.5 | 0.41 | 0.33 | 0.32 | 0.33 | 0.22 | 0.15 | 0.11 | 0.12 | 0.14 | 0.23 | 0.34 | 0.48 | 0.5 | 0.49 | 0.44 | 0.49 | 0.54 | 0.36
7981.64 | 2020-08-16 | 8 | 0.15 | 0.010001 | 0.010001 | 0.010001 | 0.010001 | 0.010001 | 0.010001 | 1e-06 | 1e-06 | 1e-06 | 1e-06 | 0.010001 | 1e-06 | 0.010001 | 0.010001 | 0.010001 | 0.020001 | 0.030001 | 0.050001 | 0.1 | 0.16 | 0.19 | 0.19 | 0.28
7981.64 | 2020-08-13 | 8 | 0.080001 | 0.030001 | 0.010001 | 1e-06 | 1e-06 | 1e-06 | 1e-06 | 1e-06 | 1e-06 | 1e-06 | 0.010001 | 0.010001 | 0.010001 | 0.040001 | 0.030001 | 0.070001 | 0.060001 | 0.050001 | 0.070001 | 0.050001 | 0.050001 | 0.010001 | 0.020001 | 0.060001
7981.64 | 2020-09-06 | 9 | 0.31 | 0.49 | 0.48 | 0.47 | 0.39 | 0.35 | 0.27 | 0.16 | 0.11 | 0.1 | 0.070001 | 0.070001 | 0.080001 | 0.070001 | 0.060001 | 0.050001 | 0.070001 | 0.070001 | 0.070001 | 0.080001 | 0.070001 | 0.060001 | 0.060001 | 0.070001
7981.64 | 2020-09-05 | 9 | 0.23 | 0.21 | 0.2 | 0.17 | 0.19 | 0.25 | 0.18 | 0.13 | 0.070001 | 0.040001 | 0.030001 | 0.050001 | 0.060001 | 0.070001 | 0.070001 | 0.060001 | 0.080001 | 0.090001 | 0.1 | 0.050001 | 0.010001 | 0.010001 | 0.020001 | 0.13
7981.64 | 2020-09-30 | 9 | 0.41 | 0.53 | 0.56 | 0.52 | 0.54 | 0.35 | 0.44 | 0.37 | 0.080001 | 0.050001 | 0.17 | 0.39 | 0.38 | 0.6 | 0.62 | 0.69 | 0.68 | 0.34 | 0.42 | 0.4 | 0.39 | 0.38 | 0.4 | 0.4
7981.64 | 2020-09-07 | 9 | 0.080001 | 0.080001 | 0.060001 | 0.050001 | 0.040001 | 0.030001 | 0.030001 | 0.030001 | 0.030001 | 0.040001 | 0.030001 | 0.020001 | 0.020001 | 0.020001 | 0.020001 | 0.030001 | 0.030001 | 0.040001 | 0.070001 | 0.15 | 0.14 | 0.1 | 0.11 | 0.15
7981.64 | 2020-09-29 | 9 | 0.030001 | 0.020001 | 0.010001 | 0.010001 | 0.010001 | 0.020001 | 0.020001 | 0.010001 | 1e-06 | 1e-06 | 1e-06 | 1e-06 | 1e-06 | 1e-06 | 0.010001 | 1e-06 | 1e-06 | 1e-06 | 0.010001 | 0.020001 | 1e-06 | 0.020001 | 0.060001 | 0.18
7981.64 | 2020-09-03 | 9 | 0.37 | 0.31 | 0.3 | 0.33 | 0.31 | 0.29 | 0.22 | 0.19 | 0.010001 | 0.040001 | 1e-06 | 1e-06 | 1e-06 | 0.010001 | 0.010001 | 0.010001 | 0.050001 | 0.010001 | 0.040001 | 0.1 | 0.080001 | 0.020001 | 0.050001 | 0.16
7981.64 | 2020-10-01 | 10 | 0.36 | 0.32 | 0.29 | 0.32 | 0.31 | 0.32 | 0.32 | 0.32 | 0.23 | 0.16 | 0.080001 | 0.020001 | 0.020001 | 0.020001 | 0.030001 | 0.030001 | 0.030001 | 0.040001 | 0.080001 | 0.080001 | 0.040001 | 1e-06 | 0.010001 | 0.020001
7981.64 | 2020-10-02 | 10 | 0.040001 | 0.060001 | 0.080001 | 0.050001 | 0.050001 | 0.060001 | 0.080001 | 0.18 | 0.2 | 0.060001 | 0.020001 | 0.040001 | 0.040001 | 0.050001 | 0.050001 | 0.070001 | 0.1 | 0.11 | 0.25 | 0.27 | 0.050001 | 0.030001 | 0.020001 | 0.030001
7981.64 | 2020-10-15 | 10 | 0.040001 | 0.070001 | 0.12 | 0.34 | 0.49 | 0.63 | 0.66 | 0.48 | 0.31 | 0.11 | 0.17 | 0.22 | 0.25 | 0.2 | 0.45 | 0.57 | 0.71 | 0.59 | 0.65 | 0.47 | 0.15 | 0.080001 | 0.080001 | 0.060001
7981.64 | 2020-10-16 | 10 | 0.040001 | 0.030001 | 0.020001 | 0.020001 | 0.010001 | 1e-06 | 1e-06 | 0.010001 | 0.010001 | 1e-06 | 1e-06 | 0.010001 | 0.010001 | 0.010001 | 0.010001 | 0.010001 | 0.010001 | 0.010001 | 0.010001 | 1e-06 | 1e-06 | 1e-06 | 1e-06 | 1e-06
7981.64 | 2020-10-03 | 10 | 0.040001 | 0.060001 | 0.080001 | 0.050001 | 0.050001 | 0.060001 | 0.080001 | 0.18 | 0.2 | 0.060001 | 0.020001 | 0.040001 | 0.040001 | 0.050001 | 0.050001 | 0.070001 | 0.1 | 0.11 | 0.25 | 0.27 | 0.050001 | 0.030001 | 0.030001 | 0.080001
7981.64 | 2020-11-05 | 11 | 0.17 | 0.11 | 0.080001 | 0.090001 | 0.050001 | 0.18 | 0.1 | 0.090001 | 0.080001 | 0.030001 | 0.040001 | 0.030001 | 0.030001 | 0.030001 | 0.030001 | 0.060001 | 0.13 | 0.2 | 0.25 | 0.27 | 0.25 | 0.32 | 0.27 | 0.21
7981.64 | 2020-11-04 | 11 | 0.070001 | 0.090001 | 0.080001 | 0.2 | 0.2 | 0.19 | 0.18 | 0.19 | 0.27 | 0.16 | 0.12 | 0.1 | 0.11 | 0.12 | 0.14 | 0.2 | 0.38 | 0.52 | 0.64 | 0.6 | 0.6 | 0.31 | 0.28 | 0.24
7981.64 | 2020-11-02 | 11 | 0.38 | 0.43 | 0.48 | 0.17 | 0.050001 | 0.24 | 0.52 | 0.45 | 0.45 | 0.44 | 0.52 | 0.52 | 0.71 | 0.32 | 0.34 | 0.32 | 0.18 | 0.26 | 0.21 | 0.11 | 0.060001 | 0.11 | 0.14 | 0.13
7981.64 | 2020-11-30 | 11 | 0.26 | 0.18 | 0.16 | 0.16 | 0.14 | 0.13 | 0.17 | 0.15 | 0.18 | 0.16 | 0.080001 | 0.040001 | 0.030001 | 0.040001 | 0.020001 | 0.060001 | 0.060001 | 0.050001 | 0.090001 | 0.090001 | 0.040001 | 0.050001 | 0.14 | 0.32
7981.64 | 2020-11-03 | 11 | 0.080001 | 0.050001 | 0.030001 | 0.020001 | 0.030001 | 0.020001 | 0.010001 | 0.020001 | 0.020001 | 0.010001 | 0.010001 | 0.010001 | 0.010001 | 1e-06 | 0.010001 | 1e-06 | 1e-06 | 1e-06 | 0.010001 | 1e-06 | 1e-06 | 1e-06 | 0.020001 | 0.040001
7981.64 | 2020-12-15 | 12 | 0.66 | 0.66 | 0.61 | 0.59 | 0.65 | 0.73 | 0.71 | 0.64 | 0.53 | 0.17 | 0.080001 | 0.050001 | 0.050001 | 0.040001 | 0.040001 | 0.030001 | 0.040001 | 0.040001 | 0.040001 | 0.020001 | 0.020001 | 0.020001 | 0.040001 | 0.070001
7981.64 | 2020-12-14 | 12 | 0.4 | 0.45 | 0.47 | 0.54 | 0.43 | 0.5 | 0.66 | 0.59 | 0.32 | 0.33 | 0.34 | 0.52 | 0.37 | 0.5 | 0.62 | 0.41 | 0.39 | 0.61 | 0.5 | 0.25 | 0.65 | 0.61 | 0.59 | 0.61
7981.64 | 2020-12-16 | 12 | 0.11 | 0.12 | 0.11 | 0.13 | 0.11 | 0.030001 | 0.020001 | 0.040001 | 0.050001 | 0.060001 | 0.060001 | 0.060001 | 0.050001 | 0.040001 | 0.050001 | 0.060001 | 0.050001 | 0.040001 | 0.050001 | 0.060001 | 0.050001 | 0.050001 | 0.060001 | 0.060001
7981.64 | 2020-12-07 | 12 | 0.34 | 0.5 | 0.66 | 0.59 | 0.24 | 0.45 | 0.39 | 0.28 | 0.37 | 0.22 | 0.090001 | 0.040001 | 0.040001 | 0.020001 | 0.010001 | 0.010001 | 0.030001 | 0.020001 | 0.020001 | 0.020001 | 1e-06 | 1e-06 | 0.010001 | 0.020001
7981.64 | 2020-12-17 | 12 | 0.050001 | 0.040001 | 0.030001 | 0.040001 | 0.030001 | 0.080001 | 0.090001 | 0.090001 | 0.040001 | 0.030001 | 0.010001 | 0.020001 | 0.020001 | 0.010001 | 0.010001 | 0.030001 | 0.040001 | 0.050001 | 0.060001 | 0.070001 | 0.060001 | 0.050001 | 0.050001 | 0.050001

## Wind (WA-OR)
Average Generation on Worst Days (2017-2020) - WIND (WA/OR)
|  | Hour Ending | [27 empty] | Exceedance Profile
|  | 1 | 2 | 3 | 4 | 5 | 6 | 7 | 8 | 9 | 10 | 11 | 12 | 13 | 14 | 15 | 16 | 17 | 18 | 19 | 20 | 21 | 22 | 23 | 24 |  |  |  |  | 1 | 2 | 3 | 4 | 5 | 6 | 7 | 8 | 9 | 10 | 11 | 12 | 13 | 14 | 15 | 16 | 17 | 18 | 19 | 20 | 21 | 22 | 23 | 24
1 | Jan | 30.05% | 31.1% | 30.25% | 30.6% | 29.35% | 31.4% | 33.1% | 33.3% | 32.8% | 30.05% | 34.5% | 37.25% | 38% | 37.4% | 40.7% | 41.3% | 36.35% | 41.15% | 37.35% | 35.15% | 36.95% | 35.95% | 37.55% | 38.1% |  |  | 1 | Jan | 24.06% | 21% | 19.06% | 21.06% | 23% | 25% | 25.06% | 27.06% | 27.06% | 22.06% | 23% | 22% | 17.18% | 17.06% | 19.06% | 17% | 12.06% | 21.06% | 20.06% | 14.12% | 14% | 10.06% | 18% | 22%
2 | Feb | 31.6% | 29.65% | 28.3% | 29.5% | 29.8% | 28.65% | 28.75% | 28.15% | 25.35% | 21.65% | 22.05% | 22.7% | 25.2% | 27.3% | 28.55% | 27.8% | 27.8% | 27.85% | 30.45% | 32.45% | 32.4% | 30.25% | 28.35% | 26.65% |  |  | 2 | Feb | 20% | 16% | 16.45% | 19% | 16.23% | 17% | 15.45% | 16.23% | 15% | 8.679% | 9% | 7% | 8% | 10.23% | 9.227% | 9% | 9.227% | 14.23% | 21.23% | 20.68% | 16.23% | 17% | 15.45% | 20%
3 | Mar | 23.9% | 22.2% | 21.4% | 23.8% | 26.8% | 26.65% | 25.95% | 26.7% | 23.15% | 26.1% | 29.65% | 31.55% | 32.75% | 33.1% | 33.95% | 35% | 38.05% | 35.8% | 34.5% | 33.95% | 32.4% | 28.75% | 26.65% | 22.9% |  |  | 3 | Mar | 18.06% | 12% | 12.18% | 12% | 18.06% | 18% | 19.06% | 18% | 12% | 11.06% | 15.06% | 20% | 19.06% | 21% | 22.12% | 24.06% | 20.12% | 22% | 20.06% | 21.06% | 21.12% | 18% | 20% | 20%
4 | Apr | 20.95% | 18.2% | 17.2% | 15.2% | 14.8% | 13.7% | 10.2% | 7.95% | 8.2% | 10% | 13% | 14.55% | 15.7% | 19.2% | 21.85% | 24% | 30.1% | 36.1% | 39.85% | 48.25% | 48.4% | 43.05% | 37.3% | 31.95% |  |  | 4 | Apr | 20.3% | 15% | 10.3% | 9% | 8.606% | 8.303% | 10% | 6% | 4% | 3.303% | 4.303% | 5% | 5% | 9.303% | 8% | 16.3% | 20% | 22% | 26.3% | 29.3% | 22% | 22% | 20% | 20%
5 | May | 23.05% | 21.4% | 19.95% | 17.95% | 15.3% | 17.35% | 14.75% | 15.55% | 16.85% | 17.85% | 16.15% | 22.3% | 22.1% | 26.65% | 28.55% | 28.9% | 31.7% | 35.4% | 41.3% | 45.75% | 46.5% | 43.7% | 38.9% | 32.7% |  |  | 5 | May | 21% | 14% | 9% | 7.061% | 7.061% | 9% | 5% | 2% | 2.061% | 3% | 3.061% | 4% | 5% | 7% | 9% | 12.06% | 17% | 19% | 22% | 31.06% | 37.06% | 37% | 30.06% | 23.06%
6 | Jun | 20.8% | 18.45% | 16.05% | 15% | 14.3% | 17.3% | 14.6% | 11.1% | 8.6% | 6% | 4.25% | 3.85% | 4.4% | 4.4% | 5.95% | 9.35% | 14.3% | 21.2% | 25.8% | 37.95% | 44.25% | 39.45% | 31.75% | 26.25% |  |  | 6 | Jun | 20.55% | 13% | 6% | 4.548% | 3% | 3% | 1% | 1% | 1% | 1% | 1% | 1% | 2% | 3% | 4% | 6% | 6% | 10.55% | 16.55% | 26.64% | 36% | 27.55% | 23.1% | 22.55%
7 | Jul | 18.71% | 18.1% | 17.19% | 16.05% | 14.24% | 12.71% | 9.857% | 8.333% | 6.81% | 5.952% | 5.905% | 6.333% | 6.714% | 6.905% | 7.429% | 9.381% | 12.38% | 15.05% | 18.81% | 25.67% | 28.43% | 27.86% | 22.52% | 18.76% |  |  | 7 | Jul | 13.78% | 7.776% | 4% | 4% | 2% | 2% | 1% | 0.0001% | 0.0001% | 0.0001% | 1% | 1% | 2% | 2% | 3% | 4% | 6% | 10% | 16% | 31% | 31.78% | 30% | 22.78% | 19.78%
8 | Aug | 19.27% | 18.77% | 18.45% | 17.05% | 15.64% | 14.18% | 13.05% | 10.55% | 9.227% | 9.182% | 8.818% | 7.864% | 7.182% | 7.182% | 7.682% | 9.136% | 11.95% | 14.18% | 17.14% | 21.91% | 23.32% | 22.27% | 21.91% | 21.05% |  |  | 8 | Aug | 9% | 6% | 4% | 2.776% | 3% | 2% | 1% | 0.7761% | 0.0001% | 0.0001% | 1% | 2% | 2% | 2% | 3% | 4% | 5% | 6% | 9% | 16% | 16% | 10% | 11% | 11%
9 | Sep | 25.52% | 27.33% | 26.38% | 28.33% | 27.86% | 25.33% | 22.43% | 19.81% | 18.1% | 15.14% | 12.14% | 12.81% | 14.05% | 15.14% | 18.62% | 22.14% | 22.1% | 22.48% | 25.95% | 28.05% | 24.9% | 22.52% | 21.95% | 21.38% |  |  | 9 | Sep | 9.548% | 6.548% | 2.548% | 4.095% | 3% | 3% | 3% | 3% | 2% | 1% | 1% | 1.548% | 2% | 2% | 2% | 4% | 5.548% | 8.095% | 11.64% | 12.55% | 11% | 5% | 6% | 9%
10 | Oct | 12.2% | 10.85% | 11.1% | 10.65% | 12.15% | 14.75% | 14.65% | 17.5% | 12.6% | 9.55% | 7.9% | 8.05% | 9.75% | 9.85% | 11.25% | 14.05% | 18.85% | 23.85% | 19.4% | 18% | 14.65% | 18.65% | 17.9% | 17.1% |  |  | 10 | Oct | 10% | 7% | 4% | 5% | 5% | 5% | 7% | 5% | 5% | 3% | 3% | 2.776% | 2% | 2% | 2% | 2% | 3% | 7% | 6.776% | 7% | 7% | 5% | 7.776% | 11%
11 | Nov | 27.7% | 27.25% | 27.45% | 26.45% | 23.05% | 25.35% | 28% | 27.65% | 24.25% | 22.4% | 22.15% | 22.25% | 24.7% | 23.25% | 23.95% | 23.45% | 23.1% | 25.45% | 24.85% | 23.25% | 22% | 20.55% | 21.7% | 21.95% |  |  | 11 | Nov | 21% | 16% | 17% | 17% | 15.3% | 18% | 18% | 18.3% | 18.3% | 12.61% | 8.303% | 9% | 8.303% | 8.909% | 11% | 9% | 9.303% | 10.3% | 10% | 10% | 11% | 11.91% | 16% | 22%
12 | Dec | 29.25% | 30.35% | 31.2% | 28.5% | 25.25% | 29.45% | 34% | 34.25% | 33.3% | 31.45% | 28.8% | 29.85% | 28.45% | 27.8% | 27.4% | 27.4% | 30.05% | 29.95% | 29.8% | 28.9% | 28.45% | 27.5% | 25.9% | 24.65% |  |  | 12 | Dec | 31.12% | 30.06% | 32.24% | 29.06% | 26.06% | 27% | 26.06% | 26% | 25.06% | 26% | 26% | 22% | 17.06% | 14% | 15% | 13.24% | 17% | 19% | 15.06% | 16% | 17.18% | 16.06% | 22% | 26%
Solver Setup
|  | Hour Ending 1: Avg Worst Day vs Exceedance |  |  |  |  | Avg. Worst Day vs. Exceedance (Combined Summer and Non-Summer)
|  | 1 | 2 | 3 | 4 | 5 | 6 | 7 | 8 | 9 | 10 | 11 | 12 | 13 | 14 | 15 | 16 | 17 | 18 | 19 | 20 | 21 | 22 | 23 | 24 |  |  |  |  | 1 | 2 | 3 | 4 | 5 | 6 | 7 | 8 | 9 | 10 | 11 | 12 | 13 | 14 | 15 | 16 | 17 | 18 | 19 | 20 | 21 | 22 | 23 | 24
1 | Jan | -5.989% | -10.1% | -11.19% | -9.539% | -6.35% | -6.4% | -8.039% | -6.239% | -5.739% | -7.989% | -11.5% | -15.25% | -20.82% | -20.34% | -21.64% | -24.3% | -24.29% | -20.09% | -17.29% | -21.03% | -22.95% | -25.89% | -19.55% | -16.1% | Positive Coefficient: | 2 | 1 | Jan | 0.0035867 | 0.010201 | 0.012519 | 0.009099 | 0.0040323 | 0.004096 | 0.0064623 | 0.0038923 | 0.0032935 | 0.0063822 | 0.013225 | 0.023256 | 0.043333 | 0.041367 | 0.046824 | 0.059049 | 0.11799 | 0.080713 | 0.059781 | 0.088433 | 0.10534 | 0.067023 | 0.03822 | 0.025921
2 | Feb | -11.6% | -13.65% | -11.85% | -10.5% | -13.57% | -11.65% | -13.3% | -11.92% | -10.35% | -12.97% | -13.05% | -15.7% | -17.2% | -17.07% | -19.32% | -18.8% | -18.57% | -13.62% | -9.224% | -11.77% | -16.17% | -13.25% | -12.9% | -6.65% | Negative Coefficient: | 1 | 2 | Feb | 0.013456 | 0.018632 | 0.014036 | 0.011025 | 0.018424 | 0.013572 | 0.017682 | 0.014217 | 0.010712 | 0.016824 | 0.01703 | 0.024649 | 0.029584 | 0.029151 | 0.03734 | 0.035344 | 0.068996 | 0.03712 | 0.017015 | 0.02771 | 0.052317 | 0.017556 | 0.016634 | 0.0044222
3 | Mar | -5.839% | -10.2% | -9.217% | -11.8% | -8.739% | -8.65% | -6.889% | -8.7% | -11.15% | -15.04% | -14.59% | -11.55% | -13.69% | -12.1% | -11.83% | -10.94% | -17.93% | -13.8% | -14.44% | -12.89% | -11.28% | -10.75% | -6.65% | -2.9% |  |  | 3 | Mar | 0.0034092 | 0.010404 | 0.0084946 | 0.013924 | 0.0076368 | 0.0074823 | 0.0047456 | 0.007569 | 0.012432 | 0.022617 | 0.021284 | 0.01334 | 0.018738 | 0.014641 | 0.01399 | 0.011966 | 0.03214 | 0.038088 | 0.041696 | 0.033225 | 0.025437 | 0.023113 | 0.0044223 | 0.000841
4 | Apr | -0.647% | -3.2% | -6.897% | -6.2% | -6.194% | -5.397% | -0.2% | -1.95% | -4.2% | -6.697% | -8.697% | -9.55% | -10.7% | -9.897% | -13.85% | -7.697% | -10.1% | -14.1% | -13.55% | -18.95% | -26.4% | -21.05% | -17.3% | -11.95% | Non-Summer | 56.05% | 4 | Apr | 4.1855e-05 | 0.001024 | 0.0047568 | 0.003844 | 0.0038364 | 0.0029127 | 4.0001e-06 | 0.00038025 | 0.001764 | 0.0044849 | 0.0075637 | 0.0091202 | 0.011449 | 0.009795 | 0.019182 | 0.0059243 | 0.010201 | 0.039762 | 0.036704 | 0.071797 | 0.13939 | 0.08862 | 0.029929 | 0.01428
5 | May | -2.05% | -7.4% | -10.95% | -10.89% | -8.239% | -8.35% | -9.75% | -13.55% | -14.79% | -14.85% | -13.09% | -18.3% | -17.1% | -19.65% | -19.55% | -16.84% | -14.7% | -16.4% | -19.3% | -14.69% | -9.439% | -6.7% | -8.839% | -9.639% | Summer | 69.29% | 5 | May | 0.00042025 | 0.005476 | 0.01199 | 0.011857 | 0.0067879 | 0.0069722 | 0.0095063 | 0.01836 | 0.021871 | 0.022052 | 0.017132 | 0.033489 | 0.029241 | 0.038612 | 0.03822 | 0.028355 | 0.021609 | 0.053792 | 0.074498 | 0.043153 | 0.017818 | 0.008978 | 0.0078126 | 0.0092908
6 | Jun | -0.2525% | -5.45% | -10.05% | -10.45% | -11.3% | -14.3% | -13.6% | -10.1% | -7.6% | -5% | -3.25% | -2.85% | -2.4% | -1.4% | -1.95% | -3.35% | -8.3% | -10.65% | -9.252% | -11.31% | -8.25% | -11.9% | -8.655% | -3.702% | Objective | 5.5543 | 6 | Jun | 6.3743e-06 | 0.0029702 | 0.0101 | 0.010925 | 0.012769 | 0.020449 | 0.018496 | 0.010201 | 0.005776 | 0.0025 | 0.0010563 | 0.00081225 | 0.000576 | 0.000196 | 0.00038025 | 0.0011222 | 0.013778 | 0.022695 | 0.017122 | 0.025572 | 0.013613 | 0.014167 | 0.0074908 | 0.0013708
7 | Jul | -4.938% | -10.32% | -13.19% | -12.05% | -12.24% | -10.71% | -8.857% | -8.333% | -6.81% | -5.952% | -4.905% | -5.333% | -4.714% | -4.905% | -4.429% | -5.381% | -6.381% | -5.048% | -2.81% | 5.333% | 3.347% | 2.143% | 0.2522% | 1.014% |  |  | 7 | Jul | 0.0024386 | 0.010649 | 0.017399 | 0.014515 | 0.014977 | 0.01148 | 0.0078449 | 0.0069444 | 0.004637 | 0.0035431 | 0.0024057 | 0.0028444 | 0.0022225 | 0.0024057 | 0.0019612 | 0.0028955 | 0.0081433 | 0.0050957 | 0.0015787 | 0.011378 | 0.0044822 | 0.00091837 | 1.2722e-05 | 0.00020569
8 | Aug | -10.27% | -12.77% | -14.45% | -14.27% | -12.64% | -12.18% | -12.05% | -9.769% | -9.227% | -9.182% | -7.818% | -5.864% | -5.182% | -5.182% | -4.682% | -5.136% | -6.955% | -8.182% | -8.136% | -5.909% | -7.318% | -12.27% | -10.91% | -10.05% |  |  | 8 | Aug | 0.010553 | 0.016314 | 0.020893 | 0.020362 | 0.015968 | 0.01484 | 0.014509 | 0.0095442 | 0.0085143 | 0.0084306 | 0.0061124 | 0.0034382 | 0.0026851 | 0.0026851 | 0.0021919 | 0.0026382 | 0.0096731 | 0.013388 | 0.01986 | 0.010475 | 0.016067 | 0.045186 | 0.035702 | 0.010091
9 | Sep | -15.98% | -20.79% | -23.83% | -24.24% | -24.86% | -22.33% | -19.43% | -16.81% | -16.1% | -14.14% | -11.14% | -11.26% | -12.05% | -13.14% | -16.62% | -18.14% | -16.55% | -14.38% | -14.31% | -15.5% | -13.9% | -17.52% | -15.95% | -12.38% | All Hours > 10% | 0 | 9 | Sep | 0.025524 | 0.043205 | 0.056803 | 0.058749 | 0.061788 | 0.049878 | 0.037747 | 0.028256 | 0.025906 | 0.020002 | 0.012416 | 0.012683 | 0.014515 | 0.017273 | 0.027619 | 0.032916 | 0.054765 | 0.062045 | 0.061431 | 0.072076 | 0.058003 | 0.092125 | 0.076344 | 0.015329
10 | Oct | -2.2% | -3.85% | -7.1% | -5.65% | -7.15% | -9.75% | -7.65% | -12.5% | -7.6% | -6.55% | -4.9% | -5.274% | -7.75% | -7.85% | -9.25% | -12.05% | -15.85% | -16.85% | -12.62% | -11% | -7.65% | -13.65% | -10.12% | -6.1% | LOLE Hours > 2% | 0 | 10 | Oct | 0.000484 | 0.0014823 | 0.005041 | 0.0031923 | 0.0051123 | 0.0095063 | 0.0058523 | 0.015625 | 0.005776 | 0.0042903 | 0.002401 | 0.0027815 | 0.0060063 | 0.0061623 | 0.0085562 | 0.01452 | 0.050245 | 0.056785 | 0.031873 | 0.0242 | 0.011705 | 0.018632 | 0.01025 | 0.003721
11 | Nov | -6.7% | -11.25% | -10.45% | -9.45% | -7.747% | -7.35% | -10% | -9.347% | -5.947% | -9.794% | -13.85% | -13.25% | -16.4% | -14.34% | -12.95% | -14.45% | -13.8% | -15.15% | -14.85% | -13.25% | -11% | -8.641% | -5.7% | 0.05% |  |  | 11 | Nov | 0.004489 | 0.012656 | 0.01092 | 0.0089302 | 0.0060015 | 0.0054023 | 0.01 | 0.0087365 | 0.0035366 | 0.009592 | 0.019174 | 0.017556 | 0.026886 | 0.020566 | 0.01677 | 0.02088 | 0.038071 | 0.045886 | 0.044105 | 0.035113 | 0.0242 | 0.0074664 | 0.003249 | 5.0006e-07
12 | Dec | 1.872% | -0.2889% | 1.045% | 0.5611% | 0.8111% | -2.45% | -7.939% | -8.25% | -8.239% | -5.45% | -2.8% | -7.85% | -11.39% | -13.8% | -12.4% | -14.16% | -13.05% | -10.95% | -14.74% | -12.9% | -11.27% | -11.44% | -3.9% | 1.35% | Max Exceedance: | 5.333% | 12 | Dec | 0.00070108 | 8.3442e-06 | 0.00021822 | 6.2973e-05 | 0.00013159 | 0.00060025 | 0.0063025 | 0.0068062 | 0.0067879 | 0.0029702 | 0.000784 | 0.0061622 | 0.012971 | 0.019044 | 0.015376 | 0.020038 | 0.034061 | 0.02398 | 0.043447 | 0.033282 | 0.025387 | 0.013085 | 0.001521 | 0.00036451
Coefficients
|  | 1 | 2 | 3 | 4 | 5 | 6 | 7 | 8 | 9 | 10 | 11 | 12 | 13 | 14 | 15 | 16 | 17 | 18 | 19 | 20 | 21 | 22 | 23 | 24
1 | Jan | 1 | 1 | 1 | 1 | 1 | 1 | 1 | 1 | 1 | 1 | 1 | 1 | 1 | 1 | 1 | 1 | 2 | 2 | 2 | 2 | 2 | 1 | 1 | 1
2 | Feb | 1 | 1 | 1 | 1 | 1 | 1 | 1 | 1 | 1 | 1 | 1 | 1 | 1 | 1 | 1 | 1 | 2 | 2 | 2 | 2 | 2 | 1 | 1 | 1
3 | Mar | 1 | 1 | 1 | 1 | 1 | 1 | 1 | 1 | 1 | 1 | 1 | 1 | 1 | 1 | 1 | 1 | 1 | 2 | 2 | 2 | 2 | 2 | 1 | 1
4 | Apr | 1 | 1 | 1 | 1 | 1 | 1 | 1 | 1 | 1 | 1 | 1 | 1 | 1 | 1 | 1 | 1 | 1 | 2 | 2 | 2 | 2 | 2 | 1 | 1
5 | May | 1 | 1 | 1 | 1 | 1 | 1 | 1 | 1 | 1 | 1 | 1 | 1 | 1 | 1 | 1 | 1 | 1 | 2 | 2 | 2 | 2 | 2 | 1 | 1
6 | Jun | 1 | 1 | 1 | 1 | 1 | 1 | 1 | 1 | 1 | 1 | 1 | 1 | 1 | 1 | 1 | 1 | 2 | 2 | 2 | 2 | 2 | 1 | 1 | 1
7 | Jul | 1 | 1 | 1 | 1 | 1 | 1 | 1 | 1 | 1 | 1 | 1 | 1 | 1 | 1 | 1 | 1 | 2 | 2 | 2 | 2 | 2 | 1 | 1 | 1
8 | Aug | 1 | 1 | 1 | 1 | 1 | 1 | 1 | 1 | 1 | 1 | 1 | 1 | 1 | 1 | 1 | 1 | 2 | 2 | 3 | 3 | 3 | 3 | 3 | 1
9 | Sep | 1 | 1 | 1 | 1 | 1 | 1 | 1 | 1 | 1 | 1 | 1 | 1 | 1 | 1 | 1 | 1 | 2 | 3 | 3 | 3 | 3 | 3 | 3 | 1
10 | Oct | 1 | 1 | 1 | 1 | 1 | 1 | 1 | 1 | 1 | 1 | 1 | 1 | 1 | 1 | 1 | 1 | 2 | 2 | 2 | 2 | 2 | 1 | 1 | 1
11 | Nov | 1 | 1 | 1 | 1 | 1 | 1 | 1 | 1 | 1 | 1 | 1 | 1 | 1 | 1 | 1 | 1 | 2 | 2 | 2 | 2 | 2 | 1 | 1 | 1
12 | Dec | 1 | 1 | 1 | 1 | 1 | 1 | 1 | 1 | 1 | 1 | 1 | 1 | 1 | 1 | 1 | 1 | 2 | 2 | 2 | 2 | 2 | 1 | 1 | 1