{"text_format":"1","workbook":"xlsx","n_sheets":9,"sheets":["Dashboard","Monthly Constraints","PRM Setting","Supply","Profiles","NQC","Managed Load","NOU","Resource Categories"],"not_rendered":{"charts":2,"images":0,"macros":1,"external_links":0,"defined_names":43,"comments":0,"pivot_tables":0},"unopened":[],"bounds":{"document_bytes":16777216,"sheet_cells":100000,"rows_first":2000,"rows_last":500,"rows_between":2000,"halvings":0,"cell_chars":16384,"cell_head_chars":4096},"cells_cut":0,"cells_raw":0,"read":"whole","date_system":"1900"}

{"sheet":"Dashboard","index":0,"n_rows":31,"n_cols":26,"rows_kept":31,"cut":false,"hidden":false,"merged":[]}
["Month:","Dec","PRM:",{"$f":"INDEX(PRM[Planning Reserve Margin],MONTH(Month&\" 1, 2000\"))","v":0.23548394061054789}]
[null,null,"Capacity (MW)"]
[null,"Unit Category","HE 1","HE 2","HE 3","HE 4","HE 5","HE 6","HE 7","HE 8","HE 9","HE 10","HE 11","HE 12","HE 13","HE 14","HE 15","HE 16","HE 17","HE 18","HE 19","HE 20","HE 21","HE 22","HE 23","HE 24"]
[null,"Biogas",{"$f":"INDEX(Supply[Supply],MATCH(1,(Supply[Month]=MONTH(Month&\" 1, 2000\"))*(Supply[Unit Category]=Dashboard!$B4)*(Supply[Hour Ending]=INT(INDEX(_xlfn.TEXTSPLIT(Dashboard!C$3,\" \"),2))),0))","v":216.81695399999998},{"$f":"INDEX(NQC[NQC MW],MATCH(1,(NQC[Month]=MONTH(Month&\" 1, 2000\"))*(NQC[Unit Category]=Dashboard!$B4),0))*INDEX(Profiles[],MATCH(1,(Profiles[Month]=MONTH(Month&\" 1, 2000\"))*(Profiles[Hour Ending]=INT(INDEX(_xlfn.TEXTSPLIT(Dashboard!D$3,,\" \"),2))),0),MATCH(Dashboard!$B4,Profiles[#Headers],0))","v":216.81695399999998},{"$f":"INDEX(NQC[NQC MW],MATCH(1,(NQC[Month]=MONTH(Month&\" 1, 2000\"))*(NQC[Unit Category]=Dashboard!$B4),0))*INDEX(Profiles[],MATCH(1,(Profiles[Month]=MONTH(Month&\" 1, 2000\"))*(Profiles[Hour Ending]=INT(INDEX(_xlfn.TEXTSPLIT(Dashboard!E$3,,\" \"),2))),0),MATCH(Dashboard!$B4,Profiles[#Headers],0))","v":216.81695399999998},{"$f":"INDEX(NQC[NQC MW],MATCH(1,(NQC[Month]=MONTH(Month&\" 1, 2000\"))*(NQC[Unit Category]=Dashboard!$B4),0))*INDEX(Profiles[],MATCH(1,(Profiles[Month]=MONTH(Month&\" 1, 2000\"))*(Profiles[Hour Ending]=INT(INDEX(_xlfn.TEXTSPLIT(Dashboard!F$3,,\" \"),2))),0),MATCH(Dashboard!$B4,Profiles[#Headers],0))","v":216.81695399999998},{"$f":"INDEX(NQC[NQC MW],MATCH(1,(NQC[Month]=MONTH(Month&\" 1, 2000\"))*(NQC[Unit Category]=Dashboard!$B4),0))*INDEX(Profiles[],MATCH(1,(Profiles[Month]=MONTH(Month&\" 1, 2000\"))*(Profiles[Hour Ending]=INT(INDEX(_xlfn.TEXTSPLIT(Dashboard!G$3,,\" \"),2))),0),MATCH(Dashboard!$B4,Profiles[#Headers],0))","v":216.81695399999998},{"$f":"INDEX(NQC[NQC MW],MATCH(1,(NQC[Month]=MONTH(Month&\" 1, 2000\"))*(NQC[Unit Category]=Dashboard!$B4),0))*INDEX(Profiles[],MATCH(1,(Profiles[Month]=MONTH(Month&\" 1, 2000\"))*(Profiles[Hour Ending]=INT(INDEX(_xlfn.TEXTSPLIT(Dashboard!H$3,,\" \"),2))),0),MATCH(Dashboard!$B4,Profiles[#Headers],0))","v":216.81695399999998},{"$f":"INDEX(NQC[NQC MW],MATCH(1,(NQC[Month]=MONTH(Month&\" 1, 2000\"))*(NQC[Unit Category]=Dashboard!$B4),0))*INDEX(Profiles[],MATCH(1,(Profiles[Month]=MONTH(Month&\" 1, 2000\"))*(Profiles[Hour Ending]=INT(INDEX(_xlfn.TEXTSPLIT(Dashboard!I$3,,\" \"),2))),0),MATCH(Dashboard!$B4,Profiles[#Headers],0))","v":216.81695399999998},{"$f":"INDEX(NQC[NQC MW],MATCH(1,(NQC[Month]=MONTH(Month&\" 1, 2000\"))*(NQC[Unit Category]=Dashboard!$B4),0))*INDEX(Profiles[],MATCH(1,(Profiles[Month]=MONTH(Month&\" 1, 2000\"))*(Profiles[Hour Ending]=INT(INDEX(_xlfn.TEXTSPLIT(Dashboard!J$3,,\" \"),2))),0),MATCH(Dashboard!$B4,Profiles[#Headers],0))","v":216.81695399999998},{"$f":"INDEX(NQC[NQC MW],MATCH(1,(NQC[Month]=MONTH(Month&\" 1, 2000\"))*(NQC[Unit Category]=Dashboard!$B4),0))*INDEX(Profiles[],MATCH(1,(Profiles[Month]=MONTH(Month&\" 1, 2000\"))*(Profiles[Hour Ending]=INT(INDEX(_xlfn.TEXTSPLIT(Dashboard!K$3,,\" \"),2))),0),MATCH(Dashboard!$B4,Profiles[#Headers],0))","v":216.81695399999998},{"$f":"INDEX(NQC[NQC MW],MATCH(1,(NQC[Month]=MONTH(Month&\" 1, 2000\"))*(NQC[Unit Category]=Dashboard!$B4),0))*INDEX(Profiles[],MATCH(1,(Profiles[Month]=MONTH(Month&\" 1, 2000\"))*(Profiles[Hour Ending]=INT(INDEX(_xlfn.TEXTSPLIT(Dashboard!L$3,,\" \"),2))),0),MATCH(Dashboard!$B4,Profiles[#Headers],0))","v":216.81695399999998},{"$f":"INDEX(NQC[NQC MW],MATCH(1,(NQC[Month]=MONTH(Month&\" 1, 2000\"))*(NQC[Unit Category]=Dashboard!$B4),0))*INDEX(Profiles[],MATCH(1,(Profiles[Month]=MONTH(Month&\" 1, 2000\"))*(Profiles[Hour Ending]=INT(INDEX(_xlfn.TEXTSPLIT(Dashboard!M$3,,\" \"),2))),0),MATCH(Dashboard!$B4,Profiles[#Headers],0))","v":216.81695399999998},{"$f":"INDEX(NQC[NQC MW],MATCH(1,(NQC[Month]=MONTH(Month&\" 1, 2000\"))*(NQC[Unit Category]=Dashboard!$B4),0))*INDEX(Profiles[],MATCH(1,(Profiles[Month]=MONTH(Month&\" 1, 2000\"))*(Profiles[Hour Ending]=INT(INDEX(_xlfn.TEXTSPLIT(Dashboard!N$3,,\" \"),2))),0),MATCH(Dashboard!$B4,Profiles[#Headers],0))","v":216.81695399999998},{"$f":"INDEX(NQC[NQC MW],MATCH(1,(NQC[Month]=MONTH(Month&\" 1, 2000\"))*(NQC[Unit Category]=Dashboard!$B4),0))*INDEX(Profiles[],MATCH(1,(Profiles[Month]=MONTH(Month&\" 1, 2000\"))*(Profiles[Hour Ending]=INT(INDEX(_xlfn.TEXTSPLIT(Dashboard!O$3,,\" \"),2))),0),MATCH(Dashboard!$B4,Profiles[#Headers],0))","v":216.81695399999998},{"$f":"INDEX(NQC[NQC MW],MATCH(1,(NQC[Month]=MONTH(Month&\" 1, 2000\"))*(NQC[Unit Category]=Dashboard!$B4),0))*INDEX(Profiles[],MATCH(1,(Profiles[Month]=MONTH(Month&\" 1, 2000\"))*(Profiles[Hour Ending]=INT(INDEX(_xlfn.TEXTSPLIT(Dashboard!P$3,,\" \"),2))),0),MATCH(Dashboard!$B4,Profiles[#Headers],0))","v":216.81695399999998},{"$f":"INDEX(NQC[NQC MW],MATCH(1,(NQC[Month]=MONTH(Month&\" 1, 2000\"))*(NQC[Unit Category]=Dashboard!$B4),0))*INDEX(Profiles[],MATCH(1,(Profiles[Month]=MONTH(Month&\" 1, 2000\"))*(Profiles[Hour Ending]=INT(INDEX(_xlfn.TEXTSPLIT(Dashboard!Q$3,,\" \"),2))),0),MATCH(Dashboard!$B4,Profiles[#Headers],0))","v":216.81695399999998},{"$f":"INDEX(NQC[NQC MW],MATCH(1,(NQC[Month]=MONTH(Month&\" 1, 2000\"))*(NQC[Unit Category]=Dashboard!$B4),0))*INDEX(Profiles[],MATCH(1,(Profiles[Month]=MONTH(Month&\" 1, 2000\"))*(Profiles[Hour Ending]=INT(INDEX(_xlfn.TEXTSPLIT(Dashboard!R$3,,\" \"),2))),0),MATCH(Dashboard!$B4,Profiles[#Headers],0))","v":216.81695399999998},{"$f":"INDEX(NQC[NQC MW],MATCH(1,(NQC[Month]=MONTH(Month&\" 1, 2000\"))*(NQC[Unit Category]=Dashboard!$B4),0))*INDEX(Profiles[],MATCH(1,(Profiles[Month]=MONTH(Month&\" 1, 2000\"))*(Profiles[Hour Ending]=INT(INDEX(_xlfn.TEXTSPLIT(Dashboard!S$3,,\" \"),2))),0),MATCH(Dashboard!$B4,Profiles[#Headers],0))","v":216.81695399999998},{"$f":"INDEX(NQC[NQC MW],MATCH(1,(NQC[Month]=MONTH(Month&\" 1, 2000\"))*(NQC[Unit Category]=Dashboard!$B4),0))*INDEX(Profiles[],MATCH(1,(Profiles[Month]=MONTH(Month&\" 1, 2000\"))*(Profiles[Hour Ending]=INT(INDEX(_xlfn.TEXTSPLIT(Dashboard!T$3,,\" \"),2))),0),MATCH(Dashboard!$B4,Profiles[#Headers],0))","v":216.81695399999998},{"$f":"INDEX(NQC[NQC MW],MATCH(1,(NQC[Month]=MONTH(Month&\" 1, 2000\"))*(NQC[Unit Category]=Dashboard!$B4),0))*INDEX(Profiles[],MATCH(1,(Profiles[Month]=MONTH(Month&\" 1, 2000\"))*(Profiles[Hour Ending]=INT(INDEX(_xlfn.TEXTSPLIT(Dashboard!U$3,,\" \"),2))),0),MATCH(Dashboard!$B4,Profiles[#Headers],0))","v":216.81695399999998},{"$f":"INDEX(NQC[NQC MW],MATCH(1,(NQC[Month]=MONTH(Month&\" 1, 2000\"))*(NQC[Unit Category]=Dashboard!$B4),0))*INDEX(Profiles[],MATCH(1,(Profiles[Month]=MONTH(Month&\" 1, 2000\"))*(Profiles[Hour Ending]=INT(INDEX(_xlfn.TEXTSPLIT(Dashboard!V$3,,\" \"),2))),0),MATCH(Dashboard!$B4,Profiles[#Headers],0))","v":216.81695399999998},{"$f":"INDEX(NQC[NQC MW],MATCH(1,(NQC[Month]=MONTH(Month&\" 1, 2000\"))*(NQC[Unit Category]=Dashboard!$B4),0))*INDEX(Profiles[],MATCH(1,(Profiles[Month]=MONTH(Month&\" 1, 2000\"))*(Profiles[Hour Ending]=INT(INDEX(_xlfn.TEXTSPLIT(Dashboard!W$3,,\" \"),2))),0),MATCH(Dashboard!$B4,Profiles[#Headers],0))","v":216.81695399999998},{"$f":"INDEX(NQC[NQC MW],MATCH(1,(NQC[Month]=MONTH(Month&\" 1, 2000\"))*(NQC[Unit Category]=Dashboard!$B4),0))*INDEX(Profiles[],MATCH(1,(Profiles[Month]=MONTH(Month&\" 1, 2000\"))*(Profiles[Hour Ending]=INT(INDEX(_xlfn.TEXTSPLIT(Dashboard!X$3,,\" \"),2))),0),MATCH(Dashboard!$B4,Profiles[#Headers],0))","v":216.81695399999998},{"$f":"INDEX(NQC[NQC MW],MATCH(1,(NQC[Month]=MONTH(Month&\" 1, 2000\"))*(NQC[Unit Category]=Dashboard!$B4),0))*INDEX(Profiles[],MATCH(1,(Profiles[Month]=MONTH(Month&\" 1, 2000\"))*(Profiles[Hour Ending]=INT(INDEX(_xlfn.TEXTSPLIT(Dashboard!Y$3,,\" \"),2))),0),MATCH(Dashboard!$B4,Profiles[#Headers],0))","v":216.81695399999998},{"$f":"INDEX(NQC[NQC MW],MATCH(1,(NQC[Month]=MONTH(Month&\" 1, 2000\"))*(NQC[Unit Category]=Dashboard!$B4),0))*INDEX(Profiles[],MATCH(1,(Profiles[Month]=MONTH(Month&\" 1, 2000\"))*(Profiles[Hour Ending]=INT(INDEX(_xlfn.TEXTSPLIT(Dashboard!Z$3,,\" \"),2))),0),MATCH(Dashboard!$B4,Profiles[#Headers],0))","v":216.81695399999998}]
[null,"Biomass/Wood",{"$f":"INDEX(Supply[Supply],MATCH(1,(Supply[Month]=MONTH(Month&\" 1, 2000\"))*(Supply[Unit Category]=Dashboard!$B5)*(Supply[Hour Ending]=INT(INDEX(_xlfn.TEXTSPLIT(Dashboard!C$3,\" \"),2))),0))","v":387.29537700000009},{"$f":"INDEX(NQC[NQC MW],MATCH(1,(NQC[Month]=MONTH(Month&\" 1, 2000\"))*(NQC[Unit Category]=Dashboard!$B5),0))*INDEX(Profiles[],MATCH(1,(Profiles[Month]=MONTH(Month&\" 1, 2000\"))*(Profiles[Hour Ending]=INT(INDEX(_xlfn.TEXTSPLIT(Dashboard!D$3,,\" \"),2))),0),MATCH(Dashboard!$B5,Profiles[#Headers],0))","v":387.29537700000009},{"$f":"INDEX(NQC[NQC MW],MATCH(1,(NQC[Month]=MONTH(Month&\" 1, 2000\"))*(NQC[Unit Category]=Dashboard!$B5),0))*INDEX(Profiles[],MATCH(1,(Profiles[Month]=MONTH(Month&\" 1, 2000\"))*(Profiles[Hour Ending]=INT(INDEX(_xlfn.TEXTSPLIT(Dashboard!E$3,,\" \"),2))),0),MATCH(Dashboard!$B5,Profiles[#Headers],0))","v":387.29537700000009},{"$f":"INDEX(NQC[NQC MW],MATCH(1,(NQC[Month]=MONTH(Month&\" 1, 2000\"))*(NQC[Unit Category]=Dashboard!$B5),0))*INDEX(Profiles[],MATCH(1,(Profiles[Month]=MONTH(Month&\" 1, 2000\"))*(Profiles[Hour Ending]=INT(INDEX(_xlfn.TEXTSPLIT(Dashboard!F$3,,\" \"),2))),0),MATCH(Dashboard!$B5,Profiles[#Headers],0))","v":387.29537700000009},{"$f":"INDEX(NQC[NQC MW],MATCH(1,(NQC[Month]=MONTH(Month&\" 1, 2000\"))*(NQC[Unit Category]=Dashboard!$B5),0))*INDEX(Profiles[],MATCH(1,(Profiles[Month]=MONTH(Month&\" 1, 2000\"))*(Profiles[Hour Ending]=INT(INDEX(_xlfn.TEXTSPLIT(Dashboard!G$3,,\" \"),2))),0),MATCH(Dashboard!$B5,Profiles[#Headers],0))","v":387.29537700000009},{"$f":"INDEX(NQC[NQC MW],MATCH(1,(NQC[Month]=MONTH(Month&\" 1, 2000\"))*(NQC[Unit Category]=Dashboard!$B5),0))*INDEX(Profiles[],MATCH(1,(Profiles[Month]=MONTH(Month&\" 1, 2000\"))*(Profiles[Hour Ending]=INT(INDEX(_xlfn.TEXTSPLIT(Dashboard!H$3,,\" \"),2))),0),MATCH(Dashboard!$B5,Profiles[#Headers],0))","v":387.29537700000009},{"$f":"INDEX(NQC[NQC MW],MATCH(1,(NQC[Month]=MONTH(Month&\" 1, 2000\"))*(NQC[Unit Category]=Dashboard!$B5),0))*INDEX(Profiles[],MATCH(1,(Profiles[Month]=MONTH(Month&\" 1, 2000\"))*(Profiles[Hour Ending]=INT(INDEX(_xlfn.TEXTSPLIT(Dashboard!I$3,,\" \"),2))),0),MATCH(Dashboard!$B5,Profiles[#Headers],0))","v":387.29537700000009},{"$f":"INDEX(NQC[NQC MW],MATCH(1,(NQC[Month]=MONTH(Month&\" 1, 2000\"))*(NQC[Unit Category]=Dashboard!$B5),0))*INDEX(Profiles[],MATCH(1,(Profiles[Month]=MONTH(Month&\" 1, 2000\"))*(Profiles[Hour Ending]=INT(INDEX(_xlfn.TEXTSPLIT(Dashboard!J$3,,\" \"),2))),0),MATCH(Dashboard!$B5,Profiles[#Headers],0))","v":387.29537700000009},{"$f":"INDEX(NQC[NQC MW],MATCH(1,(NQC[Month]=MONTH(Month&\" 1, 2000\"))*(NQC[Unit Category]=Dashboard!$B5),0))*INDEX(Profiles[],MATCH(1,(Profiles[Month]=MONTH(Month&\" 1, 2000\"))*(Profiles[Hour Ending]=INT(INDEX(_xlfn.TEXTSPLIT(Dashboard!K$3,,\" \"),2))),0),MATCH(Dashboard!$B5,Profiles[#Headers],0))","v":387.29537700000009},{"$f":"INDEX(NQC[NQC MW],MATCH(1,(NQC[Month]=MONTH(Month&\" 1, 2000\"))*(NQC[Unit Category]=Dashboard!$B5),0))*INDEX(Profiles[],MATCH(1,(Profiles[Month]=MONTH(Month&\" 1, 2000\"))*(Profiles[Hour Ending]=INT(INDEX(_xlfn.TEXTSPLIT(Dashboard!L$3,,\" \"),2))),0),MATCH(Dashboard!$B5,Profiles[#Headers],0))","v":387.29537700000009},{"$f":"INDEX(NQC[NQC MW],MATCH(1,(NQC[Month]=MONTH(Month&\" 1, 2000\"))*(NQC[Unit Category]=Dashboard!$B5),0))*INDEX(Profiles[],MATCH(1,(Profiles[Month]=MONTH(Month&\" 1, 2000\"))*(Profiles[Hour Ending]=INT(INDEX(_xlfn.TEXTSPLIT(Dashboard!M$3,,\" \"),2))),0),MATCH(Dashboard!$B5,Profiles[#Headers],0))","v":387.29537700000009},{"$f":"INDEX(NQC[NQC MW],MATCH(1,(NQC[Month]=MONTH(Month&\" 1, 2000\"))*(NQC[Unit Category]=Dashboard!$B5),0))*INDEX(Profiles[],MATCH(1,(Profiles[Month]=MONTH(Month&\" 1, 2000\"))*(Profiles[Hour Ending]=INT(INDEX(_xlfn.TEXTSPLIT(Dashboard!N$3,,\" \"),2))),0),MATCH(Dashboard!$B5,Profiles[#Headers],0))","v":387.29537700000009},{"$f":"INDEX(NQC[NQC MW],MATCH(1,(NQC[Month]=MONTH(Month&\" 1, 2000\"))*(NQC[Unit Category]=Dashboard!$B5),0))*INDEX(Profiles[],MATCH(1,(Profiles[Month]=MONTH(Month&\" 1, 2000\"))*(Profiles[Hour Ending]=INT(INDEX(_xlfn.TEXTSPLIT(Dashboard!O$3,,\" \"),2))),0),MATCH(Dashboard!$B5,Profiles[#Headers],0))","v":387.29537700000009},{"$f":"INDEX(NQC[NQC MW],MATCH(1,(NQC[Month]=MONTH(Month&\" 1, 2000\"))*(NQC[Unit Category]=Dashboard!$B5),0))*INDEX(Profiles[],MATCH(1,(Profiles[Month]=MONTH(Month&\" 1, 2000\"))*(Profiles[Hour Ending]=INT(INDEX(_xlfn.TEXTSPLIT(Dashboard!P$3,,\" \"),2))),0),MATCH(Dashboard!$B5,Profiles[#Headers],0))","v":387.29537700000009},{"$f":"INDEX(NQC[NQC MW],MATCH(1,(NQC[Month]=MONTH(Month&\" 1, 2000\"))*(NQC[Unit Category]=Dashboard!$B5),0))*INDEX(Profiles[],MATCH(1,(Profiles[Month]=MONTH(Month&\" 1, 2000\"))*(Profiles[Hour Ending]=INT(INDEX(_xlfn.TEXTSPLIT(Dashboard!Q$3,,\" \"),2))),0),MATCH(Dashboard!$B5,Profiles[#Headers],0))","v":387.29537700000009},{"$f":"INDEX(NQC[NQC MW],MATCH(1,(NQC[Month]=MONTH(Month&\" 1, 2000\"))*(NQC[Unit Category]=Dashboard!$B5),0))*INDEX(Profiles[],MATCH(1,(Profiles[Month]=MONTH(Month&\" 1, 2000\"))*(Profiles[Hour Ending]=INT(INDEX(_xlfn.TEXTSPLIT(Dashboard!R$3,,\" \"),2))),0),MATCH(Dashboard!$B5,Profiles[#Headers],0))","v":387.29537700000009},{"$f":"INDEX(NQC[NQC MW],MATCH(1,(NQC[Month]=MONTH(Month&\" 1, 2000\"))*(NQC[Unit Category]=Dashboard!$B5),0))*INDEX(Profiles[],MATCH(1,(Profiles[Month]=MONTH(Month&\" 1, 2000\"))*(Profiles[Hour Ending]=INT(INDEX(_xlfn.TEXTSPLIT(Dashboard!S$3,,\" \"),2))),0),MATCH(Dashboard!$B5,Profiles[#Headers],0))","v":387.29537700000009},{"$f":"INDEX(NQC[NQC MW],MATCH(1,(NQC[Month]=MONTH(Month&\" 1, 2000\"))*(NQC[Unit Category]=Dashboard!$B5),0))*INDEX(Profiles[],MATCH(1,(Profiles[Month]=MONTH(Month&\" 1, 2000\"))*(Profiles[Hour Ending]=INT(INDEX(_xlfn.TEXTSPLIT(Dashboard!T$3,,\" \"),2))),0),MATCH(Dashboard!$B5,Profiles[#Headers],0))","v":387.29537700000009},{"$f":"INDEX(NQC[NQC MW],MATCH(1,(NQC[Month]=MONTH(Month&\" 1, 2000\"))*(NQC[Unit Category]=Dashboard!$B5),0))*INDEX(Profiles[],MATCH(1,(Profiles[Month]=MONTH(Month&\" 1, 2000\"))*(Profiles[Hour Ending]=INT(INDEX(_xlfn.TEXTSPLIT(Dashboard!U$3,,\" \"),2))),0),MATCH(Dashboard!$B5,Profiles[#Headers],0))","v":387.29537700000009},{"$f":"INDEX(NQC[NQC MW],MATCH(1,(NQC[Month]=MONTH(Month&\" 1, 2000\"))*(NQC[Unit Category]=Dashboard!$B5),0))*INDEX(Profiles[],MATCH(1,(Profiles[Month]=MONTH(Month&\" 1, 2000\"))*(Profiles[Hour Ending]=INT(INDEX(_xlfn.TEXTSPLIT(Dashboard!V$3,,\" \"),2))),0),MATCH(Dashboard!$B5,Profiles[#Headers],0))","v":387.29537700000009},{"$f":"INDEX(NQC[NQC MW],MATCH(1,(NQC[Month]=MONTH(Month&\" 1, 2000\"))*(NQC[Unit Category]=Dashboard!$B5),0))*INDEX(Profiles[],MATCH(1,(Profiles[Month]=MONTH(Month&\" 1, 2000\"))*(Profiles[Hour Ending]=INT(INDEX(_xlfn.TEXTSPLIT(Dashboard!W$3,,\" \"),2))),0),MATCH(Dashboard!$B5,Profiles[#Headers],0))","v":387.29537700000009},{"$f":"INDEX(NQC[NQC MW],MATCH(1,(NQC[Month]=MONTH(Month&\" 1, 2000\"))*(NQC[Unit Category]=Dashboard!$B5),0))*INDEX(Profiles[],MATCH(1,(Profiles[Month]=MONTH(Month&\" 1, 2000\"))*(Profiles[Hour Ending]=INT(INDEX(_xlfn.TEXTSPLIT(Dashboard!X$3,,\" \"),2))),0),MATCH(Dashboard!$B5,Profiles[#Headers],0))","v":387.29537700000009},{"$f":"INDEX(NQC[NQC MW],MATCH(1,(NQC[Month]=MONTH(Month&\" 1, 2000\"))*(NQC[Unit Category]=Dashboard!$B5),0))*INDEX(Profiles[],MATCH(1,(Profiles[Month]=MONTH(Month&\" 1, 2000\"))*(Profiles[Hour Ending]=INT(INDEX(_xlfn.TEXTSPLIT(Dashboard!Y$3,,\" \"),2))),0),MATCH(Dashboard!$B5,Profiles[#Headers],0))","v":387.29537700000009},{"$f":"INDEX(NQC[NQC MW],MATCH(1,(NQC[Month]=MONTH(Month&\" 1, 2000\"))*(NQC[Unit Category]=Dashboard!$B5),0))*INDEX(Profiles[],MATCH(1,(Profiles[Month]=MONTH(Month&\" 1, 2000\"))*(Profiles[Hour Ending]=INT(INDEX(_xlfn.TEXTSPLIT(Dashboard!Z$3,,\" \"),2))),0),MATCH(Dashboard!$B5,Profiles[#Headers],0))","v":387.29537700000009}]
[null,"CC",{"$f":"INDEX(Supply[Supply],MATCH(1,(Supply[Month]=MONTH(Month&\" 1, 2000\"))*(Supply[Unit Category]=Dashboard!$B6)*(Supply[Hour Ending]=INT(INDEX(_xlfn.TEXTSPLIT(Dashboard!C$3,\" \"),2))),0))","v":17252.400000000001},{"$f":"INDEX(NQC[NQC MW],MATCH(1,(NQC[Month]=MONTH(Month&\" 1, 2000\"))*(NQC[Unit Category]=Dashboard!$B6),0))*INDEX(Profiles[],MATCH(1,(Profiles[Month]=MONTH(Month&\" 1, 2000\"))*(Profiles[Hour Ending]=INT(INDEX(_xlfn.TEXTSPLIT(Dashboard!D$3,,\" \"),2))),0),MATCH(Dashboard!$B6,Profiles[#Headers],0))","v":17252.400000000001},{"$f":"INDEX(NQC[NQC MW],MATCH(1,(NQC[Month]=MONTH(Month&\" 1, 2000\"))*(NQC[Unit Category]=Dashboard!$B6),0))*INDEX(Profiles[],MATCH(1,(Profiles[Month]=MONTH(Month&\" 1, 2000\"))*(Profiles[Hour Ending]=INT(INDEX(_xlfn.TEXTSPLIT(Dashboard!E$3,,\" \"),2))),0),MATCH(Dashboard!$B6,Profiles[#Headers],0))","v":17252.400000000001},{"$f":"INDEX(NQC[NQC MW],MATCH(1,(NQC[Month]=MONTH(Month&\" 1, 2000\"))*(NQC[Unit Category]=Dashboard!$B6),0))*INDEX(Profiles[],MATCH(1,(Profiles[Month]=MONTH(Month&\" 1, 2000\"))*(Profiles[Hour Ending]=INT(INDEX(_xlfn.TEXTSPLIT(Dashboard!F$3,,\" \"),2))),0),MATCH(Dashboard!$B6,Profiles[#Headers],0))","v":17252.400000000001},{"$f":"INDEX(NQC[NQC MW],MATCH(1,(NQC[Month]=MONTH(Month&\" 1, 2000\"))*(NQC[Unit Category]=Dashboard!$B6),0))*INDEX(Profiles[],MATCH(1,(Profiles[Month]=MONTH(Month&\" 1, 2000\"))*(Profiles[Hour Ending]=INT(INDEX(_xlfn.TEXTSPLIT(Dashboard!G$3,,\" \"),2))),0),MATCH(Dashboard!$B6,Profiles[#Headers],0))","v":17252.400000000001},{"$f":"INDEX(NQC[NQC MW],MATCH(1,(NQC[Month]=MONTH(Month&\" 1, 2000\"))*(NQC[Unit Category]=Dashboard!$B6),0))*INDEX(Profiles[],MATCH(1,(Profiles[Month]=MONTH(Month&\" 1, 2000\"))*(Profiles[Hour Ending]=INT(INDEX(_xlfn.TEXTSPLIT(Dashboard!H$3,,\" \"),2))),0),MATCH(Dashboard!$B6,Profiles[#Headers],0))","v":17252.400000000001},{"$f":"INDEX(NQC[NQC MW],MATCH(1,(NQC[Month]=MONTH(Month&\" 1, 2000\"))*(NQC[Unit Category]=Dashboard!$B6),0))*INDEX(Profiles[],MATCH(1,(Profiles[Month]=MONTH(Month&\" 1, 2000\"))*(Profiles[Hour Ending]=INT(INDEX(_xlfn.TEXTSPLIT(Dashboard!I$3,,\" \"),2))),0),MATCH(Dashboard!$B6,Profiles[#Headers],0))","v":17252.400000000001},{"$f":"INDEX(NQC[NQC MW],MATCH(1,(NQC[Month]=MONTH(Month&\" 1, 2000\"))*(NQC[Unit Category]=Dashboard!$B6),0))*INDEX(Profiles[],MATCH(1,(Profiles[Month]=MONTH(Month&\" 1, 2000\"))*(Profiles[Hour Ending]=INT(INDEX(_xlfn.TEXTSPLIT(Dashboard!J$3,,\" \"),2))),0),MATCH(Dashboard!$B6,Profiles[#Headers],0))","v":17252.400000000001},{"$f":"INDEX(NQC[NQC MW],MATCH(1,(NQC[Month]=MONTH(Month&\" 1, 2000\"))*(NQC[Unit Category]=Dashboard!$B6),0))*INDEX(Profiles[],MATCH(1,(Profiles[Month]=MONTH(Month&\" 1, 2000\"))*(Profiles[Hour Ending]=INT(INDEX(_xlfn.TEXTSPLIT(Dashboard!K$3,,\" \"),2))),0),MATCH(Dashboard!$B6,Profiles[#Headers],0))","v":17252.400000000001},{"$f":"INDEX(NQC[NQC MW],MATCH(1,(NQC[Month]=MONTH(Month&\" 1, 2000\"))*(NQC[Unit Category]=Dashboard!$B6),0))*INDEX(Profiles[],MATCH(1,(Profiles[Month]=MONTH(Month&\" 1, 2000\"))*(Profiles[Hour Ending]=INT(INDEX(_xlfn.TEXTSPLIT(Dashboard!L$3,,\" \"),2))),0),MATCH(Dashboard!$B6,Profiles[#Headers],0))","v":17252.400000000001},{"$f":"INDEX(NQC[NQC MW],MATCH(1,(NQC[Month]=MONTH(Month&\" 1, 2000\"))*(NQC[Unit Category]=Dashboard!$B6),0))*INDEX(Profiles[],MATCH(1,(Profiles[Month]=MONTH(Month&\" 1, 2000\"))*(Profiles[Hour Ending]=INT(INDEX(_xlfn.TEXTSPLIT(Dashboard!M$3,,\" \"),2))),0),MATCH(Dashboard!$B6,Profiles[#Headers],0))","v":17252.400000000001},{"$f":"INDEX(NQC[NQC MW],MATCH(1,(NQC[Month]=MONTH(Month&\" 1, 2000\"))*(NQC[Unit Category]=Dashboard!$B6),0))*INDEX(Profiles[],MATCH(1,(Profiles[Month]=MONTH(Month&\" 1, 2000\"))*(Profiles[Hour Ending]=INT(INDEX(_xlfn.TEXTSPLIT(Dashboard!N$3,,\" \"),2))),0),MATCH(Dashboard!$B6,Profiles[#Headers],0))","v":17252.400000000001},{"$f":"INDEX(NQC[NQC MW],MATCH(1,(NQC[Month]=MONTH(Month&\" 1, 2000\"))*(NQC[Unit Category]=Dashboard!$B6),0))*INDEX(Profiles[],MATCH(1,(Profiles[Month]=MONTH(Month&\" 1, 2000\"))*(Profiles[Hour Ending]=INT(INDEX(_xlfn.TEXTSPLIT(Dashboard!O$3,,\" \"),2))),0),MATCH(Dashboard!$B6,Profiles[#Headers],0))","v":17252.400000000001},{"$f":"INDEX(NQC[NQC MW],MATCH(1,(NQC[Month]=MONTH(Month&\" 1, 2000\"))*(NQC[Unit Category]=Dashboard!$B6),0))*INDEX(Profiles[],MATCH(1,(Profiles[Month]=MONTH(Month&\" 1, 2000\"))*(Profiles[Hour Ending]=INT(INDEX(_xlfn.TEXTSPLIT(Dashboard!P$3,,\" \"),2))),0),MATCH(Dashboard!$B6,Profiles[#Headers],0))","v":17252.400000000001},{"$f":"INDEX(NQC[NQC MW],MATCH(1,(NQC[Month]=MONTH(Month&\" 1, 2000\"))*(NQC[Unit Category]=Dashboard!$B6),0))*INDEX(Profiles[],MATCH(1,(Profiles[Month]=MONTH(Month&\" 1, 2000\"))*(Profiles[Hour Ending]=INT(INDEX(_xlfn.TEXTSPLIT(Dashboard!Q$3,,\" \"),2))),0),MATCH(Dashboard!$B6,Profiles[#Headers],0))","v":17252.400000000001},{"$f":"INDEX(NQC[NQC MW],MATCH(1,(NQC[Month]=MONTH(Month&\" 1, 2000\"))*(NQC[Unit Category]=Dashboard!$B6),0))*INDEX(Profiles[],MATCH(1,(Profiles[Month]=MONTH(Month&\" 1, 2000\"))*(Profiles[Hour Ending]=INT(INDEX(_xlfn.TEXTSPLIT(Dashboard!R$3,,\" \"),2))),0),MATCH(Dashboard!$B6,Profiles[#Headers],0))","v":17252.400000000001},{"$f":"INDEX(NQC[NQC MW],MATCH(1,(NQC[Month]=MONTH(Month&\" 1, 2000\"))*(NQC[Unit Category]=Dashboard!$B6),0))*INDEX(Profiles[],MATCH(1,(Profiles[Month]=MONTH(Month&\" 1, 2000\"))*(Profiles[Hour Ending]=INT(INDEX(_xlfn.TEXTSPLIT(Dashboard!S$3,,\" \"),2))),0),MATCH(Dashboard!$B6,Profiles[#Headers],0))","v":17252.400000000001},{"$f":"INDEX(NQC[NQC MW],MATCH(1,(NQC[Month]=MONTH(Month&\" 1, 2000\"))*(NQC[Unit Category]=Dashboard!$B6),0))*INDEX(Profiles[],MATCH(1,(Profiles[Month]=MONTH(Month&\" 1, 2000\"))*(Profiles[Hour Ending]=INT(INDEX(_xlfn.TEXTSPLIT(Dashboard!T$3,,\" \"),2))),0),MATCH(Dashboard!$B6,Profiles[#Headers],0))","v":17252.400000000001},{"$f":"INDEX(NQC[NQC MW],MATCH(1,(NQC[Month]=MONTH(Month&\" 1, 2000\"))*(NQC[Unit Category]=Dashboard!$B6),0))*INDEX(Profiles[],MATCH(1,(Profiles[Month]=MONTH(Month&\" 1, 2000\"))*(Profiles[Hour Ending]=INT(INDEX(_xlfn.TEXTSPLIT(Dashboard!U$3,,\" \"),2))),0),MATCH(Dashboard!$B6,Profiles[#Headers],0))","v":17252.400000000001},{"$f":"INDEX(NQC[NQC MW],MATCH(1,(NQC[Month]=MONTH(Month&\" 1, 2000\"))*(NQC[Unit Category]=Dashboard!$B6),0))*INDEX(Profiles[],MATCH(1,(Profiles[Month]=MONTH(Month&\" 1, 2000\"))*(Profiles[Hour Ending]=INT(INDEX(_xlfn.TEXTSPLIT(Dashboard!V$3,,\" \"),2))),0),MATCH(Dashboard!$B6,Profiles[#Headers],0))","v":17252.400000000001},{"$f":"INDEX(NQC[NQC MW],MATCH(1,(NQC[Month]=MONTH(Month&\" 1, 2000\"))*(NQC[Unit Category]=Dashboard!$B6),0))*INDEX(Profiles[],MATCH(1,(Profiles[Month]=MONTH(Month&\" 1, 2000\"))*(Profiles[Hour Ending]=INT(INDEX(_xlfn.TEXTSPLIT(Dashboard!W$3,,\" \"),2))),0),MATCH(Dashboard!$B6,Profiles[#Headers],0))","v":17252.400000000001},{"$f":"INDEX(NQC[NQC MW],MATCH(1,(NQC[Month]=MONTH(Month&\" 1, 2000\"))*(NQC[Unit Category]=Dashboard!$B6),0))*INDEX(Profiles[],MATCH(1,(Profiles[Month]=MONTH(Month&\" 1, 2000\"))*(Profiles[Hour Ending]=INT(INDEX(_xlfn.TEXTSPLIT(Dashboard!X$3,,\" \"),2))),0),MATCH(Dashboard!$B6,Profiles[#Headers],0))","v":17252.400000000001},{"$f":"INDEX(NQC[NQC MW],MATCH(1,(NQC[Month]=MONTH(Month&\" 1, 2000\"))*(NQC[Unit Category]=Dashboard!$B6),0))*INDEX(Profiles[],MATCH(1,(Profiles[Month]=MONTH(Month&\" 1, 2000\"))*(Profiles[Hour Ending]=INT(INDEX(_xlfn.TEXTSPLIT(Dashboard!Y$3,,\" \"),2))),0),MATCH(Dashboard!$B6,Profiles[#Headers],0))","v":17252.400000000001},{"$f":"INDEX(NQC[NQC MW],MATCH(1,(NQC[Month]=MONTH(Month&\" 1, 2000\"))*(NQC[Unit Category]=Dashboard!$B6),0))*INDEX(Profiles[],MATCH(1,(Profiles[Month]=MONTH(Month&\" 1, 2000\"))*(Profiles[Hour Ending]=INT(INDEX(_xlfn.TEXTSPLIT(Dashboard!Z$3,,\" \"),2))),0),MATCH(Dashboard!$B6,Profiles[#Headers],0))","v":17252.400000000001}]
[null,"Coal",{"$f":"INDEX(Supply[Supply],MATCH(1,(Supply[Month]=MONTH(Month&\" 1, 2000\"))*(Supply[Unit Category]=Dashboard!$B7)*(Supply[Hour Ending]=INT(INDEX(_xlfn.TEXTSPLIT(Dashboard!C$3,\" \"),2))),0))","v":0},{"$f":"INDEX(NQC[NQC MW],MATCH(1,(NQC[Month]=MONTH(Month&\" 1, 2000\"))*(NQC[Unit Category]=Dashboard!$B7),0))*INDEX(Profiles[],MATCH(1,(Profiles[Month]=MONTH(Month&\" 1, 2000\"))*(Profiles[Hour Ending]=INT(INDEX(_xlfn.TEXTSPLIT(Dashboard!D$3,,\" \"),2))),0),MATCH(Dashboard!$B7,Profiles[#Headers],0))","v":0},{"$f":"INDEX(NQC[NQC MW],MATCH(1,(NQC[Month]=MONTH(Month&\" 1, 2000\"))*(NQC[Unit Category]=Dashboard!$B7),0))*INDEX(Profiles[],MATCH(1,(Profiles[Month]=MONTH(Month&\" 1, 2000\"))*(Profiles[Hour Ending]=INT(INDEX(_xlfn.TEXTSPLIT(Dashboard!E$3,,\" \"),2))),0),MATCH(Dashboard!$B7,Profiles[#Headers],0))","v":0},{"$f":"INDEX(NQC[NQC MW],MATCH(1,(NQC[Month]=MONTH(Month&\" 1, 2000\"))*(NQC[Unit Category]=Dashboard!$B7),0))*INDEX(Profiles[],MATCH(1,(Profiles[Month]=MONTH(Month&\" 1, 2000\"))*(Profiles[Hour Ending]=INT(INDEX(_xlfn.TEXTSPLIT(Dashboard!F$3,,\" \"),2))),0),MATCH(Dashboard!$B7,Profiles[#Headers],0))","v":0},{"$f":"INDEX(NQC[NQC MW],MATCH(1,(NQC[Month]=MONTH(Month&\" 1, 2000\"))*(NQC[Unit Category]=Dashboard!$B7),0))*INDEX(Profiles[],MATCH(1,(Profiles[Month]=MONTH(Month&\" 1, 2000\"))*(Profiles[Hour Ending]=INT(INDEX(_xlfn.TEXTSPLIT(Dashboard!G$3,,\" \"),2))),0),MATCH(Dashboard!$B7,Profiles[#Headers],0))","v":0},{"$f":"INDEX(NQC[NQC MW],MATCH(1,(NQC[Month]=MONTH(Month&\" 1, 2000\"))*(NQC[Unit Category]=Dashboard!$B7),0))*INDEX(Profiles[],MATCH(1,(Profiles[Month]=MONTH(Month&\" 1, 2000\"))*(Profiles[Hour Ending]=INT(INDEX(_xlfn.TEXTSPLIT(Dashboard!H$3,,\" \"),2))),0),MATCH(Dashboard!$B7,Profiles[#Headers],0))","v":0},{"$f":"INDEX(NQC[NQC MW],MATCH(1,(NQC[Month]=MONTH(Month&\" 1, 2000\"))*(NQC[Unit Category]=Dashboard!$B7),0))*INDEX(Profiles[],MATCH(1,(Profiles[Month]=MONTH(Month&\" 1, 2000\"))*(Profiles[Hour Ending]=INT(INDEX(_xlfn.TEXTSPLIT(Dashboard!I$3,,\" \"),2))),0),MATCH(Dashboard!$B7,Profiles[#Headers],0))","v":0},{"$f":"INDEX(NQC[NQC MW],MATCH(1,(NQC[Month]=MONTH(Month&\" 1, 2000\"))*(NQC[Unit Category]=Dashboard!$B7),0))*INDEX(Profiles[],MATCH(1,(Profiles[Month]=MONTH(Month&\" 1, 2000\"))*(Profiles[Hour Ending]=INT(INDEX(_xlfn.TEXTSPLIT(Dashboard!J$3,,\" \"),2))),0),MATCH(Dashboard!$B7,Profiles[#Headers],0))","v":0},{"$f":"INDEX(NQC[NQC MW],MATCH(1,(NQC[Month]=MONTH(Month&\" 1, 2000\"))*(NQC[Unit Category]=Dashboard!$B7),0))*INDEX(Profiles[],MATCH(1,(Profiles[Month]=MONTH(Month&\" 1, 2000\"))*(Profiles[Hour Ending]=INT(INDEX(_xlfn.TEXTSPLIT(Dashboard!K$3,,\" \"),2))),0),MATCH(Dashboard!$B7,Profiles[#Headers],0))","v":0},{"$f":"INDEX(NQC[NQC MW],MATCH(1,(NQC[Month]=MONTH(Month&\" 1, 2000\"))*(NQC[Unit Category]=Dashboard!$B7),0))*INDEX(Profiles[],MATCH(1,(Profiles[Month]=MONTH(Month&\" 1, 2000\"))*(Profiles[Hour Ending]=INT(INDEX(_xlfn.TEXTSPLIT(Dashboard!L$3,,\" \"),2))),0),MATCH(Dashboard!$B7,Profiles[#Headers],0))","v":0},{"$f":"INDEX(NQC[NQC MW],MATCH(1,(NQC[Month]=MONTH(Month&\" 1, 2000\"))*(NQC[Unit Category]=Dashboard!$B7),0))*INDEX(Profiles[],MATCH(1,(Profiles[Month]=MONTH(Month&\" 1, 2000\"))*(Profiles[Hour Ending]=INT(INDEX(_xlfn.TEXTSPLIT(Dashboard!M$3,,\" \"),2))),0),MATCH(Dashboard!$B7,Profiles[#Headers],0))","v":0},{"$f":"INDEX(NQC[NQC MW],MATCH(1,(NQC[Month]=MONTH(Month&\" 1, 2000\"))*(NQC[Unit Category]=Dashboard!$B7),0))*INDEX(Profiles[],MATCH(1,(Profiles[Month]=MONTH(Month&\" 1, 2000\"))*(Profiles[Hour Ending]=INT(INDEX(_xlfn.TEXTSPLIT(Dashboard!N$3,,\" \"),2))),0),MATCH(Dashboard!$B7,Profiles[#Headers],0))","v":0},{"$f":"INDEX(NQC[NQC MW],MATCH(1,(NQC[Month]=MONTH(Month&\" 1, 2000\"))*(NQC[Unit Category]=Dashboard!$B7),0))*INDEX(Profiles[],MATCH(1,(Profiles[Month]=MONTH(Month&\" 1, 2000\"))*(Profiles[Hour Ending]=INT(INDEX(_xlfn.TEXTSPLIT(Dashboard!O$3,,\" \"),2))),0),MATCH(Dashboard!$B7,Profiles[#Headers],0))","v":0},{"$f":"INDEX(NQC[NQC MW],MATCH(1,(NQC[Month]=MONTH(Month&\" 1, 2000\"))*(NQC[Unit Category]=Dashboard!$B7),0))*INDEX(Profiles[],MATCH(1,(Profiles[Month]=MONTH(Month&\" 1, 2000\"))*(Profiles[Hour Ending]=INT(INDEX(_xlfn.TEXTSPLIT(Dashboard!P$3,,\" \"),2))),0),MATCH(Dashboard!$B7,Profiles[#Headers],0))","v":0},{"$f":"INDEX(NQC[NQC MW],MATCH(1,(NQC[Month]=MONTH(Month&\" 1, 2000\"))*(NQC[Unit Category]=Dashboard!$B7),0))*INDEX(Profiles[],MATCH(1,(Profiles[Month]=MONTH(Month&\" 1, 2000\"))*(Profiles[Hour Ending]=INT(INDEX(_xlfn.TEXTSPLIT(Dashboard!Q$3,,\" \"),2))),0),MATCH(Dashboard!$B7,Profiles[#Headers],0))","v":0},{"$f":"INDEX(NQC[NQC MW],MATCH(1,(NQC[Month]=MONTH(Month&\" 1, 2000\"))*(NQC[Unit Category]=Dashboard!$B7),0))*INDEX(Profiles[],MATCH(1,(Profiles[Month]=MONTH(Month&\" 1, 2000\"))*(Profiles[Hour Ending]=INT(INDEX(_xlfn.TEXTSPLIT(Dashboard!R$3,,\" \"),2))),0),MATCH(Dashboard!$B7,Profiles[#Headers],0))","v":0},{"$f":"INDEX(NQC[NQC MW],MATCH(1,(NQC[Month]=MONTH(Month&\" 1, 2000\"))*(NQC[Unit Category]=Dashboard!$B7),0))*INDEX(Profiles[],MATCH(1,(Profiles[Month]=MONTH(Month&\" 1, 2000\"))*(Profiles[Hour Ending]=INT(INDEX(_xlfn.TEXTSPLIT(Dashboard!S$3,,\" \"),2))),0),MATCH(Dashboard!$B7,Profiles[#Headers],0))","v":0},{"$f":"INDEX(NQC[NQC MW],MATCH(1,(NQC[Month]=MONTH(Month&\" 1, 2000\"))*(NQC[Unit Category]=Dashboard!$B7),0))*INDEX(Profiles[],MATCH(1,(Profiles[Month]=MONTH(Month&\" 1, 2000\"))*(Profiles[Hour Ending]=INT(INDEX(_xlfn.TEXTSPLIT(Dashboard!T$3,,\" \"),2))),0),MATCH(Dashboard!$B7,Profiles[#Headers],0))","v":0},{"$f":"INDEX(NQC[NQC MW],MATCH(1,(NQC[Month]=MONTH(Month&\" 1, 2000\"))*(NQC[Unit Category]=Dashboard!$B7),0))*INDEX(Profiles[],MATCH(1,(Profiles[Month]=MONTH(Month&\" 1, 2000\"))*(Profiles[Hour Ending]=INT(INDEX(_xlfn.TEXTSPLIT(Dashboard!U$3,,\" \"),2))),0),MATCH(Dashboard!$B7,Profiles[#Headers],0))","v":0},{"$f":"INDEX(NQC[NQC MW],MATCH(1,(NQC[Month]=MONTH(Month&\" 1, 2000\"))*(NQC[Unit Category]=Dashboard!$B7),0))*INDEX(Profiles[],MATCH(1,(Profiles[Month]=MONTH(Month&\" 1, 2000\"))*(Profiles[Hour Ending]=INT(INDEX(_xlfn.TEXTSPLIT(Dashboard!V$3,,\" \"),2))),0),MATCH(Dashboard!$B7,Profiles[#Headers],0))","v":0},{"$f":"INDEX(NQC[NQC MW],MATCH(1,(NQC[Month]=MONTH(Month&\" 1, 2000\"))*(NQC[Unit Category]=Dashboard!$B7),0))*INDEX(Profiles[],MATCH(1,(Profiles[Month]=MONTH(Month&\" 1, 2000\"))*(Profiles[Hour Ending]=INT(INDEX(_xlfn.TEXTSPLIT(Dashboard!W$3,,\" \"),2))),0),MATCH(Dashboard!$B7,Profiles[#Headers],0))","v":0},{"$f":"INDEX(NQC[NQC MW],MATCH(1,(NQC[Month]=MONTH(Month&\" 1, 2000\"))*(NQC[Unit Category]=Dashboard!$B7),0))*INDEX(Profiles[],MATCH(1,(Profiles[Month]=MONTH(Month&\" 1, 2000\"))*(Profiles[Hour Ending]=INT(INDEX(_xlfn.TEXTSPLIT(Dashboard!X$3,,\" \"),2))),0),MATCH(Dashboard!$B7,Profiles[#Headers],0))","v":0},{"$f":"INDEX(NQC[NQC MW],MATCH(1,(NQC[Month]=MONTH(Month&\" 1, 2000\"))*(NQC[Unit Category]=Dashboard!$B7),0))*INDEX(Profiles[],MATCH(1,(Profiles[Month]=MONTH(Month&\" 1, 2000\"))*(Profiles[Hour Ending]=INT(INDEX(_xlfn.TEXTSPLIT(Dashboard!Y$3,,\" \"),2))),0),MATCH(Dashboard!$B7,Profiles[#Headers],0))","v":0},{"$f":"INDEX(NQC[NQC MW],MATCH(1,(NQC[Month]=MONTH(Month&\" 1, 2000\"))*(NQC[Unit Category]=Dashboard!$B7),0))*INDEX(Profiles[],MATCH(1,(Profiles[Month]=MONTH(Month&\" 1, 2000\"))*(Profiles[Hour Ending]=INT(INDEX(_xlfn.TEXTSPLIT(Dashboard!Z$3,,\" \"),2))),0),MATCH(Dashboard!$B7,Profiles[#Headers],0))","v":0}]
[null,"Cogen",{"$f":"INDEX(Supply[Supply],MATCH(1,(Supply[Month]=MONTH(Month&\" 1, 2000\"))*(Supply[Unit Category]=Dashboard!$B8)*(Supply[Hour Ending]=INT(INDEX(_xlfn.TEXTSPLIT(Dashboard!C$3,\" \"),2))),0))","v":1867.5863460000005},{"$f":"INDEX(NQC[NQC MW],MATCH(1,(NQC[Month]=MONTH(Month&\" 1, 2000\"))*(NQC[Unit Category]=Dashboard!$B8),0))*INDEX(Profiles[],MATCH(1,(Profiles[Month]=MONTH(Month&\" 1, 2000\"))*(Profiles[Hour Ending]=INT(INDEX(_xlfn.TEXTSPLIT(Dashboard!D$3,,\" \"),2))),0),MATCH(Dashboard!$B8,Profiles[#Headers],0))","v":1867.5863460000005},{"$f":"INDEX(NQC[NQC MW],MATCH(1,(NQC[Month]=MONTH(Month&\" 1, 2000\"))*(NQC[Unit Category]=Dashboard!$B8),0))*INDEX(Profiles[],MATCH(1,(Profiles[Month]=MONTH(Month&\" 1, 2000\"))*(Profiles[Hour Ending]=INT(INDEX(_xlfn.TEXTSPLIT(Dashboard!E$3,,\" \"),2))),0),MATCH(Dashboard!$B8,Profiles[#Headers],0))","v":1867.5863460000005},{"$f":"INDEX(NQC[NQC MW],MATCH(1,(NQC[Month]=MONTH(Month&\" 1, 2000\"))*(NQC[Unit Category]=Dashboard!$B8),0))*INDEX(Profiles[],MATCH(1,(Profiles[Month]=MONTH(Month&\" 1, 2000\"))*(Profiles[Hour Ending]=INT(INDEX(_xlfn.TEXTSPLIT(Dashboard!F$3,,\" \"),2))),0),MATCH(Dashboard!$B8,Profiles[#Headers],0))","v":1867.5863460000005},{"$f":"INDEX(NQC[NQC MW],MATCH(1,(NQC[Month]=MONTH(Month&\" 1, 2000\"))*(NQC[Unit Category]=Dashboard!$B8),0))*INDEX(Profiles[],MATCH(1,(Profiles[Month]=MONTH(Month&\" 1, 2000\"))*(Profiles[Hour Ending]=INT(INDEX(_xlfn.TEXTSPLIT(Dashboard!G$3,,\" \"),2))),0),MATCH(Dashboard!$B8,Profiles[#Headers],0))","v":1867.5863460000005},{"$f":"INDEX(NQC[NQC MW],MATCH(1,(NQC[Month]=MONTH(Month&\" 1, 2000\"))*(NQC[Unit Category]=Dashboard!$B8),0))*INDEX(Profiles[],MATCH(1,(Profiles[Month]=MONTH(Month&\" 1, 2000\"))*(Profiles[Hour Ending]=INT(INDEX(_xlfn.TEXTSPLIT(Dashboard!H$3,,\" \"),2))),0),MATCH(Dashboard!$B8,Profiles[#Headers],0))","v":1867.5863460000005},{"$f":"INDEX(NQC[NQC MW],MATCH(1,(NQC[Month]=MONTH(Month&\" 1, 2000\"))*(NQC[Unit Category]=Dashboard!$B8),0))*INDEX(Profiles[],MATCH(1,(Profiles[Month]=MONTH(Month&\" 1, 2000\"))*(Profiles[Hour Ending]=INT(INDEX(_xlfn.TEXTSPLIT(Dashboard!I$3,,\" \"),2))),0),MATCH(Dashboard!$B8,Profiles[#Headers],0))","v":1867.5863460000005},{"$f":"INDEX(NQC[NQC MW],MATCH(1,(NQC[Month]=MONTH(Month&\" 1, 2000\"))*(NQC[Unit Category]=Dashboard!$B8),0))*INDEX(Profiles[],MATCH(1,(Profiles[Month]=MONTH(Month&\" 1, 2000\"))*(Profiles[Hour Ending]=INT(INDEX(_xlfn.TEXTSPLIT(Dashboard!J$3,,\" \"),2))),0),MATCH(Dashboard!$B8,Profiles[#Headers],0))","v":1867.5863460000005},{"$f":"INDEX(NQC[NQC MW],MATCH(1,(NQC[Month]=MONTH(Month&\" 1, 2000\"))*(NQC[Unit Category]=Dashboard!$B8),0))*INDEX(Profiles[],MATCH(1,(Profiles[Month]=MONTH(Month&\" 1, 2000\"))*(Profiles[Hour Ending]=INT(INDEX(_xlfn.TEXTSPLIT(Dashboard!K$3,,\" \"),2))),0),MATCH(Dashboard!$B8,Profiles[#Headers],0))","v":1867.5863460000005},{"$f":"INDEX(NQC[NQC MW],MATCH(1,(NQC[Month]=MONTH(Month&\" 1, 2000\"))*(NQC[Unit Category]=Dashboard!$B8),0))*INDEX(Profiles[],MATCH(1,(Profiles[Month]=MONTH(Month&\" 1, 2000\"))*(Profiles[Hour Ending]=INT(INDEX(_xlfn.TEXTSPLIT(Dashboard!L$3,,\" \"),2))),0),MATCH(Dashboard!$B8,Profiles[#Headers],0))","v":1867.5863460000005},{"$f":"INDEX(NQC[NQC MW],MATCH(1,(NQC[Month]=MONTH(Month&\" 1, 2000\"))*(NQC[Unit Category]=Dashboard!$B8),0))*INDEX(Profiles[],MATCH(1,(Profiles[Month]=MONTH(Month&\" 1, 2000\"))*(Profiles[Hour Ending]=INT(INDEX(_xlfn.TEXTSPLIT(Dashboard!M$3,,\" \"),2))),0),MATCH(Dashboard!$B8,Profiles[#Headers],0))","v":1867.5863460000005},{"$f":"INDEX(NQC[NQC MW],MATCH(1,(NQC[Month]=MONTH(Month&\" 1, 2000\"))*(NQC[Unit Category]=Dashboard!$B8),0))*INDEX(Profiles[],MATCH(1,(Profiles[Month]=MONTH(Month&\" 1, 2000\"))*(Profiles[Hour Ending]=INT(INDEX(_xlfn.TEXTSPLIT(Dashboard!N$3,,\" \"),2))),0),MATCH(Dashboard!$B8,Profiles[#Headers],0))","v":1867.5863460000005},{"$f":"INDEX(NQC[NQC MW],MATCH(1,(NQC[Month]=MONTH(Month&\" 1, 2000\"))*(NQC[Unit Category]=Dashboard!$B8),0))*INDEX(Profiles[],MATCH(1,(Profiles[Month]=MONTH(Month&\" 1, 2000\"))*(Profiles[Hour Ending]=INT(INDEX(_xlfn.TEXTSPLIT(Dashboard!O$3,,\" \"),2))),0),MATCH(Dashboard!$B8,Profiles[#Headers],0))","v":1867.5863460000005},{"$f":"INDEX(NQC[NQC MW],MATCH(1,(NQC[Month]=MONTH(Month&\" 1, 2000\"))*(NQC[Unit Category]=Dashboard!$B8),0))*INDEX(Profiles[],MATCH(1,(Profiles[Month]=MONTH(Month&\" 1, 2000\"))*(Profiles[Hour Ending]=INT(INDEX(_xlfn.TEXTSPLIT(Dashboard!P$3,,\" \"),2))),0),MATCH(Dashboard!$B8,Profiles[#Headers],0))","v":1867.5863460000005},{"$f":"INDEX(NQC[NQC MW],MATCH(1,(NQC[Month]=MONTH(Month&\" 1, 2000\"))*(NQC[Unit Category]=Dashboard!$B8),0))*INDEX(Profiles[],MATCH(1,(Profiles[Month]=MONTH(Month&\" 1, 2000\"))*(Profiles[Hour Ending]=INT(INDEX(_xlfn.TEXTSPLIT(Dashboard!Q$3,,\" \"),2))),0),MATCH(Dashboard!$B8,Profiles[#Headers],0))","v":1867.5863460000005},{"$f":"INDEX(NQC[NQC MW],MATCH(1,(NQC[Month]=MONTH(Month&\" 1, 2000\"))*(NQC[Unit Category]=Dashboard!$B8),0))*INDEX(Profiles[],MATCH(1,(Profiles[Month]=MONTH(Month&\" 1, 2000\"))*(Profiles[Hour Ending]=INT(INDEX(_xlfn.TEXTSPLIT(Dashboard!R$3,,\" \"),2))),0),MATCH(Dashboard!$B8,Profiles[#Headers],0))","v":1867.5863460000005},{"$f":"INDEX(NQC[NQC MW],MATCH(1,(NQC[Month]=MONTH(Month&\" 1, 2000\"))*(NQC[Unit Category]=Dashboard!$B8),0))*INDEX(Profiles[],MATCH(1,(Profiles[Month]=MONTH(Month&\" 1, 2000\"))*(Profiles[Hour Ending]=INT(INDEX(_xlfn.TEXTSPLIT(Dashboard!S$3,,\" \"),2))),0),MATCH(Dashboard!$B8,Profiles[#Headers],0))","v":1867.5863460000005},{"$f":"INDEX(NQC[NQC MW],MATCH(1,(NQC[Month]=MONTH(Month&\" 1, 2000\"))*(NQC[Unit Category]=Dashboard!$B8),0))*INDEX(Profiles[],MATCH(1,(Profiles[Month]=MONTH(Month&\" 1, 2000\"))*(Profiles[Hour Ending]=INT(INDEX(_xlfn.TEXTSPLIT(Dashboard!T$3,,\" \"),2))),0),MATCH(Dashboard!$B8,Profiles[#Headers],0))","v":1867.5863460000005},{"$f":"INDEX(NQC[NQC MW],MATCH(1,(NQC[Month]=MONTH(Month&\" 1, 2000\"))*(NQC[Unit Category]=Dashboard!$B8),0))*INDEX(Profiles[],MATCH(1,(Profiles[Month]=MONTH(Month&\" 1, 2000\"))*(Profiles[Hour Ending]=INT(INDEX(_xlfn.TEXTSPLIT(Dashboard!U$3,,\" \"),2))),0),MATCH(Dashboard!$B8,Profiles[#Headers],0))","v":1867.5863460000005},{"$f":"INDEX(NQC[NQC MW],MATCH(1,(NQC[Month]=MONTH(Month&\" 1, 2000\"))*(NQC[Unit Category]=Dashboard!$B8),0))*INDEX(Profiles[],MATCH(1,(Profiles[Month]=MONTH(Month&\" 1, 2000\"))*(Profiles[Hour Ending]=INT(INDEX(_xlfn.TEXTSPLIT(Dashboard!V$3,,\" \"),2))),0),MATCH(Dashboard!$B8,Profiles[#Headers],0))","v":1867.5863460000005},{"$f":"INDEX(NQC[NQC MW],MATCH(1,(NQC[Month]=MONTH(Month&\" 1, 2000\"))*(NQC[Unit Category]=Dashboard!$B8),0))*INDEX(Profiles[],MATCH(1,(Profiles[Month]=MONTH(Month&\" 1, 2000\"))*(Profiles[Hour Ending]=INT(INDEX(_xlfn.TEXTSPLIT(Dashboard!W$3,,\" \"),2))),0),MATCH(Dashboard!$B8,Profiles[#Headers],0))","v":1867.5863460000005},{"$f":"INDEX(NQC[NQC MW],MATCH(1,(NQC[Month]=MONTH(Month&\" 1, 2000\"))*(NQC[Unit Category]=Dashboard!$B8),0))*INDEX(Profiles[],MATCH(1,(Profiles[Month]=MONTH(Month&\" 1, 2000\"))*(Profiles[Hour Ending]=INT(INDEX(_xlfn.TEXTSPLIT(Dashboard!X$3,,\" \"),2))),0),MATCH(Dashboard!$B8,Profiles[#Headers],0))","v":1867.5863460000005},{"$f":"INDEX(NQC[NQC MW],MATCH(1,(NQC[Month]=MONTH(Month&\" 1, 2000\"))*(NQC[Unit Category]=Dashboard!$B8),0))*INDEX(Profiles[],MATCH(1,(Profiles[Month]=MONTH(Month&\" 1, 2000\"))*(Profiles[Hour Ending]=INT(INDEX(_xlfn.TEXTSPLIT(Dashboard!Y$3,,\" \"),2))),0),MATCH(Dashboard!$B8,Profiles[#Headers],0))","v":1867.5863460000005},{"$f":"INDEX(NQC[NQC MW],MATCH(1,(NQC[Month]=MONTH(Month&\" 1, 2000\"))*(NQC[Unit Category]=Dashboard!$B8),0))*INDEX(Profiles[],MATCH(1,(Profiles[Month]=MONTH(Month&\" 1, 2000\"))*(Profiles[Hour Ending]=INT(INDEX(_xlfn.TEXTSPLIT(Dashboard!Z$3,,\" \"),2))),0),MATCH(Dashboard!$B8,Profiles[#Headers],0))","v":1867.5863460000005}]
[null,"CT",{"$f":"INDEX(Supply[Supply],MATCH(1,(Supply[Month]=MONTH(Month&\" 1, 2000\"))*(Supply[Unit Category]=Dashboard!$B9)*(Supply[Hour Ending]=INT(INDEX(_xlfn.TEXTSPLIT(Dashboard!C$3,\" \"),2))),0))","v":8058.1300000000028},{"$f":"INDEX(NQC[NQC MW],MATCH(1,(NQC[Month]=MONTH(Month&\" 1, 2000\"))*(NQC[Unit Category]=Dashboard!$B9),0))*INDEX(Profiles[],MATCH(1,(Profiles[Month]=MONTH(Month&\" 1, 2000\"))*(Profiles[Hour Ending]=INT(INDEX(_xlfn.TEXTSPLIT(Dashboard!D$3,,\" \"),2))),0),MATCH(Dashboard!$B9,Profiles[#Headers],0))","v":8058.1300000000028},{"$f":"INDEX(NQC[NQC MW],MATCH(1,(NQC[Month]=MONTH(Month&\" 1, 2000\"))*(NQC[Unit Category]=Dashboard!$B9),0))*INDEX(Profiles[],MATCH(1,(Profiles[Month]=MONTH(Month&\" 1, 2000\"))*(Profiles[Hour Ending]=INT(INDEX(_xlfn.TEXTSPLIT(Dashboard!E$3,,\" \"),2))),0),MATCH(Dashboard!$B9,Profiles[#Headers],0))","v":8058.1300000000028},{"$f":"INDEX(NQC[NQC MW],MATCH(1,(NQC[Month]=MONTH(Month&\" 1, 2000\"))*(NQC[Unit Category]=Dashboard!$B9),0))*INDEX(Profiles[],MATCH(1,(Profiles[Month]=MONTH(Month&\" 1, 2000\"))*(Profiles[Hour Ending]=INT(INDEX(_xlfn.TEXTSPLIT(Dashboard!F$3,,\" \"),2))),0),MATCH(Dashboard!$B9,Profiles[#Headers],0))","v":8058.1300000000028},{"$f":"INDEX(NQC[NQC MW],MATCH(1,(NQC[Month]=MONTH(Month&\" 1, 2000\"))*(NQC[Unit Category]=Dashboard!$B9),0))*INDEX(Profiles[],MATCH(1,(Profiles[Month]=MONTH(Month&\" 1, 2000\"))*(Profiles[Hour Ending]=INT(INDEX(_xlfn.TEXTSPLIT(Dashboard!G$3,,\" \"),2))),0),MATCH(Dashboard!$B9,Profiles[#Headers],0))","v":8058.1300000000028},{"$f":"INDEX(NQC[NQC MW],MATCH(1,(NQC[Month]=MONTH(Month&\" 1, 2000\"))*(NQC[Unit Category]=Dashboard!$B9),0))*INDEX(Profiles[],MATCH(1,(Profiles[Month]=MONTH(Month&\" 1, 2000\"))*(Profiles[Hour Ending]=INT(INDEX(_xlfn.TEXTSPLIT(Dashboard!H$3,,\" \"),2))),0),MATCH(Dashboard!$B9,Profiles[#Headers],0))","v":8058.1300000000028},{"$f":"INDEX(NQC[NQC MW],MATCH(1,(NQC[Month]=MONTH(Month&\" 1, 2000\"))*(NQC[Unit Category]=Dashboard!$B9),0))*INDEX(Profiles[],MATCH(1,(Profiles[Month]=MONTH(Month&\" 1, 2000\"))*(Profiles[Hour Ending]=INT(INDEX(_xlfn.TEXTSPLIT(Dashboard!I$3,,\" \"),2))),0),MATCH(Dashboard!$B9,Profiles[#Headers],0))","v":8058.1300000000028},{"$f":"INDEX(NQC[NQC MW],MATCH(1,(NQC[Month]=MONTH(Month&\" 1, 2000\"))*(NQC[Unit Category]=Dashboard!$B9),0))*INDEX(Profiles[],MATCH(1,(Profiles[Month]=MONTH(Month&\" 1, 2000\"))*(Profiles[Hour Ending]=INT(INDEX(_xlfn.TEXTSPLIT(Dashboard!J$3,,\" \"),2))),0),MATCH(Dashboard!$B9,Profiles[#Headers],0))","v":8058.1300000000028},{"$f":"INDEX(NQC[NQC MW],MATCH(1,(NQC[Month]=MONTH(Month&\" 1, 2000\"))*(NQC[Unit Category]=Dashboard!$B9),0))*INDEX(Profiles[],MATCH(1,(Profiles[Month]=MONTH(Month&\" 1, 2000\"))*(Profiles[Hour Ending]=INT(INDEX(_xlfn.TEXTSPLIT(Dashboard!K$3,,\" \"),2))),0),MATCH(Dashboard!$B9,Profiles[#Headers],0))","v":8058.1300000000028},{"$f":"INDEX(NQC[NQC MW],MATCH(1,(NQC[Month]=MONTH(Month&\" 1, 2000\"))*(NQC[Unit Category]=Dashboard!$B9),0))*INDEX(Profiles[],MATCH(1,(Profiles[Month]=MONTH(Month&\" 1, 2000\"))*(Profiles[Hour Ending]=INT(INDEX(_xlfn.TEXTSPLIT(Dashboard!L$3,,\" \"),2))),0),MATCH(Dashboard!$B9,Profiles[#Headers],0))","v":8058.1300000000028},{"$f":"INDEX(NQC[NQC MW],MATCH(1,(NQC[Month]=MONTH(Month&\" 1, 2000\"))*(NQC[Unit Category]=Dashboard!$B9),0))*INDEX(Profiles[],MATCH(1,(Profiles[Month]=MONTH(Month&\" 1, 2000\"))*(Profiles[Hour Ending]=INT(INDEX(_xlfn.TEXTSPLIT(Dashboard!M$3,,\" \"),2))),0),MATCH(Dashboard!$B9,Profiles[#Headers],0))","v":8058.1300000000028},{"$f":"INDEX(NQC[NQC MW],MATCH(1,(NQC[Month]=MONTH(Month&\" 1, 2000\"))*(NQC[Unit Category]=Dashboard!$B9),0))*INDEX(Profiles[],MATCH(1,(Profiles[Month]=MONTH(Month&\" 1, 2000\"))*(Profiles[Hour Ending]=INT(INDEX(_xlfn.TEXTSPLIT(Dashboard!N$3,,\" \"),2))),0),MATCH(Dashboard!$B9,Profiles[#Headers],0))","v":8058.1300000000028},{"$f":"INDEX(NQC[NQC MW],MATCH(1,(NQC[Month]=MONTH(Month&\" 1, 2000\"))*(NQC[Unit Category]=Dashboard!$B9),0))*INDEX(Profiles[],MATCH(1,(Profiles[Month]=MONTH(Month&\" 1, 2000\"))*(Profiles[Hour Ending]=INT(INDEX(_xlfn.TEXTSPLIT(Dashboard!O$3,,\" \"),2))),0),MATCH(Dashboard!$B9,Profiles[#Headers],0))","v":8058.1300000000028},{"$f":"INDEX(NQC[NQC MW],MATCH(1,(NQC[Month]=MONTH(Month&\" 1, 2000\"))*(NQC[Unit Category]=Dashboard!$B9),0))*INDEX(Profiles[],MATCH(1,(Profiles[Month]=MONTH(Month&\" 1, 2000\"))*(Profiles[Hour Ending]=INT(INDEX(_xlfn.TEXTSPLIT(Dashboard!P$3,,\" \"),2))),0),MATCH(Dashboard!$B9,Profiles[#Headers],0))","v":8058.1300000000028},{"$f":"INDEX(NQC[NQC MW],MATCH(1,(NQC[Month]=MONTH(Month&\" 1, 2000\"))*(NQC[Unit Category]=Dashboard!$B9),0))*INDEX(Profiles[],MATCH(1,(Profiles[Month]=MONTH(Month&\" 1, 2000\"))*(Profiles[Hour Ending]=INT(INDEX(_xlfn.TEXTSPLIT(Dashboard!Q$3,,\" \"),2))),0),MATCH(Dashboard!$B9,Profiles[#Headers],0))","v":8058.1300000000028},{"$f":"INDEX(NQC[NQC MW],MATCH(1,(NQC[Month]=MONTH(Month&\" 1, 2000\"))*(NQC[Unit Category]=Dashboard!$B9),0))*INDEX(Profiles[],MATCH(1,(Profiles[Month]=MONTH(Month&\" 1, 2000\"))*(Profiles[Hour Ending]=INT(INDEX(_xlfn.TEXTSPLIT(Dashboard!R$3,,\" \"),2))),0),MATCH(Dashboard!$B9,Profiles[#Headers],0))","v":8058.1300000000028},{"$f":"INDEX(NQC[NQC MW],MATCH(1,(NQC[Month]=MONTH(Month&\" 1, 2000\"))*(NQC[Unit Category]=Dashboard!$B9),0))*INDEX(Profiles[],MATCH(1,(Profiles[Month]=MONTH(Month&\" 1, 2000\"))*(Profiles[Hour Ending]=INT(INDEX(_xlfn.TEXTSPLIT(Dashboard!S$3,,\" \"),2))),0),MATCH(Dashboard!$B9,Profiles[#Headers],0))","v":8058.1300000000028},{"$f":"INDEX(NQC[NQC MW],MATCH(1,(NQC[Month]=MONTH(Month&\" 1, 2000\"))*(NQC[Unit Category]=Dashboard!$B9),0))*INDEX(Profiles[],MATCH(1,(Profiles[Month]=MONTH(Month&\" 1, 2000\"))*(Profiles[Hour Ending]=INT(INDEX(_xlfn.TEXTSPLIT(Dashboard!T$3,,\" \"),2))),0),MATCH(Dashboard!$B9,Profiles[#Headers],0))","v":8058.1300000000028},{"$f":"INDEX(NQC[NQC MW],MATCH(1,(NQC[Month]=MONTH(Month&\" 1, 2000\"))*(NQC[Unit Category]=Dashboard!$B9),0))*INDEX(Profiles[],MATCH(1,(Profiles[Month]=MONTH(Month&\" 1, 2000\"))*(Profiles[Hour Ending]=INT(INDEX(_xlfn.TEXTSPLIT(Dashboard!U$3,,\" \"),2))),0),MATCH(Dashboard!$B9,Profiles[#Headers],0))","v":8058.1300000000028},{"$f":"INDEX(NQC[NQC MW],MATCH(1,(NQC[Month]=MONTH(Month&\" 1, 2000\"))*(NQC[Unit Category]=Dashboard!$B9),0))*INDEX(Profiles[],MATCH(1,(Profiles[Month]=MONTH(Month&\" 1, 2000\"))*(Profiles[Hour Ending]=INT(INDEX(_xlfn.TEXTSPLIT(Dashboard!V$3,,\" \"),2))),0),MATCH(Dashboard!$B9,Profiles[#Headers],0))","v":8058.1300000000028},{"$f":"INDEX(NQC[NQC MW],MATCH(1,(NQC[Month]=MONTH(Month&\" 1, 2000\"))*(NQC[Unit Category]=Dashboard!$B9),0))*INDEX(Profiles[],MATCH(1,(Profiles[Month]=MONTH(Month&\" 1, 2000\"))*(Profiles[Hour Ending]=INT(INDEX(_xlfn.TEXTSPLIT(Dashboard!W$3,,\" \"),2))),0),MATCH(Dashboard!$B9,Profiles[#Headers],0))","v":8058.1300000000028},{"$f":"INDEX(NQC[NQC MW],MATCH(1,(NQC[Month]=MONTH(Month&\" 1, 2000\"))*(NQC[Unit Category]=Dashboard!$B9),0))*INDEX(Profiles[],MATCH(1,(Profiles[Month]=MONTH(Month&\" 1, 2000\"))*(Profiles[Hour Ending]=INT(INDEX(_xlfn.TEXTSPLIT(Dashboard!X$3,,\" \"),2))),0),MATCH(Dashboard!$B9,Profiles[#Headers],0))","v":8058.1300000000028},{"$f":"INDEX(NQC[NQC MW],MATCH(1,(NQC[Month]=MONTH(Month&\" 1, 2000\"))*(NQC[Unit Category]=Dashboard!$B9),0))*INDEX(Profiles[],MATCH(1,(Profiles[Month]=MONTH(Month&\" 1, 2000\"))*(Profiles[Hour Ending]=INT(INDEX(_xlfn.TEXTSPLIT(Dashboard!Y$3,,\" \"),2))),0),MATCH(Dashboard!$B9,Profiles[#Headers],0))","v":8058.1300000000028},{"$f":"INDEX(NQC[NQC MW],MATCH(1,(NQC[Month]=MONTH(Month&\" 1, 2000\"))*(NQC[Unit Category]=Dashboard!$B9),0))*INDEX(Profiles[],MATCH(1,(Profiles[Month]=MONTH(Month&\" 1, 2000\"))*(Profiles[Hour Ending]=INT(INDEX(_xlfn.TEXTSPLIT(Dashboard!Z$3,,\" \"),2))),0),MATCH(Dashboard!$B9,Profiles[#Headers],0))","v":8058.1300000000028}]
[null,"DR",{"$f":"INDEX(Supply[Supply],MATCH(1,(Supply[Month]=MONTH(Month&\" 1, 2000\"))*(Supply[Unit Category]=Dashboard!$B10)*(Supply[Hour Ending]=INT(INDEX(_xlfn.TEXTSPLIT(Dashboard!C$3,\" \"),2))),0))","v":0},{"$f":"INDEX(NQC[NQC MW],MATCH(1,(NQC[Month]=MONTH(Month&\" 1, 2000\"))*(NQC[Unit Category]=Dashboard!$B10),0))*INDEX(Profiles[],MATCH(1,(Profiles[Month]=MONTH(Month&\" 1, 2000\"))*(Profiles[Hour Ending]=INT(INDEX(_xlfn.TEXTSPLIT(Dashboard!D$3,,\" \"),2))),0),MATCH(Dashboard!$B10,Profiles[#Headers],0))","v":0},{"$f":"INDEX(NQC[NQC MW],MATCH(1,(NQC[Month]=MONTH(Month&\" 1, 2000\"))*(NQC[Unit Category]=Dashboard!$B10),0))*INDEX(Profiles[],MATCH(1,(Profiles[Month]=MONTH(Month&\" 1, 2000\"))*(Profiles[Hour Ending]=INT(INDEX(_xlfn.TEXTSPLIT(Dashboard!E$3,,\" \"),2))),0),MATCH(Dashboard!$B10,Profiles[#Headers],0))","v":0},{"$f":"INDEX(NQC[NQC MW],MATCH(1,(NQC[Month]=MONTH(Month&\" 1, 2000\"))*(NQC[Unit Category]=Dashboard!$B10),0))*INDEX(Profiles[],MATCH(1,(Profiles[Month]=MONTH(Month&\" 1, 2000\"))*(Profiles[Hour Ending]=INT(INDEX(_xlfn.TEXTSPLIT(Dashboard!F$3,,\" \"),2))),0),MATCH(Dashboard!$B10,Profiles[#Headers],0))","v":0},{"$f":"INDEX(NQC[NQC MW],MATCH(1,(NQC[Month]=MONTH(Month&\" 1, 2000\"))*(NQC[Unit Category]=Dashboard!$B10),0))*INDEX(Profiles[],MATCH(1,(Profiles[Month]=MONTH(Month&\" 1, 2000\"))*(Profiles[Hour Ending]=INT(INDEX(_xlfn.TEXTSPLIT(Dashboard!G$3,,\" \"),2))),0),MATCH(Dashboard!$B10,Profiles[#Headers],0))","v":0},{"$f":"INDEX(NQC[NQC MW],MATCH(1,(NQC[Month]=MONTH(Month&\" 1, 2000\"))*(NQC[Unit Category]=Dashboard!$B10),0))*INDEX(Profiles[],MATCH(1,(Profiles[Month]=MONTH(Month&\" 1, 2000\"))*(Profiles[Hour Ending]=INT(INDEX(_xlfn.TEXTSPLIT(Dashboard!H$3,,\" \"),2))),0),MATCH(Dashboard!$B10,Profiles[#Headers],0))","v":0},{"$f":"INDEX(NQC[NQC MW],MATCH(1,(NQC[Month]=MONTH(Month&\" 1, 2000\"))*(NQC[Unit Category]=Dashboard!$B10),0))*INDEX(Profiles[],MATCH(1,(Profiles[Month]=MONTH(Month&\" 1, 2000\"))*(Profiles[Hour Ending]=INT(INDEX(_xlfn.TEXTSPLIT(Dashboard!I$3,,\" \"),2))),0),MATCH(Dashboard!$B10,Profiles[#Headers],0))","v":0},{"$f":"INDEX(NQC[NQC MW],MATCH(1,(NQC[Month]=MONTH(Month&\" 1, 2000\"))*(NQC[Unit Category]=Dashboard!$B10),0))*INDEX(Profiles[],MATCH(1,(Profiles[Month]=MONTH(Month&\" 1, 2000\"))*(Profiles[Hour Ending]=INT(INDEX(_xlfn.TEXTSPLIT(Dashboard!J$3,,\" \"),2))),0),MATCH(Dashboard!$B10,Profiles[#Headers],0))","v":0},{"$f":"INDEX(NQC[NQC MW],MATCH(1,(NQC[Month]=MONTH(Month&\" 1, 2000\"))*(NQC[Unit Category]=Dashboard!$B10),0))*INDEX(Profiles[],MATCH(1,(Profiles[Month]=MONTH(Month&\" 1, 2000\"))*(Profiles[Hour Ending]=INT(INDEX(_xlfn.TEXTSPLIT(Dashboard!K$3,,\" \"),2))),0),MATCH(Dashboard!$B10,Profiles[#Headers],0))","v":0},{"$f":"INDEX(NQC[NQC MW],MATCH(1,(NQC[Month]=MONTH(Month&\" 1, 2000\"))*(NQC[Unit Category]=Dashboard!$B10),0))*INDEX(Profiles[],MATCH(1,(Profiles[Month]=MONTH(Month&\" 1, 2000\"))*(Profiles[Hour Ending]=INT(INDEX(_xlfn.TEXTSPLIT(Dashboard!L$3,,\" \"),2))),0),MATCH(Dashboard!$B10,Profiles[#Headers],0))","v":0},{"$f":"INDEX(NQC[NQC MW],MATCH(1,(NQC[Month]=MONTH(Month&\" 1, 2000\"))*(NQC[Unit Category]=Dashboard!$B10),0))*INDEX(Profiles[],MATCH(1,(Profiles[Month]=MONTH(Month&\" 1, 2000\"))*(Profiles[Hour Ending]=INT(INDEX(_xlfn.TEXTSPLIT(Dashboard!M$3,,\" \"),2))),0),MATCH(Dashboard!$B10,Profiles[#Headers],0))","v":0},{"$f":"INDEX(NQC[NQC MW],MATCH(1,(NQC[Month]=MONTH(Month&\" 1, 2000\"))*(NQC[Unit Category]=Dashboard!$B10),0))*INDEX(Profiles[],MATCH(1,(Profiles[Month]=MONTH(Month&\" 1, 2000\"))*(Profiles[Hour Ending]=INT(INDEX(_xlfn.TEXTSPLIT(Dashboard!N$3,,\" \"),2))),0),MATCH(Dashboard!$B10,Profiles[#Headers],0))","v":0},{"$f":"INDEX(NQC[NQC MW],MATCH(1,(NQC[Month]=MONTH(Month&\" 1, 2000\"))*(NQC[Unit Category]=Dashboard!$B10),0))*INDEX(Profiles[],MATCH(1,(Profiles[Month]=MONTH(Month&\" 1, 2000\"))*(Profiles[Hour Ending]=INT(INDEX(_xlfn.TEXTSPLIT(Dashboard!O$3,,\" \"),2))),0),MATCH(Dashboard!$B10,Profiles[#Headers],0))","v":0},{"$f":"INDEX(NQC[NQC MW],MATCH(1,(NQC[Month]=MONTH(Month&\" 1, 2000\"))*(NQC[Unit Category]=Dashboard!$B10),0))*INDEX(Profiles[],MATCH(1,(Profiles[Month]=MONTH(Month&\" 1, 2000\"))*(Profiles[Hour Ending]=INT(INDEX(_xlfn.TEXTSPLIT(Dashboard!P$3,,\" \"),2))),0),MATCH(Dashboard!$B10,Profiles[#Headers],0))","v":0},{"$f":"INDEX(NQC[NQC MW],MATCH(1,(NQC[Month]=MONTH(Month&\" 1, 2000\"))*(NQC[Unit Category]=Dashboard!$B10),0))*INDEX(Profiles[],MATCH(1,(Profiles[Month]=MONTH(Month&\" 1, 2000\"))*(Profiles[Hour Ending]=INT(INDEX(_xlfn.TEXTSPLIT(Dashboard!Q$3,,\" \"),2))),0),MATCH(Dashboard!$B10,Profiles[#Headers],0))","v":0},{"$f":"INDEX(NQC[NQC MW],MATCH(1,(NQC[Month]=MONTH(Month&\" 1, 2000\"))*(NQC[Unit Category]=Dashboard!$B10),0))*INDEX(Profiles[],MATCH(1,(Profiles[Month]=MONTH(Month&\" 1, 2000\"))*(Profiles[Hour Ending]=INT(INDEX(_xlfn.TEXTSPLIT(Dashboard!R$3,,\" \"),2))),0),MATCH(Dashboard!$B10,Profiles[#Headers],0))","v":0},{"$f":"INDEX(NQC[NQC MW],MATCH(1,(NQC[Month]=MONTH(Month&\" 1, 2000\"))*(NQC[Unit Category]=Dashboard!$B10),0))*INDEX(Profiles[],MATCH(1,(Profiles[Month]=MONTH(Month&\" 1, 2000\"))*(Profiles[Hour Ending]=INT(INDEX(_xlfn.TEXTSPLIT(Dashboard!S$3,,\" \"),2))),0),MATCH(Dashboard!$B10,Profiles[#Headers],0))","v":2510.5063512858533},{"$f":"INDEX(NQC[NQC MW],MATCH(1,(NQC[Month]=MONTH(Month&\" 1, 2000\"))*(NQC[Unit Category]=Dashboard!$B10),0))*INDEX(Profiles[],MATCH(1,(Profiles[Month]=MONTH(Month&\" 1, 2000\"))*(Profiles[Hour Ending]=INT(INDEX(_xlfn.TEXTSPLIT(Dashboard!T$3,,\" \"),2))),0),MATCH(Dashboard!$B10,Profiles[#Headers],0))","v":2498.4747631143491},{"$f":"INDEX(NQC[NQC MW],MATCH(1,(NQC[Month]=MONTH(Month&\" 1, 2000\"))*(NQC[Unit Category]=Dashboard!$B10),0))*INDEX(Profiles[],MATCH(1,(Profiles[Month]=MONTH(Month&\" 1, 2000\"))*(Profiles[Hour Ending]=INT(INDEX(_xlfn.TEXTSPLIT(Dashboard!U$3,,\" \"),2))),0),MATCH(Dashboard!$B10,Profiles[#Headers],0))","v":2376.71},{"$f":"INDEX(NQC[NQC MW],MATCH(1,(NQC[Month]=MONTH(Month&\" 1, 2000\"))*(NQC[Unit Category]=Dashboard!$B10),0))*INDEX(Profiles[],MATCH(1,(Profiles[Month]=MONTH(Month&\" 1, 2000\"))*(Profiles[Hour Ending]=INT(INDEX(_xlfn.TEXTSPLIT(Dashboard!V$3,,\" \"),2))),0),MATCH(Dashboard!$B10,Profiles[#Headers],0))","v":2299.3230293725228},{"$f":"INDEX(NQC[NQC MW],MATCH(1,(NQC[Month]=MONTH(Month&\" 1, 2000\"))*(NQC[Unit Category]=Dashboard!$B10),0))*INDEX(Profiles[],MATCH(1,(Profiles[Month]=MONTH(Month&\" 1, 2000\"))*(Profiles[Hour Ending]=INT(INDEX(_xlfn.TEXTSPLIT(Dashboard!W$3,,\" \"),2))),0),MATCH(Dashboard!$B10,Profiles[#Headers],0))","v":2146.3882057779792},{"$f":"INDEX(NQC[NQC MW],MATCH(1,(NQC[Month]=MONTH(Month&\" 1, 2000\"))*(NQC[Unit Category]=Dashboard!$B10),0))*INDEX(Profiles[],MATCH(1,(Profiles[Month]=MONTH(Month&\" 1, 2000\"))*(Profiles[Hour Ending]=INT(INDEX(_xlfn.TEXTSPLIT(Dashboard!X$3,,\" \"),2))),0),MATCH(Dashboard!$B10,Profiles[#Headers],0))","v":193.70826127727949},{"$f":"INDEX(NQC[NQC MW],MATCH(1,(NQC[Month]=MONTH(Month&\" 1, 2000\"))*(NQC[Unit Category]=Dashboard!$B10),0))*INDEX(Profiles[],MATCH(1,(Profiles[Month]=MONTH(Month&\" 1, 2000\"))*(Profiles[Hour Ending]=INT(INDEX(_xlfn.TEXTSPLIT(Dashboard!Y$3,,\" \"),2))),0),MATCH(Dashboard!$B10,Profiles[#Headers],0))","v":0},{"$f":"INDEX(NQC[NQC MW],MATCH(1,(NQC[Month]=MONTH(Month&\" 1, 2000\"))*(NQC[Unit Category]=Dashboard!$B10),0))*INDEX(Profiles[],MATCH(1,(Profiles[Month]=MONTH(Month&\" 1, 2000\"))*(Profiles[Hour Ending]=INT(INDEX(_xlfn.TEXTSPLIT(Dashboard!Z$3,,\" \"),2))),0),MATCH(Dashboard!$B10,Profiles[#Headers],0))","v":0}]
[null,"ICE",{"$f":"INDEX(Supply[Supply],MATCH(1,(Supply[Month]=MONTH(Month&\" 1, 2000\"))*(Supply[Unit Category]=Dashboard!$B11)*(Supply[Hour Ending]=INT(INDEX(_xlfn.TEXTSPLIT(Dashboard!C$3,\" \"),2))),0))","v":254.7},{"$f":"INDEX(NQC[NQC MW],MATCH(1,(NQC[Month]=MONTH(Month&\" 1, 2000\"))*(NQC[Unit Category]=Dashboard!$B11),0))*INDEX(Profiles[],MATCH(1,(Profiles[Month]=MONTH(Month&\" 1, 2000\"))*(Profiles[Hour Ending]=INT(INDEX(_xlfn.TEXTSPLIT(Dashboard!D$3,,\" \"),2))),0),MATCH(Dashboard!$B11,Profiles[#Headers],0))","v":254.7},{"$f":"INDEX(NQC[NQC MW],MATCH(1,(NQC[Month]=MONTH(Month&\" 1, 2000\"))*(NQC[Unit Category]=Dashboard!$B11),0))*INDEX(Profiles[],MATCH(1,(Profiles[Month]=MONTH(Month&\" 1, 2000\"))*(Profiles[Hour Ending]=INT(INDEX(_xlfn.TEXTSPLIT(Dashboard!E$3,,\" \"),2))),0),MATCH(Dashboard!$B11,Profiles[#Headers],0))","v":254.7},{"$f":"INDEX(NQC[NQC MW],MATCH(1,(NQC[Month]=MONTH(Month&\" 1, 2000\"))*(NQC[Unit Category]=Dashboard!$B11),0))*INDEX(Profiles[],MATCH(1,(Profiles[Month]=MONTH(Month&\" 1, 2000\"))*(Profiles[Hour Ending]=INT(INDEX(_xlfn.TEXTSPLIT(Dashboard!F$3,,\" \"),2))),0),MATCH(Dashboard!$B11,Profiles[#Headers],0))","v":254.7},{"$f":"INDEX(NQC[NQC MW],MATCH(1,(NQC[Month]=MONTH(Month&\" 1, 2000\"))*(NQC[Unit Category]=Dashboard!$B11),0))*INDEX(Profiles[],MATCH(1,(Profiles[Month]=MONTH(Month&\" 1, 2000\"))*(Profiles[Hour Ending]=INT(INDEX(_xlfn.TEXTSPLIT(Dashboard!G$3,,\" \"),2))),0),MATCH(Dashboard!$B11,Profiles[#Headers],0))","v":254.7},{"$f":"INDEX(NQC[NQC MW],MATCH(1,(NQC[Month]=MONTH(Month&\" 1, 2000\"))*(NQC[Unit Category]=Dashboard!$B11),0))*INDEX(Profiles[],MATCH(1,(Profiles[Month]=MONTH(Month&\" 1, 2000\"))*(Profiles[Hour Ending]=INT(INDEX(_xlfn.TEXTSPLIT(Dashboard!H$3,,\" \"),2))),0),MATCH(Dashboard!$B11,Profiles[#Headers],0))","v":254.7},{"$f":"INDEX(NQC[NQC MW],MATCH(1,(NQC[Month]=MONTH(Month&\" 1, 2000\"))*(NQC[Unit Category]=Dashboard!$B11),0))*INDEX(Profiles[],MATCH(1,(Profiles[Month]=MONTH(Month&\" 1, 2000\"))*(Profiles[Hour Ending]=INT(INDEX(_xlfn.TEXTSPLIT(Dashboard!I$3,,\" \"),2))),0),MATCH(Dashboard!$B11,Profiles[#Headers],0))","v":254.7},{"$f":"INDEX(NQC[NQC MW],MATCH(1,(NQC[Month]=MONTH(Month&\" 1, 2000\"))*(NQC[Unit Category]=Dashboard!$B11),0))*INDEX(Profiles[],MATCH(1,(Profiles[Month]=MONTH(Month&\" 1, 2000\"))*(Profiles[Hour Ending]=INT(INDEX(_xlfn.TEXTSPLIT(Dashboard!J$3,,\" \"),2))),0),MATCH(Dashboard!$B11,Profiles[#Headers],0))","v":254.7},{"$f":"INDEX(NQC[NQC MW],MATCH(1,(NQC[Month]=MONTH(Month&\" 1, 2000\"))*(NQC[Unit Category]=Dashboard!$B11),0))*INDEX(Profiles[],MATCH(1,(Profiles[Month]=MONTH(Month&\" 1, 2000\"))*(Profiles[Hour Ending]=INT(INDEX(_xlfn.TEXTSPLIT(Dashboard!K$3,,\" \"),2))),0),MATCH(Dashboard!$B11,Profiles[#Headers],0))","v":254.7},{"$f":"INDEX(NQC[NQC MW],MATCH(1,(NQC[Month]=MONTH(Month&\" 1, 2000\"))*(NQC[Unit Category]=Dashboard!$B11),0))*INDEX(Profiles[],MATCH(1,(Profiles[Month]=MONTH(Month&\" 1, 2000\"))*(Profiles[Hour Ending]=INT(INDEX(_xlfn.TEXTSPLIT(Dashboard!L$3,,\" \"),2))),0),MATCH(Dashboard!$B11,Profiles[#Headers],0))","v":254.7},{"$f":"INDEX(NQC[NQC MW],MATCH(1,(NQC[Month]=MONTH(Month&\" 1, 2000\"))*(NQC[Unit Category]=Dashboard!$B11),0))*INDEX(Profiles[],MATCH(1,(Profiles[Month]=MONTH(Month&\" 1, 2000\"))*(Profiles[Hour Ending]=INT(INDEX(_xlfn.TEXTSPLIT(Dashboard!M$3,,\" \"),2))),0),MATCH(Dashboard!$B11,Profiles[#Headers],0))","v":254.7},{"$f":"INDEX(NQC[NQC MW],MATCH(1,(NQC[Month]=MONTH(Month&\" 1, 2000\"))*(NQC[Unit Category]=Dashboard!$B11),0))*INDEX(Profiles[],MATCH(1,(Profiles[Month]=MONTH(Month&\" 1, 2000\"))*(Profiles[Hour Ending]=INT(INDEX(_xlfn.TEXTSPLIT(Dashboard!N$3,,\" \"),2))),0),MATCH(Dashboard!$B11,Profiles[#Headers],0))","v":254.7},{"$f":"INDEX(NQC[NQC MW],MATCH(1,(NQC[Month]=MONTH(Month&\" 1, 2000\"))*(NQC[Unit Category]=Dashboard!$B11),0))*INDEX(Profiles[],MATCH(1,(Profiles[Month]=MONTH(Month&\" 1, 2000\"))*(Profiles[Hour Ending]=INT(INDEX(_xlfn.TEXTSPLIT(Dashboard!O$3,,\" \"),2))),0),MATCH(Dashboard!$B11,Profiles[#Headers],0))","v":254.7},{"$f":"INDEX(NQC[NQC MW],MATCH(1,(NQC[Month]=MONTH(Month&\" 1, 2000\"))*(NQC[Unit Category]=Dashboard!$B11),0))*INDEX(Profiles[],MATCH(1,(Profiles[Month]=MONTH(Month&\" 1, 2000\"))*(Profiles[Hour Ending]=INT(INDEX(_xlfn.TEXTSPLIT(Dashboard!P$3,,\" \"),2))),0),MATCH(Dashboard!$B11,Profiles[#Headers],0))","v":254.7},{"$f":"INDEX(NQC[NQC MW],MATCH(1,(NQC[Month]=MONTH(Month&\" 1, 2000\"))*(NQC[Unit Category]=Dashboard!$B11),0))*INDEX(Profiles[],MATCH(1,(Profiles[Month]=MONTH(Month&\" 1, 2000\"))*(Profiles[Hour Ending]=INT(INDEX(_xlfn.TEXTSPLIT(Dashboard!Q$3,,\" \"),2))),0),MATCH(Dashboard!$B11,Profiles[#Headers],0))","v":254.7},{"$f":"INDEX(NQC[NQC MW],MATCH(1,(NQC[Month]=MONTH(Month&\" 1, 2000\"))*(NQC[Unit Category]=Dashboard!$B11),0))*INDEX(Profiles[],MATCH(1,(Profiles[Month]=MONTH(Month&\" 1, 2000\"))*(Profiles[Hour Ending]=INT(INDEX(_xlfn.TEXTSPLIT(Dashboard!R$3,,\" \"),2))),0),MATCH(Dashboard!$B11,Profiles[#Headers],0))","v":254.7},{"$f":"INDEX(NQC[NQC MW],MATCH(1,(NQC[Month]=MONTH(Month&\" 1, 2000\"))*(NQC[Unit Category]=Dashboard!$B11),0))*INDEX(Profiles[],MATCH(1,(Profiles[Month]=MONTH(Month&\" 1, 2000\"))*(Profiles[Hour Ending]=INT(INDEX(_xlfn.TEXTSPLIT(Dashboard!S$3,,\" \"),2))),0),MATCH(Dashboard!$B11,Profiles[#Headers],0))","v":254.7},{"$f":"INDEX(NQC[NQC MW],MATCH(1,(NQC[Month]=MONTH(Month&\" 1, 2000\"))*(NQC[Unit Category]=Dashboard!$B11),0))*INDEX(Profiles[],MATCH(1,(Profiles[Month]=MONTH(Month&\" 1, 2000\"))*(Profiles[Hour Ending]=INT(INDEX(_xlfn.TEXTSPLIT(Dashboard!T$3,,\" \"),2))),0),MATCH(Dashboard!$B11,Profiles[#Headers],0))","v":254.7},{"$f":"INDEX(NQC[NQC MW],MATCH(1,(NQC[Month]=MONTH(Month&\" 1, 2000\"))*(NQC[Unit Category]=Dashboard!$B11),0))*INDEX(Profiles[],MATCH(1,(Profiles[Month]=MONTH(Month&\" 1, 2000\"))*(Profiles[Hour Ending]=INT(INDEX(_xlfn.TEXTSPLIT(Dashboard!U$3,,\" \"),2))),0),MATCH(Dashboard!$B11,Profiles[#Headers],0))","v":254.7},{"$f":"INDEX(NQC[NQC MW],MATCH(1,(NQC[Month]=MONTH(Month&\" 1, 2000\"))*(NQC[Unit Category]=Dashboard!$B11),0))*INDEX(Profiles[],MATCH(1,(Profiles[Month]=MONTH(Month&\" 1, 2000\"))*(Profiles[Hour Ending]=INT(INDEX(_xlfn.TEXTSPLIT(Dashboard!V$3,,\" \"),2))),0),MATCH(Dashboard!$B11,Profiles[#Headers],0))","v":254.7},{"$f":"INDEX(NQC[NQC MW],MATCH(1,(NQC[Month]=MONTH(Month&\" 1, 2000\"))*(NQC[Unit Category]=Dashboard!$B11),0))*INDEX(Profiles[],MATCH(1,(Profiles[Month]=MONTH(Month&\" 1, 2000\"))*(Profiles[Hour Ending]=INT(INDEX(_xlfn.TEXTSPLIT(Dashboard!W$3,,\" \"),2))),0),MATCH(Dashboard!$B11,Profiles[#Headers],0))","v":254.7},{"$f":"INDEX(NQC[NQC MW],MATCH(1,(NQC[Month]=MONTH(Month&\" 1, 2000\"))*(NQC[Unit Category]=Dashboard!$B11),0))*INDEX(Profiles[],MATCH(1,(Profiles[Month]=MONTH(Month&\" 1, 2000\"))*(Profiles[Hour Ending]=INT(INDEX(_xlfn.TEXTSPLIT(Dashboard!X$3,,\" \"),2))),0),MATCH(Dashboard!$B11,Profiles[#Headers],0))","v":254.7},{"$f":"INDEX(NQC[NQC MW],MATCH(1,(NQC[Month]=MONTH(Month&\" 1, 2000\"))*(NQC[Unit Category]=Dashboard!$B11),0))*INDEX(Profiles[],MATCH(1,(Profiles[Month]=MONTH(Month&\" 1, 2000\"))*(Profiles[Hour Ending]=INT(INDEX(_xlfn.TEXTSPLIT(Dashboard!Y$3,,\" \"),2))),0),MATCH(Dashboard!$B11,Profiles[#Headers],0))","v":254.7},{"$f":"INDEX(NQC[NQC MW],MATCH(1,(NQC[Month]=MONTH(Month&\" 1, 2000\"))*(NQC[Unit Category]=Dashboard!$B11),0))*INDEX(Profiles[],MATCH(1,(Profiles[Month]=MONTH(Month&\" 1, 2000\"))*(Profiles[Hour Ending]=INT(INDEX(_xlfn.TEXTSPLIT(Dashboard!Z$3,,\" \"),2))),0),MATCH(Dashboard!$B11,Profiles[#Headers],0))","v":254.7}]
[null,"Geothermal",{"$f":"INDEX(Supply[Supply],MATCH(1,(Supply[Month]=MONTH(Month&\" 1, 2000\"))*(Supply[Unit Category]=Dashboard!$B12)*(Supply[Hour Ending]=INT(INDEX(_xlfn.TEXTSPLIT(Dashboard!C$3,\" \"),2))),0))","v":1323.4791150000001},{"$f":"INDEX(NQC[NQC MW],MATCH(1,(NQC[Month]=MONTH(Month&\" 1, 2000\"))*(NQC[Unit Category]=Dashboard!$B12),0))*INDEX(Profiles[],MATCH(1,(Profiles[Month]=MONTH(Month&\" 1, 2000\"))*(Profiles[Hour Ending]=INT(INDEX(_xlfn.TEXTSPLIT(Dashboard!D$3,,\" \"),2))),0),MATCH(Dashboard!$B12,Profiles[#Headers],0))","v":1323.4791150000001},{"$f":"INDEX(NQC[NQC MW],MATCH(1,(NQC[Month]=MONTH(Month&\" 1, 2000\"))*(NQC[Unit Category]=Dashboard!$B12),0))*INDEX(Profiles[],MATCH(1,(Profiles[Month]=MONTH(Month&\" 1, 2000\"))*(Profiles[Hour Ending]=INT(INDEX(_xlfn.TEXTSPLIT(Dashboard!E$3,,\" \"),2))),0),MATCH(Dashboard!$B12,Profiles[#Headers],0))","v":1323.4791150000001},{"$f":"INDEX(NQC[NQC MW],MATCH(1,(NQC[Month]=MONTH(Month&\" 1, 2000\"))*(NQC[Unit Category]=Dashboard!$B12),0))*INDEX(Profiles[],MATCH(1,(Profiles[Month]=MONTH(Month&\" 1, 2000\"))*(Profiles[Hour Ending]=INT(INDEX(_xlfn.TEXTSPLIT(Dashboard!F$3,,\" \"),2))),0),MATCH(Dashboard!$B12,Profiles[#Headers],0))","v":1323.4791150000001},{"$f":"INDEX(NQC[NQC MW],MATCH(1,(NQC[Month]=MONTH(Month&\" 1, 2000\"))*(NQC[Unit Category]=Dashboard!$B12),0))*INDEX(Profiles[],MATCH(1,(Profiles[Month]=MONTH(Month&\" 1, 2000\"))*(Profiles[Hour Ending]=INT(INDEX(_xlfn.TEXTSPLIT(Dashboard!G$3,,\" \"),2))),0),MATCH(Dashboard!$B12,Profiles[#Headers],0))","v":1323.4791150000001},{"$f":"INDEX(NQC[NQC MW],MATCH(1,(NQC[Month]=MONTH(Month&\" 1, 2000\"))*(NQC[Unit Category]=Dashboard!$B12),0))*INDEX(Profiles[],MATCH(1,(Profiles[Month]=MONTH(Month&\" 1, 2000\"))*(Profiles[Hour Ending]=INT(INDEX(_xlfn.TEXTSPLIT(Dashboard!H$3,,\" \"),2))),0),MATCH(Dashboard!$B12,Profiles[#Headers],0))","v":1323.4791150000001},{"$f":"INDEX(NQC[NQC MW],MATCH(1,(NQC[Month]=MONTH(Month&\" 1, 2000\"))*(NQC[Unit Category]=Dashboard!$B12),0))*INDEX(Profiles[],MATCH(1,(Profiles[Month]=MONTH(Month&\" 1, 2000\"))*(Profiles[Hour Ending]=INT(INDEX(_xlfn.TEXTSPLIT(Dashboard!I$3,,\" \"),2))),0),MATCH(Dashboard!$B12,Profiles[#Headers],0))","v":1323.4791150000001},{"$f":"INDEX(NQC[NQC MW],MATCH(1,(NQC[Month]=MONTH(Month&\" 1, 2000\"))*(NQC[Unit Category]=Dashboard!$B12),0))*INDEX(Profiles[],MATCH(1,(Profiles[Month]=MONTH(Month&\" 1, 2000\"))*(Profiles[Hour Ending]=INT(INDEX(_xlfn.TEXTSPLIT(Dashboard!J$3,,\" \"),2))),0),MATCH(Dashboard!$B12,Profiles[#Headers],0))","v":1323.4791150000001},{"$f":"INDEX(NQC[NQC MW],MATCH(1,(NQC[Month]=MONTH(Month&\" 1, 2000\"))*(NQC[Unit Category]=Dashboard!$B12),0))*INDEX(Profiles[],MATCH(1,(Profiles[Month]=MONTH(Month&\" 1, 2000\"))*(Profiles[Hour Ending]=INT(INDEX(_xlfn.TEXTSPLIT(Dashboard!K$3,,\" \"),2))),0),MATCH(Dashboard!$B12,Profiles[#Headers],0))","v":1323.4791150000001},{"$f":"INDEX(NQC[NQC MW],MATCH(1,(NQC[Month]=MONTH(Month&\" 1, 2000\"))*(NQC[Unit Category]=Dashboard!$B12),0))*INDEX(Profiles[],MATCH(1,(Profiles[Month]=MONTH(Month&\" 1, 2000\"))*(Profiles[Hour Ending]=INT(INDEX(_xlfn.TEXTSPLIT(Dashboard!L$3,,\" \"),2))),0),MATCH(Dashboard!$B12,Profiles[#Headers],0))","v":1323.4791150000001},{"$f":"INDEX(NQC[NQC MW],MATCH(1,(NQC[Month]=MONTH(Month&\" 1, 2000\"))*(NQC[Unit Category]=Dashboard!$B12),0))*INDEX(Profiles[],MATCH(1,(Profiles[Month]=MONTH(Month&\" 1, 2000\"))*(Profiles[Hour Ending]=INT(INDEX(_xlfn.TEXTSPLIT(Dashboard!M$3,,\" \"),2))),0),MATCH(Dashboard!$B12,Profiles[#Headers],0))","v":1323.4791150000001},{"$f":"INDEX(NQC[NQC MW],MATCH(1,(NQC[Month]=MONTH(Month&\" 1, 2000\"))*(NQC[Unit Category]=Dashboard!$B12),0))*INDEX(Profiles[],MATCH(1,(Profiles[Month]=MONTH(Month&\" 1, 2000\"))*(Profiles[Hour Ending]=INT(INDEX(_xlfn.TEXTSPLIT(Dashboard!N$3,,\" \"),2))),0),MATCH(Dashboard!$B12,Profiles[#Headers],0))","v":1323.4791150000001},{"$f":"INDEX(NQC[NQC MW],MATCH(1,(NQC[Month]=MONTH(Month&\" 1, 2000\"))*(NQC[Unit Category]=Dashboard!$B12),0))*INDEX(Profiles[],MATCH(1,(Profiles[Month]=MONTH(Month&\" 1, 2000\"))*(Profiles[Hour Ending]=INT(INDEX(_xlfn.TEXTSPLIT(Dashboard!O$3,,\" \"),2))),0),MATCH(Dashboard!$B12,Profiles[#Headers],0))","v":1323.4791150000001},{"$f":"INDEX(NQC[NQC MW],MATCH(1,(NQC[Month]=MONTH(Month&\" 1, 2000\"))*(NQC[Unit Category]=Dashboard!$B12),0))*INDEX(Profiles[],MATCH(1,(Profiles[Month]=MONTH(Month&\" 1, 2000\"))*(Profiles[Hour Ending]=INT(INDEX(_xlfn.TEXTSPLIT(Dashboard!P$3,,\" \"),2))),0),MATCH(Dashboard!$B12,Profiles[#Headers],0))","v":1323.4791150000001},{"$f":"INDEX(NQC[NQC MW],MATCH(1,(NQC[Month]=MONTH(Month&\" 1, 2000\"))*(NQC[Unit Category]=Dashboard!$B12),0))*INDEX(Profiles[],MATCH(1,(Profiles[Month]=MONTH(Month&\" 1, 2000\"))*(Profiles[Hour Ending]=INT(INDEX(_xlfn.TEXTSPLIT(Dashboard!Q$3,,\" \"),2))),0),MATCH(Dashboard!$B12,Profiles[#Headers],0))","v":1323.4791150000001},{"$f":"INDEX(NQC[NQC MW],MATCH(1,(NQC[Month]=MONTH(Month&\" 1, 2000\"))*(NQC[Unit Category]=Dashboard!$B12),0))*INDEX(Profiles[],MATCH(1,(Profiles[Month]=MONTH(Month&\" 1, 2000\"))*(Profiles[Hour Ending]=INT(INDEX(_xlfn.TEXTSPLIT(Dashboard!R$3,,\" \"),2))),0),MATCH(Dashboard!$B12,Profiles[#Headers],0))","v":1323.4791150000001},{"$f":"INDEX(NQC[NQC MW],MATCH(1,(NQC[Month]=MONTH(Month&\" 1, 2000\"))*(NQC[Unit Category]=Dashboard!$B12),0))*INDEX(Profiles[],MATCH(1,(Profiles[Month]=MONTH(Month&\" 1, 2000\"))*(Profiles[Hour Ending]=INT(INDEX(_xlfn.TEXTSPLIT(Dashboard!S$3,,\" \"),2))),0),MATCH(Dashboard!$B12,Profiles[#Headers],0))","v":1323.4791150000001},{"$f":"INDEX(NQC[NQC MW],MATCH(1,(NQC[Month]=MONTH(Month&\" 1, 2000\"))*(NQC[Unit Category]=Dashboard!$B12),0))*INDEX(Profiles[],MATCH(1,(Profiles[Month]=MONTH(Month&\" 1, 2000\"))*(Profiles[Hour Ending]=INT(INDEX(_xlfn.TEXTSPLIT(Dashboard!T$3,,\" \"),2))),0),MATCH(Dashboard!$B12,Profiles[#Headers],0))","v":1323.4791150000001},{"$f":"INDEX(NQC[NQC MW],MATCH(1,(NQC[Month]=MONTH(Month&\" 1, 2000\"))*(NQC[Unit Category]=Dashboard!$B12),0))*INDEX(Profiles[],MATCH(1,(Profiles[Month]=MONTH(Month&\" 1, 2000\"))*(Profiles[Hour Ending]=INT(INDEX(_xlfn.TEXTSPLIT(Dashboard!U$3,,\" \"),2))),0),MATCH(Dashboard!$B12,Profiles[#Headers],0))","v":1323.4791150000001},{"$f":"INDEX(NQC[NQC MW],MATCH(1,(NQC[Month]=MONTH(Month&\" 1, 2000\"))*(NQC[Unit Category]=Dashboard!$B12),0))*INDEX(Profiles[],MATCH(1,(Profiles[Month]=MONTH(Month&\" 1, 2000\"))*(Profiles[Hour Ending]=INT(INDEX(_xlfn.TEXTSPLIT(Dashboard!V$3,,\" \"),2))),0),MATCH(Dashboard!$B12,Profiles[#Headers],0))","v":1323.4791150000001},{"$f":"INDEX(NQC[NQC MW],MATCH(1,(NQC[Month]=MONTH(Month&\" 1, 2000\"))*(NQC[Unit Category]=Dashboard!$B12),0))*INDEX(Profiles[],MATCH(1,(Profiles[Month]=MONTH(Month&\" 1, 2000\"))*(Profiles[Hour Ending]=INT(INDEX(_xlfn.TEXTSPLIT(Dashboard!W$3,,\" \"),2))),0),MATCH(Dashboard!$B12,Profiles[#Headers],0))","v":1323.4791150000001},{"$f":"INDEX(NQC[NQC MW],MATCH(1,(NQC[Month]=MONTH(Month&\" 1, 2000\"))*(NQC[Unit Category]=Dashboard!$B12),0))*INDEX(Profiles[],MATCH(1,(Profiles[Month]=MONTH(Month&\" 1, 2000\"))*(Profiles[Hour Ending]=INT(INDEX(_xlfn.TEXTSPLIT(Dashboard!X$3,,\" \"),2))),0),MATCH(Dashboard!$B12,Profiles[#Headers],0))","v":1323.4791150000001},{"$f":"INDEX(NQC[NQC MW],MATCH(1,(NQC[Month]=MONTH(Month&\" 1, 2000\"))*(NQC[Unit Category]=Dashboard!$B12),0))*INDEX(Profiles[],MATCH(1,(Profiles[Month]=MONTH(Month&\" 1, 2000\"))*(Profiles[Hour Ending]=INT(INDEX(_xlfn.TEXTSPLIT(Dashboard!Y$3,,\" \"),2))),0),MATCH(Dashboard!$B12,Profiles[#Headers],0))","v":1323.4791150000001},{"$f":"INDEX(NQC[NQC MW],MATCH(1,(NQC[Month]=MONTH(Month&\" 1, 2000\"))*(NQC[Unit Category]=Dashboard!$B12),0))*INDEX(Profiles[],MATCH(1,(Profiles[Month]=MONTH(Month&\" 1, 2000\"))*(Profiles[Hour Ending]=INT(INDEX(_xlfn.TEXTSPLIT(Dashboard!Z$3,,\" \"),2))),0),MATCH(Dashboard!$B12,Profiles[#Headers],0))","v":1323.4791150000001}]
[null,"Hydro",{"$f":"INDEX(Supply[Supply],MATCH(1,(Supply[Month]=MONTH(Month&\" 1, 2000\"))*(Supply[Unit Category]=Dashboard!$B13)*(Supply[Hour Ending]=INT(INDEX(_xlfn.TEXTSPLIT(Dashboard!C$3,\" \"),2))),0))","v":1789.0122000000001},{"$f":"INDEX(NQC[NQC MW],MATCH(1,(NQC[Month]=MONTH(Month&\" 1, 2000\"))*(NQC[Unit Category]=Dashboard!$B13),0))*INDEX(Profiles[],MATCH(1,(Profiles[Month]=MONTH(Month&\" 1, 2000\"))*(Profiles[Hour Ending]=INT(INDEX(_xlfn.TEXTSPLIT(Dashboard!D$3,,\" \"),2))),0),MATCH(Dashboard!$B13,Profiles[#Headers],0))","v":1789.0122000000001},{"$f":"INDEX(NQC[NQC MW],MATCH(1,(NQC[Month]=MONTH(Month&\" 1, 2000\"))*(NQC[Unit Category]=Dashboard!$B13),0))*INDEX(Profiles[],MATCH(1,(Profiles[Month]=MONTH(Month&\" 1, 2000\"))*(Profiles[Hour Ending]=INT(INDEX(_xlfn.TEXTSPLIT(Dashboard!E$3,,\" \"),2))),0),MATCH(Dashboard!$B13,Profiles[#Headers],0))","v":1789.0122000000001},{"$f":"INDEX(NQC[NQC MW],MATCH(1,(NQC[Month]=MONTH(Month&\" 1, 2000\"))*(NQC[Unit Category]=Dashboard!$B13),0))*INDEX(Profiles[],MATCH(1,(Profiles[Month]=MONTH(Month&\" 1, 2000\"))*(Profiles[Hour Ending]=INT(INDEX(_xlfn.TEXTSPLIT(Dashboard!F$3,,\" \"),2))),0),MATCH(Dashboard!$B13,Profiles[#Headers],0))","v":1789.0122000000001},{"$f":"INDEX(NQC[NQC MW],MATCH(1,(NQC[Month]=MONTH(Month&\" 1, 2000\"))*(NQC[Unit Category]=Dashboard!$B13),0))*INDEX(Profiles[],MATCH(1,(Profiles[Month]=MONTH(Month&\" 1, 2000\"))*(Profiles[Hour Ending]=INT(INDEX(_xlfn.TEXTSPLIT(Dashboard!G$3,,\" \"),2))),0),MATCH(Dashboard!$B13,Profiles[#Headers],0))","v":1789.0122000000001},{"$f":"INDEX(NQC[NQC MW],MATCH(1,(NQC[Month]=MONTH(Month&\" 1, 2000\"))*(NQC[Unit Category]=Dashboard!$B13),0))*INDEX(Profiles[],MATCH(1,(Profiles[Month]=MONTH(Month&\" 1, 2000\"))*(Profiles[Hour Ending]=INT(INDEX(_xlfn.TEXTSPLIT(Dashboard!H$3,,\" \"),2))),0),MATCH(Dashboard!$B13,Profiles[#Headers],0))","v":1789.0122000000001},{"$f":"INDEX(NQC[NQC MW],MATCH(1,(NQC[Month]=MONTH(Month&\" 1, 2000\"))*(NQC[Unit Category]=Dashboard!$B13),0))*INDEX(Profiles[],MATCH(1,(Profiles[Month]=MONTH(Month&\" 1, 2000\"))*(Profiles[Hour Ending]=INT(INDEX(_xlfn.TEXTSPLIT(Dashboard!I$3,,\" \"),2))),0),MATCH(Dashboard!$B13,Profiles[#Headers],0))","v":1789.0122000000001},{"$f":"INDEX(NQC[NQC MW],MATCH(1,(NQC[Month]=MONTH(Month&\" 1, 2000\"))*(NQC[Unit Category]=Dashboard!$B13),0))*INDEX(Profiles[],MATCH(1,(Profiles[Month]=MONTH(Month&\" 1, 2000\"))*(Profiles[Hour Ending]=INT(INDEX(_xlfn.TEXTSPLIT(Dashboard!J$3,,\" \"),2))),0),MATCH(Dashboard!$B13,Profiles[#Headers],0))","v":1789.0122000000001},{"$f":"INDEX(NQC[NQC MW],MATCH(1,(NQC[Month]=MONTH(Month&\" 1, 2000\"))*(NQC[Unit Category]=Dashboard!$B13),0))*INDEX(Profiles[],MATCH(1,(Profiles[Month]=MONTH(Month&\" 1, 2000\"))*(Profiles[Hour Ending]=INT(INDEX(_xlfn.TEXTSPLIT(Dashboard!K$3,,\" \"),2))),0),MATCH(Dashboard!$B13,Profiles[#Headers],0))","v":1789.0122000000001},{"$f":"INDEX(NQC[NQC MW],MATCH(1,(NQC[Month]=MONTH(Month&\" 1, 2000\"))*(NQC[Unit Category]=Dashboard!$B13),0))*INDEX(Profiles[],MATCH(1,(Profiles[Month]=MONTH(Month&\" 1, 2000\"))*(Profiles[Hour Ending]=INT(INDEX(_xlfn.TEXTSPLIT(Dashboard!L$3,,\" \"),2))),0),MATCH(Dashboard!$B13,Profiles[#Headers],0))","v":1789.0122000000001},{"$f":"INDEX(NQC[NQC MW],MATCH(1,(NQC[Month]=MONTH(Month&\" 1, 2000\"))*(NQC[Unit Category]=Dashboard!$B13),0))*INDEX(Profiles[],MATCH(1,(Profiles[Month]=MONTH(Month&\" 1, 2000\"))*(Profiles[Hour Ending]=INT(INDEX(_xlfn.TEXTSPLIT(Dashboard!M$3,,\" \"),2))),0),MATCH(Dashboard!$B13,Profiles[#Headers],0))","v":1789.0122000000001},{"$f":"INDEX(NQC[NQC MW],MATCH(1,(NQC[Month]=MONTH(Month&\" 1, 2000\"))*(NQC[Unit Category]=Dashboard!$B13),0))*INDEX(Profiles[],MATCH(1,(Profiles[Month]=MONTH(Month&\" 1, 2000\"))*(Profiles[Hour Ending]=INT(INDEX(_xlfn.TEXTSPLIT(Dashboard!N$3,,\" \"),2))),0),MATCH(Dashboard!$B13,Profiles[#Headers],0))","v":1789.0122000000001},{"$f":"INDEX(NQC[NQC MW],MATCH(1,(NQC[Month]=MONTH(Month&\" 1, 2000\"))*(NQC[Unit Category]=Dashboard!$B13),0))*INDEX(Profiles[],MATCH(1,(Profiles[Month]=MONTH(Month&\" 1, 2000\"))*(Profiles[Hour Ending]=INT(INDEX(_xlfn.TEXTSPLIT(Dashboard!O$3,,\" \"),2))),0),MATCH(Dashboard!$B13,Profiles[#Headers],0))","v":1789.0122000000001},{"$f":"INDEX(NQC[NQC MW],MATCH(1,(NQC[Month]=MONTH(Month&\" 1, 2000\"))*(NQC[Unit Category]=Dashboard!$B13),0))*INDEX(Profiles[],MATCH(1,(Profiles[Month]=MONTH(Month&\" 1, 2000\"))*(Profiles[Hour Ending]=INT(INDEX(_xlfn.TEXTSPLIT(Dashboard!P$3,,\" \"),2))),0),MATCH(Dashboard!$B13,Profiles[#Headers],0))","v":1789.0122000000001},{"$f":"INDEX(NQC[NQC MW],MATCH(1,(NQC[Month]=MONTH(Month&\" 1, 2000\"))*(NQC[Unit Category]=Dashboard!$B13),0))*INDEX(Profiles[],MATCH(1,(Profiles[Month]=MONTH(Month&\" 1, 2000\"))*(Profiles[Hour Ending]=INT(INDEX(_xlfn.TEXTSPLIT(Dashboard!Q$3,,\" \"),2))),0),MATCH(Dashboard!$B13,Profiles[#Headers],0))","v":1789.0122000000001},{"$f":"INDEX(NQC[NQC MW],MATCH(1,(NQC[Month]=MONTH(Month&\" 1, 2000\"))*(NQC[Unit Category]=Dashboard!$B13),0))*INDEX(Profiles[],MATCH(1,(Profiles[Month]=MONTH(Month&\" 1, 2000\"))*(Profiles[Hour Ending]=INT(INDEX(_xlfn.TEXTSPLIT(Dashboard!R$3,,\" \"),2))),0),MATCH(Dashboard!$B13,Profiles[#Headers],0))","v":1789.0122000000001},{"$f":"INDEX(NQC[NQC MW],MATCH(1,(NQC[Month]=MONTH(Month&\" 1, 2000\"))*(NQC[Unit Category]=Dashboard!$B13),0))*INDEX(Profiles[],MATCH(1,(Profiles[Month]=MONTH(Month&\" 1, 2000\"))*(Profiles[Hour Ending]=INT(INDEX(_xlfn.TEXTSPLIT(Dashboard!S$3,,\" \"),2))),0),MATCH(Dashboard!$B13,Profiles[#Headers],0))","v":1789.0122000000001},{"$f":"INDEX(NQC[NQC MW],MATCH(1,(NQC[Month]=MONTH(Month&\" 1, 2000\"))*(NQC[Unit Category]=Dashboard!$B13),0))*INDEX(Profiles[],MATCH(1,(Profiles[Month]=MONTH(Month&\" 1, 2000\"))*(Profiles[Hour Ending]=INT(INDEX(_xlfn.TEXTSPLIT(Dashboard!T$3,,\" \"),2))),0),MATCH(Dashboard!$B13,Profiles[#Headers],0))","v":1789.0122000000001},{"$f":"INDEX(NQC[NQC MW],MATCH(1,(NQC[Month]=MONTH(Month&\" 1, 2000\"))*(NQC[Unit Category]=Dashboard!$B13),0))*INDEX(Profiles[],MATCH(1,(Profiles[Month]=MONTH(Month&\" 1, 2000\"))*(Profiles[Hour Ending]=INT(INDEX(_xlfn.TEXTSPLIT(Dashboard!U$3,,\" \"),2))),0),MATCH(Dashboard!$B13,Profiles[#Headers],0))","v":1789.0122000000001},{"$f":"INDEX(NQC[NQC MW],MATCH(1,(NQC[Month]=MONTH(Month&\" 1, 2000\"))*(NQC[Unit Category]=Dashboard!$B13),0))*INDEX(Profiles[],MATCH(1,(Profiles[Month]=MONTH(Month&\" 1, 2000\"))*(Profiles[Hour Ending]=INT(INDEX(_xlfn.TEXTSPLIT(Dashboard!V$3,,\" \"),2))),0),MATCH(Dashboard!$B13,Profiles[#Headers],0))","v":1789.0122000000001},{"$f":"INDEX(NQC[NQC MW],MATCH(1,(NQC[Month]=MONTH(Month&\" 1, 2000\"))*(NQC[Unit Category]=Dashboard!$B13),0))*INDEX(Profiles[],MATCH(1,(Profiles[Month]=MONTH(Month&\" 1, 2000\"))*(Profiles[Hour Ending]=INT(INDEX(_xlfn.TEXTSPLIT(Dashboard!W$3,,\" \"),2))),0),MATCH(Dashboard!$B13,Profiles[#Headers],0))","v":1789.0122000000001},{"$f":"INDEX(NQC[NQC MW],MATCH(1,(NQC[Month]=MONTH(Month&\" 1, 2000\"))*(NQC[Unit Category]=Dashboard!$B13),0))*INDEX(Profiles[],MATCH(1,(Profiles[Month]=MONTH(Month&\" 1, 2000\"))*(Profiles[Hour Ending]=INT(INDEX(_xlfn.TEXTSPLIT(Dashboard!X$3,,\" \"),2))),0),MATCH(Dashboard!$B13,Profiles[#Headers],0))","v":1789.0122000000001},{"$f":"INDEX(NQC[NQC MW],MATCH(1,(NQC[Month]=MONTH(Month&\" 1, 2000\"))*(NQC[Unit Category]=Dashboard!$B13),0))*INDEX(Profiles[],MATCH(1,(Profiles[Month]=MONTH(Month&\" 1, 2000\"))*(Profiles[Hour Ending]=INT(INDEX(_xlfn.TEXTSPLIT(Dashboard!Y$3,,\" \"),2))),0),MATCH(Dashboard!$B13,Profiles[#Headers],0))","v":1789.0122000000001},{"$f":"INDEX(NQC[NQC MW],MATCH(1,(NQC[Month]=MONTH(Month&\" 1, 2000\"))*(NQC[Unit Category]=Dashboard!$B13),0))*INDEX(Profiles[],MATCH(1,(Profiles[Month]=MONTH(Month&\" 1, 2000\"))*(Profiles[Hour Ending]=INT(INDEX(_xlfn.TEXTSPLIT(Dashboard!Z$3,,\" \"),2))),0),MATCH(Dashboard!$B13,Profiles[#Headers],0))","v":1789.0122000000001}]
[null,"Interchange",{"$f":"INDEX(Supply[Supply],MATCH(1,(Supply[Month]=MONTH(Month&\" 1, 2000\"))*(Supply[Unit Category]=Dashboard!$B14)*(Supply[Hour Ending]=INT(INDEX(_xlfn.TEXTSPLIT(Dashboard!C$3,\" \"),2))),0))","v":2500},{"$f":"INDEX(NQC[NQC MW],MATCH(1,(NQC[Month]=MONTH(Month&\" 1, 2000\"))*(NQC[Unit Category]=Dashboard!$B14),0))*INDEX(Profiles[],MATCH(1,(Profiles[Month]=MONTH(Month&\" 1, 2000\"))*(Profiles[Hour Ending]=INT(INDEX(_xlfn.TEXTSPLIT(Dashboard!D$3,,\" \"),2))),0),MATCH(Dashboard!$B14,Profiles[#Headers],0))","v":2500},{"$f":"INDEX(NQC[NQC MW],MATCH(1,(NQC[Month]=MONTH(Month&\" 1, 2000\"))*(NQC[Unit Category]=Dashboard!$B14),0))*INDEX(Profiles[],MATCH(1,(Profiles[Month]=MONTH(Month&\" 1, 2000\"))*(Profiles[Hour Ending]=INT(INDEX(_xlfn.TEXTSPLIT(Dashboard!E$3,,\" \"),2))),0),MATCH(Dashboard!$B14,Profiles[#Headers],0))","v":2500},{"$f":"INDEX(NQC[NQC MW],MATCH(1,(NQC[Month]=MONTH(Month&\" 1, 2000\"))*(NQC[Unit Category]=Dashboard!$B14),0))*INDEX(Profiles[],MATCH(1,(Profiles[Month]=MONTH(Month&\" 1, 2000\"))*(Profiles[Hour Ending]=INT(INDEX(_xlfn.TEXTSPLIT(Dashboard!F$3,,\" \"),2))),0),MATCH(Dashboard!$B14,Profiles[#Headers],0))","v":2500},{"$f":"INDEX(NQC[NQC MW],MATCH(1,(NQC[Month]=MONTH(Month&\" 1, 2000\"))*(NQC[Unit Category]=Dashboard!$B14),0))*INDEX(Profiles[],MATCH(1,(Profiles[Month]=MONTH(Month&\" 1, 2000\"))*(Profiles[Hour Ending]=INT(INDEX(_xlfn.TEXTSPLIT(Dashboard!G$3,,\" \"),2))),0),MATCH(Dashboard!$B14,Profiles[#Headers],0))","v":2500},{"$f":"INDEX(NQC[NQC MW],MATCH(1,(NQC[Month]=MONTH(Month&\" 1, 2000\"))*(NQC[Unit Category]=Dashboard!$B14),0))*INDEX(Profiles[],MATCH(1,(Profiles[Month]=MONTH(Month&\" 1, 2000\"))*(Profiles[Hour Ending]=INT(INDEX(_xlfn.TEXTSPLIT(Dashboard!H$3,,\" \"),2))),0),MATCH(Dashboard!$B14,Profiles[#Headers],0))","v":2500},{"$f":"INDEX(NQC[NQC MW],MATCH(1,(NQC[Month]=MONTH(Month&\" 1, 2000\"))*(NQC[Unit Category]=Dashboard!$B14),0))*INDEX(Profiles[],MATCH(1,(Profiles[Month]=MONTH(Month&\" 1, 2000\"))*(Profiles[Hour Ending]=INT(INDEX(_xlfn.TEXTSPLIT(Dashboard!I$3,,\" \"),2))),0),MATCH(Dashboard!$B14,Profiles[#Headers],0))","v":2500},{"$f":"INDEX(NQC[NQC MW],MATCH(1,(NQC[Month]=MONTH(Month&\" 1, 2000\"))*(NQC[Unit Category]=Dashboard!$B14),0))*INDEX(Profiles[],MATCH(1,(Profiles[Month]=MONTH(Month&\" 1, 2000\"))*(Profiles[Hour Ending]=INT(INDEX(_xlfn.TEXTSPLIT(Dashboard!J$3,,\" \"),2))),0),MATCH(Dashboard!$B14,Profiles[#Headers],0))","v":2500},{"$f":"INDEX(NQC[NQC MW],MATCH(1,(NQC[Month]=MONTH(Month&\" 1, 2000\"))*(NQC[Unit Category]=Dashboard!$B14),0))*INDEX(Profiles[],MATCH(1,(Profiles[Month]=MONTH(Month&\" 1, 2000\"))*(Profiles[Hour Ending]=INT(INDEX(_xlfn.TEXTSPLIT(Dashboard!K$3,,\" \"),2))),0),MATCH(Dashboard!$B14,Profiles[#Headers],0))","v":2500},{"$f":"INDEX(NQC[NQC MW],MATCH(1,(NQC[Month]=MONTH(Month&\" 1, 2000\"))*(NQC[Unit Category]=Dashboard!$B14),0))*INDEX(Profiles[],MATCH(1,(Profiles[Month]=MONTH(Month&\" 1, 2000\"))*(Profiles[Hour Ending]=INT(INDEX(_xlfn.TEXTSPLIT(Dashboard!L$3,,\" \"),2))),0),MATCH(Dashboard!$B14,Profiles[#Headers],0))","v":2500},{"$f":"INDEX(NQC[NQC MW],MATCH(1,(NQC[Month]=MONTH(Month&\" 1, 2000\"))*(NQC[Unit Category]=Dashboard!$B14),0))*INDEX(Profiles[],MATCH(1,(Profiles[Month]=MONTH(Month&\" 1, 2000\"))*(Profiles[Hour Ending]=INT(INDEX(_xlfn.TEXTSPLIT(Dashboard!M$3,,\" \"),2))),0),MATCH(Dashboard!$B14,Profiles[#Headers],0))","v":2500},{"$f":"INDEX(NQC[NQC MW],MATCH(1,(NQC[Month]=MONTH(Month&\" 1, 2000\"))*(NQC[Unit Category]=Dashboard!$B14),0))*INDEX(Profiles[],MATCH(1,(Profiles[Month]=MONTH(Month&\" 1, 2000\"))*(Profiles[Hour Ending]=INT(INDEX(_xlfn.TEXTSPLIT(Dashboard!N$3,,\" \"),2))),0),MATCH(Dashboard!$B14,Profiles[#Headers],0))","v":2500},{"$f":"INDEX(NQC[NQC MW],MATCH(1,(NQC[Month]=MONTH(Month&\" 1, 2000\"))*(NQC[Unit Category]=Dashboard!$B14),0))*INDEX(Profiles[],MATCH(1,(Profiles[Month]=MONTH(Month&\" 1, 2000\"))*(Profiles[Hour Ending]=INT(INDEX(_xlfn.TEXTSPLIT(Dashboard!O$3,,\" \"),2))),0),MATCH(Dashboard!$B14,Profiles[#Headers],0))","v":2500},{"$f":"INDEX(NQC[NQC MW],MATCH(1,(NQC[Month]=MONTH(Month&\" 1, 2000\"))*(NQC[Unit Category]=Dashboard!$B14),0))*INDEX(Profiles[],MATCH(1,(Profiles[Month]=MONTH(Month&\" 1, 2000\"))*(Profiles[Hour Ending]=INT(INDEX(_xlfn.TEXTSPLIT(Dashboard!P$3,,\" \"),2))),0),MATCH(Dashboard!$B14,Profiles[#Headers],0))","v":2500},{"$f":"INDEX(NQC[NQC MW],MATCH(1,(NQC[Month]=MONTH(Month&\" 1, 2000\"))*(NQC[Unit Category]=Dashboard!$B14),0))*INDEX(Profiles[],MATCH(1,(Profiles[Month]=MONTH(Month&\" 1, 2000\"))*(Profiles[Hour Ending]=INT(INDEX(_xlfn.TEXTSPLIT(Dashboard!Q$3,,\" \"),2))),0),MATCH(Dashboard!$B14,Profiles[#Headers],0))","v":2500},{"$f":"INDEX(NQC[NQC MW],MATCH(1,(NQC[Month]=MONTH(Month&\" 1, 2000\"))*(NQC[Unit Category]=Dashboard!$B14),0))*INDEX(Profiles[],MATCH(1,(Profiles[Month]=MONTH(Month&\" 1, 2000\"))*(Profiles[Hour Ending]=INT(INDEX(_xlfn.TEXTSPLIT(Dashboard!R$3,,\" \"),2))),0),MATCH(Dashboard!$B14,Profiles[#Headers],0))","v":2500},{"$f":"INDEX(NQC[NQC MW],MATCH(1,(NQC[Month]=MONTH(Month&\" 1, 2000\"))*(NQC[Unit Category]=Dashboard!$B14),0))*INDEX(Profiles[],MATCH(1,(Profiles[Month]=MONTH(Month&\" 1, 2000\"))*(Profiles[Hour Ending]=INT(INDEX(_xlfn.TEXTSPLIT(Dashboard!S$3,,\" \"),2))),0),MATCH(Dashboard!$B14,Profiles[#Headers],0))","v":2500},{"$f":"INDEX(NQC[NQC MW],MATCH(1,(NQC[Month]=MONTH(Month&\" 1, 2000\"))*(NQC[Unit Category]=Dashboard!$B14),0))*INDEX(Profiles[],MATCH(1,(Profiles[Month]=MONTH(Month&\" 1, 2000\"))*(Profiles[Hour Ending]=INT(INDEX(_xlfn.TEXTSPLIT(Dashboard!T$3,,\" \"),2))),0),MATCH(Dashboard!$B14,Profiles[#Headers],0))","v":2500},{"$f":"INDEX(NQC[NQC MW],MATCH(1,(NQC[Month]=MONTH(Month&\" 1, 2000\"))*(NQC[Unit Category]=Dashboard!$B14),0))*INDEX(Profiles[],MATCH(1,(Profiles[Month]=MONTH(Month&\" 1, 2000\"))*(Profiles[Hour Ending]=INT(INDEX(_xlfn.TEXTSPLIT(Dashboard!U$3,,\" \"),2))),0),MATCH(Dashboard!$B14,Profiles[#Headers],0))","v":2500},{"$f":"INDEX(NQC[NQC MW],MATCH(1,(NQC[Month]=MONTH(Month&\" 1, 2000\"))*(NQC[Unit Category]=Dashboard!$B14),0))*INDEX(Profiles[],MATCH(1,(Profiles[Month]=MONTH(Month&\" 1, 2000\"))*(Profiles[Hour Ending]=INT(INDEX(_xlfn.TEXTSPLIT(Dashboard!V$3,,\" \"),2))),0),MATCH(Dashboard!$B14,Profiles[#Headers],0))","v":2500},{"$f":"INDEX(NQC[NQC MW],MATCH(1,(NQC[Month]=MONTH(Month&\" 1, 2000\"))*(NQC[Unit Category]=Dashboard!$B14),0))*INDEX(Profiles[],MATCH(1,(Profiles[Month]=MONTH(Month&\" 1, 2000\"))*(Profiles[Hour Ending]=INT(INDEX(_xlfn.TEXTSPLIT(Dashboard!W$3,,\" \"),2))),0),MATCH(Dashboard!$B14,Profiles[#Headers],0))","v":2500},{"$f":"INDEX(NQC[NQC MW],MATCH(1,(NQC[Month]=MONTH(Month&\" 1, 2000\"))*(NQC[Unit Category]=Dashboard!$B14),0))*INDEX(Profiles[],MATCH(1,(Profiles[Month]=MONTH(Month&\" 1, 2000\"))*(Profiles[Hour Ending]=INT(INDEX(_xlfn.TEXTSPLIT(Dashboard!X$3,,\" \"),2))),0),MATCH(Dashboard!$B14,Profiles[#Headers],0))","v":2500},{"$f":"INDEX(NQC[NQC MW],MATCH(1,(NQC[Month]=MONTH(Month&\" 1, 2000\"))*(NQC[Unit Category]=Dashboard!$B14),0))*INDEX(Profiles[],MATCH(1,(Profiles[Month]=MONTH(Month&\" 1, 2000\"))*(Profiles[Hour Ending]=INT(INDEX(_xlfn.TEXTSPLIT(Dashboard!Y$3,,\" \"),2))),0),MATCH(Dashboard!$B14,Profiles[#Headers],0))","v":2500},{"$f":"INDEX(NQC[NQC MW],MATCH(1,(NQC[Month]=MONTH(Month&\" 1, 2000\"))*(NQC[Unit Category]=Dashboard!$B14),0))*INDEX(Profiles[],MATCH(1,(Profiles[Month]=MONTH(Month&\" 1, 2000\"))*(Profiles[Hour Ending]=INT(INDEX(_xlfn.TEXTSPLIT(Dashboard!Z$3,,\" \"),2))),0),MATCH(Dashboard!$B14,Profiles[#Headers],0))","v":2500}]
[null,"Nuclear",{"$f":"INDEX(Supply[Supply],MATCH(1,(Supply[Month]=MONTH(Month&\" 1, 2000\"))*(Supply[Unit Category]=Dashboard!$B15)*(Supply[Hour Ending]=INT(INDEX(_xlfn.TEXTSPLIT(Dashboard!C$3,\" \"),2))),0))","v":2280},{"$f":"INDEX(NQC[NQC MW],MATCH(1,(NQC[Month]=MONTH(Month&\" 1, 2000\"))*(NQC[Unit Category]=Dashboard!$B15),0))*INDEX(Profiles[],MATCH(1,(Profiles[Month]=MONTH(Month&\" 1, 2000\"))*(Profiles[Hour Ending]=INT(INDEX(_xlfn.TEXTSPLIT(Dashboard!D$3,,\" \"),2))),0),MATCH(Dashboard!$B15,Profiles[#Headers],0))","v":2280},{"$f":"INDEX(NQC[NQC MW],MATCH(1,(NQC[Month]=MONTH(Month&\" 1, 2000\"))*(NQC[Unit Category]=Dashboard!$B15),0))*INDEX(Profiles[],MATCH(1,(Profiles[Month]=MONTH(Month&\" 1, 2000\"))*(Profiles[Hour Ending]=INT(INDEX(_xlfn.TEXTSPLIT(Dashboard!E$3,,\" \"),2))),0),MATCH(Dashboard!$B15,Profiles[#Headers],0))","v":2280},{"$f":"INDEX(NQC[NQC MW],MATCH(1,(NQC[Month]=MONTH(Month&\" 1, 2000\"))*(NQC[Unit Category]=Dashboard!$B15),0))*INDEX(Profiles[],MATCH(1,(Profiles[Month]=MONTH(Month&\" 1, 2000\"))*(Profiles[Hour Ending]=INT(INDEX(_xlfn.TEXTSPLIT(Dashboard!F$3,,\" \"),2))),0),MATCH(Dashboard!$B15,Profiles[#Headers],0))","v":2280},{"$f":"INDEX(NQC[NQC MW],MATCH(1,(NQC[Month]=MONTH(Month&\" 1, 2000\"))*(NQC[Unit Category]=Dashboard!$B15),0))*INDEX(Profiles[],MATCH(1,(Profiles[Month]=MONTH(Month&\" 1, 2000\"))*(Profiles[Hour Ending]=INT(INDEX(_xlfn.TEXTSPLIT(Dashboard!G$3,,\" \"),2))),0),MATCH(Dashboard!$B15,Profiles[#Headers],0))","v":2280},{"$f":"INDEX(NQC[NQC MW],MATCH(1,(NQC[Month]=MONTH(Month&\" 1, 2000\"))*(NQC[Unit Category]=Dashboard!$B15),0))*INDEX(Profiles[],MATCH(1,(Profiles[Month]=MONTH(Month&\" 1, 2000\"))*(Profiles[Hour Ending]=INT(INDEX(_xlfn.TEXTSPLIT(Dashboard!H$3,,\" \"),2))),0),MATCH(Dashboard!$B15,Profiles[#Headers],0))","v":2280},{"$f":"INDEX(NQC[NQC MW],MATCH(1,(NQC[Month]=MONTH(Month&\" 1, 2000\"))*(NQC[Unit Category]=Dashboard!$B15),0))*INDEX(Profiles[],MATCH(1,(Profiles[Month]=MONTH(Month&\" 1, 2000\"))*(Profiles[Hour Ending]=INT(INDEX(_xlfn.TEXTSPLIT(Dashboard!I$3,,\" \"),2))),0),MATCH(Dashboard!$B15,Profiles[#Headers],0))","v":2280},{"$f":"INDEX(NQC[NQC MW],MATCH(1,(NQC[Month]=MONTH(Month&\" 1, 2000\"))*(NQC[Unit Category]=Dashboard!$B15),0))*INDEX(Profiles[],MATCH(1,(Profiles[Month]=MONTH(Month&\" 1, 2000\"))*(Profiles[Hour Ending]=INT(INDEX(_xlfn.TEXTSPLIT(Dashboard!J$3,,\" \"),2))),0),MATCH(Dashboard!$B15,Profiles[#Headers],0))","v":2280},{"$f":"INDEX(NQC[NQC MW],MATCH(1,(NQC[Month]=MONTH(Month&\" 1, 2000\"))*(NQC[Unit Category]=Dashboard!$B15),0))*INDEX(Profiles[],MATCH(1,(Profiles[Month]=MONTH(Month&\" 1, 2000\"))*(Profiles[Hour Ending]=INT(INDEX(_xlfn.TEXTSPLIT(Dashboard!K$3,,\" \"),2))),0),MATCH(Dashboard!$B15,Profiles[#Headers],0))","v":2280},{"$f":"INDEX(NQC[NQC MW],MATCH(1,(NQC[Month]=MONTH(Month&\" 1, 2000\"))*(NQC[Unit Category]=Dashboard!$B15),0))*INDEX(Profiles[],MATCH(1,(Profiles[Month]=MONTH(Month&\" 1, 2000\"))*(Profiles[Hour Ending]=INT(INDEX(_xlfn.TEXTSPLIT(Dashboard!L$3,,\" \"),2))),0),MATCH(Dashboard!$B15,Profiles[#Headers],0))","v":2280},{"$f":"INDEX(NQC[NQC MW],MATCH(1,(NQC[Month]=MONTH(Month&\" 1, 2000\"))*(NQC[Unit Category]=Dashboard!$B15),0))*INDEX(Profiles[],MATCH(1,(Profiles[Month]=MONTH(Month&\" 1, 2000\"))*(Profiles[Hour Ending]=INT(INDEX(_xlfn.TEXTSPLIT(Dashboard!M$3,,\" \"),2))),0),MATCH(Dashboard!$B15,Profiles[#Headers],0))","v":2280},{"$f":"INDEX(NQC[NQC MW],MATCH(1,(NQC[Month]=MONTH(Month&\" 1, 2000\"))*(NQC[Unit Category]=Dashboard!$B15),0))*INDEX(Profiles[],MATCH(1,(Profiles[Month]=MONTH(Month&\" 1, 2000\"))*(Profiles[Hour Ending]=INT(INDEX(_xlfn.TEXTSPLIT(Dashboard!N$3,,\" \"),2))),0),MATCH(Dashboard!$B15,Profiles[#Headers],0))","v":2280},{"$f":"INDEX(NQC[NQC MW],MATCH(1,(NQC[Month]=MONTH(Month&\" 1, 2000\"))*(NQC[Unit Category]=Dashboard!$B15),0))*INDEX(Profiles[],MATCH(1,(Profiles[Month]=MONTH(Month&\" 1, 2000\"))*(Profiles[Hour Ending]=INT(INDEX(_xlfn.TEXTSPLIT(Dashboard!O$3,,\" \"),2))),0),MATCH(Dashboard!$B15,Profiles[#Headers],0))","v":2280},{"$f":"INDEX(NQC[NQC MW],MATCH(1,(NQC[Month]=MONTH(Month&\" 1, 2000\"))*(NQC[Unit Category]=Dashboard!$B15),0))*INDEX(Profiles[],MATCH(1,(Profiles[Month]=MONTH(Month&\" 1, 2000\"))*(Profiles[Hour Ending]=INT(INDEX(_xlfn.TEXTSPLIT(Dashboard!P$3,,\" \"),2))),0),MATCH(Dashboard!$B15,Profiles[#Headers],0))","v":2280},{"$f":"INDEX(NQC[NQC MW],MATCH(1,(NQC[Month]=MONTH(Month&\" 1, 2000\"))*(NQC[Unit Category]=Dashboard!$B15),0))*INDEX(Profiles[],MATCH(1,(Profiles[Month]=MONTH(Month&\" 1, 2000\"))*(Profiles[Hour Ending]=INT(INDEX(_xlfn.TEXTSPLIT(Dashboard!Q$3,,\" \"),2))),0),MATCH(Dashboard!$B15,Profiles[#Headers],0))","v":2280},{"$f":"INDEX(NQC[NQC MW],MATCH(1,(NQC[Month]=MONTH(Month&\" 1, 2000\"))*(NQC[Unit Category]=Dashboard!$B15),0))*INDEX(Profiles[],MATCH(1,(Profiles[Month]=MONTH(Month&\" 1, 2000\"))*(Profiles[Hour Ending]=INT(INDEX(_xlfn.TEXTSPLIT(Dashboard!R$3,,\" \"),2))),0),MATCH(Dashboard!$B15,Profiles[#Headers],0))","v":2280},{"$f":"INDEX(NQC[NQC MW],MATCH(1,(NQC[Month]=MONTH(Month&\" 1, 2000\"))*(NQC[Unit Category]=Dashboard!$B15),0))*INDEX(Profiles[],MATCH(1,(Profiles[Month]=MONTH(Month&\" 1, 2000\"))*(Profiles[Hour Ending]=INT(INDEX(_xlfn.TEXTSPLIT(Dashboard!S$3,,\" \"),2))),0),MATCH(Dashboard!$B15,Profiles[#Headers],0))","v":2280},{"$f":"INDEX(NQC[NQC MW],MATCH(1,(NQC[Month]=MONTH(Month&\" 1, 2000\"))*(NQC[Unit Category]=Dashboard!$B15),0))*INDEX(Profiles[],MATCH(1,(Profiles[Month]=MONTH(Month&\" 1, 2000\"))*(Profiles[Hour Ending]=INT(INDEX(_xlfn.TEXTSPLIT(Dashboard!T$3,,\" \"),2))),0),MATCH(Dashboard!$B15,Profiles[#Headers],0))","v":2280},{"$f":"INDEX(NQC[NQC MW],MATCH(1,(NQC[Month]=MONTH(Month&\" 1, 2000\"))*(NQC[Unit Category]=Dashboard!$B15),0))*INDEX(Profiles[],MATCH(1,(Profiles[Month]=MONTH(Month&\" 1, 2000\"))*(Profiles[Hour Ending]=INT(INDEX(_xlfn.TEXTSPLIT(Dashboard!U$3,,\" \"),2))),0),MATCH(Dashboard!$B15,Profiles[#Headers],0))","v":2280},{"$f":"INDEX(NQC[NQC MW],MATCH(1,(NQC[Month]=MONTH(Month&\" 1, 2000\"))*(NQC[Unit Category]=Dashboard!$B15),0))*INDEX(Profiles[],MATCH(1,(Profiles[Month]=MONTH(Month&\" 1, 2000\"))*(Profiles[Hour Ending]=INT(INDEX(_xlfn.TEXTSPLIT(Dashboard!V$3,,\" \"),2))),0),MATCH(Dashboard!$B15,Profiles[#Headers],0))","v":2280},{"$f":"INDEX(NQC[NQC MW],MATCH(1,(NQC[Month]=MONTH(Month&\" 1, 2000\"))*(NQC[Unit Category]=Dashboard!$B15),0))*INDEX(Profiles[],MATCH(1,(Profiles[Month]=MONTH(Month&\" 1, 2000\"))*(Profiles[Hour Ending]=INT(INDEX(_xlfn.TEXTSPLIT(Dashboard!W$3,,\" \"),2))),0),MATCH(Dashboard!$B15,Profiles[#Headers],0))","v":2280},{"$f":"INDEX(NQC[NQC MW],MATCH(1,(NQC[Month]=MONTH(Month&\" 1, 2000\"))*(NQC[Unit Category]=Dashboard!$B15),0))*INDEX(Profiles[],MATCH(1,(Profiles[Month]=MONTH(Month&\" 1, 2000\"))*(Profiles[Hour Ending]=INT(INDEX(_xlfn.TEXTSPLIT(Dashboard!X$3,,\" \"),2))),0),MATCH(Dashboard!$B15,Profiles[#Headers],0))","v":2280},{"$f":"INDEX(NQC[NQC MW],MATCH(1,(NQC[Month]=MONTH(Month&\" 1, 2000\"))*(NQC[Unit Category]=Dashboard!$B15),0))*INDEX(Profiles[],MATCH(1,(Profiles[Month]=MONTH(Month&\" 1, 2000\"))*(Profiles[Hour Ending]=INT(INDEX(_xlfn.TEXTSPLIT(Dashboard!Y$3,,\" \"),2))),0),MATCH(Dashboard!$B15,Profiles[#Headers],0))","v":2280},{"$f":"INDEX(NQC[NQC MW],MATCH(1,(NQC[Month]=MONTH(Month&\" 1, 2000\"))*(NQC[Unit Category]=Dashboard!$B15),0))*INDEX(Profiles[],MATCH(1,(Profiles[Month]=MONTH(Month&\" 1, 2000\"))*(Profiles[Hour Ending]=INT(INDEX(_xlfn.TEXTSPLIT(Dashboard!Z$3,,\" \"),2))),0),MATCH(Dashboard!$B15,Profiles[#Headers],0))","v":2280}]
[null,"PSH",{"$f":"INDEX(Supply[Supply],MATCH(1,(Supply[Month]=MONTH(Month&\" 1, 2000\"))*(Supply[Unit Category]=Dashboard!$B16)*(Supply[Hour Ending]=INT(INDEX(_xlfn.TEXTSPLIT(Dashboard!C$3,\" \"),2))),0))","v":1457},{"$f":"INDEX(NQC[NQC MW],MATCH(1,(NQC[Month]=MONTH(Month&\" 1, 2000\"))*(NQC[Unit Category]=Dashboard!$B16),0))*INDEX(Profiles[],MATCH(1,(Profiles[Month]=MONTH(Month&\" 1, 2000\"))*(Profiles[Hour Ending]=INT(INDEX(_xlfn.TEXTSPLIT(Dashboard!D$3,,\" \"),2))),0),MATCH(Dashboard!$B16,Profiles[#Headers],0))","v":1457},{"$f":"INDEX(NQC[NQC MW],MATCH(1,(NQC[Month]=MONTH(Month&\" 1, 2000\"))*(NQC[Unit Category]=Dashboard!$B16),0))*INDEX(Profiles[],MATCH(1,(Profiles[Month]=MONTH(Month&\" 1, 2000\"))*(Profiles[Hour Ending]=INT(INDEX(_xlfn.TEXTSPLIT(Dashboard!E$3,,\" \"),2))),0),MATCH(Dashboard!$B16,Profiles[#Headers],0))","v":1457},{"$f":"INDEX(NQC[NQC MW],MATCH(1,(NQC[Month]=MONTH(Month&\" 1, 2000\"))*(NQC[Unit Category]=Dashboard!$B16),0))*INDEX(Profiles[],MATCH(1,(Profiles[Month]=MONTH(Month&\" 1, 2000\"))*(Profiles[Hour Ending]=INT(INDEX(_xlfn.TEXTSPLIT(Dashboard!F$3,,\" \"),2))),0),MATCH(Dashboard!$B16,Profiles[#Headers],0))","v":1457},{"$f":"INDEX(NQC[NQC MW],MATCH(1,(NQC[Month]=MONTH(Month&\" 1, 2000\"))*(NQC[Unit Category]=Dashboard!$B16),0))*INDEX(Profiles[],MATCH(1,(Profiles[Month]=MONTH(Month&\" 1, 2000\"))*(Profiles[Hour Ending]=INT(INDEX(_xlfn.TEXTSPLIT(Dashboard!G$3,,\" \"),2))),0),MATCH(Dashboard!$B16,Profiles[#Headers],0))","v":1457},{"$f":"INDEX(NQC[NQC MW],MATCH(1,(NQC[Month]=MONTH(Month&\" 1, 2000\"))*(NQC[Unit Category]=Dashboard!$B16),0))*INDEX(Profiles[],MATCH(1,(Profiles[Month]=MONTH(Month&\" 1, 2000\"))*(Profiles[Hour Ending]=INT(INDEX(_xlfn.TEXTSPLIT(Dashboard!H$3,,\" \"),2))),0),MATCH(Dashboard!$B16,Profiles[#Headers],0))","v":1457},{"$f":"INDEX(NQC[NQC MW],MATCH(1,(NQC[Month]=MONTH(Month&\" 1, 2000\"))*(NQC[Unit Category]=Dashboard!$B16),0))*INDEX(Profiles[],MATCH(1,(Profiles[Month]=MONTH(Month&\" 1, 2000\"))*(Profiles[Hour Ending]=INT(INDEX(_xlfn.TEXTSPLIT(Dashboard!I$3,,\" \"),2))),0),MATCH(Dashboard!$B16,Profiles[#Headers],0))","v":1457},{"$f":"INDEX(NQC[NQC MW],MATCH(1,(NQC[Month]=MONTH(Month&\" 1, 2000\"))*(NQC[Unit Category]=Dashboard!$B16),0))*INDEX(Profiles[],MATCH(1,(Profiles[Month]=MONTH(Month&\" 1, 2000\"))*(Profiles[Hour Ending]=INT(INDEX(_xlfn.TEXTSPLIT(Dashboard!J$3,,\" \"),2))),0),MATCH(Dashboard!$B16,Profiles[#Headers],0))","v":1457},{"$f":"INDEX(NQC[NQC MW],MATCH(1,(NQC[Month]=MONTH(Month&\" 1, 2000\"))*(NQC[Unit Category]=Dashboard!$B16),0))*INDEX(Profiles[],MATCH(1,(Profiles[Month]=MONTH(Month&\" 1, 2000\"))*(Profiles[Hour Ending]=INT(INDEX(_xlfn.TEXTSPLIT(Dashboard!K$3,,\" \"),2))),0),MATCH(Dashboard!$B16,Profiles[#Headers],0))","v":1457},{"$f":"INDEX(NQC[NQC MW],MATCH(1,(NQC[Month]=MONTH(Month&\" 1, 2000\"))*(NQC[Unit Category]=Dashboard!$B16),0))*INDEX(Profiles[],MATCH(1,(Profiles[Month]=MONTH(Month&\" 1, 2000\"))*(Profiles[Hour Ending]=INT(INDEX(_xlfn.TEXTSPLIT(Dashboard!L$3,,\" \"),2))),0),MATCH(Dashboard!$B16,Profiles[#Headers],0))","v":1457},{"$f":"INDEX(NQC[NQC MW],MATCH(1,(NQC[Month]=MONTH(Month&\" 1, 2000\"))*(NQC[Unit Category]=Dashboard!$B16),0))*INDEX(Profiles[],MATCH(1,(Profiles[Month]=MONTH(Month&\" 1, 2000\"))*(Profiles[Hour Ending]=INT(INDEX(_xlfn.TEXTSPLIT(Dashboard!M$3,,\" \"),2))),0),MATCH(Dashboard!$B16,Profiles[#Headers],0))","v":1457},{"$f":"INDEX(NQC[NQC MW],MATCH(1,(NQC[Month]=MONTH(Month&\" 1, 2000\"))*(NQC[Unit Category]=Dashboard!$B16),0))*INDEX(Profiles[],MATCH(1,(Profiles[Month]=MONTH(Month&\" 1, 2000\"))*(Profiles[Hour Ending]=INT(INDEX(_xlfn.TEXTSPLIT(Dashboard!N$3,,\" \"),2))),0),MATCH(Dashboard!$B16,Profiles[#Headers],0))","v":1457},{"$f":"INDEX(NQC[NQC MW],MATCH(1,(NQC[Month]=MONTH(Month&\" 1, 2000\"))*(NQC[Unit Category]=Dashboard!$B16),0))*INDEX(Profiles[],MATCH(1,(Profiles[Month]=MONTH(Month&\" 1, 2000\"))*(Profiles[Hour Ending]=INT(INDEX(_xlfn.TEXTSPLIT(Dashboard!O$3,,\" \"),2))),0),MATCH(Dashboard!$B16,Profiles[#Headers],0))","v":1457},{"$f":"INDEX(NQC[NQC MW],MATCH(1,(NQC[Month]=MONTH(Month&\" 1, 2000\"))*(NQC[Unit Category]=Dashboard!$B16),0))*INDEX(Profiles[],MATCH(1,(Profiles[Month]=MONTH(Month&\" 1, 2000\"))*(Profiles[Hour Ending]=INT(INDEX(_xlfn.TEXTSPLIT(Dashboard!P$3,,\" \"),2))),0),MATCH(Dashboard!$B16,Profiles[#Headers],0))","v":1457},{"$f":"INDEX(NQC[NQC MW],MATCH(1,(NQC[Month]=MONTH(Month&\" 1, 2000\"))*(NQC[Unit Category]=Dashboard!$B16),0))*INDEX(Profiles[],MATCH(1,(Profiles[Month]=MONTH(Month&\" 1, 2000\"))*(Profiles[Hour Ending]=INT(INDEX(_xlfn.TEXTSPLIT(Dashboard!Q$3,,\" \"),2))),0),MATCH(Dashboard!$B16,Profiles[#Headers],0))","v":1457},{"$f":"INDEX(NQC[NQC MW],MATCH(1,(NQC[Month]=MONTH(Month&\" 1, 2000\"))*(NQC[Unit Category]=Dashboard!$B16),0))*INDEX(Profiles[],MATCH(1,(Profiles[Month]=MONTH(Month&\" 1, 2000\"))*(Profiles[Hour Ending]=INT(INDEX(_xlfn.TEXTSPLIT(Dashboard!R$3,,\" \"),2))),0),MATCH(Dashboard!$B16,Profiles[#Headers],0))","v":1457},{"$f":"INDEX(NQC[NQC MW],MATCH(1,(NQC[Month]=MONTH(Month&\" 1, 2000\"))*(NQC[Unit Category]=Dashboard!$B16),0))*INDEX(Profiles[],MATCH(1,(Profiles[Month]=MONTH(Month&\" 1, 2000\"))*(Profiles[Hour Ending]=INT(INDEX(_xlfn.TEXTSPLIT(Dashboard!S$3,,\" \"),2))),0),MATCH(Dashboard!$B16,Profiles[#Headers],0))","v":1457},{"$f":"INDEX(NQC[NQC MW],MATCH(1,(NQC[Month]=MONTH(Month&\" 1, 2000\"))*(NQC[Unit Category]=Dashboard!$B16),0))*INDEX(Profiles[],MATCH(1,(Profiles[Month]=MONTH(Month&\" 1, 2000\"))*(Profiles[Hour Ending]=INT(INDEX(_xlfn.TEXTSPLIT(Dashboard!T$3,,\" \"),2))),0),MATCH(Dashboard!$B16,Profiles[#Headers],0))","v":1457},{"$f":"INDEX(NQC[NQC MW],MATCH(1,(NQC[Month]=MONTH(Month&\" 1, 2000\"))*(NQC[Unit Category]=Dashboard!$B16),0))*INDEX(Profiles[],MATCH(1,(Profiles[Month]=MONTH(Month&\" 1, 2000\"))*(Profiles[Hour Ending]=INT(INDEX(_xlfn.TEXTSPLIT(Dashboard!U$3,,\" \"),2))),0),MATCH(Dashboard!$B16,Profiles[#Headers],0))","v":1457},{"$f":"INDEX(NQC[NQC MW],MATCH(1,(NQC[Month]=MONTH(Month&\" 1, 2000\"))*(NQC[Unit Category]=Dashboard!$B16),0))*INDEX(Profiles[],MATCH(1,(Profiles[Month]=MONTH(Month&\" 1, 2000\"))*(Profiles[Hour Ending]=INT(INDEX(_xlfn.TEXTSPLIT(Dashboard!V$3,,\" \"),2))),0),MATCH(Dashboard!$B16,Profiles[#Headers],0))","v":1457},{"$f":"INDEX(NQC[NQC MW],MATCH(1,(NQC[Month]=MONTH(Month&\" 1, 2000\"))*(NQC[Unit Category]=Dashboard!$B16),0))*INDEX(Profiles[],MATCH(1,(Profiles[Month]=MONTH(Month&\" 1, 2000\"))*(Profiles[Hour Ending]=INT(INDEX(_xlfn.TEXTSPLIT(Dashboard!W$3,,\" \"),2))),0),MATCH(Dashboard!$B16,Profiles[#Headers],0))","v":1457},{"$f":"INDEX(NQC[NQC MW],MATCH(1,(NQC[Month]=MONTH(Month&\" 1, 2000\"))*(NQC[Unit Category]=Dashboard!$B16),0))*INDEX(Profiles[],MATCH(1,(Profiles[Month]=MONTH(Month&\" 1, 2000\"))*(Profiles[Hour Ending]=INT(INDEX(_xlfn.TEXTSPLIT(Dashboard!X$3,,\" \"),2))),0),MATCH(Dashboard!$B16,Profiles[#Headers],0))","v":1457},{"$f":"INDEX(NQC[NQC MW],MATCH(1,(NQC[Month]=MONTH(Month&\" 1, 2000\"))*(NQC[Unit Category]=Dashboard!$B16),0))*INDEX(Profiles[],MATCH(1,(Profiles[Month]=MONTH(Month&\" 1, 2000\"))*(Profiles[Hour Ending]=INT(INDEX(_xlfn.TEXTSPLIT(Dashboard!Y$3,,\" \"),2))),0),MATCH(Dashboard!$B16,Profiles[#Headers],0))","v":1457},{"$f":"INDEX(NQC[NQC MW],MATCH(1,(NQC[Month]=MONTH(Month&\" 1, 2000\"))*(NQC[Unit Category]=Dashboard!$B16),0))*INDEX(Profiles[],MATCH(1,(Profiles[Month]=MONTH(Month&\" 1, 2000\"))*(Profiles[Hour Ending]=INT(INDEX(_xlfn.TEXTSPLIT(Dashboard!Z$3,,\" \"),2))),0),MATCH(Dashboard!$B16,Profiles[#Headers],0))","v":1457}]
[null,"Storage",{"$f":"INDEX(StorageAllocation[Storage (MW)],MATCH(1,(StorageAllocation[Month]=MONTH(Month&\" 1, 2000\"))*(StorageAllocation[Hour Ending]=INT(INDEX(_xlfn.TEXTSPLIT(Dashboard!C$3,\" \"),2))),0))","v":2221.1390687097446},{"$f":"INDEX(StorageAllocation[Storage (MW)],MATCH(1,(StorageAllocation[Month]=MONTH(Month&\" 1, 2000\"))*(StorageAllocation[Hour Ending]=INT(INDEX(_xlfn.TEXTSPLIT(Dashboard!D$3,\" \"),2))),0))","v":653.91442819056829},{"$f":"INDEX(StorageAllocation[Storage (MW)],MATCH(1,(StorageAllocation[Month]=MONTH(Month&\" 1, 2000\"))*(StorageAllocation[Hour Ending]=INT(INDEX(_xlfn.TEXTSPLIT(Dashboard!E$3,\" \"),2))),0))","v":0},{"$f":"INDEX(StorageAllocation[Storage (MW)],MATCH(1,(StorageAllocation[Month]=MONTH(Month&\" 1, 2000\"))*(StorageAllocation[Hour Ending]=INT(INDEX(_xlfn.TEXTSPLIT(Dashboard!F$3,\" \"),2))),0))","v":0},{"$f":"INDEX(StorageAllocation[Storage (MW)],MATCH(1,(StorageAllocation[Month]=MONTH(Month&\" 1, 2000\"))*(StorageAllocation[Hour Ending]=INT(INDEX(_xlfn.TEXTSPLIT(Dashboard!G$3,\" \"),2))),0))","v":0},{"$f":"INDEX(StorageAllocation[Storage (MW)],MATCH(1,(StorageAllocation[Month]=MONTH(Month&\" 1, 2000\"))*(StorageAllocation[Hour Ending]=INT(INDEX(_xlfn.TEXTSPLIT(Dashboard!H$3,\" \"),2))),0))","v":1147.2687198385102},{"$f":"INDEX(StorageAllocation[Storage (MW)],MATCH(1,(StorageAllocation[Month]=MONTH(Month&\" 1, 2000\"))*(StorageAllocation[Hour Ending]=INT(INDEX(_xlfn.TEXTSPLIT(Dashboard!I$3,\" \"),2))),0))","v":4194.1450093712701},{"$f":"INDEX(StorageAllocation[Storage (MW)],MATCH(1,(StorageAllocation[Month]=MONTH(Month&\" 1, 2000\"))*(StorageAllocation[Hour Ending]=INT(INDEX(_xlfn.TEXTSPLIT(Dashboard!J$3,\" \"),2))),0))","v":4145.0833182207061},{"$f":"INDEX(StorageAllocation[Storage (MW)],MATCH(1,(StorageAllocation[Month]=MONTH(Month&\" 1, 2000\"))*(StorageAllocation[Hour Ending]=INT(INDEX(_xlfn.TEXTSPLIT(Dashboard!K$3,\" \"),2))),0))","v":0},{"$f":"INDEX(StorageAllocation[Storage (MW)],MATCH(1,(StorageAllocation[Month]=MONTH(Month&\" 1, 2000\"))*(StorageAllocation[Hour Ending]=INT(INDEX(_xlfn.TEXTSPLIT(Dashboard!L$3,\" \"),2))),0))","v":0},{"$f":"INDEX(StorageAllocation[Storage (MW)],MATCH(1,(StorageAllocation[Month]=MONTH(Month&\" 1, 2000\"))*(StorageAllocation[Hour Ending]=INT(INDEX(_xlfn.TEXTSPLIT(Dashboard!M$3,\" \"),2))),0))","v":0},{"$f":"INDEX(StorageAllocation[Storage (MW)],MATCH(1,(StorageAllocation[Month]=MONTH(Month&\" 1, 2000\"))*(StorageAllocation[Hour Ending]=INT(INDEX(_xlfn.TEXTSPLIT(Dashboard!N$3,\" \"),2))),0))","v":0},{"$f":"INDEX(StorageAllocation[Storage (MW)],MATCH(1,(StorageAllocation[Month]=MONTH(Month&\" 1, 2000\"))*(StorageAllocation[Hour Ending]=INT(INDEX(_xlfn.TEXTSPLIT(Dashboard!O$3,\" \"),2))),0))","v":0},{"$f":"INDEX(StorageAllocation[Storage (MW)],MATCH(1,(StorageAllocation[Month]=MONTH(Month&\" 1, 2000\"))*(StorageAllocation[Hour Ending]=INT(INDEX(_xlfn.TEXTSPLIT(Dashboard!P$3,\" \"),2))),0))","v":0},{"$f":"INDEX(StorageAllocation[Storage (MW)],MATCH(1,(StorageAllocation[Month]=MONTH(Month&\" 1, 2000\"))*(StorageAllocation[Hour Ending]=INT(INDEX(_xlfn.TEXTSPLIT(Dashboard!Q$3,\" \"),2))),0))","v":0},{"$f":"INDEX(StorageAllocation[Storage (MW)],MATCH(1,(StorageAllocation[Month]=MONTH(Month&\" 1, 2000\"))*(StorageAllocation[Hour Ending]=INT(INDEX(_xlfn.TEXTSPLIT(Dashboard!R$3,\" \"),2))),0))","v":0},{"$f":"INDEX(StorageAllocation[Storage (MW)],MATCH(1,(StorageAllocation[Month]=MONTH(Month&\" 1, 2000\"))*(StorageAllocation[Hour Ending]=INT(INDEX(_xlfn.TEXTSPLIT(Dashboard!S$3,\" \"),2))),0))","v":2775.9532570214578},{"$f":"INDEX(StorageAllocation[Storage (MW)],MATCH(1,(StorageAllocation[Month]=MONTH(Month&\" 1, 2000\"))*(StorageAllocation[Hour Ending]=INT(INDEX(_xlfn.TEXTSPLIT(Dashboard!T$3,\" \"),2))),0))","v":5761.1952338089468},{"$f":"INDEX(StorageAllocation[Storage (MW)],MATCH(1,(StorageAllocation[Month]=MONTH(Month&\" 1, 2000\"))*(StorageAllocation[Hour Ending]=INT(INDEX(_xlfn.TEXTSPLIT(Dashboard!U$3,\" \"),2))),0))","v":5886.2364871835962},{"$f":"INDEX(StorageAllocation[Storage (MW)],MATCH(1,(StorageAllocation[Month]=MONTH(Month&\" 1, 2000\"))*(StorageAllocation[Hour Ending]=INT(INDEX(_xlfn.TEXTSPLIT(Dashboard!V$3,\" \"),2))),0))","v":5774.5236475182246},{"$f":"INDEX(StorageAllocation[Storage (MW)],MATCH(1,(StorageAllocation[Month]=MONTH(Month&\" 1, 2000\"))*(StorageAllocation[Hour Ending]=INT(INDEX(_xlfn.TEXTSPLIT(Dashboard!W$3,\" \"),2))),0))","v":5113.5076537698042},{"$f":"INDEX(StorageAllocation[Storage (MW)],MATCH(1,(StorageAllocation[Month]=MONTH(Month&\" 1, 2000\"))*(StorageAllocation[Hour Ending]=INT(INDEX(_xlfn.TEXTSPLIT(Dashboard!X$3,\" \"),2))),0))","v":6095.9481677894},{"$f":"INDEX(StorageAllocation[Storage (MW)],MATCH(1,(StorageAllocation[Month]=MONTH(Month&\" 1, 2000\"))*(StorageAllocation[Hour Ending]=INT(INDEX(_xlfn.TEXTSPLIT(Dashboard!Y$3,\" \"),2))),0))","v":4832.600548848277},{"$f":"INDEX(StorageAllocation[Storage (MW)],MATCH(1,(StorageAllocation[Month]=MONTH(Month&\" 1, 2000\"))*(StorageAllocation[Hour Ending]=INT(INDEX(_xlfn.TEXTSPLIT(Dashboard!Z$3,\" \"),2))),0))","v":3869.295985894445}]
[null,"Solar Fixed_Norcal",{"$f":"INDEX(Supply[Supply],MATCH(1,(Supply[Month]=MONTH(Month&\" 1, 2000\"))*(Supply[Unit Category]=Dashboard!$B18)*(Supply[Hour Ending]=INT(INDEX(_xlfn.TEXTSPLIT(Dashboard!C$3,\" \"),2))),0))","v":0},{"$f":"INDEX(NQC[NQC MW],MATCH(1,(NQC[Month]=MONTH(Month&\" 1, 2000\"))*(NQC[Unit Category]=Dashboard!$B18),0))*INDEX(Profiles[],MATCH(1,(Profiles[Month]=MONTH(Month&\" 1, 2000\"))*(Profiles[Hour Ending]=INT(INDEX(_xlfn.TEXTSPLIT(Dashboard!D$3,,\" \"),2))),0),MATCH(Dashboard!$B18,Profiles[#Headers],0))","v":0},{"$f":"INDEX(NQC[NQC MW],MATCH(1,(NQC[Month]=MONTH(Month&\" 1, 2000\"))*(NQC[Unit Category]=Dashboard!$B18),0))*INDEX(Profiles[],MATCH(1,(Profiles[Month]=MONTH(Month&\" 1, 2000\"))*(Profiles[Hour Ending]=INT(INDEX(_xlfn.TEXTSPLIT(Dashboard!E$3,,\" \"),2))),0),MATCH(Dashboard!$B18,Profiles[#Headers],0))","v":0},{"$f":"INDEX(NQC[NQC MW],MATCH(1,(NQC[Month]=MONTH(Month&\" 1, 2000\"))*(NQC[Unit Category]=Dashboard!$B18),0))*INDEX(Profiles[],MATCH(1,(Profiles[Month]=MONTH(Month&\" 1, 2000\"))*(Profiles[Hour Ending]=INT(INDEX(_xlfn.TEXTSPLIT(Dashboard!F$3,,\" \"),2))),0),MATCH(Dashboard!$B18,Profiles[#Headers],0))","v":0},{"$f":"INDEX(NQC[NQC MW],MATCH(1,(NQC[Month]=MONTH(Month&\" 1, 2000\"))*(NQC[Unit Category]=Dashboard!$B18),0))*INDEX(Profiles[],MATCH(1,(Profiles[Month]=MONTH(Month&\" 1, 2000\"))*(Profiles[Hour Ending]=INT(INDEX(_xlfn.TEXTSPLIT(Dashboard!G$3,,\" \"),2))),0),MATCH(Dashboard!$B18,Profiles[#Headers],0))","v":0},{"$f":"INDEX(NQC[NQC MW],MATCH(1,(NQC[Month]=MONTH(Month&\" 1, 2000\"))*(NQC[Unit Category]=Dashboard!$B18),0))*INDEX(Profiles[],MATCH(1,(Profiles[Month]=MONTH(Month&\" 1, 2000\"))*(Profiles[Hour Ending]=INT(INDEX(_xlfn.TEXTSPLIT(Dashboard!H$3,,\" \"),2))),0),MATCH(Dashboard!$B18,Profiles[#Headers],0))","v":0},{"$f":"INDEX(NQC[NQC MW],MATCH(1,(NQC[Month]=MONTH(Month&\" 1, 2000\"))*(NQC[Unit Category]=Dashboard!$B18),0))*INDEX(Profiles[],MATCH(1,(Profiles[Month]=MONTH(Month&\" 1, 2000\"))*(Profiles[Hour Ending]=INT(INDEX(_xlfn.TEXTSPLIT(Dashboard!I$3,,\" \"),2))),0),MATCH(Dashboard!$B18,Profiles[#Headers],0))","v":0},{"$f":"INDEX(NQC[NQC MW],MATCH(1,(NQC[Month]=MONTH(Month&\" 1, 2000\"))*(NQC[Unit Category]=Dashboard!$B18),0))*INDEX(Profiles[],MATCH(1,(Profiles[Month]=MONTH(Month&\" 1, 2000\"))*(Profiles[Hour Ending]=INT(INDEX(_xlfn.TEXTSPLIT(Dashboard!J$3,,\" \"),2))),0),MATCH(Dashboard!$B18,Profiles[#Headers],0))","v":68.981012055617811},{"$f":"INDEX(NQC[NQC MW],MATCH(1,(NQC[Month]=MONTH(Month&\" 1, 2000\"))*(NQC[Unit Category]=Dashboard!$B18),0))*INDEX(Profiles[],MATCH(1,(Profiles[Month]=MONTH(Month&\" 1, 2000\"))*(Profiles[Hour Ending]=INT(INDEX(_xlfn.TEXTSPLIT(Dashboard!K$3,,\" \"),2))),0),MATCH(Dashboard!$B18,Profiles[#Headers],0))","v":358.554611971405},{"$f":"INDEX(NQC[NQC MW],MATCH(1,(NQC[Month]=MONTH(Month&\" 1, 2000\"))*(NQC[Unit Category]=Dashboard!$B18),0))*INDEX(Profiles[],MATCH(1,(Profiles[Month]=MONTH(Month&\" 1, 2000\"))*(Profiles[Hour Ending]=INT(INDEX(_xlfn.TEXTSPLIT(Dashboard!L$3,,\" \"),2))),0),MATCH(Dashboard!$B18,Profiles[#Headers],0))","v":695.82832584489245},{"$f":"INDEX(NQC[NQC MW],MATCH(1,(NQC[Month]=MONTH(Month&\" 1, 2000\"))*(NQC[Unit Category]=Dashboard!$B18),0))*INDEX(Profiles[],MATCH(1,(Profiles[Month]=MONTH(Month&\" 1, 2000\"))*(Profiles[Hour Ending]=INT(INDEX(_xlfn.TEXTSPLIT(Dashboard!M$3,,\" \"),2))),0),MATCH(Dashboard!$B18,Profiles[#Headers],0))","v":881.50688888913612},{"$f":"INDEX(NQC[NQC MW],MATCH(1,(NQC[Month]=MONTH(Month&\" 1, 2000\"))*(NQC[Unit Category]=Dashboard!$B18),0))*INDEX(Profiles[],MATCH(1,(Profiles[Month]=MONTH(Month&\" 1, 2000\"))*(Profiles[Hour Ending]=INT(INDEX(_xlfn.TEXTSPLIT(Dashboard!N$3,,\" \"),2))),0),MATCH(Dashboard!$B18,Profiles[#Headers],0))","v":965.51526169819306},{"$f":"INDEX(NQC[NQC MW],MATCH(1,(NQC[Month]=MONTH(Month&\" 1, 2000\"))*(NQC[Unit Category]=Dashboard!$B18),0))*INDEX(Profiles[],MATCH(1,(Profiles[Month]=MONTH(Month&\" 1, 2000\"))*(Profiles[Hour Ending]=INT(INDEX(_xlfn.TEXTSPLIT(Dashboard!O$3,,\" \"),2))),0),MATCH(Dashboard!$B18,Profiles[#Headers],0))","v":941.34723259748466},{"$f":"INDEX(NQC[NQC MW],MATCH(1,(NQC[Month]=MONTH(Month&\" 1, 2000\"))*(NQC[Unit Category]=Dashboard!$B18),0))*INDEX(Profiles[],MATCH(1,(Profiles[Month]=MONTH(Month&\" 1, 2000\"))*(Profiles[Hour Ending]=INT(INDEX(_xlfn.TEXTSPLIT(Dashboard!P$3,,\" \"),2))),0),MATCH(Dashboard!$B18,Profiles[#Headers],0))","v":869.27845555433339},{"$f":"INDEX(NQC[NQC MW],MATCH(1,(NQC[Month]=MONTH(Month&\" 1, 2000\"))*(NQC[Unit Category]=Dashboard!$B18),0))*INDEX(Profiles[],MATCH(1,(Profiles[Month]=MONTH(Month&\" 1, 2000\"))*(Profiles[Hour Ending]=INT(INDEX(_xlfn.TEXTSPLIT(Dashboard!Q$3,,\" \"),2))),0),MATCH(Dashboard!$B18,Profiles[#Headers],0))","v":750.03431935016522},{"$f":"INDEX(NQC[NQC MW],MATCH(1,(NQC[Month]=MONTH(Month&\" 1, 2000\"))*(NQC[Unit Category]=Dashboard!$B18),0))*INDEX(Profiles[],MATCH(1,(Profiles[Month]=MONTH(Month&\" 1, 2000\"))*(Profiles[Hour Ending]=INT(INDEX(_xlfn.TEXTSPLIT(Dashboard!R$3,,\" \"),2))),0),MATCH(Dashboard!$B18,Profiles[#Headers],0))","v":423.38187973161712},{"$f":"INDEX(NQC[NQC MW],MATCH(1,(NQC[Month]=MONTH(Month&\" 1, 2000\"))*(NQC[Unit Category]=Dashboard!$B18),0))*INDEX(Profiles[],MATCH(1,(Profiles[Month]=MONTH(Month&\" 1, 2000\"))*(Profiles[Hour Ending]=INT(INDEX(_xlfn.TEXTSPLIT(Dashboard!S$3,,\" \"),2))),0),MATCH(Dashboard!$B18,Profiles[#Headers],0))","v":53.870370511191211},{"$f":"INDEX(NQC[NQC MW],MATCH(1,(NQC[Month]=MONTH(Month&\" 1, 2000\"))*(NQC[Unit Category]=Dashboard!$B18),0))*INDEX(Profiles[],MATCH(1,(Profiles[Month]=MONTH(Month&\" 1, 2000\"))*(Profiles[Hour Ending]=INT(INDEX(_xlfn.TEXTSPLIT(Dashboard!T$3,,\" \"),2))),0),MATCH(Dashboard!$B18,Profiles[#Headers],0))","v":0},{"$f":"INDEX(NQC[NQC MW],MATCH(1,(NQC[Month]=MONTH(Month&\" 1, 2000\"))*(NQC[Unit Category]=Dashboard!$B18),0))*INDEX(Profiles[],MATCH(1,(Profiles[Month]=MONTH(Month&\" 1, 2000\"))*(Profiles[Hour Ending]=INT(INDEX(_xlfn.TEXTSPLIT(Dashboard!U$3,,\" \"),2))),0),MATCH(Dashboard!$B18,Profiles[#Headers],0))","v":0},{"$f":"INDEX(NQC[NQC MW],MATCH(1,(NQC[Month]=MONTH(Month&\" 1, 2000\"))*(NQC[Unit Category]=Dashboard!$B18),0))*INDEX(Profiles[],MATCH(1,(Profiles[Month]=MONTH(Month&\" 1, 2000\"))*(Profiles[Hour Ending]=INT(INDEX(_xlfn.TEXTSPLIT(Dashboard!V$3,,\" \"),2))),0),MATCH(Dashboard!$B18,Profiles[#Headers],0))","v":0},{"$f":"INDEX(NQC[NQC MW],MATCH(1,(NQC[Month]=MONTH(Month&\" 1, 2000\"))*(NQC[Unit Category]=Dashboard!$B18),0))*INDEX(Profiles[],MATCH(1,(Profiles[Month]=MONTH(Month&\" 1, 2000\"))*(Profiles[Hour Ending]=INT(INDEX(_xlfn.TEXTSPLIT(Dashboard!W$3,,\" \"),2))),0),MATCH(Dashboard!$B18,Profiles[#Headers],0))","v":0},{"$f":"INDEX(NQC[NQC MW],MATCH(1,(NQC[Month]=MONTH(Month&\" 1, 2000\"))*(NQC[Unit Category]=Dashboard!$B18),0))*INDEX(Profiles[],MATCH(1,(Profiles[Month]=MONTH(Month&\" 1, 2000\"))*(Profiles[Hour Ending]=INT(INDEX(_xlfn.TEXTSPLIT(Dashboard!X$3,,\" \"),2))),0),MATCH(Dashboard!$B18,Profiles[#Headers],0))","v":0},{"$f":"INDEX(NQC[NQC MW],MATCH(1,(NQC[Month]=MONTH(Month&\" 1, 2000\"))*(NQC[Unit Category]=Dashboard!$B18),0))*INDEX(Profiles[],MATCH(1,(Profiles[Month]=MONTH(Month&\" 1, 2000\"))*(Profiles[Hour Ending]=INT(INDEX(_xlfn.TEXTSPLIT(Dashboard!Y$3,,\" \"),2))),0),MATCH(Dashboard!$B18,Profiles[#Headers],0))","v":0},{"$f":"INDEX(NQC[NQC MW],MATCH(1,(NQC[Month]=MONTH(Month&\" 1, 2000\"))*(NQC[Unit Category]=Dashboard!$B18),0))*INDEX(Profiles[],MATCH(1,(Profiles[Month]=MONTH(Month&\" 1, 2000\"))*(Profiles[Hour Ending]=INT(INDEX(_xlfn.TEXTSPLIT(Dashboard!Z$3,,\" \"),2))),0),MATCH(Dashboard!$B18,Profiles[#Headers],0))","v":0}]
[null,"Solar Fixed_Socal",{"$f":"INDEX(Supply[Supply],MATCH(1,(Supply[Month]=MONTH(Month&\" 1, 2000\"))*(Supply[Unit Category]=Dashboard!$B19)*(Supply[Hour Ending]=INT(INDEX(_xlfn.TEXTSPLIT(Dashboard!C$3,\" \"),2))),0))","v":2.4912686178664755E-3},{"$f":"INDEX(NQC[NQC MW],MATCH(1,(NQC[Month]=MONTH(Month&\" 1, 2000\"))*(NQC[Unit Category]=Dashboard!$B19),0))*INDEX(Profiles[],MATCH(1,(Profiles[Month]=MONTH(Month&\" 1, 2000\"))*(Profiles[Hour Ending]=INT(INDEX(_xlfn.TEXTSPLIT(Dashboard!D$3,,\" \"),2))),0),MATCH(Dashboard!$B19,Profiles[#Headers],0))","v":-1.7179456272862315E-4},{"$f":"INDEX(NQC[NQC MW],MATCH(1,(NQC[Month]=MONTH(Month&\" 1, 2000\"))*(NQC[Unit Category]=Dashboard!$B19),0))*INDEX(Profiles[],MATCH(1,(Profiles[Month]=MONTH(Month&\" 1, 2000\"))*(Profiles[Hour Ending]=INT(INDEX(_xlfn.TEXTSPLIT(Dashboard!E$3,,\" \"),2))),0),MATCH(Dashboard!$B19,Profiles[#Headers],0))","v":-2.6738129186944554E-3},{"$f":"INDEX(NQC[NQC MW],MATCH(1,(NQC[Month]=MONTH(Month&\" 1, 2000\"))*(NQC[Unit Category]=Dashboard!$B19),0))*INDEX(Profiles[],MATCH(1,(Profiles[Month]=MONTH(Month&\" 1, 2000\"))*(Profiles[Hour Ending]=INT(INDEX(_xlfn.TEXTSPLIT(Dashboard!F$3,,\" \"),2))),0),MATCH(Dashboard!$B19,Profiles[#Headers],0))","v":-3.2896221116208257E-3},{"$f":"INDEX(NQC[NQC MW],MATCH(1,(NQC[Month]=MONTH(Month&\" 1, 2000\"))*(NQC[Unit Category]=Dashboard!$B19),0))*INDEX(Profiles[],MATCH(1,(Profiles[Month]=MONTH(Month&\" 1, 2000\"))*(Profiles[Hour Ending]=INT(INDEX(_xlfn.TEXTSPLIT(Dashboard!G$3,,\" \"),2))),0),MATCH(Dashboard!$B19,Profiles[#Headers],0))","v":-1.8671906586418135E-3},{"$f":"INDEX(NQC[NQC MW],MATCH(1,(NQC[Month]=MONTH(Month&\" 1, 2000\"))*(NQC[Unit Category]=Dashboard!$B19),0))*INDEX(Profiles[],MATCH(1,(Profiles[Month]=MONTH(Month&\" 1, 2000\"))*(Profiles[Hour Ending]=INT(INDEX(_xlfn.TEXTSPLIT(Dashboard!H$3,,\" \"),2))),0),MATCH(Dashboard!$B19,Profiles[#Headers],0))","v":-9.584664882459769E-4},{"$f":"INDEX(NQC[NQC MW],MATCH(1,(NQC[Month]=MONTH(Month&\" 1, 2000\"))*(NQC[Unit Category]=Dashboard!$B19),0))*INDEX(Profiles[],MATCH(1,(Profiles[Month]=MONTH(Month&\" 1, 2000\"))*(Profiles[Hour Ending]=INT(INDEX(_xlfn.TEXTSPLIT(Dashboard!I$3,,\" \"),2))),0),MATCH(Dashboard!$B19,Profiles[#Headers],0))","v":15.616933022391045},{"$f":"INDEX(NQC[NQC MW],MATCH(1,(NQC[Month]=MONTH(Month&\" 1, 2000\"))*(NQC[Unit Category]=Dashboard!$B19),0))*INDEX(Profiles[],MATCH(1,(Profiles[Month]=MONTH(Month&\" 1, 2000\"))*(Profiles[Hour Ending]=INT(INDEX(_xlfn.TEXTSPLIT(Dashboard!J$3,,\" \"),2))),0),MATCH(Dashboard!$B19,Profiles[#Headers],0))","v":561.01102576620997},{"$f":"INDEX(NQC[NQC MW],MATCH(1,(NQC[Month]=MONTH(Month&\" 1, 2000\"))*(NQC[Unit Category]=Dashboard!$B19),0))*INDEX(Profiles[],MATCH(1,(Profiles[Month]=MONTH(Month&\" 1, 2000\"))*(Profiles[Hour Ending]=INT(INDEX(_xlfn.TEXTSPLIT(Dashboard!K$3,,\" \"),2))),0),MATCH(Dashboard!$B19,Profiles[#Headers],0))","v":1633.7133217543201},{"$f":"INDEX(NQC[NQC MW],MATCH(1,(NQC[Month]=MONTH(Month&\" 1, 2000\"))*(NQC[Unit Category]=Dashboard!$B19),0))*INDEX(Profiles[],MATCH(1,(Profiles[Month]=MONTH(Month&\" 1, 2000\"))*(Profiles[Hour Ending]=INT(INDEX(_xlfn.TEXTSPLIT(Dashboard!L$3,,\" \"),2))),0),MATCH(Dashboard!$B19,Profiles[#Headers],0))","v":2207.9689986090143},{"$f":"INDEX(NQC[NQC MW],MATCH(1,(NQC[Month]=MONTH(Month&\" 1, 2000\"))*(NQC[Unit Category]=Dashboard!$B19),0))*INDEX(Profiles[],MATCH(1,(Profiles[Month]=MONTH(Month&\" 1, 2000\"))*(Profiles[Hour Ending]=INT(INDEX(_xlfn.TEXTSPLIT(Dashboard!M$3,,\" \"),2))),0),MATCH(Dashboard!$B19,Profiles[#Headers],0))","v":2403.7247598613208},{"$f":"INDEX(NQC[NQC MW],MATCH(1,(NQC[Month]=MONTH(Month&\" 1, 2000\"))*(NQC[Unit Category]=Dashboard!$B19),0))*INDEX(Profiles[],MATCH(1,(Profiles[Month]=MONTH(Month&\" 1, 2000\"))*(Profiles[Hour Ending]=INT(INDEX(_xlfn.TEXTSPLIT(Dashboard!N$3,,\" \"),2))),0),MATCH(Dashboard!$B19,Profiles[#Headers],0))","v":2534.7977580717529},{"$f":"INDEX(NQC[NQC MW],MATCH(1,(NQC[Month]=MONTH(Month&\" 1, 2000\"))*(NQC[Unit Category]=Dashboard!$B19),0))*INDEX(Profiles[],MATCH(1,(Profiles[Month]=MONTH(Month&\" 1, 2000\"))*(Profiles[Hour Ending]=INT(INDEX(_xlfn.TEXTSPLIT(Dashboard!O$3,,\" \"),2))),0),MATCH(Dashboard!$B19,Profiles[#Headers],0))","v":2506.627080997027},{"$f":"INDEX(NQC[NQC MW],MATCH(1,(NQC[Month]=MONTH(Month&\" 1, 2000\"))*(NQC[Unit Category]=Dashboard!$B19),0))*INDEX(Profiles[],MATCH(1,(Profiles[Month]=MONTH(Month&\" 1, 2000\"))*(Profiles[Hour Ending]=INT(INDEX(_xlfn.TEXTSPLIT(Dashboard!P$3,,\" \"),2))),0),MATCH(Dashboard!$B19,Profiles[#Headers],0))","v":2294.3287277602099},{"$f":"INDEX(NQC[NQC MW],MATCH(1,(NQC[Month]=MONTH(Month&\" 1, 2000\"))*(NQC[Unit Category]=Dashboard!$B19),0))*INDEX(Profiles[],MATCH(1,(Profiles[Month]=MONTH(Month&\" 1, 2000\"))*(Profiles[Hour Ending]=INT(INDEX(_xlfn.TEXTSPLIT(Dashboard!Q$3,,\" \"),2))),0),MATCH(Dashboard!$B19,Profiles[#Headers],0))","v":1801.2572413933588},{"$f":"INDEX(NQC[NQC MW],MATCH(1,(NQC[Month]=MONTH(Month&\" 1, 2000\"))*(NQC[Unit Category]=Dashboard!$B19),0))*INDEX(Profiles[],MATCH(1,(Profiles[Month]=MONTH(Month&\" 1, 2000\"))*(Profiles[Hour Ending]=INT(INDEX(_xlfn.TEXTSPLIT(Dashboard!R$3,,\" \"),2))),0),MATCH(Dashboard!$B19,Profiles[#Headers],0))","v":830.87683531028858},{"$f":"INDEX(NQC[NQC MW],MATCH(1,(NQC[Month]=MONTH(Month&\" 1, 2000\"))*(NQC[Unit Category]=Dashboard!$B19),0))*INDEX(Profiles[],MATCH(1,(Profiles[Month]=MONTH(Month&\" 1, 2000\"))*(Profiles[Hour Ending]=INT(INDEX(_xlfn.TEXTSPLIT(Dashboard!S$3,,\" \"),2))),0),MATCH(Dashboard!$B19,Profiles[#Headers],0))","v":52.623657719853433},{"$f":"INDEX(NQC[NQC MW],MATCH(1,(NQC[Month]=MONTH(Month&\" 1, 2000\"))*(NQC[Unit Category]=Dashboard!$B19),0))*INDEX(Profiles[],MATCH(1,(Profiles[Month]=MONTH(Month&\" 1, 2000\"))*(Profiles[Hour Ending]=INT(INDEX(_xlfn.TEXTSPLIT(Dashboard!T$3,,\" \"),2))),0),MATCH(Dashboard!$B19,Profiles[#Headers],0))","v":2.7062248427389531E-2},{"$f":"INDEX(NQC[NQC MW],MATCH(1,(NQC[Month]=MONTH(Month&\" 1, 2000\"))*(NQC[Unit Category]=Dashboard!$B19),0))*INDEX(Profiles[],MATCH(1,(Profiles[Month]=MONTH(Month&\" 1, 2000\"))*(Profiles[Hour Ending]=INT(INDEX(_xlfn.TEXTSPLIT(Dashboard!U$3,,\" \"),2))),0),MATCH(Dashboard!$B19,Profiles[#Headers],0))","v":2.4905856225423725E-2},{"$f":"INDEX(NQC[NQC MW],MATCH(1,(NQC[Month]=MONTH(Month&\" 1, 2000\"))*(NQC[Unit Category]=Dashboard!$B19),0))*INDEX(Profiles[],MATCH(1,(Profiles[Month]=MONTH(Month&\" 1, 2000\"))*(Profiles[Hour Ending]=INT(INDEX(_xlfn.TEXTSPLIT(Dashboard!V$3,,\" \"),2))),0),MATCH(Dashboard!$B19,Profiles[#Headers],0))","v":2.6902709191490428E-2},{"$f":"INDEX(NQC[NQC MW],MATCH(1,(NQC[Month]=MONTH(Month&\" 1, 2000\"))*(NQC[Unit Category]=Dashboard!$B19),0))*INDEX(Profiles[],MATCH(1,(Profiles[Month]=MONTH(Month&\" 1, 2000\"))*(Profiles[Hour Ending]=INT(INDEX(_xlfn.TEXTSPLIT(Dashboard!W$3,,\" \"),2))),0),MATCH(Dashboard!$B19,Profiles[#Headers],0))","v":2.5067649197071225E-2},{"$f":"INDEX(NQC[NQC MW],MATCH(1,(NQC[Month]=MONTH(Month&\" 1, 2000\"))*(NQC[Unit Category]=Dashboard!$B19),0))*INDEX(Profiles[],MATCH(1,(Profiles[Month]=MONTH(Month&\" 1, 2000\"))*(Profiles[Hour Ending]=INT(INDEX(_xlfn.TEXTSPLIT(Dashboard!X$3,,\" \"),2))),0),MATCH(Dashboard!$B19,Profiles[#Headers],0))","v":2.1795945451448352E-2},{"$f":"INDEX(NQC[NQC MW],MATCH(1,(NQC[Month]=MONTH(Month&\" 1, 2000\"))*(NQC[Unit Category]=Dashboard!$B19),0))*INDEX(Profiles[],MATCH(1,(Profiles[Month]=MONTH(Month&\" 1, 2000\"))*(Profiles[Hour Ending]=INT(INDEX(_xlfn.TEXTSPLIT(Dashboard!Y$3,,\" \"),2))),0),MATCH(Dashboard!$B19,Profiles[#Headers],0))","v":1.4750247102608352E-2},{"$f":"INDEX(NQC[NQC MW],MATCH(1,(NQC[Month]=MONTH(Month&\" 1, 2000\"))*(NQC[Unit Category]=Dashboard!$B19),0))*INDEX(Profiles[],MATCH(1,(Profiles[Month]=MONTH(Month&\" 1, 2000\"))*(Profiles[Hour Ending]=INT(INDEX(_xlfn.TEXTSPLIT(Dashboard!Z$3,,\" \"),2))),0),MATCH(Dashboard!$B19,Profiles[#Headers],0))","v":8.1407421952196229E-3}]
[null,"Solar Thermal_Norcal",{"$f":"INDEX(Supply[Supply],MATCH(1,(Supply[Month]=MONTH(Month&\" 1, 2000\"))*(Supply[Unit Category]=Dashboard!$B20)*(Supply[Hour Ending]=INT(INDEX(_xlfn.TEXTSPLIT(Dashboard!C$3,\" \"),2))),0))","v":0},{"$f":"INDEX(NQC[NQC MW],MATCH(1,(NQC[Month]=MONTH(Month&\" 1, 2000\"))*(NQC[Unit Category]=Dashboard!$B20),0))*INDEX(Profiles[],MATCH(1,(Profiles[Month]=MONTH(Month&\" 1, 2000\"))*(Profiles[Hour Ending]=INT(INDEX(_xlfn.TEXTSPLIT(Dashboard!D$3,,\" \"),2))),0),MATCH(Dashboard!$B20,Profiles[#Headers],0))","v":0},{"$f":"INDEX(NQC[NQC MW],MATCH(1,(NQC[Month]=MONTH(Month&\" 1, 2000\"))*(NQC[Unit Category]=Dashboard!$B20),0))*INDEX(Profiles[],MATCH(1,(Profiles[Month]=MONTH(Month&\" 1, 2000\"))*(Profiles[Hour Ending]=INT(INDEX(_xlfn.TEXTSPLIT(Dashboard!E$3,,\" \"),2))),0),MATCH(Dashboard!$B20,Profiles[#Headers],0))","v":0},{"$f":"INDEX(NQC[NQC MW],MATCH(1,(NQC[Month]=MONTH(Month&\" 1, 2000\"))*(NQC[Unit Category]=Dashboard!$B20),0))*INDEX(Profiles[],MATCH(1,(Profiles[Month]=MONTH(Month&\" 1, 2000\"))*(Profiles[Hour Ending]=INT(INDEX(_xlfn.TEXTSPLIT(Dashboard!F$3,,\" \"),2))),0),MATCH(Dashboard!$B20,Profiles[#Headers],0))","v":0},{"$f":"INDEX(NQC[NQC MW],MATCH(1,(NQC[Month]=MONTH(Month&\" 1, 2000\"))*(NQC[Unit Category]=Dashboard!$B20),0))*INDEX(Profiles[],MATCH(1,(Profiles[Month]=MONTH(Month&\" 1, 2000\"))*(Profiles[Hour Ending]=INT(INDEX(_xlfn.TEXTSPLIT(Dashboard!G$3,,\" \"),2))),0),MATCH(Dashboard!$B20,Profiles[#Headers],0))","v":0},{"$f":"INDEX(NQC[NQC MW],MATCH(1,(NQC[Month]=MONTH(Month&\" 1, 2000\"))*(NQC[Unit Category]=Dashboard!$B20),0))*INDEX(Profiles[],MATCH(1,(Profiles[Month]=MONTH(Month&\" 1, 2000\"))*(Profiles[Hour Ending]=INT(INDEX(_xlfn.TEXTSPLIT(Dashboard!H$3,,\" \"),2))),0),MATCH(Dashboard!$B20,Profiles[#Headers],0))","v":0},{"$f":"INDEX(NQC[NQC MW],MATCH(1,(NQC[Month]=MONTH(Month&\" 1, 2000\"))*(NQC[Unit Category]=Dashboard!$B20),0))*INDEX(Profiles[],MATCH(1,(Profiles[Month]=MONTH(Month&\" 1, 2000\"))*(Profiles[Hour Ending]=INT(INDEX(_xlfn.TEXTSPLIT(Dashboard!I$3,,\" \"),2))),0),MATCH(Dashboard!$B20,Profiles[#Headers],0))","v":0},{"$f":"INDEX(NQC[NQC MW],MATCH(1,(NQC[Month]=MONTH(Month&\" 1, 2000\"))*(NQC[Unit Category]=Dashboard!$B20),0))*INDEX(Profiles[],MATCH(1,(Profiles[Month]=MONTH(Month&\" 1, 2000\"))*(Profiles[Hour Ending]=INT(INDEX(_xlfn.TEXTSPLIT(Dashboard!J$3,,\" \"),2))),0),MATCH(Dashboard!$B20,Profiles[#Headers],0))","v":0},{"$f":"INDEX(NQC[NQC MW],MATCH(1,(NQC[Month]=MONTH(Month&\" 1, 2000\"))*(NQC[Unit Category]=Dashboard!$B20),0))*INDEX(Profiles[],MATCH(1,(Profiles[Month]=MONTH(Month&\" 1, 2000\"))*(Profiles[Hour Ending]=INT(INDEX(_xlfn.TEXTSPLIT(Dashboard!K$3,,\" \"),2))),0),MATCH(Dashboard!$B20,Profiles[#Headers],0))","v":0},{"$f":"INDEX(NQC[NQC MW],MATCH(1,(NQC[Month]=MONTH(Month&\" 1, 2000\"))*(NQC[Unit Category]=Dashboard!$B20),0))*INDEX(Profiles[],MATCH(1,(Profiles[Month]=MONTH(Month&\" 1, 2000\"))*(Profiles[Hour Ending]=INT(INDEX(_xlfn.TEXTSPLIT(Dashboard!L$3,,\" \"),2))),0),MATCH(Dashboard!$B20,Profiles[#Headers],0))","v":0},{"$f":"INDEX(NQC[NQC MW],MATCH(1,(NQC[Month]=MONTH(Month&\" 1, 2000\"))*(NQC[Unit Category]=Dashboard!$B20),0))*INDEX(Profiles[],MATCH(1,(Profiles[Month]=MONTH(Month&\" 1, 2000\"))*(Profiles[Hour Ending]=INT(INDEX(_xlfn.TEXTSPLIT(Dashboard!M$3,,\" \"),2))),0),MATCH(Dashboard!$B20,Profiles[#Headers],0))","v":0},{"$f":"INDEX(NQC[NQC MW],MATCH(1,(NQC[Month]=MONTH(Month&\" 1, 2000\"))*(NQC[Unit Category]=Dashboard!$B20),0))*INDEX(Profiles[],MATCH(1,(Profiles[Month]=MONTH(Month&\" 1, 2000\"))*(Profiles[Hour Ending]=INT(INDEX(_xlfn.TEXTSPLIT(Dashboard!N$3,,\" \"),2))),0),MATCH(Dashboard!$B20,Profiles[#Headers],0))","v":0},{"$f":"INDEX(NQC[NQC MW],MATCH(1,(NQC[Month]=MONTH(Month&\" 1, 2000\"))*(NQC[Unit Category]=Dashboard!$B20),0))*INDEX(Profiles[],MATCH(1,(Profiles[Month]=MONTH(Month&\" 1, 2000\"))*(Profiles[Hour Ending]=INT(INDEX(_xlfn.TEXTSPLIT(Dashboard!O$3,,\" \"),2))),0),MATCH(Dashboard!$B20,Profiles[#Headers],0))","v":0},{"$f":"INDEX(NQC[NQC MW],MATCH(1,(NQC[Month]=MONTH(Month&\" 1, 2000\"))*(NQC[Unit Category]=Dashboard!$B20),0))*INDEX(Profiles[],MATCH(1,(Profiles[Month]=MONTH(Month&\" 1, 2000\"))*(Profiles[Hour Ending]=INT(INDEX(_xlfn.TEXTSPLIT(Dashboard!P$3,,\" \"),2))),0),MATCH(Dashboard!$B20,Profiles[#Headers],0))","v":0},{"$f":"INDEX(NQC[NQC MW],MATCH(1,(NQC[Month]=MONTH(Month&\" 1, 2000\"))*(NQC[Unit Category]=Dashboard!$B20),0))*INDEX(Profiles[],MATCH(1,(Profiles[Month]=MONTH(Month&\" 1, 2000\"))*(Profiles[Hour Ending]=INT(INDEX(_xlfn.TEXTSPLIT(Dashboard!Q$3,,\" \"),2))),0),MATCH(Dashboard!$B20,Profiles[#Headers],0))","v":0},{"$f":"INDEX(NQC[NQC MW],MATCH(1,(NQC[Month]=MONTH(Month&\" 1, 2000\"))*(NQC[Unit Category]=Dashboard!$B20),0))*INDEX(Profiles[],MATCH(1,(Profiles[Month]=MONTH(Month&\" 1, 2000\"))*(Profiles[Hour Ending]=INT(INDEX(_xlfn.TEXTSPLIT(Dashboard!R$3,,\" \"),2))),0),MATCH(Dashboard!$B20,Profiles[#Headers],0))","v":0},{"$f":"INDEX(NQC[NQC MW],MATCH(1,(NQC[Month]=MONTH(Month&\" 1, 2000\"))*(NQC[Unit Category]=Dashboard!$B20),0))*INDEX(Profiles[],MATCH(1,(Profiles[Month]=MONTH(Month&\" 1, 2000\"))*(Profiles[Hour Ending]=INT(INDEX(_xlfn.TEXTSPLIT(Dashboard!S$3,,\" \"),2))),0),MATCH(Dashboard!$B20,Profiles[#Headers],0))","v":0},{"$f":"INDEX(NQC[NQC MW],MATCH(1,(NQC[Month]=MONTH(Month&\" 1, 2000\"))*(NQC[Unit Category]=Dashboard!$B20),0))*INDEX(Profiles[],MATCH(1,(Profiles[Month]=MONTH(Month&\" 1, 2000\"))*(Profiles[Hour Ending]=INT(INDEX(_xlfn.TEXTSPLIT(Dashboard!T$3,,\" \"),2))),0),MATCH(Dashboard!$B20,Profiles[#Headers],0))","v":0},{"$f":"INDEX(NQC[NQC MW],MATCH(1,(NQC[Month]=MONTH(Month&\" 1, 2000\"))*(NQC[Unit Category]=Dashboard!$B20),0))*INDEX(Profiles[],MATCH(1,(Profiles[Month]=MONTH(Month&\" 1, 2000\"))*(Profiles[Hour Ending]=INT(INDEX(_xlfn.TEXTSPLIT(Dashboard!U$3,,\" \"),2))),0),MATCH(Dashboard!$B20,Profiles[#Headers],0))","v":0},{"$f":"INDEX(NQC[NQC MW],MATCH(1,(NQC[Month]=MONTH(Month&\" 1, 2000\"))*(NQC[Unit Category]=Dashboard!$B20),0))*INDEX(Profiles[],MATCH(1,(Profiles[Month]=MONTH(Month&\" 1, 2000\"))*(Profiles[Hour Ending]=INT(INDEX(_xlfn.TEXTSPLIT(Dashboard!V$3,,\" \"),2))),0),MATCH(Dashboard!$B20,Profiles[#Headers],0))","v":0},{"$f":"INDEX(NQC[NQC MW],MATCH(1,(NQC[Month]=MONTH(Month&\" 1, 2000\"))*(NQC[Unit Category]=Dashboard!$B20),0))*INDEX(Profiles[],MATCH(1,(Profiles[Month]=MONTH(Month&\" 1, 2000\"))*(Profiles[Hour Ending]=INT(INDEX(_xlfn.TEXTSPLIT(Dashboard!W$3,,\" \"),2))),0),MATCH(Dashboard!$B20,Profiles[#Headers],0))","v":0},{"$f":"INDEX(NQC[NQC MW],MATCH(1,(NQC[Month]=MONTH(Month&\" 1, 2000\"))*(NQC[Unit Category]=Dashboard!$B20),0))*INDEX(Profiles[],MATCH(1,(Profiles[Month]=MONTH(Month&\" 1, 2000\"))*(Profiles[Hour Ending]=INT(INDEX(_xlfn.TEXTSPLIT(Dashboard!X$3,,\" \"),2))),0),MATCH(Dashboard!$B20,Profiles[#Headers],0))","v":0},{"$f":"INDEX(NQC[NQC MW],MATCH(1,(NQC[Month]=MONTH(Month&\" 1, 2000\"))*(NQC[Unit Category]=Dashboard!$B20),0))*INDEX(Profiles[],MATCH(1,(Profiles[Month]=MONTH(Month&\" 1, 2000\"))*(Profiles[Hour Ending]=INT(INDEX(_xlfn.TEXTSPLIT(Dashboard!Y$3,,\" \"),2))),0),MATCH(Dashboard!$B20,Profiles[#Headers],0))","v":0},{"$f":"INDEX(NQC[NQC MW],MATCH(1,(NQC[Month]=MONTH(Month&\" 1, 2000\"))*(NQC[Unit Category]=Dashboard!$B20),0))*INDEX(Profiles[],MATCH(1,(Profiles[Month]=MONTH(Month&\" 1, 2000\"))*(Profiles[Hour Ending]=INT(INDEX(_xlfn.TEXTSPLIT(Dashboard!Z$3,,\" \"),2))),0),MATCH(Dashboard!$B20,Profiles[#Headers],0))","v":0}]
[null,"Solar Thermal_Socal",{"$f":"INDEX(Supply[Supply],MATCH(1,(Supply[Month]=MONTH(Month&\" 1, 2000\"))*(Supply[Unit Category]=Dashboard!$B21)*(Supply[Hour Ending]=INT(INDEX(_xlfn.TEXTSPLIT(Dashboard!C$3,\" \"),2))),0))","v":0},{"$f":"INDEX(NQC[NQC MW],MATCH(1,(NQC[Month]=MONTH(Month&\" 1, 2000\"))*(NQC[Unit Category]=Dashboard!$B21),0))*INDEX(Profiles[],MATCH(1,(Profiles[Month]=MONTH(Month&\" 1, 2000\"))*(Profiles[Hour Ending]=INT(INDEX(_xlfn.TEXTSPLIT(Dashboard!D$3,,\" \"),2))),0),MATCH(Dashboard!$B21,Profiles[#Headers],0))","v":0},{"$f":"INDEX(NQC[NQC MW],MATCH(1,(NQC[Month]=MONTH(Month&\" 1, 2000\"))*(NQC[Unit Category]=Dashboard!$B21),0))*INDEX(Profiles[],MATCH(1,(Profiles[Month]=MONTH(Month&\" 1, 2000\"))*(Profiles[Hour Ending]=INT(INDEX(_xlfn.TEXTSPLIT(Dashboard!E$3,,\" \"),2))),0),MATCH(Dashboard!$B21,Profiles[#Headers],0))","v":0},{"$f":"INDEX(NQC[NQC MW],MATCH(1,(NQC[Month]=MONTH(Month&\" 1, 2000\"))*(NQC[Unit Category]=Dashboard!$B21),0))*INDEX(Profiles[],MATCH(1,(Profiles[Month]=MONTH(Month&\" 1, 2000\"))*(Profiles[Hour Ending]=INT(INDEX(_xlfn.TEXTSPLIT(Dashboard!F$3,,\" \"),2))),0),MATCH(Dashboard!$B21,Profiles[#Headers],0))","v":0},{"$f":"INDEX(NQC[NQC MW],MATCH(1,(NQC[Month]=MONTH(Month&\" 1, 2000\"))*(NQC[Unit Category]=Dashboard!$B21),0))*INDEX(Profiles[],MATCH(1,(Profiles[Month]=MONTH(Month&\" 1, 2000\"))*(Profiles[Hour Ending]=INT(INDEX(_xlfn.TEXTSPLIT(Dashboard!G$3,,\" \"),2))),0),MATCH(Dashboard!$B21,Profiles[#Headers],0))","v":0},{"$f":"INDEX(NQC[NQC MW],MATCH(1,(NQC[Month]=MONTH(Month&\" 1, 2000\"))*(NQC[Unit Category]=Dashboard!$B21),0))*INDEX(Profiles[],MATCH(1,(Profiles[Month]=MONTH(Month&\" 1, 2000\"))*(Profiles[Hour Ending]=INT(INDEX(_xlfn.TEXTSPLIT(Dashboard!H$3,,\" \"),2))),0),MATCH(Dashboard!$B21,Profiles[#Headers],0))","v":0},{"$f":"INDEX(NQC[NQC MW],MATCH(1,(NQC[Month]=MONTH(Month&\" 1, 2000\"))*(NQC[Unit Category]=Dashboard!$B21),0))*INDEX(Profiles[],MATCH(1,(Profiles[Month]=MONTH(Month&\" 1, 2000\"))*(Profiles[Hour Ending]=INT(INDEX(_xlfn.TEXTSPLIT(Dashboard!I$3,,\" \"),2))),0),MATCH(Dashboard!$B21,Profiles[#Headers],0))","v":0},{"$f":"INDEX(NQC[NQC MW],MATCH(1,(NQC[Month]=MONTH(Month&\" 1, 2000\"))*(NQC[Unit Category]=Dashboard!$B21),0))*INDEX(Profiles[],MATCH(1,(Profiles[Month]=MONTH(Month&\" 1, 2000\"))*(Profiles[Hour Ending]=INT(INDEX(_xlfn.TEXTSPLIT(Dashboard!J$3,,\" \"),2))),0),MATCH(Dashboard!$B21,Profiles[#Headers],0))","v":0},{"$f":"INDEX(NQC[NQC MW],MATCH(1,(NQC[Month]=MONTH(Month&\" 1, 2000\"))*(NQC[Unit Category]=Dashboard!$B21),0))*INDEX(Profiles[],MATCH(1,(Profiles[Month]=MONTH(Month&\" 1, 2000\"))*(Profiles[Hour Ending]=INT(INDEX(_xlfn.TEXTSPLIT(Dashboard!K$3,,\" \"),2))),0),MATCH(Dashboard!$B21,Profiles[#Headers],0))","v":41.064117993776513},{"$f":"INDEX(NQC[NQC MW],MATCH(1,(NQC[Month]=MONTH(Month&\" 1, 2000\"))*(NQC[Unit Category]=Dashboard!$B21),0))*INDEX(Profiles[],MATCH(1,(Profiles[Month]=MONTH(Month&\" 1, 2000\"))*(Profiles[Hour Ending]=INT(INDEX(_xlfn.TEXTSPLIT(Dashboard!L$3,,\" \"),2))),0),MATCH(Dashboard!$B21,Profiles[#Headers],0))","v":170.48899644899475},{"$f":"INDEX(NQC[NQC MW],MATCH(1,(NQC[Month]=MONTH(Month&\" 1, 2000\"))*(NQC[Unit Category]=Dashboard!$B21),0))*INDEX(Profiles[],MATCH(1,(Profiles[Month]=MONTH(Month&\" 1, 2000\"))*(Profiles[Hour Ending]=INT(INDEX(_xlfn.TEXTSPLIT(Dashboard!M$3,,\" \"),2))),0),MATCH(Dashboard!$B21,Profiles[#Headers],0))","v":247.98858837565155},{"$f":"INDEX(NQC[NQC MW],MATCH(1,(NQC[Month]=MONTH(Month&\" 1, 2000\"))*(NQC[Unit Category]=Dashboard!$B21),0))*INDEX(Profiles[],MATCH(1,(Profiles[Month]=MONTH(Month&\" 1, 2000\"))*(Profiles[Hour Ending]=INT(INDEX(_xlfn.TEXTSPLIT(Dashboard!N$3,,\" \"),2))),0),MATCH(Dashboard!$B21,Profiles[#Headers],0))","v":260.33152518404972},{"$f":"INDEX(NQC[NQC MW],MATCH(1,(NQC[Month]=MONTH(Month&\" 1, 2000\"))*(NQC[Unit Category]=Dashboard!$B21),0))*INDEX(Profiles[],MATCH(1,(Profiles[Month]=MONTH(Month&\" 1, 2000\"))*(Profiles[Hour Ending]=INT(INDEX(_xlfn.TEXTSPLIT(Dashboard!O$3,,\" \"),2))),0),MATCH(Dashboard!$B21,Profiles[#Headers],0))","v":285.53675472653697},{"$f":"INDEX(NQC[NQC MW],MATCH(1,(NQC[Month]=MONTH(Month&\" 1, 2000\"))*(NQC[Unit Category]=Dashboard!$B21),0))*INDEX(Profiles[],MATCH(1,(Profiles[Month]=MONTH(Month&\" 1, 2000\"))*(Profiles[Hour Ending]=INT(INDEX(_xlfn.TEXTSPLIT(Dashboard!P$3,,\" \"),2))),0),MATCH(Dashboard!$B21,Profiles[#Headers],0))","v":294.00781320952586},{"$f":"INDEX(NQC[NQC MW],MATCH(1,(NQC[Month]=MONTH(Month&\" 1, 2000\"))*(NQC[Unit Category]=Dashboard!$B21),0))*INDEX(Profiles[],MATCH(1,(Profiles[Month]=MONTH(Month&\" 1, 2000\"))*(Profiles[Hour Ending]=INT(INDEX(_xlfn.TEXTSPLIT(Dashboard!Q$3,,\" \"),2))),0),MATCH(Dashboard!$B21,Profiles[#Headers],0))","v":258.39002558549345},{"$f":"INDEX(NQC[NQC MW],MATCH(1,(NQC[Month]=MONTH(Month&\" 1, 2000\"))*(NQC[Unit Category]=Dashboard!$B21),0))*INDEX(Profiles[],MATCH(1,(Profiles[Month]=MONTH(Month&\" 1, 2000\"))*(Profiles[Hour Ending]=INT(INDEX(_xlfn.TEXTSPLIT(Dashboard!R$3,,\" \"),2))),0),MATCH(Dashboard!$B21,Profiles[#Headers],0))","v":189.53736112445836},{"$f":"INDEX(NQC[NQC MW],MATCH(1,(NQC[Month]=MONTH(Month&\" 1, 2000\"))*(NQC[Unit Category]=Dashboard!$B21),0))*INDEX(Profiles[],MATCH(1,(Profiles[Month]=MONTH(Month&\" 1, 2000\"))*(Profiles[Hour Ending]=INT(INDEX(_xlfn.TEXTSPLIT(Dashboard!S$3,,\" \"),2))),0),MATCH(Dashboard!$B21,Profiles[#Headers],0))","v":40.60546702802867},{"$f":"INDEX(NQC[NQC MW],MATCH(1,(NQC[Month]=MONTH(Month&\" 1, 2000\"))*(NQC[Unit Category]=Dashboard!$B21),0))*INDEX(Profiles[],MATCH(1,(Profiles[Month]=MONTH(Month&\" 1, 2000\"))*(Profiles[Hour Ending]=INT(INDEX(_xlfn.TEXTSPLIT(Dashboard!T$3,,\" \"),2))),0),MATCH(Dashboard!$B21,Profiles[#Headers],0))","v":0},{"$f":"INDEX(NQC[NQC MW],MATCH(1,(NQC[Month]=MONTH(Month&\" 1, 2000\"))*(NQC[Unit Category]=Dashboard!$B21),0))*INDEX(Profiles[],MATCH(1,(Profiles[Month]=MONTH(Month&\" 1, 2000\"))*(Profiles[Hour Ending]=INT(INDEX(_xlfn.TEXTSPLIT(Dashboard!U$3,,\" \"),2))),0),MATCH(Dashboard!$B21,Profiles[#Headers],0))","v":0},{"$f":"INDEX(NQC[NQC MW],MATCH(1,(NQC[Month]=MONTH(Month&\" 1, 2000\"))*(NQC[Unit Category]=Dashboard!$B21),0))*INDEX(Profiles[],MATCH(1,(Profiles[Month]=MONTH(Month&\" 1, 2000\"))*(Profiles[Hour Ending]=INT(INDEX(_xlfn.TEXTSPLIT(Dashboard!V$3,,\" \"),2))),0),MATCH(Dashboard!$B21,Profiles[#Headers],0))","v":0},{"$f":"INDEX(NQC[NQC MW],MATCH(1,(NQC[Month]=MONTH(Month&\" 1, 2000\"))*(NQC[Unit Category]=Dashboard!$B21),0))*INDEX(Profiles[],MATCH(1,(Profiles[Month]=MONTH(Month&\" 1, 2000\"))*(Profiles[Hour Ending]=INT(INDEX(_xlfn.TEXTSPLIT(Dashboard!W$3,,\" \"),2))),0),MATCH(Dashboard!$B21,Profiles[#Headers],0))","v":0},{"$f":"INDEX(NQC[NQC MW],MATCH(1,(NQC[Month]=MONTH(Month&\" 1, 2000\"))*(NQC[Unit Category]=Dashboard!$B21),0))*INDEX(Profiles[],MATCH(1,(Profiles[Month]=MONTH(Month&\" 1, 2000\"))*(Profiles[Hour Ending]=INT(INDEX(_xlfn.TEXTSPLIT(Dashboard!X$3,,\" \"),2))),0),MATCH(Dashboard!$B21,Profiles[#Headers],0))","v":0},{"$f":"INDEX(NQC[NQC MW],MATCH(1,(NQC[Month]=MONTH(Month&\" 1, 2000\"))*(NQC[Unit Category]=Dashboard!$B21),0))*INDEX(Profiles[],MATCH(1,(Profiles[Month]=MONTH(Month&\" 1, 2000\"))*(Profiles[Hour Ending]=INT(INDEX(_xlfn.TEXTSPLIT(Dashboard!Y$3,,\" \"),2))),0),MATCH(Dashboard!$B21,Profiles[#Headers],0))","v":0},{"$f":"INDEX(NQC[NQC MW],MATCH(1,(NQC[Month]=MONTH(Month&\" 1, 2000\"))*(NQC[Unit Category]=Dashboard!$B21),0))*INDEX(Profiles[],MATCH(1,(Profiles[Month]=MONTH(Month&\" 1, 2000\"))*(Profiles[Hour Ending]=INT(INDEX(_xlfn.TEXTSPLIT(Dashboard!Z$3,,\" \"),2))),0),MATCH(Dashboard!$B21,Profiles[#Headers],0))","v":0}]
[null,"Solar Tracking_Norcal",{"$f":"INDEX(Supply[Supply],MATCH(1,(Supply[Month]=MONTH(Month&\" 1, 2000\"))*(Supply[Unit Category]=Dashboard!$B22)*(Supply[Hour Ending]=INT(INDEX(_xlfn.TEXTSPLIT(Dashboard!C$3,\" \"),2))),0))","v":0},{"$f":"INDEX(NQC[NQC MW],MATCH(1,(NQC[Month]=MONTH(Month&\" 1, 2000\"))*(NQC[Unit Category]=Dashboard!$B22),0))*INDEX(Profiles[],MATCH(1,(Profiles[Month]=MONTH(Month&\" 1, 2000\"))*(Profiles[Hour Ending]=INT(INDEX(_xlfn.TEXTSPLIT(Dashboard!D$3,,\" \"),2))),0),MATCH(Dashboard!$B22,Profiles[#Headers],0))","v":0},{"$f":"INDEX(NQC[NQC MW],MATCH(1,(NQC[Month]=MONTH(Month&\" 1, 2000\"))*(NQC[Unit Category]=Dashboard!$B22),0))*INDEX(Profiles[],MATCH(1,(Profiles[Month]=MONTH(Month&\" 1, 2000\"))*(Profiles[Hour Ending]=INT(INDEX(_xlfn.TEXTSPLIT(Dashboard!E$3,,\" \"),2))),0),MATCH(Dashboard!$B22,Profiles[#Headers],0))","v":0},{"$f":"INDEX(NQC[NQC MW],MATCH(1,(NQC[Month]=MONTH(Month&\" 1, 2000\"))*(NQC[Unit Category]=Dashboard!$B22),0))*INDEX(Profiles[],MATCH(1,(Profiles[Month]=MONTH(Month&\" 1, 2000\"))*(Profiles[Hour Ending]=INT(INDEX(_xlfn.TEXTSPLIT(Dashboard!F$3,,\" \"),2))),0),MATCH(Dashboard!$B22,Profiles[#Headers],0))","v":0},{"$f":"INDEX(NQC[NQC MW],MATCH(1,(NQC[Month]=MONTH(Month&\" 1, 2000\"))*(NQC[Unit Category]=Dashboard!$B22),0))*INDEX(Profiles[],MATCH(1,(Profiles[Month]=MONTH(Month&\" 1, 2000\"))*(Profiles[Hour Ending]=INT(INDEX(_xlfn.TEXTSPLIT(Dashboard!G$3,,\" \"),2))),0),MATCH(Dashboard!$B22,Profiles[#Headers],0))","v":0},{"$f":"INDEX(NQC[NQC MW],MATCH(1,(NQC[Month]=MONTH(Month&\" 1, 2000\"))*(NQC[Unit Category]=Dashboard!$B22),0))*INDEX(Profiles[],MATCH(1,(Profiles[Month]=MONTH(Month&\" 1, 2000\"))*(Profiles[Hour Ending]=INT(INDEX(_xlfn.TEXTSPLIT(Dashboard!H$3,,\" \"),2))),0),MATCH(Dashboard!$B22,Profiles[#Headers],0))","v":8.0720293970477121E-3},{"$f":"INDEX(NQC[NQC MW],MATCH(1,(NQC[Month]=MONTH(Month&\" 1, 2000\"))*(NQC[Unit Category]=Dashboard!$B22),0))*INDEX(Profiles[],MATCH(1,(Profiles[Month]=MONTH(Month&\" 1, 2000\"))*(Profiles[Hour Ending]=INT(INDEX(_xlfn.TEXTSPLIT(Dashboard!I$3,,\" \"),2))),0),MATCH(Dashboard!$B22,Profiles[#Headers],0))","v":3.6955895422007813E-2},{"$f":"INDEX(NQC[NQC MW],MATCH(1,(NQC[Month]=MONTH(Month&\" 1, 2000\"))*(NQC[Unit Category]=Dashboard!$B22),0))*INDEX(Profiles[],MATCH(1,(Profiles[Month]=MONTH(Month&\" 1, 2000\"))*(Profiles[Hour Ending]=INT(INDEX(_xlfn.TEXTSPLIT(Dashboard!J$3,,\" \"),2))),0),MATCH(Dashboard!$B22,Profiles[#Headers],0))","v":152.74819909043114},{"$f":"INDEX(NQC[NQC MW],MATCH(1,(NQC[Month]=MONTH(Month&\" 1, 2000\"))*(NQC[Unit Category]=Dashboard!$B22),0))*INDEX(Profiles[],MATCH(1,(Profiles[Month]=MONTH(Month&\" 1, 2000\"))*(Profiles[Hour Ending]=INT(INDEX(_xlfn.TEXTSPLIT(Dashboard!K$3,,\" \"),2))),0),MATCH(Dashboard!$B22,Profiles[#Headers],0))","v":1046.2920704185617},{"$f":"INDEX(NQC[NQC MW],MATCH(1,(NQC[Month]=MONTH(Month&\" 1, 2000\"))*(NQC[Unit Category]=Dashboard!$B22),0))*INDEX(Profiles[],MATCH(1,(Profiles[Month]=MONTH(Month&\" 1, 2000\"))*(Profiles[Hour Ending]=INT(INDEX(_xlfn.TEXTSPLIT(Dashboard!L$3,,\" \"),2))),0),MATCH(Dashboard!$B22,Profiles[#Headers],0))","v":1717.3372418229544},{"$f":"INDEX(NQC[NQC MW],MATCH(1,(NQC[Month]=MONTH(Month&\" 1, 2000\"))*(NQC[Unit Category]=Dashboard!$B22),0))*INDEX(Profiles[],MATCH(1,(Profiles[Month]=MONTH(Month&\" 1, 2000\"))*(Profiles[Hour Ending]=INT(INDEX(_xlfn.TEXTSPLIT(Dashboard!M$3,,\" \"),2))),0),MATCH(Dashboard!$B22,Profiles[#Headers],0))","v":2087.249328221154},{"$f":"INDEX(NQC[NQC MW],MATCH(1,(NQC[Month]=MONTH(Month&\" 1, 2000\"))*(NQC[Unit Category]=Dashboard!$B22),0))*INDEX(Profiles[],MATCH(1,(Profiles[Month]=MONTH(Month&\" 1, 2000\"))*(Profiles[Hour Ending]=INT(INDEX(_xlfn.TEXTSPLIT(Dashboard!N$3,,\" \"),2))),0),MATCH(Dashboard!$B22,Profiles[#Headers],0))","v":2192.3567934011166},{"$f":"INDEX(NQC[NQC MW],MATCH(1,(NQC[Month]=MONTH(Month&\" 1, 2000\"))*(NQC[Unit Category]=Dashboard!$B22),0))*INDEX(Profiles[],MATCH(1,(Profiles[Month]=MONTH(Month&\" 1, 2000\"))*(Profiles[Hour Ending]=INT(INDEX(_xlfn.TEXTSPLIT(Dashboard!O$3,,\" \"),2))),0),MATCH(Dashboard!$B22,Profiles[#Headers],0))","v":2134.6018716174576},{"$f":"INDEX(NQC[NQC MW],MATCH(1,(NQC[Month]=MONTH(Month&\" 1, 2000\"))*(NQC[Unit Category]=Dashboard!$B22),0))*INDEX(Profiles[],MATCH(1,(Profiles[Month]=MONTH(Month&\" 1, 2000\"))*(Profiles[Hour Ending]=INT(INDEX(_xlfn.TEXTSPLIT(Dashboard!P$3,,\" \"),2))),0),MATCH(Dashboard!$B22,Profiles[#Headers],0))","v":2066.9298044533975},{"$f":"INDEX(NQC[NQC MW],MATCH(1,(NQC[Month]=MONTH(Month&\" 1, 2000\"))*(NQC[Unit Category]=Dashboard!$B22),0))*INDEX(Profiles[],MATCH(1,(Profiles[Month]=MONTH(Month&\" 1, 2000\"))*(Profiles[Hour Ending]=INT(INDEX(_xlfn.TEXTSPLIT(Dashboard!Q$3,,\" \"),2))),0),MATCH(Dashboard!$B22,Profiles[#Headers],0))","v":1911.5953485149523},{"$f":"INDEX(NQC[NQC MW],MATCH(1,(NQC[Month]=MONTH(Month&\" 1, 2000\"))*(NQC[Unit Category]=Dashboard!$B22),0))*INDEX(Profiles[],MATCH(1,(Profiles[Month]=MONTH(Month&\" 1, 2000\"))*(Profiles[Hour Ending]=INT(INDEX(_xlfn.TEXTSPLIT(Dashboard!R$3,,\" \"),2))),0),MATCH(Dashboard!$B22,Profiles[#Headers],0))","v":1068.9880149106623},{"$f":"INDEX(NQC[NQC MW],MATCH(1,(NQC[Month]=MONTH(Month&\" 1, 2000\"))*(NQC[Unit Category]=Dashboard!$B22),0))*INDEX(Profiles[],MATCH(1,(Profiles[Month]=MONTH(Month&\" 1, 2000\"))*(Profiles[Hour Ending]=INT(INDEX(_xlfn.TEXTSPLIT(Dashboard!S$3,,\" \"),2))),0),MATCH(Dashboard!$B22,Profiles[#Headers],0))","v":114.9927638897297},{"$f":"INDEX(NQC[NQC MW],MATCH(1,(NQC[Month]=MONTH(Month&\" 1, 2000\"))*(NQC[Unit Category]=Dashboard!$B22),0))*INDEX(Profiles[],MATCH(1,(Profiles[Month]=MONTH(Month&\" 1, 2000\"))*(Profiles[Hour Ending]=INT(INDEX(_xlfn.TEXTSPLIT(Dashboard!T$3,,\" \"),2))),0),MATCH(Dashboard!$B22,Profiles[#Headers],0))","v":0},{"$f":"INDEX(NQC[NQC MW],MATCH(1,(NQC[Month]=MONTH(Month&\" 1, 2000\"))*(NQC[Unit Category]=Dashboard!$B22),0))*INDEX(Profiles[],MATCH(1,(Profiles[Month]=MONTH(Month&\" 1, 2000\"))*(Profiles[Hour Ending]=INT(INDEX(_xlfn.TEXTSPLIT(Dashboard!U$3,,\" \"),2))),0),MATCH(Dashboard!$B22,Profiles[#Headers],0))","v":0},{"$f":"INDEX(NQC[NQC MW],MATCH(1,(NQC[Month]=MONTH(Month&\" 1, 2000\"))*(NQC[Unit Category]=Dashboard!$B22),0))*INDEX(Profiles[],MATCH(1,(Profiles[Month]=MONTH(Month&\" 1, 2000\"))*(Profiles[Hour Ending]=INT(INDEX(_xlfn.TEXTSPLIT(Dashboard!V$3,,\" \"),2))),0),MATCH(Dashboard!$B22,Profiles[#Headers],0))","v":0},{"$f":"INDEX(NQC[NQC MW],MATCH(1,(NQC[Month]=MONTH(Month&\" 1, 2000\"))*(NQC[Unit Category]=Dashboard!$B22),0))*INDEX(Profiles[],MATCH(1,(Profiles[Month]=MONTH(Month&\" 1, 2000\"))*(Profiles[Hour Ending]=INT(INDEX(_xlfn.TEXTSPLIT(Dashboard!W$3,,\" \"),2))),0),MATCH(Dashboard!$B22,Profiles[#Headers],0))","v":0},{"$f":"INDEX(NQC[NQC MW],MATCH(1,(NQC[Month]=MONTH(Month&\" 1, 2000\"))*(NQC[Unit Category]=Dashboard!$B22),0))*INDEX(Profiles[],MATCH(1,(Profiles[Month]=MONTH(Month&\" 1, 2000\"))*(Profiles[Hour Ending]=INT(INDEX(_xlfn.TEXTSPLIT(Dashboard!X$3,,\" \"),2))),0),MATCH(Dashboard!$B22,Profiles[#Headers],0))","v":0},{"$f":"INDEX(NQC[NQC MW],MATCH(1,(NQC[Month]=MONTH(Month&\" 1, 2000\"))*(NQC[Unit Category]=Dashboard!$B22),0))*INDEX(Profiles[],MATCH(1,(Profiles[Month]=MONTH(Month&\" 1, 2000\"))*(Profiles[Hour Ending]=INT(INDEX(_xlfn.TEXTSPLIT(Dashboard!Y$3,,\" \"),2))),0),MATCH(Dashboard!$B22,Profiles[#Headers],0))","v":0},{"$f":"INDEX(NQC[NQC MW],MATCH(1,(NQC[Month]=MONTH(Month&\" 1, 2000\"))*(NQC[Unit Category]=Dashboard!$B22),0))*INDEX(Profiles[],MATCH(1,(Profiles[Month]=MONTH(Month&\" 1, 2000\"))*(Profiles[Hour Ending]=INT(INDEX(_xlfn.TEXTSPLIT(Dashboard!Z$3,,\" \"),2))),0),MATCH(Dashboard!$B22,Profiles[#Headers],0))","v":0}]
[null,"Solar Tracking_Socal",{"$f":"INDEX(Supply[Supply],MATCH(1,(Supply[Month]=MONTH(Month&\" 1, 2000\"))*(Supply[Unit Category]=Dashboard!$B23)*(Supply[Hour Ending]=INT(INDEX(_xlfn.TEXTSPLIT(Dashboard!C$3,\" \"),2))),0))","v":0},{"$f":"INDEX(NQC[NQC MW],MATCH(1,(NQC[Month]=MONTH(Month&\" 1, 2000\"))*(NQC[Unit Category]=Dashboard!$B23),0))*INDEX(Profiles[],MATCH(1,(Profiles[Month]=MONTH(Month&\" 1, 2000\"))*(Profiles[Hour Ending]=INT(INDEX(_xlfn.TEXTSPLIT(Dashboard!D$3,,\" \"),2))),0),MATCH(Dashboard!$B23,Profiles[#Headers],0))","v":0},{"$f":"INDEX(NQC[NQC MW],MATCH(1,(NQC[Month]=MONTH(Month&\" 1, 2000\"))*(NQC[Unit Category]=Dashboard!$B23),0))*INDEX(Profiles[],MATCH(1,(Profiles[Month]=MONTH(Month&\" 1, 2000\"))*(Profiles[Hour Ending]=INT(INDEX(_xlfn.TEXTSPLIT(Dashboard!E$3,,\" \"),2))),0),MATCH(Dashboard!$B23,Profiles[#Headers],0))","v":0},{"$f":"INDEX(NQC[NQC MW],MATCH(1,(NQC[Month]=MONTH(Month&\" 1, 2000\"))*(NQC[Unit Category]=Dashboard!$B23),0))*INDEX(Profiles[],MATCH(1,(Profiles[Month]=MONTH(Month&\" 1, 2000\"))*(Profiles[Hour Ending]=INT(INDEX(_xlfn.TEXTSPLIT(Dashboard!F$3,,\" \"),2))),0),MATCH(Dashboard!$B23,Profiles[#Headers],0))","v":0},{"$f":"INDEX(NQC[NQC MW],MATCH(1,(NQC[Month]=MONTH(Month&\" 1, 2000\"))*(NQC[Unit Category]=Dashboard!$B23),0))*INDEX(Profiles[],MATCH(1,(Profiles[Month]=MONTH(Month&\" 1, 2000\"))*(Profiles[Hour Ending]=INT(INDEX(_xlfn.TEXTSPLIT(Dashboard!G$3,,\" \"),2))),0),MATCH(Dashboard!$B23,Profiles[#Headers],0))","v":0},{"$f":"INDEX(NQC[NQC MW],MATCH(1,(NQC[Month]=MONTH(Month&\" 1, 2000\"))*(NQC[Unit Category]=Dashboard!$B23),0))*INDEX(Profiles[],MATCH(1,(Profiles[Month]=MONTH(Month&\" 1, 2000\"))*(Profiles[Hour Ending]=INT(INDEX(_xlfn.TEXTSPLIT(Dashboard!H$3,,\" \"),2))),0),MATCH(Dashboard!$B23,Profiles[#Headers],0))","v":0},{"$f":"INDEX(NQC[NQC MW],MATCH(1,(NQC[Month]=MONTH(Month&\" 1, 2000\"))*(NQC[Unit Category]=Dashboard!$B23),0))*INDEX(Profiles[],MATCH(1,(Profiles[Month]=MONTH(Month&\" 1, 2000\"))*(Profiles[Hour Ending]=INT(INDEX(_xlfn.TEXTSPLIT(Dashboard!I$3,,\" \"),2))),0),MATCH(Dashboard!$B23,Profiles[#Headers],0))","v":13.030407952057063},{"$f":"INDEX(NQC[NQC MW],MATCH(1,(NQC[Month]=MONTH(Month&\" 1, 2000\"))*(NQC[Unit Category]=Dashboard!$B23),0))*INDEX(Profiles[],MATCH(1,(Profiles[Month]=MONTH(Month&\" 1, 2000\"))*(Profiles[Hour Ending]=INT(INDEX(_xlfn.TEXTSPLIT(Dashboard!J$3,,\" \"),2))),0),MATCH(Dashboard!$B23,Profiles[#Headers],0))","v":1323.7671735103345},{"$f":"INDEX(NQC[NQC MW],MATCH(1,(NQC[Month]=MONTH(Month&\" 1, 2000\"))*(NQC[Unit Category]=Dashboard!$B23),0))*INDEX(Profiles[],MATCH(1,(Profiles[Month]=MONTH(Month&\" 1, 2000\"))*(Profiles[Hour Ending]=INT(INDEX(_xlfn.TEXTSPLIT(Dashboard!K$3,,\" \"),2))),0),MATCH(Dashboard!$B23,Profiles[#Headers],0))","v":4208.5591073700252},{"$f":"INDEX(NQC[NQC MW],MATCH(1,(NQC[Month]=MONTH(Month&\" 1, 2000\"))*(NQC[Unit Category]=Dashboard!$B23),0))*INDEX(Profiles[],MATCH(1,(Profiles[Month]=MONTH(Month&\" 1, 2000\"))*(Profiles[Hour Ending]=INT(INDEX(_xlfn.TEXTSPLIT(Dashboard!L$3,,\" \"),2))),0),MATCH(Dashboard!$B23,Profiles[#Headers],0))","v":5060.8156379150587},{"$f":"INDEX(NQC[NQC MW],MATCH(1,(NQC[Month]=MONTH(Month&\" 1, 2000\"))*(NQC[Unit Category]=Dashboard!$B23),0))*INDEX(Profiles[],MATCH(1,(Profiles[Month]=MONTH(Month&\" 1, 2000\"))*(Profiles[Hour Ending]=INT(INDEX(_xlfn.TEXTSPLIT(Dashboard!M$3,,\" \"),2))),0),MATCH(Dashboard!$B23,Profiles[#Headers],0))","v":5331.6869416231029},{"$f":"INDEX(NQC[NQC MW],MATCH(1,(NQC[Month]=MONTH(Month&\" 1, 2000\"))*(NQC[Unit Category]=Dashboard!$B23),0))*INDEX(Profiles[],MATCH(1,(Profiles[Month]=MONTH(Month&\" 1, 2000\"))*(Profiles[Hour Ending]=INT(INDEX(_xlfn.TEXTSPLIT(Dashboard!N$3,,\" \"),2))),0),MATCH(Dashboard!$B23,Profiles[#Headers],0))","v":5226.7416306272571},{"$f":"INDEX(NQC[NQC MW],MATCH(1,(NQC[Month]=MONTH(Month&\" 1, 2000\"))*(NQC[Unit Category]=Dashboard!$B23),0))*INDEX(Profiles[],MATCH(1,(Profiles[Month]=MONTH(Month&\" 1, 2000\"))*(Profiles[Hour Ending]=INT(INDEX(_xlfn.TEXTSPLIT(Dashboard!O$3,,\" \"),2))),0),MATCH(Dashboard!$B23,Profiles[#Headers],0))","v":5396.8847619577145},{"$f":"INDEX(NQC[NQC MW],MATCH(1,(NQC[Month]=MONTH(Month&\" 1, 2000\"))*(NQC[Unit Category]=Dashboard!$B23),0))*INDEX(Profiles[],MATCH(1,(Profiles[Month]=MONTH(Month&\" 1, 2000\"))*(Profiles[Hour Ending]=INT(INDEX(_xlfn.TEXTSPLIT(Dashboard!P$3,,\" \"),2))),0),MATCH(Dashboard!$B23,Profiles[#Headers],0))","v":5101.2764479854332},{"$f":"INDEX(NQC[NQC MW],MATCH(1,(NQC[Month]=MONTH(Month&\" 1, 2000\"))*(NQC[Unit Category]=Dashboard!$B23),0))*INDEX(Profiles[],MATCH(1,(Profiles[Month]=MONTH(Month&\" 1, 2000\"))*(Profiles[Hour Ending]=INT(INDEX(_xlfn.TEXTSPLIT(Dashboard!Q$3,,\" \"),2))),0),MATCH(Dashboard!$B23,Profiles[#Headers],0))","v":4657.1844916051077},{"$f":"INDEX(NQC[NQC MW],MATCH(1,(NQC[Month]=MONTH(Month&\" 1, 2000\"))*(NQC[Unit Category]=Dashboard!$B23),0))*INDEX(Profiles[],MATCH(1,(Profiles[Month]=MONTH(Month&\" 1, 2000\"))*(Profiles[Hour Ending]=INT(INDEX(_xlfn.TEXTSPLIT(Dashboard!R$3,,\" \"),2))),0),MATCH(Dashboard!$B23,Profiles[#Headers],0))","v":2646.3868735468191},{"$f":"INDEX(NQC[NQC MW],MATCH(1,(NQC[Month]=MONTH(Month&\" 1, 2000\"))*(NQC[Unit Category]=Dashboard!$B23),0))*INDEX(Profiles[],MATCH(1,(Profiles[Month]=MONTH(Month&\" 1, 2000\"))*(Profiles[Hour Ending]=INT(INDEX(_xlfn.TEXTSPLIT(Dashboard!S$3,,\" \"),2))),0),MATCH(Dashboard!$B23,Profiles[#Headers],0))","v":227.18865809546716},{"$f":"INDEX(NQC[NQC MW],MATCH(1,(NQC[Month]=MONTH(Month&\" 1, 2000\"))*(NQC[Unit Category]=Dashboard!$B23),0))*INDEX(Profiles[],MATCH(1,(Profiles[Month]=MONTH(Month&\" 1, 2000\"))*(Profiles[Hour Ending]=INT(INDEX(_xlfn.TEXTSPLIT(Dashboard!T$3,,\" \"),2))),0),MATCH(Dashboard!$B23,Profiles[#Headers],0))","v":0},{"$f":"INDEX(NQC[NQC MW],MATCH(1,(NQC[Month]=MONTH(Month&\" 1, 2000\"))*(NQC[Unit Category]=Dashboard!$B23),0))*INDEX(Profiles[],MATCH(1,(Profiles[Month]=MONTH(Month&\" 1, 2000\"))*(Profiles[Hour Ending]=INT(INDEX(_xlfn.TEXTSPLIT(Dashboard!U$3,,\" \"),2))),0),MATCH(Dashboard!$B23,Profiles[#Headers],0))","v":0},{"$f":"INDEX(NQC[NQC MW],MATCH(1,(NQC[Month]=MONTH(Month&\" 1, 2000\"))*(NQC[Unit Category]=Dashboard!$B23),0))*INDEX(Profiles[],MATCH(1,(Profiles[Month]=MONTH(Month&\" 1, 2000\"))*(Profiles[Hour Ending]=INT(INDEX(_xlfn.TEXTSPLIT(Dashboard!V$3,,\" \"),2))),0),MATCH(Dashboard!$B23,Profiles[#Headers],0))","v":0},{"$f":"INDEX(NQC[NQC MW],MATCH(1,(NQC[Month]=MONTH(Month&\" 1, 2000\"))*(NQC[Unit Category]=Dashboard!$B23),0))*INDEX(Profiles[],MATCH(1,(Profiles[Month]=MONTH(Month&\" 1, 2000\"))*(Profiles[Hour Ending]=INT(INDEX(_xlfn.TEXTSPLIT(Dashboard!W$3,,\" \"),2))),0),MATCH(Dashboard!$B23,Profiles[#Headers],0))","v":0},{"$f":"INDEX(NQC[NQC MW],MATCH(1,(NQC[Month]=MONTH(Month&\" 1, 2000\"))*(NQC[Unit Category]=Dashboard!$B23),0))*INDEX(Profiles[],MATCH(1,(Profiles[Month]=MONTH(Month&\" 1, 2000\"))*(Profiles[Hour Ending]=INT(INDEX(_xlfn.TEXTSPLIT(Dashboard!X$3,,\" \"),2))),0),MATCH(Dashboard!$B23,Profiles[#Headers],0))","v":0},{"$f":"INDEX(NQC[NQC MW],MATCH(1,(NQC[Month]=MONTH(Month&\" 1, 2000\"))*(NQC[Unit Category]=Dashboard!$B23),0))*INDEX(Profiles[],MATCH(1,(Profiles[Month]=MONTH(Month&\" 1, 2000\"))*(Profiles[Hour Ending]=INT(INDEX(_xlfn.TEXTSPLIT(Dashboard!Y$3,,\" \"),2))),0),MATCH(Dashboard!$B23,Profiles[#Headers],0))","v":0},{"$f":"INDEX(NQC[NQC MW],MATCH(1,(NQC[Month]=MONTH(Month&\" 1, 2000\"))*(NQC[Unit Category]=Dashboard!$B23),0))*INDEX(Profiles[],MATCH(1,(Profiles[Month]=MONTH(Month&\" 1, 2000\"))*(Profiles[Hour Ending]=INT(INDEX(_xlfn.TEXTSPLIT(Dashboard!Z$3,,\" \"),2))),0),MATCH(Dashboard!$B23,Profiles[#Headers],0))","v":0}]
[null,"Wind_Norcal",{"$f":"INDEX(Supply[Supply],MATCH(1,(Supply[Month]=MONTH(Month&\" 1, 2000\"))*(Supply[Unit Category]=Dashboard!$B24)*(Supply[Hour Ending]=INT(INDEX(_xlfn.TEXTSPLIT(Dashboard!C$3,\" \"),2))),0))","v":129.5743453025585},{"$f":"INDEX(NQC[NQC MW],MATCH(1,(NQC[Month]=MONTH(Month&\" 1, 2000\"))*(NQC[Unit Category]=Dashboard!$B24),0))*INDEX(Profiles[],MATCH(1,(Profiles[Month]=MONTH(Month&\" 1, 2000\"))*(Profiles[Hour Ending]=INT(INDEX(_xlfn.TEXTSPLIT(Dashboard!D$3,,\" \"),2))),0),MATCH(Dashboard!$B24,Profiles[#Headers],0))","v":141.47471125720449},{"$f":"INDEX(NQC[NQC MW],MATCH(1,(NQC[Month]=MONTH(Month&\" 1, 2000\"))*(NQC[Unit Category]=Dashboard!$B24),0))*INDEX(Profiles[],MATCH(1,(Profiles[Month]=MONTH(Month&\" 1, 2000\"))*(Profiles[Hour Ending]=INT(INDEX(_xlfn.TEXTSPLIT(Dashboard!E$3,,\" \"),2))),0),MATCH(Dashboard!$B24,Profiles[#Headers],0))","v":119.11601285645379},{"$f":"INDEX(NQC[NQC MW],MATCH(1,(NQC[Month]=MONTH(Month&\" 1, 2000\"))*(NQC[Unit Category]=Dashboard!$B24),0))*INDEX(Profiles[],MATCH(1,(Profiles[Month]=MONTH(Month&\" 1, 2000\"))*(Profiles[Hour Ending]=INT(INDEX(_xlfn.TEXTSPLIT(Dashboard!F$3,,\" \"),2))),0),MATCH(Dashboard!$B24,Profiles[#Headers],0))","v":119.74068577415289},{"$f":"INDEX(NQC[NQC MW],MATCH(1,(NQC[Month]=MONTH(Month&\" 1, 2000\"))*(NQC[Unit Category]=Dashboard!$B24),0))*INDEX(Profiles[],MATCH(1,(Profiles[Month]=MONTH(Month&\" 1, 2000\"))*(Profiles[Hour Ending]=INT(INDEX(_xlfn.TEXTSPLIT(Dashboard!G$3,,\" \"),2))),0),MATCH(Dashboard!$B24,Profiles[#Headers],0))","v":121.82288470433394},{"$f":"INDEX(NQC[NQC MW],MATCH(1,(NQC[Month]=MONTH(Month&\" 1, 2000\"))*(NQC[Unit Category]=Dashboard!$B24),0))*INDEX(Profiles[],MATCH(1,(Profiles[Month]=MONTH(Month&\" 1, 2000\"))*(Profiles[Hour Ending]=INT(INDEX(_xlfn.TEXTSPLIT(Dashboard!H$3,,\" \"),2))),0),MATCH(Dashboard!$B24,Profiles[#Headers],0))","v":131.66589554372484},{"$f":"INDEX(NQC[NQC MW],MATCH(1,(NQC[Month]=MONTH(Month&\" 1, 2000\"))*(NQC[Unit Category]=Dashboard!$B24),0))*INDEX(Profiles[],MATCH(1,(Profiles[Month]=MONTH(Month&\" 1, 2000\"))*(Profiles[Hour Ending]=INT(INDEX(_xlfn.TEXTSPLIT(Dashboard!I$3,,\" \"),2))),0),MATCH(Dashboard!$B24,Profiles[#Headers],0))","v":125.99870937428472},{"$f":"INDEX(NQC[NQC MW],MATCH(1,(NQC[Month]=MONTH(Month&\" 1, 2000\"))*(NQC[Unit Category]=Dashboard!$B24),0))*INDEX(Profiles[],MATCH(1,(Profiles[Month]=MONTH(Month&\" 1, 2000\"))*(Profiles[Hour Ending]=INT(INDEX(_xlfn.TEXTSPLIT(Dashboard!J$3,,\" \"),2))),0),MATCH(Dashboard!$B24,Profiles[#Headers],0))","v":123.03807432295775},{"$f":"INDEX(NQC[NQC MW],MATCH(1,(NQC[Month]=MONTH(Month&\" 1, 2000\"))*(NQC[Unit Category]=Dashboard!$B24),0))*INDEX(Profiles[],MATCH(1,(Profiles[Month]=MONTH(Month&\" 1, 2000\"))*(Profiles[Hour Ending]=INT(INDEX(_xlfn.TEXTSPLIT(Dashboard!K$3,,\" \"),2))),0),MATCH(Dashboard!$B24,Profiles[#Headers],0))","v":125.00351068083206},{"$f":"INDEX(NQC[NQC MW],MATCH(1,(NQC[Month]=MONTH(Month&\" 1, 2000\"))*(NQC[Unit Category]=Dashboard!$B24),0))*INDEX(Profiles[],MATCH(1,(Profiles[Month]=MONTH(Month&\" 1, 2000\"))*(Profiles[Hour Ending]=INT(INDEX(_xlfn.TEXTSPLIT(Dashboard!L$3,,\" \"),2))),0),MATCH(Dashboard!$B24,Profiles[#Headers],0))","v":105.95496647080357},{"$f":"INDEX(NQC[NQC MW],MATCH(1,(NQC[Month]=MONTH(Month&\" 1, 2000\"))*(NQC[Unit Category]=Dashboard!$B24),0))*INDEX(Profiles[],MATCH(1,(Profiles[Month]=MONTH(Month&\" 1, 2000\"))*(Profiles[Hour Ending]=INT(INDEX(_xlfn.TEXTSPLIT(Dashboard!M$3,,\" \"),2))),0),MATCH(Dashboard!$B24,Profiles[#Headers],0))","v":91.798456196760085},{"$f":"INDEX(NQC[NQC MW],MATCH(1,(NQC[Month]=MONTH(Month&\" 1, 2000\"))*(NQC[Unit Category]=Dashboard!$B24),0))*INDEX(Profiles[],MATCH(1,(Profiles[Month]=MONTH(Month&\" 1, 2000\"))*(Profiles[Hour Ending]=INT(INDEX(_xlfn.TEXTSPLIT(Dashboard!N$3,,\" \"),2))),0),MATCH(Dashboard!$B24,Profiles[#Headers],0))","v":92.102812612150387},{"$f":"INDEX(NQC[NQC MW],MATCH(1,(NQC[Month]=MONTH(Month&\" 1, 2000\"))*(NQC[Unit Category]=Dashboard!$B24),0))*INDEX(Profiles[],MATCH(1,(Profiles[Month]=MONTH(Month&\" 1, 2000\"))*(Profiles[Hour Ending]=INT(INDEX(_xlfn.TEXTSPLIT(Dashboard!O$3,,\" \"),2))),0),MATCH(Dashboard!$B24,Profiles[#Headers],0))","v":88.173091089187452},{"$f":"INDEX(NQC[NQC MW],MATCH(1,(NQC[Month]=MONTH(Month&\" 1, 2000\"))*(NQC[Unit Category]=Dashboard!$B24),0))*INDEX(Profiles[],MATCH(1,(Profiles[Month]=MONTH(Month&\" 1, 2000\"))*(Profiles[Hour Ending]=INT(INDEX(_xlfn.TEXTSPLIT(Dashboard!P$3,,\" \"),2))),0),MATCH(Dashboard!$B24,Profiles[#Headers],0))","v":77.11941595274871},{"$f":"INDEX(NQC[NQC MW],MATCH(1,(NQC[Month]=MONTH(Month&\" 1, 2000\"))*(NQC[Unit Category]=Dashboard!$B24),0))*INDEX(Profiles[],MATCH(1,(Profiles[Month]=MONTH(Month&\" 1, 2000\"))*(Profiles[Hour Ending]=INT(INDEX(_xlfn.TEXTSPLIT(Dashboard!Q$3,,\" \"),2))),0),MATCH(Dashboard!$B24,Profiles[#Headers],0))","v":90.29515876526419},{"$f":"INDEX(NQC[NQC MW],MATCH(1,(NQC[Month]=MONTH(Month&\" 1, 2000\"))*(NQC[Unit Category]=Dashboard!$B24),0))*INDEX(Profiles[],MATCH(1,(Profiles[Month]=MONTH(Month&\" 1, 2000\"))*(Profiles[Hour Ending]=INT(INDEX(_xlfn.TEXTSPLIT(Dashboard!R$3,,\" \"),2))),0),MATCH(Dashboard!$B24,Profiles[#Headers],0))","v":90.050315985233837},{"$f":"INDEX(NQC[NQC MW],MATCH(1,(NQC[Month]=MONTH(Month&\" 1, 2000\"))*(NQC[Unit Category]=Dashboard!$B24),0))*INDEX(Profiles[],MATCH(1,(Profiles[Month]=MONTH(Month&\" 1, 2000\"))*(Profiles[Hour Ending]=INT(INDEX(_xlfn.TEXTSPLIT(Dashboard!S$3,,\" \"),2))),0),MATCH(Dashboard!$B24,Profiles[#Headers],0))","v":83.950719912753044},{"$f":"INDEX(NQC[NQC MW],MATCH(1,(NQC[Month]=MONTH(Month&\" 1, 2000\"))*(NQC[Unit Category]=Dashboard!$B24),0))*INDEX(Profiles[],MATCH(1,(Profiles[Month]=MONTH(Month&\" 1, 2000\"))*(Profiles[Hour Ending]=INT(INDEX(_xlfn.TEXTSPLIT(Dashboard!T$3,,\" \"),2))),0),MATCH(Dashboard!$B24,Profiles[#Headers],0))","v":106.0222058149609},{"$f":"INDEX(NQC[NQC MW],MATCH(1,(NQC[Month]=MONTH(Month&\" 1, 2000\"))*(NQC[Unit Category]=Dashboard!$B24),0))*INDEX(Profiles[],MATCH(1,(Profiles[Month]=MONTH(Month&\" 1, 2000\"))*(Profiles[Hour Ending]=INT(INDEX(_xlfn.TEXTSPLIT(Dashboard!U$3,,\" \"),2))),0),MATCH(Dashboard!$B24,Profiles[#Headers],0))","v":119.8354463126382},{"$f":"INDEX(NQC[NQC MW],MATCH(1,(NQC[Month]=MONTH(Month&\" 1, 2000\"))*(NQC[Unit Category]=Dashboard!$B24),0))*INDEX(Profiles[],MATCH(1,(Profiles[Month]=MONTH(Month&\" 1, 2000\"))*(Profiles[Hour Ending]=INT(INDEX(_xlfn.TEXTSPLIT(Dashboard!V$3,,\" \"),2))),0),MATCH(Dashboard!$B24,Profiles[#Headers],0))","v":139.31679711285614},{"$f":"INDEX(NQC[NQC MW],MATCH(1,(NQC[Month]=MONTH(Month&\" 1, 2000\"))*(NQC[Unit Category]=Dashboard!$B24),0))*INDEX(Profiles[],MATCH(1,(Profiles[Month]=MONTH(Month&\" 1, 2000\"))*(Profiles[Hour Ending]=INT(INDEX(_xlfn.TEXTSPLIT(Dashboard!W$3,,\" \"),2))),0),MATCH(Dashboard!$B24,Profiles[#Headers],0))","v":152.55288069795822},{"$f":"INDEX(NQC[NQC MW],MATCH(1,(NQC[Month]=MONTH(Month&\" 1, 2000\"))*(NQC[Unit Category]=Dashboard!$B24),0))*INDEX(Profiles[],MATCH(1,(Profiles[Month]=MONTH(Month&\" 1, 2000\"))*(Profiles[Hour Ending]=INT(INDEX(_xlfn.TEXTSPLIT(Dashboard!X$3,,\" \"),2))),0),MATCH(Dashboard!$B24,Profiles[#Headers],0))","v":143.14087684697068},{"$f":"INDEX(NQC[NQC MW],MATCH(1,(NQC[Month]=MONTH(Month&\" 1, 2000\"))*(NQC[Unit Category]=Dashboard!$B24),0))*INDEX(Profiles[],MATCH(1,(Profiles[Month]=MONTH(Month&\" 1, 2000\"))*(Profiles[Hour Ending]=INT(INDEX(_xlfn.TEXTSPLIT(Dashboard!Y$3,,\" \"),2))),0),MATCH(Dashboard!$B24,Profiles[#Headers],0))","v":145.52619561626349},{"$f":"INDEX(NQC[NQC MW],MATCH(1,(NQC[Month]=MONTH(Month&\" 1, 2000\"))*(NQC[Unit Category]=Dashboard!$B24),0))*INDEX(Profiles[],MATCH(1,(Profiles[Month]=MONTH(Month&\" 1, 2000\"))*(Profiles[Hour Ending]=INT(INDEX(_xlfn.TEXTSPLIT(Dashboard!Z$3,,\" \"),2))),0),MATCH(Dashboard!$B24,Profiles[#Headers],0))","v":134.00441583821663}]
[null,"Wind_Socal",{"$f":"INDEX(Supply[Supply],MATCH(1,(Supply[Month]=MONTH(Month&\" 1, 2000\"))*(Supply[Unit Category]=Dashboard!$B25)*(Supply[Hour Ending]=INT(INDEX(_xlfn.TEXTSPLIT(Dashboard!C$3,\" \"),2))),0))","v":381.49862222478282},{"$f":"INDEX(NQC[NQC MW],MATCH(1,(NQC[Month]=MONTH(Month&\" 1, 2000\"))*(NQC[Unit Category]=Dashboard!$B25),0))*INDEX(Profiles[],MATCH(1,(Profiles[Month]=MONTH(Month&\" 1, 2000\"))*(Profiles[Hour Ending]=INT(INDEX(_xlfn.TEXTSPLIT(Dashboard!D$3,,\" \"),2))),0),MATCH(Dashboard!$B25,Profiles[#Headers],0))","v":389.99966620809084},{"$f":"INDEX(NQC[NQC MW],MATCH(1,(NQC[Month]=MONTH(Month&\" 1, 2000\"))*(NQC[Unit Category]=Dashboard!$B25),0))*INDEX(Profiles[],MATCH(1,(Profiles[Month]=MONTH(Month&\" 1, 2000\"))*(Profiles[Hour Ending]=INT(INDEX(_xlfn.TEXTSPLIT(Dashboard!E$3,,\" \"),2))),0),MATCH(Dashboard!$B25,Profiles[#Headers],0))","v":413.13002642019308},{"$f":"INDEX(NQC[NQC MW],MATCH(1,(NQC[Month]=MONTH(Month&\" 1, 2000\"))*(NQC[Unit Category]=Dashboard!$B25),0))*INDEX(Profiles[],MATCH(1,(Profiles[Month]=MONTH(Month&\" 1, 2000\"))*(Profiles[Hour Ending]=INT(INDEX(_xlfn.TEXTSPLIT(Dashboard!F$3,,\" \"),2))),0),MATCH(Dashboard!$B25,Profiles[#Headers],0))","v":392.32721838049747},{"$f":"INDEX(NQC[NQC MW],MATCH(1,(NQC[Month]=MONTH(Month&\" 1, 2000\"))*(NQC[Unit Category]=Dashboard!$B25),0))*INDEX(Profiles[],MATCH(1,(Profiles[Month]=MONTH(Month&\" 1, 2000\"))*(Profiles[Hour Ending]=INT(INDEX(_xlfn.TEXTSPLIT(Dashboard!G$3,,\" \"),2))),0),MATCH(Dashboard!$B25,Profiles[#Headers],0))","v":412.19705088363435},{"$f":"INDEX(NQC[NQC MW],MATCH(1,(NQC[Month]=MONTH(Month&\" 1, 2000\"))*(NQC[Unit Category]=Dashboard!$B25),0))*INDEX(Profiles[],MATCH(1,(Profiles[Month]=MONTH(Month&\" 1, 2000\"))*(Profiles[Hour Ending]=INT(INDEX(_xlfn.TEXTSPLIT(Dashboard!H$3,,\" \"),2))),0),MATCH(Dashboard!$B25,Profiles[#Headers],0))","v":390.7566096354887},{"$f":"INDEX(NQC[NQC MW],MATCH(1,(NQC[Month]=MONTH(Month&\" 1, 2000\"))*(NQC[Unit Category]=Dashboard!$B25),0))*INDEX(Profiles[],MATCH(1,(Profiles[Month]=MONTH(Month&\" 1, 2000\"))*(Profiles[Hour Ending]=INT(INDEX(_xlfn.TEXTSPLIT(Dashboard!I$3,,\" \"),2))),0),MATCH(Dashboard!$B25,Profiles[#Headers],0))","v":345.33500957983307},{"$f":"INDEX(NQC[NQC MW],MATCH(1,(NQC[Month]=MONTH(Month&\" 1, 2000\"))*(NQC[Unit Category]=Dashboard!$B25),0))*INDEX(Profiles[],MATCH(1,(Profiles[Month]=MONTH(Month&\" 1, 2000\"))*(Profiles[Hour Ending]=INT(INDEX(_xlfn.TEXTSPLIT(Dashboard!J$3,,\" \"),2))),0),MATCH(Dashboard!$B25,Profiles[#Headers],0))","v":414.91498550448426},{"$f":"INDEX(NQC[NQC MW],MATCH(1,(NQC[Month]=MONTH(Month&\" 1, 2000\"))*(NQC[Unit Category]=Dashboard!$B25),0))*INDEX(Profiles[],MATCH(1,(Profiles[Month]=MONTH(Month&\" 1, 2000\"))*(Profiles[Hour Ending]=INT(INDEX(_xlfn.TEXTSPLIT(Dashboard!K$3,,\" \"),2))),0),MATCH(Dashboard!$B25,Profiles[#Headers],0))","v":386.09362988792918},{"$f":"INDEX(NQC[NQC MW],MATCH(1,(NQC[Month]=MONTH(Month&\" 1, 2000\"))*(NQC[Unit Category]=Dashboard!$B25),0))*INDEX(Profiles[],MATCH(1,(Profiles[Month]=MONTH(Month&\" 1, 2000\"))*(Profiles[Hour Ending]=INT(INDEX(_xlfn.TEXTSPLIT(Dashboard!L$3,,\" \"),2))),0),MATCH(Dashboard!$B25,Profiles[#Headers],0))","v":347.77594745914968},{"$f":"INDEX(NQC[NQC MW],MATCH(1,(NQC[Month]=MONTH(Month&\" 1, 2000\"))*(NQC[Unit Category]=Dashboard!$B25),0))*INDEX(Profiles[],MATCH(1,(Profiles[Month]=MONTH(Month&\" 1, 2000\"))*(Profiles[Hour Ending]=INT(INDEX(_xlfn.TEXTSPLIT(Dashboard!M$3,,\" \"),2))),0),MATCH(Dashboard!$B25,Profiles[#Headers],0))","v":343.21130938739174},{"$f":"INDEX(NQC[NQC MW],MATCH(1,(NQC[Month]=MONTH(Month&\" 1, 2000\"))*(NQC[Unit Category]=Dashboard!$B25),0))*INDEX(Profiles[],MATCH(1,(Profiles[Month]=MONTH(Month&\" 1, 2000\"))*(Profiles[Hour Ending]=INT(INDEX(_xlfn.TEXTSPLIT(Dashboard!N$3,,\" \"),2))),0),MATCH(Dashboard!$B25,Profiles[#Headers],0))","v":364.34052196889098},{"$f":"INDEX(NQC[NQC MW],MATCH(1,(NQC[Month]=MONTH(Month&\" 1, 2000\"))*(NQC[Unit Category]=Dashboard!$B25),0))*INDEX(Profiles[],MATCH(1,(Profiles[Month]=MONTH(Month&\" 1, 2000\"))*(Profiles[Hour Ending]=INT(INDEX(_xlfn.TEXTSPLIT(Dashboard!O$3,,\" \"),2))),0),MATCH(Dashboard!$B25,Profiles[#Headers],0))","v":413.67778176471103},{"$f":"INDEX(NQC[NQC MW],MATCH(1,(NQC[Month]=MONTH(Month&\" 1, 2000\"))*(NQC[Unit Category]=Dashboard!$B25),0))*INDEX(Profiles[],MATCH(1,(Profiles[Month]=MONTH(Month&\" 1, 2000\"))*(Profiles[Hour Ending]=INT(INDEX(_xlfn.TEXTSPLIT(Dashboard!P$3,,\" \"),2))),0),MATCH(Dashboard!$B25,Profiles[#Headers],0))","v":460.62000172037853},{"$f":"INDEX(NQC[NQC MW],MATCH(1,(NQC[Month]=MONTH(Month&\" 1, 2000\"))*(NQC[Unit Category]=Dashboard!$B25),0))*INDEX(Profiles[],MATCH(1,(Profiles[Month]=MONTH(Month&\" 1, 2000\"))*(Profiles[Hour Ending]=INT(INDEX(_xlfn.TEXTSPLIT(Dashboard!Q$3,,\" \"),2))),0),MATCH(Dashboard!$B25,Profiles[#Headers],0))","v":425.8839069863273},{"$f":"INDEX(NQC[NQC MW],MATCH(1,(NQC[Month]=MONTH(Month&\" 1, 2000\"))*(NQC[Unit Category]=Dashboard!$B25),0))*INDEX(Profiles[],MATCH(1,(Profiles[Month]=MONTH(Month&\" 1, 2000\"))*(Profiles[Hour Ending]=INT(INDEX(_xlfn.TEXTSPLIT(Dashboard!R$3,,\" \"),2))),0),MATCH(Dashboard!$B25,Profiles[#Headers],0))","v":360.86751615870918},{"$f":"INDEX(NQC[NQC MW],MATCH(1,(NQC[Month]=MONTH(Month&\" 1, 2000\"))*(NQC[Unit Category]=Dashboard!$B25),0))*INDEX(Profiles[],MATCH(1,(Profiles[Month]=MONTH(Month&\" 1, 2000\"))*(Profiles[Hour Ending]=INT(INDEX(_xlfn.TEXTSPLIT(Dashboard!S$3,,\" \"),2))),0),MATCH(Dashboard!$B25,Profiles[#Headers],0))","v":370.17831790984263},{"$f":"INDEX(NQC[NQC MW],MATCH(1,(NQC[Month]=MONTH(Month&\" 1, 2000\"))*(NQC[Unit Category]=Dashboard!$B25),0))*INDEX(Profiles[],MATCH(1,(Profiles[Month]=MONTH(Month&\" 1, 2000\"))*(Profiles[Hour Ending]=INT(INDEX(_xlfn.TEXTSPLIT(Dashboard!T$3,,\" \"),2))),0),MATCH(Dashboard!$B25,Profiles[#Headers],0))","v":375.88914964873999},{"$f":"INDEX(NQC[NQC MW],MATCH(1,(NQC[Month]=MONTH(Month&\" 1, 2000\"))*(NQC[Unit Category]=Dashboard!$B25),0))*INDEX(Profiles[],MATCH(1,(Profiles[Month]=MONTH(Month&\" 1, 2000\"))*(Profiles[Hour Ending]=INT(INDEX(_xlfn.TEXTSPLIT(Dashboard!U$3,,\" \"),2))),0),MATCH(Dashboard!$B25,Profiles[#Headers],0))","v":390.92415773882885},{"$f":"INDEX(NQC[NQC MW],MATCH(1,(NQC[Month]=MONTH(Month&\" 1, 2000\"))*(NQC[Unit Category]=Dashboard!$B25),0))*INDEX(Profiles[],MATCH(1,(Profiles[Month]=MONTH(Month&\" 1, 2000\"))*(Profiles[Hour Ending]=INT(INDEX(_xlfn.TEXTSPLIT(Dashboard!V$3,,\" \"),2))),0),MATCH(Dashboard!$B25,Profiles[#Headers],0))","v":380.15996504935771},{"$f":"INDEX(NQC[NQC MW],MATCH(1,(NQC[Month]=MONTH(Month&\" 1, 2000\"))*(NQC[Unit Category]=Dashboard!$B25),0))*INDEX(Profiles[],MATCH(1,(Profiles[Month]=MONTH(Month&\" 1, 2000\"))*(Profiles[Hour Ending]=INT(INDEX(_xlfn.TEXTSPLIT(Dashboard!W$3,,\" \"),2))),0),MATCH(Dashboard!$B25,Profiles[#Headers],0))","v":411.17003886683693},{"$f":"INDEX(NQC[NQC MW],MATCH(1,(NQC[Month]=MONTH(Month&\" 1, 2000\"))*(NQC[Unit Category]=Dashboard!$B25),0))*INDEX(Profiles[],MATCH(1,(Profiles[Month]=MONTH(Month&\" 1, 2000\"))*(Profiles[Hour Ending]=INT(INDEX(_xlfn.TEXTSPLIT(Dashboard!X$3,,\" \"),2))),0),MATCH(Dashboard!$B25,Profiles[#Headers],0))","v":441.9730785137707},{"$f":"INDEX(NQC[NQC MW],MATCH(1,(NQC[Month]=MONTH(Month&\" 1, 2000\"))*(NQC[Unit Category]=Dashboard!$B25),0))*INDEX(Profiles[],MATCH(1,(Profiles[Month]=MONTH(Month&\" 1, 2000\"))*(Profiles[Hour Ending]=INT(INDEX(_xlfn.TEXTSPLIT(Dashboard!Y$3,,\" \"),2))),0),MATCH(Dashboard!$B25,Profiles[#Headers],0))","v":452.36995908749674},{"$f":"INDEX(NQC[NQC MW],MATCH(1,(NQC[Month]=MONTH(Month&\" 1, 2000\"))*(NQC[Unit Category]=Dashboard!$B25),0))*INDEX(Profiles[],MATCH(1,(Profiles[Month]=MONTH(Month&\" 1, 2000\"))*(Profiles[Hour Ending]=INT(INDEX(_xlfn.TEXTSPLIT(Dashboard!Z$3,,\" \"),2))),0),MATCH(Dashboard!$B25,Profiles[#Headers],0))","v":420.28349972669037}]
[null,"Total Supply With Storage (MW)",{"$f":"SUM(C4:C25)","v":40118.634519505715},{"$f":"SUM(D4:D25)","v":38571.808625861311},37918.663357463738,37898.484606532547,37920.438060397319,39056.118330580641,42080.583017195262,44175.963780470753,45185.700362076866,47692.590106570882,48773.58626455452,49022.606295563426,49153.268566750128,48549.980658636036,47281.06048420068,42996.508788767795,43616.289555374176,46128.028406635422,46160.150989091293,45979.770333762157,45210.06383876178,44261.212172372885,42816.93144579915,41810.012034201558]
[null,"Total Supply Without Storage (MW)",{"$f":"SUM(C4:C16,C18:C25)","v":37897.49545079597},{"$f":"SUM(D4:D16,D18:D25)","v":37917.894197670743},37918.663357463738,37898.484606532547,37920.438060397319,37908.849610742131,37886.438007823992,40030.880462250047,45185.700362076866,47692.590106570882,48773.58626455452,49022.606295563426,49153.268566750128,48549.980658636036,47281.06048420068,42996.508788767795,40840.336298352719,40366.833172826475,40273.914501907697,40205.246686243932,40096.556184991976,38165.264004583485,37984.330896950873,37940.716048307113]
[null,"Load",{"$f":"INDEX(ManagedLoad[Total],MATCH(1,(ManagedLoad[Month]=MONTH(Month&\" 1, 2000\"))*(ManagedLoad[Hour Ending]=INT(INDEX(_xlfn.TEXTSPLIT(Dashboard!C$3,\" \"),2))),0))","v":32472},{"$f":"INDEX(ManagedLoad[Total],MATCH(1,(ManagedLoad[Month]=MONTH(Month&\" 1, 2000\"))*(ManagedLoad[Hour Ending]=INT(INDEX(_xlfn.TEXTSPLIT(Dashboard!D$3,\" \"),2))),0))","v":31220},{"$f":"INDEX(ManagedLoad[Total],MATCH(1,(ManagedLoad[Month]=MONTH(Month&\" 1, 2000\"))*(ManagedLoad[Hour Ending]=INT(INDEX(_xlfn.TEXTSPLIT(Dashboard!E$3,\" \"),2))),0))","v":30251},{"$f":"INDEX(ManagedLoad[Total],MATCH(1,(ManagedLoad[Month]=MONTH(Month&\" 1, 2000\"))*(ManagedLoad[Hour Ending]=INT(INDEX(_xlfn.TEXTSPLIT(Dashboard!F$3,\" \"),2))),0))","v":29835},{"$f":"INDEX(ManagedLoad[Total],MATCH(1,(ManagedLoad[Month]=MONTH(Month&\" 1, 2000\"))*(ManagedLoad[Hour Ending]=INT(INDEX(_xlfn.TEXTSPLIT(Dashboard!G$3,\" \"),2))),0))","v":30096},{"$f":"INDEX(ManagedLoad[Total],MATCH(1,(ManagedLoad[Month]=MONTH(Month&\" 1, 2000\"))*(ManagedLoad[Hour Ending]=INT(INDEX(_xlfn.TEXTSPLIT(Dashboard!H$3,\" \"),2))),0))","v":31612},{"$f":"INDEX(ManagedLoad[Total],MATCH(1,(ManagedLoad[Month]=MONTH(Month&\" 1, 2000\"))*(ManagedLoad[Hour Ending]=INT(INDEX(_xlfn.TEXTSPLIT(Dashboard!I$3,\" \"),2))),0))","v":34060},{"$f":"INDEX(ManagedLoad[Total],MATCH(1,(ManagedLoad[Month]=MONTH(Month&\" 1, 2000\"))*(ManagedLoad[Hour Ending]=INT(INDEX(_xlfn.TEXTSPLIT(Dashboard!J$3,\" \"),2))),0))","v":35756},{"$f":"INDEX(ManagedLoad[Total],MATCH(1,(ManagedLoad[Month]=MONTH(Month&\" 1, 2000\"))*(ManagedLoad[Hour Ending]=INT(INDEX(_xlfn.TEXTSPLIT(Dashboard!K$3,\" \"),2))),0))","v":35480},{"$f":"INDEX(ManagedLoad[Total],MATCH(1,(ManagedLoad[Month]=MONTH(Month&\" 1, 2000\"))*(ManagedLoad[Hour Ending]=INT(INDEX(_xlfn.TEXTSPLIT(Dashboard!L$3,\" \"),2))),0))","v":33958},{"$f":"INDEX(ManagedLoad[Total],MATCH(1,(ManagedLoad[Month]=MONTH(Month&\" 1, 2000\"))*(ManagedLoad[Hour Ending]=INT(INDEX(_xlfn.TEXTSPLIT(Dashboard!M$3,\" \"),2))),0))","v":32362},{"$f":"INDEX(ManagedLoad[Total],MATCH(1,(ManagedLoad[Month]=MONTH(Month&\" 1, 2000\"))*(ManagedLoad[Hour Ending]=INT(INDEX(_xlfn.TEXTSPLIT(Dashboard!N$3,\" \"),2))),0))","v":30797},{"$f":"INDEX(ManagedLoad[Total],MATCH(1,(ManagedLoad[Month]=MONTH(Month&\" 1, 2000\"))*(ManagedLoad[Hour Ending]=INT(INDEX(_xlfn.TEXTSPLIT(Dashboard!O$3,\" \"),2))),0))","v":30298},{"$f":"INDEX(ManagedLoad[Total],MATCH(1,(ManagedLoad[Month]=MONTH(Month&\" 1, 2000\"))*(ManagedLoad[Hour Ending]=INT(INDEX(_xlfn.TEXTSPLIT(Dashboard!P$3,\" \"),2))),0))","v":30565},{"$f":"INDEX(ManagedLoad[Total],MATCH(1,(ManagedLoad[Month]=MONTH(Month&\" 1, 2000\"))*(ManagedLoad[Hour Ending]=INT(INDEX(_xlfn.TEXTSPLIT(Dashboard!Q$3,\" \"),2))),0))","v":31593},{"$f":"INDEX(ManagedLoad[Total],MATCH(1,(ManagedLoad[Month]=MONTH(Month&\" 1, 2000\"))*(ManagedLoad[Hour Ending]=INT(INDEX(_xlfn.TEXTSPLIT(Dashboard!R$3,\" \"),2))),0))","v":33343},{"$f":"INDEX(ManagedLoad[Total],MATCH(1,(ManagedLoad[Month]=MONTH(Month&\" 1, 2000\"))*(ManagedLoad[Hour Ending]=INT(INDEX(_xlfn.TEXTSPLIT(Dashboard!S$3,\" \"),2))),0))","v":35303},{"$f":"INDEX(ManagedLoad[Total],MATCH(1,(ManagedLoad[Month]=MONTH(Month&\" 1, 2000\"))*(ManagedLoad[Hour Ending]=INT(INDEX(_xlfn.TEXTSPLIT(Dashboard!T$3,\" \"),2))),0))","v":37336},{"$f":"INDEX(ManagedLoad[Total],MATCH(1,(ManagedLoad[Month]=MONTH(Month&\" 1, 2000\"))*(ManagedLoad[Hour Ending]=INT(INDEX(_xlfn.TEXTSPLIT(Dashboard!U$3,\" \"),2))),0))","v":37362},{"$f":"INDEX(ManagedLoad[Total],MATCH(1,(ManagedLoad[Month]=MONTH(Month&\" 1, 2000\"))*(ManagedLoad[Hour Ending]=INT(INDEX(_xlfn.TEXTSPLIT(Dashboard!V$3,\" \"),2))),0))","v":37216},{"$f":"INDEX(ManagedLoad[Total],MATCH(1,(ManagedLoad[Month]=MONTH(Month&\" 1, 2000\"))*(ManagedLoad[Hour Ending]=INT(INDEX(_xlfn.TEXTSPLIT(Dashboard!W$3,\" \"),2))),0))","v":36593},{"$f":"INDEX(ManagedLoad[Total],MATCH(1,(ManagedLoad[Month]=MONTH(Month&\" 1, 2000\"))*(ManagedLoad[Hour Ending]=INT(INDEX(_xlfn.TEXTSPLIT(Dashboard!X$3,\" \"),2))),0))","v":35825},{"$f":"INDEX(ManagedLoad[Total],MATCH(1,(ManagedLoad[Month]=MONTH(Month&\" 1, 2000\"))*(ManagedLoad[Hour Ending]=INT(INDEX(_xlfn.TEXTSPLIT(Dashboard!Y$3,\" \"),2))),0))","v":34656},{"$f":"INDEX(ManagedLoad[Total],MATCH(1,(ManagedLoad[Month]=MONTH(Month&\" 1, 2000\"))*(ManagedLoad[Hour Ending]=INT(INDEX(_xlfn.TEXTSPLIT(Dashboard!Z$3,\" \"),2))),0))","v":33841}]
[null,"Requirement",{"$f":"C28*(1+_xlfn.XLOOKUP(MONTH(Month&\" 1, 2000\"),PRM[Month],PRM[Planning Reserve Margin],,0))","v":40118.634519505715},{"$f":"D28*(1+_xlfn.XLOOKUP(MONTH(Month&\" 1, 2000\"),PRM[Month],PRM[Planning Reserve Margin],,0))","v":38571.808625861311},{"$f":"E28*(1+_xlfn.XLOOKUP(MONTH(Month&\" 1, 2000\"),PRM[Month],PRM[Planning Reserve Margin],,0))","v":37374.624687409691},{"$f":"F28*(1+_xlfn.XLOOKUP(MONTH(Month&\" 1, 2000\"),PRM[Month],PRM[Planning Reserve Margin],,0))","v":36860.663368115696},{"$f":"G28*(1+_xlfn.XLOOKUP(MONTH(Month&\" 1, 2000\"),PRM[Month],PRM[Planning Reserve Margin],,0))","v":37183.124676615051},{"$f":"H28*(1+_xlfn.XLOOKUP(MONTH(Month&\" 1, 2000\"),PRM[Month],PRM[Planning Reserve Margin],,0))","v":39056.118330580641},{"$f":"I28*(1+_xlfn.XLOOKUP(MONTH(Month&\" 1, 2000\"),PRM[Month],PRM[Planning Reserve Margin],,0))","v":42080.583017195262},{"$f":"J28*(1+_xlfn.XLOOKUP(MONTH(Month&\" 1, 2000\"),PRM[Month],PRM[Planning Reserve Margin],,0))","v":44175.963780470753},{"$f":"K28*(1+_xlfn.XLOOKUP(MONTH(Month&\" 1, 2000\"),PRM[Month],PRM[Planning Reserve Margin],,0))","v":43834.970212862245},{"$f":"L28*(1+_xlfn.XLOOKUP(MONTH(Month&\" 1, 2000\"),PRM[Month],PRM[Planning Reserve Margin],,0))","v":41954.56365525299},{"$f":"M28*(1+_xlfn.XLOOKUP(MONTH(Month&\" 1, 2000\"),PRM[Month],PRM[Planning Reserve Margin],,0))","v":39982.731286038557},{"$f":"N28*(1+_xlfn.XLOOKUP(MONTH(Month&\" 1, 2000\"),PRM[Month],PRM[Planning Reserve Margin],,0))","v":38049.198918983049},{"$f":"O28*(1+_xlfn.XLOOKUP(MONTH(Month&\" 1, 2000\"),PRM[Month],PRM[Planning Reserve Margin],,0))","v":37432.69243261838},{"$f":"P28*(1+_xlfn.XLOOKUP(MONTH(Month&\" 1, 2000\"),PRM[Month],PRM[Planning Reserve Margin],,0))","v":37762.566644761398},{"$f":"Q28*(1+_xlfn.XLOOKUP(MONTH(Month&\" 1, 2000\"),PRM[Month],PRM[Planning Reserve Margin],,0))","v":39032.644135709044},{"$f":"R28*(1+_xlfn.XLOOKUP(MONTH(Month&\" 1, 2000\"),PRM[Month],PRM[Planning Reserve Margin],,0))","v":41194.741031777499},{"$f":"S28*(1+_xlfn.XLOOKUP(MONTH(Month&\" 1, 2000\"),PRM[Month],PRM[Planning Reserve Margin],,0))","v":43616.289555374176},{"$f":"T28*(1+_xlfn.XLOOKUP(MONTH(Month&\" 1, 2000\"),PRM[Month],PRM[Planning Reserve Margin],,0))","v":46128.028406635422},{"$f":"U28*(1+_xlfn.XLOOKUP(MONTH(Month&\" 1, 2000\"),PRM[Month],PRM[Planning Reserve Margin],,0))","v":46160.150989091293},{"$f":"V28*(1+_xlfn.XLOOKUP(MONTH(Month&\" 1, 2000\"),PRM[Month],PRM[Planning Reserve Margin],,0))","v":45979.770333762157},{"$f":"W28*(1+_xlfn.XLOOKUP(MONTH(Month&\" 1, 2000\"),PRM[Month],PRM[Planning Reserve Margin],,0))","v":45210.06383876178},{"$f":"X28*(1+_xlfn.XLOOKUP(MONTH(Month&\" 1, 2000\"),PRM[Month],PRM[Planning Reserve Margin],,0))","v":44261.212172372885},{"$f":"Y28*(1+_xlfn.XLOOKUP(MONTH(Month&\" 1, 2000\"),PRM[Month],PRM[Planning Reserve Margin],,0))","v":42816.93144579915},{"$f":"Z28*(1+_xlfn.XLOOKUP(MONTH(Month&\" 1, 2000\"),PRM[Month],PRM[Planning Reserve Margin],,0))","v":41810.012034201558}]
[]
[null,"Chart Label:",{"$f":"\"Hourly Slice-of-Day Supply by Unit Category and Load for \"&Month&\" 2026\"","v":"Hourly Slice-of-Day Supply by Unit Category and Load for Dec 2026"}]

{"sheet":"Monthly Constraints","index":1,"n_rows":29,"n_cols":13,"rows_kept":29,"cut":false,"hidden":false,"merged":[[0,0,1,0]]}
["Month","Jan","Feb","Mar","Apr","May","Jun","Jul","Aug","Sep","Oct","Nov","Dec"]
[null,1,2,3,4,5,6,7,8,9,10,11,12]
["Constraining Hour Ending",{"$f":"INDEX(PRM[Constraining Hour Ending],'Monthly Constraints'!B$2)","v":19},{"$f":"INDEX(PRM[Constraining Hour Ending],'Monthly Constraints'!C$2)","v":19},{"$f":"INDEX(PRM[Constraining Hour Ending],'Monthly Constraints'!D$2)","v":20},{"$f":"INDEX(PRM[Constraining Hour Ending],'Monthly Constraints'!E$2)","v":19},{"$f":"INDEX(PRM[Constraining Hour Ending],'Monthly Constraints'!F$2)","v":20},{"$f":"INDEX(PRM[Constraining Hour Ending],'Monthly Constraints'!G$2)","v":19},{"$f":"INDEX(PRM[Constraining Hour Ending],'Monthly Constraints'!H$2)","v":19},{"$f":"INDEX(PRM[Constraining Hour Ending],'Monthly Constraints'!I$2)","v":19},{"$f":"INDEX(PRM[Constraining Hour Ending],'Monthly Constraints'!J$2)","v":18},{"$f":"INDEX(PRM[Constraining Hour Ending],'Monthly Constraints'!K$2)","v":18},{"$f":"INDEX(PRM[Constraining Hour Ending],'Monthly Constraints'!L$2)","v":18},{"$f":"INDEX(PRM[Constraining Hour Ending],'Monthly Constraints'!M$2)","v":22}]
["Biogas",{"$f":"INDEX(Supply[Supply],MATCH(1,(Supply[Unit Category]='Monthly Constraints'!$A4)*(Supply[Month]='Monthly Constraints'!B$2)*(Supply[Hour Ending]='Monthly Constraints'!B$3),0))","v":206.430284},{"$f":"INDEX(Supply[Supply],MATCH(1,(Supply[Unit Category]='Monthly Constraints'!$A4)*(Supply[Month]='Monthly Constraints'!C$2)*(Supply[Hour Ending]='Monthly Constraints'!C$3),0))","v":207.81871400000003},{"$f":"INDEX(Supply[Supply],MATCH(1,(Supply[Unit Category]='Monthly Constraints'!$A4)*(Supply[Month]='Monthly Constraints'!D$2)*(Supply[Hour Ending]='Monthly Constraints'!D$3),0))","v":206.2131},{"$f":"INDEX(Supply[Supply],MATCH(1,(Supply[Unit Category]='Monthly Constraints'!$A4)*(Supply[Month]='Monthly Constraints'!E$2)*(Supply[Hour Ending]='Monthly Constraints'!E$3),0))","v":202.40361600000003},{"$f":"INDEX(Supply[Supply],MATCH(1,(Supply[Unit Category]='Monthly Constraints'!$A4)*(Supply[Month]='Monthly Constraints'!F$2)*(Supply[Hour Ending]='Monthly Constraints'!F$3),0))","v":206.80138800000003},{"$f":"INDEX(Supply[Supply],MATCH(1,(Supply[Unit Category]='Monthly Constraints'!$A4)*(Supply[Month]='Monthly Constraints'!G$2)*(Supply[Hour Ending]='Monthly Constraints'!G$3),0))","v":205.76631699999999},{"$f":"INDEX(Supply[Supply],MATCH(1,(Supply[Unit Category]='Monthly Constraints'!$A4)*(Supply[Month]='Monthly Constraints'!H$2)*(Supply[Hour Ending]='Monthly Constraints'!H$3),0))","v":203.67664100000002},{"$f":"INDEX(Supply[Supply],MATCH(1,(Supply[Unit Category]='Monthly Constraints'!$A4)*(Supply[Month]='Monthly Constraints'!I$2)*(Supply[Hour Ending]='Monthly Constraints'!I$3),0))","v":201.70609399999998},{"$f":"INDEX(Supply[Supply],MATCH(1,(Supply[Unit Category]='Monthly Constraints'!$A4)*(Supply[Month]='Monthly Constraints'!J$2)*(Supply[Hour Ending]='Monthly Constraints'!J$3),0))","v":201.69007000000002},{"$f":"INDEX(Supply[Supply],MATCH(1,(Supply[Unit Category]='Monthly Constraints'!$A4)*(Supply[Month]='Monthly Constraints'!K$2)*(Supply[Hour Ending]='Monthly Constraints'!K$3),0))","v":197.4247},{"$f":"INDEX(Supply[Supply],MATCH(1,(Supply[Unit Category]='Monthly Constraints'!$A4)*(Supply[Month]='Monthly Constraints'!L$2)*(Supply[Hour Ending]='Monthly Constraints'!L$3),0))","v":200.35879400000005},{"$f":"INDEX(Supply[Supply],MATCH(1,(Supply[Unit Category]='Monthly Constraints'!$A4)*(Supply[Month]='Monthly Constraints'!M$2)*(Supply[Hour Ending]='Monthly Constraints'!M$3),0))","v":216.81695399999998}]
["Biomass/Wood",{"$f":"INDEX(Supply[Supply],MATCH(1,(Supply[Unit Category]='Monthly Constraints'!$A5)*(Supply[Month]='Monthly Constraints'!B$2)*(Supply[Hour Ending]='Monthly Constraints'!B$3),0))","v":409.01002599999993},{"$f":"INDEX(Supply[Supply],MATCH(1,(Supply[Unit Category]='Monthly Constraints'!$A5)*(Supply[Month]='Monthly Constraints'!C$2)*(Supply[Hour Ending]='Monthly Constraints'!C$3),0))","v":397.78673600000008},{"$f":"INDEX(Supply[Supply],MATCH(1,(Supply[Unit Category]='Monthly Constraints'!$A5)*(Supply[Month]='Monthly Constraints'!D$2)*(Supply[Hour Ending]='Monthly Constraints'!D$3),0))","v":387.56216500000005},{"$f":"INDEX(Supply[Supply],MATCH(1,(Supply[Unit Category]='Monthly Constraints'!$A5)*(Supply[Month]='Monthly Constraints'!E$2)*(Supply[Hour Ending]='Monthly Constraints'!E$3),0))","v":377.54564400000004},{"$f":"INDEX(Supply[Supply],MATCH(1,(Supply[Unit Category]='Monthly Constraints'!$A5)*(Supply[Month]='Monthly Constraints'!F$2)*(Supply[Hour Ending]='Monthly Constraints'!F$3),0))","v":385.40468499999992},{"$f":"INDEX(Supply[Supply],MATCH(1,(Supply[Unit Category]='Monthly Constraints'!$A5)*(Supply[Month]='Monthly Constraints'!G$2)*(Supply[Hour Ending]='Monthly Constraints'!G$3),0))","v":425.54530700000004},{"$f":"INDEX(Supply[Supply],MATCH(1,(Supply[Unit Category]='Monthly Constraints'!$A5)*(Supply[Month]='Monthly Constraints'!H$2)*(Supply[Hour Ending]='Monthly Constraints'!H$3),0))","v":419.86848500000008},{"$f":"INDEX(Supply[Supply],MATCH(1,(Supply[Unit Category]='Monthly Constraints'!$A5)*(Supply[Month]='Monthly Constraints'!I$2)*(Supply[Hour Ending]='Monthly Constraints'!I$3),0))","v":409.84238000000011},{"$f":"INDEX(Supply[Supply],MATCH(1,(Supply[Unit Category]='Monthly Constraints'!$A5)*(Supply[Month]='Monthly Constraints'!J$2)*(Supply[Hour Ending]='Monthly Constraints'!J$3),0))","v":410.56513399999994},{"$f":"INDEX(Supply[Supply],MATCH(1,(Supply[Unit Category]='Monthly Constraints'!$A5)*(Supply[Month]='Monthly Constraints'!K$2)*(Supply[Hour Ending]='Monthly Constraints'!K$3),0))","v":395.73700000000002},{"$f":"INDEX(Supply[Supply],MATCH(1,(Supply[Unit Category]='Monthly Constraints'!$A5)*(Supply[Month]='Monthly Constraints'!L$2)*(Supply[Hour Ending]='Monthly Constraints'!L$3),0))","v":378.13667100000004},{"$f":"INDEX(Supply[Supply],MATCH(1,(Supply[Unit Category]='Monthly Constraints'!$A5)*(Supply[Month]='Monthly Constraints'!M$2)*(Supply[Hour Ending]='Monthly Constraints'!M$3),0))","v":387.29537700000009}]
["CC",{"$f":"INDEX(Supply[Supply],MATCH(1,(Supply[Unit Category]='Monthly Constraints'!$A6)*(Supply[Month]='Monthly Constraints'!B$2)*(Supply[Hour Ending]='Monthly Constraints'!B$3),0))","v":17255.400000000001},{"$f":"INDEX(Supply[Supply],MATCH(1,(Supply[Unit Category]='Monthly Constraints'!$A6)*(Supply[Month]='Monthly Constraints'!C$2)*(Supply[Hour Ending]='Monthly Constraints'!C$3),0))","v":17257.400000000001},{"$f":"INDEX(Supply[Supply],MATCH(1,(Supply[Unit Category]='Monthly Constraints'!$A6)*(Supply[Month]='Monthly Constraints'!D$2)*(Supply[Hour Ending]='Monthly Constraints'!D$3),0))","v":17249.93},{"$f":"INDEX(Supply[Supply],MATCH(1,(Supply[Unit Category]='Monthly Constraints'!$A6)*(Supply[Month]='Monthly Constraints'!E$2)*(Supply[Hour Ending]='Monthly Constraints'!E$3),0))","v":17217.450000000004},{"$f":"INDEX(Supply[Supply],MATCH(1,(Supply[Unit Category]='Monthly Constraints'!$A6)*(Supply[Month]='Monthly Constraints'!F$2)*(Supply[Hour Ending]='Monthly Constraints'!F$3),0))","v":17175.150000000001},{"$f":"INDEX(Supply[Supply],MATCH(1,(Supply[Unit Category]='Monthly Constraints'!$A6)*(Supply[Month]='Monthly Constraints'!G$2)*(Supply[Hour Ending]='Monthly Constraints'!G$3),0))","v":17138.450000000004},{"$f":"INDEX(Supply[Supply],MATCH(1,(Supply[Unit Category]='Monthly Constraints'!$A6)*(Supply[Month]='Monthly Constraints'!H$2)*(Supply[Hour Ending]='Monthly Constraints'!H$3),0))","v":17109.850000000002},{"$f":"INDEX(Supply[Supply],MATCH(1,(Supply[Unit Category]='Monthly Constraints'!$A6)*(Supply[Month]='Monthly Constraints'!I$2)*(Supply[Hour Ending]='Monthly Constraints'!I$3),0))","v":17112.850000000002},{"$f":"INDEX(Supply[Supply],MATCH(1,(Supply[Unit Category]='Monthly Constraints'!$A6)*(Supply[Month]='Monthly Constraints'!J$2)*(Supply[Hour Ending]='Monthly Constraints'!J$3),0))","v":17129.350000000002},{"$f":"INDEX(Supply[Supply],MATCH(1,(Supply[Unit Category]='Monthly Constraints'!$A6)*(Supply[Month]='Monthly Constraints'!K$2)*(Supply[Hour Ending]='Monthly Constraints'!K$3),0))","v":17187.849999999999},{"$f":"INDEX(Supply[Supply],MATCH(1,(Supply[Unit Category]='Monthly Constraints'!$A6)*(Supply[Month]='Monthly Constraints'!L$2)*(Supply[Hour Ending]='Monthly Constraints'!L$3),0))","v":17239.400000000001},{"$f":"INDEX(Supply[Supply],MATCH(1,(Supply[Unit Category]='Monthly Constraints'!$A6)*(Supply[Month]='Monthly Constraints'!M$2)*(Supply[Hour Ending]='Monthly Constraints'!M$3),0))","v":17252.400000000001}]
["Coal",{"$f":"INDEX(Supply[Supply],MATCH(1,(Supply[Unit Category]='Monthly Constraints'!$A7)*(Supply[Month]='Monthly Constraints'!B$2)*(Supply[Hour Ending]='Monthly Constraints'!B$3),0))","v":0},{"$f":"INDEX(Supply[Supply],MATCH(1,(Supply[Unit Category]='Monthly Constraints'!$A7)*(Supply[Month]='Monthly Constraints'!C$2)*(Supply[Hour Ending]='Monthly Constraints'!C$3),0))","v":0},{"$f":"INDEX(Supply[Supply],MATCH(1,(Supply[Unit Category]='Monthly Constraints'!$A7)*(Supply[Month]='Monthly Constraints'!D$2)*(Supply[Hour Ending]='Monthly Constraints'!D$3),0))","v":0},{"$f":"INDEX(Supply[Supply],MATCH(1,(Supply[Unit Category]='Monthly Constraints'!$A7)*(Supply[Month]='Monthly Constraints'!E$2)*(Supply[Hour Ending]='Monthly Constraints'!E$3),0))","v":0},{"$f":"INDEX(Supply[Supply],MATCH(1,(Supply[Unit Category]='Monthly Constraints'!$A7)*(Supply[Month]='Monthly Constraints'!F$2)*(Supply[Hour Ending]='Monthly Constraints'!F$3),0))","v":0},{"$f":"INDEX(Supply[Supply],MATCH(1,(Supply[Unit Category]='Monthly Constraints'!$A7)*(Supply[Month]='Monthly Constraints'!G$2)*(Supply[Hour Ending]='Monthly Constraints'!G$3),0))","v":0},{"$f":"INDEX(Supply[Supply],MATCH(1,(Supply[Unit Category]='Monthly Constraints'!$A7)*(Supply[Month]='Monthly Constraints'!H$2)*(Supply[Hour Ending]='Monthly Constraints'!H$3),0))","v":0},{"$f":"INDEX(Supply[Supply],MATCH(1,(Supply[Unit Category]='Monthly Constraints'!$A7)*(Supply[Month]='Monthly Constraints'!I$2)*(Supply[Hour Ending]='Monthly Constraints'!I$3),0))","v":0},{"$f":"INDEX(Supply[Supply],MATCH(1,(Supply[Unit Category]='Monthly Constraints'!$A7)*(Supply[Month]='Monthly Constraints'!J$2)*(Supply[Hour Ending]='Monthly Constraints'!J$3),0))","v":0},{"$f":"INDEX(Supply[Supply],MATCH(1,(Supply[Unit Category]='Monthly Constraints'!$A7)*(Supply[Month]='Monthly Constraints'!K$2)*(Supply[Hour Ending]='Monthly Constraints'!K$3),0))","v":0},{"$f":"INDEX(Supply[Supply],MATCH(1,(Supply[Unit Category]='Monthly Constraints'!$A7)*(Supply[Month]='Monthly Constraints'!L$2)*(Supply[Hour Ending]='Monthly Constraints'!L$3),0))","v":0},{"$f":"INDEX(Supply[Supply],MATCH(1,(Supply[Unit Category]='Monthly Constraints'!$A7)*(Supply[Month]='Monthly Constraints'!M$2)*(Supply[Hour Ending]='Monthly Constraints'!M$3),0))","v":0}]
["Cogen",{"$f":"INDEX(Supply[Supply],MATCH(1,(Supply[Unit Category]='Monthly Constraints'!$A8)*(Supply[Month]='Monthly Constraints'!B$2)*(Supply[Hour Ending]='Monthly Constraints'!B$3),0))","v":1902.7518240000002},{"$f":"INDEX(Supply[Supply],MATCH(1,(Supply[Unit Category]='Monthly Constraints'!$A8)*(Supply[Month]='Monthly Constraints'!C$2)*(Supply[Hour Ending]='Monthly Constraints'!C$3),0))","v":1878.00332},{"$f":"INDEX(Supply[Supply],MATCH(1,(Supply[Unit Category]='Monthly Constraints'!$A8)*(Supply[Month]='Monthly Constraints'!D$2)*(Supply[Hour Ending]='Monthly Constraints'!D$3),0))","v":1807.6209769999996},{"$f":"INDEX(Supply[Supply],MATCH(1,(Supply[Unit Category]='Monthly Constraints'!$A8)*(Supply[Month]='Monthly Constraints'!E$2)*(Supply[Hour Ending]='Monthly Constraints'!E$3),0))","v":1843.2379190000001},{"$f":"INDEX(Supply[Supply],MATCH(1,(Supply[Unit Category]='Monthly Constraints'!$A8)*(Supply[Month]='Monthly Constraints'!F$2)*(Supply[Hour Ending]='Monthly Constraints'!F$3),0))","v":1855.0189870000004},{"$f":"INDEX(Supply[Supply],MATCH(1,(Supply[Unit Category]='Monthly Constraints'!$A8)*(Supply[Month]='Monthly Constraints'!G$2)*(Supply[Hour Ending]='Monthly Constraints'!G$3),0))","v":1877.6370889999998},{"$f":"INDEX(Supply[Supply],MATCH(1,(Supply[Unit Category]='Monthly Constraints'!$A8)*(Supply[Month]='Monthly Constraints'!H$2)*(Supply[Hour Ending]='Monthly Constraints'!H$3),0))","v":1875.4489940000001},{"$f":"INDEX(Supply[Supply],MATCH(1,(Supply[Unit Category]='Monthly Constraints'!$A8)*(Supply[Month]='Monthly Constraints'!I$2)*(Supply[Hour Ending]='Monthly Constraints'!I$3),0))","v":1912.6789369999999},{"$f":"INDEX(Supply[Supply],MATCH(1,(Supply[Unit Category]='Monthly Constraints'!$A8)*(Supply[Month]='Monthly Constraints'!J$2)*(Supply[Hour Ending]='Monthly Constraints'!J$3),0))","v":1886.0630090000006},{"$f":"INDEX(Supply[Supply],MATCH(1,(Supply[Unit Category]='Monthly Constraints'!$A8)*(Supply[Month]='Monthly Constraints'!K$2)*(Supply[Hour Ending]='Monthly Constraints'!K$3),0))","v":1908.027},{"$f":"INDEX(Supply[Supply],MATCH(1,(Supply[Unit Category]='Monthly Constraints'!$A8)*(Supply[Month]='Monthly Constraints'!L$2)*(Supply[Hour Ending]='Monthly Constraints'!L$3),0))","v":1857.4536220000007},{"$f":"INDEX(Supply[Supply],MATCH(1,(Supply[Unit Category]='Monthly Constraints'!$A8)*(Supply[Month]='Monthly Constraints'!M$2)*(Supply[Hour Ending]='Monthly Constraints'!M$3),0))","v":1867.5863460000005}]
["CT",{"$f":"INDEX(Supply[Supply],MATCH(1,(Supply[Unit Category]='Monthly Constraints'!$A9)*(Supply[Month]='Monthly Constraints'!B$2)*(Supply[Hour Ending]='Monthly Constraints'!B$3),0))","v":8046.13},{"$f":"INDEX(Supply[Supply],MATCH(1,(Supply[Unit Category]='Monthly Constraints'!$A9)*(Supply[Month]='Monthly Constraints'!C$2)*(Supply[Hour Ending]='Monthly Constraints'!C$3),0))","v":8047.61},{"$f":"INDEX(Supply[Supply],MATCH(1,(Supply[Unit Category]='Monthly Constraints'!$A9)*(Supply[Month]='Monthly Constraints'!D$2)*(Supply[Hour Ending]='Monthly Constraints'!D$3),0))","v":8033.21},{"$f":"INDEX(Supply[Supply],MATCH(1,(Supply[Unit Category]='Monthly Constraints'!$A9)*(Supply[Month]='Monthly Constraints'!E$2)*(Supply[Hour Ending]='Monthly Constraints'!E$3),0))","v":8017.3300000000008},{"$f":"INDEX(Supply[Supply],MATCH(1,(Supply[Unit Category]='Monthly Constraints'!$A9)*(Supply[Month]='Monthly Constraints'!F$2)*(Supply[Hour Ending]='Monthly Constraints'!F$3),0))","v":8008.0199999999995},{"$f":"INDEX(Supply[Supply],MATCH(1,(Supply[Unit Category]='Monthly Constraints'!$A9)*(Supply[Month]='Monthly Constraints'!G$2)*(Supply[Hour Ending]='Monthly Constraints'!G$3),0))","v":8011.9100000000026},{"$f":"INDEX(Supply[Supply],MATCH(1,(Supply[Unit Category]='Monthly Constraints'!$A9)*(Supply[Month]='Monthly Constraints'!H$2)*(Supply[Hour Ending]='Monthly Constraints'!H$3),0))","v":8024.8600000000033},{"$f":"INDEX(Supply[Supply],MATCH(1,(Supply[Unit Category]='Monthly Constraints'!$A9)*(Supply[Month]='Monthly Constraints'!I$2)*(Supply[Hour Ending]='Monthly Constraints'!I$3),0))","v":8022.840000000002},{"$f":"INDEX(Supply[Supply],MATCH(1,(Supply[Unit Category]='Monthly Constraints'!$A9)*(Supply[Month]='Monthly Constraints'!J$2)*(Supply[Hour Ending]='Monthly Constraints'!J$3),0))","v":8031.1400000000021},{"$f":"INDEX(Supply[Supply],MATCH(1,(Supply[Unit Category]='Monthly Constraints'!$A9)*(Supply[Month]='Monthly Constraints'!K$2)*(Supply[Hour Ending]='Monthly Constraints'!K$3),0))","v":8036.51},{"$f":"INDEX(Supply[Supply],MATCH(1,(Supply[Unit Category]='Monthly Constraints'!$A9)*(Supply[Month]='Monthly Constraints'!L$2)*(Supply[Hour Ending]='Monthly Constraints'!L$3),0))","v":8042.9200000000028},{"$f":"INDEX(Supply[Supply],MATCH(1,(Supply[Unit Category]='Monthly Constraints'!$A9)*(Supply[Month]='Monthly Constraints'!M$2)*(Supply[Hour Ending]='Monthly Constraints'!M$3),0))","v":8058.1300000000028}]
["DR",{"$f":"INDEX(Supply[Supply],MATCH(1,(Supply[Unit Category]='Monthly Constraints'!$A10)*(Supply[Month]='Monthly Constraints'!B$2)*(Supply[Hour Ending]='Monthly Constraints'!B$3),0))","v":1111.0667647099087},{"$f":"INDEX(Supply[Supply],MATCH(1,(Supply[Unit Category]='Monthly Constraints'!$A10)*(Supply[Month]='Monthly Constraints'!C$2)*(Supply[Hour Ending]='Monthly Constraints'!C$3),0))","v":1093.8244393911016},{"$f":"INDEX(Supply[Supply],MATCH(1,(Supply[Unit Category]='Monthly Constraints'!$A10)*(Supply[Month]='Monthly Constraints'!D$2)*(Supply[Hour Ending]='Monthly Constraints'!D$3),0))","v":1258.1849601890217},{"$f":"INDEX(Supply[Supply],MATCH(1,(Supply[Unit Category]='Monthly Constraints'!$A10)*(Supply[Month]='Monthly Constraints'!E$2)*(Supply[Hour Ending]='Monthly Constraints'!E$3),0))","v":2061.9487106223119},{"$f":"INDEX(Supply[Supply],MATCH(1,(Supply[Unit Category]='Monthly Constraints'!$A10)*(Supply[Month]='Monthly Constraints'!F$2)*(Supply[Hour Ending]='Monthly Constraints'!F$3),0))","v":2457.5468299955628},{"$f":"INDEX(Supply[Supply],MATCH(1,(Supply[Unit Category]='Monthly Constraints'!$A10)*(Supply[Month]='Monthly Constraints'!G$2)*(Supply[Hour Ending]='Monthly Constraints'!G$3),0))","v":2376.71},{"$f":"INDEX(Supply[Supply],MATCH(1,(Supply[Unit Category]='Monthly Constraints'!$A10)*(Supply[Month]='Monthly Constraints'!H$2)*(Supply[Hour Ending]='Monthly Constraints'!H$3),0))","v":2376.71},{"$f":"INDEX(Supply[Supply],MATCH(1,(Supply[Unit Category]='Monthly Constraints'!$A10)*(Supply[Month]='Monthly Constraints'!I$2)*(Supply[Hour Ending]='Monthly Constraints'!I$3),0))","v":2376.71},{"$f":"INDEX(Supply[Supply],MATCH(1,(Supply[Unit Category]='Monthly Constraints'!$A10)*(Supply[Month]='Monthly Constraints'!J$2)*(Supply[Hour Ending]='Monthly Constraints'!J$3),0))","v":2498.4747631143491},{"$f":"INDEX(Supply[Supply],MATCH(1,(Supply[Unit Category]='Monthly Constraints'!$A10)*(Supply[Month]='Monthly Constraints'!K$2)*(Supply[Hour Ending]='Monthly Constraints'!K$3),0))","v":2498.4747631143491},{"$f":"INDEX(Supply[Supply],MATCH(1,(Supply[Unit Category]='Monthly Constraints'!$A10)*(Supply[Month]='Monthly Constraints'!L$2)*(Supply[Hour Ending]='Monthly Constraints'!L$3),0))","v":1833.0575898658292},{"$f":"INDEX(Supply[Supply],MATCH(1,(Supply[Unit Category]='Monthly Constraints'!$A10)*(Supply[Month]='Monthly Constraints'!M$2)*(Supply[Hour Ending]='Monthly Constraints'!M$3),0))","v":193.70826127727949}]
["ICE",{"$f":"INDEX(Supply[Supply],MATCH(1,(Supply[Unit Category]='Monthly Constraints'!$A11)*(Supply[Month]='Monthly Constraints'!B$2)*(Supply[Hour Ending]='Monthly Constraints'!B$3),0))","v":254.7},{"$f":"INDEX(Supply[Supply],MATCH(1,(Supply[Unit Category]='Monthly Constraints'!$A11)*(Supply[Month]='Monthly Constraints'!C$2)*(Supply[Hour Ending]='Monthly Constraints'!C$3),0))","v":254.7},{"$f":"INDEX(Supply[Supply],MATCH(1,(Supply[Unit Category]='Monthly Constraints'!$A11)*(Supply[Month]='Monthly Constraints'!D$2)*(Supply[Hour Ending]='Monthly Constraints'!D$3),0))","v":254.7},{"$f":"INDEX(Supply[Supply],MATCH(1,(Supply[Unit Category]='Monthly Constraints'!$A11)*(Supply[Month]='Monthly Constraints'!E$2)*(Supply[Hour Ending]='Monthly Constraints'!E$3),0))","v":254.7},{"$f":"INDEX(Supply[Supply],MATCH(1,(Supply[Unit Category]='Monthly Constraints'!$A11)*(Supply[Month]='Monthly Constraints'!F$2)*(Supply[Hour Ending]='Monthly Constraints'!F$3),0))","v":254.7},{"$f":"INDEX(Supply[Supply],MATCH(1,(Supply[Unit Category]='Monthly Constraints'!$A11)*(Supply[Month]='Monthly Constraints'!G$2)*(Supply[Hour Ending]='Monthly Constraints'!G$3),0))","v":254.7},{"$f":"INDEX(Supply[Supply],MATCH(1,(Supply[Unit Category]='Monthly Constraints'!$A11)*(Supply[Month]='Monthly Constraints'!H$2)*(Supply[Hour Ending]='Monthly Constraints'!H$3),0))","v":254.7},{"$f":"INDEX(Supply[Supply],MATCH(1,(Supply[Unit Category]='Monthly Constraints'!$A11)*(Supply[Month]='Monthly Constraints'!I$2)*(Supply[Hour Ending]='Monthly Constraints'!I$3),0))","v":254.7},{"$f":"INDEX(Supply[Supply],MATCH(1,(Supply[Unit Category]='Monthly Constraints'!$A11)*(Supply[Month]='Monthly Constraints'!J$2)*(Supply[Hour Ending]='Monthly Constraints'!J$3),0))","v":254.7},{"$f":"INDEX(Supply[Supply],MATCH(1,(Supply[Unit Category]='Monthly Constraints'!$A11)*(Supply[Month]='Monthly Constraints'!K$2)*(Supply[Hour Ending]='Monthly Constraints'!K$3),0))","v":254.7},{"$f":"INDEX(Supply[Supply],MATCH(1,(Supply[Unit Category]='Monthly Constraints'!$A11)*(Supply[Month]='Monthly Constraints'!L$2)*(Supply[Hour Ending]='Monthly Constraints'!L$3),0))","v":254.7},{"$f":"INDEX(Supply[Supply],MATCH(1,(Supply[Unit Category]='Monthly Constraints'!$A11)*(Supply[Month]='Monthly Constraints'!M$2)*(Supply[Hour Ending]='Monthly Constraints'!M$3),0))","v":254.7}]
["Geothermal",{"$f":"INDEX(Supply[Supply],MATCH(1,(Supply[Unit Category]='Monthly Constraints'!$A12)*(Supply[Month]='Monthly Constraints'!B$2)*(Supply[Hour Ending]='Monthly Constraints'!B$3),0))","v":1326.740454},{"$f":"INDEX(Supply[Supply],MATCH(1,(Supply[Unit Category]='Monthly Constraints'!$A12)*(Supply[Month]='Monthly Constraints'!C$2)*(Supply[Hour Ending]='Monthly Constraints'!C$3),0))","v":1318.8865119999998},{"$f":"INDEX(Supply[Supply],MATCH(1,(Supply[Unit Category]='Monthly Constraints'!$A12)*(Supply[Month]='Monthly Constraints'!D$2)*(Supply[Hour Ending]='Monthly Constraints'!D$3),0))","v":1312.6327619999997},{"$f":"INDEX(Supply[Supply],MATCH(1,(Supply[Unit Category]='Monthly Constraints'!$A12)*(Supply[Month]='Monthly Constraints'!E$2)*(Supply[Hour Ending]='Monthly Constraints'!E$3),0))","v":1242.209004},{"$f":"INDEX(Supply[Supply],MATCH(1,(Supply[Unit Category]='Monthly Constraints'!$A12)*(Supply[Month]='Monthly Constraints'!F$2)*(Supply[Hour Ending]='Monthly Constraints'!F$3),0))","v":1253.3596990000001},{"$f":"INDEX(Supply[Supply],MATCH(1,(Supply[Unit Category]='Monthly Constraints'!$A12)*(Supply[Month]='Monthly Constraints'!G$2)*(Supply[Hour Ending]='Monthly Constraints'!G$3),0))","v":1276.4584249999998},{"$f":"INDEX(Supply[Supply],MATCH(1,(Supply[Unit Category]='Monthly Constraints'!$A12)*(Supply[Month]='Monthly Constraints'!H$2)*(Supply[Hour Ending]='Monthly Constraints'!H$3),0))","v":1301.7887569999996},{"$f":"INDEX(Supply[Supply],MATCH(1,(Supply[Unit Category]='Monthly Constraints'!$A12)*(Supply[Month]='Monthly Constraints'!I$2)*(Supply[Hour Ending]='Monthly Constraints'!I$3),0))","v":1296.8493400000002},{"$f":"INDEX(Supply[Supply],MATCH(1,(Supply[Unit Category]='Monthly Constraints'!$A12)*(Supply[Month]='Monthly Constraints'!J$2)*(Supply[Hour Ending]='Monthly Constraints'!J$3),0))","v":1296.7627600000001},{"$f":"INDEX(Supply[Supply],MATCH(1,(Supply[Unit Category]='Monthly Constraints'!$A12)*(Supply[Month]='Monthly Constraints'!K$2)*(Supply[Hour Ending]='Monthly Constraints'!K$3),0))","v":1247.4680000000001},{"$f":"INDEX(Supply[Supply],MATCH(1,(Supply[Unit Category]='Monthly Constraints'!$A12)*(Supply[Month]='Monthly Constraints'!L$2)*(Supply[Hour Ending]='Monthly Constraints'!L$3),0))","v":1324.035351},{"$f":"INDEX(Supply[Supply],MATCH(1,(Supply[Unit Category]='Monthly Constraints'!$A12)*(Supply[Month]='Monthly Constraints'!M$2)*(Supply[Hour Ending]='Monthly Constraints'!M$3),0))","v":1323.4791150000001}]
["Hydro",{"$f":"INDEX(Supply[Supply],MATCH(1,(Supply[Unit Category]='Monthly Constraints'!$A13)*(Supply[Month]='Monthly Constraints'!B$2)*(Supply[Hour Ending]='Monthly Constraints'!B$3),0))","v":896.51219000000003},{"$f":"INDEX(Supply[Supply],MATCH(1,(Supply[Unit Category]='Monthly Constraints'!$A13)*(Supply[Month]='Monthly Constraints'!C$2)*(Supply[Hour Ending]='Monthly Constraints'!C$3),0))","v":1765.3744000000002},{"$f":"INDEX(Supply[Supply],MATCH(1,(Supply[Unit Category]='Monthly Constraints'!$A13)*(Supply[Month]='Monthly Constraints'!D$2)*(Supply[Hour Ending]='Monthly Constraints'!D$3),0))","v":1347.4077000000002},{"$f":"INDEX(Supply[Supply],MATCH(1,(Supply[Unit Category]='Monthly Constraints'!$A13)*(Supply[Month]='Monthly Constraints'!E$2)*(Supply[Hour Ending]='Monthly Constraints'!E$3),0))","v":2888.8654999999999},{"$f":"INDEX(Supply[Supply],MATCH(1,(Supply[Unit Category]='Monthly Constraints'!$A13)*(Supply[Month]='Monthly Constraints'!F$2)*(Supply[Hour Ending]='Monthly Constraints'!F$3),0))","v":2162.1665000000003},{"$f":"INDEX(Supply[Supply],MATCH(1,(Supply[Unit Category]='Monthly Constraints'!$A13)*(Supply[Month]='Monthly Constraints'!G$2)*(Supply[Hour Ending]='Monthly Constraints'!G$3),0))","v":3081.9221000000002},{"$f":"INDEX(Supply[Supply],MATCH(1,(Supply[Unit Category]='Monthly Constraints'!$A13)*(Supply[Month]='Monthly Constraints'!H$2)*(Supply[Hour Ending]='Monthly Constraints'!H$3),0))","v":3313.0494999999996},{"$f":"INDEX(Supply[Supply],MATCH(1,(Supply[Unit Category]='Monthly Constraints'!$A13)*(Supply[Month]='Monthly Constraints'!I$2)*(Supply[Hour Ending]='Monthly Constraints'!I$3),0))","v":3117.6249000000003},{"$f":"INDEX(Supply[Supply],MATCH(1,(Supply[Unit Category]='Monthly Constraints'!$A13)*(Supply[Month]='Monthly Constraints'!J$2)*(Supply[Hour Ending]='Monthly Constraints'!J$3),0))","v":2905.0399000000002},{"$f":"INDEX(Supply[Supply],MATCH(1,(Supply[Unit Category]='Monthly Constraints'!$A13)*(Supply[Month]='Monthly Constraints'!K$2)*(Supply[Hour Ending]='Monthly Constraints'!K$3),0))","v":2190.4169999999999},{"$f":"INDEX(Supply[Supply],MATCH(1,(Supply[Unit Category]='Monthly Constraints'!$A13)*(Supply[Month]='Monthly Constraints'!L$2)*(Supply[Hour Ending]='Monthly Constraints'!L$3),0))","v":2321.6023},{"$f":"INDEX(Supply[Supply],MATCH(1,(Supply[Unit Category]='Monthly Constraints'!$A13)*(Supply[Month]='Monthly Constraints'!M$2)*(Supply[Hour Ending]='Monthly Constraints'!M$3),0))","v":1789.0122000000001}]
["Interchange",{"$f":"INDEX(Supply[Supply],MATCH(1,(Supply[Unit Category]='Monthly Constraints'!$A14)*(Supply[Month]='Monthly Constraints'!B$2)*(Supply[Hour Ending]='Monthly Constraints'!B$3),0))","v":2500},{"$f":"INDEX(Supply[Supply],MATCH(1,(Supply[Unit Category]='Monthly Constraints'!$A14)*(Supply[Month]='Monthly Constraints'!C$2)*(Supply[Hour Ending]='Monthly Constraints'!C$3),0))","v":2500},{"$f":"INDEX(Supply[Supply],MATCH(1,(Supply[Unit Category]='Monthly Constraints'!$A14)*(Supply[Month]='Monthly Constraints'!D$2)*(Supply[Hour Ending]='Monthly Constraints'!D$3),0))","v":2500},{"$f":"INDEX(Supply[Supply],MATCH(1,(Supply[Unit Category]='Monthly Constraints'!$A14)*(Supply[Month]='Monthly Constraints'!E$2)*(Supply[Hour Ending]='Monthly Constraints'!E$3),0))","v":2500},{"$f":"INDEX(Supply[Supply],MATCH(1,(Supply[Unit Category]='Monthly Constraints'!$A14)*(Supply[Month]='Monthly Constraints'!F$2)*(Supply[Hour Ending]='Monthly Constraints'!F$3),0))","v":2500},{"$f":"INDEX(Supply[Supply],MATCH(1,(Supply[Unit Category]='Monthly Constraints'!$A14)*(Supply[Month]='Monthly Constraints'!G$2)*(Supply[Hour Ending]='Monthly Constraints'!G$3),0))","v":2500},{"$f":"INDEX(Supply[Supply],MATCH(1,(Supply[Unit Category]='Monthly Constraints'!$A14)*(Supply[Month]='Monthly Constraints'!H$2)*(Supply[Hour Ending]='Monthly Constraints'!H$3),0))","v":2500},{"$f":"INDEX(Supply[Supply],MATCH(1,(Supply[Unit Category]='Monthly Constraints'!$A14)*(Supply[Month]='Monthly Constraints'!I$2)*(Supply[Hour Ending]='Monthly Constraints'!I$3),0))","v":2500},{"$f":"INDEX(Supply[Supply],MATCH(1,(Supply[Unit Category]='Monthly Constraints'!$A14)*(Supply[Month]='Monthly Constraints'!J$2)*(Supply[Hour Ending]='Monthly Constraints'!J$3),0))","v":2500},{"$f":"INDEX(Supply[Supply],MATCH(1,(Supply[Unit Category]='Monthly Constraints'!$A14)*(Supply[Month]='Monthly Constraints'!K$2)*(Supply[Hour Ending]='Monthly Constraints'!K$3),0))","v":2500},{"$f":"INDEX(Supply[Supply],MATCH(1,(Supply[Unit Category]='Monthly Constraints'!$A14)*(Supply[Month]='Monthly Constraints'!L$2)*(Supply[Hour Ending]='Monthly Constraints'!L$3),0))","v":2500},{"$f":"INDEX(Supply[Supply],MATCH(1,(Supply[Unit Category]='Monthly Constraints'!$A14)*(Supply[Month]='Monthly Constraints'!M$2)*(Supply[Hour Ending]='Monthly Constraints'!M$3),0))","v":2500}]
["Nuclear",{"$f":"INDEX(Supply[Supply],MATCH(1,(Supply[Unit Category]='Monthly Constraints'!$A15)*(Supply[Month]='Monthly Constraints'!B$2)*(Supply[Hour Ending]='Monthly Constraints'!B$3),0))","v":2280},{"$f":"INDEX(Supply[Supply],MATCH(1,(Supply[Unit Category]='Monthly Constraints'!$A15)*(Supply[Month]='Monthly Constraints'!C$2)*(Supply[Hour Ending]='Monthly Constraints'!C$3),0))","v":2280},{"$f":"INDEX(Supply[Supply],MATCH(1,(Supply[Unit Category]='Monthly Constraints'!$A15)*(Supply[Month]='Monthly Constraints'!D$2)*(Supply[Hour Ending]='Monthly Constraints'!D$3),0))","v":2280},{"$f":"INDEX(Supply[Supply],MATCH(1,(Supply[Unit Category]='Monthly Constraints'!$A15)*(Supply[Month]='Monthly Constraints'!E$2)*(Supply[Hour Ending]='Monthly Constraints'!E$3),0))","v":2280},{"$f":"INDEX(Supply[Supply],MATCH(1,(Supply[Unit Category]='Monthly Constraints'!$A15)*(Supply[Month]='Monthly Constraints'!F$2)*(Supply[Hour Ending]='Monthly Constraints'!F$3),0))","v":2280},{"$f":"INDEX(Supply[Supply],MATCH(1,(Supply[Unit Category]='Monthly Constraints'!$A15)*(Supply[Month]='Monthly Constraints'!G$2)*(Supply[Hour Ending]='Monthly Constraints'!G$3),0))","v":2280},{"$f":"INDEX(Supply[Supply],MATCH(1,(Supply[Unit Category]='Monthly Constraints'!$A15)*(Supply[Month]='Monthly Constraints'!H$2)*(Supply[Hour Ending]='Monthly Constraints'!H$3),0))","v":2280},{"$f":"INDEX(Supply[Supply],MATCH(1,(Supply[Unit Category]='Monthly Constraints'!$A15)*(Supply[Month]='Monthly Constraints'!I$2)*(Supply[Hour Ending]='Monthly Constraints'!I$3),0))","v":2280},{"$f":"INDEX(Supply[Supply],MATCH(1,(Supply[Unit Category]='Monthly Constraints'!$A15)*(Supply[Month]='Monthly Constraints'!J$2)*(Supply[Hour Ending]='Monthly Constraints'!J$3),0))","v":2280},{"$f":"INDEX(Supply[Supply],MATCH(1,(Supply[Unit Category]='Monthly Constraints'!$A15)*(Supply[Month]='Monthly Constraints'!K$2)*(Supply[Hour Ending]='Monthly Constraints'!K$3),0))","v":2280},{"$f":"INDEX(Supply[Supply],MATCH(1,(Supply[Unit Category]='Monthly Constraints'!$A15)*(Supply[Month]='Monthly Constraints'!L$2)*(Supply[Hour Ending]='Monthly Constraints'!L$3),0))","v":2280},{"$f":"INDEX(Supply[Supply],MATCH(1,(Supply[Unit Category]='Monthly Constraints'!$A15)*(Supply[Month]='Monthly Constraints'!M$2)*(Supply[Hour Ending]='Monthly Constraints'!M$3),0))","v":2280}]
["PSH",{"$f":"INDEX(Supply[Supply],MATCH(1,(Supply[Unit Category]='Monthly Constraints'!$A16)*(Supply[Month]='Monthly Constraints'!B$2)*(Supply[Hour Ending]='Monthly Constraints'!B$3),0))","v":1457},{"$f":"INDEX(Supply[Supply],MATCH(1,(Supply[Unit Category]='Monthly Constraints'!$A16)*(Supply[Month]='Monthly Constraints'!C$2)*(Supply[Hour Ending]='Monthly Constraints'!C$3),0))","v":1457.16},{"$f":"INDEX(Supply[Supply],MATCH(1,(Supply[Unit Category]='Monthly Constraints'!$A16)*(Supply[Month]='Monthly Constraints'!D$2)*(Supply[Hour Ending]='Monthly Constraints'!D$3),0))","v":1457.07},{"$f":"INDEX(Supply[Supply],MATCH(1,(Supply[Unit Category]='Monthly Constraints'!$A16)*(Supply[Month]='Monthly Constraints'!E$2)*(Supply[Hour Ending]='Monthly Constraints'!E$3),0))","v":1457.08},{"$f":"INDEX(Supply[Supply],MATCH(1,(Supply[Unit Category]='Monthly Constraints'!$A16)*(Supply[Month]='Monthly Constraints'!F$2)*(Supply[Hour Ending]='Monthly Constraints'!F$3),0))","v":1469.32},{"$f":"INDEX(Supply[Supply],MATCH(1,(Supply[Unit Category]='Monthly Constraints'!$A16)*(Supply[Month]='Monthly Constraints'!G$2)*(Supply[Hour Ending]='Monthly Constraints'!G$3),0))","v":1458.57},{"$f":"INDEX(Supply[Supply],MATCH(1,(Supply[Unit Category]='Monthly Constraints'!$A16)*(Supply[Month]='Monthly Constraints'!H$2)*(Supply[Hour Ending]='Monthly Constraints'!H$3),0))","v":1458.44},{"$f":"INDEX(Supply[Supply],MATCH(1,(Supply[Unit Category]='Monthly Constraints'!$A16)*(Supply[Month]='Monthly Constraints'!I$2)*(Supply[Hour Ending]='Monthly Constraints'!I$3),0))","v":1457.55},{"$f":"INDEX(Supply[Supply],MATCH(1,(Supply[Unit Category]='Monthly Constraints'!$A16)*(Supply[Month]='Monthly Constraints'!J$2)*(Supply[Hour Ending]='Monthly Constraints'!J$3),0))","v":1457.03},{"$f":"INDEX(Supply[Supply],MATCH(1,(Supply[Unit Category]='Monthly Constraints'!$A16)*(Supply[Month]='Monthly Constraints'!K$2)*(Supply[Hour Ending]='Monthly Constraints'!K$3),0))","v":1458},{"$f":"INDEX(Supply[Supply],MATCH(1,(Supply[Unit Category]='Monthly Constraints'!$A16)*(Supply[Month]='Monthly Constraints'!L$2)*(Supply[Hour Ending]='Monthly Constraints'!L$3),0))","v":1457.13},{"$f":"INDEX(Supply[Supply],MATCH(1,(Supply[Unit Category]='Monthly Constraints'!$A16)*(Supply[Month]='Monthly Constraints'!M$2)*(Supply[Hour Ending]='Monthly Constraints'!M$3),0))","v":1457}]
["Storage",{"$f":"INDEX(StorageAllocation[Storage (MW)],MATCH(1,(StorageAllocation[Month]='Monthly Constraints'!B$2)*(StorageAllocation[Hour Ending]='Monthly Constraints'!B$3),0))","v":7194.6680618748069},{"$f":"INDEX(StorageAllocation[Storage (MW)],MATCH(1,(StorageAllocation[Month]='Monthly Constraints'!C$2)*(StorageAllocation[Hour Ending]='Monthly Constraints'!C$3),0))","v":7684.820212315637},{"$f":"INDEX(StorageAllocation[Storage (MW)],MATCH(1,(StorageAllocation[Month]='Monthly Constraints'!D$2)*(StorageAllocation[Hour Ending]='Monthly Constraints'!D$3),0))","v":8435.480736420257},{"$f":"INDEX(StorageAllocation[Storage (MW)],MATCH(1,(StorageAllocation[Month]='Monthly Constraints'!E$2)*(StorageAllocation[Hour Ending]='Monthly Constraints'!E$3),0))","v":9858.9104327831956},{"$f":"INDEX(StorageAllocation[Storage (MW)],MATCH(1,(StorageAllocation[Month]='Monthly Constraints'!F$2)*(StorageAllocation[Hour Ending]='Monthly Constraints'!F$3),0))","v":10648.303221034868},{"$f":"INDEX(StorageAllocation[Storage (MW)],MATCH(1,(StorageAllocation[Month]='Monthly Constraints'!G$2)*(StorageAllocation[Hour Ending]='Monthly Constraints'!G$3),0))","v":12142.734352851512},{"$f":"INDEX(StorageAllocation[Storage (MW)],MATCH(1,(StorageAllocation[Month]='Monthly Constraints'!H$2)*(StorageAllocation[Hour Ending]='Monthly Constraints'!H$3),0))","v":12941.16266847057},{"$f":"INDEX(StorageAllocation[Storage (MW)],MATCH(1,(StorageAllocation[Month]='Monthly Constraints'!I$2)*(StorageAllocation[Hour Ending]='Monthly Constraints'!I$3),0))","v":13417.396472442233},{"$f":"INDEX(StorageAllocation[Storage (MW)],MATCH(1,(StorageAllocation[Month]='Monthly Constraints'!J$2)*(StorageAllocation[Hour Ending]='Monthly Constraints'!J$3),0))","v":13231.551748656384},{"$f":"INDEX(StorageAllocation[Storage (MW)],MATCH(1,(StorageAllocation[Month]='Monthly Constraints'!K$2)*(StorageAllocation[Hour Ending]='Monthly Constraints'!K$3),0))","v":11859.275234627465},{"$f":"INDEX(StorageAllocation[Storage (MW)],MATCH(1,(StorageAllocation[Month]='Monthly Constraints'!L$2)*(StorageAllocation[Hour Ending]='Monthly Constraints'!L$3),0))","v":8738.25378441254},{"$f":"INDEX(StorageAllocation[Storage (MW)],MATCH(1,(StorageAllocation[Month]='Monthly Constraints'!M$2)*(StorageAllocation[Hour Ending]='Monthly Constraints'!M$3),0))","v":6095.9481677894}]
["Solar Fixed_Norcal",{"$f":"INDEX(Supply[Supply],MATCH(1,(Supply[Unit Category]='Monthly Constraints'!$A18)*(Supply[Month]='Monthly Constraints'!B$2)*(Supply[Hour Ending]='Monthly Constraints'!B$3),0))","v":0},{"$f":"INDEX(Supply[Supply],MATCH(1,(Supply[Unit Category]='Monthly Constraints'!$A18)*(Supply[Month]='Monthly Constraints'!C$2)*(Supply[Hour Ending]='Monthly Constraints'!C$3),0))","v":0},{"$f":"INDEX(Supply[Supply],MATCH(1,(Supply[Unit Category]='Monthly Constraints'!$A18)*(Supply[Month]='Monthly Constraints'!D$2)*(Supply[Hour Ending]='Monthly Constraints'!D$3),0))","v":0},{"$f":"INDEX(Supply[Supply],MATCH(1,(Supply[Unit Category]='Monthly Constraints'!$A18)*(Supply[Month]='Monthly Constraints'!E$2)*(Supply[Hour Ending]='Monthly Constraints'!E$3),0))","v":27.286230453354932},{"$f":"INDEX(Supply[Supply],MATCH(1,(Supply[Unit Category]='Monthly Constraints'!$A18)*(Supply[Month]='Monthly Constraints'!F$2)*(Supply[Hour Ending]='Monthly Constraints'!F$3),0))","v":0.17762885875212989},{"$f":"INDEX(Supply[Supply],MATCH(1,(Supply[Unit Category]='Monthly Constraints'!$A18)*(Supply[Month]='Monthly Constraints'!G$2)*(Supply[Hour Ending]='Monthly Constraints'!G$3),0))","v":211.20817504982077},{"$f":"INDEX(Supply[Supply],MATCH(1,(Supply[Unit Category]='Monthly Constraints'!$A18)*(Supply[Month]='Monthly Constraints'!H$2)*(Supply[Hour Ending]='Monthly Constraints'!H$3),0))","v":166.74070278194839},{"$f":"INDEX(Supply[Supply],MATCH(1,(Supply[Unit Category]='Monthly Constraints'!$A18)*(Supply[Month]='Monthly Constraints'!I$2)*(Supply[Hour Ending]='Monthly Constraints'!I$3),0))","v":24.594335502167493},{"$f":"INDEX(Supply[Supply],MATCH(1,(Supply[Unit Category]='Monthly Constraints'!$A18)*(Supply[Month]='Monthly Constraints'!J$2)*(Supply[Hour Ending]='Monthly Constraints'!J$3),0))","v":176.19350378953152},{"$f":"INDEX(Supply[Supply],MATCH(1,(Supply[Unit Category]='Monthly Constraints'!$A18)*(Supply[Month]='Monthly Constraints'!K$2)*(Supply[Hour Ending]='Monthly Constraints'!K$3),0))","v":13.196437349913136},{"$f":"INDEX(Supply[Supply],MATCH(1,(Supply[Unit Category]='Monthly Constraints'!$A18)*(Supply[Month]='Monthly Constraints'!L$2)*(Supply[Hour Ending]='Monthly Constraints'!L$3),0))","v":0},{"$f":"INDEX(Supply[Supply],MATCH(1,(Supply[Unit Category]='Monthly Constraints'!$A18)*(Supply[Month]='Monthly Constraints'!M$2)*(Supply[Hour Ending]='Monthly Constraints'!M$3),0))","v":0}]
["Solar Fixed_Socal",{"$f":"INDEX(Supply[Supply],MATCH(1,(Supply[Unit Category]='Monthly Constraints'!$A19)*(Supply[Month]='Monthly Constraints'!B$2)*(Supply[Hour Ending]='Monthly Constraints'!B$3),0))","v":1.7276269355143193E-2},{"$f":"INDEX(Supply[Supply],MATCH(1,(Supply[Unit Category]='Monthly Constraints'!$A19)*(Supply[Month]='Monthly Constraints'!C$2)*(Supply[Hour Ending]='Monthly Constraints'!C$3),0))","v":1.7577114699037538E-2},{"$f":"INDEX(Supply[Supply],MATCH(1,(Supply[Unit Category]='Monthly Constraints'!$A19)*(Supply[Month]='Monthly Constraints'!D$2)*(Supply[Hour Ending]='Monthly Constraints'!D$3),0))","v":1.6694550392975158E-2},{"$f":"INDEX(Supply[Supply],MATCH(1,(Supply[Unit Category]='Monthly Constraints'!$A19)*(Supply[Month]='Monthly Constraints'!E$2)*(Supply[Hour Ending]='Monthly Constraints'!E$3),0))","v":12.437948736672228},{"$f":"INDEX(Supply[Supply],MATCH(1,(Supply[Unit Category]='Monthly Constraints'!$A19)*(Supply[Month]='Monthly Constraints'!F$2)*(Supply[Hour Ending]='Monthly Constraints'!F$3),0))","v":0.23258399201012175},{"$f":"INDEX(Supply[Supply],MATCH(1,(Supply[Unit Category]='Monthly Constraints'!$A19)*(Supply[Month]='Monthly Constraints'!G$2)*(Supply[Hour Ending]='Monthly Constraints'!G$3),0))","v":145.84819317629243},{"$f":"INDEX(Supply[Supply],MATCH(1,(Supply[Unit Category]='Monthly Constraints'!$A19)*(Supply[Month]='Monthly Constraints'!H$2)*(Supply[Hour Ending]='Monthly Constraints'!H$3),0))","v":115.59373789654896},{"$f":"INDEX(Supply[Supply],MATCH(1,(Supply[Unit Category]='Monthly Constraints'!$A19)*(Supply[Month]='Monthly Constraints'!I$2)*(Supply[Hour Ending]='Monthly Constraints'!I$3),0))","v":16.309846940566793},{"$f":"INDEX(Supply[Supply],MATCH(1,(Supply[Unit Category]='Monthly Constraints'!$A19)*(Supply[Month]='Monthly Constraints'!J$2)*(Supply[Hour Ending]='Monthly Constraints'!J$3),0))","v":119.8199756424313},{"$f":"INDEX(Supply[Supply],MATCH(1,(Supply[Unit Category]='Monthly Constraints'!$A19)*(Supply[Month]='Monthly Constraints'!K$2)*(Supply[Hour Ending]='Monthly Constraints'!K$3),0))","v":6.5719369106874144},{"$f":"INDEX(Supply[Supply],MATCH(1,(Supply[Unit Category]='Monthly Constraints'!$A19)*(Supply[Month]='Monthly Constraints'!L$2)*(Supply[Hour Ending]='Monthly Constraints'!L$3),0))","v":3.2067823458660071E-2},{"$f":"INDEX(Supply[Supply],MATCH(1,(Supply[Unit Category]='Monthly Constraints'!$A19)*(Supply[Month]='Monthly Constraints'!M$2)*(Supply[Hour Ending]='Monthly Constraints'!M$3),0))","v":2.1795945451448352E-2}]
["Solar Thermal_Norcal",{"$f":"INDEX(Supply[Supply],MATCH(1,(Supply[Unit Category]='Monthly Constraints'!$A20)*(Supply[Month]='Monthly Constraints'!B$2)*(Supply[Hour Ending]='Monthly Constraints'!B$3),0))","v":0},{"$f":"INDEX(Supply[Supply],MATCH(1,(Supply[Unit Category]='Monthly Constraints'!$A20)*(Supply[Month]='Monthly Constraints'!C$2)*(Supply[Hour Ending]='Monthly Constraints'!C$3),0))","v":0},{"$f":"INDEX(Supply[Supply],MATCH(1,(Supply[Unit Category]='Monthly Constraints'!$A20)*(Supply[Month]='Monthly Constraints'!D$2)*(Supply[Hour Ending]='Monthly Constraints'!D$3),0))","v":0},{"$f":"INDEX(Supply[Supply],MATCH(1,(Supply[Unit Category]='Monthly Constraints'!$A20)*(Supply[Month]='Monthly Constraints'!E$2)*(Supply[Hour Ending]='Monthly Constraints'!E$3),0))","v":0},{"$f":"INDEX(Supply[Supply],MATCH(1,(Supply[Unit Category]='Monthly Constraints'!$A20)*(Supply[Month]='Monthly Constraints'!F$2)*(Supply[Hour Ending]='Monthly Constraints'!F$3),0))","v":0},{"$f":"INDEX(Supply[Supply],MATCH(1,(Supply[Unit Category]='Monthly Constraints'!$A20)*(Supply[Month]='Monthly Constraints'!G$2)*(Supply[Hour Ending]='Monthly Constraints'!G$3),0))","v":0},{"$f":"INDEX(Supply[Supply],MATCH(1,(Supply[Unit Category]='Monthly Constraints'!$A20)*(Supply[Month]='Monthly Constraints'!H$2)*(Supply[Hour Ending]='Monthly Constraints'!H$3),0))","v":0},{"$f":"INDEX(Supply[Supply],MATCH(1,(Supply[Unit Category]='Monthly Constraints'!$A20)*(Supply[Month]='Monthly Constraints'!I$2)*(Supply[Hour Ending]='Monthly Constraints'!I$3),0))","v":0},{"$f":"INDEX(Supply[Supply],MATCH(1,(Supply[Unit Category]='Monthly Constraints'!$A20)*(Supply[Month]='Monthly Constraints'!J$2)*(Supply[Hour Ending]='Monthly Constraints'!J$3),0))","v":0},{"$f":"INDEX(Supply[Supply],MATCH(1,(Supply[Unit Category]='Monthly Constraints'!$A20)*(Supply[Month]='Monthly Constraints'!K$2)*(Supply[Hour Ending]='Monthly Constraints'!K$3),0))","v":0},{"$f":"INDEX(Supply[Supply],MATCH(1,(Supply[Unit Category]='Monthly Constraints'!$A20)*(Supply[Month]='Monthly Constraints'!L$2)*(Supply[Hour Ending]='Monthly Constraints'!L$3),0))","v":0},{"$f":"INDEX(Supply[Supply],MATCH(1,(Supply[Unit Category]='Monthly Constraints'!$A20)*(Supply[Month]='Monthly Constraints'!M$2)*(Supply[Hour Ending]='Monthly Constraints'!M$3),0))","v":0}]
["Solar Thermal_Socal",{"$f":"INDEX(Supply[Supply],MATCH(1,(Supply[Unit Category]='Monthly Constraints'!$A21)*(Supply[Month]='Monthly Constraints'!B$2)*(Supply[Hour Ending]='Monthly Constraints'!B$3),0))","v":0},{"$f":"INDEX(Supply[Supply],MATCH(1,(Supply[Unit Category]='Monthly Constraints'!$A21)*(Supply[Month]='Monthly Constraints'!C$2)*(Supply[Hour Ending]='Monthly Constraints'!C$3),0))","v":0},{"$f":"INDEX(Supply[Supply],MATCH(1,(Supply[Unit Category]='Monthly Constraints'!$A21)*(Supply[Month]='Monthly Constraints'!D$2)*(Supply[Hour Ending]='Monthly Constraints'!D$3),0))","v":0},{"$f":"INDEX(Supply[Supply],MATCH(1,(Supply[Unit Category]='Monthly Constraints'!$A21)*(Supply[Month]='Monthly Constraints'!E$2)*(Supply[Hour Ending]='Monthly Constraints'!E$3),0))","v":34.184075902841336},{"$f":"INDEX(Supply[Supply],MATCH(1,(Supply[Unit Category]='Monthly Constraints'!$A21)*(Supply[Month]='Monthly Constraints'!F$2)*(Supply[Hour Ending]='Monthly Constraints'!F$3),0))","v":0},{"$f":"INDEX(Supply[Supply],MATCH(1,(Supply[Unit Category]='Monthly Constraints'!$A21)*(Supply[Month]='Monthly Constraints'!G$2)*(Supply[Hour Ending]='Monthly Constraints'!G$3),0))","v":143.58073251293396},{"$f":"INDEX(Supply[Supply],MATCH(1,(Supply[Unit Category]='Monthly Constraints'!$A21)*(Supply[Month]='Monthly Constraints'!H$2)*(Supply[Hour Ending]='Monthly Constraints'!H$3),0))","v":114.56529132323163},{"$f":"INDEX(Supply[Supply],MATCH(1,(Supply[Unit Category]='Monthly Constraints'!$A21)*(Supply[Month]='Monthly Constraints'!I$2)*(Supply[Hour Ending]='Monthly Constraints'!I$3),0))","v":43.332627463470544},{"$f":"INDEX(Supply[Supply],MATCH(1,(Supply[Unit Category]='Monthly Constraints'!$A21)*(Supply[Month]='Monthly Constraints'!J$2)*(Supply[Hour Ending]='Monthly Constraints'!J$3),0))","v":100.23016071153916},{"$f":"INDEX(Supply[Supply],MATCH(1,(Supply[Unit Category]='Monthly Constraints'!$A21)*(Supply[Month]='Monthly Constraints'!K$2)*(Supply[Hour Ending]='Monthly Constraints'!K$3),0))","v":21.193328571550605},{"$f":"INDEX(Supply[Supply],MATCH(1,(Supply[Unit Category]='Monthly Constraints'!$A21)*(Supply[Month]='Monthly Constraints'!L$2)*(Supply[Hour Ending]='Monthly Constraints'!L$3),0))","v":0},{"$f":"INDEX(Supply[Supply],MATCH(1,(Supply[Unit Category]='Monthly Constraints'!$A21)*(Supply[Month]='Monthly Constraints'!M$2)*(Supply[Hour Ending]='Monthly Constraints'!M$3),0))","v":0}]
["Solar Tracking_Norcal",{"$f":"INDEX(Supply[Supply],MATCH(1,(Supply[Unit Category]='Monthly Constraints'!$A22)*(Supply[Month]='Monthly Constraints'!B$2)*(Supply[Hour Ending]='Monthly Constraints'!B$3),0))","v":0},{"$f":"INDEX(Supply[Supply],MATCH(1,(Supply[Unit Category]='Monthly Constraints'!$A22)*(Supply[Month]='Monthly Constraints'!C$2)*(Supply[Hour Ending]='Monthly Constraints'!C$3),0))","v":0},{"$f":"INDEX(Supply[Supply],MATCH(1,(Supply[Unit Category]='Monthly Constraints'!$A22)*(Supply[Month]='Monthly Constraints'!D$2)*(Supply[Hour Ending]='Monthly Constraints'!D$3),0))","v":0},{"$f":"INDEX(Supply[Supply],MATCH(1,(Supply[Unit Category]='Monthly Constraints'!$A22)*(Supply[Month]='Monthly Constraints'!E$2)*(Supply[Hour Ending]='Monthly Constraints'!E$3),0))","v":69.631903410371805},{"$f":"INDEX(Supply[Supply],MATCH(1,(Supply[Unit Category]='Monthly Constraints'!$A22)*(Supply[Month]='Monthly Constraints'!F$2)*(Supply[Hour Ending]='Monthly Constraints'!F$3),0))","v":0.14390530221801684},{"$f":"INDEX(Supply[Supply],MATCH(1,(Supply[Unit Category]='Monthly Constraints'!$A22)*(Supply[Month]='Monthly Constraints'!G$2)*(Supply[Hour Ending]='Monthly Constraints'!G$3),0))","v":817.42609126252967},{"$f":"INDEX(Supply[Supply],MATCH(1,(Supply[Unit Category]='Monthly Constraints'!$A22)*(Supply[Month]='Monthly Constraints'!H$2)*(Supply[Hour Ending]='Monthly Constraints'!H$3),0))","v":615.43467029304384},{"$f":"INDEX(Supply[Supply],MATCH(1,(Supply[Unit Category]='Monthly Constraints'!$A22)*(Supply[Month]='Monthly Constraints'!I$2)*(Supply[Hour Ending]='Monthly Constraints'!I$3),0))","v":75.535459029762421},{"$f":"INDEX(Supply[Supply],MATCH(1,(Supply[Unit Category]='Monthly Constraints'!$A22)*(Supply[Month]='Monthly Constraints'!J$2)*(Supply[Hour Ending]='Monthly Constraints'!J$3),0))","v":477.39939714856399},{"$f":"INDEX(Supply[Supply],MATCH(1,(Supply[Unit Category]='Monthly Constraints'!$A22)*(Supply[Month]='Monthly Constraints'!K$2)*(Supply[Hour Ending]='Monthly Constraints'!K$3),0))","v":19.297935332051086},{"$f":"INDEX(Supply[Supply],MATCH(1,(Supply[Unit Category]='Monthly Constraints'!$A22)*(Supply[Month]='Monthly Constraints'!L$2)*(Supply[Hour Ending]='Monthly Constraints'!L$3),0))","v":0},{"$f":"INDEX(Supply[Supply],MATCH(1,(Supply[Unit Category]='Monthly Constraints'!$A22)*(Supply[Month]='Monthly Constraints'!M$2)*(Supply[Hour Ending]='Monthly Constraints'!M$3),0))","v":0}]
["Solar Tracking_Socal",{"$f":"INDEX(Supply[Supply],MATCH(1,(Supply[Unit Category]='Monthly Constraints'!$A23)*(Supply[Month]='Monthly Constraints'!B$2)*(Supply[Hour Ending]='Monthly Constraints'!B$3),0))","v":0},{"$f":"INDEX(Supply[Supply],MATCH(1,(Supply[Unit Category]='Monthly Constraints'!$A23)*(Supply[Month]='Monthly Constraints'!C$2)*(Supply[Hour Ending]='Monthly Constraints'!C$3),0))","v":0},{"$f":"INDEX(Supply[Supply],MATCH(1,(Supply[Unit Category]='Monthly Constraints'!$A23)*(Supply[Month]='Monthly Constraints'!D$2)*(Supply[Hour Ending]='Monthly Constraints'!D$3),0))","v":0},{"$f":"INDEX(Supply[Supply],MATCH(1,(Supply[Unit Category]='Monthly Constraints'!$A23)*(Supply[Month]='Monthly Constraints'!E$2)*(Supply[Hour Ending]='Monthly Constraints'!E$3),0))","v":51.655198163209434},{"$f":"INDEX(Supply[Supply],MATCH(1,(Supply[Unit Category]='Monthly Constraints'!$A23)*(Supply[Month]='Monthly Constraints'!F$2)*(Supply[Hour Ending]='Monthly Constraints'!F$3),0))","v":8.5467493963653218E-3},{"$f":"INDEX(Supply[Supply],MATCH(1,(Supply[Unit Category]='Monthly Constraints'!$A23)*(Supply[Month]='Monthly Constraints'!G$2)*(Supply[Hour Ending]='Monthly Constraints'!G$3),0))","v":789.85822681930154},{"$f":"INDEX(Supply[Supply],MATCH(1,(Supply[Unit Category]='Monthly Constraints'!$A23)*(Supply[Month]='Monthly Constraints'!H$2)*(Supply[Hour Ending]='Monthly Constraints'!H$3),0))","v":672.71724176107148},{"$f":"INDEX(Supply[Supply],MATCH(1,(Supply[Unit Category]='Monthly Constraints'!$A23)*(Supply[Month]='Monthly Constraints'!I$2)*(Supply[Hour Ending]='Monthly Constraints'!I$3),0))","v":67.441065128812909},{"$f":"INDEX(Supply[Supply],MATCH(1,(Supply[Unit Category]='Monthly Constraints'!$A23)*(Supply[Month]='Monthly Constraints'!J$2)*(Supply[Hour Ending]='Monthly Constraints'!J$3),0))","v":507.0936788038801},{"$f":"INDEX(Supply[Supply],MATCH(1,(Supply[Unit Category]='Monthly Constraints'!$A23)*(Supply[Month]='Monthly Constraints'!K$2)*(Supply[Hour Ending]='Monthly Constraints'!K$3),0))","v":19.092706895407591},{"$f":"INDEX(Supply[Supply],MATCH(1,(Supply[Unit Category]='Monthly Constraints'!$A23)*(Supply[Month]='Monthly Constraints'!L$2)*(Supply[Hour Ending]='Monthly Constraints'!L$3),0))","v":1.2593877828900894E-3},{"$f":"INDEX(Supply[Supply],MATCH(1,(Supply[Unit Category]='Monthly Constraints'!$A23)*(Supply[Month]='Monthly Constraints'!M$2)*(Supply[Hour Ending]='Monthly Constraints'!M$3),0))","v":0}]
["Wind_Norcal",{"$f":"INDEX(Supply[Supply],MATCH(1,(Supply[Unit Category]='Monthly Constraints'!$A24)*(Supply[Month]='Monthly Constraints'!B$2)*(Supply[Hour Ending]='Monthly Constraints'!B$3),0))","v":108.87896259058978},{"$f":"INDEX(Supply[Supply],MATCH(1,(Supply[Unit Category]='Monthly Constraints'!$A24)*(Supply[Month]='Monthly Constraints'!C$2)*(Supply[Hour Ending]='Monthly Constraints'!C$3),0))","v":162.88098272182293},{"$f":"INDEX(Supply[Supply],MATCH(1,(Supply[Unit Category]='Monthly Constraints'!$A24)*(Supply[Month]='Monthly Constraints'!D$2)*(Supply[Hour Ending]='Monthly Constraints'!D$3),0))","v":359.64348224685887},{"$f":"INDEX(Supply[Supply],MATCH(1,(Supply[Unit Category]='Monthly Constraints'!$A24)*(Supply[Month]='Monthly Constraints'!E$2)*(Supply[Hour Ending]='Monthly Constraints'!E$3),0))","v":673.78124216090214},{"$f":"INDEX(Supply[Supply],MATCH(1,(Supply[Unit Category]='Monthly Constraints'!$A24)*(Supply[Month]='Monthly Constraints'!F$2)*(Supply[Hour Ending]='Monthly Constraints'!F$3),0))","v":918.70698889152447},{"$f":"INDEX(Supply[Supply],MATCH(1,(Supply[Unit Category]='Monthly Constraints'!$A24)*(Supply[Month]='Monthly Constraints'!G$2)*(Supply[Hour Ending]='Monthly Constraints'!G$3),0))","v":843.25691691458644},{"$f":"INDEX(Supply[Supply],MATCH(1,(Supply[Unit Category]='Monthly Constraints'!$A24)*(Supply[Month]='Monthly Constraints'!H$2)*(Supply[Hour Ending]='Monthly Constraints'!H$3),0))","v":967.85086341013027},{"$f":"INDEX(Supply[Supply],MATCH(1,(Supply[Unit Category]='Monthly Constraints'!$A24)*(Supply[Month]='Monthly Constraints'!I$2)*(Supply[Hour Ending]='Monthly Constraints'!I$3),0))","v":775.78797518253555},{"$f":"INDEX(Supply[Supply],MATCH(1,(Supply[Unit Category]='Monthly Constraints'!$A24)*(Supply[Month]='Monthly Constraints'!J$2)*(Supply[Hour Ending]='Monthly Constraints'!J$3),0))","v":569.86078792226692},{"$f":"INDEX(Supply[Supply],MATCH(1,(Supply[Unit Category]='Monthly Constraints'!$A24)*(Supply[Month]='Monthly Constraints'!K$2)*(Supply[Hour Ending]='Monthly Constraints'!K$3),0))","v":209.69623405072028},{"$f":"INDEX(Supply[Supply],MATCH(1,(Supply[Unit Category]='Monthly Constraints'!$A24)*(Supply[Month]='Monthly Constraints'!L$2)*(Supply[Hour Ending]='Monthly Constraints'!L$3),0))","v":77.240934741340595},{"$f":"INDEX(Supply[Supply],MATCH(1,(Supply[Unit Category]='Monthly Constraints'!$A24)*(Supply[Month]='Monthly Constraints'!M$2)*(Supply[Hour Ending]='Monthly Constraints'!M$3),0))","v":143.14087684697068}]
["Wind_Socal",{"$f":"INDEX(Supply[Supply],MATCH(1,(Supply[Unit Category]='Monthly Constraints'!$A25)*(Supply[Month]='Monthly Constraints'!B$2)*(Supply[Hour Ending]='Monthly Constraints'!B$3),0))","v":488.23979093939829},{"$f":"INDEX(Supply[Supply],MATCH(1,(Supply[Unit Category]='Monthly Constraints'!$A25)*(Supply[Month]='Monthly Constraints'!C$2)*(Supply[Hour Ending]='Monthly Constraints'!C$3),0))","v":1178.5566148970786},{"$f":"INDEX(Supply[Supply],MATCH(1,(Supply[Unit Category]='Monthly Constraints'!$A25)*(Supply[Month]='Monthly Constraints'!D$2)*(Supply[Hour Ending]='Monthly Constraints'!D$3),0))","v":1304.0897559766308},{"$f":"INDEX(Supply[Supply],MATCH(1,(Supply[Unit Category]='Monthly Constraints'!$A25)*(Supply[Month]='Monthly Constraints'!E$2)*(Supply[Hour Ending]='Monthly Constraints'!E$3),0))","v":2163.2547872839345},{"$f":"INDEX(Supply[Supply],MATCH(1,(Supply[Unit Category]='Monthly Constraints'!$A25)*(Supply[Month]='Monthly Constraints'!F$2)*(Supply[Hour Ending]='Monthly Constraints'!F$3),0))","v":2397.1201680160525},{"$f":"INDEX(Supply[Supply],MATCH(1,(Supply[Unit Category]='Monthly Constraints'!$A25)*(Supply[Month]='Monthly Constraints'!G$2)*(Supply[Hour Ending]='Monthly Constraints'!G$3),0))","v":2426.5384701788612},{"$f":"INDEX(Supply[Supply],MATCH(1,(Supply[Unit Category]='Monthly Constraints'!$A25)*(Supply[Month]='Monthly Constraints'!H$2)*(Supply[Hour Ending]='Monthly Constraints'!H$3),0))","v":2683.7756789177283},{"$f":"INDEX(Supply[Supply],MATCH(1,(Supply[Unit Category]='Monthly Constraints'!$A25)*(Supply[Month]='Monthly Constraints'!I$2)*(Supply[Hour Ending]='Monthly Constraints'!I$3),0))","v":2277.0470025995592},{"$f":"INDEX(Supply[Supply],MATCH(1,(Supply[Unit Category]='Monthly Constraints'!$A25)*(Supply[Month]='Monthly Constraints'!J$2)*(Supply[Hour Ending]='Monthly Constraints'!J$3),0))","v":1457.4796212832734},{"$f":"INDEX(Supply[Supply],MATCH(1,(Supply[Unit Category]='Monthly Constraints'!$A25)*(Supply[Month]='Monthly Constraints'!K$2)*(Supply[Hour Ending]='Monthly Constraints'!K$3),0))","v":660.88954827291855},{"$f":"INDEX(Supply[Supply],MATCH(1,(Supply[Unit Category]='Monthly Constraints'!$A25)*(Supply[Month]='Monthly Constraints'!L$2)*(Supply[Hour Ending]='Monthly Constraints'!L$3),0))","v":383.67510304468624},{"$f":"INDEX(Supply[Supply],MATCH(1,(Supply[Unit Category]='Monthly Constraints'!$A25)*(Supply[Month]='Monthly Constraints'!M$2)*(Supply[Hour Ending]='Monthly Constraints'!M$3),0))","v":441.9730785137707}]
["Total Supply",{"$f":"SUM(B4:B25)","v":45437.545634384056},{"$f":"SUM(C4:C25)","v":47484.839508440338},48193.762333383158,53233.912212516814,53972.181131840385,58408.120396765851,59396.233231854276,57640.796435289114,57490.44451007223,52963.821825125058,48887.997477275632,44261.212172372885]
["Managed Load + NOU",{"$f":"INDEX(ManagedLoad[Total],MATCH(1,(ManagedLoad[Month]='Monthly Constraints'!B$2)*(ManagedLoad[Hour Ending]='Monthly Constraints'!B$3),0))","v":35923},{"$f":"INDEX(ManagedLoad[Total],MATCH(1,(ManagedLoad[Month]='Monthly Constraints'!C$2)*(ManagedLoad[Hour Ending]='Monthly Constraints'!C$3),0))","v":37539},{"$f":"INDEX(ManagedLoad[Total],MATCH(1,(ManagedLoad[Month]='Monthly Constraints'!D$2)*(ManagedLoad[Hour Ending]='Monthly Constraints'!D$3),0))","v":38102},{"$f":"INDEX(ManagedLoad[Total],MATCH(1,(ManagedLoad[Month]='Monthly Constraints'!E$2)*(ManagedLoad[Hour Ending]='Monthly Constraints'!E$3),0))","v":42088},{"$f":"INDEX(ManagedLoad[Total],MATCH(1,(ManagedLoad[Month]='Monthly Constraints'!F$2)*(ManagedLoad[Hour Ending]='Monthly Constraints'!F$3),0))","v":42667},{"$f":"INDEX(ManagedLoad[Total],MATCH(1,(ManagedLoad[Month]='Monthly Constraints'!G$2)*(ManagedLoad[Hour Ending]='Monthly Constraints'!G$3),0))","v":47296},{"$f":"INDEX(ManagedLoad[Total],MATCH(1,(ManagedLoad[Month]='Monthly Constraints'!H$2)*(ManagedLoad[Hour Ending]='Monthly Constraints'!H$3),0))","v":48078},{"$f":"INDEX(ManagedLoad[Total],MATCH(1,(ManagedLoad[Month]='Monthly Constraints'!I$2)*(ManagedLoad[Hour Ending]='Monthly Constraints'!I$3),0))","v":46665},{"$f":"INDEX(ManagedLoad[Total],MATCH(1,(ManagedLoad[Month]='Monthly Constraints'!J$2)*(ManagedLoad[Hour Ending]='Monthly Constraints'!J$3),0))","v":46525},{"$f":"INDEX(ManagedLoad[Total],MATCH(1,(ManagedLoad[Month]='Monthly Constraints'!K$2)*(ManagedLoad[Hour Ending]='Monthly Constraints'!K$3),0))","v":42890},{"$f":"INDEX(ManagedLoad[Total],MATCH(1,(ManagedLoad[Month]='Monthly Constraints'!L$2)*(ManagedLoad[Hour Ending]='Monthly Constraints'!L$3),0))","v":39595},{"$f":"INDEX(ManagedLoad[Total],MATCH(1,(ManagedLoad[Month]='Monthly Constraints'!M$2)*(ManagedLoad[Hour Ending]='Monthly Constraints'!M$3),0))","v":35825}]
["PRM",{"$f":"INDEX(PRM[Planning Reserve Margin],'Monthly Constraints'!B$2)","v":0.26485943920006833},{"$f":"INDEX(PRM[Planning Reserve Margin],'Monthly Constraints'!C$2)","v":0.26494684217587944},{"$f":"INDEX(PRM[Planning Reserve Margin],'Monthly Constraints'!D$2)","v":0.26486174829098641},{"$f":"INDEX(PRM[Planning Reserve Margin],'Monthly Constraints'!E$2)","v":0.26482399288435671},{"$f":"INDEX(PRM[Planning Reserve Margin],'Monthly Constraints'!F$2)","v":0.2649631127531904},{"$f":"INDEX(PRM[Planning Reserve Margin],'Monthly Constraints'!G$2)","v":0.2349484184025257},{"$f":"INDEX(PRM[Planning Reserve Margin],'Monthly Constraints'!H$2)","v":0.23541397794946284},{"$f":"INDEX(PRM[Planning Reserve Margin],'Monthly Constraints'!I$2)","v":0.23520403804326834},{"$f":"INDEX(PRM[Planning Reserve Margin],'Monthly Constraints'!J$2)","v":0.23568929629386842},{"$f":"INDEX(PRM[Planning Reserve Margin],'Monthly Constraints'!K$2)","v":0.234875771161694},{"$f":"INDEX(PRM[Planning Reserve Margin],'Monthly Constraints'!L$2)","v":0.23470128746749927},{"$f":"INDEX(PRM[Planning Reserve Margin],'Monthly Constraints'!M$2)","v":0.23548394061054789}]
["Requirement",{"$f":"B$27*(1+B$28)","v":45437.545634384056},{"$f":"C$27*(1+C$28)","v":47484.839508440338},48193.762333383158,53233.912212516807,53972.181131840378,58408.120396765851,59396.233231854276,57640.796435289114,57490.444510072222,52963.821825125058,48887.997477275632,44261.212172372885]

{"sheet":"PRM Setting","index":2,"n_rows":289,"n_cols":24,"rows_kept":289,"cut":false,"hidden":false,"merged":[]}
["Month","Charging Energy (MWh)","Charging Requirement (MWh)","Excess Energy Check (MWh)","Daily Energy Check (MWh)","Minimum SOC Check (MWh)","Maximum Capacity Check (MW)","Planning Reserve Margin","Constraining Hour Ending","Managed Load (MW)","NOU","Supply (MW)",null,"Month","Hour Ending","Managed Load + NOU (MW)","Total Load with PRM (MW)","Supply Without Storage (MW)","Excess Capacity (MW)","Storage (MW)","Storage SOC Day 1 (MWh)","Storage SOC Day 2 (MWh)","Adjusted Supply (MW)","Reserve Margin"]
[1,{"$f":"SUMIFS(StorageAllocation[Excess Capacity (MW)],StorageAllocation[Month],PRM[[#This Row],[Month]],StorageAllocation[Excess Capacity (MW)],\">0\")","v":72162.619873717485},{"$f":"SUMIFS(StorageAllocation[Storage (MW)],StorageAllocation[Month],PRM[[#This Row],[Month]])/0.85","v":62917.411764705852},{"$f":"PRM[[#This Row],[Charging Energy (MWh)]]-PRM[[#This Row],[Charging Requirement (MWh)]]","v":9245.2081090116335},{"$f":"4*INDEX(NQC[NQC MW],MATCH(1,(NQC[Month]=PRM[[#This Row],[Month]])*(NQC[Unit Category]=\"Storage\"),0))-SUMIFS(StorageAllocation[Storage (MW)],StorageAllocation[Month],PRM[[#This Row],[Month]])","v":0},{"$f":"_xlfn.MINIFS(StorageAllocation[Storage SOC Day 2 (MWh)],StorageAllocation[Month],PRM[[#This Row],[Month]])","v":9232.9592001876808},{"$f":"INDEX(NQC[NQC MW],MATCH(1,(NQC[Month]=PRM[[#This Row],[Month]])*(NQC[Unit Category]=\"Storage\"),0))-_xlfn.MAXIFS(StorageAllocation[Storage (MW)],StorageAllocation[Month],PRM[[#This Row],[Month]])","v":6175.281938125192},0.26485943920006833,{"$f":"MATCH(1,(StorageAllocation[Month]=PRM[[#This Row],[Month]])*(_xlfn.MINIFS(StorageAllocation[Excess Capacity (MW)],StorageAllocation[Month],PRM[[#This Row],[Month]])=StorageAllocation[Excess Capacity (MW)]),0)-24*(PRM[[#This Row],[Month]]-1)","v":19},{"$f":"INDEX(ManagedLoad[Managed Load],MATCH(1,(ManagedLoad[Month]=PRM[[#This Row],[Month]])*(ManagedLoad[Hour Ending]=PRM[[#This Row],[Constraining Hour Ending]]),0))","v":30003},{"$f":"INDEX(NOU[NOU MW],MATCH(PRM[[#This Row],[Month]],NOU[Month],0))","v":5920},{"$f":"INDEX(StorageAllocation[Adjusted Supply (MW)],MATCH(1,(StorageAllocation[Month]=PRM[[#This Row],[Month]])*(StorageAllocation[Hour Ending]=PRM[[#This Row],[Constraining Hour Ending]]),0))","v":45437.545634384056},null,1,1,{"$f":"INDEX(ManagedLoad[Total],MATCH(1,(ManagedLoad[Month]=StorageAllocation[[#This Row],[Month]])*(ManagedLoad[Hour Ending]=StorageAllocation[[#This Row],[Hour Ending]]),0))","v":30603},{"$f":"StorageAllocation[[#This Row],[Managed Load + NOU (MW)]]*(1+_xlfn.XLOOKUP(StorageAllocation[[#This Row],[Month]],PRM[Month],PRM[Planning Reserve Margin],0,0))","v":38708.493417839687},{"$f":"SUM(_xlfn._xlws.FILTER(Supply[Supply],(Supply[Month]=StorageAllocation[[#This Row],[Month]])*(Supply[Unit Category]<>\"Storage\")*(Supply[Hour Ending]=StorageAllocation[[#This Row],[Hour Ending]])=1,0))","v":37207.762627853408},{"$f":"StorageAllocation[[#This Row],[Supply Without Storage (MW)]]-StorageAllocation[[#This Row],[Total Load with PRM (MW)]]","v":-1500.730789986279},{"$f":"MAX(-StorageAllocation[[#This Row],[Excess Capacity (MW)]],0)","v":1500.730789986279},{"$f":"_xlfn.IFS(\n    StorageAllocation[[#This Row],[Hour Ending]]=1,\n    4*INDEX(NQC[NQC MW],MATCH(1,(NQC[Month]=StorageAllocation[[#This Row],[Month]])*(NQC[Unit Category]=\"Storage\"),0))-StorageAllocation[[#This Row],[Storage (MW)]],\n    StorageAllocation[[#This Row],[Storage (MW)]]>0,\n    OFFSET(StorageAllocation[[#This Row],[Storage SOC Day 1 (MWh)]],-1,0)-StorageAllocation[[#This Row],[Storage (MW)]],\n    TRUE,\n    MIN(\n        OFFSET(StorageAllocation[[#This Row],[Storage SOC Day 1 (MWh)]],-1,0)+0.85*INDEX(NQC[NQC MW],MATCH(1,(NQC[Month]=StorageAllocation[[#This Row],[Month]])*(NQC[Unit Category]=\"Storage\"),0)),\n        4*INDEX(NQC[NQC MW],MATCH(1,(NQC[Month]=StorageAllocation[[#This Row],[Month]])*(NQC[Unit Category]=\"Storage\"),0))\n    )\n)","v":51979.069210013717},{"$f":"_xlfn.IFS(\n    StorageAllocation[[#This Row],[Hour Ending]]=1,\n    OFFSET(StorageAllocation[[#This Row],[Storage SOC Day 1 (MWh)]],23,0)-StorageAllocation[[#This Row],[Storage (MW)]],\n    StorageAllocation[[#This Row],[Storage (MW)]]>0,\n    OFFSET(StorageAllocation[[#This Row],[Storage SOC Day 2 (MWh)]],-1,0)-StorageAllocation[[#This Row],[Storage (MW)]],\n    TRUE,\n    MIN(\n        OFFSET(StorageAllocation[[#This Row],[Storage SOC Day 2 (MWh)]],-1,0)+0.85*INDEX(NQC[NQC MW],MATCH(1,(NQC[Month]=StorageAllocation[[#This Row],[Month]])*(NQC[Unit Category]=\"Storage\"),0)),\n        4*INDEX(NQC[NQC MW],MATCH(1,(NQC[Month]=StorageAllocation[[#This Row],[Month]])*(NQC[Unit Category]=\"Storage\"),0))\n    )\n)","v":9269.0120326837568},{"$f":"StorageAllocation[[#This Row],[Supply Without Storage (MW)]]+StorageAllocation[[#This Row],[Storage (MW)]]","v":38708.493417839687},{"$f":"StorageAllocation[[#This Row],[Adjusted Supply (MW)]]/StorageAllocation[[#This Row],[Managed Load + NOU (MW)]]-1","v":0.26485943920006827}]
[2,{"$f":"SUMIFS(StorageAllocation[Excess Capacity (MW)],StorageAllocation[Month],PRM[[#This Row],[Month]],StorageAllocation[Excess Capacity (MW)],\">0\")","v":112596.19786346599},{"$f":"SUMIFS(StorageAllocation[Storage (MW)],StorageAllocation[Month],PRM[[#This Row],[Month]])/0.85","v":63707.999999999985},{"$f":"PRM[[#This Row],[Charging Energy (MWh)]]-PRM[[#This Row],[Charging Requirement (MWh)]]","v":48888.197863466004},{"$f":"4*INDEX(NQC[NQC MW],MATCH(1,(NQC[Month]=PRM[[#This Row],[Month]])*(NQC[Unit Category]=\"Storage\"),0))-SUMIFS(StorageAllocation[Storage (MW)],StorageAllocation[Month],PRM[[#This Row],[Month]])","v":0},{"$f":"_xlfn.MINIFS(StorageAllocation[Storage SOC Day 2 (MWh)],StorageAllocation[Month],PRM[[#This Row],[Month]])","v":8587.2470419161255},{"$f":"INDEX(NQC[NQC MW],MATCH(1,(NQC[Month]=PRM[[#This Row],[Month]])*(NQC[Unit Category]=\"Storage\"),0))-_xlfn.MAXIFS(StorageAllocation[Storage (MW)],StorageAllocation[Month],PRM[[#This Row],[Month]])","v":5853.1297876843601},0.26494684217587944,{"$f":"MATCH(1,(StorageAllocation[Month]=PRM[[#This Row],[Month]])*(_xlfn.MINIFS(StorageAllocation[Excess Capacity (MW)],StorageAllocation[Month],PRM[[#This Row],[Month]])=StorageAllocation[Excess Capacity (MW)]),0)-24*(PRM[[#This Row],[Month]]-1)","v":19},{"$f":"INDEX(ManagedLoad[Managed Load],MATCH(1,(ManagedLoad[Month]=PRM[[#This Row],[Month]])*(ManagedLoad[Hour Ending]=PRM[[#This Row],[Constraining Hour Ending]]),0))","v":29419},{"$f":"INDEX(NOU[NOU MW],MATCH(PRM[[#This Row],[Month]],NOU[Month],0))","v":8120},{"$f":"INDEX(StorageAllocation[Adjusted Supply (MW)],MATCH(1,(StorageAllocation[Month]=PRM[[#This Row],[Month]])*(StorageAllocation[Hour Ending]=PRM[[#This Row],[Constraining Hour Ending]]),0))","v":47484.839508440338},null,1,2,{"$f":"INDEX(ManagedLoad[Total],MATCH(1,(ManagedLoad[Month]=StorageAllocation[[#This Row],[Month]])*(ManagedLoad[Hour Ending]=StorageAllocation[[#This Row],[Hour Ending]]),0))","v":29470},{"$f":"StorageAllocation[[#This Row],[Managed Load + NOU (MW)]]*(1+_xlfn.XLOOKUP(StorageAllocation[[#This Row],[Month]],PRM[Month],PRM[Planning Reserve Margin],0,0))","v":37275.407673226015},{"$f":"SUM(_xlfn._xlws.FILTER(Supply[Supply],(Supply[Month]=StorageAllocation[[#This Row],[Month]])*(Supply[Unit Category]<>\"Storage\")*(Supply[Hour Ending]=StorageAllocation[[#This Row],[Hour Ending]])=1,0))","v":37239.354840729939},{"$f":"StorageAllocation[[#This Row],[Supply Without Storage (MW)]]-StorageAllocation[[#This Row],[Total Load with PRM (MW)]]","v":-36.052832496076007},{"$f":"MAX(-StorageAllocation[[#This Row],[Excess Capacity (MW)]],0)","v":36.052832496076007},{"$f":"_xlfn.IFS(\n    StorageAllocation[[#This Row],[Hour Ending]]=1,\n    4*INDEX(NQC[NQC MW],MATCH(1,(NQC[Month]=StorageAllocation[[#This Row],[Month]])*(NQC[Unit Category]=\"Storage\"),0))-StorageAllocation[[#This Row],[Storage (MW)]],\n    StorageAllocation[[#This Row],[Storage (MW)]]>0,\n    OFFSET(StorageAllocation[[#This Row],[Storage SOC Day 1 (MWh)]],-1,0)-StorageAllocation[[#This Row],[Storage (MW)]],\n    TRUE,\n    MIN(\n        OFFSET(StorageAllocation[[#This Row],[Storage SOC Day 1 (MWh)]],-1,0)+0.85*INDEX(NQC[NQC MW],MATCH(1,(NQC[Month]=StorageAllocation[[#This Row],[Month]])*(NQC[Unit Category]=\"Storage\"),0)),\n        4*INDEX(NQC[NQC MW],MATCH(1,(NQC[Month]=StorageAllocation[[#This Row],[Month]])*(NQC[Unit Category]=\"Storage\"),0))\n    )\n)","v":51943.016377517641},{"$f":"_xlfn.IFS(\n    StorageAllocation[[#This Row],[Hour Ending]]=1,\n    OFFSET(StorageAllocation[[#This Row],[Storage SOC Day 1 (MWh)]],23,0)-StorageAllocation[[#This Row],[Storage (MW)]],\n    StorageAllocation[[#This Row],[Storage (MW)]]>0,\n    OFFSET(StorageAllocation[[#This Row],[Storage SOC Day 2 (MWh)]],-1,0)-StorageAllocation[[#This Row],[Storage (MW)]],\n    TRUE,\n    MIN(\n        OFFSET(StorageAllocation[[#This Row],[Storage SOC Day 2 (MWh)]],-1,0)+0.85*INDEX(NQC[NQC MW],MATCH(1,(NQC[Month]=StorageAllocation[[#This Row],[Month]])*(NQC[Unit Category]=\"Storage\"),0)),\n        4*INDEX(NQC[NQC MW],MATCH(1,(NQC[Month]=StorageAllocation[[#This Row],[Month]])*(NQC[Unit Category]=\"Storage\"),0))\n    )\n)","v":9232.9592001876808},{"$f":"StorageAllocation[[#This Row],[Supply Without Storage (MW)]]+StorageAllocation[[#This Row],[Storage (MW)]]","v":37275.407673226015},{"$f":"StorageAllocation[[#This Row],[Adjusted Supply (MW)]]/StorageAllocation[[#This Row],[Managed Load + NOU (MW)]]-1","v":0.26485943920006827}]
[3,{"$f":"SUMIFS(StorageAllocation[Excess Capacity (MW)],StorageAllocation[Month],PRM[[#This Row],[Month]],StorageAllocation[Excess Capacity (MW)],\">0\")","v":113615.57177335137},{"$f":"SUMIFS(StorageAllocation[Storage (MW)],StorageAllocation[Month],PRM[[#This Row],[Month]])/0.85","v":63724.14117647057},{"$f":"PRM[[#This Row],[Charging Energy (MWh)]]-PRM[[#This Row],[Charging Requirement (MWh)]]","v":49891.430596880804},{"$f":"4*INDEX(NQC[NQC MW],MATCH(1,(NQC[Month]=PRM[[#This Row],[Month]])*(NQC[Unit Category]=\"Storage\"),0))-SUMIFS(StorageAllocation[Storage (MW)],StorageAllocation[Month],PRM[[#This Row],[Month]])","v":0},{"$f":"_xlfn.MINIFS(StorageAllocation[Storage SOC Day 2 (MWh)],StorageAllocation[Month],PRM[[#This Row],[Month]])","v":7846.6901236426856},{"$f":"INDEX(NQC[NQC MW],MATCH(1,(NQC[Month]=PRM[[#This Row],[Month]])*(NQC[Unit Category]=\"Storage\"),0))-_xlfn.MAXIFS(StorageAllocation[Storage (MW)],StorageAllocation[Month],PRM[[#This Row],[Month]])","v":5105.8992635797404},0.26486174829098641,{"$f":"MATCH(1,(StorageAllocation[Month]=PRM[[#This Row],[Month]])*(_xlfn.MINIFS(StorageAllocation[Excess Capacity (MW)],StorageAllocation[Month],PRM[[#This Row],[Month]])=StorageAllocation[Excess Capacity (MW)]),0)-24*(PRM[[#This Row],[Month]]-1)","v":20},{"$f":"INDEX(ManagedLoad[Managed Load],MATCH(1,(ManagedLoad[Month]=PRM[[#This Row],[Month]])*(ManagedLoad[Hour Ending]=PRM[[#This Row],[Constraining Hour Ending]]),0))","v":29412},{"$f":"INDEX(NOU[NOU MW],MATCH(PRM[[#This Row],[Month]],NOU[Month],0))","v":8690},{"$f":"INDEX(StorageAllocation[Adjusted Supply (MW)],MATCH(1,(StorageAllocation[Month]=PRM[[#This Row],[Month]])*(StorageAllocation[Hour Ending]=PRM[[#This Row],[Constraining Hour Ending]]),0))","v":48193.762333383158},null,1,3,{"$f":"INDEX(ManagedLoad[Total],MATCH(1,(ManagedLoad[Month]=StorageAllocation[[#This Row],[Month]])*(ManagedLoad[Hour Ending]=StorageAllocation[[#This Row],[Hour Ending]]),0))","v":28478},{"$f":"StorageAllocation[[#This Row],[Managed Load + NOU (MW)]]*(1+_xlfn.XLOOKUP(StorageAllocation[[#This Row],[Month]],PRM[Month],PRM[Planning Reserve Margin],0,0))","v":36020.667109539543},{"$f":"SUM(_xlfn._xlws.FILTER(Supply[Supply],(Supply[Month]=StorageAllocation[[#This Row],[Month]])*(Supply[Unit Category]<>\"Storage\")*(Supply[Hour Ending]=StorageAllocation[[#This Row],[Hour Ending]])=1,0))","v":37294.147368189449},{"$f":"StorageAllocation[[#This Row],[Supply Without Storage (MW)]]-StorageAllocation[[#This Row],[Total Load with PRM (MW)]]","v":1273.4802586499063},{"$f":"MAX(-StorageAllocation[[#This Row],[Excess Capacity (MW)]],0)","v":0},{"$f":"_xlfn.IFS(\n    StorageAllocation[[#This Row],[Hour Ending]]=1,\n    4*INDEX(NQC[NQC MW],MATCH(1,(NQC[Month]=StorageAllocation[[#This Row],[Month]])*(NQC[Unit Category]=\"Storage\"),0))-StorageAllocation[[#This Row],[Storage (MW)]],\n    StorageAllocation[[#This Row],[Storage (MW)]]>0,\n    OFFSET(StorageAllocation[[#This Row],[Storage SOC Day 1 (MWh)]],-1,0)-StorageAllocation[[#This Row],[Storage (MW)]],\n    TRUE,\n    MIN(\n        OFFSET(StorageAllocation[[#This Row],[Storage SOC Day 1 (MWh)]],-1,0)+0.85*INDEX(NQC[NQC MW],MATCH(1,(NQC[Month]=StorageAllocation[[#This Row],[Month]])*(NQC[Unit Category]=\"Storage\"),0)),\n        4*INDEX(NQC[NQC MW],MATCH(1,(NQC[Month]=StorageAllocation[[#This Row],[Month]])*(NQC[Unit Category]=\"Storage\"),0))\n    )\n)","v":53479.799999999996},{"$f":"_xlfn.IFS(\n    StorageAllocation[[#This Row],[Hour Ending]]=1,\n    OFFSET(StorageAllocation[[#This Row],[Storage SOC Day 1 (MWh)]],23,0)-StorageAllocation[[#This Row],[Storage (MW)]],\n    StorageAllocation[[#This Row],[Storage (MW)]]>0,\n    OFFSET(StorageAllocation[[#This Row],[Storage SOC Day 2 (MWh)]],-1,0)-StorageAllocation[[#This Row],[Storage (MW)]],\n    TRUE,\n    MIN(\n        OFFSET(StorageAllocation[[#This Row],[Storage SOC Day 2 (MWh)]],-1,0)+0.85*INDEX(NQC[NQC MW],MATCH(1,(NQC[Month]=StorageAllocation[[#This Row],[Month]])*(NQC[Unit Category]=\"Storage\"),0)),\n        4*INDEX(NQC[NQC MW],MATCH(1,(NQC[Month]=StorageAllocation[[#This Row],[Month]])*(NQC[Unit Category]=\"Storage\"),0))\n    )\n)","v":20597.416700187678},{"$f":"StorageAllocation[[#This Row],[Supply Without Storage (MW)]]+StorageAllocation[[#This Row],[Storage (MW)]]","v":37294.147368189449},{"$f":"StorageAllocation[[#This Row],[Adjusted Supply (MW)]]/StorageAllocation[[#This Row],[Managed Load + NOU (MW)]]-1","v":0.30957747623391563}]
[4,{"$f":"SUMIFS(StorageAllocation[Excess Capacity (MW)],StorageAllocation[Month],PRM[[#This Row],[Month]],StorageAllocation[Excess Capacity (MW)],\">0\")","v":151130.79314705217},{"$f":"SUMIFS(StorageAllocation[Storage (MW)],StorageAllocation[Month],PRM[[#This Row],[Month]])/0.85","v":64027.623529411772},{"$f":"PRM[[#This Row],[Charging Energy (MWh)]]-PRM[[#This Row],[Charging Requirement (MWh)]]","v":87103.169617640408},{"$f":"4*INDEX(NQC[NQC MW],MATCH(1,(NQC[Month]=PRM[[#This Row],[Month]])*(NQC[Unit Category]=\"Storage\"),0))-SUMIFS(StorageAllocation[Storage (MW)],StorageAllocation[Month],PRM[[#This Row],[Month]])","v":0},{"$f":"_xlfn.MINIFS(StorageAllocation[Storage SOC Day 2 (MWh)],StorageAllocation[Month],PRM[[#This Row],[Month]])","v":3164.450460819884},{"$f":"INDEX(NQC[NQC MW],MATCH(1,(NQC[Month]=PRM[[#This Row],[Month]])*(NQC[Unit Category]=\"Storage\"),0))-_xlfn.MAXIFS(StorageAllocation[Storage (MW)],StorageAllocation[Month],PRM[[#This Row],[Month]])","v":3746.9595672168016},0.26482399288435671,{"$f":"MATCH(1,(StorageAllocation[Month]=PRM[[#This Row],[Month]])*(_xlfn.MINIFS(StorageAllocation[Excess Capacity (MW)],StorageAllocation[Month],PRM[[#This Row],[Month]])=StorageAllocation[Excess Capacity (MW)]),0)-24*(PRM[[#This Row],[Month]]-1)","v":19},{"$f":"INDEX(ManagedLoad[Managed Load],MATCH(1,(ManagedLoad[Month]=PRM[[#This Row],[Month]])*(ManagedLoad[Hour Ending]=PRM[[#This Row],[Constraining Hour Ending]]),0))","v":31688},{"$f":"INDEX(NOU[NOU MW],MATCH(PRM[[#This Row],[Month]],NOU[Month],0))","v":10400},{"$f":"INDEX(StorageAllocation[Adjusted Supply (MW)],MATCH(1,(StorageAllocation[Month]=PRM[[#This Row],[Month]])*(StorageAllocation[Hour Ending]=PRM[[#This Row],[Constraining Hour Ending]]),0))","v":53233.912212516807},null,1,4,{"$f":"INDEX(ManagedLoad[Total],MATCH(1,(ManagedLoad[Month]=StorageAllocation[[#This Row],[Month]])*(ManagedLoad[Hour Ending]=StorageAllocation[[#This Row],[Hour Ending]]),0))","v":28018},{"$f":"StorageAllocation[[#This Row],[Managed Load + NOU (MW)]]*(1+_xlfn.XLOOKUP(StorageAllocation[[#This Row],[Month]],PRM[Month],PRM[Planning Reserve Margin],0,0))","v":35438.831767507516},{"$f":"SUM(_xlfn._xlws.FILTER(Supply[Supply],(Supply[Month]=StorageAllocation[[#This Row],[Month]])*(Supply[Unit Category]<>\"Storage\")*(Supply[Hour Ending]=StorageAllocation[[#This Row],[Hour Ending]])=1,0))","v":37259.005938035756},{"$f":"StorageAllocation[[#This Row],[Supply Without Storage (MW)]]-StorageAllocation[[#This Row],[Total Load with PRM (MW)]]","v":1820.1741705282402},{"$f":"MAX(-StorageAllocation[[#This Row],[Excess Capacity (MW)]],0)","v":0},{"$f":"_xlfn.IFS(\n    StorageAllocation[[#This Row],[Hour Ending]]=1,\n    4*INDEX(NQC[NQC MW],MATCH(1,(NQC[Month]=StorageAllocation[[#This Row],[Month]])*(NQC[Unit Category]=\"Storage\"),0))-StorageAllocation[[#This Row],[Storage (MW)]],\n    StorageAllocation[[#This Row],[Storage (MW)]]>0,\n    OFFSET(StorageAllocation[[#This Row],[Storage SOC Day 1 (MWh)]],-1,0)-StorageAllocation[[#This Row],[Storage (MW)]],\n    TRUE,\n    MIN(\n        OFFSET(StorageAllocation[[#This Row],[Storage SOC Day 1 (MWh)]],-1,0)+0.85*INDEX(NQC[NQC MW],MATCH(1,(NQC[Month]=StorageAllocation[[#This Row],[Month]])*(NQC[Unit Category]=\"Storage\"),0)),\n        4*INDEX(NQC[NQC MW],MATCH(1,(NQC[Month]=StorageAllocation[[#This Row],[Month]])*(NQC[Unit Category]=\"Storage\"),0))\n    )\n)","v":53479.799999999996},{"$f":"_xlfn.IFS(\n    StorageAllocation[[#This Row],[Hour Ending]]=1,\n    OFFSET(StorageAllocation[[#This Row],[Storage SOC Day 1 (MWh)]],23,0)-StorageAllocation[[#This Row],[Storage (MW)]],\n    StorageAllocation[[#This Row],[Storage (MW)]]>0,\n    OFFSET(StorageAllocation[[#This Row],[Storage SOC Day 2 (MWh)]],-1,0)-StorageAllocation[[#This Row],[Storage (MW)]],\n    TRUE,\n    MIN(\n        OFFSET(StorageAllocation[[#This Row],[Storage SOC Day 2 (MWh)]],-1,0)+0.85*INDEX(NQC[NQC MW],MATCH(1,(NQC[Month]=StorageAllocation[[#This Row],[Month]])*(NQC[Unit Category]=\"Storage\"),0)),\n        4*INDEX(NQC[NQC MW],MATCH(1,(NQC[Month]=StorageAllocation[[#This Row],[Month]])*(NQC[Unit Category]=\"Storage\"),0))\n    )\n)","v":31961.874200187674},{"$f":"StorageAllocation[[#This Row],[Supply Without Storage (MW)]]+StorageAllocation[[#This Row],[Storage (MW)]]","v":37259.005938035756},{"$f":"StorageAllocation[[#This Row],[Adjusted Supply (MW)]]/StorageAllocation[[#This Row],[Managed Load + NOU (MW)]]-1","v":0.32982389671053447}]
[5,{"$f":"SUMIFS(StorageAllocation[Excess Capacity (MW)],StorageAllocation[Month],PRM[[#This Row],[Month]],StorageAllocation[Excess Capacity (MW)],\">0\")","v":141806.46108883171},{"$f":"SUMIFS(StorageAllocation[Storage (MW)],StorageAllocation[Month],PRM[[#This Row],[Month]])/0.85","v":64256.847058823594},{"$f":"PRM[[#This Row],[Charging Energy (MWh)]]-PRM[[#This Row],[Charging Requirement (MWh)]]","v":77549.614030008117},{"$f":"4*INDEX(NQC[NQC MW],MATCH(1,(NQC[Month]=PRM[[#This Row],[Month]])*(NQC[Unit Category]=\"Storage\"),0))-SUMIFS(StorageAllocation[Storage (MW)],StorageAllocation[Month],PRM[[#This Row],[Month]])","v":0},{"$f":"_xlfn.MINIFS(StorageAllocation[Storage SOC Day 2 (MWh)],StorageAllocation[Month],PRM[[#This Row],[Month]])","v":555.04388068929256},{"$f":"INDEX(NQC[NQC MW],MATCH(1,(NQC[Month]=PRM[[#This Row],[Month]])*(NQC[Unit Category]=\"Storage\"),0))-_xlfn.MAXIFS(StorageAllocation[Storage (MW)],StorageAllocation[Month],PRM[[#This Row],[Month]])","v":3006.2767789651316},0.2649631127531904,{"$f":"MATCH(1,(StorageAllocation[Month]=PRM[[#This Row],[Month]])*(_xlfn.MINIFS(StorageAllocation[Excess Capacity (MW)],StorageAllocation[Month],PRM[[#This Row],[Month]])=StorageAllocation[Excess Capacity (MW)]),0)-24*(PRM[[#This Row],[Month]]-1)","v":20},{"$f":"INDEX(ManagedLoad[Managed Load],MATCH(1,(ManagedLoad[Month]=PRM[[#This Row],[Month]])*(ManagedLoad[Hour Ending]=PRM[[#This Row],[Constraining Hour Ending]]),0))","v":33897},{"$f":"INDEX(NOU[NOU MW],MATCH(PRM[[#This Row],[Month]],NOU[Month],0))","v":8770},{"$f":"INDEX(StorageAllocation[Adjusted Supply (MW)],MATCH(1,(StorageAllocation[Month]=PRM[[#This Row],[Month]])*(StorageAllocation[Hour Ending]=PRM[[#This Row],[Constraining Hour Ending]]),0))","v":53972.181131840378},null,1,5,{"$f":"INDEX(ManagedLoad[Total],MATCH(1,(ManagedLoad[Month]=StorageAllocation[[#This Row],[Month]])*(ManagedLoad[Hour Ending]=StorageAllocation[[#This Row],[Hour Ending]]),0))","v":28465},{"$f":"StorageAllocation[[#This Row],[Managed Load + NOU (MW)]]*(1+_xlfn.XLOOKUP(StorageAllocation[[#This Row],[Month]],PRM[Month],PRM[Planning Reserve Margin],0,0))","v":36004.223936829942},{"$f":"SUM(_xlfn._xlws.FILTER(Supply[Supply],(Supply[Month]=StorageAllocation[[#This Row],[Month]])*(Supply[Unit Category]<>\"Storage\")*(Supply[Hour Ending]=StorageAllocation[[#This Row],[Hour Ending]])=1,0))","v":37249.53557335474},{"$f":"StorageAllocation[[#This Row],[Supply Without Storage (MW)]]-StorageAllocation[[#This Row],[Total Load with PRM (MW)]]","v":1245.3116365247988},{"$f":"MAX(-StorageAllocation[[#This Row],[Excess Capacity (MW)]],0)","v":0},{"$f":"_xlfn.IFS(\n    StorageAllocation[[#This Row],[Hour Ending]]=1,\n    4*INDEX(NQC[NQC MW],MATCH(1,(NQC[Month]=StorageAllocation[[#This Row],[Month]])*(NQC[Unit Category]=\"Storage\"),0))-StorageAllocation[[#This Row],[Storage (MW)]],\n    StorageAllocation[[#This Row],[Storage (MW)]]>0,\n    OFFSET(StorageAllocation[[#This Row],[Storage SOC Day 1 (MWh)]],-1,0)-StorageAllocation[[#This Row],[Storage (MW)]],\n    TRUE,\n    MIN(\n        OFFSET(StorageAllocation[[#This Row],[Storage SOC Day 1 (MWh)]],-1,0)+0.85*INDEX(NQC[NQC MW],MATCH(1,(NQC[Month]=StorageAllocation[[#This Row],[Month]])*(NQC[Unit Category]=\"Storage\"),0)),\n        4*INDEX(NQC[NQC MW],MATCH(1,(NQC[Month]=StorageAllocation[[#This Row],[Month]])*(NQC[Unit Category]=\"Storage\"),0))\n    )\n)","v":53479.799999999996},{"$f":"_xlfn.IFS(\n    StorageAllocation[[#This Row],[Hour Ending]]=1,\n    OFFSET(StorageAllocation[[#This Row],[Storage SOC Day 1 (MWh)]],23,0)-StorageAllocation[[#This Row],[Storage (MW)]],\n    StorageAllocation[[#This Row],[Storage (MW)]]>0,\n    OFFSET(StorageAllocation[[#This Row],[Storage SOC Day 2 (MWh)]],-1,0)-StorageAllocation[[#This Row],[Storage (MW)]],\n    TRUE,\n    MIN(\n        OFFSET(StorageAllocation[[#This Row],[Storage SOC Day 2 (MWh)]],-1,0)+0.85*INDEX(NQC[NQC MW],MATCH(1,(NQC[Month]=StorageAllocation[[#This Row],[Month]])*(NQC[Unit Category]=\"Storage\"),0)),\n        4*INDEX(NQC[NQC MW],MATCH(1,(NQC[Month]=StorageAllocation[[#This Row],[Month]])*(NQC[Unit Category]=\"Storage\"),0))\n    )\n)","v":43326.331700187671},{"$f":"StorageAllocation[[#This Row],[Supply Without Storage (MW)]]+StorageAllocation[[#This Row],[Storage (MW)]]","v":37249.53557335474},{"$f":"StorageAllocation[[#This Row],[Adjusted Supply (MW)]]/StorageAllocation[[#This Row],[Managed Load + NOU (MW)]]-1","v":0.30860831102598762}]
[6,{"$f":"SUMIFS(StorageAllocation[Excess Capacity (MW)],StorageAllocation[Month],PRM[[#This Row],[Month]],StorageAllocation[Excess Capacity (MW)],\">0\")","v":136697.72748299112},{"$f":"SUMIFS(StorageAllocation[Storage (MW)],StorageAllocation[Month],PRM[[#This Row],[Month]])/0.85","v":65096.141176470592},{"$f":"PRM[[#This Row],[Charging Energy (MWh)]]-PRM[[#This Row],[Charging Requirement (MWh)]]","v":71601.586306520534},{"$f":"4*INDEX(NQC[NQC MW],MATCH(1,(NQC[Month]=PRM[[#This Row],[Month]])*(NQC[Unit Category]=\"Storage\"),0))-SUMIFS(StorageAllocation[Storage (MW)],StorageAllocation[Month],PRM[[#This Row],[Month]])","v":0},{"$f":"_xlfn.MINIFS(StorageAllocation[Storage SOC Day 2 (MWh)],StorageAllocation[Month],PRM[[#This Row],[Month]])","v":-1.4551915228366852E-11},{"$f":"INDEX(NQC[NQC MW],MATCH(1,(NQC[Month]=PRM[[#This Row],[Month]])*(NQC[Unit Category]=\"Storage\"),0))-_xlfn.MAXIFS(StorageAllocation[Storage (MW)],StorageAllocation[Month],PRM[[#This Row],[Month]])","v":1690.1956471484846},0.2349484184025257,{"$f":"MATCH(1,(StorageAllocation[Month]=PRM[[#This Row],[Month]])*(_xlfn.MINIFS(StorageAllocation[Excess Capacity (MW)],StorageAllocation[Month],PRM[[#This Row],[Month]])=StorageAllocation[Excess Capacity (MW)]),0)-24*(PRM[[#This Row],[Month]]-1)","v":19},{"$f":"INDEX(ManagedLoad[Managed Load],MATCH(1,(ManagedLoad[Month]=PRM[[#This Row],[Month]])*(ManagedLoad[Hour Ending]=PRM[[#This Row],[Constraining Hour Ending]]),0))","v":41906},{"$f":"INDEX(NOU[NOU MW],MATCH(PRM[[#This Row],[Month]],NOU[Month],0))","v":5390},{"$f":"INDEX(StorageAllocation[Adjusted Supply (MW)],MATCH(1,(StorageAllocation[Month]=PRM[[#This Row],[Month]])*(StorageAllocation[Hour Ending]=PRM[[#This Row],[Constraining Hour Ending]]),0))","v":58408.120396765851},null,1,6,{"$f":"INDEX(ManagedLoad[Total],MATCH(1,(ManagedLoad[Month]=StorageAllocation[[#This Row],[Month]])*(ManagedLoad[Hour Ending]=StorageAllocation[[#This Row],[Hour Ending]]),0))","v":29970},{"$f":"StorageAllocation[[#This Row],[Managed Load + NOU (MW)]]*(1+_xlfn.XLOOKUP(StorageAllocation[[#This Row],[Month]],PRM[Month],PRM[Planning Reserve Margin],0,0))","v":37907.837392826048},{"$f":"SUM(_xlfn._xlws.FILTER(Supply[Supply],(Supply[Month]=StorageAllocation[[#This Row],[Month]])*(Supply[Unit Category]<>\"Storage\")*(Supply[Hour Ending]=StorageAllocation[[#This Row],[Hour Ending]])=1,0))","v":37208.871850151634},{"$f":"StorageAllocation[[#This Row],[Supply Without Storage (MW)]]-StorageAllocation[[#This Row],[Total Load with PRM (MW)]]","v":-698.96554267441388},{"$f":"MAX(-StorageAllocation[[#This Row],[Excess Capacity (MW)]],0)","v":698.96554267441388},{"$f":"_xlfn.IFS(\n    StorageAllocation[[#This Row],[Hour Ending]]=1,\n    4*INDEX(NQC[NQC MW],MATCH(1,(NQC[Month]=StorageAllocation[[#This Row],[Month]])*(NQC[Unit Category]=\"Storage\"),0))-StorageAllocation[[#This Row],[Storage (MW)]],\n    StorageAllocation[[#This Row],[Storage (MW)]]>0,\n    OFFSET(StorageAllocation[[#This Row],[Storage SOC Day 1 (MWh)]],-1,0)-StorageAllocation[[#This Row],[Storage (MW)]],\n    TRUE,\n    MIN(\n        OFFSET(StorageAllocation[[#This Row],[Storage SOC Day 1 (MWh)]],-1,0)+0.85*INDEX(NQC[NQC MW],MATCH(1,(NQC[Month]=StorageAllocation[[#This Row],[Month]])*(NQC[Unit Category]=\"Storage\"),0)),\n        4*INDEX(NQC[NQC MW],MATCH(1,(NQC[Month]=StorageAllocation[[#This Row],[Month]])*(NQC[Unit Category]=\"Storage\"),0))\n    )\n)","v":52780.834457325582},{"$f":"_xlfn.IFS(\n    StorageAllocation[[#This Row],[Hour Ending]]=1,\n    OFFSET(StorageAllocation[[#This Row],[Storage SOC Day 1 (MWh)]],23,0)-StorageAllocation[[#This Row],[Storage (MW)]],\n    StorageAllocation[[#This Row],[Storage (MW)]]>0,\n    OFFSET(StorageAllocation[[#This Row],[Storage SOC Day 2 (MWh)]],-1,0)-StorageAllocation[[#This Row],[Storage (MW)]],\n    TRUE,\n    MIN(\n        OFFSET(StorageAllocation[[#This Row],[Storage SOC Day 2 (MWh)]],-1,0)+0.85*INDEX(NQC[NQC MW],MATCH(1,(NQC[Month]=StorageAllocation[[#This Row],[Month]])*(NQC[Unit Category]=\"Storage\"),0)),\n        4*INDEX(NQC[NQC MW],MATCH(1,(NQC[Month]=StorageAllocation[[#This Row],[Month]])*(NQC[Unit Category]=\"Storage\"),0))\n    )\n)","v":42627.366157513257},{"$f":"StorageAllocation[[#This Row],[Supply Without Storage (MW)]]+StorageAllocation[[#This Row],[Storage (MW)]]","v":37907.837392826048},{"$f":"StorageAllocation[[#This Row],[Adjusted Supply (MW)]]/StorageAllocation[[#This Row],[Managed Load + NOU (MW)]]-1","v":0.26485943920006827}]
[7,{"$f":"SUMIFS(StorageAllocation[Excess Capacity (MW)],StorageAllocation[Month],PRM[[#This Row],[Month]],StorageAllocation[Excess Capacity (MW)],\">0\")","v":120970.00703666352},{"$f":"SUMIFS(StorageAllocation[Storage (MW)],StorageAllocation[Month],PRM[[#This Row],[Month]])/0.85","v":65189.647058823466},{"$f":"PRM[[#This Row],[Charging Energy (MWh)]]-PRM[[#This Row],[Charging Requirement (MWh)]]","v":55780.359977840053},{"$f":"4*INDEX(NQC[NQC MW],MATCH(1,(NQC[Month]=PRM[[#This Row],[Month]])*(NQC[Unit Category]=\"Storage\"),0))-SUMIFS(StorageAllocation[Storage (MW)],StorageAllocation[Month],PRM[[#This Row],[Month]])","v":0},{"$f":"_xlfn.MINIFS(StorageAllocation[Storage SOC Day 2 (MWh)],StorageAllocation[Month],PRM[[#This Row],[Month]])","v":5.0931703299283981E-11},{"$f":"INDEX(NQC[NQC MW],MATCH(1,(NQC[Month]=PRM[[#This Row],[Month]])*(NQC[Unit Category]=\"Storage\"),0))-_xlfn.MAXIFS(StorageAllocation[Storage (MW)],StorageAllocation[Month],PRM[[#This Row],[Month]])","v":911.6373315294295},0.23541397794946284,{"$f":"MATCH(1,(StorageAllocation[Month]=PRM[[#This Row],[Month]])*(_xlfn.MINIFS(StorageAllocation[Excess Capacity (MW)],StorageAllocation[Month],PRM[[#This Row],[Month]])=StorageAllocation[Excess Capacity (MW)]),0)-24*(PRM[[#This Row],[Month]]-1)","v":19},{"$f":"INDEX(ManagedLoad[Managed Load],MATCH(1,(ManagedLoad[Month]=PRM[[#This Row],[Month]])*(ManagedLoad[Hour Ending]=PRM[[#This Row],[Constraining Hour Ending]]),0))","v":45588},{"$f":"INDEX(NOU[NOU MW],MATCH(PRM[[#This Row],[Month]],NOU[Month],0))","v":2490},{"$f":"INDEX(StorageAllocation[Adjusted Supply (MW)],MATCH(1,(StorageAllocation[Month]=PRM[[#This Row],[Month]])*(StorageAllocation[Hour Ending]=PRM[[#This Row],[Constraining Hour Ending]]),0))","v":59396.233231854276},null,1,7,{"$f":"INDEX(ManagedLoad[Total],MATCH(1,(ManagedLoad[Month]=StorageAllocation[[#This Row],[Month]])*(ManagedLoad[Hour Ending]=StorageAllocation[[#This Row],[Hour Ending]]),0))","v":32652},{"$f":"StorageAllocation[[#This Row],[Managed Load + NOU (MW)]]*(1+_xlfn.XLOOKUP(StorageAllocation[[#This Row],[Month]],PRM[Month],PRM[Planning Reserve Margin],0,0))","v":41300.190408760631},{"$f":"SUM(_xlfn._xlws.FILTER(Supply[Supply],(Supply[Month]=StorageAllocation[[#This Row],[Month]])*(Supply[Unit Category]<>\"Storage\")*(Supply[Hour Ending]=StorageAllocation[[#This Row],[Hour Ending]])=1,0))","v":37123.113621070319},{"$f":"StorageAllocation[[#This Row],[Supply Without Storage (MW)]]-StorageAllocation[[#This Row],[Total Load with PRM (MW)]]","v":-4177.0767876903119},{"$f":"MAX(-StorageAllocation[[#This Row],[Excess Capacity (MW)]],0)","v":4177.0767876903119},{"$f":"_xlfn.IFS(\n    StorageAllocation[[#This Row],[Hour Ending]]=1,\n    4*INDEX(NQC[NQC MW],MATCH(1,(NQC[Month]=StorageAllocation[[#This Row],[Month]])*(NQC[Unit Category]=\"Storage\"),0))-StorageAllocation[[#This Row],[Storage (MW)]],\n    StorageAllocation[[#This Row],[Storage (MW)]]>0,\n    OFFSET(StorageAllocation[[#This Row],[Storage SOC Day 1 (MWh)]],-1,0)-StorageAllocation[[#This Row],[Storage (MW)]],\n    TRUE,\n    MIN(\n        OFFSET(StorageAllocation[[#This Row],[Storage SOC Day 1 (MWh)]],-1,0)+0.85*INDEX(NQC[NQC MW],MATCH(1,(NQC[Month]=StorageAllocation[[#This Row],[Month]])*(NQC[Unit Category]=\"Storage\"),0)),\n        4*INDEX(NQC[NQC MW],MATCH(1,(NQC[Month]=StorageAllocation[[#This Row],[Month]])*(NQC[Unit Category]=\"Storage\"),0))\n    )\n)","v":48603.75766963527},{"$f":"_xlfn.IFS(\n    StorageAllocation[[#This Row],[Hour Ending]]=1,\n    OFFSET(StorageAllocation[[#This Row],[Storage SOC Day 1 (MWh)]],23,0)-StorageAllocation[[#This Row],[Storage (MW)]],\n    StorageAllocation[[#This Row],[Storage (MW)]]>0,\n    OFFSET(StorageAllocation[[#This Row],[Storage SOC Day 2 (MWh)]],-1,0)-StorageAllocation[[#This Row],[Storage (MW)]],\n    TRUE,\n    MIN(\n        OFFSET(StorageAllocation[[#This Row],[Storage SOC Day 2 (MWh)]],-1,0)+0.85*INDEX(NQC[NQC MW],MATCH(1,(NQC[Month]=StorageAllocation[[#This Row],[Month]])*(NQC[Unit Category]=\"Storage\"),0)),\n        4*INDEX(NQC[NQC MW],MATCH(1,(NQC[Month]=StorageAllocation[[#This Row],[Month]])*(NQC[Unit Category]=\"Storage\"),0))\n    )\n)","v":38450.289369822945},{"$f":"StorageAllocation[[#This Row],[Supply Without Storage (MW)]]+StorageAllocation[[#This Row],[Storage (MW)]]","v":41300.190408760631},{"$f":"StorageAllocation[[#This Row],[Adjusted Supply (MW)]]/StorageAllocation[[#This Row],[Managed Load + NOU (MW)]]-1","v":0.26485943920006827}]
[8,{"$f":"SUMIFS(StorageAllocation[Excess Capacity (MW)],StorageAllocation[Month],PRM[[#This Row],[Month]],StorageAllocation[Excess Capacity (MW)],\">0\")","v":125449.48152842183},{"$f":"SUMIFS(StorageAllocation[Storage (MW)],StorageAllocation[Month],PRM[[#This Row],[Month]])/0.85","v":64881.9294117647},{"$f":"PRM[[#This Row],[Charging Energy (MWh)]]-PRM[[#This Row],[Charging Requirement (MWh)]]","v":60567.552116657134},{"$f":"4*INDEX(NQC[NQC MW],MATCH(1,(NQC[Month]=PRM[[#This Row],[Month]])*(NQC[Unit Category]=\"Storage\"),0))-SUMIFS(StorageAllocation[Storage (MW)],StorageAllocation[Month],PRM[[#This Row],[Month]])","v":0},{"$f":"_xlfn.MINIFS(StorageAllocation[Storage SOC Day 2 (MWh)],StorageAllocation[Month],PRM[[#This Row],[Month]])","v":0},{"$f":"INDEX(NQC[NQC MW],MATCH(1,(NQC[Month]=PRM[[#This Row],[Month]])*(NQC[Unit Category]=\"Storage\"),0))-_xlfn.MAXIFS(StorageAllocation[Storage (MW)],StorageAllocation[Month],PRM[[#This Row],[Month]])","v":370.01352755776497},0.23520403804326834,{"$f":"MATCH(1,(StorageAllocation[Month]=PRM[[#This Row],[Month]])*(_xlfn.MINIFS(StorageAllocation[Excess Capacity (MW)],StorageAllocation[Month],PRM[[#This Row],[Month]])=StorageAllocation[Excess Capacity (MW)]),0)-24*(PRM[[#This Row],[Month]]-1)","v":19},{"$f":"INDEX(ManagedLoad[Managed Load],MATCH(1,(ManagedLoad[Month]=PRM[[#This Row],[Month]])*(ManagedLoad[Hour Ending]=PRM[[#This Row],[Constraining Hour Ending]]),0))","v":44125},{"$f":"INDEX(NOU[NOU MW],MATCH(PRM[[#This Row],[Month]],NOU[Month],0))","v":2540},{"$f":"INDEX(StorageAllocation[Adjusted Supply (MW)],MATCH(1,(StorageAllocation[Month]=PRM[[#This Row],[Month]])*(StorageAllocation[Hour Ending]=PRM[[#This Row],[Constraining Hour Ending]]),0))","v":57640.796435289114},null,1,8,{"$f":"INDEX(ManagedLoad[Total],MATCH(1,(ManagedLoad[Month]=StorageAllocation[[#This Row],[Month]])*(ManagedLoad[Hour Ending]=StorageAllocation[[#This Row],[Hour Ending]]),0))","v":34228},{"$f":"StorageAllocation[[#This Row],[Managed Load + NOU (MW)]]*(1+_xlfn.XLOOKUP(StorageAllocation[[#This Row],[Month]],PRM[Month],PRM[Planning Reserve Margin],0,0))","v":43293.608884939938},{"$f":"SUM(_xlfn._xlws.FILTER(Supply[Supply],(Supply[Month]=StorageAllocation[[#This Row],[Month]])*(Supply[Unit Category]<>\"Storage\")*(Supply[Hour Ending]=StorageAllocation[[#This Row],[Hour Ending]])=1,0))","v":38936.692015117005},{"$f":"StorageAllocation[[#This Row],[Supply Without Storage (MW)]]-StorageAllocation[[#This Row],[Total Load with PRM (MW)]]","v":-4356.9168698229332},{"$f":"MAX(-StorageAllocation[[#This Row],[Excess Capacity (MW)]],0)","v":4356.9168698229332},{"$f":"_xlfn.IFS(\n    StorageAllocation[[#This Row],[Hour Ending]]=1,\n    4*INDEX(NQC[NQC MW],MATCH(1,(NQC[Month]=StorageAllocation[[#This Row],[Month]])*(NQC[Unit Category]=\"Storage\"),0))-StorageAllocation[[#This Row],[Storage (MW)]],\n    StorageAllocation[[#This Row],[Storage (MW)]]>0,\n    OFFSET(StorageAllocation[[#This Row],[Storage SOC Day 1 (MWh)]],-1,0)-StorageAllocation[[#This Row],[Storage (MW)]],\n    TRUE,\n    MIN(\n        OFFSET(StorageAllocation[[#This Row],[Storage SOC Day 1 (MWh)]],-1,0)+0.85*INDEX(NQC[NQC MW],MATCH(1,(NQC[Month]=StorageAllocation[[#This Row],[Month]])*(NQC[Unit Category]=\"Storage\"),0)),\n        4*INDEX(NQC[NQC MW],MATCH(1,(NQC[Month]=StorageAllocation[[#This Row],[Month]])*(NQC[Unit Category]=\"Storage\"),0))\n    )\n)","v":44246.840799812337},{"$f":"_xlfn.IFS(\n    StorageAllocation[[#This Row],[Hour Ending]]=1,\n    OFFSET(StorageAllocation[[#This Row],[Storage SOC Day 1 (MWh)]],23,0)-StorageAllocation[[#This Row],[Storage (MW)]],\n    StorageAllocation[[#This Row],[Storage (MW)]]>0,\n    OFFSET(StorageAllocation[[#This Row],[Storage SOC Day 2 (MWh)]],-1,0)-StorageAllocation[[#This Row],[Storage (MW)]],\n    TRUE,\n    MIN(\n        OFFSET(StorageAllocation[[#This Row],[Storage SOC Day 2 (MWh)]],-1,0)+0.85*INDEX(NQC[NQC MW],MATCH(1,(NQC[Month]=StorageAllocation[[#This Row],[Month]])*(NQC[Unit Category]=\"Storage\"),0)),\n        4*INDEX(NQC[NQC MW],MATCH(1,(NQC[Month]=StorageAllocation[[#This Row],[Month]])*(NQC[Unit Category]=\"Storage\"),0))\n    )\n)","v":34093.372500000012},{"$f":"StorageAllocation[[#This Row],[Supply Without Storage (MW)]]+StorageAllocation[[#This Row],[Storage (MW)]]","v":43293.608884939938},{"$f":"StorageAllocation[[#This Row],[Adjusted Supply (MW)]]/StorageAllocation[[#This Row],[Managed Load + NOU (MW)]]-1","v":0.26485943920006827}]
[9,{"$f":"SUMIFS(StorageAllocation[Excess Capacity (MW)],StorageAllocation[Month],PRM[[#This Row],[Month]],StorageAllocation[Excess Capacity (MW)],\">0\")","v":145977.51578937075},{"$f":"SUMIFS(StorageAllocation[Storage (MW)],StorageAllocation[Month],PRM[[#This Row],[Month]])/0.85","v":65047.435294117677},{"$f":"PRM[[#This Row],[Charging Energy (MWh)]]-PRM[[#This Row],[Charging Requirement (MWh)]]","v":80930.080495253074},{"$f":"4*INDEX(NQC[NQC MW],MATCH(1,(NQC[Month]=PRM[[#This Row],[Month]])*(NQC[Unit Category]=\"Storage\"),0))-SUMIFS(StorageAllocation[Storage (MW)],StorageAllocation[Month],PRM[[#This Row],[Month]])","v":0},{"$f":"_xlfn.MINIFS(StorageAllocation[Storage SOC Day 2 (MWh)],StorageAllocation[Month],PRM[[#This Row],[Month]])","v":-2.1827872842550278E-11},{"$f":"INDEX(NQC[NQC MW],MATCH(1,(NQC[Month]=PRM[[#This Row],[Month]])*(NQC[Unit Category]=\"Storage\"),0))-_xlfn.MAXIFS(StorageAllocation[Storage (MW)],StorageAllocation[Month],PRM[[#This Row],[Month]])","v":591.02825134361592},0.23568929629386842,{"$f":"MATCH(1,(StorageAllocation[Month]=PRM[[#This Row],[Month]])*(_xlfn.MINIFS(StorageAllocation[Excess Capacity (MW)],StorageAllocation[Month],PRM[[#This Row],[Month]])=StorageAllocation[Excess Capacity (MW)]),0)-24*(PRM[[#This Row],[Month]]-1)","v":18},{"$f":"INDEX(ManagedLoad[Managed Load],MATCH(1,(ManagedLoad[Month]=PRM[[#This Row],[Month]])*(ManagedLoad[Hour Ending]=PRM[[#This Row],[Constraining Hour Ending]]),0))","v":46395},{"$f":"INDEX(NOU[NOU MW],MATCH(PRM[[#This Row],[Month]],NOU[Month],0))","v":130},{"$f":"INDEX(StorageAllocation[Adjusted Supply (MW)],MATCH(1,(StorageAllocation[Month]=PRM[[#This Row],[Month]])*(StorageAllocation[Hour Ending]=PRM[[#This Row],[Constraining Hour Ending]]),0))","v":57490.444510072222},null,1,9,{"$f":"INDEX(ManagedLoad[Total],MATCH(1,(ManagedLoad[Month]=StorageAllocation[[#This Row],[Month]])*(ManagedLoad[Hour Ending]=StorageAllocation[[#This Row],[Hour Ending]]),0))","v":33964},{"$f":"StorageAllocation[[#This Row],[Managed Load + NOU (MW)]]*(1+_xlfn.XLOOKUP(StorageAllocation[[#This Row],[Month]],PRM[Month],PRM[Planning Reserve Margin],0,0))","v":42959.685992991115},{"$f":"SUM(_xlfn._xlws.FILTER(Supply[Supply],(Supply[Month]=StorageAllocation[[#This Row],[Month]])*(Supply[Unit Category]<>\"Storage\")*(Supply[Hour Ending]=StorageAllocation[[#This Row],[Hour Ending]])=1,0))","v":44552.280632929491},{"$f":"StorageAllocation[[#This Row],[Supply Without Storage (MW)]]-StorageAllocation[[#This Row],[Total Load with PRM (MW)]]","v":1592.5946399383756},{"$f":"MAX(-StorageAllocation[[#This Row],[Excess Capacity (MW)]],0)","v":0},{"$f":"_xlfn.IFS(\n    StorageAllocation[[#This Row],[Hour Ending]]=1,\n    4*INDEX(NQC[NQC MW],MATCH(1,(NQC[Month]=StorageAllocation[[#This Row],[Month]])*(NQC[Unit Category]=\"Storage\"),0))-StorageAllocation[[#This Row],[Storage (MW)]],\n    StorageAllocation[[#This Row],[Storage (MW)]]>0,\n    OFFSET(StorageAllocation[[#This Row],[Storage SOC Day 1 (MWh)]],-1,0)-StorageAllocation[[#This Row],[Storage (MW)]],\n    TRUE,\n    MIN(\n        OFFSET(StorageAllocation[[#This Row],[Storage SOC Day 1 (MWh)]],-1,0)+0.85*INDEX(NQC[NQC MW],MATCH(1,(NQC[Month]=StorageAllocation[[#This Row],[Month]])*(NQC[Unit Category]=\"Storage\"),0)),\n        4*INDEX(NQC[NQC MW],MATCH(1,(NQC[Month]=StorageAllocation[[#This Row],[Month]])*(NQC[Unit Category]=\"Storage\"),0))\n    )\n)","v":53479.799999999996},{"$f":"_xlfn.IFS(\n    StorageAllocation[[#This Row],[Hour Ending]]=1,\n    OFFSET(StorageAllocation[[#This Row],[Storage SOC Day 1 (MWh)]],23,0)-StorageAllocation[[#This Row],[Storage (MW)]],\n    StorageAllocation[[#This Row],[Storage (MW)]]>0,\n    OFFSET(StorageAllocation[[#This Row],[Storage SOC Day 2 (MWh)]],-1,0)-StorageAllocation[[#This Row],[Storage (MW)]],\n    TRUE,\n    MIN(\n        OFFSET(StorageAllocation[[#This Row],[Storage SOC Day 2 (MWh)]],-1,0)+0.85*INDEX(NQC[NQC MW],MATCH(1,(NQC[Month]=StorageAllocation[[#This Row],[Month]])*(NQC[Unit Category]=\"Storage\"),0)),\n        4*INDEX(NQC[NQC MW],MATCH(1,(NQC[Month]=StorageAllocation[[#This Row],[Month]])*(NQC[Unit Category]=\"Storage\"),0))\n    )\n)","v":45457.830000000009},{"$f":"StorageAllocation[[#This Row],[Supply Without Storage (MW)]]+StorageAllocation[[#This Row],[Storage (MW)]]","v":44552.280632929491},{"$f":"StorageAllocation[[#This Row],[Adjusted Supply (MW)]]/StorageAllocation[[#This Row],[Managed Load + NOU (MW)]]-1","v":0.31175010696412353}]
[10,{"$f":"SUMIFS(StorageAllocation[Excess Capacity (MW)],StorageAllocation[Month],PRM[[#This Row],[Month]],StorageAllocation[Excess Capacity (MW)],\">0\")","v":119941.31373263265},{"$f":"SUMIFS(StorageAllocation[Storage (MW)],StorageAllocation[Month],PRM[[#This Row],[Month]])/0.85","v":64212.517647058827},{"$f":"PRM[[#This Row],[Charging Energy (MWh)]]-PRM[[#This Row],[Charging Requirement (MWh)]]","v":55728.796085573827},{"$f":"4*INDEX(NQC[NQC MW],MATCH(1,(NQC[Month]=PRM[[#This Row],[Month]])*(NQC[Unit Category]=\"Storage\"),0))-SUMIFS(StorageAllocation[Storage (MW)],StorageAllocation[Month],PRM[[#This Row],[Month]])","v":0},{"$f":"_xlfn.MINIFS(StorageAllocation[Storage SOC Day 2 (MWh)],StorageAllocation[Month],PRM[[#This Row],[Month]])","v":0},{"$f":"INDEX(NQC[NQC MW],MATCH(1,(NQC[Month]=PRM[[#This Row],[Month]])*(NQC[Unit Category]=\"Storage\"),0))-_xlfn.MAXIFS(StorageAllocation[Storage (MW)],StorageAllocation[Month],PRM[[#This Row],[Month]])","v":1785.8847653725352},0.234875771161694,{"$f":"MATCH(1,(StorageAllocation[Month]=PRM[[#This Row],[Month]])*(_xlfn.MINIFS(StorageAllocation[Excess Capacity (MW)],StorageAllocation[Month],PRM[[#This Row],[Month]])=StorageAllocation[Excess Capacity (MW)]),0)-24*(PRM[[#This Row],[Month]]-1)","v":18},{"$f":"INDEX(ManagedLoad[Managed Load],MATCH(1,(ManagedLoad[Month]=PRM[[#This Row],[Month]])*(ManagedLoad[Hour Ending]=PRM[[#This Row],[Constraining Hour Ending]]),0))","v":37720},{"$f":"INDEX(NOU[NOU MW],MATCH(PRM[[#This Row],[Month]],NOU[Month],0))","v":5170},{"$f":"INDEX(StorageAllocation[Adjusted Supply (MW)],MATCH(1,(StorageAllocation[Month]=PRM[[#This Row],[Month]])*(StorageAllocation[Hour Ending]=PRM[[#This Row],[Constraining Hour Ending]]),0))","v":52963.821825125058},null,1,10,{"$f":"INDEX(ManagedLoad[Total],MATCH(1,(ManagedLoad[Month]=StorageAllocation[[#This Row],[Month]])*(ManagedLoad[Hour Ending]=StorageAllocation[[#This Row],[Hour Ending]]),0))","v":32530},{"$f":"StorageAllocation[[#This Row],[Managed Load + NOU (MW)]]*(1+_xlfn.XLOOKUP(StorageAllocation[[#This Row],[Month]],PRM[Month],PRM[Planning Reserve Margin],0,0))","v":41145.877557178224},{"$f":"SUM(_xlfn._xlws.FILTER(Supply[Supply],(Supply[Month]=StorageAllocation[[#This Row],[Month]])*(Supply[Unit Category]<>\"Storage\")*(Supply[Hour Ending]=StorageAllocation[[#This Row],[Hour Ending]])=1,0))","v":47749.21233742241},{"$f":"StorageAllocation[[#This Row],[Supply Without Storage (MW)]]-StorageAllocation[[#This Row],[Total Load with PRM (MW)]]","v":6603.3347802441858},{"$f":"MAX(-StorageAllocation[[#This Row],[Excess Capacity (MW)]],0)","v":0},{"$f":"_xlfn.IFS(\n    StorageAllocation[[#This Row],[Hour Ending]]=1,\n    4*INDEX(NQC[NQC MW],MATCH(1,(NQC[Month]=StorageAllocation[[#This Row],[Month]])*(NQC[Unit Category]=\"Storage\"),0))-StorageAllocation[[#This Row],[Storage (MW)]],\n    StorageAllocation[[#This Row],[Storage (MW)]]>0,\n    OFFSET(StorageAllocation[[#This Row],[Storage SOC Day 1 (MWh)]],-1,0)-StorageAllocation[[#This Row],[Storage (MW)]],\n    TRUE,\n    MIN(\n        OFFSET(StorageAllocation[[#This Row],[Storage SOC Day 1 (MWh)]],-1,0)+0.85*INDEX(NQC[NQC MW],MATCH(1,(NQC[Month]=StorageAllocation[[#This Row],[Month]])*(NQC[Unit Category]=\"Storage\"),0)),\n        4*INDEX(NQC[NQC MW],MATCH(1,(NQC[Month]=StorageAllocation[[#This Row],[Month]])*(NQC[Unit Category]=\"Storage\"),0))\n    )\n)","v":53479.799999999996},{"$f":"_xlfn.IFS(\n    StorageAllocation[[#This Row],[Hour Ending]]=1,\n    OFFSET(StorageAllocation[[#This Row],[Storage SOC Day 1 (MWh)]],23,0)-StorageAllocation[[#This Row],[Storage (MW)]],\n    StorageAllocation[[#This Row],[Storage (MW)]]>0,\n    OFFSET(StorageAllocation[[#This Row],[Storage SOC Day 2 (MWh)]],-1,0)-StorageAllocation[[#This Row],[Storage (MW)]],\n    TRUE,\n    MIN(\n        OFFSET(StorageAllocation[[#This Row],[Storage SOC Day 2 (MWh)]],-1,0)+0.85*INDEX(NQC[NQC MW],MATCH(1,(NQC[Month]=StorageAllocation[[#This Row],[Month]])*(NQC[Unit Category]=\"Storage\"),0)),\n        4*INDEX(NQC[NQC MW],MATCH(1,(NQC[Month]=StorageAllocation[[#This Row],[Month]])*(NQC[Unit Category]=\"Storage\"),0))\n    )\n)","v":53479.799999999996},{"$f":"StorageAllocation[[#This Row],[Supply Without Storage (MW)]]+StorageAllocation[[#This Row],[Storage (MW)]]","v":47749.21233742241},{"$f":"StorageAllocation[[#This Row],[Adjusted Supply (MW)]]/StorageAllocation[[#This Row],[Managed Load + NOU (MW)]]-1","v":0.46785159352666494}]
[11,{"$f":"SUMIFS(StorageAllocation[Excess Capacity (MW)],StorageAllocation[Month],PRM[[#This Row],[Month]],StorageAllocation[Excess Capacity (MW)],\">0\")","v":99853.033926800301},{"$f":"SUMIFS(StorageAllocation[Storage (MW)],StorageAllocation[Month],PRM[[#This Row],[Month]])/0.85","v":63957.411764705896},{"$f":"PRM[[#This Row],[Charging Energy (MWh)]]-PRM[[#This Row],[Charging Requirement (MWh)]]","v":35895.622162094405},{"$f":"4*INDEX(NQC[NQC MW],MATCH(1,(NQC[Month]=PRM[[#This Row],[Month]])*(NQC[Unit Category]=\"Storage\"),0))-SUMIFS(StorageAllocation[Storage (MW)],StorageAllocation[Month],PRM[[#This Row],[Month]])","v":0},{"$f":"_xlfn.MINIFS(StorageAllocation[Storage SOC Day 2 (MWh)],StorageAllocation[Month],PRM[[#This Row],[Month]])","v":2771.466937884652},{"$f":"INDEX(NQC[NQC MW],MATCH(1,(NQC[Month]=PRM[[#This Row],[Month]])*(NQC[Unit Category]=\"Storage\"),0))-_xlfn.MAXIFS(StorageAllocation[Storage (MW)],StorageAllocation[Month],PRM[[#This Row],[Month]])","v":4852.6962155874608},0.23470128746749927,{"$f":"MATCH(1,(StorageAllocation[Month]=PRM[[#This Row],[Month]])*(_xlfn.MINIFS(StorageAllocation[Excess Capacity (MW)],StorageAllocation[Month],PRM[[#This Row],[Month]])=StorageAllocation[Excess Capacity (MW)]),0)-24*(PRM[[#This Row],[Month]]-1)","v":18},{"$f":"INDEX(ManagedLoad[Managed Load],MATCH(1,(ManagedLoad[Month]=PRM[[#This Row],[Month]])*(ManagedLoad[Hour Ending]=PRM[[#This Row],[Constraining Hour Ending]]),0))","v":31645},{"$f":"INDEX(NOU[NOU MW],MATCH(PRM[[#This Row],[Month]],NOU[Month],0))","v":7950},{"$f":"INDEX(StorageAllocation[Adjusted Supply (MW)],MATCH(1,(StorageAllocation[Month]=PRM[[#This Row],[Month]])*(StorageAllocation[Hour Ending]=PRM[[#This Row],[Constraining Hour Ending]]),0))","v":48887.997477275632},null,1,11,{"$f":"INDEX(ManagedLoad[Total],MATCH(1,(ManagedLoad[Month]=StorageAllocation[[#This Row],[Month]])*(ManagedLoad[Hour Ending]=StorageAllocation[[#This Row],[Hour Ending]]),0))","v":30952},{"$f":"StorageAllocation[[#This Row],[Managed Load + NOU (MW)]]*(1+_xlfn.XLOOKUP(StorageAllocation[[#This Row],[Month]],PRM[Month],PRM[Planning Reserve Margin],0,0))","v":39149.929362120514},{"$f":"SUM(_xlfn._xlws.FILTER(Supply[Supply],(Supply[Month]=StorageAllocation[[#This Row],[Month]])*(Supply[Unit Category]<>\"Storage\")*(Supply[Hour Ending]=StorageAllocation[[#This Row],[Hour Ending]])=1,0))","v":48829.185117455781},{"$f":"StorageAllocation[[#This Row],[Supply Without Storage (MW)]]-StorageAllocation[[#This Row],[Total Load with PRM (MW)]]","v":9679.2557553352672},{"$f":"MAX(-StorageAllocation[[#This Row],[Excess Capacity (MW)]],0)","v":0},{"$f":"_xlfn.IFS(\n    StorageAllocation[[#This Row],[Hour Ending]]=1,\n    4*INDEX(NQC[NQC MW],MATCH(1,(NQC[Month]=StorageAllocation[[#This Row],[Month]])*(NQC[Unit Category]=\"Storage\"),0))-StorageAllocation[[#This Row],[Storage (MW)]],\n    StorageAllocation[[#This Row],[Storage (MW)]]>0,\n    OFFSET(StorageAllocation[[#This Row],[Storage SOC Day 1 (MWh)]],-1,0)-StorageAllocation[[#This Row],[Storage (MW)]],\n    TRUE,\n    MIN(\n        OFFSET(StorageAllocation[[#This Row],[Storage SOC Day 1 (MWh)]],-1,0)+0.85*INDEX(NQC[NQC MW],MATCH(1,(NQC[Month]=StorageAllocation[[#This Row],[Month]])*(NQC[Unit Category]=\"Storage\"),0)),\n        4*INDEX(NQC[NQC MW],MATCH(1,(NQC[Month]=StorageAllocation[[#This Row],[Month]])*(NQC[Unit Category]=\"Storage\"),0))\n    )\n)","v":53479.799999999996},{"$f":"_xlfn.IFS(\n    StorageAllocation[[#This Row],[Hour Ending]]=1,\n    OFFSET(StorageAllocation[[#This Row],[Storage SOC Day 1 (MWh)]],23,0)-StorageAllocation[[#This Row],[Storage (MW)]],\n    StorageAllocation[[#This Row],[Storage (MW)]]>0,\n    OFFSET(StorageAllocation[[#This Row],[Storage SOC Day 2 (MWh)]],-1,0)-StorageAllocation[[#This Row],[Storage (MW)]],\n    TRUE,\n    MIN(\n        OFFSET(StorageAllocation[[#This Row],[Storage SOC Day 2 (MWh)]],-1,0)+0.85*INDEX(NQC[NQC MW],MATCH(1,(NQC[Month]=StorageAllocation[[#This Row],[Month]])*(NQC[Unit Category]=\"Storage\"),0)),\n        4*INDEX(NQC[NQC MW],MATCH(1,(NQC[Month]=StorageAllocation[[#This Row],[Month]])*(NQC[Unit Category]=\"Storage\"),0))\n    )\n)","v":53479.799999999996},{"$f":"StorageAllocation[[#This Row],[Supply Without Storage (MW)]]+StorageAllocation[[#This Row],[Storage (MW)]]","v":48829.185117455781},{"$f":"StorageAllocation[[#This Row],[Adjusted Supply (MW)]]/StorageAllocation[[#This Row],[Managed Load + NOU (MW)]]-1","v":0.57757770475109149}]
[12,{"$f":"SUMIFS(StorageAllocation[Excess Capacity (MW)],StorageAllocation[Month],PRM[[#This Row],[Month]],StorageAllocation[Excess Capacity (MW)],\">0\")","v":61730.366501370336},{"$f":"SUMIFS(StorageAllocation[Storage (MW)],StorageAllocation[Month],PRM[[#This Row],[Month]])/0.85","v":61730.366501370532},{"$f":"PRM[[#This Row],[Charging Energy (MWh)]]-PRM[[#This Row],[Charging Requirement (MWh)]]","v":-1.964508555829525E-10},{"$f":"4*INDEX(NQC[NQC MW],MATCH(1,(NQC[Month]=PRM[[#This Row],[Month]])*(NQC[Unit Category]=\"Storage\"),0))-SUMIFS(StorageAllocation[Storage (MW)],StorageAllocation[Month],PRM[[#This Row],[Month]])","v":1892.8284738350485},{"$f":"_xlfn.MINIFS(StorageAllocation[Storage SOC Day 2 (MWh)],StorageAllocation[Month],PRM[[#This Row],[Month]])","v":11379.325521265535},{"$f":"INDEX(NQC[NQC MW],MATCH(1,(NQC[Month]=PRM[[#This Row],[Month]])*(NQC[Unit Category]=\"Storage\"),0))-_xlfn.MAXIFS(StorageAllocation[Storage (MW)],StorageAllocation[Month],PRM[[#This Row],[Month]])","v":7494.9618322105998},0.23548394061054789,{"$f":"MATCH(1,(StorageAllocation[Month]=PRM[[#This Row],[Month]])*(_xlfn.MINIFS(StorageAllocation[Excess Capacity (MW)],StorageAllocation[Month],PRM[[#This Row],[Month]])=StorageAllocation[Excess Capacity (MW)]),0)-24*(PRM[[#This Row],[Month]]-1)","v":22},{"$f":"INDEX(ManagedLoad[Managed Load],MATCH(1,(ManagedLoad[Month]=PRM[[#This Row],[Month]])*(ManagedLoad[Hour Ending]=PRM[[#This Row],[Constraining Hour Ending]]),0))","v":28855},{"$f":"INDEX(NOU[NOU MW],MATCH(PRM[[#This Row],[Month]],NOU[Month],0))","v":6970},{"$f":"INDEX(StorageAllocation[Adjusted Supply (MW)],MATCH(1,(StorageAllocation[Month]=PRM[[#This Row],[Month]])*(StorageAllocation[Hour Ending]=PRM[[#This Row],[Constraining Hour Ending]]),0))","v":44261.212172372885},null,1,12,{"$f":"INDEX(ManagedLoad[Total],MATCH(1,(ManagedLoad[Month]=StorageAllocation[[#This Row],[Month]])*(ManagedLoad[Hour Ending]=StorageAllocation[[#This Row],[Hour Ending]]),0))","v":29355},{"$f":"StorageAllocation[[#This Row],[Managed Load + NOU (MW)]]*(1+_xlfn.XLOOKUP(StorageAllocation[[#This Row],[Month]],PRM[Month],PRM[Planning Reserve Margin],0,0))","v":37129.948837718002},{"$f":"SUM(_xlfn._xlws.FILTER(Supply[Supply],(Supply[Month]=StorageAllocation[[#This Row],[Month]])*(Supply[Unit Category]<>\"Storage\")*(Supply[Hour Ending]=StorageAllocation[[#This Row],[Hour Ending]])=1,0))","v":49365.936572473795},{"$f":"StorageAllocation[[#This Row],[Supply Without Storage (MW)]]-StorageAllocation[[#This Row],[Total Load with PRM (MW)]]","v":12235.987734755792},{"$f":"MAX(-StorageAllocation[[#This Row],[Excess Capacity (MW)]],0)","v":0},{"$f":"_xlfn.IFS(\n    StorageAllocation[[#This Row],[Hour Ending]]=1,\n    4*INDEX(NQC[NQC MW],MATCH(1,(NQC[Month]=StorageAllocation[[#This Row],[Month]])*(NQC[Unit Category]=\"Storage\"),0))-StorageAllocation[[#This Row],[Storage (MW)]],\n    StorageAllocation[[#This Row],[Storage (MW)]]>0,\n    OFFSET(StorageAllocation[[#This Row],[Storage SOC Day 1 (MWh)]],-1,0)-StorageAllocation[[#This Row],[Storage (MW)]],\n    TRUE,\n    MIN(\n        OFFSET(StorageAllocation[[#This Row],[Storage SOC Day 1 (MWh)]],-1,0)+0.85*INDEX(NQC[NQC MW],MATCH(1,(NQC[Month]=StorageAllocation[[#This Row],[Month]])*(NQC[Unit Category]=\"Storage\"),0)),\n        4*INDEX(NQC[NQC MW],MATCH(1,(NQC[Month]=StorageAllocation[[#This Row],[Month]])*(NQC[Unit Category]=\"Storage\"),0))\n    )\n)","v":53479.799999999996},{"$f":"_xlfn.IFS(\n    StorageAllocation[[#This Row],[Hour Ending]]=1,\n    OFFSET(StorageAllocation[[#This Row],[Storage SOC Day 1 (MWh)]],23,0)-StorageAllocation[[#This Row],[Storage (MW)]],\n    StorageAllocation[[#This Row],[Storage (MW)]]>0,\n    OFFSET(StorageAllocation[[#This Row],[Storage SOC Day 2 (MWh)]],-1,0)-StorageAllocation[[#This Row],[Storage (MW)]],\n    TRUE,\n    MIN(\n        OFFSET(StorageAllocation[[#This Row],[Storage SOC Day 2 (MWh)]],-1,0)+0.85*INDEX(NQC[NQC MW],MATCH(1,(NQC[Month]=StorageAllocation[[#This Row],[Month]])*(NQC[Unit Category]=\"Storage\"),0)),\n        4*INDEX(NQC[NQC MW],MATCH(1,(NQC[Month]=StorageAllocation[[#This Row],[Month]])*(NQC[Unit Category]=\"Storage\"),0))\n    )\n)","v":53479.799999999996},{"$f":"StorageAllocation[[#This Row],[Supply Without Storage (MW)]]+StorageAllocation[[#This Row],[Storage (MW)]]","v":49365.936572473795},{"$f":"StorageAllocation[[#This Row],[Adjusted Supply (MW)]]/StorageAllocation[[#This Row],[Managed Load + NOU (MW)]]-1","v":0.68168750033976466}]
[null,null,null,null,null,null,null,{"$f":"SUM(PRM[Planning Reserve Margin])","v":2.9707718652333477},null,null,null,null,null,1,13,{"$f":"INDEX(ManagedLoad[Total],MATCH(1,(ManagedLoad[Month]=StorageAllocation[[#This Row],[Month]])*(ManagedLoad[Hour Ending]=StorageAllocation[[#This Row],[Hour Ending]]),0))","v":28903},{"$f":"StorageAllocation[[#This Row],[Managed Load + NOU (MW)]]*(1+_xlfn.XLOOKUP(StorageAllocation[[#This Row],[Month]],PRM[Month],PRM[Planning Reserve Margin],0,0))","v":36558.23237119957},{"$f":"SUM(_xlfn._xlws.FILTER(Supply[Supply],(Supply[Month]=StorageAllocation[[#This Row],[Month]])*(Supply[Unit Category]<>\"Storage\")*(Supply[Hour Ending]=StorageAllocation[[#This Row],[Hour Ending]])=1,0))","v":49199.991284158074},{"$f":"StorageAllocation[[#This Row],[Supply Without Storage (MW)]]-StorageAllocation[[#This Row],[Total Load with PRM (MW)]]","v":12641.758912958503},{"$f":"MAX(-StorageAllocation[[#This Row],[Excess Capacity (MW)]],0)","v":0},{"$f":"_xlfn.IFS(\n    StorageAllocation[[#This Row],[Hour Ending]]=1,\n    4*INDEX(NQC[NQC MW],MATCH(1,(NQC[Month]=StorageAllocation[[#This Row],[Month]])*(NQC[Unit Category]=\"Storage\"),0))-StorageAllocation[[#This Row],[Storage (MW)]],\n    StorageAllocation[[#This Row],[Storage (MW)]]>0,\n    OFFSET(StorageAllocation[[#This Row],[Storage SOC Day 1 (MWh)]],-1,0)-StorageAllocation[[#This Row],[Storage (MW)]],\n    TRUE,\n    MIN(\n        OFFSET(StorageAllocation[[#This Row],[Storage SOC Day 1 (MWh)]],-1,0)+0.85*INDEX(NQC[NQC MW],MATCH(1,(NQC[Month]=StorageAllocation[[#This Row],[Month]])*(NQC[Unit Category]=\"Storage\"),0)),\n        4*INDEX(NQC[NQC MW],MATCH(1,(NQC[Month]=StorageAllocation[[#This Row],[Month]])*(NQC[Unit Category]=\"Storage\"),0))\n    )\n)","v":53479.799999999996},{"$f":"_xlfn.IFS(\n    StorageAllocation[[#This Row],[Hour Ending]]=1,\n    OFFSET(StorageAllocation[[#This Row],[Storage SOC Day 1 (MWh)]],23,0)-StorageAllocation[[#This Row],[Storage (MW)]],\n    StorageAllocation[[#This Row],[Storage (MW)]]>0,\n    OFFSET(StorageAllocation[[#This Row],[Storage SOC Day 2 (MWh)]],-1,0)-StorageAllocation[[#This Row],[Storage (MW)]],\n    TRUE,\n    MIN(\n        OFFSET(StorageAllocation[[#This Row],[Storage SOC Day 2 (MWh)]],-1,0)+0.85*INDEX(NQC[NQC MW],MATCH(1,(NQC[Month]=StorageAllocation[[#This Row],[Month]])*(NQC[Unit Category]=\"Storage\"),0)),\n        4*INDEX(NQC[NQC MW],MATCH(1,(NQC[Month]=StorageAllocation[[#This Row],[Month]])*(NQC[Unit Category]=\"Storage\"),0))\n    )\n)","v":53479.799999999996},{"$f":"StorageAllocation[[#This Row],[Supply Without Storage (MW)]]+StorageAllocation[[#This Row],[Storage (MW)]]","v":49199.991284158074},{"$f":"StorageAllocation[[#This Row],[Adjusted Supply (MW)]]/StorageAllocation[[#This Row],[Managed Load + NOU (MW)]]-1","v":0.70224514009473316}]
[null,null,null,null,null,null,null,null,null,null,null,null,null,1,14,{"$f":"INDEX(ManagedLoad[Total],MATCH(1,(ManagedLoad[Month]=StorageAllocation[[#This Row],[Month]])*(ManagedLoad[Hour Ending]=StorageAllocation[[#This Row],[Hour Ending]]),0))","v":29125},{"$f":"StorageAllocation[[#This Row],[Managed Load + NOU (MW)]]*(1+_xlfn.XLOOKUP(StorageAllocation[[#This Row],[Month]],PRM[Month],PRM[Planning Reserve Margin],0,0))","v":36839.031166701985},{"$f":"SUM(_xlfn._xlws.FILTER(Supply[Supply],(Supply[Month]=StorageAllocation[[#This Row],[Month]])*(Supply[Unit Category]<>\"Storage\")*(Supply[Hour Ending]=StorageAllocation[[#This Row],[Hour Ending]])=1,0))","v":48604.851439712394},{"$f":"StorageAllocation[[#This Row],[Supply Without Storage (MW)]]-StorageAllocation[[#This Row],[Total Load with PRM (MW)]]","v":11765.820273010409},{"$f":"MAX(-StorageAllocation[[#This Row],[Excess Capacity (MW)]],0)","v":0},{"$f":"_xlfn.IFS(\n    StorageAllocation[[#This Row],[Hour Ending]]=1,\n    4*INDEX(NQC[NQC MW],MATCH(1,(NQC[Month]=StorageAllocation[[#This Row],[Month]])*(NQC[Unit Category]=\"Storage\"),0))-StorageAllocation[[#This Row],[Storage (MW)]],\n    StorageAllocation[[#This Row],[Storage (MW)]]>0,\n    OFFSET(StorageAllocation[[#This Row],[Storage SOC Day 1 (MWh)]],-1,0)-StorageAllocation[[#This Row],[Storage (MW)]],\n    TRUE,\n    MIN(\n        OFFSET(StorageAllocation[[#This Row],[Storage SOC Day 1 (MWh)]],-1,0)+0.85*INDEX(NQC[NQC MW],MATCH(1,(NQC[Month]=StorageAllocation[[#This Row],[Month]])*(NQC[Unit Category]=\"Storage\"),0)),\n        4*INDEX(NQC[NQC MW],MATCH(1,(NQC[Month]=StorageAllocation[[#This Row],[Month]])*(NQC[Unit Category]=\"Storage\"),0))\n    )\n)","v":53479.799999999996},{"$f":"_xlfn.IFS(\n    StorageAllocation[[#This Row],[Hour Ending]]=1,\n    OFFSET(StorageAllocation[[#This Row],[Storage SOC Day 1 (MWh)]],23,0)-StorageAllocation[[#This Row],[Storage (MW)]],\n    StorageAllocation[[#This Row],[Storage (MW)]]>0,\n    OFFSET(StorageAllocation[[#This Row],[Storage SOC Day 2 (MWh)]],-1,0)-StorageAllocation[[#This Row],[Storage (MW)]],\n    TRUE,\n    MIN(\n        OFFSET(StorageAllocation[[#This Row],[Storage SOC Day 2 (MWh)]],-1,0)+0.85*INDEX(NQC[NQC MW],MATCH(1,(NQC[Month]=StorageAllocation[[#This Row],[Month]])*(NQC[Unit Category]=\"Storage\"),0)),\n        4*INDEX(NQC[NQC MW],MATCH(1,(NQC[Month]=StorageAllocation[[#This Row],[Month]])*(NQC[Unit Category]=\"Storage\"),0))\n    )\n)","v":53479.799999999996},{"$f":"StorageAllocation[[#This Row],[Supply Without Storage (MW)]]+StorageAllocation[[#This Row],[Storage (MW)]]","v":48604.851439712394},{"$f":"StorageAllocation[[#This Row],[Adjusted Supply (MW)]]/StorageAllocation[[#This Row],[Managed Load + NOU (MW)]]-1","v":0.6688361009343311}]
[null,null,null,null,null,null,null,null,null,null,null,null,null,1,15,{"$f":"INDEX(ManagedLoad[Total],MATCH(1,(ManagedLoad[Month]=StorageAllocation[[#This Row],[Month]])*(ManagedLoad[Hour Ending]=StorageAllocation[[#This Row],[Hour Ending]]),0))","v":30026},{"$f":"StorageAllocation[[#This Row],[Managed Load + NOU (MW)]]*(1+_xlfn.XLOOKUP(StorageAllocation[[#This Row],[Month]],PRM[Month],PRM[Planning Reserve Margin],0,0))","v":37978.669521421252},{"$f":"SUM(_xlfn._xlws.FILTER(Supply[Supply],(Supply[Month]=StorageAllocation[[#This Row],[Month]])*(Supply[Unit Category]<>\"Storage\")*(Supply[Hour Ending]=StorageAllocation[[#This Row],[Hour Ending]])=1,0))","v":47530.545498173386},{"$f":"StorageAllocation[[#This Row],[Supply Without Storage (MW)]]-StorageAllocation[[#This Row],[Total Load with PRM (MW)]]","v":9551.8759767521333},{"$f":"MAX(-StorageAllocation[[#This Row],[Excess Capacity (MW)]],0)","v":0},{"$f":"_xlfn.IFS(\n    StorageAllocation[[#This Row],[Hour Ending]]=1,\n    4*INDEX(NQC[NQC MW],MATCH(1,(NQC[Month]=StorageAllocation[[#This Row],[Month]])*(NQC[Unit Category]=\"Storage\"),0))-StorageAllocation[[#This Row],[Storage (MW)]],\n    StorageAllocation[[#This Row],[Storage (MW)]]>0,\n    OFFSET(StorageAllocation[[#This Row],[Storage SOC Day 1 (MWh)]],-1,0)-StorageAllocation[[#This Row],[Storage (MW)]],\n    TRUE,\n    MIN(\n        OFFSET(StorageAllocation[[#This Row],[Storage SOC Day 1 (MWh)]],-1,0)+0.85*INDEX(NQC[NQC MW],MATCH(1,(NQC[Month]=StorageAllocation[[#This Row],[Month]])*(NQC[Unit Category]=\"Storage\"),0)),\n        4*INDEX(NQC[NQC MW],MATCH(1,(NQC[Month]=StorageAllocation[[#This Row],[Month]])*(NQC[Unit Category]=\"Storage\"),0))\n    )\n)","v":53479.799999999996},{"$f":"_xlfn.IFS(\n    StorageAllocation[[#This Row],[Hour Ending]]=1,\n    OFFSET(StorageAllocation[[#This Row],[Storage SOC Day 1 (MWh)]],23,0)-StorageAllocation[[#This Row],[Storage (MW)]],\n    StorageAllocation[[#This Row],[Storage (MW)]]>0,\n    OFFSET(StorageAllocation[[#This Row],[Storage SOC Day 2 (MWh)]],-1,0)-StorageAllocation[[#This Row],[Storage (MW)]],\n    TRUE,\n    MIN(\n        OFFSET(StorageAllocation[[#This Row],[Storage SOC Day 2 (MWh)]],-1,0)+0.85*INDEX(NQC[NQC MW],MATCH(1,(NQC[Month]=StorageAllocation[[#This Row],[Month]])*(NQC[Unit Category]=\"Storage\"),0)),\n        4*INDEX(NQC[NQC MW],MATCH(1,(NQC[Month]=StorageAllocation[[#This Row],[Month]])*(NQC[Unit Category]=\"Storage\"),0))\n    )\n)","v":53479.799999999996},{"$f":"StorageAllocation[[#This Row],[Supply Without Storage (MW)]]+StorageAllocation[[#This Row],[Storage (MW)]]","v":47530.545498173386},{"$f":"StorageAllocation[[#This Row],[Adjusted Supply (MW)]]/StorageAllocation[[#This Row],[Managed Load + NOU (MW)]]-1","v":0.58297960095162149}]
[null,null,null,null,null,null,null,null,null,null,null,null,null,1,16,{"$f":"INDEX(ManagedLoad[Total],MATCH(1,(ManagedLoad[Month]=StorageAllocation[[#This Row],[Month]])*(ManagedLoad[Hour Ending]=StorageAllocation[[#This Row],[Hour Ending]]),0))","v":31610},{"$f":"StorageAllocation[[#This Row],[Managed Load + NOU (MW)]]*(1+_xlfn.XLOOKUP(StorageAllocation[[#This Row],[Month]],PRM[Month],PRM[Planning Reserve Margin],0,0))","v":39982.206873114155},{"$f":"SUM(_xlfn._xlws.FILTER(Supply[Supply],(Supply[Month]=StorageAllocation[[#This Row],[Month]])*(Supply[Unit Category]<>\"Storage\")*(Supply[Hour Ending]=StorageAllocation[[#This Row],[Hour Ending]])=1,0))","v":43735.232608134036},{"$f":"StorageAllocation[[#This Row],[Supply Without Storage (MW)]]-StorageAllocation[[#This Row],[Total Load with PRM (MW)]]","v":3753.0257350198808},{"$f":"MAX(-StorageAllocation[[#This Row],[Excess Capacity (MW)]],0)","v":0},{"$f":"_xlfn.IFS(\n    StorageAllocation[[#This Row],[Hour Ending]]=1,\n    4*INDEX(NQC[NQC MW],MATCH(1,(NQC[Month]=StorageAllocation[[#This Row],[Month]])*(NQC[Unit Category]=\"Storage\"),0))-StorageAllocation[[#This Row],[Storage (MW)]],\n    StorageAllocation[[#This Row],[Storage (MW)]]>0,\n    OFFSET(StorageAllocation[[#This Row],[Storage SOC Day 1 (MWh)]],-1,0)-StorageAllocation[[#This Row],[Storage (MW)]],\n    TRUE,\n    MIN(\n        OFFSET(StorageAllocation[[#This Row],[Storage SOC Day 1 (MWh)]],-1,0)+0.85*INDEX(NQC[NQC MW],MATCH(1,(NQC[Month]=StorageAllocation[[#This Row],[Month]])*(NQC[Unit Category]=\"Storage\"),0)),\n        4*INDEX(NQC[NQC MW],MATCH(1,(NQC[Month]=StorageAllocation[[#This Row],[Month]])*(NQC[Unit Category]=\"Storage\"),0))\n    )\n)","v":53479.799999999996},{"$f":"_xlfn.IFS(\n    StorageAllocation[[#This Row],[Hour Ending]]=1,\n    OFFSET(StorageAllocation[[#This Row],[Storage SOC Day 1 (MWh)]],23,0)-StorageAllocation[[#This Row],[Storage (MW)]],\n    StorageAllocation[[#This Row],[Storage (MW)]]>0,\n    OFFSET(StorageAllocation[[#This Row],[Storage SOC Day 2 (MWh)]],-1,0)-StorageAllocation[[#This Row],[Storage (MW)]],\n    TRUE,\n    MIN(\n        OFFSET(StorageAllocation[[#This Row],[Storage SOC Day 2 (MWh)]],-1,0)+0.85*INDEX(NQC[NQC MW],MATCH(1,(NQC[Month]=StorageAllocation[[#This Row],[Month]])*(NQC[Unit Category]=\"Storage\"),0)),\n        4*INDEX(NQC[NQC MW],MATCH(1,(NQC[Month]=StorageAllocation[[#This Row],[Month]])*(NQC[Unit Category]=\"Storage\"),0))\n    )\n)","v":53479.799999999996},{"$f":"StorageAllocation[[#This Row],[Supply Without Storage (MW)]]+StorageAllocation[[#This Row],[Storage (MW)]]","v":43735.232608134036},{"$f":"StorageAllocation[[#This Row],[Adjusted Supply (MW)]]/StorageAllocation[[#This Row],[Managed Load + NOU (MW)]]-1","v":0.38358850389541388}]
[null,null,null,null,null,null,null,null,null,null,null,null,null,1,17,{"$f":"INDEX(ManagedLoad[Total],MATCH(1,(ManagedLoad[Month]=StorageAllocation[[#This Row],[Month]])*(ManagedLoad[Hour Ending]=StorageAllocation[[#This Row],[Hour Ending]]),0))","v":33374},{"$f":"StorageAllocation[[#This Row],[Managed Load + NOU (MW)]]*(1+_xlfn.XLOOKUP(StorageAllocation[[#This Row],[Month]],PRM[Month],PRM[Planning Reserve Margin],0,0))","v":42213.418923863079},{"$f":"SUM(_xlfn._xlws.FILTER(Supply[Supply],(Supply[Month]=StorageAllocation[[#This Row],[Month]])*(Supply[Unit Category]<>\"Storage\")*(Supply[Hour Ending]=StorageAllocation[[#This Row],[Hour Ending]])=1,0))","v":40078.012986963382},{"$f":"StorageAllocation[[#This Row],[Supply Without Storage (MW)]]-StorageAllocation[[#This Row],[Total Load with PRM (MW)]]","v":-2135.4059368996968},{"$f":"MAX(-StorageAllocation[[#This Row],[Excess Capacity (MW)]],0)","v":2135.4059368996968},{"$f":"_xlfn.IFS(\n    StorageAllocation[[#This Row],[Hour Ending]]=1,\n    4*INDEX(NQC[NQC MW],MATCH(1,(NQC[Month]=StorageAllocation[[#This Row],[Month]])*(NQC[Unit Category]=\"Storage\"),0))-StorageAllocation[[#This Row],[Storage (MW)]],\n    StorageAllocation[[#This Row],[Storage (MW)]]>0,\n    OFFSET(StorageAllocation[[#This Row],[Storage SOC Day 1 (MWh)]],-1,0)-StorageAllocation[[#This Row],[Storage (MW)]],\n    TRUE,\n    MIN(\n        OFFSET(StorageAllocation[[#This Row],[Storage SOC Day 1 (MWh)]],-1,0)+0.85*INDEX(NQC[NQC MW],MATCH(1,(NQC[Month]=StorageAllocation[[#This Row],[Month]])*(NQC[Unit Category]=\"Storage\"),0)),\n        4*INDEX(NQC[NQC MW],MATCH(1,(NQC[Month]=StorageAllocation[[#This Row],[Month]])*(NQC[Unit Category]=\"Storage\"),0))\n    )\n)","v":51344.394063100299},{"$f":"_xlfn.IFS(\n    StorageAllocation[[#This Row],[Hour Ending]]=1,\n    OFFSET(StorageAllocation[[#This Row],[Storage SOC Day 1 (MWh)]],23,0)-StorageAllocation[[#This Row],[Storage (MW)]],\n    StorageAllocation[[#This Row],[Storage (MW)]]>0,\n    OFFSET(StorageAllocation[[#This Row],[Storage SOC Day 2 (MWh)]],-1,0)-StorageAllocation[[#This Row],[Storage (MW)]],\n    TRUE,\n    MIN(\n        OFFSET(StorageAllocation[[#This Row],[Storage SOC Day 2 (MWh)]],-1,0)+0.85*INDEX(NQC[NQC MW],MATCH(1,(NQC[Month]=StorageAllocation[[#This Row],[Month]])*(NQC[Unit Category]=\"Storage\"),0)),\n        4*INDEX(NQC[NQC MW],MATCH(1,(NQC[Month]=StorageAllocation[[#This Row],[Month]])*(NQC[Unit Category]=\"Storage\"),0))\n    )\n)","v":51344.394063100299},{"$f":"StorageAllocation[[#This Row],[Supply Without Storage (MW)]]+StorageAllocation[[#This Row],[Storage (MW)]]","v":42213.418923863079},{"$f":"StorageAllocation[[#This Row],[Adjusted Supply (MW)]]/StorageAllocation[[#This Row],[Managed Load + NOU (MW)]]-1","v":0.26485943920006827}]
[null,null,null,null,null,null,null,null,null,null,null,null,null,1,18,{"$f":"INDEX(ManagedLoad[Total],MATCH(1,(ManagedLoad[Month]=StorageAllocation[[#This Row],[Month]])*(ManagedLoad[Hour Ending]=StorageAllocation[[#This Row],[Hour Ending]]),0))","v":35442},{"$f":"StorageAllocation[[#This Row],[Managed Load + NOU (MW)]]*(1+_xlfn.XLOOKUP(StorageAllocation[[#This Row],[Month]],PRM[Month],PRM[Planning Reserve Margin],0,0))","v":44829.148244128817},{"$f":"SUM(_xlfn._xlws.FILTER(Supply[Supply],(Supply[Month]=StorageAllocation[[#This Row],[Month]])*(Supply[Unit Category]<>\"Storage\")*(Supply[Hour Ending]=StorageAllocation[[#This Row],[Hour Ending]])=1,0))","v":38620.443372679314},{"$f":"StorageAllocation[[#This Row],[Supply Without Storage (MW)]]-StorageAllocation[[#This Row],[Total Load with PRM (MW)]]","v":-6208.7048714495031},{"$f":"MAX(-StorageAllocation[[#This Row],[Excess Capacity (MW)]],0)","v":6208.7048714495031},{"$f":"_xlfn.IFS(\n    StorageAllocation[[#This Row],[Hour Ending]]=1,\n    4*INDEX(NQC[NQC MW],MATCH(1,(NQC[Month]=StorageAllocation[[#This Row],[Month]])*(NQC[Unit Category]=\"Storage\"),0))-StorageAllocation[[#This Row],[Storage (MW)]],\n    StorageAllocation[[#This Row],[Storage (MW)]]>0,\n    OFFSET(StorageAllocation[[#This Row],[Storage SOC Day 1 (MWh)]],-1,0)-StorageAllocation[[#This Row],[Storage (MW)]],\n    TRUE,\n    MIN(\n        OFFSET(StorageAllocation[[#This Row],[Storage SOC Day 1 (MWh)]],-1,0)+0.85*INDEX(NQC[NQC MW],MATCH(1,(NQC[Month]=StorageAllocation[[#This Row],[Month]])*(NQC[Unit Category]=\"Storage\"),0)),\n        4*INDEX(NQC[NQC MW],MATCH(1,(NQC[Month]=StorageAllocation[[#This Row],[Month]])*(NQC[Unit Category]=\"Storage\"),0))\n    )\n)","v":45135.689191650796},{"$f":"_xlfn.IFS(\n    StorageAllocation[[#This Row],[Hour Ending]]=1,\n    OFFSET(StorageAllocation[[#This Row],[Storage SOC Day 1 (MWh)]],23,0)-StorageAllocation[[#This Row],[Storage (MW)]],\n    StorageAllocation[[#This Row],[Storage (MW)]]>0,\n    OFFSET(StorageAllocation[[#This Row],[Storage SOC Day 2 (MWh)]],-1,0)-StorageAllocation[[#This Row],[Storage (MW)]],\n    TRUE,\n    MIN(\n        OFFSET(StorageAllocation[[#This Row],[Storage SOC Day 2 (MWh)]],-1,0)+0.85*INDEX(NQC[NQC MW],MATCH(1,(NQC[Month]=StorageAllocation[[#This Row],[Month]])*(NQC[Unit Category]=\"Storage\"),0)),\n        4*INDEX(NQC[NQC MW],MATCH(1,(NQC[Month]=StorageAllocation[[#This Row],[Month]])*(NQC[Unit Category]=\"Storage\"),0))\n    )\n)","v":45135.689191650796},{"$f":"StorageAllocation[[#This Row],[Supply Without Storage (MW)]]+StorageAllocation[[#This Row],[Storage (MW)]]","v":44829.148244128817},{"$f":"StorageAllocation[[#This Row],[Adjusted Supply (MW)]]/StorageAllocation[[#This Row],[Managed Load + NOU (MW)]]-1","v":0.26485943920006827}]
[null,null,null,null,null,null,null,null,null,null,null,null,null,1,19,{"$f":"INDEX(ManagedLoad[Total],MATCH(1,(ManagedLoad[Month]=StorageAllocation[[#This Row],[Month]])*(ManagedLoad[Hour Ending]=StorageAllocation[[#This Row],[Hour Ending]]),0))","v":35923},{"$f":"StorageAllocation[[#This Row],[Managed Load + NOU (MW)]]*(1+_xlfn.XLOOKUP(StorageAllocation[[#This Row],[Month]],PRM[Month],PRM[Planning Reserve Margin],0,0))","v":45437.545634384056},{"$f":"SUM(_xlfn._xlws.FILTER(Supply[Supply],(Supply[Month]=StorageAllocation[[#This Row],[Month]])*(Supply[Unit Category]<>\"Storage\")*(Supply[Hour Ending]=StorageAllocation[[#This Row],[Hour Ending]])=1,0))","v":38242.877572509249},{"$f":"StorageAllocation[[#This Row],[Supply Without Storage (MW)]]-StorageAllocation[[#This Row],[Total Load with PRM (MW)]]","v":-7194.6680618748069},{"$f":"MAX(-StorageAllocation[[#This Row],[Excess Capacity (MW)]],0)","v":7194.6680618748069},{"$f":"_xlfn.IFS(\n    StorageAllocation[[#This Row],[Hour Ending]]=1,\n    4*INDEX(NQC[NQC MW],MATCH(1,(NQC[Month]=StorageAllocation[[#This Row],[Month]])*(NQC[Unit Category]=\"Storage\"),0))-StorageAllocation[[#This Row],[Storage (MW)]],\n    StorageAllocation[[#This Row],[Storage (MW)]]>0,\n    OFFSET(StorageAllocation[[#This Row],[Storage SOC Day 1 (MWh)]],-1,0)-StorageAllocation[[#This Row],[Storage (MW)]],\n    TRUE,\n    MIN(\n        OFFSET(StorageAllocation[[#This Row],[Storage SOC Day 1 (MWh)]],-1,0)+0.85*INDEX(NQC[NQC MW],MATCH(1,(NQC[Month]=StorageAllocation[[#This Row],[Month]])*(NQC[Unit Category]=\"Storage\"),0)),\n        4*INDEX(NQC[NQC MW],MATCH(1,(NQC[Month]=StorageAllocation[[#This Row],[Month]])*(NQC[Unit Category]=\"Storage\"),0))\n    )\n)","v":37941.021129775989},{"$f":"_xlfn.IFS(\n    StorageAllocation[[#This Row],[Hour Ending]]=1,\n    OFFSET(StorageAllocation[[#This Row],[Storage SOC Day 1 (MWh)]],23,0)-StorageAllocation[[#This Row],[Storage (MW)]],\n    StorageAllocation[[#This Row],[Storage (MW)]]>0,\n    OFFSET(StorageAllocation[[#This Row],[Storage SOC Day 2 (MWh)]],-1,0)-StorageAllocation[[#This Row],[Storage (MW)]],\n    TRUE,\n    MIN(\n        OFFSET(StorageAllocation[[#This Row],[Storage SOC Day 2 (MWh)]],-1,0)+0.85*INDEX(NQC[NQC MW],MATCH(1,(NQC[Month]=StorageAllocation[[#This Row],[Month]])*(NQC[Unit Category]=\"Storage\"),0)),\n        4*INDEX(NQC[NQC MW],MATCH(1,(NQC[Month]=StorageAllocation[[#This Row],[Month]])*(NQC[Unit Category]=\"Storage\"),0))\n    )\n)","v":37941.021129775989},{"$f":"StorageAllocation[[#This Row],[Supply Without Storage (MW)]]+StorageAllocation[[#This Row],[Storage (MW)]]","v":45437.545634384056},{"$f":"StorageAllocation[[#This Row],[Adjusted Supply (MW)]]/StorageAllocation[[#This Row],[Managed Load + NOU (MW)]]-1","v":0.26485943920006827}]
[null,null,null,null,null,null,null,null,null,null,null,null,null,1,20,{"$f":"INDEX(ManagedLoad[Total],MATCH(1,(ManagedLoad[Month]=StorageAllocation[[#This Row],[Month]])*(ManagedLoad[Hour Ending]=StorageAllocation[[#This Row],[Hour Ending]]),0))","v":35865},{"$f":"StorageAllocation[[#This Row],[Managed Load + NOU (MW)]]*(1+_xlfn.XLOOKUP(StorageAllocation[[#This Row],[Month]],PRM[Month],PRM[Planning Reserve Margin],0,0))","v":45364.183786910449},{"$f":"SUM(_xlfn._xlws.FILTER(Supply[Supply],(Supply[Month]=StorageAllocation[[#This Row],[Month]])*(Supply[Unit Category]<>\"Storage\")*(Supply[Hour Ending]=StorageAllocation[[#This Row],[Hour Ending]])=1,0))","v":38251.026371741296},{"$f":"StorageAllocation[[#This Row],[Supply Without Storage (MW)]]-StorageAllocation[[#This Row],[Total Load with PRM (MW)]]","v":-7113.157415169153},{"$f":"MAX(-StorageAllocation[[#This Row],[Excess Capacity (MW)]],0)","v":7113.157415169153},{"$f":"_xlfn.IFS(\n    StorageAllocation[[#This Row],[Hour Ending]]=1,\n    4*INDEX(NQC[NQC MW],MATCH(1,(NQC[Month]=StorageAllocation[[#This Row],[Month]])*(NQC[Unit Category]=\"Storage\"),0))-StorageAllocation[[#This Row],[Storage (MW)]],\n    StorageAllocation[[#This Row],[Storage (MW)]]>0,\n    OFFSET(StorageAllocation[[#This Row],[Storage SOC Day 1 (MWh)]],-1,0)-StorageAllocation[[#This Row],[Storage (MW)]],\n    TRUE,\n    MIN(\n        OFFSET(StorageAllocation[[#This Row],[Storage SOC Day 1 (MWh)]],-1,0)+0.85*INDEX(NQC[NQC MW],MATCH(1,(NQC[Month]=StorageAllocation[[#This Row],[Month]])*(NQC[Unit Category]=\"Storage\"),0)),\n        4*INDEX(NQC[NQC MW],MATCH(1,(NQC[Month]=StorageAllocation[[#This Row],[Month]])*(NQC[Unit Category]=\"Storage\"),0))\n    )\n)","v":30827.863714606836},{"$f":"_xlfn.IFS(\n    StorageAllocation[[#This Row],[Hour Ending]]=1,\n    OFFSET(StorageAllocation[[#This Row],[Storage SOC Day 1 (MWh)]],23,0)-StorageAllocation[[#This Row],[Storage (MW)]],\n    StorageAllocation[[#This Row],[Storage (MW)]]>0,\n    OFFSET(StorageAllocation[[#This Row],[Storage SOC Day 2 (MWh)]],-1,0)-StorageAllocation[[#This Row],[Storage (MW)]],\n    TRUE,\n    MIN(\n        OFFSET(StorageAllocation[[#This Row],[Storage SOC Day 2 (MWh)]],-1,0)+0.85*INDEX(NQC[NQC MW],MATCH(1,(NQC[Month]=StorageAllocation[[#This Row],[Month]])*(NQC[Unit Category]=\"Storage\"),0)),\n        4*INDEX(NQC[NQC MW],MATCH(1,(NQC[Month]=StorageAllocation[[#This Row],[Month]])*(NQC[Unit Category]=\"Storage\"),0))\n    )\n)","v":30827.863714606836},{"$f":"StorageAllocation[[#This Row],[Supply Without Storage (MW)]]+StorageAllocation[[#This Row],[Storage (MW)]]","v":45364.183786910449},{"$f":"StorageAllocation[[#This Row],[Adjusted Supply (MW)]]/StorageAllocation[[#This Row],[Managed Load + NOU (MW)]]-1","v":0.26485943920006827}]
[null,null,null,null,null,null,null,null,null,null,null,null,null,1,21,{"$f":"INDEX(ManagedLoad[Total],MATCH(1,(ManagedLoad[Month]=StorageAllocation[[#This Row],[Month]])*(ManagedLoad[Hour Ending]=StorageAllocation[[#This Row],[Hour Ending]]),0))","v":35125},{"$f":"StorageAllocation[[#This Row],[Managed Load + NOU (MW)]]*(1+_xlfn.XLOOKUP(StorageAllocation[[#This Row],[Month]],PRM[Month],PRM[Planning Reserve Margin],0,0))","v":44428.187801902401},{"$f":"SUM(_xlfn._xlws.FILTER(Supply[Supply],(Supply[Month]=StorageAllocation[[#This Row],[Month]])*(Supply[Unit Category]<>\"Storage\")*(Supply[Hour Ending]=StorageAllocation[[#This Row],[Hour Ending]])=1,0))","v":38120.841742009397},{"$f":"StorageAllocation[[#This Row],[Supply Without Storage (MW)]]-StorageAllocation[[#This Row],[Total Load with PRM (MW)]]","v":-6307.3460598930033},{"$f":"MAX(-StorageAllocation[[#This Row],[Excess Capacity (MW)]],0)","v":6307.3460598930033},{"$f":"_xlfn.IFS(\n    StorageAllocation[[#This Row],[Hour Ending]]=1,\n    4*INDEX(NQC[NQC MW],MATCH(1,(NQC[Month]=StorageAllocation[[#This Row],[Month]])*(NQC[Unit Category]=\"Storage\"),0))-StorageAllocation[[#This Row],[Storage (MW)]],\n    StorageAllocation[[#This Row],[Storage (MW)]]>0,\n    OFFSET(StorageAllocation[[#This Row],[Storage SOC Day 1 (MWh)]],-1,0)-StorageAllocation[[#This Row],[Storage (MW)]],\n    TRUE,\n    MIN(\n        OFFSET(StorageAllocation[[#This Row],[Storage SOC Day 1 (MWh)]],-1,0)+0.85*INDEX(NQC[NQC MW],MATCH(1,(NQC[Month]=StorageAllocation[[#This Row],[Month]])*(NQC[Unit Category]=\"Storage\"),0)),\n        4*INDEX(NQC[NQC MW],MATCH(1,(NQC[Month]=StorageAllocation[[#This Row],[Month]])*(NQC[Unit Category]=\"Storage\"),0))\n    )\n)","v":24520.517654713833},{"$f":"_xlfn.IFS(\n    StorageAllocation[[#This Row],[Hour Ending]]=1,\n    OFFSET(StorageAllocation[[#This Row],[Storage SOC Day 1 (MWh)]],23,0)-StorageAllocation[[#This Row],[Storage (MW)]],\n    StorageAllocation[[#This Row],[Storage (MW)]]>0,\n    OFFSET(StorageAllocation[[#This Row],[Storage SOC Day 2 (MWh)]],-1,0)-StorageAllocation[[#This Row],[Storage (MW)]],\n    TRUE,\n    MIN(\n        OFFSET(StorageAllocation[[#This Row],[Storage SOC Day 2 (MWh)]],-1,0)+0.85*INDEX(NQC[NQC MW],MATCH(1,(NQC[Month]=StorageAllocation[[#This Row],[Month]])*(NQC[Unit Category]=\"Storage\"),0)),\n        4*INDEX(NQC[NQC MW],MATCH(1,(NQC[Month]=StorageAllocation[[#This Row],[Month]])*(NQC[Unit Category]=\"Storage\"),0))\n    )\n)","v":24520.517654713833},{"$f":"StorageAllocation[[#This Row],[Supply Without Storage (MW)]]+StorageAllocation[[#This Row],[Storage (MW)]]","v":44428.187801902401},{"$f":"StorageAllocation[[#This Row],[Adjusted Supply (MW)]]/StorageAllocation[[#This Row],[Managed Load + NOU (MW)]]-1","v":0.26485943920006827}]
[null,null,null,null,null,null,null,null,null,null,null,null,null,1,22,{"$f":"INDEX(ManagedLoad[Total],MATCH(1,(ManagedLoad[Month]=StorageAllocation[[#This Row],[Month]])*(ManagedLoad[Hour Ending]=StorageAllocation[[#This Row],[Hour Ending]]),0))","v":34254},{"$f":"StorageAllocation[[#This Row],[Managed Load + NOU (MW)]]*(1+_xlfn.XLOOKUP(StorageAllocation[[#This Row],[Month]],PRM[Month],PRM[Planning Reserve Margin],0,0))","v":43326.495230359142},{"$f":"SUM(_xlfn._xlws.FILTER(Supply[Supply],(Supply[Month]=StorageAllocation[[#This Row],[Month]])*(Supply[Unit Category]<>\"Storage\")*(Supply[Hour Ending]=StorageAllocation[[#This Row],[Hour Ending]])=1,0))","v":37147.44828487483},{"$f":"StorageAllocation[[#This Row],[Supply Without Storage (MW)]]-StorageAllocation[[#This Row],[Total Load with PRM (MW)]]","v":-6179.0469454843114},{"$f":"MAX(-StorageAllocation[[#This Row],[Excess Capacity (MW)]],0)","v":6179.0469454843114},{"$f":"_xlfn.IFS(\n    StorageAllocation[[#This Row],[Hour Ending]]=1,\n    4*INDEX(NQC[NQC MW],MATCH(1,(NQC[Month]=StorageAllocation[[#This Row],[Month]])*(NQC[Unit Category]=\"Storage\"),0))-StorageAllocation[[#This Row],[Storage (MW)]],\n    StorageAllocation[[#This Row],[Storage (MW)]]>0,\n    OFFSET(StorageAllocation[[#This Row],[Storage SOC Day 1 (MWh)]],-1,0)-StorageAllocation[[#This Row],[Storage (MW)]],\n    TRUE,\n    MIN(\n        OFFSET(StorageAllocation[[#This Row],[Storage SOC Day 1 (MWh)]],-1,0)+0.85*INDEX(NQC[NQC MW],MATCH(1,(NQC[Month]=StorageAllocation[[#This Row],[Month]])*(NQC[Unit Category]=\"Storage\"),0)),\n        4*INDEX(NQC[NQC MW],MATCH(1,(NQC[Month]=StorageAllocation[[#This Row],[Month]])*(NQC[Unit Category]=\"Storage\"),0))\n    )\n)","v":18341.470709229521},{"$f":"_xlfn.IFS(\n    StorageAllocation[[#This Row],[Hour Ending]]=1,\n    OFFSET(StorageAllocation[[#This Row],[Storage SOC Day 1 (MWh)]],23,0)-StorageAllocation[[#This Row],[Storage (MW)]],\n    StorageAllocation[[#This Row],[Storage (MW)]]>0,\n    OFFSET(StorageAllocation[[#This Row],[Storage SOC Day 2 (MWh)]],-1,0)-StorageAllocation[[#This Row],[Storage (MW)]],\n    TRUE,\n    MIN(\n        OFFSET(StorageAllocation[[#This Row],[Storage SOC Day 2 (MWh)]],-1,0)+0.85*INDEX(NQC[NQC MW],MATCH(1,(NQC[Month]=StorageAllocation[[#This Row],[Month]])*(NQC[Unit Category]=\"Storage\"),0)),\n        4*INDEX(NQC[NQC MW],MATCH(1,(NQC[Month]=StorageAllocation[[#This Row],[Month]])*(NQC[Unit Category]=\"Storage\"),0))\n    )\n)","v":18341.470709229521},{"$f":"StorageAllocation[[#This Row],[Supply Without Storage (MW)]]+StorageAllocation[[#This Row],[Storage (MW)]]","v":43326.495230359142},{"$f":"StorageAllocation[[#This Row],[Adjusted Supply (MW)]]/StorageAllocation[[#This Row],[Managed Load + NOU (MW)]]-1","v":0.26485943920006827}]
[null,null,null,null,null,null,null,null,null,null,null,null,null,1,23,{"$f":"INDEX(ManagedLoad[Total],MATCH(1,(ManagedLoad[Month]=StorageAllocation[[#This Row],[Month]])*(ManagedLoad[Hour Ending]=StorageAllocation[[#This Row],[Hour Ending]]),0))","v":32908},{"$f":"StorageAllocation[[#This Row],[Managed Load + NOU (MW)]]*(1+_xlfn.XLOOKUP(StorageAllocation[[#This Row],[Month]],PRM[Month],PRM[Planning Reserve Margin],0,0))","v":41623.994425195844},{"$f":"SUM(_xlfn._xlws.FILTER(Supply[Supply],(Supply[Month]=StorageAllocation[[#This Row],[Month]])*(Supply[Unit Category]<>\"Storage\")*(Supply[Hour Ending]=StorageAllocation[[#This Row],[Hour Ending]])=1,0))","v":37159.835706953061},{"$f":"StorageAllocation[[#This Row],[Supply Without Storage (MW)]]-StorageAllocation[[#This Row],[Total Load with PRM (MW)]]","v":-4464.1587182427829},{"$f":"MAX(-StorageAllocation[[#This Row],[Excess Capacity (MW)]],0)","v":4464.1587182427829},{"$f":"_xlfn.IFS(\n    StorageAllocation[[#This Row],[Hour Ending]]=1,\n    4*INDEX(NQC[NQC MW],MATCH(1,(NQC[Month]=StorageAllocation[[#This Row],[Month]])*(NQC[Unit Category]=\"Storage\"),0))-StorageAllocation[[#This Row],[Storage (MW)]],\n    StorageAllocation[[#This Row],[Storage (MW)]]>0,\n    OFFSET(StorageAllocation[[#This Row],[Storage SOC Day 1 (MWh)]],-1,0)-StorageAllocation[[#This Row],[Storage (MW)]],\n    TRUE,\n    MIN(\n        OFFSET(StorageAllocation[[#This Row],[Storage SOC Day 1 (MWh)]],-1,0)+0.85*INDEX(NQC[NQC MW],MATCH(1,(NQC[Month]=StorageAllocation[[#This Row],[Month]])*(NQC[Unit Category]=\"Storage\"),0)),\n        4*INDEX(NQC[NQC MW],MATCH(1,(NQC[Month]=StorageAllocation[[#This Row],[Month]])*(NQC[Unit Category]=\"Storage\"),0))\n    )\n)","v":13877.311990986738},{"$f":"_xlfn.IFS(\n    StorageAllocation[[#This Row],[Hour Ending]]=1,\n    OFFSET(StorageAllocation[[#This Row],[Storage SOC Day 1 (MWh)]],23,0)-StorageAllocation[[#This Row],[Storage (MW)]],\n    StorageAllocation[[#This Row],[Storage (MW)]]>0,\n    OFFSET(StorageAllocation[[#This Row],[Storage SOC Day 2 (MWh)]],-1,0)-StorageAllocation[[#This Row],[Storage (MW)]],\n    TRUE,\n    MIN(\n        OFFSET(StorageAllocation[[#This Row],[Storage SOC Day 2 (MWh)]],-1,0)+0.85*INDEX(NQC[NQC MW],MATCH(1,(NQC[Month]=StorageAllocation[[#This Row],[Month]])*(NQC[Unit Category]=\"Storage\"),0)),\n        4*INDEX(NQC[NQC MW],MATCH(1,(NQC[Month]=StorageAllocation[[#This Row],[Month]])*(NQC[Unit Category]=\"Storage\"),0))\n    )\n)","v":13877.311990986738},{"$f":"StorageAllocation[[#This Row],[Supply Without Storage (MW)]]+StorageAllocation[[#This Row],[Storage (MW)]]","v":41623.994425195844},{"$f":"StorageAllocation[[#This Row],[Adjusted Supply (MW)]]/StorageAllocation[[#This Row],[Managed Load + NOU (MW)]]-1","v":0.26485943920006827}]
[null,null,null,null,null,null,null,null,null,null,null,null,null,1,24,{"$f":"INDEX(ManagedLoad[Total],MATCH(1,(ManagedLoad[Month]=StorageAllocation[[#This Row],[Month]])*(ManagedLoad[Hour Ending]=StorageAllocation[[#This Row],[Hour Ending]]),0))","v":31817},{"$f":"StorageAllocation[[#This Row],[Managed Load + NOU (MW)]]*(1+_xlfn.XLOOKUP(StorageAllocation[[#This Row],[Month]],PRM[Month],PRM[Planning Reserve Margin],0,0))","v":40244.032777028573},{"$f":"SUM(_xlfn._xlws.FILTER(Supply[Supply],(Supply[Month]=StorageAllocation[[#This Row],[Month]])*(Supply[Unit Category]<>\"Storage\")*(Supply[Hour Ending]=StorageAllocation[[#This Row],[Hour Ending]])=1,0))","v":37136.463608711871},{"$f":"StorageAllocation[[#This Row],[Supply Without Storage (MW)]]-StorageAllocation[[#This Row],[Total Load with PRM (MW)]]","v":-3107.5691683167024},{"$f":"MAX(-StorageAllocation[[#This Row],[Excess Capacity (MW)]],0)","v":3107.5691683167024},{"$f":"_xlfn.IFS(\n    StorageAllocation[[#This Row],[Hour Ending]]=1,\n    4*INDEX(NQC[NQC MW],MATCH(1,(NQC[Month]=StorageAllocation[[#This Row],[Month]])*(NQC[Unit Category]=\"Storage\"),0))-StorageAllocation[[#This Row],[Storage (MW)]],\n    StorageAllocation[[#This Row],[Storage (MW)]]>0,\n    OFFSET(StorageAllocation[[#This Row],[Storage SOC Day 1 (MWh)]],-1,0)-StorageAllocation[[#This Row],[Storage (MW)]],\n    TRUE,\n    MIN(\n        OFFSET(StorageAllocation[[#This Row],[Storage SOC Day 1 (MWh)]],-1,0)+0.85*INDEX(NQC[NQC MW],MATCH(1,(NQC[Month]=StorageAllocation[[#This Row],[Month]])*(NQC[Unit Category]=\"Storage\"),0)),\n        4*INDEX(NQC[NQC MW],MATCH(1,(NQC[Month]=StorageAllocation[[#This Row],[Month]])*(NQC[Unit Category]=\"Storage\"),0))\n    )\n)","v":10769.742822670036},{"$f":"_xlfn.IFS(\n    StorageAllocation[[#This Row],[Hour Ending]]=1,\n    OFFSET(StorageAllocation[[#This Row],[Storage SOC Day 1 (MWh)]],23,0)-StorageAllocation[[#This Row],[Storage (MW)]],\n    StorageAllocation[[#This Row],[Storage (MW)]]>0,\n    OFFSET(StorageAllocation[[#This Row],[Storage SOC Day 2 (MWh)]],-1,0)-StorageAllocation[[#This Row],[Storage (MW)]],\n    TRUE,\n    MIN(\n        OFFSET(StorageAllocation[[#This Row],[Storage SOC Day 2 (MWh)]],-1,0)+0.85*INDEX(NQC[NQC MW],MATCH(1,(NQC[Month]=StorageAllocation[[#This Row],[Month]])*(NQC[Unit Category]=\"Storage\"),0)),\n        4*INDEX(NQC[NQC MW],MATCH(1,(NQC[Month]=StorageAllocation[[#This Row],[Month]])*(NQC[Unit Category]=\"Storage\"),0))\n    )\n)","v":10769.742822670036},{"$f":"StorageAllocation[[#This Row],[Supply Without Storage (MW)]]+StorageAllocation[[#This Row],[Storage (MW)]]","v":40244.032777028573},{"$f":"StorageAllocation[[#This Row],[Adjusted Supply (MW)]]/StorageAllocation[[#This Row],[Managed Load + NOU (MW)]]-1","v":0.26485943920006827}]
[null,null,null,null,null,null,null,null,null,null,null,null,null,2,1,{"$f":"INDEX(ManagedLoad[Total],MATCH(1,(ManagedLoad[Month]=StorageAllocation[[#This Row],[Month]])*(ManagedLoad[Hour Ending]=StorageAllocation[[#This Row],[Hour Ending]]),0))","v":32480},{"$f":"StorageAllocation[[#This Row],[Managed Load + NOU (MW)]]*(1+_xlfn.XLOOKUP(StorageAllocation[[#This Row],[Month]],PRM[Month],PRM[Planning Reserve Margin],0,0))","v":41085.473433872561},{"$f":"SUM(_xlfn._xlws.FILTER(Supply[Supply],(Supply[Month]=StorageAllocation[[#This Row],[Month]])*(Supply[Unit Category]<>\"Storage\")*(Supply[Hour Ending]=StorageAllocation[[#This Row],[Hour Ending]])=1,0))","v":38363.541844465013},{"$f":"StorageAllocation[[#This Row],[Supply Without Storage (MW)]]-StorageAllocation[[#This Row],[Total Load with PRM (MW)]]","v":-2721.931589407548},{"$f":"MAX(-StorageAllocation[[#This Row],[Excess Capacity (MW)]],0)","v":2721.931589407548},{"$f":"_xlfn.IFS(\n    StorageAllocation[[#This Row],[Hour Ending]]=1,\n    4*INDEX(NQC[NQC MW],MATCH(1,(NQC[Month]=StorageAllocation[[#This Row],[Month]])*(NQC[Unit Category]=\"Storage\"),0))-StorageAllocation[[#This Row],[Storage (MW)]],\n    StorageAllocation[[#This Row],[Storage (MW)]]>0,\n    OFFSET(StorageAllocation[[#This Row],[Storage SOC Day 1 (MWh)]],-1,0)-StorageAllocation[[#This Row],[Storage (MW)]],\n    TRUE,\n    MIN(\n        OFFSET(StorageAllocation[[#This Row],[Storage SOC Day 1 (MWh)]],-1,0)+0.85*INDEX(NQC[NQC MW],MATCH(1,(NQC[Month]=StorageAllocation[[#This Row],[Month]])*(NQC[Unit Category]=\"Storage\"),0)),\n        4*INDEX(NQC[NQC MW],MATCH(1,(NQC[Month]=StorageAllocation[[#This Row],[Month]])*(NQC[Unit Category]=\"Storage\"),0))\n    )\n)","v":51429.86841059244},{"$f":"_xlfn.IFS(\n    StorageAllocation[[#This Row],[Hour Ending]]=1,\n    OFFSET(StorageAllocation[[#This Row],[Storage SOC Day 1 (MWh)]],23,0)-StorageAllocation[[#This Row],[Storage (MW)]],\n    StorageAllocation[[#This Row],[Storage (MW)]]>0,\n    OFFSET(StorageAllocation[[#This Row],[Storage SOC Day 2 (MWh)]],-1,0)-StorageAllocation[[#This Row],[Storage (MW)]],\n    TRUE,\n    MIN(\n        OFFSET(StorageAllocation[[#This Row],[Storage SOC Day 2 (MWh)]],-1,0)+0.85*INDEX(NQC[NQC MW],MATCH(1,(NQC[Month]=StorageAllocation[[#This Row],[Month]])*(NQC[Unit Category]=\"Storage\"),0)),\n        4*INDEX(NQC[NQC MW],MATCH(1,(NQC[Month]=StorageAllocation[[#This Row],[Month]])*(NQC[Unit Category]=\"Storage\"),0))\n    )\n)","v":9645.1974434479125},{"$f":"StorageAllocation[[#This Row],[Supply Without Storage (MW)]]+StorageAllocation[[#This Row],[Storage (MW)]]","v":41085.473433872561},{"$f":"StorageAllocation[[#This Row],[Adjusted Supply (MW)]]/StorageAllocation[[#This Row],[Managed Load + NOU (MW)]]-1","v":0.26494684217587938}]
[null,null,null,null,null,null,null,null,null,null,null,null,null,2,2,{"$f":"INDEX(ManagedLoad[Total],MATCH(1,(ManagedLoad[Month]=StorageAllocation[[#This Row],[Month]])*(ManagedLoad[Hour Ending]=StorageAllocation[[#This Row],[Hour Ending]]),0))","v":31225},{"$f":"StorageAllocation[[#This Row],[Managed Load + NOU (MW)]]*(1+_xlfn.XLOOKUP(StorageAllocation[[#This Row],[Month]],PRM[Month],PRM[Planning Reserve Margin],0,0))","v":39497.965146941831},{"$f":"SUM(_xlfn._xlws.FILTER(Supply[Supply],(Supply[Month]=StorageAllocation[[#This Row],[Month]])*(Supply[Unit Category]<>\"Storage\")*(Supply[Hour Ending]=StorageAllocation[[#This Row],[Hour Ending]])=1,0))","v":38440.014745410044},{"$f":"StorageAllocation[[#This Row],[Supply Without Storage (MW)]]-StorageAllocation[[#This Row],[Total Load with PRM (MW)]]","v":-1057.9504015317871},{"$f":"MAX(-StorageAllocation[[#This Row],[Excess Capacity (MW)]],0)","v":1057.9504015317871},{"$f":"_xlfn.IFS(\n    StorageAllocation[[#This Row],[Hour Ending]]=1,\n    4*INDEX(NQC[NQC MW],MATCH(1,(NQC[Month]=StorageAllocation[[#This Row],[Month]])*(NQC[Unit Category]=\"Storage\"),0))-StorageAllocation[[#This Row],[Storage (MW)]],\n    StorageAllocation[[#This Row],[Storage (MW)]]>0,\n    OFFSET(StorageAllocation[[#This Row],[Storage SOC Day 1 (MWh)]],-1,0)-StorageAllocation[[#This Row],[Storage (MW)]],\n    TRUE,\n    MIN(\n        OFFSET(StorageAllocation[[#This Row],[Storage SOC Day 1 (MWh)]],-1,0)+0.85*INDEX(NQC[NQC MW],MATCH(1,(NQC[Month]=StorageAllocation[[#This Row],[Month]])*(NQC[Unit Category]=\"Storage\"),0)),\n        4*INDEX(NQC[NQC MW],MATCH(1,(NQC[Month]=StorageAllocation[[#This Row],[Month]])*(NQC[Unit Category]=\"Storage\"),0))\n    )\n)","v":50371.918009060653},{"$f":"_xlfn.IFS(\n    StorageAllocation[[#This Row],[Hour Ending]]=1,\n    OFFSET(StorageAllocation[[#This Row],[Storage SOC Day 1 (MWh)]],23,0)-StorageAllocation[[#This Row],[Storage (MW)]],\n    StorageAllocation[[#This Row],[Storage (MW)]]>0,\n    OFFSET(StorageAllocation[[#This Row],[Storage SOC Day 2 (MWh)]],-1,0)-StorageAllocation[[#This Row],[Storage (MW)]],\n    TRUE,\n    MIN(\n        OFFSET(StorageAllocation[[#This Row],[Storage SOC Day 2 (MWh)]],-1,0)+0.85*INDEX(NQC[NQC MW],MATCH(1,(NQC[Month]=StorageAllocation[[#This Row],[Month]])*(NQC[Unit Category]=\"Storage\"),0)),\n        4*INDEX(NQC[NQC MW],MATCH(1,(NQC[Month]=StorageAllocation[[#This Row],[Month]])*(NQC[Unit Category]=\"Storage\"),0))\n    )\n)","v":8587.2470419161255},{"$f":"StorageAllocation[[#This Row],[Supply Without Storage (MW)]]+StorageAllocation[[#This Row],[Storage (MW)]]","v":39497.965146941831},{"$f":"StorageAllocation[[#This Row],[Adjusted Supply (MW)]]/StorageAllocation[[#This Row],[Managed Load + NOU (MW)]]-1","v":0.26494684217587938}]
[null,null,null,null,null,null,null,null,null,null,null,null,null,2,3,{"$f":"INDEX(ManagedLoad[Total],MATCH(1,(ManagedLoad[Month]=StorageAllocation[[#This Row],[Month]])*(ManagedLoad[Hour Ending]=StorageAllocation[[#This Row],[Hour Ending]]),0))","v":30145},{"$f":"StorageAllocation[[#This Row],[Managed Load + NOU (MW)]]*(1+_xlfn.XLOOKUP(StorageAllocation[[#This Row],[Month]],PRM[Month],PRM[Planning Reserve Margin],0,0))","v":38131.822557391883},{"$f":"SUM(_xlfn._xlws.FILTER(Supply[Supply],(Supply[Month]=StorageAllocation[[#This Row],[Month]])*(Supply[Unit Category]<>\"Storage\")*(Supply[Hour Ending]=StorageAllocation[[#This Row],[Hour Ending]])=1,0))","v":38446.323559881173},{"$f":"StorageAllocation[[#This Row],[Supply Without Storage (MW)]]-StorageAllocation[[#This Row],[Total Load with PRM (MW)]]","v":314.50100248929084},{"$f":"MAX(-StorageAllocation[[#This Row],[Excess Capacity (MW)]],0)","v":0},{"$f":"_xlfn.IFS(\n    StorageAllocation[[#This Row],[Hour Ending]]=1,\n    4*INDEX(NQC[NQC MW],MATCH(1,(NQC[Month]=StorageAllocation[[#This Row],[Month]])*(NQC[Unit Category]=\"Storage\"),0))-StorageAllocation[[#This Row],[Storage (MW)]],\n    StorageAllocation[[#This Row],[Storage (MW)]]>0,\n    OFFSET(StorageAllocation[[#This Row],[Storage SOC Day 1 (MWh)]],-1,0)-StorageAllocation[[#This Row],[Storage (MW)]],\n    TRUE,\n    MIN(\n        OFFSET(StorageAllocation[[#This Row],[Storage SOC Day 1 (MWh)]],-1,0)+0.85*INDEX(NQC[NQC MW],MATCH(1,(NQC[Month]=StorageAllocation[[#This Row],[Month]])*(NQC[Unit Category]=\"Storage\"),0)),\n        4*INDEX(NQC[NQC MW],MATCH(1,(NQC[Month]=StorageAllocation[[#This Row],[Month]])*(NQC[Unit Category]=\"Storage\"),0))\n    )\n)","v":54151.799999999988},{"$f":"_xlfn.IFS(\n    StorageAllocation[[#This Row],[Hour Ending]]=1,\n    OFFSET(StorageAllocation[[#This Row],[Storage SOC Day 1 (MWh)]],23,0)-StorageAllocation[[#This Row],[Storage (MW)]],\n    StorageAllocation[[#This Row],[Storage (MW)]]>0,\n    OFFSET(StorageAllocation[[#This Row],[Storage SOC Day 2 (MWh)]],-1,0)-StorageAllocation[[#This Row],[Storage (MW)]],\n    TRUE,\n    MIN(\n        OFFSET(StorageAllocation[[#This Row],[Storage SOC Day 2 (MWh)]],-1,0)+0.85*INDEX(NQC[NQC MW],MATCH(1,(NQC[Month]=StorageAllocation[[#This Row],[Month]])*(NQC[Unit Category]=\"Storage\"),0)),\n        4*INDEX(NQC[NQC MW],MATCH(1,(NQC[Month]=StorageAllocation[[#This Row],[Month]])*(NQC[Unit Category]=\"Storage\"),0))\n    )\n)","v":20094.504541916125},{"$f":"StorageAllocation[[#This Row],[Supply Without Storage (MW)]]+StorageAllocation[[#This Row],[Storage (MW)]]","v":38446.323559881173},{"$f":"StorageAllocation[[#This Row],[Adjusted Supply (MW)]]/StorageAllocation[[#This Row],[Managed Load + NOU (MW)]]-1","v":0.27537978304465671}]
[null,null,null,null,null,null,null,null,null,null,null,null,null,2,4,{"$f":"INDEX(ManagedLoad[Total],MATCH(1,(ManagedLoad[Month]=StorageAllocation[[#This Row],[Month]])*(ManagedLoad[Hour Ending]=StorageAllocation[[#This Row],[Hour Ending]]),0))","v":29679},{"$f":"StorageAllocation[[#This Row],[Managed Load + NOU (MW)]]*(1+_xlfn.XLOOKUP(StorageAllocation[[#This Row],[Month]],PRM[Month],PRM[Planning Reserve Margin],0,0))","v":37542.357328937927},{"$f":"SUM(_xlfn._xlws.FILTER(Supply[Supply],(Supply[Month]=StorageAllocation[[#This Row],[Month]])*(Supply[Unit Category]<>\"Storage\")*(Supply[Hour Ending]=StorageAllocation[[#This Row],[Hour Ending]])=1,0))","v":38391.671593855193},{"$f":"StorageAllocation[[#This Row],[Supply Without Storage (MW)]]-StorageAllocation[[#This Row],[Total Load with PRM (MW)]]","v":849.31426491726597},{"$f":"MAX(-StorageAllocation[[#This Row],[Excess Capacity (MW)]],0)","v":0},{"$f":"_xlfn.IFS(\n    StorageAllocation[[#This Row],[Hour Ending]]=1,\n    4*INDEX(NQC[NQC MW],MATCH(1,(NQC[Month]=StorageAllocation[[#This Row],[Month]])*(NQC[Unit Category]=\"Storage\"),0))-StorageAllocation[[#This Row],[Storage (MW)]],\n    StorageAllocation[[#This Row],[Storage (MW)]]>0,\n    OFFSET(StorageAllocation[[#This Row],[Storage SOC Day 1 (MWh)]],-1,0)-StorageAllocation[[#This Row],[Storage (MW)]],\n    TRUE,\n    MIN(\n        OFFSET(StorageAllocation[[#This Row],[Storage SOC Day 1 (MWh)]],-1,0)+0.85*INDEX(NQC[NQC MW],MATCH(1,(NQC[Month]=StorageAllocation[[#This Row],[Month]])*(NQC[Unit Category]=\"Storage\"),0)),\n        4*INDEX(NQC[NQC MW],MATCH(1,(NQC[Month]=StorageAllocation[[#This Row],[Month]])*(NQC[Unit Category]=\"Storage\"),0))\n    )\n)","v":54151.799999999988},{"$f":"_xlfn.IFS(\n    StorageAllocation[[#This Row],[Hour Ending]]=1,\n    OFFSET(StorageAllocation[[#This Row],[Storage SOC Day 1 (MWh)]],23,0)-StorageAllocation[[#This Row],[Storage (MW)]],\n    StorageAllocation[[#This Row],[Storage (MW)]]>0,\n    OFFSET(StorageAllocation[[#This Row],[Storage SOC Day 2 (MWh)]],-1,0)-StorageAllocation[[#This Row],[Storage (MW)]],\n    TRUE,\n    MIN(\n        OFFSET(StorageAllocation[[#This Row],[Storage SOC Day 2 (MWh)]],-1,0)+0.85*INDEX(NQC[NQC MW],MATCH(1,(NQC[Month]=StorageAllocation[[#This Row],[Month]])*(NQC[Unit Category]=\"Storage\"),0)),\n        4*INDEX(NQC[NQC MW],MATCH(1,(NQC[Month]=StorageAllocation[[#This Row],[Month]])*(NQC[Unit Category]=\"Storage\"),0))\n    )\n)","v":31601.762041916125},{"$f":"StorageAllocation[[#This Row],[Supply Without Storage (MW)]]+StorageAllocation[[#This Row],[Storage (MW)]]","v":38391.671593855193},{"$f":"StorageAllocation[[#This Row],[Adjusted Supply (MW)]]/StorageAllocation[[#This Row],[Managed Load + NOU (MW)]]-1","v":0.29356351608393783}]
[null,null,null,null,null,null,null,null,null,null,null,null,null,2,5,{"$f":"INDEX(ManagedLoad[Total],MATCH(1,(ManagedLoad[Month]=StorageAllocation[[#This Row],[Month]])*(ManagedLoad[Hour Ending]=StorageAllocation[[#This Row],[Hour Ending]]),0))","v":30151},{"$f":"StorageAllocation[[#This Row],[Managed Load + NOU (MW)]]*(1+_xlfn.XLOOKUP(StorageAllocation[[#This Row],[Month]],PRM[Month],PRM[Planning Reserve Margin],0,0))","v":38139.412238444937},{"$f":"SUM(_xlfn._xlws.FILTER(Supply[Supply],(Supply[Month]=StorageAllocation[[#This Row],[Month]])*(Supply[Unit Category]<>\"Storage\")*(Supply[Hour Ending]=StorageAllocation[[#This Row],[Hour Ending]])=1,0))","v":38283.408294552843},{"$f":"StorageAllocation[[#This Row],[Supply Without Storage (MW)]]-StorageAllocation[[#This Row],[Total Load with PRM (MW)]]","v":143.99605610790604},{"$f":"MAX(-StorageAllocation[[#This Row],[Excess Capacity (MW)]],0)","v":0},{"$f":"_xlfn.IFS(\n    StorageAllocation[[#This Row],[Hour Ending]]=1,\n    4*INDEX(NQC[NQC MW],MATCH(1,(NQC[Month]=StorageAllocation[[#This Row],[Month]])*(NQC[Unit Category]=\"Storage\"),0))-StorageAllocation[[#This Row],[Storage (MW)]],\n    StorageAllocation[[#This Row],[Storage (MW)]]>0,\n    OFFSET(StorageAllocation[[#This Row],[Storage SOC Day 1 (MWh)]],-1,0)-StorageAllocation[[#This Row],[Storage (MW)]],\n    TRUE,\n    MIN(\n        OFFSET(StorageAllocation[[#This Row],[Storage SOC Day 1 (MWh)]],-1,0)+0.85*INDEX(NQC[NQC MW],MATCH(1,(NQC[Month]=StorageAllocation[[#This Row],[Month]])*(NQC[Unit Category]=\"Storage\"),0)),\n        4*INDEX(NQC[NQC MW],MATCH(1,(NQC[Month]=StorageAllocation[[#This Row],[Month]])*(NQC[Unit Category]=\"Storage\"),0))\n    )\n)","v":54151.799999999988},{"$f":"_xlfn.IFS(\n    StorageAllocation[[#This Row],[Hour Ending]]=1,\n    OFFSET(StorageAllocation[[#This Row],[Storage SOC Day 1 (MWh)]],23,0)-StorageAllocation[[#This Row],[Storage (MW)]],\n    StorageAllocation[[#This Row],[Storage (MW)]]>0,\n    OFFSET(StorageAllocation[[#This Row],[Storage SOC Day 2 (MWh)]],-1,0)-StorageAllocation[[#This Row],[Storage (MW)]],\n    TRUE,\n    MIN(\n        OFFSET(StorageAllocation[[#This Row],[Storage SOC Day 2 (MWh)]],-1,0)+0.85*INDEX(NQC[NQC MW],MATCH(1,(NQC[Month]=StorageAllocation[[#This Row],[Month]])*(NQC[Unit Category]=\"Storage\"),0)),\n        4*INDEX(NQC[NQC MW],MATCH(1,(NQC[Month]=StorageAllocation[[#This Row],[Month]])*(NQC[Unit Category]=\"Storage\"),0))\n    )\n)","v":43109.019541916125},{"$f":"StorageAllocation[[#This Row],[Supply Without Storage (MW)]]+StorageAllocation[[#This Row],[Storage (MW)]]","v":38283.408294552843},{"$f":"StorageAllocation[[#This Row],[Adjusted Supply (MW)]]/StorageAllocation[[#This Row],[Managed Load + NOU (MW)]]-1","v":0.26972267236751168}]
[null,null,null,null,null,null,null,null,null,null,null,null,null,2,6,{"$f":"INDEX(ManagedLoad[Total],MATCH(1,(ManagedLoad[Month]=StorageAllocation[[#This Row],[Month]])*(ManagedLoad[Hour Ending]=StorageAllocation[[#This Row],[Hour Ending]]),0))","v":31666},{"$f":"StorageAllocation[[#This Row],[Managed Load + NOU (MW)]]*(1+_xlfn.XLOOKUP(StorageAllocation[[#This Row],[Month]],PRM[Month],PRM[Planning Reserve Margin],0,0))","v":40055.806704341398},{"$f":"SUM(_xlfn._xlws.FILTER(Supply[Supply],(Supply[Month]=StorageAllocation[[#This Row],[Month]])*(Supply[Unit Category]<>\"Storage\")*(Supply[Hour Ending]=StorageAllocation[[#This Row],[Hour Ending]])=1,0))","v":38236.368489692199},{"$f":"StorageAllocation[[#This Row],[Supply Without Storage (MW)]]-StorageAllocation[[#This Row],[Total Load with PRM (MW)]]","v":-1819.4382146491989},{"$f":"MAX(-StorageAllocation[[#This Row],[Excess Capacity (MW)]],0)","v":1819.4382146491989},{"$f":"_xlfn.IFS(\n    StorageAllocation[[#This Row],[Hour Ending]]=1,\n    4*INDEX(NQC[NQC MW],MATCH(1,(NQC[Month]=StorageAllocation[[#This Row],[Month]])*(NQC[Unit Category]=\"Storage\"),0))-StorageAllocation[[#This Row],[Storage (MW)]],\n    StorageAllocation[[#This Row],[Storage (MW)]]>0,\n    OFFSET(StorageAllocation[[#This Row],[Storage SOC Day 1 (MWh)]],-1,0)-StorageAllocation[[#This Row],[Storage (MW)]],\n    TRUE,\n    MIN(\n        OFFSET(StorageAllocation[[#This Row],[Storage SOC Day 1 (MWh)]],-1,0)+0.85*INDEX(NQC[NQC MW],MATCH(1,(NQC[Month]=StorageAllocation[[#This Row],[Month]])*(NQC[Unit Category]=\"Storage\"),0)),\n        4*INDEX(NQC[NQC MW],MATCH(1,(NQC[Month]=StorageAllocation[[#This Row],[Month]])*(NQC[Unit Category]=\"Storage\"),0))\n    )\n)","v":52332.361785350789},{"$f":"_xlfn.IFS(\n    StorageAllocation[[#This Row],[Hour Ending]]=1,\n    OFFSET(StorageAllocation[[#This Row],[Storage SOC Day 1 (MWh)]],23,0)-StorageAllocation[[#This Row],[Storage (MW)]],\n    StorageAllocation[[#This Row],[Storage (MW)]]>0,\n    OFFSET(StorageAllocation[[#This Row],[Storage SOC Day 2 (MWh)]],-1,0)-StorageAllocation[[#This Row],[Storage (MW)]],\n    TRUE,\n    MIN(\n        OFFSET(StorageAllocation[[#This Row],[Storage SOC Day 2 (MWh)]],-1,0)+0.85*INDEX(NQC[NQC MW],MATCH(1,(NQC[Month]=StorageAllocation[[#This Row],[Month]])*(NQC[Unit Category]=\"Storage\"),0)),\n        4*INDEX(NQC[NQC MW],MATCH(1,(NQC[Month]=StorageAllocation[[#This Row],[Month]])*(NQC[Unit Category]=\"Storage\"),0))\n    )\n)","v":41289.581327266926},{"$f":"StorageAllocation[[#This Row],[Supply Without Storage (MW)]]+StorageAllocation[[#This Row],[Storage (MW)]]","v":40055.806704341398},{"$f":"StorageAllocation[[#This Row],[Adjusted Supply (MW)]]/StorageAllocation[[#This Row],[Managed Load + NOU (MW)]]-1","v":0.26494684217587938}]
[null,null,null,null,null,null,null,null,null,null,null,null,null,2,7,{"$f":"INDEX(ManagedLoad[Total],MATCH(1,(ManagedLoad[Month]=StorageAllocation[[#This Row],[Month]])*(ManagedLoad[Hour Ending]=StorageAllocation[[#This Row],[Hour Ending]]),0))","v":34201},{"$f":"StorageAllocation[[#This Row],[Managed Load + NOU (MW)]]*(1+_xlfn.XLOOKUP(StorageAllocation[[#This Row],[Month]],PRM[Month],PRM[Planning Reserve Margin],0,0))","v":43262.446949257253},{"$f":"SUM(_xlfn._xlws.FILTER(Supply[Supply],(Supply[Month]=StorageAllocation[[#This Row],[Month]])*(Supply[Unit Category]<>\"Storage\")*(Supply[Hour Ending]=StorageAllocation[[#This Row],[Hour Ending]])=1,0))","v":38385.427553041569},{"$f":"StorageAllocation[[#This Row],[Supply Without Storage (MW)]]-StorageAllocation[[#This Row],[Total Load with PRM (MW)]]","v":-4877.0193962156845},{"$f":"MAX(-StorageAllocation[[#This Row],[Excess Capacity (MW)]],0)","v":4877.0193962156845},{"$f":"_xlfn.IFS(\n    StorageAllocation[[#This Row],[Hour Ending]]=1,\n    4*INDEX(NQC[NQC MW],MATCH(1,(NQC[Month]=StorageAllocation[[#This Row],[Month]])*(NQC[Unit Category]=\"Storage\"),0))-StorageAllocation[[#This Row],[Storage (MW)]],\n    StorageAllocation[[#This Row],[Storage (MW)]]>0,\n    OFFSET(StorageAllocation[[#This Row],[Storage SOC Day 1 (MWh)]],-1,0)-StorageAllocation[[#This Row],[Storage (MW)]],\n    TRUE,\n    MIN(\n        OFFSET(StorageAllocation[[#This Row],[Storage SOC Day 1 (MWh)]],-1,0)+0.85*INDEX(NQC[NQC MW],MATCH(1,(NQC[Month]=StorageAllocation[[#This Row],[Month]])*(NQC[Unit Category]=\"Storage\"),0)),\n        4*INDEX(NQC[NQC MW],MATCH(1,(NQC[Month]=StorageAllocation[[#This Row],[Month]])*(NQC[Unit Category]=\"Storage\"),0))\n    )\n)","v":47455.342389135105},{"$f":"_xlfn.IFS(\n    StorageAllocation[[#This Row],[Hour Ending]]=1,\n    OFFSET(StorageAllocation[[#This Row],[Storage SOC Day 1 (MWh)]],23,0)-StorageAllocation[[#This Row],[Storage (MW)]],\n    StorageAllocation[[#This Row],[Storage (MW)]]>0,\n    OFFSET(StorageAllocation[[#This Row],[Storage SOC Day 2 (MWh)]],-1,0)-StorageAllocation[[#This Row],[Storage (MW)]],\n    TRUE,\n    MIN(\n        OFFSET(StorageAllocation[[#This Row],[Storage SOC Day 2 (MWh)]],-1,0)+0.85*INDEX(NQC[NQC MW],MATCH(1,(NQC[Month]=StorageAllocation[[#This Row],[Month]])*(NQC[Unit Category]=\"Storage\"),0)),\n        4*INDEX(NQC[NQC MW],MATCH(1,(NQC[Month]=StorageAllocation[[#This Row],[Month]])*(NQC[Unit Category]=\"Storage\"),0))\n    )\n)","v":36412.561931051241},{"$f":"StorageAllocation[[#This Row],[Supply Without Storage (MW)]]+StorageAllocation[[#This Row],[Storage (MW)]]","v":43262.446949257253},{"$f":"StorageAllocation[[#This Row],[Adjusted Supply (MW)]]/StorageAllocation[[#This Row],[Managed Load + NOU (MW)]]-1","v":0.26494684217587938}]
[null,null,null,null,null,null,null,null,null,null,null,null,null,2,8,{"$f":"INDEX(ManagedLoad[Total],MATCH(1,(ManagedLoad[Month]=StorageAllocation[[#This Row],[Month]])*(ManagedLoad[Hour Ending]=StorageAllocation[[#This Row],[Hour Ending]]),0))","v":35355},{"$f":"StorageAllocation[[#This Row],[Managed Load + NOU (MW)]]*(1+_xlfn.XLOOKUP(StorageAllocation[[#This Row],[Month]],PRM[Month],PRM[Planning Reserve Margin],0,0))","v":44722.195605128218},{"$f":"SUM(_xlfn._xlws.FILTER(Supply[Supply],(Supply[Month]=StorageAllocation[[#This Row],[Month]])*(Supply[Unit Category]<>\"Storage\")*(Supply[Hour Ending]=StorageAllocation[[#This Row],[Hour Ending]])=1,0))","v":42831.406174076976},{"$f":"StorageAllocation[[#This Row],[Supply Without Storage (MW)]]-StorageAllocation[[#This Row],[Total Load with PRM (MW)]]","v":-1890.789431051242},{"$f":"MAX(-StorageAllocation[[#This Row],[Excess Capacity (MW)]],0)","v":1890.789431051242},{"$f":"_xlfn.IFS(\n    StorageAllocation[[#This Row],[Hour Ending]]=1,\n    4*INDEX(NQC[NQC MW],MATCH(1,(NQC[Month]=StorageAllocation[[#This Row],[Month]])*(NQC[Unit Category]=\"Storage\"),0))-StorageAllocation[[#This Row],[Storage (MW)]],\n    StorageAllocation[[#This Row],[Storage (MW)]]>0,\n    OFFSET(StorageAllocation[[#This Row],[Storage SOC Day 1 (MWh)]],-1,0)-StorageAllocation[[#This Row],[Storage (MW)]],\n    TRUE,\n    MIN(\n        OFFSET(StorageAllocation[[#This Row],[Storage SOC Day 1 (MWh)]],-1,0)+0.85*INDEX(NQC[NQC MW],MATCH(1,(NQC[Month]=StorageAllocation[[#This Row],[Month]])*(NQC[Unit Category]=\"Storage\"),0)),\n        4*INDEX(NQC[NQC MW],MATCH(1,(NQC[Month]=StorageAllocation[[#This Row],[Month]])*(NQC[Unit Category]=\"Storage\"),0))\n    )\n)","v":45564.552958083863},{"$f":"_xlfn.IFS(\n    StorageAllocation[[#This Row],[Hour Ending]]=1,\n    OFFSET(StorageAllocation[[#This Row],[Storage SOC Day 1 (MWh)]],23,0)-StorageAllocation[[#This Row],[Storage (MW)]],\n    StorageAllocation[[#This Row],[Storage (MW)]]>0,\n    OFFSET(StorageAllocation[[#This Row],[Storage SOC Day 2 (MWh)]],-1,0)-StorageAllocation[[#This Row],[Storage (MW)]],\n    TRUE,\n    MIN(\n        OFFSET(StorageAllocation[[#This Row],[Storage SOC Day 2 (MWh)]],-1,0)+0.85*INDEX(NQC[NQC MW],MATCH(1,(NQC[Month]=StorageAllocation[[#This Row],[Month]])*(NQC[Unit Category]=\"Storage\"),0)),\n        4*INDEX(NQC[NQC MW],MATCH(1,(NQC[Month]=StorageAllocation[[#This Row],[Month]])*(NQC[Unit Category]=\"Storage\"),0))\n    )\n)","v":34521.772499999999},{"$f":"StorageAllocation[[#This Row],[Supply Without Storage (MW)]]+StorageAllocation[[#This Row],[Storage (MW)]]","v":44722.195605128218},{"$f":"StorageAllocation[[#This Row],[Adjusted Supply (MW)]]/StorageAllocation[[#This Row],[Managed Load + NOU (MW)]]-1","v":0.26494684217587938}]
[null,null,null,null,null,null,null,null,null,null,null,null,null,2,9,{"$f":"INDEX(ManagedLoad[Total],MATCH(1,(ManagedLoad[Month]=StorageAllocation[[#This Row],[Month]])*(ManagedLoad[Hour Ending]=StorageAllocation[[#This Row],[Hour Ending]]),0))","v":34284},{"$f":"StorageAllocation[[#This Row],[Managed Load + NOU (MW)]]*(1+_xlfn.XLOOKUP(StorageAllocation[[#This Row],[Month]],PRM[Month],PRM[Planning Reserve Margin],0,0))","v":43367.43753715785},{"$f":"SUM(_xlfn._xlws.FILTER(Supply[Supply],(Supply[Month]=StorageAllocation[[#This Row],[Month]])*(Supply[Unit Category]<>\"Storage\")*(Supply[Hour Ending]=StorageAllocation[[#This Row],[Hour Ending]])=1,0))","v":50839.542894052305},{"$f":"StorageAllocation[[#This Row],[Supply Without Storage (MW)]]-StorageAllocation[[#This Row],[Total Load with PRM (MW)]]","v":7472.1053568944553},{"$f":"MAX(-StorageAllocation[[#This Row],[Excess Capacity (MW)]],0)","v":0},{"$f":"_xlfn.IFS(\n    StorageAllocation[[#This Row],[Hour Ending]]=1,\n    4*INDEX(NQC[NQC MW],MATCH(1,(NQC[Month]=StorageAllocation[[#This Row],[Month]])*(NQC[Unit Category]=\"Storage\"),0))-StorageAllocation[[#This Row],[Storage (MW)]],\n    StorageAllocation[[#This Row],[Storage (MW)]]>0,\n    OFFSET(StorageAllocation[[#This Row],[Storage SOC Day 1 (MWh)]],-1,0)-StorageAllocation[[#This Row],[Storage (MW)]],\n    TRUE,\n    MIN(\n        OFFSET(StorageAllocation[[#This Row],[Storage SOC Day 1 (MWh)]],-1,0)+0.85*INDEX(NQC[NQC MW],MATCH(1,(NQC[Month]=StorageAllocation[[#This Row],[Month]])*(NQC[Unit Category]=\"Storage\"),0)),\n        4*INDEX(NQC[NQC MW],MATCH(1,(NQC[Month]=StorageAllocation[[#This Row],[Month]])*(NQC[Unit Category]=\"Storage\"),0))\n    )\n)","v":54151.799999999988},{"$f":"_xlfn.IFS(\n    StorageAllocation[[#This Row],[Hour Ending]]=1,\n    OFFSET(StorageAllocation[[#This Row],[Storage SOC Day 1 (MWh)]],23,0)-StorageAllocation[[#This Row],[Storage (MW)]],\n    StorageAllocation[[#This Row],[Storage (MW)]]>0,\n    OFFSET(StorageAllocation[[#This Row],[Storage SOC Day 2 (MWh)]],-1,0)-StorageAllocation[[#This Row],[Storage (MW)]],\n    TRUE,\n    MIN(\n        OFFSET(StorageAllocation[[#This Row],[Storage SOC Day 2 (MWh)]],-1,0)+0.85*INDEX(NQC[NQC MW],MATCH(1,(NQC[Month]=StorageAllocation[[#This Row],[Month]])*(NQC[Unit Category]=\"Storage\"),0)),\n        4*INDEX(NQC[NQC MW],MATCH(1,(NQC[Month]=StorageAllocation[[#This Row],[Month]])*(NQC[Unit Category]=\"Storage\"),0))\n    )\n)","v":46029.03},{"$f":"StorageAllocation[[#This Row],[Supply Without Storage (MW)]]+StorageAllocation[[#This Row],[Storage (MW)]]","v":50839.542894052305},{"$f":"StorageAllocation[[#This Row],[Adjusted Supply (MW)]]/StorageAllocation[[#This Row],[Managed Load + NOU (MW)]]-1","v":0.48289414578381473}]
[null,null,null,null,null,null,null,null,null,null,null,null,null,2,10,{"$f":"INDEX(ManagedLoad[Total],MATCH(1,(ManagedLoad[Month]=StorageAllocation[[#This Row],[Month]])*(ManagedLoad[Hour Ending]=StorageAllocation[[#This Row],[Hour Ending]]),0))","v":32311},{"$f":"StorageAllocation[[#This Row],[Managed Load + NOU (MW)]]*(1+_xlfn.XLOOKUP(StorageAllocation[[#This Row],[Month]],PRM[Month],PRM[Planning Reserve Margin],0,0))","v":40871.697417544841},{"$f":"SUM(_xlfn._xlws.FILTER(Supply[Supply],(Supply[Month]=StorageAllocation[[#This Row],[Month]])*(Supply[Unit Category]<>\"Storage\")*(Supply[Hour Ending]=StorageAllocation[[#This Row],[Hour Ending]])=1,0))","v":53005.653278374069},{"$f":"StorageAllocation[[#This Row],[Supply Without Storage (MW)]]-StorageAllocation[[#This Row],[Total Load with PRM (MW)]]","v":12133.955860829228},{"$f":"MAX(-StorageAllocation[[#This Row],[Excess Capacity (MW)]],0)","v":0},{"$f":"_xlfn.IFS(\n    StorageAllocation[[#This Row],[Hour Ending]]=1,\n    4*INDEX(NQC[NQC MW],MATCH(1,(NQC[Month]=StorageAllocation[[#This Row],[Month]])*(NQC[Unit Category]=\"Storage\"),0))-StorageAllocation[[#This Row],[Storage (MW)]],\n    StorageAllocation[[#This Row],[Storage (MW)]]>0,\n    OFFSET(StorageAllocation[[#This Row],[Storage SOC Day 1 (MWh)]],-1,0)-StorageAllocation[[#This Row],[Storage (MW)]],\n    TRUE,\n    MIN(\n        OFFSET(StorageAllocation[[#This Row],[Storage SOC Day 1 (MWh)]],-1,0)+0.85*INDEX(NQC[NQC MW],MATCH(1,(NQC[Month]=StorageAllocation[[#This Row],[Month]])*(NQC[Unit Category]=\"Storage\"),0)),\n        4*INDEX(NQC[NQC MW],MATCH(1,(NQC[Month]=StorageAllocation[[#This Row],[Month]])*(NQC[Unit Category]=\"Storage\"),0))\n    )\n)","v":54151.799999999988},{"$f":"_xlfn.IFS(\n    StorageAllocation[[#This Row],[Hour Ending]]=1,\n    OFFSET(StorageAllocation[[#This Row],[Storage SOC Day 1 (MWh)]],23,0)-StorageAllocation[[#This Row],[Storage (MW)]],\n    StorageAllocation[[#This Row],[Storage (MW)]]>0,\n    OFFSET(StorageAllocation[[#This Row],[Storage SOC Day 2 (MWh)]],-1,0)-StorageAllocation[[#This Row],[Storage (MW)]],\n    TRUE,\n    MIN(\n        OFFSET(StorageAllocation[[#This Row],[Storage SOC Day 2 (MWh)]],-1,0)+0.85*INDEX(NQC[NQC MW],MATCH(1,(NQC[Month]=StorageAllocation[[#This Row],[Month]])*(NQC[Unit Category]=\"Storage\"),0)),\n        4*INDEX(NQC[NQC MW],MATCH(1,(NQC[Month]=StorageAllocation[[#This Row],[Month]])*(NQC[Unit Category]=\"Storage\"),0))\n    )\n)","v":54151.799999999988},{"$f":"StorageAllocation[[#This Row],[Supply Without Storage (MW)]]+StorageAllocation[[#This Row],[Storage (MW)]]","v":53005.653278374069},{"$f":"StorageAllocation[[#This Row],[Adjusted Supply (MW)]]/StorageAllocation[[#This Row],[Managed Load + NOU (MW)]]-1","v":0.64048321866776226}]
[null,null,null,null,null,null,null,null,null,null,null,null,null,2,11,{"$f":"INDEX(ManagedLoad[Total],MATCH(1,(ManagedLoad[Month]=StorageAllocation[[#This Row],[Month]])*(ManagedLoad[Hour Ending]=StorageAllocation[[#This Row],[Hour Ending]]),0))","v":30480},{"$f":"StorageAllocation[[#This Row],[Managed Load + NOU (MW)]]*(1+_xlfn.XLOOKUP(StorageAllocation[[#This Row],[Month]],PRM[Month],PRM[Planning Reserve Margin],0,0))","v":38555.579749520803},{"$f":"SUM(_xlfn._xlws.FILTER(Supply[Supply],(Supply[Month]=StorageAllocation[[#This Row],[Month]])*(Supply[Unit Category]<>\"Storage\")*(Supply[Hour Ending]=StorageAllocation[[#This Row],[Hour Ending]])=1,0))","v":53396.477326281958},{"$f":"StorageAllocation[[#This Row],[Supply Without Storage (MW)]]-StorageAllocation[[#This Row],[Total Load with PRM (MW)]]","v":14840.897576761156},{"$f":"MAX(-StorageAllocation[[#This Row],[Excess Capacity (MW)]],0)","v":0},{"$f":"_xlfn.IFS(\n    StorageAllocation[[#This Row],[Hour Ending]]=1,\n    4*INDEX(NQC[NQC MW],MATCH(1,(NQC[Month]=StorageAllocation[[#This Row],[Month]])*(NQC[Unit Category]=\"Storage\"),0))-StorageAllocation[[#This Row],[Storage (MW)]],\n    StorageAllocation[[#This Row],[Storage (MW)]]>0,\n    OFFSET(StorageAllocation[[#This Row],[Storage SOC Day 1 (MWh)]],-1,0)-StorageAllocation[[#This Row],[Storage (MW)]],\n    TRUE,\n    MIN(\n        OFFSET(StorageAllocation[[#This Row],[Storage SOC Day 1 (MWh)]],-1,0)+0.85*INDEX(NQC[NQC MW],MATCH(1,(NQC[Month]=StorageAllocation[[#This Row],[Month]])*(NQC[Unit Category]=\"Storage\"),0)),\n        4*INDEX(NQC[NQC MW],MATCH(1,(NQC[Month]=StorageAllocation[[#This Row],[Month]])*(NQC[Unit Category]=\"Storage\"),0))\n    )\n)","v":54151.799999999988},{"$f":"_xlfn.IFS(\n    StorageAllocation[[#This Row],[Hour Ending]]=1,\n    OFFSET(StorageAllocation[[#This Row],[Storage SOC Day 1 (MWh)]],23,0)-StorageAllocation[[#This Row],[Storage (MW)]],\n    StorageAllocation[[#This Row],[Storage (MW)]]>0,\n    OFFSET(StorageAllocation[[#This Row],[Storage SOC Day 2 (MWh)]],-1,0)-StorageAllocation[[#This Row],[Storage (MW)]],\n    TRUE,\n    MIN(\n        OFFSET(StorageAllocation[[#This Row],[Storage SOC Day 2 (MWh)]],-1,0)+0.85*INDEX(NQC[NQC MW],MATCH(1,(NQC[Month]=StorageAllocation[[#This Row],[Month]])*(NQC[Unit Category]=\"Storage\"),0)),\n        4*INDEX(NQC[NQC MW],MATCH(1,(NQC[Month]=StorageAllocation[[#This Row],[Month]])*(NQC[Unit Category]=\"Storage\"),0))\n    )\n)","v":54151.799999999988},{"$f":"StorageAllocation[[#This Row],[Supply Without Storage (MW)]]+StorageAllocation[[#This Row],[Storage (MW)]]","v":53396.477326281958},{"$f":"StorageAllocation[[#This Row],[Adjusted Supply (MW)]]/StorageAllocation[[#This Row],[Managed Load + NOU (MW)]]-1","v":0.75185293065229519}]
[null,null,null,null,null,null,null,null,null,null,null,null,null,2,12,{"$f":"INDEX(ManagedLoad[Total],MATCH(1,(ManagedLoad[Month]=StorageAllocation[[#This Row],[Month]])*(ManagedLoad[Hour Ending]=StorageAllocation[[#This Row],[Hour Ending]]),0))","v":28966},{"$f":"StorageAllocation[[#This Row],[Managed Load + NOU (MW)]]*(1+_xlfn.XLOOKUP(StorageAllocation[[#This Row],[Month]],PRM[Month],PRM[Planning Reserve Margin],0,0))","v":36640.450230466522},{"$f":"SUM(_xlfn._xlws.FILTER(Supply[Supply],(Supply[Month]=StorageAllocation[[#This Row],[Month]])*(Supply[Unit Category]<>\"Storage\")*(Supply[Hour Ending]=StorageAllocation[[#This Row],[Hour Ending]])=1,0))","v":52979.571255280913},{"$f":"StorageAllocation[[#This Row],[Supply Without Storage (MW)]]-StorageAllocation[[#This Row],[Total Load with PRM (MW)]]","v":16339.121024814391},{"$f":"MAX(-StorageAllocation[[#This Row],[Excess Capacity (MW)]],0)","v":0},{"$f":"_xlfn.IFS(\n    StorageAllocation[[#This Row],[Hour Ending]]=1,\n    4*INDEX(NQC[NQC MW],MATCH(1,(NQC[Month]=StorageAllocation[[#This Row],[Month]])*(NQC[Unit Category]=\"Storage\"),0))-StorageAllocation[[#This Row],[Storage (MW)]],\n    StorageAllocation[[#This Row],[Storage (MW)]]>0,\n    OFFSET(StorageAllocation[[#This Row],[Storage SOC Day 1 (MWh)]],-1,0)-StorageAllocation[[#This Row],[Storage (MW)]],\n    TRUE,\n    MIN(\n        OFFSET(StorageAllocation[[#This Row],[Storage SOC Day 1 (MWh)]],-1,0)+0.85*INDEX(NQC[NQC MW],MATCH(1,(NQC[Month]=StorageAllocation[[#This Row],[Month]])*(NQC[Unit Category]=\"Storage\"),0)),\n        4*INDEX(NQC[NQC MW],MATCH(1,(NQC[Month]=StorageAllocation[[#This Row],[Month]])*(NQC[Unit Category]=\"Storage\"),0))\n    )\n)","v":54151.799999999988},{"$f":"_xlfn.IFS(\n    StorageAllocation[[#This Row],[Hour Ending]]=1,\n    OFFSET(StorageAllocation[[#This Row],[Storage SOC Day 1 (MWh)]],23,0)-StorageAllocation[[#This Row],[Storage (MW)]],\n    StorageAllocation[[#This Row],[Storage (MW)]]>0,\n    OFFSET(StorageAllocation[[#This Row],[Storage SOC Day 2 (MWh)]],-1,0)-StorageAllocation[[#This Row],[Storage (MW)]],\n    TRUE,\n    MIN(\n        OFFSET(StorageAllocation[[#This Row],[Storage SOC Day 2 (MWh)]],-1,0)+0.85*INDEX(NQC[NQC MW],MATCH(1,(NQC[Month]=StorageAllocation[[#This Row],[Month]])*(NQC[Unit Category]=\"Storage\"),0)),\n        4*INDEX(NQC[NQC MW],MATCH(1,(NQC[Month]=StorageAllocation[[#This Row],[Month]])*(NQC[Unit Category]=\"Storage\"),0))\n    )\n)","v":54151.799999999988},{"$f":"StorageAllocation[[#This Row],[Supply Without Storage (MW)]]+StorageAllocation[[#This Row],[Storage (MW)]]","v":52979.571255280913},{"$f":"StorageAllocation[[#This Row],[Adjusted Supply (MW)]]/StorageAllocation[[#This Row],[Managed Load + NOU (MW)]]-1","v":0.82902614290136412}]
[null,null,null,null,null,null,null,null,null,null,null,null,null,2,13,{"$f":"INDEX(ManagedLoad[Total],MATCH(1,(ManagedLoad[Month]=StorageAllocation[[#This Row],[Month]])*(ManagedLoad[Hour Ending]=StorageAllocation[[#This Row],[Hour Ending]]),0))","v":28402},{"$f":"StorageAllocation[[#This Row],[Managed Load + NOU (MW)]]*(1+_xlfn.XLOOKUP(StorageAllocation[[#This Row],[Month]],PRM[Month],PRM[Planning Reserve Margin],0,0))","v":35927.020211479328},{"$f":"SUM(_xlfn._xlws.FILTER(Supply[Supply],(Supply[Month]=StorageAllocation[[#This Row],[Month]])*(Supply[Unit Category]<>\"Storage\")*(Supply[Hour Ending]=StorageAllocation[[#This Row],[Hour Ending]])=1,0))","v":52698.743384921036},{"$f":"StorageAllocation[[#This Row],[Supply Without Storage (MW)]]-StorageAllocation[[#This Row],[Total Load with PRM (MW)]]","v":16771.723173441707},{"$f":"MAX(-StorageAllocation[[#This Row],[Excess Capacity (MW)]],0)","v":0},{"$f":"_xlfn.IFS(\n    StorageAllocation[[#This Row],[Hour Ending]]=1,\n    4*INDEX(NQC[NQC MW],MATCH(1,(NQC[Month]=StorageAllocation[[#This Row],[Month]])*(NQC[Unit Category]=\"Storage\"),0))-StorageAllocation[[#This Row],[Storage (MW)]],\n    StorageAllocation[[#This Row],[Storage (MW)]]>0,\n    OFFSET(StorageAllocation[[#This Row],[Storage SOC Day 1 (MWh)]],-1,0)-StorageAllocation[[#This Row],[Storage (MW)]],\n    TRUE,\n    MIN(\n        OFFSET(StorageAllocation[[#This Row],[Storage SOC Day 1 (MWh)]],-1,0)+0.85*INDEX(NQC[NQC MW],MATCH(1,(NQC[Month]=StorageAllocation[[#This Row],[Month]])*(NQC[Unit Category]=\"Storage\"),0)),\n        4*INDEX(NQC[NQC MW],MATCH(1,(NQC[Month]=StorageAllocation[[#This Row],[Month]])*(NQC[Unit Category]=\"Storage\"),0))\n    )\n)","v":54151.799999999988},{"$f":"_xlfn.IFS(\n    StorageAllocation[[#This Row],[Hour Ending]]=1,\n    OFFSET(StorageAllocation[[#This Row],[Storage SOC Day 1 (MWh)]],23,0)-StorageAllocation[[#This Row],[Storage (MW)]],\n    StorageAllocation[[#This Row],[Storage (MW)]]>0,\n    OFFSET(StorageAllocation[[#This Row],[Storage SOC Day 2 (MWh)]],-1,0)-StorageAllocation[[#This Row],[Storage (MW)]],\n    TRUE,\n    MIN(\n        OFFSET(StorageAllocation[[#This Row],[Storage SOC Day 2 (MWh)]],-1,0)+0.85*INDEX(NQC[NQC MW],MATCH(1,(NQC[Month]=StorageAllocation[[#This Row],[Month]])*(NQC[Unit Category]=\"Storage\"),0)),\n        4*INDEX(NQC[NQC MW],MATCH(1,(NQC[Month]=StorageAllocation[[#This Row],[Month]])*(NQC[Unit Category]=\"Storage\"),0))\n    )\n)","v":54151.799999999988},{"$f":"StorageAllocation[[#This Row],[Supply Without Storage (MW)]]+StorageAllocation[[#This Row],[Storage (MW)]]","v":52698.743384921036},{"$f":"StorageAllocation[[#This Row],[Adjusted Supply (MW)]]/StorageAllocation[[#This Row],[Managed Load + NOU (MW)]]-1","v":0.85545888968808659}]
[null,null,null,null,null,null,null,null,null,null,null,null,null,2,14,{"$f":"INDEX(ManagedLoad[Total],MATCH(1,(ManagedLoad[Month]=StorageAllocation[[#This Row],[Month]])*(ManagedLoad[Hour Ending]=StorageAllocation[[#This Row],[Hour Ending]]),0))","v":28624},{"$f":"StorageAllocation[[#This Row],[Managed Load + NOU (MW)]]*(1+_xlfn.XLOOKUP(StorageAllocation[[#This Row],[Month]],PRM[Month],PRM[Planning Reserve Margin],0,0))","v":36207.838410442375},{"$f":"SUM(_xlfn._xlws.FILTER(Supply[Supply],(Supply[Month]=StorageAllocation[[#This Row],[Month]])*(Supply[Unit Category]<>\"Storage\")*(Supply[Hour Ending]=StorageAllocation[[#This Row],[Hour Ending]])=1,0))","v":52280.344922413722},{"$f":"StorageAllocation[[#This Row],[Supply Without Storage (MW)]]-StorageAllocation[[#This Row],[Total Load with PRM (MW)]]","v":16072.506511971347},{"$f":"MAX(-StorageAllocation[[#This Row],[Excess Capacity (MW)]],0)","v":0},{"$f":"_xlfn.IFS(\n    StorageAllocation[[#This Row],[Hour Ending]]=1,\n    4*INDEX(NQC[NQC MW],MATCH(1,(NQC[Month]=StorageAllocation[[#This Row],[Month]])*(NQC[Unit Category]=\"Storage\"),0))-StorageAllocation[[#This Row],[Storage (MW)]],\n    StorageAllocation[[#This Row],[Storage (MW)]]>0,\n    OFFSET(StorageAllocation[[#This Row],[Storage SOC Day 1 (MWh)]],-1,0)-StorageAllocation[[#This Row],[Storage (MW)]],\n    TRUE,\n    MIN(\n        OFFSET(StorageAllocation[[#This Row],[Storage SOC Day 1 (MWh)]],-1,0)+0.85*INDEX(NQC[NQC MW],MATCH(1,(NQC[Month]=StorageAllocation[[#This Row],[Month]])*(NQC[Unit Category]=\"Storage\"),0)),\n        4*INDEX(NQC[NQC MW],MATCH(1,(NQC[Month]=StorageAllocation[[#This Row],[Month]])*(NQC[Unit Category]=\"Storage\"),0))\n    )\n)","v":54151.799999999988},{"$f":"_xlfn.IFS(\n    StorageAllocation[[#This Row],[Hour Ending]]=1,\n    OFFSET(StorageAllocation[[#This Row],[Storage SOC Day 1 (MWh)]],23,0)-StorageAllocation[[#This Row],[Storage (MW)]],\n    StorageAllocation[[#This Row],[Storage (MW)]]>0,\n    OFFSET(StorageAllocation[[#This Row],[Storage SOC Day 2 (MWh)]],-1,0)-StorageAllocation[[#This Row],[Storage (MW)]],\n    TRUE,\n    MIN(\n        OFFSET(StorageAllocation[[#This Row],[Storage SOC Day 2 (MWh)]],-1,0)+0.85*INDEX(NQC[NQC MW],MATCH(1,(NQC[Month]=StorageAllocation[[#This Row],[Month]])*(NQC[Unit Category]=\"Storage\"),0)),\n        4*INDEX(NQC[NQC MW],MATCH(1,(NQC[Month]=StorageAllocation[[#This Row],[Month]])*(NQC[Unit Category]=\"Storage\"),0))\n    )\n)","v":54151.799999999988},{"$f":"StorageAllocation[[#This Row],[Supply Without Storage (MW)]]+StorageAllocation[[#This Row],[Storage (MW)]]","v":52280.344922413722},{"$f":"StorageAllocation[[#This Row],[Adjusted Supply (MW)]]/StorageAllocation[[#This Row],[Managed Load + NOU (MW)]]-1","v":0.82645140170534237}]
[null,null,null,null,null,null,null,null,null,null,null,null,null,2,15,{"$f":"INDEX(ManagedLoad[Total],MATCH(1,(ManagedLoad[Month]=StorageAllocation[[#This Row],[Month]])*(ManagedLoad[Hour Ending]=StorageAllocation[[#This Row],[Hour Ending]]),0))","v":29593},{"$f":"StorageAllocation[[#This Row],[Managed Load + NOU (MW)]]*(1+_xlfn.XLOOKUP(StorageAllocation[[#This Row],[Month]],PRM[Month],PRM[Planning Reserve Margin],0,0))","v":37433.571900510797},{"$f":"SUM(_xlfn._xlws.FILTER(Supply[Supply],(Supply[Month]=StorageAllocation[[#This Row],[Month]])*(Supply[Unit Category]<>\"Storage\")*(Supply[Hour Ending]=StorageAllocation[[#This Row],[Hour Ending]])=1,0))","v":52031.999569374268},{"$f":"StorageAllocation[[#This Row],[Supply Without Storage (MW)]]-StorageAllocation[[#This Row],[Total Load with PRM (MW)]]","v":14598.427668863471},{"$f":"MAX(-StorageAllocation[[#This Row],[Excess Capacity (MW)]],0)","v":0},{"$f":"_xlfn.IFS(\n    StorageAllocation[[#This Row],[Hour Ending]]=1,\n    4*INDEX(NQC[NQC MW],MATCH(1,(NQC[Month]=StorageAllocation[[#This Row],[Month]])*(NQC[Unit Category]=\"Storage\"),0))-StorageAllocation[[#This Row],[Storage (MW)]],\n    StorageAllocation[[#This Row],[Storage (MW)]]>0,\n    OFFSET(StorageAllocation[[#This Row],[Storage SOC Day 1 (MWh)]],-1,0)-StorageAllocation[[#This Row],[Storage (MW)]],\n    TRUE,\n    MIN(\n        OFFSET(StorageAllocation[[#This Row],[Storage SOC Day 1 (MWh)]],-1,0)+0.85*INDEX(NQC[NQC MW],MATCH(1,(NQC[Month]=StorageAllocation[[#This Row],[Month]])*(NQC[Unit Category]=\"Storage\"),0)),\n        4*INDEX(NQC[NQC MW],MATCH(1,(NQC[Month]=StorageAllocation[[#This Row],[Month]])*(NQC[Unit Category]=\"Storage\"),0))\n    )\n)","v":54151.799999999988},{"$f":"_xlfn.IFS(\n    StorageAllocation[[#This Row],[Hour Ending]]=1,\n    OFFSET(StorageAllocation[[#This Row],[Storage SOC Day 1 (MWh)]],23,0)-StorageAllocation[[#This Row],[Storage (MW)]],\n    StorageAllocation[[#This Row],[Storage (MW)]]>0,\n    OFFSET(StorageAllocation[[#This Row],[Storage SOC Day 2 (MWh)]],-1,0)-StorageAllocation[[#This Row],[Storage (MW)]],\n    TRUE,\n    MIN(\n        OFFSET(StorageAllocation[[#This Row],[Storage SOC Day 2 (MWh)]],-1,0)+0.85*INDEX(NQC[NQC MW],MATCH(1,(NQC[Month]=StorageAllocation[[#This Row],[Month]])*(NQC[Unit Category]=\"Storage\"),0)),\n        4*INDEX(NQC[NQC MW],MATCH(1,(NQC[Month]=StorageAllocation[[#This Row],[Month]])*(NQC[Unit Category]=\"Storage\"),0))\n    )\n)","v":54151.799999999988},{"$f":"StorageAllocation[[#This Row],[Supply Without Storage (MW)]]+StorageAllocation[[#This Row],[Storage (MW)]]","v":52031.999569374268},{"$f":"StorageAllocation[[#This Row],[Adjusted Supply (MW)]]/StorageAllocation[[#This Row],[Managed Load + NOU (MW)]]-1","v":0.75825362651215711}]
[null,null,null,null,null,null,null,null,null,null,null,null,null,2,16,{"$f":"INDEX(ManagedLoad[Total],MATCH(1,(ManagedLoad[Month]=StorageAllocation[[#This Row],[Month]])*(ManagedLoad[Hour Ending]=StorageAllocation[[#This Row],[Hour Ending]]),0))","v":31394},{"$f":"StorageAllocation[[#This Row],[Managed Load + NOU (MW)]]*(1+_xlfn.XLOOKUP(StorageAllocation[[#This Row],[Month]],PRM[Month],PRM[Planning Reserve Margin],0,0))","v":39711.741163269558},{"$f":"SUM(_xlfn._xlws.FILTER(Supply[Supply],(Supply[Month]=StorageAllocation[[#This Row],[Month]])*(Supply[Unit Category]<>\"Storage\")*(Supply[Hour Ending]=StorageAllocation[[#This Row],[Hour Ending]])=1,0))","v":49986.485109186186},{"$f":"StorageAllocation[[#This Row],[Supply Without Storage (MW)]]-StorageAllocation[[#This Row],[Total Load with PRM (MW)]]","v":10274.743945916627},{"$f":"MAX(-StorageAllocation[[#This Row],[Excess Capacity (MW)]],0)","v":0},{"$f":"_xlfn.IFS(\n    StorageAllocation[[#This Row],[Hour Ending]]=1,\n    4*INDEX(NQC[NQC MW],MATCH(1,(NQC[Month]=StorageAllocation[[#This Row],[Month]])*(NQC[Unit Category]=\"Storage\"),0))-StorageAllocation[[#This Row],[Storage (MW)]],\n    StorageAllocation[[#This Row],[Storage (MW)]]>0,\n    OFFSET(StorageAllocation[[#This Row],[Storage SOC Day 1 (MWh)]],-1,0)-StorageAllocation[[#This Row],[Storage (MW)]],\n    TRUE,\n    MIN(\n        OFFSET(StorageAllocation[[#This Row],[Storage SOC Day 1 (MWh)]],-1,0)+0.85*INDEX(NQC[NQC MW],MATCH(1,(NQC[Month]=StorageAllocation[[#This Row],[Month]])*(NQC[Unit Category]=\"Storage\"),0)),\n        4*INDEX(NQC[NQC MW],MATCH(1,(NQC[Month]=StorageAllocation[[#This Row],[Month]])*(NQC[Unit Category]=\"Storage\"),0))\n    )\n)","v":54151.799999999988},{"$f":"_xlfn.IFS(\n    StorageAllocation[[#This Row],[Hour Ending]]=1,\n    OFFSET(StorageAllocation[[#This Row],[Storage SOC Day 1 (MWh)]],23,0)-StorageAllocation[[#This Row],[Storage (MW)]],\n    StorageAllocation[[#This Row],[Storage (MW)]]>0,\n    OFFSET(StorageAllocation[[#This Row],[Storage SOC Day 2 (MWh)]],-1,0)-StorageAllocation[[#This Row],[Storage (MW)]],\n    TRUE,\n    MIN(\n        OFFSET(StorageAllocation[[#This Row],[Storage SOC Day 2 (MWh)]],-1,0)+0.85*INDEX(NQC[NQC MW],MATCH(1,(NQC[Month]=StorageAllocation[[#This Row],[Month]])*(NQC[Unit Category]=\"Storage\"),0)),\n        4*INDEX(NQC[NQC MW],MATCH(1,(NQC[Month]=StorageAllocation[[#This Row],[Month]])*(NQC[Unit Category]=\"Storage\"),0))\n    )\n)","v":54151.799999999988},{"$f":"StorageAllocation[[#This Row],[Supply Without Storage (MW)]]+StorageAllocation[[#This Row],[Storage (MW)]]","v":49986.485109186186},{"$f":"StorageAllocation[[#This Row],[Adjusted Supply (MW)]]/StorageAllocation[[#This Row],[Managed Load + NOU (MW)]]-1","v":0.59223052523368103}]
[null,null,null,null,null,null,null,null,null,null,null,null,null,2,17,{"$f":"INDEX(ManagedLoad[Total],MATCH(1,(ManagedLoad[Month]=StorageAllocation[[#This Row],[Month]])*(ManagedLoad[Hour Ending]=StorageAllocation[[#This Row],[Hour Ending]]),0))","v":33722},{"$f":"StorageAllocation[[#This Row],[Managed Load + NOU (MW)]]*(1+_xlfn.XLOOKUP(StorageAllocation[[#This Row],[Month]],PRM[Month],PRM[Planning Reserve Margin],0,0))","v":42656.537411855003},{"$f":"SUM(_xlfn._xlws.FILTER(Supply[Supply],(Supply[Month]=StorageAllocation[[#This Row],[Month]])*(Supply[Unit Category]<>\"Storage\")*(Supply[Hour Ending]=StorageAllocation[[#This Row],[Hour Ending]])=1,0))","v":45441.44283231414},{"$f":"StorageAllocation[[#This Row],[Supply Without Storage (MW)]]-StorageAllocation[[#This Row],[Total Load with PRM (MW)]]","v":2784.9054204591375},{"$f":"MAX(-StorageAllocation[[#This Row],[Excess Capacity (MW)]],0)","v":0},{"$f":"_xlfn.IFS(\n    StorageAllocation[[#This Row],[Hour Ending]]=1,\n    4*INDEX(NQC[NQC MW],MATCH(1,(NQC[Month]=StorageAllocation[[#This Row],[Month]])*(NQC[Unit Category]=\"Storage\"),0))-StorageAllocation[[#This Row],[Storage (MW)]],\n    StorageAllocation[[#This Row],[Storage (MW)]]>0,\n    OFFSET(StorageAllocation[[#This Row],[Storage SOC Day 1 (MWh)]],-1,0)-StorageAllocation[[#This Row],[Storage (MW)]],\n    TRUE,\n    MIN(\n        OFFSET(StorageAllocation[[#This Row],[Storage SOC Day 1 (MWh)]],-1,0)+0.85*INDEX(NQC[NQC MW],MATCH(1,(NQC[Month]=StorageAllocation[[#This Row],[Month]])*(NQC[Unit Category]=\"Storage\"),0)),\n        4*INDEX(NQC[NQC MW],MATCH(1,(NQC[Month]=StorageAllocation[[#This Row],[Month]])*(NQC[Unit Category]=\"Storage\"),0))\n    )\n)","v":54151.799999999988},{"$f":"_xlfn.IFS(\n    StorageAllocation[[#This Row],[Hour Ending]]=1,\n    OFFSET(StorageAllocation[[#This Row],[Storage SOC Day 1 (MWh)]],23,0)-StorageAllocation[[#This Row],[Storage (MW)]],\n    StorageAllocation[[#This Row],[Storage (MW)]]>0,\n    OFFSET(StorageAllocation[[#This Row],[Storage SOC Day 2 (MWh)]],-1,0)-StorageAllocation[[#This Row],[Storage (MW)]],\n    TRUE,\n    MIN(\n        OFFSET(StorageAllocation[[#This Row],[Storage SOC Day 2 (MWh)]],-1,0)+0.85*INDEX(NQC[NQC MW],MATCH(1,(NQC[Month]=StorageAllocation[[#This Row],[Month]])*(NQC[Unit Category]=\"Storage\"),0)),\n        4*INDEX(NQC[NQC MW],MATCH(1,(NQC[Month]=StorageAllocation[[#This Row],[Month]])*(NQC[Unit Category]=\"Storage\"),0))\n    )\n)","v":54151.799999999988},{"$f":"StorageAllocation[[#This Row],[Supply Without Storage (MW)]]+StorageAllocation[[#This Row],[Storage (MW)]]","v":45441.44283231414},{"$f":"StorageAllocation[[#This Row],[Adjusted Supply (MW)]]/StorageAllocation[[#This Row],[Managed Load + NOU (MW)]]-1","v":0.34753107266218319}]
[null,null,null,null,null,null,null,null,null,null,null,null,null,2,18,{"$f":"INDEX(ManagedLoad[Total],MATCH(1,(ManagedLoad[Month]=StorageAllocation[[#This Row],[Month]])*(ManagedLoad[Hour Ending]=StorageAllocation[[#This Row],[Hour Ending]]),0))","v":36327},{"$f":"StorageAllocation[[#This Row],[Managed Load + NOU (MW)]]*(1+_xlfn.XLOOKUP(StorageAllocation[[#This Row],[Month]],PRM[Month],PRM[Planning Reserve Margin],0,0))","v":45951.723935723174},{"$f":"SUM(_xlfn._xlws.FILTER(Supply[Supply],(Supply[Month]=StorageAllocation[[#This Row],[Month]])*(Supply[Unit Category]<>\"Storage\")*(Supply[Hour Ending]=StorageAllocation[[#This Row],[Hour Ending]])=1,0))","v":40266.583970658532},{"$f":"StorageAllocation[[#This Row],[Supply Without Storage (MW)]]-StorageAllocation[[#This Row],[Total Load with PRM (MW)]]","v":-5685.1399650646417},{"$f":"MAX(-StorageAllocation[[#This Row],[Excess Capacity (MW)]],0)","v":5685.1399650646417},{"$f":"_xlfn.IFS(\n    StorageAllocation[[#This Row],[Hour Ending]]=1,\n    4*INDEX(NQC[NQC MW],MATCH(1,(NQC[Month]=StorageAllocation[[#This Row],[Month]])*(NQC[Unit Category]=\"Storage\"),0))-StorageAllocation[[#This Row],[Storage (MW)]],\n    StorageAllocation[[#This Row],[Storage (MW)]]>0,\n    OFFSET(StorageAllocation[[#This Row],[Storage SOC Day 1 (MWh)]],-1,0)-StorageAllocation[[#This Row],[Storage (MW)]],\n    TRUE,\n    MIN(\n        OFFSET(StorageAllocation[[#This Row],[Storage SOC Day 1 (MWh)]],-1,0)+0.85*INDEX(NQC[NQC MW],MATCH(1,(NQC[Month]=StorageAllocation[[#This Row],[Month]])*(NQC[Unit Category]=\"Storage\"),0)),\n        4*INDEX(NQC[NQC MW],MATCH(1,(NQC[Month]=StorageAllocation[[#This Row],[Month]])*(NQC[Unit Category]=\"Storage\"),0))\n    )\n)","v":48466.660034935347},{"$f":"_xlfn.IFS(\n    StorageAllocation[[#This Row],[Hour Ending]]=1,\n    OFFSET(StorageAllocation[[#This Row],[Storage SOC Day 1 (MWh)]],23,0)-StorageAllocation[[#This Row],[Storage (MW)]],\n    StorageAllocation[[#This Row],[Storage (MW)]]>0,\n    OFFSET(StorageAllocation[[#This Row],[Storage SOC Day 2 (MWh)]],-1,0)-StorageAllocation[[#This Row],[Storage (MW)]],\n    TRUE,\n    MIN(\n        OFFSET(StorageAllocation[[#This Row],[Storage SOC Day 2 (MWh)]],-1,0)+0.85*INDEX(NQC[NQC MW],MATCH(1,(NQC[Month]=StorageAllocation[[#This Row],[Month]])*(NQC[Unit Category]=\"Storage\"),0)),\n        4*INDEX(NQC[NQC MW],MATCH(1,(NQC[Month]=StorageAllocation[[#This Row],[Month]])*(NQC[Unit Category]=\"Storage\"),0))\n    )\n)","v":48466.660034935347},{"$f":"StorageAllocation[[#This Row],[Supply Without Storage (MW)]]+StorageAllocation[[#This Row],[Storage (MW)]]","v":45951.723935723174},{"$f":"StorageAllocation[[#This Row],[Adjusted Supply (MW)]]/StorageAllocation[[#This Row],[Managed Load + NOU (MW)]]-1","v":0.26494684217587938}]
[null,null,null,null,null,null,null,null,null,null,null,null,null,2,19,{"$f":"INDEX(ManagedLoad[Total],MATCH(1,(ManagedLoad[Month]=StorageAllocation[[#This Row],[Month]])*(ManagedLoad[Hour Ending]=StorageAllocation[[#This Row],[Hour Ending]]),0))","v":37539},{"$f":"StorageAllocation[[#This Row],[Managed Load + NOU (MW)]]*(1+_xlfn.XLOOKUP(StorageAllocation[[#This Row],[Month]],PRM[Month],PRM[Planning Reserve Margin],0,0))","v":47484.839508440338},{"$f":"SUM(_xlfn._xlws.FILTER(Supply[Supply],(Supply[Month]=StorageAllocation[[#This Row],[Month]])*(Supply[Unit Category]<>\"Storage\")*(Supply[Hour Ending]=StorageAllocation[[#This Row],[Hour Ending]])=1,0))","v":39800.019296124701},{"$f":"StorageAllocation[[#This Row],[Supply Without Storage (MW)]]-StorageAllocation[[#This Row],[Total Load with PRM (MW)]]","v":-7684.820212315637},{"$f":"MAX(-StorageAllocation[[#This Row],[Excess Capacity (MW)]],0)","v":7684.820212315637},{"$f":"_xlfn.IFS(\n    StorageAllocation[[#This Row],[Hour Ending]]=1,\n    4*INDEX(NQC[NQC MW],MATCH(1,(NQC[Month]=StorageAllocation[[#This Row],[Month]])*(NQC[Unit Category]=\"Storage\"),0))-StorageAllocation[[#This Row],[Storage (MW)]],\n    StorageAllocation[[#This Row],[Storage (MW)]]>0,\n    OFFSET(StorageAllocation[[#This Row],[Storage SOC Day 1 (MWh)]],-1,0)-StorageAllocation[[#This Row],[Storage (MW)]],\n    TRUE,\n    MIN(\n        OFFSET(StorageAllocation[[#This Row],[Storage SOC Day 1 (MWh)]],-1,0)+0.85*INDEX(NQC[NQC MW],MATCH(1,(NQC[Month]=StorageAllocation[[#This Row],[Month]])*(NQC[Unit Category]=\"Storage\"),0)),\n        4*INDEX(NQC[NQC MW],MATCH(1,(NQC[Month]=StorageAllocation[[#This Row],[Month]])*(NQC[Unit Category]=\"Storage\"),0))\n    )\n)","v":40781.83982261971},{"$f":"_xlfn.IFS(\n    StorageAllocation[[#This Row],[Hour Ending]]=1,\n    OFFSET(StorageAllocation[[#This Row],[Storage SOC Day 1 (MWh)]],23,0)-StorageAllocation[[#This Row],[Storage (MW)]],\n    StorageAllocation[[#This Row],[Storage (MW)]]>0,\n    OFFSET(StorageAllocation[[#This Row],[Storage SOC Day 2 (MWh)]],-1,0)-StorageAllocation[[#This Row],[Storage (MW)]],\n    TRUE,\n    MIN(\n        OFFSET(StorageAllocation[[#This Row],[Storage SOC Day 2 (MWh)]],-1,0)+0.85*INDEX(NQC[NQC MW],MATCH(1,(NQC[Month]=StorageAllocation[[#This Row],[Month]])*(NQC[Unit Category]=\"Storage\"),0)),\n        4*INDEX(NQC[NQC MW],MATCH(1,(NQC[Month]=StorageAllocation[[#This Row],[Month]])*(NQC[Unit Category]=\"Storage\"),0))\n    )\n)","v":40781.83982261971},{"$f":"StorageAllocation[[#This Row],[Supply Without Storage (MW)]]+StorageAllocation[[#This Row],[Storage (MW)]]","v":47484.839508440338},{"$f":"StorageAllocation[[#This Row],[Adjusted Supply (MW)]]/StorageAllocation[[#This Row],[Managed Load + NOU (MW)]]-1","v":0.26494684217587938}]
[null,null,null,null,null,null,null,null,null,null,null,null,null,2,20,{"$f":"INDEX(ManagedLoad[Total],MATCH(1,(ManagedLoad[Month]=StorageAllocation[[#This Row],[Month]])*(ManagedLoad[Hour Ending]=StorageAllocation[[#This Row],[Hour Ending]]),0))","v":37285},{"$f":"StorageAllocation[[#This Row],[Managed Load + NOU (MW)]]*(1+_xlfn.XLOOKUP(StorageAllocation[[#This Row],[Month]],PRM[Month],PRM[Planning Reserve Margin],0,0))","v":47163.543010527661},{"$f":"SUM(_xlfn._xlws.FILTER(Supply[Supply],(Supply[Month]=StorageAllocation[[#This Row],[Month]])*(Supply[Unit Category]<>\"Storage\")*(Supply[Hour Ending]=StorageAllocation[[#This Row],[Hour Ending]])=1,0))","v":39795.475807955081},{"$f":"StorageAllocation[[#This Row],[Supply Without Storage (MW)]]-StorageAllocation[[#This Row],[Total Load with PRM (MW)]]","v":-7368.0672025725798},{"$f":"MAX(-StorageAllocation[[#This Row],[Excess Capacity (MW)]],0)","v":7368.0672025725798},{"$f":"_xlfn.IFS(\n    StorageAllocation[[#This Row],[Hour Ending]]=1,\n    4*INDEX(NQC[NQC MW],MATCH(1,(NQC[Month]=StorageAllocation[[#This Row],[Month]])*(NQC[Unit Category]=\"Storage\"),0))-StorageAllocation[[#This Row],[Storage (MW)]],\n    StorageAllocation[[#This Row],[Storage (MW)]]>0,\n    OFFSET(StorageAllocation[[#This Row],[Storage SOC Day 1 (MWh)]],-1,0)-StorageAllocation[[#This Row],[Storage (MW)]],\n    TRUE,\n    MIN(\n        OFFSET(StorageAllocation[[#This Row],[Storage SOC Day 1 (MWh)]],-1,0)+0.85*INDEX(NQC[NQC MW],MATCH(1,(NQC[Month]=StorageAllocation[[#This Row],[Month]])*(NQC[Unit Category]=\"Storage\"),0)),\n        4*INDEX(NQC[NQC MW],MATCH(1,(NQC[Month]=StorageAllocation[[#This Row],[Month]])*(NQC[Unit Category]=\"Storage\"),0))\n    )\n)","v":33413.77262004713},{"$f":"_xlfn.IFS(\n    StorageAllocation[[#This Row],[Hour Ending]]=1,\n    OFFSET(StorageAllocation[[#This Row],[Storage SOC Day 1 (MWh)]],23,0)-StorageAllocation[[#This Row],[Storage (MW)]],\n    StorageAllocation[[#This Row],[Storage (MW)]]>0,\n    OFFSET(StorageAllocation[[#This Row],[Storage SOC Day 2 (MWh)]],-1,0)-StorageAllocation[[#This Row],[Storage (MW)]],\n    TRUE,\n    MIN(\n        OFFSET(StorageAllocation[[#This Row],[Storage SOC Day 2 (MWh)]],-1,0)+0.85*INDEX(NQC[NQC MW],MATCH(1,(NQC[Month]=StorageAllocation[[#This Row],[Month]])*(NQC[Unit Category]=\"Storage\"),0)),\n        4*INDEX(NQC[NQC MW],MATCH(1,(NQC[Month]=StorageAllocation[[#This Row],[Month]])*(NQC[Unit Category]=\"Storage\"),0))\n    )\n)","v":33413.77262004713},{"$f":"StorageAllocation[[#This Row],[Supply Without Storage (MW)]]+StorageAllocation[[#This Row],[Storage (MW)]]","v":47163.543010527661},{"$f":"StorageAllocation[[#This Row],[Adjusted Supply (MW)]]/StorageAllocation[[#This Row],[Managed Load + NOU (MW)]]-1","v":0.26494684217587938}]
[null,null,null,null,null,null,null,null,null,null,null,null,null,2,21,{"$f":"INDEX(ManagedLoad[Total],MATCH(1,(ManagedLoad[Month]=StorageAllocation[[#This Row],[Month]])*(ManagedLoad[Hour Ending]=StorageAllocation[[#This Row],[Hour Ending]]),0))","v":36330},{"$f":"StorageAllocation[[#This Row],[Managed Load + NOU (MW)]]*(1+_xlfn.XLOOKUP(StorageAllocation[[#This Row],[Month]],PRM[Month],PRM[Planning Reserve Margin],0,0))","v":45955.518776249701},{"$f":"SUM(_xlfn._xlws.FILTER(Supply[Supply],(Supply[Month]=StorageAllocation[[#This Row],[Month]])*(Supply[Unit Category]<>\"Storage\")*(Supply[Hour Ending]=StorageAllocation[[#This Row],[Hour Ending]])=1,0))","v":39712.254716713913},{"$f":"StorageAllocation[[#This Row],[Supply Without Storage (MW)]]-StorageAllocation[[#This Row],[Total Load with PRM (MW)]]","v":-6243.264059535788},{"$f":"MAX(-StorageAllocation[[#This Row],[Excess Capacity (MW)]],0)","v":6243.264059535788},{"$f":"_xlfn.IFS(\n    StorageAllocation[[#This Row],[Hour Ending]]=1,\n    4*INDEX(NQC[NQC MW],MATCH(1,(NQC[Month]=StorageAllocation[[#This Row],[Month]])*(NQC[Unit Category]=\"Storage\"),0))-StorageAllocation[[#This Row],[Storage (MW)]],\n    StorageAllocation[[#This Row],[Storage (MW)]]>0,\n    OFFSET(StorageAllocation[[#This Row],[Storage SOC Day 1 (MWh)]],-1,0)-StorageAllocation[[#This Row],[Storage (MW)]],\n    TRUE,\n    MIN(\n        OFFSET(StorageAllocation[[#This Row],[Storage SOC Day 1 (MWh)]],-1,0)+0.85*INDEX(NQC[NQC MW],MATCH(1,(NQC[Month]=StorageAllocation[[#This Row],[Month]])*(NQC[Unit Category]=\"Storage\"),0)),\n        4*INDEX(NQC[NQC MW],MATCH(1,(NQC[Month]=StorageAllocation[[#This Row],[Month]])*(NQC[Unit Category]=\"Storage\"),0))\n    )\n)","v":27170.508560511342},{"$f":"_xlfn.IFS(\n    StorageAllocation[[#This Row],[Hour Ending]]=1,\n    OFFSET(StorageAllocation[[#This Row],[Storage SOC Day 1 (MWh)]],23,0)-StorageAllocation[[#This Row],[Storage (MW)]],\n    StorageAllocation[[#This Row],[Storage (MW)]]>0,\n    OFFSET(StorageAllocation[[#This Row],[Storage SOC Day 2 (MWh)]],-1,0)-StorageAllocation[[#This Row],[Storage (MW)]],\n    TRUE,\n    MIN(\n        OFFSET(StorageAllocation[[#This Row],[Storage SOC Day 2 (MWh)]],-1,0)+0.85*INDEX(NQC[NQC MW],MATCH(1,(NQC[Month]=StorageAllocation[[#This Row],[Month]])*(NQC[Unit Category]=\"Storage\"),0)),\n        4*INDEX(NQC[NQC MW],MATCH(1,(NQC[Month]=StorageAllocation[[#This Row],[Month]])*(NQC[Unit Category]=\"Storage\"),0))\n    )\n)","v":27170.508560511342},{"$f":"StorageAllocation[[#This Row],[Supply Without Storage (MW)]]+StorageAllocation[[#This Row],[Storage (MW)]]","v":45955.518776249701},{"$f":"StorageAllocation[[#This Row],[Adjusted Supply (MW)]]/StorageAllocation[[#This Row],[Managed Load + NOU (MW)]]-1","v":0.26494684217587938}]
[null,null,null,null,null,null,null,null,null,null,null,null,null,2,22,{"$f":"INDEX(ManagedLoad[Total],MATCH(1,(ManagedLoad[Month]=StorageAllocation[[#This Row],[Month]])*(ManagedLoad[Hour Ending]=StorageAllocation[[#This Row],[Hour Ending]]),0))","v":35495},{"$f":"StorageAllocation[[#This Row],[Managed Load + NOU (MW)]]*(1+_xlfn.XLOOKUP(StorageAllocation[[#This Row],[Month]],PRM[Month],PRM[Planning Reserve Margin],0,0))","v":44899.288163032841},{"$f":"SUM(_xlfn._xlws.FILTER(Supply[Supply],(Supply[Month]=StorageAllocation[[#This Row],[Month]])*(Supply[Unit Category]<>\"Storage\")*(Supply[Hour Ending]=StorageAllocation[[#This Row],[Hour Ending]])=1,0))","v":38640.267197096051},{"$f":"StorageAllocation[[#This Row],[Supply Without Storage (MW)]]-StorageAllocation[[#This Row],[Total Load with PRM (MW)]]","v":-6259.0209659367902},{"$f":"MAX(-StorageAllocation[[#This Row],[Excess Capacity (MW)]],0)","v":6259.0209659367902},{"$f":"_xlfn.IFS(\n    StorageAllocation[[#This Row],[Hour Ending]]=1,\n    4*INDEX(NQC[NQC MW],MATCH(1,(NQC[Month]=StorageAllocation[[#This Row],[Month]])*(NQC[Unit Category]=\"Storage\"),0))-StorageAllocation[[#This Row],[Storage (MW)]],\n    StorageAllocation[[#This Row],[Storage (MW)]]>0,\n    OFFSET(StorageAllocation[[#This Row],[Storage SOC Day 1 (MWh)]],-1,0)-StorageAllocation[[#This Row],[Storage (MW)]],\n    TRUE,\n    MIN(\n        OFFSET(StorageAllocation[[#This Row],[Storage SOC Day 1 (MWh)]],-1,0)+0.85*INDEX(NQC[NQC MW],MATCH(1,(NQC[Month]=StorageAllocation[[#This Row],[Month]])*(NQC[Unit Category]=\"Storage\"),0)),\n        4*INDEX(NQC[NQC MW],MATCH(1,(NQC[Month]=StorageAllocation[[#This Row],[Month]])*(NQC[Unit Category]=\"Storage\"),0))\n    )\n)","v":20911.487594574552},{"$f":"_xlfn.IFS(\n    StorageAllocation[[#This Row],[Hour Ending]]=1,\n    OFFSET(StorageAllocation[[#This Row],[Storage SOC Day 1 (MWh)]],23,0)-StorageAllocation[[#This Row],[Storage (MW)]],\n    StorageAllocation[[#This Row],[Storage (MW)]]>0,\n    OFFSET(StorageAllocation[[#This Row],[Storage SOC Day 2 (MWh)]],-1,0)-StorageAllocation[[#This Row],[Storage (MW)]],\n    TRUE,\n    MIN(\n        OFFSET(StorageAllocation[[#This Row],[Storage SOC Day 2 (MWh)]],-1,0)+0.85*INDEX(NQC[NQC MW],MATCH(1,(NQC[Month]=StorageAllocation[[#This Row],[Month]])*(NQC[Unit Category]=\"Storage\"),0)),\n        4*INDEX(NQC[NQC MW],MATCH(1,(NQC[Month]=StorageAllocation[[#This Row],[Month]])*(NQC[Unit Category]=\"Storage\"),0))\n    )\n)","v":20911.487594574552},{"$f":"StorageAllocation[[#This Row],[Supply Without Storage (MW)]]+StorageAllocation[[#This Row],[Storage (MW)]]","v":44899.288163032841},{"$f":"StorageAllocation[[#This Row],[Adjusted Supply (MW)]]/StorageAllocation[[#This Row],[Managed Load + NOU (MW)]]-1","v":0.26494684217587938}]
[null,null,null,null,null,null,null,null,null,null,null,null,null,2,23,{"$f":"INDEX(ManagedLoad[Total],MATCH(1,(ManagedLoad[Month]=StorageAllocation[[#This Row],[Month]])*(ManagedLoad[Hour Ending]=StorageAllocation[[#This Row],[Hour Ending]]),0))","v":34269},{"$f":"StorageAllocation[[#This Row],[Managed Load + NOU (MW)]]*(1+_xlfn.XLOOKUP(StorageAllocation[[#This Row],[Month]],PRM[Month],PRM[Planning Reserve Margin],0,0))","v":43348.463334525208},{"$f":"SUM(_xlfn._xlws.FILTER(Supply[Supply],(Supply[Month]=StorageAllocation[[#This Row],[Month]])*(Supply[Unit Category]<>\"Storage\")*(Supply[Hour Ending]=StorageAllocation[[#This Row],[Hour Ending]])=1,0))","v":38584.30991331672},{"$f":"StorageAllocation[[#This Row],[Supply Without Storage (MW)]]-StorageAllocation[[#This Row],[Total Load with PRM (MW)]]","v":-4764.153421208488},{"$f":"MAX(-StorageAllocation[[#This Row],[Excess Capacity (MW)]],0)","v":4764.153421208488},{"$f":"_xlfn.IFS(\n    StorageAllocation[[#This Row],[Hour Ending]]=1,\n    4*INDEX(NQC[NQC MW],MATCH(1,(NQC[Month]=StorageAllocation[[#This Row],[Month]])*(NQC[Unit Category]=\"Storage\"),0))-StorageAllocation[[#This Row],[Storage (MW)]],\n    StorageAllocation[[#This Row],[Storage (MW)]]>0,\n    OFFSET(StorageAllocation[[#This Row],[Storage SOC Day 1 (MWh)]],-1,0)-StorageAllocation[[#This Row],[Storage (MW)]],\n    TRUE,\n    MIN(\n        OFFSET(StorageAllocation[[#This Row],[Storage SOC Day 1 (MWh)]],-1,0)+0.85*INDEX(NQC[NQC MW],MATCH(1,(NQC[Month]=StorageAllocation[[#This Row],[Month]])*(NQC[Unit Category]=\"Storage\"),0)),\n        4*INDEX(NQC[NQC MW],MATCH(1,(NQC[Month]=StorageAllocation[[#This Row],[Month]])*(NQC[Unit Category]=\"Storage\"),0))\n    )\n)","v":16147.334173366064},{"$f":"_xlfn.IFS(\n    StorageAllocation[[#This Row],[Hour Ending]]=1,\n    OFFSET(StorageAllocation[[#This Row],[Storage SOC Day 1 (MWh)]],23,0)-StorageAllocation[[#This Row],[Storage (MW)]],\n    StorageAllocation[[#This Row],[Storage (MW)]]>0,\n    OFFSET(StorageAllocation[[#This Row],[Storage SOC Day 2 (MWh)]],-1,0)-StorageAllocation[[#This Row],[Storage (MW)]],\n    TRUE,\n    MIN(\n        OFFSET(StorageAllocation[[#This Row],[Storage SOC Day 2 (MWh)]],-1,0)+0.85*INDEX(NQC[NQC MW],MATCH(1,(NQC[Month]=StorageAllocation[[#This Row],[Month]])*(NQC[Unit Category]=\"Storage\"),0)),\n        4*INDEX(NQC[NQC MW],MATCH(1,(NQC[Month]=StorageAllocation[[#This Row],[Month]])*(NQC[Unit Category]=\"Storage\"),0))\n    )\n)","v":16147.334173366064},{"$f":"StorageAllocation[[#This Row],[Supply Without Storage (MW)]]+StorageAllocation[[#This Row],[Storage (MW)]]","v":43348.463334525208},{"$f":"StorageAllocation[[#This Row],[Adjusted Supply (MW)]]/StorageAllocation[[#This Row],[Managed Load + NOU (MW)]]-1","v":0.26494684217587938}]
[null,null,null,null,null,null,null,null,null,null,null,null,null,2,24,{"$f":"INDEX(ManagedLoad[Total],MATCH(1,(ManagedLoad[Month]=StorageAllocation[[#This Row],[Month]])*(ManagedLoad[Hour Ending]=StorageAllocation[[#This Row],[Hour Ending]]),0))","v":33384},{"$f":"StorageAllocation[[#This Row],[Managed Load + NOU (MW)]]*(1+_xlfn.XLOOKUP(StorageAllocation[[#This Row],[Month]],PRM[Month],PRM[Planning Reserve Margin],0,0))","v":42228.985379199556},{"$f":"SUM(_xlfn._xlws.FILTER(Supply[Supply],(Supply[Month]=StorageAllocation[[#This Row],[Month]])*(Supply[Unit Category]<>\"Storage\")*(Supply[Hour Ending]=StorageAllocation[[#This Row],[Hour Ending]])=1,0))","v":38448.780238688953},{"$f":"StorageAllocation[[#This Row],[Supply Without Storage (MW)]]-StorageAllocation[[#This Row],[Total Load with PRM (MW)]]","v":-3780.2051405106031},{"$f":"MAX(-StorageAllocation[[#This Row],[Excess Capacity (MW)]],0)","v":3780.2051405106031},{"$f":"_xlfn.IFS(\n    StorageAllocation[[#This Row],[Hour Ending]]=1,\n    4*INDEX(NQC[NQC MW],MATCH(1,(NQC[Month]=StorageAllocation[[#This Row],[Month]])*(NQC[Unit Category]=\"Storage\"),0))-StorageAllocation[[#This Row],[Storage (MW)]],\n    StorageAllocation[[#This Row],[Storage (MW)]]>0,\n    OFFSET(StorageAllocation[[#This Row],[Storage SOC Day 1 (MWh)]],-1,0)-StorageAllocation[[#This Row],[Storage (MW)]],\n    TRUE,\n    MIN(\n        OFFSET(StorageAllocation[[#This Row],[Storage SOC Day 1 (MWh)]],-1,0)+0.85*INDEX(NQC[NQC MW],MATCH(1,(NQC[Month]=StorageAllocation[[#This Row],[Month]])*(NQC[Unit Category]=\"Storage\"),0)),\n        4*INDEX(NQC[NQC MW],MATCH(1,(NQC[Month]=StorageAllocation[[#This Row],[Month]])*(NQC[Unit Category]=\"Storage\"),0))\n    )\n)","v":12367.129032855461},{"$f":"_xlfn.IFS(\n    StorageAllocation[[#This Row],[Hour Ending]]=1,\n    OFFSET(StorageAllocation[[#This Row],[Storage SOC Day 1 (MWh)]],23,0)-StorageAllocation[[#This Row],[Storage (MW)]],\n    StorageAllocation[[#This Row],[Storage (MW)]]>0,\n    OFFSET(StorageAllocation[[#This Row],[Storage SOC Day 2 (MWh)]],-1,0)-StorageAllocation[[#This Row],[Storage (MW)]],\n    TRUE,\n    MIN(\n        OFFSET(StorageAllocation[[#This Row],[Storage SOC Day 2 (MWh)]],-1,0)+0.85*INDEX(NQC[NQC MW],MATCH(1,(NQC[Month]=StorageAllocation[[#This Row],[Month]])*(NQC[Unit Category]=\"Storage\"),0)),\n        4*INDEX(NQC[NQC MW],MATCH(1,(NQC[Month]=StorageAllocation[[#This Row],[Month]])*(NQC[Unit Category]=\"Storage\"),0))\n    )\n)","v":12367.129032855461},{"$f":"StorageAllocation[[#This Row],[Supply Without Storage (MW)]]+StorageAllocation[[#This Row],[Storage (MW)]]","v":42228.985379199556},{"$f":"StorageAllocation[[#This Row],[Adjusted Supply (MW)]]/StorageAllocation[[#This Row],[Managed Load + NOU (MW)]]-1","v":0.26494684217587938}]
[null,null,null,null,null,null,null,null,null,null,null,null,null,3,1,{"$f":"INDEX(ManagedLoad[Total],MATCH(1,(ManagedLoad[Month]=StorageAllocation[[#This Row],[Month]])*(ManagedLoad[Hour Ending]=StorageAllocation[[#This Row],[Hour Ending]]),0))","v":31695},{"$f":"StorageAllocation[[#This Row],[Managed Load + NOU (MW)]]*(1+_xlfn.XLOOKUP(StorageAllocation[[#This Row],[Month]],PRM[Month],PRM[Planning Reserve Margin],0,0))","v":40089.793112082814},{"$f":"SUM(_xlfn._xlws.FILTER(Supply[Supply],(Supply[Month]=StorageAllocation[[#This Row],[Month]])*(Supply[Unit Category]<>\"Storage\")*(Supply[Hour Ending]=StorageAllocation[[#This Row],[Hour Ending]])=1,0))","v":38356.433028639782},{"$f":"StorageAllocation[[#This Row],[Supply Without Storage (MW)]]-StorageAllocation[[#This Row],[Total Load with PRM (MW)]]","v":-1733.3600834430326},{"$f":"MAX(-StorageAllocation[[#This Row],[Excess Capacity (MW)]],0)","v":1733.3600834430326},{"$f":"_xlfn.IFS(\n    StorageAllocation[[#This Row],[Hour Ending]]=1,\n    4*INDEX(NQC[NQC MW],MATCH(1,(NQC[Month]=StorageAllocation[[#This Row],[Month]])*(NQC[Unit Category]=\"Storage\"),0))-StorageAllocation[[#This Row],[Storage (MW)]],\n    StorageAllocation[[#This Row],[Storage (MW)]]>0,\n    OFFSET(StorageAllocation[[#This Row],[Storage SOC Day 1 (MWh)]],-1,0)-StorageAllocation[[#This Row],[Storage (MW)]],\n    TRUE,\n    MIN(\n        OFFSET(StorageAllocation[[#This Row],[Storage SOC Day 1 (MWh)]],-1,0)+0.85*INDEX(NQC[NQC MW],MATCH(1,(NQC[Month]=StorageAllocation[[#This Row],[Month]])*(NQC[Unit Category]=\"Storage\"),0)),\n        4*INDEX(NQC[NQC MW],MATCH(1,(NQC[Month]=StorageAllocation[[#This Row],[Month]])*(NQC[Unit Category]=\"Storage\"),0))\n    )\n)","v":52432.159916556957},{"$f":"_xlfn.IFS(\n    StorageAllocation[[#This Row],[Hour Ending]]=1,\n    OFFSET(StorageAllocation[[#This Row],[Storage SOC Day 1 (MWh)]],23,0)-StorageAllocation[[#This Row],[Storage (MW)]],\n    StorageAllocation[[#This Row],[Storage (MW)]]>0,\n    OFFSET(StorageAllocation[[#This Row],[Storage SOC Day 2 (MWh)]],-1,0)-StorageAllocation[[#This Row],[Storage (MW)]],\n    TRUE,\n    MIN(\n        OFFSET(StorageAllocation[[#This Row],[Storage SOC Day 2 (MWh)]],-1,0)+0.85*INDEX(NQC[NQC MW],MATCH(1,(NQC[Month]=StorageAllocation[[#This Row],[Month]])*(NQC[Unit Category]=\"Storage\"),0)),\n        4*INDEX(NQC[NQC MW],MATCH(1,(NQC[Month]=StorageAllocation[[#This Row],[Month]])*(NQC[Unit Category]=\"Storage\"),0))\n    )\n)","v":8043.25064171345},{"$f":"StorageAllocation[[#This Row],[Supply Without Storage (MW)]]+StorageAllocation[[#This Row],[Storage (MW)]]","v":40089.793112082814},{"$f":"StorageAllocation[[#This Row],[Adjusted Supply (MW)]]/StorageAllocation[[#This Row],[Managed Load + NOU (MW)]]-1","v":0.26486174829098652}]
[null,null,null,null,null,null,null,null,null,null,null,null,null,3,2,{"$f":"INDEX(ManagedLoad[Total],MATCH(1,(ManagedLoad[Month]=StorageAllocation[[#This Row],[Month]])*(ManagedLoad[Hour Ending]=StorageAllocation[[#This Row],[Hour Ending]]),0))","v":30495},{"$f":"StorageAllocation[[#This Row],[Managed Load + NOU (MW)]]*(1+_xlfn.XLOOKUP(StorageAllocation[[#This Row],[Month]],PRM[Month],PRM[Planning Reserve Margin],0,0))","v":38571.95901413363},{"$f":"SUM(_xlfn._xlws.FILTER(Supply[Supply],(Supply[Month]=StorageAllocation[[#This Row],[Month]])*(Supply[Unit Category]<>\"Storage\")*(Supply[Hour Ending]=StorageAllocation[[#This Row],[Hour Ending]])=1,0))","v":38375.398496062866},{"$f":"StorageAllocation[[#This Row],[Supply Without Storage (MW)]]-StorageAllocation[[#This Row],[Total Load with PRM (MW)]]","v":-196.56051807076437},{"$f":"MAX(-StorageAllocation[[#This Row],[Excess Capacity (MW)]],0)","v":196.56051807076437},{"$f":"_xlfn.IFS(\n    StorageAllocation[[#This Row],[Hour Ending]]=1,\n    4*INDEX(NQC[NQC MW],MATCH(1,(NQC[Month]=StorageAllocation[[#This Row],[Month]])*(NQC[Unit Category]=\"Storage\"),0))-StorageAllocation[[#This Row],[Storage (MW)]],\n    StorageAllocation[[#This Row],[Storage (MW)]]>0,\n    OFFSET(StorageAllocation[[#This Row],[Storage SOC Day 1 (MWh)]],-1,0)-StorageAllocation[[#This Row],[Storage (MW)]],\n    TRUE,\n    MIN(\n        OFFSET(StorageAllocation[[#This Row],[Storage SOC Day 1 (MWh)]],-1,0)+0.85*INDEX(NQC[NQC MW],MATCH(1,(NQC[Month]=StorageAllocation[[#This Row],[Month]])*(NQC[Unit Category]=\"Storage\"),0)),\n        4*INDEX(NQC[NQC MW],MATCH(1,(NQC[Month]=StorageAllocation[[#This Row],[Month]])*(NQC[Unit Category]=\"Storage\"),0))\n    )\n)","v":52235.599398486193},{"$f":"_xlfn.IFS(\n    StorageAllocation[[#This Row],[Hour Ending]]=1,\n    OFFSET(StorageAllocation[[#This Row],[Storage SOC Day 1 (MWh)]],23,0)-StorageAllocation[[#This Row],[Storage (MW)]],\n    StorageAllocation[[#This Row],[Storage (MW)]]>0,\n    OFFSET(StorageAllocation[[#This Row],[Storage SOC Day 2 (MWh)]],-1,0)-StorageAllocation[[#This Row],[Storage (MW)]],\n    TRUE,\n    MIN(\n        OFFSET(StorageAllocation[[#This Row],[Storage SOC Day 2 (MWh)]],-1,0)+0.85*INDEX(NQC[NQC MW],MATCH(1,(NQC[Month]=StorageAllocation[[#This Row],[Month]])*(NQC[Unit Category]=\"Storage\"),0)),\n        4*INDEX(NQC[NQC MW],MATCH(1,(NQC[Month]=StorageAllocation[[#This Row],[Month]])*(NQC[Unit Category]=\"Storage\"),0))\n    )\n)","v":7846.6901236426856},{"$f":"StorageAllocation[[#This Row],[Supply Without Storage (MW)]]+StorageAllocation[[#This Row],[Storage (MW)]]","v":38571.95901413363},{"$f":"StorageAllocation[[#This Row],[Adjusted Supply (MW)]]/StorageAllocation[[#This Row],[Managed Load + NOU (MW)]]-1","v":0.2648617482909863}]
[null,null,null,null,null,null,null,null,null,null,null,null,null,3,3,{"$f":"INDEX(ManagedLoad[Total],MATCH(1,(ManagedLoad[Month]=StorageAllocation[[#This Row],[Month]])*(ManagedLoad[Hour Ending]=StorageAllocation[[#This Row],[Hour Ending]]),0))","v":29647},{"$f":"StorageAllocation[[#This Row],[Managed Load + NOU (MW)]]*(1+_xlfn.XLOOKUP(StorageAllocation[[#This Row],[Month]],PRM[Month],PRM[Planning Reserve Margin],0,0))","v":37499.356251582874},{"$f":"SUM(_xlfn._xlws.FILTER(Supply[Supply],(Supply[Month]=StorageAllocation[[#This Row],[Month]])*(Supply[Unit Category]<>\"Storage\")*(Supply[Hour Ending]=StorageAllocation[[#This Row],[Hour Ending]])=1,0))","v":38281.119991843902},{"$f":"StorageAllocation[[#This Row],[Supply Without Storage (MW)]]-StorageAllocation[[#This Row],[Total Load with PRM (MW)]]","v":781.76374026102712},{"$f":"MAX(-StorageAllocation[[#This Row],[Excess Capacity (MW)]],0)","v":0},{"$f":"_xlfn.IFS(\n    StorageAllocation[[#This Row],[Hour Ending]]=1,\n    4*INDEX(NQC[NQC MW],MATCH(1,(NQC[Month]=StorageAllocation[[#This Row],[Month]])*(NQC[Unit Category]=\"Storage\"),0))-StorageAllocation[[#This Row],[Storage (MW)]],\n    StorageAllocation[[#This Row],[Storage (MW)]]>0,\n    OFFSET(StorageAllocation[[#This Row],[Storage SOC Day 1 (MWh)]],-1,0)-StorageAllocation[[#This Row],[Storage (MW)]],\n    TRUE,\n    MIN(\n        OFFSET(StorageAllocation[[#This Row],[Storage SOC Day 1 (MWh)]],-1,0)+0.85*INDEX(NQC[NQC MW],MATCH(1,(NQC[Month]=StorageAllocation[[#This Row],[Month]])*(NQC[Unit Category]=\"Storage\"),0)),\n        4*INDEX(NQC[NQC MW],MATCH(1,(NQC[Month]=StorageAllocation[[#This Row],[Month]])*(NQC[Unit Category]=\"Storage\"),0))\n    )\n)","v":54165.51999999999},{"$f":"_xlfn.IFS(\n    StorageAllocation[[#This Row],[Hour Ending]]=1,\n    OFFSET(StorageAllocation[[#This Row],[Storage SOC Day 1 (MWh)]],23,0)-StorageAllocation[[#This Row],[Storage (MW)]],\n    StorageAllocation[[#This Row],[Storage (MW)]]>0,\n    OFFSET(StorageAllocation[[#This Row],[Storage SOC Day 2 (MWh)]],-1,0)-StorageAllocation[[#This Row],[Storage (MW)]],\n    TRUE,\n    MIN(\n        OFFSET(StorageAllocation[[#This Row],[Storage SOC Day 2 (MWh)]],-1,0)+0.85*INDEX(NQC[NQC MW],MATCH(1,(NQC[Month]=StorageAllocation[[#This Row],[Month]])*(NQC[Unit Category]=\"Storage\"),0)),\n        4*INDEX(NQC[NQC MW],MATCH(1,(NQC[Month]=StorageAllocation[[#This Row],[Month]])*(NQC[Unit Category]=\"Storage\"),0))\n    )\n)","v":19356.863123642681},{"$f":"StorageAllocation[[#This Row],[Supply Without Storage (MW)]]+StorageAllocation[[#This Row],[Storage (MW)]]","v":38281.119991843902},{"$f":"StorageAllocation[[#This Row],[Adjusted Supply (MW)]]/StorageAllocation[[#This Row],[Managed Load + NOU (MW)]]-1","v":0.29123081565905151}]
[null,null,null,null,null,null,null,null,null,null,null,null,null,3,4,{"$f":"INDEX(ManagedLoad[Total],MATCH(1,(ManagedLoad[Month]=StorageAllocation[[#This Row],[Month]])*(ManagedLoad[Hour Ending]=StorageAllocation[[#This Row],[Hour Ending]]),0))","v":29770},{"$f":"StorageAllocation[[#This Row],[Managed Load + NOU (MW)]]*(1+_xlfn.XLOOKUP(StorageAllocation[[#This Row],[Month]],PRM[Month],PRM[Planning Reserve Margin],0,0))","v":37654.934246622659},{"$f":"SUM(_xlfn._xlws.FILTER(Supply[Supply],(Supply[Month]=StorageAllocation[[#This Row],[Month]])*(Supply[Unit Category]<>\"Storage\")*(Supply[Hour Ending]=StorageAllocation[[#This Row],[Hour Ending]])=1,0))","v":38197.243595343876},{"$f":"StorageAllocation[[#This Row],[Supply Without Storage (MW)]]-StorageAllocation[[#This Row],[Total Load with PRM (MW)]]","v":542.30934872121725},{"$f":"MAX(-StorageAllocation[[#This Row],[Excess Capacity (MW)]],0)","v":0},{"$f":"_xlfn.IFS(\n    StorageAllocation[[#This Row],[Hour Ending]]=1,\n    4*INDEX(NQC[NQC MW],MATCH(1,(NQC[Month]=StorageAllocation[[#This Row],[Month]])*(NQC[Unit Category]=\"Storage\"),0))-StorageAllocation[[#This Row],[Storage (MW)]],\n    StorageAllocation[[#This Row],[Storage (MW)]]>0,\n    OFFSET(StorageAllocation[[#This Row],[Storage SOC Day 1 (MWh)]],-1,0)-StorageAllocation[[#This Row],[Storage (MW)]],\n    TRUE,\n    MIN(\n        OFFSET(StorageAllocation[[#This Row],[Storage SOC Day 1 (MWh)]],-1,0)+0.85*INDEX(NQC[NQC MW],MATCH(1,(NQC[Month]=StorageAllocation[[#This Row],[Month]])*(NQC[Unit Category]=\"Storage\"),0)),\n        4*INDEX(NQC[NQC MW],MATCH(1,(NQC[Month]=StorageAllocation[[#This Row],[Month]])*(NQC[Unit Category]=\"Storage\"),0))\n    )\n)","v":54165.51999999999},{"$f":"_xlfn.IFS(\n    StorageAllocation[[#This Row],[Hour Ending]]=1,\n    OFFSET(StorageAllocation[[#This Row],[Storage SOC Day 1 (MWh)]],23,0)-StorageAllocation[[#This Row],[Storage (MW)]],\n    StorageAllocation[[#This Row],[Storage (MW)]]>0,\n    OFFSET(StorageAllocation[[#This Row],[Storage SOC Day 2 (MWh)]],-1,0)-StorageAllocation[[#This Row],[Storage (MW)]],\n    TRUE,\n    MIN(\n        OFFSET(StorageAllocation[[#This Row],[Storage SOC Day 2 (MWh)]],-1,0)+0.85*INDEX(NQC[NQC MW],MATCH(1,(NQC[Month]=StorageAllocation[[#This Row],[Month]])*(NQC[Unit Category]=\"Storage\"),0)),\n        4*INDEX(NQC[NQC MW],MATCH(1,(NQC[Month]=StorageAllocation[[#This Row],[Month]])*(NQC[Unit Category]=\"Storage\"),0))\n    )\n)","v":30867.036123642676},{"$f":"StorageAllocation[[#This Row],[Supply Without Storage (MW)]]+StorageAllocation[[#This Row],[Storage (MW)]]","v":38197.243595343876},{"$f":"StorageAllocation[[#This Row],[Adjusted Supply (MW)]]/StorageAllocation[[#This Row],[Managed Load + NOU (MW)]]-1","v":0.28307838748215919}]
[null,null,null,null,null,null,null,null,null,null,null,null,null,3,5,{"$f":"INDEX(ManagedLoad[Total],MATCH(1,(ManagedLoad[Month]=StorageAllocation[[#This Row],[Month]])*(ManagedLoad[Hour Ending]=StorageAllocation[[#This Row],[Hour Ending]]),0))","v":30572},{"$f":"StorageAllocation[[#This Row],[Managed Load + NOU (MW)]]*(1+_xlfn.XLOOKUP(StorageAllocation[[#This Row],[Month]],PRM[Month],PRM[Planning Reserve Margin],0,0))","v":38669.353368752032},{"$f":"SUM(_xlfn._xlws.FILTER(Supply[Supply],(Supply[Month]=StorageAllocation[[#This Row],[Month]])*(Supply[Unit Category]<>\"Storage\")*(Supply[Hour Ending]=StorageAllocation[[#This Row],[Hour Ending]])=1,0))","v":38058.205899736706},{"$f":"StorageAllocation[[#This Row],[Supply Without Storage (MW)]]-StorageAllocation[[#This Row],[Total Load with PRM (MW)]]","v":-611.14746901532635},{"$f":"MAX(-StorageAllocation[[#This Row],[Excess Capacity (MW)]],0)","v":611.14746901532635},{"$f":"_xlfn.IFS(\n    StorageAllocation[[#This Row],[Hour Ending]]=1,\n    4*INDEX(NQC[NQC MW],MATCH(1,(NQC[Month]=StorageAllocation[[#This Row],[Month]])*(NQC[Unit Category]=\"Storage\"),0))-StorageAllocation[[#This Row],[Storage (MW)]],\n    StorageAllocation[[#This Row],[Storage (MW)]]>0,\n    OFFSET(StorageAllocation[[#This Row],[Storage SOC Day 1 (MWh)]],-1,0)-StorageAllocation[[#This Row],[Storage (MW)]],\n    TRUE,\n    MIN(\n        OFFSET(StorageAllocation[[#This Row],[Storage SOC Day 1 (MWh)]],-1,0)+0.85*INDEX(NQC[NQC MW],MATCH(1,(NQC[Month]=StorageAllocation[[#This Row],[Month]])*(NQC[Unit Category]=\"Storage\"),0)),\n        4*INDEX(NQC[NQC MW],MATCH(1,(NQC[Month]=StorageAllocation[[#This Row],[Month]])*(NQC[Unit Category]=\"Storage\"),0))\n    )\n)","v":53554.372530984663},{"$f":"_xlfn.IFS(\n    StorageAllocation[[#This Row],[Hour Ending]]=1,\n    OFFSET(StorageAllocation[[#This Row],[Storage SOC Day 1 (MWh)]],23,0)-StorageAllocation[[#This Row],[Storage (MW)]],\n    StorageAllocation[[#This Row],[Storage (MW)]]>0,\n    OFFSET(StorageAllocation[[#This Row],[Storage SOC Day 2 (MWh)]],-1,0)-StorageAllocation[[#This Row],[Storage (MW)]],\n    TRUE,\n    MIN(\n        OFFSET(StorageAllocation[[#This Row],[Storage SOC Day 2 (MWh)]],-1,0)+0.85*INDEX(NQC[NQC MW],MATCH(1,(NQC[Month]=StorageAllocation[[#This Row],[Month]])*(NQC[Unit Category]=\"Storage\"),0)),\n        4*INDEX(NQC[NQC MW],MATCH(1,(NQC[Month]=StorageAllocation[[#This Row],[Month]])*(NQC[Unit Category]=\"Storage\"),0))\n    )\n)","v":30255.88865462735},{"$f":"StorageAllocation[[#This Row],[Supply Without Storage (MW)]]+StorageAllocation[[#This Row],[Storage (MW)]]","v":38669.353368752032},{"$f":"StorageAllocation[[#This Row],[Adjusted Supply (MW)]]/StorageAllocation[[#This Row],[Managed Load + NOU (MW)]]-1","v":0.2648617482909863}]
[null,null,null,null,null,null,null,null,null,null,null,null,null,3,6,{"$f":"INDEX(ManagedLoad[Total],MATCH(1,(ManagedLoad[Month]=StorageAllocation[[#This Row],[Month]])*(ManagedLoad[Hour Ending]=StorageAllocation[[#This Row],[Hour Ending]]),0))","v":32362},{"$f":"StorageAllocation[[#This Row],[Managed Load + NOU (MW)]]*(1+_xlfn.XLOOKUP(StorageAllocation[[#This Row],[Month]],PRM[Month],PRM[Planning Reserve Margin],0,0))","v":40933.4558981929},{"$f":"SUM(_xlfn._xlws.FILTER(Supply[Supply],(Supply[Month]=StorageAllocation[[#This Row],[Month]])*(Supply[Unit Category]<>\"Storage\")*(Supply[Hour Ending]=StorageAllocation[[#This Row],[Hour Ending]])=1,0))","v":37874.941970524858},{"$f":"StorageAllocation[[#This Row],[Supply Without Storage (MW)]]-StorageAllocation[[#This Row],[Total Load with PRM (MW)]]","v":-3058.513927668042},{"$f":"MAX(-StorageAllocation[[#This Row],[Excess Capacity (MW)]],0)","v":3058.513927668042},{"$f":"_xlfn.IFS(\n    StorageAllocation[[#This Row],[Hour Ending]]=1,\n    4*INDEX(NQC[NQC MW],MATCH(1,(NQC[Month]=StorageAllocation[[#This Row],[Month]])*(NQC[Unit Category]=\"Storage\"),0))-StorageAllocation[[#This Row],[Storage (MW)]],\n    StorageAllocation[[#This Row],[Storage (MW)]]>0,\n    OFFSET(StorageAllocation[[#This Row],[Storage SOC Day 1 (MWh)]],-1,0)-StorageAllocation[[#This Row],[Storage (MW)]],\n    TRUE,\n    MIN(\n        OFFSET(StorageAllocation[[#This Row],[Storage SOC Day 1 (MWh)]],-1,0)+0.85*INDEX(NQC[NQC MW],MATCH(1,(NQC[Month]=StorageAllocation[[#This Row],[Month]])*(NQC[Unit Category]=\"Storage\"),0)),\n        4*INDEX(NQC[NQC MW],MATCH(1,(NQC[Month]=StorageAllocation[[#This Row],[Month]])*(NQC[Unit Category]=\"Storage\"),0))\n    )\n)","v":50495.858603316621},{"$f":"_xlfn.IFS(\n    StorageAllocation[[#This Row],[Hour Ending]]=1,\n    OFFSET(StorageAllocation[[#This Row],[Storage SOC Day 1 (MWh)]],23,0)-StorageAllocation[[#This Row],[Storage (MW)]],\n    StorageAllocation[[#This Row],[Storage (MW)]]>0,\n    OFFSET(StorageAllocation[[#This Row],[Storage SOC Day 2 (MWh)]],-1,0)-StorageAllocation[[#This Row],[Storage (MW)]],\n    TRUE,\n    MIN(\n        OFFSET(StorageAllocation[[#This Row],[Storage SOC Day 2 (MWh)]],-1,0)+0.85*INDEX(NQC[NQC MW],MATCH(1,(NQC[Month]=StorageAllocation[[#This Row],[Month]])*(NQC[Unit Category]=\"Storage\"),0)),\n        4*INDEX(NQC[NQC MW],MATCH(1,(NQC[Month]=StorageAllocation[[#This Row],[Month]])*(NQC[Unit Category]=\"Storage\"),0))\n    )\n)","v":27197.374726959308},{"$f":"StorageAllocation[[#This Row],[Supply Without Storage (MW)]]+StorageAllocation[[#This Row],[Storage (MW)]]","v":40933.4558981929},{"$f":"StorageAllocation[[#This Row],[Adjusted Supply (MW)]]/StorageAllocation[[#This Row],[Managed Load + NOU (MW)]]-1","v":0.2648617482909863}]
[null,null,null,null,null,null,null,null,null,null,null,null,null,3,7,{"$f":"INDEX(ManagedLoad[Total],MATCH(1,(ManagedLoad[Month]=StorageAllocation[[#This Row],[Month]])*(ManagedLoad[Hour Ending]=StorageAllocation[[#This Row],[Hour Ending]]),0))","v":34278},{"$f":"StorageAllocation[[#This Row],[Managed Load + NOU (MW)]]*(1+_xlfn.XLOOKUP(StorageAllocation[[#This Row],[Month]],PRM[Month],PRM[Planning Reserve Margin],0,0))","v":43356.931007918429},{"$f":"SUM(_xlfn._xlws.FILTER(Supply[Supply],(Supply[Month]=StorageAllocation[[#This Row],[Month]])*(Supply[Unit Category]<>\"Storage\")*(Supply[Hour Ending]=StorageAllocation[[#This Row],[Hour Ending]])=1,0))","v":39179.902280959119},{"$f":"StorageAllocation[[#This Row],[Supply Without Storage (MW)]]-StorageAllocation[[#This Row],[Total Load with PRM (MW)]]","v":-4177.02872695931},{"$f":"MAX(-StorageAllocation[[#This Row],[Excess Capacity (MW)]],0)","v":4177.02872695931},{"$f":"_xlfn.IFS(\n    StorageAllocation[[#This Row],[Hour Ending]]=1,\n    4*INDEX(NQC[NQC MW],MATCH(1,(NQC[Month]=StorageAllocation[[#This Row],[Month]])*(NQC[Unit Category]=\"Storage\"),0))-StorageAllocation[[#This Row],[Storage (MW)]],\n    StorageAllocation[[#This Row],[Storage (MW)]]>0,\n    OFFSET(StorageAllocation[[#This Row],[Storage SOC Day 1 (MWh)]],-1,0)-StorageAllocation[[#This Row],[Storage (MW)]],\n    TRUE,\n    MIN(\n        OFFSET(StorageAllocation[[#This Row],[Storage SOC Day 1 (MWh)]],-1,0)+0.85*INDEX(NQC[NQC MW],MATCH(1,(NQC[Month]=StorageAllocation[[#This Row],[Month]])*(NQC[Unit Category]=\"Storage\"),0)),\n        4*INDEX(NQC[NQC MW],MATCH(1,(NQC[Month]=StorageAllocation[[#This Row],[Month]])*(NQC[Unit Category]=\"Storage\"),0))\n    )\n)","v":46318.829876357311},{"$f":"_xlfn.IFS(\n    StorageAllocation[[#This Row],[Hour Ending]]=1,\n    OFFSET(StorageAllocation[[#This Row],[Storage SOC Day 1 (MWh)]],23,0)-StorageAllocation[[#This Row],[Storage (MW)]],\n    StorageAllocation[[#This Row],[Storage (MW)]]>0,\n    OFFSET(StorageAllocation[[#This Row],[Storage SOC Day 2 (MWh)]],-1,0)-StorageAllocation[[#This Row],[Storage (MW)]],\n    TRUE,\n    MIN(\n        OFFSET(StorageAllocation[[#This Row],[Storage SOC Day 2 (MWh)]],-1,0)+0.85*INDEX(NQC[NQC MW],MATCH(1,(NQC[Month]=StorageAllocation[[#This Row],[Month]])*(NQC[Unit Category]=\"Storage\"),0)),\n        4*INDEX(NQC[NQC MW],MATCH(1,(NQC[Month]=StorageAllocation[[#This Row],[Month]])*(NQC[Unit Category]=\"Storage\"),0))\n    )\n)","v":23020.345999999998},{"$f":"StorageAllocation[[#This Row],[Supply Without Storage (MW)]]+StorageAllocation[[#This Row],[Storage (MW)]]","v":43356.931007918429},{"$f":"StorageAllocation[[#This Row],[Adjusted Supply (MW)]]/StorageAllocation[[#This Row],[Managed Load + NOU (MW)]]-1","v":0.2648617482909863}]
[null,null,null,null,null,null,null,null,null,null,null,null,null,3,8,{"$f":"INDEX(ManagedLoad[Total],MATCH(1,(ManagedLoad[Month]=StorageAllocation[[#This Row],[Month]])*(ManagedLoad[Hour Ending]=StorageAllocation[[#This Row],[Hour Ending]]),0))","v":34173},{"$f":"StorageAllocation[[#This Row],[Managed Load + NOU (MW)]]*(1+_xlfn.XLOOKUP(StorageAllocation[[#This Row],[Month]],PRM[Month],PRM[Planning Reserve Margin],0,0))","v":43224.120524347876},{"$f":"SUM(_xlfn._xlws.FILTER(Supply[Supply],(Supply[Month]=StorageAllocation[[#This Row],[Month]])*(Supply[Unit Category]<>\"Storage\")*(Supply[Hour Ending]=StorageAllocation[[#This Row],[Hour Ending]])=1,0))","v":46638.862259662666},{"$f":"StorageAllocation[[#This Row],[Supply Without Storage (MW)]]-StorageAllocation[[#This Row],[Total Load with PRM (MW)]]","v":3414.7417353147903},{"$f":"MAX(-StorageAllocation[[#This Row],[Excess Capacity (MW)]],0)","v":0},{"$f":"_xlfn.IFS(\n    StorageAllocation[[#This Row],[Hour Ending]]=1,\n    4*INDEX(NQC[NQC MW],MATCH(1,(NQC[Month]=StorageAllocation[[#This Row],[Month]])*(NQC[Unit Category]=\"Storage\"),0))-StorageAllocation[[#This Row],[Storage (MW)]],\n    StorageAllocation[[#This Row],[Storage (MW)]]>0,\n    OFFSET(StorageAllocation[[#This Row],[Storage SOC Day 1 (MWh)]],-1,0)-StorageAllocation[[#This Row],[Storage (MW)]],\n    TRUE,\n    MIN(\n        OFFSET(StorageAllocation[[#This Row],[Storage SOC Day 1 (MWh)]],-1,0)+0.85*INDEX(NQC[NQC MW],MATCH(1,(NQC[Month]=StorageAllocation[[#This Row],[Month]])*(NQC[Unit Category]=\"Storage\"),0)),\n        4*INDEX(NQC[NQC MW],MATCH(1,(NQC[Month]=StorageAllocation[[#This Row],[Month]])*(NQC[Unit Category]=\"Storage\"),0))\n    )\n)","v":54165.51999999999},{"$f":"_xlfn.IFS(\n    StorageAllocation[[#This Row],[Hour Ending]]=1,\n    OFFSET(StorageAllocation[[#This Row],[Storage SOC Day 1 (MWh)]],23,0)-StorageAllocation[[#This Row],[Storage (MW)]],\n    StorageAllocation[[#This Row],[Storage (MW)]]>0,\n    OFFSET(StorageAllocation[[#This Row],[Storage SOC Day 2 (MWh)]],-1,0)-StorageAllocation[[#This Row],[Storage (MW)]],\n    TRUE,\n    MIN(\n        OFFSET(StorageAllocation[[#This Row],[Storage SOC Day 2 (MWh)]],-1,0)+0.85*INDEX(NQC[NQC MW],MATCH(1,(NQC[Month]=StorageAllocation[[#This Row],[Month]])*(NQC[Unit Category]=\"Storage\"),0)),\n        4*INDEX(NQC[NQC MW],MATCH(1,(NQC[Month]=StorageAllocation[[#This Row],[Month]])*(NQC[Unit Category]=\"Storage\"),0))\n    )\n)","v":34530.518999999993},{"$f":"StorageAllocation[[#This Row],[Supply Without Storage (MW)]]+StorageAllocation[[#This Row],[Storage (MW)]]","v":46638.862259662666},{"$f":"StorageAllocation[[#This Row],[Adjusted Supply (MW)]]/StorageAllocation[[#This Row],[Managed Load + NOU (MW)]]-1","v":0.3647868861283079}]
[null,null,null,null,null,null,null,null,null,null,null,null,null,3,9,{"$f":"INDEX(ManagedLoad[Total],MATCH(1,(ManagedLoad[Month]=StorageAllocation[[#This Row],[Month]])*(ManagedLoad[Hour Ending]=StorageAllocation[[#This Row],[Hour Ending]]),0))","v":32806},{"$f":"StorageAllocation[[#This Row],[Managed Load + NOU (MW)]]*(1+_xlfn.XLOOKUP(StorageAllocation[[#This Row],[Month]],PRM[Month],PRM[Planning Reserve Margin],0,0))","v":41495.054514434094},{"$f":"SUM(_xlfn._xlws.FILTER(Supply[Supply],(Supply[Month]=StorageAllocation[[#This Row],[Month]])*(Supply[Unit Category]<>\"Storage\")*(Supply[Hour Ending]=StorageAllocation[[#This Row],[Hour Ending]])=1,0))","v":51626.070426716935},{"$f":"StorageAllocation[[#This Row],[Supply Without Storage (MW)]]-StorageAllocation[[#This Row],[Total Load with PRM (MW)]]","v":10131.015912282841},{"$f":"MAX(-StorageAllocation[[#This Row],[Excess Capacity (MW)]],0)","v":0},{"$f":"_xlfn.IFS(\n    StorageAllocation[[#This Row],[Hour Ending]]=1,\n    4*INDEX(NQC[NQC MW],MATCH(1,(NQC[Month]=StorageAllocation[[#This Row],[Month]])*(NQC[Unit Category]=\"Storage\"),0))-StorageAllocation[[#This Row],[Storage (MW)]],\n    StorageAllocation[[#This Row],[Storage (MW)]]>0,\n    OFFSET(StorageAllocation[[#This Row],[Storage SOC Day 1 (MWh)]],-1,0)-StorageAllocation[[#This Row],[Storage (MW)]],\n    TRUE,\n    MIN(\n        OFFSET(StorageAllocation[[#This Row],[Storage SOC Day 1 (MWh)]],-1,0)+0.85*INDEX(NQC[NQC MW],MATCH(1,(NQC[Month]=StorageAllocation[[#This Row],[Month]])*(NQC[Unit Category]=\"Storage\"),0)),\n        4*INDEX(NQC[NQC MW],MATCH(1,(NQC[Month]=StorageAllocation[[#This Row],[Month]])*(NQC[Unit Category]=\"Storage\"),0))\n    )\n)","v":54165.51999999999},{"$f":"_xlfn.IFS(\n    StorageAllocation[[#This Row],[Hour Ending]]=1,\n    OFFSET(StorageAllocation[[#This Row],[Storage SOC Day 1 (MWh)]],23,0)-StorageAllocation[[#This Row],[Storage (MW)]],\n    StorageAllocation[[#This Row],[Storage (MW)]]>0,\n    OFFSET(StorageAllocation[[#This Row],[Storage SOC Day 2 (MWh)]],-1,0)-StorageAllocation[[#This Row],[Storage (MW)]],\n    TRUE,\n    MIN(\n        OFFSET(StorageAllocation[[#This Row],[Storage SOC Day 2 (MWh)]],-1,0)+0.85*INDEX(NQC[NQC MW],MATCH(1,(NQC[Month]=StorageAllocation[[#This Row],[Month]])*(NQC[Unit Category]=\"Storage\"),0)),\n        4*INDEX(NQC[NQC MW],MATCH(1,(NQC[Month]=StorageAllocation[[#This Row],[Month]])*(NQC[Unit Category]=\"Storage\"),0))\n    )\n)","v":46040.691999999988},{"$f":"StorageAllocation[[#This Row],[Supply Without Storage (MW)]]+StorageAllocation[[#This Row],[Storage (MW)]]","v":51626.070426716935},{"$f":"StorageAllocation[[#This Row],[Adjusted Supply (MW)]]/StorageAllocation[[#This Row],[Managed Load + NOU (MW)]]-1","v":0.57367769391931156}]
[null,null,null,null,null,null,null,null,null,null,null,null,null,3,10,{"$f":"INDEX(ManagedLoad[Total],MATCH(1,(ManagedLoad[Month]=StorageAllocation[[#This Row],[Month]])*(ManagedLoad[Hour Ending]=StorageAllocation[[#This Row],[Hour Ending]]),0))","v":30817},{"$f":"StorageAllocation[[#This Row],[Managed Load + NOU (MW)]]*(1+_xlfn.XLOOKUP(StorageAllocation[[#This Row],[Month]],PRM[Month],PRM[Planning Reserve Margin],0,0))","v":38979.244497083324},{"$f":"SUM(_xlfn._xlws.FILTER(Supply[Supply],(Supply[Month]=StorageAllocation[[#This Row],[Month]])*(Supply[Unit Category]<>\"Storage\")*(Supply[Hour Ending]=StorageAllocation[[#This Row],[Hour Ending]])=1,0))","v":52607.216375709118},{"$f":"StorageAllocation[[#This Row],[Supply Without Storage (MW)]]-StorageAllocation[[#This Row],[Total Load with PRM (MW)]]","v":13627.971878625794},{"$f":"MAX(-StorageAllocation[[#This Row],[Excess Capacity (MW)]],0)","v":0},{"$f":"_xlfn.IFS(\n    StorageAllocation[[#This Row],[Hour Ending]]=1,\n    4*INDEX(NQC[NQC MW],MATCH(1,(NQC[Month]=StorageAllocation[[#This Row],[Month]])*(NQC[Unit Category]=\"Storage\"),0))-StorageAllocation[[#This Row],[Storage (MW)]],\n    StorageAllocation[[#This Row],[Storage (MW)]]>0,\n    OFFSET(StorageAllocation[[#This Row],[Storage SOC Day 1 (MWh)]],-1,0)-StorageAllocation[[#This Row],[Storage (MW)]],\n    TRUE,\n    MIN(\n        OFFSET(StorageAllocation[[#This Row],[Storage SOC Day 1 (MWh)]],-1,0)+0.85*INDEX(NQC[NQC MW],MATCH(1,(NQC[Month]=StorageAllocation[[#This Row],[Month]])*(NQC[Unit Category]=\"Storage\"),0)),\n        4*INDEX(NQC[NQC MW],MATCH(1,(NQC[Month]=StorageAllocation[[#This Row],[Month]])*(NQC[Unit Category]=\"Storage\"),0))\n    )\n)","v":54165.51999999999},{"$f":"_xlfn.IFS(\n    StorageAllocation[[#This Row],[Hour Ending]]=1,\n    OFFSET(StorageAllocation[[#This Row],[Storage SOC Day 1 (MWh)]],23,0)-StorageAllocation[[#This Row],[Storage (MW)]],\n    StorageAllocation[[#This Row],[Storage (MW)]]>0,\n    OFFSET(StorageAllocation[[#This Row],[Storage SOC Day 2 (MWh)]],-1,0)-StorageAllocation[[#This Row],[Storage (MW)]],\n    TRUE,\n    MIN(\n        OFFSET(StorageAllocation[[#This Row],[Storage SOC Day 2 (MWh)]],-1,0)+0.85*INDEX(NQC[NQC MW],MATCH(1,(NQC[Month]=StorageAllocation[[#This Row],[Month]])*(NQC[Unit Category]=\"Storage\"),0)),\n        4*INDEX(NQC[NQC MW],MATCH(1,(NQC[Month]=StorageAllocation[[#This Row],[Month]])*(NQC[Unit Category]=\"Storage\"),0))\n    )\n)","v":54165.51999999999},{"$f":"StorageAllocation[[#This Row],[Supply Without Storage (MW)]]+StorageAllocation[[#This Row],[Storage (MW)]]","v":52607.216375709118},{"$f":"StorageAllocation[[#This Row],[Adjusted Supply (MW)]]/StorageAllocation[[#This Row],[Managed Load + NOU (MW)]]-1","v":0.70708428385985389}]
[null,null,null,null,null,null,null,null,null,null,null,null,null,3,11,{"$f":"INDEX(ManagedLoad[Total],MATCH(1,(ManagedLoad[Month]=StorageAllocation[[#This Row],[Month]])*(ManagedLoad[Hour Ending]=StorageAllocation[[#This Row],[Hour Ending]]),0))","v":28967},{"$f":"StorageAllocation[[#This Row],[Managed Load + NOU (MW)]]*(1+_xlfn.XLOOKUP(StorageAllocation[[#This Row],[Month]],PRM[Month],PRM[Planning Reserve Margin],0,0))","v":36639.250262745001},{"$f":"SUM(_xlfn._xlws.FILTER(Supply[Supply],(Supply[Month]=StorageAllocation[[#This Row],[Month]])*(Supply[Unit Category]<>\"Storage\")*(Supply[Hour Ending]=StorageAllocation[[#This Row],[Hour Ending]])=1,0))","v":52419.553942655133},{"$f":"StorageAllocation[[#This Row],[Supply Without Storage (MW)]]-StorageAllocation[[#This Row],[Total Load with PRM (MW)]]","v":15780.303679910132},{"$f":"MAX(-StorageAllocation[[#This Row],[Excess Capacity (MW)]],0)","v":0},{"$f":"_xlfn.IFS(\n    StorageAllocation[[#This Row],[Hour Ending]]=1,\n    4*INDEX(NQC[NQC MW],MATCH(1,(NQC[Month]=StorageAllocation[[#This Row],[Month]])*(NQC[Unit Category]=\"Storage\"),0))-StorageAllocation[[#This Row],[Storage (MW)]],\n    StorageAllocation[[#This Row],[Storage (MW)]]>0,\n    OFFSET(StorageAllocation[[#This Row],[Storage SOC Day 1 (MWh)]],-1,0)-StorageAllocation[[#This Row],[Storage (MW)]],\n    TRUE,\n    MIN(\n        OFFSET(StorageAllocation[[#This Row],[Storage SOC Day 1 (MWh)]],-1,0)+0.85*INDEX(NQC[NQC MW],MATCH(1,(NQC[Month]=StorageAllocation[[#This Row],[Month]])*(NQC[Unit Category]=\"Storage\"),0)),\n        4*INDEX(NQC[NQC MW],MATCH(1,(NQC[Month]=StorageAllocation[[#This Row],[Month]])*(NQC[Unit Category]=\"Storage\"),0))\n    )\n)","v":54165.51999999999},{"$f":"_xlfn.IFS(\n    StorageAllocation[[#This Row],[Hour Ending]]=1,\n    OFFSET(StorageAllocation[[#This Row],[Storage SOC Day 1 (MWh)]],23,0)-StorageAllocation[[#This Row],[Storage (MW)]],\n    StorageAllocation[[#This Row],[Storage (MW)]]>0,\n    OFFSET(StorageAllocation[[#This Row],[Storage SOC Day 2 (MWh)]],-1,0)-StorageAllocation[[#This Row],[Storage (MW)]],\n    TRUE,\n    MIN(\n        OFFSET(StorageAllocation[[#This Row],[Storage SOC Day 2 (MWh)]],-1,0)+0.85*INDEX(NQC[NQC MW],MATCH(1,(NQC[Month]=StorageAllocation[[#This Row],[Month]])*(NQC[Unit Category]=\"Storage\"),0)),\n        4*INDEX(NQC[NQC MW],MATCH(1,(NQC[Month]=StorageAllocation[[#This Row],[Month]])*(NQC[Unit Category]=\"Storage\"),0))\n    )\n)","v":54165.51999999999},{"$f":"StorageAllocation[[#This Row],[Supply Without Storage (MW)]]+StorageAllocation[[#This Row],[Storage (MW)]]","v":52419.553942655133},{"$f":"StorageAllocation[[#This Row],[Adjusted Supply (MW)]]/StorageAllocation[[#This Row],[Managed Load + NOU (MW)]]-1","v":0.80963005981479386}]
[null,null,null,null,null,null,null,null,null,null,null,null,null,3,12,{"$f":"INDEX(ManagedLoad[Total],MATCH(1,(ManagedLoad[Month]=StorageAllocation[[#This Row],[Month]])*(ManagedLoad[Hour Ending]=StorageAllocation[[#This Row],[Hour Ending]]),0))","v":28276},{"$f":"StorageAllocation[[#This Row],[Managed Load + NOU (MW)]]*(1+_xlfn.XLOOKUP(StorageAllocation[[#This Row],[Month]],PRM[Month],PRM[Planning Reserve Margin],0,0))","v":35765.230794675932},{"$f":"SUM(_xlfn._xlws.FILTER(Supply[Supply],(Supply[Month]=StorageAllocation[[#This Row],[Month]])*(Supply[Unit Category]<>\"Storage\")*(Supply[Hour Ending]=StorageAllocation[[#This Row],[Hour Ending]])=1,0))","v":52414.347595016363},{"$f":"StorageAllocation[[#This Row],[Supply Without Storage (MW)]]-StorageAllocation[[#This Row],[Total Load with PRM (MW)]]","v":16649.116800340431},{"$f":"MAX(-StorageAllocation[[#This Row],[Excess Capacity (MW)]],0)","v":0},{"$f":"_xlfn.IFS(\n    StorageAllocation[[#This Row],[Hour Ending]]=1,\n    4*INDEX(NQC[NQC MW],MATCH(1,(NQC[Month]=StorageAllocation[[#This Row],[Month]])*(NQC[Unit Category]=\"Storage\"),0))-StorageAllocation[[#This Row],[Storage (MW)]],\n    StorageAllocation[[#This Row],[Storage (MW)]]>0,\n    OFFSET(StorageAllocation[[#This Row],[Storage SOC Day 1 (MWh)]],-1,0)-StorageAllocation[[#This Row],[Storage (MW)]],\n    TRUE,\n    MIN(\n        OFFSET(StorageAllocation[[#This Row],[Storage SOC Day 1 (MWh)]],-1,0)+0.85*INDEX(NQC[NQC MW],MATCH(1,(NQC[Month]=StorageAllocation[[#This Row],[Month]])*(NQC[Unit Category]=\"Storage\"),0)),\n        4*INDEX(NQC[NQC MW],MATCH(1,(NQC[Month]=StorageAllocation[[#This Row],[Month]])*(NQC[Unit Category]=\"Storage\"),0))\n    )\n)","v":54165.51999999999},{"$f":"_xlfn.IFS(\n    StorageAllocation[[#This Row],[Hour Ending]]=1,\n    OFFSET(StorageAllocation[[#This Row],[Storage SOC Day 1 (MWh)]],23,0)-StorageAllocation[[#This Row],[Storage (MW)]],\n    StorageAllocation[[#This Row],[Storage (MW)]]>0,\n    OFFSET(StorageAllocation[[#This Row],[Storage SOC Day 2 (MWh)]],-1,0)-StorageAllocation[[#This Row],[Storage (MW)]],\n    TRUE,\n    MIN(\n        OFFSET(StorageAllocation[[#This Row],[Storage SOC Day 2 (MWh)]],-1,0)+0.85*INDEX(NQC[NQC MW],MATCH(1,(NQC[Month]=StorageAllocation[[#This Row],[Month]])*(NQC[Unit Category]=\"Storage\"),0)),\n        4*INDEX(NQC[NQC MW],MATCH(1,(NQC[Month]=StorageAllocation[[#This Row],[Month]])*(NQC[Unit Category]=\"Storage\"),0))\n    )\n)","v":54165.51999999999},{"$f":"StorageAllocation[[#This Row],[Supply Without Storage (MW)]]+StorageAllocation[[#This Row],[Storage (MW)]]","v":52414.347595016363},{"$f":"StorageAllocation[[#This Row],[Adjusted Supply (MW)]]/StorageAllocation[[#This Row],[Managed Load + NOU (MW)]]-1","v":0.85366910436470378}]
[null,null,null,null,null,null,null,null,null,null,null,null,null,3,13,{"$f":"INDEX(ManagedLoad[Total],MATCH(1,(ManagedLoad[Month]=StorageAllocation[[#This Row],[Month]])*(ManagedLoad[Hour Ending]=StorageAllocation[[#This Row],[Hour Ending]]),0))","v":28425},{"$f":"StorageAllocation[[#This Row],[Managed Load + NOU (MW)]]*(1+_xlfn.XLOOKUP(StorageAllocation[[#This Row],[Month]],PRM[Month],PRM[Planning Reserve Margin],0,0))","v":35953.695195171284},{"$f":"SUM(_xlfn._xlws.FILTER(Supply[Supply],(Supply[Month]=StorageAllocation[[#This Row],[Month]])*(Supply[Unit Category]<>\"Storage\")*(Supply[Hour Ending]=StorageAllocation[[#This Row],[Hour Ending]])=1,0))","v":52315.033593002139},{"$f":"StorageAllocation[[#This Row],[Supply Without Storage (MW)]]-StorageAllocation[[#This Row],[Total Load with PRM (MW)]]","v":16361.338397830856},{"$f":"MAX(-StorageAllocation[[#This Row],[Excess Capacity (MW)]],0)","v":0},{"$f":"_xlfn.IFS(\n    StorageAllocation[[#This Row],[Hour Ending]]=1,\n    4*INDEX(NQC[NQC MW],MATCH(1,(NQC[Month]=StorageAllocation[[#This Row],[Month]])*(NQC[Unit Category]=\"Storage\"),0))-StorageAllocation[[#This Row],[Storage (MW)]],\n    StorageAllocation[[#This Row],[Storage (MW)]]>0,\n    OFFSET(StorageAllocation[[#This Row],[Storage SOC Day 1 (MWh)]],-1,0)-StorageAllocation[[#This Row],[Storage (MW)]],\n    TRUE,\n    MIN(\n        OFFSET(StorageAllocation[[#This Row],[Storage SOC Day 1 (MWh)]],-1,0)+0.85*INDEX(NQC[NQC MW],MATCH(1,(NQC[Month]=StorageAllocation[[#This Row],[Month]])*(NQC[Unit Category]=\"Storage\"),0)),\n        4*INDEX(NQC[NQC MW],MATCH(1,(NQC[Month]=StorageAllocation[[#This Row],[Month]])*(NQC[Unit Category]=\"Storage\"),0))\n    )\n)","v":54165.51999999999},{"$f":"_xlfn.IFS(\n    StorageAllocation[[#This Row],[Hour Ending]]=1,\n    OFFSET(StorageAllocation[[#This Row],[Storage SOC Day 1 (MWh)]],23,0)-StorageAllocation[[#This Row],[Storage (MW)]],\n    StorageAllocation[[#This Row],[Storage (MW)]]>0,\n    OFFSET(StorageAllocation[[#This Row],[Storage SOC Day 2 (MWh)]],-1,0)-StorageAllocation[[#This Row],[Storage (MW)]],\n    TRUE,\n    MIN(\n        OFFSET(StorageAllocation[[#This Row],[Storage SOC Day 2 (MWh)]],-1,0)+0.85*INDEX(NQC[NQC MW],MATCH(1,(NQC[Month]=StorageAllocation[[#This Row],[Month]])*(NQC[Unit Category]=\"Storage\"),0)),\n        4*INDEX(NQC[NQC MW],MATCH(1,(NQC[Month]=StorageAllocation[[#This Row],[Month]])*(NQC[Unit Category]=\"Storage\"),0))\n    )\n)","v":54165.51999999999},{"$f":"StorageAllocation[[#This Row],[Supply Without Storage (MW)]]+StorageAllocation[[#This Row],[Storage (MW)]]","v":52315.033593002139},{"$f":"StorageAllocation[[#This Row],[Adjusted Supply (MW)]]/StorageAllocation[[#This Row],[Managed Load + NOU (MW)]]-1","v":0.84045852569928381}]
[null,null,null,null,null,null,null,null,null,null,null,null,null,3,14,{"$f":"INDEX(ManagedLoad[Total],MATCH(1,(ManagedLoad[Month]=StorageAllocation[[#This Row],[Month]])*(ManagedLoad[Hour Ending]=StorageAllocation[[#This Row],[Hour Ending]]),0))","v":29231},{"$f":"StorageAllocation[[#This Row],[Managed Load + NOU (MW)]]*(1+_xlfn.XLOOKUP(StorageAllocation[[#This Row],[Month]],PRM[Month],PRM[Planning Reserve Margin],0,0))","v":36973.173764293817},{"$f":"SUM(_xlfn._xlws.FILTER(Supply[Supply],(Supply[Month]=StorageAllocation[[#This Row],[Month]])*(Supply[Unit Category]<>\"Storage\")*(Supply[Hour Ending]=StorageAllocation[[#This Row],[Hour Ending]])=1,0))","v":51471.571084585892},{"$f":"StorageAllocation[[#This Row],[Supply Without Storage (MW)]]-StorageAllocation[[#This Row],[Total Load with PRM (MW)]]","v":14498.397320292075},{"$f":"MAX(-StorageAllocation[[#This Row],[Excess Capacity (MW)]],0)","v":0},{"$f":"_xlfn.IFS(\n    StorageAllocation[[#This Row],[Hour Ending]]=1,\n    4*INDEX(NQC[NQC MW],MATCH(1,(NQC[Month]=StorageAllocation[[#This Row],[Month]])*(NQC[Unit Category]=\"Storage\"),0))-StorageAllocation[[#This Row],[Storage (MW)]],\n    StorageAllocation[[#This Row],[Storage (MW)]]>0,\n    OFFSET(StorageAllocation[[#This Row],[Storage SOC Day 1 (MWh)]],-1,0)-StorageAllocation[[#This Row],[Storage (MW)]],\n    TRUE,\n    MIN(\n        OFFSET(StorageAllocation[[#This Row],[Storage SOC Day 1 (MWh)]],-1,0)+0.85*INDEX(NQC[NQC MW],MATCH(1,(NQC[Month]=StorageAllocation[[#This Row],[Month]])*(NQC[Unit Category]=\"Storage\"),0)),\n        4*INDEX(NQC[NQC MW],MATCH(1,(NQC[Month]=StorageAllocation[[#This Row],[Month]])*(NQC[Unit Category]=\"Storage\"),0))\n    )\n)","v":54165.51999999999},{"$f":"_xlfn.IFS(\n    StorageAllocation[[#This Row],[Hour Ending]]=1,\n    OFFSET(StorageAllocation[[#This Row],[Storage SOC Day 1 (MWh)]],23,0)-StorageAllocation[[#This Row],[Storage (MW)]],\n    StorageAllocation[[#This Row],[Storage (MW)]]>0,\n    OFFSET(StorageAllocation[[#This Row],[Storage SOC Day 2 (MWh)]],-1,0)-StorageAllocation[[#This Row],[Storage (MW)]],\n    TRUE,\n    MIN(\n        OFFSET(StorageAllocation[[#This Row],[Storage SOC Day 2 (MWh)]],-1,0)+0.85*INDEX(NQC[NQC MW],MATCH(1,(NQC[Month]=StorageAllocation[[#This Row],[Month]])*(NQC[Unit Category]=\"Storage\"),0)),\n        4*INDEX(NQC[NQC MW],MATCH(1,(NQC[Month]=StorageAllocation[[#This Row],[Month]])*(NQC[Unit Category]=\"Storage\"),0))\n    )\n)","v":54165.51999999999},{"$f":"StorageAllocation[[#This Row],[Supply Without Storage (MW)]]+StorageAllocation[[#This Row],[Storage (MW)]]","v":51471.571084585892},{"$f":"StorageAllocation[[#This Row],[Adjusted Supply (MW)]]/StorageAllocation[[#This Row],[Managed Load + NOU (MW)]]-1","v":0.76085563561239411}]
[null,null,null,null,null,null,null,null,null,null,null,null,null,3,15,{"$f":"INDEX(ManagedLoad[Total],MATCH(1,(ManagedLoad[Month]=StorageAllocation[[#This Row],[Month]])*(ManagedLoad[Hour Ending]=StorageAllocation[[#This Row],[Hour Ending]]),0))","v":30528},{"$f":"StorageAllocation[[#This Row],[Managed Load + NOU (MW)]]*(1+_xlfn.XLOOKUP(StorageAllocation[[#This Row],[Month]],PRM[Month],PRM[Planning Reserve Margin],0,0))","v":38613.699451827233},{"$f":"SUM(_xlfn._xlws.FILTER(Supply[Supply],(Supply[Month]=StorageAllocation[[#This Row],[Month]])*(Supply[Unit Category]<>\"Storage\")*(Supply[Hour Ending]=StorageAllocation[[#This Row],[Hour Ending]])=1,0))","v":50353.131265989643},{"$f":"StorageAllocation[[#This Row],[Supply Without Storage (MW)]]-StorageAllocation[[#This Row],[Total Load with PRM (MW)]]","v":11739.43181416241},{"$f":"MAX(-StorageAllocation[[#This Row],[Excess Capacity (MW)]],0)","v":0},{"$f":"_xlfn.IFS(\n    StorageAllocation[[#This Row],[Hour Ending]]=1,\n    4*INDEX(NQC[NQC MW],MATCH(1,(NQC[Month]=StorageAllocation[[#This Row],[Month]])*(NQC[Unit Category]=\"Storage\"),0))-StorageAllocation[[#This Row],[Storage (MW)]],\n    StorageAllocation[[#This Row],[Storage (MW)]]>0,\n    OFFSET(StorageAllocation[[#This Row],[Storage SOC Day 1 (MWh)]],-1,0)-StorageAllocation[[#This Row],[Storage (MW)]],\n    TRUE,\n    MIN(\n        OFFSET(StorageAllocation[[#This Row],[Storage SOC Day 1 (MWh)]],-1,0)+0.85*INDEX(NQC[NQC MW],MATCH(1,(NQC[Month]=StorageAllocation[[#This Row],[Month]])*(NQC[Unit Category]=\"Storage\"),0)),\n        4*INDEX(NQC[NQC MW],MATCH(1,(NQC[Month]=StorageAllocation[[#This Row],[Month]])*(NQC[Unit Category]=\"Storage\"),0))\n    )\n)","v":54165.51999999999},{"$f":"_xlfn.IFS(\n    StorageAllocation[[#This Row],[Hour Ending]]=1,\n    OFFSET(StorageAllocation[[#This Row],[Storage SOC Day 1 (MWh)]],23,0)-StorageAllocation[[#This Row],[Storage (MW)]],\n    StorageAllocation[[#This Row],[Storage (MW)]]>0,\n    OFFSET(StorageAllocation[[#This Row],[Storage SOC Day 2 (MWh)]],-1,0)-StorageAllocation[[#This Row],[Storage (MW)]],\n    TRUE,\n    MIN(\n        OFFSET(StorageAllocation[[#This Row],[Storage SOC Day 2 (MWh)]],-1,0)+0.85*INDEX(NQC[NQC MW],MATCH(1,(NQC[Month]=StorageAllocation[[#This Row],[Month]])*(NQC[Unit Category]=\"Storage\"),0)),\n        4*INDEX(NQC[NQC MW],MATCH(1,(NQC[Month]=StorageAllocation[[#This Row],[Month]])*(NQC[Unit Category]=\"Storage\"),0))\n    )\n)","v":54165.51999999999},{"$f":"StorageAllocation[[#This Row],[Supply Without Storage (MW)]]+StorageAllocation[[#This Row],[Storage (MW)]]","v":50353.131265989643},{"$f":"StorageAllocation[[#This Row],[Adjusted Supply (MW)]]/StorageAllocation[[#This Row],[Managed Load + NOU (MW)]]-1","v":0.64940812585133778}]
[null,null,null,null,null,null,null,null,null,null,null,null,null,3,16,{"$f":"INDEX(ManagedLoad[Total],MATCH(1,(ManagedLoad[Month]=StorageAllocation[[#This Row],[Month]])*(ManagedLoad[Hour Ending]=StorageAllocation[[#This Row],[Hour Ending]]),0))","v":32193},{"$f":"StorageAllocation[[#This Row],[Managed Load + NOU (MW)]]*(1+_xlfn.XLOOKUP(StorageAllocation[[#This Row],[Month]],PRM[Month],PRM[Planning Reserve Margin],0,0))","v":40719.694262731718},{"$f":"SUM(_xlfn._xlws.FILTER(Supply[Supply],(Supply[Month]=StorageAllocation[[#This Row],[Month]])*(Supply[Unit Category]<>\"Storage\")*(Supply[Hour Ending]=StorageAllocation[[#This Row],[Hour Ending]])=1,0))","v":49094.190419155369},{"$f":"StorageAllocation[[#This Row],[Supply Without Storage (MW)]]-StorageAllocation[[#This Row],[Total Load with PRM (MW)]]","v":8374.496156423651},{"$f":"MAX(-StorageAllocation[[#This Row],[Excess Capacity (MW)]],0)","v":0},{"$f":"_xlfn.IFS(\n    StorageAllocation[[#This Row],[Hour Ending]]=1,\n    4*INDEX(NQC[NQC MW],MATCH(1,(NQC[Month]=StorageAllocation[[#This Row],[Month]])*(NQC[Unit Category]=\"Storage\"),0))-StorageAllocation[[#This Row],[Storage (MW)]],\n    StorageAllocation[[#This Row],[Storage (MW)]]>0,\n    OFFSET(StorageAllocation[[#This Row],[Storage SOC Day 1 (MWh)]],-1,0)-StorageAllocation[[#This Row],[Storage (MW)]],\n    TRUE,\n    MIN(\n        OFFSET(StorageAllocation[[#This Row],[Storage SOC Day 1 (MWh)]],-1,0)+0.85*INDEX(NQC[NQC MW],MATCH(1,(NQC[Month]=StorageAllocation[[#This Row],[Month]])*(NQC[Unit Category]=\"Storage\"),0)),\n        4*INDEX(NQC[NQC MW],MATCH(1,(NQC[Month]=StorageAllocation[[#This Row],[Month]])*(NQC[Unit Category]=\"Storage\"),0))\n    )\n)","v":54165.51999999999},{"$f":"_xlfn.IFS(\n    StorageAllocation[[#This Row],[Hour Ending]]=1,\n    OFFSET(StorageAllocation[[#This Row],[Storage SOC Day 1 (MWh)]],23,0)-StorageAllocation[[#This Row],[Storage (MW)]],\n    StorageAllocation[[#This Row],[Storage (MW)]]>0,\n    OFFSET(StorageAllocation[[#This Row],[Storage SOC Day 2 (MWh)]],-1,0)-StorageAllocation[[#This Row],[Storage (MW)]],\n    TRUE,\n    MIN(\n        OFFSET(StorageAllocation[[#This Row],[Storage SOC Day 2 (MWh)]],-1,0)+0.85*INDEX(NQC[NQC MW],MATCH(1,(NQC[Month]=StorageAllocation[[#This Row],[Month]])*(NQC[Unit Category]=\"Storage\"),0)),\n        4*INDEX(NQC[NQC MW],MATCH(1,(NQC[Month]=StorageAllocation[[#This Row],[Month]])*(NQC[Unit Category]=\"Storage\"),0))\n    )\n)","v":54165.51999999999},{"$f":"StorageAllocation[[#This Row],[Supply Without Storage (MW)]]+StorageAllocation[[#This Row],[Storage (MW)]]","v":49094.190419155369},{"$f":"StorageAllocation[[#This Row],[Adjusted Supply (MW)]]/StorageAllocation[[#This Row],[Managed Load + NOU (MW)]]-1","v":0.52499581956187269}]
[null,null,null,null,null,null,null,null,null,null,null,null,null,3,17,{"$f":"INDEX(ManagedLoad[Total],MATCH(1,(ManagedLoad[Month]=StorageAllocation[[#This Row],[Month]])*(ManagedLoad[Hour Ending]=StorageAllocation[[#This Row],[Hour Ending]]),0))","v":34739},{"$f":"StorageAllocation[[#This Row],[Managed Load + NOU (MW)]]*(1+_xlfn.XLOOKUP(StorageAllocation[[#This Row],[Month]],PRM[Month],PRM[Planning Reserve Margin],0,0))","v":43940.03227388057},{"$f":"SUM(_xlfn._xlws.FILTER(Supply[Supply],(Supply[Month]=StorageAllocation[[#This Row],[Month]])*(Supply[Unit Category]<>\"Storage\")*(Supply[Hour Ending]=StorageAllocation[[#This Row],[Hour Ending]])=1,0))","v":45654.717263066712},{"$f":"StorageAllocation[[#This Row],[Supply Without Storage (MW)]]-StorageAllocation[[#This Row],[Total Load with PRM (MW)]]","v":1714.684989186142},{"$f":"MAX(-StorageAllocation[[#This Row],[Excess Capacity (MW)]],0)","v":0},{"$f":"_xlfn.IFS(\n    StorageAllocation[[#This Row],[Hour Ending]]=1,\n    4*INDEX(NQC[NQC MW],MATCH(1,(NQC[Month]=StorageAllocation[[#This Row],[Month]])*(NQC[Unit Category]=\"Storage\"),0))-StorageAllocation[[#This Row],[Storage (MW)]],\n    StorageAllocation[[#This Row],[Storage (MW)]]>0,\n    OFFSET(StorageAllocation[[#This Row],[Storage SOC Day 1 (MWh)]],-1,0)-StorageAllocation[[#This Row],[Storage (MW)]],\n    TRUE,\n    MIN(\n        OFFSET(StorageAllocation[[#This Row],[Storage SOC Day 1 (MWh)]],-1,0)+0.85*INDEX(NQC[NQC MW],MATCH(1,(NQC[Month]=StorageAllocation[[#This Row],[Month]])*(NQC[Unit Category]=\"Storage\"),0)),\n        4*INDEX(NQC[NQC MW],MATCH(1,(NQC[Month]=StorageAllocation[[#This Row],[Month]])*(NQC[Unit Category]=\"Storage\"),0))\n    )\n)","v":54165.51999999999},{"$f":"_xlfn.IFS(\n    StorageAllocation[[#This Row],[Hour Ending]]=1,\n    OFFSET(StorageAllocation[[#This Row],[Storage SOC Day 1 (MWh)]],23,0)-StorageAllocation[[#This Row],[Storage (MW)]],\n    StorageAllocation[[#This Row],[Storage (MW)]]>0,\n    OFFSET(StorageAllocation[[#This Row],[Storage SOC Day 2 (MWh)]],-1,0)-StorageAllocation[[#This Row],[Storage (MW)]],\n    TRUE,\n    MIN(\n        OFFSET(StorageAllocation[[#This Row],[Storage SOC Day 2 (MWh)]],-1,0)+0.85*INDEX(NQC[NQC MW],MATCH(1,(NQC[Month]=StorageAllocation[[#This Row],[Month]])*(NQC[Unit Category]=\"Storage\"),0)),\n        4*INDEX(NQC[NQC MW],MATCH(1,(NQC[Month]=StorageAllocation[[#This Row],[Month]])*(NQC[Unit Category]=\"Storage\"),0))\n    )\n)","v":54165.51999999999},{"$f":"StorageAllocation[[#This Row],[Supply Without Storage (MW)]]+StorageAllocation[[#This Row],[Storage (MW)]]","v":45654.717263066712},{"$f":"StorageAllocation[[#This Row],[Adjusted Supply (MW)]]/StorageAllocation[[#This Row],[Managed Load + NOU (MW)]]-1","v":0.31422082567335585}]
[null,null,null,null,null,null,null,null,null,null,null,null,null,3,18,{"$f":"INDEX(ManagedLoad[Total],MATCH(1,(ManagedLoad[Month]=StorageAllocation[[#This Row],[Month]])*(ManagedLoad[Hour Ending]=StorageAllocation[[#This Row],[Hour Ending]]),0))","v":36974},{"$f":"StorageAllocation[[#This Row],[Managed Load + NOU (MW)]]*(1+_xlfn.XLOOKUP(StorageAllocation[[#This Row],[Month]],PRM[Month],PRM[Planning Reserve Margin],0,0))","v":46766.998281310931},{"$f":"SUM(_xlfn._xlws.FILTER(Supply[Supply],(Supply[Month]=StorageAllocation[[#This Row],[Month]])*(Supply[Unit Category]<>\"Storage\")*(Supply[Hour Ending]=StorageAllocation[[#This Row],[Hour Ending]])=1,0))","v":41586.498548637617},{"$f":"StorageAllocation[[#This Row],[Supply Without Storage (MW)]]-StorageAllocation[[#This Row],[Total Load with PRM (MW)]]","v":-5180.4997326733137},{"$f":"MAX(-StorageAllocation[[#This Row],[Excess Capacity (MW)]],0)","v":5180.4997326733137},{"$f":"_xlfn.IFS(\n    StorageAllocation[[#This Row],[Hour Ending]]=1,\n    4*INDEX(NQC[NQC MW],MATCH(1,(NQC[Month]=StorageAllocation[[#This Row],[Month]])*(NQC[Unit Category]=\"Storage\"),0))-StorageAllocation[[#This Row],[Storage (MW)]],\n    StorageAllocation[[#This Row],[Storage (MW)]]>0,\n    OFFSET(StorageAllocation[[#This Row],[Storage SOC Day 1 (MWh)]],-1,0)-StorageAllocation[[#This Row],[Storage (MW)]],\n    TRUE,\n    MIN(\n        OFFSET(StorageAllocation[[#This Row],[Storage SOC Day 1 (MWh)]],-1,0)+0.85*INDEX(NQC[NQC MW],MATCH(1,(NQC[Month]=StorageAllocation[[#This Row],[Month]])*(NQC[Unit Category]=\"Storage\"),0)),\n        4*INDEX(NQC[NQC MW],MATCH(1,(NQC[Month]=StorageAllocation[[#This Row],[Month]])*(NQC[Unit Category]=\"Storage\"),0))\n    )\n)","v":48985.020267326676},{"$f":"_xlfn.IFS(\n    StorageAllocation[[#This Row],[Hour Ending]]=1,\n    OFFSET(StorageAllocation[[#This Row],[Storage SOC Day 1 (MWh)]],23,0)-StorageAllocation[[#This Row],[Storage (MW)]],\n    StorageAllocation[[#This Row],[Storage (MW)]]>0,\n    OFFSET(StorageAllocation[[#This Row],[Storage SOC Day 2 (MWh)]],-1,0)-StorageAllocation[[#This Row],[Storage (MW)]],\n    TRUE,\n    MIN(\n        OFFSET(StorageAllocation[[#This Row],[Storage SOC Day 2 (MWh)]],-1,0)+0.85*INDEX(NQC[NQC MW],MATCH(1,(NQC[Month]=StorageAllocation[[#This Row],[Month]])*(NQC[Unit Category]=\"Storage\"),0)),\n        4*INDEX(NQC[NQC MW],MATCH(1,(NQC[Month]=StorageAllocation[[#This Row],[Month]])*(NQC[Unit Category]=\"Storage\"),0))\n    )\n)","v":48985.020267326676},{"$f":"StorageAllocation[[#This Row],[Supply Without Storage (MW)]]+StorageAllocation[[#This Row],[Storage (MW)]]","v":46766.998281310931},{"$f":"StorageAllocation[[#This Row],[Adjusted Supply (MW)]]/StorageAllocation[[#This Row],[Managed Load + NOU (MW)]]-1","v":0.2648617482909863}]
[null,null,null,null,null,null,null,null,null,null,null,null,null,3,19,{"$f":"INDEX(ManagedLoad[Total],MATCH(1,(ManagedLoad[Month]=StorageAllocation[[#This Row],[Month]])*(ManagedLoad[Hour Ending]=StorageAllocation[[#This Row],[Hour Ending]]),0))","v":38188},{"$f":"StorageAllocation[[#This Row],[Managed Load + NOU (MW)]]*(1+_xlfn.XLOOKUP(StorageAllocation[[#This Row],[Month]],PRM[Month],PRM[Planning Reserve Margin],0,0))","v":48302.540443736187},{"$f":"SUM(_xlfn._xlws.FILTER(Supply[Supply],(Supply[Month]=StorageAllocation[[#This Row],[Month]])*(Supply[Unit Category]<>\"Storage\")*(Supply[Hour Ending]=StorageAllocation[[#This Row],[Hour Ending]])=1,0))","v":40055.610133792383},{"$f":"StorageAllocation[[#This Row],[Supply Without Storage (MW)]]-StorageAllocation[[#This Row],[Total Load with PRM (MW)]]","v":-8246.9303099438039},{"$f":"MAX(-StorageAllocation[[#This Row],[Excess Capacity (MW)]],0)","v":8246.9303099438039},{"$f":"_xlfn.IFS(\n    StorageAllocation[[#This Row],[Hour Ending]]=1,\n    4*INDEX(NQC[NQC MW],MATCH(1,(NQC[Month]=StorageAllocation[[#This Row],[Month]])*(NQC[Unit Category]=\"Storage\"),0))-StorageAllocation[[#This Row],[Storage (MW)]],\n    StorageAllocation[[#This Row],[Storage (MW)]]>0,\n    OFFSET(StorageAllocation[[#This Row],[Storage SOC Day 1 (MWh)]],-1,0)-StorageAllocation[[#This Row],[Storage (MW)]],\n    TRUE,\n    MIN(\n        OFFSET(StorageAllocation[[#This Row],[Storage SOC Day 1 (MWh)]],-1,0)+0.85*INDEX(NQC[NQC MW],MATCH(1,(NQC[Month]=StorageAllocation[[#This Row],[Month]])*(NQC[Unit Category]=\"Storage\"),0)),\n        4*INDEX(NQC[NQC MW],MATCH(1,(NQC[Month]=StorageAllocation[[#This Row],[Month]])*(NQC[Unit Category]=\"Storage\"),0))\n    )\n)","v":40738.089957382872},{"$f":"_xlfn.IFS(\n    StorageAllocation[[#This Row],[Hour Ending]]=1,\n    OFFSET(StorageAllocation[[#This Row],[Storage SOC Day 1 (MWh)]],23,0)-StorageAllocation[[#This Row],[Storage (MW)]],\n    StorageAllocation[[#This Row],[Storage (MW)]]>0,\n    OFFSET(StorageAllocation[[#This Row],[Storage SOC Day 2 (MWh)]],-1,0)-StorageAllocation[[#This Row],[Storage (MW)]],\n    TRUE,\n    MIN(\n        OFFSET(StorageAllocation[[#This Row],[Storage SOC Day 2 (MWh)]],-1,0)+0.85*INDEX(NQC[NQC MW],MATCH(1,(NQC[Month]=StorageAllocation[[#This Row],[Month]])*(NQC[Unit Category]=\"Storage\"),0)),\n        4*INDEX(NQC[NQC MW],MATCH(1,(NQC[Month]=StorageAllocation[[#This Row],[Month]])*(NQC[Unit Category]=\"Storage\"),0))\n    )\n)","v":40738.089957382872},{"$f":"StorageAllocation[[#This Row],[Supply Without Storage (MW)]]+StorageAllocation[[#This Row],[Storage (MW)]]","v":48302.540443736187},{"$f":"StorageAllocation[[#This Row],[Adjusted Supply (MW)]]/StorageAllocation[[#This Row],[Managed Load + NOU (MW)]]-1","v":0.2648617482909863}]
[null,null,null,null,null,null,null,null,null,null,null,null,null,3,20,{"$f":"INDEX(ManagedLoad[Total],MATCH(1,(ManagedLoad[Month]=StorageAllocation[[#This Row],[Month]])*(ManagedLoad[Hour Ending]=StorageAllocation[[#This Row],[Hour Ending]]),0))","v":38102},{"$f":"StorageAllocation[[#This Row],[Managed Load + NOU (MW)]]*(1+_xlfn.XLOOKUP(StorageAllocation[[#This Row],[Month]],PRM[Month],PRM[Planning Reserve Margin],0,0))","v":48193.762333383158},{"$f":"SUM(_xlfn._xlws.FILTER(Supply[Supply],(Supply[Month]=StorageAllocation[[#This Row],[Month]])*(Supply[Unit Category]<>\"Storage\")*(Supply[Hour Ending]=StorageAllocation[[#This Row],[Hour Ending]])=1,0))","v":39758.281596962901},{"$f":"StorageAllocation[[#This Row],[Supply Without Storage (MW)]]-StorageAllocation[[#This Row],[Total Load with PRM (MW)]]","v":-8435.480736420257},{"$f":"MAX(-StorageAllocation[[#This Row],[Excess Capacity (MW)]],0)","v":8435.480736420257},{"$f":"_xlfn.IFS(\n    StorageAllocation[[#This Row],[Hour Ending]]=1,\n    4*INDEX(NQC[NQC MW],MATCH(1,(NQC[Month]=StorageAllocation[[#This Row],[Month]])*(NQC[Unit Category]=\"Storage\"),0))-StorageAllocation[[#This Row],[Storage (MW)]],\n    StorageAllocation[[#This Row],[Storage (MW)]]>0,\n    OFFSET(StorageAllocation[[#This Row],[Storage SOC Day 1 (MWh)]],-1,0)-StorageAllocation[[#This Row],[Storage (MW)]],\n    TRUE,\n    MIN(\n        OFFSET(StorageAllocation[[#This Row],[Storage SOC Day 1 (MWh)]],-1,0)+0.85*INDEX(NQC[NQC MW],MATCH(1,(NQC[Month]=StorageAllocation[[#This Row],[Month]])*(NQC[Unit Category]=\"Storage\"),0)),\n        4*INDEX(NQC[NQC MW],MATCH(1,(NQC[Month]=StorageAllocation[[#This Row],[Month]])*(NQC[Unit Category]=\"Storage\"),0))\n    )\n)","v":32302.609220962615},{"$f":"_xlfn.IFS(\n    StorageAllocation[[#This Row],[Hour Ending]]=1,\n    OFFSET(StorageAllocation[[#This Row],[Storage SOC Day 1 (MWh)]],23,0)-StorageAllocation[[#This Row],[Storage (MW)]],\n    StorageAllocation[[#This Row],[Storage (MW)]]>0,\n    OFFSET(StorageAllocation[[#This Row],[Storage SOC Day 2 (MWh)]],-1,0)-StorageAllocation[[#This Row],[Storage (MW)]],\n    TRUE,\n    MIN(\n        OFFSET(StorageAllocation[[#This Row],[Storage SOC Day 2 (MWh)]],-1,0)+0.85*INDEX(NQC[NQC MW],MATCH(1,(NQC[Month]=StorageAllocation[[#This Row],[Month]])*(NQC[Unit Category]=\"Storage\"),0)),\n        4*INDEX(NQC[NQC MW],MATCH(1,(NQC[Month]=StorageAllocation[[#This Row],[Month]])*(NQC[Unit Category]=\"Storage\"),0))\n    )\n)","v":32302.609220962615},{"$f":"StorageAllocation[[#This Row],[Supply Without Storage (MW)]]+StorageAllocation[[#This Row],[Storage (MW)]]","v":48193.762333383158},{"$f":"StorageAllocation[[#This Row],[Adjusted Supply (MW)]]/StorageAllocation[[#This Row],[Managed Load + NOU (MW)]]-1","v":0.2648617482909863}]
[null,null,null,null,null,null,null,null,null,null,null,null,null,3,21,{"$f":"INDEX(ManagedLoad[Total],MATCH(1,(ManagedLoad[Month]=StorageAllocation[[#This Row],[Month]])*(ManagedLoad[Hour Ending]=StorageAllocation[[#This Row],[Hour Ending]]),0))","v":37167},{"$f":"StorageAllocation[[#This Row],[Managed Load + NOU (MW)]]*(1+_xlfn.XLOOKUP(StorageAllocation[[#This Row],[Month]],PRM[Month],PRM[Planning Reserve Margin],0,0))","v":47011.116598731089},{"$f":"SUM(_xlfn._xlws.FILTER(Supply[Supply],(Supply[Month]=StorageAllocation[[#This Row],[Month]])*(Supply[Unit Category]<>\"Storage\")*(Supply[Hour Ending]=StorageAllocation[[#This Row],[Hour Ending]])=1,0))","v":39718.986289327884},{"$f":"StorageAllocation[[#This Row],[Supply Without Storage (MW)]]-StorageAllocation[[#This Row],[Total Load with PRM (MW)]]","v":-7292.1303094032046},{"$f":"MAX(-StorageAllocation[[#This Row],[Excess Capacity (MW)]],0)","v":7292.1303094032046},{"$f":"_xlfn.IFS(\n    StorageAllocation[[#This Row],[Hour Ending]]=1,\n    4*INDEX(NQC[NQC MW],MATCH(1,(NQC[Month]=StorageAllocation[[#This Row],[Month]])*(NQC[Unit Category]=\"Storage\"),0))-StorageAllocation[[#This Row],[Storage (MW)]],\n    StorageAllocation[[#This Row],[Storage (MW)]]>0,\n    OFFSET(StorageAllocation[[#This Row],[Storage SOC Day 1 (MWh)]],-1,0)-StorageAllocation[[#This Row],[Storage (MW)]],\n    TRUE,\n    MIN(\n        OFFSET(StorageAllocation[[#This Row],[Storage SOC Day 1 (MWh)]],-1,0)+0.85*INDEX(NQC[NQC MW],MATCH(1,(NQC[Month]=StorageAllocation[[#This Row],[Month]])*(NQC[Unit Category]=\"Storage\"),0)),\n        4*INDEX(NQC[NQC MW],MATCH(1,(NQC[Month]=StorageAllocation[[#This Row],[Month]])*(NQC[Unit Category]=\"Storage\"),0))\n    )\n)","v":25010.47891155941},{"$f":"_xlfn.IFS(\n    StorageAllocation[[#This Row],[Hour Ending]]=1,\n    OFFSET(StorageAllocation[[#This Row],[Storage SOC Day 1 (MWh)]],23,0)-StorageAllocation[[#This Row],[Storage (MW)]],\n    StorageAllocation[[#This Row],[Storage (MW)]]>0,\n    OFFSET(StorageAllocation[[#This Row],[Storage SOC Day 2 (MWh)]],-1,0)-StorageAllocation[[#This Row],[Storage (MW)]],\n    TRUE,\n    MIN(\n        OFFSET(StorageAllocation[[#This Row],[Storage SOC Day 2 (MWh)]],-1,0)+0.85*INDEX(NQC[NQC MW],MATCH(1,(NQC[Month]=StorageAllocation[[#This Row],[Month]])*(NQC[Unit Category]=\"Storage\"),0)),\n        4*INDEX(NQC[NQC MW],MATCH(1,(NQC[Month]=StorageAllocation[[#This Row],[Month]])*(NQC[Unit Category]=\"Storage\"),0))\n    )\n)","v":25010.47891155941},{"$f":"StorageAllocation[[#This Row],[Supply Without Storage (MW)]]+StorageAllocation[[#This Row],[Storage (MW)]]","v":47011.116598731089},{"$f":"StorageAllocation[[#This Row],[Adjusted Supply (MW)]]/StorageAllocation[[#This Row],[Managed Load + NOU (MW)]]-1","v":0.2648617482909863}]
[null,null,null,null,null,null,null,null,null,null,null,null,null,3,22,{"$f":"INDEX(ManagedLoad[Total],MATCH(1,(ManagedLoad[Month]=StorageAllocation[[#This Row],[Month]])*(ManagedLoad[Hour Ending]=StorageAllocation[[#This Row],[Hour Ending]]),0))","v":35844},{"$f":"StorageAllocation[[#This Row],[Managed Load + NOU (MW)]]*(1+_xlfn.XLOOKUP(StorageAllocation[[#This Row],[Month]],PRM[Month],PRM[Planning Reserve Margin],0,0))","v":45337.704505742113},{"$f":"SUM(_xlfn._xlws.FILTER(Supply[Supply],(Supply[Month]=StorageAllocation[[#This Row],[Month]])*(Supply[Unit Category]<>\"Storage\")*(Supply[Hour Ending]=StorageAllocation[[#This Row],[Hour Ending]])=1,0))","v":39624.186702214603},{"$f":"StorageAllocation[[#This Row],[Supply Without Storage (MW)]]-StorageAllocation[[#This Row],[Total Load with PRM (MW)]]","v":-5713.5178035275094},{"$f":"MAX(-StorageAllocation[[#This Row],[Excess Capacity (MW)]],0)","v":5713.5178035275094},{"$f":"_xlfn.IFS(\n    StorageAllocation[[#This Row],[Hour Ending]]=1,\n    4*INDEX(NQC[NQC MW],MATCH(1,(NQC[Month]=StorageAllocation[[#This Row],[Month]])*(NQC[Unit Category]=\"Storage\"),0))-StorageAllocation[[#This Row],[Storage (MW)]],\n    StorageAllocation[[#This Row],[Storage (MW)]]>0,\n    OFFSET(StorageAllocation[[#This Row],[Storage SOC Day 1 (MWh)]],-1,0)-StorageAllocation[[#This Row],[Storage (MW)]],\n    TRUE,\n    MIN(\n        OFFSET(StorageAllocation[[#This Row],[Storage SOC Day 1 (MWh)]],-1,0)+0.85*INDEX(NQC[NQC MW],MATCH(1,(NQC[Month]=StorageAllocation[[#This Row],[Month]])*(NQC[Unit Category]=\"Storage\"),0)),\n        4*INDEX(NQC[NQC MW],MATCH(1,(NQC[Month]=StorageAllocation[[#This Row],[Month]])*(NQC[Unit Category]=\"Storage\"),0))\n    )\n)","v":19296.961108031901},{"$f":"_xlfn.IFS(\n    StorageAllocation[[#This Row],[Hour Ending]]=1,\n    OFFSET(StorageAllocation[[#This Row],[Storage SOC Day 1 (MWh)]],23,0)-StorageAllocation[[#This Row],[Storage (MW)]],\n    StorageAllocation[[#This Row],[Storage (MW)]]>0,\n    OFFSET(StorageAllocation[[#This Row],[Storage SOC Day 2 (MWh)]],-1,0)-StorageAllocation[[#This Row],[Storage (MW)]],\n    TRUE,\n    MIN(\n        OFFSET(StorageAllocation[[#This Row],[Storage SOC Day 2 (MWh)]],-1,0)+0.85*INDEX(NQC[NQC MW],MATCH(1,(NQC[Month]=StorageAllocation[[#This Row],[Month]])*(NQC[Unit Category]=\"Storage\"),0)),\n        4*INDEX(NQC[NQC MW],MATCH(1,(NQC[Month]=StorageAllocation[[#This Row],[Month]])*(NQC[Unit Category]=\"Storage\"),0))\n    )\n)","v":19296.961108031901},{"$f":"StorageAllocation[[#This Row],[Supply Without Storage (MW)]]+StorageAllocation[[#This Row],[Storage (MW)]]","v":45337.704505742113},{"$f":"StorageAllocation[[#This Row],[Adjusted Supply (MW)]]/StorageAllocation[[#This Row],[Managed Load + NOU (MW)]]-1","v":0.2648617482909863}]
[null,null,null,null,null,null,null,null,null,null,null,null,null,3,23,{"$f":"INDEX(ManagedLoad[Total],MATCH(1,(ManagedLoad[Month]=StorageAllocation[[#This Row],[Month]])*(ManagedLoad[Hour Ending]=StorageAllocation[[#This Row],[Hour Ending]]),0))","v":34707},{"$f":"StorageAllocation[[#This Row],[Managed Load + NOU (MW)]]*(1+_xlfn.XLOOKUP(StorageAllocation[[#This Row],[Month]],PRM[Month],PRM[Planning Reserve Margin],0,0))","v":43899.556697935259},{"$f":"SUM(_xlfn._xlws.FILTER(Supply[Supply],(Supply[Month]=StorageAllocation[[#This Row],[Month]])*(Supply[Unit Category]<>\"Storage\")*(Supply[Hour Ending]=StorageAllocation[[#This Row],[Hour Ending]])=1,0))","v":38567.621717663933},{"$f":"StorageAllocation[[#This Row],[Supply Without Storage (MW)]]-StorageAllocation[[#This Row],[Total Load with PRM (MW)]]","v":-5331.9349802713259},{"$f":"MAX(-StorageAllocation[[#This Row],[Excess Capacity (MW)]],0)","v":5331.9349802713259},{"$f":"_xlfn.IFS(\n    StorageAllocation[[#This Row],[Hour Ending]]=1,\n    4*INDEX(NQC[NQC MW],MATCH(1,(NQC[Month]=StorageAllocation[[#This Row],[Month]])*(NQC[Unit Category]=\"Storage\"),0))-StorageAllocation[[#This Row],[Storage (MW)]],\n    StorageAllocation[[#This Row],[Storage (MW)]]>0,\n    OFFSET(StorageAllocation[[#This Row],[Storage SOC Day 1 (MWh)]],-1,0)-StorageAllocation[[#This Row],[Storage (MW)]],\n    TRUE,\n    MIN(\n        OFFSET(StorageAllocation[[#This Row],[Storage SOC Day 1 (MWh)]],-1,0)+0.85*INDEX(NQC[NQC MW],MATCH(1,(NQC[Month]=StorageAllocation[[#This Row],[Month]])*(NQC[Unit Category]=\"Storage\"),0)),\n        4*INDEX(NQC[NQC MW],MATCH(1,(NQC[Month]=StorageAllocation[[#This Row],[Month]])*(NQC[Unit Category]=\"Storage\"),0))\n    )\n)","v":13965.026127760575},{"$f":"_xlfn.IFS(\n    StorageAllocation[[#This Row],[Hour Ending]]=1,\n    OFFSET(StorageAllocation[[#This Row],[Storage SOC Day 1 (MWh)]],23,0)-StorageAllocation[[#This Row],[Storage (MW)]],\n    StorageAllocation[[#This Row],[Storage (MW)]]>0,\n    OFFSET(StorageAllocation[[#This Row],[Storage SOC Day 2 (MWh)]],-1,0)-StorageAllocation[[#This Row],[Storage (MW)]],\n    TRUE,\n    MIN(\n        OFFSET(StorageAllocation[[#This Row],[Storage SOC Day 2 (MWh)]],-1,0)+0.85*INDEX(NQC[NQC MW],MATCH(1,(NQC[Month]=StorageAllocation[[#This Row],[Month]])*(NQC[Unit Category]=\"Storage\"),0)),\n        4*INDEX(NQC[NQC MW],MATCH(1,(NQC[Month]=StorageAllocation[[#This Row],[Month]])*(NQC[Unit Category]=\"Storage\"),0))\n    )\n)","v":13965.026127760575},{"$f":"StorageAllocation[[#This Row],[Supply Without Storage (MW)]]+StorageAllocation[[#This Row],[Storage (MW)]]","v":43899.556697935259},{"$f":"StorageAllocation[[#This Row],[Adjusted Supply (MW)]]/StorageAllocation[[#This Row],[Managed Load + NOU (MW)]]-1","v":0.2648617482909863}]
[null,null,null,null,null,null,null,null,null,null,null,null,null,3,24,{"$f":"INDEX(ManagedLoad[Total],MATCH(1,(ManagedLoad[Month]=StorageAllocation[[#This Row],[Month]])*(ManagedLoad[Hour Ending]=StorageAllocation[[#This Row],[Hour Ending]]),0))","v":33701},{"$f":"StorageAllocation[[#This Row],[Managed Load + NOU (MW)]]*(1+_xlfn.XLOOKUP(StorageAllocation[[#This Row],[Month]],PRM[Month],PRM[Planning Reserve Margin],0,0))","v":42627.105779154532},{"$f":"SUM(_xlfn._xlws.FILTER(Supply[Supply],(Supply[Month]=StorageAllocation[[#This Row],[Month]])*(Supply[Unit Category]<>\"Storage\")*(Supply[Hour Ending]=StorageAllocation[[#This Row],[Hour Ending]])=1,0))","v":38438.690376550439},{"$f":"StorageAllocation[[#This Row],[Supply Without Storage (MW)]]-StorageAllocation[[#This Row],[Total Load with PRM (MW)]]","v":-4188.4154026040924},{"$f":"MAX(-StorageAllocation[[#This Row],[Excess Capacity (MW)]],0)","v":4188.4154026040924},{"$f":"_xlfn.IFS(\n    StorageAllocation[[#This Row],[Hour Ending]]=1,\n    4*INDEX(NQC[NQC MW],MATCH(1,(NQC[Month]=StorageAllocation[[#This Row],[Month]])*(NQC[Unit Category]=\"Storage\"),0))-StorageAllocation[[#This Row],[Storage (MW)]],\n    StorageAllocation[[#This Row],[Storage (MW)]]>0,\n    OFFSET(StorageAllocation[[#This Row],[Storage SOC Day 1 (MWh)]],-1,0)-StorageAllocation[[#This Row],[Storage (MW)]],\n    TRUE,\n    MIN(\n        OFFSET(StorageAllocation[[#This Row],[Storage SOC Day 1 (MWh)]],-1,0)+0.85*INDEX(NQC[NQC MW],MATCH(1,(NQC[Month]=StorageAllocation[[#This Row],[Month]])*(NQC[Unit Category]=\"Storage\"),0)),\n        4*INDEX(NQC[NQC MW],MATCH(1,(NQC[Month]=StorageAllocation[[#This Row],[Month]])*(NQC[Unit Category]=\"Storage\"),0))\n    )\n)","v":9776.6107251564827},{"$f":"_xlfn.IFS(\n    StorageAllocation[[#This Row],[Hour Ending]]=1,\n    OFFSET(StorageAllocation[[#This Row],[Storage SOC Day 1 (MWh)]],23,0)-StorageAllocation[[#This Row],[Storage (MW)]],\n    StorageAllocation[[#This Row],[Storage (MW)]]>0,\n    OFFSET(StorageAllocation[[#This Row],[Storage SOC Day 2 (MWh)]],-1,0)-StorageAllocation[[#This Row],[Storage (MW)]],\n    TRUE,\n    MIN(\n        OFFSET(StorageAllocation[[#This Row],[Storage SOC Day 2 (MWh)]],-1,0)+0.85*INDEX(NQC[NQC MW],MATCH(1,(NQC[Month]=StorageAllocation[[#This Row],[Month]])*(NQC[Unit Category]=\"Storage\"),0)),\n        4*INDEX(NQC[NQC MW],MATCH(1,(NQC[Month]=StorageAllocation[[#This Row],[Month]])*(NQC[Unit Category]=\"Storage\"),0))\n    )\n)","v":9776.6107251564827},{"$f":"StorageAllocation[[#This Row],[Supply Without Storage (MW)]]+StorageAllocation[[#This Row],[Storage (MW)]]","v":42627.105779154532},{"$f":"StorageAllocation[[#This Row],[Adjusted Supply (MW)]]/StorageAllocation[[#This Row],[Managed Load + NOU (MW)]]-1","v":0.2648617482909863}]
[null,null,null,null,null,null,null,null,null,null,null,null,null,4,1,{"$f":"INDEX(ManagedLoad[Total],MATCH(1,(ManagedLoad[Month]=StorageAllocation[[#This Row],[Month]])*(ManagedLoad[Hour Ending]=StorageAllocation[[#This Row],[Hour Ending]]),0))","v":34078},{"$f":"StorageAllocation[[#This Row],[Managed Load + NOU (MW)]]*(1+_xlfn.XLOOKUP(StorageAllocation[[#This Row],[Month]],PRM[Month],PRM[Planning Reserve Margin],0,0))","v":43102.672029513109},{"$f":"SUM(_xlfn._xlws.FILTER(Supply[Supply],(Supply[Month]=StorageAllocation[[#This Row],[Month]])*(Supply[Unit Category]<>\"Storage\")*(Supply[Hour Ending]=StorageAllocation[[#This Row],[Hour Ending]])=1,0))","v":41181.390180397662},{"$f":"StorageAllocation[[#This Row],[Supply Without Storage (MW)]]-StorageAllocation[[#This Row],[Total Load with PRM (MW)]]","v":-1921.2818491154467},{"$f":"MAX(-StorageAllocation[[#This Row],[Excess Capacity (MW)]],0)","v":1921.2818491154467},{"$f":"_xlfn.IFS(\n    StorageAllocation[[#This Row],[Hour Ending]]=1,\n    4*INDEX(NQC[NQC MW],MATCH(1,(NQC[Month]=StorageAllocation[[#This Row],[Month]])*(NQC[Unit Category]=\"Storage\"),0))-StorageAllocation[[#This Row],[Storage (MW)]],\n    StorageAllocation[[#This Row],[Storage (MW)]]>0,\n    OFFSET(StorageAllocation[[#This Row],[Storage SOC Day 1 (MWh)]],-1,0)-StorageAllocation[[#This Row],[Storage (MW)]],\n    TRUE,\n    MIN(\n        OFFSET(StorageAllocation[[#This Row],[Storage SOC Day 1 (MWh)]],-1,0)+0.85*INDEX(NQC[NQC MW],MATCH(1,(NQC[Month]=StorageAllocation[[#This Row],[Month]])*(NQC[Unit Category]=\"Storage\"),0)),\n        4*INDEX(NQC[NQC MW],MATCH(1,(NQC[Month]=StorageAllocation[[#This Row],[Month]])*(NQC[Unit Category]=\"Storage\"),0))\n    )\n)","v":52502.198150884542},{"$f":"_xlfn.IFS(\n    StorageAllocation[[#This Row],[Hour Ending]]=1,\n    OFFSET(StorageAllocation[[#This Row],[Storage SOC Day 1 (MWh)]],23,0)-StorageAllocation[[#This Row],[Storage (MW)]],\n    StorageAllocation[[#This Row],[Storage (MW)]]>0,\n    OFFSET(StorageAllocation[[#This Row],[Storage SOC Day 2 (MWh)]],-1,0)-StorageAllocation[[#This Row],[Storage (MW)]],\n    TRUE,\n    MIN(\n        OFFSET(StorageAllocation[[#This Row],[Storage SOC Day 2 (MWh)]],-1,0)+0.85*INDEX(NQC[NQC MW],MATCH(1,(NQC[Month]=StorageAllocation[[#This Row],[Month]])*(NQC[Unit Category]=\"Storage\"),0)),\n        4*INDEX(NQC[NQC MW],MATCH(1,(NQC[Month]=StorageAllocation[[#This Row],[Month]])*(NQC[Unit Category]=\"Storage\"),0))\n    )\n)","v":3724.9840293779853},{"$f":"StorageAllocation[[#This Row],[Supply Without Storage (MW)]]+StorageAllocation[[#This Row],[Storage (MW)]]","v":43102.672029513109},{"$f":"StorageAllocation[[#This Row],[Adjusted Supply (MW)]]/StorageAllocation[[#This Row],[Managed Load + NOU (MW)]]-1","v":0.26482399288435676}]
[null,null,null,null,null,null,null,null,null,null,null,null,null,4,2,{"$f":"INDEX(ManagedLoad[Total],MATCH(1,(ManagedLoad[Month]=StorageAllocation[[#This Row],[Month]])*(ManagedLoad[Hour Ending]=StorageAllocation[[#This Row],[Hour Ending]]),0))","v":32770},{"$f":"StorageAllocation[[#This Row],[Managed Load + NOU (MW)]]*(1+_xlfn.XLOOKUP(StorageAllocation[[#This Row],[Month]],PRM[Month],PRM[Planning Reserve Margin],0,0))","v":41448.282246820374},{"$f":"SUM(_xlfn._xlws.FILTER(Supply[Supply],(Supply[Month]=StorageAllocation[[#This Row],[Month]])*(Supply[Unit Category]<>\"Storage\")*(Supply[Hour Ending]=StorageAllocation[[#This Row],[Hour Ending]])=1,0))","v":40887.748678262273},{"$f":"StorageAllocation[[#This Row],[Supply Without Storage (MW)]]-StorageAllocation[[#This Row],[Total Load with PRM (MW)]]","v":-560.53356855810125},{"$f":"MAX(-StorageAllocation[[#This Row],[Excess Capacity (MW)]],0)","v":560.53356855810125},{"$f":"_xlfn.IFS(\n    StorageAllocation[[#This Row],[Hour Ending]]=1,\n    4*INDEX(NQC[NQC MW],MATCH(1,(NQC[Month]=StorageAllocation[[#This Row],[Month]])*(NQC[Unit Category]=\"Storage\"),0))-StorageAllocation[[#This Row],[Storage (MW)]],\n    StorageAllocation[[#This Row],[Storage (MW)]]>0,\n    OFFSET(StorageAllocation[[#This Row],[Storage SOC Day 1 (MWh)]],-1,0)-StorageAllocation[[#This Row],[Storage (MW)]],\n    TRUE,\n    MIN(\n        OFFSET(StorageAllocation[[#This Row],[Storage SOC Day 1 (MWh)]],-1,0)+0.85*INDEX(NQC[NQC MW],MATCH(1,(NQC[Month]=StorageAllocation[[#This Row],[Month]])*(NQC[Unit Category]=\"Storage\"),0)),\n        4*INDEX(NQC[NQC MW],MATCH(1,(NQC[Month]=StorageAllocation[[#This Row],[Month]])*(NQC[Unit Category]=\"Storage\"),0))\n    )\n)","v":51941.664582326441},{"$f":"_xlfn.IFS(\n    StorageAllocation[[#This Row],[Hour Ending]]=1,\n    OFFSET(StorageAllocation[[#This Row],[Storage SOC Day 1 (MWh)]],23,0)-StorageAllocation[[#This Row],[Storage (MW)]],\n    StorageAllocation[[#This Row],[Storage (MW)]]>0,\n    OFFSET(StorageAllocation[[#This Row],[Storage SOC Day 2 (MWh)]],-1,0)-StorageAllocation[[#This Row],[Storage (MW)]],\n    TRUE,\n    MIN(\n        OFFSET(StorageAllocation[[#This Row],[Storage SOC Day 2 (MWh)]],-1,0)+0.85*INDEX(NQC[NQC MW],MATCH(1,(NQC[Month]=StorageAllocation[[#This Row],[Month]])*(NQC[Unit Category]=\"Storage\"),0)),\n        4*INDEX(NQC[NQC MW],MATCH(1,(NQC[Month]=StorageAllocation[[#This Row],[Month]])*(NQC[Unit Category]=\"Storage\"),0))\n    )\n)","v":3164.450460819884},{"$f":"StorageAllocation[[#This Row],[Supply Without Storage (MW)]]+StorageAllocation[[#This Row],[Storage (MW)]]","v":41448.282246820374},{"$f":"StorageAllocation[[#This Row],[Adjusted Supply (MW)]]/StorageAllocation[[#This Row],[Managed Load + NOU (MW)]]-1","v":0.26482399288435676}]
[null,null,null,null,null,null,null,null,null,null,null,null,null,4,3,{"$f":"INDEX(ManagedLoad[Total],MATCH(1,(ManagedLoad[Month]=StorageAllocation[[#This Row],[Month]])*(ManagedLoad[Hour Ending]=StorageAllocation[[#This Row],[Hour Ending]]),0))","v":31887},{"$f":"StorageAllocation[[#This Row],[Managed Load + NOU (MW)]]*(1+_xlfn.XLOOKUP(StorageAllocation[[#This Row],[Month]],PRM[Month],PRM[Planning Reserve Margin],0,0))","v":40331.442661103487},{"$f":"SUM(_xlfn._xlws.FILTER(Supply[Supply],(Supply[Month]=StorageAllocation[[#This Row],[Month]])*(Supply[Unit Category]<>\"Storage\")*(Supply[Hour Ending]=StorageAllocation[[#This Row],[Hour Ending]])=1,0))","v":40549.173585918004},{"$f":"StorageAllocation[[#This Row],[Supply Without Storage (MW)]]-StorageAllocation[[#This Row],[Total Load with PRM (MW)]]","v":217.73092481451749},{"$f":"MAX(-StorageAllocation[[#This Row],[Excess Capacity (MW)]],0)","v":0},{"$f":"_xlfn.IFS(\n    StorageAllocation[[#This Row],[Hour Ending]]=1,\n    4*INDEX(NQC[NQC MW],MATCH(1,(NQC[Month]=StorageAllocation[[#This Row],[Month]])*(NQC[Unit Category]=\"Storage\"),0))-StorageAllocation[[#This Row],[Storage (MW)]],\n    StorageAllocation[[#This Row],[Storage (MW)]]>0,\n    OFFSET(StorageAllocation[[#This Row],[Storage SOC Day 1 (MWh)]],-1,0)-StorageAllocation[[#This Row],[Storage (MW)]],\n    TRUE,\n    MIN(\n        OFFSET(StorageAllocation[[#This Row],[Storage SOC Day 1 (MWh)]],-1,0)+0.85*INDEX(NQC[NQC MW],MATCH(1,(NQC[Month]=StorageAllocation[[#This Row],[Month]])*(NQC[Unit Category]=\"Storage\"),0)),\n        4*INDEX(NQC[NQC MW],MATCH(1,(NQC[Month]=StorageAllocation[[#This Row],[Month]])*(NQC[Unit Category]=\"Storage\"),0))\n    )\n)","v":54423.479999999989},{"$f":"_xlfn.IFS(\n    StorageAllocation[[#This Row],[Hour Ending]]=1,\n    OFFSET(StorageAllocation[[#This Row],[Storage SOC Day 1 (MWh)]],23,0)-StorageAllocation[[#This Row],[Storage (MW)]],\n    StorageAllocation[[#This Row],[Storage (MW)]]>0,\n    OFFSET(StorageAllocation[[#This Row],[Storage SOC Day 2 (MWh)]],-1,0)-StorageAllocation[[#This Row],[Storage (MW)]],\n    TRUE,\n    MIN(\n        OFFSET(StorageAllocation[[#This Row],[Storage SOC Day 2 (MWh)]],-1,0)+0.85*INDEX(NQC[NQC MW],MATCH(1,(NQC[Month]=StorageAllocation[[#This Row],[Month]])*(NQC[Unit Category]=\"Storage\"),0)),\n        4*INDEX(NQC[NQC MW],MATCH(1,(NQC[Month]=StorageAllocation[[#This Row],[Month]])*(NQC[Unit Category]=\"Storage\"),0))\n    )\n)","v":14729.439960819882},{"$f":"StorageAllocation[[#This Row],[Supply Without Storage (MW)]]+StorageAllocation[[#This Row],[Storage (MW)]]","v":40549.173585918004},{"$f":"StorageAllocation[[#This Row],[Adjusted Supply (MW)]]/StorageAllocation[[#This Row],[Managed Load + NOU (MW)]]-1","v":0.27165219637839888}]
[null,null,null,null,null,null,null,null,null,null,null,null,null,4,4,{"$f":"INDEX(ManagedLoad[Total],MATCH(1,(ManagedLoad[Month]=StorageAllocation[[#This Row],[Month]])*(ManagedLoad[Hour Ending]=StorageAllocation[[#This Row],[Hour Ending]]),0))","v":31805},{"$f":"StorageAllocation[[#This Row],[Managed Load + NOU (MW)]]*(1+_xlfn.XLOOKUP(StorageAllocation[[#This Row],[Month]],PRM[Month],PRM[Planning Reserve Margin],0,0))","v":40227.727093686968},{"$f":"SUM(_xlfn._xlws.FILTER(Supply[Supply],(Supply[Month]=StorageAllocation[[#This Row],[Month]])*(Supply[Unit Category]<>\"Storage\")*(Supply[Hour Ending]=StorageAllocation[[#This Row],[Hour Ending]])=1,0))","v":40351.089175208428},{"$f":"StorageAllocation[[#This Row],[Supply Without Storage (MW)]]-StorageAllocation[[#This Row],[Total Load with PRM (MW)]]","v":123.36208152145991},{"$f":"MAX(-StorageAllocation[[#This Row],[Excess Capacity (MW)]],0)","v":0},{"$f":"_xlfn.IFS(\n    StorageAllocation[[#This Row],[Hour Ending]]=1,\n    4*INDEX(NQC[NQC MW],MATCH(1,(NQC[Month]=StorageAllocation[[#This Row],[Month]])*(NQC[Unit Category]=\"Storage\"),0))-StorageAllocation[[#This Row],[Storage (MW)]],\n    StorageAllocation[[#This Row],[Storage (MW)]]>0,\n    OFFSET(StorageAllocation[[#This Row],[Storage SOC Day 1 (MWh)]],-1,0)-StorageAllocation[[#This Row],[Storage (MW)]],\n    TRUE,\n    MIN(\n        OFFSET(StorageAllocation[[#This Row],[Storage SOC Day 1 (MWh)]],-1,0)+0.85*INDEX(NQC[NQC MW],MATCH(1,(NQC[Month]=StorageAllocation[[#This Row],[Month]])*(NQC[Unit Category]=\"Storage\"),0)),\n        4*INDEX(NQC[NQC MW],MATCH(1,(NQC[Month]=StorageAllocation[[#This Row],[Month]])*(NQC[Unit Category]=\"Storage\"),0))\n    )\n)","v":54423.479999999989},{"$f":"_xlfn.IFS(\n    StorageAllocation[[#This Row],[Hour Ending]]=1,\n    OFFSET(StorageAllocation[[#This Row],[Storage SOC Day 1 (MWh)]],23,0)-StorageAllocation[[#This Row],[Storage (MW)]],\n    StorageAllocation[[#This Row],[Storage (MW)]]>0,\n    OFFSET(StorageAllocation[[#This Row],[Storage SOC Day 2 (MWh)]],-1,0)-StorageAllocation[[#This Row],[Storage (MW)]],\n    TRUE,\n    MIN(\n        OFFSET(StorageAllocation[[#This Row],[Storage SOC Day 2 (MWh)]],-1,0)+0.85*INDEX(NQC[NQC MW],MATCH(1,(NQC[Month]=StorageAllocation[[#This Row],[Month]])*(NQC[Unit Category]=\"Storage\"),0)),\n        4*INDEX(NQC[NQC MW],MATCH(1,(NQC[Month]=StorageAllocation[[#This Row],[Month]])*(NQC[Unit Category]=\"Storage\"),0))\n    )\n)","v":26294.42946081988},{"$f":"StorageAllocation[[#This Row],[Supply Without Storage (MW)]]+StorageAllocation[[#This Row],[Storage (MW)]]","v":40351.089175208428},{"$f":"StorageAllocation[[#This Row],[Adjusted Supply (MW)]]/StorageAllocation[[#This Row],[Managed Load + NOU (MW)]]-1","v":0.26870269376539624}]
[null,null,null,null,null,null,null,null,null,null,null,null,null,4,5,{"$f":"INDEX(ManagedLoad[Total],MATCH(1,(ManagedLoad[Month]=StorageAllocation[[#This Row],[Month]])*(ManagedLoad[Hour Ending]=StorageAllocation[[#This Row],[Hour Ending]]),0))","v":32490},{"$f":"StorageAllocation[[#This Row],[Managed Load + NOU (MW)]]*(1+_xlfn.XLOOKUP(StorageAllocation[[#This Row],[Month]],PRM[Month],PRM[Planning Reserve Margin],0,0))","v":41094.131528812752},{"$f":"SUM(_xlfn._xlws.FILTER(Supply[Supply],(Supply[Month]=StorageAllocation[[#This Row],[Month]])*(Supply[Unit Category]<>\"Storage\")*(Supply[Hour Ending]=StorageAllocation[[#This Row],[Hour Ending]])=1,0))","v":40063.794956694102},{"$f":"StorageAllocation[[#This Row],[Supply Without Storage (MW)]]-StorageAllocation[[#This Row],[Total Load with PRM (MW)]]","v":-1030.3365721186492},{"$f":"MAX(-StorageAllocation[[#This Row],[Excess Capacity (MW)]],0)","v":1030.3365721186492},{"$f":"_xlfn.IFS(\n    StorageAllocation[[#This Row],[Hour Ending]]=1,\n    4*INDEX(NQC[NQC MW],MATCH(1,(NQC[Month]=StorageAllocation[[#This Row],[Month]])*(NQC[Unit Category]=\"Storage\"),0))-StorageAllocation[[#This Row],[Storage (MW)]],\n    StorageAllocation[[#This Row],[Storage (MW)]]>0,\n    OFFSET(StorageAllocation[[#This Row],[Storage SOC Day 1 (MWh)]],-1,0)-StorageAllocation[[#This Row],[Storage (MW)]],\n    TRUE,\n    MIN(\n        OFFSET(StorageAllocation[[#This Row],[Storage SOC Day 1 (MWh)]],-1,0)+0.85*INDEX(NQC[NQC MW],MATCH(1,(NQC[Month]=StorageAllocation[[#This Row],[Month]])*(NQC[Unit Category]=\"Storage\"),0)),\n        4*INDEX(NQC[NQC MW],MATCH(1,(NQC[Month]=StorageAllocation[[#This Row],[Month]])*(NQC[Unit Category]=\"Storage\"),0))\n    )\n)","v":53393.143427881339},{"$f":"_xlfn.IFS(\n    StorageAllocation[[#This Row],[Hour Ending]]=1,\n    OFFSET(StorageAllocation[[#This Row],[Storage SOC Day 1 (MWh)]],23,0)-StorageAllocation[[#This Row],[Storage (MW)]],\n    StorageAllocation[[#This Row],[Storage (MW)]]>0,\n    OFFSET(StorageAllocation[[#This Row],[Storage SOC Day 2 (MWh)]],-1,0)-StorageAllocation[[#This Row],[Storage (MW)]],\n    TRUE,\n    MIN(\n        OFFSET(StorageAllocation[[#This Row],[Storage SOC Day 2 (MWh)]],-1,0)+0.85*INDEX(NQC[NQC MW],MATCH(1,(NQC[Month]=StorageAllocation[[#This Row],[Month]])*(NQC[Unit Category]=\"Storage\"),0)),\n        4*INDEX(NQC[NQC MW],MATCH(1,(NQC[Month]=StorageAllocation[[#This Row],[Month]])*(NQC[Unit Category]=\"Storage\"),0))\n    )\n)","v":25264.092888701231},{"$f":"StorageAllocation[[#This Row],[Supply Without Storage (MW)]]+StorageAllocation[[#This Row],[Storage (MW)]]","v":41094.131528812752},{"$f":"StorageAllocation[[#This Row],[Adjusted Supply (MW)]]/StorageAllocation[[#This Row],[Managed Load + NOU (MW)]]-1","v":0.26482399288435676}]
[null,null,null,null,null,null,null,null,null,null,null,null,null,4,6,{"$f":"INDEX(ManagedLoad[Total],MATCH(1,(ManagedLoad[Month]=StorageAllocation[[#This Row],[Month]])*(ManagedLoad[Hour Ending]=StorageAllocation[[#This Row],[Hour Ending]]),0))","v":33723},{"$f":"StorageAllocation[[#This Row],[Managed Load + NOU (MW)]]*(1+_xlfn.XLOOKUP(StorageAllocation[[#This Row],[Month]],PRM[Month],PRM[Planning Reserve Margin],0,0))","v":42653.659512039165},{"$f":"SUM(_xlfn._xlws.FILTER(Supply[Supply],(Supply[Month]=StorageAllocation[[#This Row],[Month]])*(Supply[Unit Category]<>\"Storage\")*(Supply[Hour Ending]=StorageAllocation[[#This Row],[Hour Ending]])=1,0))","v":40519.545623337915},{"$f":"StorageAllocation[[#This Row],[Supply Without Storage (MW)]]-StorageAllocation[[#This Row],[Total Load with PRM (MW)]]","v":-2134.1138887012494},{"$f":"MAX(-StorageAllocation[[#This Row],[Excess Capacity (MW)]],0)","v":2134.1138887012494},{"$f":"_xlfn.IFS(\n    StorageAllocation[[#This Row],[Hour Ending]]=1,\n    4*INDEX(NQC[NQC MW],MATCH(1,(NQC[Month]=StorageAllocation[[#This Row],[Month]])*(NQC[Unit Category]=\"Storage\"),0))-StorageAllocation[[#This Row],[Storage (MW)]],\n    StorageAllocation[[#This Row],[Storage (MW)]]>0,\n    OFFSET(StorageAllocation[[#This Row],[Storage SOC Day 1 (MWh)]],-1,0)-StorageAllocation[[#This Row],[Storage (MW)]],\n    TRUE,\n    MIN(\n        OFFSET(StorageAllocation[[#This Row],[Storage SOC Day 1 (MWh)]],-1,0)+0.85*INDEX(NQC[NQC MW],MATCH(1,(NQC[Month]=StorageAllocation[[#This Row],[Month]])*(NQC[Unit Category]=\"Storage\"),0)),\n        4*INDEX(NQC[NQC MW],MATCH(1,(NQC[Month]=StorageAllocation[[#This Row],[Month]])*(NQC[Unit Category]=\"Storage\"),0))\n    )\n)","v":51259.02953918009},{"$f":"_xlfn.IFS(\n    StorageAllocation[[#This Row],[Hour Ending]]=1,\n    OFFSET(StorageAllocation[[#This Row],[Storage SOC Day 1 (MWh)]],23,0)-StorageAllocation[[#This Row],[Storage (MW)]],\n    StorageAllocation[[#This Row],[Storage (MW)]]>0,\n    OFFSET(StorageAllocation[[#This Row],[Storage SOC Day 2 (MWh)]],-1,0)-StorageAllocation[[#This Row],[Storage (MW)]],\n    TRUE,\n    MIN(\n        OFFSET(StorageAllocation[[#This Row],[Storage SOC Day 2 (MWh)]],-1,0)+0.85*INDEX(NQC[NQC MW],MATCH(1,(NQC[Month]=StorageAllocation[[#This Row],[Month]])*(NQC[Unit Category]=\"Storage\"),0)),\n        4*INDEX(NQC[NQC MW],MATCH(1,(NQC[Month]=StorageAllocation[[#This Row],[Month]])*(NQC[Unit Category]=\"Storage\"),0))\n    )\n)","v":23129.978999999981},{"$f":"StorageAllocation[[#This Row],[Supply Without Storage (MW)]]+StorageAllocation[[#This Row],[Storage (MW)]]","v":42653.659512039165},{"$f":"StorageAllocation[[#This Row],[Adjusted Supply (MW)]]/StorageAllocation[[#This Row],[Managed Load + NOU (MW)]]-1","v":0.26482399288435676}]
[null,null,null,null,null,null,null,null,null,null,null,null,null,4,7,{"$f":"INDEX(ManagedLoad[Total],MATCH(1,(ManagedLoad[Month]=StorageAllocation[[#This Row],[Month]])*(ManagedLoad[Hour Ending]=StorageAllocation[[#This Row],[Hour Ending]]),0))","v":34014},{"$f":"StorageAllocation[[#This Row],[Managed Load + NOU (MW)]]*(1+_xlfn.XLOOKUP(StorageAllocation[[#This Row],[Month]],PRM[Month],PRM[Planning Reserve Margin],0,0))","v":43021.723293968513},{"$f":"SUM(_xlfn._xlws.FILTER(Supply[Supply],(Supply[Month]=StorageAllocation[[#This Row],[Month]])*(Supply[Unit Category]<>\"Storage\")*(Supply[Hour Ending]=StorageAllocation[[#This Row],[Hour Ending]])=1,0))","v":47289.068377984986},{"$f":"StorageAllocation[[#This Row],[Supply Without Storage (MW)]]-StorageAllocation[[#This Row],[Total Load with PRM (MW)]]","v":4267.3450840164733},{"$f":"MAX(-StorageAllocation[[#This Row],[Excess Capacity (MW)]],0)","v":0},{"$f":"_xlfn.IFS(\n    StorageAllocation[[#This Row],[Hour Ending]]=1,\n    4*INDEX(NQC[NQC MW],MATCH(1,(NQC[Month]=StorageAllocation[[#This Row],[Month]])*(NQC[Unit Category]=\"Storage\"),0))-StorageAllocation[[#This Row],[Storage (MW)]],\n    StorageAllocation[[#This Row],[Storage (MW)]]>0,\n    OFFSET(StorageAllocation[[#This Row],[Storage SOC Day 1 (MWh)]],-1,0)-StorageAllocation[[#This Row],[Storage (MW)]],\n    TRUE,\n    MIN(\n        OFFSET(StorageAllocation[[#This Row],[Storage SOC Day 1 (MWh)]],-1,0)+0.85*INDEX(NQC[NQC MW],MATCH(1,(NQC[Month]=StorageAllocation[[#This Row],[Month]])*(NQC[Unit Category]=\"Storage\"),0)),\n        4*INDEX(NQC[NQC MW],MATCH(1,(NQC[Month]=StorageAllocation[[#This Row],[Month]])*(NQC[Unit Category]=\"Storage\"),0))\n    )\n)","v":54423.479999999989},{"$f":"_xlfn.IFS(\n    StorageAllocation[[#This Row],[Hour Ending]]=1,\n    OFFSET(StorageAllocation[[#This Row],[Storage SOC Day 1 (MWh)]],23,0)-StorageAllocation[[#This Row],[Storage (MW)]],\n    StorageAllocation[[#This Row],[Storage (MW)]]>0,\n    OFFSET(StorageAllocation[[#This Row],[Storage SOC Day 2 (MWh)]],-1,0)-StorageAllocation[[#This Row],[Storage (MW)]],\n    TRUE,\n    MIN(\n        OFFSET(StorageAllocation[[#This Row],[Storage SOC Day 2 (MWh)]],-1,0)+0.85*INDEX(NQC[NQC MW],MATCH(1,(NQC[Month]=StorageAllocation[[#This Row],[Month]])*(NQC[Unit Category]=\"Storage\"),0)),\n        4*INDEX(NQC[NQC MW],MATCH(1,(NQC[Month]=StorageAllocation[[#This Row],[Month]])*(NQC[Unit Category]=\"Storage\"),0))\n    )\n)","v":34694.968499999981},{"$f":"StorageAllocation[[#This Row],[Supply Without Storage (MW)]]+StorageAllocation[[#This Row],[Storage (MW)]]","v":47289.068377984986},{"$f":"StorageAllocation[[#This Row],[Adjusted Supply (MW)]]/StorageAllocation[[#This Row],[Managed Load + NOU (MW)]]-1","v":0.39028248303595547}]
[null,null,null,null,null,null,null,null,null,null,null,null,null,4,8,{"$f":"INDEX(ManagedLoad[Total],MATCH(1,(ManagedLoad[Month]=StorageAllocation[[#This Row],[Month]])*(ManagedLoad[Hour Ending]=StorageAllocation[[#This Row],[Hour Ending]]),0))","v":33550},{"$f":"StorageAllocation[[#This Row],[Managed Load + NOU (MW)]]*(1+_xlfn.XLOOKUP(StorageAllocation[[#This Row],[Month]],PRM[Month],PRM[Planning Reserve Margin],0,0))","v":42434.844961270166},{"$f":"SUM(_xlfn._xlws.FILTER(Supply[Supply],(Supply[Month]=StorageAllocation[[#This Row],[Month]])*(Supply[Unit Category]<>\"Storage\")*(Supply[Hour Ending]=StorageAllocation[[#This Row],[Hour Ending]])=1,0))","v":54823.603968035954},{"$f":"StorageAllocation[[#This Row],[Supply Without Storage (MW)]]-StorageAllocation[[#This Row],[Total Load with PRM (MW)]]","v":12388.759006765787},{"$f":"MAX(-StorageAllocation[[#This Row],[Excess Capacity (MW)]],0)","v":0},{"$f":"_xlfn.IFS(\n    StorageAllocation[[#This Row],[Hour Ending]]=1,\n    4*INDEX(NQC[NQC MW],MATCH(1,(NQC[Month]=StorageAllocation[[#This Row],[Month]])*(NQC[Unit Category]=\"Storage\"),0))-StorageAllocation[[#This Row],[Storage (MW)]],\n    StorageAllocation[[#This Row],[Storage (MW)]]>0,\n    OFFSET(StorageAllocation[[#This Row],[Storage SOC Day 1 (MWh)]],-1,0)-StorageAllocation[[#This Row],[Storage (MW)]],\n    TRUE,\n    MIN(\n        OFFSET(StorageAllocation[[#This Row],[Storage SOC Day 1 (MWh)]],-1,0)+0.85*INDEX(NQC[NQC MW],MATCH(1,(NQC[Month]=StorageAllocation[[#This Row],[Month]])*(NQC[Unit Category]=\"Storage\"),0)),\n        4*INDEX(NQC[NQC MW],MATCH(1,(NQC[Month]=StorageAllocation[[#This Row],[Month]])*(NQC[Unit Category]=\"Storage\"),0))\n    )\n)","v":54423.479999999989},{"$f":"_xlfn.IFS(\n    StorageAllocation[[#This Row],[Hour Ending]]=1,\n    OFFSET(StorageAllocation[[#This Row],[Storage SOC Day 1 (MWh)]],23,0)-StorageAllocation[[#This Row],[Storage (MW)]],\n    StorageAllocation[[#This Row],[Storage (MW)]]>0,\n    OFFSET(StorageAllocation[[#This Row],[Storage SOC Day 2 (MWh)]],-1,0)-StorageAllocation[[#This Row],[Storage (MW)]],\n    TRUE,\n    MIN(\n        OFFSET(StorageAllocation[[#This Row],[Storage SOC Day 2 (MWh)]],-1,0)+0.85*INDEX(NQC[NQC MW],MATCH(1,(NQC[Month]=StorageAllocation[[#This Row],[Month]])*(NQC[Unit Category]=\"Storage\"),0)),\n        4*INDEX(NQC[NQC MW],MATCH(1,(NQC[Month]=StorageAllocation[[#This Row],[Month]])*(NQC[Unit Category]=\"Storage\"),0))\n    )\n)","v":46259.957999999977},{"$f":"StorageAllocation[[#This Row],[Supply Without Storage (MW)]]+StorageAllocation[[#This Row],[Storage (MW)]]","v":54823.603968035954},{"$f":"StorageAllocation[[#This Row],[Adjusted Supply (MW)]]/StorageAllocation[[#This Row],[Managed Load + NOU (MW)]]-1","v":0.63408655642432055}]
[null,null,null,null,null,null,null,null,null,null,null,null,null,4,9,{"$f":"INDEX(ManagedLoad[Total],MATCH(1,(ManagedLoad[Month]=StorageAllocation[[#This Row],[Month]])*(ManagedLoad[Hour Ending]=StorageAllocation[[#This Row],[Hour Ending]]),0))","v":32419},{"$f":"StorageAllocation[[#This Row],[Managed Load + NOU (MW)]]*(1+_xlfn.XLOOKUP(StorageAllocation[[#This Row],[Month]],PRM[Month],PRM[Planning Reserve Margin],0,0))","v":41004.329025317958},{"$f":"SUM(_xlfn._xlws.FILTER(Supply[Supply],(Supply[Month]=StorageAllocation[[#This Row],[Month]])*(Supply[Unit Category]<>\"Storage\")*(Supply[Hour Ending]=StorageAllocation[[#This Row],[Hour Ending]])=1,0))","v":56677.502653429394},{"$f":"StorageAllocation[[#This Row],[Supply Without Storage (MW)]]-StorageAllocation[[#This Row],[Total Load with PRM (MW)]]","v":15673.173628111435},{"$f":"MAX(-StorageAllocation[[#This Row],[Excess Capacity (MW)]],0)","v":0},{"$f":"_xlfn.IFS(\n    StorageAllocation[[#This Row],[Hour Ending]]=1,\n    4*INDEX(NQC[NQC MW],MATCH(1,(NQC[Month]=StorageAllocation[[#This Row],[Month]])*(NQC[Unit Category]=\"Storage\"),0))-StorageAllocation[[#This Row],[Storage (MW)]],\n    StorageAllocation[[#This Row],[Storage (MW)]]>0,\n    OFFSET(StorageAllocation[[#This Row],[Storage SOC Day 1 (MWh)]],-1,0)-StorageAllocation[[#This Row],[Storage (MW)]],\n    TRUE,\n    MIN(\n        OFFSET(StorageAllocation[[#This Row],[Storage SOC Day 1 (MWh)]],-1,0)+0.85*INDEX(NQC[NQC MW],MATCH(1,(NQC[Month]=StorageAllocation[[#This Row],[Month]])*(NQC[Unit Category]=\"Storage\"),0)),\n        4*INDEX(NQC[NQC MW],MATCH(1,(NQC[Month]=StorageAllocation[[#This Row],[Month]])*(NQC[Unit Category]=\"Storage\"),0))\n    )\n)","v":54423.479999999989},{"$f":"_xlfn.IFS(\n    StorageAllocation[[#This Row],[Hour Ending]]=1,\n    OFFSET(StorageAllocation[[#This Row],[Storage SOC Day 1 (MWh)]],23,0)-StorageAllocation[[#This Row],[Storage (MW)]],\n    StorageAllocation[[#This Row],[Storage (MW)]]>0,\n    OFFSET(StorageAllocation[[#This Row],[Storage SOC Day 2 (MWh)]],-1,0)-StorageAllocation[[#This Row],[Storage (MW)]],\n    TRUE,\n    MIN(\n        OFFSET(StorageAllocation[[#This Row],[Storage SOC Day 2 (MWh)]],-1,0)+0.85*INDEX(NQC[NQC MW],MATCH(1,(NQC[Month]=StorageAllocation[[#This Row],[Month]])*(NQC[Unit Category]=\"Storage\"),0)),\n        4*INDEX(NQC[NQC MW],MATCH(1,(NQC[Month]=StorageAllocation[[#This Row],[Month]])*(NQC[Unit Category]=\"Storage\"),0))\n    )\n)","v":54423.479999999989},{"$f":"StorageAllocation[[#This Row],[Supply Without Storage (MW)]]+StorageAllocation[[#This Row],[Storage (MW)]]","v":56677.502653429394},{"$f":"StorageAllocation[[#This Row],[Adjusted Supply (MW)]]/StorageAllocation[[#This Row],[Managed Load + NOU (MW)]]-1","v":0.74828041128441325}]
[null,null,null,null,null,null,null,null,null,null,null,null,null,4,10,{"$f":"INDEX(ManagedLoad[Total],MATCH(1,(ManagedLoad[Month]=StorageAllocation[[#This Row],[Month]])*(ManagedLoad[Hour Ending]=StorageAllocation[[#This Row],[Hour Ending]]),0))","v":31046},{"$f":"StorageAllocation[[#This Row],[Managed Load + NOU (MW)]]*(1+_xlfn.XLOOKUP(StorageAllocation[[#This Row],[Month]],PRM[Month],PRM[Planning Reserve Margin],0,0))","v":39267.725683087738},{"$f":"SUM(_xlfn._xlws.FILTER(Supply[Supply],(Supply[Month]=StorageAllocation[[#This Row],[Month]])*(Supply[Unit Category]<>\"Storage\")*(Supply[Hour Ending]=StorageAllocation[[#This Row],[Hour Ending]])=1,0))","v":57301.841960300248},{"$f":"StorageAllocation[[#This Row],[Supply Without Storage (MW)]]-StorageAllocation[[#This Row],[Total Load with PRM (MW)]]","v":18034.11627721251},{"$f":"MAX(-StorageAllocation[[#This Row],[Excess Capacity (MW)]],0)","v":0},{"$f":"_xlfn.IFS(\n    StorageAllocation[[#This Row],[Hour Ending]]=1,\n    4*INDEX(NQC[NQC MW],MATCH(1,(NQC[Month]=StorageAllocation[[#This Row],[Month]])*(NQC[Unit Category]=\"Storage\"),0))-StorageAllocation[[#This Row],[Storage (MW)]],\n    StorageAllocation[[#This Row],[Storage (MW)]]>0,\n    OFFSET(StorageAllocation[[#This Row],[Storage SOC Day 1 (MWh)]],-1,0)-StorageAllocation[[#This Row],[Storage (MW)]],\n    TRUE,\n    MIN(\n        OFFSET(StorageAllocation[[#This Row],[Storage SOC Day 1 (MWh)]],-1,0)+0.85*INDEX(NQC[NQC MW],MATCH(1,(NQC[Month]=StorageAllocation[[#This Row],[Month]])*(NQC[Unit Category]=\"Storage\"),0)),\n        4*INDEX(NQC[NQC MW],MATCH(1,(NQC[Month]=StorageAllocation[[#This Row],[Month]])*(NQC[Unit Category]=\"Storage\"),0))\n    )\n)","v":54423.479999999989},{"$f":"_xlfn.IFS(\n    StorageAllocation[[#This Row],[Hour Ending]]=1,\n    OFFSET(StorageAllocation[[#This Row],[Storage SOC Day 1 (MWh)]],23,0)-StorageAllocation[[#This Row],[Storage (MW)]],\n    StorageAllocation[[#This Row],[Storage (MW)]]>0,\n    OFFSET(StorageAllocation[[#This Row],[Storage SOC Day 2 (MWh)]],-1,0)-StorageAllocation[[#This Row],[Storage (MW)]],\n    TRUE,\n    MIN(\n        OFFSET(StorageAllocation[[#This Row],[Storage SOC Day 2 (MWh)]],-1,0)+0.85*INDEX(NQC[NQC MW],MATCH(1,(NQC[Month]=StorageAllocation[[#This Row],[Month]])*(NQC[Unit Category]=\"Storage\"),0)),\n        4*INDEX(NQC[NQC MW],MATCH(1,(NQC[Month]=StorageAllocation[[#This Row],[Month]])*(NQC[Unit Category]=\"Storage\"),0))\n    )\n)","v":54423.479999999989},{"$f":"StorageAllocation[[#This Row],[Supply Without Storage (MW)]]+StorageAllocation[[#This Row],[Storage (MW)]]","v":57301.841960300248},{"$f":"StorageAllocation[[#This Row],[Adjusted Supply (MW)]]/StorageAllocation[[#This Row],[Managed Load + NOU (MW)]]-1","v":0.84570772274367867}]
[null,null,null,null,null,null,null,null,null,null,null,null,null,4,11,{"$f":"INDEX(ManagedLoad[Total],MATCH(1,(ManagedLoad[Month]=StorageAllocation[[#This Row],[Month]])*(ManagedLoad[Hour Ending]=StorageAllocation[[#This Row],[Hour Ending]]),0))","v":30325},{"$f":"StorageAllocation[[#This Row],[Managed Load + NOU (MW)]]*(1+_xlfn.XLOOKUP(StorageAllocation[[#This Row],[Month]],PRM[Month],PRM[Planning Reserve Margin],0,0))","v":38355.787584218117},{"$f":"SUM(_xlfn._xlws.FILTER(Supply[Supply],(Supply[Month]=StorageAllocation[[#This Row],[Month]])*(Supply[Unit Category]<>\"Storage\")*(Supply[Hour Ending]=StorageAllocation[[#This Row],[Hour Ending]])=1,0))","v":57287.8613010919},{"$f":"StorageAllocation[[#This Row],[Supply Without Storage (MW)]]-StorageAllocation[[#This Row],[Total Load with PRM (MW)]]","v":18932.073716873783},{"$f":"MAX(-StorageAllocation[[#This Row],[Excess Capacity (MW)]],0)","v":0},{"$f":"_xlfn.IFS(\n    StorageAllocation[[#This Row],[Hour Ending]]=1,\n    4*INDEX(NQC[NQC MW],MATCH(1,(NQC[Month]=StorageAllocation[[#This Row],[Month]])*(NQC[Unit Category]=\"Storage\"),0))-StorageAllocation[[#This Row],[Storage (MW)]],\n    StorageAllocation[[#This Row],[Storage (MW)]]>0,\n    OFFSET(StorageAllocation[[#This Row],[Storage SOC Day 1 (MWh)]],-1,0)-StorageAllocation[[#This Row],[Storage (MW)]],\n    TRUE,\n    MIN(\n        OFFSET(StorageAllocation[[#This Row],[Storage SOC Day 1 (MWh)]],-1,0)+0.85*INDEX(NQC[NQC MW],MATCH(1,(NQC[Month]=StorageAllocation[[#This Row],[Month]])*(NQC[Unit Category]=\"Storage\"),0)),\n        4*INDEX(NQC[NQC MW],MATCH(1,(NQC[Month]=StorageAllocation[[#This Row],[Month]])*(NQC[Unit Category]=\"Storage\"),0))\n    )\n)","v":54423.479999999989},{"$f":"_xlfn.IFS(\n    StorageAllocation[[#This Row],[Hour Ending]]=1,\n    OFFSET(StorageAllocation[[#This Row],[Storage SOC Day 1 (MWh)]],23,0)-StorageAllocation[[#This Row],[Storage (MW)]],\n    StorageAllocation[[#This Row],[Storage (MW)]]>0,\n    OFFSET(StorageAllocation[[#This Row],[Storage SOC Day 2 (MWh)]],-1,0)-StorageAllocation[[#This Row],[Storage (MW)]],\n    TRUE,\n    MIN(\n        OFFSET(StorageAllocation[[#This Row],[Storage SOC Day 2 (MWh)]],-1,0)+0.85*INDEX(NQC[NQC MW],MATCH(1,(NQC[Month]=StorageAllocation[[#This Row],[Month]])*(NQC[Unit Category]=\"Storage\"),0)),\n        4*INDEX(NQC[NQC MW],MATCH(1,(NQC[Month]=StorageAllocation[[#This Row],[Month]])*(NQC[Unit Category]=\"Storage\"),0))\n    )\n)","v":54423.479999999989},{"$f":"StorageAllocation[[#This Row],[Supply Without Storage (MW)]]+StorageAllocation[[#This Row],[Storage (MW)]]","v":57287.8613010919},{"$f":"StorageAllocation[[#This Row],[Adjusted Supply (MW)]]/StorageAllocation[[#This Row],[Managed Load + NOU (MW)]]-1","v":0.88912980382825713}]
[null,null,null,null,null,null,null,null,null,null,null,null,null,4,12,{"$f":"INDEX(ManagedLoad[Total],MATCH(1,(ManagedLoad[Month]=StorageAllocation[[#This Row],[Month]])*(ManagedLoad[Hour Ending]=StorageAllocation[[#This Row],[Hour Ending]]),0))","v":30471},{"$f":"StorageAllocation[[#This Row],[Managed Load + NOU (MW)]]*(1+_xlfn.XLOOKUP(StorageAllocation[[#This Row],[Month]],PRM[Month],PRM[Planning Reserve Margin],0,0))","v":38540.451887179232},{"$f":"SUM(_xlfn._xlws.FILTER(Supply[Supply],(Supply[Month]=StorageAllocation[[#This Row],[Month]])*(Supply[Unit Category]<>\"Storage\")*(Supply[Hour Ending]=StorageAllocation[[#This Row],[Hour Ending]])=1,0))","v":57516.923484038714},{"$f":"StorageAllocation[[#This Row],[Supply Without Storage (MW)]]-StorageAllocation[[#This Row],[Total Load with PRM (MW)]]","v":18976.471596859483},{"$f":"MAX(-StorageAllocation[[#This Row],[Excess Capacity (MW)]],0)","v":0},{"$f":"_xlfn.IFS(\n    StorageAllocation[[#This Row],[Hour Ending]]=1,\n    4*INDEX(NQC[NQC MW],MATCH(1,(NQC[Month]=StorageAllocation[[#This Row],[Month]])*(NQC[Unit Category]=\"Storage\"),0))-StorageAllocation[[#This Row],[Storage (MW)]],\n    StorageAllocation[[#This Row],[Storage (MW)]]>0,\n    OFFSET(StorageAllocation[[#This Row],[Storage SOC Day 1 (MWh)]],-1,0)-StorageAllocation[[#This Row],[Storage (MW)]],\n    TRUE,\n    MIN(\n        OFFSET(StorageAllocation[[#This Row],[Storage SOC Day 1 (MWh)]],-1,0)+0.85*INDEX(NQC[NQC MW],MATCH(1,(NQC[Month]=StorageAllocation[[#This Row],[Month]])*(NQC[Unit Category]=\"Storage\"),0)),\n        4*INDEX(NQC[NQC MW],MATCH(1,(NQC[Month]=StorageAllocation[[#This Row],[Month]])*(NQC[Unit Category]=\"Storage\"),0))\n    )\n)","v":54423.479999999989},{"$f":"_xlfn.IFS(\n    StorageAllocation[[#This Row],[Hour Ending]]=1,\n    OFFSET(StorageAllocation[[#This Row],[Storage SOC Day 1 (MWh)]],23,0)-StorageAllocation[[#This Row],[Storage (MW)]],\n    StorageAllocation[[#This Row],[Storage (MW)]]>0,\n    OFFSET(StorageAllocation[[#This Row],[Storage SOC Day 2 (MWh)]],-1,0)-StorageAllocation[[#This Row],[Storage (MW)]],\n    TRUE,\n    MIN(\n        OFFSET(StorageAllocation[[#This Row],[Storage SOC Day 2 (MWh)]],-1,0)+0.85*INDEX(NQC[NQC MW],MATCH(1,(NQC[Month]=StorageAllocation[[#This Row],[Month]])*(NQC[Unit Category]=\"Storage\"),0)),\n        4*INDEX(NQC[NQC MW],MATCH(1,(NQC[Month]=StorageAllocation[[#This Row],[Month]])*(NQC[Unit Category]=\"Storage\"),0))\n    )\n)","v":54423.479999999989},{"$f":"StorageAllocation[[#This Row],[Supply Without Storage (MW)]]+StorageAllocation[[#This Row],[Storage (MW)]]","v":57516.923484038714},{"$f":"StorageAllocation[[#This Row],[Adjusted Supply (MW)]]/StorageAllocation[[#This Row],[Managed Load + NOU (MW)]]-1","v":0.88759553293422311}]
[null,null,null,null,null,null,null,null,null,null,null,null,null,4,13,{"$f":"INDEX(ManagedLoad[Total],MATCH(1,(ManagedLoad[Month]=StorageAllocation[[#This Row],[Month]])*(ManagedLoad[Hour Ending]=StorageAllocation[[#This Row],[Hour Ending]]),0))","v":31230},{"$f":"StorageAllocation[[#This Row],[Managed Load + NOU (MW)]]*(1+_xlfn.XLOOKUP(StorageAllocation[[#This Row],[Month]],PRM[Month],PRM[Planning Reserve Margin],0,0))","v":39500.453297778462},{"$f":"SUM(_xlfn._xlws.FILTER(Supply[Supply],(Supply[Month]=StorageAllocation[[#This Row],[Month]])*(Supply[Unit Category]<>\"Storage\")*(Supply[Hour Ending]=StorageAllocation[[#This Row],[Hour Ending]])=1,0))","v":57394.194419012252},{"$f":"StorageAllocation[[#This Row],[Supply Without Storage (MW)]]-StorageAllocation[[#This Row],[Total Load with PRM (MW)]]","v":17893.74112123379},{"$f":"MAX(-StorageAllocation[[#This Row],[Excess Capacity (MW)]],0)","v":0},{"$f":"_xlfn.IFS(\n    StorageAllocation[[#This Row],[Hour Ending]]=1,\n    4*INDEX(NQC[NQC MW],MATCH(1,(NQC[Month]=StorageAllocation[[#This Row],[Month]])*(NQC[Unit Category]=\"Storage\"),0))-StorageAllocation[[#This Row],[Storage (MW)]],\n    StorageAllocation[[#This Row],[Storage (MW)]]>0,\n    OFFSET(StorageAllocation[[#This Row],[Storage SOC Day 1 (MWh)]],-1,0)-StorageAllocation[[#This Row],[Storage (MW)]],\n    TRUE,\n    MIN(\n        OFFSET(StorageAllocation[[#This Row],[Storage SOC Day 1 (MWh)]],-1,0)+0.85*INDEX(NQC[NQC MW],MATCH(1,(NQC[Month]=StorageAllocation[[#This Row],[Month]])*(NQC[Unit Category]=\"Storage\"),0)),\n        4*INDEX(NQC[NQC MW],MATCH(1,(NQC[Month]=StorageAllocation[[#This Row],[Month]])*(NQC[Unit Category]=\"Storage\"),0))\n    )\n)","v":54423.479999999989},{"$f":"_xlfn.IFS(\n    StorageAllocation[[#This Row],[Hour Ending]]=1,\n    OFFSET(StorageAllocation[[#This Row],[Storage SOC Day 1 (MWh)]],23,0)-StorageAllocation[[#This Row],[Storage (MW)]],\n    StorageAllocation[[#This Row],[Storage (MW)]]>0,\n    OFFSET(StorageAllocation[[#This Row],[Storage SOC Day 2 (MWh)]],-1,0)-StorageAllocation[[#This Row],[Storage (MW)]],\n    TRUE,\n    MIN(\n        OFFSET(StorageAllocation[[#This Row],[Storage SOC Day 2 (MWh)]],-1,0)+0.85*INDEX(NQC[NQC MW],MATCH(1,(NQC[Month]=StorageAllocation[[#This Row],[Month]])*(NQC[Unit Category]=\"Storage\"),0)),\n        4*INDEX(NQC[NQC MW],MATCH(1,(NQC[Month]=StorageAllocation[[#This Row],[Month]])*(NQC[Unit Category]=\"Storage\"),0))\n    )\n)","v":54423.479999999989},{"$f":"StorageAllocation[[#This Row],[Supply Without Storage (MW)]]+StorageAllocation[[#This Row],[Storage (MW)]]","v":57394.194419012252},{"$f":"StorageAllocation[[#This Row],[Adjusted Supply (MW)]]/StorageAllocation[[#This Row],[Managed Load + NOU (MW)]]-1","v":0.8377904072690443}]
[null,null,null,null,null,null,null,null,null,null,null,null,null,4,14,{"$f":"INDEX(ManagedLoad[Total],MATCH(1,(ManagedLoad[Month]=StorageAllocation[[#This Row],[Month]])*(ManagedLoad[Hour Ending]=StorageAllocation[[#This Row],[Hour Ending]]),0))","v":32602},{"$f":"StorageAllocation[[#This Row],[Managed Load + NOU (MW)]]*(1+_xlfn.XLOOKUP(StorageAllocation[[#This Row],[Month]],PRM[Month],PRM[Planning Reserve Margin],0,0))","v":41235.791816015801},{"$f":"SUM(_xlfn._xlws.FILTER(Supply[Supply],(Supply[Month]=StorageAllocation[[#This Row],[Month]])*(Supply[Unit Category]<>\"Storage\")*(Supply[Hour Ending]=StorageAllocation[[#This Row],[Hour Ending]])=1,0))","v":57495.223841701176},{"$f":"StorageAllocation[[#This Row],[Supply Without Storage (MW)]]-StorageAllocation[[#This Row],[Total Load with PRM (MW)]]","v":16259.432025685375},{"$f":"MAX(-StorageAllocation[[#This Row],[Excess Capacity (MW)]],0)","v":0},{"$f":"_xlfn.IFS(\n    StorageAllocation[[#This Row],[Hour Ending]]=1,\n    4*INDEX(NQC[NQC MW],MATCH(1,(NQC[Month]=StorageAllocation[[#This Row],[Month]])*(NQC[Unit Category]=\"Storage\"),0))-StorageAllocation[[#This Row],[Storage (MW)]],\n    StorageAllocation[[#This Row],[Storage (MW)]]>0,\n    OFFSET(StorageAllocation[[#This Row],[Storage SOC Day 1 (MWh)]],-1,0)-StorageAllocation[[#This Row],[Storage (MW)]],\n    TRUE,\n    MIN(\n        OFFSET(StorageAllocation[[#This Row],[Storage SOC Day 1 (MWh)]],-1,0)+0.85*INDEX(NQC[NQC MW],MATCH(1,(NQC[Month]=StorageAllocation[[#This Row],[Month]])*(NQC[Unit Category]=\"Storage\"),0)),\n        4*INDEX(NQC[NQC MW],MATCH(1,(NQC[Month]=StorageAllocation[[#This Row],[Month]])*(NQC[Unit Category]=\"Storage\"),0))\n    )\n)","v":54423.479999999989},{"$f":"_xlfn.IFS(\n    StorageAllocation[[#This Row],[Hour Ending]]=1,\n    OFFSET(StorageAllocation[[#This Row],[Storage SOC Day 1 (MWh)]],23,0)-StorageAllocation[[#This Row],[Storage (MW)]],\n    StorageAllocation[[#This Row],[Storage (MW)]]>0,\n    OFFSET(StorageAllocation[[#This Row],[Storage SOC Day 2 (MWh)]],-1,0)-StorageAllocation[[#This Row],[Storage (MW)]],\n    TRUE,\n    MIN(\n        OFFSET(StorageAllocation[[#This Row],[Storage SOC Day 2 (MWh)]],-1,0)+0.85*INDEX(NQC[NQC MW],MATCH(1,(NQC[Month]=StorageAllocation[[#This Row],[Month]])*(NQC[Unit Category]=\"Storage\"),0)),\n        4*INDEX(NQC[NQC MW],MATCH(1,(NQC[Month]=StorageAllocation[[#This Row],[Month]])*(NQC[Unit Category]=\"Storage\"),0))\n    )\n)","v":54423.479999999989},{"$f":"StorageAllocation[[#This Row],[Supply Without Storage (MW)]]+StorageAllocation[[#This Row],[Storage (MW)]]","v":57495.223841701176},{"$f":"StorageAllocation[[#This Row],[Adjusted Supply (MW)]]/StorageAllocation[[#This Row],[Managed Load + NOU (MW)]]-1","v":0.76354897986936932}]
[null,null,null,null,null,null,null,null,null,null,null,null,null,4,15,{"$f":"INDEX(ManagedLoad[Total],MATCH(1,(ManagedLoad[Month]=StorageAllocation[[#This Row],[Month]])*(ManagedLoad[Hour Ending]=StorageAllocation[[#This Row],[Hour Ending]]),0))","v":34614},{"$f":"StorageAllocation[[#This Row],[Managed Load + NOU (MW)]]*(1+_xlfn.XLOOKUP(StorageAllocation[[#This Row],[Month]],PRM[Month],PRM[Planning Reserve Margin],0,0))","v":43780.617689699124},{"$f":"SUM(_xlfn._xlws.FILTER(Supply[Supply],(Supply[Month]=StorageAllocation[[#This Row],[Month]])*(Supply[Unit Category]<>\"Storage\")*(Supply[Hour Ending]=StorageAllocation[[#This Row],[Hour Ending]])=1,0))","v":57403.680861251421},{"$f":"StorageAllocation[[#This Row],[Supply Without Storage (MW)]]-StorageAllocation[[#This Row],[Total Load with PRM (MW)]]","v":13623.063171552298},{"$f":"MAX(-StorageAllocation[[#This Row],[Excess Capacity (MW)]],0)","v":0},{"$f":"_xlfn.IFS(\n    StorageAllocation[[#This Row],[Hour Ending]]=1,\n    4*INDEX(NQC[NQC MW],MATCH(1,(NQC[Month]=StorageAllocation[[#This Row],[Month]])*(NQC[Unit Category]=\"Storage\"),0))-StorageAllocation[[#This Row],[Storage (MW)]],\n    StorageAllocation[[#This Row],[Storage (MW)]]>0,\n    OFFSET(StorageAllocation[[#This Row],[Storage SOC Day 1 (MWh)]],-1,0)-StorageAllocation[[#This Row],[Storage (MW)]],\n    TRUE,\n    MIN(\n        OFFSET(StorageAllocation[[#This Row],[Storage SOC Day 1 (MWh)]],-1,0)+0.85*INDEX(NQC[NQC MW],MATCH(1,(NQC[Month]=StorageAllocation[[#This Row],[Month]])*(NQC[Unit Category]=\"Storage\"),0)),\n        4*INDEX(NQC[NQC MW],MATCH(1,(NQC[Month]=StorageAllocation[[#This Row],[Month]])*(NQC[Unit Category]=\"Storage\"),0))\n    )\n)","v":54423.479999999989},{"$f":"_xlfn.IFS(\n    StorageAllocation[[#This Row],[Hour Ending]]=1,\n    OFFSET(StorageAllocation[[#This Row],[Storage SOC Day 1 (MWh)]],23,0)-StorageAllocation[[#This Row],[Storage (MW)]],\n    StorageAllocation[[#This Row],[Storage (MW)]]>0,\n    OFFSET(StorageAllocation[[#This Row],[Storage SOC Day 2 (MWh)]],-1,0)-StorageAllocation[[#This Row],[Storage (MW)]],\n    TRUE,\n    MIN(\n        OFFSET(StorageAllocation[[#This Row],[Storage SOC Day 2 (MWh)]],-1,0)+0.85*INDEX(NQC[NQC MW],MATCH(1,(NQC[Month]=StorageAllocation[[#This Row],[Month]])*(NQC[Unit Category]=\"Storage\"),0)),\n        4*INDEX(NQC[NQC MW],MATCH(1,(NQC[Month]=StorageAllocation[[#This Row],[Month]])*(NQC[Unit Category]=\"Storage\"),0))\n    )\n)","v":54423.479999999989},{"$f":"StorageAllocation[[#This Row],[Supply Without Storage (MW)]]+StorageAllocation[[#This Row],[Storage (MW)]]","v":57403.680861251421},{"$f":"StorageAllocation[[#This Row],[Adjusted Supply (MW)]]/StorageAllocation[[#This Row],[Managed Load + NOU (MW)]]-1","v":0.65839489400969042}]
[null,null,null,null,null,null,null,null,null,null,null,null,null,4,16,{"$f":"INDEX(ManagedLoad[Total],MATCH(1,(ManagedLoad[Month]=StorageAllocation[[#This Row],[Month]])*(ManagedLoad[Hour Ending]=StorageAllocation[[#This Row],[Hour Ending]]),0))","v":36663},{"$f":"StorageAllocation[[#This Row],[Managed Load + NOU (MW)]]*(1+_xlfn.XLOOKUP(StorageAllocation[[#This Row],[Month]],PRM[Month],PRM[Planning Reserve Margin],0,0))","v":46372.242051119174},{"$f":"SUM(_xlfn._xlws.FILTER(Supply[Supply],(Supply[Month]=StorageAllocation[[#This Row],[Month]])*(Supply[Unit Category]<>\"Storage\")*(Supply[Hour Ending]=StorageAllocation[[#This Row],[Hour Ending]])=1,0))","v":56651.270848072018},{"$f":"StorageAllocation[[#This Row],[Supply Without Storage (MW)]]-StorageAllocation[[#This Row],[Total Load with PRM (MW)]]","v":10279.028796952844},{"$f":"MAX(-StorageAllocation[[#This Row],[Excess Capacity (MW)]],0)","v":0},{"$f":"_xlfn.IFS(\n    StorageAllocation[[#This Row],[Hour Ending]]=1,\n    4*INDEX(NQC[NQC MW],MATCH(1,(NQC[Month]=StorageAllocation[[#This Row],[Month]])*(NQC[Unit Category]=\"Storage\"),0))-StorageAllocation[[#This Row],[Storage (MW)]],\n    StorageAllocation[[#This Row],[Storage (MW)]]>0,\n    OFFSET(StorageAllocation[[#This Row],[Storage SOC Day 1 (MWh)]],-1,0)-StorageAllocation[[#This Row],[Storage (MW)]],\n    TRUE,\n    MIN(\n        OFFSET(StorageAllocation[[#This Row],[Storage SOC Day 1 (MWh)]],-1,0)+0.85*INDEX(NQC[NQC MW],MATCH(1,(NQC[Month]=StorageAllocation[[#This Row],[Month]])*(NQC[Unit Category]=\"Storage\"),0)),\n        4*INDEX(NQC[NQC MW],MATCH(1,(NQC[Month]=StorageAllocation[[#This Row],[Month]])*(NQC[Unit Category]=\"Storage\"),0))\n    )\n)","v":54423.479999999989},{"$f":"_xlfn.IFS(\n    StorageAllocation[[#This Row],[Hour Ending]]=1,\n    OFFSET(StorageAllocation[[#This Row],[Storage SOC Day 1 (MWh)]],23,0)-StorageAllocation[[#This Row],[Storage (MW)]],\n    StorageAllocation[[#This Row],[Storage (MW)]]>0,\n    OFFSET(StorageAllocation[[#This Row],[Storage SOC Day 2 (MWh)]],-1,0)-StorageAllocation[[#This Row],[Storage (MW)]],\n    TRUE,\n    MIN(\n        OFFSET(StorageAllocation[[#This Row],[Storage SOC Day 2 (MWh)]],-1,0)+0.85*INDEX(NQC[NQC MW],MATCH(1,(NQC[Month]=StorageAllocation[[#This Row],[Month]])*(NQC[Unit Category]=\"Storage\"),0)),\n        4*INDEX(NQC[NQC MW],MATCH(1,(NQC[Month]=StorageAllocation[[#This Row],[Month]])*(NQC[Unit Category]=\"Storage\"),0))\n    )\n)","v":54423.479999999989},{"$f":"StorageAllocation[[#This Row],[Supply Without Storage (MW)]]+StorageAllocation[[#This Row],[Storage (MW)]]","v":56651.270848072018},{"$f":"StorageAllocation[[#This Row],[Adjusted Supply (MW)]]/StorageAllocation[[#This Row],[Managed Load + NOU (MW)]]-1","v":0.54518917841071435}]
[null,null,null,null,null,null,null,null,null,null,null,null,null,4,17,{"$f":"INDEX(ManagedLoad[Total],MATCH(1,(ManagedLoad[Month]=StorageAllocation[[#This Row],[Month]])*(ManagedLoad[Hour Ending]=StorageAllocation[[#This Row],[Hour Ending]]),0))","v":39240},{"$f":"StorageAllocation[[#This Row],[Managed Load + NOU (MW)]]*(1+_xlfn.XLOOKUP(StorageAllocation[[#This Row],[Month]],PRM[Month],PRM[Planning Reserve Margin],0,0))","v":49631.69348078216},{"$f":"SUM(_xlfn._xlws.FILTER(Supply[Supply],(Supply[Month]=StorageAllocation[[#This Row],[Month]])*(Supply[Unit Category]<>\"Storage\")*(Supply[Hour Ending]=StorageAllocation[[#This Row],[Hour Ending]])=1,0))","v":54094.189196234569},{"$f":"StorageAllocation[[#This Row],[Supply Without Storage (MW)]]-StorageAllocation[[#This Row],[Total Load with PRM (MW)]]","v":4462.4957154524091},{"$f":"MAX(-StorageAllocation[[#This Row],[Excess Capacity (MW)]],0)","v":0},{"$f":"_xlfn.IFS(\n    StorageAllocation[[#This Row],[Hour Ending]]=1,\n    4*INDEX(NQC[NQC MW],MATCH(1,(NQC[Month]=StorageAllocation[[#This Row],[Month]])*(NQC[Unit Category]=\"Storage\"),0))-StorageAllocation[[#This Row],[Storage (MW)]],\n    StorageAllocation[[#This Row],[Storage (MW)]]>0,\n    OFFSET(StorageAllocation[[#This Row],[Storage SOC Day 1 (MWh)]],-1,0)-StorageAllocation[[#This Row],[Storage (MW)]],\n    TRUE,\n    MIN(\n        OFFSET(StorageAllocation[[#This Row],[Storage SOC Day 1 (MWh)]],-1,0)+0.85*INDEX(NQC[NQC MW],MATCH(1,(NQC[Month]=StorageAllocation[[#This Row],[Month]])*(NQC[Unit Category]=\"Storage\"),0)),\n        4*INDEX(NQC[NQC MW],MATCH(1,(NQC[Month]=StorageAllocation[[#This Row],[Month]])*(NQC[Unit Category]=\"Storage\"),0))\n    )\n)","v":54423.479999999989},{"$f":"_xlfn.IFS(\n    StorageAllocation[[#This Row],[Hour Ending]]=1,\n    OFFSET(StorageAllocation[[#This Row],[Storage SOC Day 1 (MWh)]],23,0)-StorageAllocation[[#This Row],[Storage (MW)]],\n    StorageAllocation[[#This Row],[Storage (MW)]]>0,\n    OFFSET(StorageAllocation[[#This Row],[Storage SOC Day 2 (MWh)]],-1,0)-StorageAllocation[[#This Row],[Storage (MW)]],\n    TRUE,\n    MIN(\n        OFFSET(StorageAllocation[[#This Row],[Storage SOC Day 2 (MWh)]],-1,0)+0.85*INDEX(NQC[NQC MW],MATCH(1,(NQC[Month]=StorageAllocation[[#This Row],[Month]])*(NQC[Unit Category]=\"Storage\"),0)),\n        4*INDEX(NQC[NQC MW],MATCH(1,(NQC[Month]=StorageAllocation[[#This Row],[Month]])*(NQC[Unit Category]=\"Storage\"),0))\n    )\n)","v":54423.479999999989},{"$f":"StorageAllocation[[#This Row],[Supply Without Storage (MW)]]+StorageAllocation[[#This Row],[Storage (MW)]]","v":54094.189196234569},{"$f":"StorageAllocation[[#This Row],[Adjusted Supply (MW)]]/StorageAllocation[[#This Row],[Managed Load + NOU (MW)]]-1","v":0.37854712528630396}]
[null,null,null,null,null,null,null,null,null,null,null,null,null,4,18,{"$f":"INDEX(ManagedLoad[Total],MATCH(1,(ManagedLoad[Month]=StorageAllocation[[#This Row],[Month]])*(ManagedLoad[Hour Ending]=StorageAllocation[[#This Row],[Hour Ending]]),0))","v":41279},{"$f":"StorageAllocation[[#This Row],[Managed Load + NOU (MW)]]*(1+_xlfn.XLOOKUP(StorageAllocation[[#This Row],[Month]],PRM[Month],PRM[Planning Reserve Margin],0,0))","v":52210.669602273359},{"$f":"SUM(_xlfn._xlws.FILTER(Supply[Supply],(Supply[Month]=StorageAllocation[[#This Row],[Month]])*(Supply[Unit Category]<>\"Storage\")*(Supply[Hour Ending]=StorageAllocation[[#This Row],[Hour Ending]])=1,0))","v":47969.920489718046},{"$f":"StorageAllocation[[#This Row],[Supply Without Storage (MW)]]-StorageAllocation[[#This Row],[Total Load with PRM (MW)]]","v":-4240.7491125553133},{"$f":"MAX(-StorageAllocation[[#This Row],[Excess Capacity (MW)]],0)","v":4240.7491125553133},{"$f":"_xlfn.IFS(\n    StorageAllocation[[#This Row],[Hour Ending]]=1,\n    4*INDEX(NQC[NQC MW],MATCH(1,(NQC[Month]=StorageAllocation[[#This Row],[Month]])*(NQC[Unit Category]=\"Storage\"),0))-StorageAllocation[[#This Row],[Storage (MW)]],\n    StorageAllocation[[#This Row],[Storage (MW)]]>0,\n    OFFSET(StorageAllocation[[#This Row],[Storage SOC Day 1 (MWh)]],-1,0)-StorageAllocation[[#This Row],[Storage (MW)]],\n    TRUE,\n    MIN(\n        OFFSET(StorageAllocation[[#This Row],[Storage SOC Day 1 (MWh)]],-1,0)+0.85*INDEX(NQC[NQC MW],MATCH(1,(NQC[Month]=StorageAllocation[[#This Row],[Month]])*(NQC[Unit Category]=\"Storage\"),0)),\n        4*INDEX(NQC[NQC MW],MATCH(1,(NQC[Month]=StorageAllocation[[#This Row],[Month]])*(NQC[Unit Category]=\"Storage\"),0))\n    )\n)","v":50182.730887444675},{"$f":"_xlfn.IFS(\n    StorageAllocation[[#This Row],[Hour Ending]]=1,\n    OFFSET(StorageAllocation[[#This Row],[Storage SOC Day 1 (MWh)]],23,0)-StorageAllocation[[#This Row],[Storage (MW)]],\n    StorageAllocation[[#This Row],[Storage (MW)]]>0,\n    OFFSET(StorageAllocation[[#This Row],[Storage SOC Day 2 (MWh)]],-1,0)-StorageAllocation[[#This Row],[Storage (MW)]],\n    TRUE,\n    MIN(\n        OFFSET(StorageAllocation[[#This Row],[Storage SOC Day 2 (MWh)]],-1,0)+0.85*INDEX(NQC[NQC MW],MATCH(1,(NQC[Month]=StorageAllocation[[#This Row],[Month]])*(NQC[Unit Category]=\"Storage\"),0)),\n        4*INDEX(NQC[NQC MW],MATCH(1,(NQC[Month]=StorageAllocation[[#This Row],[Month]])*(NQC[Unit Category]=\"Storage\"),0))\n    )\n)","v":50182.730887444675},{"$f":"StorageAllocation[[#This Row],[Supply Without Storage (MW)]]+StorageAllocation[[#This Row],[Storage (MW)]]","v":52210.669602273359},{"$f":"StorageAllocation[[#This Row],[Adjusted Supply (MW)]]/StorageAllocation[[#This Row],[Managed Load + NOU (MW)]]-1","v":0.26482399288435676}]
[null,null,null,null,null,null,null,null,null,null,null,null,null,4,19,{"$f":"INDEX(ManagedLoad[Total],MATCH(1,(ManagedLoad[Month]=StorageAllocation[[#This Row],[Month]])*(ManagedLoad[Hour Ending]=StorageAllocation[[#This Row],[Hour Ending]]),0))","v":42088},{"$f":"StorageAllocation[[#This Row],[Managed Load + NOU (MW)]]*(1+_xlfn.XLOOKUP(StorageAllocation[[#This Row],[Month]],PRM[Month],PRM[Planning Reserve Margin],0,0))","v":53233.912212516807},{"$f":"SUM(_xlfn._xlws.FILTER(Supply[Supply],(Supply[Month]=StorageAllocation[[#This Row],[Month]])*(Supply[Unit Category]<>\"Storage\")*(Supply[Hour Ending]=StorageAllocation[[#This Row],[Hour Ending]])=1,0))","v":43375.001779733611},{"$f":"StorageAllocation[[#This Row],[Supply Without Storage (MW)]]-StorageAllocation[[#This Row],[Total Load with PRM (MW)]]","v":-9858.9104327831956},{"$f":"MAX(-StorageAllocation[[#This Row],[Excess Capacity (MW)]],0)","v":9858.9104327831956},{"$f":"_xlfn.IFS(\n    StorageAllocation[[#This Row],[Hour Ending]]=1,\n    4*INDEX(NQC[NQC MW],MATCH(1,(NQC[Month]=StorageAllocation[[#This Row],[Month]])*(NQC[Unit Category]=\"Storage\"),0))-StorageAllocation[[#This Row],[Storage (MW)]],\n    StorageAllocation[[#This Row],[Storage (MW)]]>0,\n    OFFSET(StorageAllocation[[#This Row],[Storage SOC Day 1 (MWh)]],-1,0)-StorageAllocation[[#This Row],[Storage (MW)]],\n    TRUE,\n    MIN(\n        OFFSET(StorageAllocation[[#This Row],[Storage SOC Day 1 (MWh)]],-1,0)+0.85*INDEX(NQC[NQC MW],MATCH(1,(NQC[Month]=StorageAllocation[[#This Row],[Month]])*(NQC[Unit Category]=\"Storage\"),0)),\n        4*INDEX(NQC[NQC MW],MATCH(1,(NQC[Month]=StorageAllocation[[#This Row],[Month]])*(NQC[Unit Category]=\"Storage\"),0))\n    )\n)","v":40323.82045466148},{"$f":"_xlfn.IFS(\n    StorageAllocation[[#This Row],[Hour Ending]]=1,\n    OFFSET(StorageAllocation[[#This Row],[Storage SOC Day 1 (MWh)]],23,0)-StorageAllocation[[#This Row],[Storage (MW)]],\n    StorageAllocation[[#This Row],[Storage (MW)]]>0,\n    OFFSET(StorageAllocation[[#This Row],[Storage SOC Day 2 (MWh)]],-1,0)-StorageAllocation[[#This Row],[Storage (MW)]],\n    TRUE,\n    MIN(\n        OFFSET(StorageAllocation[[#This Row],[Storage SOC Day 2 (MWh)]],-1,0)+0.85*INDEX(NQC[NQC MW],MATCH(1,(NQC[Month]=StorageAllocation[[#This Row],[Month]])*(NQC[Unit Category]=\"Storage\"),0)),\n        4*INDEX(NQC[NQC MW],MATCH(1,(NQC[Month]=StorageAllocation[[#This Row],[Month]])*(NQC[Unit Category]=\"Storage\"),0))\n    )\n)","v":40323.82045466148},{"$f":"StorageAllocation[[#This Row],[Supply Without Storage (MW)]]+StorageAllocation[[#This Row],[Storage (MW)]]","v":53233.912212516807},{"$f":"StorageAllocation[[#This Row],[Adjusted Supply (MW)]]/StorageAllocation[[#This Row],[Managed Load + NOU (MW)]]-1","v":0.26482399288435676}]
[null,null,null,null,null,null,null,null,null,null,null,null,null,4,20,{"$f":"INDEX(ManagedLoad[Total],MATCH(1,(ManagedLoad[Month]=StorageAllocation[[#This Row],[Month]])*(ManagedLoad[Hour Ending]=StorageAllocation[[#This Row],[Hour Ending]]),0))","v":41927},{"$f":"StorageAllocation[[#This Row],[Managed Load + NOU (MW)]]*(1+_xlfn.XLOOKUP(StorageAllocation[[#This Row],[Month]],PRM[Month],PRM[Planning Reserve Margin],0,0))","v":53030.275549662423},{"$f":"SUM(_xlfn._xlws.FILTER(Supply[Supply],(Supply[Month]=StorageAllocation[[#This Row],[Month]])*(Supply[Unit Category]<>\"Storage\")*(Supply[Hour Ending]=StorageAllocation[[#This Row],[Hour Ending]])=1,0))","v":43201.248880279469},{"$f":"StorageAllocation[[#This Row],[Supply Without Storage (MW)]]-StorageAllocation[[#This Row],[Total Load with PRM (MW)]]","v":-9829.0266693829544},{"$f":"MAX(-StorageAllocation[[#This Row],[Excess Capacity (MW)]],0)","v":9829.0266693829544},{"$f":"_xlfn.IFS(\n    StorageAllocation[[#This Row],[Hour Ending]]=1,\n    4*INDEX(NQC[NQC MW],MATCH(1,(NQC[Month]=StorageAllocation[[#This Row],[Month]])*(NQC[Unit Category]=\"Storage\"),0))-StorageAllocation[[#This Row],[Storage (MW)]],\n    StorageAllocation[[#This Row],[Storage (MW)]]>0,\n    OFFSET(StorageAllocation[[#This Row],[Storage SOC Day 1 (MWh)]],-1,0)-StorageAllocation[[#This Row],[Storage (MW)]],\n    TRUE,\n    MIN(\n        OFFSET(StorageAllocation[[#This Row],[Storage SOC Day 1 (MWh)]],-1,0)+0.85*INDEX(NQC[NQC MW],MATCH(1,(NQC[Month]=StorageAllocation[[#This Row],[Month]])*(NQC[Unit Category]=\"Storage\"),0)),\n        4*INDEX(NQC[NQC MW],MATCH(1,(NQC[Month]=StorageAllocation[[#This Row],[Month]])*(NQC[Unit Category]=\"Storage\"),0))\n    )\n)","v":30494.793785278525},{"$f":"_xlfn.IFS(\n    StorageAllocation[[#This Row],[Hour Ending]]=1,\n    OFFSET(StorageAllocation[[#This Row],[Storage SOC Day 1 (MWh)]],23,0)-StorageAllocation[[#This Row],[Storage (MW)]],\n    StorageAllocation[[#This Row],[Storage (MW)]]>0,\n    OFFSET(StorageAllocation[[#This Row],[Storage SOC Day 2 (MWh)]],-1,0)-StorageAllocation[[#This Row],[Storage (MW)]],\n    TRUE,\n    MIN(\n        OFFSET(StorageAllocation[[#This Row],[Storage SOC Day 2 (MWh)]],-1,0)+0.85*INDEX(NQC[NQC MW],MATCH(1,(NQC[Month]=StorageAllocation[[#This Row],[Month]])*(NQC[Unit Category]=\"Storage\"),0)),\n        4*INDEX(NQC[NQC MW],MATCH(1,(NQC[Month]=StorageAllocation[[#This Row],[Month]])*(NQC[Unit Category]=\"Storage\"),0))\n    )\n)","v":30494.793785278525},{"$f":"StorageAllocation[[#This Row],[Supply Without Storage (MW)]]+StorageAllocation[[#This Row],[Storage (MW)]]","v":53030.275549662423},{"$f":"StorageAllocation[[#This Row],[Adjusted Supply (MW)]]/StorageAllocation[[#This Row],[Managed Load + NOU (MW)]]-1","v":0.26482399288435676}]
[null,null,null,null,null,null,null,null,null,null,null,null,null,4,21,{"$f":"INDEX(ManagedLoad[Total],MATCH(1,(ManagedLoad[Month]=StorageAllocation[[#This Row],[Month]])*(ManagedLoad[Hour Ending]=StorageAllocation[[#This Row],[Hour Ending]]),0))","v":40704},{"$f":"StorageAllocation[[#This Row],[Managed Load + NOU (MW)]]*(1+_xlfn.XLOOKUP(StorageAllocation[[#This Row],[Month]],PRM[Month],PRM[Planning Reserve Margin],0,0))","v":51483.395806364861},{"$f":"SUM(_xlfn._xlws.FILTER(Supply[Supply],(Supply[Month]=StorageAllocation[[#This Row],[Month]])*(Supply[Unit Category]<>\"Storage\")*(Supply[Hour Ending]=StorageAllocation[[#This Row],[Hour Ending]])=1,0))","v":43286.629991455462},{"$f":"StorageAllocation[[#This Row],[Supply Without Storage (MW)]]-StorageAllocation[[#This Row],[Total Load with PRM (MW)]]","v":-8196.7658149093986},{"$f":"MAX(-StorageAllocation[[#This Row],[Excess Capacity (MW)]],0)","v":8196.7658149093986},{"$f":"_xlfn.IFS(\n    StorageAllocation[[#This Row],[Hour Ending]]=1,\n    4*INDEX(NQC[NQC MW],MATCH(1,(NQC[Month]=StorageAllocation[[#This Row],[Month]])*(NQC[Unit Category]=\"Storage\"),0))-StorageAllocation[[#This Row],[Storage (MW)]],\n    StorageAllocation[[#This Row],[Storage (MW)]]>0,\n    OFFSET(StorageAllocation[[#This Row],[Storage SOC Day 1 (MWh)]],-1,0)-StorageAllocation[[#This Row],[Storage (MW)]],\n    TRUE,\n    MIN(\n        OFFSET(StorageAllocation[[#This Row],[Storage SOC Day 1 (MWh)]],-1,0)+0.85*INDEX(NQC[NQC MW],MATCH(1,(NQC[Month]=StorageAllocation[[#This Row],[Month]])*(NQC[Unit Category]=\"Storage\"),0)),\n        4*INDEX(NQC[NQC MW],MATCH(1,(NQC[Month]=StorageAllocation[[#This Row],[Month]])*(NQC[Unit Category]=\"Storage\"),0))\n    )\n)","v":22298.027970369127},{"$f":"_xlfn.IFS(\n    StorageAllocation[[#This Row],[Hour Ending]]=1,\n    OFFSET(StorageAllocation[[#This Row],[Storage SOC Day 1 (MWh)]],23,0)-StorageAllocation[[#This Row],[Storage (MW)]],\n    StorageAllocation[[#This Row],[Storage (MW)]]>0,\n    OFFSET(StorageAllocation[[#This Row],[Storage SOC Day 2 (MWh)]],-1,0)-StorageAllocation[[#This Row],[Storage (MW)]],\n    TRUE,\n    MIN(\n        OFFSET(StorageAllocation[[#This Row],[Storage SOC Day 2 (MWh)]],-1,0)+0.85*INDEX(NQC[NQC MW],MATCH(1,(NQC[Month]=StorageAllocation[[#This Row],[Month]])*(NQC[Unit Category]=\"Storage\"),0)),\n        4*INDEX(NQC[NQC MW],MATCH(1,(NQC[Month]=StorageAllocation[[#This Row],[Month]])*(NQC[Unit Category]=\"Storage\"),0))\n    )\n)","v":22298.027970369127},{"$f":"StorageAllocation[[#This Row],[Supply Without Storage (MW)]]+StorageAllocation[[#This Row],[Storage (MW)]]","v":51483.395806364861},{"$f":"StorageAllocation[[#This Row],[Adjusted Supply (MW)]]/StorageAllocation[[#This Row],[Managed Load + NOU (MW)]]-1","v":0.26482399288435676}]
[null,null,null,null,null,null,null,null,null,null,null,null,null,4,22,{"$f":"INDEX(ManagedLoad[Total],MATCH(1,(ManagedLoad[Month]=StorageAllocation[[#This Row],[Month]])*(ManagedLoad[Hour Ending]=StorageAllocation[[#This Row],[Hour Ending]]),0))","v":38881},{"$f":"StorageAllocation[[#This Row],[Managed Load + NOU (MW)]]*(1+_xlfn.XLOOKUP(StorageAllocation[[#This Row],[Month]],PRM[Month],PRM[Planning Reserve Margin],0,0))","v":49177.621667336673},{"$f":"SUM(_xlfn._xlws.FILTER(Supply[Supply],(Supply[Month]=StorageAllocation[[#This Row],[Month]])*(Supply[Unit Category]<>\"Storage\")*(Supply[Hour Ending]=StorageAllocation[[#This Row],[Hour Ending]])=1,0))","v":43060.077480143416},{"$f":"StorageAllocation[[#This Row],[Supply Without Storage (MW)]]-StorageAllocation[[#This Row],[Total Load with PRM (MW)]]","v":-6117.5441871932562},{"$f":"MAX(-StorageAllocation[[#This Row],[Excess Capacity (MW)]],0)","v":6117.5441871932562},{"$f":"_xlfn.IFS(\n    StorageAllocation[[#This Row],[Hour Ending]]=1,\n    4*INDEX(NQC[NQC MW],MATCH(1,(NQC[Month]=StorageAllocation[[#This Row],[Month]])*(NQC[Unit Category]=\"Storage\"),0))-StorageAllocation[[#This Row],[Storage (MW)]],\n    StorageAllocation[[#This Row],[Storage (MW)]]>0,\n    OFFSET(StorageAllocation[[#This Row],[Storage SOC Day 1 (MWh)]],-1,0)-StorageAllocation[[#This Row],[Storage (MW)]],\n    TRUE,\n    MIN(\n        OFFSET(StorageAllocation[[#This Row],[Storage SOC Day 1 (MWh)]],-1,0)+0.85*INDEX(NQC[NQC MW],MATCH(1,(NQC[Month]=StorageAllocation[[#This Row],[Month]])*(NQC[Unit Category]=\"Storage\"),0)),\n        4*INDEX(NQC[NQC MW],MATCH(1,(NQC[Month]=StorageAllocation[[#This Row],[Month]])*(NQC[Unit Category]=\"Storage\"),0))\n    )\n)","v":16180.48378317587},{"$f":"_xlfn.IFS(\n    StorageAllocation[[#This Row],[Hour Ending]]=1,\n    OFFSET(StorageAllocation[[#This Row],[Storage SOC Day 1 (MWh)]],23,0)-StorageAllocation[[#This Row],[Storage (MW)]],\n    StorageAllocation[[#This Row],[Storage (MW)]]>0,\n    OFFSET(StorageAllocation[[#This Row],[Storage SOC Day 2 (MWh)]],-1,0)-StorageAllocation[[#This Row],[Storage (MW)]],\n    TRUE,\n    MIN(\n        OFFSET(StorageAllocation[[#This Row],[Storage SOC Day 2 (MWh)]],-1,0)+0.85*INDEX(NQC[NQC MW],MATCH(1,(NQC[Month]=StorageAllocation[[#This Row],[Month]])*(NQC[Unit Category]=\"Storage\"),0)),\n        4*INDEX(NQC[NQC MW],MATCH(1,(NQC[Month]=StorageAllocation[[#This Row],[Month]])*(NQC[Unit Category]=\"Storage\"),0))\n    )\n)","v":16180.48378317587},{"$f":"StorageAllocation[[#This Row],[Supply Without Storage (MW)]]+StorageAllocation[[#This Row],[Storage (MW)]]","v":49177.621667336673},{"$f":"StorageAllocation[[#This Row],[Adjusted Supply (MW)]]/StorageAllocation[[#This Row],[Managed Load + NOU (MW)]]-1","v":0.26482399288435676}]
[null,null,null,null,null,null,null,null,null,null,null,null,null,4,23,{"$f":"INDEX(ManagedLoad[Total],MATCH(1,(ManagedLoad[Month]=StorageAllocation[[#This Row],[Month]])*(ManagedLoad[Hour Ending]=StorageAllocation[[#This Row],[Hour Ending]]),0))","v":37397},{"$f":"StorageAllocation[[#This Row],[Managed Load + NOU (MW)]]*(1+_xlfn.XLOOKUP(StorageAllocation[[#This Row],[Month]],PRM[Month],PRM[Planning Reserve Margin],0,0))","v":47300.622861896292},{"$f":"SUM(_xlfn._xlws.FILTER(Supply[Supply],(Supply[Month]=StorageAllocation[[#This Row],[Month]])*(Supply[Unit Category]<>\"Storage\")*(Supply[Hour Ending]=StorageAllocation[[#This Row],[Hour Ending]])=1,0))","v":41211.003534006217},{"$f":"StorageAllocation[[#This Row],[Supply Without Storage (MW)]]-StorageAllocation[[#This Row],[Total Load with PRM (MW)]]","v":-6089.6193278900755},{"$f":"MAX(-StorageAllocation[[#This Row],[Excess Capacity (MW)]],0)","v":6089.6193278900755},{"$f":"_xlfn.IFS(\n    StorageAllocation[[#This Row],[Hour Ending]]=1,\n    4*INDEX(NQC[NQC MW],MATCH(1,(NQC[Month]=StorageAllocation[[#This Row],[Month]])*(NQC[Unit Category]=\"Storage\"),0))-StorageAllocation[[#This Row],[Storage (MW)]],\n    StorageAllocation[[#This Row],[Storage (MW)]]>0,\n    OFFSET(StorageAllocation[[#This Row],[Storage SOC Day 1 (MWh)]],-1,0)-StorageAllocation[[#This Row],[Storage (MW)]],\n    TRUE,\n    MIN(\n        OFFSET(StorageAllocation[[#This Row],[Storage SOC Day 1 (MWh)]],-1,0)+0.85*INDEX(NQC[NQC MW],MATCH(1,(NQC[Month]=StorageAllocation[[#This Row],[Month]])*(NQC[Unit Category]=\"Storage\"),0)),\n        4*INDEX(NQC[NQC MW],MATCH(1,(NQC[Month]=StorageAllocation[[#This Row],[Month]])*(NQC[Unit Category]=\"Storage\"),0))\n    )\n)","v":10090.864455285795},{"$f":"_xlfn.IFS(\n    StorageAllocation[[#This Row],[Hour Ending]]=1,\n    OFFSET(StorageAllocation[[#This Row],[Storage SOC Day 1 (MWh)]],23,0)-StorageAllocation[[#This Row],[Storage (MW)]],\n    StorageAllocation[[#This Row],[Storage (MW)]]>0,\n    OFFSET(StorageAllocation[[#This Row],[Storage SOC Day 2 (MWh)]],-1,0)-StorageAllocation[[#This Row],[Storage (MW)]],\n    TRUE,\n    MIN(\n        OFFSET(StorageAllocation[[#This Row],[Storage SOC Day 2 (MWh)]],-1,0)+0.85*INDEX(NQC[NQC MW],MATCH(1,(NQC[Month]=StorageAllocation[[#This Row],[Month]])*(NQC[Unit Category]=\"Storage\"),0)),\n        4*INDEX(NQC[NQC MW],MATCH(1,(NQC[Month]=StorageAllocation[[#This Row],[Month]])*(NQC[Unit Category]=\"Storage\"),0))\n    )\n)","v":10090.864455285795},{"$f":"StorageAllocation[[#This Row],[Supply Without Storage (MW)]]+StorageAllocation[[#This Row],[Storage (MW)]]","v":47300.622861896292},{"$f":"StorageAllocation[[#This Row],[Adjusted Supply (MW)]]/StorageAllocation[[#This Row],[Managed Load + NOU (MW)]]-1","v":0.26482399288435676}]
[null,null,null,null,null,null,null,null,null,null,null,null,null,4,24,{"$f":"INDEX(ManagedLoad[Total],MATCH(1,(ManagedLoad[Month]=StorageAllocation[[#This Row],[Month]])*(ManagedLoad[Hour Ending]=StorageAllocation[[#This Row],[Hour Ending]]),0))","v":36131},{"$f":"StorageAllocation[[#This Row],[Managed Load + NOU (MW)]]*(1+_xlfn.XLOOKUP(StorageAllocation[[#This Row],[Month]],PRM[Month],PRM[Planning Reserve Margin],0,0))","v":45699.355686904695},{"$f":"SUM(_xlfn._xlws.FILTER(Supply[Supply],(Supply[Month]=StorageAllocation[[#This Row],[Month]])*(Supply[Unit Category]<>\"Storage\")*(Supply[Hour Ending]=StorageAllocation[[#This Row],[Hour Ending]])=1,0))","v":41254.757110112332},{"$f":"StorageAllocation[[#This Row],[Supply Without Storage (MW)]]-StorageAllocation[[#This Row],[Total Load with PRM (MW)]]","v":-4444.598576792363},{"$f":"MAX(-StorageAllocation[[#This Row],[Excess Capacity (MW)]],0)","v":4444.598576792363},{"$f":"_xlfn.IFS(\n    StorageAllocation[[#This Row],[Hour Ending]]=1,\n    4*INDEX(NQC[NQC MW],MATCH(1,(NQC[Month]=StorageAllocation[[#This Row],[Month]])*(NQC[Unit Category]=\"Storage\"),0))-StorageAllocation[[#This Row],[Storage (MW)]],\n    StorageAllocation[[#This Row],[Storage (MW)]]>0,\n    OFFSET(StorageAllocation[[#This Row],[Storage SOC Day 1 (MWh)]],-1,0)-StorageAllocation[[#This Row],[Storage (MW)]],\n    TRUE,\n    MIN(\n        OFFSET(StorageAllocation[[#This Row],[Storage SOC Day 1 (MWh)]],-1,0)+0.85*INDEX(NQC[NQC MW],MATCH(1,(NQC[Month]=StorageAllocation[[#This Row],[Month]])*(NQC[Unit Category]=\"Storage\"),0)),\n        4*INDEX(NQC[NQC MW],MATCH(1,(NQC[Month]=StorageAllocation[[#This Row],[Month]])*(NQC[Unit Category]=\"Storage\"),0))\n    )\n)","v":5646.265878493432},{"$f":"_xlfn.IFS(\n    StorageAllocation[[#This Row],[Hour Ending]]=1,\n    OFFSET(StorageAllocation[[#This Row],[Storage SOC Day 1 (MWh)]],23,0)-StorageAllocation[[#This Row],[Storage (MW)]],\n    StorageAllocation[[#This Row],[Storage (MW)]]>0,\n    OFFSET(StorageAllocation[[#This Row],[Storage SOC Day 2 (MWh)]],-1,0)-StorageAllocation[[#This Row],[Storage (MW)]],\n    TRUE,\n    MIN(\n        OFFSET(StorageAllocation[[#This Row],[Storage SOC Day 2 (MWh)]],-1,0)+0.85*INDEX(NQC[NQC MW],MATCH(1,(NQC[Month]=StorageAllocation[[#This Row],[Month]])*(NQC[Unit Category]=\"Storage\"),0)),\n        4*INDEX(NQC[NQC MW],MATCH(1,(NQC[Month]=StorageAllocation[[#This Row],[Month]])*(NQC[Unit Category]=\"Storage\"),0))\n    )\n)","v":5646.265878493432},{"$f":"StorageAllocation[[#This Row],[Supply Without Storage (MW)]]+StorageAllocation[[#This Row],[Storage (MW)]]","v":45699.355686904695},{"$f":"StorageAllocation[[#This Row],[Adjusted Supply (MW)]]/StorageAllocation[[#This Row],[Managed Load + NOU (MW)]]-1","v":0.26482399288435676}]
[null,null,null,null,null,null,null,null,null,null,null,null,null,5,1,{"$f":"INDEX(ManagedLoad[Total],MATCH(1,(ManagedLoad[Month]=StorageAllocation[[#This Row],[Month]])*(ManagedLoad[Hour Ending]=StorageAllocation[[#This Row],[Hour Ending]]),0))","v":33953},{"$f":"StorageAllocation[[#This Row],[Managed Load + NOU (MW)]]*(1+_xlfn.XLOOKUP(StorageAllocation[[#This Row],[Month]],PRM[Month],PRM[Planning Reserve Margin],0,0))","v":42949.292567309072},{"$f":"SUM(_xlfn._xlws.FILTER(Supply[Supply],(Supply[Month]=StorageAllocation[[#This Row],[Month]])*(Supply[Unit Category]<>\"Storage\")*(Supply[Hour Ending]=StorageAllocation[[#This Row],[Hour Ending]])=1,0))","v":40755.543434677522},{"$f":"StorageAllocation[[#This Row],[Supply Without Storage (MW)]]-StorageAllocation[[#This Row],[Total Load with PRM (MW)]]","v":-2193.7491326315503},{"$f":"MAX(-StorageAllocation[[#This Row],[Excess Capacity (MW)]],0)","v":2193.7491326315503},{"$f":"_xlfn.IFS(\n    StorageAllocation[[#This Row],[Hour Ending]]=1,\n    4*INDEX(NQC[NQC MW],MATCH(1,(NQC[Month]=StorageAllocation[[#This Row],[Month]])*(NQC[Unit Category]=\"Storage\"),0))-StorageAllocation[[#This Row],[Storage (MW)]],\n    StorageAllocation[[#This Row],[Storage (MW)]]>0,\n    OFFSET(StorageAllocation[[#This Row],[Storage SOC Day 1 (MWh)]],-1,0)-StorageAllocation[[#This Row],[Storage (MW)]],\n    TRUE,\n    MIN(\n        OFFSET(StorageAllocation[[#This Row],[Storage SOC Day 1 (MWh)]],-1,0)+0.85*INDEX(NQC[NQC MW],MATCH(1,(NQC[Month]=StorageAllocation[[#This Row],[Month]])*(NQC[Unit Category]=\"Storage\"),0)),\n        4*INDEX(NQC[NQC MW],MATCH(1,(NQC[Month]=StorageAllocation[[#This Row],[Month]])*(NQC[Unit Category]=\"Storage\"),0))\n    )\n)","v":52424.570867368449},{"$f":"_xlfn.IFS(\n    StorageAllocation[[#This Row],[Hour Ending]]=1,\n    OFFSET(StorageAllocation[[#This Row],[Storage SOC Day 1 (MWh)]],23,0)-StorageAllocation[[#This Row],[Storage (MW)]],\n    StorageAllocation[[#This Row],[Storage (MW)]]>0,\n    OFFSET(StorageAllocation[[#This Row],[Storage SOC Day 2 (MWh)]],-1,0)-StorageAllocation[[#This Row],[Storage (MW)]],\n    TRUE,\n    MIN(\n        OFFSET(StorageAllocation[[#This Row],[Storage SOC Day 2 (MWh)]],-1,0)+0.85*INDEX(NQC[NQC MW],MATCH(1,(NQC[Month]=StorageAllocation[[#This Row],[Month]])*(NQC[Unit Category]=\"Storage\"),0)),\n        4*INDEX(NQC[NQC MW],MATCH(1,(NQC[Month]=StorageAllocation[[#This Row],[Month]])*(NQC[Unit Category]=\"Storage\"),0))\n    )\n)","v":1065.246981133103},{"$f":"StorageAllocation[[#This Row],[Supply Without Storage (MW)]]+StorageAllocation[[#This Row],[Storage (MW)]]","v":42949.292567309072},{"$f":"StorageAllocation[[#This Row],[Adjusted Supply (MW)]]/StorageAllocation[[#This Row],[Managed Load + NOU (MW)]]-1","v":0.2649631127531904}]
[null,null,null,null,null,null,null,null,null,null,null,null,null,5,2,{"$f":"INDEX(ManagedLoad[Total],MATCH(1,(ManagedLoad[Month]=StorageAllocation[[#This Row],[Month]])*(ManagedLoad[Hour Ending]=StorageAllocation[[#This Row],[Hour Ending]]),0))","v":32534},{"$f":"StorageAllocation[[#This Row],[Managed Load + NOU (MW)]]*(1+_xlfn.XLOOKUP(StorageAllocation[[#This Row],[Month]],PRM[Month],PRM[Planning Reserve Margin],0,0))","v":41154.309910312295},{"$f":"SUM(_xlfn._xlws.FILTER(Supply[Supply],(Supply[Month]=StorageAllocation[[#This Row],[Month]])*(Supply[Unit Category]<>\"Storage\")*(Supply[Hour Ending]=StorageAllocation[[#This Row],[Hour Ending]])=1,0))","v":40644.106809868485},{"$f":"StorageAllocation[[#This Row],[Supply Without Storage (MW)]]-StorageAllocation[[#This Row],[Total Load with PRM (MW)]]","v":-510.2031004438104},{"$f":"MAX(-StorageAllocation[[#This Row],[Excess Capacity (MW)]],0)","v":510.2031004438104},{"$f":"_xlfn.IFS(\n    StorageAllocation[[#This Row],[Hour Ending]]=1,\n    4*INDEX(NQC[NQC MW],MATCH(1,(NQC[Month]=StorageAllocation[[#This Row],[Month]])*(NQC[Unit Category]=\"Storage\"),0))-StorageAllocation[[#This Row],[Storage (MW)]],\n    StorageAllocation[[#This Row],[Storage (MW)]]>0,\n    OFFSET(StorageAllocation[[#This Row],[Storage SOC Day 1 (MWh)]],-1,0)-StorageAllocation[[#This Row],[Storage (MW)]],\n    TRUE,\n    MIN(\n        OFFSET(StorageAllocation[[#This Row],[Storage SOC Day 1 (MWh)]],-1,0)+0.85*INDEX(NQC[NQC MW],MATCH(1,(NQC[Month]=StorageAllocation[[#This Row],[Month]])*(NQC[Unit Category]=\"Storage\"),0)),\n        4*INDEX(NQC[NQC MW],MATCH(1,(NQC[Month]=StorageAllocation[[#This Row],[Month]])*(NQC[Unit Category]=\"Storage\"),0))\n    )\n)","v":51914.367766924639},{"$f":"_xlfn.IFS(\n    StorageAllocation[[#This Row],[Hour Ending]]=1,\n    OFFSET(StorageAllocation[[#This Row],[Storage SOC Day 1 (MWh)]],23,0)-StorageAllocation[[#This Row],[Storage (MW)]],\n    StorageAllocation[[#This Row],[Storage (MW)]]>0,\n    OFFSET(StorageAllocation[[#This Row],[Storage SOC Day 2 (MWh)]],-1,0)-StorageAllocation[[#This Row],[Storage (MW)]],\n    TRUE,\n    MIN(\n        OFFSET(StorageAllocation[[#This Row],[Storage SOC Day 2 (MWh)]],-1,0)+0.85*INDEX(NQC[NQC MW],MATCH(1,(NQC[Month]=StorageAllocation[[#This Row],[Month]])*(NQC[Unit Category]=\"Storage\"),0)),\n        4*INDEX(NQC[NQC MW],MATCH(1,(NQC[Month]=StorageAllocation[[#This Row],[Month]])*(NQC[Unit Category]=\"Storage\"),0))\n    )\n)","v":555.04388068929256},{"$f":"StorageAllocation[[#This Row],[Supply Without Storage (MW)]]+StorageAllocation[[#This Row],[Storage (MW)]]","v":41154.309910312295},{"$f":"StorageAllocation[[#This Row],[Adjusted Supply (MW)]]/StorageAllocation[[#This Row],[Managed Load + NOU (MW)]]-1","v":0.2649631127531904}]
[null,null,null,null,null,null,null,null,null,null,null,null,null,5,3,{"$f":"INDEX(ManagedLoad[Total],MATCH(1,(ManagedLoad[Month]=StorageAllocation[[#This Row],[Month]])*(ManagedLoad[Hour Ending]=StorageAllocation[[#This Row],[Hour Ending]]),0))","v":31565},{"$f":"StorageAllocation[[#This Row],[Managed Load + NOU (MW)]]*(1+_xlfn.XLOOKUP(StorageAllocation[[#This Row],[Month]],PRM[Month],PRM[Planning Reserve Margin],0,0))","v":39928.560654054454},{"$f":"SUM(_xlfn._xlws.FILTER(Supply[Supply],(Supply[Month]=StorageAllocation[[#This Row],[Month]])*(Supply[Unit Category]<>\"Storage\")*(Supply[Hour Ending]=StorageAllocation[[#This Row],[Hour Ending]])=1,0))","v":40589.172080089091},{"$f":"StorageAllocation[[#This Row],[Supply Without Storage (MW)]]-StorageAllocation[[#This Row],[Total Load with PRM (MW)]]","v":660.61142603463668},{"$f":"MAX(-StorageAllocation[[#This Row],[Excess Capacity (MW)]],0)","v":0},{"$f":"_xlfn.IFS(\n    StorageAllocation[[#This Row],[Hour Ending]]=1,\n    4*INDEX(NQC[NQC MW],MATCH(1,(NQC[Month]=StorageAllocation[[#This Row],[Month]])*(NQC[Unit Category]=\"Storage\"),0))-StorageAllocation[[#This Row],[Storage (MW)]],\n    StorageAllocation[[#This Row],[Storage (MW)]]>0,\n    OFFSET(StorageAllocation[[#This Row],[Storage SOC Day 1 (MWh)]],-1,0)-StorageAllocation[[#This Row],[Storage (MW)]],\n    TRUE,\n    MIN(\n        OFFSET(StorageAllocation[[#This Row],[Storage SOC Day 1 (MWh)]],-1,0)+0.85*INDEX(NQC[NQC MW],MATCH(1,(NQC[Month]=StorageAllocation[[#This Row],[Month]])*(NQC[Unit Category]=\"Storage\"),0)),\n        4*INDEX(NQC[NQC MW],MATCH(1,(NQC[Month]=StorageAllocation[[#This Row],[Month]])*(NQC[Unit Category]=\"Storage\"),0))\n    )\n)","v":54618.32},{"$f":"_xlfn.IFS(\n    StorageAllocation[[#This Row],[Hour Ending]]=1,\n    OFFSET(StorageAllocation[[#This Row],[Storage SOC Day 1 (MWh)]],23,0)-StorageAllocation[[#This Row],[Storage (MW)]],\n    StorageAllocation[[#This Row],[Storage (MW)]]>0,\n    OFFSET(StorageAllocation[[#This Row],[Storage SOC Day 2 (MWh)]],-1,0)-StorageAllocation[[#This Row],[Storage (MW)]],\n    TRUE,\n    MIN(\n        OFFSET(StorageAllocation[[#This Row],[Storage SOC Day 2 (MWh)]],-1,0)+0.85*INDEX(NQC[NQC MW],MATCH(1,(NQC[Month]=StorageAllocation[[#This Row],[Month]])*(NQC[Unit Category]=\"Storage\"),0)),\n        4*INDEX(NQC[NQC MW],MATCH(1,(NQC[Month]=StorageAllocation[[#This Row],[Month]])*(NQC[Unit Category]=\"Storage\"),0))\n    )\n)","v":12161.436880689293},{"$f":"StorageAllocation[[#This Row],[Supply Without Storage (MW)]]+StorageAllocation[[#This Row],[Storage (MW)]]","v":40589.172080089091},{"$f":"StorageAllocation[[#This Row],[Adjusted Supply (MW)]]/StorageAllocation[[#This Row],[Managed Load + NOU (MW)]]-1","v":0.28589171804495783}]
[null,null,null,null,null,null,null,null,null,null,null,null,null,5,4,{"$f":"INDEX(ManagedLoad[Total],MATCH(1,(ManagedLoad[Month]=StorageAllocation[[#This Row],[Month]])*(ManagedLoad[Hour Ending]=StorageAllocation[[#This Row],[Hour Ending]]),0))","v":31322},{"$f":"StorageAllocation[[#This Row],[Managed Load + NOU (MW)]]*(1+_xlfn.XLOOKUP(StorageAllocation[[#This Row],[Month]],PRM[Month],PRM[Planning Reserve Margin],0,0))","v":39621.17461765543},{"$f":"SUM(_xlfn._xlws.FILTER(Supply[Supply],(Supply[Month]=StorageAllocation[[#This Row],[Month]])*(Supply[Unit Category]<>\"Storage\")*(Supply[Hour Ending]=StorageAllocation[[#This Row],[Hour Ending]])=1,0))","v":40251.104025721957},{"$f":"StorageAllocation[[#This Row],[Supply Without Storage (MW)]]-StorageAllocation[[#This Row],[Total Load with PRM (MW)]]","v":629.92940806652769},{"$f":"MAX(-StorageAllocation[[#This Row],[Excess Capacity (MW)]],0)","v":0},{"$f":"_xlfn.IFS(\n    StorageAllocation[[#This Row],[Hour Ending]]=1,\n    4*INDEX(NQC[NQC MW],MATCH(1,(NQC[Month]=StorageAllocation[[#This Row],[Month]])*(NQC[Unit Category]=\"Storage\"),0))-StorageAllocation[[#This Row],[Storage (MW)]],\n    StorageAllocation[[#This Row],[Storage (MW)]]>0,\n    OFFSET(StorageAllocation[[#This Row],[Storage SOC Day 1 (MWh)]],-1,0)-StorageAllocation[[#This Row],[Storage (MW)]],\n    TRUE,\n    MIN(\n        OFFSET(StorageAllocation[[#This Row],[Storage SOC Day 1 (MWh)]],-1,0)+0.85*INDEX(NQC[NQC MW],MATCH(1,(NQC[Month]=StorageAllocation[[#This Row],[Month]])*(NQC[Unit Category]=\"Storage\"),0)),\n        4*INDEX(NQC[NQC MW],MATCH(1,(NQC[Month]=StorageAllocation[[#This Row],[Month]])*(NQC[Unit Category]=\"Storage\"),0))\n    )\n)","v":54618.32},{"$f":"_xlfn.IFS(\n    StorageAllocation[[#This Row],[Hour Ending]]=1,\n    OFFSET(StorageAllocation[[#This Row],[Storage SOC Day 1 (MWh)]],23,0)-StorageAllocation[[#This Row],[Storage (MW)]],\n    StorageAllocation[[#This Row],[Storage (MW)]]>0,\n    OFFSET(StorageAllocation[[#This Row],[Storage SOC Day 2 (MWh)]],-1,0)-StorageAllocation[[#This Row],[Storage (MW)]],\n    TRUE,\n    MIN(\n        OFFSET(StorageAllocation[[#This Row],[Storage SOC Day 2 (MWh)]],-1,0)+0.85*INDEX(NQC[NQC MW],MATCH(1,(NQC[Month]=StorageAllocation[[#This Row],[Month]])*(NQC[Unit Category]=\"Storage\"),0)),\n        4*INDEX(NQC[NQC MW],MATCH(1,(NQC[Month]=StorageAllocation[[#This Row],[Month]])*(NQC[Unit Category]=\"Storage\"),0))\n    )\n)","v":23767.829880689293},{"$f":"StorageAllocation[[#This Row],[Supply Without Storage (MW)]]+StorageAllocation[[#This Row],[Storage (MW)]]","v":40251.104025721957},{"$f":"StorageAllocation[[#This Row],[Adjusted Supply (MW)]]/StorageAllocation[[#This Row],[Managed Load + NOU (MW)]]-1","v":0.28507451713562215}]
[null,null,null,null,null,null,null,null,null,null,null,null,null,5,5,{"$f":"INDEX(ManagedLoad[Total],MATCH(1,(ManagedLoad[Month]=StorageAllocation[[#This Row],[Month]])*(ManagedLoad[Hour Ending]=StorageAllocation[[#This Row],[Hour Ending]]),0))","v":31924},{"$f":"StorageAllocation[[#This Row],[Managed Load + NOU (MW)]]*(1+_xlfn.XLOOKUP(StorageAllocation[[#This Row],[Month]],PRM[Month],PRM[Planning Reserve Margin],0,0))","v":40382.682411532849},{"$f":"SUM(_xlfn._xlws.FILTER(Supply[Supply],(Supply[Month]=StorageAllocation[[#This Row],[Month]])*(Supply[Unit Category]<>\"Storage\")*(Supply[Hour Ending]=StorageAllocation[[#This Row],[Hour Ending]])=1,0))","v":39827.638530843506},{"$f":"StorageAllocation[[#This Row],[Supply Without Storage (MW)]]-StorageAllocation[[#This Row],[Total Load with PRM (MW)]]","v":-555.0438806893435},{"$f":"MAX(-StorageAllocation[[#This Row],[Excess Capacity (MW)]],0)","v":555.0438806893435},{"$f":"_xlfn.IFS(\n    StorageAllocation[[#This Row],[Hour Ending]]=1,\n    4*INDEX(NQC[NQC MW],MATCH(1,(NQC[Month]=StorageAllocation[[#This Row],[Month]])*(NQC[Unit Category]=\"Storage\"),0))-StorageAllocation[[#This Row],[Storage (MW)]],\n    StorageAllocation[[#This Row],[Storage (MW)]]>0,\n    OFFSET(StorageAllocation[[#This Row],[Storage SOC Day 1 (MWh)]],-1,0)-StorageAllocation[[#This Row],[Storage (MW)]],\n    TRUE,\n    MIN(\n        OFFSET(StorageAllocation[[#This Row],[Storage SOC Day 1 (MWh)]],-1,0)+0.85*INDEX(NQC[NQC MW],MATCH(1,(NQC[Month]=StorageAllocation[[#This Row],[Month]])*(NQC[Unit Category]=\"Storage\"),0)),\n        4*INDEX(NQC[NQC MW],MATCH(1,(NQC[Month]=StorageAllocation[[#This Row],[Month]])*(NQC[Unit Category]=\"Storage\"),0))\n    )\n)","v":54063.276119310656},{"$f":"_xlfn.IFS(\n    StorageAllocation[[#This Row],[Hour Ending]]=1,\n    OFFSET(StorageAllocation[[#This Row],[Storage SOC Day 1 (MWh)]],23,0)-StorageAllocation[[#This Row],[Storage (MW)]],\n    StorageAllocation[[#This Row],[Storage (MW)]]>0,\n    OFFSET(StorageAllocation[[#This Row],[Storage SOC Day 2 (MWh)]],-1,0)-StorageAllocation[[#This Row],[Storage (MW)]],\n    TRUE,\n    MIN(\n        OFFSET(StorageAllocation[[#This Row],[Storage SOC Day 2 (MWh)]],-1,0)+0.85*INDEX(NQC[NQC MW],MATCH(1,(NQC[Month]=StorageAllocation[[#This Row],[Month]])*(NQC[Unit Category]=\"Storage\"),0)),\n        4*INDEX(NQC[NQC MW],MATCH(1,(NQC[Month]=StorageAllocation[[#This Row],[Month]])*(NQC[Unit Category]=\"Storage\"),0))\n    )\n)","v":23212.785999999949},{"$f":"StorageAllocation[[#This Row],[Supply Without Storage (MW)]]+StorageAllocation[[#This Row],[Storage (MW)]]","v":40382.682411532849},{"$f":"StorageAllocation[[#This Row],[Adjusted Supply (MW)]]/StorageAllocation[[#This Row],[Managed Load + NOU (MW)]]-1","v":0.2649631127531904}]
[null,null,null,null,null,null,null,null,null,null,null,null,null,5,6,{"$f":"INDEX(ManagedLoad[Total],MATCH(1,(ManagedLoad[Month]=StorageAllocation[[#This Row],[Month]])*(ManagedLoad[Hour Ending]=StorageAllocation[[#This Row],[Hour Ending]]),0))","v":32626},{"$f":"StorageAllocation[[#This Row],[Managed Load + NOU (MW)]]*(1+_xlfn.XLOOKUP(StorageAllocation[[#This Row],[Month]],PRM[Month],PRM[Planning Reserve Margin],0,0))","v":41270.686516685593},{"$f":"SUM(_xlfn._xlws.FILTER(Supply[Supply],(Supply[Month]=StorageAllocation[[#This Row],[Month]])*(Supply[Unit Category]<>\"Storage\")*(Supply[Hour Ending]=StorageAllocation[[#This Row],[Hour Ending]])=1,0))","v":42472.552612460175},{"$f":"StorageAllocation[[#This Row],[Supply Without Storage (MW)]]-StorageAllocation[[#This Row],[Total Load with PRM (MW)]]","v":1201.8660957745815},{"$f":"MAX(-StorageAllocation[[#This Row],[Excess Capacity (MW)]],0)","v":0},{"$f":"_xlfn.IFS(\n    StorageAllocation[[#This Row],[Hour Ending]]=1,\n    4*INDEX(NQC[NQC MW],MATCH(1,(NQC[Month]=StorageAllocation[[#This Row],[Month]])*(NQC[Unit Category]=\"Storage\"),0))-StorageAllocation[[#This Row],[Storage (MW)]],\n    StorageAllocation[[#This Row],[Storage (MW)]]>0,\n    OFFSET(StorageAllocation[[#This Row],[Storage SOC Day 1 (MWh)]],-1,0)-StorageAllocation[[#This Row],[Storage (MW)]],\n    TRUE,\n    MIN(\n        OFFSET(StorageAllocation[[#This Row],[Storage SOC Day 1 (MWh)]],-1,0)+0.85*INDEX(NQC[NQC MW],MATCH(1,(NQC[Month]=StorageAllocation[[#This Row],[Month]])*(NQC[Unit Category]=\"Storage\"),0)),\n        4*INDEX(NQC[NQC MW],MATCH(1,(NQC[Month]=StorageAllocation[[#This Row],[Month]])*(NQC[Unit Category]=\"Storage\"),0))\n    )\n)","v":54618.32},{"$f":"_xlfn.IFS(\n    StorageAllocation[[#This Row],[Hour Ending]]=1,\n    OFFSET(StorageAllocation[[#This Row],[Storage SOC Day 1 (MWh)]],23,0)-StorageAllocation[[#This Row],[Storage (MW)]],\n    StorageAllocation[[#This Row],[Storage (MW)]]>0,\n    OFFSET(StorageAllocation[[#This Row],[Storage SOC Day 2 (MWh)]],-1,0)-StorageAllocation[[#This Row],[Storage (MW)]],\n    TRUE,\n    MIN(\n        OFFSET(StorageAllocation[[#This Row],[Storage SOC Day 2 (MWh)]],-1,0)+0.85*INDEX(NQC[NQC MW],MATCH(1,(NQC[Month]=StorageAllocation[[#This Row],[Month]])*(NQC[Unit Category]=\"Storage\"),0)),\n        4*INDEX(NQC[NQC MW],MATCH(1,(NQC[Month]=StorageAllocation[[#This Row],[Month]])*(NQC[Unit Category]=\"Storage\"),0))\n    )\n)","v":34819.178999999946},{"$f":"StorageAllocation[[#This Row],[Supply Without Storage (MW)]]+StorageAllocation[[#This Row],[Storage (MW)]]","v":42472.552612460175},{"$f":"StorageAllocation[[#This Row],[Adjusted Supply (MW)]]/StorageAllocation[[#This Row],[Managed Load + NOU (MW)]]-1","v":0.30180079116226866}]
[null,null,null,null,null,null,null,null,null,null,null,null,null,5,7,{"$f":"INDEX(ManagedLoad[Total],MATCH(1,(ManagedLoad[Month]=StorageAllocation[[#This Row],[Month]])*(ManagedLoad[Hour Ending]=StorageAllocation[[#This Row],[Hour Ending]]),0))","v":33511},{"$f":"StorageAllocation[[#This Row],[Managed Load + NOU (MW)]]*(1+_xlfn.XLOOKUP(StorageAllocation[[#This Row],[Month]],PRM[Month],PRM[Planning Reserve Margin],0,0))","v":42390.178871472162},{"$f":"SUM(_xlfn._xlws.FILTER(Supply[Supply],(Supply[Month]=StorageAllocation[[#This Row],[Month]])*(Supply[Unit Category]<>\"Storage\")*(Supply[Hour Ending]=StorageAllocation[[#This Row],[Hour Ending]])=1,0))","v":50669.976585377335},{"$f":"StorageAllocation[[#This Row],[Supply Without Storage (MW)]]-StorageAllocation[[#This Row],[Total Load with PRM (MW)]]","v":8279.7977139051727},{"$f":"MAX(-StorageAllocation[[#This Row],[Excess Capacity (MW)]],0)","v":0},{"$f":"_xlfn.IFS(\n    StorageAllocation[[#This Row],[Hour Ending]]=1,\n    4*INDEX(NQC[NQC MW],MATCH(1,(NQC[Month]=StorageAllocation[[#This Row],[Month]])*(NQC[Unit Category]=\"Storage\"),0))-StorageAllocation[[#This Row],[Storage (MW)]],\n    StorageAllocation[[#This Row],[Storage (MW)]]>0,\n    OFFSET(StorageAllocation[[#This Row],[Storage SOC Day 1 (MWh)]],-1,0)-StorageAllocation[[#This Row],[Storage (MW)]],\n    TRUE,\n    MIN(\n        OFFSET(StorageAllocation[[#This Row],[Storage SOC Day 1 (MWh)]],-1,0)+0.85*INDEX(NQC[NQC MW],MATCH(1,(NQC[Month]=StorageAllocation[[#This Row],[Month]])*(NQC[Unit Category]=\"Storage\"),0)),\n        4*INDEX(NQC[NQC MW],MATCH(1,(NQC[Month]=StorageAllocation[[#This Row],[Month]])*(NQC[Unit Category]=\"Storage\"),0))\n    )\n)","v":54618.32},{"$f":"_xlfn.IFS(\n    StorageAllocation[[#This Row],[Hour Ending]]=1,\n    OFFSET(StorageAllocation[[#This Row],[Storage SOC Day 1 (MWh)]],23,0)-StorageAllocation[[#This Row],[Storage (MW)]],\n    StorageAllocation[[#This Row],[Storage (MW)]]>0,\n    OFFSET(StorageAllocation[[#This Row],[Storage SOC Day 2 (MWh)]],-1,0)-StorageAllocation[[#This Row],[Storage (MW)]],\n    TRUE,\n    MIN(\n        OFFSET(StorageAllocation[[#This Row],[Storage SOC Day 2 (MWh)]],-1,0)+0.85*INDEX(NQC[NQC MW],MATCH(1,(NQC[Month]=StorageAllocation[[#This Row],[Month]])*(NQC[Unit Category]=\"Storage\"),0)),\n        4*INDEX(NQC[NQC MW],MATCH(1,(NQC[Month]=StorageAllocation[[#This Row],[Month]])*(NQC[Unit Category]=\"Storage\"),0))\n    )\n)","v":46425.571999999942},{"$f":"StorageAllocation[[#This Row],[Supply Without Storage (MW)]]+StorageAllocation[[#This Row],[Storage (MW)]]","v":50669.976585377335},{"$f":"StorageAllocation[[#This Row],[Adjusted Supply (MW)]]/StorageAllocation[[#This Row],[Managed Load + NOU (MW)]]-1","v":0.51204012370198848}]
[null,null,null,null,null,null,null,null,null,null,null,null,null,5,8,{"$f":"INDEX(ManagedLoad[Total],MATCH(1,(ManagedLoad[Month]=StorageAllocation[[#This Row],[Month]])*(ManagedLoad[Hour Ending]=StorageAllocation[[#This Row],[Hour Ending]]),0))","v":33886},{"$f":"StorageAllocation[[#This Row],[Managed Load + NOU (MW)]]*(1+_xlfn.XLOOKUP(StorageAllocation[[#This Row],[Month]],PRM[Month],PRM[Planning Reserve Margin],0,0))","v":42864.540038754611},{"$f":"SUM(_xlfn._xlws.FILTER(Supply[Supply],(Supply[Month]=StorageAllocation[[#This Row],[Month]])*(Supply[Unit Category]<>\"Storage\")*(Supply[Hour Ending]=StorageAllocation[[#This Row],[Hour Ending]])=1,0))","v":55580.449446005572},{"$f":"StorageAllocation[[#This Row],[Supply Without Storage (MW)]]-StorageAllocation[[#This Row],[Total Load with PRM (MW)]]","v":12715.909407250962},{"$f":"MAX(-StorageAllocation[[#This Row],[Excess Capacity (MW)]],0)","v":0},{"$f":"_xlfn.IFS(\n    StorageAllocation[[#This Row],[Hour Ending]]=1,\n    4*INDEX(NQC[NQC MW],MATCH(1,(NQC[Month]=StorageAllocation[[#This Row],[Month]])*(NQC[Unit Category]=\"Storage\"),0))-StorageAllocation[[#This Row],[Storage (MW)]],\n    StorageAllocation[[#This Row],[Storage (MW)]]>0,\n    OFFSET(StorageAllocation[[#This Row],[Storage SOC Day 1 (MWh)]],-1,0)-StorageAllocation[[#This Row],[Storage (MW)]],\n    TRUE,\n    MIN(\n        OFFSET(StorageAllocation[[#This Row],[Storage SOC Day 1 (MWh)]],-1,0)+0.85*INDEX(NQC[NQC MW],MATCH(1,(NQC[Month]=StorageAllocation[[#This Row],[Month]])*(NQC[Unit Category]=\"Storage\"),0)),\n        4*INDEX(NQC[NQC MW],MATCH(1,(NQC[Month]=StorageAllocation[[#This Row],[Month]])*(NQC[Unit Category]=\"Storage\"),0))\n    )\n)","v":54618.32},{"$f":"_xlfn.IFS(\n    StorageAllocation[[#This Row],[Hour Ending]]=1,\n    OFFSET(StorageAllocation[[#This Row],[Storage SOC Day 1 (MWh)]],23,0)-StorageAllocation[[#This Row],[Storage (MW)]],\n    StorageAllocation[[#This Row],[Storage (MW)]]>0,\n    OFFSET(StorageAllocation[[#This Row],[Storage SOC Day 2 (MWh)]],-1,0)-StorageAllocation[[#This Row],[Storage (MW)]],\n    TRUE,\n    MIN(\n        OFFSET(StorageAllocation[[#This Row],[Storage SOC Day 2 (MWh)]],-1,0)+0.85*INDEX(NQC[NQC MW],MATCH(1,(NQC[Month]=StorageAllocation[[#This Row],[Month]])*(NQC[Unit Category]=\"Storage\"),0)),\n        4*INDEX(NQC[NQC MW],MATCH(1,(NQC[Month]=StorageAllocation[[#This Row],[Month]])*(NQC[Unit Category]=\"Storage\"),0))\n    )\n)","v":54618.32},{"$f":"StorageAllocation[[#This Row],[Supply Without Storage (MW)]]+StorageAllocation[[#This Row],[Storage (MW)]]","v":55580.449446005572},{"$f":"StorageAllocation[[#This Row],[Adjusted Supply (MW)]]/StorageAllocation[[#This Row],[Managed Load + NOU (MW)]]-1","v":0.64021865803002931}]
[null,null,null,null,null,null,null,null,null,null,null,null,null,5,9,{"$f":"INDEX(ManagedLoad[Total],MATCH(1,(ManagedLoad[Month]=StorageAllocation[[#This Row],[Month]])*(ManagedLoad[Hour Ending]=StorageAllocation[[#This Row],[Hour Ending]]),0))","v":33317},{"$f":"StorageAllocation[[#This Row],[Managed Load + NOU (MW)]]*(1+_xlfn.XLOOKUP(StorageAllocation[[#This Row],[Month]],PRM[Month],PRM[Planning Reserve Margin],0,0))","v":42144.776027598047},{"$f":"SUM(_xlfn._xlws.FILTER(Supply[Supply],(Supply[Month]=StorageAllocation[[#This Row],[Month]])*(Supply[Unit Category]<>\"Storage\")*(Supply[Hour Ending]=StorageAllocation[[#This Row],[Hour Ending]])=1,0))","v":56952.007716308297},{"$f":"StorageAllocation[[#This Row],[Supply Without Storage (MW)]]-StorageAllocation[[#This Row],[Total Load with PRM (MW)]]","v":14807.23168871025},{"$f":"MAX(-StorageAllocation[[#This Row],[Excess Capacity (MW)]],0)","v":0},{"$f":"_xlfn.IFS(\n    StorageAllocation[[#This Row],[Hour Ending]]=1,\n    4*INDEX(NQC[NQC MW],MATCH(1,(NQC[Month]=StorageAllocation[[#This Row],[Month]])*(NQC[Unit Category]=\"Storage\"),0))-StorageAllocation[[#This Row],[Storage (MW)]],\n    StorageAllocation[[#This Row],[Storage (MW)]]>0,\n    OFFSET(StorageAllocation[[#This Row],[Storage SOC Day 1 (MWh)]],-1,0)-StorageAllocation[[#This Row],[Storage (MW)]],\n    TRUE,\n    MIN(\n        OFFSET(StorageAllocation[[#This Row],[Storage SOC Day 1 (MWh)]],-1,0)+0.85*INDEX(NQC[NQC MW],MATCH(1,(NQC[Month]=StorageAllocation[[#This Row],[Month]])*(NQC[Unit Category]=\"Storage\"),0)),\n        4*INDEX(NQC[NQC MW],MATCH(1,(NQC[Month]=StorageAllocation[[#This Row],[Month]])*(NQC[Unit Category]=\"Storage\"),0))\n    )\n)","v":54618.32},{"$f":"_xlfn.IFS(\n    StorageAllocation[[#This Row],[Hour Ending]]=1,\n    OFFSET(StorageAllocation[[#This Row],[Storage SOC Day 1 (MWh)]],23,0)-StorageAllocation[[#This Row],[Storage (MW)]],\n    StorageAllocation[[#This Row],[Storage (MW)]]>0,\n    OFFSET(StorageAllocation[[#This Row],[Storage SOC Day 2 (MWh)]],-1,0)-StorageAllocation[[#This Row],[Storage (MW)]],\n    TRUE,\n    MIN(\n        OFFSET(StorageAllocation[[#This Row],[Storage SOC Day 2 (MWh)]],-1,0)+0.85*INDEX(NQC[NQC MW],MATCH(1,(NQC[Month]=StorageAllocation[[#This Row],[Month]])*(NQC[Unit Category]=\"Storage\"),0)),\n        4*INDEX(NQC[NQC MW],MATCH(1,(NQC[Month]=StorageAllocation[[#This Row],[Month]])*(NQC[Unit Category]=\"Storage\"),0))\n    )\n)","v":54618.32},{"$f":"StorageAllocation[[#This Row],[Supply Without Storage (MW)]]+StorageAllocation[[#This Row],[Storage (MW)]]","v":56952.007716308297},{"$f":"StorageAllocation[[#This Row],[Adjusted Supply (MW)]]/StorageAllocation[[#This Row],[Managed Load + NOU (MW)]]-1","v":0.70939783642909915}]
[null,null,null,null,null,null,null,null,null,null,null,null,null,5,10,{"$f":"INDEX(ManagedLoad[Total],MATCH(1,(ManagedLoad[Month]=StorageAllocation[[#This Row],[Month]])*(ManagedLoad[Hour Ending]=StorageAllocation[[#This Row],[Hour Ending]]),0))","v":32618},{"$f":"StorageAllocation[[#This Row],[Managed Load + NOU (MW)]]*(1+_xlfn.XLOOKUP(StorageAllocation[[#This Row],[Month]],PRM[Month],PRM[Planning Reserve Margin],0,0))","v":41260.566811783567},{"$f":"SUM(_xlfn._xlws.FILTER(Supply[Supply],(Supply[Month]=StorageAllocation[[#This Row],[Month]])*(Supply[Unit Category]<>\"Storage\")*(Supply[Hour Ending]=StorageAllocation[[#This Row],[Hour Ending]])=1,0))","v":57478.666126228993},{"$f":"StorageAllocation[[#This Row],[Supply Without Storage (MW)]]-StorageAllocation[[#This Row],[Total Load with PRM (MW)]]","v":16218.099314445426},{"$f":"MAX(-StorageAllocation[[#This Row],[Excess Capacity (MW)]],0)","v":0},{"$f":"_xlfn.IFS(\n    StorageAllocation[[#This Row],[Hour Ending]]=1,\n    4*INDEX(NQC[NQC MW],MATCH(1,(NQC[Month]=StorageAllocation[[#This Row],[Month]])*(NQC[Unit Category]=\"Storage\"),0))-StorageAllocation[[#This Row],[Storage (MW)]],\n    StorageAllocation[[#This Row],[Storage (MW)]]>0,\n    OFFSET(StorageAllocation[[#This Row],[Storage SOC Day 1 (MWh)]],-1,0)-StorageAllocation[[#This Row],[Storage (MW)]],\n    TRUE,\n    MIN(\n        OFFSET(StorageAllocation[[#This Row],[Storage SOC Day 1 (MWh)]],-1,0)+0.85*INDEX(NQC[NQC MW],MATCH(1,(NQC[Month]=StorageAllocation[[#This Row],[Month]])*(NQC[Unit Category]=\"Storage\"),0)),\n        4*INDEX(NQC[NQC MW],MATCH(1,(NQC[Month]=StorageAllocation[[#This Row],[Month]])*(NQC[Unit Category]=\"Storage\"),0))\n    )\n)","v":54618.32},{"$f":"_xlfn.IFS(\n    StorageAllocation[[#This Row],[Hour Ending]]=1,\n    OFFSET(StorageAllocation[[#This Row],[Storage SOC Day 1 (MWh)]],23,0)-StorageAllocation[[#This Row],[Storage (MW)]],\n    StorageAllocation[[#This Row],[Storage (MW)]]>0,\n    OFFSET(StorageAllocation[[#This Row],[Storage SOC Day 2 (MWh)]],-1,0)-StorageAllocation[[#This Row],[Storage (MW)]],\n    TRUE,\n    MIN(\n        OFFSET(StorageAllocation[[#This Row],[Storage SOC Day 2 (MWh)]],-1,0)+0.85*INDEX(NQC[NQC MW],MATCH(1,(NQC[Month]=StorageAllocation[[#This Row],[Month]])*(NQC[Unit Category]=\"Storage\"),0)),\n        4*INDEX(NQC[NQC MW],MATCH(1,(NQC[Month]=StorageAllocation[[#This Row],[Month]])*(NQC[Unit Category]=\"Storage\"),0))\n    )\n)","v":54618.32},{"$f":"StorageAllocation[[#This Row],[Supply Without Storage (MW)]]+StorageAllocation[[#This Row],[Storage (MW)]]","v":57478.666126228993},{"$f":"StorageAllocation[[#This Row],[Adjusted Supply (MW)]]/StorageAllocation[[#This Row],[Managed Load + NOU (MW)]]-1","v":0.76217628690382577}]
[null,null,null,null,null,null,null,null,null,null,null,null,null,5,11,{"$f":"INDEX(ManagedLoad[Total],MATCH(1,(ManagedLoad[Month]=StorageAllocation[[#This Row],[Month]])*(ManagedLoad[Hour Ending]=StorageAllocation[[#This Row],[Hour Ending]]),0))","v":31920},{"$f":"StorageAllocation[[#This Row],[Managed Load + NOU (MW)]]*(1+_xlfn.XLOOKUP(StorageAllocation[[#This Row],[Month]],PRM[Month],PRM[Planning Reserve Margin],0,0))","v":40377.622559081836},{"$f":"SUM(_xlfn._xlws.FILTER(Supply[Supply],(Supply[Month]=StorageAllocation[[#This Row],[Month]])*(Supply[Unit Category]<>\"Storage\")*(Supply[Hour Ending]=StorageAllocation[[#This Row],[Hour Ending]])=1,0))","v":57527.825233771488},{"$f":"StorageAllocation[[#This Row],[Supply Without Storage (MW)]]-StorageAllocation[[#This Row],[Total Load with PRM (MW)]]","v":17150.202674689652},{"$f":"MAX(-StorageAllocation[[#This Row],[Excess Capacity (MW)]],0)","v":0},{"$f":"_xlfn.IFS(\n    StorageAllocation[[#This Row],[Hour Ending]]=1,\n    4*INDEX(NQC[NQC MW],MATCH(1,(NQC[Month]=StorageAllocation[[#This Row],[Month]])*(NQC[Unit Category]=\"Storage\"),0))-StorageAllocation[[#This Row],[Storage (MW)]],\n    StorageAllocation[[#This Row],[Storage (MW)]]>0,\n    OFFSET(StorageAllocation[[#This Row],[Storage SOC Day 1 (MWh)]],-1,0)-StorageAllocation[[#This Row],[Storage (MW)]],\n    TRUE,\n    MIN(\n        OFFSET(StorageAllocation[[#This Row],[Storage SOC Day 1 (MWh)]],-1,0)+0.85*INDEX(NQC[NQC MW],MATCH(1,(NQC[Month]=StorageAllocation[[#This Row],[Month]])*(NQC[Unit Category]=\"Storage\"),0)),\n        4*INDEX(NQC[NQC MW],MATCH(1,(NQC[Month]=StorageAllocation[[#This Row],[Month]])*(NQC[Unit Category]=\"Storage\"),0))\n    )\n)","v":54618.32},{"$f":"_xlfn.IFS(\n    StorageAllocation[[#This Row],[Hour Ending]]=1,\n    OFFSET(StorageAllocation[[#This Row],[Storage SOC Day 1 (MWh)]],23,0)-StorageAllocation[[#This Row],[Storage (MW)]],\n    StorageAllocation[[#This Row],[Storage (MW)]]>0,\n    OFFSET(StorageAllocation[[#This Row],[Storage SOC Day 2 (MWh)]],-1,0)-StorageAllocation[[#This Row],[Storage (MW)]],\n    TRUE,\n    MIN(\n        OFFSET(StorageAllocation[[#This Row],[Storage SOC Day 2 (MWh)]],-1,0)+0.85*INDEX(NQC[NQC MW],MATCH(1,(NQC[Month]=StorageAllocation[[#This Row],[Month]])*(NQC[Unit Category]=\"Storage\"),0)),\n        4*INDEX(NQC[NQC MW],MATCH(1,(NQC[Month]=StorageAllocation[[#This Row],[Month]])*(NQC[Unit Category]=\"Storage\"),0))\n    )\n)","v":54618.32},{"$f":"StorageAllocation[[#This Row],[Supply Without Storage (MW)]]+StorageAllocation[[#This Row],[Storage (MW)]]","v":57527.825233771488},{"$f":"StorageAllocation[[#This Row],[Adjusted Supply (MW)]]/StorageAllocation[[#This Row],[Managed Load + NOU (MW)]]-1","v":0.80225016396527216}]
[null,null,null,null,null,null,null,null,null,null,null,null,null,5,12,{"$f":"INDEX(ManagedLoad[Total],MATCH(1,(ManagedLoad[Month]=StorageAllocation[[#This Row],[Month]])*(ManagedLoad[Hour Ending]=StorageAllocation[[#This Row],[Hour Ending]]),0))","v":32173},{"$f":"StorageAllocation[[#This Row],[Managed Load + NOU (MW)]]*(1+_xlfn.XLOOKUP(StorageAllocation[[#This Row],[Month]],PRM[Month],PRM[Planning Reserve Margin],0,0))","v":40697.658226608393},{"$f":"SUM(_xlfn._xlws.FILTER(Supply[Supply],(Supply[Month]=StorageAllocation[[#This Row],[Month]])*(Supply[Unit Category]<>\"Storage\")*(Supply[Hour Ending]=StorageAllocation[[#This Row],[Hour Ending]])=1,0))","v":57733.452603395024},{"$f":"StorageAllocation[[#This Row],[Supply Without Storage (MW)]]-StorageAllocation[[#This Row],[Total Load with PRM (MW)]]","v":17035.794376786631},{"$f":"MAX(-StorageAllocation[[#This Row],[Excess Capacity (MW)]],0)","v":0},{"$f":"_xlfn.IFS(\n    StorageAllocation[[#This Row],[Hour Ending]]=1,\n    4*INDEX(NQC[NQC MW],MATCH(1,(NQC[Month]=StorageAllocation[[#This Row],[Month]])*(NQC[Unit Category]=\"Storage\"),0))-StorageAllocation[[#This Row],[Storage (MW)]],\n    StorageAllocation[[#This Row],[Storage (MW)]]>0,\n    OFFSET(StorageAllocation[[#This Row],[Storage SOC Day 1 (MWh)]],-1,0)-StorageAllocation[[#This Row],[Storage (MW)]],\n    TRUE,\n    MIN(\n        OFFSET(StorageAllocation[[#This Row],[Storage SOC Day 1 (MWh)]],-1,0)+0.85*INDEX(NQC[NQC MW],MATCH(1,(NQC[Month]=StorageAllocation[[#This Row],[Month]])*(NQC[Unit Category]=\"Storage\"),0)),\n        4*INDEX(NQC[NQC MW],MATCH(1,(NQC[Month]=StorageAllocation[[#This Row],[Month]])*(NQC[Unit Category]=\"Storage\"),0))\n    )\n)","v":54618.32},{"$f":"_xlfn.IFS(\n    StorageAllocation[[#This Row],[Hour Ending]]=1,\n    OFFSET(StorageAllocation[[#This Row],[Storage SOC Day 1 (MWh)]],23,0)-StorageAllocation[[#This Row],[Storage (MW)]],\n    StorageAllocation[[#This Row],[Storage (MW)]]>0,\n    OFFSET(StorageAllocation[[#This Row],[Storage SOC Day 2 (MWh)]],-1,0)-StorageAllocation[[#This Row],[Storage (MW)]],\n    TRUE,\n    MIN(\n        OFFSET(StorageAllocation[[#This Row],[Storage SOC Day 2 (MWh)]],-1,0)+0.85*INDEX(NQC[NQC MW],MATCH(1,(NQC[Month]=StorageAllocation[[#This Row],[Month]])*(NQC[Unit Category]=\"Storage\"),0)),\n        4*INDEX(NQC[NQC MW],MATCH(1,(NQC[Month]=StorageAllocation[[#This Row],[Month]])*(NQC[Unit Category]=\"Storage\"),0))\n    )\n)","v":54618.32},{"$f":"StorageAllocation[[#This Row],[Supply Without Storage (MW)]]+StorageAllocation[[#This Row],[Storage (MW)]]","v":57733.452603395024},{"$f":"StorageAllocation[[#This Row],[Adjusted Supply (MW)]]/StorageAllocation[[#This Row],[Managed Load + NOU (MW)]]-1","v":0.79446904557843601}]
[null,null,null,null,null,null,null,null,null,null,null,null,null,5,13,{"$f":"INDEX(ManagedLoad[Total],MATCH(1,(ManagedLoad[Month]=StorageAllocation[[#This Row],[Month]])*(ManagedLoad[Hour Ending]=StorageAllocation[[#This Row],[Hour Ending]]),0))","v":33141},{"$f":"StorageAllocation[[#This Row],[Managed Load + NOU (MW)]]*(1+_xlfn.XLOOKUP(StorageAllocation[[#This Row],[Month]],PRM[Month],PRM[Planning Reserve Margin],0,0))","v":41922.142519753485},{"$f":"SUM(_xlfn._xlws.FILTER(Supply[Supply],(Supply[Month]=StorageAllocation[[#This Row],[Month]])*(Supply[Unit Category]<>\"Storage\")*(Supply[Hour Ending]=StorageAllocation[[#This Row],[Hour Ending]])=1,0))","v":57871.002310680422},{"$f":"StorageAllocation[[#This Row],[Supply Without Storage (MW)]]-StorageAllocation[[#This Row],[Total Load with PRM (MW)]]","v":15948.859790926937},{"$f":"MAX(-StorageAllocation[[#This Row],[Excess Capacity (MW)]],0)","v":0},{"$f":"_xlfn.IFS(\n    StorageAllocation[[#This Row],[Hour Ending]]=1,\n    4*INDEX(NQC[NQC MW],MATCH(1,(NQC[Month]=StorageAllocation[[#This Row],[Month]])*(NQC[Unit Category]=\"Storage\"),0))-StorageAllocation[[#This Row],[Storage (MW)]],\n    StorageAllocation[[#This Row],[Storage (MW)]]>0,\n    OFFSET(StorageAllocation[[#This Row],[Storage SOC Day 1 (MWh)]],-1,0)-StorageAllocation[[#This Row],[Storage (MW)]],\n    TRUE,\n    MIN(\n        OFFSET(StorageAllocation[[#This Row],[Storage SOC Day 1 (MWh)]],-1,0)+0.85*INDEX(NQC[NQC MW],MATCH(1,(NQC[Month]=StorageAllocation[[#This Row],[Month]])*(NQC[Unit Category]=\"Storage\"),0)),\n        4*INDEX(NQC[NQC MW],MATCH(1,(NQC[Month]=StorageAllocation[[#This Row],[Month]])*(NQC[Unit Category]=\"Storage\"),0))\n    )\n)","v":54618.32},{"$f":"_xlfn.IFS(\n    StorageAllocation[[#This Row],[Hour Ending]]=1,\n    OFFSET(StorageAllocation[[#This Row],[Storage SOC Day 1 (MWh)]],23,0)-StorageAllocation[[#This Row],[Storage (MW)]],\n    StorageAllocation[[#This Row],[Storage (MW)]]>0,\n    OFFSET(StorageAllocation[[#This Row],[Storage SOC Day 2 (MWh)]],-1,0)-StorageAllocation[[#This Row],[Storage (MW)]],\n    TRUE,\n    MIN(\n        OFFSET(StorageAllocation[[#This Row],[Storage SOC Day 2 (MWh)]],-1,0)+0.85*INDEX(NQC[NQC MW],MATCH(1,(NQC[Month]=StorageAllocation[[#This Row],[Month]])*(NQC[Unit Category]=\"Storage\"),0)),\n        4*INDEX(NQC[NQC MW],MATCH(1,(NQC[Month]=StorageAllocation[[#This Row],[Month]])*(NQC[Unit Category]=\"Storage\"),0))\n    )\n)","v":54618.32},{"$f":"StorageAllocation[[#This Row],[Supply Without Storage (MW)]]+StorageAllocation[[#This Row],[Storage (MW)]]","v":57871.002310680422},{"$f":"StorageAllocation[[#This Row],[Adjusted Supply (MW)]]/StorageAllocation[[#This Row],[Managed Load + NOU (MW)]]-1","v":0.74620567607134425}]
[null,null,null,null,null,null,null,null,null,null,null,null,null,5,14,{"$f":"INDEX(ManagedLoad[Total],MATCH(1,(ManagedLoad[Month]=StorageAllocation[[#This Row],[Month]])*(ManagedLoad[Hour Ending]=StorageAllocation[[#This Row],[Hour Ending]]),0))","v":34771},{"$f":"StorageAllocation[[#This Row],[Managed Load + NOU (MW)]]*(1+_xlfn.XLOOKUP(StorageAllocation[[#This Row],[Month]],PRM[Month],PRM[Planning Reserve Margin],0,0))","v":43984.03239354118},{"$f":"SUM(_xlfn._xlws.FILTER(Supply[Supply],(Supply[Month]=StorageAllocation[[#This Row],[Month]])*(Supply[Unit Category]<>\"Storage\")*(Supply[Hour Ending]=StorageAllocation[[#This Row],[Hour Ending]])=1,0))","v":58095.899297586977},{"$f":"StorageAllocation[[#This Row],[Supply Without Storage (MW)]]-StorageAllocation[[#This Row],[Total Load with PRM (MW)]]","v":14111.866904045797},{"$f":"MAX(-StorageAllocation[[#This Row],[Excess Capacity (MW)]],0)","v":0},{"$f":"_xlfn.IFS(\n    StorageAllocation[[#This Row],[Hour Ending]]=1,\n    4*INDEX(NQC[NQC MW],MATCH(1,(NQC[Month]=StorageAllocation[[#This Row],[Month]])*(NQC[Unit Category]=\"Storage\"),0))-StorageAllocation[[#This Row],[Storage (MW)]],\n    StorageAllocation[[#This Row],[Storage (MW)]]>0,\n    OFFSET(StorageAllocation[[#This Row],[Storage SOC Day 1 (MWh)]],-1,0)-StorageAllocation[[#This Row],[Storage (MW)]],\n    TRUE,\n    MIN(\n        OFFSET(StorageAllocation[[#This Row],[Storage SOC Day 1 (MWh)]],-1,0)+0.85*INDEX(NQC[NQC MW],MATCH(1,(NQC[Month]=StorageAllocation[[#This Row],[Month]])*(NQC[Unit Category]=\"Storage\"),0)),\n        4*INDEX(NQC[NQC MW],MATCH(1,(NQC[Month]=StorageAllocation[[#This Row],[Month]])*(NQC[Unit Category]=\"Storage\"),0))\n    )\n)","v":54618.32},{"$f":"_xlfn.IFS(\n    StorageAllocation[[#This Row],[Hour Ending]]=1,\n    OFFSET(StorageAllocation[[#This Row],[Storage SOC Day 1 (MWh)]],23,0)-StorageAllocation[[#This Row],[Storage (MW)]],\n    StorageAllocation[[#This Row],[Storage (MW)]]>0,\n    OFFSET(StorageAllocation[[#This Row],[Storage SOC Day 2 (MWh)]],-1,0)-StorageAllocation[[#This Row],[Storage (MW)]],\n    TRUE,\n    MIN(\n        OFFSET(StorageAllocation[[#This Row],[Storage SOC Day 2 (MWh)]],-1,0)+0.85*INDEX(NQC[NQC MW],MATCH(1,(NQC[Month]=StorageAllocation[[#This Row],[Month]])*(NQC[Unit Category]=\"Storage\"),0)),\n        4*INDEX(NQC[NQC MW],MATCH(1,(NQC[Month]=StorageAllocation[[#This Row],[Month]])*(NQC[Unit Category]=\"Storage\"),0))\n    )\n)","v":54618.32},{"$f":"StorageAllocation[[#This Row],[Supply Without Storage (MW)]]+StorageAllocation[[#This Row],[Storage (MW)]]","v":58095.899297586977},{"$f":"StorageAllocation[[#This Row],[Adjusted Supply (MW)]]/StorageAllocation[[#This Row],[Managed Load + NOU (MW)]]-1","v":0.67081473922484181}]
[null,null,null,null,null,null,null,null,null,null,null,null,null,5,15,{"$f":"INDEX(ManagedLoad[Total],MATCH(1,(ManagedLoad[Month]=StorageAllocation[[#This Row],[Month]])*(ManagedLoad[Hour Ending]=StorageAllocation[[#This Row],[Hour Ending]]),0))","v":37156},{"$f":"StorageAllocation[[#This Row],[Managed Load + NOU (MW)]]*(1+_xlfn.XLOOKUP(StorageAllocation[[#This Row],[Month]],PRM[Month],PRM[Planning Reserve Margin],0,0))","v":47000.969417457542},{"$f":"SUM(_xlfn._xlws.FILTER(Supply[Supply],(Supply[Month]=StorageAllocation[[#This Row],[Month]])*(Supply[Unit Category]<>\"Storage\")*(Supply[Hour Ending]=StorageAllocation[[#This Row],[Hour Ending]])=1,0))","v":58225.506215594156},{"$f":"StorageAllocation[[#This Row],[Supply Without Storage (MW)]]-StorageAllocation[[#This Row],[Total Load with PRM (MW)]]","v":11224.536798136614},{"$f":"MAX(-StorageAllocation[[#This Row],[Excess Capacity (MW)]],0)","v":0},{"$f":"_xlfn.IFS(\n    StorageAllocation[[#This Row],[Hour Ending]]=1,\n    4*INDEX(NQC[NQC MW],MATCH(1,(NQC[Month]=StorageAllocation[[#This Row],[Month]])*(NQC[Unit Category]=\"Storage\"),0))-StorageAllocation[[#This Row],[Storage (MW)]],\n    StorageAllocation[[#This Row],[Storage (MW)]]>0,\n    OFFSET(StorageAllocation[[#This Row],[Storage SOC Day 1 (MWh)]],-1,0)-StorageAllocation[[#This Row],[Storage (MW)]],\n    TRUE,\n    MIN(\n        OFFSET(StorageAllocation[[#This Row],[Storage SOC Day 1 (MWh)]],-1,0)+0.85*INDEX(NQC[NQC MW],MATCH(1,(NQC[Month]=StorageAllocation[[#This Row],[Month]])*(NQC[Unit Category]=\"Storage\"),0)),\n        4*INDEX(NQC[NQC MW],MATCH(1,(NQC[Month]=StorageAllocation[[#This Row],[Month]])*(NQC[Unit Category]=\"Storage\"),0))\n    )\n)","v":54618.32},{"$f":"_xlfn.IFS(\n    StorageAllocation[[#This Row],[Hour Ending]]=1,\n    OFFSET(StorageAllocation[[#This Row],[Storage SOC Day 1 (MWh)]],23,0)-StorageAllocation[[#This Row],[Storage (MW)]],\n    StorageAllocation[[#This Row],[Storage (MW)]]>0,\n    OFFSET(StorageAllocation[[#This Row],[Storage SOC Day 2 (MWh)]],-1,0)-StorageAllocation[[#This Row],[Storage (MW)]],\n    TRUE,\n    MIN(\n        OFFSET(StorageAllocation[[#This Row],[Storage SOC Day 2 (MWh)]],-1,0)+0.85*INDEX(NQC[NQC MW],MATCH(1,(NQC[Month]=StorageAllocation[[#This Row],[Month]])*(NQC[Unit Category]=\"Storage\"),0)),\n        4*INDEX(NQC[NQC MW],MATCH(1,(NQC[Month]=StorageAllocation[[#This Row],[Month]])*(NQC[Unit Category]=\"Storage\"),0))\n    )\n)","v":54618.32},{"$f":"StorageAllocation[[#This Row],[Supply Without Storage (MW)]]+StorageAllocation[[#This Row],[Storage (MW)]]","v":58225.506215594156},{"$f":"StorageAllocation[[#This Row],[Adjusted Supply (MW)]]/StorageAllocation[[#This Row],[Managed Load + NOU (MW)]]-1","v":0.56705528624163404}]
[null,null,null,null,null,null,null,null,null,null,null,null,null,5,16,{"$f":"INDEX(ManagedLoad[Total],MATCH(1,(ManagedLoad[Month]=StorageAllocation[[#This Row],[Month]])*(ManagedLoad[Hour Ending]=StorageAllocation[[#This Row],[Hour Ending]]),0))","v":39187},{"$f":"StorageAllocation[[#This Row],[Managed Load + NOU (MW)]]*(1+_xlfn.XLOOKUP(StorageAllocation[[#This Row],[Month]],PRM[Month],PRM[Planning Reserve Margin],0,0))","v":49570.109499459271},{"$f":"SUM(_xlfn._xlws.FILTER(Supply[Supply],(Supply[Month]=StorageAllocation[[#This Row],[Month]])*(Supply[Unit Category]<>\"Storage\")*(Supply[Hour Ending]=StorageAllocation[[#This Row],[Hour Ending]])=1,0))","v":57866.171577118221},{"$f":"StorageAllocation[[#This Row],[Supply Without Storage (MW)]]-StorageAllocation[[#This Row],[Total Load with PRM (MW)]]","v":8296.0620776589494},{"$f":"MAX(-StorageAllocation[[#This Row],[Excess Capacity (MW)]],0)","v":0},{"$f":"_xlfn.IFS(\n    StorageAllocation[[#This Row],[Hour Ending]]=1,\n    4*INDEX(NQC[NQC MW],MATCH(1,(NQC[Month]=StorageAllocation[[#This Row],[Month]])*(NQC[Unit Category]=\"Storage\"),0))-StorageAllocation[[#This Row],[Storage (MW)]],\n    StorageAllocation[[#This Row],[Storage (MW)]]>0,\n    OFFSET(StorageAllocation[[#This Row],[Storage SOC Day 1 (MWh)]],-1,0)-StorageAllocation[[#This Row],[Storage (MW)]],\n    TRUE,\n    MIN(\n        OFFSET(StorageAllocation[[#This Row],[Storage SOC Day 1 (MWh)]],-1,0)+0.85*INDEX(NQC[NQC MW],MATCH(1,(NQC[Month]=StorageAllocation[[#This Row],[Month]])*(NQC[Unit Category]=\"Storage\"),0)),\n        4*INDEX(NQC[NQC MW],MATCH(1,(NQC[Month]=StorageAllocation[[#This Row],[Month]])*(NQC[Unit Category]=\"Storage\"),0))\n    )\n)","v":54618.32},{"$f":"_xlfn.IFS(\n    StorageAllocation[[#This Row],[Hour Ending]]=1,\n    OFFSET(StorageAllocation[[#This Row],[Storage SOC Day 1 (MWh)]],23,0)-StorageAllocation[[#This Row],[Storage (MW)]],\n    StorageAllocation[[#This Row],[Storage (MW)]]>0,\n    OFFSET(StorageAllocation[[#This Row],[Storage SOC Day 2 (MWh)]],-1,0)-StorageAllocation[[#This Row],[Storage (MW)]],\n    TRUE,\n    MIN(\n        OFFSET(StorageAllocation[[#This Row],[Storage SOC Day 2 (MWh)]],-1,0)+0.85*INDEX(NQC[NQC MW],MATCH(1,(NQC[Month]=StorageAllocation[[#This Row],[Month]])*(NQC[Unit Category]=\"Storage\"),0)),\n        4*INDEX(NQC[NQC MW],MATCH(1,(NQC[Month]=StorageAllocation[[#This Row],[Month]])*(NQC[Unit Category]=\"Storage\"),0))\n    )\n)","v":54618.32},{"$f":"StorageAllocation[[#This Row],[Supply Without Storage (MW)]]+StorageAllocation[[#This Row],[Storage (MW)]]","v":57866.171577118221},{"$f":"StorageAllocation[[#This Row],[Adjusted Supply (MW)]]/StorageAllocation[[#This Row],[Managed Load + NOU (MW)]]-1","v":0.47666755753485135}]
[null,null,null,null,null,null,null,null,null,null,null,null,null,5,17,{"$f":"INDEX(ManagedLoad[Total],MATCH(1,(ManagedLoad[Month]=StorageAllocation[[#This Row],[Month]])*(ManagedLoad[Hour Ending]=StorageAllocation[[#This Row],[Hour Ending]]),0))","v":41365},{"$f":"StorageAllocation[[#This Row],[Managed Load + NOU (MW)]]*(1+_xlfn.XLOOKUP(StorageAllocation[[#This Row],[Month]],PRM[Month],PRM[Planning Reserve Margin],0,0))","v":52325.199159035721},{"$f":"SUM(_xlfn._xlws.FILTER(Supply[Supply],(Supply[Month]=StorageAllocation[[#This Row],[Month]])*(Supply[Unit Category]<>\"Storage\")*(Supply[Hour Ending]=StorageAllocation[[#This Row],[Hour Ending]])=1,0))","v":55850.892571435281},{"$f":"StorageAllocation[[#This Row],[Supply Without Storage (MW)]]-StorageAllocation[[#This Row],[Total Load with PRM (MW)]]","v":3525.6934123995597},{"$f":"MAX(-StorageAllocation[[#This Row],[Excess Capacity (MW)]],0)","v":0},{"$f":"_xlfn.IFS(\n    StorageAllocation[[#This Row],[Hour Ending]]=1,\n    4*INDEX(NQC[NQC MW],MATCH(1,(NQC[Month]=StorageAllocation[[#This Row],[Month]])*(NQC[Unit Category]=\"Storage\"),0))-StorageAllocation[[#This Row],[Storage (MW)]],\n    StorageAllocation[[#This Row],[Storage (MW)]]>0,\n    OFFSET(StorageAllocation[[#This Row],[Storage SOC Day 1 (MWh)]],-1,0)-StorageAllocation[[#This Row],[Storage (MW)]],\n    TRUE,\n    MIN(\n        OFFSET(StorageAllocation[[#This Row],[Storage SOC Day 1 (MWh)]],-1,0)+0.85*INDEX(NQC[NQC MW],MATCH(1,(NQC[Month]=StorageAllocation[[#This Row],[Month]])*(NQC[Unit Category]=\"Storage\"),0)),\n        4*INDEX(NQC[NQC MW],MATCH(1,(NQC[Month]=StorageAllocation[[#This Row],[Month]])*(NQC[Unit Category]=\"Storage\"),0))\n    )\n)","v":54618.32},{"$f":"_xlfn.IFS(\n    StorageAllocation[[#This Row],[Hour Ending]]=1,\n    OFFSET(StorageAllocation[[#This Row],[Storage SOC Day 1 (MWh)]],23,0)-StorageAllocation[[#This Row],[Storage (MW)]],\n    StorageAllocation[[#This Row],[Storage (MW)]]>0,\n    OFFSET(StorageAllocation[[#This Row],[Storage SOC Day 2 (MWh)]],-1,0)-StorageAllocation[[#This Row],[Storage (MW)]],\n    TRUE,\n    MIN(\n        OFFSET(StorageAllocation[[#This Row],[Storage SOC Day 2 (MWh)]],-1,0)+0.85*INDEX(NQC[NQC MW],MATCH(1,(NQC[Month]=StorageAllocation[[#This Row],[Month]])*(NQC[Unit Category]=\"Storage\"),0)),\n        4*INDEX(NQC[NQC MW],MATCH(1,(NQC[Month]=StorageAllocation[[#This Row],[Month]])*(NQC[Unit Category]=\"Storage\"),0))\n    )\n)","v":54618.32},{"$f":"StorageAllocation[[#This Row],[Supply Without Storage (MW)]]+StorageAllocation[[#This Row],[Storage (MW)]]","v":55850.892571435281},{"$f":"StorageAllocation[[#This Row],[Adjusted Supply (MW)]]/StorageAllocation[[#This Row],[Managed Load + NOU (MW)]]-1","v":0.35019684688590069}]
[null,null,null,null,null,null,null,null,null,null,null,null,null,5,18,{"$f":"INDEX(ManagedLoad[Total],MATCH(1,(ManagedLoad[Month]=StorageAllocation[[#This Row],[Month]])*(ManagedLoad[Hour Ending]=StorageAllocation[[#This Row],[Hour Ending]]),0))","v":42948},{"$f":"StorageAllocation[[#This Row],[Managed Load + NOU (MW)]]*(1+_xlfn.XLOOKUP(StorageAllocation[[#This Row],[Month]],PRM[Month],PRM[Planning Reserve Margin],0,0))","v":54327.635766524021},{"$f":"SUM(_xlfn._xlws.FILTER(Supply[Supply],(Supply[Month]=StorageAllocation[[#This Row],[Month]])*(Supply[Unit Category]<>\"Storage\")*(Supply[Hour Ending]=StorageAllocation[[#This Row],[Hour Ending]])=1,0))","v":51455.678069536174},{"$f":"StorageAllocation[[#This Row],[Supply Without Storage (MW)]]-StorageAllocation[[#This Row],[Total Load with PRM (MW)]]","v":-2871.9576969878472},{"$f":"MAX(-StorageAllocation[[#This Row],[Excess Capacity (MW)]],0)","v":2871.9576969878472},{"$f":"_xlfn.IFS(\n    StorageAllocation[[#This Row],[Hour Ending]]=1,\n    4*INDEX(NQC[NQC MW],MATCH(1,(NQC[Month]=StorageAllocation[[#This Row],[Month]])*(NQC[Unit Category]=\"Storage\"),0))-StorageAllocation[[#This Row],[Storage (MW)]],\n    StorageAllocation[[#This Row],[Storage (MW)]]>0,\n    OFFSET(StorageAllocation[[#This Row],[Storage SOC Day 1 (MWh)]],-1,0)-StorageAllocation[[#This Row],[Storage (MW)]],\n    TRUE,\n    MIN(\n        OFFSET(StorageAllocation[[#This Row],[Storage SOC Day 1 (MWh)]],-1,0)+0.85*INDEX(NQC[NQC MW],MATCH(1,(NQC[Month]=StorageAllocation[[#This Row],[Month]])*(NQC[Unit Category]=\"Storage\"),0)),\n        4*INDEX(NQC[NQC MW],MATCH(1,(NQC[Month]=StorageAllocation[[#This Row],[Month]])*(NQC[Unit Category]=\"Storage\"),0))\n    )\n)","v":51746.362303012153},{"$f":"_xlfn.IFS(\n    StorageAllocation[[#This Row],[Hour Ending]]=1,\n    OFFSET(StorageAllocation[[#This Row],[Storage SOC Day 1 (MWh)]],23,0)-StorageAllocation[[#This Row],[Storage (MW)]],\n    StorageAllocation[[#This Row],[Storage (MW)]]>0,\n    OFFSET(StorageAllocation[[#This Row],[Storage SOC Day 2 (MWh)]],-1,0)-StorageAllocation[[#This Row],[Storage (MW)]],\n    TRUE,\n    MIN(\n        OFFSET(StorageAllocation[[#This Row],[Storage SOC Day 2 (MWh)]],-1,0)+0.85*INDEX(NQC[NQC MW],MATCH(1,(NQC[Month]=StorageAllocation[[#This Row],[Month]])*(NQC[Unit Category]=\"Storage\"),0)),\n        4*INDEX(NQC[NQC MW],MATCH(1,(NQC[Month]=StorageAllocation[[#This Row],[Month]])*(NQC[Unit Category]=\"Storage\"),0))\n    )\n)","v":51746.362303012153},{"$f":"StorageAllocation[[#This Row],[Supply Without Storage (MW)]]+StorageAllocation[[#This Row],[Storage (MW)]]","v":54327.635766524021},{"$f":"StorageAllocation[[#This Row],[Adjusted Supply (MW)]]/StorageAllocation[[#This Row],[Managed Load + NOU (MW)]]-1","v":0.2649631127531904}]
[null,null,null,null,null,null,null,null,null,null,null,null,null,5,19,{"$f":"INDEX(ManagedLoad[Total],MATCH(1,(ManagedLoad[Month]=StorageAllocation[[#This Row],[Month]])*(ManagedLoad[Hour Ending]=StorageAllocation[[#This Row],[Hour Ending]]),0))","v":43316},{"$f":"StorageAllocation[[#This Row],[Managed Load + NOU (MW)]]*(1+_xlfn.XLOOKUP(StorageAllocation[[#This Row],[Month]],PRM[Month],PRM[Planning Reserve Margin],0,0))","v":54793.142192017192},{"$f":"SUM(_xlfn._xlws.FILTER(Supply[Supply],(Supply[Month]=StorageAllocation[[#This Row],[Month]])*(Supply[Unit Category]<>\"Storage\")*(Supply[Hour Ending]=StorageAllocation[[#This Row],[Hour Ending]])=1,0))","v":44286.333216082734},{"$f":"StorageAllocation[[#This Row],[Supply Without Storage (MW)]]-StorageAllocation[[#This Row],[Total Load with PRM (MW)]]","v":-10506.808975934458},{"$f":"MAX(-StorageAllocation[[#This Row],[Excess Capacity (MW)]],0)","v":10506.808975934458},{"$f":"_xlfn.IFS(\n    StorageAllocation[[#This Row],[Hour Ending]]=1,\n    4*INDEX(NQC[NQC MW],MATCH(1,(NQC[Month]=StorageAllocation[[#This Row],[Month]])*(NQC[Unit Category]=\"Storage\"),0))-StorageAllocation[[#This Row],[Storage (MW)]],\n    StorageAllocation[[#This Row],[Storage (MW)]]>0,\n    OFFSET(StorageAllocation[[#This Row],[Storage SOC Day 1 (MWh)]],-1,0)-StorageAllocation[[#This Row],[Storage (MW)]],\n    TRUE,\n    MIN(\n        OFFSET(StorageAllocation[[#This Row],[Storage SOC Day 1 (MWh)]],-1,0)+0.85*INDEX(NQC[NQC MW],MATCH(1,(NQC[Month]=StorageAllocation[[#This Row],[Month]])*(NQC[Unit Category]=\"Storage\"),0)),\n        4*INDEX(NQC[NQC MW],MATCH(1,(NQC[Month]=StorageAllocation[[#This Row],[Month]])*(NQC[Unit Category]=\"Storage\"),0))\n    )\n)","v":41239.553327077694},{"$f":"_xlfn.IFS(\n    StorageAllocation[[#This Row],[Hour Ending]]=1,\n    OFFSET(StorageAllocation[[#This Row],[Storage SOC Day 1 (MWh)]],23,0)-StorageAllocation[[#This Row],[Storage (MW)]],\n    StorageAllocation[[#This Row],[Storage (MW)]]>0,\n    OFFSET(StorageAllocation[[#This Row],[Storage SOC Day 2 (MWh)]],-1,0)-StorageAllocation[[#This Row],[Storage (MW)]],\n    TRUE,\n    MIN(\n        OFFSET(StorageAllocation[[#This Row],[Storage SOC Day 2 (MWh)]],-1,0)+0.85*INDEX(NQC[NQC MW],MATCH(1,(NQC[Month]=StorageAllocation[[#This Row],[Month]])*(NQC[Unit Category]=\"Storage\"),0)),\n        4*INDEX(NQC[NQC MW],MATCH(1,(NQC[Month]=StorageAllocation[[#This Row],[Month]])*(NQC[Unit Category]=\"Storage\"),0))\n    )\n)","v":41239.553327077694},{"$f":"StorageAllocation[[#This Row],[Supply Without Storage (MW)]]+StorageAllocation[[#This Row],[Storage (MW)]]","v":54793.142192017192},{"$f":"StorageAllocation[[#This Row],[Adjusted Supply (MW)]]/StorageAllocation[[#This Row],[Managed Load + NOU (MW)]]-1","v":0.2649631127531904}]
[null,null,null,null,null,null,null,null,null,null,null,null,null,5,20,{"$f":"INDEX(ManagedLoad[Total],MATCH(1,(ManagedLoad[Month]=StorageAllocation[[#This Row],[Month]])*(ManagedLoad[Hour Ending]=StorageAllocation[[#This Row],[Hour Ending]]),0))","v":42667},{"$f":"StorageAllocation[[#This Row],[Managed Load + NOU (MW)]]*(1+_xlfn.XLOOKUP(StorageAllocation[[#This Row],[Month]],PRM[Month],PRM[Planning Reserve Margin],0,0))","v":53972.181131840378},{"$f":"SUM(_xlfn._xlws.FILTER(Supply[Supply],(Supply[Month]=StorageAllocation[[#This Row],[Month]])*(Supply[Unit Category]<>\"Storage\")*(Supply[Hour Ending]=StorageAllocation[[#This Row],[Hour Ending]])=1,0))","v":43323.87791080551},{"$f":"StorageAllocation[[#This Row],[Supply Without Storage (MW)]]-StorageAllocation[[#This Row],[Total Load with PRM (MW)]]","v":-10648.303221034868},{"$f":"MAX(-StorageAllocation[[#This Row],[Excess Capacity (MW)]],0)","v":10648.303221034868},{"$f":"_xlfn.IFS(\n    StorageAllocation[[#This Row],[Hour Ending]]=1,\n    4*INDEX(NQC[NQC MW],MATCH(1,(NQC[Month]=StorageAllocation[[#This Row],[Month]])*(NQC[Unit Category]=\"Storage\"),0))-StorageAllocation[[#This Row],[Storage (MW)]],\n    StorageAllocation[[#This Row],[Storage (MW)]]>0,\n    OFFSET(StorageAllocation[[#This Row],[Storage SOC Day 1 (MWh)]],-1,0)-StorageAllocation[[#This Row],[Storage (MW)]],\n    TRUE,\n    MIN(\n        OFFSET(StorageAllocation[[#This Row],[Storage SOC Day 1 (MWh)]],-1,0)+0.85*INDEX(NQC[NQC MW],MATCH(1,(NQC[Month]=StorageAllocation[[#This Row],[Month]])*(NQC[Unit Category]=\"Storage\"),0)),\n        4*INDEX(NQC[NQC MW],MATCH(1,(NQC[Month]=StorageAllocation[[#This Row],[Month]])*(NQC[Unit Category]=\"Storage\"),0))\n    )\n)","v":30591.250106042826},{"$f":"_xlfn.IFS(\n    StorageAllocation[[#This Row],[Hour Ending]]=1,\n    OFFSET(StorageAllocation[[#This Row],[Storage SOC Day 1 (MWh)]],23,0)-StorageAllocation[[#This Row],[Storage (MW)]],\n    StorageAllocation[[#This Row],[Storage (MW)]]>0,\n    OFFSET(StorageAllocation[[#This Row],[Storage SOC Day 2 (MWh)]],-1,0)-StorageAllocation[[#This Row],[Storage (MW)]],\n    TRUE,\n    MIN(\n        OFFSET(StorageAllocation[[#This Row],[Storage SOC Day 2 (MWh)]],-1,0)+0.85*INDEX(NQC[NQC MW],MATCH(1,(NQC[Month]=StorageAllocation[[#This Row],[Month]])*(NQC[Unit Category]=\"Storage\"),0)),\n        4*INDEX(NQC[NQC MW],MATCH(1,(NQC[Month]=StorageAllocation[[#This Row],[Month]])*(NQC[Unit Category]=\"Storage\"),0))\n    )\n)","v":30591.250106042826},{"$f":"StorageAllocation[[#This Row],[Supply Without Storage (MW)]]+StorageAllocation[[#This Row],[Storage (MW)]]","v":53972.181131840378},{"$f":"StorageAllocation[[#This Row],[Adjusted Supply (MW)]]/StorageAllocation[[#This Row],[Managed Load + NOU (MW)]]-1","v":0.2649631127531904}]
[null,null,null,null,null,null,null,null,null,null,null,null,null,5,21,{"$f":"INDEX(ManagedLoad[Total],MATCH(1,(ManagedLoad[Month]=StorageAllocation[[#This Row],[Month]])*(ManagedLoad[Hour Ending]=StorageAllocation[[#This Row],[Hour Ending]]),0))","v":41710},{"$f":"StorageAllocation[[#This Row],[Managed Load + NOU (MW)]]*(1+_xlfn.XLOOKUP(StorageAllocation[[#This Row],[Month]],PRM[Month],PRM[Planning Reserve Margin],0,0))","v":52761.61143293557},{"$f":"SUM(_xlfn._xlws.FILTER(Supply[Supply],(Supply[Month]=StorageAllocation[[#This Row],[Month]])*(Supply[Unit Category]<>\"Storage\")*(Supply[Hour Ending]=StorageAllocation[[#This Row],[Hour Ending]])=1,0))","v":43333.388091986082},{"$f":"StorageAllocation[[#This Row],[Supply Without Storage (MW)]]-StorageAllocation[[#This Row],[Total Load with PRM (MW)]]","v":-9428.2233409494875},{"$f":"MAX(-StorageAllocation[[#This Row],[Excess Capacity (MW)]],0)","v":9428.2233409494875},{"$f":"_xlfn.IFS(\n    StorageAllocation[[#This Row],[Hour Ending]]=1,\n    4*INDEX(NQC[NQC MW],MATCH(1,(NQC[Month]=StorageAllocation[[#This Row],[Month]])*(NQC[Unit Category]=\"Storage\"),0))-StorageAllocation[[#This Row],[Storage (MW)]],\n    StorageAllocation[[#This Row],[Storage (MW)]]>0,\n    OFFSET(StorageAllocation[[#This Row],[Storage SOC Day 1 (MWh)]],-1,0)-StorageAllocation[[#This Row],[Storage (MW)]],\n    TRUE,\n    MIN(\n        OFFSET(StorageAllocation[[#This Row],[Storage SOC Day 1 (MWh)]],-1,0)+0.85*INDEX(NQC[NQC MW],MATCH(1,(NQC[Month]=StorageAllocation[[#This Row],[Month]])*(NQC[Unit Category]=\"Storage\"),0)),\n        4*INDEX(NQC[NQC MW],MATCH(1,(NQC[Month]=StorageAllocation[[#This Row],[Month]])*(NQC[Unit Category]=\"Storage\"),0))\n    )\n)","v":21163.026765093338},{"$f":"_xlfn.IFS(\n    StorageAllocation[[#This Row],[Hour Ending]]=1,\n    OFFSET(StorageAllocation[[#This Row],[Storage SOC Day 1 (MWh)]],23,0)-StorageAllocation[[#This Row],[Storage (MW)]],\n    StorageAllocation[[#This Row],[Storage (MW)]]>0,\n    OFFSET(StorageAllocation[[#This Row],[Storage SOC Day 2 (MWh)]],-1,0)-StorageAllocation[[#This Row],[Storage (MW)]],\n    TRUE,\n    MIN(\n        OFFSET(StorageAllocation[[#This Row],[Storage SOC Day 2 (MWh)]],-1,0)+0.85*INDEX(NQC[NQC MW],MATCH(1,(NQC[Month]=StorageAllocation[[#This Row],[Month]])*(NQC[Unit Category]=\"Storage\"),0)),\n        4*INDEX(NQC[NQC MW],MATCH(1,(NQC[Month]=StorageAllocation[[#This Row],[Month]])*(NQC[Unit Category]=\"Storage\"),0))\n    )\n)","v":21163.026765093338},{"$f":"StorageAllocation[[#This Row],[Supply Without Storage (MW)]]+StorageAllocation[[#This Row],[Storage (MW)]]","v":52761.61143293557},{"$f":"StorageAllocation[[#This Row],[Adjusted Supply (MW)]]/StorageAllocation[[#This Row],[Managed Load + NOU (MW)]]-1","v":0.2649631127531904}]
[null,null,null,null,null,null,null,null,null,null,null,null,null,5,22,{"$f":"INDEX(ManagedLoad[Total],MATCH(1,(ManagedLoad[Month]=StorageAllocation[[#This Row],[Month]])*(ManagedLoad[Hour Ending]=StorageAllocation[[#This Row],[Hour Ending]]),0))","v":39561},{"$f":"StorageAllocation[[#This Row],[Managed Load + NOU (MW)]]*(1+_xlfn.XLOOKUP(StorageAllocation[[#This Row],[Month]],PRM[Month],PRM[Planning Reserve Margin],0,0))","v":50043.205703628963},{"$f":"SUM(_xlfn._xlws.FILTER(Supply[Supply],(Supply[Month]=StorageAllocation[[#This Row],[Month]])*(Supply[Unit Category]<>\"Storage\")*(Supply[Hour Ending]=StorageAllocation[[#This Row],[Hour Ending]])=1,0))","v":42825.359970233811},{"$f":"StorageAllocation[[#This Row],[Supply Without Storage (MW)]]-StorageAllocation[[#This Row],[Total Load with PRM (MW)]]","v":-7217.8457333951519},{"$f":"MAX(-StorageAllocation[[#This Row],[Excess Capacity (MW)]],0)","v":7217.8457333951519},{"$f":"_xlfn.IFS(\n    StorageAllocation[[#This Row],[Hour Ending]]=1,\n    4*INDEX(NQC[NQC MW],MATCH(1,(NQC[Month]=StorageAllocation[[#This Row],[Month]])*(NQC[Unit Category]=\"Storage\"),0))-StorageAllocation[[#This Row],[Storage (MW)]],\n    StorageAllocation[[#This Row],[Storage (MW)]]>0,\n    OFFSET(StorageAllocation[[#This Row],[Storage SOC Day 1 (MWh)]],-1,0)-StorageAllocation[[#This Row],[Storage (MW)]],\n    TRUE,\n    MIN(\n        OFFSET(StorageAllocation[[#This Row],[Storage SOC Day 1 (MWh)]],-1,0)+0.85*INDEX(NQC[NQC MW],MATCH(1,(NQC[Month]=StorageAllocation[[#This Row],[Month]])*(NQC[Unit Category]=\"Storage\"),0)),\n        4*INDEX(NQC[NQC MW],MATCH(1,(NQC[Month]=StorageAllocation[[#This Row],[Month]])*(NQC[Unit Category]=\"Storage\"),0))\n    )\n)","v":13945.181031698186},{"$f":"_xlfn.IFS(\n    StorageAllocation[[#This Row],[Hour Ending]]=1,\n    OFFSET(StorageAllocation[[#This Row],[Storage SOC Day 1 (MWh)]],23,0)-StorageAllocation[[#This Row],[Storage (MW)]],\n    StorageAllocation[[#This Row],[Storage (MW)]]>0,\n    OFFSET(StorageAllocation[[#This Row],[Storage SOC Day 2 (MWh)]],-1,0)-StorageAllocation[[#This Row],[Storage (MW)]],\n    TRUE,\n    MIN(\n        OFFSET(StorageAllocation[[#This Row],[Storage SOC Day 2 (MWh)]],-1,0)+0.85*INDEX(NQC[NQC MW],MATCH(1,(NQC[Month]=StorageAllocation[[#This Row],[Month]])*(NQC[Unit Category]=\"Storage\"),0)),\n        4*INDEX(NQC[NQC MW],MATCH(1,(NQC[Month]=StorageAllocation[[#This Row],[Month]])*(NQC[Unit Category]=\"Storage\"),0))\n    )\n)","v":13945.181031698186},{"$f":"StorageAllocation[[#This Row],[Supply Without Storage (MW)]]+StorageAllocation[[#This Row],[Storage (MW)]]","v":50043.205703628963},{"$f":"StorageAllocation[[#This Row],[Adjusted Supply (MW)]]/StorageAllocation[[#This Row],[Managed Load + NOU (MW)]]-1","v":0.2649631127531904}]
[null,null,null,null,null,null,null,null,null,null,null,null,null,5,23,{"$f":"INDEX(ManagedLoad[Total],MATCH(1,(ManagedLoad[Month]=StorageAllocation[[#This Row],[Month]])*(ManagedLoad[Hour Ending]=StorageAllocation[[#This Row],[Hour Ending]]),0))","v":37415},{"$f":"StorageAllocation[[#This Row],[Managed Load + NOU (MW)]]*(1+_xlfn.XLOOKUP(StorageAllocation[[#This Row],[Month]],PRM[Month],PRM[Planning Reserve Margin],0,0))","v":47328.594863660619},{"$f":"SUM(_xlfn._xlws.FILTER(Supply[Supply],(Supply[Month]=StorageAllocation[[#This Row],[Month]])*(Supply[Unit Category]<>\"Storage\")*(Supply[Hour Ending]=StorageAllocation[[#This Row],[Hour Ending]])=1,0))","v":41006.743630910256},{"$f":"StorageAllocation[[#This Row],[Supply Without Storage (MW)]]-StorageAllocation[[#This Row],[Total Load with PRM (MW)]]","v":-6321.8512327503631},{"$f":"MAX(-StorageAllocation[[#This Row],[Excess Capacity (MW)]],0)","v":6321.8512327503631},{"$f":"_xlfn.IFS(\n    StorageAllocation[[#This Row],[Hour Ending]]=1,\n    4*INDEX(NQC[NQC MW],MATCH(1,(NQC[Month]=StorageAllocation[[#This Row],[Month]])*(NQC[Unit Category]=\"Storage\"),0))-StorageAllocation[[#This Row],[Storage (MW)]],\n    StorageAllocation[[#This Row],[Storage (MW)]]>0,\n    OFFSET(StorageAllocation[[#This Row],[Storage SOC Day 1 (MWh)]],-1,0)-StorageAllocation[[#This Row],[Storage (MW)]],\n    TRUE,\n    MIN(\n        OFFSET(StorageAllocation[[#This Row],[Storage SOC Day 1 (MWh)]],-1,0)+0.85*INDEX(NQC[NQC MW],MATCH(1,(NQC[Month]=StorageAllocation[[#This Row],[Month]])*(NQC[Unit Category]=\"Storage\"),0)),\n        4*INDEX(NQC[NQC MW],MATCH(1,(NQC[Month]=StorageAllocation[[#This Row],[Month]])*(NQC[Unit Category]=\"Storage\"),0))\n    )\n)","v":7623.3297989478233},{"$f":"_xlfn.IFS(\n    StorageAllocation[[#This Row],[Hour Ending]]=1,\n    OFFSET(StorageAllocation[[#This Row],[Storage SOC Day 1 (MWh)]],23,0)-StorageAllocation[[#This Row],[Storage (MW)]],\n    StorageAllocation[[#This Row],[Storage (MW)]]>0,\n    OFFSET(StorageAllocation[[#This Row],[Storage SOC Day 2 (MWh)]],-1,0)-StorageAllocation[[#This Row],[Storage (MW)]],\n    TRUE,\n    MIN(\n        OFFSET(StorageAllocation[[#This Row],[Storage SOC Day 2 (MWh)]],-1,0)+0.85*INDEX(NQC[NQC MW],MATCH(1,(NQC[Month]=StorageAllocation[[#This Row],[Month]])*(NQC[Unit Category]=\"Storage\"),0)),\n        4*INDEX(NQC[NQC MW],MATCH(1,(NQC[Month]=StorageAllocation[[#This Row],[Month]])*(NQC[Unit Category]=\"Storage\"),0))\n    )\n)","v":7623.3297989478233},{"$f":"StorageAllocation[[#This Row],[Supply Without Storage (MW)]]+StorageAllocation[[#This Row],[Storage (MW)]]","v":47328.594863660619},{"$f":"StorageAllocation[[#This Row],[Adjusted Supply (MW)]]/StorageAllocation[[#This Row],[Managed Load + NOU (MW)]]-1","v":0.2649631127531904}]
[null,null,null,null,null,null,null,null,null,null,null,null,null,5,24,{"$f":"INDEX(ManagedLoad[Total],MATCH(1,(ManagedLoad[Month]=StorageAllocation[[#This Row],[Month]])*(ManagedLoad[Hour Ending]=StorageAllocation[[#This Row],[Hour Ending]]),0))","v":35736},{"$f":"StorageAllocation[[#This Row],[Managed Load + NOU (MW)]]*(1+_xlfn.XLOOKUP(StorageAllocation[[#This Row],[Month]],PRM[Month],PRM[Planning Reserve Margin],0,0))","v":45204.721797348015},{"$f":"SUM(_xlfn._xlws.FILTER(Supply[Supply],(Supply[Month]=StorageAllocation[[#This Row],[Month]])*(Supply[Unit Category]<>\"Storage\")*(Supply[Hour Ending]=StorageAllocation[[#This Row],[Hour Ending]])=1,0))","v":40840.388112164845},{"$f":"StorageAllocation[[#This Row],[Supply Without Storage (MW)]]-StorageAllocation[[#This Row],[Total Load with PRM (MW)]]","v":-4364.33368518317},{"$f":"MAX(-StorageAllocation[[#This Row],[Excess Capacity (MW)]],0)","v":4364.33368518317},{"$f":"_xlfn.IFS(\n    StorageAllocation[[#This Row],[Hour Ending]]=1,\n    4*INDEX(NQC[NQC MW],MATCH(1,(NQC[Month]=StorageAllocation[[#This Row],[Month]])*(NQC[Unit Category]=\"Storage\"),0))-StorageAllocation[[#This Row],[Storage (MW)]],\n    StorageAllocation[[#This Row],[Storage (MW)]]>0,\n    OFFSET(StorageAllocation[[#This Row],[Storage SOC Day 1 (MWh)]],-1,0)-StorageAllocation[[#This Row],[Storage (MW)]],\n    TRUE,\n    MIN(\n        OFFSET(StorageAllocation[[#This Row],[Storage SOC Day 1 (MWh)]],-1,0)+0.85*INDEX(NQC[NQC MW],MATCH(1,(NQC[Month]=StorageAllocation[[#This Row],[Month]])*(NQC[Unit Category]=\"Storage\"),0)),\n        4*INDEX(NQC[NQC MW],MATCH(1,(NQC[Month]=StorageAllocation[[#This Row],[Month]])*(NQC[Unit Category]=\"Storage\"),0))\n    )\n)","v":3258.9961137646533},{"$f":"_xlfn.IFS(\n    StorageAllocation[[#This Row],[Hour Ending]]=1,\n    OFFSET(StorageAllocation[[#This Row],[Storage SOC Day 1 (MWh)]],23,0)-StorageAllocation[[#This Row],[Storage (MW)]],\n    StorageAllocation[[#This Row],[Storage (MW)]]>0,\n    OFFSET(StorageAllocation[[#This Row],[Storage SOC Day 2 (MWh)]],-1,0)-StorageAllocation[[#This Row],[Storage (MW)]],\n    TRUE,\n    MIN(\n        OFFSET(StorageAllocation[[#This Row],[Storage SOC Day 2 (MWh)]],-1,0)+0.85*INDEX(NQC[NQC MW],MATCH(1,(NQC[Month]=StorageAllocation[[#This Row],[Month]])*(NQC[Unit Category]=\"Storage\"),0)),\n        4*INDEX(NQC[NQC MW],MATCH(1,(NQC[Month]=StorageAllocation[[#This Row],[Month]])*(NQC[Unit Category]=\"Storage\"),0))\n    )\n)","v":3258.9961137646533},{"$f":"StorageAllocation[[#This Row],[Supply Without Storage (MW)]]+StorageAllocation[[#This Row],[Storage (MW)]]","v":45204.721797348015},{"$f":"StorageAllocation[[#This Row],[Adjusted Supply (MW)]]/StorageAllocation[[#This Row],[Managed Load + NOU (MW)]]-1","v":0.2649631127531904}]
[null,null,null,null,null,null,null,null,null,null,null,null,null,6,1,{"$f":"INDEX(ManagedLoad[Total],MATCH(1,(ManagedLoad[Month]=StorageAllocation[[#This Row],[Month]])*(ManagedLoad[Hour Ending]=StorageAllocation[[#This Row],[Hour Ending]]),0))","v":33823},{"$f":"StorageAllocation[[#This Row],[Managed Load + NOU (MW)]]*(1+_xlfn.XLOOKUP(StorageAllocation[[#This Row],[Month]],PRM[Month],PRM[Planning Reserve Margin],0,0))","v":41769.660355628628},{"$f":"SUM(_xlfn._xlws.FILTER(Supply[Supply],(Supply[Month]=StorageAllocation[[#This Row],[Month]])*(Supply[Unit Category]<>\"Storage\")*(Supply[Hour Ending]=StorageAllocation[[#This Row],[Hour Ending]])=1,0))","v":41779.221905272621},{"$f":"StorageAllocation[[#This Row],[Supply Without Storage (MW)]]-StorageAllocation[[#This Row],[Total Load with PRM (MW)]]","v":9.5615496439932031},{"$f":"MAX(-StorageAllocation[[#This Row],[Excess Capacity (MW)]],0)","v":0},{"$f":"_xlfn.IFS(\n    StorageAllocation[[#This Row],[Hour Ending]]=1,\n    4*INDEX(NQC[NQC MW],MATCH(1,(NQC[Month]=StorageAllocation[[#This Row],[Month]])*(NQC[Unit Category]=\"Storage\"),0))-StorageAllocation[[#This Row],[Storage (MW)]],\n    StorageAllocation[[#This Row],[Storage (MW)]]>0,\n    OFFSET(StorageAllocation[[#This Row],[Storage SOC Day 1 (MWh)]],-1,0)-StorageAllocation[[#This Row],[Storage (MW)]],\n    TRUE,\n    MIN(\n        OFFSET(StorageAllocation[[#This Row],[Storage SOC Day 1 (MWh)]],-1,0)+0.85*INDEX(NQC[NQC MW],MATCH(1,(NQC[Month]=StorageAllocation[[#This Row],[Month]])*(NQC[Unit Category]=\"Storage\"),0)),\n        4*INDEX(NQC[NQC MW],MATCH(1,(NQC[Month]=StorageAllocation[[#This Row],[Month]])*(NQC[Unit Category]=\"Storage\"),0))\n    )\n)","v":55331.719999999987},{"$f":"_xlfn.IFS(\n    StorageAllocation[[#This Row],[Hour Ending]]=1,\n    OFFSET(StorageAllocation[[#This Row],[Storage SOC Day 1 (MWh)]],23,0)-StorageAllocation[[#This Row],[Storage (MW)]],\n    StorageAllocation[[#This Row],[Storage (MW)]]>0,\n    OFFSET(StorageAllocation[[#This Row],[Storage SOC Day 2 (MWh)]],-1,0)-StorageAllocation[[#This Row],[Storage (MW)]],\n    TRUE,\n    MIN(\n        OFFSET(StorageAllocation[[#This Row],[Storage SOC Day 2 (MWh)]],-1,0)+0.85*INDEX(NQC[NQC MW],MATCH(1,(NQC[Month]=StorageAllocation[[#This Row],[Month]])*(NQC[Unit Category]=\"Storage\"),0)),\n        4*INDEX(NQC[NQC MW],MATCH(1,(NQC[Month]=StorageAllocation[[#This Row],[Month]])*(NQC[Unit Category]=\"Storage\"),0))\n    )\n)","v":-1.4551915228366852E-11},{"$f":"StorageAllocation[[#This Row],[Supply Without Storage (MW)]]+StorageAllocation[[#This Row],[Storage (MW)]]","v":41779.221905272621},{"$f":"StorageAllocation[[#This Row],[Adjusted Supply (MW)]]/StorageAllocation[[#This Row],[Managed Load + NOU (MW)]]-1","v":0.23523111212111947}]
[null,null,null,null,null,null,null,null,null,null,null,null,null,6,2,{"$f":"INDEX(ManagedLoad[Total],MATCH(1,(ManagedLoad[Month]=StorageAllocation[[#This Row],[Month]])*(ManagedLoad[Hour Ending]=StorageAllocation[[#This Row],[Hour Ending]]),0))","v":31937},{"$f":"StorageAllocation[[#This Row],[Managed Load + NOU (MW)]]*(1+_xlfn.XLOOKUP(StorageAllocation[[#This Row],[Month]],PRM[Month],PRM[Planning Reserve Margin],0,0))","v":39440.547638521464},{"$f":"SUM(_xlfn._xlws.FILTER(Supply[Supply],(Supply[Month]=StorageAllocation[[#This Row],[Month]])*(Supply[Unit Category]<>\"Storage\")*(Supply[Hour Ending]=StorageAllocation[[#This Row],[Hour Ending]])=1,0))","v":41642.200202274864},{"$f":"StorageAllocation[[#This Row],[Supply Without Storage (MW)]]-StorageAllocation[[#This Row],[Total Load with PRM (MW)]]","v":2201.6525637533996},{"$f":"MAX(-StorageAllocation[[#This Row],[Excess Capacity (MW)]],0)","v":0},{"$f":"_xlfn.IFS(\n    StorageAllocation[[#This Row],[Hour Ending]]=1,\n    4*INDEX(NQC[NQC MW],MATCH(1,(NQC[Month]=StorageAllocation[[#This Row],[Month]])*(NQC[Unit Category]=\"Storage\"),0))-StorageAllocation[[#This Row],[Storage (MW)]],\n    StorageAllocation[[#This Row],[Storage (MW)]]>0,\n    OFFSET(StorageAllocation[[#This Row],[Storage SOC Day 1 (MWh)]],-1,0)-StorageAllocation[[#This Row],[Storage (MW)]],\n    TRUE,\n    MIN(\n        OFFSET(StorageAllocation[[#This Row],[Storage SOC Day 1 (MWh)]],-1,0)+0.85*INDEX(NQC[NQC MW],MATCH(1,(NQC[Month]=StorageAllocation[[#This Row],[Month]])*(NQC[Unit Category]=\"Storage\"),0)),\n        4*INDEX(NQC[NQC MW],MATCH(1,(NQC[Month]=StorageAllocation[[#This Row],[Month]])*(NQC[Unit Category]=\"Storage\"),0))\n    )\n)","v":55331.719999999987},{"$f":"_xlfn.IFS(\n    StorageAllocation[[#This Row],[Hour Ending]]=1,\n    OFFSET(StorageAllocation[[#This Row],[Storage SOC Day 1 (MWh)]],23,0)-StorageAllocation[[#This Row],[Storage (MW)]],\n    StorageAllocation[[#This Row],[Storage (MW)]]>0,\n    OFFSET(StorageAllocation[[#This Row],[Storage SOC Day 2 (MWh)]],-1,0)-StorageAllocation[[#This Row],[Storage (MW)]],\n    TRUE,\n    MIN(\n        OFFSET(StorageAllocation[[#This Row],[Storage SOC Day 2 (MWh)]],-1,0)+0.85*INDEX(NQC[NQC MW],MATCH(1,(NQC[Month]=StorageAllocation[[#This Row],[Month]])*(NQC[Unit Category]=\"Storage\"),0)),\n        4*INDEX(NQC[NQC MW],MATCH(1,(NQC[Month]=StorageAllocation[[#This Row],[Month]])*(NQC[Unit Category]=\"Storage\"),0))\n    )\n)","v":11757.990499999982},{"$f":"StorageAllocation[[#This Row],[Supply Without Storage (MW)]]+StorageAllocation[[#This Row],[Storage (MW)]]","v":41642.200202274864},{"$f":"StorageAllocation[[#This Row],[Adjusted Supply (MW)]]/StorageAllocation[[#This Row],[Managed Load + NOU (MW)]]-1","v":0.30388578145332579}]
[null,null,null,null,null,null,null,null,null,null,null,null,null,6,3,{"$f":"INDEX(ManagedLoad[Total],MATCH(1,(ManagedLoad[Month]=StorageAllocation[[#This Row],[Month]])*(ManagedLoad[Hour Ending]=StorageAllocation[[#This Row],[Hour Ending]]),0))","v":30736},{"$f":"StorageAllocation[[#This Row],[Managed Load + NOU (MW)]]*(1+_xlfn.XLOOKUP(StorageAllocation[[#This Row],[Month]],PRM[Month],PRM[Planning Reserve Margin],0,0))","v":37957.374588020029},{"$f":"SUM(_xlfn._xlws.FILTER(Supply[Supply],(Supply[Month]=StorageAllocation[[#This Row],[Month]])*(Supply[Unit Category]<>\"Storage\")*(Supply[Hour Ending]=StorageAllocation[[#This Row],[Hour Ending]])=1,0))","v":41405.716944483444},{"$f":"StorageAllocation[[#This Row],[Supply Without Storage (MW)]]-StorageAllocation[[#This Row],[Total Load with PRM (MW)]]","v":3448.342356463414},{"$f":"MAX(-StorageAllocation[[#This Row],[Excess Capacity (MW)]],0)","v":0},{"$f":"_xlfn.IFS(\n    StorageAllocation[[#This Row],[Hour Ending]]=1,\n    4*INDEX(NQC[NQC MW],MATCH(1,(NQC[Month]=StorageAllocation[[#This Row],[Month]])*(NQC[Unit Category]=\"Storage\"),0))-StorageAllocation[[#This Row],[Storage (MW)]],\n    StorageAllocation[[#This Row],[Storage (MW)]]>0,\n    OFFSET(StorageAllocation[[#This Row],[Storage SOC Day 1 (MWh)]],-1,0)-StorageAllocation[[#This Row],[Storage (MW)]],\n    TRUE,\n    MIN(\n        OFFSET(StorageAllocation[[#This Row],[Storage SOC Day 1 (MWh)]],-1,0)+0.85*INDEX(NQC[NQC MW],MATCH(1,(NQC[Month]=StorageAllocation[[#This Row],[Month]])*(NQC[Unit Category]=\"Storage\"),0)),\n        4*INDEX(NQC[NQC MW],MATCH(1,(NQC[Month]=StorageAllocation[[#This Row],[Month]])*(NQC[Unit Category]=\"Storage\"),0))\n    )\n)","v":55331.719999999987},{"$f":"_xlfn.IFS(\n    StorageAllocation[[#This Row],[Hour Ending]]=1,\n    OFFSET(StorageAllocation[[#This Row],[Storage SOC Day 1 (MWh)]],23,0)-StorageAllocation[[#This Row],[Storage (MW)]],\n    StorageAllocation[[#This Row],[Storage (MW)]]>0,\n    OFFSET(StorageAllocation[[#This Row],[Storage SOC Day 2 (MWh)]],-1,0)-StorageAllocation[[#This Row],[Storage (MW)]],\n    TRUE,\n    MIN(\n        OFFSET(StorageAllocation[[#This Row],[Storage SOC Day 2 (MWh)]],-1,0)+0.85*INDEX(NQC[NQC MW],MATCH(1,(NQC[Month]=StorageAllocation[[#This Row],[Month]])*(NQC[Unit Category]=\"Storage\"),0)),\n        4*INDEX(NQC[NQC MW],MATCH(1,(NQC[Month]=StorageAllocation[[#This Row],[Month]])*(NQC[Unit Category]=\"Storage\"),0))\n    )\n)","v":23515.980999999978},{"$f":"StorageAllocation[[#This Row],[Supply Without Storage (MW)]]+StorageAllocation[[#This Row],[Storage (MW)]]","v":41405.716944483444},{"$f":"StorageAllocation[[#This Row],[Adjusted Supply (MW)]]/StorageAllocation[[#This Row],[Managed Load + NOU (MW)]]-1","v":0.34714071266539048}]
[null,null,null,null,null,null,null,null,null,null,null,null,null,6,4,{"$f":"INDEX(ManagedLoad[Total],MATCH(1,(ManagedLoad[Month]=StorageAllocation[[#This Row],[Month]])*(ManagedLoad[Hour Ending]=StorageAllocation[[#This Row],[Hour Ending]]),0))","v":30384},{"$f":"StorageAllocation[[#This Row],[Managed Load + NOU (MW)]]*(1+_xlfn.XLOOKUP(StorageAllocation[[#This Row],[Month]],PRM[Month],PRM[Planning Reserve Margin],0,0))","v":37522.67274474234},{"$f":"SUM(_xlfn._xlws.FILTER(Supply[Supply],(Supply[Month]=StorageAllocation[[#This Row],[Month]])*(Supply[Unit Category]<>\"Storage\")*(Supply[Hour Ending]=StorageAllocation[[#This Row],[Hour Ending]])=1,0))","v":41062.588640426431},{"$f":"StorageAllocation[[#This Row],[Supply Without Storage (MW)]]-StorageAllocation[[#This Row],[Total Load with PRM (MW)]]","v":3539.9158956840911},{"$f":"MAX(-StorageAllocation[[#This Row],[Excess Capacity (MW)]],0)","v":0},{"$f":"_xlfn.IFS(\n    StorageAllocation[[#This Row],[Hour Ending]]=1,\n    4*INDEX(NQC[NQC MW],MATCH(1,(NQC[Month]=StorageAllocation[[#This Row],[Month]])*(NQC[Unit Category]=\"Storage\"),0))-StorageAllocation[[#This Row],[Storage (MW)]],\n    StorageAllocation[[#This Row],[Storage (MW)]]>0,\n    OFFSET(StorageAllocation[[#This Row],[Storage SOC Day 1 (MWh)]],-1,0)-StorageAllocation[[#This Row],[Storage (MW)]],\n    TRUE,\n    MIN(\n        OFFSET(StorageAllocation[[#This Row],[Storage SOC Day 1 (MWh)]],-1,0)+0.85*INDEX(NQC[NQC MW],MATCH(1,(NQC[Month]=StorageAllocation[[#This Row],[Month]])*(NQC[Unit Category]=\"Storage\"),0)),\n        4*INDEX(NQC[NQC MW],MATCH(1,(NQC[Month]=StorageAllocation[[#This Row],[Month]])*(NQC[Unit Category]=\"Storage\"),0))\n    )\n)","v":55331.719999999987},{"$f":"_xlfn.IFS(\n    StorageAllocation[[#This Row],[Hour Ending]]=1,\n    OFFSET(StorageAllocation[[#This Row],[Storage SOC Day 1 (MWh)]],23,0)-StorageAllocation[[#This Row],[Storage (MW)]],\n    StorageAllocation[[#This Row],[Storage (MW)]]>0,\n    OFFSET(StorageAllocation[[#This Row],[Storage SOC Day 2 (MWh)]],-1,0)-StorageAllocation[[#This Row],[Storage (MW)]],\n    TRUE,\n    MIN(\n        OFFSET(StorageAllocation[[#This Row],[Storage SOC Day 2 (MWh)]],-1,0)+0.85*INDEX(NQC[NQC MW],MATCH(1,(NQC[Month]=StorageAllocation[[#This Row],[Month]])*(NQC[Unit Category]=\"Storage\"),0)),\n        4*INDEX(NQC[NQC MW],MATCH(1,(NQC[Month]=StorageAllocation[[#This Row],[Month]])*(NQC[Unit Category]=\"Storage\"),0))\n    )\n)","v":35273.971499999971},{"$f":"StorageAllocation[[#This Row],[Supply Without Storage (MW)]]+StorageAllocation[[#This Row],[Storage (MW)]]","v":41062.588640426431},{"$f":"StorageAllocation[[#This Row],[Adjusted Supply (MW)]]/StorageAllocation[[#This Row],[Managed Load + NOU (MW)]]-1","v":0.35145433913989055}]
[null,null,null,null,null,null,null,null,null,null,null,null,null,6,5,{"$f":"INDEX(ManagedLoad[Total],MATCH(1,(ManagedLoad[Month]=StorageAllocation[[#This Row],[Month]])*(ManagedLoad[Hour Ending]=StorageAllocation[[#This Row],[Hour Ending]]),0))","v":31090},{"$f":"StorageAllocation[[#This Row],[Managed Load + NOU (MW)]]*(1+_xlfn.XLOOKUP(StorageAllocation[[#This Row],[Month]],PRM[Month],PRM[Planning Reserve Margin],0,0))","v":38394.546328134522},{"$f":"SUM(_xlfn._xlws.FILTER(Supply[Supply],(Supply[Month]=StorageAllocation[[#This Row],[Month]])*(Supply[Unit Category]<>\"Storage\")*(Supply[Hour Ending]=StorageAllocation[[#This Row],[Hour Ending]])=1,0))","v":40810.723674430032},{"$f":"StorageAllocation[[#This Row],[Supply Without Storage (MW)]]-StorageAllocation[[#This Row],[Total Load with PRM (MW)]]","v":2416.1773462955098},{"$f":"MAX(-StorageAllocation[[#This Row],[Excess Capacity (MW)]],0)","v":0},{"$f":"_xlfn.IFS(\n    StorageAllocation[[#This Row],[Hour Ending]]=1,\n    4*INDEX(NQC[NQC MW],MATCH(1,(NQC[Month]=StorageAllocation[[#This Row],[Month]])*(NQC[Unit Category]=\"Storage\"),0))-StorageAllocation[[#This Row],[Storage (MW)]],\n    StorageAllocation[[#This Row],[Storage (MW)]]>0,\n    OFFSET(StorageAllocation[[#This Row],[Storage SOC Day 1 (MWh)]],-1,0)-StorageAllocation[[#This Row],[Storage (MW)]],\n    TRUE,\n    MIN(\n        OFFSET(StorageAllocation[[#This Row],[Storage SOC Day 1 (MWh)]],-1,0)+0.85*INDEX(NQC[NQC MW],MATCH(1,(NQC[Month]=StorageAllocation[[#This Row],[Month]])*(NQC[Unit Category]=\"Storage\"),0)),\n        4*INDEX(NQC[NQC MW],MATCH(1,(NQC[Month]=StorageAllocation[[#This Row],[Month]])*(NQC[Unit Category]=\"Storage\"),0))\n    )\n)","v":55331.719999999987},{"$f":"_xlfn.IFS(\n    StorageAllocation[[#This Row],[Hour Ending]]=1,\n    OFFSET(StorageAllocation[[#This Row],[Storage SOC Day 1 (MWh)]],23,0)-StorageAllocation[[#This Row],[Storage (MW)]],\n    StorageAllocation[[#This Row],[Storage (MW)]]>0,\n    OFFSET(StorageAllocation[[#This Row],[Storage SOC Day 2 (MWh)]],-1,0)-StorageAllocation[[#This Row],[Storage (MW)]],\n    TRUE,\n    MIN(\n        OFFSET(StorageAllocation[[#This Row],[Storage SOC Day 2 (MWh)]],-1,0)+0.85*INDEX(NQC[NQC MW],MATCH(1,(NQC[Month]=StorageAllocation[[#This Row],[Month]])*(NQC[Unit Category]=\"Storage\"),0)),\n        4*INDEX(NQC[NQC MW],MATCH(1,(NQC[Month]=StorageAllocation[[#This Row],[Month]])*(NQC[Unit Category]=\"Storage\"),0))\n    )\n)","v":47031.96199999997},{"$f":"StorageAllocation[[#This Row],[Supply Without Storage (MW)]]+StorageAllocation[[#This Row],[Storage (MW)]]","v":40810.723674430032},{"$f":"StorageAllocation[[#This Row],[Adjusted Supply (MW)]]/StorageAllocation[[#This Row],[Managed Load + NOU (MW)]]-1","v":0.31266399724766902}]
[null,null,null,null,null,null,null,null,null,null,null,null,null,6,6,{"$f":"INDEX(ManagedLoad[Total],MATCH(1,(ManagedLoad[Month]=StorageAllocation[[#This Row],[Month]])*(ManagedLoad[Hour Ending]=StorageAllocation[[#This Row],[Hour Ending]]),0))","v":31996},{"$f":"StorageAllocation[[#This Row],[Managed Load + NOU (MW)]]*(1+_xlfn.XLOOKUP(StorageAllocation[[#This Row],[Month]],PRM[Month],PRM[Planning Reserve Margin],0,0))","v":39513.409595207209},{"$f":"SUM(_xlfn._xlws.FILTER(Supply[Supply],(Supply[Month]=StorageAllocation[[#This Row],[Month]])*(Supply[Unit Category]<>\"Storage\")*(Supply[Hour Ending]=StorageAllocation[[#This Row],[Hour Ending]])=1,0))","v":44028.883749630761},{"$f":"StorageAllocation[[#This Row],[Supply Without Storage (MW)]]-StorageAllocation[[#This Row],[Total Load with PRM (MW)]]","v":4515.4741544235512},{"$f":"MAX(-StorageAllocation[[#This Row],[Excess Capacity (MW)]],0)","v":0},{"$f":"_xlfn.IFS(\n    StorageAllocation[[#This Row],[Hour Ending]]=1,\n    4*INDEX(NQC[NQC MW],MATCH(1,(NQC[Month]=StorageAllocation[[#This Row],[Month]])*(NQC[Unit Category]=\"Storage\"),0))-StorageAllocation[[#This Row],[Storage (MW)]],\n    StorageAllocation[[#This Row],[Storage (MW)]]>0,\n    OFFSET(StorageAllocation[[#This Row],[Storage SOC Day 1 (MWh)]],-1,0)-StorageAllocation[[#This Row],[Storage (MW)]],\n    TRUE,\n    MIN(\n        OFFSET(StorageAllocation[[#This Row],[Storage SOC Day 1 (MWh)]],-1,0)+0.85*INDEX(NQC[NQC MW],MATCH(1,(NQC[Month]=StorageAllocation[[#This Row],[Month]])*(NQC[Unit Category]=\"Storage\"),0)),\n        4*INDEX(NQC[NQC MW],MATCH(1,(NQC[Month]=StorageAllocation[[#This Row],[Month]])*(NQC[Unit Category]=\"Storage\"),0))\n    )\n)","v":55331.719999999987},{"$f":"_xlfn.IFS(\n    StorageAllocation[[#This Row],[Hour Ending]]=1,\n    OFFSET(StorageAllocation[[#This Row],[Storage SOC Day 1 (MWh)]],23,0)-StorageAllocation[[#This Row],[Storage (MW)]],\n    StorageAllocation[[#This Row],[Storage (MW)]]>0,\n    OFFSET(StorageAllocation[[#This Row],[Storage SOC Day 2 (MWh)]],-1,0)-StorageAllocation[[#This Row],[Storage (MW)]],\n    TRUE,\n    MIN(\n        OFFSET(StorageAllocation[[#This Row],[Storage SOC Day 2 (MWh)]],-1,0)+0.85*INDEX(NQC[NQC MW],MATCH(1,(NQC[Month]=StorageAllocation[[#This Row],[Month]])*(NQC[Unit Category]=\"Storage\"),0)),\n        4*INDEX(NQC[NQC MW],MATCH(1,(NQC[Month]=StorageAllocation[[#This Row],[Month]])*(NQC[Unit Category]=\"Storage\"),0))\n    )\n)","v":55331.719999999987},{"$f":"StorageAllocation[[#This Row],[Supply Without Storage (MW)]]+StorageAllocation[[#This Row],[Storage (MW)]]","v":44028.883749630761},{"$f":"StorageAllocation[[#This Row],[Adjusted Supply (MW)]]/StorageAllocation[[#This Row],[Managed Load + NOU (MW)]]-1","v":0.37607462650427426}]
[null,null,null,null,null,null,null,null,null,null,null,null,null,6,7,{"$f":"INDEX(ManagedLoad[Total],MATCH(1,(ManagedLoad[Month]=StorageAllocation[[#This Row],[Month]])*(ManagedLoad[Hour Ending]=StorageAllocation[[#This Row],[Hour Ending]]),0))","v":33418},{"$f":"StorageAllocation[[#This Row],[Managed Load + NOU (MW)]]*(1+_xlfn.XLOOKUP(StorageAllocation[[#This Row],[Month]],PRM[Month],PRM[Planning Reserve Margin],0,0))","v":41269.506246175602},{"$f":"SUM(_xlfn._xlws.FILTER(Supply[Supply],(Supply[Month]=StorageAllocation[[#This Row],[Month]])*(Supply[Unit Category]<>\"Storage\")*(Supply[Hour Ending]=StorageAllocation[[#This Row],[Hour Ending]])=1,0))","v":51831.548377482424},{"$f":"StorageAllocation[[#This Row],[Supply Without Storage (MW)]]-StorageAllocation[[#This Row],[Total Load with PRM (MW)]]","v":10562.042131306822},{"$f":"MAX(-StorageAllocation[[#This Row],[Excess Capacity (MW)]],0)","v":0},{"$f":"_xlfn.IFS(\n    StorageAllocation[[#This Row],[Hour Ending]]=1,\n    4*INDEX(NQC[NQC MW],MATCH(1,(NQC[Month]=StorageAllocation[[#This Row],[Month]])*(NQC[Unit Category]=\"Storage\"),0))-StorageAllocation[[#This Row],[Storage (MW)]],\n    StorageAllocation[[#This Row],[Storage (MW)]]>0,\n    OFFSET(StorageAllocation[[#This Row],[Storage SOC Day 1 (MWh)]],-1,0)-StorageAllocation[[#This Row],[Storage (MW)]],\n    TRUE,\n    MIN(\n        OFFSET(StorageAllocation[[#This Row],[Storage SOC Day 1 (MWh)]],-1,0)+0.85*INDEX(NQC[NQC MW],MATCH(1,(NQC[Month]=StorageAllocation[[#This Row],[Month]])*(NQC[Unit Category]=\"Storage\"),0)),\n        4*INDEX(NQC[NQC MW],MATCH(1,(NQC[Month]=StorageAllocation[[#This Row],[Month]])*(NQC[Unit Category]=\"Storage\"),0))\n    )\n)","v":55331.719999999987},{"$f":"_xlfn.IFS(\n    StorageAllocation[[#This Row],[Hour Ending]]=1,\n    OFFSET(StorageAllocation[[#This Row],[Storage SOC Day 1 (MWh)]],23,0)-StorageAllocation[[#This Row],[Storage (MW)]],\n    StorageAllocation[[#This Row],[Storage (MW)]]>0,\n    OFFSET(StorageAllocation[[#This Row],[Storage SOC Day 2 (MWh)]],-1,0)-StorageAllocation[[#This Row],[Storage (MW)]],\n    TRUE,\n    MIN(\n        OFFSET(StorageAllocation[[#This Row],[Storage SOC Day 2 (MWh)]],-1,0)+0.85*INDEX(NQC[NQC MW],MATCH(1,(NQC[Month]=StorageAllocation[[#This Row],[Month]])*(NQC[Unit Category]=\"Storage\"),0)),\n        4*INDEX(NQC[NQC MW],MATCH(1,(NQC[Month]=StorageAllocation[[#This Row],[Month]])*(NQC[Unit Category]=\"Storage\"),0))\n    )\n)","v":55331.719999999987},{"$f":"StorageAllocation[[#This Row],[Supply Without Storage (MW)]]+StorageAllocation[[#This Row],[Storage (MW)]]","v":51831.548377482424},{"$f":"StorageAllocation[[#This Row],[Adjusted Supply (MW)]]/StorageAllocation[[#This Row],[Managed Load + NOU (MW)]]-1","v":0.55100689381418477}]
[null,null,null,null,null,null,null,null,null,null,null,null,null,6,8,{"$f":"INDEX(ManagedLoad[Total],MATCH(1,(ManagedLoad[Month]=StorageAllocation[[#This Row],[Month]])*(ManagedLoad[Hour Ending]=StorageAllocation[[#This Row],[Hour Ending]]),0))","v":33922},{"$f":"StorageAllocation[[#This Row],[Managed Load + NOU (MW)]]*(1+_xlfn.XLOOKUP(StorageAllocation[[#This Row],[Month]],PRM[Month],PRM[Planning Reserve Margin],0,0))","v":41891.920249050476},{"$f":"SUM(_xlfn._xlws.FILTER(Supply[Supply],(Supply[Month]=StorageAllocation[[#This Row],[Month]])*(Supply[Unit Category]<>\"Storage\")*(Supply[Hour Ending]=StorageAllocation[[#This Row],[Hour Ending]])=1,0))","v":56200.966940124454},{"$f":"StorageAllocation[[#This Row],[Supply Without Storage (MW)]]-StorageAllocation[[#This Row],[Total Load with PRM (MW)]]","v":14309.046691073978},{"$f":"MAX(-StorageAllocation[[#This Row],[Excess Capacity (MW)]],0)","v":0},{"$f":"_xlfn.IFS(\n    StorageAllocation[[#This Row],[Hour Ending]]=1,\n    4*INDEX(NQC[NQC MW],MATCH(1,(NQC[Month]=StorageAllocation[[#This Row],[Month]])*(NQC[Unit Category]=\"Storage\"),0))-StorageAllocation[[#This Row],[Storage (MW)]],\n    StorageAllocation[[#This Row],[Storage (MW)]]>0,\n    OFFSET(StorageAllocation[[#This Row],[Storage SOC Day 1 (MWh)]],-1,0)-StorageAllocation[[#This Row],[Storage (MW)]],\n    TRUE,\n    MIN(\n        OFFSET(StorageAllocation[[#This Row],[Storage SOC Day 1 (MWh)]],-1,0)+0.85*INDEX(NQC[NQC MW],MATCH(1,(NQC[Month]=StorageAllocation[[#This Row],[Month]])*(NQC[Unit Category]=\"Storage\"),0)),\n        4*INDEX(NQC[NQC MW],MATCH(1,(NQC[Month]=StorageAllocation[[#This Row],[Month]])*(NQC[Unit Category]=\"Storage\"),0))\n    )\n)","v":55331.719999999987},{"$f":"_xlfn.IFS(\n    StorageAllocation[[#This Row],[Hour Ending]]=1,\n    OFFSET(StorageAllocation[[#This Row],[Storage SOC Day 1 (MWh)]],23,0)-StorageAllocation[[#This Row],[Storage (MW)]],\n    StorageAllocation[[#This Row],[Storage (MW)]]>0,\n    OFFSET(StorageAllocation[[#This Row],[Storage SOC Day 2 (MWh)]],-1,0)-StorageAllocation[[#This Row],[Storage (MW)]],\n    TRUE,\n    MIN(\n        OFFSET(StorageAllocation[[#This Row],[Storage SOC Day 2 (MWh)]],-1,0)+0.85*INDEX(NQC[NQC MW],MATCH(1,(NQC[Month]=StorageAllocation[[#This Row],[Month]])*(NQC[Unit Category]=\"Storage\"),0)),\n        4*INDEX(NQC[NQC MW],MATCH(1,(NQC[Month]=StorageAllocation[[#This Row],[Month]])*(NQC[Unit Category]=\"Storage\"),0))\n    )\n)","v":55331.719999999987},{"$f":"StorageAllocation[[#This Row],[Supply Without Storage (MW)]]+StorageAllocation[[#This Row],[Storage (MW)]]","v":56200.966940124454},{"$f":"StorageAllocation[[#This Row],[Adjusted Supply (MW)]]/StorageAllocation[[#This Row],[Managed Load + NOU (MW)]]-1","v":0.65677044219457748}]
[null,null,null,null,null,null,null,null,null,null,null,null,null,6,9,{"$f":"INDEX(ManagedLoad[Total],MATCH(1,(ManagedLoad[Month]=StorageAllocation[[#This Row],[Month]])*(ManagedLoad[Hour Ending]=StorageAllocation[[#This Row],[Hour Ending]]),0))","v":33837},{"$f":"StorageAllocation[[#This Row],[Managed Load + NOU (MW)]]*(1+_xlfn.XLOOKUP(StorageAllocation[[#This Row],[Month]],PRM[Month],PRM[Planning Reserve Margin],0,0))","v":41786.949633486263},{"$f":"SUM(_xlfn._xlws.FILTER(Supply[Supply],(Supply[Month]=StorageAllocation[[#This Row],[Month]])*(Supply[Unit Category]<>\"Storage\")*(Supply[Hour Ending]=StorageAllocation[[#This Row],[Hour Ending]])=1,0))","v":57923.704491190707},{"$f":"StorageAllocation[[#This Row],[Supply Without Storage (MW)]]-StorageAllocation[[#This Row],[Total Load with PRM (MW)]]","v":16136.754857704444},{"$f":"MAX(-StorageAllocation[[#This Row],[Excess Capacity (MW)]],0)","v":0},{"$f":"_xlfn.IFS(\n    StorageAllocation[[#This Row],[Hour Ending]]=1,\n    4*INDEX(NQC[NQC MW],MATCH(1,(NQC[Month]=StorageAllocation[[#This Row],[Month]])*(NQC[Unit Category]=\"Storage\"),0))-StorageAllocation[[#This Row],[Storage (MW)]],\n    StorageAllocation[[#This Row],[Storage (MW)]]>0,\n    OFFSET(StorageAllocation[[#This Row],[Storage SOC Day 1 (MWh)]],-1,0)-StorageAllocation[[#This Row],[Storage (MW)]],\n    TRUE,\n    MIN(\n        OFFSET(StorageAllocation[[#This Row],[Storage SOC Day 1 (MWh)]],-1,0)+0.85*INDEX(NQC[NQC MW],MATCH(1,(NQC[Month]=StorageAllocation[[#This Row],[Month]])*(NQC[Unit Category]=\"Storage\"),0)),\n        4*INDEX(NQC[NQC MW],MATCH(1,(NQC[Month]=StorageAllocation[[#This Row],[Month]])*(NQC[Unit Category]=\"Storage\"),0))\n    )\n)","v":55331.719999999987},{"$f":"_xlfn.IFS(\n    StorageAllocation[[#This Row],[Hour Ending]]=1,\n    OFFSET(StorageAllocation[[#This Row],[Storage SOC Day 1 (MWh)]],23,0)-StorageAllocation[[#This Row],[Storage (MW)]],\n    StorageAllocation[[#This Row],[Storage (MW)]]>0,\n    OFFSET(StorageAllocation[[#This Row],[Storage SOC Day 2 (MWh)]],-1,0)-StorageAllocation[[#This Row],[Storage (MW)]],\n    TRUE,\n    MIN(\n        OFFSET(StorageAllocation[[#This Row],[Storage SOC Day 2 (MWh)]],-1,0)+0.85*INDEX(NQC[NQC MW],MATCH(1,(NQC[Month]=StorageAllocation[[#This Row],[Month]])*(NQC[Unit Category]=\"Storage\"),0)),\n        4*INDEX(NQC[NQC MW],MATCH(1,(NQC[Month]=StorageAllocation[[#This Row],[Month]])*(NQC[Unit Category]=\"Storage\"),0))\n    )\n)","v":55331.719999999987},{"$f":"StorageAllocation[[#This Row],[Supply Without Storage (MW)]]+StorageAllocation[[#This Row],[Storage (MW)]]","v":57923.704491190707},{"$f":"StorageAllocation[[#This Row],[Adjusted Supply (MW)]]/StorageAllocation[[#This Row],[Managed Load + NOU (MW)]]-1","v":0.71184515445195218}]
[null,null,null,null,null,null,null,null,null,null,null,null,null,6,10,{"$f":"INDEX(ManagedLoad[Total],MATCH(1,(ManagedLoad[Month]=StorageAllocation[[#This Row],[Month]])*(ManagedLoad[Hour Ending]=StorageAllocation[[#This Row],[Hour Ending]]),0))","v":33949},{"$f":"StorageAllocation[[#This Row],[Managed Load + NOU (MW)]]*(1+_xlfn.XLOOKUP(StorageAllocation[[#This Row],[Month]],PRM[Month],PRM[Planning Reserve Margin],0,0))","v":41925.263856347345},{"$f":"SUM(_xlfn._xlws.FILTER(Supply[Supply],(Supply[Month]=StorageAllocation[[#This Row],[Month]])*(Supply[Unit Category]<>\"Storage\")*(Supply[Hour Ending]=StorageAllocation[[#This Row],[Hour Ending]])=1,0))","v":58537.367901333746},{"$f":"StorageAllocation[[#This Row],[Supply Without Storage (MW)]]-StorageAllocation[[#This Row],[Total Load with PRM (MW)]]","v":16612.104044986401},{"$f":"MAX(-StorageAllocation[[#This Row],[Excess Capacity (MW)]],0)","v":0},{"$f":"_xlfn.IFS(\n    StorageAllocation[[#This Row],[Hour Ending]]=1,\n    4*INDEX(NQC[NQC MW],MATCH(1,(NQC[Month]=StorageAllocation[[#This Row],[Month]])*(NQC[Unit Category]=\"Storage\"),0))-StorageAllocation[[#This Row],[Storage (MW)]],\n    StorageAllocation[[#This Row],[Storage (MW)]]>0,\n    OFFSET(StorageAllocation[[#This Row],[Storage SOC Day 1 (MWh)]],-1,0)-StorageAllocation[[#This Row],[Storage (MW)]],\n    TRUE,\n    MIN(\n        OFFSET(StorageAllocation[[#This Row],[Storage SOC Day 1 (MWh)]],-1,0)+0.85*INDEX(NQC[NQC MW],MATCH(1,(NQC[Month]=StorageAllocation[[#This Row],[Month]])*(NQC[Unit Category]=\"Storage\"),0)),\n        4*INDEX(NQC[NQC MW],MATCH(1,(NQC[Month]=StorageAllocation[[#This Row],[Month]])*(NQC[Unit Category]=\"Storage\"),0))\n    )\n)","v":55331.719999999987},{"$f":"_xlfn.IFS(\n    StorageAllocation[[#This Row],[Hour Ending]]=1,\n    OFFSET(StorageAllocation[[#This Row],[Storage SOC Day 1 (MWh)]],23,0)-StorageAllocation[[#This Row],[Storage (MW)]],\n    StorageAllocation[[#This Row],[Storage (MW)]]>0,\n    OFFSET(StorageAllocation[[#This Row],[Storage SOC Day 2 (MWh)]],-1,0)-StorageAllocation[[#This Row],[Storage (MW)]],\n    TRUE,\n    MIN(\n        OFFSET(StorageAllocation[[#This Row],[Storage SOC Day 2 (MWh)]],-1,0)+0.85*INDEX(NQC[NQC MW],MATCH(1,(NQC[Month]=StorageAllocation[[#This Row],[Month]])*(NQC[Unit Category]=\"Storage\"),0)),\n        4*INDEX(NQC[NQC MW],MATCH(1,(NQC[Month]=StorageAllocation[[#This Row],[Month]])*(NQC[Unit Category]=\"Storage\"),0))\n    )\n)","v":55331.719999999987},{"$f":"StorageAllocation[[#This Row],[Supply Without Storage (MW)]]+StorageAllocation[[#This Row],[Storage (MW)]]","v":58537.367901333746},{"$f":"StorageAllocation[[#This Row],[Adjusted Supply (MW)]]/StorageAllocation[[#This Row],[Managed Load + NOU (MW)]]-1","v":0.72427370176835093}]
[null,null,null,null,null,null,null,null,null,null,null,null,null,6,11,{"$f":"INDEX(ManagedLoad[Total],MATCH(1,(ManagedLoad[Month]=StorageAllocation[[#This Row],[Month]])*(ManagedLoad[Hour Ending]=StorageAllocation[[#This Row],[Hour Ending]]),0))","v":34406},{"$f":"StorageAllocation[[#This Row],[Managed Load + NOU (MW)]]*(1+_xlfn.XLOOKUP(StorageAllocation[[#This Row],[Month]],PRM[Month],PRM[Planning Reserve Margin],0,0))","v":42489.635283557298},{"$f":"SUM(_xlfn._xlws.FILTER(Supply[Supply],(Supply[Month]=StorageAllocation[[#This Row],[Month]])*(Supply[Unit Category]<>\"Storage\")*(Supply[Hour Ending]=StorageAllocation[[#This Row],[Hour Ending]])=1,0))","v":58864.708187637785},{"$f":"StorageAllocation[[#This Row],[Supply Without Storage (MW)]]-StorageAllocation[[#This Row],[Total Load with PRM (MW)]]","v":16375.072904080487},{"$f":"MAX(-StorageAllocation[[#This Row],[Excess Capacity (MW)]],0)","v":0},{"$f":"_xlfn.IFS(\n    StorageAllocation[[#This Row],[Hour Ending]]=1,\n    4*INDEX(NQC[NQC MW],MATCH(1,(NQC[Month]=StorageAllocation[[#This Row],[Month]])*(NQC[Unit Category]=\"Storage\"),0))-StorageAllocation[[#This Row],[Storage (MW)]],\n    StorageAllocation[[#This Row],[Storage (MW)]]>0,\n    OFFSET(StorageAllocation[[#This Row],[Storage SOC Day 1 (MWh)]],-1,0)-StorageAllocation[[#This Row],[Storage (MW)]],\n    TRUE,\n    MIN(\n        OFFSET(StorageAllocation[[#This Row],[Storage SOC Day 1 (MWh)]],-1,0)+0.85*INDEX(NQC[NQC MW],MATCH(1,(NQC[Month]=StorageAllocation[[#This Row],[Month]])*(NQC[Unit Category]=\"Storage\"),0)),\n        4*INDEX(NQC[NQC MW],MATCH(1,(NQC[Month]=StorageAllocation[[#This Row],[Month]])*(NQC[Unit Category]=\"Storage\"),0))\n    )\n)","v":55331.719999999987},{"$f":"_xlfn.IFS(\n    StorageAllocation[[#This Row],[Hour Ending]]=1,\n    OFFSET(StorageAllocation[[#This Row],[Storage SOC Day 1 (MWh)]],23,0)-StorageAllocation[[#This Row],[Storage (MW)]],\n    StorageAllocation[[#This Row],[Storage (MW)]]>0,\n    OFFSET(StorageAllocation[[#This Row],[Storage SOC Day 2 (MWh)]],-1,0)-StorageAllocation[[#This Row],[Storage (MW)]],\n    TRUE,\n    MIN(\n        OFFSET(StorageAllocation[[#This Row],[Storage SOC Day 2 (MWh)]],-1,0)+0.85*INDEX(NQC[NQC MW],MATCH(1,(NQC[Month]=StorageAllocation[[#This Row],[Month]])*(NQC[Unit Category]=\"Storage\"),0)),\n        4*INDEX(NQC[NQC MW],MATCH(1,(NQC[Month]=StorageAllocation[[#This Row],[Month]])*(NQC[Unit Category]=\"Storage\"),0))\n    )\n)","v":55331.719999999987},{"$f":"StorageAllocation[[#This Row],[Supply Without Storage (MW)]]+StorageAllocation[[#This Row],[Storage (MW)]]","v":58864.708187637785},{"$f":"StorageAllocation[[#This Row],[Adjusted Supply (MW)]]/StorageAllocation[[#This Row],[Managed Load + NOU (MW)]]-1","v":0.71088496737888107}]
[null,null,null,null,null,null,null,null,null,null,null,null,null,6,12,{"$f":"INDEX(ManagedLoad[Total],MATCH(1,(ManagedLoad[Month]=StorageAllocation[[#This Row],[Month]])*(ManagedLoad[Hour Ending]=StorageAllocation[[#This Row],[Hour Ending]]),0))","v":35545},{"$f":"StorageAllocation[[#This Row],[Managed Load + NOU (MW)]]*(1+_xlfn.XLOOKUP(StorageAllocation[[#This Row],[Month]],PRM[Month],PRM[Planning Reserve Margin],0,0))","v":43896.241532117776},{"$f":"SUM(_xlfn._xlws.FILTER(Supply[Supply],(Supply[Month]=StorageAllocation[[#This Row],[Month]])*(Supply[Unit Category]<>\"Storage\")*(Supply[Hour Ending]=StorageAllocation[[#This Row],[Hour Ending]])=1,0))","v":58976.658277612121},{"$f":"StorageAllocation[[#This Row],[Supply Without Storage (MW)]]-StorageAllocation[[#This Row],[Total Load with PRM (MW)]]","v":15080.416745494345},{"$f":"MAX(-StorageAllocation[[#This Row],[Excess Capacity (MW)]],0)","v":0},{"$f":"_xlfn.IFS(\n    StorageAllocation[[#This Row],[Hour Ending]]=1,\n    4*INDEX(NQC[NQC MW],MATCH(1,(NQC[Month]=StorageAllocation[[#This Row],[Month]])*(NQC[Unit Category]=\"Storage\"),0))-StorageAllocation[[#This Row],[Storage (MW)]],\n    StorageAllocation[[#This Row],[Storage (MW)]]>0,\n    OFFSET(StorageAllocation[[#This Row],[Storage SOC Day 1 (MWh)]],-1,0)-StorageAllocation[[#This Row],[Storage (MW)]],\n    TRUE,\n    MIN(\n        OFFSET(StorageAllocation[[#This Row],[Storage SOC Day 1 (MWh)]],-1,0)+0.85*INDEX(NQC[NQC MW],MATCH(1,(NQC[Month]=StorageAllocation[[#This Row],[Month]])*(NQC[Unit Category]=\"Storage\"),0)),\n        4*INDEX(NQC[NQC MW],MATCH(1,(NQC[Month]=StorageAllocation[[#This Row],[Month]])*(NQC[Unit Category]=\"Storage\"),0))\n    )\n)","v":55331.719999999987},{"$f":"_xlfn.IFS(\n    StorageAllocation[[#This Row],[Hour Ending]]=1,\n    OFFSET(StorageAllocation[[#This Row],[Storage SOC Day 1 (MWh)]],23,0)-StorageAllocation[[#This Row],[Storage (MW)]],\n    StorageAllocation[[#This Row],[Storage (MW)]]>0,\n    OFFSET(StorageAllocation[[#This Row],[Storage SOC Day 2 (MWh)]],-1,0)-StorageAllocation[[#This Row],[Storage (MW)]],\n    TRUE,\n    MIN(\n        OFFSET(StorageAllocation[[#This Row],[Storage SOC Day 2 (MWh)]],-1,0)+0.85*INDEX(NQC[NQC MW],MATCH(1,(NQC[Month]=StorageAllocation[[#This Row],[Month]])*(NQC[Unit Category]=\"Storage\"),0)),\n        4*INDEX(NQC[NQC MW],MATCH(1,(NQC[Month]=StorageAllocation[[#This Row],[Month]])*(NQC[Unit Category]=\"Storage\"),0))\n    )\n)","v":55331.719999999987},{"$f":"StorageAllocation[[#This Row],[Supply Without Storage (MW)]]+StorageAllocation[[#This Row],[Storage (MW)]]","v":58976.658277612121},{"$f":"StorageAllocation[[#This Row],[Adjusted Supply (MW)]]/StorageAllocation[[#This Row],[Managed Load + NOU (MW)]]-1","v":0.65921109235088249}]
[null,null,null,null,null,null,null,null,null,null,null,null,null,6,13,{"$f":"INDEX(ManagedLoad[Total],MATCH(1,(ManagedLoad[Month]=StorageAllocation[[#This Row],[Month]])*(ManagedLoad[Hour Ending]=StorageAllocation[[#This Row],[Hour Ending]]),0))","v":37677},{"$f":"StorageAllocation[[#This Row],[Managed Load + NOU (MW)]]*(1+_xlfn.XLOOKUP(StorageAllocation[[#This Row],[Month]],PRM[Month],PRM[Planning Reserve Margin],0,0))","v":46529.151560151957},{"$f":"SUM(_xlfn._xlws.FILTER(Supply[Supply],(Supply[Month]=StorageAllocation[[#This Row],[Month]])*(Supply[Unit Category]<>\"Storage\")*(Supply[Hour Ending]=StorageAllocation[[#This Row],[Hour Ending]])=1,0))","v":59007.499034218956},{"$f":"StorageAllocation[[#This Row],[Supply Without Storage (MW)]]-StorageAllocation[[#This Row],[Total Load with PRM (MW)]]","v":12478.347474066999},{"$f":"MAX(-StorageAllocation[[#This Row],[Excess Capacity (MW)]],0)","v":0},{"$f":"_xlfn.IFS(\n    StorageAllocation[[#This Row],[Hour Ending]]=1,\n    4*INDEX(NQC[NQC MW],MATCH(1,(NQC[Month]=StorageAllocation[[#This Row],[Month]])*(NQC[Unit Category]=\"Storage\"),0))-StorageAllocation[[#This Row],[Storage (MW)]],\n    StorageAllocation[[#This Row],[Storage (MW)]]>0,\n    OFFSET(StorageAllocation[[#This Row],[Storage SOC Day 1 (MWh)]],-1,0)-StorageAllocation[[#This Row],[Storage (MW)]],\n    TRUE,\n    MIN(\n        OFFSET(StorageAllocation[[#This Row],[Storage SOC Day 1 (MWh)]],-1,0)+0.85*INDEX(NQC[NQC MW],MATCH(1,(NQC[Month]=StorageAllocation[[#This Row],[Month]])*(NQC[Unit Category]=\"Storage\"),0)),\n        4*INDEX(NQC[NQC MW],MATCH(1,(NQC[Month]=StorageAllocation[[#This Row],[Month]])*(NQC[Unit Category]=\"Storage\"),0))\n    )\n)","v":55331.719999999987},{"$f":"_xlfn.IFS(\n    StorageAllocation[[#This Row],[Hour Ending]]=1,\n    OFFSET(StorageAllocation[[#This Row],[Storage SOC Day 1 (MWh)]],23,0)-StorageAllocation[[#This Row],[Storage (MW)]],\n    StorageAllocation[[#This Row],[Storage (MW)]]>0,\n    OFFSET(StorageAllocation[[#This Row],[Storage SOC Day 2 (MWh)]],-1,0)-StorageAllocation[[#This Row],[Storage (MW)]],\n    TRUE,\n    MIN(\n        OFFSET(StorageAllocation[[#This Row],[Storage SOC Day 2 (MWh)]],-1,0)+0.85*INDEX(NQC[NQC MW],MATCH(1,(NQC[Month]=StorageAllocation[[#This Row],[Month]])*(NQC[Unit Category]=\"Storage\"),0)),\n        4*INDEX(NQC[NQC MW],MATCH(1,(NQC[Month]=StorageAllocation[[#This Row],[Month]])*(NQC[Unit Category]=\"Storage\"),0))\n    )\n)","v":55331.719999999987},{"$f":"StorageAllocation[[#This Row],[Supply Without Storage (MW)]]+StorageAllocation[[#This Row],[Storage (MW)]]","v":59007.499034218956},{"$f":"StorageAllocation[[#This Row],[Adjusted Supply (MW)]]/StorageAllocation[[#This Row],[Managed Load + NOU (MW)]]-1","v":0.56614112148575946}]
[null,null,null,null,null,null,null,null,null,null,null,null,null,6,14,{"$f":"INDEX(ManagedLoad[Total],MATCH(1,(ManagedLoad[Month]=StorageAllocation[[#This Row],[Month]])*(ManagedLoad[Hour Ending]=StorageAllocation[[#This Row],[Hour Ending]]),0))","v":40265},{"$f":"StorageAllocation[[#This Row],[Managed Load + NOU (MW)]]*(1+_xlfn.XLOOKUP(StorageAllocation[[#This Row],[Month]],PRM[Month],PRM[Planning Reserve Margin],0,0))","v":49725.198066977697},{"$f":"SUM(_xlfn._xlws.FILTER(Supply[Supply],(Supply[Month]=StorageAllocation[[#This Row],[Month]])*(Supply[Unit Category]<>\"Storage\")*(Supply[Hour Ending]=StorageAllocation[[#This Row],[Hour Ending]])=1,0))","v":59016.367976750065},{"$f":"StorageAllocation[[#This Row],[Supply Without Storage (MW)]]-StorageAllocation[[#This Row],[Total Load with PRM (MW)]]","v":9291.1699097723686},{"$f":"MAX(-StorageAllocation[[#This Row],[Excess Capacity (MW)]],0)","v":0},{"$f":"_xlfn.IFS(\n    StorageAllocation[[#This Row],[Hour Ending]]=1,\n    4*INDEX(NQC[NQC MW],MATCH(1,(NQC[Month]=StorageAllocation[[#This Row],[Month]])*(NQC[Unit Category]=\"Storage\"),0))-StorageAllocation[[#This Row],[Storage (MW)]],\n    StorageAllocation[[#This Row],[Storage (MW)]]>0,\n    OFFSET(StorageAllocation[[#This Row],[Storage SOC Day 1 (MWh)]],-1,0)-StorageAllocation[[#This Row],[Storage (MW)]],\n    TRUE,\n    MIN(\n        OFFSET(StorageAllocation[[#This Row],[Storage SOC Day 1 (MWh)]],-1,0)+0.85*INDEX(NQC[NQC MW],MATCH(1,(NQC[Month]=StorageAllocation[[#This Row],[Month]])*(NQC[Unit Category]=\"Storage\"),0)),\n        4*INDEX(NQC[NQC MW],MATCH(1,(NQC[Month]=StorageAllocation[[#This Row],[Month]])*(NQC[Unit Category]=\"Storage\"),0))\n    )\n)","v":55331.719999999987},{"$f":"_xlfn.IFS(\n    StorageAllocation[[#This Row],[Hour Ending]]=1,\n    OFFSET(StorageAllocation[[#This Row],[Storage SOC Day 1 (MWh)]],23,0)-StorageAllocation[[#This Row],[Storage (MW)]],\n    StorageAllocation[[#This Row],[Storage (MW)]]>0,\n    OFFSET(StorageAllocation[[#This Row],[Storage SOC Day 2 (MWh)]],-1,0)-StorageAllocation[[#This Row],[Storage (MW)]],\n    TRUE,\n    MIN(\n        OFFSET(StorageAllocation[[#This Row],[Storage SOC Day 2 (MWh)]],-1,0)+0.85*INDEX(NQC[NQC MW],MATCH(1,(NQC[Month]=StorageAllocation[[#This Row],[Month]])*(NQC[Unit Category]=\"Storage\"),0)),\n        4*INDEX(NQC[NQC MW],MATCH(1,(NQC[Month]=StorageAllocation[[#This Row],[Month]])*(NQC[Unit Category]=\"Storage\"),0))\n    )\n)","v":55331.719999999987},{"$f":"StorageAllocation[[#This Row],[Supply Without Storage (MW)]]+StorageAllocation[[#This Row],[Storage (MW)]]","v":59016.367976750065},{"$f":"StorageAllocation[[#This Row],[Adjusted Supply (MW)]]/StorageAllocation[[#This Row],[Managed Load + NOU (MW)]]-1","v":0.46569894391531275}]
[null,null,null,null,null,null,null,null,null,null,null,null,null,6,15,{"$f":"INDEX(ManagedLoad[Total],MATCH(1,(ManagedLoad[Month]=StorageAllocation[[#This Row],[Month]])*(ManagedLoad[Hour Ending]=StorageAllocation[[#This Row],[Hour Ending]]),0))","v":43091},{"$f":"StorageAllocation[[#This Row],[Managed Load + NOU (MW)]]*(1+_xlfn.XLOOKUP(StorageAllocation[[#This Row],[Month]],PRM[Month],PRM[Planning Reserve Margin],0,0))","v":53215.162297383235},{"$f":"SUM(_xlfn._xlws.FILTER(Supply[Supply],(Supply[Month]=StorageAllocation[[#This Row],[Month]])*(Supply[Unit Category]<>\"Storage\")*(Supply[Hour Ending]=StorageAllocation[[#This Row],[Hour Ending]])=1,0))","v":59017.418337982483},{"$f":"StorageAllocation[[#This Row],[Supply Without Storage (MW)]]-StorageAllocation[[#This Row],[Total Load with PRM (MW)]]","v":5802.2560405992481},{"$f":"MAX(-StorageAllocation[[#This Row],[Excess Capacity (MW)]],0)","v":0},{"$f":"_xlfn.IFS(\n    StorageAllocation[[#This Row],[Hour Ending]]=1,\n    4*INDEX(NQC[NQC MW],MATCH(1,(NQC[Month]=StorageAllocation[[#This Row],[Month]])*(NQC[Unit Category]=\"Storage\"),0))-StorageAllocation[[#This Row],[Storage (MW)]],\n    StorageAllocation[[#This Row],[Storage (MW)]]>0,\n    OFFSET(StorageAllocation[[#This Row],[Storage SOC Day 1 (MWh)]],-1,0)-StorageAllocation[[#This Row],[Storage (MW)]],\n    TRUE,\n    MIN(\n        OFFSET(StorageAllocation[[#This Row],[Storage SOC Day 1 (MWh)]],-1,0)+0.85*INDEX(NQC[NQC MW],MATCH(1,(NQC[Month]=StorageAllocation[[#This Row],[Month]])*(NQC[Unit Category]=\"Storage\"),0)),\n        4*INDEX(NQC[NQC MW],MATCH(1,(NQC[Month]=StorageAllocation[[#This Row],[Month]])*(NQC[Unit Category]=\"Storage\"),0))\n    )\n)","v":55331.719999999987},{"$f":"_xlfn.IFS(\n    StorageAllocation[[#This Row],[Hour Ending]]=1,\n    OFFSET(StorageAllocation[[#This Row],[Storage SOC Day 1 (MWh)]],23,0)-StorageAllocation[[#This Row],[Storage (MW)]],\n    StorageAllocation[[#This Row],[Storage (MW)]]>0,\n    OFFSET(StorageAllocation[[#This Row],[Storage SOC Day 2 (MWh)]],-1,0)-StorageAllocation[[#This Row],[Storage (MW)]],\n    TRUE,\n    MIN(\n        OFFSET(StorageAllocation[[#This Row],[Storage SOC Day 2 (MWh)]],-1,0)+0.85*INDEX(NQC[NQC MW],MATCH(1,(NQC[Month]=StorageAllocation[[#This Row],[Month]])*(NQC[Unit Category]=\"Storage\"),0)),\n        4*INDEX(NQC[NQC MW],MATCH(1,(NQC[Month]=StorageAllocation[[#This Row],[Month]])*(NQC[Unit Category]=\"Storage\"),0))\n    )\n)","v":55331.719999999987},{"$f":"StorageAllocation[[#This Row],[Supply Without Storage (MW)]]+StorageAllocation[[#This Row],[Storage (MW)]]","v":59017.418337982483},{"$f":"StorageAllocation[[#This Row],[Adjusted Supply (MW)]]/StorageAllocation[[#This Row],[Managed Load + NOU (MW)]]-1","v":0.36959964581890614}]
[null,null,null,null,null,null,null,null,null,null,null,null,null,6,16,{"$f":"INDEX(ManagedLoad[Total],MATCH(1,(ManagedLoad[Month]=StorageAllocation[[#This Row],[Month]])*(ManagedLoad[Hour Ending]=StorageAllocation[[#This Row],[Hour Ending]]),0))","v":45171},{"$f":"StorageAllocation[[#This Row],[Managed Load + NOU (MW)]]*(1+_xlfn.XLOOKUP(StorageAllocation[[#This Row],[Month]],PRM[Month],PRM[Planning Reserve Margin],0,0))","v":55783.855007660488},{"$f":"SUM(_xlfn._xlws.FILTER(Supply[Supply],(Supply[Month]=StorageAllocation[[#This Row],[Month]])*(Supply[Unit Category]<>\"Storage\")*(Supply[Hour Ending]=StorageAllocation[[#This Row],[Hour Ending]])=1,0))","v":58632.514250143358},{"$f":"StorageAllocation[[#This Row],[Supply Without Storage (MW)]]-StorageAllocation[[#This Row],[Total Load with PRM (MW)]]","v":2848.6592424828705},{"$f":"MAX(-StorageAllocation[[#This Row],[Excess Capacity (MW)]],0)","v":0},{"$f":"_xlfn.IFS(\n    StorageAllocation[[#This Row],[Hour Ending]]=1,\n    4*INDEX(NQC[NQC MW],MATCH(1,(NQC[Month]=StorageAllocation[[#This Row],[Month]])*(NQC[Unit Category]=\"Storage\"),0))-StorageAllocation[[#This Row],[Storage (MW)]],\n    StorageAllocation[[#This Row],[Storage (MW)]]>0,\n    OFFSET(StorageAllocation[[#This Row],[Storage SOC Day 1 (MWh)]],-1,0)-StorageAllocation[[#This Row],[Storage (MW)]],\n    TRUE,\n    MIN(\n        OFFSET(StorageAllocation[[#This Row],[Storage SOC Day 1 (MWh)]],-1,0)+0.85*INDEX(NQC[NQC MW],MATCH(1,(NQC[Month]=StorageAllocation[[#This Row],[Month]])*(NQC[Unit Category]=\"Storage\"),0)),\n        4*INDEX(NQC[NQC MW],MATCH(1,(NQC[Month]=StorageAllocation[[#This Row],[Month]])*(NQC[Unit Category]=\"Storage\"),0))\n    )\n)","v":55331.719999999987},{"$f":"_xlfn.IFS(\n    StorageAllocation[[#This Row],[Hour Ending]]=1,\n    OFFSET(StorageAllocation[[#This Row],[Storage SOC Day 1 (MWh)]],23,0)-StorageAllocation[[#This Row],[Storage (MW)]],\n    StorageAllocation[[#This Row],[Storage (MW)]]>0,\n    OFFSET(StorageAllocation[[#This Row],[Storage SOC Day 2 (MWh)]],-1,0)-StorageAllocation[[#This Row],[Storage (MW)]],\n    TRUE,\n    MIN(\n        OFFSET(StorageAllocation[[#This Row],[Storage SOC Day 2 (MWh)]],-1,0)+0.85*INDEX(NQC[NQC MW],MATCH(1,(NQC[Month]=StorageAllocation[[#This Row],[Month]])*(NQC[Unit Category]=\"Storage\"),0)),\n        4*INDEX(NQC[NQC MW],MATCH(1,(NQC[Month]=StorageAllocation[[#This Row],[Month]])*(NQC[Unit Category]=\"Storage\"),0))\n    )\n)","v":55331.719999999987},{"$f":"StorageAllocation[[#This Row],[Supply Without Storage (MW)]]+StorageAllocation[[#This Row],[Storage (MW)]]","v":58632.514250143358},{"$f":"StorageAllocation[[#This Row],[Adjusted Supply (MW)]]/StorageAllocation[[#This Row],[Managed Load + NOU (MW)]]-1","v":0.2980123143198814}]
[null,null,null,null,null,null,null,null,null,null,null,null,null,6,17,{"$f":"INDEX(ManagedLoad[Total],MATCH(1,(ManagedLoad[Month]=StorageAllocation[[#This Row],[Month]])*(ManagedLoad[Hour Ending]=StorageAllocation[[#This Row],[Hour Ending]]),0))","v":47179},{"$f":"StorageAllocation[[#This Row],[Managed Load + NOU (MW)]]*(1+_xlfn.XLOOKUP(StorageAllocation[[#This Row],[Month]],PRM[Month],PRM[Planning Reserve Margin],0,0))","v":58263.631431812755},{"$f":"SUM(_xlfn._xlws.FILTER(Supply[Supply],(Supply[Month]=StorageAllocation[[#This Row],[Month]])*(Supply[Unit Category]<>\"Storage\")*(Supply[Hour Ending]=StorageAllocation[[#This Row],[Hour Ending]])=1,0))","v":59334.365006971915},{"$f":"StorageAllocation[[#This Row],[Supply Without Storage (MW)]]-StorageAllocation[[#This Row],[Total Load with PRM (MW)]]","v":1070.73357515916},{"$f":"MAX(-StorageAllocation[[#This Row],[Excess Capacity (MW)]],0)","v":0},{"$f":"_xlfn.IFS(\n    StorageAllocation[[#This Row],[Hour Ending]]=1,\n    4*INDEX(NQC[NQC MW],MATCH(1,(NQC[Month]=StorageAllocation[[#This Row],[Month]])*(NQC[Unit Category]=\"Storage\"),0))-StorageAllocation[[#This Row],[Storage (MW)]],\n    StorageAllocation[[#This Row],[Storage (MW)]]>0,\n    OFFSET(StorageAllocation[[#This Row],[Storage SOC Day 1 (MWh)]],-1,0)-StorageAllocation[[#This Row],[Storage (MW)]],\n    TRUE,\n    MIN(\n        OFFSET(StorageAllocation[[#This Row],[Storage SOC Day 1 (MWh)]],-1,0)+0.85*INDEX(NQC[NQC MW],MATCH(1,(NQC[Month]=StorageAllocation[[#This Row],[Month]])*(NQC[Unit Category]=\"Storage\"),0)),\n        4*INDEX(NQC[NQC MW],MATCH(1,(NQC[Month]=StorageAllocation[[#This Row],[Month]])*(NQC[Unit Category]=\"Storage\"),0))\n    )\n)","v":55331.719999999987},{"$f":"_xlfn.IFS(\n    StorageAllocation[[#This Row],[Hour Ending]]=1,\n    OFFSET(StorageAllocation[[#This Row],[Storage SOC Day 1 (MWh)]],23,0)-StorageAllocation[[#This Row],[Storage (MW)]],\n    StorageAllocation[[#This Row],[Storage (MW)]]>0,\n    OFFSET(StorageAllocation[[#This Row],[Storage SOC Day 2 (MWh)]],-1,0)-StorageAllocation[[#This Row],[Storage (MW)]],\n    TRUE,\n    MIN(\n        OFFSET(StorageAllocation[[#This Row],[Storage SOC Day 2 (MWh)]],-1,0)+0.85*INDEX(NQC[NQC MW],MATCH(1,(NQC[Month]=StorageAllocation[[#This Row],[Month]])*(NQC[Unit Category]=\"Storage\"),0)),\n        4*INDEX(NQC[NQC MW],MATCH(1,(NQC[Month]=StorageAllocation[[#This Row],[Month]])*(NQC[Unit Category]=\"Storage\"),0))\n    )\n)","v":55331.719999999987},{"$f":"StorageAllocation[[#This Row],[Supply Without Storage (MW)]]+StorageAllocation[[#This Row],[Storage (MW)]]","v":59334.365006971915},{"$f":"StorageAllocation[[#This Row],[Adjusted Supply (MW)]]/StorageAllocation[[#This Row],[Managed Load + NOU (MW)]]-1","v":0.25764354918442356}]
[null,null,null,null,null,null,null,null,null,null,null,null,null,6,18,{"$f":"INDEX(ManagedLoad[Total],MATCH(1,(ManagedLoad[Month]=StorageAllocation[[#This Row],[Month]])*(ManagedLoad[Hour Ending]=StorageAllocation[[#This Row],[Hour Ending]]),0))","v":47874},{"$f":"StorageAllocation[[#This Row],[Managed Load + NOU (MW)]]*(1+_xlfn.XLOOKUP(StorageAllocation[[#This Row],[Month]],PRM[Month],PRM[Planning Reserve Margin],0,0))","v":59121.920582602514},{"$f":"SUM(_xlfn._xlws.FILTER(Supply[Supply],(Supply[Month]=StorageAllocation[[#This Row],[Month]])*(Supply[Unit Category]<>\"Storage\")*(Supply[Hour Ending]=StorageAllocation[[#This Row],[Hour Ending]])=1,0))","v":53813.603855144349},{"$f":"StorageAllocation[[#This Row],[Supply Without Storage (MW)]]-StorageAllocation[[#This Row],[Total Load with PRM (MW)]]","v":-5308.3167274581647},{"$f":"MAX(-StorageAllocation[[#This Row],[Excess Capacity (MW)]],0)","v":5308.3167274581647},{"$f":"_xlfn.IFS(\n    StorageAllocation[[#This Row],[Hour Ending]]=1,\n    4*INDEX(NQC[NQC MW],MATCH(1,(NQC[Month]=StorageAllocation[[#This Row],[Month]])*(NQC[Unit Category]=\"Storage\"),0))-StorageAllocation[[#This Row],[Storage (MW)]],\n    StorageAllocation[[#This Row],[Storage (MW)]]>0,\n    OFFSET(StorageAllocation[[#This Row],[Storage SOC Day 1 (MWh)]],-1,0)-StorageAllocation[[#This Row],[Storage (MW)]],\n    TRUE,\n    MIN(\n        OFFSET(StorageAllocation[[#This Row],[Storage SOC Day 1 (MWh)]],-1,0)+0.85*INDEX(NQC[NQC MW],MATCH(1,(NQC[Month]=StorageAllocation[[#This Row],[Month]])*(NQC[Unit Category]=\"Storage\"),0)),\n        4*INDEX(NQC[NQC MW],MATCH(1,(NQC[Month]=StorageAllocation[[#This Row],[Month]])*(NQC[Unit Category]=\"Storage\"),0))\n    )\n)","v":50023.403272541822},{"$f":"_xlfn.IFS(\n    StorageAllocation[[#This Row],[Hour Ending]]=1,\n    OFFSET(StorageAllocation[[#This Row],[Storage SOC Day 1 (MWh)]],23,0)-StorageAllocation[[#This Row],[Storage (MW)]],\n    StorageAllocation[[#This Row],[Storage (MW)]]>0,\n    OFFSET(StorageAllocation[[#This Row],[Storage SOC Day 2 (MWh)]],-1,0)-StorageAllocation[[#This Row],[Storage (MW)]],\n    TRUE,\n    MIN(\n        OFFSET(StorageAllocation[[#This Row],[Storage SOC Day 2 (MWh)]],-1,0)+0.85*INDEX(NQC[NQC MW],MATCH(1,(NQC[Month]=StorageAllocation[[#This Row],[Month]])*(NQC[Unit Category]=\"Storage\"),0)),\n        4*INDEX(NQC[NQC MW],MATCH(1,(NQC[Month]=StorageAllocation[[#This Row],[Month]])*(NQC[Unit Category]=\"Storage\"),0))\n    )\n)","v":50023.403272541822},{"$f":"StorageAllocation[[#This Row],[Supply Without Storage (MW)]]+StorageAllocation[[#This Row],[Storage (MW)]]","v":59121.920582602514},{"$f":"StorageAllocation[[#This Row],[Adjusted Supply (MW)]]/StorageAllocation[[#This Row],[Managed Load + NOU (MW)]]-1","v":0.23494841840252567}]
[null,null,null,null,null,null,null,null,null,null,null,null,null,6,19,{"$f":"INDEX(ManagedLoad[Total],MATCH(1,(ManagedLoad[Month]=StorageAllocation[[#This Row],[Month]])*(ManagedLoad[Hour Ending]=StorageAllocation[[#This Row],[Hour Ending]]),0))","v":47296},{"$f":"StorageAllocation[[#This Row],[Managed Load + NOU (MW)]]*(1+_xlfn.XLOOKUP(StorageAllocation[[#This Row],[Month]],PRM[Month],PRM[Planning Reserve Margin],0,0))","v":58408.120396765851},{"$f":"SUM(_xlfn._xlws.FILTER(Supply[Supply],(Supply[Month]=StorageAllocation[[#This Row],[Month]])*(Supply[Unit Category]<>\"Storage\")*(Supply[Hour Ending]=StorageAllocation[[#This Row],[Hour Ending]])=1,0))","v":46265.386043914339},{"$f":"StorageAllocation[[#This Row],[Supply Without Storage (MW)]]-StorageAllocation[[#This Row],[Total Load with PRM (MW)]]","v":-12142.734352851512},{"$f":"MAX(-StorageAllocation[[#This Row],[Excess Capacity (MW)]],0)","v":12142.734352851512},{"$f":"_xlfn.IFS(\n    StorageAllocation[[#This Row],[Hour Ending]]=1,\n    4*INDEX(NQC[NQC MW],MATCH(1,(NQC[Month]=StorageAllocation[[#This Row],[Month]])*(NQC[Unit Category]=\"Storage\"),0))-StorageAllocation[[#This Row],[Storage (MW)]],\n    StorageAllocation[[#This Row],[Storage (MW)]]>0,\n    OFFSET(StorageAllocation[[#This Row],[Storage SOC Day 1 (MWh)]],-1,0)-StorageAllocation[[#This Row],[Storage (MW)]],\n    TRUE,\n    MIN(\n        OFFSET(StorageAllocation[[#This Row],[Storage SOC Day 1 (MWh)]],-1,0)+0.85*INDEX(NQC[NQC MW],MATCH(1,(NQC[Month]=StorageAllocation[[#This Row],[Month]])*(NQC[Unit Category]=\"Storage\"),0)),\n        4*INDEX(NQC[NQC MW],MATCH(1,(NQC[Month]=StorageAllocation[[#This Row],[Month]])*(NQC[Unit Category]=\"Storage\"),0))\n    )\n)","v":37880.66891969031},{"$f":"_xlfn.IFS(\n    StorageAllocation[[#This Row],[Hour Ending]]=1,\n    OFFSET(StorageAllocation[[#This Row],[Storage SOC Day 1 (MWh)]],23,0)-StorageAllocation[[#This Row],[Storage (MW)]],\n    StorageAllocation[[#This Row],[Storage (MW)]]>0,\n    OFFSET(StorageAllocation[[#This Row],[Storage SOC Day 2 (MWh)]],-1,0)-StorageAllocation[[#This Row],[Storage (MW)]],\n    TRUE,\n    MIN(\n        OFFSET(StorageAllocation[[#This Row],[Storage SOC Day 2 (MWh)]],-1,0)+0.85*INDEX(NQC[NQC MW],MATCH(1,(NQC[Month]=StorageAllocation[[#This Row],[Month]])*(NQC[Unit Category]=\"Storage\"),0)),\n        4*INDEX(NQC[NQC MW],MATCH(1,(NQC[Month]=StorageAllocation[[#This Row],[Month]])*(NQC[Unit Category]=\"Storage\"),0))\n    )\n)","v":37880.66891969031},{"$f":"StorageAllocation[[#This Row],[Supply Without Storage (MW)]]+StorageAllocation[[#This Row],[Storage (MW)]]","v":58408.120396765851},{"$f":"StorageAllocation[[#This Row],[Adjusted Supply (MW)]]/StorageAllocation[[#This Row],[Managed Load + NOU (MW)]]-1","v":0.23494841840252567}]
[null,null,null,null,null,null,null,null,null,null,null,null,null,6,20,{"$f":"INDEX(ManagedLoad[Total],MATCH(1,(ManagedLoad[Month]=StorageAllocation[[#This Row],[Month]])*(ManagedLoad[Hour Ending]=StorageAllocation[[#This Row],[Hour Ending]]),0))","v":45507},{"$f":"StorageAllocation[[#This Row],[Managed Load + NOU (MW)]]*(1+_xlfn.XLOOKUP(StorageAllocation[[#This Row],[Month]],PRM[Month],PRM[Planning Reserve Margin],0,0))","v":56198.797676243739},{"$f":"SUM(_xlfn._xlws.FILTER(Supply[Supply],(Supply[Month]=StorageAllocation[[#This Row],[Month]])*(Supply[Unit Category]<>\"Storage\")*(Supply[Hour Ending]=StorageAllocation[[#This Row],[Hour Ending]])=1,0))","v":44385.838594955378},{"$f":"StorageAllocation[[#This Row],[Supply Without Storage (MW)]]-StorageAllocation[[#This Row],[Total Load with PRM (MW)]]","v":-11812.959081288362},{"$f":"MAX(-StorageAllocation[[#This Row],[Excess Capacity (MW)]],0)","v":11812.959081288362},{"$f":"_xlfn.IFS(\n    StorageAllocation[[#This Row],[Hour Ending]]=1,\n    4*INDEX(NQC[NQC MW],MATCH(1,(NQC[Month]=StorageAllocation[[#This Row],[Month]])*(NQC[Unit Category]=\"Storage\"),0))-StorageAllocation[[#This Row],[Storage (MW)]],\n    StorageAllocation[[#This Row],[Storage (MW)]]>0,\n    OFFSET(StorageAllocation[[#This Row],[Storage SOC Day 1 (MWh)]],-1,0)-StorageAllocation[[#This Row],[Storage (MW)]],\n    TRUE,\n    MIN(\n        OFFSET(StorageAllocation[[#This Row],[Storage SOC Day 1 (MWh)]],-1,0)+0.85*INDEX(NQC[NQC MW],MATCH(1,(NQC[Month]=StorageAllocation[[#This Row],[Month]])*(NQC[Unit Category]=\"Storage\"),0)),\n        4*INDEX(NQC[NQC MW],MATCH(1,(NQC[Month]=StorageAllocation[[#This Row],[Month]])*(NQC[Unit Category]=\"Storage\"),0))\n    )\n)","v":26067.709838401948},{"$f":"_xlfn.IFS(\n    StorageAllocation[[#This Row],[Hour Ending]]=1,\n    OFFSET(StorageAllocation[[#This Row],[Storage SOC Day 1 (MWh)]],23,0)-StorageAllocation[[#This Row],[Storage (MW)]],\n    StorageAllocation[[#This Row],[Storage (MW)]]>0,\n    OFFSET(StorageAllocation[[#This Row],[Storage SOC Day 2 (MWh)]],-1,0)-StorageAllocation[[#This Row],[Storage (MW)]],\n    TRUE,\n    MIN(\n        OFFSET(StorageAllocation[[#This Row],[Storage SOC Day 2 (MWh)]],-1,0)+0.85*INDEX(NQC[NQC MW],MATCH(1,(NQC[Month]=StorageAllocation[[#This Row],[Month]])*(NQC[Unit Category]=\"Storage\"),0)),\n        4*INDEX(NQC[NQC MW],MATCH(1,(NQC[Month]=StorageAllocation[[#This Row],[Month]])*(NQC[Unit Category]=\"Storage\"),0))\n    )\n)","v":26067.709838401948},{"$f":"StorageAllocation[[#This Row],[Supply Without Storage (MW)]]+StorageAllocation[[#This Row],[Storage (MW)]]","v":56198.797676243739},{"$f":"StorageAllocation[[#This Row],[Adjusted Supply (MW)]]/StorageAllocation[[#This Row],[Managed Load + NOU (MW)]]-1","v":0.23494841840252567}]
[null,null,null,null,null,null,null,null,null,null,null,null,null,6,21,{"$f":"INDEX(ManagedLoad[Total],MATCH(1,(ManagedLoad[Month]=StorageAllocation[[#This Row],[Month]])*(ManagedLoad[Hour Ending]=StorageAllocation[[#This Row],[Hour Ending]]),0))","v":43924},{"$f":"StorageAllocation[[#This Row],[Managed Load + NOU (MW)]]*(1+_xlfn.XLOOKUP(StorageAllocation[[#This Row],[Month]],PRM[Month],PRM[Planning Reserve Margin],0,0))","v":54243.874329912534},{"$f":"SUM(_xlfn._xlws.FILTER(Supply[Supply],(Supply[Month]=StorageAllocation[[#This Row],[Month]])*(Supply[Unit Category]<>\"Storage\")*(Supply[Hour Ending]=StorageAllocation[[#This Row],[Hour Ending]])=1,0))","v":44243.082912327598},{"$f":"StorageAllocation[[#This Row],[Supply Without Storage (MW)]]-StorageAllocation[[#This Row],[Total Load with PRM (MW)]]","v":-10000.791417584936},{"$f":"MAX(-StorageAllocation[[#This Row],[Excess Capacity (MW)]],0)","v":10000.791417584936},{"$f":"_xlfn.IFS(\n    StorageAllocation[[#This Row],[Hour Ending]]=1,\n    4*INDEX(NQC[NQC MW],MATCH(1,(NQC[Month]=StorageAllocation[[#This Row],[Month]])*(NQC[Unit Category]=\"Storage\"),0))-StorageAllocation[[#This Row],[Storage (MW)]],\n    StorageAllocation[[#This Row],[Storage (MW)]]>0,\n    OFFSET(StorageAllocation[[#This Row],[Storage SOC Day 1 (MWh)]],-1,0)-StorageAllocation[[#This Row],[Storage (MW)]],\n    TRUE,\n    MIN(\n        OFFSET(StorageAllocation[[#This Row],[Storage SOC Day 1 (MWh)]],-1,0)+0.85*INDEX(NQC[NQC MW],MATCH(1,(NQC[Month]=StorageAllocation[[#This Row],[Month]])*(NQC[Unit Category]=\"Storage\"),0)),\n        4*INDEX(NQC[NQC MW],MATCH(1,(NQC[Month]=StorageAllocation[[#This Row],[Month]])*(NQC[Unit Category]=\"Storage\"),0))\n    )\n)","v":16066.918420817012},{"$f":"_xlfn.IFS(\n    StorageAllocation[[#This Row],[Hour Ending]]=1,\n    OFFSET(StorageAllocation[[#This Row],[Storage SOC Day 1 (MWh)]],23,0)-StorageAllocation[[#This Row],[Storage (MW)]],\n    StorageAllocation[[#This Row],[Storage (MW)]]>0,\n    OFFSET(StorageAllocation[[#This Row],[Storage SOC Day 2 (MWh)]],-1,0)-StorageAllocation[[#This Row],[Storage (MW)]],\n    TRUE,\n    MIN(\n        OFFSET(StorageAllocation[[#This Row],[Storage SOC Day 2 (MWh)]],-1,0)+0.85*INDEX(NQC[NQC MW],MATCH(1,(NQC[Month]=StorageAllocation[[#This Row],[Month]])*(NQC[Unit Category]=\"Storage\"),0)),\n        4*INDEX(NQC[NQC MW],MATCH(1,(NQC[Month]=StorageAllocation[[#This Row],[Month]])*(NQC[Unit Category]=\"Storage\"),0))\n    )\n)","v":16066.918420817012},{"$f":"StorageAllocation[[#This Row],[Supply Without Storage (MW)]]+StorageAllocation[[#This Row],[Storage (MW)]]","v":54243.874329912534},{"$f":"StorageAllocation[[#This Row],[Adjusted Supply (MW)]]/StorageAllocation[[#This Row],[Managed Load + NOU (MW)]]-1","v":0.23494841840252567}]
[null,null,null,null,null,null,null,null,null,null,null,null,null,6,22,{"$f":"INDEX(ManagedLoad[Total],MATCH(1,(ManagedLoad[Month]=StorageAllocation[[#This Row],[Month]])*(ManagedLoad[Hour Ending]=StorageAllocation[[#This Row],[Hour Ending]]),0))","v":40996},{"$f":"StorageAllocation[[#This Row],[Managed Load + NOU (MW)]]*(1+_xlfn.XLOOKUP(StorageAllocation[[#This Row],[Month]],PRM[Month],PRM[Planning Reserve Margin],0,0))","v":50627.945360829945},{"$f":"SUM(_xlfn._xlws.FILTER(Supply[Supply],(Supply[Month]=StorageAllocation[[#This Row],[Month]])*(Supply[Unit Category]<>\"Storage\")*(Supply[Hour Ending]=StorageAllocation[[#This Row],[Hour Ending]])=1,0))","v":42276.971021477839},{"$f":"StorageAllocation[[#This Row],[Supply Without Storage (MW)]]-StorageAllocation[[#This Row],[Total Load with PRM (MW)]]","v":-8350.9743393521057},{"$f":"MAX(-StorageAllocation[[#This Row],[Excess Capacity (MW)]],0)","v":8350.9743393521057},{"$f":"_xlfn.IFS(\n    StorageAllocation[[#This Row],[Hour Ending]]=1,\n    4*INDEX(NQC[NQC MW],MATCH(1,(NQC[Month]=StorageAllocation[[#This Row],[Month]])*(NQC[Unit Category]=\"Storage\"),0))-StorageAllocation[[#This Row],[Storage (MW)]],\n    StorageAllocation[[#This Row],[Storage (MW)]]>0,\n    OFFSET(StorageAllocation[[#This Row],[Storage SOC Day 1 (MWh)]],-1,0)-StorageAllocation[[#This Row],[Storage (MW)]],\n    TRUE,\n    MIN(\n        OFFSET(StorageAllocation[[#This Row],[Storage SOC Day 1 (MWh)]],-1,0)+0.85*INDEX(NQC[NQC MW],MATCH(1,(NQC[Month]=StorageAllocation[[#This Row],[Month]])*(NQC[Unit Category]=\"Storage\"),0)),\n        4*INDEX(NQC[NQC MW],MATCH(1,(NQC[Month]=StorageAllocation[[#This Row],[Month]])*(NQC[Unit Category]=\"Storage\"),0))\n    )\n)","v":7715.944081464906},{"$f":"_xlfn.IFS(\n    StorageAllocation[[#This Row],[Hour Ending]]=1,\n    OFFSET(StorageAllocation[[#This Row],[Storage SOC Day 1 (MWh)]],23,0)-StorageAllocation[[#This Row],[Storage (MW)]],\n    StorageAllocation[[#This Row],[Storage (MW)]]>0,\n    OFFSET(StorageAllocation[[#This Row],[Storage SOC Day 2 (MWh)]],-1,0)-StorageAllocation[[#This Row],[Storage (MW)]],\n    TRUE,\n    MIN(\n        OFFSET(StorageAllocation[[#This Row],[Storage SOC Day 2 (MWh)]],-1,0)+0.85*INDEX(NQC[NQC MW],MATCH(1,(NQC[Month]=StorageAllocation[[#This Row],[Month]])*(NQC[Unit Category]=\"Storage\"),0)),\n        4*INDEX(NQC[NQC MW],MATCH(1,(NQC[Month]=StorageAllocation[[#This Row],[Month]])*(NQC[Unit Category]=\"Storage\"),0))\n    )\n)","v":7715.944081464906},{"$f":"StorageAllocation[[#This Row],[Supply Without Storage (MW)]]+StorageAllocation[[#This Row],[Storage (MW)]]","v":50627.945360829945},{"$f":"StorageAllocation[[#This Row],[Adjusted Supply (MW)]]/StorageAllocation[[#This Row],[Managed Load + NOU (MW)]]-1","v":0.23494841840252567}]
[null,null,null,null,null,null,null,null,null,null,null,null,null,6,23,{"$f":"INDEX(ManagedLoad[Total],MATCH(1,(ManagedLoad[Month]=StorageAllocation[[#This Row],[Month]])*(ManagedLoad[Hour Ending]=StorageAllocation[[#This Row],[Hour Ending]]),0))","v":38105},{"$f":"StorageAllocation[[#This Row],[Managed Load + NOU (MW)]]*(1+_xlfn.XLOOKUP(StorageAllocation[[#This Row],[Month]],PRM[Month],PRM[Planning Reserve Margin],0,0))","v":47057.709483228238},{"$f":"SUM(_xlfn._xlws.FILTER(Supply[Supply],(Supply[Month]=StorageAllocation[[#This Row],[Month]])*(Supply[Unit Category]<>\"Storage\")*(Supply[Hour Ending]=StorageAllocation[[#This Row],[Hour Ending]])=1,0))","v":42083.351489975626},{"$f":"StorageAllocation[[#This Row],[Supply Without Storage (MW)]]-StorageAllocation[[#This Row],[Total Load with PRM (MW)]]","v":-4974.3579932526118},{"$f":"MAX(-StorageAllocation[[#This Row],[Excess Capacity (MW)]],0)","v":4974.3579932526118},{"$f":"_xlfn.IFS(\n    StorageAllocation[[#This Row],[Hour Ending]]=1,\n    4*INDEX(NQC[NQC MW],MATCH(1,(NQC[Month]=StorageAllocation[[#This Row],[Month]])*(NQC[Unit Category]=\"Storage\"),0))-StorageAllocation[[#This Row],[Storage (MW)]],\n    StorageAllocation[[#This Row],[Storage (MW)]]>0,\n    OFFSET(StorageAllocation[[#This Row],[Storage SOC Day 1 (MWh)]],-1,0)-StorageAllocation[[#This Row],[Storage (MW)]],\n    TRUE,\n    MIN(\n        OFFSET(StorageAllocation[[#This Row],[Storage SOC Day 1 (MWh)]],-1,0)+0.85*INDEX(NQC[NQC MW],MATCH(1,(NQC[Month]=StorageAllocation[[#This Row],[Month]])*(NQC[Unit Category]=\"Storage\"),0)),\n        4*INDEX(NQC[NQC MW],MATCH(1,(NQC[Month]=StorageAllocation[[#This Row],[Month]])*(NQC[Unit Category]=\"Storage\"),0))\n    )\n)","v":2741.5860882122943},{"$f":"_xlfn.IFS(\n    StorageAllocation[[#This Row],[Hour Ending]]=1,\n    OFFSET(StorageAllocation[[#This Row],[Storage SOC Day 1 (MWh)]],23,0)-StorageAllocation[[#This Row],[Storage (MW)]],\n    StorageAllocation[[#This Row],[Storage (MW)]]>0,\n    OFFSET(StorageAllocation[[#This Row],[Storage SOC Day 2 (MWh)]],-1,0)-StorageAllocation[[#This Row],[Storage (MW)]],\n    TRUE,\n    MIN(\n        OFFSET(StorageAllocation[[#This Row],[Storage SOC Day 2 (MWh)]],-1,0)+0.85*INDEX(NQC[NQC MW],MATCH(1,(NQC[Month]=StorageAllocation[[#This Row],[Month]])*(NQC[Unit Category]=\"Storage\"),0)),\n        4*INDEX(NQC[NQC MW],MATCH(1,(NQC[Month]=StorageAllocation[[#This Row],[Month]])*(NQC[Unit Category]=\"Storage\"),0))\n    )\n)","v":2741.5860882122943},{"$f":"StorageAllocation[[#This Row],[Supply Without Storage (MW)]]+StorageAllocation[[#This Row],[Storage (MW)]]","v":47057.709483228238},{"$f":"StorageAllocation[[#This Row],[Adjusted Supply (MW)]]/StorageAllocation[[#This Row],[Managed Load + NOU (MW)]]-1","v":0.23494841840252567}]
[null,null,null,null,null,null,null,null,null,null,null,null,null,6,24,{"$f":"INDEX(ManagedLoad[Total],MATCH(1,(ManagedLoad[Month]=StorageAllocation[[#This Row],[Month]])*(ManagedLoad[Hour Ending]=StorageAllocation[[#This Row],[Hour Ending]]),0))","v":36201},{"$f":"StorageAllocation[[#This Row],[Managed Load + NOU (MW)]]*(1+_xlfn.XLOOKUP(StorageAllocation[[#This Row],[Month]],PRM[Month],PRM[Planning Reserve Margin],0,0))","v":44706.367694589833},{"$f":"SUM(_xlfn._xlws.FILTER(Supply[Supply],(Supply[Month]=StorageAllocation[[#This Row],[Month]])*(Supply[Unit Category]<>\"Storage\")*(Supply[Hour Ending]=StorageAllocation[[#This Row],[Hour Ending]])=1,0))","v":41964.781606377524},{"$f":"StorageAllocation[[#This Row],[Supply Without Storage (MW)]]-StorageAllocation[[#This Row],[Total Load with PRM (MW)]]","v":-2741.5860882123088},{"$f":"MAX(-StorageAllocation[[#This Row],[Excess Capacity (MW)]],0)","v":2741.5860882123088},{"$f":"_xlfn.IFS(\n    StorageAllocation[[#This Row],[Hour Ending]]=1,\n    4*INDEX(NQC[NQC MW],MATCH(1,(NQC[Month]=StorageAllocation[[#This Row],[Month]])*(NQC[Unit Category]=\"Storage\"),0))-StorageAllocation[[#This Row],[Storage (MW)]],\n    StorageAllocation[[#This Row],[Storage (MW)]]>0,\n    OFFSET(StorageAllocation[[#This Row],[Storage SOC Day 1 (MWh)]],-1,0)-StorageAllocation[[#This Row],[Storage (MW)]],\n    TRUE,\n    MIN(\n        OFFSET(StorageAllocation[[#This Row],[Storage SOC Day 1 (MWh)]],-1,0)+0.85*INDEX(NQC[NQC MW],MATCH(1,(NQC[Month]=StorageAllocation[[#This Row],[Month]])*(NQC[Unit Category]=\"Storage\"),0)),\n        4*INDEX(NQC[NQC MW],MATCH(1,(NQC[Month]=StorageAllocation[[#This Row],[Month]])*(NQC[Unit Category]=\"Storage\"),0))\n    )\n)","v":-1.4551915228366852E-11},{"$f":"_xlfn.IFS(\n    StorageAllocation[[#This Row],[Hour Ending]]=1,\n    OFFSET(StorageAllocation[[#This Row],[Storage SOC Day 1 (MWh)]],23,0)-StorageAllocation[[#This Row],[Storage (MW)]],\n    StorageAllocation[[#This Row],[Storage (MW)]]>0,\n    OFFSET(StorageAllocation[[#This Row],[Storage SOC Day 2 (MWh)]],-1,0)-StorageAllocation[[#This Row],[Storage (MW)]],\n    TRUE,\n    MIN(\n        OFFSET(StorageAllocation[[#This Row],[Storage SOC Day 2 (MWh)]],-1,0)+0.85*INDEX(NQC[NQC MW],MATCH(1,(NQC[Month]=StorageAllocation[[#This Row],[Month]])*(NQC[Unit Category]=\"Storage\"),0)),\n        4*INDEX(NQC[NQC MW],MATCH(1,(NQC[Month]=StorageAllocation[[#This Row],[Month]])*(NQC[Unit Category]=\"Storage\"),0))\n    )\n)","v":-1.4551915228366852E-11},{"$f":"StorageAllocation[[#This Row],[Supply Without Storage (MW)]]+StorageAllocation[[#This Row],[Storage (MW)]]","v":44706.367694589833},{"$f":"StorageAllocation[[#This Row],[Adjusted Supply (MW)]]/StorageAllocation[[#This Row],[Managed Load + NOU (MW)]]-1","v":0.23494841840252567}]
[null,null,null,null,null,null,null,null,null,null,null,null,null,7,1,{"$f":"INDEX(ManagedLoad[Total],MATCH(1,(ManagedLoad[Month]=StorageAllocation[[#This Row],[Month]])*(ManagedLoad[Hour Ending]=StorageAllocation[[#This Row],[Hour Ending]]),0))","v":33348},{"$f":"StorageAllocation[[#This Row],[Managed Load + NOU (MW)]]*(1+_xlfn.XLOOKUP(StorageAllocation[[#This Row],[Month]],PRM[Month],PRM[Planning Reserve Margin],0,0))","v":41198.585336658689},{"$f":"SUM(_xlfn._xlws.FILTER(Supply[Supply],(Supply[Month]=StorageAllocation[[#This Row],[Month]])*(Supply[Unit Category]<>\"Storage\")*(Supply[Hour Ending]=StorageAllocation[[#This Row],[Hour Ending]])=1,0))","v":42509.920567491557},{"$f":"StorageAllocation[[#This Row],[Supply Without Storage (MW)]]-StorageAllocation[[#This Row],[Total Load with PRM (MW)]]","v":1311.3352308328685},{"$f":"MAX(-StorageAllocation[[#This Row],[Excess Capacity (MW)]],0)","v":0},{"$f":"_xlfn.IFS(\n    StorageAllocation[[#This Row],[Hour Ending]]=1,\n    4*INDEX(NQC[NQC MW],MATCH(1,(NQC[Month]=StorageAllocation[[#This Row],[Month]])*(NQC[Unit Category]=\"Storage\"),0))-StorageAllocation[[#This Row],[Storage (MW)]],\n    StorageAllocation[[#This Row],[Storage (MW)]]>0,\n    OFFSET(StorageAllocation[[#This Row],[Storage SOC Day 1 (MWh)]],-1,0)-StorageAllocation[[#This Row],[Storage (MW)]],\n    TRUE,\n    MIN(\n        OFFSET(StorageAllocation[[#This Row],[Storage SOC Day 1 (MWh)]],-1,0)+0.85*INDEX(NQC[NQC MW],MATCH(1,(NQC[Month]=StorageAllocation[[#This Row],[Month]])*(NQC[Unit Category]=\"Storage\"),0)),\n        4*INDEX(NQC[NQC MW],MATCH(1,(NQC[Month]=StorageAllocation[[#This Row],[Month]])*(NQC[Unit Category]=\"Storage\"),0))\n    )\n)","v":55411.199999999997},{"$f":"_xlfn.IFS(\n    StorageAllocation[[#This Row],[Hour Ending]]=1,\n    OFFSET(StorageAllocation[[#This Row],[Storage SOC Day 1 (MWh)]],23,0)-StorageAllocation[[#This Row],[Storage (MW)]],\n    StorageAllocation[[#This Row],[Storage (MW)]]>0,\n    OFFSET(StorageAllocation[[#This Row],[Storage SOC Day 2 (MWh)]],-1,0)-StorageAllocation[[#This Row],[Storage (MW)]],\n    TRUE,\n    MIN(\n        OFFSET(StorageAllocation[[#This Row],[Storage SOC Day 2 (MWh)]],-1,0)+0.85*INDEX(NQC[NQC MW],MATCH(1,(NQC[Month]=StorageAllocation[[#This Row],[Month]])*(NQC[Unit Category]=\"Storage\"),0)),\n        4*INDEX(NQC[NQC MW],MATCH(1,(NQC[Month]=StorageAllocation[[#This Row],[Month]])*(NQC[Unit Category]=\"Storage\"),0))\n    )\n)","v":5.0931703299283981E-11},{"$f":"StorageAllocation[[#This Row],[Supply Without Storage (MW)]]+StorageAllocation[[#This Row],[Storage (MW)]]","v":42509.920567491557},{"$f":"StorageAllocation[[#This Row],[Adjusted Supply (MW)]]/StorageAllocation[[#This Row],[Managed Load + NOU (MW)]]-1","v":0.27473673286228739}]
[null,null,null,null,null,null,null,null,null,null,null,null,null,7,2,{"$f":"INDEX(ManagedLoad[Total],MATCH(1,(ManagedLoad[Month]=StorageAllocation[[#This Row],[Month]])*(ManagedLoad[Hour Ending]=StorageAllocation[[#This Row],[Hour Ending]]),0))","v":31281},{"$f":"StorageAllocation[[#This Row],[Managed Load + NOU (MW)]]*(1+_xlfn.XLOOKUP(StorageAllocation[[#This Row],[Month]],PRM[Month],PRM[Planning Reserve Margin],0,0))","v":38644.984644237149},{"$f":"SUM(_xlfn._xlws.FILTER(Supply[Supply],(Supply[Month]=StorageAllocation[[#This Row],[Month]])*(Supply[Unit Category]<>\"Storage\")*(Supply[Hour Ending]=StorageAllocation[[#This Row],[Hour Ending]])=1,0))","v":42258.69775346489},{"$f":"StorageAllocation[[#This Row],[Supply Without Storage (MW)]]-StorageAllocation[[#This Row],[Total Load with PRM (MW)]]","v":3613.7131092277414},{"$f":"MAX(-StorageAllocation[[#This Row],[Excess Capacity (MW)]],0)","v":0},{"$f":"_xlfn.IFS(\n    StorageAllocation[[#This Row],[Hour Ending]]=1,\n    4*INDEX(NQC[NQC MW],MATCH(1,(NQC[Month]=StorageAllocation[[#This Row],[Month]])*(NQC[Unit Category]=\"Storage\"),0))-StorageAllocation[[#This Row],[Storage (MW)]],\n    StorageAllocation[[#This Row],[Storage (MW)]]>0,\n    OFFSET(StorageAllocation[[#This Row],[Storage SOC Day 1 (MWh)]],-1,0)-StorageAllocation[[#This Row],[Storage (MW)]],\n    TRUE,\n    MIN(\n        OFFSET(StorageAllocation[[#This Row],[Storage SOC Day 1 (MWh)]],-1,0)+0.85*INDEX(NQC[NQC MW],MATCH(1,(NQC[Month]=StorageAllocation[[#This Row],[Month]])*(NQC[Unit Category]=\"Storage\"),0)),\n        4*INDEX(NQC[NQC MW],MATCH(1,(NQC[Month]=StorageAllocation[[#This Row],[Month]])*(NQC[Unit Category]=\"Storage\"),0))\n    )\n)","v":55411.199999999997},{"$f":"_xlfn.IFS(\n    StorageAllocation[[#This Row],[Hour Ending]]=1,\n    OFFSET(StorageAllocation[[#This Row],[Storage SOC Day 1 (MWh)]],23,0)-StorageAllocation[[#This Row],[Storage (MW)]],\n    StorageAllocation[[#This Row],[Storage (MW)]]>0,\n    OFFSET(StorageAllocation[[#This Row],[Storage SOC Day 2 (MWh)]],-1,0)-StorageAllocation[[#This Row],[Storage (MW)]],\n    TRUE,\n    MIN(\n        OFFSET(StorageAllocation[[#This Row],[Storage SOC Day 2 (MWh)]],-1,0)+0.85*INDEX(NQC[NQC MW],MATCH(1,(NQC[Month]=StorageAllocation[[#This Row],[Month]])*(NQC[Unit Category]=\"Storage\"),0)),\n        4*INDEX(NQC[NQC MW],MATCH(1,(NQC[Month]=StorageAllocation[[#This Row],[Month]])*(NQC[Unit Category]=\"Storage\"),0))\n    )\n)","v":11774.88000000005},{"$f":"StorageAllocation[[#This Row],[Supply Without Storage (MW)]]+StorageAllocation[[#This Row],[Storage (MW)]]","v":42258.69775346489},{"$f":"StorageAllocation[[#This Row],[Adjusted Supply (MW)]]/StorageAllocation[[#This Row],[Managed Load + NOU (MW)]]-1","v":0.35093819741903687}]
[null,null,null,null,null,null,null,null,null,null,null,null,null,7,3,{"$f":"INDEX(ManagedLoad[Total],MATCH(1,(ManagedLoad[Month]=StorageAllocation[[#This Row],[Month]])*(ManagedLoad[Hour Ending]=StorageAllocation[[#This Row],[Hour Ending]]),0))","v":30035},{"$f":"StorageAllocation[[#This Row],[Managed Load + NOU (MW)]]*(1+_xlfn.XLOOKUP(StorageAllocation[[#This Row],[Month]],PRM[Month],PRM[Planning Reserve Margin],0,0))","v":37105.658827712119},{"$f":"SUM(_xlfn._xlws.FILTER(Supply[Supply],(Supply[Month]=StorageAllocation[[#This Row],[Month]])*(Supply[Unit Category]<>\"Storage\")*(Supply[Hour Ending]=StorageAllocation[[#This Row],[Hour Ending]])=1,0))","v":41958.511730869868},{"$f":"StorageAllocation[[#This Row],[Supply Without Storage (MW)]]-StorageAllocation[[#This Row],[Total Load with PRM (MW)]]","v":4852.8529031577491},{"$f":"MAX(-StorageAllocation[[#This Row],[Excess Capacity (MW)]],0)","v":0},{"$f":"_xlfn.IFS(\n    StorageAllocation[[#This Row],[Hour Ending]]=1,\n    4*INDEX(NQC[NQC MW],MATCH(1,(NQC[Month]=StorageAllocation[[#This Row],[Month]])*(NQC[Unit Category]=\"Storage\"),0))-StorageAllocation[[#This Row],[Storage (MW)]],\n    StorageAllocation[[#This Row],[Storage (MW)]]>0,\n    OFFSET(StorageAllocation[[#This Row],[Storage SOC Day 1 (MWh)]],-1,0)-StorageAllocation[[#This Row],[Storage (MW)]],\n    TRUE,\n    MIN(\n        OFFSET(StorageAllocation[[#This Row],[Storage SOC Day 1 (MWh)]],-1,0)+0.85*INDEX(NQC[NQC MW],MATCH(1,(NQC[Month]=StorageAllocation[[#This Row],[Month]])*(NQC[Unit Category]=\"Storage\"),0)),\n        4*INDEX(NQC[NQC MW],MATCH(1,(NQC[Month]=StorageAllocation[[#This Row],[Month]])*(NQC[Unit Category]=\"Storage\"),0))\n    )\n)","v":55411.199999999997},{"$f":"_xlfn.IFS(\n    StorageAllocation[[#This Row],[Hour Ending]]=1,\n    OFFSET(StorageAllocation[[#This Row],[Storage SOC Day 1 (MWh)]],23,0)-StorageAllocation[[#This Row],[Storage (MW)]],\n    StorageAllocation[[#This Row],[Storage (MW)]]>0,\n    OFFSET(StorageAllocation[[#This Row],[Storage SOC Day 2 (MWh)]],-1,0)-StorageAllocation[[#This Row],[Storage (MW)]],\n    TRUE,\n    MIN(\n        OFFSET(StorageAllocation[[#This Row],[Storage SOC Day 2 (MWh)]],-1,0)+0.85*INDEX(NQC[NQC MW],MATCH(1,(NQC[Month]=StorageAllocation[[#This Row],[Month]])*(NQC[Unit Category]=\"Storage\"),0)),\n        4*INDEX(NQC[NQC MW],MATCH(1,(NQC[Month]=StorageAllocation[[#This Row],[Month]])*(NQC[Unit Category]=\"Storage\"),0))\n    )\n)","v":23549.760000000049},{"$f":"StorageAllocation[[#This Row],[Supply Without Storage (MW)]]+StorageAllocation[[#This Row],[Storage (MW)]]","v":41958.511730869868},{"$f":"StorageAllocation[[#This Row],[Adjusted Supply (MW)]]/StorageAllocation[[#This Row],[Managed Load + NOU (MW)]]-1","v":0.39698723924987078}]
[null,null,null,null,null,null,null,null,null,null,null,null,null,7,4,{"$f":"INDEX(ManagedLoad[Total],MATCH(1,(ManagedLoad[Month]=StorageAllocation[[#This Row],[Month]])*(ManagedLoad[Hour Ending]=StorageAllocation[[#This Row],[Hour Ending]]),0))","v":29622},{"$f":"StorageAllocation[[#This Row],[Managed Load + NOU (MW)]]*(1+_xlfn.XLOOKUP(StorageAllocation[[#This Row],[Month]],PRM[Month],PRM[Planning Reserve Margin],0,0))","v":36595.432854818988},{"$f":"SUM(_xlfn._xlws.FILTER(Supply[Supply],(Supply[Month]=StorageAllocation[[#This Row],[Month]])*(Supply[Unit Category]<>\"Storage\")*(Supply[Hour Ending]=StorageAllocation[[#This Row],[Hour Ending]])=1,0))","v":41694.413078272322},{"$f":"StorageAllocation[[#This Row],[Supply Without Storage (MW)]]-StorageAllocation[[#This Row],[Total Load with PRM (MW)]]","v":5098.9802234533345},{"$f":"MAX(-StorageAllocation[[#This Row],[Excess Capacity (MW)]],0)","v":0},{"$f":"_xlfn.IFS(\n    StorageAllocation[[#This Row],[Hour Ending]]=1,\n    4*INDEX(NQC[NQC MW],MATCH(1,(NQC[Month]=StorageAllocation[[#This Row],[Month]])*(NQC[Unit Category]=\"Storage\"),0))-StorageAllocation[[#This Row],[Storage (MW)]],\n    StorageAllocation[[#This Row],[Storage (MW)]]>0,\n    OFFSET(StorageAllocation[[#This Row],[Storage SOC Day 1 (MWh)]],-1,0)-StorageAllocation[[#This Row],[Storage (MW)]],\n    TRUE,\n    MIN(\n        OFFSET(StorageAllocation[[#This Row],[Storage SOC Day 1 (MWh)]],-1,0)+0.85*INDEX(NQC[NQC MW],MATCH(1,(NQC[Month]=StorageAllocation[[#This Row],[Month]])*(NQC[Unit Category]=\"Storage\"),0)),\n        4*INDEX(NQC[NQC MW],MATCH(1,(NQC[Month]=StorageAllocation[[#This Row],[Month]])*(NQC[Unit Category]=\"Storage\"),0))\n    )\n)","v":55411.199999999997},{"$f":"_xlfn.IFS(\n    StorageAllocation[[#This Row],[Hour Ending]]=1,\n    OFFSET(StorageAllocation[[#This Row],[Storage SOC Day 1 (MWh)]],23,0)-StorageAllocation[[#This Row],[Storage (MW)]],\n    StorageAllocation[[#This Row],[Storage (MW)]]>0,\n    OFFSET(StorageAllocation[[#This Row],[Storage SOC Day 2 (MWh)]],-1,0)-StorageAllocation[[#This Row],[Storage (MW)]],\n    TRUE,\n    MIN(\n        OFFSET(StorageAllocation[[#This Row],[Storage SOC Day 2 (MWh)]],-1,0)+0.85*INDEX(NQC[NQC MW],MATCH(1,(NQC[Month]=StorageAllocation[[#This Row],[Month]])*(NQC[Unit Category]=\"Storage\"),0)),\n        4*INDEX(NQC[NQC MW],MATCH(1,(NQC[Month]=StorageAllocation[[#This Row],[Month]])*(NQC[Unit Category]=\"Storage\"),0))\n    )\n)","v":35324.64000000005},{"$f":"StorageAllocation[[#This Row],[Supply Without Storage (MW)]]+StorageAllocation[[#This Row],[Storage (MW)]]","v":41694.413078272322},{"$f":"StorageAllocation[[#This Row],[Adjusted Supply (MW)]]/StorageAllocation[[#This Row],[Managed Load + NOU (MW)]]-1","v":0.40754888522963761}]
[null,null,null,null,null,null,null,null,null,null,null,null,null,7,5,{"$f":"INDEX(ManagedLoad[Total],MATCH(1,(ManagedLoad[Month]=StorageAllocation[[#This Row],[Month]])*(ManagedLoad[Hour Ending]=StorageAllocation[[#This Row],[Hour Ending]]),0))","v":30264},{"$f":"StorageAllocation[[#This Row],[Managed Load + NOU (MW)]]*(1+_xlfn.XLOOKUP(StorageAllocation[[#This Row],[Month]],PRM[Month],PRM[Planning Reserve Margin],0,0))","v":37388.568628662542},{"$f":"SUM(_xlfn._xlws.FILTER(Supply[Supply],(Supply[Month]=StorageAllocation[[#This Row],[Month]])*(Supply[Unit Category]<>\"Storage\")*(Supply[Hour Ending]=StorageAllocation[[#This Row],[Hour Ending]])=1,0))","v":41374.507417516223},{"$f":"StorageAllocation[[#This Row],[Supply Without Storage (MW)]]-StorageAllocation[[#This Row],[Total Load with PRM (MW)]]","v":3985.9387888536803},{"$f":"MAX(-StorageAllocation[[#This Row],[Excess Capacity (MW)]],0)","v":0},{"$f":"_xlfn.IFS(\n    StorageAllocation[[#This Row],[Hour Ending]]=1,\n    4*INDEX(NQC[NQC MW],MATCH(1,(NQC[Month]=StorageAllocation[[#This Row],[Month]])*(NQC[Unit Category]=\"Storage\"),0))-StorageAllocation[[#This Row],[Storage (MW)]],\n    StorageAllocation[[#This Row],[Storage (MW)]]>0,\n    OFFSET(StorageAllocation[[#This Row],[Storage SOC Day 1 (MWh)]],-1,0)-StorageAllocation[[#This Row],[Storage (MW)]],\n    TRUE,\n    MIN(\n        OFFSET(StorageAllocation[[#This Row],[Storage SOC Day 1 (MWh)]],-1,0)+0.85*INDEX(NQC[NQC MW],MATCH(1,(NQC[Month]=StorageAllocation[[#This Row],[Month]])*(NQC[Unit Category]=\"Storage\"),0)),\n        4*INDEX(NQC[NQC MW],MATCH(1,(NQC[Month]=StorageAllocation[[#This Row],[Month]])*(NQC[Unit Category]=\"Storage\"),0))\n    )\n)","v":55411.199999999997},{"$f":"_xlfn.IFS(\n    StorageAllocation[[#This Row],[Hour Ending]]=1,\n    OFFSET(StorageAllocation[[#This Row],[Storage SOC Day 1 (MWh)]],23,0)-StorageAllocation[[#This Row],[Storage (MW)]],\n    StorageAllocation[[#This Row],[Storage (MW)]]>0,\n    OFFSET(StorageAllocation[[#This Row],[Storage SOC Day 2 (MWh)]],-1,0)-StorageAllocation[[#This Row],[Storage (MW)]],\n    TRUE,\n    MIN(\n        OFFSET(StorageAllocation[[#This Row],[Storage SOC Day 2 (MWh)]],-1,0)+0.85*INDEX(NQC[NQC MW],MATCH(1,(NQC[Month]=StorageAllocation[[#This Row],[Month]])*(NQC[Unit Category]=\"Storage\"),0)),\n        4*INDEX(NQC[NQC MW],MATCH(1,(NQC[Month]=StorageAllocation[[#This Row],[Month]])*(NQC[Unit Category]=\"Storage\"),0))\n    )\n)","v":47099.520000000048},{"$f":"StorageAllocation[[#This Row],[Supply Without Storage (MW)]]+StorageAllocation[[#This Row],[Storage (MW)]]","v":41374.507417516223},{"$f":"StorageAllocation[[#This Row],[Adjusted Supply (MW)]]/StorageAllocation[[#This Row],[Managed Load + NOU (MW)]]-1","v":0.36711959481615852}]
[null,null,null,null,null,null,null,null,null,null,null,null,null,7,6,{"$f":"INDEX(ManagedLoad[Total],MATCH(1,(ManagedLoad[Month]=StorageAllocation[[#This Row],[Month]])*(ManagedLoad[Hour Ending]=StorageAllocation[[#This Row],[Hour Ending]]),0))","v":31470},{"$f":"StorageAllocation[[#This Row],[Managed Load + NOU (MW)]]*(1+_xlfn.XLOOKUP(StorageAllocation[[#This Row],[Month]],PRM[Month],PRM[Planning Reserve Margin],0,0))","v":38878.477886069595},{"$f":"SUM(_xlfn._xlws.FILTER(Supply[Supply],(Supply[Month]=StorageAllocation[[#This Row],[Month]])*(Supply[Unit Category]<>\"Storage\")*(Supply[Hour Ending]=StorageAllocation[[#This Row],[Hour Ending]])=1,0))","v":42693.236986139644},{"$f":"StorageAllocation[[#This Row],[Supply Without Storage (MW)]]-StorageAllocation[[#This Row],[Total Load with PRM (MW)]]","v":3814.7591000700486},{"$f":"MAX(-StorageAllocation[[#This Row],[Excess Capacity (MW)]],0)","v":0},{"$f":"_xlfn.IFS(\n    StorageAllocation[[#This Row],[Hour Ending]]=1,\n    4*INDEX(NQC[NQC MW],MATCH(1,(NQC[Month]=StorageAllocation[[#This Row],[Month]])*(NQC[Unit Category]=\"Storage\"),0))-StorageAllocation[[#This Row],[Storage (MW)]],\n    StorageAllocation[[#This Row],[Storage (MW)]]>0,\n    OFFSET(StorageAllocation[[#This Row],[Storage SOC Day 1 (MWh)]],-1,0)-StorageAllocation[[#This Row],[Storage (MW)]],\n    TRUE,\n    MIN(\n        OFFSET(StorageAllocation[[#This Row],[Storage SOC Day 1 (MWh)]],-1,0)+0.85*INDEX(NQC[NQC MW],MATCH(1,(NQC[Month]=StorageAllocation[[#This Row],[Month]])*(NQC[Unit Category]=\"Storage\"),0)),\n        4*INDEX(NQC[NQC MW],MATCH(1,(NQC[Month]=StorageAllocation[[#This Row],[Month]])*(NQC[Unit Category]=\"Storage\"),0))\n    )\n)","v":55411.199999999997},{"$f":"_xlfn.IFS(\n    StorageAllocation[[#This Row],[Hour Ending]]=1,\n    OFFSET(StorageAllocation[[#This Row],[Storage SOC Day 1 (MWh)]],23,0)-StorageAllocation[[#This Row],[Storage (MW)]],\n    StorageAllocation[[#This Row],[Storage (MW)]]>0,\n    OFFSET(StorageAllocation[[#This Row],[Storage SOC Day 2 (MWh)]],-1,0)-StorageAllocation[[#This Row],[Storage (MW)]],\n    TRUE,\n    MIN(\n        OFFSET(StorageAllocation[[#This Row],[Storage SOC Day 2 (MWh)]],-1,0)+0.85*INDEX(NQC[NQC MW],MATCH(1,(NQC[Month]=StorageAllocation[[#This Row],[Month]])*(NQC[Unit Category]=\"Storage\"),0)),\n        4*INDEX(NQC[NQC MW],MATCH(1,(NQC[Month]=StorageAllocation[[#This Row],[Month]])*(NQC[Unit Category]=\"Storage\"),0))\n    )\n)","v":55411.199999999997},{"$f":"StorageAllocation[[#This Row],[Supply Without Storage (MW)]]+StorageAllocation[[#This Row],[Storage (MW)]]","v":42693.236986139644},{"$f":"StorageAllocation[[#This Row],[Adjusted Supply (MW)]]/StorageAllocation[[#This Row],[Managed Load + NOU (MW)]]-1","v":0.35663288802477422}]
[null,null,null,null,null,null,null,null,null,null,null,null,null,7,7,{"$f":"INDEX(ManagedLoad[Total],MATCH(1,(ManagedLoad[Month]=StorageAllocation[[#This Row],[Month]])*(ManagedLoad[Hour Ending]=StorageAllocation[[#This Row],[Hour Ending]]),0))","v":33015},{"$f":"StorageAllocation[[#This Row],[Managed Load + NOU (MW)]]*(1+_xlfn.XLOOKUP(StorageAllocation[[#This Row],[Month]],PRM[Month],PRM[Planning Reserve Margin],0,0))","v":40787.192482001519},{"$f":"SUM(_xlfn._xlws.FILTER(Supply[Supply],(Supply[Month]=StorageAllocation[[#This Row],[Month]])*(Supply[Unit Category]<>\"Storage\")*(Supply[Hour Ending]=StorageAllocation[[#This Row],[Hour Ending]])=1,0))","v":49627.544891350968},{"$f":"StorageAllocation[[#This Row],[Supply Without Storage (MW)]]-StorageAllocation[[#This Row],[Total Load with PRM (MW)]]","v":8840.3524093494489},{"$f":"MAX(-StorageAllocation[[#This Row],[Excess Capacity (MW)]],0)","v":0},{"$f":"_xlfn.IFS(\n    StorageAllocation[[#This Row],[Hour Ending]]=1,\n    4*INDEX(NQC[NQC MW],MATCH(1,(NQC[Month]=StorageAllocation[[#This Row],[Month]])*(NQC[Unit Category]=\"Storage\"),0))-StorageAllocation[[#This Row],[Storage (MW)]],\n    StorageAllocation[[#This Row],[Storage (MW)]]>0,\n    OFFSET(StorageAllocation[[#This Row],[Storage SOC Day 1 (MWh)]],-1,0)-StorageAllocation[[#This Row],[Storage (MW)]],\n    TRUE,\n    MIN(\n        OFFSET(StorageAllocation[[#This Row],[Storage SOC Day 1 (MWh)]],-1,0)+0.85*INDEX(NQC[NQC MW],MATCH(1,(NQC[Month]=StorageAllocation[[#This Row],[Month]])*(NQC[Unit Category]=\"Storage\"),0)),\n        4*INDEX(NQC[NQC MW],MATCH(1,(NQC[Month]=StorageAllocation[[#This Row],[Month]])*(NQC[Unit Category]=\"Storage\"),0))\n    )\n)","v":55411.199999999997},{"$f":"_xlfn.IFS(\n    StorageAllocation[[#This Row],[Hour Ending]]=1,\n    OFFSET(StorageAllocation[[#This Row],[Storage SOC Day 1 (MWh)]],23,0)-StorageAllocation[[#This Row],[Storage (MW)]],\n    StorageAllocation[[#This Row],[Storage (MW)]]>0,\n    OFFSET(StorageAllocation[[#This Row],[Storage SOC Day 2 (MWh)]],-1,0)-StorageAllocation[[#This Row],[Storage (MW)]],\n    TRUE,\n    MIN(\n        OFFSET(StorageAllocation[[#This Row],[Storage SOC Day 2 (MWh)]],-1,0)+0.85*INDEX(NQC[NQC MW],MATCH(1,(NQC[Month]=StorageAllocation[[#This Row],[Month]])*(NQC[Unit Category]=\"Storage\"),0)),\n        4*INDEX(NQC[NQC MW],MATCH(1,(NQC[Month]=StorageAllocation[[#This Row],[Month]])*(NQC[Unit Category]=\"Storage\"),0))\n    )\n)","v":55411.199999999997},{"$f":"StorageAllocation[[#This Row],[Supply Without Storage (MW)]]+StorageAllocation[[#This Row],[Storage (MW)]]","v":49627.544891350968},{"$f":"StorageAllocation[[#This Row],[Adjusted Supply (MW)]]/StorageAllocation[[#This Row],[Managed Load + NOU (MW)]]-1","v":0.50318173228383967}]
[null,null,null,null,null,null,null,null,null,null,null,null,null,7,8,{"$f":"INDEX(ManagedLoad[Total],MATCH(1,(ManagedLoad[Month]=StorageAllocation[[#This Row],[Month]])*(ManagedLoad[Hour Ending]=StorageAllocation[[#This Row],[Hour Ending]]),0))","v":33949},{"$f":"StorageAllocation[[#This Row],[Managed Load + NOU (MW)]]*(1+_xlfn.XLOOKUP(StorageAllocation[[#This Row],[Month]],PRM[Month],PRM[Planning Reserve Margin],0,0))","v":41941.069137406317},{"$f":"SUM(_xlfn._xlws.FILTER(Supply[Supply],(Supply[Month]=StorageAllocation[[#This Row],[Month]])*(Supply[Unit Category]<>\"Storage\")*(Supply[Hour Ending]=StorageAllocation[[#This Row],[Hour Ending]])=1,0))","v":55165.717449438191},{"$f":"StorageAllocation[[#This Row],[Supply Without Storage (MW)]]-StorageAllocation[[#This Row],[Total Load with PRM (MW)]]","v":13224.648312031874},{"$f":"MAX(-StorageAllocation[[#This Row],[Excess Capacity (MW)]],0)","v":0},{"$f":"_xlfn.IFS(\n    StorageAllocation[[#This Row],[Hour Ending]]=1,\n    4*INDEX(NQC[NQC MW],MATCH(1,(NQC[Month]=StorageAllocation[[#This Row],[Month]])*(NQC[Unit Category]=\"Storage\"),0))-StorageAllocation[[#This Row],[Storage (MW)]],\n    StorageAllocation[[#This Row],[Storage (MW)]]>0,\n    OFFSET(StorageAllocation[[#This Row],[Storage SOC Day 1 (MWh)]],-1,0)-StorageAllocation[[#This Row],[Storage (MW)]],\n    TRUE,\n    MIN(\n        OFFSET(StorageAllocation[[#This Row],[Storage SOC Day 1 (MWh)]],-1,0)+0.85*INDEX(NQC[NQC MW],MATCH(1,(NQC[Month]=StorageAllocation[[#This Row],[Month]])*(NQC[Unit Category]=\"Storage\"),0)),\n        4*INDEX(NQC[NQC MW],MATCH(1,(NQC[Month]=StorageAllocation[[#This Row],[Month]])*(NQC[Unit Category]=\"Storage\"),0))\n    )\n)","v":55411.199999999997},{"$f":"_xlfn.IFS(\n    StorageAllocation[[#This Row],[Hour Ending]]=1,\n    OFFSET(StorageAllocation[[#This Row],[Storage SOC Day 1 (MWh)]],23,0)-StorageAllocation[[#This Row],[Storage (MW)]],\n    StorageAllocation[[#This Row],[Storage (MW)]]>0,\n    OFFSET(StorageAllocation[[#This Row],[Storage SOC Day 2 (MWh)]],-1,0)-StorageAllocation[[#This Row],[Storage (MW)]],\n    TRUE,\n    MIN(\n        OFFSET(StorageAllocation[[#This Row],[Storage SOC Day 2 (MWh)]],-1,0)+0.85*INDEX(NQC[NQC MW],MATCH(1,(NQC[Month]=StorageAllocation[[#This Row],[Month]])*(NQC[Unit Category]=\"Storage\"),0)),\n        4*INDEX(NQC[NQC MW],MATCH(1,(NQC[Month]=StorageAllocation[[#This Row],[Month]])*(NQC[Unit Category]=\"Storage\"),0))\n    )\n)","v":55411.199999999997},{"$f":"StorageAllocation[[#This Row],[Supply Without Storage (MW)]]+StorageAllocation[[#This Row],[Storage (MW)]]","v":55165.717449438191},{"$f":"StorageAllocation[[#This Row],[Adjusted Supply (MW)]]/StorageAllocation[[#This Row],[Managed Load + NOU (MW)]]-1","v":0.62495853926295886}]
[null,null,null,null,null,null,null,null,null,null,null,null,null,7,9,{"$f":"INDEX(ManagedLoad[Total],MATCH(1,(ManagedLoad[Month]=StorageAllocation[[#This Row],[Month]])*(ManagedLoad[Hour Ending]=StorageAllocation[[#This Row],[Hour Ending]]),0))","v":34234},{"$f":"StorageAllocation[[#This Row],[Managed Load + NOU (MW)]]*(1+_xlfn.XLOOKUP(StorageAllocation[[#This Row],[Month]],PRM[Month],PRM[Planning Reserve Margin],0,0))","v":42293.16212112191},{"$f":"SUM(_xlfn._xlws.FILTER(Supply[Supply],(Supply[Month]=StorageAllocation[[#This Row],[Month]])*(Supply[Unit Category]<>\"Storage\")*(Supply[Hour Ending]=StorageAllocation[[#This Row],[Hour Ending]])=1,0))","v":57341.162329438608},{"$f":"StorageAllocation[[#This Row],[Supply Without Storage (MW)]]-StorageAllocation[[#This Row],[Total Load with PRM (MW)]]","v":15048.000208316698},{"$f":"MAX(-StorageAllocation[[#This Row],[Excess Capacity (MW)]],0)","v":0},{"$f":"_xlfn.IFS(\n    StorageAllocation[[#This Row],[Hour Ending]]=1,\n    4*INDEX(NQC[NQC MW],MATCH(1,(NQC[Month]=StorageAllocation[[#This Row],[Month]])*(NQC[Unit Category]=\"Storage\"),0))-StorageAllocation[[#This Row],[Storage (MW)]],\n    StorageAllocation[[#This Row],[Storage (MW)]]>0,\n    OFFSET(StorageAllocation[[#This Row],[Storage SOC Day 1 (MWh)]],-1,0)-StorageAllocation[[#This Row],[Storage (MW)]],\n    TRUE,\n    MIN(\n        OFFSET(StorageAllocation[[#This Row],[Storage SOC Day 1 (MWh)]],-1,0)+0.85*INDEX(NQC[NQC MW],MATCH(1,(NQC[Month]=StorageAllocation[[#This Row],[Month]])*(NQC[Unit Category]=\"Storage\"),0)),\n        4*INDEX(NQC[NQC MW],MATCH(1,(NQC[Month]=StorageAllocation[[#This Row],[Month]])*(NQC[Unit Category]=\"Storage\"),0))\n    )\n)","v":55411.199999999997},{"$f":"_xlfn.IFS(\n    StorageAllocation[[#This Row],[Hour Ending]]=1,\n    OFFSET(StorageAllocation[[#This Row],[Storage SOC Day 1 (MWh)]],23,0)-StorageAllocation[[#This Row],[Storage (MW)]],\n    StorageAllocation[[#This Row],[Storage (MW)]]>0,\n    OFFSET(StorageAllocation[[#This Row],[Storage SOC Day 2 (MWh)]],-1,0)-StorageAllocation[[#This Row],[Storage (MW)]],\n    TRUE,\n    MIN(\n        OFFSET(StorageAllocation[[#This Row],[Storage SOC Day 2 (MWh)]],-1,0)+0.85*INDEX(NQC[NQC MW],MATCH(1,(NQC[Month]=StorageAllocation[[#This Row],[Month]])*(NQC[Unit Category]=\"Storage\"),0)),\n        4*INDEX(NQC[NQC MW],MATCH(1,(NQC[Month]=StorageAllocation[[#This Row],[Month]])*(NQC[Unit Category]=\"Storage\"),0))\n    )\n)","v":55411.199999999997},{"$f":"StorageAllocation[[#This Row],[Supply Without Storage (MW)]]+StorageAllocation[[#This Row],[Storage (MW)]]","v":57341.162329438608},{"$f":"StorageAllocation[[#This Row],[Adjusted Supply (MW)]]/StorageAllocation[[#This Row],[Managed Load + NOU (MW)]]-1","v":0.67497699157091229}]
[null,null,null,null,null,null,null,null,null,null,null,null,null,7,10,{"$f":"INDEX(ManagedLoad[Total],MATCH(1,(ManagedLoad[Month]=StorageAllocation[[#This Row],[Month]])*(ManagedLoad[Hour Ending]=StorageAllocation[[#This Row],[Hour Ending]]),0))","v":34640},{"$f":"StorageAllocation[[#This Row],[Managed Load + NOU (MW)]]*(1+_xlfn.XLOOKUP(StorageAllocation[[#This Row],[Month]],PRM[Month],PRM[Planning Reserve Margin],0,0))","v":42794.74019616939},{"$f":"SUM(_xlfn._xlws.FILTER(Supply[Supply],(Supply[Month]=StorageAllocation[[#This Row],[Month]])*(Supply[Unit Category]<>\"Storage\")*(Supply[Hour Ending]=StorageAllocation[[#This Row],[Hour Ending]])=1,0))","v":58250.635508705731},{"$f":"StorageAllocation[[#This Row],[Supply Without Storage (MW)]]-StorageAllocation[[#This Row],[Total Load with PRM (MW)]]","v":15455.89531253634},{"$f":"MAX(-StorageAllocation[[#This Row],[Excess Capacity (MW)]],0)","v":0},{"$f":"_xlfn.IFS(\n    StorageAllocation[[#This Row],[Hour Ending]]=1,\n    4*INDEX(NQC[NQC MW],MATCH(1,(NQC[Month]=StorageAllocation[[#This Row],[Month]])*(NQC[Unit Category]=\"Storage\"),0))-StorageAllocation[[#This Row],[Storage (MW)]],\n    StorageAllocation[[#This Row],[Storage (MW)]]>0,\n    OFFSET(StorageAllocation[[#This Row],[Storage SOC Day 1 (MWh)]],-1,0)-StorageAllocation[[#This Row],[Storage (MW)]],\n    TRUE,\n    MIN(\n        OFFSET(StorageAllocation[[#This Row],[Storage SOC Day 1 (MWh)]],-1,0)+0.85*INDEX(NQC[NQC MW],MATCH(1,(NQC[Month]=StorageAllocation[[#This Row],[Month]])*(NQC[Unit Category]=\"Storage\"),0)),\n        4*INDEX(NQC[NQC MW],MATCH(1,(NQC[Month]=StorageAllocation[[#This Row],[Month]])*(NQC[Unit Category]=\"Storage\"),0))\n    )\n)","v":55411.199999999997},{"$f":"_xlfn.IFS(\n    StorageAllocation[[#This Row],[Hour Ending]]=1,\n    OFFSET(StorageAllocation[[#This Row],[Storage SOC Day 1 (MWh)]],23,0)-StorageAllocation[[#This Row],[Storage (MW)]],\n    StorageAllocation[[#This Row],[Storage (MW)]]>0,\n    OFFSET(StorageAllocation[[#This Row],[Storage SOC Day 2 (MWh)]],-1,0)-StorageAllocation[[#This Row],[Storage (MW)]],\n    TRUE,\n    MIN(\n        OFFSET(StorageAllocation[[#This Row],[Storage SOC Day 2 (MWh)]],-1,0)+0.85*INDEX(NQC[NQC MW],MATCH(1,(NQC[Month]=StorageAllocation[[#This Row],[Month]])*(NQC[Unit Category]=\"Storage\"),0)),\n        4*INDEX(NQC[NQC MW],MATCH(1,(NQC[Month]=StorageAllocation[[#This Row],[Month]])*(NQC[Unit Category]=\"Storage\"),0))\n    )\n)","v":55411.199999999997},{"$f":"StorageAllocation[[#This Row],[Supply Without Storage (MW)]]+StorageAllocation[[#This Row],[Storage (MW)]]","v":58250.635508705731},{"$f":"StorageAllocation[[#This Row],[Adjusted Supply (MW)]]/StorageAllocation[[#This Row],[Managed Load + NOU (MW)]]-1","v":0.6816003322374633}]
[null,null,null,null,null,null,null,null,null,null,null,null,null,7,11,{"$f":"INDEX(ManagedLoad[Total],MATCH(1,(ManagedLoad[Month]=StorageAllocation[[#This Row],[Month]])*(ManagedLoad[Hour Ending]=StorageAllocation[[#This Row],[Hour Ending]]),0))","v":35785},{"$f":"StorageAllocation[[#This Row],[Managed Load + NOU (MW)]]*(1+_xlfn.XLOOKUP(StorageAllocation[[#This Row],[Month]],PRM[Month],PRM[Planning Reserve Margin],0,0))","v":44209.289200921528},{"$f":"SUM(_xlfn._xlws.FILTER(Supply[Supply],(Supply[Month]=StorageAllocation[[#This Row],[Month]])*(Supply[Unit Category]<>\"Storage\")*(Supply[Hour Ending]=StorageAllocation[[#This Row],[Hour Ending]])=1,0))","v":58701.158036817615},{"$f":"StorageAllocation[[#This Row],[Supply Without Storage (MW)]]-StorageAllocation[[#This Row],[Total Load with PRM (MW)]]","v":14491.868835896086},{"$f":"MAX(-StorageAllocation[[#This Row],[Excess Capacity (MW)]],0)","v":0},{"$f":"_xlfn.IFS(\n    StorageAllocation[[#This Row],[Hour Ending]]=1,\n    4*INDEX(NQC[NQC MW],MATCH(1,(NQC[Month]=StorageAllocation[[#This Row],[Month]])*(NQC[Unit Category]=\"Storage\"),0))-StorageAllocation[[#This Row],[Storage (MW)]],\n    StorageAllocation[[#This Row],[Storage (MW)]]>0,\n    OFFSET(StorageAllocation[[#This Row],[Storage SOC Day 1 (MWh)]],-1,0)-StorageAllocation[[#This Row],[Storage (MW)]],\n    TRUE,\n    MIN(\n        OFFSET(StorageAllocation[[#This Row],[Storage SOC Day 1 (MWh)]],-1,0)+0.85*INDEX(NQC[NQC MW],MATCH(1,(NQC[Month]=StorageAllocation[[#This Row],[Month]])*(NQC[Unit Category]=\"Storage\"),0)),\n        4*INDEX(NQC[NQC MW],MATCH(1,(NQC[Month]=StorageAllocation[[#This Row],[Month]])*(NQC[Unit Category]=\"Storage\"),0))\n    )\n)","v":55411.199999999997},{"$f":"_xlfn.IFS(\n    StorageAllocation[[#This Row],[Hour Ending]]=1,\n    OFFSET(StorageAllocation[[#This Row],[Storage SOC Day 1 (MWh)]],23,0)-StorageAllocation[[#This Row],[Storage (MW)]],\n    StorageAllocation[[#This Row],[Storage (MW)]]>0,\n    OFFSET(StorageAllocation[[#This Row],[Storage SOC Day 2 (MWh)]],-1,0)-StorageAllocation[[#This Row],[Storage (MW)]],\n    TRUE,\n    MIN(\n        OFFSET(StorageAllocation[[#This Row],[Storage SOC Day 2 (MWh)]],-1,0)+0.85*INDEX(NQC[NQC MW],MATCH(1,(NQC[Month]=StorageAllocation[[#This Row],[Month]])*(NQC[Unit Category]=\"Storage\"),0)),\n        4*INDEX(NQC[NQC MW],MATCH(1,(NQC[Month]=StorageAllocation[[#This Row],[Month]])*(NQC[Unit Category]=\"Storage\"),0))\n    )\n)","v":55411.199999999997},{"$f":"StorageAllocation[[#This Row],[Supply Without Storage (MW)]]+StorageAllocation[[#This Row],[Storage (MW)]]","v":58701.158036817615},{"$f":"StorageAllocation[[#This Row],[Adjusted Supply (MW)]]/StorageAllocation[[#This Row],[Managed Load + NOU (MW)]]-1","v":0.64038446379258396}]
[null,null,null,null,null,null,null,null,null,null,null,null,null,7,12,{"$f":"INDEX(ManagedLoad[Total],MATCH(1,(ManagedLoad[Month]=StorageAllocation[[#This Row],[Month]])*(ManagedLoad[Hour Ending]=StorageAllocation[[#This Row],[Hour Ending]]),0))","v":37070},{"$f":"StorageAllocation[[#This Row],[Managed Load + NOU (MW)]]*(1+_xlfn.XLOOKUP(StorageAllocation[[#This Row],[Month]],PRM[Month],PRM[Planning Reserve Margin],0,0))","v":45796.796162586586},{"$f":"SUM(_xlfn._xlws.FILTER(Supply[Supply],(Supply[Month]=StorageAllocation[[#This Row],[Month]])*(Supply[Unit Category]<>\"Storage\")*(Supply[Hour Ending]=StorageAllocation[[#This Row],[Hour Ending]])=1,0))","v":58820.546696313962},{"$f":"StorageAllocation[[#This Row],[Supply Without Storage (MW)]]-StorageAllocation[[#This Row],[Total Load with PRM (MW)]]","v":13023.750533727376},{"$f":"MAX(-StorageAllocation[[#This Row],[Excess Capacity (MW)]],0)","v":0},{"$f":"_xlfn.IFS(\n    StorageAllocation[[#This Row],[Hour Ending]]=1,\n    4*INDEX(NQC[NQC MW],MATCH(1,(NQC[Month]=StorageAllocation[[#This Row],[Month]])*(NQC[Unit Category]=\"Storage\"),0))-StorageAllocation[[#This Row],[Storage (MW)]],\n    StorageAllocation[[#This Row],[Storage (MW)]]>0,\n    OFFSET(StorageAllocation[[#This Row],[Storage SOC Day 1 (MWh)]],-1,0)-StorageAllocation[[#This Row],[Storage (MW)]],\n    TRUE,\n    MIN(\n        OFFSET(StorageAllocation[[#This Row],[Storage SOC Day 1 (MWh)]],-1,0)+0.85*INDEX(NQC[NQC MW],MATCH(1,(NQC[Month]=StorageAllocation[[#This Row],[Month]])*(NQC[Unit Category]=\"Storage\"),0)),\n        4*INDEX(NQC[NQC MW],MATCH(1,(NQC[Month]=StorageAllocation[[#This Row],[Month]])*(NQC[Unit Category]=\"Storage\"),0))\n    )\n)","v":55411.199999999997},{"$f":"_xlfn.IFS(\n    StorageAllocation[[#This Row],[Hour Ending]]=1,\n    OFFSET(StorageAllocation[[#This Row],[Storage SOC Day 1 (MWh)]],23,0)-StorageAllocation[[#This Row],[Storage (MW)]],\n    StorageAllocation[[#This Row],[Storage (MW)]]>0,\n    OFFSET(StorageAllocation[[#This Row],[Storage SOC Day 2 (MWh)]],-1,0)-StorageAllocation[[#This Row],[Storage (MW)]],\n    TRUE,\n    MIN(\n        OFFSET(StorageAllocation[[#This Row],[Storage SOC Day 2 (MWh)]],-1,0)+0.85*INDEX(NQC[NQC MW],MATCH(1,(NQC[Month]=StorageAllocation[[#This Row],[Month]])*(NQC[Unit Category]=\"Storage\"),0)),\n        4*INDEX(NQC[NQC MW],MATCH(1,(NQC[Month]=StorageAllocation[[#This Row],[Month]])*(NQC[Unit Category]=\"Storage\"),0))\n    )\n)","v":55411.199999999997},{"$f":"StorageAllocation[[#This Row],[Supply Without Storage (MW)]]+StorageAllocation[[#This Row],[Storage (MW)]]","v":58820.546696313962},{"$f":"StorageAllocation[[#This Row],[Adjusted Supply (MW)]]/StorageAllocation[[#This Row],[Managed Load + NOU (MW)]]-1","v":0.5867425599221463}]
[null,null,null,null,null,null,null,null,null,null,null,null,null,7,13,{"$f":"INDEX(ManagedLoad[Total],MATCH(1,(ManagedLoad[Month]=StorageAllocation[[#This Row],[Month]])*(ManagedLoad[Hour Ending]=StorageAllocation[[#This Row],[Hour Ending]]),0))","v":39456},{"$f":"StorageAllocation[[#This Row],[Managed Load + NOU (MW)]]*(1+_xlfn.XLOOKUP(StorageAllocation[[#This Row],[Month]],PRM[Month],PRM[Planning Reserve Margin],0,0))","v":48744.493913974009},{"$f":"SUM(_xlfn._xlws.FILTER(Supply[Supply],(Supply[Month]=StorageAllocation[[#This Row],[Month]])*(Supply[Unit Category]<>\"Storage\")*(Supply[Hour Ending]=StorageAllocation[[#This Row],[Hour Ending]])=1,0))","v":58906.393606570658},{"$f":"StorageAllocation[[#This Row],[Supply Without Storage (MW)]]-StorageAllocation[[#This Row],[Total Load with PRM (MW)]]","v":10161.899692596649},{"$f":"MAX(-StorageAllocation[[#This Row],[Excess Capacity (MW)]],0)","v":0},{"$f":"_xlfn.IFS(\n    StorageAllocation[[#This Row],[Hour Ending]]=1,\n    4*INDEX(NQC[NQC MW],MATCH(1,(NQC[Month]=StorageAllocation[[#This Row],[Month]])*(NQC[Unit Category]=\"Storage\"),0))-StorageAllocation[[#This Row],[Storage (MW)]],\n    StorageAllocation[[#This Row],[Storage (MW)]]>0,\n    OFFSET(StorageAllocation[[#This Row],[Storage SOC Day 1 (MWh)]],-1,0)-StorageAllocation[[#This Row],[Storage (MW)]],\n    TRUE,\n    MIN(\n        OFFSET(StorageAllocation[[#This Row],[Storage SOC Day 1 (MWh)]],-1,0)+0.85*INDEX(NQC[NQC MW],MATCH(1,(NQC[Month]=StorageAllocation[[#This Row],[Month]])*(NQC[Unit Category]=\"Storage\"),0)),\n        4*INDEX(NQC[NQC MW],MATCH(1,(NQC[Month]=StorageAllocation[[#This Row],[Month]])*(NQC[Unit Category]=\"Storage\"),0))\n    )\n)","v":55411.199999999997},{"$f":"_xlfn.IFS(\n    StorageAllocation[[#This Row],[Hour Ending]]=1,\n    OFFSET(StorageAllocation[[#This Row],[Storage SOC Day 1 (MWh)]],23,0)-StorageAllocation[[#This Row],[Storage (MW)]],\n    StorageAllocation[[#This Row],[Storage (MW)]]>0,\n    OFFSET(StorageAllocation[[#This Row],[Storage SOC Day 2 (MWh)]],-1,0)-StorageAllocation[[#This Row],[Storage (MW)]],\n    TRUE,\n    MIN(\n        OFFSET(StorageAllocation[[#This Row],[Storage SOC Day 2 (MWh)]],-1,0)+0.85*INDEX(NQC[NQC MW],MATCH(1,(NQC[Month]=StorageAllocation[[#This Row],[Month]])*(NQC[Unit Category]=\"Storage\"),0)),\n        4*INDEX(NQC[NQC MW],MATCH(1,(NQC[Month]=StorageAllocation[[#This Row],[Month]])*(NQC[Unit Category]=\"Storage\"),0))\n    )\n)","v":55411.199999999997},{"$f":"StorageAllocation[[#This Row],[Supply Without Storage (MW)]]+StorageAllocation[[#This Row],[Storage (MW)]]","v":58906.393606570658},{"$f":"StorageAllocation[[#This Row],[Adjusted Supply (MW)]]/StorageAllocation[[#This Row],[Managed Load + NOU (MW)]]-1","v":0.4929641526401729}]
[null,null,null,null,null,null,null,null,null,null,null,null,null,7,14,{"$f":"INDEX(ManagedLoad[Total],MATCH(1,(ManagedLoad[Month]=StorageAllocation[[#This Row],[Month]])*(ManagedLoad[Hour Ending]=StorageAllocation[[#This Row],[Hour Ending]]),0))","v":43053},{"$f":"StorageAllocation[[#This Row],[Managed Load + NOU (MW)]]*(1+_xlfn.XLOOKUP(StorageAllocation[[#This Row],[Month]],PRM[Month],PRM[Planning Reserve Margin],0,0))","v":53188.277992658223},{"$f":"SUM(_xlfn._xlws.FILTER(Supply[Supply],(Supply[Month]=StorageAllocation[[#This Row],[Month]])*(Supply[Unit Category]<>\"Storage\")*(Supply[Hour Ending]=StorageAllocation[[#This Row],[Hour Ending]])=1,0))","v":59004.423639310749},{"$f":"StorageAllocation[[#This Row],[Supply Without Storage (MW)]]-StorageAllocation[[#This Row],[Total Load with PRM (MW)]]","v":5816.1456466525269},{"$f":"MAX(-StorageAllocation[[#This Row],[Excess Capacity (MW)]],0)","v":0},{"$f":"_xlfn.IFS(\n    StorageAllocation[[#This Row],[Hour Ending]]=1,\n    4*INDEX(NQC[NQC MW],MATCH(1,(NQC[Month]=StorageAllocation[[#This Row],[Month]])*(NQC[Unit Category]=\"Storage\"),0))-StorageAllocation[[#This Row],[Storage (MW)]],\n    StorageAllocation[[#This Row],[Storage (MW)]]>0,\n    OFFSET(StorageAllocation[[#This Row],[Storage SOC Day 1 (MWh)]],-1,0)-StorageAllocation[[#This Row],[Storage (MW)]],\n    TRUE,\n    MIN(\n        OFFSET(StorageAllocation[[#This Row],[Storage SOC Day 1 (MWh)]],-1,0)+0.85*INDEX(NQC[NQC MW],MATCH(1,(NQC[Month]=StorageAllocation[[#This Row],[Month]])*(NQC[Unit Category]=\"Storage\"),0)),\n        4*INDEX(NQC[NQC MW],MATCH(1,(NQC[Month]=StorageAllocation[[#This Row],[Month]])*(NQC[Unit Category]=\"Storage\"),0))\n    )\n)","v":55411.199999999997},{"$f":"_xlfn.IFS(\n    StorageAllocation[[#This Row],[Hour Ending]]=1,\n    OFFSET(StorageAllocation[[#This Row],[Storage SOC Day 1 (MWh)]],23,0)-StorageAllocation[[#This Row],[Storage (MW)]],\n    StorageAllocation[[#This Row],[Storage (MW)]]>0,\n    OFFSET(StorageAllocation[[#This Row],[Storage SOC Day 2 (MWh)]],-1,0)-StorageAllocation[[#This Row],[Storage (MW)]],\n    TRUE,\n    MIN(\n        OFFSET(StorageAllocation[[#This Row],[Storage SOC Day 2 (MWh)]],-1,0)+0.85*INDEX(NQC[NQC MW],MATCH(1,(NQC[Month]=StorageAllocation[[#This Row],[Month]])*(NQC[Unit Category]=\"Storage\"),0)),\n        4*INDEX(NQC[NQC MW],MATCH(1,(NQC[Month]=StorageAllocation[[#This Row],[Month]])*(NQC[Unit Category]=\"Storage\"),0))\n    )\n)","v":55411.199999999997},{"$f":"StorageAllocation[[#This Row],[Supply Without Storage (MW)]]+StorageAllocation[[#This Row],[Storage (MW)]]","v":59004.423639310749},{"$f":"StorageAllocation[[#This Row],[Adjusted Supply (MW)]]/StorageAllocation[[#This Row],[Managed Load + NOU (MW)]]-1","v":0.37050666943791954}]
[null,null,null,null,null,null,null,null,null,null,null,null,null,7,15,{"$f":"INDEX(ManagedLoad[Total],MATCH(1,(ManagedLoad[Month]=StorageAllocation[[#This Row],[Month]])*(ManagedLoad[Hour Ending]=StorageAllocation[[#This Row],[Hour Ending]]),0))","v":45877},{"$f":"StorageAllocation[[#This Row],[Managed Load + NOU (MW)]]*(1+_xlfn.XLOOKUP(StorageAllocation[[#This Row],[Month]],PRM[Month],PRM[Planning Reserve Margin],0,0))","v":56677.087066387503},{"$f":"SUM(_xlfn._xlws.FILTER(Supply[Supply],(Supply[Month]=StorageAllocation[[#This Row],[Month]])*(Supply[Unit Category]<>\"Storage\")*(Supply[Hour Ending]=StorageAllocation[[#This Row],[Hour Ending]])=1,0))","v":58906.9537963486},{"$f":"StorageAllocation[[#This Row],[Supply Without Storage (MW)]]-StorageAllocation[[#This Row],[Total Load with PRM (MW)]]","v":2229.866729961097},{"$f":"MAX(-StorageAllocation[[#This Row],[Excess Capacity (MW)]],0)","v":0},{"$f":"_xlfn.IFS(\n    StorageAllocation[[#This Row],[Hour Ending]]=1,\n    4*INDEX(NQC[NQC MW],MATCH(1,(NQC[Month]=StorageAllocation[[#This Row],[Month]])*(NQC[Unit Category]=\"Storage\"),0))-StorageAllocation[[#This Row],[Storage (MW)]],\n    StorageAllocation[[#This Row],[Storage (MW)]]>0,\n    OFFSET(StorageAllocation[[#This Row],[Storage SOC Day 1 (MWh)]],-1,0)-StorageAllocation[[#This Row],[Storage (MW)]],\n    TRUE,\n    MIN(\n        OFFSET(StorageAllocation[[#This Row],[Storage SOC Day 1 (MWh)]],-1,0)+0.85*INDEX(NQC[NQC MW],MATCH(1,(NQC[Month]=StorageAllocation[[#This Row],[Month]])*(NQC[Unit Category]=\"Storage\"),0)),\n        4*INDEX(NQC[NQC MW],MATCH(1,(NQC[Month]=StorageAllocation[[#This Row],[Month]])*(NQC[Unit Category]=\"Storage\"),0))\n    )\n)","v":55411.199999999997},{"$f":"_xlfn.IFS(\n    StorageAllocation[[#This Row],[Hour Ending]]=1,\n    OFFSET(StorageAllocation[[#This Row],[Storage SOC Day 1 (MWh)]],23,0)-StorageAllocation[[#This Row],[Storage (MW)]],\n    StorageAllocation[[#This Row],[Storage (MW)]]>0,\n    OFFSET(StorageAllocation[[#This Row],[Storage SOC Day 2 (MWh)]],-1,0)-StorageAllocation[[#This Row],[Storage (MW)]],\n    TRUE,\n    MIN(\n        OFFSET(StorageAllocation[[#This Row],[Storage SOC Day 2 (MWh)]],-1,0)+0.85*INDEX(NQC[NQC MW],MATCH(1,(NQC[Month]=StorageAllocation[[#This Row],[Month]])*(NQC[Unit Category]=\"Storage\"),0)),\n        4*INDEX(NQC[NQC MW],MATCH(1,(NQC[Month]=StorageAllocation[[#This Row],[Month]])*(NQC[Unit Category]=\"Storage\"),0))\n    )\n)","v":55411.199999999997},{"$f":"StorageAllocation[[#This Row],[Supply Without Storage (MW)]]+StorageAllocation[[#This Row],[Storage (MW)]]","v":58906.9537963486},{"$f":"StorageAllocation[[#This Row],[Adjusted Supply (MW)]]/StorageAllocation[[#This Row],[Managed Load + NOU (MW)]]-1","v":0.28401930807046227}]
[null,null,null,null,null,null,null,null,null,null,null,null,null,7,16,{"$f":"INDEX(ManagedLoad[Total],MATCH(1,(ManagedLoad[Month]=StorageAllocation[[#This Row],[Month]])*(ManagedLoad[Hour Ending]=StorageAllocation[[#This Row],[Hour Ending]]),0))","v":47873},{"$f":"StorageAllocation[[#This Row],[Managed Load + NOU (MW)]]*(1+_xlfn.XLOOKUP(StorageAllocation[[#This Row],[Month]],PRM[Month],PRM[Planning Reserve Margin],0,0))","v":59142.973366374637},{"$f":"SUM(_xlfn._xlws.FILTER(Supply[Supply],(Supply[Month]=StorageAllocation[[#This Row],[Month]])*(Supply[Unit Category]<>\"Storage\")*(Supply[Hour Ending]=StorageAllocation[[#This Row],[Hour Ending]])=1,0))","v":58416.717874005539},{"$f":"StorageAllocation[[#This Row],[Supply Without Storage (MW)]]-StorageAllocation[[#This Row],[Total Load with PRM (MW)]]","v":-726.25549236909865},{"$f":"MAX(-StorageAllocation[[#This Row],[Excess Capacity (MW)]],0)","v":726.25549236909865},{"$f":"_xlfn.IFS(\n    StorageAllocation[[#This Row],[Hour Ending]]=1,\n    4*INDEX(NQC[NQC MW],MATCH(1,(NQC[Month]=StorageAllocation[[#This Row],[Month]])*(NQC[Unit Category]=\"Storage\"),0))-StorageAllocation[[#This Row],[Storage (MW)]],\n    StorageAllocation[[#This Row],[Storage (MW)]]>0,\n    OFFSET(StorageAllocation[[#This Row],[Storage SOC Day 1 (MWh)]],-1,0)-StorageAllocation[[#This Row],[Storage (MW)]],\n    TRUE,\n    MIN(\n        OFFSET(StorageAllocation[[#This Row],[Storage SOC Day 1 (MWh)]],-1,0)+0.85*INDEX(NQC[NQC MW],MATCH(1,(NQC[Month]=StorageAllocation[[#This Row],[Month]])*(NQC[Unit Category]=\"Storage\"),0)),\n        4*INDEX(NQC[NQC MW],MATCH(1,(NQC[Month]=StorageAllocation[[#This Row],[Month]])*(NQC[Unit Category]=\"Storage\"),0))\n    )\n)","v":54684.944507630898},{"$f":"_xlfn.IFS(\n    StorageAllocation[[#This Row],[Hour Ending]]=1,\n    OFFSET(StorageAllocation[[#This Row],[Storage SOC Day 1 (MWh)]],23,0)-StorageAllocation[[#This Row],[Storage (MW)]],\n    StorageAllocation[[#This Row],[Storage (MW)]]>0,\n    OFFSET(StorageAllocation[[#This Row],[Storage SOC Day 2 (MWh)]],-1,0)-StorageAllocation[[#This Row],[Storage (MW)]],\n    TRUE,\n    MIN(\n        OFFSET(StorageAllocation[[#This Row],[Storage SOC Day 2 (MWh)]],-1,0)+0.85*INDEX(NQC[NQC MW],MATCH(1,(NQC[Month]=StorageAllocation[[#This Row],[Month]])*(NQC[Unit Category]=\"Storage\"),0)),\n        4*INDEX(NQC[NQC MW],MATCH(1,(NQC[Month]=StorageAllocation[[#This Row],[Month]])*(NQC[Unit Category]=\"Storage\"),0))\n    )\n)","v":54684.944507630898},{"$f":"StorageAllocation[[#This Row],[Supply Without Storage (MW)]]+StorageAllocation[[#This Row],[Storage (MW)]]","v":59142.973366374637},{"$f":"StorageAllocation[[#This Row],[Adjusted Supply (MW)]]/StorageAllocation[[#This Row],[Managed Load + NOU (MW)]]-1","v":0.23541397794946284}]
[null,null,null,null,null,null,null,null,null,null,null,null,null,7,17,{"$f":"INDEX(ManagedLoad[Total],MATCH(1,(ManagedLoad[Month]=StorageAllocation[[#This Row],[Month]])*(ManagedLoad[Hour Ending]=StorageAllocation[[#This Row],[Hour Ending]]),0))","v":48786},{"$f":"StorageAllocation[[#This Row],[Managed Load + NOU (MW)]]*(1+_xlfn.XLOOKUP(StorageAllocation[[#This Row],[Month]],PRM[Month],PRM[Planning Reserve Margin],0,0))","v":60270.90632824249},{"$f":"SUM(_xlfn._xlws.FILTER(Supply[Supply],(Supply[Month]=StorageAllocation[[#This Row],[Month]])*(Supply[Unit Category]<>\"Storage\")*(Supply[Hour Ending]=StorageAllocation[[#This Row],[Hour Ending]])=1,0))","v":59144.613688066049},{"$f":"StorageAllocation[[#This Row],[Supply Without Storage (MW)]]-StorageAllocation[[#This Row],[Total Load with PRM (MW)]]","v":-1126.2926401764416},{"$f":"MAX(-StorageAllocation[[#This Row],[Excess Capacity (MW)]],0)","v":1126.2926401764416},{"$f":"_xlfn.IFS(\n    StorageAllocation[[#This Row],[Hour Ending]]=1,\n    4*INDEX(NQC[NQC MW],MATCH(1,(NQC[Month]=StorageAllocation[[#This Row],[Month]])*(NQC[Unit Category]=\"Storage\"),0))-StorageAllocation[[#This Row],[Storage (MW)]],\n    StorageAllocation[[#This Row],[Storage (MW)]]>0,\n    OFFSET(StorageAllocation[[#This Row],[Storage SOC Day 1 (MWh)]],-1,0)-StorageAllocation[[#This Row],[Storage (MW)]],\n    TRUE,\n    MIN(\n        OFFSET(StorageAllocation[[#This Row],[Storage SOC Day 1 (MWh)]],-1,0)+0.85*INDEX(NQC[NQC MW],MATCH(1,(NQC[Month]=StorageAllocation[[#This Row],[Month]])*(NQC[Unit Category]=\"Storage\"),0)),\n        4*INDEX(NQC[NQC MW],MATCH(1,(NQC[Month]=StorageAllocation[[#This Row],[Month]])*(NQC[Unit Category]=\"Storage\"),0))\n    )\n)","v":53558.651867454457},{"$f":"_xlfn.IFS(\n    StorageAllocation[[#This Row],[Hour Ending]]=1,\n    OFFSET(StorageAllocation[[#This Row],[Storage SOC Day 1 (MWh)]],23,0)-StorageAllocation[[#This Row],[Storage (MW)]],\n    StorageAllocation[[#This Row],[Storage (MW)]]>0,\n    OFFSET(StorageAllocation[[#This Row],[Storage SOC Day 2 (MWh)]],-1,0)-StorageAllocation[[#This Row],[Storage (MW)]],\n    TRUE,\n    MIN(\n        OFFSET(StorageAllocation[[#This Row],[Storage SOC Day 2 (MWh)]],-1,0)+0.85*INDEX(NQC[NQC MW],MATCH(1,(NQC[Month]=StorageAllocation[[#This Row],[Month]])*(NQC[Unit Category]=\"Storage\"),0)),\n        4*INDEX(NQC[NQC MW],MATCH(1,(NQC[Month]=StorageAllocation[[#This Row],[Month]])*(NQC[Unit Category]=\"Storage\"),0))\n    )\n)","v":53558.651867454457},{"$f":"StorageAllocation[[#This Row],[Supply Without Storage (MW)]]+StorageAllocation[[#This Row],[Storage (MW)]]","v":60270.90632824249},{"$f":"StorageAllocation[[#This Row],[Adjusted Supply (MW)]]/StorageAllocation[[#This Row],[Managed Load + NOU (MW)]]-1","v":0.23541397794946284}]
[null,null,null,null,null,null,null,null,null,null,null,null,null,7,18,{"$f":"INDEX(ManagedLoad[Total],MATCH(1,(ManagedLoad[Month]=StorageAllocation[[#This Row],[Month]])*(ManagedLoad[Hour Ending]=StorageAllocation[[#This Row],[Hour Ending]]),0))","v":48870},{"$f":"StorageAllocation[[#This Row],[Managed Load + NOU (MW)]]*(1+_xlfn.XLOOKUP(StorageAllocation[[#This Row],[Month]],PRM[Month],PRM[Planning Reserve Margin],0,0))","v":60374.681102390248},{"$f":"SUM(_xlfn._xlws.FILTER(Supply[Supply],(Supply[Month]=StorageAllocation[[#This Row],[Month]])*(Supply[Unit Category]<>\"Storage\")*(Supply[Hour Ending]=StorageAllocation[[#This Row],[Hour Ending]])=1,0))","v":53558.187239203275},{"$f":"StorageAllocation[[#This Row],[Supply Without Storage (MW)]]-StorageAllocation[[#This Row],[Total Load with PRM (MW)]]","v":-6816.4938631869736},{"$f":"MAX(-StorageAllocation[[#This Row],[Excess Capacity (MW)]],0)","v":6816.4938631869736},{"$f":"_xlfn.IFS(\n    StorageAllocation[[#This Row],[Hour Ending]]=1,\n    4*INDEX(NQC[NQC MW],MATCH(1,(NQC[Month]=StorageAllocation[[#This Row],[Month]])*(NQC[Unit Category]=\"Storage\"),0))-StorageAllocation[[#This Row],[Storage (MW)]],\n    StorageAllocation[[#This Row],[Storage (MW)]]>0,\n    OFFSET(StorageAllocation[[#This Row],[Storage SOC Day 1 (MWh)]],-1,0)-StorageAllocation[[#This Row],[Storage (MW)]],\n    TRUE,\n    MIN(\n        OFFSET(StorageAllocation[[#This Row],[Storage SOC Day 1 (MWh)]],-1,0)+0.85*INDEX(NQC[NQC MW],MATCH(1,(NQC[Month]=StorageAllocation[[#This Row],[Month]])*(NQC[Unit Category]=\"Storage\"),0)),\n        4*INDEX(NQC[NQC MW],MATCH(1,(NQC[Month]=StorageAllocation[[#This Row],[Month]])*(NQC[Unit Category]=\"Storage\"),0))\n    )\n)","v":46742.158004267483},{"$f":"_xlfn.IFS(\n    StorageAllocation[[#This Row],[Hour Ending]]=1,\n    OFFSET(StorageAllocation[[#This Row],[Storage SOC Day 1 (MWh)]],23,0)-StorageAllocation[[#This Row],[Storage (MW)]],\n    StorageAllocation[[#This Row],[Storage (MW)]]>0,\n    OFFSET(StorageAllocation[[#This Row],[Storage SOC Day 2 (MWh)]],-1,0)-StorageAllocation[[#This Row],[Storage (MW)]],\n    TRUE,\n    MIN(\n        OFFSET(StorageAllocation[[#This Row],[Storage SOC Day 2 (MWh)]],-1,0)+0.85*INDEX(NQC[NQC MW],MATCH(1,(NQC[Month]=StorageAllocation[[#This Row],[Month]])*(NQC[Unit Category]=\"Storage\"),0)),\n        4*INDEX(NQC[NQC MW],MATCH(1,(NQC[Month]=StorageAllocation[[#This Row],[Month]])*(NQC[Unit Category]=\"Storage\"),0))\n    )\n)","v":46742.158004267483},{"$f":"StorageAllocation[[#This Row],[Supply Without Storage (MW)]]+StorageAllocation[[#This Row],[Storage (MW)]]","v":60374.681102390248},{"$f":"StorageAllocation[[#This Row],[Adjusted Supply (MW)]]/StorageAllocation[[#This Row],[Managed Load + NOU (MW)]]-1","v":0.23541397794946284}]
[null,null,null,null,null,null,null,null,null,null,null,null,null,7,19,{"$f":"INDEX(ManagedLoad[Total],MATCH(1,(ManagedLoad[Month]=StorageAllocation[[#This Row],[Month]])*(ManagedLoad[Hour Ending]=StorageAllocation[[#This Row],[Hour Ending]]),0))","v":48078},{"$f":"StorageAllocation[[#This Row],[Managed Load + NOU (MW)]]*(1+_xlfn.XLOOKUP(StorageAllocation[[#This Row],[Month]],PRM[Month],PRM[Planning Reserve Margin],0,0))","v":59396.233231854276},{"$f":"SUM(_xlfn._xlws.FILTER(Supply[Supply],(Supply[Month]=StorageAllocation[[#This Row],[Month]])*(Supply[Unit Category]<>\"Storage\")*(Supply[Hour Ending]=StorageAllocation[[#This Row],[Hour Ending]])=1,0))","v":46455.070563383706},{"$f":"StorageAllocation[[#This Row],[Supply Without Storage (MW)]]-StorageAllocation[[#This Row],[Total Load with PRM (MW)]]","v":-12941.16266847057},{"$f":"MAX(-StorageAllocation[[#This Row],[Excess Capacity (MW)]],0)","v":12941.16266847057},{"$f":"_xlfn.IFS(\n    StorageAllocation[[#This Row],[Hour Ending]]=1,\n    4*INDEX(NQC[NQC MW],MATCH(1,(NQC[Month]=StorageAllocation[[#This Row],[Month]])*(NQC[Unit Category]=\"Storage\"),0))-StorageAllocation[[#This Row],[Storage (MW)]],\n    StorageAllocation[[#This Row],[Storage (MW)]]>0,\n    OFFSET(StorageAllocation[[#This Row],[Storage SOC Day 1 (MWh)]],-1,0)-StorageAllocation[[#This Row],[Storage (MW)]],\n    TRUE,\n    MIN(\n        OFFSET(StorageAllocation[[#This Row],[Storage SOC Day 1 (MWh)]],-1,0)+0.85*INDEX(NQC[NQC MW],MATCH(1,(NQC[Month]=StorageAllocation[[#This Row],[Month]])*(NQC[Unit Category]=\"Storage\"),0)),\n        4*INDEX(NQC[NQC MW],MATCH(1,(NQC[Month]=StorageAllocation[[#This Row],[Month]])*(NQC[Unit Category]=\"Storage\"),0))\n    )\n)","v":33800.995335796913},{"$f":"_xlfn.IFS(\n    StorageAllocation[[#This Row],[Hour Ending]]=1,\n    OFFSET(StorageAllocation[[#This Row],[Storage SOC Day 1 (MWh)]],23,0)-StorageAllocation[[#This Row],[Storage (MW)]],\n    StorageAllocation[[#This Row],[Storage (MW)]]>0,\n    OFFSET(StorageAllocation[[#This Row],[Storage SOC Day 2 (MWh)]],-1,0)-StorageAllocation[[#This Row],[Storage (MW)]],\n    TRUE,\n    MIN(\n        OFFSET(StorageAllocation[[#This Row],[Storage SOC Day 2 (MWh)]],-1,0)+0.85*INDEX(NQC[NQC MW],MATCH(1,(NQC[Month]=StorageAllocation[[#This Row],[Month]])*(NQC[Unit Category]=\"Storage\"),0)),\n        4*INDEX(NQC[NQC MW],MATCH(1,(NQC[Month]=StorageAllocation[[#This Row],[Month]])*(NQC[Unit Category]=\"Storage\"),0))\n    )\n)","v":33800.995335796913},{"$f":"StorageAllocation[[#This Row],[Supply Without Storage (MW)]]+StorageAllocation[[#This Row],[Storage (MW)]]","v":59396.233231854276},{"$f":"StorageAllocation[[#This Row],[Adjusted Supply (MW)]]/StorageAllocation[[#This Row],[Managed Load + NOU (MW)]]-1","v":0.23541397794946284}]
[null,null,null,null,null,null,null,null,null,null,null,null,null,7,20,{"$f":"INDEX(ManagedLoad[Total],MATCH(1,(ManagedLoad[Month]=StorageAllocation[[#This Row],[Month]])*(ManagedLoad[Hour Ending]=StorageAllocation[[#This Row],[Hour Ending]]),0))","v":45837},{"$f":"StorageAllocation[[#This Row],[Managed Load + NOU (MW)]]*(1+_xlfn.XLOOKUP(StorageAllocation[[#This Row],[Month]],PRM[Month],PRM[Planning Reserve Margin],0,0))","v":56627.670507269526},{"$f":"SUM(_xlfn._xlws.FILTER(Supply[Supply],(Supply[Month]=StorageAllocation[[#This Row],[Month]])*(Supply[Unit Category]<>\"Storage\")*(Supply[Hour Ending]=StorageAllocation[[#This Row],[Hour Ending]])=1,0))","v":44795.97857082096},{"$f":"StorageAllocation[[#This Row],[Supply Without Storage (MW)]]-StorageAllocation[[#This Row],[Total Load with PRM (MW)]]","v":-11831.691936448566},{"$f":"MAX(-StorageAllocation[[#This Row],[Excess Capacity (MW)]],0)","v":11831.691936448566},{"$f":"_xlfn.IFS(\n    StorageAllocation[[#This Row],[Hour Ending]]=1,\n    4*INDEX(NQC[NQC MW],MATCH(1,(NQC[Month]=StorageAllocation[[#This Row],[Month]])*(NQC[Unit Category]=\"Storage\"),0))-StorageAllocation[[#This Row],[Storage (MW)]],\n    StorageAllocation[[#This Row],[Storage (MW)]]>0,\n    OFFSET(StorageAllocation[[#This Row],[Storage SOC Day 1 (MWh)]],-1,0)-StorageAllocation[[#This Row],[Storage (MW)]],\n    TRUE,\n    MIN(\n        OFFSET(StorageAllocation[[#This Row],[Storage SOC Day 1 (MWh)]],-1,0)+0.85*INDEX(NQC[NQC MW],MATCH(1,(NQC[Month]=StorageAllocation[[#This Row],[Month]])*(NQC[Unit Category]=\"Storage\"),0)),\n        4*INDEX(NQC[NQC MW],MATCH(1,(NQC[Month]=StorageAllocation[[#This Row],[Month]])*(NQC[Unit Category]=\"Storage\"),0))\n    )\n)","v":21969.303399348348},{"$f":"_xlfn.IFS(\n    StorageAllocation[[#This Row],[Hour Ending]]=1,\n    OFFSET(StorageAllocation[[#This Row],[Storage SOC Day 1 (MWh)]],23,0)-StorageAllocation[[#This Row],[Storage (MW)]],\n    StorageAllocation[[#This Row],[Storage (MW)]]>0,\n    OFFSET(StorageAllocation[[#This Row],[Storage SOC Day 2 (MWh)]],-1,0)-StorageAllocation[[#This Row],[Storage (MW)]],\n    TRUE,\n    MIN(\n        OFFSET(StorageAllocation[[#This Row],[Storage SOC Day 2 (MWh)]],-1,0)+0.85*INDEX(NQC[NQC MW],MATCH(1,(NQC[Month]=StorageAllocation[[#This Row],[Month]])*(NQC[Unit Category]=\"Storage\"),0)),\n        4*INDEX(NQC[NQC MW],MATCH(1,(NQC[Month]=StorageAllocation[[#This Row],[Month]])*(NQC[Unit Category]=\"Storage\"),0))\n    )\n)","v":21969.303399348348},{"$f":"StorageAllocation[[#This Row],[Supply Without Storage (MW)]]+StorageAllocation[[#This Row],[Storage (MW)]]","v":56627.670507269526},{"$f":"StorageAllocation[[#This Row],[Adjusted Supply (MW)]]/StorageAllocation[[#This Row],[Managed Load + NOU (MW)]]-1","v":0.23541397794946284}]
[null,null,null,null,null,null,null,null,null,null,null,null,null,7,21,{"$f":"INDEX(ManagedLoad[Total],MATCH(1,(ManagedLoad[Month]=StorageAllocation[[#This Row],[Month]])*(ManagedLoad[Hour Ending]=StorageAllocation[[#This Row],[Hour Ending]]),0))","v":44170},{"$f":"StorageAllocation[[#This Row],[Managed Load + NOU (MW)]]*(1+_xlfn.XLOOKUP(StorageAllocation[[#This Row],[Month]],PRM[Month],PRM[Planning Reserve Margin],0,0))","v":54568.235406027772},{"$f":"SUM(_xlfn._xlws.FILTER(Supply[Supply],(Supply[Month]=StorageAllocation[[#This Row],[Month]])*(Supply[Unit Category]<>\"Storage\")*(Supply[Hour Ending]=StorageAllocation[[#This Row],[Hour Ending]])=1,0))","v":44809.214685726132},{"$f":"StorageAllocation[[#This Row],[Supply Without Storage (MW)]]-StorageAllocation[[#This Row],[Total Load with PRM (MW)]]","v":-9759.0207203016398},{"$f":"MAX(-StorageAllocation[[#This Row],[Excess Capacity (MW)]],0)","v":9759.0207203016398},{"$f":"_xlfn.IFS(\n    StorageAllocation[[#This Row],[Hour Ending]]=1,\n    4*INDEX(NQC[NQC MW],MATCH(1,(NQC[Month]=StorageAllocation[[#This Row],[Month]])*(NQC[Unit Category]=\"Storage\"),0))-StorageAllocation[[#This Row],[Storage (MW)]],\n    StorageAllocation[[#This Row],[Storage (MW)]]>0,\n    OFFSET(StorageAllocation[[#This Row],[Storage SOC Day 1 (MWh)]],-1,0)-StorageAllocation[[#This Row],[Storage (MW)]],\n    TRUE,\n    MIN(\n        OFFSET(StorageAllocation[[#This Row],[Storage SOC Day 1 (MWh)]],-1,0)+0.85*INDEX(NQC[NQC MW],MATCH(1,(NQC[Month]=StorageAllocation[[#This Row],[Month]])*(NQC[Unit Category]=\"Storage\"),0)),\n        4*INDEX(NQC[NQC MW],MATCH(1,(NQC[Month]=StorageAllocation[[#This Row],[Month]])*(NQC[Unit Category]=\"Storage\"),0))\n    )\n)","v":12210.282679046708},{"$f":"_xlfn.IFS(\n    StorageAllocation[[#This Row],[Hour Ending]]=1,\n    OFFSET(StorageAllocation[[#This Row],[Storage SOC Day 1 (MWh)]],23,0)-StorageAllocation[[#This Row],[Storage (MW)]],\n    StorageAllocation[[#This Row],[Storage (MW)]]>0,\n    OFFSET(StorageAllocation[[#This Row],[Storage SOC Day 2 (MWh)]],-1,0)-StorageAllocation[[#This Row],[Storage (MW)]],\n    TRUE,\n    MIN(\n        OFFSET(StorageAllocation[[#This Row],[Storage SOC Day 2 (MWh)]],-1,0)+0.85*INDEX(NQC[NQC MW],MATCH(1,(NQC[Month]=StorageAllocation[[#This Row],[Month]])*(NQC[Unit Category]=\"Storage\"),0)),\n        4*INDEX(NQC[NQC MW],MATCH(1,(NQC[Month]=StorageAllocation[[#This Row],[Month]])*(NQC[Unit Category]=\"Storage\"),0))\n    )\n)","v":12210.282679046708},{"$f":"StorageAllocation[[#This Row],[Supply Without Storage (MW)]]+StorageAllocation[[#This Row],[Storage (MW)]]","v":54568.235406027772},{"$f":"StorageAllocation[[#This Row],[Adjusted Supply (MW)]]/StorageAllocation[[#This Row],[Managed Load + NOU (MW)]]-1","v":0.23541397794946284}]
[null,null,null,null,null,null,null,null,null,null,null,null,null,7,22,{"$f":"INDEX(ManagedLoad[Total],MATCH(1,(ManagedLoad[Month]=StorageAllocation[[#This Row],[Month]])*(ManagedLoad[Hour Ending]=StorageAllocation[[#This Row],[Hour Ending]]),0))","v":40714},{"$f":"StorageAllocation[[#This Row],[Managed Load + NOU (MW)]]*(1+_xlfn.XLOOKUP(StorageAllocation[[#This Row],[Month]],PRM[Month],PRM[Planning Reserve Margin],0,0))","v":50298.644698234428},{"$f":"SUM(_xlfn._xlws.FILTER(Supply[Supply],(Supply[Month]=StorageAllocation[[#This Row],[Month]])*(Supply[Unit Category]<>\"Storage\")*(Supply[Hour Ending]=StorageAllocation[[#This Row],[Hour Ending]])=1,0))","v":42885.056728039737},{"$f":"StorageAllocation[[#This Row],[Supply Without Storage (MW)]]-StorageAllocation[[#This Row],[Total Load with PRM (MW)]]","v":-7413.5879701946906},{"$f":"MAX(-StorageAllocation[[#This Row],[Excess Capacity (MW)]],0)","v":7413.5879701946906},{"$f":"_xlfn.IFS(\n    StorageAllocation[[#This Row],[Hour Ending]]=1,\n    4*INDEX(NQC[NQC MW],MATCH(1,(NQC[Month]=StorageAllocation[[#This Row],[Month]])*(NQC[Unit Category]=\"Storage\"),0))-StorageAllocation[[#This Row],[Storage (MW)]],\n    StorageAllocation[[#This Row],[Storage (MW)]]>0,\n    OFFSET(StorageAllocation[[#This Row],[Storage SOC Day 1 (MWh)]],-1,0)-StorageAllocation[[#This Row],[Storage (MW)]],\n    TRUE,\n    MIN(\n        OFFSET(StorageAllocation[[#This Row],[Storage SOC Day 1 (MWh)]],-1,0)+0.85*INDEX(NQC[NQC MW],MATCH(1,(NQC[Month]=StorageAllocation[[#This Row],[Month]])*(NQC[Unit Category]=\"Storage\"),0)),\n        4*INDEX(NQC[NQC MW],MATCH(1,(NQC[Month]=StorageAllocation[[#This Row],[Month]])*(NQC[Unit Category]=\"Storage\"),0))\n    )\n)","v":4796.6947088520174},{"$f":"_xlfn.IFS(\n    StorageAllocation[[#This Row],[Hour Ending]]=1,\n    OFFSET(StorageAllocation[[#This Row],[Storage SOC Day 1 (MWh)]],23,0)-StorageAllocation[[#This Row],[Storage (MW)]],\n    StorageAllocation[[#This Row],[Storage (MW)]]>0,\n    OFFSET(StorageAllocation[[#This Row],[Storage SOC Day 2 (MWh)]],-1,0)-StorageAllocation[[#This Row],[Storage (MW)]],\n    TRUE,\n    MIN(\n        OFFSET(StorageAllocation[[#This Row],[Storage SOC Day 2 (MWh)]],-1,0)+0.85*INDEX(NQC[NQC MW],MATCH(1,(NQC[Month]=StorageAllocation[[#This Row],[Month]])*(NQC[Unit Category]=\"Storage\"),0)),\n        4*INDEX(NQC[NQC MW],MATCH(1,(NQC[Month]=StorageAllocation[[#This Row],[Month]])*(NQC[Unit Category]=\"Storage\"),0))\n    )\n)","v":4796.6947088520174},{"$f":"StorageAllocation[[#This Row],[Supply Without Storage (MW)]]+StorageAllocation[[#This Row],[Storage (MW)]]","v":50298.644698234428},{"$f":"StorageAllocation[[#This Row],[Adjusted Supply (MW)]]/StorageAllocation[[#This Row],[Managed Load + NOU (MW)]]-1","v":0.23541397794946284}]
[null,null,null,null,null,null,null,null,null,null,null,null,null,7,23,{"$f":"INDEX(ManagedLoad[Total],MATCH(1,(ManagedLoad[Month]=StorageAllocation[[#This Row],[Month]])*(ManagedLoad[Hour Ending]=StorageAllocation[[#This Row],[Hour Ending]]),0))","v":37606},{"$f":"StorageAllocation[[#This Row],[Managed Load + NOU (MW)]]*(1+_xlfn.XLOOKUP(StorageAllocation[[#This Row],[Month]],PRM[Month],PRM[Planning Reserve Margin],0,0))","v":46458.978054767496},{"$f":"SUM(_xlfn._xlws.FILTER(Supply[Supply],(Supply[Month]=StorageAllocation[[#This Row],[Month]])*(Supply[Unit Category]<>\"Storage\")*(Supply[Hour Ending]=StorageAllocation[[#This Row],[Hour Ending]])=1,0))","v":42697.811040559216},{"$f":"StorageAllocation[[#This Row],[Supply Without Storage (MW)]]-StorageAllocation[[#This Row],[Total Load with PRM (MW)]]","v":-3761.1670142082803},{"$f":"MAX(-StorageAllocation[[#This Row],[Excess Capacity (MW)]],0)","v":3761.1670142082803},{"$f":"_xlfn.IFS(\n    StorageAllocation[[#This Row],[Hour Ending]]=1,\n    4*INDEX(NQC[NQC MW],MATCH(1,(NQC[Month]=StorageAllocation[[#This Row],[Month]])*(NQC[Unit Category]=\"Storage\"),0))-StorageAllocation[[#This Row],[Storage (MW)]],\n    StorageAllocation[[#This Row],[Storage (MW)]]>0,\n    OFFSET(StorageAllocation[[#This Row],[Storage SOC Day 1 (MWh)]],-1,0)-StorageAllocation[[#This Row],[Storage (MW)]],\n    TRUE,\n    MIN(\n        OFFSET(StorageAllocation[[#This Row],[Storage SOC Day 1 (MWh)]],-1,0)+0.85*INDEX(NQC[NQC MW],MATCH(1,(NQC[Month]=StorageAllocation[[#This Row],[Month]])*(NQC[Unit Category]=\"Storage\"),0)),\n        4*INDEX(NQC[NQC MW],MATCH(1,(NQC[Month]=StorageAllocation[[#This Row],[Month]])*(NQC[Unit Category]=\"Storage\"),0))\n    )\n)","v":1035.527694643737},{"$f":"_xlfn.IFS(\n    StorageAllocation[[#This Row],[Hour Ending]]=1,\n    OFFSET(StorageAllocation[[#This Row],[Storage SOC Day 1 (MWh)]],23,0)-StorageAllocation[[#This Row],[Storage (MW)]],\n    StorageAllocation[[#This Row],[Storage (MW)]]>0,\n    OFFSET(StorageAllocation[[#This Row],[Storage SOC Day 2 (MWh)]],-1,0)-StorageAllocation[[#This Row],[Storage (MW)]],\n    TRUE,\n    MIN(\n        OFFSET(StorageAllocation[[#This Row],[Storage SOC Day 2 (MWh)]],-1,0)+0.85*INDEX(NQC[NQC MW],MATCH(1,(NQC[Month]=StorageAllocation[[#This Row],[Month]])*(NQC[Unit Category]=\"Storage\"),0)),\n        4*INDEX(NQC[NQC MW],MATCH(1,(NQC[Month]=StorageAllocation[[#This Row],[Month]])*(NQC[Unit Category]=\"Storage\"),0))\n    )\n)","v":1035.527694643737},{"$f":"StorageAllocation[[#This Row],[Supply Without Storage (MW)]]+StorageAllocation[[#This Row],[Storage (MW)]]","v":46458.978054767496},{"$f":"StorageAllocation[[#This Row],[Adjusted Supply (MW)]]/StorageAllocation[[#This Row],[Managed Load + NOU (MW)]]-1","v":0.23541397794946284}]
[null,null,null,null,null,null,null,null,null,null,null,null,null,7,24,{"$f":"INDEX(ManagedLoad[Total],MATCH(1,(ManagedLoad[Month]=StorageAllocation[[#This Row],[Month]])*(ManagedLoad[Hour Ending]=StorageAllocation[[#This Row],[Hour Ending]]),0))","v":35340},{"$f":"StorageAllocation[[#This Row],[Managed Load + NOU (MW)]]*(1+_xlfn.XLOOKUP(StorageAllocation[[#This Row],[Month]],PRM[Month],PRM[Planning Reserve Margin],0,0))","v":43659.52998073402},{"$f":"SUM(_xlfn._xlws.FILTER(Supply[Supply],(Supply[Month]=StorageAllocation[[#This Row],[Month]])*(Supply[Unit Category]<>\"Storage\")*(Supply[Hour Ending]=StorageAllocation[[#This Row],[Hour Ending]])=1,0))","v":42624.002286090334},{"$f":"StorageAllocation[[#This Row],[Supply Without Storage (MW)]]-StorageAllocation[[#This Row],[Total Load with PRM (MW)]]","v":-1035.5276946436861},{"$f":"MAX(-StorageAllocation[[#This Row],[Excess Capacity (MW)]],0)","v":1035.5276946436861},{"$f":"_xlfn.IFS(\n    StorageAllocation[[#This Row],[Hour Ending]]=1,\n    4*INDEX(NQC[NQC MW],MATCH(1,(NQC[Month]=StorageAllocation[[#This Row],[Month]])*(NQC[Unit Category]=\"Storage\"),0))-StorageAllocation[[#This Row],[Storage (MW)]],\n    StorageAllocation[[#This Row],[Storage (MW)]]>0,\n    OFFSET(StorageAllocation[[#This Row],[Storage SOC Day 1 (MWh)]],-1,0)-StorageAllocation[[#This Row],[Storage (MW)]],\n    TRUE,\n    MIN(\n        OFFSET(StorageAllocation[[#This Row],[Storage SOC Day 1 (MWh)]],-1,0)+0.85*INDEX(NQC[NQC MW],MATCH(1,(NQC[Month]=StorageAllocation[[#This Row],[Month]])*(NQC[Unit Category]=\"Storage\"),0)),\n        4*INDEX(NQC[NQC MW],MATCH(1,(NQC[Month]=StorageAllocation[[#This Row],[Month]])*(NQC[Unit Category]=\"Storage\"),0))\n    )\n)","v":5.0931703299283981E-11},{"$f":"_xlfn.IFS(\n    StorageAllocation[[#This Row],[Hour Ending]]=1,\n    OFFSET(StorageAllocation[[#This Row],[Storage SOC Day 1 (MWh)]],23,0)-StorageAllocation[[#This Row],[Storage (MW)]],\n    StorageAllocation[[#This Row],[Storage (MW)]]>0,\n    OFFSET(StorageAllocation[[#This Row],[Storage SOC Day 2 (MWh)]],-1,0)-StorageAllocation[[#This Row],[Storage (MW)]],\n    TRUE,\n    MIN(\n        OFFSET(StorageAllocation[[#This Row],[Storage SOC Day 2 (MWh)]],-1,0)+0.85*INDEX(NQC[NQC MW],MATCH(1,(NQC[Month]=StorageAllocation[[#This Row],[Month]])*(NQC[Unit Category]=\"Storage\"),0)),\n        4*INDEX(NQC[NQC MW],MATCH(1,(NQC[Month]=StorageAllocation[[#This Row],[Month]])*(NQC[Unit Category]=\"Storage\"),0))\n    )\n)","v":5.0931703299283981E-11},{"$f":"StorageAllocation[[#This Row],[Supply Without Storage (MW)]]+StorageAllocation[[#This Row],[Storage (MW)]]","v":43659.52998073402},{"$f":"StorageAllocation[[#This Row],[Adjusted Supply (MW)]]/StorageAllocation[[#This Row],[Managed Load + NOU (MW)]]-1","v":0.23541397794946284}]
[null,null,null,null,null,null,null,null,null,null,null,null,null,8,1,{"$f":"INDEX(ManagedLoad[Total],MATCH(1,(ManagedLoad[Month]=StorageAllocation[[#This Row],[Month]])*(ManagedLoad[Hour Ending]=StorageAllocation[[#This Row],[Hour Ending]]),0))","v":32296},{"$f":"StorageAllocation[[#This Row],[Managed Load + NOU (MW)]]*(1+_xlfn.XLOOKUP(StorageAllocation[[#This Row],[Month]],PRM[Month],PRM[Planning Reserve Margin],0,0))","v":39892.149612645393},{"$f":"SUM(_xlfn._xlws.FILTER(Supply[Supply],(Supply[Month]=StorageAllocation[[#This Row],[Month]])*(Supply[Unit Category]<>\"Storage\")*(Supply[Hour Ending]=StorageAllocation[[#This Row],[Hour Ending]])=1,0))","v":41707.48059872158},{"$f":"StorageAllocation[[#This Row],[Supply Without Storage (MW)]]-StorageAllocation[[#This Row],[Total Load with PRM (MW)]]","v":1815.3309860761874},{"$f":"MAX(-StorageAllocation[[#This Row],[Excess Capacity (MW)]],0)","v":0},{"$f":"_xlfn.IFS(\n    StorageAllocation[[#This Row],[Hour Ending]]=1,\n    4*INDEX(NQC[NQC MW],MATCH(1,(NQC[Month]=StorageAllocation[[#This Row],[Month]])*(NQC[Unit Category]=\"Storage\"),0))-StorageAllocation[[#This Row],[Storage (MW)]],\n    StorageAllocation[[#This Row],[Storage (MW)]]>0,\n    OFFSET(StorageAllocation[[#This Row],[Storage SOC Day 1 (MWh)]],-1,0)-StorageAllocation[[#This Row],[Storage (MW)]],\n    TRUE,\n    MIN(\n        OFFSET(StorageAllocation[[#This Row],[Storage SOC Day 1 (MWh)]],-1,0)+0.85*INDEX(NQC[NQC MW],MATCH(1,(NQC[Month]=StorageAllocation[[#This Row],[Month]])*(NQC[Unit Category]=\"Storage\"),0)),\n        4*INDEX(NQC[NQC MW],MATCH(1,(NQC[Month]=StorageAllocation[[#This Row],[Month]])*(NQC[Unit Category]=\"Storage\"),0))\n    )\n)","v":55149.639999999992},{"$f":"_xlfn.IFS(\n    StorageAllocation[[#This Row],[Hour Ending]]=1,\n    OFFSET(StorageAllocation[[#This Row],[Storage SOC Day 1 (MWh)]],23,0)-StorageAllocation[[#This Row],[Storage (MW)]],\n    StorageAllocation[[#This Row],[Storage (MW)]]>0,\n    OFFSET(StorageAllocation[[#This Row],[Storage SOC Day 2 (MWh)]],-1,0)-StorageAllocation[[#This Row],[Storage (MW)]],\n    TRUE,\n    MIN(\n        OFFSET(StorageAllocation[[#This Row],[Storage SOC Day 2 (MWh)]],-1,0)+0.85*INDEX(NQC[NQC MW],MATCH(1,(NQC[Month]=StorageAllocation[[#This Row],[Month]])*(NQC[Unit Category]=\"Storage\"),0)),\n        4*INDEX(NQC[NQC MW],MATCH(1,(NQC[Month]=StorageAllocation[[#This Row],[Month]])*(NQC[Unit Category]=\"Storage\"),0))\n    )\n)","v":0},{"$f":"StorageAllocation[[#This Row],[Supply Without Storage (MW)]]+StorageAllocation[[#This Row],[Storage (MW)]]","v":41707.48059872158},{"$f":"StorageAllocation[[#This Row],[Adjusted Supply (MW)]]/StorageAllocation[[#This Row],[Managed Load + NOU (MW)]]-1","v":0.29141319664111909}]
[null,null,null,null,null,null,null,null,null,null,null,null,null,8,2,{"$f":"INDEX(ManagedLoad[Total],MATCH(1,(ManagedLoad[Month]=StorageAllocation[[#This Row],[Month]])*(ManagedLoad[Hour Ending]=StorageAllocation[[#This Row],[Hour Ending]]),0))","v":30373},{"$f":"StorageAllocation[[#This Row],[Managed Load + NOU (MW)]]*(1+_xlfn.XLOOKUP(StorageAllocation[[#This Row],[Month]],PRM[Month],PRM[Planning Reserve Margin],0,0))","v":37516.85224748819},{"$f":"SUM(_xlfn._xlws.FILTER(Supply[Supply],(Supply[Month]=StorageAllocation[[#This Row],[Month]])*(Supply[Unit Category]<>\"Storage\")*(Supply[Hour Ending]=StorageAllocation[[#This Row],[Hour Ending]])=1,0))","v":41441.874267666084},{"$f":"StorageAllocation[[#This Row],[Supply Without Storage (MW)]]-StorageAllocation[[#This Row],[Total Load with PRM (MW)]]","v":3925.0220201778939},{"$f":"MAX(-StorageAllocation[[#This Row],[Excess Capacity (MW)]],0)","v":0},{"$f":"_xlfn.IFS(\n    StorageAllocation[[#This Row],[Hour Ending]]=1,\n    4*INDEX(NQC[NQC MW],MATCH(1,(NQC[Month]=StorageAllocation[[#This Row],[Month]])*(NQC[Unit Category]=\"Storage\"),0))-StorageAllocation[[#This Row],[Storage (MW)]],\n    StorageAllocation[[#This Row],[Storage (MW)]]>0,\n    OFFSET(StorageAllocation[[#This Row],[Storage SOC Day 1 (MWh)]],-1,0)-StorageAllocation[[#This Row],[Storage (MW)]],\n    TRUE,\n    MIN(\n        OFFSET(StorageAllocation[[#This Row],[Storage SOC Day 1 (MWh)]],-1,0)+0.85*INDEX(NQC[NQC MW],MATCH(1,(NQC[Month]=StorageAllocation[[#This Row],[Month]])*(NQC[Unit Category]=\"Storage\"),0)),\n        4*INDEX(NQC[NQC MW],MATCH(1,(NQC[Month]=StorageAllocation[[#This Row],[Month]])*(NQC[Unit Category]=\"Storage\"),0))\n    )\n)","v":55149.639999999992},{"$f":"_xlfn.IFS(\n    StorageAllocation[[#This Row],[Hour Ending]]=1,\n    OFFSET(StorageAllocation[[#This Row],[Storage SOC Day 1 (MWh)]],23,0)-StorageAllocation[[#This Row],[Storage (MW)]],\n    StorageAllocation[[#This Row],[Storage (MW)]]>0,\n    OFFSET(StorageAllocation[[#This Row],[Storage SOC Day 2 (MWh)]],-1,0)-StorageAllocation[[#This Row],[Storage (MW)]],\n    TRUE,\n    MIN(\n        OFFSET(StorageAllocation[[#This Row],[Storage SOC Day 2 (MWh)]],-1,0)+0.85*INDEX(NQC[NQC MW],MATCH(1,(NQC[Month]=StorageAllocation[[#This Row],[Month]])*(NQC[Unit Category]=\"Storage\"),0)),\n        4*INDEX(NQC[NQC MW],MATCH(1,(NQC[Month]=StorageAllocation[[#This Row],[Month]])*(NQC[Unit Category]=\"Storage\"),0))\n    )\n)","v":11719.298499999997},{"$f":"StorageAllocation[[#This Row],[Supply Without Storage (MW)]]+StorageAllocation[[#This Row],[Storage (MW)]]","v":41441.874267666084},{"$f":"StorageAllocation[[#This Row],[Adjusted Supply (MW)]]/StorageAllocation[[#This Row],[Managed Load + NOU (MW)]]-1","v":0.36443137877937914}]
[null,null,null,null,null,null,null,null,null,null,null,null,null,8,3,{"$f":"INDEX(ManagedLoad[Total],MATCH(1,(ManagedLoad[Month]=StorageAllocation[[#This Row],[Month]])*(ManagedLoad[Hour Ending]=StorageAllocation[[#This Row],[Hour Ending]]),0))","v":29177},{"$f":"StorageAllocation[[#This Row],[Managed Load + NOU (MW)]]*(1+_xlfn.XLOOKUP(StorageAllocation[[#This Row],[Month]],PRM[Month],PRM[Planning Reserve Margin],0,0))","v":36039.548217988442},{"$f":"SUM(_xlfn._xlws.FILTER(Supply[Supply],(Supply[Month]=StorageAllocation[[#This Row],[Month]])*(Supply[Unit Category]<>\"Storage\")*(Supply[Hour Ending]=StorageAllocation[[#This Row],[Hour Ending]])=1,0))","v":41050.855257674979},{"$f":"StorageAllocation[[#This Row],[Supply Without Storage (MW)]]-StorageAllocation[[#This Row],[Total Load with PRM (MW)]]","v":5011.3070396865369},{"$f":"MAX(-StorageAllocation[[#This Row],[Excess Capacity (MW)]],0)","v":0},{"$f":"_xlfn.IFS(\n    StorageAllocation[[#This Row],[Hour Ending]]=1,\n    4*INDEX(NQC[NQC MW],MATCH(1,(NQC[Month]=StorageAllocation[[#This Row],[Month]])*(NQC[Unit Category]=\"Storage\"),0))-StorageAllocation[[#This Row],[Storage (MW)]],\n    StorageAllocation[[#This Row],[Storage (MW)]]>0,\n    OFFSET(StorageAllocation[[#This Row],[Storage SOC Day 1 (MWh)]],-1,0)-StorageAllocation[[#This Row],[Storage (MW)]],\n    TRUE,\n    MIN(\n        OFFSET(StorageAllocation[[#This Row],[Storage SOC Day 1 (MWh)]],-1,0)+0.85*INDEX(NQC[NQC MW],MATCH(1,(NQC[Month]=StorageAllocation[[#This Row],[Month]])*(NQC[Unit Category]=\"Storage\"),0)),\n        4*INDEX(NQC[NQC MW],MATCH(1,(NQC[Month]=StorageAllocation[[#This Row],[Month]])*(NQC[Unit Category]=\"Storage\"),0))\n    )\n)","v":55149.639999999992},{"$f":"_xlfn.IFS(\n    StorageAllocation[[#This Row],[Hour Ending]]=1,\n    OFFSET(StorageAllocation[[#This Row],[Storage SOC Day 1 (MWh)]],23,0)-StorageAllocation[[#This Row],[Storage (MW)]],\n    StorageAllocation[[#This Row],[Storage (MW)]]>0,\n    OFFSET(StorageAllocation[[#This Row],[Storage SOC Day 2 (MWh)]],-1,0)-StorageAllocation[[#This Row],[Storage (MW)]],\n    TRUE,\n    MIN(\n        OFFSET(StorageAllocation[[#This Row],[Storage SOC Day 2 (MWh)]],-1,0)+0.85*INDEX(NQC[NQC MW],MATCH(1,(NQC[Month]=StorageAllocation[[#This Row],[Month]])*(NQC[Unit Category]=\"Storage\"),0)),\n        4*INDEX(NQC[NQC MW],MATCH(1,(NQC[Month]=StorageAllocation[[#This Row],[Month]])*(NQC[Unit Category]=\"Storage\"),0))\n    )\n)","v":23438.596999999994},{"$f":"StorageAllocation[[#This Row],[Supply Without Storage (MW)]]+StorageAllocation[[#This Row],[Storage (MW)]]","v":41050.855257674979},{"$f":"StorageAllocation[[#This Row],[Adjusted Supply (MW)]]/StorageAllocation[[#This Row],[Managed Load + NOU (MW)]]-1","v":0.4069594289226095}]
[null,null,null,null,null,null,null,null,null,null,null,null,null,8,4,{"$f":"INDEX(ManagedLoad[Total],MATCH(1,(ManagedLoad[Month]=StorageAllocation[[#This Row],[Month]])*(ManagedLoad[Hour Ending]=StorageAllocation[[#This Row],[Hour Ending]]),0))","v":28867},{"$f":"StorageAllocation[[#This Row],[Managed Load + NOU (MW)]]*(1+_xlfn.XLOOKUP(StorageAllocation[[#This Row],[Month]],PRM[Month],PRM[Planning Reserve Margin],0,0))","v":35656.634966195023},{"$f":"SUM(_xlfn._xlws.FILTER(Supply[Supply],(Supply[Month]=StorageAllocation[[#This Row],[Month]])*(Supply[Unit Category]<>\"Storage\")*(Supply[Hour Ending]=StorageAllocation[[#This Row],[Hour Ending]])=1,0))","v":40701.443621788094},{"$f":"StorageAllocation[[#This Row],[Supply Without Storage (MW)]]-StorageAllocation[[#This Row],[Total Load with PRM (MW)]]","v":5044.8086555930713},{"$f":"MAX(-StorageAllocation[[#This Row],[Excess Capacity (MW)]],0)","v":0},{"$f":"_xlfn.IFS(\n    StorageAllocation[[#This Row],[Hour Ending]]=1,\n    4*INDEX(NQC[NQC MW],MATCH(1,(NQC[Month]=StorageAllocation[[#This Row],[Month]])*(NQC[Unit Category]=\"Storage\"),0))-StorageAllocation[[#This Row],[Storage (MW)]],\n    StorageAllocation[[#This Row],[Storage (MW)]]>0,\n    OFFSET(StorageAllocation[[#This Row],[Storage SOC Day 1 (MWh)]],-1,0)-StorageAllocation[[#This Row],[Storage (MW)]],\n    TRUE,\n    MIN(\n        OFFSET(StorageAllocation[[#This Row],[Storage SOC Day 1 (MWh)]],-1,0)+0.85*INDEX(NQC[NQC MW],MATCH(1,(NQC[Month]=StorageAllocation[[#This Row],[Month]])*(NQC[Unit Category]=\"Storage\"),0)),\n        4*INDEX(NQC[NQC MW],MATCH(1,(NQC[Month]=StorageAllocation[[#This Row],[Month]])*(NQC[Unit Category]=\"Storage\"),0))\n    )\n)","v":55149.639999999992},{"$f":"_xlfn.IFS(\n    StorageAllocation[[#This Row],[Hour Ending]]=1,\n    OFFSET(StorageAllocation[[#This Row],[Storage SOC Day 1 (MWh)]],23,0)-StorageAllocation[[#This Row],[Storage (MW)]],\n    StorageAllocation[[#This Row],[Storage (MW)]]>0,\n    OFFSET(StorageAllocation[[#This Row],[Storage SOC Day 2 (MWh)]],-1,0)-StorageAllocation[[#This Row],[Storage (MW)]],\n    TRUE,\n    MIN(\n        OFFSET(StorageAllocation[[#This Row],[Storage SOC Day 2 (MWh)]],-1,0)+0.85*INDEX(NQC[NQC MW],MATCH(1,(NQC[Month]=StorageAllocation[[#This Row],[Month]])*(NQC[Unit Category]=\"Storage\"),0)),\n        4*INDEX(NQC[NQC MW],MATCH(1,(NQC[Month]=StorageAllocation[[#This Row],[Month]])*(NQC[Unit Category]=\"Storage\"),0))\n    )\n)","v":35157.895499999991},{"$f":"StorageAllocation[[#This Row],[Supply Without Storage (MW)]]+StorageAllocation[[#This Row],[Storage (MW)]]","v":40701.443621788094},{"$f":"StorageAllocation[[#This Row],[Adjusted Supply (MW)]]/StorageAllocation[[#This Row],[Managed Load + NOU (MW)]]-1","v":0.40996444458336834}]
[null,null,null,null,null,null,null,null,null,null,null,null,null,8,5,{"$f":"INDEX(ManagedLoad[Total],MATCH(1,(ManagedLoad[Month]=StorageAllocation[[#This Row],[Month]])*(ManagedLoad[Hour Ending]=StorageAllocation[[#This Row],[Hour Ending]]),0))","v":29676},{"$f":"StorageAllocation[[#This Row],[Managed Load + NOU (MW)]]*(1+_xlfn.XLOOKUP(StorageAllocation[[#This Row],[Month]],PRM[Month],PRM[Planning Reserve Margin],0,0))","v":36655.915032972029},{"$f":"SUM(_xlfn._xlws.FILTER(Supply[Supply],(Supply[Month]=StorageAllocation[[#This Row],[Month]])*(Supply[Unit Category]<>\"Storage\")*(Supply[Hour Ending]=StorageAllocation[[#This Row],[Hour Ending]])=1,0))","v":40462.08247863999},{"$f":"StorageAllocation[[#This Row],[Supply Without Storage (MW)]]-StorageAllocation[[#This Row],[Total Load with PRM (MW)]]","v":3806.1674456679611},{"$f":"MAX(-StorageAllocation[[#This Row],[Excess Capacity (MW)]],0)","v":0},{"$f":"_xlfn.IFS(\n    StorageAllocation[[#This Row],[Hour Ending]]=1,\n    4*INDEX(NQC[NQC MW],MATCH(1,(NQC[Month]=StorageAllocation[[#This Row],[Month]])*(NQC[Unit Category]=\"Storage\"),0))-StorageAllocation[[#This Row],[Storage (MW)]],\n    StorageAllocation[[#This Row],[Storage (MW)]]>0,\n    OFFSET(StorageAllocation[[#This Row],[Storage SOC Day 1 (MWh)]],-1,0)-StorageAllocation[[#This Row],[Storage (MW)]],\n    TRUE,\n    MIN(\n        OFFSET(StorageAllocation[[#This Row],[Storage SOC Day 1 (MWh)]],-1,0)+0.85*INDEX(NQC[NQC MW],MATCH(1,(NQC[Month]=StorageAllocation[[#This Row],[Month]])*(NQC[Unit Category]=\"Storage\"),0)),\n        4*INDEX(NQC[NQC MW],MATCH(1,(NQC[Month]=StorageAllocation[[#This Row],[Month]])*(NQC[Unit Category]=\"Storage\"),0))\n    )\n)","v":55149.639999999992},{"$f":"_xlfn.IFS(\n    StorageAllocation[[#This Row],[Hour Ending]]=1,\n    OFFSET(StorageAllocation[[#This Row],[Storage SOC Day 1 (MWh)]],23,0)-StorageAllocation[[#This Row],[Storage (MW)]],\n    StorageAllocation[[#This Row],[Storage (MW)]]>0,\n    OFFSET(StorageAllocation[[#This Row],[Storage SOC Day 2 (MWh)]],-1,0)-StorageAllocation[[#This Row],[Storage (MW)]],\n    TRUE,\n    MIN(\n        OFFSET(StorageAllocation[[#This Row],[Storage SOC Day 2 (MWh)]],-1,0)+0.85*INDEX(NQC[NQC MW],MATCH(1,(NQC[Month]=StorageAllocation[[#This Row],[Month]])*(NQC[Unit Category]=\"Storage\"),0)),\n        4*INDEX(NQC[NQC MW],MATCH(1,(NQC[Month]=StorageAllocation[[#This Row],[Month]])*(NQC[Unit Category]=\"Storage\"),0))\n    )\n)","v":46877.193999999989},{"$f":"StorageAllocation[[#This Row],[Supply Without Storage (MW)]]+StorageAllocation[[#This Row],[Storage (MW)]]","v":40462.08247863999},{"$f":"StorageAllocation[[#This Row],[Adjusted Supply (MW)]]/StorageAllocation[[#This Row],[Managed Load + NOU (MW)]]-1","v":0.36346146645909116}]
[null,null,null,null,null,null,null,null,null,null,null,null,null,8,6,{"$f":"INDEX(ManagedLoad[Total],MATCH(1,(ManagedLoad[Month]=StorageAllocation[[#This Row],[Month]])*(ManagedLoad[Hour Ending]=StorageAllocation[[#This Row],[Hour Ending]]),0))","v":31115},{"$f":"StorageAllocation[[#This Row],[Managed Load + NOU (MW)]]*(1+_xlfn.XLOOKUP(StorageAllocation[[#This Row],[Month]],PRM[Month],PRM[Planning Reserve Margin],0,0))","v":38433.373643716295},{"$f":"SUM(_xlfn._xlws.FILTER(Supply[Supply],(Supply[Month]=StorageAllocation[[#This Row],[Month]])*(Supply[Unit Category]<>\"Storage\")*(Supply[Hour Ending]=StorageAllocation[[#This Row],[Hour Ending]])=1,0))","v":40613.993440334976},{"$f":"StorageAllocation[[#This Row],[Supply Without Storage (MW)]]-StorageAllocation[[#This Row],[Total Load with PRM (MW)]]","v":2180.619796618681},{"$f":"MAX(-StorageAllocation[[#This Row],[Excess Capacity (MW)]],0)","v":0},{"$f":"_xlfn.IFS(\n    StorageAllocation[[#This Row],[Hour Ending]]=1,\n    4*INDEX(NQC[NQC MW],MATCH(1,(NQC[Month]=StorageAllocation[[#This Row],[Month]])*(NQC[Unit Category]=\"Storage\"),0))-StorageAllocation[[#This Row],[Storage (MW)]],\n    StorageAllocation[[#This Row],[Storage (MW)]]>0,\n    OFFSET(StorageAllocation[[#This Row],[Storage SOC Day 1 (MWh)]],-1,0)-StorageAllocation[[#This Row],[Storage (MW)]],\n    TRUE,\n    MIN(\n        OFFSET(StorageAllocation[[#This Row],[Storage SOC Day 1 (MWh)]],-1,0)+0.85*INDEX(NQC[NQC MW],MATCH(1,(NQC[Month]=StorageAllocation[[#This Row],[Month]])*(NQC[Unit Category]=\"Storage\"),0)),\n        4*INDEX(NQC[NQC MW],MATCH(1,(NQC[Month]=StorageAllocation[[#This Row],[Month]])*(NQC[Unit Category]=\"Storage\"),0))\n    )\n)","v":55149.639999999992},{"$f":"_xlfn.IFS(\n    StorageAllocation[[#This Row],[Hour Ending]]=1,\n    OFFSET(StorageAllocation[[#This Row],[Storage SOC Day 1 (MWh)]],23,0)-StorageAllocation[[#This Row],[Storage (MW)]],\n    StorageAllocation[[#This Row],[Storage (MW)]]>0,\n    OFFSET(StorageAllocation[[#This Row],[Storage SOC Day 2 (MWh)]],-1,0)-StorageAllocation[[#This Row],[Storage (MW)]],\n    TRUE,\n    MIN(\n        OFFSET(StorageAllocation[[#This Row],[Storage SOC Day 2 (MWh)]],-1,0)+0.85*INDEX(NQC[NQC MW],MATCH(1,(NQC[Month]=StorageAllocation[[#This Row],[Month]])*(NQC[Unit Category]=\"Storage\"),0)),\n        4*INDEX(NQC[NQC MW],MATCH(1,(NQC[Month]=StorageAllocation[[#This Row],[Month]])*(NQC[Unit Category]=\"Storage\"),0))\n    )\n)","v":55149.639999999992},{"$f":"StorageAllocation[[#This Row],[Supply Without Storage (MW)]]+StorageAllocation[[#This Row],[Storage (MW)]]","v":40613.993440334976},{"$f":"StorageAllocation[[#This Row],[Adjusted Supply (MW)]]/StorageAllocation[[#This Row],[Managed Load + NOU (MW)]]-1","v":0.30528662832508369}]
[null,null,null,null,null,null,null,null,null,null,null,null,null,8,7,{"$f":"INDEX(ManagedLoad[Total],MATCH(1,(ManagedLoad[Month]=StorageAllocation[[#This Row],[Month]])*(ManagedLoad[Hour Ending]=StorageAllocation[[#This Row],[Hour Ending]]),0))","v":32281},{"$f":"StorageAllocation[[#This Row],[Managed Load + NOU (MW)]]*(1+_xlfn.XLOOKUP(StorageAllocation[[#This Row],[Month]],PRM[Month],PRM[Planning Reserve Margin],0,0))","v":39873.621552074743},{"$f":"SUM(_xlfn._xlws.FILTER(Supply[Supply],(Supply[Month]=StorageAllocation[[#This Row],[Month]])*(Supply[Unit Category]<>\"Storage\")*(Supply[Hour Ending]=StorageAllocation[[#This Row],[Hour Ending]])=1,0))","v":46247.811868118384},{"$f":"StorageAllocation[[#This Row],[Supply Without Storage (MW)]]-StorageAllocation[[#This Row],[Total Load with PRM (MW)]]","v":6374.1903160436414},{"$f":"MAX(-StorageAllocation[[#This Row],[Excess Capacity (MW)]],0)","v":0},{"$f":"_xlfn.IFS(\n    StorageAllocation[[#This Row],[Hour Ending]]=1,\n    4*INDEX(NQC[NQC MW],MATCH(1,(NQC[Month]=StorageAllocation[[#This Row],[Month]])*(NQC[Unit Category]=\"Storage\"),0))-StorageAllocation[[#This Row],[Storage (MW)]],\n    StorageAllocation[[#This Row],[Storage (MW)]]>0,\n    OFFSET(StorageAllocation[[#This Row],[Storage SOC Day 1 (MWh)]],-1,0)-StorageAllocation[[#This Row],[Storage (MW)]],\n    TRUE,\n    MIN(\n        OFFSET(StorageAllocation[[#This Row],[Storage SOC Day 1 (MWh)]],-1,0)+0.85*INDEX(NQC[NQC MW],MATCH(1,(NQC[Month]=StorageAllocation[[#This Row],[Month]])*(NQC[Unit Category]=\"Storage\"),0)),\n        4*INDEX(NQC[NQC MW],MATCH(1,(NQC[Month]=StorageAllocation[[#This Row],[Month]])*(NQC[Unit Category]=\"Storage\"),0))\n    )\n)","v":55149.639999999992},{"$f":"_xlfn.IFS(\n    StorageAllocation[[#This Row],[Hour Ending]]=1,\n    OFFSET(StorageAllocation[[#This Row],[Storage SOC Day 1 (MWh)]],23,0)-StorageAllocation[[#This Row],[Storage (MW)]],\n    StorageAllocation[[#This Row],[Storage (MW)]]>0,\n    OFFSET(StorageAllocation[[#This Row],[Storage SOC Day 2 (MWh)]],-1,0)-StorageAllocation[[#This Row],[Storage (MW)]],\n    TRUE,\n    MIN(\n        OFFSET(StorageAllocation[[#This Row],[Storage SOC Day 2 (MWh)]],-1,0)+0.85*INDEX(NQC[NQC MW],MATCH(1,(NQC[Month]=StorageAllocation[[#This Row],[Month]])*(NQC[Unit Category]=\"Storage\"),0)),\n        4*INDEX(NQC[NQC MW],MATCH(1,(NQC[Month]=StorageAllocation[[#This Row],[Month]])*(NQC[Unit Category]=\"Storage\"),0))\n    )\n)","v":55149.639999999992},{"$f":"StorageAllocation[[#This Row],[Supply Without Storage (MW)]]+StorageAllocation[[#This Row],[Storage (MW)]]","v":46247.811868118384},{"$f":"StorageAllocation[[#This Row],[Adjusted Supply (MW)]]/StorageAllocation[[#This Row],[Managed Load + NOU (MW)]]-1","v":0.43266354413179231}]
[null,null,null,null,null,null,null,null,null,null,null,null,null,8,8,{"$f":"INDEX(ManagedLoad[Total],MATCH(1,(ManagedLoad[Month]=StorageAllocation[[#This Row],[Month]])*(ManagedLoad[Hour Ending]=StorageAllocation[[#This Row],[Hour Ending]]),0))","v":32868},{"$f":"StorageAllocation[[#This Row],[Managed Load + NOU (MW)]]*(1+_xlfn.XLOOKUP(StorageAllocation[[#This Row],[Month]],PRM[Month],PRM[Planning Reserve Margin],0,0))","v":40598.686322406145},{"$f":"SUM(_xlfn._xlws.FILTER(Supply[Supply],(Supply[Month]=StorageAllocation[[#This Row],[Month]])*(Supply[Unit Category]<>\"Storage\")*(Supply[Hour Ending]=StorageAllocation[[#This Row],[Hour Ending]])=1,0))","v":53015.397486007387},{"$f":"StorageAllocation[[#This Row],[Supply Without Storage (MW)]]-StorageAllocation[[#This Row],[Total Load with PRM (MW)]]","v":12416.711163601241},{"$f":"MAX(-StorageAllocation[[#This Row],[Excess Capacity (MW)]],0)","v":0},{"$f":"_xlfn.IFS(\n    StorageAllocation[[#This Row],[Hour Ending]]=1,\n    4*INDEX(NQC[NQC MW],MATCH(1,(NQC[Month]=StorageAllocation[[#This Row],[Month]])*(NQC[Unit Category]=\"Storage\"),0))-StorageAllocation[[#This Row],[Storage (MW)]],\n    StorageAllocation[[#This Row],[Storage (MW)]]>0,\n    OFFSET(StorageAllocation[[#This Row],[Storage SOC Day 1 (MWh)]],-1,0)-StorageAllocation[[#This Row],[Storage (MW)]],\n    TRUE,\n    MIN(\n        OFFSET(StorageAllocation[[#This Row],[Storage SOC Day 1 (MWh)]],-1,0)+0.85*INDEX(NQC[NQC MW],MATCH(1,(NQC[Month]=StorageAllocation[[#This Row],[Month]])*(NQC[Unit Category]=\"Storage\"),0)),\n        4*INDEX(NQC[NQC MW],MATCH(1,(NQC[Month]=StorageAllocation[[#This Row],[Month]])*(NQC[Unit Category]=\"Storage\"),0))\n    )\n)","v":55149.639999999992},{"$f":"_xlfn.IFS(\n    StorageAllocation[[#This Row],[Hour Ending]]=1,\n    OFFSET(StorageAllocation[[#This Row],[Storage SOC Day 1 (MWh)]],23,0)-StorageAllocation[[#This Row],[Storage (MW)]],\n    StorageAllocation[[#This Row],[Storage (MW)]]>0,\n    OFFSET(StorageAllocation[[#This Row],[Storage SOC Day 2 (MWh)]],-1,0)-StorageAllocation[[#This Row],[Storage (MW)]],\n    TRUE,\n    MIN(\n        OFFSET(StorageAllocation[[#This Row],[Storage SOC Day 2 (MWh)]],-1,0)+0.85*INDEX(NQC[NQC MW],MATCH(1,(NQC[Month]=StorageAllocation[[#This Row],[Month]])*(NQC[Unit Category]=\"Storage\"),0)),\n        4*INDEX(NQC[NQC MW],MATCH(1,(NQC[Month]=StorageAllocation[[#This Row],[Month]])*(NQC[Unit Category]=\"Storage\"),0))\n    )\n)","v":55149.639999999992},{"$f":"StorageAllocation[[#This Row],[Supply Without Storage (MW)]]+StorageAllocation[[#This Row],[Storage (MW)]]","v":53015.397486007387},{"$f":"StorageAllocation[[#This Row],[Adjusted Supply (MW)]]/StorageAllocation[[#This Row],[Managed Load + NOU (MW)]]-1","v":0.61297911299766916}]
[null,null,null,null,null,null,null,null,null,null,null,null,null,8,9,{"$f":"INDEX(ManagedLoad[Total],MATCH(1,(ManagedLoad[Month]=StorageAllocation[[#This Row],[Month]])*(ManagedLoad[Hour Ending]=StorageAllocation[[#This Row],[Hour Ending]]),0))","v":32725},{"$f":"StorageAllocation[[#This Row],[Managed Load + NOU (MW)]]*(1+_xlfn.XLOOKUP(StorageAllocation[[#This Row],[Month]],PRM[Month],PRM[Planning Reserve Margin],0,0))","v":40422.052144965957},{"$f":"SUM(_xlfn._xlws.FILTER(Supply[Supply],(Supply[Month]=StorageAllocation[[#This Row],[Month]])*(Supply[Unit Category]<>\"Storage\")*(Supply[Hour Ending]=StorageAllocation[[#This Row],[Hour Ending]])=1,0))","v":55959.113909332271},{"$f":"StorageAllocation[[#This Row],[Supply Without Storage (MW)]]-StorageAllocation[[#This Row],[Total Load with PRM (MW)]]","v":15537.061764366314},{"$f":"MAX(-StorageAllocation[[#This Row],[Excess Capacity (MW)]],0)","v":0},{"$f":"_xlfn.IFS(\n    StorageAllocation[[#This Row],[Hour Ending]]=1,\n    4*INDEX(NQC[NQC MW],MATCH(1,(NQC[Month]=StorageAllocation[[#This Row],[Month]])*(NQC[Unit Category]=\"Storage\"),0))-StorageAllocation[[#This Row],[Storage (MW)]],\n    StorageAllocation[[#This Row],[Storage (MW)]]>0,\n    OFFSET(StorageAllocation[[#This Row],[Storage SOC Day 1 (MWh)]],-1,0)-StorageAllocation[[#This Row],[Storage (MW)]],\n    TRUE,\n    MIN(\n        OFFSET(StorageAllocation[[#This Row],[Storage SOC Day 1 (MWh)]],-1,0)+0.85*INDEX(NQC[NQC MW],MATCH(1,(NQC[Month]=StorageAllocation[[#This Row],[Month]])*(NQC[Unit Category]=\"Storage\"),0)),\n        4*INDEX(NQC[NQC MW],MATCH(1,(NQC[Month]=StorageAllocation[[#This Row],[Month]])*(NQC[Unit Category]=\"Storage\"),0))\n    )\n)","v":55149.639999999992},{"$f":"_xlfn.IFS(\n    StorageAllocation[[#This Row],[Hour Ending]]=1,\n    OFFSET(StorageAllocation[[#This Row],[Storage SOC Day 1 (MWh)]],23,0)-StorageAllocation[[#This Row],[Storage (MW)]],\n    StorageAllocation[[#This Row],[Storage (MW)]]>0,\n    OFFSET(StorageAllocation[[#This Row],[Storage SOC Day 2 (MWh)]],-1,0)-StorageAllocation[[#This Row],[Storage (MW)]],\n    TRUE,\n    MIN(\n        OFFSET(StorageAllocation[[#This Row],[Storage SOC Day 2 (MWh)]],-1,0)+0.85*INDEX(NQC[NQC MW],MATCH(1,(NQC[Month]=StorageAllocation[[#This Row],[Month]])*(NQC[Unit Category]=\"Storage\"),0)),\n        4*INDEX(NQC[NQC MW],MATCH(1,(NQC[Month]=StorageAllocation[[#This Row],[Month]])*(NQC[Unit Category]=\"Storage\"),0))\n    )\n)","v":55149.639999999992},{"$f":"StorageAllocation[[#This Row],[Supply Without Storage (MW)]]+StorageAllocation[[#This Row],[Storage (MW)]]","v":55959.113909332271},{"$f":"StorageAllocation[[#This Row],[Adjusted Supply (MW)]]/StorageAllocation[[#This Row],[Managed Load + NOU (MW)]]-1","v":0.7099805625464406}]
[null,null,null,null,null,null,null,null,null,null,null,null,null,8,10,{"$f":"INDEX(ManagedLoad[Total],MATCH(1,(ManagedLoad[Month]=StorageAllocation[[#This Row],[Month]])*(ManagedLoad[Hour Ending]=StorageAllocation[[#This Row],[Hour Ending]]),0))","v":33022},{"$f":"StorageAllocation[[#This Row],[Managed Load + NOU (MW)]]*(1+_xlfn.XLOOKUP(StorageAllocation[[#This Row],[Month]],PRM[Month],PRM[Planning Reserve Margin],0,0))","v":40788.907744264805},{"$f":"SUM(_xlfn._xlws.FILTER(Supply[Supply],(Supply[Month]=StorageAllocation[[#This Row],[Month]])*(Supply[Unit Category]<>\"Storage\")*(Supply[Hour Ending]=StorageAllocation[[#This Row],[Hour Ending]])=1,0))","v":57235.329273440373},{"$f":"StorageAllocation[[#This Row],[Supply Without Storage (MW)]]-StorageAllocation[[#This Row],[Total Load with PRM (MW)]]","v":16446.421529175568},{"$f":"MAX(-StorageAllocation[[#This Row],[Excess Capacity (MW)]],0)","v":0},{"$f":"_xlfn.IFS(\n    StorageAllocation[[#This Row],[Hour Ending]]=1,\n    4*INDEX(NQC[NQC MW],MATCH(1,(NQC[Month]=StorageAllocation[[#This Row],[Month]])*(NQC[Unit Category]=\"Storage\"),0))-StorageAllocation[[#This Row],[Storage (MW)]],\n    StorageAllocation[[#This Row],[Storage (MW)]]>0,\n    OFFSET(StorageAllocation[[#This Row],[Storage SOC Day 1 (MWh)]],-1,0)-StorageAllocation[[#This Row],[Storage (MW)]],\n    TRUE,\n    MIN(\n        OFFSET(StorageAllocation[[#This Row],[Storage SOC Day 1 (MWh)]],-1,0)+0.85*INDEX(NQC[NQC MW],MATCH(1,(NQC[Month]=StorageAllocation[[#This Row],[Month]])*(NQC[Unit Category]=\"Storage\"),0)),\n        4*INDEX(NQC[NQC MW],MATCH(1,(NQC[Month]=StorageAllocation[[#This Row],[Month]])*(NQC[Unit Category]=\"Storage\"),0))\n    )\n)","v":55149.639999999992},{"$f":"_xlfn.IFS(\n    StorageAllocation[[#This Row],[Hour Ending]]=1,\n    OFFSET(StorageAllocation[[#This Row],[Storage SOC Day 1 (MWh)]],23,0)-StorageAllocation[[#This Row],[Storage (MW)]],\n    StorageAllocation[[#This Row],[Storage (MW)]]>0,\n    OFFSET(StorageAllocation[[#This Row],[Storage SOC Day 2 (MWh)]],-1,0)-StorageAllocation[[#This Row],[Storage (MW)]],\n    TRUE,\n    MIN(\n        OFFSET(StorageAllocation[[#This Row],[Storage SOC Day 2 (MWh)]],-1,0)+0.85*INDEX(NQC[NQC MW],MATCH(1,(NQC[Month]=StorageAllocation[[#This Row],[Month]])*(NQC[Unit Category]=\"Storage\"),0)),\n        4*INDEX(NQC[NQC MW],MATCH(1,(NQC[Month]=StorageAllocation[[#This Row],[Month]])*(NQC[Unit Category]=\"Storage\"),0))\n    )\n)","v":55149.639999999992},{"$f":"StorageAllocation[[#This Row],[Supply Without Storage (MW)]]+StorageAllocation[[#This Row],[Storage (MW)]]","v":57235.329273440373},{"$f":"StorageAllocation[[#This Row],[Adjusted Supply (MW)]]/StorageAllocation[[#This Row],[Managed Load + NOU (MW)]]-1","v":0.73324841843136013}]
[null,null,null,null,null,null,null,null,null,null,null,null,null,8,11,{"$f":"INDEX(ManagedLoad[Total],MATCH(1,(ManagedLoad[Month]=StorageAllocation[[#This Row],[Month]])*(ManagedLoad[Hour Ending]=StorageAllocation[[#This Row],[Hour Ending]]),0))","v":33912},{"$f":"StorageAllocation[[#This Row],[Managed Load + NOU (MW)]]*(1+_xlfn.XLOOKUP(StorageAllocation[[#This Row],[Month]],PRM[Month],PRM[Planning Reserve Margin],0,0))","v":41888.239338123312},{"$f":"SUM(_xlfn._xlws.FILTER(Supply[Supply],(Supply[Month]=StorageAllocation[[#This Row],[Month]])*(Supply[Unit Category]<>\"Storage\")*(Supply[Hour Ending]=StorageAllocation[[#This Row],[Hour Ending]])=1,0))","v":57868.96129319007},{"$f":"StorageAllocation[[#This Row],[Supply Without Storage (MW)]]-StorageAllocation[[#This Row],[Total Load with PRM (MW)]]","v":15980.721955066758},{"$f":"MAX(-StorageAllocation[[#This Row],[Excess Capacity (MW)]],0)","v":0},{"$f":"_xlfn.IFS(\n    StorageAllocation[[#This Row],[Hour Ending]]=1,\n    4*INDEX(NQC[NQC MW],MATCH(1,(NQC[Month]=StorageAllocation[[#This Row],[Month]])*(NQC[Unit Category]=\"Storage\"),0))-StorageAllocation[[#This Row],[Storage (MW)]],\n    StorageAllocation[[#This Row],[Storage (MW)]]>0,\n    OFFSET(StorageAllocation[[#This Row],[Storage SOC Day 1 (MWh)]],-1,0)-StorageAllocation[[#This Row],[Storage (MW)]],\n    TRUE,\n    MIN(\n        OFFSET(StorageAllocation[[#This Row],[Storage SOC Day 1 (MWh)]],-1,0)+0.85*INDEX(NQC[NQC MW],MATCH(1,(NQC[Month]=StorageAllocation[[#This Row],[Month]])*(NQC[Unit Category]=\"Storage\"),0)),\n        4*INDEX(NQC[NQC MW],MATCH(1,(NQC[Month]=StorageAllocation[[#This Row],[Month]])*(NQC[Unit Category]=\"Storage\"),0))\n    )\n)","v":55149.639999999992},{"$f":"_xlfn.IFS(\n    StorageAllocation[[#This Row],[Hour Ending]]=1,\n    OFFSET(StorageAllocation[[#This Row],[Storage SOC Day 1 (MWh)]],23,0)-StorageAllocation[[#This Row],[Storage (MW)]],\n    StorageAllocation[[#This Row],[Storage (MW)]]>0,\n    OFFSET(StorageAllocation[[#This Row],[Storage SOC Day 2 (MWh)]],-1,0)-StorageAllocation[[#This Row],[Storage (MW)]],\n    TRUE,\n    MIN(\n        OFFSET(StorageAllocation[[#This Row],[Storage SOC Day 2 (MWh)]],-1,0)+0.85*INDEX(NQC[NQC MW],MATCH(1,(NQC[Month]=StorageAllocation[[#This Row],[Month]])*(NQC[Unit Category]=\"Storage\"),0)),\n        4*INDEX(NQC[NQC MW],MATCH(1,(NQC[Month]=StorageAllocation[[#This Row],[Month]])*(NQC[Unit Category]=\"Storage\"),0))\n    )\n)","v":55149.639999999992},{"$f":"StorageAllocation[[#This Row],[Supply Without Storage (MW)]]+StorageAllocation[[#This Row],[Storage (MW)]]","v":57868.96129319007},{"$f":"StorageAllocation[[#This Row],[Adjusted Supply (MW)]]/StorageAllocation[[#This Row],[Managed Load + NOU (MW)]]-1","v":0.70644495438753441}]
[null,null,null,null,null,null,null,null,null,null,null,null,null,8,12,{"$f":"INDEX(ManagedLoad[Total],MATCH(1,(ManagedLoad[Month]=StorageAllocation[[#This Row],[Month]])*(ManagedLoad[Hour Ending]=StorageAllocation[[#This Row],[Hour Ending]]),0))","v":35153},{"$f":"StorageAllocation[[#This Row],[Managed Load + NOU (MW)]]*(1+_xlfn.XLOOKUP(StorageAllocation[[#This Row],[Month]],PRM[Month],PRM[Planning Reserve Margin],0,0))","v":43421.127549335011},{"$f":"SUM(_xlfn._xlws.FILTER(Supply[Supply],(Supply[Month]=StorageAllocation[[#This Row],[Month]])*(Supply[Unit Category]<>\"Storage\")*(Supply[Hour Ending]=StorageAllocation[[#This Row],[Hour Ending]])=1,0))","v":58045.733076437522},{"$f":"StorageAllocation[[#This Row],[Supply Without Storage (MW)]]-StorageAllocation[[#This Row],[Total Load with PRM (MW)]]","v":14624.605527102511},{"$f":"MAX(-StorageAllocation[[#This Row],[Excess Capacity (MW)]],0)","v":0},{"$f":"_xlfn.IFS(\n    StorageAllocation[[#This Row],[Hour Ending]]=1,\n    4*INDEX(NQC[NQC MW],MATCH(1,(NQC[Month]=StorageAllocation[[#This Row],[Month]])*(NQC[Unit Category]=\"Storage\"),0))-StorageAllocation[[#This Row],[Storage (MW)]],\n    StorageAllocation[[#This Row],[Storage (MW)]]>0,\n    OFFSET(StorageAllocation[[#This Row],[Storage SOC Day 1 (MWh)]],-1,0)-StorageAllocation[[#This Row],[Storage (MW)]],\n    TRUE,\n    MIN(\n        OFFSET(StorageAllocation[[#This Row],[Storage SOC Day 1 (MWh)]],-1,0)+0.85*INDEX(NQC[NQC MW],MATCH(1,(NQC[Month]=StorageAllocation[[#This Row],[Month]])*(NQC[Unit Category]=\"Storage\"),0)),\n        4*INDEX(NQC[NQC MW],MATCH(1,(NQC[Month]=StorageAllocation[[#This Row],[Month]])*(NQC[Unit Category]=\"Storage\"),0))\n    )\n)","v":55149.639999999992},{"$f":"_xlfn.IFS(\n    StorageAllocation[[#This Row],[Hour Ending]]=1,\n    OFFSET(StorageAllocation[[#This Row],[Storage SOC Day 1 (MWh)]],23,0)-StorageAllocation[[#This Row],[Storage (MW)]],\n    StorageAllocation[[#This Row],[Storage (MW)]]>0,\n    OFFSET(StorageAllocation[[#This Row],[Storage SOC Day 2 (MWh)]],-1,0)-StorageAllocation[[#This Row],[Storage (MW)]],\n    TRUE,\n    MIN(\n        OFFSET(StorageAllocation[[#This Row],[Storage SOC Day 2 (MWh)]],-1,0)+0.85*INDEX(NQC[NQC MW],MATCH(1,(NQC[Month]=StorageAllocation[[#This Row],[Month]])*(NQC[Unit Category]=\"Storage\"),0)),\n        4*INDEX(NQC[NQC MW],MATCH(1,(NQC[Month]=StorageAllocation[[#This Row],[Month]])*(NQC[Unit Category]=\"Storage\"),0))\n    )\n)","v":55149.639999999992},{"$f":"StorageAllocation[[#This Row],[Supply Without Storage (MW)]]+StorageAllocation[[#This Row],[Storage (MW)]]","v":58045.733076437522},{"$f":"StorageAllocation[[#This Row],[Adjusted Supply (MW)]]/StorageAllocation[[#This Row],[Managed Load + NOU (MW)]]-1","v":0.65123127688781968}]
[null,null,null,null,null,null,null,null,null,null,null,null,null,8,13,{"$f":"INDEX(ManagedLoad[Total],MATCH(1,(ManagedLoad[Month]=StorageAllocation[[#This Row],[Month]])*(ManagedLoad[Hour Ending]=StorageAllocation[[#This Row],[Hour Ending]]),0))","v":37707},{"$f":"StorageAllocation[[#This Row],[Managed Load + NOU (MW)]]*(1+_xlfn.XLOOKUP(StorageAllocation[[#This Row],[Month]],PRM[Month],PRM[Planning Reserve Margin],0,0))","v":46575.838662497517},{"$f":"SUM(_xlfn._xlws.FILTER(Supply[Supply],(Supply[Month]=StorageAllocation[[#This Row],[Month]])*(Supply[Unit Category]<>\"Storage\")*(Supply[Hour Ending]=StorageAllocation[[#This Row],[Hour Ending]])=1,0))","v":57803.944669582503},{"$f":"StorageAllocation[[#This Row],[Supply Without Storage (MW)]]-StorageAllocation[[#This Row],[Total Load with PRM (MW)]]","v":11228.106007084985},{"$f":"MAX(-StorageAllocation[[#This Row],[Excess Capacity (MW)]],0)","v":0},{"$f":"_xlfn.IFS(\n    StorageAllocation[[#This Row],[Hour Ending]]=1,\n    4*INDEX(NQC[NQC MW],MATCH(1,(NQC[Month]=StorageAllocation[[#This Row],[Month]])*(NQC[Unit Category]=\"Storage\"),0))-StorageAllocation[[#This Row],[Storage (MW)]],\n    StorageAllocation[[#This Row],[Storage (MW)]]>0,\n    OFFSET(StorageAllocation[[#This Row],[Storage SOC Day 1 (MWh)]],-1,0)-StorageAllocation[[#This Row],[Storage (MW)]],\n    TRUE,\n    MIN(\n        OFFSET(StorageAllocation[[#This Row],[Storage SOC Day 1 (MWh)]],-1,0)+0.85*INDEX(NQC[NQC MW],MATCH(1,(NQC[Month]=StorageAllocation[[#This Row],[Month]])*(NQC[Unit Category]=\"Storage\"),0)),\n        4*INDEX(NQC[NQC MW],MATCH(1,(NQC[Month]=StorageAllocation[[#This Row],[Month]])*(NQC[Unit Category]=\"Storage\"),0))\n    )\n)","v":55149.639999999992},{"$f":"_xlfn.IFS(\n    StorageAllocation[[#This Row],[Hour Ending]]=1,\n    OFFSET(StorageAllocation[[#This Row],[Storage SOC Day 1 (MWh)]],23,0)-StorageAllocation[[#This Row],[Storage (MW)]],\n    StorageAllocation[[#This Row],[Storage (MW)]]>0,\n    OFFSET(StorageAllocation[[#This Row],[Storage SOC Day 2 (MWh)]],-1,0)-StorageAllocation[[#This Row],[Storage (MW)]],\n    TRUE,\n    MIN(\n        OFFSET(StorageAllocation[[#This Row],[Storage SOC Day 2 (MWh)]],-1,0)+0.85*INDEX(NQC[NQC MW],MATCH(1,(NQC[Month]=StorageAllocation[[#This Row],[Month]])*(NQC[Unit Category]=\"Storage\"),0)),\n        4*INDEX(NQC[NQC MW],MATCH(1,(NQC[Month]=StorageAllocation[[#This Row],[Month]])*(NQC[Unit Category]=\"Storage\"),0))\n    )\n)","v":55149.639999999992},{"$f":"StorageAllocation[[#This Row],[Supply Without Storage (MW)]]+StorageAllocation[[#This Row],[Storage (MW)]]","v":57803.944669582503},{"$f":"StorageAllocation[[#This Row],[Adjusted Supply (MW)]]/StorageAllocation[[#This Row],[Managed Load + NOU (MW)]]-1","v":0.53297649427380867}]
[null,null,null,null,null,null,null,null,null,null,null,null,null,8,14,{"$f":"INDEX(ManagedLoad[Total],MATCH(1,(ManagedLoad[Month]=StorageAllocation[[#This Row],[Month]])*(ManagedLoad[Hour Ending]=StorageAllocation[[#This Row],[Hour Ending]]),0))","v":40420},{"$f":"StorageAllocation[[#This Row],[Managed Load + NOU (MW)]]*(1+_xlfn.XLOOKUP(StorageAllocation[[#This Row],[Month]],PRM[Month],PRM[Planning Reserve Margin],0,0))","v":49926.947217708905},{"$f":"SUM(_xlfn._xlws.FILTER(Supply[Supply],(Supply[Month]=StorageAllocation[[#This Row],[Month]])*(Supply[Unit Category]<>\"Storage\")*(Supply[Hour Ending]=StorageAllocation[[#This Row],[Hour Ending]])=1,0))","v":57621.804108173601},{"$f":"StorageAllocation[[#This Row],[Supply Without Storage (MW)]]-StorageAllocation[[#This Row],[Total Load with PRM (MW)]]","v":7694.8568904646963},{"$f":"MAX(-StorageAllocation[[#This Row],[Excess Capacity (MW)]],0)","v":0},{"$f":"_xlfn.IFS(\n    StorageAllocation[[#This Row],[Hour Ending]]=1,\n    4*INDEX(NQC[NQC MW],MATCH(1,(NQC[Month]=StorageAllocation[[#This Row],[Month]])*(NQC[Unit Category]=\"Storage\"),0))-StorageAllocation[[#This Row],[Storage (MW)]],\n    StorageAllocation[[#This Row],[Storage (MW)]]>0,\n    OFFSET(StorageAllocation[[#This Row],[Storage SOC Day 1 (MWh)]],-1,0)-StorageAllocation[[#This Row],[Storage (MW)]],\n    TRUE,\n    MIN(\n        OFFSET(StorageAllocation[[#This Row],[Storage SOC Day 1 (MWh)]],-1,0)+0.85*INDEX(NQC[NQC MW],MATCH(1,(NQC[Month]=StorageAllocation[[#This Row],[Month]])*(NQC[Unit Category]=\"Storage\"),0)),\n        4*INDEX(NQC[NQC MW],MATCH(1,(NQC[Month]=StorageAllocation[[#This Row],[Month]])*(NQC[Unit Category]=\"Storage\"),0))\n    )\n)","v":55149.639999999992},{"$f":"_xlfn.IFS(\n    StorageAllocation[[#This Row],[Hour Ending]]=1,\n    OFFSET(StorageAllocation[[#This Row],[Storage SOC Day 1 (MWh)]],23,0)-StorageAllocation[[#This Row],[Storage (MW)]],\n    StorageAllocation[[#This Row],[Storage (MW)]]>0,\n    OFFSET(StorageAllocation[[#This Row],[Storage SOC Day 2 (MWh)]],-1,0)-StorageAllocation[[#This Row],[Storage (MW)]],\n    TRUE,\n    MIN(\n        OFFSET(StorageAllocation[[#This Row],[Storage SOC Day 2 (MWh)]],-1,0)+0.85*INDEX(NQC[NQC MW],MATCH(1,(NQC[Month]=StorageAllocation[[#This Row],[Month]])*(NQC[Unit Category]=\"Storage\"),0)),\n        4*INDEX(NQC[NQC MW],MATCH(1,(NQC[Month]=StorageAllocation[[#This Row],[Month]])*(NQC[Unit Category]=\"Storage\"),0))\n    )\n)","v":55149.639999999992},{"$f":"StorageAllocation[[#This Row],[Supply Without Storage (MW)]]+StorageAllocation[[#This Row],[Storage (MW)]]","v":57621.804108173601},{"$f":"StorageAllocation[[#This Row],[Adjusted Supply (MW)]]/StorageAllocation[[#This Row],[Managed Load + NOU (MW)]]-1","v":0.42557654894046504}]
[null,null,null,null,null,null,null,null,null,null,null,null,null,8,15,{"$f":"INDEX(ManagedLoad[Total],MATCH(1,(ManagedLoad[Month]=StorageAllocation[[#This Row],[Month]])*(ManagedLoad[Hour Ending]=StorageAllocation[[#This Row],[Hour Ending]]),0))","v":43757},{"$f":"StorageAllocation[[#This Row],[Managed Load + NOU (MW)]]*(1+_xlfn.XLOOKUP(StorageAllocation[[#This Row],[Month]],PRM[Month],PRM[Planning Reserve Margin],0,0))","v":54048.823092659288},{"$f":"SUM(_xlfn._xlws.FILTER(Supply[Supply],(Supply[Month]=StorageAllocation[[#This Row],[Month]])*(Supply[Unit Category]<>\"Storage\")*(Supply[Hour Ending]=StorageAllocation[[#This Row],[Hour Ending]])=1,0))","v":57235.975130804341},{"$f":"StorageAllocation[[#This Row],[Supply Without Storage (MW)]]-StorageAllocation[[#This Row],[Total Load with PRM (MW)]]","v":3187.1520381450537},{"$f":"MAX(-StorageAllocation[[#This Row],[Excess Capacity (MW)]],0)","v":0},{"$f":"_xlfn.IFS(\n    StorageAllocation[[#This Row],[Hour Ending]]=1,\n    4*INDEX(NQC[NQC MW],MATCH(1,(NQC[Month]=StorageAllocation[[#This Row],[Month]])*(NQC[Unit Category]=\"Storage\"),0))-StorageAllocation[[#This Row],[Storage (MW)]],\n    StorageAllocation[[#This Row],[Storage (MW)]]>0,\n    OFFSET(StorageAllocation[[#This Row],[Storage SOC Day 1 (MWh)]],-1,0)-StorageAllocation[[#This Row],[Storage (MW)]],\n    TRUE,\n    MIN(\n        OFFSET(StorageAllocation[[#This Row],[Storage SOC Day 1 (MWh)]],-1,0)+0.85*INDEX(NQC[NQC MW],MATCH(1,(NQC[Month]=StorageAllocation[[#This Row],[Month]])*(NQC[Unit Category]=\"Storage\"),0)),\n        4*INDEX(NQC[NQC MW],MATCH(1,(NQC[Month]=StorageAllocation[[#This Row],[Month]])*(NQC[Unit Category]=\"Storage\"),0))\n    )\n)","v":55149.639999999992},{"$f":"_xlfn.IFS(\n    StorageAllocation[[#This Row],[Hour Ending]]=1,\n    OFFSET(StorageAllocation[[#This Row],[Storage SOC Day 1 (MWh)]],23,0)-StorageAllocation[[#This Row],[Storage (MW)]],\n    StorageAllocation[[#This Row],[Storage (MW)]]>0,\n    OFFSET(StorageAllocation[[#This Row],[Storage SOC Day 2 (MWh)]],-1,0)-StorageAllocation[[#This Row],[Storage (MW)]],\n    TRUE,\n    MIN(\n        OFFSET(StorageAllocation[[#This Row],[Storage SOC Day 2 (MWh)]],-1,0)+0.85*INDEX(NQC[NQC MW],MATCH(1,(NQC[Month]=StorageAllocation[[#This Row],[Month]])*(NQC[Unit Category]=\"Storage\"),0)),\n        4*INDEX(NQC[NQC MW],MATCH(1,(NQC[Month]=StorageAllocation[[#This Row],[Month]])*(NQC[Unit Category]=\"Storage\"),0))\n    )\n)","v":55149.639999999992},{"$f":"StorageAllocation[[#This Row],[Supply Without Storage (MW)]]+StorageAllocation[[#This Row],[Storage (MW)]]","v":57235.975130804341},{"$f":"StorageAllocation[[#This Row],[Adjusted Supply (MW)]]/StorageAllocation[[#This Row],[Managed Load + NOU (MW)]]-1","v":0.30804157348091366}]
[null,null,null,null,null,null,null,null,null,null,null,null,null,8,16,{"$f":"INDEX(ManagedLoad[Total],MATCH(1,(ManagedLoad[Month]=StorageAllocation[[#This Row],[Month]])*(ManagedLoad[Hour Ending]=StorageAllocation[[#This Row],[Hour Ending]]),0))","v":45321},{"$f":"StorageAllocation[[#This Row],[Managed Load + NOU (MW)]]*(1+_xlfn.XLOOKUP(StorageAllocation[[#This Row],[Month]],PRM[Month],PRM[Planning Reserve Margin],0,0))","v":55980.682208158963},{"$f":"SUM(_xlfn._xlws.FILTER(Supply[Supply],(Supply[Month]=StorageAllocation[[#This Row],[Month]])*(Supply[Unit Category]<>\"Storage\")*(Supply[Hour Ending]=StorageAllocation[[#This Row],[Hour Ending]])=1,0))","v":56157.080601709698},{"$f":"StorageAllocation[[#This Row],[Supply Without Storage (MW)]]-StorageAllocation[[#This Row],[Total Load with PRM (MW)]]","v":176.39839355073491},{"$f":"MAX(-StorageAllocation[[#This Row],[Excess Capacity (MW)]],0)","v":0},{"$f":"_xlfn.IFS(\n    StorageAllocation[[#This Row],[Hour Ending]]=1,\n    4*INDEX(NQC[NQC MW],MATCH(1,(NQC[Month]=StorageAllocation[[#This Row],[Month]])*(NQC[Unit Category]=\"Storage\"),0))-StorageAllocation[[#This Row],[Storage (MW)]],\n    StorageAllocation[[#This Row],[Storage (MW)]]>0,\n    OFFSET(StorageAllocation[[#This Row],[Storage SOC Day 1 (MWh)]],-1,0)-StorageAllocation[[#This Row],[Storage (MW)]],\n    TRUE,\n    MIN(\n        OFFSET(StorageAllocation[[#This Row],[Storage SOC Day 1 (MWh)]],-1,0)+0.85*INDEX(NQC[NQC MW],MATCH(1,(NQC[Month]=StorageAllocation[[#This Row],[Month]])*(NQC[Unit Category]=\"Storage\"),0)),\n        4*INDEX(NQC[NQC MW],MATCH(1,(NQC[Month]=StorageAllocation[[#This Row],[Month]])*(NQC[Unit Category]=\"Storage\"),0))\n    )\n)","v":55149.639999999992},{"$f":"_xlfn.IFS(\n    StorageAllocation[[#This Row],[Hour Ending]]=1,\n    OFFSET(StorageAllocation[[#This Row],[Storage SOC Day 1 (MWh)]],23,0)-StorageAllocation[[#This Row],[Storage (MW)]],\n    StorageAllocation[[#This Row],[Storage (MW)]]>0,\n    OFFSET(StorageAllocation[[#This Row],[Storage SOC Day 2 (MWh)]],-1,0)-StorageAllocation[[#This Row],[Storage (MW)]],\n    TRUE,\n    MIN(\n        OFFSET(StorageAllocation[[#This Row],[Storage SOC Day 2 (MWh)]],-1,0)+0.85*INDEX(NQC[NQC MW],MATCH(1,(NQC[Month]=StorageAllocation[[#This Row],[Month]])*(NQC[Unit Category]=\"Storage\"),0)),\n        4*INDEX(NQC[NQC MW],MATCH(1,(NQC[Month]=StorageAllocation[[#This Row],[Month]])*(NQC[Unit Category]=\"Storage\"),0))\n    )\n)","v":55149.639999999992},{"$f":"StorageAllocation[[#This Row],[Supply Without Storage (MW)]]+StorageAllocation[[#This Row],[Storage (MW)]]","v":56157.080601709698},{"$f":"StorageAllocation[[#This Row],[Adjusted Supply (MW)]]/StorageAllocation[[#This Row],[Managed Load + NOU (MW)]]-1","v":0.23909623798481272}]
[null,null,null,null,null,null,null,null,null,null,null,null,null,8,17,{"$f":"INDEX(ManagedLoad[Total],MATCH(1,(ManagedLoad[Month]=StorageAllocation[[#This Row],[Month]])*(ManagedLoad[Hour Ending]=StorageAllocation[[#This Row],[Hour Ending]]),0))","v":47217},{"$f":"StorageAllocation[[#This Row],[Managed Load + NOU (MW)]]*(1+_xlfn.XLOOKUP(StorageAllocation[[#This Row],[Month]],PRM[Month],PRM[Planning Reserve Margin],0,0))","v":58322.629064289002},{"$f":"SUM(_xlfn._xlws.FILTER(Supply[Supply],(Supply[Month]=StorageAllocation[[#This Row],[Month]])*(Supply[Unit Category]<>\"Storage\")*(Supply[Hour Ending]=StorageAllocation[[#This Row],[Hour Ending]])=1,0))","v":55661.384119042006},{"$f":"StorageAllocation[[#This Row],[Supply Without Storage (MW)]]-StorageAllocation[[#This Row],[Total Load with PRM (MW)]]","v":-2661.2449452469955},{"$f":"MAX(-StorageAllocation[[#This Row],[Excess Capacity (MW)]],0)","v":2661.2449452469955},{"$f":"_xlfn.IFS(\n    StorageAllocation[[#This Row],[Hour Ending]]=1,\n    4*INDEX(NQC[NQC MW],MATCH(1,(NQC[Month]=StorageAllocation[[#This Row],[Month]])*(NQC[Unit Category]=\"Storage\"),0))-StorageAllocation[[#This Row],[Storage (MW)]],\n    StorageAllocation[[#This Row],[Storage (MW)]]>0,\n    OFFSET(StorageAllocation[[#This Row],[Storage SOC Day 1 (MWh)]],-1,0)-StorageAllocation[[#This Row],[Storage (MW)]],\n    TRUE,\n    MIN(\n        OFFSET(StorageAllocation[[#This Row],[Storage SOC Day 1 (MWh)]],-1,0)+0.85*INDEX(NQC[NQC MW],MATCH(1,(NQC[Month]=StorageAllocation[[#This Row],[Month]])*(NQC[Unit Category]=\"Storage\"),0)),\n        4*INDEX(NQC[NQC MW],MATCH(1,(NQC[Month]=StorageAllocation[[#This Row],[Month]])*(NQC[Unit Category]=\"Storage\"),0))\n    )\n)","v":52488.395054752997},{"$f":"_xlfn.IFS(\n    StorageAllocation[[#This Row],[Hour Ending]]=1,\n    OFFSET(StorageAllocation[[#This Row],[Storage SOC Day 1 (MWh)]],23,0)-StorageAllocation[[#This Row],[Storage (MW)]],\n    StorageAllocation[[#This Row],[Storage (MW)]]>0,\n    OFFSET(StorageAllocation[[#This Row],[Storage SOC Day 2 (MWh)]],-1,0)-StorageAllocation[[#This Row],[Storage (MW)]],\n    TRUE,\n    MIN(\n        OFFSET(StorageAllocation[[#This Row],[Storage SOC Day 2 (MWh)]],-1,0)+0.85*INDEX(NQC[NQC MW],MATCH(1,(NQC[Month]=StorageAllocation[[#This Row],[Month]])*(NQC[Unit Category]=\"Storage\"),0)),\n        4*INDEX(NQC[NQC MW],MATCH(1,(NQC[Month]=StorageAllocation[[#This Row],[Month]])*(NQC[Unit Category]=\"Storage\"),0))\n    )\n)","v":52488.395054752997},{"$f":"StorageAllocation[[#This Row],[Supply Without Storage (MW)]]+StorageAllocation[[#This Row],[Storage (MW)]]","v":58322.629064289002},{"$f":"StorageAllocation[[#This Row],[Adjusted Supply (MW)]]/StorageAllocation[[#This Row],[Managed Load + NOU (MW)]]-1","v":0.23520403804326828}]
[null,null,null,null,null,null,null,null,null,null,null,null,null,8,18,{"$f":"INDEX(ManagedLoad[Total],MATCH(1,(ManagedLoad[Month]=StorageAllocation[[#This Row],[Month]])*(ManagedLoad[Hour Ending]=StorageAllocation[[#This Row],[Hour Ending]]),0))","v":47761},{"$f":"StorageAllocation[[#This Row],[Managed Load + NOU (MW)]]*(1+_xlfn.XLOOKUP(StorageAllocation[[#This Row],[Month]],PRM[Month],PRM[Planning Reserve Margin],0,0))","v":58994.580060984539},{"$f":"SUM(_xlfn._xlws.FILTER(Supply[Supply],(Supply[Month]=StorageAllocation[[#This Row],[Month]])*(Supply[Unit Category]<>\"Storage\")*(Supply[Hour Ending]=StorageAllocation[[#This Row],[Hour Ending]])=1,0))","v":48451.463375751948},{"$f":"StorageAllocation[[#This Row],[Supply Without Storage (MW)]]-StorageAllocation[[#This Row],[Total Load with PRM (MW)]]","v":-10543.116685232591},{"$f":"MAX(-StorageAllocation[[#This Row],[Excess Capacity (MW)]],0)","v":10543.116685232591},{"$f":"_xlfn.IFS(\n    StorageAllocation[[#This Row],[Hour Ending]]=1,\n    4*INDEX(NQC[NQC MW],MATCH(1,(NQC[Month]=StorageAllocation[[#This Row],[Month]])*(NQC[Unit Category]=\"Storage\"),0))-StorageAllocation[[#This Row],[Storage (MW)]],\n    StorageAllocation[[#This Row],[Storage (MW)]]>0,\n    OFFSET(StorageAllocation[[#This Row],[Storage SOC Day 1 (MWh)]],-1,0)-StorageAllocation[[#This Row],[Storage (MW)]],\n    TRUE,\n    MIN(\n        OFFSET(StorageAllocation[[#This Row],[Storage SOC Day 1 (MWh)]],-1,0)+0.85*INDEX(NQC[NQC MW],MATCH(1,(NQC[Month]=StorageAllocation[[#This Row],[Month]])*(NQC[Unit Category]=\"Storage\"),0)),\n        4*INDEX(NQC[NQC MW],MATCH(1,(NQC[Month]=StorageAllocation[[#This Row],[Month]])*(NQC[Unit Category]=\"Storage\"),0))\n    )\n)","v":41945.278369520405},{"$f":"_xlfn.IFS(\n    StorageAllocation[[#This Row],[Hour Ending]]=1,\n    OFFSET(StorageAllocation[[#This Row],[Storage SOC Day 1 (MWh)]],23,0)-StorageAllocation[[#This Row],[Storage (MW)]],\n    StorageAllocation[[#This Row],[Storage (MW)]]>0,\n    OFFSET(StorageAllocation[[#This Row],[Storage SOC Day 2 (MWh)]],-1,0)-StorageAllocation[[#This Row],[Storage (MW)]],\n    TRUE,\n    MIN(\n        OFFSET(StorageAllocation[[#This Row],[Storage SOC Day 2 (MWh)]],-1,0)+0.85*INDEX(NQC[NQC MW],MATCH(1,(NQC[Month]=StorageAllocation[[#This Row],[Month]])*(NQC[Unit Category]=\"Storage\"),0)),\n        4*INDEX(NQC[NQC MW],MATCH(1,(NQC[Month]=StorageAllocation[[#This Row],[Month]])*(NQC[Unit Category]=\"Storage\"),0))\n    )\n)","v":41945.278369520405},{"$f":"StorageAllocation[[#This Row],[Supply Without Storage (MW)]]+StorageAllocation[[#This Row],[Storage (MW)]]","v":58994.580060984539},{"$f":"StorageAllocation[[#This Row],[Adjusted Supply (MW)]]/StorageAllocation[[#This Row],[Managed Load + NOU (MW)]]-1","v":0.23520403804326828}]
[null,null,null,null,null,null,null,null,null,null,null,null,null,8,19,{"$f":"INDEX(ManagedLoad[Total],MATCH(1,(ManagedLoad[Month]=StorageAllocation[[#This Row],[Month]])*(ManagedLoad[Hour Ending]=StorageAllocation[[#This Row],[Hour Ending]]),0))","v":46665},{"$f":"StorageAllocation[[#This Row],[Managed Load + NOU (MW)]]*(1+_xlfn.XLOOKUP(StorageAllocation[[#This Row],[Month]],PRM[Month],PRM[Planning Reserve Margin],0,0))","v":57640.796435289114},{"$f":"SUM(_xlfn._xlws.FILTER(Supply[Supply],(Supply[Month]=StorageAllocation[[#This Row],[Month]])*(Supply[Unit Category]<>\"Storage\")*(Supply[Hour Ending]=StorageAllocation[[#This Row],[Hour Ending]])=1,0))","v":44223.399962846881},{"$f":"StorageAllocation[[#This Row],[Supply Without Storage (MW)]]-StorageAllocation[[#This Row],[Total Load with PRM (MW)]]","v":-13417.396472442233},{"$f":"MAX(-StorageAllocation[[#This Row],[Excess Capacity (MW)]],0)","v":13417.396472442233},{"$f":"_xlfn.IFS(\n    StorageAllocation[[#This Row],[Hour Ending]]=1,\n    4*INDEX(NQC[NQC MW],MATCH(1,(NQC[Month]=StorageAllocation[[#This Row],[Month]])*(NQC[Unit Category]=\"Storage\"),0))-StorageAllocation[[#This Row],[Storage (MW)]],\n    StorageAllocation[[#This Row],[Storage (MW)]]>0,\n    OFFSET(StorageAllocation[[#This Row],[Storage SOC Day 1 (MWh)]],-1,0)-StorageAllocation[[#This Row],[Storage (MW)]],\n    TRUE,\n    MIN(\n        OFFSET(StorageAllocation[[#This Row],[Storage SOC Day 1 (MWh)]],-1,0)+0.85*INDEX(NQC[NQC MW],MATCH(1,(NQC[Month]=StorageAllocation[[#This Row],[Month]])*(NQC[Unit Category]=\"Storage\"),0)),\n        4*INDEX(NQC[NQC MW],MATCH(1,(NQC[Month]=StorageAllocation[[#This Row],[Month]])*(NQC[Unit Category]=\"Storage\"),0))\n    )\n)","v":28527.881897078172},{"$f":"_xlfn.IFS(\n    StorageAllocation[[#This Row],[Hour Ending]]=1,\n    OFFSET(StorageAllocation[[#This Row],[Storage SOC Day 1 (MWh)]],23,0)-StorageAllocation[[#This Row],[Storage (MW)]],\n    StorageAllocation[[#This Row],[Storage (MW)]]>0,\n    OFFSET(StorageAllocation[[#This Row],[Storage SOC Day 2 (MWh)]],-1,0)-StorageAllocation[[#This Row],[Storage (MW)]],\n    TRUE,\n    MIN(\n        OFFSET(StorageAllocation[[#This Row],[Storage SOC Day 2 (MWh)]],-1,0)+0.85*INDEX(NQC[NQC MW],MATCH(1,(NQC[Month]=StorageAllocation[[#This Row],[Month]])*(NQC[Unit Category]=\"Storage\"),0)),\n        4*INDEX(NQC[NQC MW],MATCH(1,(NQC[Month]=StorageAllocation[[#This Row],[Month]])*(NQC[Unit Category]=\"Storage\"),0))\n    )\n)","v":28527.881897078172},{"$f":"StorageAllocation[[#This Row],[Supply Without Storage (MW)]]+StorageAllocation[[#This Row],[Storage (MW)]]","v":57640.796435289114},{"$f":"StorageAllocation[[#This Row],[Adjusted Supply (MW)]]/StorageAllocation[[#This Row],[Managed Load + NOU (MW)]]-1","v":0.23520403804326828}]
[null,null,null,null,null,null,null,null,null,null,null,null,null,8,20,{"$f":"INDEX(ManagedLoad[Total],MATCH(1,(ManagedLoad[Month]=StorageAllocation[[#This Row],[Month]])*(ManagedLoad[Hour Ending]=StorageAllocation[[#This Row],[Hour Ending]]),0))","v":44309},{"$f":"StorageAllocation[[#This Row],[Managed Load + NOU (MW)]]*(1+_xlfn.XLOOKUP(StorageAllocation[[#This Row],[Month]],PRM[Month],PRM[Planning Reserve Margin],0,0))","v":54730.655721659175},{"$f":"SUM(_xlfn._xlws.FILTER(Supply[Supply],(Supply[Month]=StorageAllocation[[#This Row],[Month]])*(Supply[Unit Category]<>\"Storage\")*(Supply[Hour Ending]=StorageAllocation[[#This Row],[Hour Ending]])=1,0))","v":44211.716132798014},{"$f":"StorageAllocation[[#This Row],[Supply Without Storage (MW)]]-StorageAllocation[[#This Row],[Total Load with PRM (MW)]]","v":-10518.939588861162},{"$f":"MAX(-StorageAllocation[[#This Row],[Excess Capacity (MW)]],0)","v":10518.939588861162},{"$f":"_xlfn.IFS(\n    StorageAllocation[[#This Row],[Hour Ending]]=1,\n    4*INDEX(NQC[NQC MW],MATCH(1,(NQC[Month]=StorageAllocation[[#This Row],[Month]])*(NQC[Unit Category]=\"Storage\"),0))-StorageAllocation[[#This Row],[Storage (MW)]],\n    StorageAllocation[[#This Row],[Storage (MW)]]>0,\n    OFFSET(StorageAllocation[[#This Row],[Storage SOC Day 1 (MWh)]],-1,0)-StorageAllocation[[#This Row],[Storage (MW)]],\n    TRUE,\n    MIN(\n        OFFSET(StorageAllocation[[#This Row],[Storage SOC Day 1 (MWh)]],-1,0)+0.85*INDEX(NQC[NQC MW],MATCH(1,(NQC[Month]=StorageAllocation[[#This Row],[Month]])*(NQC[Unit Category]=\"Storage\"),0)),\n        4*INDEX(NQC[NQC MW],MATCH(1,(NQC[Month]=StorageAllocation[[#This Row],[Month]])*(NQC[Unit Category]=\"Storage\"),0))\n    )\n)","v":18008.942308217011},{"$f":"_xlfn.IFS(\n    StorageAllocation[[#This Row],[Hour Ending]]=1,\n    OFFSET(StorageAllocation[[#This Row],[Storage SOC Day 1 (MWh)]],23,0)-StorageAllocation[[#This Row],[Storage (MW)]],\n    StorageAllocation[[#This Row],[Storage (MW)]]>0,\n    OFFSET(StorageAllocation[[#This Row],[Storage SOC Day 2 (MWh)]],-1,0)-StorageAllocation[[#This Row],[Storage (MW)]],\n    TRUE,\n    MIN(\n        OFFSET(StorageAllocation[[#This Row],[Storage SOC Day 2 (MWh)]],-1,0)+0.85*INDEX(NQC[NQC MW],MATCH(1,(NQC[Month]=StorageAllocation[[#This Row],[Month]])*(NQC[Unit Category]=\"Storage\"),0)),\n        4*INDEX(NQC[NQC MW],MATCH(1,(NQC[Month]=StorageAllocation[[#This Row],[Month]])*(NQC[Unit Category]=\"Storage\"),0))\n    )\n)","v":18008.942308217011},{"$f":"StorageAllocation[[#This Row],[Supply Without Storage (MW)]]+StorageAllocation[[#This Row],[Storage (MW)]]","v":54730.655721659175},{"$f":"StorageAllocation[[#This Row],[Adjusted Supply (MW)]]/StorageAllocation[[#This Row],[Managed Load + NOU (MW)]]-1","v":0.23520403804326828}]
[null,null,null,null,null,null,null,null,null,null,null,null,null,8,21,{"$f":"INDEX(ManagedLoad[Total],MATCH(1,(ManagedLoad[Month]=StorageAllocation[[#This Row],[Month]])*(ManagedLoad[Hour Ending]=StorageAllocation[[#This Row],[Hour Ending]]),0))","v":42280},{"$f":"StorageAllocation[[#This Row],[Managed Load + NOU (MW)]]*(1+_xlfn.XLOOKUP(StorageAllocation[[#This Row],[Month]],PRM[Month],PRM[Planning Reserve Margin],0,0))","v":52224.426728469385},{"$f":"SUM(_xlfn._xlws.FILTER(Supply[Supply],(Supply[Month]=StorageAllocation[[#This Row],[Month]])*(Supply[Unit Category]<>\"Storage\")*(Supply[Hour Ending]=StorageAllocation[[#This Row],[Hour Ending]])=1,0))","v":44107.992016534801},{"$f":"StorageAllocation[[#This Row],[Supply Without Storage (MW)]]-StorageAllocation[[#This Row],[Total Load with PRM (MW)]]","v":-8116.4347119345839},{"$f":"MAX(-StorageAllocation[[#This Row],[Excess Capacity (MW)]],0)","v":8116.4347119345839},{"$f":"_xlfn.IFS(\n    StorageAllocation[[#This Row],[Hour Ending]]=1,\n    4*INDEX(NQC[NQC MW],MATCH(1,(NQC[Month]=StorageAllocation[[#This Row],[Month]])*(NQC[Unit Category]=\"Storage\"),0))-StorageAllocation[[#This Row],[Storage (MW)]],\n    StorageAllocation[[#This Row],[Storage (MW)]]>0,\n    OFFSET(StorageAllocation[[#This Row],[Storage SOC Day 1 (MWh)]],-1,0)-StorageAllocation[[#This Row],[Storage (MW)]],\n    TRUE,\n    MIN(\n        OFFSET(StorageAllocation[[#This Row],[Storage SOC Day 1 (MWh)]],-1,0)+0.85*INDEX(NQC[NQC MW],MATCH(1,(NQC[Month]=StorageAllocation[[#This Row],[Month]])*(NQC[Unit Category]=\"Storage\"),0)),\n        4*INDEX(NQC[NQC MW],MATCH(1,(NQC[Month]=StorageAllocation[[#This Row],[Month]])*(NQC[Unit Category]=\"Storage\"),0))\n    )\n)","v":9892.5075962824267},{"$f":"_xlfn.IFS(\n    StorageAllocation[[#This Row],[Hour Ending]]=1,\n    OFFSET(StorageAllocation[[#This Row],[Storage SOC Day 1 (MWh)]],23,0)-StorageAllocation[[#This Row],[Storage (MW)]],\n    StorageAllocation[[#This Row],[Storage (MW)]]>0,\n    OFFSET(StorageAllocation[[#This Row],[Storage SOC Day 2 (MWh)]],-1,0)-StorageAllocation[[#This Row],[Storage (MW)]],\n    TRUE,\n    MIN(\n        OFFSET(StorageAllocation[[#This Row],[Storage SOC Day 2 (MWh)]],-1,0)+0.85*INDEX(NQC[NQC MW],MATCH(1,(NQC[Month]=StorageAllocation[[#This Row],[Month]])*(NQC[Unit Category]=\"Storage\"),0)),\n        4*INDEX(NQC[NQC MW],MATCH(1,(NQC[Month]=StorageAllocation[[#This Row],[Month]])*(NQC[Unit Category]=\"Storage\"),0))\n    )\n)","v":9892.5075962824267},{"$f":"StorageAllocation[[#This Row],[Supply Without Storage (MW)]]+StorageAllocation[[#This Row],[Storage (MW)]]","v":52224.426728469385},{"$f":"StorageAllocation[[#This Row],[Adjusted Supply (MW)]]/StorageAllocation[[#This Row],[Managed Load + NOU (MW)]]-1","v":0.23520403804326828}]
[null,null,null,null,null,null,null,null,null,null,null,null,null,8,22,{"$f":"INDEX(ManagedLoad[Total],MATCH(1,(ManagedLoad[Month]=StorageAllocation[[#This Row],[Month]])*(ManagedLoad[Hour Ending]=StorageAllocation[[#This Row],[Hour Ending]]),0))","v":39144},{"$f":"StorageAllocation[[#This Row],[Managed Load + NOU (MW)]]*(1+_xlfn.XLOOKUP(StorageAllocation[[#This Row],[Month]],PRM[Month],PRM[Planning Reserve Margin],0,0))","v":48350.826865165691},{"$f":"SUM(_xlfn._xlws.FILTER(Supply[Supply],(Supply[Month]=StorageAllocation[[#This Row],[Month]])*(Supply[Unit Category]<>\"Storage\")*(Supply[Hour Ending]=StorageAllocation[[#This Row],[Hour Ending]])=1,0))","v":42090.959752476942},{"$f":"StorageAllocation[[#This Row],[Supply Without Storage (MW)]]-StorageAllocation[[#This Row],[Total Load with PRM (MW)]]","v":-6259.8671126887493},{"$f":"MAX(-StorageAllocation[[#This Row],[Excess Capacity (MW)]],0)","v":6259.8671126887493},{"$f":"_xlfn.IFS(\n    StorageAllocation[[#This Row],[Hour Ending]]=1,\n    4*INDEX(NQC[NQC MW],MATCH(1,(NQC[Month]=StorageAllocation[[#This Row],[Month]])*(NQC[Unit Category]=\"Storage\"),0))-StorageAllocation[[#This Row],[Storage (MW)]],\n    StorageAllocation[[#This Row],[Storage (MW)]]>0,\n    OFFSET(StorageAllocation[[#This Row],[Storage SOC Day 1 (MWh)]],-1,0)-StorageAllocation[[#This Row],[Storage (MW)]],\n    TRUE,\n    MIN(\n        OFFSET(StorageAllocation[[#This Row],[Storage SOC Day 1 (MWh)]],-1,0)+0.85*INDEX(NQC[NQC MW],MATCH(1,(NQC[Month]=StorageAllocation[[#This Row],[Month]])*(NQC[Unit Category]=\"Storage\"),0)),\n        4*INDEX(NQC[NQC MW],MATCH(1,(NQC[Month]=StorageAllocation[[#This Row],[Month]])*(NQC[Unit Category]=\"Storage\"),0))\n    )\n)","v":3632.6404835936773},{"$f":"_xlfn.IFS(\n    StorageAllocation[[#This Row],[Hour Ending]]=1,\n    OFFSET(StorageAllocation[[#This Row],[Storage SOC Day 1 (MWh)]],23,0)-StorageAllocation[[#This Row],[Storage (MW)]],\n    StorageAllocation[[#This Row],[Storage (MW)]]>0,\n    OFFSET(StorageAllocation[[#This Row],[Storage SOC Day 2 (MWh)]],-1,0)-StorageAllocation[[#This Row],[Storage (MW)]],\n    TRUE,\n    MIN(\n        OFFSET(StorageAllocation[[#This Row],[Storage SOC Day 2 (MWh)]],-1,0)+0.85*INDEX(NQC[NQC MW],MATCH(1,(NQC[Month]=StorageAllocation[[#This Row],[Month]])*(NQC[Unit Category]=\"Storage\"),0)),\n        4*INDEX(NQC[NQC MW],MATCH(1,(NQC[Month]=StorageAllocation[[#This Row],[Month]])*(NQC[Unit Category]=\"Storage\"),0))\n    )\n)","v":3632.6404835936773},{"$f":"StorageAllocation[[#This Row],[Supply Without Storage (MW)]]+StorageAllocation[[#This Row],[Storage (MW)]]","v":48350.826865165691},{"$f":"StorageAllocation[[#This Row],[Adjusted Supply (MW)]]/StorageAllocation[[#This Row],[Managed Load + NOU (MW)]]-1","v":0.23520403804326828}]
[null,null,null,null,null,null,null,null,null,null,null,null,null,8,23,{"$f":"INDEX(ManagedLoad[Total],MATCH(1,(ManagedLoad[Month]=StorageAllocation[[#This Row],[Month]])*(ManagedLoad[Hour Ending]=StorageAllocation[[#This Row],[Hour Ending]]),0))","v":36270},{"$f":"StorageAllocation[[#This Row],[Managed Load + NOU (MW)]]*(1+_xlfn.XLOOKUP(StorageAllocation[[#This Row],[Month]],PRM[Month],PRM[Planning Reserve Margin],0,0))","v":44800.850459829344},{"$f":"SUM(_xlfn._xlws.FILTER(Supply[Supply],(Supply[Month]=StorageAllocation[[#This Row],[Month]])*(Supply[Unit Category]<>\"Storage\")*(Supply[Hour Ending]=StorageAllocation[[#This Row],[Hour Ending]])=1,0))","v":41875.685575406933},{"$f":"StorageAllocation[[#This Row],[Supply Without Storage (MW)]]-StorageAllocation[[#This Row],[Total Load with PRM (MW)]]","v":-2925.164884422411},{"$f":"MAX(-StorageAllocation[[#This Row],[Excess Capacity (MW)]],0)","v":2925.164884422411},{"$f":"_xlfn.IFS(\n    StorageAllocation[[#This Row],[Hour Ending]]=1,\n    4*INDEX(NQC[NQC MW],MATCH(1,(NQC[Month]=StorageAllocation[[#This Row],[Month]])*(NQC[Unit Category]=\"Storage\"),0))-StorageAllocation[[#This Row],[Storage (MW)]],\n    StorageAllocation[[#This Row],[Storage (MW)]]>0,\n    OFFSET(StorageAllocation[[#This Row],[Storage SOC Day 1 (MWh)]],-1,0)-StorageAllocation[[#This Row],[Storage (MW)]],\n    TRUE,\n    MIN(\n        OFFSET(StorageAllocation[[#This Row],[Storage SOC Day 1 (MWh)]],-1,0)+0.85*INDEX(NQC[NQC MW],MATCH(1,(NQC[Month]=StorageAllocation[[#This Row],[Month]])*(NQC[Unit Category]=\"Storage\"),0)),\n        4*INDEX(NQC[NQC MW],MATCH(1,(NQC[Month]=StorageAllocation[[#This Row],[Month]])*(NQC[Unit Category]=\"Storage\"),0))\n    )\n)","v":707.47559917126637},{"$f":"_xlfn.IFS(\n    StorageAllocation[[#This Row],[Hour Ending]]=1,\n    OFFSET(StorageAllocation[[#This Row],[Storage SOC Day 1 (MWh)]],23,0)-StorageAllocation[[#This Row],[Storage (MW)]],\n    StorageAllocation[[#This Row],[Storage (MW)]]>0,\n    OFFSET(StorageAllocation[[#This Row],[Storage SOC Day 2 (MWh)]],-1,0)-StorageAllocation[[#This Row],[Storage (MW)]],\n    TRUE,\n    MIN(\n        OFFSET(StorageAllocation[[#This Row],[Storage SOC Day 2 (MWh)]],-1,0)+0.85*INDEX(NQC[NQC MW],MATCH(1,(NQC[Month]=StorageAllocation[[#This Row],[Month]])*(NQC[Unit Category]=\"Storage\"),0)),\n        4*INDEX(NQC[NQC MW],MATCH(1,(NQC[Month]=StorageAllocation[[#This Row],[Month]])*(NQC[Unit Category]=\"Storage\"),0))\n    )\n)","v":707.47559917126637},{"$f":"StorageAllocation[[#This Row],[Supply Without Storage (MW)]]+StorageAllocation[[#This Row],[Storage (MW)]]","v":44800.850459829344},{"$f":"StorageAllocation[[#This Row],[Adjusted Supply (MW)]]/StorageAllocation[[#This Row],[Managed Load + NOU (MW)]]-1","v":0.23520403804326828}]
[null,null,null,null,null,null,null,null,null,null,null,null,null,8,24,{"$f":"INDEX(ManagedLoad[Total],MATCH(1,(ManagedLoad[Month]=StorageAllocation[[#This Row],[Month]])*(ManagedLoad[Hour Ending]=StorageAllocation[[#This Row],[Hour Ending]]),0))","v":34386},{"$f":"StorageAllocation[[#This Row],[Managed Load + NOU (MW)]]*(1+_xlfn.XLOOKUP(StorageAllocation[[#This Row],[Month]],PRM[Month],PRM[Planning Reserve Margin],0,0))","v":42473.72605215582},{"$f":"SUM(_xlfn._xlws.FILTER(Supply[Supply],(Supply[Month]=StorageAllocation[[#This Row],[Month]])*(Supply[Unit Category]<>\"Storage\")*(Supply[Hour Ending]=StorageAllocation[[#This Row],[Hour Ending]])=1,0))","v":41766.250452984554},{"$f":"StorageAllocation[[#This Row],[Supply Without Storage (MW)]]-StorageAllocation[[#This Row],[Total Load with PRM (MW)]]","v":-707.47559917126637},{"$f":"MAX(-StorageAllocation[[#This Row],[Excess Capacity (MW)]],0)","v":707.47559917126637},{"$f":"_xlfn.IFS(\n    StorageAllocation[[#This Row],[Hour Ending]]=1,\n    4*INDEX(NQC[NQC MW],MATCH(1,(NQC[Month]=StorageAllocation[[#This Row],[Month]])*(NQC[Unit Category]=\"Storage\"),0))-StorageAllocation[[#This Row],[Storage (MW)]],\n    StorageAllocation[[#This Row],[Storage (MW)]]>0,\n    OFFSET(StorageAllocation[[#This Row],[Storage SOC Day 1 (MWh)]],-1,0)-StorageAllocation[[#This Row],[Storage (MW)]],\n    TRUE,\n    MIN(\n        OFFSET(StorageAllocation[[#This Row],[Storage SOC Day 1 (MWh)]],-1,0)+0.85*INDEX(NQC[NQC MW],MATCH(1,(NQC[Month]=StorageAllocation[[#This Row],[Month]])*(NQC[Unit Category]=\"Storage\"),0)),\n        4*INDEX(NQC[NQC MW],MATCH(1,(NQC[Month]=StorageAllocation[[#This Row],[Month]])*(NQC[Unit Category]=\"Storage\"),0))\n    )\n)","v":0},{"$f":"_xlfn.IFS(\n    StorageAllocation[[#This Row],[Hour Ending]]=1,\n    OFFSET(StorageAllocation[[#This Row],[Storage SOC Day 1 (MWh)]],23,0)-StorageAllocation[[#This Row],[Storage (MW)]],\n    StorageAllocation[[#This Row],[Storage (MW)]]>0,\n    OFFSET(StorageAllocation[[#This Row],[Storage SOC Day 2 (MWh)]],-1,0)-StorageAllocation[[#This Row],[Storage (MW)]],\n    TRUE,\n    MIN(\n        OFFSET(StorageAllocation[[#This Row],[Storage SOC Day 2 (MWh)]],-1,0)+0.85*INDEX(NQC[NQC MW],MATCH(1,(NQC[Month]=StorageAllocation[[#This Row],[Month]])*(NQC[Unit Category]=\"Storage\"),0)),\n        4*INDEX(NQC[NQC MW],MATCH(1,(NQC[Month]=StorageAllocation[[#This Row],[Month]])*(NQC[Unit Category]=\"Storage\"),0))\n    )\n)","v":0},{"$f":"StorageAllocation[[#This Row],[Supply Without Storage (MW)]]+StorageAllocation[[#This Row],[Storage (MW)]]","v":42473.72605215582},{"$f":"StorageAllocation[[#This Row],[Adjusted Supply (MW)]]/StorageAllocation[[#This Row],[Managed Load + NOU (MW)]]-1","v":0.23520403804326828}]
[null,null,null,null,null,null,null,null,null,null,null,null,null,9,1,{"$f":"INDEX(ManagedLoad[Total],MATCH(1,(ManagedLoad[Month]=StorageAllocation[[#This Row],[Month]])*(ManagedLoad[Hour Ending]=StorageAllocation[[#This Row],[Hour Ending]]),0))","v":29571},{"$f":"StorageAllocation[[#This Row],[Managed Load + NOU (MW)]]*(1+_xlfn.XLOOKUP(StorageAllocation[[#This Row],[Month]],PRM[Month],PRM[Planning Reserve Margin],0,0))","v":36540.568180705981},{"$f":"SUM(_xlfn._xlws.FILTER(Supply[Supply],(Supply[Month]=StorageAllocation[[#This Row],[Month]])*(Supply[Unit Category]<>\"Storage\")*(Supply[Hour Ending]=StorageAllocation[[#This Row],[Hour Ending]])=1,0))","v":40725.720365708672},{"$f":"StorageAllocation[[#This Row],[Supply Without Storage (MW)]]-StorageAllocation[[#This Row],[Total Load with PRM (MW)]]","v":4185.1521850026911},{"$f":"MAX(-StorageAllocation[[#This Row],[Excess Capacity (MW)]],0)","v":0},{"$f":"_xlfn.IFS(\n    StorageAllocation[[#This Row],[Hour Ending]]=1,\n    4*INDEX(NQC[NQC MW],MATCH(1,(NQC[Month]=StorageAllocation[[#This Row],[Month]])*(NQC[Unit Category]=\"Storage\"),0))-StorageAllocation[[#This Row],[Storage (MW)]],\n    StorageAllocation[[#This Row],[Storage (MW)]]>0,\n    OFFSET(StorageAllocation[[#This Row],[Storage SOC Day 1 (MWh)]],-1,0)-StorageAllocation[[#This Row],[Storage (MW)]],\n    TRUE,\n    MIN(\n        OFFSET(StorageAllocation[[#This Row],[Storage SOC Day 1 (MWh)]],-1,0)+0.85*INDEX(NQC[NQC MW],MATCH(1,(NQC[Month]=StorageAllocation[[#This Row],[Month]])*(NQC[Unit Category]=\"Storage\"),0)),\n        4*INDEX(NQC[NQC MW],MATCH(1,(NQC[Month]=StorageAllocation[[#This Row],[Month]])*(NQC[Unit Category]=\"Storage\"),0))\n    )\n)","v":55290.32},{"$f":"_xlfn.IFS(\n    StorageAllocation[[#This Row],[Hour Ending]]=1,\n    OFFSET(StorageAllocation[[#This Row],[Storage SOC Day 1 (MWh)]],23,0)-StorageAllocation[[#This Row],[Storage (MW)]],\n    StorageAllocation[[#This Row],[Storage (MW)]]>0,\n    OFFSET(StorageAllocation[[#This Row],[Storage SOC Day 2 (MWh)]],-1,0)-StorageAllocation[[#This Row],[Storage (MW)]],\n    TRUE,\n    MIN(\n        OFFSET(StorageAllocation[[#This Row],[Storage SOC Day 2 (MWh)]],-1,0)+0.85*INDEX(NQC[NQC MW],MATCH(1,(NQC[Month]=StorageAllocation[[#This Row],[Month]])*(NQC[Unit Category]=\"Storage\"),0)),\n        4*INDEX(NQC[NQC MW],MATCH(1,(NQC[Month]=StorageAllocation[[#This Row],[Month]])*(NQC[Unit Category]=\"Storage\"),0))\n    )\n)","v":11749.192999999977},{"$f":"StorageAllocation[[#This Row],[Supply Without Storage (MW)]]+StorageAllocation[[#This Row],[Storage (MW)]]","v":40725.720365708672},{"$f":"StorageAllocation[[#This Row],[Adjusted Supply (MW)]]/StorageAllocation[[#This Row],[Managed Load + NOU (MW)]]-1","v":0.37721823292106027}]
[null,null,null,null,null,null,null,null,null,null,null,null,null,9,2,{"$f":"INDEX(ManagedLoad[Total],MATCH(1,(ManagedLoad[Month]=StorageAllocation[[#This Row],[Month]])*(ManagedLoad[Hour Ending]=StorageAllocation[[#This Row],[Hour Ending]]),0))","v":27698},{"$f":"StorageAllocation[[#This Row],[Managed Load + NOU (MW)]]*(1+_xlfn.XLOOKUP(StorageAllocation[[#This Row],[Month]],PRM[Month],PRM[Planning Reserve Margin],0,0))","v":34226.122128747564},{"$f":"SUM(_xlfn._xlws.FILTER(Supply[Supply],(Supply[Month]=StorageAllocation[[#This Row],[Month]])*(Supply[Unit Category]<>\"Storage\")*(Supply[Hour Ending]=StorageAllocation[[#This Row],[Hour Ending]])=1,0))","v":40601.030462721079},{"$f":"StorageAllocation[[#This Row],[Supply Without Storage (MW)]]-StorageAllocation[[#This Row],[Total Load with PRM (MW)]]","v":6374.9083339735153},{"$f":"MAX(-StorageAllocation[[#This Row],[Excess Capacity (MW)]],0)","v":0},{"$f":"_xlfn.IFS(\n    StorageAllocation[[#This Row],[Hour Ending]]=1,\n    4*INDEX(NQC[NQC MW],MATCH(1,(NQC[Month]=StorageAllocation[[#This Row],[Month]])*(NQC[Unit Category]=\"Storage\"),0))-StorageAllocation[[#This Row],[Storage (MW)]],\n    StorageAllocation[[#This Row],[Storage (MW)]]>0,\n    OFFSET(StorageAllocation[[#This Row],[Storage SOC Day 1 (MWh)]],-1,0)-StorageAllocation[[#This Row],[Storage (MW)]],\n    TRUE,\n    MIN(\n        OFFSET(StorageAllocation[[#This Row],[Storage SOC Day 1 (MWh)]],-1,0)+0.85*INDEX(NQC[NQC MW],MATCH(1,(NQC[Month]=StorageAllocation[[#This Row],[Month]])*(NQC[Unit Category]=\"Storage\"),0)),\n        4*INDEX(NQC[NQC MW],MATCH(1,(NQC[Month]=StorageAllocation[[#This Row],[Month]])*(NQC[Unit Category]=\"Storage\"),0))\n    )\n)","v":55290.32},{"$f":"_xlfn.IFS(\n    StorageAllocation[[#This Row],[Hour Ending]]=1,\n    OFFSET(StorageAllocation[[#This Row],[Storage SOC Day 1 (MWh)]],23,0)-StorageAllocation[[#This Row],[Storage (MW)]],\n    StorageAllocation[[#This Row],[Storage (MW)]]>0,\n    OFFSET(StorageAllocation[[#This Row],[Storage SOC Day 2 (MWh)]],-1,0)-StorageAllocation[[#This Row],[Storage (MW)]],\n    TRUE,\n    MIN(\n        OFFSET(StorageAllocation[[#This Row],[Storage SOC Day 2 (MWh)]],-1,0)+0.85*INDEX(NQC[NQC MW],MATCH(1,(NQC[Month]=StorageAllocation[[#This Row],[Month]])*(NQC[Unit Category]=\"Storage\"),0)),\n        4*INDEX(NQC[NQC MW],MATCH(1,(NQC[Month]=StorageAllocation[[#This Row],[Month]])*(NQC[Unit Category]=\"Storage\"),0))\n    )\n)","v":23498.385999999977},{"$f":"StorageAllocation[[#This Row],[Supply Without Storage (MW)]]+StorageAllocation[[#This Row],[Storage (MW)]]","v":40601.030462721079},{"$f":"StorageAllocation[[#This Row],[Adjusted Supply (MW)]]/StorageAllocation[[#This Row],[Managed Load + NOU (MW)]]-1","v":0.46584700926857825}]
[null,null,null,null,null,null,null,null,null,null,null,null,null,9,3,{"$f":"INDEX(ManagedLoad[Total],MATCH(1,(ManagedLoad[Month]=StorageAllocation[[#This Row],[Month]])*(ManagedLoad[Hour Ending]=StorageAllocation[[#This Row],[Hour Ending]]),0))","v":26492},{"$f":"StorageAllocation[[#This Row],[Managed Load + NOU (MW)]]*(1+_xlfn.XLOOKUP(StorageAllocation[[#This Row],[Month]],PRM[Month],PRM[Planning Reserve Margin],0,0))","v":32735.88083741716},{"$f":"SUM(_xlfn._xlws.FILTER(Supply[Supply],(Supply[Month]=StorageAllocation[[#This Row],[Month]])*(Supply[Unit Category]<>\"Storage\")*(Supply[Hour Ending]=StorageAllocation[[#This Row],[Hour Ending]])=1,0))","v":40412.30793599227},{"$f":"StorageAllocation[[#This Row],[Supply Without Storage (MW)]]-StorageAllocation[[#This Row],[Total Load with PRM (MW)]]","v":7676.42709857511},{"$f":"MAX(-StorageAllocation[[#This Row],[Excess Capacity (MW)]],0)","v":0},{"$f":"_xlfn.IFS(\n    StorageAllocation[[#This Row],[Hour Ending]]=1,\n    4*INDEX(NQC[NQC MW],MATCH(1,(NQC[Month]=StorageAllocation[[#This Row],[Month]])*(NQC[Unit Category]=\"Storage\"),0))-StorageAllocation[[#This Row],[Storage (MW)]],\n    StorageAllocation[[#This Row],[Storage (MW)]]>0,\n    OFFSET(StorageAllocation[[#This Row],[Storage SOC Day 1 (MWh)]],-1,0)-StorageAllocation[[#This Row],[Storage (MW)]],\n    TRUE,\n    MIN(\n        OFFSET(StorageAllocation[[#This Row],[Storage SOC Day 1 (MWh)]],-1,0)+0.85*INDEX(NQC[NQC MW],MATCH(1,(NQC[Month]=StorageAllocation[[#This Row],[Month]])*(NQC[Unit Category]=\"Storage\"),0)),\n        4*INDEX(NQC[NQC MW],MATCH(1,(NQC[Month]=StorageAllocation[[#This Row],[Month]])*(NQC[Unit Category]=\"Storage\"),0))\n    )\n)","v":55290.32},{"$f":"_xlfn.IFS(\n    StorageAllocation[[#This Row],[Hour Ending]]=1,\n    OFFSET(StorageAllocation[[#This Row],[Storage SOC Day 1 (MWh)]],23,0)-StorageAllocation[[#This Row],[Storage (MW)]],\n    StorageAllocation[[#This Row],[Storage (MW)]]>0,\n    OFFSET(StorageAllocation[[#This Row],[Storage SOC Day 2 (MWh)]],-1,0)-StorageAllocation[[#This Row],[Storage (MW)]],\n    TRUE,\n    MIN(\n        OFFSET(StorageAllocation[[#This Row],[Storage SOC Day 2 (MWh)]],-1,0)+0.85*INDEX(NQC[NQC MW],MATCH(1,(NQC[Month]=StorageAllocation[[#This Row],[Month]])*(NQC[Unit Category]=\"Storage\"),0)),\n        4*INDEX(NQC[NQC MW],MATCH(1,(NQC[Month]=StorageAllocation[[#This Row],[Month]])*(NQC[Unit Category]=\"Storage\"),0))\n    )\n)","v":35247.578999999976},{"$f":"StorageAllocation[[#This Row],[Supply Without Storage (MW)]]+StorageAllocation[[#This Row],[Storage (MW)]]","v":40412.30793599227},{"$f":"StorageAllocation[[#This Row],[Adjusted Supply (MW)]]/StorageAllocation[[#This Row],[Managed Load + NOU (MW)]]-1","v":0.52545326649525403}]
[null,null,null,null,null,null,null,null,null,null,null,null,null,9,4,{"$f":"INDEX(ManagedLoad[Total],MATCH(1,(ManagedLoad[Month]=StorageAllocation[[#This Row],[Month]])*(ManagedLoad[Hour Ending]=StorageAllocation[[#This Row],[Hour Ending]]),0))","v":26117},{"$f":"StorageAllocation[[#This Row],[Managed Load + NOU (MW)]]*(1+_xlfn.XLOOKUP(StorageAllocation[[#This Row],[Month]],PRM[Month],PRM[Planning Reserve Margin],0,0))","v":32272.49735130696},{"$f":"SUM(_xlfn._xlws.FILTER(Supply[Supply],(Supply[Month]=StorageAllocation[[#This Row],[Month]])*(Supply[Unit Category]<>\"Storage\")*(Supply[Hour Ending]=StorageAllocation[[#This Row],[Hour Ending]])=1,0))","v":40025.080816393165},{"$f":"StorageAllocation[[#This Row],[Supply Without Storage (MW)]]-StorageAllocation[[#This Row],[Total Load with PRM (MW)]]","v":7752.5834650862053},{"$f":"MAX(-StorageAllocation[[#This Row],[Excess Capacity (MW)]],0)","v":0},{"$f":"_xlfn.IFS(\n    StorageAllocation[[#This Row],[Hour Ending]]=1,\n    4*INDEX(NQC[NQC MW],MATCH(1,(NQC[Month]=StorageAllocation[[#This Row],[Month]])*(NQC[Unit Category]=\"Storage\"),0))-StorageAllocation[[#This Row],[Storage (MW)]],\n    StorageAllocation[[#This Row],[Storage (MW)]]>0,\n    OFFSET(StorageAllocation[[#This Row],[Storage SOC Day 1 (MWh)]],-1,0)-StorageAllocation[[#This Row],[Storage (MW)]],\n    TRUE,\n    MIN(\n        OFFSET(StorageAllocation[[#This Row],[Storage SOC Day 1 (MWh)]],-1,0)+0.85*INDEX(NQC[NQC MW],MATCH(1,(NQC[Month]=StorageAllocation[[#This Row],[Month]])*(NQC[Unit Category]=\"Storage\"),0)),\n        4*INDEX(NQC[NQC MW],MATCH(1,(NQC[Month]=StorageAllocation[[#This Row],[Month]])*(NQC[Unit Category]=\"Storage\"),0))\n    )\n)","v":55290.32},{"$f":"_xlfn.IFS(\n    StorageAllocation[[#This Row],[Hour Ending]]=1,\n    OFFSET(StorageAllocation[[#This Row],[Storage SOC Day 1 (MWh)]],23,0)-StorageAllocation[[#This Row],[Storage (MW)]],\n    StorageAllocation[[#This Row],[Storage (MW)]]>0,\n    OFFSET(StorageAllocation[[#This Row],[Storage SOC Day 2 (MWh)]],-1,0)-StorageAllocation[[#This Row],[Storage (MW)]],\n    TRUE,\n    MIN(\n        OFFSET(StorageAllocation[[#This Row],[Storage SOC Day 2 (MWh)]],-1,0)+0.85*INDEX(NQC[NQC MW],MATCH(1,(NQC[Month]=StorageAllocation[[#This Row],[Month]])*(NQC[Unit Category]=\"Storage\"),0)),\n        4*INDEX(NQC[NQC MW],MATCH(1,(NQC[Month]=StorageAllocation[[#This Row],[Month]])*(NQC[Unit Category]=\"Storage\"),0))\n    )\n)","v":46996.771999999975},{"$f":"StorageAllocation[[#This Row],[Supply Without Storage (MW)]]+StorageAllocation[[#This Row],[Storage (MW)]]","v":40025.080816393165},{"$f":"StorageAllocation[[#This Row],[Adjusted Supply (MW)]]/StorageAllocation[[#This Row],[Managed Load + NOU (MW)]]-1","v":0.53252980114075754}]
[null,null,null,null,null,null,null,null,null,null,null,null,null,9,5,{"$f":"INDEX(ManagedLoad[Total],MATCH(1,(ManagedLoad[Month]=StorageAllocation[[#This Row],[Month]])*(ManagedLoad[Hour Ending]=StorageAllocation[[#This Row],[Hour Ending]]),0))","v":26820},{"$f":"StorageAllocation[[#This Row],[Managed Load + NOU (MW)]]*(1+_xlfn.XLOOKUP(StorageAllocation[[#This Row],[Month]],PRM[Month],PRM[Planning Reserve Margin],0,0))","v":33141.186926601549},{"$f":"SUM(_xlfn._xlws.FILTER(Supply[Supply],(Supply[Month]=StorageAllocation[[#This Row],[Month]])*(Supply[Unit Category]<>\"Storage\")*(Supply[Hour Ending]=StorageAllocation[[#This Row],[Hour Ending]])=1,0))","v":39809.16525397684},{"$f":"StorageAllocation[[#This Row],[Supply Without Storage (MW)]]-StorageAllocation[[#This Row],[Total Load with PRM (MW)]]","v":6667.978327375291},{"$f":"MAX(-StorageAllocation[[#This Row],[Excess Capacity (MW)]],0)","v":0},{"$f":"_xlfn.IFS(\n    StorageAllocation[[#This Row],[Hour Ending]]=1,\n    4*INDEX(NQC[NQC MW],MATCH(1,(NQC[Month]=StorageAllocation[[#This Row],[Month]])*(NQC[Unit Category]=\"Storage\"),0))-StorageAllocation[[#This Row],[Storage (MW)]],\n    StorageAllocation[[#This Row],[Storage (MW)]]>0,\n    OFFSET(StorageAllocation[[#This Row],[Storage SOC Day 1 (MWh)]],-1,0)-StorageAllocation[[#This Row],[Storage (MW)]],\n    TRUE,\n    MIN(\n        OFFSET(StorageAllocation[[#This Row],[Storage SOC Day 1 (MWh)]],-1,0)+0.85*INDEX(NQC[NQC MW],MATCH(1,(NQC[Month]=StorageAllocation[[#This Row],[Month]])*(NQC[Unit Category]=\"Storage\"),0)),\n        4*INDEX(NQC[NQC MW],MATCH(1,(NQC[Month]=StorageAllocation[[#This Row],[Month]])*(NQC[Unit Category]=\"Storage\"),0))\n    )\n)","v":55290.32},{"$f":"_xlfn.IFS(\n    StorageAllocation[[#This Row],[Hour Ending]]=1,\n    OFFSET(StorageAllocation[[#This Row],[Storage SOC Day 1 (MWh)]],23,0)-StorageAllocation[[#This Row],[Storage (MW)]],\n    StorageAllocation[[#This Row],[Storage (MW)]]>0,\n    OFFSET(StorageAllocation[[#This Row],[Storage SOC Day 2 (MWh)]],-1,0)-StorageAllocation[[#This Row],[Storage (MW)]],\n    TRUE,\n    MIN(\n        OFFSET(StorageAllocation[[#This Row],[Storage SOC Day 2 (MWh)]],-1,0)+0.85*INDEX(NQC[NQC MW],MATCH(1,(NQC[Month]=StorageAllocation[[#This Row],[Month]])*(NQC[Unit Category]=\"Storage\"),0)),\n        4*INDEX(NQC[NQC MW],MATCH(1,(NQC[Month]=StorageAllocation[[#This Row],[Month]])*(NQC[Unit Category]=\"Storage\"),0))\n    )\n)","v":55290.32},{"$f":"StorageAllocation[[#This Row],[Supply Without Storage (MW)]]+StorageAllocation[[#This Row],[Storage (MW)]]","v":39809.16525397684},{"$f":"StorageAllocation[[#This Row],[Adjusted Supply (MW)]]/StorageAllocation[[#This Row],[Managed Load + NOU (MW)]]-1","v":0.48430892072993448}]
[null,null,null,null,null,null,null,null,null,null,null,null,null,9,6,{"$f":"INDEX(ManagedLoad[Total],MATCH(1,(ManagedLoad[Month]=StorageAllocation[[#This Row],[Month]])*(ManagedLoad[Hour Ending]=StorageAllocation[[#This Row],[Hour Ending]]),0))","v":28627},{"$f":"StorageAllocation[[#This Row],[Managed Load + NOU (MW)]]*(1+_xlfn.XLOOKUP(StorageAllocation[[#This Row],[Month]],PRM[Month],PRM[Planning Reserve Margin],0,0))","v":35374.077485004571},{"$f":"SUM(_xlfn._xlws.FILTER(Supply[Supply],(Supply[Month]=StorageAllocation[[#This Row],[Month]])*(Supply[Unit Category]<>\"Storage\")*(Supply[Hour Ending]=StorageAllocation[[#This Row],[Hour Ending]])=1,0))","v":39737.281427862596},{"$f":"StorageAllocation[[#This Row],[Supply Without Storage (MW)]]-StorageAllocation[[#This Row],[Total Load with PRM (MW)]]","v":4363.2039428580247},{"$f":"MAX(-StorageAllocation[[#This Row],[Excess Capacity (MW)]],0)","v":0},{"$f":"_xlfn.IFS(\n    StorageAllocation[[#This Row],[Hour Ending]]=1,\n    4*INDEX(NQC[NQC MW],MATCH(1,(NQC[Month]=StorageAllocation[[#This Row],[Month]])*(NQC[Unit Category]=\"Storage\"),0))-StorageAllocation[[#This Row],[Storage (MW)]],\n    StorageAllocation[[#This Row],[Storage (MW)]]>0,\n    OFFSET(StorageAllocation[[#This Row],[Storage SOC Day 1 (MWh)]],-1,0)-StorageAllocation[[#This Row],[Storage (MW)]],\n    TRUE,\n    MIN(\n        OFFSET(StorageAllocation[[#This Row],[Storage SOC Day 1 (MWh)]],-1,0)+0.85*INDEX(NQC[NQC MW],MATCH(1,(NQC[Month]=StorageAllocation[[#This Row],[Month]])*(NQC[Unit Category]=\"Storage\"),0)),\n        4*INDEX(NQC[NQC MW],MATCH(1,(NQC[Month]=StorageAllocation[[#This Row],[Month]])*(NQC[Unit Category]=\"Storage\"),0))\n    )\n)","v":55290.32},{"$f":"_xlfn.IFS(\n    StorageAllocation[[#This Row],[Hour Ending]]=1,\n    OFFSET(StorageAllocation[[#This Row],[Storage SOC Day 1 (MWh)]],23,0)-StorageAllocation[[#This Row],[Storage (MW)]],\n    StorageAllocation[[#This Row],[Storage (MW)]]>0,\n    OFFSET(StorageAllocation[[#This Row],[Storage SOC Day 2 (MWh)]],-1,0)-StorageAllocation[[#This Row],[Storage (MW)]],\n    TRUE,\n    MIN(\n        OFFSET(StorageAllocation[[#This Row],[Storage SOC Day 2 (MWh)]],-1,0)+0.85*INDEX(NQC[NQC MW],MATCH(1,(NQC[Month]=StorageAllocation[[#This Row],[Month]])*(NQC[Unit Category]=\"Storage\"),0)),\n        4*INDEX(NQC[NQC MW],MATCH(1,(NQC[Month]=StorageAllocation[[#This Row],[Month]])*(NQC[Unit Category]=\"Storage\"),0))\n    )\n)","v":55290.32},{"$f":"StorageAllocation[[#This Row],[Supply Without Storage (MW)]]+StorageAllocation[[#This Row],[Storage (MW)]]","v":39737.281427862596},{"$f":"StorageAllocation[[#This Row],[Adjusted Supply (MW)]]/StorageAllocation[[#This Row],[Managed Load + NOU (MW)]]-1","v":0.38810498577785291}]
[null,null,null,null,null,null,null,null,null,null,null,null,null,9,7,{"$f":"INDEX(ManagedLoad[Total],MATCH(1,(ManagedLoad[Month]=StorageAllocation[[#This Row],[Month]])*(ManagedLoad[Hour Ending]=StorageAllocation[[#This Row],[Hour Ending]]),0))","v":30089},{"$f":"StorageAllocation[[#This Row],[Managed Load + NOU (MW)]]*(1+_xlfn.XLOOKUP(StorageAllocation[[#This Row],[Month]],PRM[Month],PRM[Planning Reserve Margin],0,0))","v":37180.655236186205},{"$f":"SUM(_xlfn._xlws.FILTER(Supply[Supply],(Supply[Month]=StorageAllocation[[#This Row],[Month]])*(Supply[Unit Category]<>\"Storage\")*(Supply[Hour Ending]=StorageAllocation[[#This Row],[Hour Ending]])=1,0))","v":44060.930645902496},{"$f":"StorageAllocation[[#This Row],[Supply Without Storage (MW)]]-StorageAllocation[[#This Row],[Total Load with PRM (MW)]]","v":6880.2754097162906},{"$f":"MAX(-StorageAllocation[[#This Row],[Excess Capacity (MW)]],0)","v":0},{"$f":"_xlfn.IFS(\n    StorageAllocation[[#This Row],[Hour Ending]]=1,\n    4*INDEX(NQC[NQC MW],MATCH(1,(NQC[Month]=StorageAllocation[[#This Row],[Month]])*(NQC[Unit Category]=\"Storage\"),0))-StorageAllocation[[#This Row],[Storage (MW)]],\n    StorageAllocation[[#This Row],[Storage (MW)]]>0,\n    OFFSET(StorageAllocation[[#This Row],[Storage SOC Day 1 (MWh)]],-1,0)-StorageAllocation[[#This Row],[Storage (MW)]],\n    TRUE,\n    MIN(\n        OFFSET(StorageAllocation[[#This Row],[Storage SOC Day 1 (MWh)]],-1,0)+0.85*INDEX(NQC[NQC MW],MATCH(1,(NQC[Month]=StorageAllocation[[#This Row],[Month]])*(NQC[Unit Category]=\"Storage\"),0)),\n        4*INDEX(NQC[NQC MW],MATCH(1,(NQC[Month]=StorageAllocation[[#This Row],[Month]])*(NQC[Unit Category]=\"Storage\"),0))\n    )\n)","v":55290.32},{"$f":"_xlfn.IFS(\n    StorageAllocation[[#This Row],[Hour Ending]]=1,\n    OFFSET(StorageAllocation[[#This Row],[Storage SOC Day 1 (MWh)]],23,0)-StorageAllocation[[#This Row],[Storage (MW)]],\n    StorageAllocation[[#This Row],[Storage (MW)]]>0,\n    OFFSET(StorageAllocation[[#This Row],[Storage SOC Day 2 (MWh)]],-1,0)-StorageAllocation[[#This Row],[Storage (MW)]],\n    TRUE,\n    MIN(\n        OFFSET(StorageAllocation[[#This Row],[Storage SOC Day 2 (MWh)]],-1,0)+0.85*INDEX(NQC[NQC MW],MATCH(1,(NQC[Month]=StorageAllocation[[#This Row],[Month]])*(NQC[Unit Category]=\"Storage\"),0)),\n        4*INDEX(NQC[NQC MW],MATCH(1,(NQC[Month]=StorageAllocation[[#This Row],[Month]])*(NQC[Unit Category]=\"Storage\"),0))\n    )\n)","v":55290.32},{"$f":"StorageAllocation[[#This Row],[Supply Without Storage (MW)]]+StorageAllocation[[#This Row],[Storage (MW)]]","v":44060.930645902496},{"$f":"StorageAllocation[[#This Row],[Adjusted Supply (MW)]]/StorageAllocation[[#This Row],[Managed Load + NOU (MW)]]-1","v":0.46435343965909448}]
[null,null,null,null,null,null,null,null,null,null,null,null,null,9,8,{"$f":"INDEX(ManagedLoad[Total],MATCH(1,(ManagedLoad[Month]=StorageAllocation[[#This Row],[Month]])*(ManagedLoad[Hour Ending]=StorageAllocation[[#This Row],[Hour Ending]]),0))","v":30998},{"$f":"StorageAllocation[[#This Row],[Managed Load + NOU (MW)]]*(1+_xlfn.XLOOKUP(StorageAllocation[[#This Row],[Month]],PRM[Month],PRM[Planning Reserve Margin],0,0))","v":38303.896806517332},{"$f":"SUM(_xlfn._xlws.FILTER(Supply[Supply],(Supply[Month]=StorageAllocation[[#This Row],[Month]])*(Supply[Unit Category]<>\"Storage\")*(Supply[Hour Ending]=StorageAllocation[[#This Row],[Hour Ending]])=1,0))","v":52733.799427944388},{"$f":"StorageAllocation[[#This Row],[Supply Without Storage (MW)]]-StorageAllocation[[#This Row],[Total Load with PRM (MW)]]","v":14429.902621427056},{"$f":"MAX(-StorageAllocation[[#This Row],[Excess Capacity (MW)]],0)","v":0},{"$f":"_xlfn.IFS(\n    StorageAllocation[[#This Row],[Hour Ending]]=1,\n    4*INDEX(NQC[NQC MW],MATCH(1,(NQC[Month]=StorageAllocation[[#This Row],[Month]])*(NQC[Unit Category]=\"Storage\"),0))-StorageAllocation[[#This Row],[Storage (MW)]],\n    StorageAllocation[[#This Row],[Storage (MW)]]>0,\n    OFFSET(StorageAllocation[[#This Row],[Storage SOC Day 1 (MWh)]],-1,0)-StorageAllocation[[#This Row],[Storage (MW)]],\n    TRUE,\n    MIN(\n        OFFSET(StorageAllocation[[#This Row],[Storage SOC Day 1 (MWh)]],-1,0)+0.85*INDEX(NQC[NQC MW],MATCH(1,(NQC[Month]=StorageAllocation[[#This Row],[Month]])*(NQC[Unit Category]=\"Storage\"),0)),\n        4*INDEX(NQC[NQC MW],MATCH(1,(NQC[Month]=StorageAllocation[[#This Row],[Month]])*(NQC[Unit Category]=\"Storage\"),0))\n    )\n)","v":55290.32},{"$f":"_xlfn.IFS(\n    StorageAllocation[[#This Row],[Hour Ending]]=1,\n    OFFSET(StorageAllocation[[#This Row],[Storage SOC Day 1 (MWh)]],23,0)-StorageAllocation[[#This Row],[Storage (MW)]],\n    StorageAllocation[[#This Row],[Storage (MW)]]>0,\n    OFFSET(StorageAllocation[[#This Row],[Storage SOC Day 2 (MWh)]],-1,0)-StorageAllocation[[#This Row],[Storage (MW)]],\n    TRUE,\n    MIN(\n        OFFSET(StorageAllocation[[#This Row],[Storage SOC Day 2 (MWh)]],-1,0)+0.85*INDEX(NQC[NQC MW],MATCH(1,(NQC[Month]=StorageAllocation[[#This Row],[Month]])*(NQC[Unit Category]=\"Storage\"),0)),\n        4*INDEX(NQC[NQC MW],MATCH(1,(NQC[Month]=StorageAllocation[[#This Row],[Month]])*(NQC[Unit Category]=\"Storage\"),0))\n    )\n)","v":55290.32},{"$f":"StorageAllocation[[#This Row],[Supply Without Storage (MW)]]+StorageAllocation[[#This Row],[Storage (MW)]]","v":52733.799427944388},{"$f":"StorageAllocation[[#This Row],[Adjusted Supply (MW)]]/StorageAllocation[[#This Row],[Managed Load + NOU (MW)]]-1","v":0.70120005896975246}]
[null,null,null,null,null,null,null,null,null,null,null,null,null,9,9,{"$f":"INDEX(ManagedLoad[Total],MATCH(1,(ManagedLoad[Month]=StorageAllocation[[#This Row],[Month]])*(ManagedLoad[Hour Ending]=StorageAllocation[[#This Row],[Hour Ending]]),0))","v":31492},{"$f":"StorageAllocation[[#This Row],[Managed Load + NOU (MW)]]*(1+_xlfn.XLOOKUP(StorageAllocation[[#This Row],[Month]],PRM[Month],PRM[Planning Reserve Margin],0,0))","v":38914.327318886506},{"$f":"SUM(_xlfn._xlws.FILTER(Supply[Supply],(Supply[Month]=StorageAllocation[[#This Row],[Month]])*(Supply[Unit Category]<>\"Storage\")*(Supply[Hour Ending]=StorageAllocation[[#This Row],[Hour Ending]])=1,0))","v":55926.84678715768},{"$f":"StorageAllocation[[#This Row],[Supply Without Storage (MW)]]-StorageAllocation[[#This Row],[Total Load with PRM (MW)]]","v":17012.519468271174},{"$f":"MAX(-StorageAllocation[[#This Row],[Excess Capacity (MW)]],0)","v":0},{"$f":"_xlfn.IFS(\n    StorageAllocation[[#This Row],[Hour Ending]]=1,\n    4*INDEX(NQC[NQC MW],MATCH(1,(NQC[Month]=StorageAllocation[[#This Row],[Month]])*(NQC[Unit Category]=\"Storage\"),0))-StorageAllocation[[#This Row],[Storage (MW)]],\n    StorageAllocation[[#This Row],[Storage (MW)]]>0,\n    OFFSET(StorageAllocation[[#This Row],[Storage SOC Day 1 (MWh)]],-1,0)-StorageAllocation[[#This Row],[Storage (MW)]],\n    TRUE,\n    MIN(\n        OFFSET(StorageAllocation[[#This Row],[Storage SOC Day 1 (MWh)]],-1,0)+0.85*INDEX(NQC[NQC MW],MATCH(1,(NQC[Month]=StorageAllocation[[#This Row],[Month]])*(NQC[Unit Category]=\"Storage\"),0)),\n        4*INDEX(NQC[NQC MW],MATCH(1,(NQC[Month]=StorageAllocation[[#This Row],[Month]])*(NQC[Unit Category]=\"Storage\"),0))\n    )\n)","v":55290.32},{"$f":"_xlfn.IFS(\n    StorageAllocation[[#This Row],[Hour Ending]]=1,\n    OFFSET(StorageAllocation[[#This Row],[Storage SOC Day 1 (MWh)]],23,0)-StorageAllocation[[#This Row],[Storage (MW)]],\n    StorageAllocation[[#This Row],[Storage (MW)]]>0,\n    OFFSET(StorageAllocation[[#This Row],[Storage SOC Day 2 (MWh)]],-1,0)-StorageAllocation[[#This Row],[Storage (MW)]],\n    TRUE,\n    MIN(\n        OFFSET(StorageAllocation[[#This Row],[Storage SOC Day 2 (MWh)]],-1,0)+0.85*INDEX(NQC[NQC MW],MATCH(1,(NQC[Month]=StorageAllocation[[#This Row],[Month]])*(NQC[Unit Category]=\"Storage\"),0)),\n        4*INDEX(NQC[NQC MW],MATCH(1,(NQC[Month]=StorageAllocation[[#This Row],[Month]])*(NQC[Unit Category]=\"Storage\"),0))\n    )\n)","v":55290.32},{"$f":"StorageAllocation[[#This Row],[Supply Without Storage (MW)]]+StorageAllocation[[#This Row],[Storage (MW)]]","v":55926.84678715768},{"$f":"StorageAllocation[[#This Row],[Adjusted Supply (MW)]]/StorageAllocation[[#This Row],[Managed Load + NOU (MW)]]-1","v":0.77590647742784458}]
[null,null,null,null,null,null,null,null,null,null,null,null,null,9,10,{"$f":"INDEX(ManagedLoad[Total],MATCH(1,(ManagedLoad[Month]=StorageAllocation[[#This Row],[Month]])*(ManagedLoad[Hour Ending]=StorageAllocation[[#This Row],[Hour Ending]]),0))","v":31974},{"$f":"StorageAllocation[[#This Row],[Managed Load + NOU (MW)]]*(1+_xlfn.XLOOKUP(StorageAllocation[[#This Row],[Month]],PRM[Month],PRM[Planning Reserve Margin],0,0))","v":39509.929559700147},{"$f":"SUM(_xlfn._xlws.FILTER(Supply[Supply],(Supply[Month]=StorageAllocation[[#This Row],[Month]])*(Supply[Unit Category]<>\"Storage\")*(Supply[Hour Ending]=StorageAllocation[[#This Row],[Hour Ending]])=1,0))","v":57033.596565646694},{"$f":"StorageAllocation[[#This Row],[Supply Without Storage (MW)]]-StorageAllocation[[#This Row],[Total Load with PRM (MW)]]","v":17523.667005946547},{"$f":"MAX(-StorageAllocation[[#This Row],[Excess Capacity (MW)]],0)","v":0},{"$f":"_xlfn.IFS(\n    StorageAllocation[[#This Row],[Hour Ending]]=1,\n    4*INDEX(NQC[NQC MW],MATCH(1,(NQC[Month]=StorageAllocation[[#This Row],[Month]])*(NQC[Unit Category]=\"Storage\"),0))-StorageAllocation[[#This Row],[Storage (MW)]],\n    StorageAllocation[[#This Row],[Storage (MW)]]>0,\n    OFFSET(StorageAllocation[[#This Row],[Storage SOC Day 1 (MWh)]],-1,0)-StorageAllocation[[#This Row],[Storage (MW)]],\n    TRUE,\n    MIN(\n        OFFSET(StorageAllocation[[#This Row],[Storage SOC Day 1 (MWh)]],-1,0)+0.85*INDEX(NQC[NQC MW],MATCH(1,(NQC[Month]=StorageAllocation[[#This Row],[Month]])*(NQC[Unit Category]=\"Storage\"),0)),\n        4*INDEX(NQC[NQC MW],MATCH(1,(NQC[Month]=StorageAllocation[[#This Row],[Month]])*(NQC[Unit Category]=\"Storage\"),0))\n    )\n)","v":55290.32},{"$f":"_xlfn.IFS(\n    StorageAllocation[[#This Row],[Hour Ending]]=1,\n    OFFSET(StorageAllocation[[#This Row],[Storage SOC Day 1 (MWh)]],23,0)-StorageAllocation[[#This Row],[Storage (MW)]],\n    StorageAllocation[[#This Row],[Storage (MW)]]>0,\n    OFFSET(StorageAllocation[[#This Row],[Storage SOC Day 2 (MWh)]],-1,0)-StorageAllocation[[#This Row],[Storage (MW)]],\n    TRUE,\n    MIN(\n        OFFSET(StorageAllocation[[#This Row],[Storage SOC Day 2 (MWh)]],-1,0)+0.85*INDEX(NQC[NQC MW],MATCH(1,(NQC[Month]=StorageAllocation[[#This Row],[Month]])*(NQC[Unit Category]=\"Storage\"),0)),\n        4*INDEX(NQC[NQC MW],MATCH(1,(NQC[Month]=StorageAllocation[[#This Row],[Month]])*(NQC[Unit Category]=\"Storage\"),0))\n    )\n)","v":55290.32},{"$f":"StorageAllocation[[#This Row],[Supply Without Storage (MW)]]+StorageAllocation[[#This Row],[Storage (MW)]]","v":57033.596565646694},{"$f":"StorageAllocation[[#This Row],[Adjusted Supply (MW)]]/StorageAllocation[[#This Row],[Managed Load + NOU (MW)]]-1","v":0.78374918889243439}]
[null,null,null,null,null,null,null,null,null,null,null,null,null,9,11,{"$f":"INDEX(ManagedLoad[Total],MATCH(1,(ManagedLoad[Month]=StorageAllocation[[#This Row],[Month]])*(ManagedLoad[Hour Ending]=StorageAllocation[[#This Row],[Hour Ending]]),0))","v":32936},{"$f":"StorageAllocation[[#This Row],[Managed Load + NOU (MW)]]*(1+_xlfn.XLOOKUP(StorageAllocation[[#This Row],[Month]],PRM[Month],PRM[Planning Reserve Margin],0,0))","v":40698.662662734845},{"$f":"SUM(_xlfn._xlws.FILTER(Supply[Supply],(Supply[Month]=StorageAllocation[[#This Row],[Month]])*(Supply[Unit Category]<>\"Storage\")*(Supply[Hour Ending]=StorageAllocation[[#This Row],[Hour Ending]])=1,0))","v":57351.624265454935},{"$f":"StorageAllocation[[#This Row],[Supply Without Storage (MW)]]-StorageAllocation[[#This Row],[Total Load with PRM (MW)]]","v":16652.96160272009},{"$f":"MAX(-StorageAllocation[[#This Row],[Excess Capacity (MW)]],0)","v":0},{"$f":"_xlfn.IFS(\n    StorageAllocation[[#This Row],[Hour Ending]]=1,\n    4*INDEX(NQC[NQC MW],MATCH(1,(NQC[Month]=StorageAllocation[[#This Row],[Month]])*(NQC[Unit Category]=\"Storage\"),0))-StorageAllocation[[#This Row],[Storage (MW)]],\n    StorageAllocation[[#This Row],[Storage (MW)]]>0,\n    OFFSET(StorageAllocation[[#This Row],[Storage SOC Day 1 (MWh)]],-1,0)-StorageAllocation[[#This Row],[Storage (MW)]],\n    TRUE,\n    MIN(\n        OFFSET(StorageAllocation[[#This Row],[Storage SOC Day 1 (MWh)]],-1,0)+0.85*INDEX(NQC[NQC MW],MATCH(1,(NQC[Month]=StorageAllocation[[#This Row],[Month]])*(NQC[Unit Category]=\"Storage\"),0)),\n        4*INDEX(NQC[NQC MW],MATCH(1,(NQC[Month]=StorageAllocation[[#This Row],[Month]])*(NQC[Unit Category]=\"Storage\"),0))\n    )\n)","v":55290.32},{"$f":"_xlfn.IFS(\n    StorageAllocation[[#This Row],[Hour Ending]]=1,\n    OFFSET(StorageAllocation[[#This Row],[Storage SOC Day 1 (MWh)]],23,0)-StorageAllocation[[#This Row],[Storage (MW)]],\n    StorageAllocation[[#This Row],[Storage (MW)]]>0,\n    OFFSET(StorageAllocation[[#This Row],[Storage SOC Day 2 (MWh)]],-1,0)-StorageAllocation[[#This Row],[Storage (MW)]],\n    TRUE,\n    MIN(\n        OFFSET(StorageAllocation[[#This Row],[Storage SOC Day 2 (MWh)]],-1,0)+0.85*INDEX(NQC[NQC MW],MATCH(1,(NQC[Month]=StorageAllocation[[#This Row],[Month]])*(NQC[Unit Category]=\"Storage\"),0)),\n        4*INDEX(NQC[NQC MW],MATCH(1,(NQC[Month]=StorageAllocation[[#This Row],[Month]])*(NQC[Unit Category]=\"Storage\"),0))\n    )\n)","v":55290.32},{"$f":"StorageAllocation[[#This Row],[Supply Without Storage (MW)]]+StorageAllocation[[#This Row],[Storage (MW)]]","v":57351.624265454935},{"$f":"StorageAllocation[[#This Row],[Adjusted Supply (MW)]]/StorageAllocation[[#This Row],[Managed Load + NOU (MW)]]-1","v":0.74130508457174327}]
[null,null,null,null,null,null,null,null,null,null,null,null,null,9,12,{"$f":"INDEX(ManagedLoad[Total],MATCH(1,(ManagedLoad[Month]=StorageAllocation[[#This Row],[Month]])*(ManagedLoad[Hour Ending]=StorageAllocation[[#This Row],[Hour Ending]]),0))","v":34516},{"$f":"StorageAllocation[[#This Row],[Managed Load + NOU (MW)]]*(1+_xlfn.XLOOKUP(StorageAllocation[[#This Row],[Month]],PRM[Month],PRM[Planning Reserve Margin],0,0))","v":42651.05175087916},{"$f":"SUM(_xlfn._xlws.FILTER(Supply[Supply],(Supply[Month]=StorageAllocation[[#This Row],[Month]])*(Supply[Unit Category]<>\"Storage\")*(Supply[Hour Ending]=StorageAllocation[[#This Row],[Hour Ending]])=1,0))","v":57376.387429918796},{"$f":"StorageAllocation[[#This Row],[Supply Without Storage (MW)]]-StorageAllocation[[#This Row],[Total Load with PRM (MW)]]","v":14725.335679039636},{"$f":"MAX(-StorageAllocation[[#This Row],[Excess Capacity (MW)]],0)","v":0},{"$f":"_xlfn.IFS(\n    StorageAllocation[[#This Row],[Hour Ending]]=1,\n    4*INDEX(NQC[NQC MW],MATCH(1,(NQC[Month]=StorageAllocation[[#This Row],[Month]])*(NQC[Unit Category]=\"Storage\"),0))-StorageAllocation[[#This Row],[Storage (MW)]],\n    StorageAllocation[[#This Row],[Storage (MW)]]>0,\n    OFFSET(StorageAllocation[[#This Row],[Storage SOC Day 1 (MWh)]],-1,0)-StorageAllocation[[#This Row],[Storage (MW)]],\n    TRUE,\n    MIN(\n        OFFSET(StorageAllocation[[#This Row],[Storage SOC Day 1 (MWh)]],-1,0)+0.85*INDEX(NQC[NQC MW],MATCH(1,(NQC[Month]=StorageAllocation[[#This Row],[Month]])*(NQC[Unit Category]=\"Storage\"),0)),\n        4*INDEX(NQC[NQC MW],MATCH(1,(NQC[Month]=StorageAllocation[[#This Row],[Month]])*(NQC[Unit Category]=\"Storage\"),0))\n    )\n)","v":55290.32},{"$f":"_xlfn.IFS(\n    StorageAllocation[[#This Row],[Hour Ending]]=1,\n    OFFSET(StorageAllocation[[#This Row],[Storage SOC Day 1 (MWh)]],23,0)-StorageAllocation[[#This Row],[Storage (MW)]],\n    StorageAllocation[[#This Row],[Storage (MW)]]>0,\n    OFFSET(StorageAllocation[[#This Row],[Storage SOC Day 2 (MWh)]],-1,0)-StorageAllocation[[#This Row],[Storage (MW)]],\n    TRUE,\n    MIN(\n        OFFSET(StorageAllocation[[#This Row],[Storage SOC Day 2 (MWh)]],-1,0)+0.85*INDEX(NQC[NQC MW],MATCH(1,(NQC[Month]=StorageAllocation[[#This Row],[Month]])*(NQC[Unit Category]=\"Storage\"),0)),\n        4*INDEX(NQC[NQC MW],MATCH(1,(NQC[Month]=StorageAllocation[[#This Row],[Month]])*(NQC[Unit Category]=\"Storage\"),0))\n    )\n)","v":55290.32},{"$f":"StorageAllocation[[#This Row],[Supply Without Storage (MW)]]+StorageAllocation[[#This Row],[Storage (MW)]]","v":57376.387429918796},{"$f":"StorageAllocation[[#This Row],[Adjusted Supply (MW)]]/StorageAllocation[[#This Row],[Managed Load + NOU (MW)]]-1","v":0.66231276596125843}]
[null,null,null,null,null,null,null,null,null,null,null,null,null,9,13,{"$f":"INDEX(ManagedLoad[Total],MATCH(1,(ManagedLoad[Month]=StorageAllocation[[#This Row],[Month]])*(ManagedLoad[Hour Ending]=StorageAllocation[[#This Row],[Hour Ending]]),0))","v":37052},{"$f":"StorageAllocation[[#This Row],[Managed Load + NOU (MW)]]*(1+_xlfn.XLOOKUP(StorageAllocation[[#This Row],[Month]],PRM[Month],PRM[Planning Reserve Margin],0,0))","v":45784.75980628041},{"$f":"SUM(_xlfn._xlws.FILTER(Supply[Supply],(Supply[Month]=StorageAllocation[[#This Row],[Month]])*(Supply[Unit Category]<>\"Storage\")*(Supply[Hour Ending]=StorageAllocation[[#This Row],[Hour Ending]])=1,0))","v":57429.318840639302},{"$f":"StorageAllocation[[#This Row],[Supply Without Storage (MW)]]-StorageAllocation[[#This Row],[Total Load with PRM (MW)]]","v":11644.559034358892},{"$f":"MAX(-StorageAllocation[[#This Row],[Excess Capacity (MW)]],0)","v":0},{"$f":"_xlfn.IFS(\n    StorageAllocation[[#This Row],[Hour Ending]]=1,\n    4*INDEX(NQC[NQC MW],MATCH(1,(NQC[Month]=StorageAllocation[[#This Row],[Month]])*(NQC[Unit Category]=\"Storage\"),0))-StorageAllocation[[#This Row],[Storage (MW)]],\n    StorageAllocation[[#This Row],[Storage (MW)]]>0,\n    OFFSET(StorageAllocation[[#This Row],[Storage SOC Day 1 (MWh)]],-1,0)-StorageAllocation[[#This Row],[Storage (MW)]],\n    TRUE,\n    MIN(\n        OFFSET(StorageAllocation[[#This Row],[Storage SOC Day 1 (MWh)]],-1,0)+0.85*INDEX(NQC[NQC MW],MATCH(1,(NQC[Month]=StorageAllocation[[#This Row],[Month]])*(NQC[Unit Category]=\"Storage\"),0)),\n        4*INDEX(NQC[NQC MW],MATCH(1,(NQC[Month]=StorageAllocation[[#This Row],[Month]])*(NQC[Unit Category]=\"Storage\"),0))\n    )\n)","v":55290.32},{"$f":"_xlfn.IFS(\n    StorageAllocation[[#This Row],[Hour Ending]]=1,\n    OFFSET(StorageAllocation[[#This Row],[Storage SOC Day 1 (MWh)]],23,0)-StorageAllocation[[#This Row],[Storage (MW)]],\n    StorageAllocation[[#This Row],[Storage (MW)]]>0,\n    OFFSET(StorageAllocation[[#This Row],[Storage SOC Day 2 (MWh)]],-1,0)-StorageAllocation[[#This Row],[Storage (MW)]],\n    TRUE,\n    MIN(\n        OFFSET(StorageAllocation[[#This Row],[Storage SOC Day 2 (MWh)]],-1,0)+0.85*INDEX(NQC[NQC MW],MATCH(1,(NQC[Month]=StorageAllocation[[#This Row],[Month]])*(NQC[Unit Category]=\"Storage\"),0)),\n        4*INDEX(NQC[NQC MW],MATCH(1,(NQC[Month]=StorageAllocation[[#This Row],[Month]])*(NQC[Unit Category]=\"Storage\"),0))\n    )\n)","v":55290.32},{"$f":"StorageAllocation[[#This Row],[Supply Without Storage (MW)]]+StorageAllocation[[#This Row],[Storage (MW)]]","v":57429.318840639302},{"$f":"StorageAllocation[[#This Row],[Adjusted Supply (MW)]]/StorageAllocation[[#This Row],[Managed Load + NOU (MW)]]-1","v":0.54996542266650383}]
[null,null,null,null,null,null,null,null,null,null,null,null,null,9,14,{"$f":"INDEX(ManagedLoad[Total],MATCH(1,(ManagedLoad[Month]=StorageAllocation[[#This Row],[Month]])*(ManagedLoad[Hour Ending]=StorageAllocation[[#This Row],[Hour Ending]]),0))","v":40689},{"$f":"StorageAllocation[[#This Row],[Managed Load + NOU (MW)]]*(1+_xlfn.XLOOKUP(StorageAllocation[[#This Row],[Month]],PRM[Month],PRM[Planning Reserve Margin],0,0))","v":50278.961776901211},{"$f":"SUM(_xlfn._xlws.FILTER(Supply[Supply],(Supply[Month]=StorageAllocation[[#This Row],[Month]])*(Supply[Unit Category]<>\"Storage\")*(Supply[Hour Ending]=StorageAllocation[[#This Row],[Hour Ending]])=1,0))","v":57370.049416964299},{"$f":"StorageAllocation[[#This Row],[Supply Without Storage (MW)]]-StorageAllocation[[#This Row],[Total Load with PRM (MW)]]","v":7091.0876400630877},{"$f":"MAX(-StorageAllocation[[#This Row],[Excess Capacity (MW)]],0)","v":0},{"$f":"_xlfn.IFS(\n    StorageAllocation[[#This Row],[Hour Ending]]=1,\n    4*INDEX(NQC[NQC MW],MATCH(1,(NQC[Month]=StorageAllocation[[#This Row],[Month]])*(NQC[Unit Category]=\"Storage\"),0))-StorageAllocation[[#This Row],[Storage (MW)]],\n    StorageAllocation[[#This Row],[Storage (MW)]]>0,\n    OFFSET(StorageAllocation[[#This Row],[Storage SOC Day 1 (MWh)]],-1,0)-StorageAllocation[[#This Row],[Storage (MW)]],\n    TRUE,\n    MIN(\n        OFFSET(StorageAllocation[[#This Row],[Storage SOC Day 1 (MWh)]],-1,0)+0.85*INDEX(NQC[NQC MW],MATCH(1,(NQC[Month]=StorageAllocation[[#This Row],[Month]])*(NQC[Unit Category]=\"Storage\"),0)),\n        4*INDEX(NQC[NQC MW],MATCH(1,(NQC[Month]=StorageAllocation[[#This Row],[Month]])*(NQC[Unit Category]=\"Storage\"),0))\n    )\n)","v":55290.32},{"$f":"_xlfn.IFS(\n    StorageAllocation[[#This Row],[Hour Ending]]=1,\n    OFFSET(StorageAllocation[[#This Row],[Storage SOC Day 1 (MWh)]],23,0)-StorageAllocation[[#This Row],[Storage (MW)]],\n    StorageAllocation[[#This Row],[Storage (MW)]]>0,\n    OFFSET(StorageAllocation[[#This Row],[Storage SOC Day 2 (MWh)]],-1,0)-StorageAllocation[[#This Row],[Storage (MW)]],\n    TRUE,\n    MIN(\n        OFFSET(StorageAllocation[[#This Row],[Storage SOC Day 2 (MWh)]],-1,0)+0.85*INDEX(NQC[NQC MW],MATCH(1,(NQC[Month]=StorageAllocation[[#This Row],[Month]])*(NQC[Unit Category]=\"Storage\"),0)),\n        4*INDEX(NQC[NQC MW],MATCH(1,(NQC[Month]=StorageAllocation[[#This Row],[Month]])*(NQC[Unit Category]=\"Storage\"),0))\n    )\n)","v":55290.32},{"$f":"StorageAllocation[[#This Row],[Supply Without Storage (MW)]]+StorageAllocation[[#This Row],[Storage (MW)]]","v":57370.049416964299},{"$f":"StorageAllocation[[#This Row],[Adjusted Supply (MW)]]/StorageAllocation[[#This Row],[Managed Load + NOU (MW)]]-1","v":0.40996459527057194}]
[null,null,null,null,null,null,null,null,null,null,null,null,null,9,15,{"$f":"INDEX(ManagedLoad[Total],MATCH(1,(ManagedLoad[Month]=StorageAllocation[[#This Row],[Month]])*(ManagedLoad[Hour Ending]=StorageAllocation[[#This Row],[Hour Ending]]),0))","v":44047},{"$f":"StorageAllocation[[#This Row],[Managed Load + NOU (MW)]]*(1+_xlfn.XLOOKUP(StorageAllocation[[#This Row],[Month]],PRM[Month],PRM[Planning Reserve Margin],0,0))","v":54428.40643385602},{"$f":"SUM(_xlfn._xlws.FILTER(Supply[Supply],(Supply[Month]=StorageAllocation[[#This Row],[Month]])*(Supply[Unit Category]<>\"Storage\")*(Supply[Hour Ending]=StorageAllocation[[#This Row],[Hour Ending]])=1,0))","v":57091.525227869439},{"$f":"StorageAllocation[[#This Row],[Supply Without Storage (MW)]]-StorageAllocation[[#This Row],[Total Load with PRM (MW)]]","v":2663.1187940134187},{"$f":"MAX(-StorageAllocation[[#This Row],[Excess Capacity (MW)]],0)","v":0},{"$f":"_xlfn.IFS(\n    StorageAllocation[[#This Row],[Hour Ending]]=1,\n    4*INDEX(NQC[NQC MW],MATCH(1,(NQC[Month]=StorageAllocation[[#This Row],[Month]])*(NQC[Unit Category]=\"Storage\"),0))-StorageAllocation[[#This Row],[Storage (MW)]],\n    StorageAllocation[[#This Row],[Storage (MW)]]>0,\n    OFFSET(StorageAllocation[[#This Row],[Storage SOC Day 1 (MWh)]],-1,0)-StorageAllocation[[#This Row],[Storage (MW)]],\n    TRUE,\n    MIN(\n        OFFSET(StorageAllocation[[#This Row],[Storage SOC Day 1 (MWh)]],-1,0)+0.85*INDEX(NQC[NQC MW],MATCH(1,(NQC[Month]=StorageAllocation[[#This Row],[Month]])*(NQC[Unit Category]=\"Storage\"),0)),\n        4*INDEX(NQC[NQC MW],MATCH(1,(NQC[Month]=StorageAllocation[[#This Row],[Month]])*(NQC[Unit Category]=\"Storage\"),0))\n    )\n)","v":55290.32},{"$f":"_xlfn.IFS(\n    StorageAllocation[[#This Row],[Hour Ending]]=1,\n    OFFSET(StorageAllocation[[#This Row],[Storage SOC Day 1 (MWh)]],23,0)-StorageAllocation[[#This Row],[Storage (MW)]],\n    StorageAllocation[[#This Row],[Storage (MW)]]>0,\n    OFFSET(StorageAllocation[[#This Row],[Storage SOC Day 2 (MWh)]],-1,0)-StorageAllocation[[#This Row],[Storage (MW)]],\n    TRUE,\n    MIN(\n        OFFSET(StorageAllocation[[#This Row],[Storage SOC Day 2 (MWh)]],-1,0)+0.85*INDEX(NQC[NQC MW],MATCH(1,(NQC[Month]=StorageAllocation[[#This Row],[Month]])*(NQC[Unit Category]=\"Storage\"),0)),\n        4*INDEX(NQC[NQC MW],MATCH(1,(NQC[Month]=StorageAllocation[[#This Row],[Month]])*(NQC[Unit Category]=\"Storage\"),0))\n    )\n)","v":55290.32},{"$f":"StorageAllocation[[#This Row],[Supply Without Storage (MW)]]+StorageAllocation[[#This Row],[Storage (MW)]]","v":57091.525227869439},{"$f":"StorageAllocation[[#This Row],[Adjusted Supply (MW)]]/StorageAllocation[[#This Row],[Managed Load + NOU (MW)]]-1","v":0.29615014025630448}]
[null,null,null,null,null,null,null,null,null,null,null,null,null,9,16,{"$f":"INDEX(ManagedLoad[Total],MATCH(1,(ManagedLoad[Month]=StorageAllocation[[#This Row],[Month]])*(ManagedLoad[Hour Ending]=StorageAllocation[[#This Row],[Hour Ending]]),0))","v":45488},{"$f":"StorageAllocation[[#This Row],[Managed Load + NOU (MW)]]*(1+_xlfn.XLOOKUP(StorageAllocation[[#This Row],[Month]],PRM[Month],PRM[Planning Reserve Margin],0,0))","v":56209.034709815482},{"$f":"SUM(_xlfn._xlws.FILTER(Supply[Supply],(Supply[Month]=StorageAllocation[[#This Row],[Month]])*(Supply[Unit Category]<>\"Storage\")*(Supply[Hour Ending]=StorageAllocation[[#This Row],[Hour Ending]])=1,0))","v":55469.102901679376},{"$f":"StorageAllocation[[#This Row],[Supply Without Storage (MW)]]-StorageAllocation[[#This Row],[Total Load with PRM (MW)]]","v":-739.93180813610525},{"$f":"MAX(-StorageAllocation[[#This Row],[Excess Capacity (MW)]],0)","v":739.93180813610525},{"$f":"_xlfn.IFS(\n    StorageAllocation[[#This Row],[Hour Ending]]=1,\n    4*INDEX(NQC[NQC MW],MATCH(1,(NQC[Month]=StorageAllocation[[#This Row],[Month]])*(NQC[Unit Category]=\"Storage\"),0))-StorageAllocation[[#This Row],[Storage (MW)]],\n    StorageAllocation[[#This Row],[Storage (MW)]]>0,\n    OFFSET(StorageAllocation[[#This Row],[Storage SOC Day 1 (MWh)]],-1,0)-StorageAllocation[[#This Row],[Storage (MW)]],\n    TRUE,\n    MIN(\n        OFFSET(StorageAllocation[[#This Row],[Storage SOC Day 1 (MWh)]],-1,0)+0.85*INDEX(NQC[NQC MW],MATCH(1,(NQC[Month]=StorageAllocation[[#This Row],[Month]])*(NQC[Unit Category]=\"Storage\"),0)),\n        4*INDEX(NQC[NQC MW],MATCH(1,(NQC[Month]=StorageAllocation[[#This Row],[Month]])*(NQC[Unit Category]=\"Storage\"),0))\n    )\n)","v":54550.388191863894},{"$f":"_xlfn.IFS(\n    StorageAllocation[[#This Row],[Hour Ending]]=1,\n    OFFSET(StorageAllocation[[#This Row],[Storage SOC Day 1 (MWh)]],23,0)-StorageAllocation[[#This Row],[Storage (MW)]],\n    StorageAllocation[[#This Row],[Storage (MW)]]>0,\n    OFFSET(StorageAllocation[[#This Row],[Storage SOC Day 2 (MWh)]],-1,0)-StorageAllocation[[#This Row],[Storage (MW)]],\n    TRUE,\n    MIN(\n        OFFSET(StorageAllocation[[#This Row],[Storage SOC Day 2 (MWh)]],-1,0)+0.85*INDEX(NQC[NQC MW],MATCH(1,(NQC[Month]=StorageAllocation[[#This Row],[Month]])*(NQC[Unit Category]=\"Storage\"),0)),\n        4*INDEX(NQC[NQC MW],MATCH(1,(NQC[Month]=StorageAllocation[[#This Row],[Month]])*(NQC[Unit Category]=\"Storage\"),0))\n    )\n)","v":54550.388191863894},{"$f":"StorageAllocation[[#This Row],[Supply Without Storage (MW)]]+StorageAllocation[[#This Row],[Storage (MW)]]","v":56209.034709815482},{"$f":"StorageAllocation[[#This Row],[Adjusted Supply (MW)]]/StorageAllocation[[#This Row],[Managed Load + NOU (MW)]]-1","v":0.23568929629386837}]
[null,null,null,null,null,null,null,null,null,null,null,null,null,9,17,{"$f":"INDEX(ManagedLoad[Total],MATCH(1,(ManagedLoad[Month]=StorageAllocation[[#This Row],[Month]])*(ManagedLoad[Hour Ending]=StorageAllocation[[#This Row],[Hour Ending]]),0))","v":46417},{"$f":"StorageAllocation[[#This Row],[Managed Load + NOU (MW)]]*(1+_xlfn.XLOOKUP(StorageAllocation[[#This Row],[Month]],PRM[Month],PRM[Planning Reserve Margin],0,0))","v":57356.990066072489},{"$f":"SUM(_xlfn._xlws.FILTER(Supply[Supply],(Supply[Month]=StorageAllocation[[#This Row],[Month]])*(Supply[Unit Category]<>\"Storage\")*(Supply[Hour Ending]=StorageAllocation[[#This Row],[Hour Ending]])=1,0))","v":51626.273539976086},{"$f":"StorageAllocation[[#This Row],[Supply Without Storage (MW)]]-StorageAllocation[[#This Row],[Total Load with PRM (MW)]]","v":-5730.716526096403},{"$f":"MAX(-StorageAllocation[[#This Row],[Excess Capacity (MW)]],0)","v":5730.716526096403},{"$f":"_xlfn.IFS(\n    StorageAllocation[[#This Row],[Hour Ending]]=1,\n    4*INDEX(NQC[NQC MW],MATCH(1,(NQC[Month]=StorageAllocation[[#This Row],[Month]])*(NQC[Unit Category]=\"Storage\"),0))-StorageAllocation[[#This Row],[Storage (MW)]],\n    StorageAllocation[[#This Row],[Storage (MW)]]>0,\n    OFFSET(StorageAllocation[[#This Row],[Storage SOC Day 1 (MWh)]],-1,0)-StorageAllocation[[#This Row],[Storage (MW)]],\n    TRUE,\n    MIN(\n        OFFSET(StorageAllocation[[#This Row],[Storage SOC Day 1 (MWh)]],-1,0)+0.85*INDEX(NQC[NQC MW],MATCH(1,(NQC[Month]=StorageAllocation[[#This Row],[Month]])*(NQC[Unit Category]=\"Storage\"),0)),\n        4*INDEX(NQC[NQC MW],MATCH(1,(NQC[Month]=StorageAllocation[[#This Row],[Month]])*(NQC[Unit Category]=\"Storage\"),0))\n    )\n)","v":48819.671665767492},{"$f":"_xlfn.IFS(\n    StorageAllocation[[#This Row],[Hour Ending]]=1,\n    OFFSET(StorageAllocation[[#This Row],[Storage SOC Day 1 (MWh)]],23,0)-StorageAllocation[[#This Row],[Storage (MW)]],\n    StorageAllocation[[#This Row],[Storage (MW)]]>0,\n    OFFSET(StorageAllocation[[#This Row],[Storage SOC Day 2 (MWh)]],-1,0)-StorageAllocation[[#This Row],[Storage (MW)]],\n    TRUE,\n    MIN(\n        OFFSET(StorageAllocation[[#This Row],[Storage SOC Day 2 (MWh)]],-1,0)+0.85*INDEX(NQC[NQC MW],MATCH(1,(NQC[Month]=StorageAllocation[[#This Row],[Month]])*(NQC[Unit Category]=\"Storage\"),0)),\n        4*INDEX(NQC[NQC MW],MATCH(1,(NQC[Month]=StorageAllocation[[#This Row],[Month]])*(NQC[Unit Category]=\"Storage\"),0))\n    )\n)","v":48819.671665767492},{"$f":"StorageAllocation[[#This Row],[Supply Without Storage (MW)]]+StorageAllocation[[#This Row],[Storage (MW)]]","v":57356.990066072489},{"$f":"StorageAllocation[[#This Row],[Adjusted Supply (MW)]]/StorageAllocation[[#This Row],[Managed Load + NOU (MW)]]-1","v":0.23568929629386837}]
[null,null,null,null,null,null,null,null,null,null,null,null,null,9,18,{"$f":"INDEX(ManagedLoad[Total],MATCH(1,(ManagedLoad[Month]=StorageAllocation[[#This Row],[Month]])*(ManagedLoad[Hour Ending]=StorageAllocation[[#This Row],[Hour Ending]]),0))","v":46525},{"$f":"StorageAllocation[[#This Row],[Managed Load + NOU (MW)]]*(1+_xlfn.XLOOKUP(StorageAllocation[[#This Row],[Month]],PRM[Month],PRM[Planning Reserve Margin],0,0))","v":57490.444510072222},{"$f":"SUM(_xlfn._xlws.FILTER(Supply[Supply],(Supply[Month]=StorageAllocation[[#This Row],[Month]])*(Supply[Unit Category]<>\"Storage\")*(Supply[Hour Ending]=StorageAllocation[[#This Row],[Hour Ending]])=1,0))","v":44258.892761415838},{"$f":"StorageAllocation[[#This Row],[Supply Without Storage (MW)]]-StorageAllocation[[#This Row],[Total Load with PRM (MW)]]","v":-13231.551748656384},{"$f":"MAX(-StorageAllocation[[#This Row],[Excess Capacity (MW)]],0)","v":13231.551748656384},{"$f":"_xlfn.IFS(\n    StorageAllocation[[#This Row],[Hour Ending]]=1,\n    4*INDEX(NQC[NQC MW],MATCH(1,(NQC[Month]=StorageAllocation[[#This Row],[Month]])*(NQC[Unit Category]=\"Storage\"),0))-StorageAllocation[[#This Row],[Storage (MW)]],\n    StorageAllocation[[#This Row],[Storage (MW)]]>0,\n    OFFSET(StorageAllocation[[#This Row],[Storage SOC Day 1 (MWh)]],-1,0)-StorageAllocation[[#This Row],[Storage (MW)]],\n    TRUE,\n    MIN(\n        OFFSET(StorageAllocation[[#This Row],[Storage SOC Day 1 (MWh)]],-1,0)+0.85*INDEX(NQC[NQC MW],MATCH(1,(NQC[Month]=StorageAllocation[[#This Row],[Month]])*(NQC[Unit Category]=\"Storage\"),0)),\n        4*INDEX(NQC[NQC MW],MATCH(1,(NQC[Month]=StorageAllocation[[#This Row],[Month]])*(NQC[Unit Category]=\"Storage\"),0))\n    )\n)","v":35588.119917111107},{"$f":"_xlfn.IFS(\n    StorageAllocation[[#This Row],[Hour Ending]]=1,\n    OFFSET(StorageAllocation[[#This Row],[Storage SOC Day 1 (MWh)]],23,0)-StorageAllocation[[#This Row],[Storage (MW)]],\n    StorageAllocation[[#This Row],[Storage (MW)]]>0,\n    OFFSET(StorageAllocation[[#This Row],[Storage SOC Day 2 (MWh)]],-1,0)-StorageAllocation[[#This Row],[Storage (MW)]],\n    TRUE,\n    MIN(\n        OFFSET(StorageAllocation[[#This Row],[Storage SOC Day 2 (MWh)]],-1,0)+0.85*INDEX(NQC[NQC MW],MATCH(1,(NQC[Month]=StorageAllocation[[#This Row],[Month]])*(NQC[Unit Category]=\"Storage\"),0)),\n        4*INDEX(NQC[NQC MW],MATCH(1,(NQC[Month]=StorageAllocation[[#This Row],[Month]])*(NQC[Unit Category]=\"Storage\"),0))\n    )\n)","v":35588.119917111107},{"$f":"StorageAllocation[[#This Row],[Supply Without Storage (MW)]]+StorageAllocation[[#This Row],[Storage (MW)]]","v":57490.444510072222},{"$f":"StorageAllocation[[#This Row],[Adjusted Supply (MW)]]/StorageAllocation[[#This Row],[Managed Load + NOU (MW)]]-1","v":0.23568929629386837}]
[null,null,null,null,null,null,null,null,null,null,null,null,null,9,19,{"$f":"INDEX(ManagedLoad[Total],MATCH(1,(ManagedLoad[Month]=StorageAllocation[[#This Row],[Month]])*(ManagedLoad[Hour Ending]=StorageAllocation[[#This Row],[Hour Ending]]),0))","v":45015},{"$f":"StorageAllocation[[#This Row],[Managed Load + NOU (MW)]]*(1+_xlfn.XLOOKUP(StorageAllocation[[#This Row],[Month]],PRM[Month],PRM[Planning Reserve Margin],0,0))","v":55624.553672668488},{"$f":"SUM(_xlfn._xlws.FILTER(Supply[Supply],(Supply[Month]=StorageAllocation[[#This Row],[Month]])*(Supply[Unit Category]<>\"Storage\")*(Supply[Hour Ending]=StorageAllocation[[#This Row],[Hour Ending]])=1,0))","v":43111.562613170507},{"$f":"StorageAllocation[[#This Row],[Supply Without Storage (MW)]]-StorageAllocation[[#This Row],[Total Load with PRM (MW)]]","v":-12512.991059497981},{"$f":"MAX(-StorageAllocation[[#This Row],[Excess Capacity (MW)]],0)","v":12512.991059497981},{"$f":"_xlfn.IFS(\n    StorageAllocation[[#This Row],[Hour Ending]]=1,\n    4*INDEX(NQC[NQC MW],MATCH(1,(NQC[Month]=StorageAllocation[[#This Row],[Month]])*(NQC[Unit Category]=\"Storage\"),0))-StorageAllocation[[#This Row],[Storage (MW)]],\n    StorageAllocation[[#This Row],[Storage (MW)]]>0,\n    OFFSET(StorageAllocation[[#This Row],[Storage SOC Day 1 (MWh)]],-1,0)-StorageAllocation[[#This Row],[Storage (MW)]],\n    TRUE,\n    MIN(\n        OFFSET(StorageAllocation[[#This Row],[Storage SOC Day 1 (MWh)]],-1,0)+0.85*INDEX(NQC[NQC MW],MATCH(1,(NQC[Month]=StorageAllocation[[#This Row],[Month]])*(NQC[Unit Category]=\"Storage\"),0)),\n        4*INDEX(NQC[NQC MW],MATCH(1,(NQC[Month]=StorageAllocation[[#This Row],[Month]])*(NQC[Unit Category]=\"Storage\"),0))\n    )\n)","v":23075.128857613126},{"$f":"_xlfn.IFS(\n    StorageAllocation[[#This Row],[Hour Ending]]=1,\n    OFFSET(StorageAllocation[[#This Row],[Storage SOC Day 1 (MWh)]],23,0)-StorageAllocation[[#This Row],[Storage (MW)]],\n    StorageAllocation[[#This Row],[Storage (MW)]]>0,\n    OFFSET(StorageAllocation[[#This Row],[Storage SOC Day 2 (MWh)]],-1,0)-StorageAllocation[[#This Row],[Storage (MW)]],\n    TRUE,\n    MIN(\n        OFFSET(StorageAllocation[[#This Row],[Storage SOC Day 2 (MWh)]],-1,0)+0.85*INDEX(NQC[NQC MW],MATCH(1,(NQC[Month]=StorageAllocation[[#This Row],[Month]])*(NQC[Unit Category]=\"Storage\"),0)),\n        4*INDEX(NQC[NQC MW],MATCH(1,(NQC[Month]=StorageAllocation[[#This Row],[Month]])*(NQC[Unit Category]=\"Storage\"),0))\n    )\n)","v":23075.128857613126},{"$f":"StorageAllocation[[#This Row],[Supply Without Storage (MW)]]+StorageAllocation[[#This Row],[Storage (MW)]]","v":55624.553672668488},{"$f":"StorageAllocation[[#This Row],[Adjusted Supply (MW)]]/StorageAllocation[[#This Row],[Managed Load + NOU (MW)]]-1","v":0.23568929629386837}]
[null,null,null,null,null,null,null,null,null,null,null,null,null,9,20,{"$f":"INDEX(ManagedLoad[Total],MATCH(1,(ManagedLoad[Month]=StorageAllocation[[#This Row],[Month]])*(ManagedLoad[Hour Ending]=StorageAllocation[[#This Row],[Hour Ending]]),0))","v":42061},{"$f":"StorageAllocation[[#This Row],[Managed Load + NOU (MW)]]*(1+_xlfn.XLOOKUP(StorageAllocation[[#This Row],[Month]],PRM[Month],PRM[Planning Reserve Margin],0,0))","v":51974.327491416399},{"$f":"SUM(_xlfn._xlws.FILTER(Supply[Supply],(Supply[Month]=StorageAllocation[[#This Row],[Month]])*(Supply[Unit Category]<>\"Storage\")*(Supply[Hour Ending]=StorageAllocation[[#This Row],[Hour Ending]])=1,0))","v":43189.746515538602},{"$f":"StorageAllocation[[#This Row],[Supply Without Storage (MW)]]-StorageAllocation[[#This Row],[Total Load with PRM (MW)]]","v":-8784.5809758777978},{"$f":"MAX(-StorageAllocation[[#This Row],[Excess Capacity (MW)]],0)","v":8784.5809758777978},{"$f":"_xlfn.IFS(\n    StorageAllocation[[#This Row],[Hour Ending]]=1,\n    4*INDEX(NQC[NQC MW],MATCH(1,(NQC[Month]=StorageAllocation[[#This Row],[Month]])*(NQC[Unit Category]=\"Storage\"),0))-StorageAllocation[[#This Row],[Storage (MW)]],\n    StorageAllocation[[#This Row],[Storage (MW)]]>0,\n    OFFSET(StorageAllocation[[#This Row],[Storage SOC Day 1 (MWh)]],-1,0)-StorageAllocation[[#This Row],[Storage (MW)]],\n    TRUE,\n    MIN(\n        OFFSET(StorageAllocation[[#This Row],[Storage SOC Day 1 (MWh)]],-1,0)+0.85*INDEX(NQC[NQC MW],MATCH(1,(NQC[Month]=StorageAllocation[[#This Row],[Month]])*(NQC[Unit Category]=\"Storage\"),0)),\n        4*INDEX(NQC[NQC MW],MATCH(1,(NQC[Month]=StorageAllocation[[#This Row],[Month]])*(NQC[Unit Category]=\"Storage\"),0))\n    )\n)","v":14290.547881735329},{"$f":"_xlfn.IFS(\n    StorageAllocation[[#This Row],[Hour Ending]]=1,\n    OFFSET(StorageAllocation[[#This Row],[Storage SOC Day 1 (MWh)]],23,0)-StorageAllocation[[#This Row],[Storage (MW)]],\n    StorageAllocation[[#This Row],[Storage (MW)]]>0,\n    OFFSET(StorageAllocation[[#This Row],[Storage SOC Day 2 (MWh)]],-1,0)-StorageAllocation[[#This Row],[Storage (MW)]],\n    TRUE,\n    MIN(\n        OFFSET(StorageAllocation[[#This Row],[Storage SOC Day 2 (MWh)]],-1,0)+0.85*INDEX(NQC[NQC MW],MATCH(1,(NQC[Month]=StorageAllocation[[#This Row],[Month]])*(NQC[Unit Category]=\"Storage\"),0)),\n        4*INDEX(NQC[NQC MW],MATCH(1,(NQC[Month]=StorageAllocation[[#This Row],[Month]])*(NQC[Unit Category]=\"Storage\"),0))\n    )\n)","v":14290.547881735329},{"$f":"StorageAllocation[[#This Row],[Supply Without Storage (MW)]]+StorageAllocation[[#This Row],[Storage (MW)]]","v":51974.327491416399},{"$f":"StorageAllocation[[#This Row],[Adjusted Supply (MW)]]/StorageAllocation[[#This Row],[Managed Load + NOU (MW)]]-1","v":0.23568929629386837}]
[null,null,null,null,null,null,null,null,null,null,null,null,null,9,21,{"$f":"INDEX(ManagedLoad[Total],MATCH(1,(ManagedLoad[Month]=StorageAllocation[[#This Row],[Month]])*(ManagedLoad[Hour Ending]=StorageAllocation[[#This Row],[Hour Ending]]),0))","v":40184},{"$f":"StorageAllocation[[#This Row],[Managed Load + NOU (MW)]]*(1+_xlfn.XLOOKUP(StorageAllocation[[#This Row],[Month]],PRM[Month],PRM[Planning Reserve Margin],0,0))","v":49654.938682272805},{"$f":"SUM(_xlfn._xlws.FILTER(Supply[Supply],(Supply[Month]=StorageAllocation[[#This Row],[Month]])*(Supply[Unit Category]<>\"Storage\")*(Supply[Hour Ending]=StorageAllocation[[#This Row],[Hour Ending]])=1,0))","v":43058.440780430086},{"$f":"StorageAllocation[[#This Row],[Supply Without Storage (MW)]]-StorageAllocation[[#This Row],[Total Load with PRM (MW)]]","v":-6596.4979018427184},{"$f":"MAX(-StorageAllocation[[#This Row],[Excess Capacity (MW)]],0)","v":6596.4979018427184},{"$f":"_xlfn.IFS(\n    StorageAllocation[[#This Row],[Hour Ending]]=1,\n    4*INDEX(NQC[NQC MW],MATCH(1,(NQC[Month]=StorageAllocation[[#This Row],[Month]])*(NQC[Unit Category]=\"Storage\"),0))-StorageAllocation[[#This Row],[Storage (MW)]],\n    StorageAllocation[[#This Row],[Storage (MW)]]>0,\n    OFFSET(StorageAllocation[[#This Row],[Storage SOC Day 1 (MWh)]],-1,0)-StorageAllocation[[#This Row],[Storage (MW)]],\n    TRUE,\n    MIN(\n        OFFSET(StorageAllocation[[#This Row],[Storage SOC Day 1 (MWh)]],-1,0)+0.85*INDEX(NQC[NQC MW],MATCH(1,(NQC[Month]=StorageAllocation[[#This Row],[Month]])*(NQC[Unit Category]=\"Storage\"),0)),\n        4*INDEX(NQC[NQC MW],MATCH(1,(NQC[Month]=StorageAllocation[[#This Row],[Month]])*(NQC[Unit Category]=\"Storage\"),0))\n    )\n)","v":7694.0499798926103},{"$f":"_xlfn.IFS(\n    StorageAllocation[[#This Row],[Hour Ending]]=1,\n    OFFSET(StorageAllocation[[#This Row],[Storage SOC Day 1 (MWh)]],23,0)-StorageAllocation[[#This Row],[Storage (MW)]],\n    StorageAllocation[[#This Row],[Storage (MW)]]>0,\n    OFFSET(StorageAllocation[[#This Row],[Storage SOC Day 2 (MWh)]],-1,0)-StorageAllocation[[#This Row],[Storage (MW)]],\n    TRUE,\n    MIN(\n        OFFSET(StorageAllocation[[#This Row],[Storage SOC Day 2 (MWh)]],-1,0)+0.85*INDEX(NQC[NQC MW],MATCH(1,(NQC[Month]=StorageAllocation[[#This Row],[Month]])*(NQC[Unit Category]=\"Storage\"),0)),\n        4*INDEX(NQC[NQC MW],MATCH(1,(NQC[Month]=StorageAllocation[[#This Row],[Month]])*(NQC[Unit Category]=\"Storage\"),0))\n    )\n)","v":7694.0499798926103},{"$f":"StorageAllocation[[#This Row],[Supply Without Storage (MW)]]+StorageAllocation[[#This Row],[Storage (MW)]]","v":49654.938682272805},{"$f":"StorageAllocation[[#This Row],[Adjusted Supply (MW)]]/StorageAllocation[[#This Row],[Managed Load + NOU (MW)]]-1","v":0.23568929629386837}]
[null,null,null,null,null,null,null,null,null,null,null,null,null,9,22,{"$f":"INDEX(ManagedLoad[Total],MATCH(1,(ManagedLoad[Month]=StorageAllocation[[#This Row],[Month]])*(ManagedLoad[Hour Ending]=StorageAllocation[[#This Row],[Hour Ending]]),0))","v":37431},{"$f":"StorageAllocation[[#This Row],[Managed Load + NOU (MW)]]*(1+_xlfn.XLOOKUP(StorageAllocation[[#This Row],[Month]],PRM[Month],PRM[Planning Reserve Margin],0,0))","v":46253.086049575788},{"$f":"SUM(_xlfn._xlws.FILTER(Supply[Supply],(Supply[Month]=StorageAllocation[[#This Row],[Month]])*(Supply[Unit Category]<>\"Storage\")*(Supply[Hour Ending]=StorageAllocation[[#This Row],[Hour Ending]])=1,0))","v":41010.023706651577},{"$f":"StorageAllocation[[#This Row],[Supply Without Storage (MW)]]-StorageAllocation[[#This Row],[Total Load with PRM (MW)]]","v":-5243.0623429242114},{"$f":"MAX(-StorageAllocation[[#This Row],[Excess Capacity (MW)]],0)","v":5243.0623429242114},{"$f":"_xlfn.IFS(\n    StorageAllocation[[#This Row],[Hour Ending]]=1,\n    4*INDEX(NQC[NQC MW],MATCH(1,(NQC[Month]=StorageAllocation[[#This Row],[Month]])*(NQC[Unit Category]=\"Storage\"),0))-StorageAllocation[[#This Row],[Storage (MW)]],\n    StorageAllocation[[#This Row],[Storage (MW)]]>0,\n    OFFSET(StorageAllocation[[#This Row],[Storage SOC Day 1 (MWh)]],-1,0)-StorageAllocation[[#This Row],[Storage (MW)]],\n    TRUE,\n    MIN(\n        OFFSET(StorageAllocation[[#This Row],[Storage SOC Day 1 (MWh)]],-1,0)+0.85*INDEX(NQC[NQC MW],MATCH(1,(NQC[Month]=StorageAllocation[[#This Row],[Month]])*(NQC[Unit Category]=\"Storage\"),0)),\n        4*INDEX(NQC[NQC MW],MATCH(1,(NQC[Month]=StorageAllocation[[#This Row],[Month]])*(NQC[Unit Category]=\"Storage\"),0))\n    )\n)","v":2450.9876369683989},{"$f":"_xlfn.IFS(\n    StorageAllocation[[#This Row],[Hour Ending]]=1,\n    OFFSET(StorageAllocation[[#This Row],[Storage SOC Day 1 (MWh)]],23,0)-StorageAllocation[[#This Row],[Storage (MW)]],\n    StorageAllocation[[#This Row],[Storage (MW)]]>0,\n    OFFSET(StorageAllocation[[#This Row],[Storage SOC Day 2 (MWh)]],-1,0)-StorageAllocation[[#This Row],[Storage (MW)]],\n    TRUE,\n    MIN(\n        OFFSET(StorageAllocation[[#This Row],[Storage SOC Day 2 (MWh)]],-1,0)+0.85*INDEX(NQC[NQC MW],MATCH(1,(NQC[Month]=StorageAllocation[[#This Row],[Month]])*(NQC[Unit Category]=\"Storage\"),0)),\n        4*INDEX(NQC[NQC MW],MATCH(1,(NQC[Month]=StorageAllocation[[#This Row],[Month]])*(NQC[Unit Category]=\"Storage\"),0))\n    )\n)","v":2450.9876369683989},{"$f":"StorageAllocation[[#This Row],[Supply Without Storage (MW)]]+StorageAllocation[[#This Row],[Storage (MW)]]","v":46253.086049575788},{"$f":"StorageAllocation[[#This Row],[Adjusted Supply (MW)]]/StorageAllocation[[#This Row],[Managed Load + NOU (MW)]]-1","v":0.23568929629386837}]
[null,null,null,null,null,null,null,null,null,null,null,null,null,9,23,{"$f":"INDEX(ManagedLoad[Total],MATCH(1,(ManagedLoad[Month]=StorageAllocation[[#This Row],[Month]])*(ManagedLoad[Hour Ending]=StorageAllocation[[#This Row],[Hour Ending]]),0))","v":34982},{"$f":"StorageAllocation[[#This Row],[Managed Load + NOU (MW)]]*(1+_xlfn.XLOOKUP(StorageAllocation[[#This Row],[Month]],PRM[Month],PRM[Planning Reserve Margin],0,0))","v":43226.882962952106},{"$f":"SUM(_xlfn._xlws.FILTER(Supply[Supply],(Supply[Month]=StorageAllocation[[#This Row],[Month]])*(Supply[Unit Category]<>\"Storage\")*(Supply[Hour Ending]=StorageAllocation[[#This Row],[Hour Ending]])=1,0))","v":40775.895325983685},{"$f":"StorageAllocation[[#This Row],[Supply Without Storage (MW)]]-StorageAllocation[[#This Row],[Total Load with PRM (MW)]]","v":-2450.9876369684207},{"$f":"MAX(-StorageAllocation[[#This Row],[Excess Capacity (MW)]],0)","v":2450.9876369684207},{"$f":"_xlfn.IFS(\n    StorageAllocation[[#This Row],[Hour Ending]]=1,\n    4*INDEX(NQC[NQC MW],MATCH(1,(NQC[Month]=StorageAllocation[[#This Row],[Month]])*(NQC[Unit Category]=\"Storage\"),0))-StorageAllocation[[#This Row],[Storage (MW)]],\n    StorageAllocation[[#This Row],[Storage (MW)]]>0,\n    OFFSET(StorageAllocation[[#This Row],[Storage SOC Day 1 (MWh)]],-1,0)-StorageAllocation[[#This Row],[Storage (MW)]],\n    TRUE,\n    MIN(\n        OFFSET(StorageAllocation[[#This Row],[Storage SOC Day 1 (MWh)]],-1,0)+0.85*INDEX(NQC[NQC MW],MATCH(1,(NQC[Month]=StorageAllocation[[#This Row],[Month]])*(NQC[Unit Category]=\"Storage\"),0)),\n        4*INDEX(NQC[NQC MW],MATCH(1,(NQC[Month]=StorageAllocation[[#This Row],[Month]])*(NQC[Unit Category]=\"Storage\"),0))\n    )\n)","v":-2.1827872842550278E-11},{"$f":"_xlfn.IFS(\n    StorageAllocation[[#This Row],[Hour Ending]]=1,\n    OFFSET(StorageAllocation[[#This Row],[Storage SOC Day 1 (MWh)]],23,0)-StorageAllocation[[#This Row],[Storage (MW)]],\n    StorageAllocation[[#This Row],[Storage (MW)]]>0,\n    OFFSET(StorageAllocation[[#This Row],[Storage SOC Day 2 (MWh)]],-1,0)-StorageAllocation[[#This Row],[Storage (MW)]],\n    TRUE,\n    MIN(\n        OFFSET(StorageAllocation[[#This Row],[Storage SOC Day 2 (MWh)]],-1,0)+0.85*INDEX(NQC[NQC MW],MATCH(1,(NQC[Month]=StorageAllocation[[#This Row],[Month]])*(NQC[Unit Category]=\"Storage\"),0)),\n        4*INDEX(NQC[NQC MW],MATCH(1,(NQC[Month]=StorageAllocation[[#This Row],[Month]])*(NQC[Unit Category]=\"Storage\"),0))\n    )\n)","v":-2.1827872842550278E-11},{"$f":"StorageAllocation[[#This Row],[Supply Without Storage (MW)]]+StorageAllocation[[#This Row],[Storage (MW)]]","v":43226.882962952106},{"$f":"StorageAllocation[[#This Row],[Adjusted Supply (MW)]]/StorageAllocation[[#This Row],[Managed Load + NOU (MW)]]-1","v":0.23568929629386837}]
[null,null,null,null,null,null,null,null,null,null,null,null,null,9,24,{"$f":"INDEX(ManagedLoad[Total],MATCH(1,(ManagedLoad[Month]=StorageAllocation[[#This Row],[Month]])*(ManagedLoad[Hour Ending]=StorageAllocation[[#This Row],[Hour Ending]]),0))","v":32657},{"$f":"StorageAllocation[[#This Row],[Managed Load + NOU (MW)]]*(1+_xlfn.XLOOKUP(StorageAllocation[[#This Row],[Month]],PRM[Month],PRM[Planning Reserve Margin],0,0))","v":40353.90534906886},{"$f":"SUM(_xlfn._xlws.FILTER(Supply[Supply],(Supply[Month]=StorageAllocation[[#This Row],[Month]])*(Supply[Unit Category]<>\"Storage\")*(Supply[Hour Ending]=StorageAllocation[[#This Row],[Hour Ending]])=1,0))","v":40687.740530012561},{"$f":"StorageAllocation[[#This Row],[Supply Without Storage (MW)]]-StorageAllocation[[#This Row],[Total Load with PRM (MW)]]","v":333.83518094370083},{"$f":"MAX(-StorageAllocation[[#This Row],[Excess Capacity (MW)]],0)","v":0},{"$f":"_xlfn.IFS(\n    StorageAllocation[[#This Row],[Hour Ending]]=1,\n    4*INDEX(NQC[NQC MW],MATCH(1,(NQC[Month]=StorageAllocation[[#This Row],[Month]])*(NQC[Unit Category]=\"Storage\"),0))-StorageAllocation[[#This Row],[Storage (MW)]],\n    StorageAllocation[[#This Row],[Storage (MW)]]>0,\n    OFFSET(StorageAllocation[[#This Row],[Storage SOC Day 1 (MWh)]],-1,0)-StorageAllocation[[#This Row],[Storage (MW)]],\n    TRUE,\n    MIN(\n        OFFSET(StorageAllocation[[#This Row],[Storage SOC Day 1 (MWh)]],-1,0)+0.85*INDEX(NQC[NQC MW],MATCH(1,(NQC[Month]=StorageAllocation[[#This Row],[Month]])*(NQC[Unit Category]=\"Storage\"),0)),\n        4*INDEX(NQC[NQC MW],MATCH(1,(NQC[Month]=StorageAllocation[[#This Row],[Month]])*(NQC[Unit Category]=\"Storage\"),0))\n    )\n)","v":11749.192999999977},{"$f":"_xlfn.IFS(\n    StorageAllocation[[#This Row],[Hour Ending]]=1,\n    OFFSET(StorageAllocation[[#This Row],[Storage SOC Day 1 (MWh)]],23,0)-StorageAllocation[[#This Row],[Storage (MW)]],\n    StorageAllocation[[#This Row],[Storage (MW)]]>0,\n    OFFSET(StorageAllocation[[#This Row],[Storage SOC Day 2 (MWh)]],-1,0)-StorageAllocation[[#This Row],[Storage (MW)]],\n    TRUE,\n    MIN(\n        OFFSET(StorageAllocation[[#This Row],[Storage SOC Day 2 (MWh)]],-1,0)+0.85*INDEX(NQC[NQC MW],MATCH(1,(NQC[Month]=StorageAllocation[[#This Row],[Month]])*(NQC[Unit Category]=\"Storage\"),0)),\n        4*INDEX(NQC[NQC MW],MATCH(1,(NQC[Month]=StorageAllocation[[#This Row],[Month]])*(NQC[Unit Category]=\"Storage\"),0))\n    )\n)","v":11749.192999999977},{"$f":"StorageAllocation[[#This Row],[Supply Without Storage (MW)]]+StorageAllocation[[#This Row],[Storage (MW)]]","v":40687.740530012561},{"$f":"StorageAllocation[[#This Row],[Adjusted Supply (MW)]]/StorageAllocation[[#This Row],[Managed Load + NOU (MW)]]-1","v":0.24591176562490613}]
[null,null,null,null,null,null,null,null,null,null,null,null,null,10,1,{"$f":"INDEX(ManagedLoad[Total],MATCH(1,(ManagedLoad[Month]=StorageAllocation[[#This Row],[Month]])*(ManagedLoad[Hour Ending]=StorageAllocation[[#This Row],[Hour Ending]]),0))","v":30715},{"$f":"StorageAllocation[[#This Row],[Managed Load + NOU (MW)]]*(1+_xlfn.XLOOKUP(StorageAllocation[[#This Row],[Month]],PRM[Month],PRM[Planning Reserve Margin],0,0))","v":37929.209311231432},{"$f":"SUM(_xlfn._xlws.FILTER(Supply[Supply],(Supply[Month]=StorageAllocation[[#This Row],[Month]])*(Supply[Unit Category]<>\"Storage\")*(Supply[Hour Ending]=StorageAllocation[[#This Row],[Hour Ending]])=1,0))","v":38705.230772725787},{"$f":"StorageAllocation[[#This Row],[Supply Without Storage (MW)]]-StorageAllocation[[#This Row],[Total Load with PRM (MW)]]","v":776.0214614943543},{"$f":"MAX(-StorageAllocation[[#This Row],[Excess Capacity (MW)]],0)","v":0},{"$f":"_xlfn.IFS(\n    StorageAllocation[[#This Row],[Hour Ending]]=1,\n    4*INDEX(NQC[NQC MW],MATCH(1,(NQC[Month]=StorageAllocation[[#This Row],[Month]])*(NQC[Unit Category]=\"Storage\"),0))-StorageAllocation[[#This Row],[Storage (MW)]],\n    StorageAllocation[[#This Row],[Storage (MW)]]>0,\n    OFFSET(StorageAllocation[[#This Row],[Storage SOC Day 1 (MWh)]],-1,0)-StorageAllocation[[#This Row],[Storage (MW)]],\n    TRUE,\n    MIN(\n        OFFSET(StorageAllocation[[#This Row],[Storage SOC Day 1 (MWh)]],-1,0)+0.85*INDEX(NQC[NQC MW],MATCH(1,(NQC[Month]=StorageAllocation[[#This Row],[Month]])*(NQC[Unit Category]=\"Storage\"),0)),\n        4*INDEX(NQC[NQC MW],MATCH(1,(NQC[Month]=StorageAllocation[[#This Row],[Month]])*(NQC[Unit Category]=\"Storage\"),0))\n    )\n)","v":54580.639999999999},{"$f":"_xlfn.IFS(\n    StorageAllocation[[#This Row],[Hour Ending]]=1,\n    OFFSET(StorageAllocation[[#This Row],[Storage SOC Day 1 (MWh)]],23,0)-StorageAllocation[[#This Row],[Storage (MW)]],\n    StorageAllocation[[#This Row],[Storage (MW)]]>0,\n    OFFSET(StorageAllocation[[#This Row],[Storage SOC Day 2 (MWh)]],-1,0)-StorageAllocation[[#This Row],[Storage (MW)]],\n    TRUE,\n    MIN(\n        OFFSET(StorageAllocation[[#This Row],[Storage SOC Day 2 (MWh)]],-1,0)+0.85*INDEX(NQC[NQC MW],MATCH(1,(NQC[Month]=StorageAllocation[[#This Row],[Month]])*(NQC[Unit Category]=\"Storage\"),0)),\n        4*INDEX(NQC[NQC MW],MATCH(1,(NQC[Month]=StorageAllocation[[#This Row],[Month]])*(NQC[Unit Category]=\"Storage\"),0))\n    )\n)","v":0},{"$f":"StorageAllocation[[#This Row],[Supply Without Storage (MW)]]+StorageAllocation[[#This Row],[Storage (MW)]]","v":38705.230772725787},{"$f":"StorageAllocation[[#This Row],[Adjusted Supply (MW)]]/StorageAllocation[[#This Row],[Managed Load + NOU (MW)]]-1","v":0.26014099862366225}]
[null,null,null,null,null,null,null,null,null,null,null,null,null,10,2,{"$f":"INDEX(ManagedLoad[Total],MATCH(1,(ManagedLoad[Month]=StorageAllocation[[#This Row],[Month]])*(ManagedLoad[Hour Ending]=StorageAllocation[[#This Row],[Hour Ending]]),0))","v":29254},{"$f":"StorageAllocation[[#This Row],[Managed Load + NOU (MW)]]*(1+_xlfn.XLOOKUP(StorageAllocation[[#This Row],[Month]],PRM[Month],PRM[Planning Reserve Margin],0,0))","v":36125.055809564197},{"$f":"SUM(_xlfn._xlws.FILTER(Supply[Supply],(Supply[Month]=StorageAllocation[[#This Row],[Month]])*(Supply[Unit Category]<>\"Storage\")*(Supply[Hour Ending]=StorageAllocation[[#This Row],[Hour Ending]])=1,0))","v":38675.398773029607},{"$f":"StorageAllocation[[#This Row],[Supply Without Storage (MW)]]-StorageAllocation[[#This Row],[Total Load with PRM (MW)]]","v":2550.3429634654094},{"$f":"MAX(-StorageAllocation[[#This Row],[Excess Capacity (MW)]],0)","v":0},{"$f":"_xlfn.IFS(\n    StorageAllocation[[#This Row],[Hour Ending]]=1,\n    4*INDEX(NQC[NQC MW],MATCH(1,(NQC[Month]=StorageAllocation[[#This Row],[Month]])*(NQC[Unit Category]=\"Storage\"),0))-StorageAllocation[[#This Row],[Storage (MW)]],\n    StorageAllocation[[#This Row],[Storage (MW)]]>0,\n    OFFSET(StorageAllocation[[#This Row],[Storage SOC Day 1 (MWh)]],-1,0)-StorageAllocation[[#This Row],[Storage (MW)]],\n    TRUE,\n    MIN(\n        OFFSET(StorageAllocation[[#This Row],[Storage SOC Day 1 (MWh)]],-1,0)+0.85*INDEX(NQC[NQC MW],MATCH(1,(NQC[Month]=StorageAllocation[[#This Row],[Month]])*(NQC[Unit Category]=\"Storage\"),0)),\n        4*INDEX(NQC[NQC MW],MATCH(1,(NQC[Month]=StorageAllocation[[#This Row],[Month]])*(NQC[Unit Category]=\"Storage\"),0))\n    )\n)","v":54580.639999999999},{"$f":"_xlfn.IFS(\n    StorageAllocation[[#This Row],[Hour Ending]]=1,\n    OFFSET(StorageAllocation[[#This Row],[Storage SOC Day 1 (MWh)]],23,0)-StorageAllocation[[#This Row],[Storage (MW)]],\n    StorageAllocation[[#This Row],[Storage (MW)]]>0,\n    OFFSET(StorageAllocation[[#This Row],[Storage SOC Day 2 (MWh)]],-1,0)-StorageAllocation[[#This Row],[Storage (MW)]],\n    TRUE,\n    MIN(\n        OFFSET(StorageAllocation[[#This Row],[Storage SOC Day 2 (MWh)]],-1,0)+0.85*INDEX(NQC[NQC MW],MATCH(1,(NQC[Month]=StorageAllocation[[#This Row],[Month]])*(NQC[Unit Category]=\"Storage\"),0)),\n        4*INDEX(NQC[NQC MW],MATCH(1,(NQC[Month]=StorageAllocation[[#This Row],[Month]])*(NQC[Unit Category]=\"Storage\"),0))\n    )\n)","v":11598.386},{"$f":"StorageAllocation[[#This Row],[Supply Without Storage (MW)]]+StorageAllocation[[#This Row],[Storage (MW)]]","v":38675.398773029607},{"$f":"StorageAllocation[[#This Row],[Adjusted Supply (MW)]]/StorageAllocation[[#This Row],[Managed Load + NOU (MW)]]-1","v":0.32205506163360931}]
[null,null,null,null,null,null,null,null,null,null,null,null,null,10,3,{"$f":"INDEX(ManagedLoad[Total],MATCH(1,(ManagedLoad[Month]=StorageAllocation[[#This Row],[Month]])*(ManagedLoad[Hour Ending]=StorageAllocation[[#This Row],[Hour Ending]]),0))","v":28268},{"$f":"StorageAllocation[[#This Row],[Managed Load + NOU (MW)]]*(1+_xlfn.XLOOKUP(StorageAllocation[[#This Row],[Month]],PRM[Month],PRM[Planning Reserve Margin],0,0))","v":34907.468299198765},{"$f":"SUM(_xlfn._xlws.FILTER(Supply[Supply],(Supply[Month]=StorageAllocation[[#This Row],[Month]])*(Supply[Unit Category]<>\"Storage\")*(Supply[Hour Ending]=StorageAllocation[[#This Row],[Hour Ending]])=1,0))","v":38606.039811572751},{"$f":"StorageAllocation[[#This Row],[Supply Without Storage (MW)]]-StorageAllocation[[#This Row],[Total Load with PRM (MW)]]","v":3698.5715123739865},{"$f":"MAX(-StorageAllocation[[#This Row],[Excess Capacity (MW)]],0)","v":0},{"$f":"_xlfn.IFS(\n    StorageAllocation[[#This Row],[Hour Ending]]=1,\n    4*INDEX(NQC[NQC MW],MATCH(1,(NQC[Month]=StorageAllocation[[#This Row],[Month]])*(NQC[Unit Category]=\"Storage\"),0))-StorageAllocation[[#This Row],[Storage (MW)]],\n    StorageAllocation[[#This Row],[Storage (MW)]]>0,\n    OFFSET(StorageAllocation[[#This Row],[Storage SOC Day 1 (MWh)]],-1,0)-StorageAllocation[[#This Row],[Storage (MW)]],\n    TRUE,\n    MIN(\n        OFFSET(StorageAllocation[[#This Row],[Storage SOC Day 1 (MWh)]],-1,0)+0.85*INDEX(NQC[NQC MW],MATCH(1,(NQC[Month]=StorageAllocation[[#This Row],[Month]])*(NQC[Unit Category]=\"Storage\"),0)),\n        4*INDEX(NQC[NQC MW],MATCH(1,(NQC[Month]=StorageAllocation[[#This Row],[Month]])*(NQC[Unit Category]=\"Storage\"),0))\n    )\n)","v":54580.639999999999},{"$f":"_xlfn.IFS(\n    StorageAllocation[[#This Row],[Hour Ending]]=1,\n    OFFSET(StorageAllocation[[#This Row],[Storage SOC Day 1 (MWh)]],23,0)-StorageAllocation[[#This Row],[Storage (MW)]],\n    StorageAllocation[[#This Row],[Storage (MW)]]>0,\n    OFFSET(StorageAllocation[[#This Row],[Storage SOC Day 2 (MWh)]],-1,0)-StorageAllocation[[#This Row],[Storage (MW)]],\n    TRUE,\n    MIN(\n        OFFSET(StorageAllocation[[#This Row],[Storage SOC Day 2 (MWh)]],-1,0)+0.85*INDEX(NQC[NQC MW],MATCH(1,(NQC[Month]=StorageAllocation[[#This Row],[Month]])*(NQC[Unit Category]=\"Storage\"),0)),\n        4*INDEX(NQC[NQC MW],MATCH(1,(NQC[Month]=StorageAllocation[[#This Row],[Month]])*(NQC[Unit Category]=\"Storage\"),0))\n    )\n)","v":23196.772000000001},{"$f":"StorageAllocation[[#This Row],[Supply Without Storage (MW)]]+StorageAllocation[[#This Row],[Storage (MW)]]","v":38606.039811572751},{"$f":"StorageAllocation[[#This Row],[Adjusted Supply (MW)]]/StorageAllocation[[#This Row],[Managed Load + NOU (MW)]]-1","v":0.36571528978253687}]
[null,null,null,null,null,null,null,null,null,null,null,null,null,10,4,{"$f":"INDEX(ManagedLoad[Total],MATCH(1,(ManagedLoad[Month]=StorageAllocation[[#This Row],[Month]])*(ManagedLoad[Hour Ending]=StorageAllocation[[#This Row],[Hour Ending]]),0))","v":28030},{"$f":"StorageAllocation[[#This Row],[Managed Load + NOU (MW)]]*(1+_xlfn.XLOOKUP(StorageAllocation[[#This Row],[Month]],PRM[Month],PRM[Planning Reserve Margin],0,0))","v":34613.567865662284},{"$f":"SUM(_xlfn._xlws.FILTER(Supply[Supply],(Supply[Month]=StorageAllocation[[#This Row],[Month]])*(Supply[Unit Category]<>\"Storage\")*(Supply[Hour Ending]=StorageAllocation[[#This Row],[Hour Ending]])=1,0))","v":38510.458444580909},{"$f":"StorageAllocation[[#This Row],[Supply Without Storage (MW)]]-StorageAllocation[[#This Row],[Total Load with PRM (MW)]]","v":3896.8905789186247},{"$f":"MAX(-StorageAllocation[[#This Row],[Excess Capacity (MW)]],0)","v":0},{"$f":"_xlfn.IFS(\n    StorageAllocation[[#This Row],[Hour Ending]]=1,\n    4*INDEX(NQC[NQC MW],MATCH(1,(NQC[Month]=StorageAllocation[[#This Row],[Month]])*(NQC[Unit Category]=\"Storage\"),0))-StorageAllocation[[#This Row],[Storage (MW)]],\n    StorageAllocation[[#This Row],[Storage (MW)]]>0,\n    OFFSET(StorageAllocation[[#This Row],[Storage SOC Day 1 (MWh)]],-1,0)-StorageAllocation[[#This Row],[Storage (MW)]],\n    TRUE,\n    MIN(\n        OFFSET(StorageAllocation[[#This Row],[Storage SOC Day 1 (MWh)]],-1,0)+0.85*INDEX(NQC[NQC MW],MATCH(1,(NQC[Month]=StorageAllocation[[#This Row],[Month]])*(NQC[Unit Category]=\"Storage\"),0)),\n        4*INDEX(NQC[NQC MW],MATCH(1,(NQC[Month]=StorageAllocation[[#This Row],[Month]])*(NQC[Unit Category]=\"Storage\"),0))\n    )\n)","v":54580.639999999999},{"$f":"_xlfn.IFS(\n    StorageAllocation[[#This Row],[Hour Ending]]=1,\n    OFFSET(StorageAllocation[[#This Row],[Storage SOC Day 1 (MWh)]],23,0)-StorageAllocation[[#This Row],[Storage (MW)]],\n    StorageAllocation[[#This Row],[Storage (MW)]]>0,\n    OFFSET(StorageAllocation[[#This Row],[Storage SOC Day 2 (MWh)]],-1,0)-StorageAllocation[[#This Row],[Storage (MW)]],\n    TRUE,\n    MIN(\n        OFFSET(StorageAllocation[[#This Row],[Storage SOC Day 2 (MWh)]],-1,0)+0.85*INDEX(NQC[NQC MW],MATCH(1,(NQC[Month]=StorageAllocation[[#This Row],[Month]])*(NQC[Unit Category]=\"Storage\"),0)),\n        4*INDEX(NQC[NQC MW],MATCH(1,(NQC[Month]=StorageAllocation[[#This Row],[Month]])*(NQC[Unit Category]=\"Storage\"),0))\n    )\n)","v":34795.158000000003},{"$f":"StorageAllocation[[#This Row],[Supply Without Storage (MW)]]+StorageAllocation[[#This Row],[Storage (MW)]]","v":38510.458444580909},{"$f":"StorageAllocation[[#This Row],[Adjusted Supply (MW)]]/StorageAllocation[[#This Row],[Managed Load + NOU (MW)]]-1","v":0.37390147857941169}]
[null,null,null,null,null,null,null,null,null,null,null,null,null,10,5,{"$f":"INDEX(ManagedLoad[Total],MATCH(1,(ManagedLoad[Month]=StorageAllocation[[#This Row],[Month]])*(ManagedLoad[Hour Ending]=StorageAllocation[[#This Row],[Hour Ending]]),0))","v":28676},{"$f":"StorageAllocation[[#This Row],[Managed Load + NOU (MW)]]*(1+_xlfn.XLOOKUP(StorageAllocation[[#This Row],[Month]],PRM[Month],PRM[Planning Reserve Margin],0,0))","v":35411.297613832736},{"$f":"SUM(_xlfn._xlws.FILTER(Supply[Supply],(Supply[Month]=StorageAllocation[[#This Row],[Month]])*(Supply[Unit Category]<>\"Storage\")*(Supply[Hour Ending]=StorageAllocation[[#This Row],[Hour Ending]])=1,0))","v":38439.30544065978},{"$f":"StorageAllocation[[#This Row],[Supply Without Storage (MW)]]-StorageAllocation[[#This Row],[Total Load with PRM (MW)]]","v":3028.0078268270445},{"$f":"MAX(-StorageAllocation[[#This Row],[Excess Capacity (MW)]],0)","v":0},{"$f":"_xlfn.IFS(\n    StorageAllocation[[#This Row],[Hour Ending]]=1,\n    4*INDEX(NQC[NQC MW],MATCH(1,(NQC[Month]=StorageAllocation[[#This Row],[Month]])*(NQC[Unit Category]=\"Storage\"),0))-StorageAllocation[[#This Row],[Storage (MW)]],\n    StorageAllocation[[#This Row],[Storage (MW)]]>0,\n    OFFSET(StorageAllocation[[#This Row],[Storage SOC Day 1 (MWh)]],-1,0)-StorageAllocation[[#This Row],[Storage (MW)]],\n    TRUE,\n    MIN(\n        OFFSET(StorageAllocation[[#This Row],[Storage SOC Day 1 (MWh)]],-1,0)+0.85*INDEX(NQC[NQC MW],MATCH(1,(NQC[Month]=StorageAllocation[[#This Row],[Month]])*(NQC[Unit Category]=\"Storage\"),0)),\n        4*INDEX(NQC[NQC MW],MATCH(1,(NQC[Month]=StorageAllocation[[#This Row],[Month]])*(NQC[Unit Category]=\"Storage\"),0))\n    )\n)","v":54580.639999999999},{"$f":"_xlfn.IFS(\n    StorageAllocation[[#This Row],[Hour Ending]]=1,\n    OFFSET(StorageAllocation[[#This Row],[Storage SOC Day 1 (MWh)]],23,0)-StorageAllocation[[#This Row],[Storage (MW)]],\n    StorageAllocation[[#This Row],[Storage (MW)]]>0,\n    OFFSET(StorageAllocation[[#This Row],[Storage SOC Day 2 (MWh)]],-1,0)-StorageAllocation[[#This Row],[Storage (MW)]],\n    TRUE,\n    MIN(\n        OFFSET(StorageAllocation[[#This Row],[Storage SOC Day 2 (MWh)]],-1,0)+0.85*INDEX(NQC[NQC MW],MATCH(1,(NQC[Month]=StorageAllocation[[#This Row],[Month]])*(NQC[Unit Category]=\"Storage\"),0)),\n        4*INDEX(NQC[NQC MW],MATCH(1,(NQC[Month]=StorageAllocation[[#This Row],[Month]])*(NQC[Unit Category]=\"Storage\"),0))\n    )\n)","v":46393.544000000002},{"$f":"StorageAllocation[[#This Row],[Supply Without Storage (MW)]]+StorageAllocation[[#This Row],[Storage (MW)]]","v":38439.30544065978},{"$f":"StorageAllocation[[#This Row],[Adjusted Supply (MW)]]/StorageAllocation[[#This Row],[Managed Load + NOU (MW)]]-1","v":0.34046957179033965}]
[null,null,null,null,null,null,null,null,null,null,null,null,null,10,6,{"$f":"INDEX(ManagedLoad[Total],MATCH(1,(ManagedLoad[Month]=StorageAllocation[[#This Row],[Month]])*(ManagedLoad[Hour Ending]=StorageAllocation[[#This Row],[Hour Ending]]),0))","v":30563},{"$f":"StorageAllocation[[#This Row],[Managed Load + NOU (MW)]]*(1+_xlfn.XLOOKUP(StorageAllocation[[#This Row],[Month]],PRM[Month],PRM[Planning Reserve Margin],0,0))","v":37741.508194014852},{"$f":"SUM(_xlfn._xlws.FILTER(Supply[Supply],(Supply[Month]=StorageAllocation[[#This Row],[Month]])*(Supply[Unit Category]<>\"Storage\")*(Supply[Hour Ending]=StorageAllocation[[#This Row],[Hour Ending]])=1,0))","v":38357.696303535093},{"$f":"StorageAllocation[[#This Row],[Supply Without Storage (MW)]]-StorageAllocation[[#This Row],[Total Load with PRM (MW)]]","v":616.18810952024069},{"$f":"MAX(-StorageAllocation[[#This Row],[Excess Capacity (MW)]],0)","v":0},{"$f":"_xlfn.IFS(\n    StorageAllocation[[#This Row],[Hour Ending]]=1,\n    4*INDEX(NQC[NQC MW],MATCH(1,(NQC[Month]=StorageAllocation[[#This Row],[Month]])*(NQC[Unit Category]=\"Storage\"),0))-StorageAllocation[[#This Row],[Storage (MW)]],\n    StorageAllocation[[#This Row],[Storage (MW)]]>0,\n    OFFSET(StorageAllocation[[#This Row],[Storage SOC Day 1 (MWh)]],-1,0)-StorageAllocation[[#This Row],[Storage (MW)]],\n    TRUE,\n    MIN(\n        OFFSET(StorageAllocation[[#This Row],[Storage SOC Day 1 (MWh)]],-1,0)+0.85*INDEX(NQC[NQC MW],MATCH(1,(NQC[Month]=StorageAllocation[[#This Row],[Month]])*(NQC[Unit Category]=\"Storage\"),0)),\n        4*INDEX(NQC[NQC MW],MATCH(1,(NQC[Month]=StorageAllocation[[#This Row],[Month]])*(NQC[Unit Category]=\"Storage\"),0))\n    )\n)","v":54580.639999999999},{"$f":"_xlfn.IFS(\n    StorageAllocation[[#This Row],[Hour Ending]]=1,\n    OFFSET(StorageAllocation[[#This Row],[Storage SOC Day 1 (MWh)]],23,0)-StorageAllocation[[#This Row],[Storage (MW)]],\n    StorageAllocation[[#This Row],[Storage (MW)]]>0,\n    OFFSET(StorageAllocation[[#This Row],[Storage SOC Day 2 (MWh)]],-1,0)-StorageAllocation[[#This Row],[Storage (MW)]],\n    TRUE,\n    MIN(\n        OFFSET(StorageAllocation[[#This Row],[Storage SOC Day 2 (MWh)]],-1,0)+0.85*INDEX(NQC[NQC MW],MATCH(1,(NQC[Month]=StorageAllocation[[#This Row],[Month]])*(NQC[Unit Category]=\"Storage\"),0)),\n        4*INDEX(NQC[NQC MW],MATCH(1,(NQC[Month]=StorageAllocation[[#This Row],[Month]])*(NQC[Unit Category]=\"Storage\"),0))\n    )\n)","v":54580.639999999999},{"$f":"StorageAllocation[[#This Row],[Supply Without Storage (MW)]]+StorageAllocation[[#This Row],[Storage (MW)]]","v":38357.696303535093},{"$f":"StorageAllocation[[#This Row],[Adjusted Supply (MW)]]/StorageAllocation[[#This Row],[Managed Load + NOU (MW)]]-1","v":0.25503701546101798}]
[null,null,null,null,null,null,null,null,null,null,null,null,null,10,7,{"$f":"INDEX(ManagedLoad[Total],MATCH(1,(ManagedLoad[Month]=StorageAllocation[[#This Row],[Month]])*(ManagedLoad[Hour Ending]=StorageAllocation[[#This Row],[Hour Ending]]),0))","v":32084},{"$f":"StorageAllocation[[#This Row],[Managed Load + NOU (MW)]]*(1+_xlfn.XLOOKUP(StorageAllocation[[#This Row],[Month]],PRM[Month],PRM[Planning Reserve Margin],0,0))","v":39619.754241951792},{"$f":"SUM(_xlfn._xlws.FILTER(Supply[Supply],(Supply[Month]=StorageAllocation[[#This Row],[Month]])*(Supply[Unit Category]<>\"Storage\")*(Supply[Hour Ending]=StorageAllocation[[#This Row],[Hour Ending]])=1,0))","v":40612.800161412371},{"$f":"StorageAllocation[[#This Row],[Supply Without Storage (MW)]]-StorageAllocation[[#This Row],[Total Load with PRM (MW)]]","v":993.04591946057917},{"$f":"MAX(-StorageAllocation[[#This Row],[Excess Capacity (MW)]],0)","v":0},{"$f":"_xlfn.IFS(\n    StorageAllocation[[#This Row],[Hour Ending]]=1,\n    4*INDEX(NQC[NQC MW],MATCH(1,(NQC[Month]=StorageAllocation[[#This Row],[Month]])*(NQC[Unit Category]=\"Storage\"),0))-StorageAllocation[[#This Row],[Storage (MW)]],\n    StorageAllocation[[#This Row],[Storage (MW)]]>0,\n    OFFSET(StorageAllocation[[#This Row],[Storage SOC Day 1 (MWh)]],-1,0)-StorageAllocation[[#This Row],[Storage (MW)]],\n    TRUE,\n    MIN(\n        OFFSET(StorageAllocation[[#This Row],[Storage SOC Day 1 (MWh)]],-1,0)+0.85*INDEX(NQC[NQC MW],MATCH(1,(NQC[Month]=StorageAllocation[[#This Row],[Month]])*(NQC[Unit Category]=\"Storage\"),0)),\n        4*INDEX(NQC[NQC MW],MATCH(1,(NQC[Month]=StorageAllocation[[#This Row],[Month]])*(NQC[Unit Category]=\"Storage\"),0))\n    )\n)","v":54580.639999999999},{"$f":"_xlfn.IFS(\n    StorageAllocation[[#This Row],[Hour Ending]]=1,\n    OFFSET(StorageAllocation[[#This Row],[Storage SOC Day 1 (MWh)]],23,0)-StorageAllocation[[#This Row],[Storage (MW)]],\n    StorageAllocation[[#This Row],[Storage (MW)]]>0,\n    OFFSET(StorageAllocation[[#This Row],[Storage SOC Day 2 (MWh)]],-1,0)-StorageAllocation[[#This Row],[Storage (MW)]],\n    TRUE,\n    MIN(\n        OFFSET(StorageAllocation[[#This Row],[Storage SOC Day 2 (MWh)]],-1,0)+0.85*INDEX(NQC[NQC MW],MATCH(1,(NQC[Month]=StorageAllocation[[#This Row],[Month]])*(NQC[Unit Category]=\"Storage\"),0)),\n        4*INDEX(NQC[NQC MW],MATCH(1,(NQC[Month]=StorageAllocation[[#This Row],[Month]])*(NQC[Unit Category]=\"Storage\"),0))\n    )\n)","v":54580.639999999999},{"$f":"StorageAllocation[[#This Row],[Supply Without Storage (MW)]]+StorageAllocation[[#This Row],[Storage (MW)]]","v":40612.800161412371},{"$f":"StorageAllocation[[#This Row],[Adjusted Supply (MW)]]/StorageAllocation[[#This Row],[Managed Load + NOU (MW)]]-1","v":0.26582720862150522}]
[null,null,null,null,null,null,null,null,null,null,null,null,null,10,8,{"$f":"INDEX(ManagedLoad[Total],MATCH(1,(ManagedLoad[Month]=StorageAllocation[[#This Row],[Month]])*(ManagedLoad[Hour Ending]=StorageAllocation[[#This Row],[Hour Ending]]),0))","v":32420},{"$f":"StorageAllocation[[#This Row],[Managed Load + NOU (MW)]]*(1+_xlfn.XLOOKUP(StorageAllocation[[#This Row],[Month]],PRM[Month],PRM[Planning Reserve Margin],0,0))","v":40034.672501062123},{"$f":"SUM(_xlfn._xlws.FILTER(Supply[Supply],(Supply[Month]=StorageAllocation[[#This Row],[Month]])*(Supply[Unit Category]<>\"Storage\")*(Supply[Hour Ending]=StorageAllocation[[#This Row],[Hour Ending]])=1,0))","v":49021.43568713175},{"$f":"StorageAllocation[[#This Row],[Supply Without Storage (MW)]]-StorageAllocation[[#This Row],[Total Load with PRM (MW)]]","v":8986.7631860696274},{"$f":"MAX(-StorageAllocation[[#This Row],[Excess Capacity (MW)]],0)","v":0},{"$f":"_xlfn.IFS(\n    StorageAllocation[[#This Row],[Hour Ending]]=1,\n    4*INDEX(NQC[NQC MW],MATCH(1,(NQC[Month]=StorageAllocation[[#This Row],[Month]])*(NQC[Unit Category]=\"Storage\"),0))-StorageAllocation[[#This Row],[Storage (MW)]],\n    StorageAllocation[[#This Row],[Storage (MW)]]>0,\n    OFFSET(StorageAllocation[[#This Row],[Storage SOC Day 1 (MWh)]],-1,0)-StorageAllocation[[#This Row],[Storage (MW)]],\n    TRUE,\n    MIN(\n        OFFSET(StorageAllocation[[#This Row],[Storage SOC Day 1 (MWh)]],-1,0)+0.85*INDEX(NQC[NQC MW],MATCH(1,(NQC[Month]=StorageAllocation[[#This Row],[Month]])*(NQC[Unit Category]=\"Storage\"),0)),\n        4*INDEX(NQC[NQC MW],MATCH(1,(NQC[Month]=StorageAllocation[[#This Row],[Month]])*(NQC[Unit Category]=\"Storage\"),0))\n    )\n)","v":54580.639999999999},{"$f":"_xlfn.IFS(\n    StorageAllocation[[#This Row],[Hour Ending]]=1,\n    OFFSET(StorageAllocation[[#This Row],[Storage SOC Day 1 (MWh)]],23,0)-StorageAllocation[[#This Row],[Storage (MW)]],\n    StorageAllocation[[#This Row],[Storage (MW)]]>0,\n    OFFSET(StorageAllocation[[#This Row],[Storage SOC Day 2 (MWh)]],-1,0)-StorageAllocation[[#This Row],[Storage (MW)]],\n    TRUE,\n    MIN(\n        OFFSET(StorageAllocation[[#This Row],[Storage SOC Day 2 (MWh)]],-1,0)+0.85*INDEX(NQC[NQC MW],MATCH(1,(NQC[Month]=StorageAllocation[[#This Row],[Month]])*(NQC[Unit Category]=\"Storage\"),0)),\n        4*INDEX(NQC[NQC MW],MATCH(1,(NQC[Month]=StorageAllocation[[#This Row],[Month]])*(NQC[Unit Category]=\"Storage\"),0))\n    )\n)","v":54580.639999999999},{"$f":"StorageAllocation[[#This Row],[Supply Without Storage (MW)]]+StorageAllocation[[#This Row],[Storage (MW)]]","v":49021.43568713175},{"$f":"StorageAllocation[[#This Row],[Adjusted Supply (MW)]]/StorageAllocation[[#This Row],[Managed Load + NOU (MW)]]-1","v":0.51207389534644521}]
[null,null,null,null,null,null,null,null,null,null,null,null,null,10,9,{"$f":"INDEX(ManagedLoad[Total],MATCH(1,(ManagedLoad[Month]=StorageAllocation[[#This Row],[Month]])*(ManagedLoad[Hour Ending]=StorageAllocation[[#This Row],[Hour Ending]]),0))","v":31958},{"$f":"StorageAllocation[[#This Row],[Managed Load + NOU (MW)]]*(1+_xlfn.XLOOKUP(StorageAllocation[[#This Row],[Month]],PRM[Month],PRM[Planning Reserve Margin],0,0))","v":39464.159894785415},{"$f":"SUM(_xlfn._xlws.FILTER(Supply[Supply],(Supply[Month]=StorageAllocation[[#This Row],[Month]])*(Supply[Unit Category]<>\"Storage\")*(Supply[Hour Ending]=StorageAllocation[[#This Row],[Hour Ending]])=1,0))","v":53669.943407651866},{"$f":"StorageAllocation[[#This Row],[Supply Without Storage (MW)]]-StorageAllocation[[#This Row],[Total Load with PRM (MW)]]","v":14205.783512866452},{"$f":"MAX(-StorageAllocation[[#This Row],[Excess Capacity (MW)]],0)","v":0},{"$f":"_xlfn.IFS(\n    StorageAllocation[[#This Row],[Hour Ending]]=1,\n    4*INDEX(NQC[NQC MW],MATCH(1,(NQC[Month]=StorageAllocation[[#This Row],[Month]])*(NQC[Unit Category]=\"Storage\"),0))-StorageAllocation[[#This Row],[Storage (MW)]],\n    StorageAllocation[[#This Row],[Storage (MW)]]>0,\n    OFFSET(StorageAllocation[[#This Row],[Storage SOC Day 1 (MWh)]],-1,0)-StorageAllocation[[#This Row],[Storage (MW)]],\n    TRUE,\n    MIN(\n        OFFSET(StorageAllocation[[#This Row],[Storage SOC Day 1 (MWh)]],-1,0)+0.85*INDEX(NQC[NQC MW],MATCH(1,(NQC[Month]=StorageAllocation[[#This Row],[Month]])*(NQC[Unit Category]=\"Storage\"),0)),\n        4*INDEX(NQC[NQC MW],MATCH(1,(NQC[Month]=StorageAllocation[[#This Row],[Month]])*(NQC[Unit Category]=\"Storage\"),0))\n    )\n)","v":54580.639999999999},{"$f":"_xlfn.IFS(\n    StorageAllocation[[#This Row],[Hour Ending]]=1,\n    OFFSET(StorageAllocation[[#This Row],[Storage SOC Day 1 (MWh)]],23,0)-StorageAllocation[[#This Row],[Storage (MW)]],\n    StorageAllocation[[#This Row],[Storage (MW)]]>0,\n    OFFSET(StorageAllocation[[#This Row],[Storage SOC Day 2 (MWh)]],-1,0)-StorageAllocation[[#This Row],[Storage (MW)]],\n    TRUE,\n    MIN(\n        OFFSET(StorageAllocation[[#This Row],[Storage SOC Day 2 (MWh)]],-1,0)+0.85*INDEX(NQC[NQC MW],MATCH(1,(NQC[Month]=StorageAllocation[[#This Row],[Month]])*(NQC[Unit Category]=\"Storage\"),0)),\n        4*INDEX(NQC[NQC MW],MATCH(1,(NQC[Month]=StorageAllocation[[#This Row],[Month]])*(NQC[Unit Category]=\"Storage\"),0))\n    )\n)","v":54580.639999999999},{"$f":"StorageAllocation[[#This Row],[Supply Without Storage (MW)]]+StorageAllocation[[#This Row],[Storage (MW)]]","v":53669.943407651866},{"$f":"StorageAllocation[[#This Row],[Adjusted Supply (MW)]]/StorageAllocation[[#This Row],[Managed Load + NOU (MW)]]-1","v":0.67938993077326071}]
[null,null,null,null,null,null,null,null,null,null,null,null,null,10,10,{"$f":"INDEX(ManagedLoad[Total],MATCH(1,(ManagedLoad[Month]=StorageAllocation[[#This Row],[Month]])*(ManagedLoad[Hour Ending]=StorageAllocation[[#This Row],[Hour Ending]]),0))","v":31430},{"$f":"StorageAllocation[[#This Row],[Managed Load + NOU (MW)]]*(1+_xlfn.XLOOKUP(StorageAllocation[[#This Row],[Month]],PRM[Month],PRM[Planning Reserve Margin],0,0))","v":38812.145487612041},{"$f":"SUM(_xlfn._xlws.FILTER(Supply[Supply],(Supply[Month]=StorageAllocation[[#This Row],[Month]])*(Supply[Unit Category]<>\"Storage\")*(Supply[Hour Ending]=StorageAllocation[[#This Row],[Hour Ending]])=1,0))","v":54701.530629723937},{"$f":"StorageAllocation[[#This Row],[Supply Without Storage (MW)]]-StorageAllocation[[#This Row],[Total Load with PRM (MW)]]","v":15889.385142111896},{"$f":"MAX(-StorageAllocation[[#This Row],[Excess Capacity (MW)]],0)","v":0},{"$f":"_xlfn.IFS(\n    StorageAllocation[[#This Row],[Hour Ending]]=1,\n    4*INDEX(NQC[NQC MW],MATCH(1,(NQC[Month]=StorageAllocation[[#This Row],[Month]])*(NQC[Unit Category]=\"Storage\"),0))-StorageAllocation[[#This Row],[Storage (MW)]],\n    StorageAllocation[[#This Row],[Storage (MW)]]>0,\n    OFFSET(StorageAllocation[[#This Row],[Storage SOC Day 1 (MWh)]],-1,0)-StorageAllocation[[#This Row],[Storage (MW)]],\n    TRUE,\n    MIN(\n        OFFSET(StorageAllocation[[#This Row],[Storage SOC Day 1 (MWh)]],-1,0)+0.85*INDEX(NQC[NQC MW],MATCH(1,(NQC[Month]=StorageAllocation[[#This Row],[Month]])*(NQC[Unit Category]=\"Storage\"),0)),\n        4*INDEX(NQC[NQC MW],MATCH(1,(NQC[Month]=StorageAllocation[[#This Row],[Month]])*(NQC[Unit Category]=\"Storage\"),0))\n    )\n)","v":54580.639999999999},{"$f":"_xlfn.IFS(\n    StorageAllocation[[#This Row],[Hour Ending]]=1,\n    OFFSET(StorageAllocation[[#This Row],[Storage SOC Day 1 (MWh)]],23,0)-StorageAllocation[[#This Row],[Storage (MW)]],\n    StorageAllocation[[#This Row],[Storage (MW)]]>0,\n    OFFSET(StorageAllocation[[#This Row],[Storage SOC Day 2 (MWh)]],-1,0)-StorageAllocation[[#This Row],[Storage (MW)]],\n    TRUE,\n    MIN(\n        OFFSET(StorageAllocation[[#This Row],[Storage SOC Day 2 (MWh)]],-1,0)+0.85*INDEX(NQC[NQC MW],MATCH(1,(NQC[Month]=StorageAllocation[[#This Row],[Month]])*(NQC[Unit Category]=\"Storage\"),0)),\n        4*INDEX(NQC[NQC MW],MATCH(1,(NQC[Month]=StorageAllocation[[#This Row],[Month]])*(NQC[Unit Category]=\"Storage\"),0))\n    )\n)","v":54580.639999999999},{"$f":"StorageAllocation[[#This Row],[Supply Without Storage (MW)]]+StorageAllocation[[#This Row],[Storage (MW)]]","v":54701.530629723937},{"$f":"StorageAllocation[[#This Row],[Adjusted Supply (MW)]]/StorageAllocation[[#This Row],[Managed Load + NOU (MW)]]-1","v":0.74042413712134691}]
[null,null,null,null,null,null,null,null,null,null,null,null,null,10,11,{"$f":"INDEX(ManagedLoad[Total],MATCH(1,(ManagedLoad[Month]=StorageAllocation[[#This Row],[Month]])*(ManagedLoad[Hour Ending]=StorageAllocation[[#This Row],[Hour Ending]]),0))","v":30742},{"$f":"StorageAllocation[[#This Row],[Managed Load + NOU (MW)]]*(1+_xlfn.XLOOKUP(StorageAllocation[[#This Row],[Month]],PRM[Month],PRM[Planning Reserve Margin],0,0))","v":37962.550957052794},{"$f":"SUM(_xlfn._xlws.FILTER(Supply[Supply],(Supply[Month]=StorageAllocation[[#This Row],[Month]])*(Supply[Unit Category]<>\"Storage\")*(Supply[Hour Ending]=StorageAllocation[[#This Row],[Hour Ending]])=1,0))","v":54849.811321301408},{"$f":"StorageAllocation[[#This Row],[Supply Without Storage (MW)]]-StorageAllocation[[#This Row],[Total Load with PRM (MW)]]","v":16887.260364248614},{"$f":"MAX(-StorageAllocation[[#This Row],[Excess Capacity (MW)]],0)","v":0},{"$f":"_xlfn.IFS(\n    StorageAllocation[[#This Row],[Hour Ending]]=1,\n    4*INDEX(NQC[NQC MW],MATCH(1,(NQC[Month]=StorageAllocation[[#This Row],[Month]])*(NQC[Unit Category]=\"Storage\"),0))-StorageAllocation[[#This Row],[Storage (MW)]],\n    StorageAllocation[[#This Row],[Storage (MW)]]>0,\n    OFFSET(StorageAllocation[[#This Row],[Storage SOC Day 1 (MWh)]],-1,0)-StorageAllocation[[#This Row],[Storage (MW)]],\n    TRUE,\n    MIN(\n        OFFSET(StorageAllocation[[#This Row],[Storage SOC Day 1 (MWh)]],-1,0)+0.85*INDEX(NQC[NQC MW],MATCH(1,(NQC[Month]=StorageAllocation[[#This Row],[Month]])*(NQC[Unit Category]=\"Storage\"),0)),\n        4*INDEX(NQC[NQC MW],MATCH(1,(NQC[Month]=StorageAllocation[[#This Row],[Month]])*(NQC[Unit Category]=\"Storage\"),0))\n    )\n)","v":54580.639999999999},{"$f":"_xlfn.IFS(\n    StorageAllocation[[#This Row],[Hour Ending]]=1,\n    OFFSET(StorageAllocation[[#This Row],[Storage SOC Day 1 (MWh)]],23,0)-StorageAllocation[[#This Row],[Storage (MW)]],\n    StorageAllocation[[#This Row],[Storage (MW)]]>0,\n    OFFSET(StorageAllocation[[#This Row],[Storage SOC Day 2 (MWh)]],-1,0)-StorageAllocation[[#This Row],[Storage (MW)]],\n    TRUE,\n    MIN(\n        OFFSET(StorageAllocation[[#This Row],[Storage SOC Day 2 (MWh)]],-1,0)+0.85*INDEX(NQC[NQC MW],MATCH(1,(NQC[Month]=StorageAllocation[[#This Row],[Month]])*(NQC[Unit Category]=\"Storage\"),0)),\n        4*INDEX(NQC[NQC MW],MATCH(1,(NQC[Month]=StorageAllocation[[#This Row],[Month]])*(NQC[Unit Category]=\"Storage\"),0))\n    )\n)","v":54580.639999999999},{"$f":"StorageAllocation[[#This Row],[Supply Without Storage (MW)]]+StorageAllocation[[#This Row],[Storage (MW)]]","v":54849.811321301408},{"$f":"StorageAllocation[[#This Row],[Adjusted Supply (MW)]]/StorageAllocation[[#This Row],[Managed Load + NOU (MW)]]-1","v":0.78419788306881166}]
[null,null,null,null,null,null,null,null,null,null,null,null,null,10,12,{"$f":"INDEX(ManagedLoad[Total],MATCH(1,(ManagedLoad[Month]=StorageAllocation[[#This Row],[Month]])*(ManagedLoad[Hour Ending]=StorageAllocation[[#This Row],[Hour Ending]]),0))","v":31496},{"$f":"StorageAllocation[[#This Row],[Managed Load + NOU (MW)]]*(1+_xlfn.XLOOKUP(StorageAllocation[[#This Row],[Month]],PRM[Month],PRM[Planning Reserve Margin],0,0))","v":38893.647288508713},{"$f":"SUM(_xlfn._xlws.FILTER(Supply[Supply],(Supply[Month]=StorageAllocation[[#This Row],[Month]])*(Supply[Unit Category]<>\"Storage\")*(Supply[Hour Ending]=StorageAllocation[[#This Row],[Hour Ending]])=1,0))","v":54848.53192508543},{"$f":"StorageAllocation[[#This Row],[Supply Without Storage (MW)]]-StorageAllocation[[#This Row],[Total Load with PRM (MW)]]","v":15954.884636576717},{"$f":"MAX(-StorageAllocation[[#This Row],[Excess Capacity (MW)]],0)","v":0},{"$f":"_xlfn.IFS(\n    StorageAllocation[[#This Row],[Hour Ending]]=1,\n    4*INDEX(NQC[NQC MW],MATCH(1,(NQC[Month]=StorageAllocation[[#This Row],[Month]])*(NQC[Unit Category]=\"Storage\"),0))-StorageAllocation[[#This Row],[Storage (MW)]],\n    StorageAllocation[[#This Row],[Storage (MW)]]>0,\n    OFFSET(StorageAllocation[[#This Row],[Storage SOC Day 1 (MWh)]],-1,0)-StorageAllocation[[#This Row],[Storage (MW)]],\n    TRUE,\n    MIN(\n        OFFSET(StorageAllocation[[#This Row],[Storage SOC Day 1 (MWh)]],-1,0)+0.85*INDEX(NQC[NQC MW],MATCH(1,(NQC[Month]=StorageAllocation[[#This Row],[Month]])*(NQC[Unit Category]=\"Storage\"),0)),\n        4*INDEX(NQC[NQC MW],MATCH(1,(NQC[Month]=StorageAllocation[[#This Row],[Month]])*(NQC[Unit Category]=\"Storage\"),0))\n    )\n)","v":54580.639999999999},{"$f":"_xlfn.IFS(\n    StorageAllocation[[#This Row],[Hour Ending]]=1,\n    OFFSET(StorageAllocation[[#This Row],[Storage SOC Day 1 (MWh)]],23,0)-StorageAllocation[[#This Row],[Storage (MW)]],\n    StorageAllocation[[#This Row],[Storage (MW)]]>0,\n    OFFSET(StorageAllocation[[#This Row],[Storage SOC Day 2 (MWh)]],-1,0)-StorageAllocation[[#This Row],[Storage (MW)]],\n    TRUE,\n    MIN(\n        OFFSET(StorageAllocation[[#This Row],[Storage SOC Day 2 (MWh)]],-1,0)+0.85*INDEX(NQC[NQC MW],MATCH(1,(NQC[Month]=StorageAllocation[[#This Row],[Month]])*(NQC[Unit Category]=\"Storage\"),0)),\n        4*INDEX(NQC[NQC MW],MATCH(1,(NQC[Month]=StorageAllocation[[#This Row],[Month]])*(NQC[Unit Category]=\"Storage\"),0))\n    )\n)","v":54580.639999999999},{"$f":"StorageAllocation[[#This Row],[Supply Without Storage (MW)]]+StorageAllocation[[#This Row],[Storage (MW)]]","v":54848.53192508543},{"$f":"StorageAllocation[[#This Row],[Adjusted Supply (MW)]]/StorageAllocation[[#This Row],[Managed Load + NOU (MW)]]-1","v":0.74144437151020548}]
[null,null,null,null,null,null,null,null,null,null,null,null,null,10,13,{"$f":"INDEX(ManagedLoad[Total],MATCH(1,(ManagedLoad[Month]=StorageAllocation[[#This Row],[Month]])*(ManagedLoad[Hour Ending]=StorageAllocation[[#This Row],[Hour Ending]]),0))","v":33242},{"$f":"StorageAllocation[[#This Row],[Managed Load + NOU (MW)]]*(1+_xlfn.XLOOKUP(StorageAllocation[[#This Row],[Month]],PRM[Month],PRM[Planning Reserve Margin],0,0))","v":41049.740384957033},{"$f":"SUM(_xlfn._xlws.FILTER(Supply[Supply],(Supply[Month]=StorageAllocation[[#This Row],[Month]])*(Supply[Unit Category]<>\"Storage\")*(Supply[Hour Ending]=StorageAllocation[[#This Row],[Hour Ending]])=1,0))","v":54834.226554225039},{"$f":"StorageAllocation[[#This Row],[Supply Without Storage (MW)]]-StorageAllocation[[#This Row],[Total Load with PRM (MW)]]","v":13784.486169268006},{"$f":"MAX(-StorageAllocation[[#This Row],[Excess Capacity (MW)]],0)","v":0},{"$f":"_xlfn.IFS(\n    StorageAllocation[[#This Row],[Hour Ending]]=1,\n    4*INDEX(NQC[NQC MW],MATCH(1,(NQC[Month]=StorageAllocation[[#This Row],[Month]])*(NQC[Unit Category]=\"Storage\"),0))-StorageAllocation[[#This Row],[Storage (MW)]],\n    StorageAllocation[[#This Row],[Storage (MW)]]>0,\n    OFFSET(StorageAllocation[[#This Row],[Storage SOC Day 1 (MWh)]],-1,0)-StorageAllocation[[#This Row],[Storage (MW)]],\n    TRUE,\n    MIN(\n        OFFSET(StorageAllocation[[#This Row],[Storage SOC Day 1 (MWh)]],-1,0)+0.85*INDEX(NQC[NQC MW],MATCH(1,(NQC[Month]=StorageAllocation[[#This Row],[Month]])*(NQC[Unit Category]=\"Storage\"),0)),\n        4*INDEX(NQC[NQC MW],MATCH(1,(NQC[Month]=StorageAllocation[[#This Row],[Month]])*(NQC[Unit Category]=\"Storage\"),0))\n    )\n)","v":54580.639999999999},{"$f":"_xlfn.IFS(\n    StorageAllocation[[#This Row],[Hour Ending]]=1,\n    OFFSET(StorageAllocation[[#This Row],[Storage SOC Day 1 (MWh)]],23,0)-StorageAllocation[[#This Row],[Storage (MW)]],\n    StorageAllocation[[#This Row],[Storage (MW)]]>0,\n    OFFSET(StorageAllocation[[#This Row],[Storage SOC Day 2 (MWh)]],-1,0)-StorageAllocation[[#This Row],[Storage (MW)]],\n    TRUE,\n    MIN(\n        OFFSET(StorageAllocation[[#This Row],[Storage SOC Day 2 (MWh)]],-1,0)+0.85*INDEX(NQC[NQC MW],MATCH(1,(NQC[Month]=StorageAllocation[[#This Row],[Month]])*(NQC[Unit Category]=\"Storage\"),0)),\n        4*INDEX(NQC[NQC MW],MATCH(1,(NQC[Month]=StorageAllocation[[#This Row],[Month]])*(NQC[Unit Category]=\"Storage\"),0))\n    )\n)","v":54580.639999999999},{"$f":"StorageAllocation[[#This Row],[Supply Without Storage (MW)]]+StorageAllocation[[#This Row],[Storage (MW)]]","v":54834.226554225039},{"$f":"StorageAllocation[[#This Row],[Adjusted Supply (MW)]]/StorageAllocation[[#This Row],[Managed Load + NOU (MW)]]-1","v":0.64954655418521856}]
[null,null,null,null,null,null,null,null,null,null,null,null,null,10,14,{"$f":"INDEX(ManagedLoad[Total],MATCH(1,(ManagedLoad[Month]=StorageAllocation[[#This Row],[Month]])*(ManagedLoad[Hour Ending]=StorageAllocation[[#This Row],[Hour Ending]]),0))","v":35548},{"$f":"StorageAllocation[[#This Row],[Managed Load + NOU (MW)]]*(1+_xlfn.XLOOKUP(StorageAllocation[[#This Row],[Month]],PRM[Month],PRM[Planning Reserve Margin],0,0))","v":43897.363913255896},{"$f":"SUM(_xlfn._xlws.FILTER(Supply[Supply],(Supply[Month]=StorageAllocation[[#This Row],[Month]])*(Supply[Unit Category]<>\"Storage\")*(Supply[Hour Ending]=StorageAllocation[[#This Row],[Hour Ending]])=1,0))","v":54789.168575661002},{"$f":"StorageAllocation[[#This Row],[Supply Without Storage (MW)]]-StorageAllocation[[#This Row],[Total Load with PRM (MW)]]","v":10891.804662405106},{"$f":"MAX(-StorageAllocation[[#This Row],[Excess Capacity (MW)]],0)","v":0},{"$f":"_xlfn.IFS(\n    StorageAllocation[[#This Row],[Hour Ending]]=1,\n    4*INDEX(NQC[NQC MW],MATCH(1,(NQC[Month]=StorageAllocation[[#This Row],[Month]])*(NQC[Unit Category]=\"Storage\"),0))-StorageAllocation[[#This Row],[Storage (MW)]],\n    StorageAllocation[[#This Row],[Storage (MW)]]>0,\n    OFFSET(StorageAllocation[[#This Row],[Storage SOC Day 1 (MWh)]],-1,0)-StorageAllocation[[#This Row],[Storage (MW)]],\n    TRUE,\n    MIN(\n        OFFSET(StorageAllocation[[#This Row],[Storage SOC Day 1 (MWh)]],-1,0)+0.85*INDEX(NQC[NQC MW],MATCH(1,(NQC[Month]=StorageAllocation[[#This Row],[Month]])*(NQC[Unit Category]=\"Storage\"),0)),\n        4*INDEX(NQC[NQC MW],MATCH(1,(NQC[Month]=StorageAllocation[[#This Row],[Month]])*(NQC[Unit Category]=\"Storage\"),0))\n    )\n)","v":54580.639999999999},{"$f":"_xlfn.IFS(\n    StorageAllocation[[#This Row],[Hour Ending]]=1,\n    OFFSET(StorageAllocation[[#This Row],[Storage SOC Day 1 (MWh)]],23,0)-StorageAllocation[[#This Row],[Storage (MW)]],\n    StorageAllocation[[#This Row],[Storage (MW)]]>0,\n    OFFSET(StorageAllocation[[#This Row],[Storage SOC Day 2 (MWh)]],-1,0)-StorageAllocation[[#This Row],[Storage (MW)]],\n    TRUE,\n    MIN(\n        OFFSET(StorageAllocation[[#This Row],[Storage SOC Day 2 (MWh)]],-1,0)+0.85*INDEX(NQC[NQC MW],MATCH(1,(NQC[Month]=StorageAllocation[[#This Row],[Month]])*(NQC[Unit Category]=\"Storage\"),0)),\n        4*INDEX(NQC[NQC MW],MATCH(1,(NQC[Month]=StorageAllocation[[#This Row],[Month]])*(NQC[Unit Category]=\"Storage\"),0))\n    )\n)","v":54580.639999999999},{"$f":"StorageAllocation[[#This Row],[Supply Without Storage (MW)]]+StorageAllocation[[#This Row],[Storage (MW)]]","v":54789.168575661002},{"$f":"StorageAllocation[[#This Row],[Adjusted Supply (MW)]]/StorageAllocation[[#This Row],[Managed Load + NOU (MW)]]-1","v":0.54127288667888496}]
[null,null,null,null,null,null,null,null,null,null,null,null,null,10,15,{"$f":"INDEX(ManagedLoad[Total],MATCH(1,(ManagedLoad[Month]=StorageAllocation[[#This Row],[Month]])*(ManagedLoad[Hour Ending]=StorageAllocation[[#This Row],[Hour Ending]]),0))","v":38130},{"$f":"StorageAllocation[[#This Row],[Managed Load + NOU (MW)]]*(1+_xlfn.XLOOKUP(StorageAllocation[[#This Row],[Month]],PRM[Month],PRM[Planning Reserve Margin],0,0))","v":47085.813154395393},{"$f":"SUM(_xlfn._xlws.FILTER(Supply[Supply],(Supply[Month]=StorageAllocation[[#This Row],[Month]])*(Supply[Unit Category]<>\"Storage\")*(Supply[Hour Ending]=StorageAllocation[[#This Row],[Hour Ending]])=1,0))","v":54174.137160666658},{"$f":"StorageAllocation[[#This Row],[Supply Without Storage (MW)]]-StorageAllocation[[#This Row],[Total Load with PRM (MW)]]","v":7088.3240062712648},{"$f":"MAX(-StorageAllocation[[#This Row],[Excess Capacity (MW)]],0)","v":0},{"$f":"_xlfn.IFS(\n    StorageAllocation[[#This Row],[Hour Ending]]=1,\n    4*INDEX(NQC[NQC MW],MATCH(1,(NQC[Month]=StorageAllocation[[#This Row],[Month]])*(NQC[Unit Category]=\"Storage\"),0))-StorageAllocation[[#This Row],[Storage (MW)]],\n    StorageAllocation[[#This Row],[Storage (MW)]]>0,\n    OFFSET(StorageAllocation[[#This Row],[Storage SOC Day 1 (MWh)]],-1,0)-StorageAllocation[[#This Row],[Storage (MW)]],\n    TRUE,\n    MIN(\n        OFFSET(StorageAllocation[[#This Row],[Storage SOC Day 1 (MWh)]],-1,0)+0.85*INDEX(NQC[NQC MW],MATCH(1,(NQC[Month]=StorageAllocation[[#This Row],[Month]])*(NQC[Unit Category]=\"Storage\"),0)),\n        4*INDEX(NQC[NQC MW],MATCH(1,(NQC[Month]=StorageAllocation[[#This Row],[Month]])*(NQC[Unit Category]=\"Storage\"),0))\n    )\n)","v":54580.639999999999},{"$f":"_xlfn.IFS(\n    StorageAllocation[[#This Row],[Hour Ending]]=1,\n    OFFSET(StorageAllocation[[#This Row],[Storage SOC Day 1 (MWh)]],23,0)-StorageAllocation[[#This Row],[Storage (MW)]],\n    StorageAllocation[[#This Row],[Storage (MW)]]>0,\n    OFFSET(StorageAllocation[[#This Row],[Storage SOC Day 2 (MWh)]],-1,0)-StorageAllocation[[#This Row],[Storage (MW)]],\n    TRUE,\n    MIN(\n        OFFSET(StorageAllocation[[#This Row],[Storage SOC Day 2 (MWh)]],-1,0)+0.85*INDEX(NQC[NQC MW],MATCH(1,(NQC[Month]=StorageAllocation[[#This Row],[Month]])*(NQC[Unit Category]=\"Storage\"),0)),\n        4*INDEX(NQC[NQC MW],MATCH(1,(NQC[Month]=StorageAllocation[[#This Row],[Month]])*(NQC[Unit Category]=\"Storage\"),0))\n    )\n)","v":54580.639999999999},{"$f":"StorageAllocation[[#This Row],[Supply Without Storage (MW)]]+StorageAllocation[[#This Row],[Storage (MW)]]","v":54174.137160666658},{"$f":"StorageAllocation[[#This Row],[Adjusted Supply (MW)]]/StorageAllocation[[#This Row],[Managed Load + NOU (MW)]]-1","v":0.42077464360521}]
[null,null,null,null,null,null,null,null,null,null,null,null,null,10,16,{"$f":"INDEX(ManagedLoad[Total],MATCH(1,(ManagedLoad[Month]=StorageAllocation[[#This Row],[Month]])*(ManagedLoad[Hour Ending]=StorageAllocation[[#This Row],[Hour Ending]]),0))","v":40436},{"$f":"StorageAllocation[[#This Row],[Managed Load + NOU (MW)]]*(1+_xlfn.XLOOKUP(StorageAllocation[[#This Row],[Month]],PRM[Month],PRM[Planning Reserve Margin],0,0))","v":49933.436682694257},{"$f":"SUM(_xlfn._xlws.FILTER(Supply[Supply],(Supply[Month]=StorageAllocation[[#This Row],[Month]])*(Supply[Unit Category]<>\"Storage\")*(Supply[Hour Ending]=StorageAllocation[[#This Row],[Hour Ending]])=1,0))","v":50626.990363449004},{"$f":"StorageAllocation[[#This Row],[Supply Without Storage (MW)]]-StorageAllocation[[#This Row],[Total Load with PRM (MW)]]","v":693.55368075474689},{"$f":"MAX(-StorageAllocation[[#This Row],[Excess Capacity (MW)]],0)","v":0},{"$f":"_xlfn.IFS(\n    StorageAllocation[[#This Row],[Hour Ending]]=1,\n    4*INDEX(NQC[NQC MW],MATCH(1,(NQC[Month]=StorageAllocation[[#This Row],[Month]])*(NQC[Unit Category]=\"Storage\"),0))-StorageAllocation[[#This Row],[Storage (MW)]],\n    StorageAllocation[[#This Row],[Storage (MW)]]>0,\n    OFFSET(StorageAllocation[[#This Row],[Storage SOC Day 1 (MWh)]],-1,0)-StorageAllocation[[#This Row],[Storage (MW)]],\n    TRUE,\n    MIN(\n        OFFSET(StorageAllocation[[#This Row],[Storage SOC Day 1 (MWh)]],-1,0)+0.85*INDEX(NQC[NQC MW],MATCH(1,(NQC[Month]=StorageAllocation[[#This Row],[Month]])*(NQC[Unit Category]=\"Storage\"),0)),\n        4*INDEX(NQC[NQC MW],MATCH(1,(NQC[Month]=StorageAllocation[[#This Row],[Month]])*(NQC[Unit Category]=\"Storage\"),0))\n    )\n)","v":54580.639999999999},{"$f":"_xlfn.IFS(\n    StorageAllocation[[#This Row],[Hour Ending]]=1,\n    OFFSET(StorageAllocation[[#This Row],[Storage SOC Day 1 (MWh)]],23,0)-StorageAllocation[[#This Row],[Storage (MW)]],\n    StorageAllocation[[#This Row],[Storage (MW)]]>0,\n    OFFSET(StorageAllocation[[#This Row],[Storage SOC Day 2 (MWh)]],-1,0)-StorageAllocation[[#This Row],[Storage (MW)]],\n    TRUE,\n    MIN(\n        OFFSET(StorageAllocation[[#This Row],[Storage SOC Day 2 (MWh)]],-1,0)+0.85*INDEX(NQC[NQC MW],MATCH(1,(NQC[Month]=StorageAllocation[[#This Row],[Month]])*(NQC[Unit Category]=\"Storage\"),0)),\n        4*INDEX(NQC[NQC MW],MATCH(1,(NQC[Month]=StorageAllocation[[#This Row],[Month]])*(NQC[Unit Category]=\"Storage\"),0))\n    )\n)","v":54580.639999999999},{"$f":"StorageAllocation[[#This Row],[Supply Without Storage (MW)]]+StorageAllocation[[#This Row],[Storage (MW)]]","v":50626.990363449004},{"$f":"StorageAllocation[[#This Row],[Adjusted Supply (MW)]]/StorageAllocation[[#This Row],[Managed Load + NOU (MW)]]-1","v":0.2520276576181868}]
[null,null,null,null,null,null,null,null,null,null,null,null,null,10,17,{"$f":"INDEX(ManagedLoad[Total],MATCH(1,(ManagedLoad[Month]=StorageAllocation[[#This Row],[Month]])*(ManagedLoad[Hour Ending]=StorageAllocation[[#This Row],[Hour Ending]]),0))","v":42463},{"$f":"StorageAllocation[[#This Row],[Managed Load + NOU (MW)]]*(1+_xlfn.XLOOKUP(StorageAllocation[[#This Row],[Month]],PRM[Month],PRM[Planning Reserve Margin],0,0))","v":52436.529870839011},{"$f":"SUM(_xlfn._xlws.FILTER(Supply[Supply],(Supply[Month]=StorageAllocation[[#This Row],[Month]])*(Supply[Unit Category]<>\"Storage\")*(Supply[Hour Ending]=StorageAllocation[[#This Row],[Hour Ending]])=1,0))","v":44591.845730921865},{"$f":"StorageAllocation[[#This Row],[Supply Without Storage (MW)]]-StorageAllocation[[#This Row],[Total Load with PRM (MW)]]","v":-7844.6841399171462},{"$f":"MAX(-StorageAllocation[[#This Row],[Excess Capacity (MW)]],0)","v":7844.6841399171462},{"$f":"_xlfn.IFS(\n    StorageAllocation[[#This Row],[Hour Ending]]=1,\n    4*INDEX(NQC[NQC MW],MATCH(1,(NQC[Month]=StorageAllocation[[#This Row],[Month]])*(NQC[Unit Category]=\"Storage\"),0))-StorageAllocation[[#This Row],[Storage (MW)]],\n    StorageAllocation[[#This Row],[Storage (MW)]]>0,\n    OFFSET(StorageAllocation[[#This Row],[Storage SOC Day 1 (MWh)]],-1,0)-StorageAllocation[[#This Row],[Storage (MW)]],\n    TRUE,\n    MIN(\n        OFFSET(StorageAllocation[[#This Row],[Storage SOC Day 1 (MWh)]],-1,0)+0.85*INDEX(NQC[NQC MW],MATCH(1,(NQC[Month]=StorageAllocation[[#This Row],[Month]])*(NQC[Unit Category]=\"Storage\"),0)),\n        4*INDEX(NQC[NQC MW],MATCH(1,(NQC[Month]=StorageAllocation[[#This Row],[Month]])*(NQC[Unit Category]=\"Storage\"),0))\n    )\n)","v":46735.955860082853},{"$f":"_xlfn.IFS(\n    StorageAllocation[[#This Row],[Hour Ending]]=1,\n    OFFSET(StorageAllocation[[#This Row],[Storage SOC Day 1 (MWh)]],23,0)-StorageAllocation[[#This Row],[Storage (MW)]],\n    StorageAllocation[[#This Row],[Storage (MW)]]>0,\n    OFFSET(StorageAllocation[[#This Row],[Storage SOC Day 2 (MWh)]],-1,0)-StorageAllocation[[#This Row],[Storage (MW)]],\n    TRUE,\n    MIN(\n        OFFSET(StorageAllocation[[#This Row],[Storage SOC Day 2 (MWh)]],-1,0)+0.85*INDEX(NQC[NQC MW],MATCH(1,(NQC[Month]=StorageAllocation[[#This Row],[Month]])*(NQC[Unit Category]=\"Storage\"),0)),\n        4*INDEX(NQC[NQC MW],MATCH(1,(NQC[Month]=StorageAllocation[[#This Row],[Month]])*(NQC[Unit Category]=\"Storage\"),0))\n    )\n)","v":46735.955860082853},{"$f":"StorageAllocation[[#This Row],[Supply Without Storage (MW)]]+StorageAllocation[[#This Row],[Storage (MW)]]","v":52436.529870839011},{"$f":"StorageAllocation[[#This Row],[Adjusted Supply (MW)]]/StorageAllocation[[#This Row],[Managed Load + NOU (MW)]]-1","v":0.234875771161694}]
[null,null,null,null,null,null,null,null,null,null,null,null,null,10,18,{"$f":"INDEX(ManagedLoad[Total],MATCH(1,(ManagedLoad[Month]=StorageAllocation[[#This Row],[Month]])*(ManagedLoad[Hour Ending]=StorageAllocation[[#This Row],[Hour Ending]]),0))","v":42890},{"$f":"StorageAllocation[[#This Row],[Managed Load + NOU (MW)]]*(1+_xlfn.XLOOKUP(StorageAllocation[[#This Row],[Month]],PRM[Month],PRM[Planning Reserve Margin],0,0))","v":52963.821825125058},{"$f":"SUM(_xlfn._xlws.FILTER(Supply[Supply],(Supply[Month]=StorageAllocation[[#This Row],[Month]])*(Supply[Unit Category]<>\"Storage\")*(Supply[Hour Ending]=StorageAllocation[[#This Row],[Hour Ending]])=1,0))","v":41104.546590497594},{"$f":"StorageAllocation[[#This Row],[Supply Without Storage (MW)]]-StorageAllocation[[#This Row],[Total Load with PRM (MW)]]","v":-11859.275234627465},{"$f":"MAX(-StorageAllocation[[#This Row],[Excess Capacity (MW)]],0)","v":11859.275234627465},{"$f":"_xlfn.IFS(\n    StorageAllocation[[#This Row],[Hour Ending]]=1,\n    4*INDEX(NQC[NQC MW],MATCH(1,(NQC[Month]=StorageAllocation[[#This Row],[Month]])*(NQC[Unit Category]=\"Storage\"),0))-StorageAllocation[[#This Row],[Storage (MW)]],\n    StorageAllocation[[#This Row],[Storage (MW)]]>0,\n    OFFSET(StorageAllocation[[#This Row],[Storage SOC Day 1 (MWh)]],-1,0)-StorageAllocation[[#This Row],[Storage (MW)]],\n    TRUE,\n    MIN(\n        OFFSET(StorageAllocation[[#This Row],[Storage SOC Day 1 (MWh)]],-1,0)+0.85*INDEX(NQC[NQC MW],MATCH(1,(NQC[Month]=StorageAllocation[[#This Row],[Month]])*(NQC[Unit Category]=\"Storage\"),0)),\n        4*INDEX(NQC[NQC MW],MATCH(1,(NQC[Month]=StorageAllocation[[#This Row],[Month]])*(NQC[Unit Category]=\"Storage\"),0))\n    )\n)","v":34876.680625455389},{"$f":"_xlfn.IFS(\n    StorageAllocation[[#This Row],[Hour Ending]]=1,\n    OFFSET(StorageAllocation[[#This Row],[Storage SOC Day 1 (MWh)]],23,0)-StorageAllocation[[#This Row],[Storage (MW)]],\n    StorageAllocation[[#This Row],[Storage (MW)]]>0,\n    OFFSET(StorageAllocation[[#This Row],[Storage SOC Day 2 (MWh)]],-1,0)-StorageAllocation[[#This Row],[Storage (MW)]],\n    TRUE,\n    MIN(\n        OFFSET(StorageAllocation[[#This Row],[Storage SOC Day 2 (MWh)]],-1,0)+0.85*INDEX(NQC[NQC MW],MATCH(1,(NQC[Month]=StorageAllocation[[#This Row],[Month]])*(NQC[Unit Category]=\"Storage\"),0)),\n        4*INDEX(NQC[NQC MW],MATCH(1,(NQC[Month]=StorageAllocation[[#This Row],[Month]])*(NQC[Unit Category]=\"Storage\"),0))\n    )\n)","v":34876.680625455389},{"$f":"StorageAllocation[[#This Row],[Supply Without Storage (MW)]]+StorageAllocation[[#This Row],[Storage (MW)]]","v":52963.821825125058},{"$f":"StorageAllocation[[#This Row],[Adjusted Supply (MW)]]/StorageAllocation[[#This Row],[Managed Load + NOU (MW)]]-1","v":0.234875771161694}]
[null,null,null,null,null,null,null,null,null,null,null,null,null,10,19,{"$f":"INDEX(ManagedLoad[Total],MATCH(1,(ManagedLoad[Month]=StorageAllocation[[#This Row],[Month]])*(ManagedLoad[Hour Ending]=StorageAllocation[[#This Row],[Hour Ending]]),0))","v":41075},{"$f":"StorageAllocation[[#This Row],[Managed Load + NOU (MW)]]*(1+_xlfn.XLOOKUP(StorageAllocation[[#This Row],[Month]],PRM[Month],PRM[Planning Reserve Margin],0,0))","v":50722.522300466582},{"$f":"SUM(_xlfn._xlws.FILTER(Supply[Supply],(Supply[Month]=StorageAllocation[[#This Row],[Month]])*(Supply[Unit Category]<>\"Storage\")*(Supply[Hour Ending]=StorageAllocation[[#This Row],[Hour Ending]])=1,0))","v":41020.430239599955},{"$f":"StorageAllocation[[#This Row],[Supply Without Storage (MW)]]-StorageAllocation[[#This Row],[Total Load with PRM (MW)]]","v":-9702.0920608666274},{"$f":"MAX(-StorageAllocation[[#This Row],[Excess Capacity (MW)]],0)","v":9702.0920608666274},{"$f":"_xlfn.IFS(\n    StorageAllocation[[#This Row],[Hour Ending]]=1,\n    4*INDEX(NQC[NQC MW],MATCH(1,(NQC[Month]=StorageAllocation[[#This Row],[Month]])*(NQC[Unit Category]=\"Storage\"),0))-StorageAllocation[[#This Row],[Storage (MW)]],\n    StorageAllocation[[#This Row],[Storage (MW)]]>0,\n    OFFSET(StorageAllocation[[#This Row],[Storage SOC Day 1 (MWh)]],-1,0)-StorageAllocation[[#This Row],[Storage (MW)]],\n    TRUE,\n    MIN(\n        OFFSET(StorageAllocation[[#This Row],[Storage SOC Day 1 (MWh)]],-1,0)+0.85*INDEX(NQC[NQC MW],MATCH(1,(NQC[Month]=StorageAllocation[[#This Row],[Month]])*(NQC[Unit Category]=\"Storage\"),0)),\n        4*INDEX(NQC[NQC MW],MATCH(1,(NQC[Month]=StorageAllocation[[#This Row],[Month]])*(NQC[Unit Category]=\"Storage\"),0))\n    )\n)","v":25174.588564588761},{"$f":"_xlfn.IFS(\n    StorageAllocation[[#This Row],[Hour Ending]]=1,\n    OFFSET(StorageAllocation[[#This Row],[Storage SOC Day 1 (MWh)]],23,0)-StorageAllocation[[#This Row],[Storage (MW)]],\n    StorageAllocation[[#This Row],[Storage (MW)]]>0,\n    OFFSET(StorageAllocation[[#This Row],[Storage SOC Day 2 (MWh)]],-1,0)-StorageAllocation[[#This Row],[Storage (MW)]],\n    TRUE,\n    MIN(\n        OFFSET(StorageAllocation[[#This Row],[Storage SOC Day 2 (MWh)]],-1,0)+0.85*INDEX(NQC[NQC MW],MATCH(1,(NQC[Month]=StorageAllocation[[#This Row],[Month]])*(NQC[Unit Category]=\"Storage\"),0)),\n        4*INDEX(NQC[NQC MW],MATCH(1,(NQC[Month]=StorageAllocation[[#This Row],[Month]])*(NQC[Unit Category]=\"Storage\"),0))\n    )\n)","v":25174.588564588761},{"$f":"StorageAllocation[[#This Row],[Supply Without Storage (MW)]]+StorageAllocation[[#This Row],[Storage (MW)]]","v":50722.522300466582},{"$f":"StorageAllocation[[#This Row],[Adjusted Supply (MW)]]/StorageAllocation[[#This Row],[Managed Load + NOU (MW)]]-1","v":0.234875771161694}]
[null,null,null,null,null,null,null,null,null,null,null,null,null,10,20,{"$f":"INDEX(ManagedLoad[Total],MATCH(1,(ManagedLoad[Month]=StorageAllocation[[#This Row],[Month]])*(ManagedLoad[Hour Ending]=StorageAllocation[[#This Row],[Hour Ending]]),0))","v":39260},{"$f":"StorageAllocation[[#This Row],[Managed Load + NOU (MW)]]*(1+_xlfn.XLOOKUP(StorageAllocation[[#This Row],[Month]],PRM[Month],PRM[Planning Reserve Margin],0,0))","v":48481.222775808106},{"$f":"SUM(_xlfn._xlws.FILTER(Supply[Supply],(Supply[Month]=StorageAllocation[[#This Row],[Month]])*(Supply[Unit Category]<>\"Storage\")*(Supply[Hour Ending]=StorageAllocation[[#This Row],[Hour Ending]])=1,0))","v":41098.690188726687},{"$f":"StorageAllocation[[#This Row],[Supply Without Storage (MW)]]-StorageAllocation[[#This Row],[Total Load with PRM (MW)]]","v":-7382.5325870814195},{"$f":"MAX(-StorageAllocation[[#This Row],[Excess Capacity (MW)]],0)","v":7382.5325870814195},{"$f":"_xlfn.IFS(\n    StorageAllocation[[#This Row],[Hour Ending]]=1,\n    4*INDEX(NQC[NQC MW],MATCH(1,(NQC[Month]=StorageAllocation[[#This Row],[Month]])*(NQC[Unit Category]=\"Storage\"),0))-StorageAllocation[[#This Row],[Storage (MW)]],\n    StorageAllocation[[#This Row],[Storage (MW)]]>0,\n    OFFSET(StorageAllocation[[#This Row],[Storage SOC Day 1 (MWh)]],-1,0)-StorageAllocation[[#This Row],[Storage (MW)]],\n    TRUE,\n    MIN(\n        OFFSET(StorageAllocation[[#This Row],[Storage SOC Day 1 (MWh)]],-1,0)+0.85*INDEX(NQC[NQC MW],MATCH(1,(NQC[Month]=StorageAllocation[[#This Row],[Month]])*(NQC[Unit Category]=\"Storage\"),0)),\n        4*INDEX(NQC[NQC MW],MATCH(1,(NQC[Month]=StorageAllocation[[#This Row],[Month]])*(NQC[Unit Category]=\"Storage\"),0))\n    )\n)","v":17792.055977507342},{"$f":"_xlfn.IFS(\n    StorageAllocation[[#This Row],[Hour Ending]]=1,\n    OFFSET(StorageAllocation[[#This Row],[Storage SOC Day 1 (MWh)]],23,0)-StorageAllocation[[#This Row],[Storage (MW)]],\n    StorageAllocation[[#This Row],[Storage (MW)]]>0,\n    OFFSET(StorageAllocation[[#This Row],[Storage SOC Day 2 (MWh)]],-1,0)-StorageAllocation[[#This Row],[Storage (MW)]],\n    TRUE,\n    MIN(\n        OFFSET(StorageAllocation[[#This Row],[Storage SOC Day 2 (MWh)]],-1,0)+0.85*INDEX(NQC[NQC MW],MATCH(1,(NQC[Month]=StorageAllocation[[#This Row],[Month]])*(NQC[Unit Category]=\"Storage\"),0)),\n        4*INDEX(NQC[NQC MW],MATCH(1,(NQC[Month]=StorageAllocation[[#This Row],[Month]])*(NQC[Unit Category]=\"Storage\"),0))\n    )\n)","v":17792.055977507342},{"$f":"StorageAllocation[[#This Row],[Supply Without Storage (MW)]]+StorageAllocation[[#This Row],[Storage (MW)]]","v":48481.222775808106},{"$f":"StorageAllocation[[#This Row],[Adjusted Supply (MW)]]/StorageAllocation[[#This Row],[Managed Load + NOU (MW)]]-1","v":0.234875771161694}]
[null,null,null,null,null,null,null,null,null,null,null,null,null,10,21,{"$f":"INDEX(ManagedLoad[Total],MATCH(1,(ManagedLoad[Month]=StorageAllocation[[#This Row],[Month]])*(ManagedLoad[Hour Ending]=StorageAllocation[[#This Row],[Hour Ending]]),0))","v":37994},{"$f":"StorageAllocation[[#This Row],[Managed Load + NOU (MW)]]*(1+_xlfn.XLOOKUP(StorageAllocation[[#This Row],[Month]],PRM[Month],PRM[Planning Reserve Margin],0,0))","v":46917.870049517405},{"$f":"SUM(_xlfn._xlws.FILTER(Supply[Supply],(Supply[Month]=StorageAllocation[[#This Row],[Month]])*(Supply[Unit Category]<>\"Storage\")*(Supply[Hour Ending]=StorageAllocation[[#This Row],[Hour Ending]])=1,0))","v":40933.149833919742},{"$f":"StorageAllocation[[#This Row],[Supply Without Storage (MW)]]-StorageAllocation[[#This Row],[Total Load with PRM (MW)]]","v":-5984.7202155976629},{"$f":"MAX(-StorageAllocation[[#This Row],[Excess Capacity (MW)]],0)","v":5984.7202155976629},{"$f":"_xlfn.IFS(\n    StorageAllocation[[#This Row],[Hour Ending]]=1,\n    4*INDEX(NQC[NQC MW],MATCH(1,(NQC[Month]=StorageAllocation[[#This Row],[Month]])*(NQC[Unit Category]=\"Storage\"),0))-StorageAllocation[[#This Row],[Storage (MW)]],\n    StorageAllocation[[#This Row],[Storage (MW)]]>0,\n    OFFSET(StorageAllocation[[#This Row],[Storage SOC Day 1 (MWh)]],-1,0)-StorageAllocation[[#This Row],[Storage (MW)]],\n    TRUE,\n    MIN(\n        OFFSET(StorageAllocation[[#This Row],[Storage SOC Day 1 (MWh)]],-1,0)+0.85*INDEX(NQC[NQC MW],MATCH(1,(NQC[Month]=StorageAllocation[[#This Row],[Month]])*(NQC[Unit Category]=\"Storage\"),0)),\n        4*INDEX(NQC[NQC MW],MATCH(1,(NQC[Month]=StorageAllocation[[#This Row],[Month]])*(NQC[Unit Category]=\"Storage\"),0))\n    )\n)","v":11807.335761909679},{"$f":"_xlfn.IFS(\n    StorageAllocation[[#This Row],[Hour Ending]]=1,\n    OFFSET(StorageAllocation[[#This Row],[Storage SOC Day 1 (MWh)]],23,0)-StorageAllocation[[#This Row],[Storage (MW)]],\n    StorageAllocation[[#This Row],[Storage (MW)]]>0,\n    OFFSET(StorageAllocation[[#This Row],[Storage SOC Day 2 (MWh)]],-1,0)-StorageAllocation[[#This Row],[Storage (MW)]],\n    TRUE,\n    MIN(\n        OFFSET(StorageAllocation[[#This Row],[Storage SOC Day 2 (MWh)]],-1,0)+0.85*INDEX(NQC[NQC MW],MATCH(1,(NQC[Month]=StorageAllocation[[#This Row],[Month]])*(NQC[Unit Category]=\"Storage\"),0)),\n        4*INDEX(NQC[NQC MW],MATCH(1,(NQC[Month]=StorageAllocation[[#This Row],[Month]])*(NQC[Unit Category]=\"Storage\"),0))\n    )\n)","v":11807.335761909679},{"$f":"StorageAllocation[[#This Row],[Supply Without Storage (MW)]]+StorageAllocation[[#This Row],[Storage (MW)]]","v":46917.870049517405},{"$f":"StorageAllocation[[#This Row],[Adjusted Supply (MW)]]/StorageAllocation[[#This Row],[Managed Load + NOU (MW)]]-1","v":0.234875771161694}]
[null,null,null,null,null,null,null,null,null,null,null,null,null,10,22,{"$f":"INDEX(ManagedLoad[Total],MATCH(1,(ManagedLoad[Month]=StorageAllocation[[#This Row],[Month]])*(ManagedLoad[Hour Ending]=StorageAllocation[[#This Row],[Hour Ending]]),0))","v":36100},{"$f":"StorageAllocation[[#This Row],[Managed Load + NOU (MW)]]*(1+_xlfn.XLOOKUP(StorageAllocation[[#This Row],[Month]],PRM[Month],PRM[Planning Reserve Margin],0,0))","v":44579.015338937155},{"$f":"SUM(_xlfn._xlws.FILTER(Supply[Supply],(Supply[Month]=StorageAllocation[[#This Row],[Month]])*(Supply[Unit Category]<>\"Storage\")*(Supply[Hour Ending]=StorageAllocation[[#This Row],[Hour Ending]])=1,0))","v":38951.47086849685},{"$f":"StorageAllocation[[#This Row],[Supply Without Storage (MW)]]-StorageAllocation[[#This Row],[Total Load with PRM (MW)]]","v":-5627.5444704403053},{"$f":"MAX(-StorageAllocation[[#This Row],[Excess Capacity (MW)]],0)","v":5627.5444704403053},{"$f":"_xlfn.IFS(\n    StorageAllocation[[#This Row],[Hour Ending]]=1,\n    4*INDEX(NQC[NQC MW],MATCH(1,(NQC[Month]=StorageAllocation[[#This Row],[Month]])*(NQC[Unit Category]=\"Storage\"),0))-StorageAllocation[[#This Row],[Storage (MW)]],\n    StorageAllocation[[#This Row],[Storage (MW)]]>0,\n    OFFSET(StorageAllocation[[#This Row],[Storage SOC Day 1 (MWh)]],-1,0)-StorageAllocation[[#This Row],[Storage (MW)]],\n    TRUE,\n    MIN(\n        OFFSET(StorageAllocation[[#This Row],[Storage SOC Day 1 (MWh)]],-1,0)+0.85*INDEX(NQC[NQC MW],MATCH(1,(NQC[Month]=StorageAllocation[[#This Row],[Month]])*(NQC[Unit Category]=\"Storage\"),0)),\n        4*INDEX(NQC[NQC MW],MATCH(1,(NQC[Month]=StorageAllocation[[#This Row],[Month]])*(NQC[Unit Category]=\"Storage\"),0))\n    )\n)","v":6179.7912914693734},{"$f":"_xlfn.IFS(\n    StorageAllocation[[#This Row],[Hour Ending]]=1,\n    OFFSET(StorageAllocation[[#This Row],[Storage SOC Day 1 (MWh)]],23,0)-StorageAllocation[[#This Row],[Storage (MW)]],\n    StorageAllocation[[#This Row],[Storage (MW)]]>0,\n    OFFSET(StorageAllocation[[#This Row],[Storage SOC Day 2 (MWh)]],-1,0)-StorageAllocation[[#This Row],[Storage (MW)]],\n    TRUE,\n    MIN(\n        OFFSET(StorageAllocation[[#This Row],[Storage SOC Day 2 (MWh)]],-1,0)+0.85*INDEX(NQC[NQC MW],MATCH(1,(NQC[Month]=StorageAllocation[[#This Row],[Month]])*(NQC[Unit Category]=\"Storage\"),0)),\n        4*INDEX(NQC[NQC MW],MATCH(1,(NQC[Month]=StorageAllocation[[#This Row],[Month]])*(NQC[Unit Category]=\"Storage\"),0))\n    )\n)","v":6179.7912914693734},{"$f":"StorageAllocation[[#This Row],[Supply Without Storage (MW)]]+StorageAllocation[[#This Row],[Storage (MW)]]","v":44579.015338937155},{"$f":"StorageAllocation[[#This Row],[Adjusted Supply (MW)]]/StorageAllocation[[#This Row],[Managed Load + NOU (MW)]]-1","v":0.234875771161694}]
[null,null,null,null,null,null,null,null,null,null,null,null,null,10,23,{"$f":"INDEX(ManagedLoad[Total],MATCH(1,(ManagedLoad[Month]=StorageAllocation[[#This Row],[Month]])*(ManagedLoad[Hour Ending]=StorageAllocation[[#This Row],[Hour Ending]]),0))","v":34648},{"$f":"StorageAllocation[[#This Row],[Managed Load + NOU (MW)]]*(1+_xlfn.XLOOKUP(StorageAllocation[[#This Row],[Month]],PRM[Month],PRM[Planning Reserve Margin],0,0))","v":42785.975719210372},{"$f":"SUM(_xlfn._xlws.FILTER(Supply[Supply],(Supply[Month]=StorageAllocation[[#This Row],[Month]])*(Supply[Unit Category]<>\"Storage\")*(Supply[Hour Ending]=StorageAllocation[[#This Row],[Hour Ending]])=1,0))","v":38744.396640501785},{"$f":"StorageAllocation[[#This Row],[Supply Without Storage (MW)]]-StorageAllocation[[#This Row],[Total Load with PRM (MW)]]","v":-4041.5790787085862},{"$f":"MAX(-StorageAllocation[[#This Row],[Excess Capacity (MW)]],0)","v":4041.5790787085862},{"$f":"_xlfn.IFS(\n    StorageAllocation[[#This Row],[Hour Ending]]=1,\n    4*INDEX(NQC[NQC MW],MATCH(1,(NQC[Month]=StorageAllocation[[#This Row],[Month]])*(NQC[Unit Category]=\"Storage\"),0))-StorageAllocation[[#This Row],[Storage (MW)]],\n    StorageAllocation[[#This Row],[Storage (MW)]]>0,\n    OFFSET(StorageAllocation[[#This Row],[Storage SOC Day 1 (MWh)]],-1,0)-StorageAllocation[[#This Row],[Storage (MW)]],\n    TRUE,\n    MIN(\n        OFFSET(StorageAllocation[[#This Row],[Storage SOC Day 1 (MWh)]],-1,0)+0.85*INDEX(NQC[NQC MW],MATCH(1,(NQC[Month]=StorageAllocation[[#This Row],[Month]])*(NQC[Unit Category]=\"Storage\"),0)),\n        4*INDEX(NQC[NQC MW],MATCH(1,(NQC[Month]=StorageAllocation[[#This Row],[Month]])*(NQC[Unit Category]=\"Storage\"),0))\n    )\n)","v":2138.2122127607872},{"$f":"_xlfn.IFS(\n    StorageAllocation[[#This Row],[Hour Ending]]=1,\n    OFFSET(StorageAllocation[[#This Row],[Storage SOC Day 1 (MWh)]],23,0)-StorageAllocation[[#This Row],[Storage (MW)]],\n    StorageAllocation[[#This Row],[Storage (MW)]]>0,\n    OFFSET(StorageAllocation[[#This Row],[Storage SOC Day 2 (MWh)]],-1,0)-StorageAllocation[[#This Row],[Storage (MW)]],\n    TRUE,\n    MIN(\n        OFFSET(StorageAllocation[[#This Row],[Storage SOC Day 2 (MWh)]],-1,0)+0.85*INDEX(NQC[NQC MW],MATCH(1,(NQC[Month]=StorageAllocation[[#This Row],[Month]])*(NQC[Unit Category]=\"Storage\"),0)),\n        4*INDEX(NQC[NQC MW],MATCH(1,(NQC[Month]=StorageAllocation[[#This Row],[Month]])*(NQC[Unit Category]=\"Storage\"),0))\n    )\n)","v":2138.2122127607872},{"$f":"StorageAllocation[[#This Row],[Supply Without Storage (MW)]]+StorageAllocation[[#This Row],[Storage (MW)]]","v":42785.975719210372},{"$f":"StorageAllocation[[#This Row],[Adjusted Supply (MW)]]/StorageAllocation[[#This Row],[Managed Load + NOU (MW)]]-1","v":0.234875771161694}]
[null,null,null,null,null,null,null,null,null,null,null,null,null,10,24,{"$f":"INDEX(ManagedLoad[Total],MATCH(1,(ManagedLoad[Month]=StorageAllocation[[#This Row],[Month]])*(ManagedLoad[Hour Ending]=StorageAllocation[[#This Row],[Hour Ending]]),0))","v":33100},{"$f":"StorageAllocation[[#This Row],[Managed Load + NOU (MW)]]*(1+_xlfn.XLOOKUP(StorageAllocation[[#This Row],[Month]],PRM[Month],PRM[Planning Reserve Margin],0,0))","v":40874.38802545207},{"$f":"SUM(_xlfn._xlws.FILTER(Supply[Supply],(Supply[Month]=StorageAllocation[[#This Row],[Month]])*(Supply[Unit Category]<>\"Storage\")*(Supply[Hour Ending]=StorageAllocation[[#This Row],[Hour Ending]])=1,0))","v":38736.175812691283},{"$f":"StorageAllocation[[#This Row],[Supply Without Storage (MW)]]-StorageAllocation[[#This Row],[Total Load with PRM (MW)]]","v":-2138.2122127607872},{"$f":"MAX(-StorageAllocation[[#This Row],[Excess Capacity (MW)]],0)","v":2138.2122127607872},{"$f":"_xlfn.IFS(\n    StorageAllocation[[#This Row],[Hour Ending]]=1,\n    4*INDEX(NQC[NQC MW],MATCH(1,(NQC[Month]=StorageAllocation[[#This Row],[Month]])*(NQC[Unit Category]=\"Storage\"),0))-StorageAllocation[[#This Row],[Storage (MW)]],\n    StorageAllocation[[#This Row],[Storage (MW)]]>0,\n    OFFSET(StorageAllocation[[#This Row],[Storage SOC Day 1 (MWh)]],-1,0)-StorageAllocation[[#This Row],[Storage (MW)]],\n    TRUE,\n    MIN(\n        OFFSET(StorageAllocation[[#This Row],[Storage SOC Day 1 (MWh)]],-1,0)+0.85*INDEX(NQC[NQC MW],MATCH(1,(NQC[Month]=StorageAllocation[[#This Row],[Month]])*(NQC[Unit Category]=\"Storage\"),0)),\n        4*INDEX(NQC[NQC MW],MATCH(1,(NQC[Month]=StorageAllocation[[#This Row],[Month]])*(NQC[Unit Category]=\"Storage\"),0))\n    )\n)","v":0},{"$f":"_xlfn.IFS(\n    StorageAllocation[[#This Row],[Hour Ending]]=1,\n    OFFSET(StorageAllocation[[#This Row],[Storage SOC Day 1 (MWh)]],23,0)-StorageAllocation[[#This Row],[Storage (MW)]],\n    StorageAllocation[[#This Row],[Storage (MW)]]>0,\n    OFFSET(StorageAllocation[[#This Row],[Storage SOC Day 2 (MWh)]],-1,0)-StorageAllocation[[#This Row],[Storage (MW)]],\n    TRUE,\n    MIN(\n        OFFSET(StorageAllocation[[#This Row],[Storage SOC Day 2 (MWh)]],-1,0)+0.85*INDEX(NQC[NQC MW],MATCH(1,(NQC[Month]=StorageAllocation[[#This Row],[Month]])*(NQC[Unit Category]=\"Storage\"),0)),\n        4*INDEX(NQC[NQC MW],MATCH(1,(NQC[Month]=StorageAllocation[[#This Row],[Month]])*(NQC[Unit Category]=\"Storage\"),0))\n    )\n)","v":0},{"$f":"StorageAllocation[[#This Row],[Supply Without Storage (MW)]]+StorageAllocation[[#This Row],[Storage (MW)]]","v":40874.38802545207},{"$f":"StorageAllocation[[#This Row],[Adjusted Supply (MW)]]/StorageAllocation[[#This Row],[Managed Load + NOU (MW)]]-1","v":0.234875771161694}]
[null,null,null,null,null,null,null,null,null,null,null,null,null,11,1,{"$f":"INDEX(ManagedLoad[Total],MATCH(1,(ManagedLoad[Month]=StorageAllocation[[#This Row],[Month]])*(ManagedLoad[Hour Ending]=StorageAllocation[[#This Row],[Hour Ending]]),0))","v":32385},{"$f":"StorageAllocation[[#This Row],[Managed Load + NOU (MW)]]*(1+_xlfn.XLOOKUP(StorageAllocation[[#This Row],[Month]],PRM[Month],PRM[Planning Reserve Margin],0,0))","v":39985.801194634958},{"$f":"SUM(_xlfn._xlws.FILTER(Supply[Supply],(Supply[Month]=StorageAllocation[[#This Row],[Month]])*(Supply[Unit Category]<>\"Storage\")*(Supply[Hour Ending]=StorageAllocation[[#This Row],[Hour Ending]])=1,0))","v":38314.680107995839},{"$f":"StorageAllocation[[#This Row],[Supply Without Storage (MW)]]-StorageAllocation[[#This Row],[Total Load with PRM (MW)]]","v":-1671.1210866391193},{"$f":"MAX(-StorageAllocation[[#This Row],[Excess Capacity (MW)]],0)","v":1671.1210866391193},{"$f":"_xlfn.IFS(\n    StorageAllocation[[#This Row],[Hour Ending]]=1,\n    4*INDEX(NQC[NQC MW],MATCH(1,(NQC[Month]=StorageAllocation[[#This Row],[Month]])*(NQC[Unit Category]=\"Storage\"),0))-StorageAllocation[[#This Row],[Storage (MW)]],\n    StorageAllocation[[#This Row],[Storage (MW)]]>0,\n    OFFSET(StorageAllocation[[#This Row],[Storage SOC Day 1 (MWh)]],-1,0)-StorageAllocation[[#This Row],[Storage (MW)]],\n    TRUE,\n    MIN(\n        OFFSET(StorageAllocation[[#This Row],[Storage SOC Day 1 (MWh)]],-1,0)+0.85*INDEX(NQC[NQC MW],MATCH(1,(NQC[Month]=StorageAllocation[[#This Row],[Month]])*(NQC[Unit Category]=\"Storage\"),0)),\n        4*INDEX(NQC[NQC MW],MATCH(1,(NQC[Month]=StorageAllocation[[#This Row],[Month]])*(NQC[Unit Category]=\"Storage\"),0))\n    )\n)","v":52692.678913360884},{"$f":"_xlfn.IFS(\n    StorageAllocation[[#This Row],[Hour Ending]]=1,\n    OFFSET(StorageAllocation[[#This Row],[Storage SOC Day 1 (MWh)]],23,0)-StorageAllocation[[#This Row],[Storage (MW)]],\n    StorageAllocation[[#This Row],[Storage (MW)]]>0,\n    OFFSET(StorageAllocation[[#This Row],[Storage SOC Day 2 (MWh)]],-1,0)-StorageAllocation[[#This Row],[Storage (MW)]],\n    TRUE,\n    MIN(\n        OFFSET(StorageAllocation[[#This Row],[Storage SOC Day 2 (MWh)]],-1,0)+0.85*INDEX(NQC[NQC MW],MATCH(1,(NQC[Month]=StorageAllocation[[#This Row],[Month]])*(NQC[Unit Category]=\"Storage\"),0)),\n        4*INDEX(NQC[NQC MW],MATCH(1,(NQC[Month]=StorageAllocation[[#This Row],[Month]])*(NQC[Unit Category]=\"Storage\"),0))\n    )\n)","v":2868.1994120258678},{"$f":"StorageAllocation[[#This Row],[Supply Without Storage (MW)]]+StorageAllocation[[#This Row],[Storage (MW)]]","v":39985.801194634958},{"$f":"StorageAllocation[[#This Row],[Adjusted Supply (MW)]]/StorageAllocation[[#This Row],[Managed Load + NOU (MW)]]-1","v":0.23470128746749919}]
[null,null,null,null,null,null,null,null,null,null,null,null,null,11,2,{"$f":"INDEX(ManagedLoad[Total],MATCH(1,(ManagedLoad[Month]=StorageAllocation[[#This Row],[Month]])*(ManagedLoad[Hour Ending]=StorageAllocation[[#This Row],[Hour Ending]]),0))","v":31132},{"$f":"StorageAllocation[[#This Row],[Managed Load + NOU (MW)]]*(1+_xlfn.XLOOKUP(StorageAllocation[[#This Row],[Month]],PRM[Month],PRM[Planning Reserve Margin],0,0))","v":38438.720481438184},{"$f":"SUM(_xlfn._xlws.FILTER(Supply[Supply],(Supply[Month]=StorageAllocation[[#This Row],[Month]])*(Supply[Unit Category]<>\"Storage\")*(Supply[Hour Ending]=StorageAllocation[[#This Row],[Hour Ending]])=1,0))","v":38341.988007296968},{"$f":"StorageAllocation[[#This Row],[Supply Without Storage (MW)]]-StorageAllocation[[#This Row],[Total Load with PRM (MW)]]","v":-96.732474141215789},{"$f":"MAX(-StorageAllocation[[#This Row],[Excess Capacity (MW)]],0)","v":96.732474141215789},{"$f":"_xlfn.IFS(\n    StorageAllocation[[#This Row],[Hour Ending]]=1,\n    4*INDEX(NQC[NQC MW],MATCH(1,(NQC[Month]=StorageAllocation[[#This Row],[Month]])*(NQC[Unit Category]=\"Storage\"),0))-StorageAllocation[[#This Row],[Storage (MW)]],\n    StorageAllocation[[#This Row],[Storage (MW)]]>0,\n    OFFSET(StorageAllocation[[#This Row],[Storage SOC Day 1 (MWh)]],-1,0)-StorageAllocation[[#This Row],[Storage (MW)]],\n    TRUE,\n    MIN(\n        OFFSET(StorageAllocation[[#This Row],[Storage SOC Day 1 (MWh)]],-1,0)+0.85*INDEX(NQC[NQC MW],MATCH(1,(NQC[Month]=StorageAllocation[[#This Row],[Month]])*(NQC[Unit Category]=\"Storage\"),0)),\n        4*INDEX(NQC[NQC MW],MATCH(1,(NQC[Month]=StorageAllocation[[#This Row],[Month]])*(NQC[Unit Category]=\"Storage\"),0))\n    )\n)","v":52595.946439219668},{"$f":"_xlfn.IFS(\n    StorageAllocation[[#This Row],[Hour Ending]]=1,\n    OFFSET(StorageAllocation[[#This Row],[Storage SOC Day 1 (MWh)]],23,0)-StorageAllocation[[#This Row],[Storage (MW)]],\n    StorageAllocation[[#This Row],[Storage (MW)]]>0,\n    OFFSET(StorageAllocation[[#This Row],[Storage SOC Day 2 (MWh)]],-1,0)-StorageAllocation[[#This Row],[Storage (MW)]],\n    TRUE,\n    MIN(\n        OFFSET(StorageAllocation[[#This Row],[Storage SOC Day 2 (MWh)]],-1,0)+0.85*INDEX(NQC[NQC MW],MATCH(1,(NQC[Month]=StorageAllocation[[#This Row],[Month]])*(NQC[Unit Category]=\"Storage\"),0)),\n        4*INDEX(NQC[NQC MW],MATCH(1,(NQC[Month]=StorageAllocation[[#This Row],[Month]])*(NQC[Unit Category]=\"Storage\"),0))\n    )\n)","v":2771.466937884652},{"$f":"StorageAllocation[[#This Row],[Supply Without Storage (MW)]]+StorageAllocation[[#This Row],[Storage (MW)]]","v":38438.720481438184},{"$f":"StorageAllocation[[#This Row],[Adjusted Supply (MW)]]/StorageAllocation[[#This Row],[Managed Load + NOU (MW)]]-1","v":0.23470128746749919}]
[null,null,null,null,null,null,null,null,null,null,null,null,null,11,3,{"$f":"INDEX(ManagedLoad[Total],MATCH(1,(ManagedLoad[Month]=StorageAllocation[[#This Row],[Month]])*(ManagedLoad[Hour Ending]=StorageAllocation[[#This Row],[Hour Ending]]),0))","v":30056},{"$f":"StorageAllocation[[#This Row],[Managed Load + NOU (MW)]]*(1+_xlfn.XLOOKUP(StorageAllocation[[#This Row],[Month]],PRM[Month],PRM[Planning Reserve Margin],0,0))","v":37110.181896123155},{"$f":"SUM(_xlfn._xlws.FILTER(Supply[Supply],(Supply[Month]=StorageAllocation[[#This Row],[Month]])*(Supply[Unit Category]<>\"Storage\")*(Supply[Hour Ending]=StorageAllocation[[#This Row],[Hour Ending]])=1,0))","v":38343.859399574154},{"$f":"StorageAllocation[[#This Row],[Supply Without Storage (MW)]]-StorageAllocation[[#This Row],[Total Load with PRM (MW)]]","v":1233.6775034509992},{"$f":"MAX(-StorageAllocation[[#This Row],[Excess Capacity (MW)]],0)","v":0},{"$f":"_xlfn.IFS(\n    StorageAllocation[[#This Row],[Hour Ending]]=1,\n    4*INDEX(NQC[NQC MW],MATCH(1,(NQC[Month]=StorageAllocation[[#This Row],[Month]])*(NQC[Unit Category]=\"Storage\"),0))-StorageAllocation[[#This Row],[Storage (MW)]],\n    StorageAllocation[[#This Row],[Storage (MW)]]>0,\n    OFFSET(StorageAllocation[[#This Row],[Storage SOC Day 1 (MWh)]],-1,0)-StorageAllocation[[#This Row],[Storage (MW)]],\n    TRUE,\n    MIN(\n        OFFSET(StorageAllocation[[#This Row],[Storage SOC Day 1 (MWh)]],-1,0)+0.85*INDEX(NQC[NQC MW],MATCH(1,(NQC[Month]=StorageAllocation[[#This Row],[Month]])*(NQC[Unit Category]=\"Storage\"),0)),\n        4*INDEX(NQC[NQC MW],MATCH(1,(NQC[Month]=StorageAllocation[[#This Row],[Month]])*(NQC[Unit Category]=\"Storage\"),0))\n    )\n)","v":54363.8},{"$f":"_xlfn.IFS(\n    StorageAllocation[[#This Row],[Hour Ending]]=1,\n    OFFSET(StorageAllocation[[#This Row],[Storage SOC Day 1 (MWh)]],23,0)-StorageAllocation[[#This Row],[Storage (MW)]],\n    StorageAllocation[[#This Row],[Storage (MW)]]>0,\n    OFFSET(StorageAllocation[[#This Row],[Storage SOC Day 2 (MWh)]],-1,0)-StorageAllocation[[#This Row],[Storage (MW)]],\n    TRUE,\n    MIN(\n        OFFSET(StorageAllocation[[#This Row],[Storage SOC Day 2 (MWh)]],-1,0)+0.85*INDEX(NQC[NQC MW],MATCH(1,(NQC[Month]=StorageAllocation[[#This Row],[Month]])*(NQC[Unit Category]=\"Storage\"),0)),\n        4*INDEX(NQC[NQC MW],MATCH(1,(NQC[Month]=StorageAllocation[[#This Row],[Month]])*(NQC[Unit Category]=\"Storage\"),0))\n    )\n)","v":14323.774437884653},{"$f":"StorageAllocation[[#This Row],[Supply Without Storage (MW)]]+StorageAllocation[[#This Row],[Storage (MW)]]","v":38343.859399574154},{"$f":"StorageAllocation[[#This Row],[Adjusted Supply (MW)]]/StorageAllocation[[#This Row],[Managed Load + NOU (MW)]]-1","v":0.27574725178247794}]
[null,null,null,null,null,null,null,null,null,null,null,null,null,11,4,{"$f":"INDEX(ManagedLoad[Total],MATCH(1,(ManagedLoad[Month]=StorageAllocation[[#This Row],[Month]])*(ManagedLoad[Hour Ending]=StorageAllocation[[#This Row],[Hour Ending]]),0))","v":29659},{"$f":"StorageAllocation[[#This Row],[Managed Load + NOU (MW)]]*(1+_xlfn.XLOOKUP(StorageAllocation[[#This Row],[Month]],PRM[Month],PRM[Planning Reserve Margin],0,0))","v":36620.005484998561},{"$f":"SUM(_xlfn._xlws.FILTER(Supply[Supply],(Supply[Month]=StorageAllocation[[#This Row],[Month]])*(Supply[Unit Category]<>\"Storage\")*(Supply[Hour Ending]=StorageAllocation[[#This Row],[Hour Ending]])=1,0))","v":38358.861275958545},{"$f":"StorageAllocation[[#This Row],[Supply Without Storage (MW)]]-StorageAllocation[[#This Row],[Total Load with PRM (MW)]]","v":1738.855790959984},{"$f":"MAX(-StorageAllocation[[#This Row],[Excess Capacity (MW)]],0)","v":0},{"$f":"_xlfn.IFS(\n    StorageAllocation[[#This Row],[Hour Ending]]=1,\n    4*INDEX(NQC[NQC MW],MATCH(1,(NQC[Month]=StorageAllocation[[#This Row],[Month]])*(NQC[Unit Category]=\"Storage\"),0))-StorageAllocation[[#This Row],[Storage (MW)]],\n    StorageAllocation[[#This Row],[Storage (MW)]]>0,\n    OFFSET(StorageAllocation[[#This Row],[Storage SOC Day 1 (MWh)]],-1,0)-StorageAllocation[[#This Row],[Storage (MW)]],\n    TRUE,\n    MIN(\n        OFFSET(StorageAllocation[[#This Row],[Storage SOC Day 1 (MWh)]],-1,0)+0.85*INDEX(NQC[NQC MW],MATCH(1,(NQC[Month]=StorageAllocation[[#This Row],[Month]])*(NQC[Unit Category]=\"Storage\"),0)),\n        4*INDEX(NQC[NQC MW],MATCH(1,(NQC[Month]=StorageAllocation[[#This Row],[Month]])*(NQC[Unit Category]=\"Storage\"),0))\n    )\n)","v":54363.8},{"$f":"_xlfn.IFS(\n    StorageAllocation[[#This Row],[Hour Ending]]=1,\n    OFFSET(StorageAllocation[[#This Row],[Storage SOC Day 1 (MWh)]],23,0)-StorageAllocation[[#This Row],[Storage (MW)]],\n    StorageAllocation[[#This Row],[Storage (MW)]]>0,\n    OFFSET(StorageAllocation[[#This Row],[Storage SOC Day 2 (MWh)]],-1,0)-StorageAllocation[[#This Row],[Storage (MW)]],\n    TRUE,\n    MIN(\n        OFFSET(StorageAllocation[[#This Row],[Storage SOC Day 2 (MWh)]],-1,0)+0.85*INDEX(NQC[NQC MW],MATCH(1,(NQC[Month]=StorageAllocation[[#This Row],[Month]])*(NQC[Unit Category]=\"Storage\"),0)),\n        4*INDEX(NQC[NQC MW],MATCH(1,(NQC[Month]=StorageAllocation[[#This Row],[Month]])*(NQC[Unit Category]=\"Storage\"),0))\n    )\n)","v":25876.081937884654},{"$f":"StorageAllocation[[#This Row],[Supply Without Storage (MW)]]+StorageAllocation[[#This Row],[Storage (MW)]]","v":38358.861275958545},{"$f":"StorageAllocation[[#This Row],[Adjusted Supply (MW)]]/StorageAllocation[[#This Row],[Managed Load + NOU (MW)]]-1","v":0.29332955514206627}]
[null,null,null,null,null,null,null,null,null,null,null,null,null,11,5,{"$f":"INDEX(ManagedLoad[Total],MATCH(1,(ManagedLoad[Month]=StorageAllocation[[#This Row],[Month]])*(ManagedLoad[Hour Ending]=StorageAllocation[[#This Row],[Hour Ending]]),0))","v":30043},{"$f":"StorageAllocation[[#This Row],[Managed Load + NOU (MW)]]*(1+_xlfn.XLOOKUP(StorageAllocation[[#This Row],[Month]],PRM[Month],PRM[Planning Reserve Margin],0,0))","v":37094.130779386076},{"$f":"SUM(_xlfn._xlws.FILTER(Supply[Supply],(Supply[Month]=StorageAllocation[[#This Row],[Month]])*(Supply[Unit Category]<>\"Storage\")*(Supply[Hour Ending]=StorageAllocation[[#This Row],[Hour Ending]])=1,0))","v":38311.387165911961},{"$f":"StorageAllocation[[#This Row],[Supply Without Storage (MW)]]-StorageAllocation[[#This Row],[Total Load with PRM (MW)]]","v":1217.2563865258853},{"$f":"MAX(-StorageAllocation[[#This Row],[Excess Capacity (MW)]],0)","v":0},{"$f":"_xlfn.IFS(\n    StorageAllocation[[#This Row],[Hour Ending]]=1,\n    4*INDEX(NQC[NQC MW],MATCH(1,(NQC[Month]=StorageAllocation[[#This Row],[Month]])*(NQC[Unit Category]=\"Storage\"),0))-StorageAllocation[[#This Row],[Storage (MW)]],\n    StorageAllocation[[#This Row],[Storage (MW)]]>0,\n    OFFSET(StorageAllocation[[#This Row],[Storage SOC Day 1 (MWh)]],-1,0)-StorageAllocation[[#This Row],[Storage (MW)]],\n    TRUE,\n    MIN(\n        OFFSET(StorageAllocation[[#This Row],[Storage SOC Day 1 (MWh)]],-1,0)+0.85*INDEX(NQC[NQC MW],MATCH(1,(NQC[Month]=StorageAllocation[[#This Row],[Month]])*(NQC[Unit Category]=\"Storage\"),0)),\n        4*INDEX(NQC[NQC MW],MATCH(1,(NQC[Month]=StorageAllocation[[#This Row],[Month]])*(NQC[Unit Category]=\"Storage\"),0))\n    )\n)","v":54363.8},{"$f":"_xlfn.IFS(\n    StorageAllocation[[#This Row],[Hour Ending]]=1,\n    OFFSET(StorageAllocation[[#This Row],[Storage SOC Day 1 (MWh)]],23,0)-StorageAllocation[[#This Row],[Storage (MW)]],\n    StorageAllocation[[#This Row],[Storage (MW)]]>0,\n    OFFSET(StorageAllocation[[#This Row],[Storage SOC Day 2 (MWh)]],-1,0)-StorageAllocation[[#This Row],[Storage (MW)]],\n    TRUE,\n    MIN(\n        OFFSET(StorageAllocation[[#This Row],[Storage SOC Day 2 (MWh)]],-1,0)+0.85*INDEX(NQC[NQC MW],MATCH(1,(NQC[Month]=StorageAllocation[[#This Row],[Month]])*(NQC[Unit Category]=\"Storage\"),0)),\n        4*INDEX(NQC[NQC MW],MATCH(1,(NQC[Month]=StorageAllocation[[#This Row],[Month]])*(NQC[Unit Category]=\"Storage\"),0))\n    )\n)","v":37428.389437884653},{"$f":"StorageAllocation[[#This Row],[Supply Without Storage (MW)]]+StorageAllocation[[#This Row],[Storage (MW)]]","v":38311.387165911961},{"$f":"StorageAllocation[[#This Row],[Adjusted Supply (MW)]]/StorageAllocation[[#This Row],[Managed Load + NOU (MW)]]-1","v":0.27521842578677091}]
[null,null,null,null,null,null,null,null,null,null,null,null,null,11,6,{"$f":"INDEX(ManagedLoad[Total],MATCH(1,(ManagedLoad[Month]=StorageAllocation[[#This Row],[Month]])*(ManagedLoad[Hour Ending]=StorageAllocation[[#This Row],[Hour Ending]]),0))","v":31343},{"$f":"StorageAllocation[[#This Row],[Managed Load + NOU (MW)]]*(1+_xlfn.XLOOKUP(StorageAllocation[[#This Row],[Month]],PRM[Month],PRM[Planning Reserve Margin],0,0))","v":38699.24245309383},{"$f":"SUM(_xlfn._xlws.FILTER(Supply[Supply],(Supply[Month]=StorageAllocation[[#This Row],[Month]])*(Supply[Unit Category]<>\"Storage\")*(Supply[Hour Ending]=StorageAllocation[[#This Row],[Hour Ending]])=1,0))","v":38311.927765560584},{"$f":"StorageAllocation[[#This Row],[Supply Without Storage (MW)]]-StorageAllocation[[#This Row],[Total Load with PRM (MW)]]","v":-387.31468753324589},{"$f":"MAX(-StorageAllocation[[#This Row],[Excess Capacity (MW)]],0)","v":387.31468753324589},{"$f":"_xlfn.IFS(\n    StorageAllocation[[#This Row],[Hour Ending]]=1,\n    4*INDEX(NQC[NQC MW],MATCH(1,(NQC[Month]=StorageAllocation[[#This Row],[Month]])*(NQC[Unit Category]=\"Storage\"),0))-StorageAllocation[[#This Row],[Storage (MW)]],\n    StorageAllocation[[#This Row],[Storage (MW)]]>0,\n    OFFSET(StorageAllocation[[#This Row],[Storage SOC Day 1 (MWh)]],-1,0)-StorageAllocation[[#This Row],[Storage (MW)]],\n    TRUE,\n    MIN(\n        OFFSET(StorageAllocation[[#This Row],[Storage SOC Day 1 (MWh)]],-1,0)+0.85*INDEX(NQC[NQC MW],MATCH(1,(NQC[Month]=StorageAllocation[[#This Row],[Month]])*(NQC[Unit Category]=\"Storage\"),0)),\n        4*INDEX(NQC[NQC MW],MATCH(1,(NQC[Month]=StorageAllocation[[#This Row],[Month]])*(NQC[Unit Category]=\"Storage\"),0))\n    )\n)","v":53976.485312466757},{"$f":"_xlfn.IFS(\n    StorageAllocation[[#This Row],[Hour Ending]]=1,\n    OFFSET(StorageAllocation[[#This Row],[Storage SOC Day 1 (MWh)]],23,0)-StorageAllocation[[#This Row],[Storage (MW)]],\n    StorageAllocation[[#This Row],[Storage (MW)]]>0,\n    OFFSET(StorageAllocation[[#This Row],[Storage SOC Day 2 (MWh)]],-1,0)-StorageAllocation[[#This Row],[Storage (MW)]],\n    TRUE,\n    MIN(\n        OFFSET(StorageAllocation[[#This Row],[Storage SOC Day 2 (MWh)]],-1,0)+0.85*INDEX(NQC[NQC MW],MATCH(1,(NQC[Month]=StorageAllocation[[#This Row],[Month]])*(NQC[Unit Category]=\"Storage\"),0)),\n        4*INDEX(NQC[NQC MW],MATCH(1,(NQC[Month]=StorageAllocation[[#This Row],[Month]])*(NQC[Unit Category]=\"Storage\"),0))\n    )\n)","v":37041.074750351407},{"$f":"StorageAllocation[[#This Row],[Supply Without Storage (MW)]]+StorageAllocation[[#This Row],[Storage (MW)]]","v":38699.24245309383},{"$f":"StorageAllocation[[#This Row],[Adjusted Supply (MW)]]/StorageAllocation[[#This Row],[Managed Load + NOU (MW)]]-1","v":0.23470128746749919}]
[null,null,null,null,null,null,null,null,null,null,null,null,null,11,7,{"$f":"INDEX(ManagedLoad[Total],MATCH(1,(ManagedLoad[Month]=StorageAllocation[[#This Row],[Month]])*(ManagedLoad[Hour Ending]=StorageAllocation[[#This Row],[Hour Ending]]),0))","v":33295},{"$f":"StorageAllocation[[#This Row],[Managed Load + NOU (MW)]]*(1+_xlfn.XLOOKUP(StorageAllocation[[#This Row],[Month]],PRM[Month],PRM[Planning Reserve Margin],0,0))","v":41109.379366230387},{"$f":"SUM(_xlfn._xlws.FILTER(Supply[Supply],(Supply[Month]=StorageAllocation[[#This Row],[Month]])*(Supply[Unit Category]<>\"Storage\")*(Supply[Hour Ending]=StorageAllocation[[#This Row],[Hour Ending]])=1,0))","v":38725.227115878974},{"$f":"StorageAllocation[[#This Row],[Supply Without Storage (MW)]]-StorageAllocation[[#This Row],[Total Load with PRM (MW)]]","v":-2384.1522503514134},{"$f":"MAX(-StorageAllocation[[#This Row],[Excess Capacity (MW)]],0)","v":2384.1522503514134},{"$f":"_xlfn.IFS(\n    StorageAllocation[[#This Row],[Hour Ending]]=1,\n    4*INDEX(NQC[NQC MW],MATCH(1,(NQC[Month]=StorageAllocation[[#This Row],[Month]])*(NQC[Unit Category]=\"Storage\"),0))-StorageAllocation[[#This Row],[Storage (MW)]],\n    StorageAllocation[[#This Row],[Storage (MW)]]>0,\n    OFFSET(StorageAllocation[[#This Row],[Storage SOC Day 1 (MWh)]],-1,0)-StorageAllocation[[#This Row],[Storage (MW)]],\n    TRUE,\n    MIN(\n        OFFSET(StorageAllocation[[#This Row],[Storage SOC Day 1 (MWh)]],-1,0)+0.85*INDEX(NQC[NQC MW],MATCH(1,(NQC[Month]=StorageAllocation[[#This Row],[Month]])*(NQC[Unit Category]=\"Storage\"),0)),\n        4*INDEX(NQC[NQC MW],MATCH(1,(NQC[Month]=StorageAllocation[[#This Row],[Month]])*(NQC[Unit Category]=\"Storage\"),0))\n    )\n)","v":51592.333062115344},{"$f":"_xlfn.IFS(\n    StorageAllocation[[#This Row],[Hour Ending]]=1,\n    OFFSET(StorageAllocation[[#This Row],[Storage SOC Day 1 (MWh)]],23,0)-StorageAllocation[[#This Row],[Storage (MW)]],\n    StorageAllocation[[#This Row],[Storage (MW)]]>0,\n    OFFSET(StorageAllocation[[#This Row],[Storage SOC Day 2 (MWh)]],-1,0)-StorageAllocation[[#This Row],[Storage (MW)]],\n    TRUE,\n    MIN(\n        OFFSET(StorageAllocation[[#This Row],[Storage SOC Day 2 (MWh)]],-1,0)+0.85*INDEX(NQC[NQC MW],MATCH(1,(NQC[Month]=StorageAllocation[[#This Row],[Month]])*(NQC[Unit Category]=\"Storage\"),0)),\n        4*INDEX(NQC[NQC MW],MATCH(1,(NQC[Month]=StorageAllocation[[#This Row],[Month]])*(NQC[Unit Category]=\"Storage\"),0))\n    )\n)","v":34656.922499999993},{"$f":"StorageAllocation[[#This Row],[Supply Without Storage (MW)]]+StorageAllocation[[#This Row],[Storage (MW)]]","v":41109.379366230387},{"$f":"StorageAllocation[[#This Row],[Adjusted Supply (MW)]]/StorageAllocation[[#This Row],[Managed Load + NOU (MW)]]-1","v":0.23470128746749919}]
[null,null,null,null,null,null,null,null,null,null,null,null,null,11,8,{"$f":"INDEX(ManagedLoad[Total],MATCH(1,(ManagedLoad[Month]=StorageAllocation[[#This Row],[Month]])*(ManagedLoad[Hour Ending]=StorageAllocation[[#This Row],[Hour Ending]]),0))","v":33583},{"$f":"StorageAllocation[[#This Row],[Managed Load + NOU (MW)]]*(1+_xlfn.XLOOKUP(StorageAllocation[[#This Row],[Month]],PRM[Month],PRM[Planning Reserve Margin],0,0))","v":41464.973337021023},{"$f":"SUM(_xlfn._xlws.FILTER(Supply[Supply],(Supply[Month]=StorageAllocation[[#This Row],[Month]])*(Supply[Unit Category]<>\"Storage\")*(Supply[Hour Ending]=StorageAllocation[[#This Row],[Hour Ending]])=1,0))","v":44192.044698825455},{"$f":"StorageAllocation[[#This Row],[Supply Without Storage (MW)]]-StorageAllocation[[#This Row],[Total Load with PRM (MW)]]","v":2727.0713618044319},{"$f":"MAX(-StorageAllocation[[#This Row],[Excess Capacity (MW)]],0)","v":0},{"$f":"_xlfn.IFS(\n    StorageAllocation[[#This Row],[Hour Ending]]=1,\n    4*INDEX(NQC[NQC MW],MATCH(1,(NQC[Month]=StorageAllocation[[#This Row],[Month]])*(NQC[Unit Category]=\"Storage\"),0))-StorageAllocation[[#This Row],[Storage (MW)]],\n    StorageAllocation[[#This Row],[Storage (MW)]]>0,\n    OFFSET(StorageAllocation[[#This Row],[Storage SOC Day 1 (MWh)]],-1,0)-StorageAllocation[[#This Row],[Storage (MW)]],\n    TRUE,\n    MIN(\n        OFFSET(StorageAllocation[[#This Row],[Storage SOC Day 1 (MWh)]],-1,0)+0.85*INDEX(NQC[NQC MW],MATCH(1,(NQC[Month]=StorageAllocation[[#This Row],[Month]])*(NQC[Unit Category]=\"Storage\"),0)),\n        4*INDEX(NQC[NQC MW],MATCH(1,(NQC[Month]=StorageAllocation[[#This Row],[Month]])*(NQC[Unit Category]=\"Storage\"),0))\n    )\n)","v":54363.8},{"$f":"_xlfn.IFS(\n    StorageAllocation[[#This Row],[Hour Ending]]=1,\n    OFFSET(StorageAllocation[[#This Row],[Storage SOC Day 1 (MWh)]],23,0)-StorageAllocation[[#This Row],[Storage (MW)]],\n    StorageAllocation[[#This Row],[Storage (MW)]]>0,\n    OFFSET(StorageAllocation[[#This Row],[Storage SOC Day 2 (MWh)]],-1,0)-StorageAllocation[[#This Row],[Storage (MW)]],\n    TRUE,\n    MIN(\n        OFFSET(StorageAllocation[[#This Row],[Storage SOC Day 2 (MWh)]],-1,0)+0.85*INDEX(NQC[NQC MW],MATCH(1,(NQC[Month]=StorageAllocation[[#This Row],[Month]])*(NQC[Unit Category]=\"Storage\"),0)),\n        4*INDEX(NQC[NQC MW],MATCH(1,(NQC[Month]=StorageAllocation[[#This Row],[Month]])*(NQC[Unit Category]=\"Storage\"),0))\n    )\n)","v":46209.229999999996},{"$f":"StorageAllocation[[#This Row],[Supply Without Storage (MW)]]+StorageAllocation[[#This Row],[Storage (MW)]]","v":44192.044698825455},{"$f":"StorageAllocation[[#This Row],[Adjusted Supply (MW)]]/StorageAllocation[[#This Row],[Managed Load + NOU (MW)]]-1","v":0.31590521093486146}]
[null,null,null,null,null,null,null,null,null,null,null,null,null,11,9,{"$f":"INDEX(ManagedLoad[Total],MATCH(1,(ManagedLoad[Month]=StorageAllocation[[#This Row],[Month]])*(ManagedLoad[Hour Ending]=StorageAllocation[[#This Row],[Hour Ending]]),0))","v":32966},{"$f":"StorageAllocation[[#This Row],[Managed Load + NOU (MW)]]*(1+_xlfn.XLOOKUP(StorageAllocation[[#This Row],[Month]],PRM[Month],PRM[Planning Reserve Margin],0,0))","v":40703.16264265358},{"$f":"SUM(_xlfn._xlws.FILTER(Supply[Supply],(Supply[Month]=StorageAllocation[[#This Row],[Month]])*(Supply[Unit Category]<>\"Storage\")*(Supply[Hour Ending]=StorageAllocation[[#This Row],[Hour Ending]])=1,0))","v":50994.409604112087},{"$f":"StorageAllocation[[#This Row],[Supply Without Storage (MW)]]-StorageAllocation[[#This Row],[Total Load with PRM (MW)]]","v":10291.246961458506},{"$f":"MAX(-StorageAllocation[[#This Row],[Excess Capacity (MW)]],0)","v":0},{"$f":"_xlfn.IFS(\n    StorageAllocation[[#This Row],[Hour Ending]]=1,\n    4*INDEX(NQC[NQC MW],MATCH(1,(NQC[Month]=StorageAllocation[[#This Row],[Month]])*(NQC[Unit Category]=\"Storage\"),0))-StorageAllocation[[#This Row],[Storage (MW)]],\n    StorageAllocation[[#This Row],[Storage (MW)]]>0,\n    OFFSET(StorageAllocation[[#This Row],[Storage SOC Day 1 (MWh)]],-1,0)-StorageAllocation[[#This Row],[Storage (MW)]],\n    TRUE,\n    MIN(\n        OFFSET(StorageAllocation[[#This Row],[Storage SOC Day 1 (MWh)]],-1,0)+0.85*INDEX(NQC[NQC MW],MATCH(1,(NQC[Month]=StorageAllocation[[#This Row],[Month]])*(NQC[Unit Category]=\"Storage\"),0)),\n        4*INDEX(NQC[NQC MW],MATCH(1,(NQC[Month]=StorageAllocation[[#This Row],[Month]])*(NQC[Unit Category]=\"Storage\"),0))\n    )\n)","v":54363.8},{"$f":"_xlfn.IFS(\n    StorageAllocation[[#This Row],[Hour Ending]]=1,\n    OFFSET(StorageAllocation[[#This Row],[Storage SOC Day 1 (MWh)]],23,0)-StorageAllocation[[#This Row],[Storage (MW)]],\n    StorageAllocation[[#This Row],[Storage (MW)]]>0,\n    OFFSET(StorageAllocation[[#This Row],[Storage SOC Day 2 (MWh)]],-1,0)-StorageAllocation[[#This Row],[Storage (MW)]],\n    TRUE,\n    MIN(\n        OFFSET(StorageAllocation[[#This Row],[Storage SOC Day 2 (MWh)]],-1,0)+0.85*INDEX(NQC[NQC MW],MATCH(1,(NQC[Month]=StorageAllocation[[#This Row],[Month]])*(NQC[Unit Category]=\"Storage\"),0)),\n        4*INDEX(NQC[NQC MW],MATCH(1,(NQC[Month]=StorageAllocation[[#This Row],[Month]])*(NQC[Unit Category]=\"Storage\"),0))\n    )\n)","v":54363.8},{"$f":"StorageAllocation[[#This Row],[Supply Without Storage (MW)]]+StorageAllocation[[#This Row],[Storage (MW)]]","v":50994.409604112087},{"$f":"StorageAllocation[[#This Row],[Adjusted Supply (MW)]]/StorageAllocation[[#This Row],[Managed Load + NOU (MW)]]-1","v":0.54687889353006391}]
[null,null,null,null,null,null,null,null,null,null,null,null,null,11,10,{"$f":"INDEX(ManagedLoad[Total],MATCH(1,(ManagedLoad[Month]=StorageAllocation[[#This Row],[Month]])*(ManagedLoad[Hour Ending]=StorageAllocation[[#This Row],[Hour Ending]]),0))","v":31646},{"$f":"StorageAllocation[[#This Row],[Managed Load + NOU (MW)]]*(1+_xlfn.XLOOKUP(StorageAllocation[[#This Row],[Month]],PRM[Month],PRM[Planning Reserve Margin],0,0))","v":39073.356943196479},{"$f":"SUM(_xlfn._xlws.FILTER(Supply[Supply],(Supply[Month]=StorageAllocation[[#This Row],[Month]])*(Supply[Unit Category]<>\"Storage\")*(Supply[Hour Ending]=StorageAllocation[[#This Row],[Hour Ending]])=1,0))","v":52857.179137804094},{"$f":"StorageAllocation[[#This Row],[Supply Without Storage (MW)]]-StorageAllocation[[#This Row],[Total Load with PRM (MW)]]","v":13783.822194607616},{"$f":"MAX(-StorageAllocation[[#This Row],[Excess Capacity (MW)]],0)","v":0},{"$f":"_xlfn.IFS(\n    StorageAllocation[[#This Row],[Hour Ending]]=1,\n    4*INDEX(NQC[NQC MW],MATCH(1,(NQC[Month]=StorageAllocation[[#This Row],[Month]])*(NQC[Unit Category]=\"Storage\"),0))-StorageAllocation[[#This Row],[Storage (MW)]],\n    StorageAllocation[[#This Row],[Storage (MW)]]>0,\n    OFFSET(StorageAllocation[[#This Row],[Storage SOC Day 1 (MWh)]],-1,0)-StorageAllocation[[#This Row],[Storage (MW)]],\n    TRUE,\n    MIN(\n        OFFSET(StorageAllocation[[#This Row],[Storage SOC Day 1 (MWh)]],-1,0)+0.85*INDEX(NQC[NQC MW],MATCH(1,(NQC[Month]=StorageAllocation[[#This Row],[Month]])*(NQC[Unit Category]=\"Storage\"),0)),\n        4*INDEX(NQC[NQC MW],MATCH(1,(NQC[Month]=StorageAllocation[[#This Row],[Month]])*(NQC[Unit Category]=\"Storage\"),0))\n    )\n)","v":54363.8},{"$f":"_xlfn.IFS(\n    StorageAllocation[[#This Row],[Hour Ending]]=1,\n    OFFSET(StorageAllocation[[#This Row],[Storage SOC Day 1 (MWh)]],23,0)-StorageAllocation[[#This Row],[Storage (MW)]],\n    StorageAllocation[[#This Row],[Storage (MW)]]>0,\n    OFFSET(StorageAllocation[[#This Row],[Storage SOC Day 2 (MWh)]],-1,0)-StorageAllocation[[#This Row],[Storage (MW)]],\n    TRUE,\n    MIN(\n        OFFSET(StorageAllocation[[#This Row],[Storage SOC Day 2 (MWh)]],-1,0)+0.85*INDEX(NQC[NQC MW],MATCH(1,(NQC[Month]=StorageAllocation[[#This Row],[Month]])*(NQC[Unit Category]=\"Storage\"),0)),\n        4*INDEX(NQC[NQC MW],MATCH(1,(NQC[Month]=StorageAllocation[[#This Row],[Month]])*(NQC[Unit Category]=\"Storage\"),0))\n    )\n)","v":54363.8},{"$f":"StorageAllocation[[#This Row],[Supply Without Storage (MW)]]+StorageAllocation[[#This Row],[Storage (MW)]]","v":52857.179137804094},{"$f":"StorageAllocation[[#This Row],[Adjusted Supply (MW)]]/StorageAllocation[[#This Row],[Managed Load + NOU (MW)]]-1","v":0.67026414516223509}]
[null,null,null,null,null,null,null,null,null,null,null,null,null,11,11,{"$f":"INDEX(ManagedLoad[Total],MATCH(1,(ManagedLoad[Month]=StorageAllocation[[#This Row],[Month]])*(ManagedLoad[Hour Ending]=StorageAllocation[[#This Row],[Hour Ending]]),0))","v":30444},{"$f":"StorageAllocation[[#This Row],[Managed Load + NOU (MW)]]*(1+_xlfn.XLOOKUP(StorageAllocation[[#This Row],[Month]],PRM[Month],PRM[Planning Reserve Margin],0,0))","v":37589.245995660545},{"$f":"SUM(_xlfn._xlws.FILTER(Supply[Supply],(Supply[Month]=StorageAllocation[[#This Row],[Month]])*(Supply[Unit Category]<>\"Storage\")*(Supply[Hour Ending]=StorageAllocation[[#This Row],[Hour Ending]])=1,0))","v":52923.74269488873},{"$f":"StorageAllocation[[#This Row],[Supply Without Storage (MW)]]-StorageAllocation[[#This Row],[Total Load with PRM (MW)]]","v":15334.496699228184},{"$f":"MAX(-StorageAllocation[[#This Row],[Excess Capacity (MW)]],0)","v":0},{"$f":"_xlfn.IFS(\n    StorageAllocation[[#This Row],[Hour Ending]]=1,\n    4*INDEX(NQC[NQC MW],MATCH(1,(NQC[Month]=StorageAllocation[[#This Row],[Month]])*(NQC[Unit Category]=\"Storage\"),0))-StorageAllocation[[#This Row],[Storage (MW)]],\n    StorageAllocation[[#This Row],[Storage (MW)]]>0,\n    OFFSET(StorageAllocation[[#This Row],[Storage SOC Day 1 (MWh)]],-1,0)-StorageAllocation[[#This Row],[Storage (MW)]],\n    TRUE,\n    MIN(\n        OFFSET(StorageAllocation[[#This Row],[Storage SOC Day 1 (MWh)]],-1,0)+0.85*INDEX(NQC[NQC MW],MATCH(1,(NQC[Month]=StorageAllocation[[#This Row],[Month]])*(NQC[Unit Category]=\"Storage\"),0)),\n        4*INDEX(NQC[NQC MW],MATCH(1,(NQC[Month]=StorageAllocation[[#This Row],[Month]])*(NQC[Unit Category]=\"Storage\"),0))\n    )\n)","v":54363.8},{"$f":"_xlfn.IFS(\n    StorageAllocation[[#This Row],[Hour Ending]]=1,\n    OFFSET(StorageAllocation[[#This Row],[Storage SOC Day 1 (MWh)]],23,0)-StorageAllocation[[#This Row],[Storage (MW)]],\n    StorageAllocation[[#This Row],[Storage (MW)]]>0,\n    OFFSET(StorageAllocation[[#This Row],[Storage SOC Day 2 (MWh)]],-1,0)-StorageAllocation[[#This Row],[Storage (MW)]],\n    TRUE,\n    MIN(\n        OFFSET(StorageAllocation[[#This Row],[Storage SOC Day 2 (MWh)]],-1,0)+0.85*INDEX(NQC[NQC MW],MATCH(1,(NQC[Month]=StorageAllocation[[#This Row],[Month]])*(NQC[Unit Category]=\"Storage\"),0)),\n        4*INDEX(NQC[NQC MW],MATCH(1,(NQC[Month]=StorageAllocation[[#This Row],[Month]])*(NQC[Unit Category]=\"Storage\"),0))\n    )\n)","v":54363.8},{"$f":"StorageAllocation[[#This Row],[Supply Without Storage (MW)]]+StorageAllocation[[#This Row],[Storage (MW)]]","v":52923.74269488873},{"$f":"StorageAllocation[[#This Row],[Adjusted Supply (MW)]]/StorageAllocation[[#This Row],[Managed Load + NOU (MW)]]-1","v":0.73839648846697958}]
[null,null,null,null,null,null,null,null,null,null,null,null,null,11,12,{"$f":"INDEX(ManagedLoad[Total],MATCH(1,(ManagedLoad[Month]=StorageAllocation[[#This Row],[Month]])*(ManagedLoad[Hour Ending]=StorageAllocation[[#This Row],[Hour Ending]]),0))","v":29998},{"$f":"StorageAllocation[[#This Row],[Managed Load + NOU (MW)]]*(1+_xlfn.XLOOKUP(StorageAllocation[[#This Row],[Month]],PRM[Month],PRM[Planning Reserve Margin],0,0))","v":37038.569221450038},{"$f":"SUM(_xlfn._xlws.FILTER(Supply[Supply],(Supply[Month]=StorageAllocation[[#This Row],[Month]])*(Supply[Unit Category]<>\"Storage\")*(Supply[Hour Ending]=StorageAllocation[[#This Row],[Hour Ending]])=1,0))","v":52722.759726077282},{"$f":"StorageAllocation[[#This Row],[Supply Without Storage (MW)]]-StorageAllocation[[#This Row],[Total Load with PRM (MW)]]","v":15684.190504627244},{"$f":"MAX(-StorageAllocation[[#This Row],[Excess Capacity (MW)]],0)","v":0},{"$f":"_xlfn.IFS(\n    StorageAllocation[[#This Row],[Hour Ending]]=1,\n    4*INDEX(NQC[NQC MW],MATCH(1,(NQC[Month]=StorageAllocation[[#This Row],[Month]])*(NQC[Unit Category]=\"Storage\"),0))-StorageAllocation[[#This Row],[Storage (MW)]],\n    StorageAllocation[[#This Row],[Storage (MW)]]>0,\n    OFFSET(StorageAllocation[[#This Row],[Storage SOC Day 1 (MWh)]],-1,0)-StorageAllocation[[#This Row],[Storage (MW)]],\n    TRUE,\n    MIN(\n        OFFSET(StorageAllocation[[#This Row],[Storage SOC Day 1 (MWh)]],-1,0)+0.85*INDEX(NQC[NQC MW],MATCH(1,(NQC[Month]=StorageAllocation[[#This Row],[Month]])*(NQC[Unit Category]=\"Storage\"),0)),\n        4*INDEX(NQC[NQC MW],MATCH(1,(NQC[Month]=StorageAllocation[[#This Row],[Month]])*(NQC[Unit Category]=\"Storage\"),0))\n    )\n)","v":54363.8},{"$f":"_xlfn.IFS(\n    StorageAllocation[[#This Row],[Hour Ending]]=1,\n    OFFSET(StorageAllocation[[#This Row],[Storage SOC Day 1 (MWh)]],23,0)-StorageAllocation[[#This Row],[Storage (MW)]],\n    StorageAllocation[[#This Row],[Storage (MW)]]>0,\n    OFFSET(StorageAllocation[[#This Row],[Storage SOC Day 2 (MWh)]],-1,0)-StorageAllocation[[#This Row],[Storage (MW)]],\n    TRUE,\n    MIN(\n        OFFSET(StorageAllocation[[#This Row],[Storage SOC Day 2 (MWh)]],-1,0)+0.85*INDEX(NQC[NQC MW],MATCH(1,(NQC[Month]=StorageAllocation[[#This Row],[Month]])*(NQC[Unit Category]=\"Storage\"),0)),\n        4*INDEX(NQC[NQC MW],MATCH(1,(NQC[Month]=StorageAllocation[[#This Row],[Month]])*(NQC[Unit Category]=\"Storage\"),0))\n    )\n)","v":54363.8},{"$f":"StorageAllocation[[#This Row],[Supply Without Storage (MW)]]+StorageAllocation[[#This Row],[Storage (MW)]]","v":52722.759726077282},{"$f":"StorageAllocation[[#This Row],[Adjusted Supply (MW)]]/StorageAllocation[[#This Row],[Managed Load + NOU (MW)]]-1","v":0.75754249370215621}]
[null,null,null,null,null,null,null,null,null,null,null,null,null,11,13,{"$f":"INDEX(ManagedLoad[Total],MATCH(1,(ManagedLoad[Month]=StorageAllocation[[#This Row],[Month]])*(ManagedLoad[Hour Ending]=StorageAllocation[[#This Row],[Hour Ending]]),0))","v":30599},{"$f":"StorageAllocation[[#This Row],[Managed Load + NOU (MW)]]*(1+_xlfn.XLOOKUP(StorageAllocation[[#This Row],[Month]],PRM[Month],PRM[Planning Reserve Margin],0,0))","v":37780.624695218008},{"$f":"SUM(_xlfn._xlws.FILTER(Supply[Supply],(Supply[Month]=StorageAllocation[[#This Row],[Month]])*(Supply[Unit Category]<>\"Storage\")*(Supply[Hour Ending]=StorageAllocation[[#This Row],[Hour Ending]])=1,0))","v":52773.562399485068},{"$f":"StorageAllocation[[#This Row],[Supply Without Storage (MW)]]-StorageAllocation[[#This Row],[Total Load with PRM (MW)]]","v":14992.93770426706},{"$f":"MAX(-StorageAllocation[[#This Row],[Excess Capacity (MW)]],0)","v":0},{"$f":"_xlfn.IFS(\n    StorageAllocation[[#This Row],[Hour Ending]]=1,\n    4*INDEX(NQC[NQC MW],MATCH(1,(NQC[Month]=StorageAllocation[[#This Row],[Month]])*(NQC[Unit Category]=\"Storage\"),0))-StorageAllocation[[#This Row],[Storage (MW)]],\n    StorageAllocation[[#This Row],[Storage (MW)]]>0,\n    OFFSET(StorageAllocation[[#This Row],[Storage SOC Day 1 (MWh)]],-1,0)-StorageAllocation[[#This Row],[Storage (MW)]],\n    TRUE,\n    MIN(\n        OFFSET(StorageAllocation[[#This Row],[Storage SOC Day 1 (MWh)]],-1,0)+0.85*INDEX(NQC[NQC MW],MATCH(1,(NQC[Month]=StorageAllocation[[#This Row],[Month]])*(NQC[Unit Category]=\"Storage\"),0)),\n        4*INDEX(NQC[NQC MW],MATCH(1,(NQC[Month]=StorageAllocation[[#This Row],[Month]])*(NQC[Unit Category]=\"Storage\"),0))\n    )\n)","v":54363.8},{"$f":"_xlfn.IFS(\n    StorageAllocation[[#This Row],[Hour Ending]]=1,\n    OFFSET(StorageAllocation[[#This Row],[Storage SOC Day 1 (MWh)]],23,0)-StorageAllocation[[#This Row],[Storage (MW)]],\n    StorageAllocation[[#This Row],[Storage (MW)]]>0,\n    OFFSET(StorageAllocation[[#This Row],[Storage SOC Day 2 (MWh)]],-1,0)-StorageAllocation[[#This Row],[Storage (MW)]],\n    TRUE,\n    MIN(\n        OFFSET(StorageAllocation[[#This Row],[Storage SOC Day 2 (MWh)]],-1,0)+0.85*INDEX(NQC[NQC MW],MATCH(1,(NQC[Month]=StorageAllocation[[#This Row],[Month]])*(NQC[Unit Category]=\"Storage\"),0)),\n        4*INDEX(NQC[NQC MW],MATCH(1,(NQC[Month]=StorageAllocation[[#This Row],[Month]])*(NQC[Unit Category]=\"Storage\"),0))\n    )\n)","v":54363.8},{"$f":"StorageAllocation[[#This Row],[Supply Without Storage (MW)]]+StorageAllocation[[#This Row],[Storage (MW)]]","v":52773.562399485068},{"$f":"StorageAllocation[[#This Row],[Adjusted Supply (MW)]]/StorageAllocation[[#This Row],[Managed Load + NOU (MW)]]-1","v":0.72468258438135447}]
[null,null,null,null,null,null,null,null,null,null,null,null,null,11,14,{"$f":"INDEX(ManagedLoad[Total],MATCH(1,(ManagedLoad[Month]=StorageAllocation[[#This Row],[Month]])*(ManagedLoad[Hour Ending]=StorageAllocation[[#This Row],[Hour Ending]]),0))","v":32083},{"$f":"StorageAllocation[[#This Row],[Managed Load + NOU (MW)]]*(1+_xlfn.XLOOKUP(StorageAllocation[[#This Row],[Month]],PRM[Month],PRM[Planning Reserve Margin],0,0))","v":39612.921405819776},{"$f":"SUM(_xlfn._xlws.FILTER(Supply[Supply],(Supply[Month]=StorageAllocation[[#This Row],[Month]])*(Supply[Unit Category]<>\"Storage\")*(Supply[Hour Ending]=StorageAllocation[[#This Row],[Hour Ending]])=1,0))","v":52649.676520691813},{"$f":"StorageAllocation[[#This Row],[Supply Without Storage (MW)]]-StorageAllocation[[#This Row],[Total Load with PRM (MW)]]","v":13036.755114872038},{"$f":"MAX(-StorageAllocation[[#This Row],[Excess Capacity (MW)]],0)","v":0},{"$f":"_xlfn.IFS(\n    StorageAllocation[[#This Row],[Hour Ending]]=1,\n    4*INDEX(NQC[NQC MW],MATCH(1,(NQC[Month]=StorageAllocation[[#This Row],[Month]])*(NQC[Unit Category]=\"Storage\"),0))-StorageAllocation[[#This Row],[Storage (MW)]],\n    StorageAllocation[[#This Row],[Storage (MW)]]>0,\n    OFFSET(StorageAllocation[[#This Row],[Storage SOC Day 1 (MWh)]],-1,0)-StorageAllocation[[#This Row],[Storage (MW)]],\n    TRUE,\n    MIN(\n        OFFSET(StorageAllocation[[#This Row],[Storage SOC Day 1 (MWh)]],-1,0)+0.85*INDEX(NQC[NQC MW],MATCH(1,(NQC[Month]=StorageAllocation[[#This Row],[Month]])*(NQC[Unit Category]=\"Storage\"),0)),\n        4*INDEX(NQC[NQC MW],MATCH(1,(NQC[Month]=StorageAllocation[[#This Row],[Month]])*(NQC[Unit Category]=\"Storage\"),0))\n    )\n)","v":54363.8},{"$f":"_xlfn.IFS(\n    StorageAllocation[[#This Row],[Hour Ending]]=1,\n    OFFSET(StorageAllocation[[#This Row],[Storage SOC Day 1 (MWh)]],23,0)-StorageAllocation[[#This Row],[Storage (MW)]],\n    StorageAllocation[[#This Row],[Storage (MW)]]>0,\n    OFFSET(StorageAllocation[[#This Row],[Storage SOC Day 2 (MWh)]],-1,0)-StorageAllocation[[#This Row],[Storage (MW)]],\n    TRUE,\n    MIN(\n        OFFSET(StorageAllocation[[#This Row],[Storage SOC Day 2 (MWh)]],-1,0)+0.85*INDEX(NQC[NQC MW],MATCH(1,(NQC[Month]=StorageAllocation[[#This Row],[Month]])*(NQC[Unit Category]=\"Storage\"),0)),\n        4*INDEX(NQC[NQC MW],MATCH(1,(NQC[Month]=StorageAllocation[[#This Row],[Month]])*(NQC[Unit Category]=\"Storage\"),0))\n    )\n)","v":54363.8},{"$f":"StorageAllocation[[#This Row],[Supply Without Storage (MW)]]+StorageAllocation[[#This Row],[Storage (MW)]]","v":52649.676520691813},{"$f":"StorageAllocation[[#This Row],[Adjusted Supply (MW)]]/StorageAllocation[[#This Row],[Managed Load + NOU (MW)]]-1","v":0.64104592839484509}]
[null,null,null,null,null,null,null,null,null,null,null,null,null,11,15,{"$f":"INDEX(ManagedLoad[Total],MATCH(1,(ManagedLoad[Month]=StorageAllocation[[#This Row],[Month]])*(ManagedLoad[Hour Ending]=StorageAllocation[[#This Row],[Hour Ending]]),0))","v":34211},{"$f":"StorageAllocation[[#This Row],[Managed Load + NOU (MW)]]*(1+_xlfn.XLOOKUP(StorageAllocation[[#This Row],[Month]],PRM[Month],PRM[Planning Reserve Margin],0,0))","v":42240.365745550618},{"$f":"SUM(_xlfn._xlws.FILTER(Supply[Supply],(Supply[Month]=StorageAllocation[[#This Row],[Month]])*(Supply[Unit Category]<>\"Storage\")*(Supply[Hour Ending]=StorageAllocation[[#This Row],[Hour Ending]])=1,0))","v":51521.532292465352},{"$f":"StorageAllocation[[#This Row],[Supply Without Storage (MW)]]-StorageAllocation[[#This Row],[Total Load with PRM (MW)]]","v":9281.1665469147338},{"$f":"MAX(-StorageAllocation[[#This Row],[Excess Capacity (MW)]],0)","v":0},{"$f":"_xlfn.IFS(\n    StorageAllocation[[#This Row],[Hour Ending]]=1,\n    4*INDEX(NQC[NQC MW],MATCH(1,(NQC[Month]=StorageAllocation[[#This Row],[Month]])*(NQC[Unit Category]=\"Storage\"),0))-StorageAllocation[[#This Row],[Storage (MW)]],\n    StorageAllocation[[#This Row],[Storage (MW)]]>0,\n    OFFSET(StorageAllocation[[#This Row],[Storage SOC Day 1 (MWh)]],-1,0)-StorageAllocation[[#This Row],[Storage (MW)]],\n    TRUE,\n    MIN(\n        OFFSET(StorageAllocation[[#This Row],[Storage SOC Day 1 (MWh)]],-1,0)+0.85*INDEX(NQC[NQC MW],MATCH(1,(NQC[Month]=StorageAllocation[[#This Row],[Month]])*(NQC[Unit Category]=\"Storage\"),0)),\n        4*INDEX(NQC[NQC MW],MATCH(1,(NQC[Month]=StorageAllocation[[#This Row],[Month]])*(NQC[Unit Category]=\"Storage\"),0))\n    )\n)","v":54363.8},{"$f":"_xlfn.IFS(\n    StorageAllocation[[#This Row],[Hour Ending]]=1,\n    OFFSET(StorageAllocation[[#This Row],[Storage SOC Day 1 (MWh)]],23,0)-StorageAllocation[[#This Row],[Storage (MW)]],\n    StorageAllocation[[#This Row],[Storage (MW)]]>0,\n    OFFSET(StorageAllocation[[#This Row],[Storage SOC Day 2 (MWh)]],-1,0)-StorageAllocation[[#This Row],[Storage (MW)]],\n    TRUE,\n    MIN(\n        OFFSET(StorageAllocation[[#This Row],[Storage SOC Day 2 (MWh)]],-1,0)+0.85*INDEX(NQC[NQC MW],MATCH(1,(NQC[Month]=StorageAllocation[[#This Row],[Month]])*(NQC[Unit Category]=\"Storage\"),0)),\n        4*INDEX(NQC[NQC MW],MATCH(1,(NQC[Month]=StorageAllocation[[#This Row],[Month]])*(NQC[Unit Category]=\"Storage\"),0))\n    )\n)","v":54363.8},{"$f":"StorageAllocation[[#This Row],[Supply Without Storage (MW)]]+StorageAllocation[[#This Row],[Storage (MW)]]","v":51521.532292465352},{"$f":"StorageAllocation[[#This Row],[Adjusted Supply (MW)]]/StorageAllocation[[#This Row],[Managed Load + NOU (MW)]]-1","v":0.50599316864357524}]
[null,null,null,null,null,null,null,null,null,null,null,null,null,11,16,{"$f":"INDEX(ManagedLoad[Total],MATCH(1,(ManagedLoad[Month]=StorageAllocation[[#This Row],[Month]])*(ManagedLoad[Hour Ending]=StorageAllocation[[#This Row],[Hour Ending]]),0))","v":36754},{"$f":"StorageAllocation[[#This Row],[Managed Load + NOU (MW)]]*(1+_xlfn.XLOOKUP(StorageAllocation[[#This Row],[Month]],PRM[Month],PRM[Planning Reserve Margin],0,0))","v":45380.211119580468},{"$f":"SUM(_xlfn._xlws.FILTER(Supply[Supply],(Supply[Month]=StorageAllocation[[#This Row],[Month]])*(Supply[Unit Category]<>\"Storage\")*(Supply[Hour Ending]=StorageAllocation[[#This Row],[Hour Ending]])=1,0))","v":45911.768277664087},{"$f":"StorageAllocation[[#This Row],[Supply Without Storage (MW)]]-StorageAllocation[[#This Row],[Total Load with PRM (MW)]]","v":531.55715808361856},{"$f":"MAX(-StorageAllocation[[#This Row],[Excess Capacity (MW)]],0)","v":0},{"$f":"_xlfn.IFS(\n    StorageAllocation[[#This Row],[Hour Ending]]=1,\n    4*INDEX(NQC[NQC MW],MATCH(1,(NQC[Month]=StorageAllocation[[#This Row],[Month]])*(NQC[Unit Category]=\"Storage\"),0))-StorageAllocation[[#This Row],[Storage (MW)]],\n    StorageAllocation[[#This Row],[Storage (MW)]]>0,\n    OFFSET(StorageAllocation[[#This Row],[Storage SOC Day 1 (MWh)]],-1,0)-StorageAllocation[[#This Row],[Storage (MW)]],\n    TRUE,\n    MIN(\n        OFFSET(StorageAllocation[[#This Row],[Storage SOC Day 1 (MWh)]],-1,0)+0.85*INDEX(NQC[NQC MW],MATCH(1,(NQC[Month]=StorageAllocation[[#This Row],[Month]])*(NQC[Unit Category]=\"Storage\"),0)),\n        4*INDEX(NQC[NQC MW],MATCH(1,(NQC[Month]=StorageAllocation[[#This Row],[Month]])*(NQC[Unit Category]=\"Storage\"),0))\n    )\n)","v":54363.8},{"$f":"_xlfn.IFS(\n    StorageAllocation[[#This Row],[Hour Ending]]=1,\n    OFFSET(StorageAllocation[[#This Row],[Storage SOC Day 1 (MWh)]],23,0)-StorageAllocation[[#This Row],[Storage (MW)]],\n    StorageAllocation[[#This Row],[Storage (MW)]]>0,\n    OFFSET(StorageAllocation[[#This Row],[Storage SOC Day 2 (MWh)]],-1,0)-StorageAllocation[[#This Row],[Storage (MW)]],\n    TRUE,\n    MIN(\n        OFFSET(StorageAllocation[[#This Row],[Storage SOC Day 2 (MWh)]],-1,0)+0.85*INDEX(NQC[NQC MW],MATCH(1,(NQC[Month]=StorageAllocation[[#This Row],[Month]])*(NQC[Unit Category]=\"Storage\"),0)),\n        4*INDEX(NQC[NQC MW],MATCH(1,(NQC[Month]=StorageAllocation[[#This Row],[Month]])*(NQC[Unit Category]=\"Storage\"),0))\n    )\n)","v":54363.8},{"$f":"StorageAllocation[[#This Row],[Supply Without Storage (MW)]]+StorageAllocation[[#This Row],[Storage (MW)]]","v":45911.768277664087},{"$f":"StorageAllocation[[#This Row],[Adjusted Supply (MW)]]/StorageAllocation[[#This Row],[Managed Load + NOU (MW)]]-1","v":0.24916385366665095}]
[null,null,null,null,null,null,null,null,null,null,null,null,null,11,17,{"$f":"INDEX(ManagedLoad[Total],MATCH(1,(ManagedLoad[Month]=StorageAllocation[[#This Row],[Month]])*(ManagedLoad[Hour Ending]=StorageAllocation[[#This Row],[Hour Ending]]),0))","v":38537},{"$f":"StorageAllocation[[#This Row],[Managed Load + NOU (MW)]]*(1+_xlfn.XLOOKUP(StorageAllocation[[#This Row],[Month]],PRM[Month],PRM[Planning Reserve Margin],0,0))","v":47581.683515135017},{"$f":"SUM(_xlfn._xlws.FILTER(Supply[Supply],(Supply[Month]=StorageAllocation[[#This Row],[Month]])*(Supply[Unit Category]<>\"Storage\")*(Supply[Hour Ending]=StorageAllocation[[#This Row],[Hour Ending]])=1,0))","v":40967.078350382268},{"$f":"StorageAllocation[[#This Row],[Supply Without Storage (MW)]]-StorageAllocation[[#This Row],[Total Load with PRM (MW)]]","v":-6614.6051647527493},{"$f":"MAX(-StorageAllocation[[#This Row],[Excess Capacity (MW)]],0)","v":6614.6051647527493},{"$f":"_xlfn.IFS(\n    StorageAllocation[[#This Row],[Hour Ending]]=1,\n    4*INDEX(NQC[NQC MW],MATCH(1,(NQC[Month]=StorageAllocation[[#This Row],[Month]])*(NQC[Unit Category]=\"Storage\"),0))-StorageAllocation[[#This Row],[Storage (MW)]],\n    StorageAllocation[[#This Row],[Storage (MW)]]>0,\n    OFFSET(StorageAllocation[[#This Row],[Storage SOC Day 1 (MWh)]],-1,0)-StorageAllocation[[#This Row],[Storage (MW)]],\n    TRUE,\n    MIN(\n        OFFSET(StorageAllocation[[#This Row],[Storage SOC Day 1 (MWh)]],-1,0)+0.85*INDEX(NQC[NQC MW],MATCH(1,(NQC[Month]=StorageAllocation[[#This Row],[Month]])*(NQC[Unit Category]=\"Storage\"),0)),\n        4*INDEX(NQC[NQC MW],MATCH(1,(NQC[Month]=StorageAllocation[[#This Row],[Month]])*(NQC[Unit Category]=\"Storage\"),0))\n    )\n)","v":47749.194835247254},{"$f":"_xlfn.IFS(\n    StorageAllocation[[#This Row],[Hour Ending]]=1,\n    OFFSET(StorageAllocation[[#This Row],[Storage SOC Day 1 (MWh)]],23,0)-StorageAllocation[[#This Row],[Storage (MW)]],\n    StorageAllocation[[#This Row],[Storage (MW)]]>0,\n    OFFSET(StorageAllocation[[#This Row],[Storage SOC Day 2 (MWh)]],-1,0)-StorageAllocation[[#This Row],[Storage (MW)]],\n    TRUE,\n    MIN(\n        OFFSET(StorageAllocation[[#This Row],[Storage SOC Day 2 (MWh)]],-1,0)+0.85*INDEX(NQC[NQC MW],MATCH(1,(NQC[Month]=StorageAllocation[[#This Row],[Month]])*(NQC[Unit Category]=\"Storage\"),0)),\n        4*INDEX(NQC[NQC MW],MATCH(1,(NQC[Month]=StorageAllocation[[#This Row],[Month]])*(NQC[Unit Category]=\"Storage\"),0))\n    )\n)","v":47749.194835247254},{"$f":"StorageAllocation[[#This Row],[Supply Without Storage (MW)]]+StorageAllocation[[#This Row],[Storage (MW)]]","v":47581.683515135017},{"$f":"StorageAllocation[[#This Row],[Adjusted Supply (MW)]]/StorageAllocation[[#This Row],[Managed Load + NOU (MW)]]-1","v":0.23470128746749919}]
[null,null,null,null,null,null,null,null,null,null,null,null,null,11,18,{"$f":"INDEX(ManagedLoad[Total],MATCH(1,(ManagedLoad[Month]=StorageAllocation[[#This Row],[Month]])*(ManagedLoad[Hour Ending]=StorageAllocation[[#This Row],[Hour Ending]]),0))","v":39595},{"$f":"StorageAllocation[[#This Row],[Managed Load + NOU (MW)]]*(1+_xlfn.XLOOKUP(StorageAllocation[[#This Row],[Month]],PRM[Month],PRM[Planning Reserve Margin],0,0))","v":48887.997477275632},{"$f":"SUM(_xlfn._xlws.FILTER(Supply[Supply],(Supply[Month]=StorageAllocation[[#This Row],[Month]])*(Supply[Unit Category]<>\"Storage\")*(Supply[Hour Ending]=StorageAllocation[[#This Row],[Hour Ending]])=1,0))","v":40149.743692863092},{"$f":"StorageAllocation[[#This Row],[Supply Without Storage (MW)]]-StorageAllocation[[#This Row],[Total Load with PRM (MW)]]","v":-8738.25378441254},{"$f":"MAX(-StorageAllocation[[#This Row],[Excess Capacity (MW)]],0)","v":8738.25378441254},{"$f":"_xlfn.IFS(\n    StorageAllocation[[#This Row],[Hour Ending]]=1,\n    4*INDEX(NQC[NQC MW],MATCH(1,(NQC[Month]=StorageAllocation[[#This Row],[Month]])*(NQC[Unit Category]=\"Storage\"),0))-StorageAllocation[[#This Row],[Storage (MW)]],\n    StorageAllocation[[#This Row],[Storage (MW)]]>0,\n    OFFSET(StorageAllocation[[#This Row],[Storage SOC Day 1 (MWh)]],-1,0)-StorageAllocation[[#This Row],[Storage (MW)]],\n    TRUE,\n    MIN(\n        OFFSET(StorageAllocation[[#This Row],[Storage SOC Day 1 (MWh)]],-1,0)+0.85*INDEX(NQC[NQC MW],MATCH(1,(NQC[Month]=StorageAllocation[[#This Row],[Month]])*(NQC[Unit Category]=\"Storage\"),0)),\n        4*INDEX(NQC[NQC MW],MATCH(1,(NQC[Month]=StorageAllocation[[#This Row],[Month]])*(NQC[Unit Category]=\"Storage\"),0))\n    )\n)","v":39010.941050834714},{"$f":"_xlfn.IFS(\n    StorageAllocation[[#This Row],[Hour Ending]]=1,\n    OFFSET(StorageAllocation[[#This Row],[Storage SOC Day 1 (MWh)]],23,0)-StorageAllocation[[#This Row],[Storage (MW)]],\n    StorageAllocation[[#This Row],[Storage (MW)]]>0,\n    OFFSET(StorageAllocation[[#This Row],[Storage SOC Day 2 (MWh)]],-1,0)-StorageAllocation[[#This Row],[Storage (MW)]],\n    TRUE,\n    MIN(\n        OFFSET(StorageAllocation[[#This Row],[Storage SOC Day 2 (MWh)]],-1,0)+0.85*INDEX(NQC[NQC MW],MATCH(1,(NQC[Month]=StorageAllocation[[#This Row],[Month]])*(NQC[Unit Category]=\"Storage\"),0)),\n        4*INDEX(NQC[NQC MW],MATCH(1,(NQC[Month]=StorageAllocation[[#This Row],[Month]])*(NQC[Unit Category]=\"Storage\"),0))\n    )\n)","v":39010.941050834714},{"$f":"StorageAllocation[[#This Row],[Supply Without Storage (MW)]]+StorageAllocation[[#This Row],[Storage (MW)]]","v":48887.997477275632},{"$f":"StorageAllocation[[#This Row],[Adjusted Supply (MW)]]/StorageAllocation[[#This Row],[Managed Load + NOU (MW)]]-1","v":0.23470128746749919}]
[null,null,null,null,null,null,null,null,null,null,null,null,null,11,19,{"$f":"INDEX(ManagedLoad[Total],MATCH(1,(ManagedLoad[Month]=StorageAllocation[[#This Row],[Month]])*(ManagedLoad[Hour Ending]=StorageAllocation[[#This Row],[Hour Ending]]),0))","v":38822},{"$f":"StorageAllocation[[#This Row],[Managed Load + NOU (MW)]]*(1+_xlfn.XLOOKUP(StorageAllocation[[#This Row],[Month]],PRM[Month],PRM[Planning Reserve Margin],0,0))","v":47933.573382063252},{"$f":"SUM(_xlfn._xlws.FILTER(Supply[Supply],(Supply[Month]=StorageAllocation[[#This Row],[Month]])*(Supply[Unit Category]<>\"Storage\")*(Supply[Hour Ending]=StorageAllocation[[#This Row],[Hour Ending]])=1,0))","v":40124.904760412006},{"$f":"StorageAllocation[[#This Row],[Supply Without Storage (MW)]]-StorageAllocation[[#This Row],[Total Load with PRM (MW)]]","v":-7808.6686216512462},{"$f":"MAX(-StorageAllocation[[#This Row],[Excess Capacity (MW)]],0)","v":7808.6686216512462},{"$f":"_xlfn.IFS(\n    StorageAllocation[[#This Row],[Hour Ending]]=1,\n    4*INDEX(NQC[NQC MW],MATCH(1,(NQC[Month]=StorageAllocation[[#This Row],[Month]])*(NQC[Unit Category]=\"Storage\"),0))-StorageAllocation[[#This Row],[Storage (MW)]],\n    StorageAllocation[[#This Row],[Storage (MW)]]>0,\n    OFFSET(StorageAllocation[[#This Row],[Storage SOC Day 1 (MWh)]],-1,0)-StorageAllocation[[#This Row],[Storage (MW)]],\n    TRUE,\n    MIN(\n        OFFSET(StorageAllocation[[#This Row],[Storage SOC Day 1 (MWh)]],-1,0)+0.85*INDEX(NQC[NQC MW],MATCH(1,(NQC[Month]=StorageAllocation[[#This Row],[Month]])*(NQC[Unit Category]=\"Storage\"),0)),\n        4*INDEX(NQC[NQC MW],MATCH(1,(NQC[Month]=StorageAllocation[[#This Row],[Month]])*(NQC[Unit Category]=\"Storage\"),0))\n    )\n)","v":31202.272429183467},{"$f":"_xlfn.IFS(\n    StorageAllocation[[#This Row],[Hour Ending]]=1,\n    OFFSET(StorageAllocation[[#This Row],[Storage SOC Day 1 (MWh)]],23,0)-StorageAllocation[[#This Row],[Storage (MW)]],\n    StorageAllocation[[#This Row],[Storage (MW)]]>0,\n    OFFSET(StorageAllocation[[#This Row],[Storage SOC Day 2 (MWh)]],-1,0)-StorageAllocation[[#This Row],[Storage (MW)]],\n    TRUE,\n    MIN(\n        OFFSET(StorageAllocation[[#This Row],[Storage SOC Day 2 (MWh)]],-1,0)+0.85*INDEX(NQC[NQC MW],MATCH(1,(NQC[Month]=StorageAllocation[[#This Row],[Month]])*(NQC[Unit Category]=\"Storage\"),0)),\n        4*INDEX(NQC[NQC MW],MATCH(1,(NQC[Month]=StorageAllocation[[#This Row],[Month]])*(NQC[Unit Category]=\"Storage\"),0))\n    )\n)","v":31202.272429183467},{"$f":"StorageAllocation[[#This Row],[Supply Without Storage (MW)]]+StorageAllocation[[#This Row],[Storage (MW)]]","v":47933.573382063252},{"$f":"StorageAllocation[[#This Row],[Adjusted Supply (MW)]]/StorageAllocation[[#This Row],[Managed Load + NOU (MW)]]-1","v":0.23470128746749919}]
[null,null,null,null,null,null,null,null,null,null,null,null,null,11,20,{"$f":"INDEX(ManagedLoad[Total],MATCH(1,(ManagedLoad[Month]=StorageAllocation[[#This Row],[Month]])*(ManagedLoad[Hour Ending]=StorageAllocation[[#This Row],[Hour Ending]]),0))","v":38082},{"$f":"StorageAllocation[[#This Row],[Managed Load + NOU (MW)]]*(1+_xlfn.XLOOKUP(StorageAllocation[[#This Row],[Month]],PRM[Month],PRM[Planning Reserve Margin],0,0))","v":47019.894429337306},{"$f":"SUM(_xlfn._xlws.FILTER(Supply[Supply],(Supply[Month]=StorageAllocation[[#This Row],[Month]])*(Supply[Unit Category]<>\"Storage\")*(Supply[Hour Ending]=StorageAllocation[[#This Row],[Hour Ending]])=1,0))","v":40011.536787108176},{"$f":"StorageAllocation[[#This Row],[Supply Without Storage (MW)]]-StorageAllocation[[#This Row],[Total Load with PRM (MW)]]","v":-7008.3576422291299},{"$f":"MAX(-StorageAllocation[[#This Row],[Excess Capacity (MW)]],0)","v":7008.3576422291299},{"$f":"_xlfn.IFS(\n    StorageAllocation[[#This Row],[Hour Ending]]=1,\n    4*INDEX(NQC[NQC MW],MATCH(1,(NQC[Month]=StorageAllocation[[#This Row],[Month]])*(NQC[Unit Category]=\"Storage\"),0))-StorageAllocation[[#This Row],[Storage (MW)]],\n    StorageAllocation[[#This Row],[Storage (MW)]]>0,\n    OFFSET(StorageAllocation[[#This Row],[Storage SOC Day 1 (MWh)]],-1,0)-StorageAllocation[[#This Row],[Storage (MW)]],\n    TRUE,\n    MIN(\n        OFFSET(StorageAllocation[[#This Row],[Storage SOC Day 1 (MWh)]],-1,0)+0.85*INDEX(NQC[NQC MW],MATCH(1,(NQC[Month]=StorageAllocation[[#This Row],[Month]])*(NQC[Unit Category]=\"Storage\"),0)),\n        4*INDEX(NQC[NQC MW],MATCH(1,(NQC[Month]=StorageAllocation[[#This Row],[Month]])*(NQC[Unit Category]=\"Storage\"),0))\n    )\n)","v":24193.914786954338},{"$f":"_xlfn.IFS(\n    StorageAllocation[[#This Row],[Hour Ending]]=1,\n    OFFSET(StorageAllocation[[#This Row],[Storage SOC Day 1 (MWh)]],23,0)-StorageAllocation[[#This Row],[Storage (MW)]],\n    StorageAllocation[[#This Row],[Storage (MW)]]>0,\n    OFFSET(StorageAllocation[[#This Row],[Storage SOC Day 2 (MWh)]],-1,0)-StorageAllocation[[#This Row],[Storage (MW)]],\n    TRUE,\n    MIN(\n        OFFSET(StorageAllocation[[#This Row],[Storage SOC Day 2 (MWh)]],-1,0)+0.85*INDEX(NQC[NQC MW],MATCH(1,(NQC[Month]=StorageAllocation[[#This Row],[Month]])*(NQC[Unit Category]=\"Storage\"),0)),\n        4*INDEX(NQC[NQC MW],MATCH(1,(NQC[Month]=StorageAllocation[[#This Row],[Month]])*(NQC[Unit Category]=\"Storage\"),0))\n    )\n)","v":24193.914786954338},{"$f":"StorageAllocation[[#This Row],[Supply Without Storage (MW)]]+StorageAllocation[[#This Row],[Storage (MW)]]","v":47019.894429337306},{"$f":"StorageAllocation[[#This Row],[Adjusted Supply (MW)]]/StorageAllocation[[#This Row],[Managed Load + NOU (MW)]]-1","v":0.23470128746749919}]
[null,null,null,null,null,null,null,null,null,null,null,null,null,11,21,{"$f":"INDEX(ManagedLoad[Total],MATCH(1,(ManagedLoad[Month]=StorageAllocation[[#This Row],[Month]])*(ManagedLoad[Hour Ending]=StorageAllocation[[#This Row],[Hour Ending]]),0))","v":36798},{"$f":"StorageAllocation[[#This Row],[Managed Load + NOU (MW)]]*(1+_xlfn.XLOOKUP(StorageAllocation[[#This Row],[Month]],PRM[Month],PRM[Planning Reserve Margin],0,0))","v":45434.537976229032},{"$f":"SUM(_xlfn._xlws.FILTER(Supply[Supply],(Supply[Month]=StorageAllocation[[#This Row],[Month]])*(Supply[Unit Category]<>\"Storage\")*(Supply[Hour Ending]=StorageAllocation[[#This Row],[Hour Ending]])=1,0))","v":39873.738495355072},{"$f":"StorageAllocation[[#This Row],[Supply Without Storage (MW)]]-StorageAllocation[[#This Row],[Total Load with PRM (MW)]]","v":-5560.7994808739604},{"$f":"MAX(-StorageAllocation[[#This Row],[Excess Capacity (MW)]],0)","v":5560.7994808739604},{"$f":"_xlfn.IFS(\n    StorageAllocation[[#This Row],[Hour Ending]]=1,\n    4*INDEX(NQC[NQC MW],MATCH(1,(NQC[Month]=StorageAllocation[[#This Row],[Month]])*(NQC[Unit Category]=\"Storage\"),0))-StorageAllocation[[#This Row],[Storage (MW)]],\n    StorageAllocation[[#This Row],[Storage (MW)]]>0,\n    OFFSET(StorageAllocation[[#This Row],[Storage SOC Day 1 (MWh)]],-1,0)-StorageAllocation[[#This Row],[Storage (MW)]],\n    TRUE,\n    MIN(\n        OFFSET(StorageAllocation[[#This Row],[Storage SOC Day 1 (MWh)]],-1,0)+0.85*INDEX(NQC[NQC MW],MATCH(1,(NQC[Month]=StorageAllocation[[#This Row],[Month]])*(NQC[Unit Category]=\"Storage\"),0)),\n        4*INDEX(NQC[NQC MW],MATCH(1,(NQC[Month]=StorageAllocation[[#This Row],[Month]])*(NQC[Unit Category]=\"Storage\"),0))\n    )\n)","v":18633.115306080377},{"$f":"_xlfn.IFS(\n    StorageAllocation[[#This Row],[Hour Ending]]=1,\n    OFFSET(StorageAllocation[[#This Row],[Storage SOC Day 1 (MWh)]],23,0)-StorageAllocation[[#This Row],[Storage (MW)]],\n    StorageAllocation[[#This Row],[Storage (MW)]]>0,\n    OFFSET(StorageAllocation[[#This Row],[Storage SOC Day 2 (MWh)]],-1,0)-StorageAllocation[[#This Row],[Storage (MW)]],\n    TRUE,\n    MIN(\n        OFFSET(StorageAllocation[[#This Row],[Storage SOC Day 2 (MWh)]],-1,0)+0.85*INDEX(NQC[NQC MW],MATCH(1,(NQC[Month]=StorageAllocation[[#This Row],[Month]])*(NQC[Unit Category]=\"Storage\"),0)),\n        4*INDEX(NQC[NQC MW],MATCH(1,(NQC[Month]=StorageAllocation[[#This Row],[Month]])*(NQC[Unit Category]=\"Storage\"),0))\n    )\n)","v":18633.115306080377},{"$f":"StorageAllocation[[#This Row],[Supply Without Storage (MW)]]+StorageAllocation[[#This Row],[Storage (MW)]]","v":45434.537976229032},{"$f":"StorageAllocation[[#This Row],[Adjusted Supply (MW)]]/StorageAllocation[[#This Row],[Managed Load + NOU (MW)]]-1","v":0.23470128746749919}]
[null,null,null,null,null,null,null,null,null,null,null,null,null,11,22,{"$f":"INDEX(ManagedLoad[Total],MATCH(1,(ManagedLoad[Month]=StorageAllocation[[#This Row],[Month]])*(ManagedLoad[Hour Ending]=StorageAllocation[[#This Row],[Hour Ending]]),0))","v":35988},{"$f":"StorageAllocation[[#This Row],[Managed Load + NOU (MW)]]*(1+_xlfn.XLOOKUP(StorageAllocation[[#This Row],[Month]],PRM[Month],PRM[Planning Reserve Margin],0,0))","v":44434.429933380357},{"$f":"SUM(_xlfn._xlws.FILTER(Supply[Supply],(Supply[Month]=StorageAllocation[[#This Row],[Month]])*(Supply[Unit Category]<>\"Storage\")*(Supply[Hour Ending]=StorageAllocation[[#This Row],[Hour Ending]])=1,0))","v":38406.304435685786},{"$f":"StorageAllocation[[#This Row],[Supply Without Storage (MW)]]-StorageAllocation[[#This Row],[Total Load with PRM (MW)]]","v":-6028.1254976945711},{"$f":"MAX(-StorageAllocation[[#This Row],[Excess Capacity (MW)]],0)","v":6028.1254976945711},{"$f":"_xlfn.IFS(\n    StorageAllocation[[#This Row],[Hour Ending]]=1,\n    4*INDEX(NQC[NQC MW],MATCH(1,(NQC[Month]=StorageAllocation[[#This Row],[Month]])*(NQC[Unit Category]=\"Storage\"),0))-StorageAllocation[[#This Row],[Storage (MW)]],\n    StorageAllocation[[#This Row],[Storage (MW)]]>0,\n    OFFSET(StorageAllocation[[#This Row],[Storage SOC Day 1 (MWh)]],-1,0)-StorageAllocation[[#This Row],[Storage (MW)]],\n    TRUE,\n    MIN(\n        OFFSET(StorageAllocation[[#This Row],[Storage SOC Day 1 (MWh)]],-1,0)+0.85*INDEX(NQC[NQC MW],MATCH(1,(NQC[Month]=StorageAllocation[[#This Row],[Month]])*(NQC[Unit Category]=\"Storage\"),0)),\n        4*INDEX(NQC[NQC MW],MATCH(1,(NQC[Month]=StorageAllocation[[#This Row],[Month]])*(NQC[Unit Category]=\"Storage\"),0))\n    )\n)","v":12604.989808385806},{"$f":"_xlfn.IFS(\n    StorageAllocation[[#This Row],[Hour Ending]]=1,\n    OFFSET(StorageAllocation[[#This Row],[Storage SOC Day 1 (MWh)]],23,0)-StorageAllocation[[#This Row],[Storage (MW)]],\n    StorageAllocation[[#This Row],[Storage (MW)]]>0,\n    OFFSET(StorageAllocation[[#This Row],[Storage SOC Day 2 (MWh)]],-1,0)-StorageAllocation[[#This Row],[Storage (MW)]],\n    TRUE,\n    MIN(\n        OFFSET(StorageAllocation[[#This Row],[Storage SOC Day 2 (MWh)]],-1,0)+0.85*INDEX(NQC[NQC MW],MATCH(1,(NQC[Month]=StorageAllocation[[#This Row],[Month]])*(NQC[Unit Category]=\"Storage\"),0)),\n        4*INDEX(NQC[NQC MW],MATCH(1,(NQC[Month]=StorageAllocation[[#This Row],[Month]])*(NQC[Unit Category]=\"Storage\"),0))\n    )\n)","v":12604.989808385806},{"$f":"StorageAllocation[[#This Row],[Supply Without Storage (MW)]]+StorageAllocation[[#This Row],[Storage (MW)]]","v":44434.429933380357},{"$f":"StorageAllocation[[#This Row],[Adjusted Supply (MW)]]/StorageAllocation[[#This Row],[Managed Load + NOU (MW)]]-1","v":0.23470128746749919}]
[null,null,null,null,null,null,null,null,null,null,null,null,null,11,23,{"$f":"INDEX(ManagedLoad[Total],MATCH(1,(ManagedLoad[Month]=StorageAllocation[[#This Row],[Month]])*(ManagedLoad[Hour Ending]=StorageAllocation[[#This Row],[Hour Ending]]),0))","v":34793},{"$f":"StorageAllocation[[#This Row],[Managed Load + NOU (MW)]]*(1+_xlfn.XLOOKUP(StorageAllocation[[#This Row],[Month]],PRM[Month],PRM[Planning Reserve Margin],0,0))","v":42958.9618948567},{"$f":"SUM(_xlfn._xlws.FILTER(Supply[Supply],(Supply[Month]=StorageAllocation[[#This Row],[Month]])*(Supply[Unit Category]<>\"Storage\")*(Supply[Hour Ending]=StorageAllocation[[#This Row],[Hour Ending]])=1,0))","v":38380.097606745374},{"$f":"StorageAllocation[[#This Row],[Supply Without Storage (MW)]]-StorageAllocation[[#This Row],[Total Load with PRM (MW)]]","v":-4578.8642881113265},{"$f":"MAX(-StorageAllocation[[#This Row],[Excess Capacity (MW)]],0)","v":4578.8642881113265},{"$f":"_xlfn.IFS(\n    StorageAllocation[[#This Row],[Hour Ending]]=1,\n    4*INDEX(NQC[NQC MW],MATCH(1,(NQC[Month]=StorageAllocation[[#This Row],[Month]])*(NQC[Unit Category]=\"Storage\"),0))-StorageAllocation[[#This Row],[Storage (MW)]],\n    StorageAllocation[[#This Row],[Storage (MW)]]>0,\n    OFFSET(StorageAllocation[[#This Row],[Storage SOC Day 1 (MWh)]],-1,0)-StorageAllocation[[#This Row],[Storage (MW)]],\n    TRUE,\n    MIN(\n        OFFSET(StorageAllocation[[#This Row],[Storage SOC Day 1 (MWh)]],-1,0)+0.85*INDEX(NQC[NQC MW],MATCH(1,(NQC[Month]=StorageAllocation[[#This Row],[Month]])*(NQC[Unit Category]=\"Storage\"),0)),\n        4*INDEX(NQC[NQC MW],MATCH(1,(NQC[Month]=StorageAllocation[[#This Row],[Month]])*(NQC[Unit Category]=\"Storage\"),0))\n    )\n)","v":8026.1255202744796},{"$f":"_xlfn.IFS(\n    StorageAllocation[[#This Row],[Hour Ending]]=1,\n    OFFSET(StorageAllocation[[#This Row],[Storage SOC Day 1 (MWh)]],23,0)-StorageAllocation[[#This Row],[Storage (MW)]],\n    StorageAllocation[[#This Row],[Storage (MW)]]>0,\n    OFFSET(StorageAllocation[[#This Row],[Storage SOC Day 2 (MWh)]],-1,0)-StorageAllocation[[#This Row],[Storage (MW)]],\n    TRUE,\n    MIN(\n        OFFSET(StorageAllocation[[#This Row],[Storage SOC Day 2 (MWh)]],-1,0)+0.85*INDEX(NQC[NQC MW],MATCH(1,(NQC[Month]=StorageAllocation[[#This Row],[Month]])*(NQC[Unit Category]=\"Storage\"),0)),\n        4*INDEX(NQC[NQC MW],MATCH(1,(NQC[Month]=StorageAllocation[[#This Row],[Month]])*(NQC[Unit Category]=\"Storage\"),0))\n    )\n)","v":8026.1255202744796},{"$f":"StorageAllocation[[#This Row],[Supply Without Storage (MW)]]+StorageAllocation[[#This Row],[Storage (MW)]]","v":42958.9618948567},{"$f":"StorageAllocation[[#This Row],[Adjusted Supply (MW)]]/StorageAllocation[[#This Row],[Managed Load + NOU (MW)]]-1","v":0.23470128746749919}]
[null,null,null,null,null,null,null,null,null,null,null,null,null,11,24,{"$f":"INDEX(ManagedLoad[Total],MATCH(1,(ManagedLoad[Month]=StorageAllocation[[#This Row],[Month]])*(ManagedLoad[Hour Ending]=StorageAllocation[[#This Row],[Hour Ending]]),0))","v":33887},{"$f":"StorageAllocation[[#This Row],[Managed Load + NOU (MW)]]*(1+_xlfn.XLOOKUP(StorageAllocation[[#This Row],[Month]],PRM[Month],PRM[Planning Reserve Margin],0,0))","v":41840.322528411147},{"$f":"SUM(_xlfn._xlws.FILTER(Supply[Supply],(Supply[Month]=StorageAllocation[[#This Row],[Month]])*(Supply[Unit Category]<>\"Storage\")*(Supply[Hour Ending]=StorageAllocation[[#This Row],[Hour Ending]])=1,0))","v":38353.517506801654},{"$f":"StorageAllocation[[#This Row],[Supply Without Storage (MW)]]-StorageAllocation[[#This Row],[Total Load with PRM (MW)]]","v":-3486.8050216094925},{"$f":"MAX(-StorageAllocation[[#This Row],[Excess Capacity (MW)]],0)","v":3486.8050216094925},{"$f":"_xlfn.IFS(\n    StorageAllocation[[#This Row],[Hour Ending]]=1,\n    4*INDEX(NQC[NQC MW],MATCH(1,(NQC[Month]=StorageAllocation[[#This Row],[Month]])*(NQC[Unit Category]=\"Storage\"),0))-StorageAllocation[[#This Row],[Storage (MW)]],\n    StorageAllocation[[#This Row],[Storage (MW)]]>0,\n    OFFSET(StorageAllocation[[#This Row],[Storage SOC Day 1 (MWh)]],-1,0)-StorageAllocation[[#This Row],[Storage (MW)]],\n    TRUE,\n    MIN(\n        OFFSET(StorageAllocation[[#This Row],[Storage SOC Day 1 (MWh)]],-1,0)+0.85*INDEX(NQC[NQC MW],MATCH(1,(NQC[Month]=StorageAllocation[[#This Row],[Month]])*(NQC[Unit Category]=\"Storage\"),0)),\n        4*INDEX(NQC[NQC MW],MATCH(1,(NQC[Month]=StorageAllocation[[#This Row],[Month]])*(NQC[Unit Category]=\"Storage\"),0))\n    )\n)","v":4539.3204986649871},{"$f":"_xlfn.IFS(\n    StorageAllocation[[#This Row],[Hour Ending]]=1,\n    OFFSET(StorageAllocation[[#This Row],[Storage SOC Day 1 (MWh)]],23,0)-StorageAllocation[[#This Row],[Storage (MW)]],\n    StorageAllocation[[#This Row],[Storage (MW)]]>0,\n    OFFSET(StorageAllocation[[#This Row],[Storage SOC Day 2 (MWh)]],-1,0)-StorageAllocation[[#This Row],[Storage (MW)]],\n    TRUE,\n    MIN(\n        OFFSET(StorageAllocation[[#This Row],[Storage SOC Day 2 (MWh)]],-1,0)+0.85*INDEX(NQC[NQC MW],MATCH(1,(NQC[Month]=StorageAllocation[[#This Row],[Month]])*(NQC[Unit Category]=\"Storage\"),0)),\n        4*INDEX(NQC[NQC MW],MATCH(1,(NQC[Month]=StorageAllocation[[#This Row],[Month]])*(NQC[Unit Category]=\"Storage\"),0))\n    )\n)","v":4539.3204986649871},{"$f":"StorageAllocation[[#This Row],[Supply Without Storage (MW)]]+StorageAllocation[[#This Row],[Storage (MW)]]","v":41840.322528411147},{"$f":"StorageAllocation[[#This Row],[Adjusted Supply (MW)]]/StorageAllocation[[#This Row],[Managed Load + NOU (MW)]]-1","v":0.23470128746749919}]
[null,null,null,null,null,null,null,null,null,null,null,null,null,12,1,{"$f":"INDEX(ManagedLoad[Total],MATCH(1,(ManagedLoad[Month]=StorageAllocation[[#This Row],[Month]])*(ManagedLoad[Hour Ending]=StorageAllocation[[#This Row],[Hour Ending]]),0))","v":32472},{"$f":"StorageAllocation[[#This Row],[Managed Load + NOU (MW)]]*(1+_xlfn.XLOOKUP(StorageAllocation[[#This Row],[Month]],PRM[Month],PRM[Planning Reserve Margin],0,0))","v":40118.634519505715},{"$f":"SUM(_xlfn._xlws.FILTER(Supply[Supply],(Supply[Month]=StorageAllocation[[#This Row],[Month]])*(Supply[Unit Category]<>\"Storage\")*(Supply[Hour Ending]=StorageAllocation[[#This Row],[Hour Ending]])=1,0))","v":37897.49545079597},{"$f":"StorageAllocation[[#This Row],[Supply Without Storage (MW)]]-StorageAllocation[[#This Row],[Total Load with PRM (MW)]]","v":-2221.1390687097446},{"$f":"MAX(-StorageAllocation[[#This Row],[Excess Capacity (MW)]],0)","v":2221.1390687097446},{"$f":"_xlfn.IFS(\n    StorageAllocation[[#This Row],[Hour Ending]]=1,\n    4*INDEX(NQC[NQC MW],MATCH(1,(NQC[Month]=StorageAllocation[[#This Row],[Month]])*(NQC[Unit Category]=\"Storage\"),0))-StorageAllocation[[#This Row],[Storage (MW)]],\n    StorageAllocation[[#This Row],[Storage (MW)]]>0,\n    OFFSET(StorageAllocation[[#This Row],[Storage SOC Day 1 (MWh)]],-1,0)-StorageAllocation[[#This Row],[Storage (MW)]],\n    TRUE,\n    MIN(\n        OFFSET(StorageAllocation[[#This Row],[Storage SOC Day 1 (MWh)]],-1,0)+0.85*INDEX(NQC[NQC MW],MATCH(1,(NQC[Month]=StorageAllocation[[#This Row],[Month]])*(NQC[Unit Category]=\"Storage\"),0)),\n        4*INDEX(NQC[NQC MW],MATCH(1,(NQC[Month]=StorageAllocation[[#This Row],[Month]])*(NQC[Unit Category]=\"Storage\"),0))\n    )\n)","v":52142.500931290255},{"$f":"_xlfn.IFS(\n    StorageAllocation[[#This Row],[Hour Ending]]=1,\n    OFFSET(StorageAllocation[[#This Row],[Storage SOC Day 1 (MWh)]],23,0)-StorageAllocation[[#This Row],[Storage (MW)]],\n    StorageAllocation[[#This Row],[Storage (MW)]]>0,\n    OFFSET(StorageAllocation[[#This Row],[Storage SOC Day 2 (MWh)]],-1,0)-StorageAllocation[[#This Row],[Storage (MW)]],\n    TRUE,\n    MIN(\n        OFFSET(StorageAllocation[[#This Row],[Storage SOC Day 2 (MWh)]],-1,0)+0.85*INDEX(NQC[NQC MW],MATCH(1,(NQC[Month]=StorageAllocation[[#This Row],[Month]])*(NQC[Unit Category]=\"Storage\"),0)),\n        4*INDEX(NQC[NQC MW],MATCH(1,(NQC[Month]=StorageAllocation[[#This Row],[Month]])*(NQC[Unit Category]=\"Storage\"),0))\n    )\n)","v":12033.239949456103},{"$f":"StorageAllocation[[#This Row],[Supply Without Storage (MW)]]+StorageAllocation[[#This Row],[Storage (MW)]]","v":40118.634519505715},{"$f":"StorageAllocation[[#This Row],[Adjusted Supply (MW)]]/StorageAllocation[[#This Row],[Managed Load + NOU (MW)]]-1","v":0.235483940610548}]
[null,null,null,null,null,null,null,null,null,null,null,null,null,12,2,{"$f":"INDEX(ManagedLoad[Total],MATCH(1,(ManagedLoad[Month]=StorageAllocation[[#This Row],[Month]])*(ManagedLoad[Hour Ending]=StorageAllocation[[#This Row],[Hour Ending]]),0))","v":31220},{"$f":"StorageAllocation[[#This Row],[Managed Load + NOU (MW)]]*(1+_xlfn.XLOOKUP(StorageAllocation[[#This Row],[Month]],PRM[Month],PRM[Planning Reserve Margin],0,0))","v":38571.808625861311},{"$f":"SUM(_xlfn._xlws.FILTER(Supply[Supply],(Supply[Month]=StorageAllocation[[#This Row],[Month]])*(Supply[Unit Category]<>\"Storage\")*(Supply[Hour Ending]=StorageAllocation[[#This Row],[Hour Ending]])=1,0))","v":37917.894197670743},{"$f":"StorageAllocation[[#This Row],[Supply Without Storage (MW)]]-StorageAllocation[[#This Row],[Total Load with PRM (MW)]]","v":-653.91442819056829},{"$f":"MAX(-StorageAllocation[[#This Row],[Excess Capacity (MW)]],0)","v":653.91442819056829},{"$f":"_xlfn.IFS(\n    StorageAllocation[[#This Row],[Hour Ending]]=1,\n    4*INDEX(NQC[NQC MW],MATCH(1,(NQC[Month]=StorageAllocation[[#This Row],[Month]])*(NQC[Unit Category]=\"Storage\"),0))-StorageAllocation[[#This Row],[Storage (MW)]],\n    StorageAllocation[[#This Row],[Storage (MW)]]>0,\n    OFFSET(StorageAllocation[[#This Row],[Storage SOC Day 1 (MWh)]],-1,0)-StorageAllocation[[#This Row],[Storage (MW)]],\n    TRUE,\n    MIN(\n        OFFSET(StorageAllocation[[#This Row],[Storage SOC Day 1 (MWh)]],-1,0)+0.85*INDEX(NQC[NQC MW],MATCH(1,(NQC[Month]=StorageAllocation[[#This Row],[Month]])*(NQC[Unit Category]=\"Storage\"),0)),\n        4*INDEX(NQC[NQC MW],MATCH(1,(NQC[Month]=StorageAllocation[[#This Row],[Month]])*(NQC[Unit Category]=\"Storage\"),0))\n    )\n)","v":51488.586503099687},{"$f":"_xlfn.IFS(\n    StorageAllocation[[#This Row],[Hour Ending]]=1,\n    OFFSET(StorageAllocation[[#This Row],[Storage SOC Day 1 (MWh)]],23,0)-StorageAllocation[[#This Row],[Storage (MW)]],\n    StorageAllocation[[#This Row],[Storage (MW)]]>0,\n    OFFSET(StorageAllocation[[#This Row],[Storage SOC Day 2 (MWh)]],-1,0)-StorageAllocation[[#This Row],[Storage (MW)]],\n    TRUE,\n    MIN(\n        OFFSET(StorageAllocation[[#This Row],[Storage SOC Day 2 (MWh)]],-1,0)+0.85*INDEX(NQC[NQC MW],MATCH(1,(NQC[Month]=StorageAllocation[[#This Row],[Month]])*(NQC[Unit Category]=\"Storage\"),0)),\n        4*INDEX(NQC[NQC MW],MATCH(1,(NQC[Month]=StorageAllocation[[#This Row],[Month]])*(NQC[Unit Category]=\"Storage\"),0))\n    )\n)","v":11379.325521265535},{"$f":"StorageAllocation[[#This Row],[Supply Without Storage (MW)]]+StorageAllocation[[#This Row],[Storage (MW)]]","v":38571.808625861311},{"$f":"StorageAllocation[[#This Row],[Adjusted Supply (MW)]]/StorageAllocation[[#This Row],[Managed Load + NOU (MW)]]-1","v":0.235483940610548}]
[null,null,null,null,null,null,null,null,null,null,null,null,null,12,3,{"$f":"INDEX(ManagedLoad[Total],MATCH(1,(ManagedLoad[Month]=StorageAllocation[[#This Row],[Month]])*(ManagedLoad[Hour Ending]=StorageAllocation[[#This Row],[Hour Ending]]),0))","v":30251},{"$f":"StorageAllocation[[#This Row],[Managed Load + NOU (MW)]]*(1+_xlfn.XLOOKUP(StorageAllocation[[#This Row],[Month]],PRM[Month],PRM[Planning Reserve Margin],0,0))","v":37374.624687409691},{"$f":"SUM(_xlfn._xlws.FILTER(Supply[Supply],(Supply[Month]=StorageAllocation[[#This Row],[Month]])*(Supply[Unit Category]<>\"Storage\")*(Supply[Hour Ending]=StorageAllocation[[#This Row],[Hour Ending]])=1,0))","v":37918.663357463738},{"$f":"StorageAllocation[[#This Row],[Supply Without Storage (MW)]]-StorageAllocation[[#This Row],[Total Load with PRM (MW)]]","v":544.03867005404754},{"$f":"MAX(-StorageAllocation[[#This Row],[Excess Capacity (MW)]],0)","v":0},{"$f":"_xlfn.IFS(\n    StorageAllocation[[#This Row],[Hour Ending]]=1,\n    4*INDEX(NQC[NQC MW],MATCH(1,(NQC[Month]=StorageAllocation[[#This Row],[Month]])*(NQC[Unit Category]=\"Storage\"),0))-StorageAllocation[[#This Row],[Storage (MW)]],\n    StorageAllocation[[#This Row],[Storage (MW)]]>0,\n    OFFSET(StorageAllocation[[#This Row],[Storage SOC Day 1 (MWh)]],-1,0)-StorageAllocation[[#This Row],[Storage (MW)]],\n    TRUE,\n    MIN(\n        OFFSET(StorageAllocation[[#This Row],[Storage SOC Day 1 (MWh)]],-1,0)+0.85*INDEX(NQC[NQC MW],MATCH(1,(NQC[Month]=StorageAllocation[[#This Row],[Month]])*(NQC[Unit Category]=\"Storage\"),0)),\n        4*INDEX(NQC[NQC MW],MATCH(1,(NQC[Month]=StorageAllocation[[#This Row],[Month]])*(NQC[Unit Category]=\"Storage\"),0))\n    )\n)","v":54363.64},{"$f":"_xlfn.IFS(\n    StorageAllocation[[#This Row],[Hour Ending]]=1,\n    OFFSET(StorageAllocation[[#This Row],[Storage SOC Day 1 (MWh)]],23,0)-StorageAllocation[[#This Row],[Storage (MW)]],\n    StorageAllocation[[#This Row],[Storage (MW)]]>0,\n    OFFSET(StorageAllocation[[#This Row],[Storage SOC Day 2 (MWh)]],-1,0)-StorageAllocation[[#This Row],[Storage (MW)]],\n    TRUE,\n    MIN(\n        OFFSET(StorageAllocation[[#This Row],[Storage SOC Day 2 (MWh)]],-1,0)+0.85*INDEX(NQC[NQC MW],MATCH(1,(NQC[Month]=StorageAllocation[[#This Row],[Month]])*(NQC[Unit Category]=\"Storage\"),0)),\n        4*INDEX(NQC[NQC MW],MATCH(1,(NQC[Month]=StorageAllocation[[#This Row],[Month]])*(NQC[Unit Category]=\"Storage\"),0))\n    )\n)","v":22931.599021265534},{"$f":"StorageAllocation[[#This Row],[Supply Without Storage (MW)]]+StorageAllocation[[#This Row],[Storage (MW)]]","v":37918.663357463738},{"$f":"StorageAllocation[[#This Row],[Adjusted Supply (MW)]]/StorageAllocation[[#This Row],[Managed Load + NOU (MW)]]-1","v":0.25346809551630489}]
[null,null,null,null,null,null,null,null,null,null,null,null,null,12,4,{"$f":"INDEX(ManagedLoad[Total],MATCH(1,(ManagedLoad[Month]=StorageAllocation[[#This Row],[Month]])*(ManagedLoad[Hour Ending]=StorageAllocation[[#This Row],[Hour Ending]]),0))","v":29835},{"$f":"StorageAllocation[[#This Row],[Managed Load + NOU (MW)]]*(1+_xlfn.XLOOKUP(StorageAllocation[[#This Row],[Month]],PRM[Month],PRM[Planning Reserve Margin],0,0))","v":36860.663368115696},{"$f":"SUM(_xlfn._xlws.FILTER(Supply[Supply],(Supply[Month]=StorageAllocation[[#This Row],[Month]])*(Supply[Unit Category]<>\"Storage\")*(Supply[Hour Ending]=StorageAllocation[[#This Row],[Hour Ending]])=1,0))","v":37898.484606532547},{"$f":"StorageAllocation[[#This Row],[Supply Without Storage (MW)]]-StorageAllocation[[#This Row],[Total Load with PRM (MW)]]","v":1037.821238416851},{"$f":"MAX(-StorageAllocation[[#This Row],[Excess Capacity (MW)]],0)","v":0},{"$f":"_xlfn.IFS(\n    StorageAllocation[[#This Row],[Hour Ending]]=1,\n    4*INDEX(NQC[NQC MW],MATCH(1,(NQC[Month]=StorageAllocation[[#This Row],[Month]])*(NQC[Unit Category]=\"Storage\"),0))-StorageAllocation[[#This Row],[Storage (MW)]],\n    StorageAllocation[[#This Row],[Storage (MW)]]>0,\n    OFFSET(StorageAllocation[[#This Row],[Storage SOC Day 1 (MWh)]],-1,0)-StorageAllocation[[#This Row],[Storage (MW)]],\n    TRUE,\n    MIN(\n        OFFSET(StorageAllocation[[#This Row],[Storage SOC Day 1 (MWh)]],-1,0)+0.85*INDEX(NQC[NQC MW],MATCH(1,(NQC[Month]=StorageAllocation[[#This Row],[Month]])*(NQC[Unit Category]=\"Storage\"),0)),\n        4*INDEX(NQC[NQC MW],MATCH(1,(NQC[Month]=StorageAllocation[[#This Row],[Month]])*(NQC[Unit Category]=\"Storage\"),0))\n    )\n)","v":54363.64},{"$f":"_xlfn.IFS(\n    StorageAllocation[[#This Row],[Hour Ending]]=1,\n    OFFSET(StorageAllocation[[#This Row],[Storage SOC Day 1 (MWh)]],23,0)-StorageAllocation[[#This Row],[Storage (MW)]],\n    StorageAllocation[[#This Row],[Storage (MW)]]>0,\n    OFFSET(StorageAllocation[[#This Row],[Storage SOC Day 2 (MWh)]],-1,0)-StorageAllocation[[#This Row],[Storage (MW)]],\n    TRUE,\n    MIN(\n        OFFSET(StorageAllocation[[#This Row],[Storage SOC Day 2 (MWh)]],-1,0)+0.85*INDEX(NQC[NQC MW],MATCH(1,(NQC[Month]=StorageAllocation[[#This Row],[Month]])*(NQC[Unit Category]=\"Storage\"),0)),\n        4*INDEX(NQC[NQC MW],MATCH(1,(NQC[Month]=StorageAllocation[[#This Row],[Month]])*(NQC[Unit Category]=\"Storage\"),0))\n    )\n)","v":34483.872521265534},{"$f":"StorageAllocation[[#This Row],[Supply Without Storage (MW)]]+StorageAllocation[[#This Row],[Storage (MW)]]","v":37898.484606532547},{"$f":"StorageAllocation[[#This Row],[Adjusted Supply (MW)]]/StorageAllocation[[#This Row],[Managed Load + NOU (MW)]]-1","v":0.27026930137531591}]
[null,null,null,null,null,null,null,null,null,null,null,null,null,12,5,{"$f":"INDEX(ManagedLoad[Total],MATCH(1,(ManagedLoad[Month]=StorageAllocation[[#This Row],[Month]])*(ManagedLoad[Hour Ending]=StorageAllocation[[#This Row],[Hour Ending]]),0))","v":30096},{"$f":"StorageAllocation[[#This Row],[Managed Load + NOU (MW)]]*(1+_xlfn.XLOOKUP(StorageAllocation[[#This Row],[Month]],PRM[Month],PRM[Planning Reserve Margin],0,0))","v":37183.124676615051},{"$f":"SUM(_xlfn._xlws.FILTER(Supply[Supply],(Supply[Month]=StorageAllocation[[#This Row],[Month]])*(Supply[Unit Category]<>\"Storage\")*(Supply[Hour Ending]=StorageAllocation[[#This Row],[Hour Ending]])=1,0))","v":37920.438060397319},{"$f":"StorageAllocation[[#This Row],[Supply Without Storage (MW)]]-StorageAllocation[[#This Row],[Total Load with PRM (MW)]]","v":737.31338378226792},{"$f":"MAX(-StorageAllocation[[#This Row],[Excess Capacity (MW)]],0)","v":0},{"$f":"_xlfn.IFS(\n    StorageAllocation[[#This Row],[Hour Ending]]=1,\n    4*INDEX(NQC[NQC MW],MATCH(1,(NQC[Month]=StorageAllocation[[#This Row],[Month]])*(NQC[Unit Category]=\"Storage\"),0))-StorageAllocation[[#This Row],[Storage (MW)]],\n    StorageAllocation[[#This Row],[Storage (MW)]]>0,\n    OFFSET(StorageAllocation[[#This Row],[Storage SOC Day 1 (MWh)]],-1,0)-StorageAllocation[[#This Row],[Storage (MW)]],\n    TRUE,\n    MIN(\n        OFFSET(StorageAllocation[[#This Row],[Storage SOC Day 1 (MWh)]],-1,0)+0.85*INDEX(NQC[NQC MW],MATCH(1,(NQC[Month]=StorageAllocation[[#This Row],[Month]])*(NQC[Unit Category]=\"Storage\"),0)),\n        4*INDEX(NQC[NQC MW],MATCH(1,(NQC[Month]=StorageAllocation[[#This Row],[Month]])*(NQC[Unit Category]=\"Storage\"),0))\n    )\n)","v":54363.64},{"$f":"_xlfn.IFS(\n    StorageAllocation[[#This Row],[Hour Ending]]=1,\n    OFFSET(StorageAllocation[[#This Row],[Storage SOC Day 1 (MWh)]],23,0)-StorageAllocation[[#This Row],[Storage (MW)]],\n    StorageAllocation[[#This Row],[Storage (MW)]]>0,\n    OFFSET(StorageAllocation[[#This Row],[Storage SOC Day 2 (MWh)]],-1,0)-StorageAllocation[[#This Row],[Storage (MW)]],\n    TRUE,\n    MIN(\n        OFFSET(StorageAllocation[[#This Row],[Storage SOC Day 2 (MWh)]],-1,0)+0.85*INDEX(NQC[NQC MW],MATCH(1,(NQC[Month]=StorageAllocation[[#This Row],[Month]])*(NQC[Unit Category]=\"Storage\"),0)),\n        4*INDEX(NQC[NQC MW],MATCH(1,(NQC[Month]=StorageAllocation[[#This Row],[Month]])*(NQC[Unit Category]=\"Storage\"),0))\n    )\n)","v":46036.146021265537},{"$f":"StorageAllocation[[#This Row],[Supply Without Storage (MW)]]+StorageAllocation[[#This Row],[Storage (MW)]]","v":37920.438060397319},{"$f":"StorageAllocation[[#This Row],[Adjusted Supply (MW)]]/StorageAllocation[[#This Row],[Managed Load + NOU (MW)]]-1","v":0.25998265750921457}]
[null,null,null,null,null,null,null,null,null,null,null,null,null,12,6,{"$f":"INDEX(ManagedLoad[Total],MATCH(1,(ManagedLoad[Month]=StorageAllocation[[#This Row],[Month]])*(ManagedLoad[Hour Ending]=StorageAllocation[[#This Row],[Hour Ending]]),0))","v":31612},{"$f":"StorageAllocation[[#This Row],[Managed Load + NOU (MW)]]*(1+_xlfn.XLOOKUP(StorageAllocation[[#This Row],[Month]],PRM[Month],PRM[Planning Reserve Margin],0,0))","v":39056.118330580641},{"$f":"SUM(_xlfn._xlws.FILTER(Supply[Supply],(Supply[Month]=StorageAllocation[[#This Row],[Month]])*(Supply[Unit Category]<>\"Storage\")*(Supply[Hour Ending]=StorageAllocation[[#This Row],[Hour Ending]])=1,0))","v":37908.849610742131},{"$f":"StorageAllocation[[#This Row],[Supply Without Storage (MW)]]-StorageAllocation[[#This Row],[Total Load with PRM (MW)]]","v":-1147.2687198385102},{"$f":"MAX(-StorageAllocation[[#This Row],[Excess Capacity (MW)]],0)","v":1147.2687198385102},{"$f":"_xlfn.IFS(\n    StorageAllocation[[#This Row],[Hour Ending]]=1,\n    4*INDEX(NQC[NQC MW],MATCH(1,(NQC[Month]=StorageAllocation[[#This Row],[Month]])*(NQC[Unit Category]=\"Storage\"),0))-StorageAllocation[[#This Row],[Storage (MW)]],\n    StorageAllocation[[#This Row],[Storage (MW)]]>0,\n    OFFSET(StorageAllocation[[#This Row],[Storage SOC Day 1 (MWh)]],-1,0)-StorageAllocation[[#This Row],[Storage (MW)]],\n    TRUE,\n    MIN(\n        OFFSET(StorageAllocation[[#This Row],[Storage SOC Day 1 (MWh)]],-1,0)+0.85*INDEX(NQC[NQC MW],MATCH(1,(NQC[Month]=StorageAllocation[[#This Row],[Month]])*(NQC[Unit Category]=\"Storage\"),0)),\n        4*INDEX(NQC[NQC MW],MATCH(1,(NQC[Month]=StorageAllocation[[#This Row],[Month]])*(NQC[Unit Category]=\"Storage\"),0))\n    )\n)","v":53216.371280161489},{"$f":"_xlfn.IFS(\n    StorageAllocation[[#This Row],[Hour Ending]]=1,\n    OFFSET(StorageAllocation[[#This Row],[Storage SOC Day 1 (MWh)]],23,0)-StorageAllocation[[#This Row],[Storage (MW)]],\n    StorageAllocation[[#This Row],[Storage (MW)]]>0,\n    OFFSET(StorageAllocation[[#This Row],[Storage SOC Day 2 (MWh)]],-1,0)-StorageAllocation[[#This Row],[Storage (MW)]],\n    TRUE,\n    MIN(\n        OFFSET(StorageAllocation[[#This Row],[Storage SOC Day 2 (MWh)]],-1,0)+0.85*INDEX(NQC[NQC MW],MATCH(1,(NQC[Month]=StorageAllocation[[#This Row],[Month]])*(NQC[Unit Category]=\"Storage\"),0)),\n        4*INDEX(NQC[NQC MW],MATCH(1,(NQC[Month]=StorageAllocation[[#This Row],[Month]])*(NQC[Unit Category]=\"Storage\"),0))\n    )\n)","v":44888.877301427026},{"$f":"StorageAllocation[[#This Row],[Supply Without Storage (MW)]]+StorageAllocation[[#This Row],[Storage (MW)]]","v":39056.118330580641},{"$f":"StorageAllocation[[#This Row],[Adjusted Supply (MW)]]/StorageAllocation[[#This Row],[Managed Load + NOU (MW)]]-1","v":0.235483940610548}]
[null,null,null,null,null,null,null,null,null,null,null,null,null,12,7,{"$f":"INDEX(ManagedLoad[Total],MATCH(1,(ManagedLoad[Month]=StorageAllocation[[#This Row],[Month]])*(ManagedLoad[Hour Ending]=StorageAllocation[[#This Row],[Hour Ending]]),0))","v":34060},{"$f":"StorageAllocation[[#This Row],[Managed Load + NOU (MW)]]*(1+_xlfn.XLOOKUP(StorageAllocation[[#This Row],[Month]],PRM[Month],PRM[Planning Reserve Margin],0,0))","v":42080.583017195262},{"$f":"SUM(_xlfn._xlws.FILTER(Supply[Supply],(Supply[Month]=StorageAllocation[[#This Row],[Month]])*(Supply[Unit Category]<>\"Storage\")*(Supply[Hour Ending]=StorageAllocation[[#This Row],[Hour Ending]])=1,0))","v":37886.438007823992},{"$f":"StorageAllocation[[#This Row],[Supply Without Storage (MW)]]-StorageAllocation[[#This Row],[Total Load with PRM (MW)]]","v":-4194.1450093712701},{"$f":"MAX(-StorageAllocation[[#This Row],[Excess Capacity (MW)]],0)","v":4194.1450093712701},{"$f":"_xlfn.IFS(\n    StorageAllocation[[#This Row],[Hour Ending]]=1,\n    4*INDEX(NQC[NQC MW],MATCH(1,(NQC[Month]=StorageAllocation[[#This Row],[Month]])*(NQC[Unit Category]=\"Storage\"),0))-StorageAllocation[[#This Row],[Storage (MW)]],\n    StorageAllocation[[#This Row],[Storage (MW)]]>0,\n    OFFSET(StorageAllocation[[#This Row],[Storage SOC Day 1 (MWh)]],-1,0)-StorageAllocation[[#This Row],[Storage (MW)]],\n    TRUE,\n    MIN(\n        OFFSET(StorageAllocation[[#This Row],[Storage SOC Day 1 (MWh)]],-1,0)+0.85*INDEX(NQC[NQC MW],MATCH(1,(NQC[Month]=StorageAllocation[[#This Row],[Month]])*(NQC[Unit Category]=\"Storage\"),0)),\n        4*INDEX(NQC[NQC MW],MATCH(1,(NQC[Month]=StorageAllocation[[#This Row],[Month]])*(NQC[Unit Category]=\"Storage\"),0))\n    )\n)","v":49022.226270790219},{"$f":"_xlfn.IFS(\n    StorageAllocation[[#This Row],[Hour Ending]]=1,\n    OFFSET(StorageAllocation[[#This Row],[Storage SOC Day 1 (MWh)]],23,0)-StorageAllocation[[#This Row],[Storage (MW)]],\n    StorageAllocation[[#This Row],[Storage (MW)]]>0,\n    OFFSET(StorageAllocation[[#This Row],[Storage SOC Day 2 (MWh)]],-1,0)-StorageAllocation[[#This Row],[Storage (MW)]],\n    TRUE,\n    MIN(\n        OFFSET(StorageAllocation[[#This Row],[Storage SOC Day 2 (MWh)]],-1,0)+0.85*INDEX(NQC[NQC MW],MATCH(1,(NQC[Month]=StorageAllocation[[#This Row],[Month]])*(NQC[Unit Category]=\"Storage\"),0)),\n        4*INDEX(NQC[NQC MW],MATCH(1,(NQC[Month]=StorageAllocation[[#This Row],[Month]])*(NQC[Unit Category]=\"Storage\"),0))\n    )\n)","v":40694.732292055756},{"$f":"StorageAllocation[[#This Row],[Supply Without Storage (MW)]]+StorageAllocation[[#This Row],[Storage (MW)]]","v":42080.583017195262},{"$f":"StorageAllocation[[#This Row],[Adjusted Supply (MW)]]/StorageAllocation[[#This Row],[Managed Load + NOU (MW)]]-1","v":0.235483940610548}]
[null,null,null,null,null,null,null,null,null,null,null,null,null,12,8,{"$f":"INDEX(ManagedLoad[Total],MATCH(1,(ManagedLoad[Month]=StorageAllocation[[#This Row],[Month]])*(ManagedLoad[Hour Ending]=StorageAllocation[[#This Row],[Hour Ending]]),0))","v":35756},{"$f":"StorageAllocation[[#This Row],[Managed Load + NOU (MW)]]*(1+_xlfn.XLOOKUP(StorageAllocation[[#This Row],[Month]],PRM[Month],PRM[Planning Reserve Margin],0,0))","v":44175.963780470753},{"$f":"SUM(_xlfn._xlws.FILTER(Supply[Supply],(Supply[Month]=StorageAllocation[[#This Row],[Month]])*(Supply[Unit Category]<>\"Storage\")*(Supply[Hour Ending]=StorageAllocation[[#This Row],[Hour Ending]])=1,0))","v":40030.880462250047},{"$f":"StorageAllocation[[#This Row],[Supply Without Storage (MW)]]-StorageAllocation[[#This Row],[Total Load with PRM (MW)]]","v":-4145.0833182207061},{"$f":"MAX(-StorageAllocation[[#This Row],[Excess Capacity (MW)]],0)","v":4145.0833182207061},{"$f":"_xlfn.IFS(\n    StorageAllocation[[#This Row],[Hour Ending]]=1,\n    4*INDEX(NQC[NQC MW],MATCH(1,(NQC[Month]=StorageAllocation[[#This Row],[Month]])*(NQC[Unit Category]=\"Storage\"),0))-StorageAllocation[[#This Row],[Storage (MW)]],\n    StorageAllocation[[#This Row],[Storage (MW)]]>0,\n    OFFSET(StorageAllocation[[#This Row],[Storage SOC Day 1 (MWh)]],-1,0)-StorageAllocation[[#This Row],[Storage (MW)]],\n    TRUE,\n    MIN(\n        OFFSET(StorageAllocation[[#This Row],[Storage SOC Day 1 (MWh)]],-1,0)+0.85*INDEX(NQC[NQC MW],MATCH(1,(NQC[Month]=StorageAllocation[[#This Row],[Month]])*(NQC[Unit Category]=\"Storage\"),0)),\n        4*INDEX(NQC[NQC MW],MATCH(1,(NQC[Month]=StorageAllocation[[#This Row],[Month]])*(NQC[Unit Category]=\"Storage\"),0))\n    )\n)","v":44877.142952569513},{"$f":"_xlfn.IFS(\n    StorageAllocation[[#This Row],[Hour Ending]]=1,\n    OFFSET(StorageAllocation[[#This Row],[Storage SOC Day 1 (MWh)]],23,0)-StorageAllocation[[#This Row],[Storage (MW)]],\n    StorageAllocation[[#This Row],[Storage (MW)]]>0,\n    OFFSET(StorageAllocation[[#This Row],[Storage SOC Day 2 (MWh)]],-1,0)-StorageAllocation[[#This Row],[Storage (MW)]],\n    TRUE,\n    MIN(\n        OFFSET(StorageAllocation[[#This Row],[Storage SOC Day 2 (MWh)]],-1,0)+0.85*INDEX(NQC[NQC MW],MATCH(1,(NQC[Month]=StorageAllocation[[#This Row],[Month]])*(NQC[Unit Category]=\"Storage\"),0)),\n        4*INDEX(NQC[NQC MW],MATCH(1,(NQC[Month]=StorageAllocation[[#This Row],[Month]])*(NQC[Unit Category]=\"Storage\"),0))\n    )\n)","v":36549.64897383505},{"$f":"StorageAllocation[[#This Row],[Supply Without Storage (MW)]]+StorageAllocation[[#This Row],[Storage (MW)]]","v":44175.963780470753},{"$f":"StorageAllocation[[#This Row],[Adjusted Supply (MW)]]/StorageAllocation[[#This Row],[Managed Load + NOU (MW)]]-1","v":0.235483940610548}]
[null,null,null,null,null,null,null,null,null,null,null,null,null,12,9,{"$f":"INDEX(ManagedLoad[Total],MATCH(1,(ManagedLoad[Month]=StorageAllocation[[#This Row],[Month]])*(ManagedLoad[Hour Ending]=StorageAllocation[[#This Row],[Hour Ending]]),0))","v":35480},{"$f":"StorageAllocation[[#This Row],[Managed Load + NOU (MW)]]*(1+_xlfn.XLOOKUP(StorageAllocation[[#This Row],[Month]],PRM[Month],PRM[Planning Reserve Margin],0,0))","v":43834.970212862245},{"$f":"SUM(_xlfn._xlws.FILTER(Supply[Supply],(Supply[Month]=StorageAllocation[[#This Row],[Month]])*(Supply[Unit Category]<>\"Storage\")*(Supply[Hour Ending]=StorageAllocation[[#This Row],[Hour Ending]])=1,0))","v":45185.700362076866},{"$f":"StorageAllocation[[#This Row],[Supply Without Storage (MW)]]-StorageAllocation[[#This Row],[Total Load with PRM (MW)]]","v":1350.7301492146216},{"$f":"MAX(-StorageAllocation[[#This Row],[Excess Capacity (MW)]],0)","v":0},{"$f":"_xlfn.IFS(\n    StorageAllocation[[#This Row],[Hour Ending]]=1,\n    4*INDEX(NQC[NQC MW],MATCH(1,(NQC[Month]=StorageAllocation[[#This Row],[Month]])*(NQC[Unit Category]=\"Storage\"),0))-StorageAllocation[[#This Row],[Storage (MW)]],\n    StorageAllocation[[#This Row],[Storage (MW)]]>0,\n    OFFSET(StorageAllocation[[#This Row],[Storage SOC Day 1 (MWh)]],-1,0)-StorageAllocation[[#This Row],[Storage (MW)]],\n    TRUE,\n    MIN(\n        OFFSET(StorageAllocation[[#This Row],[Storage SOC Day 1 (MWh)]],-1,0)+0.85*INDEX(NQC[NQC MW],MATCH(1,(NQC[Month]=StorageAllocation[[#This Row],[Month]])*(NQC[Unit Category]=\"Storage\"),0)),\n        4*INDEX(NQC[NQC MW],MATCH(1,(NQC[Month]=StorageAllocation[[#This Row],[Month]])*(NQC[Unit Category]=\"Storage\"),0))\n    )\n)","v":54363.64},{"$f":"_xlfn.IFS(\n    StorageAllocation[[#This Row],[Hour Ending]]=1,\n    OFFSET(StorageAllocation[[#This Row],[Storage SOC Day 1 (MWh)]],23,0)-StorageAllocation[[#This Row],[Storage (MW)]],\n    StorageAllocation[[#This Row],[Storage (MW)]]>0,\n    OFFSET(StorageAllocation[[#This Row],[Storage SOC Day 2 (MWh)]],-1,0)-StorageAllocation[[#This Row],[Storage (MW)]],\n    TRUE,\n    MIN(\n        OFFSET(StorageAllocation[[#This Row],[Storage SOC Day 2 (MWh)]],-1,0)+0.85*INDEX(NQC[NQC MW],MATCH(1,(NQC[Month]=StorageAllocation[[#This Row],[Month]])*(NQC[Unit Category]=\"Storage\"),0)),\n        4*INDEX(NQC[NQC MW],MATCH(1,(NQC[Month]=StorageAllocation[[#This Row],[Month]])*(NQC[Unit Category]=\"Storage\"),0))\n    )\n)","v":48101.922473835046},{"$f":"StorageAllocation[[#This Row],[Supply Without Storage (MW)]]+StorageAllocation[[#This Row],[Storage (MW)]]","v":45185.700362076866},{"$f":"StorageAllocation[[#This Row],[Adjusted Supply (MW)]]/StorageAllocation[[#This Row],[Managed Load + NOU (MW)]]-1","v":0.27355412519946065}]
[null,null,null,null,null,null,null,null,null,null,null,null,null,12,10,{"$f":"INDEX(ManagedLoad[Total],MATCH(1,(ManagedLoad[Month]=StorageAllocation[[#This Row],[Month]])*(ManagedLoad[Hour Ending]=StorageAllocation[[#This Row],[Hour Ending]]),0))","v":33958},{"$f":"StorageAllocation[[#This Row],[Managed Load + NOU (MW)]]*(1+_xlfn.XLOOKUP(StorageAllocation[[#This Row],[Month]],PRM[Month],PRM[Planning Reserve Margin],0,0))","v":41954.56365525299},{"$f":"SUM(_xlfn._xlws.FILTER(Supply[Supply],(Supply[Month]=StorageAllocation[[#This Row],[Month]])*(Supply[Unit Category]<>\"Storage\")*(Supply[Hour Ending]=StorageAllocation[[#This Row],[Hour Ending]])=1,0))","v":47692.590106570882},{"$f":"StorageAllocation[[#This Row],[Supply Without Storage (MW)]]-StorageAllocation[[#This Row],[Total Load with PRM (MW)]]","v":5738.0264513178918},{"$f":"MAX(-StorageAllocation[[#This Row],[Excess Capacity (MW)]],0)","v":0},{"$f":"_xlfn.IFS(\n    StorageAllocation[[#This Row],[Hour Ending]]=1,\n    4*INDEX(NQC[NQC MW],MATCH(1,(NQC[Month]=StorageAllocation[[#This Row],[Month]])*(NQC[Unit Category]=\"Storage\"),0))-StorageAllocation[[#This Row],[Storage (MW)]],\n    StorageAllocation[[#This Row],[Storage (MW)]]>0,\n    OFFSET(StorageAllocation[[#This Row],[Storage SOC Day 1 (MWh)]],-1,0)-StorageAllocation[[#This Row],[Storage (MW)]],\n    TRUE,\n    MIN(\n        OFFSET(StorageAllocation[[#This Row],[Storage SOC Day 1 (MWh)]],-1,0)+0.85*INDEX(NQC[NQC MW],MATCH(1,(NQC[Month]=StorageAllocation[[#This Row],[Month]])*(NQC[Unit Category]=\"Storage\"),0)),\n        4*INDEX(NQC[NQC MW],MATCH(1,(NQC[Month]=StorageAllocation[[#This Row],[Month]])*(NQC[Unit Category]=\"Storage\"),0))\n    )\n)","v":54363.64},{"$f":"_xlfn.IFS(\n    StorageAllocation[[#This Row],[Hour Ending]]=1,\n    OFFSET(StorageAllocation[[#This Row],[Storage SOC Day 1 (MWh)]],23,0)-StorageAllocation[[#This Row],[Storage (MW)]],\n    StorageAllocation[[#This Row],[Storage (MW)]]>0,\n    OFFSET(StorageAllocation[[#This Row],[Storage SOC Day 2 (MWh)]],-1,0)-StorageAllocation[[#This Row],[Storage (MW)]],\n    TRUE,\n    MIN(\n        OFFSET(StorageAllocation[[#This Row],[Storage SOC Day 2 (MWh)]],-1,0)+0.85*INDEX(NQC[NQC MW],MATCH(1,(NQC[Month]=StorageAllocation[[#This Row],[Month]])*(NQC[Unit Category]=\"Storage\"),0)),\n        4*INDEX(NQC[NQC MW],MATCH(1,(NQC[Month]=StorageAllocation[[#This Row],[Month]])*(NQC[Unit Category]=\"Storage\"),0))\n    )\n)","v":54363.64},{"$f":"StorageAllocation[[#This Row],[Supply Without Storage (MW)]]+StorageAllocation[[#This Row],[Storage (MW)]]","v":47692.590106570882},{"$f":"StorageAllocation[[#This Row],[Adjusted Supply (MW)]]/StorageAllocation[[#This Row],[Managed Load + NOU (MW)]]-1","v":0.4044581573287851}]
[null,null,null,null,null,null,null,null,null,null,null,null,null,12,11,{"$f":"INDEX(ManagedLoad[Total],MATCH(1,(ManagedLoad[Month]=StorageAllocation[[#This Row],[Month]])*(ManagedLoad[Hour Ending]=StorageAllocation[[#This Row],[Hour Ending]]),0))","v":32362},{"$f":"StorageAllocation[[#This Row],[Managed Load + NOU (MW)]]*(1+_xlfn.XLOOKUP(StorageAllocation[[#This Row],[Month]],PRM[Month],PRM[Planning Reserve Margin],0,0))","v":39982.731286038557},{"$f":"SUM(_xlfn._xlws.FILTER(Supply[Supply],(Supply[Month]=StorageAllocation[[#This Row],[Month]])*(Supply[Unit Category]<>\"Storage\")*(Supply[Hour Ending]=StorageAllocation[[#This Row],[Hour Ending]])=1,0))","v":48773.58626455452},{"$f":"StorageAllocation[[#This Row],[Supply Without Storage (MW)]]-StorageAllocation[[#This Row],[Total Load with PRM (MW)]]","v":8790.854978515963},{"$f":"MAX(-StorageAllocation[[#This Row],[Excess Capacity (MW)]],0)","v":0},{"$f":"_xlfn.IFS(\n    StorageAllocation[[#This Row],[Hour Ending]]=1,\n    4*INDEX(NQC[NQC MW],MATCH(1,(NQC[Month]=StorageAllocation[[#This Row],[Month]])*(NQC[Unit Category]=\"Storage\"),0))-StorageAllocation[[#This Row],[Storage (MW)]],\n    StorageAllocation[[#This Row],[Storage (MW)]]>0,\n    OFFSET(StorageAllocation[[#This Row],[Storage SOC Day 1 (MWh)]],-1,0)-StorageAllocation[[#This Row],[Storage (MW)]],\n    TRUE,\n    MIN(\n        OFFSET(StorageAllocation[[#This Row],[Storage SOC Day 1 (MWh)]],-1,0)+0.85*INDEX(NQC[NQC MW],MATCH(1,(NQC[Month]=StorageAllocation[[#This Row],[Month]])*(NQC[Unit Category]=\"Storage\"),0)),\n        4*INDEX(NQC[NQC MW],MATCH(1,(NQC[Month]=StorageAllocation[[#This Row],[Month]])*(NQC[Unit Category]=\"Storage\"),0))\n    )\n)","v":54363.64},{"$f":"_xlfn.IFS(\n    StorageAllocation[[#This Row],[Hour Ending]]=1,\n    OFFSET(StorageAllocation[[#This Row],[Storage SOC Day 1 (MWh)]],23,0)-StorageAllocation[[#This Row],[Storage (MW)]],\n    StorageAllocation[[#This Row],[Storage (MW)]]>0,\n    OFFSET(StorageAllocation[[#This Row],[Storage SOC Day 2 (MWh)]],-1,0)-StorageAllocation[[#This Row],[Storage (MW)]],\n    TRUE,\n    MIN(\n        OFFSET(StorageAllocation[[#This Row],[Storage SOC Day 2 (MWh)]],-1,0)+0.85*INDEX(NQC[NQC MW],MATCH(1,(NQC[Month]=StorageAllocation[[#This Row],[Month]])*(NQC[Unit Category]=\"Storage\"),0)),\n        4*INDEX(NQC[NQC MW],MATCH(1,(NQC[Month]=StorageAllocation[[#This Row],[Month]])*(NQC[Unit Category]=\"Storage\"),0))\n    )\n)","v":54363.64},{"$f":"StorageAllocation[[#This Row],[Supply Without Storage (MW)]]+StorageAllocation[[#This Row],[Storage (MW)]]","v":48773.58626455452},{"$f":"StorageAllocation[[#This Row],[Adjusted Supply (MW)]]/StorageAllocation[[#This Row],[Managed Load + NOU (MW)]]-1","v":0.50712521675281264}]
[null,null,null,null,null,null,null,null,null,null,null,null,null,12,12,{"$f":"INDEX(ManagedLoad[Total],MATCH(1,(ManagedLoad[Month]=StorageAllocation[[#This Row],[Month]])*(ManagedLoad[Hour Ending]=StorageAllocation[[#This Row],[Hour Ending]]),0))","v":30797},{"$f":"StorageAllocation[[#This Row],[Managed Load + NOU (MW)]]*(1+_xlfn.XLOOKUP(StorageAllocation[[#This Row],[Month]],PRM[Month],PRM[Planning Reserve Margin],0,0))","v":38049.198918983049},{"$f":"SUM(_xlfn._xlws.FILTER(Supply[Supply],(Supply[Month]=StorageAllocation[[#This Row],[Month]])*(Supply[Unit Category]<>\"Storage\")*(Supply[Hour Ending]=StorageAllocation[[#This Row],[Hour Ending]])=1,0))","v":49022.606295563426},{"$f":"StorageAllocation[[#This Row],[Supply Without Storage (MW)]]-StorageAllocation[[#This Row],[Total Load with PRM (MW)]]","v":10973.407376580377},{"$f":"MAX(-StorageAllocation[[#This Row],[Excess Capacity (MW)]],0)","v":0},{"$f":"_xlfn.IFS(\n    StorageAllocation[[#This Row],[Hour Ending]]=1,\n    4*INDEX(NQC[NQC MW],MATCH(1,(NQC[Month]=StorageAllocation[[#This Row],[Month]])*(NQC[Unit Category]=\"Storage\"),0))-StorageAllocation[[#This Row],[Storage (MW)]],\n    StorageAllocation[[#This Row],[Storage (MW)]]>0,\n    OFFSET(StorageAllocation[[#This Row],[Storage SOC Day 1 (MWh)]],-1,0)-StorageAllocation[[#This Row],[Storage (MW)]],\n    TRUE,\n    MIN(\n        OFFSET(StorageAllocation[[#This Row],[Storage SOC Day 1 (MWh)]],-1,0)+0.85*INDEX(NQC[NQC MW],MATCH(1,(NQC[Month]=StorageAllocation[[#This Row],[Month]])*(NQC[Unit Category]=\"Storage\"),0)),\n        4*INDEX(NQC[NQC MW],MATCH(1,(NQC[Month]=StorageAllocation[[#This Row],[Month]])*(NQC[Unit Category]=\"Storage\"),0))\n    )\n)","v":54363.64},{"$f":"_xlfn.IFS(\n    StorageAllocation[[#This Row],[Hour Ending]]=1,\n    OFFSET(StorageAllocation[[#This Row],[Storage SOC Day 1 (MWh)]],23,0)-StorageAllocation[[#This Row],[Storage (MW)]],\n    StorageAllocation[[#This Row],[Storage (MW)]]>0,\n    OFFSET(StorageAllocation[[#This Row],[Storage SOC Day 2 (MWh)]],-1,0)-StorageAllocation[[#This Row],[Storage (MW)]],\n    TRUE,\n    MIN(\n        OFFSET(StorageAllocation[[#This Row],[Storage SOC Day 2 (MWh)]],-1,0)+0.85*INDEX(NQC[NQC MW],MATCH(1,(NQC[Month]=StorageAllocation[[#This Row],[Month]])*(NQC[Unit Category]=\"Storage\"),0)),\n        4*INDEX(NQC[NQC MW],MATCH(1,(NQC[Month]=StorageAllocation[[#This Row],[Month]])*(NQC[Unit Category]=\"Storage\"),0))\n    )\n)","v":54363.64},{"$f":"StorageAllocation[[#This Row],[Supply Without Storage (MW)]]+StorageAllocation[[#This Row],[Storage (MW)]]","v":49022.606295563426},{"$f":"StorageAllocation[[#This Row],[Adjusted Supply (MW)]]/StorageAllocation[[#This Row],[Managed Load + NOU (MW)]]-1","v":0.59179810681441136}]
[null,null,null,null,null,null,null,null,null,null,null,null,null,12,13,{"$f":"INDEX(ManagedLoad[Total],MATCH(1,(ManagedLoad[Month]=StorageAllocation[[#This Row],[Month]])*(ManagedLoad[Hour Ending]=StorageAllocation[[#This Row],[Hour Ending]]),0))","v":30298},{"$f":"StorageAllocation[[#This Row],[Managed Load + NOU (MW)]]*(1+_xlfn.XLOOKUP(StorageAllocation[[#This Row],[Month]],PRM[Month],PRM[Planning Reserve Margin],0,0))","v":37432.69243261838},{"$f":"SUM(_xlfn._xlws.FILTER(Supply[Supply],(Supply[Month]=StorageAllocation[[#This Row],[Month]])*(Supply[Unit Category]<>\"Storage\")*(Supply[Hour Ending]=StorageAllocation[[#This Row],[Hour Ending]])=1,0))","v":49153.268566750128},{"$f":"StorageAllocation[[#This Row],[Supply Without Storage (MW)]]-StorageAllocation[[#This Row],[Total Load with PRM (MW)]]","v":11720.576134131748},{"$f":"MAX(-StorageAllocation[[#This Row],[Excess Capacity (MW)]],0)","v":0},{"$f":"_xlfn.IFS(\n    StorageAllocation[[#This Row],[Hour Ending]]=1,\n    4*INDEX(NQC[NQC MW],MATCH(1,(NQC[Month]=StorageAllocation[[#This Row],[Month]])*(NQC[Unit Category]=\"Storage\"),0))-StorageAllocation[[#This Row],[Storage (MW)]],\n    StorageAllocation[[#This Row],[Storage (MW)]]>0,\n    OFFSET(StorageAllocation[[#This Row],[Storage SOC Day 1 (MWh)]],-1,0)-StorageAllocation[[#This Row],[Storage (MW)]],\n    TRUE,\n    MIN(\n        OFFSET(StorageAllocation[[#This Row],[Storage SOC Day 1 (MWh)]],-1,0)+0.85*INDEX(NQC[NQC MW],MATCH(1,(NQC[Month]=StorageAllocation[[#This Row],[Month]])*(NQC[Unit Category]=\"Storage\"),0)),\n        4*INDEX(NQC[NQC MW],MATCH(1,(NQC[Month]=StorageAllocation[[#This Row],[Month]])*(NQC[Unit Category]=\"Storage\"),0))\n    )\n)","v":54363.64},{"$f":"_xlfn.IFS(\n    StorageAllocation[[#This Row],[Hour Ending]]=1,\n    OFFSET(StorageAllocation[[#This Row],[Storage SOC Day 1 (MWh)]],23,0)-StorageAllocation[[#This Row],[Storage (MW)]],\n    StorageAllocation[[#This Row],[Storage (MW)]]>0,\n    OFFSET(StorageAllocation[[#This Row],[Storage SOC Day 2 (MWh)]],-1,0)-StorageAllocation[[#This Row],[Storage (MW)]],\n    TRUE,\n    MIN(\n        OFFSET(StorageAllocation[[#This Row],[Storage SOC Day 2 (MWh)]],-1,0)+0.85*INDEX(NQC[NQC MW],MATCH(1,(NQC[Month]=StorageAllocation[[#This Row],[Month]])*(NQC[Unit Category]=\"Storage\"),0)),\n        4*INDEX(NQC[NQC MW],MATCH(1,(NQC[Month]=StorageAllocation[[#This Row],[Month]])*(NQC[Unit Category]=\"Storage\"),0))\n    )\n)","v":54363.64},{"$f":"StorageAllocation[[#This Row],[Supply Without Storage (MW)]]+StorageAllocation[[#This Row],[Storage (MW)]]","v":49153.268566750128},{"$f":"StorageAllocation[[#This Row],[Adjusted Supply (MW)]]/StorageAllocation[[#This Row],[Managed Load + NOU (MW)]]-1","v":0.62232716901281027}]
[null,null,null,null,null,null,null,null,null,null,null,null,null,12,14,{"$f":"INDEX(ManagedLoad[Total],MATCH(1,(ManagedLoad[Month]=StorageAllocation[[#This Row],[Month]])*(ManagedLoad[Hour Ending]=StorageAllocation[[#This Row],[Hour Ending]]),0))","v":30565},{"$f":"StorageAllocation[[#This Row],[Managed Load + NOU (MW)]]*(1+_xlfn.XLOOKUP(StorageAllocation[[#This Row],[Month]],PRM[Month],PRM[Planning Reserve Margin],0,0))","v":37762.566644761398},{"$f":"SUM(_xlfn._xlws.FILTER(Supply[Supply],(Supply[Month]=StorageAllocation[[#This Row],[Month]])*(Supply[Unit Category]<>\"Storage\")*(Supply[Hour Ending]=StorageAllocation[[#This Row],[Hour Ending]])=1,0))","v":48549.980658636036},{"$f":"StorageAllocation[[#This Row],[Supply Without Storage (MW)]]-StorageAllocation[[#This Row],[Total Load with PRM (MW)]]","v":10787.414013874637},{"$f":"MAX(-StorageAllocation[[#This Row],[Excess Capacity (MW)]],0)","v":0},{"$f":"_xlfn.IFS(\n    StorageAllocation[[#This Row],[Hour Ending]]=1,\n    4*INDEX(NQC[NQC MW],MATCH(1,(NQC[Month]=StorageAllocation[[#This Row],[Month]])*(NQC[Unit Category]=\"Storage\"),0))-StorageAllocation[[#This Row],[Storage (MW)]],\n    StorageAllocation[[#This Row],[Storage (MW)]]>0,\n    OFFSET(StorageAllocation[[#This Row],[Storage SOC Day 1 (MWh)]],-1,0)-StorageAllocation[[#This Row],[Storage (MW)]],\n    TRUE,\n    MIN(\n        OFFSET(StorageAllocation[[#This Row],[Storage SOC Day 1 (MWh)]],-1,0)+0.85*INDEX(NQC[NQC MW],MATCH(1,(NQC[Month]=StorageAllocation[[#This Row],[Month]])*(NQC[Unit Category]=\"Storage\"),0)),\n        4*INDEX(NQC[NQC MW],MATCH(1,(NQC[Month]=StorageAllocation[[#This Row],[Month]])*(NQC[Unit Category]=\"Storage\"),0))\n    )\n)","v":54363.64},{"$f":"_xlfn.IFS(\n    StorageAllocation[[#This Row],[Hour Ending]]=1,\n    OFFSET(StorageAllocation[[#This Row],[Storage SOC Day 1 (MWh)]],23,0)-StorageAllocation[[#This Row],[Storage (MW)]],\n    StorageAllocation[[#This Row],[Storage (MW)]]>0,\n    OFFSET(StorageAllocation[[#This Row],[Storage SOC Day 2 (MWh)]],-1,0)-StorageAllocation[[#This Row],[Storage (MW)]],\n    TRUE,\n    MIN(\n        OFFSET(StorageAllocation[[#This Row],[Storage SOC Day 2 (MWh)]],-1,0)+0.85*INDEX(NQC[NQC MW],MATCH(1,(NQC[Month]=StorageAllocation[[#This Row],[Month]])*(NQC[Unit Category]=\"Storage\"),0)),\n        4*INDEX(NQC[NQC MW],MATCH(1,(NQC[Month]=StorageAllocation[[#This Row],[Month]])*(NQC[Unit Category]=\"Storage\"),0))\n    )\n)","v":54363.64},{"$f":"StorageAllocation[[#This Row],[Supply Without Storage (MW)]]+StorageAllocation[[#This Row],[Storage (MW)]]","v":48549.980658636036},{"$f":"StorageAllocation[[#This Row],[Adjusted Supply (MW)]]/StorageAllocation[[#This Row],[Managed Load + NOU (MW)]]-1","v":0.58841749251222097}]
[null,null,null,null,null,null,null,null,null,null,null,null,null,12,15,{"$f":"INDEX(ManagedLoad[Total],MATCH(1,(ManagedLoad[Month]=StorageAllocation[[#This Row],[Month]])*(ManagedLoad[Hour Ending]=StorageAllocation[[#This Row],[Hour Ending]]),0))","v":31593},{"$f":"StorageAllocation[[#This Row],[Managed Load + NOU (MW)]]*(1+_xlfn.XLOOKUP(StorageAllocation[[#This Row],[Month]],PRM[Month],PRM[Planning Reserve Margin],0,0))","v":39032.644135709044},{"$f":"SUM(_xlfn._xlws.FILTER(Supply[Supply],(Supply[Month]=StorageAllocation[[#This Row],[Month]])*(Supply[Unit Category]<>\"Storage\")*(Supply[Hour Ending]=StorageAllocation[[#This Row],[Hour Ending]])=1,0))","v":47281.06048420068},{"$f":"StorageAllocation[[#This Row],[Supply Without Storage (MW)]]-StorageAllocation[[#This Row],[Total Load with PRM (MW)]]","v":8248.4163484916353},{"$f":"MAX(-StorageAllocation[[#This Row],[Excess Capacity (MW)]],0)","v":0},{"$f":"_xlfn.IFS(\n    StorageAllocation[[#This Row],[Hour Ending]]=1,\n    4*INDEX(NQC[NQC MW],MATCH(1,(NQC[Month]=StorageAllocation[[#This Row],[Month]])*(NQC[Unit Category]=\"Storage\"),0))-StorageAllocation[[#This Row],[Storage (MW)]],\n    StorageAllocation[[#This Row],[Storage (MW)]]>0,\n    OFFSET(StorageAllocation[[#This Row],[Storage SOC Day 1 (MWh)]],-1,0)-StorageAllocation[[#This Row],[Storage (MW)]],\n    TRUE,\n    MIN(\n        OFFSET(StorageAllocation[[#This Row],[Storage SOC Day 1 (MWh)]],-1,0)+0.85*INDEX(NQC[NQC MW],MATCH(1,(NQC[Month]=StorageAllocation[[#This Row],[Month]])*(NQC[Unit Category]=\"Storage\"),0)),\n        4*INDEX(NQC[NQC MW],MATCH(1,(NQC[Month]=StorageAllocation[[#This Row],[Month]])*(NQC[Unit Category]=\"Storage\"),0))\n    )\n)","v":54363.64},{"$f":"_xlfn.IFS(\n    StorageAllocation[[#This Row],[Hour Ending]]=1,\n    OFFSET(StorageAllocation[[#This Row],[Storage SOC Day 1 (MWh)]],23,0)-StorageAllocation[[#This Row],[Storage (MW)]],\n    StorageAllocation[[#This Row],[Storage (MW)]]>0,\n    OFFSET(StorageAllocation[[#This Row],[Storage SOC Day 2 (MWh)]],-1,0)-StorageAllocation[[#This Row],[Storage (MW)]],\n    TRUE,\n    MIN(\n        OFFSET(StorageAllocation[[#This Row],[Storage SOC Day 2 (MWh)]],-1,0)+0.85*INDEX(NQC[NQC MW],MATCH(1,(NQC[Month]=StorageAllocation[[#This Row],[Month]])*(NQC[Unit Category]=\"Storage\"),0)),\n        4*INDEX(NQC[NQC MW],MATCH(1,(NQC[Month]=StorageAllocation[[#This Row],[Month]])*(NQC[Unit Category]=\"Storage\"),0))\n    )\n)","v":54363.64},{"$f":"StorageAllocation[[#This Row],[Supply Without Storage (MW)]]+StorageAllocation[[#This Row],[Storage (MW)]]","v":47281.06048420068},{"$f":"StorageAllocation[[#This Row],[Adjusted Supply (MW)]]/StorageAllocation[[#This Row],[Managed Load + NOU (MW)]]-1","v":0.4965676094134992}]
[null,null,null,null,null,null,null,null,null,null,null,null,null,12,16,{"$f":"INDEX(ManagedLoad[Total],MATCH(1,(ManagedLoad[Month]=StorageAllocation[[#This Row],[Month]])*(ManagedLoad[Hour Ending]=StorageAllocation[[#This Row],[Hour Ending]]),0))","v":33343},{"$f":"StorageAllocation[[#This Row],[Managed Load + NOU (MW)]]*(1+_xlfn.XLOOKUP(StorageAllocation[[#This Row],[Month]],PRM[Month],PRM[Planning Reserve Margin],0,0))","v":41194.741031777499},{"$f":"SUM(_xlfn._xlws.FILTER(Supply[Supply],(Supply[Month]=StorageAllocation[[#This Row],[Month]])*(Supply[Unit Category]<>\"Storage\")*(Supply[Hour Ending]=StorageAllocation[[#This Row],[Hour Ending]])=1,0))","v":42996.508788767795},{"$f":"StorageAllocation[[#This Row],[Supply Without Storage (MW)]]-StorageAllocation[[#This Row],[Total Load with PRM (MW)]]","v":1801.7677569902953},{"$f":"MAX(-StorageAllocation[[#This Row],[Excess Capacity (MW)]],0)","v":0},{"$f":"_xlfn.IFS(\n    StorageAllocation[[#This Row],[Hour Ending]]=1,\n    4*INDEX(NQC[NQC MW],MATCH(1,(NQC[Month]=StorageAllocation[[#This Row],[Month]])*(NQC[Unit Category]=\"Storage\"),0))-StorageAllocation[[#This Row],[Storage (MW)]],\n    StorageAllocation[[#This Row],[Storage (MW)]]>0,\n    OFFSET(StorageAllocation[[#This Row],[Storage SOC Day 1 (MWh)]],-1,0)-StorageAllocation[[#This Row],[Storage (MW)]],\n    TRUE,\n    MIN(\n        OFFSET(StorageAllocation[[#This Row],[Storage SOC Day 1 (MWh)]],-1,0)+0.85*INDEX(NQC[NQC MW],MATCH(1,(NQC[Month]=StorageAllocation[[#This Row],[Month]])*(NQC[Unit Category]=\"Storage\"),0)),\n        4*INDEX(NQC[NQC MW],MATCH(1,(NQC[Month]=StorageAllocation[[#This Row],[Month]])*(NQC[Unit Category]=\"Storage\"),0))\n    )\n)","v":54363.64},{"$f":"_xlfn.IFS(\n    StorageAllocation[[#This Row],[Hour Ending]]=1,\n    OFFSET(StorageAllocation[[#This Row],[Storage SOC Day 1 (MWh)]],23,0)-StorageAllocation[[#This Row],[Storage (MW)]],\n    StorageAllocation[[#This Row],[Storage (MW)]]>0,\n    OFFSET(StorageAllocation[[#This Row],[Storage SOC Day 2 (MWh)]],-1,0)-StorageAllocation[[#This Row],[Storage (MW)]],\n    TRUE,\n    MIN(\n        OFFSET(StorageAllocation[[#This Row],[Storage SOC Day 2 (MWh)]],-1,0)+0.85*INDEX(NQC[NQC MW],MATCH(1,(NQC[Month]=StorageAllocation[[#This Row],[Month]])*(NQC[Unit Category]=\"Storage\"),0)),\n        4*INDEX(NQC[NQC MW],MATCH(1,(NQC[Month]=StorageAllocation[[#This Row],[Month]])*(NQC[Unit Category]=\"Storage\"),0))\n    )\n)","v":54363.64},{"$f":"StorageAllocation[[#This Row],[Supply Without Storage (MW)]]+StorageAllocation[[#This Row],[Storage (MW)]]","v":42996.508788767795},{"$f":"StorageAllocation[[#This Row],[Adjusted Supply (MW)]]/StorageAllocation[[#This Row],[Managed Load + NOU (MW)]]-1","v":0.28952130248531316}]
[null,null,null,null,null,null,null,null,null,null,null,null,null,12,17,{"$f":"INDEX(ManagedLoad[Total],MATCH(1,(ManagedLoad[Month]=StorageAllocation[[#This Row],[Month]])*(ManagedLoad[Hour Ending]=StorageAllocation[[#This Row],[Hour Ending]]),0))","v":35303},{"$f":"StorageAllocation[[#This Row],[Managed Load + NOU (MW)]]*(1+_xlfn.XLOOKUP(StorageAllocation[[#This Row],[Month]],PRM[Month],PRM[Planning Reserve Margin],0,0))","v":43616.289555374176},{"$f":"SUM(_xlfn._xlws.FILTER(Supply[Supply],(Supply[Month]=StorageAllocation[[#This Row],[Month]])*(Supply[Unit Category]<>\"Storage\")*(Supply[Hour Ending]=StorageAllocation[[#This Row],[Hour Ending]])=1,0))","v":40840.336298352719},{"$f":"StorageAllocation[[#This Row],[Supply Without Storage (MW)]]-StorageAllocation[[#This Row],[Total Load with PRM (MW)]]","v":-2775.9532570214578},{"$f":"MAX(-StorageAllocation[[#This Row],[Excess Capacity (MW)]],0)","v":2775.9532570214578},{"$f":"_xlfn.IFS(\n    StorageAllocation[[#This Row],[Hour Ending]]=1,\n    4*INDEX(NQC[NQC MW],MATCH(1,(NQC[Month]=StorageAllocation[[#This Row],[Month]])*(NQC[Unit Category]=\"Storage\"),0))-StorageAllocation[[#This Row],[Storage (MW)]],\n    StorageAllocation[[#This Row],[Storage (MW)]]>0,\n    OFFSET(StorageAllocation[[#This Row],[Storage SOC Day 1 (MWh)]],-1,0)-StorageAllocation[[#This Row],[Storage (MW)]],\n    TRUE,\n    MIN(\n        OFFSET(StorageAllocation[[#This Row],[Storage SOC Day 1 (MWh)]],-1,0)+0.85*INDEX(NQC[NQC MW],MATCH(1,(NQC[Month]=StorageAllocation[[#This Row],[Month]])*(NQC[Unit Category]=\"Storage\"),0)),\n        4*INDEX(NQC[NQC MW],MATCH(1,(NQC[Month]=StorageAllocation[[#This Row],[Month]])*(NQC[Unit Category]=\"Storage\"),0))\n    )\n)","v":51587.686742978542},{"$f":"_xlfn.IFS(\n    StorageAllocation[[#This Row],[Hour Ending]]=1,\n    OFFSET(StorageAllocation[[#This Row],[Storage SOC Day 1 (MWh)]],23,0)-StorageAllocation[[#This Row],[Storage (MW)]],\n    StorageAllocation[[#This Row],[Storage (MW)]]>0,\n    OFFSET(StorageAllocation[[#This Row],[Storage SOC Day 2 (MWh)]],-1,0)-StorageAllocation[[#This Row],[Storage (MW)]],\n    TRUE,\n    MIN(\n        OFFSET(StorageAllocation[[#This Row],[Storage SOC Day 2 (MWh)]],-1,0)+0.85*INDEX(NQC[NQC MW],MATCH(1,(NQC[Month]=StorageAllocation[[#This Row],[Month]])*(NQC[Unit Category]=\"Storage\"),0)),\n        4*INDEX(NQC[NQC MW],MATCH(1,(NQC[Month]=StorageAllocation[[#This Row],[Month]])*(NQC[Unit Category]=\"Storage\"),0))\n    )\n)","v":51587.686742978542},{"$f":"StorageAllocation[[#This Row],[Supply Without Storage (MW)]]+StorageAllocation[[#This Row],[Storage (MW)]]","v":43616.289555374176},{"$f":"StorageAllocation[[#This Row],[Adjusted Supply (MW)]]/StorageAllocation[[#This Row],[Managed Load + NOU (MW)]]-1","v":0.235483940610548}]
[null,null,null,null,null,null,null,null,null,null,null,null,null,12,18,{"$f":"INDEX(ManagedLoad[Total],MATCH(1,(ManagedLoad[Month]=StorageAllocation[[#This Row],[Month]])*(ManagedLoad[Hour Ending]=StorageAllocation[[#This Row],[Hour Ending]]),0))","v":37336},{"$f":"StorageAllocation[[#This Row],[Managed Load + NOU (MW)]]*(1+_xlfn.XLOOKUP(StorageAllocation[[#This Row],[Month]],PRM[Month],PRM[Planning Reserve Margin],0,0))","v":46128.028406635422},{"$f":"SUM(_xlfn._xlws.FILTER(Supply[Supply],(Supply[Month]=StorageAllocation[[#This Row],[Month]])*(Supply[Unit Category]<>\"Storage\")*(Supply[Hour Ending]=StorageAllocation[[#This Row],[Hour Ending]])=1,0))","v":40366.833172826475},{"$f":"StorageAllocation[[#This Row],[Supply Without Storage (MW)]]-StorageAllocation[[#This Row],[Total Load with PRM (MW)]]","v":-5761.1952338089468},{"$f":"MAX(-StorageAllocation[[#This Row],[Excess Capacity (MW)]],0)","v":5761.1952338089468},{"$f":"_xlfn.IFS(\n    StorageAllocation[[#This Row],[Hour Ending]]=1,\n    4*INDEX(NQC[NQC MW],MATCH(1,(NQC[Month]=StorageAllocation[[#This Row],[Month]])*(NQC[Unit Category]=\"Storage\"),0))-StorageAllocation[[#This Row],[Storage (MW)]],\n    StorageAllocation[[#This Row],[Storage (MW)]]>0,\n    OFFSET(StorageAllocation[[#This Row],[Storage SOC Day 1 (MWh)]],-1,0)-StorageAllocation[[#This Row],[Storage (MW)]],\n    TRUE,\n    MIN(\n        OFFSET(StorageAllocation[[#This Row],[Storage SOC Day 1 (MWh)]],-1,0)+0.85*INDEX(NQC[NQC MW],MATCH(1,(NQC[Month]=StorageAllocation[[#This Row],[Month]])*(NQC[Unit Category]=\"Storage\"),0)),\n        4*INDEX(NQC[NQC MW],MATCH(1,(NQC[Month]=StorageAllocation[[#This Row],[Month]])*(NQC[Unit Category]=\"Storage\"),0))\n    )\n)","v":45826.491509169595},{"$f":"_xlfn.IFS(\n    StorageAllocation[[#This Row],[Hour Ending]]=1,\n    OFFSET(StorageAllocation[[#This Row],[Storage SOC Day 1 (MWh)]],23,0)-StorageAllocation[[#This Row],[Storage (MW)]],\n    StorageAllocation[[#This Row],[Storage (MW)]]>0,\n    OFFSET(StorageAllocation[[#This Row],[Storage SOC Day 2 (MWh)]],-1,0)-StorageAllocation[[#This Row],[Storage (MW)]],\n    TRUE,\n    MIN(\n        OFFSET(StorageAllocation[[#This Row],[Storage SOC Day 2 (MWh)]],-1,0)+0.85*INDEX(NQC[NQC MW],MATCH(1,(NQC[Month]=StorageAllocation[[#This Row],[Month]])*(NQC[Unit Category]=\"Storage\"),0)),\n        4*INDEX(NQC[NQC MW],MATCH(1,(NQC[Month]=StorageAllocation[[#This Row],[Month]])*(NQC[Unit Category]=\"Storage\"),0))\n    )\n)","v":45826.491509169595},{"$f":"StorageAllocation[[#This Row],[Supply Without Storage (MW)]]+StorageAllocation[[#This Row],[Storage (MW)]]","v":46128.028406635422},{"$f":"StorageAllocation[[#This Row],[Adjusted Supply (MW)]]/StorageAllocation[[#This Row],[Managed Load + NOU (MW)]]-1","v":0.235483940610548}]
[null,null,null,null,null,null,null,null,null,null,null,null,null,12,19,{"$f":"INDEX(ManagedLoad[Total],MATCH(1,(ManagedLoad[Month]=StorageAllocation[[#This Row],[Month]])*(ManagedLoad[Hour Ending]=StorageAllocation[[#This Row],[Hour Ending]]),0))","v":37362},{"$f":"StorageAllocation[[#This Row],[Managed Load + NOU (MW)]]*(1+_xlfn.XLOOKUP(StorageAllocation[[#This Row],[Month]],PRM[Month],PRM[Planning Reserve Margin],0,0))","v":46160.150989091293},{"$f":"SUM(_xlfn._xlws.FILTER(Supply[Supply],(Supply[Month]=StorageAllocation[[#This Row],[Month]])*(Supply[Unit Category]<>\"Storage\")*(Supply[Hour Ending]=StorageAllocation[[#This Row],[Hour Ending]])=1,0))","v":40273.914501907697},{"$f":"StorageAllocation[[#This Row],[Supply Without Storage (MW)]]-StorageAllocation[[#This Row],[Total Load with PRM (MW)]]","v":-5886.2364871835962},{"$f":"MAX(-StorageAllocation[[#This Row],[Excess Capacity (MW)]],0)","v":5886.2364871835962},{"$f":"_xlfn.IFS(\n    StorageAllocation[[#This Row],[Hour Ending]]=1,\n    4*INDEX(NQC[NQC MW],MATCH(1,(NQC[Month]=StorageAllocation[[#This Row],[Month]])*(NQC[Unit Category]=\"Storage\"),0))-StorageAllocation[[#This Row],[Storage (MW)]],\n    StorageAllocation[[#This Row],[Storage (MW)]]>0,\n    OFFSET(StorageAllocation[[#This Row],[Storage SOC Day 1 (MWh)]],-1,0)-StorageAllocation[[#This Row],[Storage (MW)]],\n    TRUE,\n    MIN(\n        OFFSET(StorageAllocation[[#This Row],[Storage SOC Day 1 (MWh)]],-1,0)+0.85*INDEX(NQC[NQC MW],MATCH(1,(NQC[Month]=StorageAllocation[[#This Row],[Month]])*(NQC[Unit Category]=\"Storage\"),0)),\n        4*INDEX(NQC[NQC MW],MATCH(1,(NQC[Month]=StorageAllocation[[#This Row],[Month]])*(NQC[Unit Category]=\"Storage\"),0))\n    )\n)","v":39940.255021985999},{"$f":"_xlfn.IFS(\n    StorageAllocation[[#This Row],[Hour Ending]]=1,\n    OFFSET(StorageAllocation[[#This Row],[Storage SOC Day 1 (MWh)]],23,0)-StorageAllocation[[#This Row],[Storage (MW)]],\n    StorageAllocation[[#This Row],[Storage (MW)]]>0,\n    OFFSET(StorageAllocation[[#This Row],[Storage SOC Day 2 (MWh)]],-1,0)-StorageAllocation[[#This Row],[Storage (MW)]],\n    TRUE,\n    MIN(\n        OFFSET(StorageAllocation[[#This Row],[Storage SOC Day 2 (MWh)]],-1,0)+0.85*INDEX(NQC[NQC MW],MATCH(1,(NQC[Month]=StorageAllocation[[#This Row],[Month]])*(NQC[Unit Category]=\"Storage\"),0)),\n        4*INDEX(NQC[NQC MW],MATCH(1,(NQC[Month]=StorageAllocation[[#This Row],[Month]])*(NQC[Unit Category]=\"Storage\"),0))\n    )\n)","v":39940.255021985999},{"$f":"StorageAllocation[[#This Row],[Supply Without Storage (MW)]]+StorageAllocation[[#This Row],[Storage (MW)]]","v":46160.150989091293},{"$f":"StorageAllocation[[#This Row],[Adjusted Supply (MW)]]/StorageAllocation[[#This Row],[Managed Load + NOU (MW)]]-1","v":0.235483940610548}]
[null,null,null,null,null,null,null,null,null,null,null,null,null,12,20,{"$f":"INDEX(ManagedLoad[Total],MATCH(1,(ManagedLoad[Month]=StorageAllocation[[#This Row],[Month]])*(ManagedLoad[Hour Ending]=StorageAllocation[[#This Row],[Hour Ending]]),0))","v":37216},{"$f":"StorageAllocation[[#This Row],[Managed Load + NOU (MW)]]*(1+_xlfn.XLOOKUP(StorageAllocation[[#This Row],[Month]],PRM[Month],PRM[Planning Reserve Margin],0,0))","v":45979.770333762157},{"$f":"SUM(_xlfn._xlws.FILTER(Supply[Supply],(Supply[Month]=StorageAllocation[[#This Row],[Month]])*(Supply[Unit Category]<>\"Storage\")*(Supply[Hour Ending]=StorageAllocation[[#This Row],[Hour Ending]])=1,0))","v":40205.246686243932},{"$f":"StorageAllocation[[#This Row],[Supply Without Storage (MW)]]-StorageAllocation[[#This Row],[Total Load with PRM (MW)]]","v":-5774.5236475182246},{"$f":"MAX(-StorageAllocation[[#This Row],[Excess Capacity (MW)]],0)","v":5774.5236475182246},{"$f":"_xlfn.IFS(\n    StorageAllocation[[#This Row],[Hour Ending]]=1,\n    4*INDEX(NQC[NQC MW],MATCH(1,(NQC[Month]=StorageAllocation[[#This Row],[Month]])*(NQC[Unit Category]=\"Storage\"),0))-StorageAllocation[[#This Row],[Storage (MW)]],\n    StorageAllocation[[#This Row],[Storage (MW)]]>0,\n    OFFSET(StorageAllocation[[#This Row],[Storage SOC Day 1 (MWh)]],-1,0)-StorageAllocation[[#This Row],[Storage (MW)]],\n    TRUE,\n    MIN(\n        OFFSET(StorageAllocation[[#This Row],[Storage SOC Day 1 (MWh)]],-1,0)+0.85*INDEX(NQC[NQC MW],MATCH(1,(NQC[Month]=StorageAllocation[[#This Row],[Month]])*(NQC[Unit Category]=\"Storage\"),0)),\n        4*INDEX(NQC[NQC MW],MATCH(1,(NQC[Month]=StorageAllocation[[#This Row],[Month]])*(NQC[Unit Category]=\"Storage\"),0))\n    )\n)","v":34165.731374467774},{"$f":"_xlfn.IFS(\n    StorageAllocation[[#This Row],[Hour Ending]]=1,\n    OFFSET(StorageAllocation[[#This Row],[Storage SOC Day 1 (MWh)]],23,0)-StorageAllocation[[#This Row],[Storage (MW)]],\n    StorageAllocation[[#This Row],[Storage (MW)]]>0,\n    OFFSET(StorageAllocation[[#This Row],[Storage SOC Day 2 (MWh)]],-1,0)-StorageAllocation[[#This Row],[Storage (MW)]],\n    TRUE,\n    MIN(\n        OFFSET(StorageAllocation[[#This Row],[Storage SOC Day 2 (MWh)]],-1,0)+0.85*INDEX(NQC[NQC MW],MATCH(1,(NQC[Month]=StorageAllocation[[#This Row],[Month]])*(NQC[Unit Category]=\"Storage\"),0)),\n        4*INDEX(NQC[NQC MW],MATCH(1,(NQC[Month]=StorageAllocation[[#This Row],[Month]])*(NQC[Unit Category]=\"Storage\"),0))\n    )\n)","v":34165.731374467774},{"$f":"StorageAllocation[[#This Row],[Supply Without Storage (MW)]]+StorageAllocation[[#This Row],[Storage (MW)]]","v":45979.770333762157},{"$f":"StorageAllocation[[#This Row],[Adjusted Supply (MW)]]/StorageAllocation[[#This Row],[Managed Load + NOU (MW)]]-1","v":0.235483940610548}]
[null,null,null,null,null,null,null,null,null,null,null,null,null,12,21,{"$f":"INDEX(ManagedLoad[Total],MATCH(1,(ManagedLoad[Month]=StorageAllocation[[#This Row],[Month]])*(ManagedLoad[Hour Ending]=StorageAllocation[[#This Row],[Hour Ending]]),0))","v":36593},{"$f":"StorageAllocation[[#This Row],[Managed Load + NOU (MW)]]*(1+_xlfn.XLOOKUP(StorageAllocation[[#This Row],[Month]],PRM[Month],PRM[Planning Reserve Margin],0,0))","v":45210.06383876178},{"$f":"SUM(_xlfn._xlws.FILTER(Supply[Supply],(Supply[Month]=StorageAllocation[[#This Row],[Month]])*(Supply[Unit Category]<>\"Storage\")*(Supply[Hour Ending]=StorageAllocation[[#This Row],[Hour Ending]])=1,0))","v":40096.556184991976},{"$f":"StorageAllocation[[#This Row],[Supply Without Storage (MW)]]-StorageAllocation[[#This Row],[Total Load with PRM (MW)]]","v":-5113.5076537698042},{"$f":"MAX(-StorageAllocation[[#This Row],[Excess Capacity (MW)]],0)","v":5113.5076537698042},{"$f":"_xlfn.IFS(\n    StorageAllocation[[#This Row],[Hour Ending]]=1,\n    4*INDEX(NQC[NQC MW],MATCH(1,(NQC[Month]=StorageAllocation[[#This Row],[Month]])*(NQC[Unit Category]=\"Storage\"),0))-StorageAllocation[[#This Row],[Storage (MW)]],\n    StorageAllocation[[#This Row],[Storage (MW)]]>0,\n    OFFSET(StorageAllocation[[#This Row],[Storage SOC Day 1 (MWh)]],-1,0)-StorageAllocation[[#This Row],[Storage (MW)]],\n    TRUE,\n    MIN(\n        OFFSET(StorageAllocation[[#This Row],[Storage SOC Day 1 (MWh)]],-1,0)+0.85*INDEX(NQC[NQC MW],MATCH(1,(NQC[Month]=StorageAllocation[[#This Row],[Month]])*(NQC[Unit Category]=\"Storage\"),0)),\n        4*INDEX(NQC[NQC MW],MATCH(1,(NQC[Month]=StorageAllocation[[#This Row],[Month]])*(NQC[Unit Category]=\"Storage\"),0))\n    )\n)","v":29052.22372069797},{"$f":"_xlfn.IFS(\n    StorageAllocation[[#This Row],[Hour Ending]]=1,\n    OFFSET(StorageAllocation[[#This Row],[Storage SOC Day 1 (MWh)]],23,0)-StorageAllocation[[#This Row],[Storage (MW)]],\n    StorageAllocation[[#This Row],[Storage (MW)]]>0,\n    OFFSET(StorageAllocation[[#This Row],[Storage SOC Day 2 (MWh)]],-1,0)-StorageAllocation[[#This Row],[Storage (MW)]],\n    TRUE,\n    MIN(\n        OFFSET(StorageAllocation[[#This Row],[Storage SOC Day 2 (MWh)]],-1,0)+0.85*INDEX(NQC[NQC MW],MATCH(1,(NQC[Month]=StorageAllocation[[#This Row],[Month]])*(NQC[Unit Category]=\"Storage\"),0)),\n        4*INDEX(NQC[NQC MW],MATCH(1,(NQC[Month]=StorageAllocation[[#This Row],[Month]])*(NQC[Unit Category]=\"Storage\"),0))\n    )\n)","v":29052.22372069797},{"$f":"StorageAllocation[[#This Row],[Supply Without Storage (MW)]]+StorageAllocation[[#This Row],[Storage (MW)]]","v":45210.06383876178},{"$f":"StorageAllocation[[#This Row],[Adjusted Supply (MW)]]/StorageAllocation[[#This Row],[Managed Load + NOU (MW)]]-1","v":0.235483940610548}]
[null,null,null,null,null,null,null,null,null,null,null,null,null,12,22,{"$f":"INDEX(ManagedLoad[Total],MATCH(1,(ManagedLoad[Month]=StorageAllocation[[#This Row],[Month]])*(ManagedLoad[Hour Ending]=StorageAllocation[[#This Row],[Hour Ending]]),0))","v":35825},{"$f":"StorageAllocation[[#This Row],[Managed Load + NOU (MW)]]*(1+_xlfn.XLOOKUP(StorageAllocation[[#This Row],[Month]],PRM[Month],PRM[Planning Reserve Margin],0,0))","v":44261.212172372885},{"$f":"SUM(_xlfn._xlws.FILTER(Supply[Supply],(Supply[Month]=StorageAllocation[[#This Row],[Month]])*(Supply[Unit Category]<>\"Storage\")*(Supply[Hour Ending]=StorageAllocation[[#This Row],[Hour Ending]])=1,0))","v":38165.264004583485},{"$f":"StorageAllocation[[#This Row],[Supply Without Storage (MW)]]-StorageAllocation[[#This Row],[Total Load with PRM (MW)]]","v":-6095.9481677894},{"$f":"MAX(-StorageAllocation[[#This Row],[Excess Capacity (MW)]],0)","v":6095.9481677894},{"$f":"_xlfn.IFS(\n    StorageAllocation[[#This Row],[Hour Ending]]=1,\n    4*INDEX(NQC[NQC MW],MATCH(1,(NQC[Month]=StorageAllocation[[#This Row],[Month]])*(NQC[Unit Category]=\"Storage\"),0))-StorageAllocation[[#This Row],[Storage (MW)]],\n    StorageAllocation[[#This Row],[Storage (MW)]]>0,\n    OFFSET(StorageAllocation[[#This Row],[Storage SOC Day 1 (MWh)]],-1,0)-StorageAllocation[[#This Row],[Storage (MW)]],\n    TRUE,\n    MIN(\n        OFFSET(StorageAllocation[[#This Row],[Storage SOC Day 1 (MWh)]],-1,0)+0.85*INDEX(NQC[NQC MW],MATCH(1,(NQC[Month]=StorageAllocation[[#This Row],[Month]])*(NQC[Unit Category]=\"Storage\"),0)),\n        4*INDEX(NQC[NQC MW],MATCH(1,(NQC[Month]=StorageAllocation[[#This Row],[Month]])*(NQC[Unit Category]=\"Storage\"),0))\n    )\n)","v":22956.27555290857},{"$f":"_xlfn.IFS(\n    StorageAllocation[[#This Row],[Hour Ending]]=1,\n    OFFSET(StorageAllocation[[#This Row],[Storage SOC Day 1 (MWh)]],23,0)-StorageAllocation[[#This Row],[Storage (MW)]],\n    StorageAllocation[[#This Row],[Storage (MW)]]>0,\n    OFFSET(StorageAllocation[[#This Row],[Storage SOC Day 2 (MWh)]],-1,0)-StorageAllocation[[#This Row],[Storage (MW)]],\n    TRUE,\n    MIN(\n        OFFSET(StorageAllocation[[#This Row],[Storage SOC Day 2 (MWh)]],-1,0)+0.85*INDEX(NQC[NQC MW],MATCH(1,(NQC[Month]=StorageAllocation[[#This Row],[Month]])*(NQC[Unit Category]=\"Storage\"),0)),\n        4*INDEX(NQC[NQC MW],MATCH(1,(NQC[Month]=StorageAllocation[[#This Row],[Month]])*(NQC[Unit Category]=\"Storage\"),0))\n    )\n)","v":22956.27555290857},{"$f":"StorageAllocation[[#This Row],[Supply Without Storage (MW)]]+StorageAllocation[[#This Row],[Storage (MW)]]","v":44261.212172372885},{"$f":"StorageAllocation[[#This Row],[Adjusted Supply (MW)]]/StorageAllocation[[#This Row],[Managed Load + NOU (MW)]]-1","v":0.235483940610548}]
[null,null,null,null,null,null,null,null,null,null,null,null,null,12,23,{"$f":"INDEX(ManagedLoad[Total],MATCH(1,(ManagedLoad[Month]=StorageAllocation[[#This Row],[Month]])*(ManagedLoad[Hour Ending]=StorageAllocation[[#This Row],[Hour Ending]]),0))","v":34656},{"$f":"StorageAllocation[[#This Row],[Managed Load + NOU (MW)]]*(1+_xlfn.XLOOKUP(StorageAllocation[[#This Row],[Month]],PRM[Month],PRM[Planning Reserve Margin],0,0))","v":42816.93144579915},{"$f":"SUM(_xlfn._xlws.FILTER(Supply[Supply],(Supply[Month]=StorageAllocation[[#This Row],[Month]])*(Supply[Unit Category]<>\"Storage\")*(Supply[Hour Ending]=StorageAllocation[[#This Row],[Hour Ending]])=1,0))","v":37984.330896950873},{"$f":"StorageAllocation[[#This Row],[Supply Without Storage (MW)]]-StorageAllocation[[#This Row],[Total Load with PRM (MW)]]","v":-4832.600548848277},{"$f":"MAX(-StorageAllocation[[#This Row],[Excess Capacity (MW)]],0)","v":4832.600548848277},{"$f":"_xlfn.IFS(\n    StorageAllocation[[#This Row],[Hour Ending]]=1,\n    4*INDEX(NQC[NQC MW],MATCH(1,(NQC[Month]=StorageAllocation[[#This Row],[Month]])*(NQC[Unit Category]=\"Storage\"),0))-StorageAllocation[[#This Row],[Storage (MW)]],\n    StorageAllocation[[#This Row],[Storage (MW)]]>0,\n    OFFSET(StorageAllocation[[#This Row],[Storage SOC Day 1 (MWh)]],-1,0)-StorageAllocation[[#This Row],[Storage (MW)]],\n    TRUE,\n    MIN(\n        OFFSET(StorageAllocation[[#This Row],[Storage SOC Day 1 (MWh)]],-1,0)+0.85*INDEX(NQC[NQC MW],MATCH(1,(NQC[Month]=StorageAllocation[[#This Row],[Month]])*(NQC[Unit Category]=\"Storage\"),0)),\n        4*INDEX(NQC[NQC MW],MATCH(1,(NQC[Month]=StorageAllocation[[#This Row],[Month]])*(NQC[Unit Category]=\"Storage\"),0))\n    )\n)","v":18123.675004060293},{"$f":"_xlfn.IFS(\n    StorageAllocation[[#This Row],[Hour Ending]]=1,\n    OFFSET(StorageAllocation[[#This Row],[Storage SOC Day 1 (MWh)]],23,0)-StorageAllocation[[#This Row],[Storage (MW)]],\n    StorageAllocation[[#This Row],[Storage (MW)]]>0,\n    OFFSET(StorageAllocation[[#This Row],[Storage SOC Day 2 (MWh)]],-1,0)-StorageAllocation[[#This Row],[Storage (MW)]],\n    TRUE,\n    MIN(\n        OFFSET(StorageAllocation[[#This Row],[Storage SOC Day 2 (MWh)]],-1,0)+0.85*INDEX(NQC[NQC MW],MATCH(1,(NQC[Month]=StorageAllocation[[#This Row],[Month]])*(NQC[Unit Category]=\"Storage\"),0)),\n        4*INDEX(NQC[NQC MW],MATCH(1,(NQC[Month]=StorageAllocation[[#This Row],[Month]])*(NQC[Unit Category]=\"Storage\"),0))\n    )\n)","v":18123.675004060293},{"$f":"StorageAllocation[[#This Row],[Supply Without Storage (MW)]]+StorageAllocation[[#This Row],[Storage (MW)]]","v":42816.93144579915},{"$f":"StorageAllocation[[#This Row],[Adjusted Supply (MW)]]/StorageAllocation[[#This Row],[Managed Load + NOU (MW)]]-1","v":0.235483940610548}]
[null,null,null,null,null,null,null,null,null,null,null,null,null,12,24,{"$f":"INDEX(ManagedLoad[Total],MATCH(1,(ManagedLoad[Month]=StorageAllocation[[#This Row],[Month]])*(ManagedLoad[Hour Ending]=StorageAllocation[[#This Row],[Hour Ending]]),0))","v":33841},{"$f":"StorageAllocation[[#This Row],[Managed Load + NOU (MW)]]*(1+_xlfn.XLOOKUP(StorageAllocation[[#This Row],[Month]],PRM[Month],PRM[Planning Reserve Margin],0,0))","v":41810.012034201558},{"$f":"SUM(_xlfn._xlws.FILTER(Supply[Supply],(Supply[Month]=StorageAllocation[[#This Row],[Month]])*(Supply[Unit Category]<>\"Storage\")*(Supply[Hour Ending]=StorageAllocation[[#This Row],[Hour Ending]])=1,0))","v":37940.716048307113},{"$f":"StorageAllocation[[#This Row],[Supply Without Storage (MW)]]-StorageAllocation[[#This Row],[Total Load with PRM (MW)]]","v":-3869.295985894445},{"$f":"MAX(-StorageAllocation[[#This Row],[Excess Capacity (MW)]],0)","v":3869.295985894445},{"$f":"_xlfn.IFS(\n    StorageAllocation[[#This Row],[Hour Ending]]=1,\n    4*INDEX(NQC[NQC MW],MATCH(1,(NQC[Month]=StorageAllocation[[#This Row],[Month]])*(NQC[Unit Category]=\"Storage\"),0))-StorageAllocation[[#This Row],[Storage (MW)]],\n    StorageAllocation[[#This Row],[Storage (MW)]]>0,\n    OFFSET(StorageAllocation[[#This Row],[Storage SOC Day 1 (MWh)]],-1,0)-StorageAllocation[[#This Row],[Storage (MW)]],\n    TRUE,\n    MIN(\n        OFFSET(StorageAllocation[[#This Row],[Storage SOC Day 1 (MWh)]],-1,0)+0.85*INDEX(NQC[NQC MW],MATCH(1,(NQC[Month]=StorageAllocation[[#This Row],[Month]])*(NQC[Unit Category]=\"Storage\"),0)),\n        4*INDEX(NQC[NQC MW],MATCH(1,(NQC[Month]=StorageAllocation[[#This Row],[Month]])*(NQC[Unit Category]=\"Storage\"),0))\n    )\n)","v":14254.379018165848},{"$f":"_xlfn.IFS(\n    StorageAllocation[[#This Row],[Hour Ending]]=1,\n    OFFSET(StorageAllocation[[#This Row],[Storage SOC Day 1 (MWh)]],23,0)-StorageAllocation[[#This Row],[Storage (MW)]],\n    StorageAllocation[[#This Row],[Storage (MW)]]>0,\n    OFFSET(StorageAllocation[[#This Row],[Storage SOC Day 2 (MWh)]],-1,0)-StorageAllocation[[#This Row],[Storage (MW)]],\n    TRUE,\n    MIN(\n        OFFSET(StorageAllocation[[#This Row],[Storage SOC Day 2 (MWh)]],-1,0)+0.85*INDEX(NQC[NQC MW],MATCH(1,(NQC[Month]=StorageAllocation[[#This Row],[Month]])*(NQC[Unit Category]=\"Storage\"),0)),\n        4*INDEX(NQC[NQC MW],MATCH(1,(NQC[Month]=StorageAllocation[[#This Row],[Month]])*(NQC[Unit Category]=\"Storage\"),0))\n    )\n)","v":14254.379018165848},{"$f":"StorageAllocation[[#This Row],[Supply Without Storage (MW)]]+StorageAllocation[[#This Row],[Storage (MW)]]","v":41810.012034201558},{"$f":"StorageAllocation[[#This Row],[Adjusted Supply (MW)]]/StorageAllocation[[#This Row],[Managed Load + NOU (MW)]]-1","v":0.235483940610548}]

{"sheet":"Supply","index":3,"n_rows":6337,"n_cols":4,"rows_kept":6337,"cut":false,"hidden":false,"merged":[]}
["Month","Unit Category","Hour Ending","Supply"]
[1,"Biogas",1,{"$f":"INDEX(NQC[NQC MW],MATCH(1,(NQC[Month]=Supply[[#This Row],[Month]])*(NQC[Unit Category]=Supply[[#This Row],[Unit Category]]),0))*INDEX(Profiles[],MATCH(1,(Profiles[Month]=Supply[[#This Row],[Month]])*(Profiles[Hour Ending]=Supply[[#This Row],[Hour Ending]]),0),MATCH(Supply[[#This Row],[Unit Category]],Profiles[#Headers],0))","v":206.430284}]
[1,"Biogas",2,{"$f":"INDEX(NQC[NQC MW],MATCH(1,(NQC[Month]=Supply[[#This Row],[Month]])*(NQC[Unit Category]=Supply[[#This Row],[Unit Category]]),0))*INDEX(Profiles[],MATCH(1,(Profiles[Month]=Supply[[#This Row],[Month]])*(Profiles[Hour Ending]=Supply[[#This Row],[Hour Ending]]),0),MATCH(Supply[[#This Row],[Unit Category]],Profiles[#Headers],0))","v":206.430284}]
[1,"Biogas",3,{"$f":"INDEX(NQC[NQC MW],MATCH(1,(NQC[Month]=Supply[[#This Row],[Month]])*(NQC[Unit Category]=Supply[[#This Row],[Unit Category]]),0))*INDEX(Profiles[],MATCH(1,(Profiles[Month]=Supply[[#This Row],[Month]])*(Profiles[Hour Ending]=Supply[[#This Row],[Hour Ending]]),0),MATCH(Supply[[#This Row],[Unit Category]],Profiles[#Headers],0))","v":206.430284}]
[1,"Biogas",4,{"$f":"INDEX(NQC[NQC MW],MATCH(1,(NQC[Month]=Supply[[#This Row],[Month]])*(NQC[Unit Category]=Supply[[#This Row],[Unit Category]]),0))*INDEX(Profiles[],MATCH(1,(Profiles[Month]=Supply[[#This Row],[Month]])*(Profiles[Hour Ending]=Supply[[#This Row],[Hour Ending]]),0),MATCH(Supply[[#This Row],[Unit Category]],Profiles[#Headers],0))","v":206.430284}]
[1,"Biogas",5,{"$f":"INDEX(NQC[NQC MW],MATCH(1,(NQC[Month]=Supply[[#This Row],[Month]])*(NQC[Unit Category]=Supply[[#This Row],[Unit Category]]),0))*INDEX(Profiles[],MATCH(1,(Profiles[Month]=Supply[[#This Row],[Month]])*(Profiles[Hour Ending]=Supply[[#This Row],[Hour Ending]]),0),MATCH(Supply[[#This Row],[Unit Category]],Profiles[#Headers],0))","v":206.430284}]
[1,"Biogas",6,{"$f":"INDEX(NQC[NQC MW],MATCH(1,(NQC[Month]=Supply[[#This Row],[Month]])*(NQC[Unit Category]=Supply[[#This Row],[Unit Category]]),0))*INDEX(Profiles[],MATCH(1,(Profiles[Month]=Supply[[#This Row],[Month]])*(Profiles[Hour Ending]=Supply[[#This Row],[Hour Ending]]),0),MATCH(Supply[[#This Row],[Unit Category]],Profiles[#Headers],0))","v":206.430284}]
[1,"Biogas",7,{"$f":"INDEX(NQC[NQC MW],MATCH(1,(NQC[Month]=Supply[[#This Row],[Month]])*(NQC[Unit Category]=Supply[[#This Row],[Unit Category]]),0))*INDEX(Profiles[],MATCH(1,(Profiles[Month]=Supply[[#This Row],[Month]])*(Profiles[Hour Ending]=Supply[[#This Row],[Hour Ending]]),0),MATCH(Supply[[#This Row],[Unit Category]],Profiles[#Headers],0))","v":206.430284}]
[1,"Biogas",8,{"$f":"INDEX(NQC[NQC MW],MATCH(1,(NQC[Month]=Supply[[#This Row],[Month]])*(NQC[Unit Category]=Supply[[#This Row],[Unit Category]]),0))*INDEX(Profiles[],MATCH(1,(Profiles[Month]=Supply[[#This Row],[Month]])*(Profiles[Hour Ending]=Supply[[#This Row],[Hour Ending]]),0),MATCH(Supply[[#This Row],[Unit Category]],Profiles[#Headers],0))","v":206.430284}]
[1,"Biogas",9,{"$f":"INDEX(NQC[NQC MW],MATCH(1,(NQC[Month]=Supply[[#This Row],[Month]])*(NQC[Unit Category]=Supply[[#This Row],[Unit Category]]),0))*INDEX(Profiles[],MATCH(1,(Profiles[Month]=Supply[[#This Row],[Month]])*(Profiles[Hour Ending]=Supply[[#This Row],[Hour Ending]]),0),MATCH(Supply[[#This Row],[Unit Category]],Profiles[#Headers],0))","v":206.430284}]
[1,"Biogas",10,{"$f":"INDEX(NQC[NQC MW],MATCH(1,(NQC[Month]=Supply[[#This Row],[Month]])*(NQC[Unit Category]=Supply[[#This Row],[Unit Category]]),0))*INDEX(Profiles[],MATCH(1,(Profiles[Month]=Supply[[#This Row],[Month]])*(Profiles[Hour Ending]=Supply[[#This Row],[Hour Ending]]),0),MATCH(Supply[[#This Row],[Unit Category]],Profiles[#Headers],0))","v":206.430284}]
[1,"Biogas",11,{"$f":"INDEX(NQC[NQC MW],MATCH(1,(NQC[Month]=Supply[[#This Row],[Month]])*(NQC[Unit Category]=Supply[[#This Row],[Unit Category]]),0))*INDEX(Profiles[],MATCH(1,(Profiles[Month]=Supply[[#This Row],[Month]])*(Profiles[Hour Ending]=Supply[[#This Row],[Hour Ending]]),0),MATCH(Supply[[#This Row],[Unit Category]],Profiles[#Headers],0))","v":206.430284}]
[1,"Biogas",12,{"$f":"INDEX(NQC[NQC MW],MATCH(1,(NQC[Month]=Supply[[#This Row],[Month]])*(NQC[Unit Category]=Supply[[#This Row],[Unit Category]]),0))*INDEX(Profiles[],MATCH(1,(Profiles[Month]=Supply[[#This Row],[Month]])*(Profiles[Hour Ending]=Supply[[#This Row],[Hour Ending]]),0),MATCH(Supply[[#This Row],[Unit Category]],Profiles[#Headers],0))","v":206.430284}]
[1,"Biogas",13,{"$f":"INDEX(NQC[NQC MW],MATCH(1,(NQC[Month]=Supply[[#This Row],[Month]])*(NQC[Unit Category]=Supply[[#This Row],[Unit Category]]),0))*INDEX(Profiles[],MATCH(1,(Profiles[Month]=Supply[[#This Row],[Month]])*(Profiles[Hour Ending]=Supply[[#This Row],[Hour Ending]]),0),MATCH(Supply[[#This Row],[Unit Category]],Profiles[#Headers],0))","v":206.430284}]
[1,"Biogas",14,{"$f":"INDEX(NQC[NQC MW],MATCH(1,(NQC[Month]=Supply[[#This Row],[Month]])*(NQC[Unit Category]=Supply[[#This Row],[Unit Category]]),0))*INDEX(Profiles[],MATCH(1,(Profiles[Month]=Supply[[#This Row],[Month]])*(Profiles[Hour Ending]=Supply[[#This Row],[Hour Ending]]),0),MATCH(Supply[[#This Row],[Unit Category]],Profiles[#Headers],0))","v":206.430284}]
[1,"Biogas",15,{"$f":"INDEX(NQC[NQC MW],MATCH(1,(NQC[Month]=Supply[[#This Row],[Month]])*(NQC[Unit Category]=Supply[[#This Row],[Unit Category]]),0))*INDEX(Profiles[],MATCH(1,(Profiles[Month]=Supply[[#This Row],[Month]])*(Profiles[Hour Ending]=Supply[[#This Row],[Hour Ending]]),0),MATCH(Supply[[#This Row],[Unit Category]],Profiles[#Headers],0))","v":206.430284}]
[1,"Biogas",16,{"$f":"INDEX(NQC[NQC MW],MATCH(1,(NQC[Month]=Supply[[#This Row],[Month]])*(NQC[Unit Category]=Supply[[#This Row],[Unit Category]]),0))*INDEX(Profiles[],MATCH(1,(Profiles[Month]=Supply[[#This Row],[Month]])*(Profiles[Hour Ending]=Supply[[#This Row],[Hour Ending]]),0),MATCH(Supply[[#This Row],[Unit Category]],Profiles[#Headers],0))","v":206.430284}]
[1,"Biogas",17,{"$f":"INDEX(NQC[NQC MW],MATCH(1,(NQC[Month]=Supply[[#This Row],[Month]])*(NQC[Unit Category]=Supply[[#This Row],[Unit Category]]),0))*INDEX(Profiles[],MATCH(1,(Profiles[Month]=Supply[[#This Row],[Month]])*(Profiles[Hour Ending]=Supply[[#This Row],[Hour Ending]]),0),MATCH(Supply[[#This Row],[Unit Category]],Profiles[#Headers],0))","v":206.430284}]
[1,"Biogas",18,{"$f":"INDEX(NQC[NQC MW],MATCH(1,(NQC[Month]=Supply[[#This Row],[Month]])*(NQC[Unit Category]=Supply[[#This Row],[Unit Category]]),0))*INDEX(Profiles[],MATCH(1,(Profiles[Month]=Supply[[#This Row],[Month]])*(Profiles[Hour Ending]=Supply[[#This Row],[Hour Ending]]),0),MATCH(Supply[[#This Row],[Unit Category]],Profiles[#Headers],0))","v":206.430284}]
[1,"Biogas",19,{"$f":"INDEX(NQC[NQC MW],MATCH(1,(NQC[Month]=Supply[[#This Row],[Month]])*(NQC[Unit Category]=Supply[[#This Row],[Unit Category]]),0))*INDEX(Profiles[],MATCH(1,(Profiles[Month]=Supply[[#This Row],[Month]])*(Profiles[Hour Ending]=Supply[[#This Row],[Hour Ending]]),0),MATCH(Supply[[#This Row],[Unit Category]],Profiles[#Headers],0))","v":206.430284}]
[1,"Biogas",20,{"$f":"INDEX(NQC[NQC MW],MATCH(1,(NQC[Month]=Supply[[#This Row],[Month]])*(NQC[Unit Category]=Supply[[#This Row],[Unit Category]]),0))*INDEX(Profiles[],MATCH(1,(Profiles[Month]=Supply[[#This Row],[Month]])*(Profiles[Hour Ending]=Supply[[#This Row],[Hour Ending]]),0),MATCH(Supply[[#This Row],[Unit Category]],Profiles[#Headers],0))","v":206.430284}]
[1,"Biogas",21,{"$f":"INDEX(NQC[NQC MW],MATCH(1,(NQC[Month]=Supply[[#This Row],[Month]])*(NQC[Unit Category]=Supply[[#This Row],[Unit Category]]),0))*INDEX(Profiles[],MATCH(1,(Profiles[Month]=Supply[[#This Row],[Month]])*(Profiles[Hour Ending]=Supply[[#This Row],[Hour Ending]]),0),MATCH(Supply[[#This Row],[Unit Category]],Profiles[#Headers],0))","v":206.430284}]
[1,"Biogas",22,{"$f":"INDEX(NQC[NQC MW],MATCH(1,(NQC[Month]=Supply[[#This Row],[Month]])*(NQC[Unit Category]=Supply[[#This Row],[Unit Category]]),0))*INDEX(Profiles[],MATCH(1,(Profiles[Month]=Supply[[#This Row],[Month]])*(Profiles[Hour Ending]=Supply[[#This Row],[Hour Ending]]),0),MATCH(Supply[[#This Row],[Unit Category]],Profiles[#Headers],0))","v":206.430284}]
[1,"Biogas",23,{"$f":"INDEX(NQC[NQC MW],MATCH(1,(NQC[Month]=Supply[[#This Row],[Month]])*(NQC[Unit Category]=Supply[[#This Row],[Unit Category]]),0))*INDEX(Profiles[],MATCH(1,(Profiles[Month]=Supply[[#This Row],[Month]])*(Profiles[Hour Ending]=Supply[[#This Row],[Hour Ending]]),0),MATCH(Supply[[#This Row],[Unit Category]],Profiles[#Headers],0))","v":206.430284}]
[1,"Biogas",24,{"$f":"INDEX(NQC[NQC MW],MATCH(1,(NQC[Month]=Supply[[#This Row],[Month]])*(NQC[Unit Category]=Supply[[#This Row],[Unit Category]]),0))*INDEX(Profiles[],MATCH(1,(Profiles[Month]=Supply[[#This Row],[Month]])*(Profiles[Hour Ending]=Supply[[#This Row],[Hour Ending]]),0),MATCH(Supply[[#This Row],[Unit Category]],Profiles[#Headers],0))","v":206.430284}]
[1,"Biomass/Wood",1,{"$f":"INDEX(NQC[NQC MW],MATCH(1,(NQC[Month]=Supply[[#This Row],[Month]])*(NQC[Unit Category]=Supply[[#This Row],[Unit Category]]),0))*INDEX(Profiles[],MATCH(1,(Profiles[Month]=Supply[[#This Row],[Month]])*(Profiles[Hour Ending]=Supply[[#This Row],[Hour Ending]]),0),MATCH(Supply[[#This Row],[Unit Category]],Profiles[#Headers],0))","v":409.01002599999993}]
[1,"Biomass/Wood",2,{"$f":"INDEX(NQC[NQC MW],MATCH(1,(NQC[Month]=Supply[[#This Row],[Month]])*(NQC[Unit Category]=Supply[[#This Row],[Unit Category]]),0))*INDEX(Profiles[],MATCH(1,(Profiles[Month]=Supply[[#This Row],[Month]])*(Profiles[Hour Ending]=Supply[[#This Row],[Hour Ending]]),0),MATCH(Supply[[#This Row],[Unit Category]],Profiles[#Headers],0))","v":409.01002599999993}]
[1,"Biomass/Wood",3,{"$f":"INDEX(NQC[NQC MW],MATCH(1,(NQC[Month]=Supply[[#This Row],[Month]])*(NQC[Unit Category]=Supply[[#This Row],[Unit Category]]),0))*INDEX(Profiles[],MATCH(1,(Profiles[Month]=Supply[[#This Row],[Month]])*(Profiles[Hour Ending]=Supply[[#This Row],[Hour Ending]]),0),MATCH(Supply[[#This Row],[Unit Category]],Profiles[#Headers],0))","v":409.01002599999993}]
[1,"Biomass/Wood",4,{"$f":"INDEX(NQC[NQC MW],MATCH(1,(NQC[Month]=Supply[[#This Row],[Month]])*(NQC[Unit Category]=Supply[[#This Row],[Unit Category]]),0))*INDEX(Profiles[],MATCH(1,(Profiles[Month]=Supply[[#This Row],[Month]])*(Profiles[Hour Ending]=Supply[[#This Row],[Hour Ending]]),0),MATCH(Supply[[#This Row],[Unit Category]],Profiles[#Headers],0))","v":409.01002599999993}]
[1,"Biomass/Wood",5,{"$f":"INDEX(NQC[NQC MW],MATCH(1,(NQC[Month]=Supply[[#This Row],[Month]])*(NQC[Unit Category]=Supply[[#This Row],[Unit Category]]),0))*INDEX(Profiles[],MATCH(1,(Profiles[Month]=Supply[[#This Row],[Month]])*(Profiles[Hour Ending]=Supply[[#This Row],[Hour Ending]]),0),MATCH(Supply[[#This Row],[Unit Category]],Profiles[#Headers],0))","v":409.01002599999993}]
[1,"Biomass/Wood",6,{"$f":"INDEX(NQC[NQC MW],MATCH(1,(NQC[Month]=Supply[[#This Row],[Month]])*(NQC[Unit Category]=Supply[[#This Row],[Unit Category]]),0))*INDEX(Profiles[],MATCH(1,(Profiles[Month]=Supply[[#This Row],[Month]])*(Profiles[Hour Ending]=Supply[[#This Row],[Hour Ending]]),0),MATCH(Supply[[#This Row],[Unit Category]],Profiles[#Headers],0))","v":409.01002599999993}]
[1,"Biomass/Wood",7,{"$f":"INDEX(NQC[NQC MW],MATCH(1,(NQC[Month]=Supply[[#This Row],[Month]])*(NQC[Unit Category]=Supply[[#This Row],[Unit Category]]),0))*INDEX(Profiles[],MATCH(1,(Profiles[Month]=Supply[[#This Row],[Month]])*(Profiles[Hour Ending]=Supply[[#This Row],[Hour Ending]]),0),MATCH(Supply[[#This Row],[Unit Category]],Profiles[#Headers],0))","v":409.01002599999993}]
[1,"Biomass/Wood",8,{"$f":"INDEX(NQC[NQC MW],MATCH(1,(NQC[Month]=Supply[[#This Row],[Month]])*(NQC[Unit Category]=Supply[[#This Row],[Unit Category]]),0))*INDEX(Profiles[],MATCH(1,(Profiles[Month]=Supply[[#This Row],[Month]])*(Profiles[Hour Ending]=Supply[[#This Row],[Hour Ending]]),0),MATCH(Supply[[#This Row],[Unit Category]],Profiles[#Headers],0))","v":409.01002599999993}]
[1,"Biomass/Wood",9,{"$f":"INDEX(NQC[NQC MW],MATCH(1,(NQC[Month]=Supply[[#This Row],[Month]])*(NQC[Unit Category]=Supply[[#This Row],[Unit Category]]),0))*INDEX(Profiles[],MATCH(1,(Profiles[Month]=Supply[[#This Row],[Month]])*(Profiles[Hour Ending]=Supply[[#This Row],[Hour Ending]]),0),MATCH(Supply[[#This Row],[Unit Category]],Profiles[#Headers],0))","v":409.01002599999993}]
[1,"Biomass/Wood",10,{"$f":"INDEX(NQC[NQC MW],MATCH(1,(NQC[Month]=Supply[[#This Row],[Month]])*(NQC[Unit Category]=Supply[[#This Row],[Unit Category]]),0))*INDEX(Profiles[],MATCH(1,(Profiles[Month]=Supply[[#This Row],[Month]])*(Profiles[Hour Ending]=Supply[[#This Row],[Hour Ending]]),0),MATCH(Supply[[#This Row],[Unit Category]],Profiles[#Headers],0))","v":409.01002599999993}]
[1,"Biomass/Wood",11,{"$f":"INDEX(NQC[NQC MW],MATCH(1,(NQC[Month]=Supply[[#This Row],[Month]])*(NQC[Unit Category]=Supply[[#This Row],[Unit Category]]),0))*INDEX(Profiles[],MATCH(1,(Profiles[Month]=Supply[[#This Row],[Month]])*(Profiles[Hour Ending]=Supply[[#This Row],[Hour Ending]]),0),MATCH(Supply[[#This Row],[Unit Category]],Profiles[#Headers],0))","v":409.01002599999993}]
[1,"Biomass/Wood",12,{"$f":"INDEX(NQC[NQC MW],MATCH(1,(NQC[Month]=Supply[[#This Row],[Month]])*(NQC[Unit Category]=Supply[[#This Row],[Unit Category]]),0))*INDEX(Profiles[],MATCH(1,(Profiles[Month]=Supply[[#This Row],[Month]])*(Profiles[Hour Ending]=Supply[[#This Row],[Hour Ending]]),0),MATCH(Supply[[#This Row],[Unit Category]],Profiles[#Headers],0))","v":409.01002599999993}]
[1,"Biomass/Wood",13,{"$f":"INDEX(NQC[NQC MW],MATCH(1,(NQC[Month]=Supply[[#This Row],[Month]])*(NQC[Unit Category]=Supply[[#This Row],[Unit Category]]),0))*INDEX(Profiles[],MATCH(1,(Profiles[Month]=Supply[[#This Row],[Month]])*(Profiles[Hour Ending]=Supply[[#This Row],[Hour Ending]]),0),MATCH(Supply[[#This Row],[Unit Category]],Profiles[#Headers],0))","v":409.01002599999993}]
[1,"Biomass/Wood",14,{"$f":"INDEX(NQC[NQC MW],MATCH(1,(NQC[Month]=Supply[[#This Row],[Month]])*(NQC[Unit Category]=Supply[[#This Row],[Unit Category]]),0))*INDEX(Profiles[],MATCH(1,(Profiles[Month]=Supply[[#This Row],[Month]])*(Profiles[Hour Ending]=Supply[[#This Row],[Hour Ending]]),0),MATCH(Supply[[#This Row],[Unit Category]],Profiles[#Headers],0))","v":409.01002599999993}]
[1,"Biomass/Wood",15,{"$f":"INDEX(NQC[NQC MW],MATCH(1,(NQC[Month]=Supply[[#This Row],[Month]])*(NQC[Unit Category]=Supply[[#This Row],[Unit Category]]),0))*INDEX(Profiles[],MATCH(1,(Profiles[Month]=Supply[[#This Row],[Month]])*(Profiles[Hour Ending]=Supply[[#This Row],[Hour Ending]]),0),MATCH(Supply[[#This Row],[Unit Category]],Profiles[#Headers],0))","v":409.01002599999993}]
[1,"Biomass/Wood",16,{"$f":"INDEX(NQC[NQC MW],MATCH(1,(NQC[Month]=Supply[[#This Row],[Month]])*(NQC[Unit Category]=Supply[[#This Row],[Unit Category]]),0))*INDEX(Profiles[],MATCH(1,(Profiles[Month]=Supply[[#This Row],[Month]])*(Profiles[Hour Ending]=Supply[[#This Row],[Hour Ending]]),0),MATCH(Supply[[#This Row],[Unit Category]],Profiles[#Headers],0))","v":409.01002599999993}]
[1,"Biomass/Wood",17,{"$f":"INDEX(NQC[NQC MW],MATCH(1,(NQC[Month]=Supply[[#This Row],[Month]])*(NQC[Unit Category]=Supply[[#This Row],[Unit Category]]),0))*INDEX(Profiles[],MATCH(1,(Profiles[Month]=Supply[[#This Row],[Month]])*(Profiles[Hour Ending]=Supply[[#This Row],[Hour Ending]]),0),MATCH(Supply[[#This Row],[Unit Category]],Profiles[#Headers],0))","v":409.01002599999993}]
[1,"Biomass/Wood",18,{"$f":"INDEX(NQC[NQC MW],MATCH(1,(NQC[Month]=Supply[[#This Row],[Month]])*(NQC[Unit Category]=Supply[[#This Row],[Unit Category]]),0))*INDEX(Profiles[],MATCH(1,(Profiles[Month]=Supply[[#This Row],[Month]])*(Profiles[Hour Ending]=Supply[[#This Row],[Hour Ending]]),0),MATCH(Supply[[#This Row],[Unit Category]],Profiles[#Headers],0))","v":409.01002599999993}]
[1,"Biomass/Wood",19,{"$f":"INDEX(NQC[NQC MW],MATCH(1,(NQC[Month]=Supply[[#This Row],[Month]])*(NQC[Unit Category]=Supply[[#This Row],[Unit Category]]),0))*INDEX(Profiles[],MATCH(1,(Profiles[Month]=Supply[[#This Row],[Month]])*(Profiles[Hour Ending]=Supply[[#This Row],[Hour Ending]]),0),MATCH(Supply[[#This Row],[Unit Category]],Profiles[#Headers],0))","v":409.01002599999993}]
[1,"Biomass/Wood",20,{"$f":"INDEX(NQC[NQC MW],MATCH(1,(NQC[Month]=Supply[[#This Row],[Month]])*(NQC[Unit Category]=Supply[[#This Row],[Unit Category]]),0))*INDEX(Profiles[],MATCH(1,(Profiles[Month]=Supply[[#This Row],[Month]])*(Profiles[Hour Ending]=Supply[[#This Row],[Hour Ending]]),0),MATCH(Supply[[#This Row],[Unit Category]],Profiles[#Headers],0))","v":409.01002599999993}]
[1,"Biomass/Wood",21,{"$f":"INDEX(NQC[NQC MW],MATCH(1,(NQC[Month]=Supply[[#This Row],[Month]])*(NQC[Unit Category]=Supply[[#This Row],[Unit Category]]),0))*INDEX(Profiles[],MATCH(1,(Profiles[Month]=Supply[[#This Row],[Month]])*(Profiles[Hour Ending]=Supply[[#This Row],[Hour Ending]]),0),MATCH(Supply[[#This Row],[Unit Category]],Profiles[#Headers],0))","v":409.01002599999993}]
[1,"Biomass/Wood",22,{"$f":"INDEX(NQC[NQC MW],MATCH(1,(NQC[Month]=Supply[[#This Row],[Month]])*(NQC[Unit Category]=Supply[[#This Row],[Unit Category]]),0))*INDEX(Profiles[],MATCH(1,(Profiles[Month]=Supply[[#This Row],[Month]])*(Profiles[Hour Ending]=Supply[[#This Row],[Hour Ending]]),0),MATCH(Supply[[#This Row],[Unit Category]],Profiles[#Headers],0))","v":409.01002599999993}]
[1,"Biomass/Wood",23,{"$f":"INDEX(NQC[NQC MW],MATCH(1,(NQC[Month]=Supply[[#This Row],[Month]])*(NQC[Unit Category]=Supply[[#This Row],[Unit Category]]),0))*INDEX(Profiles[],MATCH(1,(Profiles[Month]=Supply[[#This Row],[Month]])*(Profiles[Hour Ending]=Supply[[#This Row],[Hour Ending]]),0),MATCH(Supply[[#This Row],[Unit Category]],Profiles[#Headers],0))","v":409.01002599999993}]
[1,"Biomass/Wood",24,{"$f":"INDEX(NQC[NQC MW],MATCH(1,(NQC[Month]=Supply[[#This Row],[Month]])*(NQC[Unit Category]=Supply[[#This Row],[Unit Category]]),0))*INDEX(Profiles[],MATCH(1,(Profiles[Month]=Supply[[#This Row],[Month]])*(Profiles[Hour Ending]=Supply[[#This Row],[Hour Ending]]),0),MATCH(Supply[[#This Row],[Unit Category]],Profiles[#Headers],0))","v":409.01002599999993}]
[1,"CC",1,{"$f":"INDEX(NQC[NQC MW],MATCH(1,(NQC[Month]=Supply[[#This Row],[Month]])*(NQC[Unit Category]=Supply[[#This Row],[Unit Category]]),0))*INDEX(Profiles[],MATCH(1,(Profiles[Month]=Supply[[#This Row],[Month]])*(Profiles[Hour Ending]=Supply[[#This Row],[Hour Ending]]),0),MATCH(Supply[[#This Row],[Unit Category]],Profiles[#Headers],0))","v":17255.400000000001}]
[1,"CC",2,{"$f":"INDEX(NQC[NQC MW],MATCH(1,(NQC[Month]=Supply[[#This Row],[Month]])*(NQC[Unit Category]=Supply[[#This Row],[Unit Category]]),0))*INDEX(Profiles[],MATCH(1,(Profiles[Month]=Supply[[#This Row],[Month]])*(Profiles[Hour Ending]=Supply[[#This Row],[Hour Ending]]),0),MATCH(Supply[[#This Row],[Unit Category]],Profiles[#Headers],0))","v":17255.400000000001}]
[1,"CC",3,{"$f":"INDEX(NQC[NQC MW],MATCH(1,(NQC[Month]=Supply[[#This Row],[Month]])*(NQC[Unit Category]=Supply[[#This Row],[Unit Category]]),0))*INDEX(Profiles[],MATCH(1,(Profiles[Month]=Supply[[#This Row],[Month]])*(Profiles[Hour Ending]=Supply[[#This Row],[Hour Ending]]),0),MATCH(Supply[[#This Row],[Unit Category]],Profiles[#Headers],0))","v":17255.400000000001}]
[1,"CC",4,{"$f":"INDEX(NQC[NQC MW],MATCH(1,(NQC[Month]=Supply[[#This Row],[Month]])*(NQC[Unit Category]=Supply[[#This Row],[Unit Category]]),0))*INDEX(Profiles[],MATCH(1,(Profiles[Month]=Supply[[#This Row],[Month]])*(Profiles[Hour Ending]=Supply[[#This Row],[Hour Ending]]),0),MATCH(Supply[[#This Row],[Unit Category]],Profiles[#Headers],0))","v":17255.400000000001}]
[1,"CC",5,{"$f":"INDEX(NQC[NQC MW],MATCH(1,(NQC[Month]=Supply[[#This Row],[Month]])*(NQC[Unit Category]=Supply[[#This Row],[Unit Category]]),0))*INDEX(Profiles[],MATCH(1,(Profiles[Month]=Supply[[#This Row],[Month]])*(Profiles[Hour Ending]=Supply[[#This Row],[Hour Ending]]),0),MATCH(Supply[[#This Row],[Unit Category]],Profiles[#Headers],0))","v":17255.400000000001}]
[1,"CC",6,{"$f":"INDEX(NQC[NQC MW],MATCH(1,(NQC[Month]=Supply[[#This Row],[Month]])*(NQC[Unit Category]=Supply[[#This Row],[Unit Category]]),0))*INDEX(Profiles[],MATCH(1,(Profiles[Month]=Supply[[#This Row],[Month]])*(Profiles[Hour Ending]=Supply[[#This Row],[Hour Ending]]),0),MATCH(Supply[[#This Row],[Unit Category]],Profiles[#Headers],0))","v":17255.400000000001}]
[1,"CC",7,{"$f":"INDEX(NQC[NQC MW],MATCH(1,(NQC[Month]=Supply[[#This Row],[Month]])*(NQC[Unit Category]=Supply[[#This Row],[Unit Category]]),0))*INDEX(Profiles[],MATCH(1,(Profiles[Month]=Supply[[#This Row],[Month]])*(Profiles[Hour Ending]=Supply[[#This Row],[Hour Ending]]),0),MATCH(Supply[[#This Row],[Unit Category]],Profiles[#Headers],0))","v":17255.400000000001}]
[1,"CC",8,{"$f":"INDEX(NQC[NQC MW],MATCH(1,(NQC[Month]=Supply[[#This Row],[Month]])*(NQC[Unit Category]=Supply[[#This Row],[Unit Category]]),0))*INDEX(Profiles[],MATCH(1,(Profiles[Month]=Supply[[#This Row],[Month]])*(Profiles[Hour Ending]=Supply[[#This Row],[Hour Ending]]),0),MATCH(Supply[[#This Row],[Unit Category]],Profiles[#Headers],0))","v":17255.400000000001}]
[1,"CC",9,{"$f":"INDEX(NQC[NQC MW],MATCH(1,(NQC[Month]=Supply[[#This Row],[Month]])*(NQC[Unit Category]=Supply[[#This Row],[Unit Category]]),0))*INDEX(Profiles[],MATCH(1,(Profiles[Month]=Supply[[#This Row],[Month]])*(Profiles[Hour Ending]=Supply[[#This Row],[Hour Ending]]),0),MATCH(Supply[[#This Row],[Unit Category]],Profiles[#Headers],0))","v":17255.400000000001}]
[1,"CC",10,{"$f":"INDEX(NQC[NQC MW],MATCH(1,(NQC[Month]=Supply[[#This Row],[Month]])*(NQC[Unit Category]=Supply[[#This Row],[Unit Category]]),0))*INDEX(Profiles[],MATCH(1,(Profiles[Month]=Supply[[#This Row],[Month]])*(Profiles[Hour Ending]=Supply[[#This Row],[Hour Ending]]),0),MATCH(Supply[[#This Row],[Unit Category]],Profiles[#Headers],0))","v":17255.400000000001}]
[1,"CC",11,{"$f":"INDEX(NQC[NQC MW],MATCH(1,(NQC[Month]=Supply[[#This Row],[Month]])*(NQC[Unit Category]=Supply[[#This Row],[Unit Category]]),0))*INDEX(Profiles[],MATCH(1,(Profiles[Month]=Supply[[#This Row],[Month]])*(Profiles[Hour Ending]=Supply[[#This Row],[Hour Ending]]),0),MATCH(Supply[[#This Row],[Unit Category]],Profiles[#Headers],0))","v":17255.400000000001}]
[1,"CC",12,{"$f":"INDEX(NQC[NQC MW],MATCH(1,(NQC[Month]=Supply[[#This Row],[Month]])*(NQC[Unit Category]=Supply[[#This Row],[Unit Category]]),0))*INDEX(Profiles[],MATCH(1,(Profiles[Month]=Supply[[#This Row],[Month]])*(Profiles[Hour Ending]=Supply[[#This Row],[Hour Ending]]),0),MATCH(Supply[[#This Row],[Unit Category]],Profiles[#Headers],0))","v":17255.400000000001}]
[1,"CC",13,{"$f":"INDEX(NQC[NQC MW],MATCH(1,(NQC[Month]=Supply[[#This Row],[Month]])*(NQC[Unit Category]=Supply[[#This Row],[Unit Category]]),0))*INDEX(Profiles[],MATCH(1,(Profiles[Month]=Supply[[#This Row],[Month]])*(Profiles[Hour Ending]=Supply[[#This Row],[Hour Ending]]),0),MATCH(Supply[[#This Row],[Unit Category]],Profiles[#Headers],0))","v":17255.400000000001}]
[1,"CC",14,{"$f":"INDEX(NQC[NQC MW],MATCH(1,(NQC[Month]=Supply[[#This Row],[Month]])*(NQC[Unit Category]=Supply[[#This Row],[Unit Category]]),0))*INDEX(Profiles[],MATCH(1,(Profiles[Month]=Supply[[#This Row],[Month]])*(Profiles[Hour Ending]=Supply[[#This Row],[Hour Ending]]),0),MATCH(Supply[[#This Row],[Unit Category]],Profiles[#Headers],0))","v":17255.400000000001}]
[1,"CC",15,{"$f":"INDEX(NQC[NQC MW],MATCH(1,(NQC[Month]=Supply[[#This Row],[Month]])*(NQC[Unit Category]=Supply[[#This Row],[Unit Category]]),0))*INDEX(Profiles[],MATCH(1,(Profiles[Month]=Supply[[#This Row],[Month]])*(Profiles[Hour Ending]=Supply[[#This Row],[Hour Ending]]),0),MATCH(Supply[[#This Row],[Unit Category]],Profiles[#Headers],0))","v":17255.400000000001}]
[1,"CC",16,{"$f":"INDEX(NQC[NQC MW],MATCH(1,(NQC[Month]=Supply[[#This Row],[Month]])*(NQC[Unit Category]=Supply[[#This Row],[Unit Category]]),0))*INDEX(Profiles[],MATCH(1,(Profiles[Month]=Supply[[#This Row],[Month]])*(Profiles[Hour Ending]=Supply[[#This Row],[Hour Ending]]),0),MATCH(Supply[[#This Row],[Unit Category]],Profiles[#Headers],0))","v":17255.400000000001}]
[1,"CC",17,{"$f":"INDEX(NQC[NQC MW],MATCH(1,(NQC[Month]=Supply[[#This Row],[Month]])*(NQC[Unit Category]=Supply[[#This Row],[Unit Category]]),0))*INDEX(Profiles[],MATCH(1,(Profiles[Month]=Supply[[#This Row],[Month]])*(Profiles[Hour Ending]=Supply[[#This Row],[Hour Ending]]),0),MATCH(Supply[[#This Row],[Unit Category]],Profiles[#Headers],0))","v":17255.400000000001}]
[1,"CC",18,{"$f":"INDEX(NQC[NQC MW],MATCH(1,(NQC[Month]=Supply[[#This Row],[Month]])*(NQC[Unit Category]=Supply[[#This Row],[Unit Category]]),0))*INDEX(Profiles[],MATCH(1,(Profiles[Month]=Supply[[#This Row],[Month]])*(Profiles[Hour Ending]=Supply[[#This Row],[Hour Ending]]),0),MATCH(Supply[[#This Row],[Unit Category]],Profiles[#Headers],0))","v":17255.400000000001}]
[1,"CC",19,{"$f":"INDEX(NQC[NQC MW],MATCH(1,(NQC[Month]=Supply[[#This Row],[Month]])*(NQC[Unit Category]=Supply[[#This Row],[Unit Category]]),0))*INDEX(Profiles[],MATCH(1,(Profiles[Month]=Supply[[#This Row],[Month]])*(Profiles[Hour Ending]=Supply[[#This Row],[Hour Ending]]),0),MATCH(Supply[[#This Row],[Unit Category]],Profiles[#Headers],0))","v":17255.400000000001}]
[1,"CC",20,{"$f":"INDEX(NQC[NQC MW],MATCH(1,(NQC[Month]=Supply[[#This Row],[Month]])*(NQC[Unit Category]=Supply[[#This Row],[Unit Category]]),0))*INDEX(Profiles[],MATCH(1,(Profiles[Month]=Supply[[#This Row],[Month]])*(Profiles[Hour Ending]=Supply[[#This Row],[Hour Ending]]),0),MATCH(Supply[[#This Row],[Unit Category]],Profiles[#Headers],0))","v":17255.400000000001}]
[1,"CC",21,{"$f":"INDEX(NQC[NQC MW],MATCH(1,(NQC[Month]=Supply[[#This Row],[Month]])*(NQC[Unit Category]=Supply[[#This Row],[Unit Category]]),0))*INDEX(Profiles[],MATCH(1,(Profiles[Month]=Supply[[#This Row],[Month]])*(Profiles[Hour Ending]=Supply[[#This Row],[Hour Ending]]),0),MATCH(Supply[[#This Row],[Unit Category]],Profiles[#Headers],0))","v":17255.400000000001}]
[1,"CC",22,{"$f":"INDEX(NQC[NQC MW],MATCH(1,(NQC[Month]=Supply[[#This Row],[Month]])*(NQC[Unit Category]=Supply[[#This Row],[Unit Category]]),0))*INDEX(Profiles[],MATCH(1,(Profiles[Month]=Supply[[#This Row],[Month]])*(Profiles[Hour Ending]=Supply[[#This Row],[Hour Ending]]),0),MATCH(Supply[[#This Row],[Unit Category]],Profiles[#Headers],0))","v":17255.400000000001}]
[1,"CC",23,{"$f":"INDEX(NQC[NQC MW],MATCH(1,(NQC[Month]=Supply[[#This Row],[Month]])*(NQC[Unit Category]=Supply[[#This Row],[Unit Category]]),0))*INDEX(Profiles[],MATCH(1,(Profiles[Month]=Supply[[#This Row],[Month]])*(Profiles[Hour Ending]=Supply[[#This Row],[Hour Ending]]),0),MATCH(Supply[[#This Row],[Unit Category]],Profiles[#Headers],0))","v":17255.400000000001}]
[1,"CC",24,{"$f":"INDEX(NQC[NQC MW],MATCH(1,(NQC[Month]=Supply[[#This Row],[Month]])*(NQC[Unit Category]=Supply[[#This Row],[Unit Category]]),0))*INDEX(Profiles[],MATCH(1,(Profiles[Month]=Supply[[#This Row],[Month]])*(Profiles[Hour Ending]=Supply[[#This Row],[Hour Ending]]),0),MATCH(Supply[[#This Row],[Unit Category]],Profiles[#Headers],0))","v":17255.400000000001}]
[1,"Coal",1,{"$f":"INDEX(NQC[NQC MW],MATCH(1,(NQC[Month]=Supply[[#This Row],[Month]])*(NQC[Unit Category]=Supply[[#This Row],[Unit Category]]),0))*INDEX(Profiles[],MATCH(1,(Profiles[Month]=Supply[[#This Row],[Month]])*(Profiles[Hour Ending]=Supply[[#This Row],[Hour Ending]]),0),MATCH(Supply[[#This Row],[Unit Category]],Profiles[#Headers],0))","v":0}]
[1,"Coal",2,{"$f":"INDEX(NQC[NQC MW],MATCH(1,(NQC[Month]=Supply[[#This Row],[Month]])*(NQC[Unit Category]=Supply[[#This Row],[Unit Category]]),0))*INDEX(Profiles[],MATCH(1,(Profiles[Month]=Supply[[#This Row],[Month]])*(Profiles[Hour Ending]=Supply[[#This Row],[Hour Ending]]),0),MATCH(Supply[[#This Row],[Unit Category]],Profiles[#Headers],0))","v":0}]
[1,"Coal",3,{"$f":"INDEX(NQC[NQC MW],MATCH(1,(NQC[Month]=Supply[[#This Row],[Month]])*(NQC[Unit Category]=Supply[[#This Row],[Unit Category]]),0))*INDEX(Profiles[],MATCH(1,(Profiles[Month]=Supply[[#This Row],[Month]])*(Profiles[Hour Ending]=Supply[[#This Row],[Hour Ending]]),0),MATCH(Supply[[#This Row],[Unit Category]],Profiles[#Headers],0))","v":0}]
[1,"Coal",4,{"$f":"INDEX(NQC[NQC MW],MATCH(1,(NQC[Month]=Supply[[#This Row],[Month]])*(NQC[Unit Category]=Supply[[#This Row],[Unit Category]]),0))*INDEX(Profiles[],MATCH(1,(Profiles[Month]=Supply[[#This Row],[Month]])*(Profiles[Hour Ending]=Supply[[#This Row],[Hour Ending]]),0),MATCH(Supply[[#This Row],[Unit Category]],Profiles[#Headers],0))","v":0}]
[1,"Coal",5,{"$f":"INDEX(NQC[NQC MW],MATCH(1,(NQC[Month]=Supply[[#This Row],[Month]])*(NQC[Unit Category]=Supply[[#This Row],[Unit Category]]),0))*INDEX(Profiles[],MATCH(1,(Profiles[Month]=Supply[[#This Row],[Month]])*(Profiles[Hour Ending]=Supply[[#This Row],[Hour Ending]]),0),MATCH(Supply[[#This Row],[Unit Category]],Profiles[#Headers],0))","v":0}]
[1,"Coal",6,{"$f":"INDEX(NQC[NQC MW],MATCH(1,(NQC[Month]=Supply[[#This Row],[Month]])*(NQC[Unit Category]=Supply[[#This Row],[Unit Category]]),0))*INDEX(Profiles[],MATCH(1,(Profiles[Month]=Supply[[#This Row],[Month]])*(Profiles[Hour Ending]=Supply[[#This Row],[Hour Ending]]),0),MATCH(Supply[[#This Row],[Unit Category]],Profiles[#Headers],0))","v":0}]
[1,"Coal",7,{"$f":"INDEX(NQC[NQC MW],MATCH(1,(NQC[Month]=Supply[[#This Row],[Month]])*(NQC[Unit Category]=Supply[[#This Row],[Unit Category]]),0))*INDEX(Profiles[],MATCH(1,(Profiles[Month]=Supply[[#This Row],[Month]])*(Profiles[Hour Ending]=Supply[[#This Row],[Hour Ending]]),0),MATCH(Supply[[#This Row],[Unit Category]],Profiles[#Headers],0))","v":0}]
[1,"Coal",8,{"$f":"INDEX(NQC[NQC MW],MATCH(1,(NQC[Month]=Supply[[#This Row],[Month]])*(NQC[Unit Category]=Supply[[#This Row],[Unit Category]]),0))*INDEX(Profiles[],MATCH(1,(Profiles[Month]=Supply[[#This Row],[Month]])*(Profiles[Hour Ending]=Supply[[#This Row],[Hour Ending]]),0),MATCH(Supply[[#This Row],[Unit Category]],Profiles[#Headers],0))","v":0}]
[1,"Coal",9,{"$f":"INDEX(NQC[NQC MW],MATCH(1,(NQC[Month]=Supply[[#This Row],[Month]])*(NQC[Unit Category]=Supply[[#This Row],[Unit Category]]),0))*INDEX(Profiles[],MATCH(1,(Profiles[Month]=Supply[[#This Row],[Month]])*(Profiles[Hour Ending]=Supply[[#This Row],[Hour Ending]]),0),MATCH(Supply[[#This Row],[Unit Category]],Profiles[#Headers],0))","v":0}]
[1,"Coal",10,{"$f":"INDEX(NQC[NQC MW],MATCH(1,(NQC[Month]=Supply[[#This Row],[Month]])*(NQC[Unit Category]=Supply[[#This Row],[Unit Category]]),0))*INDEX(Profiles[],MATCH(1,(Profiles[Month]=Supply[[#This Row],[Month]])*(Profiles[Hour Ending]=Supply[[#This Row],[Hour Ending]]),0),MATCH(Supply[[#This Row],[Unit Category]],Profiles[#Headers],0))","v":0}]
[1,"Coal",11,{"$f":"INDEX(NQC[NQC MW],MATCH(1,(NQC[Month]=Supply[[#This Row],[Month]])*(NQC[Unit Category]=Supply[[#This Row],[Unit Category]]),0))*INDEX(Profiles[],MATCH(1,(Profiles[Month]=Supply[[#This Row],[Month]])*(Profiles[Hour Ending]=Supply[[#This Row],[Hour Ending]]),0),MATCH(Supply[[#This Row],[Unit Category]],Profiles[#Headers],0))","v":0}]
[1,"Coal",12,{"$f":"INDEX(NQC[NQC MW],MATCH(1,(NQC[Month]=Supply[[#This Row],[Month]])*(NQC[Unit Category]=Supply[[#This Row],[Unit Category]]),0))*INDEX(Profiles[],MATCH(1,(Profiles[Month]=Supply[[#This Row],[Month]])*(Profiles[Hour Ending]=Supply[[#This Row],[Hour Ending]]),0),MATCH(Supply[[#This Row],[Unit Category]],Profiles[#Headers],0))","v":0}]
[1,"Coal",13,{"$f":"INDEX(NQC[NQC MW],MATCH(1,(NQC[Month]=Supply[[#This Row],[Month]])*(NQC[Unit Category]=Supply[[#This Row],[Unit Category]]),0))*INDEX(Profiles[],MATCH(1,(Profiles[Month]=Supply[[#This Row],[Month]])*(Profiles[Hour Ending]=Supply[[#This Row],[Hour Ending]]),0),MATCH(Supply[[#This Row],[Unit Category]],Profiles[#Headers],0))","v":0}]
[1,"Coal",14,{"$f":"INDEX(NQC[NQC MW],MATCH(1,(NQC[Month]=Supply[[#This Row],[Month]])*(NQC[Unit Category]=Supply[[#This Row],[Unit Category]]),0))*INDEX(Profiles[],MATCH(1,(Profiles[Month]=Supply[[#This Row],[Month]])*(Profiles[Hour Ending]=Supply[[#This Row],[Hour Ending]]),0),MATCH(Supply[[#This Row],[Unit Category]],Profiles[#Headers],0))","v":0}]
[1,"Coal",15,{"$f":"INDEX(NQC[NQC MW],MATCH(1,(NQC[Month]=Supply[[#This Row],[Month]])*(NQC[Unit Category]=Supply[[#This Row],[Unit Category]]),0))*INDEX(Profiles[],MATCH(1,(Profiles[Month]=Supply[[#This Row],[Month]])*(Profiles[Hour Ending]=Supply[[#This Row],[Hour Ending]]),0),MATCH(Supply[[#This Row],[Unit Category]],Profiles[#Headers],0))","v":0}]
[1,"Coal",16,{"$f":"INDEX(NQC[NQC MW],MATCH(1,(NQC[Month]=Supply[[#This Row],[Month]])*(NQC[Unit Category]=Supply[[#This Row],[Unit Category]]),0))*INDEX(Profiles[],MATCH(1,(Profiles[Month]=Supply[[#This Row],[Month]])*(Profiles[Hour Ending]=Supply[[#This Row],[Hour Ending]]),0),MATCH(Supply[[#This Row],[Unit Category]],Profiles[#Headers],0))","v":0}]
[1,"Coal",17,{"$f":"INDEX(NQC[NQC MW],MATCH(1,(NQC[Month]=Supply[[#This Row],[Month]])*(NQC[Unit Category]=Supply[[#This Row],[Unit Category]]),0))*INDEX(Profiles[],MATCH(1,(Profiles[Month]=Supply[[#This Row],[Month]])*(Profiles[Hour Ending]=Supply[[#This Row],[Hour Ending]]),0),MATCH(Supply[[#This Row],[Unit Category]],Profiles[#Headers],0))","v":0}]
[1,"Coal",18,{"$f":"INDEX(NQC[NQC MW],MATCH(1,(NQC[Month]=Supply[[#This Row],[Month]])*(NQC[Unit Category]=Supply[[#This Row],[Unit Category]]),0))*INDEX(Profiles[],MATCH(1,(Profiles[Month]=Supply[[#This Row],[Month]])*(Profiles[Hour Ending]=Supply[[#This Row],[Hour Ending]]),0),MATCH(Supply[[#This Row],[Unit Category]],Profiles[#Headers],0))","v":0}]
[1,"Coal",19,{"$f":"INDEX(NQC[NQC MW],MATCH(1,(NQC[Month]=Supply[[#This Row],[Month]])*(NQC[Unit Category]=Supply[[#This Row],[Unit Category]]),0))*INDEX(Profiles[],MATCH(1,(Profiles[Month]=Supply[[#This Row],[Month]])*(Profiles[Hour Ending]=Supply[[#This Row],[Hour Ending]]),0),MATCH(Supply[[#This Row],[Unit Category]],Profiles[#Headers],0))","v":0}]
[1,"Coal",20,{"$f":"INDEX(NQC[NQC MW],MATCH(1,(NQC[Month]=Supply[[#This Row],[Month]])*(NQC[Unit Category]=Supply[[#This Row],[Unit Category]]),0))*INDEX(Profiles[],MATCH(1,(Profiles[Month]=Supply[[#This Row],[Month]])*(Profiles[Hour Ending]=Supply[[#This Row],[Hour Ending]]),0),MATCH(Supply[[#This Row],[Unit Category]],Profiles[#Headers],0))","v":0}]
[1,"Coal",21,{"$f":"INDEX(NQC[NQC MW],MATCH(1,(NQC[Month]=Supply[[#This Row],[Month]])*(NQC[Unit Category]=Supply[[#This Row],[Unit Category]]),0))*INDEX(Profiles[],MATCH(1,(Profiles[Month]=Supply[[#This Row],[Month]])*(Profiles[Hour Ending]=Supply[[#This Row],[Hour Ending]]),0),MATCH(Supply[[#This Row],[Unit Category]],Profiles[#Headers],0))","v":0}]
[1,"Coal",22,{"$f":"INDEX(NQC[NQC MW],MATCH(1,(NQC[Month]=Supply[[#This Row],[Month]])*(NQC[Unit Category]=Supply[[#This Row],[Unit Category]]),0))*INDEX(Profiles[],MATCH(1,(Profiles[Month]=Supply[[#This Row],[Month]])*(Profiles[Hour Ending]=Supply[[#This Row],[Hour Ending]]),0),MATCH(Supply[[#This Row],[Unit Category]],Profiles[#Headers],0))","v":0}]
[1,"Coal",23,{"$f":"INDEX(NQC[NQC MW],MATCH(1,(NQC[Month]=Supply[[#This Row],[Month]])*(NQC[Unit Category]=Supply[[#This Row],[Unit Category]]),0))*INDEX(Profiles[],MATCH(1,(Profiles[Month]=Supply[[#This Row],[Month]])*(Profiles[Hour Ending]=Supply[[#This Row],[Hour Ending]]),0),MATCH(Supply[[#This Row],[Unit Category]],Profiles[#Headers],0))","v":0}]
[1,"Coal",24,{"$f":"INDEX(NQC[NQC MW],MATCH(1,(NQC[Month]=Supply[[#This Row],[Month]])*(NQC[Unit Category]=Supply[[#This Row],[Unit Category]]),0))*INDEX(Profiles[],MATCH(1,(Profiles[Month]=Supply[[#This Row],[Month]])*(Profiles[Hour Ending]=Supply[[#This Row],[Hour Ending]]),0),MATCH(Supply[[#This Row],[Unit Category]],Profiles[#Headers],0))","v":0}]
[1,"Cogen",1,{"$f":"INDEX(NQC[NQC MW],MATCH(1,(NQC[Month]=Supply[[#This Row],[Month]])*(NQC[Unit Category]=Supply[[#This Row],[Unit Category]]),0))*INDEX(Profiles[],MATCH(1,(Profiles[Month]=Supply[[#This Row],[Month]])*(Profiles[Hour Ending]=Supply[[#This Row],[Hour Ending]]),0),MATCH(Supply[[#This Row],[Unit Category]],Profiles[#Headers],0))","v":1902.7518240000002}]
[1,"Cogen",2,{"$f":"INDEX(NQC[NQC MW],MATCH(1,(NQC[Month]=Supply[[#This Row],[Month]])*(NQC[Unit Category]=Supply[[#This Row],[Unit Category]]),0))*INDEX(Profiles[],MATCH(1,(Profiles[Month]=Supply[[#This Row],[Month]])*(Profiles[Hour Ending]=Supply[[#This Row],[Hour Ending]]),0),MATCH(Supply[[#This Row],[Unit Category]],Profiles[#Headers],0))","v":1902.7518240000002}]
[1,"Cogen",3,{"$f":"INDEX(NQC[NQC MW],MATCH(1,(NQC[Month]=Supply[[#This Row],[Month]])*(NQC[Unit Category]=Supply[[#This Row],[Unit Category]]),0))*INDEX(Profiles[],MATCH(1,(Profiles[Month]=Supply[[#This Row],[Month]])*(Profiles[Hour Ending]=Supply[[#This Row],[Hour Ending]]),0),MATCH(Supply[[#This Row],[Unit Category]],Profiles[#Headers],0))","v":1902.7518240000002}]
[1,"Cogen",4,{"$f":"INDEX(NQC[NQC MW],MATCH(1,(NQC[Month]=Supply[[#This Row],[Month]])*(NQC[Unit Category]=Supply[[#This Row],[Unit Category]]),0))*INDEX(Profiles[],MATCH(1,(Profiles[Month]=Supply[[#This Row],[Month]])*(Profiles[Hour Ending]=Supply[[#This Row],[Hour Ending]]),0),MATCH(Supply[[#This Row],[Unit Category]],Profiles[#Headers],0))","v":1902.7518240000002}]
[1,"Cogen",5,{"$f":"INDEX(NQC[NQC MW],MATCH(1,(NQC[Month]=Supply[[#This Row],[Month]])*(NQC[Unit Category]=Supply[[#This Row],[Unit Category]]),0))*INDEX(Profiles[],MATCH(1,(Profiles[Month]=Supply[[#This Row],[Month]])*(Profiles[Hour Ending]=Supply[[#This Row],[Hour Ending]]),0),MATCH(Supply[[#This Row],[Unit Category]],Profiles[#Headers],0))","v":1902.7518240000002}]
[1,"Cogen",6,{"$f":"INDEX(NQC[NQC MW],MATCH(1,(NQC[Month]=Supply[[#This Row],[Month]])*(NQC[Unit Category]=Supply[[#This Row],[Unit Category]]),0))*INDEX(Profiles[],MATCH(1,(Profiles[Month]=Supply[[#This Row],[Month]])*(Profiles[Hour Ending]=Supply[[#This Row],[Hour Ending]]),0),MATCH(Supply[[#This Row],[Unit Category]],Profiles[#Headers],0))","v":1902.7518240000002}]
[1,"Cogen",7,{"$f":"INDEX(NQC[NQC MW],MATCH(1,(NQC[Month]=Supply[[#This Row],[Month]])*(NQC[Unit Category]=Supply[[#This Row],[Unit Category]]),0))*INDEX(Profiles[],MATCH(1,(Profiles[Month]=Supply[[#This Row],[Month]])*(Profiles[Hour Ending]=Supply[[#This Row],[Hour Ending]]),0),MATCH(Supply[[#This Row],[Unit Category]],Profiles[#Headers],0))","v":1902.7518240000002}]
[1,"Cogen",8,{"$f":"INDEX(NQC[NQC MW],MATCH(1,(NQC[Month]=Supply[[#This Row],[Month]])*(NQC[Unit Category]=Supply[[#This Row],[Unit Category]]),0))*INDEX(Profiles[],MATCH(1,(Profiles[Month]=Supply[[#This Row],[Month]])*(Profiles[Hour Ending]=Supply[[#This Row],[Hour Ending]]),0),MATCH(Supply[[#This Row],[Unit Category]],Profiles[#Headers],0))","v":1902.7518240000002}]
[1,"Cogen",9,{"$f":"INDEX(NQC[NQC MW],MATCH(1,(NQC[Month]=Supply[[#This Row],[Month]])*(NQC[Unit Category]=Supply[[#This Row],[Unit Category]]),0))*INDEX(Profiles[],MATCH(1,(Profiles[Month]=Supply[[#This Row],[Month]])*(Profiles[Hour Ending]=Supply[[#This Row],[Hour Ending]]),0),MATCH(Supply[[#This Row],[Unit Category]],Profiles[#Headers],0))","v":1902.7518240000002}]
[1,"Cogen",10,{"$f":"INDEX(NQC[NQC MW],MATCH(1,(NQC[Month]=Supply[[#This Row],[Month]])*(NQC[Unit Category]=Supply[[#This Row],[Unit Category]]),0))*INDEX(Profiles[],MATCH(1,(Profiles[Month]=Supply[[#This Row],[Month]])*(Profiles[Hour Ending]=Supply[[#This Row],[Hour Ending]]),0),MATCH(Supply[[#This Row],[Unit Category]],Profiles[#Headers],0))","v":1902.7518240000002}]
[1,"Cogen",11,{"$f":"INDEX(NQC[NQC MW],MATCH(1,(NQC[Month]=Supply[[#This Row],[Month]])*(NQC[Unit Category]=Supply[[#This Row],[Unit Category]]),0))*INDEX(Profiles[],MATCH(1,(Profiles[Month]=Supply[[#This Row],[Month]])*(Profiles[Hour Ending]=Supply[[#This Row],[Hour Ending]]),0),MATCH(Supply[[#This Row],[Unit Category]],Profiles[#Headers],0))","v":1902.7518240000002}]
[1,"Cogen",12,{"$f":"INDEX(NQC[NQC MW],MATCH(1,(NQC[Month]=Supply[[#This Row],[Month]])*(NQC[Unit Category]=Supply[[#This Row],[Unit Category]]),0))*INDEX(Profiles[],MATCH(1,(Profiles[Month]=Supply[[#This Row],[Month]])*(Profiles[Hour Ending]=Supply[[#This Row],[Hour Ending]]),0),MATCH(Supply[[#This Row],[Unit Category]],Profiles[#Headers],0))","v":1902.7518240000002}]
[1,"Cogen",13,{"$f":"INDEX(NQC[NQC MW],MATCH(1,(NQC[Month]=Supply[[#This Row],[Month]])*(NQC[Unit Category]=Supply[[#This Row],[Unit Category]]),0))*INDEX(Profiles[],MATCH(1,(Profiles[Month]=Supply[[#This Row],[Month]])*(Profiles[Hour Ending]=Supply[[#This Row],[Hour Ending]]),0),MATCH(Supply[[#This Row],[Unit Category]],Profiles[#Headers],0))","v":1902.7518240000002}]
[1,"Cogen",14,{"$f":"INDEX(NQC[NQC MW],MATCH(1,(NQC[Month]=Supply[[#This Row],[Month]])*(NQC[Unit Category]=Supply[[#This Row],[Unit Category]]),0))*INDEX(Profiles[],MATCH(1,(Profiles[Month]=Supply[[#This Row],[Month]])*(Profiles[Hour Ending]=Supply[[#This Row],[Hour Ending]]),0),MATCH(Supply[[#This Row],[Unit Category]],Profiles[#Headers],0))","v":1902.7518240000002}]
[1,"Cogen",15,{"$f":"INDEX(NQC[NQC MW],MATCH(1,(NQC[Month]=Supply[[#This Row],[Month]])*(NQC[Unit Category]=Supply[[#This Row],[Unit Category]]),0))*INDEX(Profiles[],MATCH(1,(Profiles[Month]=Supply[[#This Row],[Month]])*(Profiles[Hour Ending]=Supply[[#This Row],[Hour Ending]]),0),MATCH(Supply[[#This Row],[Unit Category]],Profiles[#Headers],0))","v":1902.7518240000002}]
[1,"Cogen",16,{"$f":"INDEX(NQC[NQC MW],MATCH(1,(NQC[Month]=Supply[[#This Row],[Month]])*(NQC[Unit Category]=Supply[[#This Row],[Unit Category]]),0))*INDEX(Profiles[],MATCH(1,(Profiles[Month]=Supply[[#This Row],[Month]])*(Profiles[Hour Ending]=Supply[[#This Row],[Hour Ending]]),0),MATCH(Supply[[#This Row],[Unit Category]],Profiles[#Headers],0))","v":1902.7518240000002}]
[1,"Cogen",17,{"$f":"INDEX(NQC[NQC MW],MATCH(1,(NQC[Month]=Supply[[#This Row],[Month]])*(NQC[Unit Category]=Supply[[#This Row],[Unit Category]]),0))*INDEX(Profiles[],MATCH(1,(Profiles[Month]=Supply[[#This Row],[Month]])*(Profiles[Hour Ending]=Supply[[#This Row],[Hour Ending]]),0),MATCH(Supply[[#This Row],[Unit Category]],Profiles[#Headers],0))","v":1902.7518240000002}]
[1,"Cogen",18,{"$f":"INDEX(NQC[NQC MW],MATCH(1,(NQC[Month]=Supply[[#This Row],[Month]])*(NQC[Unit Category]=Supply[[#This Row],[Unit Category]]),0))*INDEX(Profiles[],MATCH(1,(Profiles[Month]=Supply[[#This Row],[Month]])*(Profiles[Hour Ending]=Supply[[#This Row],[Hour Ending]]),0),MATCH(Supply[[#This Row],[Unit Category]],Profiles[#Headers],0))","v":1902.7518240000002}]
[1,"Cogen",19,{"$f":"INDEX(NQC[NQC MW],MATCH(1,(NQC[Month]=Supply[[#This Row],[Month]])*(NQC[Unit Category]=Supply[[#This Row],[Unit Category]]),0))*INDEX(Profiles[],MATCH(1,(Profiles[Month]=Supply[[#This Row],[Month]])*(Profiles[Hour Ending]=Supply[[#This Row],[Hour Ending]]),0),MATCH(Supply[[#This Row],[Unit Category]],Profiles[#Headers],0))","v":1902.7518240000002}]
[1,"Cogen",20,{"$f":"INDEX(NQC[NQC MW],MATCH(1,(NQC[Month]=Supply[[#This Row],[Month]])*(NQC[Unit Category]=Supply[[#This Row],[Unit Category]]),0))*INDEX(Profiles[],MATCH(1,(Profiles[Month]=Supply[[#This Row],[Month]])*(Profiles[Hour Ending]=Supply[[#This Row],[Hour Ending]]),0),MATCH(Supply[[#This Row],[Unit Category]],Profiles[#Headers],0))","v":1902.7518240000002}]
[1,"Cogen",21,{"$f":"INDEX(NQC[NQC MW],MATCH(1,(NQC[Month]=Supply[[#This Row],[Month]])*(NQC[Unit Category]=Supply[[#This Row],[Unit Category]]),0))*INDEX(Profiles[],MATCH(1,(Profiles[Month]=Supply[[#This Row],[Month]])*(Profiles[Hour Ending]=Supply[[#This Row],[Hour Ending]]),0),MATCH(Supply[[#This Row],[Unit Category]],Profiles[#Headers],0))","v":1902.7518240000002}]
[1,"Cogen",22,{"$f":"INDEX(NQC[NQC MW],MATCH(1,(NQC[Month]=Supply[[#This Row],[Month]])*(NQC[Unit Category]=Supply[[#This Row],[Unit Category]]),0))*INDEX(Profiles[],MATCH(1,(Profiles[Month]=Supply[[#This Row],[Month]])*(Profiles[Hour Ending]=Supply[[#This Row],[Hour Ending]]),0),MATCH(Supply[[#This Row],[Unit Category]],Profiles[#Headers],0))","v":1902.7518240000002}]
[1,"Cogen",23,{"$f":"INDEX(NQC[NQC MW],MATCH(1,(NQC[Month]=Supply[[#This Row],[Month]])*(NQC[Unit Category]=Supply[[#This Row],[Unit Category]]),0))*INDEX(Profiles[],MATCH(1,(Profiles[Month]=Supply[[#This Row],[Month]])*(Profiles[Hour Ending]=Supply[[#This Row],[Hour Ending]]),0),MATCH(Supply[[#This Row],[Unit Category]],Profiles[#Headers],0))","v":1902.7518240000002}]
[1,"Cogen",24,{"$f":"INDEX(NQC[NQC MW],MATCH(1,(NQC[Month]=Supply[[#This Row],[Month]])*(NQC[Unit Category]=Supply[[#This Row],[Unit Category]]),0))*INDEX(Profiles[],MATCH(1,(Profiles[Month]=Supply[[#This Row],[Month]])*(Profiles[Hour Ending]=Supply[[#This Row],[Hour Ending]]),0),MATCH(Supply[[#This Row],[Unit Category]],Profiles[#Headers],0))","v":1902.7518240000002}]
[1,"CT",1,{"$f":"INDEX(NQC[NQC MW],MATCH(1,(NQC[Month]=Supply[[#This Row],[Month]])*(NQC[Unit Category]=Supply[[#This Row],[Unit Category]]),0))*INDEX(Profiles[],MATCH(1,(Profiles[Month]=Supply[[#This Row],[Month]])*(Profiles[Hour Ending]=Supply[[#This Row],[Hour Ending]]),0),MATCH(Supply[[#This Row],[Unit Category]],Profiles[#Headers],0))","v":8046.13}]
[1,"CT",2,{"$f":"INDEX(NQC[NQC MW],MATCH(1,(NQC[Month]=Supply[[#This Row],[Month]])*(NQC[Unit Category]=Supply[[#This Row],[Unit Category]]),0))*INDEX(Profiles[],MATCH(1,(Profiles[Month]=Supply[[#This Row],[Month]])*(Profiles[Hour Ending]=Supply[[#This Row],[Hour Ending]]),0),MATCH(Supply[[#This Row],[Unit Category]],Profiles[#Headers],0))","v":8046.13}]
[1,"CT",3,{"$f":"INDEX(NQC[NQC MW],MATCH(1,(NQC[Month]=Supply[[#This Row],[Month]])*(NQC[Unit Category]=Supply[[#This Row],[Unit Category]]),0))*INDEX(Profiles[],MATCH(1,(Profiles[Month]=Supply[[#This Row],[Month]])*(Profiles[Hour Ending]=Supply[[#This Row],[Hour Ending]]),0),MATCH(Supply[[#This Row],[Unit Category]],Profiles[#Headers],0))","v":8046.13}]
[1,"CT",4,{"$f":"INDEX(NQC[NQC MW],MATCH(1,(NQC[Month]=Supply[[#This Row],[Month]])*(NQC[Unit Category]=Supply[[#This Row],[Unit Category]]),0))*INDEX(Profiles[],MATCH(1,(Profiles[Month]=Supply[[#This Row],[Month]])*(Profiles[Hour Ending]=Supply[[#This Row],[Hour Ending]]),0),MATCH(Supply[[#This Row],[Unit Category]],Profiles[#Headers],0))","v":8046.13}]
[1,"CT",5,{"$f":"INDEX(NQC[NQC MW],MATCH(1,(NQC[Month]=Supply[[#This Row],[Month]])*(NQC[Unit Category]=Supply[[#This Row],[Unit Category]]),0))*INDEX(Profiles[],MATCH(1,(Profiles[Month]=Supply[[#This Row],[Month]])*(Profiles[Hour Ending]=Supply[[#This Row],[Hour Ending]]),0),MATCH(Supply[[#This Row],[Unit Category]],Profiles[#Headers],0))","v":8046.13}]
[1,"CT",6,{"$f":"INDEX(NQC[NQC MW],MATCH(1,(NQC[Month]=Supply[[#This Row],[Month]])*(NQC[Unit Category]=Supply[[#This Row],[Unit Category]]),0))*INDEX(Profiles[],MATCH(1,(Profiles[Month]=Supply[[#This Row],[Month]])*(Profiles[Hour Ending]=Supply[[#This Row],[Hour Ending]]),0),MATCH(Supply[[#This Row],[Unit Category]],Profiles[#Headers],0))","v":8046.13}]
[1,"CT",7,{"$f":"INDEX(NQC[NQC MW],MATCH(1,(NQC[Month]=Supply[[#This Row],[Month]])*(NQC[Unit Category]=Supply[[#This Row],[Unit Category]]),0))*INDEX(Profiles[],MATCH(1,(Profiles[Month]=Supply[[#This Row],[Month]])*(Profiles[Hour Ending]=Supply[[#This Row],[Hour Ending]]),0),MATCH(Supply[[#This Row],[Unit Category]],Profiles[#Headers],0))","v":8046.13}]
[1,"CT",8,{"$f":"INDEX(NQC[NQC MW],MATCH(1,(NQC[Month]=Supply[[#This Row],[Month]])*(NQC[Unit Category]=Supply[[#This Row],[Unit Category]]),0))*INDEX(Profiles[],MATCH(1,(Profiles[Month]=Supply[[#This Row],[Month]])*(Profiles[Hour Ending]=Supply[[#This Row],[Hour Ending]]),0),MATCH(Supply[[#This Row],[Unit Category]],Profiles[#Headers],0))","v":8046.13}]
[1,"CT",9,{"$f":"INDEX(NQC[NQC MW],MATCH(1,(NQC[Month]=Supply[[#This Row],[Month]])*(NQC[Unit Category]=Supply[[#This Row],[Unit Category]]),0))*INDEX(Profiles[],MATCH(1,(Profiles[Month]=Supply[[#This Row],[Month]])*(Profiles[Hour Ending]=Supply[[#This Row],[Hour Ending]]),0),MATCH(Supply[[#This Row],[Unit Category]],Profiles[#Headers],0))","v":8046.13}]
[1,"CT",10,{"$f":"INDEX(NQC[NQC MW],MATCH(1,(NQC[Month]=Supply[[#This Row],[Month]])*(NQC[Unit Category]=Supply[[#This Row],[Unit Category]]),0))*INDEX(Profiles[],MATCH(1,(Profiles[Month]=Supply[[#This Row],[Month]])*(Profiles[Hour Ending]=Supply[[#This Row],[Hour Ending]]),0),MATCH(Supply[[#This Row],[Unit Category]],Profiles[#Headers],0))","v":8046.13}]
[1,"CT",11,{"$f":"INDEX(NQC[NQC MW],MATCH(1,(NQC[Month]=Supply[[#This Row],[Month]])*(NQC[Unit Category]=Supply[[#This Row],[Unit Category]]),0))*INDEX(Profiles[],MATCH(1,(Profiles[Month]=Supply[[#This Row],[Month]])*(Profiles[Hour Ending]=Supply[[#This Row],[Hour Ending]]),0),MATCH(Supply[[#This Row],[Unit Category]],Profiles[#Headers],0))","v":8046.13}]
[1,"CT",12,{"$f":"INDEX(NQC[NQC MW],MATCH(1,(NQC[Month]=Supply[[#This Row],[Month]])*(NQC[Unit Category]=Supply[[#This Row],[Unit Category]]),0))*INDEX(Profiles[],MATCH(1,(Profiles[Month]=Supply[[#This Row],[Month]])*(Profiles[Hour Ending]=Supply[[#This Row],[Hour Ending]]),0),MATCH(Supply[[#This Row],[Unit Category]],Profiles[#Headers],0))","v":8046.13}]
[1,"CT",13,{"$f":"INDEX(NQC[NQC MW],MATCH(1,(NQC[Month]=Supply[[#This Row],[Month]])*(NQC[Unit Category]=Supply[[#This Row],[Unit Category]]),0))*INDEX(Profiles[],MATCH(1,(Profiles[Month]=Supply[[#This Row],[Month]])*(Profiles[Hour Ending]=Supply[[#This Row],[Hour Ending]]),0),MATCH(Supply[[#This Row],[Unit Category]],Profiles[#Headers],0))","v":8046.13}]
[1,"CT",14,{"$f":"INDEX(NQC[NQC MW],MATCH(1,(NQC[Month]=Supply[[#This Row],[Month]])*(NQC[Unit Category]=Supply[[#This Row],[Unit Category]]),0))*INDEX(Profiles[],MATCH(1,(Profiles[Month]=Supply[[#This Row],[Month]])*(Profiles[Hour Ending]=Supply[[#This Row],[Hour Ending]]),0),MATCH(Supply[[#This Row],[Unit Category]],Profiles[#Headers],0))","v":8046.13}]
[1,"CT",15,{"$f":"INDEX(NQC[NQC MW],MATCH(1,(NQC[Month]=Supply[[#This Row],[Month]])*(NQC[Unit Category]=Supply[[#This Row],[Unit Category]]),0))*INDEX(Profiles[],MATCH(1,(Profiles[Month]=Supply[[#This Row],[Month]])*(Profiles[Hour Ending]=Supply[[#This Row],[Hour Ending]]),0),MATCH(Supply[[#This Row],[Unit Category]],Profiles[#Headers],0))","v":8046.13}]
[1,"CT",16,{"$f":"INDEX(NQC[NQC MW],MATCH(1,(NQC[Month]=Supply[[#This Row],[Month]])*(NQC[Unit Category]=Supply[[#This Row],[Unit Category]]),0))*INDEX(Profiles[],MATCH(1,(Profiles[Month]=Supply[[#This Row],[Month]])*(Profiles[Hour Ending]=Supply[[#This Row],[Hour Ending]]),0),MATCH(Supply[[#This Row],[Unit Category]],Profiles[#Headers],0))","v":8046.13}]
[1,"CT",17,{"$f":"INDEX(NQC[NQC MW],MATCH(1,(NQC[Month]=Supply[[#This Row],[Month]])*(NQC[Unit Category]=Supply[[#This Row],[Unit Category]]),0))*INDEX(Profiles[],MATCH(1,(Profiles[Month]=Supply[[#This Row],[Month]])*(Profiles[Hour Ending]=Supply[[#This Row],[Hour Ending]]),0),MATCH(Supply[[#This Row],[Unit Category]],Profiles[#Headers],0))","v":8046.13}]
[1,"CT",18,{"$f":"INDEX(NQC[NQC MW],MATCH(1,(NQC[Month]=Supply[[#This Row],[Month]])*(NQC[Unit Category]=Supply[[#This Row],[Unit Category]]),0))*INDEX(Profiles[],MATCH(1,(Profiles[Month]=Supply[[#This Row],[Month]])*(Profiles[Hour Ending]=Supply[[#This Row],[Hour Ending]]),0),MATCH(Supply[[#This Row],[Unit Category]],Profiles[#Headers],0))","v":8046.13}]
[1,"CT",19,{"$f":"INDEX(NQC[NQC MW],MATCH(1,(NQC[Month]=Supply[[#This Row],[Month]])*(NQC[Unit Category]=Supply[[#This Row],[Unit Category]]),0))*INDEX(Profiles[],MATCH(1,(Profiles[Month]=Supply[[#This Row],[Month]])*(Profiles[Hour Ending]=Supply[[#This Row],[Hour Ending]]),0),MATCH(Supply[[#This Row],[Unit Category]],Profiles[#Headers],0))","v":8046.13}]
[1,"CT",20,{"$f":"INDEX(NQC[NQC MW],MATCH(1,(NQC[Month]=Supply[[#This Row],[Month]])*(NQC[Unit Category]=Supply[[#This Row],[Unit Category]]),0))*INDEX(Profiles[],MATCH(1,(Profiles[Month]=Supply[[#This Row],[Month]])*(Profiles[Hour Ending]=Supply[[#This Row],[Hour Ending]]),0),MATCH(Supply[[#This Row],[Unit Category]],Profiles[#Headers],0))","v":8046.13}]
[1,"CT",21,{"$f":"INDEX(NQC[NQC MW],MATCH(1,(NQC[Month]=Supply[[#This Row],[Month]])*(NQC[Unit Category]=Supply[[#This Row],[Unit Category]]),0))*INDEX(Profiles[],MATCH(1,(Profiles[Month]=Supply[[#This Row],[Month]])*(Profiles[Hour Ending]=Supply[[#This Row],[Hour Ending]]),0),MATCH(Supply[[#This Row],[Unit Category]],Profiles[#Headers],0))","v":8046.13}]
[1,"CT",22,{"$f":"INDEX(NQC[NQC MW],MATCH(1,(NQC[Month]=Supply[[#This Row],[Month]])*(NQC[Unit Category]=Supply[[#This Row],[Unit Category]]),0))*INDEX(Profiles[],MATCH(1,(Profiles[Month]=Supply[[#This Row],[Month]])*(Profiles[Hour Ending]=Supply[[#This Row],[Hour Ending]]),0),MATCH(Supply[[#This Row],[Unit Category]],Profiles[#Headers],0))","v":8046.13}]
[1,"CT",23,{"$f":"INDEX(NQC[NQC MW],MATCH(1,(NQC[Month]=Supply[[#This Row],[Month]])*(NQC[Unit Category]=Supply[[#This Row],[Unit Category]]),0))*INDEX(Profiles[],MATCH(1,(Profiles[Month]=Supply[[#This Row],[Month]])*(Profiles[Hour Ending]=Supply[[#This Row],[Hour Ending]]),0),MATCH(Supply[[#This Row],[Unit Category]],Profiles[#Headers],0))","v":8046.13}]
[1,"CT",24,{"$f":"INDEX(NQC[NQC MW],MATCH(1,(NQC[Month]=Supply[[#This Row],[Month]])*(NQC[Unit Category]=Supply[[#This Row],[Unit Category]]),0))*INDEX(Profiles[],MATCH(1,(Profiles[Month]=Supply[[#This Row],[Month]])*(Profiles[Hour Ending]=Supply[[#This Row],[Hour Ending]]),0),MATCH(Supply[[#This Row],[Unit Category]],Profiles[#Headers],0))","v":8046.13}]
[1,"DR",1,{"$f":"INDEX(NQC[NQC MW],MATCH(1,(NQC[Month]=Supply[[#This Row],[Month]])*(NQC[Unit Category]=Supply[[#This Row],[Unit Category]]),0))*INDEX(Profiles[],MATCH(1,(Profiles[Month]=Supply[[#This Row],[Month]])*(Profiles[Hour Ending]=Supply[[#This Row],[Hour Ending]]),0),MATCH(Supply[[#This Row],[Unit Category]],Profiles[#Headers],0))","v":0}]
[1,"DR",2,{"$f":"INDEX(NQC[NQC MW],MATCH(1,(NQC[Month]=Supply[[#This Row],[Month]])*(NQC[Unit Category]=Supply[[#This Row],[Unit Category]]),0))*INDEX(Profiles[],MATCH(1,(Profiles[Month]=Supply[[#This Row],[Month]])*(Profiles[Hour Ending]=Supply[[#This Row],[Hour Ending]]),0),MATCH(Supply[[#This Row],[Unit Category]],Profiles[#Headers],0))","v":0}]
[1,"DR",3,{"$f":"INDEX(NQC[NQC MW],MATCH(1,(NQC[Month]=Supply[[#This Row],[Month]])*(NQC[Unit Category]=Supply[[#This Row],[Unit Category]]),0))*INDEX(Profiles[],MATCH(1,(Profiles[Month]=Supply[[#This Row],[Month]])*(Profiles[Hour Ending]=Supply[[#This Row],[Hour Ending]]),0),MATCH(Supply[[#This Row],[Unit Category]],Profiles[#Headers],0))","v":0}]
[1,"DR",4,{"$f":"INDEX(NQC[NQC MW],MATCH(1,(NQC[Month]=Supply[[#This Row],[Month]])*(NQC[Unit Category]=Supply[[#This Row],[Unit Category]]),0))*INDEX(Profiles[],MATCH(1,(Profiles[Month]=Supply[[#This Row],[Month]])*(Profiles[Hour Ending]=Supply[[#This Row],[Hour Ending]]),0),MATCH(Supply[[#This Row],[Unit Category]],Profiles[#Headers],0))","v":0}]
[1,"DR",5,{"$f":"INDEX(NQC[NQC MW],MATCH(1,(NQC[Month]=Supply[[#This Row],[Month]])*(NQC[Unit Category]=Supply[[#This Row],[Unit Category]]),0))*INDEX(Profiles[],MATCH(1,(Profiles[Month]=Supply[[#This Row],[Month]])*(Profiles[Hour Ending]=Supply[[#This Row],[Hour Ending]]),0),MATCH(Supply[[#This Row],[Unit Category]],Profiles[#Headers],0))","v":0}]
[1,"DR",6,{"$f":"INDEX(NQC[NQC MW],MATCH(1,(NQC[Month]=Supply[[#This Row],[Month]])*(NQC[Unit Category]=Supply[[#This Row],[Unit Category]]),0))*INDEX(Profiles[],MATCH(1,(Profiles[Month]=Supply[[#This Row],[Month]])*(Profiles[Hour Ending]=Supply[[#This Row],[Hour Ending]]),0),MATCH(Supply[[#This Row],[Unit Category]],Profiles[#Headers],0))","v":0}]
[1,"DR",7,{"$f":"INDEX(NQC[NQC MW],MATCH(1,(NQC[Month]=Supply[[#This Row],[Month]])*(NQC[Unit Category]=Supply[[#This Row],[Unit Category]]),0))*INDEX(Profiles[],MATCH(1,(Profiles[Month]=Supply[[#This Row],[Month]])*(Profiles[Hour Ending]=Supply[[#This Row],[Hour Ending]]),0),MATCH(Supply[[#This Row],[Unit Category]],Profiles[#Headers],0))","v":0}]
[1,"DR",8,{"$f":"INDEX(NQC[NQC MW],MATCH(1,(NQC[Month]=Supply[[#This Row],[Month]])*(NQC[Unit Category]=Supply[[#This Row],[Unit Category]]),0))*INDEX(Profiles[],MATCH(1,(Profiles[Month]=Supply[[#This Row],[Month]])*(Profiles[Hour Ending]=Supply[[#This Row],[Hour Ending]]),0),MATCH(Supply[[#This Row],[Unit Category]],Profiles[#Headers],0))","v":0}]
[1,"DR",9,{"$f":"INDEX(NQC[NQC MW],MATCH(1,(NQC[Month]=Supply[[#This Row],[Month]])*(NQC[Unit Category]=Supply[[#This Row],[Unit Category]]),0))*INDEX(Profiles[],MATCH(1,(Profiles[Month]=Supply[[#This Row],[Month]])*(Profiles[Hour Ending]=Supply[[#This Row],[Hour Ending]]),0),MATCH(Supply[[#This Row],[Unit Category]],Profiles[#Headers],0))","v":0}]
[1,"DR",10,{"$f":"INDEX(NQC[NQC MW],MATCH(1,(NQC[Month]=Supply[[#This Row],[Month]])*(NQC[Unit Category]=Supply[[#This Row],[Unit Category]]),0))*INDEX(Profiles[],MATCH(1,(Profiles[Month]=Supply[[#This Row],[Month]])*(Profiles[Hour Ending]=Supply[[#This Row],[Hour Ending]]),0),MATCH(Supply[[#This Row],[Unit Category]],Profiles[#Headers],0))","v":0}]
[1,"DR",11,{"$f":"INDEX(NQC[NQC MW],MATCH(1,(NQC[Month]=Supply[[#This Row],[Month]])*(NQC[Unit Category]=Supply[[#This Row],[Unit Category]]),0))*INDEX(Profiles[],MATCH(1,(Profiles[Month]=Supply[[#This Row],[Month]])*(Profiles[Hour Ending]=Supply[[#This Row],[Hour Ending]]),0),MATCH(Supply[[#This Row],[Unit Category]],Profiles[#Headers],0))","v":0}]
[1,"DR",12,{"$f":"INDEX(NQC[NQC MW],MATCH(1,(NQC[Month]=Supply[[#This Row],[Month]])*(NQC[Unit Category]=Supply[[#This Row],[Unit Category]]),0))*INDEX(Profiles[],MATCH(1,(Profiles[Month]=Supply[[#This Row],[Month]])*(Profiles[Hour Ending]=Supply[[#This Row],[Hour Ending]]),0),MATCH(Supply[[#This Row],[Unit Category]],Profiles[#Headers],0))","v":0}]
[1,"DR",13,{"$f":"INDEX(NQC[NQC MW],MATCH(1,(NQC[Month]=Supply[[#This Row],[Month]])*(NQC[Unit Category]=Supply[[#This Row],[Unit Category]]),0))*INDEX(Profiles[],MATCH(1,(Profiles[Month]=Supply[[#This Row],[Month]])*(Profiles[Hour Ending]=Supply[[#This Row],[Hour Ending]]),0),MATCH(Supply[[#This Row],[Unit Category]],Profiles[#Headers],0))","v":0}]
[1,"DR",14,{"$f":"INDEX(NQC[NQC MW],MATCH(1,(NQC[Month]=Supply[[#This Row],[Month]])*(NQC[Unit Category]=Supply[[#This Row],[Unit Category]]),0))*INDEX(Profiles[],MATCH(1,(Profiles[Month]=Supply[[#This Row],[Month]])*(Profiles[Hour Ending]=Supply[[#This Row],[Hour Ending]]),0),MATCH(Supply[[#This Row],[Unit Category]],Profiles[#Headers],0))","v":0}]
[1,"DR",15,{"$f":"INDEX(NQC[NQC MW],MATCH(1,(NQC[Month]=Supply[[#This Row],[Month]])*(NQC[Unit Category]=Supply[[#This Row],[Unit Category]]),0))*INDEX(Profiles[],MATCH(1,(Profiles[Month]=Supply[[#This Row],[Month]])*(Profiles[Hour Ending]=Supply[[#This Row],[Hour Ending]]),0),MATCH(Supply[[#This Row],[Unit Category]],Profiles[#Headers],0))","v":0}]
[1,"DR",16,{"$f":"INDEX(NQC[NQC MW],MATCH(1,(NQC[Month]=Supply[[#This Row],[Month]])*(NQC[Unit Category]=Supply[[#This Row],[Unit Category]]),0))*INDEX(Profiles[],MATCH(1,(Profiles[Month]=Supply[[#This Row],[Month]])*(Profiles[Hour Ending]=Supply[[#This Row],[Hour Ending]]),0),MATCH(Supply[[#This Row],[Unit Category]],Profiles[#Headers],0))","v":0}]
[1,"DR",17,{"$f":"INDEX(NQC[NQC MW],MATCH(1,(NQC[Month]=Supply[[#This Row],[Month]])*(NQC[Unit Category]=Supply[[#This Row],[Unit Category]]),0))*INDEX(Profiles[],MATCH(1,(Profiles[Month]=Supply[[#This Row],[Month]])*(Profiles[Hour Ending]=Supply[[#This Row],[Hour Ending]]),0),MATCH(Supply[[#This Row],[Unit Category]],Profiles[#Headers],0))","v":1645.2392147385522}]
[1,"DR",18,{"$f":"INDEX(NQC[NQC MW],MATCH(1,(NQC[Month]=Supply[[#This Row],[Month]])*(NQC[Unit Category]=Supply[[#This Row],[Unit Category]]),0))*INDEX(Profiles[],MATCH(1,(Profiles[Month]=Supply[[#This Row],[Month]])*(Profiles[Hour Ending]=Supply[[#This Row],[Hour Ending]]),0),MATCH(Supply[[#This Row],[Unit Category]],Profiles[#Headers],0))","v":1475.2454689837132}]
[1,"DR",19,{"$f":"INDEX(NQC[NQC MW],MATCH(1,(NQC[Month]=Supply[[#This Row],[Month]])*(NQC[Unit Category]=Supply[[#This Row],[Unit Category]]),0))*INDEX(Profiles[],MATCH(1,(Profiles[Month]=Supply[[#This Row],[Month]])*(Profiles[Hour Ending]=Supply[[#This Row],[Hour Ending]]),0),MATCH(Supply[[#This Row],[Unit Category]],Profiles[#Headers],0))","v":1111.0667647099087}]
[1,"DR",20,{"$f":"INDEX(NQC[NQC MW],MATCH(1,(NQC[Month]=Supply[[#This Row],[Month]])*(NQC[Unit Category]=Supply[[#This Row],[Unit Category]]),0))*INDEX(Profiles[],MATCH(1,(Profiles[Month]=Supply[[#This Row],[Month]])*(Profiles[Hour Ending]=Supply[[#This Row],[Hour Ending]]),0),MATCH(Supply[[#This Row],[Unit Category]],Profiles[#Headers],0))","v":1087.4373782687169}]
[1,"DR",21,{"$f":"INDEX(NQC[NQC MW],MATCH(1,(NQC[Month]=Supply[[#This Row],[Month]])*(NQC[Unit Category]=Supply[[#This Row],[Unit Category]]),0))*INDEX(Profiles[],MATCH(1,(Profiles[Month]=Supply[[#This Row],[Month]])*(Profiles[Hour Ending]=Supply[[#This Row],[Hour Ending]]),0),MATCH(Supply[[#This Row],[Unit Category]],Profiles[#Headers],0))","v":972.30235012854791}]
[1,"DR",22,{"$f":"INDEX(NQC[NQC MW],MATCH(1,(NQC[Month]=Supply[[#This Row],[Month]])*(NQC[Unit Category]=Supply[[#This Row],[Unit Category]]),0))*INDEX(Profiles[],MATCH(1,(Profiles[Month]=Supply[[#This Row],[Month]])*(Profiles[Hour Ending]=Supply[[#This Row],[Hour Ending]]),0),MATCH(Supply[[#This Row],[Unit Category]],Profiles[#Headers],0))","v":0}]
[1,"DR",23,{"$f":"INDEX(NQC[NQC MW],MATCH(1,(NQC[Month]=Supply[[#This Row],[Month]])*(NQC[Unit Category]=Supply[[#This Row],[Unit Category]]),0))*INDEX(Profiles[],MATCH(1,(Profiles[Month]=Supply[[#This Row],[Month]])*(Profiles[Hour Ending]=Supply[[#This Row],[Hour Ending]]),0),MATCH(Supply[[#This Row],[Unit Category]],Profiles[#Headers],0))","v":0}]
[1,"DR",24,{"$f":"INDEX(NQC[NQC MW],MATCH(1,(NQC[Month]=Supply[[#This Row],[Month]])*(NQC[Unit Category]=Supply[[#This Row],[Unit Category]]),0))*INDEX(Profiles[],MATCH(1,(Profiles[Month]=Supply[[#This Row],[Month]])*(Profiles[Hour Ending]=Supply[[#This Row],[Hour Ending]]),0),MATCH(Supply[[#This Row],[Unit Category]],Profiles[#Headers],0))","v":0}]
[1,"Geothermal",1,{"$f":"INDEX(NQC[NQC MW],MATCH(1,(NQC[Month]=Supply[[#This Row],[Month]])*(NQC[Unit Category]=Supply[[#This Row],[Unit Category]]),0))*INDEX(Profiles[],MATCH(1,(Profiles[Month]=Supply[[#This Row],[Month]])*(Profiles[Hour Ending]=Supply[[#This Row],[Hour Ending]]),0),MATCH(Supply[[#This Row],[Unit Category]],Profiles[#Headers],0))","v":1326.740454}]
[1,"Geothermal",2,{"$f":"INDEX(NQC[NQC MW],MATCH(1,(NQC[Month]=Supply[[#This Row],[Month]])*(NQC[Unit Category]=Supply[[#This Row],[Unit Category]]),0))*INDEX(Profiles[],MATCH(1,(Profiles[Month]=Supply[[#This Row],[Month]])*(Profiles[Hour Ending]=Supply[[#This Row],[Hour Ending]]),0),MATCH(Supply[[#This Row],[Unit Category]],Profiles[#Headers],0))","v":1326.740454}]
[1,"Geothermal",3,{"$f":"INDEX(NQC[NQC MW],MATCH(1,(NQC[Month]=Supply[[#This Row],[Month]])*(NQC[Unit Category]=Supply[[#This Row],[Unit Category]]),0))*INDEX(Profiles[],MATCH(1,(Profiles[Month]=Supply[[#This Row],[Month]])*(Profiles[Hour Ending]=Supply[[#This Row],[Hour Ending]]),0),MATCH(Supply[[#This Row],[Unit Category]],Profiles[#Headers],0))","v":1326.740454}]
[1,"Geothermal",4,{"$f":"INDEX(NQC[NQC MW],MATCH(1,(NQC[Month]=Supply[[#This Row],[Month]])*(NQC[Unit Category]=Supply[[#This Row],[Unit Category]]),0))*INDEX(Profiles[],MATCH(1,(Profiles[Month]=Supply[[#This Row],[Month]])*(Profiles[Hour Ending]=Supply[[#This Row],[Hour Ending]]),0),MATCH(Supply[[#This Row],[Unit Category]],Profiles[#Headers],0))","v":1326.740454}]
[1,"Geothermal",5,{"$f":"INDEX(NQC[NQC MW],MATCH(1,(NQC[Month]=Supply[[#This Row],[Month]])*(NQC[Unit Category]=Supply[[#This Row],[Unit Category]]),0))*INDEX(Profiles[],MATCH(1,(Profiles[Month]=Supply[[#This Row],[Month]])*(Profiles[Hour Ending]=Supply[[#This Row],[Hour Ending]]),0),MATCH(Supply[[#This Row],[Unit Category]],Profiles[#Headers],0))","v":1326.740454}]
[1,"Geothermal",6,{"$f":"INDEX(NQC[NQC MW],MATCH(1,(NQC[Month]=Supply[[#This Row],[Month]])*(NQC[Unit Category]=Supply[[#This Row],[Unit Category]]),0))*INDEX(Profiles[],MATCH(1,(Profiles[Month]=Supply[[#This Row],[Month]])*(Profiles[Hour Ending]=Supply[[#This Row],[Hour Ending]]),0),MATCH(Supply[[#This Row],[Unit Category]],Profiles[#Headers],0))","v":1326.740454}]
[1,"Geothermal",7,{"$f":"INDEX(NQC[NQC MW],MATCH(1,(NQC[Month]=Supply[[#This Row],[Month]])*(NQC[Unit Category]=Supply[[#This Row],[Unit Category]]),0))*INDEX(Profiles[],MATCH(1,(Profiles[Month]=Supply[[#This Row],[Month]])*(Profiles[Hour Ending]=Supply[[#This Row],[Hour Ending]]),0),MATCH(Supply[[#This Row],[Unit Category]],Profiles[#Headers],0))","v":1326.740454}]
[1,"Geothermal",8,{"$f":"INDEX(NQC[NQC MW],MATCH(1,(NQC[Month]=Supply[[#This Row],[Month]])*(NQC[Unit Category]=Supply[[#This Row],[Unit Category]]),0))*INDEX(Profiles[],MATCH(1,(Profiles[Month]=Supply[[#This Row],[Month]])*(Profiles[Hour Ending]=Supply[[#This Row],[Hour Ending]]),0),MATCH(Supply[[#This Row],[Unit Category]],Profiles[#Headers],0))","v":1326.740454}]
[1,"Geothermal",9,{"$f":"INDEX(NQC[NQC MW],MATCH(1,(NQC[Month]=Supply[[#This Row],[Month]])*(NQC[Unit Category]=Supply[[#This Row],[Unit Category]]),0))*INDEX(Profiles[],MATCH(1,(Profiles[Month]=Supply[[#This Row],[Month]])*(Profiles[Hour Ending]=Supply[[#This Row],[Hour Ending]]),0),MATCH(Supply[[#This Row],[Unit Category]],Profiles[#Headers],0))","v":1326.740454}]
[1,"Geothermal",10,{"$f":"INDEX(NQC[NQC MW],MATCH(1,(NQC[Month]=Supply[[#This Row],[Month]])*(NQC[Unit Category]=Supply[[#This Row],[Unit Category]]),0))*INDEX(Profiles[],MATCH(1,(Profiles[Month]=Supply[[#This Row],[Month]])*(Profiles[Hour Ending]=Supply[[#This Row],[Hour Ending]]),0),MATCH(Supply[[#This Row],[Unit Category]],Profiles[#Headers],0))","v":1326.740454}]
[1,"Geothermal",11,{"$f":"INDEX(NQC[NQC MW],MATCH(1,(NQC[Month]=Supply[[#This Row],[Month]])*(NQC[Unit Category]=Supply[[#This Row],[Unit Category]]),0))*INDEX(Profiles[],MATCH(1,(Profiles[Month]=Supply[[#This Row],[Month]])*(Profiles[Hour Ending]=Supply[[#This Row],[Hour Ending]]),0),MATCH(Supply[[#This Row],[Unit Category]],Profiles[#Headers],0))","v":1326.740454}]
[1,"Geothermal",12,{"$f":"INDEX(NQC[NQC MW],MATCH(1,(NQC[Month]=Supply[[#This Row],[Month]])*(NQC[Unit Category]=Supply[[#This Row],[Unit Category]]),0))*INDEX(Profiles[],MATCH(1,(Profiles[Month]=Supply[[#This Row],[Month]])*(Profiles[Hour Ending]=Supply[[#This Row],[Hour Ending]]),0),MATCH(Supply[[#This Row],[Unit Category]],Profiles[#Headers],0))","v":1326.740454}]
[1,"Geothermal",13,{"$f":"INDEX(NQC[NQC MW],MATCH(1,(NQC[Month]=Supply[[#This Row],[Month]])*(NQC[Unit Category]=Supply[[#This Row],[Unit Category]]),0))*INDEX(Profiles[],MATCH(1,(Profiles[Month]=Supply[[#This Row],[Month]])*(Profiles[Hour Ending]=Supply[[#This Row],[Hour Ending]]),0),MATCH(Supply[[#This Row],[Unit Category]],Profiles[#Headers],0))","v":1326.740454}]
[1,"Geothermal",14,{"$f":"INDEX(NQC[NQC MW],MATCH(1,(NQC[Month]=Supply[[#This Row],[Month]])*(NQC[Unit Category]=Supply[[#This Row],[Unit Category]]),0))*INDEX(Profiles[],MATCH(1,(Profiles[Month]=Supply[[#This Row],[Month]])*(Profiles[Hour Ending]=Supply[[#This Row],[Hour Ending]]),0),MATCH(Supply[[#This Row],[Unit Category]],Profiles[#Headers],0))","v":1326.740454}]
[1,"Geothermal",15,{"$f":"INDEX(NQC[NQC MW],MATCH(1,(NQC[Month]=Supply[[#This Row],[Month]])*(NQC[Unit Category]=Supply[[#This Row],[Unit Category]]),0))*INDEX(Profiles[],MATCH(1,(Profiles[Month]=Supply[[#This Row],[Month]])*(Profiles[Hour Ending]=Supply[[#This Row],[Hour Ending]]),0),MATCH(Supply[[#This Row],[Unit Category]],Profiles[#Headers],0))","v":1326.740454}]
[1,"Geothermal",16,{"$f":"INDEX(NQC[NQC MW],MATCH(1,(NQC[Month]=Supply[[#This Row],[Month]])*(NQC[Unit Category]=Supply[[#This Row],[Unit Category]]),0))*INDEX(Profiles[],MATCH(1,(Profiles[Month]=Supply[[#This Row],[Month]])*(Profiles[Hour Ending]=Supply[[#This Row],[Hour Ending]]),0),MATCH(Supply[[#This Row],[Unit Category]],Profiles[#Headers],0))","v":1326.740454}]
[1,"Geothermal",17,{"$f":"INDEX(NQC[NQC MW],MATCH(1,(NQC[Month]=Supply[[#This Row],[Month]])*(NQC[Unit Category]=Supply[[#This Row],[Unit Category]]),0))*INDEX(Profiles[],MATCH(1,(Profiles[Month]=Supply[[#This Row],[Month]])*(Profiles[Hour Ending]=Supply[[#This Row],[Hour Ending]]),0),MATCH(Supply[[#This Row],[Unit Category]],Profiles[#Headers],0))","v":1326.740454}]
[1,"Geothermal",18,{"$f":"INDEX(NQC[NQC MW],MATCH(1,(NQC[Month]=Supply[[#This Row],[Month]])*(NQC[Unit Category]=Supply[[#This Row],[Unit Category]]),0))*INDEX(Profiles[],MATCH(1,(Profiles[Month]=Supply[[#This Row],[Month]])*(Profiles[Hour Ending]=Supply[[#This Row],[Hour Ending]]),0),MATCH(Supply[[#This Row],[Unit Category]],Profiles[#Headers],0))","v":1326.740454}]
[1,"Geothermal",19,{"$f":"INDEX(NQC[NQC MW],MATCH(1,(NQC[Month]=Supply[[#This Row],[Month]])*(NQC[Unit Category]=Supply[[#This Row],[Unit Category]]),0))*INDEX(Profiles[],MATCH(1,(Profiles[Month]=Supply[[#This Row],[Month]])*(Profiles[Hour Ending]=Supply[[#This Row],[Hour Ending]]),0),MATCH(Supply[[#This Row],[Unit Category]],Profiles[#Headers],0))","v":1326.740454}]
[1,"Geothermal",20,{"$f":"INDEX(NQC[NQC MW],MATCH(1,(NQC[Month]=Supply[[#This Row],[Month]])*(NQC[Unit Category]=Supply[[#This Row],[Unit Category]]),0))*INDEX(Profiles[],MATCH(1,(Profiles[Month]=Supply[[#This Row],[Month]])*(Profiles[Hour Ending]=Supply[[#This Row],[Hour Ending]]),0),MATCH(Supply[[#This Row],[Unit Category]],Profiles[#Headers],0))","v":1326.740454}]
[1,"Geothermal",21,{"$f":"INDEX(NQC[NQC MW],MATCH(1,(NQC[Month]=Supply[[#This Row],[Month]])*(NQC[Unit Category]=Supply[[#This Row],[Unit Category]]),0))*INDEX(Profiles[],MATCH(1,(Profiles[Month]=Supply[[#This Row],[Month]])*(Profiles[Hour Ending]=Supply[[#This Row],[Hour Ending]]),0),MATCH(Supply[[#This Row],[Unit Category]],Profiles[#Headers],0))","v":1326.740454}]
[1,"Geothermal",22,{"$f":"INDEX(NQC[NQC MW],MATCH(1,(NQC[Month]=Supply[[#This Row],[Month]])*(NQC[Unit Category]=Supply[[#This Row],[Unit Category]]),0))*INDEX(Profiles[],MATCH(1,(Profiles[Month]=Supply[[#This Row],[Month]])*(Profiles[Hour Ending]=Supply[[#This Row],[Hour Ending]]),0),MATCH(Supply[[#This Row],[Unit Category]],Profiles[#Headers],0))","v":1326.740454}]
[1,"Geothermal",23,{"$f":"INDEX(NQC[NQC MW],MATCH(1,(NQC[Month]=Supply[[#This Row],[Month]])*(NQC[Unit Category]=Supply[[#This Row],[Unit Category]]),0))*INDEX(Profiles[],MATCH(1,(Profiles[Month]=Supply[[#This Row],[Month]])*(Profiles[Hour Ending]=Supply[[#This Row],[Hour Ending]]),0),MATCH(Supply[[#This Row],[Unit Category]],Profiles[#Headers],0))","v":1326.740454}]
[1,"Geothermal",24,{"$f":"INDEX(NQC[NQC MW],MATCH(1,(NQC[Month]=Supply[[#This Row],[Month]])*(NQC[Unit Category]=Supply[[#This Row],[Unit Category]]),0))*INDEX(Profiles[],MATCH(1,(Profiles[Month]=Supply[[#This Row],[Month]])*(Profiles[Hour Ending]=Supply[[#This Row],[Hour Ending]]),0),MATCH(Supply[[#This Row],[Unit Category]],Profiles[#Headers],0))","v":1326.740454}]
[1,"Hydro",1,{"$f":"INDEX(NQC[NQC MW],MATCH(1,(NQC[Month]=Supply[[#This Row],[Month]])*(NQC[Unit Category]=Supply[[#This Row],[Unit Category]]),0))*INDEX(Profiles[],MATCH(1,(Profiles[Month]=Supply[[#This Row],[Month]])*(Profiles[Hour Ending]=Supply[[#This Row],[Hour Ending]]),0),MATCH(Supply[[#This Row],[Unit Category]],Profiles[#Headers],0))","v":896.51219000000003}]
[1,"Hydro",2,{"$f":"INDEX(NQC[NQC MW],MATCH(1,(NQC[Month]=Supply[[#This Row],[Month]])*(NQC[Unit Category]=Supply[[#This Row],[Unit Category]]),0))*INDEX(Profiles[],MATCH(1,(Profiles[Month]=Supply[[#This Row],[Month]])*(Profiles[Hour Ending]=Supply[[#This Row],[Hour Ending]]),0),MATCH(Supply[[#This Row],[Unit Category]],Profiles[#Headers],0))","v":896.51219000000003}]
[1,"Hydro",3,{"$f":"INDEX(NQC[NQC MW],MATCH(1,(NQC[Month]=Supply[[#This Row],[Month]])*(NQC[Unit Category]=Supply[[#This Row],[Unit Category]]),0))*INDEX(Profiles[],MATCH(1,(Profiles[Month]=Supply[[#This Row],[Month]])*(Profiles[Hour Ending]=Supply[[#This Row],[Hour Ending]]),0),MATCH(Supply[[#This Row],[Unit Category]],Profiles[#Headers],0))","v":896.51219000000003}]
[1,"Hydro",4,{"$f":"INDEX(NQC[NQC MW],MATCH(1,(NQC[Month]=Supply[[#This Row],[Month]])*(NQC[Unit Category]=Supply[[#This Row],[Unit Category]]),0))*INDEX(Profiles[],MATCH(1,(Profiles[Month]=Supply[[#This Row],[Month]])*(Profiles[Hour Ending]=Supply[[#This Row],[Hour Ending]]),0),MATCH(Supply[[#This Row],[Unit Category]],Profiles[#Headers],0))","v":896.51219000000003}]
[1,"Hydro",5,{"$f":"INDEX(NQC[NQC MW],MATCH(1,(NQC[Month]=Supply[[#This Row],[Month]])*(NQC[Unit Category]=Supply[[#This Row],[Unit Category]]),0))*INDEX(Profiles[],MATCH(1,(Profiles[Month]=Supply[[#This Row],[Month]])*(Profiles[Hour Ending]=Supply[[#This Row],[Hour Ending]]),0),MATCH(Supply[[#This Row],[Unit Category]],Profiles[#Headers],0))","v":896.51219000000003}]
[1,"Hydro",6,{"$f":"INDEX(NQC[NQC MW],MATCH(1,(NQC[Month]=Supply[[#This Row],[Month]])*(NQC[Unit Category]=Supply[[#This Row],[Unit Category]]),0))*INDEX(Profiles[],MATCH(1,(Profiles[Month]=Supply[[#This Row],[Month]])*(Profiles[Hour Ending]=Supply[[#This Row],[Hour Ending]]),0),MATCH(Supply[[#This Row],[Unit Category]],Profiles[#Headers],0))","v":896.51219000000003}]
[1,"Hydro",7,{"$f":"INDEX(NQC[NQC MW],MATCH(1,(NQC[Month]=Supply[[#This Row],[Month]])*(NQC[Unit Category]=Supply[[#This Row],[Unit Category]]),0))*INDEX(Profiles[],MATCH(1,(Profiles[Month]=Supply[[#This Row],[Month]])*(Profiles[Hour Ending]=Supply[[#This Row],[Hour Ending]]),0),MATCH(Supply[[#This Row],[Unit Category]],Profiles[#Headers],0))","v":896.51219000000003}]
[1,"Hydro",8,{"$f":"INDEX(NQC[NQC MW],MATCH(1,(NQC[Month]=Supply[[#This Row],[Month]])*(NQC[Unit Category]=Supply[[#This Row],[Unit Category]]),0))*INDEX(Profiles[],MATCH(1,(Profiles[Month]=Supply[[#This Row],[Month]])*(Profiles[Hour Ending]=Supply[[#This Row],[Hour Ending]]),0),MATCH(Supply[[#This Row],[Unit Category]],Profiles[#Headers],0))","v":896.51219000000003}]
[1,"Hydro",9,{"$f":"INDEX(NQC[NQC MW],MATCH(1,(NQC[Month]=Supply[[#This Row],[Month]])*(NQC[Unit Category]=Supply[[#This Row],[Unit Category]]),0))*INDEX(Profiles[],MATCH(1,(Profiles[Month]=Supply[[#This Row],[Month]])*(Profiles[Hour Ending]=Supply[[#This Row],[Hour Ending]]),0),MATCH(Supply[[#This Row],[Unit Category]],Profiles[#Headers],0))","v":896.51219000000003}]
[1,"Hydro",10,{"$f":"INDEX(NQC[NQC MW],MATCH(1,(NQC[Month]=Supply[[#This Row],[Month]])*(NQC[Unit Category]=Supply[[#This Row],[Unit Category]]),0))*INDEX(Profiles[],MATCH(1,(Profiles[Month]=Supply[[#This Row],[Month]])*(Profiles[Hour Ending]=Supply[[#This Row],[Hour Ending]]),0),MATCH(Supply[[#This Row],[Unit Category]],Profiles[#Headers],0))","v":896.51219000000003}]
[1,"Hydro",11,{"$f":"INDEX(NQC[NQC MW],MATCH(1,(NQC[Month]=Supply[[#This Row],[Month]])*(NQC[Unit Category]=Supply[[#This Row],[Unit Category]]),0))*INDEX(Profiles[],MATCH(1,(Profiles[Month]=Supply[[#This Row],[Month]])*(Profiles[Hour Ending]=Supply[[#This Row],[Hour Ending]]),0),MATCH(Supply[[#This Row],[Unit Category]],Profiles[#Headers],0))","v":896.51219000000003}]
[1,"Hydro",12,{"$f":"INDEX(NQC[NQC MW],MATCH(1,(NQC[Month]=Supply[[#This Row],[Month]])*(NQC[Unit Category]=Supply[[#This Row],[Unit Category]]),0))*INDEX(Profiles[],MATCH(1,(Profiles[Month]=Supply[[#This Row],[Month]])*(Profiles[Hour Ending]=Supply[[#This Row],[Hour Ending]]),0),MATCH(Supply[[#This Row],[Unit Category]],Profiles[#Headers],0))","v":896.51219000000003}]
[1,"Hydro",13,{"$f":"INDEX(NQC[NQC MW],MATCH(1,(NQC[Month]=Supply[[#This Row],[Month]])*(NQC[Unit Category]=Supply[[#This Row],[Unit Category]]),0))*INDEX(Profiles[],MATCH(1,(Profiles[Month]=Supply[[#This Row],[Month]])*(Profiles[Hour Ending]=Supply[[#This Row],[Hour Ending]]),0),MATCH(Supply[[#This Row],[Unit Category]],Profiles[#Headers],0))","v":896.51219000000003}]
[1,"Hydro",14,{"$f":"INDEX(NQC[NQC MW],MATCH(1,(NQC[Month]=Supply[[#This Row],[Month]])*(NQC[Unit Category]=Supply[[#This Row],[Unit Category]]),0))*INDEX(Profiles[],MATCH(1,(Profiles[Month]=Supply[[#This Row],[Month]])*(Profiles[Hour Ending]=Supply[[#This Row],[Hour Ending]]),0),MATCH(Supply[[#This Row],[Unit Category]],Profiles[#Headers],0))","v":896.51219000000003}]
[1,"Hydro",15,{"$f":"INDEX(NQC[NQC MW],MATCH(1,(NQC[Month]=Supply[[#This Row],[Month]])*(NQC[Unit Category]=Supply[[#This Row],[Unit Category]]),0))*INDEX(Profiles[],MATCH(1,(Profiles[Month]=Supply[[#This Row],[Month]])*(Profiles[Hour Ending]=Supply[[#This Row],[Hour Ending]]),0),MATCH(Supply[[#This Row],[Unit Category]],Profiles[#Headers],0))","v":896.51219000000003}]
[1,"Hydro",16,{"$f":"INDEX(NQC[NQC MW],MATCH(1,(NQC[Month]=Supply[[#This Row],[Month]])*(NQC[Unit Category]=Supply[[#This Row],[Unit Category]]),0))*INDEX(Profiles[],MATCH(1,(Profiles[Month]=Supply[[#This Row],[Month]])*(Profiles[Hour Ending]=Supply[[#This Row],[Hour Ending]]),0),MATCH(Supply[[#This Row],[Unit Category]],Profiles[#Headers],0))","v":896.51219000000003}]
[1,"Hydro",17,{"$f":"INDEX(NQC[NQC MW],MATCH(1,(NQC[Month]=Supply[[#This Row],[Month]])*(NQC[Unit Category]=Supply[[#This Row],[Unit Category]]),0))*INDEX(Profiles[],MATCH(1,(Profiles[Month]=Supply[[#This Row],[Month]])*(Profiles[Hour Ending]=Supply[[#This Row],[Hour Ending]]),0),MATCH(Supply[[#This Row],[Unit Category]],Profiles[#Headers],0))","v":896.51219000000003}]
[1,"Hydro",18,{"$f":"INDEX(NQC[NQC MW],MATCH(1,(NQC[Month]=Supply[[#This Row],[Month]])*(NQC[Unit Category]=Supply[[#This Row],[Unit Category]]),0))*INDEX(Profiles[],MATCH(1,(Profiles[Month]=Supply[[#This Row],[Month]])*(Profiles[Hour Ending]=Supply[[#This Row],[Hour Ending]]),0),MATCH(Supply[[#This Row],[Unit Category]],Profiles[#Headers],0))","v":896.51219000000003}]
[1,"Hydro",19,{"$f":"INDEX(NQC[NQC MW],MATCH(1,(NQC[Month]=Supply[[#This Row],[Month]])*(NQC[Unit Category]=Supply[[#This Row],[Unit Category]]),0))*INDEX(Profiles[],MATCH(1,(Profiles[Month]=Supply[[#This Row],[Month]])*(Profiles[Hour Ending]=Supply[[#This Row],[Hour Ending]]),0),MATCH(Supply[[#This Row],[Unit Category]],Profiles[#Headers],0))","v":896.51219000000003}]
[1,"Hydro",20,{"$f":"INDEX(NQC[NQC MW],MATCH(1,(NQC[Month]=Supply[[#This Row],[Month]])*(NQC[Unit Category]=Supply[[#This Row],[Unit Category]]),0))*INDEX(Profiles[],MATCH(1,(Profiles[Month]=Supply[[#This Row],[Month]])*(Profiles[Hour Ending]=Supply[[#This Row],[Hour Ending]]),0),MATCH(Supply[[#This Row],[Unit Category]],Profiles[#Headers],0))","v":896.51219000000003}]
[1,"Hydro",21,{"$f":"INDEX(NQC[NQC MW],MATCH(1,(NQC[Month]=Supply[[#This Row],[Month]])*(NQC[Unit Category]=Supply[[#This Row],[Unit Category]]),0))*INDEX(Profiles[],MATCH(1,(Profiles[Month]=Supply[[#This Row],[Month]])*(Profiles[Hour Ending]=Supply[[#This Row],[Hour Ending]]),0),MATCH(Supply[[#This Row],[Unit Category]],Profiles[#Headers],0))","v":896.51219000000003}]
[1,"Hydro",22,{"$f":"INDEX(NQC[NQC MW],MATCH(1,(NQC[Month]=Supply[[#This Row],[Month]])*(NQC[Unit Category]=Supply[[#This Row],[Unit Category]]),0))*INDEX(Profiles[],MATCH(1,(Profiles[Month]=Supply[[#This Row],[Month]])*(Profiles[Hour Ending]=Supply[[#This Row],[Hour Ending]]),0),MATCH(Supply[[#This Row],[Unit Category]],Profiles[#Headers],0))","v":896.51219000000003}]
[1,"Hydro",23,{"$f":"INDEX(NQC[NQC MW],MATCH(1,(NQC[Month]=Supply[[#This Row],[Month]])*(NQC[Unit Category]=Supply[[#This Row],[Unit Category]]),0))*INDEX(Profiles[],MATCH(1,(Profiles[Month]=Supply[[#This Row],[Month]])*(Profiles[Hour Ending]=Supply[[#This Row],[Hour Ending]]),0),MATCH(Supply[[#This Row],[Unit Category]],Profiles[#Headers],0))","v":896.51219000000003}]
[1,"Hydro",24,{"$f":"INDEX(NQC[NQC MW],MATCH(1,(NQC[Month]=Supply[[#This Row],[Month]])*(NQC[Unit Category]=Supply[[#This Row],[Unit Category]]),0))*INDEX(Profiles[],MATCH(1,(Profiles[Month]=Supply[[#This Row],[Month]])*(Profiles[Hour Ending]=Supply[[#This Row],[Hour Ending]]),0),MATCH(Supply[[#This Row],[Unit Category]],Profiles[#Headers],0))","v":896.51219000000003}]
[1,"ICE",1,{"$f":"INDEX(NQC[NQC MW],MATCH(1,(NQC[Month]=Supply[[#This Row],[Month]])*(NQC[Unit Category]=Supply[[#This Row],[Unit Category]]),0))*INDEX(Profiles[],MATCH(1,(Profiles[Month]=Supply[[#This Row],[Month]])*(Profiles[Hour Ending]=Supply[[#This Row],[Hour Ending]]),0),MATCH(Supply[[#This Row],[Unit Category]],Profiles[#Headers],0))","v":254.7}]
[1,"ICE",2,{"$f":"INDEX(NQC[NQC MW],MATCH(1,(NQC[Month]=Supply[[#This Row],[Month]])*(NQC[Unit Category]=Supply[[#This Row],[Unit Category]]),0))*INDEX(Profiles[],MATCH(1,(Profiles[Month]=Supply[[#This Row],[Month]])*(Profiles[Hour Ending]=Supply[[#This Row],[Hour Ending]]),0),MATCH(Supply[[#This Row],[Unit Category]],Profiles[#Headers],0))","v":254.7}]
[1,"ICE",3,{"$f":"INDEX(NQC[NQC MW],MATCH(1,(NQC[Month]=Supply[[#This Row],[Month]])*(NQC[Unit Category]=Supply[[#This Row],[Unit Category]]),0))*INDEX(Profiles[],MATCH(1,(Profiles[Month]=Supply[[#This Row],[Month]])*(Profiles[Hour Ending]=Supply[[#This Row],[Hour Ending]]),0),MATCH(Supply[[#This Row],[Unit Category]],Profiles[#Headers],0))","v":254.7}]
[1,"ICE",4,{"$f":"INDEX(NQC[NQC MW],MATCH(1,(NQC[Month]=Supply[[#This Row],[Month]])*(NQC[Unit Category]=Supply[[#This Row],[Unit Category]]),0))*INDEX(Profiles[],MATCH(1,(Profiles[Month]=Supply[[#This Row],[Month]])*(Profiles[Hour Ending]=Supply[[#This Row],[Hour Ending]]),0),MATCH(Supply[[#This Row],[Unit Category]],Profiles[#Headers],0))","v":254.7}]
[1,"ICE",5,{"$f":"INDEX(NQC[NQC MW],MATCH(1,(NQC[Month]=Supply[[#This Row],[Month]])*(NQC[Unit Category]=Supply[[#This Row],[Unit Category]]),0))*INDEX(Profiles[],MATCH(1,(Profiles[Month]=Supply[[#This Row],[Month]])*(Profiles[Hour Ending]=Supply[[#This Row],[Hour Ending]]),0),MATCH(Supply[[#This Row],[Unit Category]],Profiles[#Headers],0))","v":254.7}]
[1,"ICE",6,{"$f":"INDEX(NQC[NQC MW],MATCH(1,(NQC[Month]=Supply[[#This Row],[Month]])*(NQC[Unit Category]=Supply[[#This Row],[Unit Category]]),0))*INDEX(Profiles[],MATCH(1,(Profiles[Month]=Supply[[#This Row],[Month]])*(Profiles[Hour Ending]=Supply[[#This Row],[Hour Ending]]),0),MATCH(Supply[[#This Row],[Unit Category]],Profiles[#Headers],0))","v":254.7}]
[1,"ICE",7,{"$f":"INDEX(NQC[NQC MW],MATCH(1,(NQC[Month]=Supply[[#This Row],[Month]])*(NQC[Unit Category]=Supply[[#This Row],[Unit Category]]),0))*INDEX(Profiles[],MATCH(1,(Profiles[Month]=Supply[[#This Row],[Month]])*(Profiles[Hour Ending]=Supply[[#This Row],[Hour Ending]]),0),MATCH(Supply[[#This Row],[Unit Category]],Profiles[#Headers],0))","v":254.7}]
[1,"ICE",8,{"$f":"INDEX(NQC[NQC MW],MATCH(1,(NQC[Month]=Supply[[#This Row],[Month]])*(NQC[Unit Category]=Supply[[#This Row],[Unit Category]]),0))*INDEX(Profiles[],MATCH(1,(Profiles[Month]=Supply[[#This Row],[Month]])*(Profiles[Hour Ending]=Supply[[#This Row],[Hour Ending]]),0),MATCH(Supply[[#This Row],[Unit Category]],Profiles[#Headers],0))","v":254.7}]
[1,"ICE",9,{"$f":"INDEX(NQC[NQC MW],MATCH(1,(NQC[Month]=Supply[[#This Row],[Month]])*(NQC[Unit Category]=Supply[[#This Row],[Unit Category]]),0))*INDEX(Profiles[],MATCH(1,(Profiles[Month]=Supply[[#This Row],[Month]])*(Profiles[Hour Ending]=Supply[[#This Row],[Hour Ending]]),0),MATCH(Supply[[#This Row],[Unit Category]],Profiles[#Headers],0))","v":254.7}]
[1,"ICE",10,{"$f":"INDEX(NQC[NQC MW],MATCH(1,(NQC[Month]=Supply[[#This Row],[Month]])*(NQC[Unit Category]=Supply[[#This Row],[Unit Category]]),0))*INDEX(Profiles[],MATCH(1,(Profiles[Month]=Supply[[#This Row],[Month]])*(Profiles[Hour Ending]=Supply[[#This Row],[Hour Ending]]),0),MATCH(Supply[[#This Row],[Unit Category]],Profiles[#Headers],0))","v":254.7}]
[1,"ICE",11,{"$f":"INDEX(NQC[NQC MW],MATCH(1,(NQC[Month]=Supply[[#This Row],[Month]])*(NQC[Unit Category]=Supply[[#This Row],[Unit Category]]),0))*INDEX(Profiles[],MATCH(1,(Profiles[Month]=Supply[[#This Row],[Month]])*(Profiles[Hour Ending]=Supply[[#This Row],[Hour Ending]]),0),MATCH(Supply[[#This Row],[Unit Category]],Profiles[#Headers],0))","v":254.7}]
[1,"ICE",12,{"$f":"INDEX(NQC[NQC MW],MATCH(1,(NQC[Month]=Supply[[#This Row],[Month]])*(NQC[Unit Category]=Supply[[#This Row],[Unit Category]]),0))*INDEX(Profiles[],MATCH(1,(Profiles[Month]=Supply[[#This Row],[Month]])*(Profiles[Hour Ending]=Supply[[#This Row],[Hour Ending]]),0),MATCH(Supply[[#This Row],[Unit Category]],Profiles[#Headers],0))","v":254.7}]
[1,"ICE",13,{"$f":"INDEX(NQC[NQC MW],MATCH(1,(NQC[Month]=Supply[[#This Row],[Month]])*(NQC[Unit Category]=Supply[[#This Row],[Unit Category]]),0))*INDEX(Profiles[],MATCH(1,(Profiles[Month]=Supply[[#This Row],[Month]])*(Profiles[Hour Ending]=Supply[[#This Row],[Hour Ending]]),0),MATCH(Supply[[#This Row],[Unit Category]],Profiles[#Headers],0))","v":254.7}]
[1,"ICE",14,{"$f":"INDEX(NQC[NQC MW],MATCH(1,(NQC[Month]=Supply[[#This Row],[Month]])*(NQC[Unit Category]=Supply[[#This Row],[Unit Category]]),0))*INDEX(Profiles[],MATCH(1,(Profiles[Month]=Supply[[#This Row],[Month]])*(Profiles[Hour Ending]=Supply[[#This Row],[Hour Ending]]),0),MATCH(Supply[[#This Row],[Unit Category]],Profiles[#Headers],0))","v":254.7}]
[1,"ICE",15,{"$f":"INDEX(NQC[NQC MW],MATCH(1,(NQC[Month]=Supply[[#This Row],[Month]])*(NQC[Unit Category]=Supply[[#This Row],[Unit Category]]),0))*INDEX(Profiles[],MATCH(1,(Profiles[Month]=Supply[[#This Row],[Month]])*(Profiles[Hour Ending]=Supply[[#This Row],[Hour Ending]]),0),MATCH(Supply[[#This Row],[Unit Category]],Profiles[#Headers],0))","v":254.7}]
[1,"ICE",16,{"$f":"INDEX(NQC[NQC MW],MATCH(1,(NQC[Month]=Supply[[#This Row],[Month]])*(NQC[Unit Category]=Supply[[#This Row],[Unit Category]]),0))*INDEX(Profiles[],MATCH(1,(Profiles[Month]=Supply[[#This Row],[Month]])*(Profiles[Hour Ending]=Supply[[#This Row],[Hour Ending]]),0),MATCH(Supply[[#This Row],[Unit Category]],Profiles[#Headers],0))","v":254.7}]
[1,"ICE",17,{"$f":"INDEX(NQC[NQC MW],MATCH(1,(NQC[Month]=Supply[[#This Row],[Month]])*(NQC[Unit Category]=Supply[[#This Row],[Unit Category]]),0))*INDEX(Profiles[],MATCH(1,(Profiles[Month]=Supply[[#This Row],[Month]])*(Profiles[Hour Ending]=Supply[[#This Row],[Hour Ending]]),0),MATCH(Supply[[#This Row],[Unit Category]],Profiles[#Headers],0))","v":254.7}]
[1,"ICE",18,{"$f":"INDEX(NQC[NQC MW],MATCH(1,(NQC[Month]=Supply[[#This Row],[Month]])*(NQC[Unit Category]=Supply[[#This Row],[Unit Category]]),0))*INDEX(Profiles[],MATCH(1,(Profiles[Month]=Supply[[#This Row],[Month]])*(Profiles[Hour Ending]=Supply[[#This Row],[Hour Ending]]),0),MATCH(Supply[[#This Row],[Unit Category]],Profiles[#Headers],0))","v":254.7}]
[1,"ICE",19,{"$f":"INDEX(NQC[NQC MW],MATCH(1,(NQC[Month]=Supply[[#This Row],[Month]])*(NQC[Unit Category]=Supply[[#This Row],[Unit Category]]),0))*INDEX(Profiles[],MATCH(1,(Profiles[Month]=Supply[[#This Row],[Month]])*(Profiles[Hour Ending]=Supply[[#This Row],[Hour Ending]]),0),MATCH(Supply[[#This Row],[Unit Category]],Profiles[#Headers],0))","v":254.7}]
[1,"ICE",20,{"$f":"INDEX(NQC[NQC MW],MATCH(1,(NQC[Month]=Supply[[#This Row],[Month]])*(NQC[Unit Category]=Supply[[#This Row],[Unit Category]]),0))*INDEX(Profiles[],MATCH(1,(Profiles[Month]=Supply[[#This Row],[Month]])*(Profiles[Hour Ending]=Supply[[#This Row],[Hour Ending]]),0),MATCH(Supply[[#This Row],[Unit Category]],Profiles[#Headers],0))","v":254.7}]
[1,"ICE",21,{"$f":"INDEX(NQC[NQC MW],MATCH(1,(NQC[Month]=Supply[[#This Row],[Month]])*(NQC[Unit Category]=Supply[[#This Row],[Unit Category]]),0))*INDEX(Profiles[],MATCH(1,(Profiles[Month]=Supply[[#This Row],[Month]])*(Profiles[Hour Ending]=Supply[[#This Row],[Hour Ending]]),0),MATCH(Supply[[#This Row],[Unit Category]],Profiles[#Headers],0))","v":254.7}]
[1,"ICE",22,{"$f":"INDEX(NQC[NQC MW],MATCH(1,(NQC[Month]=Supply[[#This Row],[Month]])*(NQC[Unit Category]=Supply[[#This Row],[Unit Category]]),0))*INDEX(Profiles[],MATCH(1,(Profiles[Month]=Supply[[#This Row],[Month]])*(Profiles[Hour Ending]=Supply[[#This Row],[Hour Ending]]),0),MATCH(Supply[[#This Row],[Unit Category]],Profiles[#Headers],0))","v":254.7}]
[1,"ICE",23,{"$f":"INDEX(NQC[NQC MW],MATCH(1,(NQC[Month]=Supply[[#This Row],[Month]])*(NQC[Unit Category]=Supply[[#This Row],[Unit Category]]),0))*INDEX(Profiles[],MATCH(1,(Profiles[Month]=Supply[[#This Row],[Month]])*(Profiles[Hour Ending]=Supply[[#This Row],[Hour Ending]]),0),MATCH(Supply[[#This Row],[Unit Category]],Profiles[#Headers],0))","v":254.7}]
[1,"ICE",24,{"$f":"INDEX(NQC[NQC MW],MATCH(1,(NQC[Month]=Supply[[#This Row],[Month]])*(NQC[Unit Category]=Supply[[#This Row],[Unit Category]]),0))*INDEX(Profiles[],MATCH(1,(Profiles[Month]=Supply[[#This Row],[Month]])*(Profiles[Hour Ending]=Supply[[#This Row],[Hour Ending]]),0),MATCH(Supply[[#This Row],[Unit Category]],Profiles[#Headers],0))","v":254.7}]
[1,"Interchange",1,{"$f":"INDEX(NQC[NQC MW],MATCH(1,(NQC[Month]=Supply[[#This Row],[Month]])*(NQC[Unit Category]=Supply[[#This Row],[Unit Category]]),0))*INDEX(Profiles[],MATCH(1,(Profiles[Month]=Supply[[#This Row],[Month]])*(Profiles[Hour Ending]=Supply[[#This Row],[Hour Ending]]),0),MATCH(Supply[[#This Row],[Unit Category]],Profiles[#Headers],0))","v":2500}]
[1,"Interchange",2,{"$f":"INDEX(NQC[NQC MW],MATCH(1,(NQC[Month]=Supply[[#This Row],[Month]])*(NQC[Unit Category]=Supply[[#This Row],[Unit Category]]),0))*INDEX(Profiles[],MATCH(1,(Profiles[Month]=Supply[[#This Row],[Month]])*(Profiles[Hour Ending]=Supply[[#This Row],[Hour Ending]]),0),MATCH(Supply[[#This Row],[Unit Category]],Profiles[#Headers],0))","v":2500}]
[1,"Interchange",3,{"$f":"INDEX(NQC[NQC MW],MATCH(1,(NQC[Month]=Supply[[#This Row],[Month]])*(NQC[Unit Category]=Supply[[#This Row],[Unit Category]]),0))*INDEX(Profiles[],MATCH(1,(Profiles[Month]=Supply[[#This Row],[Month]])*(Profiles[Hour Ending]=Supply[[#This Row],[Hour Ending]]),0),MATCH(Supply[[#This Row],[Unit Category]],Profiles[#Headers],0))","v":2500}]
[1,"Interchange",4,{"$f":"INDEX(NQC[NQC MW],MATCH(1,(NQC[Month]=Supply[[#This Row],[Month]])*(NQC[Unit Category]=Supply[[#This Row],[Unit Category]]),0))*INDEX(Profiles[],MATCH(1,(Profiles[Month]=Supply[[#This Row],[Month]])*(Profiles[Hour Ending]=Supply[[#This Row],[Hour Ending]]),0),MATCH(Supply[[#This Row],[Unit Category]],Profiles[#Headers],0))","v":2500}]
[1,"Interchange",5,{"$f":"INDEX(NQC[NQC MW],MATCH(1,(NQC[Month]=Supply[[#This Row],[Month]])*(NQC[Unit Category]=Supply[[#This Row],[Unit Category]]),0))*INDEX(Profiles[],MATCH(1,(Profiles[Month]=Supply[[#This Row],[Month]])*(Profiles[Hour Ending]=Supply[[#This Row],[Hour Ending]]),0),MATCH(Supply[[#This Row],[Unit Category]],Profiles[#Headers],0))","v":2500}]
[1,"Interchange",6,{"$f":"INDEX(NQC[NQC MW],MATCH(1,(NQC[Month]=Supply[[#This Row],[Month]])*(NQC[Unit Category]=Supply[[#This Row],[Unit Category]]),0))*INDEX(Profiles[],MATCH(1,(Profiles[Month]=Supply[[#This Row],[Month]])*(Profiles[Hour Ending]=Supply[[#This Row],[Hour Ending]]),0),MATCH(Supply[[#This Row],[Unit Category]],Profiles[#Headers],0))","v":2500}]
[1,"Interchange",7,{"$f":"INDEX(NQC[NQC MW],MATCH(1,(NQC[Month]=Supply[[#This Row],[Month]])*(NQC[Unit Category]=Supply[[#This Row],[Unit Category]]),0))*INDEX(Profiles[],MATCH(1,(Profiles[Month]=Supply[[#This Row],[Month]])*(Profiles[Hour Ending]=Supply[[#This Row],[Hour Ending]]),0),MATCH(Supply[[#This Row],[Unit Category]],Profiles[#Headers],0))","v":2500}]
[1,"Interchange",8,{"$f":"INDEX(NQC[NQC MW],MATCH(1,(NQC[Month]=Supply[[#This Row],[Month]])*(NQC[Unit Category]=Supply[[#This Row],[Unit Category]]),0))*INDEX(Profiles[],MATCH(1,(Profiles[Month]=Supply[[#This Row],[Month]])*(Profiles[Hour Ending]=Supply[[#This Row],[Hour Ending]]),0),MATCH(Supply[[#This Row],[Unit Category]],Profiles[#Headers],0))","v":2500}]
[1,"Interchange",9,{"$f":"INDEX(NQC[NQC MW],MATCH(1,(NQC[Month]=Supply[[#This Row],[Month]])*(NQC[Unit Category]=Supply[[#This Row],[Unit Category]]),0))*INDEX(Profiles[],MATCH(1,(Profiles[Month]=Supply[[#This Row],[Month]])*(Profiles[Hour Ending]=Supply[[#This Row],[Hour Ending]]),0),MATCH(Supply[[#This Row],[Unit Category]],Profiles[#Headers],0))","v":2500}]
[1,"Interchange",10,{"$f":"INDEX(NQC[NQC MW],MATCH(1,(NQC[Month]=Supply[[#This Row],[Month]])*(NQC[Unit Category]=Supply[[#This Row],[Unit Category]]),0))*INDEX(Profiles[],MATCH(1,(Profiles[Month]=Supply[[#This Row],[Month]])*(Profiles[Hour Ending]=Supply[[#This Row],[Hour Ending]]),0),MATCH(Supply[[#This Row],[Unit Category]],Profiles[#Headers],0))","v":2500}]
[1,"Interchange",11,{"$f":"INDEX(NQC[NQC MW],MATCH(1,(NQC[Month]=Supply[[#This Row],[Month]])*(NQC[Unit Category]=Supply[[#This Row],[Unit Category]]),0))*INDEX(Profiles[],MATCH(1,(Profiles[Month]=Supply[[#This Row],[Month]])*(Profiles[Hour Ending]=Supply[[#This Row],[Hour Ending]]),0),MATCH(Supply[[#This Row],[Unit Category]],Profiles[#Headers],0))","v":2500}]
[1,"Interchange",12,{"$f":"INDEX(NQC[NQC MW],MATCH(1,(NQC[Month]=Supply[[#This Row],[Month]])*(NQC[Unit Category]=Supply[[#This Row],[Unit Category]]),0))*INDEX(Profiles[],MATCH(1,(Profiles[Month]=Supply[[#This Row],[Month]])*(Profiles[Hour Ending]=Supply[[#This Row],[Hour Ending]]),0),MATCH(Supply[[#This Row],[Unit Category]],Profiles[#Headers],0))","v":2500}]
[1,"Interchange",13,{"$f":"INDEX(NQC[NQC MW],MATCH(1,(NQC[Month]=Supply[[#This Row],[Month]])*(NQC[Unit Category]=Supply[[#This Row],[Unit Category]]),0))*INDEX(Profiles[],MATCH(1,(Profiles[Month]=Supply[[#This Row],[Month]])*(Profiles[Hour Ending]=Supply[[#This Row],[Hour Ending]]),0),MATCH(Supply[[#This Row],[Unit Category]],Profiles[#Headers],0))","v":2500}]
[1,"Interchange",14,{"$f":"INDEX(NQC[NQC MW],MATCH(1,(NQC[Month]=Supply[[#This Row],[Month]])*(NQC[Unit Category]=Supply[[#This Row],[Unit Category]]),0))*INDEX(Profiles[],MATCH(1,(Profiles[Month]=Supply[[#This Row],[Month]])*(Profiles[Hour Ending]=Supply[[#This Row],[Hour Ending]]),0),MATCH(Supply[[#This Row],[Unit Category]],Profiles[#Headers],0))","v":2500}]
[1,"Interchange",15,{"$f":"INDEX(NQC[NQC MW],MATCH(1,(NQC[Month]=Supply[[#This Row],[Month]])*(NQC[Unit Category]=Supply[[#This Row],[Unit Category]]),0))*INDEX(Profiles[],MATCH(1,(Profiles[Month]=Supply[[#This Row],[Month]])*(Profiles[Hour Ending]=Supply[[#This Row],[Hour Ending]]),0),MATCH(Supply[[#This Row],[Unit Category]],Profiles[#Headers],0))","v":2500}]
[1,"Interchange",16,{"$f":"INDEX(NQC[NQC MW],MATCH(1,(NQC[Month]=Supply[[#This Row],[Month]])*(NQC[Unit Category]=Supply[[#This Row],[Unit Category]]),0))*INDEX(Profiles[],MATCH(1,(Profiles[Month]=Supply[[#This Row],[Month]])*(Profiles[Hour Ending]=Supply[[#This Row],[Hour Ending]]),0),MATCH(Supply[[#This Row],[Unit Category]],Profiles[#Headers],0))","v":2500}]
[1,"Interchange",17,{"$f":"INDEX(NQC[NQC MW],MATCH(1,(NQC[Month]=Supply[[#This Row],[Month]])*(NQC[Unit Category]=Supply[[#This Row],[Unit Category]]),0))*INDEX(Profiles[],MATCH(1,(Profiles[Month]=Supply[[#This Row],[Month]])*(Profiles[Hour Ending]=Supply[[#This Row],[Hour Ending]]),0),MATCH(Supply[[#This Row],[Unit Category]],Profiles[#Headers],0))","v":2500}]
[1,"Interchange",18,{"$f":"INDEX(NQC[NQC MW],MATCH(1,(NQC[Month]=Supply[[#This Row],[Month]])*(NQC[Unit Category]=Supply[[#This Row],[Unit Category]]),0))*INDEX(Profiles[],MATCH(1,(Profiles[Month]=Supply[[#This Row],[Month]])*(Profiles[Hour Ending]=Supply[[#This Row],[Hour Ending]]),0),MATCH(Supply[[#This Row],[Unit Category]],Profiles[#Headers],0))","v":2500}]
[1,"Interchange",19,{"$f":"INDEX(NQC[NQC MW],MATCH(1,(NQC[Month]=Supply[[#This Row],[Month]])*(NQC[Unit Category]=Supply[[#This Row],[Unit Category]]),0))*INDEX(Profiles[],MATCH(1,(Profiles[Month]=Supply[[#This Row],[Month]])*(Profiles[Hour Ending]=Supply[[#This Row],[Hour Ending]]),0),MATCH(Supply[[#This Row],[Unit Category]],Profiles[#Headers],0))","v":2500}]
[1,"Interchange",20,{"$f":"INDEX(NQC[NQC MW],MATCH(1,(NQC[Month]=Supply[[#This Row],[Month]])*(NQC[Unit Category]=Supply[[#This Row],[Unit Category]]),0))*INDEX(Profiles[],MATCH(1,(Profiles[Month]=Supply[[#This Row],[Month]])*(Profiles[Hour Ending]=Supply[[#This Row],[Hour Ending]]),0),MATCH(Supply[[#This Row],[Unit Category]],Profiles[#Headers],0))","v":2500}]
[1,"Interchange",21,{"$f":"INDEX(NQC[NQC MW],MATCH(1,(NQC[Month]=Supply[[#This Row],[Month]])*(NQC[Unit Category]=Supply[[#This Row],[Unit Category]]),0))*INDEX(Profiles[],MATCH(1,(Profiles[Month]=Supply[[#This Row],[Month]])*(Profiles[Hour Ending]=Supply[[#This Row],[Hour Ending]]),0),MATCH(Supply[[#This Row],[Unit Category]],Profiles[#Headers],0))","v":2500}]
[1,"Interchange",22,{"$f":"INDEX(NQC[NQC MW],MATCH(1,(NQC[Month]=Supply[[#This Row],[Month]])*(NQC[Unit Category]=Supply[[#This Row],[Unit Category]]),0))*INDEX(Profiles[],MATCH(1,(Profiles[Month]=Supply[[#This Row],[Month]])*(Profiles[Hour Ending]=Supply[[#This Row],[Hour Ending]]),0),MATCH(Supply[[#This Row],[Unit Category]],Profiles[#Headers],0))","v":2500}]
[1,"Interchange",23,{"$f":"INDEX(NQC[NQC MW],MATCH(1,(NQC[Month]=Supply[[#This Row],[Month]])*(NQC[Unit Category]=Supply[[#This Row],[Unit Category]]),0))*INDEX(Profiles[],MATCH(1,(Profiles[Month]=Supply[[#This Row],[Month]])*(Profiles[Hour Ending]=Supply[[#This Row],[Hour Ending]]),0),MATCH(Supply[[#This Row],[Unit Category]],Profiles[#Headers],0))","v":2500}]
[1,"Interchange",24,{"$f":"INDEX(NQC[NQC MW],MATCH(1,(NQC[Month]=Supply[[#This Row],[Month]])*(NQC[Unit Category]=Supply[[#This Row],[Unit Category]]),0))*INDEX(Profiles[],MATCH(1,(Profiles[Month]=Supply[[#This Row],[Month]])*(Profiles[Hour Ending]=Supply[[#This Row],[Hour Ending]]),0),MATCH(Supply[[#This Row],[Unit Category]],Profiles[#Headers],0))","v":2500}]
[1,"Nuclear",1,{"$f":"INDEX(NQC[NQC MW],MATCH(1,(NQC[Month]=Supply[[#This Row],[Month]])*(NQC[Unit Category]=Supply[[#This Row],[Unit Category]]),0))*INDEX(Profiles[],MATCH(1,(Profiles[Month]=Supply[[#This Row],[Month]])*(Profiles[Hour Ending]=Supply[[#This Row],[Hour Ending]]),0),MATCH(Supply[[#This Row],[Unit Category]],Profiles[#Headers],0))","v":2280}]
[1,"Nuclear",2,{"$f":"INDEX(NQC[NQC MW],MATCH(1,(NQC[Month]=Supply[[#This Row],[Month]])*(NQC[Unit Category]=Supply[[#This Row],[Unit Category]]),0))*INDEX(Profiles[],MATCH(1,(Profiles[Month]=Supply[[#This Row],[Month]])*(Profiles[Hour Ending]=Supply[[#This Row],[Hour Ending]]),0),MATCH(Supply[[#This Row],[Unit Category]],Profiles[#Headers],0))","v":2280}]
[1,"Nuclear",3,{"$f":"INDEX(NQC[NQC MW],MATCH(1,(NQC[Month]=Supply[[#This Row],[Month]])*(NQC[Unit Category]=Supply[[#This Row],[Unit Category]]),0))*INDEX(Profiles[],MATCH(1,(Profiles[Month]=Supply[[#This Row],[Month]])*(Profiles[Hour Ending]=Supply[[#This Row],[Hour Ending]]),0),MATCH(Supply[[#This Row],[Unit Category]],Profiles[#Headers],0))","v":2280}]
[1,"Nuclear",4,{"$f":"INDEX(NQC[NQC MW],MATCH(1,(NQC[Month]=Supply[[#This Row],[Month]])*(NQC[Unit Category]=Supply[[#This Row],[Unit Category]]),0))*INDEX(Profiles[],MATCH(1,(Profiles[Month]=Supply[[#This Row],[Month]])*(Profiles[Hour Ending]=Supply[[#This Row],[Hour Ending]]),0),MATCH(Supply[[#This Row],[Unit Category]],Profiles[#Headers],0))","v":2280}]
[1,"Nuclear",5,{"$f":"INDEX(NQC[NQC MW],MATCH(1,(NQC[Month]=Supply[[#This Row],[Month]])*(NQC[Unit Category]=Supply[[#This Row],[Unit Category]]),0))*INDEX(Profiles[],MATCH(1,(Profiles[Month]=Supply[[#This Row],[Month]])*(Profiles[Hour Ending]=Supply[[#This Row],[Hour Ending]]),0),MATCH(Supply[[#This Row],[Unit Category]],Profiles[#Headers],0))","v":2280}]
[1,"Nuclear",6,{"$f":"INDEX(NQC[NQC MW],MATCH(1,(NQC[Month]=Supply[[#This Row],[Month]])*(NQC[Unit Category]=Supply[[#This Row],[Unit Category]]),0))*INDEX(Profiles[],MATCH(1,(Profiles[Month]=Supply[[#This Row],[Month]])*(Profiles[Hour Ending]=Supply[[#This Row],[Hour Ending]]),0),MATCH(Supply[[#This Row],[Unit Category]],Profiles[#Headers],0))","v":2280}]
[1,"Nuclear",7,{"$f":"INDEX(NQC[NQC MW],MATCH(1,(NQC[Month]=Supply[[#This Row],[Month]])*(NQC[Unit Category]=Supply[[#This Row],[Unit Category]]),0))*INDEX(Profiles[],MATCH(1,(Profiles[Month]=Supply[[#This Row],[Month]])*(Profiles[Hour Ending]=Supply[[#This Row],[Hour Ending]]),0),MATCH(Supply[[#This Row],[Unit Category]],Profiles[#Headers],0))","v":2280}]
[1,"Nuclear",8,{"$f":"INDEX(NQC[NQC MW],MATCH(1,(NQC[Month]=Supply[[#This Row],[Month]])*(NQC[Unit Category]=Supply[[#This Row],[Unit Category]]),0))*INDEX(Profiles[],MATCH(1,(Profiles[Month]=Supply[[#This Row],[Month]])*(Profiles[Hour Ending]=Supply[[#This Row],[Hour Ending]]),0),MATCH(Supply[[#This Row],[Unit Category]],Profiles[#Headers],0))","v":2280}]
[1,"Nuclear",9,{"$f":"INDEX(NQC[NQC MW],MATCH(1,(NQC[Month]=Supply[[#This Row],[Month]])*(NQC[Unit Category]=Supply[[#This Row],[Unit Category]]),0))*INDEX(Profiles[],MATCH(1,(Profiles[Month]=Supply[[#This Row],[Month]])*(Profiles[Hour Ending]=Supply[[#This Row],[Hour Ending]]),0),MATCH(Supply[[#This Row],[Unit Category]],Profiles[#Headers],0))","v":2280}]
[1,"Nuclear",10,{"$f":"INDEX(NQC[NQC MW],MATCH(1,(NQC[Month]=Supply[[#This Row],[Month]])*(NQC[Unit Category]=Supply[[#This Row],[Unit Category]]),0))*INDEX(Profiles[],MATCH(1,(Profiles[Month]=Supply[[#This Row],[Month]])*(Profiles[Hour Ending]=Supply[[#This Row],[Hour Ending]]),0),MATCH(Supply[[#This Row],[Unit Category]],Profiles[#Headers],0))","v":2280}]
[1,"Nuclear",11,{"$f":"INDEX(NQC[NQC MW],MATCH(1,(NQC[Month]=Supply[[#This Row],[Month]])*(NQC[Unit Category]=Supply[[#This Row],[Unit Category]]),0))*INDEX(Profiles[],MATCH(1,(Profiles[Month]=Supply[[#This Row],[Month]])*(Profiles[Hour Ending]=Supply[[#This Row],[Hour Ending]]),0),MATCH(Supply[[#This Row],[Unit Category]],Profiles[#Headers],0))","v":2280}]
[1,"Nuclear",12,{"$f":"INDEX(NQC[NQC MW],MATCH(1,(NQC[Month]=Supply[[#This Row],[Month]])*(NQC[Unit Category]=Supply[[#This Row],[Unit Category]]),0))*INDEX(Profiles[],MATCH(1,(Profiles[Month]=Supply[[#This Row],[Month]])*(Profiles[Hour Ending]=Supply[[#This Row],[Hour Ending]]),0),MATCH(Supply[[#This Row],[Unit Category]],Profiles[#Headers],0))","v":2280}]
[1,"Nuclear",13,{"$f":"INDEX(NQC[NQC MW],MATCH(1,(NQC[Month]=Supply[[#This Row],[Month]])*(NQC[Unit Category]=Supply[[#This Row],[Unit Category]]),0))*INDEX(Profiles[],MATCH(1,(Profiles[Month]=Supply[[#This Row],[Month]])*(Profiles[Hour Ending]=Supply[[#This Row],[Hour Ending]]),0),MATCH(Supply[[#This Row],[Unit Category]],Profiles[#Headers],0))","v":2280}]
[1,"Nuclear",14,{"$f":"INDEX(NQC[NQC MW],MATCH(1,(NQC[Month]=Supply[[#This Row],[Month]])*(NQC[Unit Category]=Supply[[#This Row],[Unit Category]]),0))*INDEX(Profiles[],MATCH(1,(Profiles[Month]=Supply[[#This Row],[Month]])*(Profiles[Hour Ending]=Supply[[#This Row],[Hour Ending]]),0),MATCH(Supply[[#This Row],[Unit Category]],Profiles[#Headers],0))","v":2280}]
[1,"Nuclear",15,{"$f":"INDEX(NQC[NQC MW],MATCH(1,(NQC[Month]=Supply[[#This Row],[Month]])*(NQC[Unit Category]=Supply[[#This Row],[Unit Category]]),0))*INDEX(Profiles[],MATCH(1,(Profiles[Month]=Supply[[#This Row],[Month]])*(Profiles[Hour Ending]=Supply[[#This Row],[Hour Ending]]),0),MATCH(Supply[[#This Row],[Unit Category]],Profiles[#Headers],0))","v":2280}]
[1,"Nuclear",16,{"$f":"INDEX(NQC[NQC MW],MATCH(1,(NQC[Month]=Supply[[#This Row],[Month]])*(NQC[Unit Category]=Supply[[#This Row],[Unit Category]]),0))*INDEX(Profiles[],MATCH(1,(Profiles[Month]=Supply[[#This Row],[Month]])*(Profiles[Hour Ending]=Supply[[#This Row],[Hour Ending]]),0),MATCH(Supply[[#This Row],[Unit Category]],Profiles[#Headers],0))","v":2280}]
[1,"Nuclear",17,{"$f":"INDEX(NQC[NQC MW],MATCH(1,(NQC[Month]=Supply[[#This Row],[Month]])*(NQC[Unit Category]=Supply[[#This Row],[Unit Category]]),0))*INDEX(Profiles[],MATCH(1,(Profiles[Month]=Supply[[#This Row],[Month]])*(Profiles[Hour Ending]=Supply[[#This Row],[Hour Ending]]),0),MATCH(Supply[[#This Row],[Unit Category]],Profiles[#Headers],0))","v":2280}]
[1,"Nuclear",18,{"$f":"INDEX(NQC[NQC MW],MATCH(1,(NQC[Month]=Supply[[#This Row],[Month]])*(NQC[Unit Category]=Supply[[#This Row],[Unit Category]]),0))*INDEX(Profiles[],MATCH(1,(Profiles[Month]=Supply[[#This Row],[Month]])*(Profiles[Hour Ending]=Supply[[#This Row],[Hour Ending]]),0),MATCH(Supply[[#This Row],[Unit Category]],Profiles[#Headers],0))","v":2280}]
[1,"Nuclear",19,{"$f":"INDEX(NQC[NQC MW],MATCH(1,(NQC[Month]=Supply[[#This Row],[Month]])*(NQC[Unit Category]=Supply[[#This Row],[Unit Category]]),0))*INDEX(Profiles[],MATCH(1,(Profiles[Month]=Supply[[#This Row],[Month]])*(Profiles[Hour Ending]=Supply[[#This Row],[Hour Ending]]),0),MATCH(Supply[[#This Row],[Unit Category]],Profiles[#Headers],0))","v":2280}]
[1,"Nuclear",20,{"$f":"INDEX(NQC[NQC MW],MATCH(1,(NQC[Month]=Supply[[#This Row],[Month]])*(NQC[Unit Category]=Supply[[#This Row],[Unit Category]]),0))*INDEX(Profiles[],MATCH(1,(Profiles[Month]=Supply[[#This Row],[Month]])*(Profiles[Hour Ending]=Supply[[#This Row],[Hour Ending]]),0),MATCH(Supply[[#This Row],[Unit Category]],Profiles[#Headers],0))","v":2280}]
[1,"Nuclear",21,{"$f":"INDEX(NQC[NQC MW],MATCH(1,(NQC[Month]=Supply[[#This Row],[Month]])*(NQC[Unit Category]=Supply[[#This Row],[Unit Category]]),0))*INDEX(Profiles[],MATCH(1,(Profiles[Month]=Supply[[#This Row],[Month]])*(Profiles[Hour Ending]=Supply[[#This Row],[Hour Ending]]),0),MATCH(Supply[[#This Row],[Unit Category]],Profiles[#Headers],0))","v":2280}]
[1,"Nuclear",22,{"$f":"INDEX(NQC[NQC MW],MATCH(1,(NQC[Month]=Supply[[#This Row],[Month]])*(NQC[Unit Category]=Supply[[#This Row],[Unit Category]]),0))*INDEX(Profiles[],MATCH(1,(Profiles[Month]=Supply[[#This Row],[Month]])*(Profiles[Hour Ending]=Supply[[#This Row],[Hour Ending]]),0),MATCH(Supply[[#This Row],[Unit Category]],Profiles[#Headers],0))","v":2280}]
[1,"Nuclear",23,{"$f":"INDEX(NQC[NQC MW],MATCH(1,(NQC[Month]=Supply[[#This Row],[Month]])*(NQC[Unit Category]=Supply[[#This Row],[Unit Category]]),0))*INDEX(Profiles[],MATCH(1,(Profiles[Month]=Supply[[#This Row],[Month]])*(Profiles[Hour Ending]=Supply[[#This Row],[Hour Ending]]),0),MATCH(Supply[[#This Row],[Unit Category]],Profiles[#Headers],0))","v":2280}]
[1,"Nuclear",24,{"$f":"INDEX(NQC[NQC MW],MATCH(1,(NQC[Month]=Supply[[#This Row],[Month]])*(NQC[Unit Category]=Supply[[#This Row],[Unit Category]]),0))*INDEX(Profiles[],MATCH(1,(Profiles[Month]=Supply[[#This Row],[Month]])*(Profiles[Hour Ending]=Supply[[#This Row],[Hour Ending]]),0),MATCH(Supply[[#This Row],[Unit Category]],Profiles[#Headers],0))","v":2280}]
[1,"PSH",1,{"$f":"INDEX(NQC[NQC MW],MATCH(1,(NQC[Month]=Supply[[#This Row],[Month]])*(NQC[Unit Category]=Supply[[#This Row],[Unit Category]]),0))*INDEX(Profiles[],MATCH(1,(Profiles[Month]=Supply[[#This Row],[Month]])*(Profiles[Hour Ending]=Supply[[#This Row],[Hour Ending]]),0),MATCH(Supply[[#This Row],[Unit Category]],Profiles[#Headers],0))","v":1457}]
[1,"PSH",2,{"$f":"INDEX(NQC[NQC MW],MATCH(1,(NQC[Month]=Supply[[#This Row],[Month]])*(NQC[Unit Category]=Supply[[#This Row],[Unit Category]]),0))*INDEX(Profiles[],MATCH(1,(Profiles[Month]=Supply[[#This Row],[Month]])*(Profiles[Hour Ending]=Supply[[#This Row],[Hour Ending]]),0),MATCH(Supply[[#This Row],[Unit Category]],Profiles[#Headers],0))","v":1457}]
[1,"PSH",3,{"$f":"INDEX(NQC[NQC MW],MATCH(1,(NQC[Month]=Supply[[#This Row],[Month]])*(NQC[Unit Category]=Supply[[#This Row],[Unit Category]]),0))*INDEX(Profiles[],MATCH(1,(Profiles[Month]=Supply[[#This Row],[Month]])*(Profiles[Hour Ending]=Supply[[#This Row],[Hour Ending]]),0),MATCH(Supply[[#This Row],[Unit Category]],Profiles[#Headers],0))","v":1457}]
[1,"PSH",4,{"$f":"INDEX(NQC[NQC MW],MATCH(1,(NQC[Month]=Supply[[#This Row],[Month]])*(NQC[Unit Category]=Supply[[#This Row],[Unit Category]]),0))*INDEX(Profiles[],MATCH(1,(Profiles[Month]=Supply[[#This Row],[Month]])*(Profiles[Hour Ending]=Supply[[#This Row],[Hour Ending]]),0),MATCH(Supply[[#This Row],[Unit Category]],Profiles[#Headers],0))","v":1457}]
[1,"PSH",5,{"$f":"INDEX(NQC[NQC MW],MATCH(1,(NQC[Month]=Supply[[#This Row],[Month]])*(NQC[Unit Category]=Supply[[#This Row],[Unit Category]]),0))*INDEX(Profiles[],MATCH(1,(Profiles[Month]=Supply[[#This Row],[Month]])*(Profiles[Hour Ending]=Supply[[#This Row],[Hour Ending]]),0),MATCH(Supply[[#This Row],[Unit Category]],Profiles[#Headers],0))","v":1457}]
[1,"PSH",6,{"$f":"INDEX(NQC[NQC MW],MATCH(1,(NQC[Month]=Supply[[#This Row],[Month]])*(NQC[Unit Category]=Supply[[#This Row],[Unit Category]]),0))*INDEX(Profiles[],MATCH(1,(Profiles[Month]=Supply[[#This Row],[Month]])*(Profiles[Hour Ending]=Supply[[#This Row],[Hour Ending]]),0),MATCH(Supply[[#This Row],[Unit Category]],Profiles[#Headers],0))","v":1457}]
[1,"PSH",7,{"$f":"INDEX(NQC[NQC MW],MATCH(1,(NQC[Month]=Supply[[#This Row],[Month]])*(NQC[Unit Category]=Supply[[#This Row],[Unit Category]]),0))*INDEX(Profiles[],MATCH(1,(Profiles[Month]=Supply[[#This Row],[Month]])*(Profiles[Hour Ending]=Supply[[#This Row],[Hour Ending]]),0),MATCH(Supply[[#This Row],[Unit Category]],Profiles[#Headers],0))","v":1457}]
[1,"PSH",8,{"$f":"INDEX(NQC[NQC MW],MATCH(1,(NQC[Month]=Supply[[#This Row],[Month]])*(NQC[Unit Category]=Supply[[#This Row],[Unit Category]]),0))*INDEX(Profiles[],MATCH(1,(Profiles[Month]=Supply[[#This Row],[Month]])*(Profiles[Hour Ending]=Supply[[#This Row],[Hour Ending]]),0),MATCH(Supply[[#This Row],[Unit Category]],Profiles[#Headers],0))","v":1457}]
[1,"PSH",9,{"$f":"INDEX(NQC[NQC MW],MATCH(1,(NQC[Month]=Supply[[#This Row],[Month]])*(NQC[Unit Category]=Supply[[#This Row],[Unit Category]]),0))*INDEX(Profiles[],MATCH(1,(Profiles[Month]=Supply[[#This Row],[Month]])*(Profiles[Hour Ending]=Supply[[#This Row],[Hour Ending]]),0),MATCH(Supply[[#This Row],[Unit Category]],Profiles[#Headers],0))","v":1457}]
[1,"PSH",10,{"$f":"INDEX(NQC[NQC MW],MATCH(1,(NQC[Month]=Supply[[#This Row],[Month]])*(NQC[Unit Category]=Supply[[#This Row],[Unit Category]]),0))*INDEX(Profiles[],MATCH(1,(Profiles[Month]=Supply[[#This Row],[Month]])*(Profiles[Hour Ending]=Supply[[#This Row],[Hour Ending]]),0),MATCH(Supply[[#This Row],[Unit Category]],Profiles[#Headers],0))","v":1457}]
[1,"PSH",11,{"$f":"INDEX(NQC[NQC MW],MATCH(1,(NQC[Month]=Supply[[#This Row],[Month]])*(NQC[Unit Category]=Supply[[#This Row],[Unit Category]]),0))*INDEX(Profiles[],MATCH(1,(Profiles[Month]=Supply[[#This Row],[Month]])*(Profiles[Hour Ending]=Supply[[#This Row],[Hour Ending]]),0),MATCH(Supply[[#This Row],[Unit Category]],Profiles[#Headers],0))","v":1457}]
[1,"PSH",12,{"$f":"INDEX(NQC[NQC MW],MATCH(1,(NQC[Month]=Supply[[#This Row],[Month]])*(NQC[Unit Category]=Supply[[#This Row],[Unit Category]]),0))*INDEX(Profiles[],MATCH(1,(Profiles[Month]=Supply[[#This Row],[Month]])*(Profiles[Hour Ending]=Supply[[#This Row],[Hour Ending]]),0),MATCH(Supply[[#This Row],[Unit Category]],Profiles[#Headers],0))","v":1457}]
[1,"PSH",13,{"$f":"INDEX(NQC[NQC MW],MATCH(1,(NQC[Month]=Supply[[#This Row],[Month]])*(NQC[Unit Category]=Supply[[#This Row],[Unit Category]]),0))*INDEX(Profiles[],MATCH(1,(Profiles[Month]=Supply[[#This Row],[Month]])*(Profiles[Hour Ending]=Supply[[#This Row],[Hour Ending]]),0),MATCH(Supply[[#This Row],[Unit Category]],Profiles[#Headers],0))","v":1457}]
[1,"PSH",14,{"$f":"INDEX(NQC[NQC MW],MATCH(1,(NQC[Month]=Supply[[#This Row],[Month]])*(NQC[Unit Category]=Supply[[#This Row],[Unit Category]]),0))*INDEX(Profiles[],MATCH(1,(Profiles[Month]=Supply[[#This Row],[Month]])*(Profiles[Hour Ending]=Supply[[#This Row],[Hour Ending]]),0),MATCH(Supply[[#This Row],[Unit Category]],Profiles[#Headers],0))","v":1457}]
[1,"PSH",15,{"$f":"INDEX(NQC[NQC MW],MATCH(1,(NQC[Month]=Supply[[#This Row],[Month]])*(NQC[Unit Category]=Supply[[#This Row],[Unit Category]]),0))*INDEX(Profiles[],MATCH(1,(Profiles[Month]=Supply[[#This Row],[Month]])*(Profiles[Hour Ending]=Supply[[#This Row],[Hour Ending]]),0),MATCH(Supply[[#This Row],[Unit Category]],Profiles[#Headers],0))","v":1457}]
[1,"PSH",16,{"$f":"INDEX(NQC[NQC MW],MATCH(1,(NQC[Month]=Supply[[#This Row],[Month]])*(NQC[Unit Category]=Supply[[#This Row],[Unit Category]]),0))*INDEX(Profiles[],MATCH(1,(Profiles[Month]=Supply[[#This Row],[Month]])*(Profiles[Hour Ending]=Supply[[#This Row],[Hour Ending]]),0),MATCH(Supply[[#This Row],[Unit Category]],Profiles[#Headers],0))","v":1457}]
[1,"PSH",17,{"$f":"INDEX(NQC[NQC MW],MATCH(1,(NQC[Month]=Supply[[#This Row],[Month]])*(NQC[Unit Category]=Supply[[#This Row],[Unit Category]]),0))*INDEX(Profiles[],MATCH(1,(Profiles[Month]=Supply[[#This Row],[Month]])*(Profiles[Hour Ending]=Supply[[#This Row],[Hour Ending]]),0),MATCH(Supply[[#This Row],[Unit Category]],Profiles[#Headers],0))","v":1457}]
[1,"PSH",18,{"$f":"INDEX(NQC[NQC MW],MATCH(1,(NQC[Month]=Supply[[#This Row],[Month]])*(NQC[Unit Category]=Supply[[#This Row],[Unit Category]]),0))*INDEX(Profiles[],MATCH(1,(Profiles[Month]=Supply[[#This Row],[Month]])*(Profiles[Hour Ending]=Supply[[#This Row],[Hour Ending]]),0),MATCH(Supply[[#This Row],[Unit Category]],Profiles[#Headers],0))","v":1457}]
[1,"PSH",19,{"$f":"INDEX(NQC[NQC MW],MATCH(1,(NQC[Month]=Supply[[#This Row],[Month]])*(NQC[Unit Category]=Supply[[#This Row],[Unit Category]]),0))*INDEX(Profiles[],MATCH(1,(Profiles[Month]=Supply[[#This Row],[Month]])*(Profiles[Hour Ending]=Supply[[#This Row],[Hour Ending]]),0),MATCH(Supply[[#This Row],[Unit Category]],Profiles[#Headers],0))","v":1457}]
[1,"PSH",20,{"$f":"INDEX(NQC[NQC MW],MATCH(1,(NQC[Month]=Supply[[#This Row],[Month]])*(NQC[Unit Category]=Supply[[#This Row],[Unit Category]]),0))*INDEX(Profiles[],MATCH(1,(Profiles[Month]=Supply[[#This Row],[Month]])*(Profiles[Hour Ending]=Supply[[#This Row],[Hour Ending]]),0),MATCH(Supply[[#This Row],[Unit Category]],Profiles[#Headers],0))","v":1457}]
[1,"PSH",21,{"$f":"INDEX(NQC[NQC MW],MATCH(1,(NQC[Month]=Supply[[#This Row],[Month]])*(NQC[Unit Category]=Supply[[#This Row],[Unit Category]]),0))*INDEX(Profiles[],MATCH(1,(Profiles[Month]=Supply[[#This Row],[Month]])*(Profiles[Hour Ending]=Supply[[#This Row],[Hour Ending]]),0),MATCH(Supply[[#This Row],[Unit Category]],Profiles[#Headers],0))","v":1457}]
[1,"PSH",22,{"$f":"INDEX(NQC[NQC MW],MATCH(1,(NQC[Month]=Supply[[#This Row],[Month]])*(NQC[Unit Category]=Supply[[#This Row],[Unit Category]]),0))*INDEX(Profiles[],MATCH(1,(Profiles[Month]=Supply[[#This Row],[Month]])*(Profiles[Hour Ending]=Supply[[#This Row],[Hour Ending]]),0),MATCH(Supply[[#This Row],[Unit Category]],Profiles[#Headers],0))","v":1457}]
[1,"PSH",23,{"$f":"INDEX(NQC[NQC MW],MATCH(1,(NQC[Month]=Supply[[#This Row],[Month]])*(NQC[Unit Category]=Supply[[#This Row],[Unit Category]]),0))*INDEX(Profiles[],MATCH(1,(Profiles[Month]=Supply[[#This Row],[Month]])*(Profiles[Hour Ending]=Supply[[#This Row],[Hour Ending]]),0),MATCH(Supply[[#This Row],[Unit Category]],Profiles[#Headers],0))","v":1457}]
[1,"PSH",24,{"$f":"INDEX(NQC[NQC MW],MATCH(1,(NQC[Month]=Supply[[#This Row],[Month]])*(NQC[Unit Category]=Supply[[#This Row],[Unit Category]]),0))*INDEX(Profiles[],MATCH(1,(Profiles[Month]=Supply[[#This Row],[Month]])*(Profiles[Hour Ending]=Supply[[#This Row],[Hour Ending]]),0),MATCH(Supply[[#This Row],[Unit Category]],Profiles[#Headers],0))","v":1457}]
[1,"Storage",1,{"$f":"INDEX(NQC[NQC MW],MATCH(1,(NQC[Month]=Supply[[#This Row],[Month]])*(NQC[Unit Category]=Supply[[#This Row],[Unit Category]]),0))*INDEX(Profiles[],MATCH(1,(Profiles[Month]=Supply[[#This Row],[Month]])*(Profiles[Hour Ending]=Supply[[#This Row],[Hour Ending]]),0),MATCH(Supply[[#This Row],[Unit Category]],Profiles[#Headers],0))","v":13369.949999999999}]
[1,"Storage",2,{"$f":"INDEX(NQC[NQC MW],MATCH(1,(NQC[Month]=Supply[[#This Row],[Month]])*(NQC[Unit Category]=Supply[[#This Row],[Unit Category]]),0))*INDEX(Profiles[],MATCH(1,(Profiles[Month]=Supply[[#This Row],[Month]])*(Profiles[Hour Ending]=Supply[[#This Row],[Hour Ending]]),0),MATCH(Supply[[#This Row],[Unit Category]],Profiles[#Headers],0))","v":13369.949999999999}]
[1,"Storage",3,{"$f":"INDEX(NQC[NQC MW],MATCH(1,(NQC[Month]=Supply[[#This Row],[Month]])*(NQC[Unit Category]=Supply[[#This Row],[Unit Category]]),0))*INDEX(Profiles[],MATCH(1,(Profiles[Month]=Supply[[#This Row],[Month]])*(Profiles[Hour Ending]=Supply[[#This Row],[Hour Ending]]),0),MATCH(Supply[[#This Row],[Unit Category]],Profiles[#Headers],0))","v":13369.949999999999}]
[1,"Storage",4,{"$f":"INDEX(NQC[NQC MW],MATCH(1,(NQC[Month]=Supply[[#This Row],[Month]])*(NQC[Unit Category]=Supply[[#This Row],[Unit Category]]),0))*INDEX(Profiles[],MATCH(1,(Profiles[Month]=Supply[[#This Row],[Month]])*(Profiles[Hour Ending]=Supply[[#This Row],[Hour Ending]]),0),MATCH(Supply[[#This Row],[Unit Category]],Profiles[#Headers],0))","v":13369.949999999999}]
[1,"Storage",5,{"$f":"INDEX(NQC[NQC MW],MATCH(1,(NQC[Month]=Supply[[#This Row],[Month]])*(NQC[Unit Category]=Supply[[#This Row],[Unit Category]]),0))*INDEX(Profiles[],MATCH(1,(Profiles[Month]=Supply[[#This Row],[Month]])*(Profiles[Hour Ending]=Supply[[#This Row],[Hour Ending]]),0),MATCH(Supply[[#This Row],[Unit Category]],Profiles[#Headers],0))","v":13369.949999999999}]
[1,"Storage",6,{"$f":"INDEX(NQC[NQC MW],MATCH(1,(NQC[Month]=Supply[[#This Row],[Month]])*(NQC[Unit Category]=Supply[[#This Row],[Unit Category]]),0))*INDEX(Profiles[],MATCH(1,(Profiles[Month]=Supply[[#This Row],[Month]])*(Profiles[Hour Ending]=Supply[[#This Row],[Hour Ending]]),0),MATCH(Supply[[#This Row],[Unit Category]],Profiles[#Headers],0))","v":13369.949999999999}]
[1,"Storage",7,{"$f":"INDEX(NQC[NQC MW],MATCH(1,(NQC[Month]=Supply[[#This Row],[Month]])*(NQC[Unit Category]=Supply[[#This Row],[Unit Category]]),0))*INDEX(Profiles[],MATCH(1,(Profiles[Month]=Supply[[#This Row],[Month]])*(Profiles[Hour Ending]=Supply[[#This Row],[Hour Ending]]),0),MATCH(Supply[[#This Row],[Unit Category]],Profiles[#Headers],0))","v":13369.949999999999}]
[1,"Storage",8,{"$f":"INDEX(NQC[NQC MW],MATCH(1,(NQC[Month]=Supply[[#This Row],[Month]])*(NQC[Unit Category]=Supply[[#This Row],[Unit Category]]),0))*INDEX(Profiles[],MATCH(1,(Profiles[Month]=Supply[[#This Row],[Month]])*(Profiles[Hour Ending]=Supply[[#This Row],[Hour Ending]]),0),MATCH(Supply[[#This Row],[Unit Category]],Profiles[#Headers],0))","v":13369.949999999999}]
[1,"Storage",9,{"$f":"INDEX(NQC[NQC MW],MATCH(1,(NQC[Month]=Supply[[#This Row],[Month]])*(NQC[Unit Category]=Supply[[#This Row],[Unit Category]]),0))*INDEX(Profiles[],MATCH(1,(Profiles[Month]=Supply[[#This Row],[Month]])*(Profiles[Hour Ending]=Supply[[#This Row],[Hour Ending]]),0),MATCH(Supply[[#This Row],[Unit Category]],Profiles[#Headers],0))","v":13369.949999999999}]
[1,"Storage",10,{"$f":"INDEX(NQC[NQC MW],MATCH(1,(NQC[Month]=Supply[[#This Row],[Month]])*(NQC[Unit Category]=Supply[[#This Row],[Unit Category]]),0))*INDEX(Profiles[],MATCH(1,(Profiles[Month]=Supply[[#This Row],[Month]])*(Profiles[Hour Ending]=Supply[[#This Row],[Hour Ending]]),0),MATCH(Supply[[#This Row],[Unit Category]],Profiles[#Headers],0))","v":13369.949999999999}]
[1,"Storage",11,{"$f":"INDEX(NQC[NQC MW],MATCH(1,(NQC[Month]=Supply[[#This Row],[Month]])*(NQC[Unit Category]=Supply[[#This Row],[Unit Category]]),0))*INDEX(Profiles[],MATCH(1,(Profiles[Month]=Supply[[#This Row],[Month]])*(Profiles[Hour Ending]=Supply[[#This Row],[Hour Ending]]),0),MATCH(Supply[[#This Row],[Unit Category]],Profiles[#Headers],0))","v":13369.949999999999}]
[1,"Storage",12,{"$f":"INDEX(NQC[NQC MW],MATCH(1,(NQC[Month]=Supply[[#This Row],[Month]])*(NQC[Unit Category]=Supply[[#This Row],[Unit Category]]),0))*INDEX(Profiles[],MATCH(1,(Profiles[Month]=Supply[[#This Row],[Month]])*(Profiles[Hour Ending]=Supply[[#This Row],[Hour Ending]]),0),MATCH(Supply[[#This Row],[Unit Category]],Profiles[#Headers],0))","v":13369.949999999999}]
[1,"Storage",13,{"$f":"INDEX(NQC[NQC MW],MATCH(1,(NQC[Month]=Supply[[#This Row],[Month]])*(NQC[Unit Category]=Supply[[#This Row],[Unit Category]]),0))*INDEX(Profiles[],MATCH(1,(Profiles[Month]=Supply[[#This Row],[Month]])*(Profiles[Hour Ending]=Supply[[#This Row],[Hour Ending]]),0),MATCH(Supply[[#This Row],[Unit Category]],Profiles[#Headers],0))","v":13369.949999999999}]
[1,"Storage",14,{"$f":"INDEX(NQC[NQC MW],MATCH(1,(NQC[Month]=Supply[[#This Row],[Month]])*(NQC[Unit Category]=Supply[[#This Row],[Unit Category]]),0))*INDEX(Profiles[],MATCH(1,(Profiles[Month]=Supply[[#This Row],[Month]])*(Profiles[Hour Ending]=Supply[[#This Row],[Hour Ending]]),0),MATCH(Supply[[#This Row],[Unit Category]],Profiles[#Headers],0))","v":13369.949999999999}]
[1,"Storage",15,{"$f":"INDEX(NQC[NQC MW],MATCH(1,(NQC[Month]=Supply[[#This Row],[Month]])*(NQC[Unit Category]=Supply[[#This Row],[Unit Category]]),0))*INDEX(Profiles[],MATCH(1,(Profiles[Month]=Supply[[#This Row],[Month]])*(Profiles[Hour Ending]=Supply[[#This Row],[Hour Ending]]),0),MATCH(Supply[[#This Row],[Unit Category]],Profiles[#Headers],0))","v":13369.949999999999}]
[1,"Storage",16,{"$f":"INDEX(NQC[NQC MW],MATCH(1,(NQC[Month]=Supply[[#This Row],[Month]])*(NQC[Unit Category]=Supply[[#This Row],[Unit Category]]),0))*INDEX(Profiles[],MATCH(1,(Profiles[Month]=Supply[[#This Row],[Month]])*(Profiles[Hour Ending]=Supply[[#This Row],[Hour Ending]]),0),MATCH(Supply[[#This Row],[Unit Category]],Profiles[#Headers],0))","v":13369.949999999999}]
[1,"Storage",17,{"$f":"INDEX(NQC[NQC MW],MATCH(1,(NQC[Month]=Supply[[#This Row],[Month]])*(NQC[Unit Category]=Supply[[#This Row],[Unit Category]]),0))*INDEX(Profiles[],MATCH(1,(Profiles[Month]=Supply[[#This Row],[Month]])*(Profiles[Hour Ending]=Supply[[#This Row],[Hour Ending]]),0),MATCH(Supply[[#This Row],[Unit Category]],Profiles[#Headers],0))","v":13369.949999999999}]
[1,"Storage",18,{"$f":"INDEX(NQC[NQC MW],MATCH(1,(NQC[Month]=Supply[[#This Row],[Month]])*(NQC[Unit Category]=Supply[[#This Row],[Unit Category]]),0))*INDEX(Profiles[],MATCH(1,(Profiles[Month]=Supply[[#This Row],[Month]])*(Profiles[Hour Ending]=Supply[[#This Row],[Hour Ending]]),0),MATCH(Supply[[#This Row],[Unit Category]],Profiles[#Headers],0))","v":13369.949999999999}]
[1,"Storage",19,{"$f":"INDEX(NQC[NQC MW],MATCH(1,(NQC[Month]=Supply[[#This Row],[Month]])*(NQC[Unit Category]=Supply[[#This Row],[Unit Category]]),0))*INDEX(Profiles[],MATCH(1,(Profiles[Month]=Supply[[#This Row],[Month]])*(Profiles[Hour Ending]=Supply[[#This Row],[Hour Ending]]),0),MATCH(Supply[[#This Row],[Unit Category]],Profiles[#Headers],0))","v":13369.949999999999}]
[1,"Storage",20,{"$f":"INDEX(NQC[NQC MW],MATCH(1,(NQC[Month]=Supply[[#This Row],[Month]])*(NQC[Unit Category]=Supply[[#This Row],[Unit Category]]),0))*INDEX(Profiles[],MATCH(1,(Profiles[Month]=Supply[[#This Row],[Month]])*(Profiles[Hour Ending]=Supply[[#This Row],[Hour Ending]]),0),MATCH(Supply[[#This Row],[Unit Category]],Profiles[#Headers],0))","v":13369.949999999999}]
[1,"Storage",21,{"$f":"INDEX(NQC[NQC MW],MATCH(1,(NQC[Month]=Supply[[#This Row],[Month]])*(NQC[Unit Category]=Supply[[#This Row],[Unit Category]]),0))*INDEX(Profiles[],MATCH(1,(Profiles[Month]=Supply[[#This Row],[Month]])*(Profiles[Hour Ending]=Supply[[#This Row],[Hour Ending]]),0),MATCH(Supply[[#This Row],[Unit Category]],Profiles[#Headers],0))","v":13369.949999999999}]
[1,"Storage",22,{"$f":"INDEX(NQC[NQC MW],MATCH(1,(NQC[Month]=Supply[[#This Row],[Month]])*(NQC[Unit Category]=Supply[[#This Row],[Unit Category]]),0))*INDEX(Profiles[],MATCH(1,(Profiles[Month]=Supply[[#This Row],[Month]])*(Profiles[Hour Ending]=Supply[[#This Row],[Hour Ending]]),0),MATCH(Supply[[#This Row],[Unit Category]],Profiles[#Headers],0))","v":13369.949999999999}]
[1,"Storage",23,{"$f":"INDEX(NQC[NQC MW],MATCH(1,(NQC[Month]=Supply[[#This Row],[Month]])*(NQC[Unit Category]=Supply[[#This Row],[Unit Category]]),0))*INDEX(Profiles[],MATCH(1,(Profiles[Month]=Supply[[#This Row],[Month]])*(Profiles[Hour Ending]=Supply[[#This Row],[Hour Ending]]),0),MATCH(Supply[[#This Row],[Unit Category]],Profiles[#Headers],0))","v":13369.949999999999}]
[1,"Storage",24,{"$f":"INDEX(NQC[NQC MW],MATCH(1,(NQC[Month]=Supply[[#This Row],[Month]])*(NQC[Unit Category]=Supply[[#This Row],[Unit Category]]),0))*INDEX(Profiles[],MATCH(1,(Profiles[Month]=Supply[[#This Row],[Month]])*(Profiles[Hour Ending]=Supply[[#This Row],[Hour Ending]]),0),MATCH(Supply[[#This Row],[Unit Category]],Profiles[#Headers],0))","v":13369.949999999999}]
[1,"Solar Fixed_Norcal",1,{"$f":"INDEX(NQC[NQC MW],MATCH(1,(NQC[Month]=Supply[[#This Row],[Month]])*(NQC[Unit Category]=Supply[[#This Row],[Unit Category]]),0))*INDEX(Profiles[],MATCH(1,(Profiles[Month]=Supply[[#This Row],[Month]])*(Profiles[Hour Ending]=Supply[[#This Row],[Hour Ending]]),0),MATCH(Supply[[#This Row],[Unit Category]],Profiles[#Headers],0))","v":0}]
[1,"Solar Fixed_Norcal",2,{"$f":"INDEX(NQC[NQC MW],MATCH(1,(NQC[Month]=Supply[[#This Row],[Month]])*(NQC[Unit Category]=Supply[[#This Row],[Unit Category]]),0))*INDEX(Profiles[],MATCH(1,(Profiles[Month]=Supply[[#This Row],[Month]])*(Profiles[Hour Ending]=Supply[[#This Row],[Hour Ending]]),0),MATCH(Supply[[#This Row],[Unit Category]],Profiles[#Headers],0))","v":0}]
[1,"Solar Fixed_Norcal",3,{"$f":"INDEX(NQC[NQC MW],MATCH(1,(NQC[Month]=Supply[[#This Row],[Month]])*(NQC[Unit Category]=Supply[[#This Row],[Unit Category]]),0))*INDEX(Profiles[],MATCH(1,(Profiles[Month]=Supply[[#This Row],[Month]])*(Profiles[Hour Ending]=Supply[[#This Row],[Hour Ending]]),0),MATCH(Supply[[#This Row],[Unit Category]],Profiles[#Headers],0))","v":0}]
[1,"Solar Fixed_Norcal",4,{"$f":"INDEX(NQC[NQC MW],MATCH(1,(NQC[Month]=Supply[[#This Row],[Month]])*(NQC[Unit Category]=Supply[[#This Row],[Unit Category]]),0))*INDEX(Profiles[],MATCH(1,(Profiles[Month]=Supply[[#This Row],[Month]])*(Profiles[Hour Ending]=Supply[[#This Row],[Hour Ending]]),0),MATCH(Supply[[#This Row],[Unit Category]],Profiles[#Headers],0))","v":0}]
[1,"Solar Fixed_Norcal",5,{"$f":"INDEX(NQC[NQC MW],MATCH(1,(NQC[Month]=Supply[[#This Row],[Month]])*(NQC[Unit Category]=Supply[[#This Row],[Unit Category]]),0))*INDEX(Profiles[],MATCH(1,(Profiles[Month]=Supply[[#This Row],[Month]])*(Profiles[Hour Ending]=Supply[[#This Row],[Hour Ending]]),0),MATCH(Supply[[#This Row],[Unit Category]],Profiles[#Headers],0))","v":0}]
[1,"Solar Fixed_Norcal",6,{"$f":"INDEX(NQC[NQC MW],MATCH(1,(NQC[Month]=Supply[[#This Row],[Month]])*(NQC[Unit Category]=Supply[[#This Row],[Unit Category]]),0))*INDEX(Profiles[],MATCH(1,(Profiles[Month]=Supply[[#This Row],[Month]])*(Profiles[Hour Ending]=Supply[[#This Row],[Hour Ending]]),0),MATCH(Supply[[#This Row],[Unit Category]],Profiles[#Headers],0))","v":0}]
[1,"Solar Fixed_Norcal",7,{"$f":"INDEX(NQC[NQC MW],MATCH(1,(NQC[Month]=Supply[[#This Row],[Month]])*(NQC[Unit Category]=Supply[[#This Row],[Unit Category]]),0))*INDEX(Profiles[],MATCH(1,(Profiles[Month]=Supply[[#This Row],[Month]])*(Profiles[Hour Ending]=Supply[[#This Row],[Hour Ending]]),0),MATCH(Supply[[#This Row],[Unit Category]],Profiles[#Headers],0))","v":0}]
[1,"Solar Fixed_Norcal",8,{"$f":"INDEX(NQC[NQC MW],MATCH(1,(NQC[Month]=Supply[[#This Row],[Month]])*(NQC[Unit Category]=Supply[[#This Row],[Unit Category]]),0))*INDEX(Profiles[],MATCH(1,(Profiles[Month]=Supply[[#This Row],[Month]])*(Profiles[Hour Ending]=Supply[[#This Row],[Hour Ending]]),0),MATCH(Supply[[#This Row],[Unit Category]],Profiles[#Headers],0))","v":47.48178035081456}]
[1,"Solar Fixed_Norcal",9,{"$f":"INDEX(NQC[NQC MW],MATCH(1,(NQC[Month]=Supply[[#This Row],[Month]])*(NQC[Unit Category]=Supply[[#This Row],[Unit Category]]),0))*INDEX(Profiles[],MATCH(1,(Profiles[Month]=Supply[[#This Row],[Month]])*(Profiles[Hour Ending]=Supply[[#This Row],[Hour Ending]]),0),MATCH(Supply[[#This Row],[Unit Category]],Profiles[#Headers],0))","v":356.37580421467175}]
[1,"Solar Fixed_Norcal",10,{"$f":"INDEX(NQC[NQC MW],MATCH(1,(NQC[Month]=Supply[[#This Row],[Month]])*(NQC[Unit Category]=Supply[[#This Row],[Unit Category]]),0))*INDEX(Profiles[],MATCH(1,(Profiles[Month]=Supply[[#This Row],[Month]])*(Profiles[Hour Ending]=Supply[[#This Row],[Hour Ending]]),0),MATCH(Supply[[#This Row],[Unit Category]],Profiles[#Headers],0))","v":738.62016884579236}]
[1,"Solar Fixed_Norcal",11,{"$f":"INDEX(NQC[NQC MW],MATCH(1,(NQC[Month]=Supply[[#This Row],[Month]])*(NQC[Unit Category]=Supply[[#This Row],[Unit Category]]),0))*INDEX(Profiles[],MATCH(1,(Profiles[Month]=Supply[[#This Row],[Month]])*(Profiles[Hour Ending]=Supply[[#This Row],[Hour Ending]]),0),MATCH(Supply[[#This Row],[Unit Category]],Profiles[#Headers],0))","v":919.3372107853188}]
[1,"Solar Fixed_Norcal",12,{"$f":"INDEX(NQC[NQC MW],MATCH(1,(NQC[Month]=Supply[[#This Row],[Month]])*(NQC[Unit Category]=Supply[[#This Row],[Unit Category]]),0))*INDEX(Profiles[],MATCH(1,(Profiles[Month]=Supply[[#This Row],[Month]])*(Profiles[Hour Ending]=Supply[[#This Row],[Hour Ending]]),0),MATCH(Supply[[#This Row],[Unit Category]],Profiles[#Headers],0))","v":987.64987292599278}]
[1,"Solar Fixed_Norcal",13,{"$f":"INDEX(NQC[NQC MW],MATCH(1,(NQC[Month]=Supply[[#This Row],[Month]])*(NQC[Unit Category]=Supply[[#This Row],[Unit Category]]),0))*INDEX(Profiles[],MATCH(1,(Profiles[Month]=Supply[[#This Row],[Month]])*(Profiles[Hour Ending]=Supply[[#This Row],[Hour Ending]]),0),MATCH(Supply[[#This Row],[Unit Category]],Profiles[#Headers],0))","v":974.35920086484157}]
[1,"Solar Fixed_Norcal",14,{"$f":"INDEX(NQC[NQC MW],MATCH(1,(NQC[Month]=Supply[[#This Row],[Month]])*(NQC[Unit Category]=Supply[[#This Row],[Unit Category]]),0))*INDEX(Profiles[],MATCH(1,(Profiles[Month]=Supply[[#This Row],[Month]])*(Profiles[Hour Ending]=Supply[[#This Row],[Hour Ending]]),0),MATCH(Supply[[#This Row],[Unit Category]],Profiles[#Headers],0))","v":899.46844039759424}]
[1,"Solar Fixed_Norcal",15,{"$f":"INDEX(NQC[NQC MW],MATCH(1,(NQC[Month]=Supply[[#This Row],[Month]])*(NQC[Unit Category]=Supply[[#This Row],[Unit Category]]),0))*INDEX(Profiles[],MATCH(1,(Profiles[Month]=Supply[[#This Row],[Month]])*(Profiles[Hour Ending]=Supply[[#This Row],[Hour Ending]]),0),MATCH(Supply[[#This Row],[Unit Category]],Profiles[#Headers],0))","v":775.0610954047437}]
[1,"Solar Fixed_Norcal",16,{"$f":"INDEX(NQC[NQC MW],MATCH(1,(NQC[Month]=Supply[[#This Row],[Month]])*(NQC[Unit Category]=Supply[[#This Row],[Unit Category]]),0))*INDEX(Profiles[],MATCH(1,(Profiles[Month]=Supply[[#This Row],[Month]])*(Profiles[Hour Ending]=Supply[[#This Row],[Hour Ending]]),0),MATCH(Supply[[#This Row],[Unit Category]],Profiles[#Headers],0))","v":526.66450302811393}]
[1,"Solar Fixed_Norcal",17,{"$f":"INDEX(NQC[NQC MW],MATCH(1,(NQC[Month]=Supply[[#This Row],[Month]])*(NQC[Unit Category]=Supply[[#This Row],[Unit Category]]),0))*INDEX(Profiles[],MATCH(1,(Profiles[Month]=Supply[[#This Row],[Month]])*(Profiles[Hour Ending]=Supply[[#This Row],[Hour Ending]]),0),MATCH(Supply[[#This Row],[Unit Category]],Profiles[#Headers],0))","v":122.20980635637859}]
[1,"Solar Fixed_Norcal",18,{"$f":"INDEX(NQC[NQC MW],MATCH(1,(NQC[Month]=Supply[[#This Row],[Month]])*(NQC[Unit Category]=Supply[[#This Row],[Unit Category]]),0))*INDEX(Profiles[],MATCH(1,(Profiles[Month]=Supply[[#This Row],[Month]])*(Profiles[Hour Ending]=Supply[[#This Row],[Hour Ending]]),0),MATCH(Supply[[#This Row],[Unit Category]],Profiles[#Headers],0))","v":8.0687696438186823E-2}]
[1,"Solar Fixed_Norcal",19,{"$f":"INDEX(NQC[NQC MW],MATCH(1,(NQC[Month]=Supply[[#This Row],[Month]])*(NQC[Unit Category]=Supply[[#This Row],[Unit Category]]),0))*INDEX(Profiles[],MATCH(1,(Profiles[Month]=Supply[[#This Row],[Month]])*(Profiles[Hour Ending]=Supply[[#This Row],[Hour Ending]]),0),MATCH(Supply[[#This Row],[Unit Category]],Profiles[#Headers],0))","v":0}]
[1,"Solar Fixed_Norcal",20,{"$f":"INDEX(NQC[NQC MW],MATCH(1,(NQC[Month]=Supply[[#This Row],[Month]])*(NQC[Unit Category]=Supply[[#This Row],[Unit Category]]),0))*INDEX(Profiles[],MATCH(1,(Profiles[Month]=Supply[[#This Row],[Month]])*(Profiles[Hour Ending]=Supply[[#This Row],[Hour Ending]]),0),MATCH(Supply[[#This Row],[Unit Category]],Profiles[#Headers],0))","v":0}]
[1,"Solar Fixed_Norcal",21,{"$f":"INDEX(NQC[NQC MW],MATCH(1,(NQC[Month]=Supply[[#This Row],[Month]])*(NQC[Unit Category]=Supply[[#This Row],[Unit Category]]),0))*INDEX(Profiles[],MATCH(1,(Profiles[Month]=Supply[[#This Row],[Month]])*(Profiles[Hour Ending]=Supply[[#This Row],[Hour Ending]]),0),MATCH(Supply[[#This Row],[Unit Category]],Profiles[#Headers],0))","v":0}]
[1,"Solar Fixed_Norcal",22,{"$f":"INDEX(NQC[NQC MW],MATCH(1,(NQC[Month]=Supply[[#This Row],[Month]])*(NQC[Unit Category]=Supply[[#This Row],[Unit Category]]),0))*INDEX(Profiles[],MATCH(1,(Profiles[Month]=Supply[[#This Row],[Month]])*(Profiles[Hour Ending]=Supply[[#This Row],[Hour Ending]]),0),MATCH(Supply[[#This Row],[Unit Category]],Profiles[#Headers],0))","v":0}]
[1,"Solar Fixed_Norcal",23,{"$f":"INDEX(NQC[NQC MW],MATCH(1,(NQC[Month]=Supply[[#This Row],[Month]])*(NQC[Unit Category]=Supply[[#This Row],[Unit Category]]),0))*INDEX(Profiles[],MATCH(1,(Profiles[Month]=Supply[[#This Row],[Month]])*(Profiles[Hour Ending]=Supply[[#This Row],[Hour Ending]]),0),MATCH(Supply[[#This Row],[Unit Category]],Profiles[#Headers],0))","v":0}]
[1,"Solar Fixed_Norcal",24,{"$f":"INDEX(NQC[NQC MW],MATCH(1,(NQC[Month]=Supply[[#This Row],[Month]])*(NQC[Unit Category]=Supply[[#This Row],[Unit Category]]),0))*INDEX(Profiles[],MATCH(1,(Profiles[Month]=Supply[[#This Row],[Month]])*(Profiles[Hour Ending]=Supply[[#This Row],[Hour Ending]]),0),MATCH(Supply[[#This Row],[Unit Category]],Profiles[#Headers],0))","v":0}]
[1,"Solar Fixed_Socal",1,{"$f":"INDEX(NQC[NQC MW],MATCH(1,(NQC[Month]=Supply[[#This Row],[Month]])*(NQC[Unit Category]=Supply[[#This Row],[Unit Category]]),0))*INDEX(Profiles[],MATCH(1,(Profiles[Month]=Supply[[#This Row],[Month]])*(Profiles[Hour Ending]=Supply[[#This Row],[Hour Ending]]),0),MATCH(Supply[[#This Row],[Unit Category]],Profiles[#Headers],0))","v":-1.6415771300213509E-3}]
[1,"Solar Fixed_Socal",2,{"$f":"INDEX(NQC[NQC MW],MATCH(1,(NQC[Month]=Supply[[#This Row],[Month]])*(NQC[Unit Category]=Supply[[#This Row],[Unit Category]]),0))*INDEX(Profiles[],MATCH(1,(Profiles[Month]=Supply[[#This Row],[Month]])*(Profiles[Hour Ending]=Supply[[#This Row],[Hour Ending]]),0),MATCH(Supply[[#This Row],[Unit Category]],Profiles[#Headers],0))","v":-4.0312614849639019E-3}]
[1,"Solar Fixed_Socal",3,{"$f":"INDEX(NQC[NQC MW],MATCH(1,(NQC[Month]=Supply[[#This Row],[Month]])*(NQC[Unit Category]=Supply[[#This Row],[Unit Category]]),0))*INDEX(Profiles[],MATCH(1,(Profiles[Month]=Supply[[#This Row],[Month]])*(Profiles[Hour Ending]=Supply[[#This Row],[Hour Ending]]),0),MATCH(Supply[[#This Row],[Unit Category]],Profiles[#Headers],0))","v":-5.336915809265882E-3}]
[1,"Solar Fixed_Socal",4,{"$f":"INDEX(NQC[NQC MW],MATCH(1,(NQC[Month]=Supply[[#This Row],[Month]])*(NQC[Unit Category]=Supply[[#This Row],[Unit Category]]),0))*INDEX(Profiles[],MATCH(1,(Profiles[Month]=Supply[[#This Row],[Month]])*(Profiles[Hour Ending]=Supply[[#This Row],[Hour Ending]]),0),MATCH(Supply[[#This Row],[Unit Category]],Profiles[#Headers],0))","v":-6.1350133930788177E-3}]
[1,"Solar Fixed_Socal",5,{"$f":"INDEX(NQC[NQC MW],MATCH(1,(NQC[Month]=Supply[[#This Row],[Month]])*(NQC[Unit Category]=Supply[[#This Row],[Unit Category]]),0))*INDEX(Profiles[],MATCH(1,(Profiles[Month]=Supply[[#This Row],[Month]])*(Profiles[Hour Ending]=Supply[[#This Row],[Hour Ending]]),0),MATCH(Supply[[#This Row],[Unit Category]],Profiles[#Headers],0))","v":-6.7977268250083156E-3}]
[1,"Solar Fixed_Socal",6,{"$f":"INDEX(NQC[NQC MW],MATCH(1,(NQC[Month]=Supply[[#This Row],[Month]])*(NQC[Unit Category]=Supply[[#This Row],[Unit Category]]),0))*INDEX(Profiles[],MATCH(1,(Profiles[Month]=Supply[[#This Row],[Month]])*(Profiles[Hour Ending]=Supply[[#This Row],[Hour Ending]]),0),MATCH(Supply[[#This Row],[Unit Category]],Profiles[#Headers],0))","v":-3.6310858539644604E-3}]
[1,"Solar Fixed_Socal",7,{"$f":"INDEX(NQC[NQC MW],MATCH(1,(NQC[Month]=Supply[[#This Row],[Month]])*(NQC[Unit Category]=Supply[[#This Row],[Unit Category]]),0))*INDEX(Profiles[],MATCH(1,(Profiles[Month]=Supply[[#This Row],[Month]])*(Profiles[Hour Ending]=Supply[[#This Row],[Hour Ending]]),0),MATCH(Supply[[#This Row],[Unit Category]],Profiles[#Headers],0))","v":6.5248101186678422}]
[1,"Solar Fixed_Socal",8,{"$f":"INDEX(NQC[NQC MW],MATCH(1,(NQC[Month]=Supply[[#This Row],[Month]])*(NQC[Unit Category]=Supply[[#This Row],[Unit Category]]),0))*INDEX(Profiles[],MATCH(1,(Profiles[Month]=Supply[[#This Row],[Month]])*(Profiles[Hour Ending]=Supply[[#This Row],[Hour Ending]]),0),MATCH(Supply[[#This Row],[Unit Category]],Profiles[#Headers],0))","v":507.64052889080398}]
[1,"Solar Fixed_Socal",9,{"$f":"INDEX(NQC[NQC MW],MATCH(1,(NQC[Month]=Supply[[#This Row],[Month]])*(NQC[Unit Category]=Supply[[#This Row],[Unit Category]]),0))*INDEX(Profiles[],MATCH(1,(Profiles[Month]=Supply[[#This Row],[Month]])*(Profiles[Hour Ending]=Supply[[#This Row],[Hour Ending]]),0),MATCH(Supply[[#This Row],[Unit Category]],Profiles[#Headers],0))","v":1752.2147188378417}]
[1,"Solar Fixed_Socal",10,{"$f":"INDEX(NQC[NQC MW],MATCH(1,(NQC[Month]=Supply[[#This Row],[Month]])*(NQC[Unit Category]=Supply[[#This Row],[Unit Category]]),0))*INDEX(Profiles[],MATCH(1,(Profiles[Month]=Supply[[#This Row],[Month]])*(Profiles[Hour Ending]=Supply[[#This Row],[Hour Ending]]),0),MATCH(Supply[[#This Row],[Unit Category]],Profiles[#Headers],0))","v":2385.6804878130447}]
[1,"Solar Fixed_Socal",11,{"$f":"INDEX(NQC[NQC MW],MATCH(1,(NQC[Month]=Supply[[#This Row],[Month]])*(NQC[Unit Category]=Supply[[#This Row],[Unit Category]]),0))*INDEX(Profiles[],MATCH(1,(Profiles[Month]=Supply[[#This Row],[Month]])*(Profiles[Hour Ending]=Supply[[#This Row],[Hour Ending]]),0),MATCH(Supply[[#This Row],[Unit Category]],Profiles[#Headers],0))","v":2625.9933640347463}]
[1,"Solar Fixed_Socal",12,{"$f":"INDEX(NQC[NQC MW],MATCH(1,(NQC[Month]=Supply[[#This Row],[Month]])*(NQC[Unit Category]=Supply[[#This Row],[Unit Category]]),0))*INDEX(Profiles[],MATCH(1,(Profiles[Month]=Supply[[#This Row],[Month]])*(Profiles[Hour Ending]=Supply[[#This Row],[Hour Ending]]),0),MATCH(Supply[[#This Row],[Unit Category]],Profiles[#Headers],0))","v":2729.2606856614552}]
[1,"Solar Fixed_Socal",13,{"$f":"INDEX(NQC[NQC MW],MATCH(1,(NQC[Month]=Supply[[#This Row],[Month]])*(NQC[Unit Category]=Supply[[#This Row],[Unit Category]]),0))*INDEX(Profiles[],MATCH(1,(Profiles[Month]=Supply[[#This Row],[Month]])*(Profiles[Hour Ending]=Supply[[#This Row],[Hour Ending]]),0),MATCH(Supply[[#This Row],[Unit Category]],Profiles[#Headers],0))","v":2604.9548729180506}]
[1,"Solar Fixed_Socal",14,{"$f":"INDEX(NQC[NQC MW],MATCH(1,(NQC[Month]=Supply[[#This Row],[Month]])*(NQC[Unit Category]=Supply[[#This Row],[Unit Category]]),0))*INDEX(Profiles[],MATCH(1,(Profiles[Month]=Supply[[#This Row],[Month]])*(Profiles[Hour Ending]=Supply[[#This Row],[Hour Ending]]),0),MATCH(Supply[[#This Row],[Unit Category]],Profiles[#Headers],0))","v":2487.4938297008225}]
[1,"Solar Fixed_Socal",15,{"$f":"INDEX(NQC[NQC MW],MATCH(1,(NQC[Month]=Supply[[#This Row],[Month]])*(NQC[Unit Category]=Supply[[#This Row],[Unit Category]]),0))*INDEX(Profiles[],MATCH(1,(Profiles[Month]=Supply[[#This Row],[Month]])*(Profiles[Hour Ending]=Supply[[#This Row],[Hour Ending]]),0),MATCH(Supply[[#This Row],[Unit Category]],Profiles[#Headers],0))","v":2080.344007476177}]
[1,"Solar Fixed_Socal",16,{"$f":"INDEX(NQC[NQC MW],MATCH(1,(NQC[Month]=Supply[[#This Row],[Month]])*(NQC[Unit Category]=Supply[[#This Row],[Unit Category]]),0))*INDEX(Profiles[],MATCH(1,(Profiles[Month]=Supply[[#This Row],[Month]])*(Profiles[Hour Ending]=Supply[[#This Row],[Hour Ending]]),0),MATCH(Supply[[#This Row],[Unit Category]],Profiles[#Headers],0))","v":1152.3727190678292}]
[1,"Solar Fixed_Socal",17,{"$f":"INDEX(NQC[NQC MW],MATCH(1,(NQC[Month]=Supply[[#This Row],[Month]])*(NQC[Unit Category]=Supply[[#This Row],[Unit Category]]),0))*INDEX(Profiles[],MATCH(1,(Profiles[Month]=Supply[[#This Row],[Month]])*(Profiles[Hour Ending]=Supply[[#This Row],[Hour Ending]]),0),MATCH(Supply[[#This Row],[Unit Category]],Profiles[#Headers],0))","v":168.05987529322715}]
[1,"Solar Fixed_Socal",18,{"$f":"INDEX(NQC[NQC MW],MATCH(1,(NQC[Month]=Supply[[#This Row],[Month]])*(NQC[Unit Category]=Supply[[#This Row],[Unit Category]]),0))*INDEX(Profiles[],MATCH(1,(Profiles[Month]=Supply[[#This Row],[Month]])*(Profiles[Hour Ending]=Supply[[#This Row],[Hour Ending]]),0),MATCH(Supply[[#This Row],[Unit Category]],Profiles[#Headers],0))","v":4.343230638585395E-2}]
[1,"Solar Fixed_Socal",19,{"$f":"INDEX(NQC[NQC MW],MATCH(1,(NQC[Month]=Supply[[#This Row],[Month]])*(NQC[Unit Category]=Supply[[#This Row],[Unit Category]]),0))*INDEX(Profiles[],MATCH(1,(Profiles[Month]=Supply[[#This Row],[Month]])*(Profiles[Hour Ending]=Supply[[#This Row],[Hour Ending]]),0),MATCH(Supply[[#This Row],[Unit Category]],Profiles[#Headers],0))","v":1.7276269355143193E-2}]
[1,"Solar Fixed_Socal",20,{"$f":"INDEX(NQC[NQC MW],MATCH(1,(NQC[Month]=Supply[[#This Row],[Month]])*(NQC[Unit Category]=Supply[[#This Row],[Unit Category]]),0))*INDEX(Profiles[],MATCH(1,(Profiles[Month]=Supply[[#This Row],[Month]])*(Profiles[Hour Ending]=Supply[[#This Row],[Hour Ending]]),0),MATCH(Supply[[#This Row],[Unit Category]],Profiles[#Headers],0))","v":1.8577569925564863E-2}]
[1,"Solar Fixed_Socal",21,{"$f":"INDEX(NQC[NQC MW],MATCH(1,(NQC[Month]=Supply[[#This Row],[Month]])*(NQC[Unit Category]=Supply[[#This Row],[Unit Category]]),0))*INDEX(Profiles[],MATCH(1,(Profiles[Month]=Supply[[#This Row],[Month]])*(Profiles[Hour Ending]=Supply[[#This Row],[Hour Ending]]),0),MATCH(Supply[[#This Row],[Unit Category]],Profiles[#Headers],0))","v":1.7691299401834479E-2}]
[1,"Solar Fixed_Socal",22,{"$f":"INDEX(NQC[NQC MW],MATCH(1,(NQC[Month]=Supply[[#This Row],[Month]])*(NQC[Unit Category]=Supply[[#This Row],[Unit Category]]),0))*INDEX(Profiles[],MATCH(1,(Profiles[Month]=Supply[[#This Row],[Month]])*(Profiles[Hour Ending]=Supply[[#This Row],[Hour Ending]]),0),MATCH(Supply[[#This Row],[Unit Category]],Profiles[#Headers],0))","v":1.4423729066540302E-2}]
[1,"Solar Fixed_Socal",23,{"$f":"INDEX(NQC[NQC MW],MATCH(1,(NQC[Month]=Supply[[#This Row],[Month]])*(NQC[Unit Category]=Supply[[#This Row],[Unit Category]]),0))*INDEX(Profiles[],MATCH(1,(Profiles[Month]=Supply[[#This Row],[Month]])*(Profiles[Hour Ending]=Supply[[#This Row],[Hour Ending]]),0),MATCH(Supply[[#This Row],[Unit Category]],Profiles[#Headers],0))","v":8.2217438278062455E-3}]
[1,"Solar Fixed_Socal",24,{"$f":"INDEX(NQC[NQC MW],MATCH(1,(NQC[Month]=Supply[[#This Row],[Month]])*(NQC[Unit Category]=Supply[[#This Row],[Unit Category]]),0))*INDEX(Profiles[],MATCH(1,(Profiles[Month]=Supply[[#This Row],[Month]])*(Profiles[Hour Ending]=Supply[[#This Row],[Hour Ending]]),0),MATCH(Supply[[#This Row],[Unit Category]],Profiles[#Headers],0))","v":1.6730346017180804E-3}]
[1,"Solar Thermal_Norcal",1,{"$f":"INDEX(NQC[NQC MW],MATCH(1,(NQC[Month]=Supply[[#This Row],[Month]])*(NQC[Unit Category]=Supply[[#This Row],[Unit Category]]),0))*INDEX(Profiles[],MATCH(1,(Profiles[Month]=Supply[[#This Row],[Month]])*(Profiles[Hour Ending]=Supply[[#This Row],[Hour Ending]]),0),MATCH(Supply[[#This Row],[Unit Category]],Profiles[#Headers],0))","v":0}]
[1,"Solar Thermal_Norcal",2,{"$f":"INDEX(NQC[NQC MW],MATCH(1,(NQC[Month]=Supply[[#This Row],[Month]])*(NQC[Unit Category]=Supply[[#This Row],[Unit Category]]),0))*INDEX(Profiles[],MATCH(1,(Profiles[Month]=Supply[[#This Row],[Month]])*(Profiles[Hour Ending]=Supply[[#This Row],[Hour Ending]]),0),MATCH(Supply[[#This Row],[Unit Category]],Profiles[#Headers],0))","v":0}]
[1,"Solar Thermal_Norcal",3,{"$f":"INDEX(NQC[NQC MW],MATCH(1,(NQC[Month]=Supply[[#This Row],[Month]])*(NQC[Unit Category]=Supply[[#This Row],[Unit Category]]),0))*INDEX(Profiles[],MATCH(1,(Profiles[Month]=Supply[[#This Row],[Month]])*(Profiles[Hour Ending]=Supply[[#This Row],[Hour Ending]]),0),MATCH(Supply[[#This Row],[Unit Category]],Profiles[#Headers],0))","v":0}]
[1,"Solar Thermal_Norcal",4,{"$f":"INDEX(NQC[NQC MW],MATCH(1,(NQC[Month]=Supply[[#This Row],[Month]])*(NQC[Unit Category]=Supply[[#This Row],[Unit Category]]),0))*INDEX(Profiles[],MATCH(1,(Profiles[Month]=Supply[[#This Row],[Month]])*(Profiles[Hour Ending]=Supply[[#This Row],[Hour Ending]]),0),MATCH(Supply[[#This Row],[Unit Category]],Profiles[#Headers],0))","v":0}]
[1,"Solar Thermal_Norcal",5,{"$f":"INDEX(NQC[NQC MW],MATCH(1,(NQC[Month]=Supply[[#This Row],[Month]])*(NQC[Unit Category]=Supply[[#This Row],[Unit Category]]),0))*INDEX(Profiles[],MATCH(1,(Profiles[Month]=Supply[[#This Row],[Month]])*(Profiles[Hour Ending]=Supply[[#This Row],[Hour Ending]]),0),MATCH(Supply[[#This Row],[Unit Category]],Profiles[#Headers],0))","v":0}]
[1,"Solar Thermal_Norcal",6,{"$f":"INDEX(NQC[NQC MW],MATCH(1,(NQC[Month]=Supply[[#This Row],[Month]])*(NQC[Unit Category]=Supply[[#This Row],[Unit Category]]),0))*INDEX(Profiles[],MATCH(1,(Profiles[Month]=Supply[[#This Row],[Month]])*(Profiles[Hour Ending]=Supply[[#This Row],[Hour Ending]]),0),MATCH(Supply[[#This Row],[Unit Category]],Profiles[#Headers],0))","v":0}]
[1,"Solar Thermal_Norcal",7,{"$f":"INDEX(NQC[NQC MW],MATCH(1,(NQC[Month]=Supply[[#This Row],[Month]])*(NQC[Unit Category]=Supply[[#This Row],[Unit Category]]),0))*INDEX(Profiles[],MATCH(1,(Profiles[Month]=Supply[[#This Row],[Month]])*(Profiles[Hour Ending]=Supply[[#This Row],[Hour Ending]]),0),MATCH(Supply[[#This Row],[Unit Category]],Profiles[#Headers],0))","v":0}]
[1,"Solar Thermal_Norcal",8,{"$f":"INDEX(NQC[NQC MW],MATCH(1,(NQC[Month]=Supply[[#This Row],[Month]])*(NQC[Unit Category]=Supply[[#This Row],[Unit Category]]),0))*INDEX(Profiles[],MATCH(1,(Profiles[Month]=Supply[[#This Row],[Month]])*(Profiles[Hour Ending]=Supply[[#This Row],[Hour Ending]]),0),MATCH(Supply[[#This Row],[Unit Category]],Profiles[#Headers],0))","v":0}]
[1,"Solar Thermal_Norcal",9,{"$f":"INDEX(NQC[NQC MW],MATCH(1,(NQC[Month]=Supply[[#This Row],[Month]])*(NQC[Unit Category]=Supply[[#This Row],[Unit Category]]),0))*INDEX(Profiles[],MATCH(1,(Profiles[Month]=Supply[[#This Row],[Month]])*(Profiles[Hour Ending]=Supply[[#This Row],[Hour Ending]]),0),MATCH(Supply[[#This Row],[Unit Category]],Profiles[#Headers],0))","v":0}]
[1,"Solar Thermal_Norcal",10,{"$f":"INDEX(NQC[NQC MW],MATCH(1,(NQC[Month]=Supply[[#This Row],[Month]])*(NQC[Unit Category]=Supply[[#This Row],[Unit Category]]),0))*INDEX(Profiles[],MATCH(1,(Profiles[Month]=Supply[[#This Row],[Month]])*(Profiles[Hour Ending]=Supply[[#This Row],[Hour Ending]]),0),MATCH(Supply[[#This Row],[Unit Category]],Profiles[#Headers],0))","v":0}]
[1,"Solar Thermal_Norcal",11,{"$f":"INDEX(NQC[NQC MW],MATCH(1,(NQC[Month]=Supply[[#This Row],[Month]])*(NQC[Unit Category]=Supply[[#This Row],[Unit Category]]),0))*INDEX(Profiles[],MATCH(1,(Profiles[Month]=Supply[[#This Row],[Month]])*(Profiles[Hour Ending]=Supply[[#This Row],[Hour Ending]]),0),MATCH(Supply[[#This Row],[Unit Category]],Profiles[#Headers],0))","v":0}]
[1,"Solar Thermal_Norcal",12,{"$f":"INDEX(NQC[NQC MW],MATCH(1,(NQC[Month]=Supply[[#This Row],[Month]])*(NQC[Unit Category]=Supply[[#This Row],[Unit Category]]),0))*INDEX(Profiles[],MATCH(1,(Profiles[Month]=Supply[[#This Row],[Month]])*(Profiles[Hour Ending]=Supply[[#This Row],[Hour Ending]]),0),MATCH(Supply[[#This Row],[Unit Category]],Profiles[#Headers],0))","v":0}]
[1,"Solar Thermal_Norcal",13,{"$f":"INDEX(NQC[NQC MW],MATCH(1,(NQC[Month]=Supply[[#This Row],[Month]])*(NQC[Unit Category]=Supply[[#This Row],[Unit Category]]),0))*INDEX(Profiles[],MATCH(1,(Profiles[Month]=Supply[[#This Row],[Month]])*(Profiles[Hour Ending]=Supply[[#This Row],[Hour Ending]]),0),MATCH(Supply[[#This Row],[Unit Category]],Profiles[#Headers],0))","v":0}]
[1,"Solar Thermal_Norcal",14,{"$f":"INDEX(NQC[NQC MW],MATCH(1,(NQC[Month]=Supply[[#This Row],[Month]])*(NQC[Unit Category]=Supply[[#This Row],[Unit Category]]),0))*INDEX(Profiles[],MATCH(1,(Profiles[Month]=Supply[[#This Row],[Month]])*(Profiles[Hour Ending]=Supply[[#This Row],[Hour Ending]]),0),MATCH(Supply[[#This Row],[Unit Category]],Profiles[#Headers],0))","v":0}]
[1,"Solar Thermal_Norcal",15,{"$f":"INDEX(NQC[NQC MW],MATCH(1,(NQC[Month]=Supply[[#This Row],[Month]])*(NQC[Unit Category]=Supply[[#This Row],[Unit Category]]),0))*INDEX(Profiles[],MATCH(1,(Profiles[Month]=Supply[[#This Row],[Month]])*(Profiles[Hour Ending]=Supply[[#This Row],[Hour Ending]]),0),MATCH(Supply[[#This Row],[Unit Category]],Profiles[#Headers],0))","v":0}]
[1,"Solar Thermal_Norcal",16,{"$f":"INDEX(NQC[NQC MW],MATCH(1,(NQC[Month]=Supply[[#This Row],[Month]])*(NQC[Unit Category]=Supply[[#This Row],[Unit Category]]),0))*INDEX(Profiles[],MATCH(1,(Profiles[Month]=Supply[[#This Row],[Month]])*(Profiles[Hour Ending]=Supply[[#This Row],[Hour Ending]]),0),MATCH(Supply[[#This Row],[Unit Category]],Profiles[#Headers],0))","v":0}]
[1,"Solar Thermal_Norcal",17,{"$f":"INDEX(NQC[NQC MW],MATCH(1,(NQC[Month]=Supply[[#This Row],[Month]])*(NQC[Unit Category]=Supply[[#This Row],[Unit Category]]),0))*INDEX(Profiles[],MATCH(1,(Profiles[Month]=Supply[[#This Row],[Month]])*(Profiles[Hour Ending]=Supply[[#This Row],[Hour Ending]]),0),MATCH(Supply[[#This Row],[Unit Category]],Profiles[#Headers],0))","v":0}]
[1,"Solar Thermal_Norcal",18,{"$f":"INDEX(NQC[NQC MW],MATCH(1,(NQC[Month]=Supply[[#This Row],[Month]])*(NQC[Unit Category]=Supply[[#This Row],[Unit Category]]),0))*INDEX(Profiles[],MATCH(1,(Profiles[Month]=Supply[[#This Row],[Month]])*(Profiles[Hour Ending]=Supply[[#This Row],[Hour Ending]]),0),MATCH(Supply[[#This Row],[Unit Category]],Profiles[#Headers],0))","v":0}]
[1,"Solar Thermal_Norcal",19,{"$f":"INDEX(NQC[NQC MW],MATCH(1,(NQC[Month]=Supply[[#This Row],[Month]])*(NQC[Unit Category]=Supply[[#This Row],[Unit Category]]),0))*INDEX(Profiles[],MATCH(1,(Profiles[Month]=Supply[[#This Row],[Month]])*(Profiles[Hour Ending]=Supply[[#This Row],[Hour Ending]]),0),MATCH(Supply[[#This Row],[Unit Category]],Profiles[#Headers],0))","v":0}]
[1,"Solar Thermal_Norcal",20,{"$f":"INDEX(NQC[NQC MW],MATCH(1,(NQC[Month]=Supply[[#This Row],[Month]])*(NQC[Unit Category]=Supply[[#This Row],[Unit Category]]),0))*INDEX(Profiles[],MATCH(1,(Profiles[Month]=Supply[[#This Row],[Month]])*(Profiles[Hour Ending]=Supply[[#This Row],[Hour Ending]]),0),MATCH(Supply[[#This Row],[Unit Category]],Profiles[#Headers],0))","v":0}]
[1,"Solar Thermal_Norcal",21,{"$f":"INDEX(NQC[NQC MW],MATCH(1,(NQC[Month]=Supply[[#This Row],[Month]])*(NQC[Unit Category]=Supply[[#This Row],[Unit Category]]),0))*INDEX(Profiles[],MATCH(1,(Profiles[Month]=Supply[[#This Row],[Month]])*(Profiles[Hour Ending]=Supply[[#This Row],[Hour Ending]]),0),MATCH(Supply[[#This Row],[Unit Category]],Profiles[#Headers],0))","v":0}]
[1,"Solar Thermal_Norcal",22,{"$f":"INDEX(NQC[NQC MW],MATCH(1,(NQC[Month]=Supply[[#This Row],[Month]])*(NQC[Unit Category]=Supply[[#This Row],[Unit Category]]),0))*INDEX(Profiles[],MATCH(1,(Profiles[Month]=Supply[[#This Row],[Month]])*(Profiles[Hour Ending]=Supply[[#This Row],[Hour Ending]]),0),MATCH(Supply[[#This Row],[Unit Category]],Profiles[#Headers],0))","v":0}]
[1,"Solar Thermal_Norcal",23,{"$f":"INDEX(NQC[NQC MW],MATCH(1,(NQC[Month]=Supply[[#This Row],[Month]])*(NQC[Unit Category]=Supply[[#This Row],[Unit Category]]),0))*INDEX(Profiles[],MATCH(1,(Profiles[Month]=Supply[[#This Row],[Month]])*(Profiles[Hour Ending]=Supply[[#This Row],[Hour Ending]]),0),MATCH(Supply[[#This Row],[Unit Category]],Profiles[#Headers],0))","v":0}]
[1,"Solar Thermal_Norcal",24,{"$f":"INDEX(NQC[NQC MW],MATCH(1,(NQC[Month]=Supply[[#This Row],[Month]])*(NQC[Unit Category]=Supply[[#This Row],[Unit Category]]),0))*INDEX(Profiles[],MATCH(1,(Profiles[Month]=Supply[[#This Row],[Month]])*(Profiles[Hour Ending]=Supply[[#This Row],[Hour Ending]]),0),MATCH(Supply[[#This Row],[Unit Category]],Profiles[#Headers],0))","v":0}]
[1,"Solar Thermal_Socal",1,{"$f":"INDEX(NQC[NQC MW],MATCH(1,(NQC[Month]=Supply[[#This Row],[Month]])*(NQC[Unit Category]=Supply[[#This Row],[Unit Category]]),0))*INDEX(Profiles[],MATCH(1,(Profiles[Month]=Supply[[#This Row],[Month]])*(Profiles[Hour Ending]=Supply[[#This Row],[Hour Ending]]),0),MATCH(Supply[[#This Row],[Unit Category]],Profiles[#Headers],0))","v":0}]
[1,"Solar Thermal_Socal",2,{"$f":"INDEX(NQC[NQC MW],MATCH(1,(NQC[Month]=Supply[[#This Row],[Month]])*(NQC[Unit Category]=Supply[[#This Row],[Unit Category]]),0))*INDEX(Profiles[],MATCH(1,(Profiles[Month]=Supply[[#This Row],[Month]])*(Profiles[Hour Ending]=Supply[[#This Row],[Hour Ending]]),0),MATCH(Supply[[#This Row],[Unit Category]],Profiles[#Headers],0))","v":0}]
[1,"Solar Thermal_Socal",3,{"$f":"INDEX(NQC[NQC MW],MATCH(1,(NQC[Month]=Supply[[#This Row],[Month]])*(NQC[Unit Category]=Supply[[#This Row],[Unit Category]]),0))*INDEX(Profiles[],MATCH(1,(Profiles[Month]=Supply[[#This Row],[Month]])*(Profiles[Hour Ending]=Supply[[#This Row],[Hour Ending]]),0),MATCH(Supply[[#This Row],[Unit Category]],Profiles[#Headers],0))","v":0}]
[1,"Solar Thermal_Socal",4,{"$f":"INDEX(NQC[NQC MW],MATCH(1,(NQC[Month]=Supply[[#This Row],[Month]])*(NQC[Unit Category]=Supply[[#This Row],[Unit Category]]),0))*INDEX(Profiles[],MATCH(1,(Profiles[Month]=Supply[[#This Row],[Month]])*(Profiles[Hour Ending]=Supply[[#This Row],[Hour Ending]]),0),MATCH(Supply[[#This Row],[Unit Category]],Profiles[#Headers],0))","v":0}]
[1,"Solar Thermal_Socal",5,{"$f":"INDEX(NQC[NQC MW],MATCH(1,(NQC[Month]=Supply[[#This Row],[Month]])*(NQC[Unit Category]=Supply[[#This Row],[Unit Category]]),0))*INDEX(Profiles[],MATCH(1,(Profiles[Month]=Supply[[#This Row],[Month]])*(Profiles[Hour Ending]=Supply[[#This Row],[Hour Ending]]),0),MATCH(Supply[[#This Row],[Unit Category]],Profiles[#Headers],0))","v":0}]
[1,"Solar Thermal_Socal",6,{"$f":"INDEX(NQC[NQC MW],MATCH(1,(NQC[Month]=Supply[[#This Row],[Month]])*(NQC[Unit Category]=Supply[[#This Row],[Unit Category]]),0))*INDEX(Profiles[],MATCH(1,(Profiles[Month]=Supply[[#This Row],[Month]])*(Profiles[Hour Ending]=Supply[[#This Row],[Hour Ending]]),0),MATCH(Supply[[#This Row],[Unit Category]],Profiles[#Headers],0))","v":0}]
[1,"Solar Thermal_Socal",7,{"$f":"INDEX(NQC[NQC MW],MATCH(1,(NQC[Month]=Supply[[#This Row],[Month]])*(NQC[Unit Category]=Supply[[#This Row],[Unit Category]]),0))*INDEX(Profiles[],MATCH(1,(Profiles[Month]=Supply[[#This Row],[Month]])*(Profiles[Hour Ending]=Supply[[#This Row],[Hour Ending]]),0),MATCH(Supply[[#This Row],[Unit Category]],Profiles[#Headers],0))","v":0}]
[1,"Solar Thermal_Socal",8,{"$f":"INDEX(NQC[NQC MW],MATCH(1,(NQC[Month]=Supply[[#This Row],[Month]])*(NQC[Unit Category]=Supply[[#This Row],[Unit Category]]),0))*INDEX(Profiles[],MATCH(1,(Profiles[Month]=Supply[[#This Row],[Month]])*(Profiles[Hour Ending]=Supply[[#This Row],[Hour Ending]]),0),MATCH(Supply[[#This Row],[Unit Category]],Profiles[#Headers],0))","v":0}]
[1,"Solar Thermal_Socal",9,{"$f":"INDEX(NQC[NQC MW],MATCH(1,(NQC[Month]=Supply[[#This Row],[Month]])*(NQC[Unit Category]=Supply[[#This Row],[Unit Category]]),0))*INDEX(Profiles[],MATCH(1,(Profiles[Month]=Supply[[#This Row],[Month]])*(Profiles[Hour Ending]=Supply[[#This Row],[Hour Ending]]),0),MATCH(Supply[[#This Row],[Unit Category]],Profiles[#Headers],0))","v":59.079868127084808}]
[1,"Solar Thermal_Socal",10,{"$f":"INDEX(NQC[NQC MW],MATCH(1,(NQC[Month]=Supply[[#This Row],[Month]])*(NQC[Unit Category]=Supply[[#This Row],[Unit Category]]),0))*INDEX(Profiles[],MATCH(1,(Profiles[Month]=Supply[[#This Row],[Month]])*(Profiles[Hour Ending]=Supply[[#This Row],[Hour Ending]]),0),MATCH(Supply[[#This Row],[Unit Category]],Profiles[#Headers],0))","v":199.96806333090868}]
[1,"Solar Thermal_Socal",11,{"$f":"INDEX(NQC[NQC MW],MATCH(1,(NQC[Month]=Supply[[#This Row],[Month]])*(NQC[Unit Category]=Supply[[#This Row],[Unit Category]]),0))*INDEX(Profiles[],MATCH(1,(Profiles[Month]=Supply[[#This Row],[Month]])*(Profiles[Hour Ending]=Supply[[#This Row],[Hour Ending]]),0),MATCH(Supply[[#This Row],[Unit Category]],Profiles[#Headers],0))","v":268.80113566371671}]
[1,"Solar Thermal_Socal",12,{"$f":"INDEX(NQC[NQC MW],MATCH(1,(NQC[Month]=Supply[[#This Row],[Month]])*(NQC[Unit Category]=Supply[[#This Row],[Unit Category]]),0))*INDEX(Profiles[],MATCH(1,(Profiles[Month]=Supply[[#This Row],[Month]])*(Profiles[Hour Ending]=Supply[[#This Row],[Hour Ending]]),0),MATCH(Supply[[#This Row],[Unit Category]],Profiles[#Headers],0))","v":304.26476314964299}]
[1,"Solar Thermal_Socal",13,{"$f":"INDEX(NQC[NQC MW],MATCH(1,(NQC[Month]=Supply[[#This Row],[Month]])*(NQC[Unit Category]=Supply[[#This Row],[Unit Category]]),0))*INDEX(Profiles[],MATCH(1,(Profiles[Month]=Supply[[#This Row],[Month]])*(Profiles[Hour Ending]=Supply[[#This Row],[Hour Ending]]),0),MATCH(Supply[[#This Row],[Unit Category]],Profiles[#Headers],0))","v":282.23413761908785}]
[1,"Solar Thermal_Socal",14,{"$f":"INDEX(NQC[NQC MW],MATCH(1,(NQC[Month]=Supply[[#This Row],[Month]])*(NQC[Unit Category]=Supply[[#This Row],[Unit Category]]),0))*INDEX(Profiles[],MATCH(1,(Profiles[Month]=Supply[[#This Row],[Month]])*(Profiles[Hour Ending]=Supply[[#This Row],[Hour Ending]]),0),MATCH(Supply[[#This Row],[Unit Category]],Profiles[#Headers],0))","v":285.67223338939192}]
[1,"Solar Thermal_Socal",15,{"$f":"INDEX(NQC[NQC MW],MATCH(1,(NQC[Month]=Supply[[#This Row],[Month]])*(NQC[Unit Category]=Supply[[#This Row],[Unit Category]]),0))*INDEX(Profiles[],MATCH(1,(Profiles[Month]=Supply[[#This Row],[Month]])*(Profiles[Hour Ending]=Supply[[#This Row],[Hour Ending]]),0),MATCH(Supply[[#This Row],[Unit Category]],Profiles[#Headers],0))","v":270.6718757598249}]
[1,"Solar Thermal_Socal",16,{"$f":"INDEX(NQC[NQC MW],MATCH(1,(NQC[Month]=Supply[[#This Row],[Month]])*(NQC[Unit Category]=Supply[[#This Row],[Unit Category]]),0))*INDEX(Profiles[],MATCH(1,(Profiles[Month]=Supply[[#This Row],[Month]])*(Profiles[Hour Ending]=Supply[[#This Row],[Hour Ending]]),0),MATCH(Supply[[#This Row],[Unit Category]],Profiles[#Headers],0))","v":200.18478532294759}]
[1,"Solar Thermal_Socal",17,{"$f":"INDEX(NQC[NQC MW],MATCH(1,(NQC[Month]=Supply[[#This Row],[Month]])*(NQC[Unit Category]=Supply[[#This Row],[Unit Category]]),0))*INDEX(Profiles[],MATCH(1,(Profiles[Month]=Supply[[#This Row],[Month]])*(Profiles[Hour Ending]=Supply[[#This Row],[Hour Ending]]),0),MATCH(Supply[[#This Row],[Unit Category]],Profiles[#Headers],0))","v":57.872466570897785}]
[1,"Solar Thermal_Socal",18,{"$f":"INDEX(NQC[NQC MW],MATCH(1,(NQC[Month]=Supply[[#This Row],[Month]])*(NQC[Unit Category]=Supply[[#This Row],[Unit Category]]),0))*INDEX(Profiles[],MATCH(1,(Profiles[Month]=Supply[[#This Row],[Month]])*(Profiles[Hour Ending]=Supply[[#This Row],[Hour Ending]]),0),MATCH(Supply[[#This Row],[Unit Category]],Profiles[#Headers],0))","v":0}]
[1,"Solar Thermal_Socal",19,{"$f":"INDEX(NQC[NQC MW],MATCH(1,(NQC[Month]=Supply[[#This Row],[Month]])*(NQC[Unit Category]=Supply[[#This Row],[Unit Category]]),0))*INDEX(Profiles[],MATCH(1,(Profiles[Month]=Supply[[#This Row],[Month]])*(Profiles[Hour Ending]=Supply[[#This Row],[Hour Ending]]),0),MATCH(Supply[[#This Row],[Unit Category]],Profiles[#Headers],0))","v":0}]
[1,"Solar Thermal_Socal",20,{"$f":"INDEX(NQC[NQC MW],MATCH(1,(NQC[Month]=Supply[[#This Row],[Month]])*(NQC[Unit Category]=Supply[[#This Row],[Unit Category]]),0))*INDEX(Profiles[],MATCH(1,(Profiles[Month]=Supply[[#This Row],[Month]])*(Profiles[Hour Ending]=Supply[[#This Row],[Hour Ending]]),0),MATCH(Supply[[#This Row],[Unit Category]],Profiles[#Headers],0))","v":0}]
[1,"Solar Thermal_Socal",21,{"$f":"INDEX(NQC[NQC MW],MATCH(1,(NQC[Month]=Supply[[#This Row],[Month]])*(NQC[Unit Category]=Supply[[#This Row],[Unit Category]]),0))*INDEX(Profiles[],MATCH(1,(Profiles[Month]=Supply[[#This Row],[Month]])*(Profiles[Hour Ending]=Supply[[#This Row],[Hour Ending]]),0),MATCH(Supply[[#This Row],[Unit Category]],Profiles[#Headers],0))","v":0}]
[1,"Solar Thermal_Socal",22,{"$f":"INDEX(NQC[NQC MW],MATCH(1,(NQC[Month]=Supply[[#This Row],[Month]])*(NQC[Unit Category]=Supply[[#This Row],[Unit Category]]),0))*INDEX(Profiles[],MATCH(1,(Profiles[Month]=Supply[[#This Row],[Month]])*(Profiles[Hour Ending]=Supply[[#This Row],[Hour Ending]]),0),MATCH(Supply[[#This Row],[Unit Category]],Profiles[#Headers],0))","v":0}]
[1,"Solar Thermal_Socal",23,{"$f":"INDEX(NQC[NQC MW],MATCH(1,(NQC[Month]=Supply[[#This Row],[Month]])*(NQC[Unit Category]=Supply[[#This Row],[Unit Category]]),0))*INDEX(Profiles[],MATCH(1,(Profiles[Month]=Supply[[#This Row],[Month]])*(Profiles[Hour Ending]=Supply[[#This Row],[Hour Ending]]),0),MATCH(Supply[[#This Row],[Unit Category]],Profiles[#Headers],0))","v":0}]
[1,"Solar Thermal_Socal",24,{"$f":"INDEX(NQC[NQC MW],MATCH(1,(NQC[Month]=Supply[[#This Row],[Month]])*(NQC[Unit Category]=Supply[[#This Row],[Unit Category]]),0))*INDEX(Profiles[],MATCH(1,(Profiles[Month]=Supply[[#This Row],[Month]])*(Profiles[Hour Ending]=Supply[[#This Row],[Hour Ending]]),0),MATCH(Supply[[#This Row],[Unit Category]],Profiles[#Headers],0))","v":0}]
[1,"Solar Tracking_Norcal",1,{"$f":"INDEX(NQC[NQC MW],MATCH(1,(NQC[Month]=Supply[[#This Row],[Month]])*(NQC[Unit Category]=Supply[[#This Row],[Unit Category]]),0))*INDEX(Profiles[],MATCH(1,(Profiles[Month]=Supply[[#This Row],[Month]])*(Profiles[Hour Ending]=Supply[[#This Row],[Hour Ending]]),0),MATCH(Supply[[#This Row],[Unit Category]],Profiles[#Headers],0))","v":0}]
[1,"Solar Tracking_Norcal",2,{"$f":"INDEX(NQC[NQC MW],MATCH(1,(NQC[Month]=Supply[[#This Row],[Month]])*(NQC[Unit Category]=Supply[[#This Row],[Unit Category]]),0))*INDEX(Profiles[],MATCH(1,(Profiles[Month]=Supply[[#This Row],[Month]])*(Profiles[Hour Ending]=Supply[[#This Row],[Hour Ending]]),0),MATCH(Supply[[#This Row],[Unit Category]],Profiles[#Headers],0))","v":0}]
[1,"Solar Tracking_Norcal",3,{"$f":"INDEX(NQC[NQC MW],MATCH(1,(NQC[Month]=Supply[[#This Row],[Month]])*(NQC[Unit Category]=Supply[[#This Row],[Unit Category]]),0))*INDEX(Profiles[],MATCH(1,(Profiles[Month]=Supply[[#This Row],[Month]])*(Profiles[Hour Ending]=Supply[[#This Row],[Hour Ending]]),0),MATCH(Supply[[#This Row],[Unit Category]],Profiles[#Headers],0))","v":0}]
[1,"Solar Tracking_Norcal",4,{"$f":"INDEX(NQC[NQC MW],MATCH(1,(NQC[Month]=Supply[[#This Row],[Month]])*(NQC[Unit Category]=Supply[[#This Row],[Unit Category]]),0))*INDEX(Profiles[],MATCH(1,(Profiles[Month]=Supply[[#This Row],[Month]])*(Profiles[Hour Ending]=Supply[[#This Row],[Hour Ending]]),0),MATCH(Supply[[#This Row],[Unit Category]],Profiles[#Headers],0))","v":0}]
[1,"Solar Tracking_Norcal",5,{"$f":"INDEX(NQC[NQC MW],MATCH(1,(NQC[Month]=Supply[[#This Row],[Month]])*(NQC[Unit Category]=Supply[[#This Row],[Unit Category]]),0))*INDEX(Profiles[],MATCH(1,(Profiles[Month]=Supply[[#This Row],[Month]])*(Profiles[Hour Ending]=Supply[[#This Row],[Hour Ending]]),0),MATCH(Supply[[#This Row],[Unit Category]],Profiles[#Headers],0))","v":0}]
[1,"Solar Tracking_Norcal",6,{"$f":"INDEX(NQC[NQC MW],MATCH(1,(NQC[Month]=Supply[[#This Row],[Month]])*(NQC[Unit Category]=Supply[[#This Row],[Unit Category]]),0))*INDEX(Profiles[],MATCH(1,(Profiles[Month]=Supply[[#This Row],[Month]])*(Profiles[Hour Ending]=Supply[[#This Row],[Hour Ending]]),0),MATCH(Supply[[#This Row],[Unit Category]],Profiles[#Headers],0))","v":0}]
[1,"Solar Tracking_Norcal",7,{"$f":"INDEX(NQC[NQC MW],MATCH(1,(NQC[Month]=Supply[[#This Row],[Month]])*(NQC[Unit Category]=Supply[[#This Row],[Unit Category]]),0))*INDEX(Profiles[],MATCH(1,(Profiles[Month]=Supply[[#This Row],[Month]])*(Profiles[Hour Ending]=Supply[[#This Row],[Hour Ending]]),0),MATCH(Supply[[#This Row],[Unit Category]],Profiles[#Headers],0))","v":3.8729092913744054E-3}]
[1,"Solar Tracking_Norcal",8,{"$f":"INDEX(NQC[NQC MW],MATCH(1,(NQC[Month]=Supply[[#This Row],[Month]])*(NQC[Unit Category]=Supply[[#This Row],[Unit Category]]),0))*INDEX(Profiles[],MATCH(1,(Profiles[Month]=Supply[[#This Row],[Month]])*(Profiles[Hour Ending]=Supply[[#This Row],[Hour Ending]]),0),MATCH(Supply[[#This Row],[Unit Category]],Profiles[#Headers],0))","v":111.01821581204122}]
[1,"Solar Tracking_Norcal",9,{"$f":"INDEX(NQC[NQC MW],MATCH(1,(NQC[Month]=Supply[[#This Row],[Month]])*(NQC[Unit Category]=Supply[[#This Row],[Unit Category]]),0))*INDEX(Profiles[],MATCH(1,(Profiles[Month]=Supply[[#This Row],[Month]])*(Profiles[Hour Ending]=Supply[[#This Row],[Hour Ending]]),0),MATCH(Supply[[#This Row],[Unit Category]],Profiles[#Headers],0))","v":882.0202025415316}]
[1,"Solar Tracking_Norcal",10,{"$f":"INDEX(NQC[NQC MW],MATCH(1,(NQC[Month]=Supply[[#This Row],[Month]])*(NQC[Unit Category]=Supply[[#This Row],[Unit Category]]),0))*INDEX(Profiles[],MATCH(1,(Profiles[Month]=Supply[[#This Row],[Month]])*(Profiles[Hour Ending]=Supply[[#This Row],[Hour Ending]]),0),MATCH(Supply[[#This Row],[Unit Category]],Profiles[#Headers],0))","v":1647.2255357894085}]
[1,"Solar Tracking_Norcal",11,{"$f":"INDEX(NQC[NQC MW],MATCH(1,(NQC[Month]=Supply[[#This Row],[Month]])*(NQC[Unit Category]=Supply[[#This Row],[Unit Category]]),0))*INDEX(Profiles[],MATCH(1,(Profiles[Month]=Supply[[#This Row],[Month]])*(Profiles[Hour Ending]=Supply[[#This Row],[Hour Ending]]),0),MATCH(Supply[[#This Row],[Unit Category]],Profiles[#Headers],0))","v":2013.9375168135837}]
[1,"Solar Tracking_Norcal",12,{"$f":"INDEX(NQC[NQC MW],MATCH(1,(NQC[Month]=Supply[[#This Row],[Month]])*(NQC[Unit Category]=Supply[[#This Row],[Unit Category]]),0))*INDEX(Profiles[],MATCH(1,(Profiles[Month]=Supply[[#This Row],[Month]])*(Profiles[Hour Ending]=Supply[[#This Row],[Hour Ending]]),0),MATCH(Supply[[#This Row],[Unit Category]],Profiles[#Headers],0))","v":2204.7643748290529}]
[1,"Solar Tracking_Norcal",13,{"$f":"INDEX(NQC[NQC MW],MATCH(1,(NQC[Month]=Supply[[#This Row],[Month]])*(NQC[Unit Category]=Supply[[#This Row],[Unit Category]]),0))*INDEX(Profiles[],MATCH(1,(Profiles[Month]=Supply[[#This Row],[Month]])*(Profiles[Hour Ending]=Supply[[#This Row],[Hour Ending]]),0),MATCH(Supply[[#This Row],[Unit Category]],Profiles[#Headers],0))","v":2230.3634115975847}]
[1,"Solar Tracking_Norcal",14,{"$f":"INDEX(NQC[NQC MW],MATCH(1,(NQC[Month]=Supply[[#This Row],[Month]])*(NQC[Unit Category]=Supply[[#This Row],[Unit Category]]),0))*INDEX(Profiles[],MATCH(1,(Profiles[Month]=Supply[[#This Row],[Month]])*(Profiles[Hour Ending]=Supply[[#This Row],[Hour Ending]]),0),MATCH(Supply[[#This Row],[Unit Category]],Profiles[#Headers],0))","v":2126.5850226983512}]
[1,"Solar Tracking_Norcal",15,{"$f":"INDEX(NQC[NQC MW],MATCH(1,(NQC[Month]=Supply[[#This Row],[Month]])*(NQC[Unit Category]=Supply[[#This Row],[Unit Category]]),0))*INDEX(Profiles[],MATCH(1,(Profiles[Month]=Supply[[#This Row],[Month]])*(Profiles[Hour Ending]=Supply[[#This Row],[Hour Ending]]),0),MATCH(Supply[[#This Row],[Unit Category]],Profiles[#Headers],0))","v":2030.0034922781965}]
[1,"Solar Tracking_Norcal",16,{"$f":"INDEX(NQC[NQC MW],MATCH(1,(NQC[Month]=Supply[[#This Row],[Month]])*(NQC[Unit Category]=Supply[[#This Row],[Unit Category]]),0))*INDEX(Profiles[],MATCH(1,(Profiles[Month]=Supply[[#This Row],[Month]])*(Profiles[Hour Ending]=Supply[[#This Row],[Hour Ending]]),0),MATCH(Supply[[#This Row],[Unit Category]],Profiles[#Headers],0))","v":1362.8490138810735}]
[1,"Solar Tracking_Norcal",17,{"$f":"INDEX(NQC[NQC MW],MATCH(1,(NQC[Month]=Supply[[#This Row],[Month]])*(NQC[Unit Category]=Supply[[#This Row],[Unit Category]]),0))*INDEX(Profiles[],MATCH(1,(Profiles[Month]=Supply[[#This Row],[Month]])*(Profiles[Hour Ending]=Supply[[#This Row],[Hour Ending]]),0),MATCH(Supply[[#This Row],[Unit Category]],Profiles[#Headers],0))","v":301.22110766630288}]
[1,"Solar Tracking_Norcal",18,{"$f":"INDEX(NQC[NQC MW],MATCH(1,(NQC[Month]=Supply[[#This Row],[Month]])*(NQC[Unit Category]=Supply[[#This Row],[Unit Category]]),0))*INDEX(Profiles[],MATCH(1,(Profiles[Month]=Supply[[#This Row],[Month]])*(Profiles[Hour Ending]=Supply[[#This Row],[Hour Ending]]),0),MATCH(Supply[[#This Row],[Unit Category]],Profiles[#Headers],0))","v":0.16851113089031078}]
[1,"Solar Tracking_Norcal",19,{"$f":"INDEX(NQC[NQC MW],MATCH(1,(NQC[Month]=Supply[[#This Row],[Month]])*(NQC[Unit Category]=Supply[[#This Row],[Unit Category]]),0))*INDEX(Profiles[],MATCH(1,(Profiles[Month]=Supply[[#This Row],[Month]])*(Profiles[Hour Ending]=Supply[[#This Row],[Hour Ending]]),0),MATCH(Supply[[#This Row],[Unit Category]],Profiles[#Headers],0))","v":0}]
[1,"Solar Tracking_Norcal",20,{"$f":"INDEX(NQC[NQC MW],MATCH(1,(NQC[Month]=Supply[[#This Row],[Month]])*(NQC[Unit Category]=Supply[[#This Row],[Unit Category]]),0))*INDEX(Profiles[],MATCH(1,(Profiles[Month]=Supply[[#This Row],[Month]])*(Profiles[Hour Ending]=Supply[[#This Row],[Hour Ending]]),0),MATCH(Supply[[#This Row],[Unit Category]],Profiles[#Headers],0))","v":0}]
[1,"Solar Tracking_Norcal",21,{"$f":"INDEX(NQC[NQC MW],MATCH(1,(NQC[Month]=Supply[[#This Row],[Month]])*(NQC[Unit Category]=Supply[[#This Row],[Unit Category]]),0))*INDEX(Profiles[],MATCH(1,(Profiles[Month]=Supply[[#This Row],[Month]])*(Profiles[Hour Ending]=Supply[[#This Row],[Hour Ending]]),0),MATCH(Supply[[#This Row],[Unit Category]],Profiles[#Headers],0))","v":0}]
[1,"Solar Tracking_Norcal",22,{"$f":"INDEX(NQC[NQC MW],MATCH(1,(NQC[Month]=Supply[[#This Row],[Month]])*(NQC[Unit Category]=Supply[[#This Row],[Unit Category]]),0))*INDEX(Profiles[],MATCH(1,(Profiles[Month]=Supply[[#This Row],[Month]])*(Profiles[Hour Ending]=Supply[[#This Row],[Hour Ending]]),0),MATCH(Supply[[#This Row],[Unit Category]],Profiles[#Headers],0))","v":0}]
[1,"Solar Tracking_Norcal",23,{"$f":"INDEX(NQC[NQC MW],MATCH(1,(NQC[Month]=Supply[[#This Row],[Month]])*(NQC[Unit Category]=Supply[[#This Row],[Unit Category]]),0))*INDEX(Profiles[],MATCH(1,(Profiles[Month]=Supply[[#This Row],[Month]])*(Profiles[Hour Ending]=Supply[[#This Row],[Hour Ending]]),0),MATCH(Supply[[#This Row],[Unit Category]],Profiles[#Headers],0))","v":0}]
[1,"Solar Tracking_Norcal",24,{"$f":"INDEX(NQC[NQC MW],MATCH(1,(NQC[Month]=Supply[[#This Row],[Month]])*(NQC[Unit Category]=Supply[[#This Row],[Unit Category]]),0))*INDEX(Profiles[],MATCH(1,(Profiles[Month]=Supply[[#This Row],[Month]])*(Profiles[Hour Ending]=Supply[[#This Row],[Hour Ending]]),0),MATCH(Supply[[#This Row],[Unit Category]],Profiles[#Headers],0))","v":0}]
[1,"Solar Tracking_Socal",1,{"$f":"INDEX(NQC[NQC MW],MATCH(1,(NQC[Month]=Supply[[#This Row],[Month]])*(NQC[Unit Category]=Supply[[#This Row],[Unit Category]]),0))*INDEX(Profiles[],MATCH(1,(Profiles[Month]=Supply[[#This Row],[Month]])*(Profiles[Hour Ending]=Supply[[#This Row],[Hour Ending]]),0),MATCH(Supply[[#This Row],[Unit Category]],Profiles[#Headers],0))","v":0}]
[1,"Solar Tracking_Socal",2,{"$f":"INDEX(NQC[NQC MW],MATCH(1,(NQC[Month]=Supply[[#This Row],[Month]])*(NQC[Unit Category]=Supply[[#This Row],[Unit Category]]),0))*INDEX(Profiles[],MATCH(1,(Profiles[Month]=Supply[[#This Row],[Month]])*(Profiles[Hour Ending]=Supply[[#This Row],[Hour Ending]]),0),MATCH(Supply[[#This Row],[Unit Category]],Profiles[#Headers],0))","v":0}]
[1,"Solar Tracking_Socal",3,{"$f":"INDEX(NQC[NQC MW],MATCH(1,(NQC[Month]=Supply[[#This Row],[Month]])*(NQC[Unit Category]=Supply[[#This Row],[Unit Category]]),0))*INDEX(Profiles[],MATCH(1,(Profiles[Month]=Supply[[#This Row],[Month]])*(Profiles[Hour Ending]=Supply[[#This Row],[Hour Ending]]),0),MATCH(Supply[[#This Row],[Unit Category]],Profiles[#Headers],0))","v":0}]
[1,"Solar Tracking_Socal",4,{"$f":"INDEX(NQC[NQC MW],MATCH(1,(NQC[Month]=Supply[[#This Row],[Month]])*(NQC[Unit Category]=Supply[[#This Row],[Unit Category]]),0))*INDEX(Profiles[],MATCH(1,(Profiles[Month]=Supply[[#This Row],[Month]])*(Profiles[Hour Ending]=Supply[[#This Row],[Hour Ending]]),0),MATCH(Supply[[#This Row],[Unit Category]],Profiles[#Headers],0))","v":0}]
[1,"Solar Tracking_Socal",5,{"$f":"INDEX(NQC[NQC MW],MATCH(1,(NQC[Month]=Supply[[#This Row],[Month]])*(NQC[Unit Category]=Supply[[#This Row],[Unit Category]]),0))*INDEX(Profiles[],MATCH(1,(Profiles[Month]=Supply[[#This Row],[Month]])*(Profiles[Hour Ending]=Supply[[#This Row],[Hour Ending]]),0),MATCH(Supply[[#This Row],[Unit Category]],Profiles[#Headers],0))","v":0}]
[1,"Solar Tracking_Socal",6,{"$f":"INDEX(NQC[NQC MW],MATCH(1,(NQC[Month]=Supply[[#This Row],[Month]])*(NQC[Unit Category]=Supply[[#This Row],[Unit Category]]),0))*INDEX(Profiles[],MATCH(1,(Profiles[Month]=Supply[[#This Row],[Month]])*(Profiles[Hour Ending]=Supply[[#This Row],[Hour Ending]]),0),MATCH(Supply[[#This Row],[Unit Category]],Profiles[#Headers],0))","v":0}]
[1,"Solar Tracking_Socal",7,{"$f":"INDEX(NQC[NQC MW],MATCH(1,(NQC[Month]=Supply[[#This Row],[Month]])*(NQC[Unit Category]=Supply[[#This Row],[Unit Category]]),0))*INDEX(Profiles[],MATCH(1,(Profiles[Month]=Supply[[#This Row],[Month]])*(Profiles[Hour Ending]=Supply[[#This Row],[Hour Ending]]),0),MATCH(Supply[[#This Row],[Unit Category]],Profiles[#Headers],0))","v":5.3859324915926878}]
[1,"Solar Tracking_Socal",8,{"$f":"INDEX(NQC[NQC MW],MATCH(1,(NQC[Month]=Supply[[#This Row],[Month]])*(NQC[Unit Category]=Supply[[#This Row],[Unit Category]]),0))*INDEX(Profiles[],MATCH(1,(Profiles[Month]=Supply[[#This Row],[Month]])*(Profiles[Hour Ending]=Supply[[#This Row],[Hour Ending]]),0),MATCH(Supply[[#This Row],[Unit Category]],Profiles[#Headers],0))","v":1210.3069643718404}]
[1,"Solar Tracking_Socal",9,{"$f":"INDEX(NQC[NQC MW],MATCH(1,(NQC[Month]=Supply[[#This Row],[Month]])*(NQC[Unit Category]=Supply[[#This Row],[Unit Category]]),0))*INDEX(Profiles[],MATCH(1,(Profiles[Month]=Supply[[#This Row],[Month]])*(Profiles[Hour Ending]=Supply[[#This Row],[Hour Ending]]),0),MATCH(Supply[[#This Row],[Unit Category]],Profiles[#Headers],0))","v":4433.8396137759273}]
[1,"Solar Tracking_Socal",10,{"$f":"INDEX(NQC[NQC MW],MATCH(1,(NQC[Month]=Supply[[#This Row],[Month]])*(NQC[Unit Category]=Supply[[#This Row],[Unit Category]]),0))*INDEX(Profiles[],MATCH(1,(Profiles[Month]=Supply[[#This Row],[Month]])*(Profiles[Hour Ending]=Supply[[#This Row],[Hour Ending]]),0),MATCH(Supply[[#This Row],[Unit Category]],Profiles[#Headers],0))","v":5726.080629900327}]
[1,"Solar Tracking_Socal",11,{"$f":"INDEX(NQC[NQC MW],MATCH(1,(NQC[Month]=Supply[[#This Row],[Month]])*(NQC[Unit Category]=Supply[[#This Row],[Unit Category]]),0))*INDEX(Profiles[],MATCH(1,(Profiles[Month]=Supply[[#This Row],[Month]])*(Profiles[Hour Ending]=Supply[[#This Row],[Hour Ending]]),0),MATCH(Supply[[#This Row],[Unit Category]],Profiles[#Headers],0))","v":5951.1560313811824}]
[1,"Solar Tracking_Socal",12,{"$f":"INDEX(NQC[NQC MW],MATCH(1,(NQC[Month]=Supply[[#This Row],[Month]])*(NQC[Unit Category]=Supply[[#This Row],[Unit Category]]),0))*INDEX(Profiles[],MATCH(1,(Profiles[Month]=Supply[[#This Row],[Month]])*(Profiles[Hour Ending]=Supply[[#This Row],[Hour Ending]]),0),MATCH(Supply[[#This Row],[Unit Category]],Profiles[#Headers],0))","v":6078.3288012979401}]
[1,"Solar Tracking_Socal",13,{"$f":"INDEX(NQC[NQC MW],MATCH(1,(NQC[Month]=Supply[[#This Row],[Month]])*(NQC[Unit Category]=Supply[[#This Row],[Unit Category]]),0))*INDEX(Profiles[],MATCH(1,(Profiles[Month]=Supply[[#This Row],[Month]])*(Profiles[Hour Ending]=Supply[[#This Row],[Hour Ending]]),0),MATCH(Supply[[#This Row],[Unit Category]],Profiles[#Headers],0))","v":6003.1984169654697}]
[1,"Solar Tracking_Socal",14,{"$f":"INDEX(NQC[NQC MW],MATCH(1,(NQC[Month]=Supply[[#This Row],[Month]])*(NQC[Unit Category]=Supply[[#This Row],[Unit Category]]),0))*INDEX(Profiles[],MATCH(1,(Profiles[Month]=Supply[[#This Row],[Month]])*(Profiles[Hour Ending]=Supply[[#This Row],[Hour Ending]]),0),MATCH(Supply[[#This Row],[Unit Category]],Profiles[#Headers],0))","v":5638.2482854979071}]
[1,"Solar Tracking_Socal",15,{"$f":"INDEX(NQC[NQC MW],MATCH(1,(NQC[Month]=Supply[[#This Row],[Month]])*(NQC[Unit Category]=Supply[[#This Row],[Unit Category]]),0))*INDEX(Profiles[],MATCH(1,(Profiles[Month]=Supply[[#This Row],[Month]])*(Profiles[Hour Ending]=Supply[[#This Row],[Hour Ending]]),0),MATCH(Supply[[#This Row],[Unit Category]],Profiles[#Headers],0))","v":5217.9683405428632}]
[1,"Solar Tracking_Socal",16,{"$f":"INDEX(NQC[NQC MW],MATCH(1,(NQC[Month]=Supply[[#This Row],[Month]])*(NQC[Unit Category]=Supply[[#This Row],[Unit Category]]),0))*INDEX(Profiles[],MATCH(1,(Profiles[Month]=Supply[[#This Row],[Month]])*(Profiles[Hour Ending]=Supply[[#This Row],[Hour Ending]]),0),MATCH(Supply[[#This Row],[Unit Category]],Profiles[#Headers],0))","v":3288.7379050730542}]
[1,"Solar Tracking_Socal",17,{"$f":"INDEX(NQC[NQC MW],MATCH(1,(NQC[Month]=Supply[[#This Row],[Month]])*(NQC[Unit Category]=Supply[[#This Row],[Unit Category]]),0))*INDEX(Profiles[],MATCH(1,(Profiles[Month]=Supply[[#This Row],[Month]])*(Profiles[Hour Ending]=Supply[[#This Row],[Hour Ending]]),0),MATCH(Supply[[#This Row],[Unit Category]],Profiles[#Headers],0))","v":647.38598622360735}]
[1,"Solar Tracking_Socal",18,{"$f":"INDEX(NQC[NQC MW],MATCH(1,(NQC[Month]=Supply[[#This Row],[Month]])*(NQC[Unit Category]=Supply[[#This Row],[Unit Category]]),0))*INDEX(Profiles[],MATCH(1,(Profiles[Month]=Supply[[#This Row],[Month]])*(Profiles[Hour Ending]=Supply[[#This Row],[Hour Ending]]),0),MATCH(Supply[[#This Row],[Unit Category]],Profiles[#Headers],0))","v":0.15950625566333335}]
[1,"Solar Tracking_Socal",19,{"$f":"INDEX(NQC[NQC MW],MATCH(1,(NQC[Month]=Supply[[#This Row],[Month]])*(NQC[Unit Category]=Supply[[#This Row],[Unit Category]]),0))*INDEX(Profiles[],MATCH(1,(Profiles[Month]=Supply[[#This Row],[Month]])*(Profiles[Hour Ending]=Supply[[#This Row],[Hour Ending]]),0),MATCH(Supply[[#This Row],[Unit Category]],Profiles[#Headers],0))","v":0}]
[1,"Solar Tracking_Socal",20,{"$f":"INDEX(NQC[NQC MW],MATCH(1,(NQC[Month]=Supply[[#This Row],[Month]])*(NQC[Unit Category]=Supply[[#This Row],[Unit Category]]),0))*INDEX(Profiles[],MATCH(1,(Profiles[Month]=Supply[[#This Row],[Month]])*(Profiles[Hour Ending]=Supply[[#This Row],[Hour Ending]]),0),MATCH(Supply[[#This Row],[Unit Category]],Profiles[#Headers],0))","v":0}]
[1,"Solar Tracking_Socal",21,{"$f":"INDEX(NQC[NQC MW],MATCH(1,(NQC[Month]=Supply[[#This Row],[Month]])*(NQC[Unit Category]=Supply[[#This Row],[Unit Category]]),0))*INDEX(Profiles[],MATCH(1,(Profiles[Month]=Supply[[#This Row],[Month]])*(Profiles[Hour Ending]=Supply[[#This Row],[Hour Ending]]),0),MATCH(Supply[[#This Row],[Unit Category]],Profiles[#Headers],0))","v":0}]
[1,"Solar Tracking_Socal",22,{"$f":"INDEX(NQC[NQC MW],MATCH(1,(NQC[Month]=Supply[[#This Row],[Month]])*(NQC[Unit Category]=Supply[[#This Row],[Unit Category]]),0))*INDEX(Profiles[],MATCH(1,(Profiles[Month]=Supply[[#This Row],[Month]])*(Profiles[Hour Ending]=Supply[[#This Row],[Hour Ending]]),0),MATCH(Supply[[#This Row],[Unit Category]],Profiles[#Headers],0))","v":0}]
[1,"Solar Tracking_Socal",23,{"$f":"INDEX(NQC[NQC MW],MATCH(1,(NQC[Month]=Supply[[#This Row],[Month]])*(NQC[Unit Category]=Supply[[#This Row],[Unit Category]]),0))*INDEX(Profiles[],MATCH(1,(Profiles[Month]=Supply[[#This Row],[Month]])*(Profiles[Hour Ending]=Supply[[#This Row],[Hour Ending]]),0),MATCH(Supply[[#This Row],[Unit Category]],Profiles[#Headers],0))","v":0}]
[1,"Solar Tracking_Socal",24,{"$f":"INDEX(NQC[NQC MW],MATCH(1,(NQC[Month]=Supply[[#This Row],[Month]])*(NQC[Unit Category]=Supply[[#This Row],[Unit Category]]),0))*INDEX(Profiles[],MATCH(1,(Profiles[Month]=Supply[[#This Row],[Month]])*(Profiles[Hour Ending]=Supply[[#This Row],[Hour Ending]]),0),MATCH(Supply[[#This Row],[Unit Category]],Profiles[#Headers],0))","v":0}]
[1,"Wind_Norcal",1,{"$f":"INDEX(NQC[NQC MW],MATCH(1,(NQC[Month]=Supply[[#This Row],[Month]])*(NQC[Unit Category]=Supply[[#This Row],[Unit Category]]),0))*INDEX(Profiles[],MATCH(1,(Profiles[Month]=Supply[[#This Row],[Month]])*(Profiles[Hour Ending]=Supply[[#This Row],[Hour Ending]]),0),MATCH(Supply[[#This Row],[Unit Category]],Profiles[#Headers],0))","v":133.54237034991201}]
[1,"Wind_Norcal",2,{"$f":"INDEX(NQC[NQC MW],MATCH(1,(NQC[Month]=Supply[[#This Row],[Month]])*(NQC[Unit Category]=Supply[[#This Row],[Unit Category]]),0))*INDEX(Profiles[],MATCH(1,(Profiles[Month]=Supply[[#This Row],[Month]])*(Profiles[Hour Ending]=Supply[[#This Row],[Hour Ending]]),0),MATCH(Supply[[#This Row],[Unit Category]],Profiles[#Headers],0))","v":144.01668507760198}]
[1,"Wind_Norcal",3,{"$f":"INDEX(NQC[NQC MW],MATCH(1,(NQC[Month]=Supply[[#This Row],[Month]])*(NQC[Unit Category]=Supply[[#This Row],[Unit Category]]),0))*INDEX(Profiles[],MATCH(1,(Profiles[Month]=Supply[[#This Row],[Month]])*(Profiles[Hour Ending]=Supply[[#This Row],[Hour Ending]]),0),MATCH(Supply[[#This Row],[Unit Category]],Profiles[#Headers],0))","v":118.85945177831408}]
[1,"Wind_Norcal",4,{"$f":"INDEX(NQC[NQC MW],MATCH(1,(NQC[Month]=Supply[[#This Row],[Month]])*(NQC[Unit Category]=Supply[[#This Row],[Unit Category]]),0))*INDEX(Profiles[],MATCH(1,(Profiles[Month]=Supply[[#This Row],[Month]])*(Profiles[Hour Ending]=Supply[[#This Row],[Hour Ending]]),0),MATCH(Supply[[#This Row],[Unit Category]],Profiles[#Headers],0))","v":121.40843115256571}]
[1,"Wind_Norcal",5,{"$f":"INDEX(NQC[NQC MW],MATCH(1,(NQC[Month]=Supply[[#This Row],[Month]])*(NQC[Unit Category]=Supply[[#This Row],[Unit Category]]),0))*INDEX(Profiles[],MATCH(1,(Profiles[Month]=Supply[[#This Row],[Month]])*(Profiles[Hour Ending]=Supply[[#This Row],[Hour Ending]]),0),MATCH(Supply[[#This Row],[Unit Category]],Profiles[#Headers],0))","v":117.80465149893068}]
[1,"Wind_Norcal",6,{"$f":"INDEX(NQC[NQC MW],MATCH(1,(NQC[Month]=Supply[[#This Row],[Month]])*(NQC[Unit Category]=Supply[[#This Row],[Unit Category]]),0))*INDEX(Profiles[],MATCH(1,(Profiles[Month]=Supply[[#This Row],[Month]])*(Profiles[Hour Ending]=Supply[[#This Row],[Hour Ending]]),0),MATCH(Supply[[#This Row],[Unit Category]],Profiles[#Headers],0))","v":118.23953617355596}]
[1,"Wind_Norcal",7,{"$f":"INDEX(NQC[NQC MW],MATCH(1,(NQC[Month]=Supply[[#This Row],[Month]])*(NQC[Unit Category]=Supply[[#This Row],[Unit Category]]),0))*INDEX(Profiles[],MATCH(1,(Profiles[Month]=Supply[[#This Row],[Month]])*(Profiles[Hour Ending]=Supply[[#This Row],[Hour Ending]]),0),MATCH(Supply[[#This Row],[Unit Category]],Profiles[#Headers],0))","v":121.84748235507273}]
[1,"Wind_Norcal",8,{"$f":"INDEX(NQC[NQC MW],MATCH(1,(NQC[Month]=Supply[[#This Row],[Month]])*(NQC[Unit Category]=Supply[[#This Row],[Unit Category]]),0))*INDEX(Profiles[],MATCH(1,(Profiles[Month]=Supply[[#This Row],[Month]])*(Profiles[Hour Ending]=Supply[[#This Row],[Hour Ending]]),0),MATCH(Supply[[#This Row],[Unit Category]],Profiles[#Headers],0))","v":132.7340223613447}]
[1,"Wind_Norcal",9,{"$f":"INDEX(NQC[NQC MW],MATCH(1,(NQC[Month]=Supply[[#This Row],[Month]])*(NQC[Unit Category]=Supply[[#This Row],[Unit Category]]),0))*INDEX(Profiles[],MATCH(1,(Profiles[Month]=Supply[[#This Row],[Month]])*(Profiles[Hour Ending]=Supply[[#This Row],[Hour Ending]]),0),MATCH(Supply[[#This Row],[Unit Category]],Profiles[#Headers],0))","v":120.10758538484163}]
[1,"Wind_Norcal",10,{"$f":"INDEX(NQC[NQC MW],MATCH(1,(NQC[Month]=Supply[[#This Row],[Month]])*(NQC[Unit Category]=Supply[[#This Row],[Unit Category]]),0))*INDEX(Profiles[],MATCH(1,(Profiles[Month]=Supply[[#This Row],[Month]])*(Profiles[Hour Ending]=Supply[[#This Row],[Hour Ending]]),0),MATCH(Supply[[#This Row],[Unit Category]],Profiles[#Headers],0))","v":102.50746495162907}]
[1,"Wind_Norcal",11,{"$f":"INDEX(NQC[NQC MW],MATCH(1,(NQC[Month]=Supply[[#This Row],[Month]])*(NQC[Unit Category]=Supply[[#This Row],[Unit Category]]),0))*INDEX(Profiles[],MATCH(1,(Profiles[Month]=Supply[[#This Row],[Month]])*(Profiles[Hour Ending]=Supply[[#This Row],[Hour Ending]]),0),MATCH(Supply[[#This Row],[Unit Category]],Profiles[#Headers],0))","v":104.82064272458064}]
[1,"Wind_Norcal",12,{"$f":"INDEX(NQC[NQC MW],MATCH(1,(NQC[Month]=Supply[[#This Row],[Month]])*(NQC[Unit Category]=Supply[[#This Row],[Unit Category]]),0))*INDEX(Profiles[],MATCH(1,(Profiles[Month]=Supply[[#This Row],[Month]])*(Profiles[Hour Ending]=Supply[[#This Row],[Hour Ending]]),0),MATCH(Supply[[#This Row],[Unit Category]],Profiles[#Headers],0))","v":97.31308318030527}]
[1,"Wind_Norcal",13,{"$f":"INDEX(NQC[NQC MW],MATCH(1,(NQC[Month]=Supply[[#This Row],[Month]])*(NQC[Unit Category]=Supply[[#This Row],[Unit Category]]),0))*INDEX(Profiles[],MATCH(1,(Profiles[Month]=Supply[[#This Row],[Month]])*(Profiles[Hour Ending]=Supply[[#This Row],[Hour Ending]]),0),MATCH(Supply[[#This Row],[Unit Category]],Profiles[#Headers],0))","v":94.856826023813625}]
[1,"Wind_Norcal",14,{"$f":"INDEX(NQC[NQC MW],MATCH(1,(NQC[Month]=Supply[[#This Row],[Month]])*(NQC[Unit Category]=Supply[[#This Row],[Unit Category]]),0))*INDEX(Profiles[],MATCH(1,(Profiles[Month]=Supply[[#This Row],[Month]])*(Profiles[Hour Ending]=Supply[[#This Row],[Hour Ending]]),0),MATCH(Supply[[#This Row],[Unit Category]],Profiles[#Headers],0))","v":88.043801624900709}]
[1,"Wind_Norcal",15,{"$f":"INDEX(NQC[NQC MW],MATCH(1,(NQC[Month]=Supply[[#This Row],[Month]])*(NQC[Unit Category]=Supply[[#This Row],[Unit Category]]),0))*INDEX(Profiles[],MATCH(1,(Profiles[Month]=Supply[[#This Row],[Month]])*(Profiles[Hour Ending]=Supply[[#This Row],[Hour Ending]]),0),MATCH(Supply[[#This Row],[Unit Category]],Profiles[#Headers],0))","v":79.454870813447073}]
[1,"Wind_Norcal",16,{"$f":"INDEX(NQC[NQC MW],MATCH(1,(NQC[Month]=Supply[[#This Row],[Month]])*(NQC[Unit Category]=Supply[[#This Row],[Unit Category]]),0))*INDEX(Profiles[],MATCH(1,(Profiles[Month]=Supply[[#This Row],[Month]])*(Profiles[Hour Ending]=Supply[[#This Row],[Hour Ending]]),0),MATCH(Supply[[#This Row],[Unit Category]],Profiles[#Headers],0))","v":76.491545094987842}]
[1,"Wind_Norcal",17,{"$f":"INDEX(NQC[NQC MW],MATCH(1,(NQC[Month]=Supply[[#This Row],[Month]])*(NQC[Unit Category]=Supply[[#This Row],[Unit Category]]),0))*INDEX(Profiles[],MATCH(1,(Profiles[Month]=Supply[[#This Row],[Month]])*(Profiles[Hour Ending]=Supply[[#This Row],[Hour Ending]]),0),MATCH(Supply[[#This Row],[Unit Category]],Profiles[#Headers],0))","v":80.367122826777262}]
[1,"Wind_Norcal",18,{"$f":"INDEX(NQC[NQC MW],MATCH(1,(NQC[Month]=Supply[[#This Row],[Month]])*(NQC[Unit Category]=Supply[[#This Row],[Unit Category]]),0))*INDEX(Profiles[],MATCH(1,(Profiles[Month]=Supply[[#This Row],[Month]])*(Profiles[Hour Ending]=Supply[[#This Row],[Hour Ending]]),0),MATCH(Supply[[#This Row],[Unit Category]],Profiles[#Headers],0))","v":89.487080505449129}]
[1,"Wind_Norcal",19,{"$f":"INDEX(NQC[NQC MW],MATCH(1,(NQC[Month]=Supply[[#This Row],[Month]])*(NQC[Unit Category]=Supply[[#This Row],[Unit Category]]),0))*INDEX(Profiles[],MATCH(1,(Profiles[Month]=Supply[[#This Row],[Month]])*(Profiles[Hour Ending]=Supply[[#This Row],[Hour Ending]]),0),MATCH(Supply[[#This Row],[Unit Category]],Profiles[#Headers],0))","v":108.87896259058978}]
[1,"Wind_Norcal",20,{"$f":"INDEX(NQC[NQC MW],MATCH(1,(NQC[Month]=Supply[[#This Row],[Month]])*(NQC[Unit Category]=Supply[[#This Row],[Unit Category]]),0))*INDEX(Profiles[],MATCH(1,(Profiles[Month]=Supply[[#This Row],[Month]])*(Profiles[Hour Ending]=Supply[[#This Row],[Hour Ending]]),0),MATCH(Supply[[#This Row],[Unit Category]],Profiles[#Headers],0))","v":133.53720323986016}]
[1,"Wind_Norcal",21,{"$f":"INDEX(NQC[NQC MW],MATCH(1,(NQC[Month]=Supply[[#This Row],[Month]])*(NQC[Unit Category]=Supply[[#This Row],[Unit Category]]),0))*INDEX(Profiles[],MATCH(1,(Profiles[Month]=Supply[[#This Row],[Month]])*(Profiles[Hour Ending]=Supply[[#This Row],[Hour Ending]]),0),MATCH(Supply[[#This Row],[Unit Category]],Profiles[#Headers],0))","v":137.80849609813319}]
[1,"Wind_Norcal",22,{"$f":"INDEX(NQC[NQC MW],MATCH(1,(NQC[Month]=Supply[[#This Row],[Month]])*(NQC[Unit Category]=Supply[[#This Row],[Unit Category]]),0))*INDEX(Profiles[],MATCH(1,(Profiles[Month]=Supply[[#This Row],[Month]])*(Profiles[Hour Ending]=Supply[[#This Row],[Hour Ending]]),0),MATCH(Supply[[#This Row],[Unit Category]],Profiles[#Headers],0))","v":146.11688895085774}]
[1,"Wind_Norcal",23,{"$f":"INDEX(NQC[NQC MW],MATCH(1,(NQC[Month]=Supply[[#This Row],[Month]])*(NQC[Unit Category]=Supply[[#This Row],[Unit Category]]),0))*INDEX(Profiles[],MATCH(1,(Profiles[Month]=Supply[[#This Row],[Month]])*(Profiles[Hour Ending]=Supply[[#This Row],[Hour Ending]]),0),MATCH(Supply[[#This Row],[Unit Category]],Profiles[#Headers],0))","v":140.00808284584468}]
[1,"Wind_Norcal",24,{"$f":"INDEX(NQC[NQC MW],MATCH(1,(NQC[Month]=Supply[[#This Row],[Month]])*(NQC[Unit Category]=Supply[[#This Row],[Unit Category]]),0))*INDEX(Profiles[],MATCH(1,(Profiles[Month]=Supply[[#This Row],[Month]])*(Profiles[Hour Ending]=Supply[[#This Row],[Hour Ending]]),0),MATCH(Supply[[#This Row],[Unit Category]],Profiles[#Headers],0))","v":138.73445186316721}]
[1,"Wind_Socal",1,{"$f":"INDEX(NQC[NQC MW],MATCH(1,(NQC[Month]=Supply[[#This Row],[Month]])*(NQC[Unit Category]=Supply[[#This Row],[Unit Category]]),0))*INDEX(Profiles[],MATCH(1,(Profiles[Month]=Supply[[#This Row],[Month]])*(Profiles[Hour Ending]=Supply[[#This Row],[Hour Ending]]),0),MATCH(Supply[[#This Row],[Unit Category]],Profiles[#Headers],0))","v":539.54712108062722}]
[1,"Wind_Socal",2,{"$f":"INDEX(NQC[NQC MW],MATCH(1,(NQC[Month]=Supply[[#This Row],[Month]])*(NQC[Unit Category]=Supply[[#This Row],[Unit Category]]),0))*INDEX(Profiles[],MATCH(1,(Profiles[Month]=Supply[[#This Row],[Month]])*(Profiles[Hour Ending]=Supply[[#This Row],[Hour Ending]]),0),MATCH(Supply[[#This Row],[Unit Category]],Profiles[#Headers],0))","v":560.66740891382199}]
[1,"Wind_Socal",3,{"$f":"INDEX(NQC[NQC MW],MATCH(1,(NQC[Month]=Supply[[#This Row],[Month]])*(NQC[Unit Category]=Supply[[#This Row],[Unit Category]]),0))*INDEX(Profiles[],MATCH(1,(Profiles[Month]=Supply[[#This Row],[Month]])*(Profiles[Hour Ending]=Supply[[#This Row],[Hour Ending]]),0),MATCH(Supply[[#This Row],[Unit Category]],Profiles[#Headers],0))","v":640.61847532694549}]
[1,"Wind_Socal",4,{"$f":"INDEX(NQC[NQC MW],MATCH(1,(NQC[Month]=Supply[[#This Row],[Month]])*(NQC[Unit Category]=Supply[[#This Row],[Unit Category]]),0))*INDEX(Profiles[],MATCH(1,(Profiles[Month]=Supply[[#This Row],[Month]])*(Profiles[Hour Ending]=Supply[[#This Row],[Hour Ending]]),0),MATCH(Supply[[#This Row],[Unit Category]],Profiles[#Headers],0))","v":602.92886389657872}]
[1,"Wind_Socal",5,{"$f":"INDEX(NQC[NQC MW],MATCH(1,(NQC[Month]=Supply[[#This Row],[Month]])*(NQC[Unit Category]=Supply[[#This Row],[Unit Category]]),0))*INDEX(Profiles[],MATCH(1,(Profiles[Month]=Supply[[#This Row],[Month]])*(Profiles[Hour Ending]=Supply[[#This Row],[Hour Ending]]),0),MATCH(Supply[[#This Row],[Unit Category]],Profiles[#Headers],0))","v":597.06294158263643}]
[1,"Wind_Socal",6,{"$f":"INDEX(NQC[NQC MW],MATCH(1,(NQC[Month]=Supply[[#This Row],[Month]])*(NQC[Unit Category]=Supply[[#This Row],[Unit Category]]),0))*INDEX(Profiles[],MATCH(1,(Profiles[Month]=Supply[[#This Row],[Month]])*(Profiles[Hour Ending]=Supply[[#This Row],[Hour Ending]]),0),MATCH(Supply[[#This Row],[Unit Category]],Profiles[#Headers],0))","v":555.96116706393593}]
[1,"Wind_Socal",7,{"$f":"INDEX(NQC[NQC MW],MATCH(1,(NQC[Month]=Supply[[#This Row],[Month]])*(NQC[Unit Category]=Supply[[#This Row],[Unit Category]]),0))*INDEX(Profiles[],MATCH(1,(Profiles[Month]=Supply[[#This Row],[Month]])*(Profiles[Hour Ending]=Supply[[#This Row],[Hour Ending]]),0),MATCH(Supply[[#This Row],[Unit Category]],Profiles[#Headers],0))","v":454.67674519570016}]
[1,"Wind_Socal",8,{"$f":"INDEX(NQC[NQC MW],MATCH(1,(NQC[Month]=Supply[[#This Row],[Month]])*(NQC[Unit Category]=Supply[[#This Row],[Unit Category]]),0))*INDEX(Profiles[],MATCH(1,(Profiles[Month]=Supply[[#This Row],[Month]])*(Profiles[Hour Ending]=Supply[[#This Row],[Hour Ending]]),0),MATCH(Supply[[#This Row],[Unit Category]],Profiles[#Headers],0))","v":392.83572533015956}]
[1,"Wind_Socal",9,{"$f":"INDEX(NQC[NQC MW],MATCH(1,(NQC[Month]=Supply[[#This Row],[Month]])*(NQC[Unit Category]=Supply[[#This Row],[Unit Category]]),0))*INDEX(Profiles[],MATCH(1,(Profiles[Month]=Supply[[#This Row],[Month]])*(Profiles[Hour Ending]=Supply[[#This Row],[Hour Ending]]),0),MATCH(Supply[[#This Row],[Unit Category]],Profiles[#Headers],0))","v":413.96806204758803}]
[1,"Wind_Socal",10,{"$f":"INDEX(NQC[NQC MW],MATCH(1,(NQC[Month]=Supply[[#This Row],[Month]])*(NQC[Unit Category]=Supply[[#This Row],[Unit Category]]),0))*INDEX(Profiles[],MATCH(1,(Profiles[Month]=Supply[[#This Row],[Month]])*(Profiles[Hour Ending]=Supply[[#This Row],[Hour Ending]]),0),MATCH(Supply[[#This Row],[Unit Category]],Profiles[#Headers],0))","v":414.45520879129691}]
[1,"Wind_Socal",11,{"$f":"INDEX(NQC[NQC MW],MATCH(1,(NQC[Month]=Supply[[#This Row],[Month]])*(NQC[Unit Category]=Supply[[#This Row],[Unit Category]]),0))*INDEX(Profiles[],MATCH(1,(Profiles[Month]=Supply[[#This Row],[Month]])*(Profiles[Hour Ending]=Supply[[#This Row],[Hour Ending]]),0),MATCH(Supply[[#This Row],[Unit Category]],Profiles[#Headers],0))","v":410.46443805265454}]
[1,"Wind_Socal",12,{"$f":"INDEX(NQC[NQC MW],MATCH(1,(NQC[Month]=Supply[[#This Row],[Month]])*(NQC[Unit Category]=Supply[[#This Row],[Unit Category]]),0))*INDEX(Profiles[],MATCH(1,(Profiles[Month]=Supply[[#This Row],[Month]])*(Profiles[Hour Ending]=Supply[[#This Row],[Hour Ending]]),0),MATCH(Supply[[#This Row],[Unit Category]],Profiles[#Headers],0))","v":429.68021342940449}]
[1,"Wind_Socal",13,{"$f":"INDEX(NQC[NQC MW],MATCH(1,(NQC[Month]=Supply[[#This Row],[Month]])*(NQC[Unit Category]=Supply[[#This Row],[Unit Category]]),0))*INDEX(Profiles[],MATCH(1,(Profiles[Month]=Supply[[#This Row],[Month]])*(Profiles[Hour Ending]=Supply[[#This Row],[Hour Ending]]),0),MATCH(Supply[[#This Row],[Unit Category]],Profiles[#Headers],0))","v":475.34964016921572}]
[1,"Wind_Socal",14,{"$f":"INDEX(NQC[NQC MW],MATCH(1,(NQC[Month]=Supply[[#This Row],[Month]])*(NQC[Unit Category]=Supply[[#This Row],[Unit Category]]),0))*INDEX(Profiles[],MATCH(1,(Profiles[Month]=Supply[[#This Row],[Month]])*(Profiles[Hour Ending]=Supply[[#This Row],[Hour Ending]]),0),MATCH(Supply[[#This Row],[Unit Category]],Profiles[#Headers],0))","v":544.66504840342304}]
[1,"Wind_Socal",15,{"$f":"INDEX(NQC[NQC MW],MATCH(1,(NQC[Month]=Supply[[#This Row],[Month]])*(NQC[Unit Category]=Supply[[#This Row],[Unit Category]]),0))*INDEX(Profiles[],MATCH(1,(Profiles[Month]=Supply[[#This Row],[Month]])*(Profiles[Hour Ending]=Supply[[#This Row],[Hour Ending]]),0),MATCH(Supply[[#This Row],[Unit Category]],Profiles[#Headers],0))","v":542.36703789812532}]
[1,"Wind_Socal",16,{"$f":"INDEX(NQC[NQC MW],MATCH(1,(NQC[Month]=Supply[[#This Row],[Month]])*(NQC[Unit Category]=Supply[[#This Row],[Unit Category]]),0))*INDEX(Profiles[],MATCH(1,(Profiles[Month]=Supply[[#This Row],[Month]])*(Profiles[Hour Ending]=Supply[[#This Row],[Hour Ending]]),0),MATCH(Supply[[#This Row],[Unit Category]],Profiles[#Headers],0))","v":593.25735866603804}]
[1,"Wind_Socal",17,{"$f":"INDEX(NQC[NQC MW],MATCH(1,(NQC[Month]=Supply[[#This Row],[Month]])*(NQC[Unit Category]=Supply[[#This Row],[Unit Category]]),0))*INDEX(Profiles[],MATCH(1,(Profiles[Month]=Supply[[#This Row],[Month]])*(Profiles[Hour Ending]=Supply[[#This Row],[Hour Ending]]),0),MATCH(Supply[[#This Row],[Unit Category]],Profiles[#Headers],0))","v":520.98262928764439}]
[1,"Wind_Socal",18,{"$f":"INDEX(NQC[NQC MW],MATCH(1,(NQC[Month]=Supply[[#This Row],[Month]])*(NQC[Unit Category]=Supply[[#This Row],[Unit Category]]),0))*INDEX(Profiles[],MATCH(1,(Profiles[Month]=Supply[[#This Row],[Month]])*(Profiles[Hour Ending]=Supply[[#This Row],[Hour Ending]]),0),MATCH(Supply[[#This Row],[Unit Category]],Profiles[#Headers],0))","v":520.58390780075831}]
[1,"Wind_Socal",19,{"$f":"INDEX(NQC[NQC MW],MATCH(1,(NQC[Month]=Supply[[#This Row],[Month]])*(NQC[Unit Category]=Supply[[#This Row],[Unit Category]]),0))*INDEX(Profiles[],MATCH(1,(Profiles[Month]=Supply[[#This Row],[Month]])*(Profiles[Hour Ending]=Supply[[#This Row],[Hour Ending]]),0),MATCH(Supply[[#This Row],[Unit Category]],Profiles[#Headers],0))","v":488.23979093939829}]
[1,"Wind_Socal",20,{"$f":"INDEX(NQC[NQC MW],MATCH(1,(NQC[Month]=Supply[[#This Row],[Month]])*(NQC[Unit Category]=Supply[[#This Row],[Unit Category]]),0))*INDEX(Profiles[],MATCH(1,(Profiles[Month]=Supply[[#This Row],[Month]])*(Profiles[Hour Ending]=Supply[[#This Row],[Hour Ending]]),0),MATCH(Supply[[#This Row],[Unit Category]],Profiles[#Headers],0))","v":495.35843466279346}]
[1,"Wind_Socal",21,{"$f":"INDEX(NQC[NQC MW],MATCH(1,(NQC[Month]=Supply[[#This Row],[Month]])*(NQC[Unit Category]=Supply[[#This Row],[Unit Category]]),0))*INDEX(Profiles[],MATCH(1,(Profiles[Month]=Supply[[#This Row],[Month]])*(Profiles[Hour Ending]=Supply[[#This Row],[Hour Ending]]),0),MATCH(Supply[[#This Row],[Unit Category]],Profiles[#Headers],0))","v":476.0384264833138}]
[1,"Wind_Socal",22,{"$f":"INDEX(NQC[NQC MW],MATCH(1,(NQC[Month]=Supply[[#This Row],[Month]])*(NQC[Unit Category]=Supply[[#This Row],[Unit Category]]),0))*INDEX(Profiles[],MATCH(1,(Profiles[Month]=Supply[[#This Row],[Month]])*(Profiles[Hour Ending]=Supply[[#This Row],[Hour Ending]]),0),MATCH(Supply[[#This Row],[Unit Category]],Profiles[#Headers],0))","v":466.64219419491201}]
[1,"Wind_Socal",23,{"$f":"INDEX(NQC[NQC MW],MATCH(1,(NQC[Month]=Supply[[#This Row],[Month]])*(NQC[Unit Category]=Supply[[#This Row],[Unit Category]]),0))*INDEX(Profiles[],MATCH(1,(Profiles[Month]=Supply[[#This Row],[Month]])*(Profiles[Hour Ending]=Supply[[#This Row],[Hour Ending]]),0),MATCH(Supply[[#This Row],[Unit Category]],Profiles[#Headers],0))","v":485.14462436339272}]
[1,"Wind_Socal",24,{"$f":"INDEX(NQC[NQC MW],MATCH(1,(NQC[Month]=Supply[[#This Row],[Month]])*(NQC[Unit Category]=Supply[[#This Row],[Unit Category]]),0))*INDEX(Profiles[],MATCH(1,(Profiles[Month]=Supply[[#This Row],[Month]])*(Profiles[Hour Ending]=Supply[[#This Row],[Hour Ending]]),0),MATCH(Supply[[#This Row],[Unit Category]],Profiles[#Headers],0))","v":463.05270581410025}]
[2,"Biogas",1,{"$f":"INDEX(NQC[NQC MW],MATCH(1,(NQC[Month]=Supply[[#This Row],[Month]])*(NQC[Unit Category]=Supply[[#This Row],[Unit Category]]),0))*INDEX(Profiles[],MATCH(1,(Profiles[Month]=Supply[[#This Row],[Month]])*(Profiles[Hour Ending]=Supply[[#This Row],[Hour Ending]]),0),MATCH(Supply[[#This Row],[Unit Category]],Profiles[#Headers],0))","v":207.81871400000003}]
[2,"Biogas",2,{"$f":"INDEX(NQC[NQC MW],MATCH(1,(NQC[Month]=Supply[[#This Row],[Month]])*(NQC[Unit Category]=Supply[[#This Row],[Unit Category]]),0))*INDEX(Profiles[],MATCH(1,(Profiles[Month]=Supply[[#This Row],[Month]])*(Profiles[Hour Ending]=Supply[[#This Row],[Hour Ending]]),0),MATCH(Supply[[#This Row],[Unit Category]],Profiles[#Headers],0))","v":207.81871400000003}]
[2,"Biogas",3,{"$f":"INDEX(NQC[NQC MW],MATCH(1,(NQC[Month]=Supply[[#This Row],[Month]])*(NQC[Unit Category]=Supply[[#This Row],[Unit Category]]),0))*INDEX(Profiles[],MATCH(1,(Profiles[Month]=Supply[[#This Row],[Month]])*(Profiles[Hour Ending]=Supply[[#This Row],[Hour Ending]]),0),MATCH(Supply[[#This Row],[Unit Category]],Profiles[#Headers],0))","v":207.81871400000003}]
[2,"Biogas",4,{"$f":"INDEX(NQC[NQC MW],MATCH(1,(NQC[Month]=Supply[[#This Row],[Month]])*(NQC[Unit Category]=Supply[[#This Row],[Unit Category]]),0))*INDEX(Profiles[],MATCH(1,(Profiles[Month]=Supply[[#This Row],[Month]])*(Profiles[Hour Ending]=Supply[[#This Row],[Hour Ending]]),0),MATCH(Supply[[#This Row],[Unit Category]],Profiles[#Headers],0))","v":207.81871400000003}]
[2,"Biogas",5,{"$f":"INDEX(NQC[NQC MW],MATCH(1,(NQC[Month]=Supply[[#This Row],[Month]])*(NQC[Unit Category]=Supply[[#This Row],[Unit Category]]),0))*INDEX(Profiles[],MATCH(1,(Profiles[Month]=Supply[[#This Row],[Month]])*(Profiles[Hour Ending]=Supply[[#This Row],[Hour Ending]]),0),MATCH(Supply[[#This Row],[Unit Category]],Profiles[#Headers],0))","v":207.81871400000003}]
[2,"Biogas",6,{"$f":"INDEX(NQC[NQC MW],MATCH(1,(NQC[Month]=Supply[[#This Row],[Month]])*(NQC[Unit Category]=Supply[[#This Row],[Unit Category]]),0))*INDEX(Profiles[],MATCH(1,(Profiles[Month]=Supply[[#This Row],[Month]])*(Profiles[Hour Ending]=Supply[[#This Row],[Hour Ending]]),0),MATCH(Supply[[#This Row],[Unit Category]],Profiles[#Headers],0))","v":207.81871400000003}]
[2,"Biogas",7,{"$f":"INDEX(NQC[NQC MW],MATCH(1,(NQC[Month]=Supply[[#This Row],[Month]])*(NQC[Unit Category]=Supply[[#This Row],[Unit Category]]),0))*INDEX(Profiles[],MATCH(1,(Profiles[Month]=Supply[[#This Row],[Month]])*(Profiles[Hour Ending]=Supply[[#This Row],[Hour Ending]]),0),MATCH(Supply[[#This Row],[Unit Category]],Profiles[#Headers],0))","v":207.81871400000003}]
[2,"Biogas",8,{"$f":"INDEX(NQC[NQC MW],MATCH(1,(NQC[Month]=Supply[[#This Row],[Month]])*(NQC[Unit Category]=Supply[[#This Row],[Unit Category]]),0))*INDEX(Profiles[],MATCH(1,(Profiles[Month]=Supply[[#This Row],[Month]])*(Profiles[Hour Ending]=Supply[[#This Row],[Hour Ending]]),0),MATCH(Supply[[#This Row],[Unit Category]],Profiles[#Headers],0))","v":207.81871400000003}]
[2,"Biogas",9,{"$f":"INDEX(NQC[NQC MW],MATCH(1,(NQC[Month]=Supply[[#This Row],[Month]])*(NQC[Unit Category]=Supply[[#This Row],[Unit Category]]),0))*INDEX(Profiles[],MATCH(1,(Profiles[Month]=Supply[[#This Row],[Month]])*(Profiles[Hour Ending]=Supply[[#This Row],[Hour Ending]]),0),MATCH(Supply[[#This Row],[Unit Category]],Profiles[#Headers],0))","v":207.81871400000003}]
[2,"Biogas",10,{"$f":"INDEX(NQC[NQC MW],MATCH(1,(NQC[Month]=Supply[[#This Row],[Month]])*(NQC[Unit Category]=Supply[[#This Row],[Unit Category]]),0))*INDEX(Profiles[],MATCH(1,(Profiles[Month]=Supply[[#This Row],[Month]])*(Profiles[Hour Ending]=Supply[[#This Row],[Hour Ending]]),0),MATCH(Supply[[#This Row],[Unit Category]],Profiles[#Headers],0))","v":207.81871400000003}]
[2,"Biogas",11,{"$f":"INDEX(NQC[NQC MW],MATCH(1,(NQC[Month]=Supply[[#This Row],[Month]])*(NQC[Unit Category]=Supply[[#This Row],[Unit Category]]),0))*INDEX(Profiles[],MATCH(1,(Profiles[Month]=Supply[[#This Row],[Month]])*(Profiles[Hour Ending]=Supply[[#This Row],[Hour Ending]]),0),MATCH(Supply[[#This Row],[Unit Category]],Profiles[#Headers],0))","v":207.81871400000003}]
[2,"Biogas",12,{"$f":"INDEX(NQC[NQC MW],MATCH(1,(NQC[Month]=Supply[[#This Row],[Month]])*(NQC[Unit Category]=Supply[[#This Row],[Unit Category]]),0))*INDEX(Profiles[],MATCH(1,(Profiles[Month]=Supply[[#This Row],[Month]])*(Profiles[Hour Ending]=Supply[[#This Row],[Hour Ending]]),0),MATCH(Supply[[#This Row],[Unit Category]],Profiles[#Headers],0))","v":207.81871400000003}]
[2,"Biogas",13,{"$f":"INDEX(NQC[NQC MW],MATCH(1,(NQC[Month]=Supply[[#This Row],[Month]])*(NQC[Unit Category]=Supply[[#This Row],[Unit Category]]),0))*INDEX(Profiles[],MATCH(1,(Profiles[Month]=Supply[[#This Row],[Month]])*(Profiles[Hour Ending]=Supply[[#This Row],[Hour Ending]]),0),MATCH(Supply[[#This Row],[Unit Category]],Profiles[#Headers],0))","v":207.81871400000003}]
[2,"Biogas",14,{"$f":"INDEX(NQC[NQC MW],MATCH(1,(NQC[Month]=Supply[[#This Row],[Month]])*(NQC[Unit Category]=Supply[[#This Row],[Unit Category]]),0))*INDEX(Profiles[],MATCH(1,(Profiles[Month]=Supply[[#This Row],[Month]])*(Profiles[Hour Ending]=Supply[[#This Row],[Hour Ending]]),0),MATCH(Supply[[#This Row],[Unit Category]],Profiles[#Headers],0))","v":207.81871400000003}]
[2,"Biogas",15,{"$f":"INDEX(NQC[NQC MW],MATCH(1,(NQC[Month]=Supply[[#This Row],[Month]])*(NQC[Unit Category]=Supply[[#This Row],[Unit Category]]),0))*INDEX(Profiles[],MATCH(1,(Profiles[Month]=Supply[[#This Row],[Month]])*(Profiles[Hour Ending]=Supply[[#This Row],[Hour Ending]]),0),MATCH(Supply[[#This Row],[Unit Category]],Profiles[#Headers],0))","v":207.81871400000003}]
[2,"Biogas",16,{"$f":"INDEX(NQC[NQC MW],MATCH(1,(NQC[Month]=Supply[[#This Row],[Month]])*(NQC[Unit Category]=Supply[[#This Row],[Unit Category]]),0))*INDEX(Profiles[],MATCH(1,(Profiles[Month]=Supply[[#This Row],[Month]])*(Profiles[Hour Ending]=Supply[[#This Row],[Hour Ending]]),0),MATCH(Supply[[#This Row],[Unit Category]],Profiles[#Headers],0))","v":207.81871400000003}]
[2,"Biogas",17,{"$f":"INDEX(NQC[NQC MW],MATCH(1,(NQC[Month]=Supply[[#This Row],[Month]])*(NQC[Unit Category]=Supply[[#This Row],[Unit Category]]),0))*INDEX(Profiles[],MATCH(1,(Profiles[Month]=Supply[[#This Row],[Month]])*(Profiles[Hour Ending]=Supply[[#This Row],[Hour Ending]]),0),MATCH(Supply[[#This Row],[Unit Category]],Profiles[#Headers],0))","v":207.81871400000003}]
[2,"Biogas",18,{"$f":"INDEX(NQC[NQC MW],MATCH(1,(NQC[Month]=Supply[[#This Row],[Month]])*(NQC[Unit Category]=Supply[[#This Row],[Unit Category]]),0))*INDEX(Profiles[],MATCH(1,(Profiles[Month]=Supply[[#This Row],[Month]])*(Profiles[Hour Ending]=Supply[[#This Row],[Hour Ending]]),0),MATCH(Supply[[#This Row],[Unit Category]],Profiles[#Headers],0))","v":207.81871400000003}]
[2,"Biogas",19,{"$f":"INDEX(NQC[NQC MW],MATCH(1,(NQC[Month]=Supply[[#This Row],[Month]])*(NQC[Unit Category]=Supply[[#This Row],[Unit Category]]),0))*INDEX(Profiles[],MATCH(1,(Profiles[Month]=Supply[[#This Row],[Month]])*(Profiles[Hour Ending]=Supply[[#This Row],[Hour Ending]]),0),MATCH(Supply[[#This Row],[Unit Category]],Profiles[#Headers],0))","v":207.81871400000003}]
[2,"Biogas",20,{"$f":"INDEX(NQC[NQC MW],MATCH(1,(NQC[Month]=Supply[[#This Row],[Month]])*(NQC[Unit Category]=Supply[[#This Row],[Unit Category]]),0))*INDEX(Profiles[],MATCH(1,(Profiles[Month]=Supply[[#This Row],[Month]])*(Profiles[Hour Ending]=Supply[[#This Row],[Hour Ending]]),0),MATCH(Supply[[#This Row],[Unit Category]],Profiles[#Headers],0))","v":207.81871400000003}]
[2,"Biogas",21,{"$f":"INDEX(NQC[NQC MW],MATCH(1,(NQC[Month]=Supply[[#This Row],[Month]])*(NQC[Unit Category]=Supply[[#This Row],[Unit Category]]),0))*INDEX(Profiles[],MATCH(1,(Profiles[Month]=Supply[[#This Row],[Month]])*(Profiles[Hour Ending]=Supply[[#This Row],[Hour Ending]]),0),MATCH(Supply[[#This Row],[Unit Category]],Profiles[#Headers],0))","v":207.81871400000003}]
[2,"Biogas",22,{"$f":"INDEX(NQC[NQC MW],MATCH(1,(NQC[Month]=Supply[[#This Row],[Month]])*(NQC[Unit Category]=Supply[[#This Row],[Unit Category]]),0))*INDEX(Profiles[],MATCH(1,(Profiles[Month]=Supply[[#This Row],[Month]])*(Profiles[Hour Ending]=Supply[[#This Row],[Hour Ending]]),0),MATCH(Supply[[#This Row],[Unit Category]],Profiles[#Headers],0))","v":207.81871400000003}]
[2,"Biogas",23,{"$f":"INDEX(NQC[NQC MW],MATCH(1,(NQC[Month]=Supply[[#This Row],[Month]])*(NQC[Unit Category]=Supply[[#This Row],[Unit Category]]),0))*INDEX(Profiles[],MATCH(1,(Profiles[Month]=Supply[[#This Row],[Month]])*(Profiles[Hour Ending]=Supply[[#This Row],[Hour Ending]]),0),MATCH(Supply[[#This Row],[Unit Category]],Profiles[#Headers],0))","v":207.81871400000003}]
[2,"Biogas",24,{"$f":"INDEX(NQC[NQC MW],MATCH(1,(NQC[Month]=Supply[[#This Row],[Month]])*(NQC[Unit Category]=Supply[[#This Row],[Unit Category]]),0))*INDEX(Profiles[],MATCH(1,(Profiles[Month]=Supply[[#This Row],[Month]])*(Profiles[Hour Ending]=Supply[[#This Row],[Hour Ending]]),0),MATCH(Supply[[#This Row],[Unit Category]],Profiles[#Headers],0))","v":207.81871400000003}]
[2,"Biomass/Wood",1,{"$f":"INDEX(NQC[NQC MW],MATCH(1,(NQC[Month]=Supply[[#This Row],[Month]])*(NQC[Unit Category]=Supply[[#This Row],[Unit Category]]),0))*INDEX(Profiles[],MATCH(1,(Profiles[Month]=Supply[[#This Row],[Month]])*(Profiles[Hour Ending]=Supply[[#This Row],[Hour Ending]]),0),MATCH(Supply[[#This Row],[Unit Category]],Profiles[#Headers],0))","v":397.78673600000008}]
[2,"Biomass/Wood",2,{"$f":"INDEX(NQC[NQC MW],MATCH(1,(NQC[Month]=Supply[[#This Row],[Month]])*(NQC[Unit Category]=Supply[[#This Row],[Unit Category]]),0))*INDEX(Profiles[],MATCH(1,(Profiles[Month]=Supply[[#This Row],[Month]])*(Profiles[Hour Ending]=Supply[[#This Row],[Hour Ending]]),0),MATCH(Supply[[#This Row],[Unit Category]],Profiles[#Headers],0))","v":397.78673600000008}]
[2,"Biomass/Wood",3,{"$f":"INDEX(NQC[NQC MW],MATCH(1,(NQC[Month]=Supply[[#This Row],[Month]])*(NQC[Unit Category]=Supply[[#This Row],[Unit Category]]),0))*INDEX(Profiles[],MATCH(1,(Profiles[Month]=Supply[[#This Row],[Month]])*(Profiles[Hour Ending]=Supply[[#This Row],[Hour Ending]]),0),MATCH(Supply[[#This Row],[Unit Category]],Profiles[#Headers],0))","v":397.78673600000008}]
[2,"Biomass/Wood",4,{"$f":"INDEX(NQC[NQC MW],MATCH(1,(NQC[Month]=Supply[[#This Row],[Month]])*(NQC[Unit Category]=Supply[[#This Row],[Unit Category]]),0))*INDEX(Profiles[],MATCH(1,(Profiles[Month]=Supply[[#This Row],[Month]])*(Profiles[Hour Ending]=Supply[[#This Row],[Hour Ending]]),0),MATCH(Supply[[#This Row],[Unit Category]],Profiles[#Headers],0))","v":397.78673600000008}]
[2,"Biomass/Wood",5,{"$f":"INDEX(NQC[NQC MW],MATCH(1,(NQC[Month]=Supply[[#This Row],[Month]])*(NQC[Unit Category]=Supply[[#This Row],[Unit Category]]),0))*INDEX(Profiles[],MATCH(1,(Profiles[Month]=Supply[[#This Row],[Month]])*(Profiles[Hour Ending]=Supply[[#This Row],[Hour Ending]]),0),MATCH(Supply[[#This Row],[Unit Category]],Profiles[#Headers],0))","v":397.78673600000008}]
[2,"Biomass/Wood",6,{"$f":"INDEX(NQC[NQC MW],MATCH(1,(NQC[Month]=Supply[[#This Row],[Month]])*(NQC[Unit Category]=Supply[[#This Row],[Unit Category]]),0))*INDEX(Profiles[],MATCH(1,(Profiles[Month]=Supply[[#This Row],[Month]])*(Profiles[Hour Ending]=Supply[[#This Row],[Hour Ending]]),0),MATCH(Supply[[#This Row],[Unit Category]],Profiles[#Headers],0))","v":397.78673600000008}]
[2,"Biomass/Wood",7,{"$f":"INDEX(NQC[NQC MW],MATCH(1,(NQC[Month]=Supply[[#This Row],[Month]])*(NQC[Unit Category]=Supply[[#This Row],[Unit Category]]),0))*INDEX(Profiles[],MATCH(1,(Profiles[Month]=Supply[[#This Row],[Month]])*(Profiles[Hour Ending]=Supply[[#This Row],[Hour Ending]]),0),MATCH(Supply[[#This Row],[Unit Category]],Profiles[#Headers],0))","v":397.78673600000008}]
[2,"Biomass/Wood",8,{"$f":"INDEX(NQC[NQC MW],MATCH(1,(NQC[Month]=Supply[[#This Row],[Month]])*(NQC[Unit Category]=Supply[[#This Row],[Unit Category]]),0))*INDEX(Profiles[],MATCH(1,(Profiles[Month]=Supply[[#This Row],[Month]])*(Profiles[Hour Ending]=Supply[[#This Row],[Hour Ending]]),0),MATCH(Supply[[#This Row],[Unit Category]],Profiles[#Headers],0))","v":397.78673600000008}]
[2,"Biomass/Wood",9,{"$f":"INDEX(NQC[NQC MW],MATCH(1,(NQC[Month]=Supply[[#This Row],[Month]])*(NQC[Unit Category]=Supply[[#This Row],[Unit Category]]),0))*INDEX(Profiles[],MATCH(1,(Profiles[Month]=Supply[[#This Row],[Month]])*(Profiles[Hour Ending]=Supply[[#This Row],[Hour Ending]]),0),MATCH(Supply[[#This Row],[Unit Category]],Profiles[#Headers],0))","v":397.78673600000008}]
[2,"Biomass/Wood",10,{"$f":"INDEX(NQC[NQC MW],MATCH(1,(NQC[Month]=Supply[[#This Row],[Month]])*(NQC[Unit Category]=Supply[[#This Row],[Unit Category]]),0))*INDEX(Profiles[],MATCH(1,(Profiles[Month]=Supply[[#This Row],[Month]])*(Profiles[Hour Ending]=Supply[[#This Row],[Hour Ending]]),0),MATCH(Supply[[#This Row],[Unit Category]],Profiles[#Headers],0))","v":397.78673600000008}]
[2,"Biomass/Wood",11,{"$f":"INDEX(NQC[NQC MW],MATCH(1,(NQC[Month]=Supply[[#This Row],[Month]])*(NQC[Unit Category]=Supply[[#This Row],[Unit Category]]),0))*INDEX(Profiles[],MATCH(1,(Profiles[Month]=Supply[[#This Row],[Month]])*(Profiles[Hour Ending]=Supply[[#This Row],[Hour Ending]]),0),MATCH(Supply[[#This Row],[Unit Category]],Profiles[#Headers],0))","v":397.78673600000008}]
[2,"Biomass/Wood",12,{"$f":"INDEX(NQC[NQC MW],MATCH(1,(NQC[Month]=Supply[[#This Row],[Month]])*(NQC[Unit Category]=Supply[[#This Row],[Unit Category]]),0))*INDEX(Profiles[],MATCH(1,(Profiles[Month]=Supply[[#This Row],[Month]])*(Profiles[Hour Ending]=Supply[[#This Row],[Hour Ending]]),0),MATCH(Supply[[#This Row],[Unit Category]],Profiles[#Headers],0))","v":397.78673600000008}]
[2,"Biomass/Wood",13,{"$f":"INDEX(NQC[NQC MW],MATCH(1,(NQC[Month]=Supply[[#This Row],[Month]])*(NQC[Unit Category]=Supply[[#This Row],[Unit Category]]),0))*INDEX(Profiles[],MATCH(1,(Profiles[Month]=Supply[[#This Row],[Month]])*(Profiles[Hour Ending]=Supply[[#This Row],[Hour Ending]]),0),MATCH(Supply[[#This Row],[Unit Category]],Profiles[#Headers],0))","v":397.78673600000008}]
[2,"Biomass/Wood",14,{"$f":"INDEX(NQC[NQC MW],MATCH(1,(NQC[Month]=Supply[[#This Row],[Month]])*(NQC[Unit Category]=Supply[[#This Row],[Unit Category]]),0))*INDEX(Profiles[],MATCH(1,(Profiles[Month]=Supply[[#This Row],[Month]])*(Profiles[Hour Ending]=Supply[[#This Row],[Hour Ending]]),0),MATCH(Supply[[#This Row],[Unit Category]],Profiles[#Headers],0))","v":397.78673600000008}]
[2,"Biomass/Wood",15,{"$f":"INDEX(NQC[NQC MW],MATCH(1,(NQC[Month]=Supply[[#This Row],[Month]])*(NQC[Unit Category]=Supply[[#This Row],[Unit Category]]),0))*INDEX(Profiles[],MATCH(1,(Profiles[Month]=Supply[[#This Row],[Month]])*(Profiles[Hour Ending]=Supply[[#This Row],[Hour Ending]]),0),MATCH(Supply[[#This Row],[Unit Category]],Profiles[#Headers],0))","v":397.78673600000008}]
[2,"Biomass/Wood",16,{"$f":"INDEX(NQC[NQC MW],MATCH(1,(NQC[Month]=Supply[[#This Row],[Month]])*(NQC[Unit Category]=Supply[[#This Row],[Unit Category]]),0))*INDEX(Profiles[],MATCH(1,(Profiles[Month]=Supply[[#This Row],[Month]])*(Profiles[Hour Ending]=Supply[[#This Row],[Hour Ending]]),0),MATCH(Supply[[#This Row],[Unit Category]],Profiles[#Headers],0))","v":397.78673600000008}]
[2,"Biomass/Wood",17,{"$f":"INDEX(NQC[NQC MW],MATCH(1,(NQC[Month]=Supply[[#This Row],[Month]])*(NQC[Unit Category]=Supply[[#This Row],[Unit Category]]),0))*INDEX(Profiles[],MATCH(1,(Profiles[Month]=Supply[[#This Row],[Month]])*(Profiles[Hour Ending]=Supply[[#This Row],[Hour Ending]]),0),MATCH(Supply[[#This Row],[Unit Category]],Profiles[#Headers],0))","v":397.78673600000008}]
[2,"Biomass/Wood",18,{"$f":"INDEX(NQC[NQC MW],MATCH(1,(NQC[Month]=Supply[[#This Row],[Month]])*(NQC[Unit Category]=Supply[[#This Row],[Unit Category]]),0))*INDEX(Profiles[],MATCH(1,(Profiles[Month]=Supply[[#This Row],[Month]])*(Profiles[Hour Ending]=Supply[[#This Row],[Hour Ending]]),0),MATCH(Supply[[#This Row],[Unit Category]],Profiles[#Headers],0))","v":397.78673600000008}]
[2,"Biomass/Wood",19,{"$f":"INDEX(NQC[NQC MW],MATCH(1,(NQC[Month]=Supply[[#This Row],[Month]])*(NQC[Unit Category]=Supply[[#This Row],[Unit Category]]),0))*INDEX(Profiles[],MATCH(1,(Profiles[Month]=Supply[[#This Row],[Month]])*(Profiles[Hour Ending]=Supply[[#This Row],[Hour Ending]]),0),MATCH(Supply[[#This Row],[Unit Category]],Profiles[#Headers],0))","v":397.78673600000008}]
[2,"Biomass/Wood",20,{"$f":"INDEX(NQC[NQC MW],MATCH(1,(NQC[Month]=Supply[[#This Row],[Month]])*(NQC[Unit Category]=Supply[[#This Row],[Unit Category]]),0))*INDEX(Profiles[],MATCH(1,(Profiles[Month]=Supply[[#This Row],[Month]])*(Profiles[Hour Ending]=Supply[[#This Row],[Hour Ending]]),0),MATCH(Supply[[#This Row],[Unit Category]],Profiles[#Headers],0))","v":397.78673600000008}]
[2,"Biomass/Wood",21,{"$f":"INDEX(NQC[NQC MW],MATCH(1,(NQC[Month]=Supply[[#This Row],[Month]])*(NQC[Unit Category]=Supply[[#This Row],[Unit Category]]),0))*INDEX(Profiles[],MATCH(1,(Profiles[Month]=Supply[[#This Row],[Month]])*(Profiles[Hour Ending]=Supply[[#This Row],[Hour Ending]]),0),MATCH(Supply[[#This Row],[Unit Category]],Profiles[#Headers],0))","v":397.78673600000008}]
[2,"Biomass/Wood",22,{"$f":"INDEX(NQC[NQC MW],MATCH(1,(NQC[Month]=Supply[[#This Row],[Month]])*(NQC[Unit Category]=Supply[[#This Row],[Unit Category]]),0))*INDEX(Profiles[],MATCH(1,(Profiles[Month]=Supply[[#This Row],[Month]])*(Profiles[Hour Ending]=Supply[[#This Row],[Hour Ending]]),0),MATCH(Supply[[#This Row],[Unit Category]],Profiles[#Headers],0))","v":397.78673600000008}]
[2,"Biomass/Wood",23,{"$f":"INDEX(NQC[NQC MW],MATCH(1,(NQC[Month]=Supply[[#This Row],[Month]])*(NQC[Unit Category]=Supply[[#This Row],[Unit Category]]),0))*INDEX(Profiles[],MATCH(1,(Profiles[Month]=Supply[[#This Row],[Month]])*(Profiles[Hour Ending]=Supply[[#This Row],[Hour Ending]]),0),MATCH(Supply[[#This Row],[Unit Category]],Profiles[#Headers],0))","v":397.78673600000008}]
[2,"Biomass/Wood",24,{"$f":"INDEX(NQC[NQC MW],MATCH(1,(NQC[Month]=Supply[[#This Row],[Month]])*(NQC[Unit Category]=Supply[[#This Row],[Unit Category]]),0))*INDEX(Profiles[],MATCH(1,(Profiles[Month]=Supply[[#This Row],[Month]])*(Profiles[Hour Ending]=Supply[[#This Row],[Hour Ending]]),0),MATCH(Supply[[#This Row],[Unit Category]],Profiles[#Headers],0))","v":397.78673600000008}]
[2,"CC",1,{"$f":"INDEX(NQC[NQC MW],MATCH(1,(NQC[Month]=Supply[[#This Row],[Month]])*(NQC[Unit Category]=Supply[[#This Row],[Unit Category]]),0))*INDEX(Profiles[],MATCH(1,(Profiles[Month]=Supply[[#This Row],[Month]])*(Profiles[Hour Ending]=Supply[[#This Row],[Hour Ending]]),0),MATCH(Supply[[#This Row],[Unit Category]],Profiles[#Headers],0))","v":17257.400000000001}]
[2,"CC",2,{"$f":"INDEX(NQC[NQC MW],MATCH(1,(NQC[Month]=Supply[[#This Row],[Month]])*(NQC[Unit Category]=Supply[[#This Row],[Unit Category]]),0))*INDEX(Profiles[],MATCH(1,(Profiles[Month]=Supply[[#This Row],[Month]])*(Profiles[Hour Ending]=Supply[[#This Row],[Hour Ending]]),0),MATCH(Supply[[#This Row],[Unit Category]],Profiles[#Headers],0))","v":17257.400000000001}]
[2,"CC",3,{"$f":"INDEX(NQC[NQC MW],MATCH(1,(NQC[Month]=Supply[[#This Row],[Month]])*(NQC[Unit Category]=Supply[[#This Row],[Unit Category]]),0))*INDEX(Profiles[],MATCH(1,(Profiles[Month]=Supply[[#This Row],[Month]])*(Profiles[Hour Ending]=Supply[[#This Row],[Hour Ending]]),0),MATCH(Supply[[#This Row],[Unit Category]],Profiles[#Headers],0))","v":17257.400000000001}]
[2,"CC",4,{"$f":"INDEX(NQC[NQC MW],MATCH(1,(NQC[Month]=Supply[[#This Row],[Month]])*(NQC[Unit Category]=Supply[[#This Row],[Unit Category]]),0))*INDEX(Profiles[],MATCH(1,(Profiles[Month]=Supply[[#This Row],[Month]])*(Profiles[Hour Ending]=Supply[[#This Row],[Hour Ending]]),0),MATCH(Supply[[#This Row],[Unit Category]],Profiles[#Headers],0))","v":17257.400000000001}]
[2,"CC",5,{"$f":"INDEX(NQC[NQC MW],MATCH(1,(NQC[Month]=Supply[[#This Row],[Month]])*(NQC[Unit Category]=Supply[[#This Row],[Unit Category]]),0))*INDEX(Profiles[],MATCH(1,(Profiles[Month]=Supply[[#This Row],[Month]])*(Profiles[Hour Ending]=Supply[[#This Row],[Hour Ending]]),0),MATCH(Supply[[#This Row],[Unit Category]],Profiles[#Headers],0))","v":17257.400000000001}]
[2,"CC",6,{"$f":"INDEX(NQC[NQC MW],MATCH(1,(NQC[Month]=Supply[[#This Row],[Month]])*(NQC[Unit Category]=Supply[[#This Row],[Unit Category]]),0))*INDEX(Profiles[],MATCH(1,(Profiles[Month]=Supply[[#This Row],[Month]])*(Profiles[Hour Ending]=Supply[[#This Row],[Hour Ending]]),0),MATCH(Supply[[#This Row],[Unit Category]],Profiles[#Headers],0))","v":17257.400000000001}]
[2,"CC",7,{"$f":"INDEX(NQC[NQC MW],MATCH(1,(NQC[Month]=Supply[[#This Row],[Month]])*(NQC[Unit Category]=Supply[[#This Row],[Unit Category]]),0))*INDEX(Profiles[],MATCH(1,(Profiles[Month]=Supply[[#This Row],[Month]])*(Profiles[Hour Ending]=Supply[[#This Row],[Hour Ending]]),0),MATCH(Supply[[#This Row],[Unit Category]],Profiles[#Headers],0))","v":17257.400000000001}]
[2,"CC",8,{"$f":"INDEX(NQC[NQC MW],MATCH(1,(NQC[Month]=Supply[[#This Row],[Month]])*(NQC[Unit Category]=Supply[[#This Row],[Unit Category]]),0))*INDEX(Profiles[],MATCH(1,(Profiles[Month]=Supply[[#This Row],[Month]])*(Profiles[Hour Ending]=Supply[[#This Row],[Hour Ending]]),0),MATCH(Supply[[#This Row],[Unit Category]],Profiles[#Headers],0))","v":17257.400000000001}]
[2,"CC",9,{"$f":"INDEX(NQC[NQC MW],MATCH(1,(NQC[Month]=Supply[[#This Row],[Month]])*(NQC[Unit Category]=Supply[[#This Row],[Unit Category]]),0))*INDEX(Profiles[],MATCH(1,(Profiles[Month]=Supply[[#This Row],[Month]])*(Profiles[Hour Ending]=Supply[[#This Row],[Hour Ending]]),0),MATCH(Supply[[#This Row],[Unit Category]],Profiles[#Headers],0))","v":17257.400000000001}]
[2,"CC",10,{"$f":"INDEX(NQC[NQC MW],MATCH(1,(NQC[Month]=Supply[[#This Row],[Month]])*(NQC[Unit Category]=Supply[[#This Row],[Unit Category]]),0))*INDEX(Profiles[],MATCH(1,(Profiles[Month]=Supply[[#This Row],[Month]])*(Profiles[Hour Ending]=Supply[[#This Row],[Hour Ending]]),0),MATCH(Supply[[#This Row],[Unit Category]],Profiles[#Headers],0))","v":17257.400000000001}]
[2,"CC",11,{"$f":"INDEX(NQC[NQC MW],MATCH(1,(NQC[Month]=Supply[[#This Row],[Month]])*(NQC[Unit Category]=Supply[[#This Row],[Unit Category]]),0))*INDEX(Profiles[],MATCH(1,(Profiles[Month]=Supply[[#This Row],[Month]])*(Profiles[Hour Ending]=Supply[[#This Row],[Hour Ending]]),0),MATCH(Supply[[#This Row],[Unit Category]],Profiles[#Headers],0))","v":17257.400000000001}]
[2,"CC",12,{"$f":"INDEX(NQC[NQC MW],MATCH(1,(NQC[Month]=Supply[[#This Row],[Month]])*(NQC[Unit Category]=Supply[[#This Row],[Unit Category]]),0))*INDEX(Profiles[],MATCH(1,(Profiles[Month]=Supply[[#This Row],[Month]])*(Profiles[Hour Ending]=Supply[[#This Row],[Hour Ending]]),0),MATCH(Supply[[#This Row],[Unit Category]],Profiles[#Headers],0))","v":17257.400000000001}]
[2,"CC",13,{"$f":"INDEX(NQC[NQC MW],MATCH(1,(NQC[Month]=Supply[[#This Row],[Month]])*(NQC[Unit Category]=Supply[[#This Row],[Unit Category]]),0))*INDEX(Profiles[],MATCH(1,(Profiles[Month]=Supply[[#This Row],[Month]])*(Profiles[Hour Ending]=Supply[[#This Row],[Hour Ending]]),0),MATCH(Supply[[#This Row],[Unit Category]],Profiles[#Headers],0))","v":17257.400000000001}]
[2,"CC",14,{"$f":"INDEX(NQC[NQC MW],MATCH(1,(NQC[Month]=Supply[[#This Row],[Month]])*(NQC[Unit Category]=Supply[[#This Row],[Unit Category]]),0))*INDEX(Profiles[],MATCH(1,(Profiles[Month]=Supply[[#This Row],[Month]])*(Profiles[Hour Ending]=Supply[[#This Row],[Hour Ending]]),0),MATCH(Supply[[#This Row],[Unit Category]],Profiles[#Headers],0))","v":17257.400000000001}]
[2,"CC",15,{"$f":"INDEX(NQC[NQC MW],MATCH(1,(NQC[Month]=Supply[[#This Row],[Month]])*(NQC[Unit Category]=Supply[[#This Row],[Unit Category]]),0))*INDEX(Profiles[],MATCH(1,(Profiles[Month]=Supply[[#This Row],[Month]])*(Profiles[Hour Ending]=Supply[[#This Row],[Hour Ending]]),0),MATCH(Supply[[#This Row],[Unit Category]],Profiles[#Headers],0))","v":17257.400000000001}]
[2,"CC",16,{"$f":"INDEX(NQC[NQC MW],MATCH(1,(NQC[Month]=Supply[[#This Row],[Month]])*(NQC[Unit Category]=Supply[[#This Row],[Unit Category]]),0))*INDEX(Profiles[],MATCH(1,(Profiles[Month]=Supply[[#This Row],[Month]])*(Profiles[Hour Ending]=Supply[[#This Row],[Hour Ending]]),0),MATCH(Supply[[#This Row],[Unit Category]],Profiles[#Headers],0))","v":17257.400000000001}]
[2,"CC",17,{"$f":"INDEX(NQC[NQC MW],MATCH(1,(NQC[Month]=Supply[[#This Row],[Month]])*(NQC[Unit Category]=Supply[[#This Row],[Unit Category]]),0))*INDEX(Profiles[],MATCH(1,(Profiles[Month]=Supply[[#This Row],[Month]])*(Profiles[Hour Ending]=Supply[[#This Row],[Hour Ending]]),0),MATCH(Supply[[#This Row],[Unit Category]],Profiles[#Headers],0))","v":17257.400000000001}]
[2,"CC",18,{"$f":"INDEX(NQC[NQC MW],MATCH(1,(NQC[Month]=Supply[[#This Row],[Month]])*(NQC[Unit Category]=Supply[[#This Row],[Unit Category]]),0))*INDEX(Profiles[],MATCH(1,(Profiles[Month]=Supply[[#This Row],[Month]])*(Profiles[Hour Ending]=Supply[[#This Row],[Hour Ending]]),0),MATCH(Supply[[#This Row],[Unit Category]],Profiles[#Headers],0))","v":17257.400000000001}]
[2,"CC",19,{"$f":"INDEX(NQC[NQC MW],MATCH(1,(NQC[Month]=Supply[[#This Row],[Month]])*(NQC[Unit Category]=Supply[[#This Row],[Unit Category]]),0))*INDEX(Profiles[],MATCH(1,(Profiles[Month]=Supply[[#This Row],[Month]])*(Profiles[Hour Ending]=Supply[[#This Row],[Hour Ending]]),0),MATCH(Supply[[#This Row],[Unit Category]],Profiles[#Headers],0))","v":17257.400000000001}]
[2,"CC",20,{"$f":"INDEX(NQC[NQC MW],MATCH(1,(NQC[Month]=Supply[[#This Row],[Month]])*(NQC[Unit Category]=Supply[[#This Row],[Unit Category]]),0))*INDEX(Profiles[],MATCH(1,(Profiles[Month]=Supply[[#This Row],[Month]])*(Profiles[Hour Ending]=Supply[[#This Row],[Hour Ending]]),0),MATCH(Supply[[#This Row],[Unit Category]],Profiles[#Headers],0))","v":17257.400000000001}]
[2,"CC",21,{"$f":"INDEX(NQC[NQC MW],MATCH(1,(NQC[Month]=Supply[[#This Row],[Month]])*(NQC[Unit Category]=Supply[[#This Row],[Unit Category]]),0))*INDEX(Profiles[],MATCH(1,(Profiles[Month]=Supply[[#This Row],[Month]])*(Profiles[Hour Ending]=Supply[[#This Row],[Hour Ending]]),0),MATCH(Supply[[#This Row],[Unit Category]],Profiles[#Headers],0))","v":17257.400000000001}]
[2,"CC",22,{"$f":"INDEX(NQC[NQC MW],MATCH(1,(NQC[Month]=Supply[[#This Row],[Month]])*(NQC[Unit Category]=Supply[[#This Row],[Unit Category]]),0))*INDEX(Profiles[],MATCH(1,(Profiles[Month]=Supply[[#This Row],[Month]])*(Profiles[Hour Ending]=Supply[[#This Row],[Hour Ending]]),0),MATCH(Supply[[#This Row],[Unit Category]],Profiles[#Headers],0))","v":17257.400000000001}]
[2,"CC",23,{"$f":"INDEX(NQC[NQC MW],MATCH(1,(NQC[Month]=Supply[[#This Row],[Month]])*(NQC[Unit Category]=Supply[[#This Row],[Unit Category]]),0))*INDEX(Profiles[],MATCH(1,(Profiles[Month]=Supply[[#This Row],[Month]])*(Profiles[Hour Ending]=Supply[[#This Row],[Hour Ending]]),0),MATCH(Supply[[#This Row],[Unit Category]],Profiles[#Headers],0))","v":17257.400000000001}]
[2,"CC",24,{"$f":"INDEX(NQC[NQC MW],MATCH(1,(NQC[Month]=Supply[[#This Row],[Month]])*(NQC[Unit Category]=Supply[[#This Row],[Unit Category]]),0))*INDEX(Profiles[],MATCH(1,(Profiles[Month]=Supply[[#This Row],[Month]])*(Profiles[Hour Ending]=Supply[[#This Row],[Hour Ending]]),0),MATCH(Supply[[#This Row],[Unit Category]],Profiles[#Headers],0))","v":17257.400000000001}]
[2,"Coal",1,{"$f":"INDEX(NQC[NQC MW],MATCH(1,(NQC[Month]=Supply[[#This Row],[Month]])*(NQC[Unit Category]=Supply[[#This Row],[Unit Category]]),0))*INDEX(Profiles[],MATCH(1,(Profiles[Month]=Supply[[#This Row],[Month]])*(Profiles[Hour Ending]=Supply[[#This Row],[Hour Ending]]),0),MATCH(Supply[[#This Row],[Unit Category]],Profiles[#Headers],0))","v":0}]
[2,"Coal",2,{"$f":"INDEX(NQC[NQC MW],MATCH(1,(NQC[Month]=Supply[[#This Row],[Month]])*(NQC[Unit Category]=Supply[[#This Row],[Unit Category]]),0))*INDEX(Profiles[],MATCH(1,(Profiles[Month]=Supply[[#This Row],[Month]])*(Profiles[Hour Ending]=Supply[[#This Row],[Hour Ending]]),0),MATCH(Supply[[#This Row],[Unit Category]],Profiles[#Headers],0))","v":0}]
[2,"Coal",3,{"$f":"INDEX(NQC[NQC MW],MATCH(1,(NQC[Month]=Supply[[#This Row],[Month]])*(NQC[Unit Category]=Supply[[#This Row],[Unit Category]]),0))*INDEX(Profiles[],MATCH(1,(Profiles[Month]=Supply[[#This Row],[Month]])*(Profiles[Hour Ending]=Supply[[#This Row],[Hour Ending]]),0),MATCH(Supply[[#This Row],[Unit Category]],Profiles[#Headers],0))","v":0}]
[2,"Coal",4,{"$f":"INDEX(NQC[NQC MW],MATCH(1,(NQC[Month]=Supply[[#This Row],[Month]])*(NQC[Unit Category]=Supply[[#This Row],[Unit Category]]),0))*INDEX(Profiles[],MATCH(1,(Profiles[Month]=Supply[[#This Row],[Month]])*(Profiles[Hour Ending]=Supply[[#This Row],[Hour Ending]]),0),MATCH(Supply[[#This Row],[Unit Category]],Profiles[#Headers],0))","v":0}]
[2,"Coal",5,{"$f":"INDEX(NQC[NQC MW],MATCH(1,(NQC[Month]=Supply[[#This Row],[Month]])*(NQC[Unit Category]=Supply[[#This Row],[Unit Category]]),0))*INDEX(Profiles[],MATCH(1,(Profiles[Month]=Supply[[#This Row],[Month]])*(Profiles[Hour Ending]=Supply[[#This Row],[Hour Ending]]),0),MATCH(Supply[[#This Row],[Unit Category]],Profiles[#Headers],0))","v":0}]
[2,"Coal",6,{"$f":"INDEX(NQC[NQC MW],MATCH(1,(NQC[Month]=Supply[[#This Row],[Month]])*(NQC[Unit Category]=Supply[[#This Row],[Unit Category]]),0))*INDEX(Profiles[],MATCH(1,(Profiles[Month]=Supply[[#This Row],[Month]])*(Profiles[Hour Ending]=Supply[[#This Row],[Hour Ending]]),0),MATCH(Supply[[#This Row],[Unit Category]],Profiles[#Headers],0))","v":0}]
[2,"Coal",7,{"$f":"INDEX(NQC[NQC MW],MATCH(1,(NQC[Month]=Supply[[#This Row],[Month]])*(NQC[Unit Category]=Supply[[#This Row],[Unit Category]]),0))*INDEX(Profiles[],MATCH(1,(Profiles[Month]=Supply[[#This Row],[Month]])*(Profiles[Hour Ending]=Supply[[#This Row],[Hour Ending]]),0),MATCH(Supply[[#This Row],[Unit Category]],Profiles[#Headers],0))","v":0}]
[2,"Coal",8,{"$f":"INDEX(NQC[NQC MW],MATCH(1,(NQC[Month]=Supply[[#This Row],[Month]])*(NQC[Unit Category]=Supply[[#This Row],[Unit Category]]),0))*INDEX(Profiles[],MATCH(1,(Profiles[Month]=Supply[[#This Row],[Month]])*(Profiles[Hour Ending]=Supply[[#This Row],[Hour Ending]]),0),MATCH(Supply[[#This Row],[Unit Category]],Profiles[#Headers],0))","v":0}]
[2,"Coal",9,{"$f":"INDEX(NQC[NQC MW],MATCH(1,(NQC[Month]=Supply[[#This Row],[Month]])*(NQC[Unit Category]=Supply[[#This Row],[Unit Category]]),0))*INDEX(Profiles[],MATCH(1,(Profiles[Month]=Supply[[#This Row],[Month]])*(Profiles[Hour Ending]=Supply[[#This Row],[Hour Ending]]),0),MATCH(Supply[[#This Row],[Unit Category]],Profiles[#Headers],0))","v":0}]
[2,"Coal",10,{"$f":"INDEX(NQC[NQC MW],MATCH(1,(NQC[Month]=Supply[[#This Row],[Month]])*(NQC[Unit Category]=Supply[[#This Row],[Unit Category]]),0))*INDEX(Profiles[],MATCH(1,(Profiles[Month]=Supply[[#This Row],[Month]])*(Profiles[Hour Ending]=Supply[[#This Row],[Hour Ending]]),0),MATCH(Supply[[#This Row],[Unit Category]],Profiles[#Headers],0))","v":0}]
[2,"Coal",11,{"$f":"INDEX(NQC[NQC MW],MATCH(1,(NQC[Month]=Supply[[#This Row],[Month]])*(NQC[Unit Category]=Supply[[#This Row],[Unit Category]]),0))*INDEX(Profiles[],MATCH(1,(Profiles[Month]=Supply[[#This Row],[Month]])*(Profiles[Hour Ending]=Supply[[#This Row],[Hour Ending]]),0),MATCH(Supply[[#This Row],[Unit Category]],Profiles[#Headers],0))","v":0}]
[2,"Coal",12,{"$f":"INDEX(NQC[NQC MW],MATCH(1,(NQC[Month]=Supply[[#This Row],[Month]])*(NQC[Unit Category]=Supply[[#This Row],[Unit Category]]),0))*INDEX(Profiles[],MATCH(1,(Profiles[Month]=Supply[[#This Row],[Month]])*(Profiles[Hour Ending]=Supply[[#This Row],[Hour Ending]]),0),MATCH(Supply[[#This Row],[Unit Category]],Profiles[#Headers],0))","v":0}]
[2,"Coal",13,{"$f":"INDEX(NQC[NQC MW],MATCH(1,(NQC[Month]=Supply[[#This Row],[Month]])*(NQC[Unit Category]=Supply[[#This Row],[Unit Category]]),0))*INDEX(Profiles[],MATCH(1,(Profiles[Month]=Supply[[#This Row],[Month]])*(Profiles[Hour Ending]=Supply[[#This Row],[Hour Ending]]),0),MATCH(Supply[[#This Row],[Unit Category]],Profiles[#Headers],0))","v":0}]
[2,"Coal",14,{"$f":"INDEX(NQC[NQC MW],MATCH(1,(NQC[Month]=Supply[[#This Row],[Month]])*(NQC[Unit Category]=Supply[[#This Row],[Unit Category]]),0))*INDEX(Profiles[],MATCH(1,(Profiles[Month]=Supply[[#This Row],[Month]])*(Profiles[Hour Ending]=Supply[[#This Row],[Hour Ending]]),0),MATCH(Supply[[#This Row],[Unit Category]],Profiles[#Headers],0))","v":0}]
[2,"Coal",15,{"$f":"INDEX(NQC[NQC MW],MATCH(1,(NQC[Month]=Supply[[#This Row],[Month]])*(NQC[Unit Category]=Supply[[#This Row],[Unit Category]]),0))*INDEX(Profiles[],MATCH(1,(Profiles[Month]=Supply[[#This Row],[Month]])*(Profiles[Hour Ending]=Supply[[#This Row],[Hour Ending]]),0),MATCH(Supply[[#This Row],[Unit Category]],Profiles[#Headers],0))","v":0}]
[2,"Coal",16,{"$f":"INDEX(NQC[NQC MW],MATCH(1,(NQC[Month]=Supply[[#This Row],[Month]])*(NQC[Unit Category]=Supply[[#This Row],[Unit Category]]),0))*INDEX(Profiles[],MATCH(1,(Profiles[Month]=Supply[[#This Row],[Month]])*(Profiles[Hour Ending]=Supply[[#This Row],[Hour Ending]]),0),MATCH(Supply[[#This Row],[Unit Category]],Profiles[#Headers],0))","v":0}]
[2,"Coal",17,{"$f":"INDEX(NQC[NQC MW],MATCH(1,(NQC[Month]=Supply[[#This Row],[Month]])*(NQC[Unit Category]=Supply[[#This Row],[Unit Category]]),0))*INDEX(Profiles[],MATCH(1,(Profiles[Month]=Supply[[#This Row],[Month]])*(Profiles[Hour Ending]=Supply[[#This Row],[Hour Ending]]),0),MATCH(Supply[[#This Row],[Unit Category]],Profiles[#Headers],0))","v":0}]
[2,"Coal",18,{"$f":"INDEX(NQC[NQC MW],MATCH(1,(NQC[Month]=Supply[[#This Row],[Month]])*(NQC[Unit Category]=Supply[[#This Row],[Unit Category]]),0))*INDEX(Profiles[],MATCH(1,(Profiles[Month]=Supply[[#This Row],[Month]])*(Profiles[Hour Ending]=Supply[[#This Row],[Hour Ending]]),0),MATCH(Supply[[#This Row],[Unit Category]],Profiles[#Headers],0))","v":0}]
[2,"Coal",19,{"$f":"INDEX(NQC[NQC MW],MATCH(1,(NQC[Month]=Supply[[#This Row],[Month]])*(NQC[Unit Category]=Supply[[#This Row],[Unit Category]]),0))*INDEX(Profiles[],MATCH(1,(Profiles[Month]=Supply[[#This Row],[Month]])*(Profiles[Hour Ending]=Supply[[#This Row],[Hour Ending]]),0),MATCH(Supply[[#This Row],[Unit Category]],Profiles[#Headers],0))","v":0}]
[2,"Coal",20,{"$f":"INDEX(NQC[NQC MW],MATCH(1,(NQC[Month]=Supply[[#This Row],[Month]])*(NQC[Unit Category]=Supply[[#This Row],[Unit Category]]),0))*INDEX(Profiles[],MATCH(1,(Profiles[Month]=Supply[[#This Row],[Month]])*(Profiles[Hour Ending]=Supply[[#This Row],[Hour Ending]]),0),MATCH(Supply[[#This Row],[Unit Category]],Profiles[#Headers],0))","v":0}]
[2,"Coal",21,{"$f":"INDEX(NQC[NQC MW],MATCH(1,(NQC[Month]=Supply[[#This Row],[Month]])*(NQC[Unit Category]=Supply[[#This Row],[Unit Category]]),0))*INDEX(Profiles[],MATCH(1,(Profiles[Month]=Supply[[#This Row],[Month]])*(Profiles[Hour Ending]=Supply[[#This Row],[Hour Ending]]),0),MATCH(Supply[[#This Row],[Unit Category]],Profiles[#Headers],0))","v":0}]
[2,"Coal",22,{"$f":"INDEX(NQC[NQC MW],MATCH(1,(NQC[Month]=Supply[[#This Row],[Month]])*(NQC[Unit Category]=Supply[[#This Row],[Unit Category]]),0))*INDEX(Profiles[],MATCH(1,(Profiles[Month]=Supply[[#This Row],[Month]])*(Profiles[Hour Ending]=Supply[[#This Row],[Hour Ending]]),0),MATCH(Supply[[#This Row],[Unit Category]],Profiles[#Headers],0))","v":0}]
[2,"Coal",23,{"$f":"INDEX(NQC[NQC MW],MATCH(1,(NQC[Month]=Supply[[#This Row],[Month]])*(NQC[Unit Category]=Supply[[#This Row],[Unit Category]]),0))*INDEX(Profiles[],MATCH(1,(Profiles[Month]=Supply[[#This Row],[Month]])*(Profiles[Hour Ending]=Supply[[#This Row],[Hour Ending]]),0),MATCH(Supply[[#This Row],[Unit Category]],Profiles[#Headers],0))","v":0}]
[2,"Coal",24,{"$f":"INDEX(NQC[NQC MW],MATCH(1,(NQC[Month]=Supply[[#This Row],[Month]])*(NQC[Unit Category]=Supply[[#This Row],[Unit Category]]),0))*INDEX(Profiles[],MATCH(1,(Profiles[Month]=Supply[[#This Row],[Month]])*(Profiles[Hour Ending]=Supply[[#This Row],[Hour Ending]]),0),MATCH(Supply[[#This Row],[Unit Category]],Profiles[#Headers],0))","v":0}]
[2,"Cogen",1,{"$f":"INDEX(NQC[NQC MW],MATCH(1,(NQC[Month]=Supply[[#This Row],[Month]])*(NQC[Unit Category]=Supply[[#This Row],[Unit Category]]),0))*INDEX(Profiles[],MATCH(1,(Profiles[Month]=Supply[[#This Row],[Month]])*(Profiles[Hour Ending]=Supply[[#This Row],[Hour Ending]]),0),MATCH(Supply[[#This Row],[Unit Category]],Profiles[#Headers],0))","v":1878.00332}]
[2,"Cogen",2,{"$f":"INDEX(NQC[NQC MW],MATCH(1,(NQC[Month]=Supply[[#This Row],[Month]])*(NQC[Unit Category]=Supply[[#This Row],[Unit Category]]),0))*INDEX(Profiles[],MATCH(1,(Profiles[Month]=Supply[[#This Row],[Month]])*(Profiles[Hour Ending]=Supply[[#This Row],[Hour Ending]]),0),MATCH(Supply[[#This Row],[Unit Category]],Profiles[#Headers],0))","v":1878.00332}]
[2,"Cogen",3,{"$f":"INDEX(NQC[NQC MW],MATCH(1,(NQC[Month]=Supply[[#This Row],[Month]])*(NQC[Unit Category]=Supply[[#This Row],[Unit Category]]),0))*INDEX(Profiles[],MATCH(1,(Profiles[Month]=Supply[[#This Row],[Month]])*(Profiles[Hour Ending]=Supply[[#This Row],[Hour Ending]]),0),MATCH(Supply[[#This Row],[Unit Category]],Profiles[#Headers],0))","v":1878.00332}]
[2,"Cogen",4,{"$f":"INDEX(NQC[NQC MW],MATCH(1,(NQC[Month]=Supply[[#This Row],[Month]])*(NQC[Unit Category]=Supply[[#This Row],[Unit Category]]),0))*INDEX(Profiles[],MATCH(1,(Profiles[Month]=Supply[[#This Row],[Month]])*(Profiles[Hour Ending]=Supply[[#This Row],[Hour Ending]]),0),MATCH(Supply[[#This Row],[Unit Category]],Profiles[#Headers],0))","v":1878.00332}]
[2,"Cogen",5,{"$f":"INDEX(NQC[NQC MW],MATCH(1,(NQC[Month]=Supply[[#This Row],[Month]])*(NQC[Unit Category]=Supply[[#This Row],[Unit Category]]),0))*INDEX(Profiles[],MATCH(1,(Profiles[Month]=Supply[[#This Row],[Month]])*(Profiles[Hour Ending]=Supply[[#This Row],[Hour Ending]]),0),MATCH(Supply[[#This Row],[Unit Category]],Profiles[#Headers],0))","v":1878.00332}]
[2,"Cogen",6,{"$f":"INDEX(NQC[NQC MW],MATCH(1,(NQC[Month]=Supply[[#This Row],[Month]])*(NQC[Unit Category]=Supply[[#This Row],[Unit Category]]),0))*INDEX(Profiles[],MATCH(1,(Profiles[Month]=Supply[[#This Row],[Month]])*(Profiles[Hour Ending]=Supply[[#This Row],[Hour Ending]]),0),MATCH(Supply[[#This Row],[Unit Category]],Profiles[#Headers],0))","v":1878.00332}]
[2,"Cogen",7,{"$f":"INDEX(NQC[NQC MW],MATCH(1,(NQC[Month]=Supply[[#This Row],[Month]])*(NQC[Unit Category]=Supply[[#This Row],[Unit Category]]),0))*INDEX(Profiles[],MATCH(1,(Profiles[Month]=Supply[[#This Row],[Month]])*(Profiles[Hour Ending]=Supply[[#This Row],[Hour Ending]]),0),MATCH(Supply[[#This Row],[Unit Category]],Profiles[#Headers],0))","v":1878.00332}]
[2,"Cogen",8,{"$f":"INDEX(NQC[NQC MW],MATCH(1,(NQC[Month]=Supply[[#This Row],[Month]])*(NQC[Unit Category]=Supply[[#This Row],[Unit Category]]),0))*INDEX(Profiles[],MATCH(1,(Profiles[Month]=Supply[[#This Row],[Month]])*(Profiles[Hour Ending]=Supply[[#This Row],[Hour Ending]]),0),MATCH(Supply[[#This Row],[Unit Category]],Profiles[#Headers],0))","v":1878.00332}]
[2,"Cogen",9,{"$f":"INDEX(NQC[NQC MW],MATCH(1,(NQC[Month]=Supply[[#This Row],[Month]])*(NQC[Unit Category]=Supply[[#This Row],[Unit Category]]),0))*INDEX(Profiles[],MATCH(1,(Profiles[Month]=Supply[[#This Row],[Month]])*(Profiles[Hour Ending]=Supply[[#This Row],[Hour Ending]]),0),MATCH(Supply[[#This Row],[Unit Category]],Profiles[#Headers],0))","v":1878.00332}]
[2,"Cogen",10,{"$f":"INDEX(NQC[NQC MW],MATCH(1,(NQC[Month]=Supply[[#This Row],[Month]])*(NQC[Unit Category]=Supply[[#This Row],[Unit Category]]),0))*INDEX(Profiles[],MATCH(1,(Profiles[Month]=Supply[[#This Row],[Month]])*(Profiles[Hour Ending]=Supply[[#This Row],[Hour Ending]]),0),MATCH(Supply[[#This Row],[Unit Category]],Profiles[#Headers],0))","v":1878.00332}]
[2,"Cogen",11,{"$f":"INDEX(NQC[NQC MW],MATCH(1,(NQC[Month]=Supply[[#This Row],[Month]])*(NQC[Unit Category]=Supply[[#This Row],[Unit Category]]),0))*INDEX(Profiles[],MATCH(1,(Profiles[Month]=Supply[[#This Row],[Month]])*(Profiles[Hour Ending]=Supply[[#This Row],[Hour Ending]]),0),MATCH(Supply[[#This Row],[Unit Category]],Profiles[#Headers],0))","v":1878.00332}]
[2,"Cogen",12,{"$f":"INDEX(NQC[NQC MW],MATCH(1,(NQC[Month]=Supply[[#This Row],[Month]])*(NQC[Unit Category]=Supply[[#This Row],[Unit Category]]),0))*INDEX(Profiles[],MATCH(1,(Profiles[Month]=Supply[[#This Row],[Month]])*(Profiles[Hour Ending]=Supply[[#This Row],[Hour Ending]]),0),MATCH(Supply[[#This Row],[Unit Category]],Profiles[#Headers],0))","v":1878.00332}]
[2,"Cogen",13,{"$f":"INDEX(NQC[NQC MW],MATCH(1,(NQC[Month]=Supply[[#This Row],[Month]])*(NQC[Unit Category]=Supply[[#This Row],[Unit Category]]),0))*INDEX(Profiles[],MATCH(1,(Profiles[Month]=Supply[[#This Row],[Month]])*(Profiles[Hour Ending]=Supply[[#This Row],[Hour Ending]]),0),MATCH(Supply[[#This Row],[Unit Category]],Profiles[#Headers],0))","v":1878.00332}]
[2,"Cogen",14,{"$f":"INDEX(NQC[NQC MW],MATCH(1,(NQC[Month]=Supply[[#This Row],[Month]])*(NQC[Unit Category]=Supply[[#This Row],[Unit Category]]),0))*INDEX(Profiles[],MATCH(1,(Profiles[Month]=Supply[[#This Row],[Month]])*(Profiles[Hour Ending]=Supply[[#This Row],[Hour Ending]]),0),MATCH(Supply[[#This Row],[Unit Category]],Profiles[#Headers],0))","v":1878.00332}]
[2,"Cogen",15,{"$f":"INDEX(NQC[NQC MW],MATCH(1,(NQC[Month]=Supply[[#This Row],[Month]])*(NQC[Unit Category]=Supply[[#This Row],[Unit Category]]),0))*INDEX(Profiles[],MATCH(1,(Profiles[Month]=Supply[[#This Row],[Month]])*(Profiles[Hour Ending]=Supply[[#This Row],[Hour Ending]]),0),MATCH(Supply[[#This Row],[Unit Category]],Profiles[#Headers],0))","v":1878.00332}]
[2,"Cogen",16,{"$f":"INDEX(NQC[NQC MW],MATCH(1,(NQC[Month]=Supply[[#This Row],[Month]])*(NQC[Unit Category]=Supply[[#This Row],[Unit Category]]),0))*INDEX(Profiles[],MATCH(1,(Profiles[Month]=Supply[[#This Row],[Month]])*(Profiles[Hour Ending]=Supply[[#This Row],[Hour Ending]]),0),MATCH(Supply[[#This Row],[Unit Category]],Profiles[#Headers],0))","v":1878.00332}]
[2,"Cogen",17,{"$f":"INDEX(NQC[NQC MW],MATCH(1,(NQC[Month]=Supply[[#This Row],[Month]])*(NQC[Unit Category]=Supply[[#This Row],[Unit Category]]),0))*INDEX(Profiles[],MATCH(1,(Profiles[Month]=Supply[[#This Row],[Month]])*(Profiles[Hour Ending]=Supply[[#This Row],[Hour Ending]]),0),MATCH(Supply[[#This Row],[Unit Category]],Profiles[#Headers],0))","v":1878.00332}]
[2,"Cogen",18,{"$f":"INDEX(NQC[NQC MW],MATCH(1,(NQC[Month]=Supply[[#This Row],[Month]])*(NQC[Unit Category]=Supply[[#This Row],[Unit Category]]),0))*INDEX(Profiles[],MATCH(1,(Profiles[Month]=Supply[[#This Row],[Month]])*(Profiles[Hour Ending]=Supply[[#This Row],[Hour Ending]]),0),MATCH(Supply[[#This Row],[Unit Category]],Profiles[#Headers],0))","v":1878.00332}]
[2,"Cogen",19,{"$f":"INDEX(NQC[NQC MW],MATCH(1,(NQC[Month]=Supply[[#This Row],[Month]])*(NQC[Unit Category]=Supply[[#This Row],[Unit Category]]),0))*INDEX(Profiles[],MATCH(1,(Profiles[Month]=Supply[[#This Row],[Month]])*(Profiles[Hour Ending]=Supply[[#This Row],[Hour Ending]]),0),MATCH(Supply[[#This Row],[Unit Category]],Profiles[#Headers],0))","v":1878.00332}]
[2,"Cogen",20,{"$f":"INDEX(NQC[NQC MW],MATCH(1,(NQC[Month]=Supply[[#This Row],[Month]])*(NQC[Unit Category]=Supply[[#This Row],[Unit Category]]),0))*INDEX(Profiles[],MATCH(1,(Profiles[Month]=Supply[[#This Row],[Month]])*(Profiles[Hour Ending]=Supply[[#This Row],[Hour Ending]]),0),MATCH(Supply[[#This Row],[Unit Category]],Profiles[#Headers],0))","v":1878.00332}]
[2,"Cogen",21,{"$f":"INDEX(NQC[NQC MW],MATCH(1,(NQC[Month]=Supply[[#This Row],[Month]])*(NQC[Unit Category]=Supply[[#This Row],[Unit Category]]),0))*INDEX(Profiles[],MATCH(1,(Profiles[Month]=Supply[[#This Row],[Month]])*(Profiles[Hour Ending]=Supply[[#This Row],[Hour Ending]]),0),MATCH(Supply[[#This Row],[Unit Category]],Profiles[#Headers],0))","v":1878.00332}]
[2,"Cogen",22,{"$f":"INDEX(NQC[NQC MW],MATCH(1,(NQC[Month]=Supply[[#This Row],[Month]])*(NQC[Unit Category]=Supply[[#This Row],[Unit Category]]),0))*INDEX(Profiles[],MATCH(1,(Profiles[Month]=Supply[[#This Row],[Month]])*(Profiles[Hour Ending]=Supply[[#This Row],[Hour Ending]]),0),MATCH(Supply[[#This Row],[Unit Category]],Profiles[#Headers],0))","v":1878.00332}]
[2,"Cogen",23,{"$f":"INDEX(NQC[NQC MW],MATCH(1,(NQC[Month]=Supply[[#This Row],[Month]])*(NQC[Unit Category]=Supply[[#This Row],[Unit Category]]),0))*INDEX(Profiles[],MATCH(1,(Profiles[Month]=Supply[[#This Row],[Month]])*(Profiles[Hour Ending]=Supply[[#This Row],[Hour Ending]]),0),MATCH(Supply[[#This Row],[Unit Category]],Profiles[#Headers],0))","v":1878.00332}]
[2,"Cogen",24,{"$f":"INDEX(NQC[NQC MW],MATCH(1,(NQC[Month]=Supply[[#This Row],[Month]])*(NQC[Unit Category]=Supply[[#This Row],[Unit Category]]),0))*INDEX(Profiles[],MATCH(1,(Profiles[Month]=Supply[[#This Row],[Month]])*(Profiles[Hour Ending]=Supply[[#This Row],[Hour Ending]]),0),MATCH(Supply[[#This Row],[Unit Category]],Profiles[#Headers],0))","v":1878.00332}]
[2,"CT",1,{"$f":"INDEX(NQC[NQC MW],MATCH(1,(NQC[Month]=Supply[[#This Row],[Month]])*(NQC[Unit Category]=Supply[[#This Row],[Unit Category]]),0))*INDEX(Profiles[],MATCH(1,(Profiles[Month]=Supply[[#This Row],[Month]])*(Profiles[Hour Ending]=Supply[[#This Row],[Hour Ending]]),0),MATCH(Supply[[#This Row],[Unit Category]],Profiles[#Headers],0))","v":8047.61}]
[2,"CT",2,{"$f":"INDEX(NQC[NQC MW],MATCH(1,(NQC[Month]=Supply[[#This Row],[Month]])*(NQC[Unit Category]=Supply[[#This Row],[Unit Category]]),0))*INDEX(Profiles[],MATCH(1,(Profiles[Month]=Supply[[#This Row],[Month]])*(Profiles[Hour Ending]=Supply[[#This Row],[Hour Ending]]),0),MATCH(Supply[[#This Row],[Unit Category]],Profiles[#Headers],0))","v":8047.61}]
[2,"CT",3,{"$f":"INDEX(NQC[NQC MW],MATCH(1,(NQC[Month]=Supply[[#This Row],[Month]])*(NQC[Unit Category]=Supply[[#This Row],[Unit Category]]),0))*INDEX(Profiles[],MATCH(1,(Profiles[Month]=Supply[[#This Row],[Month]])*(Profiles[Hour Ending]=Supply[[#This Row],[Hour Ending]]),0),MATCH(Supply[[#This Row],[Unit Category]],Profiles[#Headers],0))","v":8047.61}]
[2,"CT",4,{"$f":"INDEX(NQC[NQC MW],MATCH(1,(NQC[Month]=Supply[[#This Row],[Month]])*(NQC[Unit Category]=Supply[[#This Row],[Unit Category]]),0))*INDEX(Profiles[],MATCH(1,(Profiles[Month]=Supply[[#This Row],[Month]])*(Profiles[Hour Ending]=Supply[[#This Row],[Hour Ending]]),0),MATCH(Supply[[#This Row],[Unit Category]],Profiles[#Headers],0))","v":8047.61}]
[2,"CT",5,{"$f":"INDEX(NQC[NQC MW],MATCH(1,(NQC[Month]=Supply[[#This Row],[Month]])*(NQC[Unit Category]=Supply[[#This Row],[Unit Category]]),0))*INDEX(Profiles[],MATCH(1,(Profiles[Month]=Supply[[#This Row],[Month]])*(Profiles[Hour Ending]=Supply[[#This Row],[Hour Ending]]),0),MATCH(Supply[[#This Row],[Unit Category]],Profiles[#Headers],0))","v":8047.61}]
[2,"CT",6,{"$f":"INDEX(NQC[NQC MW],MATCH(1,(NQC[Month]=Supply[[#This Row],[Month]])*(NQC[Unit Category]=Supply[[#This Row],[Unit Category]]),0))*INDEX(Profiles[],MATCH(1,(Profiles[Month]=Supply[[#This Row],[Month]])*(Profiles[Hour Ending]=Supply[[#This Row],[Hour Ending]]),0),MATCH(Supply[[#This Row],[Unit Category]],Profiles[#Headers],0))","v":8047.61}]
[2,"CT",7,{"$f":"INDEX(NQC[NQC MW],MATCH(1,(NQC[Month]=Supply[[#This Row],[Month]])*(NQC[Unit Category]=Supply[[#This Row],[Unit Category]]),0))*INDEX(Profiles[],MATCH(1,(Profiles[Month]=Supply[[#This Row],[Month]])*(Profiles[Hour Ending]=Supply[[#This Row],[Hour Ending]]),0),MATCH(Supply[[#This Row],[Unit Category]],Profiles[#Headers],0))","v":8047.61}]
[2,"CT",8,{"$f":"INDEX(NQC[NQC MW],MATCH(1,(NQC[Month]=Supply[[#This Row],[Month]])*(NQC[Unit Category]=Supply[[#This Row],[Unit Category]]),0))*INDEX(Profiles[],MATCH(1,(Profiles[Month]=Supply[[#This Row],[Month]])*(Profiles[Hour Ending]=Supply[[#This Row],[Hour Ending]]),0),MATCH(Supply[[#This Row],[Unit Category]],Profiles[#Headers],0))","v":8047.61}]
[2,"CT",9,{"$f":"INDEX(NQC[NQC MW],MATCH(1,(NQC[Month]=Supply[[#This Row],[Month]])*(NQC[Unit Category]=Supply[[#This Row],[Unit Category]]),0))*INDEX(Profiles[],MATCH(1,(Profiles[Month]=Supply[[#This Row],[Month]])*(Profiles[Hour Ending]=Supply[[#This Row],[Hour Ending]]),0),MATCH(Supply[[#This Row],[Unit Category]],Profiles[#Headers],0))","v":8047.61}]
[2,"CT",10,{"$f":"INDEX(NQC[NQC MW],MATCH(1,(NQC[Month]=Supply[[#This Row],[Month]])*(NQC[Unit Category]=Supply[[#This Row],[Unit Category]]),0))*INDEX(Profiles[],MATCH(1,(Profiles[Month]=Supply[[#This Row],[Month]])*(Profiles[Hour Ending]=Supply[[#This Row],[Hour Ending]]),0),MATCH(Supply[[#This Row],[Unit Category]],Profiles[#Headers],0))","v":8047.61}]
[2,"CT",11,{"$f":"INDEX(NQC[NQC MW],MATCH(1,(NQC[Month]=Supply[[#This Row],[Month]])*(NQC[Unit Category]=Supply[[#This Row],[Unit Category]]),0))*INDEX(Profiles[],MATCH(1,(Profiles[Month]=Supply[[#This Row],[Month]])*(Profiles[Hour Ending]=Supply[[#This Row],[Hour Ending]]),0),MATCH(Supply[[#This Row],[Unit Category]],Profiles[#Headers],0))","v":8047.61}]
[2,"CT",12,{"$f":"INDEX(NQC[NQC MW],MATCH(1,(NQC[Month]=Supply[[#This Row],[Month]])*(NQC[Unit Category]=Supply[[#This Row],[Unit Category]]),0))*INDEX(Profiles[],MATCH(1,(Profiles[Month]=Supply[[#This Row],[Month]])*(Profiles[Hour Ending]=Supply[[#This Row],[Hour Ending]]),0),MATCH(Supply[[#This Row],[Unit Category]],Profiles[#Headers],0))","v":8047.61}]
[2,"CT",13,{"$f":"INDEX(NQC[NQC MW],MATCH(1,(NQC[Month]=Supply[[#This Row],[Month]])*(NQC[Unit Category]=Supply[[#This Row],[Unit Category]]),0))*INDEX(Profiles[],MATCH(1,(Profiles[Month]=Supply[[#This Row],[Month]])*(Profiles[Hour Ending]=Supply[[#This Row],[Hour Ending]]),0),MATCH(Supply[[#This Row],[Unit Category]],Profiles[#Headers],0))","v":8047.61}]
[2,"CT",14,{"$f":"INDEX(NQC[NQC MW],MATCH(1,(NQC[Month]=Supply[[#This Row],[Month]])*(NQC[Unit Category]=Supply[[#This Row],[Unit Category]]),0))*INDEX(Profiles[],MATCH(1,(Profiles[Month]=Supply[[#This Row],[Month]])*(Profiles[Hour Ending]=Supply[[#This Row],[Hour Ending]]),0),MATCH(Supply[[#This Row],[Unit Category]],Profiles[#Headers],0))","v":8047.61}]
[2,"CT",15,{"$f":"INDEX(NQC[NQC MW],MATCH(1,(NQC[Month]=Supply[[#This Row],[Month]])*(NQC[Unit Category]=Supply[[#This Row],[Unit Category]]),0))*INDEX(Profiles[],MATCH(1,(Profiles[Month]=Supply[[#This Row],[Month]])*(Profiles[Hour Ending]=Supply[[#This Row],[Hour Ending]]),0),MATCH(Supply[[#This Row],[Unit Category]],Profiles[#Headers],0))","v":8047.61}]
[2,"CT",16,{"$f":"INDEX(NQC[NQC MW],MATCH(1,(NQC[Month]=Supply[[#This Row],[Month]])*(NQC[Unit Category]=Supply[[#This Row],[Unit Category]]),0))*INDEX(Profiles[],MATCH(1,(Profiles[Month]=Supply[[#This Row],[Month]])*(Profiles[Hour Ending]=Supply[[#This Row],[Hour Ending]]),0),MATCH(Supply[[#This Row],[Unit Category]],Profiles[#Headers],0))","v":8047.61}]
[2,"CT",17,{"$f":"INDEX(NQC[NQC MW],MATCH(1,(NQC[Month]=Supply[[#This Row],[Month]])*(NQC[Unit Category]=Supply[[#This Row],[Unit Category]]),0))*INDEX(Profiles[],MATCH(1,(Profiles[Month]=Supply[[#This Row],[Month]])*(Profiles[Hour Ending]=Supply[[#This Row],[Hour Ending]]),0),MATCH(Supply[[#This Row],[Unit Category]],Profiles[#Headers],0))","v":8047.61}]
[2,"CT",18,{"$f":"INDEX(NQC[NQC MW],MATCH(1,(NQC[Month]=Supply[[#This Row],[Month]])*(NQC[Unit Category]=Supply[[#This Row],[Unit Category]]),0))*INDEX(Profiles[],MATCH(1,(Profiles[Month]=Supply[[#This Row],[Month]])*(Profiles[Hour Ending]=Supply[[#This Row],[Hour Ending]]),0),MATCH(Supply[[#This Row],[Unit Category]],Profiles[#Headers],0))","v":8047.61}]
[2,"CT",19,{"$f":"INDEX(NQC[NQC MW],MATCH(1,(NQC[Month]=Supply[[#This Row],[Month]])*(NQC[Unit Category]=Supply[[#This Row],[Unit Category]]),0))*INDEX(Profiles[],MATCH(1,(Profiles[Month]=Supply[[#This Row],[Month]])*(Profiles[Hour Ending]=Supply[[#This Row],[Hour Ending]]),0),MATCH(Supply[[#This Row],[Unit Category]],Profiles[#Headers],0))","v":8047.61}]
[2,"CT",20,{"$f":"INDEX(NQC[NQC MW],MATCH(1,(NQC[Month]=Supply[[#This Row],[Month]])*(NQC[Unit Category]=Supply[[#This Row],[Unit Category]]),0))*INDEX(Profiles[],MATCH(1,(Profiles[Month]=Supply[[#This Row],[Month]])*(Profiles[Hour Ending]=Supply[[#This Row],[Hour Ending]]),0),MATCH(Supply[[#This Row],[Unit Category]],Profiles[#Headers],0))","v":8047.61}]
[2,"CT",21,{"$f":"INDEX(NQC[NQC MW],MATCH(1,(NQC[Month]=Supply[[#This Row],[Month]])*(NQC[Unit Category]=Supply[[#This Row],[Unit Category]]),0))*INDEX(Profiles[],MATCH(1,(Profiles[Month]=Supply[[#This Row],[Month]])*(Profiles[Hour Ending]=Supply[[#This Row],[Hour Ending]]),0),MATCH(Supply[[#This Row],[Unit Category]],Profiles[#Headers],0))","v":8047.61}]
[2,"CT",22,{"$f":"INDEX(NQC[NQC MW],MATCH(1,(NQC[Month]=Supply[[#This Row],[Month]])*(NQC[Unit Category]=Supply[[#This Row],[Unit Category]]),0))*INDEX(Profiles[],MATCH(1,(Profiles[Month]=Supply[[#This Row],[Month]])*(Profiles[Hour Ending]=Supply[[#This Row],[Hour Ending]]),0),MATCH(Supply[[#This Row],[Unit Category]],Profiles[#Headers],0))","v":8047.61}]
[2,"CT",23,{"$f":"INDEX(NQC[NQC MW],MATCH(1,(NQC[Month]=Supply[[#This Row],[Month]])*(NQC[Unit Category]=Supply[[#This Row],[Unit Category]]),0))*INDEX(Profiles[],MATCH(1,(Profiles[Month]=Supply[[#This Row],[Month]])*(Profiles[Hour Ending]=Supply[[#This Row],[Hour Ending]]),0),MATCH(Supply[[#This Row],[Unit Category]],Profiles[#Headers],0))","v":8047.61}]
[2,"CT",24,{"$f":"INDEX(NQC[NQC MW],MATCH(1,(NQC[Month]=Supply[[#This Row],[Month]])*(NQC[Unit Category]=Supply[[#This Row],[Unit Category]]),0))*INDEX(Profiles[],MATCH(1,(Profiles[Month]=Supply[[#This Row],[Month]])*(Profiles[Hour Ending]=Supply[[#This Row],[Hour Ending]]),0),MATCH(Supply[[#This Row],[Unit Category]],Profiles[#Headers],0))","v":8047.61}]
[2,"DR",1,{"$f":"INDEX(NQC[NQC MW],MATCH(1,(NQC[Month]=Supply[[#This Row],[Month]])*(NQC[Unit Category]=Supply[[#This Row],[Unit Category]]),0))*INDEX(Profiles[],MATCH(1,(Profiles[Month]=Supply[[#This Row],[Month]])*(Profiles[Hour Ending]=Supply[[#This Row],[Hour Ending]]),0),MATCH(Supply[[#This Row],[Unit Category]],Profiles[#Headers],0))","v":0}]
[2,"DR",2,{"$f":"INDEX(NQC[NQC MW],MATCH(1,(NQC[Month]=Supply[[#This Row],[Month]])*(NQC[Unit Category]=Supply[[#This Row],[Unit Category]]),0))*INDEX(Profiles[],MATCH(1,(Profiles[Month]=Supply[[#This Row],[Month]])*(Profiles[Hour Ending]=Supply[[#This Row],[Hour Ending]]),0),MATCH(Supply[[#This Row],[Unit Category]],Profiles[#Headers],0))","v":0}]
[2,"DR",3,{"$f":"INDEX(NQC[NQC MW],MATCH(1,(NQC[Month]=Supply[[#This Row],[Month]])*(NQC[Unit Category]=Supply[[#This Row],[Unit Category]]),0))*INDEX(Profiles[],MATCH(1,(Profiles[Month]=Supply[[#This Row],[Month]])*(Profiles[Hour Ending]=Supply[[#This Row],[Hour Ending]]),0),MATCH(Supply[[#This Row],[Unit Category]],Profiles[#Headers],0))","v":0}]
[2,"DR",4,{"$f":"INDEX(NQC[NQC MW],MATCH(1,(NQC[Month]=Supply[[#This Row],[Month]])*(NQC[Unit Category]=Supply[[#This Row],[Unit Category]]),0))*INDEX(Profiles[],MATCH(1,(Profiles[Month]=Supply[[#This Row],[Month]])*(Profiles[Hour Ending]=Supply[[#This Row],[Hour Ending]]),0),MATCH(Supply[[#This Row],[Unit Category]],Profiles[#Headers],0))","v":0}]
[2,"DR",5,{"$f":"INDEX(NQC[NQC MW],MATCH(1,(NQC[Month]=Supply[[#This Row],[Month]])*(NQC[Unit Category]=Supply[[#This Row],[Unit Category]]),0))*INDEX(Profiles[],MATCH(1,(Profiles[Month]=Supply[[#This Row],[Month]])*(Profiles[Hour Ending]=Supply[[#This Row],[Hour Ending]]),0),MATCH(Supply[[#This Row],[Unit Category]],Profiles[#Headers],0))","v":0}]
[2,"DR",6,{"$f":"INDEX(NQC[NQC MW],MATCH(1,(NQC[Month]=Supply[[#This Row],[Month]])*(NQC[Unit Category]=Supply[[#This Row],[Unit Category]]),0))*INDEX(Profiles[],MATCH(1,(Profiles[Month]=Supply[[#This Row],[Month]])*(Profiles[Hour Ending]=Supply[[#This Row],[Hour Ending]]),0),MATCH(Supply[[#This Row],[Unit Category]],Profiles[#Headers],0))","v":0}]
[2,"DR",7,{"$f":"INDEX(NQC[NQC MW],MATCH(1,(NQC[Month]=Supply[[#This Row],[Month]])*(NQC[Unit Category]=Supply[[#This Row],[Unit Category]]),0))*INDEX(Profiles[],MATCH(1,(Profiles[Month]=Supply[[#This Row],[Month]])*(Profiles[Hour Ending]=Supply[[#This Row],[Hour Ending]]),0),MATCH(Supply[[#This Row],[Unit Category]],Profiles[#Headers],0))","v":0}]
[2,"DR",8,{"$f":"INDEX(NQC[NQC MW],MATCH(1,(NQC[Month]=Supply[[#This Row],[Month]])*(NQC[Unit Category]=Supply[[#This Row],[Unit Category]]),0))*INDEX(Profiles[],MATCH(1,(Profiles[Month]=Supply[[#This Row],[Month]])*(Profiles[Hour Ending]=Supply[[#This Row],[Hour Ending]]),0),MATCH(Supply[[#This Row],[Unit Category]],Profiles[#Headers],0))","v":0}]
[2,"DR",9,{"$f":"INDEX(NQC[NQC MW],MATCH(1,(NQC[Month]=Supply[[#This Row],[Month]])*(NQC[Unit Category]=Supply[[#This Row],[Unit Category]]),0))*INDEX(Profiles[],MATCH(1,(Profiles[Month]=Supply[[#This Row],[Month]])*(Profiles[Hour Ending]=Supply[[#This Row],[Hour Ending]]),0),MATCH(Supply[[#This Row],[Unit Category]],Profiles[#Headers],0))","v":0}]
[2,"DR",10,{"$f":"INDEX(NQC[NQC MW],MATCH(1,(NQC[Month]=Supply[[#This Row],[Month]])*(NQC[Unit Category]=Supply[[#This Row],[Unit Category]]),0))*INDEX(Profiles[],MATCH(1,(Profiles[Month]=Supply[[#This Row],[Month]])*(Profiles[Hour Ending]=Supply[[#This Row],[Hour Ending]]),0),MATCH(Supply[[#This Row],[Unit Category]],Profiles[#Headers],0))","v":0}]
[2,"DR",11,{"$f":"INDEX(NQC[NQC MW],MATCH(1,(NQC[Month]=Supply[[#This Row],[Month]])*(NQC[Unit Category]=Supply[[#This Row],[Unit Category]]),0))*INDEX(Profiles[],MATCH(1,(Profiles[Month]=Supply[[#This Row],[Month]])*(Profiles[Hour Ending]=Supply[[#This Row],[Hour Ending]]),0),MATCH(Supply[[#This Row],[Unit Category]],Profiles[#Headers],0))","v":0}]
[2,"DR",12,{"$f":"INDEX(NQC[NQC MW],MATCH(1,(NQC[Month]=Supply[[#This Row],[Month]])*(NQC[Unit Category]=Supply[[#This Row],[Unit Category]]),0))*INDEX(Profiles[],MATCH(1,(Profiles[Month]=Supply[[#This Row],[Month]])*(Profiles[Hour Ending]=Supply[[#This Row],[Hour Ending]]),0),MATCH(Supply[[#This Row],[Unit Category]],Profiles[#Headers],0))","v":0}]
[2,"DR",13,{"$f":"INDEX(NQC[NQC MW],MATCH(1,(NQC[Month]=Supply[[#This Row],[Month]])*(NQC[Unit Category]=Supply[[#This Row],[Unit Category]]),0))*INDEX(Profiles[],MATCH(1,(Profiles[Month]=Supply[[#This Row],[Month]])*(Profiles[Hour Ending]=Supply[[#This Row],[Hour Ending]]),0),MATCH(Supply[[#This Row],[Unit Category]],Profiles[#Headers],0))","v":0}]
[2,"DR",14,{"$f":"INDEX(NQC[NQC MW],MATCH(1,(NQC[Month]=Supply[[#This Row],[Month]])*(NQC[Unit Category]=Supply[[#This Row],[Unit Category]]),0))*INDEX(Profiles[],MATCH(1,(Profiles[Month]=Supply[[#This Row],[Month]])*(Profiles[Hour Ending]=Supply[[#This Row],[Hour Ending]]),0),MATCH(Supply[[#This Row],[Unit Category]],Profiles[#Headers],0))","v":0}]
[2,"DR",15,{"$f":"INDEX(NQC[NQC MW],MATCH(1,(NQC[Month]=Supply[[#This Row],[Month]])*(NQC[Unit Category]=Supply[[#This Row],[Unit Category]]),0))*INDEX(Profiles[],MATCH(1,(Profiles[Month]=Supply[[#This Row],[Month]])*(Profiles[Hour Ending]=Supply[[#This Row],[Hour Ending]]),0),MATCH(Supply[[#This Row],[Unit Category]],Profiles[#Headers],0))","v":0}]
[2,"DR",16,{"$f":"INDEX(NQC[NQC MW],MATCH(1,(NQC[Month]=Supply[[#This Row],[Month]])*(NQC[Unit Category]=Supply[[#This Row],[Unit Category]]),0))*INDEX(Profiles[],MATCH(1,(Profiles[Month]=Supply[[#This Row],[Month]])*(Profiles[Hour Ending]=Supply[[#This Row],[Hour Ending]]),0),MATCH(Supply[[#This Row],[Unit Category]],Profiles[#Headers],0))","v":0}]
[2,"DR",17,{"$f":"INDEX(NQC[NQC MW],MATCH(1,(NQC[Month]=Supply[[#This Row],[Month]])*(NQC[Unit Category]=Supply[[#This Row],[Unit Category]]),0))*INDEX(Profiles[],MATCH(1,(Profiles[Month]=Supply[[#This Row],[Month]])*(Profiles[Hour Ending]=Supply[[#This Row],[Hour Ending]]),0),MATCH(Supply[[#This Row],[Unit Category]],Profiles[#Headers],0))","v":1667.8085057026335}]
[2,"DR",18,{"$f":"INDEX(NQC[NQC MW],MATCH(1,(NQC[Month]=Supply[[#This Row],[Month]])*(NQC[Unit Category]=Supply[[#This Row],[Unit Category]]),0))*INDEX(Profiles[],MATCH(1,(Profiles[Month]=Supply[[#This Row],[Month]])*(Profiles[Hour Ending]=Supply[[#This Row],[Hour Ending]]),0),MATCH(Supply[[#This Row],[Unit Category]],Profiles[#Headers],0))","v":1496.8535341157633}]
[2,"DR",19,{"$f":"INDEX(NQC[NQC MW],MATCH(1,(NQC[Month]=Supply[[#This Row],[Month]])*(NQC[Unit Category]=Supply[[#This Row],[Unit Category]]),0))*INDEX(Profiles[],MATCH(1,(Profiles[Month]=Supply[[#This Row],[Month]])*(Profiles[Hour Ending]=Supply[[#This Row],[Hour Ending]]),0),MATCH(Supply[[#This Row],[Unit Category]],Profiles[#Headers],0))","v":1093.8244393911016}]
[2,"DR",20,{"$f":"INDEX(NQC[NQC MW],MATCH(1,(NQC[Month]=Supply[[#This Row],[Month]])*(NQC[Unit Category]=Supply[[#This Row],[Unit Category]]),0))*INDEX(Profiles[],MATCH(1,(Profiles[Month]=Supply[[#This Row],[Month]])*(Profiles[Hour Ending]=Supply[[#This Row],[Hour Ending]]),0),MATCH(Supply[[#This Row],[Unit Category]],Profiles[#Headers],0))","v":1073.5182476403609}]
[2,"DR",21,{"$f":"INDEX(NQC[NQC MW],MATCH(1,(NQC[Month]=Supply[[#This Row],[Month]])*(NQC[Unit Category]=Supply[[#This Row],[Unit Category]]),0))*INDEX(Profiles[],MATCH(1,(Profiles[Month]=Supply[[#This Row],[Month]])*(Profiles[Hour Ending]=Supply[[#This Row],[Hour Ending]]),0),MATCH(Supply[[#This Row],[Unit Category]],Profiles[#Headers],0))","v":959.28645615198582}]
[2,"DR",22,{"$f":"INDEX(NQC[NQC MW],MATCH(1,(NQC[Month]=Supply[[#This Row],[Month]])*(NQC[Unit Category]=Supply[[#This Row],[Unit Category]]),0))*INDEX(Profiles[],MATCH(1,(Profiles[Month]=Supply[[#This Row],[Month]])*(Profiles[Hour Ending]=Supply[[#This Row],[Hour Ending]]),0),MATCH(Supply[[#This Row],[Unit Category]],Profiles[#Headers],0))","v":0}]
[2,"DR",23,{"$f":"INDEX(NQC[NQC MW],MATCH(1,(NQC[Month]=Supply[[#This Row],[Month]])*(NQC[Unit Category]=Supply[[#This Row],[Unit Category]]),0))*INDEX(Profiles[],MATCH(1,(Profiles[Month]=Supply[[#This Row],[Month]])*(Profiles[Hour Ending]=Supply[[#This Row],[Hour Ending]]),0),MATCH(Supply[[#This Row],[Unit Category]],Profiles[#Headers],0))","v":0}]
[2,"DR",24,{"$f":"INDEX(NQC[NQC MW],MATCH(1,(NQC[Month]=Supply[[#This Row],[Month]])*(NQC[Unit Category]=Supply[[#This Row],[Unit Category]]),0))*INDEX(Profiles[],MATCH(1,(Profiles[Month]=Supply[[#This Row],[Month]])*(Profiles[Hour Ending]=Supply[[#This Row],[Hour Ending]]),0),MATCH(Supply[[#This Row],[Unit Category]],Profiles[#Headers],0))","v":0}]
[2,"Geothermal",1,{"$f":"INDEX(NQC[NQC MW],MATCH(1,(NQC[Month]=Supply[[#This Row],[Month]])*(NQC[Unit Category]=Supply[[#This Row],[Unit Category]]),0))*INDEX(Profiles[],MATCH(1,(Profiles[Month]=Supply[[#This Row],[Month]])*(Profiles[Hour Ending]=Supply[[#This Row],[Hour Ending]]),0),MATCH(Supply[[#This Row],[Unit Category]],Profiles[#Headers],0))","v":1318.8865119999998}]
[2,"Geothermal",2,{"$f":"INDEX(NQC[NQC MW],MATCH(1,(NQC[Month]=Supply[[#This Row],[Month]])*(NQC[Unit Category]=Supply[[#This Row],[Unit Category]]),0))*INDEX(Profiles[],MATCH(1,(Profiles[Month]=Supply[[#This Row],[Month]])*(Profiles[Hour Ending]=Supply[[#This Row],[Hour Ending]]),0),MATCH(Supply[[#This Row],[Unit Category]],Profiles[#Headers],0))","v":1318.8865119999998}]
[2,"Geothermal",3,{"$f":"INDEX(NQC[NQC MW],MATCH(1,(NQC[Month]=Supply[[#This Row],[Month]])*(NQC[Unit Category]=Supply[[#This Row],[Unit Category]]),0))*INDEX(Profiles[],MATCH(1,(Profiles[Month]=Supply[[#This Row],[Month]])*(Profiles[Hour Ending]=Supply[[#This Row],[Hour Ending]]),0),MATCH(Supply[[#This Row],[Unit Category]],Profiles[#Headers],0))","v":1318.8865119999998}]
[2,"Geothermal",4,{"$f":"INDEX(NQC[NQC MW],MATCH(1,(NQC[Month]=Supply[[#This Row],[Month]])*(NQC[Unit Category]=Supply[[#This Row],[Unit Category]]),0))*INDEX(Profiles[],MATCH(1,(Profiles[Month]=Supply[[#This Row],[Month]])*(Profiles[Hour Ending]=Supply[[#This Row],[Hour Ending]]),0),MATCH(Supply[[#This Row],[Unit Category]],Profiles[#Headers],0))","v":1318.8865119999998}]
[2,"Geothermal",5,{"$f":"INDEX(NQC[NQC MW],MATCH(1,(NQC[Month]=Supply[[#This Row],[Month]])*(NQC[Unit Category]=Supply[[#This Row],[Unit Category]]),0))*INDEX(Profiles[],MATCH(1,(Profiles[Month]=Supply[[#This Row],[Month]])*(Profiles[Hour Ending]=Supply[[#This Row],[Hour Ending]]),0),MATCH(Supply[[#This Row],[Unit Category]],Profiles[#Headers],0))","v":1318.8865119999998}]
[2,"Geothermal",6,{"$f":"INDEX(NQC[NQC MW],MATCH(1,(NQC[Month]=Supply[[#This Row],[Month]])*(NQC[Unit Category]=Supply[[#This Row],[Unit Category]]),0))*INDEX(Profiles[],MATCH(1,(Profiles[Month]=Supply[[#This Row],[Month]])*(Profiles[Hour Ending]=Supply[[#This Row],[Hour Ending]]),0),MATCH(Supply[[#This Row],[Unit Category]],Profiles[#Headers],0))","v":1318.8865119999998}]
[2,"Geothermal",7,{"$f":"INDEX(NQC[NQC MW],MATCH(1,(NQC[Month]=Supply[[#This Row],[Month]])*(NQC[Unit Category]=Supply[[#This Row],[Unit Category]]),0))*INDEX(Profiles[],MATCH(1,(Profiles[Month]=Supply[[#This Row],[Month]])*(Profiles[Hour Ending]=Supply[[#This Row],[Hour Ending]]),0),MATCH(Supply[[#This Row],[Unit Category]],Profiles[#Headers],0))","v":1318.8865119999998}]
[2,"Geothermal",8,{"$f":"INDEX(NQC[NQC MW],MATCH(1,(NQC[Month]=Supply[[#This Row],[Month]])*(NQC[Unit Category]=Supply[[#This Row],[Unit Category]]),0))*INDEX(Profiles[],MATCH(1,(Profiles[Month]=Supply[[#This Row],[Month]])*(Profiles[Hour Ending]=Supply[[#This Row],[Hour Ending]]),0),MATCH(Supply[[#This Row],[Unit Category]],Profiles[#Headers],0))","v":1318.8865119999998}]
[2,"Geothermal",9,{"$f":"INDEX(NQC[NQC MW],MATCH(1,(NQC[Month]=Supply[[#This Row],[Month]])*(NQC[Unit Category]=Supply[[#This Row],[Unit Category]]),0))*INDEX(Profiles[],MATCH(1,(Profiles[Month]=Supply[[#This Row],[Month]])*(Profiles[Hour Ending]=Supply[[#This Row],[Hour Ending]]),0),MATCH(Supply[[#This Row],[Unit Category]],Profiles[#Headers],0))","v":1318.8865119999998}]
[2,"Geothermal",10,{"$f":"INDEX(NQC[NQC MW],MATCH(1,(NQC[Month]=Supply[[#This Row],[Month]])*(NQC[Unit Category]=Supply[[#This Row],[Unit Category]]),0))*INDEX(Profiles[],MATCH(1,(Profiles[Month]=Supply[[#This Row],[Month]])*(Profiles[Hour Ending]=Supply[[#This Row],[Hour Ending]]),0),MATCH(Supply[[#This Row],[Unit Category]],Profiles[#Headers],0))","v":1318.8865119999998}]
[2,"Geothermal",11,{"$f":"INDEX(NQC[NQC MW],MATCH(1,(NQC[Month]=Supply[[#This Row],[Month]])*(NQC[Unit Category]=Supply[[#This Row],[Unit Category]]),0))*INDEX(Profiles[],MATCH(1,(Profiles[Month]=Supply[[#This Row],[Month]])*(Profiles[Hour Ending]=Supply[[#This Row],[Hour Ending]]),0),MATCH(Supply[[#This Row],[Unit Category]],Profiles[#Headers],0))","v":1318.8865119999998}]
[2,"Geothermal",12,{"$f":"INDEX(NQC[NQC MW],MATCH(1,(NQC[Month]=Supply[[#This Row],[Month]])*(NQC[Unit Category]=Supply[[#This Row],[Unit Category]]),0))*INDEX(Profiles[],MATCH(1,(Profiles[Month]=Supply[[#This Row],[Month]])*(Profiles[Hour Ending]=Supply[[#This Row],[Hour Ending]]),0),MATCH(Supply[[#This Row],[Unit Category]],Profiles[#Headers],0))","v":1318.8865119999998}]
[2,"Geothermal",13,{"$f":"INDEX(NQC[NQC MW],MATCH(1,(NQC[Month]=Supply[[#This Row],[Month]])*(NQC[Unit Category]=Supply[[#This Row],[Unit Category]]),0))*INDEX(Profiles[],MATCH(1,(Profiles[Month]=Supply[[#This Row],[Month]])*(Profiles[Hour Ending]=Supply[[#This Row],[Hour Ending]]),0),MATCH(Supply[[#This Row],[Unit Category]],Profiles[#Headers],0))","v":1318.8865119999998}]
[2,"Geothermal",14,{"$f":"INDEX(NQC[NQC MW],MATCH(1,(NQC[Month]=Supply[[#This Row],[Month]])*(NQC[Unit Category]=Supply[[#This Row],[Unit Category]]),0))*INDEX(Profiles[],MATCH(1,(Profiles[Month]=Supply[[#This Row],[Month]])*(Profiles[Hour Ending]=Supply[[#This Row],[Hour Ending]]),0),MATCH(Supply[[#This Row],[Unit Category]],Profiles[#Headers],0))","v":1318.8865119999998}]
[2,"Geothermal",15,{"$f":"INDEX(NQC[NQC MW],MATCH(1,(NQC[Month]=Supply[[#This Row],[Month]])*(NQC[Unit Category]=Supply[[#This Row],[Unit Category]]),0))*INDEX(Profiles[],MATCH(1,(Profiles[Month]=Supply[[#This Row],[Month]])*(Profiles[Hour Ending]=Supply[[#This Row],[Hour Ending]]),0),MATCH(Supply[[#This Row],[Unit Category]],Profiles[#Headers],0))","v":1318.8865119999998}]
[2,"Geothermal",16,{"$f":"INDEX(NQC[NQC MW],MATCH(1,(NQC[Month]=Supply[[#This Row],[Month]])*(NQC[Unit Category]=Supply[[#This Row],[Unit Category]]),0))*INDEX(Profiles[],MATCH(1,(Profiles[Month]=Supply[[#This Row],[Month]])*(Profiles[Hour Ending]=Supply[[#This Row],[Hour Ending]]),0),MATCH(Supply[[#This Row],[Unit Category]],Profiles[#Headers],0))","v":1318.8865119999998}]
[2,"Geothermal",17,{"$f":"INDEX(NQC[NQC MW],MATCH(1,(NQC[Month]=Supply[[#This Row],[Month]])*(NQC[Unit Category]=Supply[[#This Row],[Unit Category]]),0))*INDEX(Profiles[],MATCH(1,(Profiles[Month]=Supply[[#This Row],[Month]])*(Profiles[Hour Ending]=Supply[[#This Row],[Hour Ending]]),0),MATCH(Supply[[#This Row],[Unit Category]],Profiles[#Headers],0))","v":1318.8865119999998}]
[2,"Geothermal",18,{"$f":"INDEX(NQC[NQC MW],MATCH(1,(NQC[Month]=Supply[[#This Row],[Month]])*(NQC[Unit Category]=Supply[[#This Row],[Unit Category]]),0))*INDEX(Profiles[],MATCH(1,(Profiles[Month]=Supply[[#This Row],[Month]])*(Profiles[Hour Ending]=Supply[[#This Row],[Hour Ending]]),0),MATCH(Supply[[#This Row],[Unit Category]],Profiles[#Headers],0))","v":1318.8865119999998}]
[2,"Geothermal",19,{"$f":"INDEX(NQC[NQC MW],MATCH(1,(NQC[Month]=Supply[[#This Row],[Month]])*(NQC[Unit Category]=Supply[[#This Row],[Unit Category]]),0))*INDEX(Profiles[],MATCH(1,(Profiles[Month]=Supply[[#This Row],[Month]])*(Profiles[Hour Ending]=Supply[[#This Row],[Hour Ending]]),0),MATCH(Supply[[#This Row],[Unit Category]],Profiles[#Headers],0))","v":1318.8865119999998}]
[2,"Geothermal",20,{"$f":"INDEX(NQC[NQC MW],MATCH(1,(NQC[Month]=Supply[[#This Row],[Month]])*(NQC[Unit Category]=Supply[[#This Row],[Unit Category]]),0))*INDEX(Profiles[],MATCH(1,(Profiles[Month]=Supply[[#This Row],[Month]])*(Profiles[Hour Ending]=Supply[[#This Row],[Hour Ending]]),0),MATCH(Supply[[#This Row],[Unit Category]],Profiles[#Headers],0))","v":1318.8865119999998}]
[2,"Geothermal",21,{"$f":"INDEX(NQC[NQC MW],MATCH(1,(NQC[Month]=Supply[[#This Row],[Month]])*(NQC[Unit Category]=Supply[[#This Row],[Unit Category]]),0))*INDEX(Profiles[],MATCH(1,(Profiles[Month]=Supply[[#This Row],[Month]])*(Profiles[Hour Ending]=Supply[[#This Row],[Hour Ending]]),0),MATCH(Supply[[#This Row],[Unit Category]],Profiles[#Headers],0))","v":1318.8865119999998}]
[2,"Geothermal",22,{"$f":"INDEX(NQC[NQC MW],MATCH(1,(NQC[Month]=Supply[[#This Row],[Month]])*(NQC[Unit Category]=Supply[[#This Row],[Unit Category]]),0))*INDEX(Profiles[],MATCH(1,(Profiles[Month]=Supply[[#This Row],[Month]])*(Profiles[Hour Ending]=Supply[[#This Row],[Hour Ending]]),0),MATCH(Supply[[#This Row],[Unit Category]],Profiles[#Headers],0))","v":1318.8865119999998}]
[2,"Geothermal",23,{"$f":"INDEX(NQC[NQC MW],MATCH(1,(NQC[Month]=Supply[[#This Row],[Month]])*(NQC[Unit Category]=Supply[[#This Row],[Unit Category]]),0))*INDEX(Profiles[],MATCH(1,(Profiles[Month]=Supply[[#This Row],[Month]])*(Profiles[Hour Ending]=Supply[[#This Row],[Hour Ending]]),0),MATCH(Supply[[#This Row],[Unit Category]],Profiles[#Headers],0))","v":1318.8865119999998}]
[2,"Geothermal",24,{"$f":"INDEX(NQC[NQC MW],MATCH(1,(NQC[Month]=Supply[[#This Row],[Month]])*(NQC[Unit Category]=Supply[[#This Row],[Unit Category]]),0))*INDEX(Profiles[],MATCH(1,(Profiles[Month]=Supply[[#This Row],[Month]])*(Profiles[Hour Ending]=Supply[[#This Row],[Hour Ending]]),0),MATCH(Supply[[#This Row],[Unit Category]],Profiles[#Headers],0))","v":1318.8865119999998}]
[2,"Hydro",1,{"$f":"INDEX(NQC[NQC MW],MATCH(1,(NQC[Month]=Supply[[#This Row],[Month]])*(NQC[Unit Category]=Supply[[#This Row],[Unit Category]]),0))*INDEX(Profiles[],MATCH(1,(Profiles[Month]=Supply[[#This Row],[Month]])*(Profiles[Hour Ending]=Supply[[#This Row],[Hour Ending]]),0),MATCH(Supply[[#This Row],[Unit Category]],Profiles[#Headers],0))","v":1765.3744000000002}]
[2,"Hydro",2,{"$f":"INDEX(NQC[NQC MW],MATCH(1,(NQC[Month]=Supply[[#This Row],[Month]])*(NQC[Unit Category]=Supply[[#This Row],[Unit Category]]),0))*INDEX(Profiles[],MATCH(1,(Profiles[Month]=Supply[[#This Row],[Month]])*(Profiles[Hour Ending]=Supply[[#This Row],[Hour Ending]]),0),MATCH(Supply[[#This Row],[Unit Category]],Profiles[#Headers],0))","v":1765.3744000000002}]
[2,"Hydro",3,{"$f":"INDEX(NQC[NQC MW],MATCH(1,(NQC[Month]=Supply[[#This Row],[Month]])*(NQC[Unit Category]=Supply[[#This Row],[Unit Category]]),0))*INDEX(Profiles[],MATCH(1,(Profiles[Month]=Supply[[#This Row],[Month]])*(Profiles[Hour Ending]=Supply[[#This Row],[Hour Ending]]),0),MATCH(Supply[[#This Row],[Unit Category]],Profiles[#Headers],0))","v":1765.3744000000002}]
[2,"Hydro",4,{"$f":"INDEX(NQC[NQC MW],MATCH(1,(NQC[Month]=Supply[[#This Row],[Month]])*(NQC[Unit Category]=Supply[[#This Row],[Unit Category]]),0))*INDEX(Profiles[],MATCH(1,(Profiles[Month]=Supply[[#This Row],[Month]])*(Profiles[Hour Ending]=Supply[[#This Row],[Hour Ending]]),0),MATCH(Supply[[#This Row],[Unit Category]],Profiles[#Headers],0))","v":1765.3744000000002}]
[2,"Hydro",5,{"$f":"INDEX(NQC[NQC MW],MATCH(1,(NQC[Month]=Supply[[#This Row],[Month]])*(NQC[Unit Category]=Supply[[#This Row],[Unit Category]]),0))*INDEX(Profiles[],MATCH(1,(Profiles[Month]=Supply[[#This Row],[Month]])*(Profiles[Hour Ending]=Supply[[#This Row],[Hour Ending]]),0),MATCH(Supply[[#This Row],[Unit Category]],Profiles[#Headers],0))","v":1765.3744000000002}]
[2,"Hydro",6,{"$f":"INDEX(NQC[NQC MW],MATCH(1,(NQC[Month]=Supply[[#This Row],[Month]])*(NQC[Unit Category]=Supply[[#This Row],[Unit Category]]),0))*INDEX(Profiles[],MATCH(1,(Profiles[Month]=Supply[[#This Row],[Month]])*(Profiles[Hour Ending]=Supply[[#This Row],[Hour Ending]]),0),MATCH(Supply[[#This Row],[Unit Category]],Profiles[#Headers],0))","v":1765.3744000000002}]
[2,"Hydro",7,{"$f":"INDEX(NQC[NQC MW],MATCH(1,(NQC[Month]=Supply[[#This Row],[Month]])*(NQC[Unit Category]=Supply[[#This Row],[Unit Category]]),0))*INDEX(Profiles[],MATCH(1,(Profiles[Month]=Supply[[#This Row],[Month]])*(Profiles[Hour Ending]=Supply[[#This Row],[Hour Ending]]),0),MATCH(Supply[[#This Row],[Unit Category]],Profiles[#Headers],0))","v":1765.3744000000002}]
[2,"Hydro",8,{"$f":"INDEX(NQC[NQC MW],MATCH(1,(NQC[Month]=Supply[[#This Row],[Month]])*(NQC[Unit Category]=Supply[[#This Row],[Unit Category]]),0))*INDEX(Profiles[],MATCH(1,(Profiles[Month]=Supply[[#This Row],[Month]])*(Profiles[Hour Ending]=Supply[[#This Row],[Hour Ending]]),0),MATCH(Supply[[#This Row],[Unit Category]],Profiles[#Headers],0))","v":1765.3744000000002}]
[2,"Hydro",9,{"$f":"INDEX(NQC[NQC MW],MATCH(1,(NQC[Month]=Supply[[#This Row],[Month]])*(NQC[Unit Category]=Supply[[#This Row],[Unit Category]]),0))*INDEX(Profiles[],MATCH(1,(Profiles[Month]=Supply[[#This Row],[Month]])*(Profiles[Hour Ending]=Supply[[#This Row],[Hour Ending]]),0),MATCH(Supply[[#This Row],[Unit Category]],Profiles[#Headers],0))","v":1765.3744000000002}]
[2,"Hydro",10,{"$f":"INDEX(NQC[NQC MW],MATCH(1,(NQC[Month]=Supply[[#This Row],[Month]])*(NQC[Unit Category]=Supply[[#This Row],[Unit Category]]),0))*INDEX(Profiles[],MATCH(1,(Profiles[Month]=Supply[[#This Row],[Month]])*(Profiles[Hour Ending]=Supply[[#This Row],[Hour Ending]]),0),MATCH(Supply[[#This Row],[Unit Category]],Profiles[#Headers],0))","v":1765.3744000000002}]
[2,"Hydro",11,{"$f":"INDEX(NQC[NQC MW],MATCH(1,(NQC[Month]=Supply[[#This Row],[Month]])*(NQC[Unit Category]=Supply[[#This Row],[Unit Category]]),0))*INDEX(Profiles[],MATCH(1,(Profiles[Month]=Supply[[#This Row],[Month]])*(Profiles[Hour Ending]=Supply[[#This Row],[Hour Ending]]),0),MATCH(Supply[[#This Row],[Unit Category]],Profiles[#Headers],0))","v":1765.3744000000002}]
[2,"Hydro",12,{"$f":"INDEX(NQC[NQC MW],MATCH(1,(NQC[Month]=Supply[[#This Row],[Month]])*(NQC[Unit Category]=Supply[[#This Row],[Unit Category]]),0))*INDEX(Profiles[],MATCH(1,(Profiles[Month]=Supply[[#This Row],[Month]])*(Profiles[Hour Ending]=Supply[[#This Row],[Hour Ending]]),0),MATCH(Supply[[#This Row],[Unit Category]],Profiles[#Headers],0))","v":1765.3744000000002}]
[2,"Hydro",13,{"$f":"INDEX(NQC[NQC MW],MATCH(1,(NQC[Month]=Supply[[#This Row],[Month]])*(NQC[Unit Category]=Supply[[#This Row],[Unit Category]]),0))*INDEX(Profiles[],MATCH(1,(Profiles[Month]=Supply[[#This Row],[Month]])*(Profiles[Hour Ending]=Supply[[#This Row],[Hour Ending]]),0),MATCH(Supply[[#This Row],[Unit Category]],Profiles[#Headers],0))","v":1765.3744000000002}]
[2,"Hydro",14,{"$f":"INDEX(NQC[NQC MW],MATCH(1,(NQC[Month]=Supply[[#This Row],[Month]])*(NQC[Unit Category]=Supply[[#This Row],[Unit Category]]),0))*INDEX(Profiles[],MATCH(1,(Profiles[Month]=Supply[[#This Row],[Month]])*(Profiles[Hour Ending]=Supply[[#This Row],[Hour Ending]]),0),MATCH(Supply[[#This Row],[Unit Category]],Profiles[#Headers],0))","v":1765.3744000000002}]
[2,"Hydro",15,{"$f":"INDEX(NQC[NQC MW],MATCH(1,(NQC[Month]=Supply[[#This Row],[Month]])*(NQC[Unit Category]=Supply[[#This Row],[Unit Category]]),0))*INDEX(Profiles[],MATCH(1,(Profiles[Month]=Supply[[#This Row],[Month]])*(Profiles[Hour Ending]=Supply[[#This Row],[Hour Ending]]),0),MATCH(Supply[[#This Row],[Unit Category]],Profiles[#Headers],0))","v":1765.3744000000002}]
[2,"Hydro",16,{"$f":"INDEX(NQC[NQC MW],MATCH(1,(NQC[Month]=Supply[[#This Row],[Month]])*(NQC[Unit Category]=Supply[[#This Row],[Unit Category]]),0))*INDEX(Profiles[],MATCH(1,(Profiles[Month]=Supply[[#This Row],[Month]])*(Profiles[Hour Ending]=Supply[[#This Row],[Hour Ending]]),0),MATCH(Supply[[#This Row],[Unit Category]],Profiles[#Headers],0))","v":1765.3744000000002}]
[2,"Hydro",17,{"$f":"INDEX(NQC[NQC MW],MATCH(1,(NQC[Month]=Supply[[#This Row],[Month]])*(NQC[Unit Category]=Supply[[#This Row],[Unit Category]]),0))*INDEX(Profiles[],MATCH(1,(Profiles[Month]=Supply[[#This Row],[Month]])*(Profiles[Hour Ending]=Supply[[#This Row],[Hour Ending]]),0),MATCH(Supply[[#This Row],[Unit Category]],Profiles[#Headers],0))","v":1765.3744000000002}]
[2,"Hydro",18,{"$f":"INDEX(NQC[NQC MW],MATCH(1,(NQC[Month]=Supply[[#This Row],[Month]])*(NQC[Unit Category]=Supply[[#This Row],[Unit Category]]),0))*INDEX(Profiles[],MATCH(1,(Profiles[Month]=Supply[[#This Row],[Month]])*(Profiles[Hour Ending]=Supply[[#This Row],[Hour Ending]]),0),MATCH(Supply[[#This Row],[Unit Category]],Profiles[#Headers],0))","v":1765.3744000000002}]
[2,"Hydro",19,{"$f":"INDEX(NQC[NQC MW],MATCH(1,(NQC[Month]=Supply[[#This Row],[Month]])*(NQC[Unit Category]=Supply[[#This Row],[Unit Category]]),0))*INDEX(Profiles[],MATCH(1,(Profiles[Month]=Supply[[#This Row],[Month]])*(Profiles[Hour Ending]=Supply[[#This Row],[Hour Ending]]),0),MATCH(Supply[[#This Row],[Unit Category]],Profiles[#Headers],0))","v":1765.3744000000002}]
[2,"Hydro",20,{"$f":"INDEX(NQC[NQC MW],MATCH(1,(NQC[Month]=Supply[[#This Row],[Month]])*(NQC[Unit Category]=Supply[[#This Row],[Unit Category]]),0))*INDEX(Profiles[],MATCH(1,(Profiles[Month]=Supply[[#This Row],[Month]])*(Profiles[Hour Ending]=Supply[[#This Row],[Hour Ending]]),0),MATCH(Supply[[#This Row],[Unit Category]],Profiles[#Headers],0))","v":1765.3744000000002}]
[2,"Hydro",21,{"$f":"INDEX(NQC[NQC MW],MATCH(1,(NQC[Month]=Supply[[#This Row],[Month]])*(NQC[Unit Category]=Supply[[#This Row],[Unit Category]]),0))*INDEX(Profiles[],MATCH(1,(Profiles[Month]=Supply[[#This Row],[Month]])*(Profiles[Hour Ending]=Supply[[#This Row],[Hour Ending]]),0),MATCH(Supply[[#This Row],[Unit Category]],Profiles[#Headers],0))","v":1765.3744000000002}]
[2,"Hydro",22,{"$f":"INDEX(NQC[NQC MW],MATCH(1,(NQC[Month]=Supply[[#This Row],[Month]])*(NQC[Unit Category]=Supply[[#This Row],[Unit Category]]),0))*INDEX(Profiles[],MATCH(1,(Profiles[Month]=Supply[[#This Row],[Month]])*(Profiles[Hour Ending]=Supply[[#This Row],[Hour Ending]]),0),MATCH(Supply[[#This Row],[Unit Category]],Profiles[#Headers],0))","v":1765.3744000000002}]
[2,"Hydro",23,{"$f":"INDEX(NQC[NQC MW],MATCH(1,(NQC[Month]=Supply[[#This Row],[Month]])*(NQC[Unit Category]=Supply[[#This Row],[Unit Category]]),0))*INDEX(Profiles[],MATCH(1,(Profiles[Month]=Supply[[#This Row],[Month]])*(Profiles[Hour Ending]=Supply[[#This Row],[Hour Ending]]),0),MATCH(Supply[[#This Row],[Unit Category]],Profiles[#Headers],0))","v":1765.3744000000002}]
[2,"Hydro",24,{"$f":"INDEX(NQC[NQC MW],MATCH(1,(NQC[Month]=Supply[[#This Row],[Month]])*(NQC[Unit Category]=Supply[[#This Row],[Unit Category]]),0))*INDEX(Profiles[],MATCH(1,(Profiles[Month]=Supply[[#This Row],[Month]])*(Profiles[Hour Ending]=Supply[[#This Row],[Hour Ending]]),0),MATCH(Supply[[#This Row],[Unit Category]],Profiles[#Headers],0))","v":1765.3744000000002}]
[2,"ICE",1,{"$f":"INDEX(NQC[NQC MW],MATCH(1,(NQC[Month]=Supply[[#This Row],[Month]])*(NQC[Unit Category]=Supply[[#This Row],[Unit Category]]),0))*INDEX(Profiles[],MATCH(1,(Profiles[Month]=Supply[[#This Row],[Month]])*(Profiles[Hour Ending]=Supply[[#This Row],[Hour Ending]]),0),MATCH(Supply[[#This Row],[Unit Category]],Profiles[#Headers],0))","v":254.7}]
[2,"ICE",2,{"$f":"INDEX(NQC[NQC MW],MATCH(1,(NQC[Month]=Supply[[#This Row],[Month]])*(NQC[Unit Category]=Supply[[#This Row],[Unit Category]]),0))*INDEX(Profiles[],MATCH(1,(Profiles[Month]=Supply[[#This Row],[Month]])*(Profiles[Hour Ending]=Supply[[#This Row],[Hour Ending]]),0),MATCH(Supply[[#This Row],[Unit Category]],Profiles[#Headers],0))","v":254.7}]
[2,"ICE",3,{"$f":"INDEX(NQC[NQC MW],MATCH(1,(NQC[Month]=Supply[[#This Row],[Month]])*(NQC[Unit Category]=Supply[[#This Row],[Unit Category]]),0))*INDEX(Profiles[],MATCH(1,(Profiles[Month]=Supply[[#This Row],[Month]])*(Profiles[Hour Ending]=Supply[[#This Row],[Hour Ending]]),0),MATCH(Supply[[#This Row],[Unit Category]],Profiles[#Headers],0))","v":254.7}]
[2,"ICE",4,{"$f":"INDEX(NQC[NQC MW],MATCH(1,(NQC[Month]=Supply[[#This Row],[Month]])*(NQC[Unit Category]=Supply[[#This Row],[Unit Category]]),0))*INDEX(Profiles[],MATCH(1,(Profiles[Month]=Supply[[#This Row],[Month]])*(Profiles[Hour Ending]=Supply[[#This Row],[Hour Ending]]),0),MATCH(Supply[[#This Row],[Unit Category]],Profiles[#Headers],0))","v":254.7}]
[2,"ICE",5,{"$f":"INDEX(NQC[NQC MW],MATCH(1,(NQC[Month]=Supply[[#This Row],[Month]])*(NQC[Unit Category]=Supply[[#This Row],[Unit Category]]),0))*INDEX(Profiles[],MATCH(1,(Profiles[Month]=Supply[[#This Row],[Month]])*(Profiles[Hour Ending]=Supply[[#This Row],[Hour Ending]]),0),MATCH(Supply[[#This Row],[Unit Category]],Profiles[#Headers],0))","v":254.7}]
[2,"ICE",6,{"$f":"INDEX(NQC[NQC MW],MATCH(1,(NQC[Month]=Supply[[#This Row],[Month]])*(NQC[Unit Category]=Supply[[#This Row],[Unit Category]]),0))*INDEX(Profiles[],MATCH(1,(Profiles[Month]=Supply[[#This Row],[Month]])*(Profiles[Hour Ending]=Supply[[#This Row],[Hour Ending]]),0),MATCH(Supply[[#This Row],[Unit Category]],Profiles[#Headers],0))","v":254.7}]
[2,"ICE",7,{"$f":"INDEX(NQC[NQC MW],MATCH(1,(NQC[Month]=Supply[[#This Row],[Month]])*(NQC[Unit Category]=Supply[[#This Row],[Unit Category]]),0))*INDEX(Profiles[],MATCH(1,(Profiles[Month]=Supply[[#This Row],[Month]])*(Profiles[Hour Ending]=Supply[[#This Row],[Hour Ending]]),0),MATCH(Supply[[#This Row],[Unit Category]],Profiles[#Headers],0))","v":254.7}]
[2,"ICE",8,{"$f":"INDEX(NQC[NQC MW],MATCH(1,(NQC[Month]=Supply[[#This Row],[Month]])*(NQC[Unit Category]=Supply[[#This Row],[Unit Category]]),0))*INDEX(Profiles[],MATCH(1,(Profiles[Month]=Supply[[#This Row],[Month]])*(Profiles[Hour Ending]=Supply[[#This Row],[Hour Ending]]),0),MATCH(Supply[[#This Row],[Unit Category]],Profiles[#Headers],0))","v":254.7}]
[2,"ICE",9,{"$f":"INDEX(NQC[NQC MW],MATCH(1,(NQC[Month]=Supply[[#This Row],[Month]])*(NQC[Unit Category]=Supply[[#This Row],[Unit Category]]),0))*INDEX(Profiles[],MATCH(1,(Profiles[Month]=Supply[[#This Row],[Month]])*(Profiles[Hour Ending]=Supply[[#This Row],[Hour Ending]]),0),MATCH(Supply[[#This Row],[Unit Category]],Profiles[#Headers],0))","v":254.7}]
[2,"ICE",10,{"$f":"INDEX(NQC[NQC MW],MATCH(1,(NQC[Month]=Supply[[#This Row],[Month]])*(NQC[Unit Category]=Supply[[#This Row],[Unit Category]]),0))*INDEX(Profiles[],MATCH(1,(Profiles[Month]=Supply[[#This Row],[Month]])*(Profiles[Hour Ending]=Supply[[#This Row],[Hour Ending]]),0),MATCH(Supply[[#This Row],[Unit Category]],Profiles[#Headers],0))","v":254.7}]
[2,"ICE",11,{"$f":"INDEX(NQC[NQC MW],MATCH(1,(NQC[Month]=Supply[[#This Row],[Month]])*(NQC[Unit Category]=Supply[[#This Row],[Unit Category]]),0))*INDEX(Profiles[],MATCH(1,(Profiles[Month]=Supply[[#This Row],[Month]])*(Profiles[Hour Ending]=Supply[[#This Row],[Hour Ending]]),0),MATCH(Supply[[#This Row],[Unit Category]],Profiles[#Headers],0))","v":254.7}]
[2,"ICE",12,{"$f":"INDEX(NQC[NQC MW],MATCH(1,(NQC[Month]=Supply[[#This Row],[Month]])*(NQC[Unit Category]=Supply[[#This Row],[Unit Category]]),0))*INDEX(Profiles[],MATCH(1,(Profiles[Month]=Supply[[#This Row],[Month]])*(Profiles[Hour Ending]=Supply[[#This Row],[Hour Ending]]),0),MATCH(Supply[[#This Row],[Unit Category]],Profiles[#Headers],0))","v":254.7}]
[2,"ICE",13,{"$f":"INDEX(NQC[NQC MW],MATCH(1,(NQC[Month]=Supply[[#This Row],[Month]])*(NQC[Unit Category]=Supply[[#This Row],[Unit Category]]),0))*INDEX(Profiles[],MATCH(1,(Profiles[Month]=Supply[[#This Row],[Month]])*(Profiles[Hour Ending]=Supply[[#This Row],[Hour Ending]]),0),MATCH(Supply[[#This Row],[Unit Category]],Profiles[#Headers],0))","v":254.7}]
[2,"ICE",14,{"$f":"INDEX(NQC[NQC MW],MATCH(1,(NQC[Month]=Supply[[#This Row],[Month]])*(NQC[Unit Category]=Supply[[#This Row],[Unit Category]]),0))*INDEX(Profiles[],MATCH(1,(Profiles[Month]=Supply[[#This Row],[Month]])*(Profiles[Hour Ending]=Supply[[#This Row],[Hour Ending]]),0),MATCH(Supply[[#This Row],[Unit Category]],Profiles[#Headers],0))","v":254.7}]
[2,"ICE",15,{"$f":"INDEX(NQC[NQC MW],MATCH(1,(NQC[Month]=Supply[[#This Row],[Month]])*(NQC[Unit Category]=Supply[[#This Row],[Unit Category]]),0))*INDEX(Profiles[],MATCH(1,(Profiles[Month]=Supply[[#This Row],[Month]])*(Profiles[Hour Ending]=Supply[[#This Row],[Hour Ending]]),0),MATCH(Supply[[#This Row],[Unit Category]],Profiles[#Headers],0))","v":254.7}]
[2,"ICE",16,{"$f":"INDEX(NQC[NQC MW],MATCH(1,(NQC[Month]=Supply[[#This Row],[Month]])*(NQC[Unit Category]=Supply[[#This Row],[Unit Category]]),0))*INDEX(Profiles[],MATCH(1,(Profiles[Month]=Supply[[#This Row],[Month]])*(Profiles[Hour Ending]=Supply[[#This Row],[Hour Ending]]),0),MATCH(Supply[[#This Row],[Unit Category]],Profiles[#Headers],0))","v":254.7}]
[2,"ICE",17,{"$f":"INDEX(NQC[NQC MW],MATCH(1,(NQC[Month]=Supply[[#This Row],[Month]])*(NQC[Unit Category]=Supply[[#This Row],[Unit Category]]),0))*INDEX(Profiles[],MATCH(1,(Profiles[Month]=Supply[[#This Row],[Month]])*(Profiles[Hour Ending]=Supply[[#This Row],[Hour Ending]]),0),MATCH(Supply[[#This Row],[Unit Category]],Profiles[#Headers],0))","v":254.7}]
[2,"ICE",18,{"$f":"INDEX(NQC[NQC MW],MATCH(1,(NQC[Month]=Supply[[#This Row],[Month]])*(NQC[Unit Category]=Supply[[#This Row],[Unit Category]]),0))*INDEX(Profiles[],MATCH(1,(Profiles[Month]=Supply[[#This Row],[Month]])*(Profiles[Hour Ending]=Supply[[#This Row],[Hour Ending]]),0),MATCH(Supply[[#This Row],[Unit Category]],Profiles[#Headers],0))","v":254.7}]
[2,"ICE",19,{"$f":"INDEX(NQC[NQC MW],MATCH(1,(NQC[Month]=Supply[[#This Row],[Month]])*(NQC[Unit Category]=Supply[[#This Row],[Unit Category]]),0))*INDEX(Profiles[],MATCH(1,(Profiles[Month]=Supply[[#This Row],[Month]])*(Profiles[Hour Ending]=Supply[[#This Row],[Hour Ending]]),0),MATCH(Supply[[#This Row],[Unit Category]],Profiles[#Headers],0))","v":254.7}]
[2,"ICE",20,{"$f":"INDEX(NQC[NQC MW],MATCH(1,(NQC[Month]=Supply[[#This Row],[Month]])*(NQC[Unit Category]=Supply[[#This Row],[Unit Category]]),0))*INDEX(Profiles[],MATCH(1,(Profiles[Month]=Supply[[#This Row],[Month]])*(Profiles[Hour Ending]=Supply[[#This Row],[Hour Ending]]),0),MATCH(Supply[[#This Row],[Unit Category]],Profiles[#Headers],0))","v":254.7}]
[2,"ICE",21,{"$f":"INDEX(NQC[NQC MW],MATCH(1,(NQC[Month]=Supply[[#This Row],[Month]])*(NQC[Unit Category]=Supply[[#This Row],[Unit Category]]),0))*INDEX(Profiles[],MATCH(1,(Profiles[Month]=Supply[[#This Row],[Month]])*(Profiles[Hour Ending]=Supply[[#This Row],[Hour Ending]]),0),MATCH(Supply[[#This Row],[Unit Category]],Profiles[#Headers],0))","v":254.7}]
[2,"ICE",22,{"$f":"INDEX(NQC[NQC MW],MATCH(1,(NQC[Month]=Supply[[#This Row],[Month]])*(NQC[Unit Category]=Supply[[#This Row],[Unit Category]]),0))*INDEX(Profiles[],MATCH(1,(Profiles[Month]=Supply[[#This Row],[Month]])*(Profiles[Hour Ending]=Supply[[#This Row],[Hour Ending]]),0),MATCH(Supply[[#This Row],[Unit Category]],Profiles[#Headers],0))","v":254.7}]
[2,"ICE",23,{"$f":"INDEX(NQC[NQC MW],MATCH(1,(NQC[Month]=Supply[[#This Row],[Month]])*(NQC[Unit Category]=Supply[[#This Row],[Unit Category]]),0))*INDEX(Profiles[],MATCH(1,(Profiles[Month]=Supply[[#This Row],[Month]])*(Profiles[Hour Ending]=Supply[[#This Row],[Hour Ending]]),0),MATCH(Supply[[#This Row],[Unit Category]],Profiles[#Headers],0))","v":254.7}]
[2,"ICE",24,{"$f":"INDEX(NQC[NQC MW],MATCH(1,(NQC[Month]=Supply[[#This Row],[Month]])*(NQC[Unit Category]=Supply[[#This Row],[Unit Category]]),0))*INDEX(Profiles[],MATCH(1,(Profiles[Month]=Supply[[#This Row],[Month]])*(Profiles[Hour Ending]=Supply[[#This Row],[Hour Ending]]),0),MATCH(Supply[[#This Row],[Unit Category]],Profiles[#Headers],0))","v":254.7}]
[2,"Interchange",1,{"$f":"INDEX(NQC[NQC MW],MATCH(1,(NQC[Month]=Supply[[#This Row],[Month]])*(NQC[Unit Category]=Supply[[#This Row],[Unit Category]]),0))*INDEX(Profiles[],MATCH(1,(Profiles[Month]=Supply[[#This Row],[Month]])*(Profiles[Hour Ending]=Supply[[#This Row],[Hour Ending]]),0),MATCH(Supply[[#This Row],[Unit Category]],Profiles[#Headers],0))","v":2500}]
[2,"Interchange",2,{"$f":"INDEX(NQC[NQC MW],MATCH(1,(NQC[Month]=Supply[[#This Row],[Month]])*(NQC[Unit Category]=Supply[[#This Row],[Unit Category]]),0))*INDEX(Profiles[],MATCH(1,(Profiles[Month]=Supply[[#This Row],[Month]])*(Profiles[Hour Ending]=Supply[[#This Row],[Hour Ending]]),0),MATCH(Supply[[#This Row],[Unit Category]],Profiles[#Headers],0))","v":2500}]
[2,"Interchange",3,{"$f":"INDEX(NQC[NQC MW],MATCH(1,(NQC[Month]=Supply[[#This Row],[Month]])*(NQC[Unit Category]=Supply[[#This Row],[Unit Category]]),0))*INDEX(Profiles[],MATCH(1,(Profiles[Month]=Supply[[#This Row],[Month]])*(Profiles[Hour Ending]=Supply[[#This Row],[Hour Ending]]),0),MATCH(Supply[[#This Row],[Unit Category]],Profiles[#Headers],0))","v":2500}]
[2,"Interchange",4,{"$f":"INDEX(NQC[NQC MW],MATCH(1,(NQC[Month]=Supply[[#This Row],[Month]])*(NQC[Unit Category]=Supply[[#This Row],[Unit Category]]),0))*INDEX(Profiles[],MATCH(1,(Profiles[Month]=Supply[[#This Row],[Month]])*(Profiles[Hour Ending]=Supply[[#This Row],[Hour Ending]]),0),MATCH(Supply[[#This Row],[Unit Category]],Profiles[#Headers],0))","v":2500}]
[2,"Interchange",5,{"$f":"INDEX(NQC[NQC MW],MATCH(1,(NQC[Month]=Supply[[#This Row],[Month]])*(NQC[Unit Category]=Supply[[#This Row],[Unit Category]]),0))*INDEX(Profiles[],MATCH(1,(Profiles[Month]=Supply[[#This Row],[Month]])*(Profiles[Hour Ending]=Supply[[#This Row],[Hour Ending]]),0),MATCH(Supply[[#This Row],[Unit Category]],Profiles[#Headers],0))","v":2500}]
[2,"Interchange",6,{"$f":"INDEX(NQC[NQC MW],MATCH(1,(NQC[Month]=Supply[[#This Row],[Month]])*(NQC[Unit Category]=Supply[[#This Row],[Unit Category]]),0))*INDEX(Profiles[],MATCH(1,(Profiles[Month]=Supply[[#This Row],[Month]])*(Profiles[Hour Ending]=Supply[[#This Row],[Hour Ending]]),0),MATCH(Supply[[#This Row],[Unit Category]],Profiles[#Headers],0))","v":2500}]
[2,"Interchange",7,{"$f":"INDEX(NQC[NQC MW],MATCH(1,(NQC[Month]=Supply[[#This Row],[Month]])*(NQC[Unit Category]=Supply[[#This Row],[Unit Category]]),0))*INDEX(Profiles[],MATCH(1,(Profiles[Month]=Supply[[#This Row],[Month]])*(Profiles[Hour Ending]=Supply[[#This Row],[Hour Ending]]),0),MATCH(Supply[[#This Row],[Unit Category]],Profiles[#Headers],0))","v":2500}]
[2,"Interchange",8,{"$f":"INDEX(NQC[NQC MW],MATCH(1,(NQC[Month]=Supply[[#This Row],[Month]])*(NQC[Unit Category]=Supply[[#This Row],[Unit Category]]),0))*INDEX(Profiles[],MATCH(1,(Profiles[Month]=Supply[[#This Row],[Month]])*(Profiles[Hour Ending]=Supply[[#This Row],[Hour Ending]]),0),MATCH(Supply[[#This Row],[Unit Category]],Profiles[#Headers],0))","v":2500}]
[2,"Interchange",9,{"$f":"INDEX(NQC[NQC MW],MATCH(1,(NQC[Month]=Supply[[#This Row],[Month]])*(NQC[Unit Category]=Supply[[#This Row],[Unit Category]]),0))*INDEX(Profiles[],MATCH(1,(Profiles[Month]=Supply[[#This Row],[Month]])*(Profiles[Hour Ending]=Supply[[#This Row],[Hour Ending]]),0),MATCH(Supply[[#This Row],[Unit Category]],Profiles[#Headers],0))","v":2500}]
[2,"Interchange",10,{"$f":"INDEX(NQC[NQC MW],MATCH(1,(NQC[Month]=Supply[[#This Row],[Month]])*(NQC[Unit Category]=Supply[[#This Row],[Unit Category]]),0))*INDEX(Profiles[],MATCH(1,(Profiles[Month]=Supply[[#This Row],[Month]])*(Profiles[Hour Ending]=Supply[[#This Row],[Hour Ending]]),0),MATCH(Supply[[#This Row],[Unit Category]],Profiles[#Headers],0))","v":2500}]
[2,"Interchange",11,{"$f":"INDEX(NQC[NQC MW],MATCH(1,(NQC[Month]=Supply[[#This Row],[Month]])*(NQC[Unit Category]=Supply[[#This Row],[Unit Category]]),0))*INDEX(Profiles[],MATCH(1,(Profiles[Month]=Supply[[#This Row],[Month]])*(Profiles[Hour Ending]=Supply[[#This Row],[Hour Ending]]),0),MATCH(Supply[[#This Row],[Unit Category]],Profiles[#Headers],0))","v":2500}]
[2,"Interchange",12,{"$f":"INDEX(NQC[NQC MW],MATCH(1,(NQC[Month]=Supply[[#This Row],[Month]])*(NQC[Unit Category]=Supply[[#This Row],[Unit Category]]),0))*INDEX(Profiles[],MATCH(1,(Profiles[Month]=Supply[[#This Row],[Month]])*(Profiles[Hour Ending]=Supply[[#This Row],[Hour Ending]]),0),MATCH(Supply[[#This Row],[Unit Category]],Profiles[#Headers],0))","v":2500}]
[2,"Interchange",13,{"$f":"INDEX(NQC[NQC MW],MATCH(1,(NQC[Month]=Supply[[#This Row],[Month]])*(NQC[Unit Category]=Supply[[#This Row],[Unit Category]]),0))*INDEX(Profiles[],MATCH(1,(Profiles[Month]=Supply[[#This Row],[Month]])*(Profiles[Hour Ending]=Supply[[#This Row],[Hour Ending]]),0),MATCH(Supply[[#This Row],[Unit Category]],Profiles[#Headers],0))","v":2500}]
[2,"Interchange",14,{"$f":"INDEX(NQC[NQC MW],MATCH(1,(NQC[Month]=Supply[[#This Row],[Month]])*(NQC[Unit Category]=Supply[[#This Row],[Unit Category]]),0))*INDEX(Profiles[],MATCH(1,(Profiles[Month]=Supply[[#This Row],[Month]])*(Profiles[Hour Ending]=Supply[[#This Row],[Hour Ending]]),0),MATCH(Supply[[#This Row],[Unit Category]],Profiles[#Headers],0))","v":2500}]
[2,"Interchange",15,{"$f":"INDEX(NQC[NQC MW],MATCH(1,(NQC[Month]=Supply[[#This Row],[Month]])*(NQC[Unit Category]=Supply[[#This Row],[Unit Category]]),0))*INDEX(Profiles[],MATCH(1,(Profiles[Month]=Supply[[#This Row],[Month]])*(Profiles[Hour Ending]=Supply[[#This Row],[Hour Ending]]),0),MATCH(Supply[[#This Row],[Unit Category]],Profiles[#Headers],0))","v":2500}]
[2,"Interchange",16,{"$f":"INDEX(NQC[NQC MW],MATCH(1,(NQC[Month]=Supply[[#This Row],[Month]])*(NQC[Unit Category]=Supply[[#This Row],[Unit Category]]),0))*INDEX(Profiles[],MATCH(1,(Profiles[Month]=Supply[[#This Row],[Month]])*(Profiles[Hour Ending]=Supply[[#This Row],[Hour Ending]]),0),MATCH(Supply[[#This Row],[Unit Category]],Profiles[#Headers],0))","v":2500}]
[2,"Interchange",17,{"$f":"INDEX(NQC[NQC MW],MATCH(1,(NQC[Month]=Supply[[#This Row],[Month]])*(NQC[Unit Category]=Supply[[#This Row],[Unit Category]]),0))*INDEX(Profiles[],MATCH(1,(Profiles[Month]=Supply[[#This Row],[Month]])*(Profiles[Hour Ending]=Supply[[#This Row],[Hour Ending]]),0),MATCH(Supply[[#This Row],[Unit Category]],Profiles[#Headers],0))","v":2500}]
[2,"Interchange",18,{"$f":"INDEX(NQC[NQC MW],MATCH(1,(NQC[Month]=Supply[[#This Row],[Month]])*(NQC[Unit Category]=Supply[[#This Row],[Unit Category]]),0))*INDEX(Profiles[],MATCH(1,(Profiles[Month]=Supply[[#This Row],[Month]])*(Profiles[Hour Ending]=Supply[[#This Row],[Hour Ending]]),0),MATCH(Supply[[#This Row],[Unit Category]],Profiles[#Headers],0))","v":2500}]
[2,"Interchange",19,{"$f":"INDEX(NQC[NQC MW],MATCH(1,(NQC[Month]=Supply[[#This Row],[Month]])*(NQC[Unit Category]=Supply[[#This Row],[Unit Category]]),0))*INDEX(Profiles[],MATCH(1,(Profiles[Month]=Supply[[#This Row],[Month]])*(Profiles[Hour Ending]=Supply[[#This Row],[Hour Ending]]),0),MATCH(Supply[[#This Row],[Unit Category]],Profiles[#Headers],0))","v":2500}]
[2,"Interchange",20,{"$f":"INDEX(NQC[NQC MW],MATCH(1,(NQC[Month]=Supply[[#This Row],[Month]])*(NQC[Unit Category]=Supply[[#This Row],[Unit Category]]),0))*INDEX(Profiles[],MATCH(1,(Profiles[Month]=Supply[[#This Row],[Month]])*(Profiles[Hour Ending]=Supply[[#This Row],[Hour Ending]]),0),MATCH(Supply[[#This Row],[Unit Category]],Profiles[#Headers],0))","v":2500}]
[2,"Interchange",21,{"$f":"INDEX(NQC[NQC MW],MATCH(1,(NQC[Month]=Supply[[#This Row],[Month]])*(NQC[Unit Category]=Supply[[#This Row],[Unit Category]]),0))*INDEX(Profiles[],MATCH(1,(Profiles[Month]=Supply[[#This Row],[Month]])*(Profiles[Hour Ending]=Supply[[#This Row],[Hour Ending]]),0),MATCH(Supply[[#This Row],[Unit Category]],Profiles[#Headers],0))","v":2500}]
[2,"Interchange",22,{"$f":"INDEX(NQC[NQC MW],MATCH(1,(NQC[Month]=Supply[[#This Row],[Month]])*(NQC[Unit Category]=Supply[[#This Row],[Unit Category]]),0))*INDEX(Profiles[],MATCH(1,(Profiles[Month]=Supply[[#This Row],[Month]])*(Profiles[Hour Ending]=Supply[[#This Row],[Hour Ending]]),0),MATCH(Supply[[#This Row],[Unit Category]],Profiles[#Headers],0))","v":2500}]
[2,"Interchange",23,{"$f":"INDEX(NQC[NQC MW],MATCH(1,(NQC[Month]=Supply[[#This Row],[Month]])*(NQC[Unit Category]=Supply[[#This Row],[Unit Category]]),0))*INDEX(Profiles[],MATCH(1,(Profiles[Month]=Supply[[#This Row],[Month]])*(Profiles[Hour Ending]=Supply[[#This Row],[Hour Ending]]),0),MATCH(Supply[[#This Row],[Unit Category]],Profiles[#Headers],0))","v":2500}]
[2,"Interchange",24,{"$f":"INDEX(NQC[NQC MW],MATCH(1,(NQC[Month]=Supply[[#This Row],[Month]])*(NQC[Unit Category]=Supply[[#This Row],[Unit Category]]),0))*INDEX(Profiles[],MATCH(1,(Profiles[Month]=Supply[[#This Row],[Month]])*(Profiles[Hour Ending]=Supply[[#This Row],[Hour Ending]]),0),MATCH(Supply[[#This Row],[Unit Category]],Profiles[#Headers],0))","v":2500}]
[2,"Nuclear",1,{"$f":"INDEX(NQC[NQC MW],MATCH(1,(NQC[Month]=Supply[[#This Row],[Month]])*(NQC[Unit Category]=Supply[[#This Row],[Unit Category]]),0))*INDEX(Profiles[],MATCH(1,(Profiles[Month]=Supply[[#This Row],[Month]])*(Profiles[Hour Ending]=Supply[[#This Row],[Hour Ending]]),0),MATCH(Supply[[#This Row],[Unit Category]],Profiles[#Headers],0))","v":2280}]
[2,"Nuclear",2,{"$f":"INDEX(NQC[NQC MW],MATCH(1,(NQC[Month]=Supply[[#This Row],[Month]])*(NQC[Unit Category]=Supply[[#This Row],[Unit Category]]),0))*INDEX(Profiles[],MATCH(1,(Profiles[Month]=Supply[[#This Row],[Month]])*(Profiles[Hour Ending]=Supply[[#This Row],[Hour Ending]]),0),MATCH(Supply[[#This Row],[Unit Category]],Profiles[#Headers],0))","v":2280}]
[2,"Nuclear",3,{"$f":"INDEX(NQC[NQC MW],MATCH(1,(NQC[Month]=Supply[[#This Row],[Month]])*(NQC[Unit Category]=Supply[[#This Row],[Unit Category]]),0))*INDEX(Profiles[],MATCH(1,(Profiles[Month]=Supply[[#This Row],[Month]])*(Profiles[Hour Ending]=Supply[[#This Row],[Hour Ending]]),0),MATCH(Supply[[#This Row],[Unit Category]],Profiles[#Headers],0))","v":2280}]
[2,"Nuclear",4,{"$f":"INDEX(NQC[NQC MW],MATCH(1,(NQC[Month]=Supply[[#This Row],[Month]])*(NQC[Unit Category]=Supply[[#This Row],[Unit Category]]),0))*INDEX(Profiles[],MATCH(1,(Profiles[Month]=Supply[[#This Row],[Month]])*(Profiles[Hour Ending]=Supply[[#This Row],[Hour Ending]]),0),MATCH(Supply[[#This Row],[Unit Category]],Profiles[#Headers],0))","v":2280}]
[2,"Nuclear",5,{"$f":"INDEX(NQC[NQC MW],MATCH(1,(NQC[Month]=Supply[[#This Row],[Month]])*(NQC[Unit Category]=Supply[[#This Row],[Unit Category]]),0))*INDEX(Profiles[],MATCH(1,(Profiles[Month]=Supply[[#This Row],[Month]])*(Profiles[Hour Ending]=Supply[[#This Row],[Hour Ending]]),0),MATCH(Supply[[#This Row],[Unit Category]],Profiles[#Headers],0))","v":2280}]
[2,"Nuclear",6,{"$f":"INDEX(NQC[NQC MW],MATCH(1,(NQC[Month]=Supply[[#This Row],[Month]])*(NQC[Unit Category]=Supply[[#This Row],[Unit Category]]),0))*INDEX(Profiles[],MATCH(1,(Profiles[Month]=Supply[[#This Row],[Month]])*(Profiles[Hour Ending]=Supply[[#This Row],[Hour Ending]]),0),MATCH(Supply[[#This Row],[Unit Category]],Profiles[#Headers],0))","v":2280}]
[2,"Nuclear",7,{"$f":"INDEX(NQC[NQC MW],MATCH(1,(NQC[Month]=Supply[[#This Row],[Month]])*(NQC[Unit Category]=Supply[[#This Row],[Unit Category]]),0))*INDEX(Profiles[],MATCH(1,(Profiles[Month]=Supply[[#This Row],[Month]])*(Profiles[Hour Ending]=Supply[[#This Row],[Hour Ending]]),0),MATCH(Supply[[#This Row],[Unit Category]],Profiles[#Headers],0))","v":2280}]
[2,"Nuclear",8,{"$f":"INDEX(NQC[NQC MW],MATCH(1,(NQC[Month]=Supply[[#This Row],[Month]])*(NQC[Unit Category]=Supply[[#This Row],[Unit Category]]),0))*INDEX(Profiles[],MATCH(1,(Profiles[Month]=Supply[[#This Row],[Month]])*(Profiles[Hour Ending]=Supply[[#This Row],[Hour Ending]]),0),MATCH(Supply[[#This Row],[Unit Category]],Profiles[#Headers],0))","v":2280}]
[2,"Nuclear",9,{"$f":"INDEX(NQC[NQC MW],MATCH(1,(NQC[Month]=Supply[[#This Row],[Month]])*(NQC[Unit Category]=Supply[[#This Row],[Unit Category]]),0))*INDEX(Profiles[],MATCH(1,(Profiles[Month]=Supply[[#This Row],[Month]])*(Profiles[Hour Ending]=Supply[[#This Row],[Hour Ending]]),0),MATCH(Supply[[#This Row],[Unit Category]],Profiles[#Headers],0))","v":2280}]
[2,"Nuclear",10,{"$f":"INDEX(NQC[NQC MW],MATCH(1,(NQC[Month]=Supply[[#This Row],[Month]])*(NQC[Unit Category]=Supply[[#This Row],[Unit Category]]),0))*INDEX(Profiles[],MATCH(1,(Profiles[Month]=Supply[[#This Row],[Month]])*(Profiles[Hour Ending]=Supply[[#This Row],[Hour Ending]]),0),MATCH(Supply[[#This Row],[Unit Category]],Profiles[#Headers],0))","v":2280}]
[2,"Nuclear",11,{"$f":"INDEX(NQC[NQC MW],MATCH(1,(NQC[Month]=Supply[[#This Row],[Month]])*(NQC[Unit Category]=Supply[[#This Row],[Unit Category]]),0))*INDEX(Profiles[],MATCH(1,(Profiles[Month]=Supply[[#This Row],[Month]])*(Profiles[Hour Ending]=Supply[[#This Row],[Hour Ending]]),0),MATCH(Supply[[#This Row],[Unit Category]],Profiles[#Headers],0))","v":2280}]
[2,"Nuclear",12,{"$f":"INDEX(NQC[NQC MW],MATCH(1,(NQC[Month]=Supply[[#This Row],[Month]])*(NQC[Unit Category]=Supply[[#This Row],[Unit Category]]),0))*INDEX(Profiles[],MATCH(1,(Profiles[Month]=Supply[[#This Row],[Month]])*(Profiles[Hour Ending]=Supply[[#This Row],[Hour Ending]]),0),MATCH(Supply[[#This Row],[Unit Category]],Profiles[#Headers],0))","v":2280}]
[2,"Nuclear",13,{"$f":"INDEX(NQC[NQC MW],MATCH(1,(NQC[Month]=Supply[[#This Row],[Month]])*(NQC[Unit Category]=Supply[[#This Row],[Unit Category]]),0))*INDEX(Profiles[],MATCH(1,(Profiles[Month]=Supply[[#This Row],[Month]])*(Profiles[Hour Ending]=Supply[[#This Row],[Hour Ending]]),0),MATCH(Supply[[#This Row],[Unit Category]],Profiles[#Headers],0))","v":2280}]
[2,"Nuclear",14,{"$f":"INDEX(NQC[NQC MW],MATCH(1,(NQC[Month]=Supply[[#This Row],[Month]])*(NQC[Unit Category]=Supply[[#This Row],[Unit Category]]),0))*INDEX(Profiles[],MATCH(1,(Profiles[Month]=Supply[[#This Row],[Month]])*(Profiles[Hour Ending]=Supply[[#This Row],[Hour Ending]]),0),MATCH(Supply[[#This Row],[Unit Category]],Profiles[#Headers],0))","v":2280}]
[2,"Nuclear",15,{"$f":"INDEX(NQC[NQC MW],MATCH(1,(NQC[Month]=Supply[[#This Row],[Month]])*(NQC[Unit Category]=Supply[[#This Row],[Unit Category]]),0))*INDEX(Profiles[],MATCH(1,(Profiles[Month]=Supply[[#This Row],[Month]])*(Profiles[Hour Ending]=Supply[[#This Row],[Hour Ending]]),0),MATCH(Supply[[#This Row],[Unit Category]],Profiles[#Headers],0))","v":2280}]
[2,"Nuclear",16,{"$f":"INDEX(NQC[NQC MW],MATCH(1,(NQC[Month]=Supply[[#This Row],[Month]])*(NQC[Unit Category]=Supply[[#This Row],[Unit Category]]),0))*INDEX(Profiles[],MATCH(1,(Profiles[Month]=Supply[[#This Row],[Month]])*(Profiles[Hour Ending]=Supply[[#This Row],[Hour Ending]]),0),MATCH(Supply[[#This Row],[Unit Category]],Profiles[#Headers],0))","v":2280}]
[2,"Nuclear",17,{"$f":"INDEX(NQC[NQC MW],MATCH(1,(NQC[Month]=Supply[[#This Row],[Month]])*(NQC[Unit Category]=Supply[[#This Row],[Unit Category]]),0))*INDEX(Profiles[],MATCH(1,(Profiles[Month]=Supply[[#This Row],[Month]])*(Profiles[Hour Ending]=Supply[[#This Row],[Hour Ending]]),0),MATCH(Supply[[#This Row],[Unit Category]],Profiles[#Headers],0))","v":2280}]
[2,"Nuclear",18,{"$f":"INDEX(NQC[NQC MW],MATCH(1,(NQC[Month]=Supply[[#This Row],[Month]])*(NQC[Unit Category]=Supply[[#This Row],[Unit Category]]),0))*INDEX(Profiles[],MATCH(1,(Profiles[Month]=Supply[[#This Row],[Month]])*(Profiles[Hour Ending]=Supply[[#This Row],[Hour Ending]]),0),MATCH(Supply[[#This Row],[Unit Category]],Profiles[#Headers],0))","v":2280}]
[2,"Nuclear",19,{"$f":"INDEX(NQC[NQC MW],MATCH(1,(NQC[Month]=Supply[[#This Row],[Month]])*(NQC[Unit Category]=Supply[[#This Row],[Unit Category]]),0))*INDEX(Profiles[],MATCH(1,(Profiles[Month]=Supply[[#This Row],[Month]])*(Profiles[Hour Ending]=Supply[[#This Row],[Hour Ending]]),0),MATCH(Supply[[#This Row],[Unit Category]],Profiles[#Headers],0))","v":2280}]
[2,"Nuclear",20,{"$f":"INDEX(NQC[NQC MW],MATCH(1,(NQC[Month]=Supply[[#This Row],[Month]])*(NQC[Unit Category]=Supply[[#This Row],[Unit Category]]),0))*INDEX(Profiles[],MATCH(1,(Profiles[Month]=Supply[[#This Row],[Month]])*(Profiles[Hour Ending]=Supply[[#This Row],[Hour Ending]]),0),MATCH(Supply[[#This Row],[Unit Category]],Profiles[#Headers],0))","v":2280}]
[2,"Nuclear",21,{"$f":"INDEX(NQC[NQC MW],MATCH(1,(NQC[Month]=Supply[[#This Row],[Month]])*(NQC[Unit Category]=Supply[[#This Row],[Unit Category]]),0))*INDEX(Profiles[],MATCH(1,(Profiles[Month]=Supply[[#This Row],[Month]])*(Profiles[Hour Ending]=Supply[[#This Row],[Hour Ending]]),0),MATCH(Supply[[#This Row],[Unit Category]],Profiles[#Headers],0))","v":2280}]
[2,"Nuclear",22,{"$f":"INDEX(NQC[NQC MW],MATCH(1,(NQC[Month]=Supply[[#This Row],[Month]])*(NQC[Unit Category]=Supply[[#This Row],[Unit Category]]),0))*INDEX(Profiles[],MATCH(1,(Profiles[Month]=Supply[[#This Row],[Month]])*(Profiles[Hour Ending]=Supply[[#This Row],[Hour Ending]]),0),MATCH(Supply[[#This Row],[Unit Category]],Profiles[#Headers],0))","v":2280}]
[2,"Nuclear",23,{"$f":"INDEX(NQC[NQC MW],MATCH(1,(NQC[Month]=Supply[[#This Row],[Month]])*(NQC[Unit Category]=Supply[[#This Row],[Unit Category]]),0))*INDEX(Profiles[],MATCH(1,(Profiles[Month]=Supply[[#This Row],[Month]])*(Profiles[Hour Ending]=Supply[[#This Row],[Hour Ending]]),0),MATCH(Supply[[#This Row],[Unit Category]],Profiles[#Headers],0))","v":2280}]
[2,"Nuclear",24,{"$f":"INDEX(NQC[NQC MW],MATCH(1,(NQC[Month]=Supply[[#This Row],[Month]])*(NQC[Unit Category]=Supply[[#This Row],[Unit Category]]),0))*INDEX(Profiles[],MATCH(1,(Profiles[Month]=Supply[[#This Row],[Month]])*(Profiles[Hour Ending]=Supply[[#This Row],[Hour Ending]]),0),MATCH(Supply[[#This Row],[Unit Category]],Profiles[#Headers],0))","v":2280}]
[2,"PSH",1,{"$f":"INDEX(NQC[NQC MW],MATCH(1,(NQC[Month]=Supply[[#This Row],[Month]])*(NQC[Unit Category]=Supply[[#This Row],[Unit Category]]),0))*INDEX(Profiles[],MATCH(1,(Profiles[Month]=Supply[[#This Row],[Month]])*(Profiles[Hour Ending]=Supply[[#This Row],[Hour Ending]]),0),MATCH(Supply[[#This Row],[Unit Category]],Profiles[#Headers],0))","v":1457.16}]
[2,"PSH",2,{"$f":"INDEX(NQC[NQC MW],MATCH(1,(NQC[Month]=Supply[[#This Row],[Month]])*(NQC[Unit Category]=Supply[[#This Row],[Unit Category]]),0))*INDEX(Profiles[],MATCH(1,(Profiles[Month]=Supply[[#This Row],[Month]])*(Profiles[Hour Ending]=Supply[[#This Row],[Hour Ending]]),0),MATCH(Supply[[#This Row],[Unit Category]],Profiles[#Headers],0))","v":1457.16}]
[2,"PSH",3,{"$f":"INDEX(NQC[NQC MW],MATCH(1,(NQC[Month]=Supply[[#This Row],[Month]])*(NQC[Unit Category]=Supply[[#This Row],[Unit Category]]),0))*INDEX(Profiles[],MATCH(1,(Profiles[Month]=Supply[[#This Row],[Month]])*(Profiles[Hour Ending]=Supply[[#This Row],[Hour Ending]]),0),MATCH(Supply[[#This Row],[Unit Category]],Profiles[#Headers],0))","v":1457.16}]
[2,"PSH",4,{"$f":"INDEX(NQC[NQC MW],MATCH(1,(NQC[Month]=Supply[[#This Row],[Month]])*(NQC[Unit Category]=Supply[[#This Row],[Unit Category]]),0))*INDEX(Profiles[],MATCH(1,(Profiles[Month]=Supply[[#This Row],[Month]])*(Profiles[Hour Ending]=Supply[[#This Row],[Hour Ending]]),0),MATCH(Supply[[#This Row],[Unit Category]],Profiles[#Headers],0))","v":1457.16}]
[2,"PSH",5,{"$f":"INDEX(NQC[NQC MW],MATCH(1,(NQC[Month]=Supply[[#This Row],[Month]])*(NQC[Unit Category]=Supply[[#This Row],[Unit Category]]),0))*INDEX(Profiles[],MATCH(1,(Profiles[Month]=Supply[[#This Row],[Month]])*(Profiles[Hour Ending]=Supply[[#This Row],[Hour Ending]]),0),MATCH(Supply[[#This Row],[Unit Category]],Profiles[#Headers],0))","v":1457.16}]
[2,"PSH",6,{"$f":"INDEX(NQC[NQC MW],MATCH(1,(NQC[Month]=Supply[[#This Row],[Month]])*(NQC[Unit Category]=Supply[[#This Row],[Unit Category]]),0))*INDEX(Profiles[],MATCH(1,(Profiles[Month]=Supply[[#This Row],[Month]])*(Profiles[Hour Ending]=Supply[[#This Row],[Hour Ending]]),0),MATCH(Supply[[#This Row],[Unit Category]],Profiles[#Headers],0))","v":1457.16}]
[2,"PSH",7,{"$f":"INDEX(NQC[NQC MW],MATCH(1,(NQC[Month]=Supply[[#This Row],[Month]])*(NQC[Unit Category]=Supply[[#This Row],[Unit Category]]),0))*INDEX(Profiles[],MATCH(1,(Profiles[Month]=Supply[[#This Row],[Month]])*(Profiles[Hour Ending]=Supply[[#This Row],[Hour Ending]]),0),MATCH(Supply[[#This Row],[Unit Category]],Profiles[#Headers],0))","v":1457.16}]
[2,"PSH",8,{"$f":"INDEX(NQC[NQC MW],MATCH(1,(NQC[Month]=Supply[[#This Row],[Month]])*(NQC[Unit Category]=Supply[[#This Row],[Unit Category]]),0))*INDEX(Profiles[],MATCH(1,(Profiles[Month]=Supply[[#This Row],[Month]])*(Profiles[Hour Ending]=Supply[[#This Row],[Hour Ending]]),0),MATCH(Supply[[#This Row],[Unit Category]],Profiles[#Headers],0))","v":1457.16}]
[2,"PSH",9,{"$f":"INDEX(NQC[NQC MW],MATCH(1,(NQC[Month]=Supply[[#This Row],[Month]])*(NQC[Unit Category]=Supply[[#This Row],[Unit Category]]),0))*INDEX(Profiles[],MATCH(1,(Profiles[Month]=Supply[[#This Row],[Month]])*(Profiles[Hour Ending]=Supply[[#This Row],[Hour Ending]]),0),MATCH(Supply[[#This Row],[Unit Category]],Profiles[#Headers],0))","v":1457.16}]
[2,"PSH",10,{"$f":"INDEX(NQC[NQC MW],MATCH(1,(NQC[Month]=Supply[[#This Row],[Month]])*(NQC[Unit Category]=Supply[[#This Row],[Unit Category]]),0))*INDEX(Profiles[],MATCH(1,(Profiles[Month]=Supply[[#This Row],[Month]])*(Profiles[Hour Ending]=Supply[[#This Row],[Hour Ending]]),0),MATCH(Supply[[#This Row],[Unit Category]],Profiles[#Headers],0))","v":1457.16}]
[2,"PSH",11,{"$f":"INDEX(NQC[NQC MW],MATCH(1,(NQC[Month]=Supply[[#This Row],[Month]])*(NQC[Unit Category]=Supply[[#This Row],[Unit Category]]),0))*INDEX(Profiles[],MATCH(1,(Profiles[Month]=Supply[[#This Row],[Month]])*(Profiles[Hour Ending]=Supply[[#This Row],[Hour Ending]]),0),MATCH(Supply[[#This Row],[Unit Category]],Profiles[#Headers],0))","v":1457.16}]
[2,"PSH",12,{"$f":"INDEX(NQC[NQC MW],MATCH(1,(NQC[Month]=Supply[[#This Row],[Month]])*(NQC[Unit Category]=Supply[[#This Row],[Unit Category]]),0))*INDEX(Profiles[],MATCH(1,(Profiles[Month]=Supply[[#This Row],[Month]])*(Profiles[Hour Ending]=Supply[[#This Row],[Hour Ending]]),0),MATCH(Supply[[#This Row],[Unit Category]],Profiles[#Headers],0))","v":1457.16}]
[2,"PSH",13,{"$f":"INDEX(NQC[NQC MW],MATCH(1,(NQC[Month]=Supply[[#This Row],[Month]])*(NQC[Unit Category]=Supply[[#This Row],[Unit Category]]),0))*INDEX(Profiles[],MATCH(1,(Profiles[Month]=Supply[[#This Row],[Month]])*(Profiles[Hour Ending]=Supply[[#This Row],[Hour Ending]]),0),MATCH(Supply[[#This Row],[Unit Category]],Profiles[#Headers],0))","v":1457.16}]
[2,"PSH",14,{"$f":"INDEX(NQC[NQC MW],MATCH(1,(NQC[Month]=Supply[[#This Row],[Month]])*(NQC[Unit Category]=Supply[[#This Row],[Unit Category]]),0))*INDEX(Profiles[],MATCH(1,(Profiles[Month]=Supply[[#This Row],[Month]])*(Profiles[Hour Ending]=Supply[[#This Row],[Hour Ending]]),0),MATCH(Supply[[#This Row],[Unit Category]],Profiles[#Headers],0))","v":1457.16}]
[2,"PSH",15,{"$f":"INDEX(NQC[NQC MW],MATCH(1,(NQC[Month]=Supply[[#This Row],[Month]])*(NQC[Unit Category]=Supply[[#This Row],[Unit Category]]),0))*INDEX(Profiles[],MATCH(1,(Profiles[Month]=Supply[[#This Row],[Month]])*(Profiles[Hour Ending]=Supply[[#This Row],[Hour Ending]]),0),MATCH(Supply[[#This Row],[Unit Category]],Profiles[#Headers],0))","v":1457.16}]
[2,"PSH",16,{"$f":"INDEX(NQC[NQC MW],MATCH(1,(NQC[Month]=Supply[[#This Row],[Month]])*(NQC[Unit Category]=Supply[[#This Row],[Unit Category]]),0))*INDEX(Profiles[],MATCH(1,(Profiles[Month]=Supply[[#This Row],[Month]])*(Profiles[Hour Ending]=Supply[[#This Row],[Hour Ending]]),0),MATCH(Supply[[#This Row],[Unit Category]],Profiles[#Headers],0))","v":1457.16}]
[2,"PSH",17,{"$f":"INDEX(NQC[NQC MW],MATCH(1,(NQC[Month]=Supply[[#This Row],[Month]])*(NQC[Unit Category]=Supply[[#This Row],[Unit Category]]),0))*INDEX(Profiles[],MATCH(1,(Profiles[Month]=Supply[[#This Row],[Month]])*(Profiles[Hour Ending]=Supply[[#This Row],[Hour Ending]]),0),MATCH(Supply[[#This Row],[Unit Category]],Profiles[#Headers],0))","v":1457.16}]
[2,"PSH",18,{"$f":"INDEX(NQC[NQC MW],MATCH(1,(NQC[Month]=Supply[[#This Row],[Month]])*(NQC[Unit Category]=Supply[[#This Row],[Unit Category]]),0))*INDEX(Profiles[],MATCH(1,(Profiles[Month]=Supply[[#This Row],[Month]])*(Profiles[Hour Ending]=Supply[[#This Row],[Hour Ending]]),0),MATCH(Supply[[#This Row],[Unit Category]],Profiles[#Headers],0))","v":1457.16}]
[2,"PSH",19,{"$f":"INDEX(NQC[NQC MW],MATCH(1,(NQC[Month]=Supply[[#This Row],[Month]])*(NQC[Unit Category]=Supply[[#This Row],[Unit Category]]),0))*INDEX(Profiles[],MATCH(1,(Profiles[Month]=Supply[[#This Row],[Month]])*(Profiles[Hour Ending]=Supply[[#This Row],[Hour Ending]]),0),MATCH(Supply[[#This Row],[Unit Category]],Profiles[#Headers],0))","v":1457.16}]
[2,"PSH",20,{"$f":"INDEX(NQC[NQC MW],MATCH(1,(NQC[Month]=Supply[[#This Row],[Month]])*(NQC[Unit Category]=Supply[[#This Row],[Unit Category]]),0))*INDEX(Profiles[],MATCH(1,(Profiles[Month]=Supply[[#This Row],[Month]])*(Profiles[Hour Ending]=Supply[[#This Row],[Hour Ending]]),0),MATCH(Supply[[#This Row],[Unit Category]],Profiles[#Headers],0))","v":1457.16}]
[2,"PSH",21,{"$f":"INDEX(NQC[NQC MW],MATCH(1,(NQC[Month]=Supply[[#This Row],[Month]])*(NQC[Unit Category]=Supply[[#This Row],[Unit Category]]),0))*INDEX(Profiles[],MATCH(1,(Profiles[Month]=Supply[[#This Row],[Month]])*(Profiles[Hour Ending]=Supply[[#This Row],[Hour Ending]]),0),MATCH(Supply[[#This Row],[Unit Category]],Profiles[#Headers],0))","v":1457.16}]
[2,"PSH",22,{"$f":"INDEX(NQC[NQC MW],MATCH(1,(NQC[Month]=Supply[[#This Row],[Month]])*(NQC[Unit Category]=Supply[[#This Row],[Unit Category]]),0))*INDEX(Profiles[],MATCH(1,(Profiles[Month]=Supply[[#This Row],[Month]])*(Profiles[Hour Ending]=Supply[[#This Row],[Hour Ending]]),0),MATCH(Supply[[#This Row],[Unit Category]],Profiles[#Headers],0))","v":1457.16}]
[2,"PSH",23,{"$f":"INDEX(NQC[NQC MW],MATCH(1,(NQC[Month]=Supply[[#This Row],[Month]])*(NQC[Unit Category]=Supply[[#This Row],[Unit Category]]),0))*INDEX(Profiles[],MATCH(1,(Profiles[Month]=Supply[[#This Row],[Month]])*(Profiles[Hour Ending]=Supply[[#This Row],[Hour Ending]]),0),MATCH(Supply[[#This Row],[Unit Category]],Profiles[#Headers],0))","v":1457.16}]
[2,"PSH",24,{"$f":"INDEX(NQC[NQC MW],MATCH(1,(NQC[Month]=Supply[[#This Row],[Month]])*(NQC[Unit Category]=Supply[[#This Row],[Unit Category]]),0))*INDEX(Profiles[],MATCH(1,(Profiles[Month]=Supply[[#This Row],[Month]])*(Profiles[Hour Ending]=Supply[[#This Row],[Hour Ending]]),0),MATCH(Supply[[#This Row],[Unit Category]],Profiles[#Headers],0))","v":1457.16}]
[2,"Storage",1,{"$f":"INDEX(NQC[NQC MW],MATCH(1,(NQC[Month]=Supply[[#This Row],[Month]])*(NQC[Unit Category]=Supply[[#This Row],[Unit Category]]),0))*INDEX(Profiles[],MATCH(1,(Profiles[Month]=Supply[[#This Row],[Month]])*(Profiles[Hour Ending]=Supply[[#This Row],[Hour Ending]]),0),MATCH(Supply[[#This Row],[Unit Category]],Profiles[#Headers],0))","v":13537.949999999997}]
[2,"Storage",2,{"$f":"INDEX(NQC[NQC MW],MATCH(1,(NQC[Month]=Supply[[#This Row],[Month]])*(NQC[Unit Category]=Supply[[#This Row],[Unit Category]]),0))*INDEX(Profiles[],MATCH(1,(Profiles[Month]=Supply[[#This Row],[Month]])*(Profiles[Hour Ending]=Supply[[#This Row],[Hour Ending]]),0),MATCH(Supply[[#This Row],[Unit Category]],Profiles[#Headers],0))","v":13537.949999999997}]
[2,"Storage",3,{"$f":"INDEX(NQC[NQC MW],MATCH(1,(NQC[Month]=Supply[[#This Row],[Month]])*(NQC[Unit Category]=Supply[[#This Row],[Unit Category]]),0))*INDEX(Profiles[],MATCH(1,(Profiles[Month]=Supply[[#This Row],[Month]])*(Profiles[Hour Ending]=Supply[[#This Row],[Hour Ending]]),0),MATCH(Supply[[#This Row],[Unit Category]],Profiles[#Headers],0))","v":13537.949999999997}]
[2,"Storage",4,{"$f":"INDEX(NQC[NQC MW],MATCH(1,(NQC[Month]=Supply[[#This Row],[Month]])*(NQC[Unit Category]=Supply[[#This Row],[Unit Category]]),0))*INDEX(Profiles[],MATCH(1,(Profiles[Month]=Supply[[#This Row],[Month]])*(Profiles[Hour Ending]=Supply[[#This Row],[Hour Ending]]),0),MATCH(Supply[[#This Row],[Unit Category]],Profiles[#Headers],0))","v":13537.949999999997}]
[2,"Storage",5,{"$f":"INDEX(NQC[NQC MW],MATCH(1,(NQC[Month]=Supply[[#This Row],[Month]])*(NQC[Unit Category]=Supply[[#This Row],[Unit Category]]),0))*INDEX(Profiles[],MATCH(1,(Profiles[Month]=Supply[[#This Row],[Month]])*(Profiles[Hour Ending]=Supply[[#This Row],[Hour Ending]]),0),MATCH(Supply[[#This Row],[Unit Category]],Profiles[#Headers],0))","v":13537.949999999997}]
[2,"Storage",6,{"$f":"INDEX(NQC[NQC MW],MATCH(1,(NQC[Month]=Supply[[#This Row],[Month]])*(NQC[Unit Category]=Supply[[#This Row],[Unit Category]]),0))*INDEX(Profiles[],MATCH(1,(Profiles[Month]=Supply[[#This Row],[Month]])*(Profiles[Hour Ending]=Supply[[#This Row],[Hour Ending]]),0),MATCH(Supply[[#This Row],[Unit Category]],Profiles[#Headers],0))","v":13537.949999999997}]
[2,"Storage",7,{"$f":"INDEX(NQC[NQC MW],MATCH(1,(NQC[Month]=Supply[[#This Row],[Month]])*(NQC[Unit Category]=Supply[[#This Row],[Unit Category]]),0))*INDEX(Profiles[],MATCH(1,(Profiles[Month]=Supply[[#This Row],[Month]])*(Profiles[Hour Ending]=Supply[[#This Row],[Hour Ending]]),0),MATCH(Supply[[#This Row],[Unit Category]],Profiles[#Headers],0))","v":13537.949999999997}]
[2,"Storage",8,{"$f":"INDEX(NQC[NQC MW],MATCH(1,(NQC[Month]=Supply[[#This Row],[Month]])*(NQC[Unit Category]=Supply[[#This Row],[Unit Category]]),0))*INDEX(Profiles[],MATCH(1,(Profiles[Month]=Supply[[#This Row],[Month]])*(Profiles[Hour Ending]=Supply[[#This Row],[Hour Ending]]),0),MATCH(Supply[[#This Row],[Unit Category]],Profiles[#Headers],0))","v":13537.949999999997}]
[2,"Storage",9,{"$f":"INDEX(NQC[NQC MW],MATCH(1,(NQC[Month]=Supply[[#This Row],[Month]])*(NQC[Unit Category]=Supply[[#This Row],[Unit Category]]),0))*INDEX(Profiles[],MATCH(1,(Profiles[Month]=Supply[[#This Row],[Month]])*(Profiles[Hour Ending]=Supply[[#This Row],[Hour Ending]]),0),MATCH(Supply[[#This Row],[Unit Category]],Profiles[#Headers],0))","v":13537.949999999997}]
[2,"Storage",10,{"$f":"INDEX(NQC[NQC MW],MATCH(1,(NQC[Month]=Supply[[#This Row],[Month]])*(NQC[Unit Category]=Supply[[#This Row],[Unit Category]]),0))*INDEX(Profiles[],MATCH(1,(Profiles[Month]=Supply[[#This Row],[Month]])*(Profiles[Hour Ending]=Supply[[#This Row],[Hour Ending]]),0),MATCH(Supply[[#This Row],[Unit Category]],Profiles[#Headers],0))","v":13537.949999999997}]
[2,"Storage",11,{"$f":"INDEX(NQC[NQC MW],MATCH(1,(NQC[Month]=Supply[[#This Row],[Month]])*(NQC[Unit Category]=Supply[[#This Row],[Unit Category]]),0))*INDEX(Profiles[],MATCH(1,(Profiles[Month]=Supply[[#This Row],[Month]])*(Profiles[Hour Ending]=Supply[[#This Row],[Hour Ending]]),0),MATCH(Supply[[#This Row],[Unit Category]],Profiles[#Headers],0))","v":13537.949999999997}]
[2,"Storage",12,{"$f":"INDEX(NQC[NQC MW],MATCH(1,(NQC[Month]=Supply[[#This Row],[Month]])*(NQC[Unit Category]=Supply[[#This Row],[Unit Category]]),0))*INDEX(Profiles[],MATCH(1,(Profiles[Month]=Supply[[#This Row],[Month]])*(Profiles[Hour Ending]=Supply[[#This Row],[Hour Ending]]),0),MATCH(Supply[[#This Row],[Unit Category]],Profiles[#Headers],0))","v":13537.949999999997}]
[2,"Storage",13,{"$f":"INDEX(NQC[NQC MW],MATCH(1,(NQC[Month]=Supply[[#This Row],[Month]])*(NQC[Unit Category]=Supply[[#This Row],[Unit Category]]),0))*INDEX(Profiles[],MATCH(1,(Profiles[Month]=Supply[[#This Row],[Month]])*(Profiles[Hour Ending]=Supply[[#This Row],[Hour Ending]]),0),MATCH(Supply[[#This Row],[Unit Category]],Profiles[#Headers],0))","v":13537.949999999997}]
[2,"Storage",14,{"$f":"INDEX(NQC[NQC MW],MATCH(1,(NQC[Month]=Supply[[#This Row],[Month]])*(NQC[Unit Category]=Supply[[#This Row],[Unit Category]]),0))*INDEX(Profiles[],MATCH(1,(Profiles[Month]=Supply[[#This Row],[Month]])*(Profiles[Hour Ending]=Supply[[#This Row],[Hour Ending]]),0),MATCH(Supply[[#This Row],[Unit Category]],Profiles[#Headers],0))","v":13537.949999999997}]
[2,"Storage",15,{"$f":"INDEX(NQC[NQC MW],MATCH(1,(NQC[Month]=Supply[[#This Row],[Month]])*(NQC[Unit Category]=Supply[[#This Row],[Unit Category]]),0))*INDEX(Profiles[],MATCH(1,(Profiles[Month]=Supply[[#This Row],[Month]])*(Profiles[Hour Ending]=Supply[[#This Row],[Hour Ending]]),0),MATCH(Supply[[#This Row],[Unit Category]],Profiles[#Headers],0))","v":13537.949999999997}]
[2,"Storage",16,{"$f":"INDEX(NQC[NQC MW],MATCH(1,(NQC[Month]=Supply[[#This Row],[Month]])*(NQC[Unit Category]=Supply[[#This Row],[Unit Category]]),0))*INDEX(Profiles[],MATCH(1,(Profiles[Month]=Supply[[#This Row],[Month]])*(Profiles[Hour Ending]=Supply[[#This Row],[Hour Ending]]),0),MATCH(Supply[[#This Row],[Unit Category]],Profiles[#Headers],0))","v":13537.949999999997}]
[2,"Storage",17,{"$f":"INDEX(NQC[NQC MW],MATCH(1,(NQC[Month]=Supply[[#This Row],[Month]])*(NQC[Unit Category]=Supply[[#This Row],[Unit Category]]),0))*INDEX(Profiles[],MATCH(1,(Profiles[Month]=Supply[[#This Row],[Month]])*(Profiles[Hour Ending]=Supply[[#This Row],[Hour Ending]]),0),MATCH(Supply[[#This Row],[Unit Category]],Profiles[#Headers],0))","v":13537.949999999997}]
[2,"Storage",18,{"$f":"INDEX(NQC[NQC MW],MATCH(1,(NQC[Month]=Supply[[#This Row],[Month]])*(NQC[Unit Category]=Supply[[#This Row],[Unit Category]]),0))*INDEX(Profiles[],MATCH(1,(Profiles[Month]=Supply[[#This Row],[Month]])*(Profiles[Hour Ending]=Supply[[#This Row],[Hour Ending]]),0),MATCH(Supply[[#This Row],[Unit Category]],Profiles[#Headers],0))","v":13537.949999999997}]
[2,"Storage",19,{"$f":"INDEX(NQC[NQC MW],MATCH(1,(NQC[Month]=Supply[[#This Row],[Month]])*(NQC[Unit Category]=Supply[[#This Row],[Unit Category]]),0))*INDEX(Profiles[],MATCH(1,(Profiles[Month]=Supply[[#This Row],[Month]])*(Profiles[Hour Ending]=Supply[[#This Row],[Hour Ending]]),0),MATCH(Supply[[#This Row],[Unit Category]],Profiles[#Headers],0))","v":13537.949999999997}]
[2,"Storage",20,{"$f":"INDEX(NQC[NQC MW],MATCH(1,(NQC[Month]=Supply[[#This Row],[Month]])*(NQC[Unit Category]=Supply[[#This Row],[Unit Category]]),0))*INDEX(Profiles[],MATCH(1,(Profiles[Month]=Supply[[#This Row],[Month]])*(Profiles[Hour Ending]=Supply[[#This Row],[Hour Ending]]),0),MATCH(Supply[[#This Row],[Unit Category]],Profiles[#Headers],0))","v":13537.949999999997}]
[2,"Storage",21,{"$f":"INDEX(NQC[NQC MW],MATCH(1,(NQC[Month]=Supply[[#This Row],[Month]])*(NQC[Unit Category]=Supply[[#This Row],[Unit Category]]),0))*INDEX(Profiles[],MATCH(1,(Profiles[Month]=Supply[[#This Row],[Month]])*(Profiles[Hour Ending]=Supply[[#This Row],[Hour Ending]]),0),MATCH(Supply[[#This Row],[Unit Category]],Profiles[#Headers],0))","v":13537.949999999997}]
[2,"Storage",22,{"$f":"INDEX(NQC[NQC MW],MATCH(1,(NQC[Month]=Supply[[#This Row],[Month]])*(NQC[Unit Category]=Supply[[#This Row],[Unit Category]]),0))*INDEX(Profiles[],MATCH(1,(Profiles[Month]=Supply[[#This Row],[Month]])*(Profiles[Hour Ending]=Supply[[#This Row],[Hour Ending]]),0),MATCH(Supply[[#This Row],[Unit Category]],Profiles[#Headers],0))","v":13537.949999999997}]
[2,"Storage",23,{"$f":"INDEX(NQC[NQC MW],MATCH(1,(NQC[Month]=Supply[[#This Row],[Month]])*(NQC[Unit Category]=Supply[[#This Row],[Unit Category]]),0))*INDEX(Profiles[],MATCH(1,(Profiles[Month]=Supply[[#This Row],[Month]])*(Profiles[Hour Ending]=Supply[[#This Row],[Hour Ending]]),0),MATCH(Supply[[#This Row],[Unit Category]],Profiles[#Headers],0))","v":13537.949999999997}]
[2,"Storage",24,{"$f":"INDEX(NQC[NQC MW],MATCH(1,(NQC[Month]=Supply[[#This Row],[Month]])*(NQC[Unit Category]=Supply[[#This Row],[Unit Category]]),0))*INDEX(Profiles[],MATCH(1,(Profiles[Month]=Supply[[#This Row],[Month]])*(Profiles[Hour Ending]=Supply[[#This Row],[Hour Ending]]),0),MATCH(Supply[[#This Row],[Unit Category]],Profiles[#Headers],0))","v":13537.949999999997}]
[2,"Solar Fixed_Norcal",1,{"$f":"INDEX(NQC[NQC MW],MATCH(1,(NQC[Month]=Supply[[#This Row],[Month]])*(NQC[Unit Category]=Supply[[#This Row],[Unit Category]]),0))*INDEX(Profiles[],MATCH(1,(Profiles[Month]=Supply[[#This Row],[Month]])*(Profiles[Hour Ending]=Supply[[#This Row],[Hour Ending]]),0),MATCH(Supply[[#This Row],[Unit Category]],Profiles[#Headers],0))","v":0}]
[2,"Solar Fixed_Norcal",2,{"$f":"INDEX(NQC[NQC MW],MATCH(1,(NQC[Month]=Supply[[#This Row],[Month]])*(NQC[Unit Category]=Supply[[#This Row],[Unit Category]]),0))*INDEX(Profiles[],MATCH(1,(Profiles[Month]=Supply[[#This Row],[Month]])*(Profiles[Hour Ending]=Supply[[#This Row],[Hour Ending]]),0),MATCH(Supply[[#This Row],[Unit Category]],Profiles[#Headers],0))","v":0}]
[2,"Solar Fixed_Norcal",3,{"$f":"INDEX(NQC[NQC MW],MATCH(1,(NQC[Month]=Supply[[#This Row],[Month]])*(NQC[Unit Category]=Supply[[#This Row],[Unit Category]]),0))*INDEX(Profiles[],MATCH(1,(Profiles[Month]=Supply[[#This Row],[Month]])*(Profiles[Hour Ending]=Supply[[#This Row],[Hour Ending]]),0),MATCH(Supply[[#This Row],[Unit Category]],Profiles[#Headers],0))","v":0}]
[2,"Solar Fixed_Norcal",4,{"$f":"INDEX(NQC[NQC MW],MATCH(1,(NQC[Month]=Supply[[#This Row],[Month]])*(NQC[Unit Category]=Supply[[#This Row],[Unit Category]]),0))*INDEX(Profiles[],MATCH(1,(Profiles[Month]=Supply[[#This Row],[Month]])*(Profiles[Hour Ending]=Supply[[#This Row],[Hour Ending]]),0),MATCH(Supply[[#This Row],[Unit Category]],Profiles[#Headers],0))","v":0}]
[2,"Solar Fixed_Norcal",5,{"$f":"INDEX(NQC[NQC MW],MATCH(1,(NQC[Month]=Supply[[#This Row],[Month]])*(NQC[Unit Category]=Supply[[#This Row],[Unit Category]]),0))*INDEX(Profiles[],MATCH(1,(Profiles[Month]=Supply[[#This Row],[Month]])*(Profiles[Hour Ending]=Supply[[#This Row],[Hour Ending]]),0),MATCH(Supply[[#This Row],[Unit Category]],Profiles[#Headers],0))","v":0}]
[2,"Solar Fixed_Norcal",6,{"$f":"INDEX(NQC[NQC MW],MATCH(1,(NQC[Month]=Supply[[#This Row],[Month]])*(NQC[Unit Category]=Supply[[#This Row],[Unit Category]]),0))*INDEX(Profiles[],MATCH(1,(Profiles[Month]=Supply[[#This Row],[Month]])*(Profiles[Hour Ending]=Supply[[#This Row],[Hour Ending]]),0),MATCH(Supply[[#This Row],[Unit Category]],Profiles[#Headers],0))","v":0}]
[2,"Solar Fixed_Norcal",7,{"$f":"INDEX(NQC[NQC MW],MATCH(1,(NQC[Month]=Supply[[#This Row],[Month]])*(NQC[Unit Category]=Supply[[#This Row],[Unit Category]]),0))*INDEX(Profiles[],MATCH(1,(Profiles[Month]=Supply[[#This Row],[Month]])*(Profiles[Hour Ending]=Supply[[#This Row],[Hour Ending]]),0),MATCH(Supply[[#This Row],[Unit Category]],Profiles[#Headers],0))","v":9.1423357541251971E-2}]
[2,"Solar Fixed_Norcal",8,{"$f":"INDEX(NQC[NQC MW],MATCH(1,(NQC[Month]=Supply[[#This Row],[Month]])*(NQC[Unit Category]=Supply[[#This Row],[Unit Category]]),0))*INDEX(Profiles[],MATCH(1,(Profiles[Month]=Supply[[#This Row],[Month]])*(Profiles[Hour Ending]=Supply[[#This Row],[Hour Ending]]),0),MATCH(Supply[[#This Row],[Unit Category]],Profiles[#Headers],0))","v":205.21796012494477}]
[2,"Solar Fixed_Norcal",9,{"$f":"INDEX(NQC[NQC MW],MATCH(1,(NQC[Month]=Supply[[#This Row],[Month]])*(NQC[Unit Category]=Supply[[#This Row],[Unit Category]]),0))*INDEX(Profiles[],MATCH(1,(Profiles[Month]=Supply[[#This Row],[Month]])*(Profiles[Hour Ending]=Supply[[#This Row],[Hour Ending]]),0),MATCH(Supply[[#This Row],[Unit Category]],Profiles[#Headers],0))","v":856.15287694279471}]
[2,"Solar Fixed_Norcal",10,{"$f":"INDEX(NQC[NQC MW],MATCH(1,(NQC[Month]=Supply[[#This Row],[Month]])*(NQC[Unit Category]=Supply[[#This Row],[Unit Category]]),0))*INDEX(Profiles[],MATCH(1,(Profiles[Month]=Supply[[#This Row],[Month]])*(Profiles[Hour Ending]=Supply[[#This Row],[Hour Ending]]),0),MATCH(Supply[[#This Row],[Unit Category]],Profiles[#Headers],0))","v":1190.3008999458741}]
[2,"Solar Fixed_Norcal",11,{"$f":"INDEX(NQC[NQC MW],MATCH(1,(NQC[Month]=Supply[[#This Row],[Month]])*(NQC[Unit Category]=Supply[[#This Row],[Unit Category]]),0))*INDEX(Profiles[],MATCH(1,(Profiles[Month]=Supply[[#This Row],[Month]])*(Profiles[Hour Ending]=Supply[[#This Row],[Hour Ending]]),0),MATCH(Supply[[#This Row],[Unit Category]],Profiles[#Headers],0))","v":1311.7569639138183}]
[2,"Solar Fixed_Norcal",12,{"$f":"INDEX(NQC[NQC MW],MATCH(1,(NQC[Month]=Supply[[#This Row],[Month]])*(NQC[Unit Category]=Supply[[#This Row],[Unit Category]]),0))*INDEX(Profiles[],MATCH(1,(Profiles[Month]=Supply[[#This Row],[Month]])*(Profiles[Hour Ending]=Supply[[#This Row],[Hour Ending]]),0),MATCH(Supply[[#This Row],[Unit Category]],Profiles[#Headers],0))","v":1323.8176266148723}]
[2,"Solar Fixed_Norcal",13,{"$f":"INDEX(NQC[NQC MW],MATCH(1,(NQC[Month]=Supply[[#This Row],[Month]])*(NQC[Unit Category]=Supply[[#This Row],[Unit Category]]),0))*INDEX(Profiles[],MATCH(1,(Profiles[Month]=Supply[[#This Row],[Month]])*(Profiles[Hour Ending]=Supply[[#This Row],[Hour Ending]]),0),MATCH(Supply[[#This Row],[Unit Category]],Profiles[#Headers],0))","v":1333.3978506556559}]
[2,"Solar Fixed_Norcal",14,{"$f":"INDEX(NQC[NQC MW],MATCH(1,(NQC[Month]=Supply[[#This Row],[Month]])*(NQC[Unit Category]=Supply[[#This Row],[Unit Category]]),0))*INDEX(Profiles[],MATCH(1,(Profiles[Month]=Supply[[#This Row],[Month]])*(Profiles[Hour Ending]=Supply[[#This Row],[Hour Ending]]),0),MATCH(Supply[[#This Row],[Unit Category]],Profiles[#Headers],0))","v":1298.5338962059966}]
[2,"Solar Fixed_Norcal",15,{"$f":"INDEX(NQC[NQC MW],MATCH(1,(NQC[Month]=Supply[[#This Row],[Month]])*(NQC[Unit Category]=Supply[[#This Row],[Unit Category]]),0))*INDEX(Profiles[],MATCH(1,(Profiles[Month]=Supply[[#This Row],[Month]])*(Profiles[Hour Ending]=Supply[[#This Row],[Hour Ending]]),0),MATCH(Supply[[#This Row],[Unit Category]],Profiles[#Headers],0))","v":1218.7555364198145}]
[2,"Solar Fixed_Norcal",16,{"$f":"INDEX(NQC[NQC MW],MATCH(1,(NQC[Month]=Supply[[#This Row],[Month]])*(NQC[Unit Category]=Supply[[#This Row],[Unit Category]]),0))*INDEX(Profiles[],MATCH(1,(Profiles[Month]=Supply[[#This Row],[Month]])*(Profiles[Hour Ending]=Supply[[#This Row],[Hour Ending]]),0),MATCH(Supply[[#This Row],[Unit Category]],Profiles[#Headers],0))","v":960.05465961716641}]
[2,"Solar Fixed_Norcal",17,{"$f":"INDEX(NQC[NQC MW],MATCH(1,(NQC[Month]=Supply[[#This Row],[Month]])*(NQC[Unit Category]=Supply[[#This Row],[Unit Category]]),0))*INDEX(Profiles[],MATCH(1,(Profiles[Month]=Supply[[#This Row],[Month]])*(Profiles[Hour Ending]=Supply[[#This Row],[Hour Ending]]),0),MATCH(Supply[[#This Row],[Unit Category]],Profiles[#Headers],0))","v":452.72461724718761}]
[2,"Solar Fixed_Norcal",18,{"$f":"INDEX(NQC[NQC MW],MATCH(1,(NQC[Month]=Supply[[#This Row],[Month]])*(NQC[Unit Category]=Supply[[#This Row],[Unit Category]]),0))*INDEX(Profiles[],MATCH(1,(Profiles[Month]=Supply[[#This Row],[Month]])*(Profiles[Hour Ending]=Supply[[#This Row],[Hour Ending]]),0),MATCH(Supply[[#This Row],[Unit Category]],Profiles[#Headers],0))","v":33.819915256926059}]
[2,"Solar Fixed_Norcal",19,{"$f":"INDEX(NQC[NQC MW],MATCH(1,(NQC[Month]=Supply[[#This Row],[Month]])*(NQC[Unit Category]=Supply[[#This Row],[Unit Category]]),0))*INDEX(Profiles[],MATCH(1,(Profiles[Month]=Supply[[#This Row],[Month]])*(Profiles[Hour Ending]=Supply[[#This Row],[Hour Ending]]),0),MATCH(Supply[[#This Row],[Unit Category]],Profiles[#Headers],0))","v":0}]
[2,"Solar Fixed_Norcal",20,{"$f":"INDEX(NQC[NQC MW],MATCH(1,(NQC[Month]=Supply[[#This Row],[Month]])*(NQC[Unit Category]=Supply[[#This Row],[Unit Category]]),0))*INDEX(Profiles[],MATCH(1,(Profiles[Month]=Supply[[#This Row],[Month]])*(Profiles[Hour Ending]=Supply[[#This Row],[Hour Ending]]),0),MATCH(Supply[[#This Row],[Unit Category]],Profiles[#Headers],0))","v":0}]
[2,"Solar Fixed_Norcal",21,{"$f":"INDEX(NQC[NQC MW],MATCH(1,(NQC[Month]=Supply[[#This Row],[Month]])*(NQC[Unit Category]=Supply[[#This Row],[Unit Category]]),0))*INDEX(Profiles[],MATCH(1,(Profiles[Month]=Supply[[#This Row],[Month]])*(Profiles[Hour Ending]=Supply[[#This Row],[Hour Ending]]),0),MATCH(Supply[[#This Row],[Unit Category]],Profiles[#Headers],0))","v":0}]
[2,"Solar Fixed_Norcal",22,{"$f":"INDEX(NQC[NQC MW],MATCH(1,(NQC[Month]=Supply[[#This Row],[Month]])*(NQC[Unit Category]=Supply[[#This Row],[Unit Category]]),0))*INDEX(Profiles[],MATCH(1,(Profiles[Month]=Supply[[#This Row],[Month]])*(Profiles[Hour Ending]=Supply[[#This Row],[Hour Ending]]),0),MATCH(Supply[[#This Row],[Unit Category]],Profiles[#Headers],0))","v":0}]
[2,"Solar Fixed_Norcal",23,{"$f":"INDEX(NQC[NQC MW],MATCH(1,(NQC[Month]=Supply[[#This Row],[Month]])*(NQC[Unit Category]=Supply[[#This Row],[Unit Category]]),0))*INDEX(Profiles[],MATCH(1,(Profiles[Month]=Supply[[#This Row],[Month]])*(Profiles[Hour Ending]=Supply[[#This Row],[Hour Ending]]),0),MATCH(Supply[[#This Row],[Unit Category]],Profiles[#Headers],0))","v":0}]
[2,"Solar Fixed_Norcal",24,{"$f":"INDEX(NQC[NQC MW],MATCH(1,(NQC[Month]=Supply[[#This Row],[Month]])*(NQC[Unit Category]=Supply[[#This Row],[Unit Category]]),0))*INDEX(Profiles[],MATCH(1,(Profiles[Month]=Supply[[#This Row],[Month]])*(Profiles[Hour Ending]=Supply[[#This Row],[Hour Ending]]),0),MATCH(Supply[[#This Row],[Unit Category]],Profiles[#Headers],0))","v":0}]
[2,"Solar Fixed_Socal",1,{"$f":"INDEX(NQC[NQC MW],MATCH(1,(NQC[Month]=Supply[[#This Row],[Month]])*(NQC[Unit Category]=Supply[[#This Row],[Unit Category]]),0))*INDEX(Profiles[],MATCH(1,(Profiles[Month]=Supply[[#This Row],[Month]])*(Profiles[Hour Ending]=Supply[[#This Row],[Hour Ending]]),0),MATCH(Supply[[#This Row],[Unit Category]],Profiles[#Headers],0))","v":-2.2832635202851724E-3}]
[2,"Solar Fixed_Socal",2,{"$f":"INDEX(NQC[NQC MW],MATCH(1,(NQC[Month]=Supply[[#This Row],[Month]])*(NQC[Unit Category]=Supply[[#This Row],[Unit Category]]),0))*INDEX(Profiles[],MATCH(1,(Profiles[Month]=Supply[[#This Row],[Month]])*(Profiles[Hour Ending]=Supply[[#This Row],[Hour Ending]]),0),MATCH(Supply[[#This Row],[Unit Category]],Profiles[#Headers],0))","v":-5.0879580914426356E-3}]
[2,"Solar Fixed_Socal",3,{"$f":"INDEX(NQC[NQC MW],MATCH(1,(NQC[Month]=Supply[[#This Row],[Month]])*(NQC[Unit Category]=Supply[[#This Row],[Unit Category]]),0))*INDEX(Profiles[],MATCH(1,(Profiles[Month]=Supply[[#This Row],[Month]])*(Profiles[Hour Ending]=Supply[[#This Row],[Hour Ending]]),0),MATCH(Supply[[#This Row],[Unit Category]],Profiles[#Headers],0))","v":-7.4231838683440883E-3}]
[2,"Solar Fixed_Socal",4,{"$f":"INDEX(NQC[NQC MW],MATCH(1,(NQC[Month]=Supply[[#This Row],[Month]])*(NQC[Unit Category]=Supply[[#This Row],[Unit Category]]),0))*INDEX(Profiles[],MATCH(1,(Profiles[Month]=Supply[[#This Row],[Month]])*(Profiles[Hour Ending]=Supply[[#This Row],[Hour Ending]]),0),MATCH(Supply[[#This Row],[Unit Category]],Profiles[#Headers],0))","v":-8.0088675842624173E-3}]
[2,"Solar Fixed_Socal",5,{"$f":"INDEX(NQC[NQC MW],MATCH(1,(NQC[Month]=Supply[[#This Row],[Month]])*(NQC[Unit Category]=Supply[[#This Row],[Unit Category]]),0))*INDEX(Profiles[],MATCH(1,(Profiles[Month]=Supply[[#This Row],[Month]])*(Profiles[Hour Ending]=Supply[[#This Row],[Hour Ending]]),0),MATCH(Supply[[#This Row],[Unit Category]],Profiles[#Headers],0))","v":-8.0534745185639155E-3}]
[2,"Solar Fixed_Socal",6,{"$f":"INDEX(NQC[NQC MW],MATCH(1,(NQC[Month]=Supply[[#This Row],[Month]])*(NQC[Unit Category]=Supply[[#This Row],[Unit Category]]),0))*INDEX(Profiles[],MATCH(1,(Profiles[Month]=Supply[[#This Row],[Month]])*(Profiles[Hour Ending]=Supply[[#This Row],[Hour Ending]]),0),MATCH(Supply[[#This Row],[Unit Category]],Profiles[#Headers],0))","v":-3.5593301795354133E-3}]
[2,"Solar Fixed_Socal",7,{"$f":"INDEX(NQC[NQC MW],MATCH(1,(NQC[Month]=Supply[[#This Row],[Month]])*(NQC[Unit Category]=Supply[[#This Row],[Unit Category]]),0))*INDEX(Profiles[],MATCH(1,(Profiles[Month]=Supply[[#This Row],[Month]])*(Profiles[Hour Ending]=Supply[[#This Row],[Hour Ending]]),0),MATCH(Supply[[#This Row],[Unit Category]],Profiles[#Headers],0))","v":40.139516840104896}]
[2,"Solar Fixed_Socal",8,{"$f":"INDEX(NQC[NQC MW],MATCH(1,(NQC[Month]=Supply[[#This Row],[Month]])*(NQC[Unit Category]=Supply[[#This Row],[Unit Category]]),0))*INDEX(Profiles[],MATCH(1,(Profiles[Month]=Supply[[#This Row],[Month]])*(Profiles[Hour Ending]=Supply[[#This Row],[Hour Ending]]),0),MATCH(Supply[[#This Row],[Unit Category]],Profiles[#Headers],0))","v":922.84199028898888}]
[2,"Solar Fixed_Socal",9,{"$f":"INDEX(NQC[NQC MW],MATCH(1,(NQC[Month]=Supply[[#This Row],[Month]])*(NQC[Unit Category]=Supply[[#This Row],[Unit Category]]),0))*INDEX(Profiles[],MATCH(1,(Profiles[Month]=Supply[[#This Row],[Month]])*(Profiles[Hour Ending]=Supply[[#This Row],[Hour Ending]]),0),MATCH(Supply[[#This Row],[Unit Category]],Profiles[#Headers],0))","v":2226.5107680634173}]
[2,"Solar Fixed_Socal",10,{"$f":"INDEX(NQC[NQC MW],MATCH(1,(NQC[Month]=Supply[[#This Row],[Month]])*(NQC[Unit Category]=Supply[[#This Row],[Unit Category]]),0))*INDEX(Profiles[],MATCH(1,(Profiles[Month]=Supply[[#This Row],[Month]])*(Profiles[Hour Ending]=Supply[[#This Row],[Hour Ending]]),0),MATCH(Supply[[#This Row],[Unit Category]],Profiles[#Headers],0))","v":2723.4610137682139}]
[2,"Solar Fixed_Socal",11,{"$f":"INDEX(NQC[NQC MW],MATCH(1,(NQC[Month]=Supply[[#This Row],[Month]])*(NQC[Unit Category]=Supply[[#This Row],[Unit Category]]),0))*INDEX(Profiles[],MATCH(1,(Profiles[Month]=Supply[[#This Row],[Month]])*(Profiles[Hour Ending]=Supply[[#This Row],[Hour Ending]]),0),MATCH(Supply[[#This Row],[Unit Category]],Profiles[#Headers],0))","v":2897.0386291867217}]
[2,"Solar Fixed_Socal",12,{"$f":"INDEX(NQC[NQC MW],MATCH(1,(NQC[Month]=Supply[[#This Row],[Month]])*(NQC[Unit Category]=Supply[[#This Row],[Unit Category]]),0))*INDEX(Profiles[],MATCH(1,(Profiles[Month]=Supply[[#This Row],[Month]])*(Profiles[Hour Ending]=Supply[[#This Row],[Hour Ending]]),0),MATCH(Supply[[#This Row],[Unit Category]],Profiles[#Headers],0))","v":2929.7985045762284}]
[2,"Solar Fixed_Socal",13,{"$f":"INDEX(NQC[NQC MW],MATCH(1,(NQC[Month]=Supply[[#This Row],[Month]])*(NQC[Unit Category]=Supply[[#This Row],[Unit Category]]),0))*INDEX(Profiles[],MATCH(1,(Profiles[Month]=Supply[[#This Row],[Month]])*(Profiles[Hour Ending]=Supply[[#This Row],[Hour Ending]]),0),MATCH(Supply[[#This Row],[Unit Category]],Profiles[#Headers],0))","v":2813.523476428848}]
[2,"Solar Fixed_Socal",14,{"$f":"INDEX(NQC[NQC MW],MATCH(1,(NQC[Month]=Supply[[#This Row],[Month]])*(NQC[Unit Category]=Supply[[#This Row],[Unit Category]]),0))*INDEX(Profiles[],MATCH(1,(Profiles[Month]=Supply[[#This Row],[Month]])*(Profiles[Hour Ending]=Supply[[#This Row],[Hour Ending]]),0),MATCH(Supply[[#This Row],[Unit Category]],Profiles[#Headers],0))","v":2672.7293548508869}]
[2,"Solar Fixed_Socal",15,{"$f":"INDEX(NQC[NQC MW],MATCH(1,(NQC[Month]=Supply[[#This Row],[Month]])*(NQC[Unit Category]=Supply[[#This Row],[Unit Category]]),0))*INDEX(Profiles[],MATCH(1,(Profiles[Month]=Supply[[#This Row],[Month]])*(Profiles[Hour Ending]=Supply[[#This Row],[Hour Ending]]),0),MATCH(Supply[[#This Row],[Unit Category]],Profiles[#Headers],0))","v":2415.3519545682325}]
[2,"Solar Fixed_Socal",16,{"$f":"INDEX(NQC[NQC MW],MATCH(1,(NQC[Month]=Supply[[#This Row],[Month]])*(NQC[Unit Category]=Supply[[#This Row],[Unit Category]]),0))*INDEX(Profiles[],MATCH(1,(Profiles[Month]=Supply[[#This Row],[Month]])*(Profiles[Hour Ending]=Supply[[#This Row],[Hour Ending]]),0),MATCH(Supply[[#This Row],[Unit Category]],Profiles[#Headers],0))","v":1894.7060773028099}]
[2,"Solar Fixed_Socal",17,{"$f":"INDEX(NQC[NQC MW],MATCH(1,(NQC[Month]=Supply[[#This Row],[Month]])*(NQC[Unit Category]=Supply[[#This Row],[Unit Category]]),0))*INDEX(Profiles[],MATCH(1,(Profiles[Month]=Supply[[#This Row],[Month]])*(Profiles[Hour Ending]=Supply[[#This Row],[Hour Ending]]),0),MATCH(Supply[[#This Row],[Unit Category]],Profiles[#Headers],0))","v":689.64325222546722}]
[2,"Solar Fixed_Socal",18,{"$f":"INDEX(NQC[NQC MW],MATCH(1,(NQC[Month]=Supply[[#This Row],[Month]])*(NQC[Unit Category]=Supply[[#This Row],[Unit Category]]),0))*INDEX(Profiles[],MATCH(1,(Profiles[Month]=Supply[[#This Row],[Month]])*(Profiles[Hour Ending]=Supply[[#This Row],[Hour Ending]]),0),MATCH(Supply[[#This Row],[Unit Category]],Profiles[#Headers],0))","v":17.655087990990491}]
[2,"Solar Fixed_Socal",19,{"$f":"INDEX(NQC[NQC MW],MATCH(1,(NQC[Month]=Supply[[#This Row],[Month]])*(NQC[Unit Category]=Supply[[#This Row],[Unit Category]]),0))*INDEX(Profiles[],MATCH(1,(Profiles[Month]=Supply[[#This Row],[Month]])*(Profiles[Hour Ending]=Supply[[#This Row],[Hour Ending]]),0),MATCH(Supply[[#This Row],[Unit Category]],Profiles[#Headers],0))","v":1.7577114699037538E-2}]
[2,"Solar Fixed_Socal",20,{"$f":"INDEX(NQC[NQC MW],MATCH(1,(NQC[Month]=Supply[[#This Row],[Month]])*(NQC[Unit Category]=Supply[[#This Row],[Unit Category]]),0))*INDEX(Profiles[],MATCH(1,(Profiles[Month]=Supply[[#This Row],[Month]])*(Profiles[Hour Ending]=Supply[[#This Row],[Hour Ending]]),0),MATCH(Supply[[#This Row],[Unit Category]],Profiles[#Headers],0))","v":1.6872818334852848E-2}]
[2,"Solar Fixed_Socal",21,{"$f":"INDEX(NQC[NQC MW],MATCH(1,(NQC[Month]=Supply[[#This Row],[Month]])*(NQC[Unit Category]=Supply[[#This Row],[Unit Category]]),0))*INDEX(Profiles[],MATCH(1,(Profiles[Month]=Supply[[#This Row],[Month]])*(Profiles[Hour Ending]=Supply[[#This Row],[Hour Ending]]),0),MATCH(Supply[[#This Row],[Unit Category]],Profiles[#Headers],0))","v":1.6750877515252064E-2}]
[2,"Solar Fixed_Socal",22,{"$f":"INDEX(NQC[NQC MW],MATCH(1,(NQC[Month]=Supply[[#This Row],[Month]])*(NQC[Unit Category]=Supply[[#This Row],[Unit Category]]),0))*INDEX(Profiles[],MATCH(1,(Profiles[Month]=Supply[[#This Row],[Month]])*(Profiles[Hour Ending]=Supply[[#This Row],[Hour Ending]]),0),MATCH(Supply[[#This Row],[Unit Category]],Profiles[#Headers],0))","v":1.2398836703715627E-2}]
[2,"Solar Fixed_Socal",23,{"$f":"INDEX(NQC[NQC MW],MATCH(1,(NQC[Month]=Supply[[#This Row],[Month]])*(NQC[Unit Category]=Supply[[#This Row],[Unit Category]]),0))*INDEX(Profiles[],MATCH(1,(Profiles[Month]=Supply[[#This Row],[Month]])*(Profiles[Hour Ending]=Supply[[#This Row],[Hour Ending]]),0),MATCH(Supply[[#This Row],[Unit Category]],Profiles[#Headers],0))","v":6.9636531905882086E-3}]
[2,"Solar Fixed_Socal",24,{"$f":"INDEX(NQC[NQC MW],MATCH(1,(NQC[Month]=Supply[[#This Row],[Month]])*(NQC[Unit Category]=Supply[[#This Row],[Unit Category]]),0))*INDEX(Profiles[],MATCH(1,(Profiles[Month]=Supply[[#This Row],[Month]])*(Profiles[Hour Ending]=Supply[[#This Row],[Hour Ending]]),0),MATCH(Supply[[#This Row],[Unit Category]],Profiles[#Headers],0))","v":5.3801710537994371E-4}]
[2,"Solar Thermal_Norcal",1,{"$f":"INDEX(NQC[NQC MW],MATCH(1,(NQC[Month]=Supply[[#This Row],[Month]])*(NQC[Unit Category]=Supply[[#This Row],[Unit Category]]),0))*INDEX(Profiles[],MATCH(1,(Profiles[Month]=Supply[[#This Row],[Month]])*(Profiles[Hour Ending]=Supply[[#This Row],[Hour Ending]]),0),MATCH(Supply[[#This Row],[Unit Category]],Profiles[#Headers],0))","v":0}]
[2,"Solar Thermal_Norcal",2,{"$f":"INDEX(NQC[NQC MW],MATCH(1,(NQC[Month]=Supply[[#This Row],[Month]])*(NQC[Unit Category]=Supply[[#This Row],[Unit Category]]),0))*INDEX(Profiles[],MATCH(1,(Profiles[Month]=Supply[[#This Row],[Month]])*(Profiles[Hour Ending]=Supply[[#This Row],[Hour Ending]]),0),MATCH(Supply[[#This Row],[Unit Category]],Profiles[#Headers],0))","v":0}]
[2,"Solar Thermal_Norcal",3,{"$f":"INDEX(NQC[NQC MW],MATCH(1,(NQC[Month]=Supply[[#This Row],[Month]])*(NQC[Unit Category]=Supply[[#This Row],[Unit Category]]),0))*INDEX(Profiles[],MATCH(1,(Profiles[Month]=Supply[[#This Row],[Month]])*(Profiles[Hour Ending]=Supply[[#This Row],[Hour Ending]]),0),MATCH(Supply[[#This Row],[Unit Category]],Profiles[#Headers],0))","v":0}]
[2,"Solar Thermal_Norcal",4,{"$f":"INDEX(NQC[NQC MW],MATCH(1,(NQC[Month]=Supply[[#This Row],[Month]])*(NQC[Unit Category]=Supply[[#This Row],[Unit Category]]),0))*INDEX(Profiles[],MATCH(1,(Profiles[Month]=Supply[[#This Row],[Month]])*(Profiles[Hour Ending]=Supply[[#This Row],[Hour Ending]]),0),MATCH(Supply[[#This Row],[Unit Category]],Profiles[#Headers],0))","v":0}]
[2,"Solar Thermal_Norcal",5,{"$f":"INDEX(NQC[NQC MW],MATCH(1,(NQC[Month]=Supply[[#This Row],[Month]])*(NQC[Unit Category]=Supply[[#This Row],[Unit Category]]),0))*INDEX(Profiles[],MATCH(1,(Profiles[Month]=Supply[[#This Row],[Month]])*(Profiles[Hour Ending]=Supply[[#This Row],[Hour Ending]]),0),MATCH(Supply[[#This Row],[Unit Category]],Profiles[#Headers],0))","v":0}]
[2,"Solar Thermal_Norcal",6,{"$f":"INDEX(NQC[NQC MW],MATCH(1,(NQC[Month]=Supply[[#This Row],[Month]])*(NQC[Unit Category]=Supply[[#This Row],[Unit Category]]),0))*INDEX(Profiles[],MATCH(1,(Profiles[Month]=Supply[[#This Row],[Month]])*(Profiles[Hour Ending]=Supply[[#This Row],[Hour Ending]]),0),MATCH(Supply[[#This Row],[Unit Category]],Profiles[#Headers],0))","v":0}]
[2,"Solar Thermal_Norcal",7,{"$f":"INDEX(NQC[NQC MW],MATCH(1,(NQC[Month]=Supply[[#This Row],[Month]])*(NQC[Unit Category]=Supply[[#This Row],[Unit Category]]),0))*INDEX(Profiles[],MATCH(1,(Profiles[Month]=Supply[[#This Row],[Month]])*(Profiles[Hour Ending]=Supply[[#This Row],[Hour Ending]]),0),MATCH(Supply[[#This Row],[Unit Category]],Profiles[#Headers],0))","v":0}]
[2,"Solar Thermal_Norcal",8,{"$f":"INDEX(NQC[NQC MW],MATCH(1,(NQC[Month]=Supply[[#This Row],[Month]])*(NQC[Unit Category]=Supply[[#This Row],[Unit Category]]),0))*INDEX(Profiles[],MATCH(1,(Profiles[Month]=Supply[[#This Row],[Month]])*(Profiles[Hour Ending]=Supply[[#This Row],[Hour Ending]]),0),MATCH(Supply[[#This Row],[Unit Category]],Profiles[#Headers],0))","v":0}]
[2,"Solar Thermal_Norcal",9,{"$f":"INDEX(NQC[NQC MW],MATCH(1,(NQC[Month]=Supply[[#This Row],[Month]])*(NQC[Unit Category]=Supply[[#This Row],[Unit Category]]),0))*INDEX(Profiles[],MATCH(1,(Profiles[Month]=Supply[[#This Row],[Month]])*(Profiles[Hour Ending]=Supply[[#This Row],[Hour Ending]]),0),MATCH(Supply[[#This Row],[Unit Category]],Profiles[#Headers],0))","v":0}]
[2,"Solar Thermal_Norcal",10,{"$f":"INDEX(NQC[NQC MW],MATCH(1,(NQC[Month]=Supply[[#This Row],[Month]])*(NQC[Unit Category]=Supply[[#This Row],[Unit Category]]),0))*INDEX(Profiles[],MATCH(1,(Profiles[Month]=Supply[[#This Row],[Month]])*(Profiles[Hour Ending]=Supply[[#This Row],[Hour Ending]]),0),MATCH(Supply[[#This Row],[Unit Category]],Profiles[#Headers],0))","v":0}]
[2,"Solar Thermal_Norcal",11,{"$f":"INDEX(NQC[NQC MW],MATCH(1,(NQC[Month]=Supply[[#This Row],[Month]])*(NQC[Unit Category]=Supply[[#This Row],[Unit Category]]),0))*INDEX(Profiles[],MATCH(1,(Profiles[Month]=Supply[[#This Row],[Month]])*(Profiles[Hour Ending]=Supply[[#This Row],[Hour Ending]]),0),MATCH(Supply[[#This Row],[Unit Category]],Profiles[#Headers],0))","v":0}]
[2,"Solar Thermal_Norcal",12,{"$f":"INDEX(NQC[NQC MW],MATCH(1,(NQC[Month]=Supply[[#This Row],[Month]])*(NQC[Unit Category]=Supply[[#This Row],[Unit Category]]),0))*INDEX(Profiles[],MATCH(1,(Profiles[Month]=Supply[[#This Row],[Month]])*(Profiles[Hour Ending]=Supply[[#This Row],[Hour Ending]]),0),MATCH(Supply[[#This Row],[Unit Category]],Profiles[#Headers],0))","v":0}]
[2,"Solar Thermal_Norcal",13,{"$f":"INDEX(NQC[NQC MW],MATCH(1,(NQC[Month]=Supply[[#This Row],[Month]])*(NQC[Unit Category]=Supply[[#This Row],[Unit Category]]),0))*INDEX(Profiles[],MATCH(1,(Profiles[Month]=Supply[[#This Row],[Month]])*(Profiles[Hour Ending]=Supply[[#This Row],[Hour Ending]]),0),MATCH(Supply[[#This Row],[Unit Category]],Profiles[#Headers],0))","v":0}]
[2,"Solar Thermal_Norcal",14,{"$f":"INDEX(NQC[NQC MW],MATCH(1,(NQC[Month]=Supply[[#This Row],[Month]])*(NQC[Unit Category]=Supply[[#This Row],[Unit Category]]),0))*INDEX(Profiles[],MATCH(1,(Profiles[Month]=Supply[[#This Row],[Month]])*(Profiles[Hour Ending]=Supply[[#This Row],[Hour Ending]]),0),MATCH(Supply[[#This Row],[Unit Category]],Profiles[#Headers],0))","v":0}]
[2,"Solar Thermal_Norcal",15,{"$f":"INDEX(NQC[NQC MW],MATCH(1,(NQC[Month]=Supply[[#This Row],[Month]])*(NQC[Unit Category]=Supply[[#This Row],[Unit Category]]),0))*INDEX(Profiles[],MATCH(1,(Profiles[Month]=Supply[[#This Row],[Month]])*(Profiles[Hour Ending]=Supply[[#This Row],[Hour Ending]]),0),MATCH(Supply[[#This Row],[Unit Category]],Profiles[#Headers],0))","v":0}]
[2,"Solar Thermal_Norcal",16,{"$f":"INDEX(NQC[NQC MW],MATCH(1,(NQC[Month]=Supply[[#This Row],[Month]])*(NQC[Unit Category]=Supply[[#This Row],[Unit Category]]),0))*INDEX(Profiles[],MATCH(1,(Profiles[Month]=Supply[[#This Row],[Month]])*(Profiles[Hour Ending]=Supply[[#This Row],[Hour Ending]]),0),MATCH(Supply[[#This Row],[Unit Category]],Profiles[#Headers],0))","v":0}]
[2,"Solar Thermal_Norcal",17,{"$f":"INDEX(NQC[NQC MW],MATCH(1,(NQC[Month]=Supply[[#This Row],[Month]])*(NQC[Unit Category]=Supply[[#This Row],[Unit Category]]),0))*INDEX(Profiles[],MATCH(1,(Profiles[Month]=Supply[[#This Row],[Month]])*(Profiles[Hour Ending]=Supply[[#This Row],[Hour Ending]]),0),MATCH(Supply[[#This Row],[Unit Category]],Profiles[#Headers],0))","v":0}]
[2,"Solar Thermal_Norcal",18,{"$f":"INDEX(NQC[NQC MW],MATCH(1,(NQC[Month]=Supply[[#This Row],[Month]])*(NQC[Unit Category]=Supply[[#This Row],[Unit Category]]),0))*INDEX(Profiles[],MATCH(1,(Profiles[Month]=Supply[[#This Row],[Month]])*(Profiles[Hour Ending]=Supply[[#This Row],[Hour Ending]]),0),MATCH(Supply[[#This Row],[Unit Category]],Profiles[#Headers],0))","v":0}]
[2,"Solar Thermal_Norcal",19,{"$f":"INDEX(NQC[NQC MW],MATCH(1,(NQC[Month]=Supply[[#This Row],[Month]])*(NQC[Unit Category]=Supply[[#This Row],[Unit Category]]),0))*INDEX(Profiles[],MATCH(1,(Profiles[Month]=Supply[[#This Row],[Month]])*(Profiles[Hour Ending]=Supply[[#This Row],[Hour Ending]]),0),MATCH(Supply[[#This Row],[Unit Category]],Profiles[#Headers],0))","v":0}]
[2,"Solar Thermal_Norcal",20,{"$f":"INDEX(NQC[NQC MW],MATCH(1,(NQC[Month]=Supply[[#This Row],[Month]])*(NQC[Unit Category]=Supply[[#This Row],[Unit Category]]),0))*INDEX(Profiles[],MATCH(1,(Profiles[Month]=Supply[[#This Row],[Month]])*(Profiles[Hour Ending]=Supply[[#This Row],[Hour Ending]]),0),MATCH(Supply[[#This Row],[Unit Category]],Profiles[#Headers],0))","v":0}]
[2,"Solar Thermal_Norcal",21,{"$f":"INDEX(NQC[NQC MW],MATCH(1,(NQC[Month]=Supply[[#This Row],[Month]])*(NQC[Unit Category]=Supply[[#This Row],[Unit Category]]),0))*INDEX(Profiles[],MATCH(1,(Profiles[Month]=Supply[[#This Row],[Month]])*(Profiles[Hour Ending]=Supply[[#This Row],[Hour Ending]]),0),MATCH(Supply[[#This Row],[Unit Category]],Profiles[#Headers],0))","v":0}]
[2,"Solar Thermal_Norcal",22,{"$f":"INDEX(NQC[NQC MW],MATCH(1,(NQC[Month]=Supply[[#This Row],[Month]])*(NQC[Unit Category]=Supply[[#This Row],[Unit Category]]),0))*INDEX(Profiles[],MATCH(1,(Profiles[Month]=Supply[[#This Row],[Month]])*(Profiles[Hour Ending]=Supply[[#This Row],[Hour Ending]]),0),MATCH(Supply[[#This Row],[Unit Category]],Profiles[#Headers],0))","v":0}]
[2,"Solar Thermal_Norcal",23,{"$f":"INDEX(NQC[NQC MW],MATCH(1,(NQC[Month]=Supply[[#This Row],[Month]])*(NQC[Unit Category]=Supply[[#This Row],[Unit Category]]),0))*INDEX(Profiles[],MATCH(1,(Profiles[Month]=Supply[[#This Row],[Month]])*(Profiles[Hour Ending]=Supply[[#This Row],[Hour Ending]]),0),MATCH(Supply[[#This Row],[Unit Category]],Profiles[#Headers],0))","v":0}]
[2,"Solar Thermal_Norcal",24,{"$f":"INDEX(NQC[NQC MW],MATCH(1,(NQC[Month]=Supply[[#This Row],[Month]])*(NQC[Unit Category]=Supply[[#This Row],[Unit Category]]),0))*INDEX(Profiles[],MATCH(1,(Profiles[Month]=Supply[[#This Row],[Month]])*(Profiles[Hour Ending]=Supply[[#This Row],[Hour Ending]]),0),MATCH(Supply[[#This Row],[Unit Category]],Profiles[#Headers],0))","v":0}]
[2,"Solar Thermal_Socal",1,{"$f":"INDEX(NQC[NQC MW],MATCH(1,(NQC[Month]=Supply[[#This Row],[Month]])*(NQC[Unit Category]=Supply[[#This Row],[Unit Category]]),0))*INDEX(Profiles[],MATCH(1,(Profiles[Month]=Supply[[#This Row],[Month]])*(Profiles[Hour Ending]=Supply[[#This Row],[Hour Ending]]),0),MATCH(Supply[[#This Row],[Unit Category]],Profiles[#Headers],0))","v":0}]
[2,"Solar Thermal_Socal",2,{"$f":"INDEX(NQC[NQC MW],MATCH(1,(NQC[Month]=Supply[[#This Row],[Month]])*(NQC[Unit Category]=Supply[[#This Row],[Unit Category]]),0))*INDEX(Profiles[],MATCH(1,(Profiles[Month]=Supply[[#This Row],[Month]])*(Profiles[Hour Ending]=Supply[[#This Row],[Hour Ending]]),0),MATCH(Supply[[#This Row],[Unit Category]],Profiles[#Headers],0))","v":0}]
[2,"Solar Thermal_Socal",3,{"$f":"INDEX(NQC[NQC MW],MATCH(1,(NQC[Month]=Supply[[#This Row],[Month]])*(NQC[Unit Category]=Supply[[#This Row],[Unit Category]]),0))*INDEX(Profiles[],MATCH(1,(Profiles[Month]=Supply[[#This Row],[Month]])*(Profiles[Hour Ending]=Supply[[#This Row],[Hour Ending]]),0),MATCH(Supply[[#This Row],[Unit Category]],Profiles[#Headers],0))","v":0}]
[2,"Solar Thermal_Socal",4,{"$f":"INDEX(NQC[NQC MW],MATCH(1,(NQC[Month]=Supply[[#This Row],[Month]])*(NQC[Unit Category]=Supply[[#This Row],[Unit Category]]),0))*INDEX(Profiles[],MATCH(1,(Profiles[Month]=Supply[[#This Row],[Month]])*(Profiles[Hour Ending]=Supply[[#This Row],[Hour Ending]]),0),MATCH(Supply[[#This Row],[Unit Category]],Profiles[#Headers],0))","v":0}]
[2,"Solar Thermal_Socal",5,{"$f":"INDEX(NQC[NQC MW],MATCH(1,(NQC[Month]=Supply[[#This Row],[Month]])*(NQC[Unit Category]=Supply[[#This Row],[Unit Category]]),0))*INDEX(Profiles[],MATCH(1,(Profiles[Month]=Supply[[#This Row],[Month]])*(Profiles[Hour Ending]=Supply[[#This Row],[Hour Ending]]),0),MATCH(Supply[[#This Row],[Unit Category]],Profiles[#Headers],0))","v":0}]
[2,"Solar Thermal_Socal",6,{"$f":"INDEX(NQC[NQC MW],MATCH(1,(NQC[Month]=Supply[[#This Row],[Month]])*(NQC[Unit Category]=Supply[[#This Row],[Unit Category]]),0))*INDEX(Profiles[],MATCH(1,(Profiles[Month]=Supply[[#This Row],[Month]])*(Profiles[Hour Ending]=Supply[[#This Row],[Hour Ending]]),0),MATCH(Supply[[#This Row],[Unit Category]],Profiles[#Headers],0))","v":0}]
[2,"Solar Thermal_Socal",7,{"$f":"INDEX(NQC[NQC MW],MATCH(1,(NQC[Month]=Supply[[#This Row],[Month]])*(NQC[Unit Category]=Supply[[#This Row],[Unit Category]]),0))*INDEX(Profiles[],MATCH(1,(Profiles[Month]=Supply[[#This Row],[Month]])*(Profiles[Hour Ending]=Supply[[#This Row],[Hour Ending]]),0),MATCH(Supply[[#This Row],[Unit Category]],Profiles[#Headers],0))","v":0}]
[2,"Solar Thermal_Socal",8,{"$f":"INDEX(NQC[NQC MW],MATCH(1,(NQC[Month]=Supply[[#This Row],[Month]])*(NQC[Unit Category]=Supply[[#This Row],[Unit Category]]),0))*INDEX(Profiles[],MATCH(1,(Profiles[Month]=Supply[[#This Row],[Month]])*(Profiles[Hour Ending]=Supply[[#This Row],[Hour Ending]]),0),MATCH(Supply[[#This Row],[Unit Category]],Profiles[#Headers],0))","v":0}]
[2,"Solar Thermal_Socal",9,{"$f":"INDEX(NQC[NQC MW],MATCH(1,(NQC[Month]=Supply[[#This Row],[Month]])*(NQC[Unit Category]=Supply[[#This Row],[Unit Category]]),0))*INDEX(Profiles[],MATCH(1,(Profiles[Month]=Supply[[#This Row],[Month]])*(Profiles[Hour Ending]=Supply[[#This Row],[Hour Ending]]),0),MATCH(Supply[[#This Row],[Unit Category]],Profiles[#Headers],0))","v":102.68985140916914}]
[2,"Solar Thermal_Socal",10,{"$f":"INDEX(NQC[NQC MW],MATCH(1,(NQC[Month]=Supply[[#This Row],[Month]])*(NQC[Unit Category]=Supply[[#This Row],[Unit Category]]),0))*INDEX(Profiles[],MATCH(1,(Profiles[Month]=Supply[[#This Row],[Month]])*(Profiles[Hour Ending]=Supply[[#This Row],[Hour Ending]]),0),MATCH(Supply[[#This Row],[Unit Category]],Profiles[#Headers],0))","v":263.42688606011461}]
[2,"Solar Thermal_Socal",11,{"$f":"INDEX(NQC[NQC MW],MATCH(1,(NQC[Month]=Supply[[#This Row],[Month]])*(NQC[Unit Category]=Supply[[#This Row],[Unit Category]]),0))*INDEX(Profiles[],MATCH(1,(Profiles[Month]=Supply[[#This Row],[Month]])*(Profiles[Hour Ending]=Supply[[#This Row],[Hour Ending]]),0),MATCH(Supply[[#This Row],[Unit Category]],Profiles[#Headers],0))","v":323.41994686304901}]
[2,"Solar Thermal_Socal",12,{"$f":"INDEX(NQC[NQC MW],MATCH(1,(NQC[Month]=Supply[[#This Row],[Month]])*(NQC[Unit Category]=Supply[[#This Row],[Unit Category]]),0))*INDEX(Profiles[],MATCH(1,(Profiles[Month]=Supply[[#This Row],[Month]])*(Profiles[Hour Ending]=Supply[[#This Row],[Hour Ending]]),0),MATCH(Supply[[#This Row],[Unit Category]],Profiles[#Headers],0))","v":285.9912741864602}]
[2,"Solar Thermal_Socal",13,{"$f":"INDEX(NQC[NQC MW],MATCH(1,(NQC[Month]=Supply[[#This Row],[Month]])*(NQC[Unit Category]=Supply[[#This Row],[Unit Category]]),0))*INDEX(Profiles[],MATCH(1,(Profiles[Month]=Supply[[#This Row],[Month]])*(Profiles[Hour Ending]=Supply[[#This Row],[Hour Ending]]),0),MATCH(Supply[[#This Row],[Unit Category]],Profiles[#Headers],0))","v":263.25773296034123}]
[2,"Solar Thermal_Socal",14,{"$f":"INDEX(NQC[NQC MW],MATCH(1,(NQC[Month]=Supply[[#This Row],[Month]])*(NQC[Unit Category]=Supply[[#This Row],[Unit Category]]),0))*INDEX(Profiles[],MATCH(1,(Profiles[Month]=Supply[[#This Row],[Month]])*(Profiles[Hour Ending]=Supply[[#This Row],[Hour Ending]]),0),MATCH(Supply[[#This Row],[Unit Category]],Profiles[#Headers],0))","v":249.98538217310488}]
[2,"Solar Thermal_Socal",15,{"$f":"INDEX(NQC[NQC MW],MATCH(1,(NQC[Month]=Supply[[#This Row],[Month]])*(NQC[Unit Category]=Supply[[#This Row],[Unit Category]]),0))*INDEX(Profiles[],MATCH(1,(Profiles[Month]=Supply[[#This Row],[Month]])*(Profiles[Hour Ending]=Supply[[#This Row],[Hour Ending]]),0),MATCH(Supply[[#This Row],[Unit Category]],Profiles[#Headers],0))","v":255.90589494700129}]
[2,"Solar Thermal_Socal",16,{"$f":"INDEX(NQC[NQC MW],MATCH(1,(NQC[Month]=Supply[[#This Row],[Month]])*(NQC[Unit Category]=Supply[[#This Row],[Unit Category]]),0))*INDEX(Profiles[],MATCH(1,(Profiles[Month]=Supply[[#This Row],[Month]])*(Profiles[Hour Ending]=Supply[[#This Row],[Hour Ending]]),0),MATCH(Supply[[#This Row],[Unit Category]],Profiles[#Headers],0))","v":244.7906085294818}]
[2,"Solar Thermal_Socal",17,{"$f":"INDEX(NQC[NQC MW],MATCH(1,(NQC[Month]=Supply[[#This Row],[Month]])*(NQC[Unit Category]=Supply[[#This Row],[Unit Category]]),0))*INDEX(Profiles[],MATCH(1,(Profiles[Month]=Supply[[#This Row],[Month]])*(Profiles[Hour Ending]=Supply[[#This Row],[Hour Ending]]),0),MATCH(Supply[[#This Row],[Unit Category]],Profiles[#Headers],0))","v":149.20014171010376}]
[2,"Solar Thermal_Socal",18,{"$f":"INDEX(NQC[NQC MW],MATCH(1,(NQC[Month]=Supply[[#This Row],[Month]])*(NQC[Unit Category]=Supply[[#This Row],[Unit Category]]),0))*INDEX(Profiles[],MATCH(1,(Profiles[Month]=Supply[[#This Row],[Month]])*(Profiles[Hour Ending]=Supply[[#This Row],[Hour Ending]]),0),MATCH(Supply[[#This Row],[Unit Category]],Profiles[#Headers],0))","v":17.425250153192657}]
[2,"Solar Thermal_Socal",19,{"$f":"INDEX(NQC[NQC MW],MATCH(1,(NQC[Month]=Supply[[#This Row],[Month]])*(NQC[Unit Category]=Supply[[#This Row],[Unit Category]]),0))*INDEX(Profiles[],MATCH(1,(Profiles[Month]=Supply[[#This Row],[Month]])*(Profiles[Hour Ending]=Supply[[#This Row],[Hour Ending]]),0),MATCH(Supply[[#This Row],[Unit Category]],Profiles[#Headers],0))","v":0}]
[2,"Solar Thermal_Socal",20,{"$f":"INDEX(NQC[NQC MW],MATCH(1,(NQC[Month]=Supply[[#This Row],[Month]])*(NQC[Unit Category]=Supply[[#This Row],[Unit Category]]),0))*INDEX(Profiles[],MATCH(1,(Profiles[Month]=Supply[[#This Row],[Month]])*(Profiles[Hour Ending]=Supply[[#This Row],[Hour Ending]]),0),MATCH(Supply[[#This Row],[Unit Category]],Profiles[#Headers],0))","v":0}]
[2,"Solar Thermal_Socal",21,{"$f":"INDEX(NQC[NQC MW],MATCH(1,(NQC[Month]=Supply[[#This Row],[Month]])*(NQC[Unit Category]=Supply[[#This Row],[Unit Category]]),0))*INDEX(Profiles[],MATCH(1,(Profiles[Month]=Supply[[#This Row],[Month]])*(Profiles[Hour Ending]=Supply[[#This Row],[Hour Ending]]),0),MATCH(Supply[[#This Row],[Unit Category]],Profiles[#Headers],0))","v":0}]
[2,"Solar Thermal_Socal",22,{"$f":"INDEX(NQC[NQC MW],MATCH(1,(NQC[Month]=Supply[[#This Row],[Month]])*(NQC[Unit Category]=Supply[[#This Row],[Unit Category]]),0))*INDEX(Profiles[],MATCH(1,(Profiles[Month]=Supply[[#This Row],[Month]])*(Profiles[Hour Ending]=Supply[[#This Row],[Hour Ending]]),0),MATCH(Supply[[#This Row],[Unit Category]],Profiles[#Headers],0))","v":0}]
[2,"Solar Thermal_Socal",23,{"$f":"INDEX(NQC[NQC MW],MATCH(1,(NQC[Month]=Supply[[#This Row],[Month]])*(NQC[Unit Category]=Supply[[#This Row],[Unit Category]]),0))*INDEX(Profiles[],MATCH(1,(Profiles[Month]=Supply[[#This Row],[Month]])*(Profiles[Hour Ending]=Supply[[#This Row],[Hour Ending]]),0),MATCH(Supply[[#This Row],[Unit Category]],Profiles[#Headers],0))","v":0}]
[2,"Solar Thermal_Socal",24,{"$f":"INDEX(NQC[NQC MW],MATCH(1,(NQC[Month]=Supply[[#This Row],[Month]])*(NQC[Unit Category]=Supply[[#This Row],[Unit Category]]),0))*INDEX(Profiles[],MATCH(1,(Profiles[Month]=Supply[[#This Row],[Month]])*(Profiles[Hour Ending]=Supply[[#This Row],[Hour Ending]]),0),MATCH(Supply[[#This Row],[Unit Category]],Profiles[#Headers],0))","v":0}]
[2,"Solar Tracking_Norcal",1,{"$f":"INDEX(NQC[NQC MW],MATCH(1,(NQC[Month]=Supply[[#This Row],[Month]])*(NQC[Unit Category]=Supply[[#This Row],[Unit Category]]),0))*INDEX(Profiles[],MATCH(1,(Profiles[Month]=Supply[[#This Row],[Month]])*(Profiles[Hour Ending]=Supply[[#This Row],[Hour Ending]]),0),MATCH(Supply[[#This Row],[Unit Category]],Profiles[#Headers],0))","v":0}]
[2,"Solar Tracking_Norcal",2,{"$f":"INDEX(NQC[NQC MW],MATCH(1,(NQC[Month]=Supply[[#This Row],[Month]])*(NQC[Unit Category]=Supply[[#This Row],[Unit Category]]),0))*INDEX(Profiles[],MATCH(1,(Profiles[Month]=Supply[[#This Row],[Month]])*(Profiles[Hour Ending]=Supply[[#This Row],[Hour Ending]]),0),MATCH(Supply[[#This Row],[Unit Category]],Profiles[#Headers],0))","v":0}]
[2,"Solar Tracking_Norcal",3,{"$f":"INDEX(NQC[NQC MW],MATCH(1,(NQC[Month]=Supply[[#This Row],[Month]])*(NQC[Unit Category]=Supply[[#This Row],[Unit Category]]),0))*INDEX(Profiles[],MATCH(1,(Profiles[Month]=Supply[[#This Row],[Month]])*(Profiles[Hour Ending]=Supply[[#This Row],[Hour Ending]]),0),MATCH(Supply[[#This Row],[Unit Category]],Profiles[#Headers],0))","v":0}]
[2,"Solar Tracking_Norcal",4,{"$f":"INDEX(NQC[NQC MW],MATCH(1,(NQC[Month]=Supply[[#This Row],[Month]])*(NQC[Unit Category]=Supply[[#This Row],[Unit Category]]),0))*INDEX(Profiles[],MATCH(1,(Profiles[Month]=Supply[[#This Row],[Month]])*(Profiles[Hour Ending]=Supply[[#This Row],[Hour Ending]]),0),MATCH(Supply[[#This Row],[Unit Category]],Profiles[#Headers],0))","v":0}]
[2,"Solar Tracking_Norcal",5,{"$f":"INDEX(NQC[NQC MW],MATCH(1,(NQC[Month]=Supply[[#This Row],[Month]])*(NQC[Unit Category]=Supply[[#This Row],[Unit Category]]),0))*INDEX(Profiles[],MATCH(1,(Profiles[Month]=Supply[[#This Row],[Month]])*(Profiles[Hour Ending]=Supply[[#This Row],[Hour Ending]]),0),MATCH(Supply[[#This Row],[Unit Category]],Profiles[#Headers],0))","v":0}]
[2,"Solar Tracking_Norcal",6,{"$f":"INDEX(NQC[NQC MW],MATCH(1,(NQC[Month]=Supply[[#This Row],[Month]])*(NQC[Unit Category]=Supply[[#This Row],[Unit Category]]),0))*INDEX(Profiles[],MATCH(1,(Profiles[Month]=Supply[[#This Row],[Month]])*(Profiles[Hour Ending]=Supply[[#This Row],[Hour Ending]]),0),MATCH(Supply[[#This Row],[Unit Category]],Profiles[#Headers],0))","v":0}]
[2,"Solar Tracking_Norcal",7,{"$f":"INDEX(NQC[NQC MW],MATCH(1,(NQC[Month]=Supply[[#This Row],[Month]])*(NQC[Unit Category]=Supply[[#This Row],[Unit Category]]),0))*INDEX(Profiles[],MATCH(1,(Profiles[Month]=Supply[[#This Row],[Month]])*(Profiles[Hour Ending]=Supply[[#This Row],[Hour Ending]]),0),MATCH(Supply[[#This Row],[Unit Category]],Profiles[#Headers],0))","v":1.2680074229122269}]
[2,"Solar Tracking_Norcal",8,{"$f":"INDEX(NQC[NQC MW],MATCH(1,(NQC[Month]=Supply[[#This Row],[Month]])*(NQC[Unit Category]=Supply[[#This Row],[Unit Category]]),0))*INDEX(Profiles[],MATCH(1,(Profiles[Month]=Supply[[#This Row],[Month]])*(Profiles[Hour Ending]=Supply[[#This Row],[Hour Ending]]),0),MATCH(Supply[[#This Row],[Unit Category]],Profiles[#Headers],0))","v":631.0807350154829}]
[2,"Solar Tracking_Norcal",9,{"$f":"INDEX(NQC[NQC MW],MATCH(1,(NQC[Month]=Supply[[#This Row],[Month]])*(NQC[Unit Category]=Supply[[#This Row],[Unit Category]]),0))*INDEX(Profiles[],MATCH(1,(Profiles[Month]=Supply[[#This Row],[Month]])*(Profiles[Hour Ending]=Supply[[#This Row],[Hour Ending]]),0),MATCH(Supply[[#This Row],[Unit Category]],Profiles[#Headers],0))","v":2625.5226502765195}]
[2,"Solar Tracking_Norcal",10,{"$f":"INDEX(NQC[NQC MW],MATCH(1,(NQC[Month]=Supply[[#This Row],[Month]])*(NQC[Unit Category]=Supply[[#This Row],[Unit Category]]),0))*INDEX(Profiles[],MATCH(1,(Profiles[Month]=Supply[[#This Row],[Month]])*(Profiles[Hour Ending]=Supply[[#This Row],[Hour Ending]]),0),MATCH(Supply[[#This Row],[Unit Category]],Profiles[#Headers],0))","v":3272.8145827648405}]
[2,"Solar Tracking_Norcal",11,{"$f":"INDEX(NQC[NQC MW],MATCH(1,(NQC[Month]=Supply[[#This Row],[Month]])*(NQC[Unit Category]=Supply[[#This Row],[Unit Category]]),0))*INDEX(Profiles[],MATCH(1,(Profiles[Month]=Supply[[#This Row],[Month]])*(Profiles[Hour Ending]=Supply[[#This Row],[Hour Ending]]),0),MATCH(Supply[[#This Row],[Unit Category]],Profiles[#Headers],0))","v":3342.8003584395838}]
[2,"Solar Tracking_Norcal",12,{"$f":"INDEX(NQC[NQC MW],MATCH(1,(NQC[Month]=Supply[[#This Row],[Month]])*(NQC[Unit Category]=Supply[[#This Row],[Unit Category]]),0))*INDEX(Profiles[],MATCH(1,(Profiles[Month]=Supply[[#This Row],[Month]])*(Profiles[Hour Ending]=Supply[[#This Row],[Hour Ending]]),0),MATCH(Supply[[#This Row],[Unit Category]],Profiles[#Headers],0))","v":3168.0833125195045}]
[2,"Solar Tracking_Norcal",13,{"$f":"INDEX(NQC[NQC MW],MATCH(1,(NQC[Month]=Supply[[#This Row],[Month]])*(NQC[Unit Category]=Supply[[#This Row],[Unit Category]]),0))*INDEX(Profiles[],MATCH(1,(Profiles[Month]=Supply[[#This Row],[Month]])*(Profiles[Hour Ending]=Supply[[#This Row],[Hour Ending]]),0),MATCH(Supply[[#This Row],[Unit Category]],Profiles[#Headers],0))","v":3122.2351775525435}]
[2,"Solar Tracking_Norcal",14,{"$f":"INDEX(NQC[NQC MW],MATCH(1,(NQC[Month]=Supply[[#This Row],[Month]])*(NQC[Unit Category]=Supply[[#This Row],[Unit Category]]),0))*INDEX(Profiles[],MATCH(1,(Profiles[Month]=Supply[[#This Row],[Month]])*(Profiles[Hour Ending]=Supply[[#This Row],[Hour Ending]]),0),MATCH(Supply[[#This Row],[Unit Category]],Profiles[#Headers],0))","v":3101.8463706110115}]
[2,"Solar Tracking_Norcal",15,{"$f":"INDEX(NQC[NQC MW],MATCH(1,(NQC[Month]=Supply[[#This Row],[Month]])*(NQC[Unit Category]=Supply[[#This Row],[Unit Category]]),0))*INDEX(Profiles[],MATCH(1,(Profiles[Month]=Supply[[#This Row],[Month]])*(Profiles[Hour Ending]=Supply[[#This Row],[Hour Ending]]),0),MATCH(Supply[[#This Row],[Unit Category]],Profiles[#Headers],0))","v":3168.8994870826778}]
[2,"Solar Tracking_Norcal",16,{"$f":"INDEX(NQC[NQC MW],MATCH(1,(NQC[Month]=Supply[[#This Row],[Month]])*(NQC[Unit Category]=Supply[[#This Row],[Unit Category]]),0))*INDEX(Profiles[],MATCH(1,(Profiles[Month]=Supply[[#This Row],[Month]])*(Profiles[Hour Ending]=Supply[[#This Row],[Hour Ending]]),0),MATCH(Supply[[#This Row],[Unit Category]],Profiles[#Headers],0))","v":2703.2050010667822}]
[2,"Solar Tracking_Norcal",17,{"$f":"INDEX(NQC[NQC MW],MATCH(1,(NQC[Month]=Supply[[#This Row],[Month]])*(NQC[Unit Category]=Supply[[#This Row],[Unit Category]]),0))*INDEX(Profiles[],MATCH(1,(Profiles[Month]=Supply[[#This Row],[Month]])*(Profiles[Hour Ending]=Supply[[#This Row],[Hour Ending]]),0),MATCH(Supply[[#This Row],[Unit Category]],Profiles[#Headers],0))","v":1418.3706396730113}]
[2,"Solar Tracking_Norcal",18,{"$f":"INDEX(NQC[NQC MW],MATCH(1,(NQC[Month]=Supply[[#This Row],[Month]])*(NQC[Unit Category]=Supply[[#This Row],[Unit Category]]),0))*INDEX(Profiles[],MATCH(1,(Profiles[Month]=Supply[[#This Row],[Month]])*(Profiles[Hour Ending]=Supply[[#This Row],[Hour Ending]]),0),MATCH(Supply[[#This Row],[Unit Category]],Profiles[#Headers],0))","v":78.055613745275153}]
[2,"Solar Tracking_Norcal",19,{"$f":"INDEX(NQC[NQC MW],MATCH(1,(NQC[Month]=Supply[[#This Row],[Month]])*(NQC[Unit Category]=Supply[[#This Row],[Unit Category]]),0))*INDEX(Profiles[],MATCH(1,(Profiles[Month]=Supply[[#This Row],[Month]])*(Profiles[Hour Ending]=Supply[[#This Row],[Hour Ending]]),0),MATCH(Supply[[#This Row],[Unit Category]],Profiles[#Headers],0))","v":0}]
[2,"Solar Tracking_Norcal",20,{"$f":"INDEX(NQC[NQC MW],MATCH(1,(NQC[Month]=Supply[[#This Row],[Month]])*(NQC[Unit Category]=Supply[[#This Row],[Unit Category]]),0))*INDEX(Profiles[],MATCH(1,(Profiles[Month]=Supply[[#This Row],[Month]])*(Profiles[Hour Ending]=Supply[[#This Row],[Hour Ending]]),0),MATCH(Supply[[#This Row],[Unit Category]],Profiles[#Headers],0))","v":0}]
[2,"Solar Tracking_Norcal",21,{"$f":"INDEX(NQC[NQC MW],MATCH(1,(NQC[Month]=Supply[[#This Row],[Month]])*(NQC[Unit Category]=Supply[[#This Row],[Unit Category]]),0))*INDEX(Profiles[],MATCH(1,(Profiles[Month]=Supply[[#This Row],[Month]])*(Profiles[Hour Ending]=Supply[[#This Row],[Hour Ending]]),0),MATCH(Supply[[#This Row],[Unit Category]],Profiles[#Headers],0))","v":0}]
[2,"Solar Tracking_Norcal",22,{"$f":"INDEX(NQC[NQC MW],MATCH(1,(NQC[Month]=Supply[[#This Row],[Month]])*(NQC[Unit Category]=Supply[[#This Row],[Unit Category]]),0))*INDEX(Profiles[],MATCH(1,(Profiles[Month]=Supply[[#This Row],[Month]])*(Profiles[Hour Ending]=Supply[[#This Row],[Hour Ending]]),0),MATCH(Supply[[#This Row],[Unit Category]],Profiles[#Headers],0))","v":0}]
[2,"Solar Tracking_Norcal",23,{"$f":"INDEX(NQC[NQC MW],MATCH(1,(NQC[Month]=Supply[[#This Row],[Month]])*(NQC[Unit Category]=Supply[[#This Row],[Unit Category]]),0))*INDEX(Profiles[],MATCH(1,(Profiles[Month]=Supply[[#This Row],[Month]])*(Profiles[Hour Ending]=Supply[[#This Row],[Hour Ending]]),0),MATCH(Supply[[#This Row],[Unit Category]],Profiles[#Headers],0))","v":0}]
[2,"Solar Tracking_Norcal",24,{"$f":"INDEX(NQC[NQC MW],MATCH(1,(NQC[Month]=Supply[[#This Row],[Month]])*(NQC[Unit Category]=Supply[[#This Row],[Unit Category]]),0))*INDEX(Profiles[],MATCH(1,(Profiles[Month]=Supply[[#This Row],[Month]])*(Profiles[Hour Ending]=Supply[[#This Row],[Hour Ending]]),0),MATCH(Supply[[#This Row],[Unit Category]],Profiles[#Headers],0))","v":0}]
[2,"Solar Tracking_Socal",1,{"$f":"INDEX(NQC[NQC MW],MATCH(1,(NQC[Month]=Supply[[#This Row],[Month]])*(NQC[Unit Category]=Supply[[#This Row],[Unit Category]]),0))*INDEX(Profiles[],MATCH(1,(Profiles[Month]=Supply[[#This Row],[Month]])*(Profiles[Hour Ending]=Supply[[#This Row],[Hour Ending]]),0),MATCH(Supply[[#This Row],[Unit Category]],Profiles[#Headers],0))","v":0}]
[2,"Solar Tracking_Socal",2,{"$f":"INDEX(NQC[NQC MW],MATCH(1,(NQC[Month]=Supply[[#This Row],[Month]])*(NQC[Unit Category]=Supply[[#This Row],[Unit Category]]),0))*INDEX(Profiles[],MATCH(1,(Profiles[Month]=Supply[[#This Row],[Month]])*(Profiles[Hour Ending]=Supply[[#This Row],[Hour Ending]]),0),MATCH(Supply[[#This Row],[Unit Category]],Profiles[#Headers],0))","v":0}]
[2,"Solar Tracking_Socal",3,{"$f":"INDEX(NQC[NQC MW],MATCH(1,(NQC[Month]=Supply[[#This Row],[Month]])*(NQC[Unit Category]=Supply[[#This Row],[Unit Category]]),0))*INDEX(Profiles[],MATCH(1,(Profiles[Month]=Supply[[#This Row],[Month]])*(Profiles[Hour Ending]=Supply[[#This Row],[Hour Ending]]),0),MATCH(Supply[[#This Row],[Unit Category]],Profiles[#Headers],0))","v":0}]
[2,"Solar Tracking_Socal",4,{"$f":"INDEX(NQC[NQC MW],MATCH(1,(NQC[Month]=Supply[[#This Row],[Month]])*(NQC[Unit Category]=Supply[[#This Row],[Unit Category]]),0))*INDEX(Profiles[],MATCH(1,(Profiles[Month]=Supply[[#This Row],[Month]])*(Profiles[Hour Ending]=Supply[[#This Row],[Hour Ending]]),0),MATCH(Supply[[#This Row],[Unit Category]],Profiles[#Headers],0))","v":0}]
[2,"Solar Tracking_Socal",5,{"$f":"INDEX(NQC[NQC MW],MATCH(1,(NQC[Month]=Supply[[#This Row],[Month]])*(NQC[Unit Category]=Supply[[#This Row],[Unit Category]]),0))*INDEX(Profiles[],MATCH(1,(Profiles[Month]=Supply[[#This Row],[Month]])*(Profiles[Hour Ending]=Supply[[#This Row],[Hour Ending]]),0),MATCH(Supply[[#This Row],[Unit Category]],Profiles[#Headers],0))","v":0}]
[2,"Solar Tracking_Socal",6,{"$f":"INDEX(NQC[NQC MW],MATCH(1,(NQC[Month]=Supply[[#This Row],[Month]])*(NQC[Unit Category]=Supply[[#This Row],[Unit Category]]),0))*INDEX(Profiles[],MATCH(1,(Profiles[Month]=Supply[[#This Row],[Month]])*(Profiles[Hour Ending]=Supply[[#This Row],[Hour Ending]]),0),MATCH(Supply[[#This Row],[Unit Category]],Profiles[#Headers],0))","v":0}]
[2,"Solar Tracking_Socal",7,{"$f":"INDEX(NQC[NQC MW],MATCH(1,(NQC[Month]=Supply[[#This Row],[Month]])*(NQC[Unit Category]=Supply[[#This Row],[Unit Category]]),0))*INDEX(Profiles[],MATCH(1,(Profiles[Month]=Supply[[#This Row],[Month]])*(Profiles[Hour Ending]=Supply[[#This Row],[Hour Ending]]),0),MATCH(Supply[[#This Row],[Unit Category]],Profiles[#Headers],0))","v":74.705103599221388}]
[2,"Solar Tracking_Socal",8,{"$f":"INDEX(NQC[NQC MW],MATCH(1,(NQC[Month]=Supply[[#This Row],[Month]])*(NQC[Unit Category]=Supply[[#This Row],[Unit Category]]),0))*INDEX(Profiles[],MATCH(1,(Profiles[Month]=Supply[[#This Row],[Month]])*(Profiles[Hour Ending]=Supply[[#This Row],[Hour Ending]]),0),MATCH(Supply[[#This Row],[Unit Category]],Profiles[#Headers],0))","v":2771.8000162855924}]
[2,"Solar Tracking_Socal",9,{"$f":"INDEX(NQC[NQC MW],MATCH(1,(NQC[Month]=Supply[[#This Row],[Month]])*(NQC[Unit Category]=Supply[[#This Row],[Unit Category]]),0))*INDEX(Profiles[],MATCH(1,(Profiles[Month]=Supply[[#This Row],[Month]])*(Profiles[Hour Ending]=Supply[[#This Row],[Hour Ending]]),0),MATCH(Supply[[#This Row],[Unit Category]],Profiles[#Headers],0))","v":6781.7510632748317}]
[2,"Solar Tracking_Socal",10,{"$f":"INDEX(NQC[NQC MW],MATCH(1,(NQC[Month]=Supply[[#This Row],[Month]])*(NQC[Unit Category]=Supply[[#This Row],[Unit Category]]),0))*INDEX(Profiles[],MATCH(1,(Profiles[Month]=Supply[[#This Row],[Month]])*(Profiles[Hour Ending]=Supply[[#This Row],[Hour Ending]]),0),MATCH(Supply[[#This Row],[Unit Category]],Profiles[#Headers],0))","v":7246.1302429284651}]
[2,"Solar Tracking_Socal",11,{"$f":"INDEX(NQC[NQC MW],MATCH(1,(NQC[Month]=Supply[[#This Row],[Month]])*(NQC[Unit Category]=Supply[[#This Row],[Unit Category]]),0))*INDEX(Profiles[],MATCH(1,(Profiles[Month]=Supply[[#This Row],[Month]])*(Profiles[Hour Ending]=Supply[[#This Row],[Hour Ending]]),0),MATCH(Supply[[#This Row],[Unit Category]],Profiles[#Headers],0))","v":7185.5704443105133}]
[2,"Solar Tracking_Socal",12,{"$f":"INDEX(NQC[NQC MW],MATCH(1,(NQC[Month]=Supply[[#This Row],[Month]])*(NQC[Unit Category]=Supply[[#This Row],[Unit Category]]),0))*INDEX(Profiles[],MATCH(1,(Profiles[Month]=Supply[[#This Row],[Month]])*(Profiles[Hour Ending]=Supply[[#This Row],[Hour Ending]]),0),MATCH(Supply[[#This Row],[Unit Category]],Profiles[#Headers],0))","v":6942.2303460968951}]
[2,"Solar Tracking_Socal",13,{"$f":"INDEX(NQC[NQC MW],MATCH(1,(NQC[Month]=Supply[[#This Row],[Month]])*(NQC[Unit Category]=Supply[[#This Row],[Unit Category]]),0))*INDEX(Profiles[],MATCH(1,(Profiles[Month]=Supply[[#This Row],[Month]])*(Profiles[Hour Ending]=Supply[[#This Row],[Hour Ending]]),0),MATCH(Supply[[#This Row],[Unit Category]],Profiles[#Headers],0))","v":6714.5733939552474}]
[2,"Solar Tracking_Socal",14,{"$f":"INDEX(NQC[NQC MW],MATCH(1,(NQC[Month]=Supply[[#This Row],[Month]])*(NQC[Unit Category]=Supply[[#This Row],[Unit Category]]),0))*INDEX(Profiles[],MATCH(1,(Profiles[Month]=Supply[[#This Row],[Month]])*(Profiles[Hour Ending]=Supply[[#This Row],[Hour Ending]]),0),MATCH(Supply[[#This Row],[Unit Category]],Profiles[#Headers],0))","v":6559.1188040106572}]
[2,"Solar Tracking_Socal",15,{"$f":"INDEX(NQC[NQC MW],MATCH(1,(NQC[Month]=Supply[[#This Row],[Month]])*(NQC[Unit Category]=Supply[[#This Row],[Unit Category]]),0))*INDEX(Profiles[],MATCH(1,(Profiles[Month]=Supply[[#This Row],[Month]])*(Profiles[Hour Ending]=Supply[[#This Row],[Hour Ending]]),0),MATCH(Supply[[#This Row],[Unit Category]],Profiles[#Headers],0))","v":6442.3995093139347}]
[2,"Solar Tracking_Socal",16,{"$f":"INDEX(NQC[NQC MW],MATCH(1,(NQC[Month]=Supply[[#This Row],[Month]])*(NQC[Unit Category]=Supply[[#This Row],[Unit Category]]),0))*INDEX(Profiles[],MATCH(1,(Profiles[Month]=Supply[[#This Row],[Month]])*(Profiles[Hour Ending]=Supply[[#This Row],[Hour Ending]]),0),MATCH(Supply[[#This Row],[Unit Category]],Profiles[#Headers],0))","v":5793.3028403571261}]
[2,"Solar Tracking_Socal",17,{"$f":"INDEX(NQC[NQC MW],MATCH(1,(NQC[Month]=Supply[[#This Row],[Month]])*(NQC[Unit Category]=Supply[[#This Row],[Unit Category]]),0))*INDEX(Profiles[],MATCH(1,(Profiles[Month]=Supply[[#This Row],[Month]])*(Profiles[Hour Ending]=Supply[[#This Row],[Hour Ending]]),0),MATCH(Supply[[#This Row],[Unit Category]],Profiles[#Headers],0))","v":2527.726343631668}]
[2,"Solar Tracking_Socal",18,{"$f":"INDEX(NQC[NQC MW],MATCH(1,(NQC[Month]=Supply[[#This Row],[Month]])*(NQC[Unit Category]=Supply[[#This Row],[Unit Category]]),0))*INDEX(Profiles[],MATCH(1,(Profiles[Month]=Supply[[#This Row],[Month]])*(Profiles[Hour Ending]=Supply[[#This Row],[Hour Ending]]),0),MATCH(Supply[[#This Row],[Unit Category]],Profiles[#Headers],0))","v":93.153310271795405}]
[2,"Solar Tracking_Socal",19,{"$f":"INDEX(NQC[NQC MW],MATCH(1,(NQC[Month]=Supply[[#This Row],[Month]])*(NQC[Unit Category]=Supply[[#This Row],[Unit Category]]),0))*INDEX(Profiles[],MATCH(1,(Profiles[Month]=Supply[[#This Row],[Month]])*(Profiles[Hour Ending]=Supply[[#This Row],[Hour Ending]]),0),MATCH(Supply[[#This Row],[Unit Category]],Profiles[#Headers],0))","v":0}]
[2,"Solar Tracking_Socal",20,{"$f":"INDEX(NQC[NQC MW],MATCH(1,(NQC[Month]=Supply[[#This Row],[Month]])*(NQC[Unit Category]=Supply[[#This Row],[Unit Category]]),0))*INDEX(Profiles[],MATCH(1,(Profiles[Month]=Supply[[#This Row],[Month]])*(Profiles[Hour Ending]=Supply[[#This Row],[Hour Ending]]),0),MATCH(Supply[[#This Row],[Unit Category]],Profiles[#Headers],0))","v":0}]
[2,"Solar Tracking_Socal",21,{"$f":"INDEX(NQC[NQC MW],MATCH(1,(NQC[Month]=Supply[[#This Row],[Month]])*(NQC[Unit Category]=Supply[[#This Row],[Unit Category]]),0))*INDEX(Profiles[],MATCH(1,(Profiles[Month]=Supply[[#This Row],[Month]])*(Profiles[Hour Ending]=Supply[[#This Row],[Hour Ending]]),0),MATCH(Supply[[#This Row],[Unit Category]],Profiles[#Headers],0))","v":0}]
[2,"Solar Tracking_Socal",22,{"$f":"INDEX(NQC[NQC MW],MATCH(1,(NQC[Month]=Supply[[#This Row],[Month]])*(NQC[Unit Category]=Supply[[#This Row],[Unit Category]]),0))*INDEX(Profiles[],MATCH(1,(Profiles[Month]=Supply[[#This Row],[Month]])*(Profiles[Hour Ending]=Supply[[#This Row],[Hour Ending]]),0),MATCH(Supply[[#This Row],[Unit Category]],Profiles[#Headers],0))","v":0}]
[2,"Solar Tracking_Socal",23,{"$f":"INDEX(NQC[NQC MW],MATCH(1,(NQC[Month]=Supply[[#This Row],[Month]])*(NQC[Unit Category]=Supply[[#This Row],[Unit Category]]),0))*INDEX(Profiles[],MATCH(1,(Profiles[Month]=Supply[[#This Row],[Month]])*(Profiles[Hour Ending]=Supply[[#This Row],[Hour Ending]]),0),MATCH(Supply[[#This Row],[Unit Category]],Profiles[#Headers],0))","v":0}]
[2,"Solar Tracking_Socal",24,{"$f":"INDEX(NQC[NQC MW],MATCH(1,(NQC[Month]=Supply[[#This Row],[Month]])*(NQC[Unit Category]=Supply[[#This Row],[Unit Category]]),0))*INDEX(Profiles[],MATCH(1,(Profiles[Month]=Supply[[#This Row],[Month]])*(Profiles[Hour Ending]=Supply[[#This Row],[Hour Ending]]),0),MATCH(Supply[[#This Row],[Unit Category]],Profiles[#Headers],0))","v":0}]
[2,"Wind_Norcal",1,{"$f":"INDEX(NQC[NQC MW],MATCH(1,(NQC[Month]=Supply[[#This Row],[Month]])*(NQC[Unit Category]=Supply[[#This Row],[Unit Category]]),0))*INDEX(Profiles[],MATCH(1,(Profiles[Month]=Supply[[#This Row],[Month]])*(Profiles[Hour Ending]=Supply[[#This Row],[Hour Ending]]),0),MATCH(Supply[[#This Row],[Unit Category]],Profiles[#Headers],0))","v":279.89850052645011}]
[2,"Wind_Norcal",2,{"$f":"INDEX(NQC[NQC MW],MATCH(1,(NQC[Month]=Supply[[#This Row],[Month]])*(NQC[Unit Category]=Supply[[#This Row],[Unit Category]]),0))*INDEX(Profiles[],MATCH(1,(Profiles[Month]=Supply[[#This Row],[Month]])*(Profiles[Hour Ending]=Supply[[#This Row],[Hour Ending]]),0),MATCH(Supply[[#This Row],[Unit Category]],Profiles[#Headers],0))","v":279.69204983437459}]
[2,"Wind_Norcal",3,{"$f":"INDEX(NQC[NQC MW],MATCH(1,(NQC[Month]=Supply[[#This Row],[Month]])*(NQC[Unit Category]=Supply[[#This Row],[Unit Category]]),0))*INDEX(Profiles[],MATCH(1,(Profiles[Month]=Supply[[#This Row],[Month]])*(Profiles[Hour Ending]=Supply[[#This Row],[Hour Ending]]),0),MATCH(Supply[[#This Row],[Unit Category]],Profiles[#Headers],0))","v":257.97766911270162}]
[2,"Wind_Norcal",4,{"$f":"INDEX(NQC[NQC MW],MATCH(1,(NQC[Month]=Supply[[#This Row],[Month]])*(NQC[Unit Category]=Supply[[#This Row],[Unit Category]]),0))*INDEX(Profiles[],MATCH(1,(Profiles[Month]=Supply[[#This Row],[Month]])*(Profiles[Hour Ending]=Supply[[#This Row],[Hour Ending]]),0),MATCH(Supply[[#This Row],[Unit Category]],Profiles[#Headers],0))","v":248.86728271472006}]
[2,"Wind_Norcal",5,{"$f":"INDEX(NQC[NQC MW],MATCH(1,(NQC[Month]=Supply[[#This Row],[Month]])*(NQC[Unit Category]=Supply[[#This Row],[Unit Category]]),0))*INDEX(Profiles[],MATCH(1,(Profiles[Month]=Supply[[#This Row],[Month]])*(Profiles[Hour Ending]=Supply[[#This Row],[Hour Ending]]),0),MATCH(Supply[[#This Row],[Unit Category]],Profiles[#Headers],0))","v":231.33973178325994}]
[2,"Wind_Norcal",6,{"$f":"INDEX(NQC[NQC MW],MATCH(1,(NQC[Month]=Supply[[#This Row],[Month]])*(NQC[Unit Category]=Supply[[#This Row],[Unit Category]]),0))*INDEX(Profiles[],MATCH(1,(Profiles[Month]=Supply[[#This Row],[Month]])*(Profiles[Hour Ending]=Supply[[#This Row],[Hour Ending]]),0),MATCH(Supply[[#This Row],[Unit Category]],Profiles[#Headers],0))","v":223.04485256614723}]
[2,"Wind_Norcal",7,{"$f":"INDEX(NQC[NQC MW],MATCH(1,(NQC[Month]=Supply[[#This Row],[Month]])*(NQC[Unit Category]=Supply[[#This Row],[Unit Category]]),0))*INDEX(Profiles[],MATCH(1,(Profiles[Month]=Supply[[#This Row],[Month]])*(Profiles[Hour Ending]=Supply[[#This Row],[Hour Ending]]),0),MATCH(Supply[[#This Row],[Unit Category]],Profiles[#Headers],0))","v":226.95516800207378}]
[2,"Wind_Norcal",8,{"$f":"INDEX(NQC[NQC MW],MATCH(1,(NQC[Month]=Supply[[#This Row],[Month]])*(NQC[Unit Category]=Supply[[#This Row],[Unit Category]]),0))*INDEX(Profiles[],MATCH(1,(Profiles[Month]=Supply[[#This Row],[Month]])*(Profiles[Hour Ending]=Supply[[#This Row],[Hour Ending]]),0),MATCH(Supply[[#This Row],[Unit Category]],Profiles[#Headers],0))","v":250.64036834340104}]
[2,"Wind_Norcal",9,{"$f":"INDEX(NQC[NQC MW],MATCH(1,(NQC[Month]=Supply[[#This Row],[Month]])*(NQC[Unit Category]=Supply[[#This Row],[Unit Category]]),0))*INDEX(Profiles[],MATCH(1,(Profiles[Month]=Supply[[#This Row],[Month]])*(Profiles[Hour Ending]=Supply[[#This Row],[Hour Ending]]),0),MATCH(Supply[[#This Row],[Unit Category]],Profiles[#Headers],0))","v":220.49871716451966}]
[2,"Wind_Norcal",10,{"$f":"INDEX(NQC[NQC MW],MATCH(1,(NQC[Month]=Supply[[#This Row],[Month]])*(NQC[Unit Category]=Supply[[#This Row],[Unit Category]]),0))*INDEX(Profiles[],MATCH(1,(Profiles[Month]=Supply[[#This Row],[Month]])*(Profiles[Hour Ending]=Supply[[#This Row],[Hour Ending]]),0),MATCH(Supply[[#This Row],[Unit Category]],Profiles[#Headers],0))","v":204.77697388370024}]
[2,"Wind_Norcal",11,{"$f":"INDEX(NQC[NQC MW],MATCH(1,(NQC[Month]=Supply[[#This Row],[Month]])*(NQC[Unit Category]=Supply[[#This Row],[Unit Category]]),0))*INDEX(Profiles[],MATCH(1,(Profiles[Month]=Supply[[#This Row],[Month]])*(Profiles[Hour Ending]=Supply[[#This Row],[Hour Ending]]),0),MATCH(Supply[[#This Row],[Unit Category]],Profiles[#Headers],0))","v":203.1687867683134}]
[2,"Wind_Norcal",12,{"$f":"INDEX(NQC[NQC MW],MATCH(1,(NQC[Month]=Supply[[#This Row],[Month]])*(NQC[Unit Category]=Supply[[#This Row],[Unit Category]]),0))*INDEX(Profiles[],MATCH(1,(Profiles[Month]=Supply[[#This Row],[Month]])*(Profiles[Hour Ending]=Supply[[#This Row],[Hour Ending]]),0),MATCH(Supply[[#This Row],[Unit Category]],Profiles[#Headers],0))","v":181.40282395780383}]
[2,"Wind_Norcal",13,{"$f":"INDEX(NQC[NQC MW],MATCH(1,(NQC[Month]=Supply[[#This Row],[Month]])*(NQC[Unit Category]=Supply[[#This Row],[Unit Category]]),0))*INDEX(Profiles[],MATCH(1,(Profiles[Month]=Supply[[#This Row],[Month]])*(Profiles[Hour Ending]=Supply[[#This Row],[Hour Ending]]),0),MATCH(Supply[[#This Row],[Unit Category]],Profiles[#Headers],0))","v":174.85419382774151}]
[2,"Wind_Norcal",14,{"$f":"INDEX(NQC[NQC MW],MATCH(1,(NQC[Month]=Supply[[#This Row],[Month]])*(NQC[Unit Category]=Supply[[#This Row],[Unit Category]]),0))*INDEX(Profiles[],MATCH(1,(Profiles[Month]=Supply[[#This Row],[Month]])*(Profiles[Hour Ending]=Supply[[#This Row],[Hour Ending]]),0),MATCH(Supply[[#This Row],[Unit Category]],Profiles[#Headers],0))","v":183.42918713704023}]
[2,"Wind_Norcal",15,{"$f":"INDEX(NQC[NQC MW],MATCH(1,(NQC[Month]=Supply[[#This Row],[Month]])*(NQC[Unit Category]=Supply[[#This Row],[Unit Category]]),0))*INDEX(Profiles[],MATCH(1,(Profiles[Month]=Supply[[#This Row],[Month]])*(Profiles[Hour Ending]=Supply[[#This Row],[Hour Ending]]),0),MATCH(Supply[[#This Row],[Unit Category]],Profiles[#Headers],0))","v":189.50016146867716}]
[2,"Wind_Norcal",16,{"$f":"INDEX(NQC[NQC MW],MATCH(1,(NQC[Month]=Supply[[#This Row],[Month]])*(NQC[Unit Category]=Supply[[#This Row],[Unit Category]]),0))*INDEX(Profiles[],MATCH(1,(Profiles[Month]=Supply[[#This Row],[Month]])*(Profiles[Hour Ending]=Supply[[#This Row],[Hour Ending]]),0),MATCH(Supply[[#This Row],[Unit Category]],Profiles[#Headers],0))","v":162.46296712123041}]
[2,"Wind_Norcal",17,{"$f":"INDEX(NQC[NQC MW],MATCH(1,(NQC[Month]=Supply[[#This Row],[Month]])*(NQC[Unit Category]=Supply[[#This Row],[Unit Category]]),0))*INDEX(Profiles[],MATCH(1,(Profiles[Month]=Supply[[#This Row],[Month]])*(Profiles[Hour Ending]=Supply[[#This Row],[Hour Ending]]),0),MATCH(Supply[[#This Row],[Unit Category]],Profiles[#Headers],0))","v":138.31363258919694}]
[2,"Wind_Norcal",18,{"$f":"INDEX(NQC[NQC MW],MATCH(1,(NQC[Month]=Supply[[#This Row],[Month]])*(NQC[Unit Category]=Supply[[#This Row],[Unit Category]]),0))*INDEX(Profiles[],MATCH(1,(Profiles[Month]=Supply[[#This Row],[Month]])*(Profiles[Hour Ending]=Supply[[#This Row],[Hour Ending]]),0),MATCH(Supply[[#This Row],[Unit Category]],Profiles[#Headers],0))","v":143.40530896425264}]
[2,"Wind_Norcal",19,{"$f":"INDEX(NQC[NQC MW],MATCH(1,(NQC[Month]=Supply[[#This Row],[Month]])*(NQC[Unit Category]=Supply[[#This Row],[Unit Category]]),0))*INDEX(Profiles[],MATCH(1,(Profiles[Month]=Supply[[#This Row],[Month]])*(Profiles[Hour Ending]=Supply[[#This Row],[Hour Ending]]),0),MATCH(Supply[[#This Row],[Unit Category]],Profiles[#Headers],0))","v":162.88098272182293}]
[2,"Wind_Norcal",20,{"$f":"INDEX(NQC[NQC MW],MATCH(1,(NQC[Month]=Supply[[#This Row],[Month]])*(NQC[Unit Category]=Supply[[#This Row],[Unit Category]]),0))*INDEX(Profiles[],MATCH(1,(Profiles[Month]=Supply[[#This Row],[Month]])*(Profiles[Hour Ending]=Supply[[#This Row],[Hour Ending]]),0),MATCH(Supply[[#This Row],[Unit Category]],Profiles[#Headers],0))","v":224.38293935373531}]
[2,"Wind_Norcal",21,{"$f":"INDEX(NQC[NQC MW],MATCH(1,(NQC[Month]=Supply[[#This Row],[Month]])*(NQC[Unit Category]=Supply[[#This Row],[Unit Category]]),0))*INDEX(Profiles[],MATCH(1,(Profiles[Month]=Supply[[#This Row],[Month]])*(Profiles[Hour Ending]=Supply[[#This Row],[Hour Ending]]),0),MATCH(Supply[[#This Row],[Unit Category]],Profiles[#Headers],0))","v":242.77573116368157}]
[2,"Wind_Norcal",22,{"$f":"INDEX(NQC[NQC MW],MATCH(1,(NQC[Month]=Supply[[#This Row],[Month]])*(NQC[Unit Category]=Supply[[#This Row],[Unit Category]]),0))*INDEX(Profiles[],MATCH(1,(Profiles[Month]=Supply[[#This Row],[Month]])*(Profiles[Hour Ending]=Supply[[#This Row],[Hour Ending]]),0),MATCH(Supply[[#This Row],[Unit Category]],Profiles[#Headers],0))","v":239.02022628814979}]
[2,"Wind_Norcal",23,{"$f":"INDEX(NQC[NQC MW],MATCH(1,(NQC[Month]=Supply[[#This Row],[Month]])*(NQC[Unit Category]=Supply[[#This Row],[Unit Category]]),0))*INDEX(Profiles[],MATCH(1,(Profiles[Month]=Supply[[#This Row],[Month]])*(Profiles[Hour Ending]=Supply[[#This Row],[Hour Ending]]),0),MATCH(Supply[[#This Row],[Unit Category]],Profiles[#Headers],0))","v":286.1867841653139}]
[2,"Wind_Norcal",24,{"$f":"INDEX(NQC[NQC MW],MATCH(1,(NQC[Month]=Supply[[#This Row],[Month]])*(NQC[Unit Category]=Supply[[#This Row],[Unit Category]]),0))*INDEX(Profiles[],MATCH(1,(Profiles[Month]=Supply[[#This Row],[Month]])*(Profiles[Hour Ending]=Supply[[#This Row],[Hour Ending]]),0),MATCH(Supply[[#This Row],[Unit Category]],Profiles[#Headers],0))","v":296.59184566148065}]
[2,"Wind_Socal",1,{"$f":"INDEX(NQC[NQC MW],MATCH(1,(NQC[Month]=Supply[[#This Row],[Month]])*(NQC[Unit Category]=Supply[[#This Row],[Unit Category]]),0))*INDEX(Profiles[],MATCH(1,(Profiles[Month]=Supply[[#This Row],[Month]])*(Profiles[Hour Ending]=Supply[[#This Row],[Hour Ending]]),0),MATCH(Supply[[#This Row],[Unit Category]],Profiles[#Headers],0))","v":718.90594520208219}]
[2,"Wind_Socal",2,{"$f":"INDEX(NQC[NQC MW],MATCH(1,(NQC[Month]=Supply[[#This Row],[Month]])*(NQC[Unit Category]=Supply[[#This Row],[Unit Category]]),0))*INDEX(Profiles[],MATCH(1,(Profiles[Month]=Supply[[#This Row],[Month]])*(Profiles[Hour Ending]=Supply[[#This Row],[Hour Ending]]),0),MATCH(Supply[[#This Row],[Unit Category]],Profiles[#Headers],0))","v":795.58810153374759}]
[2,"Wind_Socal",3,{"$f":"INDEX(NQC[NQC MW],MATCH(1,(NQC[Month]=Supply[[#This Row],[Month]])*(NQC[Unit Category]=Supply[[#This Row],[Unit Category]]),0))*INDEX(Profiles[],MATCH(1,(Profiles[Month]=Supply[[#This Row],[Month]])*(Profiles[Hour Ending]=Supply[[#This Row],[Hour Ending]]),0),MATCH(Supply[[#This Row],[Unit Category]],Profiles[#Headers],0))","v":823.61363195233071}]
[2,"Wind_Socal",4,{"$f":"INDEX(NQC[NQC MW],MATCH(1,(NQC[Month]=Supply[[#This Row],[Month]])*(NQC[Unit Category]=Supply[[#This Row],[Unit Category]]),0))*INDEX(Profiles[],MATCH(1,(Profiles[Month]=Supply[[#This Row],[Month]])*(Profiles[Hour Ending]=Supply[[#This Row],[Hour Ending]]),0),MATCH(Supply[[#This Row],[Unit Category]],Profiles[#Headers],0))","v":778.07263800805538}]
[2,"Wind_Socal",5,{"$f":"INDEX(NQC[NQC MW],MATCH(1,(NQC[Month]=Supply[[#This Row],[Month]])*(NQC[Unit Category]=Supply[[#This Row],[Unit Category]]),0))*INDEX(Profiles[],MATCH(1,(Profiles[Month]=Supply[[#This Row],[Month]])*(Profiles[Hour Ending]=Supply[[#This Row],[Hour Ending]]),0),MATCH(Supply[[#This Row],[Unit Category]],Profiles[#Headers],0))","v":687.33693424410205}]
[2,"Wind_Socal",6,{"$f":"INDEX(NQC[NQC MW],MATCH(1,(NQC[Month]=Supply[[#This Row],[Month]])*(NQC[Unit Category]=Supply[[#This Row],[Unit Category]]),0))*INDEX(Profiles[],MATCH(1,(Profiles[Month]=Supply[[#This Row],[Month]])*(Profiles[Hour Ending]=Supply[[#This Row],[Hour Ending]]),0),MATCH(Supply[[#This Row],[Unit Category]],Profiles[#Headers],0))","v":648.58751445622624}]
[2,"Wind_Socal",7,{"$f":"INDEX(NQC[NQC MW],MATCH(1,(NQC[Month]=Supply[[#This Row],[Month]])*(NQC[Unit Category]=Supply[[#This Row],[Unit Category]]),0))*INDEX(Profiles[],MATCH(1,(Profiles[Month]=Supply[[#This Row],[Month]])*(Profiles[Hour Ending]=Supply[[#This Row],[Hour Ending]]),0),MATCH(Supply[[#This Row],[Unit Category]],Profiles[#Headers],0))","v":677.52865181970674}]
[2,"Wind_Socal",8,{"$f":"INDEX(NQC[NQC MW],MATCH(1,(NQC[Month]=Supply[[#This Row],[Month]])*(NQC[Unit Category]=Supply[[#This Row],[Unit Category]]),0))*INDEX(Profiles[],MATCH(1,(Profiles[Month]=Supply[[#This Row],[Month]])*(Profiles[Hour Ending]=Supply[[#This Row],[Hour Ending]]),0),MATCH(Supply[[#This Row],[Unit Category]],Profiles[#Headers],0))","v":685.08542201855914}]
[2,"Wind_Socal",9,{"$f":"INDEX(NQC[NQC MW],MATCH(1,(NQC[Month]=Supply[[#This Row],[Month]])*(NQC[Unit Category]=Supply[[#This Row],[Unit Category]]),0))*INDEX(Profiles[],MATCH(1,(Profiles[Month]=Supply[[#This Row],[Month]])*(Profiles[Hour Ending]=Supply[[#This Row],[Hour Ending]]),0),MATCH(Supply[[#This Row],[Unit Category]],Profiles[#Headers],0))","v":661.67728492104527}]
[2,"Wind_Socal",10,{"$f":"INDEX(NQC[NQC MW],MATCH(1,(NQC[Month]=Supply[[#This Row],[Month]])*(NQC[Unit Category]=Supply[[#This Row],[Unit Category]]),0))*INDEX(Profiles[],MATCH(1,(Profiles[Month]=Supply[[#This Row],[Month]])*(Profiles[Hour Ending]=Supply[[#This Row],[Hour Ending]]),0),MATCH(Supply[[#This Row],[Unit Category]],Profiles[#Headers],0))","v":740.00299702285338}]
[2,"Wind_Socal",11,{"$f":"INDEX(NQC[NQC MW],MATCH(1,(NQC[Month]=Supply[[#This Row],[Month]])*(NQC[Unit Category]=Supply[[#This Row],[Unit Category]]),0))*INDEX(Profiles[],MATCH(1,(Profiles[Month]=Supply[[#This Row],[Month]])*(Profiles[Hour Ending]=Supply[[#This Row],[Hour Ending]]),0),MATCH(Supply[[#This Row],[Unit Category]],Profiles[#Headers],0))","v":767.98251479995747}]
[2,"Wind_Socal",12,{"$f":"INDEX(NQC[NQC MW],MATCH(1,(NQC[Month]=Supply[[#This Row],[Month]])*(NQC[Unit Category]=Supply[[#This Row],[Unit Category]]),0))*INDEX(Profiles[],MATCH(1,(Profiles[Month]=Supply[[#This Row],[Month]])*(Profiles[Hour Ending]=Supply[[#This Row],[Hour Ending]]),0),MATCH(Supply[[#This Row],[Unit Category]],Profiles[#Headers],0))","v":783.50768532913958}]
[2,"Wind_Socal",13,{"$f":"INDEX(NQC[NQC MW],MATCH(1,(NQC[Month]=Supply[[#This Row],[Month]])*(NQC[Unit Category]=Supply[[#This Row],[Unit Category]]),0))*INDEX(Profiles[],MATCH(1,(Profiles[Month]=Supply[[#This Row],[Month]])*(Profiles[Hour Ending]=Supply[[#This Row],[Hour Ending]]),0),MATCH(Supply[[#This Row],[Unit Category]],Profiles[#Headers],0))","v":912.16187754065174}]
[2,"Wind_Socal",14,{"$f":"INDEX(NQC[NQC MW],MATCH(1,(NQC[Month]=Supply[[#This Row],[Month]])*(NQC[Unit Category]=Supply[[#This Row],[Unit Category]]),0))*INDEX(Profiles[],MATCH(1,(Profiles[Month]=Supply[[#This Row],[Month]])*(Profiles[Hour Ending]=Supply[[#This Row],[Hour Ending]]),0),MATCH(Supply[[#This Row],[Unit Category]],Profiles[#Headers],0))","v":849.96224542501011}]
[2,"Wind_Socal",15,{"$f":"INDEX(NQC[NQC MW],MATCH(1,(NQC[Month]=Supply[[#This Row],[Month]])*(NQC[Unit Category]=Supply[[#This Row],[Unit Category]]),0))*INDEX(Profiles[],MATCH(1,(Profiles[Month]=Supply[[#This Row],[Month]])*(Profiles[Hour Ending]=Supply[[#This Row],[Hour Ending]]),0),MATCH(Supply[[#This Row],[Unit Category]],Profiles[#Headers],0))","v":976.44734357392042}]
[2,"Wind_Socal",16,{"$f":"INDEX(NQC[NQC MW],MATCH(1,(NQC[Month]=Supply[[#This Row],[Month]])*(NQC[Unit Category]=Supply[[#This Row],[Unit Category]]),0))*INDEX(Profiles[],MATCH(1,(Profiles[Month]=Supply[[#This Row],[Month]])*(Profiles[Hour Ending]=Supply[[#This Row],[Hour Ending]]),0),MATCH(Supply[[#This Row],[Unit Category]],Profiles[#Headers],0))","v":863.2232731915758}]
[2,"Wind_Socal",17,{"$f":"INDEX(NQC[NQC MW],MATCH(1,(NQC[Month]=Supply[[#This Row],[Month]])*(NQC[Unit Category]=Supply[[#This Row],[Unit Category]]),0))*INDEX(Profiles[],MATCH(1,(Profiles[Month]=Supply[[#This Row],[Month]])*(Profiles[Hour Ending]=Supply[[#This Row],[Hour Ending]]),0),MATCH(Supply[[#This Row],[Unit Category]],Profiles[#Headers],0))","v":1032.9160175348572}]
[2,"Wind_Socal",18,{"$f":"INDEX(NQC[NQC MW],MATCH(1,(NQC[Month]=Supply[[#This Row],[Month]])*(NQC[Unit Category]=Supply[[#This Row],[Unit Category]]),0))*INDEX(Profiles[],MATCH(1,(Profiles[Month]=Supply[[#This Row],[Month]])*(Profiles[Hour Ending]=Supply[[#This Row],[Hour Ending]]),0),MATCH(Supply[[#This Row],[Unit Category]],Profiles[#Headers],0))","v":1021.4762681603212}]
[2,"Wind_Socal",19,{"$f":"INDEX(NQC[NQC MW],MATCH(1,(NQC[Month]=Supply[[#This Row],[Month]])*(NQC[Unit Category]=Supply[[#This Row],[Unit Category]]),0))*INDEX(Profiles[],MATCH(1,(Profiles[Month]=Supply[[#This Row],[Month]])*(Profiles[Hour Ending]=Supply[[#This Row],[Hour Ending]]),0),MATCH(Supply[[#This Row],[Unit Category]],Profiles[#Headers],0))","v":1178.5566148970786}]
[2,"Wind_Socal",20,{"$f":"INDEX(NQC[NQC MW],MATCH(1,(NQC[Month]=Supply[[#This Row],[Month]])*(NQC[Unit Category]=Supply[[#This Row],[Unit Category]]),0))*INDEX(Profiles[],MATCH(1,(Profiles[Month]=Supply[[#This Row],[Month]])*(Profiles[Hour Ending]=Supply[[#This Row],[Hour Ending]]),0),MATCH(Supply[[#This Row],[Unit Category]],Profiles[#Headers],0))","v":1132.8180661426406}]
[2,"Wind_Socal",21,{"$f":"INDEX(NQC[NQC MW],MATCH(1,(NQC[Month]=Supply[[#This Row],[Month]])*(NQC[Unit Category]=Supply[[#This Row],[Unit Category]]),0))*INDEX(Profiles[],MATCH(1,(Profiles[Month]=Supply[[#This Row],[Month]])*(Profiles[Hour Ending]=Supply[[#This Row],[Hour Ending]]),0),MATCH(Supply[[#This Row],[Unit Category]],Profiles[#Headers],0))","v":1145.4360965207252}]
[2,"Wind_Socal",22,{"$f":"INDEX(NQC[NQC MW],MATCH(1,(NQC[Month]=Supply[[#This Row],[Month]])*(NQC[Unit Category]=Supply[[#This Row],[Unit Category]]),0))*INDEX(Profiles[],MATCH(1,(Profiles[Month]=Supply[[#This Row],[Month]])*(Profiles[Hour Ending]=Supply[[#This Row],[Hour Ending]]),0),MATCH(Supply[[#This Row],[Unit Category]],Profiles[#Headers],0))","v":1036.4948899711912}]
[2,"Wind_Socal",23,{"$f":"INDEX(NQC[NQC MW],MATCH(1,(NQC[Month]=Supply[[#This Row],[Month]])*(NQC[Unit Category]=Supply[[#This Row],[Unit Category]]),0))*INDEX(Profiles[],MATCH(1,(Profiles[Month]=Supply[[#This Row],[Month]])*(Profiles[Hour Ending]=Supply[[#This Row],[Hour Ending]]),0),MATCH(Supply[[#This Row],[Unit Category]],Profiles[#Headers],0))","v":933.37648349820847}]
[2,"Wind_Socal",24,{"$f":"INDEX(NQC[NQC MW],MATCH(1,(NQC[Month]=Supply[[#This Row],[Month]])*(NQC[Unit Category]=Supply[[#This Row],[Unit Category]]),0))*INDEX(Profiles[],MATCH(1,(Profiles[Month]=Supply[[#This Row],[Month]])*(Profiles[Hour Ending]=Supply[[#This Row],[Hour Ending]]),0),MATCH(Supply[[#This Row],[Unit Category]],Profiles[#Headers],0))","v":787.44817301035471}]
[3,"Biogas",1,{"$f":"INDEX(NQC[NQC MW],MATCH(1,(NQC[Month]=Supply[[#This Row],[Month]])*(NQC[Unit Category]=Supply[[#This Row],[Unit Category]]),0))*INDEX(Profiles[],MATCH(1,(Profiles[Month]=Supply[[#This Row],[Month]])*(Profiles[Hour Ending]=Supply[[#This Row],[Hour Ending]]),0),MATCH(Supply[[#This Row],[Unit Category]],Profiles[#Headers],0))","v":206.2131}]
[3,"Biogas",2,{"$f":"INDEX(NQC[NQC MW],MATCH(1,(NQC[Month]=Supply[[#This Row],[Month]])*(NQC[Unit Category]=Supply[[#This Row],[Unit Category]]),0))*INDEX(Profiles[],MATCH(1,(Profiles[Month]=Supply[[#This Row],[Month]])*(Profiles[Hour Ending]=Supply[[#This Row],[Hour Ending]]),0),MATCH(Supply[[#This Row],[Unit Category]],Profiles[#Headers],0))","v":206.2131}]
[3,"Biogas",3,{"$f":"INDEX(NQC[NQC MW],MATCH(1,(NQC[Month]=Supply[[#This Row],[Month]])*(NQC[Unit Category]=Supply[[#This Row],[Unit Category]]),0))*INDEX(Profiles[],MATCH(1,(Profiles[Month]=Supply[[#This Row],[Month]])*(Profiles[Hour Ending]=Supply[[#This Row],[Hour Ending]]),0),MATCH(Supply[[#This Row],[Unit Category]],Profiles[#Headers],0))","v":206.2131}]
[3,"Biogas",4,{"$f":"INDEX(NQC[NQC MW],MATCH(1,(NQC[Month]=Supply[[#This Row],[Month]])*(NQC[Unit Category]=Supply[[#This Row],[Unit Category]]),0))*INDEX(Profiles[],MATCH(1,(Profiles[Month]=Supply[[#This Row],[Month]])*(Profiles[Hour Ending]=Supply[[#This Row],[Hour Ending]]),0),MATCH(Supply[[#This Row],[Unit Category]],Profiles[#Headers],0))","v":206.2131}]
[3,"Biogas",5,{"$f":"INDEX(NQC[NQC MW],MATCH(1,(NQC[Month]=Supply[[#This Row],[Month]])*(NQC[Unit Category]=Supply[[#This Row],[Unit Category]]),0))*INDEX(Profiles[],MATCH(1,(Profiles[Month]=Supply[[#This Row],[Month]])*(Profiles[Hour Ending]=Supply[[#This Row],[Hour Ending]]),0),MATCH(Supply[[#This Row],[Unit Category]],Profiles[#Headers],0))","v":206.2131}]
[3,"Biogas",6,{"$f":"INDEX(NQC[NQC MW],MATCH(1,(NQC[Month]=Supply[[#This Row],[Month]])*(NQC[Unit Category]=Supply[[#This Row],[Unit Category]]),0))*INDEX(Profiles[],MATCH(1,(Profiles[Month]=Supply[[#This Row],[Month]])*(Profiles[Hour Ending]=Supply[[#This Row],[Hour Ending]]),0),MATCH(Supply[[#This Row],[Unit Category]],Profiles[#Headers],0))","v":206.2131}]
[3,"Biogas",7,{"$f":"INDEX(NQC[NQC MW],MATCH(1,(NQC[Month]=Supply[[#This Row],[Month]])*(NQC[Unit Category]=Supply[[#This Row],[Unit Category]]),0))*INDEX(Profiles[],MATCH(1,(Profiles[Month]=Supply[[#This Row],[Month]])*(Profiles[Hour Ending]=Supply[[#This Row],[Hour Ending]]),0),MATCH(Supply[[#This Row],[Unit Category]],Profiles[#Headers],0))","v":206.2131}]
[3,"Biogas",8,{"$f":"INDEX(NQC[NQC MW],MATCH(1,(NQC[Month]=Supply[[#This Row],[Month]])*(NQC[Unit Category]=Supply[[#This Row],[Unit Category]]),0))*INDEX(Profiles[],MATCH(1,(Profiles[Month]=Supply[[#This Row],[Month]])*(Profiles[Hour Ending]=Supply[[#This Row],[Hour Ending]]),0),MATCH(Supply[[#This Row],[Unit Category]],Profiles[#Headers],0))","v":206.2131}]
[3,"Biogas",9,{"$f":"INDEX(NQC[NQC MW],MATCH(1,(NQC[Month]=Supply[[#This Row],[Month]])*(NQC[Unit Category]=Supply[[#This Row],[Unit Category]]),0))*INDEX(Profiles[],MATCH(1,(Profiles[Month]=Supply[[#This Row],[Month]])*(Profiles[Hour Ending]=Supply[[#This Row],[Hour Ending]]),0),MATCH(Supply[[#This Row],[Unit Category]],Profiles[#Headers],0))","v":206.2131}]
[3,"Biogas",10,{"$f":"INDEX(NQC[NQC MW],MATCH(1,(NQC[Month]=Supply[[#This Row],[Month]])*(NQC[Unit Category]=Supply[[#This Row],[Unit Category]]),0))*INDEX(Profiles[],MATCH(1,(Profiles[Month]=Supply[[#This Row],[Month]])*(Profiles[Hour Ending]=Supply[[#This Row],[Hour Ending]]),0),MATCH(Supply[[#This Row],[Unit Category]],Profiles[#Headers],0))","v":206.2131}]
[3,"Biogas",11,{"$f":"INDEX(NQC[NQC MW],MATCH(1,(NQC[Month]=Supply[[#This Row],[Month]])*(NQC[Unit Category]=Supply[[#This Row],[Unit Category]]),0))*INDEX(Profiles[],MATCH(1,(Profiles[Month]=Supply[[#This Row],[Month]])*(Profiles[Hour Ending]=Supply[[#This Row],[Hour Ending]]),0),MATCH(Supply[[#This Row],[Unit Category]],Profiles[#Headers],0))","v":206.2131}]
[3,"Biogas",12,{"$f":"INDEX(NQC[NQC MW],MATCH(1,(NQC[Month]=Supply[[#This Row],[Month]])*(NQC[Unit Category]=Supply[[#This Row],[Unit Category]]),0))*INDEX(Profiles[],MATCH(1,(Profiles[Month]=Supply[[#This Row],[Month]])*(Profiles[Hour Ending]=Supply[[#This Row],[Hour Ending]]),0),MATCH(Supply[[#This Row],[Unit Category]],Profiles[#Headers],0))","v":206.2131}]
[3,"Biogas",13,{"$f":"INDEX(NQC[NQC MW],MATCH(1,(NQC[Month]=Supply[[#This Row],[Month]])*(NQC[Unit Category]=Supply[[#This Row],[Unit Category]]),0))*INDEX(Profiles[],MATCH(1,(Profiles[Month]=Supply[[#This Row],[Month]])*(Profiles[Hour Ending]=Supply[[#This Row],[Hour Ending]]),0),MATCH(Supply[[#This Row],[Unit Category]],Profiles[#Headers],0))","v":206.2131}]
[3,"Biogas",14,{"$f":"INDEX(NQC[NQC MW],MATCH(1,(NQC[Month]=Supply[[#This Row],[Month]])*(NQC[Unit Category]=Supply[[#This Row],[Unit Category]]),0))*INDEX(Profiles[],MATCH(1,(Profiles[Month]=Supply[[#This Row],[Month]])*(Profiles[Hour Ending]=Supply[[#This Row],[Hour Ending]]),0),MATCH(Supply[[#This Row],[Unit Category]],Profiles[#Headers],0))","v":206.2131}]
[3,"Biogas",15,{"$f":"INDEX(NQC[NQC MW],MATCH(1,(NQC[Month]=Supply[[#This Row],[Month]])*(NQC[Unit Category]=Supply[[#This Row],[Unit Category]]),0))*INDEX(Profiles[],MATCH(1,(Profiles[Month]=Supply[[#This Row],[Month]])*(Profiles[Hour Ending]=Supply[[#This Row],[Hour Ending]]),0),MATCH(Supply[[#This Row],[Unit Category]],Profiles[#Headers],0))","v":206.2131}]
[3,"Biogas",16,{"$f":"INDEX(NQC[NQC MW],MATCH(1,(NQC[Month]=Supply[[#This Row],[Month]])*(NQC[Unit Category]=Supply[[#This Row],[Unit Category]]),0))*INDEX(Profiles[],MATCH(1,(Profiles[Month]=Supply[[#This Row],[Month]])*(Profiles[Hour Ending]=Supply[[#This Row],[Hour Ending]]),0),MATCH(Supply[[#This Row],[Unit Category]],Profiles[#Headers],0))","v":206.2131}]
[3,"Biogas",17,{"$f":"INDEX(NQC[NQC MW],MATCH(1,(NQC[Month]=Supply[[#This Row],[Month]])*(NQC[Unit Category]=Supply[[#This Row],[Unit Category]]),0))*INDEX(Profiles[],MATCH(1,(Profiles[Month]=Supply[[#This Row],[Month]])*(Profiles[Hour Ending]=Supply[[#This Row],[Hour Ending]]),0),MATCH(Supply[[#This Row],[Unit Category]],Profiles[#Headers],0))","v":206.2131}]
[3,"Biogas",18,{"$f":"INDEX(NQC[NQC MW],MATCH(1,(NQC[Month]=Supply[[#This Row],[Month]])*(NQC[Unit Category]=Supply[[#This Row],[Unit Category]]),0))*INDEX(Profiles[],MATCH(1,(Profiles[Month]=Supply[[#This Row],[Month]])*(Profiles[Hour Ending]=Supply[[#This Row],[Hour Ending]]),0),MATCH(Supply[[#This Row],[Unit Category]],Profiles[#Headers],0))","v":206.2131}]
[3,"Biogas",19,{"$f":"INDEX(NQC[NQC MW],MATCH(1,(NQC[Month]=Supply[[#This Row],[Month]])*(NQC[Unit Category]=Supply[[#This Row],[Unit Category]]),0))*INDEX(Profiles[],MATCH(1,(Profiles[Month]=Supply[[#This Row],[Month]])*(Profiles[Hour Ending]=Supply[[#This Row],[Hour Ending]]),0),MATCH(Supply[[#This Row],[Unit Category]],Profiles[#Headers],0))","v":206.2131}]
[3,"Biogas",20,{"$f":"INDEX(NQC[NQC MW],MATCH(1,(NQC[Month]=Supply[[#This Row],[Month]])*(NQC[Unit Category]=Supply[[#This Row],[Unit Category]]),0))*INDEX(Profiles[],MATCH(1,(Profiles[Month]=Supply[[#This Row],[Month]])*(Profiles[Hour Ending]=Supply[[#This Row],[Hour Ending]]),0),MATCH(Supply[[#This Row],[Unit Category]],Profiles[#Headers],0))","v":206.2131}]
[3,"Biogas",21,{"$f":"INDEX(NQC[NQC MW],MATCH(1,(NQC[Month]=Supply[[#This Row],[Month]])*(NQC[Unit Category]=Supply[[#This Row],[Unit Category]]),0))*INDEX(Profiles[],MATCH(1,(Profiles[Month]=Supply[[#This Row],[Month]])*(Profiles[Hour Ending]=Supply[[#This Row],[Hour Ending]]),0),MATCH(Supply[[#This Row],[Unit Category]],Profiles[#Headers],0))","v":206.2131}]
[3,"Biogas",22,{"$f":"INDEX(NQC[NQC MW],MATCH(1,(NQC[Month]=Supply[[#This Row],[Month]])*(NQC[Unit Category]=Supply[[#This Row],[Unit Category]]),0))*INDEX(Profiles[],MATCH(1,(Profiles[Month]=Supply[[#This Row],[Month]])*(Profiles[Hour Ending]=Supply[[#This Row],[Hour Ending]]),0),MATCH(Supply[[#This Row],[Unit Category]],Profiles[#Headers],0))","v":206.2131}]
[3,"Biogas",23,{"$f":"INDEX(NQC[NQC MW],MATCH(1,(NQC[Month]=Supply[[#This Row],[Month]])*(NQC[Unit Category]=Supply[[#This Row],[Unit Category]]),0))*INDEX(Profiles[],MATCH(1,(Profiles[Month]=Supply[[#This Row],[Month]])*(Profiles[Hour Ending]=Supply[[#This Row],[Hour Ending]]),0),MATCH(Supply[[#This Row],[Unit Category]],Profiles[#Headers],0))","v":206.2131}]
[3,"Biogas",24,{"$f":"INDEX(NQC[NQC MW],MATCH(1,(NQC[Month]=Supply[[#This Row],[Month]])*(NQC[Unit Category]=Supply[[#This Row],[Unit Category]]),0))*INDEX(Profiles[],MATCH(1,(Profiles[Month]=Supply[[#This Row],[Month]])*(Profiles[Hour Ending]=Supply[[#This Row],[Hour Ending]]),0),MATCH(Supply[[#This Row],[Unit Category]],Profiles[#Headers],0))","v":206.2131}]
[3,"Biomass/Wood",1,{"$f":"INDEX(NQC[NQC MW],MATCH(1,(NQC[Month]=Supply[[#This Row],[Month]])*(NQC[Unit Category]=Supply[[#This Row],[Unit Category]]),0))*INDEX(Profiles[],MATCH(1,(Profiles[Month]=Supply[[#This Row],[Month]])*(Profiles[Hour Ending]=Supply[[#This Row],[Hour Ending]]),0),MATCH(Supply[[#This Row],[Unit Category]],Profiles[#Headers],0))","v":387.56216500000005}]
[3,"Biomass/Wood",2,{"$f":"INDEX(NQC[NQC MW],MATCH(1,(NQC[Month]=Supply[[#This Row],[Month]])*(NQC[Unit Category]=Supply[[#This Row],[Unit Category]]),0))*INDEX(Profiles[],MATCH(1,(Profiles[Month]=Supply[[#This Row],[Month]])*(Profiles[Hour Ending]=Supply[[#This Row],[Hour Ending]]),0),MATCH(Supply[[#This Row],[Unit Category]],Profiles[#Headers],0))","v":387.56216500000005}]
[3,"Biomass/Wood",3,{"$f":"INDEX(NQC[NQC MW],MATCH(1,(NQC[Month]=Supply[[#This Row],[Month]])*(NQC[Unit Category]=Supply[[#This Row],[Unit Category]]),0))*INDEX(Profiles[],MATCH(1,(Profiles[Month]=Supply[[#This Row],[Month]])*(Profiles[Hour Ending]=Supply[[#This Row],[Hour Ending]]),0),MATCH(Supply[[#This Row],[Unit Category]],Profiles[#Headers],0))","v":387.56216500000005}]
[3,"Biomass/Wood",4,{"$f":"INDEX(NQC[NQC MW],MATCH(1,(NQC[Month]=Supply[[#This Row],[Month]])*(NQC[Unit Category]=Supply[[#This Row],[Unit Category]]),0))*INDEX(Profiles[],MATCH(1,(Profiles[Month]=Supply[[#This Row],[Month]])*(Profiles[Hour Ending]=Supply[[#This Row],[Hour Ending]]),0),MATCH(Supply[[#This Row],[Unit Category]],Profiles[#Headers],0))","v":387.56216500000005}]
[3,"Biomass/Wood",5,{"$f":"INDEX(NQC[NQC MW],MATCH(1,(NQC[Month]=Supply[[#This Row],[Month]])*(NQC[Unit Category]=Supply[[#This Row],[Unit Category]]),0))*INDEX(Profiles[],MATCH(1,(Profiles[Month]=Supply[[#This Row],[Month]])*(Profiles[Hour Ending]=Supply[[#This Row],[Hour Ending]]),0),MATCH(Supply[[#This Row],[Unit Category]],Profiles[#Headers],0))","v":387.56216500000005}]
[3,"Biomass/Wood",6,{"$f":"INDEX(NQC[NQC MW],MATCH(1,(NQC[Month]=Supply[[#This Row],[Month]])*(NQC[Unit Category]=Supply[[#This Row],[Unit Category]]),0))*INDEX(Profiles[],MATCH(1,(Profiles[Month]=Supply[[#This Row],[Month]])*(Profiles[Hour Ending]=Supply[[#This Row],[Hour Ending]]),0),MATCH(Supply[[#This Row],[Unit Category]],Profiles[#Headers],0))","v":387.56216500000005}]
[3,"Biomass/Wood",7,{"$f":"INDEX(NQC[NQC MW],MATCH(1,(NQC[Month]=Supply[[#This Row],[Month]])*(NQC[Unit Category]=Supply[[#This Row],[Unit Category]]),0))*INDEX(Profiles[],MATCH(1,(Profiles[Month]=Supply[[#This Row],[Month]])*(Profiles[Hour Ending]=Supply[[#This Row],[Hour Ending]]),0),MATCH(Supply[[#This Row],[Unit Category]],Profiles[#Headers],0))","v":387.56216500000005}]
[3,"Biomass/Wood",8,{"$f":"INDEX(NQC[NQC MW],MATCH(1,(NQC[Month]=Supply[[#This Row],[Month]])*(NQC[Unit Category]=Supply[[#This Row],[Unit Category]]),0))*INDEX(Profiles[],MATCH(1,(Profiles[Month]=Supply[[#This Row],[Month]])*(Profiles[Hour Ending]=Supply[[#This Row],[Hour Ending]]),0),MATCH(Supply[[#This Row],[Unit Category]],Profiles[#Headers],0))","v":387.56216500000005}]
[3,"Biomass/Wood",9,{"$f":"INDEX(NQC[NQC MW],MATCH(1,(NQC[Month]=Supply[[#This Row],[Month]])*(NQC[Unit Category]=Supply[[#This Row],[Unit Category]]),0))*INDEX(Profiles[],MATCH(1,(Profiles[Month]=Supply[[#This Row],[Month]])*(Profiles[Hour Ending]=Supply[[#This Row],[Hour Ending]]),0),MATCH(Supply[[#This Row],[Unit Category]],Profiles[#Headers],0))","v":387.56216500000005}]
[3,"Biomass/Wood",10,{"$f":"INDEX(NQC[NQC MW],MATCH(1,(NQC[Month]=Supply[[#This Row],[Month]])*(NQC[Unit Category]=Supply[[#This Row],[Unit Category]]),0))*INDEX(Profiles[],MATCH(1,(Profiles[Month]=Supply[[#This Row],[Month]])*(Profiles[Hour Ending]=Supply[[#This Row],[Hour Ending]]),0),MATCH(Supply[[#This Row],[Unit Category]],Profiles[#Headers],0))","v":387.56216500000005}]
[3,"Biomass/Wood",11,{"$f":"INDEX(NQC[NQC MW],MATCH(1,(NQC[Month]=Supply[[#This Row],[Month]])*(NQC[Unit Category]=Supply[[#This Row],[Unit Category]]),0))*INDEX(Profiles[],MATCH(1,(Profiles[Month]=Supply[[#This Row],[Month]])*(Profiles[Hour Ending]=Supply[[#This Row],[Hour Ending]]),0),MATCH(Supply[[#This Row],[Unit Category]],Profiles[#Headers],0))","v":387.56216500000005}]
[3,"Biomass/Wood",12,{"$f":"INDEX(NQC[NQC MW],MATCH(1,(NQC[Month]=Supply[[#This Row],[Month]])*(NQC[Unit Category]=Supply[[#This Row],[Unit Category]]),0))*INDEX(Profiles[],MATCH(1,(Profiles[Month]=Supply[[#This Row],[Month]])*(Profiles[Hour Ending]=Supply[[#This Row],[Hour Ending]]),0),MATCH(Supply[[#This Row],[Unit Category]],Profiles[#Headers],0))","v":387.56216500000005}]
[3,"Biomass/Wood",13,{"$f":"INDEX(NQC[NQC MW],MATCH(1,(NQC[Month]=Supply[[#This Row],[Month]])*(NQC[Unit Category]=Supply[[#This Row],[Unit Category]]),0))*INDEX(Profiles[],MATCH(1,(Profiles[Month]=Supply[[#This Row],[Month]])*(Profiles[Hour Ending]=Supply[[#This Row],[Hour Ending]]),0),MATCH(Supply[[#This Row],[Unit Category]],Profiles[#Headers],0))","v":387.56216500000005}]
[3,"Biomass/Wood",14,{"$f":"INDEX(NQC[NQC MW],MATCH(1,(NQC[Month]=Supply[[#This Row],[Month]])*(NQC[Unit Category]=Supply[[#This Row],[Unit Category]]),0))*INDEX(Profiles[],MATCH(1,(Profiles[Month]=Supply[[#This Row],[Month]])*(Profiles[Hour Ending]=Supply[[#This Row],[Hour Ending]]),0),MATCH(Supply[[#This Row],[Unit Category]],Profiles[#Headers],0))","v":387.56216500000005}]
[3,"Biomass/Wood",15,{"$f":"INDEX(NQC[NQC MW],MATCH(1,(NQC[Month]=Supply[[#This Row],[Month]])*(NQC[Unit Category]=Supply[[#This Row],[Unit Category]]),0))*INDEX(Profiles[],MATCH(1,(Profiles[Month]=Supply[[#This Row],[Month]])*(Profiles[Hour Ending]=Supply[[#This Row],[Hour Ending]]),0),MATCH(Supply[[#This Row],[Unit Category]],Profiles[#Headers],0))","v":387.56216500000005}]
[3,"Biomass/Wood",16,{"$f":"INDEX(NQC[NQC MW],MATCH(1,(NQC[Month]=Supply[[#This Row],[Month]])*(NQC[Unit Category]=Supply[[#This Row],[Unit Category]]),0))*INDEX(Profiles[],MATCH(1,(Profiles[Month]=Supply[[#This Row],[Month]])*(Profiles[Hour Ending]=Supply[[#This Row],[Hour Ending]]),0),MATCH(Supply[[#This Row],[Unit Category]],Profiles[#Headers],0))","v":387.56216500000005}]
[3,"Biomass/Wood",17,{"$f":"INDEX(NQC[NQC MW],MATCH(1,(NQC[Month]=Supply[[#This Row],[Month]])*(NQC[Unit Category]=Supply[[#This Row],[Unit Category]]),0))*INDEX(Profiles[],MATCH(1,(Profiles[Month]=Supply[[#This Row],[Month]])*(Profiles[Hour Ending]=Supply[[#This Row],[Hour Ending]]),0),MATCH(Supply[[#This Row],[Unit Category]],Profiles[#Headers],0))","v":387.56216500000005}]
[3,"Biomass/Wood",18,{"$f":"INDEX(NQC[NQC MW],MATCH(1,(NQC[Month]=Supply[[#This Row],[Month]])*(NQC[Unit Category]=Supply[[#This Row],[Unit Category]]),0))*INDEX(Profiles[],MATCH(1,(Profiles[Month]=Supply[[#This Row],[Month]])*(Profiles[Hour Ending]=Supply[[#This Row],[Hour Ending]]),0),MATCH(Supply[[#This Row],[Unit Category]],Profiles[#Headers],0))","v":387.56216500000005}]
[3,"Biomass/Wood",19,{"$f":"INDEX(NQC[NQC MW],MATCH(1,(NQC[Month]=Supply[[#This Row],[Month]])*(NQC[Unit Category]=Supply[[#This Row],[Unit Category]]),0))*INDEX(Profiles[],MATCH(1,(Profiles[Month]=Supply[[#This Row],[Month]])*(Profiles[Hour Ending]=Supply[[#This Row],[Hour Ending]]),0),MATCH(Supply[[#This Row],[Unit Category]],Profiles[#Headers],0))","v":387.56216500000005}]
[3,"Biomass/Wood",20,{"$f":"INDEX(NQC[NQC MW],MATCH(1,(NQC[Month]=Supply[[#This Row],[Month]])*(NQC[Unit Category]=Supply[[#This Row],[Unit Category]]),0))*INDEX(Profiles[],MATCH(1,(Profiles[Month]=Supply[[#This Row],[Month]])*(Profiles[Hour Ending]=Supply[[#This Row],[Hour Ending]]),0),MATCH(Supply[[#This Row],[Unit Category]],Profiles[#Headers],0))","v":387.56216500000005}]
[3,"Biomass/Wood",21,{"$f":"INDEX(NQC[NQC MW],MATCH(1,(NQC[Month]=Supply[[#This Row],[Month]])*(NQC[Unit Category]=Supply[[#This Row],[Unit Category]]),0))*INDEX(Profiles[],MATCH(1,(Profiles[Month]=Supply[[#This Row],[Month]])*(Profiles[Hour Ending]=Supply[[#This Row],[Hour Ending]]),0),MATCH(Supply[[#This Row],[Unit Category]],Profiles[#Headers],0))","v":387.56216500000005}]
[3,"Biomass/Wood",22,{"$f":"INDEX(NQC[NQC MW],MATCH(1,(NQC[Month]=Supply[[#This Row],[Month]])*(NQC[Unit Category]=Supply[[#This Row],[Unit Category]]),0))*INDEX(Profiles[],MATCH(1,(Profiles[Month]=Supply[[#This Row],[Month]])*(Profiles[Hour Ending]=Supply[[#This Row],[Hour Ending]]),0),MATCH(Supply[[#This Row],[Unit Category]],Profiles[#Headers],0))","v":387.56216500000005}]
[3,"Biomass/Wood",23,{"$f":"INDEX(NQC[NQC MW],MATCH(1,(NQC[Month]=Supply[[#This Row],[Month]])*(NQC[Unit Category]=Supply[[#This Row],[Unit Category]]),0))*INDEX(Profiles[],MATCH(1,(Profiles[Month]=Supply[[#This Row],[Month]])*(Profiles[Hour Ending]=Supply[[#This Row],[Hour Ending]]),0),MATCH(Supply[[#This Row],[Unit Category]],Profiles[#Headers],0))","v":387.56216500000005}]
[3,"Biomass/Wood",24,{"$f":"INDEX(NQC[NQC MW],MATCH(1,(NQC[Month]=Supply[[#This Row],[Month]])*(NQC[Unit Category]=Supply[[#This Row],[Unit Category]]),0))*INDEX(Profiles[],MATCH(1,(Profiles[Month]=Supply[[#This Row],[Month]])*(Profiles[Hour Ending]=Supply[[#This Row],[Hour Ending]]),0),MATCH(Supply[[#This Row],[Unit Category]],Profiles[#Headers],0))","v":387.56216500000005}]
[3,"CC",1,{"$f":"INDEX(NQC[NQC MW],MATCH(1,(NQC[Month]=Supply[[#This Row],[Month]])*(NQC[Unit Category]=Supply[[#This Row],[Unit Category]]),0))*INDEX(Profiles[],MATCH(1,(Profiles[Month]=Supply[[#This Row],[Month]])*(Profiles[Hour Ending]=Supply[[#This Row],[Hour Ending]]),0),MATCH(Supply[[#This Row],[Unit Category]],Profiles[#Headers],0))","v":17249.93}]
[3,"CC",2,{"$f":"INDEX(NQC[NQC MW],MATCH(1,(NQC[Month]=Supply[[#This Row],[Month]])*(NQC[Unit Category]=Supply[[#This Row],[Unit Category]]),0))*INDEX(Profiles[],MATCH(1,(Profiles[Month]=Supply[[#This Row],[Month]])*(Profiles[Hour Ending]=Supply[[#This Row],[Hour Ending]]),0),MATCH(Supply[[#This Row],[Unit Category]],Profiles[#Headers],0))","v":17249.93}]
[3,"CC",3,{"$f":"INDEX(NQC[NQC MW],MATCH(1,(NQC[Month]=Supply[[#This Row],[Month]])*(NQC[Unit Category]=Supply[[#This Row],[Unit Category]]),0))*INDEX(Profiles[],MATCH(1,(Profiles[Month]=Supply[[#This Row],[Month]])*(Profiles[Hour Ending]=Supply[[#This Row],[Hour Ending]]),0),MATCH(Supply[[#This Row],[Unit Category]],Profiles[#Headers],0))","v":17249.93}]
[3,"CC",4,{"$f":"INDEX(NQC[NQC MW],MATCH(1,(NQC[Month]=Supply[[#This Row],[Month]])*(NQC[Unit Category]=Supply[[#This Row],[Unit Category]]),0))*INDEX(Profiles[],MATCH(1,(Profiles[Month]=Supply[[#This Row],[Month]])*(Profiles[Hour Ending]=Supply[[#This Row],[Hour Ending]]),0),MATCH(Supply[[#This Row],[Unit Category]],Profiles[#Headers],0))","v":17249.93}]
[3,"CC",5,{"$f":"INDEX(NQC[NQC MW],MATCH(1,(NQC[Month]=Supply[[#This Row],[Month]])*(NQC[Unit Category]=Supply[[#This Row],[Unit Category]]),0))*INDEX(Profiles[],MATCH(1,(Profiles[Month]=Supply[[#This Row],[Month]])*(Profiles[Hour Ending]=Supply[[#This Row],[Hour Ending]]),0),MATCH(Supply[[#This Row],[Unit Category]],Profiles[#Headers],0))","v":17249.93}]
[3,"CC",6,{"$f":"INDEX(NQC[NQC MW],MATCH(1,(NQC[Month]=Supply[[#This Row],[Month]])*(NQC[Unit Category]=Supply[[#This Row],[Unit Category]]),0))*INDEX(Profiles[],MATCH(1,(Profiles[Month]=Supply[[#This Row],[Month]])*(Profiles[Hour Ending]=Supply[[#This Row],[Hour Ending]]),0),MATCH(Supply[[#This Row],[Unit Category]],Profiles[#Headers],0))","v":17249.93}]
[3,"CC",7,{"$f":"INDEX(NQC[NQC MW],MATCH(1,(NQC[Month]=Supply[[#This Row],[Month]])*(NQC[Unit Category]=Supply[[#This Row],[Unit Category]]),0))*INDEX(Profiles[],MATCH(1,(Profiles[Month]=Supply[[#This Row],[Month]])*(Profiles[Hour Ending]=Supply[[#This Row],[Hour Ending]]),0),MATCH(Supply[[#This Row],[Unit Category]],Profiles[#Headers],0))","v":17249.93}]
[3,"CC",8,{"$f":"INDEX(NQC[NQC MW],MATCH(1,(NQC[Month]=Supply[[#This Row],[Month]])*(NQC[Unit Category]=Supply[[#This Row],[Unit Category]]),0))*INDEX(Profiles[],MATCH(1,(Profiles[Month]=Supply[[#This Row],[Month]])*(Profiles[Hour Ending]=Supply[[#This Row],[Hour Ending]]),0),MATCH(Supply[[#This Row],[Unit Category]],Profiles[#Headers],0))","v":17249.93}]
[3,"CC",9,{"$f":"INDEX(NQC[NQC MW],MATCH(1,(NQC[Month]=Supply[[#This Row],[Month]])*(NQC[Unit Category]=Supply[[#This Row],[Unit Category]]),0))*INDEX(Profiles[],MATCH(1,(Profiles[Month]=Supply[[#This Row],[Month]])*(Profiles[Hour Ending]=Supply[[#This Row],[Hour Ending]]),0),MATCH(Supply[[#This Row],[Unit Category]],Profiles[#Headers],0))","v":17249.93}]
[3,"CC",10,{"$f":"INDEX(NQC[NQC MW],MATCH(1,(NQC[Month]=Supply[[#This Row],[Month]])*(NQC[Unit Category]=Supply[[#This Row],[Unit Category]]),0))*INDEX(Profiles[],MATCH(1,(Profiles[Month]=Supply[[#This Row],[Month]])*(Profiles[Hour Ending]=Supply[[#This Row],[Hour Ending]]),0),MATCH(Supply[[#This Row],[Unit Category]],Profiles[#Headers],0))","v":17249.93}]
[3,"CC",11,{"$f":"INDEX(NQC[NQC MW],MATCH(1,(NQC[Month]=Supply[[#This Row],[Month]])*(NQC[Unit Category]=Supply[[#This Row],[Unit Category]]),0))*INDEX(Profiles[],MATCH(1,(Profiles[Month]=Supply[[#This Row],[Month]])*(Profiles[Hour Ending]=Supply[[#This Row],[Hour Ending]]),0),MATCH(Supply[[#This Row],[Unit Category]],Profiles[#Headers],0))","v":17249.93}]
[3,"CC",12,{"$f":"INDEX(NQC[NQC MW],MATCH(1,(NQC[Month]=Supply[[#This Row],[Month]])*(NQC[Unit Category]=Supply[[#This Row],[Unit Category]]),0))*INDEX(Profiles[],MATCH(1,(Profiles[Month]=Supply[[#This Row],[Month]])*(Profiles[Hour Ending]=Supply[[#This Row],[Hour Ending]]),0),MATCH(Supply[[#This Row],[Unit Category]],Profiles[#Headers],0))","v":17249.93}]
[3,"CC",13,{"$f":"INDEX(NQC[NQC MW],MATCH(1,(NQC[Month]=Supply[[#This Row],[Month]])*(NQC[Unit Category]=Supply[[#This Row],[Unit Category]]),0))*INDEX(Profiles[],MATCH(1,(Profiles[Month]=Supply[[#This Row],[Month]])*(Profiles[Hour Ending]=Supply[[#This Row],[Hour Ending]]),0),MATCH(Supply[[#This Row],[Unit Category]],Profiles[#Headers],0))","v":17249.93}]
[3,"CC",14,{"$f":"INDEX(NQC[NQC MW],MATCH(1,(NQC[Month]=Supply[[#This Row],[Month]])*(NQC[Unit Category]=Supply[[#This Row],[Unit Category]]),0))*INDEX(Profiles[],MATCH(1,(Profiles[Month]=Supply[[#This Row],[Month]])*(Profiles[Hour Ending]=Supply[[#This Row],[Hour Ending]]),0),MATCH(Supply[[#This Row],[Unit Category]],Profiles[#Headers],0))","v":17249.93}]
[3,"CC",15,{"$f":"INDEX(NQC[NQC MW],MATCH(1,(NQC[Month]=Supply[[#This Row],[Month]])*(NQC[Unit Category]=Supply[[#This Row],[Unit Category]]),0))*INDEX(Profiles[],MATCH(1,(Profiles[Month]=Supply[[#This Row],[Month]])*(Profiles[Hour Ending]=Supply[[#This Row],[Hour Ending]]),0),MATCH(Supply[[#This Row],[Unit Category]],Profiles[#Headers],0))","v":17249.93}]
[3,"CC",16,{"$f":"INDEX(NQC[NQC MW],MATCH(1,(NQC[Month]=Supply[[#This Row],[Month]])*(NQC[Unit Category]=Supply[[#This Row],[Unit Category]]),0))*INDEX(Profiles[],MATCH(1,(Profiles[Month]=Supply[[#This Row],[Month]])*(Profiles[Hour Ending]=Supply[[#This Row],[Hour Ending]]),0),MATCH(Supply[[#This Row],[Unit Category]],Profiles[#Headers],0))","v":17249.93}]
[3,"CC",17,{"$f":"INDEX(NQC[NQC MW],MATCH(1,(NQC[Month]=Supply[[#This Row],[Month]])*(NQC[Unit Category]=Supply[[#This Row],[Unit Category]]),0))*INDEX(Profiles[],MATCH(1,(Profiles[Month]=Supply[[#This Row],[Month]])*(Profiles[Hour Ending]=Supply[[#This Row],[Hour Ending]]),0),MATCH(Supply[[#This Row],[Unit Category]],Profiles[#Headers],0))","v":17249.93}]
[3,"CC",18,{"$f":"INDEX(NQC[NQC MW],MATCH(1,(NQC[Month]=Supply[[#This Row],[Month]])*(NQC[Unit Category]=Supply[[#This Row],[Unit Category]]),0))*INDEX(Profiles[],MATCH(1,(Profiles[Month]=Supply[[#This Row],[Month]])*(Profiles[Hour Ending]=Supply[[#This Row],[Hour Ending]]),0),MATCH(Supply[[#This Row],[Unit Category]],Profiles[#Headers],0))","v":17249.93}]
[3,"CC",19,{"$f":"INDEX(NQC[NQC MW],MATCH(1,(NQC[Month]=Supply[[#This Row],[Month]])*(NQC[Unit Category]=Supply[[#This Row],[Unit Category]]),0))*INDEX(Profiles[],MATCH(1,(Profiles[Month]=Supply[[#This Row],[Month]])*(Profiles[Hour Ending]=Supply[[#This Row],[Hour Ending]]),0),MATCH(Supply[[#This Row],[Unit Category]],Profiles[#Headers],0))","v":17249.93}]
[3,"CC",20,{"$f":"INDEX(NQC[NQC MW],MATCH(1,(NQC[Month]=Supply[[#This Row],[Month]])*(NQC[Unit Category]=Supply[[#This Row],[Unit Category]]),0))*INDEX(Profiles[],MATCH(1,(Profiles[Month]=Supply[[#This Row],[Month]])*(Profiles[Hour Ending]=Supply[[#This Row],[Hour Ending]]),0),MATCH(Supply[[#This Row],[Unit Category]],Profiles[#Headers],0))","v":17249.93}]
[3,"CC",21,{"$f":"INDEX(NQC[NQC MW],MATCH(1,(NQC[Month]=Supply[[#This Row],[Month]])*(NQC[Unit Category]=Supply[[#This Row],[Unit Category]]),0))*INDEX(Profiles[],MATCH(1,(Profiles[Month]=Supply[[#This Row],[Month]])*(Profiles[Hour Ending]=Supply[[#This Row],[Hour Ending]]),0),MATCH(Supply[[#This Row],[Unit Category]],Profiles[#Headers],0))","v":17249.93}]
[3,"CC",22,{"$f":"INDEX(NQC[NQC MW],MATCH(1,(NQC[Month]=Supply[[#This Row],[Month]])*(NQC[Unit Category]=Supply[[#This Row],[Unit Category]]),0))*INDEX(Profiles[],MATCH(1,(Profiles[Month]=Supply[[#This Row],[Month]])*(Profiles[Hour Ending]=Supply[[#This Row],[Hour Ending]]),0),MATCH(Supply[[#This Row],[Unit Category]],Profiles[#Headers],0))","v":17249.93}]
[3,"CC",23,{"$f":"INDEX(NQC[NQC MW],MATCH(1,(NQC[Month]=Supply[[#This Row],[Month]])*(NQC[Unit Category]=Supply[[#This Row],[Unit Category]]),0))*INDEX(Profiles[],MATCH(1,(Profiles[Month]=Supply[[#This Row],[Month]])*(Profiles[Hour Ending]=Supply[[#This Row],[Hour Ending]]),0),MATCH(Supply[[#This Row],[Unit Category]],Profiles[#Headers],0))","v":17249.93}]
[3,"CC",24,{"$f":"INDEX(NQC[NQC MW],MATCH(1,(NQC[Month]=Supply[[#This Row],[Month]])*(NQC[Unit Category]=Supply[[#This Row],[Unit Category]]),0))*INDEX(Profiles[],MATCH(1,(Profiles[Month]=Supply[[#This Row],[Month]])*(Profiles[Hour Ending]=Supply[[#This Row],[Hour Ending]]),0),MATCH(Supply[[#This Row],[Unit Category]],Profiles[#Headers],0))","v":17249.93}]
[3,"Coal",1,{"$f":"INDEX(NQC[NQC MW],MATCH(1,(NQC[Month]=Supply[[#This Row],[Month]])*(NQC[Unit Category]=Supply[[#This Row],[Unit Category]]),0))*INDEX(Profiles[],MATCH(1,(Profiles[Month]=Supply[[#This Row],[Month]])*(Profiles[Hour Ending]=Supply[[#This Row],[Hour Ending]]),0),MATCH(Supply[[#This Row],[Unit Category]],Profiles[#Headers],0))","v":0}]
[3,"Coal",2,{"$f":"INDEX(NQC[NQC MW],MATCH(1,(NQC[Month]=Supply[[#This Row],[Month]])*(NQC[Unit Category]=Supply[[#This Row],[Unit Category]]),0))*INDEX(Profiles[],MATCH(1,(Profiles[Month]=Supply[[#This Row],[Month]])*(Profiles[Hour Ending]=Supply[[#This Row],[Hour Ending]]),0),MATCH(Supply[[#This Row],[Unit Category]],Profiles[#Headers],0))","v":0}]
[3,"Coal",3,{"$f":"INDEX(NQC[NQC MW],MATCH(1,(NQC[Month]=Supply[[#This Row],[Month]])*(NQC[Unit Category]=Supply[[#This Row],[Unit Category]]),0))*INDEX(Profiles[],MATCH(1,(Profiles[Month]=Supply[[#This Row],[Month]])*(Profiles[Hour Ending]=Supply[[#This Row],[Hour Ending]]),0),MATCH(Supply[[#This Row],[Unit Category]],Profiles[#Headers],0))","v":0}]
[3,"Coal",4,{"$f":"INDEX(NQC[NQC MW],MATCH(1,(NQC[Month]=Supply[[#This Row],[Month]])*(NQC[Unit Category]=Supply[[#This Row],[Unit Category]]),0))*INDEX(Profiles[],MATCH(1,(Profiles[Month]=Supply[[#This Row],[Month]])*(Profiles[Hour Ending]=Supply[[#This Row],[Hour Ending]]),0),MATCH(Supply[[#This Row],[Unit Category]],Profiles[#Headers],0))","v":0}]
[3,"Coal",5,{"$f":"INDEX(NQC[NQC MW],MATCH(1,(NQC[Month]=Supply[[#This Row],[Month]])*(NQC[Unit Category]=Supply[[#This Row],[Unit Category]]),0))*INDEX(Profiles[],MATCH(1,(Profiles[Month]=Supply[[#This Row],[Month]])*(Profiles[Hour Ending]=Supply[[#This Row],[Hour Ending]]),0),MATCH(Supply[[#This Row],[Unit Category]],Profiles[#Headers],0))","v":0}]
[3,"Coal",6,{"$f":"INDEX(NQC[NQC MW],MATCH(1,(NQC[Month]=Supply[[#This Row],[Month]])*(NQC[Unit Category]=Supply[[#This Row],[Unit Category]]),0))*INDEX(Profiles[],MATCH(1,(Profiles[Month]=Supply[[#This Row],[Month]])*(Profiles[Hour Ending]=Supply[[#This Row],[Hour Ending]]),0),MATCH(Supply[[#This Row],[Unit Category]],Profiles[#Headers],0))","v":0}]
[3,"Coal",7,{"$f":"INDEX(NQC[NQC MW],MATCH(1,(NQC[Month]=Supply[[#This Row],[Month]])*(NQC[Unit Category]=Supply[[#This Row],[Unit Category]]),0))*INDEX(Profiles[],MATCH(1,(Profiles[Month]=Supply[[#This Row],[Month]])*(Profiles[Hour Ending]=Supply[[#This Row],[Hour Ending]]),0),MATCH(Supply[[#This Row],[Unit Category]],Profiles[#Headers],0))","v":0}]
[3,"Coal",8,{"$f":"INDEX(NQC[NQC MW],MATCH(1,(NQC[Month]=Supply[[#This Row],[Month]])*(NQC[Unit Category]=Supply[[#This Row],[Unit Category]]),0))*INDEX(Profiles[],MATCH(1,(Profiles[Month]=Supply[[#This Row],[Month]])*(Profiles[Hour Ending]=Supply[[#This Row],[Hour Ending]]),0),MATCH(Supply[[#This Row],[Unit Category]],Profiles[#Headers],0))","v":0}]
[3,"Coal",9,{"$f":"INDEX(NQC[NQC MW],MATCH(1,(NQC[Month]=Supply[[#This Row],[Month]])*(NQC[Unit Category]=Supply[[#This Row],[Unit Category]]),0))*INDEX(Profiles[],MATCH(1,(Profiles[Month]=Supply[[#This Row],[Month]])*(Profiles[Hour Ending]=Supply[[#This Row],[Hour Ending]]),0),MATCH(Supply[[#This Row],[Unit Category]],Profiles[#Headers],0))","v":0}]
[3,"Coal",10,{"$f":"INDEX(NQC[NQC MW],MATCH(1,(NQC[Month]=Supply[[#This Row],[Month]])*(NQC[Unit Category]=Supply[[#This Row],[Unit Category]]),0))*INDEX(Profiles[],MATCH(1,(Profiles[Month]=Supply[[#This Row],[Month]])*(Profiles[Hour Ending]=Supply[[#This Row],[Hour Ending]]),0),MATCH(Supply[[#This Row],[Unit Category]],Profiles[#Headers],0))","v":0}]
[3,"Coal",11,{"$f":"INDEX(NQC[NQC MW],MATCH(1,(NQC[Month]=Supply[[#This Row],[Month]])*(NQC[Unit Category]=Supply[[#This Row],[Unit Category]]),0))*INDEX(Profiles[],MATCH(1,(Profiles[Month]=Supply[[#This Row],[Month]])*(Profiles[Hour Ending]=Supply[[#This Row],[Hour Ending]]),0),MATCH(Supply[[#This Row],[Unit Category]],Profiles[#Headers],0))","v":0}]
[3,"Coal",12,{"$f":"INDEX(NQC[NQC MW],MATCH(1,(NQC[Month]=Supply[[#This Row],[Month]])*(NQC[Unit Category]=Supply[[#This Row],[Unit Category]]),0))*INDEX(Profiles[],MATCH(1,(Profiles[Month]=Supply[[#This Row],[Month]])*(Profiles[Hour Ending]=Supply[[#This Row],[Hour Ending]]),0),MATCH(Supply[[#This Row],[Unit Category]],Profiles[#Headers],0))","v":0}]
[3,"Coal",13,{"$f":"INDEX(NQC[NQC MW],MATCH(1,(NQC[Month]=Supply[[#This Row],[Month]])*(NQC[Unit Category]=Supply[[#This Row],[Unit Category]]),0))*INDEX(Profiles[],MATCH(1,(Profiles[Month]=Supply[[#This Row],[Month]])*(Profiles[Hour Ending]=Supply[[#This Row],[Hour Ending]]),0),MATCH(Supply[[#This Row],[Unit Category]],Profiles[#Headers],0))","v":0}]
[3,"Coal",14,{"$f":"INDEX(NQC[NQC MW],MATCH(1,(NQC[Month]=Supply[[#This Row],[Month]])*(NQC[Unit Category]=Supply[[#This Row],[Unit Category]]),0))*INDEX(Profiles[],MATCH(1,(Profiles[Month]=Supply[[#This Row],[Month]])*(Profiles[Hour Ending]=Supply[[#This Row],[Hour Ending]]),0),MATCH(Supply[[#This Row],[Unit Category]],Profiles[#Headers],0))","v":0}]
[3,"Coal",15,{"$f":"INDEX(NQC[NQC MW],MATCH(1,(NQC[Month]=Supply[[#This Row],[Month]])*(NQC[Unit Category]=Supply[[#This Row],[Unit Category]]),0))*INDEX(Profiles[],MATCH(1,(Profiles[Month]=Supply[[#This Row],[Month]])*(Profiles[Hour Ending]=Supply[[#This Row],[Hour Ending]]),0),MATCH(Supply[[#This Row],[Unit Category]],Profiles[#Headers],0))","v":0}]
[3,"Coal",16,{"$f":"INDEX(NQC[NQC MW],MATCH(1,(NQC[Month]=Supply[[#This Row],[Month]])*(NQC[Unit Category]=Supply[[#This Row],[Unit Category]]),0))*INDEX(Profiles[],MATCH(1,(Profiles[Month]=Supply[[#This Row],[Month]])*(Profiles[Hour Ending]=Supply[[#This Row],[Hour Ending]]),0),MATCH(Supply[[#This Row],[Unit Category]],Profiles[#Headers],0))","v":0}]
[3,"Coal",17,{"$f":"INDEX(NQC[NQC MW],MATCH(1,(NQC[Month]=Supply[[#This Row],[Month]])*(NQC[Unit Category]=Supply[[#This Row],[Unit Category]]),0))*INDEX(Profiles[],MATCH(1,(Profiles[Month]=Supply[[#This Row],[Month]])*(Profiles[Hour Ending]=Supply[[#This Row],[Hour Ending]]),0),MATCH(Supply[[#This Row],[Unit Category]],Profiles[#Headers],0))","v":0}]
[3,"Coal",18,{"$f":"INDEX(NQC[NQC MW],MATCH(1,(NQC[Month]=Supply[[#This Row],[Month]])*(NQC[Unit Category]=Supply[[#This Row],[Unit Category]]),0))*INDEX(Profiles[],MATCH(1,(Profiles[Month]=Supply[[#This Row],[Month]])*(Profiles[Hour Ending]=Supply[[#This Row],[Hour Ending]]),0),MATCH(Supply[[#This Row],[Unit Category]],Profiles[#Headers],0))","v":0}]
[3,"Coal",19,{"$f":"INDEX(NQC[NQC MW],MATCH(1,(NQC[Month]=Supply[[#This Row],[Month]])*(NQC[Unit Category]=Supply[[#This Row],[Unit Category]]),0))*INDEX(Profiles[],MATCH(1,(Profiles[Month]=Supply[[#This Row],[Month]])*(Profiles[Hour Ending]=Supply[[#This Row],[Hour Ending]]),0),MATCH(Supply[[#This Row],[Unit Category]],Profiles[#Headers],0))","v":0}]
[3,"Coal",20,{"$f":"INDEX(NQC[NQC MW],MATCH(1,(NQC[Month]=Supply[[#This Row],[Month]])*(NQC[Unit Category]=Supply[[#This Row],[Unit Category]]),0))*INDEX(Profiles[],MATCH(1,(Profiles[Month]=Supply[[#This Row],[Month]])*(Profiles[Hour Ending]=Supply[[#This Row],[Hour Ending]]),0),MATCH(Supply[[#This Row],[Unit Category]],Profiles[#Headers],0))","v":0}]
[3,"Coal",21,{"$f":"INDEX(NQC[NQC MW],MATCH(1,(NQC[Month]=Supply[[#This Row],[Month]])*(NQC[Unit Category]=Supply[[#This Row],[Unit Category]]),0))*INDEX(Profiles[],MATCH(1,(Profiles[Month]=Supply[[#This Row],[Month]])*(Profiles[Hour Ending]=Supply[[#This Row],[Hour Ending]]),0),MATCH(Supply[[#This Row],[Unit Category]],Profiles[#Headers],0))","v":0}]
[3,"Coal",22,{"$f":"INDEX(NQC[NQC MW],MATCH(1,(NQC[Month]=Supply[[#This Row],[Month]])*(NQC[Unit Category]=Supply[[#This Row],[Unit Category]]),0))*INDEX(Profiles[],MATCH(1,(Profiles[Month]=Supply[[#This Row],[Month]])*(Profiles[Hour Ending]=Supply[[#This Row],[Hour Ending]]),0),MATCH(Supply[[#This Row],[Unit Category]],Profiles[#Headers],0))","v":0}]
[3,"Coal",23,{"$f":"INDEX(NQC[NQC MW],MATCH(1,(NQC[Month]=Supply[[#This Row],[Month]])*(NQC[Unit Category]=Supply[[#This Row],[Unit Category]]),0))*INDEX(Profiles[],MATCH(1,(Profiles[Month]=Supply[[#This Row],[Month]])*(Profiles[Hour Ending]=Supply[[#This Row],[Hour Ending]]),0),MATCH(Supply[[#This Row],[Unit Category]],Profiles[#Headers],0))","v":0}]
[3,"Coal",24,{"$f":"INDEX(NQC[NQC MW],MATCH(1,(NQC[Month]=Supply[[#This Row],[Month]])*(NQC[Unit Category]=Supply[[#This Row],[Unit Category]]),0))*INDEX(Profiles[],MATCH(1,(Profiles[Month]=Supply[[#This Row],[Month]])*(Profiles[Hour Ending]=Supply[[#This Row],[Hour Ending]]),0),MATCH(Supply[[#This Row],[Unit Category]],Profiles[#Headers],0))","v":0}]
[3,"Cogen",1,{"$f":"INDEX(NQC[NQC MW],MATCH(1,(NQC[Month]=Supply[[#This Row],[Month]])*(NQC[Unit Category]=Supply[[#This Row],[Unit Category]]),0))*INDEX(Profiles[],MATCH(1,(Profiles[Month]=Supply[[#This Row],[Month]])*(Profiles[Hour Ending]=Supply[[#This Row],[Hour Ending]]),0),MATCH(Supply[[#This Row],[Unit Category]],Profiles[#Headers],0))","v":1807.6209769999996}]
[3,"Cogen",2,{"$f":"INDEX(NQC[NQC MW],MATCH(1,(NQC[Month]=Supply[[#This Row],[Month]])*(NQC[Unit Category]=Supply[[#This Row],[Unit Category]]),0))*INDEX(Profiles[],MATCH(1,(Profiles[Month]=Supply[[#This Row],[Month]])*(Profiles[Hour Ending]=Supply[[#This Row],[Hour Ending]]),0),MATCH(Supply[[#This Row],[Unit Category]],Profiles[#Headers],0))","v":1807.6209769999996}]
[3,"Cogen",3,{"$f":"INDEX(NQC[NQC MW],MATCH(1,(NQC[Month]=Supply[[#This Row],[Month]])*(NQC[Unit Category]=Supply[[#This Row],[Unit Category]]),0))*INDEX(Profiles[],MATCH(1,(Profiles[Month]=Supply[[#This Row],[Month]])*(Profiles[Hour Ending]=Supply[[#This Row],[Hour Ending]]),0),MATCH(Supply[[#This Row],[Unit Category]],Profiles[#Headers],0))","v":1807.6209769999996}]
[3,"Cogen",4,{"$f":"INDEX(NQC[NQC MW],MATCH(1,(NQC[Month]=Supply[[#This Row],[Month]])*(NQC[Unit Category]=Supply[[#This Row],[Unit Category]]),0))*INDEX(Profiles[],MATCH(1,(Profiles[Month]=Supply[[#This Row],[Month]])*(Profiles[Hour Ending]=Supply[[#This Row],[Hour Ending]]),0),MATCH(Supply[[#This Row],[Unit Category]],Profiles[#Headers],0))","v":1807.6209769999996}]
[3,"Cogen",5,{"$f":"INDEX(NQC[NQC MW],MATCH(1,(NQC[Month]=Supply[[#This Row],[Month]])*(NQC[Unit Category]=Supply[[#This Row],[Unit Category]]),0))*INDEX(Profiles[],MATCH(1,(Profiles[Month]=Supply[[#This Row],[Month]])*(Profiles[Hour Ending]=Supply[[#This Row],[Hour Ending]]),0),MATCH(Supply[[#This Row],[Unit Category]],Profiles[#Headers],0))","v":1807.6209769999996}]
[3,"Cogen",6,{"$f":"INDEX(NQC[NQC MW],MATCH(1,(NQC[Month]=Supply[[#This Row],[Month]])*(NQC[Unit Category]=Supply[[#This Row],[Unit Category]]),0))*INDEX(Profiles[],MATCH(1,(Profiles[Month]=Supply[[#This Row],[Month]])*(Profiles[Hour Ending]=Supply[[#This Row],[Hour Ending]]),0),MATCH(Supply[[#This Row],[Unit Category]],Profiles[#Headers],0))","v":1807.6209769999996}]
[3,"Cogen",7,{"$f":"INDEX(NQC[NQC MW],MATCH(1,(NQC[Month]=Supply[[#This Row],[Month]])*(NQC[Unit Category]=Supply[[#This Row],[Unit Category]]),0))*INDEX(Profiles[],MATCH(1,(Profiles[Month]=Supply[[#This Row],[Month]])*(Profiles[Hour Ending]=Supply[[#This Row],[Hour Ending]]),0),MATCH(Supply[[#This Row],[Unit Category]],Profiles[#Headers],0))","v":1807.6209769999996}]
[3,"Cogen",8,{"$f":"INDEX(NQC[NQC MW],MATCH(1,(NQC[Month]=Supply[[#This Row],[Month]])*(NQC[Unit Category]=Supply[[#This Row],[Unit Category]]),0))*INDEX(Profiles[],MATCH(1,(Profiles[Month]=Supply[[#This Row],[Month]])*(Profiles[Hour Ending]=Supply[[#This Row],[Hour Ending]]),0),MATCH(Supply[[#This Row],[Unit Category]],Profiles[#Headers],0))","v":1807.6209769999996}]
[3,"Cogen",9,{"$f":"INDEX(NQC[NQC MW],MATCH(1,(NQC[Month]=Supply[[#This Row],[Month]])*(NQC[Unit Category]=Supply[[#This Row],[Unit Category]]),0))*INDEX(Profiles[],MATCH(1,(Profiles[Month]=Supply[[#This Row],[Month]])*(Profiles[Hour Ending]=Supply[[#This Row],[Hour Ending]]),0),MATCH(Supply[[#This Row],[Unit Category]],Profiles[#Headers],0))","v":1807.6209769999996}]
[3,"Cogen",10,{"$f":"INDEX(NQC[NQC MW],MATCH(1,(NQC[Month]=Supply[[#This Row],[Month]])*(NQC[Unit Category]=Supply[[#This Row],[Unit Category]]),0))*INDEX(Profiles[],MATCH(1,(Profiles[Month]=Supply[[#This Row],[Month]])*(Profiles[Hour Ending]=Supply[[#This Row],[Hour Ending]]),0),MATCH(Supply[[#This Row],[Unit Category]],Profiles[#Headers],0))","v":1807.6209769999996}]
[3,"Cogen",11,{"$f":"INDEX(NQC[NQC MW],MATCH(1,(NQC[Month]=Supply[[#This Row],[Month]])*(NQC[Unit Category]=Supply[[#This Row],[Unit Category]]),0))*INDEX(Profiles[],MATCH(1,(Profiles[Month]=Supply[[#This Row],[Month]])*(Profiles[Hour Ending]=Supply[[#This Row],[Hour Ending]]),0),MATCH(Supply[[#This Row],[Unit Category]],Profiles[#Headers],0))","v":1807.6209769999996}]
[3,"Cogen",12,{"$f":"INDEX(NQC[NQC MW],MATCH(1,(NQC[Month]=Supply[[#This Row],[Month]])*(NQC[Unit Category]=Supply[[#This Row],[Unit Category]]),0))*INDEX(Profiles[],MATCH(1,(Profiles[Month]=Supply[[#This Row],[Month]])*(Profiles[Hour Ending]=Supply[[#This Row],[Hour Ending]]),0),MATCH(Supply[[#This Row],[Unit Category]],Profiles[#Headers],0))","v":1807.6209769999996}]
[3,"Cogen",13,{"$f":"INDEX(NQC[NQC MW],MATCH(1,(NQC[Month]=Supply[[#This Row],[Month]])*(NQC[Unit Category]=Supply[[#This Row],[Unit Category]]),0))*INDEX(Profiles[],MATCH(1,(Profiles[Month]=Supply[[#This Row],[Month]])*(Profiles[Hour Ending]=Supply[[#This Row],[Hour Ending]]),0),MATCH(Supply[[#This Row],[Unit Category]],Profiles[#Headers],0))","v":1807.6209769999996}]
[3,"Cogen",14,{"$f":"INDEX(NQC[NQC MW],MATCH(1,(NQC[Month]=Supply[[#This Row],[Month]])*(NQC[Unit Category]=Supply[[#This Row],[Unit Category]]),0))*INDEX(Profiles[],MATCH(1,(Profiles[Month]=Supply[[#This Row],[Month]])*(Profiles[Hour Ending]=Supply[[#This Row],[Hour Ending]]),0),MATCH(Supply[[#This Row],[Unit Category]],Profiles[#Headers],0))","v":1807.6209769999996}]
[3,"Cogen",15,{"$f":"INDEX(NQC[NQC MW],MATCH(1,(NQC[Month]=Supply[[#This Row],[Month]])*(NQC[Unit Category]=Supply[[#This Row],[Unit Category]]),0))*INDEX(Profiles[],MATCH(1,(Profiles[Month]=Supply[[#This Row],[Month]])*(Profiles[Hour Ending]=Supply[[#This Row],[Hour Ending]]),0),MATCH(Supply[[#This Row],[Unit Category]],Profiles[#Headers],0))","v":1807.6209769999996}]
[3,"Cogen",16,{"$f":"INDEX(NQC[NQC MW],MATCH(1,(NQC[Month]=Supply[[#This Row],[Month]])*(NQC[Unit Category]=Supply[[#This Row],[Unit Category]]),0))*INDEX(Profiles[],MATCH(1,(Profiles[Month]=Supply[[#This Row],[Month]])*(Profiles[Hour Ending]=Supply[[#This Row],[Hour Ending]]),0),MATCH(Supply[[#This Row],[Unit Category]],Profiles[#Headers],0))","v":1807.6209769999996}]
[3,"Cogen",17,{"$f":"INDEX(NQC[NQC MW],MATCH(1,(NQC[Month]=Supply[[#This Row],[Month]])*(NQC[Unit Category]=Supply[[#This Row],[Unit Category]]),0))*INDEX(Profiles[],MATCH(1,(Profiles[Month]=Supply[[#This Row],[Month]])*(Profiles[Hour Ending]=Supply[[#This Row],[Hour Ending]]),0),MATCH(Supply[[#This Row],[Unit Category]],Profiles[#Headers],0))","v":1807.6209769999996}]
[3,"Cogen",18,{"$f":"INDEX(NQC[NQC MW],MATCH(1,(NQC[Month]=Supply[[#This Row],[Month]])*(NQC[Unit Category]=Supply[[#This Row],[Unit Category]]),0))*INDEX(Profiles[],MATCH(1,(Profiles[Month]=Supply[[#This Row],[Month]])*(Profiles[Hour Ending]=Supply[[#This Row],[Hour Ending]]),0),MATCH(Supply[[#This Row],[Unit Category]],Profiles[#Headers],0))","v":1807.6209769999996}]
[3,"Cogen",19,{"$f":"INDEX(NQC[NQC MW],MATCH(1,(NQC[Month]=Supply[[#This Row],[Month]])*(NQC[Unit Category]=Supply[[#This Row],[Unit Category]]),0))*INDEX(Profiles[],MATCH(1,(Profiles[Month]=Supply[[#This Row],[Month]])*(Profiles[Hour Ending]=Supply[[#This Row],[Hour Ending]]),0),MATCH(Supply[[#This Row],[Unit Category]],Profiles[#Headers],0))","v":1807.6209769999996}]
[3,"Cogen",20,{"$f":"INDEX(NQC[NQC MW],MATCH(1,(NQC[Month]=Supply[[#This Row],[Month]])*(NQC[Unit Category]=Supply[[#This Row],[Unit Category]]),0))*INDEX(Profiles[],MATCH(1,(Profiles[Month]=Supply[[#This Row],[Month]])*(Profiles[Hour Ending]=Supply[[#This Row],[Hour Ending]]),0),MATCH(Supply[[#This Row],[Unit Category]],Profiles[#Headers],0))","v":1807.6209769999996}]
[3,"Cogen",21,{"$f":"INDEX(NQC[NQC MW],MATCH(1,(NQC[Month]=Supply[[#This Row],[Month]])*(NQC[Unit Category]=Supply[[#This Row],[Unit Category]]),0))*INDEX(Profiles[],MATCH(1,(Profiles[Month]=Supply[[#This Row],[Month]])*(Profiles[Hour Ending]=Supply[[#This Row],[Hour Ending]]),0),MATCH(Supply[[#This Row],[Unit Category]],Profiles[#Headers],0))","v":1807.6209769999996}]
[3,"Cogen",22,{"$f":"INDEX(NQC[NQC MW],MATCH(1,(NQC[Month]=Supply[[#This Row],[Month]])*(NQC[Unit Category]=Supply[[#This Row],[Unit Category]]),0))*INDEX(Profiles[],MATCH(1,(Profiles[Month]=Supply[[#This Row],[Month]])*(Profiles[Hour Ending]=Supply[[#This Row],[Hour Ending]]),0),MATCH(Supply[[#This Row],[Unit Category]],Profiles[#Headers],0))","v":1807.6209769999996}]
[3,"Cogen",23,{"$f":"INDEX(NQC[NQC MW],MATCH(1,(NQC[Month]=Supply[[#This Row],[Month]])*(NQC[Unit Category]=Supply[[#This Row],[Unit Category]]),0))*INDEX(Profiles[],MATCH(1,(Profiles[Month]=Supply[[#This Row],[Month]])*(Profiles[Hour Ending]=Supply[[#This Row],[Hour Ending]]),0),MATCH(Supply[[#This Row],[Unit Category]],Profiles[#Headers],0))","v":1807.6209769999996}]
[3,"Cogen",24,{"$f":"INDEX(NQC[NQC MW],MATCH(1,(NQC[Month]=Supply[[#This Row],[Month]])*(NQC[Unit Category]=Supply[[#This Row],[Unit Category]]),0))*INDEX(Profiles[],MATCH(1,(Profiles[Month]=Supply[[#This Row],[Month]])*(Profiles[Hour Ending]=Supply[[#This Row],[Hour Ending]]),0),MATCH(Supply[[#This Row],[Unit Category]],Profiles[#Headers],0))","v":1807.6209769999996}]
[3,"CT",1,{"$f":"INDEX(NQC[NQC MW],MATCH(1,(NQC[Month]=Supply[[#This Row],[Month]])*(NQC[Unit Category]=Supply[[#This Row],[Unit Category]]),0))*INDEX(Profiles[],MATCH(1,(Profiles[Month]=Supply[[#This Row],[Month]])*(Profiles[Hour Ending]=Supply[[#This Row],[Hour Ending]]),0),MATCH(Supply[[#This Row],[Unit Category]],Profiles[#Headers],0))","v":8033.21}]
[3,"CT",2,{"$f":"INDEX(NQC[NQC MW],MATCH(1,(NQC[Month]=Supply[[#This Row],[Month]])*(NQC[Unit Category]=Supply[[#This Row],[Unit Category]]),0))*INDEX(Profiles[],MATCH(1,(Profiles[Month]=Supply[[#This Row],[Month]])*(Profiles[Hour Ending]=Supply[[#This Row],[Hour Ending]]),0),MATCH(Supply[[#This Row],[Unit Category]],Profiles[#Headers],0))","v":8033.21}]
[3,"CT",3,{"$f":"INDEX(NQC[NQC MW],MATCH(1,(NQC[Month]=Supply[[#This Row],[Month]])*(NQC[Unit Category]=Supply[[#This Row],[Unit Category]]),0))*INDEX(Profiles[],MATCH(1,(Profiles[Month]=Supply[[#This Row],[Month]])*(Profiles[Hour Ending]=Supply[[#This Row],[Hour Ending]]),0),MATCH(Supply[[#This Row],[Unit Category]],Profiles[#Headers],0))","v":8033.21}]
[3,"CT",4,{"$f":"INDEX(NQC[NQC MW],MATCH(1,(NQC[Month]=Supply[[#This Row],[Month]])*(NQC[Unit Category]=Supply[[#This Row],[Unit Category]]),0))*INDEX(Profiles[],MATCH(1,(Profiles[Month]=Supply[[#This Row],[Month]])*(Profiles[Hour Ending]=Supply[[#This Row],[Hour Ending]]),0),MATCH(Supply[[#This Row],[Unit Category]],Profiles[#Headers],0))","v":8033.21}]
[3,"CT",5,{"$f":"INDEX(NQC[NQC MW],MATCH(1,(NQC[Month]=Supply[[#This Row],[Month]])*(NQC[Unit Category]=Supply[[#This Row],[Unit Category]]),0))*INDEX(Profiles[],MATCH(1,(Profiles[Month]=Supply[[#This Row],[Month]])*(Profiles[Hour Ending]=Supply[[#This Row],[Hour Ending]]),0),MATCH(Supply[[#This Row],[Unit Category]],Profiles[#Headers],0))","v":8033.21}]
[3,"CT",6,{"$f":"INDEX(NQC[NQC MW],MATCH(1,(NQC[Month]=Supply[[#This Row],[Month]])*(NQC[Unit Category]=Supply[[#This Row],[Unit Category]]),0))*INDEX(Profiles[],MATCH(1,(Profiles[Month]=Supply[[#This Row],[Month]])*(Profiles[Hour Ending]=Supply[[#This Row],[Hour Ending]]),0),MATCH(Supply[[#This Row],[Unit Category]],Profiles[#Headers],0))","v":8033.21}]
[3,"CT",7,{"$f":"INDEX(NQC[NQC MW],MATCH(1,(NQC[Month]=Supply[[#This Row],[Month]])*(NQC[Unit Category]=Supply[[#This Row],[Unit Category]]),0))*INDEX(Profiles[],MATCH(1,(Profiles[Month]=Supply[[#This Row],[Month]])*(Profiles[Hour Ending]=Supply[[#This Row],[Hour Ending]]),0),MATCH(Supply[[#This Row],[Unit Category]],Profiles[#Headers],0))","v":8033.21}]
[3,"CT",8,{"$f":"INDEX(NQC[NQC MW],MATCH(1,(NQC[Month]=Supply[[#This Row],[Month]])*(NQC[Unit Category]=Supply[[#This Row],[Unit Category]]),0))*INDEX(Profiles[],MATCH(1,(Profiles[Month]=Supply[[#This Row],[Month]])*(Profiles[Hour Ending]=Supply[[#This Row],[Hour Ending]]),0),MATCH(Supply[[#This Row],[Unit Category]],Profiles[#Headers],0))","v":8033.21}]
[3,"CT",9,{"$f":"INDEX(NQC[NQC MW],MATCH(1,(NQC[Month]=Supply[[#This Row],[Month]])*(NQC[Unit Category]=Supply[[#This Row],[Unit Category]]),0))*INDEX(Profiles[],MATCH(1,(Profiles[Month]=Supply[[#This Row],[Month]])*(Profiles[Hour Ending]=Supply[[#This Row],[Hour Ending]]),0),MATCH(Supply[[#This Row],[Unit Category]],Profiles[#Headers],0))","v":8033.21}]
[3,"CT",10,{"$f":"INDEX(NQC[NQC MW],MATCH(1,(NQC[Month]=Supply[[#This Row],[Month]])*(NQC[Unit Category]=Supply[[#This Row],[Unit Category]]),0))*INDEX(Profiles[],MATCH(1,(Profiles[Month]=Supply[[#This Row],[Month]])*(Profiles[Hour Ending]=Supply[[#This Row],[Hour Ending]]),0),MATCH(Supply[[#This Row],[Unit Category]],Profiles[#Headers],0))","v":8033.21}]
[3,"CT",11,{"$f":"INDEX(NQC[NQC MW],MATCH(1,(NQC[Month]=Supply[[#This Row],[Month]])*(NQC[Unit Category]=Supply[[#This Row],[Unit Category]]),0))*INDEX(Profiles[],MATCH(1,(Profiles[Month]=Supply[[#This Row],[Month]])*(Profiles[Hour Ending]=Supply[[#This Row],[Hour Ending]]),0),MATCH(Supply[[#This Row],[Unit Category]],Profiles[#Headers],0))","v":8033.21}]
[3,"CT",12,{"$f":"INDEX(NQC[NQC MW],MATCH(1,(NQC[Month]=Supply[[#This Row],[Month]])*(NQC[Unit Category]=Supply[[#This Row],[Unit Category]]),0))*INDEX(Profiles[],MATCH(1,(Profiles[Month]=Supply[[#This Row],[Month]])*(Profiles[Hour Ending]=Supply[[#This Row],[Hour Ending]]),0),MATCH(Supply[[#This Row],[Unit Category]],Profiles[#Headers],0))","v":8033.21}]
[3,"CT",13,{"$f":"INDEX(NQC[NQC MW],MATCH(1,(NQC[Month]=Supply[[#This Row],[Month]])*(NQC[Unit Category]=Supply[[#This Row],[Unit Category]]),0))*INDEX(Profiles[],MATCH(1,(Profiles[Month]=Supply[[#This Row],[Month]])*(Profiles[Hour Ending]=Supply[[#This Row],[Hour Ending]]),0),MATCH(Supply[[#This Row],[Unit Category]],Profiles[#Headers],0))","v":8033.21}]
[3,"CT",14,{"$f":"INDEX(NQC[NQC MW],MATCH(1,(NQC[Month]=Supply[[#This Row],[Month]])*(NQC[Unit Category]=Supply[[#This Row],[Unit Category]]),0))*INDEX(Profiles[],MATCH(1,(Profiles[Month]=Supply[[#This Row],[Month]])*(Profiles[Hour Ending]=Supply[[#This Row],[Hour Ending]]),0),MATCH(Supply[[#This Row],[Unit Category]],Profiles[#Headers],0))","v":8033.21}]
[3,"CT",15,{"$f":"INDEX(NQC[NQC MW],MATCH(1,(NQC[Month]=Supply[[#This Row],[Month]])*(NQC[Unit Category]=Supply[[#This Row],[Unit Category]]),0))*INDEX(Profiles[],MATCH(1,(Profiles[Month]=Supply[[#This Row],[Month]])*(Profiles[Hour Ending]=Supply[[#This Row],[Hour Ending]]),0),MATCH(Supply[[#This Row],[Unit Category]],Profiles[#Headers],0))","v":8033.21}]
[3,"CT",16,{"$f":"INDEX(NQC[NQC MW],MATCH(1,(NQC[Month]=Supply[[#This Row],[Month]])*(NQC[Unit Category]=Supply[[#This Row],[Unit Category]]),0))*INDEX(Profiles[],MATCH(1,(Profiles[Month]=Supply[[#This Row],[Month]])*(Profiles[Hour Ending]=Supply[[#This Row],[Hour Ending]]),0),MATCH(Supply[[#This Row],[Unit Category]],Profiles[#Headers],0))","v":8033.21}]
[3,"CT",17,{"$f":"INDEX(NQC[NQC MW],MATCH(1,(NQC[Month]=Supply[[#This Row],[Month]])*(NQC[Unit Category]=Supply[[#This Row],[Unit Category]]),0))*INDEX(Profiles[],MATCH(1,(Profiles[Month]=Supply[[#This Row],[Month]])*(Profiles[Hour Ending]=Supply[[#This Row],[Hour Ending]]),0),MATCH(Supply[[#This Row],[Unit Category]],Profiles[#Headers],0))","v":8033.21}]
[3,"CT",18,{"$f":"INDEX(NQC[NQC MW],MATCH(1,(NQC[Month]=Supply[[#This Row],[Month]])*(NQC[Unit Category]=Supply[[#This Row],[Unit Category]]),0))*INDEX(Profiles[],MATCH(1,(Profiles[Month]=Supply[[#This Row],[Month]])*(Profiles[Hour Ending]=Supply[[#This Row],[Hour Ending]]),0),MATCH(Supply[[#This Row],[Unit Category]],Profiles[#Headers],0))","v":8033.21}]
[3,"CT",19,{"$f":"INDEX(NQC[NQC MW],MATCH(1,(NQC[Month]=Supply[[#This Row],[Month]])*(NQC[Unit Category]=Supply[[#This Row],[Unit Category]]),0))*INDEX(Profiles[],MATCH(1,(Profiles[Month]=Supply[[#This Row],[Month]])*(Profiles[Hour Ending]=Supply[[#This Row],[Hour Ending]]),0),MATCH(Supply[[#This Row],[Unit Category]],Profiles[#Headers],0))","v":8033.21}]
[3,"CT",20,{"$f":"INDEX(NQC[NQC MW],MATCH(1,(NQC[Month]=Supply[[#This Row],[Month]])*(NQC[Unit Category]=Supply[[#This Row],[Unit Category]]),0))*INDEX(Profiles[],MATCH(1,(Profiles[Month]=Supply[[#This Row],[Month]])*(Profiles[Hour Ending]=Supply[[#This Row],[Hour Ending]]),0),MATCH(Supply[[#This Row],[Unit Category]],Profiles[#Headers],0))","v":8033.21}]
[3,"CT",21,{"$f":"INDEX(NQC[NQC MW],MATCH(1,(NQC[Month]=Supply[[#This Row],[Month]])*(NQC[Unit Category]=Supply[[#This Row],[Unit Category]]),0))*INDEX(Profiles[],MATCH(1,(Profiles[Month]=Supply[[#This Row],[Month]])*(Profiles[Hour Ending]=Supply[[#This Row],[Hour Ending]]),0),MATCH(Supply[[#This Row],[Unit Category]],Profiles[#Headers],0))","v":8033.21}]
[3,"CT",22,{"$f":"INDEX(NQC[NQC MW],MATCH(1,(NQC[Month]=Supply[[#This Row],[Month]])*(NQC[Unit Category]=Supply[[#This Row],[Unit Category]]),0))*INDEX(Profiles[],MATCH(1,(Profiles[Month]=Supply[[#This Row],[Month]])*(Profiles[Hour Ending]=Supply[[#This Row],[Hour Ending]]),0),MATCH(Supply[[#This Row],[Unit Category]],Profiles[#Headers],0))","v":8033.21}]
[3,"CT",23,{"$f":"INDEX(NQC[NQC MW],MATCH(1,(NQC[Month]=Supply[[#This Row],[Month]])*(NQC[Unit Category]=Supply[[#This Row],[Unit Category]]),0))*INDEX(Profiles[],MATCH(1,(Profiles[Month]=Supply[[#This Row],[Month]])*(Profiles[Hour Ending]=Supply[[#This Row],[Hour Ending]]),0),MATCH(Supply[[#This Row],[Unit Category]],Profiles[#Headers],0))","v":8033.21}]
[3,"CT",24,{"$f":"INDEX(NQC[NQC MW],MATCH(1,(NQC[Month]=Supply[[#This Row],[Month]])*(NQC[Unit Category]=Supply[[#This Row],[Unit Category]]),0))*INDEX(Profiles[],MATCH(1,(Profiles[Month]=Supply[[#This Row],[Month]])*(Profiles[Hour Ending]=Supply[[#This Row],[Hour Ending]]),0),MATCH(Supply[[#This Row],[Unit Category]],Profiles[#Headers],0))","v":8033.21}]
[3,"DR",1,{"$f":"INDEX(NQC[NQC MW],MATCH(1,(NQC[Month]=Supply[[#This Row],[Month]])*(NQC[Unit Category]=Supply[[#This Row],[Unit Category]]),0))*INDEX(Profiles[],MATCH(1,(Profiles[Month]=Supply[[#This Row],[Month]])*(Profiles[Hour Ending]=Supply[[#This Row],[Hour Ending]]),0),MATCH(Supply[[#This Row],[Unit Category]],Profiles[#Headers],0))","v":0}]
[3,"DR",2,{"$f":"INDEX(NQC[NQC MW],MATCH(1,(NQC[Month]=Supply[[#This Row],[Month]])*(NQC[Unit Category]=Supply[[#This Row],[Unit Category]]),0))*INDEX(Profiles[],MATCH(1,(Profiles[Month]=Supply[[#This Row],[Month]])*(Profiles[Hour Ending]=Supply[[#This Row],[Hour Ending]]),0),MATCH(Supply[[#This Row],[Unit Category]],Profiles[#Headers],0))","v":0}]
[3,"DR",3,{"$f":"INDEX(NQC[NQC MW],MATCH(1,(NQC[Month]=Supply[[#This Row],[Month]])*(NQC[Unit Category]=Supply[[#This Row],[Unit Category]]),0))*INDEX(Profiles[],MATCH(1,(Profiles[Month]=Supply[[#This Row],[Month]])*(Profiles[Hour Ending]=Supply[[#This Row],[Hour Ending]]),0),MATCH(Supply[[#This Row],[Unit Category]],Profiles[#Headers],0))","v":0}]
[3,"DR",4,{"$f":"INDEX(NQC[NQC MW],MATCH(1,(NQC[Month]=Supply[[#This Row],[Month]])*(NQC[Unit Category]=Supply[[#This Row],[Unit Category]]),0))*INDEX(Profiles[],MATCH(1,(Profiles[Month]=Supply[[#This Row],[Month]])*(Profiles[Hour Ending]=Supply[[#This Row],[Hour Ending]]),0),MATCH(Supply[[#This Row],[Unit Category]],Profiles[#Headers],0))","v":0}]
[3,"DR",5,{"$f":"INDEX(NQC[NQC MW],MATCH(1,(NQC[Month]=Supply[[#This Row],[Month]])*(NQC[Unit Category]=Supply[[#This Row],[Unit Category]]),0))*INDEX(Profiles[],MATCH(1,(Profiles[Month]=Supply[[#This Row],[Month]])*(Profiles[Hour Ending]=Supply[[#This Row],[Hour Ending]]),0),MATCH(Supply[[#This Row],[Unit Category]],Profiles[#Headers],0))","v":0}]
[3,"DR",6,{"$f":"INDEX(NQC[NQC MW],MATCH(1,(NQC[Month]=Supply[[#This Row],[Month]])*(NQC[Unit Category]=Supply[[#This Row],[Unit Category]]),0))*INDEX(Profiles[],MATCH(1,(Profiles[Month]=Supply[[#This Row],[Month]])*(Profiles[Hour Ending]=Supply[[#This Row],[Hour Ending]]),0),MATCH(Supply[[#This Row],[Unit Category]],Profiles[#Headers],0))","v":0}]
[3,"DR",7,{"$f":"INDEX(NQC[NQC MW],MATCH(1,(NQC[Month]=Supply[[#This Row],[Month]])*(NQC[Unit Category]=Supply[[#This Row],[Unit Category]]),0))*INDEX(Profiles[],MATCH(1,(Profiles[Month]=Supply[[#This Row],[Month]])*(Profiles[Hour Ending]=Supply[[#This Row],[Hour Ending]]),0),MATCH(Supply[[#This Row],[Unit Category]],Profiles[#Headers],0))","v":0}]
[3,"DR",8,{"$f":"INDEX(NQC[NQC MW],MATCH(1,(NQC[Month]=Supply[[#This Row],[Month]])*(NQC[Unit Category]=Supply[[#This Row],[Unit Category]]),0))*INDEX(Profiles[],MATCH(1,(Profiles[Month]=Supply[[#This Row],[Month]])*(Profiles[Hour Ending]=Supply[[#This Row],[Hour Ending]]),0),MATCH(Supply[[#This Row],[Unit Category]],Profiles[#Headers],0))","v":0}]
[3,"DR",9,{"$f":"INDEX(NQC[NQC MW],MATCH(1,(NQC[Month]=Supply[[#This Row],[Month]])*(NQC[Unit Category]=Supply[[#This Row],[Unit Category]]),0))*INDEX(Profiles[],MATCH(1,(Profiles[Month]=Supply[[#This Row],[Month]])*(Profiles[Hour Ending]=Supply[[#This Row],[Hour Ending]]),0),MATCH(Supply[[#This Row],[Unit Category]],Profiles[#Headers],0))","v":0}]
[3,"DR",10,{"$f":"INDEX(NQC[NQC MW],MATCH(1,(NQC[Month]=Supply[[#This Row],[Month]])*(NQC[Unit Category]=Supply[[#This Row],[Unit Category]]),0))*INDEX(Profiles[],MATCH(1,(Profiles[Month]=Supply[[#This Row],[Month]])*(Profiles[Hour Ending]=Supply[[#This Row],[Hour Ending]]),0),MATCH(Supply[[#This Row],[Unit Category]],Profiles[#Headers],0))","v":0}]
[3,"DR",11,{"$f":"INDEX(NQC[NQC MW],MATCH(1,(NQC[Month]=Supply[[#This Row],[Month]])*(NQC[Unit Category]=Supply[[#This Row],[Unit Category]]),0))*INDEX(Profiles[],MATCH(1,(Profiles[Month]=Supply[[#This Row],[Month]])*(Profiles[Hour Ending]=Supply[[#This Row],[Hour Ending]]),0),MATCH(Supply[[#This Row],[Unit Category]],Profiles[#Headers],0))","v":0}]
[3,"DR",12,{"$f":"INDEX(NQC[NQC MW],MATCH(1,(NQC[Month]=Supply[[#This Row],[Month]])*(NQC[Unit Category]=Supply[[#This Row],[Unit Category]]),0))*INDEX(Profiles[],MATCH(1,(Profiles[Month]=Supply[[#This Row],[Month]])*(Profiles[Hour Ending]=Supply[[#This Row],[Hour Ending]]),0),MATCH(Supply[[#This Row],[Unit Category]],Profiles[#Headers],0))","v":0}]
[3,"DR",13,{"$f":"INDEX(NQC[NQC MW],MATCH(1,(NQC[Month]=Supply[[#This Row],[Month]])*(NQC[Unit Category]=Supply[[#This Row],[Unit Category]]),0))*INDEX(Profiles[],MATCH(1,(Profiles[Month]=Supply[[#This Row],[Month]])*(Profiles[Hour Ending]=Supply[[#This Row],[Hour Ending]]),0),MATCH(Supply[[#This Row],[Unit Category]],Profiles[#Headers],0))","v":0}]
[3,"DR",14,{"$f":"INDEX(NQC[NQC MW],MATCH(1,(NQC[Month]=Supply[[#This Row],[Month]])*(NQC[Unit Category]=Supply[[#This Row],[Unit Category]]),0))*INDEX(Profiles[],MATCH(1,(Profiles[Month]=Supply[[#This Row],[Month]])*(Profiles[Hour Ending]=Supply[[#This Row],[Hour Ending]]),0),MATCH(Supply[[#This Row],[Unit Category]],Profiles[#Headers],0))","v":0}]
[3,"DR",15,{"$f":"INDEX(NQC[NQC MW],MATCH(1,(NQC[Month]=Supply[[#This Row],[Month]])*(NQC[Unit Category]=Supply[[#This Row],[Unit Category]]),0))*INDEX(Profiles[],MATCH(1,(Profiles[Month]=Supply[[#This Row],[Month]])*(Profiles[Hour Ending]=Supply[[#This Row],[Hour Ending]]),0),MATCH(Supply[[#This Row],[Unit Category]],Profiles[#Headers],0))","v":0}]
[3,"DR",16,{"$f":"INDEX(NQC[NQC MW],MATCH(1,(NQC[Month]=Supply[[#This Row],[Month]])*(NQC[Unit Category]=Supply[[#This Row],[Unit Category]]),0))*INDEX(Profiles[],MATCH(1,(Profiles[Month]=Supply[[#This Row],[Month]])*(Profiles[Hour Ending]=Supply[[#This Row],[Hour Ending]]),0),MATCH(Supply[[#This Row],[Unit Category]],Profiles[#Headers],0))","v":0}]
[3,"DR",17,{"$f":"INDEX(NQC[NQC MW],MATCH(1,(NQC[Month]=Supply[[#This Row],[Month]])*(NQC[Unit Category]=Supply[[#This Row],[Unit Category]]),0))*INDEX(Profiles[],MATCH(1,(Profiles[Month]=Supply[[#This Row],[Month]])*(Profiles[Hour Ending]=Supply[[#This Row],[Hour Ending]]),0),MATCH(Supply[[#This Row],[Unit Category]],Profiles[#Headers],0))","v":0}]
[3,"DR",18,{"$f":"INDEX(NQC[NQC MW],MATCH(1,(NQC[Month]=Supply[[#This Row],[Month]])*(NQC[Unit Category]=Supply[[#This Row],[Unit Category]]),0))*INDEX(Profiles[],MATCH(1,(Profiles[Month]=Supply[[#This Row],[Month]])*(Profiles[Hour Ending]=Supply[[#This Row],[Hour Ending]]),0),MATCH(Supply[[#This Row],[Unit Category]],Profiles[#Headers],0))","v":1795.4075071973464}]
[3,"DR",19,{"$f":"INDEX(NQC[NQC MW],MATCH(1,(NQC[Month]=Supply[[#This Row],[Month]])*(NQC[Unit Category]=Supply[[#This Row],[Unit Category]]),0))*INDEX(Profiles[],MATCH(1,(Profiles[Month]=Supply[[#This Row],[Month]])*(Profiles[Hour Ending]=Supply[[#This Row],[Hour Ending]]),0),MATCH(Supply[[#This Row],[Unit Category]],Profiles[#Headers],0))","v":1558.1010882203707}]
[3,"DR",20,{"$f":"INDEX(NQC[NQC MW],MATCH(1,(NQC[Month]=Supply[[#This Row],[Month]])*(NQC[Unit Category]=Supply[[#This Row],[Unit Category]]),0))*INDEX(Profiles[],MATCH(1,(Profiles[Month]=Supply[[#This Row],[Month]])*(Profiles[Hour Ending]=Supply[[#This Row],[Hour Ending]]),0),MATCH(Supply[[#This Row],[Unit Category]],Profiles[#Headers],0))","v":1258.1849601890217}]
[3,"DR",21,{"$f":"INDEX(NQC[NQC MW],MATCH(1,(NQC[Month]=Supply[[#This Row],[Month]])*(NQC[Unit Category]=Supply[[#This Row],[Unit Category]]),0))*INDEX(Profiles[],MATCH(1,(Profiles[Month]=Supply[[#This Row],[Month]])*(Profiles[Hour Ending]=Supply[[#This Row],[Hour Ending]]),0),MATCH(Supply[[#This Row],[Unit Category]],Profiles[#Headers],0))","v":1242.0858337117049}]
[3,"DR",22,{"$f":"INDEX(NQC[NQC MW],MATCH(1,(NQC[Month]=Supply[[#This Row],[Month]])*(NQC[Unit Category]=Supply[[#This Row],[Unit Category]]),0))*INDEX(Profiles[],MATCH(1,(Profiles[Month]=Supply[[#This Row],[Month]])*(Profiles[Hour Ending]=Supply[[#This Row],[Hour Ending]]),0),MATCH(Supply[[#This Row],[Unit Category]],Profiles[#Headers],0))","v":1136.5441399501976}]
[3,"DR",23,{"$f":"INDEX(NQC[NQC MW],MATCH(1,(NQC[Month]=Supply[[#This Row],[Month]])*(NQC[Unit Category]=Supply[[#This Row],[Unit Category]]),0))*INDEX(Profiles[],MATCH(1,(Profiles[Month]=Supply[[#This Row],[Month]])*(Profiles[Hour Ending]=Supply[[#This Row],[Hour Ending]]),0),MATCH(Supply[[#This Row],[Unit Category]],Profiles[#Headers],0))","v":0}]
[3,"DR",24,{"$f":"INDEX(NQC[NQC MW],MATCH(1,(NQC[Month]=Supply[[#This Row],[Month]])*(NQC[Unit Category]=Supply[[#This Row],[Unit Category]]),0))*INDEX(Profiles[],MATCH(1,(Profiles[Month]=Supply[[#This Row],[Month]])*(Profiles[Hour Ending]=Supply[[#This Row],[Hour Ending]]),0),MATCH(Supply[[#This Row],[Unit Category]],Profiles[#Headers],0))","v":0}]
[3,"Geothermal",1,{"$f":"INDEX(NQC[NQC MW],MATCH(1,(NQC[Month]=Supply[[#This Row],[Month]])*(NQC[Unit Category]=Supply[[#This Row],[Unit Category]]),0))*INDEX(Profiles[],MATCH(1,(Profiles[Month]=Supply[[#This Row],[Month]])*(Profiles[Hour Ending]=Supply[[#This Row],[Hour Ending]]),0),MATCH(Supply[[#This Row],[Unit Category]],Profiles[#Headers],0))","v":1312.6327619999997}]
[3,"Geothermal",2,{"$f":"INDEX(NQC[NQC MW],MATCH(1,(NQC[Month]=Supply[[#This Row],[Month]])*(NQC[Unit Category]=Supply[[#This Row],[Unit Category]]),0))*INDEX(Profiles[],MATCH(1,(Profiles[Month]=Supply[[#This Row],[Month]])*(Profiles[Hour Ending]=Supply[[#This Row],[Hour Ending]]),0),MATCH(Supply[[#This Row],[Unit Category]],Profiles[#Headers],0))","v":1312.6327619999997}]
[3,"Geothermal",3,{"$f":"INDEX(NQC[NQC MW],MATCH(1,(NQC[Month]=Supply[[#This Row],[Month]])*(NQC[Unit Category]=Supply[[#This Row],[Unit Category]]),0))*INDEX(Profiles[],MATCH(1,(Profiles[Month]=Supply[[#This Row],[Month]])*(Profiles[Hour Ending]=Supply[[#This Row],[Hour Ending]]),0),MATCH(Supply[[#This Row],[Unit Category]],Profiles[#Headers],0))","v":1312.6327619999997}]
[3,"Geothermal",4,{"$f":"INDEX(NQC[NQC MW],MATCH(1,(NQC[Month]=Supply[[#This Row],[Month]])*(NQC[Unit Category]=Supply[[#This Row],[Unit Category]]),0))*INDEX(Profiles[],MATCH(1,(Profiles[Month]=Supply[[#This Row],[Month]])*(Profiles[Hour Ending]=Supply[[#This Row],[Hour Ending]]),0),MATCH(Supply[[#This Row],[Unit Category]],Profiles[#Headers],0))","v":1312.6327619999997}]
[3,"Geothermal",5,{"$f":"INDEX(NQC[NQC MW],MATCH(1,(NQC[Month]=Supply[[#This Row],[Month]])*(NQC[Unit Category]=Supply[[#This Row],[Unit Category]]),0))*INDEX(Profiles[],MATCH(1,(Profiles[Month]=Supply[[#This Row],[Month]])*(Profiles[Hour Ending]=Supply[[#This Row],[Hour Ending]]),0),MATCH(Supply[[#This Row],[Unit Category]],Profiles[#Headers],0))","v":1312.6327619999997}]
[3,"Geothermal",6,{"$f":"INDEX(NQC[NQC MW],MATCH(1,(NQC[Month]=Supply[[#This Row],[Month]])*(NQC[Unit Category]=Supply[[#This Row],[Unit Category]]),0))*INDEX(Profiles[],MATCH(1,(Profiles[Month]=Supply[[#This Row],[Month]])*(Profiles[Hour Ending]=Supply[[#This Row],[Hour Ending]]),0),MATCH(Supply[[#This Row],[Unit Category]],Profiles[#Headers],0))","v":1312.6327619999997}]
[3,"Geothermal",7,{"$f":"INDEX(NQC[NQC MW],MATCH(1,(NQC[Month]=Supply[[#This Row],[Month]])*(NQC[Unit Category]=Supply[[#This Row],[Unit Category]]),0))*INDEX(Profiles[],MATCH(1,(Profiles[Month]=Supply[[#This Row],[Month]])*(Profiles[Hour Ending]=Supply[[#This Row],[Hour Ending]]),0),MATCH(Supply[[#This Row],[Unit Category]],Profiles[#Headers],0))","v":1312.6327619999997}]
[3,"Geothermal",8,{"$f":"INDEX(NQC[NQC MW],MATCH(1,(NQC[Month]=Supply[[#This Row],[Month]])*(NQC[Unit Category]=Supply[[#This Row],[Unit Category]]),0))*INDEX(Profiles[],MATCH(1,(Profiles[Month]=Supply[[#This Row],[Month]])*(Profiles[Hour Ending]=Supply[[#This Row],[Hour Ending]]),0),MATCH(Supply[[#This Row],[Unit Category]],Profiles[#Headers],0))","v":1312.6327619999997}]
[3,"Geothermal",9,{"$f":"INDEX(NQC[NQC MW],MATCH(1,(NQC[Month]=Supply[[#This Row],[Month]])*(NQC[Unit Category]=Supply[[#This Row],[Unit Category]]),0))*INDEX(Profiles[],MATCH(1,(Profiles[Month]=Supply[[#This Row],[Month]])*(Profiles[Hour Ending]=Supply[[#This Row],[Hour Ending]]),0),MATCH(Supply[[#This Row],[Unit Category]],Profiles[#Headers],0))","v":1312.6327619999997}]
[3,"Geothermal",10,{"$f":"INDEX(NQC[NQC MW],MATCH(1,(NQC[Month]=Supply[[#This Row],[Month]])*(NQC[Unit Category]=Supply[[#This Row],[Unit Category]]),0))*INDEX(Profiles[],MATCH(1,(Profiles[Month]=Supply[[#This Row],[Month]])*(Profiles[Hour Ending]=Supply[[#This Row],[Hour Ending]]),0),MATCH(Supply[[#This Row],[Unit Category]],Profiles[#Headers],0))","v":1312.6327619999997}]
[3,"Geothermal",11,{"$f":"INDEX(NQC[NQC MW],MATCH(1,(NQC[Month]=Supply[[#This Row],[Month]])*(NQC[Unit Category]=Supply[[#This Row],[Unit Category]]),0))*INDEX(Profiles[],MATCH(1,(Profiles[Month]=Supply[[#This Row],[Month]])*(Profiles[Hour Ending]=Supply[[#This Row],[Hour Ending]]),0),MATCH(Supply[[#This Row],[Unit Category]],Profiles[#Headers],0))","v":1312.6327619999997}]
[3,"Geothermal",12,{"$f":"INDEX(NQC[NQC MW],MATCH(1,(NQC[Month]=Supply[[#This Row],[Month]])*(NQC[Unit Category]=Supply[[#This Row],[Unit Category]]),0))*INDEX(Profiles[],MATCH(1,(Profiles[Month]=Supply[[#This Row],[Month]])*(Profiles[Hour Ending]=Supply[[#This Row],[Hour Ending]]),0),MATCH(Supply[[#This Row],[Unit Category]],Profiles[#Headers],0))","v":1312.6327619999997}]
[3,"Geothermal",13,{"$f":"INDEX(NQC[NQC MW],MATCH(1,(NQC[Month]=Supply[[#This Row],[Month]])*(NQC[Unit Category]=Supply[[#This Row],[Unit Category]]),0))*INDEX(Profiles[],MATCH(1,(Profiles[Month]=Supply[[#This Row],[Month]])*(Profiles[Hour Ending]=Supply[[#This Row],[Hour Ending]]),0),MATCH(Supply[[#This Row],[Unit Category]],Profiles[#Headers],0))","v":1312.6327619999997}]
[3,"Geothermal",14,{"$f":"INDEX(NQC[NQC MW],MATCH(1,(NQC[Month]=Supply[[#This Row],[Month]])*(NQC[Unit Category]=Supply[[#This Row],[Unit Category]]),0))*INDEX(Profiles[],MATCH(1,(Profiles[Month]=Supply[[#This Row],[Month]])*(Profiles[Hour Ending]=Supply[[#This Row],[Hour Ending]]),0),MATCH(Supply[[#This Row],[Unit Category]],Profiles[#Headers],0))","v":1312.6327619999997}]
[3,"Geothermal",15,{"$f":"INDEX(NQC[NQC MW],MATCH(1,(NQC[Month]=Supply[[#This Row],[Month]])*(NQC[Unit Category]=Supply[[#This Row],[Unit Category]]),0))*INDEX(Profiles[],MATCH(1,(Profiles[Month]=Supply[[#This Row],[Month]])*(Profiles[Hour Ending]=Supply[[#This Row],[Hour Ending]]),0),MATCH(Supply[[#This Row],[Unit Category]],Profiles[#Headers],0))","v":1312.6327619999997}]
[3,"Geothermal",16,{"$f":"INDEX(NQC[NQC MW],MATCH(1,(NQC[Month]=Supply[[#This Row],[Month]])*(NQC[Unit Category]=Supply[[#This Row],[Unit Category]]),0))*INDEX(Profiles[],MATCH(1,(Profiles[Month]=Supply[[#This Row],[Month]])*(Profiles[Hour Ending]=Supply[[#This Row],[Hour Ending]]),0),MATCH(Supply[[#This Row],[Unit Category]],Profiles[#Headers],0))","v":1312.6327619999997}]
[3,"Geothermal",17,{"$f":"INDEX(NQC[NQC MW],MATCH(1,(NQC[Month]=Supply[[#This Row],[Month]])*(NQC[Unit Category]=Supply[[#This Row],[Unit Category]]),0))*INDEX(Profiles[],MATCH(1,(Profiles[Month]=Supply[[#This Row],[Month]])*(Profiles[Hour Ending]=Supply[[#This Row],[Hour Ending]]),0),MATCH(Supply[[#This Row],[Unit Category]],Profiles[#Headers],0))","v":1312.6327619999997}]
[3,"Geothermal",18,{"$f":"INDEX(NQC[NQC MW],MATCH(1,(NQC[Month]=Supply[[#This Row],[Month]])*(NQC[Unit Category]=Supply[[#This Row],[Unit Category]]),0))*INDEX(Profiles[],MATCH(1,(Profiles[Month]=Supply[[#This Row],[Month]])*(Profiles[Hour Ending]=Supply[[#This Row],[Hour Ending]]),0),MATCH(Supply[[#This Row],[Unit Category]],Profiles[#Headers],0))","v":1312.6327619999997}]
[3,"Geothermal",19,{"$f":"INDEX(NQC[NQC MW],MATCH(1,(NQC[Month]=Supply[[#This Row],[Month]])*(NQC[Unit Category]=Supply[[#This Row],[Unit Category]]),0))*INDEX(Profiles[],MATCH(1,(Profiles[Month]=Supply[[#This Row],[Month]])*(Profiles[Hour Ending]=Supply[[#This Row],[Hour Ending]]),0),MATCH(Supply[[#This Row],[Unit Category]],Profiles[#Headers],0))","v":1312.6327619999997}]
[3,"Geothermal",20,{"$f":"INDEX(NQC[NQC MW],MATCH(1,(NQC[Month]=Supply[[#This Row],[Month]])*(NQC[Unit Category]=Supply[[#This Row],[Unit Category]]),0))*INDEX(Profiles[],MATCH(1,(Profiles[Month]=Supply[[#This Row],[Month]])*(Profiles[Hour Ending]=Supply[[#This Row],[Hour Ending]]),0),MATCH(Supply[[#This Row],[Unit Category]],Profiles[#Headers],0))","v":1312.6327619999997}]
[3,"Geothermal",21,{"$f":"INDEX(NQC[NQC MW],MATCH(1,(NQC[Month]=Supply[[#This Row],[Month]])*(NQC[Unit Category]=Supply[[#This Row],[Unit Category]]),0))*INDEX(Profiles[],MATCH(1,(Profiles[Month]=Supply[[#This Row],[Month]])*(Profiles[Hour Ending]=Supply[[#This Row],[Hour Ending]]),0),MATCH(Supply[[#This Row],[Unit Category]],Profiles[#Headers],0))","v":1312.6327619999997}]
[3,"Geothermal",22,{"$f":"INDEX(NQC[NQC MW],MATCH(1,(NQC[Month]=Supply[[#This Row],[Month]])*(NQC[Unit Category]=Supply[[#This Row],[Unit Category]]),0))*INDEX(Profiles[],MATCH(1,(Profiles[Month]=Supply[[#This Row],[Month]])*(Profiles[Hour Ending]=Supply[[#This Row],[Hour Ending]]),0),MATCH(Supply[[#This Row],[Unit Category]],Profiles[#Headers],0))","v":1312.6327619999997}]
[3,"Geothermal",23,{"$f":"INDEX(NQC[NQC MW],MATCH(1,(NQC[Month]=Supply[[#This Row],[Month]])*(NQC[Unit Category]=Supply[[#This Row],[Unit Category]]),0))*INDEX(Profiles[],MATCH(1,(Profiles[Month]=Supply[[#This Row],[Month]])*(Profiles[Hour Ending]=Supply[[#This Row],[Hour Ending]]),0),MATCH(Supply[[#This Row],[Unit Category]],Profiles[#Headers],0))","v":1312.6327619999997}]
[3,"Geothermal",24,{"$f":"INDEX(NQC[NQC MW],MATCH(1,(NQC[Month]=Supply[[#This Row],[Month]])*(NQC[Unit Category]=Supply[[#This Row],[Unit Category]]),0))*INDEX(Profiles[],MATCH(1,(Profiles[Month]=Supply[[#This Row],[Month]])*(Profiles[Hour Ending]=Supply[[#This Row],[Hour Ending]]),0),MATCH(Supply[[#This Row],[Unit Category]],Profiles[#Headers],0))","v":1312.6327619999997}]
[3,"Hydro",1,{"$f":"INDEX(NQC[NQC MW],MATCH(1,(NQC[Month]=Supply[[#This Row],[Month]])*(NQC[Unit Category]=Supply[[#This Row],[Unit Category]]),0))*INDEX(Profiles[],MATCH(1,(Profiles[Month]=Supply[[#This Row],[Month]])*(Profiles[Hour Ending]=Supply[[#This Row],[Hour Ending]]),0),MATCH(Supply[[#This Row],[Unit Category]],Profiles[#Headers],0))","v":1347.4077000000002}]
[3,"Hydro",2,{"$f":"INDEX(NQC[NQC MW],MATCH(1,(NQC[Month]=Supply[[#This Row],[Month]])*(NQC[Unit Category]=Supply[[#This Row],[Unit Category]]),0))*INDEX(Profiles[],MATCH(1,(Profiles[Month]=Supply[[#This Row],[Month]])*(Profiles[Hour Ending]=Supply[[#This Row],[Hour Ending]]),0),MATCH(Supply[[#This Row],[Unit Category]],Profiles[#Headers],0))","v":1347.4077000000002}]
[3,"Hydro",3,{"$f":"INDEX(NQC[NQC MW],MATCH(1,(NQC[Month]=Supply[[#This Row],[Month]])*(NQC[Unit Category]=Supply[[#This Row],[Unit Category]]),0))*INDEX(Profiles[],MATCH(1,(Profiles[Month]=Supply[[#This Row],[Month]])*(Profiles[Hour Ending]=Supply[[#This Row],[Hour Ending]]),0),MATCH(Supply[[#This Row],[Unit Category]],Profiles[#Headers],0))","v":1347.4077000000002}]
[3,"Hydro",4,{"$f":"INDEX(NQC[NQC MW],MATCH(1,(NQC[Month]=Supply[[#This Row],[Month]])*(NQC[Unit Category]=Supply[[#This Row],[Unit Category]]),0))*INDEX(Profiles[],MATCH(1,(Profiles[Month]=Supply[[#This Row],[Month]])*(Profiles[Hour Ending]=Supply[[#This Row],[Hour Ending]]),0),MATCH(Supply[[#This Row],[Unit Category]],Profiles[#Headers],0))","v":1347.4077000000002}]
[3,"Hydro",5,{"$f":"INDEX(NQC[NQC MW],MATCH(1,(NQC[Month]=Supply[[#This Row],[Month]])*(NQC[Unit Category]=Supply[[#This Row],[Unit Category]]),0))*INDEX(Profiles[],MATCH(1,(Profiles[Month]=Supply[[#This Row],[Month]])*(Profiles[Hour Ending]=Supply[[#This Row],[Hour Ending]]),0),MATCH(Supply[[#This Row],[Unit Category]],Profiles[#Headers],0))","v":1347.4077000000002}]
[3,"Hydro",6,{"$f":"INDEX(NQC[NQC MW],MATCH(1,(NQC[Month]=Supply[[#This Row],[Month]])*(NQC[Unit Category]=Supply[[#This Row],[Unit Category]]),0))*INDEX(Profiles[],MATCH(1,(Profiles[Month]=Supply[[#This Row],[Month]])*(Profiles[Hour Ending]=Supply[[#This Row],[Hour Ending]]),0),MATCH(Supply[[#This Row],[Unit Category]],Profiles[#Headers],0))","v":1347.4077000000002}]
[3,"Hydro",7,{"$f":"INDEX(NQC[NQC MW],MATCH(1,(NQC[Month]=Supply[[#This Row],[Month]])*(NQC[Unit Category]=Supply[[#This Row],[Unit Category]]),0))*INDEX(Profiles[],MATCH(1,(Profiles[Month]=Supply[[#This Row],[Month]])*(Profiles[Hour Ending]=Supply[[#This Row],[Hour Ending]]),0),MATCH(Supply[[#This Row],[Unit Category]],Profiles[#Headers],0))","v":1347.4077000000002}]
[3,"Hydro",8,{"$f":"INDEX(NQC[NQC MW],MATCH(1,(NQC[Month]=Supply[[#This Row],[Month]])*(NQC[Unit Category]=Supply[[#This Row],[Unit Category]]),0))*INDEX(Profiles[],MATCH(1,(Profiles[Month]=Supply[[#This Row],[Month]])*(Profiles[Hour Ending]=Supply[[#This Row],[Hour Ending]]),0),MATCH(Supply[[#This Row],[Unit Category]],Profiles[#Headers],0))","v":1347.4077000000002}]
[3,"Hydro",9,{"$f":"INDEX(NQC[NQC MW],MATCH(1,(NQC[Month]=Supply[[#This Row],[Month]])*(NQC[Unit Category]=Supply[[#This Row],[Unit Category]]),0))*INDEX(Profiles[],MATCH(1,(Profiles[Month]=Supply[[#This Row],[Month]])*(Profiles[Hour Ending]=Supply[[#This Row],[Hour Ending]]),0),MATCH(Supply[[#This Row],[Unit Category]],Profiles[#Headers],0))","v":1347.4077000000002}]
[3,"Hydro",10,{"$f":"INDEX(NQC[NQC MW],MATCH(1,(NQC[Month]=Supply[[#This Row],[Month]])*(NQC[Unit Category]=Supply[[#This Row],[Unit Category]]),0))*INDEX(Profiles[],MATCH(1,(Profiles[Month]=Supply[[#This Row],[Month]])*(Profiles[Hour Ending]=Supply[[#This Row],[Hour Ending]]),0),MATCH(Supply[[#This Row],[Unit Category]],Profiles[#Headers],0))","v":1347.4077000000002}]
[3,"Hydro",11,{"$f":"INDEX(NQC[NQC MW],MATCH(1,(NQC[Month]=Supply[[#This Row],[Month]])*(NQC[Unit Category]=Supply[[#This Row],[Unit Category]]),0))*INDEX(Profiles[],MATCH(1,(Profiles[Month]=Supply[[#This Row],[Month]])*(Profiles[Hour Ending]=Supply[[#This Row],[Hour Ending]]),0),MATCH(Supply[[#This Row],[Unit Category]],Profiles[#Headers],0))","v":1347.4077000000002}]
[3,"Hydro",12,{"$f":"INDEX(NQC[NQC MW],MATCH(1,(NQC[Month]=Supply[[#This Row],[Month]])*(NQC[Unit Category]=Supply[[#This Row],[Unit Category]]),0))*INDEX(Profiles[],MATCH(1,(Profiles[Month]=Supply[[#This Row],[Month]])*(Profiles[Hour Ending]=Supply[[#This Row],[Hour Ending]]),0),MATCH(Supply[[#This Row],[Unit Category]],Profiles[#Headers],0))","v":1347.4077000000002}]
[3,"Hydro",13,{"$f":"INDEX(NQC[NQC MW],MATCH(1,(NQC[Month]=Supply[[#This Row],[Month]])*(NQC[Unit Category]=Supply[[#This Row],[Unit Category]]),0))*INDEX(Profiles[],MATCH(1,(Profiles[Month]=Supply[[#This Row],[Month]])*(Profiles[Hour Ending]=Supply[[#This Row],[Hour Ending]]),0),MATCH(Supply[[#This Row],[Unit Category]],Profiles[#Headers],0))","v":1347.4077000000002}]
[3,"Hydro",14,{"$f":"INDEX(NQC[NQC MW],MATCH(1,(NQC[Month]=Supply[[#This Row],[Month]])*(NQC[Unit Category]=Supply[[#This Row],[Unit Category]]),0))*INDEX(Profiles[],MATCH(1,(Profiles[Month]=Supply[[#This Row],[Month]])*(Profiles[Hour Ending]=Supply[[#This Row],[Hour Ending]]),0),MATCH(Supply[[#This Row],[Unit Category]],Profiles[#Headers],0))","v":1347.4077000000002}]
[3,"Hydro",15,{"$f":"INDEX(NQC[NQC MW],MATCH(1,(NQC[Month]=Supply[[#This Row],[Month]])*(NQC[Unit Category]=Supply[[#This Row],[Unit Category]]),0))*INDEX(Profiles[],MATCH(1,(Profiles[Month]=Supply[[#This Row],[Month]])*(Profiles[Hour Ending]=Supply[[#This Row],[Hour Ending]]),0),MATCH(Supply[[#This Row],[Unit Category]],Profiles[#Headers],0))","v":1347.4077000000002}]
[3,"Hydro",16,{"$f":"INDEX(NQC[NQC MW],MATCH(1,(NQC[Month]=Supply[[#This Row],[Month]])*(NQC[Unit Category]=Supply[[#This Row],[Unit Category]]),0))*INDEX(Profiles[],MATCH(1,(Profiles[Month]=Supply[[#This Row],[Month]])*(Profiles[Hour Ending]=Supply[[#This Row],[Hour Ending]]),0),MATCH(Supply[[#This Row],[Unit Category]],Profiles[#Headers],0))","v":1347.4077000000002}]
[3,"Hydro",17,{"$f":"INDEX(NQC[NQC MW],MATCH(1,(NQC[Month]=Supply[[#This Row],[Month]])*(NQC[Unit Category]=Supply[[#This Row],[Unit Category]]),0))*INDEX(Profiles[],MATCH(1,(Profiles[Month]=Supply[[#This Row],[Month]])*(Profiles[Hour Ending]=Supply[[#This Row],[Hour Ending]]),0),MATCH(Supply[[#This Row],[Unit Category]],Profiles[#Headers],0))","v":1347.4077000000002}]
[3,"Hydro",18,{"$f":"INDEX(NQC[NQC MW],MATCH(1,(NQC[Month]=Supply[[#This Row],[Month]])*(NQC[Unit Category]=Supply[[#This Row],[Unit Category]]),0))*INDEX(Profiles[],MATCH(1,(Profiles[Month]=Supply[[#This Row],[Month]])*(Profiles[Hour Ending]=Supply[[#This Row],[Hour Ending]]),0),MATCH(Supply[[#This Row],[Unit Category]],Profiles[#Headers],0))","v":1347.4077000000002}]
[3,"Hydro",19,{"$f":"INDEX(NQC[NQC MW],MATCH(1,(NQC[Month]=Supply[[#This Row],[Month]])*(NQC[Unit Category]=Supply[[#This Row],[Unit Category]]),0))*INDEX(Profiles[],MATCH(1,(Profiles[Month]=Supply[[#This Row],[Month]])*(Profiles[Hour Ending]=Supply[[#This Row],[Hour Ending]]),0),MATCH(Supply[[#This Row],[Unit Category]],Profiles[#Headers],0))","v":1347.4077000000002}]
[3,"Hydro",20,{"$f":"INDEX(NQC[NQC MW],MATCH(1,(NQC[Month]=Supply[[#This Row],[Month]])*(NQC[Unit Category]=Supply[[#This Row],[Unit Category]]),0))*INDEX(Profiles[],MATCH(1,(Profiles[Month]=Supply[[#This Row],[Month]])*(Profiles[Hour Ending]=Supply[[#This Row],[Hour Ending]]),0),MATCH(Supply[[#This Row],[Unit Category]],Profiles[#Headers],0))","v":1347.4077000000002}]
[3,"Hydro",21,{"$f":"INDEX(NQC[NQC MW],MATCH(1,(NQC[Month]=Supply[[#This Row],[Month]])*(NQC[Unit Category]=Supply[[#This Row],[Unit Category]]),0))*INDEX(Profiles[],MATCH(1,(Profiles[Month]=Supply[[#This Row],[Month]])*(Profiles[Hour Ending]=Supply[[#This Row],[Hour Ending]]),0),MATCH(Supply[[#This Row],[Unit Category]],Profiles[#Headers],0))","v":1347.4077000000002}]
[3,"Hydro",22,{"$f":"INDEX(NQC[NQC MW],MATCH(1,(NQC[Month]=Supply[[#This Row],[Month]])*(NQC[Unit Category]=Supply[[#This Row],[Unit Category]]),0))*INDEX(Profiles[],MATCH(1,(Profiles[Month]=Supply[[#This Row],[Month]])*(Profiles[Hour Ending]=Supply[[#This Row],[Hour Ending]]),0),MATCH(Supply[[#This Row],[Unit Category]],Profiles[#Headers],0))","v":1347.4077000000002}]
[3,"Hydro",23,{"$f":"INDEX(NQC[NQC MW],MATCH(1,(NQC[Month]=Supply[[#This Row],[Month]])*(NQC[Unit Category]=Supply[[#This Row],[Unit Category]]),0))*INDEX(Profiles[],MATCH(1,(Profiles[Month]=Supply[[#This Row],[Month]])*(Profiles[Hour Ending]=Supply[[#This Row],[Hour Ending]]),0),MATCH(Supply[[#This Row],[Unit Category]],Profiles[#Headers],0))","v":1347.4077000000002}]
[3,"Hydro",24,{"$f":"INDEX(NQC[NQC MW],MATCH(1,(NQC[Month]=Supply[[#This Row],[Month]])*(NQC[Unit Category]=Supply[[#This Row],[Unit Category]]),0))*INDEX(Profiles[],MATCH(1,(Profiles[Month]=Supply[[#This Row],[Month]])*(Profiles[Hour Ending]=Supply[[#This Row],[Hour Ending]]),0),MATCH(Supply[[#This Row],[Unit Category]],Profiles[#Headers],0))","v":1347.4077000000002}]
[3,"ICE",1,{"$f":"INDEX(NQC[NQC MW],MATCH(1,(NQC[Month]=Supply[[#This Row],[Month]])*(NQC[Unit Category]=Supply[[#This Row],[Unit Category]]),0))*INDEX(Profiles[],MATCH(1,(Profiles[Month]=Supply[[#This Row],[Month]])*(Profiles[Hour Ending]=Supply[[#This Row],[Hour Ending]]),0),MATCH(Supply[[#This Row],[Unit Category]],Profiles[#Headers],0))","v":254.7}]
[3,"ICE",2,{"$f":"INDEX(NQC[NQC MW],MATCH(1,(NQC[Month]=Supply[[#This Row],[Month]])*(NQC[Unit Category]=Supply[[#This Row],[Unit Category]]),0))*INDEX(Profiles[],MATCH(1,(Profiles[Month]=Supply[[#This Row],[Month]])*(Profiles[Hour Ending]=Supply[[#This Row],[Hour Ending]]),0),MATCH(Supply[[#This Row],[Unit Category]],Profiles[#Headers],0))","v":254.7}]
[3,"ICE",3,{"$f":"INDEX(NQC[NQC MW],MATCH(1,(NQC[Month]=Supply[[#This Row],[Month]])*(NQC[Unit Category]=Supply[[#This Row],[Unit Category]]),0))*INDEX(Profiles[],MATCH(1,(Profiles[Month]=Supply[[#This Row],[Month]])*(Profiles[Hour Ending]=Supply[[#This Row],[Hour Ending]]),0),MATCH(Supply[[#This Row],[Unit Category]],Profiles[#Headers],0))","v":254.7}]
[3,"ICE",4,{"$f":"INDEX(NQC[NQC MW],MATCH(1,(NQC[Month]=Supply[[#This Row],[Month]])*(NQC[Unit Category]=Supply[[#This Row],[Unit Category]]),0))*INDEX(Profiles[],MATCH(1,(Profiles[Month]=Supply[[#This Row],[Month]])*(Profiles[Hour Ending]=Supply[[#This Row],[Hour Ending]]),0),MATCH(Supply[[#This Row],[Unit Category]],Profiles[#Headers],0))","v":254.7}]
[3,"ICE",5,{"$f":"INDEX(NQC[NQC MW],MATCH(1,(NQC[Month]=Supply[[#This Row],[Month]])*(NQC[Unit Category]=Supply[[#This Row],[Unit Category]]),0))*INDEX(Profiles[],MATCH(1,(Profiles[Month]=Supply[[#This Row],[Month]])*(Profiles[Hour Ending]=Supply[[#This Row],[Hour Ending]]),0),MATCH(Supply[[#This Row],[Unit Category]],Profiles[#Headers],0))","v":254.7}]
[3,"ICE",6,{"$f":"INDEX(NQC[NQC MW],MATCH(1,(NQC[Month]=Supply[[#This Row],[Month]])*(NQC[Unit Category]=Supply[[#This Row],[Unit Category]]),0))*INDEX(Profiles[],MATCH(1,(Profiles[Month]=Supply[[#This Row],[Month]])*(Profiles[Hour Ending]=Supply[[#This Row],[Hour Ending]]),0),MATCH(Supply[[#This Row],[Unit Category]],Profiles[#Headers],0))","v":254.7}]
[3,"ICE",7,{"$f":"INDEX(NQC[NQC MW],MATCH(1,(NQC[Month]=Supply[[#This Row],[Month]])*(NQC[Unit Category]=Supply[[#This Row],[Unit Category]]),0))*INDEX(Profiles[],MATCH(1,(Profiles[Month]=Supply[[#This Row],[Month]])*(Profiles[Hour Ending]=Supply[[#This Row],[Hour Ending]]),0),MATCH(Supply[[#This Row],[Unit Category]],Profiles[#Headers],0))","v":254.7}]
[3,"ICE",8,{"$f":"INDEX(NQC[NQC MW],MATCH(1,(NQC[Month]=Supply[[#This Row],[Month]])*(NQC[Unit Category]=Supply[[#This Row],[Unit Category]]),0))*INDEX(Profiles[],MATCH(1,(Profiles[Month]=Supply[[#This Row],[Month]])*(Profiles[Hour Ending]=Supply[[#This Row],[Hour Ending]]),0),MATCH(Supply[[#This Row],[Unit Category]],Profiles[#Headers],0))","v":254.7}]
[3,"ICE",9,{"$f":"INDEX(NQC[NQC MW],MATCH(1,(NQC[Month]=Supply[[#This Row],[Month]])*(NQC[Unit Category]=Supply[[#This Row],[Unit Category]]),0))*INDEX(Profiles[],MATCH(1,(Profiles[Month]=Supply[[#This Row],[Month]])*(Profiles[Hour Ending]=Supply[[#This Row],[Hour Ending]]),0),MATCH(Supply[[#This Row],[Unit Category]],Profiles[#Headers],0))","v":254.7}]
[3,"ICE",10,{"$f":"INDEX(NQC[NQC MW],MATCH(1,(NQC[Month]=Supply[[#This Row],[Month]])*(NQC[Unit Category]=Supply[[#This Row],[Unit Category]]),0))*INDEX(Profiles[],MATCH(1,(Profiles[Month]=Supply[[#This Row],[Month]])*(Profiles[Hour Ending]=Supply[[#This Row],[Hour Ending]]),0),MATCH(Supply[[#This Row],[Unit Category]],Profiles[#Headers],0))","v":254.7}]
[3,"ICE",11,{"$f":"INDEX(NQC[NQC MW],MATCH(1,(NQC[Month]=Supply[[#This Row],[Month]])*(NQC[Unit Category]=Supply[[#This Row],[Unit Category]]),0))*INDEX(Profiles[],MATCH(1,(Profiles[Month]=Supply[[#This Row],[Month]])*(Profiles[Hour Ending]=Supply[[#This Row],[Hour Ending]]),0),MATCH(Supply[[#This Row],[Unit Category]],Profiles[#Headers],0))","v":254.7}]
[3,"ICE",12,{"$f":"INDEX(NQC[NQC MW],MATCH(1,(NQC[Month]=Supply[[#This Row],[Month]])*(NQC[Unit Category]=Supply[[#This Row],[Unit Category]]),0))*INDEX(Profiles[],MATCH(1,(Profiles[Month]=Supply[[#This Row],[Month]])*(Profiles[Hour Ending]=Supply[[#This Row],[Hour Ending]]),0),MATCH(Supply[[#This Row],[Unit Category]],Profiles[#Headers],0))","v":254.7}]
[3,"ICE",13,{"$f":"INDEX(NQC[NQC MW],MATCH(1,(NQC[Month]=Supply[[#This Row],[Month]])*(NQC[Unit Category]=Supply[[#This Row],[Unit Category]]),0))*INDEX(Profiles[],MATCH(1,(Profiles[Month]=Supply[[#This Row],[Month]])*(Profiles[Hour Ending]=Supply[[#This Row],[Hour Ending]]),0),MATCH(Supply[[#This Row],[Unit Category]],Profiles[#Headers],0))","v":254.7}]
[3,"ICE",14,{"$f":"INDEX(NQC[NQC MW],MATCH(1,(NQC[Month]=Supply[[#This Row],[Month]])*(NQC[Unit Category]=Supply[[#This Row],[Unit Category]]),0))*INDEX(Profiles[],MATCH(1,(Profiles[Month]=Supply[[#This Row],[Month]])*(Profiles[Hour Ending]=Supply[[#This Row],[Hour Ending]]),0),MATCH(Supply[[#This Row],[Unit Category]],Profiles[#Headers],0))","v":254.7}]
[3,"ICE",15,{"$f":"INDEX(NQC[NQC MW],MATCH(1,(NQC[Month]=Supply[[#This Row],[Month]])*(NQC[Unit Category]=Supply[[#This Row],[Unit Category]]),0))*INDEX(Profiles[],MATCH(1,(Profiles[Month]=Supply[[#This Row],[Month]])*(Profiles[Hour Ending]=Supply[[#This Row],[Hour Ending]]),0),MATCH(Supply[[#This Row],[Unit Category]],Profiles[#Headers],0))","v":254.7}]
[3,"ICE",16,{"$f":"INDEX(NQC[NQC MW],MATCH(1,(NQC[Month]=Supply[[#This Row],[Month]])*(NQC[Unit Category]=Supply[[#This Row],[Unit Category]]),0))*INDEX(Profiles[],MATCH(1,(Profiles[Month]=Supply[[#This Row],[Month]])*(Profiles[Hour Ending]=Supply[[#This Row],[Hour Ending]]),0),MATCH(Supply[[#This Row],[Unit Category]],Profiles[#Headers],0))","v":254.7}]
[3,"ICE",17,{"$f":"INDEX(NQC[NQC MW],MATCH(1,(NQC[Month]=Supply[[#This Row],[Month]])*(NQC[Unit Category]=Supply[[#This Row],[Unit Category]]),0))*INDEX(Profiles[],MATCH(1,(Profiles[Month]=Supply[[#This Row],[Month]])*(Profiles[Hour Ending]=Supply[[#This Row],[Hour Ending]]),0),MATCH(Supply[[#This Row],[Unit Category]],Profiles[#Headers],0))","v":254.7}]
[3,"ICE",18,{"$f":"INDEX(NQC[NQC MW],MATCH(1,(NQC[Month]=Supply[[#This Row],[Month]])*(NQC[Unit Category]=Supply[[#This Row],[Unit Category]]),0))*INDEX(Profiles[],MATCH(1,(Profiles[Month]=Supply[[#This Row],[Month]])*(Profiles[Hour Ending]=Supply[[#This Row],[Hour Ending]]),0),MATCH(Supply[[#This Row],[Unit Category]],Profiles[#Headers],0))","v":254.7}]
[3,"ICE",19,{"$f":"INDEX(NQC[NQC MW],MATCH(1,(NQC[Month]=Supply[[#This Row],[Month]])*(NQC[Unit Category]=Supply[[#This Row],[Unit Category]]),0))*INDEX(Profiles[],MATCH(1,(Profiles[Month]=Supply[[#This Row],[Month]])*(Profiles[Hour Ending]=Supply[[#This Row],[Hour Ending]]),0),MATCH(Supply[[#This Row],[Unit Category]],Profiles[#Headers],0))","v":254.7}]
[3,"ICE",20,{"$f":"INDEX(NQC[NQC MW],MATCH(1,(NQC[Month]=Supply[[#This Row],[Month]])*(NQC[Unit Category]=Supply[[#This Row],[Unit Category]]),0))*INDEX(Profiles[],MATCH(1,(Profiles[Month]=Supply[[#This Row],[Month]])*(Profiles[Hour Ending]=Supply[[#This Row],[Hour Ending]]),0),MATCH(Supply[[#This Row],[Unit Category]],Profiles[#Headers],0))","v":254.7}]
[3,"ICE",21,{"$f":"INDEX(NQC[NQC MW],MATCH(1,(NQC[Month]=Supply[[#This Row],[Month]])*(NQC[Unit Category]=Supply[[#This Row],[Unit Category]]),0))*INDEX(Profiles[],MATCH(1,(Profiles[Month]=Supply[[#This Row],[Month]])*(Profiles[Hour Ending]=Supply[[#This Row],[Hour Ending]]),0),MATCH(Supply[[#This Row],[Unit Category]],Profiles[#Headers],0))","v":254.7}]
[3,"ICE",22,{"$f":"INDEX(NQC[NQC MW],MATCH(1,(NQC[Month]=Supply[[#This Row],[Month]])*(NQC[Unit Category]=Supply[[#This Row],[Unit Category]]),0))*INDEX(Profiles[],MATCH(1,(Profiles[Month]=Supply[[#This Row],[Month]])*(Profiles[Hour Ending]=Supply[[#This Row],[Hour Ending]]),0),MATCH(Supply[[#This Row],[Unit Category]],Profiles[#Headers],0))","v":254.7}]
[3,"ICE",23,{"$f":"INDEX(NQC[NQC MW],MATCH(1,(NQC[Month]=Supply[[#This Row],[Month]])*(NQC[Unit Category]=Supply[[#This Row],[Unit Category]]),0))*INDEX(Profiles[],MATCH(1,(Profiles[Month]=Supply[[#This Row],[Month]])*(Profiles[Hour Ending]=Supply[[#This Row],[Hour Ending]]),0),MATCH(Supply[[#This Row],[Unit Category]],Profiles[#Headers],0))","v":254.7}]
[3,"ICE",24,{"$f":"INDEX(NQC[NQC MW],MATCH(1,(NQC[Month]=Supply[[#This Row],[Month]])*(NQC[Unit Category]=Supply[[#This Row],[Unit Category]]),0))*INDEX(Profiles[],MATCH(1,(Profiles[Month]=Supply[[#This Row],[Month]])*(Profiles[Hour Ending]=Supply[[#This Row],[Hour Ending]]),0),MATCH(Supply[[#This Row],[Unit Category]],Profiles[#Headers],0))","v":254.7}]
[3,"Interchange",1,{"$f":"INDEX(NQC[NQC MW],MATCH(1,(NQC[Month]=Supply[[#This Row],[Month]])*(NQC[Unit Category]=Supply[[#This Row],[Unit Category]]),0))*INDEX(Profiles[],MATCH(1,(Profiles[Month]=Supply[[#This Row],[Month]])*(Profiles[Hour Ending]=Supply[[#This Row],[Hour Ending]]),0),MATCH(Supply[[#This Row],[Unit Category]],Profiles[#Headers],0))","v":2500}]
[3,"Interchange",2,{"$f":"INDEX(NQC[NQC MW],MATCH(1,(NQC[Month]=Supply[[#This Row],[Month]])*(NQC[Unit Category]=Supply[[#This Row],[Unit Category]]),0))*INDEX(Profiles[],MATCH(1,(Profiles[Month]=Supply[[#This Row],[Month]])*(Profiles[Hour Ending]=Supply[[#This Row],[Hour Ending]]),0),MATCH(Supply[[#This Row],[Unit Category]],Profiles[#Headers],0))","v":2500}]
[3,"Interchange",3,{"$f":"INDEX(NQC[NQC MW],MATCH(1,(NQC[Month]=Supply[[#This Row],[Month]])*(NQC[Unit Category]=Supply[[#This Row],[Unit Category]]),0))*INDEX(Profiles[],MATCH(1,(Profiles[Month]=Supply[[#This Row],[Month]])*(Profiles[Hour Ending]=Supply[[#This Row],[Hour Ending]]),0),MATCH(Supply[[#This Row],[Unit Category]],Profiles[#Headers],0))","v":2500}]
[3,"Interchange",4,{"$f":"INDEX(NQC[NQC MW],MATCH(1,(NQC[Month]=Supply[[#This Row],[Month]])*(NQC[Unit Category]=Supply[[#This Row],[Unit Category]]),0))*INDEX(Profiles[],MATCH(1,(Profiles[Month]=Supply[[#This Row],[Month]])*(Profiles[Hour Ending]=Supply[[#This Row],[Hour Ending]]),0),MATCH(Supply[[#This Row],[Unit Category]],Profiles[#Headers],0))","v":2500}]
[3,"Interchange",5,{"$f":"INDEX(NQC[NQC MW],MATCH(1,(NQC[Month]=Supply[[#This Row],[Month]])*(NQC[Unit Category]=Supply[[#This Row],[Unit Category]]),0))*INDEX(Profiles[],MATCH(1,(Profiles[Month]=Supply[[#This Row],[Month]])*(Profiles[Hour Ending]=Supply[[#This Row],[Hour Ending]]),0),MATCH(Supply[[#This Row],[Unit Category]],Profiles[#Headers],0))","v":2500}]
[3,"Interchange",6,{"$f":"INDEX(NQC[NQC MW],MATCH(1,(NQC[Month]=Supply[[#This Row],[Month]])*(NQC[Unit Category]=Supply[[#This Row],[Unit Category]]),0))*INDEX(Profiles[],MATCH(1,(Profiles[Month]=Supply[[#This Row],[Month]])*(Profiles[Hour Ending]=Supply[[#This Row],[Hour Ending]]),0),MATCH(Supply[[#This Row],[Unit Category]],Profiles[#Headers],0))","v":2500}]
[3,"Interchange",7,{"$f":"INDEX(NQC[NQC MW],MATCH(1,(NQC[Month]=Supply[[#This Row],[Month]])*(NQC[Unit Category]=Supply[[#This Row],[Unit Category]]),0))*INDEX(Profiles[],MATCH(1,(Profiles[Month]=Supply[[#This Row],[Month]])*(Profiles[Hour Ending]=Supply[[#This Row],[Hour Ending]]),0),MATCH(Supply[[#This Row],[Unit Category]],Profiles[#Headers],0))","v":2500}]
[3,"Interchange",8,{"$f":"INDEX(NQC[NQC MW],MATCH(1,(NQC[Month]=Supply[[#This Row],[Month]])*(NQC[Unit Category]=Supply[[#This Row],[Unit Category]]),0))*INDEX(Profiles[],MATCH(1,(Profiles[Month]=Supply[[#This Row],[Month]])*(Profiles[Hour Ending]=Supply[[#This Row],[Hour Ending]]),0),MATCH(Supply[[#This Row],[Unit Category]],Profiles[#Headers],0))","v":2500}]
[3,"Interchange",9,{"$f":"INDEX(NQC[NQC MW],MATCH(1,(NQC[Month]=Supply[[#This Row],[Month]])*(NQC[Unit Category]=Supply[[#This Row],[Unit Category]]),0))*INDEX(Profiles[],MATCH(1,(Profiles[Month]=Supply[[#This Row],[Month]])*(Profiles[Hour Ending]=Supply[[#This Row],[Hour Ending]]),0),MATCH(Supply[[#This Row],[Unit Category]],Profiles[#Headers],0))","v":2500}]
[3,"Interchange",10,{"$f":"INDEX(NQC[NQC MW],MATCH(1,(NQC[Month]=Supply[[#This Row],[Month]])*(NQC[Unit Category]=Supply[[#This Row],[Unit Category]]),0))*INDEX(Profiles[],MATCH(1,(Profiles[Month]=Supply[[#This Row],[Month]])*(Profiles[Hour Ending]=Supply[[#This Row],[Hour Ending]]),0),MATCH(Supply[[#This Row],[Unit Category]],Profiles[#Headers],0))","v":2500}]
[3,"Interchange",11,{"$f":"INDEX(NQC[NQC MW],MATCH(1,(NQC[Month]=Supply[[#This Row],[Month]])*(NQC[Unit Category]=Supply[[#This Row],[Unit Category]]),0))*INDEX(Profiles[],MATCH(1,(Profiles[Month]=Supply[[#This Row],[Month]])*(Profiles[Hour Ending]=Supply[[#This Row],[Hour Ending]]),0),MATCH(Supply[[#This Row],[Unit Category]],Profiles[#Headers],0))","v":2500}]
[3,"Interchange",12,{"$f":"INDEX(NQC[NQC MW],MATCH(1,(NQC[Month]=Supply[[#This Row],[Month]])*(NQC[Unit Category]=Supply[[#This Row],[Unit Category]]),0))*INDEX(Profiles[],MATCH(1,(Profiles[Month]=Supply[[#This Row],[Month]])*(Profiles[Hour Ending]=Supply[[#This Row],[Hour Ending]]),0),MATCH(Supply[[#This Row],[Unit Category]],Profiles[#Headers],0))","v":2500}]
[3,"Interchange",13,{"$f":"INDEX(NQC[NQC MW],MATCH(1,(NQC[Month]=Supply[[#This Row],[Month]])*(NQC[Unit Category]=Supply[[#This Row],[Unit Category]]),0))*INDEX(Profiles[],MATCH(1,(Profiles[Month]=Supply[[#This Row],[Month]])*(Profiles[Hour Ending]=Supply[[#This Row],[Hour Ending]]),0),MATCH(Supply[[#This Row],[Unit Category]],Profiles[#Headers],0))","v":2500}]
[3,"Interchange",14,{"$f":"INDEX(NQC[NQC MW],MATCH(1,(NQC[Month]=Supply[[#This Row],[Month]])*(NQC[Unit Category]=Supply[[#This Row],[Unit Category]]),0))*INDEX(Profiles[],MATCH(1,(Profiles[Month]=Supply[[#This Row],[Month]])*(Profiles[Hour Ending]=Supply[[#This Row],[Hour Ending]]),0),MATCH(Supply[[#This Row],[Unit Category]],Profiles[#Headers],0))","v":2500}]
[3,"Interchange",15,{"$f":"INDEX(NQC[NQC MW],MATCH(1,(NQC[Month]=Supply[[#This Row],[Month]])*(NQC[Unit Category]=Supply[[#This Row],[Unit Category]]),0))*INDEX(Profiles[],MATCH(1,(Profiles[Month]=Supply[[#This Row],[Month]])*(Profiles[Hour Ending]=Supply[[#This Row],[Hour Ending]]),0),MATCH(Supply[[#This Row],[Unit Category]],Profiles[#Headers],0))","v":2500}]
[3,"Interchange",16,{"$f":"INDEX(NQC[NQC MW],MATCH(1,(NQC[Month]=Supply[[#This Row],[Month]])*(NQC[Unit Category]=Supply[[#This Row],[Unit Category]]),0))*INDEX(Profiles[],MATCH(1,(Profiles[Month]=Supply[[#This Row],[Month]])*(Profiles[Hour Ending]=Supply[[#This Row],[Hour Ending]]),0),MATCH(Supply[[#This Row],[Unit Category]],Profiles[#Headers],0))","v":2500}]
[3,"Interchange",17,{"$f":"INDEX(NQC[NQC MW],MATCH(1,(NQC[Month]=Supply[[#This Row],[Month]])*(NQC[Unit Category]=Supply[[#This Row],[Unit Category]]),0))*INDEX(Profiles[],MATCH(1,(Profiles[Month]=Supply[[#This Row],[Month]])*(Profiles[Hour Ending]=Supply[[#This Row],[Hour Ending]]),0),MATCH(Supply[[#This Row],[Unit Category]],Profiles[#Headers],0))","v":2500}]
[3,"Interchange",18,{"$f":"INDEX(NQC[NQC MW],MATCH(1,(NQC[Month]=Supply[[#This Row],[Month]])*(NQC[Unit Category]=Supply[[#This Row],[Unit Category]]),0))*INDEX(Profiles[],MATCH(1,(Profiles[Month]=Supply[[#This Row],[Month]])*(Profiles[Hour Ending]=Supply[[#This Row],[Hour Ending]]),0),MATCH(Supply[[#This Row],[Unit Category]],Profiles[#Headers],0))","v":2500}]
[3,"Interchange",19,{"$f":"INDEX(NQC[NQC MW],MATCH(1,(NQC[Month]=Supply[[#This Row],[Month]])*(NQC[Unit Category]=Supply[[#This Row],[Unit Category]]),0))*INDEX(Profiles[],MATCH(1,(Profiles[Month]=Supply[[#This Row],[Month]])*(Profiles[Hour Ending]=Supply[[#This Row],[Hour Ending]]),0),MATCH(Supply[[#This Row],[Unit Category]],Profiles[#Headers],0))","v":2500}]
[3,"Interchange",20,{"$f":"INDEX(NQC[NQC MW],MATCH(1,(NQC[Month]=Supply[[#This Row],[Month]])*(NQC[Unit Category]=Supply[[#This Row],[Unit Category]]),0))*INDEX(Profiles[],MATCH(1,(Profiles[Month]=Supply[[#This Row],[Month]])*(Profiles[Hour Ending]=Supply[[#This Row],[Hour Ending]]),0),MATCH(Supply[[#This Row],[Unit Category]],Profiles[#Headers],0))","v":2500}]
[3,"Interchange",21,{"$f":"INDEX(NQC[NQC MW],MATCH(1,(NQC[Month]=Supply[[#This Row],[Month]])*(NQC[Unit Category]=Supply[[#This Row],[Unit Category]]),0))*INDEX(Profiles[],MATCH(1,(Profiles[Month]=Supply[[#This Row],[Month]])*(Profiles[Hour Ending]=Supply[[#This Row],[Hour Ending]]),0),MATCH(Supply[[#This Row],[Unit Category]],Profiles[#Headers],0))","v":2500}]
[3,"Interchange",22,{"$f":"INDEX(NQC[NQC MW],MATCH(1,(NQC[Month]=Supply[[#This Row],[Month]])*(NQC[Unit Category]=Supply[[#This Row],[Unit Category]]),0))*INDEX(Profiles[],MATCH(1,(Profiles[Month]=Supply[[#This Row],[Month]])*(Profiles[Hour Ending]=Supply[[#This Row],[Hour Ending]]),0),MATCH(Supply[[#This Row],[Unit Category]],Profiles[#Headers],0))","v":2500}]
[3,"Interchange",23,{"$f":"INDEX(NQC[NQC MW],MATCH(1,(NQC[Month]=Supply[[#This Row],[Month]])*(NQC[Unit Category]=Supply[[#This Row],[Unit Category]]),0))*INDEX(Profiles[],MATCH(1,(Profiles[Month]=Supply[[#This Row],[Month]])*(Profiles[Hour Ending]=Supply[[#This Row],[Hour Ending]]),0),MATCH(Supply[[#This Row],[Unit Category]],Profiles[#Headers],0))","v":2500}]
[3,"Interchange",24,{"$f":"INDEX(NQC[NQC MW],MATCH(1,(NQC[Month]=Supply[[#This Row],[Month]])*(NQC[Unit Category]=Supply[[#This Row],[Unit Category]]),0))*INDEX(Profiles[],MATCH(1,(Profiles[Month]=Supply[[#This Row],[Month]])*(Profiles[Hour Ending]=Supply[[#This Row],[Hour Ending]]),0),MATCH(Supply[[#This Row],[Unit Category]],Profiles[#Headers],0))","v":2500}]
[3,"Nuclear",1,{"$f":"INDEX(NQC[NQC MW],MATCH(1,(NQC[Month]=Supply[[#This Row],[Month]])*(NQC[Unit Category]=Supply[[#This Row],[Unit Category]]),0))*INDEX(Profiles[],MATCH(1,(Profiles[Month]=Supply[[#This Row],[Month]])*(Profiles[Hour Ending]=Supply[[#This Row],[Hour Ending]]),0),MATCH(Supply[[#This Row],[Unit Category]],Profiles[#Headers],0))","v":2280}]
[3,"Nuclear",2,{"$f":"INDEX(NQC[NQC MW],MATCH(1,(NQC[Month]=Supply[[#This Row],[Month]])*(NQC[Unit Category]=Supply[[#This Row],[Unit Category]]),0))*INDEX(Profiles[],MATCH(1,(Profiles[Month]=Supply[[#This Row],[Month]])*(Profiles[Hour Ending]=Supply[[#This Row],[Hour Ending]]),0),MATCH(Supply[[#This Row],[Unit Category]],Profiles[#Headers],0))","v":2280}]
[3,"Nuclear",3,{"$f":"INDEX(NQC[NQC MW],MATCH(1,(NQC[Month]=Supply[[#This Row],[Month]])*(NQC[Unit Category]=Supply[[#This Row],[Unit Category]]),0))*INDEX(Profiles[],MATCH(1,(Profiles[Month]=Supply[[#This Row],[Month]])*(Profiles[Hour Ending]=Supply[[#This Row],[Hour Ending]]),0),MATCH(Supply[[#This Row],[Unit Category]],Profiles[#Headers],0))","v":2280}]
[3,"Nuclear",4,{"$f":"INDEX(NQC[NQC MW],MATCH(1,(NQC[Month]=Supply[[#This Row],[Month]])*(NQC[Unit Category]=Supply[[#This Row],[Unit Category]]),0))*INDEX(Profiles[],MATCH(1,(Profiles[Month]=Supply[[#This Row],[Month]])*(Profiles[Hour Ending]=Supply[[#This Row],[Hour Ending]]),0),MATCH(Supply[[#This Row],[Unit Category]],Profiles[#Headers],0))","v":2280}]
[3,"Nuclear",5,{"$f":"INDEX(NQC[NQC MW],MATCH(1,(NQC[Month]=Supply[[#This Row],[Month]])*(NQC[Unit Category]=Supply[[#This Row],[Unit Category]]),0))*INDEX(Profiles[],MATCH(1,(Profiles[Month]=Supply[[#This Row],[Month]])*(Profiles[Hour Ending]=Supply[[#This Row],[Hour Ending]]),0),MATCH(Supply[[#This Row],[Unit Category]],Profiles[#Headers],0))","v":2280}]
[3,"Nuclear",6,{"$f":"INDEX(NQC[NQC MW],MATCH(1,(NQC[Month]=Supply[[#This Row],[Month]])*(NQC[Unit Category]=Supply[[#This Row],[Unit Category]]),0))*INDEX(Profiles[],MATCH(1,(Profiles[Month]=Supply[[#This Row],[Month]])*(Profiles[Hour Ending]=Supply[[#This Row],[Hour Ending]]),0),MATCH(Supply[[#This Row],[Unit Category]],Profiles[#Headers],0))","v":2280}]
[3,"Nuclear",7,{"$f":"INDEX(NQC[NQC MW],MATCH(1,(NQC[Month]=Supply[[#This Row],[Month]])*(NQC[Unit Category]=Supply[[#This Row],[Unit Category]]),0))*INDEX(Profiles[],MATCH(1,(Profiles[Month]=Supply[[#This Row],[Month]])*(Profiles[Hour Ending]=Supply[[#This Row],[Hour Ending]]),0),MATCH(Supply[[#This Row],[Unit Category]],Profiles[#Headers],0))","v":2280}]
[3,"Nuclear",8,{"$f":"INDEX(NQC[NQC MW],MATCH(1,(NQC[Month]=Supply[[#This Row],[Month]])*(NQC[Unit Category]=Supply[[#This Row],[Unit Category]]),0))*INDEX(Profiles[],MATCH(1,(Profiles[Month]=Supply[[#This Row],[Month]])*(Profiles[Hour Ending]=Supply[[#This Row],[Hour Ending]]),0),MATCH(Supply[[#This Row],[Unit Category]],Profiles[#Headers],0))","v":2280}]
[3,"Nuclear",9,{"$f":"INDEX(NQC[NQC MW],MATCH(1,(NQC[Month]=Supply[[#This Row],[Month]])*(NQC[Unit Category]=Supply[[#This Row],[Unit Category]]),0))*INDEX(Profiles[],MATCH(1,(Profiles[Month]=Supply[[#This Row],[Month]])*(Profiles[Hour Ending]=Supply[[#This Row],[Hour Ending]]),0),MATCH(Supply[[#This Row],[Unit Category]],Profiles[#Headers],0))","v":2280}]
[3,"Nuclear",10,{"$f":"INDEX(NQC[NQC MW],MATCH(1,(NQC[Month]=Supply[[#This Row],[Month]])*(NQC[Unit Category]=Supply[[#This Row],[Unit Category]]),0))*INDEX(Profiles[],MATCH(1,(Profiles[Month]=Supply[[#This Row],[Month]])*(Profiles[Hour Ending]=Supply[[#This Row],[Hour Ending]]),0),MATCH(Supply[[#This Row],[Unit Category]],Profiles[#Headers],0))","v":2280}]
[3,"Nuclear",11,{"$f":"INDEX(NQC[NQC MW],MATCH(1,(NQC[Month]=Supply[[#This Row],[Month]])*(NQC[Unit Category]=Supply[[#This Row],[Unit Category]]),0))*INDEX(Profiles[],MATCH(1,(Profiles[Month]=Supply[[#This Row],[Month]])*(Profiles[Hour Ending]=Supply[[#This Row],[Hour Ending]]),0),MATCH(Supply[[#This Row],[Unit Category]],Profiles[#Headers],0))","v":2280}]
[3,"Nuclear",12,{"$f":"INDEX(NQC[NQC MW],MATCH(1,(NQC[Month]=Supply[[#This Row],[Month]])*(NQC[Unit Category]=Supply[[#This Row],[Unit Category]]),0))*INDEX(Profiles[],MATCH(1,(Profiles[Month]=Supply[[#This Row],[Month]])*(Profiles[Hour Ending]=Supply[[#This Row],[Hour Ending]]),0),MATCH(Supply[[#This Row],[Unit Category]],Profiles[#Headers],0))","v":2280}]
[3,"Nuclear",13,{"$f":"INDEX(NQC[NQC MW],MATCH(1,(NQC[Month]=Supply[[#This Row],[Month]])*(NQC[Unit Category]=Supply[[#This Row],[Unit Category]]),0))*INDEX(Profiles[],MATCH(1,(Profiles[Month]=Supply[[#This Row],[Month]])*(Profiles[Hour Ending]=Supply[[#This Row],[Hour Ending]]),0),MATCH(Supply[[#This Row],[Unit Category]],Profiles[#Headers],0))","v":2280}]
[3,"Nuclear",14,{"$f":"INDEX(NQC[NQC MW],MATCH(1,(NQC[Month]=Supply[[#This Row],[Month]])*(NQC[Unit Category]=Supply[[#This Row],[Unit Category]]),0))*INDEX(Profiles[],MATCH(1,(Profiles[Month]=Supply[[#This Row],[Month]])*(Profiles[Hour Ending]=Supply[[#This Row],[Hour Ending]]),0),MATCH(Supply[[#This Row],[Unit Category]],Profiles[#Headers],0))","v":2280}]
[3,"Nuclear",15,{"$f":"INDEX(NQC[NQC MW],MATCH(1,(NQC[Month]=Supply[[#This Row],[Month]])*(NQC[Unit Category]=Supply[[#This Row],[Unit Category]]),0))*INDEX(Profiles[],MATCH(1,(Profiles[Month]=Supply[[#This Row],[Month]])*(Profiles[Hour Ending]=Supply[[#This Row],[Hour Ending]]),0),MATCH(Supply[[#This Row],[Unit Category]],Profiles[#Headers],0))","v":2280}]
[3,"Nuclear",16,{"$f":"INDEX(NQC[NQC MW],MATCH(1,(NQC[Month]=Supply[[#This Row],[Month]])*(NQC[Unit Category]=Supply[[#This Row],[Unit Category]]),0))*INDEX(Profiles[],MATCH(1,(Profiles[Month]=Supply[[#This Row],[Month]])*(Profiles[Hour Ending]=Supply[[#This Row],[Hour Ending]]),0),MATCH(Supply[[#This Row],[Unit Category]],Profiles[#Headers],0))","v":2280}]
[3,"Nuclear",17,{"$f":"INDEX(NQC[NQC MW],MATCH(1,(NQC[Month]=Supply[[#This Row],[Month]])*(NQC[Unit Category]=Supply[[#This Row],[Unit Category]]),0))*INDEX(Profiles[],MATCH(1,(Profiles[Month]=Supply[[#This Row],[Month]])*(Profiles[Hour Ending]=Supply[[#This Row],[Hour Ending]]),0),MATCH(Supply[[#This Row],[Unit Category]],Profiles[#Headers],0))","v":2280}]
[3,"Nuclear",18,{"$f":"INDEX(NQC[NQC MW],MATCH(1,(NQC[Month]=Supply[[#This Row],[Month]])*(NQC[Unit Category]=Supply[[#This Row],[Unit Category]]),0))*INDEX(Profiles[],MATCH(1,(Profiles[Month]=Supply[[#This Row],[Month]])*(Profiles[Hour Ending]=Supply[[#This Row],[Hour Ending]]),0),MATCH(Supply[[#This Row],[Unit Category]],Profiles[#Headers],0))","v":2280}]
[3,"Nuclear",19,{"$f":"INDEX(NQC[NQC MW],MATCH(1,(NQC[Month]=Supply[[#This Row],[Month]])*(NQC[Unit Category]=Supply[[#This Row],[Unit Category]]),0))*INDEX(Profiles[],MATCH(1,(Profiles[Month]=Supply[[#This Row],[Month]])*(Profiles[Hour Ending]=Supply[[#This Row],[Hour Ending]]),0),MATCH(Supply[[#This Row],[Unit Category]],Profiles[#Headers],0))","v":2280}]
[3,"Nuclear",20,{"$f":"INDEX(NQC[NQC MW],MATCH(1,(NQC[Month]=Supply[[#This Row],[Month]])*(NQC[Unit Category]=Supply[[#This Row],[Unit Category]]),0))*INDEX(Profiles[],MATCH(1,(Profiles[Month]=Supply[[#This Row],[Month]])*(Profiles[Hour Ending]=Supply[[#This Row],[Hour Ending]]),0),MATCH(Supply[[#This Row],[Unit Category]],Profiles[#Headers],0))","v":2280}]
[3,"Nuclear",21,{"$f":"INDEX(NQC[NQC MW],MATCH(1,(NQC[Month]=Supply[[#This Row],[Month]])*(NQC[Unit Category]=Supply[[#This Row],[Unit Category]]),0))*INDEX(Profiles[],MATCH(1,(Profiles[Month]=Supply[[#This Row],[Month]])*(Profiles[Hour Ending]=Supply[[#This Row],[Hour Ending]]),0),MATCH(Supply[[#This Row],[Unit Category]],Profiles[#Headers],0))","v":2280}]
[3,"Nuclear",22,{"$f":"INDEX(NQC[NQC MW],MATCH(1,(NQC[Month]=Supply[[#This Row],[Month]])*(NQC[Unit Category]=Supply[[#This Row],[Unit Category]]),0))*INDEX(Profiles[],MATCH(1,(Profiles[Month]=Supply[[#This Row],[Month]])*(Profiles[Hour Ending]=Supply[[#This Row],[Hour Ending]]),0),MATCH(Supply[[#This Row],[Unit Category]],Profiles[#Headers],0))","v":2280}]
[3,"Nuclear",23,{"$f":"INDEX(NQC[NQC MW],MATCH(1,(NQC[Month]=Supply[[#This Row],[Month]])*(NQC[Unit Category]=Supply[[#This Row],[Unit Category]]),0))*INDEX(Profiles[],MATCH(1,(Profiles[Month]=Supply[[#This Row],[Month]])*(Profiles[Hour Ending]=Supply[[#This Row],[Hour Ending]]),0),MATCH(Supply[[#This Row],[Unit Category]],Profiles[#Headers],0))","v":2280}]
[3,"Nuclear",24,{"$f":"INDEX(NQC[NQC MW],MATCH(1,(NQC[Month]=Supply[[#This Row],[Month]])*(NQC[Unit Category]=Supply[[#This Row],[Unit Category]]),0))*INDEX(Profiles[],MATCH(1,(Profiles[Month]=Supply[[#This Row],[Month]])*(Profiles[Hour Ending]=Supply[[#This Row],[Hour Ending]]),0),MATCH(Supply[[#This Row],[Unit Category]],Profiles[#Headers],0))","v":2280}]
[3,"PSH",1,{"$f":"INDEX(NQC[NQC MW],MATCH(1,(NQC[Month]=Supply[[#This Row],[Month]])*(NQC[Unit Category]=Supply[[#This Row],[Unit Category]]),0))*INDEX(Profiles[],MATCH(1,(Profiles[Month]=Supply[[#This Row],[Month]])*(Profiles[Hour Ending]=Supply[[#This Row],[Hour Ending]]),0),MATCH(Supply[[#This Row],[Unit Category]],Profiles[#Headers],0))","v":1457.07}]
[3,"PSH",2,{"$f":"INDEX(NQC[NQC MW],MATCH(1,(NQC[Month]=Supply[[#This Row],[Month]])*(NQC[Unit Category]=Supply[[#This Row],[Unit Category]]),0))*INDEX(Profiles[],MATCH(1,(Profiles[Month]=Supply[[#This Row],[Month]])*(Profiles[Hour Ending]=Supply[[#This Row],[Hour Ending]]),0),MATCH(Supply[[#This Row],[Unit Category]],Profiles[#Headers],0))","v":1457.07}]
[3,"PSH",3,{"$f":"INDEX(NQC[NQC MW],MATCH(1,(NQC[Month]=Supply[[#This Row],[Month]])*(NQC[Unit Category]=Supply[[#This Row],[Unit Category]]),0))*INDEX(Profiles[],MATCH(1,(Profiles[Month]=Supply[[#This Row],[Month]])*(Profiles[Hour Ending]=Supply[[#This Row],[Hour Ending]]),0),MATCH(Supply[[#This Row],[Unit Category]],Profiles[#Headers],0))","v":1457.07}]
[3,"PSH",4,{"$f":"INDEX(NQC[NQC MW],MATCH(1,(NQC[Month]=Supply[[#This Row],[Month]])*(NQC[Unit Category]=Supply[[#This Row],[Unit Category]]),0))*INDEX(Profiles[],MATCH(1,(Profiles[Month]=Supply[[#This Row],[Month]])*(Profiles[Hour Ending]=Supply[[#This Row],[Hour Ending]]),0),MATCH(Supply[[#This Row],[Unit Category]],Profiles[#Headers],0))","v":1457.07}]
[3,"PSH",5,{"$f":"INDEX(NQC[NQC MW],MATCH(1,(NQC[Month]=Supply[[#This Row],[Month]])*(NQC[Unit Category]=Supply[[#This Row],[Unit Category]]),0))*INDEX(Profiles[],MATCH(1,(Profiles[Month]=Supply[[#This Row],[Month]])*(Profiles[Hour Ending]=Supply[[#This Row],[Hour Ending]]),0),MATCH(Supply[[#This Row],[Unit Category]],Profiles[#Headers],0))","v":1457.07}]
[3,"PSH",6,{"$f":"INDEX(NQC[NQC MW],MATCH(1,(NQC[Month]=Supply[[#This Row],[Month]])*(NQC[Unit Category]=Supply[[#This Row],[Unit Category]]),0))*INDEX(Profiles[],MATCH(1,(Profiles[Month]=Supply[[#This Row],[Month]])*(Profiles[Hour Ending]=Supply[[#This Row],[Hour Ending]]),0),MATCH(Supply[[#This Row],[Unit Category]],Profiles[#Headers],0))","v":1457.07}]
[3,"PSH",7,{"$f":"INDEX(NQC[NQC MW],MATCH(1,(NQC[Month]=Supply[[#This Row],[Month]])*(NQC[Unit Category]=Supply[[#This Row],[Unit Category]]),0))*INDEX(Profiles[],MATCH(1,(Profiles[Month]=Supply[[#This Row],[Month]])*(Profiles[Hour Ending]=Supply[[#This Row],[Hour Ending]]),0),MATCH(Supply[[#This Row],[Unit Category]],Profiles[#Headers],0))","v":1457.07}]
[3,"PSH",8,{"$f":"INDEX(NQC[NQC MW],MATCH(1,(NQC[Month]=Supply[[#This Row],[Month]])*(NQC[Unit Category]=Supply[[#This Row],[Unit Category]]),0))*INDEX(Profiles[],MATCH(1,(Profiles[Month]=Supply[[#This Row],[Month]])*(Profiles[Hour Ending]=Supply[[#This Row],[Hour Ending]]),0),MATCH(Supply[[#This Row],[Unit Category]],Profiles[#Headers],0))","v":1457.07}]
[3,"PSH",9,{"$f":"INDEX(NQC[NQC MW],MATCH(1,(NQC[Month]=Supply[[#This Row],[Month]])*(NQC[Unit Category]=Supply[[#This Row],[Unit Category]]),0))*INDEX(Profiles[],MATCH(1,(Profiles[Month]=Supply[[#This Row],[Month]])*(Profiles[Hour Ending]=Supply[[#This Row],[Hour Ending]]),0),MATCH(Supply[[#This Row],[Unit Category]],Profiles[#Headers],0))","v":1457.07}]
[3,"PSH",10,{"$f":"INDEX(NQC[NQC MW],MATCH(1,(NQC[Month]=Supply[[#This Row],[Month]])*(NQC[Unit Category]=Supply[[#This Row],[Unit Category]]),0))*INDEX(Profiles[],MATCH(1,(Profiles[Month]=Supply[[#This Row],[Month]])*(Profiles[Hour Ending]=Supply[[#This Row],[Hour Ending]]),0),MATCH(Supply[[#This Row],[Unit Category]],Profiles[#Headers],0))","v":1457.07}]
[3,"PSH",11,{"$f":"INDEX(NQC[NQC MW],MATCH(1,(NQC[Month]=Supply[[#This Row],[Month]])*(NQC[Unit Category]=Supply[[#This Row],[Unit Category]]),0))*INDEX(Profiles[],MATCH(1,(Profiles[Month]=Supply[[#This Row],[Month]])*(Profiles[Hour Ending]=Supply[[#This Row],[Hour Ending]]),0),MATCH(Supply[[#This Row],[Unit Category]],Profiles[#Headers],0))","v":1457.07}]
[3,"PSH",12,{"$f":"INDEX(NQC[NQC MW],MATCH(1,(NQC[Month]=Supply[[#This Row],[Month]])*(NQC[Unit Category]=Supply[[#This Row],[Unit Category]]),0))*INDEX(Profiles[],MATCH(1,(Profiles[Month]=Supply[[#This Row],[Month]])*(Profiles[Hour Ending]=Supply[[#This Row],[Hour Ending]]),0),MATCH(Supply[[#This Row],[Unit Category]],Profiles[#Headers],0))","v":1457.07}]
[3,"PSH",13,{"$f":"INDEX(NQC[NQC MW],MATCH(1,(NQC[Month]=Supply[[#This Row],[Month]])*(NQC[Unit Category]=Supply[[#This Row],[Unit Category]]),0))*INDEX(Profiles[],MATCH(1,(Profiles[Month]=Supply[[#This Row],[Month]])*(Profiles[Hour Ending]=Supply[[#This Row],[Hour Ending]]),0),MATCH(Supply[[#This Row],[Unit Category]],Profiles[#Headers],0))","v":1457.07}]
[3,"PSH",14,{"$f":"INDEX(NQC[NQC MW],MATCH(1,(NQC[Month]=Supply[[#This Row],[Month]])*(NQC[Unit Category]=Supply[[#This Row],[Unit Category]]),0))*INDEX(Profiles[],MATCH(1,(Profiles[Month]=Supply[[#This Row],[Month]])*(Profiles[Hour Ending]=Supply[[#This Row],[Hour Ending]]),0),MATCH(Supply[[#This Row],[Unit Category]],Profiles[#Headers],0))","v":1457.07}]
[3,"PSH",15,{"$f":"INDEX(NQC[NQC MW],MATCH(1,(NQC[Month]=Supply[[#This Row],[Month]])*(NQC[Unit Category]=Supply[[#This Row],[Unit Category]]),0))*INDEX(Profiles[],MATCH(1,(Profiles[Month]=Supply[[#This Row],[Month]])*(Profiles[Hour Ending]=Supply[[#This Row],[Hour Ending]]),0),MATCH(Supply[[#This Row],[Unit Category]],Profiles[#Headers],0))","v":1457.07}]
[3,"PSH",16,{"$f":"INDEX(NQC[NQC MW],MATCH(1,(NQC[Month]=Supply[[#This Row],[Month]])*(NQC[Unit Category]=Supply[[#This Row],[Unit Category]]),0))*INDEX(Profiles[],MATCH(1,(Profiles[Month]=Supply[[#This Row],[Month]])*(Profiles[Hour Ending]=Supply[[#This Row],[Hour Ending]]),0),MATCH(Supply[[#This Row],[Unit Category]],Profiles[#Headers],0))","v":1457.07}]
[3,"PSH",17,{"$f":"INDEX(NQC[NQC MW],MATCH(1,(NQC[Month]=Supply[[#This Row],[Month]])*(NQC[Unit Category]=Supply[[#This Row],[Unit Category]]),0))*INDEX(Profiles[],MATCH(1,(Profiles[Month]=Supply[[#This Row],[Month]])*(Profiles[Hour Ending]=Supply[[#This Row],[Hour Ending]]),0),MATCH(Supply[[#This Row],[Unit Category]],Profiles[#Headers],0))","v":1457.07}]
[3,"PSH",18,{"$f":"INDEX(NQC[NQC MW],MATCH(1,(NQC[Month]=Supply[[#This Row],[Month]])*(NQC[Unit Category]=Supply[[#This Row],[Unit Category]]),0))*INDEX(Profiles[],MATCH(1,(Profiles[Month]=Supply[[#This Row],[Month]])*(Profiles[Hour Ending]=Supply[[#This Row],[Hour Ending]]),0),MATCH(Supply[[#This Row],[Unit Category]],Profiles[#Headers],0))","v":1457.07}]
[3,"PSH",19,{"$f":"INDEX(NQC[NQC MW],MATCH(1,(NQC[Month]=Supply[[#This Row],[Month]])*(NQC[Unit Category]=Supply[[#This Row],[Unit Category]]),0))*INDEX(Profiles[],MATCH(1,(Profiles[Month]=Supply[[#This Row],[Month]])*(Profiles[Hour Ending]=Supply[[#This Row],[Hour Ending]]),0),MATCH(Supply[[#This Row],[Unit Category]],Profiles[#Headers],0))","v":1457.07}]
[3,"PSH",20,{"$f":"INDEX(NQC[NQC MW],MATCH(1,(NQC[Month]=Supply[[#This Row],[Month]])*(NQC[Unit Category]=Supply[[#This Row],[Unit Category]]),0))*INDEX(Profiles[],MATCH(1,(Profiles[Month]=Supply[[#This Row],[Month]])*(Profiles[Hour Ending]=Supply[[#This Row],[Hour Ending]]),0),MATCH(Supply[[#This Row],[Unit Category]],Profiles[#Headers],0))","v":1457.07}]
[3,"PSH",21,{"$f":"INDEX(NQC[NQC MW],MATCH(1,(NQC[Month]=Supply[[#This Row],[Month]])*(NQC[Unit Category]=Supply[[#This Row],[Unit Category]]),0))*INDEX(Profiles[],MATCH(1,(Profiles[Month]=Supply[[#This Row],[Month]])*(Profiles[Hour Ending]=Supply[[#This Row],[Hour Ending]]),0),MATCH(Supply[[#This Row],[Unit Category]],Profiles[#Headers],0))","v":1457.07}]
[3,"PSH",22,{"$f":"INDEX(NQC[NQC MW],MATCH(1,(NQC[Month]=Supply[[#This Row],[Month]])*(NQC[Unit Category]=Supply[[#This Row],[Unit Category]]),0))*INDEX(Profiles[],MATCH(1,(Profiles[Month]=Supply[[#This Row],[Month]])*(Profiles[Hour Ending]=Supply[[#This Row],[Hour Ending]]),0),MATCH(Supply[[#This Row],[Unit Category]],Profiles[#Headers],0))","v":1457.07}]
[3,"PSH",23,{"$f":"INDEX(NQC[NQC MW],MATCH(1,(NQC[Month]=Supply[[#This Row],[Month]])*(NQC[Unit Category]=Supply[[#This Row],[Unit Category]]),0))*INDEX(Profiles[],MATCH(1,(Profiles[Month]=Supply[[#This Row],[Month]])*(Profiles[Hour Ending]=Supply[[#This Row],[Hour Ending]]),0),MATCH(Supply[[#This Row],[Unit Category]],Profiles[#Headers],0))","v":1457.07}]
[3,"PSH",24,{"$f":"INDEX(NQC[NQC MW],MATCH(1,(NQC[Month]=Supply[[#This Row],[Month]])*(NQC[Unit Category]=Supply[[#This Row],[Unit Category]]),0))*INDEX(Profiles[],MATCH(1,(Profiles[Month]=Supply[[#This Row],[Month]])*(Profiles[Hour Ending]=Supply[[#This Row],[Hour Ending]]),0),MATCH(Supply[[#This Row],[Unit Category]],Profiles[#Headers],0))","v":1457.07}]
[3,"Storage",1,{"$f":"INDEX(NQC[NQC MW],MATCH(1,(NQC[Month]=Supply[[#This Row],[Month]])*(NQC[Unit Category]=Supply[[#This Row],[Unit Category]]),0))*INDEX(Profiles[],MATCH(1,(Profiles[Month]=Supply[[#This Row],[Month]])*(Profiles[Hour Ending]=Supply[[#This Row],[Hour Ending]]),0),MATCH(Supply[[#This Row],[Unit Category]],Profiles[#Headers],0))","v":13541.379999999997}]
[3,"Storage",2,{"$f":"INDEX(NQC[NQC MW],MATCH(1,(NQC[Month]=Supply[[#This Row],[Month]])*(NQC[Unit Category]=Supply[[#This Row],[Unit Category]]),0))*INDEX(Profiles[],MATCH(1,(Profiles[Month]=Supply[[#This Row],[Month]])*(Profiles[Hour Ending]=Supply[[#This Row],[Hour Ending]]),0),MATCH(Supply[[#This Row],[Unit Category]],Profiles[#Headers],0))","v":13541.379999999997}]
[3,"Storage",3,{"$f":"INDEX(NQC[NQC MW],MATCH(1,(NQC[Month]=Supply[[#This Row],[Month]])*(NQC[Unit Category]=Supply[[#This Row],[Unit Category]]),0))*INDEX(Profiles[],MATCH(1,(Profiles[Month]=Supply[[#This Row],[Month]])*(Profiles[Hour Ending]=Supply[[#This Row],[Hour Ending]]),0),MATCH(Supply[[#This Row],[Unit Category]],Profiles[#Headers],0))","v":13541.379999999997}]
[3,"Storage",4,{"$f":"INDEX(NQC[NQC MW],MATCH(1,(NQC[Month]=Supply[[#This Row],[Month]])*(NQC[Unit Category]=Supply[[#This Row],[Unit Category]]),0))*INDEX(Profiles[],MATCH(1,(Profiles[Month]=Supply[[#This Row],[Month]])*(Profiles[Hour Ending]=Supply[[#This Row],[Hour Ending]]),0),MATCH(Supply[[#This Row],[Unit Category]],Profiles[#Headers],0))","v":13541.379999999997}]
[3,"Storage",5,{"$f":"INDEX(NQC[NQC MW],MATCH(1,(NQC[Month]=Supply[[#This Row],[Month]])*(NQC[Unit Category]=Supply[[#This Row],[Unit Category]]),0))*INDEX(Profiles[],MATCH(1,(Profiles[Month]=Supply[[#This Row],[Month]])*(Profiles[Hour Ending]=Supply[[#This Row],[Hour Ending]]),0),MATCH(Supply[[#This Row],[Unit Category]],Profiles[#Headers],0))","v":13541.379999999997}]
[3,"Storage",6,{"$f":"INDEX(NQC[NQC MW],MATCH(1,(NQC[Month]=Supply[[#This Row],[Month]])*(NQC[Unit Category]=Supply[[#This Row],[Unit Category]]),0))*INDEX(Profiles[],MATCH(1,(Profiles[Month]=Supply[[#This Row],[Month]])*(Profiles[Hour Ending]=Supply[[#This Row],[Hour Ending]]),0),MATCH(Supply[[#This Row],[Unit Category]],Profiles[#Headers],0))","v":13541.379999999997}]
[3,"Storage",7,{"$f":"INDEX(NQC[NQC MW],MATCH(1,(NQC[Month]=Supply[[#This Row],[Month]])*(NQC[Unit Category]=Supply[[#This Row],[Unit Category]]),0))*INDEX(Profiles[],MATCH(1,(Profiles[Month]=Supply[[#This Row],[Month]])*(Profiles[Hour Ending]=Supply[[#This Row],[Hour Ending]]),0),MATCH(Supply[[#This Row],[Unit Category]],Profiles[#Headers],0))","v":13541.379999999997}]
[3,"Storage",8,{"$f":"INDEX(NQC[NQC MW],MATCH(1,(NQC[Month]=Supply[[#This Row],[Month]])*(NQC[Unit Category]=Supply[[#This Row],[Unit Category]]),0))*INDEX(Profiles[],MATCH(1,(Profiles[Month]=Supply[[#This Row],[Month]])*(Profiles[Hour Ending]=Supply[[#This Row],[Hour Ending]]),0),MATCH(Supply[[#This Row],[Unit Category]],Profiles[#Headers],0))","v":13541.379999999997}]
[3,"Storage",9,{"$f":"INDEX(NQC[NQC MW],MATCH(1,(NQC[Month]=Supply[[#This Row],[Month]])*(NQC[Unit Category]=Supply[[#This Row],[Unit Category]]),0))*INDEX(Profiles[],MATCH(1,(Profiles[Month]=Supply[[#This Row],[Month]])*(Profiles[Hour Ending]=Supply[[#This Row],[Hour Ending]]),0),MATCH(Supply[[#This Row],[Unit Category]],Profiles[#Headers],0))","v":13541.379999999997}]
[3,"Storage",10,{"$f":"INDEX(NQC[NQC MW],MATCH(1,(NQC[Month]=Supply[[#This Row],[Month]])*(NQC[Unit Category]=Supply[[#This Row],[Unit Category]]),0))*INDEX(Profiles[],MATCH(1,(Profiles[Month]=Supply[[#This Row],[Month]])*(Profiles[Hour Ending]=Supply[[#This Row],[Hour Ending]]),0),MATCH(Supply[[#This Row],[Unit Category]],Profiles[#Headers],0))","v":13541.379999999997}]
[3,"Storage",11,{"$f":"INDEX(NQC[NQC MW],MATCH(1,(NQC[Month]=Supply[[#This Row],[Month]])*(NQC[Unit Category]=Supply[[#This Row],[Unit Category]]),0))*INDEX(Profiles[],MATCH(1,(Profiles[Month]=Supply[[#This Row],[Month]])*(Profiles[Hour Ending]=Supply[[#This Row],[Hour Ending]]),0),MATCH(Supply[[#This Row],[Unit Category]],Profiles[#Headers],0))","v":13541.379999999997}]
[3,"Storage",12,{"$f":"INDEX(NQC[NQC MW],MATCH(1,(NQC[Month]=Supply[[#This Row],[Month]])*(NQC[Unit Category]=Supply[[#This Row],[Unit Category]]),0))*INDEX(Profiles[],MATCH(1,(Profiles[Month]=Supply[[#This Row],[Month]])*(Profiles[Hour Ending]=Supply[[#This Row],[Hour Ending]]),0),MATCH(Supply[[#This Row],[Unit Category]],Profiles[#Headers],0))","v":13541.379999999997}]
[3,"Storage",13,{"$f":"INDEX(NQC[NQC MW],MATCH(1,(NQC[Month]=Supply[[#This Row],[Month]])*(NQC[Unit Category]=Supply[[#This Row],[Unit Category]]),0))*INDEX(Profiles[],MATCH(1,(Profiles[Month]=Supply[[#This Row],[Month]])*(Profiles[Hour Ending]=Supply[[#This Row],[Hour Ending]]),0),MATCH(Supply[[#This Row],[Unit Category]],Profiles[#Headers],0))","v":13541.379999999997}]
[3,"Storage",14,{"$f":"INDEX(NQC[NQC MW],MATCH(1,(NQC[Month]=Supply[[#This Row],[Month]])*(NQC[Unit Category]=Supply[[#This Row],[Unit Category]]),0))*INDEX(Profiles[],MATCH(1,(Profiles[Month]=Supply[[#This Row],[Month]])*(Profiles[Hour Ending]=Supply[[#This Row],[Hour Ending]]),0),MATCH(Supply[[#This Row],[Unit Category]],Profiles[#Headers],0))","v":13541.379999999997}]
[3,"Storage",15,{"$f":"INDEX(NQC[NQC MW],MATCH(1,(NQC[Month]=Supply[[#This Row],[Month]])*(NQC[Unit Category]=Supply[[#This Row],[Unit Category]]),0))*INDEX(Profiles[],MATCH(1,(Profiles[Month]=Supply[[#This Row],[Month]])*(Profiles[Hour Ending]=Supply[[#This Row],[Hour Ending]]),0),MATCH(Supply[[#This Row],[Unit Category]],Profiles[#Headers],0))","v":13541.379999999997}]
[3,"Storage",16,{"$f":"INDEX(NQC[NQC MW],MATCH(1,(NQC[Month]=Supply[[#This Row],[Month]])*(NQC[Unit Category]=Supply[[#This Row],[Unit Category]]),0))*INDEX(Profiles[],MATCH(1,(Profiles[Month]=Supply[[#This Row],[Month]])*(Profiles[Hour Ending]=Supply[[#This Row],[Hour Ending]]),0),MATCH(Supply[[#This Row],[Unit Category]],Profiles[#Headers],0))","v":13541.379999999997}]
[3,"Storage",17,{"$f":"INDEX(NQC[NQC MW],MATCH(1,(NQC[Month]=Supply[[#This Row],[Month]])*(NQC[Unit Category]=Supply[[#This Row],[Unit Category]]),0))*INDEX(Profiles[],MATCH(1,(Profiles[Month]=Supply[[#This Row],[Month]])*(Profiles[Hour Ending]=Supply[[#This Row],[Hour Ending]]),0),MATCH(Supply[[#This Row],[Unit Category]],Profiles[#Headers],0))","v":13541.379999999997}]
[3,"Storage",18,{"$f":"INDEX(NQC[NQC MW],MATCH(1,(NQC[Month]=Supply[[#This Row],[Month]])*(NQC[Unit Category]=Supply[[#This Row],[Unit Category]]),0))*INDEX(Profiles[],MATCH(1,(Profiles[Month]=Supply[[#This Row],[Month]])*(Profiles[Hour Ending]=Supply[[#This Row],[Hour Ending]]),0),MATCH(Supply[[#This Row],[Unit Category]],Profiles[#Headers],0))","v":13541.379999999997}]
[3,"Storage",19,{"$f":"INDEX(NQC[NQC MW],MATCH(1,(NQC[Month]=Supply[[#This Row],[Month]])*(NQC[Unit Category]=Supply[[#This Row],[Unit Category]]),0))*INDEX(Profiles[],MATCH(1,(Profiles[Month]=Supply[[#This Row],[Month]])*(Profiles[Hour Ending]=Supply[[#This Row],[Hour Ending]]),0),MATCH(Supply[[#This Row],[Unit Category]],Profiles[#Headers],0))","v":13541.379999999997}]
[3,"Storage",20,{"$f":"INDEX(NQC[NQC MW],MATCH(1,(NQC[Month]=Supply[[#This Row],[Month]])*(NQC[Unit Category]=Supply[[#This Row],[Unit Category]]),0))*INDEX(Profiles[],MATCH(1,(Profiles[Month]=Supply[[#This Row],[Month]])*(Profiles[Hour Ending]=Supply[[#This Row],[Hour Ending]]),0),MATCH(Supply[[#This Row],[Unit Category]],Profiles[#Headers],0))","v":13541.379999999997}]
[3,"Storage",21,{"$f":"INDEX(NQC[NQC MW],MATCH(1,(NQC[Month]=Supply[[#This Row],[Month]])*(NQC[Unit Category]=Supply[[#This Row],[Unit Category]]),0))*INDEX(Profiles[],MATCH(1,(Profiles[Month]=Supply[[#This Row],[Month]])*(Profiles[Hour Ending]=Supply[[#This Row],[Hour Ending]]),0),MATCH(Supply[[#This Row],[Unit Category]],Profiles[#Headers],0))","v":13541.379999999997}]
[3,"Storage",22,{"$f":"INDEX(NQC[NQC MW],MATCH(1,(NQC[Month]=Supply[[#This Row],[Month]])*(NQC[Unit Category]=Supply[[#This Row],[Unit Category]]),0))*INDEX(Profiles[],MATCH(1,(Profiles[Month]=Supply[[#This Row],[Month]])*(Profiles[Hour Ending]=Supply[[#This Row],[Hour Ending]]),0),MATCH(Supply[[#This Row],[Unit Category]],Profiles[#Headers],0))","v":13541.379999999997}]
[3,"Storage",23,{"$f":"INDEX(NQC[NQC MW],MATCH(1,(NQC[Month]=Supply[[#This Row],[Month]])*(NQC[Unit Category]=Supply[[#This Row],[Unit Category]]),0))*INDEX(Profiles[],MATCH(1,(Profiles[Month]=Supply[[#This Row],[Month]])*(Profiles[Hour Ending]=Supply[[#This Row],[Hour Ending]]),0),MATCH(Supply[[#This Row],[Unit Category]],Profiles[#Headers],0))","v":13541.379999999997}]
[3,"Storage",24,{"$f":"INDEX(NQC[NQC MW],MATCH(1,(NQC[Month]=Supply[[#This Row],[Month]])*(NQC[Unit Category]=Supply[[#This Row],[Unit Category]]),0))*INDEX(Profiles[],MATCH(1,(Profiles[Month]=Supply[[#This Row],[Month]])*(Profiles[Hour Ending]=Supply[[#This Row],[Hour Ending]]),0),MATCH(Supply[[#This Row],[Unit Category]],Profiles[#Headers],0))","v":13541.379999999997}]
[3,"Solar Fixed_Norcal",1,{"$f":"INDEX(NQC[NQC MW],MATCH(1,(NQC[Month]=Supply[[#This Row],[Month]])*(NQC[Unit Category]=Supply[[#This Row],[Unit Category]]),0))*INDEX(Profiles[],MATCH(1,(Profiles[Month]=Supply[[#This Row],[Month]])*(Profiles[Hour Ending]=Supply[[#This Row],[Hour Ending]]),0),MATCH(Supply[[#This Row],[Unit Category]],Profiles[#Headers],0))","v":0}]
[3,"Solar Fixed_Norcal",2,{"$f":"INDEX(NQC[NQC MW],MATCH(1,(NQC[Month]=Supply[[#This Row],[Month]])*(NQC[Unit Category]=Supply[[#This Row],[Unit Category]]),0))*INDEX(Profiles[],MATCH(1,(Profiles[Month]=Supply[[#This Row],[Month]])*(Profiles[Hour Ending]=Supply[[#This Row],[Hour Ending]]),0),MATCH(Supply[[#This Row],[Unit Category]],Profiles[#Headers],0))","v":0}]
[3,"Solar Fixed_Norcal",3,{"$f":"INDEX(NQC[NQC MW],MATCH(1,(NQC[Month]=Supply[[#This Row],[Month]])*(NQC[Unit Category]=Supply[[#This Row],[Unit Category]]),0))*INDEX(Profiles[],MATCH(1,(Profiles[Month]=Supply[[#This Row],[Month]])*(Profiles[Hour Ending]=Supply[[#This Row],[Hour Ending]]),0),MATCH(Supply[[#This Row],[Unit Category]],Profiles[#Headers],0))","v":0}]
[3,"Solar Fixed_Norcal",4,{"$f":"INDEX(NQC[NQC MW],MATCH(1,(NQC[Month]=Supply[[#This Row],[Month]])*(NQC[Unit Category]=Supply[[#This Row],[Unit Category]]),0))*INDEX(Profiles[],MATCH(1,(Profiles[Month]=Supply[[#This Row],[Month]])*(Profiles[Hour Ending]=Supply[[#This Row],[Hour Ending]]),0),MATCH(Supply[[#This Row],[Unit Category]],Profiles[#Headers],0))","v":0}]
[3,"Solar Fixed_Norcal",5,{"$f":"INDEX(NQC[NQC MW],MATCH(1,(NQC[Month]=Supply[[#This Row],[Month]])*(NQC[Unit Category]=Supply[[#This Row],[Unit Category]]),0))*INDEX(Profiles[],MATCH(1,(Profiles[Month]=Supply[[#This Row],[Month]])*(Profiles[Hour Ending]=Supply[[#This Row],[Hour Ending]]),0),MATCH(Supply[[#This Row],[Unit Category]],Profiles[#Headers],0))","v":0}]
[3,"Solar Fixed_Norcal",6,{"$f":"INDEX(NQC[NQC MW],MATCH(1,(NQC[Month]=Supply[[#This Row],[Month]])*(NQC[Unit Category]=Supply[[#This Row],[Unit Category]]),0))*INDEX(Profiles[],MATCH(1,(Profiles[Month]=Supply[[#This Row],[Month]])*(Profiles[Hour Ending]=Supply[[#This Row],[Hour Ending]]),0),MATCH(Supply[[#This Row],[Unit Category]],Profiles[#Headers],0))","v":0}]
[3,"Solar Fixed_Norcal",7,{"$f":"INDEX(NQC[NQC MW],MATCH(1,(NQC[Month]=Supply[[#This Row],[Month]])*(NQC[Unit Category]=Supply[[#This Row],[Unit Category]]),0))*INDEX(Profiles[],MATCH(1,(Profiles[Month]=Supply[[#This Row],[Month]])*(Profiles[Hour Ending]=Supply[[#This Row],[Hour Ending]]),0),MATCH(Supply[[#This Row],[Unit Category]],Profiles[#Headers],0))","v":48.644605237055131}]
[3,"Solar Fixed_Norcal",8,{"$f":"INDEX(NQC[NQC MW],MATCH(1,(NQC[Month]=Supply[[#This Row],[Month]])*(NQC[Unit Category]=Supply[[#This Row],[Unit Category]]),0))*INDEX(Profiles[],MATCH(1,(Profiles[Month]=Supply[[#This Row],[Month]])*(Profiles[Hour Ending]=Supply[[#This Row],[Hour Ending]]),0),MATCH(Supply[[#This Row],[Unit Category]],Profiles[#Headers],0))","v":529.54860480521847}]
[3,"Solar Fixed_Norcal",9,{"$f":"INDEX(NQC[NQC MW],MATCH(1,(NQC[Month]=Supply[[#This Row],[Month]])*(NQC[Unit Category]=Supply[[#This Row],[Unit Category]]),0))*INDEX(Profiles[],MATCH(1,(Profiles[Month]=Supply[[#This Row],[Month]])*(Profiles[Hour Ending]=Supply[[#This Row],[Hour Ending]]),0),MATCH(Supply[[#This Row],[Unit Category]],Profiles[#Headers],0))","v":1011.300816712092}]
[3,"Solar Fixed_Norcal",10,{"$f":"INDEX(NQC[NQC MW],MATCH(1,(NQC[Month]=Supply[[#This Row],[Month]])*(NQC[Unit Category]=Supply[[#This Row],[Unit Category]]),0))*INDEX(Profiles[],MATCH(1,(Profiles[Month]=Supply[[#This Row],[Month]])*(Profiles[Hour Ending]=Supply[[#This Row],[Hour Ending]]),0),MATCH(Supply[[#This Row],[Unit Category]],Profiles[#Headers],0))","v":1183.1618519956849}]
[3,"Solar Fixed_Norcal",11,{"$f":"INDEX(NQC[NQC MW],MATCH(1,(NQC[Month]=Supply[[#This Row],[Month]])*(NQC[Unit Category]=Supply[[#This Row],[Unit Category]]),0))*INDEX(Profiles[],MATCH(1,(Profiles[Month]=Supply[[#This Row],[Month]])*(Profiles[Hour Ending]=Supply[[#This Row],[Hour Ending]]),0),MATCH(Supply[[#This Row],[Unit Category]],Profiles[#Headers],0))","v":1215.9309075754579}]
[3,"Solar Fixed_Norcal",12,{"$f":"INDEX(NQC[NQC MW],MATCH(1,(NQC[Month]=Supply[[#This Row],[Month]])*(NQC[Unit Category]=Supply[[#This Row],[Unit Category]]),0))*INDEX(Profiles[],MATCH(1,(Profiles[Month]=Supply[[#This Row],[Month]])*(Profiles[Hour Ending]=Supply[[#This Row],[Hour Ending]]),0),MATCH(Supply[[#This Row],[Unit Category]],Profiles[#Headers],0))","v":1190.3643098454183}]
[3,"Solar Fixed_Norcal",13,{"$f":"INDEX(NQC[NQC MW],MATCH(1,(NQC[Month]=Supply[[#This Row],[Month]])*(NQC[Unit Category]=Supply[[#This Row],[Unit Category]]),0))*INDEX(Profiles[],MATCH(1,(Profiles[Month]=Supply[[#This Row],[Month]])*(Profiles[Hour Ending]=Supply[[#This Row],[Hour Ending]]),0),MATCH(Supply[[#This Row],[Unit Category]],Profiles[#Headers],0))","v":1222.7709948346433}]
[3,"Solar Fixed_Norcal",14,{"$f":"INDEX(NQC[NQC MW],MATCH(1,(NQC[Month]=Supply[[#This Row],[Month]])*(NQC[Unit Category]=Supply[[#This Row],[Unit Category]]),0))*INDEX(Profiles[],MATCH(1,(Profiles[Month]=Supply[[#This Row],[Month]])*(Profiles[Hour Ending]=Supply[[#This Row],[Hour Ending]]),0),MATCH(Supply[[#This Row],[Unit Category]],Profiles[#Headers],0))","v":1190.1216586816086}]
[3,"Solar Fixed_Norcal",15,{"$f":"INDEX(NQC[NQC MW],MATCH(1,(NQC[Month]=Supply[[#This Row],[Month]])*(NQC[Unit Category]=Supply[[#This Row],[Unit Category]]),0))*INDEX(Profiles[],MATCH(1,(Profiles[Month]=Supply[[#This Row],[Month]])*(Profiles[Hour Ending]=Supply[[#This Row],[Hour Ending]]),0),MATCH(Supply[[#This Row],[Unit Category]],Profiles[#Headers],0))","v":1079.3093330609904}]
[3,"Solar Fixed_Norcal",16,{"$f":"INDEX(NQC[NQC MW],MATCH(1,(NQC[Month]=Supply[[#This Row],[Month]])*(NQC[Unit Category]=Supply[[#This Row],[Unit Category]]),0))*INDEX(Profiles[],MATCH(1,(Profiles[Month]=Supply[[#This Row],[Month]])*(Profiles[Hour Ending]=Supply[[#This Row],[Hour Ending]]),0),MATCH(Supply[[#This Row],[Unit Category]],Profiles[#Headers],0))","v":893.06865439214243}]
[3,"Solar Fixed_Norcal",17,{"$f":"INDEX(NQC[NQC MW],MATCH(1,(NQC[Month]=Supply[[#This Row],[Month]])*(NQC[Unit Category]=Supply[[#This Row],[Unit Category]]),0))*INDEX(Profiles[],MATCH(1,(Profiles[Month]=Supply[[#This Row],[Month]])*(Profiles[Hour Ending]=Supply[[#This Row],[Hour Ending]]),0),MATCH(Supply[[#This Row],[Unit Category]],Profiles[#Headers],0))","v":611.50578473956102}]
[3,"Solar Fixed_Norcal",18,{"$f":"INDEX(NQC[NQC MW],MATCH(1,(NQC[Month]=Supply[[#This Row],[Month]])*(NQC[Unit Category]=Supply[[#This Row],[Unit Category]]),0))*INDEX(Profiles[],MATCH(1,(Profiles[Month]=Supply[[#This Row],[Month]])*(Profiles[Hour Ending]=Supply[[#This Row],[Hour Ending]]),0),MATCH(Supply[[#This Row],[Unit Category]],Profiles[#Headers],0))","v":150.04954441497182}]
[3,"Solar Fixed_Norcal",19,{"$f":"INDEX(NQC[NQC MW],MATCH(1,(NQC[Month]=Supply[[#This Row],[Month]])*(NQC[Unit Category]=Supply[[#This Row],[Unit Category]]),0))*INDEX(Profiles[],MATCH(1,(Profiles[Month]=Supply[[#This Row],[Month]])*(Profiles[Hour Ending]=Supply[[#This Row],[Hour Ending]]),0),MATCH(Supply[[#This Row],[Unit Category]],Profiles[#Headers],0))","v":0.41633823493259836}]
[3,"Solar Fixed_Norcal",20,{"$f":"INDEX(NQC[NQC MW],MATCH(1,(NQC[Month]=Supply[[#This Row],[Month]])*(NQC[Unit Category]=Supply[[#This Row],[Unit Category]]),0))*INDEX(Profiles[],MATCH(1,(Profiles[Month]=Supply[[#This Row],[Month]])*(Profiles[Hour Ending]=Supply[[#This Row],[Hour Ending]]),0),MATCH(Supply[[#This Row],[Unit Category]],Profiles[#Headers],0))","v":0}]
[3,"Solar Fixed_Norcal",21,{"$f":"INDEX(NQC[NQC MW],MATCH(1,(NQC[Month]=Supply[[#This Row],[Month]])*(NQC[Unit Category]=Supply[[#This Row],[Unit Category]]),0))*INDEX(Profiles[],MATCH(1,(Profiles[Month]=Supply[[#This Row],[Month]])*(Profiles[Hour Ending]=Supply[[#This Row],[Hour Ending]]),0),MATCH(Supply[[#This Row],[Unit Category]],Profiles[#Headers],0))","v":0}]
[3,"Solar Fixed_Norcal",22,{"$f":"INDEX(NQC[NQC MW],MATCH(1,(NQC[Month]=Supply[[#This Row],[Month]])*(NQC[Unit Category]=Supply[[#This Row],[Unit Category]]),0))*INDEX(Profiles[],MATCH(1,(Profiles[Month]=Supply[[#This Row],[Month]])*(Profiles[Hour Ending]=Supply[[#This Row],[Hour Ending]]),0),MATCH(Supply[[#This Row],[Unit Category]],Profiles[#Headers],0))","v":0}]
[3,"Solar Fixed_Norcal",23,{"$f":"INDEX(NQC[NQC MW],MATCH(1,(NQC[Month]=Supply[[#This Row],[Month]])*(NQC[Unit Category]=Supply[[#This Row],[Unit Category]]),0))*INDEX(Profiles[],MATCH(1,(Profiles[Month]=Supply[[#This Row],[Month]])*(Profiles[Hour Ending]=Supply[[#This Row],[Hour Ending]]),0),MATCH(Supply[[#This Row],[Unit Category]],Profiles[#Headers],0))","v":0}]
[3,"Solar Fixed_Norcal",24,{"$f":"INDEX(NQC[NQC MW],MATCH(1,(NQC[Month]=Supply[[#This Row],[Month]])*(NQC[Unit Category]=Supply[[#This Row],[Unit Category]]),0))*INDEX(Profiles[],MATCH(1,(Profiles[Month]=Supply[[#This Row],[Month]])*(Profiles[Hour Ending]=Supply[[#This Row],[Hour Ending]]),0),MATCH(Supply[[#This Row],[Unit Category]],Profiles[#Headers],0))","v":0}]
[3,"Solar Fixed_Socal",1,{"$f":"INDEX(NQC[NQC MW],MATCH(1,(NQC[Month]=Supply[[#This Row],[Month]])*(NQC[Unit Category]=Supply[[#This Row],[Unit Category]]),0))*INDEX(Profiles[],MATCH(1,(Profiles[Month]=Supply[[#This Row],[Month]])*(Profiles[Hour Ending]=Supply[[#This Row],[Hour Ending]]),0),MATCH(Supply[[#This Row],[Unit Category]],Profiles[#Headers],0))","v":-4.7868557337214243E-3}]
[3,"Solar Fixed_Socal",2,{"$f":"INDEX(NQC[NQC MW],MATCH(1,(NQC[Month]=Supply[[#This Row],[Month]])*(NQC[Unit Category]=Supply[[#This Row],[Unit Category]]),0))*INDEX(Profiles[],MATCH(1,(Profiles[Month]=Supply[[#This Row],[Month]])*(Profiles[Hour Ending]=Supply[[#This Row],[Hour Ending]]),0),MATCH(Supply[[#This Row],[Unit Category]],Profiles[#Headers],0))","v":-6.4852255844681968E-3}]
[3,"Solar Fixed_Socal",3,{"$f":"INDEX(NQC[NQC MW],MATCH(1,(NQC[Month]=Supply[[#This Row],[Month]])*(NQC[Unit Category]=Supply[[#This Row],[Unit Category]]),0))*INDEX(Profiles[],MATCH(1,(Profiles[Month]=Supply[[#This Row],[Month]])*(Profiles[Hour Ending]=Supply[[#This Row],[Hour Ending]]),0),MATCH(Supply[[#This Row],[Unit Category]],Profiles[#Headers],0))","v":-8.0129412909074934E-3}]
[3,"Solar Fixed_Socal",4,{"$f":"INDEX(NQC[NQC MW],MATCH(1,(NQC[Month]=Supply[[#This Row],[Month]])*(NQC[Unit Category]=Supply[[#This Row],[Unit Category]]),0))*INDEX(Profiles[],MATCH(1,(Profiles[Month]=Supply[[#This Row],[Month]])*(Profiles[Hour Ending]=Supply[[#This Row],[Hour Ending]]),0),MATCH(Supply[[#This Row],[Unit Category]],Profiles[#Headers],0))","v":-7.8019901923993213E-3}]
[3,"Solar Fixed_Socal",5,{"$f":"INDEX(NQC[NQC MW],MATCH(1,(NQC[Month]=Supply[[#This Row],[Month]])*(NQC[Unit Category]=Supply[[#This Row],[Unit Category]]),0))*INDEX(Profiles[],MATCH(1,(Profiles[Month]=Supply[[#This Row],[Month]])*(Profiles[Hour Ending]=Supply[[#This Row],[Hour Ending]]),0),MATCH(Supply[[#This Row],[Unit Category]],Profiles[#Headers],0))","v":-7.8067178491803861E-3}]
[3,"Solar Fixed_Socal",6,{"$f":"INDEX(NQC[NQC MW],MATCH(1,(NQC[Month]=Supply[[#This Row],[Month]])*(NQC[Unit Category]=Supply[[#This Row],[Unit Category]]),0))*INDEX(Profiles[],MATCH(1,(Profiles[Month]=Supply[[#This Row],[Month]])*(Profiles[Hour Ending]=Supply[[#This Row],[Hour Ending]]),0),MATCH(Supply[[#This Row],[Unit Category]],Profiles[#Headers],0))","v":0.53113100535009206}]
[3,"Solar Fixed_Socal",7,{"$f":"INDEX(NQC[NQC MW],MATCH(1,(NQC[Month]=Supply[[#This Row],[Month]])*(NQC[Unit Category]=Supply[[#This Row],[Unit Category]]),0))*INDEX(Profiles[],MATCH(1,(Profiles[Month]=Supply[[#This Row],[Month]])*(Profiles[Hour Ending]=Supply[[#This Row],[Hour Ending]]),0),MATCH(Supply[[#This Row],[Unit Category]],Profiles[#Headers],0))","v":305.81173254177565}]
[3,"Solar Fixed_Socal",8,{"$f":"INDEX(NQC[NQC MW],MATCH(1,(NQC[Month]=Supply[[#This Row],[Month]])*(NQC[Unit Category]=Supply[[#This Row],[Unit Category]]),0))*INDEX(Profiles[],MATCH(1,(Profiles[Month]=Supply[[#This Row],[Month]])*(Profiles[Hour Ending]=Supply[[#This Row],[Hour Ending]]),0),MATCH(Supply[[#This Row],[Unit Category]],Profiles[#Headers],0))","v":1614.0600433672571}]
[3,"Solar Fixed_Socal",9,{"$f":"INDEX(NQC[NQC MW],MATCH(1,(NQC[Month]=Supply[[#This Row],[Month]])*(NQC[Unit Category]=Supply[[#This Row],[Unit Category]]),0))*INDEX(Profiles[],MATCH(1,(Profiles[Month]=Supply[[#This Row],[Month]])*(Profiles[Hour Ending]=Supply[[#This Row],[Hour Ending]]),0),MATCH(Supply[[#This Row],[Unit Category]],Profiles[#Headers],0))","v":2502.0370125850454}]
[3,"Solar Fixed_Socal",10,{"$f":"INDEX(NQC[NQC MW],MATCH(1,(NQC[Month]=Supply[[#This Row],[Month]])*(NQC[Unit Category]=Supply[[#This Row],[Unit Category]]),0))*INDEX(Profiles[],MATCH(1,(Profiles[Month]=Supply[[#This Row],[Month]])*(Profiles[Hour Ending]=Supply[[#This Row],[Hour Ending]]),0),MATCH(Supply[[#This Row],[Unit Category]],Profiles[#Headers],0))","v":2851.3102344150802}]
[3,"Solar Fixed_Socal",11,{"$f":"INDEX(NQC[NQC MW],MATCH(1,(NQC[Month]=Supply[[#This Row],[Month]])*(NQC[Unit Category]=Supply[[#This Row],[Unit Category]]),0))*INDEX(Profiles[],MATCH(1,(Profiles[Month]=Supply[[#This Row],[Month]])*(Profiles[Hour Ending]=Supply[[#This Row],[Hour Ending]]),0),MATCH(Supply[[#This Row],[Unit Category]],Profiles[#Headers],0))","v":2914.819004564501}]
[3,"Solar Fixed_Socal",12,{"$f":"INDEX(NQC[NQC MW],MATCH(1,(NQC[Month]=Supply[[#This Row],[Month]])*(NQC[Unit Category]=Supply[[#This Row],[Unit Category]]),0))*INDEX(Profiles[],MATCH(1,(Profiles[Month]=Supply[[#This Row],[Month]])*(Profiles[Hour Ending]=Supply[[#This Row],[Hour Ending]]),0),MATCH(Supply[[#This Row],[Unit Category]],Profiles[#Headers],0))","v":2954.6067717682945}]
[3,"Solar Fixed_Socal",13,{"$f":"INDEX(NQC[NQC MW],MATCH(1,(NQC[Month]=Supply[[#This Row],[Month]])*(NQC[Unit Category]=Supply[[#This Row],[Unit Category]]),0))*INDEX(Profiles[],MATCH(1,(Profiles[Month]=Supply[[#This Row],[Month]])*(Profiles[Hour Ending]=Supply[[#This Row],[Hour Ending]]),0),MATCH(Supply[[#This Row],[Unit Category]],Profiles[#Headers],0))","v":2831.9864083298439}]
[3,"Solar Fixed_Socal",14,{"$f":"INDEX(NQC[NQC MW],MATCH(1,(NQC[Month]=Supply[[#This Row],[Month]])*(NQC[Unit Category]=Supply[[#This Row],[Unit Category]]),0))*INDEX(Profiles[],MATCH(1,(Profiles[Month]=Supply[[#This Row],[Month]])*(Profiles[Hour Ending]=Supply[[#This Row],[Hour Ending]]),0),MATCH(Supply[[#This Row],[Unit Category]],Profiles[#Headers],0))","v":2678.3712009557544}]
[3,"Solar Fixed_Socal",15,{"$f":"INDEX(NQC[NQC MW],MATCH(1,(NQC[Month]=Supply[[#This Row],[Month]])*(NQC[Unit Category]=Supply[[#This Row],[Unit Category]]),0))*INDEX(Profiles[],MATCH(1,(Profiles[Month]=Supply[[#This Row],[Month]])*(Profiles[Hour Ending]=Supply[[#This Row],[Hour Ending]]),0),MATCH(Supply[[#This Row],[Unit Category]],Profiles[#Headers],0))","v":2415.1097027743845}]
[3,"Solar Fixed_Socal",16,{"$f":"INDEX(NQC[NQC MW],MATCH(1,(NQC[Month]=Supply[[#This Row],[Month]])*(NQC[Unit Category]=Supply[[#This Row],[Unit Category]]),0))*INDEX(Profiles[],MATCH(1,(Profiles[Month]=Supply[[#This Row],[Month]])*(Profiles[Hour Ending]=Supply[[#This Row],[Hour Ending]]),0),MATCH(Supply[[#This Row],[Unit Category]],Profiles[#Headers],0))","v":1964.7557898328678}]
[3,"Solar Fixed_Socal",17,{"$f":"INDEX(NQC[NQC MW],MATCH(1,(NQC[Month]=Supply[[#This Row],[Month]])*(NQC[Unit Category]=Supply[[#This Row],[Unit Category]]),0))*INDEX(Profiles[],MATCH(1,(Profiles[Month]=Supply[[#This Row],[Month]])*(Profiles[Hour Ending]=Supply[[#This Row],[Hour Ending]]),0),MATCH(Supply[[#This Row],[Unit Category]],Profiles[#Headers],0))","v":1059.4856291073029}]
[3,"Solar Fixed_Socal",18,{"$f":"INDEX(NQC[NQC MW],MATCH(1,(NQC[Month]=Supply[[#This Row],[Month]])*(NQC[Unit Category]=Supply[[#This Row],[Unit Category]]),0))*INDEX(Profiles[],MATCH(1,(Profiles[Month]=Supply[[#This Row],[Month]])*(Profiles[Hour Ending]=Supply[[#This Row],[Hour Ending]]),0),MATCH(Supply[[#This Row],[Unit Category]],Profiles[#Headers],0))","v":140.37870274529939}]
[3,"Solar Fixed_Socal",19,{"$f":"INDEX(NQC[NQC MW],MATCH(1,(NQC[Month]=Supply[[#This Row],[Month]])*(NQC[Unit Category]=Supply[[#This Row],[Unit Category]]),0))*INDEX(Profiles[],MATCH(1,(Profiles[Month]=Supply[[#This Row],[Month]])*(Profiles[Hour Ending]=Supply[[#This Row],[Hour Ending]]),0),MATCH(Supply[[#This Row],[Unit Category]],Profiles[#Headers],0))","v":8.2508531142422556E-2}]
[3,"Solar Fixed_Socal",20,{"$f":"INDEX(NQC[NQC MW],MATCH(1,(NQC[Month]=Supply[[#This Row],[Month]])*(NQC[Unit Category]=Supply[[#This Row],[Unit Category]]),0))*INDEX(Profiles[],MATCH(1,(Profiles[Month]=Supply[[#This Row],[Month]])*(Profiles[Hour Ending]=Supply[[#This Row],[Hour Ending]]),0),MATCH(Supply[[#This Row],[Unit Category]],Profiles[#Headers],0))","v":1.6694550392975158E-2}]
[3,"Solar Fixed_Socal",21,{"$f":"INDEX(NQC[NQC MW],MATCH(1,(NQC[Month]=Supply[[#This Row],[Month]])*(NQC[Unit Category]=Supply[[#This Row],[Unit Category]]),0))*INDEX(Profiles[],MATCH(1,(Profiles[Month]=Supply[[#This Row],[Month]])*(Profiles[Hour Ending]=Supply[[#This Row],[Hour Ending]]),0),MATCH(Supply[[#This Row],[Unit Category]],Profiles[#Headers],0))","v":1.4869284356182903E-2}]
[3,"Solar Fixed_Socal",22,{"$f":"INDEX(NQC[NQC MW],MATCH(1,(NQC[Month]=Supply[[#This Row],[Month]])*(NQC[Unit Category]=Supply[[#This Row],[Unit Category]]),0))*INDEX(Profiles[],MATCH(1,(Profiles[Month]=Supply[[#This Row],[Month]])*(Profiles[Hour Ending]=Supply[[#This Row],[Hour Ending]]),0),MATCH(Supply[[#This Row],[Unit Category]],Profiles[#Headers],0))","v":9.6604297816078981E-3}]
[3,"Solar Fixed_Socal",23,{"$f":"INDEX(NQC[NQC MW],MATCH(1,(NQC[Month]=Supply[[#This Row],[Month]])*(NQC[Unit Category]=Supply[[#This Row],[Unit Category]]),0))*INDEX(Profiles[],MATCH(1,(Profiles[Month]=Supply[[#This Row],[Month]])*(Profiles[Hour Ending]=Supply[[#This Row],[Hour Ending]]),0),MATCH(Supply[[#This Row],[Unit Category]],Profiles[#Headers],0))","v":3.8586965855165875E-3}]
[3,"Solar Fixed_Socal",24,{"$f":"INDEX(NQC[NQC MW],MATCH(1,(NQC[Month]=Supply[[#This Row],[Month]])*(NQC[Unit Category]=Supply[[#This Row],[Unit Category]]),0))*INDEX(Profiles[],MATCH(1,(Profiles[Month]=Supply[[#This Row],[Month]])*(Profiles[Hour Ending]=Supply[[#This Row],[Hour Ending]]),0),MATCH(Supply[[#This Row],[Unit Category]],Profiles[#Headers],0))","v":-1.3619342646102432E-3}]
[3,"Solar Thermal_Norcal",1,{"$f":"INDEX(NQC[NQC MW],MATCH(1,(NQC[Month]=Supply[[#This Row],[Month]])*(NQC[Unit Category]=Supply[[#This Row],[Unit Category]]),0))*INDEX(Profiles[],MATCH(1,(Profiles[Month]=Supply[[#This Row],[Month]])*(Profiles[Hour Ending]=Supply[[#This Row],[Hour Ending]]),0),MATCH(Supply[[#This Row],[Unit Category]],Profiles[#Headers],0))","v":0}]
[3,"Solar Thermal_Norcal",2,{"$f":"INDEX(NQC[NQC MW],MATCH(1,(NQC[Month]=Supply[[#This Row],[Month]])*(NQC[Unit Category]=Supply[[#This Row],[Unit Category]]),0))*INDEX(Profiles[],MATCH(1,(Profiles[Month]=Supply[[#This Row],[Month]])*(Profiles[Hour Ending]=Supply[[#This Row],[Hour Ending]]),0),MATCH(Supply[[#This Row],[Unit Category]],Profiles[#Headers],0))","v":0}]
[3,"Solar Thermal_Norcal",3,{"$f":"INDEX(NQC[NQC MW],MATCH(1,(NQC[Month]=Supply[[#This Row],[Month]])*(NQC[Unit Category]=Supply[[#This Row],[Unit Category]]),0))*INDEX(Profiles[],MATCH(1,(Profiles[Month]=Supply[[#This Row],[Month]])*(Profiles[Hour Ending]=Supply[[#This Row],[Hour Ending]]),0),MATCH(Supply[[#This Row],[Unit Category]],Profiles[#Headers],0))","v":0}]
[3,"Solar Thermal_Norcal",4,{"$f":"INDEX(NQC[NQC MW],MATCH(1,(NQC[Month]=Supply[[#This Row],[Month]])*(NQC[Unit Category]=Supply[[#This Row],[Unit Category]]),0))*INDEX(Profiles[],MATCH(1,(Profiles[Month]=Supply[[#This Row],[Month]])*(Profiles[Hour Ending]=Supply[[#This Row],[Hour Ending]]),0),MATCH(Supply[[#This Row],[Unit Category]],Profiles[#Headers],0))","v":0}]
[3,"Solar Thermal_Norcal",5,{"$f":"INDEX(NQC[NQC MW],MATCH(1,(NQC[Month]=Supply[[#This Row],[Month]])*(NQC[Unit Category]=Supply[[#This Row],[Unit Category]]),0))*INDEX(Profiles[],MATCH(1,(Profiles[Month]=Supply[[#This Row],[Month]])*(Profiles[Hour Ending]=Supply[[#This Row],[Hour Ending]]),0),MATCH(Supply[[#This Row],[Unit Category]],Profiles[#Headers],0))","v":0}]
[3,"Solar Thermal_Norcal",6,{"$f":"INDEX(NQC[NQC MW],MATCH(1,(NQC[Month]=Supply[[#This Row],[Month]])*(NQC[Unit Category]=Supply[[#This Row],[Unit Category]]),0))*INDEX(Profiles[],MATCH(1,(Profiles[Month]=Supply[[#This Row],[Month]])*(Profiles[Hour Ending]=Supply[[#This Row],[Hour Ending]]),0),MATCH(Supply[[#This Row],[Unit Category]],Profiles[#Headers],0))","v":0}]
[3,"Solar Thermal_Norcal",7,{"$f":"INDEX(NQC[NQC MW],MATCH(1,(NQC[Month]=Supply[[#This Row],[Month]])*(NQC[Unit Category]=Supply[[#This Row],[Unit Category]]),0))*INDEX(Profiles[],MATCH(1,(Profiles[Month]=Supply[[#This Row],[Month]])*(Profiles[Hour Ending]=Supply[[#This Row],[Hour Ending]]),0),MATCH(Supply[[#This Row],[Unit Category]],Profiles[#Headers],0))","v":0}]
[3,"Solar Thermal_Norcal",8,{"$f":"INDEX(NQC[NQC MW],MATCH(1,(NQC[Month]=Supply[[#This Row],[Month]])*(NQC[Unit Category]=Supply[[#This Row],[Unit Category]]),0))*INDEX(Profiles[],MATCH(1,(Profiles[Month]=Supply[[#This Row],[Month]])*(Profiles[Hour Ending]=Supply[[#This Row],[Hour Ending]]),0),MATCH(Supply[[#This Row],[Unit Category]],Profiles[#Headers],0))","v":0}]
[3,"Solar Thermal_Norcal",9,{"$f":"INDEX(NQC[NQC MW],MATCH(1,(NQC[Month]=Supply[[#This Row],[Month]])*(NQC[Unit Category]=Supply[[#This Row],[Unit Category]]),0))*INDEX(Profiles[],MATCH(1,(Profiles[Month]=Supply[[#This Row],[Month]])*(Profiles[Hour Ending]=Supply[[#This Row],[Hour Ending]]),0),MATCH(Supply[[#This Row],[Unit Category]],Profiles[#Headers],0))","v":0}]
[3,"Solar Thermal_Norcal",10,{"$f":"INDEX(NQC[NQC MW],MATCH(1,(NQC[Month]=Supply[[#This Row],[Month]])*(NQC[Unit Category]=Supply[[#This Row],[Unit Category]]),0))*INDEX(Profiles[],MATCH(1,(Profiles[Month]=Supply[[#This Row],[Month]])*(Profiles[Hour Ending]=Supply[[#This Row],[Hour Ending]]),0),MATCH(Supply[[#This Row],[Unit Category]],Profiles[#Headers],0))","v":0}]
[3,"Solar Thermal_Norcal",11,{"$f":"INDEX(NQC[NQC MW],MATCH(1,(NQC[Month]=Supply[[#This Row],[Month]])*(NQC[Unit Category]=Supply[[#This Row],[Unit Category]]),0))*INDEX(Profiles[],MATCH(1,(Profiles[Month]=Supply[[#This Row],[Month]])*(Profiles[Hour Ending]=Supply[[#This Row],[Hour Ending]]),0),MATCH(Supply[[#This Row],[Unit Category]],Profiles[#Headers],0))","v":0}]
[3,"Solar Thermal_Norcal",12,{"$f":"INDEX(NQC[NQC MW],MATCH(1,(NQC[Month]=Supply[[#This Row],[Month]])*(NQC[Unit Category]=Supply[[#This Row],[Unit Category]]),0))*INDEX(Profiles[],MATCH(1,(Profiles[Month]=Supply[[#This Row],[Month]])*(Profiles[Hour Ending]=Supply[[#This Row],[Hour Ending]]),0),MATCH(Supply[[#This Row],[Unit Category]],Profiles[#Headers],0))","v":0}]
[3,"Solar Thermal_Norcal",13,{"$f":"INDEX(NQC[NQC MW],MATCH(1,(NQC[Month]=Supply[[#This Row],[Month]])*(NQC[Unit Category]=Supply[[#This Row],[Unit Category]]),0))*INDEX(Profiles[],MATCH(1,(Profiles[Month]=Supply[[#This Row],[Month]])*(Profiles[Hour Ending]=Supply[[#This Row],[Hour Ending]]),0),MATCH(Supply[[#This Row],[Unit Category]],Profiles[#Headers],0))","v":0}]
[3,"Solar Thermal_Norcal",14,{"$f":"INDEX(NQC[NQC MW],MATCH(1,(NQC[Month]=Supply[[#This Row],[Month]])*(NQC[Unit Category]=Supply[[#This Row],[Unit Category]]),0))*INDEX(Profiles[],MATCH(1,(Profiles[Month]=Supply[[#This Row],[Month]])*(Profiles[Hour Ending]=Supply[[#This Row],[Hour Ending]]),0),MATCH(Supply[[#This Row],[Unit Category]],Profiles[#Headers],0))","v":0}]
[3,"Solar Thermal_Norcal",15,{"$f":"INDEX(NQC[NQC MW],MATCH(1,(NQC[Month]=Supply[[#This Row],[Month]])*(NQC[Unit Category]=Supply[[#This Row],[Unit Category]]),0))*INDEX(Profiles[],MATCH(1,(Profiles[Month]=Supply[[#This Row],[Month]])*(Profiles[Hour Ending]=Supply[[#This Row],[Hour Ending]]),0),MATCH(Supply[[#This Row],[Unit Category]],Profiles[#Headers],0))","v":0}]
[3,"Solar Thermal_Norcal",16,{"$f":"INDEX(NQC[NQC MW],MATCH(1,(NQC[Month]=Supply[[#This Row],[Month]])*(NQC[Unit Category]=Supply[[#This Row],[Unit Category]]),0))*INDEX(Profiles[],MATCH(1,(Profiles[Month]=Supply[[#This Row],[Month]])*(Profiles[Hour Ending]=Supply[[#This Row],[Hour Ending]]),0),MATCH(Supply[[#This Row],[Unit Category]],Profiles[#Headers],0))","v":0}]
[3,"Solar Thermal_Norcal",17,{"$f":"INDEX(NQC[NQC MW],MATCH(1,(NQC[Month]=Supply[[#This Row],[Month]])*(NQC[Unit Category]=Supply[[#This Row],[Unit Category]]),0))*INDEX(Profiles[],MATCH(1,(Profiles[Month]=Supply[[#This Row],[Month]])*(Profiles[Hour Ending]=Supply[[#This Row],[Hour Ending]]),0),MATCH(Supply[[#This Row],[Unit Category]],Profiles[#Headers],0))","v":0}]
[3,"Solar Thermal_Norcal",18,{"$f":"INDEX(NQC[NQC MW],MATCH(1,(NQC[Month]=Supply[[#This Row],[Month]])*(NQC[Unit Category]=Supply[[#This Row],[Unit Category]]),0))*INDEX(Profiles[],MATCH(1,(Profiles[Month]=Supply[[#This Row],[Month]])*(Profiles[Hour Ending]=Supply[[#This Row],[Hour Ending]]),0),MATCH(Supply[[#This Row],[Unit Category]],Profiles[#Headers],0))","v":0}]
[3,"Solar Thermal_Norcal",19,{"$f":"INDEX(NQC[NQC MW],MATCH(1,(NQC[Month]=Supply[[#This Row],[Month]])*(NQC[Unit Category]=Supply[[#This Row],[Unit Category]]),0))*INDEX(Profiles[],MATCH(1,(Profiles[Month]=Supply[[#This Row],[Month]])*(Profiles[Hour Ending]=Supply[[#This Row],[Hour Ending]]),0),MATCH(Supply[[#This Row],[Unit Category]],Profiles[#Headers],0))","v":0}]
[3,"Solar Thermal_Norcal",20,{"$f":"INDEX(NQC[NQC MW],MATCH(1,(NQC[Month]=Supply[[#This Row],[Month]])*(NQC[Unit Category]=Supply[[#This Row],[Unit Category]]),0))*INDEX(Profiles[],MATCH(1,(Profiles[Month]=Supply[[#This Row],[Month]])*(Profiles[Hour Ending]=Supply[[#This Row],[Hour Ending]]),0),MATCH(Supply[[#This Row],[Unit Category]],Profiles[#Headers],0))","v":0}]
[3,"Solar Thermal_Norcal",21,{"$f":"INDEX(NQC[NQC MW],MATCH(1,(NQC[Month]=Supply[[#This Row],[Month]])*(NQC[Unit Category]=Supply[[#This Row],[Unit Category]]),0))*INDEX(Profiles[],MATCH(1,(Profiles[Month]=Supply[[#This Row],[Month]])*(Profiles[Hour Ending]=Supply[[#This Row],[Hour Ending]]),0),MATCH(Supply[[#This Row],[Unit Category]],Profiles[#Headers],0))","v":0}]
[3,"Solar Thermal_Norcal",22,{"$f":"INDEX(NQC[NQC MW],MATCH(1,(NQC[Month]=Supply[[#This Row],[Month]])*(NQC[Unit Category]=Supply[[#This Row],[Unit Category]]),0))*INDEX(Profiles[],MATCH(1,(Profiles[Month]=Supply[[#This Row],[Month]])*(Profiles[Hour Ending]=Supply[[#This Row],[Hour Ending]]),0),MATCH(Supply[[#This Row],[Unit Category]],Profiles[#Headers],0))","v":0}]
[3,"Solar Thermal_Norcal",23,{"$f":"INDEX(NQC[NQC MW],MATCH(1,(NQC[Month]=Supply[[#This Row],[Month]])*(NQC[Unit Category]=Supply[[#This Row],[Unit Category]]),0))*INDEX(Profiles[],MATCH(1,(Profiles[Month]=Supply[[#This Row],[Month]])*(Profiles[Hour Ending]=Supply[[#This Row],[Hour Ending]]),0),MATCH(Supply[[#This Row],[Unit Category]],Profiles[#Headers],0))","v":0}]
[3,"Solar Thermal_Norcal",24,{"$f":"INDEX(NQC[NQC MW],MATCH(1,(NQC[Month]=Supply[[#This Row],[Month]])*(NQC[Unit Category]=Supply[[#This Row],[Unit Category]]),0))*INDEX(Profiles[],MATCH(1,(Profiles[Month]=Supply[[#This Row],[Month]])*(Profiles[Hour Ending]=Supply[[#This Row],[Hour Ending]]),0),MATCH(Supply[[#This Row],[Unit Category]],Profiles[#Headers],0))","v":0}]
[3,"Solar Thermal_Socal",1,{"$f":"INDEX(NQC[NQC MW],MATCH(1,(NQC[Month]=Supply[[#This Row],[Month]])*(NQC[Unit Category]=Supply[[#This Row],[Unit Category]]),0))*INDEX(Profiles[],MATCH(1,(Profiles[Month]=Supply[[#This Row],[Month]])*(Profiles[Hour Ending]=Supply[[#This Row],[Hour Ending]]),0),MATCH(Supply[[#This Row],[Unit Category]],Profiles[#Headers],0))","v":0}]
[3,"Solar Thermal_Socal",2,{"$f":"INDEX(NQC[NQC MW],MATCH(1,(NQC[Month]=Supply[[#This Row],[Month]])*(NQC[Unit Category]=Supply[[#This Row],[Unit Category]]),0))*INDEX(Profiles[],MATCH(1,(Profiles[Month]=Supply[[#This Row],[Month]])*(Profiles[Hour Ending]=Supply[[#This Row],[Hour Ending]]),0),MATCH(Supply[[#This Row],[Unit Category]],Profiles[#Headers],0))","v":0}]
[3,"Solar Thermal_Socal",3,{"$f":"INDEX(NQC[NQC MW],MATCH(1,(NQC[Month]=Supply[[#This Row],[Month]])*(NQC[Unit Category]=Supply[[#This Row],[Unit Category]]),0))*INDEX(Profiles[],MATCH(1,(Profiles[Month]=Supply[[#This Row],[Month]])*(Profiles[Hour Ending]=Supply[[#This Row],[Hour Ending]]),0),MATCH(Supply[[#This Row],[Unit Category]],Profiles[#Headers],0))","v":0}]
[3,"Solar Thermal_Socal",4,{"$f":"INDEX(NQC[NQC MW],MATCH(1,(NQC[Month]=Supply[[#This Row],[Month]])*(NQC[Unit Category]=Supply[[#This Row],[Unit Category]]),0))*INDEX(Profiles[],MATCH(1,(Profiles[Month]=Supply[[#This Row],[Month]])*(Profiles[Hour Ending]=Supply[[#This Row],[Hour Ending]]),0),MATCH(Supply[[#This Row],[Unit Category]],Profiles[#Headers],0))","v":0}]
[3,"Solar Thermal_Socal",5,{"$f":"INDEX(NQC[NQC MW],MATCH(1,(NQC[Month]=Supply[[#This Row],[Month]])*(NQC[Unit Category]=Supply[[#This Row],[Unit Category]]),0))*INDEX(Profiles[],MATCH(1,(Profiles[Month]=Supply[[#This Row],[Month]])*(Profiles[Hour Ending]=Supply[[#This Row],[Hour Ending]]),0),MATCH(Supply[[#This Row],[Unit Category]],Profiles[#Headers],0))","v":0}]
[3,"Solar Thermal_Socal",6,{"$f":"INDEX(NQC[NQC MW],MATCH(1,(NQC[Month]=Supply[[#This Row],[Month]])*(NQC[Unit Category]=Supply[[#This Row],[Unit Category]]),0))*INDEX(Profiles[],MATCH(1,(Profiles[Month]=Supply[[#This Row],[Month]])*(Profiles[Hour Ending]=Supply[[#This Row],[Hour Ending]]),0),MATCH(Supply[[#This Row],[Unit Category]],Profiles[#Headers],0))","v":0}]
[3,"Solar Thermal_Socal",7,{"$f":"INDEX(NQC[NQC MW],MATCH(1,(NQC[Month]=Supply[[#This Row],[Month]])*(NQC[Unit Category]=Supply[[#This Row],[Unit Category]]),0))*INDEX(Profiles[],MATCH(1,(Profiles[Month]=Supply[[#This Row],[Month]])*(Profiles[Hour Ending]=Supply[[#This Row],[Hour Ending]]),0),MATCH(Supply[[#This Row],[Unit Category]],Profiles[#Headers],0))","v":0}]
[3,"Solar Thermal_Socal",8,{"$f":"INDEX(NQC[NQC MW],MATCH(1,(NQC[Month]=Supply[[#This Row],[Month]])*(NQC[Unit Category]=Supply[[#This Row],[Unit Category]]),0))*INDEX(Profiles[],MATCH(1,(Profiles[Month]=Supply[[#This Row],[Month]])*(Profiles[Hour Ending]=Supply[[#This Row],[Hour Ending]]),0),MATCH(Supply[[#This Row],[Unit Category]],Profiles[#Headers],0))","v":66.781073424860978}]
[3,"Solar Thermal_Socal",9,{"$f":"INDEX(NQC[NQC MW],MATCH(1,(NQC[Month]=Supply[[#This Row],[Month]])*(NQC[Unit Category]=Supply[[#This Row],[Unit Category]]),0))*INDEX(Profiles[],MATCH(1,(Profiles[Month]=Supply[[#This Row],[Month]])*(Profiles[Hour Ending]=Supply[[#This Row],[Hour Ending]]),0),MATCH(Supply[[#This Row],[Unit Category]],Profiles[#Headers],0))","v":340.274550117606}]
[3,"Solar Thermal_Socal",10,{"$f":"INDEX(NQC[NQC MW],MATCH(1,(NQC[Month]=Supply[[#This Row],[Month]])*(NQC[Unit Category]=Supply[[#This Row],[Unit Category]]),0))*INDEX(Profiles[],MATCH(1,(Profiles[Month]=Supply[[#This Row],[Month]])*(Profiles[Hour Ending]=Supply[[#This Row],[Hour Ending]]),0),MATCH(Supply[[#This Row],[Unit Category]],Profiles[#Headers],0))","v":449.81734572304498}]
[3,"Solar Thermal_Socal",11,{"$f":"INDEX(NQC[NQC MW],MATCH(1,(NQC[Month]=Supply[[#This Row],[Month]])*(NQC[Unit Category]=Supply[[#This Row],[Unit Category]]),0))*INDEX(Profiles[],MATCH(1,(Profiles[Month]=Supply[[#This Row],[Month]])*(Profiles[Hour Ending]=Supply[[#This Row],[Hour Ending]]),0),MATCH(Supply[[#This Row],[Unit Category]],Profiles[#Headers],0))","v":491.25851932358051}]
[3,"Solar Thermal_Socal",12,{"$f":"INDEX(NQC[NQC MW],MATCH(1,(NQC[Month]=Supply[[#This Row],[Month]])*(NQC[Unit Category]=Supply[[#This Row],[Unit Category]]),0))*INDEX(Profiles[],MATCH(1,(Profiles[Month]=Supply[[#This Row],[Month]])*(Profiles[Hour Ending]=Supply[[#This Row],[Hour Ending]]),0),MATCH(Supply[[#This Row],[Unit Category]],Profiles[#Headers],0))","v":460.83172195931752}]
[3,"Solar Thermal_Socal",13,{"$f":"INDEX(NQC[NQC MW],MATCH(1,(NQC[Month]=Supply[[#This Row],[Month]])*(NQC[Unit Category]=Supply[[#This Row],[Unit Category]]),0))*INDEX(Profiles[],MATCH(1,(Profiles[Month]=Supply[[#This Row],[Month]])*(Profiles[Hour Ending]=Supply[[#This Row],[Hour Ending]]),0),MATCH(Supply[[#This Row],[Unit Category]],Profiles[#Headers],0))","v":441.46516384535067}]
[3,"Solar Thermal_Socal",14,{"$f":"INDEX(NQC[NQC MW],MATCH(1,(NQC[Month]=Supply[[#This Row],[Month]])*(NQC[Unit Category]=Supply[[#This Row],[Unit Category]]),0))*INDEX(Profiles[],MATCH(1,(Profiles[Month]=Supply[[#This Row],[Month]])*(Profiles[Hour Ending]=Supply[[#This Row],[Hour Ending]]),0),MATCH(Supply[[#This Row],[Unit Category]],Profiles[#Headers],0))","v":460.2115685723623}]
[3,"Solar Thermal_Socal",15,{"$f":"INDEX(NQC[NQC MW],MATCH(1,(NQC[Month]=Supply[[#This Row],[Month]])*(NQC[Unit Category]=Supply[[#This Row],[Unit Category]]),0))*INDEX(Profiles[],MATCH(1,(Profiles[Month]=Supply[[#This Row],[Month]])*(Profiles[Hour Ending]=Supply[[#This Row],[Hour Ending]]),0),MATCH(Supply[[#This Row],[Unit Category]],Profiles[#Headers],0))","v":431.32578985256004}]
[3,"Solar Thermal_Socal",16,{"$f":"INDEX(NQC[NQC MW],MATCH(1,(NQC[Month]=Supply[[#This Row],[Month]])*(NQC[Unit Category]=Supply[[#This Row],[Unit Category]]),0))*INDEX(Profiles[],MATCH(1,(Profiles[Month]=Supply[[#This Row],[Month]])*(Profiles[Hour Ending]=Supply[[#This Row],[Hour Ending]]),0),MATCH(Supply[[#This Row],[Unit Category]],Profiles[#Headers],0))","v":382.88807546367724}]
[3,"Solar Thermal_Socal",17,{"$f":"INDEX(NQC[NQC MW],MATCH(1,(NQC[Month]=Supply[[#This Row],[Month]])*(NQC[Unit Category]=Supply[[#This Row],[Unit Category]]),0))*INDEX(Profiles[],MATCH(1,(Profiles[Month]=Supply[[#This Row],[Month]])*(Profiles[Hour Ending]=Supply[[#This Row],[Hour Ending]]),0),MATCH(Supply[[#This Row],[Unit Category]],Profiles[#Headers],0))","v":259.00687087306943}]
[3,"Solar Thermal_Socal",18,{"$f":"INDEX(NQC[NQC MW],MATCH(1,(NQC[Month]=Supply[[#This Row],[Month]])*(NQC[Unit Category]=Supply[[#This Row],[Unit Category]]),0))*INDEX(Profiles[],MATCH(1,(Profiles[Month]=Supply[[#This Row],[Month]])*(Profiles[Hour Ending]=Supply[[#This Row],[Hour Ending]]),0),MATCH(Supply[[#This Row],[Unit Category]],Profiles[#Headers],0))","v":92.350476391119244}]
[3,"Solar Thermal_Socal",19,{"$f":"INDEX(NQC[NQC MW],MATCH(1,(NQC[Month]=Supply[[#This Row],[Month]])*(NQC[Unit Category]=Supply[[#This Row],[Unit Category]]),0))*INDEX(Profiles[],MATCH(1,(Profiles[Month]=Supply[[#This Row],[Month]])*(Profiles[Hour Ending]=Supply[[#This Row],[Hour Ending]]),0),MATCH(Supply[[#This Row],[Unit Category]],Profiles[#Headers],0))","v":9.0630597744645575E-2}]
[3,"Solar Thermal_Socal",20,{"$f":"INDEX(NQC[NQC MW],MATCH(1,(NQC[Month]=Supply[[#This Row],[Month]])*(NQC[Unit Category]=Supply[[#This Row],[Unit Category]]),0))*INDEX(Profiles[],MATCH(1,(Profiles[Month]=Supply[[#This Row],[Month]])*(Profiles[Hour Ending]=Supply[[#This Row],[Hour Ending]]),0),MATCH(Supply[[#This Row],[Unit Category]],Profiles[#Headers],0))","v":0}]
[3,"Solar Thermal_Socal",21,{"$f":"INDEX(NQC[NQC MW],MATCH(1,(NQC[Month]=Supply[[#This Row],[Month]])*(NQC[Unit Category]=Supply[[#This Row],[Unit Category]]),0))*INDEX(Profiles[],MATCH(1,(Profiles[Month]=Supply[[#This Row],[Month]])*(Profiles[Hour Ending]=Supply[[#This Row],[Hour Ending]]),0),MATCH(Supply[[#This Row],[Unit Category]],Profiles[#Headers],0))","v":0}]
[3,"Solar Thermal_Socal",22,{"$f":"INDEX(NQC[NQC MW],MATCH(1,(NQC[Month]=Supply[[#This Row],[Month]])*(NQC[Unit Category]=Supply[[#This Row],[Unit Category]]),0))*INDEX(Profiles[],MATCH(1,(Profiles[Month]=Supply[[#This Row],[Month]])*(Profiles[Hour Ending]=Supply[[#This Row],[Hour Ending]]),0),MATCH(Supply[[#This Row],[Unit Category]],Profiles[#Headers],0))","v":0}]
[3,"Solar Thermal_Socal",23,{"$f":"INDEX(NQC[NQC MW],MATCH(1,(NQC[Month]=Supply[[#This Row],[Month]])*(NQC[Unit Category]=Supply[[#This Row],[Unit Category]]),0))*INDEX(Profiles[],MATCH(1,(Profiles[Month]=Supply[[#This Row],[Month]])*(Profiles[Hour Ending]=Supply[[#This Row],[Hour Ending]]),0),MATCH(Supply[[#This Row],[Unit Category]],Profiles[#Headers],0))","v":0}]
[3,"Solar Thermal_Socal",24,{"$f":"INDEX(NQC[NQC MW],MATCH(1,(NQC[Month]=Supply[[#This Row],[Month]])*(NQC[Unit Category]=Supply[[#This Row],[Unit Category]]),0))*INDEX(Profiles[],MATCH(1,(Profiles[Month]=Supply[[#This Row],[Month]])*(Profiles[Hour Ending]=Supply[[#This Row],[Hour Ending]]),0),MATCH(Supply[[#This Row],[Unit Category]],Profiles[#Headers],0))","v":0}]
[3,"Solar Tracking_Norcal",1,{"$f":"INDEX(NQC[NQC MW],MATCH(1,(NQC[Month]=Supply[[#This Row],[Month]])*(NQC[Unit Category]=Supply[[#This Row],[Unit Category]]),0))*INDEX(Profiles[],MATCH(1,(Profiles[Month]=Supply[[#This Row],[Month]])*(Profiles[Hour Ending]=Supply[[#This Row],[Hour Ending]]),0),MATCH(Supply[[#This Row],[Unit Category]],Profiles[#Headers],0))","v":0}]
[3,"Solar Tracking_Norcal",2,{"$f":"INDEX(NQC[NQC MW],MATCH(1,(NQC[Month]=Supply[[#This Row],[Month]])*(NQC[Unit Category]=Supply[[#This Row],[Unit Category]]),0))*INDEX(Profiles[],MATCH(1,(Profiles[Month]=Supply[[#This Row],[Month]])*(Profiles[Hour Ending]=Supply[[#This Row],[Hour Ending]]),0),MATCH(Supply[[#This Row],[Unit Category]],Profiles[#Headers],0))","v":0}]
[3,"Solar Tracking_Norcal",3,{"$f":"INDEX(NQC[NQC MW],MATCH(1,(NQC[Month]=Supply[[#This Row],[Month]])*(NQC[Unit Category]=Supply[[#This Row],[Unit Category]]),0))*INDEX(Profiles[],MATCH(1,(Profiles[Month]=Supply[[#This Row],[Month]])*(Profiles[Hour Ending]=Supply[[#This Row],[Hour Ending]]),0),MATCH(Supply[[#This Row],[Unit Category]],Profiles[#Headers],0))","v":0}]
[3,"Solar Tracking_Norcal",4,{"$f":"INDEX(NQC[NQC MW],MATCH(1,(NQC[Month]=Supply[[#This Row],[Month]])*(NQC[Unit Category]=Supply[[#This Row],[Unit Category]]),0))*INDEX(Profiles[],MATCH(1,(Profiles[Month]=Supply[[#This Row],[Month]])*(Profiles[Hour Ending]=Supply[[#This Row],[Hour Ending]]),0),MATCH(Supply[[#This Row],[Unit Category]],Profiles[#Headers],0))","v":0}]
[3,"Solar Tracking_Norcal",5,{"$f":"INDEX(NQC[NQC MW],MATCH(1,(NQC[Month]=Supply[[#This Row],[Month]])*(NQC[Unit Category]=Supply[[#This Row],[Unit Category]]),0))*INDEX(Profiles[],MATCH(1,(Profiles[Month]=Supply[[#This Row],[Month]])*(Profiles[Hour Ending]=Supply[[#This Row],[Hour Ending]]),0),MATCH(Supply[[#This Row],[Unit Category]],Profiles[#Headers],0))","v":0}]
[3,"Solar Tracking_Norcal",6,{"$f":"INDEX(NQC[NQC MW],MATCH(1,(NQC[Month]=Supply[[#This Row],[Month]])*(NQC[Unit Category]=Supply[[#This Row],[Unit Category]]),0))*INDEX(Profiles[],MATCH(1,(Profiles[Month]=Supply[[#This Row],[Month]])*(Profiles[Hour Ending]=Supply[[#This Row],[Hour Ending]]),0),MATCH(Supply[[#This Row],[Unit Category]],Profiles[#Headers],0))","v":4.5342661204229905E-4}]
[3,"Solar Tracking_Norcal",7,{"$f":"INDEX(NQC[NQC MW],MATCH(1,(NQC[Month]=Supply[[#This Row],[Month]])*(NQC[Unit Category]=Supply[[#This Row],[Unit Category]]),0))*INDEX(Profiles[],MATCH(1,(Profiles[Month]=Supply[[#This Row],[Month]])*(Profiles[Hour Ending]=Supply[[#This Row],[Hour Ending]]),0),MATCH(Supply[[#This Row],[Unit Category]],Profiles[#Headers],0))","v":132.35264130772711}]
[3,"Solar Tracking_Norcal",8,{"$f":"INDEX(NQC[NQC MW],MATCH(1,(NQC[Month]=Supply[[#This Row],[Month]])*(NQC[Unit Category]=Supply[[#This Row],[Unit Category]]),0))*INDEX(Profiles[],MATCH(1,(Profiles[Month]=Supply[[#This Row],[Month]])*(Profiles[Hour Ending]=Supply[[#This Row],[Hour Ending]]),0),MATCH(Supply[[#This Row],[Unit Category]],Profiles[#Headers],0))","v":1633.0652838141577}]
[3,"Solar Tracking_Norcal",9,{"$f":"INDEX(NQC[NQC MW],MATCH(1,(NQC[Month]=Supply[[#This Row],[Month]])*(NQC[Unit Category]=Supply[[#This Row],[Unit Category]]),0))*INDEX(Profiles[],MATCH(1,(Profiles[Month]=Supply[[#This Row],[Month]])*(Profiles[Hour Ending]=Supply[[#This Row],[Hour Ending]]),0),MATCH(Supply[[#This Row],[Unit Category]],Profiles[#Headers],0))","v":3064.272085763816}]
[3,"Solar Tracking_Norcal",10,{"$f":"INDEX(NQC[NQC MW],MATCH(1,(NQC[Month]=Supply[[#This Row],[Month]])*(NQC[Unit Category]=Supply[[#This Row],[Unit Category]]),0))*INDEX(Profiles[],MATCH(1,(Profiles[Month]=Supply[[#This Row],[Month]])*(Profiles[Hour Ending]=Supply[[#This Row],[Hour Ending]]),0),MATCH(Supply[[#This Row],[Unit Category]],Profiles[#Headers],0))","v":3283.0401918537218}]
[3,"Solar Tracking_Norcal",11,{"$f":"INDEX(NQC[NQC MW],MATCH(1,(NQC[Month]=Supply[[#This Row],[Month]])*(NQC[Unit Category]=Supply[[#This Row],[Unit Category]]),0))*INDEX(Profiles[],MATCH(1,(Profiles[Month]=Supply[[#This Row],[Month]])*(Profiles[Hour Ending]=Supply[[#This Row],[Hour Ending]]),0),MATCH(Supply[[#This Row],[Unit Category]],Profiles[#Headers],0))","v":3081.6591826291365}]
[3,"Solar Tracking_Norcal",12,{"$f":"INDEX(NQC[NQC MW],MATCH(1,(NQC[Month]=Supply[[#This Row],[Month]])*(NQC[Unit Category]=Supply[[#This Row],[Unit Category]]),0))*INDEX(Profiles[],MATCH(1,(Profiles[Month]=Supply[[#This Row],[Month]])*(Profiles[Hour Ending]=Supply[[#This Row],[Hour Ending]]),0),MATCH(Supply[[#This Row],[Unit Category]],Profiles[#Headers],0))","v":3165.2810710636863}]
[3,"Solar Tracking_Norcal",13,{"$f":"INDEX(NQC[NQC MW],MATCH(1,(NQC[Month]=Supply[[#This Row],[Month]])*(NQC[Unit Category]=Supply[[#This Row],[Unit Category]]),0))*INDEX(Profiles[],MATCH(1,(Profiles[Month]=Supply[[#This Row],[Month]])*(Profiles[Hour Ending]=Supply[[#This Row],[Hour Ending]]),0),MATCH(Supply[[#This Row],[Unit Category]],Profiles[#Headers],0))","v":3118.3519905543608}]
[3,"Solar Tracking_Norcal",14,{"$f":"INDEX(NQC[NQC MW],MATCH(1,(NQC[Month]=Supply[[#This Row],[Month]])*(NQC[Unit Category]=Supply[[#This Row],[Unit Category]]),0))*INDEX(Profiles[],MATCH(1,(Profiles[Month]=Supply[[#This Row],[Month]])*(Profiles[Hour Ending]=Supply[[#This Row],[Hour Ending]]),0),MATCH(Supply[[#This Row],[Unit Category]],Profiles[#Headers],0))","v":2869.8694817039036}]
[3,"Solar Tracking_Norcal",15,{"$f":"INDEX(NQC[NQC MW],MATCH(1,(NQC[Month]=Supply[[#This Row],[Month]])*(NQC[Unit Category]=Supply[[#This Row],[Unit Category]]),0))*INDEX(Profiles[],MATCH(1,(Profiles[Month]=Supply[[#This Row],[Month]])*(Profiles[Hour Ending]=Supply[[#This Row],[Hour Ending]]),0),MATCH(Supply[[#This Row],[Unit Category]],Profiles[#Headers],0))","v":2650.6411848816774}]
[3,"Solar Tracking_Norcal",16,{"$f":"INDEX(NQC[NQC MW],MATCH(1,(NQC[Month]=Supply[[#This Row],[Month]])*(NQC[Unit Category]=Supply[[#This Row],[Unit Category]]),0))*INDEX(Profiles[],MATCH(1,(Profiles[Month]=Supply[[#This Row],[Month]])*(Profiles[Hour Ending]=Supply[[#This Row],[Hour Ending]]),0),MATCH(Supply[[#This Row],[Unit Category]],Profiles[#Headers],0))","v":2468.6017127971977}]
[3,"Solar Tracking_Norcal",17,{"$f":"INDEX(NQC[NQC MW],MATCH(1,(NQC[Month]=Supply[[#This Row],[Month]])*(NQC[Unit Category]=Supply[[#This Row],[Unit Category]]),0))*INDEX(Profiles[],MATCH(1,(Profiles[Month]=Supply[[#This Row],[Month]])*(Profiles[Hour Ending]=Supply[[#This Row],[Hour Ending]]),0),MATCH(Supply[[#This Row],[Unit Category]],Profiles[#Headers],0))","v":1737.6298347424331}]
[3,"Solar Tracking_Norcal",18,{"$f":"INDEX(NQC[NQC MW],MATCH(1,(NQC[Month]=Supply[[#This Row],[Month]])*(NQC[Unit Category]=Supply[[#This Row],[Unit Category]]),0))*INDEX(Profiles[],MATCH(1,(Profiles[Month]=Supply[[#This Row],[Month]])*(Profiles[Hour Ending]=Supply[[#This Row],[Hour Ending]]),0),MATCH(Supply[[#This Row],[Unit Category]],Profiles[#Headers],0))","v":401.79595481653359}]
[3,"Solar Tracking_Norcal",19,{"$f":"INDEX(NQC[NQC MW],MATCH(1,(NQC[Month]=Supply[[#This Row],[Month]])*(NQC[Unit Category]=Supply[[#This Row],[Unit Category]]),0))*INDEX(Profiles[],MATCH(1,(Profiles[Month]=Supply[[#This Row],[Month]])*(Profiles[Hour Ending]=Supply[[#This Row],[Hour Ending]]),0),MATCH(Supply[[#This Row],[Unit Category]],Profiles[#Headers],0))","v":0.54438426871264334}]
[3,"Solar Tracking_Norcal",20,{"$f":"INDEX(NQC[NQC MW],MATCH(1,(NQC[Month]=Supply[[#This Row],[Month]])*(NQC[Unit Category]=Supply[[#This Row],[Unit Category]]),0))*INDEX(Profiles[],MATCH(1,(Profiles[Month]=Supply[[#This Row],[Month]])*(Profiles[Hour Ending]=Supply[[#This Row],[Hour Ending]]),0),MATCH(Supply[[#This Row],[Unit Category]],Profiles[#Headers],0))","v":0}]
[3,"Solar Tracking_Norcal",21,{"$f":"INDEX(NQC[NQC MW],MATCH(1,(NQC[Month]=Supply[[#This Row],[Month]])*(NQC[Unit Category]=Supply[[#This Row],[Unit Category]]),0))*INDEX(Profiles[],MATCH(1,(Profiles[Month]=Supply[[#This Row],[Month]])*(Profiles[Hour Ending]=Supply[[#This Row],[Hour Ending]]),0),MATCH(Supply[[#This Row],[Unit Category]],Profiles[#Headers],0))","v":0}]
[3,"Solar Tracking_Norcal",22,{"$f":"INDEX(NQC[NQC MW],MATCH(1,(NQC[Month]=Supply[[#This Row],[Month]])*(NQC[Unit Category]=Supply[[#This Row],[Unit Category]]),0))*INDEX(Profiles[],MATCH(1,(Profiles[Month]=Supply[[#This Row],[Month]])*(Profiles[Hour Ending]=Supply[[#This Row],[Hour Ending]]),0),MATCH(Supply[[#This Row],[Unit Category]],Profiles[#Headers],0))","v":0}]
[3,"Solar Tracking_Norcal",23,{"$f":"INDEX(NQC[NQC MW],MATCH(1,(NQC[Month]=Supply[[#This Row],[Month]])*(NQC[Unit Category]=Supply[[#This Row],[Unit Category]]),0))*INDEX(Profiles[],MATCH(1,(Profiles[Month]=Supply[[#This Row],[Month]])*(Profiles[Hour Ending]=Supply[[#This Row],[Hour Ending]]),0),MATCH(Supply[[#This Row],[Unit Category]],Profiles[#Headers],0))","v":0}]
[3,"Solar Tracking_Norcal",24,{"$f":"INDEX(NQC[NQC MW],MATCH(1,(NQC[Month]=Supply[[#This Row],[Month]])*(NQC[Unit Category]=Supply[[#This Row],[Unit Category]]),0))*INDEX(Profiles[],MATCH(1,(Profiles[Month]=Supply[[#This Row],[Month]])*(Profiles[Hour Ending]=Supply[[#This Row],[Hour Ending]]),0),MATCH(Supply[[#This Row],[Unit Category]],Profiles[#Headers],0))","v":0}]
[3,"Solar Tracking_Socal",1,{"$f":"INDEX(NQC[NQC MW],MATCH(1,(NQC[Month]=Supply[[#This Row],[Month]])*(NQC[Unit Category]=Supply[[#This Row],[Unit Category]]),0))*INDEX(Profiles[],MATCH(1,(Profiles[Month]=Supply[[#This Row],[Month]])*(Profiles[Hour Ending]=Supply[[#This Row],[Hour Ending]]),0),MATCH(Supply[[#This Row],[Unit Category]],Profiles[#Headers],0))","v":0}]
[3,"Solar Tracking_Socal",2,{"$f":"INDEX(NQC[NQC MW],MATCH(1,(NQC[Month]=Supply[[#This Row],[Month]])*(NQC[Unit Category]=Supply[[#This Row],[Unit Category]]),0))*INDEX(Profiles[],MATCH(1,(Profiles[Month]=Supply[[#This Row],[Month]])*(Profiles[Hour Ending]=Supply[[#This Row],[Hour Ending]]),0),MATCH(Supply[[#This Row],[Unit Category]],Profiles[#Headers],0))","v":0}]
[3,"Solar Tracking_Socal",3,{"$f":"INDEX(NQC[NQC MW],MATCH(1,(NQC[Month]=Supply[[#This Row],[Month]])*(NQC[Unit Category]=Supply[[#This Row],[Unit Category]]),0))*INDEX(Profiles[],MATCH(1,(Profiles[Month]=Supply[[#This Row],[Month]])*(Profiles[Hour Ending]=Supply[[#This Row],[Hour Ending]]),0),MATCH(Supply[[#This Row],[Unit Category]],Profiles[#Headers],0))","v":0}]
[3,"Solar Tracking_Socal",4,{"$f":"INDEX(NQC[NQC MW],MATCH(1,(NQC[Month]=Supply[[#This Row],[Month]])*(NQC[Unit Category]=Supply[[#This Row],[Unit Category]]),0))*INDEX(Profiles[],MATCH(1,(Profiles[Month]=Supply[[#This Row],[Month]])*(Profiles[Hour Ending]=Supply[[#This Row],[Hour Ending]]),0),MATCH(Supply[[#This Row],[Unit Category]],Profiles[#Headers],0))","v":0}]
[3,"Solar Tracking_Socal",5,{"$f":"INDEX(NQC[NQC MW],MATCH(1,(NQC[Month]=Supply[[#This Row],[Month]])*(NQC[Unit Category]=Supply[[#This Row],[Unit Category]]),0))*INDEX(Profiles[],MATCH(1,(Profiles[Month]=Supply[[#This Row],[Month]])*(Profiles[Hour Ending]=Supply[[#This Row],[Hour Ending]]),0),MATCH(Supply[[#This Row],[Unit Category]],Profiles[#Headers],0))","v":0}]
[3,"Solar Tracking_Socal",6,{"$f":"INDEX(NQC[NQC MW],MATCH(1,(NQC[Month]=Supply[[#This Row],[Month]])*(NQC[Unit Category]=Supply[[#This Row],[Unit Category]]),0))*INDEX(Profiles[],MATCH(1,(Profiles[Month]=Supply[[#This Row],[Month]])*(Profiles[Hour Ending]=Supply[[#This Row],[Hour Ending]]),0),MATCH(Supply[[#This Row],[Unit Category]],Profiles[#Headers],0))","v":0.10544347029205918}]
[3,"Solar Tracking_Socal",7,{"$f":"INDEX(NQC[NQC MW],MATCH(1,(NQC[Month]=Supply[[#This Row],[Month]])*(NQC[Unit Category]=Supply[[#This Row],[Unit Category]]),0))*INDEX(Profiles[],MATCH(1,(Profiles[Month]=Supply[[#This Row],[Month]])*(Profiles[Hour Ending]=Supply[[#This Row],[Hour Ending]]),0),MATCH(Supply[[#This Row],[Unit Category]],Profiles[#Headers],0))","v":838.19522708927616}]
[3,"Solar Tracking_Socal",8,{"$f":"INDEX(NQC[NQC MW],MATCH(1,(NQC[Month]=Supply[[#This Row],[Month]])*(NQC[Unit Category]=Supply[[#This Row],[Unit Category]]),0))*INDEX(Profiles[],MATCH(1,(Profiles[Month]=Supply[[#This Row],[Month]])*(Profiles[Hour Ending]=Supply[[#This Row],[Hour Ending]]),0),MATCH(Supply[[#This Row],[Unit Category]],Profiles[#Headers],0))","v":4980.3676437441263}]
[3,"Solar Tracking_Socal",9,{"$f":"INDEX(NQC[NQC MW],MATCH(1,(NQC[Month]=Supply[[#This Row],[Month]])*(NQC[Unit Category]=Supply[[#This Row],[Unit Category]]),0))*INDEX(Profiles[],MATCH(1,(Profiles[Month]=Supply[[#This Row],[Month]])*(Profiles[Hour Ending]=Supply[[#This Row],[Hour Ending]]),0),MATCH(Supply[[#This Row],[Unit Category]],Profiles[#Headers],0))","v":6860.661196310738}]
[3,"Solar Tracking_Socal",10,{"$f":"INDEX(NQC[NQC MW],MATCH(1,(NQC[Month]=Supply[[#This Row],[Month]])*(NQC[Unit Category]=Supply[[#This Row],[Unit Category]]),0))*INDEX(Profiles[],MATCH(1,(Profiles[Month]=Supply[[#This Row],[Month]])*(Profiles[Hour Ending]=Supply[[#This Row],[Hour Ending]]),0),MATCH(Supply[[#This Row],[Unit Category]],Profiles[#Headers],0))","v":7111.4665246012937}]
[3,"Solar Tracking_Socal",11,{"$f":"INDEX(NQC[NQC MW],MATCH(1,(NQC[Month]=Supply[[#This Row],[Month]])*(NQC[Unit Category]=Supply[[#This Row],[Unit Category]]),0))*INDEX(Profiles[],MATCH(1,(Profiles[Month]=Supply[[#This Row],[Month]])*(Profiles[Hour Ending]=Supply[[#This Row],[Hour Ending]]),0),MATCH(Supply[[#This Row],[Unit Category]],Profiles[#Headers],0))","v":6982.3783619268843}]
[3,"Solar Tracking_Socal",12,{"$f":"INDEX(NQC[NQC MW],MATCH(1,(NQC[Month]=Supply[[#This Row],[Month]])*(NQC[Unit Category]=Supply[[#This Row],[Unit Category]]),0))*INDEX(Profiles[],MATCH(1,(Profiles[Month]=Supply[[#This Row],[Month]])*(Profiles[Hour Ending]=Supply[[#This Row],[Hour Ending]]),0),MATCH(Supply[[#This Row],[Unit Category]],Profiles[#Headers],0))","v":6806.7083247820237}]
[3,"Solar Tracking_Socal",13,{"$f":"INDEX(NQC[NQC MW],MATCH(1,(NQC[Month]=Supply[[#This Row],[Month]])*(NQC[Unit Category]=Supply[[#This Row],[Unit Category]]),0))*INDEX(Profiles[],MATCH(1,(Profiles[Month]=Supply[[#This Row],[Month]])*(Profiles[Hour Ending]=Supply[[#This Row],[Hour Ending]]),0),MATCH(Supply[[#This Row],[Unit Category]],Profiles[#Headers],0))","v":6766.7785704865473}]
[3,"Solar Tracking_Socal",14,{"$f":"INDEX(NQC[NQC MW],MATCH(1,(NQC[Month]=Supply[[#This Row],[Month]])*(NQC[Unit Category]=Supply[[#This Row],[Unit Category]]),0))*INDEX(Profiles[],MATCH(1,(Profiles[Month]=Supply[[#This Row],[Month]])*(Profiles[Hour Ending]=Supply[[#This Row],[Hour Ending]]),0),MATCH(Supply[[#This Row],[Unit Category]],Profiles[#Headers],0))","v":6143.2436894473603}]
[3,"Solar Tracking_Socal",15,{"$f":"INDEX(NQC[NQC MW],MATCH(1,(NQC[Month]=Supply[[#This Row],[Month]])*(NQC[Unit Category]=Supply[[#This Row],[Unit Category]]),0))*INDEX(Profiles[],MATCH(1,(Profiles[Month]=Supply[[#This Row],[Month]])*(Profiles[Hour Ending]=Supply[[#This Row],[Hour Ending]]),0),MATCH(Supply[[#This Row],[Unit Category]],Profiles[#Headers],0))","v":5587.3253110319865}]
[3,"Solar Tracking_Socal",16,{"$f":"INDEX(NQC[NQC MW],MATCH(1,(NQC[Month]=Supply[[#This Row],[Month]])*(NQC[Unit Category]=Supply[[#This Row],[Unit Category]]),0))*INDEX(Profiles[],MATCH(1,(Profiles[Month]=Supply[[#This Row],[Month]])*(Profiles[Hour Ending]=Supply[[#This Row],[Hour Ending]]),0),MATCH(Supply[[#This Row],[Unit Category]],Profiles[#Headers],0))","v":5041.1379093456417}]
[3,"Solar Tracking_Socal",17,{"$f":"INDEX(NQC[NQC MW],MATCH(1,(NQC[Month]=Supply[[#This Row],[Month]])*(NQC[Unit Category]=Supply[[#This Row],[Unit Category]]),0))*INDEX(Profiles[],MATCH(1,(Profiles[Month]=Supply[[#This Row],[Month]])*(Profiles[Hour Ending]=Supply[[#This Row],[Hour Ending]]),0),MATCH(Supply[[#This Row],[Unit Category]],Profiles[#Headers],0))","v":3581.6968636184852}]
[3,"Solar Tracking_Socal",18,{"$f":"INDEX(NQC[NQC MW],MATCH(1,(NQC[Month]=Supply[[#This Row],[Month]])*(NQC[Unit Category]=Supply[[#This Row],[Unit Category]]),0))*INDEX(Profiles[],MATCH(1,(Profiles[Month]=Supply[[#This Row],[Month]])*(Profiles[Hour Ending]=Supply[[#This Row],[Hour Ending]]),0),MATCH(Supply[[#This Row],[Unit Category]],Profiles[#Headers],0))","v":540.67126748140129}]
[3,"Solar Tracking_Socal",19,{"$f":"INDEX(NQC[NQC MW],MATCH(1,(NQC[Month]=Supply[[#This Row],[Month]])*(NQC[Unit Category]=Supply[[#This Row],[Unit Category]]),0))*INDEX(Profiles[],MATCH(1,(Profiles[Month]=Supply[[#This Row],[Month]])*(Profiles[Hour Ending]=Supply[[#This Row],[Hour Ending]]),0),MATCH(Supply[[#This Row],[Unit Category]],Profiles[#Headers],0))","v":1.0219348372982124E-2}]
[3,"Solar Tracking_Socal",20,{"$f":"INDEX(NQC[NQC MW],MATCH(1,(NQC[Month]=Supply[[#This Row],[Month]])*(NQC[Unit Category]=Supply[[#This Row],[Unit Category]]),0))*INDEX(Profiles[],MATCH(1,(Profiles[Month]=Supply[[#This Row],[Month]])*(Profiles[Hour Ending]=Supply[[#This Row],[Hour Ending]]),0),MATCH(Supply[[#This Row],[Unit Category]],Profiles[#Headers],0))","v":0}]
[3,"Solar Tracking_Socal",21,{"$f":"INDEX(NQC[NQC MW],MATCH(1,(NQC[Month]=Supply[[#This Row],[Month]])*(NQC[Unit Category]=Supply[[#This Row],[Unit Category]]),0))*INDEX(Profiles[],MATCH(1,(Profiles[Month]=Supply[[#This Row],[Month]])*(Profiles[Hour Ending]=Supply[[#This Row],[Hour Ending]]),0),MATCH(Supply[[#This Row],[Unit Category]],Profiles[#Headers],0))","v":0}]
[3,"Solar Tracking_Socal",22,{"$f":"INDEX(NQC[NQC MW],MATCH(1,(NQC[Month]=Supply[[#This Row],[Month]])*(NQC[Unit Category]=Supply[[#This Row],[Unit Category]]),0))*INDEX(Profiles[],MATCH(1,(Profiles[Month]=Supply[[#This Row],[Month]])*(Profiles[Hour Ending]=Supply[[#This Row],[Hour Ending]]),0),MATCH(Supply[[#This Row],[Unit Category]],Profiles[#Headers],0))","v":0}]
[3,"Solar Tracking_Socal",23,{"$f":"INDEX(NQC[NQC MW],MATCH(1,(NQC[Month]=Supply[[#This Row],[Month]])*(NQC[Unit Category]=Supply[[#This Row],[Unit Category]]),0))*INDEX(Profiles[],MATCH(1,(Profiles[Month]=Supply[[#This Row],[Month]])*(Profiles[Hour Ending]=Supply[[#This Row],[Hour Ending]]),0),MATCH(Supply[[#This Row],[Unit Category]],Profiles[#Headers],0))","v":0}]
[3,"Solar Tracking_Socal",24,{"$f":"INDEX(NQC[NQC MW],MATCH(1,(NQC[Month]=Supply[[#This Row],[Month]])*(NQC[Unit Category]=Supply[[#This Row],[Unit Category]]),0))*INDEX(Profiles[],MATCH(1,(Profiles[Month]=Supply[[#This Row],[Month]])*(Profiles[Hour Ending]=Supply[[#This Row],[Hour Ending]]),0),MATCH(Supply[[#This Row],[Unit Category]],Profiles[#Headers],0))","v":0}]
[3,"Wind_Norcal",1,{"$f":"INDEX(NQC[NQC MW],MATCH(1,(NQC[Month]=Supply[[#This Row],[Month]])*(NQC[Unit Category]=Supply[[#This Row],[Unit Category]]),0))*INDEX(Profiles[],MATCH(1,(Profiles[Month]=Supply[[#This Row],[Month]])*(Profiles[Hour Ending]=Supply[[#This Row],[Hour Ending]]),0),MATCH(Supply[[#This Row],[Unit Category]],Profiles[#Headers],0))","v":345.09388745106185}]
[3,"Wind_Norcal",2,{"$f":"INDEX(NQC[NQC MW],MATCH(1,(NQC[Month]=Supply[[#This Row],[Month]])*(NQC[Unit Category]=Supply[[#This Row],[Unit Category]]),0))*INDEX(Profiles[],MATCH(1,(Profiles[Month]=Supply[[#This Row],[Month]])*(Profiles[Hour Ending]=Supply[[#This Row],[Hour Ending]]),0),MATCH(Supply[[#This Row],[Unit Category]],Profiles[#Headers],0))","v":314.60459405097356}]
[3,"Wind_Norcal",3,{"$f":"INDEX(NQC[NQC MW],MATCH(1,(NQC[Month]=Supply[[#This Row],[Month]])*(NQC[Unit Category]=Supply[[#This Row],[Unit Category]]),0))*INDEX(Profiles[],MATCH(1,(Profiles[Month]=Supply[[#This Row],[Month]])*(Profiles[Hour Ending]=Supply[[#This Row],[Hour Ending]]),0),MATCH(Supply[[#This Row],[Unit Category]],Profiles[#Headers],0))","v":302.63937883009044}]
[3,"Wind_Norcal",4,{"$f":"INDEX(NQC[NQC MW],MATCH(1,(NQC[Month]=Supply[[#This Row],[Month]])*(NQC[Unit Category]=Supply[[#This Row],[Unit Category]]),0))*INDEX(Profiles[],MATCH(1,(Profiles[Month]=Supply[[#This Row],[Month]])*(Profiles[Hour Ending]=Supply[[#This Row],[Hour Ending]]),0),MATCH(Supply[[#This Row],[Unit Category]],Profiles[#Headers],0))","v":285.78162378079332}]
[3,"Wind_Norcal",5,{"$f":"INDEX(NQC[NQC MW],MATCH(1,(NQC[Month]=Supply[[#This Row],[Month]])*(NQC[Unit Category]=Supply[[#This Row],[Unit Category]]),0))*INDEX(Profiles[],MATCH(1,(Profiles[Month]=Supply[[#This Row],[Month]])*(Profiles[Hour Ending]=Supply[[#This Row],[Hour Ending]]),0),MATCH(Supply[[#This Row],[Unit Category]],Profiles[#Headers],0))","v":232.70004242392645}]
[3,"Wind_Norcal",6,{"$f":"INDEX(NQC[NQC MW],MATCH(1,(NQC[Month]=Supply[[#This Row],[Month]])*(NQC[Unit Category]=Supply[[#This Row],[Unit Category]]),0))*INDEX(Profiles[],MATCH(1,(Profiles[Month]=Supply[[#This Row],[Month]])*(Profiles[Hour Ending]=Supply[[#This Row],[Hour Ending]]),0),MATCH(Supply[[#This Row],[Unit Category]],Profiles[#Headers],0))","v":189.48305205670215}]
[3,"Wind_Norcal",7,{"$f":"INDEX(NQC[NQC MW],MATCH(1,(NQC[Month]=Supply[[#This Row],[Month]])*(NQC[Unit Category]=Supply[[#This Row],[Unit Category]]),0))*INDEX(Profiles[],MATCH(1,(Profiles[Month]=Supply[[#This Row],[Month]])*(Profiles[Hour Ending]=Supply[[#This Row],[Hour Ending]]),0),MATCH(Supply[[#This Row],[Unit Category]],Profiles[#Headers],0))","v":203.99725415554946}]
[3,"Wind_Norcal",8,{"$f":"INDEX(NQC[NQC MW],MATCH(1,(NQC[Month]=Supply[[#This Row],[Month]])*(NQC[Unit Category]=Supply[[#This Row],[Unit Category]]),0))*INDEX(Profiles[],MATCH(1,(Profiles[Month]=Supply[[#This Row],[Month]])*(Profiles[Hour Ending]=Supply[[#This Row],[Hour Ending]]),0),MATCH(Supply[[#This Row],[Unit Category]],Profiles[#Headers],0))","v":200.78415693087149}]
[3,"Wind_Norcal",9,{"$f":"INDEX(NQC[NQC MW],MATCH(1,(NQC[Month]=Supply[[#This Row],[Month]])*(NQC[Unit Category]=Supply[[#This Row],[Unit Category]]),0))*INDEX(Profiles[],MATCH(1,(Profiles[Month]=Supply[[#This Row],[Month]])*(Profiles[Hour Ending]=Supply[[#This Row],[Hour Ending]]),0),MATCH(Supply[[#This Row],[Unit Category]],Profiles[#Headers],0))","v":163.4331653786227}]
[3,"Wind_Norcal",10,{"$f":"INDEX(NQC[NQC MW],MATCH(1,(NQC[Month]=Supply[[#This Row],[Month]])*(NQC[Unit Category]=Supply[[#This Row],[Unit Category]]),0))*INDEX(Profiles[],MATCH(1,(Profiles[Month]=Supply[[#This Row],[Month]])*(Profiles[Hour Ending]=Supply[[#This Row],[Hour Ending]]),0),MATCH(Supply[[#This Row],[Unit Category]],Profiles[#Headers],0))","v":145.73626064746674}]
[3,"Wind_Norcal",11,{"$f":"INDEX(NQC[NQC MW],MATCH(1,(NQC[Month]=Supply[[#This Row],[Month]])*(NQC[Unit Category]=Supply[[#This Row],[Unit Category]]),0))*INDEX(Profiles[],MATCH(1,(Profiles[Month]=Supply[[#This Row],[Month]])*(Profiles[Hour Ending]=Supply[[#This Row],[Hour Ending]]),0),MATCH(Supply[[#This Row],[Unit Category]],Profiles[#Headers],0))","v":136.608906994666}]
[3,"Wind_Norcal",12,{"$f":"INDEX(NQC[NQC MW],MATCH(1,(NQC[Month]=Supply[[#This Row],[Month]])*(NQC[Unit Category]=Supply[[#This Row],[Unit Category]]),0))*INDEX(Profiles[],MATCH(1,(Profiles[Month]=Supply[[#This Row],[Month]])*(Profiles[Hour Ending]=Supply[[#This Row],[Hour Ending]]),0),MATCH(Supply[[#This Row],[Unit Category]],Profiles[#Headers],0))","v":149.48010310263166}]
[3,"Wind_Norcal",13,{"$f":"INDEX(NQC[NQC MW],MATCH(1,(NQC[Month]=Supply[[#This Row],[Month]])*(NQC[Unit Category]=Supply[[#This Row],[Unit Category]]),0))*INDEX(Profiles[],MATCH(1,(Profiles[Month]=Supply[[#This Row],[Month]])*(Profiles[Hour Ending]=Supply[[#This Row],[Hour Ending]]),0),MATCH(Supply[[#This Row],[Unit Category]],Profiles[#Headers],0))","v":148.52876573355491}]
[3,"Wind_Norcal",14,{"$f":"INDEX(NQC[NQC MW],MATCH(1,(NQC[Month]=Supply[[#This Row],[Month]])*(NQC[Unit Category]=Supply[[#This Row],[Unit Category]]),0))*INDEX(Profiles[],MATCH(1,(Profiles[Month]=Supply[[#This Row],[Month]])*(Profiles[Hour Ending]=Supply[[#This Row],[Hour Ending]]),0),MATCH(Supply[[#This Row],[Unit Category]],Profiles[#Headers],0))","v":185.33205719950286}]
[3,"Wind_Norcal",15,{"$f":"INDEX(NQC[NQC MW],MATCH(1,(NQC[Month]=Supply[[#This Row],[Month]])*(NQC[Unit Category]=Supply[[#This Row],[Unit Category]]),0))*INDEX(Profiles[],MATCH(1,(Profiles[Month]=Supply[[#This Row],[Month]])*(Profiles[Hour Ending]=Supply[[#This Row],[Hour Ending]]),0),MATCH(Supply[[#This Row],[Unit Category]],Profiles[#Headers],0))","v":188.77177331051217}]
[3,"Wind_Norcal",16,{"$f":"INDEX(NQC[NQC MW],MATCH(1,(NQC[Month]=Supply[[#This Row],[Month]])*(NQC[Unit Category]=Supply[[#This Row],[Unit Category]]),0))*INDEX(Profiles[],MATCH(1,(Profiles[Month]=Supply[[#This Row],[Month]])*(Profiles[Hour Ending]=Supply[[#This Row],[Hour Ending]]),0),MATCH(Supply[[#This Row],[Unit Category]],Profiles[#Headers],0))","v":208.30539416313283}]
[3,"Wind_Norcal",17,{"$f":"INDEX(NQC[NQC MW],MATCH(1,(NQC[Month]=Supply[[#This Row],[Month]])*(NQC[Unit Category]=Supply[[#This Row],[Unit Category]]),0))*INDEX(Profiles[],MATCH(1,(Profiles[Month]=Supply[[#This Row],[Month]])*(Profiles[Hour Ending]=Supply[[#This Row],[Hour Ending]]),0),MATCH(Supply[[#This Row],[Unit Category]],Profiles[#Headers],0))","v":237.22214097619607}]
[3,"Wind_Norcal",18,{"$f":"INDEX(NQC[NQC MW],MATCH(1,(NQC[Month]=Supply[[#This Row],[Month]])*(NQC[Unit Category]=Supply[[#This Row],[Unit Category]]),0))*INDEX(Profiles[],MATCH(1,(Profiles[Month]=Supply[[#This Row],[Month]])*(Profiles[Hour Ending]=Supply[[#This Row],[Hour Ending]]),0),MATCH(Supply[[#This Row],[Unit Category]],Profiles[#Headers],0))","v":270.03277940043796}]
[3,"Wind_Norcal",19,{"$f":"INDEX(NQC[NQC MW],MATCH(1,(NQC[Month]=Supply[[#This Row],[Month]])*(NQC[Unit Category]=Supply[[#This Row],[Unit Category]]),0))*INDEX(Profiles[],MATCH(1,(Profiles[Month]=Supply[[#This Row],[Month]])*(Profiles[Hour Ending]=Supply[[#This Row],[Hour Ending]]),0),MATCH(Supply[[#This Row],[Unit Category]],Profiles[#Headers],0))","v":339.87397415603886}]
[3,"Wind_Norcal",20,{"$f":"INDEX(NQC[NQC MW],MATCH(1,(NQC[Month]=Supply[[#This Row],[Month]])*(NQC[Unit Category]=Supply[[#This Row],[Unit Category]]),0))*INDEX(Profiles[],MATCH(1,(Profiles[Month]=Supply[[#This Row],[Month]])*(Profiles[Hour Ending]=Supply[[#This Row],[Hour Ending]]),0),MATCH(Supply[[#This Row],[Unit Category]],Profiles[#Headers],0))","v":359.64348224685887}]
[3,"Wind_Norcal",21,{"$f":"INDEX(NQC[NQC MW],MATCH(1,(NQC[Month]=Supply[[#This Row],[Month]])*(NQC[Unit Category]=Supply[[#This Row],[Unit Category]]),0))*INDEX(Profiles[],MATCH(1,(Profiles[Month]=Supply[[#This Row],[Month]])*(Profiles[Hour Ending]=Supply[[#This Row],[Hour Ending]]),0),MATCH(Supply[[#This Row],[Unit Category]],Profiles[#Headers],0))","v":359.78337436763314}]
[3,"Wind_Norcal",22,{"$f":"INDEX(NQC[NQC MW],MATCH(1,(NQC[Month]=Supply[[#This Row],[Month]])*(NQC[Unit Category]=Supply[[#This Row],[Unit Category]]),0))*INDEX(Profiles[],MATCH(1,(Profiles[Month]=Supply[[#This Row],[Month]])*(Profiles[Hour Ending]=Supply[[#This Row],[Hour Ending]]),0),MATCH(Supply[[#This Row],[Unit Category]],Profiles[#Headers],0))","v":356.46770551878342}]
[3,"Wind_Norcal",23,{"$f":"INDEX(NQC[NQC MW],MATCH(1,(NQC[Month]=Supply[[#This Row],[Month]])*(NQC[Unit Category]=Supply[[#This Row],[Unit Category]]),0))*INDEX(Profiles[],MATCH(1,(Profiles[Month]=Supply[[#This Row],[Month]])*(Profiles[Hour Ending]=Supply[[#This Row],[Hour Ending]]),0),MATCH(Supply[[#This Row],[Unit Category]],Profiles[#Headers],0))","v":354.60682213084675}]
[3,"Wind_Norcal",24,{"$f":"INDEX(NQC[NQC MW],MATCH(1,(NQC[Month]=Supply[[#This Row],[Month]])*(NQC[Unit Category]=Supply[[#This Row],[Unit Category]]),0))*INDEX(Profiles[],MATCH(1,(Profiles[Month]=Supply[[#This Row],[Month]])*(Profiles[Hour Ending]=Supply[[#This Row],[Hour Ending]]),0),MATCH(Supply[[#This Row],[Unit Category]],Profiles[#Headers],0))","v":363.03804491960153}]
[3,"Wind_Socal",1,{"$f":"INDEX(NQC[NQC MW],MATCH(1,(NQC[Month]=Supply[[#This Row],[Month]])*(NQC[Unit Category]=Supply[[#This Row],[Unit Category]]),0))*INDEX(Profiles[],MATCH(1,(Profiles[Month]=Supply[[#This Row],[Month]])*(Profiles[Hour Ending]=Supply[[#This Row],[Hour Ending]]),0),MATCH(Supply[[#This Row],[Unit Category]],Profiles[#Headers],0))","v":1174.9972240444458}]
[3,"Wind_Socal",2,{"$f":"INDEX(NQC[NQC MW],MATCH(1,(NQC[Month]=Supply[[#This Row],[Month]])*(NQC[Unit Category]=Supply[[#This Row],[Unit Category]]),0))*INDEX(Profiles[],MATCH(1,(Profiles[Month]=Supply[[#This Row],[Month]])*(Profiles[Hour Ending]=Supply[[#This Row],[Hour Ending]]),0),MATCH(Supply[[#This Row],[Unit Category]],Profiles[#Headers],0))","v":1224.4536832374749}]
[3,"Wind_Socal",3,{"$f":"INDEX(NQC[NQC MW],MATCH(1,(NQC[Month]=Supply[[#This Row],[Month]])*(NQC[Unit Category]=Supply[[#This Row],[Unit Category]]),0))*INDEX(Profiles[],MATCH(1,(Profiles[Month]=Supply[[#This Row],[Month]])*(Profiles[Hour Ending]=Supply[[#This Row],[Hour Ending]]),0),MATCH(Supply[[#This Row],[Unit Category]],Profiles[#Headers],0))","v":1142.1419219550987}]
[3,"Wind_Socal",4,{"$f":"INDEX(NQC[NQC MW],MATCH(1,(NQC[Month]=Supply[[#This Row],[Month]])*(NQC[Unit Category]=Supply[[#This Row],[Unit Category]]),0))*INDEX(Profiles[],MATCH(1,(Profiles[Month]=Supply[[#This Row],[Month]])*(Profiles[Hour Ending]=Supply[[#This Row],[Hour Ending]]),0),MATCH(Supply[[#This Row],[Unit Category]],Profiles[#Headers],0))","v":1075.123069553272}]
[3,"Wind_Socal",5,{"$f":"INDEX(NQC[NQC MW],MATCH(1,(NQC[Month]=Supply[[#This Row],[Month]])*(NQC[Unit Category]=Supply[[#This Row],[Unit Category]]),0))*INDEX(Profiles[],MATCH(1,(Profiles[Month]=Supply[[#This Row],[Month]])*(Profiles[Hour Ending]=Supply[[#This Row],[Hour Ending]]),0),MATCH(Supply[[#This Row],[Unit Category]],Profiles[#Headers],0))","v":989.1669600306268}]
[3,"Wind_Socal",6,{"$f":"INDEX(NQC[NQC MW],MATCH(1,(NQC[Month]=Supply[[#This Row],[Month]])*(NQC[Unit Category]=Supply[[#This Row],[Unit Category]]),0))*INDEX(Profiles[],MATCH(1,(Profiles[Month]=Supply[[#This Row],[Month]])*(Profiles[Hour Ending]=Supply[[#This Row],[Hour Ending]]),0),MATCH(Supply[[#This Row],[Unit Category]],Profiles[#Headers],0))","v":848.47518656589671}]
[3,"Wind_Socal",7,{"$f":"INDEX(NQC[NQC MW],MATCH(1,(NQC[Month]=Supply[[#This Row],[Month]])*(NQC[Unit Category]=Supply[[#This Row],[Unit Category]]),0))*INDEX(Profiles[],MATCH(1,(Profiles[Month]=Supply[[#This Row],[Month]])*(Profiles[Hour Ending]=Supply[[#This Row],[Hour Ending]]),0),MATCH(Supply[[#This Row],[Unit Category]],Profiles[#Headers],0))","v":814.55411662773406}]
[3,"Wind_Socal",8,{"$f":"INDEX(NQC[NQC MW],MATCH(1,(NQC[Month]=Supply[[#This Row],[Month]])*(NQC[Unit Category]=Supply[[#This Row],[Unit Category]]),0))*INDEX(Profiles[],MATCH(1,(Profiles[Month]=Supply[[#This Row],[Month]])*(Profiles[Hour Ending]=Supply[[#This Row],[Hour Ending]]),0),MATCH(Supply[[#This Row],[Unit Category]],Profiles[#Headers],0))","v":777.90874957616393}]
[3,"Wind_Socal",9,{"$f":"INDEX(NQC[NQC MW],MATCH(1,(NQC[Month]=Supply[[#This Row],[Month]])*(NQC[Unit Category]=Supply[[#This Row],[Unit Category]]),0))*INDEX(Profiles[],MATCH(1,(Profiles[Month]=Supply[[#This Row],[Month]])*(Profiles[Hour Ending]=Supply[[#This Row],[Hour Ending]]),0),MATCH(Supply[[#This Row],[Unit Category]],Profiles[#Headers],0))","v":847.7448958490213}]
[3,"Wind_Socal",10,{"$f":"INDEX(NQC[NQC MW],MATCH(1,(NQC[Month]=Supply[[#This Row],[Month]])*(NQC[Unit Category]=Supply[[#This Row],[Unit Category]]),0))*INDEX(Profiles[],MATCH(1,(Profiles[Month]=Supply[[#This Row],[Month]])*(Profiles[Hour Ending]=Supply[[#This Row],[Hour Ending]]),0),MATCH(Supply[[#This Row],[Unit Category]],Profiles[#Headers],0))","v":746.33726247281834}]
[3,"Wind_Socal",11,{"$f":"INDEX(NQC[NQC MW],MATCH(1,(NQC[Month]=Supply[[#This Row],[Month]])*(NQC[Unit Category]=Supply[[#This Row],[Unit Category]]),0))*INDEX(Profiles[],MATCH(1,(Profiles[Month]=Supply[[#This Row],[Month]])*(Profiles[Hour Ending]=Supply[[#This Row],[Hour Ending]]),0),MATCH(Supply[[#This Row],[Unit Category]],Profiles[#Headers],0))","v":760.55235564090538}]
[3,"Wind_Socal",12,{"$f":"INDEX(NQC[NQC MW],MATCH(1,(NQC[Month]=Supply[[#This Row],[Month]])*(NQC[Unit Category]=Supply[[#This Row],[Unit Category]]),0))*INDEX(Profiles[],MATCH(1,(Profiles[Month]=Supply[[#This Row],[Month]])*(Profiles[Hour Ending]=Supply[[#This Row],[Hour Ending]]),0),MATCH(Supply[[#This Row],[Unit Category]],Profiles[#Headers],0))","v":850.728588494988}]
[3,"Wind_Socal",13,{"$f":"INDEX(NQC[NQC MW],MATCH(1,(NQC[Month]=Supply[[#This Row],[Month]])*(NQC[Unit Category]=Supply[[#This Row],[Unit Category]]),0))*INDEX(Profiles[],MATCH(1,(Profiles[Month]=Supply[[#This Row],[Month]])*(Profiles[Hour Ending]=Supply[[#This Row],[Hour Ending]]),0),MATCH(Supply[[#This Row],[Unit Category]],Profiles[#Headers],0))","v":948.80499521783599}]
[3,"Wind_Socal",14,{"$f":"INDEX(NQC[NQC MW],MATCH(1,(NQC[Month]=Supply[[#This Row],[Month]])*(NQC[Unit Category]=Supply[[#This Row],[Unit Category]]),0))*INDEX(Profiles[],MATCH(1,(Profiles[Month]=Supply[[#This Row],[Month]])*(Profiles[Hour Ending]=Supply[[#This Row],[Hour Ending]]),0),MATCH(Supply[[#This Row],[Unit Category]],Profiles[#Headers],0))","v":1108.0747240253886}]
[3,"Wind_Socal",15,{"$f":"INDEX(NQC[NQC MW],MATCH(1,(NQC[Month]=Supply[[#This Row],[Month]])*(NQC[Unit Category]=Supply[[#This Row],[Unit Category]]),0))*INDEX(Profiles[],MATCH(1,(Profiles[Month]=Supply[[#This Row],[Month]])*(Profiles[Hour Ending]=Supply[[#This Row],[Hour Ending]]),0),MATCH(Supply[[#This Row],[Unit Category]],Profiles[#Headers],0))","v":1164.3014670775271}]
[3,"Wind_Socal",16,{"$f":"INDEX(NQC[NQC MW],MATCH(1,(NQC[Month]=Supply[[#This Row],[Month]])*(NQC[Unit Category]=Supply[[#This Row],[Unit Category]]),0))*INDEX(Profiles[],MATCH(1,(Profiles[Month]=Supply[[#This Row],[Month]])*(Profiles[Hour Ending]=Supply[[#This Row],[Hour Ending]]),0),MATCH(Supply[[#This Row],[Unit Category]],Profiles[#Headers],0))","v":1299.0861791607094}]
[3,"Wind_Socal",17,{"$f":"INDEX(NQC[NQC MW],MATCH(1,(NQC[Month]=Supply[[#This Row],[Month]])*(NQC[Unit Category]=Supply[[#This Row],[Unit Category]]),0))*INDEX(Profiles[],MATCH(1,(Profiles[Month]=Supply[[#This Row],[Month]])*(Profiles[Hour Ending]=Supply[[#This Row],[Hour Ending]]),0),MATCH(Supply[[#This Row],[Unit Category]],Profiles[#Headers],0))","v":1331.8234350096675}]
[3,"Wind_Socal",18,{"$f":"INDEX(NQC[NQC MW],MATCH(1,(NQC[Month]=Supply[[#This Row],[Month]])*(NQC[Unit Category]=Supply[[#This Row],[Unit Category]]),0))*INDEX(Profiles[],MATCH(1,(Profiles[Month]=Supply[[#This Row],[Month]])*(Profiles[Hour Ending]=Supply[[#This Row],[Hour Ending]]),0),MATCH(Supply[[#This Row],[Unit Category]],Profiles[#Headers],0))","v":1359.4656121905098}]
[3,"Wind_Socal",19,{"$f":"INDEX(NQC[NQC MW],MATCH(1,(NQC[Month]=Supply[[#This Row],[Month]])*(NQC[Unit Category]=Supply[[#This Row],[Unit Category]]),0))*INDEX(Profiles[],MATCH(1,(Profiles[Month]=Supply[[#This Row],[Month]])*(Profiles[Hour Ending]=Supply[[#This Row],[Hour Ending]]),0),MATCH(Supply[[#This Row],[Unit Category]],Profiles[#Headers],0))","v":1320.1442864350552}]
[3,"Wind_Socal",20,{"$f":"INDEX(NQC[NQC MW],MATCH(1,(NQC[Month]=Supply[[#This Row],[Month]])*(NQC[Unit Category]=Supply[[#This Row],[Unit Category]]),0))*INDEX(Profiles[],MATCH(1,(Profiles[Month]=Supply[[#This Row],[Month]])*(Profiles[Hour Ending]=Supply[[#This Row],[Hour Ending]]),0),MATCH(Supply[[#This Row],[Unit Category]],Profiles[#Headers],0))","v":1304.0897559766308}]
[3,"Wind_Socal",21,{"$f":"INDEX(NQC[NQC MW],MATCH(1,(NQC[Month]=Supply[[#This Row],[Month]])*(NQC[Unit Category]=Supply[[#This Row],[Unit Category]]),0))*INDEX(Profiles[],MATCH(1,(Profiles[Month]=Supply[[#This Row],[Month]])*(Profiles[Hour Ending]=Supply[[#This Row],[Hour Ending]]),0),MATCH(Supply[[#This Row],[Unit Category]],Profiles[#Headers],0))","v":1280.7555079641886}]
[3,"Wind_Socal",22,{"$f":"INDEX(NQC[NQC MW],MATCH(1,(NQC[Month]=Supply[[#This Row],[Month]])*(NQC[Unit Category]=Supply[[#This Row],[Unit Category]]),0))*INDEX(Profiles[],MATCH(1,(Profiles[Month]=Supply[[#This Row],[Month]])*(Profiles[Hour Ending]=Supply[[#This Row],[Hour Ending]]),0),MATCH(Supply[[#This Row],[Unit Category]],Profiles[#Headers],0))","v":1294.8184923158387}]
[3,"Wind_Socal",23,{"$f":"INDEX(NQC[NQC MW],MATCH(1,(NQC[Month]=Supply[[#This Row],[Month]])*(NQC[Unit Category]=Supply[[#This Row],[Unit Category]]),0))*INDEX(Profiles[],MATCH(1,(Profiles[Month]=Supply[[#This Row],[Month]])*(Profiles[Hour Ending]=Supply[[#This Row],[Hour Ending]]),0),MATCH(Supply[[#This Row],[Unit Category]],Profiles[#Headers],0))","v":1376.6643328364992}]
[3,"Wind_Socal",24,{"$f":"INDEX(NQC[NQC MW],MATCH(1,(NQC[Month]=Supply[[#This Row],[Month]])*(NQC[Unit Category]=Supply[[#This Row],[Unit Category]]),0))*INDEX(Profiles[],MATCH(1,(Profiles[Month]=Supply[[#This Row],[Month]])*(Profiles[Hour Ending]=Supply[[#This Row],[Hour Ending]]),0),MATCH(Supply[[#This Row],[Unit Category]],Profiles[#Headers],0))","v":1239.3069895650951}]
[4,"Biogas",1,{"$f":"INDEX(NQC[NQC MW],MATCH(1,(NQC[Month]=Supply[[#This Row],[Month]])*(NQC[Unit Category]=Supply[[#This Row],[Unit Category]]),0))*INDEX(Profiles[],MATCH(1,(Profiles[Month]=Supply[[#This Row],[Month]])*(Profiles[Hour Ending]=Supply[[#This Row],[Hour Ending]]),0),MATCH(Supply[[#This Row],[Unit Category]],Profiles[#Headers],0))","v":202.40361600000003}]
[4,"Biogas",2,{"$f":"INDEX(NQC[NQC MW],MATCH(1,(NQC[Month]=Supply[[#This Row],[Month]])*(NQC[Unit Category]=Supply[[#This Row],[Unit Category]]),0))*INDEX(Profiles[],MATCH(1,(Profiles[Month]=Supply[[#This Row],[Month]])*(Profiles[Hour Ending]=Supply[[#This Row],[Hour Ending]]),0),MATCH(Supply[[#This Row],[Unit Category]],Profiles[#Headers],0))","v":202.40361600000003}]
[4,"Biogas",3,{"$f":"INDEX(NQC[NQC MW],MATCH(1,(NQC[Month]=Supply[[#This Row],[Month]])*(NQC[Unit Category]=Supply[[#This Row],[Unit Category]]),0))*INDEX(Profiles[],MATCH(1,(Profiles[Month]=Supply[[#This Row],[Month]])*(Profiles[Hour Ending]=Supply[[#This Row],[Hour Ending]]),0),MATCH(Supply[[#This Row],[Unit Category]],Profiles[#Headers],0))","v":202.40361600000003}]
[4,"Biogas",4,{"$f":"INDEX(NQC[NQC MW],MATCH(1,(NQC[Month]=Supply[[#This Row],[Month]])*(NQC[Unit Category]=Supply[[#This Row],[Unit Category]]),0))*INDEX(Profiles[],MATCH(1,(Profiles[Month]=Supply[[#This Row],[Month]])*(Profiles[Hour Ending]=Supply[[#This Row],[Hour Ending]]),0),MATCH(Supply[[#This Row],[Unit Category]],Profiles[#Headers],0))","v":202.40361600000003}]
[4,"Biogas",5,{"$f":"INDEX(NQC[NQC MW],MATCH(1,(NQC[Month]=Supply[[#This Row],[Month]])*(NQC[Unit Category]=Supply[[#This Row],[Unit Category]]),0))*INDEX(Profiles[],MATCH(1,(Profiles[Month]=Supply[[#This Row],[Month]])*(Profiles[Hour Ending]=Supply[[#This Row],[Hour Ending]]),0),MATCH(Supply[[#This Row],[Unit Category]],Profiles[#Headers],0))","v":202.40361600000003}]
[4,"Biogas",6,{"$f":"INDEX(NQC[NQC MW],MATCH(1,(NQC[Month]=Supply[[#This Row],[Month]])*(NQC[Unit Category]=Supply[[#This Row],[Unit Category]]),0))*INDEX(Profiles[],MATCH(1,(Profiles[Month]=Supply[[#This Row],[Month]])*(Profiles[Hour Ending]=Supply[[#This Row],[Hour Ending]]),0),MATCH(Supply[[#This Row],[Unit Category]],Profiles[#Headers],0))","v":202.40361600000003}]
[4,"Biogas",7,{"$f":"INDEX(NQC[NQC MW],MATCH(1,(NQC[Month]=Supply[[#This Row],[Month]])*(NQC[Unit Category]=Supply[[#This Row],[Unit Category]]),0))*INDEX(Profiles[],MATCH(1,(Profiles[Month]=Supply[[#This Row],[Month]])*(Profiles[Hour Ending]=Supply[[#This Row],[Hour Ending]]),0),MATCH(Supply[[#This Row],[Unit Category]],Profiles[#Headers],0))","v":202.40361600000003}]
[4,"Biogas",8,{"$f":"INDEX(NQC[NQC MW],MATCH(1,(NQC[Month]=Supply[[#This Row],[Month]])*(NQC[Unit Category]=Supply[[#This Row],[Unit Category]]),0))*INDEX(Profiles[],MATCH(1,(Profiles[Month]=Supply[[#This Row],[Month]])*(Profiles[Hour Ending]=Supply[[#This Row],[Hour Ending]]),0),MATCH(Supply[[#This Row],[Unit Category]],Profiles[#Headers],0))","v":202.40361600000003}]
[4,"Biogas",9,{"$f":"INDEX(NQC[NQC MW],MATCH(1,(NQC[Month]=Supply[[#This Row],[Month]])*(NQC[Unit Category]=Supply[[#This Row],[Unit Category]]),0))*INDEX(Profiles[],MATCH(1,(Profiles[Month]=Supply[[#This Row],[Month]])*(Profiles[Hour Ending]=Supply[[#This Row],[Hour Ending]]),0),MATCH(Supply[[#This Row],[Unit Category]],Profiles[#Headers],0))","v":202.40361600000003}]
[4,"Biogas",10,{"$f":"INDEX(NQC[NQC MW],MATCH(1,(NQC[Month]=Supply[[#This Row],[Month]])*(NQC[Unit Category]=Supply[[#This Row],[Unit Category]]),0))*INDEX(Profiles[],MATCH(1,(Profiles[Month]=Supply[[#This Row],[Month]])*(Profiles[Hour Ending]=Supply[[#This Row],[Hour Ending]]),0),MATCH(Supply[[#This Row],[Unit Category]],Profiles[#Headers],0))","v":202.40361600000003}]
[4,"Biogas",11,{"$f":"INDEX(NQC[NQC MW],MATCH(1,(NQC[Month]=Supply[[#This Row],[Month]])*(NQC[Unit Category]=Supply[[#This Row],[Unit Category]]),0))*INDEX(Profiles[],MATCH(1,(Profiles[Month]=Supply[[#This Row],[Month]])*(Profiles[Hour Ending]=Supply[[#This Row],[Hour Ending]]),0),MATCH(Supply[[#This Row],[Unit Category]],Profiles[#Headers],0))","v":202.40361600000003}]
[4,"Biogas",12,{"$f":"INDEX(NQC[NQC MW],MATCH(1,(NQC[Month]=Supply[[#This Row],[Month]])*(NQC[Unit Category]=Supply[[#This Row],[Unit Category]]),0))*INDEX(Profiles[],MATCH(1,(Profiles[Month]=Supply[[#This Row],[Month]])*(Profiles[Hour Ending]=Supply[[#This Row],[Hour Ending]]),0),MATCH(Supply[[#This Row],[Unit Category]],Profiles[#Headers],0))","v":202.40361600000003}]
[4,"Biogas",13,{"$f":"INDEX(NQC[NQC MW],MATCH(1,(NQC[Month]=Supply[[#This Row],[Month]])*(NQC[Unit Category]=Supply[[#This Row],[Unit Category]]),0))*INDEX(Profiles[],MATCH(1,(Profiles[Month]=Supply[[#This Row],[Month]])*(Profiles[Hour Ending]=Supply[[#This Row],[Hour Ending]]),0),MATCH(Supply[[#This Row],[Unit Category]],Profiles[#Headers],0))","v":202.40361600000003}]
[4,"Biogas",14,{"$f":"INDEX(NQC[NQC MW],MATCH(1,(NQC[Month]=Supply[[#This Row],[Month]])*(NQC[Unit Category]=Supply[[#This Row],[Unit Category]]),0))*INDEX(Profiles[],MATCH(1,(Profiles[Month]=Supply[[#This Row],[Month]])*(Profiles[Hour Ending]=Supply[[#This Row],[Hour Ending]]),0),MATCH(Supply[[#This Row],[Unit Category]],Profiles[#Headers],0))","v":202.40361600000003}]
[4,"Biogas",15,{"$f":"INDEX(NQC[NQC MW],MATCH(1,(NQC[Month]=Supply[[#This Row],[Month]])*(NQC[Unit Category]=Supply[[#This Row],[Unit Category]]),0))*INDEX(Profiles[],MATCH(1,(Profiles[Month]=Supply[[#This Row],[Month]])*(Profiles[Hour Ending]=Supply[[#This Row],[Hour Ending]]),0),MATCH(Supply[[#This Row],[Unit Category]],Profiles[#Headers],0))","v":202.40361600000003}]
[4,"Biogas",16,{"$f":"INDEX(NQC[NQC MW],MATCH(1,(NQC[Month]=Supply[[#This Row],[Month]])*(NQC[Unit Category]=Supply[[#This Row],[Unit Category]]),0))*INDEX(Profiles[],MATCH(1,(Profiles[Month]=Supply[[#This Row],[Month]])*(Profiles[Hour Ending]=Supply[[#This Row],[Hour Ending]]),0),MATCH(Supply[[#This Row],[Unit Category]],Profiles[#Headers],0))","v":202.40361600000003}]
[4,"Biogas",17,{"$f":"INDEX(NQC[NQC MW],MATCH(1,(NQC[Month]=Supply[[#This Row],[Month]])*(NQC[Unit Category]=Supply[[#This Row],[Unit Category]]),0))*INDEX(Profiles[],MATCH(1,(Profiles[Month]=Supply[[#This Row],[Month]])*(Profiles[Hour Ending]=Supply[[#This Row],[Hour Ending]]),0),MATCH(Supply[[#This Row],[Unit Category]],Profiles[#Headers],0))","v":202.40361600000003}]
[4,"Biogas",18,{"$f":"INDEX(NQC[NQC MW],MATCH(1,(NQC[Month]=Supply[[#This Row],[Month]])*(NQC[Unit Category]=Supply[[#This Row],[Unit Category]]),0))*INDEX(Profiles[],MATCH(1,(Profiles[Month]=Supply[[#This Row],[Month]])*(Profiles[Hour Ending]=Supply[[#This Row],[Hour Ending]]),0),MATCH(Supply[[#This Row],[Unit Category]],Profiles[#Headers],0))","v":202.40361600000003}]
[4,"Biogas",19,{"$f":"INDEX(NQC[NQC MW],MATCH(1,(NQC[Month]=Supply[[#This Row],[Month]])*(NQC[Unit Category]=Supply[[#This Row],[Unit Category]]),0))*INDEX(Profiles[],MATCH(1,(Profiles[Month]=Supply[[#This Row],[Month]])*(Profiles[Hour Ending]=Supply[[#This Row],[Hour Ending]]),0),MATCH(Supply[[#This Row],[Unit Category]],Profiles[#Headers],0))","v":202.40361600000003}]
[4,"Biogas",20,{"$f":"INDEX(NQC[NQC MW],MATCH(1,(NQC[Month]=Supply[[#This Row],[Month]])*(NQC[Unit Category]=Supply[[#This Row],[Unit Category]]),0))*INDEX(Profiles[],MATCH(1,(Profiles[Month]=Supply[[#This Row],[Month]])*(Profiles[Hour Ending]=Supply[[#This Row],[Hour Ending]]),0),MATCH(Supply[[#This Row],[Unit Category]],Profiles[#Headers],0))","v":202.40361600000003}]
[4,"Biogas",21,{"$f":"INDEX(NQC[NQC MW],MATCH(1,(NQC[Month]=Supply[[#This Row],[Month]])*(NQC[Unit Category]=Supply[[#This Row],[Unit Category]]),0))*INDEX(Profiles[],MATCH(1,(Profiles[Month]=Supply[[#This Row],[Month]])*(Profiles[Hour Ending]=Supply[[#This Row],[Hour Ending]]),0),MATCH(Supply[[#This Row],[Unit Category]],Profiles[#Headers],0))","v":202.40361600000003}]
[4,"Biogas",22,{"$f":"INDEX(NQC[NQC MW],MATCH(1,(NQC[Month]=Supply[[#This Row],[Month]])*(NQC[Unit Category]=Supply[[#This Row],[Unit Category]]),0))*INDEX(Profiles[],MATCH(1,(Profiles[Month]=Supply[[#This Row],[Month]])*(Profiles[Hour Ending]=Supply[[#This Row],[Hour Ending]]),0),MATCH(Supply[[#This Row],[Unit Category]],Profiles[#Headers],0))","v":202.40361600000003}]
[4,"Biogas",23,{"$f":"INDEX(NQC[NQC MW],MATCH(1,(NQC[Month]=Supply[[#This Row],[Month]])*(NQC[Unit Category]=Supply[[#This Row],[Unit Category]]),0))*INDEX(Profiles[],MATCH(1,(Profiles[Month]=Supply[[#This Row],[Month]])*(Profiles[Hour Ending]=Supply[[#This Row],[Hour Ending]]),0),MATCH(Supply[[#This Row],[Unit Category]],Profiles[#Headers],0))","v":202.40361600000003}]
[4,"Biogas",24,{"$f":"INDEX(NQC[NQC MW],MATCH(1,(NQC[Month]=Supply[[#This Row],[Month]])*(NQC[Unit Category]=Supply[[#This Row],[Unit Category]]),0))*INDEX(Profiles[],MATCH(1,(Profiles[Month]=Supply[[#This Row],[Month]])*(Profiles[Hour Ending]=Supply[[#This Row],[Hour Ending]]),0),MATCH(Supply[[#This Row],[Unit Category]],Profiles[#Headers],0))","v":202.40361600000003}]
[4,"Biomass/Wood",1,{"$f":"INDEX(NQC[NQC MW],MATCH(1,(NQC[Month]=Supply[[#This Row],[Month]])*(NQC[Unit Category]=Supply[[#This Row],[Unit Category]]),0))*INDEX(Profiles[],MATCH(1,(Profiles[Month]=Supply[[#This Row],[Month]])*(Profiles[Hour Ending]=Supply[[#This Row],[Hour Ending]]),0),MATCH(Supply[[#This Row],[Unit Category]],Profiles[#Headers],0))","v":377.54564400000004}]
[4,"Biomass/Wood",2,{"$f":"INDEX(NQC[NQC MW],MATCH(1,(NQC[Month]=Supply[[#This Row],[Month]])*(NQC[Unit Category]=Supply[[#This Row],[Unit Category]]),0))*INDEX(Profiles[],MATCH(1,(Profiles[Month]=Supply[[#This Row],[Month]])*(Profiles[Hour Ending]=Supply[[#This Row],[Hour Ending]]),0),MATCH(Supply[[#This Row],[Unit Category]],Profiles[#Headers],0))","v":377.54564400000004}]
[4,"Biomass/Wood",3,{"$f":"INDEX(NQC[NQC MW],MATCH(1,(NQC[Month]=Supply[[#This Row],[Month]])*(NQC[Unit Category]=Supply[[#This Row],[Unit Category]]),0))*INDEX(Profiles[],MATCH(1,(Profiles[Month]=Supply[[#This Row],[Month]])*(Profiles[Hour Ending]=Supply[[#This Row],[Hour Ending]]),0),MATCH(Supply[[#This Row],[Unit Category]],Profiles[#Headers],0))","v":377.54564400000004}]
[4,"Biomass/Wood",4,{"$f":"INDEX(NQC[NQC MW],MATCH(1,(NQC[Month]=Supply[[#This Row],[Month]])*(NQC[Unit Category]=Supply[[#This Row],[Unit Category]]),0))*INDEX(Profiles[],MATCH(1,(Profiles[Month]=Supply[[#This Row],[Month]])*(Profiles[Hour Ending]=Supply[[#This Row],[Hour Ending]]),0),MATCH(Supply[[#This Row],[Unit Category]],Profiles[#Headers],0))","v":377.54564400000004}]
[4,"Biomass/Wood",5,{"$f":"INDEX(NQC[NQC MW],MATCH(1,(NQC[Month]=Supply[[#This Row],[Month]])*(NQC[Unit Category]=Supply[[#This Row],[Unit Category]]),0))*INDEX(Profiles[],MATCH(1,(Profiles[Month]=Supply[[#This Row],[Month]])*(Profiles[Hour Ending]=Supply[[#This Row],[Hour Ending]]),0),MATCH(Supply[[#This Row],[Unit Category]],Profiles[#Headers],0))","v":377.54564400000004}]
[4,"Biomass/Wood",6,{"$f":"INDEX(NQC[NQC MW],MATCH(1,(NQC[Month]=Supply[[#This Row],[Month]])*(NQC[Unit Category]=Supply[[#This Row],[Unit Category]]),0))*INDEX(Profiles[],MATCH(1,(Profiles[Month]=Supply[[#This Row],[Month]])*(Profiles[Hour Ending]=Supply[[#This Row],[Hour Ending]]),0),MATCH(Supply[[#This Row],[Unit Category]],Profiles[#Headers],0))","v":377.54564400000004}]
[4,"Biomass/Wood",7,{"$f":"INDEX(NQC[NQC MW],MATCH(1,(NQC[Month]=Supply[[#This Row],[Month]])*(NQC[Unit Category]=Supply[[#This Row],[Unit Category]]),0))*INDEX(Profiles[],MATCH(1,(Profiles[Month]=Supply[[#This Row],[Month]])*(Profiles[Hour Ending]=Supply[[#This Row],[Hour Ending]]),0),MATCH(Supply[[#This Row],[Unit Category]],Profiles[#Headers],0))","v":377.54564400000004}]
[4,"Biomass/Wood",8,{"$f":"INDEX(NQC[NQC MW],MATCH(1,(NQC[Month]=Supply[[#This Row],[Month]])*(NQC[Unit Category]=Supply[[#This Row],[Unit Category]]),0))*INDEX(Profiles[],MATCH(1,(Profiles[Month]=Supply[[#This Row],[Month]])*(Profiles[Hour Ending]=Supply[[#This Row],[Hour Ending]]),0),MATCH(Supply[[#This Row],[Unit Category]],Profiles[#Headers],0))","v":377.54564400000004}]
[4,"Biomass/Wood",9,{"$f":"INDEX(NQC[NQC MW],MATCH(1,(NQC[Month]=Supply[[#This Row],[Month]])*(NQC[Unit Category]=Supply[[#This Row],[Unit Category]]),0))*INDEX(Profiles[],MATCH(1,(Profiles[Month]=Supply[[#This Row],[Month]])*(Profiles[Hour Ending]=Supply[[#This Row],[Hour Ending]]),0),MATCH(Supply[[#This Row],[Unit Category]],Profiles[#Headers],0))","v":377.54564400000004}]
[4,"Biomass/Wood",10,{"$f":"INDEX(NQC[NQC MW],MATCH(1,(NQC[Month]=Supply[[#This Row],[Month]])*(NQC[Unit Category]=Supply[[#This Row],[Unit Category]]),0))*INDEX(Profiles[],MATCH(1,(Profiles[Month]=Supply[[#This Row],[Month]])*(Profiles[Hour Ending]=Supply[[#This Row],[Hour Ending]]),0),MATCH(Supply[[#This Row],[Unit Category]],Profiles[#Headers],0))","v":377.54564400000004}]
[4,"Biomass/Wood",11,{"$f":"INDEX(NQC[NQC MW],MATCH(1,(NQC[Month]=Supply[[#This Row],[Month]])*(NQC[Unit Category]=Supply[[#This Row],[Unit Category]]),0))*INDEX(Profiles[],MATCH(1,(Profiles[Month]=Supply[[#This Row],[Month]])*(Profiles[Hour Ending]=Supply[[#This Row],[Hour Ending]]),0),MATCH(Supply[[#This Row],[Unit Category]],Profiles[#Headers],0))","v":377.54564400000004}]
[4,"Biomass/Wood",12,{"$f":"INDEX(NQC[NQC MW],MATCH(1,(NQC[Month]=Supply[[#This Row],[Month]])*(NQC[Unit Category]=Supply[[#This Row],[Unit Category]]),0))*INDEX(Profiles[],MATCH(1,(Profiles[Month]=Supply[[#This Row],[Month]])*(Profiles[Hour Ending]=Supply[[#This Row],[Hour Ending]]),0),MATCH(Supply[[#This Row],[Unit Category]],Profiles[#Headers],0))","v":377.54564400000004}]
[4,"Biomass/Wood",13,{"$f":"INDEX(NQC[NQC MW],MATCH(1,(NQC[Month]=Supply[[#This Row],[Month]])*(NQC[Unit Category]=Supply[[#This Row],[Unit Category]]),0))*INDEX(Profiles[],MATCH(1,(Profiles[Month]=Supply[[#This Row],[Month]])*(Profiles[Hour Ending]=Supply[[#This Row],[Hour Ending]]),0),MATCH(Supply[[#This Row],[Unit Category]],Profiles[#Headers],0))","v":377.54564400000004}]
[4,"Biomass/Wood",14,{"$f":"INDEX(NQC[NQC MW],MATCH(1,(NQC[Month]=Supply[[#This Row],[Month]])*(NQC[Unit Category]=Supply[[#This Row],[Unit Category]]),0))*INDEX(Profiles[],MATCH(1,(Profiles[Month]=Supply[[#This Row],[Month]])*(Profiles[Hour Ending]=Supply[[#This Row],[Hour Ending]]),0),MATCH(Supply[[#This Row],[Unit Category]],Profiles[#Headers],0))","v":377.54564400000004}]
[4,"Biomass/Wood",15,{"$f":"INDEX(NQC[NQC MW],MATCH(1,(NQC[Month]=Supply[[#This Row],[Month]])*(NQC[Unit Category]=Supply[[#This Row],[Unit Category]]),0))*INDEX(Profiles[],MATCH(1,(Profiles[Month]=Supply[[#This Row],[Month]])*(Profiles[Hour Ending]=Supply[[#This Row],[Hour Ending]]),0),MATCH(Supply[[#This Row],[Unit Category]],Profiles[#Headers],0))","v":377.54564400000004}]
[4,"Biomass/Wood",16,{"$f":"INDEX(NQC[NQC MW],MATCH(1,(NQC[Month]=Supply[[#This Row],[Month]])*(NQC[Unit Category]=Supply[[#This Row],[Unit Category]]),0))*INDEX(Profiles[],MATCH(1,(Profiles[Month]=Supply[[#This Row],[Month]])*(Profiles[Hour Ending]=Supply[[#This Row],[Hour Ending]]),0),MATCH(Supply[[#This Row],[Unit Category]],Profiles[#Headers],0))","v":377.54564400000004}]
[4,"Biomass/Wood",17,{"$f":"INDEX(NQC[NQC MW],MATCH(1,(NQC[Month]=Supply[[#This Row],[Month]])*(NQC[Unit Category]=Supply[[#This Row],[Unit Category]]),0))*INDEX(Profiles[],MATCH(1,(Profiles[Month]=Supply[[#This Row],[Month]])*(Profiles[Hour Ending]=Supply[[#This Row],[Hour Ending]]),0),MATCH(Supply[[#This Row],[Unit Category]],Profiles[#Headers],0))","v":377.54564400000004}]
[4,"Biomass/Wood",18,{"$f":"INDEX(NQC[NQC MW],MATCH(1,(NQC[Month]=Supply[[#This Row],[Month]])*(NQC[Unit Category]=Supply[[#This Row],[Unit Category]]),0))*INDEX(Profiles[],MATCH(1,(Profiles[Month]=Supply[[#This Row],[Month]])*(Profiles[Hour Ending]=Supply[[#This Row],[Hour Ending]]),0),MATCH(Supply[[#This Row],[Unit Category]],Profiles[#Headers],0))","v":377.54564400000004}]
[4,"Biomass/Wood",19,{"$f":"INDEX(NQC[NQC MW],MATCH(1,(NQC[Month]=Supply[[#This Row],[Month]])*(NQC[Unit Category]=Supply[[#This Row],[Unit Category]]),0))*INDEX(Profiles[],MATCH(1,(Profiles[Month]=Supply[[#This Row],[Month]])*(Profiles[Hour Ending]=Supply[[#This Row],[Hour Ending]]),0),MATCH(Supply[[#This Row],[Unit Category]],Profiles[#Headers],0))","v":377.54564400000004}]
[4,"Biomass/Wood",20,{"$f":"INDEX(NQC[NQC MW],MATCH(1,(NQC[Month]=Supply[[#This Row],[Month]])*(NQC[Unit Category]=Supply[[#This Row],[Unit Category]]),0))*INDEX(Profiles[],MATCH(1,(Profiles[Month]=Supply[[#This Row],[Month]])*(Profiles[Hour Ending]=Supply[[#This Row],[Hour Ending]]),0),MATCH(Supply[[#This Row],[Unit Category]],Profiles[#Headers],0))","v":377.54564400000004}]
[4,"Biomass/Wood",21,{"$f":"INDEX(NQC[NQC MW],MATCH(1,(NQC[Month]=Supply[[#This Row],[Month]])*(NQC[Unit Category]=Supply[[#This Row],[Unit Category]]),0))*INDEX(Profiles[],MATCH(1,(Profiles[Month]=Supply[[#This Row],[Month]])*(Profiles[Hour Ending]=Supply[[#This Row],[Hour Ending]]),0),MATCH(Supply[[#This Row],[Unit Category]],Profiles[#Headers],0))","v":377.54564400000004}]
[4,"Biomass/Wood",22,{"$f":"INDEX(NQC[NQC MW],MATCH(1,(NQC[Month]=Supply[[#This Row],[Month]])*(NQC[Unit Category]=Supply[[#This Row],[Unit Category]]),0))*INDEX(Profiles[],MATCH(1,(Profiles[Month]=Supply[[#This Row],[Month]])*(Profiles[Hour Ending]=Supply[[#This Row],[Hour Ending]]),0),MATCH(Supply[[#This Row],[Unit Category]],Profiles[#Headers],0))","v":377.54564400000004}]
[4,"Biomass/Wood",23,{"$f":"INDEX(NQC[NQC MW],MATCH(1,(NQC[Month]=Supply[[#This Row],[Month]])*(NQC[Unit Category]=Supply[[#This Row],[Unit Category]]),0))*INDEX(Profiles[],MATCH(1,(Profiles[Month]=Supply[[#This Row],[Month]])*(Profiles[Hour Ending]=Supply[[#This Row],[Hour Ending]]),0),MATCH(Supply[[#This Row],[Unit Category]],Profiles[#Headers],0))","v":377.54564400000004}]
[4,"Biomass/Wood",24,{"$f":"INDEX(NQC[NQC MW],MATCH(1,(NQC[Month]=Supply[[#This Row],[Month]])*(NQC[Unit Category]=Supply[[#This Row],[Unit Category]]),0))*INDEX(Profiles[],MATCH(1,(Profiles[Month]=Supply[[#This Row],[Month]])*(Profiles[Hour Ending]=Supply[[#This Row],[Hour Ending]]),0),MATCH(Supply[[#This Row],[Unit Category]],Profiles[#Headers],0))","v":377.54564400000004}]
[4,"CC",1,{"$f":"INDEX(NQC[NQC MW],MATCH(1,(NQC[Month]=Supply[[#This Row],[Month]])*(NQC[Unit Category]=Supply[[#This Row],[Unit Category]]),0))*INDEX(Profiles[],MATCH(1,(Profiles[Month]=Supply[[#This Row],[Month]])*(Profiles[Hour Ending]=Supply[[#This Row],[Hour Ending]]),0),MATCH(Supply[[#This Row],[Unit Category]],Profiles[#Headers],0))","v":17217.450000000004}]
[4,"CC",2,{"$f":"INDEX(NQC[NQC MW],MATCH(1,(NQC[Month]=Supply[[#This Row],[Month]])*(NQC[Unit Category]=Supply[[#This Row],[Unit Category]]),0))*INDEX(Profiles[],MATCH(1,(Profiles[Month]=Supply[[#This Row],[Month]])*(Profiles[Hour Ending]=Supply[[#This Row],[Hour Ending]]),0),MATCH(Supply[[#This Row],[Unit Category]],Profiles[#Headers],0))","v":17217.450000000004}]
[4,"CC",3,{"$f":"INDEX(NQC[NQC MW],MATCH(1,(NQC[Month]=Supply[[#This Row],[Month]])*(NQC[Unit Category]=Supply[[#This Row],[Unit Category]]),0))*INDEX(Profiles[],MATCH(1,(Profiles[Month]=Supply[[#This Row],[Month]])*(Profiles[Hour Ending]=Supply[[#This Row],[Hour Ending]]),0),MATCH(Supply[[#This Row],[Unit Category]],Profiles[#Headers],0))","v":17217.450000000004}]
[4,"CC",4,{"$f":"INDEX(NQC[NQC MW],MATCH(1,(NQC[Month]=Supply[[#This Row],[Month]])*(NQC[Unit Category]=Supply[[#This Row],[Unit Category]]),0))*INDEX(Profiles[],MATCH(1,(Profiles[Month]=Supply[[#This Row],[Month]])*(Profiles[Hour Ending]=Supply[[#This Row],[Hour Ending]]),0),MATCH(Supply[[#This Row],[Unit Category]],Profiles[#Headers],0))","v":17217.450000000004}]
[4,"CC",5,{"$f":"INDEX(NQC[NQC MW],MATCH(1,(NQC[Month]=Supply[[#This Row],[Month]])*(NQC[Unit Category]=Supply[[#This Row],[Unit Category]]),0))*INDEX(Profiles[],MATCH(1,(Profiles[Month]=Supply[[#This Row],[Month]])*(Profiles[Hour Ending]=Supply[[#This Row],[Hour Ending]]),0),MATCH(Supply[[#This Row],[Unit Category]],Profiles[#Headers],0))","v":17217.450000000004}]
[4,"CC",6,{"$f":"INDEX(NQC[NQC MW],MATCH(1,(NQC[Month]=Supply[[#This Row],[Month]])*(NQC[Unit Category]=Supply[[#This Row],[Unit Category]]),0))*INDEX(Profiles[],MATCH(1,(Profiles[Month]=Supply[[#This Row],[Month]])*(Profiles[Hour Ending]=Supply[[#This Row],[Hour Ending]]),0),MATCH(Supply[[#This Row],[Unit Category]],Profiles[#Headers],0))","v":17217.450000000004}]
[4,"CC",7,{"$f":"INDEX(NQC[NQC MW],MATCH(1,(NQC[Month]=Supply[[#This Row],[Month]])*(NQC[Unit Category]=Supply[[#This Row],[Unit Category]]),0))*INDEX(Profiles[],MATCH(1,(Profiles[Month]=Supply[[#This Row],[Month]])*(Profiles[Hour Ending]=Supply[[#This Row],[Hour Ending]]),0),MATCH(Supply[[#This Row],[Unit Category]],Profiles[#Headers],0))","v":17217.450000000004}]
[4,"CC",8,{"$f":"INDEX(NQC[NQC MW],MATCH(1,(NQC[Month]=Supply[[#This Row],[Month]])*(NQC[Unit Category]=Supply[[#This Row],[Unit Category]]),0))*INDEX(Profiles[],MATCH(1,(Profiles[Month]=Supply[[#This Row],[Month]])*(Profiles[Hour Ending]=Supply[[#This Row],[Hour Ending]]),0),MATCH(Supply[[#This Row],[Unit Category]],Profiles[#Headers],0))","v":17217.450000000004}]
[4,"CC",9,{"$f":"INDEX(NQC[NQC MW],MATCH(1,(NQC[Month]=Supply[[#This Row],[Month]])*(NQC[Unit Category]=Supply[[#This Row],[Unit Category]]),0))*INDEX(Profiles[],MATCH(1,(Profiles[Month]=Supply[[#This Row],[Month]])*(Profiles[Hour Ending]=Supply[[#This Row],[Hour Ending]]),0),MATCH(Supply[[#This Row],[Unit Category]],Profiles[#Headers],0))","v":17217.450000000004}]
[4,"CC",10,{"$f":"INDEX(NQC[NQC MW],MATCH(1,(NQC[Month]=Supply[[#This Row],[Month]])*(NQC[Unit Category]=Supply[[#This Row],[Unit Category]]),0))*INDEX(Profiles[],MATCH(1,(Profiles[Month]=Supply[[#This Row],[Month]])*(Profiles[Hour Ending]=Supply[[#This Row],[Hour Ending]]),0),MATCH(Supply[[#This Row],[Unit Category]],Profiles[#Headers],0))","v":17217.450000000004}]
[4,"CC",11,{"$f":"INDEX(NQC[NQC MW],MATCH(1,(NQC[Month]=Supply[[#This Row],[Month]])*(NQC[Unit Category]=Supply[[#This Row],[Unit Category]]),0))*INDEX(Profiles[],MATCH(1,(Profiles[Month]=Supply[[#This Row],[Month]])*(Profiles[Hour Ending]=Supply[[#This Row],[Hour Ending]]),0),MATCH(Supply[[#This Row],[Unit Category]],Profiles[#Headers],0))","v":17217.450000000004}]
[4,"CC",12,{"$f":"INDEX(NQC[NQC MW],MATCH(1,(NQC[Month]=Supply[[#This Row],[Month]])*(NQC[Unit Category]=Supply[[#This Row],[Unit Category]]),0))*INDEX(Profiles[],MATCH(1,(Profiles[Month]=Supply[[#This Row],[Month]])*(Profiles[Hour Ending]=Supply[[#This Row],[Hour Ending]]),0),MATCH(Supply[[#This Row],[Unit Category]],Profiles[#Headers],0))","v":17217.450000000004}]
[4,"CC",13,{"$f":"INDEX(NQC[NQC MW],MATCH(1,(NQC[Month]=Supply[[#This Row],[Month]])*(NQC[Unit Category]=Supply[[#This Row],[Unit Category]]),0))*INDEX(Profiles[],MATCH(1,(Profiles[Month]=Supply[[#This Row],[Month]])*(Profiles[Hour Ending]=Supply[[#This Row],[Hour Ending]]),0),MATCH(Supply[[#This Row],[Unit Category]],Profiles[#Headers],0))","v":17217.450000000004}]
[4,"CC",14,{"$f":"INDEX(NQC[NQC MW],MATCH(1,(NQC[Month]=Supply[[#This Row],[Month]])*(NQC[Unit Category]=Supply[[#This Row],[Unit Category]]),0))*INDEX(Profiles[],MATCH(1,(Profiles[Month]=Supply[[#This Row],[Month]])*(Profiles[Hour Ending]=Supply[[#This Row],[Hour Ending]]),0),MATCH(Supply[[#This Row],[Unit Category]],Profiles[#Headers],0))","v":17217.450000000004}]
[4,"CC",15,{"$f":"INDEX(NQC[NQC MW],MATCH(1,(NQC[Month]=Supply[[#This Row],[Month]])*(NQC[Unit Category]=Supply[[#This Row],[Unit Category]]),0))*INDEX(Profiles[],MATCH(1,(Profiles[Month]=Supply[[#This Row],[Month]])*(Profiles[Hour Ending]=Supply[[#This Row],[Hour Ending]]),0),MATCH(Supply[[#This Row],[Unit Category]],Profiles[#Headers],0))","v":17217.450000000004}]
[4,"CC",16,{"$f":"INDEX(NQC[NQC MW],MATCH(1,(NQC[Month]=Supply[[#This Row],[Month]])*(NQC[Unit Category]=Supply[[#This Row],[Unit Category]]),0))*INDEX(Profiles[],MATCH(1,(Profiles[Month]=Supply[[#This Row],[Month]])*(Profiles[Hour Ending]=Supply[[#This Row],[Hour Ending]]),0),MATCH(Supply[[#This Row],[Unit Category]],Profiles[#Headers],0))","v":17217.450000000004}]
[4,"CC",17,{"$f":"INDEX(NQC[NQC MW],MATCH(1,(NQC[Month]=Supply[[#This Row],[Month]])*(NQC[Unit Category]=Supply[[#This Row],[Unit Category]]),0))*INDEX(Profiles[],MATCH(1,(Profiles[Month]=Supply[[#This Row],[Month]])*(Profiles[Hour Ending]=Supply[[#This Row],[Hour Ending]]),0),MATCH(Supply[[#This Row],[Unit Category]],Profiles[#Headers],0))","v":17217.450000000004}]
[4,"CC",18,{"$f":"INDEX(NQC[NQC MW],MATCH(1,(NQC[Month]=Supply[[#This Row],[Month]])*(NQC[Unit Category]=Supply[[#This Row],[Unit Category]]),0))*INDEX(Profiles[],MATCH(1,(Profiles[Month]=Supply[[#This Row],[Month]])*(Profiles[Hour Ending]=Supply[[#This Row],[Hour Ending]]),0),MATCH(Supply[[#This Row],[Unit Category]],Profiles[#Headers],0))","v":17217.450000000004}]
[4,"CC",19,{"$f":"INDEX(NQC[NQC MW],MATCH(1,(NQC[Month]=Supply[[#This Row],[Month]])*(NQC[Unit Category]=Supply[[#This Row],[Unit Category]]),0))*INDEX(Profiles[],MATCH(1,(Profiles[Month]=Supply[[#This Row],[Month]])*(Profiles[Hour Ending]=Supply[[#This Row],[Hour Ending]]),0),MATCH(Supply[[#This Row],[Unit Category]],Profiles[#Headers],0))","v":17217.450000000004}]
[4,"CC",20,{"$f":"INDEX(NQC[NQC MW],MATCH(1,(NQC[Month]=Supply[[#This Row],[Month]])*(NQC[Unit Category]=Supply[[#This Row],[Unit Category]]),0))*INDEX(Profiles[],MATCH(1,(Profiles[Month]=Supply[[#This Row],[Month]])*(Profiles[Hour Ending]=Supply[[#This Row],[Hour Ending]]),0),MATCH(Supply[[#This Row],[Unit Category]],Profiles[#Headers],0))","v":17217.450000000004}]
[4,"CC",21,{"$f":"INDEX(NQC[NQC MW],MATCH(1,(NQC[Month]=Supply[[#This Row],[Month]])*(NQC[Unit Category]=Supply[[#This Row],[Unit Category]]),0))*INDEX(Profiles[],MATCH(1,(Profiles[Month]=Supply[[#This Row],[Month]])*(Profiles[Hour Ending]=Supply[[#This Row],[Hour Ending]]),0),MATCH(Supply[[#This Row],[Unit Category]],Profiles[#Headers],0))","v":17217.450000000004}]
[4,"CC",22,{"$f":"INDEX(NQC[NQC MW],MATCH(1,(NQC[Month]=Supply[[#This Row],[Month]])*(NQC[Unit Category]=Supply[[#This Row],[Unit Category]]),0))*INDEX(Profiles[],MATCH(1,(Profiles[Month]=Supply[[#This Row],[Month]])*(Profiles[Hour Ending]=Supply[[#This Row],[Hour Ending]]),0),MATCH(Supply[[#This Row],[Unit Category]],Profiles[#Headers],0))","v":17217.450000000004}]
[4,"CC",23,{"$f":"INDEX(NQC[NQC MW],MATCH(1,(NQC[Month]=Supply[[#This Row],[Month]])*(NQC[Unit Category]=Supply[[#This Row],[Unit Category]]),0))*INDEX(Profiles[],MATCH(1,(Profiles[Month]=Supply[[#This Row],[Month]])*(Profiles[Hour Ending]=Supply[[#This Row],[Hour Ending]]),0),MATCH(Supply[[#This Row],[Unit Category]],Profiles[#Headers],0))","v":17217.450000000004}]
[4,"CC",24,{"$f":"INDEX(NQC[NQC MW],MATCH(1,(NQC[Month]=Supply[[#This Row],[Month]])*(NQC[Unit Category]=Supply[[#This Row],[Unit Category]]),0))*INDEX(Profiles[],MATCH(1,(Profiles[Month]=Supply[[#This Row],[Month]])*(Profiles[Hour Ending]=Supply[[#This Row],[Hour Ending]]),0),MATCH(Supply[[#This Row],[Unit Category]],Profiles[#Headers],0))","v":17217.450000000004}]
[4,"Coal",1,{"$f":"INDEX(NQC[NQC MW],MATCH(1,(NQC[Month]=Supply[[#This Row],[Month]])*(NQC[Unit Category]=Supply[[#This Row],[Unit Category]]),0))*INDEX(Profiles[],MATCH(1,(Profiles[Month]=Supply[[#This Row],[Month]])*(Profiles[Hour Ending]=Supply[[#This Row],[Hour Ending]]),0),MATCH(Supply[[#This Row],[Unit Category]],Profiles[#Headers],0))","v":0}]
[4,"Coal",2,{"$f":"INDEX(NQC[NQC MW],MATCH(1,(NQC[Month]=Supply[[#This Row],[Month]])*(NQC[Unit Category]=Supply[[#This Row],[Unit Category]]),0))*INDEX(Profiles[],MATCH(1,(Profiles[Month]=Supply[[#This Row],[Month]])*(Profiles[Hour Ending]=Supply[[#This Row],[Hour Ending]]),0),MATCH(Supply[[#This Row],[Unit Category]],Profiles[#Headers],0))","v":0}]
[4,"Coal",3,{"$f":"INDEX(NQC[NQC MW],MATCH(1,(NQC[Month]=Supply[[#This Row],[Month]])*(NQC[Unit Category]=Supply[[#This Row],[Unit Category]]),0))*INDEX(Profiles[],MATCH(1,(Profiles[Month]=Supply[[#This Row],[Month]])*(Profiles[Hour Ending]=Supply[[#This Row],[Hour Ending]]),0),MATCH(Supply[[#This Row],[Unit Category]],Profiles[#Headers],0))","v":0}]
[4,"Coal",4,{"$f":"INDEX(NQC[NQC MW],MATCH(1,(NQC[Month]=Supply[[#This Row],[Month]])*(NQC[Unit Category]=Supply[[#This Row],[Unit Category]]),0))*INDEX(Profiles[],MATCH(1,(Profiles[Month]=Supply[[#This Row],[Month]])*(Profiles[Hour Ending]=Supply[[#This Row],[Hour Ending]]),0),MATCH(Supply[[#This Row],[Unit Category]],Profiles[#Headers],0))","v":0}]
[4,"Coal",5,{"$f":"INDEX(NQC[NQC MW],MATCH(1,(NQC[Month]=Supply[[#This Row],[Month]])*(NQC[Unit Category]=Supply[[#This Row],[Unit Category]]),0))*INDEX(Profiles[],MATCH(1,(Profiles[Month]=Supply[[#This Row],[Month]])*(Profiles[Hour Ending]=Supply[[#This Row],[Hour Ending]]),0),MATCH(Supply[[#This Row],[Unit Category]],Profiles[#Headers],0))","v":0}]
[4,"Coal",6,{"$f":"INDEX(NQC[NQC MW],MATCH(1,(NQC[Month]=Supply[[#This Row],[Month]])*(NQC[Unit Category]=Supply[[#This Row],[Unit Category]]),0))*INDEX(Profiles[],MATCH(1,(Profiles[Month]=Supply[[#This Row],[Month]])*(Profiles[Hour Ending]=Supply[[#This Row],[Hour Ending]]),0),MATCH(Supply[[#This Row],[Unit Category]],Profiles[#Headers],0))","v":0}]
[4,"Coal",7,{"$f":"INDEX(NQC[NQC MW],MATCH(1,(NQC[Month]=Supply[[#This Row],[Month]])*(NQC[Unit Category]=Supply[[#This Row],[Unit Category]]),0))*INDEX(Profiles[],MATCH(1,(Profiles[Month]=Supply[[#This Row],[Month]])*(Profiles[Hour Ending]=Supply[[#This Row],[Hour Ending]]),0),MATCH(Supply[[#This Row],[Unit Category]],Profiles[#Headers],0))","v":0}]
[4,"Coal",8,{"$f":"INDEX(NQC[NQC MW],MATCH(1,(NQC[Month]=Supply[[#This Row],[Month]])*(NQC[Unit Category]=Supply[[#This Row],[Unit Category]]),0))*INDEX(Profiles[],MATCH(1,(Profiles[Month]=Supply[[#This Row],[Month]])*(Profiles[Hour Ending]=Supply[[#This Row],[Hour Ending]]),0),MATCH(Supply[[#This Row],[Unit Category]],Profiles[#Headers],0))","v":0}]
[4,"Coal",9,{"$f":"INDEX(NQC[NQC MW],MATCH(1,(NQC[Month]=Supply[[#This Row],[Month]])*(NQC[Unit Category]=Supply[[#This Row],[Unit Category]]),0))*INDEX(Profiles[],MATCH(1,(Profiles[Month]=Supply[[#This Row],[Month]])*(Profiles[Hour Ending]=Supply[[#This Row],[Hour Ending]]),0),MATCH(Supply[[#This Row],[Unit Category]],Profiles[#Headers],0))","v":0}]
[4,"Coal",10,{"$f":"INDEX(NQC[NQC MW],MATCH(1,(NQC[Month]=Supply[[#This Row],[Month]])*(NQC[Unit Category]=Supply[[#This Row],[Unit Category]]),0))*INDEX(Profiles[],MATCH(1,(Profiles[Month]=Supply[[#This Row],[Month]])*(Profiles[Hour Ending]=Supply[[#This Row],[Hour Ending]]),0),MATCH(Supply[[#This Row],[Unit Category]],Profiles[#Headers],0))","v":0}]
[4,"Coal",11,{"$f":"INDEX(NQC[NQC MW],MATCH(1,(NQC[Month]=Supply[[#This Row],[Month]])*(NQC[Unit Category]=Supply[[#This Row],[Unit Category]]),0))*INDEX(Profiles[],MATCH(1,(Profiles[Month]=Supply[[#This Row],[Month]])*(Profiles[Hour Ending]=Supply[[#This Row],[Hour Ending]]),0),MATCH(Supply[[#This Row],[Unit Category]],Profiles[#Headers],0))","v":0}]
[4,"Coal",12,{"$f":"INDEX(NQC[NQC MW],MATCH(1,(NQC[Month]=Supply[[#This Row],[Month]])*(NQC[Unit Category]=Supply[[#This Row],[Unit Category]]),0))*INDEX(Profiles[],MATCH(1,(Profiles[Month]=Supply[[#This Row],[Month]])*(Profiles[Hour Ending]=Supply[[#This Row],[Hour Ending]]),0),MATCH(Supply[[#This Row],[Unit Category]],Profiles[#Headers],0))","v":0}]
[4,"Coal",13,{"$f":"INDEX(NQC[NQC MW],MATCH(1,(NQC[Month]=Supply[[#This Row],[Month]])*(NQC[Unit Category]=Supply[[#This Row],[Unit Category]]),0))*INDEX(Profiles[],MATCH(1,(Profiles[Month]=Supply[[#This Row],[Month]])*(Profiles[Hour Ending]=Supply[[#This Row],[Hour Ending]]),0),MATCH(Supply[[#This Row],[Unit Category]],Profiles[#Headers],0))","v":0}]
[4,"Coal",14,{"$f":"INDEX(NQC[NQC MW],MATCH(1,(NQC[Month]=Supply[[#This Row],[Month]])*(NQC[Unit Category]=Supply[[#This Row],[Unit Category]]),0))*INDEX(Profiles[],MATCH(1,(Profiles[Month]=Supply[[#This Row],[Month]])*(Profiles[Hour Ending]=Supply[[#This Row],[Hour Ending]]),0),MATCH(Supply[[#This Row],[Unit Category]],Profiles[#Headers],0))","v":0}]
[4,"Coal",15,{"$f":"INDEX(NQC[NQC MW],MATCH(1,(NQC[Month]=Supply[[#This Row],[Month]])*(NQC[Unit Category]=Supply[[#This Row],[Unit Category]]),0))*INDEX(Profiles[],MATCH(1,(Profiles[Month]=Supply[[#This Row],[Month]])*(Profiles[Hour Ending]=Supply[[#This Row],[Hour Ending]]),0),MATCH(Supply[[#This Row],[Unit Category]],Profiles[#Headers],0))","v":0}]
[4,"Coal",16,{"$f":"INDEX(NQC[NQC MW],MATCH(1,(NQC[Month]=Supply[[#This Row],[Month]])*(NQC[Unit Category]=Supply[[#This Row],[Unit Category]]),0))*INDEX(Profiles[],MATCH(1,(Profiles[Month]=Supply[[#This Row],[Month]])*(Profiles[Hour Ending]=Supply[[#This Row],[Hour Ending]]),0),MATCH(Supply[[#This Row],[Unit Category]],Profiles[#Headers],0))","v":0}]
[4,"Coal",17,{"$f":"INDEX(NQC[NQC MW],MATCH(1,(NQC[Month]=Supply[[#This Row],[Month]])*(NQC[Unit Category]=Supply[[#This Row],[Unit Category]]),0))*INDEX(Profiles[],MATCH(1,(Profiles[Month]=Supply[[#This Row],[Month]])*(Profiles[Hour Ending]=Supply[[#This Row],[Hour Ending]]),0),MATCH(Supply[[#This Row],[Unit Category]],Profiles[#Headers],0))","v":0}]
[4,"Coal",18,{"$f":"INDEX(NQC[NQC MW],MATCH(1,(NQC[Month]=Supply[[#This Row],[Month]])*(NQC[Unit Category]=Supply[[#This Row],[Unit Category]]),0))*INDEX(Profiles[],MATCH(1,(Profiles[Month]=Supply[[#This Row],[Month]])*(Profiles[Hour Ending]=Supply[[#This Row],[Hour Ending]]),0),MATCH(Supply[[#This Row],[Unit Category]],Profiles[#Headers],0))","v":0}]
[4,"Coal",19,{"$f":"INDEX(NQC[NQC MW],MATCH(1,(NQC[Month]=Supply[[#This Row],[Month]])*(NQC[Unit Category]=Supply[[#This Row],[Unit Category]]),0))*INDEX(Profiles[],MATCH(1,(Profiles[Month]=Supply[[#This Row],[Month]])*(Profiles[Hour Ending]=Supply[[#This Row],[Hour Ending]]),0),MATCH(Supply[[#This Row],[Unit Category]],Profiles[#Headers],0))","v":0}]
[4,"Coal",20,{"$f":"INDEX(NQC[NQC MW],MATCH(1,(NQC[Month]=Supply[[#This Row],[Month]])*(NQC[Unit Category]=Supply[[#This Row],[Unit Category]]),0))*INDEX(Profiles[],MATCH(1,(Profiles[Month]=Supply[[#This Row],[Month]])*(Profiles[Hour Ending]=Supply[[#This Row],[Hour Ending]]),0),MATCH(Supply[[#This Row],[Unit Category]],Profiles[#Headers],0))","v":0}]
[4,"Coal",21,{"$f":"INDEX(NQC[NQC MW],MATCH(1,(NQC[Month]=Supply[[#This Row],[Month]])*(NQC[Unit Category]=Supply[[#This Row],[Unit Category]]),0))*INDEX(Profiles[],MATCH(1,(Profiles[Month]=Supply[[#This Row],[Month]])*(Profiles[Hour Ending]=Supply[[#This Row],[Hour Ending]]),0),MATCH(Supply[[#This Row],[Unit Category]],Profiles[#Headers],0))","v":0}]
[4,"Coal",22,{"$f":"INDEX(NQC[NQC MW],MATCH(1,(NQC[Month]=Supply[[#This Row],[Month]])*(NQC[Unit Category]=Supply[[#This Row],[Unit Category]]),0))*INDEX(Profiles[],MATCH(1,(Profiles[Month]=Supply[[#This Row],[Month]])*(Profiles[Hour Ending]=Supply[[#This Row],[Hour Ending]]),0),MATCH(Supply[[#This Row],[Unit Category]],Profiles[#Headers],0))","v":0}]
[4,"Coal",23,{"$f":"INDEX(NQC[NQC MW],MATCH(1,(NQC[Month]=Supply[[#This Row],[Month]])*(NQC[Unit Category]=Supply[[#This Row],[Unit Category]]),0))*INDEX(Profiles[],MATCH(1,(Profiles[Month]=Supply[[#This Row],[Month]])*(Profiles[Hour Ending]=Supply[[#This Row],[Hour Ending]]),0),MATCH(Supply[[#This Row],[Unit Category]],Profiles[#Headers],0))","v":0}]
[4,"Coal",24,{"$f":"INDEX(NQC[NQC MW],MATCH(1,(NQC[Month]=Supply[[#This Row],[Month]])*(NQC[Unit Category]=Supply[[#This Row],[Unit Category]]),0))*INDEX(Profiles[],MATCH(1,(Profiles[Month]=Supply[[#This Row],[Month]])*(Profiles[Hour Ending]=Supply[[#This Row],[Hour Ending]]),0),MATCH(Supply[[#This Row],[Unit Category]],Profiles[#Headers],0))","v":0}]
[4,"Cogen",1,{"$f":"INDEX(NQC[NQC MW],MATCH(1,(NQC[Month]=Supply[[#This Row],[Month]])*(NQC[Unit Category]=Supply[[#This Row],[Unit Category]]),0))*INDEX(Profiles[],MATCH(1,(Profiles[Month]=Supply[[#This Row],[Month]])*(Profiles[Hour Ending]=Supply[[#This Row],[Hour Ending]]),0),MATCH(Supply[[#This Row],[Unit Category]],Profiles[#Headers],0))","v":1843.2379190000001}]
[4,"Cogen",2,{"$f":"INDEX(NQC[NQC MW],MATCH(1,(NQC[Month]=Supply[[#This Row],[Month]])*(NQC[Unit Category]=Supply[[#This Row],[Unit Category]]),0))*INDEX(Profiles[],MATCH(1,(Profiles[Month]=Supply[[#This Row],[Month]])*(Profiles[Hour Ending]=Supply[[#This Row],[Hour Ending]]),0),MATCH(Supply[[#This Row],[Unit Category]],Profiles[#Headers],0))","v":1843.2379190000001}]
[4,"Cogen",3,{"$f":"INDEX(NQC[NQC MW],MATCH(1,(NQC[Month]=Supply[[#This Row],[Month]])*(NQC[Unit Category]=Supply[[#This Row],[Unit Category]]),0))*INDEX(Profiles[],MATCH(1,(Profiles[Month]=Supply[[#This Row],[Month]])*(Profiles[Hour Ending]=Supply[[#This Row],[Hour Ending]]),0),MATCH(Supply[[#This Row],[Unit Category]],Profiles[#Headers],0))","v":1843.2379190000001}]
[4,"Cogen",4,{"$f":"INDEX(NQC[NQC MW],MATCH(1,(NQC[Month]=Supply[[#This Row],[Month]])*(NQC[Unit Category]=Supply[[#This Row],[Unit Category]]),0))*INDEX(Profiles[],MATCH(1,(Profiles[Month]=Supply[[#This Row],[Month]])*(Profiles[Hour Ending]=Supply[[#This Row],[Hour Ending]]),0),MATCH(Supply[[#This Row],[Unit Category]],Profiles[#Headers],0))","v":1843.2379190000001}]
[4,"Cogen",5,{"$f":"INDEX(NQC[NQC MW],MATCH(1,(NQC[Month]=Supply[[#This Row],[Month]])*(NQC[Unit Category]=Supply[[#This Row],[Unit Category]]),0))*INDEX(Profiles[],MATCH(1,(Profiles[Month]=Supply[[#This Row],[Month]])*(Profiles[Hour Ending]=Supply[[#This Row],[Hour Ending]]),0),MATCH(Supply[[#This Row],[Unit Category]],Profiles[#Headers],0))","v":1843.2379190000001}]
[4,"Cogen",6,{"$f":"INDEX(NQC[NQC MW],MATCH(1,(NQC[Month]=Supply[[#This Row],[Month]])*(NQC[Unit Category]=Supply[[#This Row],[Unit Category]]),0))*INDEX(Profiles[],MATCH(1,(Profiles[Month]=Supply[[#This Row],[Month]])*(Profiles[Hour Ending]=Supply[[#This Row],[Hour Ending]]),0),MATCH(Supply[[#This Row],[Unit Category]],Profiles[#Headers],0))","v":1843.2379190000001}]
[4,"Cogen",7,{"$f":"INDEX(NQC[NQC MW],MATCH(1,(NQC[Month]=Supply[[#This Row],[Month]])*(NQC[Unit Category]=Supply[[#This Row],[Unit Category]]),0))*INDEX(Profiles[],MATCH(1,(Profiles[Month]=Supply[[#This Row],[Month]])*(Profiles[Hour Ending]=Supply[[#This Row],[Hour Ending]]),0),MATCH(Supply[[#This Row],[Unit Category]],Profiles[#Headers],0))","v":1843.2379190000001}]
[4,"Cogen",8,{"$f":"INDEX(NQC[NQC MW],MATCH(1,(NQC[Month]=Supply[[#This Row],[Month]])*(NQC[Unit Category]=Supply[[#This Row],[Unit Category]]),0))*INDEX(Profiles[],MATCH(1,(Profiles[Month]=Supply[[#This Row],[Month]])*(Profiles[Hour Ending]=Supply[[#This Row],[Hour Ending]]),0),MATCH(Supply[[#This Row],[Unit Category]],Profiles[#Headers],0))","v":1843.2379190000001}]
[4,"Cogen",9,{"$f":"INDEX(NQC[NQC MW],MATCH(1,(NQC[Month]=Supply[[#This Row],[Month]])*(NQC[Unit Category]=Supply[[#This Row],[Unit Category]]),0))*INDEX(Profiles[],MATCH(1,(Profiles[Month]=Supply[[#This Row],[Month]])*(Profiles[Hour Ending]=Supply[[#This Row],[Hour Ending]]),0),MATCH(Supply[[#This Row],[Unit Category]],Profiles[#Headers],0))","v":1843.2379190000001}]
[4,"Cogen",10,{"$f":"INDEX(NQC[NQC MW],MATCH(1,(NQC[Month]=Supply[[#This Row],[Month]])*(NQC[Unit Category]=Supply[[#This Row],[Unit Category]]),0))*INDEX(Profiles[],MATCH(1,(Profiles[Month]=Supply[[#This Row],[Month]])*(Profiles[Hour Ending]=Supply[[#This Row],[Hour Ending]]),0),MATCH(Supply[[#This Row],[Unit Category]],Profiles[#Headers],0))","v":1843.2379190000001}]
[4,"Cogen",11,{"$f":"INDEX(NQC[NQC MW],MATCH(1,(NQC[Month]=Supply[[#This Row],[Month]])*(NQC[Unit Category]=Supply[[#This Row],[Unit Category]]),0))*INDEX(Profiles[],MATCH(1,(Profiles[Month]=Supply[[#This Row],[Month]])*(Profiles[Hour Ending]=Supply[[#This Row],[Hour Ending]]),0),MATCH(Supply[[#This Row],[Unit Category]],Profiles[#Headers],0))","v":1843.2379190000001}]
[4,"Cogen",12,{"$f":"INDEX(NQC[NQC MW],MATCH(1,(NQC[Month]=Supply[[#This Row],[Month]])*(NQC[Unit Category]=Supply[[#This Row],[Unit Category]]),0))*INDEX(Profiles[],MATCH(1,(Profiles[Month]=Supply[[#This Row],[Month]])*(Profiles[Hour Ending]=Supply[[#This Row],[Hour Ending]]),0),MATCH(Supply[[#This Row],[Unit Category]],Profiles[#Headers],0))","v":1843.2379190000001}]
[4,"Cogen",13,{"$f":"INDEX(NQC[NQC MW],MATCH(1,(NQC[Month]=Supply[[#This Row],[Month]])*(NQC[Unit Category]=Supply[[#This Row],[Unit Category]]),0))*INDEX(Profiles[],MATCH(1,(Profiles[Month]=Supply[[#This Row],[Month]])*(Profiles[Hour Ending]=Supply[[#This Row],[Hour Ending]]),0),MATCH(Supply[[#This Row],[Unit Category]],Profiles[#Headers],0))","v":1843.2379190000001}]
[4,"Cogen",14,{"$f":"INDEX(NQC[NQC MW],MATCH(1,(NQC[Month]=Supply[[#This Row],[Month]])*(NQC[Unit Category]=Supply[[#This Row],[Unit Category]]),0))*INDEX(Profiles[],MATCH(1,(Profiles[Month]=Supply[[#This Row],[Month]])*(Profiles[Hour Ending]=Supply[[#This Row],[Hour Ending]]),0),MATCH(Supply[[#This Row],[Unit Category]],Profiles[#Headers],0))","v":1843.2379190000001}]
[4,"Cogen",15,{"$f":"INDEX(NQC[NQC MW],MATCH(1,(NQC[Month]=Supply[[#This Row],[Month]])*(NQC[Unit Category]=Supply[[#This Row],[Unit Category]]),0))*INDEX(Profiles[],MATCH(1,(Profiles[Month]=Supply[[#This Row],[Month]])*(Profiles[Hour Ending]=Supply[[#This Row],[Hour Ending]]),0),MATCH(Supply[[#This Row],[Unit Category]],Profiles[#Headers],0))","v":1843.2379190000001}]
[4,"Cogen",16,{"$f":"INDEX(NQC[NQC MW],MATCH(1,(NQC[Month]=Supply[[#This Row],[Month]])*(NQC[Unit Category]=Supply[[#This Row],[Unit Category]]),0))*INDEX(Profiles[],MATCH(1,(Profiles[Month]=Supply[[#This Row],[Month]])*(Profiles[Hour Ending]=Supply[[#This Row],[Hour Ending]]),0),MATCH(Supply[[#This Row],[Unit Category]],Profiles[#Headers],0))","v":1843.2379190000001}]
[4,"Cogen",17,{"$f":"INDEX(NQC[NQC MW],MATCH(1,(NQC[Month]=Supply[[#This Row],[Month]])*(NQC[Unit Category]=Supply[[#This Row],[Unit Category]]),0))*INDEX(Profiles[],MATCH(1,(Profiles[Month]=Supply[[#This Row],[Month]])*(Profiles[Hour Ending]=Supply[[#This Row],[Hour Ending]]),0),MATCH(Supply[[#This Row],[Unit Category]],Profiles[#Headers],0))","v":1843.2379190000001}]
[4,"Cogen",18,{"$f":"INDEX(NQC[NQC MW],MATCH(1,(NQC[Month]=Supply[[#This Row],[Month]])*(NQC[Unit Category]=Supply[[#This Row],[Unit Category]]),0))*INDEX(Profiles[],MATCH(1,(Profiles[Month]=Supply[[#This Row],[Month]])*(Profiles[Hour Ending]=Supply[[#This Row],[Hour Ending]]),0),MATCH(Supply[[#This Row],[Unit Category]],Profiles[#Headers],0))","v":1843.2379190000001}]
[4,"Cogen",19,{"$f":"INDEX(NQC[NQC MW],MATCH(1,(NQC[Month]=Supply[[#This Row],[Month]])*(NQC[Unit Category]=Supply[[#This Row],[Unit Category]]),0))*INDEX(Profiles[],MATCH(1,(Profiles[Month]=Supply[[#This Row],[Month]])*(Profiles[Hour Ending]=Supply[[#This Row],[Hour Ending]]),0),MATCH(Supply[[#This Row],[Unit Category]],Profiles[#Headers],0))","v":1843.2379190000001}]
[4,"Cogen",20,{"$f":"INDEX(NQC[NQC MW],MATCH(1,(NQC[Month]=Supply[[#This Row],[Month]])*(NQC[Unit Category]=Supply[[#This Row],[Unit Category]]),0))*INDEX(Profiles[],MATCH(1,(Profiles[Month]=Supply[[#This Row],[Month]])*(Profiles[Hour Ending]=Supply[[#This Row],[Hour Ending]]),0),MATCH(Supply[[#This Row],[Unit Category]],Profiles[#Headers],0))","v":1843.2379190000001}]
[4,"Cogen",21,{"$f":"INDEX(NQC[NQC MW],MATCH(1,(NQC[Month]=Supply[[#This Row],[Month]])*(NQC[Unit Category]=Supply[[#This Row],[Unit Category]]),0))*INDEX(Profiles[],MATCH(1,(Profiles[Month]=Supply[[#This Row],[Month]])*(Profiles[Hour Ending]=Supply[[#This Row],[Hour Ending]]),0),MATCH(Supply[[#This Row],[Unit Category]],Profiles[#Headers],0))","v":1843.2379190000001}]
[4,"Cogen",22,{"$f":"INDEX(NQC[NQC MW],MATCH(1,(NQC[Month]=Supply[[#This Row],[Month]])*(NQC[Unit Category]=Supply[[#This Row],[Unit Category]]),0))*INDEX(Profiles[],MATCH(1,(Profiles[Month]=Supply[[#This Row],[Month]])*(Profiles[Hour Ending]=Supply[[#This Row],[Hour Ending]]),0),MATCH(Supply[[#This Row],[Unit Category]],Profiles[#Headers],0))","v":1843.2379190000001}]
[4,"Cogen",23,{"$f":"INDEX(NQC[NQC MW],MATCH(1,(NQC[Month]=Supply[[#This Row],[Month]])*(NQC[Unit Category]=Supply[[#This Row],[Unit Category]]),0))*INDEX(Profiles[],MATCH(1,(Profiles[Month]=Supply[[#This Row],[Month]])*(Profiles[Hour Ending]=Supply[[#This Row],[Hour Ending]]),0),MATCH(Supply[[#This Row],[Unit Category]],Profiles[#Headers],0))","v":1843.2379190000001}]
[4,"Cogen",24,{"$f":"INDEX(NQC[NQC MW],MATCH(1,(NQC[Month]=Supply[[#This Row],[Month]])*(NQC[Unit Category]=Supply[[#This Row],[Unit Category]]),0))*INDEX(Profiles[],MATCH(1,(Profiles[Month]=Supply[[#This Row],[Month]])*(Profiles[Hour Ending]=Supply[[#This Row],[Hour Ending]]),0),MATCH(Supply[[#This Row],[Unit Category]],Profiles[#Headers],0))","v":1843.2379190000001}]
[4,"CT",1,{"$f":"INDEX(NQC[NQC MW],MATCH(1,(NQC[Month]=Supply[[#This Row],[Month]])*(NQC[Unit Category]=Supply[[#This Row],[Unit Category]]),0))*INDEX(Profiles[],MATCH(1,(Profiles[Month]=Supply[[#This Row],[Month]])*(Profiles[Hour Ending]=Supply[[#This Row],[Hour Ending]]),0),MATCH(Supply[[#This Row],[Unit Category]],Profiles[#Headers],0))","v":8017.3300000000008}]
[4,"CT",2,{"$f":"INDEX(NQC[NQC MW],MATCH(1,(NQC[Month]=Supply[[#This Row],[Month]])*(NQC[Unit Category]=Supply[[#This Row],[Unit Category]]),0))*INDEX(Profiles[],MATCH(1,(Profiles[Month]=Supply[[#This Row],[Month]])*(Profiles[Hour Ending]=Supply[[#This Row],[Hour Ending]]),0),MATCH(Supply[[#This Row],[Unit Category]],Profiles[#Headers],0))","v":8017.3300000000008}]
[4,"CT",3,{"$f":"INDEX(NQC[NQC MW],MATCH(1,(NQC[Month]=Supply[[#This Row],[Month]])*(NQC[Unit Category]=Supply[[#This Row],[Unit Category]]),0))*INDEX(Profiles[],MATCH(1,(Profiles[Month]=Supply[[#This Row],[Month]])*(Profiles[Hour Ending]=Supply[[#This Row],[Hour Ending]]),0),MATCH(Supply[[#This Row],[Unit Category]],Profiles[#Headers],0))","v":8017.3300000000008}]
[4,"CT",4,{"$f":"INDEX(NQC[NQC MW],MATCH(1,(NQC[Month]=Supply[[#This Row],[Month]])*(NQC[Unit Category]=Supply[[#This Row],[Unit Category]]),0))*INDEX(Profiles[],MATCH(1,(Profiles[Month]=Supply[[#This Row],[Month]])*(Profiles[Hour Ending]=Supply[[#This Row],[Hour Ending]]),0),MATCH(Supply[[#This Row],[Unit Category]],Profiles[#Headers],0))","v":8017.3300000000008}]
[4,"CT",5,{"$f":"INDEX(NQC[NQC MW],MATCH(1,(NQC[Month]=Supply[[#This Row],[Month]])*(NQC[Unit Category]=Supply[[#This Row],[Unit Category]]),0))*INDEX(Profiles[],MATCH(1,(Profiles[Month]=Supply[[#This Row],[Month]])*(Profiles[Hour Ending]=Supply[[#This Row],[Hour Ending]]),0),MATCH(Supply[[#This Row],[Unit Category]],Profiles[#Headers],0))","v":8017.3300000000008}]
[4,"CT",6,{"$f":"INDEX(NQC[NQC MW],MATCH(1,(NQC[Month]=Supply[[#This Row],[Month]])*(NQC[Unit Category]=Supply[[#This Row],[Unit Category]]),0))*INDEX(Profiles[],MATCH(1,(Profiles[Month]=Supply[[#This Row],[Month]])*(Profiles[Hour Ending]=Supply[[#This Row],[Hour Ending]]),0),MATCH(Supply[[#This Row],[Unit Category]],Profiles[#Headers],0))","v":8017.3300000000008}]
[4,"CT",7,{"$f":"INDEX(NQC[NQC MW],MATCH(1,(NQC[Month]=Supply[[#This Row],[Month]])*(NQC[Unit Category]=Supply[[#This Row],[Unit Category]]),0))*INDEX(Profiles[],MATCH(1,(Profiles[Month]=Supply[[#This Row],[Month]])*(Profiles[Hour Ending]=Supply[[#This Row],[Hour Ending]]),0),MATCH(Supply[[#This Row],[Unit Category]],Profiles[#Headers],0))","v":8017.3300000000008}]
[4,"CT",8,{"$f":"INDEX(NQC[NQC MW],MATCH(1,(NQC[Month]=Supply[[#This Row],[Month]])*(NQC[Unit Category]=Supply[[#This Row],[Unit Category]]),0))*INDEX(Profiles[],MATCH(1,(Profiles[Month]=Supply[[#This Row],[Month]])*(Profiles[Hour Ending]=Supply[[#This Row],[Hour Ending]]),0),MATCH(Supply[[#This Row],[Unit Category]],Profiles[#Headers],0))","v":8017.3300000000008}]
[4,"CT",9,{"$f":"INDEX(NQC[NQC MW],MATCH(1,(NQC[Month]=Supply[[#This Row],[Month]])*(NQC[Unit Category]=Supply[[#This Row],[Unit Category]]),0))*INDEX(Profiles[],MATCH(1,(Profiles[Month]=Supply[[#This Row],[Month]])*(Profiles[Hour Ending]=Supply[[#This Row],[Hour Ending]]),0),MATCH(Supply[[#This Row],[Unit Category]],Profiles[#Headers],0))","v":8017.3300000000008}]
[4,"CT",10,{"$f":"INDEX(NQC[NQC MW],MATCH(1,(NQC[Month]=Supply[[#This Row],[Month]])*(NQC[Unit Category]=Supply[[#This Row],[Unit Category]]),0))*INDEX(Profiles[],MATCH(1,(Profiles[Month]=Supply[[#This Row],[Month]])*(Profiles[Hour Ending]=Supply[[#This Row],[Hour Ending]]),0),MATCH(Supply[[#This Row],[Unit Category]],Profiles[#Headers],0))","v":8017.3300000000008}]
[4,"CT",11,{"$f":"INDEX(NQC[NQC MW],MATCH(1,(NQC[Month]=Supply[[#This Row],[Month]])*(NQC[Unit Category]=Supply[[#This Row],[Unit Category]]),0))*INDEX(Profiles[],MATCH(1,(Profiles[Month]=Supply[[#This Row],[Month]])*(Profiles[Hour Ending]=Supply[[#This Row],[Hour Ending]]),0),MATCH(Supply[[#This Row],[Unit Category]],Profiles[#Headers],0))","v":8017.3300000000008}]
[4,"CT",12,{"$f":"INDEX(NQC[NQC MW],MATCH(1,(NQC[Month]=Supply[[#This Row],[Month]])*(NQC[Unit Category]=Supply[[#This Row],[Unit Category]]),0))*INDEX(Profiles[],MATCH(1,(Profiles[Month]=Supply[[#This Row],[Month]])*(Profiles[Hour Ending]=Supply[[#This Row],[Hour Ending]]),0),MATCH(Supply[[#This Row],[Unit Category]],Profiles[#Headers],0))","v":8017.3300000000008}]
[4,"CT",13,{"$f":"INDEX(NQC[NQC MW],MATCH(1,(NQC[Month]=Supply[[#This Row],[Month]])*(NQC[Unit Category]=Supply[[#This Row],[Unit Category]]),0))*INDEX(Profiles[],MATCH(1,(Profiles[Month]=Supply[[#This Row],[Month]])*(Profiles[Hour Ending]=Supply[[#This Row],[Hour Ending]]),0),MATCH(Supply[[#This Row],[Unit Category]],Profiles[#Headers],0))","v":8017.3300000000008}]
[4,"CT",14,{"$f":"INDEX(NQC[NQC MW],MATCH(1,(NQC[Month]=Supply[[#This Row],[Month]])*(NQC[Unit Category]=Supply[[#This Row],[Unit Category]]),0))*INDEX(Profiles[],MATCH(1,(Profiles[Month]=Supply[[#This Row],[Month]])*(Profiles[Hour Ending]=Supply[[#This Row],[Hour Ending]]),0),MATCH(Supply[[#This Row],[Unit Category]],Profiles[#Headers],0))","v":8017.3300000000008}]
[4,"CT",15,{"$f":"INDEX(NQC[NQC MW],MATCH(1,(NQC[Month]=Supply[[#This Row],[Month]])*(NQC[Unit Category]=Supply[[#This Row],[Unit Category]]),0))*INDEX(Profiles[],MATCH(1,(Profiles[Month]=Supply[[#This Row],[Month]])*(Profiles[Hour Ending]=Supply[[#This Row],[Hour Ending]]),0),MATCH(Supply[[#This Row],[Unit Category]],Profiles[#Headers],0))","v":8017.3300000000008}]
[4,"CT",16,{"$f":"INDEX(NQC[NQC MW],MATCH(1,(NQC[Month]=Supply[[#This Row],[Month]])*(NQC[Unit Category]=Supply[[#This Row],[Unit Category]]),0))*INDEX(Profiles[],MATCH(1,(Profiles[Month]=Supply[[#This Row],[Month]])*(Profiles[Hour Ending]=Supply[[#This Row],[Hour Ending]]),0),MATCH(Supply[[#This Row],[Unit Category]],Profiles[#Headers],0))","v":8017.3300000000008}]
[4,"CT",17,{"$f":"INDEX(NQC[NQC MW],MATCH(1,(NQC[Month]=Supply[[#This Row],[Month]])*(NQC[Unit Category]=Supply[[#This Row],[Unit Category]]),0))*INDEX(Profiles[],MATCH(1,(Profiles[Month]=Supply[[#This Row],[Month]])*(Profiles[Hour Ending]=Supply[[#This Row],[Hour Ending]]),0),MATCH(Supply[[#This Row],[Unit Category]],Profiles[#Headers],0))","v":8017.3300000000008}]
[4,"CT",18,{"$f":"INDEX(NQC[NQC MW],MATCH(1,(NQC[Month]=Supply[[#This Row],[Month]])*(NQC[Unit Category]=Supply[[#This Row],[Unit Category]]),0))*INDEX(Profiles[],MATCH(1,(Profiles[Month]=Supply[[#This Row],[Month]])*(Profiles[Hour Ending]=Supply[[#This Row],[Hour Ending]]),0),MATCH(Supply[[#This Row],[Unit Category]],Profiles[#Headers],0))","v":8017.3300000000008}]
[4,"CT",19,{"$f":"INDEX(NQC[NQC MW],MATCH(1,(NQC[Month]=Supply[[#This Row],[Month]])*(NQC[Unit Category]=Supply[[#This Row],[Unit Category]]),0))*INDEX(Profiles[],MATCH(1,(Profiles[Month]=Supply[[#This Row],[Month]])*(Profiles[Hour Ending]=Supply[[#This Row],[Hour Ending]]),0),MATCH(Supply[[#This Row],[Unit Category]],Profiles[#Headers],0))","v":8017.3300000000008}]
[4,"CT",20,{"$f":"INDEX(NQC[NQC MW],MATCH(1,(NQC[Month]=Supply[[#This Row],[Month]])*(NQC[Unit Category]=Supply[[#This Row],[Unit Category]]),0))*INDEX(Profiles[],MATCH(1,(Profiles[Month]=Supply[[#This Row],[Month]])*(Profiles[Hour Ending]=Supply[[#This Row],[Hour Ending]]),0),MATCH(Supply[[#This Row],[Unit Category]],Profiles[#Headers],0))","v":8017.3300000000008}]
[4,"CT",21,{"$f":"INDEX(NQC[NQC MW],MATCH(1,(NQC[Month]=Supply[[#This Row],[Month]])*(NQC[Unit Category]=Supply[[#This Row],[Unit Category]]),0))*INDEX(Profiles[],MATCH(1,(Profiles[Month]=Supply[[#This Row],[Month]])*(Profiles[Hour Ending]=Supply[[#This Row],[Hour Ending]]),0),MATCH(Supply[[#This Row],[Unit Category]],Profiles[#Headers],0))","v":8017.3300000000008}]
[4,"CT",22,{"$f":"INDEX(NQC[NQC MW],MATCH(1,(NQC[Month]=Supply[[#This Row],[Month]])*(NQC[Unit Category]=Supply[[#This Row],[Unit Category]]),0))*INDEX(Profiles[],MATCH(1,(Profiles[Month]=Supply[[#This Row],[Month]])*(Profiles[Hour Ending]=Supply[[#This Row],[Hour Ending]]),0),MATCH(Supply[[#This Row],[Unit Category]],Profiles[#Headers],0))","v":8017.3300000000008}]
[4,"CT",23,{"$f":"INDEX(NQC[NQC MW],MATCH(1,(NQC[Month]=Supply[[#This Row],[Month]])*(NQC[Unit Category]=Supply[[#This Row],[Unit Category]]),0))*INDEX(Profiles[],MATCH(1,(Profiles[Month]=Supply[[#This Row],[Month]])*(Profiles[Hour Ending]=Supply[[#This Row],[Hour Ending]]),0),MATCH(Supply[[#This Row],[Unit Category]],Profiles[#Headers],0))","v":8017.3300000000008}]
[4,"CT",24,{"$f":"INDEX(NQC[NQC MW],MATCH(1,(NQC[Month]=Supply[[#This Row],[Month]])*(NQC[Unit Category]=Supply[[#This Row],[Unit Category]]),0))*INDEX(Profiles[],MATCH(1,(Profiles[Month]=Supply[[#This Row],[Month]])*(Profiles[Hour Ending]=Supply[[#This Row],[Hour Ending]]),0),MATCH(Supply[[#This Row],[Unit Category]],Profiles[#Headers],0))","v":8017.3300000000008}]
[4,"DR",1,{"$f":"INDEX(NQC[NQC MW],MATCH(1,(NQC[Month]=Supply[[#This Row],[Month]])*(NQC[Unit Category]=Supply[[#This Row],[Unit Category]]),0))*INDEX(Profiles[],MATCH(1,(Profiles[Month]=Supply[[#This Row],[Month]])*(Profiles[Hour Ending]=Supply[[#This Row],[Hour Ending]]),0),MATCH(Supply[[#This Row],[Unit Category]],Profiles[#Headers],0))","v":0}]
[4,"DR",2,{"$f":"INDEX(NQC[NQC MW],MATCH(1,(NQC[Month]=Supply[[#This Row],[Month]])*(NQC[Unit Category]=Supply[[#This Row],[Unit Category]]),0))*INDEX(Profiles[],MATCH(1,(Profiles[Month]=Supply[[#This Row],[Month]])*(Profiles[Hour Ending]=Supply[[#This Row],[Hour Ending]]),0),MATCH(Supply[[#This Row],[Unit Category]],Profiles[#Headers],0))","v":0}]
[4,"DR",3,{"$f":"INDEX(NQC[NQC MW],MATCH(1,(NQC[Month]=Supply[[#This Row],[Month]])*(NQC[Unit Category]=Supply[[#This Row],[Unit Category]]),0))*INDEX(Profiles[],MATCH(1,(Profiles[Month]=Supply[[#This Row],[Month]])*(Profiles[Hour Ending]=Supply[[#This Row],[Hour Ending]]),0),MATCH(Supply[[#This Row],[Unit Category]],Profiles[#Headers],0))","v":0}]
[4,"DR",4,{"$f":"INDEX(NQC[NQC MW],MATCH(1,(NQC[Month]=Supply[[#This Row],[Month]])*(NQC[Unit Category]=Supply[[#This Row],[Unit Category]]),0))*INDEX(Profiles[],MATCH(1,(Profiles[Month]=Supply[[#This Row],[Month]])*(Profiles[Hour Ending]=Supply[[#This Row],[Hour Ending]]),0),MATCH(Supply[[#This Row],[Unit Category]],Profiles[#Headers],0))","v":0}]
[4,"DR",5,{"$f":"INDEX(NQC[NQC MW],MATCH(1,(NQC[Month]=Supply[[#This Row],[Month]])*(NQC[Unit Category]=Supply[[#This Row],[Unit Category]]),0))*INDEX(Profiles[],MATCH(1,(Profiles[Month]=Supply[[#This Row],[Month]])*(Profiles[Hour Ending]=Supply[[#This Row],[Hour Ending]]),0),MATCH(Supply[[#This Row],[Unit Category]],Profiles[#Headers],0))","v":0}]
[4,"DR",6,{"$f":"INDEX(NQC[NQC MW],MATCH(1,(NQC[Month]=Supply[[#This Row],[Month]])*(NQC[Unit Category]=Supply[[#This Row],[Unit Category]]),0))*INDEX(Profiles[],MATCH(1,(Profiles[Month]=Supply[[#This Row],[Month]])*(Profiles[Hour Ending]=Supply[[#This Row],[Hour Ending]]),0),MATCH(Supply[[#This Row],[Unit Category]],Profiles[#Headers],0))","v":0}]
[4,"DR",7,{"$f":"INDEX(NQC[NQC MW],MATCH(1,(NQC[Month]=Supply[[#This Row],[Month]])*(NQC[Unit Category]=Supply[[#This Row],[Unit Category]]),0))*INDEX(Profiles[],MATCH(1,(Profiles[Month]=Supply[[#This Row],[Month]])*(Profiles[Hour Ending]=Supply[[#This Row],[Hour Ending]]),0),MATCH(Supply[[#This Row],[Unit Category]],Profiles[#Headers],0))","v":0}]
[4,"DR",8,{"$f":"INDEX(NQC[NQC MW],MATCH(1,(NQC[Month]=Supply[[#This Row],[Month]])*(NQC[Unit Category]=Supply[[#This Row],[Unit Category]]),0))*INDEX(Profiles[],MATCH(1,(Profiles[Month]=Supply[[#This Row],[Month]])*(Profiles[Hour Ending]=Supply[[#This Row],[Hour Ending]]),0),MATCH(Supply[[#This Row],[Unit Category]],Profiles[#Headers],0))","v":0}]
[4,"DR",9,{"$f":"INDEX(NQC[NQC MW],MATCH(1,(NQC[Month]=Supply[[#This Row],[Month]])*(NQC[Unit Category]=Supply[[#This Row],[Unit Category]]),0))*INDEX(Profiles[],MATCH(1,(Profiles[Month]=Supply[[#This Row],[Month]])*(Profiles[Hour Ending]=Supply[[#This Row],[Hour Ending]]),0),MATCH(Supply[[#This Row],[Unit Category]],Profiles[#Headers],0))","v":0}]
[4,"DR",10,{"$f":"INDEX(NQC[NQC MW],MATCH(1,(NQC[Month]=Supply[[#This Row],[Month]])*(NQC[Unit Category]=Supply[[#This Row],[Unit Category]]),0))*INDEX(Profiles[],MATCH(1,(Profiles[Month]=Supply[[#This Row],[Month]])*(Profiles[Hour Ending]=Supply[[#This Row],[Hour Ending]]),0),MATCH(Supply[[#This Row],[Unit Category]],Profiles[#Headers],0))","v":0}]
[4,"DR",11,{"$f":"INDEX(NQC[NQC MW],MATCH(1,(NQC[Month]=Supply[[#This Row],[Month]])*(NQC[Unit Category]=Supply[[#This Row],[Unit Category]]),0))*INDEX(Profiles[],MATCH(1,(Profiles[Month]=Supply[[#This Row],[Month]])*(Profiles[Hour Ending]=Supply[[#This Row],[Hour Ending]]),0),MATCH(Supply[[#This Row],[Unit Category]],Profiles[#Headers],0))","v":0}]
[4,"DR",12,{"$f":"INDEX(NQC[NQC MW],MATCH(1,(NQC[Month]=Supply[[#This Row],[Month]])*(NQC[Unit Category]=Supply[[#This Row],[Unit Category]]),0))*INDEX(Profiles[],MATCH(1,(Profiles[Month]=Supply[[#This Row],[Month]])*(Profiles[Hour Ending]=Supply[[#This Row],[Hour Ending]]),0),MATCH(Supply[[#This Row],[Unit Category]],Profiles[#Headers],0))","v":0}]
[4,"DR",13,{"$f":"INDEX(NQC[NQC MW],MATCH(1,(NQC[Month]=Supply[[#This Row],[Month]])*(NQC[Unit Category]=Supply[[#This Row],[Unit Category]]),0))*INDEX(Profiles[],MATCH(1,(Profiles[Month]=Supply[[#This Row],[Month]])*(Profiles[Hour Ending]=Supply[[#This Row],[Hour Ending]]),0),MATCH(Supply[[#This Row],[Unit Category]],Profiles[#Headers],0))","v":0}]
[4,"DR",14,{"$f":"INDEX(NQC[NQC MW],MATCH(1,(NQC[Month]=Supply[[#This Row],[Month]])*(NQC[Unit Category]=Supply[[#This Row],[Unit Category]]),0))*INDEX(Profiles[],MATCH(1,(Profiles[Month]=Supply[[#This Row],[Month]])*(Profiles[Hour Ending]=Supply[[#This Row],[Hour Ending]]),0),MATCH(Supply[[#This Row],[Unit Category]],Profiles[#Headers],0))","v":0}]
[4,"DR",15,{"$f":"INDEX(NQC[NQC MW],MATCH(1,(NQC[Month]=Supply[[#This Row],[Month]])*(NQC[Unit Category]=Supply[[#This Row],[Unit Category]]),0))*INDEX(Profiles[],MATCH(1,(Profiles[Month]=Supply[[#This Row],[Month]])*(Profiles[Hour Ending]=Supply[[#This Row],[Hour Ending]]),0),MATCH(Supply[[#This Row],[Unit Category]],Profiles[#Headers],0))","v":0}]
[4,"DR",16,{"$f":"INDEX(NQC[NQC MW],MATCH(1,(NQC[Month]=Supply[[#This Row],[Month]])*(NQC[Unit Category]=Supply[[#This Row],[Unit Category]]),0))*INDEX(Profiles[],MATCH(1,(Profiles[Month]=Supply[[#This Row],[Month]])*(Profiles[Hour Ending]=Supply[[#This Row],[Hour Ending]]),0),MATCH(Supply[[#This Row],[Unit Category]],Profiles[#Headers],0))","v":0}]
[4,"DR",17,{"$f":"INDEX(NQC[NQC MW],MATCH(1,(NQC[Month]=Supply[[#This Row],[Month]])*(NQC[Unit Category]=Supply[[#This Row],[Unit Category]]),0))*INDEX(Profiles[],MATCH(1,(Profiles[Month]=Supply[[#This Row],[Month]])*(Profiles[Hour Ending]=Supply[[#This Row],[Hour Ending]]),0),MATCH(Supply[[#This Row],[Unit Category]],Profiles[#Headers],0))","v":0}]
[4,"DR",18,{"$f":"INDEX(NQC[NQC MW],MATCH(1,(NQC[Month]=Supply[[#This Row],[Month]])*(NQC[Unit Category]=Supply[[#This Row],[Unit Category]]),0))*INDEX(Profiles[],MATCH(1,(Profiles[Month]=Supply[[#This Row],[Month]])*(Profiles[Hour Ending]=Supply[[#This Row],[Hour Ending]]),0),MATCH(Supply[[#This Row],[Unit Category]],Profiles[#Headers],0))","v":2015.826107217124}]
[4,"DR",19,{"$f":"INDEX(NQC[NQC MW],MATCH(1,(NQC[Month]=Supply[[#This Row],[Month]])*(NQC[Unit Category]=Supply[[#This Row],[Unit Category]]),0))*INDEX(Profiles[],MATCH(1,(Profiles[Month]=Supply[[#This Row],[Month]])*(Profiles[Hour Ending]=Supply[[#This Row],[Hour Ending]]),0),MATCH(Supply[[#This Row],[Unit Category]],Profiles[#Headers],0))","v":2061.9487106223119}]
[4,"DR",20,{"$f":"INDEX(NQC[NQC MW],MATCH(1,(NQC[Month]=Supply[[#This Row],[Month]])*(NQC[Unit Category]=Supply[[#This Row],[Unit Category]]),0))*INDEX(Profiles[],MATCH(1,(Profiles[Month]=Supply[[#This Row],[Month]])*(Profiles[Hour Ending]=Supply[[#This Row],[Hour Ending]]),0),MATCH(Supply[[#This Row],[Unit Category]],Profiles[#Headers],0))","v":1989.246599415012}]
[4,"DR",21,{"$f":"INDEX(NQC[NQC MW],MATCH(1,(NQC[Month]=Supply[[#This Row],[Month]])*(NQC[Unit Category]=Supply[[#This Row],[Unit Category]]),0))*INDEX(Profiles[],MATCH(1,(Profiles[Month]=Supply[[#This Row],[Month]])*(Profiles[Hour Ending]=Supply[[#This Row],[Hour Ending]]),0),MATCH(Supply[[#This Row],[Unit Category]],Profiles[#Headers],0))","v":1931.3647789579777}]
[4,"DR",22,{"$f":"INDEX(NQC[NQC MW],MATCH(1,(NQC[Month]=Supply[[#This Row],[Month]])*(NQC[Unit Category]=Supply[[#This Row],[Unit Category]]),0))*INDEX(Profiles[],MATCH(1,(Profiles[Month]=Supply[[#This Row],[Month]])*(Profiles[Hour Ending]=Supply[[#This Row],[Hour Ending]]),0),MATCH(Supply[[#This Row],[Unit Category]],Profiles[#Headers],0))","v":1788.1388727444642}]
[4,"DR",23,{"$f":"INDEX(NQC[NQC MW],MATCH(1,(NQC[Month]=Supply[[#This Row],[Month]])*(NQC[Unit Category]=Supply[[#This Row],[Unit Category]]),0))*INDEX(Profiles[],MATCH(1,(Profiles[Month]=Supply[[#This Row],[Month]])*(Profiles[Hour Ending]=Supply[[#This Row],[Hour Ending]]),0),MATCH(Supply[[#This Row],[Unit Category]],Profiles[#Headers],0))","v":0}]
[4,"DR",24,{"$f":"INDEX(NQC[NQC MW],MATCH(1,(NQC[Month]=Supply[[#This Row],[Month]])*(NQC[Unit Category]=Supply[[#This Row],[Unit Category]]),0))*INDEX(Profiles[],MATCH(1,(Profiles[Month]=Supply[[#This Row],[Month]])*(Profiles[Hour Ending]=Supply[[#This Row],[Hour Ending]]),0),MATCH(Supply[[#This Row],[Unit Category]],Profiles[#Headers],0))","v":0}]
[4,"Geothermal",1,{"$f":"INDEX(NQC[NQC MW],MATCH(1,(NQC[Month]=Supply[[#This Row],[Month]])*(NQC[Unit Category]=Supply[[#This Row],[Unit Category]]),0))*INDEX(Profiles[],MATCH(1,(Profiles[Month]=Supply[[#This Row],[Month]])*(Profiles[Hour Ending]=Supply[[#This Row],[Hour Ending]]),0),MATCH(Supply[[#This Row],[Unit Category]],Profiles[#Headers],0))","v":1242.209004}]
[4,"Geothermal",2,{"$f":"INDEX(NQC[NQC MW],MATCH(1,(NQC[Month]=Supply[[#This Row],[Month]])*(NQC[Unit Category]=Supply[[#This Row],[Unit Category]]),0))*INDEX(Profiles[],MATCH(1,(Profiles[Month]=Supply[[#This Row],[Month]])*(Profiles[Hour Ending]=Supply[[#This Row],[Hour Ending]]),0),MATCH(Supply[[#This Row],[Unit Category]],Profiles[#Headers],0))","v":1242.209004}]
[4,"Geothermal",3,{"$f":"INDEX(NQC[NQC MW],MATCH(1,(NQC[Month]=Supply[[#This Row],[Month]])*(NQC[Unit Category]=Supply[[#This Row],[Unit Category]]),0))*INDEX(Profiles[],MATCH(1,(Profiles[Month]=Supply[[#This Row],[Month]])*(Profiles[Hour Ending]=Supply[[#This Row],[Hour Ending]]),0),MATCH(Supply[[#This Row],[Unit Category]],Profiles[#Headers],0))","v":1242.209004}]
[4,"Geothermal",4,{"$f":"INDEX(NQC[NQC MW],MATCH(1,(NQC[Month]=Supply[[#This Row],[Month]])*(NQC[Unit Category]=Supply[[#This Row],[Unit Category]]),0))*INDEX(Profiles[],MATCH(1,(Profiles[Month]=Supply[[#This Row],[Month]])*(Profiles[Hour Ending]=Supply[[#This Row],[Hour Ending]]),0),MATCH(Supply[[#This Row],[Unit Category]],Profiles[#Headers],0))","v":1242.209004}]
[4,"Geothermal",5,{"$f":"INDEX(NQC[NQC MW],MATCH(1,(NQC[Month]=Supply[[#This Row],[Month]])*(NQC[Unit Category]=Supply[[#This Row],[Unit Category]]),0))*INDEX(Profiles[],MATCH(1,(Profiles[Month]=Supply[[#This Row],[Month]])*(Profiles[Hour Ending]=Supply[[#This Row],[Hour Ending]]),0),MATCH(Supply[[#This Row],[Unit Category]],Profiles[#Headers],0))","v":1242.209004}]
[4,"Geothermal",6,{"$f":"INDEX(NQC[NQC MW],MATCH(1,(NQC[Month]=Supply[[#This Row],[Month]])*(NQC[Unit Category]=Supply[[#This Row],[Unit Category]]),0))*INDEX(Profiles[],MATCH(1,(Profiles[Month]=Supply[[#This Row],[Month]])*(Profiles[Hour Ending]=Supply[[#This Row],[Hour Ending]]),0),MATCH(Supply[[#This Row],[Unit Category]],Profiles[#Headers],0))","v":1242.209004}]
[4,"Geothermal",7,{"$f":"INDEX(NQC[NQC MW],MATCH(1,(NQC[Month]=Supply[[#This Row],[Month]])*(NQC[Unit Category]=Supply[[#This Row],[Unit Category]]),0))*INDEX(Profiles[],MATCH(1,(Profiles[Month]=Supply[[#This Row],[Month]])*(Profiles[Hour Ending]=Supply[[#This Row],[Hour Ending]]),0),MATCH(Supply[[#This Row],[Unit Category]],Profiles[#Headers],0))","v":1242.209004}]
[4,"Geothermal",8,{"$f":"INDEX(NQC[NQC MW],MATCH(1,(NQC[Month]=Supply[[#This Row],[Month]])*(NQC[Unit Category]=Supply[[#This Row],[Unit Category]]),0))*INDEX(Profiles[],MATCH(1,(Profiles[Month]=Supply[[#This Row],[Month]])*(Profiles[Hour Ending]=Supply[[#This Row],[Hour Ending]]),0),MATCH(Supply[[#This Row],[Unit Category]],Profiles[#Headers],0))","v":1242.209004}]
[4,"Geothermal",9,{"$f":"INDEX(NQC[NQC MW],MATCH(1,(NQC[Month]=Supply[[#This Row],[Month]])*(NQC[Unit Category]=Supply[[#This Row],[Unit Category]]),0))*INDEX(Profiles[],MATCH(1,(Profiles[Month]=Supply[[#This Row],[Month]])*(Profiles[Hour Ending]=Supply[[#This Row],[Hour Ending]]),0),MATCH(Supply[[#This Row],[Unit Category]],Profiles[#Headers],0))","v":1242.209004}]
[4,"Geothermal",10,{"$f":"INDEX(NQC[NQC MW],MATCH(1,(NQC[Month]=Supply[[#This Row],[Month]])*(NQC[Unit Category]=Supply[[#This Row],[Unit Category]]),0))*INDEX(Profiles[],MATCH(1,(Profiles[Month]=Supply[[#This Row],[Month]])*(Profiles[Hour Ending]=Supply[[#This Row],[Hour Ending]]),0),MATCH(Supply[[#This Row],[Unit Category]],Profiles[#Headers],0))","v":1242.209004}]
[4,"Geothermal",11,{"$f":"INDEX(NQC[NQC MW],MATCH(1,(NQC[Month]=Supply[[#This Row],[Month]])*(NQC[Unit Category]=Supply[[#This Row],[Unit Category]]),0))*INDEX(Profiles[],MATCH(1,(Profiles[Month]=Supply[[#This Row],[Month]])*(Profiles[Hour Ending]=Supply[[#This Row],[Hour Ending]]),0),MATCH(Supply[[#This Row],[Unit Category]],Profiles[#Headers],0))","v":1242.209004}]
[4,"Geothermal",12,{"$f":"INDEX(NQC[NQC MW],MATCH(1,(NQC[Month]=Supply[[#This Row],[Month]])*(NQC[Unit Category]=Supply[[#This Row],[Unit Category]]),0))*INDEX(Profiles[],MATCH(1,(Profiles[Month]=Supply[[#This Row],[Month]])*(Profiles[Hour Ending]=Supply[[#This Row],[Hour Ending]]),0),MATCH(Supply[[#This Row],[Unit Category]],Profiles[#Headers],0))","v":1242.209004}]
[4,"Geothermal",13,{"$f":"INDEX(NQC[NQC MW],MATCH(1,(NQC[Month]=Supply[[#This Row],[Month]])*(NQC[Unit Category]=Supply[[#This Row],[Unit Category]]),0))*INDEX(Profiles[],MATCH(1,(Profiles[Month]=Supply[[#This Row],[Month]])*(Profiles[Hour Ending]=Supply[[#This Row],[Hour Ending]]),0),MATCH(Supply[[#This Row],[Unit Category]],Profiles[#Headers],0))","v":1242.209004}]
[4,"Geothermal",14,{"$f":"INDEX(NQC[NQC MW],MATCH(1,(NQC[Month]=Supply[[#This Row],[Month]])*(NQC[Unit Category]=Supply[[#This Row],[Unit Category]]),0))*INDEX(Profiles[],MATCH(1,(Profiles[Month]=Supply[[#This Row],[Month]])*(Profiles[Hour Ending]=Supply[[#This Row],[Hour Ending]]),0),MATCH(Supply[[#This Row],[Unit Category]],Profiles[#Headers],0))","v":1242.209004}]
[4,"Geothermal",15,{"$f":"INDEX(NQC[NQC MW],MATCH(1,(NQC[Month]=Supply[[#This Row],[Month]])*(NQC[Unit Category]=Supply[[#This Row],[Unit Category]]),0))*INDEX(Profiles[],MATCH(1,(Profiles[Month]=Supply[[#This Row],[Month]])*(Profiles[Hour Ending]=Supply[[#This Row],[Hour Ending]]),0),MATCH(Supply[[#This Row],[Unit Category]],Profiles[#Headers],0))","v":1242.209004}]
[4,"Geothermal",16,{"$f":"INDEX(NQC[NQC MW],MATCH(1,(NQC[Month]=Supply[[#This Row],[Month]])*(NQC[Unit Category]=Supply[[#This Row],[Unit Category]]),0))*INDEX(Profiles[],MATCH(1,(Profiles[Month]=Supply[[#This Row],[Month]])*(Profiles[Hour Ending]=Supply[[#This Row],[Hour Ending]]),0),MATCH(Supply[[#This Row],[Unit Category]],Profiles[#Headers],0))","v":1242.209004}]
[4,"Geothermal",17,{"$f":"INDEX(NQC[NQC MW],MATCH(1,(NQC[Month]=Supply[[#This Row],[Month]])*(NQC[Unit Category]=Supply[[#This Row],[Unit Category]]),0))*INDEX(Profiles[],MATCH(1,(Profiles[Month]=Supply[[#This Row],[Month]])*(Profiles[Hour Ending]=Supply[[#This Row],[Hour Ending]]),0),MATCH(Supply[[#This Row],[Unit Category]],Profiles[#Headers],0))","v":1242.209004}]
[4,"Geothermal",18,{"$f":"INDEX(NQC[NQC MW],MATCH(1,(NQC[Month]=Supply[[#This Row],[Month]])*(NQC[Unit Category]=Supply[[#This Row],[Unit Category]]),0))*INDEX(Profiles[],MATCH(1,(Profiles[Month]=Supply[[#This Row],[Month]])*(Profiles[Hour Ending]=Supply[[#This Row],[Hour Ending]]),0),MATCH(Supply[[#This Row],[Unit Category]],Profiles[#Headers],0))","v":1242.209004}]
[4,"Geothermal",19,{"$f":"INDEX(NQC[NQC MW],MATCH(1,(NQC[Month]=Supply[[#This Row],[Month]])*(NQC[Unit Category]=Supply[[#This Row],[Unit Category]]),0))*INDEX(Profiles[],MATCH(1,(Profiles[Month]=Supply[[#This Row],[Month]])*(Profiles[Hour Ending]=Supply[[#This Row],[Hour Ending]]),0),MATCH(Supply[[#This Row],[Unit Category]],Profiles[#Headers],0))","v":1242.209004}]
[4,"Geothermal",20,{"$f":"INDEX(NQC[NQC MW],MATCH(1,(NQC[Month]=Supply[[#This Row],[Month]])*(NQC[Unit Category]=Supply[[#This Row],[Unit Category]]),0))*INDEX(Profiles[],MATCH(1,(Profiles[Month]=Supply[[#This Row],[Month]])*(Profiles[Hour Ending]=Supply[[#This Row],[Hour Ending]]),0),MATCH(Supply[[#This Row],[Unit Category]],Profiles[#Headers],0))","v":1242.209004}]
[4,"Geothermal",21,{"$f":"INDEX(NQC[NQC MW],MATCH(1,(NQC[Month]=Supply[[#This Row],[Month]])*(NQC[Unit Category]=Supply[[#This Row],[Unit Category]]),0))*INDEX(Profiles[],MATCH(1,(Profiles[Month]=Supply[[#This Row],[Month]])*(Profiles[Hour Ending]=Supply[[#This Row],[Hour Ending]]),0),MATCH(Supply[[#This Row],[Unit Category]],Profiles[#Headers],0))","v":1242.209004}]
[4,"Geothermal",22,{"$f":"INDEX(NQC[NQC MW],MATCH(1,(NQC[Month]=Supply[[#This Row],[Month]])*(NQC[Unit Category]=Supply[[#This Row],[Unit Category]]),0))*INDEX(Profiles[],MATCH(1,(Profiles[Month]=Supply[[#This Row],[Month]])*(Profiles[Hour Ending]=Supply[[#This Row],[Hour Ending]]),0),MATCH(Supply[[#This Row],[Unit Category]],Profiles[#Headers],0))","v":1242.209004}]
[4,"Geothermal",23,{"$f":"INDEX(NQC[NQC MW],MATCH(1,(NQC[Month]=Supply[[#This Row],[Month]])*(NQC[Unit Category]=Supply[[#This Row],[Unit Category]]),0))*INDEX(Profiles[],MATCH(1,(Profiles[Month]=Supply[[#This Row],[Month]])*(Profiles[Hour Ending]=Supply[[#This Row],[Hour Ending]]),0),MATCH(Supply[[#This Row],[Unit Category]],Profiles[#Headers],0))","v":1242.209004}]
[4,"Geothermal",24,{"$f":"INDEX(NQC[NQC MW],MATCH(1,(NQC[Month]=Supply[[#This Row],[Month]])*(NQC[Unit Category]=Supply[[#This Row],[Unit Category]]),0))*INDEX(Profiles[],MATCH(1,(Profiles[Month]=Supply[[#This Row],[Month]])*(Profiles[Hour Ending]=Supply[[#This Row],[Hour Ending]]),0),MATCH(Supply[[#This Row],[Unit Category]],Profiles[#Headers],0))","v":1242.209004}]
[4,"Hydro",1,{"$f":"INDEX(NQC[NQC MW],MATCH(1,(NQC[Month]=Supply[[#This Row],[Month]])*(NQC[Unit Category]=Supply[[#This Row],[Unit Category]]),0))*INDEX(Profiles[],MATCH(1,(Profiles[Month]=Supply[[#This Row],[Month]])*(Profiles[Hour Ending]=Supply[[#This Row],[Hour Ending]]),0),MATCH(Supply[[#This Row],[Unit Category]],Profiles[#Headers],0))","v":2888.8654999999999}]
[4,"Hydro",2,{"$f":"INDEX(NQC[NQC MW],MATCH(1,(NQC[Month]=Supply[[#This Row],[Month]])*(NQC[Unit Category]=Supply[[#This Row],[Unit Category]]),0))*INDEX(Profiles[],MATCH(1,(Profiles[Month]=Supply[[#This Row],[Month]])*(Profiles[Hour Ending]=Supply[[#This Row],[Hour Ending]]),0),MATCH(Supply[[#This Row],[Unit Category]],Profiles[#Headers],0))","v":2888.8654999999999}]
[4,"Hydro",3,{"$f":"INDEX(NQC[NQC MW],MATCH(1,(NQC[Month]=Supply[[#This Row],[Month]])*(NQC[Unit Category]=Supply[[#This Row],[Unit Category]]),0))*INDEX(Profiles[],MATCH(1,(Profiles[Month]=Supply[[#This Row],[Month]])*(Profiles[Hour Ending]=Supply[[#This Row],[Hour Ending]]),0),MATCH(Supply[[#This Row],[Unit Category]],Profiles[#Headers],0))","v":2888.8654999999999}]
[4,"Hydro",4,{"$f":"INDEX(NQC[NQC MW],MATCH(1,(NQC[Month]=Supply[[#This Row],[Month]])*(NQC[Unit Category]=Supply[[#This Row],[Unit Category]]),0))*INDEX(Profiles[],MATCH(1,(Profiles[Month]=Supply[[#This Row],[Month]])*(Profiles[Hour Ending]=Supply[[#This Row],[Hour Ending]]),0),MATCH(Supply[[#This Row],[Unit Category]],Profiles[#Headers],0))","v":2888.8654999999999}]
[4,"Hydro",5,{"$f":"INDEX(NQC[NQC MW],MATCH(1,(NQC[Month]=Supply[[#This Row],[Month]])*(NQC[Unit Category]=Supply[[#This Row],[Unit Category]]),0))*INDEX(Profiles[],MATCH(1,(Profiles[Month]=Supply[[#This Row],[Month]])*(Profiles[Hour Ending]=Supply[[#This Row],[Hour Ending]]),0),MATCH(Supply[[#This Row],[Unit Category]],Profiles[#Headers],0))","v":2888.8654999999999}]
[4,"Hydro",6,{"$f":"INDEX(NQC[NQC MW],MATCH(1,(NQC[Month]=Supply[[#This Row],[Month]])*(NQC[Unit Category]=Supply[[#This Row],[Unit Category]]),0))*INDEX(Profiles[],MATCH(1,(Profiles[Month]=Supply[[#This Row],[Month]])*(Profiles[Hour Ending]=Supply[[#This Row],[Hour Ending]]),0),MATCH(Supply[[#This Row],[Unit Category]],Profiles[#Headers],0))","v":2888.8654999999999}]
[4,"Hydro",7,{"$f":"INDEX(NQC[NQC MW],MATCH(1,(NQC[Month]=Supply[[#This Row],[Month]])*(NQC[Unit Category]=Supply[[#This Row],[Unit Category]]),0))*INDEX(Profiles[],MATCH(1,(Profiles[Month]=Supply[[#This Row],[Month]])*(Profiles[Hour Ending]=Supply[[#This Row],[Hour Ending]]),0),MATCH(Supply[[#This Row],[Unit Category]],Profiles[#Headers],0))","v":2888.8654999999999}]
[4,"Hydro",8,{"$f":"INDEX(NQC[NQC MW],MATCH(1,(NQC[Month]=Supply[[#This Row],[Month]])*(NQC[Unit Category]=Supply[[#This Row],[Unit Category]]),0))*INDEX(Profiles[],MATCH(1,(Profiles[Month]=Supply[[#This Row],[Month]])*(Profiles[Hour Ending]=Supply[[#This Row],[Hour Ending]]),0),MATCH(Supply[[#This Row],[Unit Category]],Profiles[#Headers],0))","v":2888.8654999999999}]
[4,"Hydro",9,{"$f":"INDEX(NQC[NQC MW],MATCH(1,(NQC[Month]=Supply[[#This Row],[Month]])*(NQC[Unit Category]=Supply[[#This Row],[Unit Category]]),0))*INDEX(Profiles[],MATCH(1,(Profiles[Month]=Supply[[#This Row],[Month]])*(Profiles[Hour Ending]=Supply[[#This Row],[Hour Ending]]),0),MATCH(Supply[[#This Row],[Unit Category]],Profiles[#Headers],0))","v":2888.8654999999999}]
[4,"Hydro",10,{"$f":"INDEX(NQC[NQC MW],MATCH(1,(NQC[Month]=Supply[[#This Row],[Month]])*(NQC[Unit Category]=Supply[[#This Row],[Unit Category]]),0))*INDEX(Profiles[],MATCH(1,(Profiles[Month]=Supply[[#This Row],[Month]])*(Profiles[Hour Ending]=Supply[[#This Row],[Hour Ending]]),0),MATCH(Supply[[#This Row],[Unit Category]],Profiles[#Headers],0))","v":2888.8654999999999}]
[4,"Hydro",11,{"$f":"INDEX(NQC[NQC MW],MATCH(1,(NQC[Month]=Supply[[#This Row],[Month]])*(NQC[Unit Category]=Supply[[#This Row],[Unit Category]]),0))*INDEX(Profiles[],MATCH(1,(Profiles[Month]=Supply[[#This Row],[Month]])*(Profiles[Hour Ending]=Supply[[#This Row],[Hour Ending]]),0),MATCH(Supply[[#This Row],[Unit Category]],Profiles[#Headers],0))","v":2888.8654999999999}]
[4,"Hydro",12,{"$f":"INDEX(NQC[NQC MW],MATCH(1,(NQC[Month]=Supply[[#This Row],[Month]])*(NQC[Unit Category]=Supply[[#This Row],[Unit Category]]),0))*INDEX(Profiles[],MATCH(1,(Profiles[Month]=Supply[[#This Row],[Month]])*(Profiles[Hour Ending]=Supply[[#This Row],[Hour Ending]]),0),MATCH(Supply[[#This Row],[Unit Category]],Profiles[#Headers],0))","v":2888.8654999999999}]
[4,"Hydro",13,{"$f":"INDEX(NQC[NQC MW],MATCH(1,(NQC[Month]=Supply[[#This Row],[Month]])*(NQC[Unit Category]=Supply[[#This Row],[Unit Category]]),0))*INDEX(Profiles[],MATCH(1,(Profiles[Month]=Supply[[#This Row],[Month]])*(Profiles[Hour Ending]=Supply[[#This Row],[Hour Ending]]),0),MATCH(Supply[[#This Row],[Unit Category]],Profiles[#Headers],0))","v":2888.8654999999999}]
[4,"Hydro",14,{"$f":"INDEX(NQC[NQC MW],MATCH(1,(NQC[Month]=Supply[[#This Row],[Month]])*(NQC[Unit Category]=Supply[[#This Row],[Unit Category]]),0))*INDEX(Profiles[],MATCH(1,(Profiles[Month]=Supply[[#This Row],[Month]])*(Profiles[Hour Ending]=Supply[[#This Row],[Hour Ending]]),0),MATCH(Supply[[#This Row],[Unit Category]],Profiles[#Headers],0))","v":2888.8654999999999}]
[4,"Hydro",15,{"$f":"INDEX(NQC[NQC MW],MATCH(1,(NQC[Month]=Supply[[#This Row],[Month]])*(NQC[Unit Category]=Supply[[#This Row],[Unit Category]]),0))*INDEX(Profiles[],MATCH(1,(Profiles[Month]=Supply[[#This Row],[Month]])*(Profiles[Hour Ending]=Supply[[#This Row],[Hour Ending]]),0),MATCH(Supply[[#This Row],[Unit Category]],Profiles[#Headers],0))","v":2888.8654999999999}]
[4,"Hydro",16,{"$f":"INDEX(NQC[NQC MW],MATCH(1,(NQC[Month]=Supply[[#This Row],[Month]])*(NQC[Unit Category]=Supply[[#This Row],[Unit Category]]),0))*INDEX(Profiles[],MATCH(1,(Profiles[Month]=Supply[[#This Row],[Month]])*(Profiles[Hour Ending]=Supply[[#This Row],[Hour Ending]]),0),MATCH(Supply[[#This Row],[Unit Category]],Profiles[#Headers],0))","v":2888.8654999999999}]
[4,"Hydro",17,{"$f":"INDEX(NQC[NQC MW],MATCH(1,(NQC[Month]=Supply[[#This Row],[Month]])*(NQC[Unit Category]=Supply[[#This Row],[Unit Category]]),0))*INDEX(Profiles[],MATCH(1,(Profiles[Month]=Supply[[#This Row],[Month]])*(Profiles[Hour Ending]=Supply[[#This Row],[Hour Ending]]),0),MATCH(Supply[[#This Row],[Unit Category]],Profiles[#Headers],0))","v":2888.8654999999999}]
[4,"Hydro",18,{"$f":"INDEX(NQC[NQC MW],MATCH(1,(NQC[Month]=Supply[[#This Row],[Month]])*(NQC[Unit Category]=Supply[[#This Row],[Unit Category]]),0))*INDEX(Profiles[],MATCH(1,(Profiles[Month]=Supply[[#This Row],[Month]])*(Profiles[Hour Ending]=Supply[[#This Row],[Hour Ending]]),0),MATCH(Supply[[#This Row],[Unit Category]],Profiles[#Headers],0))","v":2888.8654999999999}]
[4,"Hydro",19,{"$f":"INDEX(NQC[NQC MW],MATCH(1,(NQC[Month]=Supply[[#This Row],[Month]])*(NQC[Unit Category]=Supply[[#This Row],[Unit Category]]),0))*INDEX(Profiles[],MATCH(1,(Profiles[Month]=Supply[[#This Row],[Month]])*(Profiles[Hour Ending]=Supply[[#This Row],[Hour Ending]]),0),MATCH(Supply[[#This Row],[Unit Category]],Profiles[#Headers],0))","v":2888.8654999999999}]
[4,"Hydro",20,{"$f":"INDEX(NQC[NQC MW],MATCH(1,(NQC[Month]=Supply[[#This Row],[Month]])*(NQC[Unit Category]=Supply[[#This Row],[Unit Category]]),0))*INDEX(Profiles[],MATCH(1,(Profiles[Month]=Supply[[#This Row],[Month]])*(Profiles[Hour Ending]=Supply[[#This Row],[Hour Ending]]),0),MATCH(Supply[[#This Row],[Unit Category]],Profiles[#Headers],0))","v":2888.8654999999999}]
[4,"Hydro",21,{"$f":"INDEX(NQC[NQC MW],MATCH(1,(NQC[Month]=Supply[[#This Row],[Month]])*(NQC[Unit Category]=Supply[[#This Row],[Unit Category]]),0))*INDEX(Profiles[],MATCH(1,(Profiles[Month]=Supply[[#This Row],[Month]])*(Profiles[Hour Ending]=Supply[[#This Row],[Hour Ending]]),0),MATCH(Supply[[#This Row],[Unit Category]],Profiles[#Headers],0))","v":2888.8654999999999}]
[4,"Hydro",22,{"$f":"INDEX(NQC[NQC MW],MATCH(1,(NQC[Month]=Supply[[#This Row],[Month]])*(NQC[Unit Category]=Supply[[#This Row],[Unit Category]]),0))*INDEX(Profiles[],MATCH(1,(Profiles[Month]=Supply[[#This Row],[Month]])*(Profiles[Hour Ending]=Supply[[#This Row],[Hour Ending]]),0),MATCH(Supply[[#This Row],[Unit Category]],Profiles[#Headers],0))","v":2888.8654999999999}]
[4,"Hydro",23,{"$f":"INDEX(NQC[NQC MW],MATCH(1,(NQC[Month]=Supply[[#This Row],[Month]])*(NQC[Unit Category]=Supply[[#This Row],[Unit Category]]),0))*INDEX(Profiles[],MATCH(1,(Profiles[Month]=Supply[[#This Row],[Month]])*(Profiles[Hour Ending]=Supply[[#This Row],[Hour Ending]]),0),MATCH(Supply[[#This Row],[Unit Category]],Profiles[#Headers],0))","v":2888.8654999999999}]
[4,"Hydro",24,{"$f":"INDEX(NQC[NQC MW],MATCH(1,(NQC[Month]=Supply[[#This Row],[Month]])*(NQC[Unit Category]=Supply[[#This Row],[Unit Category]]),0))*INDEX(Profiles[],MATCH(1,(Profiles[Month]=Supply[[#This Row],[Month]])*(Profiles[Hour Ending]=Supply[[#This Row],[Hour Ending]]),0),MATCH(Supply[[#This Row],[Unit Category]],Profiles[#Headers],0))","v":2888.8654999999999}]
[4,"ICE",1,{"$f":"INDEX(NQC[NQC MW],MATCH(1,(NQC[Month]=Supply[[#This Row],[Month]])*(NQC[Unit Category]=Supply[[#This Row],[Unit Category]]),0))*INDEX(Profiles[],MATCH(1,(Profiles[Month]=Supply[[#This Row],[Month]])*(Profiles[Hour Ending]=Supply[[#This Row],[Hour Ending]]),0),MATCH(Supply[[#This Row],[Unit Category]],Profiles[#Headers],0))","v":254.7}]
[4,"ICE",2,{"$f":"INDEX(NQC[NQC MW],MATCH(1,(NQC[Month]=Supply[[#This Row],[Month]])*(NQC[Unit Category]=Supply[[#This Row],[Unit Category]]),0))*INDEX(Profiles[],MATCH(1,(Profiles[Month]=Supply[[#This Row],[Month]])*(Profiles[Hour Ending]=Supply[[#This Row],[Hour Ending]]),0),MATCH(Supply[[#This Row],[Unit Category]],Profiles[#Headers],0))","v":254.7}]
[4,"ICE",3,{"$f":"INDEX(NQC[NQC MW],MATCH(1,(NQC[Month]=Supply[[#This Row],[Month]])*(NQC[Unit Category]=Supply[[#This Row],[Unit Category]]),0))*INDEX(Profiles[],MATCH(1,(Profiles[Month]=Supply[[#This Row],[Month]])*(Profiles[Hour Ending]=Supply[[#This Row],[Hour Ending]]),0),MATCH(Supply[[#This Row],[Unit Category]],Profiles[#Headers],0))","v":254.7}]
[4,"ICE",4,{"$f":"INDEX(NQC[NQC MW],MATCH(1,(NQC[Month]=Supply[[#This Row],[Month]])*(NQC[Unit Category]=Supply[[#This Row],[Unit Category]]),0))*INDEX(Profiles[],MATCH(1,(Profiles[Month]=Supply[[#This Row],[Month]])*(Profiles[Hour Ending]=Supply[[#This Row],[Hour Ending]]),0),MATCH(Supply[[#This Row],[Unit Category]],Profiles[#Headers],0))","v":254.7}]
[4,"ICE",5,{"$f":"INDEX(NQC[NQC MW],MATCH(1,(NQC[Month]=Supply[[#This Row],[Month]])*(NQC[Unit Category]=Supply[[#This Row],[Unit Category]]),0))*INDEX(Profiles[],MATCH(1,(Profiles[Month]=Supply[[#This Row],[Month]])*(Profiles[Hour Ending]=Supply[[#This Row],[Hour Ending]]),0),MATCH(Supply[[#This Row],[Unit Category]],Profiles[#Headers],0))","v":254.7}]
[4,"ICE",6,{"$f":"INDEX(NQC[NQC MW],MATCH(1,(NQC[Month]=Supply[[#This Row],[Month]])*(NQC[Unit Category]=Supply[[#This Row],[Unit Category]]),0))*INDEX(Profiles[],MATCH(1,(Profiles[Month]=Supply[[#This Row],[Month]])*(Profiles[Hour Ending]=Supply[[#This Row],[Hour Ending]]),0),MATCH(Supply[[#This Row],[Unit Category]],Profiles[#Headers],0))","v":254.7}]
[4,"ICE",7,{"$f":"INDEX(NQC[NQC MW],MATCH(1,(NQC[Month]=Supply[[#This Row],[Month]])*(NQC[Unit Category]=Supply[[#This Row],[Unit Category]]),0))*INDEX(Profiles[],MATCH(1,(Profiles[Month]=Supply[[#This Row],[Month]])*(Profiles[Hour Ending]=Supply[[#This Row],[Hour Ending]]),0),MATCH(Supply[[#This Row],[Unit Category]],Profiles[#Headers],0))","v":254.7}]
[4,"ICE",8,{"$f":"INDEX(NQC[NQC MW],MATCH(1,(NQC[Month]=Supply[[#This Row],[Month]])*(NQC[Unit Category]=Supply[[#This Row],[Unit Category]]),0))*INDEX(Profiles[],MATCH(1,(Profiles[Month]=Supply[[#This Row],[Month]])*(Profiles[Hour Ending]=Supply[[#This Row],[Hour Ending]]),0),MATCH(Supply[[#This Row],[Unit Category]],Profiles[#Headers],0))","v":254.7}]
[4,"ICE",9,{"$f":"INDEX(NQC[NQC MW],MATCH(1,(NQC[Month]=Supply[[#This Row],[Month]])*(NQC[Unit Category]=Supply[[#This Row],[Unit Category]]),0))*INDEX(Profiles[],MATCH(1,(Profiles[Month]=Supply[[#This Row],[Month]])*(Profiles[Hour Ending]=Supply[[#This Row],[Hour Ending]]),0),MATCH(Supply[[#This Row],[Unit Category]],Profiles[#Headers],0))","v":254.7}]
[4,"ICE",10,{"$f":"INDEX(NQC[NQC MW],MATCH(1,(NQC[Month]=Supply[[#This Row],[Month]])*(NQC[Unit Category]=Supply[[#This Row],[Unit Category]]),0))*INDEX(Profiles[],MATCH(1,(Profiles[Month]=Supply[[#This Row],[Month]])*(Profiles[Hour Ending]=Supply[[#This Row],[Hour Ending]]),0),MATCH(Supply[[#This Row],[Unit Category]],Profiles[#Headers],0))","v":254.7}]
[4,"ICE",11,{"$f":"INDEX(NQC[NQC MW],MATCH(1,(NQC[Month]=Supply[[#This Row],[Month]])*(NQC[Unit Category]=Supply[[#This Row],[Unit Category]]),0))*INDEX(Profiles[],MATCH(1,(Profiles[Month]=Supply[[#This Row],[Month]])*(Profiles[Hour Ending]=Supply[[#This Row],[Hour Ending]]),0),MATCH(Supply[[#This Row],[Unit Category]],Profiles[#Headers],0))","v":254.7}]
[4,"ICE",12,{"$f":"INDEX(NQC[NQC MW],MATCH(1,(NQC[Month]=Supply[[#This Row],[Month]])*(NQC[Unit Category]=Supply[[#This Row],[Unit Category]]),0))*INDEX(Profiles[],MATCH(1,(Profiles[Month]=Supply[[#This Row],[Month]])*(Profiles[Hour Ending]=Supply[[#This Row],[Hour Ending]]),0),MATCH(Supply[[#This Row],[Unit Category]],Profiles[#Headers],0))","v":254.7}]
[4,"ICE",13,{"$f":"INDEX(NQC[NQC MW],MATCH(1,(NQC[Month]=Supply[[#This Row],[Month]])*(NQC[Unit Category]=Supply[[#This Row],[Unit Category]]),0))*INDEX(Profiles[],MATCH(1,(Profiles[Month]=Supply[[#This Row],[Month]])*(Profiles[Hour Ending]=Supply[[#This Row],[Hour Ending]]),0),MATCH(Supply[[#This Row],[Unit Category]],Profiles[#Headers],0))","v":254.7}]
[4,"ICE",14,{"$f":"INDEX(NQC[NQC MW],MATCH(1,(NQC[Month]=Supply[[#This Row],[Month]])*(NQC[Unit Category]=Supply[[#This Row],[Unit Category]]),0))*INDEX(Profiles[],MATCH(1,(Profiles[Month]=Supply[[#This Row],[Month]])*(Profiles[Hour Ending]=Supply[[#This Row],[Hour Ending]]),0),MATCH(Supply[[#This Row],[Unit Category]],Profiles[#Headers],0))","v":254.7}]
[4,"ICE",15,{"$f":"INDEX(NQC[NQC MW],MATCH(1,(NQC[Month]=Supply[[#This Row],[Month]])*(NQC[Unit Category]=Supply[[#This Row],[Unit Category]]),0))*INDEX(Profiles[],MATCH(1,(Profiles[Month]=Supply[[#This Row],[Month]])*(Profiles[Hour Ending]=Supply[[#This Row],[Hour Ending]]),0),MATCH(Supply[[#This Row],[Unit Category]],Profiles[#Headers],0))","v":254.7}]
[4,"ICE",16,{"$f":"INDEX(NQC[NQC MW],MATCH(1,(NQC[Month]=Supply[[#This Row],[Month]])*(NQC[Unit Category]=Supply[[#This Row],[Unit Category]]),0))*INDEX(Profiles[],MATCH(1,(Profiles[Month]=Supply[[#This Row],[Month]])*(Profiles[Hour Ending]=Supply[[#This Row],[Hour Ending]]),0),MATCH(Supply[[#This Row],[Unit Category]],Profiles[#Headers],0))","v":254.7}]
[4,"ICE",17,{"$f":"INDEX(NQC[NQC MW],MATCH(1,(NQC[Month]=Supply[[#This Row],[Month]])*(NQC[Unit Category]=Supply[[#This Row],[Unit Category]]),0))*INDEX(Profiles[],MATCH(1,(Profiles[Month]=Supply[[#This Row],[Month]])*(Profiles[Hour Ending]=Supply[[#This Row],[Hour Ending]]),0),MATCH(Supply[[#This Row],[Unit Category]],Profiles[#Headers],0))","v":254.7}]
[4,"ICE",18,{"$f":"INDEX(NQC[NQC MW],MATCH(1,(NQC[Month]=Supply[[#This Row],[Month]])*(NQC[Unit Category]=Supply[[#This Row],[Unit Category]]),0))*INDEX(Profiles[],MATCH(1,(Profiles[Month]=Supply[[#This Row],[Month]])*(Profiles[Hour Ending]=Supply[[#This Row],[Hour Ending]]),0),MATCH(Supply[[#This Row],[Unit Category]],Profiles[#Headers],0))","v":254.7}]
[4,"ICE",19,{"$f":"INDEX(NQC[NQC MW],MATCH(1,(NQC[Month]=Supply[[#This Row],[Month]])*(NQC[Unit Category]=Supply[[#This Row],[Unit Category]]),0))*INDEX(Profiles[],MATCH(1,(Profiles[Month]=Supply[[#This Row],[Month]])*(Profiles[Hour Ending]=Supply[[#This Row],[Hour Ending]]),0),MATCH(Supply[[#This Row],[Unit Category]],Profiles[#Headers],0))","v":254.7}]
[4,"ICE",20,{"$f":"INDEX(NQC[NQC MW],MATCH(1,(NQC[Month]=Supply[[#This Row],[Month]])*(NQC[Unit Category]=Supply[[#This Row],[Unit Category]]),0))*INDEX(Profiles[],MATCH(1,(Profiles[Month]=Supply[[#This Row],[Month]])*(Profiles[Hour Ending]=Supply[[#This Row],[Hour Ending]]),0),MATCH(Supply[[#This Row],[Unit Category]],Profiles[#Headers],0))","v":254.7}]
[4,"ICE",21,{"$f":"INDEX(NQC[NQC MW],MATCH(1,(NQC[Month]=Supply[[#This Row],[Month]])*(NQC[Unit Category]=Supply[[#This Row],[Unit Category]]),0))*INDEX(Profiles[],MATCH(1,(Profiles[Month]=Supply[[#This Row],[Month]])*(Profiles[Hour Ending]=Supply[[#This Row],[Hour Ending]]),0),MATCH(Supply[[#This Row],[Unit Category]],Profiles[#Headers],0))","v":254.7}]
[4,"ICE",22,{"$f":"INDEX(NQC[NQC MW],MATCH(1,(NQC[Month]=Supply[[#This Row],[Month]])*(NQC[Unit Category]=Supply[[#This Row],[Unit Category]]),0))*INDEX(Profiles[],MATCH(1,(Profiles[Month]=Supply[[#This Row],[Month]])*(Profiles[Hour Ending]=Supply[[#This Row],[Hour Ending]]),0),MATCH(Supply[[#This Row],[Unit Category]],Profiles[#Headers],0))","v":254.7}]
[4,"ICE",23,{"$f":"INDEX(NQC[NQC MW],MATCH(1,(NQC[Month]=Supply[[#This Row],[Month]])*(NQC[Unit Category]=Supply[[#This Row],[Unit Category]]),0))*INDEX(Profiles[],MATCH(1,(Profiles[Month]=Supply[[#This Row],[Month]])*(Profiles[Hour Ending]=Supply[[#This Row],[Hour Ending]]),0),MATCH(Supply[[#This Row],[Unit Category]],Profiles[#Headers],0))","v":254.7}]
[4,"ICE",24,{"$f":"INDEX(NQC[NQC MW],MATCH(1,(NQC[Month]=Supply[[#This Row],[Month]])*(NQC[Unit Category]=Supply[[#This Row],[Unit Category]]),0))*INDEX(Profiles[],MATCH(1,(Profiles[Month]=Supply[[#This Row],[Month]])*(Profiles[Hour Ending]=Supply[[#This Row],[Hour Ending]]),0),MATCH(Supply[[#This Row],[Unit Category]],Profiles[#Headers],0))","v":254.7}]
[4,"Interchange",1,{"$f":"INDEX(NQC[NQC MW],MATCH(1,(NQC[Month]=Supply[[#This Row],[Month]])*(NQC[Unit Category]=Supply[[#This Row],[Unit Category]]),0))*INDEX(Profiles[],MATCH(1,(Profiles[Month]=Supply[[#This Row],[Month]])*(Profiles[Hour Ending]=Supply[[#This Row],[Hour Ending]]),0),MATCH(Supply[[#This Row],[Unit Category]],Profiles[#Headers],0))","v":2500}]
[4,"Interchange",2,{"$f":"INDEX(NQC[NQC MW],MATCH(1,(NQC[Month]=Supply[[#This Row],[Month]])*(NQC[Unit Category]=Supply[[#This Row],[Unit Category]]),0))*INDEX(Profiles[],MATCH(1,(Profiles[Month]=Supply[[#This Row],[Month]])*(Profiles[Hour Ending]=Supply[[#This Row],[Hour Ending]]),0),MATCH(Supply[[#This Row],[Unit Category]],Profiles[#Headers],0))","v":2500}]
[4,"Interchange",3,{"$f":"INDEX(NQC[NQC MW],MATCH(1,(NQC[Month]=Supply[[#This Row],[Month]])*(NQC[Unit Category]=Supply[[#This Row],[Unit Category]]),0))*INDEX(Profiles[],MATCH(1,(Profiles[Month]=Supply[[#This Row],[Month]])*(Profiles[Hour Ending]=Supply[[#This Row],[Hour Ending]]),0),MATCH(Supply[[#This Row],[Unit Category]],Profiles[#Headers],0))","v":2500}]
[4,"Interchange",4,{"$f":"INDEX(NQC[NQC MW],MATCH(1,(NQC[Month]=Supply[[#This Row],[Month]])*(NQC[Unit Category]=Supply[[#This Row],[Unit Category]]),0))*INDEX(Profiles[],MATCH(1,(Profiles[Month]=Supply[[#This Row],[Month]])*(Profiles[Hour Ending]=Supply[[#This Row],[Hour Ending]]),0),MATCH(Supply[[#This Row],[Unit Category]],Profiles[#Headers],0))","v":2500}]
[4,"Interchange",5,{"$f":"INDEX(NQC[NQC MW],MATCH(1,(NQC[Month]=Supply[[#This Row],[Month]])*(NQC[Unit Category]=Supply[[#This Row],[Unit Category]]),0))*INDEX(Profiles[],MATCH(1,(Profiles[Month]=Supply[[#This Row],[Month]])*(Profiles[Hour Ending]=Supply[[#This Row],[Hour Ending]]),0),MATCH(Supply[[#This Row],[Unit Category]],Profiles[#Headers],0))","v":2500}]
[4,"Interchange",6,{"$f":"INDEX(NQC[NQC MW],MATCH(1,(NQC[Month]=Supply[[#This Row],[Month]])*(NQC[Unit Category]=Supply[[#This Row],[Unit Category]]),0))*INDEX(Profiles[],MATCH(1,(Profiles[Month]=Supply[[#This Row],[Month]])*(Profiles[Hour Ending]=Supply[[#This Row],[Hour Ending]]),0),MATCH(Supply[[#This Row],[Unit Category]],Profiles[#Headers],0))","v":2500}]
[4,"Interchange",7,{"$f":"INDEX(NQC[NQC MW],MATCH(1,(NQC[Month]=Supply[[#This Row],[Month]])*(NQC[Unit Category]=Supply[[#This Row],[Unit Category]]),0))*INDEX(Profiles[],MATCH(1,(Profiles[Month]=Supply[[#This Row],[Month]])*(Profiles[Hour Ending]=Supply[[#This Row],[Hour Ending]]),0),MATCH(Supply[[#This Row],[Unit Category]],Profiles[#Headers],0))","v":2500}]
[4,"Interchange",8,{"$f":"INDEX(NQC[NQC MW],MATCH(1,(NQC[Month]=Supply[[#This Row],[Month]])*(NQC[Unit Category]=Supply[[#This Row],[Unit Category]]),0))*INDEX(Profiles[],MATCH(1,(Profiles[Month]=Supply[[#This Row],[Month]])*(Profiles[Hour Ending]=Supply[[#This Row],[Hour Ending]]),0),MATCH(Supply[[#This Row],[Unit Category]],Profiles[#Headers],0))","v":2500}]
[4,"Interchange",9,{"$f":"INDEX(NQC[NQC MW],MATCH(1,(NQC[Month]=Supply[[#This Row],[Month]])*(NQC[Unit Category]=Supply[[#This Row],[Unit Category]]),0))*INDEX(Profiles[],MATCH(1,(Profiles[Month]=Supply[[#This Row],[Month]])*(Profiles[Hour Ending]=Supply[[#This Row],[Hour Ending]]),0),MATCH(Supply[[#This Row],[Unit Category]],Profiles[#Headers],0))","v":2500}]
[4,"Interchange",10,{"$f":"INDEX(NQC[NQC MW],MATCH(1,(NQC[Month]=Supply[[#This Row],[Month]])*(NQC[Unit Category]=Supply[[#This Row],[Unit Category]]),0))*INDEX(Profiles[],MATCH(1,(Profiles[Month]=Supply[[#This Row],[Month]])*(Profiles[Hour Ending]=Supply[[#This Row],[Hour Ending]]),0),MATCH(Supply[[#This Row],[Unit Category]],Profiles[#Headers],0))","v":2500}]
[4,"Interchange",11,{"$f":"INDEX(NQC[NQC MW],MATCH(1,(NQC[Month]=Supply[[#This Row],[Month]])*(NQC[Unit Category]=Supply[[#This Row],[Unit Category]]),0))*INDEX(Profiles[],MATCH(1,(Profiles[Month]=Supply[[#This Row],[Month]])*(Profiles[Hour Ending]=Supply[[#This Row],[Hour Ending]]),0),MATCH(Supply[[#This Row],[Unit Category]],Profiles[#Headers],0))","v":2500}]
[4,"Interchange",12,{"$f":"INDEX(NQC[NQC MW],MATCH(1,(NQC[Month]=Supply[[#This Row],[Month]])*(NQC[Unit Category]=Supply[[#This Row],[Unit Category]]),0))*INDEX(Profiles[],MATCH(1,(Profiles[Month]=Supply[[#This Row],[Month]])*(Profiles[Hour Ending]=Supply[[#This Row],[Hour Ending]]),0),MATCH(Supply[[#This Row],[Unit Category]],Profiles[#Headers],0))","v":2500}]
[4,"Interchange",13,{"$f":"INDEX(NQC[NQC MW],MATCH(1,(NQC[Month]=Supply[[#This Row],[Month]])*(NQC[Unit Category]=Supply[[#This Row],[Unit Category]]),0))*INDEX(Profiles[],MATCH(1,(Profiles[Month]=Supply[[#This Row],[Month]])*(Profiles[Hour Ending]=Supply[[#This Row],[Hour Ending]]),0),MATCH(Supply[[#This Row],[Unit Category]],Profiles[#Headers],0))","v":2500}]
[4,"Interchange",14,{"$f":"INDEX(NQC[NQC MW],MATCH(1,(NQC[Month]=Supply[[#This Row],[Month]])*(NQC[Unit Category]=Supply[[#This Row],[Unit Category]]),0))*INDEX(Profiles[],MATCH(1,(Profiles[Month]=Supply[[#This Row],[Month]])*(Profiles[Hour Ending]=Supply[[#This Row],[Hour Ending]]),0),MATCH(Supply[[#This Row],[Unit Category]],Profiles[#Headers],0))","v":2500}]
[4,"Interchange",15,{"$f":"INDEX(NQC[NQC MW],MATCH(1,(NQC[Month]=Supply[[#This Row],[Month]])*(NQC[Unit Category]=Supply[[#This Row],[Unit Category]]),0))*INDEX(Profiles[],MATCH(1,(Profiles[Month]=Supply[[#This Row],[Month]])*(Profiles[Hour Ending]=Supply[[#This Row],[Hour Ending]]),0),MATCH(Supply[[#This Row],[Unit Category]],Profiles[#Headers],0))","v":2500}]
[4,"Interchange",16,{"$f":"INDEX(NQC[NQC MW],MATCH(1,(NQC[Month]=Supply[[#This Row],[Month]])*(NQC[Unit Category]=Supply[[#This Row],[Unit Category]]),0))*INDEX(Profiles[],MATCH(1,(Profiles[Month]=Supply[[#This Row],[Month]])*(Profiles[Hour Ending]=Supply[[#This Row],[Hour Ending]]),0),MATCH(Supply[[#This Row],[Unit Category]],Profiles[#Headers],0))","v":2500}]
[4,"Interchange",17,{"$f":"INDEX(NQC[NQC MW],MATCH(1,(NQC[Month]=Supply[[#This Row],[Month]])*(NQC[Unit Category]=Supply[[#This Row],[Unit Category]]),0))*INDEX(Profiles[],MATCH(1,(Profiles[Month]=Supply[[#This Row],[Month]])*(Profiles[Hour Ending]=Supply[[#This Row],[Hour Ending]]),0),MATCH(Supply[[#This Row],[Unit Category]],Profiles[#Headers],0))","v":2500}]
[4,"Interchange",18,{"$f":"INDEX(NQC[NQC MW],MATCH(1,(NQC[Month]=Supply[[#This Row],[Month]])*(NQC[Unit Category]=Supply[[#This Row],[Unit Category]]),0))*INDEX(Profiles[],MATCH(1,(Profiles[Month]=Supply[[#This Row],[Month]])*(Profiles[Hour Ending]=Supply[[#This Row],[Hour Ending]]),0),MATCH(Supply[[#This Row],[Unit Category]],Profiles[#Headers],0))","v":2500}]
[4,"Interchange",19,{"$f":"INDEX(NQC[NQC MW],MATCH(1,(NQC[Month]=Supply[[#This Row],[Month]])*(NQC[Unit Category]=Supply[[#This Row],[Unit Category]]),0))*INDEX(Profiles[],MATCH(1,(Profiles[Month]=Supply[[#This Row],[Month]])*(Profiles[Hour Ending]=Supply[[#This Row],[Hour Ending]]),0),MATCH(Supply[[#This Row],[Unit Category]],Profiles[#Headers],0))","v":2500}]
[4,"Interchange",20,{"$f":"INDEX(NQC[NQC MW],MATCH(1,(NQC[Month]=Supply[[#This Row],[Month]])*(NQC[Unit Category]=Supply[[#This Row],[Unit Category]]),0))*INDEX(Profiles[],MATCH(1,(Profiles[Month]=Supply[[#This Row],[Month]])*(Profiles[Hour Ending]=Supply[[#This Row],[Hour Ending]]),0),MATCH(Supply[[#This Row],[Unit Category]],Profiles[#Headers],0))","v":2500}]
[4,"Interchange",21,{"$f":"INDEX(NQC[NQC MW],MATCH(1,(NQC[Month]=Supply[[#This Row],[Month]])*(NQC[Unit Category]=Supply[[#This Row],[Unit Category]]),0))*INDEX(Profiles[],MATCH(1,(Profiles[Month]=Supply[[#This Row],[Month]])*(Profiles[Hour Ending]=Supply[[#This Row],[Hour Ending]]),0),MATCH(Supply[[#This Row],[Unit Category]],Profiles[#Headers],0))","v":2500}]
[4,"Interchange",22,{"$f":"INDEX(NQC[NQC MW],MATCH(1,(NQC[Month]=Supply[[#This Row],[Month]])*(NQC[Unit Category]=Supply[[#This Row],[Unit Category]]),0))*INDEX(Profiles[],MATCH(1,(Profiles[Month]=Supply[[#This Row],[Month]])*(Profiles[Hour Ending]=Supply[[#This Row],[Hour Ending]]),0),MATCH(Supply[[#This Row],[Unit Category]],Profiles[#Headers],0))","v":2500}]
[4,"Interchange",23,{"$f":"INDEX(NQC[NQC MW],MATCH(1,(NQC[Month]=Supply[[#This Row],[Month]])*(NQC[Unit Category]=Supply[[#This Row],[Unit Category]]),0))*INDEX(Profiles[],MATCH(1,(Profiles[Month]=Supply[[#This Row],[Month]])*(Profiles[Hour Ending]=Supply[[#This Row],[Hour Ending]]),0),MATCH(Supply[[#This Row],[Unit Category]],Profiles[#Headers],0))","v":2500}]
[4,"Interchange",24,{"$f":"INDEX(NQC[NQC MW],MATCH(1,(NQC[Month]=Supply[[#This Row],[Month]])*(NQC[Unit Category]=Supply[[#This Row],[Unit Category]]),0))*INDEX(Profiles[],MATCH(1,(Profiles[Month]=Supply[[#This Row],[Month]])*(Profiles[Hour Ending]=Supply[[#This Row],[Hour Ending]]),0),MATCH(Supply[[#This Row],[Unit Category]],Profiles[#Headers],0))","v":2500}]
[4,"Nuclear",1,{"$f":"INDEX(NQC[NQC MW],MATCH(1,(NQC[Month]=Supply[[#This Row],[Month]])*(NQC[Unit Category]=Supply[[#This Row],[Unit Category]]),0))*INDEX(Profiles[],MATCH(1,(Profiles[Month]=Supply[[#This Row],[Month]])*(Profiles[Hour Ending]=Supply[[#This Row],[Hour Ending]]),0),MATCH(Supply[[#This Row],[Unit Category]],Profiles[#Headers],0))","v":2280}]
[4,"Nuclear",2,{"$f":"INDEX(NQC[NQC MW],MATCH(1,(NQC[Month]=Supply[[#This Row],[Month]])*(NQC[Unit Category]=Supply[[#This Row],[Unit Category]]),0))*INDEX(Profiles[],MATCH(1,(Profiles[Month]=Supply[[#This Row],[Month]])*(Profiles[Hour Ending]=Supply[[#This Row],[Hour Ending]]),0),MATCH(Supply[[#This Row],[Unit Category]],Profiles[#Headers],0))","v":2280}]
[4,"Nuclear",3,{"$f":"INDEX(NQC[NQC MW],MATCH(1,(NQC[Month]=Supply[[#This Row],[Month]])*(NQC[Unit Category]=Supply[[#This Row],[Unit Category]]),0))*INDEX(Profiles[],MATCH(1,(Profiles[Month]=Supply[[#This Row],[Month]])*(Profiles[Hour Ending]=Supply[[#This Row],[Hour Ending]]),0),MATCH(Supply[[#This Row],[Unit Category]],Profiles[#Headers],0))","v":2280}]
[4,"Nuclear",4,{"$f":"INDEX(NQC[NQC MW],MATCH(1,(NQC[Month]=Supply[[#This Row],[Month]])*(NQC[Unit Category]=Supply[[#This Row],[Unit Category]]),0))*INDEX(Profiles[],MATCH(1,(Profiles[Month]=Supply[[#This Row],[Month]])*(Profiles[Hour Ending]=Supply[[#This Row],[Hour Ending]]),0),MATCH(Supply[[#This Row],[Unit Category]],Profiles[#Headers],0))","v":2280}]
[4,"Nuclear",5,{"$f":"INDEX(NQC[NQC MW],MATCH(1,(NQC[Month]=Supply[[#This Row],[Month]])*(NQC[Unit Category]=Supply[[#This Row],[Unit Category]]),0))*INDEX(Profiles[],MATCH(1,(Profiles[Month]=Supply[[#This Row],[Month]])*(Profiles[Hour Ending]=Supply[[#This Row],[Hour Ending]]),0),MATCH(Supply[[#This Row],[Unit Category]],Profiles[#Headers],0))","v":2280}]
[4,"Nuclear",6,{"$f":"INDEX(NQC[NQC MW],MATCH(1,(NQC[Month]=Supply[[#This Row],[Month]])*(NQC[Unit Category]=Supply[[#This Row],[Unit Category]]),0))*INDEX(Profiles[],MATCH(1,(Profiles[Month]=Supply[[#This Row],[Month]])*(Profiles[Hour Ending]=Supply[[#This Row],[Hour Ending]]),0),MATCH(Supply[[#This Row],[Unit Category]],Profiles[#Headers],0))","v":2280}]
[4,"Nuclear",7,{"$f":"INDEX(NQC[NQC MW],MATCH(1,(NQC[Month]=Supply[[#This Row],[Month]])*(NQC[Unit Category]=Supply[[#This Row],[Unit Category]]),0))*INDEX(Profiles[],MATCH(1,(Profiles[Month]=Supply[[#This Row],[Month]])*(Profiles[Hour Ending]=Supply[[#This Row],[Hour Ending]]),0),MATCH(Supply[[#This Row],[Unit Category]],Profiles[#Headers],0))","v":2280}]
[4,"Nuclear",8,{"$f":"INDEX(NQC[NQC MW],MATCH(1,(NQC[Month]=Supply[[#This Row],[Month]])*(NQC[Unit Category]=Supply[[#This Row],[Unit Category]]),0))*INDEX(Profiles[],MATCH(1,(Profiles[Month]=Supply[[#This Row],[Month]])*(Profiles[Hour Ending]=Supply[[#This Row],[Hour Ending]]),0),MATCH(Supply[[#This Row],[Unit Category]],Profiles[#Headers],0))","v":2280}]
[4,"Nuclear",9,{"$f":"INDEX(NQC[NQC MW],MATCH(1,(NQC[Month]=Supply[[#This Row],[Month]])*(NQC[Unit Category]=Supply[[#This Row],[Unit Category]]),0))*INDEX(Profiles[],MATCH(1,(Profiles[Month]=Supply[[#This Row],[Month]])*(Profiles[Hour Ending]=Supply[[#This Row],[Hour Ending]]),0),MATCH(Supply[[#This Row],[Unit Category]],Profiles[#Headers],0))","v":2280}]
[4,"Nuclear",10,{"$f":"INDEX(NQC[NQC MW],MATCH(1,(NQC[Month]=Supply[[#This Row],[Month]])*(NQC[Unit Category]=Supply[[#This Row],[Unit Category]]),0))*INDEX(Profiles[],MATCH(1,(Profiles[Month]=Supply[[#This Row],[Month]])*(Profiles[Hour Ending]=Supply[[#This Row],[Hour Ending]]),0),MATCH(Supply[[#This Row],[Unit Category]],Profiles[#Headers],0))","v":2280}]
[4,"Nuclear",11,{"$f":"INDEX(NQC[NQC MW],MATCH(1,(NQC[Month]=Supply[[#This Row],[Month]])*(NQC[Unit Category]=Supply[[#This Row],[Unit Category]]),0))*INDEX(Profiles[],MATCH(1,(Profiles[Month]=Supply[[#This Row],[Month]])*(Profiles[Hour Ending]=Supply[[#This Row],[Hour Ending]]),0),MATCH(Supply[[#This Row],[Unit Category]],Profiles[#Headers],0))","v":2280}]
[4,"Nuclear",12,{"$f":"INDEX(NQC[NQC MW],MATCH(1,(NQC[Month]=Supply[[#This Row],[Month]])*(NQC[Unit Category]=Supply[[#This Row],[Unit Category]]),0))*INDEX(Profiles[],MATCH(1,(Profiles[Month]=Supply[[#This Row],[Month]])*(Profiles[Hour Ending]=Supply[[#This Row],[Hour Ending]]),0),MATCH(Supply[[#This Row],[Unit Category]],Profiles[#Headers],0))","v":2280}]
[4,"Nuclear",13,{"$f":"INDEX(NQC[NQC MW],MATCH(1,(NQC[Month]=Supply[[#This Row],[Month]])*(NQC[Unit Category]=Supply[[#This Row],[Unit Category]]),0))*INDEX(Profiles[],MATCH(1,(Profiles[Month]=Supply[[#This Row],[Month]])*(Profiles[Hour Ending]=Supply[[#This Row],[Hour Ending]]),0),MATCH(Supply[[#This Row],[Unit Category]],Profiles[#Headers],0))","v":2280}]
[4,"Nuclear",14,{"$f":"INDEX(NQC[NQC MW],MATCH(1,(NQC[Month]=Supply[[#This Row],[Month]])*(NQC[Unit Category]=Supply[[#This Row],[Unit Category]]),0))*INDEX(Profiles[],MATCH(1,(Profiles[Month]=Supply[[#This Row],[Month]])*(Profiles[Hour Ending]=Supply[[#This Row],[Hour Ending]]),0),MATCH(Supply[[#This Row],[Unit Category]],Profiles[#Headers],0))","v":2280}]
[4,"Nuclear",15,{"$f":"INDEX(NQC[NQC MW],MATCH(1,(NQC[Month]=Supply[[#This Row],[Month]])*(NQC[Unit Category]=Supply[[#This Row],[Unit Category]]),0))*INDEX(Profiles[],MATCH(1,(Profiles[Month]=Supply[[#This Row],[Month]])*(Profiles[Hour Ending]=Supply[[#This Row],[Hour Ending]]),0),MATCH(Supply[[#This Row],[Unit Category]],Profiles[#Headers],0))","v":2280}]
[4,"Nuclear",16,{"$f":"INDEX(NQC[NQC MW],MATCH(1,(NQC[Month]=Supply[[#This Row],[Month]])*(NQC[Unit Category]=Supply[[#This Row],[Unit Category]]),0))*INDEX(Profiles[],MATCH(1,(Profiles[Month]=Supply[[#This Row],[Month]])*(Profiles[Hour Ending]=Supply[[#This Row],[Hour Ending]]),0),MATCH(Supply[[#This Row],[Unit Category]],Profiles[#Headers],0))","v":2280}]
[4,"Nuclear",17,{"$f":"INDEX(NQC[NQC MW],MATCH(1,(NQC[Month]=Supply[[#This Row],[Month]])*(NQC[Unit Category]=Supply[[#This Row],[Unit Category]]),0))*INDEX(Profiles[],MATCH(1,(Profiles[Month]=Supply[[#This Row],[Month]])*(Profiles[Hour Ending]=Supply[[#This Row],[Hour Ending]]),0),MATCH(Supply[[#This Row],[Unit Category]],Profiles[#Headers],0))","v":2280}]
[4,"Nuclear",18,{"$f":"INDEX(NQC[NQC MW],MATCH(1,(NQC[Month]=Supply[[#This Row],[Month]])*(NQC[Unit Category]=Supply[[#This Row],[Unit Category]]),0))*INDEX(Profiles[],MATCH(1,(Profiles[Month]=Supply[[#This Row],[Month]])*(Profiles[Hour Ending]=Supply[[#This Row],[Hour Ending]]),0),MATCH(Supply[[#This Row],[Unit Category]],Profiles[#Headers],0))","v":2280}]
[4,"Nuclear",19,{"$f":"INDEX(NQC[NQC MW],MATCH(1,(NQC[Month]=Supply[[#This Row],[Month]])*(NQC[Unit Category]=Supply[[#This Row],[Unit Category]]),0))*INDEX(Profiles[],MATCH(1,(Profiles[Month]=Supply[[#This Row],[Month]])*(Profiles[Hour Ending]=Supply[[#This Row],[Hour Ending]]),0),MATCH(Supply[[#This Row],[Unit Category]],Profiles[#Headers],0))","v":2280}]
[4,"Nuclear",20,{"$f":"INDEX(NQC[NQC MW],MATCH(1,(NQC[Month]=Supply[[#This Row],[Month]])*(NQC[Unit Category]=Supply[[#This Row],[Unit Category]]),0))*INDEX(Profiles[],MATCH(1,(Profiles[Month]=Supply[[#This Row],[Month]])*(Profiles[Hour Ending]=Supply[[#This Row],[Hour Ending]]),0),MATCH(Supply[[#This Row],[Unit Category]],Profiles[#Headers],0))","v":2280}]
[4,"Nuclear",21,{"$f":"INDEX(NQC[NQC MW],MATCH(1,(NQC[Month]=Supply[[#This Row],[Month]])*(NQC[Unit Category]=Supply[[#This Row],[Unit Category]]),0))*INDEX(Profiles[],MATCH(1,(Profiles[Month]=Supply[[#This Row],[Month]])*(Profiles[Hour Ending]=Supply[[#This Row],[Hour Ending]]),0),MATCH(Supply[[#This Row],[Unit Category]],Profiles[#Headers],0))","v":2280}]
[4,"Nuclear",22,{"$f":"INDEX(NQC[NQC MW],MATCH(1,(NQC[Month]=Supply[[#This Row],[Month]])*(NQC[Unit Category]=Supply[[#This Row],[Unit Category]]),0))*INDEX(Profiles[],MATCH(1,(Profiles[Month]=Supply[[#This Row],[Month]])*(Profiles[Hour Ending]=Supply[[#This Row],[Hour Ending]]),0),MATCH(Supply[[#This Row],[Unit Category]],Profiles[#Headers],0))","v":2280}]
[4,"Nuclear",23,{"$f":"INDEX(NQC[NQC MW],MATCH(1,(NQC[Month]=Supply[[#This Row],[Month]])*(NQC[Unit Category]=Supply[[#This Row],[Unit Category]]),0))*INDEX(Profiles[],MATCH(1,(Profiles[Month]=Supply[[#This Row],[Month]])*(Profiles[Hour Ending]=Supply[[#This Row],[Hour Ending]]),0),MATCH(Supply[[#This Row],[Unit Category]],Profiles[#Headers],0))","v":2280}]
[4,"Nuclear",24,{"$f":"INDEX(NQC[NQC MW],MATCH(1,(NQC[Month]=Supply[[#This Row],[Month]])*(NQC[Unit Category]=Supply[[#This Row],[Unit Category]]),0))*INDEX(Profiles[],MATCH(1,(Profiles[Month]=Supply[[#This Row],[Month]])*(Profiles[Hour Ending]=Supply[[#This Row],[Hour Ending]]),0),MATCH(Supply[[#This Row],[Unit Category]],Profiles[#Headers],0))","v":2280}]
[4,"PSH",1,{"$f":"INDEX(NQC[NQC MW],MATCH(1,(NQC[Month]=Supply[[#This Row],[Month]])*(NQC[Unit Category]=Supply[[#This Row],[Unit Category]]),0))*INDEX(Profiles[],MATCH(1,(Profiles[Month]=Supply[[#This Row],[Month]])*(Profiles[Hour Ending]=Supply[[#This Row],[Hour Ending]]),0),MATCH(Supply[[#This Row],[Unit Category]],Profiles[#Headers],0))","v":1457.08}]
[4,"PSH",2,{"$f":"INDEX(NQC[NQC MW],MATCH(1,(NQC[Month]=Supply[[#This Row],[Month]])*(NQC[Unit Category]=Supply[[#This Row],[Unit Category]]),0))*INDEX(Profiles[],MATCH(1,(Profiles[Month]=Supply[[#This Row],[Month]])*(Profiles[Hour Ending]=Supply[[#This Row],[Hour Ending]]),0),MATCH(Supply[[#This Row],[Unit Category]],Profiles[#Headers],0))","v":1457.08}]
[4,"PSH",3,{"$f":"INDEX(NQC[NQC MW],MATCH(1,(NQC[Month]=Supply[[#This Row],[Month]])*(NQC[Unit Category]=Supply[[#This Row],[Unit Category]]),0))*INDEX(Profiles[],MATCH(1,(Profiles[Month]=Supply[[#This Row],[Month]])*(Profiles[Hour Ending]=Supply[[#This Row],[Hour Ending]]),0),MATCH(Supply[[#This Row],[Unit Category]],Profiles[#Headers],0))","v":1457.08}]
[4,"PSH",4,{"$f":"INDEX(NQC[NQC MW],MATCH(1,(NQC[Month]=Supply[[#This Row],[Month]])*(NQC[Unit Category]=Supply[[#This Row],[Unit Category]]),0))*INDEX(Profiles[],MATCH(1,(Profiles[Month]=Supply[[#This Row],[Month]])*(Profiles[Hour Ending]=Supply[[#This Row],[Hour Ending]]),0),MATCH(Supply[[#This Row],[Unit Category]],Profiles[#Headers],0))","v":1457.08}]
[4,"PSH",5,{"$f":"INDEX(NQC[NQC MW],MATCH(1,(NQC[Month]=Supply[[#This Row],[Month]])*(NQC[Unit Category]=Supply[[#This Row],[Unit Category]]),0))*INDEX(Profiles[],MATCH(1,(Profiles[Month]=Supply[[#This Row],[Month]])*(Profiles[Hour Ending]=Supply[[#This Row],[Hour Ending]]),0),MATCH(Supply[[#This Row],[Unit Category]],Profiles[#Headers],0))","v":1457.08}]
[4,"PSH",6,{"$f":"INDEX(NQC[NQC MW],MATCH(1,(NQC[Month]=Supply[[#This Row],[Month]])*(NQC[Unit Category]=Supply[[#This Row],[Unit Category]]),0))*INDEX(Profiles[],MATCH(1,(Profiles[Month]=Supply[[#This Row],[Month]])*(Profiles[Hour Ending]=Supply[[#This Row],[Hour Ending]]),0),MATCH(Supply[[#This Row],[Unit Category]],Profiles[#Headers],0))","v":1457.08}]
[4,"PSH",7,{"$f":"INDEX(NQC[NQC MW],MATCH(1,(NQC[Month]=Supply[[#This Row],[Month]])*(NQC[Unit Category]=Supply[[#This Row],[Unit Category]]),0))*INDEX(Profiles[],MATCH(1,(Profiles[Month]=Supply[[#This Row],[Month]])*(Profiles[Hour Ending]=Supply[[#This Row],[Hour Ending]]),0),MATCH(Supply[[#This Row],[Unit Category]],Profiles[#Headers],0))","v":1457.08}]
[4,"PSH",8,{"$f":"INDEX(NQC[NQC MW],MATCH(1,(NQC[Month]=Supply[[#This Row],[Month]])*(NQC[Unit Category]=Supply[[#This Row],[Unit Category]]),0))*INDEX(Profiles[],MATCH(1,(Profiles[Month]=Supply[[#This Row],[Month]])*(Profiles[Hour Ending]=Supply[[#This Row],[Hour Ending]]),0),MATCH(Supply[[#This Row],[Unit Category]],Profiles[#Headers],0))","v":1457.08}]
[4,"PSH",9,{"$f":"INDEX(NQC[NQC MW],MATCH(1,(NQC[Month]=Supply[[#This Row],[Month]])*(NQC[Unit Category]=Supply[[#This Row],[Unit Category]]),0))*INDEX(Profiles[],MATCH(1,(Profiles[Month]=Supply[[#This Row],[Month]])*(Profiles[Hour Ending]=Supply[[#This Row],[Hour Ending]]),0),MATCH(Supply[[#This Row],[Unit Category]],Profiles[#Headers],0))","v":1457.08}]
[4,"PSH",10,{"$f":"INDEX(NQC[NQC MW],MATCH(1,(NQC[Month]=Supply[[#This Row],[Month]])*(NQC[Unit Category]=Supply[[#This Row],[Unit Category]]),0))*INDEX(Profiles[],MATCH(1,(Profiles[Month]=Supply[[#This Row],[Month]])*(Profiles[Hour Ending]=Supply[[#This Row],[Hour Ending]]),0),MATCH(Supply[[#This Row],[Unit Category]],Profiles[#Headers],0))","v":1457.08}]
[4,"PSH",11,{"$f":"INDEX(NQC[NQC MW],MATCH(1,(NQC[Month]=Supply[[#This Row],[Month]])*(NQC[Unit Category]=Supply[[#This Row],[Unit Category]]),0))*INDEX(Profiles[],MATCH(1,(Profiles[Month]=Supply[[#This Row],[Month]])*(Profiles[Hour Ending]=Supply[[#This Row],[Hour Ending]]),0),MATCH(Supply[[#This Row],[Unit Category]],Profiles[#Headers],0))","v":1457.08}]
[4,"PSH",12,{"$f":"INDEX(NQC[NQC MW],MATCH(1,(NQC[Month]=Supply[[#This Row],[Month]])*(NQC[Unit Category]=Supply[[#This Row],[Unit Category]]),0))*INDEX(Profiles[],MATCH(1,(Profiles[Month]=Supply[[#This Row],[Month]])*(Profiles[Hour Ending]=Supply[[#This Row],[Hour Ending]]),0),MATCH(Supply[[#This Row],[Unit Category]],Profiles[#Headers],0))","v":1457.08}]
[4,"PSH",13,{"$f":"INDEX(NQC[NQC MW],MATCH(1,(NQC[Month]=Supply[[#This Row],[Month]])*(NQC[Unit Category]=Supply[[#This Row],[Unit Category]]),0))*INDEX(Profiles[],MATCH(1,(Profiles[Month]=Supply[[#This Row],[Month]])*(Profiles[Hour Ending]=Supply[[#This Row],[Hour Ending]]),0),MATCH(Supply[[#This Row],[Unit Category]],Profiles[#Headers],0))","v":1457.08}]
[4,"PSH",14,{"$f":"INDEX(NQC[NQC MW],MATCH(1,(NQC[Month]=Supply[[#This Row],[Month]])*(NQC[Unit Category]=Supply[[#This Row],[Unit Category]]),0))*INDEX(Profiles[],MATCH(1,(Profiles[Month]=Supply[[#This Row],[Month]])*(Profiles[Hour Ending]=Supply[[#This Row],[Hour Ending]]),0),MATCH(Supply[[#This Row],[Unit Category]],Profiles[#Headers],0))","v":1457.08}]
[4,"PSH",15,{"$f":"INDEX(NQC[NQC MW],MATCH(1,(NQC[Month]=Supply[[#This Row],[Month]])*(NQC[Unit Category]=Supply[[#This Row],[Unit Category]]),0))*INDEX(Profiles[],MATCH(1,(Profiles[Month]=Supply[[#This Row],[Month]])*(Profiles[Hour Ending]=Supply[[#This Row],[Hour Ending]]),0),MATCH(Supply[[#This Row],[Unit Category]],Profiles[#Headers],0))","v":1457.08}]
[4,"PSH",16,{"$f":"INDEX(NQC[NQC MW],MATCH(1,(NQC[Month]=Supply[[#This Row],[Month]])*(NQC[Unit Category]=Supply[[#This Row],[Unit Category]]),0))*INDEX(Profiles[],MATCH(1,(Profiles[Month]=Supply[[#This Row],[Month]])*(Profiles[Hour Ending]=Supply[[#This Row],[Hour Ending]]),0),MATCH(Supply[[#This Row],[Unit Category]],Profiles[#Headers],0))","v":1457.08}]
[4,"PSH",17,{"$f":"INDEX(NQC[NQC MW],MATCH(1,(NQC[Month]=Supply[[#This Row],[Month]])*(NQC[Unit Category]=Supply[[#This Row],[Unit Category]]),0))*INDEX(Profiles[],MATCH(1,(Profiles[Month]=Supply[[#This Row],[Month]])*(Profiles[Hour Ending]=Supply[[#This Row],[Hour Ending]]),0),MATCH(Supply[[#This Row],[Unit Category]],Profiles[#Headers],0))","v":1457.08}]
[4,"PSH",18,{"$f":"INDEX(NQC[NQC MW],MATCH(1,(NQC[Month]=Supply[[#This Row],[Month]])*(NQC[Unit Category]=Supply[[#This Row],[Unit Category]]),0))*INDEX(Profiles[],MATCH(1,(Profiles[Month]=Supply[[#This Row],[Month]])*(Profiles[Hour Ending]=Supply[[#This Row],[Hour Ending]]),0),MATCH(Supply[[#This Row],[Unit Category]],Profiles[#Headers],0))","v":1457.08}]
[4,"PSH",19,{"$f":"INDEX(NQC[NQC MW],MATCH(1,(NQC[Month]=Supply[[#This Row],[Month]])*(NQC[Unit Category]=Supply[[#This Row],[Unit Category]]),0))*INDEX(Profiles[],MATCH(1,(Profiles[Month]=Supply[[#This Row],[Month]])*(Profiles[Hour Ending]=Supply[[#This Row],[Hour Ending]]),0),MATCH(Supply[[#This Row],[Unit Category]],Profiles[#Headers],0))","v":1457.08}]
[4,"PSH",20,{"$f":"INDEX(NQC[NQC MW],MATCH(1,(NQC[Month]=Supply[[#This Row],[Month]])*(NQC[Unit Category]=Supply[[#This Row],[Unit Category]]),0))*INDEX(Profiles[],MATCH(1,(Profiles[Month]=Supply[[#This Row],[Month]])*(Profiles[Hour Ending]=Supply[[#This Row],[Hour Ending]]),0),MATCH(Supply[[#This Row],[Unit Category]],Profiles[#Headers],0))","v":1457.08}]
[4,"PSH",21,{"$f":"INDEX(NQC[NQC MW],MATCH(1,(NQC[Month]=Supply[[#This Row],[Month]])*(NQC[Unit Category]=Supply[[#This Row],[Unit Category]]),0))*INDEX(Profiles[],MATCH(1,(Profiles[Month]=Supply[[#This Row],[Month]])*(Profiles[Hour Ending]=Supply[[#This Row],[Hour Ending]]),0),MATCH(Supply[[#This Row],[Unit Category]],Profiles[#Headers],0))","v":1457.08}]
[4,"PSH",22,{"$f":"INDEX(NQC[NQC MW],MATCH(1,(NQC[Month]=Supply[[#This Row],[Month]])*(NQC[Unit Category]=Supply[[#This Row],[Unit Category]]),0))*INDEX(Profiles[],MATCH(1,(Profiles[Month]=Supply[[#This Row],[Month]])*(Profiles[Hour Ending]=Supply[[#This Row],[Hour Ending]]),0),MATCH(Supply[[#This Row],[Unit Category]],Profiles[#Headers],0))","v":1457.08}]
[4,"PSH",23,{"$f":"INDEX(NQC[NQC MW],MATCH(1,(NQC[Month]=Supply[[#This Row],[Month]])*(NQC[Unit Category]=Supply[[#This Row],[Unit Category]]),0))*INDEX(Profiles[],MATCH(1,(Profiles[Month]=Supply[[#This Row],[Month]])*(Profiles[Hour Ending]=Supply[[#This Row],[Hour Ending]]),0),MATCH(Supply[[#This Row],[Unit Category]],Profiles[#Headers],0))","v":1457.08}]
[4,"PSH",24,{"$f":"INDEX(NQC[NQC MW],MATCH(1,(NQC[Month]=Supply[[#This Row],[Month]])*(NQC[Unit Category]=Supply[[#This Row],[Unit Category]]),0))*INDEX(Profiles[],MATCH(1,(Profiles[Month]=Supply[[#This Row],[Month]])*(Profiles[Hour Ending]=Supply[[#This Row],[Hour Ending]]),0),MATCH(Supply[[#This Row],[Unit Category]],Profiles[#Headers],0))","v":1457.08}]
[4,"Storage",1,{"$f":"INDEX(NQC[NQC MW],MATCH(1,(NQC[Month]=Supply[[#This Row],[Month]])*(NQC[Unit Category]=Supply[[#This Row],[Unit Category]]),0))*INDEX(Profiles[],MATCH(1,(Profiles[Month]=Supply[[#This Row],[Month]])*(Profiles[Hour Ending]=Supply[[#This Row],[Hour Ending]]),0),MATCH(Supply[[#This Row],[Unit Category]],Profiles[#Headers],0))","v":13605.869999999997}]
[4,"Storage",2,{"$f":"INDEX(NQC[NQC MW],MATCH(1,(NQC[Month]=Supply[[#This Row],[Month]])*(NQC[Unit Category]=Supply[[#This Row],[Unit Category]]),0))*INDEX(Profiles[],MATCH(1,(Profiles[Month]=Supply[[#This Row],[Month]])*(Profiles[Hour Ending]=Supply[[#This Row],[Hour Ending]]),0),MATCH(Supply[[#This Row],[Unit Category]],Profiles[#Headers],0))","v":13605.869999999997}]
[4,"Storage",3,{"$f":"INDEX(NQC[NQC MW],MATCH(1,(NQC[Month]=Supply[[#This Row],[Month]])*(NQC[Unit Category]=Supply[[#This Row],[Unit Category]]),0))*INDEX(Profiles[],MATCH(1,(Profiles[Month]=Supply[[#This Row],[Month]])*(Profiles[Hour Ending]=Supply[[#This Row],[Hour Ending]]),0),MATCH(Supply[[#This Row],[Unit Category]],Profiles[#Headers],0))","v":13605.869999999997}]
[4,"Storage",4,{"$f":"INDEX(NQC[NQC MW],MATCH(1,(NQC[Month]=Supply[[#This Row],[Month]])*(NQC[Unit Category]=Supply[[#This Row],[Unit Category]]),0))*INDEX(Profiles[],MATCH(1,(Profiles[Month]=Supply[[#This Row],[Month]])*(Profiles[Hour Ending]=Supply[[#This Row],[Hour Ending]]),0),MATCH(Supply[[#This Row],[Unit Category]],Profiles[#Headers],0))","v":13605.869999999997}]
[4,"Storage",5,{"$f":"INDEX(NQC[NQC MW],MATCH(1,(NQC[Month]=Supply[[#This Row],[Month]])*(NQC[Unit Category]=Supply[[#This Row],[Unit Category]]),0))*INDEX(Profiles[],MATCH(1,(Profiles[Month]=Supply[[#This Row],[Month]])*(Profiles[Hour Ending]=Supply[[#This Row],[Hour Ending]]),0),MATCH(Supply[[#This Row],[Unit Category]],Profiles[#Headers],0))","v":13605.869999999997}]
[4,"Storage",6,{"$f":"INDEX(NQC[NQC MW],MATCH(1,(NQC[Month]=Supply[[#This Row],[Month]])*(NQC[Unit Category]=Supply[[#This Row],[Unit Category]]),0))*INDEX(Profiles[],MATCH(1,(Profiles[Month]=Supply[[#This Row],[Month]])*(Profiles[Hour Ending]=Supply[[#This Row],[Hour Ending]]),0),MATCH(Supply[[#This Row],[Unit Category]],Profiles[#Headers],0))","v":13605.869999999997}]
[4,"Storage",7,{"$f":"INDEX(NQC[NQC MW],MATCH(1,(NQC[Month]=Supply[[#This Row],[Month]])*(NQC[Unit Category]=Supply[[#This Row],[Unit Category]]),0))*INDEX(Profiles[],MATCH(1,(Profiles[Month]=Supply[[#This Row],[Month]])*(Profiles[Hour Ending]=Supply[[#This Row],[Hour Ending]]),0),MATCH(Supply[[#This Row],[Unit Category]],Profiles[#Headers],0))","v":13605.869999999997}]
[4,"Storage",8,{"$f":"INDEX(NQC[NQC MW],MATCH(1,(NQC[Month]=Supply[[#This Row],[Month]])*(NQC[Unit Category]=Supply[[#This Row],[Unit Category]]),0))*INDEX(Profiles[],MATCH(1,(Profiles[Month]=Supply[[#This Row],[Month]])*(Profiles[Hour Ending]=Supply[[#This Row],[Hour Ending]]),0),MATCH(Supply[[#This Row],[Unit Category]],Profiles[#Headers],0))","v":13605.869999999997}]
[4,"Storage",9,{"$f":"INDEX(NQC[NQC MW],MATCH(1,(NQC[Month]=Supply[[#This Row],[Month]])*(NQC[Unit Category]=Supply[[#This Row],[Unit Category]]),0))*INDEX(Profiles[],MATCH(1,(Profiles[Month]=Supply[[#This Row],[Month]])*(Profiles[Hour Ending]=Supply[[#This Row],[Hour Ending]]),0),MATCH(Supply[[#This Row],[Unit Category]],Profiles[#Headers],0))","v":13605.869999999997}]
[4,"Storage",10,{"$f":"INDEX(NQC[NQC MW],MATCH(1,(NQC[Month]=Supply[[#This Row],[Month]])*(NQC[Unit Category]=Supply[[#This Row],[Unit Category]]),0))*INDEX(Profiles[],MATCH(1,(Profiles[Month]=Supply[[#This Row],[Month]])*(Profiles[Hour Ending]=Supply[[#This Row],[Hour Ending]]),0),MATCH(Supply[[#This Row],[Unit Category]],Profiles[#Headers],0))","v":13605.869999999997}]
[4,"Storage",11,{"$f":"INDEX(NQC[NQC MW],MATCH(1,(NQC[Month]=Supply[[#This Row],[Month]])*(NQC[Unit Category]=Supply[[#This Row],[Unit Category]]),0))*INDEX(Profiles[],MATCH(1,(Profiles[Month]=Supply[[#This Row],[Month]])*(Profiles[Hour Ending]=Supply[[#This Row],[Hour Ending]]),0),MATCH(Supply[[#This Row],[Unit Category]],Profiles[#Headers],0))","v":13605.869999999997}]
[4,"Storage",12,{"$f":"INDEX(NQC[NQC MW],MATCH(1,(NQC[Month]=Supply[[#This Row],[Month]])*(NQC[Unit Category]=Supply[[#This Row],[Unit Category]]),0))*INDEX(Profiles[],MATCH(1,(Profiles[Month]=Supply[[#This Row],[Month]])*(Profiles[Hour Ending]=Supply[[#This Row],[Hour Ending]]),0),MATCH(Supply[[#This Row],[Unit Category]],Profiles[#Headers],0))","v":13605.869999999997}]
[4,"Storage",13,{"$f":"INDEX(NQC[NQC MW],MATCH(1,(NQC[Month]=Supply[[#This Row],[Month]])*(NQC[Unit Category]=Supply[[#This Row],[Unit Category]]),0))*INDEX(Profiles[],MATCH(1,(Profiles[Month]=Supply[[#This Row],[Month]])*(Profiles[Hour Ending]=Supply[[#This Row],[Hour Ending]]),0),MATCH(Supply[[#This Row],[Unit Category]],Profiles[#Headers],0))","v":13605.869999999997}]
[4,"Storage",14,{"$f":"INDEX(NQC[NQC MW],MATCH(1,(NQC[Month]=Supply[[#This Row],[Month]])*(NQC[Unit Category]=Supply[[#This Row],[Unit Category]]),0))*INDEX(Profiles[],MATCH(1,(Profiles[Month]=Supply[[#This Row],[Month]])*(Profiles[Hour Ending]=Supply[[#This Row],[Hour Ending]]),0),MATCH(Supply[[#This Row],[Unit Category]],Profiles[#Headers],0))","v":13605.869999999997}]
[4,"Storage",15,{"$f":"INDEX(NQC[NQC MW],MATCH(1,(NQC[Month]=Supply[[#This Row],[Month]])*(NQC[Unit Category]=Supply[[#This Row],[Unit Category]]),0))*INDEX(Profiles[],MATCH(1,(Profiles[Month]=Supply[[#This Row],[Month]])*(Profiles[Hour Ending]=Supply[[#This Row],[Hour Ending]]),0),MATCH(Supply[[#This Row],[Unit Category]],Profiles[#Headers],0))","v":13605.869999999997}]
[4,"Storage",16,{"$f":"INDEX(NQC[NQC MW],MATCH(1,(NQC[Month]=Supply[[#This Row],[Month]])*(NQC[Unit Category]=Supply[[#This Row],[Unit Category]]),0))*INDEX(Profiles[],MATCH(1,(Profiles[Month]=Supply[[#This Row],[Month]])*(Profiles[Hour Ending]=Supply[[#This Row],[Hour Ending]]),0),MATCH(Supply[[#This Row],[Unit Category]],Profiles[#Headers],0))","v":13605.869999999997}]
[4,"Storage",17,{"$f":"INDEX(NQC[NQC MW],MATCH(1,(NQC[Month]=Supply[[#This Row],[Month]])*(NQC[Unit Category]=Supply[[#This Row],[Unit Category]]),0))*INDEX(Profiles[],MATCH(1,(Profiles[Month]=Supply[[#This Row],[Month]])*(Profiles[Hour Ending]=Supply[[#This Row],[Hour Ending]]),0),MATCH(Supply[[#This Row],[Unit Category]],Profiles[#Headers],0))","v":13605.869999999997}]
[4,"Storage",18,{"$f":"INDEX(NQC[NQC MW],MATCH(1,(NQC[Month]=Supply[[#This Row],[Month]])*(NQC[Unit Category]=Supply[[#This Row],[Unit Category]]),0))*INDEX(Profiles[],MATCH(1,(Profiles[Month]=Supply[[#This Row],[Month]])*(Profiles[Hour Ending]=Supply[[#This Row],[Hour Ending]]),0),MATCH(Supply[[#This Row],[Unit Category]],Profiles[#Headers],0))","v":13605.869999999997}]
[4,"Storage",19,{"$f":"INDEX(NQC[NQC MW],MATCH(1,(NQC[Month]=Supply[[#This Row],[Month]])*(NQC[Unit Category]=Supply[[#This Row],[Unit Category]]),0))*INDEX(Profiles[],MATCH(1,(Profiles[Month]=Supply[[#This Row],[Month]])*(Profiles[Hour Ending]=Supply[[#This Row],[Hour Ending]]),0),MATCH(Supply[[#This Row],[Unit Category]],Profiles[#Headers],0))","v":13605.869999999997}]
[4,"Storage",20,{"$f":"INDEX(NQC[NQC MW],MATCH(1,(NQC[Month]=Supply[[#This Row],[Month]])*(NQC[Unit Category]=Supply[[#This Row],[Unit Category]]),0))*INDEX(Profiles[],MATCH(1,(Profiles[Month]=Supply[[#This Row],[Month]])*(Profiles[Hour Ending]=Supply[[#This Row],[Hour Ending]]),0),MATCH(Supply[[#This Row],[Unit Category]],Profiles[#Headers],0))","v":13605.869999999997}]
[4,"Storage",21,{"$f":"INDEX(NQC[NQC MW],MATCH(1,(NQC[Month]=Supply[[#This Row],[Month]])*(NQC[Unit Category]=Supply[[#This Row],[Unit Category]]),0))*INDEX(Profiles[],MATCH(1,(Profiles[Month]=Supply[[#This Row],[Month]])*(Profiles[Hour Ending]=Supply[[#This Row],[Hour Ending]]),0),MATCH(Supply[[#This Row],[Unit Category]],Profiles[#Headers],0))","v":13605.869999999997}]
[4,"Storage",22,{"$f":"INDEX(NQC[NQC MW],MATCH(1,(NQC[Month]=Supply[[#This Row],[Month]])*(NQC[Unit Category]=Supply[[#This Row],[Unit Category]]),0))*INDEX(Profiles[],MATCH(1,(Profiles[Month]=Supply[[#This Row],[Month]])*(Profiles[Hour Ending]=Supply[[#This Row],[Hour Ending]]),0),MATCH(Supply[[#This Row],[Unit Category]],Profiles[#Headers],0))","v":13605.869999999997}]
[4,"Storage",23,{"$f":"INDEX(NQC[NQC MW],MATCH(1,(NQC[Month]=Supply[[#This Row],[Month]])*(NQC[Unit Category]=Supply[[#This Row],[Unit Category]]),0))*INDEX(Profiles[],MATCH(1,(Profiles[Month]=Supply[[#This Row],[Month]])*(Profiles[Hour Ending]=Supply[[#This Row],[Hour Ending]]),0),MATCH(Supply[[#This Row],[Unit Category]],Profiles[#Headers],0))","v":13605.869999999997}]
[4,"Storage",24,{"$f":"INDEX(NQC[NQC MW],MATCH(1,(NQC[Month]=Supply[[#This Row],[Month]])*(NQC[Unit Category]=Supply[[#This Row],[Unit Category]]),0))*INDEX(Profiles[],MATCH(1,(Profiles[Month]=Supply[[#This Row],[Month]])*(Profiles[Hour Ending]=Supply[[#This Row],[Hour Ending]]),0),MATCH(Supply[[#This Row],[Unit Category]],Profiles[#Headers],0))","v":13605.869999999997}]
[4,"Solar Fixed_Norcal",1,{"$f":"INDEX(NQC[NQC MW],MATCH(1,(NQC[Month]=Supply[[#This Row],[Month]])*(NQC[Unit Category]=Supply[[#This Row],[Unit Category]]),0))*INDEX(Profiles[],MATCH(1,(Profiles[Month]=Supply[[#This Row],[Month]])*(Profiles[Hour Ending]=Supply[[#This Row],[Hour Ending]]),0),MATCH(Supply[[#This Row],[Unit Category]],Profiles[#Headers],0))","v":0}]
[4,"Solar Fixed_Norcal",2,{"$f":"INDEX(NQC[NQC MW],MATCH(1,(NQC[Month]=Supply[[#This Row],[Month]])*(NQC[Unit Category]=Supply[[#This Row],[Unit Category]]),0))*INDEX(Profiles[],MATCH(1,(Profiles[Month]=Supply[[#This Row],[Month]])*(Profiles[Hour Ending]=Supply[[#This Row],[Hour Ending]]),0),MATCH(Supply[[#This Row],[Unit Category]],Profiles[#Headers],0))","v":0}]
[4,"Solar Fixed_Norcal",3,{"$f":"INDEX(NQC[NQC MW],MATCH(1,(NQC[Month]=Supply[[#This Row],[Month]])*(NQC[Unit Category]=Supply[[#This Row],[Unit Category]]),0))*INDEX(Profiles[],MATCH(1,(Profiles[Month]=Supply[[#This Row],[Month]])*(Profiles[Hour Ending]=Supply[[#This Row],[Hour Ending]]),0),MATCH(Supply[[#This Row],[Unit Category]],Profiles[#Headers],0))","v":0}]
[4,"Solar Fixed_Norcal",4,{"$f":"INDEX(NQC[NQC MW],MATCH(1,(NQC[Month]=Supply[[#This Row],[Month]])*(NQC[Unit Category]=Supply[[#This Row],[Unit Category]]),0))*INDEX(Profiles[],MATCH(1,(Profiles[Month]=Supply[[#This Row],[Month]])*(Profiles[Hour Ending]=Supply[[#This Row],[Hour Ending]]),0),MATCH(Supply[[#This Row],[Unit Category]],Profiles[#Headers],0))","v":0}]
[4,"Solar Fixed_Norcal",5,{"$f":"INDEX(NQC[NQC MW],MATCH(1,(NQC[Month]=Supply[[#This Row],[Month]])*(NQC[Unit Category]=Supply[[#This Row],[Unit Category]]),0))*INDEX(Profiles[],MATCH(1,(Profiles[Month]=Supply[[#This Row],[Month]])*(Profiles[Hour Ending]=Supply[[#This Row],[Hour Ending]]),0),MATCH(Supply[[#This Row],[Unit Category]],Profiles[#Headers],0))","v":0}]
[4,"Solar Fixed_Norcal",6,{"$f":"INDEX(NQC[NQC MW],MATCH(1,(NQC[Month]=Supply[[#This Row],[Month]])*(NQC[Unit Category]=Supply[[#This Row],[Unit Category]]),0))*INDEX(Profiles[],MATCH(1,(Profiles[Month]=Supply[[#This Row],[Month]])*(Profiles[Hour Ending]=Supply[[#This Row],[Hour Ending]]),0),MATCH(Supply[[#This Row],[Unit Category]],Profiles[#Headers],0))","v":20.722941924249739}]
[4,"Solar Fixed_Norcal",7,{"$f":"INDEX(NQC[NQC MW],MATCH(1,(NQC[Month]=Supply[[#This Row],[Month]])*(NQC[Unit Category]=Supply[[#This Row],[Unit Category]]),0))*INDEX(Profiles[],MATCH(1,(Profiles[Month]=Supply[[#This Row],[Month]])*(Profiles[Hour Ending]=Supply[[#This Row],[Hour Ending]]),0),MATCH(Supply[[#This Row],[Unit Category]],Profiles[#Headers],0))","v":409.65235901659173}]
[4,"Solar Fixed_Norcal",8,{"$f":"INDEX(NQC[NQC MW],MATCH(1,(NQC[Month]=Supply[[#This Row],[Month]])*(NQC[Unit Category]=Supply[[#This Row],[Unit Category]]),0))*INDEX(Profiles[],MATCH(1,(Profiles[Month]=Supply[[#This Row],[Month]])*(Profiles[Hour Ending]=Supply[[#This Row],[Hour Ending]]),0),MATCH(Supply[[#This Row],[Unit Category]],Profiles[#Headers],0))","v":1061.7413793084954}]
[4,"Solar Fixed_Norcal",9,{"$f":"INDEX(NQC[NQC MW],MATCH(1,(NQC[Month]=Supply[[#This Row],[Month]])*(NQC[Unit Category]=Supply[[#This Row],[Unit Category]]),0))*INDEX(Profiles[],MATCH(1,(Profiles[Month]=Supply[[#This Row],[Month]])*(Profiles[Hour Ending]=Supply[[#This Row],[Hour Ending]]),0),MATCH(Supply[[#This Row],[Unit Category]],Profiles[#Headers],0))","v":1374.4042692176645}]
[4,"Solar Fixed_Norcal",10,{"$f":"INDEX(NQC[NQC MW],MATCH(1,(NQC[Month]=Supply[[#This Row],[Month]])*(NQC[Unit Category]=Supply[[#This Row],[Unit Category]]),0))*INDEX(Profiles[],MATCH(1,(Profiles[Month]=Supply[[#This Row],[Month]])*(Profiles[Hour Ending]=Supply[[#This Row],[Hour Ending]]),0),MATCH(Supply[[#This Row],[Unit Category]],Profiles[#Headers],0))","v":1527.1693780068235}]
[4,"Solar Fixed_Norcal",11,{"$f":"INDEX(NQC[NQC MW],MATCH(1,(NQC[Month]=Supply[[#This Row],[Month]])*(NQC[Unit Category]=Supply[[#This Row],[Unit Category]]),0))*INDEX(Profiles[],MATCH(1,(Profiles[Month]=Supply[[#This Row],[Month]])*(Profiles[Hour Ending]=Supply[[#This Row],[Hour Ending]]),0),MATCH(Supply[[#This Row],[Unit Category]],Profiles[#Headers],0))","v":1582.2120470211444}]
[4,"Solar Fixed_Norcal",12,{"$f":"INDEX(NQC[NQC MW],MATCH(1,(NQC[Month]=Supply[[#This Row],[Month]])*(NQC[Unit Category]=Supply[[#This Row],[Unit Category]]),0))*INDEX(Profiles[],MATCH(1,(Profiles[Month]=Supply[[#This Row],[Month]])*(Profiles[Hour Ending]=Supply[[#This Row],[Hour Ending]]),0),MATCH(Supply[[#This Row],[Unit Category]],Profiles[#Headers],0))","v":1648.8896566973931}]
[4,"Solar Fixed_Norcal",13,{"$f":"INDEX(NQC[NQC MW],MATCH(1,(NQC[Month]=Supply[[#This Row],[Month]])*(NQC[Unit Category]=Supply[[#This Row],[Unit Category]]),0))*INDEX(Profiles[],MATCH(1,(Profiles[Month]=Supply[[#This Row],[Month]])*(Profiles[Hour Ending]=Supply[[#This Row],[Hour Ending]]),0),MATCH(Supply[[#This Row],[Unit Category]],Profiles[#Headers],0))","v":1618.0620785109372}]
[4,"Solar Fixed_Norcal",14,{"$f":"INDEX(NQC[NQC MW],MATCH(1,(NQC[Month]=Supply[[#This Row],[Month]])*(NQC[Unit Category]=Supply[[#This Row],[Unit Category]]),0))*INDEX(Profiles[],MATCH(1,(Profiles[Month]=Supply[[#This Row],[Month]])*(Profiles[Hour Ending]=Supply[[#This Row],[Hour Ending]]),0),MATCH(Supply[[#This Row],[Unit Category]],Profiles[#Headers],0))","v":1600.0976523927518}]
[4,"Solar Fixed_Norcal",15,{"$f":"INDEX(NQC[NQC MW],MATCH(1,(NQC[Month]=Supply[[#This Row],[Month]])*(NQC[Unit Category]=Supply[[#This Row],[Unit Category]]),0))*INDEX(Profiles[],MATCH(1,(Profiles[Month]=Supply[[#This Row],[Month]])*(Profiles[Hour Ending]=Supply[[#This Row],[Hour Ending]]),0),MATCH(Supply[[#This Row],[Unit Category]],Profiles[#Headers],0))","v":1550.6945740814208}]
[4,"Solar Fixed_Norcal",16,{"$f":"INDEX(NQC[NQC MW],MATCH(1,(NQC[Month]=Supply[[#This Row],[Month]])*(NQC[Unit Category]=Supply[[#This Row],[Unit Category]]),0))*INDEX(Profiles[],MATCH(1,(Profiles[Month]=Supply[[#This Row],[Month]])*(Profiles[Hour Ending]=Supply[[#This Row],[Hour Ending]]),0),MATCH(Supply[[#This Row],[Unit Category]],Profiles[#Headers],0))","v":1373.4073908648481}]
[4,"Solar Fixed_Norcal",17,{"$f":"INDEX(NQC[NQC MW],MATCH(1,(NQC[Month]=Supply[[#This Row],[Month]])*(NQC[Unit Category]=Supply[[#This Row],[Unit Category]]),0))*INDEX(Profiles[],MATCH(1,(Profiles[Month]=Supply[[#This Row],[Month]])*(Profiles[Hour Ending]=Supply[[#This Row],[Hour Ending]]),0),MATCH(Supply[[#This Row],[Unit Category]],Profiles[#Headers],0))","v":1055.3698648950995}]
[4,"Solar Fixed_Norcal",18,{"$f":"INDEX(NQC[NQC MW],MATCH(1,(NQC[Month]=Supply[[#This Row],[Month]])*(NQC[Unit Category]=Supply[[#This Row],[Unit Category]]),0))*INDEX(Profiles[],MATCH(1,(Profiles[Month]=Supply[[#This Row],[Month]])*(Profiles[Hour Ending]=Supply[[#This Row],[Hour Ending]]),0),MATCH(Supply[[#This Row],[Unit Category]],Profiles[#Headers],0))","v":435.49988638221294}]
[4,"Solar Fixed_Norcal",19,{"$f":"INDEX(NQC[NQC MW],MATCH(1,(NQC[Month]=Supply[[#This Row],[Month]])*(NQC[Unit Category]=Supply[[#This Row],[Unit Category]]),0))*INDEX(Profiles[],MATCH(1,(Profiles[Month]=Supply[[#This Row],[Month]])*(Profiles[Hour Ending]=Supply[[#This Row],[Hour Ending]]),0),MATCH(Supply[[#This Row],[Unit Category]],Profiles[#Headers],0))","v":27.286230453354932}]
[4,"Solar Fixed_Norcal",20,{"$f":"INDEX(NQC[NQC MW],MATCH(1,(NQC[Month]=Supply[[#This Row],[Month]])*(NQC[Unit Category]=Supply[[#This Row],[Unit Category]]),0))*INDEX(Profiles[],MATCH(1,(Profiles[Month]=Supply[[#This Row],[Month]])*(Profiles[Hour Ending]=Supply[[#This Row],[Hour Ending]]),0),MATCH(Supply[[#This Row],[Unit Category]],Profiles[#Headers],0))","v":0}]
[4,"Solar Fixed_Norcal",21,{"$f":"INDEX(NQC[NQC MW],MATCH(1,(NQC[Month]=Supply[[#This Row],[Month]])*(NQC[Unit Category]=Supply[[#This Row],[Unit Category]]),0))*INDEX(Profiles[],MATCH(1,(Profiles[Month]=Supply[[#This Row],[Month]])*(Profiles[Hour Ending]=Supply[[#This Row],[Hour Ending]]),0),MATCH(Supply[[#This Row],[Unit Category]],Profiles[#Headers],0))","v":0}]
[4,"Solar Fixed_Norcal",22,{"$f":"INDEX(NQC[NQC MW],MATCH(1,(NQC[Month]=Supply[[#This Row],[Month]])*(NQC[Unit Category]=Supply[[#This Row],[Unit Category]]),0))*INDEX(Profiles[],MATCH(1,(Profiles[Month]=Supply[[#This Row],[Month]])*(Profiles[Hour Ending]=Supply[[#This Row],[Hour Ending]]),0),MATCH(Supply[[#This Row],[Unit Category]],Profiles[#Headers],0))","v":0}]
[4,"Solar Fixed_Norcal",23,{"$f":"INDEX(NQC[NQC MW],MATCH(1,(NQC[Month]=Supply[[#This Row],[Month]])*(NQC[Unit Category]=Supply[[#This Row],[Unit Category]]),0))*INDEX(Profiles[],MATCH(1,(Profiles[Month]=Supply[[#This Row],[Month]])*(Profiles[Hour Ending]=Supply[[#This Row],[Hour Ending]]),0),MATCH(Supply[[#This Row],[Unit Category]],Profiles[#Headers],0))","v":0}]
[4,"Solar Fixed_Norcal",24,{"$f":"INDEX(NQC[NQC MW],MATCH(1,(NQC[Month]=Supply[[#This Row],[Month]])*(NQC[Unit Category]=Supply[[#This Row],[Unit Category]]),0))*INDEX(Profiles[],MATCH(1,(Profiles[Month]=Supply[[#This Row],[Month]])*(Profiles[Hour Ending]=Supply[[#This Row],[Hour Ending]]),0),MATCH(Supply[[#This Row],[Unit Category]],Profiles[#Headers],0))","v":0}]
[4,"Solar Fixed_Socal",1,{"$f":"INDEX(NQC[NQC MW],MATCH(1,(NQC[Month]=Supply[[#This Row],[Month]])*(NQC[Unit Category]=Supply[[#This Row],[Unit Category]]),0))*INDEX(Profiles[],MATCH(1,(Profiles[Month]=Supply[[#This Row],[Month]])*(Profiles[Hour Ending]=Supply[[#This Row],[Hour Ending]]),0),MATCH(Supply[[#This Row],[Unit Category]],Profiles[#Headers],0))","v":-2.1187665048837331E-3}]
[4,"Solar Fixed_Socal",2,{"$f":"INDEX(NQC[NQC MW],MATCH(1,(NQC[Month]=Supply[[#This Row],[Month]])*(NQC[Unit Category]=Supply[[#This Row],[Unit Category]]),0))*INDEX(Profiles[],MATCH(1,(Profiles[Month]=Supply[[#This Row],[Month]])*(Profiles[Hour Ending]=Supply[[#This Row],[Hour Ending]]),0),MATCH(Supply[[#This Row],[Unit Category]],Profiles[#Headers],0))","v":-3.7878772808537658E-3}]
[4,"Solar Fixed_Socal",3,{"$f":"INDEX(NQC[NQC MW],MATCH(1,(NQC[Month]=Supply[[#This Row],[Month]])*(NQC[Unit Category]=Supply[[#This Row],[Unit Category]]),0))*INDEX(Profiles[],MATCH(1,(Profiles[Month]=Supply[[#This Row],[Month]])*(Profiles[Hour Ending]=Supply[[#This Row],[Hour Ending]]),0),MATCH(Supply[[#This Row],[Unit Category]],Profiles[#Headers],0))","v":-5.0753428008832834E-3}]
[4,"Solar Fixed_Socal",4,{"$f":"INDEX(NQC[NQC MW],MATCH(1,(NQC[Month]=Supply[[#This Row],[Month]])*(NQC[Unit Category]=Supply[[#This Row],[Unit Category]]),0))*INDEX(Profiles[],MATCH(1,(Profiles[Month]=Supply[[#This Row],[Month]])*(Profiles[Hour Ending]=Supply[[#This Row],[Hour Ending]]),0),MATCH(Supply[[#This Row],[Unit Category]],Profiles[#Headers],0))","v":-5.149086624662123E-3}]
[4,"Solar Fixed_Socal",5,{"$f":"INDEX(NQC[NQC MW],MATCH(1,(NQC[Month]=Supply[[#This Row],[Month]])*(NQC[Unit Category]=Supply[[#This Row],[Unit Category]]),0))*INDEX(Profiles[],MATCH(1,(Profiles[Month]=Supply[[#This Row],[Month]])*(Profiles[Hour Ending]=Supply[[#This Row],[Hour Ending]]),0),MATCH(Supply[[#This Row],[Unit Category]],Profiles[#Headers],0))","v":1.0763490628766463E-2}]
[4,"Solar Fixed_Socal",6,{"$f":"INDEX(NQC[NQC MW],MATCH(1,(NQC[Month]=Supply[[#This Row],[Month]])*(NQC[Unit Category]=Supply[[#This Row],[Unit Category]]),0))*INDEX(Profiles[],MATCH(1,(Profiles[Month]=Supply[[#This Row],[Month]])*(Profiles[Hour Ending]=Supply[[#This Row],[Hour Ending]]),0),MATCH(Supply[[#This Row],[Unit Category]],Profiles[#Headers],0))","v":149.29990482909821}]
[4,"Solar Fixed_Socal",7,{"$f":"INDEX(NQC[NQC MW],MATCH(1,(NQC[Month]=Supply[[#This Row],[Month]])*(NQC[Unit Category]=Supply[[#This Row],[Unit Category]]),0))*INDEX(Profiles[],MATCH(1,(Profiles[Month]=Supply[[#This Row],[Month]])*(Profiles[Hour Ending]=Supply[[#This Row],[Hour Ending]]),0),MATCH(Supply[[#This Row],[Unit Category]],Profiles[#Headers],0))","v":1249.7578910417426}]
[4,"Solar Fixed_Socal",8,{"$f":"INDEX(NQC[NQC MW],MATCH(1,(NQC[Month]=Supply[[#This Row],[Month]])*(NQC[Unit Category]=Supply[[#This Row],[Unit Category]]),0))*INDEX(Profiles[],MATCH(1,(Profiles[Month]=Supply[[#This Row],[Month]])*(Profiles[Hour Ending]=Supply[[#This Row],[Hour Ending]]),0),MATCH(Supply[[#This Row],[Unit Category]],Profiles[#Headers],0))","v":2524.3096146547332}]
[4,"Solar Fixed_Socal",9,{"$f":"INDEX(NQC[NQC MW],MATCH(1,(NQC[Month]=Supply[[#This Row],[Month]])*(NQC[Unit Category]=Supply[[#This Row],[Unit Category]]),0))*INDEX(Profiles[],MATCH(1,(Profiles[Month]=Supply[[#This Row],[Month]])*(Profiles[Hour Ending]=Supply[[#This Row],[Hour Ending]]),0),MATCH(Supply[[#This Row],[Unit Category]],Profiles[#Headers],0))","v":3167.0550117904413}]
[4,"Solar Fixed_Socal",10,{"$f":"INDEX(NQC[NQC MW],MATCH(1,(NQC[Month]=Supply[[#This Row],[Month]])*(NQC[Unit Category]=Supply[[#This Row],[Unit Category]]),0))*INDEX(Profiles[],MATCH(1,(Profiles[Month]=Supply[[#This Row],[Month]])*(Profiles[Hour Ending]=Supply[[#This Row],[Hour Ending]]),0),MATCH(Supply[[#This Row],[Unit Category]],Profiles[#Headers],0))","v":3434.582804352191}]
[4,"Solar Fixed_Socal",11,{"$f":"INDEX(NQC[NQC MW],MATCH(1,(NQC[Month]=Supply[[#This Row],[Month]])*(NQC[Unit Category]=Supply[[#This Row],[Unit Category]]),0))*INDEX(Profiles[],MATCH(1,(Profiles[Month]=Supply[[#This Row],[Month]])*(Profiles[Hour Ending]=Supply[[#This Row],[Hour Ending]]),0),MATCH(Supply[[#This Row],[Unit Category]],Profiles[#Headers],0))","v":3570.5044876834349}]
[4,"Solar Fixed_Socal",12,{"$f":"INDEX(NQC[NQC MW],MATCH(1,(NQC[Month]=Supply[[#This Row],[Month]])*(NQC[Unit Category]=Supply[[#This Row],[Unit Category]]),0))*INDEX(Profiles[],MATCH(1,(Profiles[Month]=Supply[[#This Row],[Month]])*(Profiles[Hour Ending]=Supply[[#This Row],[Hour Ending]]),0),MATCH(Supply[[#This Row],[Unit Category]],Profiles[#Headers],0))","v":3572.6248055756428}]
[4,"Solar Fixed_Socal",13,{"$f":"INDEX(NQC[NQC MW],MATCH(1,(NQC[Month]=Supply[[#This Row],[Month]])*(NQC[Unit Category]=Supply[[#This Row],[Unit Category]]),0))*INDEX(Profiles[],MATCH(1,(Profiles[Month]=Supply[[#This Row],[Month]])*(Profiles[Hour Ending]=Supply[[#This Row],[Hour Ending]]),0),MATCH(Supply[[#This Row],[Unit Category]],Profiles[#Headers],0))","v":3506.2724905198229}]
[4,"Solar Fixed_Socal",14,{"$f":"INDEX(NQC[NQC MW],MATCH(1,(NQC[Month]=Supply[[#This Row],[Month]])*(NQC[Unit Category]=Supply[[#This Row],[Unit Category]]),0))*INDEX(Profiles[],MATCH(1,(Profiles[Month]=Supply[[#This Row],[Month]])*(Profiles[Hour Ending]=Supply[[#This Row],[Hour Ending]]),0),MATCH(Supply[[#This Row],[Unit Category]],Profiles[#Headers],0))","v":3412.767880406594}]
[4,"Solar Fixed_Socal",15,{"$f":"INDEX(NQC[NQC MW],MATCH(1,(NQC[Month]=Supply[[#This Row],[Month]])*(NQC[Unit Category]=Supply[[#This Row],[Unit Category]]),0))*INDEX(Profiles[],MATCH(1,(Profiles[Month]=Supply[[#This Row],[Month]])*(Profiles[Hour Ending]=Supply[[#This Row],[Hour Ending]]),0),MATCH(Supply[[#This Row],[Unit Category]],Profiles[#Headers],0))","v":3140.2876792123548}]
[4,"Solar Fixed_Socal",16,{"$f":"INDEX(NQC[NQC MW],MATCH(1,(NQC[Month]=Supply[[#This Row],[Month]])*(NQC[Unit Category]=Supply[[#This Row],[Unit Category]]),0))*INDEX(Profiles[],MATCH(1,(Profiles[Month]=Supply[[#This Row],[Month]])*(Profiles[Hour Ending]=Supply[[#This Row],[Hour Ending]]),0),MATCH(Supply[[#This Row],[Unit Category]],Profiles[#Headers],0))","v":2710.6299557302491}]
[4,"Solar Fixed_Socal",17,{"$f":"INDEX(NQC[NQC MW],MATCH(1,(NQC[Month]=Supply[[#This Row],[Month]])*(NQC[Unit Category]=Supply[[#This Row],[Unit Category]]),0))*INDEX(Profiles[],MATCH(1,(Profiles[Month]=Supply[[#This Row],[Month]])*(Profiles[Hour Ending]=Supply[[#This Row],[Hour Ending]]),0),MATCH(Supply[[#This Row],[Unit Category]],Profiles[#Headers],0))","v":1850.5946443717955}]
[4,"Solar Fixed_Socal",18,{"$f":"INDEX(NQC[NQC MW],MATCH(1,(NQC[Month]=Supply[[#This Row],[Month]])*(NQC[Unit Category]=Supply[[#This Row],[Unit Category]]),0))*INDEX(Profiles[],MATCH(1,(Profiles[Month]=Supply[[#This Row],[Month]])*(Profiles[Hour Ending]=Supply[[#This Row],[Hour Ending]]),0),MATCH(Supply[[#This Row],[Unit Category]],Profiles[#Headers],0))","v":483.98088390429359}]
[4,"Solar Fixed_Socal",19,{"$f":"INDEX(NQC[NQC MW],MATCH(1,(NQC[Month]=Supply[[#This Row],[Month]])*(NQC[Unit Category]=Supply[[#This Row],[Unit Category]]),0))*INDEX(Profiles[],MATCH(1,(Profiles[Month]=Supply[[#This Row],[Month]])*(Profiles[Hour Ending]=Supply[[#This Row],[Hour Ending]]),0),MATCH(Supply[[#This Row],[Unit Category]],Profiles[#Headers],0))","v":12.437948736672228}]
[4,"Solar Fixed_Socal",20,{"$f":"INDEX(NQC[NQC MW],MATCH(1,(NQC[Month]=Supply[[#This Row],[Month]])*(NQC[Unit Category]=Supply[[#This Row],[Unit Category]]),0))*INDEX(Profiles[],MATCH(1,(Profiles[Month]=Supply[[#This Row],[Month]])*(Profiles[Hour Ending]=Supply[[#This Row],[Hour Ending]]),0),MATCH(Supply[[#This Row],[Unit Category]],Profiles[#Headers],0))","v":4.1903374316661163E-2}]
[4,"Solar Fixed_Socal",21,{"$f":"INDEX(NQC[NQC MW],MATCH(1,(NQC[Month]=Supply[[#This Row],[Month]])*(NQC[Unit Category]=Supply[[#This Row],[Unit Category]]),0))*INDEX(Profiles[],MATCH(1,(Profiles[Month]=Supply[[#This Row],[Month]])*(Profiles[Hour Ending]=Supply[[#This Row],[Hour Ending]]),0),MATCH(Supply[[#This Row],[Unit Category]],Profiles[#Headers],0))","v":2.0329499189259425E-2}]
[4,"Solar Fixed_Socal",22,{"$f":"INDEX(NQC[NQC MW],MATCH(1,(NQC[Month]=Supply[[#This Row],[Month]])*(NQC[Unit Category]=Supply[[#This Row],[Unit Category]]),0))*INDEX(Profiles[],MATCH(1,(Profiles[Month]=Supply[[#This Row],[Month]])*(Profiles[Hour Ending]=Supply[[#This Row],[Hour Ending]]),0),MATCH(Supply[[#This Row],[Unit Category]],Profiles[#Headers],0))","v":1.3231727651773856E-2}]
[4,"Solar Fixed_Socal",23,{"$f":"INDEX(NQC[NQC MW],MATCH(1,(NQC[Month]=Supply[[#This Row],[Month]])*(NQC[Unit Category]=Supply[[#This Row],[Unit Category]]),0))*INDEX(Profiles[],MATCH(1,(Profiles[Month]=Supply[[#This Row],[Month]])*(Profiles[Hour Ending]=Supply[[#This Row],[Hour Ending]]),0),MATCH(Supply[[#This Row],[Unit Category]],Profiles[#Headers],0))","v":5.446094091690671E-3}]
[4,"Solar Fixed_Socal",24,{"$f":"INDEX(NQC[NQC MW],MATCH(1,(NQC[Month]=Supply[[#This Row],[Month]])*(NQC[Unit Category]=Supply[[#This Row],[Unit Category]]),0))*INDEX(Profiles[],MATCH(1,(Profiles[Month]=Supply[[#This Row],[Month]])*(Profiles[Hour Ending]=Supply[[#This Row],[Hour Ending]]),0),MATCH(Supply[[#This Row],[Unit Category]],Profiles[#Headers],0))","v":-1.1411361094439417E-5}]
[4,"Solar Thermal_Norcal",1,{"$f":"INDEX(NQC[NQC MW],MATCH(1,(NQC[Month]=Supply[[#This Row],[Month]])*(NQC[Unit Category]=Supply[[#This Row],[Unit Category]]),0))*INDEX(Profiles[],MATCH(1,(Profiles[Month]=Supply[[#This Row],[Month]])*(Profiles[Hour Ending]=Supply[[#This Row],[Hour Ending]]),0),MATCH(Supply[[#This Row],[Unit Category]],Profiles[#Headers],0))","v":0}]
[4,"Solar Thermal_Norcal",2,{"$f":"INDEX(NQC[NQC MW],MATCH(1,(NQC[Month]=Supply[[#This Row],[Month]])*(NQC[Unit Category]=Supply[[#This Row],[Unit Category]]),0))*INDEX(Profiles[],MATCH(1,(Profiles[Month]=Supply[[#This Row],[Month]])*(Profiles[Hour Ending]=Supply[[#This Row],[Hour Ending]]),0),MATCH(Supply[[#This Row],[Unit Category]],Profiles[#Headers],0))","v":0}]
[4,"Solar Thermal_Norcal",3,{"$f":"INDEX(NQC[NQC MW],MATCH(1,(NQC[Month]=Supply[[#This Row],[Month]])*(NQC[Unit Category]=Supply[[#This Row],[Unit Category]]),0))*INDEX(Profiles[],MATCH(1,(Profiles[Month]=Supply[[#This Row],[Month]])*(Profiles[Hour Ending]=Supply[[#This Row],[Hour Ending]]),0),MATCH(Supply[[#This Row],[Unit Category]],Profiles[#Headers],0))","v":0}]
[4,"Solar Thermal_Norcal",4,{"$f":"INDEX(NQC[NQC MW],MATCH(1,(NQC[Month]=Supply[[#This Row],[Month]])*(NQC[Unit Category]=Supply[[#This Row],[Unit Category]]),0))*INDEX(Profiles[],MATCH(1,(Profiles[Month]=Supply[[#This Row],[Month]])*(Profiles[Hour Ending]=Supply[[#This Row],[Hour Ending]]),0),MATCH(Supply[[#This Row],[Unit Category]],Profiles[#Headers],0))","v":0}]
[4,"Solar Thermal_Norcal",5,{"$f":"INDEX(NQC[NQC MW],MATCH(1,(NQC[Month]=Supply[[#This Row],[Month]])*(NQC[Unit Category]=Supply[[#This Row],[Unit Category]]),0))*INDEX(Profiles[],MATCH(1,(Profiles[Month]=Supply[[#This Row],[Month]])*(Profiles[Hour Ending]=Supply[[#This Row],[Hour Ending]]),0),MATCH(Supply[[#This Row],[Unit Category]],Profiles[#Headers],0))","v":0}]
[4,"Solar Thermal_Norcal",6,{"$f":"INDEX(NQC[NQC MW],MATCH(1,(NQC[Month]=Supply[[#This Row],[Month]])*(NQC[Unit Category]=Supply[[#This Row],[Unit Category]]),0))*INDEX(Profiles[],MATCH(1,(Profiles[Month]=Supply[[#This Row],[Month]])*(Profiles[Hour Ending]=Supply[[#This Row],[Hour Ending]]),0),MATCH(Supply[[#This Row],[Unit Category]],Profiles[#Headers],0))","v":0}]
[4,"Solar Thermal_Norcal",7,{"$f":"INDEX(NQC[NQC MW],MATCH(1,(NQC[Month]=Supply[[#This Row],[Month]])*(NQC[Unit Category]=Supply[[#This Row],[Unit Category]]),0))*INDEX(Profiles[],MATCH(1,(Profiles[Month]=Supply[[#This Row],[Month]])*(Profiles[Hour Ending]=Supply[[#This Row],[Hour Ending]]),0),MATCH(Supply[[#This Row],[Unit Category]],Profiles[#Headers],0))","v":0}]
[4,"Solar Thermal_Norcal",8,{"$f":"INDEX(NQC[NQC MW],MATCH(1,(NQC[Month]=Supply[[#This Row],[Month]])*(NQC[Unit Category]=Supply[[#This Row],[Unit Category]]),0))*INDEX(Profiles[],MATCH(1,(Profiles[Month]=Supply[[#This Row],[Month]])*(Profiles[Hour Ending]=Supply[[#This Row],[Hour Ending]]),0),MATCH(Supply[[#This Row],[Unit Category]],Profiles[#Headers],0))","v":0}]
[4,"Solar Thermal_Norcal",9,{"$f":"INDEX(NQC[NQC MW],MATCH(1,(NQC[Month]=Supply[[#This Row],[Month]])*(NQC[Unit Category]=Supply[[#This Row],[Unit Category]]),0))*INDEX(Profiles[],MATCH(1,(Profiles[Month]=Supply[[#This Row],[Month]])*(Profiles[Hour Ending]=Supply[[#This Row],[Hour Ending]]),0),MATCH(Supply[[#This Row],[Unit Category]],Profiles[#Headers],0))","v":0}]
[4,"Solar Thermal_Norcal",10,{"$f":"INDEX(NQC[NQC MW],MATCH(1,(NQC[Month]=Supply[[#This Row],[Month]])*(NQC[Unit Category]=Supply[[#This Row],[Unit Category]]),0))*INDEX(Profiles[],MATCH(1,(Profiles[Month]=Supply[[#This Row],[Month]])*(Profiles[Hour Ending]=Supply[[#This Row],[Hour Ending]]),0),MATCH(Supply[[#This Row],[Unit Category]],Profiles[#Headers],0))","v":0}]
[4,"Solar Thermal_Norcal",11,{"$f":"INDEX(NQC[NQC MW],MATCH(1,(NQC[Month]=Supply[[#This Row],[Month]])*(NQC[Unit Category]=Supply[[#This Row],[Unit Category]]),0))*INDEX(Profiles[],MATCH(1,(Profiles[Month]=Supply[[#This Row],[Month]])*(Profiles[Hour Ending]=Supply[[#This Row],[Hour Ending]]),0),MATCH(Supply[[#This Row],[Unit Category]],Profiles[#Headers],0))","v":0}]
[4,"Solar Thermal_Norcal",12,{"$f":"INDEX(NQC[NQC MW],MATCH(1,(NQC[Month]=Supply[[#This Row],[Month]])*(NQC[Unit Category]=Supply[[#This Row],[Unit Category]]),0))*INDEX(Profiles[],MATCH(1,(Profiles[Month]=Supply[[#This Row],[Month]])*(Profiles[Hour Ending]=Supply[[#This Row],[Hour Ending]]),0),MATCH(Supply[[#This Row],[Unit Category]],Profiles[#Headers],0))","v":0}]
[4,"Solar Thermal_Norcal",13,{"$f":"INDEX(NQC[NQC MW],MATCH(1,(NQC[Month]=Supply[[#This Row],[Month]])*(NQC[Unit Category]=Supply[[#This Row],[Unit Category]]),0))*INDEX(Profiles[],MATCH(1,(Profiles[Month]=Supply[[#This Row],[Month]])*(Profiles[Hour Ending]=Supply[[#This Row],[Hour Ending]]),0),MATCH(Supply[[#This Row],[Unit Category]],Profiles[#Headers],0))","v":0}]
[4,"Solar Thermal_Norcal",14,{"$f":"INDEX(NQC[NQC MW],MATCH(1,(NQC[Month]=Supply[[#This Row],[Month]])*(NQC[Unit Category]=Supply[[#This Row],[Unit Category]]),0))*INDEX(Profiles[],MATCH(1,(Profiles[Month]=Supply[[#This Row],[Month]])*(Profiles[Hour Ending]=Supply[[#This Row],[Hour Ending]]),0),MATCH(Supply[[#This Row],[Unit Category]],Profiles[#Headers],0))","v":0}]
[4,"Solar Thermal_Norcal",15,{"$f":"INDEX(NQC[NQC MW],MATCH(1,(NQC[Month]=Supply[[#This Row],[Month]])*(NQC[Unit Category]=Supply[[#This Row],[Unit Category]]),0))*INDEX(Profiles[],MATCH(1,(Profiles[Month]=Supply[[#This Row],[Month]])*(Profiles[Hour Ending]=Supply[[#This Row],[Hour Ending]]),0),MATCH(Supply[[#This Row],[Unit Category]],Profiles[#Headers],0))","v":0}]
[4,"Solar Thermal_Norcal",16,{"$f":"INDEX(NQC[NQC MW],MATCH(1,(NQC[Month]=Supply[[#This Row],[Month]])*(NQC[Unit Category]=Supply[[#This Row],[Unit Category]]),0))*INDEX(Profiles[],MATCH(1,(Profiles[Month]=Supply[[#This Row],[Month]])*(Profiles[Hour Ending]=Supply[[#This Row],[Hour Ending]]),0),MATCH(Supply[[#This Row],[Unit Category]],Profiles[#Headers],0))","v":0}]
[4,"Solar Thermal_Norcal",17,{"$f":"INDEX(NQC[NQC MW],MATCH(1,(NQC[Month]=Supply[[#This Row],[Month]])*(NQC[Unit Category]=Supply[[#This Row],[Unit Category]]),0))*INDEX(Profiles[],MATCH(1,(Profiles[Month]=Supply[[#This Row],[Month]])*(Profiles[Hour Ending]=Supply[[#This Row],[Hour Ending]]),0),MATCH(Supply[[#This Row],[Unit Category]],Profiles[#Headers],0))","v":0}]
[4,"Solar Thermal_Norcal",18,{"$f":"INDEX(NQC[NQC MW],MATCH(1,(NQC[Month]=Supply[[#This Row],[Month]])*(NQC[Unit Category]=Supply[[#This Row],[Unit Category]]),0))*INDEX(Profiles[],MATCH(1,(Profiles[Month]=Supply[[#This Row],[Month]])*(Profiles[Hour Ending]=Supply[[#This Row],[Hour Ending]]),0),MATCH(Supply[[#This Row],[Unit Category]],Profiles[#Headers],0))","v":0}]
[4,"Solar Thermal_Norcal",19,{"$f":"INDEX(NQC[NQC MW],MATCH(1,(NQC[Month]=Supply[[#This Row],[Month]])*(NQC[Unit Category]=Supply[[#This Row],[Unit Category]]),0))*INDEX(Profiles[],MATCH(1,(Profiles[Month]=Supply[[#This Row],[Month]])*(Profiles[Hour Ending]=Supply[[#This Row],[Hour Ending]]),0),MATCH(Supply[[#This Row],[Unit Category]],Profiles[#Headers],0))","v":0}]
[4,"Solar Thermal_Norcal",20,{"$f":"INDEX(NQC[NQC MW],MATCH(1,(NQC[Month]=Supply[[#This Row],[Month]])*(NQC[Unit Category]=Supply[[#This Row],[Unit Category]]),0))*INDEX(Profiles[],MATCH(1,(Profiles[Month]=Supply[[#This Row],[Month]])*(Profiles[Hour Ending]=Supply[[#This Row],[Hour Ending]]),0),MATCH(Supply[[#This Row],[Unit Category]],Profiles[#Headers],0))","v":0}]
[4,"Solar Thermal_Norcal",21,{"$f":"INDEX(NQC[NQC MW],MATCH(1,(NQC[Month]=Supply[[#This Row],[Month]])*(NQC[Unit Category]=Supply[[#This Row],[Unit Category]]),0))*INDEX(Profiles[],MATCH(1,(Profiles[Month]=Supply[[#This Row],[Month]])*(Profiles[Hour Ending]=Supply[[#This Row],[Hour Ending]]),0),MATCH(Supply[[#This Row],[Unit Category]],Profiles[#Headers],0))","v":0}]
[4,"Solar Thermal_Norcal",22,{"$f":"INDEX(NQC[NQC MW],MATCH(1,(NQC[Month]=Supply[[#This Row],[Month]])*(NQC[Unit Category]=Supply[[#This Row],[Unit Category]]),0))*INDEX(Profiles[],MATCH(1,(Profiles[Month]=Supply[[#This Row],[Month]])*(Profiles[Hour Ending]=Supply[[#This Row],[Hour Ending]]),0),MATCH(Supply[[#This Row],[Unit Category]],Profiles[#Headers],0))","v":0}]
[4,"Solar Thermal_Norcal",23,{"$f":"INDEX(NQC[NQC MW],MATCH(1,(NQC[Month]=Supply[[#This Row],[Month]])*(NQC[Unit Category]=Supply[[#This Row],[Unit Category]]),0))*INDEX(Profiles[],MATCH(1,(Profiles[Month]=Supply[[#This Row],[Month]])*(Profiles[Hour Ending]=Supply[[#This Row],[Hour Ending]]),0),MATCH(Supply[[#This Row],[Unit Category]],Profiles[#Headers],0))","v":0}]
[4,"Solar Thermal_Norcal",24,{"$f":"INDEX(NQC[NQC MW],MATCH(1,(NQC[Month]=Supply[[#This Row],[Month]])*(NQC[Unit Category]=Supply[[#This Row],[Unit Category]]),0))*INDEX(Profiles[],MATCH(1,(Profiles[Month]=Supply[[#This Row],[Month]])*(Profiles[Hour Ending]=Supply[[#This Row],[Hour Ending]]),0),MATCH(Supply[[#This Row],[Unit Category]],Profiles[#Headers],0))","v":0}]
[4,"Solar Thermal_Socal",1,{"$f":"INDEX(NQC[NQC MW],MATCH(1,(NQC[Month]=Supply[[#This Row],[Month]])*(NQC[Unit Category]=Supply[[#This Row],[Unit Category]]),0))*INDEX(Profiles[],MATCH(1,(Profiles[Month]=Supply[[#This Row],[Month]])*(Profiles[Hour Ending]=Supply[[#This Row],[Hour Ending]]),0),MATCH(Supply[[#This Row],[Unit Category]],Profiles[#Headers],0))","v":0}]
[4,"Solar Thermal_Socal",2,{"$f":"INDEX(NQC[NQC MW],MATCH(1,(NQC[Month]=Supply[[#This Row],[Month]])*(NQC[Unit Category]=Supply[[#This Row],[Unit Category]]),0))*INDEX(Profiles[],MATCH(1,(Profiles[Month]=Supply[[#This Row],[Month]])*(Profiles[Hour Ending]=Supply[[#This Row],[Hour Ending]]),0),MATCH(Supply[[#This Row],[Unit Category]],Profiles[#Headers],0))","v":0}]
[4,"Solar Thermal_Socal",3,{"$f":"INDEX(NQC[NQC MW],MATCH(1,(NQC[Month]=Supply[[#This Row],[Month]])*(NQC[Unit Category]=Supply[[#This Row],[Unit Category]]),0))*INDEX(Profiles[],MATCH(1,(Profiles[Month]=Supply[[#This Row],[Month]])*(Profiles[Hour Ending]=Supply[[#This Row],[Hour Ending]]),0),MATCH(Supply[[#This Row],[Unit Category]],Profiles[#Headers],0))","v":0}]
[4,"Solar Thermal_Socal",4,{"$f":"INDEX(NQC[NQC MW],MATCH(1,(NQC[Month]=Supply[[#This Row],[Month]])*(NQC[Unit Category]=Supply[[#This Row],[Unit Category]]),0))*INDEX(Profiles[],MATCH(1,(Profiles[Month]=Supply[[#This Row],[Month]])*(Profiles[Hour Ending]=Supply[[#This Row],[Hour Ending]]),0),MATCH(Supply[[#This Row],[Unit Category]],Profiles[#Headers],0))","v":0}]
[4,"Solar Thermal_Socal",5,{"$f":"INDEX(NQC[NQC MW],MATCH(1,(NQC[Month]=Supply[[#This Row],[Month]])*(NQC[Unit Category]=Supply[[#This Row],[Unit Category]]),0))*INDEX(Profiles[],MATCH(1,(Profiles[Month]=Supply[[#This Row],[Month]])*(Profiles[Hour Ending]=Supply[[#This Row],[Hour Ending]]),0),MATCH(Supply[[#This Row],[Unit Category]],Profiles[#Headers],0))","v":0}]
[4,"Solar Thermal_Socal",6,{"$f":"INDEX(NQC[NQC MW],MATCH(1,(NQC[Month]=Supply[[#This Row],[Month]])*(NQC[Unit Category]=Supply[[#This Row],[Unit Category]]),0))*INDEX(Profiles[],MATCH(1,(Profiles[Month]=Supply[[#This Row],[Month]])*(Profiles[Hour Ending]=Supply[[#This Row],[Hour Ending]]),0),MATCH(Supply[[#This Row],[Unit Category]],Profiles[#Headers],0))","v":0}]
[4,"Solar Thermal_Socal",7,{"$f":"INDEX(NQC[NQC MW],MATCH(1,(NQC[Month]=Supply[[#This Row],[Month]])*(NQC[Unit Category]=Supply[[#This Row],[Unit Category]]),0))*INDEX(Profiles[],MATCH(1,(Profiles[Month]=Supply[[#This Row],[Month]])*(Profiles[Hour Ending]=Supply[[#This Row],[Hour Ending]]),0),MATCH(Supply[[#This Row],[Unit Category]],Profiles[#Headers],0))","v":77.901133376629232}]
[4,"Solar Thermal_Socal",8,{"$f":"INDEX(NQC[NQC MW],MATCH(1,(NQC[Month]=Supply[[#This Row],[Month]])*(NQC[Unit Category]=Supply[[#This Row],[Unit Category]]),0))*INDEX(Profiles[],MATCH(1,(Profiles[Month]=Supply[[#This Row],[Month]])*(Profiles[Hour Ending]=Supply[[#This Row],[Hour Ending]]),0),MATCH(Supply[[#This Row],[Unit Category]],Profiles[#Headers],0))","v":508.93812871858989}]
[4,"Solar Thermal_Socal",9,{"$f":"INDEX(NQC[NQC MW],MATCH(1,(NQC[Month]=Supply[[#This Row],[Month]])*(NQC[Unit Category]=Supply[[#This Row],[Unit Category]]),0))*INDEX(Profiles[],MATCH(1,(Profiles[Month]=Supply[[#This Row],[Month]])*(Profiles[Hour Ending]=Supply[[#This Row],[Hour Ending]]),0),MATCH(Supply[[#This Row],[Unit Category]],Profiles[#Headers],0))","v":737.90375018196949}]
[4,"Solar Thermal_Socal",10,{"$f":"INDEX(NQC[NQC MW],MATCH(1,(NQC[Month]=Supply[[#This Row],[Month]])*(NQC[Unit Category]=Supply[[#This Row],[Unit Category]]),0))*INDEX(Profiles[],MATCH(1,(Profiles[Month]=Supply[[#This Row],[Month]])*(Profiles[Hour Ending]=Supply[[#This Row],[Hour Ending]]),0),MATCH(Supply[[#This Row],[Unit Category]],Profiles[#Headers],0))","v":782.56285651697328}]
[4,"Solar Thermal_Socal",11,{"$f":"INDEX(NQC[NQC MW],MATCH(1,(NQC[Month]=Supply[[#This Row],[Month]])*(NQC[Unit Category]=Supply[[#This Row],[Unit Category]]),0))*INDEX(Profiles[],MATCH(1,(Profiles[Month]=Supply[[#This Row],[Month]])*(Profiles[Hour Ending]=Supply[[#This Row],[Hour Ending]]),0),MATCH(Supply[[#This Row],[Unit Category]],Profiles[#Headers],0))","v":786.07347500117544}]
[4,"Solar Thermal_Socal",12,{"$f":"INDEX(NQC[NQC MW],MATCH(1,(NQC[Month]=Supply[[#This Row],[Month]])*(NQC[Unit Category]=Supply[[#This Row],[Unit Category]]),0))*INDEX(Profiles[],MATCH(1,(Profiles[Month]=Supply[[#This Row],[Month]])*(Profiles[Hour Ending]=Supply[[#This Row],[Hour Ending]]),0),MATCH(Supply[[#This Row],[Unit Category]],Profiles[#Headers],0))","v":794.16413815600822}]
[4,"Solar Thermal_Socal",13,{"$f":"INDEX(NQC[NQC MW],MATCH(1,(NQC[Month]=Supply[[#This Row],[Month]])*(NQC[Unit Category]=Supply[[#This Row],[Unit Category]]),0))*INDEX(Profiles[],MATCH(1,(Profiles[Month]=Supply[[#This Row],[Month]])*(Profiles[Hour Ending]=Supply[[#This Row],[Hour Ending]]),0),MATCH(Supply[[#This Row],[Unit Category]],Profiles[#Headers],0))","v":767.17194292845579}]
[4,"Solar Thermal_Socal",14,{"$f":"INDEX(NQC[NQC MW],MATCH(1,(NQC[Month]=Supply[[#This Row],[Month]])*(NQC[Unit Category]=Supply[[#This Row],[Unit Category]]),0))*INDEX(Profiles[],MATCH(1,(Profiles[Month]=Supply[[#This Row],[Month]])*(Profiles[Hour Ending]=Supply[[#This Row],[Hour Ending]]),0),MATCH(Supply[[#This Row],[Unit Category]],Profiles[#Headers],0))","v":717.26398474278199}]
[4,"Solar Thermal_Socal",15,{"$f":"INDEX(NQC[NQC MW],MATCH(1,(NQC[Month]=Supply[[#This Row],[Month]])*(NQC[Unit Category]=Supply[[#This Row],[Unit Category]]),0))*INDEX(Profiles[],MATCH(1,(Profiles[Month]=Supply[[#This Row],[Month]])*(Profiles[Hour Ending]=Supply[[#This Row],[Hour Ending]]),0),MATCH(Supply[[#This Row],[Unit Category]],Profiles[#Headers],0))","v":703.31760459621273}]
[4,"Solar Thermal_Socal",16,{"$f":"INDEX(NQC[NQC MW],MATCH(1,(NQC[Month]=Supply[[#This Row],[Month]])*(NQC[Unit Category]=Supply[[#This Row],[Unit Category]]),0))*INDEX(Profiles[],MATCH(1,(Profiles[Month]=Supply[[#This Row],[Month]])*(Profiles[Hour Ending]=Supply[[#This Row],[Hour Ending]]),0),MATCH(Supply[[#This Row],[Unit Category]],Profiles[#Headers],0))","v":680.47028076999959}]
[4,"Solar Thermal_Socal",17,{"$f":"INDEX(NQC[NQC MW],MATCH(1,(NQC[Month]=Supply[[#This Row],[Month]])*(NQC[Unit Category]=Supply[[#This Row],[Unit Category]]),0))*INDEX(Profiles[],MATCH(1,(Profiles[Month]=Supply[[#This Row],[Month]])*(Profiles[Hour Ending]=Supply[[#This Row],[Hour Ending]]),0),MATCH(Supply[[#This Row],[Unit Category]],Profiles[#Headers],0))","v":619.69661548871443}]
[4,"Solar Thermal_Socal",18,{"$f":"INDEX(NQC[NQC MW],MATCH(1,(NQC[Month]=Supply[[#This Row],[Month]])*(NQC[Unit Category]=Supply[[#This Row],[Unit Category]]),0))*INDEX(Profiles[],MATCH(1,(Profiles[Month]=Supply[[#This Row],[Month]])*(Profiles[Hour Ending]=Supply[[#This Row],[Hour Ending]]),0),MATCH(Supply[[#This Row],[Unit Category]],Profiles[#Headers],0))","v":286.47075728583036}]
[4,"Solar Thermal_Socal",19,{"$f":"INDEX(NQC[NQC MW],MATCH(1,(NQC[Month]=Supply[[#This Row],[Month]])*(NQC[Unit Category]=Supply[[#This Row],[Unit Category]]),0))*INDEX(Profiles[],MATCH(1,(Profiles[Month]=Supply[[#This Row],[Month]])*(Profiles[Hour Ending]=Supply[[#This Row],[Hour Ending]]),0),MATCH(Supply[[#This Row],[Unit Category]],Profiles[#Headers],0))","v":34.184075902841336}]
[4,"Solar Thermal_Socal",20,{"$f":"INDEX(NQC[NQC MW],MATCH(1,(NQC[Month]=Supply[[#This Row],[Month]])*(NQC[Unit Category]=Supply[[#This Row],[Unit Category]]),0))*INDEX(Profiles[],MATCH(1,(Profiles[Month]=Supply[[#This Row],[Month]])*(Profiles[Hour Ending]=Supply[[#This Row],[Hour Ending]]),0),MATCH(Supply[[#This Row],[Unit Category]],Profiles[#Headers],0))","v":0}]
[4,"Solar Thermal_Socal",21,{"$f":"INDEX(NQC[NQC MW],MATCH(1,(NQC[Month]=Supply[[#This Row],[Month]])*(NQC[Unit Category]=Supply[[#This Row],[Unit Category]]),0))*INDEX(Profiles[],MATCH(1,(Profiles[Month]=Supply[[#This Row],[Month]])*(Profiles[Hour Ending]=Supply[[#This Row],[Hour Ending]]),0),MATCH(Supply[[#This Row],[Unit Category]],Profiles[#Headers],0))","v":0}]
[4,"Solar Thermal_Socal",22,{"$f":"INDEX(NQC[NQC MW],MATCH(1,(NQC[Month]=Supply[[#This Row],[Month]])*(NQC[Unit Category]=Supply[[#This Row],[Unit Category]]),0))*INDEX(Profiles[],MATCH(1,(Profiles[Month]=Supply[[#This Row],[Month]])*(Profiles[Hour Ending]=Supply[[#This Row],[Hour Ending]]),0),MATCH(Supply[[#This Row],[Unit Category]],Profiles[#Headers],0))","v":0}]
[4,"Solar Thermal_Socal",23,{"$f":"INDEX(NQC[NQC MW],MATCH(1,(NQC[Month]=Supply[[#This Row],[Month]])*(NQC[Unit Category]=Supply[[#This Row],[Unit Category]]),0))*INDEX(Profiles[],MATCH(1,(Profiles[Month]=Supply[[#This Row],[Month]])*(Profiles[Hour Ending]=Supply[[#This Row],[Hour Ending]]),0),MATCH(Supply[[#This Row],[Unit Category]],Profiles[#Headers],0))","v":0}]
[4,"Solar Thermal_Socal",24,{"$f":"INDEX(NQC[NQC MW],MATCH(1,(NQC[Month]=Supply[[#This Row],[Month]])*(NQC[Unit Category]=Supply[[#This Row],[Unit Category]]),0))*INDEX(Profiles[],MATCH(1,(Profiles[Month]=Supply[[#This Row],[Month]])*(Profiles[Hour Ending]=Supply[[#This Row],[Hour Ending]]),0),MATCH(Supply[[#This Row],[Unit Category]],Profiles[#Headers],0))","v":0}]
[4,"Solar Tracking_Norcal",1,{"$f":"INDEX(NQC[NQC MW],MATCH(1,(NQC[Month]=Supply[[#This Row],[Month]])*(NQC[Unit Category]=Supply[[#This Row],[Unit Category]]),0))*INDEX(Profiles[],MATCH(1,(Profiles[Month]=Supply[[#This Row],[Month]])*(Profiles[Hour Ending]=Supply[[#This Row],[Hour Ending]]),0),MATCH(Supply[[#This Row],[Unit Category]],Profiles[#Headers],0))","v":0}]
[4,"Solar Tracking_Norcal",2,{"$f":"INDEX(NQC[NQC MW],MATCH(1,(NQC[Month]=Supply[[#This Row],[Month]])*(NQC[Unit Category]=Supply[[#This Row],[Unit Category]]),0))*INDEX(Profiles[],MATCH(1,(Profiles[Month]=Supply[[#This Row],[Month]])*(Profiles[Hour Ending]=Supply[[#This Row],[Hour Ending]]),0),MATCH(Supply[[#This Row],[Unit Category]],Profiles[#Headers],0))","v":0}]
[4,"Solar Tracking_Norcal",3,{"$f":"INDEX(NQC[NQC MW],MATCH(1,(NQC[Month]=Supply[[#This Row],[Month]])*(NQC[Unit Category]=Supply[[#This Row],[Unit Category]]),0))*INDEX(Profiles[],MATCH(1,(Profiles[Month]=Supply[[#This Row],[Month]])*(Profiles[Hour Ending]=Supply[[#This Row],[Hour Ending]]),0),MATCH(Supply[[#This Row],[Unit Category]],Profiles[#Headers],0))","v":0}]
[4,"Solar Tracking_Norcal",4,{"$f":"INDEX(NQC[NQC MW],MATCH(1,(NQC[Month]=Supply[[#This Row],[Month]])*(NQC[Unit Category]=Supply[[#This Row],[Unit Category]]),0))*INDEX(Profiles[],MATCH(1,(Profiles[Month]=Supply[[#This Row],[Month]])*(Profiles[Hour Ending]=Supply[[#This Row],[Hour Ending]]),0),MATCH(Supply[[#This Row],[Unit Category]],Profiles[#Headers],0))","v":0}]
[4,"Solar Tracking_Norcal",5,{"$f":"INDEX(NQC[NQC MW],MATCH(1,(NQC[Month]=Supply[[#This Row],[Month]])*(NQC[Unit Category]=Supply[[#This Row],[Unit Category]]),0))*INDEX(Profiles[],MATCH(1,(Profiles[Month]=Supply[[#This Row],[Month]])*(Profiles[Hour Ending]=Supply[[#This Row],[Hour Ending]]),0),MATCH(Supply[[#This Row],[Unit Category]],Profiles[#Headers],0))","v":0}]
[4,"Solar Tracking_Norcal",6,{"$f":"INDEX(NQC[NQC MW],MATCH(1,(NQC[Month]=Supply[[#This Row],[Month]])*(NQC[Unit Category]=Supply[[#This Row],[Unit Category]]),0))*INDEX(Profiles[],MATCH(1,(Profiles[Month]=Supply[[#This Row],[Month]])*(Profiles[Hour Ending]=Supply[[#This Row],[Hour Ending]]),0),MATCH(Supply[[#This Row],[Unit Category]],Profiles[#Headers],0))","v":70.753221725996397}]
[4,"Solar Tracking_Norcal",7,{"$f":"INDEX(NQC[NQC MW],MATCH(1,(NQC[Month]=Supply[[#This Row],[Month]])*(NQC[Unit Category]=Supply[[#This Row],[Unit Category]]),0))*INDEX(Profiles[],MATCH(1,(Profiles[Month]=Supply[[#This Row],[Month]])*(Profiles[Hour Ending]=Supply[[#This Row],[Hour Ending]]),0),MATCH(Supply[[#This Row],[Unit Category]],Profiles[#Headers],0))","v":1525.0866456750002}]
[4,"Solar Tracking_Norcal",8,{"$f":"INDEX(NQC[NQC MW],MATCH(1,(NQC[Month]=Supply[[#This Row],[Month]])*(NQC[Unit Category]=Supply[[#This Row],[Unit Category]]),0))*INDEX(Profiles[],MATCH(1,(Profiles[Month]=Supply[[#This Row],[Month]])*(Profiles[Hour Ending]=Supply[[#This Row],[Hour Ending]]),0),MATCH(Supply[[#This Row],[Unit Category]],Profiles[#Headers],0))","v":3366.4622834034994}]
[4,"Solar Tracking_Norcal",9,{"$f":"INDEX(NQC[NQC MW],MATCH(1,(NQC[Month]=Supply[[#This Row],[Month]])*(NQC[Unit Category]=Supply[[#This Row],[Unit Category]]),0))*INDEX(Profiles[],MATCH(1,(Profiles[Month]=Supply[[#This Row],[Month]])*(Profiles[Hour Ending]=Supply[[#This Row],[Hour Ending]]),0),MATCH(Supply[[#This Row],[Unit Category]],Profiles[#Headers],0))","v":3702.9208713787093}]
[4,"Solar Tracking_Norcal",10,{"$f":"INDEX(NQC[NQC MW],MATCH(1,(NQC[Month]=Supply[[#This Row],[Month]])*(NQC[Unit Category]=Supply[[#This Row],[Unit Category]]),0))*INDEX(Profiles[],MATCH(1,(Profiles[Month]=Supply[[#This Row],[Month]])*(Profiles[Hour Ending]=Supply[[#This Row],[Hour Ending]]),0),MATCH(Supply[[#This Row],[Unit Category]],Profiles[#Headers],0))","v":3682.1130079146265}]
[4,"Solar Tracking_Norcal",11,{"$f":"INDEX(NQC[NQC MW],MATCH(1,(NQC[Month]=Supply[[#This Row],[Month]])*(NQC[Unit Category]=Supply[[#This Row],[Unit Category]]),0))*INDEX(Profiles[],MATCH(1,(Profiles[Month]=Supply[[#This Row],[Month]])*(Profiles[Hour Ending]=Supply[[#This Row],[Hour Ending]]),0),MATCH(Supply[[#This Row],[Unit Category]],Profiles[#Headers],0))","v":3617.2251819209764}]
[4,"Solar Tracking_Norcal",12,{"$f":"INDEX(NQC[NQC MW],MATCH(1,(NQC[Month]=Supply[[#This Row],[Month]])*(NQC[Unit Category]=Supply[[#This Row],[Unit Category]]),0))*INDEX(Profiles[],MATCH(1,(Profiles[Month]=Supply[[#This Row],[Month]])*(Profiles[Hour Ending]=Supply[[#This Row],[Hour Ending]]),0),MATCH(Supply[[#This Row],[Unit Category]],Profiles[#Headers],0))","v":3704.5706296728476}]
[4,"Solar Tracking_Norcal",13,{"$f":"INDEX(NQC[NQC MW],MATCH(1,(NQC[Month]=Supply[[#This Row],[Month]])*(NQC[Unit Category]=Supply[[#This Row],[Unit Category]]),0))*INDEX(Profiles[],MATCH(1,(Profiles[Month]=Supply[[#This Row],[Month]])*(Profiles[Hour Ending]=Supply[[#This Row],[Hour Ending]]),0),MATCH(Supply[[#This Row],[Unit Category]],Profiles[#Headers],0))","v":3712.6355689730317}]
[4,"Solar Tracking_Norcal",14,{"$f":"INDEX(NQC[NQC MW],MATCH(1,(NQC[Month]=Supply[[#This Row],[Month]])*(NQC[Unit Category]=Supply[[#This Row],[Unit Category]]),0))*INDEX(Profiles[],MATCH(1,(Profiles[Month]=Supply[[#This Row],[Month]])*(Profiles[Hour Ending]=Supply[[#This Row],[Hour Ending]]),0),MATCH(Supply[[#This Row],[Unit Category]],Profiles[#Headers],0))","v":3657.0582294164133}]
[4,"Solar Tracking_Norcal",15,{"$f":"INDEX(NQC[NQC MW],MATCH(1,(NQC[Month]=Supply[[#This Row],[Month]])*(NQC[Unit Category]=Supply[[#This Row],[Unit Category]]),0))*INDEX(Profiles[],MATCH(1,(Profiles[Month]=Supply[[#This Row],[Month]])*(Profiles[Hour Ending]=Supply[[#This Row],[Hour Ending]]),0),MATCH(Supply[[#This Row],[Unit Category]],Profiles[#Headers],0))","v":3716.8150084154377}]
[4,"Solar Tracking_Norcal",16,{"$f":"INDEX(NQC[NQC MW],MATCH(1,(NQC[Month]=Supply[[#This Row],[Month]])*(NQC[Unit Category]=Supply[[#This Row],[Unit Category]]),0))*INDEX(Profiles[],MATCH(1,(Profiles[Month]=Supply[[#This Row],[Month]])*(Profiles[Hour Ending]=Supply[[#This Row],[Hour Ending]]),0),MATCH(Supply[[#This Row],[Unit Category]],Profiles[#Headers],0))","v":3563.5428608022239}]
[4,"Solar Tracking_Norcal",17,{"$f":"INDEX(NQC[NQC MW],MATCH(1,(NQC[Month]=Supply[[#This Row],[Month]])*(NQC[Unit Category]=Supply[[#This Row],[Unit Category]]),0))*INDEX(Profiles[],MATCH(1,(Profiles[Month]=Supply[[#This Row],[Month]])*(Profiles[Hour Ending]=Supply[[#This Row],[Hour Ending]]),0),MATCH(Supply[[#This Row],[Unit Category]],Profiles[#Headers],0))","v":3250.5691101648754}]
[4,"Solar Tracking_Norcal",18,{"$f":"INDEX(NQC[NQC MW],MATCH(1,(NQC[Month]=Supply[[#This Row],[Month]])*(NQC[Unit Category]=Supply[[#This Row],[Unit Category]]),0))*INDEX(Profiles[],MATCH(1,(Profiles[Month]=Supply[[#This Row],[Month]])*(Profiles[Hour Ending]=Supply[[#This Row],[Hour Ending]]),0),MATCH(Supply[[#This Row],[Unit Category]],Profiles[#Headers],0))","v":1508.5293211463422}]
[4,"Solar Tracking_Norcal",19,{"$f":"INDEX(NQC[NQC MW],MATCH(1,(NQC[Month]=Supply[[#This Row],[Month]])*(NQC[Unit Category]=Supply[[#This Row],[Unit Category]]),0))*INDEX(Profiles[],MATCH(1,(Profiles[Month]=Supply[[#This Row],[Month]])*(Profiles[Hour Ending]=Supply[[#This Row],[Hour Ending]]),0),MATCH(Supply[[#This Row],[Unit Category]],Profiles[#Headers],0))","v":69.631903410371805}]
[4,"Solar Tracking_Norcal",20,{"$f":"INDEX(NQC[NQC MW],MATCH(1,(NQC[Month]=Supply[[#This Row],[Month]])*(NQC[Unit Category]=Supply[[#This Row],[Unit Category]]),0))*INDEX(Profiles[],MATCH(1,(Profiles[Month]=Supply[[#This Row],[Month]])*(Profiles[Hour Ending]=Supply[[#This Row],[Hour Ending]]),0),MATCH(Supply[[#This Row],[Unit Category]],Profiles[#Headers],0))","v":0}]
[4,"Solar Tracking_Norcal",21,{"$f":"INDEX(NQC[NQC MW],MATCH(1,(NQC[Month]=Supply[[#This Row],[Month]])*(NQC[Unit Category]=Supply[[#This Row],[Unit Category]]),0))*INDEX(Profiles[],MATCH(1,(Profiles[Month]=Supply[[#This Row],[Month]])*(Profiles[Hour Ending]=Supply[[#This Row],[Hour Ending]]),0),MATCH(Supply[[#This Row],[Unit Category]],Profiles[#Headers],0))","v":0}]
[4,"Solar Tracking_Norcal",22,{"$f":"INDEX(NQC[NQC MW],MATCH(1,(NQC[Month]=Supply[[#This Row],[Month]])*(NQC[Unit Category]=Supply[[#This Row],[Unit Category]]),0))*INDEX(Profiles[],MATCH(1,(Profiles[Month]=Supply[[#This Row],[Month]])*(Profiles[Hour Ending]=Supply[[#This Row],[Hour Ending]]),0),MATCH(Supply[[#This Row],[Unit Category]],Profiles[#Headers],0))","v":0}]
[4,"Solar Tracking_Norcal",23,{"$f":"INDEX(NQC[NQC MW],MATCH(1,(NQC[Month]=Supply[[#This Row],[Month]])*(NQC[Unit Category]=Supply[[#This Row],[Unit Category]]),0))*INDEX(Profiles[],MATCH(1,(Profiles[Month]=Supply[[#This Row],[Month]])*(Profiles[Hour Ending]=Supply[[#This Row],[Hour Ending]]),0),MATCH(Supply[[#This Row],[Unit Category]],Profiles[#Headers],0))","v":0}]
[4,"Solar Tracking_Norcal",24,{"$f":"INDEX(NQC[NQC MW],MATCH(1,(NQC[Month]=Supply[[#This Row],[Month]])*(NQC[Unit Category]=Supply[[#This Row],[Unit Category]]),0))*INDEX(Profiles[],MATCH(1,(Profiles[Month]=Supply[[#This Row],[Month]])*(Profiles[Hour Ending]=Supply[[#This Row],[Hour Ending]]),0),MATCH(Supply[[#This Row],[Unit Category]],Profiles[#Headers],0))","v":0}]
[4,"Solar Tracking_Socal",1,{"$f":"INDEX(NQC[NQC MW],MATCH(1,(NQC[Month]=Supply[[#This Row],[Month]])*(NQC[Unit Category]=Supply[[#This Row],[Unit Category]]),0))*INDEX(Profiles[],MATCH(1,(Profiles[Month]=Supply[[#This Row],[Month]])*(Profiles[Hour Ending]=Supply[[#This Row],[Hour Ending]]),0),MATCH(Supply[[#This Row],[Unit Category]],Profiles[#Headers],0))","v":0}]
[4,"Solar Tracking_Socal",2,{"$f":"INDEX(NQC[NQC MW],MATCH(1,(NQC[Month]=Supply[[#This Row],[Month]])*(NQC[Unit Category]=Supply[[#This Row],[Unit Category]]),0))*INDEX(Profiles[],MATCH(1,(Profiles[Month]=Supply[[#This Row],[Month]])*(Profiles[Hour Ending]=Supply[[#This Row],[Hour Ending]]),0),MATCH(Supply[[#This Row],[Unit Category]],Profiles[#Headers],0))","v":0}]
[4,"Solar Tracking_Socal",3,{"$f":"INDEX(NQC[NQC MW],MATCH(1,(NQC[Month]=Supply[[#This Row],[Month]])*(NQC[Unit Category]=Supply[[#This Row],[Unit Category]]),0))*INDEX(Profiles[],MATCH(1,(Profiles[Month]=Supply[[#This Row],[Month]])*(Profiles[Hour Ending]=Supply[[#This Row],[Hour Ending]]),0),MATCH(Supply[[#This Row],[Unit Category]],Profiles[#Headers],0))","v":0}]
[4,"Solar Tracking_Socal",4,{"$f":"INDEX(NQC[NQC MW],MATCH(1,(NQC[Month]=Supply[[#This Row],[Month]])*(NQC[Unit Category]=Supply[[#This Row],[Unit Category]]),0))*INDEX(Profiles[],MATCH(1,(Profiles[Month]=Supply[[#This Row],[Month]])*(Profiles[Hour Ending]=Supply[[#This Row],[Hour Ending]]),0),MATCH(Supply[[#This Row],[Unit Category]],Profiles[#Headers],0))","v":0}]
[4,"Solar Tracking_Socal",5,{"$f":"INDEX(NQC[NQC MW],MATCH(1,(NQC[Month]=Supply[[#This Row],[Month]])*(NQC[Unit Category]=Supply[[#This Row],[Unit Category]]),0))*INDEX(Profiles[],MATCH(1,(Profiles[Month]=Supply[[#This Row],[Month]])*(Profiles[Hour Ending]=Supply[[#This Row],[Hour Ending]]),0),MATCH(Supply[[#This Row],[Unit Category]],Profiles[#Headers],0))","v":0}]
[4,"Solar Tracking_Socal",6,{"$f":"INDEX(NQC[NQC MW],MATCH(1,(NQC[Month]=Supply[[#This Row],[Month]])*(NQC[Unit Category]=Supply[[#This Row],[Unit Category]]),0))*INDEX(Profiles[],MATCH(1,(Profiles[Month]=Supply[[#This Row],[Month]])*(Profiles[Hour Ending]=Supply[[#This Row],[Hour Ending]]),0),MATCH(Supply[[#This Row],[Unit Category]],Profiles[#Headers],0))","v":479.94394253177342}]
[4,"Solar Tracking_Socal",7,{"$f":"INDEX(NQC[NQC MW],MATCH(1,(NQC[Month]=Supply[[#This Row],[Month]])*(NQC[Unit Category]=Supply[[#This Row],[Unit Category]]),0))*INDEX(Profiles[],MATCH(1,(Profiles[Month]=Supply[[#This Row],[Month]])*(Profiles[Hour Ending]=Supply[[#This Row],[Hour Ending]]),0),MATCH(Supply[[#This Row],[Unit Category]],Profiles[#Headers],0))","v":4629.9862624341013}]
[4,"Solar Tracking_Socal",8,{"$f":"INDEX(NQC[NQC MW],MATCH(1,(NQC[Month]=Supply[[#This Row],[Month]])*(NQC[Unit Category]=Supply[[#This Row],[Unit Category]]),0))*INDEX(Profiles[],MATCH(1,(Profiles[Month]=Supply[[#This Row],[Month]])*(Profiles[Hour Ending]=Supply[[#This Row],[Hour Ending]]),0),MATCH(Supply[[#This Row],[Unit Category]],Profiles[#Headers],0))","v":8195.9154041217989}]
[4,"Solar Tracking_Socal",9,{"$f":"INDEX(NQC[NQC MW],MATCH(1,(NQC[Month]=Supply[[#This Row],[Month]])*(NQC[Unit Category]=Supply[[#This Row],[Unit Category]]),0))*INDEX(Profiles[],MATCH(1,(Profiles[Month]=Supply[[#This Row],[Month]])*(Profiles[Hour Ending]=Supply[[#This Row],[Hour Ending]]),0),MATCH(Supply[[#This Row],[Unit Category]],Profiles[#Headers],0))","v":8638.0452067074548}]
[4,"Solar Tracking_Socal",10,{"$f":"INDEX(NQC[NQC MW],MATCH(1,(NQC[Month]=Supply[[#This Row],[Month]])*(NQC[Unit Category]=Supply[[#This Row],[Unit Category]]),0))*INDEX(Profiles[],MATCH(1,(Profiles[Month]=Supply[[#This Row],[Month]])*(Profiles[Hour Ending]=Supply[[#This Row],[Hour Ending]]),0),MATCH(Supply[[#This Row],[Unit Category]],Profiles[#Headers],0))","v":8847.9318801579138}]
[4,"Solar Tracking_Socal",11,{"$f":"INDEX(NQC[NQC MW],MATCH(1,(NQC[Month]=Supply[[#This Row],[Month]])*(NQC[Unit Category]=Supply[[#This Row],[Unit Category]]),0))*INDEX(Profiles[],MATCH(1,(Profiles[Month]=Supply[[#This Row],[Month]])*(Profiles[Hour Ending]=Supply[[#This Row],[Hour Ending]]),0),MATCH(Supply[[#This Row],[Unit Category]],Profiles[#Headers],0))","v":8782.8286429834279}]
[4,"Solar Tracking_Socal",12,{"$f":"INDEX(NQC[NQC MW],MATCH(1,(NQC[Month]=Supply[[#This Row],[Month]])*(NQC[Unit Category]=Supply[[#This Row],[Unit Category]]),0))*INDEX(Profiles[],MATCH(1,(Profiles[Month]=Supply[[#This Row],[Month]])*(Profiles[Hour Ending]=Supply[[#This Row],[Hour Ending]]),0),MATCH(Supply[[#This Row],[Unit Category]],Profiles[#Headers],0))","v":8841.127758644443}]
[4,"Solar Tracking_Socal",13,{"$f":"INDEX(NQC[NQC MW],MATCH(1,(NQC[Month]=Supply[[#This Row],[Month]])*(NQC[Unit Category]=Supply[[#This Row],[Unit Category]]),0))*INDEX(Profiles[],MATCH(1,(Profiles[Month]=Supply[[#This Row],[Month]])*(Profiles[Hour Ending]=Supply[[#This Row],[Hour Ending]]),0),MATCH(Supply[[#This Row],[Unit Category]],Profiles[#Headers],0))","v":8744.8939472238308}]
[4,"Solar Tracking_Socal",14,{"$f":"INDEX(NQC[NQC MW],MATCH(1,(NQC[Month]=Supply[[#This Row],[Month]])*(NQC[Unit Category]=Supply[[#This Row],[Unit Category]]),0))*INDEX(Profiles[],MATCH(1,(Profiles[Month]=Supply[[#This Row],[Month]])*(Profiles[Hour Ending]=Supply[[#This Row],[Hour Ending]]),0),MATCH(Supply[[#This Row],[Unit Category]],Profiles[#Headers],0))","v":8725.9479645835145}]
[4,"Solar Tracking_Socal",15,{"$f":"INDEX(NQC[NQC MW],MATCH(1,(NQC[Month]=Supply[[#This Row],[Month]])*(NQC[Unit Category]=Supply[[#This Row],[Unit Category]]),0))*INDEX(Profiles[],MATCH(1,(Profiles[Month]=Supply[[#This Row],[Month]])*(Profiles[Hour Ending]=Supply[[#This Row],[Hour Ending]]),0),MATCH(Supply[[#This Row],[Unit Category]],Profiles[#Headers],0))","v":8452.7614260707942}]
[4,"Solar Tracking_Socal",16,{"$f":"INDEX(NQC[NQC MW],MATCH(1,(NQC[Month]=Supply[[#This Row],[Month]])*(NQC[Unit Category]=Supply[[#This Row],[Unit Category]]),0))*INDEX(Profiles[],MATCH(1,(Profiles[Month]=Supply[[#This Row],[Month]])*(Profiles[Hour Ending]=Supply[[#This Row],[Hour Ending]]),0),MATCH(Supply[[#This Row],[Unit Category]],Profiles[#Headers],0))","v":8006.8473683513785}]
[4,"Solar Tracking_Socal",17,{"$f":"INDEX(NQC[NQC MW],MATCH(1,(NQC[Month]=Supply[[#This Row],[Month]])*(NQC[Unit Category]=Supply[[#This Row],[Unit Category]]),0))*INDEX(Profiles[],MATCH(1,(Profiles[Month]=Supply[[#This Row],[Month]])*(Profiles[Hour Ending]=Supply[[#This Row],[Hour Ending]]),0),MATCH(Supply[[#This Row],[Unit Category]],Profiles[#Headers],0))","v":6603.4311299614328}]
[4,"Solar Tracking_Socal",18,{"$f":"INDEX(NQC[NQC MW],MATCH(1,(NQC[Month]=Supply[[#This Row],[Month]])*(NQC[Unit Category]=Supply[[#This Row],[Unit Category]]),0))*INDEX(Profiles[],MATCH(1,(Profiles[Month]=Supply[[#This Row],[Month]])*(Profiles[Hour Ending]=Supply[[#This Row],[Hour Ending]]),0),MATCH(Supply[[#This Row],[Unit Category]],Profiles[#Headers],0))","v":2192.4098115249394}]
[4,"Solar Tracking_Socal",19,{"$f":"INDEX(NQC[NQC MW],MATCH(1,(NQC[Month]=Supply[[#This Row],[Month]])*(NQC[Unit Category]=Supply[[#This Row],[Unit Category]]),0))*INDEX(Profiles[],MATCH(1,(Profiles[Month]=Supply[[#This Row],[Month]])*(Profiles[Hour Ending]=Supply[[#This Row],[Hour Ending]]),0),MATCH(Supply[[#This Row],[Unit Category]],Profiles[#Headers],0))","v":51.655198163209434}]
[4,"Solar Tracking_Socal",20,{"$f":"INDEX(NQC[NQC MW],MATCH(1,(NQC[Month]=Supply[[#This Row],[Month]])*(NQC[Unit Category]=Supply[[#This Row],[Unit Category]]),0))*INDEX(Profiles[],MATCH(1,(Profiles[Month]=Supply[[#This Row],[Month]])*(Profiles[Hour Ending]=Supply[[#This Row],[Hour Ending]]),0),MATCH(Supply[[#This Row],[Unit Category]],Profiles[#Headers],0))","v":0}]
[4,"Solar Tracking_Socal",21,{"$f":"INDEX(NQC[NQC MW],MATCH(1,(NQC[Month]=Supply[[#This Row],[Month]])*(NQC[Unit Category]=Supply[[#This Row],[Unit Category]]),0))*INDEX(Profiles[],MATCH(1,(Profiles[Month]=Supply[[#This Row],[Month]])*(Profiles[Hour Ending]=Supply[[#This Row],[Hour Ending]]),0),MATCH(Supply[[#This Row],[Unit Category]],Profiles[#Headers],0))","v":0}]
[4,"Solar Tracking_Socal",22,{"$f":"INDEX(NQC[NQC MW],MATCH(1,(NQC[Month]=Supply[[#This Row],[Month]])*(NQC[Unit Category]=Supply[[#This Row],[Unit Category]]),0))*INDEX(Profiles[],MATCH(1,(Profiles[Month]=Supply[[#This Row],[Month]])*(Profiles[Hour Ending]=Supply[[#This Row],[Hour Ending]]),0),MATCH(Supply[[#This Row],[Unit Category]],Profiles[#Headers],0))","v":0}]
[4,"Solar Tracking_Socal",23,{"$f":"INDEX(NQC[NQC MW],MATCH(1,(NQC[Month]=Supply[[#This Row],[Month]])*(NQC[Unit Category]=Supply[[#This Row],[Unit Category]]),0))*INDEX(Profiles[],MATCH(1,(Profiles[Month]=Supply[[#This Row],[Month]])*(Profiles[Hour Ending]=Supply[[#This Row],[Hour Ending]]),0),MATCH(Supply[[#This Row],[Unit Category]],Profiles[#Headers],0))","v":0}]
[4,"Solar Tracking_Socal",24,{"$f":"INDEX(NQC[NQC MW],MATCH(1,(NQC[Month]=Supply[[#This Row],[Month]])*(NQC[Unit Category]=Supply[[#This Row],[Unit Category]]),0))*INDEX(Profiles[],MATCH(1,(Profiles[Month]=Supply[[#This Row],[Month]])*(Profiles[Hour Ending]=Supply[[#This Row],[Hour Ending]]),0),MATCH(Supply[[#This Row],[Unit Category]],Profiles[#Headers],0))","v":0}]
[4,"Wind_Norcal",1,{"$f":"INDEX(NQC[NQC MW],MATCH(1,(NQC[Month]=Supply[[#This Row],[Month]])*(NQC[Unit Category]=Supply[[#This Row],[Unit Category]]),0))*INDEX(Profiles[],MATCH(1,(Profiles[Month]=Supply[[#This Row],[Month]])*(Profiles[Hour Ending]=Supply[[#This Row],[Hour Ending]]),0),MATCH(Supply[[#This Row],[Unit Category]],Profiles[#Headers],0))","v":769.44090333396298}]
[4,"Wind_Norcal",2,{"$f":"INDEX(NQC[NQC MW],MATCH(1,(NQC[Month]=Supply[[#This Row],[Month]])*(NQC[Unit Category]=Supply[[#This Row],[Unit Category]]),0))*INDEX(Profiles[],MATCH(1,(Profiles[Month]=Supply[[#This Row],[Month]])*(Profiles[Hour Ending]=Supply[[#This Row],[Hour Ending]]),0),MATCH(Supply[[#This Row],[Unit Category]],Profiles[#Headers],0))","v":712.91163474760697}]
[4,"Wind_Norcal",3,{"$f":"INDEX(NQC[NQC MW],MATCH(1,(NQC[Month]=Supply[[#This Row],[Month]])*(NQC[Unit Category]=Supply[[#This Row],[Unit Category]]),0))*INDEX(Profiles[],MATCH(1,(Profiles[Month]=Supply[[#This Row],[Month]])*(Profiles[Hour Ending]=Supply[[#This Row],[Hour Ending]]),0),MATCH(Supply[[#This Row],[Unit Category]],Profiles[#Headers],0))","v":616.68019602441052}]
[4,"Wind_Norcal",4,{"$f":"INDEX(NQC[NQC MW],MATCH(1,(NQC[Month]=Supply[[#This Row],[Month]])*(NQC[Unit Category]=Supply[[#This Row],[Unit Category]]),0))*INDEX(Profiles[],MATCH(1,(Profiles[Month]=Supply[[#This Row],[Month]])*(Profiles[Hour Ending]=Supply[[#This Row],[Hour Ending]]),0),MATCH(Supply[[#This Row],[Unit Category]],Profiles[#Headers],0))","v":569.94799264111668}]
[4,"Wind_Norcal",5,{"$f":"INDEX(NQC[NQC MW],MATCH(1,(NQC[Month]=Supply[[#This Row],[Month]])*(NQC[Unit Category]=Supply[[#This Row],[Unit Category]]),0))*INDEX(Profiles[],MATCH(1,(Profiles[Month]=Supply[[#This Row],[Month]])*(Profiles[Hour Ending]=Supply[[#This Row],[Hour Ending]]),0),MATCH(Supply[[#This Row],[Unit Category]],Profiles[#Headers],0))","v":500.96805817212555}]
[4,"Wind_Norcal",6,{"$f":"INDEX(NQC[NQC MW],MATCH(1,(NQC[Month]=Supply[[#This Row],[Month]])*(NQC[Unit Category]=Supply[[#This Row],[Unit Category]]),0))*INDEX(Profiles[],MATCH(1,(Profiles[Month]=Supply[[#This Row],[Month]])*(Profiles[Hour Ending]=Supply[[#This Row],[Hour Ending]]),0),MATCH(Supply[[#This Row],[Unit Category]],Profiles[#Headers],0))","v":458.23034500855272}]
[4,"Wind_Norcal",7,{"$f":"INDEX(NQC[NQC MW],MATCH(1,(NQC[Month]=Supply[[#This Row],[Month]])*(NQC[Unit Category]=Supply[[#This Row],[Unit Category]]),0))*INDEX(Profiles[],MATCH(1,(Profiles[Month]=Supply[[#This Row],[Month]])*(Profiles[Hour Ending]=Supply[[#This Row],[Hour Ending]]),0),MATCH(Supply[[#This Row],[Unit Category]],Profiles[#Headers],0))","v":369.28166005039884}]
[4,"Wind_Norcal",8,{"$f":"INDEX(NQC[NQC MW],MATCH(1,(NQC[Month]=Supply[[#This Row],[Month]])*(NQC[Unit Category]=Supply[[#This Row],[Unit Category]]),0))*INDEX(Profiles[],MATCH(1,(Profiles[Month]=Supply[[#This Row],[Month]])*(Profiles[Hour Ending]=Supply[[#This Row],[Hour Ending]]),0),MATCH(Supply[[#This Row],[Unit Category]],Profiles[#Headers],0))","v":307.20181780791688}]
[4,"Wind_Norcal",9,{"$f":"INDEX(NQC[NQC MW],MATCH(1,(NQC[Month]=Supply[[#This Row],[Month]])*(NQC[Unit Category]=Supply[[#This Row],[Unit Category]]),0))*INDEX(Profiles[],MATCH(1,(Profiles[Month]=Supply[[#This Row],[Month]])*(Profiles[Hour Ending]=Supply[[#This Row],[Hour Ending]]),0),MATCH(Supply[[#This Row],[Unit Category]],Profiles[#Headers],0))","v":265.02907237358312}]
[4,"Wind_Norcal",10,{"$f":"INDEX(NQC[NQC MW],MATCH(1,(NQC[Month]=Supply[[#This Row],[Month]])*(NQC[Unit Category]=Supply[[#This Row],[Unit Category]]),0))*INDEX(Profiles[],MATCH(1,(Profiles[Month]=Supply[[#This Row],[Month]])*(Profiles[Hour Ending]=Supply[[#This Row],[Hour Ending]]),0),MATCH(Supply[[#This Row],[Unit Category]],Profiles[#Headers],0))","v":253.34585957871411}]
[4,"Wind_Norcal",11,{"$f":"INDEX(NQC[NQC MW],MATCH(1,(NQC[Month]=Supply[[#This Row],[Month]])*(NQC[Unit Category]=Supply[[#This Row],[Unit Category]]),0))*INDEX(Profiles[],MATCH(1,(Profiles[Month]=Supply[[#This Row],[Month]])*(Profiles[Hour Ending]=Supply[[#This Row],[Hour Ending]]),0),MATCH(Supply[[#This Row],[Unit Category]],Profiles[#Headers],0))","v":215.28211279659234}]
[4,"Wind_Norcal",12,{"$f":"INDEX(NQC[NQC MW],MATCH(1,(NQC[Month]=Supply[[#This Row],[Month]])*(NQC[Unit Category]=Supply[[#This Row],[Unit Category]]),0))*INDEX(Profiles[],MATCH(1,(Profiles[Month]=Supply[[#This Row],[Month]])*(Profiles[Hour Ending]=Supply[[#This Row],[Hour Ending]]),0),MATCH(Supply[[#This Row],[Unit Category]],Profiles[#Headers],0))","v":191.03075915776262}]
[4,"Wind_Norcal",13,{"$f":"INDEX(NQC[NQC MW],MATCH(1,(NQC[Month]=Supply[[#This Row],[Month]])*(NQC[Unit Category]=Supply[[#This Row],[Unit Category]]),0))*INDEX(Profiles[],MATCH(1,(Profiles[Month]=Supply[[#This Row],[Month]])*(Profiles[Hour Ending]=Supply[[#This Row],[Hour Ending]]),0),MATCH(Supply[[#This Row],[Unit Category]],Profiles[#Headers],0))","v":201.8997870872762}]
[4,"Wind_Norcal",14,{"$f":"INDEX(NQC[NQC MW],MATCH(1,(NQC[Month]=Supply[[#This Row],[Month]])*(NQC[Unit Category]=Supply[[#This Row],[Unit Category]]),0))*INDEX(Profiles[],MATCH(1,(Profiles[Month]=Supply[[#This Row],[Month]])*(Profiles[Hour Ending]=Supply[[#This Row],[Hour Ending]]),0),MATCH(Supply[[#This Row],[Unit Category]],Profiles[#Headers],0))","v":258.87622204244423}]
[4,"Wind_Norcal",15,{"$f":"INDEX(NQC[NQC MW],MATCH(1,(NQC[Month]=Supply[[#This Row],[Month]])*(NQC[Unit Category]=Supply[[#This Row],[Unit Category]]),0))*INDEX(Profiles[],MATCH(1,(Profiles[Month]=Supply[[#This Row],[Month]])*(Profiles[Hour Ending]=Supply[[#This Row],[Hour Ending]]),0),MATCH(Supply[[#This Row],[Unit Category]],Profiles[#Headers],0))","v":313.74051481670301}]
[4,"Wind_Norcal",16,{"$f":"INDEX(NQC[NQC MW],MATCH(1,(NQC[Month]=Supply[[#This Row],[Month]])*(NQC[Unit Category]=Supply[[#This Row],[Unit Category]]),0))*INDEX(Profiles[],MATCH(1,(Profiles[Month]=Supply[[#This Row],[Month]])*(Profiles[Hour Ending]=Supply[[#This Row],[Hour Ending]]),0),MATCH(Supply[[#This Row],[Unit Category]],Profiles[#Headers],0))","v":442.7520143712249}]
[4,"Wind_Norcal",17,{"$f":"INDEX(NQC[NQC MW],MATCH(1,(NQC[Month]=Supply[[#This Row],[Month]])*(NQC[Unit Category]=Supply[[#This Row],[Unit Category]]),0))*INDEX(Profiles[],MATCH(1,(Profiles[Month]=Supply[[#This Row],[Month]])*(Profiles[Hour Ending]=Supply[[#This Row],[Hour Ending]]),0),MATCH(Supply[[#This Row],[Unit Category]],Profiles[#Headers],0))","v":530.24952337640104}]
[4,"Wind_Norcal",18,{"$f":"INDEX(NQC[NQC MW],MATCH(1,(NQC[Month]=Supply[[#This Row],[Month]])*(NQC[Unit Category]=Supply[[#This Row],[Unit Category]]),0))*INDEX(Profiles[],MATCH(1,(Profiles[Month]=Supply[[#This Row],[Month]])*(Profiles[Hour Ending]=Supply[[#This Row],[Hour Ending]]),0),MATCH(Supply[[#This Row],[Unit Category]],Profiles[#Headers],0))","v":653.30152618932061}]
[4,"Wind_Norcal",19,{"$f":"INDEX(NQC[NQC MW],MATCH(1,(NQC[Month]=Supply[[#This Row],[Month]])*(NQC[Unit Category]=Supply[[#This Row],[Unit Category]]),0))*INDEX(Profiles[],MATCH(1,(Profiles[Month]=Supply[[#This Row],[Month]])*(Profiles[Hour Ending]=Supply[[#This Row],[Hour Ending]]),0),MATCH(Supply[[#This Row],[Unit Category]],Profiles[#Headers],0))","v":673.78124216090214}]
[4,"Wind_Norcal",20,{"$f":"INDEX(NQC[NQC MW],MATCH(1,(NQC[Month]=Supply[[#This Row],[Month]])*(NQC[Unit Category]=Supply[[#This Row],[Unit Category]]),0))*INDEX(Profiles[],MATCH(1,(Profiles[Month]=Supply[[#This Row],[Month]])*(Profiles[Hour Ending]=Supply[[#This Row],[Hour Ending]]),0),MATCH(Supply[[#This Row],[Unit Category]],Profiles[#Headers],0))","v":716.8227724031633}]
[4,"Wind_Norcal",21,{"$f":"INDEX(NQC[NQC MW],MATCH(1,(NQC[Month]=Supply[[#This Row],[Month]])*(NQC[Unit Category]=Supply[[#This Row],[Unit Category]]),0))*INDEX(Profiles[],MATCH(1,(Profiles[Month]=Supply[[#This Row],[Month]])*(Profiles[Hour Ending]=Supply[[#This Row],[Hour Ending]]),0),MATCH(Supply[[#This Row],[Unit Category]],Profiles[#Headers],0))","v":754.30789888399988}]
[4,"Wind_Norcal",22,{"$f":"INDEX(NQC[NQC MW],MATCH(1,(NQC[Month]=Supply[[#This Row],[Month]])*(NQC[Unit Category]=Supply[[#This Row],[Unit Category]]),0))*INDEX(Profiles[],MATCH(1,(Profiles[Month]=Supply[[#This Row],[Month]])*(Profiles[Hour Ending]=Supply[[#This Row],[Hour Ending]]),0),MATCH(Supply[[#This Row],[Unit Category]],Profiles[#Headers],0))","v":790.54323135379877}]
[4,"Wind_Norcal",23,{"$f":"INDEX(NQC[NQC MW],MATCH(1,(NQC[Month]=Supply[[#This Row],[Month]])*(NQC[Unit Category]=Supply[[#This Row],[Unit Category]]),0))*INDEX(Profiles[],MATCH(1,(Profiles[Month]=Supply[[#This Row],[Month]])*(Profiles[Hour Ending]=Supply[[#This Row],[Hour Ending]]),0),MATCH(Supply[[#This Row],[Unit Category]],Profiles[#Headers],0))","v":806.87969539035839}]
[4,"Wind_Norcal",24,{"$f":"INDEX(NQC[NQC MW],MATCH(1,(NQC[Month]=Supply[[#This Row],[Month]])*(NQC[Unit Category]=Supply[[#This Row],[Unit Category]]),0))*INDEX(Profiles[],MATCH(1,(Profiles[Month]=Supply[[#This Row],[Month]])*(Profiles[Hour Ending]=Supply[[#This Row],[Hour Ending]]),0),MATCH(Supply[[#This Row],[Unit Category]],Profiles[#Headers],0))","v":825.7962941636406}]
[4,"Wind_Socal",1,{"$f":"INDEX(NQC[NQC MW],MATCH(1,(NQC[Month]=Supply[[#This Row],[Month]])*(NQC[Unit Category]=Supply[[#This Row],[Unit Category]]),0))*INDEX(Profiles[],MATCH(1,(Profiles[Month]=Supply[[#This Row],[Month]])*(Profiles[Hour Ending]=Supply[[#This Row],[Hour Ending]]),0),MATCH(Supply[[#This Row],[Unit Category]],Profiles[#Headers],0))","v":2131.1297128301981}]
[4,"Wind_Socal",2,{"$f":"INDEX(NQC[NQC MW],MATCH(1,(NQC[Month]=Supply[[#This Row],[Month]])*(NQC[Unit Category]=Supply[[#This Row],[Unit Category]]),0))*INDEX(Profiles[],MATCH(1,(Profiles[Month]=Supply[[#This Row],[Month]])*(Profiles[Hour Ending]=Supply[[#This Row],[Hour Ending]]),0),MATCH(Supply[[#This Row],[Unit Category]],Profiles[#Headers],0))","v":1894.0191483919323}]
[4,"Wind_Socal",3,{"$f":"INDEX(NQC[NQC MW],MATCH(1,(NQC[Month]=Supply[[#This Row],[Month]])*(NQC[Unit Category]=Supply[[#This Row],[Unit Category]]),0))*INDEX(Profiles[],MATCH(1,(Profiles[Month]=Supply[[#This Row],[Month]])*(Profiles[Hour Ending]=Supply[[#This Row],[Hour Ending]]),0),MATCH(Supply[[#This Row],[Unit Category]],Profiles[#Headers],0))","v":1651.6767822363852}]
[4,"Wind_Socal",4,{"$f":"INDEX(NQC[NQC MW],MATCH(1,(NQC[Month]=Supply[[#This Row],[Month]])*(NQC[Unit Category]=Supply[[#This Row],[Unit Category]]),0))*INDEX(Profiles[],MATCH(1,(Profiles[Month]=Supply[[#This Row],[Month]])*(Profiles[Hour Ending]=Supply[[#This Row],[Hour Ending]]),0),MATCH(Supply[[#This Row],[Unit Category]],Profiles[#Headers],0))","v":1500.3246486539315}]
[4,"Wind_Socal",5,{"$f":"INDEX(NQC[NQC MW],MATCH(1,(NQC[Month]=Supply[[#This Row],[Month]])*(NQC[Unit Category]=Supply[[#This Row],[Unit Category]]),0))*INDEX(Profiles[],MATCH(1,(Profiles[Month]=Supply[[#This Row],[Month]])*(Profiles[Hour Ending]=Supply[[#This Row],[Hour Ending]]),0),MATCH(Supply[[#This Row],[Unit Category]],Profiles[#Headers],0))","v":1281.9944520313336}]
[4,"Wind_Socal",6,{"$f":"INDEX(NQC[NQC MW],MATCH(1,(NQC[Month]=Supply[[#This Row],[Month]])*(NQC[Unit Category]=Supply[[#This Row],[Unit Category]]),0))*INDEX(Profiles[],MATCH(1,(Profiles[Month]=Supply[[#This Row],[Month]])*(Profiles[Hour Ending]=Supply[[#This Row],[Hour Ending]]),0),MATCH(Supply[[#This Row],[Unit Category]],Profiles[#Headers],0))","v":1059.7735843182359}]
[4,"Wind_Socal",7,{"$f":"INDEX(NQC[NQC MW],MATCH(1,(NQC[Month]=Supply[[#This Row],[Month]])*(NQC[Unit Category]=Supply[[#This Row],[Unit Category]]),0))*INDEX(Profiles[],MATCH(1,(Profiles[Month]=Supply[[#This Row],[Month]])*(Profiles[Hour Ending]=Supply[[#This Row],[Hour Ending]]),0),MATCH(Supply[[#This Row],[Unit Category]],Profiles[#Headers],0))","v":746.58074339050324}]
[4,"Wind_Socal",8,{"$f":"INDEX(NQC[NQC MW],MATCH(1,(NQC[Month]=Supply[[#This Row],[Month]])*(NQC[Unit Category]=Supply[[#This Row],[Unit Category]]),0))*INDEX(Profiles[],MATCH(1,(Profiles[Month]=Supply[[#This Row],[Month]])*(Profiles[Hour Ending]=Supply[[#This Row],[Hour Ending]]),0),MATCH(Supply[[#This Row],[Unit Category]],Profiles[#Headers],0))","v":578.2136570209201}]
[4,"Wind_Socal",9,{"$f":"INDEX(NQC[NQC MW],MATCH(1,(NQC[Month]=Supply[[#This Row],[Month]])*(NQC[Unit Category]=Supply[[#This Row],[Unit Category]]),0))*INDEX(Profiles[],MATCH(1,(Profiles[Month]=Supply[[#This Row],[Month]])*(Profiles[Hour Ending]=Supply[[#This Row],[Hour Ending]]),0),MATCH(Supply[[#This Row],[Unit Category]],Profiles[#Headers],0))","v":511.32278877955736}]
[4,"Wind_Socal",10,{"$f":"INDEX(NQC[NQC MW],MATCH(1,(NQC[Month]=Supply[[#This Row],[Month]])*(NQC[Unit Category]=Supply[[#This Row],[Unit Category]]),0))*INDEX(Profiles[],MATCH(1,(Profiles[Month]=Supply[[#This Row],[Month]])*(Profiles[Hour Ending]=Supply[[#This Row],[Hour Ending]]),0),MATCH(Supply[[#This Row],[Unit Category]],Profiles[#Headers],0))","v":493.31449077299533}]
[4,"Wind_Socal",11,{"$f":"INDEX(NQC[NQC MW],MATCH(1,(NQC[Month]=Supply[[#This Row],[Month]])*(NQC[Unit Category]=Supply[[#This Row],[Unit Category]]),0))*INDEX(Profiles[],MATCH(1,(Profiles[Month]=Supply[[#This Row],[Month]])*(Profiles[Hour Ending]=Supply[[#This Row],[Hour Ending]]),0),MATCH(Supply[[#This Row],[Unit Category]],Profiles[#Headers],0))","v":452.9136706851321}]
[4,"Wind_Socal",12,{"$f":"INDEX(NQC[NQC MW],MATCH(1,(NQC[Month]=Supply[[#This Row],[Month]])*(NQC[Unit Category]=Supply[[#This Row],[Unit Category]]),0))*INDEX(Profiles[],MATCH(1,(Profiles[Month]=Supply[[#This Row],[Month]])*(Profiles[Hour Ending]=Supply[[#This Row],[Hour Ending]]),0),MATCH(Supply[[#This Row],[Unit Category]],Profiles[#Headers],0))","v":483.69405313460612}]
[4,"Wind_Socal",13,{"$f":"INDEX(NQC[NQC MW],MATCH(1,(NQC[Month]=Supply[[#This Row],[Month]])*(NQC[Unit Category]=Supply[[#This Row],[Unit Category]]),0))*INDEX(Profiles[],MATCH(1,(Profiles[Month]=Supply[[#This Row],[Month]])*(Profiles[Hour Ending]=Supply[[#This Row],[Hour Ending]]),0),MATCH(Supply[[#This Row],[Unit Category]],Profiles[#Headers],0))","v":562.43692076888453}]
[4,"Wind_Socal",14,{"$f":"INDEX(NQC[NQC MW],MATCH(1,(NQC[Month]=Supply[[#This Row],[Month]])*(NQC[Unit Category]=Supply[[#This Row],[Unit Category]]),0))*INDEX(Profiles[],MATCH(1,(Profiles[Month]=Supply[[#This Row],[Month]])*(Profiles[Hour Ending]=Supply[[#This Row],[Hour Ending]]),0),MATCH(Supply[[#This Row],[Unit Category]],Profiles[#Headers],0))","v":842.39022511666155}]
[4,"Wind_Socal",15,{"$f":"INDEX(NQC[NQC MW],MATCH(1,(NQC[Month]=Supply[[#This Row],[Month]])*(NQC[Unit Category]=Supply[[#This Row],[Unit Category]]),0))*INDEX(Profiles[],MATCH(1,(Profiles[Month]=Supply[[#This Row],[Month]])*(Profiles[Hour Ending]=Supply[[#This Row],[Hour Ending]]),0),MATCH(Supply[[#This Row],[Unit Category]],Profiles[#Headers],0))","v":1245.2423710584944}]
[4,"Wind_Socal",16,{"$f":"INDEX(NQC[NQC MW],MATCH(1,(NQC[Month]=Supply[[#This Row],[Month]])*(NQC[Unit Category]=Supply[[#This Row],[Unit Category]]),0))*INDEX(Profiles[],MATCH(1,(Profiles[Month]=Supply[[#This Row],[Month]])*(Profiles[Hour Ending]=Supply[[#This Row],[Hour Ending]]),0),MATCH(Supply[[#This Row],[Unit Category]],Profiles[#Headers],0))","v":1592.7992941820773}]
[4,"Wind_Socal",17,{"$f":"INDEX(NQC[NQC MW],MATCH(1,(NQC[Month]=Supply[[#This Row],[Month]])*(NQC[Unit Category]=Supply[[#This Row],[Unit Category]]),0))*INDEX(Profiles[],MATCH(1,(Profiles[Month]=Supply[[#This Row],[Month]])*(Profiles[Hour Ending]=Supply[[#This Row],[Hour Ending]]),0),MATCH(Supply[[#This Row],[Unit Category]],Profiles[#Headers],0))","v":1903.4566249762322}]
[4,"Wind_Socal",18,{"$f":"INDEX(NQC[NQC MW],MATCH(1,(NQC[Month]=Supply[[#This Row],[Month]])*(NQC[Unit Category]=Supply[[#This Row],[Unit Category]]),0))*INDEX(Profiles[],MATCH(1,(Profiles[Month]=Supply[[#This Row],[Month]])*(Profiles[Hour Ending]=Supply[[#This Row],[Hour Ending]]),0),MATCH(Supply[[#This Row],[Unit Category]],Profiles[#Headers],0))","v":2113.0805130679701}]
[4,"Wind_Socal",19,{"$f":"INDEX(NQC[NQC MW],MATCH(1,(NQC[Month]=Supply[[#This Row],[Month]])*(NQC[Unit Category]=Supply[[#This Row],[Unit Category]]),0))*INDEX(Profiles[],MATCH(1,(Profiles[Month]=Supply[[#This Row],[Month]])*(Profiles[Hour Ending]=Supply[[#This Row],[Hour Ending]]),0),MATCH(Supply[[#This Row],[Unit Category]],Profiles[#Headers],0))","v":2163.2547872839345}]
[4,"Wind_Socal",20,{"$f":"INDEX(NQC[NQC MW],MATCH(1,(NQC[Month]=Supply[[#This Row],[Month]])*(NQC[Unit Category]=Supply[[#This Row],[Unit Category]]),0))*INDEX(Profiles[],MATCH(1,(Profiles[Month]=Supply[[#This Row],[Month]])*(Profiles[Hour Ending]=Supply[[#This Row],[Hour Ending]]),0),MATCH(Supply[[#This Row],[Unit Category]],Profiles[#Headers],0))","v":2214.3159220869798}]
[4,"Wind_Socal",21,{"$f":"INDEX(NQC[NQC MW],MATCH(1,(NQC[Month]=Supply[[#This Row],[Month]])*(NQC[Unit Category]=Supply[[#This Row],[Unit Category]]),0))*INDEX(Profiles[],MATCH(1,(Profiles[Month]=Supply[[#This Row],[Month]])*(Profiles[Hour Ending]=Supply[[#This Row],[Hour Ending]]),0),MATCH(Supply[[#This Row],[Unit Category]],Profiles[#Headers],0))","v":2320.1153011142874}]
[4,"Wind_Socal",22,{"$f":"INDEX(NQC[NQC MW],MATCH(1,(NQC[Month]=Supply[[#This Row],[Month]])*(NQC[Unit Category]=Supply[[#This Row],[Unit Category]]),0))*INDEX(Profiles[],MATCH(1,(Profiles[Month]=Supply[[#This Row],[Month]])*(Profiles[Hour Ending]=Supply[[#This Row],[Hour Ending]]),0),MATCH(Supply[[#This Row],[Unit Category]],Profiles[#Headers],0))","v":2200.5604613174937}]
[4,"Wind_Socal",23,{"$f":"INDEX(NQC[NQC MW],MATCH(1,(NQC[Month]=Supply[[#This Row],[Month]])*(NQC[Unit Category]=Supply[[#This Row],[Unit Category]]),0))*INDEX(Profiles[],MATCH(1,(Profiles[Month]=Supply[[#This Row],[Month]])*(Profiles[Hour Ending]=Supply[[#This Row],[Hour Ending]]),0),MATCH(Supply[[#This Row],[Unit Category]],Profiles[#Headers],0))","v":2123.2967095217591}]
[4,"Wind_Socal",24,{"$f":"INDEX(NQC[NQC MW],MATCH(1,(NQC[Month]=Supply[[#This Row],[Month]])*(NQC[Unit Category]=Supply[[#This Row],[Unit Category]]),0))*INDEX(Profiles[],MATCH(1,(Profiles[Month]=Supply[[#This Row],[Month]])*(Profiles[Hour Ending]=Supply[[#This Row],[Hour Ending]]),0),MATCH(Supply[[#This Row],[Unit Category]],Profiles[#Headers],0))","v":2148.139144360041}]
[5,"Biogas",1,{"$f":"INDEX(NQC[NQC MW],MATCH(1,(NQC[Month]=Supply[[#This Row],[Month]])*(NQC[Unit Category]=Supply[[#This Row],[Unit Category]]),0))*INDEX(Profiles[],MATCH(1,(Profiles[Month]=Supply[[#This Row],[Month]])*(Profiles[Hour Ending]=Supply[[#This Row],[Hour Ending]]),0),MATCH(Supply[[#This Row],[Unit Category]],Profiles[#Headers],0))","v":206.80138800000003}]
[5,"Biogas",2,{"$f":"INDEX(NQC[NQC MW],MATCH(1,(NQC[Month]=Supply[[#This Row],[Month]])*(NQC[Unit Category]=Supply[[#This Row],[Unit Category]]),0))*INDEX(Profiles[],MATCH(1,(Profiles[Month]=Supply[[#This Row],[Month]])*(Profiles[Hour Ending]=Supply[[#This Row],[Hour Ending]]),0),MATCH(Supply[[#This Row],[Unit Category]],Profiles[#Headers],0))","v":206.80138800000003}]
[5,"Biogas",3,{"$f":"INDEX(NQC[NQC MW],MATCH(1,(NQC[Month]=Supply[[#This Row],[Month]])*(NQC[Unit Category]=Supply[[#This Row],[Unit Category]]),0))*INDEX(Profiles[],MATCH(1,(Profiles[Month]=Supply[[#This Row],[Month]])*(Profiles[Hour Ending]=Supply[[#This Row],[Hour Ending]]),0),MATCH(Supply[[#This Row],[Unit Category]],Profiles[#Headers],0))","v":206.80138800000003}]
[5,"Biogas",4,{"$f":"INDEX(NQC[NQC MW],MATCH(1,(NQC[Month]=Supply[[#This Row],[Month]])*(NQC[Unit Category]=Supply[[#This Row],[Unit Category]]),0))*INDEX(Profiles[],MATCH(1,(Profiles[Month]=Supply[[#This Row],[Month]])*(Profiles[Hour Ending]=Supply[[#This Row],[Hour Ending]]),0),MATCH(Supply[[#This Row],[Unit Category]],Profiles[#Headers],0))","v":206.80138800000003}]
[5,"Biogas",5,{"$f":"INDEX(NQC[NQC MW],MATCH(1,(NQC[Month]=Supply[[#This Row],[Month]])*(NQC[Unit Category]=Supply[[#This Row],[Unit Category]]),0))*INDEX(Profiles[],MATCH(1,(Profiles[Month]=Supply[[#This Row],[Month]])*(Profiles[Hour Ending]=Supply[[#This Row],[Hour Ending]]),0),MATCH(Supply[[#This Row],[Unit Category]],Profiles[#Headers],0))","v":206.80138800000003}]
[5,"Biogas",6,{"$f":"INDEX(NQC[NQC MW],MATCH(1,(NQC[Month]=Supply[[#This Row],[Month]])*(NQC[Unit Category]=Supply[[#This Row],[Unit Category]]),0))*INDEX(Profiles[],MATCH(1,(Profiles[Month]=Supply[[#This Row],[Month]])*(Profiles[Hour Ending]=Supply[[#This Row],[Hour Ending]]),0),MATCH(Supply[[#This Row],[Unit Category]],Profiles[#Headers],0))","v":206.80138800000003}]
[5,"Biogas",7,{"$f":"INDEX(NQC[NQC MW],MATCH(1,(NQC[Month]=Supply[[#This Row],[Month]])*(NQC[Unit Category]=Supply[[#This Row],[Unit Category]]),0))*INDEX(Profiles[],MATCH(1,(Profiles[Month]=Supply[[#This Row],[Month]])*(Profiles[Hour Ending]=Supply[[#This Row],[Hour Ending]]),0),MATCH(Supply[[#This Row],[Unit Category]],Profiles[#Headers],0))","v":206.80138800000003}]
[5,"Biogas",8,{"$f":"INDEX(NQC[NQC MW],MATCH(1,(NQC[Month]=Supply[[#This Row],[Month]])*(NQC[Unit Category]=Supply[[#This Row],[Unit Category]]),0))*INDEX(Profiles[],MATCH(1,(Profiles[Month]=Supply[[#This Row],[Month]])*(Profiles[Hour Ending]=Supply[[#This Row],[Hour Ending]]),0),MATCH(Supply[[#This Row],[Unit Category]],Profiles[#Headers],0))","v":206.80138800000003}]
[5,"Biogas",9,{"$f":"INDEX(NQC[NQC MW],MATCH(1,(NQC[Month]=Supply[[#This Row],[Month]])*(NQC[Unit Category]=Supply[[#This Row],[Unit Category]]),0))*INDEX(Profiles[],MATCH(1,(Profiles[Month]=Supply[[#This Row],[Month]])*(Profiles[Hour Ending]=Supply[[#This Row],[Hour Ending]]),0),MATCH(Supply[[#This Row],[Unit Category]],Profiles[#Headers],0))","v":206.80138800000003}]
[5,"Biogas",10,{"$f":"INDEX(NQC[NQC MW],MATCH(1,(NQC[Month]=Supply[[#This Row],[Month]])*(NQC[Unit Category]=Supply[[#This Row],[Unit Category]]),0))*INDEX(Profiles[],MATCH(1,(Profiles[Month]=Supply[[#This Row],[Month]])*(Profiles[Hour Ending]=Supply[[#This Row],[Hour Ending]]),0),MATCH(Supply[[#This Row],[Unit Category]],Profiles[#Headers],0))","v":206.80138800000003}]
[5,"Biogas",11,{"$f":"INDEX(NQC[NQC MW],MATCH(1,(NQC[Month]=Supply[[#This Row],[Month]])*(NQC[Unit Category]=Supply[[#This Row],[Unit Category]]),0))*INDEX(Profiles[],MATCH(1,(Profiles[Month]=Supply[[#This Row],[Month]])*(Profiles[Hour Ending]=Supply[[#This Row],[Hour Ending]]),0),MATCH(Supply[[#This Row],[Unit Category]],Profiles[#Headers],0))","v":206.80138800000003}]
[5,"Biogas",12,{"$f":"INDEX(NQC[NQC MW],MATCH(1,(NQC[Month]=Supply[[#This Row],[Month]])*(NQC[Unit Category]=Supply[[#This Row],[Unit Category]]),0))*INDEX(Profiles[],MATCH(1,(Profiles[Month]=Supply[[#This Row],[Month]])*(Profiles[Hour Ending]=Supply[[#This Row],[Hour Ending]]),0),MATCH(Supply[[#This Row],[Unit Category]],Profiles[#Headers],0))","v":206.80138800000003}]
[5,"Biogas",13,{"$f":"INDEX(NQC[NQC MW],MATCH(1,(NQC[Month]=Supply[[#This Row],[Month]])*(NQC[Unit Category]=Supply[[#This Row],[Unit Category]]),0))*INDEX(Profiles[],MATCH(1,(Profiles[Month]=Supply[[#This Row],[Month]])*(Profiles[Hour Ending]=Supply[[#This Row],[Hour Ending]]),0),MATCH(Supply[[#This Row],[Unit Category]],Profiles[#Headers],0))","v":206.80138800000003}]
[5,"Biogas",14,{"$f":"INDEX(NQC[NQC MW],MATCH(1,(NQC[Month]=Supply[[#This Row],[Month]])*(NQC[Unit Category]=Supply[[#This Row],[Unit Category]]),0))*INDEX(Profiles[],MATCH(1,(Profiles[Month]=Supply[[#This Row],[Month]])*(Profiles[Hour Ending]=Supply[[#This Row],[Hour Ending]]),0),MATCH(Supply[[#This Row],[Unit Category]],Profiles[#Headers],0))","v":206.80138800000003}]
[5,"Biogas",15,{"$f":"INDEX(NQC[NQC MW],MATCH(1,(NQC[Month]=Supply[[#This Row],[Month]])*(NQC[Unit Category]=Supply[[#This Row],[Unit Category]]),0))*INDEX(Profiles[],MATCH(1,(Profiles[Month]=Supply[[#This Row],[Month]])*(Profiles[Hour Ending]=Supply[[#This Row],[Hour Ending]]),0),MATCH(Supply[[#This Row],[Unit Category]],Profiles[#Headers],0))","v":206.80138800000003}]
[5,"Biogas",16,{"$f":"INDEX(NQC[NQC MW],MATCH(1,(NQC[Month]=Supply[[#This Row],[Month]])*(NQC[Unit Category]=Supply[[#This Row],[Unit Category]]),0))*INDEX(Profiles[],MATCH(1,(Profiles[Month]=Supply[[#This Row],[Month]])*(Profiles[Hour Ending]=Supply[[#This Row],[Hour Ending]]),0),MATCH(Supply[[#This Row],[Unit Category]],Profiles[#Headers],0))","v":206.80138800000003}]
[5,"Biogas",17,{"$f":"INDEX(NQC[NQC MW],MATCH(1,(NQC[Month]=Supply[[#This Row],[Month]])*(NQC[Unit Category]=Supply[[#This Row],[Unit Category]]),0))*INDEX(Profiles[],MATCH(1,(Profiles[Month]=Supply[[#This Row],[Month]])*(Profiles[Hour Ending]=Supply[[#This Row],[Hour Ending]]),0),MATCH(Supply[[#This Row],[Unit Category]],Profiles[#Headers],0))","v":206.80138800000003}]
[5,"Biogas",18,{"$f":"INDEX(NQC[NQC MW],MATCH(1,(NQC[Month]=Supply[[#This Row],[Month]])*(NQC[Unit Category]=Supply[[#This Row],[Unit Category]]),0))*INDEX(Profiles[],MATCH(1,(Profiles[Month]=Supply[[#This Row],[Month]])*(Profiles[Hour Ending]=Supply[[#This Row],[Hour Ending]]),0),MATCH(Supply[[#This Row],[Unit Category]],Profiles[#Headers],0))","v":206.80138800000003}]
[5,"Biogas",19,{"$f":"INDEX(NQC[NQC MW],MATCH(1,(NQC[Month]=Supply[[#This Row],[Month]])*(NQC[Unit Category]=Supply[[#This Row],[Unit Category]]),0))*INDEX(Profiles[],MATCH(1,(Profiles[Month]=Supply[[#This Row],[Month]])*(Profiles[Hour Ending]=Supply[[#This Row],[Hour Ending]]),0),MATCH(Supply[[#This Row],[Unit Category]],Profiles[#Headers],0))","v":206.80138800000003}]
[5,"Biogas",20,{"$f":"INDEX(NQC[NQC MW],MATCH(1,(NQC[Month]=Supply[[#This Row],[Month]])*(NQC[Unit Category]=Supply[[#This Row],[Unit Category]]),0))*INDEX(Profiles[],MATCH(1,(Profiles[Month]=Supply[[#This Row],[Month]])*(Profiles[Hour Ending]=Supply[[#This Row],[Hour Ending]]),0),MATCH(Supply[[#This Row],[Unit Category]],Profiles[#Headers],0))","v":206.80138800000003}]
[5,"Biogas",21,{"$f":"INDEX(NQC[NQC MW],MATCH(1,(NQC[Month]=Supply[[#This Row],[Month]])*(NQC[Unit Category]=Supply[[#This Row],[Unit Category]]),0))*INDEX(Profiles[],MATCH(1,(Profiles[Month]=Supply[[#This Row],[Month]])*(Profiles[Hour Ending]=Supply[[#This Row],[Hour Ending]]),0),MATCH(Supply[[#This Row],[Unit Category]],Profiles[#Headers],0))","v":206.80138800000003}]
[5,"Biogas",22,{"$f":"INDEX(NQC[NQC MW],MATCH(1,(NQC[Month]=Supply[[#This Row],[Month]])*(NQC[Unit Category]=Supply[[#This Row],[Unit Category]]),0))*INDEX(Profiles[],MATCH(1,(Profiles[Month]=Supply[[#This Row],[Month]])*(Profiles[Hour Ending]=Supply[[#This Row],[Hour Ending]]),0),MATCH(Supply[[#This Row],[Unit Category]],Profiles[#Headers],0))","v":206.80138800000003}]
[5,"Biogas",23,{"$f":"INDEX(NQC[NQC MW],MATCH(1,(NQC[Month]=Supply[[#This Row],[Month]])*(NQC[Unit Category]=Supply[[#This Row],[Unit Category]]),0))*INDEX(Profiles[],MATCH(1,(Profiles[Month]=Supply[[#This Row],[Month]])*(Profiles[Hour Ending]=Supply[[#This Row],[Hour Ending]]),0),MATCH(Supply[[#This Row],[Unit Category]],Profiles[#Headers],0))","v":206.80138800000003}]
[5,"Biogas",24,{"$f":"INDEX(NQC[NQC MW],MATCH(1,(NQC[Month]=Supply[[#This Row],[Month]])*(NQC[Unit Category]=Supply[[#This Row],[Unit Category]]),0))*INDEX(Profiles[],MATCH(1,(Profiles[Month]=Supply[[#This Row],[Month]])*(Profiles[Hour Ending]=Supply[[#This Row],[Hour Ending]]),0),MATCH(Supply[[#This Row],[Unit Category]],Profiles[#Headers],0))","v":206.80138800000003}]
[5,"Biomass/Wood",1,{"$f":"INDEX(NQC[NQC MW],MATCH(1,(NQC[Month]=Supply[[#This Row],[Month]])*(NQC[Unit Category]=Supply[[#This Row],[Unit Category]]),0))*INDEX(Profiles[],MATCH(1,(Profiles[Month]=Supply[[#This Row],[Month]])*(Profiles[Hour Ending]=Supply[[#This Row],[Hour Ending]]),0),MATCH(Supply[[#This Row],[Unit Category]],Profiles[#Headers],0))","v":385.40468499999992}]
[5,"Biomass/Wood",2,{"$f":"INDEX(NQC[NQC MW],MATCH(1,(NQC[Month]=Supply[[#This Row],[Month]])*(NQC[Unit Category]=Supply[[#This Row],[Unit Category]]),0))*INDEX(Profiles[],MATCH(1,(Profiles[Month]=Supply[[#This Row],[Month]])*(Profiles[Hour Ending]=Supply[[#This Row],[Hour Ending]]),0),MATCH(Supply[[#This Row],[Unit Category]],Profiles[#Headers],0))","v":385.40468499999992}]
[5,"Biomass/Wood",3,{"$f":"INDEX(NQC[NQC MW],MATCH(1,(NQC[Month]=Supply[[#This Row],[Month]])*(NQC[Unit Category]=Supply[[#This Row],[Unit Category]]),0))*INDEX(Profiles[],MATCH(1,(Profiles[Month]=Supply[[#This Row],[Month]])*(Profiles[Hour Ending]=Supply[[#This Row],[Hour Ending]]),0),MATCH(Supply[[#This Row],[Unit Category]],Profiles[#Headers],0))","v":385.40468499999992}]
[5,"Biomass/Wood",4,{"$f":"INDEX(NQC[NQC MW],MATCH(1,(NQC[Month]=Supply[[#This Row],[Month]])*(NQC[Unit Category]=Supply[[#This Row],[Unit Category]]),0))*INDEX(Profiles[],MATCH(1,(Profiles[Month]=Supply[[#This Row],[Month]])*(Profiles[Hour Ending]=Supply[[#This Row],[Hour Ending]]),0),MATCH(Supply[[#This Row],[Unit Category]],Profiles[#Headers],0))","v":385.40468499999992}]
[5,"Biomass/Wood",5,{"$f":"INDEX(NQC[NQC MW],MATCH(1,(NQC[Month]=Supply[[#This Row],[Month]])*(NQC[Unit Category]=Supply[[#This Row],[Unit Category]]),0))*INDEX(Profiles[],MATCH(1,(Profiles[Month]=Supply[[#This Row],[Month]])*(Profiles[Hour Ending]=Supply[[#This Row],[Hour Ending]]),0),MATCH(Supply[[#This Row],[Unit Category]],Profiles[#Headers],0))","v":385.40468499999992}]
[5,"Biomass/Wood",6,{"$f":"INDEX(NQC[NQC MW],MATCH(1,(NQC[Month]=Supply[[#This Row],[Month]])*(NQC[Unit Category]=Supply[[#This Row],[Unit Category]]),0))*INDEX(Profiles[],MATCH(1,(Profiles[Month]=Supply[[#This Row],[Month]])*(Profiles[Hour Ending]=Supply[[#This Row],[Hour Ending]]),0),MATCH(Supply[[#This Row],[Unit Category]],Profiles[#Headers],0))","v":385.40468499999992}]
[5,"Biomass/Wood",7,{"$f":"INDEX(NQC[NQC MW],MATCH(1,(NQC[Month]=Supply[[#This Row],[Month]])*(NQC[Unit Category]=Supply[[#This Row],[Unit Category]]),0))*INDEX(Profiles[],MATCH(1,(Profiles[Month]=Supply[[#This Row],[Month]])*(Profiles[Hour Ending]=Supply[[#This Row],[Hour Ending]]),0),MATCH(Supply[[#This Row],[Unit Category]],Profiles[#Headers],0))","v":385.40468499999992}]
[5,"Biomass/Wood",8,{"$f":"INDEX(NQC[NQC MW],MATCH(1,(NQC[Month]=Supply[[#This Row],[Month]])*(NQC[Unit Category]=Supply[[#This Row],[Unit Category]]),0))*INDEX(Profiles[],MATCH(1,(Profiles[Month]=Supply[[#This Row],[Month]])*(Profiles[Hour Ending]=Supply[[#This Row],[Hour Ending]]),0),MATCH(Supply[[#This Row],[Unit Category]],Profiles[#Headers],0))","v":385.40468499999992}]
[5,"Biomass/Wood",9,{"$f":"INDEX(NQC[NQC MW],MATCH(1,(NQC[Month]=Supply[[#This Row],[Month]])*(NQC[Unit Category]=Supply[[#This Row],[Unit Category]]),0))*INDEX(Profiles[],MATCH(1,(Profiles[Month]=Supply[[#This Row],[Month]])*(Profiles[Hour Ending]=Supply[[#This Row],[Hour Ending]]),0),MATCH(Supply[[#This Row],[Unit Category]],Profiles[#Headers],0))","v":385.40468499999992}]
[5,"Biomass/Wood",10,{"$f":"INDEX(NQC[NQC MW],MATCH(1,(NQC[Month]=Supply[[#This Row],[Month]])*(NQC[Unit Category]=Supply[[#This Row],[Unit Category]]),0))*INDEX(Profiles[],MATCH(1,(Profiles[Month]=Supply[[#This Row],[Month]])*(Profiles[Hour Ending]=Supply[[#This Row],[Hour Ending]]),0),MATCH(Supply[[#This Row],[Unit Category]],Profiles[#Headers],0))","v":385.40468499999992}]
[5,"Biomass/Wood",11,{"$f":"INDEX(NQC[NQC MW],MATCH(1,(NQC[Month]=Supply[[#This Row],[Month]])*(NQC[Unit Category]=Supply[[#This Row],[Unit Category]]),0))*INDEX(Profiles[],MATCH(1,(Profiles[Month]=Supply[[#This Row],[Month]])*(Profiles[Hour Ending]=Supply[[#This Row],[Hour Ending]]),0),MATCH(Supply[[#This Row],[Unit Category]],Profiles[#Headers],0))","v":385.40468499999992}]
[5,"Biomass/Wood",12,{"$f":"INDEX(NQC[NQC MW],MATCH(1,(NQC[Month]=Supply[[#This Row],[Month]])*(NQC[Unit Category]=Supply[[#This Row],[Unit Category]]),0))*INDEX(Profiles[],MATCH(1,(Profiles[Month]=Supply[[#This Row],[Month]])*(Profiles[Hour Ending]=Supply[[#This Row],[Hour Ending]]),0),MATCH(Supply[[#This Row],[Unit Category]],Profiles[#Headers],0))","v":385.40468499999992}]
[5,"Biomass/Wood",13,{"$f":"INDEX(NQC[NQC MW],MATCH(1,(NQC[Month]=Supply[[#This Row],[Month]])*(NQC[Unit Category]=Supply[[#This Row],[Unit Category]]),0))*INDEX(Profiles[],MATCH(1,(Profiles[Month]=Supply[[#This Row],[Month]])*(Profiles[Hour Ending]=Supply[[#This Row],[Hour Ending]]),0),MATCH(Supply[[#This Row],[Unit Category]],Profiles[#Headers],0))","v":385.40468499999992}]
[5,"Biomass/Wood",14,{"$f":"INDEX(NQC[NQC MW],MATCH(1,(NQC[Month]=Supply[[#This Row],[Month]])*(NQC[Unit Category]=Supply[[#This Row],[Unit Category]]),0))*INDEX(Profiles[],MATCH(1,(Profiles[Month]=Supply[[#This Row],[Month]])*(Profiles[Hour Ending]=Supply[[#This Row],[Hour Ending]]),0),MATCH(Supply[[#This Row],[Unit Category]],Profiles[#Headers],0))","v":385.40468499999992}]
[5,"Biomass/Wood",15,{"$f":"INDEX(NQC[NQC MW],MATCH(1,(NQC[Month]=Supply[[#This Row],[Month]])*(NQC[Unit Category]=Supply[[#This Row],[Unit Category]]),0))*INDEX(Profiles[],MATCH(1,(Profiles[Month]=Supply[[#This Row],[Month]])*(Profiles[Hour Ending]=Supply[[#This Row],[Hour Ending]]),0),MATCH(Supply[[#This Row],[Unit Category]],Profiles[#Headers],0))","v":385.40468499999992}]
[5,"Biomass/Wood",16,{"$f":"INDEX(NQC[NQC MW],MATCH(1,(NQC[Month]=Supply[[#This Row],[Month]])*(NQC[Unit Category]=Supply[[#This Row],[Unit Category]]),0))*INDEX(Profiles[],MATCH(1,(Profiles[Month]=Supply[[#This Row],[Month]])*(Profiles[Hour Ending]=Supply[[#This Row],[Hour Ending]]),0),MATCH(Supply[[#This Row],[Unit Category]],Profiles[#Headers],0))","v":385.40468499999992}]
[5,"Biomass/Wood",17,{"$f":"INDEX(NQC[NQC MW],MATCH(1,(NQC[Month]=Supply[[#This Row],[Month]])*(NQC[Unit Category]=Supply[[#This Row],[Unit Category]]),0))*INDEX(Profiles[],MATCH(1,(Profiles[Month]=Supply[[#This Row],[Month]])*(Profiles[Hour Ending]=Supply[[#This Row],[Hour Ending]]),0),MATCH(Supply[[#This Row],[Unit Category]],Profiles[#Headers],0))","v":385.40468499999992}]
[5,"Biomass/Wood",18,{"$f":"INDEX(NQC[NQC MW],MATCH(1,(NQC[Month]=Supply[[#This Row],[Month]])*(NQC[Unit Category]=Supply[[#This Row],[Unit Category]]),0))*INDEX(Profiles[],MATCH(1,(Profiles[Month]=Supply[[#This Row],[Month]])*(Profiles[Hour Ending]=Supply[[#This Row],[Hour Ending]]),0),MATCH(Supply[[#This Row],[Unit Category]],Profiles[#Headers],0))","v":385.40468499999992}]
[5,"Biomass/Wood",19,{"$f":"INDEX(NQC[NQC MW],MATCH(1,(NQC[Month]=Supply[[#This Row],[Month]])*(NQC[Unit Category]=Supply[[#This Row],[Unit Category]]),0))*INDEX(Profiles[],MATCH(1,(Profiles[Month]=Supply[[#This Row],[Month]])*(Profiles[Hour Ending]=Supply[[#This Row],[Hour Ending]]),0),MATCH(Supply[[#This Row],[Unit Category]],Profiles[#Headers],0))","v":385.40468499999992}]
[5,"Biomass/Wood",20,{"$f":"INDEX(NQC[NQC MW],MATCH(1,(NQC[Month]=Supply[[#This Row],[Month]])*(NQC[Unit Category]=Supply[[#This Row],[Unit Category]]),0))*INDEX(Profiles[],MATCH(1,(Profiles[Month]=Supply[[#This Row],[Month]])*(Profiles[Hour Ending]=Supply[[#This Row],[Hour Ending]]),0),MATCH(Supply[[#This Row],[Unit Category]],Profiles[#Headers],0))","v":385.40468499999992}]
[5,"Biomass/Wood",21,{"$f":"INDEX(NQC[NQC MW],MATCH(1,(NQC[Month]=Supply[[#This Row],[Month]])*(NQC[Unit Category]=Supply[[#This Row],[Unit Category]]),0))*INDEX(Profiles[],MATCH(1,(Profiles[Month]=Supply[[#This Row],[Month]])*(Profiles[Hour Ending]=Supply[[#This Row],[Hour Ending]]),0),MATCH(Supply[[#This Row],[Unit Category]],Profiles[#Headers],0))","v":385.40468499999992}]
[5,"Biomass/Wood",22,{"$f":"INDEX(NQC[NQC MW],MATCH(1,(NQC[Month]=Supply[[#This Row],[Month]])*(NQC[Unit Category]=Supply[[#This Row],[Unit Category]]),0))*INDEX(Profiles[],MATCH(1,(Profiles[Month]=Supply[[#This Row],[Month]])*(Profiles[Hour Ending]=Supply[[#This Row],[Hour Ending]]),0),MATCH(Supply[[#This Row],[Unit Category]],Profiles[#Headers],0))","v":385.40468499999992}]
[5,"Biomass/Wood",23,{"$f":"INDEX(NQC[NQC MW],MATCH(1,(NQC[Month]=Supply[[#This Row],[Month]])*(NQC[Unit Category]=Supply[[#This Row],[Unit Category]]),0))*INDEX(Profiles[],MATCH(1,(Profiles[Month]=Supply[[#This Row],[Month]])*(Profiles[Hour Ending]=Supply[[#This Row],[Hour Ending]]),0),MATCH(Supply[[#This Row],[Unit Category]],Profiles[#Headers],0))","v":385.40468499999992}]
[5,"Biomass/Wood",24,{"$f":"INDEX(NQC[NQC MW],MATCH(1,(NQC[Month]=Supply[[#This Row],[Month]])*(NQC[Unit Category]=Supply[[#This Row],[Unit Category]]),0))*INDEX(Profiles[],MATCH(1,(Profiles[Month]=Supply[[#This Row],[Month]])*(Profiles[Hour Ending]=Supply[[#This Row],[Hour Ending]]),0),MATCH(Supply[[#This Row],[Unit Category]],Profiles[#Headers],0))","v":385.40468499999992}]
[5,"CC",1,{"$f":"INDEX(NQC[NQC MW],MATCH(1,(NQC[Month]=Supply[[#This Row],[Month]])*(NQC[Unit Category]=Supply[[#This Row],[Unit Category]]),0))*INDEX(Profiles[],MATCH(1,(Profiles[Month]=Supply[[#This Row],[Month]])*(Profiles[Hour Ending]=Supply[[#This Row],[Hour Ending]]),0),MATCH(Supply[[#This Row],[Unit Category]],Profiles[#Headers],0))","v":17175.150000000001}]
[5,"CC",2,{"$f":"INDEX(NQC[NQC MW],MATCH(1,(NQC[Month]=Supply[[#This Row],[Month]])*(NQC[Unit Category]=Supply[[#This Row],[Unit Category]]),0))*INDEX(Profiles[],MATCH(1,(Profiles[Month]=Supply[[#This Row],[Month]])*(Profiles[Hour Ending]=Supply[[#This Row],[Hour Ending]]),0),MATCH(Supply[[#This Row],[Unit Category]],Profiles[#Headers],0))","v":17175.150000000001}]
[5,"CC",3,{"$f":"INDEX(NQC[NQC MW],MATCH(1,(NQC[Month]=Supply[[#This Row],[Month]])*(NQC[Unit Category]=Supply[[#This Row],[Unit Category]]),0))*INDEX(Profiles[],MATCH(1,(Profiles[Month]=Supply[[#This Row],[Month]])*(Profiles[Hour Ending]=Supply[[#This Row],[Hour Ending]]),0),MATCH(Supply[[#This Row],[Unit Category]],Profiles[#Headers],0))","v":17175.150000000001}]
[5,"CC",4,{"$f":"INDEX(NQC[NQC MW],MATCH(1,(NQC[Month]=Supply[[#This Row],[Month]])*(NQC[Unit Category]=Supply[[#This Row],[Unit Category]]),0))*INDEX(Profiles[],MATCH(1,(Profiles[Month]=Supply[[#This Row],[Month]])*(Profiles[Hour Ending]=Supply[[#This Row],[Hour Ending]]),0),MATCH(Supply[[#This Row],[Unit Category]],Profiles[#Headers],0))","v":17175.150000000001}]
[5,"CC",5,{"$f":"INDEX(NQC[NQC MW],MATCH(1,(NQC[Month]=Supply[[#This Row],[Month]])*(NQC[Unit Category]=Supply[[#This Row],[Unit Category]]),0))*INDEX(Profiles[],MATCH(1,(Profiles[Month]=Supply[[#This Row],[Month]])*(Profiles[Hour Ending]=Supply[[#This Row],[Hour Ending]]),0),MATCH(Supply[[#This Row],[Unit Category]],Profiles[#Headers],0))","v":17175.150000000001}]
[5,"CC",6,{"$f":"INDEX(NQC[NQC MW],MATCH(1,(NQC[Month]=Supply[[#This Row],[Month]])*(NQC[Unit Category]=Supply[[#This Row],[Unit Category]]),0))*INDEX(Profiles[],MATCH(1,(Profiles[Month]=Supply[[#This Row],[Month]])*(Profiles[Hour Ending]=Supply[[#This Row],[Hour Ending]]),0),MATCH(Supply[[#This Row],[Unit Category]],Profiles[#Headers],0))","v":17175.150000000001}]
[5,"CC",7,{"$f":"INDEX(NQC[NQC MW],MATCH(1,(NQC[Month]=Supply[[#This Row],[Month]])*(NQC[Unit Category]=Supply[[#This Row],[Unit Category]]),0))*INDEX(Profiles[],MATCH(1,(Profiles[Month]=Supply[[#This Row],[Month]])*(Profiles[Hour Ending]=Supply[[#This Row],[Hour Ending]]),0),MATCH(Supply[[#This Row],[Unit Category]],Profiles[#Headers],0))","v":17175.150000000001}]
[5,"CC",8,{"$f":"INDEX(NQC[NQC MW],MATCH(1,(NQC[Month]=Supply[[#This Row],[Month]])*(NQC[Unit Category]=Supply[[#This Row],[Unit Category]]),0))*INDEX(Profiles[],MATCH(1,(Profiles[Month]=Supply[[#This Row],[Month]])*(Profiles[Hour Ending]=Supply[[#This Row],[Hour Ending]]),0),MATCH(Supply[[#This Row],[Unit Category]],Profiles[#Headers],0))","v":17175.150000000001}]
[5,"CC",9,{"$f":"INDEX(NQC[NQC MW],MATCH(1,(NQC[Month]=Supply[[#This Row],[Month]])*(NQC[Unit Category]=Supply[[#This Row],[Unit Category]]),0))*INDEX(Profiles[],MATCH(1,(Profiles[Month]=Supply[[#This Row],[Month]])*(Profiles[Hour Ending]=Supply[[#This Row],[Hour Ending]]),0),MATCH(Supply[[#This Row],[Unit Category]],Profiles[#Headers],0))","v":17175.150000000001}]
[5,"CC",10,{"$f":"INDEX(NQC[NQC MW],MATCH(1,(NQC[Month]=Supply[[#This Row],[Month]])*(NQC[Unit Category]=Supply[[#This Row],[Unit Category]]),0))*INDEX(Profiles[],MATCH(1,(Profiles[Month]=Supply[[#This Row],[Month]])*(Profiles[Hour Ending]=Supply[[#This Row],[Hour Ending]]),0),MATCH(Supply[[#This Row],[Unit Category]],Profiles[#Headers],0))","v":17175.150000000001}]
[5,"CC",11,{"$f":"INDEX(NQC[NQC MW],MATCH(1,(NQC[Month]=Supply[[#This Row],[Month]])*(NQC[Unit Category]=Supply[[#This Row],[Unit Category]]),0))*INDEX(Profiles[],MATCH(1,(Profiles[Month]=Supply[[#This Row],[Month]])*(Profiles[Hour Ending]=Supply[[#This Row],[Hour Ending]]),0),MATCH(Supply[[#This Row],[Unit Category]],Profiles[#Headers],0))","v":17175.150000000001}]
[5,"CC",12,{"$f":"INDEX(NQC[NQC MW],MATCH(1,(NQC[Month]=Supply[[#This Row],[Month]])*(NQC[Unit Category]=Supply[[#This Row],[Unit Category]]),0))*INDEX(Profiles[],MATCH(1,(Profiles[Month]=Supply[[#This Row],[Month]])*(Profiles[Hour Ending]=Supply[[#This Row],[Hour Ending]]),0),MATCH(Supply[[#This Row],[Unit Category]],Profiles[#Headers],0))","v":17175.150000000001}]
[5,"CC",13,{"$f":"INDEX(NQC[NQC MW],MATCH(1,(NQC[Month]=Supply[[#This Row],[Month]])*(NQC[Unit Category]=Supply[[#This Row],[Unit Category]]),0))*INDEX(Profiles[],MATCH(1,(Profiles[Month]=Supply[[#This Row],[Month]])*(Profiles[Hour Ending]=Supply[[#This Row],[Hour Ending]]),0),MATCH(Supply[[#This Row],[Unit Category]],Profiles[#Headers],0))","v":17175.150000000001}]
[5,"CC",14,{"$f":"INDEX(NQC[NQC MW],MATCH(1,(NQC[Month]=Supply[[#This Row],[Month]])*(NQC[Unit Category]=Supply[[#This Row],[Unit Category]]),0))*INDEX(Profiles[],MATCH(1,(Profiles[Month]=Supply[[#This Row],[Month]])*(Profiles[Hour Ending]=Supply[[#This Row],[Hour Ending]]),0),MATCH(Supply[[#This Row],[Unit Category]],Profiles[#Headers],0))","v":17175.150000000001}]
[5,"CC",15,{"$f":"INDEX(NQC[NQC MW],MATCH(1,(NQC[Month]=Supply[[#This Row],[Month]])*(NQC[Unit Category]=Supply[[#This Row],[Unit Category]]),0))*INDEX(Profiles[],MATCH(1,(Profiles[Month]=Supply[[#This Row],[Month]])*(Profiles[Hour Ending]=Supply[[#This Row],[Hour Ending]]),0),MATCH(Supply[[#This Row],[Unit Category]],Profiles[#Headers],0))","v":17175.150000000001}]
[5,"CC",16,{"$f":"INDEX(NQC[NQC MW],MATCH(1,(NQC[Month]=Supply[[#This Row],[Month]])*(NQC[Unit Category]=Supply[[#This Row],[Unit Category]]),0))*INDEX(Profiles[],MATCH(1,(Profiles[Month]=Supply[[#This Row],[Month]])*(Profiles[Hour Ending]=Supply[[#This Row],[Hour Ending]]),0),MATCH(Supply[[#This Row],[Unit Category]],Profiles[#Headers],0))","v":17175.150000000001}]
[5,"CC",17,{"$f":"INDEX(NQC[NQC MW],MATCH(1,(NQC[Month]=Supply[[#This Row],[Month]])*(NQC[Unit Category]=Supply[[#This Row],[Unit Category]]),0))*INDEX(Profiles[],MATCH(1,(Profiles[Month]=Supply[[#This Row],[Month]])*(Profiles[Hour Ending]=Supply[[#This Row],[Hour Ending]]),0),MATCH(Supply[[#This Row],[Unit Category]],Profiles[#Headers],0))","v":17175.150000000001}]
[5,"CC",18,{"$f":"INDEX(NQC[NQC MW],MATCH(1,(NQC[Month]=Supply[[#This Row],[Month]])*(NQC[Unit Category]=Supply[[#This Row],[Unit Category]]),0))*INDEX(Profiles[],MATCH(1,(Profiles[Month]=Supply[[#This Row],[Month]])*(Profiles[Hour Ending]=Supply[[#This Row],[Hour Ending]]),0),MATCH(Supply[[#This Row],[Unit Category]],Profiles[#Headers],0))","v":17175.150000000001}]
[5,"CC",19,{"$f":"INDEX(NQC[NQC MW],MATCH(1,(NQC[Month]=Supply[[#This Row],[Month]])*(NQC[Unit Category]=Supply[[#This Row],[Unit Category]]),0))*INDEX(Profiles[],MATCH(1,(Profiles[Month]=Supply[[#This Row],[Month]])*(Profiles[Hour Ending]=Supply[[#This Row],[Hour Ending]]),0),MATCH(Supply[[#This Row],[Unit Category]],Profiles[#Headers],0))","v":17175.150000000001}]
[5,"CC",20,{"$f":"INDEX(NQC[NQC MW],MATCH(1,(NQC[Month]=Supply[[#This Row],[Month]])*(NQC[Unit Category]=Supply[[#This Row],[Unit Category]]),0))*INDEX(Profiles[],MATCH(1,(Profiles[Month]=Supply[[#This Row],[Month]])*(Profiles[Hour Ending]=Supply[[#This Row],[Hour Ending]]),0),MATCH(Supply[[#This Row],[Unit Category]],Profiles[#Headers],0))","v":17175.150000000001}]
[5,"CC",21,{"$f":"INDEX(NQC[NQC MW],MATCH(1,(NQC[Month]=Supply[[#This Row],[Month]])*(NQC[Unit Category]=Supply[[#This Row],[Unit Category]]),0))*INDEX(Profiles[],MATCH(1,(Profiles[Month]=Supply[[#This Row],[Month]])*(Profiles[Hour Ending]=Supply[[#This Row],[Hour Ending]]),0),MATCH(Supply[[#This Row],[Unit Category]],Profiles[#Headers],0))","v":17175.150000000001}]
[5,"CC",22,{"$f":"INDEX(NQC[NQC MW],MATCH(1,(NQC[Month]=Supply[[#This Row],[Month]])*(NQC[Unit Category]=Supply[[#This Row],[Unit Category]]),0))*INDEX(Profiles[],MATCH(1,(Profiles[Month]=Supply[[#This Row],[Month]])*(Profiles[Hour Ending]=Supply[[#This Row],[Hour Ending]]),0),MATCH(Supply[[#This Row],[Unit Category]],Profiles[#Headers],0))","v":17175.150000000001}]
[5,"CC",23,{"$f":"INDEX(NQC[NQC MW],MATCH(1,(NQC[Month]=Supply[[#This Row],[Month]])*(NQC[Unit Category]=Supply[[#This Row],[Unit Category]]),0))*INDEX(Profiles[],MATCH(1,(Profiles[Month]=Supply[[#This Row],[Month]])*(Profiles[Hour Ending]=Supply[[#This Row],[Hour Ending]]),0),MATCH(Supply[[#This Row],[Unit Category]],Profiles[#Headers],0))","v":17175.150000000001}]
[5,"CC",24,{"$f":"INDEX(NQC[NQC MW],MATCH(1,(NQC[Month]=Supply[[#This Row],[Month]])*(NQC[Unit Category]=Supply[[#This Row],[Unit Category]]),0))*INDEX(Profiles[],MATCH(1,(Profiles[Month]=Supply[[#This Row],[Month]])*(Profiles[Hour Ending]=Supply[[#This Row],[Hour Ending]]),0),MATCH(Supply[[#This Row],[Unit Category]],Profiles[#Headers],0))","v":17175.150000000001}]
[5,"Coal",1,{"$f":"INDEX(NQC[NQC MW],MATCH(1,(NQC[Month]=Supply[[#This Row],[Month]])*(NQC[Unit Category]=Supply[[#This Row],[Unit Category]]),0))*INDEX(Profiles[],MATCH(1,(Profiles[Month]=Supply[[#This Row],[Month]])*(Profiles[Hour Ending]=Supply[[#This Row],[Hour Ending]]),0),MATCH(Supply[[#This Row],[Unit Category]],Profiles[#Headers],0))","v":0}]
[5,"Coal",2,{"$f":"INDEX(NQC[NQC MW],MATCH(1,(NQC[Month]=Supply[[#This Row],[Month]])*(NQC[Unit Category]=Supply[[#This Row],[Unit Category]]),0))*INDEX(Profiles[],MATCH(1,(Profiles[Month]=Supply[[#This Row],[Month]])*(Profiles[Hour Ending]=Supply[[#This Row],[Hour Ending]]),0),MATCH(Supply[[#This Row],[Unit Category]],Profiles[#Headers],0))","v":0}]
[5,"Coal",3,{"$f":"INDEX(NQC[NQC MW],MATCH(1,(NQC[Month]=Supply[[#This Row],[Month]])*(NQC[Unit Category]=Supply[[#This Row],[Unit Category]]),0))*INDEX(Profiles[],MATCH(1,(Profiles[Month]=Supply[[#This Row],[Month]])*(Profiles[Hour Ending]=Supply[[#This Row],[Hour Ending]]),0),MATCH(Supply[[#This Row],[Unit Category]],Profiles[#Headers],0))","v":0}]
[5,"Coal",4,{"$f":"INDEX(NQC[NQC MW],MATCH(1,(NQC[Month]=Supply[[#This Row],[Month]])*(NQC[Unit Category]=Supply[[#This Row],[Unit Category]]),0))*INDEX(Profiles[],MATCH(1,(Profiles[Month]=Supply[[#This Row],[Month]])*(Profiles[Hour Ending]=Supply[[#This Row],[Hour Ending]]),0),MATCH(Supply[[#This Row],[Unit Category]],Profiles[#Headers],0))","v":0}]
[5,"Coal",5,{"$f":"INDEX(NQC[NQC MW],MATCH(1,(NQC[Month]=Supply[[#This Row],[Month]])*(NQC[Unit Category]=Supply[[#This Row],[Unit Category]]),0))*INDEX(Profiles[],MATCH(1,(Profiles[Month]=Supply[[#This Row],[Month]])*(Profiles[Hour Ending]=Supply[[#This Row],[Hour Ending]]),0),MATCH(Supply[[#This Row],[Unit Category]],Profiles[#Headers],0))","v":0}]
[5,"Coal",6,{"$f":"INDEX(NQC[NQC MW],MATCH(1,(NQC[Month]=Supply[[#This Row],[Month]])*(NQC[Unit Category]=Supply[[#This Row],[Unit Category]]),0))*INDEX(Profiles[],MATCH(1,(Profiles[Month]=Supply[[#This Row],[Month]])*(Profiles[Hour Ending]=Supply[[#This Row],[Hour Ending]]),0),MATCH(Supply[[#This Row],[Unit Category]],Profiles[#Headers],0))","v":0}]
[5,"Coal",7,{"$f":"INDEX(NQC[NQC MW],MATCH(1,(NQC[Month]=Supply[[#This Row],[Month]])*(NQC[Unit Category]=Supply[[#This Row],[Unit Category]]),0))*INDEX(Profiles[],MATCH(1,(Profiles[Month]=Supply[[#This Row],[Month]])*(Profiles[Hour Ending]=Supply[[#This Row],[Hour Ending]]),0),MATCH(Supply[[#This Row],[Unit Category]],Profiles[#Headers],0))","v":0}]
[5,"Coal",8,{"$f":"INDEX(NQC[NQC MW],MATCH(1,(NQC[Month]=Supply[[#This Row],[Month]])*(NQC[Unit Category]=Supply[[#This Row],[Unit Category]]),0))*INDEX(Profiles[],MATCH(1,(Profiles[Month]=Supply[[#This Row],[Month]])*(Profiles[Hour Ending]=Supply[[#This Row],[Hour Ending]]),0),MATCH(Supply[[#This Row],[Unit Category]],Profiles[#Headers],0))","v":0}]
[5,"Coal",9,{"$f":"INDEX(NQC[NQC MW],MATCH(1,(NQC[Month]=Supply[[#This Row],[Month]])*(NQC[Unit Category]=Supply[[#This Row],[Unit Category]]),0))*INDEX(Profiles[],MATCH(1,(Profiles[Month]=Supply[[#This Row],[Month]])*(Profiles[Hour Ending]=Supply[[#This Row],[Hour Ending]]),0),MATCH(Supply[[#This Row],[Unit Category]],Profiles[#Headers],0))","v":0}]
[5,"Coal",10,{"$f":"INDEX(NQC[NQC MW],MATCH(1,(NQC[Month]=Supply[[#This Row],[Month]])*(NQC[Unit Category]=Supply[[#This Row],[Unit Category]]),0))*INDEX(Profiles[],MATCH(1,(Profiles[Month]=Supply[[#This Row],[Month]])*(Profiles[Hour Ending]=Supply[[#This Row],[Hour Ending]]),0),MATCH(Supply[[#This Row],[Unit Category]],Profiles[#Headers],0))","v":0}]
[5,"Coal",11,{"$f":"INDEX(NQC[NQC MW],MATCH(1,(NQC[Month]=Supply[[#This Row],[Month]])*(NQC[Unit Category]=Supply[[#This Row],[Unit Category]]),0))*INDEX(Profiles[],MATCH(1,(Profiles[Month]=Supply[[#This Row],[Month]])*(Profiles[Hour Ending]=Supply[[#This Row],[Hour Ending]]),0),MATCH(Supply[[#This Row],[Unit Category]],Profiles[#Headers],0))","v":0}]
[5,"Coal",12,{"$f":"INDEX(NQC[NQC MW],MATCH(1,(NQC[Month]=Supply[[#This Row],[Month]])*(NQC[Unit Category]=Supply[[#This Row],[Unit Category]]),0))*INDEX(Profiles[],MATCH(1,(Profiles[Month]=Supply[[#This Row],[Month]])*(Profiles[Hour Ending]=Supply[[#This Row],[Hour Ending]]),0),MATCH(Supply[[#This Row],[Unit Category]],Profiles[#Headers],0))","v":0}]
[5,"Coal",13,{"$f":"INDEX(NQC[NQC MW],MATCH(1,(NQC[Month]=Supply[[#This Row],[Month]])*(NQC[Unit Category]=Supply[[#This Row],[Unit Category]]),0))*INDEX(Profiles[],MATCH(1,(Profiles[Month]=Supply[[#This Row],[Month]])*(Profiles[Hour Ending]=Supply[[#This Row],[Hour Ending]]),0),MATCH(Supply[[#This Row],[Unit Category]],Profiles[#Headers],0))","v":0}]
[5,"Coal",14,{"$f":"INDEX(NQC[NQC MW],MATCH(1,(NQC[Month]=Supply[[#This Row],[Month]])*(NQC[Unit Category]=Supply[[#This Row],[Unit Category]]),0))*INDEX(Profiles[],MATCH(1,(Profiles[Month]=Supply[[#This Row],[Month]])*(Profiles[Hour Ending]=Supply[[#This Row],[Hour Ending]]),0),MATCH(Supply[[#This Row],[Unit Category]],Profiles[#Headers],0))","v":0}]
[5,"Coal",15,{"$f":"INDEX(NQC[NQC MW],MATCH(1,(NQC[Month]=Supply[[#This Row],[Month]])*(NQC[Unit Category]=Supply[[#This Row],[Unit Category]]),0))*INDEX(Profiles[],MATCH(1,(Profiles[Month]=Supply[[#This Row],[Month]])*(Profiles[Hour Ending]=Supply[[#This Row],[Hour Ending]]),0),MATCH(Supply[[#This Row],[Unit Category]],Profiles[#Headers],0))","v":0}]
[5,"Coal",16,{"$f":"INDEX(NQC[NQC MW],MATCH(1,(NQC[Month]=Supply[[#This Row],[Month]])*(NQC[Unit Category]=Supply[[#This Row],[Unit Category]]),0))*INDEX(Profiles[],MATCH(1,(Profiles[Month]=Supply[[#This Row],[Month]])*(Profiles[Hour Ending]=Supply[[#This Row],[Hour Ending]]),0),MATCH(Supply[[#This Row],[Unit Category]],Profiles[#Headers],0))","v":0}]
[5,"Coal",17,{"$f":"INDEX(NQC[NQC MW],MATCH(1,(NQC[Month]=Supply[[#This Row],[Month]])*(NQC[Unit Category]=Supply[[#This Row],[Unit Category]]),0))*INDEX(Profiles[],MATCH(1,(Profiles[Month]=Supply[[#This Row],[Month]])*(Profiles[Hour Ending]=Supply[[#This Row],[Hour Ending]]),0),MATCH(Supply[[#This Row],[Unit Category]],Profiles[#Headers],0))","v":0}]
[5,"Coal",18,{"$f":"INDEX(NQC[NQC MW],MATCH(1,(NQC[Month]=Supply[[#This Row],[Month]])*(NQC[Unit Category]=Supply[[#This Row],[Unit Category]]),0))*INDEX(Profiles[],MATCH(1,(Profiles[Month]=Supply[[#This Row],[Month]])*(Profiles[Hour Ending]=Supply[[#This Row],[Hour Ending]]),0),MATCH(Supply[[#This Row],[Unit Category]],Profiles[#Headers],0))","v":0}]
[5,"Coal",19,{"$f":"INDEX(NQC[NQC MW],MATCH(1,(NQC[Month]=Supply[[#This Row],[Month]])*(NQC[Unit Category]=Supply[[#This Row],[Unit Category]]),0))*INDEX(Profiles[],MATCH(1,(Profiles[Month]=Supply[[#This Row],[Month]])*(Profiles[Hour Ending]=Supply[[#This Row],[Hour Ending]]),0),MATCH(Supply[[#This Row],[Unit Category]],Profiles[#Headers],0))","v":0}]
[5,"Coal",20,{"$f":"INDEX(NQC[NQC MW],MATCH(1,(NQC[Month]=Supply[[#This Row],[Month]])*(NQC[Unit Category]=Supply[[#This Row],[Unit Category]]),0))*INDEX(Profiles[],MATCH(1,(Profiles[Month]=Supply[[#This Row],[Month]])*(Profiles[Hour Ending]=Supply[[#This Row],[Hour Ending]]),0),MATCH(Supply[[#This Row],[Unit Category]],Profiles[#Headers],0))","v":0}]
[5,"Coal",21,{"$f":"INDEX(NQC[NQC MW],MATCH(1,(NQC[Month]=Supply[[#This Row],[Month]])*(NQC[Unit Category]=Supply[[#This Row],[Unit Category]]),0))*INDEX(Profiles[],MATCH(1,(Profiles[Month]=Supply[[#This Row],[Month]])*(Profiles[Hour Ending]=Supply[[#This Row],[Hour Ending]]),0),MATCH(Supply[[#This Row],[Unit Category]],Profiles[#Headers],0))","v":0}]
[5,"Coal",22,{"$f":"INDEX(NQC[NQC MW],MATCH(1,(NQC[Month]=Supply[[#This Row],[Month]])*(NQC[Unit Category]=Supply[[#This Row],[Unit Category]]),0))*INDEX(Profiles[],MATCH(1,(Profiles[Month]=Supply[[#This Row],[Month]])*(Profiles[Hour Ending]=Supply[[#This Row],[Hour Ending]]),0),MATCH(Supply[[#This Row],[Unit Category]],Profiles[#Headers],0))","v":0}]
[5,"Coal",23,{"$f":"INDEX(NQC[NQC MW],MATCH(1,(NQC[Month]=Supply[[#This Row],[Month]])*(NQC[Unit Category]=Supply[[#This Row],[Unit Category]]),0))*INDEX(Profiles[],MATCH(1,(Profiles[Month]=Supply[[#This Row],[Month]])*(Profiles[Hour Ending]=Supply[[#This Row],[Hour Ending]]),0),MATCH(Supply[[#This Row],[Unit Category]],Profiles[#Headers],0))","v":0}]
[5,"Coal",24,{"$f":"INDEX(NQC[NQC MW],MATCH(1,(NQC[Month]=Supply[[#This Row],[Month]])*(NQC[Unit Category]=Supply[[#This Row],[Unit Category]]),0))*INDEX(Profiles[],MATCH(1,(Profiles[Month]=Supply[[#This Row],[Month]])*(Profiles[Hour Ending]=Supply[[#This Row],[Hour Ending]]),0),MATCH(Supply[[#This Row],[Unit Category]],Profiles[#Headers],0))","v":0}]
[5,"Cogen",1,{"$f":"INDEX(NQC[NQC MW],MATCH(1,(NQC[Month]=Supply[[#This Row],[Month]])*(NQC[Unit Category]=Supply[[#This Row],[Unit Category]]),0))*INDEX(Profiles[],MATCH(1,(Profiles[Month]=Supply[[#This Row],[Month]])*(Profiles[Hour Ending]=Supply[[#This Row],[Hour Ending]]),0),MATCH(Supply[[#This Row],[Unit Category]],Profiles[#Headers],0))","v":1855.0189870000004}]
[5,"Cogen",2,{"$f":"INDEX(NQC[NQC MW],MATCH(1,(NQC[Month]=Supply[[#This Row],[Month]])*(NQC[Unit Category]=Supply[[#This Row],[Unit Category]]),0))*INDEX(Profiles[],MATCH(1,(Profiles[Month]=Supply[[#This Row],[Month]])*(Profiles[Hour Ending]=Supply[[#This Row],[Hour Ending]]),0),MATCH(Supply[[#This Row],[Unit Category]],Profiles[#Headers],0))","v":1855.0189870000004}]
[5,"Cogen",3,{"$f":"INDEX(NQC[NQC MW],MATCH(1,(NQC[Month]=Supply[[#This Row],[Month]])*(NQC[Unit Category]=Supply[[#This Row],[Unit Category]]),0))*INDEX(Profiles[],MATCH(1,(Profiles[Month]=Supply[[#This Row],[Month]])*(Profiles[Hour Ending]=Supply[[#This Row],[Hour Ending]]),0),MATCH(Supply[[#This Row],[Unit Category]],Profiles[#Headers],0))","v":1855.0189870000004}]
[5,"Cogen",4,{"$f":"INDEX(NQC[NQC MW],MATCH(1,(NQC[Month]=Supply[[#This Row],[Month]])*(NQC[Unit Category]=Supply[[#This Row],[Unit Category]]),0))*INDEX(Profiles[],MATCH(1,(Profiles[Month]=Supply[[#This Row],[Month]])*(Profiles[Hour Ending]=Supply[[#This Row],[Hour Ending]]),0),MATCH(Supply[[#This Row],[Unit Category]],Profiles[#Headers],0))","v":1855.0189870000004}]
[5,"Cogen",5,{"$f":"INDEX(NQC[NQC MW],MATCH(1,(NQC[Month]=Supply[[#This Row],[Month]])*(NQC[Unit Category]=Supply[[#This Row],[Unit Category]]),0))*INDEX(Profiles[],MATCH(1,(Profiles[Month]=Supply[[#This Row],[Month]])*(Profiles[Hour Ending]=Supply[[#This Row],[Hour Ending]]),0),MATCH(Supply[[#This Row],[Unit Category]],Profiles[#Headers],0))","v":1855.0189870000004}]
[5,"Cogen",6,{"$f":"INDEX(NQC[NQC MW],MATCH(1,(NQC[Month]=Supply[[#This Row],[Month]])*(NQC[Unit Category]=Supply[[#This Row],[Unit Category]]),0))*INDEX(Profiles[],MATCH(1,(Profiles[Month]=Supply[[#This Row],[Month]])*(Profiles[Hour Ending]=Supply[[#This Row],[Hour Ending]]),0),MATCH(Supply[[#This Row],[Unit Category]],Profiles[#Headers],0))","v":1855.0189870000004}]
[5,"Cogen",7,{"$f":"INDEX(NQC[NQC MW],MATCH(1,(NQC[Month]=Supply[[#This Row],[Month]])*(NQC[Unit Category]=Supply[[#This Row],[Unit Category]]),0))*INDEX(Profiles[],MATCH(1,(Profiles[Month]=Supply[[#This Row],[Month]])*(Profiles[Hour Ending]=Supply[[#This Row],[Hour Ending]]),0),MATCH(Supply[[#This Row],[Unit Category]],Profiles[#Headers],0))","v":1855.0189870000004}]
[5,"Cogen",8,{"$f":"INDEX(NQC[NQC MW],MATCH(1,(NQC[Month]=Supply[[#This Row],[Month]])*(NQC[Unit Category]=Supply[[#This Row],[Unit Category]]),0))*INDEX(Profiles[],MATCH(1,(Profiles[Month]=Supply[[#This Row],[Month]])*(Profiles[Hour Ending]=Supply[[#This Row],[Hour Ending]]),0),MATCH(Supply[[#This Row],[Unit Category]],Profiles[#Headers],0))","v":1855.0189870000004}]
[5,"Cogen",9,{"$f":"INDEX(NQC[NQC MW],MATCH(1,(NQC[Month]=Supply[[#This Row],[Month]])*(NQC[Unit Category]=Supply[[#This Row],[Unit Category]]),0))*INDEX(Profiles[],MATCH(1,(Profiles[Month]=Supply[[#This Row],[Month]])*(Profiles[Hour Ending]=Supply[[#This Row],[Hour Ending]]),0),MATCH(Supply[[#This Row],[Unit Category]],Profiles[#Headers],0))","v":1855.0189870000004}]
[5,"Cogen",10,{"$f":"INDEX(NQC[NQC MW],MATCH(1,(NQC[Month]=Supply[[#This Row],[Month]])*(NQC[Unit Category]=Supply[[#This Row],[Unit Category]]),0))*INDEX(Profiles[],MATCH(1,(Profiles[Month]=Supply[[#This Row],[Month]])*(Profiles[Hour Ending]=Supply[[#This Row],[Hour Ending]]),0),MATCH(Supply[[#This Row],[Unit Category]],Profiles[#Headers],0))","v":1855.0189870000004}]
[5,"Cogen",11,{"$f":"INDEX(NQC[NQC MW],MATCH(1,(NQC[Month]=Supply[[#This Row],[Month]])*(NQC[Unit Category]=Supply[[#This Row],[Unit Category]]),0))*INDEX(Profiles[],MATCH(1,(Profiles[Month]=Supply[[#This Row],[Month]])*(Profiles[Hour Ending]=Supply[[#This Row],[Hour Ending]]),0),MATCH(Supply[[#This Row],[Unit Category]],Profiles[#Headers],0))","v":1855.0189870000004}]
[5,"Cogen",12,{"$f":"INDEX(NQC[NQC MW],MATCH(1,(NQC[Month]=Supply[[#This Row],[Month]])*(NQC[Unit Category]=Supply[[#This Row],[Unit Category]]),0))*INDEX(Profiles[],MATCH(1,(Profiles[Month]=Supply[[#This Row],[Month]])*(Profiles[Hour Ending]=Supply[[#This Row],[Hour Ending]]),0),MATCH(Supply[[#This Row],[Unit Category]],Profiles[#Headers],0))","v":1855.0189870000004}]
[5,"Cogen",13,{"$f":"INDEX(NQC[NQC MW],MATCH(1,(NQC[Month]=Supply[[#This Row],[Month]])*(NQC[Unit Category]=Supply[[#This Row],[Unit Category]]),0))*INDEX(Profiles[],MATCH(1,(Profiles[Month]=Supply[[#This Row],[Month]])*(Profiles[Hour Ending]=Supply[[#This Row],[Hour Ending]]),0),MATCH(Supply[[#This Row],[Unit Category]],Profiles[#Headers],0))","v":1855.0189870000004}]
[5,"Cogen",14,{"$f":"INDEX(NQC[NQC MW],MATCH(1,(NQC[Month]=Supply[[#This Row],[Month]])*(NQC[Unit Category]=Supply[[#This Row],[Unit Category]]),0))*INDEX(Profiles[],MATCH(1,(Profiles[Month]=Supply[[#This Row],[Month]])*(Profiles[Hour Ending]=Supply[[#This Row],[Hour Ending]]),0),MATCH(Supply[[#This Row],[Unit Category]],Profiles[#Headers],0))","v":1855.0189870000004}]
[5,"Cogen",15,{"$f":"INDEX(NQC[NQC MW],MATCH(1,(NQC[Month]=Supply[[#This Row],[Month]])*(NQC[Unit Category]=Supply[[#This Row],[Unit Category]]),0))*INDEX(Profiles[],MATCH(1,(Profiles[Month]=Supply[[#This Row],[Month]])*(Profiles[Hour Ending]=Supply[[#This Row],[Hour Ending]]),0),MATCH(Supply[[#This Row],[Unit Category]],Profiles[#Headers],0))","v":1855.0189870000004}]
[5,"Cogen",16,{"$f":"INDEX(NQC[NQC MW],MATCH(1,(NQC[Month]=Supply[[#This Row],[Month]])*(NQC[Unit Category]=Supply[[#This Row],[Unit Category]]),0))*INDEX(Profiles[],MATCH(1,(Profiles[Month]=Supply[[#This Row],[Month]])*(Profiles[Hour Ending]=Supply[[#This Row],[Hour Ending]]),0),MATCH(Supply[[#This Row],[Unit Category]],Profiles[#Headers],0))","v":1855.0189870000004}]
[5,"Cogen",17,{"$f":"INDEX(NQC[NQC MW],MATCH(1,(NQC[Month]=Supply[[#This Row],[Month]])*(NQC[Unit Category]=Supply[[#This Row],[Unit Category]]),0))*INDEX(Profiles[],MATCH(1,(Profiles[Month]=Supply[[#This Row],[Month]])*(Profiles[Hour Ending]=Supply[[#This Row],[Hour Ending]]),0),MATCH(Supply[[#This Row],[Unit Category]],Profiles[#Headers],0))","v":1855.0189870000004}]
[5,"Cogen",18,{"$f":"INDEX(NQC[NQC MW],MATCH(1,(NQC[Month]=Supply[[#This Row],[Month]])*(NQC[Unit Category]=Supply[[#This Row],[Unit Category]]),0))*INDEX(Profiles[],MATCH(1,(Profiles[Month]=Supply[[#This Row],[Month]])*(Profiles[Hour Ending]=Supply[[#This Row],[Hour Ending]]),0),MATCH(Supply[[#This Row],[Unit Category]],Profiles[#Headers],0))","v":1855.0189870000004}]
[5,"Cogen",19,{"$f":"INDEX(NQC[NQC MW],MATCH(1,(NQC[Month]=Supply[[#This Row],[Month]])*(NQC[Unit Category]=Supply[[#This Row],[Unit Category]]),0))*INDEX(Profiles[],MATCH(1,(Profiles[Month]=Supply[[#This Row],[Month]])*(Profiles[Hour Ending]=Supply[[#This Row],[Hour Ending]]),0),MATCH(Supply[[#This Row],[Unit Category]],Profiles[#Headers],0))","v":1855.0189870000004}]
[5,"Cogen",20,{"$f":"INDEX(NQC[NQC MW],MATCH(1,(NQC[Month]=Supply[[#This Row],[Month]])*(NQC[Unit Category]=Supply[[#This Row],[Unit Category]]),0))*INDEX(Profiles[],MATCH(1,(Profiles[Month]=Supply[[#This Row],[Month]])*(Profiles[Hour Ending]=Supply[[#This Row],[Hour Ending]]),0),MATCH(Supply[[#This Row],[Unit Category]],Profiles[#Headers],0))","v":1855.0189870000004}]
[5,"Cogen",21,{"$f":"INDEX(NQC[NQC MW],MATCH(1,(NQC[Month]=Supply[[#This Row],[Month]])*(NQC[Unit Category]=Supply[[#This Row],[Unit Category]]),0))*INDEX(Profiles[],MATCH(1,(Profiles[Month]=Supply[[#This Row],[Month]])*(Profiles[Hour Ending]=Supply[[#This Row],[Hour Ending]]),0),MATCH(Supply[[#This Row],[Unit Category]],Profiles[#Headers],0))","v":1855.0189870000004}]
[5,"Cogen",22,{"$f":"INDEX(NQC[NQC MW],MATCH(1,(NQC[Month]=Supply[[#This Row],[Month]])*(NQC[Unit Category]=Supply[[#This Row],[Unit Category]]),0))*INDEX(Profiles[],MATCH(1,(Profiles[Month]=Supply[[#This Row],[Month]])*(Profiles[Hour Ending]=Supply[[#This Row],[Hour Ending]]),0),MATCH(Supply[[#This Row],[Unit Category]],Profiles[#Headers],0))","v":1855.0189870000004}]
[5,"Cogen",23,{"$f":"INDEX(NQC[NQC MW],MATCH(1,(NQC[Month]=Supply[[#This Row],[Month]])*(NQC[Unit Category]=Supply[[#This Row],[Unit Category]]),0))*INDEX(Profiles[],MATCH(1,(Profiles[Month]=Supply[[#This Row],[Month]])*(Profiles[Hour Ending]=Supply[[#This Row],[Hour Ending]]),0),MATCH(Supply[[#This Row],[Unit Category]],Profiles[#Headers],0))","v":1855.0189870000004}]
[5,"Cogen",24,{"$f":"INDEX(NQC[NQC MW],MATCH(1,(NQC[Month]=Supply[[#This Row],[Month]])*(NQC[Unit Category]=Supply[[#This Row],[Unit Category]]),0))*INDEX(Profiles[],MATCH(1,(Profiles[Month]=Supply[[#This Row],[Month]])*(Profiles[Hour Ending]=Supply[[#This Row],[Hour Ending]]),0),MATCH(Supply[[#This Row],[Unit Category]],Profiles[#Headers],0))","v":1855.0189870000004}]
[5,"CT",1,{"$f":"INDEX(NQC[NQC MW],MATCH(1,(NQC[Month]=Supply[[#This Row],[Month]])*(NQC[Unit Category]=Supply[[#This Row],[Unit Category]]),0))*INDEX(Profiles[],MATCH(1,(Profiles[Month]=Supply[[#This Row],[Month]])*(Profiles[Hour Ending]=Supply[[#This Row],[Hour Ending]]),0),MATCH(Supply[[#This Row],[Unit Category]],Profiles[#Headers],0))","v":8008.0199999999995}]
[5,"CT",2,{"$f":"INDEX(NQC[NQC MW],MATCH(1,(NQC[Month]=Supply[[#This Row],[Month]])*(NQC[Unit Category]=Supply[[#This Row],[Unit Category]]),0))*INDEX(Profiles[],MATCH(1,(Profiles[Month]=Supply[[#This Row],[Month]])*(Profiles[Hour Ending]=Supply[[#This Row],[Hour Ending]]),0),MATCH(Supply[[#This Row],[Unit Category]],Profiles[#Headers],0))","v":8008.0199999999995}]
[5,"CT",3,{"$f":"INDEX(NQC[NQC MW],MATCH(1,(NQC[Month]=Supply[[#This Row],[Month]])*(NQC[Unit Category]=Supply[[#This Row],[Unit Category]]),0))*INDEX(Profiles[],MATCH(1,(Profiles[Month]=Supply[[#This Row],[Month]])*(Profiles[Hour Ending]=Supply[[#This Row],[Hour Ending]]),0),MATCH(Supply[[#This Row],[Unit Category]],Profiles[#Headers],0))","v":8008.0199999999995}]
[5,"CT",4,{"$f":"INDEX(NQC[NQC MW],MATCH(1,(NQC[Month]=Supply[[#This Row],[Month]])*(NQC[Unit Category]=Supply[[#This Row],[Unit Category]]),0))*INDEX(Profiles[],MATCH(1,(Profiles[Month]=Supply[[#This Row],[Month]])*(Profiles[Hour Ending]=Supply[[#This Row],[Hour Ending]]),0),MATCH(Supply[[#This Row],[Unit Category]],Profiles[#Headers],0))","v":8008.0199999999995}]
[5,"CT",5,{"$f":"INDEX(NQC[NQC MW],MATCH(1,(NQC[Month]=Supply[[#This Row],[Month]])*(NQC[Unit Category]=Supply[[#This Row],[Unit Category]]),0))*INDEX(Profiles[],MATCH(1,(Profiles[Month]=Supply[[#This Row],[Month]])*(Profiles[Hour Ending]=Supply[[#This Row],[Hour Ending]]),0),MATCH(Supply[[#This Row],[Unit Category]],Profiles[#Headers],0))","v":8008.0199999999995}]
[5,"CT",6,{"$f":"INDEX(NQC[NQC MW],MATCH(1,(NQC[Month]=Supply[[#This Row],[Month]])*(NQC[Unit Category]=Supply[[#This Row],[Unit Category]]),0))*INDEX(Profiles[],MATCH(1,(Profiles[Month]=Supply[[#This Row],[Month]])*(Profiles[Hour Ending]=Supply[[#This Row],[Hour Ending]]),0),MATCH(Supply[[#This Row],[Unit Category]],Profiles[#Headers],0))","v":8008.0199999999995}]
[5,"CT",7,{"$f":"INDEX(NQC[NQC MW],MATCH(1,(NQC[Month]=Supply[[#This Row],[Month]])*(NQC[Unit Category]=Supply[[#This Row],[Unit Category]]),0))*INDEX(Profiles[],MATCH(1,(Profiles[Month]=Supply[[#This Row],[Month]])*(Profiles[Hour Ending]=Supply[[#This Row],[Hour Ending]]),0),MATCH(Supply[[#This Row],[Unit Category]],Profiles[#Headers],0))","v":8008.0199999999995}]
[5,"CT",8,{"$f":"INDEX(NQC[NQC MW],MATCH(1,(NQC[Month]=Supply[[#This Row],[Month]])*(NQC[Unit Category]=Supply[[#This Row],[Unit Category]]),0))*INDEX(Profiles[],MATCH(1,(Profiles[Month]=Supply[[#This Row],[Month]])*(Profiles[Hour Ending]=Supply[[#This Row],[Hour Ending]]),0),MATCH(Supply[[#This Row],[Unit Category]],Profiles[#Headers],0))","v":8008.0199999999995}]
[5,"CT",9,{"$f":"INDEX(NQC[NQC MW],MATCH(1,(NQC[Month]=Supply[[#This Row],[Month]])*(NQC[Unit Category]=Supply[[#This Row],[Unit Category]]),0))*INDEX(Profiles[],MATCH(1,(Profiles[Month]=Supply[[#This Row],[Month]])*(Profiles[Hour Ending]=Supply[[#This Row],[Hour Ending]]),0),MATCH(Supply[[#This Row],[Unit Category]],Profiles[#Headers],0))","v":8008.0199999999995}]
[5,"CT",10,{"$f":"INDEX(NQC[NQC MW],MATCH(1,(NQC[Month]=Supply[[#This Row],[Month]])*(NQC[Unit Category]=Supply[[#This Row],[Unit Category]]),0))*INDEX(Profiles[],MATCH(1,(Profiles[Month]=Supply[[#This Row],[Month]])*(Profiles[Hour Ending]=Supply[[#This Row],[Hour Ending]]),0),MATCH(Supply[[#This Row],[Unit Category]],Profiles[#Headers],0))","v":8008.0199999999995}]
[5,"CT",11,{"$f":"INDEX(NQC[NQC MW],MATCH(1,(NQC[Month]=Supply[[#This Row],[Month]])*(NQC[Unit Category]=Supply[[#This Row],[Unit Category]]),0))*INDEX(Profiles[],MATCH(1,(Profiles[Month]=Supply[[#This Row],[Month]])*(Profiles[Hour Ending]=Supply[[#This Row],[Hour Ending]]),0),MATCH(Supply[[#This Row],[Unit Category]],Profiles[#Headers],0))","v":8008.0199999999995}]
[5,"CT",12,{"$f":"INDEX(NQC[NQC MW],MATCH(1,(NQC[Month]=Supply[[#This Row],[Month]])*(NQC[Unit Category]=Supply[[#This Row],[Unit Category]]),0))*INDEX(Profiles[],MATCH(1,(Profiles[Month]=Supply[[#This Row],[Month]])*(Profiles[Hour Ending]=Supply[[#This Row],[Hour Ending]]),0),MATCH(Supply[[#This Row],[Unit Category]],Profiles[#Headers],0))","v":8008.0199999999995}]
[5,"CT",13,{"$f":"INDEX(NQC[NQC MW],MATCH(1,(NQC[Month]=Supply[[#This Row],[Month]])*(NQC[Unit Category]=Supply[[#This Row],[Unit Category]]),0))*INDEX(Profiles[],MATCH(1,(Profiles[Month]=Supply[[#This Row],[Month]])*(Profiles[Hour Ending]=Supply[[#This Row],[Hour Ending]]),0),MATCH(Supply[[#This Row],[Unit Category]],Profiles[#Headers],0))","v":8008.0199999999995}]
[5,"CT",14,{"$f":"INDEX(NQC[NQC MW],MATCH(1,(NQC[Month]=Supply[[#This Row],[Month]])*(NQC[Unit Category]=Supply[[#This Row],[Unit Category]]),0))*INDEX(Profiles[],MATCH(1,(Profiles[Month]=Supply[[#This Row],[Month]])*(Profiles[Hour Ending]=Supply[[#This Row],[Hour Ending]]),0),MATCH(Supply[[#This Row],[Unit Category]],Profiles[#Headers],0))","v":8008.0199999999995}]
[5,"CT",15,{"$f":"INDEX(NQC[NQC MW],MATCH(1,(NQC[Month]=Supply[[#This Row],[Month]])*(NQC[Unit Category]=Supply[[#This Row],[Unit Category]]),0))*INDEX(Profiles[],MATCH(1,(Profiles[Month]=Supply[[#This Row],[Month]])*(Profiles[Hour Ending]=Supply[[#This Row],[Hour Ending]]),0),MATCH(Supply[[#This Row],[Unit Category]],Profiles[#Headers],0))","v":8008.0199999999995}]
[5,"CT",16,{"$f":"INDEX(NQC[NQC MW],MATCH(1,(NQC[Month]=Supply[[#This Row],[Month]])*(NQC[Unit Category]=Supply[[#This Row],[Unit Category]]),0))*INDEX(Profiles[],MATCH(1,(Profiles[Month]=Supply[[#This Row],[Month]])*(Profiles[Hour Ending]=Supply[[#This Row],[Hour Ending]]),0),MATCH(Supply[[#This Row],[Unit Category]],Profiles[#Headers],0))","v":8008.0199999999995}]
[5,"CT",17,{"$f":"INDEX(NQC[NQC MW],MATCH(1,(NQC[Month]=Supply[[#This Row],[Month]])*(NQC[Unit Category]=Supply[[#This Row],[Unit Category]]),0))*INDEX(Profiles[],MATCH(1,(Profiles[Month]=Supply[[#This Row],[Month]])*(Profiles[Hour Ending]=Supply[[#This Row],[Hour Ending]]),0),MATCH(Supply[[#This Row],[Unit Category]],Profiles[#Headers],0))","v":8008.0199999999995}]
[5,"CT",18,{"$f":"INDEX(NQC[NQC MW],MATCH(1,(NQC[Month]=Supply[[#This Row],[Month]])*(NQC[Unit Category]=Supply[[#This Row],[Unit Category]]),0))*INDEX(Profiles[],MATCH(1,(Profiles[Month]=Supply[[#This Row],[Month]])*(Profiles[Hour Ending]=Supply[[#This Row],[Hour Ending]]),0),MATCH(Supply[[#This Row],[Unit Category]],Profiles[#Headers],0))","v":8008.0199999999995}]
[5,"CT",19,{"$f":"INDEX(NQC[NQC MW],MATCH(1,(NQC[Month]=Supply[[#This Row],[Month]])*(NQC[Unit Category]=Supply[[#This Row],[Unit Category]]),0))*INDEX(Profiles[],MATCH(1,(Profiles[Month]=Supply[[#This Row],[Month]])*(Profiles[Hour Ending]=Supply[[#This Row],[Hour Ending]]),0),MATCH(Supply[[#This Row],[Unit Category]],Profiles[#Headers],0))","v":8008.0199999999995}]
[5,"CT",20,{"$f":"INDEX(NQC[NQC MW],MATCH(1,(NQC[Month]=Supply[[#This Row],[Month]])*(NQC[Unit Category]=Supply[[#This Row],[Unit Category]]),0))*INDEX(Profiles[],MATCH(1,(Profiles[Month]=Supply[[#This Row],[Month]])*(Profiles[Hour Ending]=Supply[[#This Row],[Hour Ending]]),0),MATCH(Supply[[#This Row],[Unit Category]],Profiles[#Headers],0))","v":8008.0199999999995}]
[5,"CT",21,{"$f":"INDEX(NQC[NQC MW],MATCH(1,(NQC[Month]=Supply[[#This Row],[Month]])*(NQC[Unit Category]=Supply[[#This Row],[Unit Category]]),0))*INDEX(Profiles[],MATCH(1,(Profiles[Month]=Supply[[#This Row],[Month]])*(Profiles[Hour Ending]=Supply[[#This Row],[Hour Ending]]),0),MATCH(Supply[[#This Row],[Unit Category]],Profiles[#Headers],0))","v":8008.0199999999995}]
[5,"CT",22,{"$f":"INDEX(NQC[NQC MW],MATCH(1,(NQC[Month]=Supply[[#This Row],[Month]])*(NQC[Unit Category]=Supply[[#This Row],[Unit Category]]),0))*INDEX(Profiles[],MATCH(1,(Profiles[Month]=Supply[[#This Row],[Month]])*(Profiles[Hour Ending]=Supply[[#This Row],[Hour Ending]]),0),MATCH(Supply[[#This Row],[Unit Category]],Profiles[#Headers],0))","v":8008.0199999999995}]
[5,"CT",23,{"$f":"INDEX(NQC[NQC MW],MATCH(1,(NQC[Month]=Supply[[#This Row],[Month]])*(NQC[Unit Category]=Supply[[#This Row],[Unit Category]]),0))*INDEX(Profiles[],MATCH(1,(Profiles[Month]=Supply[[#This Row],[Month]])*(Profiles[Hour Ending]=Supply[[#This Row],[Hour Ending]]),0),MATCH(Supply[[#This Row],[Unit Category]],Profiles[#Headers],0))","v":8008.0199999999995}]
[5,"CT",24,{"$f":"INDEX(NQC[NQC MW],MATCH(1,(NQC[Month]=Supply[[#This Row],[Month]])*(NQC[Unit Category]=Supply[[#This Row],[Unit Category]]),0))*INDEX(Profiles[],MATCH(1,(Profiles[Month]=Supply[[#This Row],[Month]])*(Profiles[Hour Ending]=Supply[[#This Row],[Hour Ending]]),0),MATCH(Supply[[#This Row],[Unit Category]],Profiles[#Headers],0))","v":8008.0199999999995}]
[5,"DR",1,{"$f":"INDEX(NQC[NQC MW],MATCH(1,(NQC[Month]=Supply[[#This Row],[Month]])*(NQC[Unit Category]=Supply[[#This Row],[Unit Category]]),0))*INDEX(Profiles[],MATCH(1,(Profiles[Month]=Supply[[#This Row],[Month]])*(Profiles[Hour Ending]=Supply[[#This Row],[Hour Ending]]),0),MATCH(Supply[[#This Row],[Unit Category]],Profiles[#Headers],0))","v":0}]
[5,"DR",2,{"$f":"INDEX(NQC[NQC MW],MATCH(1,(NQC[Month]=Supply[[#This Row],[Month]])*(NQC[Unit Category]=Supply[[#This Row],[Unit Category]]),0))*INDEX(Profiles[],MATCH(1,(Profiles[Month]=Supply[[#This Row],[Month]])*(Profiles[Hour Ending]=Supply[[#This Row],[Hour Ending]]),0),MATCH(Supply[[#This Row],[Unit Category]],Profiles[#Headers],0))","v":0}]
[5,"DR",3,{"$f":"INDEX(NQC[NQC MW],MATCH(1,(NQC[Month]=Supply[[#This Row],[Month]])*(NQC[Unit Category]=Supply[[#This Row],[Unit Category]]),0))*INDEX(Profiles[],MATCH(1,(Profiles[Month]=Supply[[#This Row],[Month]])*(Profiles[Hour Ending]=Supply[[#This Row],[Hour Ending]]),0),MATCH(Supply[[#This Row],[Unit Category]],Profiles[#Headers],0))","v":0}]
[5,"DR",4,{"$f":"INDEX(NQC[NQC MW],MATCH(1,(NQC[Month]=Supply[[#This Row],[Month]])*(NQC[Unit Category]=Supply[[#This Row],[Unit Category]]),0))*INDEX(Profiles[],MATCH(1,(Profiles[Month]=Supply[[#This Row],[Month]])*(Profiles[Hour Ending]=Supply[[#This Row],[Hour Ending]]),0),MATCH(Supply[[#This Row],[Unit Category]],Profiles[#Headers],0))","v":0}]
[5,"DR",5,{"$f":"INDEX(NQC[NQC MW],MATCH(1,(NQC[Month]=Supply[[#This Row],[Month]])*(NQC[Unit Category]=Supply[[#This Row],[Unit Category]]),0))*INDEX(Profiles[],MATCH(1,(Profiles[Month]=Supply[[#This Row],[Month]])*(Profiles[Hour Ending]=Supply[[#This Row],[Hour Ending]]),0),MATCH(Supply[[#This Row],[Unit Category]],Profiles[#Headers],0))","v":0}]
[5,"DR",6,{"$f":"INDEX(NQC[NQC MW],MATCH(1,(NQC[Month]=Supply[[#This Row],[Month]])*(NQC[Unit Category]=Supply[[#This Row],[Unit Category]]),0))*INDEX(Profiles[],MATCH(1,(Profiles[Month]=Supply[[#This Row],[Month]])*(Profiles[Hour Ending]=Supply[[#This Row],[Hour Ending]]),0),MATCH(Supply[[#This Row],[Unit Category]],Profiles[#Headers],0))","v":0}]
[5,"DR",7,{"$f":"INDEX(NQC[NQC MW],MATCH(1,(NQC[Month]=Supply[[#This Row],[Month]])*(NQC[Unit Category]=Supply[[#This Row],[Unit Category]]),0))*INDEX(Profiles[],MATCH(1,(Profiles[Month]=Supply[[#This Row],[Month]])*(Profiles[Hour Ending]=Supply[[#This Row],[Hour Ending]]),0),MATCH(Supply[[#This Row],[Unit Category]],Profiles[#Headers],0))","v":0}]
[5,"DR",8,{"$f":"INDEX(NQC[NQC MW],MATCH(1,(NQC[Month]=Supply[[#This Row],[Month]])*(NQC[Unit Category]=Supply[[#This Row],[Unit Category]]),0))*INDEX(Profiles[],MATCH(1,(Profiles[Month]=Supply[[#This Row],[Month]])*(Profiles[Hour Ending]=Supply[[#This Row],[Hour Ending]]),0),MATCH(Supply[[#This Row],[Unit Category]],Profiles[#Headers],0))","v":0}]
[5,"DR",9,{"$f":"INDEX(NQC[NQC MW],MATCH(1,(NQC[Month]=Supply[[#This Row],[Month]])*(NQC[Unit Category]=Supply[[#This Row],[Unit Category]]),0))*INDEX(Profiles[],MATCH(1,(Profiles[Month]=Supply[[#This Row],[Month]])*(Profiles[Hour Ending]=Supply[[#This Row],[Hour Ending]]),0),MATCH(Supply[[#This Row],[Unit Category]],Profiles[#Headers],0))","v":0}]
[5,"DR",10,{"$f":"INDEX(NQC[NQC MW],MATCH(1,(NQC[Month]=Supply[[#This Row],[Month]])*(NQC[Unit Category]=Supply[[#This Row],[Unit Category]]),0))*INDEX(Profiles[],MATCH(1,(Profiles[Month]=Supply[[#This Row],[Month]])*(Profiles[Hour Ending]=Supply[[#This Row],[Hour Ending]]),0),MATCH(Supply[[#This Row],[Unit Category]],Profiles[#Headers],0))","v":0}]
[5,"DR",11,{"$f":"INDEX(NQC[NQC MW],MATCH(1,(NQC[Month]=Supply[[#This Row],[Month]])*(NQC[Unit Category]=Supply[[#This Row],[Unit Category]]),0))*INDEX(Profiles[],MATCH(1,(Profiles[Month]=Supply[[#This Row],[Month]])*(Profiles[Hour Ending]=Supply[[#This Row],[Hour Ending]]),0),MATCH(Supply[[#This Row],[Unit Category]],Profiles[#Headers],0))","v":0}]
[5,"DR",12,{"$f":"INDEX(NQC[NQC MW],MATCH(1,(NQC[Month]=Supply[[#This Row],[Month]])*(NQC[Unit Category]=Supply[[#This Row],[Unit Category]]),0))*INDEX(Profiles[],MATCH(1,(Profiles[Month]=Supply[[#This Row],[Month]])*(Profiles[Hour Ending]=Supply[[#This Row],[Hour Ending]]),0),MATCH(Supply[[#This Row],[Unit Category]],Profiles[#Headers],0))","v":0}]
[5,"DR",13,{"$f":"INDEX(NQC[NQC MW],MATCH(1,(NQC[Month]=Supply[[#This Row],[Month]])*(NQC[Unit Category]=Supply[[#This Row],[Unit Category]]),0))*INDEX(Profiles[],MATCH(1,(Profiles[Month]=Supply[[#This Row],[Month]])*(Profiles[Hour Ending]=Supply[[#This Row],[Hour Ending]]),0),MATCH(Supply[[#This Row],[Unit Category]],Profiles[#Headers],0))","v":0}]
[5,"DR",14,{"$f":"INDEX(NQC[NQC MW],MATCH(1,(NQC[Month]=Supply[[#This Row],[Month]])*(NQC[Unit Category]=Supply[[#This Row],[Unit Category]]),0))*INDEX(Profiles[],MATCH(1,(Profiles[Month]=Supply[[#This Row],[Month]])*(Profiles[Hour Ending]=Supply[[#This Row],[Hour Ending]]),0),MATCH(Supply[[#This Row],[Unit Category]],Profiles[#Headers],0))","v":0}]
[5,"DR",15,{"$f":"INDEX(NQC[NQC MW],MATCH(1,(NQC[Month]=Supply[[#This Row],[Month]])*(NQC[Unit Category]=Supply[[#This Row],[Unit Category]]),0))*INDEX(Profiles[],MATCH(1,(Profiles[Month]=Supply[[#This Row],[Month]])*(Profiles[Hour Ending]=Supply[[#This Row],[Hour Ending]]),0),MATCH(Supply[[#This Row],[Unit Category]],Profiles[#Headers],0))","v":0}]
[5,"DR",16,{"$f":"INDEX(NQC[NQC MW],MATCH(1,(NQC[Month]=Supply[[#This Row],[Month]])*(NQC[Unit Category]=Supply[[#This Row],[Unit Category]]),0))*INDEX(Profiles[],MATCH(1,(Profiles[Month]=Supply[[#This Row],[Month]])*(Profiles[Hour Ending]=Supply[[#This Row],[Hour Ending]]),0),MATCH(Supply[[#This Row],[Unit Category]],Profiles[#Headers],0))","v":0}]
[5,"DR",17,{"$f":"INDEX(NQC[NQC MW],MATCH(1,(NQC[Month]=Supply[[#This Row],[Month]])*(NQC[Unit Category]=Supply[[#This Row],[Unit Category]]),0))*INDEX(Profiles[],MATCH(1,(Profiles[Month]=Supply[[#This Row],[Month]])*(Profiles[Hour Ending]=Supply[[#This Row],[Hour Ending]]),0),MATCH(Supply[[#This Row],[Unit Category]],Profiles[#Headers],0))","v":0}]
[5,"DR",18,{"$f":"INDEX(NQC[NQC MW],MATCH(1,(NQC[Month]=Supply[[#This Row],[Month]])*(NQC[Unit Category]=Supply[[#This Row],[Unit Category]]),0))*INDEX(Profiles[],MATCH(1,(Profiles[Month]=Supply[[#This Row],[Month]])*(Profiles[Hour Ending]=Supply[[#This Row],[Hour Ending]]),0),MATCH(Supply[[#This Row],[Unit Category]],Profiles[#Headers],0))","v":2666.8750364982056}]
[5,"DR",19,{"$f":"INDEX(NQC[NQC MW],MATCH(1,(NQC[Month]=Supply[[#This Row],[Month]])*(NQC[Unit Category]=Supply[[#This Row],[Unit Category]]),0))*INDEX(Profiles[],MATCH(1,(Profiles[Month]=Supply[[#This Row],[Month]])*(Profiles[Hour Ending]=Supply[[#This Row],[Hour Ending]]),0),MATCH(Supply[[#This Row],[Unit Category]],Profiles[#Headers],0))","v":2484.1755531060758}]
[5,"DR",20,{"$f":"INDEX(NQC[NQC MW],MATCH(1,(NQC[Month]=Supply[[#This Row],[Month]])*(NQC[Unit Category]=Supply[[#This Row],[Unit Category]]),0))*INDEX(Profiles[],MATCH(1,(Profiles[Month]=Supply[[#This Row],[Month]])*(Profiles[Hour Ending]=Supply[[#This Row],[Hour Ending]]),0),MATCH(Supply[[#This Row],[Unit Category]],Profiles[#Headers],0))","v":2457.5468299955628}]
[5,"DR",21,{"$f":"INDEX(NQC[NQC MW],MATCH(1,(NQC[Month]=Supply[[#This Row],[Month]])*(NQC[Unit Category]=Supply[[#This Row],[Unit Category]]),0))*INDEX(Profiles[],MATCH(1,(Profiles[Month]=Supply[[#This Row],[Month]])*(Profiles[Hour Ending]=Supply[[#This Row],[Hour Ending]]),0),MATCH(Supply[[#This Row],[Unit Category]],Profiles[#Headers],0))","v":2378.7004305305536}]
[5,"DR",22,{"$f":"INDEX(NQC[NQC MW],MATCH(1,(NQC[Month]=Supply[[#This Row],[Month]])*(NQC[Unit Category]=Supply[[#This Row],[Unit Category]]),0))*INDEX(Profiles[],MATCH(1,(Profiles[Month]=Supply[[#This Row],[Month]])*(Profiles[Hour Ending]=Supply[[#This Row],[Hour Ending]]),0),MATCH(Supply[[#This Row],[Unit Category]],Profiles[#Headers],0))","v":1865.5580025574714}]
[5,"DR",23,{"$f":"INDEX(NQC[NQC MW],MATCH(1,(NQC[Month]=Supply[[#This Row],[Month]])*(NQC[Unit Category]=Supply[[#This Row],[Unit Category]]),0))*INDEX(Profiles[],MATCH(1,(Profiles[Month]=Supply[[#This Row],[Month]])*(Profiles[Hour Ending]=Supply[[#This Row],[Hour Ending]]),0),MATCH(Supply[[#This Row],[Unit Category]],Profiles[#Headers],0))","v":0}]
[5,"DR",24,{"$f":"INDEX(NQC[NQC MW],MATCH(1,(NQC[Month]=Supply[[#This Row],[Month]])*(NQC[Unit Category]=Supply[[#This Row],[Unit Category]]),0))*INDEX(Profiles[],MATCH(1,(Profiles[Month]=Supply[[#This Row],[Month]])*(Profiles[Hour Ending]=Supply[[#This Row],[Hour Ending]]),0),MATCH(Supply[[#This Row],[Unit Category]],Profiles[#Headers],0))","v":0}]
[5,"Geothermal",1,{"$f":"INDEX(NQC[NQC MW],MATCH(1,(NQC[Month]=Supply[[#This Row],[Month]])*(NQC[Unit Category]=Supply[[#This Row],[Unit Category]]),0))*INDEX(Profiles[],MATCH(1,(Profiles[Month]=Supply[[#This Row],[Month]])*(Profiles[Hour Ending]=Supply[[#This Row],[Hour Ending]]),0),MATCH(Supply[[#This Row],[Unit Category]],Profiles[#Headers],0))","v":1253.3596990000001}]
[5,"Geothermal",2,{"$f":"INDEX(NQC[NQC MW],MATCH(1,(NQC[Month]=Supply[[#This Row],[Month]])*(NQC[Unit Category]=Supply[[#This Row],[Unit Category]]),0))*INDEX(Profiles[],MATCH(1,(Profiles[Month]=Supply[[#This Row],[Month]])*(Profiles[Hour Ending]=Supply[[#This Row],[Hour Ending]]),0),MATCH(Supply[[#This Row],[Unit Category]],Profiles[#Headers],0))","v":1253.3596990000001}]
[5,"Geothermal",3,{"$f":"INDEX(NQC[NQC MW],MATCH(1,(NQC[Month]=Supply[[#This Row],[Month]])*(NQC[Unit Category]=Supply[[#This Row],[Unit Category]]),0))*INDEX(Profiles[],MATCH(1,(Profiles[Month]=Supply[[#This Row],[Month]])*(Profiles[Hour Ending]=Supply[[#This Row],[Hour Ending]]),0),MATCH(Supply[[#This Row],[Unit Category]],Profiles[#Headers],0))","v":1253.3596990000001}]
[5,"Geothermal",4,{"$f":"INDEX(NQC[NQC MW],MATCH(1,(NQC[Month]=Supply[[#This Row],[Month]])*(NQC[Unit Category]=Supply[[#This Row],[Unit Category]]),0))*INDEX(Profiles[],MATCH(1,(Profiles[Month]=Supply[[#This Row],[Month]])*(Profiles[Hour Ending]=Supply[[#This Row],[Hour Ending]]),0),MATCH(Supply[[#This Row],[Unit Category]],Profiles[#Headers],0))","v":1253.3596990000001}]
[5,"Geothermal",5,{"$f":"INDEX(NQC[NQC MW],MATCH(1,(NQC[Month]=Supply[[#This Row],[Month]])*(NQC[Unit Category]=Supply[[#This Row],[Unit Category]]),0))*INDEX(Profiles[],MATCH(1,(Profiles[Month]=Supply[[#This Row],[Month]])*(Profiles[Hour Ending]=Supply[[#This Row],[Hour Ending]]),0),MATCH(Supply[[#This Row],[Unit Category]],Profiles[#Headers],0))","v":1253.3596990000001}]
[5,"Geothermal",6,{"$f":"INDEX(NQC[NQC MW],MATCH(1,(NQC[Month]=Supply[[#This Row],[Month]])*(NQC[Unit Category]=Supply[[#This Row],[Unit Category]]),0))*INDEX(Profiles[],MATCH(1,(Profiles[Month]=Supply[[#This Row],[Month]])*(Profiles[Hour Ending]=Supply[[#This Row],[Hour Ending]]),0),MATCH(Supply[[#This Row],[Unit Category]],Profiles[#Headers],0))","v":1253.3596990000001}]
[5,"Geothermal",7,{"$f":"INDEX(NQC[NQC MW],MATCH(1,(NQC[Month]=Supply[[#This Row],[Month]])*(NQC[Unit Category]=Supply[[#This Row],[Unit Category]]),0))*INDEX(Profiles[],MATCH(1,(Profiles[Month]=Supply[[#This Row],[Month]])*(Profiles[Hour Ending]=Supply[[#This Row],[Hour Ending]]),0),MATCH(Supply[[#This Row],[Unit Category]],Profiles[#Headers],0))","v":1253.3596990000001}]
[5,"Geothermal",8,{"$f":"INDEX(NQC[NQC MW],MATCH(1,(NQC[Month]=Supply[[#This Row],[Month]])*(NQC[Unit Category]=Supply[[#This Row],[Unit Category]]),0))*INDEX(Profiles[],MATCH(1,(Profiles[Month]=Supply[[#This Row],[Month]])*(Profiles[Hour Ending]=Supply[[#This Row],[Hour Ending]]),0),MATCH(Supply[[#This Row],[Unit Category]],Profiles[#Headers],0))","v":1253.3596990000001}]
[5,"Geothermal",9,{"$f":"INDEX(NQC[NQC MW],MATCH(1,(NQC[Month]=Supply[[#This Row],[Month]])*(NQC[Unit Category]=Supply[[#This Row],[Unit Category]]),0))*INDEX(Profiles[],MATCH(1,(Profiles[Month]=Supply[[#This Row],[Month]])*(Profiles[Hour Ending]=Supply[[#This Row],[Hour Ending]]),0),MATCH(Supply[[#This Row],[Unit Category]],Profiles[#Headers],0))","v":1253.3596990000001}]
[5,"Geothermal",10,{"$f":"INDEX(NQC[NQC MW],MATCH(1,(NQC[Month]=Supply[[#This Row],[Month]])*(NQC[Unit Category]=Supply[[#This Row],[Unit Category]]),0))*INDEX(Profiles[],MATCH(1,(Profiles[Month]=Supply[[#This Row],[Month]])*(Profiles[Hour Ending]=Supply[[#This Row],[Hour Ending]]),0),MATCH(Supply[[#This Row],[Unit Category]],Profiles[#Headers],0))","v":1253.3596990000001}]
[5,"Geothermal",11,{"$f":"INDEX(NQC[NQC MW],MATCH(1,(NQC[Month]=Supply[[#This Row],[Month]])*(NQC[Unit Category]=Supply[[#This Row],[Unit Category]]),0))*INDEX(Profiles[],MATCH(1,(Profiles[Month]=Supply[[#This Row],[Month]])*(Profiles[Hour Ending]=Supply[[#This Row],[Hour Ending]]),0),MATCH(Supply[[#This Row],[Unit Category]],Profiles[#Headers],0))","v":1253.3596990000001}]
[5,"Geothermal",12,{"$f":"INDEX(NQC[NQC MW],MATCH(1,(NQC[Month]=Supply[[#This Row],[Month]])*(NQC[Unit Category]=Supply[[#This Row],[Unit Category]]),0))*INDEX(Profiles[],MATCH(1,(Profiles[Month]=Supply[[#This Row],[Month]])*(Profiles[Hour Ending]=Supply[[#This Row],[Hour Ending]]),0),MATCH(Supply[[#This Row],[Unit Category]],Profiles[#Headers],0))","v":1253.3596990000001}]
[5,"Geothermal",13,{"$f":"INDEX(NQC[NQC MW],MATCH(1,(NQC[Month]=Supply[[#This Row],[Month]])*(NQC[Unit Category]=Supply[[#This Row],[Unit Category]]),0))*INDEX(Profiles[],MATCH(1,(Profiles[Month]=Supply[[#This Row],[Month]])*(Profiles[Hour Ending]=Supply[[#This Row],[Hour Ending]]),0),MATCH(Supply[[#This Row],[Unit Category]],Profiles[#Headers],0))","v":1253.3596990000001}]
[5,"Geothermal",14,{"$f":"INDEX(NQC[NQC MW],MATCH(1,(NQC[Month]=Supply[[#This Row],[Month]])*(NQC[Unit Category]=Supply[[#This Row],[Unit Category]]),0))*INDEX(Profiles[],MATCH(1,(Profiles[Month]=Supply[[#This Row],[Month]])*(Profiles[Hour Ending]=Supply[[#This Row],[Hour Ending]]),0),MATCH(Supply[[#This Row],[Unit Category]],Profiles[#Headers],0))","v":1253.3596990000001}]
[5,"Geothermal",15,{"$f":"INDEX(NQC[NQC MW],MATCH(1,(NQC[Month]=Supply[[#This Row],[Month]])*(NQC[Unit Category]=Supply[[#This Row],[Unit Category]]),0))*INDEX(Profiles[],MATCH(1,(Profiles[Month]=Supply[[#This Row],[Month]])*(Profiles[Hour Ending]=Supply[[#This Row],[Hour Ending]]),0),MATCH(Supply[[#This Row],[Unit Category]],Profiles[#Headers],0))","v":1253.3596990000001}]
[5,"Geothermal",16,{"$f":"INDEX(NQC[NQC MW],MATCH(1,(NQC[Month]=Supply[[#This Row],[Month]])*(NQC[Unit Category]=Supply[[#This Row],[Unit Category]]),0))*INDEX(Profiles[],MATCH(1,(Profiles[Month]=Supply[[#This Row],[Month]])*(Profiles[Hour Ending]=Supply[[#This Row],[Hour Ending]]),0),MATCH(Supply[[#This Row],[Unit Category]],Profiles[#Headers],0))","v":1253.3596990000001}]
[5,"Geothermal",17,{"$f":"INDEX(NQC[NQC MW],MATCH(1,(NQC[Month]=Supply[[#This Row],[Month]])*(NQC[Unit Category]=Supply[[#This Row],[Unit Category]]),0))*INDEX(Profiles[],MATCH(1,(Profiles[Month]=Supply[[#This Row],[Month]])*(Profiles[Hour Ending]=Supply[[#This Row],[Hour Ending]]),0),MATCH(Supply[[#This Row],[Unit Category]],Profiles[#Headers],0))","v":1253.3596990000001}]
[5,"Geothermal",18,{"$f":"INDEX(NQC[NQC MW],MATCH(1,(NQC[Month]=Supply[[#This Row],[Month]])*(NQC[Unit Category]=Supply[[#This Row],[Unit Category]]),0))*INDEX(Profiles[],MATCH(1,(Profiles[Month]=Supply[[#This Row],[Month]])*(Profiles[Hour Ending]=Supply[[#This Row],[Hour Ending]]),0),MATCH(Supply[[#This Row],[Unit Category]],Profiles[#Headers],0))","v":1253.3596990000001}]
[5,"Geothermal",19,{"$f":"INDEX(NQC[NQC MW],MATCH(1,(NQC[Month]=Supply[[#This Row],[Month]])*(NQC[Unit Category]=Supply[[#This Row],[Unit Category]]),0))*INDEX(Profiles[],MATCH(1,(Profiles[Month]=Supply[[#This Row],[Month]])*(Profiles[Hour Ending]=Supply[[#This Row],[Hour Ending]]),0),MATCH(Supply[[#This Row],[Unit Category]],Profiles[#Headers],0))","v":1253.3596990000001}]
[5,"Geothermal",20,{"$f":"INDEX(NQC[NQC MW],MATCH(1,(NQC[Month]=Supply[[#This Row],[Month]])*(NQC[Unit Category]=Supply[[#This Row],[Unit Category]]),0))*INDEX(Profiles[],MATCH(1,(Profiles[Month]=Supply[[#This Row],[Month]])*(Profiles[Hour Ending]=Supply[[#This Row],[Hour Ending]]),0),MATCH(Supply[[#This Row],[Unit Category]],Profiles[#Headers],0))","v":1253.3596990000001}]
[5,"Geothermal",21,{"$f":"INDEX(NQC[NQC MW],MATCH(1,(NQC[Month]=Supply[[#This Row],[Month]])*(NQC[Unit Category]=Supply[[#This Row],[Unit Category]]),0))*INDEX(Profiles[],MATCH(1,(Profiles[Month]=Supply[[#This Row],[Month]])*(Profiles[Hour Ending]=Supply[[#This Row],[Hour Ending]]),0),MATCH(Supply[[#This Row],[Unit Category]],Profiles[#Headers],0))","v":1253.3596990000001}]
[5,"Geothermal",22,{"$f":"INDEX(NQC[NQC MW],MATCH(1,(NQC[Month]=Supply[[#This Row],[Month]])*(NQC[Unit Category]=Supply[[#This Row],[Unit Category]]),0))*INDEX(Profiles[],MATCH(1,(Profiles[Month]=Supply[[#This Row],[Month]])*(Profiles[Hour Ending]=Supply[[#This Row],[Hour Ending]]),0),MATCH(Supply[[#This Row],[Unit Category]],Profiles[#Headers],0))","v":1253.3596990000001}]
[5,"Geothermal",23,{"$f":"INDEX(NQC[NQC MW],MATCH(1,(NQC[Month]=Supply[[#This Row],[Month]])*(NQC[Unit Category]=Supply[[#This Row],[Unit Category]]),0))*INDEX(Profiles[],MATCH(1,(Profiles[Month]=Supply[[#This Row],[Month]])*(Profiles[Hour Ending]=Supply[[#This Row],[Hour Ending]]),0),MATCH(Supply[[#This Row],[Unit Category]],Profiles[#Headers],0))","v":1253.3596990000001}]
[5,"Geothermal",24,{"$f":"INDEX(NQC[NQC MW],MATCH(1,(NQC[Month]=Supply[[#This Row],[Month]])*(NQC[Unit Category]=Supply[[#This Row],[Unit Category]]),0))*INDEX(Profiles[],MATCH(1,(Profiles[Month]=Supply[[#This Row],[Month]])*(Profiles[Hour Ending]=Supply[[#This Row],[Hour Ending]]),0),MATCH(Supply[[#This Row],[Unit Category]],Profiles[#Headers],0))","v":1253.3596990000001}]
[5,"Hydro",1,{"$f":"INDEX(NQC[NQC MW],MATCH(1,(NQC[Month]=Supply[[#This Row],[Month]])*(NQC[Unit Category]=Supply[[#This Row],[Unit Category]]),0))*INDEX(Profiles[],MATCH(1,(Profiles[Month]=Supply[[#This Row],[Month]])*(Profiles[Hour Ending]=Supply[[#This Row],[Hour Ending]]),0),MATCH(Supply[[#This Row],[Unit Category]],Profiles[#Headers],0))","v":2162.1665000000003}]
[5,"Hydro",2,{"$f":"INDEX(NQC[NQC MW],MATCH(1,(NQC[Month]=Supply[[#This Row],[Month]])*(NQC[Unit Category]=Supply[[#This Row],[Unit Category]]),0))*INDEX(Profiles[],MATCH(1,(Profiles[Month]=Supply[[#This Row],[Month]])*(Profiles[Hour Ending]=Supply[[#This Row],[Hour Ending]]),0),MATCH(Supply[[#This Row],[Unit Category]],Profiles[#Headers],0))","v":2162.1665000000003}]
[5,"Hydro",3,{"$f":"INDEX(NQC[NQC MW],MATCH(1,(NQC[Month]=Supply[[#This Row],[Month]])*(NQC[Unit Category]=Supply[[#This Row],[Unit Category]]),0))*INDEX(Profiles[],MATCH(1,(Profiles[Month]=Supply[[#This Row],[Month]])*(Profiles[Hour Ending]=Supply[[#This Row],[Hour Ending]]),0),MATCH(Supply[[#This Row],[Unit Category]],Profiles[#Headers],0))","v":2162.1665000000003}]
[5,"Hydro",4,{"$f":"INDEX(NQC[NQC MW],MATCH(1,(NQC[Month]=Supply[[#This Row],[Month]])*(NQC[Unit Category]=Supply[[#This Row],[Unit Category]]),0))*INDEX(Profiles[],MATCH(1,(Profiles[Month]=Supply[[#This Row],[Month]])*(Profiles[Hour Ending]=Supply[[#This Row],[Hour Ending]]),0),MATCH(Supply[[#This Row],[Unit Category]],Profiles[#Headers],0))","v":2162.1665000000003}]
[5,"Hydro",5,{"$f":"INDEX(NQC[NQC MW],MATCH(1,(NQC[Month]=Supply[[#This Row],[Month]])*(NQC[Unit Category]=Supply[[#This Row],[Unit Category]]),0))*INDEX(Profiles[],MATCH(1,(Profiles[Month]=Supply[[#This Row],[Month]])*(Profiles[Hour Ending]=Supply[[#This Row],[Hour Ending]]),0),MATCH(Supply[[#This Row],[Unit Category]],Profiles[#Headers],0))","v":2162.1665000000003}]
[5,"Hydro",6,{"$f":"INDEX(NQC[NQC MW],MATCH(1,(NQC[Month]=Supply[[#This Row],[Month]])*(NQC[Unit Category]=Supply[[#This Row],[Unit Category]]),0))*INDEX(Profiles[],MATCH(1,(Profiles[Month]=Supply[[#This Row],[Month]])*(Profiles[Hour Ending]=Supply[[#This Row],[Hour Ending]]),0),MATCH(Supply[[#This Row],[Unit Category]],Profiles[#Headers],0))","v":2162.1665000000003}]
[5,"Hydro",7,{"$f":"INDEX(NQC[NQC MW],MATCH(1,(NQC[Month]=Supply[[#This Row],[Month]])*(NQC[Unit Category]=Supply[[#This Row],[Unit Category]]),0))*INDEX(Profiles[],MATCH(1,(Profiles[Month]=Supply[[#This Row],[Month]])*(Profiles[Hour Ending]=Supply[[#This Row],[Hour Ending]]),0),MATCH(Supply[[#This Row],[Unit Category]],Profiles[#Headers],0))","v":2162.1665000000003}]
[5,"Hydro",8,{"$f":"INDEX(NQC[NQC MW],MATCH(1,(NQC[Month]=Supply[[#This Row],[Month]])*(NQC[Unit Category]=Supply[[#This Row],[Unit Category]]),0))*INDEX(Profiles[],MATCH(1,(Profiles[Month]=Supply[[#This Row],[Month]])*(Profiles[Hour Ending]=Supply[[#This Row],[Hour Ending]]),0),MATCH(Supply[[#This Row],[Unit Category]],Profiles[#Headers],0))","v":2162.1665000000003}]
[5,"Hydro",9,{"$f":"INDEX(NQC[NQC MW],MATCH(1,(NQC[Month]=Supply[[#This Row],[Month]])*(NQC[Unit Category]=Supply[[#This Row],[Unit Category]]),0))*INDEX(Profiles[],MATCH(1,(Profiles[Month]=Supply[[#This Row],[Month]])*(Profiles[Hour Ending]=Supply[[#This Row],[Hour Ending]]),0),MATCH(Supply[[#This Row],[Unit Category]],Profiles[#Headers],0))","v":2162.1665000000003}]
[5,"Hydro",10,{"$f":"INDEX(NQC[NQC MW],MATCH(1,(NQC[Month]=Supply[[#This Row],[Month]])*(NQC[Unit Category]=Supply[[#This Row],[Unit Category]]),0))*INDEX(Profiles[],MATCH(1,(Profiles[Month]=Supply[[#This Row],[Month]])*(Profiles[Hour Ending]=Supply[[#This Row],[Hour Ending]]),0),MATCH(Supply[[#This Row],[Unit Category]],Profiles[#Headers],0))","v":2162.1665000000003}]
[5,"Hydro",11,{"$f":"INDEX(NQC[NQC MW],MATCH(1,(NQC[Month]=Supply[[#This Row],[Month]])*(NQC[Unit Category]=Supply[[#This Row],[Unit Category]]),0))*INDEX(Profiles[],MATCH(1,(Profiles[Month]=Supply[[#This Row],[Month]])*(Profiles[Hour Ending]=Supply[[#This Row],[Hour Ending]]),0),MATCH(Supply[[#This Row],[Unit Category]],Profiles[#Headers],0))","v":2162.1665000000003}]
[5,"Hydro",12,{"$f":"INDEX(NQC[NQC MW],MATCH(1,(NQC[Month]=Supply[[#This Row],[Month]])*(NQC[Unit Category]=Supply[[#This Row],[Unit Category]]),0))*INDEX(Profiles[],MATCH(1,(Profiles[Month]=Supply[[#This Row],[Month]])*(Profiles[Hour Ending]=Supply[[#This Row],[Hour Ending]]),0),MATCH(Supply[[#This Row],[Unit Category]],Profiles[#Headers],0))","v":2162.1665000000003}]
[5,"Hydro",13,{"$f":"INDEX(NQC[NQC MW],MATCH(1,(NQC[Month]=Supply[[#This Row],[Month]])*(NQC[Unit Category]=Supply[[#This Row],[Unit Category]]),0))*INDEX(Profiles[],MATCH(1,(Profiles[Month]=Supply[[#This Row],[Month]])*(Profiles[Hour Ending]=Supply[[#This Row],[Hour Ending]]),0),MATCH(Supply[[#This Row],[Unit Category]],Profiles[#Headers],0))","v":2162.1665000000003}]
[5,"Hydro",14,{"$f":"INDEX(NQC[NQC MW],MATCH(1,(NQC[Month]=Supply[[#This Row],[Month]])*(NQC[Unit Category]=Supply[[#This Row],[Unit Category]]),0))*INDEX(Profiles[],MATCH(1,(Profiles[Month]=Supply[[#This Row],[Month]])*(Profiles[Hour Ending]=Supply[[#This Row],[Hour Ending]]),0),MATCH(Supply[[#This Row],[Unit Category]],Profiles[#Headers],0))","v":2162.1665000000003}]
[5,"Hydro",15,{"$f":"INDEX(NQC[NQC MW],MATCH(1,(NQC[Month]=Supply[[#This Row],[Month]])*(NQC[Unit Category]=Supply[[#This Row],[Unit Category]]),0))*INDEX(Profiles[],MATCH(1,(Profiles[Month]=Supply[[#This Row],[Month]])*(Profiles[Hour Ending]=Supply[[#This Row],[Hour Ending]]),0),MATCH(Supply[[#This Row],[Unit Category]],Profiles[#Headers],0))","v":2162.1665000000003}]
[5,"Hydro",16,{"$f":"INDEX(NQC[NQC MW],MATCH(1,(NQC[Month]=Supply[[#This Row],[Month]])*(NQC[Unit Category]=Supply[[#This Row],[Unit Category]]),0))*INDEX(Profiles[],MATCH(1,(Profiles[Month]=Supply[[#This Row],[Month]])*(Profiles[Hour Ending]=Supply[[#This Row],[Hour Ending]]),0),MATCH(Supply[[#This Row],[Unit Category]],Profiles[#Headers],0))","v":2162.1665000000003}]
[5,"Hydro",17,{"$f":"INDEX(NQC[NQC MW],MATCH(1,(NQC[Month]=Supply[[#This Row],[Month]])*(NQC[Unit Category]=Supply[[#This Row],[Unit Category]]),0))*INDEX(Profiles[],MATCH(1,(Profiles[Month]=Supply[[#This Row],[Month]])*(Profiles[Hour Ending]=Supply[[#This Row],[Hour Ending]]),0),MATCH(Supply[[#This Row],[Unit Category]],Profiles[#Headers],0))","v":2162.1665000000003}]
[5,"Hydro",18,{"$f":"INDEX(NQC[NQC MW],MATCH(1,(NQC[Month]=Supply[[#This Row],[Month]])*(NQC[Unit Category]=Supply[[#This Row],[Unit Category]]),0))*INDEX(Profiles[],MATCH(1,(Profiles[Month]=Supply[[#This Row],[Month]])*(Profiles[Hour Ending]=Supply[[#This Row],[Hour Ending]]),0),MATCH(Supply[[#This Row],[Unit Category]],Profiles[#Headers],0))","v":2162.1665000000003}]
[5,"Hydro",19,{"$f":"INDEX(NQC[NQC MW],MATCH(1,(NQC[Month]=Supply[[#This Row],[Month]])*(NQC[Unit Category]=Supply[[#This Row],[Unit Category]]),0))*INDEX(Profiles[],MATCH(1,(Profiles[Month]=Supply[[#This Row],[Month]])*(Profiles[Hour Ending]=Supply[[#This Row],[Hour Ending]]),0),MATCH(Supply[[#This Row],[Unit Category]],Profiles[#Headers],0))","v":2162.1665000000003}]
[5,"Hydro",20,{"$f":"INDEX(NQC[NQC MW],MATCH(1,(NQC[Month]=Supply[[#This Row],[Month]])*(NQC[Unit Category]=Supply[[#This Row],[Unit Category]]),0))*INDEX(Profiles[],MATCH(1,(Profiles[Month]=Supply[[#This Row],[Month]])*(Profiles[Hour Ending]=Supply[[#This Row],[Hour Ending]]),0),MATCH(Supply[[#This Row],[Unit Category]],Profiles[#Headers],0))","v":2162.1665000000003}]
[5,"Hydro",21,{"$f":"INDEX(NQC[NQC MW],MATCH(1,(NQC[Month]=Supply[[#This Row],[Month]])*(NQC[Unit Category]=Supply[[#This Row],[Unit Category]]),0))*INDEX(Profiles[],MATCH(1,(Profiles[Month]=Supply[[#This Row],[Month]])*(Profiles[Hour Ending]=Supply[[#This Row],[Hour Ending]]),0),MATCH(Supply[[#This Row],[Unit Category]],Profiles[#Headers],0))","v":2162.1665000000003}]
[5,"Hydro",22,{"$f":"INDEX(NQC[NQC MW],MATCH(1,(NQC[Month]=Supply[[#This Row],[Month]])*(NQC[Unit Category]=Supply[[#This Row],[Unit Category]]),0))*INDEX(Profiles[],MATCH(1,(Profiles[Month]=Supply[[#This Row],[Month]])*(Profiles[Hour Ending]=Supply[[#This Row],[Hour Ending]]),0),MATCH(Supply[[#This Row],[Unit Category]],Profiles[#Headers],0))","v":2162.1665000000003}]
[5,"Hydro",23,{"$f":"INDEX(NQC[NQC MW],MATCH(1,(NQC[Month]=Supply[[#This Row],[Month]])*(NQC[Unit Category]=Supply[[#This Row],[Unit Category]]),0))*INDEX(Profiles[],MATCH(1,(Profiles[Month]=Supply[[#This Row],[Month]])*(Profiles[Hour Ending]=Supply[[#This Row],[Hour Ending]]),0),MATCH(Supply[[#This Row],[Unit Category]],Profiles[#Headers],0))","v":2162.1665000000003}]
[5,"Hydro",24,{"$f":"INDEX(NQC[NQC MW],MATCH(1,(NQC[Month]=Supply[[#This Row],[Month]])*(NQC[Unit Category]=Supply[[#This Row],[Unit Category]]),0))*INDEX(Profiles[],MATCH(1,(Profiles[Month]=Supply[[#This Row],[Month]])*(Profiles[Hour Ending]=Supply[[#This Row],[Hour Ending]]),0),MATCH(Supply[[#This Row],[Unit Category]],Profiles[#Headers],0))","v":2162.1665000000003}]
[5,"ICE",1,{"$f":"INDEX(NQC[NQC MW],MATCH(1,(NQC[Month]=Supply[[#This Row],[Month]])*(NQC[Unit Category]=Supply[[#This Row],[Unit Category]]),0))*INDEX(Profiles[],MATCH(1,(Profiles[Month]=Supply[[#This Row],[Month]])*(Profiles[Hour Ending]=Supply[[#This Row],[Hour Ending]]),0),MATCH(Supply[[#This Row],[Unit Category]],Profiles[#Headers],0))","v":254.7}]
[5,"ICE",2,{"$f":"INDEX(NQC[NQC MW],MATCH(1,(NQC[Month]=Supply[[#This Row],[Month]])*(NQC[Unit Category]=Supply[[#This Row],[Unit Category]]),0))*INDEX(Profiles[],MATCH(1,(Profiles[Month]=Supply[[#This Row],[Month]])*(Profiles[Hour Ending]=Supply[[#This Row],[Hour Ending]]),0),MATCH(Supply[[#This Row],[Unit Category]],Profiles[#Headers],0))","v":254.7}]
[5,"ICE",3,{"$f":"INDEX(NQC[NQC MW],MATCH(1,(NQC[Month]=Supply[[#This Row],[Month]])*(NQC[Unit Category]=Supply[[#This Row],[Unit Category]]),0))*INDEX(Profiles[],MATCH(1,(Profiles[Month]=Supply[[#This Row],[Month]])*(Profiles[Hour Ending]=Supply[[#This Row],[Hour Ending]]),0),MATCH(Supply[[#This Row],[Unit Category]],Profiles[#Headers],0))","v":254.7}]
[5,"ICE",4,{"$f":"INDEX(NQC[NQC MW],MATCH(1,(NQC[Month]=Supply[[#This Row],[Month]])*(NQC[Unit Category]=Supply[[#This Row],[Unit Category]]),0))*INDEX(Profiles[],MATCH(1,(Profiles[Month]=Supply[[#This Row],[Month]])*(Profiles[Hour Ending]=Supply[[#This Row],[Hour Ending]]),0),MATCH(Supply[[#This Row],[Unit Category]],Profiles[#Headers],0))","v":254.7}]
[5,"ICE",5,{"$f":"INDEX(NQC[NQC MW],MATCH(1,(NQC[Month]=Supply[[#This Row],[Month]])*(NQC[Unit Category]=Supply[[#This Row],[Unit Category]]),0))*INDEX(Profiles[],MATCH(1,(Profiles[Month]=Supply[[#This Row],[Month]])*(Profiles[Hour Ending]=Supply[[#This Row],[Hour Ending]]),0),MATCH(Supply[[#This Row],[Unit Category]],Profiles[#Headers],0))","v":254.7}]
[5,"ICE",6,{"$f":"INDEX(NQC[NQC MW],MATCH(1,(NQC[Month]=Supply[[#This Row],[Month]])*(NQC[Unit Category]=Supply[[#This Row],[Unit Category]]),0))*INDEX(Profiles[],MATCH(1,(Profiles[Month]=Supply[[#This Row],[Month]])*(Profiles[Hour Ending]=Supply[[#This Row],[Hour Ending]]),0),MATCH(Supply[[#This Row],[Unit Category]],Profiles[#Headers],0))","v":254.7}]
[5,"ICE",7,{"$f":"INDEX(NQC[NQC MW],MATCH(1,(NQC[Month]=Supply[[#This Row],[Month]])*(NQC[Unit Category]=Supply[[#This Row],[Unit Category]]),0))*INDEX(Profiles[],MATCH(1,(Profiles[Month]=Supply[[#This Row],[Month]])*(Profiles[Hour Ending]=Supply[[#This Row],[Hour Ending]]),0),MATCH(Supply[[#This Row],[Unit Category]],Profiles[#Headers],0))","v":254.7}]
[5,"ICE",8,{"$f":"INDEX(NQC[NQC MW],MATCH(1,(NQC[Month]=Supply[[#This Row],[Month]])*(NQC[Unit Category]=Supply[[#This Row],[Unit Category]]),0))*INDEX(Profiles[],MATCH(1,(Profiles[Month]=Supply[[#This Row],[Month]])*(Profiles[Hour Ending]=Supply[[#This Row],[Hour Ending]]),0),MATCH(Supply[[#This Row],[Unit Category]],Profiles[#Headers],0))","v":254.7}]
[5,"ICE",9,{"$f":"INDEX(NQC[NQC MW],MATCH(1,(NQC[Month]=Supply[[#This Row],[Month]])*(NQC[Unit Category]=Supply[[#This Row],[Unit Category]]),0))*INDEX(Profiles[],MATCH(1,(Profiles[Month]=Supply[[#This Row],[Month]])*(Profiles[Hour Ending]=Supply[[#This Row],[Hour Ending]]),0),MATCH(Supply[[#This Row],[Unit Category]],Profiles[#Headers],0))","v":254.7}]
[5,"ICE",10,{"$f":"INDEX(NQC[NQC MW],MATCH(1,(NQC[Month]=Supply[[#This Row],[Month]])*(NQC[Unit Category]=Supply[[#This Row],[Unit Category]]),0))*INDEX(Profiles[],MATCH(1,(Profiles[Month]=Supply[[#This Row],[Month]])*(Profiles[Hour Ending]=Supply[[#This Row],[Hour Ending]]),0),MATCH(Supply[[#This Row],[Unit Category]],Profiles[#Headers],0))","v":254.7}]
[5,"ICE",11,{"$f":"INDEX(NQC[NQC MW],MATCH(1,(NQC[Month]=Supply[[#This Row],[Month]])*(NQC[Unit Category]=Supply[[#This Row],[Unit Category]]),0))*INDEX(Profiles[],MATCH(1,(Profiles[Month]=Supply[[#This Row],[Month]])*(Profiles[Hour Ending]=Supply[[#This Row],[Hour Ending]]),0),MATCH(Supply[[#This Row],[Unit Category]],Profiles[#Headers],0))","v":254.7}]
[5,"ICE",12,{"$f":"INDEX(NQC[NQC MW],MATCH(1,(NQC[Month]=Supply[[#This Row],[Month]])*(NQC[Unit Category]=Supply[[#This Row],[Unit Category]]),0))*INDEX(Profiles[],MATCH(1,(Profiles[Month]=Supply[[#This Row],[Month]])*(Profiles[Hour Ending]=Supply[[#This Row],[Hour Ending]]),0),MATCH(Supply[[#This Row],[Unit Category]],Profiles[#Headers],0))","v":254.7}]
[5,"ICE",13,{"$f":"INDEX(NQC[NQC MW],MATCH(1,(NQC[Month]=Supply[[#This Row],[Month]])*(NQC[Unit Category]=Supply[[#This Row],[Unit Category]]),0))*INDEX(Profiles[],MATCH(1,(Profiles[Month]=Supply[[#This Row],[Month]])*(Profiles[Hour Ending]=Supply[[#This Row],[Hour Ending]]),0),MATCH(Supply[[#This Row],[Unit Category]],Profiles[#Headers],0))","v":254.7}]
[5,"ICE",14,{"$f":"INDEX(NQC[NQC MW],MATCH(1,(NQC[Month]=Supply[[#This Row],[Month]])*(NQC[Unit Category]=Supply[[#This Row],[Unit Category]]),0))*INDEX(Profiles[],MATCH(1,(Profiles[Month]=Supply[[#This Row],[Month]])*(Profiles[Hour Ending]=Supply[[#This Row],[Hour Ending]]),0),MATCH(Supply[[#This Row],[Unit Category]],Profiles[#Headers],0))","v":254.7}]
[5,"ICE",15,{"$f":"INDEX(NQC[NQC MW],MATCH(1,(NQC[Month]=Supply[[#This Row],[Month]])*(NQC[Unit Category]=Supply[[#This Row],[Unit Category]]),0))*INDEX(Profiles[],MATCH(1,(Profiles[Month]=Supply[[#This Row],[Month]])*(Profiles[Hour Ending]=Supply[[#This Row],[Hour Ending]]),0),MATCH(Supply[[#This Row],[Unit Category]],Profiles[#Headers],0))","v":254.7}]
[5,"ICE",16,{"$f":"INDEX(NQC[NQC MW],MATCH(1,(NQC[Month]=Supply[[#This Row],[Month]])*(NQC[Unit Category]=Supply[[#This Row],[Unit Category]]),0))*INDEX(Profiles[],MATCH(1,(Profiles[Month]=Supply[[#This Row],[Month]])*(Profiles[Hour Ending]=Supply[[#This Row],[Hour Ending]]),0),MATCH(Supply[[#This Row],[Unit Category]],Profiles[#Headers],0))","v":254.7}]
[5,"ICE",17,{"$f":"INDEX(NQC[NQC MW],MATCH(1,(NQC[Month]=Supply[[#This Row],[Month]])*(NQC[Unit Category]=Supply[[#This Row],[Unit Category]]),0))*INDEX(Profiles[],MATCH(1,(Profiles[Month]=Supply[[#This Row],[Month]])*(Profiles[Hour Ending]=Supply[[#This Row],[Hour Ending]]),0),MATCH(Supply[[#This Row],[Unit Category]],Profiles[#Headers],0))","v":254.7}]
[5,"ICE",18,{"$f":"INDEX(NQC[NQC MW],MATCH(1,(NQC[Month]=Supply[[#This Row],[Month]])*(NQC[Unit Category]=Supply[[#This Row],[Unit Category]]),0))*INDEX(Profiles[],MATCH(1,(Profiles[Month]=Supply[[#This Row],[Month]])*(Profiles[Hour Ending]=Supply[[#This Row],[Hour Ending]]),0),MATCH(Supply[[#This Row],[Unit Category]],Profiles[#Headers],0))","v":254.7}]
[5,"ICE",19,{"$f":"INDEX(NQC[NQC MW],MATCH(1,(NQC[Month]=Supply[[#This Row],[Month]])*(NQC[Unit Category]=Supply[[#This Row],[Unit Category]]),0))*INDEX(Profiles[],MATCH(1,(Profiles[Month]=Supply[[#This Row],[Month]])*(Profiles[Hour Ending]=Supply[[#This Row],[Hour Ending]]),0),MATCH(Supply[[#This Row],[Unit Category]],Profiles[#Headers],0))","v":254.7}]
[5,"ICE",20,{"$f":"INDEX(NQC[NQC MW],MATCH(1,(NQC[Month]=Supply[[#This Row],[Month]])*(NQC[Unit Category]=Supply[[#This Row],[Unit Category]]),0))*INDEX(Profiles[],MATCH(1,(Profiles[Month]=Supply[[#This Row],[Month]])*(Profiles[Hour Ending]=Supply[[#This Row],[Hour Ending]]),0),MATCH(Supply[[#This Row],[Unit Category]],Profiles[#Headers],0))","v":254.7}]
[5,"ICE",21,{"$f":"INDEX(NQC[NQC MW],MATCH(1,(NQC[Month]=Supply[[#This Row],[Month]])*(NQC[Unit Category]=Supply[[#This Row],[Unit Category]]),0))*INDEX(Profiles[],MATCH(1,(Profiles[Month]=Supply[[#This Row],[Month]])*(Profiles[Hour Ending]=Supply[[#This Row],[Hour Ending]]),0),MATCH(Supply[[#This Row],[Unit Category]],Profiles[#Headers],0))","v":254.7}]
[5,"ICE",22,{"$f":"INDEX(NQC[NQC MW],MATCH(1,(NQC[Month]=Supply[[#This Row],[Month]])*(NQC[Unit Category]=Supply[[#This Row],[Unit Category]]),0))*INDEX(Profiles[],MATCH(1,(Profiles[Month]=Supply[[#This Row],[Month]])*(Profiles[Hour Ending]=Supply[[#This Row],[Hour Ending]]),0),MATCH(Supply[[#This Row],[Unit Category]],Profiles[#Headers],0))","v":254.7}]
[5,"ICE",23,{"$f":"INDEX(NQC[NQC MW],MATCH(1,(NQC[Month]=Supply[[#This Row],[Month]])*(NQC[Unit Category]=Supply[[#This Row],[Unit Category]]),0))*INDEX(Profiles[],MATCH(1,(Profiles[Month]=Supply[[#This Row],[Month]])*(Profiles[Hour Ending]=Supply[[#This Row],[Hour Ending]]),0),MATCH(Supply[[#This Row],[Unit Category]],Profiles[#Headers],0))","v":254.7}]
[5,"ICE",24,{"$f":"INDEX(NQC[NQC MW],MATCH(1,(NQC[Month]=Supply[[#This Row],[Month]])*(NQC[Unit Category]=Supply[[#This Row],[Unit Category]]),0))*INDEX(Profiles[],MATCH(1,(Profiles[Month]=Supply[[#This Row],[Month]])*(Profiles[Hour Ending]=Supply[[#This Row],[Hour Ending]]),0),MATCH(Supply[[#This Row],[Unit Category]],Profiles[#Headers],0))","v":254.7}]
[5,"Interchange",1,{"$f":"INDEX(NQC[NQC MW],MATCH(1,(NQC[Month]=Supply[[#This Row],[Month]])*(NQC[Unit Category]=Supply[[#This Row],[Unit Category]]),0))*INDEX(Profiles[],MATCH(1,(Profiles[Month]=Supply[[#This Row],[Month]])*(Profiles[Hour Ending]=Supply[[#This Row],[Hour Ending]]),0),MATCH(Supply[[#This Row],[Unit Category]],Profiles[#Headers],0))","v":2500}]
[5,"Interchange",2,{"$f":"INDEX(NQC[NQC MW],MATCH(1,(NQC[Month]=Supply[[#This Row],[Month]])*(NQC[Unit Category]=Supply[[#This Row],[Unit Category]]),0))*INDEX(Profiles[],MATCH(1,(Profiles[Month]=Supply[[#This Row],[Month]])*(Profiles[Hour Ending]=Supply[[#This Row],[Hour Ending]]),0),MATCH(Supply[[#This Row],[Unit Category]],Profiles[#Headers],0))","v":2500}]
[5,"Interchange",3,{"$f":"INDEX(NQC[NQC MW],MATCH(1,(NQC[Month]=Supply[[#This Row],[Month]])*(NQC[Unit Category]=Supply[[#This Row],[Unit Category]]),0))*INDEX(Profiles[],MATCH(1,(Profiles[Month]=Supply[[#This Row],[Month]])*(Profiles[Hour Ending]=Supply[[#This Row],[Hour Ending]]),0),MATCH(Supply[[#This Row],[Unit Category]],Profiles[#Headers],0))","v":2500}]
[5,"Interchange",4,{"$f":"INDEX(NQC[NQC MW],MATCH(1,(NQC[Month]=Supply[[#This Row],[Month]])*(NQC[Unit Category]=Supply[[#This Row],[Unit Category]]),0))*INDEX(Profiles[],MATCH(1,(Profiles[Month]=Supply[[#This Row],[Month]])*(Profiles[Hour Ending]=Supply[[#This Row],[Hour Ending]]),0),MATCH(Supply[[#This Row],[Unit Category]],Profiles[#Headers],0))","v":2500}]
[5,"Interchange",5,{"$f":"INDEX(NQC[NQC MW],MATCH(1,(NQC[Month]=Supply[[#This Row],[Month]])*(NQC[Unit Category]=Supply[[#This Row],[Unit Category]]),0))*INDEX(Profiles[],MATCH(1,(Profiles[Month]=Supply[[#This Row],[Month]])*(Profiles[Hour Ending]=Supply[[#This Row],[Hour Ending]]),0),MATCH(Supply[[#This Row],[Unit Category]],Profiles[#Headers],0))","v":2500}]
[5,"Interchange",6,{"$f":"INDEX(NQC[NQC MW],MATCH(1,(NQC[Month]=Supply[[#This Row],[Month]])*(NQC[Unit Category]=Supply[[#This Row],[Unit Category]]),0))*INDEX(Profiles[],MATCH(1,(Profiles[Month]=Supply[[#This Row],[Month]])*(Profiles[Hour Ending]=Supply[[#This Row],[Hour Ending]]),0),MATCH(Supply[[#This Row],[Unit Category]],Profiles[#Headers],0))","v":2500}]
[5,"Interchange",7,{"$f":"INDEX(NQC[NQC MW],MATCH(1,(NQC[Month]=Supply[[#This Row],[Month]])*(NQC[Unit Category]=Supply[[#This Row],[Unit Category]]),0))*INDEX(Profiles[],MATCH(1,(Profiles[Month]=Supply[[#This Row],[Month]])*(Profiles[Hour Ending]=Supply[[#This Row],[Hour Ending]]),0),MATCH(Supply[[#This Row],[Unit Category]],Profiles[#Headers],0))","v":2500}]
[5,"Interchange",8,{"$f":"INDEX(NQC[NQC MW],MATCH(1,(NQC[Month]=Supply[[#This Row],[Month]])*(NQC[Unit Category]=Supply[[#This Row],[Unit Category]]),0))*INDEX(Profiles[],MATCH(1,(Profiles[Month]=Supply[[#This Row],[Month]])*(Profiles[Hour Ending]=Supply[[#This Row],[Hour Ending]]),0),MATCH(Supply[[#This Row],[Unit Category]],Profiles[#Headers],0))","v":2500}]
[5,"Interchange",9,{"$f":"INDEX(NQC[NQC MW],MATCH(1,(NQC[Month]=Supply[[#This Row],[Month]])*(NQC[Unit Category]=Supply[[#This Row],[Unit Category]]),0))*INDEX(Profiles[],MATCH(1,(Profiles[Month]=Supply[[#This Row],[Month]])*(Profiles[Hour Ending]=Supply[[#This Row],[Hour Ending]]),0),MATCH(Supply[[#This Row],[Unit Category]],Profiles[#Headers],0))","v":2500}]
[5,"Interchange",10,{"$f":"INDEX(NQC[NQC MW],MATCH(1,(NQC[Month]=Supply[[#This Row],[Month]])*(NQC[Unit Category]=Supply[[#This Row],[Unit Category]]),0))*INDEX(Profiles[],MATCH(1,(Profiles[Month]=Supply[[#This Row],[Month]])*(Profiles[Hour Ending]=Supply[[#This Row],[Hour Ending]]),0),MATCH(Supply[[#This Row],[Unit Category]],Profiles[#Headers],0))","v":2500}]
[5,"Interchange",11,{"$f":"INDEX(NQC[NQC MW],MATCH(1,(NQC[Month]=Supply[[#This Row],[Month]])*(NQC[Unit Category]=Supply[[#This Row],[Unit Category]]),0))*INDEX(Profiles[],MATCH(1,(Profiles[Month]=Supply[[#This Row],[Month]])*(Profiles[Hour Ending]=Supply[[#This Row],[Hour Ending]]),0),MATCH(Supply[[#This Row],[Unit Category]],Profiles[#Headers],0))","v":2500}]
[5,"Interchange",12,{"$f":"INDEX(NQC[NQC MW],MATCH(1,(NQC[Month]=Supply[[#This Row],[Month]])*(NQC[Unit Category]=Supply[[#This Row],[Unit Category]]),0))*INDEX(Profiles[],MATCH(1,(Profiles[Month]=Supply[[#This Row],[Month]])*(Profiles[Hour Ending]=Supply[[#This Row],[Hour Ending]]),0),MATCH(Supply[[#This Row],[Unit Category]],Profiles[#Headers],0))","v":2500}]
[5,"Interchange",13,{"$f":"INDEX(NQC[NQC MW],MATCH(1,(NQC[Month]=Supply[[#This Row],[Month]])*(NQC[Unit Category]=Supply[[#This Row],[Unit Category]]),0))*INDEX(Profiles[],MATCH(1,(Profiles[Month]=Supply[[#This Row],[Month]])*(Profiles[Hour Ending]=Supply[[#This Row],[Hour Ending]]),0),MATCH(Supply[[#This Row],[Unit Category]],Profiles[#Headers],0))","v":2500}]
[5,"Interchange",14,{"$f":"INDEX(NQC[NQC MW],MATCH(1,(NQC[Month]=Supply[[#This Row],[Month]])*(NQC[Unit Category]=Supply[[#This Row],[Unit Category]]),0))*INDEX(Profiles[],MATCH(1,(Profiles[Month]=Supply[[#This Row],[Month]])*(Profiles[Hour Ending]=Supply[[#This Row],[Hour Ending]]),0),MATCH(Supply[[#This Row],[Unit Category]],Profiles[#Headers],0))","v":2500}]
[5,"Interchange",15,{"$f":"INDEX(NQC[NQC MW],MATCH(1,(NQC[Month]=Supply[[#This Row],[Month]])*(NQC[Unit Category]=Supply[[#This Row],[Unit Category]]),0))*INDEX(Profiles[],MATCH(1,(Profiles[Month]=Supply[[#This Row],[Month]])*(Profiles[Hour Ending]=Supply[[#This Row],[Hour Ending]]),0),MATCH(Supply[[#This Row],[Unit Category]],Profiles[#Headers],0))","v":2500}]
[5,"Interchange",16,{"$f":"INDEX(NQC[NQC MW],MATCH(1,(NQC[Month]=Supply[[#This Row],[Month]])*(NQC[Unit Category]=Supply[[#This Row],[Unit Category]]),0))*INDEX(Profiles[],MATCH(1,(Profiles[Month]=Supply[[#This Row],[Month]])*(Profiles[Hour Ending]=Supply[[#This Row],[Hour Ending]]),0),MATCH(Supply[[#This Row],[Unit Category]],Profiles[#Headers],0))","v":2500}]
[5,"Interchange",17,{"$f":"INDEX(NQC[NQC MW],MATCH(1,(NQC[Month]=Supply[[#This Row],[Month]])*(NQC[Unit Category]=Supply[[#This Row],[Unit Category]]),0))*INDEX(Profiles[],MATCH(1,(Profiles[Month]=Supply[[#This Row],[Month]])*(Profiles[Hour Ending]=Supply[[#This Row],[Hour Ending]]),0),MATCH(Supply[[#This Row],[Unit Category]],Profiles[#Headers],0))","v":2500}]
[5,"Interchange",18,{"$f":"INDEX(NQC[NQC MW],MATCH(1,(NQC[Month]=Supply[[#This Row],[Month]])*(NQC[Unit Category]=Supply[[#This Row],[Unit Category]]),0))*INDEX(Profiles[],MATCH(1,(Profiles[Month]=Supply[[#This Row],[Month]])*(Profiles[Hour Ending]=Supply[[#This Row],[Hour Ending]]),0),MATCH(Supply[[#This Row],[Unit Category]],Profiles[#Headers],0))","v":2500}]
[5,"Interchange",19,{"$f":"INDEX(NQC[NQC MW],MATCH(1,(NQC[Month]=Supply[[#This Row],[Month]])*(NQC[Unit Category]=Supply[[#This Row],[Unit Category]]),0))*INDEX(Profiles[],MATCH(1,(Profiles[Month]=Supply[[#This Row],[Month]])*(Profiles[Hour Ending]=Supply[[#This Row],[Hour Ending]]),0),MATCH(Supply[[#This Row],[Unit Category]],Profiles[#Headers],0))","v":2500}]
[5,"Interchange",20,{"$f":"INDEX(NQC[NQC MW],MATCH(1,(NQC[Month]=Supply[[#This Row],[Month]])*(NQC[Unit Category]=Supply[[#This Row],[Unit Category]]),0))*INDEX(Profiles[],MATCH(1,(Profiles[Month]=Supply[[#This Row],[Month]])*(Profiles[Hour Ending]=Supply[[#This Row],[Hour Ending]]),0),MATCH(Supply[[#This Row],[Unit Category]],Profiles[#Headers],0))","v":2500}]
[5,"Interchange",21,{"$f":"INDEX(NQC[NQC MW],MATCH(1,(NQC[Month]=Supply[[#This Row],[Month]])*(NQC[Unit Category]=Supply[[#This Row],[Unit Category]]),0))*INDEX(Profiles[],MATCH(1,(Profiles[Month]=Supply[[#This Row],[Month]])*(Profiles[Hour Ending]=Supply[[#This Row],[Hour Ending]]),0),MATCH(Supply[[#This Row],[Unit Category]],Profiles[#Headers],0))","v":2500}]
[5,"Interchange",22,{"$f":"INDEX(NQC[NQC MW],MATCH(1,(NQC[Month]=Supply[[#This Row],[Month]])*(NQC[Unit Category]=Supply[[#This Row],[Unit Category]]),0))*INDEX(Profiles[],MATCH(1,(Profiles[Month]=Supply[[#This Row],[Month]])*(Profiles[Hour Ending]=Supply[[#This Row],[Hour Ending]]),0),MATCH(Supply[[#This Row],[Unit Category]],Profiles[#Headers],0))","v":2500}]
[5,"Interchange",23,{"$f":"INDEX(NQC[NQC MW],MATCH(1,(NQC[Month]=Supply[[#This Row],[Month]])*(NQC[Unit Category]=Supply[[#This Row],[Unit Category]]),0))*INDEX(Profiles[],MATCH(1,(Profiles[Month]=Supply[[#This Row],[Month]])*(Profiles[Hour Ending]=Supply[[#This Row],[Hour Ending]]),0),MATCH(Supply[[#This Row],[Unit Category]],Profiles[#Headers],0))","v":2500}]
[5,"Interchange",24,{"$f":"INDEX(NQC[NQC MW],MATCH(1,(NQC[Month]=Supply[[#This Row],[Month]])*(NQC[Unit Category]=Supply[[#This Row],[Unit Category]]),0))*INDEX(Profiles[],MATCH(1,(Profiles[Month]=Supply[[#This Row],[Month]])*(Profiles[Hour Ending]=Supply[[#This Row],[Hour Ending]]),0),MATCH(Supply[[#This Row],[Unit Category]],Profiles[#Headers],0))","v":2500}]
[5,"Nuclear",1,{"$f":"INDEX(NQC[NQC MW],MATCH(1,(NQC[Month]=Supply[[#This Row],[Month]])*(NQC[Unit Category]=Supply[[#This Row],[Unit Category]]),0))*INDEX(Profiles[],MATCH(1,(Profiles[Month]=Supply[[#This Row],[Month]])*(Profiles[Hour Ending]=Supply[[#This Row],[Hour Ending]]),0),MATCH(Supply[[#This Row],[Unit Category]],Profiles[#Headers],0))","v":2280}]
[5,"Nuclear",2,{"$f":"INDEX(NQC[NQC MW],MATCH(1,(NQC[Month]=Supply[[#This Row],[Month]])*(NQC[Unit Category]=Supply[[#This Row],[Unit Category]]),0))*INDEX(Profiles[],MATCH(1,(Profiles[Month]=Supply[[#This Row],[Month]])*(Profiles[Hour Ending]=Supply[[#This Row],[Hour Ending]]),0),MATCH(Supply[[#This Row],[Unit Category]],Profiles[#Headers],0))","v":2280}]
[5,"Nuclear",3,{"$f":"INDEX(NQC[NQC MW],MATCH(1,(NQC[Month]=Supply[[#This Row],[Month]])*(NQC[Unit Category]=Supply[[#This Row],[Unit Category]]),0))*INDEX(Profiles[],MATCH(1,(Profiles[Month]=Supply[[#This Row],[Month]])*(Profiles[Hour Ending]=Supply[[#This Row],[Hour Ending]]),0),MATCH(Supply[[#This Row],[Unit Category]],Profiles[#Headers],0))","v":2280}]
[5,"Nuclear",4,{"$f":"INDEX(NQC[NQC MW],MATCH(1,(NQC[Month]=Supply[[#This Row],[Month]])*(NQC[Unit Category]=Supply[[#This Row],[Unit Category]]),0))*INDEX(Profiles[],MATCH(1,(Profiles[Month]=Supply[[#This Row],[Month]])*(Profiles[Hour Ending]=Supply[[#This Row],[Hour Ending]]),0),MATCH(Supply[[#This Row],[Unit Category]],Profiles[#Headers],0))","v":2280}]
[5,"Nuclear",5,{"$f":"INDEX(NQC[NQC MW],MATCH(1,(NQC[Month]=Supply[[#This Row],[Month]])*(NQC[Unit Category]=Supply[[#This Row],[Unit Category]]),0))*INDEX(Profiles[],MATCH(1,(Profiles[Month]=Supply[[#This Row],[Month]])*(Profiles[Hour Ending]=Supply[[#This Row],[Hour Ending]]),0),MATCH(Supply[[#This Row],[Unit Category]],Profiles[#Headers],0))","v":2280}]
[5,"Nuclear",6,{"$f":"INDEX(NQC[NQC MW],MATCH(1,(NQC[Month]=Supply[[#This Row],[Month]])*(NQC[Unit Category]=Supply[[#This Row],[Unit Category]]),0))*INDEX(Profiles[],MATCH(1,(Profiles[Month]=Supply[[#This Row],[Month]])*(Profiles[Hour Ending]=Supply[[#This Row],[Hour Ending]]),0),MATCH(Supply[[#This Row],[Unit Category]],Profiles[#Headers],0))","v":2280}]
[5,"Nuclear",7,{"$f":"INDEX(NQC[NQC MW],MATCH(1,(NQC[Month]=Supply[[#This Row],[Month]])*(NQC[Unit Category]=Supply[[#This Row],[Unit Category]]),0))*INDEX(Profiles[],MATCH(1,(Profiles[Month]=Supply[[#This Row],[Month]])*(Profiles[Hour Ending]=Supply[[#This Row],[Hour Ending]]),0),MATCH(Supply[[#This Row],[Unit Category]],Profiles[#Headers],0))","v":2280}]
[5,"Nuclear",8,{"$f":"INDEX(NQC[NQC MW],MATCH(1,(NQC[Month]=Supply[[#This Row],[Month]])*(NQC[Unit Category]=Supply[[#This Row],[Unit Category]]),0))*INDEX(Profiles[],MATCH(1,(Profiles[Month]=Supply[[#This Row],[Month]])*(Profiles[Hour Ending]=Supply[[#This Row],[Hour Ending]]),0),MATCH(Supply[[#This Row],[Unit Category]],Profiles[#Headers],0))","v":2280}]
[5,"Nuclear",9,{"$f":"INDEX(NQC[NQC MW],MATCH(1,(NQC[Month]=Supply[[#This Row],[Month]])*(NQC[Unit Category]=Supply[[#This Row],[Unit Category]]),0))*INDEX(Profiles[],MATCH(1,(Profiles[Month]=Supply[[#This Row],[Month]])*(Profiles[Hour Ending]=Supply[[#This Row],[Hour Ending]]),0),MATCH(Supply[[#This Row],[Unit Category]],Profiles[#Headers],0))","v":2280}]
[5,"Nuclear",10,{"$f":"INDEX(NQC[NQC MW],MATCH(1,(NQC[Month]=Supply[[#This Row],[Month]])*(NQC[Unit Category]=Supply[[#This Row],[Unit Category]]),0))*INDEX(Profiles[],MATCH(1,(Profiles[Month]=Supply[[#This Row],[Month]])*(Profiles[Hour Ending]=Supply[[#This Row],[Hour Ending]]),0),MATCH(Supply[[#This Row],[Unit Category]],Profiles[#Headers],0))","v":2280}]
[5,"Nuclear",11,{"$f":"INDEX(NQC[NQC MW],MATCH(1,(NQC[Month]=Supply[[#This Row],[Month]])*(NQC[Unit Category]=Supply[[#This Row],[Unit Category]]),0))*INDEX(Profiles[],MATCH(1,(Profiles[Month]=Supply[[#This Row],[Month]])*(Profiles[Hour Ending]=Supply[[#This Row],[Hour Ending]]),0),MATCH(Supply[[#This Row],[Unit Category]],Profiles[#Headers],0))","v":2280}]
[5,"Nuclear",12,{"$f":"INDEX(NQC[NQC MW],MATCH(1,(NQC[Month]=Supply[[#This Row],[Month]])*(NQC[Unit Category]=Supply[[#This Row],[Unit Category]]),0))*INDEX(Profiles[],MATCH(1,(Profiles[Month]=Supply[[#This Row],[Month]])*(Profiles[Hour Ending]=Supply[[#This Row],[Hour Ending]]),0),MATCH(Supply[[#This Row],[Unit Category]],Profiles[#Headers],0))","v":2280}]
[5,"Nuclear",13,{"$f":"INDEX(NQC[NQC MW],MATCH(1,(NQC[Month]=Supply[[#This Row],[Month]])*(NQC[Unit Category]=Supply[[#This Row],[Unit Category]]),0))*INDEX(Profiles[],MATCH(1,(Profiles[Month]=Supply[[#This Row],[Month]])*(Profiles[Hour Ending]=Supply[[#This Row],[Hour Ending]]),0),MATCH(Supply[[#This Row],[Unit Category]],Profiles[#Headers],0))","v":2280}]
[5,"Nuclear",14,{"$f":"INDEX(NQC[NQC MW],MATCH(1,(NQC[Month]=Supply[[#This Row],[Month]])*(NQC[Unit Category]=Supply[[#This Row],[Unit Category]]),0))*INDEX(Profiles[],MATCH(1,(Profiles[Month]=Supply[[#This Row],[Month]])*(Profiles[Hour Ending]=Supply[[#This Row],[Hour Ending]]),0),MATCH(Supply[[#This Row],[Unit Category]],Profiles[#Headers],0))","v":2280}]
[5,"Nuclear",15,{"$f":"INDEX(NQC[NQC MW],MATCH(1,(NQC[Month]=Supply[[#This Row],[Month]])*(NQC[Unit Category]=Supply[[#This Row],[Unit Category]]),0))*INDEX(Profiles[],MATCH(1,(Profiles[Month]=Supply[[#This Row],[Month]])*(Profiles[Hour Ending]=Supply[[#This Row],[Hour Ending]]),0),MATCH(Supply[[#This Row],[Unit Category]],Profiles[#Headers],0))","v":2280}]
[5,"Nuclear",16,{"$f":"INDEX(NQC[NQC MW],MATCH(1,(NQC[Month]=Supply[[#This Row],[Month]])*(NQC[Unit Category]=Supply[[#This Row],[Unit Category]]),0))*INDEX(Profiles[],MATCH(1,(Profiles[Month]=Supply[[#This Row],[Month]])*(Profiles[Hour Ending]=Supply[[#This Row],[Hour Ending]]),0),MATCH(Supply[[#This Row],[Unit Category]],Profiles[#Headers],0))","v":2280}]
[5,"Nuclear",17,{"$f":"INDEX(NQC[NQC MW],MATCH(1,(NQC[Month]=Supply[[#This Row],[Month]])*(NQC[Unit Category]=Supply[[#This Row],[Unit Category]]),0))*INDEX(Profiles[],MATCH(1,(Profiles[Month]=Supply[[#This Row],[Month]])*(Profiles[Hour Ending]=Supply[[#This Row],[Hour Ending]]),0),MATCH(Supply[[#This Row],[Unit Category]],Profiles[#Headers],0))","v":2280}]
[5,"Nuclear",18,{"$f":"INDEX(NQC[NQC MW],MATCH(1,(NQC[Month]=Supply[[#This Row],[Month]])*(NQC[Unit Category]=Supply[[#This Row],[Unit Category]]),0))*INDEX(Profiles[],MATCH(1,(Profiles[Month]=Supply[[#This Row],[Month]])*(Profiles[Hour Ending]=Supply[[#This Row],[Hour Ending]]),0),MATCH(Supply[[#This Row],[Unit Category]],Profiles[#Headers],0))","v":2280}]
[5,"Nuclear",19,{"$f":"INDEX(NQC[NQC MW],MATCH(1,(NQC[Month]=Supply[[#This Row],[Month]])*(NQC[Unit Category]=Supply[[#This Row],[Unit Category]]),0))*INDEX(Profiles[],MATCH(1,(Profiles[Month]=Supply[[#This Row],[Month]])*(Profiles[Hour Ending]=Supply[[#This Row],[Hour Ending]]),0),MATCH(Supply[[#This Row],[Unit Category]],Profiles[#Headers],0))","v":2280}]
[5,"Nuclear",20,{"$f":"INDEX(NQC[NQC MW],MATCH(1,(NQC[Month]=Supply[[#This Row],[Month]])*(NQC[Unit Category]=Supply[[#This Row],[Unit Category]]),0))*INDEX(Profiles[],MATCH(1,(Profiles[Month]=Supply[[#This Row],[Month]])*(Profiles[Hour Ending]=Supply[[#This Row],[Hour Ending]]),0),MATCH(Supply[[#This Row],[Unit Category]],Profiles[#Headers],0))","v":2280}]
[5,"Nuclear",21,{"$f":"INDEX(NQC[NQC MW],MATCH(1,(NQC[Month]=Supply[[#This Row],[Month]])*(NQC[Unit Category]=Supply[[#This Row],[Unit Category]]),0))*INDEX(Profiles[],MATCH(1,(Profiles[Month]=Supply[[#This Row],[Month]])*(Profiles[Hour Ending]=Supply[[#This Row],[Hour Ending]]),0),MATCH(Supply[[#This Row],[Unit Category]],Profiles[#Headers],0))","v":2280}]
[5,"Nuclear",22,{"$f":"INDEX(NQC[NQC MW],MATCH(1,(NQC[Month]=Supply[[#This Row],[Month]])*(NQC[Unit Category]=Supply[[#This Row],[Unit Category]]),0))*INDEX(Profiles[],MATCH(1,(Profiles[Month]=Supply[[#This Row],[Month]])*(Profiles[Hour Ending]=Supply[[#This Row],[Hour Ending]]),0),MATCH(Supply[[#This Row],[Unit Category]],Profiles[#Headers],0))","v":2280}]
[5,"Nuclear",23,{"$f":"INDEX(NQC[NQC MW],MATCH(1,(NQC[Month]=Supply[[#This Row],[Month]])*(NQC[Unit Category]=Supply[[#This Row],[Unit Category]]),0))*INDEX(Profiles[],MATCH(1,(Profiles[Month]=Supply[[#This Row],[Month]])*(Profiles[Hour Ending]=Supply[[#This Row],[Hour Ending]]),0),MATCH(Supply[[#This Row],[Unit Category]],Profiles[#Headers],0))","v":2280}]
[5,"Nuclear",24,{"$f":"INDEX(NQC[NQC MW],MATCH(1,(NQC[Month]=Supply[[#This Row],[Month]])*(NQC[Unit Category]=Supply[[#This Row],[Unit Category]]),0))*INDEX(Profiles[],MATCH(1,(Profiles[Month]=Supply[[#This Row],[Month]])*(Profiles[Hour Ending]=Supply[[#This Row],[Hour Ending]]),0),MATCH(Supply[[#This Row],[Unit Category]],Profiles[#Headers],0))","v":2280}]
[5,"PSH",1,{"$f":"INDEX(NQC[NQC MW],MATCH(1,(NQC[Month]=Supply[[#This Row],[Month]])*(NQC[Unit Category]=Supply[[#This Row],[Unit Category]]),0))*INDEX(Profiles[],MATCH(1,(Profiles[Month]=Supply[[#This Row],[Month]])*(Profiles[Hour Ending]=Supply[[#This Row],[Hour Ending]]),0),MATCH(Supply[[#This Row],[Unit Category]],Profiles[#Headers],0))","v":1469.32}]
[5,"PSH",2,{"$f":"INDEX(NQC[NQC MW],MATCH(1,(NQC[Month]=Supply[[#This Row],[Month]])*(NQC[Unit Category]=Supply[[#This Row],[Unit Category]]),0))*INDEX(Profiles[],MATCH(1,(Profiles[Month]=Supply[[#This Row],[Month]])*(Profiles[Hour Ending]=Supply[[#This Row],[Hour Ending]]),0),MATCH(Supply[[#This Row],[Unit Category]],Profiles[#Headers],0))","v":1469.32}]
[5,"PSH",3,{"$f":"INDEX(NQC[NQC MW],MATCH(1,(NQC[Month]=Supply[[#This Row],[Month]])*(NQC[Unit Category]=Supply[[#This Row],[Unit Category]]),0))*INDEX(Profiles[],MATCH(1,(Profiles[Month]=Supply[[#This Row],[Month]])*(Profiles[Hour Ending]=Supply[[#This Row],[Hour Ending]]),0),MATCH(Supply[[#This Row],[Unit Category]],Profiles[#Headers],0))","v":1469.32}]
[5,"PSH",4,{"$f":"INDEX(NQC[NQC MW],MATCH(1,(NQC[Month]=Supply[[#This Row],[Month]])*(NQC[Unit Category]=Supply[[#This Row],[Unit Category]]),0))*INDEX(Profiles[],MATCH(1,(Profiles[Month]=Supply[[#This Row],[Month]])*(Profiles[Hour Ending]=Supply[[#This Row],[Hour Ending]]),0),MATCH(Supply[[#This Row],[Unit Category]],Profiles[#Headers],0))","v":1469.32}]
[5,"PSH",5,{"$f":"INDEX(NQC[NQC MW],MATCH(1,(NQC[Month]=Supply[[#This Row],[Month]])*(NQC[Unit Category]=Supply[[#This Row],[Unit Category]]),0))*INDEX(Profiles[],MATCH(1,(Profiles[Month]=Supply[[#This Row],[Month]])*(Profiles[Hour Ending]=Supply[[#This Row],[Hour Ending]]),0),MATCH(Supply[[#This Row],[Unit Category]],Profiles[#Headers],0))","v":1469.32}]
[5,"PSH",6,{"$f":"INDEX(NQC[NQC MW],MATCH(1,(NQC[Month]=Supply[[#This Row],[Month]])*(NQC[Unit Category]=Supply[[#This Row],[Unit Category]]),0))*INDEX(Profiles[],MATCH(1,(Profiles[Month]=Supply[[#This Row],[Month]])*(Profiles[Hour Ending]=Supply[[#This Row],[Hour Ending]]),0),MATCH(Supply[[#This Row],[Unit Category]],Profiles[#Headers],0))","v":1469.32}]
[5,"PSH",7,{"$f":"INDEX(NQC[NQC MW],MATCH(1,(NQC[Month]=Supply[[#This Row],[Month]])*(NQC[Unit Category]=Supply[[#This Row],[Unit Category]]),0))*INDEX(Profiles[],MATCH(1,(Profiles[Month]=Supply[[#This Row],[Month]])*(Profiles[Hour Ending]=Supply[[#This Row],[Hour Ending]]),0),MATCH(Supply[[#This Row],[Unit Category]],Profiles[#Headers],0))","v":1469.32}]
[5,"PSH",8,{"$f":"INDEX(NQC[NQC MW],MATCH(1,(NQC[Month]=Supply[[#This Row],[Month]])*(NQC[Unit Category]=Supply[[#This Row],[Unit Category]]),0))*INDEX(Profiles[],MATCH(1,(Profiles[Month]=Supply[[#This Row],[Month]])*(Profiles[Hour Ending]=Supply[[#This Row],[Hour Ending]]),0),MATCH(Supply[[#This Row],[Unit Category]],Profiles[#Headers],0))","v":1469.32}]
[5,"PSH",9,{"$f":"INDEX(NQC[NQC MW],MATCH(1,(NQC[Month]=Supply[[#This Row],[Month]])*(NQC[Unit Category]=Supply[[#This Row],[Unit Category]]),0))*INDEX(Profiles[],MATCH(1,(Profiles[Month]=Supply[[#This Row],[Month]])*(Profiles[Hour Ending]=Supply[[#This Row],[Hour Ending]]),0),MATCH(Supply[[#This Row],[Unit Category]],Profiles[#Headers],0))","v":1469.32}]
[5,"PSH",10,{"$f":"INDEX(NQC[NQC MW],MATCH(1,(NQC[Month]=Supply[[#This Row],[Month]])*(NQC[Unit Category]=Supply[[#This Row],[Unit Category]]),0))*INDEX(Profiles[],MATCH(1,(Profiles[Month]=Supply[[#This Row],[Month]])*(Profiles[Hour Ending]=Supply[[#This Row],[Hour Ending]]),0),MATCH(Supply[[#This Row],[Unit Category]],Profiles[#Headers],0))","v":1469.32}]
[5,"PSH",11,{"$f":"INDEX(NQC[NQC MW],MATCH(1,(NQC[Month]=Supply[[#This Row],[Month]])*(NQC[Unit Category]=Supply[[#This Row],[Unit Category]]),0))*INDEX(Profiles[],MATCH(1,(Profiles[Month]=Supply[[#This Row],[Month]])*(Profiles[Hour Ending]=Supply[[#This Row],[Hour Ending]]),0),MATCH(Supply[[#This Row],[Unit Category]],Profiles[#Headers],0))","v":1469.32}]
[5,"PSH",12,{"$f":"INDEX(NQC[NQC MW],MATCH(1,(NQC[Month]=Supply[[#This Row],[Month]])*(NQC[Unit Category]=Supply[[#This Row],[Unit Category]]),0))*INDEX(Profiles[],MATCH(1,(Profiles[Month]=Supply[[#This Row],[Month]])*(Profiles[Hour Ending]=Supply[[#This Row],[Hour Ending]]),0),MATCH(Supply[[#This Row],[Unit Category]],Profiles[#Headers],0))","v":1469.32}]
[5,"PSH",13,{"$f":"INDEX(NQC[NQC MW],MATCH(1,(NQC[Month]=Supply[[#This Row],[Month]])*(NQC[Unit Category]=Supply[[#This Row],[Unit Category]]),0))*INDEX(Profiles[],MATCH(1,(Profiles[Month]=Supply[[#This Row],[Month]])*(Profiles[Hour Ending]=Supply[[#This Row],[Hour Ending]]),0),MATCH(Supply[[#This Row],[Unit Category]],Profiles[#Headers],0))","v":1469.32}]
[5,"PSH",14,{"$f":"INDEX(NQC[NQC MW],MATCH(1,(NQC[Month]=Supply[[#This Row],[Month]])*(NQC[Unit Category]=Supply[[#This Row],[Unit Category]]),0))*INDEX(Profiles[],MATCH(1,(Profiles[Month]=Supply[[#This Row],[Month]])*(Profiles[Hour Ending]=Supply[[#This Row],[Hour Ending]]),0),MATCH(Supply[[#This Row],[Unit Category]],Profiles[#Headers],0))","v":1469.32}]
[5,"PSH",15,{"$f":"INDEX(NQC[NQC MW],MATCH(1,(NQC[Month]=Supply[[#This Row],[Month]])*(NQC[Unit Category]=Supply[[#This Row],[Unit Category]]),0))*INDEX(Profiles[],MATCH(1,(Profiles[Month]=Supply[[#This Row],[Month]])*(Profiles[Hour Ending]=Supply[[#This Row],[Hour Ending]]),0),MATCH(Supply[[#This Row],[Unit Category]],Profiles[#Headers],0))","v":1469.32}]
[5,"PSH",16,{"$f":"INDEX(NQC[NQC MW],MATCH(1,(NQC[Month]=Supply[[#This Row],[Month]])*(NQC[Unit Category]=Supply[[#This Row],[Unit Category]]),0))*INDEX(Profiles[],MATCH(1,(Profiles[Month]=Supply[[#This Row],[Month]])*(Profiles[Hour Ending]=Supply[[#This Row],[Hour Ending]]),0),MATCH(Supply[[#This Row],[Unit Category]],Profiles[#Headers],0))","v":1469.32}]
[5,"PSH",17,{"$f":"INDEX(NQC[NQC MW],MATCH(1,(NQC[Month]=Supply[[#This Row],[Month]])*(NQC[Unit Category]=Supply[[#This Row],[Unit Category]]),0))*INDEX(Profiles[],MATCH(1,(Profiles[Month]=Supply[[#This Row],[Month]])*(Profiles[Hour Ending]=Supply[[#This Row],[Hour Ending]]),0),MATCH(Supply[[#This Row],[Unit Category]],Profiles[#Headers],0))","v":1469.32}]
[5,"PSH",18,{"$f":"INDEX(NQC[NQC MW],MATCH(1,(NQC[Month]=Supply[[#This Row],[Month]])*(NQC[Unit Category]=Supply[[#This Row],[Unit Category]]),0))*INDEX(Profiles[],MATCH(1,(Profiles[Month]=Supply[[#This Row],[Month]])*(Profiles[Hour Ending]=Supply[[#This Row],[Hour Ending]]),0),MATCH(Supply[[#This Row],[Unit Category]],Profiles[#Headers],0))","v":1469.32}]
[5,"PSH",19,{"$f":"INDEX(NQC[NQC MW],MATCH(1,(NQC[Month]=Supply[[#This Row],[Month]])*(NQC[Unit Category]=Supply[[#This Row],[Unit Category]]),0))*INDEX(Profiles[],MATCH(1,(Profiles[Month]=Supply[[#This Row],[Month]])*(Profiles[Hour Ending]=Supply[[#This Row],[Hour Ending]]),0),MATCH(Supply[[#This Row],[Unit Category]],Profiles[#Headers],0))","v":1469.32}]
[5,"PSH",20,{"$f":"INDEX(NQC[NQC MW],MATCH(1,(NQC[Month]=Supply[[#This Row],[Month]])*(NQC[Unit Category]=Supply[[#This Row],[Unit Category]]),0))*INDEX(Profiles[],MATCH(1,(Profiles[Month]=Supply[[#This Row],[Month]])*(Profiles[Hour Ending]=Supply[[#This Row],[Hour Ending]]),0),MATCH(Supply[[#This Row],[Unit Category]],Profiles[#Headers],0))","v":1469.32}]
[5,"PSH",21,{"$f":"INDEX(NQC[NQC MW],MATCH(1,(NQC[Month]=Supply[[#This Row],[Month]])*(NQC[Unit Category]=Supply[[#This Row],[Unit Category]]),0))*INDEX(Profiles[],MATCH(1,(Profiles[Month]=Supply[[#This Row],[Month]])*(Profiles[Hour Ending]=Supply[[#This Row],[Hour Ending]]),0),MATCH(Supply[[#This Row],[Unit Category]],Profiles[#Headers],0))","v":1469.32}]
[5,"PSH",22,{"$f":"INDEX(NQC[NQC MW],MATCH(1,(NQC[Month]=Supply[[#This Row],[Month]])*(NQC[Unit Category]=Supply[[#This Row],[Unit Category]]),0))*INDEX(Profiles[],MATCH(1,(Profiles[Month]=Supply[[#This Row],[Month]])*(Profiles[Hour Ending]=Supply[[#This Row],[Hour Ending]]),0),MATCH(Supply[[#This Row],[Unit Category]],Profiles[#Headers],0))","v":1469.32}]
[5,"PSH",23,{"$f":"INDEX(NQC[NQC MW],MATCH(1,(NQC[Month]=Supply[[#This Row],[Month]])*(NQC[Unit Category]=Supply[[#This Row],[Unit Category]]),0))*INDEX(Profiles[],MATCH(1,(Profiles[Month]=Supply[[#This Row],[Month]])*(Profiles[Hour Ending]=Supply[[#This Row],[Hour Ending]]),0),MATCH(Supply[[#This Row],[Unit Category]],Profiles[#Headers],0))","v":1469.32}]
[5,"PSH",24,{"$f":"INDEX(NQC[NQC MW],MATCH(1,(NQC[Month]=Supply[[#This Row],[Month]])*(NQC[Unit Category]=Supply[[#This Row],[Unit Category]]),0))*INDEX(Profiles[],MATCH(1,(Profiles[Month]=Supply[[#This Row],[Month]])*(Profiles[Hour Ending]=Supply[[#This Row],[Hour Ending]]),0),MATCH(Supply[[#This Row],[Unit Category]],Profiles[#Headers],0))","v":1469.32}]
[5,"Storage",1,{"$f":"INDEX(NQC[NQC MW],MATCH(1,(NQC[Month]=Supply[[#This Row],[Month]])*(NQC[Unit Category]=Supply[[#This Row],[Unit Category]]),0))*INDEX(Profiles[],MATCH(1,(Profiles[Month]=Supply[[#This Row],[Month]])*(Profiles[Hour Ending]=Supply[[#This Row],[Hour Ending]]),0),MATCH(Supply[[#This Row],[Unit Category]],Profiles[#Headers],0))","v":13654.58}]
[5,"Storage",2,{"$f":"INDEX(NQC[NQC MW],MATCH(1,(NQC[Month]=Supply[[#This Row],[Month]])*(NQC[Unit Category]=Supply[[#This Row],[Unit Category]]),0))*INDEX(Profiles[],MATCH(1,(Profiles[Month]=Supply[[#This Row],[Month]])*(Profiles[Hour Ending]=Supply[[#This Row],[Hour Ending]]),0),MATCH(Supply[[#This Row],[Unit Category]],Profiles[#Headers],0))","v":13654.58}]
[5,"Storage",3,{"$f":"INDEX(NQC[NQC MW],MATCH(1,(NQC[Month]=Supply[[#This Row],[Month]])*(NQC[Unit Category]=Supply[[#This Row],[Unit Category]]),0))*INDEX(Profiles[],MATCH(1,(Profiles[Month]=Supply[[#This Row],[Month]])*(Profiles[Hour Ending]=Supply[[#This Row],[Hour Ending]]),0),MATCH(Supply[[#This Row],[Unit Category]],Profiles[#Headers],0))","v":13654.58}]
[5,"Storage",4,{"$f":"INDEX(NQC[NQC MW],MATCH(1,(NQC[Month]=Supply[[#This Row],[Month]])*(NQC[Unit Category]=Supply[[#This Row],[Unit Category]]),0))*INDEX(Profiles[],MATCH(1,(Profiles[Month]=Supply[[#This Row],[Month]])*(Profiles[Hour Ending]=Supply[[#This Row],[Hour Ending]]),0),MATCH(Supply[[#This Row],[Unit Category]],Profiles[#Headers],0))","v":13654.58}]
[5,"Storage",5,{"$f":"INDEX(NQC[NQC MW],MATCH(1,(NQC[Month]=Supply[[#This Row],[Month]])*(NQC[Unit Category]=Supply[[#This Row],[Unit Category]]),0))*INDEX(Profiles[],MATCH(1,(Profiles[Month]=Supply[[#This Row],[Month]])*(Profiles[Hour Ending]=Supply[[#This Row],[Hour Ending]]),0),MATCH(Supply[[#This Row],[Unit Category]],Profiles[#Headers],0))","v":13654.58}]
[5,"Storage",6,{"$f":"INDEX(NQC[NQC MW],MATCH(1,(NQC[Month]=Supply[[#This Row],[Month]])*(NQC[Unit Category]=Supply[[#This Row],[Unit Category]]),0))*INDEX(Profiles[],MATCH(1,(Profiles[Month]=Supply[[#This Row],[Month]])*(Profiles[Hour Ending]=Supply[[#This Row],[Hour Ending]]),0),MATCH(Supply[[#This Row],[Unit Category]],Profiles[#Headers],0))","v":13654.58}]
[5,"Storage",7,{"$f":"INDEX(NQC[NQC MW],MATCH(1,(NQC[Month]=Supply[[#This Row],[Month]])*(NQC[Unit Category]=Supply[[#This Row],[Unit Category]]),0))*INDEX(Profiles[],MATCH(1,(Profiles[Month]=Supply[[#This Row],[Month]])*(Profiles[Hour Ending]=Supply[[#This Row],[Hour Ending]]),0),MATCH(Supply[[#This Row],[Unit Category]],Profiles[#Headers],0))","v":13654.58}]
[5,"Storage",8,{"$f":"INDEX(NQC[NQC MW],MATCH(1,(NQC[Month]=Supply[[#This Row],[Month]])*(NQC[Unit Category]=Supply[[#This Row],[Unit Category]]),0))*INDEX(Profiles[],MATCH(1,(Profiles[Month]=Supply[[#This Row],[Month]])*(Profiles[Hour Ending]=Supply[[#This Row],[Hour Ending]]),0),MATCH(Supply[[#This Row],[Unit Category]],Profiles[#Headers],0))","v":13654.58}]
[5,"Storage",9,{"$f":"INDEX(NQC[NQC MW],MATCH(1,(NQC[Month]=Supply[[#This Row],[Month]])*(NQC[Unit Category]=Supply[[#This Row],[Unit Category]]),0))*INDEX(Profiles[],MATCH(1,(Profiles[Month]=Supply[[#This Row],[Month]])*(Profiles[Hour Ending]=Supply[[#This Row],[Hour Ending]]),0),MATCH(Supply[[#This Row],[Unit Category]],Profiles[#Headers],0))","v":13654.58}]
[5,"Storage",10,{"$f":"INDEX(NQC[NQC MW],MATCH(1,(NQC[Month]=Supply[[#This Row],[Month]])*(NQC[Unit Category]=Supply[[#This Row],[Unit Category]]),0))*INDEX(Profiles[],MATCH(1,(Profiles[Month]=Supply[[#This Row],[Month]])*(Profiles[Hour Ending]=Supply[[#This Row],[Hour Ending]]),0),MATCH(Supply[[#This Row],[Unit Category]],Profiles[#Headers],0))","v":13654.58}]
[5,"Storage",11,{"$f":"INDEX(NQC[NQC MW],MATCH(1,(NQC[Month]=Supply[[#This Row],[Month]])*(NQC[Unit Category]=Supply[[#This Row],[Unit Category]]),0))*INDEX(Profiles[],MATCH(1,(Profiles[Month]=Supply[[#This Row],[Month]])*(Profiles[Hour Ending]=Supply[[#This Row],[Hour Ending]]),0),MATCH(Supply[[#This Row],[Unit Category]],Profiles[#Headers],0))","v":13654.58}]
[5,"Storage",12,{"$f":"INDEX(NQC[NQC MW],MATCH(1,(NQC[Month]=Supply[[#This Row],[Month]])*(NQC[Unit Category]=Supply[[#This Row],[Unit Category]]),0))*INDEX(Profiles[],MATCH(1,(Profiles[Month]=Supply[[#This Row],[Month]])*(Profiles[Hour Ending]=Supply[[#This Row],[Hour Ending]]),0),MATCH(Supply[[#This Row],[Unit Category]],Profiles[#Headers],0))","v":13654.58}]
[5,"Storage",13,{"$f":"INDEX(NQC[NQC MW],MATCH(1,(NQC[Month]=Supply[[#This Row],[Month]])*(NQC[Unit Category]=Supply[[#This Row],[Unit Category]]),0))*INDEX(Profiles[],MATCH(1,(Profiles[Month]=Supply[[#This Row],[Month]])*(Profiles[Hour Ending]=Supply[[#This Row],[Hour Ending]]),0),MATCH(Supply[[#This Row],[Unit Category]],Profiles[#Headers],0))","v":13654.58}]
[5,"Storage",14,{"$f":"INDEX(NQC[NQC MW],MATCH(1,(NQC[Month]=Supply[[#This Row],[Month]])*(NQC[Unit Category]=Supply[[#This Row],[Unit Category]]),0))*INDEX(Profiles[],MATCH(1,(Profiles[Month]=Supply[[#This Row],[Month]])*(Profiles[Hour Ending]=Supply[[#This Row],[Hour Ending]]),0),MATCH(Supply[[#This Row],[Unit Category]],Profiles[#Headers],0))","v":13654.58}]
[5,"Storage",15,{"$f":"INDEX(NQC[NQC MW],MATCH(1,(NQC[Month]=Supply[[#This Row],[Month]])*(NQC[Unit Category]=Supply[[#This Row],[Unit Category]]),0))*INDEX(Profiles[],MATCH(1,(Profiles[Month]=Supply[[#This Row],[Month]])*(Profiles[Hour Ending]=Supply[[#This Row],[Hour Ending]]),0),MATCH(Supply[[#This Row],[Unit Category]],Profiles[#Headers],0))","v":13654.58}]
[5,"Storage",16,{"$f":"INDEX(NQC[NQC MW],MATCH(1,(NQC[Month]=Supply[[#This Row],[Month]])*(NQC[Unit Category]=Supply[[#This Row],[Unit Category]]),0))*INDEX(Profiles[],MATCH(1,(Profiles[Month]=Supply[[#This Row],[Month]])*(Profiles[Hour Ending]=Supply[[#This Row],[Hour Ending]]),0),MATCH(Supply[[#This Row],[Unit Category]],Profiles[#Headers],0))","v":13654.58}]
[5,"Storage",17,{"$f":"INDEX(NQC[NQC MW],MATCH(1,(NQC[Month]=Supply[[#This Row],[Month]])*(NQC[Unit Category]=Supply[[#This Row],[Unit Category]]),0))*INDEX(Profiles[],MATCH(1,(Profiles[Month]=Supply[[#This Row],[Month]])*(Profiles[Hour Ending]=Supply[[#This Row],[Hour Ending]]),0),MATCH(Supply[[#This Row],[Unit Category]],Profiles[#Headers],0))","v":13654.58}]
[5,"Storage",18,{"$f":"INDEX(NQC[NQC MW],MATCH(1,(NQC[Month]=Supply[[#This Row],[Month]])*(NQC[Unit Category]=Supply[[#This Row],[Unit Category]]),0))*INDEX(Profiles[],MATCH(1,(Profiles[Month]=Supply[[#This Row],[Month]])*(Profiles[Hour Ending]=Supply[[#This Row],[Hour Ending]]),0),MATCH(Supply[[#This Row],[Unit Category]],Profiles[#Headers],0))","v":13654.58}]
[5,"Storage",19,{"$f":"INDEX(NQC[NQC MW],MATCH(1,(NQC[Month]=Supply[[#This Row],[Month]])*(NQC[Unit Category]=Supply[[#This Row],[Unit Category]]),0))*INDEX(Profiles[],MATCH(1,(Profiles[Month]=Supply[[#This Row],[Month]])*(Profiles[Hour Ending]=Supply[[#This Row],[Hour Ending]]),0),MATCH(Supply[[#This Row],[Unit Category]],Profiles[#Headers],0))","v":13654.58}]
[5,"Storage",20,{"$f":"INDEX(NQC[NQC MW],MATCH(1,(NQC[Month]=Supply[[#This Row],[Month]])*(NQC[Unit Category]=Supply[[#This Row],[Unit Category]]),0))*INDEX(Profiles[],MATCH(1,(Profiles[Month]=Supply[[#This Row],[Month]])*(Profiles[Hour Ending]=Supply[[#This Row],[Hour Ending]]),0),MATCH(Supply[[#This Row],[Unit Category]],Profiles[#Headers],0))","v":13654.58}]
[5,"Storage",21,{"$f":"INDEX(NQC[NQC MW],MATCH(1,(NQC[Month]=Supply[[#This Row],[Month]])*(NQC[Unit Category]=Supply[[#This Row],[Unit Category]]),0))*INDEX(Profiles[],MATCH(1,(Profiles[Month]=Supply[[#This Row],[Month]])*(Profiles[Hour Ending]=Supply[[#This Row],[Hour Ending]]),0),MATCH(Supply[[#This Row],[Unit Category]],Profiles[#Headers],0))","v":13654.58}]
[5,"Storage",22,{"$f":"INDEX(NQC[NQC MW],MATCH(1,(NQC[Month]=Supply[[#This Row],[Month]])*(NQC[Unit Category]=Supply[[#This Row],[Unit Category]]),0))*INDEX(Profiles[],MATCH(1,(Profiles[Month]=Supply[[#This Row],[Month]])*(Profiles[Hour Ending]=Supply[[#This Row],[Hour Ending]]),0),MATCH(Supply[[#This Row],[Unit Category]],Profiles[#Headers],0))","v":13654.58}]
[5,"Storage",23,{"$f":"INDEX(NQC[NQC MW],MATCH(1,(NQC[Month]=Supply[[#This Row],[Month]])*(NQC[Unit Category]=Supply[[#This Row],[Unit Category]]),0))*INDEX(Profiles[],MATCH(1,(Profiles[Month]=Supply[[#This Row],[Month]])*(Profiles[Hour Ending]=Supply[[#This Row],[Hour Ending]]),0),MATCH(Supply[[#This Row],[Unit Category]],Profiles[#Headers],0))","v":13654.58}]
[5,"Storage",24,{"$f":"INDEX(NQC[NQC MW],MATCH(1,(NQC[Month]=Supply[[#This Row],[Month]])*(NQC[Unit Category]=Supply[[#This Row],[Unit Category]]),0))*INDEX(Profiles[],MATCH(1,(Profiles[Month]=Supply[[#This Row],[Month]])*(Profiles[Hour Ending]=Supply[[#This Row],[Hour Ending]]),0),MATCH(Supply[[#This Row],[Unit Category]],Profiles[#Headers],0))","v":13654.58}]
[5,"Solar Fixed_Norcal",1,{"$f":"INDEX(NQC[NQC MW],MATCH(1,(NQC[Month]=Supply[[#This Row],[Month]])*(NQC[Unit Category]=Supply[[#This Row],[Unit Category]]),0))*INDEX(Profiles[],MATCH(1,(Profiles[Month]=Supply[[#This Row],[Month]])*(Profiles[Hour Ending]=Supply[[#This Row],[Hour Ending]]),0),MATCH(Supply[[#This Row],[Unit Category]],Profiles[#Headers],0))","v":0}]
[5,"Solar Fixed_Norcal",2,{"$f":"INDEX(NQC[NQC MW],MATCH(1,(NQC[Month]=Supply[[#This Row],[Month]])*(NQC[Unit Category]=Supply[[#This Row],[Unit Category]]),0))*INDEX(Profiles[],MATCH(1,(Profiles[Month]=Supply[[#This Row],[Month]])*(Profiles[Hour Ending]=Supply[[#This Row],[Hour Ending]]),0),MATCH(Supply[[#This Row],[Unit Category]],Profiles[#Headers],0))","v":0}]
[5,"Solar Fixed_Norcal",3,{"$f":"INDEX(NQC[NQC MW],MATCH(1,(NQC[Month]=Supply[[#This Row],[Month]])*(NQC[Unit Category]=Supply[[#This Row],[Unit Category]]),0))*INDEX(Profiles[],MATCH(1,(Profiles[Month]=Supply[[#This Row],[Month]])*(Profiles[Hour Ending]=Supply[[#This Row],[Hour Ending]]),0),MATCH(Supply[[#This Row],[Unit Category]],Profiles[#Headers],0))","v":0}]
[5,"Solar Fixed_Norcal",4,{"$f":"INDEX(NQC[NQC MW],MATCH(1,(NQC[Month]=Supply[[#This Row],[Month]])*(NQC[Unit Category]=Supply[[#This Row],[Unit Category]]),0))*INDEX(Profiles[],MATCH(1,(Profiles[Month]=Supply[[#This Row],[Month]])*(Profiles[Hour Ending]=Supply[[#This Row],[Hour Ending]]),0),MATCH(Supply[[#This Row],[Unit Category]],Profiles[#Headers],0))","v":0}]
[5,"Solar Fixed_Norcal",5,{"$f":"INDEX(NQC[NQC MW],MATCH(1,(NQC[Month]=Supply[[#This Row],[Month]])*(NQC[Unit Category]=Supply[[#This Row],[Unit Category]]),0))*INDEX(Profiles[],MATCH(1,(Profiles[Month]=Supply[[#This Row],[Month]])*(Profiles[Hour Ending]=Supply[[#This Row],[Hour Ending]]),0),MATCH(Supply[[#This Row],[Unit Category]],Profiles[#Headers],0))","v":1.8860741887252237E-2}]
[5,"Solar Fixed_Norcal",6,{"$f":"INDEX(NQC[NQC MW],MATCH(1,(NQC[Month]=Supply[[#This Row],[Month]])*(NQC[Unit Category]=Supply[[#This Row],[Unit Category]]),0))*INDEX(Profiles[],MATCH(1,(Profiles[Month]=Supply[[#This Row],[Month]])*(Profiles[Hour Ending]=Supply[[#This Row],[Hour Ending]]),0),MATCH(Supply[[#This Row],[Unit Category]],Profiles[#Headers],0))","v":129.99817890619227}]
[5,"Solar Fixed_Norcal",7,{"$f":"INDEX(NQC[NQC MW],MATCH(1,(NQC[Month]=Supply[[#This Row],[Month]])*(NQC[Unit Category]=Supply[[#This Row],[Unit Category]]),0))*INDEX(Profiles[],MATCH(1,(Profiles[Month]=Supply[[#This Row],[Month]])*(Profiles[Hour Ending]=Supply[[#This Row],[Hour Ending]]),0),MATCH(Supply[[#This Row],[Unit Category]],Profiles[#Headers],0))","v":716.3882766862049}]
[5,"Solar Fixed_Norcal",8,{"$f":"INDEX(NQC[NQC MW],MATCH(1,(NQC[Month]=Supply[[#This Row],[Month]])*(NQC[Unit Category]=Supply[[#This Row],[Unit Category]]),0))*INDEX(Profiles[],MATCH(1,(Profiles[Month]=Supply[[#This Row],[Month]])*(Profiles[Hour Ending]=Supply[[#This Row],[Hour Ending]]),0),MATCH(Supply[[#This Row],[Unit Category]],Profiles[#Headers],0))","v":1210.4181507981439}]
[5,"Solar Fixed_Norcal",9,{"$f":"INDEX(NQC[NQC MW],MATCH(1,(NQC[Month]=Supply[[#This Row],[Month]])*(NQC[Unit Category]=Supply[[#This Row],[Unit Category]]),0))*INDEX(Profiles[],MATCH(1,(Profiles[Month]=Supply[[#This Row],[Month]])*(Profiles[Hour Ending]=Supply[[#This Row],[Hour Ending]]),0),MATCH(Supply[[#This Row],[Unit Category]],Profiles[#Headers],0))","v":1465.2268758624905}]
[5,"Solar Fixed_Norcal",10,{"$f":"INDEX(NQC[NQC MW],MATCH(1,(NQC[Month]=Supply[[#This Row],[Month]])*(NQC[Unit Category]=Supply[[#This Row],[Unit Category]]),0))*INDEX(Profiles[],MATCH(1,(Profiles[Month]=Supply[[#This Row],[Month]])*(Profiles[Hour Ending]=Supply[[#This Row],[Hour Ending]]),0),MATCH(Supply[[#This Row],[Unit Category]],Profiles[#Headers],0))","v":1613.3588101148462}]
[5,"Solar Fixed_Norcal",11,{"$f":"INDEX(NQC[NQC MW],MATCH(1,(NQC[Month]=Supply[[#This Row],[Month]])*(NQC[Unit Category]=Supply[[#This Row],[Unit Category]]),0))*INDEX(Profiles[],MATCH(1,(Profiles[Month]=Supply[[#This Row],[Month]])*(Profiles[Hour Ending]=Supply[[#This Row],[Hour Ending]]),0),MATCH(Supply[[#This Row],[Unit Category]],Profiles[#Headers],0))","v":1654.9575610200861}]
[5,"Solar Fixed_Norcal",12,{"$f":"INDEX(NQC[NQC MW],MATCH(1,(NQC[Month]=Supply[[#This Row],[Month]])*(NQC[Unit Category]=Supply[[#This Row],[Unit Category]]),0))*INDEX(Profiles[],MATCH(1,(Profiles[Month]=Supply[[#This Row],[Month]])*(Profiles[Hour Ending]=Supply[[#This Row],[Hour Ending]]),0),MATCH(Supply[[#This Row],[Unit Category]],Profiles[#Headers],0))","v":1668.8927247390668}]
[5,"Solar Fixed_Norcal",13,{"$f":"INDEX(NQC[NQC MW],MATCH(1,(NQC[Month]=Supply[[#This Row],[Month]])*(NQC[Unit Category]=Supply[[#This Row],[Unit Category]]),0))*INDEX(Profiles[],MATCH(1,(Profiles[Month]=Supply[[#This Row],[Month]])*(Profiles[Hour Ending]=Supply[[#This Row],[Hour Ending]]),0),MATCH(Supply[[#This Row],[Unit Category]],Profiles[#Headers],0))","v":1675.8496095141475}]
[5,"Solar Fixed_Norcal",14,{"$f":"INDEX(NQC[NQC MW],MATCH(1,(NQC[Month]=Supply[[#This Row],[Month]])*(NQC[Unit Category]=Supply[[#This Row],[Unit Category]]),0))*INDEX(Profiles[],MATCH(1,(Profiles[Month]=Supply[[#This Row],[Month]])*(Profiles[Hour Ending]=Supply[[#This Row],[Hour Ending]]),0),MATCH(Supply[[#This Row],[Unit Category]],Profiles[#Headers],0))","v":1672.0112309364195}]
[5,"Solar Fixed_Norcal",15,{"$f":"INDEX(NQC[NQC MW],MATCH(1,(NQC[Month]=Supply[[#This Row],[Month]])*(NQC[Unit Category]=Supply[[#This Row],[Unit Category]]),0))*INDEX(Profiles[],MATCH(1,(Profiles[Month]=Supply[[#This Row],[Month]])*(Profiles[Hour Ending]=Supply[[#This Row],[Hour Ending]]),0),MATCH(Supply[[#This Row],[Unit Category]],Profiles[#Headers],0))","v":1611.3245779558331}]
[5,"Solar Fixed_Norcal",16,{"$f":"INDEX(NQC[NQC MW],MATCH(1,(NQC[Month]=Supply[[#This Row],[Month]])*(NQC[Unit Category]=Supply[[#This Row],[Unit Category]]),0))*INDEX(Profiles[],MATCH(1,(Profiles[Month]=Supply[[#This Row],[Month]])*(Profiles[Hour Ending]=Supply[[#This Row],[Hour Ending]]),0),MATCH(Supply[[#This Row],[Unit Category]],Profiles[#Headers],0))","v":1444.6676266229626}]
[5,"Solar Fixed_Norcal",17,{"$f":"INDEX(NQC[NQC MW],MATCH(1,(NQC[Month]=Supply[[#This Row],[Month]])*(NQC[Unit Category]=Supply[[#This Row],[Unit Category]]),0))*INDEX(Profiles[],MATCH(1,(Profiles[Month]=Supply[[#This Row],[Month]])*(Profiles[Hour Ending]=Supply[[#This Row],[Hour Ending]]),0),MATCH(Supply[[#This Row],[Unit Category]],Profiles[#Headers],0))","v":1191.511365721605}]
[5,"Solar Fixed_Norcal",18,{"$f":"INDEX(NQC[NQC MW],MATCH(1,(NQC[Month]=Supply[[#This Row],[Month]])*(NQC[Unit Category]=Supply[[#This Row],[Unit Category]]),0))*INDEX(Profiles[],MATCH(1,(Profiles[Month]=Supply[[#This Row],[Month]])*(Profiles[Hour Ending]=Supply[[#This Row],[Hour Ending]]),0),MATCH(Supply[[#This Row],[Unit Category]],Profiles[#Headers],0))","v":643.54062272830458}]
[5,"Solar Fixed_Norcal",19,{"$f":"INDEX(NQC[NQC MW],MATCH(1,(NQC[Month]=Supply[[#This Row],[Month]])*(NQC[Unit Category]=Supply[[#This Row],[Unit Category]]),0))*INDEX(Profiles[],MATCH(1,(Profiles[Month]=Supply[[#This Row],[Month]])*(Profiles[Hour Ending]=Supply[[#This Row],[Hour Ending]]),0),MATCH(Supply[[#This Row],[Unit Category]],Profiles[#Headers],0))","v":106.67369637690848}]
[5,"Solar Fixed_Norcal",20,{"$f":"INDEX(NQC[NQC MW],MATCH(1,(NQC[Month]=Supply[[#This Row],[Month]])*(NQC[Unit Category]=Supply[[#This Row],[Unit Category]]),0))*INDEX(Profiles[],MATCH(1,(Profiles[Month]=Supply[[#This Row],[Month]])*(Profiles[Hour Ending]=Supply[[#This Row],[Hour Ending]]),0),MATCH(Supply[[#This Row],[Unit Category]],Profiles[#Headers],0))","v":0.17762885875212989}]
[5,"Solar Fixed_Norcal",21,{"$f":"INDEX(NQC[NQC MW],MATCH(1,(NQC[Month]=Supply[[#This Row],[Month]])*(NQC[Unit Category]=Supply[[#This Row],[Unit Category]]),0))*INDEX(Profiles[],MATCH(1,(Profiles[Month]=Supply[[#This Row],[Month]])*(Profiles[Hour Ending]=Supply[[#This Row],[Hour Ending]]),0),MATCH(Supply[[#This Row],[Unit Category]],Profiles[#Headers],0))","v":0}]
[5,"Solar Fixed_Norcal",22,{"$f":"INDEX(NQC[NQC MW],MATCH(1,(NQC[Month]=Supply[[#This Row],[Month]])*(NQC[Unit Category]=Supply[[#This Row],[Unit Category]]),0))*INDEX(Profiles[],MATCH(1,(Profiles[Month]=Supply[[#This Row],[Month]])*(Profiles[Hour Ending]=Supply[[#This Row],[Hour Ending]]),0),MATCH(Supply[[#This Row],[Unit Category]],Profiles[#Headers],0))","v":0}]
[5,"Solar Fixed_Norcal",23,{"$f":"INDEX(NQC[NQC MW],MATCH(1,(NQC[Month]=Supply[[#This Row],[Month]])*(NQC[Unit Category]=Supply[[#This Row],[Unit Category]]),0))*INDEX(Profiles[],MATCH(1,(Profiles[Month]=Supply[[#This Row],[Month]])*(Profiles[Hour Ending]=Supply[[#This Row],[Hour Ending]]),0),MATCH(Supply[[#This Row],[Unit Category]],Profiles[#Headers],0))","v":0}]
[5,"Solar Fixed_Norcal",24,{"$f":"INDEX(NQC[NQC MW],MATCH(1,(NQC[Month]=Supply[[#This Row],[Month]])*(NQC[Unit Category]=Supply[[#This Row],[Unit Category]]),0))*INDEX(Profiles[],MATCH(1,(Profiles[Month]=Supply[[#This Row],[Month]])*(Profiles[Hour Ending]=Supply[[#This Row],[Hour Ending]]),0),MATCH(Supply[[#This Row],[Unit Category]],Profiles[#Headers],0))","v":0}]
[5,"Solar Fixed_Socal",1,{"$f":"INDEX(NQC[NQC MW],MATCH(1,(NQC[Month]=Supply[[#This Row],[Month]])*(NQC[Unit Category]=Supply[[#This Row],[Unit Category]]),0))*INDEX(Profiles[],MATCH(1,(Profiles[Month]=Supply[[#This Row],[Month]])*(Profiles[Hour Ending]=Supply[[#This Row],[Hour Ending]]),0),MATCH(Supply[[#This Row],[Unit Category]],Profiles[#Headers],0))","v":-1.9689148881853863E-3}]
[5,"Solar Fixed_Socal",2,{"$f":"INDEX(NQC[NQC MW],MATCH(1,(NQC[Month]=Supply[[#This Row],[Month]])*(NQC[Unit Category]=Supply[[#This Row],[Unit Category]]),0))*INDEX(Profiles[],MATCH(1,(Profiles[Month]=Supply[[#This Row],[Month]])*(Profiles[Hour Ending]=Supply[[#This Row],[Hour Ending]]),0),MATCH(Supply[[#This Row],[Unit Category]],Profiles[#Headers],0))","v":-3.6214353370556582E-3}]
[5,"Solar Fixed_Socal",3,{"$f":"INDEX(NQC[NQC MW],MATCH(1,(NQC[Month]=Supply[[#This Row],[Month]])*(NQC[Unit Category]=Supply[[#This Row],[Unit Category]]),0))*INDEX(Profiles[],MATCH(1,(Profiles[Month]=Supply[[#This Row],[Month]])*(Profiles[Hour Ending]=Supply[[#This Row],[Hour Ending]]),0),MATCH(Supply[[#This Row],[Unit Category]],Profiles[#Headers],0))","v":-5.0393918726889001E-3}]
[5,"Solar Fixed_Socal",4,{"$f":"INDEX(NQC[NQC MW],MATCH(1,(NQC[Month]=Supply[[#This Row],[Month]])*(NQC[Unit Category]=Supply[[#This Row],[Unit Category]]),0))*INDEX(Profiles[],MATCH(1,(Profiles[Month]=Supply[[#This Row],[Month]])*(Profiles[Hour Ending]=Supply[[#This Row],[Hour Ending]]),0),MATCH(Supply[[#This Row],[Unit Category]],Profiles[#Headers],0))","v":-5.8028380575995114E-3}]
[5,"Solar Fixed_Socal",5,{"$f":"INDEX(NQC[NQC MW],MATCH(1,(NQC[Month]=Supply[[#This Row],[Month]])*(NQC[Unit Category]=Supply[[#This Row],[Unit Category]]),0))*INDEX(Profiles[],MATCH(1,(Profiles[Month]=Supply[[#This Row],[Month]])*(Profiles[Hour Ending]=Supply[[#This Row],[Hour Ending]]),0),MATCH(Supply[[#This Row],[Unit Category]],Profiles[#Headers],0))","v":8.8166524358072298}]
[5,"Solar Fixed_Socal",6,{"$f":"INDEX(NQC[NQC MW],MATCH(1,(NQC[Month]=Supply[[#This Row],[Month]])*(NQC[Unit Category]=Supply[[#This Row],[Unit Category]]),0))*INDEX(Profiles[],MATCH(1,(Profiles[Month]=Supply[[#This Row],[Month]])*(Profiles[Hour Ending]=Supply[[#This Row],[Hour Ending]]),0),MATCH(Supply[[#This Row],[Unit Category]],Profiles[#Headers],0))","v":498.70533060190996}]
[5,"Solar Fixed_Socal",7,{"$f":"INDEX(NQC[NQC MW],MATCH(1,(NQC[Month]=Supply[[#This Row],[Month]])*(NQC[Unit Category]=Supply[[#This Row],[Unit Category]]),0))*INDEX(Profiles[],MATCH(1,(Profiles[Month]=Supply[[#This Row],[Month]])*(Profiles[Hour Ending]=Supply[[#This Row],[Hour Ending]]),0),MATCH(Supply[[#This Row],[Unit Category]],Profiles[#Headers],0))","v":1780.4726748494545}]
[5,"Solar Fixed_Socal",8,{"$f":"INDEX(NQC[NQC MW],MATCH(1,(NQC[Month]=Supply[[#This Row],[Month]])*(NQC[Unit Category]=Supply[[#This Row],[Unit Category]]),0))*INDEX(Profiles[],MATCH(1,(Profiles[Month]=Supply[[#This Row],[Month]])*(Profiles[Hour Ending]=Supply[[#This Row],[Hour Ending]]),0),MATCH(Supply[[#This Row],[Unit Category]],Profiles[#Headers],0))","v":2665.6607123585859}]
[5,"Solar Fixed_Socal",9,{"$f":"INDEX(NQC[NQC MW],MATCH(1,(NQC[Month]=Supply[[#This Row],[Month]])*(NQC[Unit Category]=Supply[[#This Row],[Unit Category]]),0))*INDEX(Profiles[],MATCH(1,(Profiles[Month]=Supply[[#This Row],[Month]])*(Profiles[Hour Ending]=Supply[[#This Row],[Hour Ending]]),0),MATCH(Supply[[#This Row],[Unit Category]],Profiles[#Headers],0))","v":3203.9280286809117}]
[5,"Solar Fixed_Socal",10,{"$f":"INDEX(NQC[NQC MW],MATCH(1,(NQC[Month]=Supply[[#This Row],[Month]])*(NQC[Unit Category]=Supply[[#This Row],[Unit Category]]),0))*INDEX(Profiles[],MATCH(1,(Profiles[Month]=Supply[[#This Row],[Month]])*(Profiles[Hour Ending]=Supply[[#This Row],[Hour Ending]]),0),MATCH(Supply[[#This Row],[Unit Category]],Profiles[#Headers],0))","v":3531.6241634053063}]
[5,"Solar Fixed_Socal",11,{"$f":"INDEX(NQC[NQC MW],MATCH(1,(NQC[Month]=Supply[[#This Row],[Month]])*(NQC[Unit Category]=Supply[[#This Row],[Unit Category]]),0))*INDEX(Profiles[],MATCH(1,(Profiles[Month]=Supply[[#This Row],[Month]])*(Profiles[Hour Ending]=Supply[[#This Row],[Hour Ending]]),0),MATCH(Supply[[#This Row],[Unit Category]],Profiles[#Headers],0))","v":3681.8718003310032}]
[5,"Solar Fixed_Socal",12,{"$f":"INDEX(NQC[NQC MW],MATCH(1,(NQC[Month]=Supply[[#This Row],[Month]])*(NQC[Unit Category]=Supply[[#This Row],[Unit Category]]),0))*INDEX(Profiles[],MATCH(1,(Profiles[Month]=Supply[[#This Row],[Month]])*(Profiles[Hour Ending]=Supply[[#This Row],[Hour Ending]]),0),MATCH(Supply[[#This Row],[Unit Category]],Profiles[#Headers],0))","v":3715.4692391598542}]
[5,"Solar Fixed_Socal",13,{"$f":"INDEX(NQC[NQC MW],MATCH(1,(NQC[Month]=Supply[[#This Row],[Month]])*(NQC[Unit Category]=Supply[[#This Row],[Unit Category]]),0))*INDEX(Profiles[],MATCH(1,(Profiles[Month]=Supply[[#This Row],[Month]])*(Profiles[Hour Ending]=Supply[[#This Row],[Hour Ending]]),0),MATCH(Supply[[#This Row],[Unit Category]],Profiles[#Headers],0))","v":3679.5134842461975}]
[5,"Solar Fixed_Socal",14,{"$f":"INDEX(NQC[NQC MW],MATCH(1,(NQC[Month]=Supply[[#This Row],[Month]])*(NQC[Unit Category]=Supply[[#This Row],[Unit Category]]),0))*INDEX(Profiles[],MATCH(1,(Profiles[Month]=Supply[[#This Row],[Month]])*(Profiles[Hour Ending]=Supply[[#This Row],[Hour Ending]]),0),MATCH(Supply[[#This Row],[Unit Category]],Profiles[#Headers],0))","v":3603.4280666076702}]
[5,"Solar Fixed_Socal",15,{"$f":"INDEX(NQC[NQC MW],MATCH(1,(NQC[Month]=Supply[[#This Row],[Month]])*(NQC[Unit Category]=Supply[[#This Row],[Unit Category]]),0))*INDEX(Profiles[],MATCH(1,(Profiles[Month]=Supply[[#This Row],[Month]])*(Profiles[Hour Ending]=Supply[[#This Row],[Hour Ending]]),0),MATCH(Supply[[#This Row],[Unit Category]],Profiles[#Headers],0))","v":3367.2353883516971}]
[5,"Solar Fixed_Socal",16,{"$f":"INDEX(NQC[NQC MW],MATCH(1,(NQC[Month]=Supply[[#This Row],[Month]])*(NQC[Unit Category]=Supply[[#This Row],[Unit Category]]),0))*INDEX(Profiles[],MATCH(1,(Profiles[Month]=Supply[[#This Row],[Month]])*(Profiles[Hour Ending]=Supply[[#This Row],[Hour Ending]]),0),MATCH(Supply[[#This Row],[Unit Category]],Profiles[#Headers],0))","v":2944.0102832911775}]
[5,"Solar Fixed_Socal",17,{"$f":"INDEX(NQC[NQC MW],MATCH(1,(NQC[Month]=Supply[[#This Row],[Month]])*(NQC[Unit Category]=Supply[[#This Row],[Unit Category]]),0))*INDEX(Profiles[],MATCH(1,(Profiles[Month]=Supply[[#This Row],[Month]])*(Profiles[Hour Ending]=Supply[[#This Row],[Hour Ending]]),0),MATCH(Supply[[#This Row],[Unit Category]],Profiles[#Headers],0))","v":2145.9648519628108}]
[5,"Solar Fixed_Socal",18,{"$f":"INDEX(NQC[NQC MW],MATCH(1,(NQC[Month]=Supply[[#This Row],[Month]])*(NQC[Unit Category]=Supply[[#This Row],[Unit Category]]),0))*INDEX(Profiles[],MATCH(1,(Profiles[Month]=Supply[[#This Row],[Month]])*(Profiles[Hour Ending]=Supply[[#This Row],[Hour Ending]]),0),MATCH(Supply[[#This Row],[Unit Category]],Profiles[#Headers],0))","v":832.391797932808}]
[5,"Solar Fixed_Socal",19,{"$f":"INDEX(NQC[NQC MW],MATCH(1,(NQC[Month]=Supply[[#This Row],[Month]])*(NQC[Unit Category]=Supply[[#This Row],[Unit Category]]),0))*INDEX(Profiles[],MATCH(1,(Profiles[Month]=Supply[[#This Row],[Month]])*(Profiles[Hour Ending]=Supply[[#This Row],[Hour Ending]]),0),MATCH(Supply[[#This Row],[Unit Category]],Profiles[#Headers],0))","v":64.427816694492378}]
[5,"Solar Fixed_Socal",20,{"$f":"INDEX(NQC[NQC MW],MATCH(1,(NQC[Month]=Supply[[#This Row],[Month]])*(NQC[Unit Category]=Supply[[#This Row],[Unit Category]]),0))*INDEX(Profiles[],MATCH(1,(Profiles[Month]=Supply[[#This Row],[Month]])*(Profiles[Hour Ending]=Supply[[#This Row],[Hour Ending]]),0),MATCH(Supply[[#This Row],[Unit Category]],Profiles[#Headers],0))","v":0.23258399201012175}]
[5,"Solar Fixed_Socal",21,{"$f":"INDEX(NQC[NQC MW],MATCH(1,(NQC[Month]=Supply[[#This Row],[Month]])*(NQC[Unit Category]=Supply[[#This Row],[Unit Category]]),0))*INDEX(Profiles[],MATCH(1,(Profiles[Month]=Supply[[#This Row],[Month]])*(Profiles[Hour Ending]=Supply[[#This Row],[Hour Ending]]),0),MATCH(Supply[[#This Row],[Unit Category]],Profiles[#Headers],0))","v":2.6163642265988017E-2}]
[5,"Solar Fixed_Socal",22,{"$f":"INDEX(NQC[NQC MW],MATCH(1,(NQC[Month]=Supply[[#This Row],[Month]])*(NQC[Unit Category]=Supply[[#This Row],[Unit Category]]),0))*INDEX(Profiles[],MATCH(1,(Profiles[Month]=Supply[[#This Row],[Month]])*(Profiles[Hour Ending]=Supply[[#This Row],[Hour Ending]]),0),MATCH(Supply[[#This Row],[Unit Category]],Profiles[#Headers],0))","v":1.7222705547173364E-2}]
[5,"Solar Fixed_Socal",23,{"$f":"INDEX(NQC[NQC MW],MATCH(1,(NQC[Month]=Supply[[#This Row],[Month]])*(NQC[Unit Category]=Supply[[#This Row],[Unit Category]]),0))*INDEX(Profiles[],MATCH(1,(Profiles[Month]=Supply[[#This Row],[Month]])*(Profiles[Hour Ending]=Supply[[#This Row],[Hour Ending]]),0),MATCH(Supply[[#This Row],[Unit Category]],Profiles[#Headers],0))","v":8.3031698407608732E-3}]
[5,"Solar Fixed_Socal",24,{"$f":"INDEX(NQC[NQC MW],MATCH(1,(NQC[Month]=Supply[[#This Row],[Month]])*(NQC[Unit Category]=Supply[[#This Row],[Unit Category]]),0))*INDEX(Profiles[],MATCH(1,(Profiles[Month]=Supply[[#This Row],[Month]])*(Profiles[Hour Ending]=Supply[[#This Row],[Hour Ending]]),0),MATCH(Supply[[#This Row],[Unit Category]],Profiles[#Headers],0))","v":1.4599933218668966E-3}]
[5,"Solar Thermal_Norcal",1,{"$f":"INDEX(NQC[NQC MW],MATCH(1,(NQC[Month]=Supply[[#This Row],[Month]])*(NQC[Unit Category]=Supply[[#This Row],[Unit Category]]),0))*INDEX(Profiles[],MATCH(1,(Profiles[Month]=Supply[[#This Row],[Month]])*(Profiles[Hour Ending]=Supply[[#This Row],[Hour Ending]]),0),MATCH(Supply[[#This Row],[Unit Category]],Profiles[#Headers],0))","v":0}]
[5,"Solar Thermal_Norcal",2,{"$f":"INDEX(NQC[NQC MW],MATCH(1,(NQC[Month]=Supply[[#This Row],[Month]])*(NQC[Unit Category]=Supply[[#This Row],[Unit Category]]),0))*INDEX(Profiles[],MATCH(1,(Profiles[Month]=Supply[[#This Row],[Month]])*(Profiles[Hour Ending]=Supply[[#This Row],[Hour Ending]]),0),MATCH(Supply[[#This Row],[Unit Category]],Profiles[#Headers],0))","v":0}]
[5,"Solar Thermal_Norcal",3,{"$f":"INDEX(NQC[NQC MW],MATCH(1,(NQC[Month]=Supply[[#This Row],[Month]])*(NQC[Unit Category]=Supply[[#This Row],[Unit Category]]),0))*INDEX(Profiles[],MATCH(1,(Profiles[Month]=Supply[[#This Row],[Month]])*(Profiles[Hour Ending]=Supply[[#This Row],[Hour Ending]]),0),MATCH(Supply[[#This Row],[Unit Category]],Profiles[#Headers],0))","v":0}]
[5,"Solar Thermal_Norcal",4,{"$f":"INDEX(NQC[NQC MW],MATCH(1,(NQC[Month]=Supply[[#This Row],[Month]])*(NQC[Unit Category]=Supply[[#This Row],[Unit Category]]),0))*INDEX(Profiles[],MATCH(1,(Profiles[Month]=Supply[[#This Row],[Month]])*(Profiles[Hour Ending]=Supply[[#This Row],[Hour Ending]]),0),MATCH(Supply[[#This Row],[Unit Category]],Profiles[#Headers],0))","v":0}]
[5,"Solar Thermal_Norcal",5,{"$f":"INDEX(NQC[NQC MW],MATCH(1,(NQC[Month]=Supply[[#This Row],[Month]])*(NQC[Unit Category]=Supply[[#This Row],[Unit Category]]),0))*INDEX(Profiles[],MATCH(1,(Profiles[Month]=Supply[[#This Row],[Month]])*(Profiles[Hour Ending]=Supply[[#This Row],[Hour Ending]]),0),MATCH(Supply[[#This Row],[Unit Category]],Profiles[#Headers],0))","v":0}]
[5,"Solar Thermal_Norcal",6,{"$f":"INDEX(NQC[NQC MW],MATCH(1,(NQC[Month]=Supply[[#This Row],[Month]])*(NQC[Unit Category]=Supply[[#This Row],[Unit Category]]),0))*INDEX(Profiles[],MATCH(1,(Profiles[Month]=Supply[[#This Row],[Month]])*(Profiles[Hour Ending]=Supply[[#This Row],[Hour Ending]]),0),MATCH(Supply[[#This Row],[Unit Category]],Profiles[#Headers],0))","v":0}]
[5,"Solar Thermal_Norcal",7,{"$f":"INDEX(NQC[NQC MW],MATCH(1,(NQC[Month]=Supply[[#This Row],[Month]])*(NQC[Unit Category]=Supply[[#This Row],[Unit Category]]),0))*INDEX(Profiles[],MATCH(1,(Profiles[Month]=Supply[[#This Row],[Month]])*(Profiles[Hour Ending]=Supply[[#This Row],[Hour Ending]]),0),MATCH(Supply[[#This Row],[Unit Category]],Profiles[#Headers],0))","v":0}]
[5,"Solar Thermal_Norcal",8,{"$f":"INDEX(NQC[NQC MW],MATCH(1,(NQC[Month]=Supply[[#This Row],[Month]])*(NQC[Unit Category]=Supply[[#This Row],[Unit Category]]),0))*INDEX(Profiles[],MATCH(1,(Profiles[Month]=Supply[[#This Row],[Month]])*(Profiles[Hour Ending]=Supply[[#This Row],[Hour Ending]]),0),MATCH(Supply[[#This Row],[Unit Category]],Profiles[#Headers],0))","v":0}]
[5,"Solar Thermal_Norcal",9,{"$f":"INDEX(NQC[NQC MW],MATCH(1,(NQC[Month]=Supply[[#This Row],[Month]])*(NQC[Unit Category]=Supply[[#This Row],[Unit Category]]),0))*INDEX(Profiles[],MATCH(1,(Profiles[Month]=Supply[[#This Row],[Month]])*(Profiles[Hour Ending]=Supply[[#This Row],[Hour Ending]]),0),MATCH(Supply[[#This Row],[Unit Category]],Profiles[#Headers],0))","v":0}]
[5,"Solar Thermal_Norcal",10,{"$f":"INDEX(NQC[NQC MW],MATCH(1,(NQC[Month]=Supply[[#This Row],[Month]])*(NQC[Unit Category]=Supply[[#This Row],[Unit Category]]),0))*INDEX(Profiles[],MATCH(1,(Profiles[Month]=Supply[[#This Row],[Month]])*(Profiles[Hour Ending]=Supply[[#This Row],[Hour Ending]]),0),MATCH(Supply[[#This Row],[Unit Category]],Profiles[#Headers],0))","v":0}]
[5,"Solar Thermal_Norcal",11,{"$f":"INDEX(NQC[NQC MW],MATCH(1,(NQC[Month]=Supply[[#This Row],[Month]])*(NQC[Unit Category]=Supply[[#This Row],[Unit Category]]),0))*INDEX(Profiles[],MATCH(1,(Profiles[Month]=Supply[[#This Row],[Month]])*(Profiles[Hour Ending]=Supply[[#This Row],[Hour Ending]]),0),MATCH(Supply[[#This Row],[Unit Category]],Profiles[#Headers],0))","v":0}]
[5,"Solar Thermal_Norcal",12,{"$f":"INDEX(NQC[NQC MW],MATCH(1,(NQC[Month]=Supply[[#This Row],[Month]])*(NQC[Unit Category]=Supply[[#This Row],[Unit Category]]),0))*INDEX(Profiles[],MATCH(1,(Profiles[Month]=Supply[[#This Row],[Month]])*(Profiles[Hour Ending]=Supply[[#This Row],[Hour Ending]]),0),MATCH(Supply[[#This Row],[Unit Category]],Profiles[#Headers],0))","v":0}]
[5,"Solar Thermal_Norcal",13,{"$f":"INDEX(NQC[NQC MW],MATCH(1,(NQC[Month]=Supply[[#This Row],[Month]])*(NQC[Unit Category]=Supply[[#This Row],[Unit Category]]),0))*INDEX(Profiles[],MATCH(1,(Profiles[Month]=Supply[[#This Row],[Month]])*(Profiles[Hour Ending]=Supply[[#This Row],[Hour Ending]]),0),MATCH(Supply[[#This Row],[Unit Category]],Profiles[#Headers],0))","v":0}]
[5,"Solar Thermal_Norcal",14,{"$f":"INDEX(NQC[NQC MW],MATCH(1,(NQC[Month]=Supply[[#This Row],[Month]])*(NQC[Unit Category]=Supply[[#This Row],[Unit Category]]),0))*INDEX(Profiles[],MATCH(1,(Profiles[Month]=Supply[[#This Row],[Month]])*(Profiles[Hour Ending]=Supply[[#This Row],[Hour Ending]]),0),MATCH(Supply[[#This Row],[Unit Category]],Profiles[#Headers],0))","v":0}]
[5,"Solar Thermal_Norcal",15,{"$f":"INDEX(NQC[NQC MW],MATCH(1,(NQC[Month]=Supply[[#This Row],[Month]])*(NQC[Unit Category]=Supply[[#This Row],[Unit Category]]),0))*INDEX(Profiles[],MATCH(1,(Profiles[Month]=Supply[[#This Row],[Month]])*(Profiles[Hour Ending]=Supply[[#This Row],[Hour Ending]]),0),MATCH(Supply[[#This Row],[Unit Category]],Profiles[#Headers],0))","v":0}]
[5,"Solar Thermal_Norcal",16,{"$f":"INDEX(NQC[NQC MW],MATCH(1,(NQC[Month]=Supply[[#This Row],[Month]])*(NQC[Unit Category]=Supply[[#This Row],[Unit Category]]),0))*INDEX(Profiles[],MATCH(1,(Profiles[Month]=Supply[[#This Row],[Month]])*(Profiles[Hour Ending]=Supply[[#This Row],[Hour Ending]]),0),MATCH(Supply[[#This Row],[Unit Category]],Profiles[#Headers],0))","v":0}]
[5,"Solar Thermal_Norcal",17,{"$f":"INDEX(NQC[NQC MW],MATCH(1,(NQC[Month]=Supply[[#This Row],[Month]])*(NQC[Unit Category]=Supply[[#This Row],[Unit Category]]),0))*INDEX(Profiles[],MATCH(1,(Profiles[Month]=Supply[[#This Row],[Month]])*(Profiles[Hour Ending]=Supply[[#This Row],[Hour Ending]]),0),MATCH(Supply[[#This Row],[Unit Category]],Profiles[#Headers],0))","v":0}]
[5,"Solar Thermal_Norcal",18,{"$f":"INDEX(NQC[NQC MW],MATCH(1,(NQC[Month]=Supply[[#This Row],[Month]])*(NQC[Unit Category]=Supply[[#This Row],[Unit Category]]),0))*INDEX(Profiles[],MATCH(1,(Profiles[Month]=Supply[[#This Row],[Month]])*(Profiles[Hour Ending]=Supply[[#This Row],[Hour Ending]]),0),MATCH(Supply[[#This Row],[Unit Category]],Profiles[#Headers],0))","v":0}]
[5,"Solar Thermal_Norcal",19,{"$f":"INDEX(NQC[NQC MW],MATCH(1,(NQC[Month]=Supply[[#This Row],[Month]])*(NQC[Unit Category]=Supply[[#This Row],[Unit Category]]),0))*INDEX(Profiles[],MATCH(1,(Profiles[Month]=Supply[[#This Row],[Month]])*(Profiles[Hour Ending]=Supply[[#This Row],[Hour Ending]]),0),MATCH(Supply[[#This Row],[Unit Category]],Profiles[#Headers],0))","v":0}]
[5,"Solar Thermal_Norcal",20,{"$f":"INDEX(NQC[NQC MW],MATCH(1,(NQC[Month]=Supply[[#This Row],[Month]])*(NQC[Unit Category]=Supply[[#This Row],[Unit Category]]),0))*INDEX(Profiles[],MATCH(1,(Profiles[Month]=Supply[[#This Row],[Month]])*(Profiles[Hour Ending]=Supply[[#This Row],[Hour Ending]]),0),MATCH(Supply[[#This Row],[Unit Category]],Profiles[#Headers],0))","v":0}]
[5,"Solar Thermal_Norcal",21,{"$f":"INDEX(NQC[NQC MW],MATCH(1,(NQC[Month]=Supply[[#This Row],[Month]])*(NQC[Unit Category]=Supply[[#This Row],[Unit Category]]),0))*INDEX(Profiles[],MATCH(1,(Profiles[Month]=Supply[[#This Row],[Month]])*(Profiles[Hour Ending]=Supply[[#This Row],[Hour Ending]]),0),MATCH(Supply[[#This Row],[Unit Category]],Profiles[#Headers],0))","v":0}]
[5,"Solar Thermal_Norcal",22,{"$f":"INDEX(NQC[NQC MW],MATCH(1,(NQC[Month]=Supply[[#This Row],[Month]])*(NQC[Unit Category]=Supply[[#This Row],[Unit Category]]),0))*INDEX(Profiles[],MATCH(1,(Profiles[Month]=Supply[[#This Row],[Month]])*(Profiles[Hour Ending]=Supply[[#This Row],[Hour Ending]]),0),MATCH(Supply[[#This Row],[Unit Category]],Profiles[#Headers],0))","v":0}]
[5,"Solar Thermal_Norcal",23,{"$f":"INDEX(NQC[NQC MW],MATCH(1,(NQC[Month]=Supply[[#This Row],[Month]])*(NQC[Unit Category]=Supply[[#This Row],[Unit Category]]),0))*INDEX(Profiles[],MATCH(1,(Profiles[Month]=Supply[[#This Row],[Month]])*(Profiles[Hour Ending]=Supply[[#This Row],[Hour Ending]]),0),MATCH(Supply[[#This Row],[Unit Category]],Profiles[#Headers],0))","v":0}]
[5,"Solar Thermal_Norcal",24,{"$f":"INDEX(NQC[NQC MW],MATCH(1,(NQC[Month]=Supply[[#This Row],[Month]])*(NQC[Unit Category]=Supply[[#This Row],[Unit Category]]),0))*INDEX(Profiles[],MATCH(1,(Profiles[Month]=Supply[[#This Row],[Month]])*(Profiles[Hour Ending]=Supply[[#This Row],[Hour Ending]]),0),MATCH(Supply[[#This Row],[Unit Category]],Profiles[#Headers],0))","v":0}]
[5,"Solar Thermal_Socal",1,{"$f":"INDEX(NQC[NQC MW],MATCH(1,(NQC[Month]=Supply[[#This Row],[Month]])*(NQC[Unit Category]=Supply[[#This Row],[Unit Category]]),0))*INDEX(Profiles[],MATCH(1,(Profiles[Month]=Supply[[#This Row],[Month]])*(Profiles[Hour Ending]=Supply[[#This Row],[Hour Ending]]),0),MATCH(Supply[[#This Row],[Unit Category]],Profiles[#Headers],0))","v":0}]
[5,"Solar Thermal_Socal",2,{"$f":"INDEX(NQC[NQC MW],MATCH(1,(NQC[Month]=Supply[[#This Row],[Month]])*(NQC[Unit Category]=Supply[[#This Row],[Unit Category]]),0))*INDEX(Profiles[],MATCH(1,(Profiles[Month]=Supply[[#This Row],[Month]])*(Profiles[Hour Ending]=Supply[[#This Row],[Hour Ending]]),0),MATCH(Supply[[#This Row],[Unit Category]],Profiles[#Headers],0))","v":0}]
[5,"Solar Thermal_Socal",3,{"$f":"INDEX(NQC[NQC MW],MATCH(1,(NQC[Month]=Supply[[#This Row],[Month]])*(NQC[Unit Category]=Supply[[#This Row],[Unit Category]]),0))*INDEX(Profiles[],MATCH(1,(Profiles[Month]=Supply[[#This Row],[Month]])*(Profiles[Hour Ending]=Supply[[#This Row],[Hour Ending]]),0),MATCH(Supply[[#This Row],[Unit Category]],Profiles[#Headers],0))","v":0}]
[5,"Solar Thermal_Socal",4,{"$f":"INDEX(NQC[NQC MW],MATCH(1,(NQC[Month]=Supply[[#This Row],[Month]])*(NQC[Unit Category]=Supply[[#This Row],[Unit Category]]),0))*INDEX(Profiles[],MATCH(1,(Profiles[Month]=Supply[[#This Row],[Month]])*(Profiles[Hour Ending]=Supply[[#This Row],[Hour Ending]]),0),MATCH(Supply[[#This Row],[Unit Category]],Profiles[#Headers],0))","v":0}]
[5,"Solar Thermal_Socal",5,{"$f":"INDEX(NQC[NQC MW],MATCH(1,(NQC[Month]=Supply[[#This Row],[Month]])*(NQC[Unit Category]=Supply[[#This Row],[Unit Category]]),0))*INDEX(Profiles[],MATCH(1,(Profiles[Month]=Supply[[#This Row],[Month]])*(Profiles[Hour Ending]=Supply[[#This Row],[Hour Ending]]),0),MATCH(Supply[[#This Row],[Unit Category]],Profiles[#Headers],0))","v":0}]
[5,"Solar Thermal_Socal",6,{"$f":"INDEX(NQC[NQC MW],MATCH(1,(NQC[Month]=Supply[[#This Row],[Month]])*(NQC[Unit Category]=Supply[[#This Row],[Unit Category]]),0))*INDEX(Profiles[],MATCH(1,(Profiles[Month]=Supply[[#This Row],[Month]])*(Profiles[Hour Ending]=Supply[[#This Row],[Hour Ending]]),0),MATCH(Supply[[#This Row],[Unit Category]],Profiles[#Headers],0))","v":20.133487398367031}]
[5,"Solar Thermal_Socal",7,{"$f":"INDEX(NQC[NQC MW],MATCH(1,(NQC[Month]=Supply[[#This Row],[Month]])*(NQC[Unit Category]=Supply[[#This Row],[Unit Category]]),0))*INDEX(Profiles[],MATCH(1,(Profiles[Month]=Supply[[#This Row],[Month]])*(Profiles[Hour Ending]=Supply[[#This Row],[Hour Ending]]),0),MATCH(Supply[[#This Row],[Unit Category]],Profiles[#Headers],0))","v":278.68461917588633}]
[5,"Solar Thermal_Socal",8,{"$f":"INDEX(NQC[NQC MW],MATCH(1,(NQC[Month]=Supply[[#This Row],[Month]])*(NQC[Unit Category]=Supply[[#This Row],[Unit Category]]),0))*INDEX(Profiles[],MATCH(1,(Profiles[Month]=Supply[[#This Row],[Month]])*(Profiles[Hour Ending]=Supply[[#This Row],[Hour Ending]]),0),MATCH(Supply[[#This Row],[Unit Category]],Profiles[#Headers],0))","v":680.71015578265065}]
[5,"Solar Thermal_Socal",9,{"$f":"INDEX(NQC[NQC MW],MATCH(1,(NQC[Month]=Supply[[#This Row],[Month]])*(NQC[Unit Category]=Supply[[#This Row],[Unit Category]]),0))*INDEX(Profiles[],MATCH(1,(Profiles[Month]=Supply[[#This Row],[Month]])*(Profiles[Hour Ending]=Supply[[#This Row],[Hour Ending]]),0),MATCH(Supply[[#This Row],[Unit Category]],Profiles[#Headers],0))","v":824.47599887575575}]
[5,"Solar Thermal_Socal",10,{"$f":"INDEX(NQC[NQC MW],MATCH(1,(NQC[Month]=Supply[[#This Row],[Month]])*(NQC[Unit Category]=Supply[[#This Row],[Unit Category]]),0))*INDEX(Profiles[],MATCH(1,(Profiles[Month]=Supply[[#This Row],[Month]])*(Profiles[Hour Ending]=Supply[[#This Row],[Hour Ending]]),0),MATCH(Supply[[#This Row],[Unit Category]],Profiles[#Headers],0))","v":842.16660627370322}]
[5,"Solar Thermal_Socal",11,{"$f":"INDEX(NQC[NQC MW],MATCH(1,(NQC[Month]=Supply[[#This Row],[Month]])*(NQC[Unit Category]=Supply[[#This Row],[Unit Category]]),0))*INDEX(Profiles[],MATCH(1,(Profiles[Month]=Supply[[#This Row],[Month]])*(Profiles[Hour Ending]=Supply[[#This Row],[Hour Ending]]),0),MATCH(Supply[[#This Row],[Unit Category]],Profiles[#Headers],0))","v":837.54303113565811}]
[5,"Solar Thermal_Socal",12,{"$f":"INDEX(NQC[NQC MW],MATCH(1,(NQC[Month]=Supply[[#This Row],[Month]])*(NQC[Unit Category]=Supply[[#This Row],[Unit Category]]),0))*INDEX(Profiles[],MATCH(1,(Profiles[Month]=Supply[[#This Row],[Month]])*(Profiles[Hour Ending]=Supply[[#This Row],[Hour Ending]]),0),MATCH(Supply[[#This Row],[Unit Category]],Profiles[#Headers],0))","v":841.053402812493}]
[5,"Solar Thermal_Socal",13,{"$f":"INDEX(NQC[NQC MW],MATCH(1,(NQC[Month]=Supply[[#This Row],[Month]])*(NQC[Unit Category]=Supply[[#This Row],[Unit Category]]),0))*INDEX(Profiles[],MATCH(1,(Profiles[Month]=Supply[[#This Row],[Month]])*(Profiles[Hour Ending]=Supply[[#This Row],[Hour Ending]]),0),MATCH(Supply[[#This Row],[Unit Category]],Profiles[#Headers],0))","v":824.4534885979001}]
[5,"Solar Thermal_Socal",14,{"$f":"INDEX(NQC[NQC MW],MATCH(1,(NQC[Month]=Supply[[#This Row],[Month]])*(NQC[Unit Category]=Supply[[#This Row],[Unit Category]]),0))*INDEX(Profiles[],MATCH(1,(Profiles[Month]=Supply[[#This Row],[Month]])*(Profiles[Hour Ending]=Supply[[#This Row],[Hour Ending]]),0),MATCH(Supply[[#This Row],[Unit Category]],Profiles[#Headers],0))","v":792.4345642819037}]
[5,"Solar Thermal_Socal",15,{"$f":"INDEX(NQC[NQC MW],MATCH(1,(NQC[Month]=Supply[[#This Row],[Month]])*(NQC[Unit Category]=Supply[[#This Row],[Unit Category]]),0))*INDEX(Profiles[],MATCH(1,(Profiles[Month]=Supply[[#This Row],[Month]])*(Profiles[Hour Ending]=Supply[[#This Row],[Hour Ending]]),0),MATCH(Supply[[#This Row],[Unit Category]],Profiles[#Headers],0))","v":774.50580625041187}]
[5,"Solar Thermal_Socal",16,{"$f":"INDEX(NQC[NQC MW],MATCH(1,(NQC[Month]=Supply[[#This Row],[Month]])*(NQC[Unit Category]=Supply[[#This Row],[Unit Category]]),0))*INDEX(Profiles[],MATCH(1,(Profiles[Month]=Supply[[#This Row],[Month]])*(Profiles[Hour Ending]=Supply[[#This Row],[Hour Ending]]),0),MATCH(Supply[[#This Row],[Unit Category]],Profiles[#Headers],0))","v":726.40308902558399}]
[5,"Solar Thermal_Socal",17,{"$f":"INDEX(NQC[NQC MW],MATCH(1,(NQC[Month]=Supply[[#This Row],[Month]])*(NQC[Unit Category]=Supply[[#This Row],[Unit Category]]),0))*INDEX(Profiles[],MATCH(1,(Profiles[Month]=Supply[[#This Row],[Month]])*(Profiles[Hour Ending]=Supply[[#This Row],[Hour Ending]]),0),MATCH(Supply[[#This Row],[Unit Category]],Profiles[#Headers],0))","v":649.68351541723371}]
[5,"Solar Thermal_Socal",18,{"$f":"INDEX(NQC[NQC MW],MATCH(1,(NQC[Month]=Supply[[#This Row],[Month]])*(NQC[Unit Category]=Supply[[#This Row],[Unit Category]]),0))*INDEX(Profiles[],MATCH(1,(Profiles[Month]=Supply[[#This Row],[Month]])*(Profiles[Hour Ending]=Supply[[#This Row],[Hour Ending]]),0),MATCH(Supply[[#This Row],[Unit Category]],Profiles[#Headers],0))","v":415.14339272167786}]
[5,"Solar Thermal_Socal",19,{"$f":"INDEX(NQC[NQC MW],MATCH(1,(NQC[Month]=Supply[[#This Row],[Month]])*(NQC[Unit Category]=Supply[[#This Row],[Unit Category]]),0))*INDEX(Profiles[],MATCH(1,(Profiles[Month]=Supply[[#This Row],[Month]])*(Profiles[Hour Ending]=Supply[[#This Row],[Hour Ending]]),0),MATCH(Supply[[#This Row],[Unit Category]],Profiles[#Headers],0))","v":90.199267720975655}]
[5,"Solar Thermal_Socal",20,{"$f":"INDEX(NQC[NQC MW],MATCH(1,(NQC[Month]=Supply[[#This Row],[Month]])*(NQC[Unit Category]=Supply[[#This Row],[Unit Category]]),0))*INDEX(Profiles[],MATCH(1,(Profiles[Month]=Supply[[#This Row],[Month]])*(Profiles[Hour Ending]=Supply[[#This Row],[Hour Ending]]),0),MATCH(Supply[[#This Row],[Unit Category]],Profiles[#Headers],0))","v":0}]
[5,"Solar Thermal_Socal",21,{"$f":"INDEX(NQC[NQC MW],MATCH(1,(NQC[Month]=Supply[[#This Row],[Month]])*(NQC[Unit Category]=Supply[[#This Row],[Unit Category]]),0))*INDEX(Profiles[],MATCH(1,(Profiles[Month]=Supply[[#This Row],[Month]])*(Profiles[Hour Ending]=Supply[[#This Row],[Hour Ending]]),0),MATCH(Supply[[#This Row],[Unit Category]],Profiles[#Headers],0))","v":0}]
[5,"Solar Thermal_Socal",22,{"$f":"INDEX(NQC[NQC MW],MATCH(1,(NQC[Month]=Supply[[#This Row],[Month]])*(NQC[Unit Category]=Supply[[#This Row],[Unit Category]]),0))*INDEX(Profiles[],MATCH(1,(Profiles[Month]=Supply[[#This Row],[Month]])*(Profiles[Hour Ending]=Supply[[#This Row],[Hour Ending]]),0),MATCH(Supply[[#This Row],[Unit Category]],Profiles[#Headers],0))","v":0}]
[5,"Solar Thermal_Socal",23,{"$f":"INDEX(NQC[NQC MW],MATCH(1,(NQC[Month]=Supply[[#This Row],[Month]])*(NQC[Unit Category]=Supply[[#This Row],[Unit Category]]),0))*INDEX(Profiles[],MATCH(1,(Profiles[Month]=Supply[[#This Row],[Month]])*(Profiles[Hour Ending]=Supply[[#This Row],[Hour Ending]]),0),MATCH(Supply[[#This Row],[Unit Category]],Profiles[#Headers],0))","v":0}]
[5,"Solar Thermal_Socal",24,{"$f":"INDEX(NQC[NQC MW],MATCH(1,(NQC[Month]=Supply[[#This Row],[Month]])*(NQC[Unit Category]=Supply[[#This Row],[Unit Category]]),0))*INDEX(Profiles[],MATCH(1,(Profiles[Month]=Supply[[#This Row],[Month]])*(Profiles[Hour Ending]=Supply[[#This Row],[Hour Ending]]),0),MATCH(Supply[[#This Row],[Unit Category]],Profiles[#Headers],0))","v":0}]
[5,"Solar Tracking_Norcal",1,{"$f":"INDEX(NQC[NQC MW],MATCH(1,(NQC[Month]=Supply[[#This Row],[Month]])*(NQC[Unit Category]=Supply[[#This Row],[Unit Category]]),0))*INDEX(Profiles[],MATCH(1,(Profiles[Month]=Supply[[#This Row],[Month]])*(Profiles[Hour Ending]=Supply[[#This Row],[Hour Ending]]),0),MATCH(Supply[[#This Row],[Unit Category]],Profiles[#Headers],0))","v":0}]
[5,"Solar Tracking_Norcal",2,{"$f":"INDEX(NQC[NQC MW],MATCH(1,(NQC[Month]=Supply[[#This Row],[Month]])*(NQC[Unit Category]=Supply[[#This Row],[Unit Category]]),0))*INDEX(Profiles[],MATCH(1,(Profiles[Month]=Supply[[#This Row],[Month]])*(Profiles[Hour Ending]=Supply[[#This Row],[Hour Ending]]),0),MATCH(Supply[[#This Row],[Unit Category]],Profiles[#Headers],0))","v":0}]
[5,"Solar Tracking_Norcal",3,{"$f":"INDEX(NQC[NQC MW],MATCH(1,(NQC[Month]=Supply[[#This Row],[Month]])*(NQC[Unit Category]=Supply[[#This Row],[Unit Category]]),0))*INDEX(Profiles[],MATCH(1,(Profiles[Month]=Supply[[#This Row],[Month]])*(Profiles[Hour Ending]=Supply[[#This Row],[Hour Ending]]),0),MATCH(Supply[[#This Row],[Unit Category]],Profiles[#Headers],0))","v":0}]
[5,"Solar Tracking_Norcal",4,{"$f":"INDEX(NQC[NQC MW],MATCH(1,(NQC[Month]=Supply[[#This Row],[Month]])*(NQC[Unit Category]=Supply[[#This Row],[Unit Category]]),0))*INDEX(Profiles[],MATCH(1,(Profiles[Month]=Supply[[#This Row],[Month]])*(Profiles[Hour Ending]=Supply[[#This Row],[Hour Ending]]),0),MATCH(Supply[[#This Row],[Unit Category]],Profiles[#Headers],0))","v":0}]
[5,"Solar Tracking_Norcal",5,{"$f":"INDEX(NQC[NQC MW],MATCH(1,(NQC[Month]=Supply[[#This Row],[Month]])*(NQC[Unit Category]=Supply[[#This Row],[Unit Category]]),0))*INDEX(Profiles[],MATCH(1,(Profiles[Month]=Supply[[#This Row],[Month]])*(Profiles[Hour Ending]=Supply[[#This Row],[Hour Ending]]),0),MATCH(Supply[[#This Row],[Unit Category]],Profiles[#Headers],0))","v":0.51398393057837755}]
[5,"Solar Tracking_Norcal",6,{"$f":"INDEX(NQC[NQC MW],MATCH(1,(NQC[Month]=Supply[[#This Row],[Month]])*(NQC[Unit Category]=Supply[[#This Row],[Unit Category]]),0))*INDEX(Profiles[],MATCH(1,(Profiles[Month]=Supply[[#This Row],[Month]])*(Profiles[Hour Ending]=Supply[[#This Row],[Hour Ending]]),0),MATCH(Supply[[#This Row],[Unit Category]],Profiles[#Headers],0))","v":562.22758484113092}]
[5,"Solar Tracking_Norcal",7,{"$f":"INDEX(NQC[NQC MW],MATCH(1,(NQC[Month]=Supply[[#This Row],[Month]])*(NQC[Unit Category]=Supply[[#This Row],[Unit Category]]),0))*INDEX(Profiles[],MATCH(1,(Profiles[Month]=Supply[[#This Row],[Month]])*(Profiles[Hour Ending]=Supply[[#This Row],[Hour Ending]]),0),MATCH(Supply[[#This Row],[Unit Category]],Profiles[#Headers],0))","v":2653.4436969698127}]
[5,"Solar Tracking_Norcal",8,{"$f":"INDEX(NQC[NQC MW],MATCH(1,(NQC[Month]=Supply[[#This Row],[Month]])*(NQC[Unit Category]=Supply[[#This Row],[Unit Category]]),0))*INDEX(Profiles[],MATCH(1,(Profiles[Month]=Supply[[#This Row],[Month]])*(Profiles[Hour Ending]=Supply[[#This Row],[Hour Ending]]),0),MATCH(Supply[[#This Row],[Unit Category]],Profiles[#Headers],0))","v":3741.6368183791005}]
[5,"Solar Tracking_Norcal",9,{"$f":"INDEX(NQC[NQC MW],MATCH(1,(NQC[Month]=Supply[[#This Row],[Month]])*(NQC[Unit Category]=Supply[[#This Row],[Unit Category]]),0))*INDEX(Profiles[],MATCH(1,(Profiles[Month]=Supply[[#This Row],[Month]])*(Profiles[Hour Ending]=Supply[[#This Row],[Hour Ending]]),0),MATCH(Supply[[#This Row],[Unit Category]],Profiles[#Headers],0))","v":3912.6251500187277}]
[5,"Solar Tracking_Norcal",10,{"$f":"INDEX(NQC[NQC MW],MATCH(1,(NQC[Month]=Supply[[#This Row],[Month]])*(NQC[Unit Category]=Supply[[#This Row],[Unit Category]]),0))*INDEX(Profiles[],MATCH(1,(Profiles[Month]=Supply[[#This Row],[Month]])*(Profiles[Hour Ending]=Supply[[#This Row],[Hour Ending]]),0),MATCH(Supply[[#This Row],[Unit Category]],Profiles[#Headers],0))","v":3917.6995279486187}]
[5,"Solar Tracking_Norcal",11,{"$f":"INDEX(NQC[NQC MW],MATCH(1,(NQC[Month]=Supply[[#This Row],[Month]])*(NQC[Unit Category]=Supply[[#This Row],[Unit Category]]),0))*INDEX(Profiles[],MATCH(1,(Profiles[Month]=Supply[[#This Row],[Month]])*(Profiles[Hour Ending]=Supply[[#This Row],[Hour Ending]]),0),MATCH(Supply[[#This Row],[Unit Category]],Profiles[#Headers],0))","v":3882.1158383420202}]
[5,"Solar Tracking_Norcal",12,{"$f":"INDEX(NQC[NQC MW],MATCH(1,(NQC[Month]=Supply[[#This Row],[Month]])*(NQC[Unit Category]=Supply[[#This Row],[Unit Category]]),0))*INDEX(Profiles[],MATCH(1,(Profiles[Month]=Supply[[#This Row],[Month]])*(Profiles[Hour Ending]=Supply[[#This Row],[Hour Ending]]),0),MATCH(Supply[[#This Row],[Unit Category]],Profiles[#Headers],0))","v":3964.7093423585366}]
[5,"Solar Tracking_Norcal",13,{"$f":"INDEX(NQC[NQC MW],MATCH(1,(NQC[Month]=Supply[[#This Row],[Month]])*(NQC[Unit Category]=Supply[[#This Row],[Unit Category]]),0))*INDEX(Profiles[],MATCH(1,(Profiles[Month]=Supply[[#This Row],[Month]])*(Profiles[Hour Ending]=Supply[[#This Row],[Hour Ending]]),0),MATCH(Supply[[#This Row],[Unit Category]],Profiles[#Headers],0))","v":3964.1243348361695}]
[5,"Solar Tracking_Norcal",14,{"$f":"INDEX(NQC[NQC MW],MATCH(1,(NQC[Month]=Supply[[#This Row],[Month]])*(NQC[Unit Category]=Supply[[#This Row],[Unit Category]]),0))*INDEX(Profiles[],MATCH(1,(Profiles[Month]=Supply[[#This Row],[Month]])*(Profiles[Hour Ending]=Supply[[#This Row],[Hour Ending]]),0),MATCH(Supply[[#This Row],[Unit Category]],Profiles[#Headers],0))","v":4055.638757344429}]
[5,"Solar Tracking_Norcal",15,{"$f":"INDEX(NQC[NQC MW],MATCH(1,(NQC[Month]=Supply[[#This Row],[Month]])*(NQC[Unit Category]=Supply[[#This Row],[Unit Category]]),0))*INDEX(Profiles[],MATCH(1,(Profiles[Month]=Supply[[#This Row],[Month]])*(Profiles[Hour Ending]=Supply[[#This Row],[Hour Ending]]),0),MATCH(Supply[[#This Row],[Unit Category]],Profiles[#Headers],0))","v":4054.6961264447509}]
[5,"Solar Tracking_Norcal",16,{"$f":"INDEX(NQC[NQC MW],MATCH(1,(NQC[Month]=Supply[[#This Row],[Month]])*(NQC[Unit Category]=Supply[[#This Row],[Unit Category]]),0))*INDEX(Profiles[],MATCH(1,(Profiles[Month]=Supply[[#This Row],[Month]])*(Profiles[Hour Ending]=Supply[[#This Row],[Hour Ending]]),0),MATCH(Supply[[#This Row],[Unit Category]],Profiles[#Headers],0))","v":3965.3034589789513}]
[5,"Solar Tracking_Norcal",17,{"$f":"INDEX(NQC[NQC MW],MATCH(1,(NQC[Month]=Supply[[#This Row],[Month]])*(NQC[Unit Category]=Supply[[#This Row],[Unit Category]]),0))*INDEX(Profiles[],MATCH(1,(Profiles[Month]=Supply[[#This Row],[Month]])*(Profiles[Hour Ending]=Supply[[#This Row],[Hour Ending]]),0),MATCH(Supply[[#This Row],[Unit Category]],Profiles[#Headers],0))","v":3737.3333499674904}]
[5,"Solar Tracking_Norcal",18,{"$f":"INDEX(NQC[NQC MW],MATCH(1,(NQC[Month]=Supply[[#This Row],[Month]])*(NQC[Unit Category]=Supply[[#This Row],[Unit Category]]),0))*INDEX(Profiles[],MATCH(1,(Profiles[Month]=Supply[[#This Row],[Month]])*(Profiles[Hour Ending]=Supply[[#This Row],[Hour Ending]]),0),MATCH(Supply[[#This Row],[Unit Category]],Profiles[#Headers],0))","v":2312.7239206781724}]
[5,"Solar Tracking_Norcal",19,{"$f":"INDEX(NQC[NQC MW],MATCH(1,(NQC[Month]=Supply[[#This Row],[Month]])*(NQC[Unit Category]=Supply[[#This Row],[Unit Category]]),0))*INDEX(Profiles[],MATCH(1,(Profiles[Month]=Supply[[#This Row],[Month]])*(Profiles[Hour Ending]=Supply[[#This Row],[Hour Ending]]),0),MATCH(Supply[[#This Row],[Unit Category]],Profiles[#Headers],0))","v":359.41536407296985}]
[5,"Solar Tracking_Norcal",20,{"$f":"INDEX(NQC[NQC MW],MATCH(1,(NQC[Month]=Supply[[#This Row],[Month]])*(NQC[Unit Category]=Supply[[#This Row],[Unit Category]]),0))*INDEX(Profiles[],MATCH(1,(Profiles[Month]=Supply[[#This Row],[Month]])*(Profiles[Hour Ending]=Supply[[#This Row],[Hour Ending]]),0),MATCH(Supply[[#This Row],[Unit Category]],Profiles[#Headers],0))","v":0.14390530221801684}]
[5,"Solar Tracking_Norcal",21,{"$f":"INDEX(NQC[NQC MW],MATCH(1,(NQC[Month]=Supply[[#This Row],[Month]])*(NQC[Unit Category]=Supply[[#This Row],[Unit Category]]),0))*INDEX(Profiles[],MATCH(1,(Profiles[Month]=Supply[[#This Row],[Month]])*(Profiles[Hour Ending]=Supply[[#This Row],[Hour Ending]]),0),MATCH(Supply[[#This Row],[Unit Category]],Profiles[#Headers],0))","v":0}]
[5,"Solar Tracking_Norcal",22,{"$f":"INDEX(NQC[NQC MW],MATCH(1,(NQC[Month]=Supply[[#This Row],[Month]])*(NQC[Unit Category]=Supply[[#This Row],[Unit Category]]),0))*INDEX(Profiles[],MATCH(1,(Profiles[Month]=Supply[[#This Row],[Month]])*(Profiles[Hour Ending]=Supply[[#This Row],[Hour Ending]]),0),MATCH(Supply[[#This Row],[Unit Category]],Profiles[#Headers],0))","v":0}]
[5,"Solar Tracking_Norcal",23,{"$f":"INDEX(NQC[NQC MW],MATCH(1,(NQC[Month]=Supply[[#This Row],[Month]])*(NQC[Unit Category]=Supply[[#This Row],[Unit Category]]),0))*INDEX(Profiles[],MATCH(1,(Profiles[Month]=Supply[[#This Row],[Month]])*(Profiles[Hour Ending]=Supply[[#This Row],[Hour Ending]]),0),MATCH(Supply[[#This Row],[Unit Category]],Profiles[#Headers],0))","v":0}]
[5,"Solar Tracking_Norcal",24,{"$f":"INDEX(NQC[NQC MW],MATCH(1,(NQC[Month]=Supply[[#This Row],[Month]])*(NQC[Unit Category]=Supply[[#This Row],[Unit Category]]),0))*INDEX(Profiles[],MATCH(1,(Profiles[Month]=Supply[[#This Row],[Month]])*(Profiles[Hour Ending]=Supply[[#This Row],[Hour Ending]]),0),MATCH(Supply[[#This Row],[Unit Category]],Profiles[#Headers],0))","v":0}]
[5,"Solar Tracking_Socal",1,{"$f":"INDEX(NQC[NQC MW],MATCH(1,(NQC[Month]=Supply[[#This Row],[Month]])*(NQC[Unit Category]=Supply[[#This Row],[Unit Category]]),0))*INDEX(Profiles[],MATCH(1,(Profiles[Month]=Supply[[#This Row],[Month]])*(Profiles[Hour Ending]=Supply[[#This Row],[Hour Ending]]),0),MATCH(Supply[[#This Row],[Unit Category]],Profiles[#Headers],0))","v":0}]
[5,"Solar Tracking_Socal",2,{"$f":"INDEX(NQC[NQC MW],MATCH(1,(NQC[Month]=Supply[[#This Row],[Month]])*(NQC[Unit Category]=Supply[[#This Row],[Unit Category]]),0))*INDEX(Profiles[],MATCH(1,(Profiles[Month]=Supply[[#This Row],[Month]])*(Profiles[Hour Ending]=Supply[[#This Row],[Hour Ending]]),0),MATCH(Supply[[#This Row],[Unit Category]],Profiles[#Headers],0))","v":0}]
[5,"Solar Tracking_Socal",3,{"$f":"INDEX(NQC[NQC MW],MATCH(1,(NQC[Month]=Supply[[#This Row],[Month]])*(NQC[Unit Category]=Supply[[#This Row],[Unit Category]]),0))*INDEX(Profiles[],MATCH(1,(Profiles[Month]=Supply[[#This Row],[Month]])*(Profiles[Hour Ending]=Supply[[#This Row],[Hour Ending]]),0),MATCH(Supply[[#This Row],[Unit Category]],Profiles[#Headers],0))","v":0}]
[5,"Solar Tracking_Socal",4,{"$f":"INDEX(NQC[NQC MW],MATCH(1,(NQC[Month]=Supply[[#This Row],[Month]])*(NQC[Unit Category]=Supply[[#This Row],[Unit Category]]),0))*INDEX(Profiles[],MATCH(1,(Profiles[Month]=Supply[[#This Row],[Month]])*(Profiles[Hour Ending]=Supply[[#This Row],[Hour Ending]]),0),MATCH(Supply[[#This Row],[Unit Category]],Profiles[#Headers],0))","v":0}]
[5,"Solar Tracking_Socal",5,{"$f":"INDEX(NQC[NQC MW],MATCH(1,(NQC[Month]=Supply[[#This Row],[Month]])*(NQC[Unit Category]=Supply[[#This Row],[Unit Category]]),0))*INDEX(Profiles[],MATCH(1,(Profiles[Month]=Supply[[#This Row],[Month]])*(Profiles[Hour Ending]=Supply[[#This Row],[Hour Ending]]),0),MATCH(Supply[[#This Row],[Unit Category]],Profiles[#Headers],0))","v":14.527242319540278}]
[5,"Solar Tracking_Socal",6,{"$f":"INDEX(NQC[NQC MW],MATCH(1,(NQC[Month]=Supply[[#This Row],[Month]])*(NQC[Unit Category]=Supply[[#This Row],[Unit Category]]),0))*INDEX(Profiles[],MATCH(1,(Profiles[Month]=Supply[[#This Row],[Month]])*(Profiles[Hour Ending]=Supply[[#This Row],[Hour Ending]]),0),MATCH(Supply[[#This Row],[Unit Category]],Profiles[#Headers],0))","v":1786.3613810809961}]
[5,"Solar Tracking_Socal",7,{"$f":"INDEX(NQC[NQC MW],MATCH(1,(NQC[Month]=Supply[[#This Row],[Month]])*(NQC[Unit Category]=Supply[[#This Row],[Unit Category]]),0))*INDEX(Profiles[],MATCH(1,(Profiles[Month]=Supply[[#This Row],[Month]])*(Profiles[Hour Ending]=Supply[[#This Row],[Hour Ending]]),0),MATCH(Supply[[#This Row],[Unit Category]],Profiles[#Headers],0))","v":6212.6291804030006}]
[5,"Solar Tracking_Socal",8,{"$f":"INDEX(NQC[NQC MW],MATCH(1,(NQC[Month]=Supply[[#This Row],[Month]])*(NQC[Unit Category]=Supply[[#This Row],[Unit Category]]),0))*INDEX(Profiles[],MATCH(1,(Profiles[Month]=Supply[[#This Row],[Month]])*(Profiles[Hour Ending]=Supply[[#This Row],[Hour Ending]]),0),MATCH(Supply[[#This Row],[Unit Category]],Profiles[#Headers],0))","v":8482.4621271911019}]
[5,"Solar Tracking_Socal",9,{"$f":"INDEX(NQC[NQC MW],MATCH(1,(NQC[Month]=Supply[[#This Row],[Month]])*(NQC[Unit Category]=Supply[[#This Row],[Unit Category]]),0))*INDEX(Profiles[],MATCH(1,(Profiles[Month]=Supply[[#This Row],[Month]])*(Profiles[Hour Ending]=Supply[[#This Row],[Hour Ending]]),0),MATCH(Supply[[#This Row],[Unit Category]],Profiles[#Headers],0))","v":9059.1861175943814}]
[5,"Solar Tracking_Socal",10,{"$f":"INDEX(NQC[NQC MW],MATCH(1,(NQC[Month]=Supply[[#This Row],[Month]])*(NQC[Unit Category]=Supply[[#This Row],[Unit Category]]),0))*INDEX(Profiles[],MATCH(1,(Profiles[Month]=Supply[[#This Row],[Month]])*(Profiles[Hour Ending]=Supply[[#This Row],[Hour Ending]]),0),MATCH(Supply[[#This Row],[Unit Category]],Profiles[#Headers],0))","v":9261.3174237893072}]
[5,"Solar Tracking_Socal",11,{"$f":"INDEX(NQC[NQC MW],MATCH(1,(NQC[Month]=Supply[[#This Row],[Month]])*(NQC[Unit Category]=Supply[[#This Row],[Unit Category]]),0))*INDEX(Profiles[],MATCH(1,(Profiles[Month]=Supply[[#This Row],[Month]])*(Profiles[Hour Ending]=Supply[[#This Row],[Hour Ending]]),0),MATCH(Supply[[#This Row],[Unit Category]],Profiles[#Headers],0))","v":9281.6578063406214}]
[5,"Solar Tracking_Socal",12,{"$f":"INDEX(NQC[NQC MW],MATCH(1,(NQC[Month]=Supply[[#This Row],[Month]])*(NQC[Unit Category]=Supply[[#This Row],[Unit Category]]),0))*INDEX(Profiles[],MATCH(1,(Profiles[Month]=Supply[[#This Row],[Month]])*(Profiles[Hour Ending]=Supply[[#This Row],[Hour Ending]]),0),MATCH(Supply[[#This Row],[Unit Category]],Profiles[#Headers],0))","v":9356.4938204123737}]
[5,"Solar Tracking_Socal",13,{"$f":"INDEX(NQC[NQC MW],MATCH(1,(NQC[Month]=Supply[[#This Row],[Month]])*(NQC[Unit Category]=Supply[[#This Row],[Unit Category]]),0))*INDEX(Profiles[],MATCH(1,(Profiles[Month]=Supply[[#This Row],[Month]])*(Profiles[Hour Ending]=Supply[[#This Row],[Hour Ending]]),0),MATCH(Supply[[#This Row],[Unit Category]],Profiles[#Headers],0))","v":9342.5978598569254}]
[5,"Solar Tracking_Socal",14,{"$f":"INDEX(NQC[NQC MW],MATCH(1,(NQC[Month]=Supply[[#This Row],[Month]])*(NQC[Unit Category]=Supply[[#This Row],[Unit Category]]),0))*INDEX(Profiles[],MATCH(1,(Profiles[Month]=Supply[[#This Row],[Month]])*(Profiles[Hour Ending]=Supply[[#This Row],[Hour Ending]]),0),MATCH(Supply[[#This Row],[Unit Category]],Profiles[#Headers],0))","v":9217.4717388051595}]
[5,"Solar Tracking_Socal",15,{"$f":"INDEX(NQC[NQC MW],MATCH(1,(NQC[Month]=Supply[[#This Row],[Month]])*(NQC[Unit Category]=Supply[[#This Row],[Unit Category]]),0))*INDEX(Profiles[],MATCH(1,(Profiles[Month]=Supply[[#This Row],[Month]])*(Profiles[Hour Ending]=Supply[[#This Row],[Hour Ending]]),0),MATCH(Supply[[#This Row],[Unit Category]],Profiles[#Headers],0))","v":8987.3376443467932}]
[5,"Solar Tracking_Socal",16,{"$f":"INDEX(NQC[NQC MW],MATCH(1,(NQC[Month]=Supply[[#This Row],[Month]])*(NQC[Unit Category]=Supply[[#This Row],[Unit Category]]),0))*INDEX(Profiles[],MATCH(1,(Profiles[Month]=Supply[[#This Row],[Month]])*(Profiles[Hour Ending]=Supply[[#This Row],[Hour Ending]]),0),MATCH(Supply[[#This Row],[Unit Category]],Profiles[#Headers],0))","v":8625.2546960505333}]
[5,"Solar Tracking_Socal",17,{"$f":"INDEX(NQC[NQC MW],MATCH(1,(NQC[Month]=Supply[[#This Row],[Month]])*(NQC[Unit Category]=Supply[[#This Row],[Unit Category]]),0))*INDEX(Profiles[],MATCH(1,(Profiles[Month]=Supply[[#This Row],[Month]])*(Profiles[Hour Ending]=Supply[[#This Row],[Hour Ending]]),0),MATCH(Supply[[#This Row],[Unit Category]],Profiles[#Headers],0))","v":7534.8609437468867}]
[5,"Solar Tracking_Socal",18,{"$f":"INDEX(NQC[NQC MW],MATCH(1,(NQC[Month]=Supply[[#This Row],[Month]])*(NQC[Unit Category]=Supply[[#This Row],[Unit Category]]),0))*INDEX(Profiles[],MATCH(1,(Profiles[Month]=Supply[[#This Row],[Month]])*(Profiles[Hour Ending]=Supply[[#This Row],[Hour Ending]]),0),MATCH(Supply[[#This Row],[Unit Category]],Profiles[#Headers],0))","v":3707.0507084692858}]
[5,"Solar Tracking_Socal",19,{"$f":"INDEX(NQC[NQC MW],MATCH(1,(NQC[Month]=Supply[[#This Row],[Month]])*(NQC[Unit Category]=Supply[[#This Row],[Unit Category]]),0))*INDEX(Profiles[],MATCH(1,(Profiles[Month]=Supply[[#This Row],[Month]])*(Profiles[Hour Ending]=Supply[[#This Row],[Hour Ending]]),0),MATCH(Supply[[#This Row],[Unit Category]],Profiles[#Headers],0))","v":349.0777592762505}]
[5,"Solar Tracking_Socal",20,{"$f":"INDEX(NQC[NQC MW],MATCH(1,(NQC[Month]=Supply[[#This Row],[Month]])*(NQC[Unit Category]=Supply[[#This Row],[Unit Category]]),0))*INDEX(Profiles[],MATCH(1,(Profiles[Month]=Supply[[#This Row],[Month]])*(Profiles[Hour Ending]=Supply[[#This Row],[Hour Ending]]),0),MATCH(Supply[[#This Row],[Unit Category]],Profiles[#Headers],0))","v":8.5467493963653218E-3}]
[5,"Solar Tracking_Socal",21,{"$f":"INDEX(NQC[NQC MW],MATCH(1,(NQC[Month]=Supply[[#This Row],[Month]])*(NQC[Unit Category]=Supply[[#This Row],[Unit Category]]),0))*INDEX(Profiles[],MATCH(1,(Profiles[Month]=Supply[[#This Row],[Month]])*(Profiles[Hour Ending]=Supply[[#This Row],[Hour Ending]]),0),MATCH(Supply[[#This Row],[Unit Category]],Profiles[#Headers],0))","v":0}]
[5,"Solar Tracking_Socal",22,{"$f":"INDEX(NQC[NQC MW],MATCH(1,(NQC[Month]=Supply[[#This Row],[Month]])*(NQC[Unit Category]=Supply[[#This Row],[Unit Category]]),0))*INDEX(Profiles[],MATCH(1,(Profiles[Month]=Supply[[#This Row],[Month]])*(Profiles[Hour Ending]=Supply[[#This Row],[Hour Ending]]),0),MATCH(Supply[[#This Row],[Unit Category]],Profiles[#Headers],0))","v":0}]
[5,"Solar Tracking_Socal",23,{"$f":"INDEX(NQC[NQC MW],MATCH(1,(NQC[Month]=Supply[[#This Row],[Month]])*(NQC[Unit Category]=Supply[[#This Row],[Unit Category]]),0))*INDEX(Profiles[],MATCH(1,(Profiles[Month]=Supply[[#This Row],[Month]])*(Profiles[Hour Ending]=Supply[[#This Row],[Hour Ending]]),0),MATCH(Supply[[#This Row],[Unit Category]],Profiles[#Headers],0))","v":0}]
[5,"Solar Tracking_Socal",24,{"$f":"INDEX(NQC[NQC MW],MATCH(1,(NQC[Month]=Supply[[#This Row],[Month]])*(NQC[Unit Category]=Supply[[#This Row],[Unit Category]]),0))*INDEX(Profiles[],MATCH(1,(Profiles[Month]=Supply[[#This Row],[Month]])*(Profiles[Hour Ending]=Supply[[#This Row],[Hour Ending]]),0),MATCH(Supply[[#This Row],[Unit Category]],Profiles[#Headers],0))","v":0}]
[5,"Wind_Norcal",1,{"$f":"INDEX(NQC[NQC MW],MATCH(1,(NQC[Month]=Supply[[#This Row],[Month]])*(NQC[Unit Category]=Supply[[#This Row],[Unit Category]]),0))*INDEX(Profiles[],MATCH(1,(Profiles[Month]=Supply[[#This Row],[Month]])*(Profiles[Hour Ending]=Supply[[#This Row],[Hour Ending]]),0),MATCH(Supply[[#This Row],[Unit Category]],Profiles[#Headers],0))","v":853.45601601768988}]
[5,"Wind_Norcal",2,{"$f":"INDEX(NQC[NQC MW],MATCH(1,(NQC[Month]=Supply[[#This Row],[Month]])*(NQC[Unit Category]=Supply[[#This Row],[Unit Category]]),0))*INDEX(Profiles[],MATCH(1,(Profiles[Month]=Supply[[#This Row],[Month]])*(Profiles[Hour Ending]=Supply[[#This Row],[Hour Ending]]),0),MATCH(Supply[[#This Row],[Unit Category]],Profiles[#Headers],0))","v":880.14020775272775}]
[5,"Wind_Norcal",3,{"$f":"INDEX(NQC[NQC MW],MATCH(1,(NQC[Month]=Supply[[#This Row],[Month]])*(NQC[Unit Category]=Supply[[#This Row],[Unit Category]]),0))*INDEX(Profiles[],MATCH(1,(Profiles[Month]=Supply[[#This Row],[Month]])*(Profiles[Hour Ending]=Supply[[#This Row],[Hour Ending]]),0),MATCH(Supply[[#This Row],[Unit Category]],Profiles[#Headers],0))","v":873.33324262454926}]
[5,"Wind_Norcal",4,{"$f":"INDEX(NQC[NQC MW],MATCH(1,(NQC[Month]=Supply[[#This Row],[Month]])*(NQC[Unit Category]=Supply[[#This Row],[Unit Category]]),0))*INDEX(Profiles[],MATCH(1,(Profiles[Month]=Supply[[#This Row],[Month]])*(Profiles[Hour Ending]=Supply[[#This Row],[Hour Ending]]),0),MATCH(Supply[[#This Row],[Unit Category]],Profiles[#Headers],0))","v":747.5920929676754}]
[5,"Wind_Norcal",5,{"$f":"INDEX(NQC[NQC MW],MATCH(1,(NQC[Month]=Supply[[#This Row],[Month]])*(NQC[Unit Category]=Supply[[#This Row],[Unit Category]]),0))*INDEX(Profiles[],MATCH(1,(Profiles[Month]=Supply[[#This Row],[Month]])*(Profiles[Hour Ending]=Supply[[#This Row],[Hour Ending]]),0),MATCH(Supply[[#This Row],[Unit Category]],Profiles[#Headers],0))","v":644.16872802092519}]
[5,"Wind_Norcal",6,{"$f":"INDEX(NQC[NQC MW],MATCH(1,(NQC[Month]=Supply[[#This Row],[Month]])*(NQC[Unit Category]=Supply[[#This Row],[Unit Category]]),0))*INDEX(Profiles[],MATCH(1,(Profiles[Month]=Supply[[#This Row],[Month]])*(Profiles[Hour Ending]=Supply[[#This Row],[Hour Ending]]),0),MATCH(Supply[[#This Row],[Unit Category]],Profiles[#Headers],0))","v":597.54812124503428}]
[5,"Wind_Norcal",7,{"$f":"INDEX(NQC[NQC MW],MATCH(1,(NQC[Month]=Supply[[#This Row],[Month]])*(NQC[Unit Category]=Supply[[#This Row],[Unit Category]]),0))*INDEX(Profiles[],MATCH(1,(Profiles[Month]=Supply[[#This Row],[Month]])*(Profiles[Hour Ending]=Supply[[#This Row],[Hour Ending]]),0),MATCH(Supply[[#This Row],[Unit Category]],Profiles[#Headers],0))","v":486.39177787523528}]
[5,"Wind_Norcal",8,{"$f":"INDEX(NQC[NQC MW],MATCH(1,(NQC[Month]=Supply[[#This Row],[Month]])*(NQC[Unit Category]=Supply[[#This Row],[Unit Category]]),0))*INDEX(Profiles[],MATCH(1,(Profiles[Month]=Supply[[#This Row],[Month]])*(Profiles[Hour Ending]=Supply[[#This Row],[Hour Ending]]),0),MATCH(Supply[[#This Row],[Unit Category]],Profiles[#Headers],0))","v":485.12851864018404}]
[5,"Wind_Norcal",9,{"$f":"INDEX(NQC[NQC MW],MATCH(1,(NQC[Month]=Supply[[#This Row],[Month]])*(NQC[Unit Category]=Supply[[#This Row],[Unit Category]]),0))*INDEX(Profiles[],MATCH(1,(Profiles[Month]=Supply[[#This Row],[Month]])*(Profiles[Hour Ending]=Supply[[#This Row],[Hour Ending]]),0),MATCH(Supply[[#This Row],[Unit Category]],Profiles[#Headers],0))","v":403.59720095238578}]
[5,"Wind_Norcal",10,{"$f":"INDEX(NQC[NQC MW],MATCH(1,(NQC[Month]=Supply[[#This Row],[Month]])*(NQC[Unit Category]=Supply[[#This Row],[Unit Category]]),0))*INDEX(Profiles[],MATCH(1,(Profiles[Month]=Supply[[#This Row],[Month]])*(Profiles[Hour Ending]=Supply[[#This Row],[Hour Ending]]),0),MATCH(Supply[[#This Row],[Unit Category]],Profiles[#Headers],0))","v":333.0239861028042}]
[5,"Wind_Norcal",11,{"$f":"INDEX(NQC[NQC MW],MATCH(1,(NQC[Month]=Supply[[#This Row],[Month]])*(NQC[Unit Category]=Supply[[#This Row],[Unit Category]]),0))*INDEX(Profiles[],MATCH(1,(Profiles[Month]=Supply[[#This Row],[Month]])*(Profiles[Hour Ending]=Supply[[#This Row],[Hour Ending]]),0),MATCH(Supply[[#This Row],[Unit Category]],Profiles[#Headers],0))","v":262.11446051222634}]
[5,"Wind_Norcal",12,{"$f":"INDEX(NQC[NQC MW],MATCH(1,(NQC[Month]=Supply[[#This Row],[Month]])*(NQC[Unit Category]=Supply[[#This Row],[Unit Category]]),0))*INDEX(Profiles[],MATCH(1,(Profiles[Month]=Supply[[#This Row],[Month]])*(Profiles[Hour Ending]=Supply[[#This Row],[Hour Ending]]),0),MATCH(Supply[[#This Row],[Unit Category]],Profiles[#Headers],0))","v":282.14953701547648}]
[5,"Wind_Norcal",13,{"$f":"INDEX(NQC[NQC MW],MATCH(1,(NQC[Month]=Supply[[#This Row],[Month]])*(NQC[Unit Category]=Supply[[#This Row],[Unit Category]]),0))*INDEX(Profiles[],MATCH(1,(Profiles[Month]=Supply[[#This Row],[Month]])*(Profiles[Hour Ending]=Supply[[#This Row],[Hour Ending]]),0),MATCH(Supply[[#This Row],[Unit Category]],Profiles[#Headers],0))","v":341.06672356643048}]
[5,"Wind_Norcal",14,{"$f":"INDEX(NQC[NQC MW],MATCH(1,(NQC[Month]=Supply[[#This Row],[Month]])*(NQC[Unit Category]=Supply[[#This Row],[Unit Category]]),0))*INDEX(Profiles[],MATCH(1,(Profiles[Month]=Supply[[#This Row],[Month]])*(Profiles[Hour Ending]=Supply[[#This Row],[Hour Ending]]),0),MATCH(Supply[[#This Row],[Unit Category]],Profiles[#Headers],0))","v":390.57463889098352}]
[5,"Wind_Norcal",15,{"$f":"INDEX(NQC[NQC MW],MATCH(1,(NQC[Month]=Supply[[#This Row],[Month]])*(NQC[Unit Category]=Supply[[#This Row],[Unit Category]]),0))*INDEX(Profiles[],MATCH(1,(Profiles[Month]=Supply[[#This Row],[Month]])*(Profiles[Hour Ending]=Supply[[#This Row],[Hour Ending]]),0),MATCH(Supply[[#This Row],[Unit Category]],Profiles[#Headers],0))","v":552.53597794950281}]
[5,"Wind_Norcal",16,{"$f":"INDEX(NQC[NQC MW],MATCH(1,(NQC[Month]=Supply[[#This Row],[Month]])*(NQC[Unit Category]=Supply[[#This Row],[Unit Category]]),0))*INDEX(Profiles[],MATCH(1,(Profiles[Month]=Supply[[#This Row],[Month]])*(Profiles[Hour Ending]=Supply[[#This Row],[Hour Ending]]),0),MATCH(Supply[[#This Row],[Unit Category]],Profiles[#Headers],0))","v":693.01489597929401}]
[5,"Wind_Norcal",17,{"$f":"INDEX(NQC[NQC MW],MATCH(1,(NQC[Month]=Supply[[#This Row],[Month]])*(NQC[Unit Category]=Supply[[#This Row],[Unit Category]]),0))*INDEX(Profiles[],MATCH(1,(Profiles[Month]=Supply[[#This Row],[Month]])*(Profiles[Hour Ending]=Supply[[#This Row],[Hour Ending]]),0),MATCH(Supply[[#This Row],[Unit Category]],Profiles[#Headers],0))","v":815.5060249692209}]
[5,"Wind_Norcal",18,{"$f":"INDEX(NQC[NQC MW],MATCH(1,(NQC[Month]=Supply[[#This Row],[Month]])*(NQC[Unit Category]=Supply[[#This Row],[Unit Category]]),0))*INDEX(Profiles[],MATCH(1,(Profiles[Month]=Supply[[#This Row],[Month]])*(Profiles[Hour Ending]=Supply[[#This Row],[Hour Ending]]),0),MATCH(Supply[[#This Row],[Unit Category]],Profiles[#Headers],0))","v":872.24800743545711}]
[5,"Wind_Norcal",19,{"$f":"INDEX(NQC[NQC MW],MATCH(1,(NQC[Month]=Supply[[#This Row],[Month]])*(NQC[Unit Category]=Supply[[#This Row],[Unit Category]]),0))*INDEX(Profiles[],MATCH(1,(Profiles[Month]=Supply[[#This Row],[Month]])*(Profiles[Hour Ending]=Supply[[#This Row],[Hour Ending]]),0),MATCH(Supply[[#This Row],[Unit Category]],Profiles[#Headers],0))","v":884.84583313640076}]
[5,"Wind_Norcal",20,{"$f":"INDEX(NQC[NQC MW],MATCH(1,(NQC[Month]=Supply[[#This Row],[Month]])*(NQC[Unit Category]=Supply[[#This Row],[Unit Category]]),0))*INDEX(Profiles[],MATCH(1,(Profiles[Month]=Supply[[#This Row],[Month]])*(Profiles[Hour Ending]=Supply[[#This Row],[Hour Ending]]),0),MATCH(Supply[[#This Row],[Unit Category]],Profiles[#Headers],0))","v":918.70698889152447}]
[5,"Wind_Norcal",21,{"$f":"INDEX(NQC[NQC MW],MATCH(1,(NQC[Month]=Supply[[#This Row],[Month]])*(NQC[Unit Category]=Supply[[#This Row],[Unit Category]]),0))*INDEX(Profiles[],MATCH(1,(Profiles[Month]=Supply[[#This Row],[Month]])*(Profiles[Hour Ending]=Supply[[#This Row],[Hour Ending]]),0),MATCH(Supply[[#This Row],[Unit Category]],Profiles[#Headers],0))","v":958.45385052869415}]
[5,"Wind_Norcal",22,{"$f":"INDEX(NQC[NQC MW],MATCH(1,(NQC[Month]=Supply[[#This Row],[Month]])*(NQC[Unit Category]=Supply[[#This Row],[Unit Category]]),0))*INDEX(Profiles[],MATCH(1,(Profiles[Month]=Supply[[#This Row],[Month]])*(Profiles[Hour Ending]=Supply[[#This Row],[Hour Ending]]),0),MATCH(Supply[[#This Row],[Unit Category]],Profiles[#Headers],0))","v":924.87886338198643}]
[5,"Wind_Norcal",23,{"$f":"INDEX(NQC[NQC MW],MATCH(1,(NQC[Month]=Supply[[#This Row],[Month]])*(NQC[Unit Category]=Supply[[#This Row],[Unit Category]]),0))*INDEX(Profiles[],MATCH(1,(Profiles[Month]=Supply[[#This Row],[Month]])*(Profiles[Hour Ending]=Supply[[#This Row],[Hour Ending]]),0),MATCH(Supply[[#This Row],[Unit Category]],Profiles[#Headers],0))","v":909.13974312935147}]
[5,"Wind_Norcal",24,{"$f":"INDEX(NQC[NQC MW],MATCH(1,(NQC[Month]=Supply[[#This Row],[Month]])*(NQC[Unit Category]=Supply[[#This Row],[Unit Category]]),0))*INDEX(Profiles[],MATCH(1,(Profiles[Month]=Supply[[#This Row],[Month]])*(Profiles[Hour Ending]=Supply[[#This Row],[Hour Ending]]),0),MATCH(Supply[[#This Row],[Unit Category]],Profiles[#Headers],0))","v":901.60729098971137}]
[5,"Wind_Socal",1,{"$f":"INDEX(NQC[NQC MW],MATCH(1,(NQC[Month]=Supply[[#This Row],[Month]])*(NQC[Unit Category]=Supply[[#This Row],[Unit Category]]),0))*INDEX(Profiles[],MATCH(1,(Profiles[Month]=Supply[[#This Row],[Month]])*(Profiles[Hour Ending]=Supply[[#This Row],[Hour Ending]]),0),MATCH(Supply[[#This Row],[Unit Category]],Profiles[#Headers],0))","v":2352.1481285747163}]
[5,"Wind_Socal",2,{"$f":"INDEX(NQC[NQC MW],MATCH(1,(NQC[Month]=Supply[[#This Row],[Month]])*(NQC[Unit Category]=Supply[[#This Row],[Unit Category]]),0))*INDEX(Profiles[],MATCH(1,(Profiles[Month]=Supply[[#This Row],[Month]])*(Profiles[Hour Ending]=Supply[[#This Row],[Hour Ending]]),0),MATCH(Supply[[#This Row],[Unit Category]],Profiles[#Headers],0))","v":2214.0289645510884}]
[5,"Wind_Socal",3,{"$f":"INDEX(NQC[NQC MW],MATCH(1,(NQC[Month]=Supply[[#This Row],[Month]])*(NQC[Unit Category]=Supply[[#This Row],[Unit Category]]),0))*INDEX(Profiles[],MATCH(1,(Profiles[Month]=Supply[[#This Row],[Month]])*(Profiles[Hour Ending]=Supply[[#This Row],[Hour Ending]]),0),MATCH(Supply[[#This Row],[Unit Category]],Profiles[#Headers],0))","v":2165.9026178564081}]
[5,"Wind_Socal",4,{"$f":"INDEX(NQC[NQC MW],MATCH(1,(NQC[Month]=Supply[[#This Row],[Month]])*(NQC[Unit Category]=Supply[[#This Row],[Unit Category]]),0))*INDEX(Profiles[],MATCH(1,(Profiles[Month]=Supply[[#This Row],[Month]])*(Profiles[Hour Ending]=Supply[[#This Row],[Hour Ending]]),0),MATCH(Supply[[#This Row],[Unit Category]],Profiles[#Headers],0))","v":1953.5764765923366}]
[5,"Wind_Socal",5,{"$f":"INDEX(NQC[NQC MW],MATCH(1,(NQC[Month]=Supply[[#This Row],[Month]])*(NQC[Unit Category]=Supply[[#This Row],[Unit Category]]),0))*INDEX(Profiles[],MATCH(1,(Profiles[Month]=Supply[[#This Row],[Month]])*(Profiles[Hour Ending]=Supply[[#This Row],[Hour Ending]]),0),MATCH(Supply[[#This Row],[Unit Category]],Profiles[#Headers],0))","v":1609.6518043947597}]
[5,"Wind_Socal",6,{"$f":"INDEX(NQC[NQC MW],MATCH(1,(NQC[Month]=Supply[[#This Row],[Month]])*(NQC[Unit Category]=Supply[[#This Row],[Unit Category]]),0))*INDEX(Profiles[],MATCH(1,(Profiles[Month]=Supply[[#This Row],[Month]])*(Profiles[Hour Ending]=Supply[[#This Row],[Hour Ending]]),0),MATCH(Supply[[#This Row],[Unit Category]],Profiles[#Headers],0))","v":1327.6372693865451}]
[5,"Wind_Socal",7,{"$f":"INDEX(NQC[NQC MW],MATCH(1,(NQC[Month]=Supply[[#This Row],[Month]])*(NQC[Unit Category]=Supply[[#This Row],[Unit Category]]),0))*INDEX(Profiles[],MATCH(1,(Profiles[Month]=Supply[[#This Row],[Month]])*(Profiles[Hour Ending]=Supply[[#This Row],[Hour Ending]]),0),MATCH(Supply[[#This Row],[Unit Category]],Profiles[#Headers],0))","v":992.02510041772246}]
[5,"Wind_Socal",8,{"$f":"INDEX(NQC[NQC MW],MATCH(1,(NQC[Month]=Supply[[#This Row],[Month]])*(NQC[Unit Category]=Supply[[#This Row],[Unit Category]]),0))*INDEX(Profiles[],MATCH(1,(Profiles[Month]=Supply[[#This Row],[Month]])*(Profiles[Hour Ending]=Supply[[#This Row],[Hour Ending]]),0),MATCH(Supply[[#This Row],[Unit Category]],Profiles[#Headers],0))","v":764.49170385579703}]
[5,"Wind_Socal",9,{"$f":"INDEX(NQC[NQC MW],MATCH(1,(NQC[Month]=Supply[[#This Row],[Month]])*(NQC[Unit Category]=Supply[[#This Row],[Unit Category]]),0))*INDEX(Profiles[],MATCH(1,(Profiles[Month]=Supply[[#This Row],[Month]])*(Profiles[Hour Ending]=Supply[[#This Row],[Hour Ending]]),0),MATCH(Supply[[#This Row],[Unit Category]],Profiles[#Headers],0))","v":533.02708532363874}]
[5,"Wind_Socal",10,{"$f":"INDEX(NQC[NQC MW],MATCH(1,(NQC[Month]=Supply[[#This Row],[Month]])*(NQC[Unit Category]=Supply[[#This Row],[Unit Category]]),0))*INDEX(Profiles[],MATCH(1,(Profiles[Month]=Supply[[#This Row],[Month]])*(Profiles[Hour Ending]=Supply[[#This Row],[Hour Ending]]),0),MATCH(Supply[[#This Row],[Unit Category]],Profiles[#Headers],0))","v":429.53434959439335}]
[5,"Wind_Socal",11,{"$f":"INDEX(NQC[NQC MW],MATCH(1,(NQC[Month]=Supply[[#This Row],[Month]])*(NQC[Unit Category]=Supply[[#This Row],[Unit Category]]),0))*INDEX(Profiles[],MATCH(1,(Profiles[Month]=Supply[[#This Row],[Month]])*(Profiles[Hour Ending]=Supply[[#This Row],[Hour Ending]]),0),MATCH(Supply[[#This Row],[Unit Category]],Profiles[#Headers],0))","v":377.62347708986323}]
[5,"Wind_Socal",12,{"$f":"INDEX(NQC[NQC MW],MATCH(1,(NQC[Month]=Supply[[#This Row],[Month]])*(NQC[Unit Category]=Supply[[#This Row],[Unit Category]]),0))*INDEX(Profiles[],MATCH(1,(Profiles[Month]=Supply[[#This Row],[Month]])*(Profiles[Hour Ending]=Supply[[#This Row],[Hour Ending]]),0),MATCH(Supply[[#This Row],[Unit Category]],Profiles[#Headers],0))","v":354.74327789722207}]
[5,"Wind_Socal",13,{"$f":"INDEX(NQC[NQC MW],MATCH(1,(NQC[Month]=Supply[[#This Row],[Month]])*(NQC[Unit Category]=Supply[[#This Row],[Unit Category]]),0))*INDEX(Profiles[],MATCH(1,(Profiles[Month]=Supply[[#This Row],[Month]])*(Profiles[Hour Ending]=Supply[[#This Row],[Hour Ending]]),0),MATCH(Supply[[#This Row],[Unit Category]],Profiles[#Headers],0))","v":493.45555106264453}]
[5,"Wind_Socal",14,{"$f":"INDEX(NQC[NQC MW],MATCH(1,(NQC[Month]=Supply[[#This Row],[Month]])*(NQC[Unit Category]=Supply[[#This Row],[Unit Category]]),0))*INDEX(Profiles[],MATCH(1,(Profiles[Month]=Supply[[#This Row],[Month]])*(Profiles[Hour Ending]=Supply[[#This Row],[Hour Ending]]),0),MATCH(Supply[[#This Row],[Unit Category]],Profiles[#Headers],0))","v":814.39904172040622}]
[5,"Wind_Socal",15,{"$f":"INDEX(NQC[NQC MW],MATCH(1,(NQC[Month]=Supply[[#This Row],[Month]])*(NQC[Unit Category]=Supply[[#This Row],[Unit Category]]),0))*INDEX(Profiles[],MATCH(1,(Profiles[Month]=Supply[[#This Row],[Month]])*(Profiles[Hour Ending]=Supply[[#This Row],[Hour Ending]]),0),MATCH(Supply[[#This Row],[Unit Category]],Profiles[#Headers],0))","v":1327.9294352951529}]
[5,"Wind_Socal",16,{"$f":"INDEX(NQC[NQC MW],MATCH(1,(NQC[Month]=Supply[[#This Row],[Month]])*(NQC[Unit Category]=Supply[[#This Row],[Unit Category]]),0))*INDEX(Profiles[],MATCH(1,(Profiles[Month]=Supply[[#This Row],[Month]])*(Profiles[Hour Ending]=Supply[[#This Row],[Hour Ending]]),0),MATCH(Supply[[#This Row],[Unit Category]],Profiles[#Headers],0))","v":1917.5762681697097}]
[5,"Wind_Socal",17,{"$f":"INDEX(NQC[NQC MW],MATCH(1,(NQC[Month]=Supply[[#This Row],[Month]])*(NQC[Unit Category]=Supply[[#This Row],[Unit Category]]),0))*INDEX(Profiles[],MATCH(1,(Profiles[Month]=Supply[[#This Row],[Month]])*(Profiles[Hour Ending]=Supply[[#This Row],[Hour Ending]]),0),MATCH(Supply[[#This Row],[Unit Category]],Profiles[#Headers],0))","v":2226.0912606500292}]
[5,"Wind_Socal",18,{"$f":"INDEX(NQC[NQC MW],MATCH(1,(NQC[Month]=Supply[[#This Row],[Month]])*(NQC[Unit Category]=Supply[[#This Row],[Unit Category]]),0))*INDEX(Profiles[],MATCH(1,(Profiles[Month]=Supply[[#This Row],[Month]])*(Profiles[Hour Ending]=Supply[[#This Row],[Hour Ending]]),0),MATCH(Supply[[#This Row],[Unit Category]],Profiles[#Headers],0))","v":2455.7633240722566}]
[5,"Wind_Socal",19,{"$f":"INDEX(NQC[NQC MW],MATCH(1,(NQC[Month]=Supply[[#This Row],[Month]])*(NQC[Unit Category]=Supply[[#This Row],[Unit Category]]),0))*INDEX(Profiles[],MATCH(1,(Profiles[Month]=Supply[[#This Row],[Month]])*(Profiles[Hour Ending]=Supply[[#This Row],[Hour Ending]]),0),MATCH(Supply[[#This Row],[Unit Category]],Profiles[#Headers],0))","v":2397.5766666986497}]
[5,"Wind_Socal",20,{"$f":"INDEX(NQC[NQC MW],MATCH(1,(NQC[Month]=Supply[[#This Row],[Month]])*(NQC[Unit Category]=Supply[[#This Row],[Unit Category]]),0))*INDEX(Profiles[],MATCH(1,(Profiles[Month]=Supply[[#This Row],[Month]])*(Profiles[Hour Ending]=Supply[[#This Row],[Hour Ending]]),0),MATCH(Supply[[#This Row],[Unit Category]],Profiles[#Headers],0))","v":2397.1201680160525}]
[5,"Wind_Socal",21,{"$f":"INDEX(NQC[NQC MW],MATCH(1,(NQC[Month]=Supply[[#This Row],[Month]])*(NQC[Unit Category]=Supply[[#This Row],[Unit Category]]),0))*INDEX(Profiles[],MATCH(1,(Profiles[Month]=Supply[[#This Row],[Month]])*(Profiles[Hour Ending]=Supply[[#This Row],[Hour Ending]]),0),MATCH(Supply[[#This Row],[Unit Category]],Profiles[#Headers],0))","v":2446.2663882845732}]
[5,"Wind_Socal",22,{"$f":"INDEX(NQC[NQC MW],MATCH(1,(NQC[Month]=Supply[[#This Row],[Month]])*(NQC[Unit Category]=Supply[[#This Row],[Unit Category]]),0))*INDEX(Profiles[],MATCH(1,(Profiles[Month]=Supply[[#This Row],[Month]])*(Profiles[Hour Ending]=Supply[[#This Row],[Hour Ending]]),0),MATCH(Supply[[#This Row],[Unit Category]],Profiles[#Headers],0))","v":2484.9646225888064}]
[5,"Wind_Socal",23,{"$f":"INDEX(NQC[NQC MW],MATCH(1,(NQC[Month]=Supply[[#This Row],[Month]])*(NQC[Unit Category]=Supply[[#This Row],[Unit Category]]),0))*INDEX(Profiles[],MATCH(1,(Profiles[Month]=Supply[[#This Row],[Month]])*(Profiles[Hour Ending]=Supply[[#This Row],[Hour Ending]]),0),MATCH(Supply[[#This Row],[Unit Category]],Profiles[#Headers],0))","v":2547.6543256110622}]
[5,"Wind_Socal",24,{"$f":"INDEX(NQC[NQC MW],MATCH(1,(NQC[Month]=Supply[[#This Row],[Month]])*(NQC[Unit Category]=Supply[[#This Row],[Unit Category]]),0))*INDEX(Profiles[],MATCH(1,(Profiles[Month]=Supply[[#This Row],[Month]])*(Profiles[Hour Ending]=Supply[[#This Row],[Hour Ending]]),0),MATCH(Supply[[#This Row],[Unit Category]],Profiles[#Headers],0))","v":2388.8381021818068}]
[6,"Biogas",1,{"$f":"INDEX(NQC[NQC MW],MATCH(1,(NQC[Month]=Supply[[#This Row],[Month]])*(NQC[Unit Category]=Supply[[#This Row],[Unit Category]]),0))*INDEX(Profiles[],MATCH(1,(Profiles[Month]=Supply[[#This Row],[Month]])*(Profiles[Hour Ending]=Supply[[#This Row],[Hour Ending]]),0),MATCH(Supply[[#This Row],[Unit Category]],Profiles[#Headers],0))","v":205.76631699999999}]
[6,"Biogas",2,{"$f":"INDEX(NQC[NQC MW],MATCH(1,(NQC[Month]=Supply[[#This Row],[Month]])*(NQC[Unit Category]=Supply[[#This Row],[Unit Category]]),0))*INDEX(Profiles[],MATCH(1,(Profiles[Month]=Supply[[#This Row],[Month]])*(Profiles[Hour Ending]=Supply[[#This Row],[Hour Ending]]),0),MATCH(Supply[[#This Row],[Unit Category]],Profiles[#Headers],0))","v":205.76631699999999}]
[6,"Biogas",3,{"$f":"INDEX(NQC[NQC MW],MATCH(1,(NQC[Month]=Supply[[#This Row],[Month]])*(NQC[Unit Category]=Supply[[#This Row],[Unit Category]]),0))*INDEX(Profiles[],MATCH(1,(Profiles[Month]=Supply[[#This Row],[Month]])*(Profiles[Hour Ending]=Supply[[#This Row],[Hour Ending]]),0),MATCH(Supply[[#This Row],[Unit Category]],Profiles[#Headers],0))","v":205.76631699999999}]
[6,"Biogas",4,{"$f":"INDEX(NQC[NQC MW],MATCH(1,(NQC[Month]=Supply[[#This Row],[Month]])*(NQC[Unit Category]=Supply[[#This Row],[Unit Category]]),0))*INDEX(Profiles[],MATCH(1,(Profiles[Month]=Supply[[#This Row],[Month]])*(Profiles[Hour Ending]=Supply[[#This Row],[Hour Ending]]),0),MATCH(Supply[[#This Row],[Unit Category]],Profiles[#Headers],0))","v":205.76631699999999}]
[6,"Biogas",5,{"$f":"INDEX(NQC[NQC MW],MATCH(1,(NQC[Month]=Supply[[#This Row],[Month]])*(NQC[Unit Category]=Supply[[#This Row],[Unit Category]]),0))*INDEX(Profiles[],MATCH(1,(Profiles[Month]=Supply[[#This Row],[Month]])*(Profiles[Hour Ending]=Supply[[#This Row],[Hour Ending]]),0),MATCH(Supply[[#This Row],[Unit Category]],Profiles[#Headers],0))","v":205.76631699999999}]
[6,"Biogas",6,{"$f":"INDEX(NQC[NQC MW],MATCH(1,(NQC[Month]=Supply[[#This Row],[Month]])*(NQC[Unit Category]=Supply[[#This Row],[Unit Category]]),0))*INDEX(Profiles[],MATCH(1,(Profiles[Month]=Supply[[#This Row],[Month]])*(Profiles[Hour Ending]=Supply[[#This Row],[Hour Ending]]),0),MATCH(Supply[[#This Row],[Unit Category]],Profiles[#Headers],0))","v":205.76631699999999}]
[6,"Biogas",7,{"$f":"INDEX(NQC[NQC MW],MATCH(1,(NQC[Month]=Supply[[#This Row],[Month]])*(NQC[Unit Category]=Supply[[#This Row],[Unit Category]]),0))*INDEX(Profiles[],MATCH(1,(Profiles[Month]=Supply[[#This Row],[Month]])*(Profiles[Hour Ending]=Supply[[#This Row],[Hour Ending]]),0),MATCH(Supply[[#This Row],[Unit Category]],Profiles[#Headers],0))","v":205.76631699999999}]
[6,"Biogas",8,{"$f":"INDEX(NQC[NQC MW],MATCH(1,(NQC[Month]=Supply[[#This Row],[Month]])*(NQC[Unit Category]=Supply[[#This Row],[Unit Category]]),0))*INDEX(Profiles[],MATCH(1,(Profiles[Month]=Supply[[#This Row],[Month]])*(Profiles[Hour Ending]=Supply[[#This Row],[Hour Ending]]),0),MATCH(Supply[[#This Row],[Unit Category]],Profiles[#Headers],0))","v":205.76631699999999}]
[6,"Biogas",9,{"$f":"INDEX(NQC[NQC MW],MATCH(1,(NQC[Month]=Supply[[#This Row],[Month]])*(NQC[Unit Category]=Supply[[#This Row],[Unit Category]]),0))*INDEX(Profiles[],MATCH(1,(Profiles[Month]=Supply[[#This Row],[Month]])*(Profiles[Hour Ending]=Supply[[#This Row],[Hour Ending]]),0),MATCH(Supply[[#This Row],[Unit Category]],Profiles[#Headers],0))","v":205.76631699999999}]
[6,"Biogas",10,{"$f":"INDEX(NQC[NQC MW],MATCH(1,(NQC[Month]=Supply[[#This Row],[Month]])*(NQC[Unit Category]=Supply[[#This Row],[Unit Category]]),0))*INDEX(Profiles[],MATCH(1,(Profiles[Month]=Supply[[#This Row],[Month]])*(Profiles[Hour Ending]=Supply[[#This Row],[Hour Ending]]),0),MATCH(Supply[[#This Row],[Unit Category]],Profiles[#Headers],0))","v":205.76631699999999}]
[6,"Biogas",11,{"$f":"INDEX(NQC[NQC MW],MATCH(1,(NQC[Month]=Supply[[#This Row],[Month]])*(NQC[Unit Category]=Supply[[#This Row],[Unit Category]]),0))*INDEX(Profiles[],MATCH(1,(Profiles[Month]=Supply[[#This Row],[Month]])*(Profiles[Hour Ending]=Supply[[#This Row],[Hour Ending]]),0),MATCH(Supply[[#This Row],[Unit Category]],Profiles[#Headers],0))","v":205.76631699999999}]
[6,"Biogas",12,{"$f":"INDEX(NQC[NQC MW],MATCH(1,(NQC[Month]=Supply[[#This Row],[Month]])*(NQC[Unit Category]=Supply[[#This Row],[Unit Category]]),0))*INDEX(Profiles[],MATCH(1,(Profiles[Month]=Supply[[#This Row],[Month]])*(Profiles[Hour Ending]=Supply[[#This Row],[Hour Ending]]),0),MATCH(Supply[[#This Row],[Unit Category]],Profiles[#Headers],0))","v":205.76631699999999}]
[6,"Biogas",13,{"$f":"INDEX(NQC[NQC MW],MATCH(1,(NQC[Month]=Supply[[#This Row],[Month]])*(NQC[Unit Category]=Supply[[#This Row],[Unit Category]]),0))*INDEX(Profiles[],MATCH(1,(Profiles[Month]=Supply[[#This Row],[Month]])*(Profiles[Hour Ending]=Supply[[#This Row],[Hour Ending]]),0),MATCH(Supply[[#This Row],[Unit Category]],Profiles[#Headers],0))","v":205.76631699999999}]
[6,"Biogas",14,{"$f":"INDEX(NQC[NQC MW],MATCH(1,(NQC[Month]=Supply[[#This Row],[Month]])*(NQC[Unit Category]=Supply[[#This Row],[Unit Category]]),0))*INDEX(Profiles[],MATCH(1,(Profiles[Month]=Supply[[#This Row],[Month]])*(Profiles[Hour Ending]=Supply[[#This Row],[Hour Ending]]),0),MATCH(Supply[[#This Row],[Unit Category]],Profiles[#Headers],0))","v":205.76631699999999}]
[6,"Biogas",15,{"$f":"INDEX(NQC[NQC MW],MATCH(1,(NQC[Month]=Supply[[#This Row],[Month]])*(NQC[Unit Category]=Supply[[#This Row],[Unit Category]]),0))*INDEX(Profiles[],MATCH(1,(Profiles[Month]=Supply[[#This Row],[Month]])*(Profiles[Hour Ending]=Supply[[#This Row],[Hour Ending]]),0),MATCH(Supply[[#This Row],[Unit Category]],Profiles[#Headers],0))","v":205.76631699999999}]
[6,"Biogas",16,{"$f":"INDEX(NQC[NQC MW],MATCH(1,(NQC[Month]=Supply[[#This Row],[Month]])*(NQC[Unit Category]=Supply[[#This Row],[Unit Category]]),0))*INDEX(Profiles[],MATCH(1,(Profiles[Month]=Supply[[#This Row],[Month]])*(Profiles[Hour Ending]=Supply[[#This Row],[Hour Ending]]),0),MATCH(Supply[[#This Row],[Unit Category]],Profiles[#Headers],0))","v":205.76631699999999}]
[6,"Biogas",17,{"$f":"INDEX(NQC[NQC MW],MATCH(1,(NQC[Month]=Supply[[#This Row],[Month]])*(NQC[Unit Category]=Supply[[#This Row],[Unit Category]]),0))*INDEX(Profiles[],MATCH(1,(Profiles[Month]=Supply[[#This Row],[Month]])*(Profiles[Hour Ending]=Supply[[#This Row],[Hour Ending]]),0),MATCH(Supply[[#This Row],[Unit Category]],Profiles[#Headers],0))","v":205.76631699999999}]
[6,"Biogas",18,{"$f":"INDEX(NQC[NQC MW],MATCH(1,(NQC[Month]=Supply[[#This Row],[Month]])*(NQC[Unit Category]=Supply[[#This Row],[Unit Category]]),0))*INDEX(Profiles[],MATCH(1,(Profiles[Month]=Supply[[#This Row],[Month]])*(Profiles[Hour Ending]=Supply[[#This Row],[Hour Ending]]),0),MATCH(Supply[[#This Row],[Unit Category]],Profiles[#Headers],0))","v":205.76631699999999}]
[6,"Biogas",19,{"$f":"INDEX(NQC[NQC MW],MATCH(1,(NQC[Month]=Supply[[#This Row],[Month]])*(NQC[Unit Category]=Supply[[#This Row],[Unit Category]]),0))*INDEX(Profiles[],MATCH(1,(Profiles[Month]=Supply[[#This Row],[Month]])*(Profiles[Hour Ending]=Supply[[#This Row],[Hour Ending]]),0),MATCH(Supply[[#This Row],[Unit Category]],Profiles[#Headers],0))","v":205.76631699999999}]
[6,"Biogas",20,{"$f":"INDEX(NQC[NQC MW],MATCH(1,(NQC[Month]=Supply[[#This Row],[Month]])*(NQC[Unit Category]=Supply[[#This Row],[Unit Category]]),0))*INDEX(Profiles[],MATCH(1,(Profiles[Month]=Supply[[#This Row],[Month]])*(Profiles[Hour Ending]=Supply[[#This Row],[Hour Ending]]),0),MATCH(Supply[[#This Row],[Unit Category]],Profiles[#Headers],0))","v":205.76631699999999}]
[6,"Biogas",21,{"$f":"INDEX(NQC[NQC MW],MATCH(1,(NQC[Month]=Supply[[#This Row],[Month]])*(NQC[Unit Category]=Supply[[#This Row],[Unit Category]]),0))*INDEX(Profiles[],MATCH(1,(Profiles[Month]=Supply[[#This Row],[Month]])*(Profiles[Hour Ending]=Supply[[#This Row],[Hour Ending]]),0),MATCH(Supply[[#This Row],[Unit Category]],Profiles[#Headers],0))","v":205.76631699999999}]
[6,"Biogas",22,{"$f":"INDEX(NQC[NQC MW],MATCH(1,(NQC[Month]=Supply[[#This Row],[Month]])*(NQC[Unit Category]=Supply[[#This Row],[Unit Category]]),0))*INDEX(Profiles[],MATCH(1,(Profiles[Month]=Supply[[#This Row],[Month]])*(Profiles[Hour Ending]=Supply[[#This Row],[Hour Ending]]),0),MATCH(Supply[[#This Row],[Unit Category]],Profiles[#Headers],0))","v":205.76631699999999}]
[6,"Biogas",23,{"$f":"INDEX(NQC[NQC MW],MATCH(1,(NQC[Month]=Supply[[#This Row],[Month]])*(NQC[Unit Category]=Supply[[#This Row],[Unit Category]]),0))*INDEX(Profiles[],MATCH(1,(Profiles[Month]=Supply[[#This Row],[Month]])*(Profiles[Hour Ending]=Supply[[#This Row],[Hour Ending]]),0),MATCH(Supply[[#This Row],[Unit Category]],Profiles[#Headers],0))","v":205.76631699999999}]
[6,"Biogas",24,{"$f":"INDEX(NQC[NQC MW],MATCH(1,(NQC[Month]=Supply[[#This Row],[Month]])*(NQC[Unit Category]=Supply[[#This Row],[Unit Category]]),0))*INDEX(Profiles[],MATCH(1,(Profiles[Month]=Supply[[#This Row],[Month]])*(Profiles[Hour Ending]=Supply[[#This Row],[Hour Ending]]),0),MATCH(Supply[[#This Row],[Unit Category]],Profiles[#Headers],0))","v":205.76631699999999}]
[6,"Biomass/Wood",1,{"$f":"INDEX(NQC[NQC MW],MATCH(1,(NQC[Month]=Supply[[#This Row],[Month]])*(NQC[Unit Category]=Supply[[#This Row],[Unit Category]]),0))*INDEX(Profiles[],MATCH(1,(Profiles[Month]=Supply[[#This Row],[Month]])*(Profiles[Hour Ending]=Supply[[#This Row],[Hour Ending]]),0),MATCH(Supply[[#This Row],[Unit Category]],Profiles[#Headers],0))","v":425.54530700000004}]
[6,"Biomass/Wood",2,{"$f":"INDEX(NQC[NQC MW],MATCH(1,(NQC[Month]=Supply[[#This Row],[Month]])*(NQC[Unit Category]=Supply[[#This Row],[Unit Category]]),0))*INDEX(Profiles[],MATCH(1,(Profiles[Month]=Supply[[#This Row],[Month]])*(Profiles[Hour Ending]=Supply[[#This Row],[Hour Ending]]),0),MATCH(Supply[[#This Row],[Unit Category]],Profiles[#Headers],0))","v":425.54530700000004}]
[6,"Biomass/Wood",3,{"$f":"INDEX(NQC[NQC MW],MATCH(1,(NQC[Month]=Supply[[#This Row],[Month]])*(NQC[Unit Category]=Supply[[#This Row],[Unit Category]]),0))*INDEX(Profiles[],MATCH(1,(Profiles[Month]=Supply[[#This Row],[Month]])*(Profiles[Hour Ending]=Supply[[#This Row],[Hour Ending]]),0),MATCH(Supply[[#This Row],[Unit Category]],Profiles[#Headers],0))","v":425.54530700000004}]
[6,"Biomass/Wood",4,{"$f":"INDEX(NQC[NQC MW],MATCH(1,(NQC[Month]=Supply[[#This Row],[Month]])*(NQC[Unit Category]=Supply[[#This Row],[Unit Category]]),0))*INDEX(Profiles[],MATCH(1,(Profiles[Month]=Supply[[#This Row],[Month]])*(Profiles[Hour Ending]=Supply[[#This Row],[Hour Ending]]),0),MATCH(Supply[[#This Row],[Unit Category]],Profiles[#Headers],0))","v":425.54530700000004}]
[6,"Biomass/Wood",5,{"$f":"INDEX(NQC[NQC MW],MATCH(1,(NQC[Month]=Supply[[#This Row],[Month]])*(NQC[Unit Category]=Supply[[#This Row],[Unit Category]]),0))*INDEX(Profiles[],MATCH(1,(Profiles[Month]=Supply[[#This Row],[Month]])*(Profiles[Hour Ending]=Supply[[#This Row],[Hour Ending]]),0),MATCH(Supply[[#This Row],[Unit Category]],Profiles[#Headers],0))","v":425.54530700000004}]
[6,"Biomass/Wood",6,{"$f":"INDEX(NQC[NQC MW],MATCH(1,(NQC[Month]=Supply[[#This Row],[Month]])*(NQC[Unit Category]=Supply[[#This Row],[Unit Category]]),0))*INDEX(Profiles[],MATCH(1,(Profiles[Month]=Supply[[#This Row],[Month]])*(Profiles[Hour Ending]=Supply[[#This Row],[Hour Ending]]),0),MATCH(Supply[[#This Row],[Unit Category]],Profiles[#Headers],0))","v":425.54530700000004}]
[6,"Biomass/Wood",7,{"$f":"INDEX(NQC[NQC MW],MATCH(1,(NQC[Month]=Supply[[#This Row],[Month]])*(NQC[Unit Category]=Supply[[#This Row],[Unit Category]]),0))*INDEX(Profiles[],MATCH(1,(Profiles[Month]=Supply[[#This Row],[Month]])*(Profiles[Hour Ending]=Supply[[#This Row],[Hour Ending]]),0),MATCH(Supply[[#This Row],[Unit Category]],Profiles[#Headers],0))","v":425.54530700000004}]
[6,"Biomass/Wood",8,{"$f":"INDEX(NQC[NQC MW],MATCH(1,(NQC[Month]=Supply[[#This Row],[Month]])*(NQC[Unit Category]=Supply[[#This Row],[Unit Category]]),0))*INDEX(Profiles[],MATCH(1,(Profiles[Month]=Supply[[#This Row],[Month]])*(Profiles[Hour Ending]=Supply[[#This Row],[Hour Ending]]),0),MATCH(Supply[[#This Row],[Unit Category]],Profiles[#Headers],0))","v":425.54530700000004}]
[6,"Biomass/Wood",9,{"$f":"INDEX(NQC[NQC MW],MATCH(1,(NQC[Month]=Supply[[#This Row],[Month]])*(NQC[Unit Category]=Supply[[#This Row],[Unit Category]]),0))*INDEX(Profiles[],MATCH(1,(Profiles[Month]=Supply[[#This Row],[Month]])*(Profiles[Hour Ending]=Supply[[#This Row],[Hour Ending]]),0),MATCH(Supply[[#This Row],[Unit Category]],Profiles[#Headers],0))","v":425.54530700000004}]
[6,"Biomass/Wood",10,{"$f":"INDEX(NQC[NQC MW],MATCH(1,(NQC[Month]=Supply[[#This Row],[Month]])*(NQC[Unit Category]=Supply[[#This Row],[Unit Category]]),0))*INDEX(Profiles[],MATCH(1,(Profiles[Month]=Supply[[#This Row],[Month]])*(Profiles[Hour Ending]=Supply[[#This Row],[Hour Ending]]),0),MATCH(Supply[[#This Row],[Unit Category]],Profiles[#Headers],0))","v":425.54530700000004}]
[6,"Biomass/Wood",11,{"$f":"INDEX(NQC[NQC MW],MATCH(1,(NQC[Month]=Supply[[#This Row],[Month]])*(NQC[Unit Category]=Supply[[#This Row],[Unit Category]]),0))*INDEX(Profiles[],MATCH(1,(Profiles[Month]=Supply[[#This Row],[Month]])*(Profiles[Hour Ending]=Supply[[#This Row],[Hour Ending]]),0),MATCH(Supply[[#This Row],[Unit Category]],Profiles[#Headers],0))","v":425.54530700000004}]
[6,"Biomass/Wood",12,{"$f":"INDEX(NQC[NQC MW],MATCH(1,(NQC[Month]=Supply[[#This Row],[Month]])*(NQC[Unit Category]=Supply[[#This Row],[Unit Category]]),0))*INDEX(Profiles[],MATCH(1,(Profiles[Month]=Supply[[#This Row],[Month]])*(Profiles[Hour Ending]=Supply[[#This Row],[Hour Ending]]),0),MATCH(Supply[[#This Row],[Unit Category]],Profiles[#Headers],0))","v":425.54530700000004}]
[6,"Biomass/Wood",13,{"$f":"INDEX(NQC[NQC MW],MATCH(1,(NQC[Month]=Supply[[#This Row],[Month]])*(NQC[Unit Category]=Supply[[#This Row],[Unit Category]]),0))*INDEX(Profiles[],MATCH(1,(Profiles[Month]=Supply[[#This Row],[Month]])*(Profiles[Hour Ending]=Supply[[#This Row],[Hour Ending]]),0),MATCH(Supply[[#This Row],[Unit Category]],Profiles[#Headers],0))","v":425.54530700000004}]
[6,"Biomass/Wood",14,{"$f":"INDEX(NQC[NQC MW],MATCH(1,(NQC[Month]=Supply[[#This Row],[Month]])*(NQC[Unit Category]=Supply[[#This Row],[Unit Category]]),0))*INDEX(Profiles[],MATCH(1,(Profiles[Month]=Supply[[#This Row],[Month]])*(Profiles[Hour Ending]=Supply[[#This Row],[Hour Ending]]),0),MATCH(Supply[[#This Row],[Unit Category]],Profiles[#Headers],0))","v":425.54530700000004}]
[6,"Biomass/Wood",15,{"$f":"INDEX(NQC[NQC MW],MATCH(1,(NQC[Month]=Supply[[#This Row],[Month]])*(NQC[Unit Category]=Supply[[#This Row],[Unit Category]]),0))*INDEX(Profiles[],MATCH(1,(Profiles[Month]=Supply[[#This Row],[Month]])*(Profiles[Hour Ending]=Supply[[#This Row],[Hour Ending]]),0),MATCH(Supply[[#This Row],[Unit Category]],Profiles[#Headers],0))","v":425.54530700000004}]
[6,"Biomass/Wood",16,{"$f":"INDEX(NQC[NQC MW],MATCH(1,(NQC[Month]=Supply[[#This Row],[Month]])*(NQC[Unit Category]=Supply[[#This Row],[Unit Category]]),0))*INDEX(Profiles[],MATCH(1,(Profiles[Month]=Supply[[#This Row],[Month]])*(Profiles[Hour Ending]=Supply[[#This Row],[Hour Ending]]),0),MATCH(Supply[[#This Row],[Unit Category]],Profiles[#Headers],0))","v":425.54530700000004}]
[6,"Biomass/Wood",17,{"$f":"INDEX(NQC[NQC MW],MATCH(1,(NQC[Month]=Supply[[#This Row],[Month]])*(NQC[Unit Category]=Supply[[#This Row],[Unit Category]]),0))*INDEX(Profiles[],MATCH(1,(Profiles[Month]=Supply[[#This Row],[Month]])*(Profiles[Hour Ending]=Supply[[#This Row],[Hour Ending]]),0),MATCH(Supply[[#This Row],[Unit Category]],Profiles[#Headers],0))","v":425.54530700000004}]
[6,"Biomass/Wood",18,{"$f":"INDEX(NQC[NQC MW],MATCH(1,(NQC[Month]=Supply[[#This Row],[Month]])*(NQC[Unit Category]=Supply[[#This Row],[Unit Category]]),0))*INDEX(Profiles[],MATCH(1,(Profiles[Month]=Supply[[#This Row],[Month]])*(Profiles[Hour Ending]=Supply[[#This Row],[Hour Ending]]),0),MATCH(Supply[[#This Row],[Unit Category]],Profiles[#Headers],0))","v":425.54530700000004}]
[6,"Biomass/Wood",19,{"$f":"INDEX(NQC[NQC MW],MATCH(1,(NQC[Month]=Supply[[#This Row],[Month]])*(NQC[Unit Category]=Supply[[#This Row],[Unit Category]]),0))*INDEX(Profiles[],MATCH(1,(Profiles[Month]=Supply[[#This Row],[Month]])*(Profiles[Hour Ending]=Supply[[#This Row],[Hour Ending]]),0),MATCH(Supply[[#This Row],[Unit Category]],Profiles[#Headers],0))","v":425.54530700000004}]
[6,"Biomass/Wood",20,{"$f":"INDEX(NQC[NQC MW],MATCH(1,(NQC[Month]=Supply[[#This Row],[Month]])*(NQC[Unit Category]=Supply[[#This Row],[Unit Category]]),0))*INDEX(Profiles[],MATCH(1,(Profiles[Month]=Supply[[#This Row],[Month]])*(Profiles[Hour Ending]=Supply[[#This Row],[Hour Ending]]),0),MATCH(Supply[[#This Row],[Unit Category]],Profiles[#Headers],0))","v":425.54530700000004}]
[6,"Biomass/Wood",21,{"$f":"INDEX(NQC[NQC MW],MATCH(1,(NQC[Month]=Supply[[#This Row],[Month]])*(NQC[Unit Category]=Supply[[#This Row],[Unit Category]]),0))*INDEX(Profiles[],MATCH(1,(Profiles[Month]=Supply[[#This Row],[Month]])*(Profiles[Hour Ending]=Supply[[#This Row],[Hour Ending]]),0),MATCH(Supply[[#This Row],[Unit Category]],Profiles[#Headers],0))","v":425.54530700000004}]
[6,"Biomass/Wood",22,{"$f":"INDEX(NQC[NQC MW],MATCH(1,(NQC[Month]=Supply[[#This Row],[Month]])*(NQC[Unit Category]=Supply[[#This Row],[Unit Category]]),0))*INDEX(Profiles[],MATCH(1,(Profiles[Month]=Supply[[#This Row],[Month]])*(Profiles[Hour Ending]=Supply[[#This Row],[Hour Ending]]),0),MATCH(Supply[[#This Row],[Unit Category]],Profiles[#Headers],0))","v":425.54530700000004}]
[6,"Biomass/Wood",23,{"$f":"INDEX(NQC[NQC MW],MATCH(1,(NQC[Month]=Supply[[#This Row],[Month]])*(NQC[Unit Category]=Supply[[#This Row],[Unit Category]]),0))*INDEX(Profiles[],MATCH(1,(Profiles[Month]=Supply[[#This Row],[Month]])*(Profiles[Hour Ending]=Supply[[#This Row],[Hour Ending]]),0),MATCH(Supply[[#This Row],[Unit Category]],Profiles[#Headers],0))","v":425.54530700000004}]
[6,"Biomass/Wood",24,{"$f":"INDEX(NQC[NQC MW],MATCH(1,(NQC[Month]=Supply[[#This Row],[Month]])*(NQC[Unit Category]=Supply[[#This Row],[Unit Category]]),0))*INDEX(Profiles[],MATCH(1,(Profiles[Month]=Supply[[#This Row],[Month]])*(Profiles[Hour Ending]=Supply[[#This Row],[Hour Ending]]),0),MATCH(Supply[[#This Row],[Unit Category]],Profiles[#Headers],0))","v":425.54530700000004}]
[6,"CC",1,{"$f":"INDEX(NQC[NQC MW],MATCH(1,(NQC[Month]=Supply[[#This Row],[Month]])*(NQC[Unit Category]=Supply[[#This Row],[Unit Category]]),0))*INDEX(Profiles[],MATCH(1,(Profiles[Month]=Supply[[#This Row],[Month]])*(Profiles[Hour Ending]=Supply[[#This Row],[Hour Ending]]),0),MATCH(Supply[[#This Row],[Unit Category]],Profiles[#Headers],0))","v":17138.450000000004}]
[6,"CC",2,{"$f":"INDEX(NQC[NQC MW],MATCH(1,(NQC[Month]=Supply[[#This Row],[Month]])*(NQC[Unit Category]=Supply[[#This Row],[Unit Category]]),0))*INDEX(Profiles[],MATCH(1,(Profiles[Month]=Supply[[#This Row],[Month]])*(Profiles[Hour Ending]=Supply[[#This Row],[Hour Ending]]),0),MATCH(Supply[[#This Row],[Unit Category]],Profiles[#Headers],0))","v":17138.450000000004}]
[6,"CC",3,{"$f":"INDEX(NQC[NQC MW],MATCH(1,(NQC[Month]=Supply[[#This Row],[Month]])*(NQC[Unit Category]=Supply[[#This Row],[Unit Category]]),0))*INDEX(Profiles[],MATCH(1,(Profiles[Month]=Supply[[#This Row],[Month]])*(Profiles[Hour Ending]=Supply[[#This Row],[Hour Ending]]),0),MATCH(Supply[[#This Row],[Unit Category]],Profiles[#Headers],0))","v":17138.450000000004}]
[6,"CC",4,{"$f":"INDEX(NQC[NQC MW],MATCH(1,(NQC[Month]=Supply[[#This Row],[Month]])*(NQC[Unit Category]=Supply[[#This Row],[Unit Category]]),0))*INDEX(Profiles[],MATCH(1,(Profiles[Month]=Supply[[#This Row],[Month]])*(Profiles[Hour Ending]=Supply[[#This Row],[Hour Ending]]),0),MATCH(Supply[[#This Row],[Unit Category]],Profiles[#Headers],0))","v":17138.450000000004}]
[6,"CC",5,{"$f":"INDEX(NQC[NQC MW],MATCH(1,(NQC[Month]=Supply[[#This Row],[Month]])*(NQC[Unit Category]=Supply[[#This Row],[Unit Category]]),0))*INDEX(Profiles[],MATCH(1,(Profiles[Month]=Supply[[#This Row],[Month]])*(Profiles[Hour Ending]=Supply[[#This Row],[Hour Ending]]),0),MATCH(Supply[[#This Row],[Unit Category]],Profiles[#Headers],0))","v":17138.450000000004}]
[6,"CC",6,{"$f":"INDEX(NQC[NQC MW],MATCH(1,(NQC[Month]=Supply[[#This Row],[Month]])*(NQC[Unit Category]=Supply[[#This Row],[Unit Category]]),0))*INDEX(Profiles[],MATCH(1,(Profiles[Month]=Supply[[#This Row],[Month]])*(Profiles[Hour Ending]=Supply[[#This Row],[Hour Ending]]),0),MATCH(Supply[[#This Row],[Unit Category]],Profiles[#Headers],0))","v":17138.450000000004}]
[6,"CC",7,{"$f":"INDEX(NQC[NQC MW],MATCH(1,(NQC[Month]=Supply[[#This Row],[Month]])*(NQC[Unit Category]=Supply[[#This Row],[Unit Category]]),0))*INDEX(Profiles[],MATCH(1,(Profiles[Month]=Supply[[#This Row],[Month]])*(Profiles[Hour Ending]=Supply[[#This Row],[Hour Ending]]),0),MATCH(Supply[[#This Row],[Unit Category]],Profiles[#Headers],0))","v":17138.450000000004}]
[6,"CC",8,{"$f":"INDEX(NQC[NQC MW],MATCH(1,(NQC[Month]=Supply[[#This Row],[Month]])*(NQC[Unit Category]=Supply[[#This Row],[Unit Category]]),0))*INDEX(Profiles[],MATCH(1,(Profiles[Month]=Supply[[#This Row],[Month]])*(Profiles[Hour Ending]=Supply[[#This Row],[Hour Ending]]),0),MATCH(Supply[[#This Row],[Unit Category]],Profiles[#Headers],0))","v":17138.450000000004}]
[6,"CC",9,{"$f":"INDEX(NQC[NQC MW],MATCH(1,(NQC[Month]=Supply[[#This Row],[Month]])*(NQC[Unit Category]=Supply[[#This Row],[Unit Category]]),0))*INDEX(Profiles[],MATCH(1,(Profiles[Month]=Supply[[#This Row],[Month]])*(Profiles[Hour Ending]=Supply[[#This Row],[Hour Ending]]),0),MATCH(Supply[[#This Row],[Unit Category]],Profiles[#Headers],0))","v":17138.450000000004}]
[6,"CC",10,{"$f":"INDEX(NQC[NQC MW],MATCH(1,(NQC[Month]=Supply[[#This Row],[Month]])*(NQC[Unit Category]=Supply[[#This Row],[Unit Category]]),0))*INDEX(Profiles[],MATCH(1,(Profiles[Month]=Supply[[#This Row],[Month]])*(Profiles[Hour Ending]=Supply[[#This Row],[Hour Ending]]),0),MATCH(Supply[[#This Row],[Unit Category]],Profiles[#Headers],0))","v":17138.450000000004}]
[6,"CC",11,{"$f":"INDEX(NQC[NQC MW],MATCH(1,(NQC[Month]=Supply[[#This Row],[Month]])*(NQC[Unit Category]=Supply[[#This Row],[Unit Category]]),0))*INDEX(Profiles[],MATCH(1,(Profiles[Month]=Supply[[#This Row],[Month]])*(Profiles[Hour Ending]=Supply[[#This Row],[Hour Ending]]),0),MATCH(Supply[[#This Row],[Unit Category]],Profiles[#Headers],0))","v":17138.450000000004}]
[6,"CC",12,{"$f":"INDEX(NQC[NQC MW],MATCH(1,(NQC[Month]=Supply[[#This Row],[Month]])*(NQC[Unit Category]=Supply[[#This Row],[Unit Category]]),0))*INDEX(Profiles[],MATCH(1,(Profiles[Month]=Supply[[#This Row],[Month]])*(Profiles[Hour Ending]=Supply[[#This Row],[Hour Ending]]),0),MATCH(Supply[[#This Row],[Unit Category]],Profiles[#Headers],0))","v":17138.450000000004}]
[6,"CC",13,{"$f":"INDEX(NQC[NQC MW],MATCH(1,(NQC[Month]=Supply[[#This Row],[Month]])*(NQC[Unit Category]=Supply[[#This Row],[Unit Category]]),0))*INDEX(Profiles[],MATCH(1,(Profiles[Month]=Supply[[#This Row],[Month]])*(Profiles[Hour Ending]=Supply[[#This Row],[Hour Ending]]),0),MATCH(Supply[[#This Row],[Unit Category]],Profiles[#Headers],0))","v":17138.450000000004}]
[6,"CC",14,{"$f":"INDEX(NQC[NQC MW],MATCH(1,(NQC[Month]=Supply[[#This Row],[Month]])*(NQC[Unit Category]=Supply[[#This Row],[Unit Category]]),0))*INDEX(Profiles[],MATCH(1,(Profiles[Month]=Supply[[#This Row],[Month]])*(Profiles[Hour Ending]=Supply[[#This Row],[Hour Ending]]),0),MATCH(Supply[[#This Row],[Unit Category]],Profiles[#Headers],0))","v":17138.450000000004}]
[6,"CC",15,{"$f":"INDEX(NQC[NQC MW],MATCH(1,(NQC[Month]=Supply[[#This Row],[Month]])*(NQC[Unit Category]=Supply[[#This Row],[Unit Category]]),0))*INDEX(Profiles[],MATCH(1,(Profiles[Month]=Supply[[#This Row],[Month]])*(Profiles[Hour Ending]=Supply[[#This Row],[Hour Ending]]),0),MATCH(Supply[[#This Row],[Unit Category]],Profiles[#Headers],0))","v":17138.450000000004}]
[6,"CC",16,{"$f":"INDEX(NQC[NQC MW],MATCH(1,(NQC[Month]=Supply[[#This Row],[Month]])*(NQC[Unit Category]=Supply[[#This Row],[Unit Category]]),0))*INDEX(Profiles[],MATCH(1,(Profiles[Month]=Supply[[#This Row],[Month]])*(Profiles[Hour Ending]=Supply[[#This Row],[Hour Ending]]),0),MATCH(Supply[[#This Row],[Unit Category]],Profiles[#Headers],0))","v":17138.450000000004}]
[6,"CC",17,{"$f":"INDEX(NQC[NQC MW],MATCH(1,(NQC[Month]=Supply[[#This Row],[Month]])*(NQC[Unit Category]=Supply[[#This Row],[Unit Category]]),0))*INDEX(Profiles[],MATCH(1,(Profiles[Month]=Supply[[#This Row],[Month]])*(Profiles[Hour Ending]=Supply[[#This Row],[Hour Ending]]),0),MATCH(Supply[[#This Row],[Unit Category]],Profiles[#Headers],0))","v":17138.450000000004}]
[6,"CC",18,{"$f":"INDEX(NQC[NQC MW],MATCH(1,(NQC[Month]=Supply[[#This Row],[Month]])*(NQC[Unit Category]=Supply[[#This Row],[Unit Category]]),0))*INDEX(Profiles[],MATCH(1,(Profiles[Month]=Supply[[#This Row],[Month]])*(Profiles[Hour Ending]=Supply[[#This Row],[Hour Ending]]),0),MATCH(Supply[[#This Row],[Unit Category]],Profiles[#Headers],0))","v":17138.450000000004}]
[6,"CC",19,{"$f":"INDEX(NQC[NQC MW],MATCH(1,(NQC[Month]=Supply[[#This Row],[Month]])*(NQC[Unit Category]=Supply[[#This Row],[Unit Category]]),0))*INDEX(Profiles[],MATCH(1,(Profiles[Month]=Supply[[#This Row],[Month]])*(Profiles[Hour Ending]=Supply[[#This Row],[Hour Ending]]),0),MATCH(Supply[[#This Row],[Unit Category]],Profiles[#Headers],0))","v":17138.450000000004}]
[6,"CC",20,{"$f":"INDEX(NQC[NQC MW],MATCH(1,(NQC[Month]=Supply[[#This Row],[Month]])*(NQC[Unit Category]=Supply[[#This Row],[Unit Category]]),0))*INDEX(Profiles[],MATCH(1,(Profiles[Month]=Supply[[#This Row],[Month]])*(Profiles[Hour Ending]=Supply[[#This Row],[Hour Ending]]),0),MATCH(Supply[[#This Row],[Unit Category]],Profiles[#Headers],0))","v":17138.450000000004}]
[6,"CC",21,{"$f":"INDEX(NQC[NQC MW],MATCH(1,(NQC[Month]=Supply[[#This Row],[Month]])*(NQC[Unit Category]=Supply[[#This Row],[Unit Category]]),0))*INDEX(Profiles[],MATCH(1,(Profiles[Month]=Supply[[#This Row],[Month]])*(Profiles[Hour Ending]=Supply[[#This Row],[Hour Ending]]),0),MATCH(Supply[[#This Row],[Unit Category]],Profiles[#Headers],0))","v":17138.450000000004}]
[6,"CC",22,{"$f":"INDEX(NQC[NQC MW],MATCH(1,(NQC[Month]=Supply[[#This Row],[Month]])*(NQC[Unit Category]=Supply[[#This Row],[Unit Category]]),0))*INDEX(Profiles[],MATCH(1,(Profiles[Month]=Supply[[#This Row],[Month]])*(Profiles[Hour Ending]=Supply[[#This Row],[Hour Ending]]),0),MATCH(Supply[[#This Row],[Unit Category]],Profiles[#Headers],0))","v":17138.450000000004}]
[6,"CC",23,{"$f":"INDEX(NQC[NQC MW],MATCH(1,(NQC[Month]=Supply[[#This Row],[Month]])*(NQC[Unit Category]=Supply[[#This Row],[Unit Category]]),0))*INDEX(Profiles[],MATCH(1,(Profiles[Month]=Supply[[#This Row],[Month]])*(Profiles[Hour Ending]=Supply[[#This Row],[Hour Ending]]),0),MATCH(Supply[[#This Row],[Unit Category]],Profiles[#Headers],0))","v":17138.450000000004}]
[6,"CC",24,{"$f":"INDEX(NQC[NQC MW],MATCH(1,(NQC[Month]=Supply[[#This Row],[Month]])*(NQC[Unit Category]=Supply[[#This Row],[Unit Category]]),0))*INDEX(Profiles[],MATCH(1,(Profiles[Month]=Supply[[#This Row],[Month]])*(Profiles[Hour Ending]=Supply[[#This Row],[Hour Ending]]),0),MATCH(Supply[[#This Row],[Unit Category]],Profiles[#Headers],0))","v":17138.450000000004}]
[6,"Coal",1,{"$f":"INDEX(NQC[NQC MW],MATCH(1,(NQC[Month]=Supply[[#This Row],[Month]])*(NQC[Unit Category]=Supply[[#This Row],[Unit Category]]),0))*INDEX(Profiles[],MATCH(1,(Profiles[Month]=Supply[[#This Row],[Month]])*(Profiles[Hour Ending]=Supply[[#This Row],[Hour Ending]]),0),MATCH(Supply[[#This Row],[Unit Category]],Profiles[#Headers],0))","v":0}]
[6,"Coal",2,{"$f":"INDEX(NQC[NQC MW],MATCH(1,(NQC[Month]=Supply[[#This Row],[Month]])*(NQC[Unit Category]=Supply[[#This Row],[Unit Category]]),0))*INDEX(Profiles[],MATCH(1,(Profiles[Month]=Supply[[#This Row],[Month]])*(Profiles[Hour Ending]=Supply[[#This Row],[Hour Ending]]),0),MATCH(Supply[[#This Row],[Unit Category]],Profiles[#Headers],0))","v":0}]
[6,"Coal",3,{"$f":"INDEX(NQC[NQC MW],MATCH(1,(NQC[Month]=Supply[[#This Row],[Month]])*(NQC[Unit Category]=Supply[[#This Row],[Unit Category]]),0))*INDEX(Profiles[],MATCH(1,(Profiles[Month]=Supply[[#This Row],[Month]])*(Profiles[Hour Ending]=Supply[[#This Row],[Hour Ending]]),0),MATCH(Supply[[#This Row],[Unit Category]],Profiles[#Headers],0))","v":0}]
[6,"Coal",4,{"$f":"INDEX(NQC[NQC MW],MATCH(1,(NQC[Month]=Supply[[#This Row],[Month]])*(NQC[Unit Category]=Supply[[#This Row],[Unit Category]]),0))*INDEX(Profiles[],MATCH(1,(Profiles[Month]=Supply[[#This Row],[Month]])*(Profiles[Hour Ending]=Supply[[#This Row],[Hour Ending]]),0),MATCH(Supply[[#This Row],[Unit Category]],Profiles[#Headers],0))","v":0}]
[6,"Coal",5,{"$f":"INDEX(NQC[NQC MW],MATCH(1,(NQC[Month]=Supply[[#This Row],[Month]])*(NQC[Unit Category]=Supply[[#This Row],[Unit Category]]),0))*INDEX(Profiles[],MATCH(1,(Profiles[Month]=Supply[[#This Row],[Month]])*(Profiles[Hour Ending]=Supply[[#This Row],[Hour Ending]]),0),MATCH(Supply[[#This Row],[Unit Category]],Profiles[#Headers],0))","v":0}]
[6,"Coal",6,{"$f":"INDEX(NQC[NQC MW],MATCH(1,(NQC[Month]=Supply[[#This Row],[Month]])*(NQC[Unit Category]=Supply[[#This Row],[Unit Category]]),0))*INDEX(Profiles[],MATCH(1,(Profiles[Month]=Supply[[#This Row],[Month]])*(Profiles[Hour Ending]=Supply[[#This Row],[Hour Ending]]),0),MATCH(Supply[[#This Row],[Unit Category]],Profiles[#Headers],0))","v":0}]
[6,"Coal",7,{"$f":"INDEX(NQC[NQC MW],MATCH(1,(NQC[Month]=Supply[[#This Row],[Month]])*(NQC[Unit Category]=Supply[[#This Row],[Unit Category]]),0))*INDEX(Profiles[],MATCH(1,(Profiles[Month]=Supply[[#This Row],[Month]])*(Profiles[Hour Ending]=Supply[[#This Row],[Hour Ending]]),0),MATCH(Supply[[#This Row],[Unit Category]],Profiles[#Headers],0))","v":0}]
[6,"Coal",8,{"$f":"INDEX(NQC[NQC MW],MATCH(1,(NQC[Month]=Supply[[#This Row],[Month]])*(NQC[Unit Category]=Supply[[#This Row],[Unit Category]]),0))*INDEX(Profiles[],MATCH(1,(Profiles[Month]=Supply[[#This Row],[Month]])*(Profiles[Hour Ending]=Supply[[#This Row],[Hour Ending]]),0),MATCH(Supply[[#This Row],[Unit Category]],Profiles[#Headers],0))","v":0}]
[6,"Coal",9,{"$f":"INDEX(NQC[NQC MW],MATCH(1,(NQC[Month]=Supply[[#This Row],[Month]])*(NQC[Unit Category]=Supply[[#This Row],[Unit Category]]),0))*INDEX(Profiles[],MATCH(1,(Profiles[Month]=Supply[[#This Row],[Month]])*(Profiles[Hour Ending]=Supply[[#This Row],[Hour Ending]]),0),MATCH(Supply[[#This Row],[Unit Category]],Profiles[#Headers],0))","v":0}]
[6,"Coal",10,{"$f":"INDEX(NQC[NQC MW],MATCH(1,(NQC[Month]=Supply[[#This Row],[Month]])*(NQC[Unit Category]=Supply[[#This Row],[Unit Category]]),0))*INDEX(Profiles[],MATCH(1,(Profiles[Month]=Supply[[#This Row],[Month]])*(Profiles[Hour Ending]=Supply[[#This Row],[Hour Ending]]),0),MATCH(Supply[[#This Row],[Unit Category]],Profiles[#Headers],0))","v":0}]
[6,"Coal",11,{"$f":"INDEX(NQC[NQC MW],MATCH(1,(NQC[Month]=Supply[[#This Row],[Month]])*(NQC[Unit Category]=Supply[[#This Row],[Unit Category]]),0))*INDEX(Profiles[],MATCH(1,(Profiles[Month]=Supply[[#This Row],[Month]])*(Profiles[Hour Ending]=Supply[[#This Row],[Hour Ending]]),0),MATCH(Supply[[#This Row],[Unit Category]],Profiles[#Headers],0))","v":0}]
[6,"Coal",12,{"$f":"INDEX(NQC[NQC MW],MATCH(1,(NQC[Month]=Supply[[#This Row],[Month]])*(NQC[Unit Category]=Supply[[#This Row],[Unit Category]]),0))*INDEX(Profiles[],MATCH(1,(Profiles[Month]=Supply[[#This Row],[Month]])*(Profiles[Hour Ending]=Supply[[#This Row],[Hour Ending]]),0),MATCH(Supply[[#This Row],[Unit Category]],Profiles[#Headers],0))","v":0}]
[6,"Coal",13,{"$f":"INDEX(NQC[NQC MW],MATCH(1,(NQC[Month]=Supply[[#This Row],[Month]])*(NQC[Unit Category]=Supply[[#This Row],[Unit Category]]),0))*INDEX(Profiles[],MATCH(1,(Profiles[Month]=Supply[[#This Row],[Month]])*(Profiles[Hour Ending]=Supply[[#This Row],[Hour Ending]]),0),MATCH(Supply[[#This Row],[Unit Category]],Profiles[#Headers],0))","v":0}]
[6,"Coal",14,{"$f":"INDEX(NQC[NQC MW],MATCH(1,(NQC[Month]=Supply[[#This Row],[Month]])*(NQC[Unit Category]=Supply[[#This Row],[Unit Category]]),0))*INDEX(Profiles[],MATCH(1,(Profiles[Month]=Supply[[#This Row],[Month]])*(Profiles[Hour Ending]=Supply[[#This Row],[Hour Ending]]),0),MATCH(Supply[[#This Row],[Unit Category]],Profiles[#Headers],0))","v":0}]
[6,"Coal",15,{"$f":"INDEX(NQC[NQC MW],MATCH(1,(NQC[Month]=Supply[[#This Row],[Month]])*(NQC[Unit Category]=Supply[[#This Row],[Unit Category]]),0))*INDEX(Profiles[],MATCH(1,(Profiles[Month]=Supply[[#This Row],[Month]])*(Profiles[Hour Ending]=Supply[[#This Row],[Hour Ending]]),0),MATCH(Supply[[#This Row],[Unit Category]],Profiles[#Headers],0))","v":0}]
[6,"Coal",16,{"$f":"INDEX(NQC[NQC MW],MATCH(1,(NQC[Month]=Supply[[#This Row],[Month]])*(NQC[Unit Category]=Supply[[#This Row],[Unit Category]]),0))*INDEX(Profiles[],MATCH(1,(Profiles[Month]=Supply[[#This Row],[Month]])*(Profiles[Hour Ending]=Supply[[#This Row],[Hour Ending]]),0),MATCH(Supply[[#This Row],[Unit Category]],Profiles[#Headers],0))","v":0}]
[6,"Coal",17,{"$f":"INDEX(NQC[NQC MW],MATCH(1,(NQC[Month]=Supply[[#This Row],[Month]])*(NQC[Unit Category]=Supply[[#This Row],[Unit Category]]),0))*INDEX(Profiles[],MATCH(1,(Profiles[Month]=Supply[[#This Row],[Month]])*(Profiles[Hour Ending]=Supply[[#This Row],[Hour Ending]]),0),MATCH(Supply[[#This Row],[Unit Category]],Profiles[#Headers],0))","v":0}]
[6,"Coal",18,{"$f":"INDEX(NQC[NQC MW],MATCH(1,(NQC[Month]=Supply[[#This Row],[Month]])*(NQC[Unit Category]=Supply[[#This Row],[Unit Category]]),0))*INDEX(Profiles[],MATCH(1,(Profiles[Month]=Supply[[#This Row],[Month]])*(Profiles[Hour Ending]=Supply[[#This Row],[Hour Ending]]),0),MATCH(Supply[[#This Row],[Unit Category]],Profiles[#Headers],0))","v":0}]
[6,"Coal",19,{"$f":"INDEX(NQC[NQC MW],MATCH(1,(NQC[Month]=Supply[[#This Row],[Month]])*(NQC[Unit Category]=Supply[[#This Row],[Unit Category]]),0))*INDEX(Profiles[],MATCH(1,(Profiles[Month]=Supply[[#This Row],[Month]])*(Profiles[Hour Ending]=Supply[[#This Row],[Hour Ending]]),0),MATCH(Supply[[#This Row],[Unit Category]],Profiles[#Headers],0))","v":0}]
[6,"Coal",20,{"$f":"INDEX(NQC[NQC MW],MATCH(1,(NQC[Month]=Supply[[#This Row],[Month]])*(NQC[Unit Category]=Supply[[#This Row],[Unit Category]]),0))*INDEX(Profiles[],MATCH(1,(Profiles[Month]=Supply[[#This Row],[Month]])*(Profiles[Hour Ending]=Supply[[#This Row],[Hour Ending]]),0),MATCH(Supply[[#This Row],[Unit Category]],Profiles[#Headers],0))","v":0}]
[6,"Coal",21,{"$f":"INDEX(NQC[NQC MW],MATCH(1,(NQC[Month]=Supply[[#This Row],[Month]])*(NQC[Unit Category]=Supply[[#This Row],[Unit Category]]),0))*INDEX(Profiles[],MATCH(1,(Profiles[Month]=Supply[[#This Row],[Month]])*(Profiles[Hour Ending]=Supply[[#This Row],[Hour Ending]]),0),MATCH(Supply[[#This Row],[Unit Category]],Profiles[#Headers],0))","v":0}]
[6,"Coal",22,{"$f":"INDEX(NQC[NQC MW],MATCH(1,(NQC[Month]=Supply[[#This Row],[Month]])*(NQC[Unit Category]=Supply[[#This Row],[Unit Category]]),0))*INDEX(Profiles[],MATCH(1,(Profiles[Month]=Supply[[#This Row],[Month]])*(Profiles[Hour Ending]=Supply[[#This Row],[Hour Ending]]),0),MATCH(Supply[[#This Row],[Unit Category]],Profiles[#Headers],0))","v":0}]
[6,"Coal",23,{"$f":"INDEX(NQC[NQC MW],MATCH(1,(NQC[Month]=Supply[[#This Row],[Month]])*(NQC[Unit Category]=Supply[[#This Row],[Unit Category]]),0))*INDEX(Profiles[],MATCH(1,(Profiles[Month]=Supply[[#This Row],[Month]])*(Profiles[Hour Ending]=Supply[[#This Row],[Hour Ending]]),0),MATCH(Supply[[#This Row],[Unit Category]],Profiles[#Headers],0))","v":0}]
[6,"Coal",24,{"$f":"INDEX(NQC[NQC MW],MATCH(1,(NQC[Month]=Supply[[#This Row],[Month]])*(NQC[Unit Category]=Supply[[#This Row],[Unit Category]]),0))*INDEX(Profiles[],MATCH(1,(Profiles[Month]=Supply[[#This Row],[Month]])*(Profiles[Hour Ending]=Supply[[#This Row],[Hour Ending]]),0),MATCH(Supply[[#This Row],[Unit Category]],Profiles[#Headers],0))","v":0}]
[6,"Cogen",1,{"$f":"INDEX(NQC[NQC MW],MATCH(1,(NQC[Month]=Supply[[#This Row],[Month]])*(NQC[Unit Category]=Supply[[#This Row],[Unit Category]]),0))*INDEX(Profiles[],MATCH(1,(Profiles[Month]=Supply[[#This Row],[Month]])*(Profiles[Hour Ending]=Supply[[#This Row],[Hour Ending]]),0),MATCH(Supply[[#This Row],[Unit Category]],Profiles[#Headers],0))","v":1877.6370889999998}]
[6,"Cogen",2,{"$f":"INDEX(NQC[NQC MW],MATCH(1,(NQC[Month]=Supply[[#This Row],[Month]])*(NQC[Unit Category]=Supply[[#This Row],[Unit Category]]),0))*INDEX(Profiles[],MATCH(1,(Profiles[Month]=Supply[[#This Row],[Month]])*(Profiles[Hour Ending]=Supply[[#This Row],[Hour Ending]]),0),MATCH(Supply[[#This Row],[Unit Category]],Profiles[#Headers],0))","v":1877.6370889999998}]
[6,"Cogen",3,{"$f":"INDEX(NQC[NQC MW],MATCH(1,(NQC[Month]=Supply[[#This Row],[Month]])*(NQC[Unit Category]=Supply[[#This Row],[Unit Category]]),0))*INDEX(Profiles[],MATCH(1,(Profiles[Month]=Supply[[#This Row],[Month]])*(Profiles[Hour Ending]=Supply[[#This Row],[Hour Ending]]),0),MATCH(Supply[[#This Row],[Unit Category]],Profiles[#Headers],0))","v":1877.6370889999998}]
[6,"Cogen",4,{"$f":"INDEX(NQC[NQC MW],MATCH(1,(NQC[Month]=Supply[[#This Row],[Month]])*(NQC[Unit Category]=Supply[[#This Row],[Unit Category]]),0))*INDEX(Profiles[],MATCH(1,(Profiles[Month]=Supply[[#This Row],[Month]])*(Profiles[Hour Ending]=Supply[[#This Row],[Hour Ending]]),0),MATCH(Supply[[#This Row],[Unit Category]],Profiles[#Headers],0))","v":1877.6370889999998}]
[6,"Cogen",5,{"$f":"INDEX(NQC[NQC MW],MATCH(1,(NQC[Month]=Supply[[#This Row],[Month]])*(NQC[Unit Category]=Supply[[#This Row],[Unit Category]]),0))*INDEX(Profiles[],MATCH(1,(Profiles[Month]=Supply[[#This Row],[Month]])*(Profiles[Hour Ending]=Supply[[#This Row],[Hour Ending]]),0),MATCH(Supply[[#This Row],[Unit Category]],Profiles[#Headers],0))","v":1877.6370889999998}]
[6,"Cogen",6,{"$f":"INDEX(NQC[NQC MW],MATCH(1,(NQC[Month]=Supply[[#This Row],[Month]])*(NQC[Unit Category]=Supply[[#This Row],[Unit Category]]),0))*INDEX(Profiles[],MATCH(1,(Profiles[Month]=Supply[[#This Row],[Month]])*(Profiles[Hour Ending]=Supply[[#This Row],[Hour Ending]]),0),MATCH(Supply[[#This Row],[Unit Category]],Profiles[#Headers],0))","v":1877.6370889999998}]
[6,"Cogen",7,{"$f":"INDEX(NQC[NQC MW],MATCH(1,(NQC[Month]=Supply[[#This Row],[Month]])*(NQC[Unit Category]=Supply[[#This Row],[Unit Category]]),0))*INDEX(Profiles[],MATCH(1,(Profiles[Month]=Supply[[#This Row],[Month]])*(Profiles[Hour Ending]=Supply[[#This Row],[Hour Ending]]),0),MATCH(Supply[[#This Row],[Unit Category]],Profiles[#Headers],0))","v":1877.6370889999998}]
[6,"Cogen",8,{"$f":"INDEX(NQC[NQC MW],MATCH(1,(NQC[Month]=Supply[[#This Row],[Month]])*(NQC[Unit Category]=Supply[[#This Row],[Unit Category]]),0))*INDEX(Profiles[],MATCH(1,(Profiles[Month]=Supply[[#This Row],[Month]])*(Profiles[Hour Ending]=Supply[[#This Row],[Hour Ending]]),0),MATCH(Supply[[#This Row],[Unit Category]],Profiles[#Headers],0))","v":1877.6370889999998}]
[6,"Cogen",9,{"$f":"INDEX(NQC[NQC MW],MATCH(1,(NQC[Month]=Supply[[#This Row],[Month]])*(NQC[Unit Category]=Supply[[#This Row],[Unit Category]]),0))*INDEX(Profiles[],MATCH(1,(Profiles[Month]=Supply[[#This Row],[Month]])*(Profiles[Hour Ending]=Supply[[#This Row],[Hour Ending]]),0),MATCH(Supply[[#This Row],[Unit Category]],Profiles[#Headers],0))","v":1877.6370889999998}]
[6,"Cogen",10,{"$f":"INDEX(NQC[NQC MW],MATCH(1,(NQC[Month]=Supply[[#This Row],[Month]])*(NQC[Unit Category]=Supply[[#This Row],[Unit Category]]),0))*INDEX(Profiles[],MATCH(1,(Profiles[Month]=Supply[[#This Row],[Month]])*(Profiles[Hour Ending]=Supply[[#This Row],[Hour Ending]]),0),MATCH(Supply[[#This Row],[Unit Category]],Profiles[#Headers],0))","v":1877.6370889999998}]
[6,"Cogen",11,{"$f":"INDEX(NQC[NQC MW],MATCH(1,(NQC[Month]=Supply[[#This Row],[Month]])*(NQC[Unit Category]=Supply[[#This Row],[Unit Category]]),0))*INDEX(Profiles[],MATCH(1,(Profiles[Month]=Supply[[#This Row],[Month]])*(Profiles[Hour Ending]=Supply[[#This Row],[Hour Ending]]),0),MATCH(Supply[[#This Row],[Unit Category]],Profiles[#Headers],0))","v":1877.6370889999998}]
[6,"Cogen",12,{"$f":"INDEX(NQC[NQC MW],MATCH(1,(NQC[Month]=Supply[[#This Row],[Month]])*(NQC[Unit Category]=Supply[[#This Row],[Unit Category]]),0))*INDEX(Profiles[],MATCH(1,(Profiles[Month]=Supply[[#This Row],[Month]])*(Profiles[Hour Ending]=Supply[[#This Row],[Hour Ending]]),0),MATCH(Supply[[#This Row],[Unit Category]],Profiles[#Headers],0))","v":1877.6370889999998}]
[6,"Cogen",13,{"$f":"INDEX(NQC[NQC MW],MATCH(1,(NQC[Month]=Supply[[#This Row],[Month]])*(NQC[Unit Category]=Supply[[#This Row],[Unit Category]]),0))*INDEX(Profiles[],MATCH(1,(Profiles[Month]=Supply[[#This Row],[Month]])*(Profiles[Hour Ending]=Supply[[#This Row],[Hour Ending]]),0),MATCH(Supply[[#This Row],[Unit Category]],Profiles[#Headers],0))","v":1877.6370889999998}]
[6,"Cogen",14,{"$f":"INDEX(NQC[NQC MW],MATCH(1,(NQC[Month]=Supply[[#This Row],[Month]])*(NQC[Unit Category]=Supply[[#This Row],[Unit Category]]),0))*INDEX(Profiles[],MATCH(1,(Profiles[Month]=Supply[[#This Row],[Month]])*(Profiles[Hour Ending]=Supply[[#This Row],[Hour Ending]]),0),MATCH(Supply[[#This Row],[Unit Category]],Profiles[#Headers],0))","v":1877.6370889999998}]
[6,"Cogen",15,{"$f":"INDEX(NQC[NQC MW],MATCH(1,(NQC[Month]=Supply[[#This Row],[Month]])*(NQC[Unit Category]=Supply[[#This Row],[Unit Category]]),0))*INDEX(Profiles[],MATCH(1,(Profiles[Month]=Supply[[#This Row],[Month]])*(Profiles[Hour Ending]=Supply[[#This Row],[Hour Ending]]),0),MATCH(Supply[[#This Row],[Unit Category]],Profiles[#Headers],0))","v":1877.6370889999998}]
[6,"Cogen",16,{"$f":"INDEX(NQC[NQC MW],MATCH(1,(NQC[Month]=Supply[[#This Row],[Month]])*(NQC[Unit Category]=Supply[[#This Row],[Unit Category]]),0))*INDEX(Profiles[],MATCH(1,(Profiles[Month]=Supply[[#This Row],[Month]])*(Profiles[Hour Ending]=Supply[[#This Row],[Hour Ending]]),0),MATCH(Supply[[#This Row],[Unit Category]],Profiles[#Headers],0))","v":1877.6370889999998}]
[6,"Cogen",17,{"$f":"INDEX(NQC[NQC MW],MATCH(1,(NQC[Month]=Supply[[#This Row],[Month]])*(NQC[Unit Category]=Supply[[#This Row],[Unit Category]]),0))*INDEX(Profiles[],MATCH(1,(Profiles[Month]=Supply[[#This Row],[Month]])*(Profiles[Hour Ending]=Supply[[#This Row],[Hour Ending]]),0),MATCH(Supply[[#This Row],[Unit Category]],Profiles[#Headers],0))","v":1877.6370889999998}]
[6,"Cogen",18,{"$f":"INDEX(NQC[NQC MW],MATCH(1,(NQC[Month]=Supply[[#This Row],[Month]])*(NQC[Unit Category]=Supply[[#This Row],[Unit Category]]),0))*INDEX(Profiles[],MATCH(1,(Profiles[Month]=Supply[[#This Row],[Month]])*(Profiles[Hour Ending]=Supply[[#This Row],[Hour Ending]]),0),MATCH(Supply[[#This Row],[Unit Category]],Profiles[#Headers],0))","v":1877.6370889999998}]
[6,"Cogen",19,{"$f":"INDEX(NQC[NQC MW],MATCH(1,(NQC[Month]=Supply[[#This Row],[Month]])*(NQC[Unit Category]=Supply[[#This Row],[Unit Category]]),0))*INDEX(Profiles[],MATCH(1,(Profiles[Month]=Supply[[#This Row],[Month]])*(Profiles[Hour Ending]=Supply[[#This Row],[Hour Ending]]),0),MATCH(Supply[[#This Row],[Unit Category]],Profiles[#Headers],0))","v":1877.6370889999998}]
[6,"Cogen",20,{"$f":"INDEX(NQC[NQC MW],MATCH(1,(NQC[Month]=Supply[[#This Row],[Month]])*(NQC[Unit Category]=Supply[[#This Row],[Unit Category]]),0))*INDEX(Profiles[],MATCH(1,(Profiles[Month]=Supply[[#This Row],[Month]])*(Profiles[Hour Ending]=Supply[[#This Row],[Hour Ending]]),0),MATCH(Supply[[#This Row],[Unit Category]],Profiles[#Headers],0))","v":1877.6370889999998}]
[6,"Cogen",21,{"$f":"INDEX(NQC[NQC MW],MATCH(1,(NQC[Month]=Supply[[#This Row],[Month]])*(NQC[Unit Category]=Supply[[#This Row],[Unit Category]]),0))*INDEX(Profiles[],MATCH(1,(Profiles[Month]=Supply[[#This Row],[Month]])*(Profiles[Hour Ending]=Supply[[#This Row],[Hour Ending]]),0),MATCH(Supply[[#This Row],[Unit Category]],Profiles[#Headers],0))","v":1877.6370889999998}]
[6,"Cogen",22,{"$f":"INDEX(NQC[NQC MW],MATCH(1,(NQC[Month]=Supply[[#This Row],[Month]])*(NQC[Unit Category]=Supply[[#This Row],[Unit Category]]),0))*INDEX(Profiles[],MATCH(1,(Profiles[Month]=Supply[[#This Row],[Month]])*(Profiles[Hour Ending]=Supply[[#This Row],[Hour Ending]]),0),MATCH(Supply[[#This Row],[Unit Category]],Profiles[#Headers],0))","v":1877.6370889999998}]
[6,"Cogen",23,{"$f":"INDEX(NQC[NQC MW],MATCH(1,(NQC[Month]=Supply[[#This Row],[Month]])*(NQC[Unit Category]=Supply[[#This Row],[Unit Category]]),0))*INDEX(Profiles[],MATCH(1,(Profiles[Month]=Supply[[#This Row],[Month]])*(Profiles[Hour Ending]=Supply[[#This Row],[Hour Ending]]),0),MATCH(Supply[[#This Row],[Unit Category]],Profiles[#Headers],0))","v":1877.6370889999998}]
[6,"Cogen",24,{"$f":"INDEX(NQC[NQC MW],MATCH(1,(NQC[Month]=Supply[[#This Row],[Month]])*(NQC[Unit Category]=Supply[[#This Row],[Unit Category]]),0))*INDEX(Profiles[],MATCH(1,(Profiles[Month]=Supply[[#This Row],[Month]])*(Profiles[Hour Ending]=Supply[[#This Row],[Hour Ending]]),0),MATCH(Supply[[#This Row],[Unit Category]],Profiles[#Headers],0))","v":1877.6370889999998}]
[6,"CT",1,{"$f":"INDEX(NQC[NQC MW],MATCH(1,(NQC[Month]=Supply[[#This Row],[Month]])*(NQC[Unit Category]=Supply[[#This Row],[Unit Category]]),0))*INDEX(Profiles[],MATCH(1,(Profiles[Month]=Supply[[#This Row],[Month]])*(Profiles[Hour Ending]=Supply[[#This Row],[Hour Ending]]),0),MATCH(Supply[[#This Row],[Unit Category]],Profiles[#Headers],0))","v":8011.9100000000026}]
[6,"CT",2,{"$f":"INDEX(NQC[NQC MW],MATCH(1,(NQC[Month]=Supply[[#This Row],[Month]])*(NQC[Unit Category]=Supply[[#This Row],[Unit Category]]),0))*INDEX(Profiles[],MATCH(1,(Profiles[Month]=Supply[[#This Row],[Month]])*(Profiles[Hour Ending]=Supply[[#This Row],[Hour Ending]]),0),MATCH(Supply[[#This Row],[Unit Category]],Profiles[#Headers],0))","v":8011.9100000000026}]
[6,"CT",3,{"$f":"INDEX(NQC[NQC MW],MATCH(1,(NQC[Month]=Supply[[#This Row],[Month]])*(NQC[Unit Category]=Supply[[#This Row],[Unit Category]]),0))*INDEX(Profiles[],MATCH(1,(Profiles[Month]=Supply[[#This Row],[Month]])*(Profiles[Hour Ending]=Supply[[#This Row],[Hour Ending]]),0),MATCH(Supply[[#This Row],[Unit Category]],Profiles[#Headers],0))","v":8011.9100000000026}]
[6,"CT",4,{"$f":"INDEX(NQC[NQC MW],MATCH(1,(NQC[Month]=Supply[[#This Row],[Month]])*(NQC[Unit Category]=Supply[[#This Row],[Unit Category]]),0))*INDEX(Profiles[],MATCH(1,(Profiles[Month]=Supply[[#This Row],[Month]])*(Profiles[Hour Ending]=Supply[[#This Row],[Hour Ending]]),0),MATCH(Supply[[#This Row],[Unit Category]],Profiles[#Headers],0))","v":8011.9100000000026}]
[6,"CT",5,{"$f":"INDEX(NQC[NQC MW],MATCH(1,(NQC[Month]=Supply[[#This Row],[Month]])*(NQC[Unit Category]=Supply[[#This Row],[Unit Category]]),0))*INDEX(Profiles[],MATCH(1,(Profiles[Month]=Supply[[#This Row],[Month]])*(Profiles[Hour Ending]=Supply[[#This Row],[Hour Ending]]),0),MATCH(Supply[[#This Row],[Unit Category]],Profiles[#Headers],0))","v":8011.9100000000026}]
[6,"CT",6,{"$f":"INDEX(NQC[NQC MW],MATCH(1,(NQC[Month]=Supply[[#This Row],[Month]])*(NQC[Unit Category]=Supply[[#This Row],[Unit Category]]),0))*INDEX(Profiles[],MATCH(1,(Profiles[Month]=Supply[[#This Row],[Month]])*(Profiles[Hour Ending]=Supply[[#This Row],[Hour Ending]]),0),MATCH(Supply[[#This Row],[Unit Category]],Profiles[#Headers],0))","v":8011.9100000000026}]
[6,"CT",7,{"$f":"INDEX(NQC[NQC MW],MATCH(1,(NQC[Month]=Supply[[#This Row],[Month]])*(NQC[Unit Category]=Supply[[#This Row],[Unit Category]]),0))*INDEX(Profiles[],MATCH(1,(Profiles[Month]=Supply[[#This Row],[Month]])*(Profiles[Hour Ending]=Supply[[#This Row],[Hour Ending]]),0),MATCH(Supply[[#This Row],[Unit Category]],Profiles[#Headers],0))","v":8011.9100000000026}]
[6,"CT",8,{"$f":"INDEX(NQC[NQC MW],MATCH(1,(NQC[Month]=Supply[[#This Row],[Month]])*(NQC[Unit Category]=Supply[[#This Row],[Unit Category]]),0))*INDEX(Profiles[],MATCH(1,(Profiles[Month]=Supply[[#This Row],[Month]])*(Profiles[Hour Ending]=Supply[[#This Row],[Hour Ending]]),0),MATCH(Supply[[#This Row],[Unit Category]],Profiles[#Headers],0))","v":8011.9100000000026}]
[6,"CT",9,{"$f":"INDEX(NQC[NQC MW],MATCH(1,(NQC[Month]=Supply[[#This Row],[Month]])*(NQC[Unit Category]=Supply[[#This Row],[Unit Category]]),0))*INDEX(Profiles[],MATCH(1,(Profiles[Month]=Supply[[#This Row],[Month]])*(Profiles[Hour Ending]=Supply[[#This Row],[Hour Ending]]),0),MATCH(Supply[[#This Row],[Unit Category]],Profiles[#Headers],0))","v":8011.9100000000026}]
[6,"CT",10,{"$f":"INDEX(NQC[NQC MW],MATCH(1,(NQC[Month]=Supply[[#This Row],[Month]])*(NQC[Unit Category]=Supply[[#This Row],[Unit Category]]),0))*INDEX(Profiles[],MATCH(1,(Profiles[Month]=Supply[[#This Row],[Month]])*(Profiles[Hour Ending]=Supply[[#This Row],[Hour Ending]]),0),MATCH(Supply[[#This Row],[Unit Category]],Profiles[#Headers],0))","v":8011.9100000000026}]
[6,"CT",11,{"$f":"INDEX(NQC[NQC MW],MATCH(1,(NQC[Month]=Supply[[#This Row],[Month]])*(NQC[Unit Category]=Supply[[#This Row],[Unit Category]]),0))*INDEX(Profiles[],MATCH(1,(Profiles[Month]=Supply[[#This Row],[Month]])*(Profiles[Hour Ending]=Supply[[#This Row],[Hour Ending]]),0),MATCH(Supply[[#This Row],[Unit Category]],Profiles[#Headers],0))","v":8011.9100000000026}]
[6,"CT",12,{"$f":"INDEX(NQC[NQC MW],MATCH(1,(NQC[Month]=Supply[[#This Row],[Month]])*(NQC[Unit Category]=Supply[[#This Row],[Unit Category]]),0))*INDEX(Profiles[],MATCH(1,(Profiles[Month]=Supply[[#This Row],[Month]])*(Profiles[Hour Ending]=Supply[[#This Row],[Hour Ending]]),0),MATCH(Supply[[#This Row],[Unit Category]],Profiles[#Headers],0))","v":8011.9100000000026}]
[6,"CT",13,{"$f":"INDEX(NQC[NQC MW],MATCH(1,(NQC[Month]=Supply[[#This Row],[Month]])*(NQC[Unit Category]=Supply[[#This Row],[Unit Category]]),0))*INDEX(Profiles[],MATCH(1,(Profiles[Month]=Supply[[#This Row],[Month]])*(Profiles[Hour Ending]=Supply[[#This Row],[Hour Ending]]),0),MATCH(Supply[[#This Row],[Unit Category]],Profiles[#Headers],0))","v":8011.9100000000026}]
[6,"CT",14,{"$f":"INDEX(NQC[NQC MW],MATCH(1,(NQC[Month]=Supply[[#This Row],[Month]])*(NQC[Unit Category]=Supply[[#This Row],[Unit Category]]),0))*INDEX(Profiles[],MATCH(1,(Profiles[Month]=Supply[[#This Row],[Month]])*(Profiles[Hour Ending]=Supply[[#This Row],[Hour Ending]]),0),MATCH(Supply[[#This Row],[Unit Category]],Profiles[#Headers],0))","v":8011.9100000000026}]
[6,"CT",15,{"$f":"INDEX(NQC[NQC MW],MATCH(1,(NQC[Month]=Supply[[#This Row],[Month]])*(NQC[Unit Category]=Supply[[#This Row],[Unit Category]]),0))*INDEX(Profiles[],MATCH(1,(Profiles[Month]=Supply[[#This Row],[Month]])*(Profiles[Hour Ending]=Supply[[#This Row],[Hour Ending]]),0),MATCH(Supply[[#This Row],[Unit Category]],Profiles[#Headers],0))","v":8011.9100000000026}]
[6,"CT",16,{"$f":"INDEX(NQC[NQC MW],MATCH(1,(NQC[Month]=Supply[[#This Row],[Month]])*(NQC[Unit Category]=Supply[[#This Row],[Unit Category]]),0))*INDEX(Profiles[],MATCH(1,(Profiles[Month]=Supply[[#This Row],[Month]])*(Profiles[Hour Ending]=Supply[[#This Row],[Hour Ending]]),0),MATCH(Supply[[#This Row],[Unit Category]],Profiles[#Headers],0))","v":8011.9100000000026}]
[6,"CT",17,{"$f":"INDEX(NQC[NQC MW],MATCH(1,(NQC[Month]=Supply[[#This Row],[Month]])*(NQC[Unit Category]=Supply[[#This Row],[Unit Category]]),0))*INDEX(Profiles[],MATCH(1,(Profiles[Month]=Supply[[#This Row],[Month]])*(Profiles[Hour Ending]=Supply[[#This Row],[Hour Ending]]),0),MATCH(Supply[[#This Row],[Unit Category]],Profiles[#Headers],0))","v":8011.9100000000026}]
[6,"CT",18,{"$f":"INDEX(NQC[NQC MW],MATCH(1,(NQC[Month]=Supply[[#This Row],[Month]])*(NQC[Unit Category]=Supply[[#This Row],[Unit Category]]),0))*INDEX(Profiles[],MATCH(1,(Profiles[Month]=Supply[[#This Row],[Month]])*(Profiles[Hour Ending]=Supply[[#This Row],[Hour Ending]]),0),MATCH(Supply[[#This Row],[Unit Category]],Profiles[#Headers],0))","v":8011.9100000000026}]
[6,"CT",19,{"$f":"INDEX(NQC[NQC MW],MATCH(1,(NQC[Month]=Supply[[#This Row],[Month]])*(NQC[Unit Category]=Supply[[#This Row],[Unit Category]]),0))*INDEX(Profiles[],MATCH(1,(Profiles[Month]=Supply[[#This Row],[Month]])*(Profiles[Hour Ending]=Supply[[#This Row],[Hour Ending]]),0),MATCH(Supply[[#This Row],[Unit Category]],Profiles[#Headers],0))","v":8011.9100000000026}]
[6,"CT",20,{"$f":"INDEX(NQC[NQC MW],MATCH(1,(NQC[Month]=Supply[[#This Row],[Month]])*(NQC[Unit Category]=Supply[[#This Row],[Unit Category]]),0))*INDEX(Profiles[],MATCH(1,(Profiles[Month]=Supply[[#This Row],[Month]])*(Profiles[Hour Ending]=Supply[[#This Row],[Hour Ending]]),0),MATCH(Supply[[#This Row],[Unit Category]],Profiles[#Headers],0))","v":8011.9100000000026}]
[6,"CT",21,{"$f":"INDEX(NQC[NQC MW],MATCH(1,(NQC[Month]=Supply[[#This Row],[Month]])*(NQC[Unit Category]=Supply[[#This Row],[Unit Category]]),0))*INDEX(Profiles[],MATCH(1,(Profiles[Month]=Supply[[#This Row],[Month]])*(Profiles[Hour Ending]=Supply[[#This Row],[Hour Ending]]),0),MATCH(Supply[[#This Row],[Unit Category]],Profiles[#Headers],0))","v":8011.9100000000026}]
[6,"CT",22,{"$f":"INDEX(NQC[NQC MW],MATCH(1,(NQC[Month]=Supply[[#This Row],[Month]])*(NQC[Unit Category]=Supply[[#This Row],[Unit Category]]),0))*INDEX(Profiles[],MATCH(1,(Profiles[Month]=Supply[[#This Row],[Month]])*(Profiles[Hour Ending]=Supply[[#This Row],[Hour Ending]]),0),MATCH(Supply[[#This Row],[Unit Category]],Profiles[#Headers],0))","v":8011.9100000000026}]
[6,"CT",23,{"$f":"INDEX(NQC[NQC MW],MATCH(1,(NQC[Month]=Supply[[#This Row],[Month]])*(NQC[Unit Category]=Supply[[#This Row],[Unit Category]]),0))*INDEX(Profiles[],MATCH(1,(Profiles[Month]=Supply[[#This Row],[Month]])*(Profiles[Hour Ending]=Supply[[#This Row],[Hour Ending]]),0),MATCH(Supply[[#This Row],[Unit Category]],Profiles[#Headers],0))","v":8011.9100000000026}]
[6,"CT",24,{"$f":"INDEX(NQC[NQC MW],MATCH(1,(NQC[Month]=Supply[[#This Row],[Month]])*(NQC[Unit Category]=Supply[[#This Row],[Unit Category]]),0))*INDEX(Profiles[],MATCH(1,(Profiles[Month]=Supply[[#This Row],[Month]])*(Profiles[Hour Ending]=Supply[[#This Row],[Hour Ending]]),0),MATCH(Supply[[#This Row],[Unit Category]],Profiles[#Headers],0))","v":8011.9100000000026}]
[6,"DR",1,{"$f":"INDEX(NQC[NQC MW],MATCH(1,(NQC[Month]=Supply[[#This Row],[Month]])*(NQC[Unit Category]=Supply[[#This Row],[Unit Category]]),0))*INDEX(Profiles[],MATCH(1,(Profiles[Month]=Supply[[#This Row],[Month]])*(Profiles[Hour Ending]=Supply[[#This Row],[Hour Ending]]),0),MATCH(Supply[[#This Row],[Unit Category]],Profiles[#Headers],0))","v":0}]
[6,"DR",2,{"$f":"INDEX(NQC[NQC MW],MATCH(1,(NQC[Month]=Supply[[#This Row],[Month]])*(NQC[Unit Category]=Supply[[#This Row],[Unit Category]]),0))*INDEX(Profiles[],MATCH(1,(Profiles[Month]=Supply[[#This Row],[Month]])*(Profiles[Hour Ending]=Supply[[#This Row],[Hour Ending]]),0),MATCH(Supply[[#This Row],[Unit Category]],Profiles[#Headers],0))","v":0}]
[6,"DR",3,{"$f":"INDEX(NQC[NQC MW],MATCH(1,(NQC[Month]=Supply[[#This Row],[Month]])*(NQC[Unit Category]=Supply[[#This Row],[Unit Category]]),0))*INDEX(Profiles[],MATCH(1,(Profiles[Month]=Supply[[#This Row],[Month]])*(Profiles[Hour Ending]=Supply[[#This Row],[Hour Ending]]),0),MATCH(Supply[[#This Row],[Unit Category]],Profiles[#Headers],0))","v":0}]
[6,"DR",4,{"$f":"INDEX(NQC[NQC MW],MATCH(1,(NQC[Month]=Supply[[#This Row],[Month]])*(NQC[Unit Category]=Supply[[#This Row],[Unit Category]]),0))*INDEX(Profiles[],MATCH(1,(Profiles[Month]=Supply[[#This Row],[Month]])*(Profiles[Hour Ending]=Supply[[#This Row],[Hour Ending]]),0),MATCH(Supply[[#This Row],[Unit Category]],Profiles[#Headers],0))","v":0}]
[6,"DR",5,{"$f":"INDEX(NQC[NQC MW],MATCH(1,(NQC[Month]=Supply[[#This Row],[Month]])*(NQC[Unit Category]=Supply[[#This Row],[Unit Category]]),0))*INDEX(Profiles[],MATCH(1,(Profiles[Month]=Supply[[#This Row],[Month]])*(Profiles[Hour Ending]=Supply[[#This Row],[Hour Ending]]),0),MATCH(Supply[[#This Row],[Unit Category]],Profiles[#Headers],0))","v":0}]
[6,"DR",6,{"$f":"INDEX(NQC[NQC MW],MATCH(1,(NQC[Month]=Supply[[#This Row],[Month]])*(NQC[Unit Category]=Supply[[#This Row],[Unit Category]]),0))*INDEX(Profiles[],MATCH(1,(Profiles[Month]=Supply[[#This Row],[Month]])*(Profiles[Hour Ending]=Supply[[#This Row],[Hour Ending]]),0),MATCH(Supply[[#This Row],[Unit Category]],Profiles[#Headers],0))","v":0}]
[6,"DR",7,{"$f":"INDEX(NQC[NQC MW],MATCH(1,(NQC[Month]=Supply[[#This Row],[Month]])*(NQC[Unit Category]=Supply[[#This Row],[Unit Category]]),0))*INDEX(Profiles[],MATCH(1,(Profiles[Month]=Supply[[#This Row],[Month]])*(Profiles[Hour Ending]=Supply[[#This Row],[Hour Ending]]),0),MATCH(Supply[[#This Row],[Unit Category]],Profiles[#Headers],0))","v":0}]
[6,"DR",8,{"$f":"INDEX(NQC[NQC MW],MATCH(1,(NQC[Month]=Supply[[#This Row],[Month]])*(NQC[Unit Category]=Supply[[#This Row],[Unit Category]]),0))*INDEX(Profiles[],MATCH(1,(Profiles[Month]=Supply[[#This Row],[Month]])*(Profiles[Hour Ending]=Supply[[#This Row],[Hour Ending]]),0),MATCH(Supply[[#This Row],[Unit Category]],Profiles[#Headers],0))","v":0}]
[6,"DR",9,{"$f":"INDEX(NQC[NQC MW],MATCH(1,(NQC[Month]=Supply[[#This Row],[Month]])*(NQC[Unit Category]=Supply[[#This Row],[Unit Category]]),0))*INDEX(Profiles[],MATCH(1,(Profiles[Month]=Supply[[#This Row],[Month]])*(Profiles[Hour Ending]=Supply[[#This Row],[Hour Ending]]),0),MATCH(Supply[[#This Row],[Unit Category]],Profiles[#Headers],0))","v":0}]
[6,"DR",10,{"$f":"INDEX(NQC[NQC MW],MATCH(1,(NQC[Month]=Supply[[#This Row],[Month]])*(NQC[Unit Category]=Supply[[#This Row],[Unit Category]]),0))*INDEX(Profiles[],MATCH(1,(Profiles[Month]=Supply[[#This Row],[Month]])*(Profiles[Hour Ending]=Supply[[#This Row],[Hour Ending]]),0),MATCH(Supply[[#This Row],[Unit Category]],Profiles[#Headers],0))","v":0}]
[6,"DR",11,{"$f":"INDEX(NQC[NQC MW],MATCH(1,(NQC[Month]=Supply[[#This Row],[Month]])*(NQC[Unit Category]=Supply[[#This Row],[Unit Category]]),0))*INDEX(Profiles[],MATCH(1,(Profiles[Month]=Supply[[#This Row],[Month]])*(Profiles[Hour Ending]=Supply[[#This Row],[Hour Ending]]),0),MATCH(Supply[[#This Row],[Unit Category]],Profiles[#Headers],0))","v":0}]
[6,"DR",12,{"$f":"INDEX(NQC[NQC MW],MATCH(1,(NQC[Month]=Supply[[#This Row],[Month]])*(NQC[Unit Category]=Supply[[#This Row],[Unit Category]]),0))*INDEX(Profiles[],MATCH(1,(Profiles[Month]=Supply[[#This Row],[Month]])*(Profiles[Hour Ending]=Supply[[#This Row],[Hour Ending]]),0),MATCH(Supply[[#This Row],[Unit Category]],Profiles[#Headers],0))","v":0}]
[6,"DR",13,{"$f":"INDEX(NQC[NQC MW],MATCH(1,(NQC[Month]=Supply[[#This Row],[Month]])*(NQC[Unit Category]=Supply[[#This Row],[Unit Category]]),0))*INDEX(Profiles[],MATCH(1,(Profiles[Month]=Supply[[#This Row],[Month]])*(Profiles[Hour Ending]=Supply[[#This Row],[Hour Ending]]),0),MATCH(Supply[[#This Row],[Unit Category]],Profiles[#Headers],0))","v":0}]
[6,"DR",14,{"$f":"INDEX(NQC[NQC MW],MATCH(1,(NQC[Month]=Supply[[#This Row],[Month]])*(NQC[Unit Category]=Supply[[#This Row],[Unit Category]]),0))*INDEX(Profiles[],MATCH(1,(Profiles[Month]=Supply[[#This Row],[Month]])*(Profiles[Hour Ending]=Supply[[#This Row],[Hour Ending]]),0),MATCH(Supply[[#This Row],[Unit Category]],Profiles[#Headers],0))","v":0}]
[6,"DR",15,{"$f":"INDEX(NQC[NQC MW],MATCH(1,(NQC[Month]=Supply[[#This Row],[Month]])*(NQC[Unit Category]=Supply[[#This Row],[Unit Category]]),0))*INDEX(Profiles[],MATCH(1,(Profiles[Month]=Supply[[#This Row],[Month]])*(Profiles[Hour Ending]=Supply[[#This Row],[Hour Ending]]),0),MATCH(Supply[[#This Row],[Unit Category]],Profiles[#Headers],0))","v":0}]
[6,"DR",16,{"$f":"INDEX(NQC[NQC MW],MATCH(1,(NQC[Month]=Supply[[#This Row],[Month]])*(NQC[Unit Category]=Supply[[#This Row],[Unit Category]]),0))*INDEX(Profiles[],MATCH(1,(Profiles[Month]=Supply[[#This Row],[Month]])*(Profiles[Hour Ending]=Supply[[#This Row],[Hour Ending]]),0),MATCH(Supply[[#This Row],[Unit Category]],Profiles[#Headers],0))","v":0}]
[6,"DR",17,{"$f":"INDEX(NQC[NQC MW],MATCH(1,(NQC[Month]=Supply[[#This Row],[Month]])*(NQC[Unit Category]=Supply[[#This Row],[Unit Category]]),0))*INDEX(Profiles[],MATCH(1,(Profiles[Month]=Supply[[#This Row],[Month]])*(Profiles[Hour Ending]=Supply[[#This Row],[Hour Ending]]),0),MATCH(Supply[[#This Row],[Unit Category]],Profiles[#Headers],0))","v":2510.5063512858533}]
[6,"DR",18,{"$f":"INDEX(NQC[NQC MW],MATCH(1,(NQC[Month]=Supply[[#This Row],[Month]])*(NQC[Unit Category]=Supply[[#This Row],[Unit Category]]),0))*INDEX(Profiles[],MATCH(1,(Profiles[Month]=Supply[[#This Row],[Month]])*(Profiles[Hour Ending]=Supply[[#This Row],[Hour Ending]]),0),MATCH(Supply[[#This Row],[Unit Category]],Profiles[#Headers],0))","v":2498.4747631143491}]
[6,"DR",19,{"$f":"INDEX(NQC[NQC MW],MATCH(1,(NQC[Month]=Supply[[#This Row],[Month]])*(NQC[Unit Category]=Supply[[#This Row],[Unit Category]]),0))*INDEX(Profiles[],MATCH(1,(Profiles[Month]=Supply[[#This Row],[Month]])*(Profiles[Hour Ending]=Supply[[#This Row],[Hour Ending]]),0),MATCH(Supply[[#This Row],[Unit Category]],Profiles[#Headers],0))","v":2376.71}]
[6,"DR",20,{"$f":"INDEX(NQC[NQC MW],MATCH(1,(NQC[Month]=Supply[[#This Row],[Month]])*(NQC[Unit Category]=Supply[[#This Row],[Unit Category]]),0))*INDEX(Profiles[],MATCH(1,(Profiles[Month]=Supply[[#This Row],[Month]])*(Profiles[Hour Ending]=Supply[[#This Row],[Hour Ending]]),0),MATCH(Supply[[#This Row],[Unit Category]],Profiles[#Headers],0))","v":2299.3230293725228}]
[6,"DR",21,{"$f":"INDEX(NQC[NQC MW],MATCH(1,(NQC[Month]=Supply[[#This Row],[Month]])*(NQC[Unit Category]=Supply[[#This Row],[Unit Category]]),0))*INDEX(Profiles[],MATCH(1,(Profiles[Month]=Supply[[#This Row],[Month]])*(Profiles[Hour Ending]=Supply[[#This Row],[Hour Ending]]),0),MATCH(Supply[[#This Row],[Unit Category]],Profiles[#Headers],0))","v":2146.3882057779792}]
[6,"DR",22,{"$f":"INDEX(NQC[NQC MW],MATCH(1,(NQC[Month]=Supply[[#This Row],[Month]])*(NQC[Unit Category]=Supply[[#This Row],[Unit Category]]),0))*INDEX(Profiles[],MATCH(1,(Profiles[Month]=Supply[[#This Row],[Month]])*(Profiles[Hour Ending]=Supply[[#This Row],[Hour Ending]]),0),MATCH(Supply[[#This Row],[Unit Category]],Profiles[#Headers],0))","v":193.70826127727949}]
[6,"DR",23,{"$f":"INDEX(NQC[NQC MW],MATCH(1,(NQC[Month]=Supply[[#This Row],[Month]])*(NQC[Unit Category]=Supply[[#This Row],[Unit Category]]),0))*INDEX(Profiles[],MATCH(1,(Profiles[Month]=Supply[[#This Row],[Month]])*(Profiles[Hour Ending]=Supply[[#This Row],[Hour Ending]]),0),MATCH(Supply[[#This Row],[Unit Category]],Profiles[#Headers],0))","v":0}]
[6,"DR",24,{"$f":"INDEX(NQC[NQC MW],MATCH(1,(NQC[Month]=Supply[[#This Row],[Month]])*(NQC[Unit Category]=Supply[[#This Row],[Unit Category]]),0))*INDEX(Profiles[],MATCH(1,(Profiles[Month]=Supply[[#This Row],[Month]])*(Profiles[Hour Ending]=Supply[[#This Row],[Hour Ending]]),0),MATCH(Supply[[#This Row],[Unit Category]],Profiles[#Headers],0))","v":0}]
[6,"Geothermal",1,{"$f":"INDEX(NQC[NQC MW],MATCH(1,(NQC[Month]=Supply[[#This Row],[Month]])*(NQC[Unit Category]=Supply[[#This Row],[Unit Category]]),0))*INDEX(Profiles[],MATCH(1,(Profiles[Month]=Supply[[#This Row],[Month]])*(Profiles[Hour Ending]=Supply[[#This Row],[Hour Ending]]),0),MATCH(Supply[[#This Row],[Unit Category]],Profiles[#Headers],0))","v":1276.4584249999998}]
[6,"Geothermal",2,{"$f":"INDEX(NQC[NQC MW],MATCH(1,(NQC[Month]=Supply[[#This Row],[Month]])*(NQC[Unit Category]=Supply[[#This Row],[Unit Category]]),0))*INDEX(Profiles[],MATCH(1,(Profiles[Month]=Supply[[#This Row],[Month]])*(Profiles[Hour Ending]=Supply[[#This Row],[Hour Ending]]),0),MATCH(Supply[[#This Row],[Unit Category]],Profiles[#Headers],0))","v":1276.4584249999998}]
[6,"Geothermal",3,{"$f":"INDEX(NQC[NQC MW],MATCH(1,(NQC[Month]=Supply[[#This Row],[Month]])*(NQC[Unit Category]=Supply[[#This Row],[Unit Category]]),0))*INDEX(Profiles[],MATCH(1,(Profiles[Month]=Supply[[#This Row],[Month]])*(Profiles[Hour Ending]=Supply[[#This Row],[Hour Ending]]),0),MATCH(Supply[[#This Row],[Unit Category]],Profiles[#Headers],0))","v":1276.4584249999998}]
[6,"Geothermal",4,{"$f":"INDEX(NQC[NQC MW],MATCH(1,(NQC[Month]=Supply[[#This Row],[Month]])*(NQC[Unit Category]=Supply[[#This Row],[Unit Category]]),0))*INDEX(Profiles[],MATCH(1,(Profiles[Month]=Supply[[#This Row],[Month]])*(Profiles[Hour Ending]=Supply[[#This Row],[Hour Ending]]),0),MATCH(Supply[[#This Row],[Unit Category]],Profiles[#Headers],0))","v":1276.4584249999998}]
[6,"Geothermal",5,{"$f":"INDEX(NQC[NQC MW],MATCH(1,(NQC[Month]=Supply[[#This Row],[Month]])*(NQC[Unit Category]=Supply[[#This Row],[Unit Category]]),0))*INDEX(Profiles[],MATCH(1,(Profiles[Month]=Supply[[#This Row],[Month]])*(Profiles[Hour Ending]=Supply[[#This Row],[Hour Ending]]),0),MATCH(Supply[[#This Row],[Unit Category]],Profiles[#Headers],0))","v":1276.4584249999998}]
[6,"Geothermal",6,{"$f":"INDEX(NQC[NQC MW],MATCH(1,(NQC[Month]=Supply[[#This Row],[Month]])*(NQC[Unit Category]=Supply[[#This Row],[Unit Category]]),0))*INDEX(Profiles[],MATCH(1,(Profiles[Month]=Supply[[#This Row],[Month]])*(Profiles[Hour Ending]=Supply[[#This Row],[Hour Ending]]),0),MATCH(Supply[[#This Row],[Unit Category]],Profiles[#Headers],0))","v":1276.4584249999998}]
[6,"Geothermal",7,{"$f":"INDEX(NQC[NQC MW],MATCH(1,(NQC[Month]=Supply[[#This Row],[Month]])*(NQC[Unit Category]=Supply[[#This Row],[Unit Category]]),0))*INDEX(Profiles[],MATCH(1,(Profiles[Month]=Supply[[#This Row],[Month]])*(Profiles[Hour Ending]=Supply[[#This Row],[Hour Ending]]),0),MATCH(Supply[[#This Row],[Unit Category]],Profiles[#Headers],0))","v":1276.4584249999998}]
[6,"Geothermal",8,{"$f":"INDEX(NQC[NQC MW],MATCH(1,(NQC[Month]=Supply[[#This Row],[Month]])*(NQC[Unit Category]=Supply[[#This Row],[Unit Category]]),0))*INDEX(Profiles[],MATCH(1,(Profiles[Month]=Supply[[#This Row],[Month]])*(Profiles[Hour Ending]=Supply[[#This Row],[Hour Ending]]),0),MATCH(Supply[[#This Row],[Unit Category]],Profiles[#Headers],0))","v":1276.4584249999998}]
[6,"Geothermal",9,{"$f":"INDEX(NQC[NQC MW],MATCH(1,(NQC[Month]=Supply[[#This Row],[Month]])*(NQC[Unit Category]=Supply[[#This Row],[Unit Category]]),0))*INDEX(Profiles[],MATCH(1,(Profiles[Month]=Supply[[#This Row],[Month]])*(Profiles[Hour Ending]=Supply[[#This Row],[Hour Ending]]),0),MATCH(Supply[[#This Row],[Unit Category]],Profiles[#Headers],0))","v":1276.4584249999998}]
[6,"Geothermal",10,{"$f":"INDEX(NQC[NQC MW],MATCH(1,(NQC[Month]=Supply[[#This Row],[Month]])*(NQC[Unit Category]=Supply[[#This Row],[Unit Category]]),0))*INDEX(Profiles[],MATCH(1,(Profiles[Month]=Supply[[#This Row],[Month]])*(Profiles[Hour Ending]=Supply[[#This Row],[Hour Ending]]),0),MATCH(Supply[[#This Row],[Unit Category]],Profiles[#Headers],0))","v":1276.4584249999998}]
[6,"Geothermal",11,{"$f":"INDEX(NQC[NQC MW],MATCH(1,(NQC[Month]=Supply[[#This Row],[Month]])*(NQC[Unit Category]=Supply[[#This Row],[Unit Category]]),0))*INDEX(Profiles[],MATCH(1,(Profiles[Month]=Supply[[#This Row],[Month]])*(Profiles[Hour Ending]=Supply[[#This Row],[Hour Ending]]),0),MATCH(Supply[[#This Row],[Unit Category]],Profiles[#Headers],0))","v":1276.4584249999998}]
[6,"Geothermal",12,{"$f":"INDEX(NQC[NQC MW],MATCH(1,(NQC[Month]=Supply[[#This Row],[Month]])*(NQC[Unit Category]=Supply[[#This Row],[Unit Category]]),0))*INDEX(Profiles[],MATCH(1,(Profiles[Month]=Supply[[#This Row],[Month]])*(Profiles[Hour Ending]=Supply[[#This Row],[Hour Ending]]),0),MATCH(Supply[[#This Row],[Unit Category]],Profiles[#Headers],0))","v":1276.4584249999998}]
[6,"Geothermal",13,{"$f":"INDEX(NQC[NQC MW],MATCH(1,(NQC[Month]=Supply[[#This Row],[Month]])*(NQC[Unit Category]=Supply[[#This Row],[Unit Category]]),0))*INDEX(Profiles[],MATCH(1,(Profiles[Month]=Supply[[#This Row],[Month]])*(Profiles[Hour Ending]=Supply[[#This Row],[Hour Ending]]),0),MATCH(Supply[[#This Row],[Unit Category]],Profiles[#Headers],0))","v":1276.4584249999998}]
[6,"Geothermal",14,{"$f":"INDEX(NQC[NQC MW],MATCH(1,(NQC[Month]=Supply[[#This Row],[Month]])*(NQC[Unit Category]=Supply[[#This Row],[Unit Category]]),0))*INDEX(Profiles[],MATCH(1,(Profiles[Month]=Supply[[#This Row],[Month]])*(Profiles[Hour Ending]=Supply[[#This Row],[Hour Ending]]),0),MATCH(Supply[[#This Row],[Unit Category]],Profiles[#Headers],0))","v":1276.4584249999998}]
[6,"Geothermal",15,{"$f":"INDEX(NQC[NQC MW],MATCH(1,(NQC[Month]=Supply[[#This Row],[Month]])*(NQC[Unit Category]=Supply[[#This Row],[Unit Category]]),0))*INDEX(Profiles[],MATCH(1,(Profiles[Month]=Supply[[#This Row],[Month]])*(Profiles[Hour Ending]=Supply[[#This Row],[Hour Ending]]),0),MATCH(Supply[[#This Row],[Unit Category]],Profiles[#Headers],0))","v":1276.4584249999998}]
[6,"Geothermal",16,{"$f":"INDEX(NQC[NQC MW],MATCH(1,(NQC[Month]=Supply[[#This Row],[Month]])*(NQC[Unit Category]=Supply[[#This Row],[Unit Category]]),0))*INDEX(Profiles[],MATCH(1,(Profiles[Month]=Supply[[#This Row],[Month]])*(Profiles[Hour Ending]=Supply[[#This Row],[Hour Ending]]),0),MATCH(Supply[[#This Row],[Unit Category]],Profiles[#Headers],0))","v":1276.4584249999998}]
[6,"Geothermal",17,{"$f":"INDEX(NQC[NQC MW],MATCH(1,(NQC[Month]=Supply[[#This Row],[Month]])*(NQC[Unit Category]=Supply[[#This Row],[Unit Category]]),0))*INDEX(Profiles[],MATCH(1,(Profiles[Month]=Supply[[#This Row],[Month]])*(Profiles[Hour Ending]=Supply[[#This Row],[Hour Ending]]),0),MATCH(Supply[[#This Row],[Unit Category]],Profiles[#Headers],0))","v":1276.4584249999998}]
[6,"Geothermal",18,{"$f":"INDEX(NQC[NQC MW],MATCH(1,(NQC[Month]=Supply[[#This Row],[Month]])*(NQC[Unit Category]=Supply[[#This Row],[Unit Category]]),0))*INDEX(Profiles[],MATCH(1,(Profiles[Month]=Supply[[#This Row],[Month]])*(Profiles[Hour Ending]=Supply[[#This Row],[Hour Ending]]),0),MATCH(Supply[[#This Row],[Unit Category]],Profiles[#Headers],0))","v":1276.4584249999998}]
[6,"Geothermal",19,{"$f":"INDEX(NQC[NQC MW],MATCH(1,(NQC[Month]=Supply[[#This Row],[Month]])*(NQC[Unit Category]=Supply[[#This Row],[Unit Category]]),0))*INDEX(Profiles[],MATCH(1,(Profiles[Month]=Supply[[#This Row],[Month]])*(Profiles[Hour Ending]=Supply[[#This Row],[Hour Ending]]),0),MATCH(Supply[[#This Row],[Unit Category]],Profiles[#Headers],0))","v":1276.4584249999998}]
[6,"Geothermal",20,{"$f":"INDEX(NQC[NQC MW],MATCH(1,(NQC[Month]=Supply[[#This Row],[Month]])*(NQC[Unit Category]=Supply[[#This Row],[Unit Category]]),0))*INDEX(Profiles[],MATCH(1,(Profiles[Month]=Supply[[#This Row],[Month]])*(Profiles[Hour Ending]=Supply[[#This Row],[Hour Ending]]),0),MATCH(Supply[[#This Row],[Unit Category]],Profiles[#Headers],0))","v":1276.4584249999998}]
[6,"Geothermal",21,{"$f":"INDEX(NQC[NQC MW],MATCH(1,(NQC[Month]=Supply[[#This Row],[Month]])*(NQC[Unit Category]=Supply[[#This Row],[Unit Category]]),0))*INDEX(Profiles[],MATCH(1,(Profiles[Month]=Supply[[#This Row],[Month]])*(Profiles[Hour Ending]=Supply[[#This Row],[Hour Ending]]),0),MATCH(Supply[[#This Row],[Unit Category]],Profiles[#Headers],0))","v":1276.4584249999998}]
[6,"Geothermal",22,{"$f":"INDEX(NQC[NQC MW],MATCH(1,(NQC[Month]=Supply[[#This Row],[Month]])*(NQC[Unit Category]=Supply[[#This Row],[Unit Category]]),0))*INDEX(Profiles[],MATCH(1,(Profiles[Month]=Supply[[#This Row],[Month]])*(Profiles[Hour Ending]=Supply[[#This Row],[Hour Ending]]),0),MATCH(Supply[[#This Row],[Unit Category]],Profiles[#Headers],0))","v":1276.4584249999998}]
[6,"Geothermal",23,{"$f":"INDEX(NQC[NQC MW],MATCH(1,(NQC[Month]=Supply[[#This Row],[Month]])*(NQC[Unit Category]=Supply[[#This Row],[Unit Category]]),0))*INDEX(Profiles[],MATCH(1,(Profiles[Month]=Supply[[#This Row],[Month]])*(Profiles[Hour Ending]=Supply[[#This Row],[Hour Ending]]),0),MATCH(Supply[[#This Row],[Unit Category]],Profiles[#Headers],0))","v":1276.4584249999998}]
[6,"Geothermal",24,{"$f":"INDEX(NQC[NQC MW],MATCH(1,(NQC[Month]=Supply[[#This Row],[Month]])*(NQC[Unit Category]=Supply[[#This Row],[Unit Category]]),0))*INDEX(Profiles[],MATCH(1,(Profiles[Month]=Supply[[#This Row],[Month]])*(Profiles[Hour Ending]=Supply[[#This Row],[Hour Ending]]),0),MATCH(Supply[[#This Row],[Unit Category]],Profiles[#Headers],0))","v":1276.4584249999998}]
[6,"Hydro",1,{"$f":"INDEX(NQC[NQC MW],MATCH(1,(NQC[Month]=Supply[[#This Row],[Month]])*(NQC[Unit Category]=Supply[[#This Row],[Unit Category]]),0))*INDEX(Profiles[],MATCH(1,(Profiles[Month]=Supply[[#This Row],[Month]])*(Profiles[Hour Ending]=Supply[[#This Row],[Hour Ending]]),0),MATCH(Supply[[#This Row],[Unit Category]],Profiles[#Headers],0))","v":3081.9221000000002}]
[6,"Hydro",2,{"$f":"INDEX(NQC[NQC MW],MATCH(1,(NQC[Month]=Supply[[#This Row],[Month]])*(NQC[Unit Category]=Supply[[#This Row],[Unit Category]]),0))*INDEX(Profiles[],MATCH(1,(Profiles[Month]=Supply[[#This Row],[Month]])*(Profiles[Hour Ending]=Supply[[#This Row],[Hour Ending]]),0),MATCH(Supply[[#This Row],[Unit Category]],Profiles[#Headers],0))","v":3081.9221000000002}]
[6,"Hydro",3,{"$f":"INDEX(NQC[NQC MW],MATCH(1,(NQC[Month]=Supply[[#This Row],[Month]])*(NQC[Unit Category]=Supply[[#This Row],[Unit Category]]),0))*INDEX(Profiles[],MATCH(1,(Profiles[Month]=Supply[[#This Row],[Month]])*(Profiles[Hour Ending]=Supply[[#This Row],[Hour Ending]]),0),MATCH(Supply[[#This Row],[Unit Category]],Profiles[#Headers],0))","v":3081.9221000000002}]
[6,"Hydro",4,{"$f":"INDEX(NQC[NQC MW],MATCH(1,(NQC[Month]=Supply[[#This Row],[Month]])*(NQC[Unit Category]=Supply[[#This Row],[Unit Category]]),0))*INDEX(Profiles[],MATCH(1,(Profiles[Month]=Supply[[#This Row],[Month]])*(Profiles[Hour Ending]=Supply[[#This Row],[Hour Ending]]),0),MATCH(Supply[[#This Row],[Unit Category]],Profiles[#Headers],0))","v":3081.9221000000002}]
[6,"Hydro",5,{"$f":"INDEX(NQC[NQC MW],MATCH(1,(NQC[Month]=Supply[[#This Row],[Month]])*(NQC[Unit Category]=Supply[[#This Row],[Unit Category]]),0))*INDEX(Profiles[],MATCH(1,(Profiles[Month]=Supply[[#This Row],[Month]])*(Profiles[Hour Ending]=Supply[[#This Row],[Hour Ending]]),0),MATCH(Supply[[#This Row],[Unit Category]],Profiles[#Headers],0))","v":3081.9221000000002}]
[6,"Hydro",6,{"$f":"INDEX(NQC[NQC MW],MATCH(1,(NQC[Month]=Supply[[#This Row],[Month]])*(NQC[Unit Category]=Supply[[#This Row],[Unit Category]]),0))*INDEX(Profiles[],MATCH(1,(Profiles[Month]=Supply[[#This Row],[Month]])*(Profiles[Hour Ending]=Supply[[#This Row],[Hour Ending]]),0),MATCH(Supply[[#This Row],[Unit Category]],Profiles[#Headers],0))","v":3081.9221000000002}]
[6,"Hydro",7,{"$f":"INDEX(NQC[NQC MW],MATCH(1,(NQC[Month]=Supply[[#This Row],[Month]])*(NQC[Unit Category]=Supply[[#This Row],[Unit Category]]),0))*INDEX(Profiles[],MATCH(1,(Profiles[Month]=Supply[[#This Row],[Month]])*(Profiles[Hour Ending]=Supply[[#This Row],[Hour Ending]]),0),MATCH(Supply[[#This Row],[Unit Category]],Profiles[#Headers],0))","v":3081.9221000000002}]
[6,"Hydro",8,{"$f":"INDEX(NQC[NQC MW],MATCH(1,(NQC[Month]=Supply[[#This Row],[Month]])*(NQC[Unit Category]=Supply[[#This Row],[Unit Category]]),0))*INDEX(Profiles[],MATCH(1,(Profiles[Month]=Supply[[#This Row],[Month]])*(Profiles[Hour Ending]=Supply[[#This Row],[Hour Ending]]),0),MATCH(Supply[[#This Row],[Unit Category]],Profiles[#Headers],0))","v":3081.9221000000002}]
[6,"Hydro",9,{"$f":"INDEX(NQC[NQC MW],MATCH(1,(NQC[Month]=Supply[[#This Row],[Month]])*(NQC[Unit Category]=Supply[[#This Row],[Unit Category]]),0))*INDEX(Profiles[],MATCH(1,(Profiles[Month]=Supply[[#This Row],[Month]])*(Profiles[Hour Ending]=Supply[[#This Row],[Hour Ending]]),0),MATCH(Supply[[#This Row],[Unit Category]],Profiles[#Headers],0))","v":3081.9221000000002}]
[6,"Hydro",10,{"$f":"INDEX(NQC[NQC MW],MATCH(1,(NQC[Month]=Supply[[#This Row],[Month]])*(NQC[Unit Category]=Supply[[#This Row],[Unit Category]]),0))*INDEX(Profiles[],MATCH(1,(Profiles[Month]=Supply[[#This Row],[Month]])*(Profiles[Hour Ending]=Supply[[#This Row],[Hour Ending]]),0),MATCH(Supply[[#This Row],[Unit Category]],Profiles[#Headers],0))","v":3081.9221000000002}]
[6,"Hydro",11,{"$f":"INDEX(NQC[NQC MW],MATCH(1,(NQC[Month]=Supply[[#This Row],[Month]])*(NQC[Unit Category]=Supply[[#This Row],[Unit Category]]),0))*INDEX(Profiles[],MATCH(1,(Profiles[Month]=Supply[[#This Row],[Month]])*(Profiles[Hour Ending]=Supply[[#This Row],[Hour Ending]]),0),MATCH(Supply[[#This Row],[Unit Category]],Profiles[#Headers],0))","v":3081.9221000000002}]
[6,"Hydro",12,{"$f":"INDEX(NQC[NQC MW],MATCH(1,(NQC[Month]=Supply[[#This Row],[Month]])*(NQC[Unit Category]=Supply[[#This Row],[Unit Category]]),0))*INDEX(Profiles[],MATCH(1,(Profiles[Month]=Supply[[#This Row],[Month]])*(Profiles[Hour Ending]=Supply[[#This Row],[Hour Ending]]),0),MATCH(Supply[[#This Row],[Unit Category]],Profiles[#Headers],0))","v":3081.9221000000002}]
[6,"Hydro",13,{"$f":"INDEX(NQC[NQC MW],MATCH(1,(NQC[Month]=Supply[[#This Row],[Month]])*(NQC[Unit Category]=Supply[[#This Row],[Unit Category]]),0))*INDEX(Profiles[],MATCH(1,(Profiles[Month]=Supply[[#This Row],[Month]])*(Profiles[Hour Ending]=Supply[[#This Row],[Hour Ending]]),0),MATCH(Supply[[#This Row],[Unit Category]],Profiles[#Headers],0))","v":3081.9221000000002}]
[6,"Hydro",14,{"$f":"INDEX(NQC[NQC MW],MATCH(1,(NQC[Month]=Supply[[#This Row],[Month]])*(NQC[Unit Category]=Supply[[#This Row],[Unit Category]]),0))*INDEX(Profiles[],MATCH(1,(Profiles[Month]=Supply[[#This Row],[Month]])*(Profiles[Hour Ending]=Supply[[#This Row],[Hour Ending]]),0),MATCH(Supply[[#This Row],[Unit Category]],Profiles[#Headers],0))","v":3081.9221000000002}]
[6,"Hydro",15,{"$f":"INDEX(NQC[NQC MW],MATCH(1,(NQC[Month]=Supply[[#This Row],[Month]])*(NQC[Unit Category]=Supply[[#This Row],[Unit Category]]),0))*INDEX(Profiles[],MATCH(1,(Profiles[Month]=Supply[[#This Row],[Month]])*(Profiles[Hour Ending]=Supply[[#This Row],[Hour Ending]]),0),MATCH(Supply[[#This Row],[Unit Category]],Profiles[#Headers],0))","v":3081.9221000000002}]
[6,"Hydro",16,{"$f":"INDEX(NQC[NQC MW],MATCH(1,(NQC[Month]=Supply[[#This Row],[Month]])*(NQC[Unit Category]=Supply[[#This Row],[Unit Category]]),0))*INDEX(Profiles[],MATCH(1,(Profiles[Month]=Supply[[#This Row],[Month]])*(Profiles[Hour Ending]=Supply[[#This Row],[Hour Ending]]),0),MATCH(Supply[[#This Row],[Unit Category]],Profiles[#Headers],0))","v":3081.9221000000002}]
[6,"Hydro",17,{"$f":"INDEX(NQC[NQC MW],MATCH(1,(NQC[Month]=Supply[[#This Row],[Month]])*(NQC[Unit Category]=Supply[[#This Row],[Unit Category]]),0))*INDEX(Profiles[],MATCH(1,(Profiles[Month]=Supply[[#This Row],[Month]])*(Profiles[Hour Ending]=Supply[[#This Row],[Hour Ending]]),0),MATCH(Supply[[#This Row],[Unit Category]],Profiles[#Headers],0))","v":3081.9221000000002}]
[6,"Hydro",18,{"$f":"INDEX(NQC[NQC MW],MATCH(1,(NQC[Month]=Supply[[#This Row],[Month]])*(NQC[Unit Category]=Supply[[#This Row],[Unit Category]]),0))*INDEX(Profiles[],MATCH(1,(Profiles[Month]=Supply[[#This Row],[Month]])*(Profiles[Hour Ending]=Supply[[#This Row],[Hour Ending]]),0),MATCH(Supply[[#This Row],[Unit Category]],Profiles[#Headers],0))","v":3081.9221000000002}]
[6,"Hydro",19,{"$f":"INDEX(NQC[NQC MW],MATCH(1,(NQC[Month]=Supply[[#This Row],[Month]])*(NQC[Unit Category]=Supply[[#This Row],[Unit Category]]),0))*INDEX(Profiles[],MATCH(1,(Profiles[Month]=Supply[[#This Row],[Month]])*(Profiles[Hour Ending]=Supply[[#This Row],[Hour Ending]]),0),MATCH(Supply[[#This Row],[Unit Category]],Profiles[#Headers],0))","v":3081.9221000000002}]
[6,"Hydro",20,{"$f":"INDEX(NQC[NQC MW],MATCH(1,(NQC[Month]=Supply[[#This Row],[Month]])*(NQC[Unit Category]=Supply[[#This Row],[Unit Category]]),0))*INDEX(Profiles[],MATCH(1,(Profiles[Month]=Supply[[#This Row],[Month]])*(Profiles[Hour Ending]=Supply[[#This Row],[Hour Ending]]),0),MATCH(Supply[[#This Row],[Unit Category]],Profiles[#Headers],0))","v":3081.9221000000002}]
[6,"Hydro",21,{"$f":"INDEX(NQC[NQC MW],MATCH(1,(NQC[Month]=Supply[[#This Row],[Month]])*(NQC[Unit Category]=Supply[[#This Row],[Unit Category]]),0))*INDEX(Profiles[],MATCH(1,(Profiles[Month]=Supply[[#This Row],[Month]])*(Profiles[Hour Ending]=Supply[[#This Row],[Hour Ending]]),0),MATCH(Supply[[#This Row],[Unit Category]],Profiles[#Headers],0))","v":3081.9221000000002}]
[6,"Hydro",22,{"$f":"INDEX(NQC[NQC MW],MATCH(1,(NQC[Month]=Supply[[#This Row],[Month]])*(NQC[Unit Category]=Supply[[#This Row],[Unit Category]]),0))*INDEX(Profiles[],MATCH(1,(Profiles[Month]=Supply[[#This Row],[Month]])*(Profiles[Hour Ending]=Supply[[#This Row],[Hour Ending]]),0),MATCH(Supply[[#This Row],[Unit Category]],Profiles[#Headers],0))","v":3081.9221000000002}]
[6,"Hydro",23,{"$f":"INDEX(NQC[NQC MW],MATCH(1,(NQC[Month]=Supply[[#This Row],[Month]])*(NQC[Unit Category]=Supply[[#This Row],[Unit Category]]),0))*INDEX(Profiles[],MATCH(1,(Profiles[Month]=Supply[[#This Row],[Month]])*(Profiles[Hour Ending]=Supply[[#This Row],[Hour Ending]]),0),MATCH(Supply[[#This Row],[Unit Category]],Profiles[#Headers],0))","v":3081.9221000000002}]
[6,"Hydro",24,{"$f":"INDEX(NQC[NQC MW],MATCH(1,(NQC[Month]=Supply[[#This Row],[Month]])*(NQC[Unit Category]=Supply[[#This Row],[Unit Category]]),0))*INDEX(Profiles[],MATCH(1,(Profiles[Month]=Supply[[#This Row],[Month]])*(Profiles[Hour Ending]=Supply[[#This Row],[Hour Ending]]),0),MATCH(Supply[[#This Row],[Unit Category]],Profiles[#Headers],0))","v":3081.9221000000002}]
[6,"ICE",1,{"$f":"INDEX(NQC[NQC MW],MATCH(1,(NQC[Month]=Supply[[#This Row],[Month]])*(NQC[Unit Category]=Supply[[#This Row],[Unit Category]]),0))*INDEX(Profiles[],MATCH(1,(Profiles[Month]=Supply[[#This Row],[Month]])*(Profiles[Hour Ending]=Supply[[#This Row],[Hour Ending]]),0),MATCH(Supply[[#This Row],[Unit Category]],Profiles[#Headers],0))","v":254.7}]
[6,"ICE",2,{"$f":"INDEX(NQC[NQC MW],MATCH(1,(NQC[Month]=Supply[[#This Row],[Month]])*(NQC[Unit Category]=Supply[[#This Row],[Unit Category]]),0))*INDEX(Profiles[],MATCH(1,(Profiles[Month]=Supply[[#This Row],[Month]])*(Profiles[Hour Ending]=Supply[[#This Row],[Hour Ending]]),0),MATCH(Supply[[#This Row],[Unit Category]],Profiles[#Headers],0))","v":254.7}]
[6,"ICE",3,{"$f":"INDEX(NQC[NQC MW],MATCH(1,(NQC[Month]=Supply[[#This Row],[Month]])*(NQC[Unit Category]=Supply[[#This Row],[Unit Category]]),0))*INDEX(Profiles[],MATCH(1,(Profiles[Month]=Supply[[#This Row],[Month]])*(Profiles[Hour Ending]=Supply[[#This Row],[Hour Ending]]),0),MATCH(Supply[[#This Row],[Unit Category]],Profiles[#Headers],0))","v":254.7}]
[6,"ICE",4,{"$f":"INDEX(NQC[NQC MW],MATCH(1,(NQC[Month]=Supply[[#This Row],[Month]])*(NQC[Unit Category]=Supply[[#This Row],[Unit Category]]),0))*INDEX(Profiles[],MATCH(1,(Profiles[Month]=Supply[[#This Row],[Month]])*(Profiles[Hour Ending]=Supply[[#This Row],[Hour Ending]]),0),MATCH(Supply[[#This Row],[Unit Category]],Profiles[#Headers],0))","v":254.7}]
[6,"ICE",5,{"$f":"INDEX(NQC[NQC MW],MATCH(1,(NQC[Month]=Supply[[#This Row],[Month]])*(NQC[Unit Category]=Supply[[#This Row],[Unit Category]]),0))*INDEX(Profiles[],MATCH(1,(Profiles[Month]=Supply[[#This Row],[Month]])*(Profiles[Hour Ending]=Supply[[#This Row],[Hour Ending]]),0),MATCH(Supply[[#This Row],[Unit Category]],Profiles[#Headers],0))","v":254.7}]
[6,"ICE",6,{"$f":"INDEX(NQC[NQC MW],MATCH(1,(NQC[Month]=Supply[[#This Row],[Month]])*(NQC[Unit Category]=Supply[[#This Row],[Unit Category]]),0))*INDEX(Profiles[],MATCH(1,(Profiles[Month]=Supply[[#This Row],[Month]])*(Profiles[Hour Ending]=Supply[[#This Row],[Hour Ending]]),0),MATCH(Supply[[#This Row],[Unit Category]],Profiles[#Headers],0))","v":254.7}]
[6,"ICE",7,{"$f":"INDEX(NQC[NQC MW],MATCH(1,(NQC[Month]=Supply[[#This Row],[Month]])*(NQC[Unit Category]=Supply[[#This Row],[Unit Category]]),0))*INDEX(Profiles[],MATCH(1,(Profiles[Month]=Supply[[#This Row],[Month]])*(Profiles[Hour Ending]=Supply[[#This Row],[Hour Ending]]),0),MATCH(Supply[[#This Row],[Unit Category]],Profiles[#Headers],0))","v":254.7}]
[6,"ICE",8,{"$f":"INDEX(NQC[NQC MW],MATCH(1,(NQC[Month]=Supply[[#This Row],[Month]])*(NQC[Unit Category]=Supply[[#This Row],[Unit Category]]),0))*INDEX(Profiles[],MATCH(1,(Profiles[Month]=Supply[[#This Row],[Month]])*(Profiles[Hour Ending]=Supply[[#This Row],[Hour Ending]]),0),MATCH(Supply[[#This Row],[Unit Category]],Profiles[#Headers],0))","v":254.7}]
[6,"ICE",9,{"$f":"INDEX(NQC[NQC MW],MATCH(1,(NQC[Month]=Supply[[#This Row],[Month]])*(NQC[Unit Category]=Supply[[#This Row],[Unit Category]]),0))*INDEX(Profiles[],MATCH(1,(Profiles[Month]=Supply[[#This Row],[Month]])*(Profiles[Hour Ending]=Supply[[#This Row],[Hour Ending]]),0),MATCH(Supply[[#This Row],[Unit Category]],Profiles[#Headers],0))","v":254.7}]
[6,"ICE",10,{"$f":"INDEX(NQC[NQC MW],MATCH(1,(NQC[Month]=Supply[[#This Row],[Month]])*(NQC[Unit Category]=Supply[[#This Row],[Unit Category]]),0))*INDEX(Profiles[],MATCH(1,(Profiles[Month]=Supply[[#This Row],[Month]])*(Profiles[Hour Ending]=Supply[[#This Row],[Hour Ending]]),0),MATCH(Supply[[#This Row],[Unit Category]],Profiles[#Headers],0))","v":254.7}]
[6,"ICE",11,{"$f":"INDEX(NQC[NQC MW],MATCH(1,(NQC[Month]=Supply[[#This Row],[Month]])*(NQC[Unit Category]=Supply[[#This Row],[Unit Category]]),0))*INDEX(Profiles[],MATCH(1,(Profiles[Month]=Supply[[#This Row],[Month]])*(Profiles[Hour Ending]=Supply[[#This Row],[Hour Ending]]),0),MATCH(Supply[[#This Row],[Unit Category]],Profiles[#Headers],0))","v":254.7}]
[6,"ICE",12,{"$f":"INDEX(NQC[NQC MW],MATCH(1,(NQC[Month]=Supply[[#This Row],[Month]])*(NQC[Unit Category]=Supply[[#This Row],[Unit Category]]),0))*INDEX(Profiles[],MATCH(1,(Profiles[Month]=Supply[[#This Row],[Month]])*(Profiles[Hour Ending]=Supply[[#This Row],[Hour Ending]]),0),MATCH(Supply[[#This Row],[Unit Category]],Profiles[#Headers],0))","v":254.7}]
[6,"ICE",13,{"$f":"INDEX(NQC[NQC MW],MATCH(1,(NQC[Month]=Supply[[#This Row],[Month]])*(NQC[Unit Category]=Supply[[#This Row],[Unit Category]]),0))*INDEX(Profiles[],MATCH(1,(Profiles[Month]=Supply[[#This Row],[Month]])*(Profiles[Hour Ending]=Supply[[#This Row],[Hour Ending]]),0),MATCH(Supply[[#This Row],[Unit Category]],Profiles[#Headers],0))","v":254.7}]
[6,"ICE",14,{"$f":"INDEX(NQC[NQC MW],MATCH(1,(NQC[Month]=Supply[[#This Row],[Month]])*(NQC[Unit Category]=Supply[[#This Row],[Unit Category]]),0))*INDEX(Profiles[],MATCH(1,(Profiles[Month]=Supply[[#This Row],[Month]])*(Profiles[Hour Ending]=Supply[[#This Row],[Hour Ending]]),0),MATCH(Supply[[#This Row],[Unit Category]],Profiles[#Headers],0))","v":254.7}]
[6,"ICE",15,{"$f":"INDEX(NQC[NQC MW],MATCH(1,(NQC[Month]=Supply[[#This Row],[Month]])*(NQC[Unit Category]=Supply[[#This Row],[Unit Category]]),0))*INDEX(Profiles[],MATCH(1,(Profiles[Month]=Supply[[#This Row],[Month]])*(Profiles[Hour Ending]=Supply[[#This Row],[Hour Ending]]),0),MATCH(Supply[[#This Row],[Unit Category]],Profiles[#Headers],0))","v":254.7}]
[6,"ICE",16,{"$f":"INDEX(NQC[NQC MW],MATCH(1,(NQC[Month]=Supply[[#This Row],[Month]])*(NQC[Unit Category]=Supply[[#This Row],[Unit Category]]),0))*INDEX(Profiles[],MATCH(1,(Profiles[Month]=Supply[[#This Row],[Month]])*(Profiles[Hour Ending]=Supply[[#This Row],[Hour Ending]]),0),MATCH(Supply[[#This Row],[Unit Category]],Profiles[#Headers],0))","v":254.7}]
[6,"ICE",17,{"$f":"INDEX(NQC[NQC MW],MATCH(1,(NQC[Month]=Supply[[#This Row],[Month]])*(NQC[Unit Category]=Supply[[#This Row],[Unit Category]]),0))*INDEX(Profiles[],MATCH(1,(Profiles[Month]=Supply[[#This Row],[Month]])*(Profiles[Hour Ending]=Supply[[#This Row],[Hour Ending]]),0),MATCH(Supply[[#This Row],[Unit Category]],Profiles[#Headers],0))","v":254.7}]
[6,"ICE",18,{"$f":"INDEX(NQC[NQC MW],MATCH(1,(NQC[Month]=Supply[[#This Row],[Month]])*(NQC[Unit Category]=Supply[[#This Row],[Unit Category]]),0))*INDEX(Profiles[],MATCH(1,(Profiles[Month]=Supply[[#This Row],[Month]])*(Profiles[Hour Ending]=Supply[[#This Row],[Hour Ending]]),0),MATCH(Supply[[#This Row],[Unit Category]],Profiles[#Headers],0))","v":254.7}]
[6,"ICE",19,{"$f":"INDEX(NQC[NQC MW],MATCH(1,(NQC[Month]=Supply[[#This Row],[Month]])*(NQC[Unit Category]=Supply[[#This Row],[Unit Category]]),0))*INDEX(Profiles[],MATCH(1,(Profiles[Month]=Supply[[#This Row],[Month]])*(Profiles[Hour Ending]=Supply[[#This Row],[Hour Ending]]),0),MATCH(Supply[[#This Row],[Unit Category]],Profiles[#Headers],0))","v":254.7}]
[6,"ICE",20,{"$f":"INDEX(NQC[NQC MW],MATCH(1,(NQC[Month]=Supply[[#This Row],[Month]])*(NQC[Unit Category]=Supply[[#This Row],[Unit Category]]),0))*INDEX(Profiles[],MATCH(1,(Profiles[Month]=Supply[[#This Row],[Month]])*(Profiles[Hour Ending]=Supply[[#This Row],[Hour Ending]]),0),MATCH(Supply[[#This Row],[Unit Category]],Profiles[#Headers],0))","v":254.7}]
[6,"ICE",21,{"$f":"INDEX(NQC[NQC MW],MATCH(1,(NQC[Month]=Supply[[#This Row],[Month]])*(NQC[Unit Category]=Supply[[#This Row],[Unit Category]]),0))*INDEX(Profiles[],MATCH(1,(Profiles[Month]=Supply[[#This Row],[Month]])*(Profiles[Hour Ending]=Supply[[#This Row],[Hour Ending]]),0),MATCH(Supply[[#This Row],[Unit Category]],Profiles[#Headers],0))","v":254.7}]
[6,"ICE",22,{"$f":"INDEX(NQC[NQC MW],MATCH(1,(NQC[Month]=Supply[[#This Row],[Month]])*(NQC[Unit Category]=Supply[[#This Row],[Unit Category]]),0))*INDEX(Profiles[],MATCH(1,(Profiles[Month]=Supply[[#This Row],[Month]])*(Profiles[Hour Ending]=Supply[[#This Row],[Hour Ending]]),0),MATCH(Supply[[#This Row],[Unit Category]],Profiles[#Headers],0))","v":254.7}]
[6,"ICE",23,{"$f":"INDEX(NQC[NQC MW],MATCH(1,(NQC[Month]=Supply[[#This Row],[Month]])*(NQC[Unit Category]=Supply[[#This Row],[Unit Category]]),0))*INDEX(Profiles[],MATCH(1,(Profiles[Month]=Supply[[#This Row],[Month]])*(Profiles[Hour Ending]=Supply[[#This Row],[Hour Ending]]),0),MATCH(Supply[[#This Row],[Unit Category]],Profiles[#Headers],0))","v":254.7}]
[6,"ICE",24,{"$f":"INDEX(NQC[NQC MW],MATCH(1,(NQC[Month]=Supply[[#This Row],[Month]])*(NQC[Unit Category]=Supply[[#This Row],[Unit Category]]),0))*INDEX(Profiles[],MATCH(1,(Profiles[Month]=Supply[[#This Row],[Month]])*(Profiles[Hour Ending]=Supply[[#This Row],[Hour Ending]]),0),MATCH(Supply[[#This Row],[Unit Category]],Profiles[#Headers],0))","v":254.7}]
[6,"Interchange",1,{"$f":"INDEX(NQC[NQC MW],MATCH(1,(NQC[Month]=Supply[[#This Row],[Month]])*(NQC[Unit Category]=Supply[[#This Row],[Unit Category]]),0))*INDEX(Profiles[],MATCH(1,(Profiles[Month]=Supply[[#This Row],[Month]])*(Profiles[Hour Ending]=Supply[[#This Row],[Hour Ending]]),0),MATCH(Supply[[#This Row],[Unit Category]],Profiles[#Headers],0))","v":2500}]
[6,"Interchange",2,{"$f":"INDEX(NQC[NQC MW],MATCH(1,(NQC[Month]=Supply[[#This Row],[Month]])*(NQC[Unit Category]=Supply[[#This Row],[Unit Category]]),0))*INDEX(Profiles[],MATCH(1,(Profiles[Month]=Supply[[#This Row],[Month]])*(Profiles[Hour Ending]=Supply[[#This Row],[Hour Ending]]),0),MATCH(Supply[[#This Row],[Unit Category]],Profiles[#Headers],0))","v":2500}]
[6,"Interchange",3,{"$f":"INDEX(NQC[NQC MW],MATCH(1,(NQC[Month]=Supply[[#This Row],[Month]])*(NQC[Unit Category]=Supply[[#This Row],[Unit Category]]),0))*INDEX(Profiles[],MATCH(1,(Profiles[Month]=Supply[[#This Row],[Month]])*(Profiles[Hour Ending]=Supply[[#This Row],[Hour Ending]]),0),MATCH(Supply[[#This Row],[Unit Category]],Profiles[#Headers],0))","v":2500}]
[6,"Interchange",4,{"$f":"INDEX(NQC[NQC MW],MATCH(1,(NQC[Month]=Supply[[#This Row],[Month]])*(NQC[Unit Category]=Supply[[#This Row],[Unit Category]]),0))*INDEX(Profiles[],MATCH(1,(Profiles[Month]=Supply[[#This Row],[Month]])*(Profiles[Hour Ending]=Supply[[#This Row],[Hour Ending]]),0),MATCH(Supply[[#This Row],[Unit Category]],Profiles[#Headers],0))","v":2500}]
[6,"Interchange",5,{"$f":"INDEX(NQC[NQC MW],MATCH(1,(NQC[Month]=Supply[[#This Row],[Month]])*(NQC[Unit Category]=Supply[[#This Row],[Unit Category]]),0))*INDEX(Profiles[],MATCH(1,(Profiles[Month]=Supply[[#This Row],[Month]])*(Profiles[Hour Ending]=Supply[[#This Row],[Hour Ending]]),0),MATCH(Supply[[#This Row],[Unit Category]],Profiles[#Headers],0))","v":2500}]
[6,"Interchange",6,{"$f":"INDEX(NQC[NQC MW],MATCH(1,(NQC[Month]=Supply[[#This Row],[Month]])*(NQC[Unit Category]=Supply[[#This Row],[Unit Category]]),0))*INDEX(Profiles[],MATCH(1,(Profiles[Month]=Supply[[#This Row],[Month]])*(Profiles[Hour Ending]=Supply[[#This Row],[Hour Ending]]),0),MATCH(Supply[[#This Row],[Unit Category]],Profiles[#Headers],0))","v":2500}]
[6,"Interchange",7,{"$f":"INDEX(NQC[NQC MW],MATCH(1,(NQC[Month]=Supply[[#This Row],[Month]])*(NQC[Unit Category]=Supply[[#This Row],[Unit Category]]),0))*INDEX(Profiles[],MATCH(1,(Profiles[Month]=Supply[[#This Row],[Month]])*(Profiles[Hour Ending]=Supply[[#This Row],[Hour Ending]]),0),MATCH(Supply[[#This Row],[Unit Category]],Profiles[#Headers],0))","v":2500}]
[6,"Interchange",8,{"$f":"INDEX(NQC[NQC MW],MATCH(1,(NQC[Month]=Supply[[#This Row],[Month]])*(NQC[Unit Category]=Supply[[#This Row],[Unit Category]]),0))*INDEX(Profiles[],MATCH(1,(Profiles[Month]=Supply[[#This Row],[Month]])*(Profiles[Hour Ending]=Supply[[#This Row],[Hour Ending]]),0),MATCH(Supply[[#This Row],[Unit Category]],Profiles[#Headers],0))","v":2500}]
[6,"Interchange",9,{"$f":"INDEX(NQC[NQC MW],MATCH(1,(NQC[Month]=Supply[[#This Row],[Month]])*(NQC[Unit Category]=Supply[[#This Row],[Unit Category]]),0))*INDEX(Profiles[],MATCH(1,(Profiles[Month]=Supply[[#This Row],[Month]])*(Profiles[Hour Ending]=Supply[[#This Row],[Hour Ending]]),0),MATCH(Supply[[#This Row],[Unit Category]],Profiles[#Headers],0))","v":2500}]
[6,"Interchange",10,{"$f":"INDEX(NQC[NQC MW],MATCH(1,(NQC[Month]=Supply[[#This Row],[Month]])*(NQC[Unit Category]=Supply[[#This Row],[Unit Category]]),0))*INDEX(Profiles[],MATCH(1,(Profiles[Month]=Supply[[#This Row],[Month]])*(Profiles[Hour Ending]=Supply[[#This Row],[Hour Ending]]),0),MATCH(Supply[[#This Row],[Unit Category]],Profiles[#Headers],0))","v":2500}]
[6,"Interchange",11,{"$f":"INDEX(NQC[NQC MW],MATCH(1,(NQC[Month]=Supply[[#This Row],[Month]])*(NQC[Unit Category]=Supply[[#This Row],[Unit Category]]),0))*INDEX(Profiles[],MATCH(1,(Profiles[Month]=Supply[[#This Row],[Month]])*(Profiles[Hour Ending]=Supply[[#This Row],[Hour Ending]]),0),MATCH(Supply[[#This Row],[Unit Category]],Profiles[#Headers],0))","v":2500}]
[6,"Interchange",12,{"$f":"INDEX(NQC[NQC MW],MATCH(1,(NQC[Month]=Supply[[#This Row],[Month]])*(NQC[Unit Category]=Supply[[#This Row],[Unit Category]]),0))*INDEX(Profiles[],MATCH(1,(Profiles[Month]=Supply[[#This Row],[Month]])*(Profiles[Hour Ending]=Supply[[#This Row],[Hour Ending]]),0),MATCH(Supply[[#This Row],[Unit Category]],Profiles[#Headers],0))","v":2500}]
[6,"Interchange",13,{"$f":"INDEX(NQC[NQC MW],MATCH(1,(NQC[Month]=Supply[[#This Row],[Month]])*(NQC[Unit Category]=Supply[[#This Row],[Unit Category]]),0))*INDEX(Profiles[],MATCH(1,(Profiles[Month]=Supply[[#This Row],[Month]])*(Profiles[Hour Ending]=Supply[[#This Row],[Hour Ending]]),0),MATCH(Supply[[#This Row],[Unit Category]],Profiles[#Headers],0))","v":2500}]
[6,"Interchange",14,{"$f":"INDEX(NQC[NQC MW],MATCH(1,(NQC[Month]=Supply[[#This Row],[Month]])*(NQC[Unit Category]=Supply[[#This Row],[Unit Category]]),0))*INDEX(Profiles[],MATCH(1,(Profiles[Month]=Supply[[#This Row],[Month]])*(Profiles[Hour Ending]=Supply[[#This Row],[Hour Ending]]),0),MATCH(Supply[[#This Row],[Unit Category]],Profiles[#Headers],0))","v":2500}]
[6,"Interchange",15,{"$f":"INDEX(NQC[NQC MW],MATCH(1,(NQC[Month]=Supply[[#This Row],[Month]])*(NQC[Unit Category]=Supply[[#This Row],[Unit Category]]),0))*INDEX(Profiles[],MATCH(1,(Profiles[Month]=Supply[[#This Row],[Month]])*(Profiles[Hour Ending]=Supply[[#This Row],[Hour Ending]]),0),MATCH(Supply[[#This Row],[Unit Category]],Profiles[#Headers],0))","v":2500}]
[6,"Interchange",16,{"$f":"INDEX(NQC[NQC MW],MATCH(1,(NQC[Month]=Supply[[#This Row],[Month]])*(NQC[Unit Category]=Supply[[#This Row],[Unit Category]]),0))*INDEX(Profiles[],MATCH(1,(Profiles[Month]=Supply[[#This Row],[Month]])*(Profiles[Hour Ending]=Supply[[#This Row],[Hour Ending]]),0),MATCH(Supply[[#This Row],[Unit Category]],Profiles[#Headers],0))","v":2500}]
[6,"Interchange",17,{"$f":"INDEX(NQC[NQC MW],MATCH(1,(NQC[Month]=Supply[[#This Row],[Month]])*(NQC[Unit Category]=Supply[[#This Row],[Unit Category]]),0))*INDEX(Profiles[],MATCH(1,(Profiles[Month]=Supply[[#This Row],[Month]])*(Profiles[Hour Ending]=Supply[[#This Row],[Hour Ending]]),0),MATCH(Supply[[#This Row],[Unit Category]],Profiles[#Headers],0))","v":2500}]
[6,"Interchange",18,{"$f":"INDEX(NQC[NQC MW],MATCH(1,(NQC[Month]=Supply[[#This Row],[Month]])*(NQC[Unit Category]=Supply[[#This Row],[Unit Category]]),0))*INDEX(Profiles[],MATCH(1,(Profiles[Month]=Supply[[#This Row],[Month]])*(Profiles[Hour Ending]=Supply[[#This Row],[Hour Ending]]),0),MATCH(Supply[[#This Row],[Unit Category]],Profiles[#Headers],0))","v":2500}]
[6,"Interchange",19,{"$f":"INDEX(NQC[NQC MW],MATCH(1,(NQC[Month]=Supply[[#This Row],[Month]])*(NQC[Unit Category]=Supply[[#This Row],[Unit Category]]),0))*INDEX(Profiles[],MATCH(1,(Profiles[Month]=Supply[[#This Row],[Month]])*(Profiles[Hour Ending]=Supply[[#This Row],[Hour Ending]]),0),MATCH(Supply[[#This Row],[Unit Category]],Profiles[#Headers],0))","v":2500}]
[6,"Interchange",20,{"$f":"INDEX(NQC[NQC MW],MATCH(1,(NQC[Month]=Supply[[#This Row],[Month]])*(NQC[Unit Category]=Supply[[#This Row],[Unit Category]]),0))*INDEX(Profiles[],MATCH(1,(Profiles[Month]=Supply[[#This Row],[Month]])*(Profiles[Hour Ending]=Supply[[#This Row],[Hour Ending]]),0),MATCH(Supply[[#This Row],[Unit Category]],Profiles[#Headers],0))","v":2500}]
[6,"Interchange",21,{"$f":"INDEX(NQC[NQC MW],MATCH(1,(NQC[Month]=Supply[[#This Row],[Month]])*(NQC[Unit Category]=Supply[[#This Row],[Unit Category]]),0))*INDEX(Profiles[],MATCH(1,(Profiles[Month]=Supply[[#This Row],[Month]])*(Profiles[Hour Ending]=Supply[[#This Row],[Hour Ending]]),0),MATCH(Supply[[#This Row],[Unit Category]],Profiles[#Headers],0))","v":2500}]
[6,"Interchange",22,{"$f":"INDEX(NQC[NQC MW],MATCH(1,(NQC[Month]=Supply[[#This Row],[Month]])*(NQC[Unit Category]=Supply[[#This Row],[Unit Category]]),0))*INDEX(Profiles[],MATCH(1,(Profiles[Month]=Supply[[#This Row],[Month]])*(Profiles[Hour Ending]=Supply[[#This Row],[Hour Ending]]),0),MATCH(Supply[[#This Row],[Unit Category]],Profiles[#Headers],0))","v":2500}]
[6,"Interchange",23,{"$f":"INDEX(NQC[NQC MW],MATCH(1,(NQC[Month]=Supply[[#This Row],[Month]])*(NQC[Unit Category]=Supply[[#This Row],[Unit Category]]),0))*INDEX(Profiles[],MATCH(1,(Profiles[Month]=Supply[[#This Row],[Month]])*(Profiles[Hour Ending]=Supply[[#This Row],[Hour Ending]]),0),MATCH(Supply[[#This Row],[Unit Category]],Profiles[#Headers],0))","v":2500}]
[6,"Interchange",24,{"$f":"INDEX(NQC[NQC MW],MATCH(1,(NQC[Month]=Supply[[#This Row],[Month]])*(NQC[Unit Category]=Supply[[#This Row],[Unit Category]]),0))*INDEX(Profiles[],MATCH(1,(Profiles[Month]=Supply[[#This Row],[Month]])*(Profiles[Hour Ending]=Supply[[#This Row],[Hour Ending]]),0),MATCH(Supply[[#This Row],[Unit Category]],Profiles[#Headers],0))","v":2500}]
[6,"Nuclear",1,{"$f":"INDEX(NQC[NQC MW],MATCH(1,(NQC[Month]=Supply[[#This Row],[Month]])*(NQC[Unit Category]=Supply[[#This Row],[Unit Category]]),0))*INDEX(Profiles[],MATCH(1,(Profiles[Month]=Supply[[#This Row],[Month]])*(Profiles[Hour Ending]=Supply[[#This Row],[Hour Ending]]),0),MATCH(Supply[[#This Row],[Unit Category]],Profiles[#Headers],0))","v":2280}]
[6,"Nuclear",2,{"$f":"INDEX(NQC[NQC MW],MATCH(1,(NQC[Month]=Supply[[#This Row],[Month]])*(NQC[Unit Category]=Supply[[#This Row],[Unit Category]]),0))*INDEX(Profiles[],MATCH(1,(Profiles[Month]=Supply[[#This Row],[Month]])*(Profiles[Hour Ending]=Supply[[#This Row],[Hour Ending]]),0),MATCH(Supply[[#This Row],[Unit Category]],Profiles[#Headers],0))","v":2280}]
[6,"Nuclear",3,{"$f":"INDEX(NQC[NQC MW],MATCH(1,(NQC[Month]=Supply[[#This Row],[Month]])*(NQC[Unit Category]=Supply[[#This Row],[Unit Category]]),0))*INDEX(Profiles[],MATCH(1,(Profiles[Month]=Supply[[#This Row],[Month]])*(Profiles[Hour Ending]=Supply[[#This Row],[Hour Ending]]),0),MATCH(Supply[[#This Row],[Unit Category]],Profiles[#Headers],0))","v":2280}]
[6,"Nuclear",4,{"$f":"INDEX(NQC[NQC MW],MATCH(1,(NQC[Month]=Supply[[#This Row],[Month]])*(NQC[Unit Category]=Supply[[#This Row],[Unit Category]]),0))*INDEX(Profiles[],MATCH(1,(Profiles[Month]=Supply[[#This Row],[Month]])*(Profiles[Hour Ending]=Supply[[#This Row],[Hour Ending]]),0),MATCH(Supply[[#This Row],[Unit Category]],Profiles[#Headers],0))","v":2280}]
[6,"Nuclear",5,{"$f":"INDEX(NQC[NQC MW],MATCH(1,(NQC[Month]=Supply[[#This Row],[Month]])*(NQC[Unit Category]=Supply[[#This Row],[Unit Category]]),0))*INDEX(Profiles[],MATCH(1,(Profiles[Month]=Supply[[#This Row],[Month]])*(Profiles[Hour Ending]=Supply[[#This Row],[Hour Ending]]),0),MATCH(Supply[[#This Row],[Unit Category]],Profiles[#Headers],0))","v":2280}]
[6,"Nuclear",6,{"$f":"INDEX(NQC[NQC MW],MATCH(1,(NQC[Month]=Supply[[#This Row],[Month]])*(NQC[Unit Category]=Supply[[#This Row],[Unit Category]]),0))*INDEX(Profiles[],MATCH(1,(Profiles[Month]=Supply[[#This Row],[Month]])*(Profiles[Hour Ending]=Supply[[#This Row],[Hour Ending]]),0),MATCH(Supply[[#This Row],[Unit Category]],Profiles[#Headers],0))","v":2280}]
[6,"Nuclear",7,{"$f":"INDEX(NQC[NQC MW],MATCH(1,(NQC[Month]=Supply[[#This Row],[Month]])*(NQC[Unit Category]=Supply[[#This Row],[Unit Category]]),0))*INDEX(Profiles[],MATCH(1,(Profiles[Month]=Supply[[#This Row],[Month]])*(Profiles[Hour Ending]=Supply[[#This Row],[Hour Ending]]),0),MATCH(Supply[[#This Row],[Unit Category]],Profiles[#Headers],0))","v":2280}]
[6,"Nuclear",8,{"$f":"INDEX(NQC[NQC MW],MATCH(1,(NQC[Month]=Supply[[#This Row],[Month]])*(NQC[Unit Category]=Supply[[#This Row],[Unit Category]]),0))*INDEX(Profiles[],MATCH(1,(Profiles[Month]=Supply[[#This Row],[Month]])*(Profiles[Hour Ending]=Supply[[#This Row],[Hour Ending]]),0),MATCH(Supply[[#This Row],[Unit Category]],Profiles[#Headers],0))","v":2280}]
[6,"Nuclear",9,{"$f":"INDEX(NQC[NQC MW],MATCH(1,(NQC[Month]=Supply[[#This Row],[Month]])*(NQC[Unit Category]=Supply[[#This Row],[Unit Category]]),0))*INDEX(Profiles[],MATCH(1,(Profiles[Month]=Supply[[#This Row],[Month]])*(Profiles[Hour Ending]=Supply[[#This Row],[Hour Ending]]),0),MATCH(Supply[[#This Row],[Unit Category]],Profiles[#Headers],0))","v":2280}]
[6,"Nuclear",10,{"$f":"INDEX(NQC[NQC MW],MATCH(1,(NQC[Month]=Supply[[#This Row],[Month]])*(NQC[Unit Category]=Supply[[#This Row],[Unit Category]]),0))*INDEX(Profiles[],MATCH(1,(Profiles[Month]=Supply[[#This Row],[Month]])*(Profiles[Hour Ending]=Supply[[#This Row],[Hour Ending]]),0),MATCH(Supply[[#This Row],[Unit Category]],Profiles[#Headers],0))","v":2280}]
[6,"Nuclear",11,{"$f":"INDEX(NQC[NQC MW],MATCH(1,(NQC[Month]=Supply[[#This Row],[Month]])*(NQC[Unit Category]=Supply[[#This Row],[Unit Category]]),0))*INDEX(Profiles[],MATCH(1,(Profiles[Month]=Supply[[#This Row],[Month]])*(Profiles[Hour Ending]=Supply[[#This Row],[Hour Ending]]),0),MATCH(Supply[[#This Row],[Unit Category]],Profiles[#Headers],0))","v":2280}]
[6,"Nuclear",12,{"$f":"INDEX(NQC[NQC MW],MATCH(1,(NQC[Month]=Supply[[#This Row],[Month]])*(NQC[Unit Category]=Supply[[#This Row],[Unit Category]]),0))*INDEX(Profiles[],MATCH(1,(Profiles[Month]=Supply[[#This Row],[Month]])*(Profiles[Hour Ending]=Supply[[#This Row],[Hour Ending]]),0),MATCH(Supply[[#This Row],[Unit Category]],Profiles[#Headers],0))","v":2280}]
[6,"Nuclear",13,{"$f":"INDEX(NQC[NQC MW],MATCH(1,(NQC[Month]=Supply[[#This Row],[Month]])*(NQC[Unit Category]=Supply[[#This Row],[Unit Category]]),0))*INDEX(Profiles[],MATCH(1,(Profiles[Month]=Supply[[#This Row],[Month]])*(Profiles[Hour Ending]=Supply[[#This Row],[Hour Ending]]),0),MATCH(Supply[[#This Row],[Unit Category]],Profiles[#Headers],0))","v":2280}]
[6,"Nuclear",14,{"$f":"INDEX(NQC[NQC MW],MATCH(1,(NQC[Month]=Supply[[#This Row],[Month]])*(NQC[Unit Category]=Supply[[#This Row],[Unit Category]]),0))*INDEX(Profiles[],MATCH(1,(Profiles[Month]=Supply[[#This Row],[Month]])*(Profiles[Hour Ending]=Supply[[#This Row],[Hour Ending]]),0),MATCH(Supply[[#This Row],[Unit Category]],Profiles[#Headers],0))","v":2280}]
[6,"Nuclear",15,{"$f":"INDEX(NQC[NQC MW],MATCH(1,(NQC[Month]=Supply[[#This Row],[Month]])*(NQC[Unit Category]=Supply[[#This Row],[Unit Category]]),0))*INDEX(Profiles[],MATCH(1,(Profiles[Month]=Supply[[#This Row],[Month]])*(Profiles[Hour Ending]=Supply[[#This Row],[Hour Ending]]),0),MATCH(Supply[[#This Row],[Unit Category]],Profiles[#Headers],0))","v":2280}]
[6,"Nuclear",16,{"$f":"INDEX(NQC[NQC MW],MATCH(1,(NQC[Month]=Supply[[#This Row],[Month]])*(NQC[Unit Category]=Supply[[#This Row],[Unit Category]]),0))*INDEX(Profiles[],MATCH(1,(Profiles[Month]=Supply[[#This Row],[Month]])*(Profiles[Hour Ending]=Supply[[#This Row],[Hour Ending]]),0),MATCH(Supply[[#This Row],[Unit Category]],Profiles[#Headers],0))","v":2280}]
[6,"Nuclear",17,{"$f":"INDEX(NQC[NQC MW],MATCH(1,(NQC[Month]=Supply[[#This Row],[Month]])*(NQC[Unit Category]=Supply[[#This Row],[Unit Category]]),0))*INDEX(Profiles[],MATCH(1,(Profiles[Month]=Supply[[#This Row],[Month]])*(Profiles[Hour Ending]=Supply[[#This Row],[Hour Ending]]),0),MATCH(Supply[[#This Row],[Unit Category]],Profiles[#Headers],0))","v":2280}]
[6,"Nuclear",18,{"$f":"INDEX(NQC[NQC MW],MATCH(1,(NQC[Month]=Supply[[#This Row],[Month]])*(NQC[Unit Category]=Supply[[#This Row],[Unit Category]]),0))*INDEX(Profiles[],MATCH(1,(Profiles[Month]=Supply[[#This Row],[Month]])*(Profiles[Hour Ending]=Supply[[#This Row],[Hour Ending]]),0),MATCH(Supply[[#This Row],[Unit Category]],Profiles[#Headers],0))","v":2280}]
[6,"Nuclear",19,{"$f":"INDEX(NQC[NQC MW],MATCH(1,(NQC[Month]=Supply[[#This Row],[Month]])*(NQC[Unit Category]=Supply[[#This Row],[Unit Category]]),0))*INDEX(Profiles[],MATCH(1,(Profiles[Month]=Supply[[#This Row],[Month]])*(Profiles[Hour Ending]=Supply[[#This Row],[Hour Ending]]),0),MATCH(Supply[[#This Row],[Unit Category]],Profiles[#Headers],0))","v":2280}]
[6,"Nuclear",20,{"$f":"INDEX(NQC[NQC MW],MATCH(1,(NQC[Month]=Supply[[#This Row],[Month]])*(NQC[Unit Category]=Supply[[#This Row],[Unit Category]]),0))*INDEX(Profiles[],MATCH(1,(Profiles[Month]=Supply[[#This Row],[Month]])*(Profiles[Hour Ending]=Supply[[#This Row],[Hour Ending]]),0),MATCH(Supply[[#This Row],[Unit Category]],Profiles[#Headers],0))","v":2280}]
[6,"Nuclear",21,{"$f":"INDEX(NQC[NQC MW],MATCH(1,(NQC[Month]=Supply[[#This Row],[Month]])*(NQC[Unit Category]=Supply[[#This Row],[Unit Category]]),0))*INDEX(Profiles[],MATCH(1,(Profiles[Month]=Supply[[#This Row],[Month]])*(Profiles[Hour Ending]=Supply[[#This Row],[Hour Ending]]),0),MATCH(Supply[[#This Row],[Unit Category]],Profiles[#Headers],0))","v":2280}]
[6,"Nuclear",22,{"$f":"INDEX(NQC[NQC MW],MATCH(1,(NQC[Month]=Supply[[#This Row],[Month]])*(NQC[Unit Category]=Supply[[#This Row],[Unit Category]]),0))*INDEX(Profiles[],MATCH(1,(Profiles[Month]=Supply[[#This Row],[Month]])*(Profiles[Hour Ending]=Supply[[#This Row],[Hour Ending]]),0),MATCH(Supply[[#This Row],[Unit Category]],Profiles[#Headers],0))","v":2280}]
[6,"Nuclear",23,{"$f":"INDEX(NQC[NQC MW],MATCH(1,(NQC[Month]=Supply[[#This Row],[Month]])*(NQC[Unit Category]=Supply[[#This Row],[Unit Category]]),0))*INDEX(Profiles[],MATCH(1,(Profiles[Month]=Supply[[#This Row],[Month]])*(Profiles[Hour Ending]=Supply[[#This Row],[Hour Ending]]),0),MATCH(Supply[[#This Row],[Unit Category]],Profiles[#Headers],0))","v":2280}]
[6,"Nuclear",24,{"$f":"INDEX(NQC[NQC MW],MATCH(1,(NQC[Month]=Supply[[#This Row],[Month]])*(NQC[Unit Category]=Supply[[#This Row],[Unit Category]]),0))*INDEX(Profiles[],MATCH(1,(Profiles[Month]=Supply[[#This Row],[Month]])*(Profiles[Hour Ending]=Supply[[#This Row],[Hour Ending]]),0),MATCH(Supply[[#This Row],[Unit Category]],Profiles[#Headers],0))","v":2280}]
[6,"PSH",1,{"$f":"INDEX(NQC[NQC MW],MATCH(1,(NQC[Month]=Supply[[#This Row],[Month]])*(NQC[Unit Category]=Supply[[#This Row],[Unit Category]]),0))*INDEX(Profiles[],MATCH(1,(Profiles[Month]=Supply[[#This Row],[Month]])*(Profiles[Hour Ending]=Supply[[#This Row],[Hour Ending]]),0),MATCH(Supply[[#This Row],[Unit Category]],Profiles[#Headers],0))","v":1458.57}]
[6,"PSH",2,{"$f":"INDEX(NQC[NQC MW],MATCH(1,(NQC[Month]=Supply[[#This Row],[Month]])*(NQC[Unit Category]=Supply[[#This Row],[Unit Category]]),0))*INDEX(Profiles[],MATCH(1,(Profiles[Month]=Supply[[#This Row],[Month]])*(Profiles[Hour Ending]=Supply[[#This Row],[Hour Ending]]),0),MATCH(Supply[[#This Row],[Unit Category]],Profiles[#Headers],0))","v":1458.57}]
[6,"PSH",3,{"$f":"INDEX(NQC[NQC MW],MATCH(1,(NQC[Month]=Supply[[#This Row],[Month]])*(NQC[Unit Category]=Supply[[#This Row],[Unit Category]]),0))*INDEX(Profiles[],MATCH(1,(Profiles[Month]=Supply[[#This Row],[Month]])*(Profiles[Hour Ending]=Supply[[#This Row],[Hour Ending]]),0),MATCH(Supply[[#This Row],[Unit Category]],Profiles[#Headers],0))","v":1458.57}]
[6,"PSH",4,{"$f":"INDEX(NQC[NQC MW],MATCH(1,(NQC[Month]=Supply[[#This Row],[Month]])*(NQC[Unit Category]=Supply[[#This Row],[Unit Category]]),0))*INDEX(Profiles[],MATCH(1,(Profiles[Month]=Supply[[#This Row],[Month]])*(Profiles[Hour Ending]=Supply[[#This Row],[Hour Ending]]),0),MATCH(Supply[[#This Row],[Unit Category]],Profiles[#Headers],0))","v":1458.57}]
[6,"PSH",5,{"$f":"INDEX(NQC[NQC MW],MATCH(1,(NQC[Month]=Supply[[#This Row],[Month]])*(NQC[Unit Category]=Supply[[#This Row],[Unit Category]]),0))*INDEX(Profiles[],MATCH(1,(Profiles[Month]=Supply[[#This Row],[Month]])*(Profiles[Hour Ending]=Supply[[#This Row],[Hour Ending]]),0),MATCH(Supply[[#This Row],[Unit Category]],Profiles[#Headers],0))","v":1458.57}]
[6,"PSH",6,{"$f":"INDEX(NQC[NQC MW],MATCH(1,(NQC[Month]=Supply[[#This Row],[Month]])*(NQC[Unit Category]=Supply[[#This Row],[Unit Category]]),0))*INDEX(Profiles[],MATCH(1,(Profiles[Month]=Supply[[#This Row],[Month]])*(Profiles[Hour Ending]=Supply[[#This Row],[Hour Ending]]),0),MATCH(Supply[[#This Row],[Unit Category]],Profiles[#Headers],0))","v":1458.57}]
[6,"PSH",7,{"$f":"INDEX(NQC[NQC MW],MATCH(1,(NQC[Month]=Supply[[#This Row],[Month]])*(NQC[Unit Category]=Supply[[#This Row],[Unit Category]]),0))*INDEX(Profiles[],MATCH(1,(Profiles[Month]=Supply[[#This Row],[Month]])*(Profiles[Hour Ending]=Supply[[#This Row],[Hour Ending]]),0),MATCH(Supply[[#This Row],[Unit Category]],Profiles[#Headers],0))","v":1458.57}]
[6,"PSH",8,{"$f":"INDEX(NQC[NQC MW],MATCH(1,(NQC[Month]=Supply[[#This Row],[Month]])*(NQC[Unit Category]=Supply[[#This Row],[Unit Category]]),0))*INDEX(Profiles[],MATCH(1,(Profiles[Month]=Supply[[#This Row],[Month]])*(Profiles[Hour Ending]=Supply[[#This Row],[Hour Ending]]),0),MATCH(Supply[[#This Row],[Unit Category]],Profiles[#Headers],0))","v":1458.57}]
[6,"PSH",9,{"$f":"INDEX(NQC[NQC MW],MATCH(1,(NQC[Month]=Supply[[#This Row],[Month]])*(NQC[Unit Category]=Supply[[#This Row],[Unit Category]]),0))*INDEX(Profiles[],MATCH(1,(Profiles[Month]=Supply[[#This Row],[Month]])*(Profiles[Hour Ending]=Supply[[#This Row],[Hour Ending]]),0),MATCH(Supply[[#This Row],[Unit Category]],Profiles[#Headers],0))","v":1458.57}]
[6,"PSH",10,{"$f":"INDEX(NQC[NQC MW],MATCH(1,(NQC[Month]=Supply[[#This Row],[Month]])*(NQC[Unit Category]=Supply[[#This Row],[Unit Category]]),0))*INDEX(Profiles[],MATCH(1,(Profiles[Month]=Supply[[#This Row],[Month]])*(Profiles[Hour Ending]=Supply[[#This Row],[Hour Ending]]),0),MATCH(Supply[[#This Row],[Unit Category]],Profiles[#Headers],0))","v":1458.57}]
[6,"PSH",11,{"$f":"INDEX(NQC[NQC MW],MATCH(1,(NQC[Month]=Supply[[#This Row],[Month]])*(NQC[Unit Category]=Supply[[#This Row],[Unit Category]]),0))*INDEX(Profiles[],MATCH(1,(Profiles[Month]=Supply[[#This Row],[Month]])*(Profiles[Hour Ending]=Supply[[#This Row],[Hour Ending]]),0),MATCH(Supply[[#This Row],[Unit Category]],Profiles[#Headers],0))","v":1458.57}]
[6,"PSH",12,{"$f":"INDEX(NQC[NQC MW],MATCH(1,(NQC[Month]=Supply[[#This Row],[Month]])*(NQC[Unit Category]=Supply[[#This Row],[Unit Category]]),0))*INDEX(Profiles[],MATCH(1,(Profiles[Month]=Supply[[#This Row],[Month]])*(Profiles[Hour Ending]=Supply[[#This Row],[Hour Ending]]),0),MATCH(Supply[[#This Row],[Unit Category]],Profiles[#Headers],0))","v":1458.57}]
[6,"PSH",13,{"$f":"INDEX(NQC[NQC MW],MATCH(1,(NQC[Month]=Supply[[#This Row],[Month]])*(NQC[Unit Category]=Supply[[#This Row],[Unit Category]]),0))*INDEX(Profiles[],MATCH(1,(Profiles[Month]=Supply[[#This Row],[Month]])*(Profiles[Hour Ending]=Supply[[#This Row],[Hour Ending]]),0),MATCH(Supply[[#This Row],[Unit Category]],Profiles[#Headers],0))","v":1458.57}]
[6,"PSH",14,{"$f":"INDEX(NQC[NQC MW],MATCH(1,(NQC[Month]=Supply[[#This Row],[Month]])*(NQC[Unit Category]=Supply[[#This Row],[Unit Category]]),0))*INDEX(Profiles[],MATCH(1,(Profiles[Month]=Supply[[#This Row],[Month]])*(Profiles[Hour Ending]=Supply[[#This Row],[Hour Ending]]),0),MATCH(Supply[[#This Row],[Unit Category]],Profiles[#Headers],0))","v":1458.57}]
[6,"PSH",15,{"$f":"INDEX(NQC[NQC MW],MATCH(1,(NQC[Month]=Supply[[#This Row],[Month]])*(NQC[Unit Category]=Supply[[#This Row],[Unit Category]]),0))*INDEX(Profiles[],MATCH(1,(Profiles[Month]=Supply[[#This Row],[Month]])*(Profiles[Hour Ending]=Supply[[#This Row],[Hour Ending]]),0),MATCH(Supply[[#This Row],[Unit Category]],Profiles[#Headers],0))","v":1458.57}]
[6,"PSH",16,{"$f":"INDEX(NQC[NQC MW],MATCH(1,(NQC[Month]=Supply[[#This Row],[Month]])*(NQC[Unit Category]=Supply[[#This Row],[Unit Category]]),0))*INDEX(Profiles[],MATCH(1,(Profiles[Month]=Supply[[#This Row],[Month]])*(Profiles[Hour Ending]=Supply[[#This Row],[Hour Ending]]),0),MATCH(Supply[[#This Row],[Unit Category]],Profiles[#Headers],0))","v":1458.57}]
[6,"PSH",17,{"$f":"INDEX(NQC[NQC MW],MATCH(1,(NQC[Month]=Supply[[#This Row],[Month]])*(NQC[Unit Category]=Supply[[#This Row],[Unit Category]]),0))*INDEX(Profiles[],MATCH(1,(Profiles[Month]=Supply[[#This Row],[Month]])*(Profiles[Hour Ending]=Supply[[#This Row],[Hour Ending]]),0),MATCH(Supply[[#This Row],[Unit Category]],Profiles[#Headers],0))","v":1458.57}]
[6,"PSH",18,{"$f":"INDEX(NQC[NQC MW],MATCH(1,(NQC[Month]=Supply[[#This Row],[Month]])*(NQC[Unit Category]=Supply[[#This Row],[Unit Category]]),0))*INDEX(Profiles[],MATCH(1,(Profiles[Month]=Supply[[#This Row],[Month]])*(Profiles[Hour Ending]=Supply[[#This Row],[Hour Ending]]),0),MATCH(Supply[[#This Row],[Unit Category]],Profiles[#Headers],0))","v":1458.57}]
[6,"PSH",19,{"$f":"INDEX(NQC[NQC MW],MATCH(1,(NQC[Month]=Supply[[#This Row],[Month]])*(NQC[Unit Category]=Supply[[#This Row],[Unit Category]]),0))*INDEX(Profiles[],MATCH(1,(Profiles[Month]=Supply[[#This Row],[Month]])*(Profiles[Hour Ending]=Supply[[#This Row],[Hour Ending]]),0),MATCH(Supply[[#This Row],[Unit Category]],Profiles[#Headers],0))","v":1458.57}]
[6,"PSH",20,{"$f":"INDEX(NQC[NQC MW],MATCH(1,(NQC[Month]=Supply[[#This Row],[Month]])*(NQC[Unit Category]=Supply[[#This Row],[Unit Category]]),0))*INDEX(Profiles[],MATCH(1,(Profiles[Month]=Supply[[#This Row],[Month]])*(Profiles[Hour Ending]=Supply[[#This Row],[Hour Ending]]),0),MATCH(Supply[[#This Row],[Unit Category]],Profiles[#Headers],0))","v":1458.57}]
[6,"PSH",21,{"$f":"INDEX(NQC[NQC MW],MATCH(1,(NQC[Month]=Supply[[#This Row],[Month]])*(NQC[Unit Category]=Supply[[#This Row],[Unit Category]]),0))*INDEX(Profiles[],MATCH(1,(Profiles[Month]=Supply[[#This Row],[Month]])*(Profiles[Hour Ending]=Supply[[#This Row],[Hour Ending]]),0),MATCH(Supply[[#This Row],[Unit Category]],Profiles[#Headers],0))","v":1458.57}]
[6,"PSH",22,{"$f":"INDEX(NQC[NQC MW],MATCH(1,(NQC[Month]=Supply[[#This Row],[Month]])*(NQC[Unit Category]=Supply[[#This Row],[Unit Category]]),0))*INDEX(Profiles[],MATCH(1,(Profiles[Month]=Supply[[#This Row],[Month]])*(Profiles[Hour Ending]=Supply[[#This Row],[Hour Ending]]),0),MATCH(Supply[[#This Row],[Unit Category]],Profiles[#Headers],0))","v":1458.57}]
[6,"PSH",23,{"$f":"INDEX(NQC[NQC MW],MATCH(1,(NQC[Month]=Supply[[#This Row],[Month]])*(NQC[Unit Category]=Supply[[#This Row],[Unit Category]]),0))*INDEX(Profiles[],MATCH(1,(Profiles[Month]=Supply[[#This Row],[Month]])*(Profiles[Hour Ending]=Supply[[#This Row],[Hour Ending]]),0),MATCH(Supply[[#This Row],[Unit Category]],Profiles[#Headers],0))","v":1458.57}]
[6,"PSH",24,{"$f":"INDEX(NQC[NQC MW],MATCH(1,(NQC[Month]=Supply[[#This Row],[Month]])*(NQC[Unit Category]=Supply[[#This Row],[Unit Category]]),0))*INDEX(Profiles[],MATCH(1,(Profiles[Month]=Supply[[#This Row],[Month]])*(Profiles[Hour Ending]=Supply[[#This Row],[Hour Ending]]),0),MATCH(Supply[[#This Row],[Unit Category]],Profiles[#Headers],0))","v":1458.57}]
[6,"Storage",1,{"$f":"INDEX(NQC[NQC MW],MATCH(1,(NQC[Month]=Supply[[#This Row],[Month]])*(NQC[Unit Category]=Supply[[#This Row],[Unit Category]]),0))*INDEX(Profiles[],MATCH(1,(Profiles[Month]=Supply[[#This Row],[Month]])*(Profiles[Hour Ending]=Supply[[#This Row],[Hour Ending]]),0),MATCH(Supply[[#This Row],[Unit Category]],Profiles[#Headers],0))","v":13832.929999999997}]
[6,"Storage",2,{"$f":"INDEX(NQC[NQC MW],MATCH(1,(NQC[Month]=Supply[[#This Row],[Month]])*(NQC[Unit Category]=Supply[[#This Row],[Unit Category]]),0))*INDEX(Profiles[],MATCH(1,(Profiles[Month]=Supply[[#This Row],[Month]])*(Profiles[Hour Ending]=Supply[[#This Row],[Hour Ending]]),0),MATCH(Supply[[#This Row],[Unit Category]],Profiles[#Headers],0))","v":13832.929999999997}]
[6,"Storage",3,{"$f":"INDEX(NQC[NQC MW],MATCH(1,(NQC[Month]=Supply[[#This Row],[Month]])*(NQC[Unit Category]=Supply[[#This Row],[Unit Category]]),0))*INDEX(Profiles[],MATCH(1,(Profiles[Month]=Supply[[#This Row],[Month]])*(Profiles[Hour Ending]=Supply[[#This Row],[Hour Ending]]),0),MATCH(Supply[[#This Row],[Unit Category]],Profiles[#Headers],0))","v":13832.929999999997}]
[6,"Storage",4,{"$f":"INDEX(NQC[NQC MW],MATCH(1,(NQC[Month]=Supply[[#This Row],[Month]])*(NQC[Unit Category]=Supply[[#This Row],[Unit Category]]),0))*INDEX(Profiles[],MATCH(1,(Profiles[Month]=Supply[[#This Row],[Month]])*(Profiles[Hour Ending]=Supply[[#This Row],[Hour Ending]]),0),MATCH(Supply[[#This Row],[Unit Category]],Profiles[#Headers],0))","v":13832.929999999997}]
[6,"Storage",5,{"$f":"INDEX(NQC[NQC MW],MATCH(1,(NQC[Month]=Supply[[#This Row],[Month]])*(NQC[Unit Category]=Supply[[#This Row],[Unit Category]]),0))*INDEX(Profiles[],MATCH(1,(Profiles[Month]=Supply[[#This Row],[Month]])*(Profiles[Hour Ending]=Supply[[#This Row],[Hour Ending]]),0),MATCH(Supply[[#This Row],[Unit Category]],Profiles[#Headers],0))","v":13832.929999999997}]
[6,"Storage",6,{"$f":"INDEX(NQC[NQC MW],MATCH(1,(NQC[Month]=Supply[[#This Row],[Month]])*(NQC[Unit Category]=Supply[[#This Row],[Unit Category]]),0))*INDEX(Profiles[],MATCH(1,(Profiles[Month]=Supply[[#This Row],[Month]])*(Profiles[Hour Ending]=Supply[[#This Row],[Hour Ending]]),0),MATCH(Supply[[#This Row],[Unit Category]],Profiles[#Headers],0))","v":13832.929999999997}]
[6,"Storage",7,{"$f":"INDEX(NQC[NQC MW],MATCH(1,(NQC[Month]=Supply[[#This Row],[Month]])*(NQC[Unit Category]=Supply[[#This Row],[Unit Category]]),0))*INDEX(Profiles[],MATCH(1,(Profiles[Month]=Supply[[#This Row],[Month]])*(Profiles[Hour Ending]=Supply[[#This Row],[Hour Ending]]),0),MATCH(Supply[[#This Row],[Unit Category]],Profiles[#Headers],0))","v":13832.929999999997}]
[6,"Storage",8,{"$f":"INDEX(NQC[NQC MW],MATCH(1,(NQC[Month]=Supply[[#This Row],[Month]])*(NQC[Unit Category]=Supply[[#This Row],[Unit Category]]),0))*INDEX(Profiles[],MATCH(1,(Profiles[Month]=Supply[[#This Row],[Month]])*(Profiles[Hour Ending]=Supply[[#This Row],[Hour Ending]]),0),MATCH(Supply[[#This Row],[Unit Category]],Profiles[#Headers],0))","v":13832.929999999997}]
[6,"Storage",9,{"$f":"INDEX(NQC[NQC MW],MATCH(1,(NQC[Month]=Supply[[#This Row],[Month]])*(NQC[Unit Category]=Supply[[#This Row],[Unit Category]]),0))*INDEX(Profiles[],MATCH(1,(Profiles[Month]=Supply[[#This Row],[Month]])*(Profiles[Hour Ending]=Supply[[#This Row],[Hour Ending]]),0),MATCH(Supply[[#This Row],[Unit Category]],Profiles[#Headers],0))","v":13832.929999999997}]
[6,"Storage",10,{"$f":"INDEX(NQC[NQC MW],MATCH(1,(NQC[Month]=Supply[[#This Row],[Month]])*(NQC[Unit Category]=Supply[[#This Row],[Unit Category]]),0))*INDEX(Profiles[],MATCH(1,(Profiles[Month]=Supply[[#This Row],[Month]])*(Profiles[Hour Ending]=Supply[[#This Row],[Hour Ending]]),0),MATCH(Supply[[#This Row],[Unit Category]],Profiles[#Headers],0))","v":13832.929999999997}]
[6,"Storage",11,{"$f":"INDEX(NQC[NQC MW],MATCH(1,(NQC[Month]=Supply[[#This Row],[Month]])*(NQC[Unit Category]=Supply[[#This Row],[Unit Category]]),0))*INDEX(Profiles[],MATCH(1,(Profiles[Month]=Supply[[#This Row],[Month]])*(Profiles[Hour Ending]=Supply[[#This Row],[Hour Ending]]),0),MATCH(Supply[[#This Row],[Unit Category]],Profiles[#Headers],0))","v":13832.929999999997}]
[6,"Storage",12,{"$f":"INDEX(NQC[NQC MW],MATCH(1,(NQC[Month]=Supply[[#This Row],[Month]])*(NQC[Unit Category]=Supply[[#This Row],[Unit Category]]),0))*INDEX(Profiles[],MATCH(1,(Profiles[Month]=Supply[[#This Row],[Month]])*(Profiles[Hour Ending]=Supply[[#This Row],[Hour Ending]]),0),MATCH(Supply[[#This Row],[Unit Category]],Profiles[#Headers],0))","v":13832.929999999997}]
[6,"Storage",13,{"$f":"INDEX(NQC[NQC MW],MATCH(1,(NQC[Month]=Supply[[#This Row],[Month]])*(NQC[Unit Category]=Supply[[#This Row],[Unit Category]]),0))*INDEX(Profiles[],MATCH(1,(Profiles[Month]=Supply[[#This Row],[Month]])*(Profiles[Hour Ending]=Supply[[#This Row],[Hour Ending]]),0),MATCH(Supply[[#This Row],[Unit Category]],Profiles[#Headers],0))","v":13832.929999999997}]
[6,"Storage",14,{"$f":"INDEX(NQC[NQC MW],MATCH(1,(NQC[Month]=Supply[[#This Row],[Month]])*(NQC[Unit Category]=Supply[[#This Row],[Unit Category]]),0))*INDEX(Profiles[],MATCH(1,(Profiles[Month]=Supply[[#This Row],[Month]])*(Profiles[Hour Ending]=Supply[[#This Row],[Hour Ending]]),0),MATCH(Supply[[#This Row],[Unit Category]],Profiles[#Headers],0))","v":13832.929999999997}]
[6,"Storage",15,{"$f":"INDEX(NQC[NQC MW],MATCH(1,(NQC[Month]=Supply[[#This Row],[Month]])*(NQC[Unit Category]=Supply[[#This Row],[Unit Category]]),0))*INDEX(Profiles[],MATCH(1,(Profiles[Month]=Supply[[#This Row],[Month]])*(Profiles[Hour Ending]=Supply[[#This Row],[Hour Ending]]),0),MATCH(Supply[[#This Row],[Unit Category]],Profiles[#Headers],0))","v":13832.929999999997}]
[6,"Storage",16,{"$f":"INDEX(NQC[NQC MW],MATCH(1,(NQC[Month]=Supply[[#This Row],[Month]])*(NQC[Unit Category]=Supply[[#This Row],[Unit Category]]),0))*INDEX(Profiles[],MATCH(1,(Profiles[Month]=Supply[[#This Row],[Month]])*(Profiles[Hour Ending]=Supply[[#This Row],[Hour Ending]]),0),MATCH(Supply[[#This Row],[Unit Category]],Profiles[#Headers],0))","v":13832.929999999997}]
[6,"Storage",17,{"$f":"INDEX(NQC[NQC MW],MATCH(1,(NQC[Month]=Supply[[#This Row],[Month]])*(NQC[Unit Category]=Supply[[#This Row],[Unit Category]]),0))*INDEX(Profiles[],MATCH(1,(Profiles[Month]=Supply[[#This Row],[Month]])*(Profiles[Hour Ending]=Supply[[#This Row],[Hour Ending]]),0),MATCH(Supply[[#This Row],[Unit Category]],Profiles[#Headers],0))","v":13832.929999999997}]
[6,"Storage",18,{"$f":"INDEX(NQC[NQC MW],MATCH(1,(NQC[Month]=Supply[[#This Row],[Month]])*(NQC[Unit Category]=Supply[[#This Row],[Unit Category]]),0))*INDEX(Profiles[],MATCH(1,(Profiles[Month]=Supply[[#This Row],[Month]])*(Profiles[Hour Ending]=Supply[[#This Row],[Hour Ending]]),0),MATCH(Supply[[#This Row],[Unit Category]],Profiles[#Headers],0))","v":13832.929999999997}]
[6,"Storage",19,{"$f":"INDEX(NQC[NQC MW],MATCH(1,(NQC[Month]=Supply[[#This Row],[Month]])*(NQC[Unit Category]=Supply[[#This Row],[Unit Category]]),0))*INDEX(Profiles[],MATCH(1,(Profiles[Month]=Supply[[#This Row],[Month]])*(Profiles[Hour Ending]=Supply[[#This Row],[Hour Ending]]),0),MATCH(Supply[[#This Row],[Unit Category]],Profiles[#Headers],0))","v":13832.929999999997}]
[6,"Storage",20,{"$f":"INDEX(NQC[NQC MW],MATCH(1,(NQC[Month]=Supply[[#This Row],[Month]])*(NQC[Unit Category]=Supply[[#This Row],[Unit Category]]),0))*INDEX(Profiles[],MATCH(1,(Profiles[Month]=Supply[[#This Row],[Month]])*(Profiles[Hour Ending]=Supply[[#This Row],[Hour Ending]]),0),MATCH(Supply[[#This Row],[Unit Category]],Profiles[#Headers],0))","v":13832.929999999997}]
[6,"Storage",21,{"$f":"INDEX(NQC[NQC MW],MATCH(1,(NQC[Month]=Supply[[#This Row],[Month]])*(NQC[Unit Category]=Supply[[#This Row],[Unit Category]]),0))*INDEX(Profiles[],MATCH(1,(Profiles[Month]=Supply[[#This Row],[Month]])*(Profiles[Hour Ending]=Supply[[#This Row],[Hour Ending]]),0),MATCH(Supply[[#This Row],[Unit Category]],Profiles[#Headers],0))","v":13832.929999999997}]
[6,"Storage",22,{"$f":"INDEX(NQC[NQC MW],MATCH(1,(NQC[Month]=Supply[[#This Row],[Month]])*(NQC[Unit Category]=Supply[[#This Row],[Unit Category]]),0))*INDEX(Profiles[],MATCH(1,(Profiles[Month]=Supply[[#This Row],[Month]])*(Profiles[Hour Ending]=Supply[[#This Row],[Hour Ending]]),0),MATCH(Supply[[#This Row],[Unit Category]],Profiles[#Headers],0))","v":13832.929999999997}]
[6,"Storage",23,{"$f":"INDEX(NQC[NQC MW],MATCH(1,(NQC[Month]=Supply[[#This Row],[Month]])*(NQC[Unit Category]=Supply[[#This Row],[Unit Category]]),0))*INDEX(Profiles[],MATCH(1,(Profiles[Month]=Supply[[#This Row],[Month]])*(Profiles[Hour Ending]=Supply[[#This Row],[Hour Ending]]),0),MATCH(Supply[[#This Row],[Unit Category]],Profiles[#Headers],0))","v":13832.929999999997}]
[6,"Storage",24,{"$f":"INDEX(NQC[NQC MW],MATCH(1,(NQC[Month]=Supply[[#This Row],[Month]])*(NQC[Unit Category]=Supply[[#This Row],[Unit Category]]),0))*INDEX(Profiles[],MATCH(1,(Profiles[Month]=Supply[[#This Row],[Month]])*(Profiles[Hour Ending]=Supply[[#This Row],[Hour Ending]]),0),MATCH(Supply[[#This Row],[Unit Category]],Profiles[#Headers],0))","v":13832.929999999997}]
[6,"Solar Fixed_Norcal",1,{"$f":"INDEX(NQC[NQC MW],MATCH(1,(NQC[Month]=Supply[[#This Row],[Month]])*(NQC[Unit Category]=Supply[[#This Row],[Unit Category]]),0))*INDEX(Profiles[],MATCH(1,(Profiles[Month]=Supply[[#This Row],[Month]])*(Profiles[Hour Ending]=Supply[[#This Row],[Hour Ending]]),0),MATCH(Supply[[#This Row],[Unit Category]],Profiles[#Headers],0))","v":0}]
[6,"Solar Fixed_Norcal",2,{"$f":"INDEX(NQC[NQC MW],MATCH(1,(NQC[Month]=Supply[[#This Row],[Month]])*(NQC[Unit Category]=Supply[[#This Row],[Unit Category]]),0))*INDEX(Profiles[],MATCH(1,(Profiles[Month]=Supply[[#This Row],[Month]])*(Profiles[Hour Ending]=Supply[[#This Row],[Hour Ending]]),0),MATCH(Supply[[#This Row],[Unit Category]],Profiles[#Headers],0))","v":0}]
[6,"Solar Fixed_Norcal",3,{"$f":"INDEX(NQC[NQC MW],MATCH(1,(NQC[Month]=Supply[[#This Row],[Month]])*(NQC[Unit Category]=Supply[[#This Row],[Unit Category]]),0))*INDEX(Profiles[],MATCH(1,(Profiles[Month]=Supply[[#This Row],[Month]])*(Profiles[Hour Ending]=Supply[[#This Row],[Hour Ending]]),0),MATCH(Supply[[#This Row],[Unit Category]],Profiles[#Headers],0))","v":0}]
[6,"Solar Fixed_Norcal",4,{"$f":"INDEX(NQC[NQC MW],MATCH(1,(NQC[Month]=Supply[[#This Row],[Month]])*(NQC[Unit Category]=Supply[[#This Row],[Unit Category]]),0))*INDEX(Profiles[],MATCH(1,(Profiles[Month]=Supply[[#This Row],[Month]])*(Profiles[Hour Ending]=Supply[[#This Row],[Hour Ending]]),0),MATCH(Supply[[#This Row],[Unit Category]],Profiles[#Headers],0))","v":0}]
[6,"Solar Fixed_Norcal",5,{"$f":"INDEX(NQC[NQC MW],MATCH(1,(NQC[Month]=Supply[[#This Row],[Month]])*(NQC[Unit Category]=Supply[[#This Row],[Unit Category]]),0))*INDEX(Profiles[],MATCH(1,(Profiles[Month]=Supply[[#This Row],[Month]])*(Profiles[Hour Ending]=Supply[[#This Row],[Hour Ending]]),0),MATCH(Supply[[#This Row],[Unit Category]],Profiles[#Headers],0))","v":0.67950680362842308}]
[6,"Solar Fixed_Norcal",6,{"$f":"INDEX(NQC[NQC MW],MATCH(1,(NQC[Month]=Supply[[#This Row],[Month]])*(NQC[Unit Category]=Supply[[#This Row],[Unit Category]]),0))*INDEX(Profiles[],MATCH(1,(Profiles[Month]=Supply[[#This Row],[Month]])*(Profiles[Hour Ending]=Supply[[#This Row],[Hour Ending]]),0),MATCH(Supply[[#This Row],[Unit Category]],Profiles[#Headers],0))","v":181.49865343936023}]
[6,"Solar Fixed_Norcal",7,{"$f":"INDEX(NQC[NQC MW],MATCH(1,(NQC[Month]=Supply[[#This Row],[Month]])*(NQC[Unit Category]=Supply[[#This Row],[Unit Category]]),0))*INDEX(Profiles[],MATCH(1,(Profiles[Month]=Supply[[#This Row],[Month]])*(Profiles[Hour Ending]=Supply[[#This Row],[Hour Ending]]),0),MATCH(Supply[[#This Row],[Unit Category]],Profiles[#Headers],0))","v":751.75821452285697}]
[6,"Solar Fixed_Norcal",8,{"$f":"INDEX(NQC[NQC MW],MATCH(1,(NQC[Month]=Supply[[#This Row],[Month]])*(NQC[Unit Category]=Supply[[#This Row],[Unit Category]]),0))*INDEX(Profiles[],MATCH(1,(Profiles[Month]=Supply[[#This Row],[Month]])*(Profiles[Hour Ending]=Supply[[#This Row],[Hour Ending]]),0),MATCH(Supply[[#This Row],[Unit Category]],Profiles[#Headers],0))","v":1229.8622378815371}]
[6,"Solar Fixed_Norcal",9,{"$f":"INDEX(NQC[NQC MW],MATCH(1,(NQC[Month]=Supply[[#This Row],[Month]])*(NQC[Unit Category]=Supply[[#This Row],[Unit Category]]),0))*INDEX(Profiles[],MATCH(1,(Profiles[Month]=Supply[[#This Row],[Month]])*(Profiles[Hour Ending]=Supply[[#This Row],[Hour Ending]]),0),MATCH(Supply[[#This Row],[Unit Category]],Profiles[#Headers],0))","v":1486.1370678013282}]
[6,"Solar Fixed_Norcal",10,{"$f":"INDEX(NQC[NQC MW],MATCH(1,(NQC[Month]=Supply[[#This Row],[Month]])*(NQC[Unit Category]=Supply[[#This Row],[Unit Category]]),0))*INDEX(Profiles[],MATCH(1,(Profiles[Month]=Supply[[#This Row],[Month]])*(Profiles[Hour Ending]=Supply[[#This Row],[Hour Ending]]),0),MATCH(Supply[[#This Row],[Unit Category]],Profiles[#Headers],0))","v":1610.024148428239}]
[6,"Solar Fixed_Norcal",11,{"$f":"INDEX(NQC[NQC MW],MATCH(1,(NQC[Month]=Supply[[#This Row],[Month]])*(NQC[Unit Category]=Supply[[#This Row],[Unit Category]]),0))*INDEX(Profiles[],MATCH(1,(Profiles[Month]=Supply[[#This Row],[Month]])*(Profiles[Hour Ending]=Supply[[#This Row],[Hour Ending]]),0),MATCH(Supply[[#This Row],[Unit Category]],Profiles[#Headers],0))","v":1691.8308282099269}]
[6,"Solar Fixed_Norcal",12,{"$f":"INDEX(NQC[NQC MW],MATCH(1,(NQC[Month]=Supply[[#This Row],[Month]])*(NQC[Unit Category]=Supply[[#This Row],[Unit Category]]),0))*INDEX(Profiles[],MATCH(1,(Profiles[Month]=Supply[[#This Row],[Month]])*(Profiles[Hour Ending]=Supply[[#This Row],[Hour Ending]]),0),MATCH(Supply[[#This Row],[Unit Category]],Profiles[#Headers],0))","v":1715.2494347621841}]
[6,"Solar Fixed_Norcal",13,{"$f":"INDEX(NQC[NQC MW],MATCH(1,(NQC[Month]=Supply[[#This Row],[Month]])*(NQC[Unit Category]=Supply[[#This Row],[Unit Category]]),0))*INDEX(Profiles[],MATCH(1,(Profiles[Month]=Supply[[#This Row],[Month]])*(Profiles[Hour Ending]=Supply[[#This Row],[Hour Ending]]),0),MATCH(Supply[[#This Row],[Unit Category]],Profiles[#Headers],0))","v":1743.0782587188037}]
[6,"Solar Fixed_Norcal",14,{"$f":"INDEX(NQC[NQC MW],MATCH(1,(NQC[Month]=Supply[[#This Row],[Month]])*(NQC[Unit Category]=Supply[[#This Row],[Unit Category]]),0))*INDEX(Profiles[],MATCH(1,(Profiles[Month]=Supply[[#This Row],[Month]])*(Profiles[Hour Ending]=Supply[[#This Row],[Hour Ending]]),0),MATCH(Supply[[#This Row],[Unit Category]],Profiles[#Headers],0))","v":1715.1476345339054}]
[6,"Solar Fixed_Norcal",15,{"$f":"INDEX(NQC[NQC MW],MATCH(1,(NQC[Month]=Supply[[#This Row],[Month]])*(NQC[Unit Category]=Supply[[#This Row],[Unit Category]]),0))*INDEX(Profiles[],MATCH(1,(Profiles[Month]=Supply[[#This Row],[Month]])*(Profiles[Hour Ending]=Supply[[#This Row],[Hour Ending]]),0),MATCH(Supply[[#This Row],[Unit Category]],Profiles[#Headers],0))","v":1637.7044391375405}]
[6,"Solar Fixed_Norcal",16,{"$f":"INDEX(NQC[NQC MW],MATCH(1,(NQC[Month]=Supply[[#This Row],[Month]])*(NQC[Unit Category]=Supply[[#This Row],[Unit Category]]),0))*INDEX(Profiles[],MATCH(1,(Profiles[Month]=Supply[[#This Row],[Month]])*(Profiles[Hour Ending]=Supply[[#This Row],[Hour Ending]]),0),MATCH(Supply[[#This Row],[Unit Category]],Profiles[#Headers],0))","v":1494.8664421109863}]
[6,"Solar Fixed_Norcal",17,{"$f":"INDEX(NQC[NQC MW],MATCH(1,(NQC[Month]=Supply[[#This Row],[Month]])*(NQC[Unit Category]=Supply[[#This Row],[Unit Category]]),0))*INDEX(Profiles[],MATCH(1,(Profiles[Month]=Supply[[#This Row],[Month]])*(Profiles[Hour Ending]=Supply[[#This Row],[Hour Ending]]),0),MATCH(Supply[[#This Row],[Unit Category]],Profiles[#Headers],0))","v":1239.0511842503629}]
[6,"Solar Fixed_Norcal",18,{"$f":"INDEX(NQC[NQC MW],MATCH(1,(NQC[Month]=Supply[[#This Row],[Month]])*(NQC[Unit Category]=Supply[[#This Row],[Unit Category]]),0))*INDEX(Profiles[],MATCH(1,(Profiles[Month]=Supply[[#This Row],[Month]])*(Profiles[Hour Ending]=Supply[[#This Row],[Hour Ending]]),0),MATCH(Supply[[#This Row],[Unit Category]],Profiles[#Headers],0))","v":779.71099411552075}]
[6,"Solar Fixed_Norcal",19,{"$f":"INDEX(NQC[NQC MW],MATCH(1,(NQC[Month]=Supply[[#This Row],[Month]])*(NQC[Unit Category]=Supply[[#This Row],[Unit Category]]),0))*INDEX(Profiles[],MATCH(1,(Profiles[Month]=Supply[[#This Row],[Month]])*(Profiles[Hour Ending]=Supply[[#This Row],[Hour Ending]]),0),MATCH(Supply[[#This Row],[Unit Category]],Profiles[#Headers],0))","v":211.20817504982077}]
[6,"Solar Fixed_Norcal",20,{"$f":"INDEX(NQC[NQC MW],MATCH(1,(NQC[Month]=Supply[[#This Row],[Month]])*(NQC[Unit Category]=Supply[[#This Row],[Unit Category]]),0))*INDEX(Profiles[],MATCH(1,(Profiles[Month]=Supply[[#This Row],[Month]])*(Profiles[Hour Ending]=Supply[[#This Row],[Hour Ending]]),0),MATCH(Supply[[#This Row],[Unit Category]],Profiles[#Headers],0))","v":2.6687341739635015}]
[6,"Solar Fixed_Norcal",21,{"$f":"INDEX(NQC[NQC MW],MATCH(1,(NQC[Month]=Supply[[#This Row],[Month]])*(NQC[Unit Category]=Supply[[#This Row],[Unit Category]]),0))*INDEX(Profiles[],MATCH(1,(Profiles[Month]=Supply[[#This Row],[Month]])*(Profiles[Hour Ending]=Supply[[#This Row],[Hour Ending]]),0),MATCH(Supply[[#This Row],[Unit Category]],Profiles[#Headers],0))","v":0}]
[6,"Solar Fixed_Norcal",22,{"$f":"INDEX(NQC[NQC MW],MATCH(1,(NQC[Month]=Supply[[#This Row],[Month]])*(NQC[Unit Category]=Supply[[#This Row],[Unit Category]]),0))*INDEX(Profiles[],MATCH(1,(Profiles[Month]=Supply[[#This Row],[Month]])*(Profiles[Hour Ending]=Supply[[#This Row],[Hour Ending]]),0),MATCH(Supply[[#This Row],[Unit Category]],Profiles[#Headers],0))","v":0}]
[6,"Solar Fixed_Norcal",23,{"$f":"INDEX(NQC[NQC MW],MATCH(1,(NQC[Month]=Supply[[#This Row],[Month]])*(NQC[Unit Category]=Supply[[#This Row],[Unit Category]]),0))*INDEX(Profiles[],MATCH(1,(Profiles[Month]=Supply[[#This Row],[Month]])*(Profiles[Hour Ending]=Supply[[#This Row],[Hour Ending]]),0),MATCH(Supply[[#This Row],[Unit Category]],Profiles[#Headers],0))","v":0}]
[6,"Solar Fixed_Norcal",24,{"$f":"INDEX(NQC[NQC MW],MATCH(1,(NQC[Month]=Supply[[#This Row],[Month]])*(NQC[Unit Category]=Supply[[#This Row],[Unit Category]]),0))*INDEX(Profiles[],MATCH(1,(Profiles[Month]=Supply[[#This Row],[Month]])*(Profiles[Hour Ending]=Supply[[#This Row],[Hour Ending]]),0),MATCH(Supply[[#This Row],[Unit Category]],Profiles[#Headers],0))","v":0}]
[6,"Solar Fixed_Socal",1,{"$f":"INDEX(NQC[NQC MW],MATCH(1,(NQC[Month]=Supply[[#This Row],[Month]])*(NQC[Unit Category]=Supply[[#This Row],[Unit Category]]),0))*INDEX(Profiles[],MATCH(1,(Profiles[Month]=Supply[[#This Row],[Month]])*(Profiles[Hour Ending]=Supply[[#This Row],[Hour Ending]]),0),MATCH(Supply[[#This Row],[Unit Category]],Profiles[#Headers],0))","v":1.7383171374742595E-3}]
[6,"Solar Fixed_Socal",2,{"$f":"INDEX(NQC[NQC MW],MATCH(1,(NQC[Month]=Supply[[#This Row],[Month]])*(NQC[Unit Category]=Supply[[#This Row],[Unit Category]]),0))*INDEX(Profiles[],MATCH(1,(Profiles[Month]=Supply[[#This Row],[Month]])*(Profiles[Hour Ending]=Supply[[#This Row],[Hour Ending]]),0),MATCH(Supply[[#This Row],[Unit Category]],Profiles[#Headers],0))","v":-1.5508300020757951E-3}]
[6,"Solar Fixed_Socal",3,{"$f":"INDEX(NQC[NQC MW],MATCH(1,(NQC[Month]=Supply[[#This Row],[Month]])*(NQC[Unit Category]=Supply[[#This Row],[Unit Category]]),0))*INDEX(Profiles[],MATCH(1,(Profiles[Month]=Supply[[#This Row],[Month]])*(Profiles[Hour Ending]=Supply[[#This Row],[Hour Ending]]),0),MATCH(Supply[[#This Row],[Unit Category]],Profiles[#Headers],0))","v":-3.3074001415427223E-3}]
[6,"Solar Fixed_Socal",4,{"$f":"INDEX(NQC[NQC MW],MATCH(1,(NQC[Month]=Supply[[#This Row],[Month]])*(NQC[Unit Category]=Supply[[#This Row],[Unit Category]]),0))*INDEX(Profiles[],MATCH(1,(Profiles[Month]=Supply[[#This Row],[Month]])*(Profiles[Hour Ending]=Supply[[#This Row],[Hour Ending]]),0),MATCH(Supply[[#This Row],[Unit Category]],Profiles[#Headers],0))","v":-5.3422072824214567E-3}]
[6,"Solar Fixed_Socal",5,{"$f":"INDEX(NQC[NQC MW],MATCH(1,(NQC[Month]=Supply[[#This Row],[Month]])*(NQC[Unit Category]=Supply[[#This Row],[Unit Category]]),0))*INDEX(Profiles[],MATCH(1,(Profiles[Month]=Supply[[#This Row],[Month]])*(Profiles[Hour Ending]=Supply[[#This Row],[Hour Ending]]),0),MATCH(Supply[[#This Row],[Unit Category]],Profiles[#Headers],0))","v":16.832194991768578}]
[6,"Solar Fixed_Socal",6,{"$f":"INDEX(NQC[NQC MW],MATCH(1,(NQC[Month]=Supply[[#This Row],[Month]])*(NQC[Unit Category]=Supply[[#This Row],[Unit Category]]),0))*INDEX(Profiles[],MATCH(1,(Profiles[Month]=Supply[[#This Row],[Month]])*(Profiles[Hour Ending]=Supply[[#This Row],[Hour Ending]]),0),MATCH(Supply[[#This Row],[Unit Category]],Profiles[#Headers],0))","v":564.55926231300612}]
[6,"Solar Fixed_Socal",7,{"$f":"INDEX(NQC[NQC MW],MATCH(1,(NQC[Month]=Supply[[#This Row],[Month]])*(NQC[Unit Category]=Supply[[#This Row],[Unit Category]]),0))*INDEX(Profiles[],MATCH(1,(Profiles[Month]=Supply[[#This Row],[Month]])*(Profiles[Hour Ending]=Supply[[#This Row],[Hour Ending]]),0),MATCH(Supply[[#This Row],[Unit Category]],Profiles[#Headers],0))","v":1736.7731993848618}]
[6,"Solar Fixed_Socal",8,{"$f":"INDEX(NQC[NQC MW],MATCH(1,(NQC[Month]=Supply[[#This Row],[Month]])*(NQC[Unit Category]=Supply[[#This Row],[Unit Category]]),0))*INDEX(Profiles[],MATCH(1,(Profiles[Month]=Supply[[#This Row],[Month]])*(Profiles[Hour Ending]=Supply[[#This Row],[Hour Ending]]),0),MATCH(Supply[[#This Row],[Unit Category]],Profiles[#Headers],0))","v":2599.700372728717}]
[6,"Solar Fixed_Socal",9,{"$f":"INDEX(NQC[NQC MW],MATCH(1,(NQC[Month]=Supply[[#This Row],[Month]])*(NQC[Unit Category]=Supply[[#This Row],[Unit Category]]),0))*INDEX(Profiles[],MATCH(1,(Profiles[Month]=Supply[[#This Row],[Month]])*(Profiles[Hour Ending]=Supply[[#This Row],[Hour Ending]]),0),MATCH(Supply[[#This Row],[Unit Category]],Profiles[#Headers],0))","v":3236.8386428476151}]
[6,"Solar Fixed_Socal",10,{"$f":"INDEX(NQC[NQC MW],MATCH(1,(NQC[Month]=Supply[[#This Row],[Month]])*(NQC[Unit Category]=Supply[[#This Row],[Unit Category]]),0))*INDEX(Profiles[],MATCH(1,(Profiles[Month]=Supply[[#This Row],[Month]])*(Profiles[Hour Ending]=Supply[[#This Row],[Hour Ending]]),0),MATCH(Supply[[#This Row],[Unit Category]],Profiles[#Headers],0))","v":3544.9215501532581}]
[6,"Solar Fixed_Socal",11,{"$f":"INDEX(NQC[NQC MW],MATCH(1,(NQC[Month]=Supply[[#This Row],[Month]])*(NQC[Unit Category]=Supply[[#This Row],[Unit Category]]),0))*INDEX(Profiles[],MATCH(1,(Profiles[Month]=Supply[[#This Row],[Month]])*(Profiles[Hour Ending]=Supply[[#This Row],[Hour Ending]]),0),MATCH(Supply[[#This Row],[Unit Category]],Profiles[#Headers],0))","v":3726.3621339431093}]
[6,"Solar Fixed_Socal",12,{"$f":"INDEX(NQC[NQC MW],MATCH(1,(NQC[Month]=Supply[[#This Row],[Month]])*(NQC[Unit Category]=Supply[[#This Row],[Unit Category]]),0))*INDEX(Profiles[],MATCH(1,(Profiles[Month]=Supply[[#This Row],[Month]])*(Profiles[Hour Ending]=Supply[[#This Row],[Hour Ending]]),0),MATCH(Supply[[#This Row],[Unit Category]],Profiles[#Headers],0))","v":3730.7391150223302}]
[6,"Solar Fixed_Socal",13,{"$f":"INDEX(NQC[NQC MW],MATCH(1,(NQC[Month]=Supply[[#This Row],[Month]])*(NQC[Unit Category]=Supply[[#This Row],[Unit Category]]),0))*INDEX(Profiles[],MATCH(1,(Profiles[Month]=Supply[[#This Row],[Month]])*(Profiles[Hour Ending]=Supply[[#This Row],[Hour Ending]]),0),MATCH(Supply[[#This Row],[Unit Category]],Profiles[#Headers],0))","v":3703.8529766019533}]
[6,"Solar Fixed_Socal",14,{"$f":"INDEX(NQC[NQC MW],MATCH(1,(NQC[Month]=Supply[[#This Row],[Month]])*(NQC[Unit Category]=Supply[[#This Row],[Unit Category]]),0))*INDEX(Profiles[],MATCH(1,(Profiles[Month]=Supply[[#This Row],[Month]])*(Profiles[Hour Ending]=Supply[[#This Row],[Hour Ending]]),0),MATCH(Supply[[#This Row],[Unit Category]],Profiles[#Headers],0))","v":3596.1359783832377}]
[6,"Solar Fixed_Socal",15,{"$f":"INDEX(NQC[NQC MW],MATCH(1,(NQC[Month]=Supply[[#This Row],[Month]])*(NQC[Unit Category]=Supply[[#This Row],[Unit Category]]),0))*INDEX(Profiles[],MATCH(1,(Profiles[Month]=Supply[[#This Row],[Month]])*(Profiles[Hour Ending]=Supply[[#This Row],[Hour Ending]]),0),MATCH(Supply[[#This Row],[Unit Category]],Profiles[#Headers],0))","v":3314.1395785282821}]
[6,"Solar Fixed_Socal",16,{"$f":"INDEX(NQC[NQC MW],MATCH(1,(NQC[Month]=Supply[[#This Row],[Month]])*(NQC[Unit Category]=Supply[[#This Row],[Unit Category]]),0))*INDEX(Profiles[],MATCH(1,(Profiles[Month]=Supply[[#This Row],[Month]])*(Profiles[Hour Ending]=Supply[[#This Row],[Hour Ending]]),0),MATCH(Supply[[#This Row],[Unit Category]],Profiles[#Headers],0))","v":2900.7600261820635}]
[6,"Solar Fixed_Socal",17,{"$f":"INDEX(NQC[NQC MW],MATCH(1,(NQC[Month]=Supply[[#This Row],[Month]])*(NQC[Unit Category]=Supply[[#This Row],[Unit Category]]),0))*INDEX(Profiles[],MATCH(1,(Profiles[Month]=Supply[[#This Row],[Month]])*(Profiles[Hour Ending]=Supply[[#This Row],[Hour Ending]]),0),MATCH(Supply[[#This Row],[Unit Category]],Profiles[#Headers],0))","v":2256.6519974006715}]
[6,"Solar Fixed_Socal",18,{"$f":"INDEX(NQC[NQC MW],MATCH(1,(NQC[Month]=Supply[[#This Row],[Month]])*(NQC[Unit Category]=Supply[[#This Row],[Unit Category]]),0))*INDEX(Profiles[],MATCH(1,(Profiles[Month]=Supply[[#This Row],[Month]])*(Profiles[Hour Ending]=Supply[[#This Row],[Hour Ending]]),0),MATCH(Supply[[#This Row],[Unit Category]],Profiles[#Headers],0))","v":1073.6654529965356}]
[6,"Solar Fixed_Socal",19,{"$f":"INDEX(NQC[NQC MW],MATCH(1,(NQC[Month]=Supply[[#This Row],[Month]])*(NQC[Unit Category]=Supply[[#This Row],[Unit Category]]),0))*INDEX(Profiles[],MATCH(1,(Profiles[Month]=Supply[[#This Row],[Month]])*(Profiles[Hour Ending]=Supply[[#This Row],[Hour Ending]]),0),MATCH(Supply[[#This Row],[Unit Category]],Profiles[#Headers],0))","v":145.84819317629243}]
[6,"Solar Fixed_Socal",20,{"$f":"INDEX(NQC[NQC MW],MATCH(1,(NQC[Month]=Supply[[#This Row],[Month]])*(NQC[Unit Category]=Supply[[#This Row],[Unit Category]]),0))*INDEX(Profiles[],MATCH(1,(Profiles[Month]=Supply[[#This Row],[Month]])*(Profiles[Hour Ending]=Supply[[#This Row],[Hour Ending]]),0),MATCH(Supply[[#This Row],[Unit Category]],Profiles[#Headers],0))","v":0.26964288119798274}]
[6,"Solar Fixed_Socal",21,{"$f":"INDEX(NQC[NQC MW],MATCH(1,(NQC[Month]=Supply[[#This Row],[Month]])*(NQC[Unit Category]=Supply[[#This Row],[Unit Category]]),0))*INDEX(Profiles[],MATCH(1,(Profiles[Month]=Supply[[#This Row],[Month]])*(Profiles[Hour Ending]=Supply[[#This Row],[Hour Ending]]),0),MATCH(Supply[[#This Row],[Unit Category]],Profiles[#Headers],0))","v":4.1142031468891435E-2}]
[6,"Solar Fixed_Socal",22,{"$f":"INDEX(NQC[NQC MW],MATCH(1,(NQC[Month]=Supply[[#This Row],[Month]])*(NQC[Unit Category]=Supply[[#This Row],[Unit Category]]),0))*INDEX(Profiles[],MATCH(1,(Profiles[Month]=Supply[[#This Row],[Month]])*(Profiles[Hour Ending]=Supply[[#This Row],[Hour Ending]]),0),MATCH(Supply[[#This Row],[Unit Category]],Profiles[#Headers],0))","v":3.0145496645482672E-2}]
[6,"Solar Fixed_Socal",23,{"$f":"INDEX(NQC[NQC MW],MATCH(1,(NQC[Month]=Supply[[#This Row],[Month]])*(NQC[Unit Category]=Supply[[#This Row],[Unit Category]]),0))*INDEX(Profiles[],MATCH(1,(Profiles[Month]=Supply[[#This Row],[Month]])*(Profiles[Hour Ending]=Supply[[#This Row],[Hour Ending]]),0),MATCH(Supply[[#This Row],[Unit Category]],Profiles[#Headers],0))","v":1.8349492071919434E-2}]
[6,"Solar Fixed_Socal",24,{"$f":"INDEX(NQC[NQC MW],MATCH(1,(NQC[Month]=Supply[[#This Row],[Month]])*(NQC[Unit Category]=Supply[[#This Row],[Unit Category]]),0))*INDEX(Profiles[],MATCH(1,(Profiles[Month]=Supply[[#This Row],[Month]])*(Profiles[Hour Ending]=Supply[[#This Row],[Hour Ending]]),0),MATCH(Supply[[#This Row],[Unit Category]],Profiles[#Headers],0))","v":8.0478431814994793E-3}]
[6,"Solar Thermal_Norcal",1,{"$f":"INDEX(NQC[NQC MW],MATCH(1,(NQC[Month]=Supply[[#This Row],[Month]])*(NQC[Unit Category]=Supply[[#This Row],[Unit Category]]),0))*INDEX(Profiles[],MATCH(1,(Profiles[Month]=Supply[[#This Row],[Month]])*(Profiles[Hour Ending]=Supply[[#This Row],[Hour Ending]]),0),MATCH(Supply[[#This Row],[Unit Category]],Profiles[#Headers],0))","v":0}]
[6,"Solar Thermal_Norcal",2,{"$f":"INDEX(NQC[NQC MW],MATCH(1,(NQC[Month]=Supply[[#This Row],[Month]])*(NQC[Unit Category]=Supply[[#This Row],[Unit Category]]),0))*INDEX(Profiles[],MATCH(1,(Profiles[Month]=Supply[[#This Row],[Month]])*(Profiles[Hour Ending]=Supply[[#This Row],[Hour Ending]]),0),MATCH(Supply[[#This Row],[Unit Category]],Profiles[#Headers],0))","v":0}]
[6,"Solar Thermal_Norcal",3,{"$f":"INDEX(NQC[NQC MW],MATCH(1,(NQC[Month]=Supply[[#This Row],[Month]])*(NQC[Unit Category]=Supply[[#This Row],[Unit Category]]),0))*INDEX(Profiles[],MATCH(1,(Profiles[Month]=Supply[[#This Row],[Month]])*(Profiles[Hour Ending]=Supply[[#This Row],[Hour Ending]]),0),MATCH(Supply[[#This Row],[Unit Category]],Profiles[#Headers],0))","v":0}]
[6,"Solar Thermal_Norcal",4,{"$f":"INDEX(NQC[NQC MW],MATCH(1,(NQC[Month]=Supply[[#This Row],[Month]])*(NQC[Unit Category]=Supply[[#This Row],[Unit Category]]),0))*INDEX(Profiles[],MATCH(1,(Profiles[Month]=Supply[[#This Row],[Month]])*(Profiles[Hour Ending]=Supply[[#This Row],[Hour Ending]]),0),MATCH(Supply[[#This Row],[Unit Category]],Profiles[#Headers],0))","v":0}]
[6,"Solar Thermal_Norcal",5,{"$f":"INDEX(NQC[NQC MW],MATCH(1,(NQC[Month]=Supply[[#This Row],[Month]])*(NQC[Unit Category]=Supply[[#This Row],[Unit Category]]),0))*INDEX(Profiles[],MATCH(1,(Profiles[Month]=Supply[[#This Row],[Month]])*(Profiles[Hour Ending]=Supply[[#This Row],[Hour Ending]]),0),MATCH(Supply[[#This Row],[Unit Category]],Profiles[#Headers],0))","v":0}]
[6,"Solar Thermal_Norcal",6,{"$f":"INDEX(NQC[NQC MW],MATCH(1,(NQC[Month]=Supply[[#This Row],[Month]])*(NQC[Unit Category]=Supply[[#This Row],[Unit Category]]),0))*INDEX(Profiles[],MATCH(1,(Profiles[Month]=Supply[[#This Row],[Month]])*(Profiles[Hour Ending]=Supply[[#This Row],[Hour Ending]]),0),MATCH(Supply[[#This Row],[Unit Category]],Profiles[#Headers],0))","v":0}]
[6,"Solar Thermal_Norcal",7,{"$f":"INDEX(NQC[NQC MW],MATCH(1,(NQC[Month]=Supply[[#This Row],[Month]])*(NQC[Unit Category]=Supply[[#This Row],[Unit Category]]),0))*INDEX(Profiles[],MATCH(1,(Profiles[Month]=Supply[[#This Row],[Month]])*(Profiles[Hour Ending]=Supply[[#This Row],[Hour Ending]]),0),MATCH(Supply[[#This Row],[Unit Category]],Profiles[#Headers],0))","v":0}]
[6,"Solar Thermal_Norcal",8,{"$f":"INDEX(NQC[NQC MW],MATCH(1,(NQC[Month]=Supply[[#This Row],[Month]])*(NQC[Unit Category]=Supply[[#This Row],[Unit Category]]),0))*INDEX(Profiles[],MATCH(1,(Profiles[Month]=Supply[[#This Row],[Month]])*(Profiles[Hour Ending]=Supply[[#This Row],[Hour Ending]]),0),MATCH(Supply[[#This Row],[Unit Category]],Profiles[#Headers],0))","v":0}]
[6,"Solar Thermal_Norcal",9,{"$f":"INDEX(NQC[NQC MW],MATCH(1,(NQC[Month]=Supply[[#This Row],[Month]])*(NQC[Unit Category]=Supply[[#This Row],[Unit Category]]),0))*INDEX(Profiles[],MATCH(1,(Profiles[Month]=Supply[[#This Row],[Month]])*(Profiles[Hour Ending]=Supply[[#This Row],[Hour Ending]]),0),MATCH(Supply[[#This Row],[Unit Category]],Profiles[#Headers],0))","v":0}]
[6,"Solar Thermal_Norcal",10,{"$f":"INDEX(NQC[NQC MW],MATCH(1,(NQC[Month]=Supply[[#This Row],[Month]])*(NQC[Unit Category]=Supply[[#This Row],[Unit Category]]),0))*INDEX(Profiles[],MATCH(1,(Profiles[Month]=Supply[[#This Row],[Month]])*(Profiles[Hour Ending]=Supply[[#This Row],[Hour Ending]]),0),MATCH(Supply[[#This Row],[Unit Category]],Profiles[#Headers],0))","v":0}]
[6,"Solar Thermal_Norcal",11,{"$f":"INDEX(NQC[NQC MW],MATCH(1,(NQC[Month]=Supply[[#This Row],[Month]])*(NQC[Unit Category]=Supply[[#This Row],[Unit Category]]),0))*INDEX(Profiles[],MATCH(1,(Profiles[Month]=Supply[[#This Row],[Month]])*(Profiles[Hour Ending]=Supply[[#This Row],[Hour Ending]]),0),MATCH(Supply[[#This Row],[Unit Category]],Profiles[#Headers],0))","v":0}]
[6,"Solar Thermal_Norcal",12,{"$f":"INDEX(NQC[NQC MW],MATCH(1,(NQC[Month]=Supply[[#This Row],[Month]])*(NQC[Unit Category]=Supply[[#This Row],[Unit Category]]),0))*INDEX(Profiles[],MATCH(1,(Profiles[Month]=Supply[[#This Row],[Month]])*(Profiles[Hour Ending]=Supply[[#This Row],[Hour Ending]]),0),MATCH(Supply[[#This Row],[Unit Category]],Profiles[#Headers],0))","v":0}]
[6,"Solar Thermal_Norcal",13,{"$f":"INDEX(NQC[NQC MW],MATCH(1,(NQC[Month]=Supply[[#This Row],[Month]])*(NQC[Unit Category]=Supply[[#This Row],[Unit Category]]),0))*INDEX(Profiles[],MATCH(1,(Profiles[Month]=Supply[[#This Row],[Month]])*(Profiles[Hour Ending]=Supply[[#This Row],[Hour Ending]]),0),MATCH(Supply[[#This Row],[Unit Category]],Profiles[#Headers],0))","v":0}]
[6,"Solar Thermal_Norcal",14,{"$f":"INDEX(NQC[NQC MW],MATCH(1,(NQC[Month]=Supply[[#This Row],[Month]])*(NQC[Unit Category]=Supply[[#This Row],[Unit Category]]),0))*INDEX(Profiles[],MATCH(1,(Profiles[Month]=Supply[[#This Row],[Month]])*(Profiles[Hour Ending]=Supply[[#This Row],[Hour Ending]]),0),MATCH(Supply[[#This Row],[Unit Category]],Profiles[#Headers],0))","v":0}]
[6,"Solar Thermal_Norcal",15,{"$f":"INDEX(NQC[NQC MW],MATCH(1,(NQC[Month]=Supply[[#This Row],[Month]])*(NQC[Unit Category]=Supply[[#This Row],[Unit Category]]),0))*INDEX(Profiles[],MATCH(1,(Profiles[Month]=Supply[[#This Row],[Month]])*(Profiles[Hour Ending]=Supply[[#This Row],[Hour Ending]]),0),MATCH(Supply[[#This Row],[Unit Category]],Profiles[#Headers],0))","v":0}]
[6,"Solar Thermal_Norcal",16,{"$f":"INDEX(NQC[NQC MW],MATCH(1,(NQC[Month]=Supply[[#This Row],[Month]])*(NQC[Unit Category]=Supply[[#This Row],[Unit Category]]),0))*INDEX(Profiles[],MATCH(1,(Profiles[Month]=Supply[[#This Row],[Month]])*(Profiles[Hour Ending]=Supply[[#This Row],[Hour Ending]]),0),MATCH(Supply[[#This Row],[Unit Category]],Profiles[#Headers],0))","v":0}]
[6,"Solar Thermal_Norcal",17,{"$f":"INDEX(NQC[NQC MW],MATCH(1,(NQC[Month]=Supply[[#This Row],[Month]])*(NQC[Unit Category]=Supply[[#This Row],[Unit Category]]),0))*INDEX(Profiles[],MATCH(1,(Profiles[Month]=Supply[[#This Row],[Month]])*(Profiles[Hour Ending]=Supply[[#This Row],[Hour Ending]]),0),MATCH(Supply[[#This Row],[Unit Category]],Profiles[#Headers],0))","v":0}]
[6,"Solar Thermal_Norcal",18,{"$f":"INDEX(NQC[NQC MW],MATCH(1,(NQC[Month]=Supply[[#This Row],[Month]])*(NQC[Unit Category]=Supply[[#This Row],[Unit Category]]),0))*INDEX(Profiles[],MATCH(1,(Profiles[Month]=Supply[[#This Row],[Month]])*(Profiles[Hour Ending]=Supply[[#This Row],[Hour Ending]]),0),MATCH(Supply[[#This Row],[Unit Category]],Profiles[#Headers],0))","v":0}]
[6,"Solar Thermal_Norcal",19,{"$f":"INDEX(NQC[NQC MW],MATCH(1,(NQC[Month]=Supply[[#This Row],[Month]])*(NQC[Unit Category]=Supply[[#This Row],[Unit Category]]),0))*INDEX(Profiles[],MATCH(1,(Profiles[Month]=Supply[[#This Row],[Month]])*(Profiles[Hour Ending]=Supply[[#This Row],[Hour Ending]]),0),MATCH(Supply[[#This Row],[Unit Category]],Profiles[#Headers],0))","v":0}]
[6,"Solar Thermal_Norcal",20,{"$f":"INDEX(NQC[NQC MW],MATCH(1,(NQC[Month]=Supply[[#This Row],[Month]])*(NQC[Unit Category]=Supply[[#This Row],[Unit Category]]),0))*INDEX(Profiles[],MATCH(1,(Profiles[Month]=Supply[[#This Row],[Month]])*(Profiles[Hour Ending]=Supply[[#This Row],[Hour Ending]]),0),MATCH(Supply[[#This Row],[Unit Category]],Profiles[#Headers],0))","v":0}]
[6,"Solar Thermal_Norcal",21,{"$f":"INDEX(NQC[NQC MW],MATCH(1,(NQC[Month]=Supply[[#This Row],[Month]])*(NQC[Unit Category]=Supply[[#This Row],[Unit Category]]),0))*INDEX(Profiles[],MATCH(1,(Profiles[Month]=Supply[[#This Row],[Month]])*(Profiles[Hour Ending]=Supply[[#This Row],[Hour Ending]]),0),MATCH(Supply[[#This Row],[Unit Category]],Profiles[#Headers],0))","v":0}]
[6,"Solar Thermal_Norcal",22,{"$f":"INDEX(NQC[NQC MW],MATCH(1,(NQC[Month]=Supply[[#This Row],[Month]])*(NQC[Unit Category]=Supply[[#This Row],[Unit Category]]),0))*INDEX(Profiles[],MATCH(1,(Profiles[Month]=Supply[[#This Row],[Month]])*(Profiles[Hour Ending]=Supply[[#This Row],[Hour Ending]]),0),MATCH(Supply[[#This Row],[Unit Category]],Profiles[#Headers],0))","v":0}]
[6,"Solar Thermal_Norcal",23,{"$f":"INDEX(NQC[NQC MW],MATCH(1,(NQC[Month]=Supply[[#This Row],[Month]])*(NQC[Unit Category]=Supply[[#This Row],[Unit Category]]),0))*INDEX(Profiles[],MATCH(1,(Profiles[Month]=Supply[[#This Row],[Month]])*(Profiles[Hour Ending]=Supply[[#This Row],[Hour Ending]]),0),MATCH(Supply[[#This Row],[Unit Category]],Profiles[#Headers],0))","v":0}]
[6,"Solar Thermal_Norcal",24,{"$f":"INDEX(NQC[NQC MW],MATCH(1,(NQC[Month]=Supply[[#This Row],[Month]])*(NQC[Unit Category]=Supply[[#This Row],[Unit Category]]),0))*INDEX(Profiles[],MATCH(1,(Profiles[Month]=Supply[[#This Row],[Month]])*(Profiles[Hour Ending]=Supply[[#This Row],[Hour Ending]]),0),MATCH(Supply[[#This Row],[Unit Category]],Profiles[#Headers],0))","v":0}]
[6,"Solar Thermal_Socal",1,{"$f":"INDEX(NQC[NQC MW],MATCH(1,(NQC[Month]=Supply[[#This Row],[Month]])*(NQC[Unit Category]=Supply[[#This Row],[Unit Category]]),0))*INDEX(Profiles[],MATCH(1,(Profiles[Month]=Supply[[#This Row],[Month]])*(Profiles[Hour Ending]=Supply[[#This Row],[Hour Ending]]),0),MATCH(Supply[[#This Row],[Unit Category]],Profiles[#Headers],0))","v":0}]
[6,"Solar Thermal_Socal",2,{"$f":"INDEX(NQC[NQC MW],MATCH(1,(NQC[Month]=Supply[[#This Row],[Month]])*(NQC[Unit Category]=Supply[[#This Row],[Unit Category]]),0))*INDEX(Profiles[],MATCH(1,(Profiles[Month]=Supply[[#This Row],[Month]])*(Profiles[Hour Ending]=Supply[[#This Row],[Hour Ending]]),0),MATCH(Supply[[#This Row],[Unit Category]],Profiles[#Headers],0))","v":0}]
[6,"Solar Thermal_Socal",3,{"$f":"INDEX(NQC[NQC MW],MATCH(1,(NQC[Month]=Supply[[#This Row],[Month]])*(NQC[Unit Category]=Supply[[#This Row],[Unit Category]]),0))*INDEX(Profiles[],MATCH(1,(Profiles[Month]=Supply[[#This Row],[Month]])*(Profiles[Hour Ending]=Supply[[#This Row],[Hour Ending]]),0),MATCH(Supply[[#This Row],[Unit Category]],Profiles[#Headers],0))","v":0}]
[6,"Solar Thermal_Socal",4,{"$f":"INDEX(NQC[NQC MW],MATCH(1,(NQC[Month]=Supply[[#This Row],[Month]])*(NQC[Unit Category]=Supply[[#This Row],[Unit Category]]),0))*INDEX(Profiles[],MATCH(1,(Profiles[Month]=Supply[[#This Row],[Month]])*(Profiles[Hour Ending]=Supply[[#This Row],[Hour Ending]]),0),MATCH(Supply[[#This Row],[Unit Category]],Profiles[#Headers],0))","v":0}]
[6,"Solar Thermal_Socal",5,{"$f":"INDEX(NQC[NQC MW],MATCH(1,(NQC[Month]=Supply[[#This Row],[Month]])*(NQC[Unit Category]=Supply[[#This Row],[Unit Category]]),0))*INDEX(Profiles[],MATCH(1,(Profiles[Month]=Supply[[#This Row],[Month]])*(Profiles[Hour Ending]=Supply[[#This Row],[Hour Ending]]),0),MATCH(Supply[[#This Row],[Unit Category]],Profiles[#Headers],0))","v":0}]
[6,"Solar Thermal_Socal",6,{"$f":"INDEX(NQC[NQC MW],MATCH(1,(NQC[Month]=Supply[[#This Row],[Month]])*(NQC[Unit Category]=Supply[[#This Row],[Unit Category]]),0))*INDEX(Profiles[],MATCH(1,(Profiles[Month]=Supply[[#This Row],[Month]])*(Profiles[Hour Ending]=Supply[[#This Row],[Hour Ending]]),0),MATCH(Supply[[#This Row],[Unit Category]],Profiles[#Headers],0))","v":43.414546178217627}]
[6,"Solar Thermal_Socal",7,{"$f":"INDEX(NQC[NQC MW],MATCH(1,(NQC[Month]=Supply[[#This Row],[Month]])*(NQC[Unit Category]=Supply[[#This Row],[Unit Category]]),0))*INDEX(Profiles[],MATCH(1,(Profiles[Month]=Supply[[#This Row],[Month]])*(Profiles[Hour Ending]=Supply[[#This Row],[Hour Ending]]),0),MATCH(Supply[[#This Row],[Unit Category]],Profiles[#Headers],0))","v":340.43464744149355}]
[6,"Solar Thermal_Socal",8,{"$f":"INDEX(NQC[NQC MW],MATCH(1,(NQC[Month]=Supply[[#This Row],[Month]])*(NQC[Unit Category]=Supply[[#This Row],[Unit Category]]),0))*INDEX(Profiles[],MATCH(1,(Profiles[Month]=Supply[[#This Row],[Month]])*(Profiles[Hour Ending]=Supply[[#This Row],[Hour Ending]]),0),MATCH(Supply[[#This Row],[Unit Category]],Profiles[#Headers],0))","v":717.74224033632004}]
[6,"Solar Thermal_Socal",9,{"$f":"INDEX(NQC[NQC MW],MATCH(1,(NQC[Month]=Supply[[#This Row],[Month]])*(NQC[Unit Category]=Supply[[#This Row],[Unit Category]]),0))*INDEX(Profiles[],MATCH(1,(Profiles[Month]=Supply[[#This Row],[Month]])*(Profiles[Hour Ending]=Supply[[#This Row],[Hour Ending]]),0),MATCH(Supply[[#This Row],[Unit Category]],Profiles[#Headers],0))","v":824.19776416648006}]
[6,"Solar Thermal_Socal",10,{"$f":"INDEX(NQC[NQC MW],MATCH(1,(NQC[Month]=Supply[[#This Row],[Month]])*(NQC[Unit Category]=Supply[[#This Row],[Unit Category]]),0))*INDEX(Profiles[],MATCH(1,(Profiles[Month]=Supply[[#This Row],[Month]])*(Profiles[Hour Ending]=Supply[[#This Row],[Hour Ending]]),0),MATCH(Supply[[#This Row],[Unit Category]],Profiles[#Headers],0))","v":841.75071692404242}]
[6,"Solar Thermal_Socal",11,{"$f":"INDEX(NQC[NQC MW],MATCH(1,(NQC[Month]=Supply[[#This Row],[Month]])*(NQC[Unit Category]=Supply[[#This Row],[Unit Category]]),0))*INDEX(Profiles[],MATCH(1,(Profiles[Month]=Supply[[#This Row],[Month]])*(Profiles[Hour Ending]=Supply[[#This Row],[Hour Ending]]),0),MATCH(Supply[[#This Row],[Unit Category]],Profiles[#Headers],0))","v":841.05565099257478}]
[6,"Solar Thermal_Socal",12,{"$f":"INDEX(NQC[NQC MW],MATCH(1,(NQC[Month]=Supply[[#This Row],[Month]])*(NQC[Unit Category]=Supply[[#This Row],[Unit Category]]),0))*INDEX(Profiles[],MATCH(1,(Profiles[Month]=Supply[[#This Row],[Month]])*(Profiles[Hour Ending]=Supply[[#This Row],[Hour Ending]]),0),MATCH(Supply[[#This Row],[Unit Category]],Profiles[#Headers],0))","v":836.25723892785595}]
[6,"Solar Thermal_Socal",13,{"$f":"INDEX(NQC[NQC MW],MATCH(1,(NQC[Month]=Supply[[#This Row],[Month]])*(NQC[Unit Category]=Supply[[#This Row],[Unit Category]]),0))*INDEX(Profiles[],MATCH(1,(Profiles[Month]=Supply[[#This Row],[Month]])*(Profiles[Hour Ending]=Supply[[#This Row],[Hour Ending]]),0),MATCH(Supply[[#This Row],[Unit Category]],Profiles[#Headers],0))","v":805.9390217516609}]
[6,"Solar Thermal_Socal",14,{"$f":"INDEX(NQC[NQC MW],MATCH(1,(NQC[Month]=Supply[[#This Row],[Month]])*(NQC[Unit Category]=Supply[[#This Row],[Unit Category]]),0))*INDEX(Profiles[],MATCH(1,(Profiles[Month]=Supply[[#This Row],[Month]])*(Profiles[Hour Ending]=Supply[[#This Row],[Hour Ending]]),0),MATCH(Supply[[#This Row],[Unit Category]],Profiles[#Headers],0))","v":762.4502565399788}]
[6,"Solar Thermal_Socal",15,{"$f":"INDEX(NQC[NQC MW],MATCH(1,(NQC[Month]=Supply[[#This Row],[Month]])*(NQC[Unit Category]=Supply[[#This Row],[Unit Category]]),0))*INDEX(Profiles[],MATCH(1,(Profiles[Month]=Supply[[#This Row],[Month]])*(Profiles[Hour Ending]=Supply[[#This Row],[Hour Ending]]),0),MATCH(Supply[[#This Row],[Unit Category]],Profiles[#Headers],0))","v":744.17827918347632}]
[6,"Solar Thermal_Socal",16,{"$f":"INDEX(NQC[NQC MW],MATCH(1,(NQC[Month]=Supply[[#This Row],[Month]])*(NQC[Unit Category]=Supply[[#This Row],[Unit Category]]),0))*INDEX(Profiles[],MATCH(1,(Profiles[Month]=Supply[[#This Row],[Month]])*(Profiles[Hour Ending]=Supply[[#This Row],[Hour Ending]]),0),MATCH(Supply[[#This Row],[Unit Category]],Profiles[#Headers],0))","v":716.02270333112574}]
[6,"Solar Thermal_Socal",17,{"$f":"INDEX(NQC[NQC MW],MATCH(1,(NQC[Month]=Supply[[#This Row],[Month]])*(NQC[Unit Category]=Supply[[#This Row],[Unit Category]]),0))*INDEX(Profiles[],MATCH(1,(Profiles[Month]=Supply[[#This Row],[Month]])*(Profiles[Hour Ending]=Supply[[#This Row],[Hour Ending]]),0),MATCH(Supply[[#This Row],[Unit Category]],Profiles[#Headers],0))","v":634.87850608336055}]
[6,"Solar Thermal_Socal",18,{"$f":"INDEX(NQC[NQC MW],MATCH(1,(NQC[Month]=Supply[[#This Row],[Month]])*(NQC[Unit Category]=Supply[[#This Row],[Unit Category]]),0))*INDEX(Profiles[],MATCH(1,(Profiles[Month]=Supply[[#This Row],[Month]])*(Profiles[Hour Ending]=Supply[[#This Row],[Hour Ending]]),0),MATCH(Supply[[#This Row],[Unit Category]],Profiles[#Headers],0))","v":435.24687082776427}]
[6,"Solar Thermal_Socal",19,{"$f":"INDEX(NQC[NQC MW],MATCH(1,(NQC[Month]=Supply[[#This Row],[Month]])*(NQC[Unit Category]=Supply[[#This Row],[Unit Category]]),0))*INDEX(Profiles[],MATCH(1,(Profiles[Month]=Supply[[#This Row],[Month]])*(Profiles[Hour Ending]=Supply[[#This Row],[Hour Ending]]),0),MATCH(Supply[[#This Row],[Unit Category]],Profiles[#Headers],0))","v":143.58073251293396}]
[6,"Solar Thermal_Socal",20,{"$f":"INDEX(NQC[NQC MW],MATCH(1,(NQC[Month]=Supply[[#This Row],[Month]])*(NQC[Unit Category]=Supply[[#This Row],[Unit Category]]),0))*INDEX(Profiles[],MATCH(1,(Profiles[Month]=Supply[[#This Row],[Month]])*(Profiles[Hour Ending]=Supply[[#This Row],[Hour Ending]]),0),MATCH(Supply[[#This Row],[Unit Category]],Profiles[#Headers],0))","v":4.4856387921494045}]
[6,"Solar Thermal_Socal",21,{"$f":"INDEX(NQC[NQC MW],MATCH(1,(NQC[Month]=Supply[[#This Row],[Month]])*(NQC[Unit Category]=Supply[[#This Row],[Unit Category]]),0))*INDEX(Profiles[],MATCH(1,(Profiles[Month]=Supply[[#This Row],[Month]])*(Profiles[Hour Ending]=Supply[[#This Row],[Hour Ending]]),0),MATCH(Supply[[#This Row],[Unit Category]],Profiles[#Headers],0))","v":0}]
[6,"Solar Thermal_Socal",22,{"$f":"INDEX(NQC[NQC MW],MATCH(1,(NQC[Month]=Supply[[#This Row],[Month]])*(NQC[Unit Category]=Supply[[#This Row],[Unit Category]]),0))*INDEX(Profiles[],MATCH(1,(Profiles[Month]=Supply[[#This Row],[Month]])*(Profiles[Hour Ending]=Supply[[#This Row],[Hour Ending]]),0),MATCH(Supply[[#This Row],[Unit Category]],Profiles[#Headers],0))","v":0}]
[6,"Solar Thermal_Socal",23,{"$f":"INDEX(NQC[NQC MW],MATCH(1,(NQC[Month]=Supply[[#This Row],[Month]])*(NQC[Unit Category]=Supply[[#This Row],[Unit Category]]),0))*INDEX(Profiles[],MATCH(1,(Profiles[Month]=Supply[[#This Row],[Month]])*(Profiles[Hour Ending]=Supply[[#This Row],[Hour Ending]]),0),MATCH(Supply[[#This Row],[Unit Category]],Profiles[#Headers],0))","v":0}]
[6,"Solar Thermal_Socal",24,{"$f":"INDEX(NQC[NQC MW],MATCH(1,(NQC[Month]=Supply[[#This Row],[Month]])*(NQC[Unit Category]=Supply[[#This Row],[Unit Category]]),0))*INDEX(Profiles[],MATCH(1,(Profiles[Month]=Supply[[#This Row],[Month]])*(Profiles[Hour Ending]=Supply[[#This Row],[Hour Ending]]),0),MATCH(Supply[[#This Row],[Unit Category]],Profiles[#Headers],0))","v":0}]
[6,"Solar Tracking_Norcal",1,{"$f":"INDEX(NQC[NQC MW],MATCH(1,(NQC[Month]=Supply[[#This Row],[Month]])*(NQC[Unit Category]=Supply[[#This Row],[Unit Category]]),0))*INDEX(Profiles[],MATCH(1,(Profiles[Month]=Supply[[#This Row],[Month]])*(Profiles[Hour Ending]=Supply[[#This Row],[Hour Ending]]),0),MATCH(Supply[[#This Row],[Unit Category]],Profiles[#Headers],0))","v":0}]
[6,"Solar Tracking_Norcal",2,{"$f":"INDEX(NQC[NQC MW],MATCH(1,(NQC[Month]=Supply[[#This Row],[Month]])*(NQC[Unit Category]=Supply[[#This Row],[Unit Category]]),0))*INDEX(Profiles[],MATCH(1,(Profiles[Month]=Supply[[#This Row],[Month]])*(Profiles[Hour Ending]=Supply[[#This Row],[Hour Ending]]),0),MATCH(Supply[[#This Row],[Unit Category]],Profiles[#Headers],0))","v":0}]
[6,"Solar Tracking_Norcal",3,{"$f":"INDEX(NQC[NQC MW],MATCH(1,(NQC[Month]=Supply[[#This Row],[Month]])*(NQC[Unit Category]=Supply[[#This Row],[Unit Category]]),0))*INDEX(Profiles[],MATCH(1,(Profiles[Month]=Supply[[#This Row],[Month]])*(Profiles[Hour Ending]=Supply[[#This Row],[Hour Ending]]),0),MATCH(Supply[[#This Row],[Unit Category]],Profiles[#Headers],0))","v":0}]
[6,"Solar Tracking_Norcal",4,{"$f":"INDEX(NQC[NQC MW],MATCH(1,(NQC[Month]=Supply[[#This Row],[Month]])*(NQC[Unit Category]=Supply[[#This Row],[Unit Category]]),0))*INDEX(Profiles[],MATCH(1,(Profiles[Month]=Supply[[#This Row],[Month]])*(Profiles[Hour Ending]=Supply[[#This Row],[Hour Ending]]),0),MATCH(Supply[[#This Row],[Unit Category]],Profiles[#Headers],0))","v":0}]
[6,"Solar Tracking_Norcal",5,{"$f":"INDEX(NQC[NQC MW],MATCH(1,(NQC[Month]=Supply[[#This Row],[Month]])*(NQC[Unit Category]=Supply[[#This Row],[Unit Category]]),0))*INDEX(Profiles[],MATCH(1,(Profiles[Month]=Supply[[#This Row],[Month]])*(Profiles[Hour Ending]=Supply[[#This Row],[Hour Ending]]),0),MATCH(Supply[[#This Row],[Unit Category]],Profiles[#Headers],0))","v":3.6973206933354059}]
[6,"Solar Tracking_Norcal",6,{"$f":"INDEX(NQC[NQC MW],MATCH(1,(NQC[Month]=Supply[[#This Row],[Month]])*(NQC[Unit Category]=Supply[[#This Row],[Unit Category]]),0))*INDEX(Profiles[],MATCH(1,(Profiles[Month]=Supply[[#This Row],[Month]])*(Profiles[Hour Ending]=Supply[[#This Row],[Hour Ending]]),0),MATCH(Supply[[#This Row],[Unit Category]],Profiles[#Headers],0))","v":807.23546655683629}]
[6,"Solar Tracking_Norcal",7,{"$f":"INDEX(NQC[NQC MW],MATCH(1,(NQC[Month]=Supply[[#This Row],[Month]])*(NQC[Unit Category]=Supply[[#This Row],[Unit Category]]),0))*INDEX(Profiles[],MATCH(1,(Profiles[Month]=Supply[[#This Row],[Month]])*(Profiles[Hour Ending]=Supply[[#This Row],[Hour Ending]]),0),MATCH(Supply[[#This Row],[Unit Category]],Profiles[#Headers],0))","v":2932.0469759676234}]
[6,"Solar Tracking_Norcal",8,{"$f":"INDEX(NQC[NQC MW],MATCH(1,(NQC[Month]=Supply[[#This Row],[Month]])*(NQC[Unit Category]=Supply[[#This Row],[Unit Category]]),0))*INDEX(Profiles[],MATCH(1,(Profiles[Month]=Supply[[#This Row],[Month]])*(Profiles[Hour Ending]=Supply[[#This Row],[Hour Ending]]),0),MATCH(Supply[[#This Row],[Unit Category]],Profiles[#Headers],0))","v":3972.9657859369117}]
[6,"Solar Tracking_Norcal",9,{"$f":"INDEX(NQC[NQC MW],MATCH(1,(NQC[Month]=Supply[[#This Row],[Month]])*(NQC[Unit Category]=Supply[[#This Row],[Unit Category]]),0))*INDEX(Profiles[],MATCH(1,(Profiles[Month]=Supply[[#This Row],[Month]])*(Profiles[Hour Ending]=Supply[[#This Row],[Hour Ending]]),0),MATCH(Supply[[#This Row],[Unit Category]],Profiles[#Headers],0))","v":4254.1096741635838}]
[6,"Solar Tracking_Norcal",10,{"$f":"INDEX(NQC[NQC MW],MATCH(1,(NQC[Month]=Supply[[#This Row],[Month]])*(NQC[Unit Category]=Supply[[#This Row],[Unit Category]]),0))*INDEX(Profiles[],MATCH(1,(Profiles[Month]=Supply[[#This Row],[Month]])*(Profiles[Hour Ending]=Supply[[#This Row],[Hour Ending]]),0),MATCH(Supply[[#This Row],[Unit Category]],Profiles[#Headers],0))","v":4306.8860605096424}]
[6,"Solar Tracking_Norcal",11,{"$f":"INDEX(NQC[NQC MW],MATCH(1,(NQC[Month]=Supply[[#This Row],[Month]])*(NQC[Unit Category]=Supply[[#This Row],[Unit Category]]),0))*INDEX(Profiles[],MATCH(1,(Profiles[Month]=Supply[[#This Row],[Month]])*(Profiles[Hour Ending]=Supply[[#This Row],[Hour Ending]]),0),MATCH(Supply[[#This Row],[Unit Category]],Profiles[#Headers],0))","v":4339.4902951244148}]
[6,"Solar Tracking_Norcal",12,{"$f":"INDEX(NQC[NQC MW],MATCH(1,(NQC[Month]=Supply[[#This Row],[Month]])*(NQC[Unit Category]=Supply[[#This Row],[Unit Category]]),0))*INDEX(Profiles[],MATCH(1,(Profiles[Month]=Supply[[#This Row],[Month]])*(Profiles[Hour Ending]=Supply[[#This Row],[Hour Ending]]),0),MATCH(Supply[[#This Row],[Unit Category]],Profiles[#Headers],0))","v":4364.0913366152199}]
[6,"Solar Tracking_Norcal",13,{"$f":"INDEX(NQC[NQC MW],MATCH(1,(NQC[Month]=Supply[[#This Row],[Month]])*(NQC[Unit Category]=Supply[[#This Row],[Unit Category]]),0))*INDEX(Profiles[],MATCH(1,(Profiles[Month]=Supply[[#This Row],[Month]])*(Profiles[Hour Ending]=Supply[[#This Row],[Hour Ending]]),0),MATCH(Supply[[#This Row],[Unit Category]],Profiles[#Headers],0))","v":4351.6639466314309}]
[6,"Solar Tracking_Norcal",14,{"$f":"INDEX(NQC[NQC MW],MATCH(1,(NQC[Month]=Supply[[#This Row],[Month]])*(NQC[Unit Category]=Supply[[#This Row],[Unit Category]]),0))*INDEX(Profiles[],MATCH(1,(Profiles[Month]=Supply[[#This Row],[Month]])*(Profiles[Hour Ending]=Supply[[#This Row],[Hour Ending]]),0),MATCH(Supply[[#This Row],[Unit Category]],Profiles[#Headers],0))","v":4313.2822151247683}]
[6,"Solar Tracking_Norcal",15,{"$f":"INDEX(NQC[NQC MW],MATCH(1,(NQC[Month]=Supply[[#This Row],[Month]])*(NQC[Unit Category]=Supply[[#This Row],[Unit Category]]),0))*INDEX(Profiles[],MATCH(1,(Profiles[Month]=Supply[[#This Row],[Month]])*(Profiles[Hour Ending]=Supply[[#This Row],[Hour Ending]]),0),MATCH(Supply[[#This Row],[Unit Category]],Profiles[#Headers],0))","v":4312.087165995481}]
[6,"Solar Tracking_Norcal",16,{"$f":"INDEX(NQC[NQC MW],MATCH(1,(NQC[Month]=Supply[[#This Row],[Month]])*(NQC[Unit Category]=Supply[[#This Row],[Unit Category]]),0))*INDEX(Profiles[],MATCH(1,(Profiles[Month]=Supply[[#This Row],[Month]])*(Profiles[Hour Ending]=Supply[[#This Row],[Hour Ending]]),0),MATCH(Supply[[#This Row],[Unit Category]],Profiles[#Headers],0))","v":4217.8281084136479}]
[6,"Solar Tracking_Norcal",17,{"$f":"INDEX(NQC[NQC MW],MATCH(1,(NQC[Month]=Supply[[#This Row],[Month]])*(NQC[Unit Category]=Supply[[#This Row],[Unit Category]]),0))*INDEX(Profiles[],MATCH(1,(Profiles[Month]=Supply[[#This Row],[Month]])*(Profiles[Hour Ending]=Supply[[#This Row],[Hour Ending]]),0),MATCH(Supply[[#This Row],[Unit Category]],Profiles[#Headers],0))","v":3913.0513548279105}]
[6,"Solar Tracking_Norcal",18,{"$f":"INDEX(NQC[NQC MW],MATCH(1,(NQC[Month]=Supply[[#This Row],[Month]])*(NQC[Unit Category]=Supply[[#This Row],[Unit Category]]),0))*INDEX(Profiles[],MATCH(1,(Profiles[Month]=Supply[[#This Row],[Month]])*(Profiles[Hour Ending]=Supply[[#This Row],[Hour Ending]]),0),MATCH(Supply[[#This Row],[Unit Category]],Profiles[#Headers],0))","v":2899.2577690346466}]
[6,"Solar Tracking_Norcal",19,{"$f":"INDEX(NQC[NQC MW],MATCH(1,(NQC[Month]=Supply[[#This Row],[Month]])*(NQC[Unit Category]=Supply[[#This Row],[Unit Category]]),0))*INDEX(Profiles[],MATCH(1,(Profiles[Month]=Supply[[#This Row],[Month]])*(Profiles[Hour Ending]=Supply[[#This Row],[Hour Ending]]),0),MATCH(Supply[[#This Row],[Unit Category]],Profiles[#Headers],0))","v":817.42609126252967}]
[6,"Solar Tracking_Norcal",20,{"$f":"INDEX(NQC[NQC MW],MATCH(1,(NQC[Month]=Supply[[#This Row],[Month]])*(NQC[Unit Category]=Supply[[#This Row],[Unit Category]]),0))*INDEX(Profiles[],MATCH(1,(Profiles[Month]=Supply[[#This Row],[Month]])*(Profiles[Hour Ending]=Supply[[#This Row],[Hour Ending]]),0),MATCH(Supply[[#This Row],[Unit Category]],Profiles[#Headers],0))","v":9.553130715781208}]
[6,"Solar Tracking_Norcal",21,{"$f":"INDEX(NQC[NQC MW],MATCH(1,(NQC[Month]=Supply[[#This Row],[Month]])*(NQC[Unit Category]=Supply[[#This Row],[Unit Category]]),0))*INDEX(Profiles[],MATCH(1,(Profiles[Month]=Supply[[#This Row],[Month]])*(Profiles[Hour Ending]=Supply[[#This Row],[Hour Ending]]),0),MATCH(Supply[[#This Row],[Unit Category]],Profiles[#Headers],0))","v":0}]
[6,"Solar Tracking_Norcal",22,{"$f":"INDEX(NQC[NQC MW],MATCH(1,(NQC[Month]=Supply[[#This Row],[Month]])*(NQC[Unit Category]=Supply[[#This Row],[Unit Category]]),0))*INDEX(Profiles[],MATCH(1,(Profiles[Month]=Supply[[#This Row],[Month]])*(Profiles[Hour Ending]=Supply[[#This Row],[Hour Ending]]),0),MATCH(Supply[[#This Row],[Unit Category]],Profiles[#Headers],0))","v":0}]
[6,"Solar Tracking_Norcal",23,{"$f":"INDEX(NQC[NQC MW],MATCH(1,(NQC[Month]=Supply[[#This Row],[Month]])*(NQC[Unit Category]=Supply[[#This Row],[Unit Category]]),0))*INDEX(Profiles[],MATCH(1,(Profiles[Month]=Supply[[#This Row],[Month]])*(Profiles[Hour Ending]=Supply[[#This Row],[Hour Ending]]),0),MATCH(Supply[[#This Row],[Unit Category]],Profiles[#Headers],0))","v":0}]
[6,"Solar Tracking_Norcal",24,{"$f":"INDEX(NQC[NQC MW],MATCH(1,(NQC[Month]=Supply[[#This Row],[Month]])*(NQC[Unit Category]=Supply[[#This Row],[Unit Category]]),0))*INDEX(Profiles[],MATCH(1,(Profiles[Month]=Supply[[#This Row],[Month]])*(Profiles[Hour Ending]=Supply[[#This Row],[Hour Ending]]),0),MATCH(Supply[[#This Row],[Unit Category]],Profiles[#Headers],0))","v":0}]
[6,"Solar Tracking_Socal",1,{"$f":"INDEX(NQC[NQC MW],MATCH(1,(NQC[Month]=Supply[[#This Row],[Month]])*(NQC[Unit Category]=Supply[[#This Row],[Unit Category]]),0))*INDEX(Profiles[],MATCH(1,(Profiles[Month]=Supply[[#This Row],[Month]])*(Profiles[Hour Ending]=Supply[[#This Row],[Hour Ending]]),0),MATCH(Supply[[#This Row],[Unit Category]],Profiles[#Headers],0))","v":0}]
[6,"Solar Tracking_Socal",2,{"$f":"INDEX(NQC[NQC MW],MATCH(1,(NQC[Month]=Supply[[#This Row],[Month]])*(NQC[Unit Category]=Supply[[#This Row],[Unit Category]]),0))*INDEX(Profiles[],MATCH(1,(Profiles[Month]=Supply[[#This Row],[Month]])*(Profiles[Hour Ending]=Supply[[#This Row],[Hour Ending]]),0),MATCH(Supply[[#This Row],[Unit Category]],Profiles[#Headers],0))","v":0}]
[6,"Solar Tracking_Socal",3,{"$f":"INDEX(NQC[NQC MW],MATCH(1,(NQC[Month]=Supply[[#This Row],[Month]])*(NQC[Unit Category]=Supply[[#This Row],[Unit Category]]),0))*INDEX(Profiles[],MATCH(1,(Profiles[Month]=Supply[[#This Row],[Month]])*(Profiles[Hour Ending]=Supply[[#This Row],[Hour Ending]]),0),MATCH(Supply[[#This Row],[Unit Category]],Profiles[#Headers],0))","v":0}]
[6,"Solar Tracking_Socal",4,{"$f":"INDEX(NQC[NQC MW],MATCH(1,(NQC[Month]=Supply[[#This Row],[Month]])*(NQC[Unit Category]=Supply[[#This Row],[Unit Category]]),0))*INDEX(Profiles[],MATCH(1,(Profiles[Month]=Supply[[#This Row],[Month]])*(Profiles[Hour Ending]=Supply[[#This Row],[Hour Ending]]),0),MATCH(Supply[[#This Row],[Unit Category]],Profiles[#Headers],0))","v":0}]
[6,"Solar Tracking_Socal",5,{"$f":"INDEX(NQC[NQC MW],MATCH(1,(NQC[Month]=Supply[[#This Row],[Month]])*(NQC[Unit Category]=Supply[[#This Row],[Unit Category]]),0))*INDEX(Profiles[],MATCH(1,(Profiles[Month]=Supply[[#This Row],[Month]])*(Profiles[Hour Ending]=Supply[[#This Row],[Hour Ending]]),0),MATCH(Supply[[#This Row],[Unit Category]],Profiles[#Headers],0))","v":32.514510245513058}]
[6,"Solar Tracking_Socal",6,{"$f":"INDEX(NQC[NQC MW],MATCH(1,(NQC[Month]=Supply[[#This Row],[Month]])*(NQC[Unit Category]=Supply[[#This Row],[Unit Category]]),0))*INDEX(Profiles[],MATCH(1,(Profiles[Month]=Supply[[#This Row],[Month]])*(Profiles[Hour Ending]=Supply[[#This Row],[Hour Ending]]),0),MATCH(Supply[[#This Row],[Unit Category]],Profiles[#Headers],0))","v":2117.0092683566818}]
[6,"Solar Tracking_Socal",7,{"$f":"INDEX(NQC[NQC MW],MATCH(1,(NQC[Month]=Supply[[#This Row],[Month]])*(NQC[Unit Category]=Supply[[#This Row],[Unit Category]]),0))*INDEX(Profiles[],MATCH(1,(Profiles[Month]=Supply[[#This Row],[Month]])*(Profiles[Hour Ending]=Supply[[#This Row],[Hour Ending]]),0),MATCH(Supply[[#This Row],[Unit Category]],Profiles[#Headers],0))","v":6217.6803894030263}]
[6,"Solar Tracking_Socal",8,{"$f":"INDEX(NQC[NQC MW],MATCH(1,(NQC[Month]=Supply[[#This Row],[Month]])*(NQC[Unit Category]=Supply[[#This Row],[Unit Category]]),0))*INDEX(Profiles[],MATCH(1,(Profiles[Month]=Supply[[#This Row],[Month]])*(Profiles[Hour Ending]=Supply[[#This Row],[Hour Ending]]),0),MATCH(Supply[[#This Row],[Unit Category]],Profiles[#Headers],0))","v":8152.462833833808}]
[6,"Solar Tracking_Socal",9,{"$f":"INDEX(NQC[NQC MW],MATCH(1,(NQC[Month]=Supply[[#This Row],[Month]])*(NQC[Unit Category]=Supply[[#This Row],[Unit Category]]),0))*INDEX(Profiles[],MATCH(1,(Profiles[Month]=Supply[[#This Row],[Month]])*(Profiles[Hour Ending]=Supply[[#This Row],[Hour Ending]]),0),MATCH(Supply[[#This Row],[Unit Category]],Profiles[#Headers],0))","v":8790.9645592156994}]
[6,"Solar Tracking_Socal",10,{"$f":"INDEX(NQC[NQC MW],MATCH(1,(NQC[Month]=Supply[[#This Row],[Month]])*(NQC[Unit Category]=Supply[[#This Row],[Unit Category]]),0))*INDEX(Profiles[],MATCH(1,(Profiles[Month]=Supply[[#This Row],[Month]])*(Profiles[Hour Ending]=Supply[[#This Row],[Hour Ending]]),0),MATCH(Supply[[#This Row],[Unit Category]],Profiles[#Headers],0))","v":9142.5190339960536}]
[6,"Solar Tracking_Socal",11,{"$f":"INDEX(NQC[NQC MW],MATCH(1,(NQC[Month]=Supply[[#This Row],[Month]])*(NQC[Unit Category]=Supply[[#This Row],[Unit Category]]),0))*INDEX(Profiles[],MATCH(1,(Profiles[Month]=Supply[[#This Row],[Month]])*(Profiles[Hour Ending]=Supply[[#This Row],[Hour Ending]]),0),MATCH(Supply[[#This Row],[Unit Category]],Profiles[#Headers],0))","v":9215.4084355580126}]
[6,"Solar Tracking_Socal",12,{"$f":"INDEX(NQC[NQC MW],MATCH(1,(NQC[Month]=Supply[[#This Row],[Month]])*(NQC[Unit Category]=Supply[[#This Row],[Unit Category]]),0))*INDEX(Profiles[],MATCH(1,(Profiles[Month]=Supply[[#This Row],[Month]])*(Profiles[Hour Ending]=Supply[[#This Row],[Hour Ending]]),0),MATCH(Supply[[#This Row],[Unit Category]],Profiles[#Headers],0))","v":9265.2383404360753}]
[6,"Solar Tracking_Socal",13,{"$f":"INDEX(NQC[NQC MW],MATCH(1,(NQC[Month]=Supply[[#This Row],[Month]])*(NQC[Unit Category]=Supply[[#This Row],[Unit Category]]),0))*INDEX(Profiles[],MATCH(1,(Profiles[Month]=Supply[[#This Row],[Month]])*(Profiles[Hour Ending]=Supply[[#This Row],[Hour Ending]]),0),MATCH(Supply[[#This Row],[Unit Category]],Profiles[#Headers],0))","v":9250.3083892851846}]
[6,"Solar Tracking_Socal",14,{"$f":"INDEX(NQC[NQC MW],MATCH(1,(NQC[Month]=Supply[[#This Row],[Month]])*(NQC[Unit Category]=Supply[[#This Row],[Unit Category]]),0))*INDEX(Profiles[],MATCH(1,(Profiles[Month]=Supply[[#This Row],[Month]])*(Profiles[Hour Ending]=Supply[[#This Row],[Hour Ending]]),0),MATCH(Supply[[#This Row],[Unit Category]],Profiles[#Headers],0))","v":9145.5979632301642}]
[6,"Solar Tracking_Socal",15,{"$f":"INDEX(NQC[NQC MW],MATCH(1,(NQC[Month]=Supply[[#This Row],[Month]])*(NQC[Unit Category]=Supply[[#This Row],[Unit Category]]),0))*INDEX(Profiles[],MATCH(1,(Profiles[Month]=Supply[[#This Row],[Month]])*(Profiles[Hour Ending]=Supply[[#This Row],[Hour Ending]]),0),MATCH(Supply[[#This Row],[Unit Category]],Profiles[#Headers],0))","v":8920.314639033455}]
[6,"Solar Tracking_Socal",16,{"$f":"INDEX(NQC[NQC MW],MATCH(1,(NQC[Month]=Supply[[#This Row],[Month]])*(NQC[Unit Category]=Supply[[#This Row],[Unit Category]]),0))*INDEX(Profiles[],MATCH(1,(Profiles[Month]=Supply[[#This Row],[Month]])*(Profiles[Hour Ending]=Supply[[#This Row],[Hour Ending]]),0),MATCH(Supply[[#This Row],[Unit Category]],Profiles[#Headers],0))","v":8609.7415734306796}]
[6,"Solar Tracking_Socal",17,{"$f":"INDEX(NQC[NQC MW],MATCH(1,(NQC[Month]=Supply[[#This Row],[Month]])*(NQC[Unit Category]=Supply[[#This Row],[Unit Category]]),0))*INDEX(Profiles[],MATCH(1,(Profiles[Month]=Supply[[#This Row],[Month]])*(Profiles[Hour Ending]=Supply[[#This Row],[Hour Ending]]),0),MATCH(Supply[[#This Row],[Unit Category]],Profiles[#Headers],0))","v":7636.1672891340722}]
[6,"Solar Tracking_Socal",18,{"$f":"INDEX(NQC[NQC MW],MATCH(1,(NQC[Month]=Supply[[#This Row],[Month]])*(NQC[Unit Category]=Supply[[#This Row],[Unit Category]]),0))*INDEX(Profiles[],MATCH(1,(Profiles[Month]=Supply[[#This Row],[Month]])*(Profiles[Hour Ending]=Supply[[#This Row],[Hour Ending]]),0),MATCH(Supply[[#This Row],[Unit Category]],Profiles[#Headers],0))","v":4614.0546797573061}]
[6,"Solar Tracking_Socal",19,{"$f":"INDEX(NQC[NQC MW],MATCH(1,(NQC[Month]=Supply[[#This Row],[Month]])*(NQC[Unit Category]=Supply[[#This Row],[Unit Category]]),0))*INDEX(Profiles[],MATCH(1,(Profiles[Month]=Supply[[#This Row],[Month]])*(Profiles[Hour Ending]=Supply[[#This Row],[Hour Ending]]),0),MATCH(Supply[[#This Row],[Unit Category]],Profiles[#Headers],0))","v":789.85822681930154}]
[6,"Solar Tracking_Socal",20,{"$f":"INDEX(NQC[NQC MW],MATCH(1,(NQC[Month]=Supply[[#This Row],[Month]])*(NQC[Unit Category]=Supply[[#This Row],[Unit Category]]),0))*INDEX(Profiles[],MATCH(1,(Profiles[Month]=Supply[[#This Row],[Month]])*(Profiles[Hour Ending]=Supply[[#This Row],[Hour Ending]]),0),MATCH(Supply[[#This Row],[Unit Category]],Profiles[#Headers],0))","v":0.52369061119237725}]
[6,"Solar Tracking_Socal",21,{"$f":"INDEX(NQC[NQC MW],MATCH(1,(NQC[Month]=Supply[[#This Row],[Month]])*(NQC[Unit Category]=Supply[[#This Row],[Unit Category]]),0))*INDEX(Profiles[],MATCH(1,(Profiles[Month]=Supply[[#This Row],[Month]])*(Profiles[Hour Ending]=Supply[[#This Row],[Hour Ending]]),0),MATCH(Supply[[#This Row],[Unit Category]],Profiles[#Headers],0))","v":0}]
[6,"Solar Tracking_Socal",22,{"$f":"INDEX(NQC[NQC MW],MATCH(1,(NQC[Month]=Supply[[#This Row],[Month]])*(NQC[Unit Category]=Supply[[#This Row],[Unit Category]]),0))*INDEX(Profiles[],MATCH(1,(Profiles[Month]=Supply[[#This Row],[Month]])*(Profiles[Hour Ending]=Supply[[#This Row],[Hour Ending]]),0),MATCH(Supply[[#This Row],[Unit Category]],Profiles[#Headers],0))","v":0}]
[6,"Solar Tracking_Socal",23,{"$f":"INDEX(NQC[NQC MW],MATCH(1,(NQC[Month]=Supply[[#This Row],[Month]])*(NQC[Unit Category]=Supply[[#This Row],[Unit Category]]),0))*INDEX(Profiles[],MATCH(1,(Profiles[Month]=Supply[[#This Row],[Month]])*(Profiles[Hour Ending]=Supply[[#This Row],[Hour Ending]]),0),MATCH(Supply[[#This Row],[Unit Category]],Profiles[#Headers],0))","v":0}]
[6,"Solar Tracking_Socal",24,{"$f":"INDEX(NQC[NQC MW],MATCH(1,(NQC[Month]=Supply[[#This Row],[Month]])*(NQC[Unit Category]=Supply[[#This Row],[Unit Category]]),0))*INDEX(Profiles[],MATCH(1,(Profiles[Month]=Supply[[#This Row],[Month]])*(Profiles[Hour Ending]=Supply[[#This Row],[Hour Ending]]),0),MATCH(Supply[[#This Row],[Unit Category]],Profiles[#Headers],0))","v":0}]
[6,"Wind_Norcal",1,{"$f":"INDEX(NQC[NQC MW],MATCH(1,(NQC[Month]=Supply[[#This Row],[Month]])*(NQC[Unit Category]=Supply[[#This Row],[Unit Category]]),0))*INDEX(Profiles[],MATCH(1,(Profiles[Month]=Supply[[#This Row],[Month]])*(Profiles[Hour Ending]=Supply[[#This Row],[Hour Ending]]),0),MATCH(Supply[[#This Row],[Unit Category]],Profiles[#Headers],0))","v":924.4056333946528}]
[6,"Wind_Norcal",2,{"$f":"INDEX(NQC[NQC MW],MATCH(1,(NQC[Month]=Supply[[#This Row],[Month]])*(NQC[Unit Category]=Supply[[#This Row],[Unit Category]]),0))*INDEX(Profiles[],MATCH(1,(Profiles[Month]=Supply[[#This Row],[Month]])*(Profiles[Hour Ending]=Supply[[#This Row],[Hour Ending]]),0),MATCH(Supply[[#This Row],[Unit Category]],Profiles[#Headers],0))","v":930.46613416515004}]
[6,"Wind_Norcal",3,{"$f":"INDEX(NQC[NQC MW],MATCH(1,(NQC[Month]=Supply[[#This Row],[Month]])*(NQC[Unit Category]=Supply[[#This Row],[Unit Category]]),0))*INDEX(Profiles[],MATCH(1,(Profiles[Month]=Supply[[#This Row],[Month]])*(Profiles[Hour Ending]=Supply[[#This Row],[Hour Ending]]),0),MATCH(Supply[[#This Row],[Unit Category]],Profiles[#Headers],0))","v":871.76747185806892}]
[6,"Wind_Norcal",4,{"$f":"INDEX(NQC[NQC MW],MATCH(1,(NQC[Month]=Supply[[#This Row],[Month]])*(NQC[Unit Category]=Supply[[#This Row],[Unit Category]]),0))*INDEX(Profiles[],MATCH(1,(Profiles[Month]=Supply[[#This Row],[Month]])*(Profiles[Hour Ending]=Supply[[#This Row],[Hour Ending]]),0),MATCH(Supply[[#This Row],[Unit Category]],Profiles[#Headers],0))","v":839.51039896252553}]
[6,"Wind_Norcal",5,{"$f":"INDEX(NQC[NQC MW],MATCH(1,(NQC[Month]=Supply[[#This Row],[Month]])*(NQC[Unit Category]=Supply[[#This Row],[Unit Category]]),0))*INDEX(Profiles[],MATCH(1,(Profiles[Month]=Supply[[#This Row],[Month]])*(Profiles[Hour Ending]=Supply[[#This Row],[Hour Ending]]),0),MATCH(Supply[[#This Row],[Unit Category]],Profiles[#Headers],0))","v":756.92856705799306}]
[6,"Wind_Norcal",6,{"$f":"INDEX(NQC[NQC MW],MATCH(1,(NQC[Month]=Supply[[#This Row],[Month]])*(NQC[Unit Category]=Supply[[#This Row],[Unit Category]]),0))*INDEX(Profiles[],MATCH(1,(Profiles[Month]=Supply[[#This Row],[Month]])*(Profiles[Hour Ending]=Supply[[#This Row],[Hour Ending]]),0),MATCH(Supply[[#This Row],[Unit Category]],Profiles[#Headers],0))","v":635.95727255152997}]
[6,"Wind_Norcal",7,{"$f":"INDEX(NQC[NQC MW],MATCH(1,(NQC[Month]=Supply[[#This Row],[Month]])*(NQC[Unit Category]=Supply[[#This Row],[Unit Category]]),0))*INDEX(Profiles[],MATCH(1,(Profiles[Month]=Supply[[#This Row],[Month]])*(Profiles[Hour Ending]=Supply[[#This Row],[Hour Ending]]),0),MATCH(Supply[[#This Row],[Unit Category]],Profiles[#Headers],0))","v":515.8000582139224}]
[6,"Wind_Norcal",8,{"$f":"INDEX(NQC[NQC MW],MATCH(1,(NQC[Month]=Supply[[#This Row],[Month]])*(NQC[Unit Category]=Supply[[#This Row],[Unit Category]]),0))*INDEX(Profiles[],MATCH(1,(Profiles[Month]=Supply[[#This Row],[Month]])*(Profiles[Hour Ending]=Supply[[#This Row],[Hour Ending]]),0),MATCH(Supply[[#This Row],[Unit Category]],Profiles[#Headers],0))","v":464.91826063713563}]
[6,"Wind_Norcal",9,{"$f":"INDEX(NQC[NQC MW],MATCH(1,(NQC[Month]=Supply[[#This Row],[Month]])*(NQC[Unit Category]=Supply[[#This Row],[Unit Category]]),0))*INDEX(Profiles[],MATCH(1,(Profiles[Month]=Supply[[#This Row],[Month]])*(Profiles[Hour Ending]=Supply[[#This Row],[Hour Ending]]),0),MATCH(Supply[[#This Row],[Unit Category]],Profiles[#Headers],0))","v":384.8340247942366}]
[6,"Wind_Norcal",10,{"$f":"INDEX(NQC[NQC MW],MATCH(1,(NQC[Month]=Supply[[#This Row],[Month]])*(NQC[Unit Category]=Supply[[#This Row],[Unit Category]]),0))*INDEX(Profiles[],MATCH(1,(Profiles[Month]=Supply[[#This Row],[Month]])*(Profiles[Hour Ending]=Supply[[#This Row],[Hour Ending]]),0),MATCH(Supply[[#This Row],[Unit Category]],Profiles[#Headers],0))","v":287.35582591334173}]
[6,"Wind_Norcal",11,{"$f":"INDEX(NQC[NQC MW],MATCH(1,(NQC[Month]=Supply[[#This Row],[Month]])*(NQC[Unit Category]=Supply[[#This Row],[Unit Category]]),0))*INDEX(Profiles[],MATCH(1,(Profiles[Month]=Supply[[#This Row],[Month]])*(Profiles[Hour Ending]=Supply[[#This Row],[Hour Ending]]),0),MATCH(Supply[[#This Row],[Unit Category]],Profiles[#Headers],0))","v":194.26811134012007}]
[6,"Wind_Norcal",12,{"$f":"INDEX(NQC[NQC MW],MATCH(1,(NQC[Month]=Supply[[#This Row],[Month]])*(NQC[Unit Category]=Supply[[#This Row],[Unit Category]]),0))*INDEX(Profiles[],MATCH(1,(Profiles[Month]=Supply[[#This Row],[Month]])*(Profiles[Hour Ending]=Supply[[#This Row],[Hour Ending]]),0),MATCH(Supply[[#This Row],[Unit Category]],Profiles[#Headers],0))","v":193.7914033273691}]
[6,"Wind_Norcal",13,{"$f":"INDEX(NQC[NQC MW],MATCH(1,(NQC[Month]=Supply[[#This Row],[Month]])*(NQC[Unit Category]=Supply[[#This Row],[Unit Category]]),0))*INDEX(Profiles[],MATCH(1,(Profiles[Month]=Supply[[#This Row],[Month]])*(Profiles[Hour Ending]=Supply[[#This Row],[Hour Ending]]),0),MATCH(Supply[[#This Row],[Unit Category]],Profiles[#Headers],0))","v":197.23777429901577}]
[6,"Wind_Norcal",14,{"$f":"INDEX(NQC[NQC MW],MATCH(1,(NQC[Month]=Supply[[#This Row],[Month]])*(NQC[Unit Category]=Supply[[#This Row],[Unit Category]]),0))*INDEX(Profiles[],MATCH(1,(Profiles[Month]=Supply[[#This Row],[Month]])*(Profiles[Hour Ending]=Supply[[#This Row],[Hour Ending]]),0),MATCH(Supply[[#This Row],[Unit Category]],Profiles[#Headers],0))","v":285.33351516008554}]
[6,"Wind_Norcal",15,{"$f":"INDEX(NQC[NQC MW],MATCH(1,(NQC[Month]=Supply[[#This Row],[Month]])*(NQC[Unit Category]=Supply[[#This Row],[Unit Category]]),0))*INDEX(Profiles[],MATCH(1,(Profiles[Month]=Supply[[#This Row],[Month]])*(Profiles[Hour Ending]=Supply[[#This Row],[Hour Ending]]),0),MATCH(Supply[[#This Row],[Unit Category]],Profiles[#Headers],0))","v":467.04189212343778}]
[6,"Wind_Norcal",16,{"$f":"INDEX(NQC[NQC MW],MATCH(1,(NQC[Month]=Supply[[#This Row],[Month]])*(NQC[Unit Category]=Supply[[#This Row],[Unit Category]]),0))*INDEX(Profiles[],MATCH(1,(Profiles[Month]=Supply[[#This Row],[Month]])*(Profiles[Hour Ending]=Supply[[#This Row],[Hour Ending]]),0),MATCH(Supply[[#This Row],[Unit Category]],Profiles[#Headers],0))","v":647.17779312921652}]
[6,"Wind_Norcal",17,{"$f":"INDEX(NQC[NQC MW],MATCH(1,(NQC[Month]=Supply[[#This Row],[Month]])*(NQC[Unit Category]=Supply[[#This Row],[Unit Category]]),0))*INDEX(Profiles[],MATCH(1,(Profiles[Month]=Supply[[#This Row],[Month]])*(Profiles[Hour Ending]=Supply[[#This Row],[Hour Ending]]),0),MATCH(Supply[[#This Row],[Unit Category]],Profiles[#Headers],0))","v":758.34223568291486}]
[6,"Wind_Norcal",18,{"$f":"INDEX(NQC[NQC MW],MATCH(1,(NQC[Month]=Supply[[#This Row],[Month]])*(NQC[Unit Category]=Supply[[#This Row],[Unit Category]]),0))*INDEX(Profiles[],MATCH(1,(Profiles[Month]=Supply[[#This Row],[Month]])*(Profiles[Hour Ending]=Supply[[#This Row],[Hour Ending]]),0),MATCH(Supply[[#This Row],[Unit Category]],Profiles[#Headers],0))","v":818.49369601528713}]
[6,"Wind_Norcal",19,{"$f":"INDEX(NQC[NQC MW],MATCH(1,(NQC[Month]=Supply[[#This Row],[Month]])*(NQC[Unit Category]=Supply[[#This Row],[Unit Category]]),0))*INDEX(Profiles[],MATCH(1,(Profiles[Month]=Supply[[#This Row],[Month]])*(Profiles[Hour Ending]=Supply[[#This Row],[Hour Ending]]),0),MATCH(Supply[[#This Row],[Unit Category]],Profiles[#Headers],0))","v":843.25691691458644}]
[6,"Wind_Norcal",20,{"$f":"INDEX(NQC[NQC MW],MATCH(1,(NQC[Month]=Supply[[#This Row],[Month]])*(NQC[Unit Category]=Supply[[#This Row],[Unit Category]]),0))*INDEX(Profiles[],MATCH(1,(Profiles[Month]=Supply[[#This Row],[Month]])*(Profiles[Hour Ending]=Supply[[#This Row],[Hour Ending]]),0),MATCH(Supply[[#This Row],[Unit Category]],Profiles[#Headers],0))","v":895.70197671718574}]
[6,"Wind_Norcal",21,{"$f":"INDEX(NQC[NQC MW],MATCH(1,(NQC[Month]=Supply[[#This Row],[Month]])*(NQC[Unit Category]=Supply[[#This Row],[Unit Category]]),0))*INDEX(Profiles[],MATCH(1,(Profiles[Month]=Supply[[#This Row],[Month]])*(Profiles[Hour Ending]=Supply[[#This Row],[Hour Ending]]),0),MATCH(Supply[[#This Row],[Unit Category]],Profiles[#Headers],0))","v":982.19439357826377}]
[6,"Wind_Norcal",22,{"$f":"INDEX(NQC[NQC MW],MATCH(1,(NQC[Month]=Supply[[#This Row],[Month]])*(NQC[Unit Category]=Supply[[#This Row],[Unit Category]]),0))*INDEX(Profiles[],MATCH(1,(Profiles[Month]=Supply[[#This Row],[Month]])*(Profiles[Hour Ending]=Supply[[#This Row],[Hour Ending]]),0),MATCH(Supply[[#This Row],[Unit Category]],Profiles[#Headers],0))","v":980.24336451393356}]
[6,"Wind_Norcal",23,{"$f":"INDEX(NQC[NQC MW],MATCH(1,(NQC[Month]=Supply[[#This Row],[Month]])*(NQC[Unit Category]=Supply[[#This Row],[Unit Category]]),0))*INDEX(Profiles[],MATCH(1,(Profiles[Month]=Supply[[#This Row],[Month]])*(Profiles[Hour Ending]=Supply[[#This Row],[Hour Ending]]),0),MATCH(Supply[[#This Row],[Unit Category]],Profiles[#Headers],0))","v":1001.9014759225513}]
[6,"Wind_Norcal",24,{"$f":"INDEX(NQC[NQC MW],MATCH(1,(NQC[Month]=Supply[[#This Row],[Month]])*(NQC[Unit Category]=Supply[[#This Row],[Unit Category]]),0))*INDEX(Profiles[],MATCH(1,(Profiles[Month]=Supply[[#This Row],[Month]])*(Profiles[Hour Ending]=Supply[[#This Row],[Hour Ending]]),0),MATCH(Supply[[#This Row],[Unit Category]],Profiles[#Headers],0))","v":984.01984853954582}]
[6,"Wind_Socal",1,{"$f":"INDEX(NQC[NQC MW],MATCH(1,(NQC[Month]=Supply[[#This Row],[Month]])*(NQC[Unit Category]=Supply[[#This Row],[Unit Category]]),0))*INDEX(Profiles[],MATCH(1,(Profiles[Month]=Supply[[#This Row],[Month]])*(Profiles[Hour Ending]=Supply[[#This Row],[Hour Ending]]),0),MATCH(Supply[[#This Row],[Unit Category]],Profiles[#Headers],0))","v":2343.8552955608243}]
[6,"Wind_Socal",2,{"$f":"INDEX(NQC[NQC MW],MATCH(1,(NQC[Month]=Supply[[#This Row],[Month]])*(NQC[Unit Category]=Supply[[#This Row],[Unit Category]]),0))*INDEX(Profiles[],MATCH(1,(Profiles[Month]=Supply[[#This Row],[Month]])*(Profiles[Hour Ending]=Supply[[#This Row],[Hour Ending]]),0),MATCH(Supply[[#This Row],[Unit Category]],Profiles[#Headers],0))","v":2200.7763809397034}]
[6,"Wind_Socal",3,{"$f":"INDEX(NQC[NQC MW],MATCH(1,(NQC[Month]=Supply[[#This Row],[Month]])*(NQC[Unit Category]=Supply[[#This Row],[Unit Category]]),0))*INDEX(Profiles[],MATCH(1,(Profiles[Month]=Supply[[#This Row],[Month]])*(Profiles[Hour Ending]=Supply[[#This Row],[Hour Ending]]),0),MATCH(Supply[[#This Row],[Unit Category]],Profiles[#Headers],0))","v":2022.9935420255097}]
[6,"Wind_Socal",4,{"$f":"INDEX(NQC[NQC MW],MATCH(1,(NQC[Month]=Supply[[#This Row],[Month]])*(NQC[Unit Category]=Supply[[#This Row],[Unit Category]]),0))*INDEX(Profiles[],MATCH(1,(Profiles[Month]=Supply[[#This Row],[Month]])*(Profiles[Hour Ending]=Supply[[#This Row],[Hour Ending]]),0),MATCH(Supply[[#This Row],[Unit Category]],Profiles[#Headers],0))","v":1712.1243456711779}]
[6,"Wind_Socal",5,{"$f":"INDEX(NQC[NQC MW],MATCH(1,(NQC[Month]=Supply[[#This Row],[Month]])*(NQC[Unit Category]=Supply[[#This Row],[Unit Category]]),0))*INDEX(Profiles[],MATCH(1,(Profiles[Month]=Supply[[#This Row],[Month]])*(Profiles[Hour Ending]=Supply[[#This Row],[Hour Ending]]),0),MATCH(Supply[[#This Row],[Unit Category]],Profiles[#Headers],0))","v":1489.1123366377883}]
[6,"Wind_Socal",6,{"$f":"INDEX(NQC[NQC MW],MATCH(1,(NQC[Month]=Supply[[#This Row],[Month]])*(NQC[Unit Category]=Supply[[#This Row],[Unit Category]]),0))*INDEX(Profiles[],MATCH(1,(Profiles[Month]=Supply[[#This Row],[Month]])*(Profiles[Hour Ending]=Supply[[#This Row],[Hour Ending]]),0),MATCH(Supply[[#This Row],[Unit Category]],Profiles[#Headers],0))","v":1168.2500422351129}]
[6,"Wind_Socal",7,{"$f":"INDEX(NQC[NQC MW],MATCH(1,(NQC[Month]=Supply[[#This Row],[Month]])*(NQC[Unit Category]=Supply[[#This Row],[Unit Category]]),0))*INDEX(Profiles[],MATCH(1,(Profiles[Month]=Supply[[#This Row],[Month]])*(Profiles[Hour Ending]=Supply[[#This Row],[Hour Ending]]),0),MATCH(Supply[[#This Row],[Unit Category]],Profiles[#Headers],0))","v":826.09565454863662}]
[6,"Wind_Socal",8,{"$f":"INDEX(NQC[NQC MW],MATCH(1,(NQC[Month]=Supply[[#This Row],[Month]])*(NQC[Unit Category]=Supply[[#This Row],[Unit Category]]),0))*INDEX(Profiles[],MATCH(1,(Profiles[Month]=Supply[[#This Row],[Month]])*(Profiles[Hour Ending]=Supply[[#This Row],[Hour Ending]]),0),MATCH(Supply[[#This Row],[Unit Category]],Profiles[#Headers],0))","v":552.35597077002092}]
[6,"Wind_Socal",9,{"$f":"INDEX(NQC[NQC MW],MATCH(1,(NQC[Month]=Supply[[#This Row],[Month]])*(NQC[Unit Category]=Supply[[#This Row],[Unit Category]]),0))*INDEX(Profiles[],MATCH(1,(Profiles[Month]=Supply[[#This Row],[Month]])*(Profiles[Hour Ending]=Supply[[#This Row],[Hour Ending]]),0),MATCH(Supply[[#This Row],[Unit Category]],Profiles[#Headers],0))","v":435.66352020175498}]
[6,"Wind_Socal",10,{"$f":"INDEX(NQC[NQC MW],MATCH(1,(NQC[Month]=Supply[[#This Row],[Month]])*(NQC[Unit Category]=Supply[[#This Row],[Unit Category]]),0))*INDEX(Profiles[],MATCH(1,(Profiles[Month]=Supply[[#This Row],[Month]])*(Profiles[Hour Ending]=Supply[[#This Row],[Hour Ending]]),0),MATCH(Supply[[#This Row],[Unit Category]],Profiles[#Headers],0))","v":292.95132740916193}]
[6,"Wind_Socal",11,{"$f":"INDEX(NQC[NQC MW],MATCH(1,(NQC[Month]=Supply[[#This Row],[Month]])*(NQC[Unit Category]=Supply[[#This Row],[Unit Category]]),0))*INDEX(Profiles[],MATCH(1,(Profiles[Month]=Supply[[#This Row],[Month]])*(Profiles[Hour Ending]=Supply[[#This Row],[Hour Ending]]),0),MATCH(Supply[[#This Row],[Unit Category]],Profiles[#Headers],0))","v":345.33349446961449}]
[6,"Wind_Socal",12,{"$f":"INDEX(NQC[NQC MW],MATCH(1,(NQC[Month]=Supply[[#This Row],[Month]])*(NQC[Unit Category]=Supply[[#This Row],[Unit Category]]),0))*INDEX(Profiles[],MATCH(1,(Profiles[Month]=Supply[[#This Row],[Month]])*(Profiles[Hour Ending]=Supply[[#This Row],[Hour Ending]]),0),MATCH(Supply[[#This Row],[Unit Category]],Profiles[#Headers],0))","v":360.33217052108523}]
[6,"Wind_Socal",13,{"$f":"INDEX(NQC[NQC MW],MATCH(1,(NQC[Month]=Supply[[#This Row],[Month]])*(NQC[Unit Category]=Supply[[#This Row],[Unit Category]]),0))*INDEX(Profiles[],MATCH(1,(Profiles[Month]=Supply[[#This Row],[Month]])*(Profiles[Hour Ending]=Supply[[#This Row],[Hour Ending]]),0),MATCH(Supply[[#This Row],[Unit Category]],Profiles[#Headers],0))","v":444.45942893089779}]
[6,"Wind_Socal",14,{"$f":"INDEX(NQC[NQC MW],MATCH(1,(NQC[Month]=Supply[[#This Row],[Month]])*(NQC[Unit Category]=Supply[[#This Row],[Unit Category]]),0))*INDEX(Profiles[],MATCH(1,(Profiles[Month]=Supply[[#This Row],[Month]])*(Profiles[Hour Ending]=Supply[[#This Row],[Hour Ending]]),0),MATCH(Supply[[#This Row],[Unit Category]],Profiles[#Headers],0))","v":687.46117577791836}]
[6,"Wind_Socal",15,{"$f":"INDEX(NQC[NQC MW],MATCH(1,(NQC[Month]=Supply[[#This Row],[Month]])*(NQC[Unit Category]=Supply[[#This Row],[Unit Category]]),0))*INDEX(Profiles[],MATCH(1,(Profiles[Month]=Supply[[#This Row],[Month]])*(Profiles[Hour Ending]=Supply[[#This Row],[Hour Ending]]),0),MATCH(Supply[[#This Row],[Unit Category]],Profiles[#Headers],0))","v":1110.9931059807973}]
[6,"Wind_Socal",16,{"$f":"INDEX(NQC[NQC MW],MATCH(1,(NQC[Month]=Supply[[#This Row],[Month]])*(NQC[Unit Category]=Supply[[#This Row],[Unit Category]]),0))*INDEX(Profiles[],MATCH(1,(Profiles[Month]=Supply[[#This Row],[Month]])*(Profiles[Hour Ending]=Supply[[#This Row],[Hour Ending]]),0),MATCH(Supply[[#This Row],[Unit Category]],Profiles[#Headers],0))","v":1535.1583655456345}]
[6,"Wind_Socal",17,{"$f":"INDEX(NQC[NQC MW],MATCH(1,(NQC[Month]=Supply[[#This Row],[Month]])*(NQC[Unit Category]=Supply[[#This Row],[Unit Category]]),0))*INDEX(Profiles[],MATCH(1,(Profiles[Month]=Supply[[#This Row],[Month]])*(Profiles[Hour Ending]=Supply[[#This Row],[Hour Ending]]),0),MATCH(Supply[[#This Row],[Unit Category]],Profiles[#Headers],0))","v":1874.7568503067555}]
[6,"Wind_Socal",18,{"$f":"INDEX(NQC[NQC MW],MATCH(1,(NQC[Month]=Supply[[#This Row],[Month]])*(NQC[Unit Category]=Supply[[#This Row],[Unit Category]]),0))*INDEX(Profiles[],MATCH(1,(Profiles[Month]=Supply[[#This Row],[Month]])*(Profiles[Hour Ending]=Supply[[#This Row],[Hour Ending]]),0),MATCH(Supply[[#This Row],[Unit Category]],Profiles[#Headers],0))","v":2183.7403912829327}]
[6,"Wind_Socal",19,{"$f":"INDEX(NQC[NQC MW],MATCH(1,(NQC[Month]=Supply[[#This Row],[Month]])*(NQC[Unit Category]=Supply[[#This Row],[Unit Category]]),0))*INDEX(Profiles[],MATCH(1,(Profiles[Month]=Supply[[#This Row],[Month]])*(Profiles[Hour Ending]=Supply[[#This Row],[Hour Ending]]),0),MATCH(Supply[[#This Row],[Unit Category]],Profiles[#Headers],0))","v":2426.5384701788612}]
[6,"Wind_Socal",20,{"$f":"INDEX(NQC[NQC MW],MATCH(1,(NQC[Month]=Supply[[#This Row],[Month]])*(NQC[Unit Category]=Supply[[#This Row],[Unit Category]]),0))*INDEX(Profiles[],MATCH(1,(Profiles[Month]=Supply[[#This Row],[Month]])*(Profiles[Hour Ending]=Supply[[#This Row],[Hour Ending]]),0),MATCH(Supply[[#This Row],[Unit Category]],Profiles[#Headers],0))","v":2662.3535136913797}]
[6,"Wind_Socal",21,{"$f":"INDEX(NQC[NQC MW],MATCH(1,(NQC[Month]=Supply[[#This Row],[Month]])*(NQC[Unit Category]=Supply[[#This Row],[Unit Category]]),0))*INDEX(Profiles[],MATCH(1,(Profiles[Month]=Supply[[#This Row],[Month]])*(Profiles[Hour Ending]=Supply[[#This Row],[Hour Ending]]),0),MATCH(Supply[[#This Row],[Unit Category]],Profiles[#Headers],0))","v":2603.4999329398788}]
[6,"Wind_Socal",22,{"$f":"INDEX(NQC[NQC MW],MATCH(1,(NQC[Month]=Supply[[#This Row],[Month]])*(NQC[Unit Category]=Supply[[#This Row],[Unit Category]]),0))*INDEX(Profiles[],MATCH(1,(Profiles[Month]=Supply[[#This Row],[Month]])*(Profiles[Hour Ending]=Supply[[#This Row],[Hour Ending]]),0),MATCH(Supply[[#This Row],[Unit Category]],Profiles[#Headers],0))","v":2592.0300121899718}]
[6,"Wind_Socal",23,{"$f":"INDEX(NQC[NQC MW],MATCH(1,(NQC[Month]=Supply[[#This Row],[Month]])*(NQC[Unit Category]=Supply[[#This Row],[Unit Category]]),0))*INDEX(Profiles[],MATCH(1,(Profiles[Month]=Supply[[#This Row],[Month]])*(Profiles[Hour Ending]=Supply[[#This Row],[Hour Ending]]),0),MATCH(Supply[[#This Row],[Unit Category]],Profiles[#Headers],0))","v":2570.472426560988}]
[6,"Wind_Socal",24,{"$f":"INDEX(NQC[NQC MW],MATCH(1,(NQC[Month]=Supply[[#This Row],[Month]])*(NQC[Unit Category]=Supply[[#This Row],[Unit Category]]),0))*INDEX(Profiles[],MATCH(1,(Profiles[Month]=Supply[[#This Row],[Month]])*(Profiles[Hour Ending]=Supply[[#This Row],[Hour Ending]]),0),MATCH(Supply[[#This Row],[Unit Category]],Profiles[#Headers],0))","v":2469.7944719947859}]
[7,"Biogas",1,{"$f":"INDEX(NQC[NQC MW],MATCH(1,(NQC[Month]=Supply[[#This Row],[Month]])*(NQC[Unit Category]=Supply[[#This Row],[Unit Category]]),0))*INDEX(Profiles[],MATCH(1,(Profiles[Month]=Supply[[#This Row],[Month]])*(Profiles[Hour Ending]=Supply[[#This Row],[Hour Ending]]),0),MATCH(Supply[[#This Row],[Unit Category]],Profiles[#Headers],0))","v":203.67664100000002}]
[7,"Biogas",2,{"$f":"INDEX(NQC[NQC MW],MATCH(1,(NQC[Month]=Supply[[#This Row],[Month]])*(NQC[Unit Category]=Supply[[#This Row],[Unit Category]]),0))*INDEX(Profiles[],MATCH(1,(Profiles[Month]=Supply[[#This Row],[Month]])*(Profiles[Hour Ending]=Supply[[#This Row],[Hour Ending]]),0),MATCH(Supply[[#This Row],[Unit Category]],Profiles[#Headers],0))","v":203.67664100000002}]
[7,"Biogas",3,{"$f":"INDEX(NQC[NQC MW],MATCH(1,(NQC[Month]=Supply[[#This Row],[Month]])*(NQC[Unit Category]=Supply[[#This Row],[Unit Category]]),0))*INDEX(Profiles[],MATCH(1,(Profiles[Month]=Supply[[#This Row],[Month]])*(Profiles[Hour Ending]=Supply[[#This Row],[Hour Ending]]),0),MATCH(Supply[[#This Row],[Unit Category]],Profiles[#Headers],0))","v":203.67664100000002}]
[7,"Biogas",4,{"$f":"INDEX(NQC[NQC MW],MATCH(1,(NQC[Month]=Supply[[#This Row],[Month]])*(NQC[Unit Category]=Supply[[#This Row],[Unit Category]]),0))*INDEX(Profiles[],MATCH(1,(Profiles[Month]=Supply[[#This Row],[Month]])*(Profiles[Hour Ending]=Supply[[#This Row],[Hour Ending]]),0),MATCH(Supply[[#This Row],[Unit Category]],Profiles[#Headers],0))","v":203.67664100000002}]
[7,"Biogas",5,{"$f":"INDEX(NQC[NQC MW],MATCH(1,(NQC[Month]=Supply[[#This Row],[Month]])*(NQC[Unit Category]=Supply[[#This Row],[Unit Category]]),0))*INDEX(Profiles[],MATCH(1,(Profiles[Month]=Supply[[#This Row],[Month]])*(Profiles[Hour Ending]=Supply[[#This Row],[Hour Ending]]),0),MATCH(Supply[[#This Row],[Unit Category]],Profiles[#Headers],0))","v":203.67664100000002}]
[7,"Biogas",6,{"$f":"INDEX(NQC[NQC MW],MATCH(1,(NQC[Month]=Supply[[#This Row],[Month]])*(NQC[Unit Category]=Supply[[#This Row],[Unit Category]]),0))*INDEX(Profiles[],MATCH(1,(Profiles[Month]=Supply[[#This Row],[Month]])*(Profiles[Hour Ending]=Supply[[#This Row],[Hour Ending]]),0),MATCH(Supply[[#This Row],[Unit Category]],Profiles[#Headers],0))","v":203.67664100000002}]
[7,"Biogas",7,{"$f":"INDEX(NQC[NQC MW],MATCH(1,(NQC[Month]=Supply[[#This Row],[Month]])*(NQC[Unit Category]=Supply[[#This Row],[Unit Category]]),0))*INDEX(Profiles[],MATCH(1,(Profiles[Month]=Supply[[#This Row],[Month]])*(Profiles[Hour Ending]=Supply[[#This Row],[Hour Ending]]),0),MATCH(Supply[[#This Row],[Unit Category]],Profiles[#Headers],0))","v":203.67664100000002}]
[7,"Biogas",8,{"$f":"INDEX(NQC[NQC MW],MATCH(1,(NQC[Month]=Supply[[#This Row],[Month]])*(NQC[Unit Category]=Supply[[#This Row],[Unit Category]]),0))*INDEX(Profiles[],MATCH(1,(Profiles[Month]=Supply[[#This Row],[Month]])*(Profiles[Hour Ending]=Supply[[#This Row],[Hour Ending]]),0),MATCH(Supply[[#This Row],[Unit Category]],Profiles[#Headers],0))","v":203.67664100000002}]
[7,"Biogas",9,{"$f":"INDEX(NQC[NQC MW],MATCH(1,(NQC[Month]=Supply[[#This Row],[Month]])*(NQC[Unit Category]=Supply[[#This Row],[Unit Category]]),0))*INDEX(Profiles[],MATCH(1,(Profiles[Month]=Supply[[#This Row],[Month]])*(Profiles[Hour Ending]=Supply[[#This Row],[Hour Ending]]),0),MATCH(Supply[[#This Row],[Unit Category]],Profiles[#Headers],0))","v":203.67664100000002}]
[7,"Biogas",10,{"$f":"INDEX(NQC[NQC MW],MATCH(1,(NQC[Month]=Supply[[#This Row],[Month]])*(NQC[Unit Category]=Supply[[#This Row],[Unit Category]]),0))*INDEX(Profiles[],MATCH(1,(Profiles[Month]=Supply[[#This Row],[Month]])*(Profiles[Hour Ending]=Supply[[#This Row],[Hour Ending]]),0),MATCH(Supply[[#This Row],[Unit Category]],Profiles[#Headers],0))","v":203.67664100000002}]
[7,"Biogas",11,{"$f":"INDEX(NQC[NQC MW],MATCH(1,(NQC[Month]=Supply[[#This Row],[Month]])*(NQC[Unit Category]=Supply[[#This Row],[Unit Category]]),0))*INDEX(Profiles[],MATCH(1,(Profiles[Month]=Supply[[#This Row],[Month]])*(Profiles[Hour Ending]=Supply[[#This Row],[Hour Ending]]),0),MATCH(Supply[[#This Row],[Unit Category]],Profiles[#Headers],0))","v":203.67664100000002}]
[7,"Biogas",12,{"$f":"INDEX(NQC[NQC MW],MATCH(1,(NQC[Month]=Supply[[#This Row],[Month]])*(NQC[Unit Category]=Supply[[#This Row],[Unit Category]]),0))*INDEX(Profiles[],MATCH(1,(Profiles[Month]=Supply[[#This Row],[Month]])*(Profiles[Hour Ending]=Supply[[#This Row],[Hour Ending]]),0),MATCH(Supply[[#This Row],[Unit Category]],Profiles[#Headers],0))","v":203.67664100000002}]
[7,"Biogas",13,{"$f":"INDEX(NQC[NQC MW],MATCH(1,(NQC[Month]=Supply[[#This Row],[Month]])*(NQC[Unit Category]=Supply[[#This Row],[Unit Category]]),0))*INDEX(Profiles[],MATCH(1,(Profiles[Month]=Supply[[#This Row],[Month]])*(Profiles[Hour Ending]=Supply[[#This Row],[Hour Ending]]),0),MATCH(Supply[[#This Row],[Unit Category]],Profiles[#Headers],0))","v":203.67664100000002}]
[7,"Biogas",14,{"$f":"INDEX(NQC[NQC MW],MATCH(1,(NQC[Month]=Supply[[#This Row],[Month]])*(NQC[Unit Category]=Supply[[#This Row],[Unit Category]]),0))*INDEX(Profiles[],MATCH(1,(Profiles[Month]=Supply[[#This Row],[Month]])*(Profiles[Hour Ending]=Supply[[#This Row],[Hour Ending]]),0),MATCH(Supply[[#This Row],[Unit Category]],Profiles[#Headers],0))","v":203.67664100000002}]
[7,"Biogas",15,{"$f":"INDEX(NQC[NQC MW],MATCH(1,(NQC[Month]=Supply[[#This Row],[Month]])*(NQC[Unit Category]=Supply[[#This Row],[Unit Category]]),0))*INDEX(Profiles[],MATCH(1,(Profiles[Month]=Supply[[#This Row],[Month]])*(Profiles[Hour Ending]=Supply[[#This Row],[Hour Ending]]),0),MATCH(Supply[[#This Row],[Unit Category]],Profiles[#Headers],0))","v":203.67664100000002}]
[7,"Biogas",16,{"$f":"INDEX(NQC[NQC MW],MATCH(1,(NQC[Month]=Supply[[#This Row],[Month]])*(NQC[Unit Category]=Supply[[#This Row],[Unit Category]]),0))*INDEX(Profiles[],MATCH(1,(Profiles[Month]=Supply[[#This Row],[Month]])*(Profiles[Hour Ending]=Supply[[#This Row],[Hour Ending]]),0),MATCH(Supply[[#This Row],[Unit Category]],Profiles[#Headers],0))","v":203.67664100000002}]
[7,"Biogas",17,{"$f":"INDEX(NQC[NQC MW],MATCH(1,(NQC[Month]=Supply[[#This Row],[Month]])*(NQC[Unit Category]=Supply[[#This Row],[Unit Category]]),0))*INDEX(Profiles[],MATCH(1,(Profiles[Month]=Supply[[#This Row],[Month]])*(Profiles[Hour Ending]=Supply[[#This Row],[Hour Ending]]),0),MATCH(Supply[[#This Row],[Unit Category]],Profiles[#Headers],0))","v":203.67664100000002}]
[7,"Biogas",18,{"$f":"INDEX(NQC[NQC MW],MATCH(1,(NQC[Month]=Supply[[#This Row],[Month]])*(NQC[Unit Category]=Supply[[#This Row],[Unit Category]]),0))*INDEX(Profiles[],MATCH(1,(Profiles[Month]=Supply[[#This Row],[Month]])*(Profiles[Hour Ending]=Supply[[#This Row],[Hour Ending]]),0),MATCH(Supply[[#This Row],[Unit Category]],Profiles[#Headers],0))","v":203.67664100000002}]
[7,"Biogas",19,{"$f":"INDEX(NQC[NQC MW],MATCH(1,(NQC[Month]=Supply[[#This Row],[Month]])*(NQC[Unit Category]=Supply[[#This Row],[Unit Category]]),0))*INDEX(Profiles[],MATCH(1,(Profiles[Month]=Supply[[#This Row],[Month]])*(Profiles[Hour Ending]=Supply[[#This Row],[Hour Ending]]),0),MATCH(Supply[[#This Row],[Unit Category]],Profiles[#Headers],0))","v":203.67664100000002}]
[7,"Biogas",20,{"$f":"INDEX(NQC[NQC MW],MATCH(1,(NQC[Month]=Supply[[#This Row],[Month]])*(NQC[Unit Category]=Supply[[#This Row],[Unit Category]]),0))*INDEX(Profiles[],MATCH(1,(Profiles[Month]=Supply[[#This Row],[Month]])*(Profiles[Hour Ending]=Supply[[#This Row],[Hour Ending]]),0),MATCH(Supply[[#This Row],[Unit Category]],Profiles[#Headers],0))","v":203.67664100000002}]
[7,"Biogas",21,{"$f":"INDEX(NQC[NQC MW],MATCH(1,(NQC[Month]=Supply[[#This Row],[Month]])*(NQC[Unit Category]=Supply[[#This Row],[Unit Category]]),0))*INDEX(Profiles[],MATCH(1,(Profiles[Month]=Supply[[#This Row],[Month]])*(Profiles[Hour Ending]=Supply[[#This Row],[Hour Ending]]),0),MATCH(Supply[[#This Row],[Unit Category]],Profiles[#Headers],0))","v":203.67664100000002}]
[7,"Biogas",22,{"$f":"INDEX(NQC[NQC MW],MATCH(1,(NQC[Month]=Supply[[#This Row],[Month]])*(NQC[Unit Category]=Supply[[#This Row],[Unit Category]]),0))*INDEX(Profiles[],MATCH(1,(Profiles[Month]=Supply[[#This Row],[Month]])*(Profiles[Hour Ending]=Supply[[#This Row],[Hour Ending]]),0),MATCH(Supply[[#This Row],[Unit Category]],Profiles[#Headers],0))","v":203.67664100000002}]
[7,"Biogas",23,{"$f":"INDEX(NQC[NQC MW],MATCH(1,(NQC[Month]=Supply[[#This Row],[Month]])*(NQC[Unit Category]=Supply[[#This Row],[Unit Category]]),0))*INDEX(Profiles[],MATCH(1,(Profiles[Month]=Supply[[#This Row],[Month]])*(Profiles[Hour Ending]=Supply[[#This Row],[Hour Ending]]),0),MATCH(Supply[[#This Row],[Unit Category]],Profiles[#Headers],0))","v":203.67664100000002}]
[7,"Biogas",24,{"$f":"INDEX(NQC[NQC MW],MATCH(1,(NQC[Month]=Supply[[#This Row],[Month]])*(NQC[Unit Category]=Supply[[#This Row],[Unit Category]]),0))*INDEX(Profiles[],MATCH(1,(Profiles[Month]=Supply[[#This Row],[Month]])*(Profiles[Hour Ending]=Supply[[#This Row],[Hour Ending]]),0),MATCH(Supply[[#This Row],[Unit Category]],Profiles[#Headers],0))","v":203.67664100000002}]
[7,"Biomass/Wood",1,{"$f":"INDEX(NQC[NQC MW],MATCH(1,(NQC[Month]=Supply[[#This Row],[Month]])*(NQC[Unit Category]=Supply[[#This Row],[Unit Category]]),0))*INDEX(Profiles[],MATCH(1,(Profiles[Month]=Supply[[#This Row],[Month]])*(Profiles[Hour Ending]=Supply[[#This Row],[Hour Ending]]),0),MATCH(Supply[[#This Row],[Unit Category]],Profiles[#Headers],0))","v":419.86848500000008}]
[7,"Biomass/Wood",2,{"$f":"INDEX(NQC[NQC MW],MATCH(1,(NQC[Month]=Supply[[#This Row],[Month]])*(NQC[Unit Category]=Supply[[#This Row],[Unit Category]]),0))*INDEX(Profiles[],MATCH(1,(Profiles[Month]=Supply[[#This Row],[Month]])*(Profiles[Hour Ending]=Supply[[#This Row],[Hour Ending]]),0),MATCH(Supply[[#This Row],[Unit Category]],Profiles[#Headers],0))","v":419.86848500000008}]
[7,"Biomass/Wood",3,{"$f":"INDEX(NQC[NQC MW],MATCH(1,(NQC[Month]=Supply[[#This Row],[Month]])*(NQC[Unit Category]=Supply[[#This Row],[Unit Category]]),0))*INDEX(Profiles[],MATCH(1,(Profiles[Month]=Supply[[#This Row],[Month]])*(Profiles[Hour Ending]=Supply[[#This Row],[Hour Ending]]),0),MATCH(Supply[[#This Row],[Unit Category]],Profiles[#Headers],0))","v":419.86848500000008}]
[7,"Biomass/Wood",4,{"$f":"INDEX(NQC[NQC MW],MATCH(1,(NQC[Month]=Supply[[#This Row],[Month]])*(NQC[Unit Category]=Supply[[#This Row],[Unit Category]]),0))*INDEX(Profiles[],MATCH(1,(Profiles[Month]=Supply[[#This Row],[Month]])*(Profiles[Hour Ending]=Supply[[#This Row],[Hour Ending]]),0),MATCH(Supply[[#This Row],[Unit Category]],Profiles[#Headers],0))","v":419.86848500000008}]
[7,"Biomass/Wood",5,{"$f":"INDEX(NQC[NQC MW],MATCH(1,(NQC[Month]=Supply[[#This Row],[Month]])*(NQC[Unit Category]=Supply[[#This Row],[Unit Category]]),0))*INDEX(Profiles[],MATCH(1,(Profiles[Month]=Supply[[#This Row],[Month]])*(Profiles[Hour Ending]=Supply[[#This Row],[Hour Ending]]),0),MATCH(Supply[[#This Row],[Unit Category]],Profiles[#Headers],0))","v":419.86848500000008}]
[7,"Biomass/Wood",6,{"$f":"INDEX(NQC[NQC MW],MATCH(1,(NQC[Month]=Supply[[#This Row],[Month]])*(NQC[Unit Category]=Supply[[#This Row],[Unit Category]]),0))*INDEX(Profiles[],MATCH(1,(Profiles[Month]=Supply[[#This Row],[Month]])*(Profiles[Hour Ending]=Supply[[#This Row],[Hour Ending]]),0),MATCH(Supply[[#This Row],[Unit Category]],Profiles[#Headers],0))","v":419.86848500000008}]
[7,"Biomass/Wood",7,{"$f":"INDEX(NQC[NQC MW],MATCH(1,(NQC[Month]=Supply[[#This Row],[Month]])*(NQC[Unit Category]=Supply[[#This Row],[Unit Category]]),0))*INDEX(Profiles[],MATCH(1,(Profiles[Month]=Supply[[#This Row],[Month]])*(Profiles[Hour Ending]=Supply[[#This Row],[Hour Ending]]),0),MATCH(Supply[[#This Row],[Unit Category]],Profiles[#Headers],0))","v":419.86848500000008}]
[7,"Biomass/Wood",8,{"$f":"INDEX(NQC[NQC MW],MATCH(1,(NQC[Month]=Supply[[#This Row],[Month]])*(NQC[Unit Category]=Supply[[#This Row],[Unit Category]]),0))*INDEX(Profiles[],MATCH(1,(Profiles[Month]=Supply[[#This Row],[Month]])*(Profiles[Hour Ending]=Supply[[#This Row],[Hour Ending]]),0),MATCH(Supply[[#This Row],[Unit Category]],Profiles[#Headers],0))","v":419.86848500000008}]
[7,"Biomass/Wood",9,{"$f":"INDEX(NQC[NQC MW],MATCH(1,(NQC[Month]=Supply[[#This Row],[Month]])*(NQC[Unit Category]=Supply[[#This Row],[Unit Category]]),0))*INDEX(Profiles[],MATCH(1,(Profiles[Month]=Supply[[#This Row],[Month]])*(Profiles[Hour Ending]=Supply[[#This Row],[Hour Ending]]),0),MATCH(Supply[[#This Row],[Unit Category]],Profiles[#Headers],0))","v":419.86848500000008}]
[7,"Biomass/Wood",10,{"$f":"INDEX(NQC[NQC MW],MATCH(1,(NQC[Month]=Supply[[#This Row],[Month]])*(NQC[Unit Category]=Supply[[#This Row],[Unit Category]]),0))*INDEX(Profiles[],MATCH(1,(Profiles[Month]=Supply[[#This Row],[Month]])*(Profiles[Hour Ending]=Supply[[#This Row],[Hour Ending]]),0),MATCH(Supply[[#This Row],[Unit Category]],Profiles[#Headers],0))","v":419.86848500000008}]
[7,"Biomass/Wood",11,{"$f":"INDEX(NQC[NQC MW],MATCH(1,(NQC[Month]=Supply[[#This Row],[Month]])*(NQC[Unit Category]=Supply[[#This Row],[Unit Category]]),0))*INDEX(Profiles[],MATCH(1,(Profiles[Month]=Supply[[#This Row],[Month]])*(Profiles[Hour Ending]=Supply[[#This Row],[Hour Ending]]),0),MATCH(Supply[[#This Row],[Unit Category]],Profiles[#Headers],0))","v":419.86848500000008}]
[7,"Biomass/Wood",12,{"$f":"INDEX(NQC[NQC MW],MATCH(1,(NQC[Month]=Supply[[#This Row],[Month]])*(NQC[Unit Category]=Supply[[#This Row],[Unit Category]]),0))*INDEX(Profiles[],MATCH(1,(Profiles[Month]=Supply[[#This Row],[Month]])*(Profiles[Hour Ending]=Supply[[#This Row],[Hour Ending]]),0),MATCH(Supply[[#This Row],[Unit Category]],Profiles[#Headers],0))","v":419.86848500000008}]
[7,"Biomass/Wood",13,{"$f":"INDEX(NQC[NQC MW],MATCH(1,(NQC[Month]=Supply[[#This Row],[Month]])*(NQC[Unit Category]=Supply[[#This Row],[Unit Category]]),0))*INDEX(Profiles[],MATCH(1,(Profiles[Month]=Supply[[#This Row],[Month]])*(Profiles[Hour Ending]=Supply[[#This Row],[Hour Ending]]),0),MATCH(Supply[[#This Row],[Unit Category]],Profiles[#Headers],0))","v":419.86848500000008}]
[7,"Biomass/Wood",14,{"$f":"INDEX(NQC[NQC MW],MATCH(1,(NQC[Month]=Supply[[#This Row],[Month]])*(NQC[Unit Category]=Supply[[#This Row],[Unit Category]]),0))*INDEX(Profiles[],MATCH(1,(Profiles[Month]=Supply[[#This Row],[Month]])*(Profiles[Hour Ending]=Supply[[#This Row],[Hour Ending]]),0),MATCH(Supply[[#This Row],[Unit Category]],Profiles[#Headers],0))","v":419.86848500000008}]
[7,"Biomass/Wood",15,{"$f":"INDEX(NQC[NQC MW],MATCH(1,(NQC[Month]=Supply[[#This Row],[Month]])*(NQC[Unit Category]=Supply[[#This Row],[Unit Category]]),0))*INDEX(Profiles[],MATCH(1,(Profiles[Month]=Supply[[#This Row],[Month]])*(Profiles[Hour Ending]=Supply[[#This Row],[Hour Ending]]),0),MATCH(Supply[[#This Row],[Unit Category]],Profiles[#Headers],0))","v":419.86848500000008}]
[7,"Biomass/Wood",16,{"$f":"INDEX(NQC[NQC MW],MATCH(1,(NQC[Month]=Supply[[#This Row],[Month]])*(NQC[Unit Category]=Supply[[#This Row],[Unit Category]]),0))*INDEX(Profiles[],MATCH(1,(Profiles[Month]=Supply[[#This Row],[Month]])*(Profiles[Hour Ending]=Supply[[#This Row],[Hour Ending]]),0),MATCH(Supply[[#This Row],[Unit Category]],Profiles[#Headers],0))","v":419.86848500000008}]
[7,"Biomass/Wood",17,{"$f":"INDEX(NQC[NQC MW],MATCH(1,(NQC[Month]=Supply[[#This Row],[Month]])*(NQC[Unit Category]=Supply[[#This Row],[Unit Category]]),0))*INDEX(Profiles[],MATCH(1,(Profiles[Month]=Supply[[#This Row],[Month]])*(Profiles[Hour Ending]=Supply[[#This Row],[Hour Ending]]),0),MATCH(Supply[[#This Row],[Unit Category]],Profiles[#Headers],0))","v":419.86848500000008}]
[7,"Biomass/Wood",18,{"$f":"INDEX(NQC[NQC MW],MATCH(1,(NQC[Month]=Supply[[#This Row],[Month]])*(NQC[Unit Category]=Supply[[#This Row],[Unit Category]]),0))*INDEX(Profiles[],MATCH(1,(Profiles[Month]=Supply[[#This Row],[Month]])*(Profiles[Hour Ending]=Supply[[#This Row],[Hour Ending]]),0),MATCH(Supply[[#This Row],[Unit Category]],Profiles[#Headers],0))","v":419.86848500000008}]
[7,"Biomass/Wood",19,{"$f":"INDEX(NQC[NQC MW],MATCH(1,(NQC[Month]=Supply[[#This Row],[Month]])*(NQC[Unit Category]=Supply[[#This Row],[Unit Category]]),0))*INDEX(Profiles[],MATCH(1,(Profiles[Month]=Supply[[#This Row],[Month]])*(Profiles[Hour Ending]=Supply[[#This Row],[Hour Ending]]),0),MATCH(Supply[[#This Row],[Unit Category]],Profiles[#Headers],0))","v":419.86848500000008}]
[7,"Biomass/Wood",20,{"$f":"INDEX(NQC[NQC MW],MATCH(1,(NQC[Month]=Supply[[#This Row],[Month]])*(NQC[Unit Category]=Supply[[#This Row],[Unit Category]]),0))*INDEX(Profiles[],MATCH(1,(Profiles[Month]=Supply[[#This Row],[Month]])*(Profiles[Hour Ending]=Supply[[#This Row],[Hour Ending]]),0),MATCH(Supply[[#This Row],[Unit Category]],Profiles[#Headers],0))","v":419.86848500000008}]
[7,"Biomass/Wood",21,{"$f":"INDEX(NQC[NQC MW],MATCH(1,(NQC[Month]=Supply[[#This Row],[Month]])*(NQC[Unit Category]=Supply[[#This Row],[Unit Category]]),0))*INDEX(Profiles[],MATCH(1,(Profiles[Month]=Supply[[#This Row],[Month]])*(Profiles[Hour Ending]=Supply[[#This Row],[Hour Ending]]),0),MATCH(Supply[[#This Row],[Unit Category]],Profiles[#Headers],0))","v":419.86848500000008}]
[7,"Biomass/Wood",22,{"$f":"INDEX(NQC[NQC MW],MATCH(1,(NQC[Month]=Supply[[#This Row],[Month]])*(NQC[Unit Category]=Supply[[#This Row],[Unit Category]]),0))*INDEX(Profiles[],MATCH(1,(Profiles[Month]=Supply[[#This Row],[Month]])*(Profiles[Hour Ending]=Supply[[#This Row],[Hour Ending]]),0),MATCH(Supply[[#This Row],[Unit Category]],Profiles[#Headers],0))","v":419.86848500000008}]
[7,"Biomass/Wood",23,{"$f":"INDEX(NQC[NQC MW],MATCH(1,(NQC[Month]=Supply[[#This Row],[Month]])*(NQC[Unit Category]=Supply[[#This Row],[Unit Category]]),0))*INDEX(Profiles[],MATCH(1,(Profiles[Month]=Supply[[#This Row],[Month]])*(Profiles[Hour Ending]=Supply[[#This Row],[Hour Ending]]),0),MATCH(Supply[[#This Row],[Unit Category]],Profiles[#Headers],0))","v":419.86848500000008}]
[7,"Biomass/Wood",24,{"$f":"INDEX(NQC[NQC MW],MATCH(1,(NQC[Month]=Supply[[#This Row],[Month]])*(NQC[Unit Category]=Supply[[#This Row],[Unit Category]]),0))*INDEX(Profiles[],MATCH(1,(Profiles[Month]=Supply[[#This Row],[Month]])*(Profiles[Hour Ending]=Supply[[#This Row],[Hour Ending]]),0),MATCH(Supply[[#This Row],[Unit Category]],Profiles[#Headers],0))","v":419.86848500000008}]
[7,"CC",1,{"$f":"INDEX(NQC[NQC MW],MATCH(1,(NQC[Month]=Supply[[#This Row],[Month]])*(NQC[Unit Category]=Supply[[#This Row],[Unit Category]]),0))*INDEX(Profiles[],MATCH(1,(Profiles[Month]=Supply[[#This Row],[Month]])*(Profiles[Hour Ending]=Supply[[#This Row],[Hour Ending]]),0),MATCH(Supply[[#This Row],[Unit Category]],Profiles[#Headers],0))","v":17109.850000000002}]
[7,"CC",2,{"$f":"INDEX(NQC[NQC MW],MATCH(1,(NQC[Month]=Supply[[#This Row],[Month]])*(NQC[Unit Category]=Supply[[#This Row],[Unit Category]]),0))*INDEX(Profiles[],MATCH(1,(Profiles[Month]=Supply[[#This Row],[Month]])*(Profiles[Hour Ending]=Supply[[#This Row],[Hour Ending]]),0),MATCH(Supply[[#This Row],[Unit Category]],Profiles[#Headers],0))","v":17109.850000000002}]
[7,"CC",3,{"$f":"INDEX(NQC[NQC MW],MATCH(1,(NQC[Month]=Supply[[#This Row],[Month]])*(NQC[Unit Category]=Supply[[#This Row],[Unit Category]]),0))*INDEX(Profiles[],MATCH(1,(Profiles[Month]=Supply[[#This Row],[Month]])*(Profiles[Hour Ending]=Supply[[#This Row],[Hour Ending]]),0),MATCH(Supply[[#This Row],[Unit Category]],Profiles[#Headers],0))","v":17109.850000000002}]
[7,"CC",4,{"$f":"INDEX(NQC[NQC MW],MATCH(1,(NQC[Month]=Supply[[#This Row],[Month]])*(NQC[Unit Category]=Supply[[#This Row],[Unit Category]]),0))*INDEX(Profiles[],MATCH(1,(Profiles[Month]=Supply[[#This Row],[Month]])*(Profiles[Hour Ending]=Supply[[#This Row],[Hour Ending]]),0),MATCH(Supply[[#This Row],[Unit Category]],Profiles[#Headers],0))","v":17109.850000000002}]
[7,"CC",5,{"$f":"INDEX(NQC[NQC MW],MATCH(1,(NQC[Month]=Supply[[#This Row],[Month]])*(NQC[Unit Category]=Supply[[#This Row],[Unit Category]]),0))*INDEX(Profiles[],MATCH(1,(Profiles[Month]=Supply[[#This Row],[Month]])*(Profiles[Hour Ending]=Supply[[#This Row],[Hour Ending]]),0),MATCH(Supply[[#This Row],[Unit Category]],Profiles[#Headers],0))","v":17109.850000000002}]
[7,"CC",6,{"$f":"INDEX(NQC[NQC MW],MATCH(1,(NQC[Month]=Supply[[#This Row],[Month]])*(NQC[Unit Category]=Supply[[#This Row],[Unit Category]]),0))*INDEX(Profiles[],MATCH(1,(Profiles[Month]=Supply[[#This Row],[Month]])*(Profiles[Hour Ending]=Supply[[#This Row],[Hour Ending]]),0),MATCH(Supply[[#This Row],[Unit Category]],Profiles[#Headers],0))","v":17109.850000000002}]
[7,"CC",7,{"$f":"INDEX(NQC[NQC MW],MATCH(1,(NQC[Month]=Supply[[#This Row],[Month]])*(NQC[Unit Category]=Supply[[#This Row],[Unit Category]]),0))*INDEX(Profiles[],MATCH(1,(Profiles[Month]=Supply[[#This Row],[Month]])*(Profiles[Hour Ending]=Supply[[#This Row],[Hour Ending]]),0),MATCH(Supply[[#This Row],[Unit Category]],Profiles[#Headers],0))","v":17109.850000000002}]
[7,"CC",8,{"$f":"INDEX(NQC[NQC MW],MATCH(1,(NQC[Month]=Supply[[#This Row],[Month]])*(NQC[Unit Category]=Supply[[#This Row],[Unit Category]]),0))*INDEX(Profiles[],MATCH(1,(Profiles[Month]=Supply[[#This Row],[Month]])*(Profiles[Hour Ending]=Supply[[#This Row],[Hour Ending]]),0),MATCH(Supply[[#This Row],[Unit Category]],Profiles[#Headers],0))","v":17109.850000000002}]
[7,"CC",9,{"$f":"INDEX(NQC[NQC MW],MATCH(1,(NQC[Month]=Supply[[#This Row],[Month]])*(NQC[Unit Category]=Supply[[#This Row],[Unit Category]]),0))*INDEX(Profiles[],MATCH(1,(Profiles[Month]=Supply[[#This Row],[Month]])*(Profiles[Hour Ending]=Supply[[#This Row],[Hour Ending]]),0),MATCH(Supply[[#This Row],[Unit Category]],Profiles[#Headers],0))","v":17109.850000000002}]
[7,"CC",10,{"$f":"INDEX(NQC[NQC MW],MATCH(1,(NQC[Month]=Supply[[#This Row],[Month]])*(NQC[Unit Category]=Supply[[#This Row],[Unit Category]]),0))*INDEX(Profiles[],MATCH(1,(Profiles[Month]=Supply[[#This Row],[Month]])*(Profiles[Hour Ending]=Supply[[#This Row],[Hour Ending]]),0),MATCH(Supply[[#This Row],[Unit Category]],Profiles[#Headers],0))","v":17109.850000000002}]
[7,"CC",11,{"$f":"INDEX(NQC[NQC MW],MATCH(1,(NQC[Month]=Supply[[#This Row],[Month]])*(NQC[Unit Category]=Supply[[#This Row],[Unit Category]]),0))*INDEX(Profiles[],MATCH(1,(Profiles[Month]=Supply[[#This Row],[Month]])*(Profiles[Hour Ending]=Supply[[#This Row],[Hour Ending]]),0),MATCH(Supply[[#This Row],[Unit Category]],Profiles[#Headers],0))","v":17109.850000000002}]
[7,"CC",12,{"$f":"INDEX(NQC[NQC MW],MATCH(1,(NQC[Month]=Supply[[#This Row],[Month]])*(NQC[Unit Category]=Supply[[#This Row],[Unit Category]]),0))*INDEX(Profiles[],MATCH(1,(Profiles[Month]=Supply[[#This Row],[Month]])*(Profiles[Hour Ending]=Supply[[#This Row],[Hour Ending]]),0),MATCH(Supply[[#This Row],[Unit Category]],Profiles[#Headers],0))","v":17109.850000000002}]
[7,"CC",13,{"$f":"INDEX(NQC[NQC MW],MATCH(1,(NQC[Month]=Supply[[#This Row],[Month]])*(NQC[Unit Category]=Supply[[#This Row],[Unit Category]]),0))*INDEX(Profiles[],MATCH(1,(Profiles[Month]=Supply[[#This Row],[Month]])*(Profiles[Hour Ending]=Supply[[#This Row],[Hour Ending]]),0),MATCH(Supply[[#This Row],[Unit Category]],Profiles[#Headers],0))","v":17109.850000000002}]
[7,"CC",14,{"$f":"INDEX(NQC[NQC MW],MATCH(1,(NQC[Month]=Supply[[#This Row],[Month]])*(NQC[Unit Category]=Supply[[#This Row],[Unit Category]]),0))*INDEX(Profiles[],MATCH(1,(Profiles[Month]=Supply[[#This Row],[Month]])*(Profiles[Hour Ending]=Supply[[#This Row],[Hour Ending]]),0),MATCH(Supply[[#This Row],[Unit Category]],Profiles[#Headers],0))","v":17109.850000000002}]
[7,"CC",15,{"$f":"INDEX(NQC[NQC MW],MATCH(1,(NQC[Month]=Supply[[#This Row],[Month]])*(NQC[Unit Category]=Supply[[#This Row],[Unit Category]]),0))*INDEX(Profiles[],MATCH(1,(Profiles[Month]=Supply[[#This Row],[Month]])*(Profiles[Hour Ending]=Supply[[#This Row],[Hour Ending]]),0),MATCH(Supply[[#This Row],[Unit Category]],Profiles[#Headers],0))","v":17109.850000000002}]
[7,"CC",16,{"$f":"INDEX(NQC[NQC MW],MATCH(1,(NQC[Month]=Supply[[#This Row],[Month]])*(NQC[Unit Category]=Supply[[#This Row],[Unit Category]]),0))*INDEX(Profiles[],MATCH(1,(Profiles[Month]=Supply[[#This Row],[Month]])*(Profiles[Hour Ending]=Supply[[#This Row],[Hour Ending]]),0),MATCH(Supply[[#This Row],[Unit Category]],Profiles[#Headers],0))","v":17109.850000000002}]
[7,"CC",17,{"$f":"INDEX(NQC[NQC MW],MATCH(1,(NQC[Month]=Supply[[#This Row],[Month]])*(NQC[Unit Category]=Supply[[#This Row],[Unit Category]]),0))*INDEX(Profiles[],MATCH(1,(Profiles[Month]=Supply[[#This Row],[Month]])*(Profiles[Hour Ending]=Supply[[#This Row],[Hour Ending]]),0),MATCH(Supply[[#This Row],[Unit Category]],Profiles[#Headers],0))","v":17109.850000000002}]
[7,"CC",18,{"$f":"INDEX(NQC[NQC MW],MATCH(1,(NQC[Month]=Supply[[#This Row],[Month]])*(NQC[Unit Category]=Supply[[#This Row],[Unit Category]]),0))*INDEX(Profiles[],MATCH(1,(Profiles[Month]=Supply[[#This Row],[Month]])*(Profiles[Hour Ending]=Supply[[#This Row],[Hour Ending]]),0),MATCH(Supply[[#This Row],[Unit Category]],Profiles[#Headers],0))","v":17109.850000000002}]
[7,"CC",19,{"$f":"INDEX(NQC[NQC MW],MATCH(1,(NQC[Month]=Supply[[#This Row],[Month]])*(NQC[Unit Category]=Supply[[#This Row],[Unit Category]]),0))*INDEX(Profiles[],MATCH(1,(Profiles[Month]=Supply[[#This Row],[Month]])*(Profiles[Hour Ending]=Supply[[#This Row],[Hour Ending]]),0),MATCH(Supply[[#This Row],[Unit Category]],Profiles[#Headers],0))","v":17109.850000000002}]
[7,"CC",20,{"$f":"INDEX(NQC[NQC MW],MATCH(1,(NQC[Month]=Supply[[#This Row],[Month]])*(NQC[Unit Category]=Supply[[#This Row],[Unit Category]]),0))*INDEX(Profiles[],MATCH(1,(Profiles[Month]=Supply[[#This Row],[Month]])*(Profiles[Hour Ending]=Supply[[#This Row],[Hour Ending]]),0),MATCH(Supply[[#This Row],[Unit Category]],Profiles[#Headers],0))","v":17109.850000000002}]
[7,"CC",21,{"$f":"INDEX(NQC[NQC MW],MATCH(1,(NQC[Month]=Supply[[#This Row],[Month]])*(NQC[Unit Category]=Supply[[#This Row],[Unit Category]]),0))*INDEX(Profiles[],MATCH(1,(Profiles[Month]=Supply[[#This Row],[Month]])*(Profiles[Hour Ending]=Supply[[#This Row],[Hour Ending]]),0),MATCH(Supply[[#This Row],[Unit Category]],Profiles[#Headers],0))","v":17109.850000000002}]
[7,"CC",22,{"$f":"INDEX(NQC[NQC MW],MATCH(1,(NQC[Month]=Supply[[#This Row],[Month]])*(NQC[Unit Category]=Supply[[#This Row],[Unit Category]]),0))*INDEX(Profiles[],MATCH(1,(Profiles[Month]=Supply[[#This Row],[Month]])*(Profiles[Hour Ending]=Supply[[#This Row],[Hour Ending]]),0),MATCH(Supply[[#This Row],[Unit Category]],Profiles[#Headers],0))","v":17109.850000000002}]
[7,"CC",23,{"$f":"INDEX(NQC[NQC MW],MATCH(1,(NQC[Month]=Supply[[#This Row],[Month]])*(NQC[Unit Category]=Supply[[#This Row],[Unit Category]]),0))*INDEX(Profiles[],MATCH(1,(Profiles[Month]=Supply[[#This Row],[Month]])*(Profiles[Hour Ending]=Supply[[#This Row],[Hour Ending]]),0),MATCH(Supply[[#This Row],[Unit Category]],Profiles[#Headers],0))","v":17109.850000000002}]
[7,"CC",24,{"$f":"INDEX(NQC[NQC MW],MATCH(1,(NQC[Month]=Supply[[#This Row],[Month]])*(NQC[Unit Category]=Supply[[#This Row],[Unit Category]]),0))*INDEX(Profiles[],MATCH(1,(Profiles[Month]=Supply[[#This Row],[Month]])*(Profiles[Hour Ending]=Supply[[#This Row],[Hour Ending]]),0),MATCH(Supply[[#This Row],[Unit Category]],Profiles[#Headers],0))","v":17109.850000000002}]
[7,"Coal",1,{"$f":"INDEX(NQC[NQC MW],MATCH(1,(NQC[Month]=Supply[[#This Row],[Month]])*(NQC[Unit Category]=Supply[[#This Row],[Unit Category]]),0))*INDEX(Profiles[],MATCH(1,(Profiles[Month]=Supply[[#This Row],[Month]])*(Profiles[Hour Ending]=Supply[[#This Row],[Hour Ending]]),0),MATCH(Supply[[#This Row],[Unit Category]],Profiles[#Headers],0))","v":0}]
[7,"Coal",2,{"$f":"INDEX(NQC[NQC MW],MATCH(1,(NQC[Month]=Supply[[#This Row],[Month]])*(NQC[Unit Category]=Supply[[#This Row],[Unit Category]]),0))*INDEX(Profiles[],MATCH(1,(Profiles[Month]=Supply[[#This Row],[Month]])*(Profiles[Hour Ending]=Supply[[#This Row],[Hour Ending]]),0),MATCH(Supply[[#This Row],[Unit Category]],Profiles[#Headers],0))","v":0}]
[7,"Coal",3,{"$f":"INDEX(NQC[NQC MW],MATCH(1,(NQC[Month]=Supply[[#This Row],[Month]])*(NQC[Unit Category]=Supply[[#This Row],[Unit Category]]),0))*INDEX(Profiles[],MATCH(1,(Profiles[Month]=Supply[[#This Row],[Month]])*(Profiles[Hour Ending]=Supply[[#This Row],[Hour Ending]]),0),MATCH(Supply[[#This Row],[Unit Category]],Profiles[#Headers],0))","v":0}]
[7,"Coal",4,{"$f":"INDEX(NQC[NQC MW],MATCH(1,(NQC[Month]=Supply[[#This Row],[Month]])*(NQC[Unit Category]=Supply[[#This Row],[Unit Category]]),0))*INDEX(Profiles[],MATCH(1,(Profiles[Month]=Supply[[#This Row],[Month]])*(Profiles[Hour Ending]=Supply[[#This Row],[Hour Ending]]),0),MATCH(Supply[[#This Row],[Unit Category]],Profiles[#Headers],0))","v":0}]
[7,"Coal",5,{"$f":"INDEX(NQC[NQC MW],MATCH(1,(NQC[Month]=Supply[[#This Row],[Month]])*(NQC[Unit Category]=Supply[[#This Row],[Unit Category]]),0))*INDEX(Profiles[],MATCH(1,(Profiles[Month]=Supply[[#This Row],[Month]])*(Profiles[Hour Ending]=Supply[[#This Row],[Hour Ending]]),0),MATCH(Supply[[#This Row],[Unit Category]],Profiles[#Headers],0))","v":0}]
[7,"Coal",6,{"$f":"INDEX(NQC[NQC MW],MATCH(1,(NQC[Month]=Supply[[#This Row],[Month]])*(NQC[Unit Category]=Supply[[#This Row],[Unit Category]]),0))*INDEX(Profiles[],MATCH(1,(Profiles[Month]=Supply[[#This Row],[Month]])*(Profiles[Hour Ending]=Supply[[#This Row],[Hour Ending]]),0),MATCH(Supply[[#This Row],[Unit Category]],Profiles[#Headers],0))","v":0}]
[7,"Coal",7,{"$f":"INDEX(NQC[NQC MW],MATCH(1,(NQC[Month]=Supply[[#This Row],[Month]])*(NQC[Unit Category]=Supply[[#This Row],[Unit Category]]),0))*INDEX(Profiles[],MATCH(1,(Profiles[Month]=Supply[[#This Row],[Month]])*(Profiles[Hour Ending]=Supply[[#This Row],[Hour Ending]]),0),MATCH(Supply[[#This Row],[Unit Category]],Profiles[#Headers],0))","v":0}]
[7,"Coal",8,{"$f":"INDEX(NQC[NQC MW],MATCH(1,(NQC[Month]=Supply[[#This Row],[Month]])*(NQC[Unit Category]=Supply[[#This Row],[Unit Category]]),0))*INDEX(Profiles[],MATCH(1,(Profiles[Month]=Supply[[#This Row],[Month]])*(Profiles[Hour Ending]=Supply[[#This Row],[Hour Ending]]),0),MATCH(Supply[[#This Row],[Unit Category]],Profiles[#Headers],0))","v":0}]
[7,"Coal",9,{"$f":"INDEX(NQC[NQC MW],MATCH(1,(NQC[Month]=Supply[[#This Row],[Month]])*(NQC[Unit Category]=Supply[[#This Row],[Unit Category]]),0))*INDEX(Profiles[],MATCH(1,(Profiles[Month]=Supply[[#This Row],[Month]])*(Profiles[Hour Ending]=Supply[[#This Row],[Hour Ending]]),0),MATCH(Supply[[#This Row],[Unit Category]],Profiles[#Headers],0))","v":0}]
[7,"Coal",10,{"$f":"INDEX(NQC[NQC MW],MATCH(1,(NQC[Month]=Supply[[#This Row],[Month]])*(NQC[Unit Category]=Supply[[#This Row],[Unit Category]]),0))*INDEX(Profiles[],MATCH(1,(Profiles[Month]=Supply[[#This Row],[Month]])*(Profiles[Hour Ending]=Supply[[#This Row],[Hour Ending]]),0),MATCH(Supply[[#This Row],[Unit Category]],Profiles[#Headers],0))","v":0}]
[7,"Coal",11,{"$f":"INDEX(NQC[NQC MW],MATCH(1,(NQC[Month]=Supply[[#This Row],[Month]])*(NQC[Unit Category]=Supply[[#This Row],[Unit Category]]),0))*INDEX(Profiles[],MATCH(1,(Profiles[Month]=Supply[[#This Row],[Month]])*(Profiles[Hour Ending]=Supply[[#This Row],[Hour Ending]]),0),MATCH(Supply[[#This Row],[Unit Category]],Profiles[#Headers],0))","v":0}]
[7,"Coal",12,{"$f":"INDEX(NQC[NQC MW],MATCH(1,(NQC[Month]=Supply[[#This Row],[Month]])*(NQC[Unit Category]=Supply[[#This Row],[Unit Category]]),0))*INDEX(Profiles[],MATCH(1,(Profiles[Month]=Supply[[#This Row],[Month]])*(Profiles[Hour Ending]=Supply[[#This Row],[Hour Ending]]),0),MATCH(Supply[[#This Row],[Unit Category]],Profiles[#Headers],0))","v":0}]
[7,"Coal",13,{"$f":"INDEX(NQC[NQC MW],MATCH(1,(NQC[Month]=Supply[[#This Row],[Month]])*(NQC[Unit Category]=Supply[[#This Row],[Unit Category]]),0))*INDEX(Profiles[],MATCH(1,(Profiles[Month]=Supply[[#This Row],[Month]])*(Profiles[Hour Ending]=Supply[[#This Row],[Hour Ending]]),0),MATCH(Supply[[#This Row],[Unit Category]],Profiles[#Headers],0))","v":0}]
[7,"Coal",14,{"$f":"INDEX(NQC[NQC MW],MATCH(1,(NQC[Month]=Supply[[#This Row],[Month]])*(NQC[Unit Category]=Supply[[#This Row],[Unit Category]]),0))*INDEX(Profiles[],MATCH(1,(Profiles[Month]=Supply[[#This Row],[Month]])*(Profiles[Hour Ending]=Supply[[#This Row],[Hour Ending]]),0),MATCH(Supply[[#This Row],[Unit Category]],Profiles[#Headers],0))","v":0}]
[7,"Coal",15,{"$f":"INDEX(NQC[NQC MW],MATCH(1,(NQC[Month]=Supply[[#This Row],[Month]])*(NQC[Unit Category]=Supply[[#This Row],[Unit Category]]),0))*INDEX(Profiles[],MATCH(1,(Profiles[Month]=Supply[[#This Row],[Month]])*(Profiles[Hour Ending]=Supply[[#This Row],[Hour Ending]]),0),MATCH(Supply[[#This Row],[Unit Category]],Profiles[#Headers],0))","v":0}]
[7,"Coal",16,{"$f":"INDEX(NQC[NQC MW],MATCH(1,(NQC[Month]=Supply[[#This Row],[Month]])*(NQC[Unit Category]=Supply[[#This Row],[Unit Category]]),0))*INDEX(Profiles[],MATCH(1,(Profiles[Month]=Supply[[#This Row],[Month]])*(Profiles[Hour Ending]=Supply[[#This Row],[Hour Ending]]),0),MATCH(Supply[[#This Row],[Unit Category]],Profiles[#Headers],0))","v":0}]
[7,"Coal",17,{"$f":"INDEX(NQC[NQC MW],MATCH(1,(NQC[Month]=Supply[[#This Row],[Month]])*(NQC[Unit Category]=Supply[[#This Row],[Unit Category]]),0))*INDEX(Profiles[],MATCH(1,(Profiles[Month]=Supply[[#This Row],[Month]])*(Profiles[Hour Ending]=Supply[[#This Row],[Hour Ending]]),0),MATCH(Supply[[#This Row],[Unit Category]],Profiles[#Headers],0))","v":0}]
[7,"Coal",18,{"$f":"INDEX(NQC[NQC MW],MATCH(1,(NQC[Month]=Supply[[#This Row],[Month]])*(NQC[Unit Category]=Supply[[#This Row],[Unit Category]]),0))*INDEX(Profiles[],MATCH(1,(Profiles[Month]=Supply[[#This Row],[Month]])*(Profiles[Hour Ending]=Supply[[#This Row],[Hour Ending]]),0),MATCH(Supply[[#This Row],[Unit Category]],Profiles[#Headers],0))","v":0}]
[7,"Coal",19,{"$f":"INDEX(NQC[NQC MW],MATCH(1,(NQC[Month]=Supply[[#This Row],[Month]])*(NQC[Unit Category]=Supply[[#This Row],[Unit Category]]),0))*INDEX(Profiles[],MATCH(1,(Profiles[Month]=Supply[[#This Row],[Month]])*(Profiles[Hour Ending]=Supply[[#This Row],[Hour Ending]]),0),MATCH(Supply[[#This Row],[Unit Category]],Profiles[#Headers],0))","v":0}]
[7,"Coal",20,{"$f":"INDEX(NQC[NQC MW],MATCH(1,(NQC[Month]=Supply[[#This Row],[Month]])*(NQC[Unit Category]=Supply[[#This Row],[Unit Category]]),0))*INDEX(Profiles[],MATCH(1,(Profiles[Month]=Supply[[#This Row],[Month]])*(Profiles[Hour Ending]=Supply[[#This Row],[Hour Ending]]),0),MATCH(Supply[[#This Row],[Unit Category]],Profiles[#Headers],0))","v":0}]
[7,"Coal",21,{"$f":"INDEX(NQC[NQC MW],MATCH(1,(NQC[Month]=Supply[[#This Row],[Month]])*(NQC[Unit Category]=Supply[[#This Row],[Unit Category]]),0))*INDEX(Profiles[],MATCH(1,(Profiles[Month]=Supply[[#This Row],[Month]])*(Profiles[Hour Ending]=Supply[[#This Row],[Hour Ending]]),0),MATCH(Supply[[#This Row],[Unit Category]],Profiles[#Headers],0))","v":0}]
[7,"Coal",22,{"$f":"INDEX(NQC[NQC MW],MATCH(1,(NQC[Month]=Supply[[#This Row],[Month]])*(NQC[Unit Category]=Supply[[#This Row],[Unit Category]]),0))*INDEX(Profiles[],MATCH(1,(Profiles[Month]=Supply[[#This Row],[Month]])*(Profiles[Hour Ending]=Supply[[#This Row],[Hour Ending]]),0),MATCH(Supply[[#This Row],[Unit Category]],Profiles[#Headers],0))","v":0}]
[7,"Coal",23,{"$f":"INDEX(NQC[NQC MW],MATCH(1,(NQC[Month]=Supply[[#This Row],[Month]])*(NQC[Unit Category]=Supply[[#This Row],[Unit Category]]),0))*INDEX(Profiles[],MATCH(1,(Profiles[Month]=Supply[[#This Row],[Month]])*(Profiles[Hour Ending]=Supply[[#This Row],[Hour Ending]]),0),MATCH(Supply[[#This Row],[Unit Category]],Profiles[#Headers],0))","v":0}]
[7,"Coal",24,{"$f":"INDEX(NQC[NQC MW],MATCH(1,(NQC[Month]=Supply[[#This Row],[Month]])*(NQC[Unit Category]=Supply[[#This Row],[Unit Category]]),0))*INDEX(Profiles[],MATCH(1,(Profiles[Month]=Supply[[#This Row],[Month]])*(Profiles[Hour Ending]=Supply[[#This Row],[Hour Ending]]),0),MATCH(Supply[[#This Row],[Unit Category]],Profiles[#Headers],0))","v":0}]
[7,"Cogen",1,{"$f":"INDEX(NQC[NQC MW],MATCH(1,(NQC[Month]=Supply[[#This Row],[Month]])*(NQC[Unit Category]=Supply[[#This Row],[Unit Category]]),0))*INDEX(Profiles[],MATCH(1,(Profiles[Month]=Supply[[#This Row],[Month]])*(Profiles[Hour Ending]=Supply[[#This Row],[Hour Ending]]),0),MATCH(Supply[[#This Row],[Unit Category]],Profiles[#Headers],0))","v":1875.4489940000001}]
[7,"Cogen",2,{"$f":"INDEX(NQC[NQC MW],MATCH(1,(NQC[Month]=Supply[[#This Row],[Month]])*(NQC[Unit Category]=Supply[[#This Row],[Unit Category]]),0))*INDEX(Profiles[],MATCH(1,(Profiles[Month]=Supply[[#This Row],[Month]])*(Profiles[Hour Ending]=Supply[[#This Row],[Hour Ending]]),0),MATCH(Supply[[#This Row],[Unit Category]],Profiles[#Headers],0))","v":1875.4489940000001}]
[7,"Cogen",3,{"$f":"INDEX(NQC[NQC MW],MATCH(1,(NQC[Month]=Supply[[#This Row],[Month]])*(NQC[Unit Category]=Supply[[#This Row],[Unit Category]]),0))*INDEX(Profiles[],MATCH(1,(Profiles[Month]=Supply[[#This Row],[Month]])*(Profiles[Hour Ending]=Supply[[#This Row],[Hour Ending]]),0),MATCH(Supply[[#This Row],[Unit Category]],Profiles[#Headers],0))","v":1875.4489940000001}]
[7,"Cogen",4,{"$f":"INDEX(NQC[NQC MW],MATCH(1,(NQC[Month]=Supply[[#This Row],[Month]])*(NQC[Unit Category]=Supply[[#This Row],[Unit Category]]),0))*INDEX(Profiles[],MATCH(1,(Profiles[Month]=Supply[[#This Row],[Month]])*(Profiles[Hour Ending]=Supply[[#This Row],[Hour Ending]]),0),MATCH(Supply[[#This Row],[Unit Category]],Profiles[#Headers],0))","v":1875.4489940000001}]
[7,"Cogen",5,{"$f":"INDEX(NQC[NQC MW],MATCH(1,(NQC[Month]=Supply[[#This Row],[Month]])*(NQC[Unit Category]=Supply[[#This Row],[Unit Category]]),0))*INDEX(Profiles[],MATCH(1,(Profiles[Month]=Supply[[#This Row],[Month]])*(Profiles[Hour Ending]=Supply[[#This Row],[Hour Ending]]),0),MATCH(Supply[[#This Row],[Unit Category]],Profiles[#Headers],0))","v":1875.4489940000001}]
[7,"Cogen",6,{"$f":"INDEX(NQC[NQC MW],MATCH(1,(NQC[Month]=Supply[[#This Row],[Month]])*(NQC[Unit Category]=Supply[[#This Row],[Unit Category]]),0))*INDEX(Profiles[],MATCH(1,(Profiles[Month]=Supply[[#This Row],[Month]])*(Profiles[Hour Ending]=Supply[[#This Row],[Hour Ending]]),0),MATCH(Supply[[#This Row],[Unit Category]],Profiles[#Headers],0))","v":1875.4489940000001}]
[7,"Cogen",7,{"$f":"INDEX(NQC[NQC MW],MATCH(1,(NQC[Month]=Supply[[#This Row],[Month]])*(NQC[Unit Category]=Supply[[#This Row],[Unit Category]]),0))*INDEX(Profiles[],MATCH(1,(Profiles[Month]=Supply[[#This Row],[Month]])*(Profiles[Hour Ending]=Supply[[#This Row],[Hour Ending]]),0),MATCH(Supply[[#This Row],[Unit Category]],Profiles[#Headers],0))","v":1875.4489940000001}]
[7,"Cogen",8,{"$f":"INDEX(NQC[NQC MW],MATCH(1,(NQC[Month]=Supply[[#This Row],[Month]])*(NQC[Unit Category]=Supply[[#This Row],[Unit Category]]),0))*INDEX(Profiles[],MATCH(1,(Profiles[Month]=Supply[[#This Row],[Month]])*(Profiles[Hour Ending]=Supply[[#This Row],[Hour Ending]]),0),MATCH(Supply[[#This Row],[Unit Category]],Profiles[#Headers],0))","v":1875.4489940000001}]
[7,"Cogen",9,{"$f":"INDEX(NQC[NQC MW],MATCH(1,(NQC[Month]=Supply[[#This Row],[Month]])*(NQC[Unit Category]=Supply[[#This Row],[Unit Category]]),0))*INDEX(Profiles[],MATCH(1,(Profiles[Month]=Supply[[#This Row],[Month]])*(Profiles[Hour Ending]=Supply[[#This Row],[Hour Ending]]),0),MATCH(Supply[[#This Row],[Unit Category]],Profiles[#Headers],0))","v":1875.4489940000001}]
[7,"Cogen",10,{"$f":"INDEX(NQC[NQC MW],MATCH(1,(NQC[Month]=Supply[[#This Row],[Month]])*(NQC[Unit Category]=Supply[[#This Row],[Unit Category]]),0))*INDEX(Profiles[],MATCH(1,(Profiles[Month]=Supply[[#This Row],[Month]])*(Profiles[Hour Ending]=Supply[[#This Row],[Hour Ending]]),0),MATCH(Supply[[#This Row],[Unit Category]],Profiles[#Headers],0))","v":1875.4489940000001}]
[7,"Cogen",11,{"$f":"INDEX(NQC[NQC MW],MATCH(1,(NQC[Month]=Supply[[#This Row],[Month]])*(NQC[Unit Category]=Supply[[#This Row],[Unit Category]]),0))*INDEX(Profiles[],MATCH(1,(Profiles[Month]=Supply[[#This Row],[Month]])*(Profiles[Hour Ending]=Supply[[#This Row],[Hour Ending]]),0),MATCH(Supply[[#This Row],[Unit Category]],Profiles[#Headers],0))","v":1875.4489940000001}]
[7,"Cogen",12,{"$f":"INDEX(NQC[NQC MW],MATCH(1,(NQC[Month]=Supply[[#This Row],[Month]])*(NQC[Unit Category]=Supply[[#This Row],[Unit Category]]),0))*INDEX(Profiles[],MATCH(1,(Profiles[Month]=Supply[[#This Row],[Month]])*(Profiles[Hour Ending]=Supply[[#This Row],[Hour Ending]]),0),MATCH(Supply[[#This Row],[Unit Category]],Profiles[#Headers],0))","v":1875.4489940000001}]
[7,"Cogen",13,{"$f":"INDEX(NQC[NQC MW],MATCH(1,(NQC[Month]=Supply[[#This Row],[Month]])*(NQC[Unit Category]=Supply[[#This Row],[Unit Category]]),0))*INDEX(Profiles[],MATCH(1,(Profiles[Month]=Supply[[#This Row],[Month]])*(Profiles[Hour Ending]=Supply[[#This Row],[Hour Ending]]),0),MATCH(Supply[[#This Row],[Unit Category]],Profiles[#Headers],0))","v":1875.4489940000001}]
[7,"Cogen",14,{"$f":"INDEX(NQC[NQC MW],MATCH(1,(NQC[Month]=Supply[[#This Row],[Month]])*(NQC[Unit Category]=Supply[[#This Row],[Unit Category]]),0))*INDEX(Profiles[],MATCH(1,(Profiles[Month]=Supply[[#This Row],[Month]])*(Profiles[Hour Ending]=Supply[[#This Row],[Hour Ending]]),0),MATCH(Supply[[#This Row],[Unit Category]],Profiles[#Headers],0))","v":1875.4489940000001}]
[7,"Cogen",15,{"$f":"INDEX(NQC[NQC MW],MATCH(1,(NQC[Month]=Supply[[#This Row],[Month]])*(NQC[Unit Category]=Supply[[#This Row],[Unit Category]]),0))*INDEX(Profiles[],MATCH(1,(Profiles[Month]=Supply[[#This Row],[Month]])*(Profiles[Hour Ending]=Supply[[#This Row],[Hour Ending]]),0),MATCH(Supply[[#This Row],[Unit Category]],Profiles[#Headers],0))","v":1875.4489940000001}]
[7,"Cogen",16,{"$f":"INDEX(NQC[NQC MW],MATCH(1,(NQC[Month]=Supply[[#This Row],[Month]])*(NQC[Unit Category]=Supply[[#This Row],[Unit Category]]),0))*INDEX(Profiles[],MATCH(1,(Profiles[Month]=Supply[[#This Row],[Month]])*(Profiles[Hour Ending]=Supply[[#This Row],[Hour Ending]]),0),MATCH(Supply[[#This Row],[Unit Category]],Profiles[#Headers],0))","v":1875.4489940000001}]
[7,"Cogen",17,{"$f":"INDEX(NQC[NQC MW],MATCH(1,(NQC[Month]=Supply[[#This Row],[Month]])*(NQC[Unit Category]=Supply[[#This Row],[Unit Category]]),0))*INDEX(Profiles[],MATCH(1,(Profiles[Month]=Supply[[#This Row],[Month]])*(Profiles[Hour Ending]=Supply[[#This Row],[Hour Ending]]),0),MATCH(Supply[[#This Row],[Unit Category]],Profiles[#Headers],0))","v":1875.4489940000001}]
[7,"Cogen",18,{"$f":"INDEX(NQC[NQC MW],MATCH(1,(NQC[Month]=Supply[[#This Row],[Month]])*(NQC[Unit Category]=Supply[[#This Row],[Unit Category]]),0))*INDEX(Profiles[],MATCH(1,(Profiles[Month]=Supply[[#This Row],[Month]])*(Profiles[Hour Ending]=Supply[[#This Row],[Hour Ending]]),0),MATCH(Supply[[#This Row],[Unit Category]],Profiles[#Headers],0))","v":1875.4489940000001}]
[7,"Cogen",19,{"$f":"INDEX(NQC[NQC MW],MATCH(1,(NQC[Month]=Supply[[#This Row],[Month]])*(NQC[Unit Category]=Supply[[#This Row],[Unit Category]]),0))*INDEX(Profiles[],MATCH(1,(Profiles[Month]=Supply[[#This Row],[Month]])*(Profiles[Hour Ending]=Supply[[#This Row],[Hour Ending]]),0),MATCH(Supply[[#This Row],[Unit Category]],Profiles[#Headers],0))","v":1875.4489940000001}]
[7,"Cogen",20,{"$f":"INDEX(NQC[NQC MW],MATCH(1,(NQC[Month]=Supply[[#This Row],[Month]])*(NQC[Unit Category]=Supply[[#This Row],[Unit Category]]),0))*INDEX(Profiles[],MATCH(1,(Profiles[Month]=Supply[[#This Row],[Month]])*(Profiles[Hour Ending]=Supply[[#This Row],[Hour Ending]]),0),MATCH(Supply[[#This Row],[Unit Category]],Profiles[#Headers],0))","v":1875.4489940000001}]
[7,"Cogen",21,{"$f":"INDEX(NQC[NQC MW],MATCH(1,(NQC[Month]=Supply[[#This Row],[Month]])*(NQC[Unit Category]=Supply[[#This Row],[Unit Category]]),0))*INDEX(Profiles[],MATCH(1,(Profiles[Month]=Supply[[#This Row],[Month]])*(Profiles[Hour Ending]=Supply[[#This Row],[Hour Ending]]),0),MATCH(Supply[[#This Row],[Unit Category]],Profiles[#Headers],0))","v":1875.4489940000001}]
[7,"Cogen",22,{"$f":"INDEX(NQC[NQC MW],MATCH(1,(NQC[Month]=Supply[[#This Row],[Month]])*(NQC[Unit Category]=Supply[[#This Row],[Unit Category]]),0))*INDEX(Profiles[],MATCH(1,(Profiles[Month]=Supply[[#This Row],[Month]])*(Profiles[Hour Ending]=Supply[[#This Row],[Hour Ending]]),0),MATCH(Supply[[#This Row],[Unit Category]],Profiles[#Headers],0))","v":1875.4489940000001}]
[7,"Cogen",23,{"$f":"INDEX(NQC[NQC MW],MATCH(1,(NQC[Month]=Supply[[#This Row],[Month]])*(NQC[Unit Category]=Supply[[#This Row],[Unit Category]]),0))*INDEX(Profiles[],MATCH(1,(Profiles[Month]=Supply[[#This Row],[Month]])*(Profiles[Hour Ending]=Supply[[#This Row],[Hour Ending]]),0),MATCH(Supply[[#This Row],[Unit Category]],Profiles[#Headers],0))","v":1875.4489940000001}]
[7,"Cogen",24,{"$f":"INDEX(NQC[NQC MW],MATCH(1,(NQC[Month]=Supply[[#This Row],[Month]])*(NQC[Unit Category]=Supply[[#This Row],[Unit Category]]),0))*INDEX(Profiles[],MATCH(1,(Profiles[Month]=Supply[[#This Row],[Month]])*(Profiles[Hour Ending]=Supply[[#This Row],[Hour Ending]]),0),MATCH(Supply[[#This Row],[Unit Category]],Profiles[#Headers],0))","v":1875.4489940000001}]
[7,"CT",1,{"$f":"INDEX(NQC[NQC MW],MATCH(1,(NQC[Month]=Supply[[#This Row],[Month]])*(NQC[Unit Category]=Supply[[#This Row],[Unit Category]]),0))*INDEX(Profiles[],MATCH(1,(Profiles[Month]=Supply[[#This Row],[Month]])*(Profiles[Hour Ending]=Supply[[#This Row],[Hour Ending]]),0),MATCH(Supply[[#This Row],[Unit Category]],Profiles[#Headers],0))","v":8024.8600000000033}]
[7,"CT",2,{"$f":"INDEX(NQC[NQC MW],MATCH(1,(NQC[Month]=Supply[[#This Row],[Month]])*(NQC[Unit Category]=Supply[[#This Row],[Unit Category]]),0))*INDEX(Profiles[],MATCH(1,(Profiles[Month]=Supply[[#This Row],[Month]])*(Profiles[Hour Ending]=Supply[[#This Row],[Hour Ending]]),0),MATCH(Supply[[#This Row],[Unit Category]],Profiles[#Headers],0))","v":8024.8600000000033}]
[7,"CT",3,{"$f":"INDEX(NQC[NQC MW],MATCH(1,(NQC[Month]=Supply[[#This Row],[Month]])*(NQC[Unit Category]=Supply[[#This Row],[Unit Category]]),0))*INDEX(Profiles[],MATCH(1,(Profiles[Month]=Supply[[#This Row],[Month]])*(Profiles[Hour Ending]=Supply[[#This Row],[Hour Ending]]),0),MATCH(Supply[[#This Row],[Unit Category]],Profiles[#Headers],0))","v":8024.8600000000033}]
[7,"CT",4,{"$f":"INDEX(NQC[NQC MW],MATCH(1,(NQC[Month]=Supply[[#This Row],[Month]])*(NQC[Unit Category]=Supply[[#This Row],[Unit Category]]),0))*INDEX(Profiles[],MATCH(1,(Profiles[Month]=Supply[[#This Row],[Month]])*(Profiles[Hour Ending]=Supply[[#This Row],[Hour Ending]]),0),MATCH(Supply[[#This Row],[Unit Category]],Profiles[#Headers],0))","v":8024.8600000000033}]
[7,"CT",5,{"$f":"INDEX(NQC[NQC MW],MATCH(1,(NQC[Month]=Supply[[#This Row],[Month]])*(NQC[Unit Category]=Supply[[#This Row],[Unit Category]]),0))*INDEX(Profiles[],MATCH(1,(Profiles[Month]=Supply[[#This Row],[Month]])*(Profiles[Hour Ending]=Supply[[#This Row],[Hour Ending]]),0),MATCH(Supply[[#This Row],[Unit Category]],Profiles[#Headers],0))","v":8024.8600000000033}]
[7,"CT",6,{"$f":"INDEX(NQC[NQC MW],MATCH(1,(NQC[Month]=Supply[[#This Row],[Month]])*(NQC[Unit Category]=Supply[[#This Row],[Unit Category]]),0))*INDEX(Profiles[],MATCH(1,(Profiles[Month]=Supply[[#This Row],[Month]])*(Profiles[Hour Ending]=Supply[[#This Row],[Hour Ending]]),0),MATCH(Supply[[#This Row],[Unit Category]],Profiles[#Headers],0))","v":8024.8600000000033}]
[7,"CT",7,{"$f":"INDEX(NQC[NQC MW],MATCH(1,(NQC[Month]=Supply[[#This Row],[Month]])*(NQC[Unit Category]=Supply[[#This Row],[Unit Category]]),0))*INDEX(Profiles[],MATCH(1,(Profiles[Month]=Supply[[#This Row],[Month]])*(Profiles[Hour Ending]=Supply[[#This Row],[Hour Ending]]),0),MATCH(Supply[[#This Row],[Unit Category]],Profiles[#Headers],0))","v":8024.8600000000033}]
[7,"CT",8,{"$f":"INDEX(NQC[NQC MW],MATCH(1,(NQC[Month]=Supply[[#This Row],[Month]])*(NQC[Unit Category]=Supply[[#This Row],[Unit Category]]),0))*INDEX(Profiles[],MATCH(1,(Profiles[Month]=Supply[[#This Row],[Month]])*(Profiles[Hour Ending]=Supply[[#This Row],[Hour Ending]]),0),MATCH(Supply[[#This Row],[Unit Category]],Profiles[#Headers],0))","v":8024.8600000000033}]
[7,"CT",9,{"$f":"INDEX(NQC[NQC MW],MATCH(1,(NQC[Month]=Supply[[#This Row],[Month]])*(NQC[Unit Category]=Supply[[#This Row],[Unit Category]]),0))*INDEX(Profiles[],MATCH(1,(Profiles[Month]=Supply[[#This Row],[Month]])*(Profiles[Hour Ending]=Supply[[#This Row],[Hour Ending]]),0),MATCH(Supply[[#This Row],[Unit Category]],Profiles[#Headers],0))","v":8024.8600000000033}]
[7,"CT",10,{"$f":"INDEX(NQC[NQC MW],MATCH(1,(NQC[Month]=Supply[[#This Row],[Month]])*(NQC[Unit Category]=Supply[[#This Row],[Unit Category]]),0))*INDEX(Profiles[],MATCH(1,(Profiles[Month]=Supply[[#This Row],[Month]])*(Profiles[Hour Ending]=Supply[[#This Row],[Hour Ending]]),0),MATCH(Supply[[#This Row],[Unit Category]],Profiles[#Headers],0))","v":8024.8600000000033}]
[7,"CT",11,{"$f":"INDEX(NQC[NQC MW],MATCH(1,(NQC[Month]=Supply[[#This Row],[Month]])*(NQC[Unit Category]=Supply[[#This Row],[Unit Category]]),0))*INDEX(Profiles[],MATCH(1,(Profiles[Month]=Supply[[#This Row],[Month]])*(Profiles[Hour Ending]=Supply[[#This Row],[Hour Ending]]),0),MATCH(Supply[[#This Row],[Unit Category]],Profiles[#Headers],0))","v":8024.8600000000033}]
[7,"CT",12,{"$f":"INDEX(NQC[NQC MW],MATCH(1,(NQC[Month]=Supply[[#This Row],[Month]])*(NQC[Unit Category]=Supply[[#This Row],[Unit Category]]),0))*INDEX(Profiles[],MATCH(1,(Profiles[Month]=Supply[[#This Row],[Month]])*(Profiles[Hour Ending]=Supply[[#This Row],[Hour Ending]]),0),MATCH(Supply[[#This Row],[Unit Category]],Profiles[#Headers],0))","v":8024.8600000000033}]
[7,"CT",13,{"$f":"INDEX(NQC[NQC MW],MATCH(1,(NQC[Month]=Supply[[#This Row],[Month]])*(NQC[Unit Category]=Supply[[#This Row],[Unit Category]]),0))*INDEX(Profiles[],MATCH(1,(Profiles[Month]=Supply[[#This Row],[Month]])*(Profiles[Hour Ending]=Supply[[#This Row],[Hour Ending]]),0),MATCH(Supply[[#This Row],[Unit Category]],Profiles[#Headers],0))","v":8024.8600000000033}]
[7,"CT",14,{"$f":"INDEX(NQC[NQC MW],MATCH(1,(NQC[Month]=Supply[[#This Row],[Month]])*(NQC[Unit Category]=Supply[[#This Row],[Unit Category]]),0))*INDEX(Profiles[],MATCH(1,(Profiles[Month]=Supply[[#This Row],[Month]])*(Profiles[Hour Ending]=Supply[[#This Row],[Hour Ending]]),0),MATCH(Supply[[#This Row],[Unit Category]],Profiles[#Headers],0))","v":8024.8600000000033}]
[7,"CT",15,{"$f":"INDEX(NQC[NQC MW],MATCH(1,(NQC[Month]=Supply[[#This Row],[Month]])*(NQC[Unit Category]=Supply[[#This Row],[Unit Category]]),0))*INDEX(Profiles[],MATCH(1,(Profiles[Month]=Supply[[#This Row],[Month]])*(Profiles[Hour Ending]=Supply[[#This Row],[Hour Ending]]),0),MATCH(Supply[[#This Row],[Unit Category]],Profiles[#Headers],0))","v":8024.8600000000033}]
[7,"CT",16,{"$f":"INDEX(NQC[NQC MW],MATCH(1,(NQC[Month]=Supply[[#This Row],[Month]])*(NQC[Unit Category]=Supply[[#This Row],[Unit Category]]),0))*INDEX(Profiles[],MATCH(1,(Profiles[Month]=Supply[[#This Row],[Month]])*(Profiles[Hour Ending]=Supply[[#This Row],[Hour Ending]]),0),MATCH(Supply[[#This Row],[Unit Category]],Profiles[#Headers],0))","v":8024.8600000000033}]
[7,"CT",17,{"$f":"INDEX(NQC[NQC MW],MATCH(1,(NQC[Month]=Supply[[#This Row],[Month]])*(NQC[Unit Category]=Supply[[#This Row],[Unit Category]]),0))*INDEX(Profiles[],MATCH(1,(Profiles[Month]=Supply[[#This Row],[Month]])*(Profiles[Hour Ending]=Supply[[#This Row],[Hour Ending]]),0),MATCH(Supply[[#This Row],[Unit Category]],Profiles[#Headers],0))","v":8024.8600000000033}]
[7,"CT",18,{"$f":"INDEX(NQC[NQC MW],MATCH(1,(NQC[Month]=Supply[[#This Row],[Month]])*(NQC[Unit Category]=Supply[[#This Row],[Unit Category]]),0))*INDEX(Profiles[],MATCH(1,(Profiles[Month]=Supply[[#This Row],[Month]])*(Profiles[Hour Ending]=Supply[[#This Row],[Hour Ending]]),0),MATCH(Supply[[#This Row],[Unit Category]],Profiles[#Headers],0))","v":8024.8600000000033}]
[7,"CT",19,{"$f":"INDEX(NQC[NQC MW],MATCH(1,(NQC[Month]=Supply[[#This Row],[Month]])*(NQC[Unit Category]=Supply[[#This Row],[Unit Category]]),0))*INDEX(Profiles[],MATCH(1,(Profiles[Month]=Supply[[#This Row],[Month]])*(Profiles[Hour Ending]=Supply[[#This Row],[Hour Ending]]),0),MATCH(Supply[[#This Row],[Unit Category]],Profiles[#Headers],0))","v":8024.8600000000033}]
[7,"CT",20,{"$f":"INDEX(NQC[NQC MW],MATCH(1,(NQC[Month]=Supply[[#This Row],[Month]])*(NQC[Unit Category]=Supply[[#This Row],[Unit Category]]),0))*INDEX(Profiles[],MATCH(1,(Profiles[Month]=Supply[[#This Row],[Month]])*(Profiles[Hour Ending]=Supply[[#This Row],[Hour Ending]]),0),MATCH(Supply[[#This Row],[Unit Category]],Profiles[#Headers],0))","v":8024.8600000000033}]
[7,"CT",21,{"$f":"INDEX(NQC[NQC MW],MATCH(1,(NQC[Month]=Supply[[#This Row],[Month]])*(NQC[Unit Category]=Supply[[#This Row],[Unit Category]]),0))*INDEX(Profiles[],MATCH(1,(Profiles[Month]=Supply[[#This Row],[Month]])*(Profiles[Hour Ending]=Supply[[#This Row],[Hour Ending]]),0),MATCH(Supply[[#This Row],[Unit Category]],Profiles[#Headers],0))","v":8024.8600000000033}]
[7,"CT",22,{"$f":"INDEX(NQC[NQC MW],MATCH(1,(NQC[Month]=Supply[[#This Row],[Month]])*(NQC[Unit Category]=Supply[[#This Row],[Unit Category]]),0))*INDEX(Profiles[],MATCH(1,(Profiles[Month]=Supply[[#This Row],[Month]])*(Profiles[Hour Ending]=Supply[[#This Row],[Hour Ending]]),0),MATCH(Supply[[#This Row],[Unit Category]],Profiles[#Headers],0))","v":8024.8600000000033}]
[7,"CT",23,{"$f":"INDEX(NQC[NQC MW],MATCH(1,(NQC[Month]=Supply[[#This Row],[Month]])*(NQC[Unit Category]=Supply[[#This Row],[Unit Category]]),0))*INDEX(Profiles[],MATCH(1,(Profiles[Month]=Supply[[#This Row],[Month]])*(Profiles[Hour Ending]=Supply[[#This Row],[Hour Ending]]),0),MATCH(Supply[[#This Row],[Unit Category]],Profiles[#Headers],0))","v":8024.8600000000033}]
[7,"CT",24,{"$f":"INDEX(NQC[NQC MW],MATCH(1,(NQC[Month]=Supply[[#This Row],[Month]])*(NQC[Unit Category]=Supply[[#This Row],[Unit Category]]),0))*INDEX(Profiles[],MATCH(1,(Profiles[Month]=Supply[[#This Row],[Month]])*(Profiles[Hour Ending]=Supply[[#This Row],[Hour Ending]]),0),MATCH(Supply[[#This Row],[Unit Category]],Profiles[#Headers],0))","v":8024.8600000000033}]
[7,"DR",1,{"$f":"INDEX(NQC[NQC MW],MATCH(1,(NQC[Month]=Supply[[#This Row],[Month]])*(NQC[Unit Category]=Supply[[#This Row],[Unit Category]]),0))*INDEX(Profiles[],MATCH(1,(Profiles[Month]=Supply[[#This Row],[Month]])*(Profiles[Hour Ending]=Supply[[#This Row],[Hour Ending]]),0),MATCH(Supply[[#This Row],[Unit Category]],Profiles[#Headers],0))","v":0}]
[7,"DR",2,{"$f":"INDEX(NQC[NQC MW],MATCH(1,(NQC[Month]=Supply[[#This Row],[Month]])*(NQC[Unit Category]=Supply[[#This Row],[Unit Category]]),0))*INDEX(Profiles[],MATCH(1,(Profiles[Month]=Supply[[#This Row],[Month]])*(Profiles[Hour Ending]=Supply[[#This Row],[Hour Ending]]),0),MATCH(Supply[[#This Row],[Unit Category]],Profiles[#Headers],0))","v":0}]
[7,"DR",3,{"$f":"INDEX(NQC[NQC MW],MATCH(1,(NQC[Month]=Supply[[#This Row],[Month]])*(NQC[Unit Category]=Supply[[#This Row],[Unit Category]]),0))*INDEX(Profiles[],MATCH(1,(Profiles[Month]=Supply[[#This Row],[Month]])*(Profiles[Hour Ending]=Supply[[#This Row],[Hour Ending]]),0),MATCH(Supply[[#This Row],[Unit Category]],Profiles[#Headers],0))","v":0}]
[7,"DR",4,{"$f":"INDEX(NQC[NQC MW],MATCH(1,(NQC[Month]=Supply[[#This Row],[Month]])*(NQC[Unit Category]=Supply[[#This Row],[Unit Category]]),0))*INDEX(Profiles[],MATCH(1,(Profiles[Month]=Supply[[#This Row],[Month]])*(Profiles[Hour Ending]=Supply[[#This Row],[Hour Ending]]),0),MATCH(Supply[[#This Row],[Unit Category]],Profiles[#Headers],0))","v":0}]
[7,"DR",5,{"$f":"INDEX(NQC[NQC MW],MATCH(1,(NQC[Month]=Supply[[#This Row],[Month]])*(NQC[Unit Category]=Supply[[#This Row],[Unit Category]]),0))*INDEX(Profiles[],MATCH(1,(Profiles[Month]=Supply[[#This Row],[Month]])*(Profiles[Hour Ending]=Supply[[#This Row],[Hour Ending]]),0),MATCH(Supply[[#This Row],[Unit Category]],Profiles[#Headers],0))","v":0}]
[7,"DR",6,{"$f":"INDEX(NQC[NQC MW],MATCH(1,(NQC[Month]=Supply[[#This Row],[Month]])*(NQC[Unit Category]=Supply[[#This Row],[Unit Category]]),0))*INDEX(Profiles[],MATCH(1,(Profiles[Month]=Supply[[#This Row],[Month]])*(Profiles[Hour Ending]=Supply[[#This Row],[Hour Ending]]),0),MATCH(Supply[[#This Row],[Unit Category]],Profiles[#Headers],0))","v":0}]
[7,"DR",7,{"$f":"INDEX(NQC[NQC MW],MATCH(1,(NQC[Month]=Supply[[#This Row],[Month]])*(NQC[Unit Category]=Supply[[#This Row],[Unit Category]]),0))*INDEX(Profiles[],MATCH(1,(Profiles[Month]=Supply[[#This Row],[Month]])*(Profiles[Hour Ending]=Supply[[#This Row],[Hour Ending]]),0),MATCH(Supply[[#This Row],[Unit Category]],Profiles[#Headers],0))","v":0}]
[7,"DR",8,{"$f":"INDEX(NQC[NQC MW],MATCH(1,(NQC[Month]=Supply[[#This Row],[Month]])*(NQC[Unit Category]=Supply[[#This Row],[Unit Category]]),0))*INDEX(Profiles[],MATCH(1,(Profiles[Month]=Supply[[#This Row],[Month]])*(Profiles[Hour Ending]=Supply[[#This Row],[Hour Ending]]),0),MATCH(Supply[[#This Row],[Unit Category]],Profiles[#Headers],0))","v":0}]
[7,"DR",9,{"$f":"INDEX(NQC[NQC MW],MATCH(1,(NQC[Month]=Supply[[#This Row],[Month]])*(NQC[Unit Category]=Supply[[#This Row],[Unit Category]]),0))*INDEX(Profiles[],MATCH(1,(Profiles[Month]=Supply[[#This Row],[Month]])*(Profiles[Hour Ending]=Supply[[#This Row],[Hour Ending]]),0),MATCH(Supply[[#This Row],[Unit Category]],Profiles[#Headers],0))","v":0}]
[7,"DR",10,{"$f":"INDEX(NQC[NQC MW],MATCH(1,(NQC[Month]=Supply[[#This Row],[Month]])*(NQC[Unit Category]=Supply[[#This Row],[Unit Category]]),0))*INDEX(Profiles[],MATCH(1,(Profiles[Month]=Supply[[#This Row],[Month]])*(Profiles[Hour Ending]=Supply[[#This Row],[Hour Ending]]),0),MATCH(Supply[[#This Row],[Unit Category]],Profiles[#Headers],0))","v":0}]
[7,"DR",11,{"$f":"INDEX(NQC[NQC MW],MATCH(1,(NQC[Month]=Supply[[#This Row],[Month]])*(NQC[Unit Category]=Supply[[#This Row],[Unit Category]]),0))*INDEX(Profiles[],MATCH(1,(Profiles[Month]=Supply[[#This Row],[Month]])*(Profiles[Hour Ending]=Supply[[#This Row],[Hour Ending]]),0),MATCH(Supply[[#This Row],[Unit Category]],Profiles[#Headers],0))","v":0}]
[7,"DR",12,{"$f":"INDEX(NQC[NQC MW],MATCH(1,(NQC[Month]=Supply[[#This Row],[Month]])*(NQC[Unit Category]=Supply[[#This Row],[Unit Category]]),0))*INDEX(Profiles[],MATCH(1,(Profiles[Month]=Supply[[#This Row],[Month]])*(Profiles[Hour Ending]=Supply[[#This Row],[Hour Ending]]),0),MATCH(Supply[[#This Row],[Unit Category]],Profiles[#Headers],0))","v":0}]
[7,"DR",13,{"$f":"INDEX(NQC[NQC MW],MATCH(1,(NQC[Month]=Supply[[#This Row],[Month]])*(NQC[Unit Category]=Supply[[#This Row],[Unit Category]]),0))*INDEX(Profiles[],MATCH(1,(Profiles[Month]=Supply[[#This Row],[Month]])*(Profiles[Hour Ending]=Supply[[#This Row],[Hour Ending]]),0),MATCH(Supply[[#This Row],[Unit Category]],Profiles[#Headers],0))","v":0}]
[7,"DR",14,{"$f":"INDEX(NQC[NQC MW],MATCH(1,(NQC[Month]=Supply[[#This Row],[Month]])*(NQC[Unit Category]=Supply[[#This Row],[Unit Category]]),0))*INDEX(Profiles[],MATCH(1,(Profiles[Month]=Supply[[#This Row],[Month]])*(Profiles[Hour Ending]=Supply[[#This Row],[Hour Ending]]),0),MATCH(Supply[[#This Row],[Unit Category]],Profiles[#Headers],0))","v":0}]
[7,"DR",15,{"$f":"INDEX(NQC[NQC MW],MATCH(1,(NQC[Month]=Supply[[#This Row],[Month]])*(NQC[Unit Category]=Supply[[#This Row],[Unit Category]]),0))*INDEX(Profiles[],MATCH(1,(Profiles[Month]=Supply[[#This Row],[Month]])*(Profiles[Hour Ending]=Supply[[#This Row],[Hour Ending]]),0),MATCH(Supply[[#This Row],[Unit Category]],Profiles[#Headers],0))","v":0}]
[7,"DR",16,{"$f":"INDEX(NQC[NQC MW],MATCH(1,(NQC[Month]=Supply[[#This Row],[Month]])*(NQC[Unit Category]=Supply[[#This Row],[Unit Category]]),0))*INDEX(Profiles[],MATCH(1,(Profiles[Month]=Supply[[#This Row],[Month]])*(Profiles[Hour Ending]=Supply[[#This Row],[Hour Ending]]),0),MATCH(Supply[[#This Row],[Unit Category]],Profiles[#Headers],0))","v":0}]
[7,"DR",17,{"$f":"INDEX(NQC[NQC MW],MATCH(1,(NQC[Month]=Supply[[#This Row],[Month]])*(NQC[Unit Category]=Supply[[#This Row],[Unit Category]]),0))*INDEX(Profiles[],MATCH(1,(Profiles[Month]=Supply[[#This Row],[Month]])*(Profiles[Hour Ending]=Supply[[#This Row],[Hour Ending]]),0),MATCH(Supply[[#This Row],[Unit Category]],Profiles[#Headers],0))","v":2510.5063512858533}]
[7,"DR",18,{"$f":"INDEX(NQC[NQC MW],MATCH(1,(NQC[Month]=Supply[[#This Row],[Month]])*(NQC[Unit Category]=Supply[[#This Row],[Unit Category]]),0))*INDEX(Profiles[],MATCH(1,(Profiles[Month]=Supply[[#This Row],[Month]])*(Profiles[Hour Ending]=Supply[[#This Row],[Hour Ending]]),0),MATCH(Supply[[#This Row],[Unit Category]],Profiles[#Headers],0))","v":2498.4747631143491}]
[7,"DR",19,{"$f":"INDEX(NQC[NQC MW],MATCH(1,(NQC[Month]=Supply[[#This Row],[Month]])*(NQC[Unit Category]=Supply[[#This Row],[Unit Category]]),0))*INDEX(Profiles[],MATCH(1,(Profiles[Month]=Supply[[#This Row],[Month]])*(Profiles[Hour Ending]=Supply[[#This Row],[Hour Ending]]),0),MATCH(Supply[[#This Row],[Unit Category]],Profiles[#Headers],0))","v":2376.71}]
[7,"DR",20,{"$f":"INDEX(NQC[NQC MW],MATCH(1,(NQC[Month]=Supply[[#This Row],[Month]])*(NQC[Unit Category]=Supply[[#This Row],[Unit Category]]),0))*INDEX(Profiles[],MATCH(1,(Profiles[Month]=Supply[[#This Row],[Month]])*(Profiles[Hour Ending]=Supply[[#This Row],[Hour Ending]]),0),MATCH(Supply[[#This Row],[Unit Category]],Profiles[#Headers],0))","v":2299.3230293725228}]
[7,"DR",21,{"$f":"INDEX(NQC[NQC MW],MATCH(1,(NQC[Month]=Supply[[#This Row],[Month]])*(NQC[Unit Category]=Supply[[#This Row],[Unit Category]]),0))*INDEX(Profiles[],MATCH(1,(Profiles[Month]=Supply[[#This Row],[Month]])*(Profiles[Hour Ending]=Supply[[#This Row],[Hour Ending]]),0),MATCH(Supply[[#This Row],[Unit Category]],Profiles[#Headers],0))","v":2146.3882057779792}]
[7,"DR",22,{"$f":"INDEX(NQC[NQC MW],MATCH(1,(NQC[Month]=Supply[[#This Row],[Month]])*(NQC[Unit Category]=Supply[[#This Row],[Unit Category]]),0))*INDEX(Profiles[],MATCH(1,(Profiles[Month]=Supply[[#This Row],[Month]])*(Profiles[Hour Ending]=Supply[[#This Row],[Hour Ending]]),0),MATCH(Supply[[#This Row],[Unit Category]],Profiles[#Headers],0))","v":193.70826127727949}]
[7,"DR",23,{"$f":"INDEX(NQC[NQC MW],MATCH(1,(NQC[Month]=Supply[[#This Row],[Month]])*(NQC[Unit Category]=Supply[[#This Row],[Unit Category]]),0))*INDEX(Profiles[],MATCH(1,(Profiles[Month]=Supply[[#This Row],[Month]])*(Profiles[Hour Ending]=Supply[[#This Row],[Hour Ending]]),0),MATCH(Supply[[#This Row],[Unit Category]],Profiles[#Headers],0))","v":0}]
[7,"DR",24,{"$f":"INDEX(NQC[NQC MW],MATCH(1,(NQC[Month]=Supply[[#This Row],[Month]])*(NQC[Unit Category]=Supply[[#This Row],[Unit Category]]),0))*INDEX(Profiles[],MATCH(1,(Profiles[Month]=Supply[[#This Row],[Month]])*(Profiles[Hour Ending]=Supply[[#This Row],[Hour Ending]]),0),MATCH(Supply[[#This Row],[Unit Category]],Profiles[#Headers],0))","v":0}]
[7,"Geothermal",1,{"$f":"INDEX(NQC[NQC MW],MATCH(1,(NQC[Month]=Supply[[#This Row],[Month]])*(NQC[Unit Category]=Supply[[#This Row],[Unit Category]]),0))*INDEX(Profiles[],MATCH(1,(Profiles[Month]=Supply[[#This Row],[Month]])*(Profiles[Hour Ending]=Supply[[#This Row],[Hour Ending]]),0),MATCH(Supply[[#This Row],[Unit Category]],Profiles[#Headers],0))","v":1301.7887569999996}]
[7,"Geothermal",2,{"$f":"INDEX(NQC[NQC MW],MATCH(1,(NQC[Month]=Supply[[#This Row],[Month]])*(NQC[Unit Category]=Supply[[#This Row],[Unit Category]]),0))*INDEX(Profiles[],MATCH(1,(Profiles[Month]=Supply[[#This Row],[Month]])*(Profiles[Hour Ending]=Supply[[#This Row],[Hour Ending]]),0),MATCH(Supply[[#This Row],[Unit Category]],Profiles[#Headers],0))","v":1301.7887569999996}]
[7,"Geothermal",3,{"$f":"INDEX(NQC[NQC MW],MATCH(1,(NQC[Month]=Supply[[#This Row],[Month]])*(NQC[Unit Category]=Supply[[#This Row],[Unit Category]]),0))*INDEX(Profiles[],MATCH(1,(Profiles[Month]=Supply[[#This Row],[Month]])*(Profiles[Hour Ending]=Supply[[#This Row],[Hour Ending]]),0),MATCH(Supply[[#This Row],[Unit Category]],Profiles[#Headers],0))","v":1301.7887569999996}]
[7,"Geothermal",4,{"$f":"INDEX(NQC[NQC MW],MATCH(1,(NQC[Month]=Supply[[#This Row],[Month]])*(NQC[Unit Category]=Supply[[#This Row],[Unit Category]]),0))*INDEX(Profiles[],MATCH(1,(Profiles[Month]=Supply[[#This Row],[Month]])*(Profiles[Hour Ending]=Supply[[#This Row],[Hour Ending]]),0),MATCH(Supply[[#This Row],[Unit Category]],Profiles[#Headers],0))","v":1301.7887569999996}]
[7,"Geothermal",5,{"$f":"INDEX(NQC[NQC MW],MATCH(1,(NQC[Month]=Supply[[#This Row],[Month]])*(NQC[Unit Category]=Supply[[#This Row],[Unit Category]]),0))*INDEX(Profiles[],MATCH(1,(Profiles[Month]=Supply[[#This Row],[Month]])*(Profiles[Hour Ending]=Supply[[#This Row],[Hour Ending]]),0),MATCH(Supply[[#This Row],[Unit Category]],Profiles[#Headers],0))","v":1301.7887569999996}]
[7,"Geothermal",6,{"$f":"INDEX(NQC[NQC MW],MATCH(1,(NQC[Month]=Supply[[#This Row],[Month]])*(NQC[Unit Category]=Supply[[#This Row],[Unit Category]]),0))*INDEX(Profiles[],MATCH(1,(Profiles[Month]=Supply[[#This Row],[Month]])*(Profiles[Hour Ending]=Supply[[#This Row],[Hour Ending]]),0),MATCH(Supply[[#This Row],[Unit Category]],Profiles[#Headers],0))","v":1301.7887569999996}]
[7,"Geothermal",7,{"$f":"INDEX(NQC[NQC MW],MATCH(1,(NQC[Month]=Supply[[#This Row],[Month]])*(NQC[Unit Category]=Supply[[#This Row],[Unit Category]]),0))*INDEX(Profiles[],MATCH(1,(Profiles[Month]=Supply[[#This Row],[Month]])*(Profiles[Hour Ending]=Supply[[#This Row],[Hour Ending]]),0),MATCH(Supply[[#This Row],[Unit Category]],Profiles[#Headers],0))","v":1301.7887569999996}]
[7,"Geothermal",8,{"$f":"INDEX(NQC[NQC MW],MATCH(1,(NQC[Month]=Supply[[#This Row],[Month]])*(NQC[Unit Category]=Supply[[#This Row],[Unit Category]]),0))*INDEX(Profiles[],MATCH(1,(Profiles[Month]=Supply[[#This Row],[Month]])*(Profiles[Hour Ending]=Supply[[#This Row],[Hour Ending]]),0),MATCH(Supply[[#This Row],[Unit Category]],Profiles[#Headers],0))","v":1301.7887569999996}]
[7,"Geothermal",9,{"$f":"INDEX(NQC[NQC MW],MATCH(1,(NQC[Month]=Supply[[#This Row],[Month]])*(NQC[Unit Category]=Supply[[#This Row],[Unit Category]]),0))*INDEX(Profiles[],MATCH(1,(Profiles[Month]=Supply[[#This Row],[Month]])*(Profiles[Hour Ending]=Supply[[#This Row],[Hour Ending]]),0),MATCH(Supply[[#This Row],[Unit Category]],Profiles[#Headers],0))","v":1301.7887569999996}]
[7,"Geothermal",10,{"$f":"INDEX(NQC[NQC MW],MATCH(1,(NQC[Month]=Supply[[#This Row],[Month]])*(NQC[Unit Category]=Supply[[#This Row],[Unit Category]]),0))*INDEX(Profiles[],MATCH(1,(Profiles[Month]=Supply[[#This Row],[Month]])*(Profiles[Hour Ending]=Supply[[#This Row],[Hour Ending]]),0),MATCH(Supply[[#This Row],[Unit Category]],Profiles[#Headers],0))","v":1301.7887569999996}]
[7,"Geothermal",11,{"$f":"INDEX(NQC[NQC MW],MATCH(1,(NQC[Month]=Supply[[#This Row],[Month]])*(NQC[Unit Category]=Supply[[#This Row],[Unit Category]]),0))*INDEX(Profiles[],MATCH(1,(Profiles[Month]=Supply[[#This Row],[Month]])*(Profiles[Hour Ending]=Supply[[#This Row],[Hour Ending]]),0),MATCH(Supply[[#This Row],[Unit Category]],Profiles[#Headers],0))","v":1301.7887569999996}]
[7,"Geothermal",12,{"$f":"INDEX(NQC[NQC MW],MATCH(1,(NQC[Month]=Supply[[#This Row],[Month]])*(NQC[Unit Category]=Supply[[#This Row],[Unit Category]]),0))*INDEX(Profiles[],MATCH(1,(Profiles[Month]=Supply[[#This Row],[Month]])*(Profiles[Hour Ending]=Supply[[#This Row],[Hour Ending]]),0),MATCH(Supply[[#This Row],[Unit Category]],Profiles[#Headers],0))","v":1301.7887569999996}]
[7,"Geothermal",13,{"$f":"INDEX(NQC[NQC MW],MATCH(1,(NQC[Month]=Supply[[#This Row],[Month]])*(NQC[Unit Category]=Supply[[#This Row],[Unit Category]]),0))*INDEX(Profiles[],MATCH(1,(Profiles[Month]=Supply[[#This Row],[Month]])*(Profiles[Hour Ending]=Supply[[#This Row],[Hour Ending]]),0),MATCH(Supply[[#This Row],[Unit Category]],Profiles[#Headers],0))","v":1301.7887569999996}]
[7,"Geothermal",14,{"$f":"INDEX(NQC[NQC MW],MATCH(1,(NQC[Month]=Supply[[#This Row],[Month]])*(NQC[Unit Category]=Supply[[#This Row],[Unit Category]]),0))*INDEX(Profiles[],MATCH(1,(Profiles[Month]=Supply[[#This Row],[Month]])*(Profiles[Hour Ending]=Supply[[#This Row],[Hour Ending]]),0),MATCH(Supply[[#This Row],[Unit Category]],Profiles[#Headers],0))","v":1301.7887569999996}]
[7,"Geothermal",15,{"$f":"INDEX(NQC[NQC MW],MATCH(1,(NQC[Month]=Supply[[#This Row],[Month]])*(NQC[Unit Category]=Supply[[#This Row],[Unit Category]]),0))*INDEX(Profiles[],MATCH(1,(Profiles[Month]=Supply[[#This Row],[Month]])*(Profiles[Hour Ending]=Supply[[#This Row],[Hour Ending]]),0),MATCH(Supply[[#This Row],[Unit Category]],Profiles[#Headers],0))","v":1301.7887569999996}]
[7,"Geothermal",16,{"$f":"INDEX(NQC[NQC MW],MATCH(1,(NQC[Month]=Supply[[#This Row],[Month]])*(NQC[Unit Category]=Supply[[#This Row],[Unit Category]]),0))*INDEX(Profiles[],MATCH(1,(Profiles[Month]=Supply[[#This Row],[Month]])*(Profiles[Hour Ending]=Supply[[#This Row],[Hour Ending]]),0),MATCH(Supply[[#This Row],[Unit Category]],Profiles[#Headers],0))","v":1301.7887569999996}]
[7,"Geothermal",17,{"$f":"INDEX(NQC[NQC MW],MATCH(1,(NQC[Month]=Supply[[#This Row],[Month]])*(NQC[Unit Category]=Supply[[#This Row],[Unit Category]]),0))*INDEX(Profiles[],MATCH(1,(Profiles[Month]=Supply[[#This Row],[Month]])*(Profiles[Hour Ending]=Supply[[#This Row],[Hour Ending]]),0),MATCH(Supply[[#This Row],[Unit Category]],Profiles[#Headers],0))","v":1301.7887569999996}]
[7,"Geothermal",18,{"$f":"INDEX(NQC[NQC MW],MATCH(1,(NQC[Month]=Supply[[#This Row],[Month]])*(NQC[Unit Category]=Supply[[#This Row],[Unit Category]]),0))*INDEX(Profiles[],MATCH(1,(Profiles[Month]=Supply[[#This Row],[Month]])*(Profiles[Hour Ending]=Supply[[#This Row],[Hour Ending]]),0),MATCH(Supply[[#This Row],[Unit Category]],Profiles[#Headers],0))","v":1301.7887569999996}]
[7,"Geothermal",19,{"$f":"INDEX(NQC[NQC MW],MATCH(1,(NQC[Month]=Supply[[#This Row],[Month]])*(NQC[Unit Category]=Supply[[#This Row],[Unit Category]]),0))*INDEX(Profiles[],MATCH(1,(Profiles[Month]=Supply[[#This Row],[Month]])*(Profiles[Hour Ending]=Supply[[#This Row],[Hour Ending]]),0),MATCH(Supply[[#This Row],[Unit Category]],Profiles[#Headers],0))","v":1301.7887569999996}]
[7,"Geothermal",20,{"$f":"INDEX(NQC[NQC MW],MATCH(1,(NQC[Month]=Supply[[#This Row],[Month]])*(NQC[Unit Category]=Supply[[#This Row],[Unit Category]]),0))*INDEX(Profiles[],MATCH(1,(Profiles[Month]=Supply[[#This Row],[Month]])*(Profiles[Hour Ending]=Supply[[#This Row],[Hour Ending]]),0),MATCH(Supply[[#This Row],[Unit Category]],Profiles[#Headers],0))","v":1301.7887569999996}]
[7,"Geothermal",21,{"$f":"INDEX(NQC[NQC MW],MATCH(1,(NQC[Month]=Supply[[#This Row],[Month]])*(NQC[Unit Category]=Supply[[#This Row],[Unit Category]]),0))*INDEX(Profiles[],MATCH(1,(Profiles[Month]=Supply[[#This Row],[Month]])*(Profiles[Hour Ending]=Supply[[#This Row],[Hour Ending]]),0),MATCH(Supply[[#This Row],[Unit Category]],Profiles[#Headers],0))","v":1301.7887569999996}]
[7,"Geothermal",22,{"$f":"INDEX(NQC[NQC MW],MATCH(1,(NQC[Month]=Supply[[#This Row],[Month]])*(NQC[Unit Category]=Supply[[#This Row],[Unit Category]]),0))*INDEX(Profiles[],MATCH(1,(Profiles[Month]=Supply[[#This Row],[Month]])*(Profiles[Hour Ending]=Supply[[#This Row],[Hour Ending]]),0),MATCH(Supply[[#This Row],[Unit Category]],Profiles[#Headers],0))","v":1301.7887569999996}]
[7,"Geothermal",23,{"$f":"INDEX(NQC[NQC MW],MATCH(1,(NQC[Month]=Supply[[#This Row],[Month]])*(NQC[Unit Category]=Supply[[#This Row],[Unit Category]]),0))*INDEX(Profiles[],MATCH(1,(Profiles[Month]=Supply[[#This Row],[Month]])*(Profiles[Hour Ending]=Supply[[#This Row],[Hour Ending]]),0),MATCH(Supply[[#This Row],[Unit Category]],Profiles[#Headers],0))","v":1301.7887569999996}]
[7,"Geothermal",24,{"$f":"INDEX(NQC[NQC MW],MATCH(1,(NQC[Month]=Supply[[#This Row],[Month]])*(NQC[Unit Category]=Supply[[#This Row],[Unit Category]]),0))*INDEX(Profiles[],MATCH(1,(Profiles[Month]=Supply[[#This Row],[Month]])*(Profiles[Hour Ending]=Supply[[#This Row],[Hour Ending]]),0),MATCH(Supply[[#This Row],[Unit Category]],Profiles[#Headers],0))","v":1301.7887569999996}]
[7,"Hydro",1,{"$f":"INDEX(NQC[NQC MW],MATCH(1,(NQC[Month]=Supply[[#This Row],[Month]])*(NQC[Unit Category]=Supply[[#This Row],[Unit Category]]),0))*INDEX(Profiles[],MATCH(1,(Profiles[Month]=Supply[[#This Row],[Month]])*(Profiles[Hour Ending]=Supply[[#This Row],[Hour Ending]]),0),MATCH(Supply[[#This Row],[Unit Category]],Profiles[#Headers],0))","v":3313.0494999999996}]
[7,"Hydro",2,{"$f":"INDEX(NQC[NQC MW],MATCH(1,(NQC[Month]=Supply[[#This Row],[Month]])*(NQC[Unit Category]=Supply[[#This Row],[Unit Category]]),0))*INDEX(Profiles[],MATCH(1,(Profiles[Month]=Supply[[#This Row],[Month]])*(Profiles[Hour Ending]=Supply[[#This Row],[Hour Ending]]),0),MATCH(Supply[[#This Row],[Unit Category]],Profiles[#Headers],0))","v":3313.0494999999996}]
[7,"Hydro",3,{"$f":"INDEX(NQC[NQC MW],MATCH(1,(NQC[Month]=Supply[[#This Row],[Month]])*(NQC[Unit Category]=Supply[[#This Row],[Unit Category]]),0))*INDEX(Profiles[],MATCH(1,(Profiles[Month]=Supply[[#This Row],[Month]])*(Profiles[Hour Ending]=Supply[[#This Row],[Hour Ending]]),0),MATCH(Supply[[#This Row],[Unit Category]],Profiles[#Headers],0))","v":3313.0494999999996}]
[7,"Hydro",4,{"$f":"INDEX(NQC[NQC MW],MATCH(1,(NQC[Month]=Supply[[#This Row],[Month]])*(NQC[Unit Category]=Supply[[#This Row],[Unit Category]]),0))*INDEX(Profiles[],MATCH(1,(Profiles[Month]=Supply[[#This Row],[Month]])*(Profiles[Hour Ending]=Supply[[#This Row],[Hour Ending]]),0),MATCH(Supply[[#This Row],[Unit Category]],Profiles[#Headers],0))","v":3313.0494999999996}]
[7,"Hydro",5,{"$f":"INDEX(NQC[NQC MW],MATCH(1,(NQC[Month]=Supply[[#This Row],[Month]])*(NQC[Unit Category]=Supply[[#This Row],[Unit Category]]),0))*INDEX(Profiles[],MATCH(1,(Profiles[Month]=Supply[[#This Row],[Month]])*(Profiles[Hour Ending]=Supply[[#This Row],[Hour Ending]]),0),MATCH(Supply[[#This Row],[Unit Category]],Profiles[#Headers],0))","v":3313.0494999999996}]
[7,"Hydro",6,{"$f":"INDEX(NQC[NQC MW],MATCH(1,(NQC[Month]=Supply[[#This Row],[Month]])*(NQC[Unit Category]=Supply[[#This Row],[Unit Category]]),0))*INDEX(Profiles[],MATCH(1,(Profiles[Month]=Supply[[#This Row],[Month]])*(Profiles[Hour Ending]=Supply[[#This Row],[Hour Ending]]),0),MATCH(Supply[[#This Row],[Unit Category]],Profiles[#Headers],0))","v":3313.0494999999996}]
[7,"Hydro",7,{"$f":"INDEX(NQC[NQC MW],MATCH(1,(NQC[Month]=Supply[[#This Row],[Month]])*(NQC[Unit Category]=Supply[[#This Row],[Unit Category]]),0))*INDEX(Profiles[],MATCH(1,(Profiles[Month]=Supply[[#This Row],[Month]])*(Profiles[Hour Ending]=Supply[[#This Row],[Hour Ending]]),0),MATCH(Supply[[#This Row],[Unit Category]],Profiles[#Headers],0))","v":3313.0494999999996}]
[7,"Hydro",8,{"$f":"INDEX(NQC[NQC MW],MATCH(1,(NQC[Month]=Supply[[#This Row],[Month]])*(NQC[Unit Category]=Supply[[#This Row],[Unit Category]]),0))*INDEX(Profiles[],MATCH(1,(Profiles[Month]=Supply[[#This Row],[Month]])*(Profiles[Hour Ending]=Supply[[#This Row],[Hour Ending]]),0),MATCH(Supply[[#This Row],[Unit Category]],Profiles[#Headers],0))","v":3313.0494999999996}]
[7,"Hydro",9,{"$f":"INDEX(NQC[NQC MW],MATCH(1,(NQC[Month]=Supply[[#This Row],[Month]])*(NQC[Unit Category]=Supply[[#This Row],[Unit Category]]),0))*INDEX(Profiles[],MATCH(1,(Profiles[Month]=Supply[[#This Row],[Month]])*(Profiles[Hour Ending]=Supply[[#This Row],[Hour Ending]]),0),MATCH(Supply[[#This Row],[Unit Category]],Profiles[#Headers],0))","v":3313.0494999999996}]
[7,"Hydro",10,{"$f":"INDEX(NQC[NQC MW],MATCH(1,(NQC[Month]=Supply[[#This Row],[Month]])*(NQC[Unit Category]=Supply[[#This Row],[Unit Category]]),0))*INDEX(Profiles[],MATCH(1,(Profiles[Month]=Supply[[#This Row],[Month]])*(Profiles[Hour Ending]=Supply[[#This Row],[Hour Ending]]),0),MATCH(Supply[[#This Row],[Unit Category]],Profiles[#Headers],0))","v":3313.0494999999996}]
[7,"Hydro",11,{"$f":"INDEX(NQC[NQC MW],MATCH(1,(NQC[Month]=Supply[[#This Row],[Month]])*(NQC[Unit Category]=Supply[[#This Row],[Unit Category]]),0))*INDEX(Profiles[],MATCH(1,(Profiles[Month]=Supply[[#This Row],[Month]])*(Profiles[Hour Ending]=Supply[[#This Row],[Hour Ending]]),0),MATCH(Supply[[#This Row],[Unit Category]],Profiles[#Headers],0))","v":3313.0494999999996}]
[7,"Hydro",12,{"$f":"INDEX(NQC[NQC MW],MATCH(1,(NQC[Month]=Supply[[#This Row],[Month]])*(NQC[Unit Category]=Supply[[#This Row],[Unit Category]]),0))*INDEX(Profiles[],MATCH(1,(Profiles[Month]=Supply[[#This Row],[Month]])*(Profiles[Hour Ending]=Supply[[#This Row],[Hour Ending]]),0),MATCH(Supply[[#This Row],[Unit Category]],Profiles[#Headers],0))","v":3313.0494999999996}]
[7,"Hydro",13,{"$f":"INDEX(NQC[NQC MW],MATCH(1,(NQC[Month]=Supply[[#This Row],[Month]])*(NQC[Unit Category]=Supply[[#This Row],[Unit Category]]),0))*INDEX(Profiles[],MATCH(1,(Profiles[Month]=Supply[[#This Row],[Month]])*(Profiles[Hour Ending]=Supply[[#This Row],[Hour Ending]]),0),MATCH(Supply[[#This Row],[Unit Category]],Profiles[#Headers],0))","v":3313.0494999999996}]
[7,"Hydro",14,{"$f":"INDEX(NQC[NQC MW],MATCH(1,(NQC[Month]=Supply[[#This Row],[Month]])*(NQC[Unit Category]=Supply[[#This Row],[Unit Category]]),0))*INDEX(Profiles[],MATCH(1,(Profiles[Month]=Supply[[#This Row],[Month]])*(Profiles[Hour Ending]=Supply[[#This Row],[Hour Ending]]),0),MATCH(Supply[[#This Row],[Unit Category]],Profiles[#Headers],0))","v":3313.0494999999996}]
[7,"Hydro",15,{"$f":"INDEX(NQC[NQC MW],MATCH(1,(NQC[Month]=Supply[[#This Row],[Month]])*(NQC[Unit Category]=Supply[[#This Row],[Unit Category]]),0))*INDEX(Profiles[],MATCH(1,(Profiles[Month]=Supply[[#This Row],[Month]])*(Profiles[Hour Ending]=Supply[[#This Row],[Hour Ending]]),0),MATCH(Supply[[#This Row],[Unit Category]],Profiles[#Headers],0))","v":3313.0494999999996}]
[7,"Hydro",16,{"$f":"INDEX(NQC[NQC MW],MATCH(1,(NQC[Month]=Supply[[#This Row],[Month]])*(NQC[Unit Category]=Supply[[#This Row],[Unit Category]]),0))*INDEX(Profiles[],MATCH(1,(Profiles[Month]=Supply[[#This Row],[Month]])*(Profiles[Hour Ending]=Supply[[#This Row],[Hour Ending]]),0),MATCH(Supply[[#This Row],[Unit Category]],Profiles[#Headers],0))","v":3313.0494999999996}]
[7,"Hydro",17,{"$f":"INDEX(NQC[NQC MW],MATCH(1,(NQC[Month]=Supply[[#This Row],[Month]])*(NQC[Unit Category]=Supply[[#This Row],[Unit Category]]),0))*INDEX(Profiles[],MATCH(1,(Profiles[Month]=Supply[[#This Row],[Month]])*(Profiles[Hour Ending]=Supply[[#This Row],[Hour Ending]]),0),MATCH(Supply[[#This Row],[Unit Category]],Profiles[#Headers],0))","v":3313.0494999999996}]
[7,"Hydro",18,{"$f":"INDEX(NQC[NQC MW],MATCH(1,(NQC[Month]=Supply[[#This Row],[Month]])*(NQC[Unit Category]=Supply[[#This Row],[Unit Category]]),0))*INDEX(Profiles[],MATCH(1,(Profiles[Month]=Supply[[#This Row],[Month]])*(Profiles[Hour Ending]=Supply[[#This Row],[Hour Ending]]),0),MATCH(Supply[[#This Row],[Unit Category]],Profiles[#Headers],0))","v":3313.0494999999996}]
[7,"Hydro",19,{"$f":"INDEX(NQC[NQC MW],MATCH(1,(NQC[Month]=Supply[[#This Row],[Month]])*(NQC[Unit Category]=Supply[[#This Row],[Unit Category]]),0))*INDEX(Profiles[],MATCH(1,(Profiles[Month]=Supply[[#This Row],[Month]])*(Profiles[Hour Ending]=Supply[[#This Row],[Hour Ending]]),0),MATCH(Supply[[#This Row],[Unit Category]],Profiles[#Headers],0))","v":3313.0494999999996}]
[7,"Hydro",20,{"$f":"INDEX(NQC[NQC MW],MATCH(1,(NQC[Month]=Supply[[#This Row],[Month]])*(NQC[Unit Category]=Supply[[#This Row],[Unit Category]]),0))*INDEX(Profiles[],MATCH(1,(Profiles[Month]=Supply[[#This Row],[Month]])*(Profiles[Hour Ending]=Supply[[#This Row],[Hour Ending]]),0),MATCH(Supply[[#This Row],[Unit Category]],Profiles[#Headers],0))","v":3313.0494999999996}]
[7,"Hydro",21,{"$f":"INDEX(NQC[NQC MW],MATCH(1,(NQC[Month]=Supply[[#This Row],[Month]])*(NQC[Unit Category]=Supply[[#This Row],[Unit Category]]),0))*INDEX(Profiles[],MATCH(1,(Profiles[Month]=Supply[[#This Row],[Month]])*(Profiles[Hour Ending]=Supply[[#This Row],[Hour Ending]]),0),MATCH(Supply[[#This Row],[Unit Category]],Profiles[#Headers],0))","v":3313.0494999999996}]
[7,"Hydro",22,{"$f":"INDEX(NQC[NQC MW],MATCH(1,(NQC[Month]=Supply[[#This Row],[Month]])*(NQC[Unit Category]=Supply[[#This Row],[Unit Category]]),0))*INDEX(Profiles[],MATCH(1,(Profiles[Month]=Supply[[#This Row],[Month]])*(Profiles[Hour Ending]=Supply[[#This Row],[Hour Ending]]),0),MATCH(Supply[[#This Row],[Unit Category]],Profiles[#Headers],0))","v":3313.0494999999996}]
[7,"Hydro",23,{"$f":"INDEX(NQC[NQC MW],MATCH(1,(NQC[Month]=Supply[[#This Row],[Month]])*(NQC[Unit Category]=Supply[[#This Row],[Unit Category]]),0))*INDEX(Profiles[],MATCH(1,(Profiles[Month]=Supply[[#This Row],[Month]])*(Profiles[Hour Ending]=Supply[[#This Row],[Hour Ending]]),0),MATCH(Supply[[#This Row],[Unit Category]],Profiles[#Headers],0))","v":3313.0494999999996}]
[7,"Hydro",24,{"$f":"INDEX(NQC[NQC MW],MATCH(1,(NQC[Month]=Supply[[#This Row],[Month]])*(NQC[Unit Category]=Supply[[#This Row],[Unit Category]]),0))*INDEX(Profiles[],MATCH(1,(Profiles[Month]=Supply[[#This Row],[Month]])*(Profiles[Hour Ending]=Supply[[#This Row],[Hour Ending]]),0),MATCH(Supply[[#This Row],[Unit Category]],Profiles[#Headers],0))","v":3313.0494999999996}]
[7,"ICE",1,{"$f":"INDEX(NQC[NQC MW],MATCH(1,(NQC[Month]=Supply[[#This Row],[Month]])*(NQC[Unit Category]=Supply[[#This Row],[Unit Category]]),0))*INDEX(Profiles[],MATCH(1,(Profiles[Month]=Supply[[#This Row],[Month]])*(Profiles[Hour Ending]=Supply[[#This Row],[Hour Ending]]),0),MATCH(Supply[[#This Row],[Unit Category]],Profiles[#Headers],0))","v":254.7}]
[7,"ICE",2,{"$f":"INDEX(NQC[NQC MW],MATCH(1,(NQC[Month]=Supply[[#This Row],[Month]])*(NQC[Unit Category]=Supply[[#This Row],[Unit Category]]),0))*INDEX(Profiles[],MATCH(1,(Profiles[Month]=Supply[[#This Row],[Month]])*(Profiles[Hour Ending]=Supply[[#This Row],[Hour Ending]]),0),MATCH(Supply[[#This Row],[Unit Category]],Profiles[#Headers],0))","v":254.7}]
[7,"ICE",3,{"$f":"INDEX(NQC[NQC MW],MATCH(1,(NQC[Month]=Supply[[#This Row],[Month]])*(NQC[Unit Category]=Supply[[#This Row],[Unit Category]]),0))*INDEX(Profiles[],MATCH(1,(Profiles[Month]=Supply[[#This Row],[Month]])*(Profiles[Hour Ending]=Supply[[#This Row],[Hour Ending]]),0),MATCH(Supply[[#This Row],[Unit Category]],Profiles[#Headers],0))","v":254.7}]
[7,"ICE",4,{"$f":"INDEX(NQC[NQC MW],MATCH(1,(NQC[Month]=Supply[[#This Row],[Month]])*(NQC[Unit Category]=Supply[[#This Row],[Unit Category]]),0))*INDEX(Profiles[],MATCH(1,(Profiles[Month]=Supply[[#This Row],[Month]])*(Profiles[Hour Ending]=Supply[[#This Row],[Hour Ending]]),0),MATCH(Supply[[#This Row],[Unit Category]],Profiles[#Headers],0))","v":254.7}]
[7,"ICE",5,{"$f":"INDEX(NQC[NQC MW],MATCH(1,(NQC[Month]=Supply[[#This Row],[Month]])*(NQC[Unit Category]=Supply[[#This Row],[Unit Category]]),0))*INDEX(Profiles[],MATCH(1,(Profiles[Month]=Supply[[#This Row],[Month]])*(Profiles[Hour Ending]=Supply[[#This Row],[Hour Ending]]),0),MATCH(Supply[[#This Row],[Unit Category]],Profiles[#Headers],0))","v":254.7}]
[7,"ICE",6,{"$f":"INDEX(NQC[NQC MW],MATCH(1,(NQC[Month]=Supply[[#This Row],[Month]])*(NQC[Unit Category]=Supply[[#This Row],[Unit Category]]),0))*INDEX(Profiles[],MATCH(1,(Profiles[Month]=Supply[[#This Row],[Month]])*(Profiles[Hour Ending]=Supply[[#This Row],[Hour Ending]]),0),MATCH(Supply[[#This Row],[Unit Category]],Profiles[#Headers],0))","v":254.7}]
[7,"ICE",7,{"$f":"INDEX(NQC[NQC MW],MATCH(1,(NQC[Month]=Supply[[#This Row],[Month]])*(NQC[Unit Category]=Supply[[#This Row],[Unit Category]]),0))*INDEX(Profiles[],MATCH(1,(Profiles[Month]=Supply[[#This Row],[Month]])*(Profiles[Hour Ending]=Supply[[#This Row],[Hour Ending]]),0),MATCH(Supply[[#This Row],[Unit Category]],Profiles[#Headers],0))","v":254.7}]
[7,"ICE",8,{"$f":"INDEX(NQC[NQC MW],MATCH(1,(NQC[Month]=Supply[[#This Row],[Month]])*(NQC[Unit Category]=Supply[[#This Row],[Unit Category]]),0))*INDEX(Profiles[],MATCH(1,(Profiles[Month]=Supply[[#This Row],[Month]])*(Profiles[Hour Ending]=Supply[[#This Row],[Hour Ending]]),0),MATCH(Supply[[#This Row],[Unit Category]],Profiles[#Headers],0))","v":254.7}]
[7,"ICE",9,{"$f":"INDEX(NQC[NQC MW],MATCH(1,(NQC[Month]=Supply[[#This Row],[Month]])*(NQC[Unit Category]=Supply[[#This Row],[Unit Category]]),0))*INDEX(Profiles[],MATCH(1,(Profiles[Month]=Supply[[#This Row],[Month]])*(Profiles[Hour Ending]=Supply[[#This Row],[Hour Ending]]),0),MATCH(Supply[[#This Row],[Unit Category]],Profiles[#Headers],0))","v":254.7}]
[7,"ICE",10,{"$f":"INDEX(NQC[NQC MW],MATCH(1,(NQC[Month]=Supply[[#This Row],[Month]])*(NQC[Unit Category]=Supply[[#This Row],[Unit Category]]),0))*INDEX(Profiles[],MATCH(1,(Profiles[Month]=Supply[[#This Row],[Month]])*(Profiles[Hour Ending]=Supply[[#This Row],[Hour Ending]]),0),MATCH(Supply[[#This Row],[Unit Category]],Profiles[#Headers],0))","v":254.7}]
[7,"ICE",11,{"$f":"INDEX(NQC[NQC MW],MATCH(1,(NQC[Month]=Supply[[#This Row],[Month]])*(NQC[Unit Category]=Supply[[#This Row],[Unit Category]]),0))*INDEX(Profiles[],MATCH(1,(Profiles[Month]=Supply[[#This Row],[Month]])*(Profiles[Hour Ending]=Supply[[#This Row],[Hour Ending]]),0),MATCH(Supply[[#This Row],[Unit Category]],Profiles[#Headers],0))","v":254.7}]
[7,"ICE",12,{"$f":"INDEX(NQC[NQC MW],MATCH(1,(NQC[Month]=Supply[[#This Row],[Month]])*(NQC[Unit Category]=Supply[[#This Row],[Unit Category]]),0))*INDEX(Profiles[],MATCH(1,(Profiles[Month]=Supply[[#This Row],[Month]])*(Profiles[Hour Ending]=Supply[[#This Row],[Hour Ending]]),0),MATCH(Supply[[#This Row],[Unit Category]],Profiles[#Headers],0))","v":254.7}]
[7,"ICE",13,{"$f":"INDEX(NQC[NQC MW],MATCH(1,(NQC[Month]=Supply[[#This Row],[Month]])*(NQC[Unit Category]=Supply[[#This Row],[Unit Category]]),0))*INDEX(Profiles[],MATCH(1,(Profiles[Month]=Supply[[#This Row],[Month]])*(Profiles[Hour Ending]=Supply[[#This Row],[Hour Ending]]),0),MATCH(Supply[[#This Row],[Unit Category]],Profiles[#Headers],0))","v":254.7}]
[7,"ICE",14,{"$f":"INDEX(NQC[NQC MW],MATCH(1,(NQC[Month]=Supply[[#This Row],[Month]])*(NQC[Unit Category]=Supply[[#This Row],[Unit Category]]),0))*INDEX(Profiles[],MATCH(1,(Profiles[Month]=Supply[[#This Row],[Month]])*(Profiles[Hour Ending]=Supply[[#This Row],[Hour Ending]]),0),MATCH(Supply[[#This Row],[Unit Category]],Profiles[#Headers],0))","v":254.7}]
[7,"ICE",15,{"$f":"INDEX(NQC[NQC MW],MATCH(1,(NQC[Month]=Supply[[#This Row],[Month]])*(NQC[Unit Category]=Supply[[#This Row],[Unit Category]]),0))*INDEX(Profiles[],MATCH(1,(Profiles[Month]=Supply[[#This Row],[Month]])*(Profiles[Hour Ending]=Supply[[#This Row],[Hour Ending]]),0),MATCH(Supply[[#This Row],[Unit Category]],Profiles[#Headers],0))","v":254.7}]
[7,"ICE",16,{"$f":"INDEX(NQC[NQC MW],MATCH(1,(NQC[Month]=Supply[[#This Row],[Month]])*(NQC[Unit Category]=Supply[[#This Row],[Unit Category]]),0))*INDEX(Profiles[],MATCH(1,(Profiles[Month]=Supply[[#This Row],[Month]])*(Profiles[Hour Ending]=Supply[[#This Row],[Hour Ending]]),0),MATCH(Supply[[#This Row],[Unit Category]],Profiles[#Headers],0))","v":254.7}]
[7,"ICE",17,{"$f":"INDEX(NQC[NQC MW],MATCH(1,(NQC[Month]=Supply[[#This Row],[Month]])*(NQC[Unit Category]=Supply[[#This Row],[Unit Category]]),0))*INDEX(Profiles[],MATCH(1,(Profiles[Month]=Supply[[#This Row],[Month]])*(Profiles[Hour Ending]=Supply[[#This Row],[Hour Ending]]),0),MATCH(Supply[[#This Row],[Unit Category]],Profiles[#Headers],0))","v":254.7}]
[7,"ICE",18,{"$f":"INDEX(NQC[NQC MW],MATCH(1,(NQC[Month]=Supply[[#This Row],[Month]])*(NQC[Unit Category]=Supply[[#This Row],[Unit Category]]),0))*INDEX(Profiles[],MATCH(1,(Profiles[Month]=Supply[[#This Row],[Month]])*(Profiles[Hour Ending]=Supply[[#This Row],[Hour Ending]]),0),MATCH(Supply[[#This Row],[Unit Category]],Profiles[#Headers],0))","v":254.7}]
[7,"ICE",19,{"$f":"INDEX(NQC[NQC MW],MATCH(1,(NQC[Month]=Supply[[#This Row],[Month]])*(NQC[Unit Category]=Supply[[#This Row],[Unit Category]]),0))*INDEX(Profiles[],MATCH(1,(Profiles[Month]=Supply[[#This Row],[Month]])*(Profiles[Hour Ending]=Supply[[#This Row],[Hour Ending]]),0),MATCH(Supply[[#This Row],[Unit Category]],Profiles[#Headers],0))","v":254.7}]
[7,"ICE",20,{"$f":"INDEX(NQC[NQC MW],MATCH(1,(NQC[Month]=Supply[[#This Row],[Month]])*(NQC[Unit Category]=Supply[[#This Row],[Unit Category]]),0))*INDEX(Profiles[],MATCH(1,(Profiles[Month]=Supply[[#This Row],[Month]])*(Profiles[Hour Ending]=Supply[[#This Row],[Hour Ending]]),0),MATCH(Supply[[#This Row],[Unit Category]],Profiles[#Headers],0))","v":254.7}]
[7,"ICE",21,{"$f":"INDEX(NQC[NQC MW],MATCH(1,(NQC[Month]=Supply[[#This Row],[Month]])*(NQC[Unit Category]=Supply[[#This Row],[Unit Category]]),0))*INDEX(Profiles[],MATCH(1,(Profiles[Month]=Supply[[#This Row],[Month]])*(Profiles[Hour Ending]=Supply[[#This Row],[Hour Ending]]),0),MATCH(Supply[[#This Row],[Unit Category]],Profiles[#Headers],0))","v":254.7}]
[7,"ICE",22,{"$f":"INDEX(NQC[NQC MW],MATCH(1,(NQC[Month]=Supply[[#This Row],[Month]])*(NQC[Unit Category]=Supply[[#This Row],[Unit Category]]),0))*INDEX(Profiles[],MATCH(1,(Profiles[Month]=Supply[[#This Row],[Month]])*(Profiles[Hour Ending]=Supply[[#This Row],[Hour Ending]]),0),MATCH(Supply[[#This Row],[Unit Category]],Profiles[#Headers],0))","v":254.7}]
[7,"ICE",23,{"$f":"INDEX(NQC[NQC MW],MATCH(1,(NQC[Month]=Supply[[#This Row],[Month]])*(NQC[Unit Category]=Supply[[#This Row],[Unit Category]]),0))*INDEX(Profiles[],MATCH(1,(Profiles[Month]=Supply[[#This Row],[Month]])*(Profiles[Hour Ending]=Supply[[#This Row],[Hour Ending]]),0),MATCH(Supply[[#This Row],[Unit Category]],Profiles[#Headers],0))","v":254.7}]
[7,"ICE",24,{"$f":"INDEX(NQC[NQC MW],MATCH(1,(NQC[Month]=Supply[[#This Row],[Month]])*(NQC[Unit Category]=Supply[[#This Row],[Unit Category]]),0))*INDEX(Profiles[],MATCH(1,(Profiles[Month]=Supply[[#This Row],[Month]])*(Profiles[Hour Ending]=Supply[[#This Row],[Hour Ending]]),0),MATCH(Supply[[#This Row],[Unit Category]],Profiles[#Headers],0))","v":254.7}]
[7,"Interchange",1,{"$f":"INDEX(NQC[NQC MW],MATCH(1,(NQC[Month]=Supply[[#This Row],[Month]])*(NQC[Unit Category]=Supply[[#This Row],[Unit Category]]),0))*INDEX(Profiles[],MATCH(1,(Profiles[Month]=Supply[[#This Row],[Month]])*(Profiles[Hour Ending]=Supply[[#This Row],[Hour Ending]]),0),MATCH(Supply[[#This Row],[Unit Category]],Profiles[#Headers],0))","v":2500}]
[7,"Interchange",2,{"$f":"INDEX(NQC[NQC MW],MATCH(1,(NQC[Month]=Supply[[#This Row],[Month]])*(NQC[Unit Category]=Supply[[#This Row],[Unit Category]]),0))*INDEX(Profiles[],MATCH(1,(Profiles[Month]=Supply[[#This Row],[Month]])*(Profiles[Hour Ending]=Supply[[#This Row],[Hour Ending]]),0),MATCH(Supply[[#This Row],[Unit Category]],Profiles[#Headers],0))","v":2500}]
[7,"Interchange",3,{"$f":"INDEX(NQC[NQC MW],MATCH(1,(NQC[Month]=Supply[[#This Row],[Month]])*(NQC[Unit Category]=Supply[[#This Row],[Unit Category]]),0))*INDEX(Profiles[],MATCH(1,(Profiles[Month]=Supply[[#This Row],[Month]])*(Profiles[Hour Ending]=Supply[[#This Row],[Hour Ending]]),0),MATCH(Supply[[#This Row],[Unit Category]],Profiles[#Headers],0))","v":2500}]
[7,"Interchange",4,{"$f":"INDEX(NQC[NQC MW],MATCH(1,(NQC[Month]=Supply[[#This Row],[Month]])*(NQC[Unit Category]=Supply[[#This Row],[Unit Category]]),0))*INDEX(Profiles[],MATCH(1,(Profiles[Month]=Supply[[#This Row],[Month]])*(Profiles[Hour Ending]=Supply[[#This Row],[Hour Ending]]),0),MATCH(Supply[[#This Row],[Unit Category]],Profiles[#Headers],0))","v":2500}]
[7,"Interchange",5,{"$f":"INDEX(NQC[NQC MW],MATCH(1,(NQC[Month]=Supply[[#This Row],[Month]])*(NQC[Unit Category]=Supply[[#This Row],[Unit Category]]),0))*INDEX(Profiles[],MATCH(1,(Profiles[Month]=Supply[[#This Row],[Month]])*(Profiles[Hour Ending]=Supply[[#This Row],[Hour Ending]]),0),MATCH(Supply[[#This Row],[Unit Category]],Profiles[#Headers],0))","v":2500}]
[7,"Interchange",6,{"$f":"INDEX(NQC[NQC MW],MATCH(1,(NQC[Month]=Supply[[#This Row],[Month]])*(NQC[Unit Category]=Supply[[#This Row],[Unit Category]]),0))*INDEX(Profiles[],MATCH(1,(Profiles[Month]=Supply[[#This Row],[Month]])*(Profiles[Hour Ending]=Supply[[#This Row],[Hour Ending]]),0),MATCH(Supply[[#This Row],[Unit Category]],Profiles[#Headers],0))","v":2500}]
[7,"Interchange",7,{"$f":"INDEX(NQC[NQC MW],MATCH(1,(NQC[Month]=Supply[[#This Row],[Month]])*(NQC[Unit Category]=Supply[[#This Row],[Unit Category]]),0))*INDEX(Profiles[],MATCH(1,(Profiles[Month]=Supply[[#This Row],[Month]])*(Profiles[Hour Ending]=Supply[[#This Row],[Hour Ending]]),0),MATCH(Supply[[#This Row],[Unit Category]],Profiles[#Headers],0))","v":2500}]
[7,"Interchange",8,{"$f":"INDEX(NQC[NQC MW],MATCH(1,(NQC[Month]=Supply[[#This Row],[Month]])*(NQC[Unit Category]=Supply[[#This Row],[Unit Category]]),0))*INDEX(Profiles[],MATCH(1,(Profiles[Month]=Supply[[#This Row],[Month]])*(Profiles[Hour Ending]=Supply[[#This Row],[Hour Ending]]),0),MATCH(Supply[[#This Row],[Unit Category]],Profiles[#Headers],0))","v":2500}]
[7,"Interchange",9,{"$f":"INDEX(NQC[NQC MW],MATCH(1,(NQC[Month]=Supply[[#This Row],[Month]])*(NQC[Unit Category]=Supply[[#This Row],[Unit Category]]),0))*INDEX(Profiles[],MATCH(1,(Profiles[Month]=Supply[[#This Row],[Month]])*(Profiles[Hour Ending]=Supply[[#This Row],[Hour Ending]]),0),MATCH(Supply[[#This Row],[Unit Category]],Profiles[#Headers],0))","v":2500}]
[7,"Interchange",10,{"$f":"INDEX(NQC[NQC MW],MATCH(1,(NQC[Month]=Supply[[#This Row],[Month]])*(NQC[Unit Category]=Supply[[#This Row],[Unit Category]]),0))*INDEX(Profiles[],MATCH(1,(Profiles[Month]=Supply[[#This Row],[Month]])*(Profiles[Hour Ending]=Supply[[#This Row],[Hour Ending]]),0),MATCH(Supply[[#This Row],[Unit Category]],Profiles[#Headers],0))","v":2500}]
[7,"Interchange",11,{"$f":"INDEX(NQC[NQC MW],MATCH(1,(NQC[Month]=Supply[[#This Row],[Month]])*(NQC[Unit Category]=Supply[[#This Row],[Unit Category]]),0))*INDEX(Profiles[],MATCH(1,(Profiles[Month]=Supply[[#This Row],[Month]])*(Profiles[Hour Ending]=Supply[[#This Row],[Hour Ending]]),0),MATCH(Supply[[#This Row],[Unit Category]],Profiles[#Headers],0))","v":2500}]
[7,"Interchange",12,{"$f":"INDEX(NQC[NQC MW],MATCH(1,(NQC[Month]=Supply[[#This Row],[Month]])*(NQC[Unit Category]=Supply[[#This Row],[Unit Category]]),0))*INDEX(Profiles[],MATCH(1,(Profiles[Month]=Supply[[#This Row],[Month]])*(Profiles[Hour Ending]=Supply[[#This Row],[Hour Ending]]),0),MATCH(Supply[[#This Row],[Unit Category]],Profiles[#Headers],0))","v":2500}]
[7,"Interchange",13,{"$f":"INDEX(NQC[NQC MW],MATCH(1,(NQC[Month]=Supply[[#This Row],[Month]])*(NQC[Unit Category]=Supply[[#This Row],[Unit Category]]),0))*INDEX(Profiles[],MATCH(1,(Profiles[Month]=Supply[[#This Row],[Month]])*(Profiles[Hour Ending]=Supply[[#This Row],[Hour Ending]]),0),MATCH(Supply[[#This Row],[Unit Category]],Profiles[#Headers],0))","v":2500}]
[7,"Interchange",14,{"$f":"INDEX(NQC[NQC MW],MATCH(1,(NQC[Month]=Supply[[#This Row],[Month]])*(NQC[Unit Category]=Supply[[#This Row],[Unit Category]]),0))*INDEX(Profiles[],MATCH(1,(Profiles[Month]=Supply[[#This Row],[Month]])*(Profiles[Hour Ending]=Supply[[#This Row],[Hour Ending]]),0),MATCH(Supply[[#This Row],[Unit Category]],Profiles[#Headers],0))","v":2500}]
[7,"Interchange",15,{"$f":"INDEX(NQC[NQC MW],MATCH(1,(NQC[Month]=Supply[[#This Row],[Month]])*(NQC[Unit Category]=Supply[[#This Row],[Unit Category]]),0))*INDEX(Profiles[],MATCH(1,(Profiles[Month]=Supply[[#This Row],[Month]])*(Profiles[Hour Ending]=Supply[[#This Row],[Hour Ending]]),0),MATCH(Supply[[#This Row],[Unit Category]],Profiles[#Headers],0))","v":2500}]
[7,"Interchange",16,{"$f":"INDEX(NQC[NQC MW],MATCH(1,(NQC[Month]=Supply[[#This Row],[Month]])*(NQC[Unit Category]=Supply[[#This Row],[Unit Category]]),0))*INDEX(Profiles[],MATCH(1,(Profiles[Month]=Supply[[#This Row],[Month]])*(Profiles[Hour Ending]=Supply[[#This Row],[Hour Ending]]),0),MATCH(Supply[[#This Row],[Unit Category]],Profiles[#Headers],0))","v":2500}]
[7,"Interchange",17,{"$f":"INDEX(NQC[NQC MW],MATCH(1,(NQC[Month]=Supply[[#This Row],[Month]])*(NQC[Unit Category]=Supply[[#This Row],[Unit Category]]),0))*INDEX(Profiles[],MATCH(1,(Profiles[Month]=Supply[[#This Row],[Month]])*(Profiles[Hour Ending]=Supply[[#This Row],[Hour Ending]]),0),MATCH(Supply[[#This Row],[Unit Category]],Profiles[#Headers],0))","v":2500}]
[7,"Interchange",18,{"$f":"INDEX(NQC[NQC MW],MATCH(1,(NQC[Month]=Supply[[#This Row],[Month]])*(NQC[Unit Category]=Supply[[#This Row],[Unit Category]]),0))*INDEX(Profiles[],MATCH(1,(Profiles[Month]=Supply[[#This Row],[Month]])*(Profiles[Hour Ending]=Supply[[#This Row],[Hour Ending]]),0),MATCH(Supply[[#This Row],[Unit Category]],Profiles[#Headers],0))","v":2500}]
[7,"Interchange",19,{"$f":"INDEX(NQC[NQC MW],MATCH(1,(NQC[Month]=Supply[[#This Row],[Month]])*(NQC[Unit Category]=Supply[[#This Row],[Unit Category]]),0))*INDEX(Profiles[],MATCH(1,(Profiles[Month]=Supply[[#This Row],[Month]])*(Profiles[Hour Ending]=Supply[[#This Row],[Hour Ending]]),0),MATCH(Supply[[#This Row],[Unit Category]],Profiles[#Headers],0))","v":2500}]
[7,"Interchange",20,{"$f":"INDEX(NQC[NQC MW],MATCH(1,(NQC[Month]=Supply[[#This Row],[Month]])*(NQC[Unit Category]=Supply[[#This Row],[Unit Category]]),0))*INDEX(Profiles[],MATCH(1,(Profiles[Month]=Supply[[#This Row],[Month]])*(Profiles[Hour Ending]=Supply[[#This Row],[Hour Ending]]),0),MATCH(Supply[[#This Row],[Unit Category]],Profiles[#Headers],0))","v":2500}]
[7,"Interchange",21,{"$f":"INDEX(NQC[NQC MW],MATCH(1,(NQC[Month]=Supply[[#This Row],[Month]])*(NQC[Unit Category]=Supply[[#This Row],[Unit Category]]),0))*INDEX(Profiles[],MATCH(1,(Profiles[Month]=Supply[[#This Row],[Month]])*(Profiles[Hour Ending]=Supply[[#This Row],[Hour Ending]]),0),MATCH(Supply[[#This Row],[Unit Category]],Profiles[#Headers],0))","v":2500}]
[7,"Interchange",22,{"$f":"INDEX(NQC[NQC MW],MATCH(1,(NQC[Month]=Supply[[#This Row],[Month]])*(NQC[Unit Category]=Supply[[#This Row],[Unit Category]]),0))*INDEX(Profiles[],MATCH(1,(Profiles[Month]=Supply[[#This Row],[Month]])*(Profiles[Hour Ending]=Supply[[#This Row],[Hour Ending]]),0),MATCH(Supply[[#This Row],[Unit Category]],Profiles[#Headers],0))","v":2500}]
[7,"Interchange",23,{"$f":"INDEX(NQC[NQC MW],MATCH(1,(NQC[Month]=Supply[[#This Row],[Month]])*(NQC[Unit Category]=Supply[[#This Row],[Unit Category]]),0))*INDEX(Profiles[],MATCH(1,(Profiles[Month]=Supply[[#This Row],[Month]])*(Profiles[Hour Ending]=Supply[[#This Row],[Hour Ending]]),0),MATCH(Supply[[#This Row],[Unit Category]],Profiles[#Headers],0))","v":2500}]
[7,"Interchange",24,{"$f":"INDEX(NQC[NQC MW],MATCH(1,(NQC[Month]=Supply[[#This Row],[Month]])*(NQC[Unit Category]=Supply[[#This Row],[Unit Category]]),0))*INDEX(Profiles[],MATCH(1,(Profiles[Month]=Supply[[#This Row],[Month]])*(Profiles[Hour Ending]=Supply[[#This Row],[Hour Ending]]),0),MATCH(Supply[[#This Row],[Unit Category]],Profiles[#Headers],0))","v":2500}]
[7,"Nuclear",1,{"$f":"INDEX(NQC[NQC MW],MATCH(1,(NQC[Month]=Supply[[#This Row],[Month]])*(NQC[Unit Category]=Supply[[#This Row],[Unit Category]]),0))*INDEX(Profiles[],MATCH(1,(Profiles[Month]=Supply[[#This Row],[Month]])*(Profiles[Hour Ending]=Supply[[#This Row],[Hour Ending]]),0),MATCH(Supply[[#This Row],[Unit Category]],Profiles[#Headers],0))","v":2280}]
[7,"Nuclear",2,{"$f":"INDEX(NQC[NQC MW],MATCH(1,(NQC[Month]=Supply[[#This Row],[Month]])*(NQC[Unit Category]=Supply[[#This Row],[Unit Category]]),0))*INDEX(Profiles[],MATCH(1,(Profiles[Month]=Supply[[#This Row],[Month]])*(Profiles[Hour Ending]=Supply[[#This Row],[Hour Ending]]),0),MATCH(Supply[[#This Row],[Unit Category]],Profiles[#Headers],0))","v":2280}]
[7,"Nuclear",3,{"$f":"INDEX(NQC[NQC MW],MATCH(1,(NQC[Month]=Supply[[#This Row],[Month]])*(NQC[Unit Category]=Supply[[#This Row],[Unit Category]]),0))*INDEX(Profiles[],MATCH(1,(Profiles[Month]=Supply[[#This Row],[Month]])*(Profiles[Hour Ending]=Supply[[#This Row],[Hour Ending]]),0),MATCH(Supply[[#This Row],[Unit Category]],Profiles[#Headers],0))","v":2280}]
[7,"Nuclear",4,{"$f":"INDEX(NQC[NQC MW],MATCH(1,(NQC[Month]=Supply[[#This Row],[Month]])*(NQC[Unit Category]=Supply[[#This Row],[Unit Category]]),0))*INDEX(Profiles[],MATCH(1,(Profiles[Month]=Supply[[#This Row],[Month]])*(Profiles[Hour Ending]=Supply[[#This Row],[Hour Ending]]),0),MATCH(Supply[[#This Row],[Unit Category]],Profiles[#Headers],0))","v":2280}]
[7,"Nuclear",5,{"$f":"INDEX(NQC[NQC MW],MATCH(1,(NQC[Month]=Supply[[#This Row],[Month]])*(NQC[Unit Category]=Supply[[#This Row],[Unit Category]]),0))*INDEX(Profiles[],MATCH(1,(Profiles[Month]=Supply[[#This Row],[Month]])*(Profiles[Hour Ending]=Supply[[#This Row],[Hour Ending]]),0),MATCH(Supply[[#This Row],[Unit Category]],Profiles[#Headers],0))","v":2280}]
[7,"Nuclear",6,{"$f":"INDEX(NQC[NQC MW],MATCH(1,(NQC[Month]=Supply[[#This Row],[Month]])*(NQC[Unit Category]=Supply[[#This Row],[Unit Category]]),0))*INDEX(Profiles[],MATCH(1,(Profiles[Month]=Supply[[#This Row],[Month]])*(Profiles[Hour Ending]=Supply[[#This Row],[Hour Ending]]),0),MATCH(Supply[[#This Row],[Unit Category]],Profiles[#Headers],0))","v":2280}]
[7,"Nuclear",7,{"$f":"INDEX(NQC[NQC MW],MATCH(1,(NQC[Month]=Supply[[#This Row],[Month]])*(NQC[Unit Category]=Supply[[#This Row],[Unit Category]]),0))*INDEX(Profiles[],MATCH(1,(Profiles[Month]=Supply[[#This Row],[Month]])*(Profiles[Hour Ending]=Supply[[#This Row],[Hour Ending]]),0),MATCH(Supply[[#This Row],[Unit Category]],Profiles[#Headers],0))","v":2280}]
[7,"Nuclear",8,{"$f":"INDEX(NQC[NQC MW],MATCH(1,(NQC[Month]=Supply[[#This Row],[Month]])*(NQC[Unit Category]=Supply[[#This Row],[Unit Category]]),0))*INDEX(Profiles[],MATCH(1,(Profiles[Month]=Supply[[#This Row],[Month]])*(Profiles[Hour Ending]=Supply[[#This Row],[Hour Ending]]),0),MATCH(Supply[[#This Row],[Unit Category]],Profiles[#Headers],0))","v":2280}]
[7,"Nuclear",9,{"$f":"INDEX(NQC[NQC MW],MATCH(1,(NQC[Month]=Supply[[#This Row],[Month]])*(NQC[Unit Category]=Supply[[#This Row],[Unit Category]]),0))*INDEX(Profiles[],MATCH(1,(Profiles[Month]=Supply[[#This Row],[Month]])*(Profiles[Hour Ending]=Supply[[#This Row],[Hour Ending]]),0),MATCH(Supply[[#This Row],[Unit Category]],Profiles[#Headers],0))","v":2280}]
[7,"Nuclear",10,{"$f":"INDEX(NQC[NQC MW],MATCH(1,(NQC[Month]=Supply[[#This Row],[Month]])*(NQC[Unit Category]=Supply[[#This Row],[Unit Category]]),0))*INDEX(Profiles[],MATCH(1,(Profiles[Month]=Supply[[#This Row],[Month]])*(Profiles[Hour Ending]=Supply[[#This Row],[Hour Ending]]),0),MATCH(Supply[[#This Row],[Unit Category]],Profiles[#Headers],0))","v":2280}]
[7,"Nuclear",11,{"$f":"INDEX(NQC[NQC MW],MATCH(1,(NQC[Month]=Supply[[#This Row],[Month]])*(NQC[Unit Category]=Supply[[#This Row],[Unit Category]]),0))*INDEX(Profiles[],MATCH(1,(Profiles[Month]=Supply[[#This Row],[Month]])*(Profiles[Hour Ending]=Supply[[#This Row],[Hour Ending]]),0),MATCH(Supply[[#This Row],[Unit Category]],Profiles[#Headers],0))","v":2280}]
[7,"Nuclear",12,{"$f":"INDEX(NQC[NQC MW],MATCH(1,(NQC[Month]=Supply[[#This Row],[Month]])*(NQC[Unit Category]=Supply[[#This Row],[Unit Category]]),0))*INDEX(Profiles[],MATCH(1,(Profiles[Month]=Supply[[#This Row],[Month]])*(Profiles[Hour Ending]=Supply[[#This Row],[Hour Ending]]),0),MATCH(Supply[[#This Row],[Unit Category]],Profiles[#Headers],0))","v":2280}]
[7,"Nuclear",13,{"$f":"INDEX(NQC[NQC MW],MATCH(1,(NQC[Month]=Supply[[#This Row],[Month]])*(NQC[Unit Category]=Supply[[#This Row],[Unit Category]]),0))*INDEX(Profiles[],MATCH(1,(Profiles[Month]=Supply[[#This Row],[Month]])*(Profiles[Hour Ending]=Supply[[#This Row],[Hour Ending]]),0),MATCH(Supply[[#This Row],[Unit Category]],Profiles[#Headers],0))","v":2280}]
[7,"Nuclear",14,{"$f":"INDEX(NQC[NQC MW],MATCH(1,(NQC[Month]=Supply[[#This Row],[Month]])*(NQC[Unit Category]=Supply[[#This Row],[Unit Category]]),0))*INDEX(Profiles[],MATCH(1,(Profiles[Month]=Supply[[#This Row],[Month]])*(Profiles[Hour Ending]=Supply[[#This Row],[Hour Ending]]),0),MATCH(Supply[[#This Row],[Unit Category]],Profiles[#Headers],0))","v":2280}]
[7,"Nuclear",15,{"$f":"INDEX(NQC[NQC MW],MATCH(1,(NQC[Month]=Supply[[#This Row],[Month]])*(NQC[Unit Category]=Supply[[#This Row],[Unit Category]]),0))*INDEX(Profiles[],MATCH(1,(Profiles[Month]=Supply[[#This Row],[Month]])*(Profiles[Hour Ending]=Supply[[#This Row],[Hour Ending]]),0),MATCH(Supply[[#This Row],[Unit Category]],Profiles[#Headers],0))","v":2280}]
[7,"Nuclear",16,{"$f":"INDEX(NQC[NQC MW],MATCH(1,(NQC[Month]=Supply[[#This Row],[Month]])*(NQC[Unit Category]=Supply[[#This Row],[Unit Category]]),0))*INDEX(Profiles[],MATCH(1,(Profiles[Month]=Supply[[#This Row],[Month]])*(Profiles[Hour Ending]=Supply[[#This Row],[Hour Ending]]),0),MATCH(Supply[[#This Row],[Unit Category]],Profiles[#Headers],0))","v":2280}]
[7,"Nuclear",17,{"$f":"INDEX(NQC[NQC MW],MATCH(1,(NQC[Month]=Supply[[#This Row],[Month]])*(NQC[Unit Category]=Supply[[#This Row],[Unit Category]]),0))*INDEX(Profiles[],MATCH(1,(Profiles[Month]=Supply[[#This Row],[Month]])*(Profiles[Hour Ending]=Supply[[#This Row],[Hour Ending]]),0),MATCH(Supply[[#This Row],[Unit Category]],Profiles[#Headers],0))","v":2280}]
[7,"Nuclear",18,{"$f":"INDEX(NQC[NQC MW],MATCH(1,(NQC[Month]=Supply[[#This Row],[Month]])*(NQC[Unit Category]=Supply[[#This Row],[Unit Category]]),0))*INDEX(Profiles[],MATCH(1,(Profiles[Month]=Supply[[#This Row],[Month]])*(Profiles[Hour Ending]=Supply[[#This Row],[Hour Ending]]),0),MATCH(Supply[[#This Row],[Unit Category]],Profiles[#Headers],0))","v":2280}]
[7,"Nuclear",19,{"$f":"INDEX(NQC[NQC MW],MATCH(1,(NQC[Month]=Supply[[#This Row],[Month]])*(NQC[Unit Category]=Supply[[#This Row],[Unit Category]]),0))*INDEX(Profiles[],MATCH(1,(Profiles[Month]=Supply[[#This Row],[Month]])*(Profiles[Hour Ending]=Supply[[#This Row],[Hour Ending]]),0),MATCH(Supply[[#This Row],[Unit Category]],Profiles[#Headers],0))","v":2280}]
[7,"Nuclear",20,{"$f":"INDEX(NQC[NQC MW],MATCH(1,(NQC[Month]=Supply[[#This Row],[Month]])*(NQC[Unit Category]=Supply[[#This Row],[Unit Category]]),0))*INDEX(Profiles[],MATCH(1,(Profiles[Month]=Supply[[#This Row],[Month]])*(Profiles[Hour Ending]=Supply[[#This Row],[Hour Ending]]),0),MATCH(Supply[[#This Row],[Unit Category]],Profiles[#Headers],0))","v":2280}]
[7,"Nuclear",21,{"$f":"INDEX(NQC[NQC MW],MATCH(1,(NQC[Month]=Supply[[#This Row],[Month]])*(NQC[Unit Category]=Supply[[#This Row],[Unit Category]]),0))*INDEX(Profiles[],MATCH(1,(Profiles[Month]=Supply[[#This Row],[Month]])*(Profiles[Hour Ending]=Supply[[#This Row],[Hour Ending]]),0),MATCH(Supply[[#This Row],[Unit Category]],Profiles[#Headers],0))","v":2280}]
[7,"Nuclear",22,{"$f":"INDEX(NQC[NQC MW],MATCH(1,(NQC[Month]=Supply[[#This Row],[Month]])*(NQC[Unit Category]=Supply[[#This Row],[Unit Category]]),0))*INDEX(Profiles[],MATCH(1,(Profiles[Month]=Supply[[#This Row],[Month]])*(Profiles[Hour Ending]=Supply[[#This Row],[Hour Ending]]),0),MATCH(Supply[[#This Row],[Unit Category]],Profiles[#Headers],0))","v":2280}]
[7,"Nuclear",23,{"$f":"INDEX(NQC[NQC MW],MATCH(1,(NQC[Month]=Supply[[#This Row],[Month]])*(NQC[Unit Category]=Supply[[#This Row],[Unit Category]]),0))*INDEX(Profiles[],MATCH(1,(Profiles[Month]=Supply[[#This Row],[Month]])*(Profiles[Hour Ending]=Supply[[#This Row],[Hour Ending]]),0),MATCH(Supply[[#This Row],[Unit Category]],Profiles[#Headers],0))","v":2280}]
[7,"Nuclear",24,{"$f":"INDEX(NQC[NQC MW],MATCH(1,(NQC[Month]=Supply[[#This Row],[Month]])*(NQC[Unit Category]=Supply[[#This Row],[Unit Category]]),0))*INDEX(Profiles[],MATCH(1,(Profiles[Month]=Supply[[#This Row],[Month]])*(Profiles[Hour Ending]=Supply[[#This Row],[Hour Ending]]),0),MATCH(Supply[[#This Row],[Unit Category]],Profiles[#Headers],0))","v":2280}]
[7,"PSH",1,{"$f":"INDEX(NQC[NQC MW],MATCH(1,(NQC[Month]=Supply[[#This Row],[Month]])*(NQC[Unit Category]=Supply[[#This Row],[Unit Category]]),0))*INDEX(Profiles[],MATCH(1,(Profiles[Month]=Supply[[#This Row],[Month]])*(Profiles[Hour Ending]=Supply[[#This Row],[Hour Ending]]),0),MATCH(Supply[[#This Row],[Unit Category]],Profiles[#Headers],0))","v":1458.44}]
[7,"PSH",2,{"$f":"INDEX(NQC[NQC MW],MATCH(1,(NQC[Month]=Supply[[#This Row],[Month]])*(NQC[Unit Category]=Supply[[#This Row],[Unit Category]]),0))*INDEX(Profiles[],MATCH(1,(Profiles[Month]=Supply[[#This Row],[Month]])*(Profiles[Hour Ending]=Supply[[#This Row],[Hour Ending]]),0),MATCH(Supply[[#This Row],[Unit Category]],Profiles[#Headers],0))","v":1458.44}]
[7,"PSH",3,{"$f":"INDEX(NQC[NQC MW],MATCH(1,(NQC[Month]=Supply[[#This Row],[Month]])*(NQC[Unit Category]=Supply[[#This Row],[Unit Category]]),0))*INDEX(Profiles[],MATCH(1,(Profiles[Month]=Supply[[#This Row],[Month]])*(Profiles[Hour Ending]=Supply[[#This Row],[Hour Ending]]),0),MATCH(Supply[[#This Row],[Unit Category]],Profiles[#Headers],0))","v":1458.44}]
[7,"PSH",4,{"$f":"INDEX(NQC[NQC MW],MATCH(1,(NQC[Month]=Supply[[#This Row],[Month]])*(NQC[Unit Category]=Supply[[#This Row],[Unit Category]]),0))*INDEX(Profiles[],MATCH(1,(Profiles[Month]=Supply[[#This Row],[Month]])*(Profiles[Hour Ending]=Supply[[#This Row],[Hour Ending]]),0),MATCH(Supply[[#This Row],[Unit Category]],Profiles[#Headers],0))","v":1458.44}]
[7,"PSH",5,{"$f":"INDEX(NQC[NQC MW],MATCH(1,(NQC[Month]=Supply[[#This Row],[Month]])*(NQC[Unit Category]=Supply[[#This Row],[Unit Category]]),0))*INDEX(Profiles[],MATCH(1,(Profiles[Month]=Supply[[#This Row],[Month]])*(Profiles[Hour Ending]=Supply[[#This Row],[Hour Ending]]),0),MATCH(Supply[[#This Row],[Unit Category]],Profiles[#Headers],0))","v":1458.44}]
[7,"PSH",6,{"$f":"INDEX(NQC[NQC MW],MATCH(1,(NQC[Month]=Supply[[#This Row],[Month]])*(NQC[Unit Category]=Supply[[#This Row],[Unit Category]]),0))*INDEX(Profiles[],MATCH(1,(Profiles[Month]=Supply[[#This Row],[Month]])*(Profiles[Hour Ending]=Supply[[#This Row],[Hour Ending]]),0),MATCH(Supply[[#This Row],[Unit Category]],Profiles[#Headers],0))","v":1458.44}]
[7,"PSH",7,{"$f":"INDEX(NQC[NQC MW],MATCH(1,(NQC[Month]=Supply[[#This Row],[Month]])*(NQC[Unit Category]=Supply[[#This Row],[Unit Category]]),0))*INDEX(Profiles[],MATCH(1,(Profiles[Month]=Supply[[#This Row],[Month]])*(Profiles[Hour Ending]=Supply[[#This Row],[Hour Ending]]),0),MATCH(Supply[[#This Row],[Unit Category]],Profiles[#Headers],0))","v":1458.44}]
[7,"PSH",8,{"$f":"INDEX(NQC[NQC MW],MATCH(1,(NQC[Month]=Supply[[#This Row],[Month]])*(NQC[Unit Category]=Supply[[#This Row],[Unit Category]]),0))*INDEX(Profiles[],MATCH(1,(Profiles[Month]=Supply[[#This Row],[Month]])*(Profiles[Hour Ending]=Supply[[#This Row],[Hour Ending]]),0),MATCH(Supply[[#This Row],[Unit Category]],Profiles[#Headers],0))","v":1458.44}]
[7,"PSH",9,{"$f":"INDEX(NQC[NQC MW],MATCH(1,(NQC[Month]=Supply[[#This Row],[Month]])*(NQC[Unit Category]=Supply[[#This Row],[Unit Category]]),0))*INDEX(Profiles[],MATCH(1,(Profiles[Month]=Supply[[#This Row],[Month]])*(Profiles[Hour Ending]=Supply[[#This Row],[Hour Ending]]),0),MATCH(Supply[[#This Row],[Unit Category]],Profiles[#Headers],0))","v":1458.44}]
[7,"PSH",10,{"$f":"INDEX(NQC[NQC MW],MATCH(1,(NQC[Month]=Supply[[#This Row],[Month]])*(NQC[Unit Category]=Supply[[#This Row],[Unit Category]]),0))*INDEX(Profiles[],MATCH(1,(Profiles[Month]=Supply[[#This Row],[Month]])*(Profiles[Hour Ending]=Supply[[#This Row],[Hour Ending]]),0),MATCH(Supply[[#This Row],[Unit Category]],Profiles[#Headers],0))","v":1458.44}]
[7,"PSH",11,{"$f":"INDEX(NQC[NQC MW],MATCH(1,(NQC[Month]=Supply[[#This Row],[Month]])*(NQC[Unit Category]=Supply[[#This Row],[Unit Category]]),0))*INDEX(Profiles[],MATCH(1,(Profiles[Month]=Supply[[#This Row],[Month]])*(Profiles[Hour Ending]=Supply[[#This Row],[Hour Ending]]),0),MATCH(Supply[[#This Row],[Unit Category]],Profiles[#Headers],0))","v":1458.44}]
[7,"PSH",12,{"$f":"INDEX(NQC[NQC MW],MATCH(1,(NQC[Month]=Supply[[#This Row],[Month]])*(NQC[Unit Category]=Supply[[#This Row],[Unit Category]]),0))*INDEX(Profiles[],MATCH(1,(Profiles[Month]=Supply[[#This Row],[Month]])*(Profiles[Hour Ending]=Supply[[#This Row],[Hour Ending]]),0),MATCH(Supply[[#This Row],[Unit Category]],Profiles[#Headers],0))","v":1458.44}]
[7,"PSH",13,{"$f":"INDEX(NQC[NQC MW],MATCH(1,(NQC[Month]=Supply[[#This Row],[Month]])*(NQC[Unit Category]=Supply[[#This Row],[Unit Category]]),0))*INDEX(Profiles[],MATCH(1,(Profiles[Month]=Supply[[#This Row],[Month]])*(Profiles[Hour Ending]=Supply[[#This Row],[Hour Ending]]),0),MATCH(Supply[[#This Row],[Unit Category]],Profiles[#Headers],0))","v":1458.44}]
[7,"PSH",14,{"$f":"INDEX(NQC[NQC MW],MATCH(1,(NQC[Month]=Supply[[#This Row],[Month]])*(NQC[Unit Category]=Supply[[#This Row],[Unit Category]]),0))*INDEX(Profiles[],MATCH(1,(Profiles[Month]=Supply[[#This Row],[Month]])*(Profiles[Hour Ending]=Supply[[#This Row],[Hour Ending]]),0),MATCH(Supply[[#This Row],[Unit Category]],Profiles[#Headers],0))","v":1458.44}]
[7,"PSH",15,{"$f":"INDEX(NQC[NQC MW],MATCH(1,(NQC[Month]=Supply[[#This Row],[Month]])*(NQC[Unit Category]=Supply[[#This Row],[Unit Category]]),0))*INDEX(Profiles[],MATCH(1,(Profiles[Month]=Supply[[#This Row],[Month]])*(Profiles[Hour Ending]=Supply[[#This Row],[Hour Ending]]),0),MATCH(Supply[[#This Row],[Unit Category]],Profiles[#Headers],0))","v":1458.44}]
[7,"PSH",16,{"$f":"INDEX(NQC[NQC MW],MATCH(1,(NQC[Month]=Supply[[#This Row],[Month]])*(NQC[Unit Category]=Supply[[#This Row],[Unit Category]]),0))*INDEX(Profiles[],MATCH(1,(Profiles[Month]=Supply[[#This Row],[Month]])*(Profiles[Hour Ending]=Supply[[#This Row],[Hour Ending]]),0),MATCH(Supply[[#This Row],[Unit Category]],Profiles[#Headers],0))","v":1458.44}]
[7,"PSH",17,{"$f":"INDEX(NQC[NQC MW],MATCH(1,(NQC[Month]=Supply[[#This Row],[Month]])*(NQC[Unit Category]=Supply[[#This Row],[Unit Category]]),0))*INDEX(Profiles[],MATCH(1,(Profiles[Month]=Supply[[#This Row],[Month]])*(Profiles[Hour Ending]=Supply[[#This Row],[Hour Ending]]),0),MATCH(Supply[[#This Row],[Unit Category]],Profiles[#Headers],0))","v":1458.44}]
[7,"PSH",18,{"$f":"INDEX(NQC[NQC MW],MATCH(1,(NQC[Month]=Supply[[#This Row],[Month]])*(NQC[Unit Category]=Supply[[#This Row],[Unit Category]]),0))*INDEX(Profiles[],MATCH(1,(Profiles[Month]=Supply[[#This Row],[Month]])*(Profiles[Hour Ending]=Supply[[#This Row],[Hour Ending]]),0),MATCH(Supply[[#This Row],[Unit Category]],Profiles[#Headers],0))","v":1458.44}]
[7,"PSH",19,{"$f":"INDEX(NQC[NQC MW],MATCH(1,(NQC[Month]=Supply[[#This Row],[Month]])*(NQC[Unit Category]=Supply[[#This Row],[Unit Category]]),0))*INDEX(Profiles[],MATCH(1,(Profiles[Month]=Supply[[#This Row],[Month]])*(Profiles[Hour Ending]=Supply[[#This Row],[Hour Ending]]),0),MATCH(Supply[[#This Row],[Unit Category]],Profiles[#Headers],0))","v":1458.44}]
[7,"PSH",20,{"$f":"INDEX(NQC[NQC MW],MATCH(1,(NQC[Month]=Supply[[#This Row],[Month]])*(NQC[Unit Category]=Supply[[#This Row],[Unit Category]]),0))*INDEX(Profiles[],MATCH(1,(Profiles[Month]=Supply[[#This Row],[Month]])*(Profiles[Hour Ending]=Supply[[#This Row],[Hour Ending]]),0),MATCH(Supply[[#This Row],[Unit Category]],Profiles[#Headers],0))","v":1458.44}]
[7,"PSH",21,{"$f":"INDEX(NQC[NQC MW],MATCH(1,(NQC[Month]=Supply[[#This Row],[Month]])*(NQC[Unit Category]=Supply[[#This Row],[Unit Category]]),0))*INDEX(Profiles[],MATCH(1,(Profiles[Month]=Supply[[#This Row],[Month]])*(Profiles[Hour Ending]=Supply[[#This Row],[Hour Ending]]),0),MATCH(Supply[[#This Row],[Unit Category]],Profiles[#Headers],0))","v":1458.44}]
[7,"PSH",22,{"$f":"INDEX(NQC[NQC MW],MATCH(1,(NQC[Month]=Supply[[#This Row],[Month]])*(NQC[Unit Category]=Supply[[#This Row],[Unit Category]]),0))*INDEX(Profiles[],MATCH(1,(Profiles[Month]=Supply[[#This Row],[Month]])*(Profiles[Hour Ending]=Supply[[#This Row],[Hour Ending]]),0),MATCH(Supply[[#This Row],[Unit Category]],Profiles[#Headers],0))","v":1458.44}]
[7,"PSH",23,{"$f":"INDEX(NQC[NQC MW],MATCH(1,(NQC[Month]=Supply[[#This Row],[Month]])*(NQC[Unit Category]=Supply[[#This Row],[Unit Category]]),0))*INDEX(Profiles[],MATCH(1,(Profiles[Month]=Supply[[#This Row],[Month]])*(Profiles[Hour Ending]=Supply[[#This Row],[Hour Ending]]),0),MATCH(Supply[[#This Row],[Unit Category]],Profiles[#Headers],0))","v":1458.44}]
[7,"PSH",24,{"$f":"INDEX(NQC[NQC MW],MATCH(1,(NQC[Month]=Supply[[#This Row],[Month]])*(NQC[Unit Category]=Supply[[#This Row],[Unit Category]]),0))*INDEX(Profiles[],MATCH(1,(Profiles[Month]=Supply[[#This Row],[Month]])*(Profiles[Hour Ending]=Supply[[#This Row],[Hour Ending]]),0),MATCH(Supply[[#This Row],[Unit Category]],Profiles[#Headers],0))","v":1458.44}]
[7,"Storage",1,{"$f":"INDEX(NQC[NQC MW],MATCH(1,(NQC[Month]=Supply[[#This Row],[Month]])*(NQC[Unit Category]=Supply[[#This Row],[Unit Category]]),0))*INDEX(Profiles[],MATCH(1,(Profiles[Month]=Supply[[#This Row],[Month]])*(Profiles[Hour Ending]=Supply[[#This Row],[Hour Ending]]),0),MATCH(Supply[[#This Row],[Unit Category]],Profiles[#Headers],0))","v":13852.8}]
[7,"Storage",2,{"$f":"INDEX(NQC[NQC MW],MATCH(1,(NQC[Month]=Supply[[#This Row],[Month]])*(NQC[Unit Category]=Supply[[#This Row],[Unit Category]]),0))*INDEX(Profiles[],MATCH(1,(Profiles[Month]=Supply[[#This Row],[Month]])*(Profiles[Hour Ending]=Supply[[#This Row],[Hour Ending]]),0),MATCH(Supply[[#This Row],[Unit Category]],Profiles[#Headers],0))","v":13852.8}]
[7,"Storage",3,{"$f":"INDEX(NQC[NQC MW],MATCH(1,(NQC[Month]=Supply[[#This Row],[Month]])*(NQC[Unit Category]=Supply[[#This Row],[Unit Category]]),0))*INDEX(Profiles[],MATCH(1,(Profiles[Month]=Supply[[#This Row],[Month]])*(Profiles[Hour Ending]=Supply[[#This Row],[Hour Ending]]),0),MATCH(Supply[[#This Row],[Unit Category]],Profiles[#Headers],0))","v":13852.8}]
[7,"Storage",4,{"$f":"INDEX(NQC[NQC MW],MATCH(1,(NQC[Month]=Supply[[#This Row],[Month]])*(NQC[Unit Category]=Supply[[#This Row],[Unit Category]]),0))*INDEX(Profiles[],MATCH(1,(Profiles[Month]=Supply[[#This Row],[Month]])*(Profiles[Hour Ending]=Supply[[#This Row],[Hour Ending]]),0),MATCH(Supply[[#This Row],[Unit Category]],Profiles[#Headers],0))","v":13852.8}]
[7,"Storage",5,{"$f":"INDEX(NQC[NQC MW],MATCH(1,(NQC[Month]=Supply[[#This Row],[Month]])*(NQC[Unit Category]=Supply[[#This Row],[Unit Category]]),0))*INDEX(Profiles[],MATCH(1,(Profiles[Month]=Supply[[#This Row],[Month]])*(Profiles[Hour Ending]=Supply[[#This Row],[Hour Ending]]),0),MATCH(Supply[[#This Row],[Unit Category]],Profiles[#Headers],0))","v":13852.8}]
[7,"Storage",6,{"$f":"INDEX(NQC[NQC MW],MATCH(1,(NQC[Month]=Supply[[#This Row],[Month]])*(NQC[Unit Category]=Supply[[#This Row],[Unit Category]]),0))*INDEX(Profiles[],MATCH(1,(Profiles[Month]=Supply[[#This Row],[Month]])*(Profiles[Hour Ending]=Supply[[#This Row],[Hour Ending]]),0),MATCH(Supply[[#This Row],[Unit Category]],Profiles[#Headers],0))","v":13852.8}]
[7,"Storage",7,{"$f":"INDEX(NQC[NQC MW],MATCH(1,(NQC[Month]=Supply[[#This Row],[Month]])*(NQC[Unit Category]=Supply[[#This Row],[Unit Category]]),0))*INDEX(Profiles[],MATCH(1,(Profiles[Month]=Supply[[#This Row],[Month]])*(Profiles[Hour Ending]=Supply[[#This Row],[Hour Ending]]),0),MATCH(Supply[[#This Row],[Unit Category]],Profiles[#Headers],0))","v":13852.8}]
[7,"Storage",8,{"$f":"INDEX(NQC[NQC MW],MATCH(1,(NQC[Month]=Supply[[#This Row],[Month]])*(NQC[Unit Category]=Supply[[#This Row],[Unit Category]]),0))*INDEX(Profiles[],MATCH(1,(Profiles[Month]=Supply[[#This Row],[Month]])*(Profiles[Hour Ending]=Supply[[#This Row],[Hour Ending]]),0),MATCH(Supply[[#This Row],[Unit Category]],Profiles[#Headers],0))","v":13852.8}]
[7,"Storage",9,{"$f":"INDEX(NQC[NQC MW],MATCH(1,(NQC[Month]=Supply[[#This Row],[Month]])*(NQC[Unit Category]=Supply[[#This Row],[Unit Category]]),0))*INDEX(Profiles[],MATCH(1,(Profiles[Month]=Supply[[#This Row],[Month]])*(Profiles[Hour Ending]=Supply[[#This Row],[Hour Ending]]),0),MATCH(Supply[[#This Row],[Unit Category]],Profiles[#Headers],0))","v":13852.8}]
[7,"Storage",10,{"$f":"INDEX(NQC[NQC MW],MATCH(1,(NQC[Month]=Supply[[#This Row],[Month]])*(NQC[Unit Category]=Supply[[#This Row],[Unit Category]]),0))*INDEX(Profiles[],MATCH(1,(Profiles[Month]=Supply[[#This Row],[Month]])*(Profiles[Hour Ending]=Supply[[#This Row],[Hour Ending]]),0),MATCH(Supply[[#This Row],[Unit Category]],Profiles[#Headers],0))","v":13852.8}]
[7,"Storage",11,{"$f":"INDEX(NQC[NQC MW],MATCH(1,(NQC[Month]=Supply[[#This Row],[Month]])*(NQC[Unit Category]=Supply[[#This Row],[Unit Category]]),0))*INDEX(Profiles[],MATCH(1,(Profiles[Month]=Supply[[#This Row],[Month]])*(Profiles[Hour Ending]=Supply[[#This Row],[Hour Ending]]),0),MATCH(Supply[[#This Row],[Unit Category]],Profiles[#Headers],0))","v":13852.8}]
[7,"Storage",12,{"$f":"INDEX(NQC[NQC MW],MATCH(1,(NQC[Month]=Supply[[#This Row],[Month]])*(NQC[Unit Category]=Supply[[#This Row],[Unit Category]]),0))*INDEX(Profiles[],MATCH(1,(Profiles[Month]=Supply[[#This Row],[Month]])*(Profiles[Hour Ending]=Supply[[#This Row],[Hour Ending]]),0),MATCH(Supply[[#This Row],[Unit Category]],Profiles[#Headers],0))","v":13852.8}]
[7,"Storage",13,{"$f":"INDEX(NQC[NQC MW],MATCH(1,(NQC[Month]=Supply[[#This Row],[Month]])*(NQC[Unit Category]=Supply[[#This Row],[Unit Category]]),0))*INDEX(Profiles[],MATCH(1,(Profiles[Month]=Supply[[#This Row],[Month]])*(Profiles[Hour Ending]=Supply[[#This Row],[Hour Ending]]),0),MATCH(Supply[[#This Row],[Unit Category]],Profiles[#Headers],0))","v":13852.8}]
[7,"Storage",14,{"$f":"INDEX(NQC[NQC MW],MATCH(1,(NQC[Month]=Supply[[#This Row],[Month]])*(NQC[Unit Category]=Supply[[#This Row],[Unit Category]]),0))*INDEX(Profiles[],MATCH(1,(Profiles[Month]=Supply[[#This Row],[Month]])*(Profiles[Hour Ending]=Supply[[#This Row],[Hour Ending]]),0),MATCH(Supply[[#This Row],[Unit Category]],Profiles[#Headers],0))","v":13852.8}]
[7,"Storage",15,{"$f":"INDEX(NQC[NQC MW],MATCH(1,(NQC[Month]=Supply[[#This Row],[Month]])*(NQC[Unit Category]=Supply[[#This Row],[Unit Category]]),0))*INDEX(Profiles[],MATCH(1,(Profiles[Month]=Supply[[#This Row],[Month]])*(Profiles[Hour Ending]=Supply[[#This Row],[Hour Ending]]),0),MATCH(Supply[[#This Row],[Unit Category]],Profiles[#Headers],0))","v":13852.8}]
[7,"Storage",16,{"$f":"INDEX(NQC[NQC MW],MATCH(1,(NQC[Month]=Supply[[#This Row],[Month]])*(NQC[Unit Category]=Supply[[#This Row],[Unit Category]]),0))*INDEX(Profiles[],MATCH(1,(Profiles[Month]=Supply[[#This Row],[Month]])*(Profiles[Hour Ending]=Supply[[#This Row],[Hour Ending]]),0),MATCH(Supply[[#This Row],[Unit Category]],Profiles[#Headers],0))","v":13852.8}]
[7,"Storage",17,{"$f":"INDEX(NQC[NQC MW],MATCH(1,(NQC[Month]=Supply[[#This Row],[Month]])*(NQC[Unit Category]=Supply[[#This Row],[Unit Category]]),0))*INDEX(Profiles[],MATCH(1,(Profiles[Month]=Supply[[#This Row],[Month]])*(Profiles[Hour Ending]=Supply[[#This Row],[Hour Ending]]),0),MATCH(Supply[[#This Row],[Unit Category]],Profiles[#Headers],0))","v":13852.8}]
[7,"Storage",18,{"$f":"INDEX(NQC[NQC MW],MATCH(1,(NQC[Month]=Supply[[#This Row],[Month]])*(NQC[Unit Category]=Supply[[#This Row],[Unit Category]]),0))*INDEX(Profiles[],MATCH(1,(Profiles[Month]=Supply[[#This Row],[Month]])*(Profiles[Hour Ending]=Supply[[#This Row],[Hour Ending]]),0),MATCH(Supply[[#This Row],[Unit Category]],Profiles[#Headers],0))","v":13852.8}]
[7,"Storage",19,{"$f":"INDEX(NQC[NQC MW],MATCH(1,(NQC[Month]=Supply[[#This Row],[Month]])*(NQC[Unit Category]=Supply[[#This Row],[Unit Category]]),0))*INDEX(Profiles[],MATCH(1,(Profiles[Month]=Supply[[#This Row],[Month]])*(Profiles[Hour Ending]=Supply[[#This Row],[Hour Ending]]),0),MATCH(Supply[[#This Row],[Unit Category]],Profiles[#Headers],0))","v":13852.8}]
[7,"Storage",20,{"$f":"INDEX(NQC[NQC MW],MATCH(1,(NQC[Month]=Supply[[#This Row],[Month]])*(NQC[Unit Category]=Supply[[#This Row],[Unit Category]]),0))*INDEX(Profiles[],MATCH(1,(Profiles[Month]=Supply[[#This Row],[Month]])*(Profiles[Hour Ending]=Supply[[#This Row],[Hour Ending]]),0),MATCH(Supply[[#This Row],[Unit Category]],Profiles[#Headers],0))","v":13852.8}]
[7,"Storage",21,{"$f":"INDEX(NQC[NQC MW],MATCH(1,(NQC[Month]=Supply[[#This Row],[Month]])*(NQC[Unit Category]=Supply[[#This Row],[Unit Category]]),0))*INDEX(Profiles[],MATCH(1,(Profiles[Month]=Supply[[#This Row],[Month]])*(Profiles[Hour Ending]=Supply[[#This Row],[Hour Ending]]),0),MATCH(Supply[[#This Row],[Unit Category]],Profiles[#Headers],0))","v":13852.8}]
[7,"Storage",22,{"$f":"INDEX(NQC[NQC MW],MATCH(1,(NQC[Month]=Supply[[#This Row],[Month]])*(NQC[Unit Category]=Supply[[#This Row],[Unit Category]]),0))*INDEX(Profiles[],MATCH(1,(Profiles[Month]=Supply[[#This Row],[Month]])*(Profiles[Hour Ending]=Supply[[#This Row],[Hour Ending]]),0),MATCH(Supply[[#This Row],[Unit Category]],Profiles[#Headers],0))","v":13852.8}]
[7,"Storage",23,{"$f":"INDEX(NQC[NQC MW],MATCH(1,(NQC[Month]=Supply[[#This Row],[Month]])*(NQC[Unit Category]=Supply[[#This Row],[Unit Category]]),0))*INDEX(Profiles[],MATCH(1,(Profiles[Month]=Supply[[#This Row],[Month]])*(Profiles[Hour Ending]=Supply[[#This Row],[Hour Ending]]),0),MATCH(Supply[[#This Row],[Unit Category]],Profiles[#Headers],0))","v":13852.8}]
[7,"Storage",24,{"$f":"INDEX(NQC[NQC MW],MATCH(1,(NQC[Month]=Supply[[#This Row],[Month]])*(NQC[Unit Category]=Supply[[#This Row],[Unit Category]]),0))*INDEX(Profiles[],MATCH(1,(Profiles[Month]=Supply[[#This Row],[Month]])*(Profiles[Hour Ending]=Supply[[#This Row],[Hour Ending]]),0),MATCH(Supply[[#This Row],[Unit Category]],Profiles[#Headers],0))","v":13852.8}]
[7,"Solar Fixed_Norcal",1,{"$f":"INDEX(NQC[NQC MW],MATCH(1,(NQC[Month]=Supply[[#This Row],[Month]])*(NQC[Unit Category]=Supply[[#This Row],[Unit Category]]),0))*INDEX(Profiles[],MATCH(1,(Profiles[Month]=Supply[[#This Row],[Month]])*(Profiles[Hour Ending]=Supply[[#This Row],[Hour Ending]]),0),MATCH(Supply[[#This Row],[Unit Category]],Profiles[#Headers],0))","v":0}]
[7,"Solar Fixed_Norcal",2,{"$f":"INDEX(NQC[NQC MW],MATCH(1,(NQC[Month]=Supply[[#This Row],[Month]])*(NQC[Unit Category]=Supply[[#This Row],[Unit Category]]),0))*INDEX(Profiles[],MATCH(1,(Profiles[Month]=Supply[[#This Row],[Month]])*(Profiles[Hour Ending]=Supply[[#This Row],[Hour Ending]]),0),MATCH(Supply[[#This Row],[Unit Category]],Profiles[#Headers],0))","v":0}]
[7,"Solar Fixed_Norcal",3,{"$f":"INDEX(NQC[NQC MW],MATCH(1,(NQC[Month]=Supply[[#This Row],[Month]])*(NQC[Unit Category]=Supply[[#This Row],[Unit Category]]),0))*INDEX(Profiles[],MATCH(1,(Profiles[Month]=Supply[[#This Row],[Month]])*(Profiles[Hour Ending]=Supply[[#This Row],[Hour Ending]]),0),MATCH(Supply[[#This Row],[Unit Category]],Profiles[#Headers],0))","v":0}]
[7,"Solar Fixed_Norcal",4,{"$f":"INDEX(NQC[NQC MW],MATCH(1,(NQC[Month]=Supply[[#This Row],[Month]])*(NQC[Unit Category]=Supply[[#This Row],[Unit Category]]),0))*INDEX(Profiles[],MATCH(1,(Profiles[Month]=Supply[[#This Row],[Month]])*(Profiles[Hour Ending]=Supply[[#This Row],[Hour Ending]]),0),MATCH(Supply[[#This Row],[Unit Category]],Profiles[#Headers],0))","v":0}]
[7,"Solar Fixed_Norcal",5,{"$f":"INDEX(NQC[NQC MW],MATCH(1,(NQC[Month]=Supply[[#This Row],[Month]])*(NQC[Unit Category]=Supply[[#This Row],[Unit Category]]),0))*INDEX(Profiles[],MATCH(1,(Profiles[Month]=Supply[[#This Row],[Month]])*(Profiles[Hour Ending]=Supply[[#This Row],[Hour Ending]]),0),MATCH(Supply[[#This Row],[Unit Category]],Profiles[#Headers],0))","v":0}]
[7,"Solar Fixed_Norcal",6,{"$f":"INDEX(NQC[NQC MW],MATCH(1,(NQC[Month]=Supply[[#This Row],[Month]])*(NQC[Unit Category]=Supply[[#This Row],[Unit Category]]),0))*INDEX(Profiles[],MATCH(1,(Profiles[Month]=Supply[[#This Row],[Month]])*(Profiles[Hour Ending]=Supply[[#This Row],[Hour Ending]]),0),MATCH(Supply[[#This Row],[Unit Category]],Profiles[#Headers],0))","v":86.981739044795731}]
[7,"Solar Fixed_Norcal",7,{"$f":"INDEX(NQC[NQC MW],MATCH(1,(NQC[Month]=Supply[[#This Row],[Month]])*(NQC[Unit Category]=Supply[[#This Row],[Unit Category]]),0))*INDEX(Profiles[],MATCH(1,(Profiles[Month]=Supply[[#This Row],[Month]])*(Profiles[Hour Ending]=Supply[[#This Row],[Hour Ending]]),0),MATCH(Supply[[#This Row],[Unit Category]],Profiles[#Headers],0))","v":625.60583445341842}]
[7,"Solar Fixed_Norcal",8,{"$f":"INDEX(NQC[NQC MW],MATCH(1,(NQC[Month]=Supply[[#This Row],[Month]])*(NQC[Unit Category]=Supply[[#This Row],[Unit Category]]),0))*INDEX(Profiles[],MATCH(1,(Profiles[Month]=Supply[[#This Row],[Month]])*(Profiles[Hour Ending]=Supply[[#This Row],[Hour Ending]]),0),MATCH(Supply[[#This Row],[Unit Category]],Profiles[#Headers],0))","v":1170.3470563431565}]
[7,"Solar Fixed_Norcal",9,{"$f":"INDEX(NQC[NQC MW],MATCH(1,(NQC[Month]=Supply[[#This Row],[Month]])*(NQC[Unit Category]=Supply[[#This Row],[Unit Category]]),0))*INDEX(Profiles[],MATCH(1,(Profiles[Month]=Supply[[#This Row],[Month]])*(Profiles[Hour Ending]=Supply[[#This Row],[Hour Ending]]),0),MATCH(Supply[[#This Row],[Unit Category]],Profiles[#Headers],0))","v":1474.5707601267059}]
[7,"Solar Fixed_Norcal",10,{"$f":"INDEX(NQC[NQC MW],MATCH(1,(NQC[Month]=Supply[[#This Row],[Month]])*(NQC[Unit Category]=Supply[[#This Row],[Unit Category]]),0))*INDEX(Profiles[],MATCH(1,(Profiles[Month]=Supply[[#This Row],[Month]])*(Profiles[Hour Ending]=Supply[[#This Row],[Hour Ending]]),0),MATCH(Supply[[#This Row],[Unit Category]],Profiles[#Headers],0))","v":1625.4965489624594}]
[7,"Solar Fixed_Norcal",11,{"$f":"INDEX(NQC[NQC MW],MATCH(1,(NQC[Month]=Supply[[#This Row],[Month]])*(NQC[Unit Category]=Supply[[#This Row],[Unit Category]]),0))*INDEX(Profiles[],MATCH(1,(Profiles[Month]=Supply[[#This Row],[Month]])*(Profiles[Hour Ending]=Supply[[#This Row],[Hour Ending]]),0),MATCH(Supply[[#This Row],[Unit Category]],Profiles[#Headers],0))","v":1727.1321874119265}]
[7,"Solar Fixed_Norcal",12,{"$f":"INDEX(NQC[NQC MW],MATCH(1,(NQC[Month]=Supply[[#This Row],[Month]])*(NQC[Unit Category]=Supply[[#This Row],[Unit Category]]),0))*INDEX(Profiles[],MATCH(1,(Profiles[Month]=Supply[[#This Row],[Month]])*(Profiles[Hour Ending]=Supply[[#This Row],[Hour Ending]]),0),MATCH(Supply[[#This Row],[Unit Category]],Profiles[#Headers],0))","v":1749.4615558421785}]
[7,"Solar Fixed_Norcal",13,{"$f":"INDEX(NQC[NQC MW],MATCH(1,(NQC[Month]=Supply[[#This Row],[Month]])*(NQC[Unit Category]=Supply[[#This Row],[Unit Category]]),0))*INDEX(Profiles[],MATCH(1,(Profiles[Month]=Supply[[#This Row],[Month]])*(Profiles[Hour Ending]=Supply[[#This Row],[Hour Ending]]),0),MATCH(Supply[[#This Row],[Unit Category]],Profiles[#Headers],0))","v":1738.4066825919933}]
[7,"Solar Fixed_Norcal",14,{"$f":"INDEX(NQC[NQC MW],MATCH(1,(NQC[Month]=Supply[[#This Row],[Month]])*(NQC[Unit Category]=Supply[[#This Row],[Unit Category]]),0))*INDEX(Profiles[],MATCH(1,(Profiles[Month]=Supply[[#This Row],[Month]])*(Profiles[Hour Ending]=Supply[[#This Row],[Hour Ending]]),0),MATCH(Supply[[#This Row],[Unit Category]],Profiles[#Headers],0))","v":1710.6098296269845}]
[7,"Solar Fixed_Norcal",15,{"$f":"INDEX(NQC[NQC MW],MATCH(1,(NQC[Month]=Supply[[#This Row],[Month]])*(NQC[Unit Category]=Supply[[#This Row],[Unit Category]]),0))*INDEX(Profiles[],MATCH(1,(Profiles[Month]=Supply[[#This Row],[Month]])*(Profiles[Hour Ending]=Supply[[#This Row],[Hour Ending]]),0),MATCH(Supply[[#This Row],[Unit Category]],Profiles[#Headers],0))","v":1631.1953820725803}]
[7,"Solar Fixed_Norcal",16,{"$f":"INDEX(NQC[NQC MW],MATCH(1,(NQC[Month]=Supply[[#This Row],[Month]])*(NQC[Unit Category]=Supply[[#This Row],[Unit Category]]),0))*INDEX(Profiles[],MATCH(1,(Profiles[Month]=Supply[[#This Row],[Month]])*(Profiles[Hour Ending]=Supply[[#This Row],[Hour Ending]]),0),MATCH(Supply[[#This Row],[Unit Category]],Profiles[#Headers],0))","v":1490.1914198540196}]
[7,"Solar Fixed_Norcal",17,{"$f":"INDEX(NQC[NQC MW],MATCH(1,(NQC[Month]=Supply[[#This Row],[Month]])*(NQC[Unit Category]=Supply[[#This Row],[Unit Category]]),0))*INDEX(Profiles[],MATCH(1,(Profiles[Month]=Supply[[#This Row],[Month]])*(Profiles[Hour Ending]=Supply[[#This Row],[Hour Ending]]),0),MATCH(Supply[[#This Row],[Unit Category]],Profiles[#Headers],0))","v":1219.30935682466}]
[7,"Solar Fixed_Norcal",18,{"$f":"INDEX(NQC[NQC MW],MATCH(1,(NQC[Month]=Supply[[#This Row],[Month]])*(NQC[Unit Category]=Supply[[#This Row],[Unit Category]]),0))*INDEX(Profiles[],MATCH(1,(Profiles[Month]=Supply[[#This Row],[Month]])*(Profiles[Hour Ending]=Supply[[#This Row],[Hour Ending]]),0),MATCH(Supply[[#This Row],[Unit Category]],Profiles[#Headers],0))","v":753.56622907672556}]
[7,"Solar Fixed_Norcal",19,{"$f":"INDEX(NQC[NQC MW],MATCH(1,(NQC[Month]=Supply[[#This Row],[Month]])*(NQC[Unit Category]=Supply[[#This Row],[Unit Category]]),0))*INDEX(Profiles[],MATCH(1,(Profiles[Month]=Supply[[#This Row],[Month]])*(Profiles[Hour Ending]=Supply[[#This Row],[Hour Ending]]),0),MATCH(Supply[[#This Row],[Unit Category]],Profiles[#Headers],0))","v":166.74070278194839}]
[7,"Solar Fixed_Norcal",20,{"$f":"INDEX(NQC[NQC MW],MATCH(1,(NQC[Month]=Supply[[#This Row],[Month]])*(NQC[Unit Category]=Supply[[#This Row],[Unit Category]]),0))*INDEX(Profiles[],MATCH(1,(Profiles[Month]=Supply[[#This Row],[Month]])*(Profiles[Hour Ending]=Supply[[#This Row],[Hour Ending]]),0),MATCH(Supply[[#This Row],[Unit Category]],Profiles[#Headers],0))","v":1.1303852154826004}]
[7,"Solar Fixed_Norcal",21,{"$f":"INDEX(NQC[NQC MW],MATCH(1,(NQC[Month]=Supply[[#This Row],[Month]])*(NQC[Unit Category]=Supply[[#This Row],[Unit Category]]),0))*INDEX(Profiles[],MATCH(1,(Profiles[Month]=Supply[[#This Row],[Month]])*(Profiles[Hour Ending]=Supply[[#This Row],[Hour Ending]]),0),MATCH(Supply[[#This Row],[Unit Category]],Profiles[#Headers],0))","v":0}]
[7,"Solar Fixed_Norcal",22,{"$f":"INDEX(NQC[NQC MW],MATCH(1,(NQC[Month]=Supply[[#This Row],[Month]])*(NQC[Unit Category]=Supply[[#This Row],[Unit Category]]),0))*INDEX(Profiles[],MATCH(1,(Profiles[Month]=Supply[[#This Row],[Month]])*(Profiles[Hour Ending]=Supply[[#This Row],[Hour Ending]]),0),MATCH(Supply[[#This Row],[Unit Category]],Profiles[#Headers],0))","v":0}]
[7,"Solar Fixed_Norcal",23,{"$f":"INDEX(NQC[NQC MW],MATCH(1,(NQC[Month]=Supply[[#This Row],[Month]])*(NQC[Unit Category]=Supply[[#This Row],[Unit Category]]),0))*INDEX(Profiles[],MATCH(1,(Profiles[Month]=Supply[[#This Row],[Month]])*(Profiles[Hour Ending]=Supply[[#This Row],[Hour Ending]]),0),MATCH(Supply[[#This Row],[Unit Category]],Profiles[#Headers],0))","v":0}]
[7,"Solar Fixed_Norcal",24,{"$f":"INDEX(NQC[NQC MW],MATCH(1,(NQC[Month]=Supply[[#This Row],[Month]])*(NQC[Unit Category]=Supply[[#This Row],[Unit Category]]),0))*INDEX(Profiles[],MATCH(1,(Profiles[Month]=Supply[[#This Row],[Month]])*(Profiles[Hour Ending]=Supply[[#This Row],[Hour Ending]]),0),MATCH(Supply[[#This Row],[Unit Category]],Profiles[#Headers],0))","v":0}]
[7,"Solar Fixed_Socal",1,{"$f":"INDEX(NQC[NQC MW],MATCH(1,(NQC[Month]=Supply[[#This Row],[Month]])*(NQC[Unit Category]=Supply[[#This Row],[Unit Category]]),0))*INDEX(Profiles[],MATCH(1,(Profiles[Month]=Supply[[#This Row],[Month]])*(Profiles[Hour Ending]=Supply[[#This Row],[Hour Ending]]),0),MATCH(Supply[[#This Row],[Unit Category]],Profiles[#Headers],0))","v":7.943332392782965E-3}]
[7,"Solar Fixed_Socal",2,{"$f":"INDEX(NQC[NQC MW],MATCH(1,(NQC[Month]=Supply[[#This Row],[Month]])*(NQC[Unit Category]=Supply[[#This Row],[Unit Category]]),0))*INDEX(Profiles[],MATCH(1,(Profiles[Month]=Supply[[#This Row],[Month]])*(Profiles[Hour Ending]=Supply[[#This Row],[Hour Ending]]),0),MATCH(Supply[[#This Row],[Unit Category]],Profiles[#Headers],0))","v":2.5346427343977958E-3}]
[7,"Solar Fixed_Socal",3,{"$f":"INDEX(NQC[NQC MW],MATCH(1,(NQC[Month]=Supply[[#This Row],[Month]])*(NQC[Unit Category]=Supply[[#This Row],[Unit Category]]),0))*INDEX(Profiles[],MATCH(1,(Profiles[Month]=Supply[[#This Row],[Month]])*(Profiles[Hour Ending]=Supply[[#This Row],[Hour Ending]]),0),MATCH(Supply[[#This Row],[Unit Category]],Profiles[#Headers],0))","v":-6.8359021652991087E-5}]
[7,"Solar Fixed_Socal",4,{"$f":"INDEX(NQC[NQC MW],MATCH(1,(NQC[Month]=Supply[[#This Row],[Month]])*(NQC[Unit Category]=Supply[[#This Row],[Unit Category]]),0))*INDEX(Profiles[],MATCH(1,(Profiles[Month]=Supply[[#This Row],[Month]])*(Profiles[Hour Ending]=Supply[[#This Row],[Hour Ending]]),0),MATCH(Supply[[#This Row],[Unit Category]],Profiles[#Headers],0))","v":-1.9001720219729654E-3}]
[7,"Solar Fixed_Socal",5,{"$f":"INDEX(NQC[NQC MW],MATCH(1,(NQC[Month]=Supply[[#This Row],[Month]])*(NQC[Unit Category]=Supply[[#This Row],[Unit Category]]),0))*INDEX(Profiles[],MATCH(1,(Profiles[Month]=Supply[[#This Row],[Month]])*(Profiles[Hour Ending]=Supply[[#This Row],[Hour Ending]]),0),MATCH(Supply[[#This Row],[Unit Category]],Profiles[#Headers],0))","v":0.98991987534281367}]
[7,"Solar Fixed_Socal",6,{"$f":"INDEX(NQC[NQC MW],MATCH(1,(NQC[Month]=Supply[[#This Row],[Month]])*(NQC[Unit Category]=Supply[[#This Row],[Unit Category]]),0))*INDEX(Profiles[],MATCH(1,(Profiles[Month]=Supply[[#This Row],[Month]])*(Profiles[Hour Ending]=Supply[[#This Row],[Hour Ending]]),0),MATCH(Supply[[#This Row],[Unit Category]],Profiles[#Headers],0))","v":299.84823313259568}]
[7,"Solar Fixed_Socal",7,{"$f":"INDEX(NQC[NQC MW],MATCH(1,(NQC[Month]=Supply[[#This Row],[Month]])*(NQC[Unit Category]=Supply[[#This Row],[Unit Category]]),0))*INDEX(Profiles[],MATCH(1,(Profiles[Month]=Supply[[#This Row],[Month]])*(Profiles[Hour Ending]=Supply[[#This Row],[Hour Ending]]),0),MATCH(Supply[[#This Row],[Unit Category]],Profiles[#Headers],0))","v":1253.6905167223131}]
[7,"Solar Fixed_Socal",8,{"$f":"INDEX(NQC[NQC MW],MATCH(1,(NQC[Month]=Supply[[#This Row],[Month]])*(NQC[Unit Category]=Supply[[#This Row],[Unit Category]]),0))*INDEX(Profiles[],MATCH(1,(Profiles[Month]=Supply[[#This Row],[Month]])*(Profiles[Hour Ending]=Supply[[#This Row],[Hour Ending]]),0),MATCH(Supply[[#This Row],[Unit Category]],Profiles[#Headers],0))","v":2270.3389079134472}]
[7,"Solar Fixed_Socal",9,{"$f":"INDEX(NQC[NQC MW],MATCH(1,(NQC[Month]=Supply[[#This Row],[Month]])*(NQC[Unit Category]=Supply[[#This Row],[Unit Category]]),0))*INDEX(Profiles[],MATCH(1,(Profiles[Month]=Supply[[#This Row],[Month]])*(Profiles[Hour Ending]=Supply[[#This Row],[Hour Ending]]),0),MATCH(Supply[[#This Row],[Unit Category]],Profiles[#Headers],0))","v":2885.2102260885354}]
[7,"Solar Fixed_Socal",10,{"$f":"INDEX(NQC[NQC MW],MATCH(1,(NQC[Month]=Supply[[#This Row],[Month]])*(NQC[Unit Category]=Supply[[#This Row],[Unit Category]]),0))*INDEX(Profiles[],MATCH(1,(Profiles[Month]=Supply[[#This Row],[Month]])*(Profiles[Hour Ending]=Supply[[#This Row],[Hour Ending]]),0),MATCH(Supply[[#This Row],[Unit Category]],Profiles[#Headers],0))","v":3256.7823883676965}]
[7,"Solar Fixed_Socal",11,{"$f":"INDEX(NQC[NQC MW],MATCH(1,(NQC[Month]=Supply[[#This Row],[Month]])*(NQC[Unit Category]=Supply[[#This Row],[Unit Category]]),0))*INDEX(Profiles[],MATCH(1,(Profiles[Month]=Supply[[#This Row],[Month]])*(Profiles[Hour Ending]=Supply[[#This Row],[Hour Ending]]),0),MATCH(Supply[[#This Row],[Unit Category]],Profiles[#Headers],0))","v":3478.5576710129412}]
[7,"Solar Fixed_Socal",12,{"$f":"INDEX(NQC[NQC MW],MATCH(1,(NQC[Month]=Supply[[#This Row],[Month]])*(NQC[Unit Category]=Supply[[#This Row],[Unit Category]]),0))*INDEX(Profiles[],MATCH(1,(Profiles[Month]=Supply[[#This Row],[Month]])*(Profiles[Hour Ending]=Supply[[#This Row],[Hour Ending]]),0),MATCH(Supply[[#This Row],[Unit Category]],Profiles[#Headers],0))","v":3562.1706236205205}]
[7,"Solar Fixed_Socal",13,{"$f":"INDEX(NQC[NQC MW],MATCH(1,(NQC[Month]=Supply[[#This Row],[Month]])*(NQC[Unit Category]=Supply[[#This Row],[Unit Category]]),0))*INDEX(Profiles[],MATCH(1,(Profiles[Month]=Supply[[#This Row],[Month]])*(Profiles[Hour Ending]=Supply[[#This Row],[Hour Ending]]),0),MATCH(Supply[[#This Row],[Unit Category]],Profiles[#Headers],0))","v":3527.1710319451404}]
[7,"Solar Fixed_Socal",14,{"$f":"INDEX(NQC[NQC MW],MATCH(1,(NQC[Month]=Supply[[#This Row],[Month]])*(NQC[Unit Category]=Supply[[#This Row],[Unit Category]]),0))*INDEX(Profiles[],MATCH(1,(Profiles[Month]=Supply[[#This Row],[Month]])*(Profiles[Hour Ending]=Supply[[#This Row],[Hour Ending]]),0),MATCH(Supply[[#This Row],[Unit Category]],Profiles[#Headers],0))","v":3411.5688312399511}]
[7,"Solar Fixed_Socal",15,{"$f":"INDEX(NQC[NQC MW],MATCH(1,(NQC[Month]=Supply[[#This Row],[Month]])*(NQC[Unit Category]=Supply[[#This Row],[Unit Category]]),0))*INDEX(Profiles[],MATCH(1,(Profiles[Month]=Supply[[#This Row],[Month]])*(Profiles[Hour Ending]=Supply[[#This Row],[Hour Ending]]),0),MATCH(Supply[[#This Row],[Unit Category]],Profiles[#Headers],0))","v":3146.4002514785066}]
[7,"Solar Fixed_Socal",16,{"$f":"INDEX(NQC[NQC MW],MATCH(1,(NQC[Month]=Supply[[#This Row],[Month]])*(NQC[Unit Category]=Supply[[#This Row],[Unit Category]]),0))*INDEX(Profiles[],MATCH(1,(Profiles[Month]=Supply[[#This Row],[Month]])*(Profiles[Hour Ending]=Supply[[#This Row],[Hour Ending]]),0),MATCH(Supply[[#This Row],[Unit Category]],Profiles[#Headers],0))","v":2754.1760048171059}]
[7,"Solar Fixed_Socal",17,{"$f":"INDEX(NQC[NQC MW],MATCH(1,(NQC[Month]=Supply[[#This Row],[Month]])*(NQC[Unit Category]=Supply[[#This Row],[Unit Category]]),0))*INDEX(Profiles[],MATCH(1,(Profiles[Month]=Supply[[#This Row],[Month]])*(Profiles[Hour Ending]=Supply[[#This Row],[Hour Ending]]),0),MATCH(Supply[[#This Row],[Unit Category]],Profiles[#Headers],0))","v":2106.9800102011727}]
[7,"Solar Fixed_Socal",18,{"$f":"INDEX(NQC[NQC MW],MATCH(1,(NQC[Month]=Supply[[#This Row],[Month]])*(NQC[Unit Category]=Supply[[#This Row],[Unit Category]]),0))*INDEX(Profiles[],MATCH(1,(Profiles[Month]=Supply[[#This Row],[Month]])*(Profiles[Hour Ending]=Supply[[#This Row],[Hour Ending]]),0),MATCH(Supply[[#This Row],[Unit Category]],Profiles[#Headers],0))","v":969.03743492382773}]
[7,"Solar Fixed_Socal",19,{"$f":"INDEX(NQC[NQC MW],MATCH(1,(NQC[Month]=Supply[[#This Row],[Month]])*(NQC[Unit Category]=Supply[[#This Row],[Unit Category]]),0))*INDEX(Profiles[],MATCH(1,(Profiles[Month]=Supply[[#This Row],[Month]])*(Profiles[Hour Ending]=Supply[[#This Row],[Hour Ending]]),0),MATCH(Supply[[#This Row],[Unit Category]],Profiles[#Headers],0))","v":115.59373789654896}]
[7,"Solar Fixed_Socal",20,{"$f":"INDEX(NQC[NQC MW],MATCH(1,(NQC[Month]=Supply[[#This Row],[Month]])*(NQC[Unit Category]=Supply[[#This Row],[Unit Category]]),0))*INDEX(Profiles[],MATCH(1,(Profiles[Month]=Supply[[#This Row],[Month]])*(Profiles[Hour Ending]=Supply[[#This Row],[Hour Ending]]),0),MATCH(Supply[[#This Row],[Unit Category]],Profiles[#Headers],0))","v":0.13477958589372405}]
[7,"Solar Fixed_Socal",21,{"$f":"INDEX(NQC[NQC MW],MATCH(1,(NQC[Month]=Supply[[#This Row],[Month]])*(NQC[Unit Category]=Supply[[#This Row],[Unit Category]]),0))*INDEX(Profiles[],MATCH(1,(Profiles[Month]=Supply[[#This Row],[Month]])*(Profiles[Hour Ending]=Supply[[#This Row],[Hour Ending]]),0),MATCH(Supply[[#This Row],[Unit Category]],Profiles[#Headers],0))","v":6.3138356426014716E-2}]
[7,"Solar Fixed_Socal",22,{"$f":"INDEX(NQC[NQC MW],MATCH(1,(NQC[Month]=Supply[[#This Row],[Month]])*(NQC[Unit Category]=Supply[[#This Row],[Unit Category]]),0))*INDEX(Profiles[],MATCH(1,(Profiles[Month]=Supply[[#This Row],[Month]])*(Profiles[Hour Ending]=Supply[[#This Row],[Hour Ending]]),0),MATCH(Supply[[#This Row],[Unit Category]],Profiles[#Headers],0))","v":4.8643664830813789E-2}]
[7,"Solar Fixed_Socal",23,{"$f":"INDEX(NQC[NQC MW],MATCH(1,(NQC[Month]=Supply[[#This Row],[Month]])*(NQC[Unit Category]=Supply[[#This Row],[Unit Category]]),0))*INDEX(Profiles[],MATCH(1,(Profiles[Month]=Supply[[#This Row],[Month]])*(Profiles[Hour Ending]=Supply[[#This Row],[Hour Ending]]),0),MATCH(Supply[[#This Row],[Unit Category]],Profiles[#Headers],0))","v":2.9302215059715867E-2}]
[7,"Solar Fixed_Socal",24,{"$f":"INDEX(NQC[NQC MW],MATCH(1,(NQC[Month]=Supply[[#This Row],[Month]])*(NQC[Unit Category]=Supply[[#This Row],[Unit Category]]),0))*INDEX(Profiles[],MATCH(1,(Profiles[Month]=Supply[[#This Row],[Month]])*(Profiles[Hour Ending]=Supply[[#This Row],[Hour Ending]]),0),MATCH(Supply[[#This Row],[Unit Category]],Profiles[#Headers],0))","v":1.6884194175321485E-2}]
[7,"Solar Thermal_Norcal",1,{"$f":"INDEX(NQC[NQC MW],MATCH(1,(NQC[Month]=Supply[[#This Row],[Month]])*(NQC[Unit Category]=Supply[[#This Row],[Unit Category]]),0))*INDEX(Profiles[],MATCH(1,(Profiles[Month]=Supply[[#This Row],[Month]])*(Profiles[Hour Ending]=Supply[[#This Row],[Hour Ending]]),0),MATCH(Supply[[#This Row],[Unit Category]],Profiles[#Headers],0))","v":0}]
[7,"Solar Thermal_Norcal",2,{"$f":"INDEX(NQC[NQC MW],MATCH(1,(NQC[Month]=Supply[[#This Row],[Month]])*(NQC[Unit Category]=Supply[[#This Row],[Unit Category]]),0))*INDEX(Profiles[],MATCH(1,(Profiles[Month]=Supply[[#This Row],[Month]])*(Profiles[Hour Ending]=Supply[[#This Row],[Hour Ending]]),0),MATCH(Supply[[#This Row],[Unit Category]],Profiles[#Headers],0))","v":0}]
[7,"Solar Thermal_Norcal",3,{"$f":"INDEX(NQC[NQC MW],MATCH(1,(NQC[Month]=Supply[[#This Row],[Month]])*(NQC[Unit Category]=Supply[[#This Row],[Unit Category]]),0))*INDEX(Profiles[],MATCH(1,(Profiles[Month]=Supply[[#This Row],[Month]])*(Profiles[Hour Ending]=Supply[[#This Row],[Hour Ending]]),0),MATCH(Supply[[#This Row],[Unit Category]],Profiles[#Headers],0))","v":0}]
[7,"Solar Thermal_Norcal",4,{"$f":"INDEX(NQC[NQC MW],MATCH(1,(NQC[Month]=Supply[[#This Row],[Month]])*(NQC[Unit Category]=Supply[[#This Row],[Unit Category]]),0))*INDEX(Profiles[],MATCH(1,(Profiles[Month]=Supply[[#This Row],[Month]])*(Profiles[Hour Ending]=Supply[[#This Row],[Hour Ending]]),0),MATCH(Supply[[#This Row],[Unit Category]],Profiles[#Headers],0))","v":0}]
[7,"Solar Thermal_Norcal",5,{"$f":"INDEX(NQC[NQC MW],MATCH(1,(NQC[Month]=Supply[[#This Row],[Month]])*(NQC[Unit Category]=Supply[[#This Row],[Unit Category]]),0))*INDEX(Profiles[],MATCH(1,(Profiles[Month]=Supply[[#This Row],[Month]])*(Profiles[Hour Ending]=Supply[[#This Row],[Hour Ending]]),0),MATCH(Supply[[#This Row],[Unit Category]],Profiles[#Headers],0))","v":0}]
[7,"Solar Thermal_Norcal",6,{"$f":"INDEX(NQC[NQC MW],MATCH(1,(NQC[Month]=Supply[[#This Row],[Month]])*(NQC[Unit Category]=Supply[[#This Row],[Unit Category]]),0))*INDEX(Profiles[],MATCH(1,(Profiles[Month]=Supply[[#This Row],[Month]])*(Profiles[Hour Ending]=Supply[[#This Row],[Hour Ending]]),0),MATCH(Supply[[#This Row],[Unit Category]],Profiles[#Headers],0))","v":0}]
[7,"Solar Thermal_Norcal",7,{"$f":"INDEX(NQC[NQC MW],MATCH(1,(NQC[Month]=Supply[[#This Row],[Month]])*(NQC[Unit Category]=Supply[[#This Row],[Unit Category]]),0))*INDEX(Profiles[],MATCH(1,(Profiles[Month]=Supply[[#This Row],[Month]])*(Profiles[Hour Ending]=Supply[[#This Row],[Hour Ending]]),0),MATCH(Supply[[#This Row],[Unit Category]],Profiles[#Headers],0))","v":0}]
[7,"Solar Thermal_Norcal",8,{"$f":"INDEX(NQC[NQC MW],MATCH(1,(NQC[Month]=Supply[[#This Row],[Month]])*(NQC[Unit Category]=Supply[[#This Row],[Unit Category]]),0))*INDEX(Profiles[],MATCH(1,(Profiles[Month]=Supply[[#This Row],[Month]])*(Profiles[Hour Ending]=Supply[[#This Row],[Hour Ending]]),0),MATCH(Supply[[#This Row],[Unit Category]],Profiles[#Headers],0))","v":0}]
[7,"Solar Thermal_Norcal",9,{"$f":"INDEX(NQC[NQC MW],MATCH(1,(NQC[Month]=Supply[[#This Row],[Month]])*(NQC[Unit Category]=Supply[[#This Row],[Unit Category]]),0))*INDEX(Profiles[],MATCH(1,(Profiles[Month]=Supply[[#This Row],[Month]])*(Profiles[Hour Ending]=Supply[[#This Row],[Hour Ending]]),0),MATCH(Supply[[#This Row],[Unit Category]],Profiles[#Headers],0))","v":0}]
[7,"Solar Thermal_Norcal",10,{"$f":"INDEX(NQC[NQC MW],MATCH(1,(NQC[Month]=Supply[[#This Row],[Month]])*(NQC[Unit Category]=Supply[[#This Row],[Unit Category]]),0))*INDEX(Profiles[],MATCH(1,(Profiles[Month]=Supply[[#This Row],[Month]])*(Profiles[Hour Ending]=Supply[[#This Row],[Hour Ending]]),0),MATCH(Supply[[#This Row],[Unit Category]],Profiles[#Headers],0))","v":0}]
[7,"Solar Thermal_Norcal",11,{"$f":"INDEX(NQC[NQC MW],MATCH(1,(NQC[Month]=Supply[[#This Row],[Month]])*(NQC[Unit Category]=Supply[[#This Row],[Unit Category]]),0))*INDEX(Profiles[],MATCH(1,(Profiles[Month]=Supply[[#This Row],[Month]])*(Profiles[Hour Ending]=Supply[[#This Row],[Hour Ending]]),0),MATCH(Supply[[#This Row],[Unit Category]],Profiles[#Headers],0))","v":0}]
[7,"Solar Thermal_Norcal",12,{"$f":"INDEX(NQC[NQC MW],MATCH(1,(NQC[Month]=Supply[[#This Row],[Month]])*(NQC[Unit Category]=Supply[[#This Row],[Unit Category]]),0))*INDEX(Profiles[],MATCH(1,(Profiles[Month]=Supply[[#This Row],[Month]])*(Profiles[Hour Ending]=Supply[[#This Row],[Hour Ending]]),0),MATCH(Supply[[#This Row],[Unit Category]],Profiles[#Headers],0))","v":0}]
[7,"Solar Thermal_Norcal",13,{"$f":"INDEX(NQC[NQC MW],MATCH(1,(NQC[Month]=Supply[[#This Row],[Month]])*(NQC[Unit Category]=Supply[[#This Row],[Unit Category]]),0))*INDEX(Profiles[],MATCH(1,(Profiles[Month]=Supply[[#This Row],[Month]])*(Profiles[Hour Ending]=Supply[[#This Row],[Hour Ending]]),0),MATCH(Supply[[#This Row],[Unit Category]],Profiles[#Headers],0))","v":0}]
[7,"Solar Thermal_Norcal",14,{"$f":"INDEX(NQC[NQC MW],MATCH(1,(NQC[Month]=Supply[[#This Row],[Month]])*(NQC[Unit Category]=Supply[[#This Row],[Unit Category]]),0))*INDEX(Profiles[],MATCH(1,(Profiles[Month]=Supply[[#This Row],[Month]])*(Profiles[Hour Ending]=Supply[[#This Row],[Hour Ending]]),0),MATCH(Supply[[#This Row],[Unit Category]],Profiles[#Headers],0))","v":0}]
[7,"Solar Thermal_Norcal",15,{"$f":"INDEX(NQC[NQC MW],MATCH(1,(NQC[Month]=Supply[[#This Row],[Month]])*(NQC[Unit Category]=Supply[[#This Row],[Unit Category]]),0))*INDEX(Profiles[],MATCH(1,(Profiles[Month]=Supply[[#This Row],[Month]])*(Profiles[Hour Ending]=Supply[[#This Row],[Hour Ending]]),0),MATCH(Supply[[#This Row],[Unit Category]],Profiles[#Headers],0))","v":0}]
[7,"Solar Thermal_Norcal",16,{"$f":"INDEX(NQC[NQC MW],MATCH(1,(NQC[Month]=Supply[[#This Row],[Month]])*(NQC[Unit Category]=Supply[[#This Row],[Unit Category]]),0))*INDEX(Profiles[],MATCH(1,(Profiles[Month]=Supply[[#This Row],[Month]])*(Profiles[Hour Ending]=Supply[[#This Row],[Hour Ending]]),0),MATCH(Supply[[#This Row],[Unit Category]],Profiles[#Headers],0))","v":0}]
[7,"Solar Thermal_Norcal",17,{"$f":"INDEX(NQC[NQC MW],MATCH(1,(NQC[Month]=Supply[[#This Row],[Month]])*(NQC[Unit Category]=Supply[[#This Row],[Unit Category]]),0))*INDEX(Profiles[],MATCH(1,(Profiles[Month]=Supply[[#This Row],[Month]])*(Profiles[Hour Ending]=Supply[[#This Row],[Hour Ending]]),0),MATCH(Supply[[#This Row],[Unit Category]],Profiles[#Headers],0))","v":0}]
[7,"Solar Thermal_Norcal",18,{"$f":"INDEX(NQC[NQC MW],MATCH(1,(NQC[Month]=Supply[[#This Row],[Month]])*(NQC[Unit Category]=Supply[[#This Row],[Unit Category]]),0))*INDEX(Profiles[],MATCH(1,(Profiles[Month]=Supply[[#This Row],[Month]])*(Profiles[Hour Ending]=Supply[[#This Row],[Hour Ending]]),0),MATCH(Supply[[#This Row],[Unit Category]],Profiles[#Headers],0))","v":0}]
[7,"Solar Thermal_Norcal",19,{"$f":"INDEX(NQC[NQC MW],MATCH(1,(NQC[Month]=Supply[[#This Row],[Month]])*(NQC[Unit Category]=Supply[[#This Row],[Unit Category]]),0))*INDEX(Profiles[],MATCH(1,(Profiles[Month]=Supply[[#This Row],[Month]])*(Profiles[Hour Ending]=Supply[[#This Row],[Hour Ending]]),0),MATCH(Supply[[#This Row],[Unit Category]],Profiles[#Headers],0))","v":0}]
[7,"Solar Thermal_Norcal",20,{"$f":"INDEX(NQC[NQC MW],MATCH(1,(NQC[Month]=Supply[[#This Row],[Month]])*(NQC[Unit Category]=Supply[[#This Row],[Unit Category]]),0))*INDEX(Profiles[],MATCH(1,(Profiles[Month]=Supply[[#This Row],[Month]])*(Profiles[Hour Ending]=Supply[[#This Row],[Hour Ending]]),0),MATCH(Supply[[#This Row],[Unit Category]],Profiles[#Headers],0))","v":0}]
[7,"Solar Thermal_Norcal",21,{"$f":"INDEX(NQC[NQC MW],MATCH(1,(NQC[Month]=Supply[[#This Row],[Month]])*(NQC[Unit Category]=Supply[[#This Row],[Unit Category]]),0))*INDEX(Profiles[],MATCH(1,(Profiles[Month]=Supply[[#This Row],[Month]])*(Profiles[Hour Ending]=Supply[[#This Row],[Hour Ending]]),0),MATCH(Supply[[#This Row],[Unit Category]],Profiles[#Headers],0))","v":0}]
[7,"Solar Thermal_Norcal",22,{"$f":"INDEX(NQC[NQC MW],MATCH(1,(NQC[Month]=Supply[[#This Row],[Month]])*(NQC[Unit Category]=Supply[[#This Row],[Unit Category]]),0))*INDEX(Profiles[],MATCH(1,(Profiles[Month]=Supply[[#This Row],[Month]])*(Profiles[Hour Ending]=Supply[[#This Row],[Hour Ending]]),0),MATCH(Supply[[#This Row],[Unit Category]],Profiles[#Headers],0))","v":0}]
[7,"Solar Thermal_Norcal",23,{"$f":"INDEX(NQC[NQC MW],MATCH(1,(NQC[Month]=Supply[[#This Row],[Month]])*(NQC[Unit Category]=Supply[[#This Row],[Unit Category]]),0))*INDEX(Profiles[],MATCH(1,(Profiles[Month]=Supply[[#This Row],[Month]])*(Profiles[Hour Ending]=Supply[[#This Row],[Hour Ending]]),0),MATCH(Supply[[#This Row],[Unit Category]],Profiles[#Headers],0))","v":0}]
[7,"Solar Thermal_Norcal",24,{"$f":"INDEX(NQC[NQC MW],MATCH(1,(NQC[Month]=Supply[[#This Row],[Month]])*(NQC[Unit Category]=Supply[[#This Row],[Unit Category]]),0))*INDEX(Profiles[],MATCH(1,(Profiles[Month]=Supply[[#This Row],[Month]])*(Profiles[Hour Ending]=Supply[[#This Row],[Hour Ending]]),0),MATCH(Supply[[#This Row],[Unit Category]],Profiles[#Headers],0))","v":0}]
[7,"Solar Thermal_Socal",1,{"$f":"INDEX(NQC[NQC MW],MATCH(1,(NQC[Month]=Supply[[#This Row],[Month]])*(NQC[Unit Category]=Supply[[#This Row],[Unit Category]]),0))*INDEX(Profiles[],MATCH(1,(Profiles[Month]=Supply[[#This Row],[Month]])*(Profiles[Hour Ending]=Supply[[#This Row],[Hour Ending]]),0),MATCH(Supply[[#This Row],[Unit Category]],Profiles[#Headers],0))","v":0}]
[7,"Solar Thermal_Socal",2,{"$f":"INDEX(NQC[NQC MW],MATCH(1,(NQC[Month]=Supply[[#This Row],[Month]])*(NQC[Unit Category]=Supply[[#This Row],[Unit Category]]),0))*INDEX(Profiles[],MATCH(1,(Profiles[Month]=Supply[[#This Row],[Month]])*(Profiles[Hour Ending]=Supply[[#This Row],[Hour Ending]]),0),MATCH(Supply[[#This Row],[Unit Category]],Profiles[#Headers],0))","v":0}]
[7,"Solar Thermal_Socal",3,{"$f":"INDEX(NQC[NQC MW],MATCH(1,(NQC[Month]=Supply[[#This Row],[Month]])*(NQC[Unit Category]=Supply[[#This Row],[Unit Category]]),0))*INDEX(Profiles[],MATCH(1,(Profiles[Month]=Supply[[#This Row],[Month]])*(Profiles[Hour Ending]=Supply[[#This Row],[Hour Ending]]),0),MATCH(Supply[[#This Row],[Unit Category]],Profiles[#Headers],0))","v":0}]
[7,"Solar Thermal_Socal",4,{"$f":"INDEX(NQC[NQC MW],MATCH(1,(NQC[Month]=Supply[[#This Row],[Month]])*(NQC[Unit Category]=Supply[[#This Row],[Unit Category]]),0))*INDEX(Profiles[],MATCH(1,(Profiles[Month]=Supply[[#This Row],[Month]])*(Profiles[Hour Ending]=Supply[[#This Row],[Hour Ending]]),0),MATCH(Supply[[#This Row],[Unit Category]],Profiles[#Headers],0))","v":0}]
[7,"Solar Thermal_Socal",5,{"$f":"INDEX(NQC[NQC MW],MATCH(1,(NQC[Month]=Supply[[#This Row],[Month]])*(NQC[Unit Category]=Supply[[#This Row],[Unit Category]]),0))*INDEX(Profiles[],MATCH(1,(Profiles[Month]=Supply[[#This Row],[Month]])*(Profiles[Hour Ending]=Supply[[#This Row],[Hour Ending]]),0),MATCH(Supply[[#This Row],[Unit Category]],Profiles[#Headers],0))","v":0}]
[7,"Solar Thermal_Socal",6,{"$f":"INDEX(NQC[NQC MW],MATCH(1,(NQC[Month]=Supply[[#This Row],[Month]])*(NQC[Unit Category]=Supply[[#This Row],[Unit Category]]),0))*INDEX(Profiles[],MATCH(1,(Profiles[Month]=Supply[[#This Row],[Month]])*(Profiles[Hour Ending]=Supply[[#This Row],[Hour Ending]]),0),MATCH(Supply[[#This Row],[Unit Category]],Profiles[#Headers],0))","v":0}]
[7,"Solar Thermal_Socal",7,{"$f":"INDEX(NQC[NQC MW],MATCH(1,(NQC[Month]=Supply[[#This Row],[Month]])*(NQC[Unit Category]=Supply[[#This Row],[Unit Category]]),0))*INDEX(Profiles[],MATCH(1,(Profiles[Month]=Supply[[#This Row],[Month]])*(Profiles[Hour Ending]=Supply[[#This Row],[Hour Ending]]),0),MATCH(Supply[[#This Row],[Unit Category]],Profiles[#Headers],0))","v":97.511119183248411}]
[7,"Solar Thermal_Socal",8,{"$f":"INDEX(NQC[NQC MW],MATCH(1,(NQC[Month]=Supply[[#This Row],[Month]])*(NQC[Unit Category]=Supply[[#This Row],[Unit Category]]),0))*INDEX(Profiles[],MATCH(1,(Profiles[Month]=Supply[[#This Row],[Month]])*(Profiles[Hour Ending]=Supply[[#This Row],[Hour Ending]]),0),MATCH(Supply[[#This Row],[Unit Category]],Profiles[#Headers],0))","v":428.48892461030022}]
[7,"Solar Thermal_Socal",9,{"$f":"INDEX(NQC[NQC MW],MATCH(1,(NQC[Month]=Supply[[#This Row],[Month]])*(NQC[Unit Category]=Supply[[#This Row],[Unit Category]]),0))*INDEX(Profiles[],MATCH(1,(Profiles[Month]=Supply[[#This Row],[Month]])*(Profiles[Hour Ending]=Supply[[#This Row],[Hour Ending]]),0),MATCH(Supply[[#This Row],[Unit Category]],Profiles[#Headers],0))","v":642.21710719097746}]
[7,"Solar Thermal_Socal",10,{"$f":"INDEX(NQC[NQC MW],MATCH(1,(NQC[Month]=Supply[[#This Row],[Month]])*(NQC[Unit Category]=Supply[[#This Row],[Unit Category]]),0))*INDEX(Profiles[],MATCH(1,(Profiles[Month]=Supply[[#This Row],[Month]])*(Profiles[Hour Ending]=Supply[[#This Row],[Hour Ending]]),0),MATCH(Supply[[#This Row],[Unit Category]],Profiles[#Headers],0))","v":722.47997961762849}]
[7,"Solar Thermal_Socal",11,{"$f":"INDEX(NQC[NQC MW],MATCH(1,(NQC[Month]=Supply[[#This Row],[Month]])*(NQC[Unit Category]=Supply[[#This Row],[Unit Category]]),0))*INDEX(Profiles[],MATCH(1,(Profiles[Month]=Supply[[#This Row],[Month]])*(Profiles[Hour Ending]=Supply[[#This Row],[Hour Ending]]),0),MATCH(Supply[[#This Row],[Unit Category]],Profiles[#Headers],0))","v":756.64495153121902}]
[7,"Solar Thermal_Socal",12,{"$f":"INDEX(NQC[NQC MW],MATCH(1,(NQC[Month]=Supply[[#This Row],[Month]])*(NQC[Unit Category]=Supply[[#This Row],[Unit Category]]),0))*INDEX(Profiles[],MATCH(1,(Profiles[Month]=Supply[[#This Row],[Month]])*(Profiles[Hour Ending]=Supply[[#This Row],[Hour Ending]]),0),MATCH(Supply[[#This Row],[Unit Category]],Profiles[#Headers],0))","v":717.48242269687978}]
[7,"Solar Thermal_Socal",13,{"$f":"INDEX(NQC[NQC MW],MATCH(1,(NQC[Month]=Supply[[#This Row],[Month]])*(NQC[Unit Category]=Supply[[#This Row],[Unit Category]]),0))*INDEX(Profiles[],MATCH(1,(Profiles[Month]=Supply[[#This Row],[Month]])*(Profiles[Hour Ending]=Supply[[#This Row],[Hour Ending]]),0),MATCH(Supply[[#This Row],[Unit Category]],Profiles[#Headers],0))","v":675.55863614671023}]
[7,"Solar Thermal_Socal",14,{"$f":"INDEX(NQC[NQC MW],MATCH(1,(NQC[Month]=Supply[[#This Row],[Month]])*(NQC[Unit Category]=Supply[[#This Row],[Unit Category]]),0))*INDEX(Profiles[],MATCH(1,(Profiles[Month]=Supply[[#This Row],[Month]])*(Profiles[Hour Ending]=Supply[[#This Row],[Hour Ending]]),0),MATCH(Supply[[#This Row],[Unit Category]],Profiles[#Headers],0))","v":630.53419790573173}]
[7,"Solar Thermal_Socal",15,{"$f":"INDEX(NQC[NQC MW],MATCH(1,(NQC[Month]=Supply[[#This Row],[Month]])*(NQC[Unit Category]=Supply[[#This Row],[Unit Category]]),0))*INDEX(Profiles[],MATCH(1,(Profiles[Month]=Supply[[#This Row],[Month]])*(Profiles[Hour Ending]=Supply[[#This Row],[Hour Ending]]),0),MATCH(Supply[[#This Row],[Unit Category]],Profiles[#Headers],0))","v":588.93055398692513}]
[7,"Solar Thermal_Socal",16,{"$f":"INDEX(NQC[NQC MW],MATCH(1,(NQC[Month]=Supply[[#This Row],[Month]])*(NQC[Unit Category]=Supply[[#This Row],[Unit Category]]),0))*INDEX(Profiles[],MATCH(1,(Profiles[Month]=Supply[[#This Row],[Month]])*(Profiles[Hour Ending]=Supply[[#This Row],[Hour Ending]]),0),MATCH(Supply[[#This Row],[Unit Category]],Profiles[#Headers],0))","v":595.43444033272453}]
[7,"Solar Thermal_Socal",17,{"$f":"INDEX(NQC[NQC MW],MATCH(1,(NQC[Month]=Supply[[#This Row],[Month]])*(NQC[Unit Category]=Supply[[#This Row],[Unit Category]]),0))*INDEX(Profiles[],MATCH(1,(Profiles[Month]=Supply[[#This Row],[Month]])*(Profiles[Hour Ending]=Supply[[#This Row],[Hour Ending]]),0),MATCH(Supply[[#This Row],[Unit Category]],Profiles[#Headers],0))","v":533.8957657017404}]
[7,"Solar Thermal_Socal",18,{"$f":"INDEX(NQC[NQC MW],MATCH(1,(NQC[Month]=Supply[[#This Row],[Month]])*(NQC[Unit Category]=Supply[[#This Row],[Unit Category]]),0))*INDEX(Profiles[],MATCH(1,(Profiles[Month]=Supply[[#This Row],[Month]])*(Profiles[Hour Ending]=Supply[[#This Row],[Hour Ending]]),0),MATCH(Supply[[#This Row],[Unit Category]],Profiles[#Headers],0))","v":385.94747707777691}]
[7,"Solar Thermal_Socal",19,{"$f":"INDEX(NQC[NQC MW],MATCH(1,(NQC[Month]=Supply[[#This Row],[Month]])*(NQC[Unit Category]=Supply[[#This Row],[Unit Category]]),0))*INDEX(Profiles[],MATCH(1,(Profiles[Month]=Supply[[#This Row],[Month]])*(Profiles[Hour Ending]=Supply[[#This Row],[Hour Ending]]),0),MATCH(Supply[[#This Row],[Unit Category]],Profiles[#Headers],0))","v":114.56529132323163}]
[7,"Solar Thermal_Socal",20,{"$f":"INDEX(NQC[NQC MW],MATCH(1,(NQC[Month]=Supply[[#This Row],[Month]])*(NQC[Unit Category]=Supply[[#This Row],[Unit Category]]),0))*INDEX(Profiles[],MATCH(1,(Profiles[Month]=Supply[[#This Row],[Month]])*(Profiles[Hour Ending]=Supply[[#This Row],[Hour Ending]]),0),MATCH(Supply[[#This Row],[Unit Category]],Profiles[#Headers],0))","v":0.54465787999958404}]
[7,"Solar Thermal_Socal",21,{"$f":"INDEX(NQC[NQC MW],MATCH(1,(NQC[Month]=Supply[[#This Row],[Month]])*(NQC[Unit Category]=Supply[[#This Row],[Unit Category]]),0))*INDEX(Profiles[],MATCH(1,(Profiles[Month]=Supply[[#This Row],[Month]])*(Profiles[Hour Ending]=Supply[[#This Row],[Hour Ending]]),0),MATCH(Supply[[#This Row],[Unit Category]],Profiles[#Headers],0))","v":0}]
[7,"Solar Thermal_Socal",22,{"$f":"INDEX(NQC[NQC MW],MATCH(1,(NQC[Month]=Supply[[#This Row],[Month]])*(NQC[Unit Category]=Supply[[#This Row],[Unit Category]]),0))*INDEX(Profiles[],MATCH(1,(Profiles[Month]=Supply[[#This Row],[Month]])*(Profiles[Hour Ending]=Supply[[#This Row],[Hour Ending]]),0),MATCH(Supply[[#This Row],[Unit Category]],Profiles[#Headers],0))","v":0}]
[7,"Solar Thermal_Socal",23,{"$f":"INDEX(NQC[NQC MW],MATCH(1,(NQC[Month]=Supply[[#This Row],[Month]])*(NQC[Unit Category]=Supply[[#This Row],[Unit Category]]),0))*INDEX(Profiles[],MATCH(1,(Profiles[Month]=Supply[[#This Row],[Month]])*(Profiles[Hour Ending]=Supply[[#This Row],[Hour Ending]]),0),MATCH(Supply[[#This Row],[Unit Category]],Profiles[#Headers],0))","v":0}]
[7,"Solar Thermal_Socal",24,{"$f":"INDEX(NQC[NQC MW],MATCH(1,(NQC[Month]=Supply[[#This Row],[Month]])*(NQC[Unit Category]=Supply[[#This Row],[Unit Category]]),0))*INDEX(Profiles[],MATCH(1,(Profiles[Month]=Supply[[#This Row],[Month]])*(Profiles[Hour Ending]=Supply[[#This Row],[Hour Ending]]),0),MATCH(Supply[[#This Row],[Unit Category]],Profiles[#Headers],0))","v":0}]
[7,"Solar Tracking_Norcal",1,{"$f":"INDEX(NQC[NQC MW],MATCH(1,(NQC[Month]=Supply[[#This Row],[Month]])*(NQC[Unit Category]=Supply[[#This Row],[Unit Category]]),0))*INDEX(Profiles[],MATCH(1,(Profiles[Month]=Supply[[#This Row],[Month]])*(Profiles[Hour Ending]=Supply[[#This Row],[Hour Ending]]),0),MATCH(Supply[[#This Row],[Unit Category]],Profiles[#Headers],0))","v":0}]
[7,"Solar Tracking_Norcal",2,{"$f":"INDEX(NQC[NQC MW],MATCH(1,(NQC[Month]=Supply[[#This Row],[Month]])*(NQC[Unit Category]=Supply[[#This Row],[Unit Category]]),0))*INDEX(Profiles[],MATCH(1,(Profiles[Month]=Supply[[#This Row],[Month]])*(Profiles[Hour Ending]=Supply[[#This Row],[Hour Ending]]),0),MATCH(Supply[[#This Row],[Unit Category]],Profiles[#Headers],0))","v":0}]
[7,"Solar Tracking_Norcal",3,{"$f":"INDEX(NQC[NQC MW],MATCH(1,(NQC[Month]=Supply[[#This Row],[Month]])*(NQC[Unit Category]=Supply[[#This Row],[Unit Category]]),0))*INDEX(Profiles[],MATCH(1,(Profiles[Month]=Supply[[#This Row],[Month]])*(Profiles[Hour Ending]=Supply[[#This Row],[Hour Ending]]),0),MATCH(Supply[[#This Row],[Unit Category]],Profiles[#Headers],0))","v":0}]
[7,"Solar Tracking_Norcal",4,{"$f":"INDEX(NQC[NQC MW],MATCH(1,(NQC[Month]=Supply[[#This Row],[Month]])*(NQC[Unit Category]=Supply[[#This Row],[Unit Category]]),0))*INDEX(Profiles[],MATCH(1,(Profiles[Month]=Supply[[#This Row],[Month]])*(Profiles[Hour Ending]=Supply[[#This Row],[Hour Ending]]),0),MATCH(Supply[[#This Row],[Unit Category]],Profiles[#Headers],0))","v":0}]
[7,"Solar Tracking_Norcal",5,{"$f":"INDEX(NQC[NQC MW],MATCH(1,(NQC[Month]=Supply[[#This Row],[Month]])*(NQC[Unit Category]=Supply[[#This Row],[Unit Category]]),0))*INDEX(Profiles[],MATCH(1,(Profiles[Month]=Supply[[#This Row],[Month]])*(Profiles[Hour Ending]=Supply[[#This Row],[Hour Ending]]),0),MATCH(Supply[[#This Row],[Unit Category]],Profiles[#Headers],0))","v":7.4910303669513692E-2}]
[7,"Solar Tracking_Norcal",6,{"$f":"INDEX(NQC[NQC MW],MATCH(1,(NQC[Month]=Supply[[#This Row],[Month]])*(NQC[Unit Category]=Supply[[#This Row],[Unit Category]]),0))*INDEX(Profiles[],MATCH(1,(Profiles[Month]=Supply[[#This Row],[Month]])*(Profiles[Hour Ending]=Supply[[#This Row],[Hour Ending]]),0),MATCH(Supply[[#This Row],[Unit Category]],Profiles[#Headers],0))","v":366.61069542337253}]
[7,"Solar Tracking_Norcal",7,{"$f":"INDEX(NQC[NQC MW],MATCH(1,(NQC[Month]=Supply[[#This Row],[Month]])*(NQC[Unit Category]=Supply[[#This Row],[Unit Category]]),0))*INDEX(Profiles[],MATCH(1,(Profiles[Month]=Supply[[#This Row],[Month]])*(Profiles[Hour Ending]=Supply[[#This Row],[Hour Ending]]),0),MATCH(Supply[[#This Row],[Unit Category]],Profiles[#Headers],0))","v":2352.4851230903596}]
[7,"Solar Tracking_Norcal",8,{"$f":"INDEX(NQC[NQC MW],MATCH(1,(NQC[Month]=Supply[[#This Row],[Month]])*(NQC[Unit Category]=Supply[[#This Row],[Unit Category]]),0))*INDEX(Profiles[],MATCH(1,(Profiles[Month]=Supply[[#This Row],[Month]])*(Profiles[Hour Ending]=Supply[[#This Row],[Hour Ending]]),0),MATCH(Supply[[#This Row],[Unit Category]],Profiles[#Headers],0))","v":3794.0391708700868}]
[7,"Solar Tracking_Norcal",9,{"$f":"INDEX(NQC[NQC MW],MATCH(1,(NQC[Month]=Supply[[#This Row],[Month]])*(NQC[Unit Category]=Supply[[#This Row],[Unit Category]]),0))*INDEX(Profiles[],MATCH(1,(Profiles[Month]=Supply[[#This Row],[Month]])*(Profiles[Hour Ending]=Supply[[#This Row],[Hour Ending]]),0),MATCH(Supply[[#This Row],[Unit Category]],Profiles[#Headers],0))","v":4186.7881009236671}]
[7,"Solar Tracking_Norcal",10,{"$f":"INDEX(NQC[NQC MW],MATCH(1,(NQC[Month]=Supply[[#This Row],[Month]])*(NQC[Unit Category]=Supply[[#This Row],[Unit Category]]),0))*INDEX(Profiles[],MATCH(1,(Profiles[Month]=Supply[[#This Row],[Month]])*(Profiles[Hour Ending]=Supply[[#This Row],[Hour Ending]]),0),MATCH(Supply[[#This Row],[Unit Category]],Profiles[#Headers],0))","v":4244.3426876456224}]
[7,"Solar Tracking_Norcal",11,{"$f":"INDEX(NQC[NQC MW],MATCH(1,(NQC[Month]=Supply[[#This Row],[Month]])*(NQC[Unit Category]=Supply[[#This Row],[Unit Category]]),0))*INDEX(Profiles[],MATCH(1,(Profiles[Month]=Supply[[#This Row],[Month]])*(Profiles[Hour Ending]=Supply[[#This Row],[Hour Ending]]),0),MATCH(Supply[[#This Row],[Unit Category]],Profiles[#Headers],0))","v":4274.8547229692222}]
[7,"Solar Tracking_Norcal",12,{"$f":"INDEX(NQC[NQC MW],MATCH(1,(NQC[Month]=Supply[[#This Row],[Month]])*(NQC[Unit Category]=Supply[[#This Row],[Unit Category]]),0))*INDEX(Profiles[],MATCH(1,(Profiles[Month]=Supply[[#This Row],[Month]])*(Profiles[Hour Ending]=Supply[[#This Row],[Hour Ending]]),0),MATCH(Supply[[#This Row],[Unit Category]],Profiles[#Headers],0))","v":4257.7966604005815}]
[7,"Solar Tracking_Norcal",13,{"$f":"INDEX(NQC[NQC MW],MATCH(1,(NQC[Month]=Supply[[#This Row],[Month]])*(NQC[Unit Category]=Supply[[#This Row],[Unit Category]]),0))*INDEX(Profiles[],MATCH(1,(Profiles[Month]=Supply[[#This Row],[Month]])*(Profiles[Hour Ending]=Supply[[#This Row],[Hour Ending]]),0),MATCH(Supply[[#This Row],[Unit Category]],Profiles[#Headers],0))","v":4249.2852233620524}]
[7,"Solar Tracking_Norcal",14,{"$f":"INDEX(NQC[NQC MW],MATCH(1,(NQC[Month]=Supply[[#This Row],[Month]])*(NQC[Unit Category]=Supply[[#This Row],[Unit Category]]),0))*INDEX(Profiles[],MATCH(1,(Profiles[Month]=Supply[[#This Row],[Month]])*(Profiles[Hour Ending]=Supply[[#This Row],[Hour Ending]]),0),MATCH(Supply[[#This Row],[Unit Category]],Profiles[#Headers],0))","v":4203.0036532938357}]
[7,"Solar Tracking_Norcal",15,{"$f":"INDEX(NQC[NQC MW],MATCH(1,(NQC[Month]=Supply[[#This Row],[Month]])*(NQC[Unit Category]=Supply[[#This Row],[Unit Category]]),0))*INDEX(Profiles[],MATCH(1,(Profiles[Month]=Supply[[#This Row],[Month]])*(Profiles[Hour Ending]=Supply[[#This Row],[Hour Ending]]),0),MATCH(Supply[[#This Row],[Unit Category]],Profiles[#Headers],0))","v":4194.9865681720576}]
[7,"Solar Tracking_Norcal",16,{"$f":"INDEX(NQC[NQC MW],MATCH(1,(NQC[Month]=Supply[[#This Row],[Month]])*(NQC[Unit Category]=Supply[[#This Row],[Unit Category]]),0))*INDEX(Profiles[],MATCH(1,(Profiles[Month]=Supply[[#This Row],[Month]])*(Profiles[Hour Ending]=Supply[[#This Row],[Hour Ending]]),0),MATCH(Supply[[#This Row],[Unit Category]],Profiles[#Headers],0))","v":4024.3796751060131}]
[7,"Solar Tracking_Norcal",17,{"$f":"INDEX(NQC[NQC MW],MATCH(1,(NQC[Month]=Supply[[#This Row],[Month]])*(NQC[Unit Category]=Supply[[#This Row],[Unit Category]]),0))*INDEX(Profiles[],MATCH(1,(Profiles[Month]=Supply[[#This Row],[Month]])*(Profiles[Hour Ending]=Supply[[#This Row],[Hour Ending]]),0),MATCH(Supply[[#This Row],[Unit Category]],Profiles[#Headers],0))","v":3730.6832624267659}]
[7,"Solar Tracking_Norcal",18,{"$f":"INDEX(NQC[NQC MW],MATCH(1,(NQC[Month]=Supply[[#This Row],[Month]])*(NQC[Unit Category]=Supply[[#This Row],[Unit Category]]),0))*INDEX(Profiles[],MATCH(1,(Profiles[Month]=Supply[[#This Row],[Month]])*(Profiles[Hour Ending]=Supply[[#This Row],[Hour Ending]]),0),MATCH(Supply[[#This Row],[Unit Category]],Profiles[#Headers],0))","v":2616.8706409722658}]
[7,"Solar Tracking_Norcal",19,{"$f":"INDEX(NQC[NQC MW],MATCH(1,(NQC[Month]=Supply[[#This Row],[Month]])*(NQC[Unit Category]=Supply[[#This Row],[Unit Category]]),0))*INDEX(Profiles[],MATCH(1,(Profiles[Month]=Supply[[#This Row],[Month]])*(Profiles[Hour Ending]=Supply[[#This Row],[Hour Ending]]),0),MATCH(Supply[[#This Row],[Unit Category]],Profiles[#Headers],0))","v":615.43467029304384}]
[7,"Solar Tracking_Norcal",20,{"$f":"INDEX(NQC[NQC MW],MATCH(1,(NQC[Month]=Supply[[#This Row],[Month]])*(NQC[Unit Category]=Supply[[#This Row],[Unit Category]]),0))*INDEX(Profiles[],MATCH(1,(Profiles[Month]=Supply[[#This Row],[Month]])*(Profiles[Hour Ending]=Supply[[#This Row],[Hour Ending]]),0),MATCH(Supply[[#This Row],[Unit Category]],Profiles[#Headers],0))","v":3.6209731681792987}]
[7,"Solar Tracking_Norcal",21,{"$f":"INDEX(NQC[NQC MW],MATCH(1,(NQC[Month]=Supply[[#This Row],[Month]])*(NQC[Unit Category]=Supply[[#This Row],[Unit Category]]),0))*INDEX(Profiles[],MATCH(1,(Profiles[Month]=Supply[[#This Row],[Month]])*(Profiles[Hour Ending]=Supply[[#This Row],[Hour Ending]]),0),MATCH(Supply[[#This Row],[Unit Category]],Profiles[#Headers],0))","v":0}]
[7,"Solar Tracking_Norcal",22,{"$f":"INDEX(NQC[NQC MW],MATCH(1,(NQC[Month]=Supply[[#This Row],[Month]])*(NQC[Unit Category]=Supply[[#This Row],[Unit Category]]),0))*INDEX(Profiles[],MATCH(1,(Profiles[Month]=Supply[[#This Row],[Month]])*(Profiles[Hour Ending]=Supply[[#This Row],[Hour Ending]]),0),MATCH(Supply[[#This Row],[Unit Category]],Profiles[#Headers],0))","v":0}]
[7,"Solar Tracking_Norcal",23,{"$f":"INDEX(NQC[NQC MW],MATCH(1,(NQC[Month]=Supply[[#This Row],[Month]])*(NQC[Unit Category]=Supply[[#This Row],[Unit Category]]),0))*INDEX(Profiles[],MATCH(1,(Profiles[Month]=Supply[[#This Row],[Month]])*(Profiles[Hour Ending]=Supply[[#This Row],[Hour Ending]]),0),MATCH(Supply[[#This Row],[Unit Category]],Profiles[#Headers],0))","v":0}]
[7,"Solar Tracking_Norcal",24,{"$f":"INDEX(NQC[NQC MW],MATCH(1,(NQC[Month]=Supply[[#This Row],[Month]])*(NQC[Unit Category]=Supply[[#This Row],[Unit Category]]),0))*INDEX(Profiles[],MATCH(1,(Profiles[Month]=Supply[[#This Row],[Month]])*(Profiles[Hour Ending]=Supply[[#This Row],[Hour Ending]]),0),MATCH(Supply[[#This Row],[Unit Category]],Profiles[#Headers],0))","v":0}]
[7,"Solar Tracking_Socal",1,{"$f":"INDEX(NQC[NQC MW],MATCH(1,(NQC[Month]=Supply[[#This Row],[Month]])*(NQC[Unit Category]=Supply[[#This Row],[Unit Category]]),0))*INDEX(Profiles[],MATCH(1,(Profiles[Month]=Supply[[#This Row],[Month]])*(Profiles[Hour Ending]=Supply[[#This Row],[Hour Ending]]),0),MATCH(Supply[[#This Row],[Unit Category]],Profiles[#Headers],0))","v":0}]
[7,"Solar Tracking_Socal",2,{"$f":"INDEX(NQC[NQC MW],MATCH(1,(NQC[Month]=Supply[[#This Row],[Month]])*(NQC[Unit Category]=Supply[[#This Row],[Unit Category]]),0))*INDEX(Profiles[],MATCH(1,(Profiles[Month]=Supply[[#This Row],[Month]])*(Profiles[Hour Ending]=Supply[[#This Row],[Hour Ending]]),0),MATCH(Supply[[#This Row],[Unit Category]],Profiles[#Headers],0))","v":0}]
[7,"Solar Tracking_Socal",3,{"$f":"INDEX(NQC[NQC MW],MATCH(1,(NQC[Month]=Supply[[#This Row],[Month]])*(NQC[Unit Category]=Supply[[#This Row],[Unit Category]]),0))*INDEX(Profiles[],MATCH(1,(Profiles[Month]=Supply[[#This Row],[Month]])*(Profiles[Hour Ending]=Supply[[#This Row],[Hour Ending]]),0),MATCH(Supply[[#This Row],[Unit Category]],Profiles[#Headers],0))","v":0}]
[7,"Solar Tracking_Socal",4,{"$f":"INDEX(NQC[NQC MW],MATCH(1,(NQC[Month]=Supply[[#This Row],[Month]])*(NQC[Unit Category]=Supply[[#This Row],[Unit Category]]),0))*INDEX(Profiles[],MATCH(1,(Profiles[Month]=Supply[[#This Row],[Month]])*(Profiles[Hour Ending]=Supply[[#This Row],[Hour Ending]]),0),MATCH(Supply[[#This Row],[Unit Category]],Profiles[#Headers],0))","v":0}]
[7,"Solar Tracking_Socal",5,{"$f":"INDEX(NQC[NQC MW],MATCH(1,(NQC[Month]=Supply[[#This Row],[Month]])*(NQC[Unit Category]=Supply[[#This Row],[Unit Category]]),0))*INDEX(Profiles[],MATCH(1,(Profiles[Month]=Supply[[#This Row],[Month]])*(Profiles[Hour Ending]=Supply[[#This Row],[Hour Ending]]),0),MATCH(Supply[[#This Row],[Unit Category]],Profiles[#Headers],0))","v":2.8145562899177348}]
[7,"Solar Tracking_Socal",6,{"$f":"INDEX(NQC[NQC MW],MATCH(1,(NQC[Month]=Supply[[#This Row],[Month]])*(NQC[Unit Category]=Supply[[#This Row],[Unit Category]]),0))*INDEX(Profiles[],MATCH(1,(Profiles[Month]=Supply[[#This Row],[Month]])*(Profiles[Hour Ending]=Supply[[#This Row],[Hour Ending]]),0),MATCH(Supply[[#This Row],[Unit Category]],Profiles[#Headers],0))","v":992.34085466869954}]
[7,"Solar Tracking_Socal",7,{"$f":"INDEX(NQC[NQC MW],MATCH(1,(NQC[Month]=Supply[[#This Row],[Month]])*(NQC[Unit Category]=Supply[[#This Row],[Unit Category]]),0))*INDEX(Profiles[],MATCH(1,(Profiles[Month]=Supply[[#This Row],[Month]])*(Profiles[Hour Ending]=Supply[[#This Row],[Hour Ending]]),0),MATCH(Supply[[#This Row],[Unit Category]],Profiles[#Headers],0))","v":4839.4388574860113}]
[7,"Solar Tracking_Socal",8,{"$f":"INDEX(NQC[NQC MW],MATCH(1,(NQC[Month]=Supply[[#This Row],[Month]])*(NQC[Unit Category]=Supply[[#This Row],[Unit Category]]),0))*INDEX(Profiles[],MATCH(1,(Profiles[Month]=Supply[[#This Row],[Month]])*(Profiles[Hour Ending]=Supply[[#This Row],[Hour Ending]]),0),MATCH(Supply[[#This Row],[Unit Category]],Profiles[#Headers],0))","v":7583.2997903438018}]
[7,"Solar Tracking_Socal",9,{"$f":"INDEX(NQC[NQC MW],MATCH(1,(NQC[Month]=Supply[[#This Row],[Month]])*(NQC[Unit Category]=Supply[[#This Row],[Unit Category]]),0))*INDEX(Profiles[],MATCH(1,(Profiles[Month]=Supply[[#This Row],[Month]])*(Profiles[Hour Ending]=Supply[[#This Row],[Hour Ending]]),0),MATCH(Supply[[#This Row],[Unit Category]],Profiles[#Headers],0))","v":8600.0267724085916}]
[7,"Solar Tracking_Socal",10,{"$f":"INDEX(NQC[NQC MW],MATCH(1,(NQC[Month]=Supply[[#This Row],[Month]])*(NQC[Unit Category]=Supply[[#This Row],[Unit Category]]),0))*INDEX(Profiles[],MATCH(1,(Profiles[Month]=Supply[[#This Row],[Month]])*(Profiles[Hour Ending]=Supply[[#This Row],[Hour Ending]]),0),MATCH(Supply[[#This Row],[Unit Category]],Profiles[#Headers],0))","v":9032.0050018511847}]
[7,"Solar Tracking_Socal",11,{"$f":"INDEX(NQC[NQC MW],MATCH(1,(NQC[Month]=Supply[[#This Row],[Month]])*(NQC[Unit Category]=Supply[[#This Row],[Unit Category]]),0))*INDEX(Profiles[],MATCH(1,(Profiles[Month]=Supply[[#This Row],[Month]])*(Profiles[Hour Ending]=Supply[[#This Row],[Hour Ending]]),0),MATCH(Supply[[#This Row],[Unit Category]],Profiles[#Headers],0))","v":9119.9933241123872}]
[7,"Solar Tracking_Socal",12,{"$f":"INDEX(NQC[NQC MW],MATCH(1,(NQC[Month]=Supply[[#This Row],[Month]])*(NQC[Unit Category]=Supply[[#This Row],[Unit Category]]),0))*INDEX(Profiles[],MATCH(1,(Profiles[Month]=Supply[[#This Row],[Month]])*(Profiles[Hour Ending]=Supply[[#This Row],[Hour Ending]]),0),MATCH(Supply[[#This Row],[Unit Category]],Profiles[#Headers],0))","v":9093.8398250341015}]
[7,"Solar Tracking_Socal",13,{"$f":"INDEX(NQC[NQC MW],MATCH(1,(NQC[Month]=Supply[[#This Row],[Month]])*(NQC[Unit Category]=Supply[[#This Row],[Unit Category]]),0))*INDEX(Profiles[],MATCH(1,(Profiles[Month]=Supply[[#This Row],[Month]])*(Profiles[Hour Ending]=Supply[[#This Row],[Hour Ending]]),0),MATCH(Supply[[#This Row],[Unit Category]],Profiles[#Headers],0))","v":9015.0687504058315}]
[7,"Solar Tracking_Socal",14,{"$f":"INDEX(NQC[NQC MW],MATCH(1,(NQC[Month]=Supply[[#This Row],[Month]])*(NQC[Unit Category]=Supply[[#This Row],[Unit Category]]),0))*INDEX(Profiles[],MATCH(1,(Profiles[Month]=Supply[[#This Row],[Month]])*(Profiles[Hour Ending]=Supply[[#This Row],[Hour Ending]]),0),MATCH(Supply[[#This Row],[Unit Category]],Profiles[#Headers],0))","v":8907.0675415608166}]
[7,"Solar Tracking_Socal",15,{"$f":"INDEX(NQC[NQC MW],MATCH(1,(NQC[Month]=Supply[[#This Row],[Month]])*(NQC[Unit Category]=Supply[[#This Row],[Unit Category]]),0))*INDEX(Profiles[],MATCH(1,(Profiles[Month]=Supply[[#This Row],[Month]])*(Profiles[Hour Ending]=Supply[[#This Row],[Hour Ending]]),0),MATCH(Supply[[#This Row],[Unit Category]],Profiles[#Headers],0))","v":8662.4300402416757}]
[7,"Solar Tracking_Socal",16,{"$f":"INDEX(NQC[NQC MW],MATCH(1,(NQC[Month]=Supply[[#This Row],[Month]])*(NQC[Unit Category]=Supply[[#This Row],[Unit Category]]),0))*INDEX(Profiles[],MATCH(1,(Profiles[Month]=Supply[[#This Row],[Month]])*(Profiles[Hour Ending]=Supply[[#This Row],[Hour Ending]]),0),MATCH(Supply[[#This Row],[Unit Category]],Profiles[#Headers],0))","v":8293.437566266979}]
[7,"Solar Tracking_Socal",17,{"$f":"INDEX(NQC[NQC MW],MATCH(1,(NQC[Month]=Supply[[#This Row],[Month]])*(NQC[Unit Category]=Supply[[#This Row],[Unit Category]]),0))*INDEX(Profiles[],MATCH(1,(Profiles[Month]=Supply[[#This Row],[Month]])*(Profiles[Hour Ending]=Supply[[#This Row],[Hour Ending]]),0),MATCH(Supply[[#This Row],[Unit Category]],Profiles[#Headers],0))","v":7301.8832864497163}]
[7,"Solar Tracking_Socal",18,{"$f":"INDEX(NQC[NQC MW],MATCH(1,(NQC[Month]=Supply[[#This Row],[Month]])*(NQC[Unit Category]=Supply[[#This Row],[Unit Category]]),0))*INDEX(Profiles[],MATCH(1,(Profiles[Month]=Supply[[#This Row],[Month]])*(Profiles[Hour Ending]=Supply[[#This Row],[Hour Ending]]),0),MATCH(Supply[[#This Row],[Unit Category]],Profiles[#Headers],0))","v":4223.7975896283297}]
[7,"Solar Tracking_Socal",19,{"$f":"INDEX(NQC[NQC MW],MATCH(1,(NQC[Month]=Supply[[#This Row],[Month]])*(NQC[Unit Category]=Supply[[#This Row],[Unit Category]]),0))*INDEX(Profiles[],MATCH(1,(Profiles[Month]=Supply[[#This Row],[Month]])*(Profiles[Hour Ending]=Supply[[#This Row],[Hour Ending]]),0),MATCH(Supply[[#This Row],[Unit Category]],Profiles[#Headers],0))","v":672.71724176107148}]
[7,"Solar Tracking_Socal",20,{"$f":"INDEX(NQC[NQC MW],MATCH(1,(NQC[Month]=Supply[[#This Row],[Month]])*(NQC[Unit Category]=Supply[[#This Row],[Unit Category]]),0))*INDEX(Profiles[],MATCH(1,(Profiles[Month]=Supply[[#This Row],[Month]])*(Profiles[Hour Ending]=Supply[[#This Row],[Hour Ending]]),0),MATCH(Supply[[#This Row],[Unit Category]],Profiles[#Headers],0))","v":0.31270755554944929}]
[7,"Solar Tracking_Socal",21,{"$f":"INDEX(NQC[NQC MW],MATCH(1,(NQC[Month]=Supply[[#This Row],[Month]])*(NQC[Unit Category]=Supply[[#This Row],[Unit Category]]),0))*INDEX(Profiles[],MATCH(1,(Profiles[Month]=Supply[[#This Row],[Month]])*(Profiles[Hour Ending]=Supply[[#This Row],[Hour Ending]]),0),MATCH(Supply[[#This Row],[Unit Category]],Profiles[#Headers],0))","v":0}]
[7,"Solar Tracking_Socal",22,{"$f":"INDEX(NQC[NQC MW],MATCH(1,(NQC[Month]=Supply[[#This Row],[Month]])*(NQC[Unit Category]=Supply[[#This Row],[Unit Category]]),0))*INDEX(Profiles[],MATCH(1,(Profiles[Month]=Supply[[#This Row],[Month]])*(Profiles[Hour Ending]=Supply[[#This Row],[Hour Ending]]),0),MATCH(Supply[[#This Row],[Unit Category]],Profiles[#Headers],0))","v":0}]
[7,"Solar Tracking_Socal",23,{"$f":"INDEX(NQC[NQC MW],MATCH(1,(NQC[Month]=Supply[[#This Row],[Month]])*(NQC[Unit Category]=Supply[[#This Row],[Unit Category]]),0))*INDEX(Profiles[],MATCH(1,(Profiles[Month]=Supply[[#This Row],[Month]])*(Profiles[Hour Ending]=Supply[[#This Row],[Hour Ending]]),0),MATCH(Supply[[#This Row],[Unit Category]],Profiles[#Headers],0))","v":0}]
[7,"Solar Tracking_Socal",24,{"$f":"INDEX(NQC[NQC MW],MATCH(1,(NQC[Month]=Supply[[#This Row],[Month]])*(NQC[Unit Category]=Supply[[#This Row],[Unit Category]]),0))*INDEX(Profiles[],MATCH(1,(Profiles[Month]=Supply[[#This Row],[Month]])*(Profiles[Hour Ending]=Supply[[#This Row],[Hour Ending]]),0),MATCH(Supply[[#This Row],[Unit Category]],Profiles[#Headers],0))","v":0}]
[7,"Wind_Norcal",1,{"$f":"INDEX(NQC[NQC MW],MATCH(1,(NQC[Month]=Supply[[#This Row],[Month]])*(NQC[Unit Category]=Supply[[#This Row],[Unit Category]]),0))*INDEX(Profiles[],MATCH(1,(Profiles[Month]=Supply[[#This Row],[Month]])*(Profiles[Hour Ending]=Supply[[#This Row],[Hour Ending]]),0),MATCH(Supply[[#This Row],[Unit Category]],Profiles[#Headers],0))","v":1140.6566613482103}]
[7,"Wind_Norcal",2,{"$f":"INDEX(NQC[NQC MW],MATCH(1,(NQC[Month]=Supply[[#This Row],[Month]])*(NQC[Unit Category]=Supply[[#This Row],[Unit Category]]),0))*INDEX(Profiles[],MATCH(1,(Profiles[Month]=Supply[[#This Row],[Month]])*(Profiles[Hour Ending]=Supply[[#This Row],[Hour Ending]]),0),MATCH(Supply[[#This Row],[Unit Category]],Profiles[#Headers],0))","v":1092.2621226273654}]
[7,"Wind_Norcal",3,{"$f":"INDEX(NQC[NQC MW],MATCH(1,(NQC[Month]=Supply[[#This Row],[Month]])*(NQC[Unit Category]=Supply[[#This Row],[Unit Category]]),0))*INDEX(Profiles[],MATCH(1,(Profiles[Month]=Supply[[#This Row],[Month]])*(Profiles[Hour Ending]=Supply[[#This Row],[Hour Ending]]),0),MATCH(Supply[[#This Row],[Unit Category]],Profiles[#Headers],0))","v":1074.6427926598333}]
[7,"Wind_Norcal",4,{"$f":"INDEX(NQC[NQC MW],MATCH(1,(NQC[Month]=Supply[[#This Row],[Month]])*(NQC[Unit Category]=Supply[[#This Row],[Unit Category]]),0))*INDEX(Profiles[],MATCH(1,(Profiles[Month]=Supply[[#This Row],[Month]])*(Profiles[Hour Ending]=Supply[[#This Row],[Hour Ending]]),0),MATCH(Supply[[#This Row],[Unit Category]],Profiles[#Headers],0))","v":1022.3315701276439}]
[7,"Wind_Norcal",5,{"$f":"INDEX(NQC[NQC MW],MATCH(1,(NQC[Month]=Supply[[#This Row],[Month]])*(NQC[Unit Category]=Supply[[#This Row],[Unit Category]]),0))*INDEX(Profiles[],MATCH(1,(Profiles[Month]=Supply[[#This Row],[Month]])*(Profiles[Hour Ending]=Supply[[#This Row],[Hour Ending]]),0),MATCH(Supply[[#This Row],[Unit Category]],Profiles[#Headers],0))","v":937.71337797963918}]
[7,"Wind_Norcal",6,{"$f":"INDEX(NQC[NQC MW],MATCH(1,(NQC[Month]=Supply[[#This Row],[Month]])*(NQC[Unit Category]=Supply[[#This Row],[Unit Category]]),0))*INDEX(Profiles[],MATCH(1,(Profiles[Month]=Supply[[#This Row],[Month]])*(Profiles[Hour Ending]=Supply[[#This Row],[Hour Ending]]),0),MATCH(Supply[[#This Row],[Unit Category]],Profiles[#Headers],0))","v":889.20345466534559}]
[7,"Wind_Norcal",7,{"$f":"INDEX(NQC[NQC MW],MATCH(1,(NQC[Month]=Supply[[#This Row],[Month]])*(NQC[Unit Category]=Supply[[#This Row],[Unit Category]]),0))*INDEX(Profiles[],MATCH(1,(Profiles[Month]=Supply[[#This Row],[Month]])*(Profiles[Hour Ending]=Supply[[#This Row],[Hour Ending]]),0),MATCH(Supply[[#This Row],[Unit Category]],Profiles[#Headers],0))","v":753.31903547136835}]
[7,"Wind_Norcal",8,{"$f":"INDEX(NQC[NQC MW],MATCH(1,(NQC[Month]=Supply[[#This Row],[Month]])*(NQC[Unit Category]=Supply[[#This Row],[Unit Category]]),0))*INDEX(Profiles[],MATCH(1,(Profiles[Month]=Supply[[#This Row],[Month]])*(Profiles[Hour Ending]=Supply[[#This Row],[Hour Ending]]),0),MATCH(Supply[[#This Row],[Unit Category]],Profiles[#Headers],0))","v":585.53225095038601}]
[7,"Wind_Norcal",9,{"$f":"INDEX(NQC[NQC MW],MATCH(1,(NQC[Month]=Supply[[#This Row],[Month]])*(NQC[Unit Category]=Supply[[#This Row],[Unit Category]]),0))*INDEX(Profiles[],MATCH(1,(Profiles[Month]=Supply[[#This Row],[Month]])*(Profiles[Hour Ending]=Supply[[#This Row],[Hour Ending]]),0),MATCH(Supply[[#This Row],[Unit Category]],Profiles[#Headers],0))","v":438.3760143360247}]
[7,"Wind_Norcal",10,{"$f":"INDEX(NQC[NQC MW],MATCH(1,(NQC[Month]=Supply[[#This Row],[Month]])*(NQC[Unit Category]=Supply[[#This Row],[Unit Category]]),0))*INDEX(Profiles[],MATCH(1,(Profiles[Month]=Supply[[#This Row],[Month]])*(Profiles[Hour Ending]=Supply[[#This Row],[Hour Ending]]),0),MATCH(Supply[[#This Row],[Unit Category]],Profiles[#Headers],0))","v":356.38645928398563}]
[7,"Wind_Norcal",11,{"$f":"INDEX(NQC[NQC MW],MATCH(1,(NQC[Month]=Supply[[#This Row],[Month]])*(NQC[Unit Category]=Supply[[#This Row],[Unit Category]]),0))*INDEX(Profiles[],MATCH(1,(Profiles[Month]=Supply[[#This Row],[Month]])*(Profiles[Hour Ending]=Supply[[#This Row],[Hour Ending]]),0),MATCH(Supply[[#This Row],[Unit Category]],Profiles[#Headers],0))","v":272.35483007000084}]
[7,"Wind_Norcal",12,{"$f":"INDEX(NQC[NQC MW],MATCH(1,(NQC[Month]=Supply[[#This Row],[Month]])*(NQC[Unit Category]=Supply[[#This Row],[Unit Category]]),0))*INDEX(Profiles[],MATCH(1,(Profiles[Month]=Supply[[#This Row],[Month]])*(Profiles[Hour Ending]=Supply[[#This Row],[Hour Ending]]),0),MATCH(Supply[[#This Row],[Unit Category]],Profiles[#Headers],0))","v":246.05779804107917}]
[7,"Wind_Norcal",13,{"$f":"INDEX(NQC[NQC MW],MATCH(1,(NQC[Month]=Supply[[#This Row],[Month]])*(NQC[Unit Category]=Supply[[#This Row],[Unit Category]]),0))*INDEX(Profiles[],MATCH(1,(Profiles[Month]=Supply[[#This Row],[Month]])*(Profiles[Hour Ending]=Supply[[#This Row],[Hour Ending]]),0),MATCH(Supply[[#This Row],[Unit Category]],Profiles[#Headers],0))","v":314.03297345353837}]
[7,"Wind_Norcal",14,{"$f":"INDEX(NQC[NQC MW],MATCH(1,(NQC[Month]=Supply[[#This Row],[Month]])*(NQC[Unit Category]=Supply[[#This Row],[Unit Category]]),0))*INDEX(Profiles[],MATCH(1,(Profiles[Month]=Supply[[#This Row],[Month]])*(Profiles[Hour Ending]=Supply[[#This Row],[Hour Ending]]),0),MATCH(Supply[[#This Row],[Unit Category]],Profiles[#Headers],0))","v":439.39798393714199}]
[7,"Wind_Norcal",15,{"$f":"INDEX(NQC[NQC MW],MATCH(1,(NQC[Month]=Supply[[#This Row],[Month]])*(NQC[Unit Category]=Supply[[#This Row],[Unit Category]]),0))*INDEX(Profiles[],MATCH(1,(Profiles[Month]=Supply[[#This Row],[Month]])*(Profiles[Hour Ending]=Supply[[#This Row],[Hour Ending]]),0),MATCH(Supply[[#This Row],[Unit Category]],Profiles[#Headers],0))","v":622.87161944717809}]
[7,"Wind_Norcal",16,{"$f":"INDEX(NQC[NQC MW],MATCH(1,(NQC[Month]=Supply[[#This Row],[Month]])*(NQC[Unit Category]=Supply[[#This Row],[Unit Category]]),0))*INDEX(Profiles[],MATCH(1,(Profiles[Month]=Supply[[#This Row],[Month]])*(Profiles[Hour Ending]=Supply[[#This Row],[Hour Ending]]),0),MATCH(Supply[[#This Row],[Unit Category]],Profiles[#Headers],0))","v":731.63341307241774}]
[7,"Wind_Norcal",17,{"$f":"INDEX(NQC[NQC MW],MATCH(1,(NQC[Month]=Supply[[#This Row],[Month]])*(NQC[Unit Category]=Supply[[#This Row],[Unit Category]]),0))*INDEX(Profiles[],MATCH(1,(Profiles[Month]=Supply[[#This Row],[Month]])*(Profiles[Hour Ending]=Supply[[#This Row],[Hour Ending]]),0),MATCH(Supply[[#This Row],[Unit Category]],Profiles[#Headers],0))","v":823.75134790661889}]
[7,"Wind_Norcal",18,{"$f":"INDEX(NQC[NQC MW],MATCH(1,(NQC[Month]=Supply[[#This Row],[Month]])*(NQC[Unit Category]=Supply[[#This Row],[Unit Category]]),0))*INDEX(Profiles[],MATCH(1,(Profiles[Month]=Supply[[#This Row],[Month]])*(Profiles[Hour Ending]=Supply[[#This Row],[Hour Ending]]),0),MATCH(Supply[[#This Row],[Unit Category]],Profiles[#Headers],0))","v":893.83221864098846}]
[7,"Wind_Norcal",19,{"$f":"INDEX(NQC[NQC MW],MATCH(1,(NQC[Month]=Supply[[#This Row],[Month]])*(NQC[Unit Category]=Supply[[#This Row],[Unit Category]]),0))*INDEX(Profiles[],MATCH(1,(Profiles[Month]=Supply[[#This Row],[Month]])*(Profiles[Hour Ending]=Supply[[#This Row],[Hour Ending]]),0),MATCH(Supply[[#This Row],[Unit Category]],Profiles[#Headers],0))","v":967.85086341013027}]
[7,"Wind_Norcal",20,{"$f":"INDEX(NQC[NQC MW],MATCH(1,(NQC[Month]=Supply[[#This Row],[Month]])*(NQC[Unit Category]=Supply[[#This Row],[Unit Category]]),0))*INDEX(Profiles[],MATCH(1,(Profiles[Month]=Supply[[#This Row],[Month]])*(Profiles[Hour Ending]=Supply[[#This Row],[Hour Ending]]),0),MATCH(Supply[[#This Row],[Unit Category]],Profiles[#Headers],0))","v":1001.5292873940791}]
[7,"Wind_Norcal",21,{"$f":"INDEX(NQC[NQC MW],MATCH(1,(NQC[Month]=Supply[[#This Row],[Month]])*(NQC[Unit Category]=Supply[[#This Row],[Unit Category]]),0))*INDEX(Profiles[],MATCH(1,(Profiles[Month]=Supply[[#This Row],[Month]])*(Profiles[Hour Ending]=Supply[[#This Row],[Hour Ending]]),0),MATCH(Supply[[#This Row],[Unit Category]],Profiles[#Headers],0))","v":1062.6908092128451}]
[7,"Wind_Norcal",22,{"$f":"INDEX(NQC[NQC MW],MATCH(1,(NQC[Month]=Supply[[#This Row],[Month]])*(NQC[Unit Category]=Supply[[#This Row],[Unit Category]]),0))*INDEX(Profiles[],MATCH(1,(Profiles[Month]=Supply[[#This Row],[Month]])*(Profiles[Hour Ending]=Supply[[#This Row],[Hour Ending]]),0),MATCH(Supply[[#This Row],[Unit Category]],Profiles[#Headers],0))","v":1107.1190071856256}]
[7,"Wind_Norcal",23,{"$f":"INDEX(NQC[NQC MW],MATCH(1,(NQC[Month]=Supply[[#This Row],[Month]])*(NQC[Unit Category]=Supply[[#This Row],[Unit Category]]),0))*INDEX(Profiles[],MATCH(1,(Profiles[Month]=Supply[[#This Row],[Month]])*(Profiles[Hour Ending]=Supply[[#This Row],[Hour Ending]]),0),MATCH(Supply[[#This Row],[Unit Category]],Profiles[#Headers],0))","v":1163.3700669737316}]
[7,"Wind_Norcal",24,{"$f":"INDEX(NQC[NQC MW],MATCH(1,(NQC[Month]=Supply[[#This Row],[Month]])*(NQC[Unit Category]=Supply[[#This Row],[Unit Category]]),0))*INDEX(Profiles[],MATCH(1,(Profiles[Month]=Supply[[#This Row],[Month]])*(Profiles[Hour Ending]=Supply[[#This Row],[Hour Ending]]),0),MATCH(Supply[[#This Row],[Unit Category]],Profiles[#Headers],0))","v":1185.7827156542855}]
[7,"Wind_Socal",1,{"$f":"INDEX(NQC[NQC MW],MATCH(1,(NQC[Month]=Supply[[#This Row],[Month]])*(NQC[Unit Category]=Supply[[#This Row],[Unit Category]]),0))*INDEX(Profiles[],MATCH(1,(Profiles[Month]=Supply[[#This Row],[Month]])*(Profiles[Hour Ending]=Supply[[#This Row],[Hour Ending]]),0),MATCH(Supply[[#This Row],[Unit Category]],Profiles[#Headers],0))","v":2627.5735858109497}]
[7,"Wind_Socal",2,{"$f":"INDEX(NQC[NQC MW],MATCH(1,(NQC[Month]=Supply[[#This Row],[Month]])*(NQC[Unit Category]=Supply[[#This Row],[Unit Category]]),0))*INDEX(Profiles[],MATCH(1,(Profiles[Month]=Supply[[#This Row],[Month]])*(Profiles[Hour Ending]=Supply[[#This Row],[Hour Ending]]),0),MATCH(Supply[[#This Row],[Unit Category]],Profiles[#Headers],0))","v":2424.7507191947871}]
[7,"Wind_Socal",3,{"$f":"INDEX(NQC[NQC MW],MATCH(1,(NQC[Month]=Supply[[#This Row],[Month]])*(NQC[Unit Category]=Supply[[#This Row],[Unit Category]]),0))*INDEX(Profiles[],MATCH(1,(Profiles[Month]=Supply[[#This Row],[Month]])*(Profiles[Hour Ending]=Supply[[#This Row],[Hour Ending]]),0),MATCH(Supply[[#This Row],[Unit Category]],Profiles[#Headers],0))","v":2142.1866295690475}]
[7,"Wind_Socal",4,{"$f":"INDEX(NQC[NQC MW],MATCH(1,(NQC[Month]=Supply[[#This Row],[Month]])*(NQC[Unit Category]=Supply[[#This Row],[Unit Category]]),0))*INDEX(Profiles[],MATCH(1,(Profiles[Month]=Supply[[#This Row],[Month]])*(Profiles[Hour Ending]=Supply[[#This Row],[Hour Ending]]),0),MATCH(Supply[[#This Row],[Unit Category]],Profiles[#Headers],0))","v":1930.4010313166918}]
[7,"Wind_Socal",5,{"$f":"INDEX(NQC[NQC MW],MATCH(1,(NQC[Month]=Supply[[#This Row],[Month]])*(NQC[Unit Category]=Supply[[#This Row],[Unit Category]]),0))*INDEX(Profiles[],MATCH(1,(Profiles[Month]=Supply[[#This Row],[Month]])*(Profiles[Hour Ending]=Supply[[#This Row],[Hour Ending]]),0),MATCH(Supply[[#This Row],[Unit Category]],Profiles[#Headers],0))","v":1691.2322760676439}]
[7,"Wind_Socal",6,{"$f":"INDEX(NQC[NQC MW],MATCH(1,(NQC[Month]=Supply[[#This Row],[Month]])*(NQC[Unit Category]=Supply[[#This Row],[Unit Category]]),0))*INDEX(Profiles[],MATCH(1,(Profiles[Month]=Supply[[#This Row],[Month]])*(Profiles[Hour Ending]=Supply[[#This Row],[Hour Ending]]),0),MATCH(Supply[[#This Row],[Unit Category]],Profiles[#Headers],0))","v":1316.5696322048414}]
[7,"Wind_Socal",7,{"$f":"INDEX(NQC[NQC MW],MATCH(1,(NQC[Month]=Supply[[#This Row],[Month]])*(NQC[Unit Category]=Supply[[#This Row],[Unit Category]]),0))*INDEX(Profiles[],MATCH(1,(Profiles[Month]=Supply[[#This Row],[Month]])*(Profiles[Hour Ending]=Supply[[#This Row],[Hour Ending]]),0),MATCH(Supply[[#This Row],[Unit Category]],Profiles[#Headers],0))","v":963.81202794424325}]
[7,"Wind_Socal",8,{"$f":"INDEX(NQC[NQC MW],MATCH(1,(NQC[Month]=Supply[[#This Row],[Month]])*(NQC[Unit Category]=Supply[[#This Row],[Unit Category]]),0))*INDEX(Profiles[],MATCH(1,(Profiles[Month]=Supply[[#This Row],[Month]])*(Profiles[Hour Ending]=Supply[[#This Row],[Hour Ending]]),0),MATCH(Supply[[#This Row],[Unit Category]],Profiles[#Headers],0))","v":591.98897140700501}]
[7,"Wind_Socal",9,{"$f":"INDEX(NQC[NQC MW],MATCH(1,(NQC[Month]=Supply[[#This Row],[Month]])*(NQC[Unit Category]=Supply[[#This Row],[Unit Category]]),0))*INDEX(Profiles[],MATCH(1,(Profiles[Month]=Supply[[#This Row],[Month]])*(Profiles[Hour Ending]=Supply[[#This Row],[Hour Ending]]),0),MATCH(Supply[[#This Row],[Unit Category]],Profiles[#Headers],0))","v":372.29097136409729}]
[7,"Wind_Socal",10,{"$f":"INDEX(NQC[NQC MW],MATCH(1,(NQC[Month]=Supply[[#This Row],[Month]])*(NQC[Unit Category]=Supply[[#This Row],[Unit Category]]),0))*INDEX(Profiles[],MATCH(1,(Profiles[Month]=Supply[[#This Row],[Month]])*(Profiles[Hour Ending]=Supply[[#This Row],[Hour Ending]]),0),MATCH(Supply[[#This Row],[Unit Category]],Profiles[#Headers],0))","v":271.46006597714899}]
[7,"Wind_Socal",11,{"$f":"INDEX(NQC[NQC MW],MATCH(1,(NQC[Month]=Supply[[#This Row],[Month]])*(NQC[Unit Category]=Supply[[#This Row],[Unit Category]]),0))*INDEX(Profiles[],MATCH(1,(Profiles[Month]=Supply[[#This Row],[Month]])*(Profiles[Hour Ending]=Supply[[#This Row],[Hour Ending]]),0),MATCH(Supply[[#This Row],[Unit Category]],Profiles[#Headers],0))","v":329.93797270992218}]
[7,"Wind_Socal",12,{"$f":"INDEX(NQC[NQC MW],MATCH(1,(NQC[Month]=Supply[[#This Row],[Month]])*(NQC[Unit Category]=Supply[[#This Row],[Unit Category]]),0))*INDEX(Profiles[],MATCH(1,(Profiles[Month]=Supply[[#This Row],[Month]])*(Profiles[Hour Ending]=Supply[[#This Row],[Hour Ending]]),0),MATCH(Supply[[#This Row],[Unit Category]],Profiles[#Headers],0))","v":452.05543367862123}]
[7,"Wind_Socal",13,{"$f":"INDEX(NQC[NQC MW],MATCH(1,(NQC[Month]=Supply[[#This Row],[Month]])*(NQC[Unit Category]=Supply[[#This Row],[Unit Category]]),0))*INDEX(Profiles[],MATCH(1,(Profiles[Month]=Supply[[#This Row],[Month]])*(Profiles[Hour Ending]=Supply[[#This Row],[Hour Ending]]),0),MATCH(Supply[[#This Row],[Unit Category]],Profiles[#Headers],0))","v":645.18793166539081}]
[7,"Wind_Socal",14,{"$f":"INDEX(NQC[NQC MW],MATCH(1,(NQC[Month]=Supply[[#This Row],[Month]])*(NQC[Unit Category]=Supply[[#This Row],[Unit Category]]),0))*INDEX(Profiles[],MATCH(1,(Profiles[Month]=Supply[[#This Row],[Month]])*(Profiles[Hour Ending]=Supply[[#This Row],[Hour Ending]]),0),MATCH(Supply[[#This Row],[Unit Category]],Profiles[#Headers],0))","v":960.55922474629426}]
[7,"Wind_Socal",15,{"$f":"INDEX(NQC[NQC MW],MATCH(1,(NQC[Month]=Supply[[#This Row],[Month]])*(NQC[Unit Category]=Supply[[#This Row],[Unit Category]]),0))*INDEX(Profiles[],MATCH(1,(Profiles[Month]=Supply[[#This Row],[Month]])*(Profiles[Hour Ending]=Supply[[#This Row],[Hour Ending]]),0),MATCH(Supply[[#This Row],[Unit Category]],Profiles[#Headers],0))","v":1318.457003949665}]
[7,"Wind_Socal",16,{"$f":"INDEX(NQC[NQC MW],MATCH(1,(NQC[Month]=Supply[[#This Row],[Month]])*(NQC[Unit Category]=Supply[[#This Row],[Unit Category]]),0))*INDEX(Profiles[],MATCH(1,(Profiles[Month]=Supply[[#This Row],[Month]])*(Profiles[Hour Ending]=Supply[[#This Row],[Hour Ending]]),0),MATCH(Supply[[#This Row],[Unit Category]],Profiles[#Headers],0))","v":1785.7829775562677}]
[7,"Wind_Socal",17,{"$f":"INDEX(NQC[NQC MW],MATCH(1,(NQC[Month]=Supply[[#This Row],[Month]])*(NQC[Unit Category]=Supply[[#This Row],[Unit Category]]),0))*INDEX(Profiles[],MATCH(1,(Profiles[Month]=Supply[[#This Row],[Month]])*(Profiles[Hour Ending]=Supply[[#This Row],[Hour Ending]]),0),MATCH(Supply[[#This Row],[Unit Category]],Profiles[#Headers],0))","v":2175.9219302695192}]
[7,"Wind_Socal",18,{"$f":"INDEX(NQC[NQC MW],MATCH(1,(NQC[Month]=Supply[[#This Row],[Month]])*(NQC[Unit Category]=Supply[[#This Row],[Unit Category]]),0))*INDEX(Profiles[],MATCH(1,(Profiles[Month]=Supply[[#This Row],[Month]])*(Profiles[Hour Ending]=Supply[[#This Row],[Hour Ending]]),0),MATCH(Supply[[#This Row],[Unit Category]],Profiles[#Headers],0))","v":2474.9785087690097}]
[7,"Wind_Socal",19,{"$f":"INDEX(NQC[NQC MW],MATCH(1,(NQC[Month]=Supply[[#This Row],[Month]])*(NQC[Unit Category]=Supply[[#This Row],[Unit Category]]),0))*INDEX(Profiles[],MATCH(1,(Profiles[Month]=Supply[[#This Row],[Month]])*(Profiles[Hour Ending]=Supply[[#This Row],[Hour Ending]]),0),MATCH(Supply[[#This Row],[Unit Category]],Profiles[#Headers],0))","v":2683.7756789177283}]
[7,"Wind_Socal",20,{"$f":"INDEX(NQC[NQC MW],MATCH(1,(NQC[Month]=Supply[[#This Row],[Month]])*(NQC[Unit Category]=Supply[[#This Row],[Unit Category]]),0))*INDEX(Profiles[],MATCH(1,(Profiles[Month]=Supply[[#This Row],[Month]])*(Profiles[Hour Ending]=Supply[[#This Row],[Hour Ending]]),0),MATCH(Supply[[#This Row],[Unit Category]],Profiles[#Headers],0))","v":2747.7003736492493}]
[7,"Wind_Socal",21,{"$f":"INDEX(NQC[NQC MW],MATCH(1,(NQC[Month]=Supply[[#This Row],[Month]])*(NQC[Unit Category]=Supply[[#This Row],[Unit Category]]),0))*INDEX(Profiles[],MATCH(1,(Profiles[Month]=Supply[[#This Row],[Month]])*(Profiles[Hour Ending]=Supply[[#This Row],[Hour Ending]]),0),MATCH(Supply[[#This Row],[Unit Category]],Profiles[#Headers],0))","v":2858.3901553788801}]
[7,"Wind_Socal",22,{"$f":"INDEX(NQC[NQC MW],MATCH(1,(NQC[Month]=Supply[[#This Row],[Month]])*(NQC[Unit Category]=Supply[[#This Row],[Unit Category]]),0))*INDEX(Profiles[],MATCH(1,(Profiles[Month]=Supply[[#This Row],[Month]])*(Profiles[Hour Ending]=Supply[[#This Row],[Hour Ending]]),0),MATCH(Supply[[#This Row],[Unit Category]],Profiles[#Headers],0))","v":2842.4984389120032}]
[7,"Wind_Socal",23,{"$f":"INDEX(NQC[NQC MW],MATCH(1,(NQC[Month]=Supply[[#This Row],[Month]])*(NQC[Unit Category]=Supply[[#This Row],[Unit Category]]),0))*INDEX(Profiles[],MATCH(1,(Profiles[Month]=Supply[[#This Row],[Month]])*(Profiles[Hour Ending]=Supply[[#This Row],[Hour Ending]]),0),MATCH(Supply[[#This Row],[Unit Category]],Profiles[#Headers],0))","v":2792.7292943704269}]
[7,"Wind_Socal",24,{"$f":"INDEX(NQC[NQC MW],MATCH(1,(NQC[Month]=Supply[[#This Row],[Month]])*(NQC[Unit Category]=Supply[[#This Row],[Unit Category]]),0))*INDEX(Profiles[],MATCH(1,(Profiles[Month]=Supply[[#This Row],[Month]])*(Profiles[Hour Ending]=Supply[[#This Row],[Hour Ending]]),0),MATCH(Supply[[#This Row],[Unit Category]],Profiles[#Headers],0))","v":2696.5203092418656}]
[8,"Biogas",1,{"$f":"INDEX(NQC[NQC MW],MATCH(1,(NQC[Month]=Supply[[#This Row],[Month]])*(NQC[Unit Category]=Supply[[#This Row],[Unit Category]]),0))*INDEX(Profiles[],MATCH(1,(Profiles[Month]=Supply[[#This Row],[Month]])*(Profiles[Hour Ending]=Supply[[#This Row],[Hour Ending]]),0),MATCH(Supply[[#This Row],[Unit Category]],Profiles[#Headers],0))","v":201.70609399999998}]
[8,"Biogas",2,{"$f":"INDEX(NQC[NQC MW],MATCH(1,(NQC[Month]=Supply[[#This Row],[Month]])*(NQC[Unit Category]=Supply[[#This Row],[Unit Category]]),0))*INDEX(Profiles[],MATCH(1,(Profiles[Month]=Supply[[#This Row],[Month]])*(Profiles[Hour Ending]=Supply[[#This Row],[Hour Ending]]),0),MATCH(Supply[[#This Row],[Unit Category]],Profiles[#Headers],0))","v":201.70609399999998}]
[8,"Biogas",3,{"$f":"INDEX(NQC[NQC MW],MATCH(1,(NQC[Month]=Supply[[#This Row],[Month]])*(NQC[Unit Category]=Supply[[#This Row],[Unit Category]]),0))*INDEX(Profiles[],MATCH(1,(Profiles[Month]=Supply[[#This Row],[Month]])*(Profiles[Hour Ending]=Supply[[#This Row],[Hour Ending]]),0),MATCH(Supply[[#This Row],[Unit Category]],Profiles[#Headers],0))","v":201.70609399999998}]
[8,"Biogas",4,{"$f":"INDEX(NQC[NQC MW],MATCH(1,(NQC[Month]=Supply[[#This Row],[Month]])*(NQC[Unit Category]=Supply[[#This Row],[Unit Category]]),0))*INDEX(Profiles[],MATCH(1,(Profiles[Month]=Supply[[#This Row],[Month]])*(Profiles[Hour Ending]=Supply[[#This Row],[Hour Ending]]),0),MATCH(Supply[[#This Row],[Unit Category]],Profiles[#Headers],0))","v":201.70609399999998}]
[8,"Biogas",5,{"$f":"INDEX(NQC[NQC MW],MATCH(1,(NQC[Month]=Supply[[#This Row],[Month]])*(NQC[Unit Category]=Supply[[#This Row],[Unit Category]]),0))*INDEX(Profiles[],MATCH(1,(Profiles[Month]=Supply[[#This Row],[Month]])*(Profiles[Hour Ending]=Supply[[#This Row],[Hour Ending]]),0),MATCH(Supply[[#This Row],[Unit Category]],Profiles[#Headers],0))","v":201.70609399999998}]
[8,"Biogas",6,{"$f":"INDEX(NQC[NQC MW],MATCH(1,(NQC[Month]=Supply[[#This Row],[Month]])*(NQC[Unit Category]=Supply[[#This Row],[Unit Category]]),0))*INDEX(Profiles[],MATCH(1,(Profiles[Month]=Supply[[#This Row],[Month]])*(Profiles[Hour Ending]=Supply[[#This Row],[Hour Ending]]),0),MATCH(Supply[[#This Row],[Unit Category]],Profiles[#Headers],0))","v":201.70609399999998}]
[8,"Biogas",7,{"$f":"INDEX(NQC[NQC MW],MATCH(1,(NQC[Month]=Supply[[#This Row],[Month]])*(NQC[Unit Category]=Supply[[#This Row],[Unit Category]]),0))*INDEX(Profiles[],MATCH(1,(Profiles[Month]=Supply[[#This Row],[Month]])*(Profiles[Hour Ending]=Supply[[#This Row],[Hour Ending]]),0),MATCH(Supply[[#This Row],[Unit Category]],Profiles[#Headers],0))","v":201.70609399999998}]
[8,"Biogas",8,{"$f":"INDEX(NQC[NQC MW],MATCH(1,(NQC[Month]=Supply[[#This Row],[Month]])*(NQC[Unit Category]=Supply[[#This Row],[Unit Category]]),0))*INDEX(Profiles[],MATCH(1,(Profiles[Month]=Supply[[#This Row],[Month]])*(Profiles[Hour Ending]=Supply[[#This Row],[Hour Ending]]),0),MATCH(Supply[[#This Row],[Unit Category]],Profiles[#Headers],0))","v":201.70609399999998}]
[8,"Biogas",9,{"$f":"INDEX(NQC[NQC MW],MATCH(1,(NQC[Month]=Supply[[#This Row],[Month]])*(NQC[Unit Category]=Supply[[#This Row],[Unit Category]]),0))*INDEX(Profiles[],MATCH(1,(Profiles[Month]=Supply[[#This Row],[Month]])*(Profiles[Hour Ending]=Supply[[#This Row],[Hour Ending]]),0),MATCH(Supply[[#This Row],[Unit Category]],Profiles[#Headers],0))","v":201.70609399999998}]
[8,"Biogas",10,{"$f":"INDEX(NQC[NQC MW],MATCH(1,(NQC[Month]=Supply[[#This Row],[Month]])*(NQC[Unit Category]=Supply[[#This Row],[Unit Category]]),0))*INDEX(Profiles[],MATCH(1,(Profiles[Month]=Supply[[#This Row],[Month]])*(Profiles[Hour Ending]=Supply[[#This Row],[Hour Ending]]),0),MATCH(Supply[[#This Row],[Unit Category]],Profiles[#Headers],0))","v":201.70609399999998}]
[8,"Biogas",11,{"$f":"INDEX(NQC[NQC MW],MATCH(1,(NQC[Month]=Supply[[#This Row],[Month]])*(NQC[Unit Category]=Supply[[#This Row],[Unit Category]]),0))*INDEX(Profiles[],MATCH(1,(Profiles[Month]=Supply[[#This Row],[Month]])*(Profiles[Hour Ending]=Supply[[#This Row],[Hour Ending]]),0),MATCH(Supply[[#This Row],[Unit Category]],Profiles[#Headers],0))","v":201.70609399999998}]
[8,"Biogas",12,{"$f":"INDEX(NQC[NQC MW],MATCH(1,(NQC[Month]=Supply[[#This Row],[Month]])*(NQC[Unit Category]=Supply[[#This Row],[Unit Category]]),0))*INDEX(Profiles[],MATCH(1,(Profiles[Month]=Supply[[#This Row],[Month]])*(Profiles[Hour Ending]=Supply[[#This Row],[Hour Ending]]),0),MATCH(Supply[[#This Row],[Unit Category]],Profiles[#Headers],0))","v":201.70609399999998}]
[8,"Biogas",13,{"$f":"INDEX(NQC[NQC MW],MATCH(1,(NQC[Month]=Supply[[#This Row],[Month]])*(NQC[Unit Category]=Supply[[#This Row],[Unit Category]]),0))*INDEX(Profiles[],MATCH(1,(Profiles[Month]=Supply[[#This Row],[Month]])*(Profiles[Hour Ending]=Supply[[#This Row],[Hour Ending]]),0),MATCH(Supply[[#This Row],[Unit Category]],Profiles[#Headers],0))","v":201.70609399999998}]
[8,"Biogas",14,{"$f":"INDEX(NQC[NQC MW],MATCH(1,(NQC[Month]=Supply[[#This Row],[Month]])*(NQC[Unit Category]=Supply[[#This Row],[Unit Category]]),0))*INDEX(Profiles[],MATCH(1,(Profiles[Month]=Supply[[#This Row],[Month]])*(Profiles[Hour Ending]=Supply[[#This Row],[Hour Ending]]),0),MATCH(Supply[[#This Row],[Unit Category]],Profiles[#Headers],0))","v":201.70609399999998}]
[8,"Biogas",15,{"$f":"INDEX(NQC[NQC MW],MATCH(1,(NQC[Month]=Supply[[#This Row],[Month]])*(NQC[Unit Category]=Supply[[#This Row],[Unit Category]]),0))*INDEX(Profiles[],MATCH(1,(Profiles[Month]=Supply[[#This Row],[Month]])*(Profiles[Hour Ending]=Supply[[#This Row],[Hour Ending]]),0),MATCH(Supply[[#This Row],[Unit Category]],Profiles[#Headers],0))","v":201.70609399999998}]
[8,"Biogas",16,{"$f":"INDEX(NQC[NQC MW],MATCH(1,(NQC[Month]=Supply[[#This Row],[Month]])*(NQC[Unit Category]=Supply[[#This Row],[Unit Category]]),0))*INDEX(Profiles[],MATCH(1,(Profiles[Month]=Supply[[#This Row],[Month]])*(Profiles[Hour Ending]=Supply[[#This Row],[Hour Ending]]),0),MATCH(Supply[[#This Row],[Unit Category]],Profiles[#Headers],0))","v":201.70609399999998}]
[8,"Biogas",17,{"$f":"INDEX(NQC[NQC MW],MATCH(1,(NQC[Month]=Supply[[#This Row],[Month]])*(NQC[Unit Category]=Supply[[#This Row],[Unit Category]]),0))*INDEX(Profiles[],MATCH(1,(Profiles[Month]=Supply[[#This Row],[Month]])*(Profiles[Hour Ending]=Supply[[#This Row],[Hour Ending]]),0),MATCH(Supply[[#This Row],[Unit Category]],Profiles[#Headers],0))","v":201.70609399999998}]
[8,"Biogas",18,{"$f":"INDEX(NQC[NQC MW],MATCH(1,(NQC[Month]=Supply[[#This Row],[Month]])*(NQC[Unit Category]=Supply[[#This Row],[Unit Category]]),0))*INDEX(Profiles[],MATCH(1,(Profiles[Month]=Supply[[#This Row],[Month]])*(Profiles[Hour Ending]=Supply[[#This Row],[Hour Ending]]),0),MATCH(Supply[[#This Row],[Unit Category]],Profiles[#Headers],0))","v":201.70609399999998}]
[8,"Biogas",19,{"$f":"INDEX(NQC[NQC MW],MATCH(1,(NQC[Month]=Supply[[#This Row],[Month]])*(NQC[Unit Category]=Supply[[#This Row],[Unit Category]]),0))*INDEX(Profiles[],MATCH(1,(Profiles[Month]=Supply[[#This Row],[Month]])*(Profiles[Hour Ending]=Supply[[#This Row],[Hour Ending]]),0),MATCH(Supply[[#This Row],[Unit Category]],Profiles[#Headers],0))","v":201.70609399999998}]
[8,"Biogas",20,{"$f":"INDEX(NQC[NQC MW],MATCH(1,(NQC[Month]=Supply[[#This Row],[Month]])*(NQC[Unit Category]=Supply[[#This Row],[Unit Category]]),0))*INDEX(Profiles[],MATCH(1,(Profiles[Month]=Supply[[#This Row],[Month]])*(Profiles[Hour Ending]=Supply[[#This Row],[Hour Ending]]),0),MATCH(Supply[[#This Row],[Unit Category]],Profiles[#Headers],0))","v":201.70609399999998}]
[8,"Biogas",21,{"$f":"INDEX(NQC[NQC MW],MATCH(1,(NQC[Month]=Supply[[#This Row],[Month]])*(NQC[Unit Category]=Supply[[#This Row],[Unit Category]]),0))*INDEX(Profiles[],MATCH(1,(Profiles[Month]=Supply[[#This Row],[Month]])*(Profiles[Hour Ending]=Supply[[#This Row],[Hour Ending]]),0),MATCH(Supply[[#This Row],[Unit Category]],Profiles[#Headers],0))","v":201.70609399999998}]
[8,"Biogas",22,{"$f":"INDEX(NQC[NQC MW],MATCH(1,(NQC[Month]=Supply[[#This Row],[Month]])*(NQC[Unit Category]=Supply[[#This Row],[Unit Category]]),0))*INDEX(Profiles[],MATCH(1,(Profiles[Month]=Supply[[#This Row],[Month]])*(Profiles[Hour Ending]=Supply[[#This Row],[Hour Ending]]),0),MATCH(Supply[[#This Row],[Unit Category]],Profiles[#Headers],0))","v":201.70609399999998}]
[8,"Biogas",23,{"$f":"INDEX(NQC[NQC MW],MATCH(1,(NQC[Month]=Supply[[#This Row],[Month]])*(NQC[Unit Category]=Supply[[#This Row],[Unit Category]]),0))*INDEX(Profiles[],MATCH(1,(Profiles[Month]=Supply[[#This Row],[Month]])*(Profiles[Hour Ending]=Supply[[#This Row],[Hour Ending]]),0),MATCH(Supply[[#This Row],[Unit Category]],Profiles[#Headers],0))","v":201.70609399999998}]
[8,"Biogas",24,{"$f":"INDEX(NQC[NQC MW],MATCH(1,(NQC[Month]=Supply[[#This Row],[Month]])*(NQC[Unit Category]=Supply[[#This Row],[Unit Category]]),0))*INDEX(Profiles[],MATCH(1,(Profiles[Month]=Supply[[#This Row],[Month]])*(Profiles[Hour Ending]=Supply[[#This Row],[Hour Ending]]),0),MATCH(Supply[[#This Row],[Unit Category]],Profiles[#Headers],0))","v":201.70609399999998}]
[8,"Biomass/Wood",1,{"$f":"INDEX(NQC[NQC MW],MATCH(1,(NQC[Month]=Supply[[#This Row],[Month]])*(NQC[Unit Category]=Supply[[#This Row],[Unit Category]]),0))*INDEX(Profiles[],MATCH(1,(Profiles[Month]=Supply[[#This Row],[Month]])*(Profiles[Hour Ending]=Supply[[#This Row],[Hour Ending]]),0),MATCH(Supply[[#This Row],[Unit Category]],Profiles[#Headers],0))","v":409.84238000000011}]
[8,"Biomass/Wood",2,{"$f":"INDEX(NQC[NQC MW],MATCH(1,(NQC[Month]=Supply[[#This Row],[Month]])*(NQC[Unit Category]=Supply[[#This Row],[Unit Category]]),0))*INDEX(Profiles[],MATCH(1,(Profiles[Month]=Supply[[#This Row],[Month]])*(Profiles[Hour Ending]=Supply[[#This Row],[Hour Ending]]),0),MATCH(Supply[[#This Row],[Unit Category]],Profiles[#Headers],0))","v":409.84238000000011}]
[8,"Biomass/Wood",3,{"$f":"INDEX(NQC[NQC MW],MATCH(1,(NQC[Month]=Supply[[#This Row],[Month]])*(NQC[Unit Category]=Supply[[#This Row],[Unit Category]]),0))*INDEX(Profiles[],MATCH(1,(Profiles[Month]=Supply[[#This Row],[Month]])*(Profiles[Hour Ending]=Supply[[#This Row],[Hour Ending]]),0),MATCH(Supply[[#This Row],[Unit Category]],Profiles[#Headers],0))","v":409.84238000000011}]
[8,"Biomass/Wood",4,{"$f":"INDEX(NQC[NQC MW],MATCH(1,(NQC[Month]=Supply[[#This Row],[Month]])*(NQC[Unit Category]=Supply[[#This Row],[Unit Category]]),0))*INDEX(Profiles[],MATCH(1,(Profiles[Month]=Supply[[#This Row],[Month]])*(Profiles[Hour Ending]=Supply[[#This Row],[Hour Ending]]),0),MATCH(Supply[[#This Row],[Unit Category]],Profiles[#Headers],0))","v":409.84238000000011}]
[8,"Biomass/Wood",5,{"$f":"INDEX(NQC[NQC MW],MATCH(1,(NQC[Month]=Supply[[#This Row],[Month]])*(NQC[Unit Category]=Supply[[#This Row],[Unit Category]]),0))*INDEX(Profiles[],MATCH(1,(Profiles[Month]=Supply[[#This Row],[Month]])*(Profiles[Hour Ending]=Supply[[#This Row],[Hour Ending]]),0),MATCH(Supply[[#This Row],[Unit Category]],Profiles[#Headers],0))","v":409.84238000000011}]
[8,"Biomass/Wood",6,{"$f":"INDEX(NQC[NQC MW],MATCH(1,(NQC[Month]=Supply[[#This Row],[Month]])*(NQC[Unit Category]=Supply[[#This Row],[Unit Category]]),0))*INDEX(Profiles[],MATCH(1,(Profiles[Month]=Supply[[#This Row],[Month]])*(Profiles[Hour Ending]=Supply[[#This Row],[Hour Ending]]),0),MATCH(Supply[[#This Row],[Unit Category]],Profiles[#Headers],0))","v":409.84238000000011}]
[8,"Biomass/Wood",7,{"$f":"INDEX(NQC[NQC MW],MATCH(1,(NQC[Month]=Supply[[#This Row],[Month]])*(NQC[Unit Category]=Supply[[#This Row],[Unit Category]]),0))*INDEX(Profiles[],MATCH(1,(Profiles[Month]=Supply[[#This Row],[Month]])*(Profiles[Hour Ending]=Supply[[#This Row],[Hour Ending]]),0),MATCH(Supply[[#This Row],[Unit Category]],Profiles[#Headers],0))","v":409.84238000000011}]
[8,"Biomass/Wood",8,{"$f":"INDEX(NQC[NQC MW],MATCH(1,(NQC[Month]=Supply[[#This Row],[Month]])*(NQC[Unit Category]=Supply[[#This Row],[Unit Category]]),0))*INDEX(Profiles[],MATCH(1,(Profiles[Month]=Supply[[#This Row],[Month]])*(Profiles[Hour Ending]=Supply[[#This Row],[Hour Ending]]),0),MATCH(Supply[[#This Row],[Unit Category]],Profiles[#Headers],0))","v":409.84238000000011}]
[8,"Biomass/Wood",9,{"$f":"INDEX(NQC[NQC MW],MATCH(1,(NQC[Month]=Supply[[#This Row],[Month]])*(NQC[Unit Category]=Supply[[#This Row],[Unit Category]]),0))*INDEX(Profiles[],MATCH(1,(Profiles[Month]=Supply[[#This Row],[Month]])*(Profiles[Hour Ending]=Supply[[#This Row],[Hour Ending]]),0),MATCH(Supply[[#This Row],[Unit Category]],Profiles[#Headers],0))","v":409.84238000000011}]
[8,"Biomass/Wood",10,{"$f":"INDEX(NQC[NQC MW],MATCH(1,(NQC[Month]=Supply[[#This Row],[Month]])*(NQC[Unit Category]=Supply[[#This Row],[Unit Category]]),0))*INDEX(Profiles[],MATCH(1,(Profiles[Month]=Supply[[#This Row],[Month]])*(Profiles[Hour Ending]=Supply[[#This Row],[Hour Ending]]),0),MATCH(Supply[[#This Row],[Unit Category]],Profiles[#Headers],0))","v":409.84238000000011}]
[8,"Biomass/Wood",11,{"$f":"INDEX(NQC[NQC MW],MATCH(1,(NQC[Month]=Supply[[#This Row],[Month]])*(NQC[Unit Category]=Supply[[#This Row],[Unit Category]]),0))*INDEX(Profiles[],MATCH(1,(Profiles[Month]=Supply[[#This Row],[Month]])*(Profiles[Hour Ending]=Supply[[#This Row],[Hour Ending]]),0),MATCH(Supply[[#This Row],[Unit Category]],Profiles[#Headers],0))","v":409.84238000000011}]
[8,"Biomass/Wood",12,{"$f":"INDEX(NQC[NQC MW],MATCH(1,(NQC[Month]=Supply[[#This Row],[Month]])*(NQC[Unit Category]=Supply[[#This Row],[Unit Category]]),0))*INDEX(Profiles[],MATCH(1,(Profiles[Month]=Supply[[#This Row],[Month]])*(Profiles[Hour Ending]=Supply[[#This Row],[Hour Ending]]),0),MATCH(Supply[[#This Row],[Unit Category]],Profiles[#Headers],0))","v":409.84238000000011}]
[8,"Biomass/Wood",13,{"$f":"INDEX(NQC[NQC MW],MATCH(1,(NQC[Month]=Supply[[#This Row],[Month]])*(NQC[Unit Category]=Supply[[#This Row],[Unit Category]]),0))*INDEX(Profiles[],MATCH(1,(Profiles[Month]=Supply[[#This Row],[Month]])*(Profiles[Hour Ending]=Supply[[#This Row],[Hour Ending]]),0),MATCH(Supply[[#This Row],[Unit Category]],Profiles[#Headers],0))","v":409.84238000000011}]
[8,"Biomass/Wood",14,{"$f":"INDEX(NQC[NQC MW],MATCH(1,(NQC[Month]=Supply[[#This Row],[Month]])*(NQC[Unit Category]=Supply[[#This Row],[Unit Category]]),0))*INDEX(Profiles[],MATCH(1,(Profiles[Month]=Supply[[#This Row],[Month]])*(Profiles[Hour Ending]=Supply[[#This Row],[Hour Ending]]),0),MATCH(Supply[[#This Row],[Unit Category]],Profiles[#Headers],0))","v":409.84238000000011}]
[8,"Biomass/Wood",15,{"$f":"INDEX(NQC[NQC MW],MATCH(1,(NQC[Month]=Supply[[#This Row],[Month]])*(NQC[Unit Category]=Supply[[#This Row],[Unit Category]]),0))*INDEX(Profiles[],MATCH(1,(Profiles[Month]=Supply[[#This Row],[Month]])*(Profiles[Hour Ending]=Supply[[#This Row],[Hour Ending]]),0),MATCH(Supply[[#This Row],[Unit Category]],Profiles[#Headers],0))","v":409.84238000000011}]
[8,"Biomass/Wood",16,{"$f":"INDEX(NQC[NQC MW],MATCH(1,(NQC[Month]=Supply[[#This Row],[Month]])*(NQC[Unit Category]=Supply[[#This Row],[Unit Category]]),0))*INDEX(Profiles[],MATCH(1,(Profiles[Month]=Supply[[#This Row],[Month]])*(Profiles[Hour Ending]=Supply[[#This Row],[Hour Ending]]),0),MATCH(Supply[[#This Row],[Unit Category]],Profiles[#Headers],0))","v":409.84238000000011}]
[8,"Biomass/Wood",17,{"$f":"INDEX(NQC[NQC MW],MATCH(1,(NQC[Month]=Supply[[#This Row],[Month]])*(NQC[Unit Category]=Supply[[#This Row],[Unit Category]]),0))*INDEX(Profiles[],MATCH(1,(Profiles[Month]=Supply[[#This Row],[Month]])*(Profiles[Hour Ending]=Supply[[#This Row],[Hour Ending]]),0),MATCH(Supply[[#This Row],[Unit Category]],Profiles[#Headers],0))","v":409.84238000000011}]
[8,"Biomass/Wood",18,{"$f":"INDEX(NQC[NQC MW],MATCH(1,(NQC[Month]=Supply[[#This Row],[Month]])*(NQC[Unit Category]=Supply[[#This Row],[Unit Category]]),0))*INDEX(Profiles[],MATCH(1,(Profiles[Month]=Supply[[#This Row],[Month]])*(Profiles[Hour Ending]=Supply[[#This Row],[Hour Ending]]),0),MATCH(Supply[[#This Row],[Unit Category]],Profiles[#Headers],0))","v":409.84238000000011}]
[8,"Biomass/Wood",19,{"$f":"INDEX(NQC[NQC MW],MATCH(1,(NQC[Month]=Supply[[#This Row],[Month]])*(NQC[Unit Category]=Supply[[#This Row],[Unit Category]]),0))*INDEX(Profiles[],MATCH(1,(Profiles[Month]=Supply[[#This Row],[Month]])*(Profiles[Hour Ending]=Supply[[#This Row],[Hour Ending]]),0),MATCH(Supply[[#This Row],[Unit Category]],Profiles[#Headers],0))","v":409.84238000000011}]
[8,"Biomass/Wood",20,{"$f":"INDEX(NQC[NQC MW],MATCH(1,(NQC[Month]=Supply[[#This Row],[Month]])*(NQC[Unit Category]=Supply[[#This Row],[Unit Category]]),0))*INDEX(Profiles[],MATCH(1,(Profiles[Month]=Supply[[#This Row],[Month]])*(Profiles[Hour Ending]=Supply[[#This Row],[Hour Ending]]),0),MATCH(Supply[[#This Row],[Unit Category]],Profiles[#Headers],0))","v":409.84238000000011}]
[8,"Biomass/Wood",21,{"$f":"INDEX(NQC[NQC MW],MATCH(1,(NQC[Month]=Supply[[#This Row],[Month]])*(NQC[Unit Category]=Supply[[#This Row],[Unit Category]]),0))*INDEX(Profiles[],MATCH(1,(Profiles[Month]=Supply[[#This Row],[Month]])*(Profiles[Hour Ending]=Supply[[#This Row],[Hour Ending]]),0),MATCH(Supply[[#This Row],[Unit Category]],Profiles[#Headers],0))","v":409.84238000000011}]
[8,"Biomass/Wood",22,{"$f":"INDEX(NQC[NQC MW],MATCH(1,(NQC[Month]=Supply[[#This Row],[Month]])*(NQC[Unit Category]=Supply[[#This Row],[Unit Category]]),0))*INDEX(Profiles[],MATCH(1,(Profiles[Month]=Supply[[#This Row],[Month]])*(Profiles[Hour Ending]=Supply[[#This Row],[Hour Ending]]),0),MATCH(Supply[[#This Row],[Unit Category]],Profiles[#Headers],0))","v":409.84238000000011}]
[8,"Biomass/Wood",23,{"$f":"INDEX(NQC[NQC MW],MATCH(1,(NQC[Month]=Supply[[#This Row],[Month]])*(NQC[Unit Category]=Supply[[#This Row],[Unit Category]]),0))*INDEX(Profiles[],MATCH(1,(Profiles[Month]=Supply[[#This Row],[Month]])*(Profiles[Hour Ending]=Supply[[#This Row],[Hour Ending]]),0),MATCH(Supply[[#This Row],[Unit Category]],Profiles[#Headers],0))","v":409.84238000000011}]
[8,"Biomass/Wood",24,{"$f":"INDEX(NQC[NQC MW],MATCH(1,(NQC[Month]=Supply[[#This Row],[Month]])*(NQC[Unit Category]=Supply[[#This Row],[Unit Category]]),0))*INDEX(Profiles[],MATCH(1,(Profiles[Month]=Supply[[#This Row],[Month]])*(Profiles[Hour Ending]=Supply[[#This Row],[Hour Ending]]),0),MATCH(Supply[[#This Row],[Unit Category]],Profiles[#Headers],0))","v":409.84238000000011}]
[8,"CC",1,{"$f":"INDEX(NQC[NQC MW],MATCH(1,(NQC[Month]=Supply[[#This Row],[Month]])*(NQC[Unit Category]=Supply[[#This Row],[Unit Category]]),0))*INDEX(Profiles[],MATCH(1,(Profiles[Month]=Supply[[#This Row],[Month]])*(Profiles[Hour Ending]=Supply[[#This Row],[Hour Ending]]),0),MATCH(Supply[[#This Row],[Unit Category]],Profiles[#Headers],0))","v":17112.850000000002}]
[8,"CC",2,{"$f":"INDEX(NQC[NQC MW],MATCH(1,(NQC[Month]=Supply[[#This Row],[Month]])*(NQC[Unit Category]=Supply[[#This Row],[Unit Category]]),0))*INDEX(Profiles[],MATCH(1,(Profiles[Month]=Supply[[#This Row],[Month]])*(Profiles[Hour Ending]=Supply[[#This Row],[Hour Ending]]),0),MATCH(Supply[[#This Row],[Unit Category]],Profiles[#Headers],0))","v":17112.850000000002}]
[8,"CC",3,{"$f":"INDEX(NQC[NQC MW],MATCH(1,(NQC[Month]=Supply[[#This Row],[Month]])*(NQC[Unit Category]=Supply[[#This Row],[Unit Category]]),0))*INDEX(Profiles[],MATCH(1,(Profiles[Month]=Supply[[#This Row],[Month]])*(Profiles[Hour Ending]=Supply[[#This Row],[Hour Ending]]),0),MATCH(Supply[[#This Row],[Unit Category]],Profiles[#Headers],0))","v":17112.850000000002}]
[8,"CC",4,{"$f":"INDEX(NQC[NQC MW],MATCH(1,(NQC[Month]=Supply[[#This Row],[Month]])*(NQC[Unit Category]=Supply[[#This Row],[Unit Category]]),0))*INDEX(Profiles[],MATCH(1,(Profiles[Month]=Supply[[#This Row],[Month]])*(Profiles[Hour Ending]=Supply[[#This Row],[Hour Ending]]),0),MATCH(Supply[[#This Row],[Unit Category]],Profiles[#Headers],0))","v":17112.850000000002}]
[8,"CC",5,{"$f":"INDEX(NQC[NQC MW],MATCH(1,(NQC[Month]=Supply[[#This Row],[Month]])*(NQC[Unit Category]=Supply[[#This Row],[Unit Category]]),0))*INDEX(Profiles[],MATCH(1,(Profiles[Month]=Supply[[#This Row],[Month]])*(Profiles[Hour Ending]=Supply[[#This Row],[Hour Ending]]),0),MATCH(Supply[[#This Row],[Unit Category]],Profiles[#Headers],0))","v":17112.850000000002}]
[8,"CC",6,{"$f":"INDEX(NQC[NQC MW],MATCH(1,(NQC[Month]=Supply[[#This Row],[Month]])*(NQC[Unit Category]=Supply[[#This Row],[Unit Category]]),0))*INDEX(Profiles[],MATCH(1,(Profiles[Month]=Supply[[#This Row],[Month]])*(Profiles[Hour Ending]=Supply[[#This Row],[Hour Ending]]),0),MATCH(Supply[[#This Row],[Unit Category]],Profiles[#Headers],0))","v":17112.850000000002}]
[8,"CC",7,{"$f":"INDEX(NQC[NQC MW],MATCH(1,(NQC[Month]=Supply[[#This Row],[Month]])*(NQC[Unit Category]=Supply[[#This Row],[Unit Category]]),0))*INDEX(Profiles[],MATCH(1,(Profiles[Month]=Supply[[#This Row],[Month]])*(Profiles[Hour Ending]=Supply[[#This Row],[Hour Ending]]),0),MATCH(Supply[[#This Row],[Unit Category]],Profiles[#Headers],0))","v":17112.850000000002}]
[8,"CC",8,{"$f":"INDEX(NQC[NQC MW],MATCH(1,(NQC[Month]=Supply[[#This Row],[Month]])*(NQC[Unit Category]=Supply[[#This Row],[Unit Category]]),0))*INDEX(Profiles[],MATCH(1,(Profiles[Month]=Supply[[#This Row],[Month]])*(Profiles[Hour Ending]=Supply[[#This Row],[Hour Ending]]),0),MATCH(Supply[[#This Row],[Unit Category]],Profiles[#Headers],0))","v":17112.850000000002}]
[8,"CC",9,{"$f":"INDEX(NQC[NQC MW],MATCH(1,(NQC[Month]=Supply[[#This Row],[Month]])*(NQC[Unit Category]=Supply[[#This Row],[Unit Category]]),0))*INDEX(Profiles[],MATCH(1,(Profiles[Month]=Supply[[#This Row],[Month]])*(Profiles[Hour Ending]=Supply[[#This Row],[Hour Ending]]),0),MATCH(Supply[[#This Row],[Unit Category]],Profiles[#Headers],0))","v":17112.850000000002}]
[8,"CC",10,{"$f":"INDEX(NQC[NQC MW],MATCH(1,(NQC[Month]=Supply[[#This Row],[Month]])*(NQC[Unit Category]=Supply[[#This Row],[Unit Category]]),0))*INDEX(Profiles[],MATCH(1,(Profiles[Month]=Supply[[#This Row],[Month]])*(Profiles[Hour Ending]=Supply[[#This Row],[Hour Ending]]),0),MATCH(Supply[[#This Row],[Unit Category]],Profiles[#Headers],0))","v":17112.850000000002}]
[8,"CC",11,{"$f":"INDEX(NQC[NQC MW],MATCH(1,(NQC[Month]=Supply[[#This Row],[Month]])*(NQC[Unit Category]=Supply[[#This Row],[Unit Category]]),0))*INDEX(Profiles[],MATCH(1,(Profiles[Month]=Supply[[#This Row],[Month]])*(Profiles[Hour Ending]=Supply[[#This Row],[Hour Ending]]),0),MATCH(Supply[[#This Row],[Unit Category]],Profiles[#Headers],0))","v":17112.850000000002}]
[8,"CC",12,{"$f":"INDEX(NQC[NQC MW],MATCH(1,(NQC[Month]=Supply[[#This Row],[Month]])*(NQC[Unit Category]=Supply[[#This Row],[Unit Category]]),0))*INDEX(Profiles[],MATCH(1,(Profiles[Month]=Supply[[#This Row],[Month]])*(Profiles[Hour Ending]=Supply[[#This Row],[Hour Ending]]),0),MATCH(Supply[[#This Row],[Unit Category]],Profiles[#Headers],0))","v":17112.850000000002}]
[8,"CC",13,{"$f":"INDEX(NQC[NQC MW],MATCH(1,(NQC[Month]=Supply[[#This Row],[Month]])*(NQC[Unit Category]=Supply[[#This Row],[Unit Category]]),0))*INDEX(Profiles[],MATCH(1,(Profiles[Month]=Supply[[#This Row],[Month]])*(Profiles[Hour Ending]=Supply[[#This Row],[Hour Ending]]),0),MATCH(Supply[[#This Row],[Unit Category]],Profiles[#Headers],0))","v":17112.850000000002}]
[8,"CC",14,{"$f":"INDEX(NQC[NQC MW],MATCH(1,(NQC[Month]=Supply[[#This Row],[Month]])*(NQC[Unit Category]=Supply[[#This Row],[Unit Category]]),0))*INDEX(Profiles[],MATCH(1,(Profiles[Month]=Supply[[#This Row],[Month]])*(Profiles[Hour Ending]=Supply[[#This Row],[Hour Ending]]),0),MATCH(Supply[[#This Row],[Unit Category]],Profiles[#Headers],0))","v":17112.850000000002}]
[8,"CC",15,{"$f":"INDEX(NQC[NQC MW],MATCH(1,(NQC[Month]=Supply[[#This Row],[Month]])*(NQC[Unit Category]=Supply[[#This Row],[Unit Category]]),0))*INDEX(Profiles[],MATCH(1,(Profiles[Month]=Supply[[#This Row],[Month]])*(Profiles[Hour Ending]=Supply[[#This Row],[Hour Ending]]),0),MATCH(Supply[[#This Row],[Unit Category]],Profiles[#Headers],0))","v":17112.850000000002}]
[8,"CC",16,{"$f":"INDEX(NQC[NQC MW],MATCH(1,(NQC[Month]=Supply[[#This Row],[Month]])*(NQC[Unit Category]=Supply[[#This Row],[Unit Category]]),0))*INDEX(Profiles[],MATCH(1,(Profiles[Month]=Supply[[#This Row],[Month]])*(Profiles[Hour Ending]=Supply[[#This Row],[Hour Ending]]),0),MATCH(Supply[[#This Row],[Unit Category]],Profiles[#Headers],0))","v":17112.850000000002}]
[8,"CC",17,{"$f":"INDEX(NQC[NQC MW],MATCH(1,(NQC[Month]=Supply[[#This Row],[Month]])*(NQC[Unit Category]=Supply[[#This Row],[Unit Category]]),0))*INDEX(Profiles[],MATCH(1,(Profiles[Month]=Supply[[#This Row],[Month]])*(Profiles[Hour Ending]=Supply[[#This Row],[Hour Ending]]),0),MATCH(Supply[[#This Row],[Unit Category]],Profiles[#Headers],0))","v":17112.850000000002}]
[8,"CC",18,{"$f":"INDEX(NQC[NQC MW],MATCH(1,(NQC[Month]=Supply[[#This Row],[Month]])*(NQC[Unit Category]=Supply[[#This Row],[Unit Category]]),0))*INDEX(Profiles[],MATCH(1,(Profiles[Month]=Supply[[#This Row],[Month]])*(Profiles[Hour Ending]=Supply[[#This Row],[Hour Ending]]),0),MATCH(Supply[[#This Row],[Unit Category]],Profiles[#Headers],0))","v":17112.850000000002}]
[8,"CC",19,{"$f":"INDEX(NQC[NQC MW],MATCH(1,(NQC[Month]=Supply[[#This Row],[Month]])*(NQC[Unit Category]=Supply[[#This Row],[Unit Category]]),0))*INDEX(Profiles[],MATCH(1,(Profiles[Month]=Supply[[#This Row],[Month]])*(Profiles[Hour Ending]=Supply[[#This Row],[Hour Ending]]),0),MATCH(Supply[[#This Row],[Unit Category]],Profiles[#Headers],0))","v":17112.850000000002}]
[8,"CC",20,{"$f":"INDEX(NQC[NQC MW],MATCH(1,(NQC[Month]=Supply[[#This Row],[Month]])*(NQC[Unit Category]=Supply[[#This Row],[Unit Category]]),0))*INDEX(Profiles[],MATCH(1,(Profiles[Month]=Supply[[#This Row],[Month]])*(Profiles[Hour Ending]=Supply[[#This Row],[Hour Ending]]),0),MATCH(Supply[[#This Row],[Unit Category]],Profiles[#Headers],0))","v":17112.850000000002}]
[8,"CC",21,{"$f":"INDEX(NQC[NQC MW],MATCH(1,(NQC[Month]=Supply[[#This Row],[Month]])*(NQC[Unit Category]=Supply[[#This Row],[Unit Category]]),0))*INDEX(Profiles[],MATCH(1,(Profiles[Month]=Supply[[#This Row],[Month]])*(Profiles[Hour Ending]=Supply[[#This Row],[Hour Ending]]),0),MATCH(Supply[[#This Row],[Unit Category]],Profiles[#Headers],0))","v":17112.850000000002}]
[8,"CC",22,{"$f":"INDEX(NQC[NQC MW],MATCH(1,(NQC[Month]=Supply[[#This Row],[Month]])*(NQC[Unit Category]=Supply[[#This Row],[Unit Category]]),0))*INDEX(Profiles[],MATCH(1,(Profiles[Month]=Supply[[#This Row],[Month]])*(Profiles[Hour Ending]=Supply[[#This Row],[Hour Ending]]),0),MATCH(Supply[[#This Row],[Unit Category]],Profiles[#Headers],0))","v":17112.850000000002}]
[8,"CC",23,{"$f":"INDEX(NQC[NQC MW],MATCH(1,(NQC[Month]=Supply[[#This Row],[Month]])*(NQC[Unit Category]=Supply[[#This Row],[Unit Category]]),0))*INDEX(Profiles[],MATCH(1,(Profiles[Month]=Supply[[#This Row],[Month]])*(Profiles[Hour Ending]=Supply[[#This Row],[Hour Ending]]),0),MATCH(Supply[[#This Row],[Unit Category]],Profiles[#Headers],0))","v":17112.850000000002}]
[8,"CC",24,{"$f":"INDEX(NQC[NQC MW],MATCH(1,(NQC[Month]=Supply[[#This Row],[Month]])*(NQC[Unit Category]=Supply[[#This Row],[Unit Category]]),0))*INDEX(Profiles[],MATCH(1,(Profiles[Month]=Supply[[#This Row],[Month]])*(Profiles[Hour Ending]=Supply[[#This Row],[Hour Ending]]),0),MATCH(Supply[[#This Row],[Unit Category]],Profiles[#Headers],0))","v":17112.850000000002}]
[8,"Coal",1,{"$f":"INDEX(NQC[NQC MW],MATCH(1,(NQC[Month]=Supply[[#This Row],[Month]])*(NQC[Unit Category]=Supply[[#This Row],[Unit Category]]),0))*INDEX(Profiles[],MATCH(1,(Profiles[Month]=Supply[[#This Row],[Month]])*(Profiles[Hour Ending]=Supply[[#This Row],[Hour Ending]]),0),MATCH(Supply[[#This Row],[Unit Category]],Profiles[#Headers],0))","v":0}]
[8,"Coal",2,{"$f":"INDEX(NQC[NQC MW],MATCH(1,(NQC[Month]=Supply[[#This Row],[Month]])*(NQC[Unit Category]=Supply[[#This Row],[Unit Category]]),0))*INDEX(Profiles[],MATCH(1,(Profiles[Month]=Supply[[#This Row],[Month]])*(Profiles[Hour Ending]=Supply[[#This Row],[Hour Ending]]),0),MATCH(Supply[[#This Row],[Unit Category]],Profiles[#Headers],0))","v":0}]
[8,"Coal",3,{"$f":"INDEX(NQC[NQC MW],MATCH(1,(NQC[Month]=Supply[[#This Row],[Month]])*(NQC[Unit Category]=Supply[[#This Row],[Unit Category]]),0))*INDEX(Profiles[],MATCH(1,(Profiles[Month]=Supply[[#This Row],[Month]])*(Profiles[Hour Ending]=Supply[[#This Row],[Hour Ending]]),0),MATCH(Supply[[#This Row],[Unit Category]],Profiles[#Headers],0))","v":0}]
[8,"Coal",4,{"$f":"INDEX(NQC[NQC MW],MATCH(1,(NQC[Month]=Supply[[#This Row],[Month]])*(NQC[Unit Category]=Supply[[#This Row],[Unit Category]]),0))*INDEX(Profiles[],MATCH(1,(Profiles[Month]=Supply[[#This Row],[Month]])*(Profiles[Hour Ending]=Supply[[#This Row],[Hour Ending]]),0),MATCH(Supply[[#This Row],[Unit Category]],Profiles[#Headers],0))","v":0}]
[8,"Coal",5,{"$f":"INDEX(NQC[NQC MW],MATCH(1,(NQC[Month]=Supply[[#This Row],[Month]])*(NQC[Unit Category]=Supply[[#This Row],[Unit Category]]),0))*INDEX(Profiles[],MATCH(1,(Profiles[Month]=Supply[[#This Row],[Month]])*(Profiles[Hour Ending]=Supply[[#This Row],[Hour Ending]]),0),MATCH(Supply[[#This Row],[Unit Category]],Profiles[#Headers],0))","v":0}]
[8,"Coal",6,{"$f":"INDEX(NQC[NQC MW],MATCH(1,(NQC[Month]=Supply[[#This Row],[Month]])*(NQC[Unit Category]=Supply[[#This Row],[Unit Category]]),0))*INDEX(Profiles[],MATCH(1,(Profiles[Month]=Supply[[#This Row],[Month]])*(Profiles[Hour Ending]=Supply[[#This Row],[Hour Ending]]),0),MATCH(Supply[[#This Row],[Unit Category]],Profiles[#Headers],0))","v":0}]
[8,"Coal",7,{"$f":"INDEX(NQC[NQC MW],MATCH(1,(NQC[Month]=Supply[[#This Row],[Month]])*(NQC[Unit Category]=Supply[[#This Row],[Unit Category]]),0))*INDEX(Profiles[],MATCH(1,(Profiles[Month]=Supply[[#This Row],[Month]])*(Profiles[Hour Ending]=Supply[[#This Row],[Hour Ending]]),0),MATCH(Supply[[#This Row],[Unit Category]],Profiles[#Headers],0))","v":0}]
[8,"Coal",8,{"$f":"INDEX(NQC[NQC MW],MATCH(1,(NQC[Month]=Supply[[#This Row],[Month]])*(NQC[Unit Category]=Supply[[#This Row],[Unit Category]]),0))*INDEX(Profiles[],MATCH(1,(Profiles[Month]=Supply[[#This Row],[Month]])*(Profiles[Hour Ending]=Supply[[#This Row],[Hour Ending]]),0),MATCH(Supply[[#This Row],[Unit Category]],Profiles[#Headers],0))","v":0}]
[8,"Coal",9,{"$f":"INDEX(NQC[NQC MW],MATCH(1,(NQC[Month]=Supply[[#This Row],[Month]])*(NQC[Unit Category]=Supply[[#This Row],[Unit Category]]),0))*INDEX(Profiles[],MATCH(1,(Profiles[Month]=Supply[[#This Row],[Month]])*(Profiles[Hour Ending]=Supply[[#This Row],[Hour Ending]]),0),MATCH(Supply[[#This Row],[Unit Category]],Profiles[#Headers],0))","v":0}]
[8,"Coal",10,{"$f":"INDEX(NQC[NQC MW],MATCH(1,(NQC[Month]=Supply[[#This Row],[Month]])*(NQC[Unit Category]=Supply[[#This Row],[Unit Category]]),0))*INDEX(Profiles[],MATCH(1,(Profiles[Month]=Supply[[#This Row],[Month]])*(Profiles[Hour Ending]=Supply[[#This Row],[Hour Ending]]),0),MATCH(Supply[[#This Row],[Unit Category]],Profiles[#Headers],0))","v":0}]
[8,"Coal",11,{"$f":"INDEX(NQC[NQC MW],MATCH(1,(NQC[Month]=Supply[[#This Row],[Month]])*(NQC[Unit Category]=Supply[[#This Row],[Unit Category]]),0))*INDEX(Profiles[],MATCH(1,(Profiles[Month]=Supply[[#This Row],[Month]])*(Profiles[Hour Ending]=Supply[[#This Row],[Hour Ending]]),0),MATCH(Supply[[#This Row],[Unit Category]],Profiles[#Headers],0))","v":0}]
[8,"Coal",12,{"$f":"INDEX(NQC[NQC MW],MATCH(1,(NQC[Month]=Supply[[#This Row],[Month]])*(NQC[Unit Category]=Supply[[#This Row],[Unit Category]]),0))*INDEX(Profiles[],MATCH(1,(Profiles[Month]=Supply[[#This Row],[Month]])*(Profiles[Hour Ending]=Supply[[#This Row],[Hour Ending]]),0),MATCH(Supply[[#This Row],[Unit Category]],Profiles[#Headers],0))","v":0}]
[8,"Coal",13,{"$f":"INDEX(NQC[NQC MW],MATCH(1,(NQC[Month]=Supply[[#This Row],[Month]])*(NQC[Unit Category]=Supply[[#This Row],[Unit Category]]),0))*INDEX(Profiles[],MATCH(1,(Profiles[Month]=Supply[[#This Row],[Month]])*(Profiles[Hour Ending]=Supply[[#This Row],[Hour Ending]]),0),MATCH(Supply[[#This Row],[Unit Category]],Profiles[#Headers],0))","v":0}]
[8,"Coal",14,{"$f":"INDEX(NQC[NQC MW],MATCH(1,(NQC[Month]=Supply[[#This Row],[Month]])*(NQC[Unit Category]=Supply[[#This Row],[Unit Category]]),0))*INDEX(Profiles[],MATCH(1,(Profiles[Month]=Supply[[#This Row],[Month]])*(Profiles[Hour Ending]=Supply[[#This Row],[Hour Ending]]),0),MATCH(Supply[[#This Row],[Unit Category]],Profiles[#Headers],0))","v":0}]
[8,"Coal",15,{"$f":"INDEX(NQC[NQC MW],MATCH(1,(NQC[Month]=Supply[[#This Row],[Month]])*(NQC[Unit Category]=Supply[[#This Row],[Unit Category]]),0))*INDEX(Profiles[],MATCH(1,(Profiles[Month]=Supply[[#This Row],[Month]])*(Profiles[Hour Ending]=Supply[[#This Row],[Hour Ending]]),0),MATCH(Supply[[#This Row],[Unit Category]],Profiles[#Headers],0))","v":0}]
[8,"Coal",16,{"$f":"INDEX(NQC[NQC MW],MATCH(1,(NQC[Month]=Supply[[#This Row],[Month]])*(NQC[Unit Category]=Supply[[#This Row],[Unit Category]]),0))*INDEX(Profiles[],MATCH(1,(Profiles[Month]=Supply[[#This Row],[Month]])*(Profiles[Hour Ending]=Supply[[#This Row],[Hour Ending]]),0),MATCH(Supply[[#This Row],[Unit Category]],Profiles[#Headers],0))","v":0}]
[8,"Coal",17,{"$f":"INDEX(NQC[NQC MW],MATCH(1,(NQC[Month]=Supply[[#This Row],[Month]])*(NQC[Unit Category]=Supply[[#This Row],[Unit Category]]),0))*INDEX(Profiles[],MATCH(1,(Profiles[Month]=Supply[[#This Row],[Month]])*(Profiles[Hour Ending]=Supply[[#This Row],[Hour Ending]]),0),MATCH(Supply[[#This Row],[Unit Category]],Profiles[#Headers],0))","v":0}]
[8,"Coal",18,{"$f":"INDEX(NQC[NQC MW],MATCH(1,(NQC[Month]=Supply[[#This Row],[Month]])*(NQC[Unit Category]=Supply[[#This Row],[Unit Category]]),0))*INDEX(Profiles[],MATCH(1,(Profiles[Month]=Supply[[#This Row],[Month]])*(Profiles[Hour Ending]=Supply[[#This Row],[Hour Ending]]),0),MATCH(Supply[[#This Row],[Unit Category]],Profiles[#Headers],0))","v":0}]
[8,"Coal",19,{"$f":"INDEX(NQC[NQC MW],MATCH(1,(NQC[Month]=Supply[[#This Row],[Month]])*(NQC[Unit Category]=Supply[[#This Row],[Unit Category]]),0))*INDEX(Profiles[],MATCH(1,(Profiles[Month]=Supply[[#This Row],[Month]])*(Profiles[Hour Ending]=Supply[[#This Row],[Hour Ending]]),0),MATCH(Supply[[#This Row],[Unit Category]],Profiles[#Headers],0))","v":0}]
[8,"Coal",20,{"$f":"INDEX(NQC[NQC MW],MATCH(1,(NQC[Month]=Supply[[#This Row],[Month]])*(NQC[Unit Category]=Supply[[#This Row],[Unit Category]]),0))*INDEX(Profiles[],MATCH(1,(Profiles[Month]=Supply[[#This Row],[Month]])*(Profiles[Hour Ending]=Supply[[#This Row],[Hour Ending]]),0),MATCH(Supply[[#This Row],[Unit Category]],Profiles[#Headers],0))","v":0}]
[8,"Coal",21,{"$f":"INDEX(NQC[NQC MW],MATCH(1,(NQC[Month]=Supply[[#This Row],[Month]])*(NQC[Unit Category]=Supply[[#This Row],[Unit Category]]),0))*INDEX(Profiles[],MATCH(1,(Profiles[Month]=Supply[[#This Row],[Month]])*(Profiles[Hour Ending]=Supply[[#This Row],[Hour Ending]]),0),MATCH(Supply[[#This Row],[Unit Category]],Profiles[#Headers],0))","v":0}]
[8,"Coal",22,{"$f":"INDEX(NQC[NQC MW],MATCH(1,(NQC[Month]=Supply[[#This Row],[Month]])*(NQC[Unit Category]=Supply[[#This Row],[Unit Category]]),0))*INDEX(Profiles[],MATCH(1,(Profiles[Month]=Supply[[#This Row],[Month]])*(Profiles[Hour Ending]=Supply[[#This Row],[Hour Ending]]),0),MATCH(Supply[[#This Row],[Unit Category]],Profiles[#Headers],0))","v":0}]
[8,"Coal",23,{"$f":"INDEX(NQC[NQC MW],MATCH(1,(NQC[Month]=Supply[[#This Row],[Month]])*(NQC[Unit Category]=Supply[[#This Row],[Unit Category]]),0))*INDEX(Profiles[],MATCH(1,(Profiles[Month]=Supply[[#This Row],[Month]])*(Profiles[Hour Ending]=Supply[[#This Row],[Hour Ending]]),0),MATCH(Supply[[#This Row],[Unit Category]],Profiles[#Headers],0))","v":0}]
[8,"Coal",24,{"$f":"INDEX(NQC[NQC MW],MATCH(1,(NQC[Month]=Supply[[#This Row],[Month]])*(NQC[Unit Category]=Supply[[#This Row],[Unit Category]]),0))*INDEX(Profiles[],MATCH(1,(Profiles[Month]=Supply[[#This Row],[Month]])*(Profiles[Hour Ending]=Supply[[#This Row],[Hour Ending]]),0),MATCH(Supply[[#This Row],[Unit Category]],Profiles[#Headers],0))","v":0}]
[8,"Cogen",1,{"$f":"INDEX(NQC[NQC MW],MATCH(1,(NQC[Month]=Supply[[#This Row],[Month]])*(NQC[Unit Category]=Supply[[#This Row],[Unit Category]]),0))*INDEX(Profiles[],MATCH(1,(Profiles[Month]=Supply[[#This Row],[Month]])*(Profiles[Hour Ending]=Supply[[#This Row],[Hour Ending]]),0),MATCH(Supply[[#This Row],[Unit Category]],Profiles[#Headers],0))","v":1912.6789369999999}]
[8,"Cogen",2,{"$f":"INDEX(NQC[NQC MW],MATCH(1,(NQC[Month]=Supply[[#This Row],[Month]])*(NQC[Unit Category]=Supply[[#This Row],[Unit Category]]),0))*INDEX(Profiles[],MATCH(1,(Profiles[Month]=Supply[[#This Row],[Month]])*(Profiles[Hour Ending]=Supply[[#This Row],[Hour Ending]]),0),MATCH(Supply[[#This Row],[Unit Category]],Profiles[#Headers],0))","v":1912.6789369999999}]
[8,"Cogen",3,{"$f":"INDEX(NQC[NQC MW],MATCH(1,(NQC[Month]=Supply[[#This Row],[Month]])*(NQC[Unit Category]=Supply[[#This Row],[Unit Category]]),0))*INDEX(Profiles[],MATCH(1,(Profiles[Month]=Supply[[#This Row],[Month]])*(Profiles[Hour Ending]=Supply[[#This Row],[Hour Ending]]),0),MATCH(Supply[[#This Row],[Unit Category]],Profiles[#Headers],0))","v":1912.6789369999999}]
[8,"Cogen",4,{"$f":"INDEX(NQC[NQC MW],MATCH(1,(NQC[Month]=Supply[[#This Row],[Month]])*(NQC[Unit Category]=Supply[[#This Row],[Unit Category]]),0))*INDEX(Profiles[],MATCH(1,(Profiles[Month]=Supply[[#This Row],[Month]])*(Profiles[Hour Ending]=Supply[[#This Row],[Hour Ending]]),0),MATCH(Supply[[#This Row],[Unit Category]],Profiles[#Headers],0))","v":1912.6789369999999}]
[8,"Cogen",5,{"$f":"INDEX(NQC[NQC MW],MATCH(1,(NQC[Month]=Supply[[#This Row],[Month]])*(NQC[Unit Category]=Supply[[#This Row],[Unit Category]]),0))*INDEX(Profiles[],MATCH(1,(Profiles[Month]=Supply[[#This Row],[Month]])*(Profiles[Hour Ending]=Supply[[#This Row],[Hour Ending]]),0),MATCH(Supply[[#This Row],[Unit Category]],Profiles[#Headers],0))","v":1912.6789369999999}]
[8,"Cogen",6,{"$f":"INDEX(NQC[NQC MW],MATCH(1,(NQC[Month]=Supply[[#This Row],[Month]])*(NQC[Unit Category]=Supply[[#This Row],[Unit Category]]),0))*INDEX(Profiles[],MATCH(1,(Profiles[Month]=Supply[[#This Row],[Month]])*(Profiles[Hour Ending]=Supply[[#This Row],[Hour Ending]]),0),MATCH(Supply[[#This Row],[Unit Category]],Profiles[#Headers],0))","v":1912.6789369999999}]
[8,"Cogen",7,{"$f":"INDEX(NQC[NQC MW],MATCH(1,(NQC[Month]=Supply[[#This Row],[Month]])*(NQC[Unit Category]=Supply[[#This Row],[Unit Category]]),0))*INDEX(Profiles[],MATCH(1,(Profiles[Month]=Supply[[#This Row],[Month]])*(Profiles[Hour Ending]=Supply[[#This Row],[Hour Ending]]),0),MATCH(Supply[[#This Row],[Unit Category]],Profiles[#Headers],0))","v":1912.6789369999999}]
[8,"Cogen",8,{"$f":"INDEX(NQC[NQC MW],MATCH(1,(NQC[Month]=Supply[[#This Row],[Month]])*(NQC[Unit Category]=Supply[[#This Row],[Unit Category]]),0))*INDEX(Profiles[],MATCH(1,(Profiles[Month]=Supply[[#This Row],[Month]])*(Profiles[Hour Ending]=Supply[[#This Row],[Hour Ending]]),0),MATCH(Supply[[#This Row],[Unit Category]],Profiles[#Headers],0))","v":1912.6789369999999}]
[8,"Cogen",9,{"$f":"INDEX(NQC[NQC MW],MATCH(1,(NQC[Month]=Supply[[#This Row],[Month]])*(NQC[Unit Category]=Supply[[#This Row],[Unit Category]]),0))*INDEX(Profiles[],MATCH(1,(Profiles[Month]=Supply[[#This Row],[Month]])*(Profiles[Hour Ending]=Supply[[#This Row],[Hour Ending]]),0),MATCH(Supply[[#This Row],[Unit Category]],Profiles[#Headers],0))","v":1912.6789369999999}]
[8,"Cogen",10,{"$f":"INDEX(NQC[NQC MW],MATCH(1,(NQC[Month]=Supply[[#This Row],[Month]])*(NQC[Unit Category]=Supply[[#This Row],[Unit Category]]),0))*INDEX(Profiles[],MATCH(1,(Profiles[Month]=Supply[[#This Row],[Month]])*(Profiles[Hour Ending]=Supply[[#This Row],[Hour Ending]]),0),MATCH(Supply[[#This Row],[Unit Category]],Profiles[#Headers],0))","v":1912.6789369999999}]
[8,"Cogen",11,{"$f":"INDEX(NQC[NQC MW],MATCH(1,(NQC[Month]=Supply[[#This Row],[Month]])*(NQC[Unit Category]=Supply[[#This Row],[Unit Category]]),0))*INDEX(Profiles[],MATCH(1,(Profiles[Month]=Supply[[#This Row],[Month]])*(Profiles[Hour Ending]=Supply[[#This Row],[Hour Ending]]),0),MATCH(Supply[[#This Row],[Unit Category]],Profiles[#Headers],0))","v":1912.6789369999999}]
[8,"Cogen",12,{"$f":"INDEX(NQC[NQC MW],MATCH(1,(NQC[Month]=Supply[[#This Row],[Month]])*(NQC[Unit Category]=Supply[[#This Row],[Unit Category]]),0))*INDEX(Profiles[],MATCH(1,(Profiles[Month]=Supply[[#This Row],[Month]])*(Profiles[Hour Ending]=Supply[[#This Row],[Hour Ending]]),0),MATCH(Supply[[#This Row],[Unit Category]],Profiles[#Headers],0))","v":1912.6789369999999}]
[8,"Cogen",13,{"$f":"INDEX(NQC[NQC MW],MATCH(1,(NQC[Month]=Supply[[#This Row],[Month]])*(NQC[Unit Category]=Supply[[#This Row],[Unit Category]]),0))*INDEX(Profiles[],MATCH(1,(Profiles[Month]=Supply[[#This Row],[Month]])*(Profiles[Hour Ending]=Supply[[#This Row],[Hour Ending]]),0),MATCH(Supply[[#This Row],[Unit Category]],Profiles[#Headers],0))","v":1912.6789369999999}]
[8,"Cogen",14,{"$f":"INDEX(NQC[NQC MW],MATCH(1,(NQC[Month]=Supply[[#This Row],[Month]])*(NQC[Unit Category]=Supply[[#This Row],[Unit Category]]),0))*INDEX(Profiles[],MATCH(1,(Profiles[Month]=Supply[[#This Row],[Month]])*(Profiles[Hour Ending]=Supply[[#This Row],[Hour Ending]]),0),MATCH(Supply[[#This Row],[Unit Category]],Profiles[#Headers],0))","v":1912.6789369999999}]
[8,"Cogen",15,{"$f":"INDEX(NQC[NQC MW],MATCH(1,(NQC[Month]=Supply[[#This Row],[Month]])*(NQC[Unit Category]=Supply[[#This Row],[Unit Category]]),0))*INDEX(Profiles[],MATCH(1,(Profiles[Month]=Supply[[#This Row],[Month]])*(Profiles[Hour Ending]=Supply[[#This Row],[Hour Ending]]),0),MATCH(Supply[[#This Row],[Unit Category]],Profiles[#Headers],0))","v":1912.6789369999999}]
[8,"Cogen",16,{"$f":"INDEX(NQC[NQC MW],MATCH(1,(NQC[Month]=Supply[[#This Row],[Month]])*(NQC[Unit Category]=Supply[[#This Row],[Unit Category]]),0))*INDEX(Profiles[],MATCH(1,(Profiles[Month]=Supply[[#This Row],[Month]])*(Profiles[Hour Ending]=Supply[[#This Row],[Hour Ending]]),0),MATCH(Supply[[#This Row],[Unit Category]],Profiles[#Headers],0))","v":1912.6789369999999}]
[8,"Cogen",17,{"$f":"INDEX(NQC[NQC MW],MATCH(1,(NQC[Month]=Supply[[#This Row],[Month]])*(NQC[Unit Category]=Supply[[#This Row],[Unit Category]]),0))*INDEX(Profiles[],MATCH(1,(Profiles[Month]=Supply[[#This Row],[Month]])*(Profiles[Hour Ending]=Supply[[#This Row],[Hour Ending]]),0),MATCH(Supply[[#This Row],[Unit Category]],Profiles[#Headers],0))","v":1912.6789369999999}]
[8,"Cogen",18,{"$f":"INDEX(NQC[NQC MW],MATCH(1,(NQC[Month]=Supply[[#This Row],[Month]])*(NQC[Unit Category]=Supply[[#This Row],[Unit Category]]),0))*INDEX(Profiles[],MATCH(1,(Profiles[Month]=Supply[[#This Row],[Month]])*(Profiles[Hour Ending]=Supply[[#This Row],[Hour Ending]]),0),MATCH(Supply[[#This Row],[Unit Category]],Profiles[#Headers],0))","v":1912.6789369999999}]
[8,"Cogen",19,{"$f":"INDEX(NQC[NQC MW],MATCH(1,(NQC[Month]=Supply[[#This Row],[Month]])*(NQC[Unit Category]=Supply[[#This Row],[Unit Category]]),0))*INDEX(Profiles[],MATCH(1,(Profiles[Month]=Supply[[#This Row],[Month]])*(Profiles[Hour Ending]=Supply[[#This Row],[Hour Ending]]),0),MATCH(Supply[[#This Row],[Unit Category]],Profiles[#Headers],0))","v":1912.6789369999999}]
[8,"Cogen",20,{"$f":"INDEX(NQC[NQC MW],MATCH(1,(NQC[Month]=Supply[[#This Row],[Month]])*(NQC[Unit Category]=Supply[[#This Row],[Unit Category]]),0))*INDEX(Profiles[],MATCH(1,(Profiles[Month]=Supply[[#This Row],[Month]])*(Profiles[Hour Ending]=Supply[[#This Row],[Hour Ending]]),0),MATCH(Supply[[#This Row],[Unit Category]],Profiles[#Headers],0))","v":1912.6789369999999}]
[8,"Cogen",21,{"$f":"INDEX(NQC[NQC MW],MATCH(1,(NQC[Month]=Supply[[#This Row],[Month]])*(NQC[Unit Category]=Supply[[#This Row],[Unit Category]]),0))*INDEX(Profiles[],MATCH(1,(Profiles[Month]=Supply[[#This Row],[Month]])*(Profiles[Hour Ending]=Supply[[#This Row],[Hour Ending]]),0),MATCH(Supply[[#This Row],[Unit Category]],Profiles[#Headers],0))","v":1912.6789369999999}]
[8,"Cogen",22,{"$f":"INDEX(NQC[NQC MW],MATCH(1,(NQC[Month]=Supply[[#This Row],[Month]])*(NQC[Unit Category]=Supply[[#This Row],[Unit Category]]),0))*INDEX(Profiles[],MATCH(1,(Profiles[Month]=Supply[[#This Row],[Month]])*(Profiles[Hour Ending]=Supply[[#This Row],[Hour Ending]]),0),MATCH(Supply[[#This Row],[Unit Category]],Profiles[#Headers],0))","v":1912.6789369999999}]
[8,"Cogen",23,{"$f":"INDEX(NQC[NQC MW],MATCH(1,(NQC[Month]=Supply[[#This Row],[Month]])*(NQC[Unit Category]=Supply[[#This Row],[Unit Category]]),0))*INDEX(Profiles[],MATCH(1,(Profiles[Month]=Supply[[#This Row],[Month]])*(Profiles[Hour Ending]=Supply[[#This Row],[Hour Ending]]),0),MATCH(Supply[[#This Row],[Unit Category]],Profiles[#Headers],0))","v":1912.6789369999999}]
[8,"Cogen",24,{"$f":"INDEX(NQC[NQC MW],MATCH(1,(NQC[Month]=Supply[[#This Row],[Month]])*(NQC[Unit Category]=Supply[[#This Row],[Unit Category]]),0))*INDEX(Profiles[],MATCH(1,(Profiles[Month]=Supply[[#This Row],[Month]])*(Profiles[Hour Ending]=Supply[[#This Row],[Hour Ending]]),0),MATCH(Supply[[#This Row],[Unit Category]],Profiles[#Headers],0))","v":1912.6789369999999}]
[8,"CT",1,{"$f":"INDEX(NQC[NQC MW],MATCH(1,(NQC[Month]=Supply[[#This Row],[Month]])*(NQC[Unit Category]=Supply[[#This Row],[Unit Category]]),0))*INDEX(Profiles[],MATCH(1,(Profiles[Month]=Supply[[#This Row],[Month]])*(Profiles[Hour Ending]=Supply[[#This Row],[Hour Ending]]),0),MATCH(Supply[[#This Row],[Unit Category]],Profiles[#Headers],0))","v":8022.840000000002}]
[8,"CT",2,{"$f":"INDEX(NQC[NQC MW],MATCH(1,(NQC[Month]=Supply[[#This Row],[Month]])*(NQC[Unit Category]=Supply[[#This Row],[Unit Category]]),0))*INDEX(Profiles[],MATCH(1,(Profiles[Month]=Supply[[#This Row],[Month]])*(Profiles[Hour Ending]=Supply[[#This Row],[Hour Ending]]),0),MATCH(Supply[[#This Row],[Unit Category]],Profiles[#Headers],0))","v":8022.840000000002}]
[8,"CT",3,{"$f":"INDEX(NQC[NQC MW],MATCH(1,(NQC[Month]=Supply[[#This Row],[Month]])*(NQC[Unit Category]=Supply[[#This Row],[Unit Category]]),0))*INDEX(Profiles[],MATCH(1,(Profiles[Month]=Supply[[#This Row],[Month]])*(Profiles[Hour Ending]=Supply[[#This Row],[Hour Ending]]),0),MATCH(Supply[[#This Row],[Unit Category]],Profiles[#Headers],0))","v":8022.840000000002}]
[8,"CT",4,{"$f":"INDEX(NQC[NQC MW],MATCH(1,(NQC[Month]=Supply[[#This Row],[Month]])*(NQC[Unit Category]=Supply[[#This Row],[Unit Category]]),0))*INDEX(Profiles[],MATCH(1,(Profiles[Month]=Supply[[#This Row],[Month]])*(Profiles[Hour Ending]=Supply[[#This Row],[Hour Ending]]),0),MATCH(Supply[[#This Row],[Unit Category]],Profiles[#Headers],0))","v":8022.840000000002}]
[8,"CT",5,{"$f":"INDEX(NQC[NQC MW],MATCH(1,(NQC[Month]=Supply[[#This Row],[Month]])*(NQC[Unit Category]=Supply[[#This Row],[Unit Category]]),0))*INDEX(Profiles[],MATCH(1,(Profiles[Month]=Supply[[#This Row],[Month]])*(Profiles[Hour Ending]=Supply[[#This Row],[Hour Ending]]),0),MATCH(Supply[[#This Row],[Unit Category]],Profiles[#Headers],0))","v":8022.840000000002}]
[8,"CT",6,{"$f":"INDEX(NQC[NQC MW],MATCH(1,(NQC[Month]=Supply[[#This Row],[Month]])*(NQC[Unit Category]=Supply[[#This Row],[Unit Category]]),0))*INDEX(Profiles[],MATCH(1,(Profiles[Month]=Supply[[#This Row],[Month]])*(Profiles[Hour Ending]=Supply[[#This Row],[Hour Ending]]),0),MATCH(Supply[[#This Row],[Unit Category]],Profiles[#Headers],0))","v":8022.840000000002}]
[8,"CT",7,{"$f":"INDEX(NQC[NQC MW],MATCH(1,(NQC[Month]=Supply[[#This Row],[Month]])*(NQC[Unit Category]=Supply[[#This Row],[Unit Category]]),0))*INDEX(Profiles[],MATCH(1,(Profiles[Month]=Supply[[#This Row],[Month]])*(Profiles[Hour Ending]=Supply[[#This Row],[Hour Ending]]),0),MATCH(Supply[[#This Row],[Unit Category]],Profiles[#Headers],0))","v":8022.840000000002}]
[8,"CT",8,{"$f":"INDEX(NQC[NQC MW],MATCH(1,(NQC[Month]=Supply[[#This Row],[Month]])*(NQC[Unit Category]=Supply[[#This Row],[Unit Category]]),0))*INDEX(Profiles[],MATCH(1,(Profiles[Month]=Supply[[#This Row],[Month]])*(Profiles[Hour Ending]=Supply[[#This Row],[Hour Ending]]),0),MATCH(Supply[[#This Row],[Unit Category]],Profiles[#Headers],0))","v":8022.840000000002}]
[8,"CT",9,{"$f":"INDEX(NQC[NQC MW],MATCH(1,(NQC[Month]=Supply[[#This Row],[Month]])*(NQC[Unit Category]=Supply[[#This Row],[Unit Category]]),0))*INDEX(Profiles[],MATCH(1,(Profiles[Month]=Supply[[#This Row],[Month]])*(Profiles[Hour Ending]=Supply[[#This Row],[Hour Ending]]),0),MATCH(Supply[[#This Row],[Unit Category]],Profiles[#Headers],0))","v":8022.840000000002}]
[8,"CT",10,{"$f":"INDEX(NQC[NQC MW],MATCH(1,(NQC[Month]=Supply[[#This Row],[Month]])*(NQC[Unit Category]=Supply[[#This Row],[Unit Category]]),0))*INDEX(Profiles[],MATCH(1,(Profiles[Month]=Supply[[#This Row],[Month]])*(Profiles[Hour Ending]=Supply[[#This Row],[Hour Ending]]),0),MATCH(Supply[[#This Row],[Unit Category]],Profiles[#Headers],0))","v":8022.840000000002}]
[8,"CT",11,{"$f":"INDEX(NQC[NQC MW],MATCH(1,(NQC[Month]=Supply[[#This Row],[Month]])*(NQC[Unit Category]=Supply[[#This Row],[Unit Category]]),0))*INDEX(Profiles[],MATCH(1,(Profiles[Month]=Supply[[#This Row],[Month]])*(Profiles[Hour Ending]=Supply[[#This Row],[Hour Ending]]),0),MATCH(Supply[[#This Row],[Unit Category]],Profiles[#Headers],0))","v":8022.840000000002}]
[8,"CT",12,{"$f":"INDEX(NQC[NQC MW],MATCH(1,(NQC[Month]=Supply[[#This Row],[Month]])*(NQC[Unit Category]=Supply[[#This Row],[Unit Category]]),0))*INDEX(Profiles[],MATCH(1,(Profiles[Month]=Supply[[#This Row],[Month]])*(Profiles[Hour Ending]=Supply[[#This Row],[Hour Ending]]),0),MATCH(Supply[[#This Row],[Unit Category]],Profiles[#Headers],0))","v":8022.840000000002}]
[8,"CT",13,{"$f":"INDEX(NQC[NQC MW],MATCH(1,(NQC[Month]=Supply[[#This Row],[Month]])*(NQC[Unit Category]=Supply[[#This Row],[Unit Category]]),0))*INDEX(Profiles[],MATCH(1,(Profiles[Month]=Supply[[#This Row],[Month]])*(Profiles[Hour Ending]=Supply[[#This Row],[Hour Ending]]),0),MATCH(Supply[[#This Row],[Unit Category]],Profiles[#Headers],0))","v":8022.840000000002}]
[8,"CT",14,{"$f":"INDEX(NQC[NQC MW],MATCH(1,(NQC[Month]=Supply[[#This Row],[Month]])*(NQC[Unit Category]=Supply[[#This Row],[Unit Category]]),0))*INDEX(Profiles[],MATCH(1,(Profiles[Month]=Supply[[#This Row],[Month]])*(Profiles[Hour Ending]=Supply[[#This Row],[Hour Ending]]),0),MATCH(Supply[[#This Row],[Unit Category]],Profiles[#Headers],0))","v":8022.840000000002}]
[8,"CT",15,{"$f":"INDEX(NQC[NQC MW],MATCH(1,(NQC[Month]=Supply[[#This Row],[Month]])*(NQC[Unit Category]=Supply[[#This Row],[Unit Category]]),0))*INDEX(Profiles[],MATCH(1,(Profiles[Month]=Supply[[#This Row],[Month]])*(Profiles[Hour Ending]=Supply[[#This Row],[Hour Ending]]),0),MATCH(Supply[[#This Row],[Unit Category]],Profiles[#Headers],0))","v":8022.840000000002}]
[8,"CT",16,{"$f":"INDEX(NQC[NQC MW],MATCH(1,(NQC[Month]=Supply[[#This Row],[Month]])*(NQC[Unit Category]=Supply[[#This Row],[Unit Category]]),0))*INDEX(Profiles[],MATCH(1,(Profiles[Month]=Supply[[#This Row],[Month]])*(Profiles[Hour Ending]=Supply[[#This Row],[Hour Ending]]),0),MATCH(Supply[[#This Row],[Unit Category]],Profiles[#Headers],0))","v":8022.840000000002}]
[8,"CT",17,{"$f":"INDEX(NQC[NQC MW],MATCH(1,(NQC[Month]=Supply[[#This Row],[Month]])*(NQC[Unit Category]=Supply[[#This Row],[Unit Category]]),0))*INDEX(Profiles[],MATCH(1,(Profiles[Month]=Supply[[#This Row],[Month]])*(Profiles[Hour Ending]=Supply[[#This Row],[Hour Ending]]),0),MATCH(Supply[[#This Row],[Unit Category]],Profiles[#Headers],0))","v":8022.840000000002}]
[8,"CT",18,{"$f":"INDEX(NQC[NQC MW],MATCH(1,(NQC[Month]=Supply[[#This Row],[Month]])*(NQC[Unit Category]=Supply[[#This Row],[Unit Category]]),0))*INDEX(Profiles[],MATCH(1,(Profiles[Month]=Supply[[#This Row],[Month]])*(Profiles[Hour Ending]=Supply[[#This Row],[Hour Ending]]),0),MATCH(Supply[[#This Row],[Unit Category]],Profiles[#Headers],0))","v":8022.840000000002}]
[8,"CT",19,{"$f":"INDEX(NQC[NQC MW],MATCH(1,(NQC[Month]=Supply[[#This Row],[Month]])*(NQC[Unit Category]=Supply[[#This Row],[Unit Category]]),0))*INDEX(Profiles[],MATCH(1,(Profiles[Month]=Supply[[#This Row],[Month]])*(Profiles[Hour Ending]=Supply[[#This Row],[Hour Ending]]),0),MATCH(Supply[[#This Row],[Unit Category]],Profiles[#Headers],0))","v":8022.840000000002}]
[8,"CT",20,{"$f":"INDEX(NQC[NQC MW],MATCH(1,(NQC[Month]=Supply[[#This Row],[Month]])*(NQC[Unit Category]=Supply[[#This Row],[Unit Category]]),0))*INDEX(Profiles[],MATCH(1,(Profiles[Month]=Supply[[#This Row],[Month]])*(Profiles[Hour Ending]=Supply[[#This Row],[Hour Ending]]),0),MATCH(Supply[[#This Row],[Unit Category]],Profiles[#Headers],0))","v":8022.840000000002}]
[8,"CT",21,{"$f":"INDEX(NQC[NQC MW],MATCH(1,(NQC[Month]=Supply[[#This Row],[Month]])*(NQC[Unit Category]=Supply[[#This Row],[Unit Category]]),0))*INDEX(Profiles[],MATCH(1,(Profiles[Month]=Supply[[#This Row],[Month]])*(Profiles[Hour Ending]=Supply[[#This Row],[Hour Ending]]),0),MATCH(Supply[[#This Row],[Unit Category]],Profiles[#Headers],0))","v":8022.840000000002}]
[8,"CT",22,{"$f":"INDEX(NQC[NQC MW],MATCH(1,(NQC[Month]=Supply[[#This Row],[Month]])*(NQC[Unit Category]=Supply[[#This Row],[Unit Category]]),0))*INDEX(Profiles[],MATCH(1,(Profiles[Month]=Supply[[#This Row],[Month]])*(Profiles[Hour Ending]=Supply[[#This Row],[Hour Ending]]),0),MATCH(Supply[[#This Row],[Unit Category]],Profiles[#Headers],0))","v":8022.840000000002}]
[8,"CT",23,{"$f":"INDEX(NQC[NQC MW],MATCH(1,(NQC[Month]=Supply[[#This Row],[Month]])*(NQC[Unit Category]=Supply[[#This Row],[Unit Category]]),0))*INDEX(Profiles[],MATCH(1,(Profiles[Month]=Supply[[#This Row],[Month]])*(Profiles[Hour Ending]=Supply[[#This Row],[Hour Ending]]),0),MATCH(Supply[[#This Row],[Unit Category]],Profiles[#Headers],0))","v":8022.840000000002}]
[8,"CT",24,{"$f":"INDEX(NQC[NQC MW],MATCH(1,(NQC[Month]=Supply[[#This Row],[Month]])*(NQC[Unit Category]=Supply[[#This Row],[Unit Category]]),0))*INDEX(Profiles[],MATCH(1,(Profiles[Month]=Supply[[#This Row],[Month]])*(Profiles[Hour Ending]=Supply[[#This Row],[Hour Ending]]),0),MATCH(Supply[[#This Row],[Unit Category]],Profiles[#Headers],0))","v":8022.840000000002}]
[8,"DR",1,{"$f":"INDEX(NQC[NQC MW],MATCH(1,(NQC[Month]=Supply[[#This Row],[Month]])*(NQC[Unit Category]=Supply[[#This Row],[Unit Category]]),0))*INDEX(Profiles[],MATCH(1,(Profiles[Month]=Supply[[#This Row],[Month]])*(Profiles[Hour Ending]=Supply[[#This Row],[Hour Ending]]),0),MATCH(Supply[[#This Row],[Unit Category]],Profiles[#Headers],0))","v":0}]
[8,"DR",2,{"$f":"INDEX(NQC[NQC MW],MATCH(1,(NQC[Month]=Supply[[#This Row],[Month]])*(NQC[Unit Category]=Supply[[#This Row],[Unit Category]]),0))*INDEX(Profiles[],MATCH(1,(Profiles[Month]=Supply[[#This Row],[Month]])*(Profiles[Hour Ending]=Supply[[#This Row],[Hour Ending]]),0),MATCH(Supply[[#This Row],[Unit Category]],Profiles[#Headers],0))","v":0}]
[8,"DR",3,{"$f":"INDEX(NQC[NQC MW],MATCH(1,(NQC[Month]=Supply[[#This Row],[Month]])*(NQC[Unit Category]=Supply[[#This Row],[Unit Category]]),0))*INDEX(Profiles[],MATCH(1,(Profiles[Month]=Supply[[#This Row],[Month]])*(Profiles[Hour Ending]=Supply[[#This Row],[Hour Ending]]),0),MATCH(Supply[[#This Row],[Unit Category]],Profiles[#Headers],0))","v":0}]
[8,"DR",4,{"$f":"INDEX(NQC[NQC MW],MATCH(1,(NQC[Month]=Supply[[#This Row],[Month]])*(NQC[Unit Category]=Supply[[#This Row],[Unit Category]]),0))*INDEX(Profiles[],MATCH(1,(Profiles[Month]=Supply[[#This Row],[Month]])*(Profiles[Hour Ending]=Supply[[#This Row],[Hour Ending]]),0),MATCH(Supply[[#This Row],[Unit Category]],Profiles[#Headers],0))","v":0}]
[8,"DR",5,{"$f":"INDEX(NQC[NQC MW],MATCH(1,(NQC[Month]=Supply[[#This Row],[Month]])*(NQC[Unit Category]=Supply[[#This Row],[Unit Category]]),0))*INDEX(Profiles[],MATCH(1,(Profiles[Month]=Supply[[#This Row],[Month]])*(Profiles[Hour Ending]=Supply[[#This Row],[Hour Ending]]),0),MATCH(Supply[[#This Row],[Unit Category]],Profiles[#Headers],0))","v":0}]
[8,"DR",6,{"$f":"INDEX(NQC[NQC MW],MATCH(1,(NQC[Month]=Supply[[#This Row],[Month]])*(NQC[Unit Category]=Supply[[#This Row],[Unit Category]]),0))*INDEX(Profiles[],MATCH(1,(Profiles[Month]=Supply[[#This Row],[Month]])*(Profiles[Hour Ending]=Supply[[#This Row],[Hour Ending]]),0),MATCH(Supply[[#This Row],[Unit Category]],Profiles[#Headers],0))","v":0}]
[8,"DR",7,{"$f":"INDEX(NQC[NQC MW],MATCH(1,(NQC[Month]=Supply[[#This Row],[Month]])*(NQC[Unit Category]=Supply[[#This Row],[Unit Category]]),0))*INDEX(Profiles[],MATCH(1,(Profiles[Month]=Supply[[#This Row],[Month]])*(Profiles[Hour Ending]=Supply[[#This Row],[Hour Ending]]),0),MATCH(Supply[[#This Row],[Unit Category]],Profiles[#Headers],0))","v":0}]
[8,"DR",8,{"$f":"INDEX(NQC[NQC MW],MATCH(1,(NQC[Month]=Supply[[#This Row],[Month]])*(NQC[Unit Category]=Supply[[#This Row],[Unit Category]]),0))*INDEX(Profiles[],MATCH(1,(Profiles[Month]=Supply[[#This Row],[Month]])*(Profiles[Hour Ending]=Supply[[#This Row],[Hour Ending]]),0),MATCH(Supply[[#This Row],[Unit Category]],Profiles[#Headers],0))","v":0}]
[8,"DR",9,{"$f":"INDEX(NQC[NQC MW],MATCH(1,(NQC[Month]=Supply[[#This Row],[Month]])*(NQC[Unit Category]=Supply[[#This Row],[Unit Category]]),0))*INDEX(Profiles[],MATCH(1,(Profiles[Month]=Supply[[#This Row],[Month]])*(Profiles[Hour Ending]=Supply[[#This Row],[Hour Ending]]),0),MATCH(Supply[[#This Row],[Unit Category]],Profiles[#Headers],0))","v":0}]
[8,"DR",10,{"$f":"INDEX(NQC[NQC MW],MATCH(1,(NQC[Month]=Supply[[#This Row],[Month]])*(NQC[Unit Category]=Supply[[#This Row],[Unit Category]]),0))*INDEX(Profiles[],MATCH(1,(Profiles[Month]=Supply[[#This Row],[Month]])*(Profiles[Hour Ending]=Supply[[#This Row],[Hour Ending]]),0),MATCH(Supply[[#This Row],[Unit Category]],Profiles[#Headers],0))","v":0}]
[8,"DR",11,{"$f":"INDEX(NQC[NQC MW],MATCH(1,(NQC[Month]=Supply[[#This Row],[Month]])*(NQC[Unit Category]=Supply[[#This Row],[Unit Category]]),0))*INDEX(Profiles[],MATCH(1,(Profiles[Month]=Supply[[#This Row],[Month]])*(Profiles[Hour Ending]=Supply[[#This Row],[Hour Ending]]),0),MATCH(Supply[[#This Row],[Unit Category]],Profiles[#Headers],0))","v":0}]
[8,"DR",12,{"$f":"INDEX(NQC[NQC MW],MATCH(1,(NQC[Month]=Supply[[#This Row],[Month]])*(NQC[Unit Category]=Supply[[#This Row],[Unit Category]]),0))*INDEX(Profiles[],MATCH(1,(Profiles[Month]=Supply[[#This Row],[Month]])*(Profiles[Hour Ending]=Supply[[#This Row],[Hour Ending]]),0),MATCH(Supply[[#This Row],[Unit Category]],Profiles[#Headers],0))","v":0}]
[8,"DR",13,{"$f":"INDEX(NQC[NQC MW],MATCH(1,(NQC[Month]=Supply[[#This Row],[Month]])*(NQC[Unit Category]=Supply[[#This Row],[Unit Category]]),0))*INDEX(Profiles[],MATCH(1,(Profiles[Month]=Supply[[#This Row],[Month]])*(Profiles[Hour Ending]=Supply[[#This Row],[Hour Ending]]),0),MATCH(Supply[[#This Row],[Unit Category]],Profiles[#Headers],0))","v":0}]
[8,"DR",14,{"$f":"INDEX(NQC[NQC MW],MATCH(1,(NQC[Month]=Supply[[#This Row],[Month]])*(NQC[Unit Category]=Supply[[#This Row],[Unit Category]]),0))*INDEX(Profiles[],MATCH(1,(Profiles[Month]=Supply[[#This Row],[Month]])*(Profiles[Hour Ending]=Supply[[#This Row],[Hour Ending]]),0),MATCH(Supply[[#This Row],[Unit Category]],Profiles[#Headers],0))","v":0}]
[8,"DR",15,{"$f":"INDEX(NQC[NQC MW],MATCH(1,(NQC[Month]=Supply[[#This Row],[Month]])*(NQC[Unit Category]=Supply[[#This Row],[Unit Category]]),0))*INDEX(Profiles[],MATCH(1,(Profiles[Month]=Supply[[#This Row],[Month]])*(Profiles[Hour Ending]=Supply[[#This Row],[Hour Ending]]),0),MATCH(Supply[[#This Row],[Unit Category]],Profiles[#Headers],0))","v":0}]
[8,"DR",16,{"$f":"INDEX(NQC[NQC MW],MATCH(1,(NQC[Month]=Supply[[#This Row],[Month]])*(NQC[Unit Category]=Supply[[#This Row],[Unit Category]]),0))*INDEX(Profiles[],MATCH(1,(Profiles[Month]=Supply[[#This Row],[Month]])*(Profiles[Hour Ending]=Supply[[#This Row],[Hour Ending]]),0),MATCH(Supply[[#This Row],[Unit Category]],Profiles[#Headers],0))","v":0}]
[8,"DR",17,{"$f":"INDEX(NQC[NQC MW],MATCH(1,(NQC[Month]=Supply[[#This Row],[Month]])*(NQC[Unit Category]=Supply[[#This Row],[Unit Category]]),0))*INDEX(Profiles[],MATCH(1,(Profiles[Month]=Supply[[#This Row],[Month]])*(Profiles[Hour Ending]=Supply[[#This Row],[Hour Ending]]),0),MATCH(Supply[[#This Row],[Unit Category]],Profiles[#Headers],0))","v":2510.5063512858533}]
[8,"DR",18,{"$f":"INDEX(NQC[NQC MW],MATCH(1,(NQC[Month]=Supply[[#This Row],[Month]])*(NQC[Unit Category]=Supply[[#This Row],[Unit Category]]),0))*INDEX(Profiles[],MATCH(1,(Profiles[Month]=Supply[[#This Row],[Month]])*(Profiles[Hour Ending]=Supply[[#This Row],[Hour Ending]]),0),MATCH(Supply[[#This Row],[Unit Category]],Profiles[#Headers],0))","v":2498.4747631143491}]
[8,"DR",19,{"$f":"INDEX(NQC[NQC MW],MATCH(1,(NQC[Month]=Supply[[#This Row],[Month]])*(NQC[Unit Category]=Supply[[#This Row],[Unit Category]]),0))*INDEX(Profiles[],MATCH(1,(Profiles[Month]=Supply[[#This Row],[Month]])*(Profiles[Hour Ending]=Supply[[#This Row],[Hour Ending]]),0),MATCH(Supply[[#This Row],[Unit Category]],Profiles[#Headers],0))","v":2376.71}]
[8,"DR",20,{"$f":"INDEX(NQC[NQC MW],MATCH(1,(NQC[Month]=Supply[[#This Row],[Month]])*(NQC[Unit Category]=Supply[[#This Row],[Unit Category]]),0))*INDEX(Profiles[],MATCH(1,(Profiles[Month]=Supply[[#This Row],[Month]])*(Profiles[Hour Ending]=Supply[[#This Row],[Hour Ending]]),0),MATCH(Supply[[#This Row],[Unit Category]],Profiles[#Headers],0))","v":2299.3230293725228}]
[8,"DR",21,{"$f":"INDEX(NQC[NQC MW],MATCH(1,(NQC[Month]=Supply[[#This Row],[Month]])*(NQC[Unit Category]=Supply[[#This Row],[Unit Category]]),0))*INDEX(Profiles[],MATCH(1,(Profiles[Month]=Supply[[#This Row],[Month]])*(Profiles[Hour Ending]=Supply[[#This Row],[Hour Ending]]),0),MATCH(Supply[[#This Row],[Unit Category]],Profiles[#Headers],0))","v":2146.3882057779792}]
[8,"DR",22,{"$f":"INDEX(NQC[NQC MW],MATCH(1,(NQC[Month]=Supply[[#This Row],[Month]])*(NQC[Unit Category]=Supply[[#This Row],[Unit Category]]),0))*INDEX(Profiles[],MATCH(1,(Profiles[Month]=Supply[[#This Row],[Month]])*(Profiles[Hour Ending]=Supply[[#This Row],[Hour Ending]]),0),MATCH(Supply[[#This Row],[Unit Category]],Profiles[#Headers],0))","v":193.70826127727949}]
[8,"DR",23,{"$f":"INDEX(NQC[NQC MW],MATCH(1,(NQC[Month]=Supply[[#This Row],[Month]])*(NQC[Unit Category]=Supply[[#This Row],[Unit Category]]),0))*INDEX(Profiles[],MATCH(1,(Profiles[Month]=Supply[[#This Row],[Month]])*(Profiles[Hour Ending]=Supply[[#This Row],[Hour Ending]]),0),MATCH(Supply[[#This Row],[Unit Category]],Profiles[#Headers],0))","v":0}]
[8,"DR",24,{"$f":"INDEX(NQC[NQC MW],MATCH(1,(NQC[Month]=Supply[[#This Row],[Month]])*(NQC[Unit Category]=Supply[[#This Row],[Unit Category]]),0))*INDEX(Profiles[],MATCH(1,(Profiles[Month]=Supply[[#This Row],[Month]])*(Profiles[Hour Ending]=Supply[[#This Row],[Hour Ending]]),0),MATCH(Supply[[#This Row],[Unit Category]],Profiles[#Headers],0))","v":0}]
[8,"Geothermal",1,{"$f":"INDEX(NQC[NQC MW],MATCH(1,(NQC[Month]=Supply[[#This Row],[Month]])*(NQC[Unit Category]=Supply[[#This Row],[Unit Category]]),0))*INDEX(Profiles[],MATCH(1,(Profiles[Month]=Supply[[#This Row],[Month]])*(Profiles[Hour Ending]=Supply[[#This Row],[Hour Ending]]),0),MATCH(Supply[[#This Row],[Unit Category]],Profiles[#Headers],0))","v":1296.8493400000002}]
[8,"Geothermal",2,{"$f":"INDEX(NQC[NQC MW],MATCH(1,(NQC[Month]=Supply[[#This Row],[Month]])*(NQC[Unit Category]=Supply[[#This Row],[Unit Category]]),0))*INDEX(Profiles[],MATCH(1,(Profiles[Month]=Supply[[#This Row],[Month]])*(Profiles[Hour Ending]=Supply[[#This Row],[Hour Ending]]),0),MATCH(Supply[[#This Row],[Unit Category]],Profiles[#Headers],0))","v":1296.8493400000002}]
[8,"Geothermal",3,{"$f":"INDEX(NQC[NQC MW],MATCH(1,(NQC[Month]=Supply[[#This Row],[Month]])*(NQC[Unit Category]=Supply[[#This Row],[Unit Category]]),0))*INDEX(Profiles[],MATCH(1,(Profiles[Month]=Supply[[#This Row],[Month]])*(Profiles[Hour Ending]=Supply[[#This Row],[Hour Ending]]),0),MATCH(Supply[[#This Row],[Unit Category]],Profiles[#Headers],0))","v":1296.8493400000002}]
[8,"Geothermal",4,{"$f":"INDEX(NQC[NQC MW],MATCH(1,(NQC[Month]=Supply[[#This Row],[Month]])*(NQC[Unit Category]=Supply[[#This Row],[Unit Category]]),0))*INDEX(Profiles[],MATCH(1,(Profiles[Month]=Supply[[#This Row],[Month]])*(Profiles[Hour Ending]=Supply[[#This Row],[Hour Ending]]),0),MATCH(Supply[[#This Row],[Unit Category]],Profiles[#Headers],0))","v":1296.8493400000002}]
[8,"Geothermal",5,{"$f":"INDEX(NQC[NQC MW],MATCH(1,(NQC[Month]=Supply[[#This Row],[Month]])*(NQC[Unit Category]=Supply[[#This Row],[Unit Category]]),0))*INDEX(Profiles[],MATCH(1,(Profiles[Month]=Supply[[#This Row],[Month]])*(Profiles[Hour Ending]=Supply[[#This Row],[Hour Ending]]),0),MATCH(Supply[[#This Row],[Unit Category]],Profiles[#Headers],0))","v":1296.8493400000002}]
[8,"Geothermal",6,{"$f":"INDEX(NQC[NQC MW],MATCH(1,(NQC[Month]=Supply[[#This Row],[Month]])*(NQC[Unit Category]=Supply[[#This Row],[Unit Category]]),0))*INDEX(Profiles[],MATCH(1,(Profiles[Month]=Supply[[#This Row],[Month]])*(Profiles[Hour Ending]=Supply[[#This Row],[Hour Ending]]),0),MATCH(Supply[[#This Row],[Unit Category]],Profiles[#Headers],0))","v":1296.8493400000002}]
[8,"Geothermal",7,{"$f":"INDEX(NQC[NQC MW],MATCH(1,(NQC[Month]=Supply[[#This Row],[Month]])*(NQC[Unit Category]=Supply[[#This Row],[Unit Category]]),0))*INDEX(Profiles[],MATCH(1,(Profiles[Month]=Supply[[#This Row],[Month]])*(Profiles[Hour Ending]=Supply[[#This Row],[Hour Ending]]),0),MATCH(Supply[[#This Row],[Unit Category]],Profiles[#Headers],0))","v":1296.8493400000002}]
[8,"Geothermal",8,{"$f":"INDEX(NQC[NQC MW],MATCH(1,(NQC[Month]=Supply[[#This Row],[Month]])*(NQC[Unit Category]=Supply[[#This Row],[Unit Category]]),0))*INDEX(Profiles[],MATCH(1,(Profiles[Month]=Supply[[#This Row],[Month]])*(Profiles[Hour Ending]=Supply[[#This Row],[Hour Ending]]),0),MATCH(Supply[[#This Row],[Unit Category]],Profiles[#Headers],0))","v":1296.8493400000002}]
[8,"Geothermal",9,{"$f":"INDEX(NQC[NQC MW],MATCH(1,(NQC[Month]=Supply[[#This Row],[Month]])*(NQC[Unit Category]=Supply[[#This Row],[Unit Category]]),0))*INDEX(Profiles[],MATCH(1,(Profiles[Month]=Supply[[#This Row],[Month]])*(Profiles[Hour Ending]=Supply[[#This Row],[Hour Ending]]),0),MATCH(Supply[[#This Row],[Unit Category]],Profiles[#Headers],0))","v":1296.8493400000002}]
[8,"Geothermal",10,{"$f":"INDEX(NQC[NQC MW],MATCH(1,(NQC[Month]=Supply[[#This Row],[Month]])*(NQC[Unit Category]=Supply[[#This Row],[Unit Category]]),0))*INDEX(Profiles[],MATCH(1,(Profiles[Month]=Supply[[#This Row],[Month]])*(Profiles[Hour Ending]=Supply[[#This Row],[Hour Ending]]),0),MATCH(Supply[[#This Row],[Unit Category]],Profiles[#Headers],0))","v":1296.8493400000002}]
[8,"Geothermal",11,{"$f":"INDEX(NQC[NQC MW],MATCH(1,(NQC[Month]=Supply[[#This Row],[Month]])*(NQC[Unit Category]=Supply[[#This Row],[Unit Category]]),0))*INDEX(Profiles[],MATCH(1,(Profiles[Month]=Supply[[#This Row],[Month]])*(Profiles[Hour Ending]=Supply[[#This Row],[Hour Ending]]),0),MATCH(Supply[[#This Row],[Unit Category]],Profiles[#Headers],0))","v":1296.8493400000002}]
[8,"Geothermal",12,{"$f":"INDEX(NQC[NQC MW],MATCH(1,(NQC[Month]=Supply[[#This Row],[Month]])*(NQC[Unit Category]=Supply[[#This Row],[Unit Category]]),0))*INDEX(Profiles[],MATCH(1,(Profiles[Month]=Supply[[#This Row],[Month]])*(Profiles[Hour Ending]=Supply[[#This Row],[Hour Ending]]),0),MATCH(Supply[[#This Row],[Unit Category]],Profiles[#Headers],0))","v":1296.8493400000002}]
[8,"Geothermal",13,{"$f":"INDEX(NQC[NQC MW],MATCH(1,(NQC[Month]=Supply[[#This Row],[Month]])*(NQC[Unit Category]=Supply[[#This Row],[Unit Category]]),0))*INDEX(Profiles[],MATCH(1,(Profiles[Month]=Supply[[#This Row],[Month]])*(Profiles[Hour Ending]=Supply[[#This Row],[Hour Ending]]),0),MATCH(Supply[[#This Row],[Unit Category]],Profiles[#Headers],0))","v":1296.8493400000002}]
[8,"Geothermal",14,{"$f":"INDEX(NQC[NQC MW],MATCH(1,(NQC[Month]=Supply[[#This Row],[Month]])*(NQC[Unit Category]=Supply[[#This Row],[Unit Category]]),0))*INDEX(Profiles[],MATCH(1,(Profiles[Month]=Supply[[#This Row],[Month]])*(Profiles[Hour Ending]=Supply[[#This Row],[Hour Ending]]),0),MATCH(Supply[[#This Row],[Unit Category]],Profiles[#Headers],0))","v":1296.8493400000002}]
[8,"Geothermal",15,{"$f":"INDEX(NQC[NQC MW],MATCH(1,(NQC[Month]=Supply[[#This Row],[Month]])*(NQC[Unit Category]=Supply[[#This Row],[Unit Category]]),0))*INDEX(Profiles[],MATCH(1,(Profiles[Month]=Supply[[#This Row],[Month]])*(Profiles[Hour Ending]=Supply[[#This Row],[Hour Ending]]),0),MATCH(Supply[[#This Row],[Unit Category]],Profiles[#Headers],0))","v":1296.8493400000002}]
[8,"Geothermal",16,{"$f":"INDEX(NQC[NQC MW],MATCH(1,(NQC[Month]=Supply[[#This Row],[Month]])*(NQC[Unit Category]=Supply[[#This Row],[Unit Category]]),0))*INDEX(Profiles[],MATCH(1,(Profiles[Month]=Supply[[#This Row],[Month]])*(Profiles[Hour Ending]=Supply[[#This Row],[Hour Ending]]),0),MATCH(Supply[[#This Row],[Unit Category]],Profiles[#Headers],0))","v":1296.8493400000002}]
[8,"Geothermal",17,{"$f":"INDEX(NQC[NQC MW],MATCH(1,(NQC[Month]=Supply[[#This Row],[Month]])*(NQC[Unit Category]=Supply[[#This Row],[Unit Category]]),0))*INDEX(Profiles[],MATCH(1,(Profiles[Month]=Supply[[#This Row],[Month]])*(Profiles[Hour Ending]=Supply[[#This Row],[Hour Ending]]),0),MATCH(Supply[[#This Row],[Unit Category]],Profiles[#Headers],0))","v":1296.8493400000002}]
[8,"Geothermal",18,{"$f":"INDEX(NQC[NQC MW],MATCH(1,(NQC[Month]=Supply[[#This Row],[Month]])*(NQC[Unit Category]=Supply[[#This Row],[Unit Category]]),0))*INDEX(Profiles[],MATCH(1,(Profiles[Month]=Supply[[#This Row],[Month]])*(Profiles[Hour Ending]=Supply[[#This Row],[Hour Ending]]),0),MATCH(Supply[[#This Row],[Unit Category]],Profiles[#Headers],0))","v":1296.8493400000002}]
[8,"Geothermal",19,{"$f":"INDEX(NQC[NQC MW],MATCH(1,(NQC[Month]=Supply[[#This Row],[Month]])*(NQC[Unit Category]=Supply[[#This Row],[Unit Category]]),0))*INDEX(Profiles[],MATCH(1,(Profiles[Month]=Supply[[#This Row],[Month]])*(Profiles[Hour Ending]=Supply[[#This Row],[Hour Ending]]),0),MATCH(Supply[[#This Row],[Unit Category]],Profiles[#Headers],0))","v":1296.8493400000002}]
[8,"Geothermal",20,{"$f":"INDEX(NQC[NQC MW],MATCH(1,(NQC[Month]=Supply[[#This Row],[Month]])*(NQC[Unit Category]=Supply[[#This Row],[Unit Category]]),0))*INDEX(Profiles[],MATCH(1,(Profiles[Month]=Supply[[#This Row],[Month]])*(Profiles[Hour Ending]=Supply[[#This Row],[Hour Ending]]),0),MATCH(Supply[[#This Row],[Unit Category]],Profiles[#Headers],0))","v":1296.8493400000002}]
[8,"Geothermal",21,{"$f":"INDEX(NQC[NQC MW],MATCH(1,(NQC[Month]=Supply[[#This Row],[Month]])*(NQC[Unit Category]=Supply[[#This Row],[Unit Category]]),0))*INDEX(Profiles[],MATCH(1,(Profiles[Month]=Supply[[#This Row],[Month]])*(Profiles[Hour Ending]=Supply[[#This Row],[Hour Ending]]),0),MATCH(Supply[[#This Row],[Unit Category]],Profiles[#Headers],0))","v":1296.8493400000002}]
[8,"Geothermal",22,{"$f":"INDEX(NQC[NQC MW],MATCH(1,(NQC[Month]=Supply[[#This Row],[Month]])*(NQC[Unit Category]=Supply[[#This Row],[Unit Category]]),0))*INDEX(Profiles[],MATCH(1,(Profiles[Month]=Supply[[#This Row],[Month]])*(Profiles[Hour Ending]=Supply[[#This Row],[Hour Ending]]),0),MATCH(Supply[[#This Row],[Unit Category]],Profiles[#Headers],0))","v":1296.8493400000002}]
[8,"Geothermal",23,{"$f":"INDEX(NQC[NQC MW],MATCH(1,(NQC[Month]=Supply[[#This Row],[Month]])*(NQC[Unit Category]=Supply[[#This Row],[Unit Category]]),0))*INDEX(Profiles[],MATCH(1,(Profiles[Month]=Supply[[#This Row],[Month]])*(Profiles[Hour Ending]=Supply[[#This Row],[Hour Ending]]),0),MATCH(Supply[[#This Row],[Unit Category]],Profiles[#Headers],0))","v":1296.8493400000002}]
[8,"Geothermal",24,{"$f":"INDEX(NQC[NQC MW],MATCH(1,(NQC[Month]=Supply[[#This Row],[Month]])*(NQC[Unit Category]=Supply[[#This Row],[Unit Category]]),0))*INDEX(Profiles[],MATCH(1,(Profiles[Month]=Supply[[#This Row],[Month]])*(Profiles[Hour Ending]=Supply[[#This Row],[Hour Ending]]),0),MATCH(Supply[[#This Row],[Unit Category]],Profiles[#Headers],0))","v":1296.8493400000002}]
[8,"Hydro",1,{"$f":"INDEX(NQC[NQC MW],MATCH(1,(NQC[Month]=Supply[[#This Row],[Month]])*(NQC[Unit Category]=Supply[[#This Row],[Unit Category]]),0))*INDEX(Profiles[],MATCH(1,(Profiles[Month]=Supply[[#This Row],[Month]])*(Profiles[Hour Ending]=Supply[[#This Row],[Hour Ending]]),0),MATCH(Supply[[#This Row],[Unit Category]],Profiles[#Headers],0))","v":3117.6249000000003}]
[8,"Hydro",2,{"$f":"INDEX(NQC[NQC MW],MATCH(1,(NQC[Month]=Supply[[#This Row],[Month]])*(NQC[Unit Category]=Supply[[#This Row],[Unit Category]]),0))*INDEX(Profiles[],MATCH(1,(Profiles[Month]=Supply[[#This Row],[Month]])*(Profiles[Hour Ending]=Supply[[#This Row],[Hour Ending]]),0),MATCH(Supply[[#This Row],[Unit Category]],Profiles[#Headers],0))","v":3117.6249000000003}]
[8,"Hydro",3,{"$f":"INDEX(NQC[NQC MW],MATCH(1,(NQC[Month]=Supply[[#This Row],[Month]])*(NQC[Unit Category]=Supply[[#This Row],[Unit Category]]),0))*INDEX(Profiles[],MATCH(1,(Profiles[Month]=Supply[[#This Row],[Month]])*(Profiles[Hour Ending]=Supply[[#This Row],[Hour Ending]]),0),MATCH(Supply[[#This Row],[Unit Category]],Profiles[#Headers],0))","v":3117.6249000000003}]
[8,"Hydro",4,{"$f":"INDEX(NQC[NQC MW],MATCH(1,(NQC[Month]=Supply[[#This Row],[Month]])*(NQC[Unit Category]=Supply[[#This Row],[Unit Category]]),0))*INDEX(Profiles[],MATCH(1,(Profiles[Month]=Supply[[#This Row],[Month]])*(Profiles[Hour Ending]=Supply[[#This Row],[Hour Ending]]),0),MATCH(Supply[[#This Row],[Unit Category]],Profiles[#Headers],0))","v":3117.6249000000003}]
[8,"Hydro",5,{"$f":"INDEX(NQC[NQC MW],MATCH(1,(NQC[Month]=Supply[[#This Row],[Month]])*(NQC[Unit Category]=Supply[[#This Row],[Unit Category]]),0))*INDEX(Profiles[],MATCH(1,(Profiles[Month]=Supply[[#This Row],[Month]])*(Profiles[Hour Ending]=Supply[[#This Row],[Hour Ending]]),0),MATCH(Supply[[#This Row],[Unit Category]],Profiles[#Headers],0))","v":3117.6249000000003}]
[8,"Hydro",6,{"$f":"INDEX(NQC[NQC MW],MATCH(1,(NQC[Month]=Supply[[#This Row],[Month]])*(NQC[Unit Category]=Supply[[#This Row],[Unit Category]]),0))*INDEX(Profiles[],MATCH(1,(Profiles[Month]=Supply[[#This Row],[Month]])*(Profiles[Hour Ending]=Supply[[#This Row],[Hour Ending]]),0),MATCH(Supply[[#This Row],[Unit Category]],Profiles[#Headers],0))","v":3117.6249000000003}]
[8,"Hydro",7,{"$f":"INDEX(NQC[NQC MW],MATCH(1,(NQC[Month]=Supply[[#This Row],[Month]])*(NQC[Unit Category]=Supply[[#This Row],[Unit Category]]),0))*INDEX(Profiles[],MATCH(1,(Profiles[Month]=Supply[[#This Row],[Month]])*(Profiles[Hour Ending]=Supply[[#This Row],[Hour Ending]]),0),MATCH(Supply[[#This Row],[Unit Category]],Profiles[#Headers],0))","v":3117.6249000000003}]
[8,"Hydro",8,{"$f":"INDEX(NQC[NQC MW],MATCH(1,(NQC[Month]=Supply[[#This Row],[Month]])*(NQC[Unit Category]=Supply[[#This Row],[Unit Category]]),0))*INDEX(Profiles[],MATCH(1,(Profiles[Month]=Supply[[#This Row],[Month]])*(Profiles[Hour Ending]=Supply[[#This Row],[Hour Ending]]),0),MATCH(Supply[[#This Row],[Unit Category]],Profiles[#Headers],0))","v":3117.6249000000003}]
[8,"Hydro",9,{"$f":"INDEX(NQC[NQC MW],MATCH(1,(NQC[Month]=Supply[[#This Row],[Month]])*(NQC[Unit Category]=Supply[[#This Row],[Unit Category]]),0))*INDEX(Profiles[],MATCH(1,(Profiles[Month]=Supply[[#This Row],[Month]])*(Profiles[Hour Ending]=Supply[[#This Row],[Hour Ending]]),0),MATCH(Supply[[#This Row],[Unit Category]],Profiles[#Headers],0))","v":3117.6249000000003}]
[8,"Hydro",10,{"$f":"INDEX(NQC[NQC MW],MATCH(1,(NQC[Month]=Supply[[#This Row],[Month]])*(NQC[Unit Category]=Supply[[#This Row],[Unit Category]]),0))*INDEX(Profiles[],MATCH(1,(Profiles[Month]=Supply[[#This Row],[Month]])*(Profiles[Hour Ending]=Supply[[#This Row],[Hour Ending]]),0),MATCH(Supply[[#This Row],[Unit Category]],Profiles[#Headers],0))","v":3117.6249000000003}]
[8,"Hydro",11,{"$f":"INDEX(NQC[NQC MW],MATCH(1,(NQC[Month]=Supply[[#This Row],[Month]])*(NQC[Unit Category]=Supply[[#This Row],[Unit Category]]),0))*INDEX(Profiles[],MATCH(1,(Profiles[Month]=Supply[[#This Row],[Month]])*(Profiles[Hour Ending]=Supply[[#This Row],[Hour Ending]]),0),MATCH(Supply[[#This Row],[Unit Category]],Profiles[#Headers],0))","v":3117.6249000000003}]
[8,"Hydro",12,{"$f":"INDEX(NQC[NQC MW],MATCH(1,(NQC[Month]=Supply[[#This Row],[Month]])*(NQC[Unit Category]=Supply[[#This Row],[Unit Category]]),0))*INDEX(Profiles[],MATCH(1,(Profiles[Month]=Supply[[#This Row],[Month]])*(Profiles[Hour Ending]=Supply[[#This Row],[Hour Ending]]),0),MATCH(Supply[[#This Row],[Unit Category]],Profiles[#Headers],0))","v":3117.6249000000003}]
[8,"Hydro",13,{"$f":"INDEX(NQC[NQC MW],MATCH(1,(NQC[Month]=Supply[[#This Row],[Month]])*(NQC[Unit Category]=Supply[[#This Row],[Unit Category]]),0))*INDEX(Profiles[],MATCH(1,(Profiles[Month]=Supply[[#This Row],[Month]])*(Profiles[Hour Ending]=Supply[[#This Row],[Hour Ending]]),0),MATCH(Supply[[#This Row],[Unit Category]],Profiles[#Headers],0))","v":3117.6249000000003}]
[8,"Hydro",14,{"$f":"INDEX(NQC[NQC MW],MATCH(1,(NQC[Month]=Supply[[#This Row],[Month]])*(NQC[Unit Category]=Supply[[#This Row],[Unit Category]]),0))*INDEX(Profiles[],MATCH(1,(Profiles[Month]=Supply[[#This Row],[Month]])*(Profiles[Hour Ending]=Supply[[#This Row],[Hour Ending]]),0),MATCH(Supply[[#This Row],[Unit Category]],Profiles[#Headers],0))","v":3117.6249000000003}]
[8,"Hydro",15,{"$f":"INDEX(NQC[NQC MW],MATCH(1,(NQC[Month]=Supply[[#This Row],[Month]])*(NQC[Unit Category]=Supply[[#This Row],[Unit Category]]),0))*INDEX(Profiles[],MATCH(1,(Profiles[Month]=Supply[[#This Row],[Month]])*(Profiles[Hour Ending]=Supply[[#This Row],[Hour Ending]]),0),MATCH(Supply[[#This Row],[Unit Category]],Profiles[#Headers],0))","v":3117.6249000000003}]
[8,"Hydro",16,{"$f":"INDEX(NQC[NQC MW],MATCH(1,(NQC[Month]=Supply[[#This Row],[Month]])*(NQC[Unit Category]=Supply[[#This Row],[Unit Category]]),0))*INDEX(Profiles[],MATCH(1,(Profiles[Month]=Supply[[#This Row],[Month]])*(Profiles[Hour Ending]=Supply[[#This Row],[Hour Ending]]),0),MATCH(Supply[[#This Row],[Unit Category]],Profiles[#Headers],0))","v":3117.6249000000003}]
[8,"Hydro",17,{"$f":"INDEX(NQC[NQC MW],MATCH(1,(NQC[Month]=Supply[[#This Row],[Month]])*(NQC[Unit Category]=Supply[[#This Row],[Unit Category]]),0))*INDEX(Profiles[],MATCH(1,(Profiles[Month]=Supply[[#This Row],[Month]])*(Profiles[Hour Ending]=Supply[[#This Row],[Hour Ending]]),0),MATCH(Supply[[#This Row],[Unit Category]],Profiles[#Headers],0))","v":3117.6249000000003}]
[8,"Hydro",18,{"$f":"INDEX(NQC[NQC MW],MATCH(1,(NQC[Month]=Supply[[#This Row],[Month]])*(NQC[Unit Category]=Supply[[#This Row],[Unit Category]]),0))*INDEX(Profiles[],MATCH(1,(Profiles[Month]=Supply[[#This Row],[Month]])*(Profiles[Hour Ending]=Supply[[#This Row],[Hour Ending]]),0),MATCH(Supply[[#This Row],[Unit Category]],Profiles[#Headers],0))","v":3117.6249000000003}]
[8,"Hydro",19,{"$f":"INDEX(NQC[NQC MW],MATCH(1,(NQC[Month]=Supply[[#This Row],[Month]])*(NQC[Unit Category]=Supply[[#This Row],[Unit Category]]),0))*INDEX(Profiles[],MATCH(1,(Profiles[Month]=Supply[[#This Row],[Month]])*(Profiles[Hour Ending]=Supply[[#This Row],[Hour Ending]]),0),MATCH(Supply[[#This Row],[Unit Category]],Profiles[#Headers],0))","v":3117.6249000000003}]
[8,"Hydro",20,{"$f":"INDEX(NQC[NQC MW],MATCH(1,(NQC[Month]=Supply[[#This Row],[Month]])*(NQC[Unit Category]=Supply[[#This Row],[Unit Category]]),0))*INDEX(Profiles[],MATCH(1,(Profiles[Month]=Supply[[#This Row],[Month]])*(Profiles[Hour Ending]=Supply[[#This Row],[Hour Ending]]),0),MATCH(Supply[[#This Row],[Unit Category]],Profiles[#Headers],0))","v":3117.6249000000003}]
[8,"Hydro",21,{"$f":"INDEX(NQC[NQC MW],MATCH(1,(NQC[Month]=Supply[[#This Row],[Month]])*(NQC[Unit Category]=Supply[[#This Row],[Unit Category]]),0))*INDEX(Profiles[],MATCH(1,(Profiles[Month]=Supply[[#This Row],[Month]])*(Profiles[Hour Ending]=Supply[[#This Row],[Hour Ending]]),0),MATCH(Supply[[#This Row],[Unit Category]],Profiles[#Headers],0))","v":3117.6249000000003}]
[8,"Hydro",22,{"$f":"INDEX(NQC[NQC MW],MATCH(1,(NQC[Month]=Supply[[#This Row],[Month]])*(NQC[Unit Category]=Supply[[#This Row],[Unit Category]]),0))*INDEX(Profiles[],MATCH(1,(Profiles[Month]=Supply[[#This Row],[Month]])*(Profiles[Hour Ending]=Supply[[#This Row],[Hour Ending]]),0),MATCH(Supply[[#This Row],[Unit Category]],Profiles[#Headers],0))","v":3117.6249000000003}]
[8,"Hydro",23,{"$f":"INDEX(NQC[NQC MW],MATCH(1,(NQC[Month]=Supply[[#This Row],[Month]])*(NQC[Unit Category]=Supply[[#This Row],[Unit Category]]),0))*INDEX(Profiles[],MATCH(1,(Profiles[Month]=Supply[[#This Row],[Month]])*(Profiles[Hour Ending]=Supply[[#This Row],[Hour Ending]]),0),MATCH(Supply[[#This Row],[Unit Category]],Profiles[#Headers],0))","v":3117.6249000000003}]
[8,"Hydro",24,{"$f":"INDEX(NQC[NQC MW],MATCH(1,(NQC[Month]=Supply[[#This Row],[Month]])*(NQC[Unit Category]=Supply[[#This Row],[Unit Category]]),0))*INDEX(Profiles[],MATCH(1,(Profiles[Month]=Supply[[#This Row],[Month]])*(Profiles[Hour Ending]=Supply[[#This Row],[Hour Ending]]),0),MATCH(Supply[[#This Row],[Unit Category]],Profiles[#Headers],0))","v":3117.6249000000003}]
[8,"ICE",1,{"$f":"INDEX(NQC[NQC MW],MATCH(1,(NQC[Month]=Supply[[#This Row],[Month]])*(NQC[Unit Category]=Supply[[#This Row],[Unit Category]]),0))*INDEX(Profiles[],MATCH(1,(Profiles[Month]=Supply[[#This Row],[Month]])*(Profiles[Hour Ending]=Supply[[#This Row],[Hour Ending]]),0),MATCH(Supply[[#This Row],[Unit Category]],Profiles[#Headers],0))","v":254.7}]
[8,"ICE",2,{"$f":"INDEX(NQC[NQC MW],MATCH(1,(NQC[Month]=Supply[[#This Row],[Month]])*(NQC[Unit Category]=Supply[[#This Row],[Unit Category]]),0))*INDEX(Profiles[],MATCH(1,(Profiles[Month]=Supply[[#This Row],[Month]])*(Profiles[Hour Ending]=Supply[[#This Row],[Hour Ending]]),0),MATCH(Supply[[#This Row],[Unit Category]],Profiles[#Headers],0))","v":254.7}]
[8,"ICE",3,{"$f":"INDEX(NQC[NQC MW],MATCH(1,(NQC[Month]=Supply[[#This Row],[Month]])*(NQC[Unit Category]=Supply[[#This Row],[Unit Category]]),0))*INDEX(Profiles[],MATCH(1,(Profiles[Month]=Supply[[#This Row],[Month]])*(Profiles[Hour Ending]=Supply[[#This Row],[Hour Ending]]),0),MATCH(Supply[[#This Row],[Unit Category]],Profiles[#Headers],0))","v":254.7}]
[8,"ICE",4,{"$f":"INDEX(NQC[NQC MW],MATCH(1,(NQC[Month]=Supply[[#This Row],[Month]])*(NQC[Unit Category]=Supply[[#This Row],[Unit Category]]),0))*INDEX(Profiles[],MATCH(1,(Profiles[Month]=Supply[[#This Row],[Month]])*(Profiles[Hour Ending]=Supply[[#This Row],[Hour Ending]]),0),MATCH(Supply[[#This Row],[Unit Category]],Profiles[#Headers],0))","v":254.7}]
[8,"ICE",5,{"$f":"INDEX(NQC[NQC MW],MATCH(1,(NQC[Month]=Supply[[#This Row],[Month]])*(NQC[Unit Category]=Supply[[#This Row],[Unit Category]]),0))*INDEX(Profiles[],MATCH(1,(Profiles[Month]=Supply[[#This Row],[Month]])*(Profiles[Hour Ending]=Supply[[#This Row],[Hour Ending]]),0),MATCH(Supply[[#This Row],[Unit Category]],Profiles[#Headers],0))","v":254.7}]
[8,"ICE",6,{"$f":"INDEX(NQC[NQC MW],MATCH(1,(NQC[Month]=Supply[[#This Row],[Month]])*(NQC[Unit Category]=Supply[[#This Row],[Unit Category]]),0))*INDEX(Profiles[],MATCH(1,(Profiles[Month]=Supply[[#This Row],[Month]])*(Profiles[Hour Ending]=Supply[[#This Row],[Hour Ending]]),0),MATCH(Supply[[#This Row],[Unit Category]],Profiles[#Headers],0))","v":254.7}]
[8,"ICE",7,{"$f":"INDEX(NQC[NQC MW],MATCH(1,(NQC[Month]=Supply[[#This Row],[Month]])*(NQC[Unit Category]=Supply[[#This Row],[Unit Category]]),0))*INDEX(Profiles[],MATCH(1,(Profiles[Month]=Supply[[#This Row],[Month]])*(Profiles[Hour Ending]=Supply[[#This Row],[Hour Ending]]),0),MATCH(Supply[[#This Row],[Unit Category]],Profiles[#Headers],0))","v":254.7}]
[8,"ICE",8,{"$f":"INDEX(NQC[NQC MW],MATCH(1,(NQC[Month]=Supply[[#This Row],[Month]])*(NQC[Unit Category]=Supply[[#This Row],[Unit Category]]),0))*INDEX(Profiles[],MATCH(1,(Profiles[Month]=Supply[[#This Row],[Month]])*(Profiles[Hour Ending]=Supply[[#This Row],[Hour Ending]]),0),MATCH(Supply[[#This Row],[Unit Category]],Profiles[#Headers],0))","v":254.7}]
[8,"ICE",9,{"$f":"INDEX(NQC[NQC MW],MATCH(1,(NQC[Month]=Supply[[#This Row],[Month]])*(NQC[Unit Category]=Supply[[#This Row],[Unit Category]]),0))*INDEX(Profiles[],MATCH(1,(Profiles[Month]=Supply[[#This Row],[Month]])*(Profiles[Hour Ending]=Supply[[#This Row],[Hour Ending]]),0),MATCH(Supply[[#This Row],[Unit Category]],Profiles[#Headers],0))","v":254.7}]
[8,"ICE",10,{"$f":"INDEX(NQC[NQC MW],MATCH(1,(NQC[Month]=Supply[[#This Row],[Month]])*(NQC[Unit Category]=Supply[[#This Row],[Unit Category]]),0))*INDEX(Profiles[],MATCH(1,(Profiles[Month]=Supply[[#This Row],[Month]])*(Profiles[Hour Ending]=Supply[[#This Row],[Hour Ending]]),0),MATCH(Supply[[#This Row],[Unit Category]],Profiles[#Headers],0))","v":254.7}]
[8,"ICE",11,{"$f":"INDEX(NQC[NQC MW],MATCH(1,(NQC[Month]=Supply[[#This Row],[Month]])*(NQC[Unit Category]=Supply[[#This Row],[Unit Category]]),0))*INDEX(Profiles[],MATCH(1,(Profiles[Month]=Supply[[#This Row],[Month]])*(Profiles[Hour Ending]=Supply[[#This Row],[Hour Ending]]),0),MATCH(Supply[[#This Row],[Unit Category]],Profiles[#Headers],0))","v":254.7}]
[8,"ICE",12,{"$f":"INDEX(NQC[NQC MW],MATCH(1,(NQC[Month]=Supply[[#This Row],[Month]])*(NQC[Unit Category]=Supply[[#This Row],[Unit Category]]),0))*INDEX(Profiles[],MATCH(1,(Profiles[Month]=Supply[[#This Row],[Month]])*(Profiles[Hour Ending]=Supply[[#This Row],[Hour Ending]]),0),MATCH(Supply[[#This Row],[Unit Category]],Profiles[#Headers],0))","v":254.7}]
[8,"ICE",13,{"$f":"INDEX(NQC[NQC MW],MATCH(1,(NQC[Month]=Supply[[#This Row],[Month]])*(NQC[Unit Category]=Supply[[#This Row],[Unit Category]]),0))*INDEX(Profiles[],MATCH(1,(Profiles[Month]=Supply[[#This Row],[Month]])*(Profiles[Hour Ending]=Supply[[#This Row],[Hour Ending]]),0),MATCH(Supply[[#This Row],[Unit Category]],Profiles[#Headers],0))","v":254.7}]
[8,"ICE",14,{"$f":"INDEX(NQC[NQC MW],MATCH(1,(NQC[Month]=Supply[[#This Row],[Month]])*(NQC[Unit Category]=Supply[[#This Row],[Unit Category]]),0))*INDEX(Profiles[],MATCH(1,(Profiles[Month]=Supply[[#This Row],[Month]])*(Profiles[Hour Ending]=Supply[[#This Row],[Hour Ending]]),0),MATCH(Supply[[#This Row],[Unit Category]],Profiles[#Headers],0))","v":254.7}]
[8,"ICE",15,{"$f":"INDEX(NQC[NQC MW],MATCH(1,(NQC[Month]=Supply[[#This Row],[Month]])*(NQC[Unit Category]=Supply[[#This Row],[Unit Category]]),0))*INDEX(Profiles[],MATCH(1,(Profiles[Month]=Supply[[#This Row],[Month]])*(Profiles[Hour Ending]=Supply[[#This Row],[Hour Ending]]),0),MATCH(Supply[[#This Row],[Unit Category]],Profiles[#Headers],0))","v":254.7}]
[8,"ICE",16,{"$f":"INDEX(NQC[NQC MW],MATCH(1,(NQC[Month]=Supply[[#This Row],[Month]])*(NQC[Unit Category]=Supply[[#This Row],[Unit Category]]),0))*INDEX(Profiles[],MATCH(1,(Profiles[Month]=Supply[[#This Row],[Month]])*(Profiles[Hour Ending]=Supply[[#This Row],[Hour Ending]]),0),MATCH(Supply[[#This Row],[Unit Category]],Profiles[#Headers],0))","v":254.7}]
[8,"ICE",17,{"$f":"INDEX(NQC[NQC MW],MATCH(1,(NQC[Month]=Supply[[#This Row],[Month]])*(NQC[Unit Category]=Supply[[#This Row],[Unit Category]]),0))*INDEX(Profiles[],MATCH(1,(Profiles[Month]=Supply[[#This Row],[Month]])*(Profiles[Hour Ending]=Supply[[#This Row],[Hour Ending]]),0),MATCH(Supply[[#This Row],[Unit Category]],Profiles[#Headers],0))","v":254.7}]
[8,"ICE",18,{"$f":"INDEX(NQC[NQC MW],MATCH(1,(NQC[Month]=Supply[[#This Row],[Month]])*(NQC[Unit Category]=Supply[[#This Row],[Unit Category]]),0))*INDEX(Profiles[],MATCH(1,(Profiles[Month]=Supply[[#This Row],[Month]])*(Profiles[Hour Ending]=Supply[[#This Row],[Hour Ending]]),0),MATCH(Supply[[#This Row],[Unit Category]],Profiles[#Headers],0))","v":254.7}]
[8,"ICE",19,{"$f":"INDEX(NQC[NQC MW],MATCH(1,(NQC[Month]=Supply[[#This Row],[Month]])*(NQC[Unit Category]=Supply[[#This Row],[Unit Category]]),0))*INDEX(Profiles[],MATCH(1,(Profiles[Month]=Supply[[#This Row],[Month]])*(Profiles[Hour Ending]=Supply[[#This Row],[Hour Ending]]),0),MATCH(Supply[[#This Row],[Unit Category]],Profiles[#Headers],0))","v":254.7}]
[8,"ICE",20,{"$f":"INDEX(NQC[NQC MW],MATCH(1,(NQC[Month]=Supply[[#This Row],[Month]])*(NQC[Unit Category]=Supply[[#This Row],[Unit Category]]),0))*INDEX(Profiles[],MATCH(1,(Profiles[Month]=Supply[[#This Row],[Month]])*(Profiles[Hour Ending]=Supply[[#This Row],[Hour Ending]]),0),MATCH(Supply[[#This Row],[Unit Category]],Profiles[#Headers],0))","v":254.7}]
[8,"ICE",21,{"$f":"INDEX(NQC[NQC MW],MATCH(1,(NQC[Month]=Supply[[#This Row],[Month]])*(NQC[Unit Category]=Supply[[#This Row],[Unit Category]]),0))*INDEX(Profiles[],MATCH(1,(Profiles[Month]=Supply[[#This Row],[Month]])*(Profiles[Hour Ending]=Supply[[#This Row],[Hour Ending]]),0),MATCH(Supply[[#This Row],[Unit Category]],Profiles[#Headers],0))","v":254.7}]
[8,"ICE",22,{"$f":"INDEX(NQC[NQC MW],MATCH(1,(NQC[Month]=Supply[[#This Row],[Month]])*(NQC[Unit Category]=Supply[[#This Row],[Unit Category]]),0))*INDEX(Profiles[],MATCH(1,(Profiles[Month]=Supply[[#This Row],[Month]])*(Profiles[Hour Ending]=Supply[[#This Row],[Hour Ending]]),0),MATCH(Supply[[#This Row],[Unit Category]],Profiles[#Headers],0))","v":254.7}]
[8,"ICE",23,{"$f":"INDEX(NQC[NQC MW],MATCH(1,(NQC[Month]=Supply[[#This Row],[Month]])*(NQC[Unit Category]=Supply[[#This Row],[Unit Category]]),0))*INDEX(Profiles[],MATCH(1,(Profiles[Month]=Supply[[#This Row],[Month]])*(Profiles[Hour Ending]=Supply[[#This Row],[Hour Ending]]),0),MATCH(Supply[[#This Row],[Unit Category]],Profiles[#Headers],0))","v":254.7}]
[8,"ICE",24,{"$f":"INDEX(NQC[NQC MW],MATCH(1,(NQC[Month]=Supply[[#This Row],[Month]])*(NQC[Unit Category]=Supply[[#This Row],[Unit Category]]),0))*INDEX(Profiles[],MATCH(1,(Profiles[Month]=Supply[[#This Row],[Month]])*(Profiles[Hour Ending]=Supply[[#This Row],[Hour Ending]]),0),MATCH(Supply[[#This Row],[Unit Category]],Profiles[#Headers],0))","v":254.7}]
[8,"Interchange",1,{"$f":"INDEX(NQC[NQC MW],MATCH(1,(NQC[Month]=Supply[[#This Row],[Month]])*(NQC[Unit Category]=Supply[[#This Row],[Unit Category]]),0))*INDEX(Profiles[],MATCH(1,(Profiles[Month]=Supply[[#This Row],[Month]])*(Profiles[Hour Ending]=Supply[[#This Row],[Hour Ending]]),0),MATCH(Supply[[#This Row],[Unit Category]],Profiles[#Headers],0))","v":2500}]
[8,"Interchange",2,{"$f":"INDEX(NQC[NQC MW],MATCH(1,(NQC[Month]=Supply[[#This Row],[Month]])*(NQC[Unit Category]=Supply[[#This Row],[Unit Category]]),0))*INDEX(Profiles[],MATCH(1,(Profiles[Month]=Supply[[#This Row],[Month]])*(Profiles[Hour Ending]=Supply[[#This Row],[Hour Ending]]),0),MATCH(Supply[[#This Row],[Unit Category]],Profiles[#Headers],0))","v":2500}]
[8,"Interchange",3,{"$f":"INDEX(NQC[NQC MW],MATCH(1,(NQC[Month]=Supply[[#This Row],[Month]])*(NQC[Unit Category]=Supply[[#This Row],[Unit Category]]),0))*INDEX(Profiles[],MATCH(1,(Profiles[Month]=Supply[[#This Row],[Month]])*(Profiles[Hour Ending]=Supply[[#This Row],[Hour Ending]]),0),MATCH(Supply[[#This Row],[Unit Category]],Profiles[#Headers],0))","v":2500}]
[8,"Interchange",4,{"$f":"INDEX(NQC[NQC MW],MATCH(1,(NQC[Month]=Supply[[#This Row],[Month]])*(NQC[Unit Category]=Supply[[#This Row],[Unit Category]]),0))*INDEX(Profiles[],MATCH(1,(Profiles[Month]=Supply[[#This Row],[Month]])*(Profiles[Hour Ending]=Supply[[#This Row],[Hour Ending]]),0),MATCH(Supply[[#This Row],[Unit Category]],Profiles[#Headers],0))","v":2500}]
[8,"Interchange",5,{"$f":"INDEX(NQC[NQC MW],MATCH(1,(NQC[Month]=Supply[[#This Row],[Month]])*(NQC[Unit Category]=Supply[[#This Row],[Unit Category]]),0))*INDEX(Profiles[],MATCH(1,(Profiles[Month]=Supply[[#This Row],[Month]])*(Profiles[Hour Ending]=Supply[[#This Row],[Hour Ending]]),0),MATCH(Supply[[#This Row],[Unit Category]],Profiles[#Headers],0))","v":2500}]
[8,"Interchange",6,{"$f":"INDEX(NQC[NQC MW],MATCH(1,(NQC[Month]=Supply[[#This Row],[Month]])*(NQC[Unit Category]=Supply[[#This Row],[Unit Category]]),0))*INDEX(Profiles[],MATCH(1,(Profiles[Month]=Supply[[#This Row],[Month]])*(Profiles[Hour Ending]=Supply[[#This Row],[Hour Ending]]),0),MATCH(Supply[[#This Row],[Unit Category]],Profiles[#Headers],0))","v":2500}]
[8,"Interchange",7,{"$f":"INDEX(NQC[NQC MW],MATCH(1,(NQC[Month]=Supply[[#This Row],[Month]])*(NQC[Unit Category]=Supply[[#This Row],[Unit Category]]),0))*INDEX(Profiles[],MATCH(1,(Profiles[Month]=Supply[[#This Row],[Month]])*(Profiles[Hour Ending]=Supply[[#This Row],[Hour Ending]]),0),MATCH(Supply[[#This Row],[Unit Category]],Profiles[#Headers],0))","v":2500}]
[8,"Interchange",8,{"$f":"INDEX(NQC[NQC MW],MATCH(1,(NQC[Month]=Supply[[#This Row],[Month]])*(NQC[Unit Category]=Supply[[#This Row],[Unit Category]]),0))*INDEX(Profiles[],MATCH(1,(Profiles[Month]=Supply[[#This Row],[Month]])*(Profiles[Hour Ending]=Supply[[#This Row],[Hour Ending]]),0),MATCH(Supply[[#This Row],[Unit Category]],Profiles[#Headers],0))","v":2500}]
[8,"Interchange",9,{"$f":"INDEX(NQC[NQC MW],MATCH(1,(NQC[Month]=Supply[[#This Row],[Month]])*(NQC[Unit Category]=Supply[[#This Row],[Unit Category]]),0))*INDEX(Profiles[],MATCH(1,(Profiles[Month]=Supply[[#This Row],[Month]])*(Profiles[Hour Ending]=Supply[[#This Row],[Hour Ending]]),0),MATCH(Supply[[#This Row],[Unit Category]],Profiles[#Headers],0))","v":2500}]
[8,"Interchange",10,{"$f":"INDEX(NQC[NQC MW],MATCH(1,(NQC[Month]=Supply[[#This Row],[Month]])*(NQC[Unit Category]=Supply[[#This Row],[Unit Category]]),0))*INDEX(Profiles[],MATCH(1,(Profiles[Month]=Supply[[#This Row],[Month]])*(Profiles[Hour Ending]=Supply[[#This Row],[Hour Ending]]),0),MATCH(Supply[[#This Row],[Unit Category]],Profiles[#Headers],0))","v":2500}]
[8,"Interchange",11,{"$f":"INDEX(NQC[NQC MW],MATCH(1,(NQC[Month]=Supply[[#This Row],[Month]])*(NQC[Unit Category]=Supply[[#This Row],[Unit Category]]),0))*INDEX(Profiles[],MATCH(1,(Profiles[Month]=Supply[[#This Row],[Month]])*(Profiles[Hour Ending]=Supply[[#This Row],[Hour Ending]]),0),MATCH(Supply[[#This Row],[Unit Category]],Profiles[#Headers],0))","v":2500}]
[8,"Interchange",12,{"$f":"INDEX(NQC[NQC MW],MATCH(1,(NQC[Month]=Supply[[#This Row],[Month]])*(NQC[Unit Category]=Supply[[#This Row],[Unit Category]]),0))*INDEX(Profiles[],MATCH(1,(Profiles[Month]=Supply[[#This Row],[Month]])*(Profiles[Hour Ending]=Supply[[#This Row],[Hour Ending]]),0),MATCH(Supply[[#This Row],[Unit Category]],Profiles[#Headers],0))","v":2500}]
[8,"Interchange",13,{"$f":"INDEX(NQC[NQC MW],MATCH(1,(NQC[Month]=Supply[[#This Row],[Month]])*(NQC[Unit Category]=Supply[[#This Row],[Unit Category]]),0))*INDEX(Profiles[],MATCH(1,(Profiles[Month]=Supply[[#This Row],[Month]])*(Profiles[Hour Ending]=Supply[[#This Row],[Hour Ending]]),0),MATCH(Supply[[#This Row],[Unit Category]],Profiles[#Headers],0))","v":2500}]
[8,"Interchange",14,{"$f":"INDEX(NQC[NQC MW],MATCH(1,(NQC[Month]=Supply[[#This Row],[Month]])*(NQC[Unit Category]=Supply[[#This Row],[Unit Category]]),0))*INDEX(Profiles[],MATCH(1,(Profiles[Month]=Supply[[#This Row],[Month]])*(Profiles[Hour Ending]=Supply[[#This Row],[Hour Ending]]),0),MATCH(Supply[[#This Row],[Unit Category]],Profiles[#Headers],0))","v":2500}]
[8,"Interchange",15,{"$f":"INDEX(NQC[NQC MW],MATCH(1,(NQC[Month]=Supply[[#This Row],[Month]])*(NQC[Unit Category]=Supply[[#This Row],[Unit Category]]),0))*INDEX(Profiles[],MATCH(1,(Profiles[Month]=Supply[[#This Row],[Month]])*(Profiles[Hour Ending]=Supply[[#This Row],[Hour Ending]]),0),MATCH(Supply[[#This Row],[Unit Category]],Profiles[#Headers],0))","v":2500}]
[8,"Interchange",16,{"$f":"INDEX(NQC[NQC MW],MATCH(1,(NQC[Month]=Supply[[#This Row],[Month]])*(NQC[Unit Category]=Supply[[#This Row],[Unit Category]]),0))*INDEX(Profiles[],MATCH(1,(Profiles[Month]=Supply[[#This Row],[Month]])*(Profiles[Hour Ending]=Supply[[#This Row],[Hour Ending]]),0),MATCH(Supply[[#This Row],[Unit Category]],Profiles[#Headers],0))","v":2500}]
[8,"Interchange",17,{"$f":"INDEX(NQC[NQC MW],MATCH(1,(NQC[Month]=Supply[[#This Row],[Month]])*(NQC[Unit Category]=Supply[[#This Row],[Unit Category]]),0))*INDEX(Profiles[],MATCH(1,(Profiles[Month]=Supply[[#This Row],[Month]])*(Profiles[Hour Ending]=Supply[[#This Row],[Hour Ending]]),0),MATCH(Supply[[#This Row],[Unit Category]],Profiles[#Headers],0))","v":2500}]
[8,"Interchange",18,{"$f":"INDEX(NQC[NQC MW],MATCH(1,(NQC[Month]=Supply[[#This Row],[Month]])*(NQC[Unit Category]=Supply[[#This Row],[Unit Category]]),0))*INDEX(Profiles[],MATCH(1,(Profiles[Month]=Supply[[#This Row],[Month]])*(Profiles[Hour Ending]=Supply[[#This Row],[Hour Ending]]),0),MATCH(Supply[[#This Row],[Unit Category]],Profiles[#Headers],0))","v":2500}]
[8,"Interchange",19,{"$f":"INDEX(NQC[NQC MW],MATCH(1,(NQC[Month]=Supply[[#This Row],[Month]])*(NQC[Unit Category]=Supply[[#This Row],[Unit Category]]),0))*INDEX(Profiles[],MATCH(1,(Profiles[Month]=Supply[[#This Row],[Month]])*(Profiles[Hour Ending]=Supply[[#This Row],[Hour Ending]]),0),MATCH(Supply[[#This Row],[Unit Category]],Profiles[#Headers],0))","v":2500}]
[8,"Interchange",20,{"$f":"INDEX(NQC[NQC MW],MATCH(1,(NQC[Month]=Supply[[#This Row],[Month]])*(NQC[Unit Category]=Supply[[#This Row],[Unit Category]]),0))*INDEX(Profiles[],MATCH(1,(Profiles[Month]=Supply[[#This Row],[Month]])*(Profiles[Hour Ending]=Supply[[#This Row],[Hour Ending]]),0),MATCH(Supply[[#This Row],[Unit Category]],Profiles[#Headers],0))","v":2500}]
[8,"Interchange",21,{"$f":"INDEX(NQC[NQC MW],MATCH(1,(NQC[Month]=Supply[[#This Row],[Month]])*(NQC[Unit Category]=Supply[[#This Row],[Unit Category]]),0))*INDEX(Profiles[],MATCH(1,(Profiles[Month]=Supply[[#This Row],[Month]])*(Profiles[Hour Ending]=Supply[[#This Row],[Hour Ending]]),0),MATCH(Supply[[#This Row],[Unit Category]],Profiles[#Headers],0))","v":2500}]
[8,"Interchange",22,{"$f":"INDEX(NQC[NQC MW],MATCH(1,(NQC[Month]=Supply[[#This Row],[Month]])*(NQC[Unit Category]=Supply[[#This Row],[Unit Category]]),0))*INDEX(Profiles[],MATCH(1,(Profiles[Month]=Supply[[#This Row],[Month]])*(Profiles[Hour Ending]=Supply[[#This Row],[Hour Ending]]),0),MATCH(Supply[[#This Row],[Unit Category]],Profiles[#Headers],0))","v":2500}]
[8,"Interchange",23,{"$f":"INDEX(NQC[NQC MW],MATCH(1,(NQC[Month]=Supply[[#This Row],[Month]])*(NQC[Unit Category]=Supply[[#This Row],[Unit Category]]),0))*INDEX(Profiles[],MATCH(1,(Profiles[Month]=Supply[[#This Row],[Month]])*(Profiles[Hour Ending]=Supply[[#This Row],[Hour Ending]]),0),MATCH(Supply[[#This Row],[Unit Category]],Profiles[#Headers],0))","v":2500}]
[8,"Interchange",24,{"$f":"INDEX(NQC[NQC MW],MATCH(1,(NQC[Month]=Supply[[#This Row],[Month]])*(NQC[Unit Category]=Supply[[#This Row],[Unit Category]]),0))*INDEX(Profiles[],MATCH(1,(Profiles[Month]=Supply[[#This Row],[Month]])*(Profiles[Hour Ending]=Supply[[#This Row],[Hour Ending]]),0),MATCH(Supply[[#This Row],[Unit Category]],Profiles[#Headers],0))","v":2500}]
[8,"Nuclear",1,{"$f":"INDEX(NQC[NQC MW],MATCH(1,(NQC[Month]=Supply[[#This Row],[Month]])*(NQC[Unit Category]=Supply[[#This Row],[Unit Category]]),0))*INDEX(Profiles[],MATCH(1,(Profiles[Month]=Supply[[#This Row],[Month]])*(Profiles[Hour Ending]=Supply[[#This Row],[Hour Ending]]),0),MATCH(Supply[[#This Row],[Unit Category]],Profiles[#Headers],0))","v":2280}]
[8,"Nuclear",2,{"$f":"INDEX(NQC[NQC MW],MATCH(1,(NQC[Month]=Supply[[#This Row],[Month]])*(NQC[Unit Category]=Supply[[#This Row],[Unit Category]]),0))*INDEX(Profiles[],MATCH(1,(Profiles[Month]=Supply[[#This Row],[Month]])*(Profiles[Hour Ending]=Supply[[#This Row],[Hour Ending]]),0),MATCH(Supply[[#This Row],[Unit Category]],Profiles[#Headers],0))","v":2280}]
[8,"Nuclear",3,{"$f":"INDEX(NQC[NQC MW],MATCH(1,(NQC[Month]=Supply[[#This Row],[Month]])*(NQC[Unit Category]=Supply[[#This Row],[Unit Category]]),0))*INDEX(Profiles[],MATCH(1,(Profiles[Month]=Supply[[#This Row],[Month]])*(Profiles[Hour Ending]=Supply[[#This Row],[Hour Ending]]),0),MATCH(Supply[[#This Row],[Unit Category]],Profiles[#Headers],0))","v":2280}]
[8,"Nuclear",4,{"$f":"INDEX(NQC[NQC MW],MATCH(1,(NQC[Month]=Supply[[#This Row],[Month]])*(NQC[Unit Category]=Supply[[#This Row],[Unit Category]]),0))*INDEX(Profiles[],MATCH(1,(Profiles[Month]=Supply[[#This Row],[Month]])*(Profiles[Hour Ending]=Supply[[#This Row],[Hour Ending]]),0),MATCH(Supply[[#This Row],[Unit Category]],Profiles[#Headers],0))","v":2280}]
[8,"Nuclear",5,{"$f":"INDEX(NQC[NQC MW],MATCH(1,(NQC[Month]=Supply[[#This Row],[Month]])*(NQC[Unit Category]=Supply[[#This Row],[Unit Category]]),0))*INDEX(Profiles[],MATCH(1,(Profiles[Month]=Supply[[#This Row],[Month]])*(Profiles[Hour Ending]=Supply[[#This Row],[Hour Ending]]),0),MATCH(Supply[[#This Row],[Unit Category]],Profiles[#Headers],0))","v":2280}]
[8,"Nuclear",6,{"$f":"INDEX(NQC[NQC MW],MATCH(1,(NQC[Month]=Supply[[#This Row],[Month]])*(NQC[Unit Category]=Supply[[#This Row],[Unit Category]]),0))*INDEX(Profiles[],MATCH(1,(Profiles[Month]=Supply[[#This Row],[Month]])*(Profiles[Hour Ending]=Supply[[#This Row],[Hour Ending]]),0),MATCH(Supply[[#This Row],[Unit Category]],Profiles[#Headers],0))","v":2280}]
[8,"Nuclear",7,{"$f":"INDEX(NQC[NQC MW],MATCH(1,(NQC[Month]=Supply[[#This Row],[Month]])*(NQC[Unit Category]=Supply[[#This Row],[Unit Category]]),0))*INDEX(Profiles[],MATCH(1,(Profiles[Month]=Supply[[#This Row],[Month]])*(Profiles[Hour Ending]=Supply[[#This Row],[Hour Ending]]),0),MATCH(Supply[[#This Row],[Unit Category]],Profiles[#Headers],0))","v":2280}]
[8,"Nuclear",8,{"$f":"INDEX(NQC[NQC MW],MATCH(1,(NQC[Month]=Supply[[#This Row],[Month]])*(NQC[Unit Category]=Supply[[#This Row],[Unit Category]]),0))*INDEX(Profiles[],MATCH(1,(Profiles[Month]=Supply[[#This Row],[Month]])*(Profiles[Hour Ending]=Supply[[#This Row],[Hour Ending]]),0),MATCH(Supply[[#This Row],[Unit Category]],Profiles[#Headers],0))","v":2280}]
[8,"Nuclear",9,{"$f":"INDEX(NQC[NQC MW],MATCH(1,(NQC[Month]=Supply[[#This Row],[Month]])*(NQC[Unit Category]=Supply[[#This Row],[Unit Category]]),0))*INDEX(Profiles[],MATCH(1,(Profiles[Month]=Supply[[#This Row],[Month]])*(Profiles[Hour Ending]=Supply[[#This Row],[Hour Ending]]),0),MATCH(Supply[[#This Row],[Unit Category]],Profiles[#Headers],0))","v":2280}]
[8,"Nuclear",10,{"$f":"INDEX(NQC[NQC MW],MATCH(1,(NQC[Month]=Supply[[#This Row],[Month]])*(NQC[Unit Category]=Supply[[#This Row],[Unit Category]]),0))*INDEX(Profiles[],MATCH(1,(Profiles[Month]=Supply[[#This Row],[Month]])*(Profiles[Hour Ending]=Supply[[#This Row],[Hour Ending]]),0),MATCH(Supply[[#This Row],[Unit Category]],Profiles[#Headers],0))","v":2280}]
[8,"Nuclear",11,{"$f":"INDEX(NQC[NQC MW],MATCH(1,(NQC[Month]=Supply[[#This Row],[Month]])*(NQC[Unit Category]=Supply[[#This Row],[Unit Category]]),0))*INDEX(Profiles[],MATCH(1,(Profiles[Month]=Supply[[#This Row],[Month]])*(Profiles[Hour Ending]=Supply[[#This Row],[Hour Ending]]),0),MATCH(Supply[[#This Row],[Unit Category]],Profiles[#Headers],0))","v":2280}]
[8,"Nuclear",12,{"$f":"INDEX(NQC[NQC MW],MATCH(1,(NQC[Month]=Supply[[#This Row],[Month]])*(NQC[Unit Category]=Supply[[#This Row],[Unit Category]]),0))*INDEX(Profiles[],MATCH(1,(Profiles[Month]=Supply[[#This Row],[Month]])*(Profiles[Hour Ending]=Supply[[#This Row],[Hour Ending]]),0),MATCH(Supply[[#This Row],[Unit Category]],Profiles[#Headers],0))","v":2280}]
[8,"Nuclear",13,{"$f":"INDEX(NQC[NQC MW],MATCH(1,(NQC[Month]=Supply[[#This Row],[Month]])*(NQC[Unit Category]=Supply[[#This Row],[Unit Category]]),0))*INDEX(Profiles[],MATCH(1,(Profiles[Month]=Supply[[#This Row],[Month]])*(Profiles[Hour Ending]=Supply[[#This Row],[Hour Ending]]),0),MATCH(Supply[[#This Row],[Unit Category]],Profiles[#Headers],0))","v":2280}]
[8,"Nuclear",14,{"$f":"INDEX(NQC[NQC MW],MATCH(1,(NQC[Month]=Supply[[#This Row],[Month]])*(NQC[Unit Category]=Supply[[#This Row],[Unit Category]]),0))*INDEX(Profiles[],MATCH(1,(Profiles[Month]=Supply[[#This Row],[Month]])*(Profiles[Hour Ending]=Supply[[#This Row],[Hour Ending]]),0),MATCH(Supply[[#This Row],[Unit Category]],Profiles[#Headers],0))","v":2280}]
[8,"Nuclear",15,{"$f":"INDEX(NQC[NQC MW],MATCH(1,(NQC[Month]=Supply[[#This Row],[Month]])*(NQC[Unit Category]=Supply[[#This Row],[Unit Category]]),0))*INDEX(Profiles[],MATCH(1,(Profiles[Month]=Supply[[#This Row],[Month]])*(Profiles[Hour Ending]=Supply[[#This Row],[Hour Ending]]),0),MATCH(Supply[[#This Row],[Unit Category]],Profiles[#Headers],0))","v":2280}]
[8,"Nuclear",16,{"$f":"INDEX(NQC[NQC MW],MATCH(1,(NQC[Month]=Supply[[#This Row],[Month]])*(NQC[Unit Category]=Supply[[#This Row],[Unit Category]]),0))*INDEX(Profiles[],MATCH(1,(Profiles[Month]=Supply[[#This Row],[Month]])*(Profiles[Hour Ending]=Supply[[#This Row],[Hour Ending]]),0),MATCH(Supply[[#This Row],[Unit Category]],Profiles[#Headers],0))","v":2280}]
[8,"Nuclear",17,{"$f":"INDEX(NQC[NQC MW],MATCH(1,(NQC[Month]=Supply[[#This Row],[Month]])*(NQC[Unit Category]=Supply[[#This Row],[Unit Category]]),0))*INDEX(Profiles[],MATCH(1,(Profiles[Month]=Supply[[#This Row],[Month]])*(Profiles[Hour Ending]=Supply[[#This Row],[Hour Ending]]),0),MATCH(Supply[[#This Row],[Unit Category]],Profiles[#Headers],0))","v":2280}]
[8,"Nuclear",18,{"$f":"INDEX(NQC[NQC MW],MATCH(1,(NQC[Month]=Supply[[#This Row],[Month]])*(NQC[Unit Category]=Supply[[#This Row],[Unit Category]]),0))*INDEX(Profiles[],MATCH(1,(Profiles[Month]=Supply[[#This Row],[Month]])*(Profiles[Hour Ending]=Supply[[#This Row],[Hour Ending]]),0),MATCH(Supply[[#This Row],[Unit Category]],Profiles[#Headers],0))","v":2280}]
[8,"Nuclear",19,{"$f":"INDEX(NQC[NQC MW],MATCH(1,(NQC[Month]=Supply[[#This Row],[Month]])*(NQC[Unit Category]=Supply[[#This Row],[Unit Category]]),0))*INDEX(Profiles[],MATCH(1,(Profiles[Month]=Supply[[#This Row],[Month]])*(Profiles[Hour Ending]=Supply[[#This Row],[Hour Ending]]),0),MATCH(Supply[[#This Row],[Unit Category]],Profiles[#Headers],0))","v":2280}]
[8,"Nuclear",20,{"$f":"INDEX(NQC[NQC MW],MATCH(1,(NQC[Month]=Supply[[#This Row],[Month]])*(NQC[Unit Category]=Supply[[#This Row],[Unit Category]]),0))*INDEX(Profiles[],MATCH(1,(Profiles[Month]=Supply[[#This Row],[Month]])*(Profiles[Hour Ending]=Supply[[#This Row],[Hour Ending]]),0),MATCH(Supply[[#This Row],[Unit Category]],Profiles[#Headers],0))","v":2280}]
[8,"Nuclear",21,{"$f":"INDEX(NQC[NQC MW],MATCH(1,(NQC[Month]=Supply[[#This Row],[Month]])*(NQC[Unit Category]=Supply[[#This Row],[Unit Category]]),0))*INDEX(Profiles[],MATCH(1,(Profiles[Month]=Supply[[#This Row],[Month]])*(Profiles[Hour Ending]=Supply[[#This Row],[Hour Ending]]),0),MATCH(Supply[[#This Row],[Unit Category]],Profiles[#Headers],0))","v":2280}]
[8,"Nuclear",22,{"$f":"INDEX(NQC[NQC MW],MATCH(1,(NQC[Month]=Supply[[#This Row],[Month]])*(NQC[Unit Category]=Supply[[#This Row],[Unit Category]]),0))*INDEX(Profiles[],MATCH(1,(Profiles[Month]=Supply[[#This Row],[Month]])*(Profiles[Hour Ending]=Supply[[#This Row],[Hour Ending]]),0),MATCH(Supply[[#This Row],[Unit Category]],Profiles[#Headers],0))","v":2280}]
[8,"Nuclear",23,{"$f":"INDEX(NQC[NQC MW],MATCH(1,(NQC[Month]=Supply[[#This Row],[Month]])*(NQC[Unit Category]=Supply[[#This Row],[Unit Category]]),0))*INDEX(Profiles[],MATCH(1,(Profiles[Month]=Supply[[#This Row],[Month]])*(Profiles[Hour Ending]=Supply[[#This Row],[Hour Ending]]),0),MATCH(Supply[[#This Row],[Unit Category]],Profiles[#Headers],0))","v":2280}]
[8,"Nuclear",24,{"$f":"INDEX(NQC[NQC MW],MATCH(1,(NQC[Month]=Supply[[#This Row],[Month]])*(NQC[Unit Category]=Supply[[#This Row],[Unit Category]]),0))*INDEX(Profiles[],MATCH(1,(Profiles[Month]=Supply[[#This Row],[Month]])*(Profiles[Hour Ending]=Supply[[#This Row],[Hour Ending]]),0),MATCH(Supply[[#This Row],[Unit Category]],Profiles[#Headers],0))","v":2280}]
[8,"PSH",1,{"$f":"INDEX(NQC[NQC MW],MATCH(1,(NQC[Month]=Supply[[#This Row],[Month]])*(NQC[Unit Category]=Supply[[#This Row],[Unit Category]]),0))*INDEX(Profiles[],MATCH(1,(Profiles[Month]=Supply[[#This Row],[Month]])*(Profiles[Hour Ending]=Supply[[#This Row],[Hour Ending]]),0),MATCH(Supply[[#This Row],[Unit Category]],Profiles[#Headers],0))","v":1457.55}]
[8,"PSH",2,{"$f":"INDEX(NQC[NQC MW],MATCH(1,(NQC[Month]=Supply[[#This Row],[Month]])*(NQC[Unit Category]=Supply[[#This Row],[Unit Category]]),0))*INDEX(Profiles[],MATCH(1,(Profiles[Month]=Supply[[#This Row],[Month]])*(Profiles[Hour Ending]=Supply[[#This Row],[Hour Ending]]),0),MATCH(Supply[[#This Row],[Unit Category]],Profiles[#Headers],0))","v":1457.55}]
[8,"PSH",3,{"$f":"INDEX(NQC[NQC MW],MATCH(1,(NQC[Month]=Supply[[#This Row],[Month]])*(NQC[Unit Category]=Supply[[#This Row],[Unit Category]]),0))*INDEX(Profiles[],MATCH(1,(Profiles[Month]=Supply[[#This Row],[Month]])*(Profiles[Hour Ending]=Supply[[#This Row],[Hour Ending]]),0),MATCH(Supply[[#This Row],[Unit Category]],Profiles[#Headers],0))","v":1457.55}]
[8,"PSH",4,{"$f":"INDEX(NQC[NQC MW],MATCH(1,(NQC[Month]=Supply[[#This Row],[Month]])*(NQC[Unit Category]=Supply[[#This Row],[Unit Category]]),0))*INDEX(Profiles[],MATCH(1,(Profiles[Month]=Supply[[#This Row],[Month]])*(Profiles[Hour Ending]=Supply[[#This Row],[Hour Ending]]),0),MATCH(Supply[[#This Row],[Unit Category]],Profiles[#Headers],0))","v":1457.55}]
[8,"PSH",5,{"$f":"INDEX(NQC[NQC MW],MATCH(1,(NQC[Month]=Supply[[#This Row],[Month]])*(NQC[Unit Category]=Supply[[#This Row],[Unit Category]]),0))*INDEX(Profiles[],MATCH(1,(Profiles[Month]=Supply[[#This Row],[Month]])*(Profiles[Hour Ending]=Supply[[#This Row],[Hour Ending]]),0),MATCH(Supply[[#This Row],[Unit Category]],Profiles[#Headers],0))","v":1457.55}]
[8,"PSH",6,{"$f":"INDEX(NQC[NQC MW],MATCH(1,(NQC[Month]=Supply[[#This Row],[Month]])*(NQC[Unit Category]=Supply[[#This Row],[Unit Category]]),0))*INDEX(Profiles[],MATCH(1,(Profiles[Month]=Supply[[#This Row],[Month]])*(Profiles[Hour Ending]=Supply[[#This Row],[Hour Ending]]),0),MATCH(Supply[[#This Row],[Unit Category]],Profiles[#Headers],0))","v":1457.55}]
[8,"PSH",7,{"$f":"INDEX(NQC[NQC MW],MATCH(1,(NQC[Month]=Supply[[#This Row],[Month]])*(NQC[Unit Category]=Supply[[#This Row],[Unit Category]]),0))*INDEX(Profiles[],MATCH(1,(Profiles[Month]=Supply[[#This Row],[Month]])*(Profiles[Hour Ending]=Supply[[#This Row],[Hour Ending]]),0),MATCH(Supply[[#This Row],[Unit Category]],Profiles[#Headers],0))","v":1457.55}]
[8,"PSH",8,{"$f":"INDEX(NQC[NQC MW],MATCH(1,(NQC[Month]=Supply[[#This Row],[Month]])*(NQC[Unit Category]=Supply[[#This Row],[Unit Category]]),0))*INDEX(Profiles[],MATCH(1,(Profiles[Month]=Supply[[#This Row],[Month]])*(Profiles[Hour Ending]=Supply[[#This Row],[Hour Ending]]),0),MATCH(Supply[[#This Row],[Unit Category]],Profiles[#Headers],0))","v":1457.55}]
[8,"PSH",9,{"$f":"INDEX(NQC[NQC MW],MATCH(1,(NQC[Month]=Supply[[#This Row],[Month]])*(NQC[Unit Category]=Supply[[#This Row],[Unit Category]]),0))*INDEX(Profiles[],MATCH(1,(Profiles[Month]=Supply[[#This Row],[Month]])*(Profiles[Hour Ending]=Supply[[#This Row],[Hour Ending]]),0),MATCH(Supply[[#This Row],[Unit Category]],Profiles[#Headers],0))","v":1457.55}]
[8,"PSH",10,{"$f":"INDEX(NQC[NQC MW],MATCH(1,(NQC[Month]=Supply[[#This Row],[Month]])*(NQC[Unit Category]=Supply[[#This Row],[Unit Category]]),0))*INDEX(Profiles[],MATCH(1,(Profiles[Month]=Supply[[#This Row],[Month]])*(Profiles[Hour Ending]=Supply[[#This Row],[Hour Ending]]),0),MATCH(Supply[[#This Row],[Unit Category]],Profiles[#Headers],0))","v":1457.55}]
[8,"PSH",11,{"$f":"INDEX(NQC[NQC MW],MATCH(1,(NQC[Month]=Supply[[#This Row],[Month]])*(NQC[Unit Category]=Supply[[#This Row],[Unit Category]]),0))*INDEX(Profiles[],MATCH(1,(Profiles[Month]=Supply[[#This Row],[Month]])*(Profiles[Hour Ending]=Supply[[#This Row],[Hour Ending]]),0),MATCH(Supply[[#This Row],[Unit Category]],Profiles[#Headers],0))","v":1457.55}]
[8,"PSH",12,{"$f":"INDEX(NQC[NQC MW],MATCH(1,(NQC[Month]=Supply[[#This Row],[Month]])*(NQC[Unit Category]=Supply[[#This Row],[Unit Category]]),0))*INDEX(Profiles[],MATCH(1,(Profiles[Month]=Supply[[#This Row],[Month]])*(Profiles[Hour Ending]=Supply[[#This Row],[Hour Ending]]),0),MATCH(Supply[[#This Row],[Unit Category]],Profiles[#Headers],0))","v":1457.55}]
[8,"PSH",13,{"$f":"INDEX(NQC[NQC MW],MATCH(1,(NQC[Month]=Supply[[#This Row],[Month]])*(NQC[Unit Category]=Supply[[#This Row],[Unit Category]]),0))*INDEX(Profiles[],MATCH(1,(Profiles[Month]=Supply[[#This Row],[Month]])*(Profiles[Hour Ending]=Supply[[#This Row],[Hour Ending]]),0),MATCH(Supply[[#This Row],[Unit Category]],Profiles[#Headers],0))","v":1457.55}]
[8,"PSH",14,{"$f":"INDEX(NQC[NQC MW],MATCH(1,(NQC[Month]=Supply[[#This Row],[Month]])*(NQC[Unit Category]=Supply[[#This Row],[Unit Category]]),0))*INDEX(Profiles[],MATCH(1,(Profiles[Month]=Supply[[#This Row],[Month]])*(Profiles[Hour Ending]=Supply[[#This Row],[Hour Ending]]),0),MATCH(Supply[[#This Row],[Unit Category]],Profiles[#Headers],0))","v":1457.55}]
[8,"PSH",15,{"$f":"INDEX(NQC[NQC MW],MATCH(1,(NQC[Month]=Supply[[#This Row],[Month]])*(NQC[Unit Category]=Supply[[#This Row],[Unit Category]]),0))*INDEX(Profiles[],MATCH(1,(Profiles[Month]=Supply[[#This Row],[Month]])*(Profiles[Hour Ending]=Supply[[#This Row],[Hour Ending]]),0),MATCH(Supply[[#This Row],[Unit Category]],Profiles[#Headers],0))","v":1457.55}]
[8,"PSH",16,{"$f":"INDEX(NQC[NQC MW],MATCH(1,(NQC[Month]=Supply[[#This Row],[Month]])*(NQC[Unit Category]=Supply[[#This Row],[Unit Category]]),0))*INDEX(Profiles[],MATCH(1,(Profiles[Month]=Supply[[#This Row],[Month]])*(Profiles[Hour Ending]=Supply[[#This Row],[Hour Ending]]),0),MATCH(Supply[[#This Row],[Unit Category]],Profiles[#Headers],0))","v":1457.55}]
[8,"PSH",17,{"$f":"INDEX(NQC[NQC MW],MATCH(1,(NQC[Month]=Supply[[#This Row],[Month]])*(NQC[Unit Category]=Supply[[#This Row],[Unit Category]]),0))*INDEX(Profiles[],MATCH(1,(Profiles[Month]=Supply[[#This Row],[Month]])*(Profiles[Hour Ending]=Supply[[#This Row],[Hour Ending]]),0),MATCH(Supply[[#This Row],[Unit Category]],Profiles[#Headers],0))","v":1457.55}]
[8,"PSH",18,{"$f":"INDEX(NQC[NQC MW],MATCH(1,(NQC[Month]=Supply[[#This Row],[Month]])*(NQC[Unit Category]=Supply[[#This Row],[Unit Category]]),0))*INDEX(Profiles[],MATCH(1,(Profiles[Month]=Supply[[#This Row],[Month]])*(Profiles[Hour Ending]=Supply[[#This Row],[Hour Ending]]),0),MATCH(Supply[[#This Row],[Unit Category]],Profiles[#Headers],0))","v":1457.55}]
[8,"PSH",19,{"$f":"INDEX(NQC[NQC MW],MATCH(1,(NQC[Month]=Supply[[#This Row],[Month]])*(NQC[Unit Category]=Supply[[#This Row],[Unit Category]]),0))*INDEX(Profiles[],MATCH(1,(Profiles[Month]=Supply[[#This Row],[Month]])*(Profiles[Hour Ending]=Supply[[#This Row],[Hour Ending]]),0),MATCH(Supply[[#This Row],[Unit Category]],Profiles[#Headers],0))","v":1457.55}]
[8,"PSH",20,{"$f":"INDEX(NQC[NQC MW],MATCH(1,(NQC[Month]=Supply[[#This Row],[Month]])*(NQC[Unit Category]=Supply[[#This Row],[Unit Category]]),0))*INDEX(Profiles[],MATCH(1,(Profiles[Month]=Supply[[#This Row],[Month]])*(Profiles[Hour Ending]=Supply[[#This Row],[Hour Ending]]),0),MATCH(Supply[[#This Row],[Unit Category]],Profiles[#Headers],0))","v":1457.55}]
[8,"PSH",21,{"$f":"INDEX(NQC[NQC MW],MATCH(1,(NQC[Month]=Supply[[#This Row],[Month]])*(NQC[Unit Category]=Supply[[#This Row],[Unit Category]]),0))*INDEX(Profiles[],MATCH(1,(Profiles[Month]=Supply[[#This Row],[Month]])*(Profiles[Hour Ending]=Supply[[#This Row],[Hour Ending]]),0),MATCH(Supply[[#This Row],[Unit Category]],Profiles[#Headers],0))","v":1457.55}]
[8,"PSH",22,{"$f":"INDEX(NQC[NQC MW],MATCH(1,(NQC[Month]=Supply[[#This Row],[Month]])*(NQC[Unit Category]=Supply[[#This Row],[Unit Category]]),0))*INDEX(Profiles[],MATCH(1,(Profiles[Month]=Supply[[#This Row],[Month]])*(Profiles[Hour Ending]=Supply[[#This Row],[Hour Ending]]),0),MATCH(Supply[[#This Row],[Unit Category]],Profiles[#Headers],0))","v":1457.55}]
[8,"PSH",23,{"$f":"INDEX(NQC[NQC MW],MATCH(1,(NQC[Month]=Supply[[#This Row],[Month]])*(NQC[Unit Category]=Supply[[#This Row],[Unit Category]]),0))*INDEX(Profiles[],MATCH(1,(Profiles[Month]=Supply[[#This Row],[Month]])*(Profiles[Hour Ending]=Supply[[#This Row],[Hour Ending]]),0),MATCH(Supply[[#This Row],[Unit Category]],Profiles[#Headers],0))","v":1457.55}]
[8,"PSH",24,{"$f":"INDEX(NQC[NQC MW],MATCH(1,(NQC[Month]=Supply[[#This Row],[Month]])*(NQC[Unit Category]=Supply[[#This Row],[Unit Category]]),0))*INDEX(Profiles[],MATCH(1,(Profiles[Month]=Supply[[#This Row],[Month]])*(Profiles[Hour Ending]=Supply[[#This Row],[Hour Ending]]),0),MATCH(Supply[[#This Row],[Unit Category]],Profiles[#Headers],0))","v":1457.55}]
[8,"Storage",1,{"$f":"INDEX(NQC[NQC MW],MATCH(1,(NQC[Month]=Supply[[#This Row],[Month]])*(NQC[Unit Category]=Supply[[#This Row],[Unit Category]]),0))*INDEX(Profiles[],MATCH(1,(Profiles[Month]=Supply[[#This Row],[Month]])*(Profiles[Hour Ending]=Supply[[#This Row],[Hour Ending]]),0),MATCH(Supply[[#This Row],[Unit Category]],Profiles[#Headers],0))","v":13787.409999999998}]
[8,"Storage",2,{"$f":"INDEX(NQC[NQC MW],MATCH(1,(NQC[Month]=Supply[[#This Row],[Month]])*(NQC[Unit Category]=Supply[[#This Row],[Unit Category]]),0))*INDEX(Profiles[],MATCH(1,(Profiles[Month]=Supply[[#This Row],[Month]])*(Profiles[Hour Ending]=Supply[[#This Row],[Hour Ending]]),0),MATCH(Supply[[#This Row],[Unit Category]],Profiles[#Headers],0))","v":13787.409999999998}]
[8,"Storage",3,{"$f":"INDEX(NQC[NQC MW],MATCH(1,(NQC[Month]=Supply[[#This Row],[Month]])*(NQC[Unit Category]=Supply[[#This Row],[Unit Category]]),0))*INDEX(Profiles[],MATCH(1,(Profiles[Month]=Supply[[#This Row],[Month]])*(Profiles[Hour Ending]=Supply[[#This Row],[Hour Ending]]),0),MATCH(Supply[[#This Row],[Unit Category]],Profiles[#Headers],0))","v":13787.409999999998}]
[8,"Storage",4,{"$f":"INDEX(NQC[NQC MW],MATCH(1,(NQC[Month]=Supply[[#This Row],[Month]])*(NQC[Unit Category]=Supply[[#This Row],[Unit Category]]),0))*INDEX(Profiles[],MATCH(1,(Profiles[Month]=Supply[[#This Row],[Month]])*(Profiles[Hour Ending]=Supply[[#This Row],[Hour Ending]]),0),MATCH(Supply[[#This Row],[Unit Category]],Profiles[#Headers],0))","v":13787.409999999998}]
[8,"Storage",5,{"$f":"INDEX(NQC[NQC MW],MATCH(1,(NQC[Month]=Supply[[#This Row],[Month]])*(NQC[Unit Category]=Supply[[#This Row],[Unit Category]]),0))*INDEX(Profiles[],MATCH(1,(Profiles[Month]=Supply[[#This Row],[Month]])*(Profiles[Hour Ending]=Supply[[#This Row],[Hour Ending]]),0),MATCH(Supply[[#This Row],[Unit Category]],Profiles[#Headers],0))","v":13787.409999999998}]
[8,"Storage",6,{"$f":"INDEX(NQC[NQC MW],MATCH(1,(NQC[Month]=Supply[[#This Row],[Month]])*(NQC[Unit Category]=Supply[[#This Row],[Unit Category]]),0))*INDEX(Profiles[],MATCH(1,(Profiles[Month]=Supply[[#This Row],[Month]])*(Profiles[Hour Ending]=Supply[[#This Row],[Hour Ending]]),0),MATCH(Supply[[#This Row],[Unit Category]],Profiles[#Headers],0))","v":13787.409999999998}]
[8,"Storage",7,{"$f":"INDEX(NQC[NQC MW],MATCH(1,(NQC[Month]=Supply[[#This Row],[Month]])*(NQC[Unit Category]=Supply[[#This Row],[Unit Category]]),0))*INDEX(Profiles[],MATCH(1,(Profiles[Month]=Supply[[#This Row],[Month]])*(Profiles[Hour Ending]=Supply[[#This Row],[Hour Ending]]),0),MATCH(Supply[[#This Row],[Unit Category]],Profiles[#Headers],0))","v":13787.409999999998}]
[8,"Storage",8,{"$f":"INDEX(NQC[NQC MW],MATCH(1,(NQC[Month]=Supply[[#This Row],[Month]])*(NQC[Unit Category]=Supply[[#This Row],[Unit Category]]),0))*INDEX(Profiles[],MATCH(1,(Profiles[Month]=Supply[[#This Row],[Month]])*(Profiles[Hour Ending]=Supply[[#This Row],[Hour Ending]]),0),MATCH(Supply[[#This Row],[Unit Category]],Profiles[#Headers],0))","v":13787.409999999998}]
[8,"Storage",9,{"$f":"INDEX(NQC[NQC MW],MATCH(1,(NQC[Month]=Supply[[#This Row],[Month]])*(NQC[Unit Category]=Supply[[#This Row],[Unit Category]]),0))*INDEX(Profiles[],MATCH(1,(Profiles[Month]=Supply[[#This Row],[Month]])*(Profiles[Hour Ending]=Supply[[#This Row],[Hour Ending]]),0),MATCH(Supply[[#This Row],[Unit Category]],Profiles[#Headers],0))","v":13787.409999999998}]
[8,"Storage",10,{"$f":"INDEX(NQC[NQC MW],MATCH(1,(NQC[Month]=Supply[[#This Row],[Month]])*(NQC[Unit Category]=Supply[[#This Row],[Unit Category]]),0))*INDEX(Profiles[],MATCH(1,(Profiles[Month]=Supply[[#This Row],[Month]])*(Profiles[Hour Ending]=Supply[[#This Row],[Hour Ending]]),0),MATCH(Supply[[#This Row],[Unit Category]],Profiles[#Headers],0))","v":13787.409999999998}]
[8,"Storage",11,{"$f":"INDEX(NQC[NQC MW],MATCH(1,(NQC[Month]=Supply[[#This Row],[Month]])*(NQC[Unit Category]=Supply[[#This Row],[Unit Category]]),0))*INDEX(Profiles[],MATCH(1,(Profiles[Month]=Supply[[#This Row],[Month]])*(Profiles[Hour Ending]=Supply[[#This Row],[Hour Ending]]),0),MATCH(Supply[[#This Row],[Unit Category]],Profiles[#Headers],0))","v":13787.409999999998}]
[8,"Storage",12,{"$f":"INDEX(NQC[NQC MW],MATCH(1,(NQC[Month]=Supply[[#This Row],[Month]])*(NQC[Unit Category]=Supply[[#This Row],[Unit Category]]),0))*INDEX(Profiles[],MATCH(1,(Profiles[Month]=Supply[[#This Row],[Month]])*(Profiles[Hour Ending]=Supply[[#This Row],[Hour Ending]]),0),MATCH(Supply[[#This Row],[Unit Category]],Profiles[#Headers],0))","v":13787.409999999998}]
[8,"Storage",13,{"$f":"INDEX(NQC[NQC MW],MATCH(1,(NQC[Month]=Supply[[#This Row],[Month]])*(NQC[Unit Category]=Supply[[#This Row],[Unit Category]]),0))*INDEX(Profiles[],MATCH(1,(Profiles[Month]=Supply[[#This Row],[Month]])*(Profiles[Hour Ending]=Supply[[#This Row],[Hour Ending]]),0),MATCH(Supply[[#This Row],[Unit Category]],Profiles[#Headers],0))","v":13787.409999999998}]
[8,"Storage",14,{"$f":"INDEX(NQC[NQC MW],MATCH(1,(NQC[Month]=Supply[[#This Row],[Month]])*(NQC[Unit Category]=Supply[[#This Row],[Unit Category]]),0))*INDEX(Profiles[],MATCH(1,(Profiles[Month]=Supply[[#This Row],[Month]])*(Profiles[Hour Ending]=Supply[[#This Row],[Hour Ending]]),0),MATCH(Supply[[#This Row],[Unit Category]],Profiles[#Headers],0))","v":13787.409999999998}]
[8,"Storage",15,{"$f":"INDEX(NQC[NQC MW],MATCH(1,(NQC[Month]=Supply[[#This Row],[Month]])*(NQC[Unit Category]=Supply[[#This Row],[Unit Category]]),0))*INDEX(Profiles[],MATCH(1,(Profiles[Month]=Supply[[#This Row],[Month]])*(Profiles[Hour Ending]=Supply[[#This Row],[Hour Ending]]),0),MATCH(Supply[[#This Row],[Unit Category]],Profiles[#Headers],0))","v":13787.409999999998}]
[8,"Storage",16,{"$f":"INDEX(NQC[NQC MW],MATCH(1,(NQC[Month]=Supply[[#This Row],[Month]])*(NQC[Unit Category]=Supply[[#This Row],[Unit Category]]),0))*INDEX(Profiles[],MATCH(1,(Profiles[Month]=Supply[[#This Row],[Month]])*(Profiles[Hour Ending]=Supply[[#This Row],[Hour Ending]]),0),MATCH(Supply[[#This Row],[Unit Category]],Profiles[#Headers],0))","v":13787.409999999998}]
[8,"Storage",17,{"$f":"INDEX(NQC[NQC MW],MATCH(1,(NQC[Month]=Supply[[#This Row],[Month]])*(NQC[Unit Category]=Supply[[#This Row],[Unit Category]]),0))*INDEX(Profiles[],MATCH(1,(Profiles[Month]=Supply[[#This Row],[Month]])*(Profiles[Hour Ending]=Supply[[#This Row],[Hour Ending]]),0),MATCH(Supply[[#This Row],[Unit Category]],Profiles[#Headers],0))","v":13787.409999999998}]
[8,"Storage",18,{"$f":"INDEX(NQC[NQC MW],MATCH(1,(NQC[Month]=Supply[[#This Row],[Month]])*(NQC[Unit Category]=Supply[[#This Row],[Unit Category]]),0))*INDEX(Profiles[],MATCH(1,(Profiles[Month]=Supply[[#This Row],[Month]])*(Profiles[Hour Ending]=Supply[[#This Row],[Hour Ending]]),0),MATCH(Supply[[#This Row],[Unit Category]],Profiles[#Headers],0))","v":13787.409999999998}]
[8,"Storage",19,{"$f":"INDEX(NQC[NQC MW],MATCH(1,(NQC[Month]=Supply[[#This Row],[Month]])*(NQC[Unit Category]=Supply[[#This Row],[Unit Category]]),0))*INDEX(Profiles[],MATCH(1,(Profiles[Month]=Supply[[#This Row],[Month]])*(Profiles[Hour Ending]=Supply[[#This Row],[Hour Ending]]),0),MATCH(Supply[[#This Row],[Unit Category]],Profiles[#Headers],0))","v":13787.409999999998}]
[8,"Storage",20,{"$f":"INDEX(NQC[NQC MW],MATCH(1,(NQC[Month]=Supply[[#This Row],[Month]])*(NQC[Unit Category]=Supply[[#This Row],[Unit Category]]),0))*INDEX(Profiles[],MATCH(1,(Profiles[Month]=Supply[[#This Row],[Month]])*(Profiles[Hour Ending]=Supply[[#This Row],[Hour Ending]]),0),MATCH(Supply[[#This Row],[Unit Category]],Profiles[#Headers],0))","v":13787.409999999998}]
[8,"Storage",21,{"$f":"INDEX(NQC[NQC MW],MATCH(1,(NQC[Month]=Supply[[#This Row],[Month]])*(NQC[Unit Category]=Supply[[#This Row],[Unit Category]]),0))*INDEX(Profiles[],MATCH(1,(Profiles[Month]=Supply[[#This Row],[Month]])*(Profiles[Hour Ending]=Supply[[#This Row],[Hour Ending]]),0),MATCH(Supply[[#This Row],[Unit Category]],Profiles[#Headers],0))","v":13787.409999999998}]
[8,"Storage",22,{"$f":"INDEX(NQC[NQC MW],MATCH(1,(NQC[Month]=Supply[[#This Row],[Month]])*(NQC[Unit Category]=Supply[[#This Row],[Unit Category]]),0))*INDEX(Profiles[],MATCH(1,(Profiles[Month]=Supply[[#This Row],[Month]])*(Profiles[Hour Ending]=Supply[[#This Row],[Hour Ending]]),0),MATCH(Supply[[#This Row],[Unit Category]],Profiles[#Headers],0))","v":13787.409999999998}]
[8,"Storage",23,{"$f":"INDEX(NQC[NQC MW],MATCH(1,(NQC[Month]=Supply[[#This Row],[Month]])*(NQC[Unit Category]=Supply[[#This Row],[Unit Category]]),0))*INDEX(Profiles[],MATCH(1,(Profiles[Month]=Supply[[#This Row],[Month]])*(Profiles[Hour Ending]=Supply[[#This Row],[Hour Ending]]),0),MATCH(Supply[[#This Row],[Unit Category]],Profiles[#Headers],0))","v":13787.409999999998}]
[8,"Storage",24,{"$f":"INDEX(NQC[NQC MW],MATCH(1,(NQC[Month]=Supply[[#This Row],[Month]])*(NQC[Unit Category]=Supply[[#This Row],[Unit Category]]),0))*INDEX(Profiles[],MATCH(1,(Profiles[Month]=Supply[[#This Row],[Month]])*(Profiles[Hour Ending]=Supply[[#This Row],[Hour Ending]]),0),MATCH(Supply[[#This Row],[Unit Category]],Profiles[#Headers],0))","v":13787.409999999998}]
[8,"Solar Fixed_Norcal",1,{"$f":"INDEX(NQC[NQC MW],MATCH(1,(NQC[Month]=Supply[[#This Row],[Month]])*(NQC[Unit Category]=Supply[[#This Row],[Unit Category]]),0))*INDEX(Profiles[],MATCH(1,(Profiles[Month]=Supply[[#This Row],[Month]])*(Profiles[Hour Ending]=Supply[[#This Row],[Hour Ending]]),0),MATCH(Supply[[#This Row],[Unit Category]],Profiles[#Headers],0))","v":0}]
[8,"Solar Fixed_Norcal",2,{"$f":"INDEX(NQC[NQC MW],MATCH(1,(NQC[Month]=Supply[[#This Row],[Month]])*(NQC[Unit Category]=Supply[[#This Row],[Unit Category]]),0))*INDEX(Profiles[],MATCH(1,(Profiles[Month]=Supply[[#This Row],[Month]])*(Profiles[Hour Ending]=Supply[[#This Row],[Hour Ending]]),0),MATCH(Supply[[#This Row],[Unit Category]],Profiles[#Headers],0))","v":0}]
[8,"Solar Fixed_Norcal",3,{"$f":"INDEX(NQC[NQC MW],MATCH(1,(NQC[Month]=Supply[[#This Row],[Month]])*(NQC[Unit Category]=Supply[[#This Row],[Unit Category]]),0))*INDEX(Profiles[],MATCH(1,(Profiles[Month]=Supply[[#This Row],[Month]])*(Profiles[Hour Ending]=Supply[[#This Row],[Hour Ending]]),0),MATCH(Supply[[#This Row],[Unit Category]],Profiles[#Headers],0))","v":0}]
[8,"Solar Fixed_Norcal",4,{"$f":"INDEX(NQC[NQC MW],MATCH(1,(NQC[Month]=Supply[[#This Row],[Month]])*(NQC[Unit Category]=Supply[[#This Row],[Unit Category]]),0))*INDEX(Profiles[],MATCH(1,(Profiles[Month]=Supply[[#This Row],[Month]])*(Profiles[Hour Ending]=Supply[[#This Row],[Hour Ending]]),0),MATCH(Supply[[#This Row],[Unit Category]],Profiles[#Headers],0))","v":0}]
[8,"Solar Fixed_Norcal",5,{"$f":"INDEX(NQC[NQC MW],MATCH(1,(NQC[Month]=Supply[[#This Row],[Month]])*(NQC[Unit Category]=Supply[[#This Row],[Unit Category]]),0))*INDEX(Profiles[],MATCH(1,(Profiles[Month]=Supply[[#This Row],[Month]])*(Profiles[Hour Ending]=Supply[[#This Row],[Hour Ending]]),0),MATCH(Supply[[#This Row],[Unit Category]],Profiles[#Headers],0))","v":0}]
[8,"Solar Fixed_Norcal",6,{"$f":"INDEX(NQC[NQC MW],MATCH(1,(NQC[Month]=Supply[[#This Row],[Month]])*(NQC[Unit Category]=Supply[[#This Row],[Unit Category]]),0))*INDEX(Profiles[],MATCH(1,(Profiles[Month]=Supply[[#This Row],[Month]])*(Profiles[Hour Ending]=Supply[[#This Row],[Hour Ending]]),0),MATCH(Supply[[#This Row],[Unit Category]],Profiles[#Headers],0))","v":13.664121520789115}]
[8,"Solar Fixed_Norcal",7,{"$f":"INDEX(NQC[NQC MW],MATCH(1,(NQC[Month]=Supply[[#This Row],[Month]])*(NQC[Unit Category]=Supply[[#This Row],[Unit Category]]),0))*INDEX(Profiles[],MATCH(1,(Profiles[Month]=Supply[[#This Row],[Month]])*(Profiles[Hour Ending]=Supply[[#This Row],[Hour Ending]]),0),MATCH(Supply[[#This Row],[Unit Category]],Profiles[#Headers],0))","v":377.79659908495717}]
[8,"Solar Fixed_Norcal",8,{"$f":"INDEX(NQC[NQC MW],MATCH(1,(NQC[Month]=Supply[[#This Row],[Month]])*(NQC[Unit Category]=Supply[[#This Row],[Unit Category]]),0))*INDEX(Profiles[],MATCH(1,(Profiles[Month]=Supply[[#This Row],[Month]])*(Profiles[Hour Ending]=Supply[[#This Row],[Hour Ending]]),0),MATCH(Supply[[#This Row],[Unit Category]],Profiles[#Headers],0))","v":996.09172258341505}]
[8,"Solar Fixed_Norcal",9,{"$f":"INDEX(NQC[NQC MW],MATCH(1,(NQC[Month]=Supply[[#This Row],[Month]])*(NQC[Unit Category]=Supply[[#This Row],[Unit Category]]),0))*INDEX(Profiles[],MATCH(1,(Profiles[Month]=Supply[[#This Row],[Month]])*(Profiles[Hour Ending]=Supply[[#This Row],[Hour Ending]]),0),MATCH(Supply[[#This Row],[Unit Category]],Profiles[#Headers],0))","v":1340.2574790330107}]
[8,"Solar Fixed_Norcal",10,{"$f":"INDEX(NQC[NQC MW],MATCH(1,(NQC[Month]=Supply[[#This Row],[Month]])*(NQC[Unit Category]=Supply[[#This Row],[Unit Category]]),0))*INDEX(Profiles[],MATCH(1,(Profiles[Month]=Supply[[#This Row],[Month]])*(Profiles[Hour Ending]=Supply[[#This Row],[Hour Ending]]),0),MATCH(Supply[[#This Row],[Unit Category]],Profiles[#Headers],0))","v":1502.7682547708946}]
[8,"Solar Fixed_Norcal",11,{"$f":"INDEX(NQC[NQC MW],MATCH(1,(NQC[Month]=Supply[[#This Row],[Month]])*(NQC[Unit Category]=Supply[[#This Row],[Unit Category]]),0))*INDEX(Profiles[],MATCH(1,(Profiles[Month]=Supply[[#This Row],[Month]])*(Profiles[Hour Ending]=Supply[[#This Row],[Hour Ending]]),0),MATCH(Supply[[#This Row],[Unit Category]],Profiles[#Headers],0))","v":1613.4944086987402}]
[8,"Solar Fixed_Norcal",12,{"$f":"INDEX(NQC[NQC MW],MATCH(1,(NQC[Month]=Supply[[#This Row],[Month]])*(NQC[Unit Category]=Supply[[#This Row],[Unit Category]]),0))*INDEX(Profiles[],MATCH(1,(Profiles[Month]=Supply[[#This Row],[Month]])*(Profiles[Hour Ending]=Supply[[#This Row],[Hour Ending]]),0),MATCH(Supply[[#This Row],[Unit Category]],Profiles[#Headers],0))","v":1664.5959482534624}]
[8,"Solar Fixed_Norcal",13,{"$f":"INDEX(NQC[NQC MW],MATCH(1,(NQC[Month]=Supply[[#This Row],[Month]])*(NQC[Unit Category]=Supply[[#This Row],[Unit Category]]),0))*INDEX(Profiles[],MATCH(1,(Profiles[Month]=Supply[[#This Row],[Month]])*(Profiles[Hour Ending]=Supply[[#This Row],[Hour Ending]]),0),MATCH(Supply[[#This Row],[Unit Category]],Profiles[#Headers],0))","v":1657.2817705522186}]
[8,"Solar Fixed_Norcal",14,{"$f":"INDEX(NQC[NQC MW],MATCH(1,(NQC[Month]=Supply[[#This Row],[Month]])*(NQC[Unit Category]=Supply[[#This Row],[Unit Category]]),0))*INDEX(Profiles[],MATCH(1,(Profiles[Month]=Supply[[#This Row],[Month]])*(Profiles[Hour Ending]=Supply[[#This Row],[Hour Ending]]),0),MATCH(Supply[[#This Row],[Unit Category]],Profiles[#Headers],0))","v":1648.3003175321919}]
[8,"Solar Fixed_Norcal",15,{"$f":"INDEX(NQC[NQC MW],MATCH(1,(NQC[Month]=Supply[[#This Row],[Month]])*(NQC[Unit Category]=Supply[[#This Row],[Unit Category]]),0))*INDEX(Profiles[],MATCH(1,(Profiles[Month]=Supply[[#This Row],[Month]])*(Profiles[Hour Ending]=Supply[[#This Row],[Hour Ending]]),0),MATCH(Supply[[#This Row],[Unit Category]],Profiles[#Headers],0))","v":1563.2729389391991}]
[8,"Solar Fixed_Norcal",16,{"$f":"INDEX(NQC[NQC MW],MATCH(1,(NQC[Month]=Supply[[#This Row],[Month]])*(NQC[Unit Category]=Supply[[#This Row],[Unit Category]]),0))*INDEX(Profiles[],MATCH(1,(Profiles[Month]=Supply[[#This Row],[Month]])*(Profiles[Hour Ending]=Supply[[#This Row],[Hour Ending]]),0),MATCH(Supply[[#This Row],[Unit Category]],Profiles[#Headers],0))","v":1370.0545134905046}]
[8,"Solar Fixed_Norcal",17,{"$f":"INDEX(NQC[NQC MW],MATCH(1,(NQC[Month]=Supply[[#This Row],[Month]])*(NQC[Unit Category]=Supply[[#This Row],[Unit Category]]),0))*INDEX(Profiles[],MATCH(1,(Profiles[Month]=Supply[[#This Row],[Month]])*(Profiles[Hour Ending]=Supply[[#This Row],[Hour Ending]]),0),MATCH(Supply[[#This Row],[Unit Category]],Profiles[#Headers],0))","v":1019.9434952069984}]
[8,"Solar Fixed_Norcal",18,{"$f":"INDEX(NQC[NQC MW],MATCH(1,(NQC[Month]=Supply[[#This Row],[Month]])*(NQC[Unit Category]=Supply[[#This Row],[Unit Category]]),0))*INDEX(Profiles[],MATCH(1,(Profiles[Month]=Supply[[#This Row],[Month]])*(Profiles[Hour Ending]=Supply[[#This Row],[Hour Ending]]),0),MATCH(Supply[[#This Row],[Unit Category]],Profiles[#Headers],0))","v":408.97147324668435}]
[8,"Solar Fixed_Norcal",19,{"$f":"INDEX(NQC[NQC MW],MATCH(1,(NQC[Month]=Supply[[#This Row],[Month]])*(NQC[Unit Category]=Supply[[#This Row],[Unit Category]]),0))*INDEX(Profiles[],MATCH(1,(Profiles[Month]=Supply[[#This Row],[Month]])*(Profiles[Hour Ending]=Supply[[#This Row],[Hour Ending]]),0),MATCH(Supply[[#This Row],[Unit Category]],Profiles[#Headers],0))","v":24.594335502167493}]
[8,"Solar Fixed_Norcal",20,{"$f":"INDEX(NQC[NQC MW],MATCH(1,(NQC[Month]=Supply[[#This Row],[Month]])*(NQC[Unit Category]=Supply[[#This Row],[Unit Category]]),0))*INDEX(Profiles[],MATCH(1,(Profiles[Month]=Supply[[#This Row],[Month]])*(Profiles[Hour Ending]=Supply[[#This Row],[Hour Ending]]),0),MATCH(Supply[[#This Row],[Unit Category]],Profiles[#Headers],0))","v":0}]
[8,"Solar Fixed_Norcal",21,{"$f":"INDEX(NQC[NQC MW],MATCH(1,(NQC[Month]=Supply[[#This Row],[Month]])*(NQC[Unit Category]=Supply[[#This Row],[Unit Category]]),0))*INDEX(Profiles[],MATCH(1,(Profiles[Month]=Supply[[#This Row],[Month]])*(Profiles[Hour Ending]=Supply[[#This Row],[Hour Ending]]),0),MATCH(Supply[[#This Row],[Unit Category]],Profiles[#Headers],0))","v":0}]
[8,"Solar Fixed_Norcal",22,{"$f":"INDEX(NQC[NQC MW],MATCH(1,(NQC[Month]=Supply[[#This Row],[Month]])*(NQC[Unit Category]=Supply[[#This Row],[Unit Category]]),0))*INDEX(Profiles[],MATCH(1,(Profiles[Month]=Supply[[#This Row],[Month]])*(Profiles[Hour Ending]=Supply[[#This Row],[Hour Ending]]),0),MATCH(Supply[[#This Row],[Unit Category]],Profiles[#Headers],0))","v":0}]
[8,"Solar Fixed_Norcal",23,{"$f":"INDEX(NQC[NQC MW],MATCH(1,(NQC[Month]=Supply[[#This Row],[Month]])*(NQC[Unit Category]=Supply[[#This Row],[Unit Category]]),0))*INDEX(Profiles[],MATCH(1,(Profiles[Month]=Supply[[#This Row],[Month]])*(Profiles[Hour Ending]=Supply[[#This Row],[Hour Ending]]),0),MATCH(Supply[[#This Row],[Unit Category]],Profiles[#Headers],0))","v":0}]
[8,"Solar Fixed_Norcal",24,{"$f":"INDEX(NQC[NQC MW],MATCH(1,(NQC[Month]=Supply[[#This Row],[Month]])*(NQC[Unit Category]=Supply[[#This Row],[Unit Category]]),0))*INDEX(Profiles[],MATCH(1,(Profiles[Month]=Supply[[#This Row],[Month]])*(Profiles[Hour Ending]=Supply[[#This Row],[Hour Ending]]),0),MATCH(Supply[[#This Row],[Unit Category]],Profiles[#Headers],0))","v":0}]
[8,"Solar Fixed_Socal",1,{"$f":"INDEX(NQC[NQC MW],MATCH(1,(NQC[Month]=Supply[[#This Row],[Month]])*(NQC[Unit Category]=Supply[[#This Row],[Unit Category]]),0))*INDEX(Profiles[],MATCH(1,(Profiles[Month]=Supply[[#This Row],[Month]])*(Profiles[Hour Ending]=Supply[[#This Row],[Hour Ending]]),0),MATCH(Supply[[#This Row],[Unit Category]],Profiles[#Headers],0))","v":1.581085656681128E-2}]
[8,"Solar Fixed_Socal",2,{"$f":"INDEX(NQC[NQC MW],MATCH(1,(NQC[Month]=Supply[[#This Row],[Month]])*(NQC[Unit Category]=Supply[[#This Row],[Unit Category]]),0))*INDEX(Profiles[],MATCH(1,(Profiles[Month]=Supply[[#This Row],[Month]])*(Profiles[Hour Ending]=Supply[[#This Row],[Hour Ending]]),0),MATCH(Supply[[#This Row],[Unit Category]],Profiles[#Headers],0))","v":1.0986562802611208E-2}]
[8,"Solar Fixed_Socal",3,{"$f":"INDEX(NQC[NQC MW],MATCH(1,(NQC[Month]=Supply[[#This Row],[Month]])*(NQC[Unit Category]=Supply[[#This Row],[Unit Category]]),0))*INDEX(Profiles[],MATCH(1,(Profiles[Month]=Supply[[#This Row],[Month]])*(Profiles[Hour Ending]=Supply[[#This Row],[Hour Ending]]),0),MATCH(Supply[[#This Row],[Unit Category]],Profiles[#Headers],0))","v":7.4412585753573261E-3}]
[8,"Solar Fixed_Socal",4,{"$f":"INDEX(NQC[NQC MW],MATCH(1,(NQC[Month]=Supply[[#This Row],[Month]])*(NQC[Unit Category]=Supply[[#This Row],[Unit Category]]),0))*INDEX(Profiles[],MATCH(1,(Profiles[Month]=Supply[[#This Row],[Month]])*(Profiles[Hour Ending]=Supply[[#This Row],[Hour Ending]]),0),MATCH(Supply[[#This Row],[Unit Category]],Profiles[#Headers],0))","v":4.1522119916203963E-3}]
[8,"Solar Fixed_Socal",5,{"$f":"INDEX(NQC[NQC MW],MATCH(1,(NQC[Month]=Supply[[#This Row],[Month]])*(NQC[Unit Category]=Supply[[#This Row],[Unit Category]]),0))*INDEX(Profiles[],MATCH(1,(Profiles[Month]=Supply[[#This Row],[Month]])*(Profiles[Hour Ending]=Supply[[#This Row],[Hour Ending]]),0),MATCH(Supply[[#This Row],[Unit Category]],Profiles[#Headers],0))","v":1.0620015445646586E-2}]
[8,"Solar Fixed_Socal",6,{"$f":"INDEX(NQC[NQC MW],MATCH(1,(NQC[Month]=Supply[[#This Row],[Month]])*(NQC[Unit Category]=Supply[[#This Row],[Unit Category]]),0))*INDEX(Profiles[],MATCH(1,(Profiles[Month]=Supply[[#This Row],[Month]])*(Profiles[Hour Ending]=Supply[[#This Row],[Hour Ending]]),0),MATCH(Supply[[#This Row],[Unit Category]],Profiles[#Headers],0))","v":123.13647412546592}]
[8,"Solar Fixed_Socal",7,{"$f":"INDEX(NQC[NQC MW],MATCH(1,(NQC[Month]=Supply[[#This Row],[Month]])*(NQC[Unit Category]=Supply[[#This Row],[Unit Category]]),0))*INDEX(Profiles[],MATCH(1,(Profiles[Month]=Supply[[#This Row],[Month]])*(Profiles[Hour Ending]=Supply[[#This Row],[Hour Ending]]),0),MATCH(Supply[[#This Row],[Unit Category]],Profiles[#Headers],0))","v":1089.0132223864043}]
[8,"Solar Fixed_Socal",8,{"$f":"INDEX(NQC[NQC MW],MATCH(1,(NQC[Month]=Supply[[#This Row],[Month]])*(NQC[Unit Category]=Supply[[#This Row],[Unit Category]]),0))*INDEX(Profiles[],MATCH(1,(Profiles[Month]=Supply[[#This Row],[Month]])*(Profiles[Hour Ending]=Supply[[#This Row],[Hour Ending]]),0),MATCH(Supply[[#This Row],[Unit Category]],Profiles[#Headers],0))","v":2286.4082616063374}]
[8,"Solar Fixed_Socal",9,{"$f":"INDEX(NQC[NQC MW],MATCH(1,(NQC[Month]=Supply[[#This Row],[Month]])*(NQC[Unit Category]=Supply[[#This Row],[Unit Category]]),0))*INDEX(Profiles[],MATCH(1,(Profiles[Month]=Supply[[#This Row],[Month]])*(Profiles[Hour Ending]=Supply[[#This Row],[Hour Ending]]),0),MATCH(Supply[[#This Row],[Unit Category]],Profiles[#Headers],0))","v":2891.0797839862089}]
[8,"Solar Fixed_Socal",10,{"$f":"INDEX(NQC[NQC MW],MATCH(1,(NQC[Month]=Supply[[#This Row],[Month]])*(NQC[Unit Category]=Supply[[#This Row],[Unit Category]]),0))*INDEX(Profiles[],MATCH(1,(Profiles[Month]=Supply[[#This Row],[Month]])*(Profiles[Hour Ending]=Supply[[#This Row],[Hour Ending]]),0),MATCH(Supply[[#This Row],[Unit Category]],Profiles[#Headers],0))","v":3294.2268095861209}]
[8,"Solar Fixed_Socal",11,{"$f":"INDEX(NQC[NQC MW],MATCH(1,(NQC[Month]=Supply[[#This Row],[Month]])*(NQC[Unit Category]=Supply[[#This Row],[Unit Category]]),0))*INDEX(Profiles[],MATCH(1,(Profiles[Month]=Supply[[#This Row],[Month]])*(Profiles[Hour Ending]=Supply[[#This Row],[Hour Ending]]),0),MATCH(Supply[[#This Row],[Unit Category]],Profiles[#Headers],0))","v":3584.3462395259453}]
[8,"Solar Fixed_Socal",12,{"$f":"INDEX(NQC[NQC MW],MATCH(1,(NQC[Month]=Supply[[#This Row],[Month]])*(NQC[Unit Category]=Supply[[#This Row],[Unit Category]]),0))*INDEX(Profiles[],MATCH(1,(Profiles[Month]=Supply[[#This Row],[Month]])*(Profiles[Hour Ending]=Supply[[#This Row],[Hour Ending]]),0),MATCH(Supply[[#This Row],[Unit Category]],Profiles[#Headers],0))","v":3660.3219507848007}]
[8,"Solar Fixed_Socal",13,{"$f":"INDEX(NQC[NQC MW],MATCH(1,(NQC[Month]=Supply[[#This Row],[Month]])*(NQC[Unit Category]=Supply[[#This Row],[Unit Category]]),0))*INDEX(Profiles[],MATCH(1,(Profiles[Month]=Supply[[#This Row],[Month]])*(Profiles[Hour Ending]=Supply[[#This Row],[Hour Ending]]),0),MATCH(Supply[[#This Row],[Unit Category]],Profiles[#Headers],0))","v":3508.0475035579038}]
[8,"Solar Fixed_Socal",14,{"$f":"INDEX(NQC[NQC MW],MATCH(1,(NQC[Month]=Supply[[#This Row],[Month]])*(NQC[Unit Category]=Supply[[#This Row],[Unit Category]]),0))*INDEX(Profiles[],MATCH(1,(Profiles[Month]=Supply[[#This Row],[Month]])*(Profiles[Hour Ending]=Supply[[#This Row],[Hour Ending]]),0),MATCH(Supply[[#This Row],[Unit Category]],Profiles[#Headers],0))","v":3397.9138844279173}]
[8,"Solar Fixed_Socal",15,{"$f":"INDEX(NQC[NQC MW],MATCH(1,(NQC[Month]=Supply[[#This Row],[Month]])*(NQC[Unit Category]=Supply[[#This Row],[Unit Category]]),0))*INDEX(Profiles[],MATCH(1,(Profiles[Month]=Supply[[#This Row],[Month]])*(Profiles[Hour Ending]=Supply[[#This Row],[Hour Ending]]),0),MATCH(Supply[[#This Row],[Unit Category]],Profiles[#Headers],0))","v":3115.440938658277}]
[8,"Solar Fixed_Socal",16,{"$f":"INDEX(NQC[NQC MW],MATCH(1,(NQC[Month]=Supply[[#This Row],[Month]])*(NQC[Unit Category]=Supply[[#This Row],[Unit Category]]),0))*INDEX(Profiles[],MATCH(1,(Profiles[Month]=Supply[[#This Row],[Month]])*(Profiles[Hour Ending]=Supply[[#This Row],[Hour Ending]]),0),MATCH(Supply[[#This Row],[Unit Category]],Profiles[#Headers],0))","v":2659.1874186462624}]
[8,"Solar Fixed_Socal",17,{"$f":"INDEX(NQC[NQC MW],MATCH(1,(NQC[Month]=Supply[[#This Row],[Month]])*(NQC[Unit Category]=Supply[[#This Row],[Unit Category]]),0))*INDEX(Profiles[],MATCH(1,(Profiles[Month]=Supply[[#This Row],[Month]])*(Profiles[Hour Ending]=Supply[[#This Row],[Hour Ending]]),0),MATCH(Supply[[#This Row],[Unit Category]],Profiles[#Headers],0))","v":1788.4504885611545}]
[8,"Solar Fixed_Socal",18,{"$f":"INDEX(NQC[NQC MW],MATCH(1,(NQC[Month]=Supply[[#This Row],[Month]])*(NQC[Unit Category]=Supply[[#This Row],[Unit Category]]),0))*INDEX(Profiles[],MATCH(1,(Profiles[Month]=Supply[[#This Row],[Month]])*(Profiles[Hour Ending]=Supply[[#This Row],[Hour Ending]]),0),MATCH(Supply[[#This Row],[Unit Category]],Profiles[#Headers],0))","v":520.35444413231301}]
[8,"Solar Fixed_Socal",19,{"$f":"INDEX(NQC[NQC MW],MATCH(1,(NQC[Month]=Supply[[#This Row],[Month]])*(NQC[Unit Category]=Supply[[#This Row],[Unit Category]]),0))*INDEX(Profiles[],MATCH(1,(Profiles[Month]=Supply[[#This Row],[Month]])*(Profiles[Hour Ending]=Supply[[#This Row],[Hour Ending]]),0),MATCH(Supply[[#This Row],[Unit Category]],Profiles[#Headers],0))","v":16.309846940566793}]
[8,"Solar Fixed_Socal",20,{"$f":"INDEX(NQC[NQC MW],MATCH(1,(NQC[Month]=Supply[[#This Row],[Month]])*(NQC[Unit Category]=Supply[[#This Row],[Unit Category]]),0))*INDEX(Profiles[],MATCH(1,(Profiles[Month]=Supply[[#This Row],[Month]])*(Profiles[Hour Ending]=Supply[[#This Row],[Hour Ending]]),0),MATCH(Supply[[#This Row],[Unit Category]],Profiles[#Headers],0))","v":0.12513077919659063}]
[8,"Solar Fixed_Socal",21,{"$f":"INDEX(NQC[NQC MW],MATCH(1,(NQC[Month]=Supply[[#This Row],[Month]])*(NQC[Unit Category]=Supply[[#This Row],[Unit Category]]),0))*INDEX(Profiles[],MATCH(1,(Profiles[Month]=Supply[[#This Row],[Month]])*(Profiles[Hour Ending]=Supply[[#This Row],[Hour Ending]]),0),MATCH(Supply[[#This Row],[Unit Category]],Profiles[#Headers],0))","v":7.8002571081510833E-2}]
[8,"Solar Fixed_Socal",22,{"$f":"INDEX(NQC[NQC MW],MATCH(1,(NQC[Month]=Supply[[#This Row],[Month]])*(NQC[Unit Category]=Supply[[#This Row],[Unit Category]]),0))*INDEX(Profiles[],MATCH(1,(Profiles[Month]=Supply[[#This Row],[Month]])*(Profiles[Hour Ending]=Supply[[#This Row],[Hour Ending]]),0),MATCH(Supply[[#This Row],[Unit Category]],Profiles[#Headers],0))","v":5.2399229346129859E-2}]
[8,"Solar Fixed_Socal",23,{"$f":"INDEX(NQC[NQC MW],MATCH(1,(NQC[Month]=Supply[[#This Row],[Month]])*(NQC[Unit Category]=Supply[[#This Row],[Unit Category]]),0))*INDEX(Profiles[],MATCH(1,(Profiles[Month]=Supply[[#This Row],[Month]])*(Profiles[Hour Ending]=Supply[[#This Row],[Hour Ending]]),0),MATCH(Supply[[#This Row],[Unit Category]],Profiles[#Headers],0))","v":3.5271590185678291E-2}]
[8,"Solar Fixed_Socal",24,{"$f":"INDEX(NQC[NQC MW],MATCH(1,(NQC[Month]=Supply[[#This Row],[Month]])*(NQC[Unit Category]=Supply[[#This Row],[Unit Category]]),0))*INDEX(Profiles[],MATCH(1,(Profiles[Month]=Supply[[#This Row],[Month]])*(Profiles[Hour Ending]=Supply[[#This Row],[Hour Ending]]),0),MATCH(Supply[[#This Row],[Unit Category]],Profiles[#Headers],0))","v":2.1178700483987668E-2}]
[8,"Solar Thermal_Norcal",1,{"$f":"INDEX(NQC[NQC MW],MATCH(1,(NQC[Month]=Supply[[#This Row],[Month]])*(NQC[Unit Category]=Supply[[#This Row],[Unit Category]]),0))*INDEX(Profiles[],MATCH(1,(Profiles[Month]=Supply[[#This Row],[Month]])*(Profiles[Hour Ending]=Supply[[#This Row],[Hour Ending]]),0),MATCH(Supply[[#This Row],[Unit Category]],Profiles[#Headers],0))","v":0}]
[8,"Solar Thermal_Norcal",2,{"$f":"INDEX(NQC[NQC MW],MATCH(1,(NQC[Month]=Supply[[#This Row],[Month]])*(NQC[Unit Category]=Supply[[#This Row],[Unit Category]]),0))*INDEX(Profiles[],MATCH(1,(Profiles[Month]=Supply[[#This Row],[Month]])*(Profiles[Hour Ending]=Supply[[#This Row],[Hour Ending]]),0),MATCH(Supply[[#This Row],[Unit Category]],Profiles[#Headers],0))","v":0}]
[8,"Solar Thermal_Norcal",3,{"$f":"INDEX(NQC[NQC MW],MATCH(1,(NQC[Month]=Supply[[#This Row],[Month]])*(NQC[Unit Category]=Supply[[#This Row],[Unit Category]]),0))*INDEX(Profiles[],MATCH(1,(Profiles[Month]=Supply[[#This Row],[Month]])*(Profiles[Hour Ending]=Supply[[#This Row],[Hour Ending]]),0),MATCH(Supply[[#This Row],[Unit Category]],Profiles[#Headers],0))","v":0}]
[8,"Solar Thermal_Norcal",4,{"$f":"INDEX(NQC[NQC MW],MATCH(1,(NQC[Month]=Supply[[#This Row],[Month]])*(NQC[Unit Category]=Supply[[#This Row],[Unit Category]]),0))*INDEX(Profiles[],MATCH(1,(Profiles[Month]=Supply[[#This Row],[Month]])*(Profiles[Hour Ending]=Supply[[#This Row],[Hour Ending]]),0),MATCH(Supply[[#This Row],[Unit Category]],Profiles[#Headers],0))","v":0}]
[8,"Solar Thermal_Norcal",5,{"$f":"INDEX(NQC[NQC MW],MATCH(1,(NQC[Month]=Supply[[#This Row],[Month]])*(NQC[Unit Category]=Supply[[#This Row],[Unit Category]]),0))*INDEX(Profiles[],MATCH(1,(Profiles[Month]=Supply[[#This Row],[Month]])*(Profiles[Hour Ending]=Supply[[#This Row],[Hour Ending]]),0),MATCH(Supply[[#This Row],[Unit Category]],Profiles[#Headers],0))","v":0}]
[8,"Solar Thermal_Norcal",6,{"$f":"INDEX(NQC[NQC MW],MATCH(1,(NQC[Month]=Supply[[#This Row],[Month]])*(NQC[Unit Category]=Supply[[#This Row],[Unit Category]]),0))*INDEX(Profiles[],MATCH(1,(Profiles[Month]=Supply[[#This Row],[Month]])*(Profiles[Hour Ending]=Supply[[#This Row],[Hour Ending]]),0),MATCH(Supply[[#This Row],[Unit Category]],Profiles[#Headers],0))","v":0}]
[8,"Solar Thermal_Norcal",7,{"$f":"INDEX(NQC[NQC MW],MATCH(1,(NQC[Month]=Supply[[#This Row],[Month]])*(NQC[Unit Category]=Supply[[#This Row],[Unit Category]]),0))*INDEX(Profiles[],MATCH(1,(Profiles[Month]=Supply[[#This Row],[Month]])*(Profiles[Hour Ending]=Supply[[#This Row],[Hour Ending]]),0),MATCH(Supply[[#This Row],[Unit Category]],Profiles[#Headers],0))","v":0}]
[8,"Solar Thermal_Norcal",8,{"$f":"INDEX(NQC[NQC MW],MATCH(1,(NQC[Month]=Supply[[#This Row],[Month]])*(NQC[Unit Category]=Supply[[#This Row],[Unit Category]]),0))*INDEX(Profiles[],MATCH(1,(Profiles[Month]=Supply[[#This Row],[Month]])*(Profiles[Hour Ending]=Supply[[#This Row],[Hour Ending]]),0),MATCH(Supply[[#This Row],[Unit Category]],Profiles[#Headers],0))","v":0}]
[8,"Solar Thermal_Norcal",9,{"$f":"INDEX(NQC[NQC MW],MATCH(1,(NQC[Month]=Supply[[#This Row],[Month]])*(NQC[Unit Category]=Supply[[#This Row],[Unit Category]]),0))*INDEX(Profiles[],MATCH(1,(Profiles[Month]=Supply[[#This Row],[Month]])*(Profiles[Hour Ending]=Supply[[#This Row],[Hour Ending]]),0),MATCH(Supply[[#This Row],[Unit Category]],Profiles[#Headers],0))","v":0}]
[8,"Solar Thermal_Norcal",10,{"$f":"INDEX(NQC[NQC MW],MATCH(1,(NQC[Month]=Supply[[#This Row],[Month]])*(NQC[Unit Category]=Supply[[#This Row],[Unit Category]]),0))*INDEX(Profiles[],MATCH(1,(Profiles[Month]=Supply[[#This Row],[Month]])*(Profiles[Hour Ending]=Supply[[#This Row],[Hour Ending]]),0),MATCH(Supply[[#This Row],[Unit Category]],Profiles[#Headers],0))","v":0}]
[8,"Solar Thermal_Norcal",11,{"$f":"INDEX(NQC[NQC MW],MATCH(1,(NQC[Month]=Supply[[#This Row],[Month]])*(NQC[Unit Category]=Supply[[#This Row],[Unit Category]]),0))*INDEX(Profiles[],MATCH(1,(Profiles[Month]=Supply[[#This Row],[Month]])*(Profiles[Hour Ending]=Supply[[#This Row],[Hour Ending]]),0),MATCH(Supply[[#This Row],[Unit Category]],Profiles[#Headers],0))","v":0}]
[8,"Solar Thermal_Norcal",12,{"$f":"INDEX(NQC[NQC MW],MATCH(1,(NQC[Month]=Supply[[#This Row],[Month]])*(NQC[Unit Category]=Supply[[#This Row],[Unit Category]]),0))*INDEX(Profiles[],MATCH(1,(Profiles[Month]=Supply[[#This Row],[Month]])*(Profiles[Hour Ending]=Supply[[#This Row],[Hour Ending]]),0),MATCH(Supply[[#This Row],[Unit Category]],Profiles[#Headers],0))","v":0}]
[8,"Solar Thermal_Norcal",13,{"$f":"INDEX(NQC[NQC MW],MATCH(1,(NQC[Month]=Supply[[#This Row],[Month]])*(NQC[Unit Category]=Supply[[#This Row],[Unit Category]]),0))*INDEX(Profiles[],MATCH(1,(Profiles[Month]=Supply[[#This Row],[Month]])*(Profiles[Hour Ending]=Supply[[#This Row],[Hour Ending]]),0),MATCH(Supply[[#This Row],[Unit Category]],Profiles[#Headers],0))","v":0}]
[8,"Solar Thermal_Norcal",14,{"$f":"INDEX(NQC[NQC MW],MATCH(1,(NQC[Month]=Supply[[#This Row],[Month]])*(NQC[Unit Category]=Supply[[#This Row],[Unit Category]]),0))*INDEX(Profiles[],MATCH(1,(Profiles[Month]=Supply[[#This Row],[Month]])*(Profiles[Hour Ending]=Supply[[#This Row],[Hour Ending]]),0),MATCH(Supply[[#This Row],[Unit Category]],Profiles[#Headers],0))","v":0}]
[8,"Solar Thermal_Norcal",15,{"$f":"INDEX(NQC[NQC MW],MATCH(1,(NQC[Month]=Supply[[#This Row],[Month]])*(NQC[Unit Category]=Supply[[#This Row],[Unit Category]]),0))*INDEX(Profiles[],MATCH(1,(Profiles[Month]=Supply[[#This Row],[Month]])*(Profiles[Hour Ending]=Supply[[#This Row],[Hour Ending]]),0),MATCH(Supply[[#This Row],[Unit Category]],Profiles[#Headers],0))","v":0}]
[8,"Solar Thermal_Norcal",16,{"$f":"INDEX(NQC[NQC MW],MATCH(1,(NQC[Month]=Supply[[#This Row],[Month]])*(NQC[Unit Category]=Supply[[#This Row],[Unit Category]]),0))*INDEX(Profiles[],MATCH(1,(Profiles[Month]=Supply[[#This Row],[Month]])*(Profiles[Hour Ending]=Supply[[#This Row],[Hour Ending]]),0),MATCH(Supply[[#This Row],[Unit Category]],Profiles[#Headers],0))","v":0}]
[8,"Solar Thermal_Norcal",17,{"$f":"INDEX(NQC[NQC MW],MATCH(1,(NQC[Month]=Supply[[#This Row],[Month]])*(NQC[Unit Category]=Supply[[#This Row],[Unit Category]]),0))*INDEX(Profiles[],MATCH(1,(Profiles[Month]=Supply[[#This Row],[Month]])*(Profiles[Hour Ending]=Supply[[#This Row],[Hour Ending]]),0),MATCH(Supply[[#This Row],[Unit Category]],Profiles[#Headers],0))","v":0}]
[8,"Solar Thermal_Norcal",18,{"$f":"INDEX(NQC[NQC MW],MATCH(1,(NQC[Month]=Supply[[#This Row],[Month]])*(NQC[Unit Category]=Supply[[#This Row],[Unit Category]]),0))*INDEX(Profiles[],MATCH(1,(Profiles[Month]=Supply[[#This Row],[Month]])*(Profiles[Hour Ending]=Supply[[#This Row],[Hour Ending]]),0),MATCH(Supply[[#This Row],[Unit Category]],Profiles[#Headers],0))","v":0}]
[8,"Solar Thermal_Norcal",19,{"$f":"INDEX(NQC[NQC MW],MATCH(1,(NQC[Month]=Supply[[#This Row],[Month]])*(NQC[Unit Category]=Supply[[#This Row],[Unit Category]]),0))*INDEX(Profiles[],MATCH(1,(Profiles[Month]=Supply[[#This Row],[Month]])*(Profiles[Hour Ending]=Supply[[#This Row],[Hour Ending]]),0),MATCH(Supply[[#This Row],[Unit Category]],Profiles[#Headers],0))","v":0}]
[8,"Solar Thermal_Norcal",20,{"$f":"INDEX(NQC[NQC MW],MATCH(1,(NQC[Month]=Supply[[#This Row],[Month]])*(NQC[Unit Category]=Supply[[#This Row],[Unit Category]]),0))*INDEX(Profiles[],MATCH(1,(Profiles[Month]=Supply[[#This Row],[Month]])*(Profiles[Hour Ending]=Supply[[#This Row],[Hour Ending]]),0),MATCH(Supply[[#This Row],[Unit Category]],Profiles[#Headers],0))","v":0}]
[8,"Solar Thermal_Norcal",21,{"$f":"INDEX(NQC[NQC MW],MATCH(1,(NQC[Month]=Supply[[#This Row],[Month]])*(NQC[Unit Category]=Supply[[#This Row],[Unit Category]]),0))*INDEX(Profiles[],MATCH(1,(Profiles[Month]=Supply[[#This Row],[Month]])*(Profiles[Hour Ending]=Supply[[#This Row],[Hour Ending]]),0),MATCH(Supply[[#This Row],[Unit Category]],Profiles[#Headers],0))","v":0}]
[8,"Solar Thermal_Norcal",22,{"$f":"INDEX(NQC[NQC MW],MATCH(1,(NQC[Month]=Supply[[#This Row],[Month]])*(NQC[Unit Category]=Supply[[#This Row],[Unit Category]]),0))*INDEX(Profiles[],MATCH(1,(Profiles[Month]=Supply[[#This Row],[Month]])*(Profiles[Hour Ending]=Supply[[#This Row],[Hour Ending]]),0),MATCH(Supply[[#This Row],[Unit Category]],Profiles[#Headers],0))","v":0}]
[8,"Solar Thermal_Norcal",23,{"$f":"INDEX(NQC[NQC MW],MATCH(1,(NQC[Month]=Supply[[#This Row],[Month]])*(NQC[Unit Category]=Supply[[#This Row],[Unit Category]]),0))*INDEX(Profiles[],MATCH(1,(Profiles[Month]=Supply[[#This Row],[Month]])*(Profiles[Hour Ending]=Supply[[#This Row],[Hour Ending]]),0),MATCH(Supply[[#This Row],[Unit Category]],Profiles[#Headers],0))","v":0}]
[8,"Solar Thermal_Norcal",24,{"$f":"INDEX(NQC[NQC MW],MATCH(1,(NQC[Month]=Supply[[#This Row],[Month]])*(NQC[Unit Category]=Supply[[#This Row],[Unit Category]]),0))*INDEX(Profiles[],MATCH(1,(Profiles[Month]=Supply[[#This Row],[Month]])*(Profiles[Hour Ending]=Supply[[#This Row],[Hour Ending]]),0),MATCH(Supply[[#This Row],[Unit Category]],Profiles[#Headers],0))","v":0}]
[8,"Solar Thermal_Socal",1,{"$f":"INDEX(NQC[NQC MW],MATCH(1,(NQC[Month]=Supply[[#This Row],[Month]])*(NQC[Unit Category]=Supply[[#This Row],[Unit Category]]),0))*INDEX(Profiles[],MATCH(1,(Profiles[Month]=Supply[[#This Row],[Month]])*(Profiles[Hour Ending]=Supply[[#This Row],[Hour Ending]]),0),MATCH(Supply[[#This Row],[Unit Category]],Profiles[#Headers],0))","v":0}]
[8,"Solar Thermal_Socal",2,{"$f":"INDEX(NQC[NQC MW],MATCH(1,(NQC[Month]=Supply[[#This Row],[Month]])*(NQC[Unit Category]=Supply[[#This Row],[Unit Category]]),0))*INDEX(Profiles[],MATCH(1,(Profiles[Month]=Supply[[#This Row],[Month]])*(Profiles[Hour Ending]=Supply[[#This Row],[Hour Ending]]),0),MATCH(Supply[[#This Row],[Unit Category]],Profiles[#Headers],0))","v":0}]
[8,"Solar Thermal_Socal",3,{"$f":"INDEX(NQC[NQC MW],MATCH(1,(NQC[Month]=Supply[[#This Row],[Month]])*(NQC[Unit Category]=Supply[[#This Row],[Unit Category]]),0))*INDEX(Profiles[],MATCH(1,(Profiles[Month]=Supply[[#This Row],[Month]])*(Profiles[Hour Ending]=Supply[[#This Row],[Hour Ending]]),0),MATCH(Supply[[#This Row],[Unit Category]],Profiles[#Headers],0))","v":0}]
[8,"Solar Thermal_Socal",4,{"$f":"INDEX(NQC[NQC MW],MATCH(1,(NQC[Month]=Supply[[#This Row],[Month]])*(NQC[Unit Category]=Supply[[#This Row],[Unit Category]]),0))*INDEX(Profiles[],MATCH(1,(Profiles[Month]=Supply[[#This Row],[Month]])*(Profiles[Hour Ending]=Supply[[#This Row],[Hour Ending]]),0),MATCH(Supply[[#This Row],[Unit Category]],Profiles[#Headers],0))","v":0}]
[8,"Solar Thermal_Socal",5,{"$f":"INDEX(NQC[NQC MW],MATCH(1,(NQC[Month]=Supply[[#This Row],[Month]])*(NQC[Unit Category]=Supply[[#This Row],[Unit Category]]),0))*INDEX(Profiles[],MATCH(1,(Profiles[Month]=Supply[[#This Row],[Month]])*(Profiles[Hour Ending]=Supply[[#This Row],[Hour Ending]]),0),MATCH(Supply[[#This Row],[Unit Category]],Profiles[#Headers],0))","v":0}]
[8,"Solar Thermal_Socal",6,{"$f":"INDEX(NQC[NQC MW],MATCH(1,(NQC[Month]=Supply[[#This Row],[Month]])*(NQC[Unit Category]=Supply[[#This Row],[Unit Category]]),0))*INDEX(Profiles[],MATCH(1,(Profiles[Month]=Supply[[#This Row],[Month]])*(Profiles[Hour Ending]=Supply[[#This Row],[Hour Ending]]),0),MATCH(Supply[[#This Row],[Unit Category]],Profiles[#Headers],0))","v":0}]
[8,"Solar Thermal_Socal",7,{"$f":"INDEX(NQC[NQC MW],MATCH(1,(NQC[Month]=Supply[[#This Row],[Month]])*(NQC[Unit Category]=Supply[[#This Row],[Unit Category]]),0))*INDEX(Profiles[],MATCH(1,(Profiles[Month]=Supply[[#This Row],[Month]])*(Profiles[Hour Ending]=Supply[[#This Row],[Hour Ending]]),0),MATCH(Supply[[#This Row],[Unit Category]],Profiles[#Headers],0))","v":62.085748881583605}]
[8,"Solar Thermal_Socal",8,{"$f":"INDEX(NQC[NQC MW],MATCH(1,(NQC[Month]=Supply[[#This Row],[Month]])*(NQC[Unit Category]=Supply[[#This Row],[Unit Category]]),0))*INDEX(Profiles[],MATCH(1,(Profiles[Month]=Supply[[#This Row],[Month]])*(Profiles[Hour Ending]=Supply[[#This Row],[Hour Ending]]),0),MATCH(Supply[[#This Row],[Unit Category]],Profiles[#Headers],0))","v":405.34127357737174}]
[8,"Solar Thermal_Socal",9,{"$f":"INDEX(NQC[NQC MW],MATCH(1,(NQC[Month]=Supply[[#This Row],[Month]])*(NQC[Unit Category]=Supply[[#This Row],[Unit Category]]),0))*INDEX(Profiles[],MATCH(1,(Profiles[Month]=Supply[[#This Row],[Month]])*(Profiles[Hour Ending]=Supply[[#This Row],[Hour Ending]]),0),MATCH(Supply[[#This Row],[Unit Category]],Profiles[#Headers],0))","v":660.30075521735705}]
[8,"Solar Thermal_Socal",10,{"$f":"INDEX(NQC[NQC MW],MATCH(1,(NQC[Month]=Supply[[#This Row],[Month]])*(NQC[Unit Category]=Supply[[#This Row],[Unit Category]]),0))*INDEX(Profiles[],MATCH(1,(Profiles[Month]=Supply[[#This Row],[Month]])*(Profiles[Hour Ending]=Supply[[#This Row],[Hour Ending]]),0),MATCH(Supply[[#This Row],[Unit Category]],Profiles[#Headers],0))","v":728.50313624253556}]
[8,"Solar Thermal_Socal",11,{"$f":"INDEX(NQC[NQC MW],MATCH(1,(NQC[Month]=Supply[[#This Row],[Month]])*(NQC[Unit Category]=Supply[[#This Row],[Unit Category]]),0))*INDEX(Profiles[],MATCH(1,(Profiles[Month]=Supply[[#This Row],[Month]])*(Profiles[Hour Ending]=Supply[[#This Row],[Hour Ending]]),0),MATCH(Supply[[#This Row],[Unit Category]],Profiles[#Headers],0))","v":766.13289414520193}]
[8,"Solar Thermal_Socal",12,{"$f":"INDEX(NQC[NQC MW],MATCH(1,(NQC[Month]=Supply[[#This Row],[Month]])*(NQC[Unit Category]=Supply[[#This Row],[Unit Category]]),0))*INDEX(Profiles[],MATCH(1,(Profiles[Month]=Supply[[#This Row],[Month]])*(Profiles[Hour Ending]=Supply[[#This Row],[Hour Ending]]),0),MATCH(Supply[[#This Row],[Unit Category]],Profiles[#Headers],0))","v":758.6807593914433}]
[8,"Solar Thermal_Socal",13,{"$f":"INDEX(NQC[NQC MW],MATCH(1,(NQC[Month]=Supply[[#This Row],[Month]])*(NQC[Unit Category]=Supply[[#This Row],[Unit Category]]),0))*INDEX(Profiles[],MATCH(1,(Profiles[Month]=Supply[[#This Row],[Month]])*(Profiles[Hour Ending]=Supply[[#This Row],[Hour Ending]]),0),MATCH(Supply[[#This Row],[Unit Category]],Profiles[#Headers],0))","v":713.51486831271882}]
[8,"Solar Thermal_Socal",14,{"$f":"INDEX(NQC[NQC MW],MATCH(1,(NQC[Month]=Supply[[#This Row],[Month]])*(NQC[Unit Category]=Supply[[#This Row],[Unit Category]]),0))*INDEX(Profiles[],MATCH(1,(Profiles[Month]=Supply[[#This Row],[Month]])*(Profiles[Hour Ending]=Supply[[#This Row],[Hour Ending]]),0),MATCH(Supply[[#This Row],[Unit Category]],Profiles[#Headers],0))","v":688.02575643816044}]
[8,"Solar Thermal_Socal",15,{"$f":"INDEX(NQC[NQC MW],MATCH(1,(NQC[Month]=Supply[[#This Row],[Month]])*(NQC[Unit Category]=Supply[[#This Row],[Unit Category]]),0))*INDEX(Profiles[],MATCH(1,(Profiles[Month]=Supply[[#This Row],[Month]])*(Profiles[Hour Ending]=Supply[[#This Row],[Hour Ending]]),0),MATCH(Supply[[#This Row],[Unit Category]],Profiles[#Headers],0))","v":660.3214520967507}]
[8,"Solar Thermal_Socal",16,{"$f":"INDEX(NQC[NQC MW],MATCH(1,(NQC[Month]=Supply[[#This Row],[Month]])*(NQC[Unit Category]=Supply[[#This Row],[Unit Category]]),0))*INDEX(Profiles[],MATCH(1,(Profiles[Month]=Supply[[#This Row],[Month]])*(Profiles[Hour Ending]=Supply[[#This Row],[Hour Ending]]),0),MATCH(Supply[[#This Row],[Unit Category]],Profiles[#Headers],0))","v":602.48025576858106}]
[8,"Solar Thermal_Socal",17,{"$f":"INDEX(NQC[NQC MW],MATCH(1,(NQC[Month]=Supply[[#This Row],[Month]])*(NQC[Unit Category]=Supply[[#This Row],[Unit Category]]),0))*INDEX(Profiles[],MATCH(1,(Profiles[Month]=Supply[[#This Row],[Month]])*(Profiles[Hour Ending]=Supply[[#This Row],[Hour Ending]]),0),MATCH(Supply[[#This Row],[Unit Category]],Profiles[#Headers],0))","v":500.81511079111147}]
[8,"Solar Thermal_Socal",18,{"$f":"INDEX(NQC[NQC MW],MATCH(1,(NQC[Month]=Supply[[#This Row],[Month]])*(NQC[Unit Category]=Supply[[#This Row],[Unit Category]]),0))*INDEX(Profiles[],MATCH(1,(Profiles[Month]=Supply[[#This Row],[Month]])*(Profiles[Hour Ending]=Supply[[#This Row],[Hour Ending]]),0),MATCH(Supply[[#This Row],[Unit Category]],Profiles[#Headers],0))","v":284.83004134994042}]
[8,"Solar Thermal_Socal",19,{"$f":"INDEX(NQC[NQC MW],MATCH(1,(NQC[Month]=Supply[[#This Row],[Month]])*(NQC[Unit Category]=Supply[[#This Row],[Unit Category]]),0))*INDEX(Profiles[],MATCH(1,(Profiles[Month]=Supply[[#This Row],[Month]])*(Profiles[Hour Ending]=Supply[[#This Row],[Hour Ending]]),0),MATCH(Supply[[#This Row],[Unit Category]],Profiles[#Headers],0))","v":43.332627463470544}]
[8,"Solar Thermal_Socal",20,{"$f":"INDEX(NQC[NQC MW],MATCH(1,(NQC[Month]=Supply[[#This Row],[Month]])*(NQC[Unit Category]=Supply[[#This Row],[Unit Category]]),0))*INDEX(Profiles[],MATCH(1,(Profiles[Month]=Supply[[#This Row],[Month]])*(Profiles[Hour Ending]=Supply[[#This Row],[Hour Ending]]),0),MATCH(Supply[[#This Row],[Unit Category]],Profiles[#Headers],0))","v":0}]
[8,"Solar Thermal_Socal",21,{"$f":"INDEX(NQC[NQC MW],MATCH(1,(NQC[Month]=Supply[[#This Row],[Month]])*(NQC[Unit Category]=Supply[[#This Row],[Unit Category]]),0))*INDEX(Profiles[],MATCH(1,(Profiles[Month]=Supply[[#This Row],[Month]])*(Profiles[Hour Ending]=Supply[[#This Row],[Hour Ending]]),0),MATCH(Supply[[#This Row],[Unit Category]],Profiles[#Headers],0))","v":0}]
[8,"Solar Thermal_Socal",22,{"$f":"INDEX(NQC[NQC MW],MATCH(1,(NQC[Month]=Supply[[#This Row],[Month]])*(NQC[Unit Category]=Supply[[#This Row],[Unit Category]]),0))*INDEX(Profiles[],MATCH(1,(Profiles[Month]=Supply[[#This Row],[Month]])*(Profiles[Hour Ending]=Supply[[#This Row],[Hour Ending]]),0),MATCH(Supply[[#This Row],[Unit Category]],Profiles[#Headers],0))","v":0}]
[8,"Solar Thermal_Socal",23,{"$f":"INDEX(NQC[NQC MW],MATCH(1,(NQC[Month]=Supply[[#This Row],[Month]])*(NQC[Unit Category]=Supply[[#This Row],[Unit Category]]),0))*INDEX(Profiles[],MATCH(1,(Profiles[Month]=Supply[[#This Row],[Month]])*(Profiles[Hour Ending]=Supply[[#This Row],[Hour Ending]]),0),MATCH(Supply[[#This Row],[Unit Category]],Profiles[#Headers],0))","v":0}]
[8,"Solar Thermal_Socal",24,{"$f":"INDEX(NQC[NQC MW],MATCH(1,(NQC[Month]=Supply[[#This Row],[Month]])*(NQC[Unit Category]=Supply[[#This Row],[Unit Category]]),0))*INDEX(Profiles[],MATCH(1,(Profiles[Month]=Supply[[#This Row],[Month]])*(Profiles[Hour Ending]=Supply[[#This Row],[Hour Ending]]),0),MATCH(Supply[[#This Row],[Unit Category]],Profiles[#Headers],0))","v":0}]
[8,"Solar Tracking_Norcal",1,{"$f":"INDEX(NQC[NQC MW],MATCH(1,(NQC[Month]=Supply[[#This Row],[Month]])*(NQC[Unit Category]=Supply[[#This Row],[Unit Category]]),0))*INDEX(Profiles[],MATCH(1,(Profiles[Month]=Supply[[#This Row],[Month]])*(Profiles[Hour Ending]=Supply[[#This Row],[Hour Ending]]),0),MATCH(Supply[[#This Row],[Unit Category]],Profiles[#Headers],0))","v":0}]
[8,"Solar Tracking_Norcal",2,{"$f":"INDEX(NQC[NQC MW],MATCH(1,(NQC[Month]=Supply[[#This Row],[Month]])*(NQC[Unit Category]=Supply[[#This Row],[Unit Category]]),0))*INDEX(Profiles[],MATCH(1,(Profiles[Month]=Supply[[#This Row],[Month]])*(Profiles[Hour Ending]=Supply[[#This Row],[Hour Ending]]),0),MATCH(Supply[[#This Row],[Unit Category]],Profiles[#Headers],0))","v":0}]
[8,"Solar Tracking_Norcal",3,{"$f":"INDEX(NQC[NQC MW],MATCH(1,(NQC[Month]=Supply[[#This Row],[Month]])*(NQC[Unit Category]=Supply[[#This Row],[Unit Category]]),0))*INDEX(Profiles[],MATCH(1,(Profiles[Month]=Supply[[#This Row],[Month]])*(Profiles[Hour Ending]=Supply[[#This Row],[Hour Ending]]),0),MATCH(Supply[[#This Row],[Unit Category]],Profiles[#Headers],0))","v":0}]
[8,"Solar Tracking_Norcal",4,{"$f":"INDEX(NQC[NQC MW],MATCH(1,(NQC[Month]=Supply[[#This Row],[Month]])*(NQC[Unit Category]=Supply[[#This Row],[Unit Category]]),0))*INDEX(Profiles[],MATCH(1,(Profiles[Month]=Supply[[#This Row],[Month]])*(Profiles[Hour Ending]=Supply[[#This Row],[Hour Ending]]),0),MATCH(Supply[[#This Row],[Unit Category]],Profiles[#Headers],0))","v":0}]
[8,"Solar Tracking_Norcal",5,{"$f":"INDEX(NQC[NQC MW],MATCH(1,(NQC[Month]=Supply[[#This Row],[Month]])*(NQC[Unit Category]=Supply[[#This Row],[Unit Category]]),0))*INDEX(Profiles[],MATCH(1,(Profiles[Month]=Supply[[#This Row],[Month]])*(Profiles[Hour Ending]=Supply[[#This Row],[Hour Ending]]),0),MATCH(Supply[[#This Row],[Unit Category]],Profiles[#Headers],0))","v":0}]
[8,"Solar Tracking_Norcal",6,{"$f":"INDEX(NQC[NQC MW],MATCH(1,(NQC[Month]=Supply[[#This Row],[Month]])*(NQC[Unit Category]=Supply[[#This Row],[Unit Category]]),0))*INDEX(Profiles[],MATCH(1,(Profiles[Month]=Supply[[#This Row],[Month]])*(Profiles[Hour Ending]=Supply[[#This Row],[Hour Ending]]),0),MATCH(Supply[[#This Row],[Unit Category]],Profiles[#Headers],0))","v":51.784134702888743}]
[8,"Solar Tracking_Norcal",7,{"$f":"INDEX(NQC[NQC MW],MATCH(1,(NQC[Month]=Supply[[#This Row],[Month]])*(NQC[Unit Category]=Supply[[#This Row],[Unit Category]]),0))*INDEX(Profiles[],MATCH(1,(Profiles[Month]=Supply[[#This Row],[Month]])*(Profiles[Hour Ending]=Supply[[#This Row],[Hour Ending]]),0),MATCH(Supply[[#This Row],[Unit Category]],Profiles[#Headers],0))","v":1378.3992437173815}]
[8,"Solar Tracking_Norcal",8,{"$f":"INDEX(NQC[NQC MW],MATCH(1,(NQC[Month]=Supply[[#This Row],[Month]])*(NQC[Unit Category]=Supply[[#This Row],[Unit Category]]),0))*INDEX(Profiles[],MATCH(1,(Profiles[Month]=Supply[[#This Row],[Month]])*(Profiles[Hour Ending]=Supply[[#This Row],[Hour Ending]]),0),MATCH(Supply[[#This Row],[Unit Category]],Profiles[#Headers],0))","v":3185.5354009626913}]
[8,"Solar Tracking_Norcal",9,{"$f":"INDEX(NQC[NQC MW],MATCH(1,(NQC[Month]=Supply[[#This Row],[Month]])*(NQC[Unit Category]=Supply[[#This Row],[Unit Category]]),0))*INDEX(Profiles[],MATCH(1,(Profiles[Month]=Supply[[#This Row],[Month]])*(Profiles[Hour Ending]=Supply[[#This Row],[Hour Ending]]),0),MATCH(Supply[[#This Row],[Unit Category]],Profiles[#Headers],0))","v":3851.7012150395435}]
[8,"Solar Tracking_Norcal",10,{"$f":"INDEX(NQC[NQC MW],MATCH(1,(NQC[Month]=Supply[[#This Row],[Month]])*(NQC[Unit Category]=Supply[[#This Row],[Unit Category]]),0))*INDEX(Profiles[],MATCH(1,(Profiles[Month]=Supply[[#This Row],[Month]])*(Profiles[Hour Ending]=Supply[[#This Row],[Hour Ending]]),0),MATCH(Supply[[#This Row],[Unit Category]],Profiles[#Headers],0))","v":4030.6751296404627}]
[8,"Solar Tracking_Norcal",11,{"$f":"INDEX(NQC[NQC MW],MATCH(1,(NQC[Month]=Supply[[#This Row],[Month]])*(NQC[Unit Category]=Supply[[#This Row],[Unit Category]]),0))*INDEX(Profiles[],MATCH(1,(Profiles[Month]=Supply[[#This Row],[Month]])*(Profiles[Hour Ending]=Supply[[#This Row],[Hour Ending]]),0),MATCH(Supply[[#This Row],[Unit Category]],Profiles[#Headers],0))","v":4048.7377409912665}]
[8,"Solar Tracking_Norcal",12,{"$f":"INDEX(NQC[NQC MW],MATCH(1,(NQC[Month]=Supply[[#This Row],[Month]])*(NQC[Unit Category]=Supply[[#This Row],[Unit Category]]),0))*INDEX(Profiles[],MATCH(1,(Profiles[Month]=Supply[[#This Row],[Month]])*(Profiles[Hour Ending]=Supply[[#This Row],[Hour Ending]]),0),MATCH(Supply[[#This Row],[Unit Category]],Profiles[#Headers],0))","v":4080.3693035381352}]
[8,"Solar Tracking_Norcal",13,{"$f":"INDEX(NQC[NQC MW],MATCH(1,(NQC[Month]=Supply[[#This Row],[Month]])*(NQC[Unit Category]=Supply[[#This Row],[Unit Category]]),0))*INDEX(Profiles[],MATCH(1,(Profiles[Month]=Supply[[#This Row],[Month]])*(Profiles[Hour Ending]=Supply[[#This Row],[Hour Ending]]),0),MATCH(Supply[[#This Row],[Unit Category]],Profiles[#Headers],0))","v":4048.9687111669491}]
[8,"Solar Tracking_Norcal",14,{"$f":"INDEX(NQC[NQC MW],MATCH(1,(NQC[Month]=Supply[[#This Row],[Month]])*(NQC[Unit Category]=Supply[[#This Row],[Unit Category]]),0))*INDEX(Profiles[],MATCH(1,(Profiles[Month]=Supply[[#This Row],[Month]])*(Profiles[Hour Ending]=Supply[[#This Row],[Hour Ending]]),0),MATCH(Supply[[#This Row],[Unit Category]],Profiles[#Headers],0))","v":4016.1661760481074}]
[8,"Solar Tracking_Norcal",15,{"$f":"INDEX(NQC[NQC MW],MATCH(1,(NQC[Month]=Supply[[#This Row],[Month]])*(NQC[Unit Category]=Supply[[#This Row],[Unit Category]]),0))*INDEX(Profiles[],MATCH(1,(Profiles[Month]=Supply[[#This Row],[Month]])*(Profiles[Hour Ending]=Supply[[#This Row],[Hour Ending]]),0),MATCH(Supply[[#This Row],[Unit Category]],Profiles[#Headers],0))","v":3988.0801881659527}]
[8,"Solar Tracking_Norcal",16,{"$f":"INDEX(NQC[NQC MW],MATCH(1,(NQC[Month]=Supply[[#This Row],[Month]])*(NQC[Unit Category]=Supply[[#This Row],[Unit Category]]),0))*INDEX(Profiles[],MATCH(1,(Profiles[Month]=Supply[[#This Row],[Month]])*(Profiles[Hour Ending]=Supply[[#This Row],[Hour Ending]]),0),MATCH(Supply[[#This Row],[Unit Category]],Profiles[#Headers],0))","v":3753.2533038852775}]
[8,"Solar Tracking_Norcal",17,{"$f":"INDEX(NQC[NQC MW],MATCH(1,(NQC[Month]=Supply[[#This Row],[Month]])*(NQC[Unit Category]=Supply[[#This Row],[Unit Category]]),0))*INDEX(Profiles[],MATCH(1,(Profiles[Month]=Supply[[#This Row],[Month]])*(Profiles[Hour Ending]=Supply[[#This Row],[Hour Ending]]),0),MATCH(Supply[[#This Row],[Unit Category]],Profiles[#Headers],0))","v":3077.7670776983787}]
[8,"Solar Tracking_Norcal",18,{"$f":"INDEX(NQC[NQC MW],MATCH(1,(NQC[Month]=Supply[[#This Row],[Month]])*(NQC[Unit Category]=Supply[[#This Row],[Unit Category]]),0))*INDEX(Profiles[],MATCH(1,(Profiles[Month]=Supply[[#This Row],[Month]])*(Profiles[Hour Ending]=Supply[[#This Row],[Hour Ending]]),0),MATCH(Supply[[#This Row],[Unit Category]],Profiles[#Headers],0))","v":1366.2128433835144}]
[8,"Solar Tracking_Norcal",19,{"$f":"INDEX(NQC[NQC MW],MATCH(1,(NQC[Month]=Supply[[#This Row],[Month]])*(NQC[Unit Category]=Supply[[#This Row],[Unit Category]]),0))*INDEX(Profiles[],MATCH(1,(Profiles[Month]=Supply[[#This Row],[Month]])*(Profiles[Hour Ending]=Supply[[#This Row],[Hour Ending]]),0),MATCH(Supply[[#This Row],[Unit Category]],Profiles[#Headers],0))","v":75.535459029762421}]
[8,"Solar Tracking_Norcal",20,{"$f":"INDEX(NQC[NQC MW],MATCH(1,(NQC[Month]=Supply[[#This Row],[Month]])*(NQC[Unit Category]=Supply[[#This Row],[Unit Category]]),0))*INDEX(Profiles[],MATCH(1,(Profiles[Month]=Supply[[#This Row],[Month]])*(Profiles[Hour Ending]=Supply[[#This Row],[Hour Ending]]),0),MATCH(Supply[[#This Row],[Unit Category]],Profiles[#Headers],0))","v":0}]
[8,"Solar Tracking_Norcal",21,{"$f":"INDEX(NQC[NQC MW],MATCH(1,(NQC[Month]=Supply[[#This Row],[Month]])*(NQC[Unit Category]=Supply[[#This Row],[Unit Category]]),0))*INDEX(Profiles[],MATCH(1,(Profiles[Month]=Supply[[#This Row],[Month]])*(Profiles[Hour Ending]=Supply[[#This Row],[Hour Ending]]),0),MATCH(Supply[[#This Row],[Unit Category]],Profiles[#Headers],0))","v":0}]
[8,"Solar Tracking_Norcal",22,{"$f":"INDEX(NQC[NQC MW],MATCH(1,(NQC[Month]=Supply[[#This Row],[Month]])*(NQC[Unit Category]=Supply[[#This Row],[Unit Category]]),0))*INDEX(Profiles[],MATCH(1,(Profiles[Month]=Supply[[#This Row],[Month]])*(Profiles[Hour Ending]=Supply[[#This Row],[Hour Ending]]),0),MATCH(Supply[[#This Row],[Unit Category]],Profiles[#Headers],0))","v":0}]
[8,"Solar Tracking_Norcal",23,{"$f":"INDEX(NQC[NQC MW],MATCH(1,(NQC[Month]=Supply[[#This Row],[Month]])*(NQC[Unit Category]=Supply[[#This Row],[Unit Category]]),0))*INDEX(Profiles[],MATCH(1,(Profiles[Month]=Supply[[#This Row],[Month]])*(Profiles[Hour Ending]=Supply[[#This Row],[Hour Ending]]),0),MATCH(Supply[[#This Row],[Unit Category]],Profiles[#Headers],0))","v":0}]
[8,"Solar Tracking_Norcal",24,{"$f":"INDEX(NQC[NQC MW],MATCH(1,(NQC[Month]=Supply[[#This Row],[Month]])*(NQC[Unit Category]=Supply[[#This Row],[Unit Category]]),0))*INDEX(Profiles[],MATCH(1,(Profiles[Month]=Supply[[#This Row],[Month]])*(Profiles[Hour Ending]=Supply[[#This Row],[Hour Ending]]),0),MATCH(Supply[[#This Row],[Unit Category]],Profiles[#Headers],0))","v":0}]
[8,"Solar Tracking_Socal",1,{"$f":"INDEX(NQC[NQC MW],MATCH(1,(NQC[Month]=Supply[[#This Row],[Month]])*(NQC[Unit Category]=Supply[[#This Row],[Unit Category]]),0))*INDEX(Profiles[],MATCH(1,(Profiles[Month]=Supply[[#This Row],[Month]])*(Profiles[Hour Ending]=Supply[[#This Row],[Hour Ending]]),0),MATCH(Supply[[#This Row],[Unit Category]],Profiles[#Headers],0))","v":0}]
[8,"Solar Tracking_Socal",2,{"$f":"INDEX(NQC[NQC MW],MATCH(1,(NQC[Month]=Supply[[#This Row],[Month]])*(NQC[Unit Category]=Supply[[#This Row],[Unit Category]]),0))*INDEX(Profiles[],MATCH(1,(Profiles[Month]=Supply[[#This Row],[Month]])*(Profiles[Hour Ending]=Supply[[#This Row],[Hour Ending]]),0),MATCH(Supply[[#This Row],[Unit Category]],Profiles[#Headers],0))","v":0}]
[8,"Solar Tracking_Socal",3,{"$f":"INDEX(NQC[NQC MW],MATCH(1,(NQC[Month]=Supply[[#This Row],[Month]])*(NQC[Unit Category]=Supply[[#This Row],[Unit Category]]),0))*INDEX(Profiles[],MATCH(1,(Profiles[Month]=Supply[[#This Row],[Month]])*(Profiles[Hour Ending]=Supply[[#This Row],[Hour Ending]]),0),MATCH(Supply[[#This Row],[Unit Category]],Profiles[#Headers],0))","v":0}]
[8,"Solar Tracking_Socal",4,{"$f":"INDEX(NQC[NQC MW],MATCH(1,(NQC[Month]=Supply[[#This Row],[Month]])*(NQC[Unit Category]=Supply[[#This Row],[Unit Category]]),0))*INDEX(Profiles[],MATCH(1,(Profiles[Month]=Supply[[#This Row],[Month]])*(Profiles[Hour Ending]=Supply[[#This Row],[Hour Ending]]),0),MATCH(Supply[[#This Row],[Unit Category]],Profiles[#Headers],0))","v":0}]
[8,"Solar Tracking_Socal",5,{"$f":"INDEX(NQC[NQC MW],MATCH(1,(NQC[Month]=Supply[[#This Row],[Month]])*(NQC[Unit Category]=Supply[[#This Row],[Unit Category]]),0))*INDEX(Profiles[],MATCH(1,(Profiles[Month]=Supply[[#This Row],[Month]])*(Profiles[Hour Ending]=Supply[[#This Row],[Hour Ending]]),0),MATCH(Supply[[#This Row],[Unit Category]],Profiles[#Headers],0))","v":0}]
[8,"Solar Tracking_Socal",6,{"$f":"INDEX(NQC[NQC MW],MATCH(1,(NQC[Month]=Supply[[#This Row],[Month]])*(NQC[Unit Category]=Supply[[#This Row],[Unit Category]]),0))*INDEX(Profiles[],MATCH(1,(Profiles[Month]=Supply[[#This Row],[Month]])*(Profiles[Hour Ending]=Supply[[#This Row],[Hour Ending]]),0),MATCH(Supply[[#This Row],[Unit Category]],Profiles[#Headers],0))","v":334.23970916031664}]
[8,"Solar Tracking_Socal",7,{"$f":"INDEX(NQC[NQC MW],MATCH(1,(NQC[Month]=Supply[[#This Row],[Month]])*(NQC[Unit Category]=Supply[[#This Row],[Unit Category]]),0))*INDEX(Profiles[],MATCH(1,(Profiles[Month]=Supply[[#This Row],[Month]])*(Profiles[Hour Ending]=Supply[[#This Row],[Hour Ending]]),0),MATCH(Supply[[#This Row],[Unit Category]],Profiles[#Headers],0))","v":3623.8146593476226}]
[8,"Solar Tracking_Socal",8,{"$f":"INDEX(NQC[NQC MW],MATCH(1,(NQC[Month]=Supply[[#This Row],[Month]])*(NQC[Unit Category]=Supply[[#This Row],[Unit Category]]),0))*INDEX(Profiles[],MATCH(1,(Profiles[Month]=Supply[[#This Row],[Month]])*(Profiles[Hour Ending]=Supply[[#This Row],[Hour Ending]]),0),MATCH(Supply[[#This Row],[Unit Category]],Profiles[#Headers],0))","v":6815.0991721125638}]
[8,"Solar Tracking_Socal",9,{"$f":"INDEX(NQC[NQC MW],MATCH(1,(NQC[Month]=Supply[[#This Row],[Month]])*(NQC[Unit Category]=Supply[[#This Row],[Unit Category]]),0))*INDEX(Profiles[],MATCH(1,(Profiles[Month]=Supply[[#This Row],[Month]])*(Profiles[Hour Ending]=Supply[[#This Row],[Hour Ending]]),0),MATCH(Supply[[#This Row],[Unit Category]],Profiles[#Headers],0))","v":8107.7996686309325}]
[8,"Solar Tracking_Socal",10,{"$f":"INDEX(NQC[NQC MW],MATCH(1,(NQC[Month]=Supply[[#This Row],[Month]])*(NQC[Unit Category]=Supply[[#This Row],[Unit Category]]),0))*INDEX(Profiles[],MATCH(1,(Profiles[Month]=Supply[[#This Row],[Month]])*(Profiles[Hour Ending]=Supply[[#This Row],[Hour Ending]]),0),MATCH(Supply[[#This Row],[Unit Category]],Profiles[#Headers],0))","v":8692.8929676883072}]
[8,"Solar Tracking_Socal",11,{"$f":"INDEX(NQC[NQC MW],MATCH(1,(NQC[Month]=Supply[[#This Row],[Month]])*(NQC[Unit Category]=Supply[[#This Row],[Unit Category]]),0))*INDEX(Profiles[],MATCH(1,(Profiles[Month]=Supply[[#This Row],[Month]])*(Profiles[Hour Ending]=Supply[[#This Row],[Hour Ending]]),0),MATCH(Supply[[#This Row],[Unit Category]],Profiles[#Headers],0))","v":8879.3437131401788}]
[8,"Solar Tracking_Socal",12,{"$f":"INDEX(NQC[NQC MW],MATCH(1,(NQC[Month]=Supply[[#This Row],[Month]])*(NQC[Unit Category]=Supply[[#This Row],[Unit Category]]),0))*INDEX(Profiles[],MATCH(1,(Profiles[Month]=Supply[[#This Row],[Month]])*(Profiles[Hour Ending]=Supply[[#This Row],[Hour Ending]]),0),MATCH(Supply[[#This Row],[Unit Category]],Profiles[#Headers],0))","v":8858.3034168916183}]
[8,"Solar Tracking_Socal",13,{"$f":"INDEX(NQC[NQC MW],MATCH(1,(NQC[Month]=Supply[[#This Row],[Month]])*(NQC[Unit Category]=Supply[[#This Row],[Unit Category]]),0))*INDEX(Profiles[],MATCH(1,(Profiles[Month]=Supply[[#This Row],[Month]])*(Profiles[Hour Ending]=Supply[[#This Row],[Hour Ending]]),0),MATCH(Supply[[#This Row],[Unit Category]],Profiles[#Headers],0))","v":8684.4261075512914}]
[8,"Solar Tracking_Socal",14,{"$f":"INDEX(NQC[NQC MW],MATCH(1,(NQC[Month]=Supply[[#This Row],[Month]])*(NQC[Unit Category]=Supply[[#This Row],[Unit Category]]),0))*INDEX(Profiles[],MATCH(1,(Profiles[Month]=Supply[[#This Row],[Month]])*(Profiles[Hour Ending]=Supply[[#This Row],[Hour Ending]]),0),MATCH(Supply[[#This Row],[Unit Category]],Profiles[#Headers],0))","v":8449.5822870302236}]
[8,"Solar Tracking_Socal",15,{"$f":"INDEX(NQC[NQC MW],MATCH(1,(NQC[Month]=Supply[[#This Row],[Month]])*(NQC[Unit Category]=Supply[[#This Row],[Unit Category]]),0))*INDEX(Profiles[],MATCH(1,(Profiles[Month]=Supply[[#This Row],[Month]])*(Profiles[Hour Ending]=Supply[[#This Row],[Hour Ending]]),0),MATCH(Supply[[#This Row],[Unit Category]],Profiles[#Headers],0))","v":8108.1007847114042}]
[8,"Solar Tracking_Socal",16,{"$f":"INDEX(NQC[NQC MW],MATCH(1,(NQC[Month]=Supply[[#This Row],[Month]])*(NQC[Unit Category]=Supply[[#This Row],[Unit Category]]),0))*INDEX(Profiles[],MATCH(1,(Profiles[Month]=Supply[[#This Row],[Month]])*(Profiles[Hour Ending]=Supply[[#This Row],[Hour Ending]]),0),MATCH(Supply[[#This Row],[Unit Category]],Profiles[#Headers],0))","v":7475.1983726554317}]
[8,"Solar Tracking_Socal",17,{"$f":"INDEX(NQC[NQC MW],MATCH(1,(NQC[Month]=Supply[[#This Row],[Month]])*(NQC[Unit Category]=Supply[[#This Row],[Unit Category]]),0))*INDEX(Profiles[],MATCH(1,(Profiles[Month]=Supply[[#This Row],[Month]])*(Profiles[Hour Ending]=Supply[[#This Row],[Hour Ending]]),0),MATCH(Supply[[#This Row],[Unit Category]],Profiles[#Headers],0))","v":5945.5934768297948}]
[8,"Solar Tracking_Socal",18,{"$f":"INDEX(NQC[NQC MW],MATCH(1,(NQC[Month]=Supply[[#This Row],[Month]])*(NQC[Unit Category]=Supply[[#This Row],[Unit Category]]),0))*INDEX(Profiles[],MATCH(1,(Profiles[Month]=Supply[[#This Row],[Month]])*(Profiles[Hour Ending]=Supply[[#This Row],[Hour Ending]]),0),MATCH(Supply[[#This Row],[Unit Category]],Profiles[#Headers],0))","v":2202.3378138616999}]
[8,"Solar Tracking_Socal",19,{"$f":"INDEX(NQC[NQC MW],MATCH(1,(NQC[Month]=Supply[[#This Row],[Month]])*(NQC[Unit Category]=Supply[[#This Row],[Unit Category]]),0))*INDEX(Profiles[],MATCH(1,(Profiles[Month]=Supply[[#This Row],[Month]])*(Profiles[Hour Ending]=Supply[[#This Row],[Hour Ending]]),0),MATCH(Supply[[#This Row],[Unit Category]],Profiles[#Headers],0))","v":67.441065128812909}]
[8,"Solar Tracking_Socal",20,{"$f":"INDEX(NQC[NQC MW],MATCH(1,(NQC[Month]=Supply[[#This Row],[Month]])*(NQC[Unit Category]=Supply[[#This Row],[Unit Category]]),0))*INDEX(Profiles[],MATCH(1,(Profiles[Month]=Supply[[#This Row],[Month]])*(Profiles[Hour Ending]=Supply[[#This Row],[Hour Ending]]),0),MATCH(Supply[[#This Row],[Unit Category]],Profiles[#Headers],0))","v":0}]
[8,"Solar Tracking_Socal",21,{"$f":"INDEX(NQC[NQC MW],MATCH(1,(NQC[Month]=Supply[[#This Row],[Month]])*(NQC[Unit Category]=Supply[[#This Row],[Unit Category]]),0))*INDEX(Profiles[],MATCH(1,(Profiles[Month]=Supply[[#This Row],[Month]])*(Profiles[Hour Ending]=Supply[[#This Row],[Hour Ending]]),0),MATCH(Supply[[#This Row],[Unit Category]],Profiles[#Headers],0))","v":0}]
[8,"Solar Tracking_Socal",22,{"$f":"INDEX(NQC[NQC MW],MATCH(1,(NQC[Month]=Supply[[#This Row],[Month]])*(NQC[Unit Category]=Supply[[#This Row],[Unit Category]]),0))*INDEX(Profiles[],MATCH(1,(Profiles[Month]=Supply[[#This Row],[Month]])*(Profiles[Hour Ending]=Supply[[#This Row],[Hour Ending]]),0),MATCH(Supply[[#This Row],[Unit Category]],Profiles[#Headers],0))","v":0}]
[8,"Solar Tracking_Socal",23,{"$f":"INDEX(NQC[NQC MW],MATCH(1,(NQC[Month]=Supply[[#This Row],[Month]])*(NQC[Unit Category]=Supply[[#This Row],[Unit Category]]),0))*INDEX(Profiles[],MATCH(1,(Profiles[Month]=Supply[[#This Row],[Month]])*(Profiles[Hour Ending]=Supply[[#This Row],[Hour Ending]]),0),MATCH(Supply[[#This Row],[Unit Category]],Profiles[#Headers],0))","v":0}]
[8,"Solar Tracking_Socal",24,{"$f":"INDEX(NQC[NQC MW],MATCH(1,(NQC[Month]=Supply[[#This Row],[Month]])*(NQC[Unit Category]=Supply[[#This Row],[Unit Category]]),0))*INDEX(Profiles[],MATCH(1,(Profiles[Month]=Supply[[#This Row],[Month]])*(Profiles[Hour Ending]=Supply[[#This Row],[Hour Ending]]),0),MATCH(Supply[[#This Row],[Unit Category]],Profiles[#Headers],0))","v":0}]
[8,"Wind_Norcal",1,{"$f":"INDEX(NQC[NQC MW],MATCH(1,(NQC[Month]=Supply[[#This Row],[Month]])*(NQC[Unit Category]=Supply[[#This Row],[Unit Category]]),0))*INDEX(Profiles[],MATCH(1,(Profiles[Month]=Supply[[#This Row],[Month]])*(Profiles[Hour Ending]=Supply[[#This Row],[Hour Ending]]),0),MATCH(Supply[[#This Row],[Unit Category]],Profiles[#Headers],0))","v":983.06236946389163}]
[8,"Wind_Norcal",2,{"$f":"INDEX(NQC[NQC MW],MATCH(1,(NQC[Month]=Supply[[#This Row],[Month]])*(NQC[Unit Category]=Supply[[#This Row],[Unit Category]]),0))*INDEX(Profiles[],MATCH(1,(Profiles[Month]=Supply[[#This Row],[Month]])*(Profiles[Hour Ending]=Supply[[#This Row],[Hour Ending]]),0),MATCH(Supply[[#This Row],[Unit Category]],Profiles[#Headers],0))","v":934.20234811115074}]
[8,"Wind_Norcal",3,{"$f":"INDEX(NQC[NQC MW],MATCH(1,(NQC[Month]=Supply[[#This Row],[Month]])*(NQC[Unit Category]=Supply[[#This Row],[Unit Category]]),0))*INDEX(Profiles[],MATCH(1,(Profiles[Month]=Supply[[#This Row],[Month]])*(Profiles[Hour Ending]=Supply[[#This Row],[Hour Ending]]),0),MATCH(Supply[[#This Row],[Unit Category]],Profiles[#Headers],0))","v":809.43259682250482}]
[8,"Wind_Norcal",4,{"$f":"INDEX(NQC[NQC MW],MATCH(1,(NQC[Month]=Supply[[#This Row],[Month]])*(NQC[Unit Category]=Supply[[#This Row],[Unit Category]]),0))*INDEX(Profiles[],MATCH(1,(Profiles[Month]=Supply[[#This Row],[Month]])*(Profiles[Hour Ending]=Supply[[#This Row],[Hour Ending]]),0),MATCH(Supply[[#This Row],[Unit Category]],Profiles[#Headers],0))","v":776.9309392470351}]
[8,"Wind_Norcal",5,{"$f":"INDEX(NQC[NQC MW],MATCH(1,(NQC[Month]=Supply[[#This Row],[Month]])*(NQC[Unit Category]=Supply[[#This Row],[Unit Category]]),0))*INDEX(Profiles[],MATCH(1,(Profiles[Month]=Supply[[#This Row],[Month]])*(Profiles[Hour Ending]=Supply[[#This Row],[Hour Ending]]),0),MATCH(Supply[[#This Row],[Unit Category]],Profiles[#Headers],0))","v":701.02181243894177}]
[8,"Wind_Norcal",6,{"$f":"INDEX(NQC[NQC MW],MATCH(1,(NQC[Month]=Supply[[#This Row],[Month]])*(NQC[Unit Category]=Supply[[#This Row],[Unit Category]]),0))*INDEX(Profiles[],MATCH(1,(Profiles[Month]=Supply[[#This Row],[Month]])*(Profiles[Hour Ending]=Supply[[#This Row],[Hour Ending]]),0),MATCH(Supply[[#This Row],[Unit Category]],Profiles[#Headers],0))","v":564.61311083723751}]
[8,"Wind_Norcal",7,{"$f":"INDEX(NQC[NQC MW],MATCH(1,(NQC[Month]=Supply[[#This Row],[Month]])*(NQC[Unit Category]=Supply[[#This Row],[Unit Category]]),0))*INDEX(Profiles[],MATCH(1,(Profiles[Month]=Supply[[#This Row],[Month]])*(Profiles[Hour Ending]=Supply[[#This Row],[Hour Ending]]),0),MATCH(Supply[[#This Row],[Unit Category]],Profiles[#Headers],0))","v":485.02280814872051}]
[8,"Wind_Norcal",8,{"$f":"INDEX(NQC[NQC MW],MATCH(1,(NQC[Month]=Supply[[#This Row],[Month]])*(NQC[Unit Category]=Supply[[#This Row],[Unit Category]]),0))*INDEX(Profiles[],MATCH(1,(Profiles[Month]=Supply[[#This Row],[Month]])*(Profiles[Hour Ending]=Supply[[#This Row],[Hour Ending]]),0),MATCH(Supply[[#This Row],[Unit Category]],Profiles[#Headers],0))","v":340.96250375539029}]
[8,"Wind_Norcal",9,{"$f":"INDEX(NQC[NQC MW],MATCH(1,(NQC[Month]=Supply[[#This Row],[Month]])*(NQC[Unit Category]=Supply[[#This Row],[Unit Category]]),0))*INDEX(Profiles[],MATCH(1,(Profiles[Month]=Supply[[#This Row],[Month]])*(Profiles[Hour Ending]=Supply[[#This Row],[Hour Ending]]),0),MATCH(Supply[[#This Row],[Unit Category]],Profiles[#Headers],0))","v":238.11802575927624}]
[8,"Wind_Norcal",10,{"$f":"INDEX(NQC[NQC MW],MATCH(1,(NQC[Month]=Supply[[#This Row],[Month]])*(NQC[Unit Category]=Supply[[#This Row],[Unit Category]]),0))*INDEX(Profiles[],MATCH(1,(Profiles[Month]=Supply[[#This Row],[Month]])*(Profiles[Hour Ending]=Supply[[#This Row],[Hour Ending]]),0),MATCH(Supply[[#This Row],[Unit Category]],Profiles[#Headers],0))","v":170.87489878978866}]
[8,"Wind_Norcal",11,{"$f":"INDEX(NQC[NQC MW],MATCH(1,(NQC[Month]=Supply[[#This Row],[Month]])*(NQC[Unit Category]=Supply[[#This Row],[Unit Category]]),0))*INDEX(Profiles[],MATCH(1,(Profiles[Month]=Supply[[#This Row],[Month]])*(Profiles[Hour Ending]=Supply[[#This Row],[Hour Ending]]),0),MATCH(Supply[[#This Row],[Unit Category]],Profiles[#Headers],0))","v":128.19277391000679}]
[8,"Wind_Norcal",12,{"$f":"INDEX(NQC[NQC MW],MATCH(1,(NQC[Month]=Supply[[#This Row],[Month]])*(NQC[Unit Category]=Supply[[#This Row],[Unit Category]]),0))*INDEX(Profiles[],MATCH(1,(Profiles[Month]=Supply[[#This Row],[Month]])*(Profiles[Hour Ending]=Supply[[#This Row],[Hour Ending]]),0),MATCH(Supply[[#This Row],[Unit Category]],Profiles[#Headers],0))","v":99.316529468766177}]
[8,"Wind_Norcal",13,{"$f":"INDEX(NQC[NQC MW],MATCH(1,(NQC[Month]=Supply[[#This Row],[Month]])*(NQC[Unit Category]=Supply[[#This Row],[Unit Category]]),0))*INDEX(Profiles[],MATCH(1,(Profiles[Month]=Supply[[#This Row],[Month]])*(Profiles[Hour Ending]=Supply[[#This Row],[Hour Ending]]),0),MATCH(Supply[[#This Row],[Unit Category]],Profiles[#Headers],0))","v":105.71593044875706}]
[8,"Wind_Norcal",14,{"$f":"INDEX(NQC[NQC MW],MATCH(1,(NQC[Month]=Supply[[#This Row],[Month]])*(NQC[Unit Category]=Supply[[#This Row],[Unit Category]]),0))*INDEX(Profiles[],MATCH(1,(Profiles[Month]=Supply[[#This Row],[Month]])*(Profiles[Hour Ending]=Supply[[#This Row],[Hour Ending]]),0),MATCH(Supply[[#This Row],[Unit Category]],Profiles[#Headers],0))","v":128.49537684908421}]
[8,"Wind_Norcal",15,{"$f":"INDEX(NQC[NQC MW],MATCH(1,(NQC[Month]=Supply[[#This Row],[Month]])*(NQC[Unit Category]=Supply[[#This Row],[Unit Category]]),0))*INDEX(Profiles[],MATCH(1,(Profiles[Month]=Supply[[#This Row],[Month]])*(Profiles[Hour Ending]=Supply[[#This Row],[Hour Ending]]),0),MATCH(Supply[[#This Row],[Unit Category]],Profiles[#Headers],0))","v":199.31410247064355}]
[8,"Wind_Norcal",16,{"$f":"INDEX(NQC[NQC MW],MATCH(1,(NQC[Month]=Supply[[#This Row],[Month]])*(NQC[Unit Category]=Supply[[#This Row],[Unit Category]]),0))*INDEX(Profiles[],MATCH(1,(Profiles[Month]=Supply[[#This Row],[Month]])*(Profiles[Hour Ending]=Supply[[#This Row],[Hour Ending]]),0),MATCH(Supply[[#This Row],[Unit Category]],Profiles[#Headers],0))","v":359.0986703381152}]
[8,"Wind_Norcal",17,{"$f":"INDEX(NQC[NQC MW],MATCH(1,(NQC[Month]=Supply[[#This Row],[Month]])*(NQC[Unit Category]=Supply[[#This Row],[Unit Category]]),0))*INDEX(Profiles[],MATCH(1,(Profiles[Month]=Supply[[#This Row],[Month]])*(Profiles[Hour Ending]=Supply[[#This Row],[Hour Ending]]),0),MATCH(Supply[[#This Row],[Unit Category]],Profiles[#Headers],0))","v":507.9034542878137}]
[8,"Wind_Norcal",18,{"$f":"INDEX(NQC[NQC MW],MATCH(1,(NQC[Month]=Supply[[#This Row],[Month]])*(NQC[Unit Category]=Supply[[#This Row],[Unit Category]]),0))*INDEX(Profiles[],MATCH(1,(Profiles[Month]=Supply[[#This Row],[Month]])*(Profiles[Hour Ending]=Supply[[#This Row],[Hour Ending]]),0),MATCH(Supply[[#This Row],[Unit Category]],Profiles[#Headers],0))","v":594.05928605241797}]
[8,"Wind_Norcal",19,{"$f":"INDEX(NQC[NQC MW],MATCH(1,(NQC[Month]=Supply[[#This Row],[Month]])*(NQC[Unit Category]=Supply[[#This Row],[Unit Category]]),0))*INDEX(Profiles[],MATCH(1,(Profiles[Month]=Supply[[#This Row],[Month]])*(Profiles[Hour Ending]=Supply[[#This Row],[Hour Ending]]),0),MATCH(Supply[[#This Row],[Unit Category]],Profiles[#Headers],0))","v":775.78797518253555}]
[8,"Wind_Norcal",20,{"$f":"INDEX(NQC[NQC MW],MATCH(1,(NQC[Month]=Supply[[#This Row],[Month]])*(NQC[Unit Category]=Supply[[#This Row],[Unit Category]]),0))*INDEX(Profiles[],MATCH(1,(Profiles[Month]=Supply[[#This Row],[Month]])*(Profiles[Hour Ending]=Supply[[#This Row],[Hour Ending]]),0),MATCH(Supply[[#This Row],[Unit Category]],Profiles[#Headers],0))","v":912.98111530782194}]
[8,"Wind_Norcal",21,{"$f":"INDEX(NQC[NQC MW],MATCH(1,(NQC[Month]=Supply[[#This Row],[Month]])*(NQC[Unit Category]=Supply[[#This Row],[Unit Category]]),0))*INDEX(Profiles[],MATCH(1,(Profiles[Month]=Supply[[#This Row],[Month]])*(Profiles[Hour Ending]=Supply[[#This Row],[Hour Ending]]),0),MATCH(Supply[[#This Row],[Unit Category]],Profiles[#Headers],0))","v":952.73136169773375}]
[8,"Wind_Norcal",22,{"$f":"INDEX(NQC[NQC MW],MATCH(1,(NQC[Month]=Supply[[#This Row],[Month]])*(NQC[Unit Category]=Supply[[#This Row],[Unit Category]]),0))*INDEX(Profiles[],MATCH(1,(Profiles[Month]=Supply[[#This Row],[Month]])*(Profiles[Hour Ending]=Supply[[#This Row],[Hour Ending]]),0),MATCH(Supply[[#This Row],[Unit Category]],Profiles[#Headers],0))","v":964.98609006150571}]
[8,"Wind_Norcal",23,{"$f":"INDEX(NQC[NQC MW],MATCH(1,(NQC[Month]=Supply[[#This Row],[Month]])*(NQC[Unit Category]=Supply[[#This Row],[Unit Category]]),0))*INDEX(Profiles[],MATCH(1,(Profiles[Month]=Supply[[#This Row],[Month]])*(Profiles[Hour Ending]=Supply[[#This Row],[Hour Ending]]),0),MATCH(Supply[[#This Row],[Unit Category]],Profiles[#Headers],0))","v":995.58337722946158}]
[8,"Wind_Norcal",24,{"$f":"INDEX(NQC[NQC MW],MATCH(1,(NQC[Month]=Supply[[#This Row],[Month]])*(NQC[Unit Category]=Supply[[#This Row],[Unit Category]]),0))*INDEX(Profiles[],MATCH(1,(Profiles[Month]=Supply[[#This Row],[Month]])*(Profiles[Hour Ending]=Supply[[#This Row],[Hour Ending]]),0),MATCH(Supply[[#This Row],[Unit Category]],Profiles[#Headers],0))","v":977.38566219664267}]
[8,"Wind_Socal",1,{"$f":"INDEX(NQC[NQC MW],MATCH(1,(NQC[Month]=Supply[[#This Row],[Month]])*(NQC[Unit Category]=Supply[[#This Row],[Unit Category]]),0))*INDEX(Profiles[],MATCH(1,(Profiles[Month]=Supply[[#This Row],[Month]])*(Profiles[Hour Ending]=Supply[[#This Row],[Hour Ending]]),0),MATCH(Supply[[#This Row],[Unit Category]],Profiles[#Headers],0))","v":2157.7607674011128}]
[8,"Wind_Socal",2,{"$f":"INDEX(NQC[NQC MW],MATCH(1,(NQC[Month]=Supply[[#This Row],[Month]])*(NQC[Unit Category]=Supply[[#This Row],[Unit Category]]),0))*INDEX(Profiles[],MATCH(1,(Profiles[Month]=Supply[[#This Row],[Month]])*(Profiles[Hour Ending]=Supply[[#This Row],[Hour Ending]]),0),MATCH(Supply[[#This Row],[Unit Category]],Profiles[#Headers],0))","v":1941.0192819921226}]
[8,"Wind_Socal",3,{"$f":"INDEX(NQC[NQC MW],MATCH(1,(NQC[Month]=Supply[[#This Row],[Month]])*(NQC[Unit Category]=Supply[[#This Row],[Unit Category]]),0))*INDEX(Profiles[],MATCH(1,(Profiles[Month]=Supply[[#This Row],[Month]])*(Profiles[Hour Ending]=Supply[[#This Row],[Hour Ending]]),0),MATCH(Supply[[#This Row],[Unit Category]],Profiles[#Headers],0))","v":1674.7735685938983}]
[8,"Wind_Socal",4,{"$f":"INDEX(NQC[NQC MW],MATCH(1,(NQC[Month]=Supply[[#This Row],[Month]])*(NQC[Unit Category]=Supply[[#This Row],[Unit Category]]),0))*INDEX(Profiles[],MATCH(1,(Profiles[Month]=Supply[[#This Row],[Month]])*(Profiles[Hour Ending]=Supply[[#This Row],[Hour Ending]]),0),MATCH(Supply[[#This Row],[Unit Category]],Profiles[#Headers],0))","v":1357.8668793290556}]
[8,"Wind_Socal",5,{"$f":"INDEX(NQC[NQC MW],MATCH(1,(NQC[Month]=Supply[[#This Row],[Month]])*(NQC[Unit Category]=Supply[[#This Row],[Unit Category]]),0))*INDEX(Profiles[],MATCH(1,(Profiles[Month]=Supply[[#This Row],[Month]])*(Profiles[Hour Ending]=Supply[[#This Row],[Hour Ending]]),0),MATCH(Supply[[#This Row],[Unit Category]],Profiles[#Headers],0))","v":1194.4083951855946}]
[8,"Wind_Socal",6,{"$f":"INDEX(NQC[NQC MW],MATCH(1,(NQC[Month]=Supply[[#This Row],[Month]])*(NQC[Unit Category]=Supply[[#This Row],[Unit Category]]),0))*INDEX(Profiles[],MATCH(1,(Profiles[Month]=Supply[[#This Row],[Month]])*(Profiles[Hour Ending]=Supply[[#This Row],[Hour Ending]]),0),MATCH(Supply[[#This Row],[Unit Category]],Profiles[#Headers],0))","v":959.91423898827475}]
[8,"Wind_Socal",7,{"$f":"INDEX(NQC[NQC MW],MATCH(1,(NQC[Month]=Supply[[#This Row],[Month]])*(NQC[Unit Category]=Supply[[#This Row],[Unit Category]]),0))*INDEX(Profiles[],MATCH(1,(Profiles[Month]=Supply[[#This Row],[Month]])*(Profiles[Hour Ending]=Supply[[#This Row],[Hour Ending]]),0),MATCH(Supply[[#This Row],[Unit Category]],Profiles[#Headers],0))","v":665.03793555171615}]
[8,"Wind_Socal",8,{"$f":"INDEX(NQC[NQC MW],MATCH(1,(NQC[Month]=Supply[[#This Row],[Month]])*(NQC[Unit Category]=Supply[[#This Row],[Unit Category]]),0))*INDEX(Profiles[],MATCH(1,(Profiles[Month]=Supply[[#This Row],[Month]])*(Profiles[Hour Ending]=Supply[[#This Row],[Hour Ending]]),0),MATCH(Supply[[#This Row],[Unit Category]],Profiles[#Headers],0))","v":419.31750040961555}]
[8,"Wind_Socal",9,{"$f":"INDEX(NQC[NQC MW],MATCH(1,(NQC[Month]=Supply[[#This Row],[Month]])*(NQC[Unit Category]=Supply[[#This Row],[Unit Category]]),0))*INDEX(Profiles[],MATCH(1,(Profiles[Month]=Supply[[#This Row],[Month]])*(Profiles[Hour Ending]=Supply[[#This Row],[Hour Ending]]),0),MATCH(Supply[[#This Row],[Unit Category]],Profiles[#Headers],0))","v":303.21533066593372}]
[8,"Wind_Socal",10,{"$f":"INDEX(NQC[NQC MW],MATCH(1,(NQC[Month]=Supply[[#This Row],[Month]])*(NQC[Unit Category]=Supply[[#This Row],[Unit Category]]),0))*INDEX(Profiles[],MATCH(1,(Profiles[Month]=Supply[[#This Row],[Month]])*(Profiles[Hour Ending]=Supply[[#This Row],[Hour Ending]]),0),MATCH(Supply[[#This Row],[Unit Category]],Profiles[#Headers],0))","v":248.74642572226335}]
[8,"Wind_Socal",11,{"$f":"INDEX(NQC[NQC MW],MATCH(1,(NQC[Month]=Supply[[#This Row],[Month]])*(NQC[Unit Category]=Supply[[#This Row],[Unit Category]]),0))*INDEX(Profiles[],MATCH(1,(Profiles[Month]=Supply[[#This Row],[Month]])*(Profiles[Hour Ending]=Supply[[#This Row],[Hour Ending]]),0),MATCH(Supply[[#This Row],[Unit Category]],Profiles[#Headers],0))","v":282.07187177872112}]
[8,"Wind_Socal",12,{"$f":"INDEX(NQC[NQC MW],MATCH(1,(NQC[Month]=Supply[[#This Row],[Month]])*(NQC[Unit Category]=Supply[[#This Row],[Unit Category]]),0))*INDEX(Profiles[],MATCH(1,(Profiles[Month]=Supply[[#This Row],[Month]])*(Profiles[Hour Ending]=Supply[[#This Row],[Hour Ending]]),0),MATCH(Supply[[#This Row],[Unit Category]],Profiles[#Headers],0))","v":357.50351710929402}]
[8,"Wind_Socal",13,{"$f":"INDEX(NQC[NQC MW],MATCH(1,(NQC[Month]=Supply[[#This Row],[Month]])*(NQC[Unit Category]=Supply[[#This Row],[Unit Category]]),0))*INDEX(Profiles[],MATCH(1,(Profiles[Month]=Supply[[#This Row],[Month]])*(Profiles[Hour Ending]=Supply[[#This Row],[Hour Ending]]),0),MATCH(Supply[[#This Row],[Unit Category]],Profiles[#Headers],0))","v":519.34812699265831}]
[8,"Wind_Socal",14,{"$f":"INDEX(NQC[NQC MW],MATCH(1,(NQC[Month]=Supply[[#This Row],[Month]])*(NQC[Unit Category]=Supply[[#This Row],[Unit Category]]),0))*INDEX(Profiles[],MATCH(1,(Profiles[Month]=Supply[[#This Row],[Month]])*(Profiles[Hour Ending]=Supply[[#This Row],[Hour Ending]]),0),MATCH(Supply[[#This Row],[Unit Category]],Profiles[#Headers],0))","v":726.67865884791615}]
[8,"Wind_Socal",15,{"$f":"INDEX(NQC[NQC MW],MATCH(1,(NQC[Month]=Supply[[#This Row],[Month]])*(NQC[Unit Category]=Supply[[#This Row],[Unit Category]]),0))*INDEX(Profiles[],MATCH(1,(Profiles[Month]=Supply[[#This Row],[Month]])*(Profiles[Hour Ending]=Supply[[#This Row],[Hour Ending]]),0),MATCH(Supply[[#This Row],[Unit Category]],Profiles[#Headers],0))","v":1034.8030747621194}]
[8,"Wind_Socal",16,{"$f":"INDEX(NQC[NQC MW],MATCH(1,(NQC[Month]=Supply[[#This Row],[Month]])*(NQC[Unit Category]=Supply[[#This Row],[Unit Category]]),0))*INDEX(Profiles[],MATCH(1,(Profiles[Month]=Supply[[#This Row],[Month]])*(Profiles[Hour Ending]=Supply[[#This Row],[Hour Ending]]),0),MATCH(Supply[[#This Row],[Unit Category]],Profiles[#Headers],0))","v":1371.1664159255229}]
[8,"Wind_Socal",17,{"$f":"INDEX(NQC[NQC MW],MATCH(1,(NQC[Month]=Supply[[#This Row],[Month]])*(NQC[Unit Category]=Supply[[#This Row],[Unit Category]]),0))*INDEX(Profiles[],MATCH(1,(Profiles[Month]=Supply[[#This Row],[Month]])*(Profiles[Hour Ending]=Supply[[#This Row],[Hour Ending]]),0),MATCH(Supply[[#This Row],[Unit Category]],Profiles[#Headers],0))","v":1743.7630133808955}]
[8,"Wind_Socal",18,{"$f":"INDEX(NQC[NQC MW],MATCH(1,(NQC[Month]=Supply[[#This Row],[Month]])*(NQC[Unit Category]=Supply[[#This Row],[Unit Category]]),0))*INDEX(Profiles[],MATCH(1,(Profiles[Month]=Supply[[#This Row],[Month]])*(Profiles[Hour Ending]=Supply[[#This Row],[Hour Ending]]),0),MATCH(Supply[[#This Row],[Unit Category]],Profiles[#Headers],0))","v":2009.5810596110334}]
[8,"Wind_Socal",19,{"$f":"INDEX(NQC[NQC MW],MATCH(1,(NQC[Month]=Supply[[#This Row],[Month]])*(NQC[Unit Category]=Supply[[#This Row],[Unit Category]]),0))*INDEX(Profiles[],MATCH(1,(Profiles[Month]=Supply[[#This Row],[Month]])*(Profiles[Hour Ending]=Supply[[#This Row],[Hour Ending]]),0),MATCH(Supply[[#This Row],[Unit Category]],Profiles[#Headers],0))","v":2277.0470025995592}]
[8,"Wind_Socal",20,{"$f":"INDEX(NQC[NQC MW],MATCH(1,(NQC[Month]=Supply[[#This Row],[Month]])*(NQC[Unit Category]=Supply[[#This Row],[Unit Category]]),0))*INDEX(Profiles[],MATCH(1,(Profiles[Month]=Supply[[#This Row],[Month]])*(Profiles[Hour Ending]=Supply[[#This Row],[Hour Ending]]),0),MATCH(Supply[[#This Row],[Unit Category]],Profiles[#Headers],0))","v":2432.6452063384681}]
[8,"Wind_Socal",21,{"$f":"INDEX(NQC[NQC MW],MATCH(1,(NQC[Month]=Supply[[#This Row],[Month]])*(NQC[Unit Category]=Supply[[#This Row],[Unit Category]]),0))*INDEX(Profiles[],MATCH(1,(Profiles[Month]=Supply[[#This Row],[Month]])*(Profiles[Hour Ending]=Supply[[#This Row],[Hour Ending]]),0),MATCH(Supply[[#This Row],[Unit Category]],Profiles[#Headers],0))","v":2442.1527954880021}]
[8,"Wind_Socal",22,{"$f":"INDEX(NQC[NQC MW],MATCH(1,(NQC[Month]=Supply[[#This Row],[Month]])*(NQC[Unit Category]=Supply[[#This Row],[Unit Category]]),0))*INDEX(Profiles[],MATCH(1,(Profiles[Month]=Supply[[#This Row],[Month]])*(Profiles[Hour Ending]=Supply[[#This Row],[Hour Ending]]),0),MATCH(Supply[[#This Row],[Unit Category]],Profiles[#Headers],0))","v":2365.5713509088109}]
[8,"Wind_Socal",23,{"$f":"INDEX(NQC[NQC MW],MATCH(1,(NQC[Month]=Supply[[#This Row],[Month]])*(NQC[Unit Category]=Supply[[#This Row],[Unit Category]]),0))*INDEX(Profiles[],MATCH(1,(Profiles[Month]=Supply[[#This Row],[Month]])*(Profiles[Hour Ending]=Supply[[#This Row],[Hour Ending]]),0),MATCH(Supply[[#This Row],[Unit Category]],Profiles[#Headers],0))","v":2313.4252755872812}]
[8,"Wind_Socal",24,{"$f":"INDEX(NQC[NQC MW],MATCH(1,(NQC[Month]=Supply[[#This Row],[Month]])*(NQC[Unit Category]=Supply[[#This Row],[Unit Category]]),0))*INDEX(Profiles[],MATCH(1,(Profiles[Month]=Supply[[#This Row],[Month]])*(Profiles[Hour Ending]=Supply[[#This Row],[Hour Ending]]),0),MATCH(Supply[[#This Row],[Unit Category]],Profiles[#Headers],0))","v":2222.2019610874268}]
[9,"Biogas",1,{"$f":"INDEX(NQC[NQC MW],MATCH(1,(NQC[Month]=Supply[[#This Row],[Month]])*(NQC[Unit Category]=Supply[[#This Row],[Unit Category]]),0))*INDEX(Profiles[],MATCH(1,(Profiles[Month]=Supply[[#This Row],[Month]])*(Profiles[Hour Ending]=Supply[[#This Row],[Hour Ending]]),0),MATCH(Supply[[#This Row],[Unit Category]],Profiles[#Headers],0))","v":201.69007000000002}]
[9,"Biogas",2,{"$f":"INDEX(NQC[NQC MW],MATCH(1,(NQC[Month]=Supply[[#This Row],[Month]])*(NQC[Unit Category]=Supply[[#This Row],[Unit Category]]),0))*INDEX(Profiles[],MATCH(1,(Profiles[Month]=Supply[[#This Row],[Month]])*(Profiles[Hour Ending]=Supply[[#This Row],[Hour Ending]]),0),MATCH(Supply[[#This Row],[Unit Category]],Profiles[#Headers],0))","v":201.69007000000002}]
[9,"Biogas",3,{"$f":"INDEX(NQC[NQC MW],MATCH(1,(NQC[Month]=Supply[[#This Row],[Month]])*(NQC[Unit Category]=Supply[[#This Row],[Unit Category]]),0))*INDEX(Profiles[],MATCH(1,(Profiles[Month]=Supply[[#This Row],[Month]])*(Profiles[Hour Ending]=Supply[[#This Row],[Hour Ending]]),0),MATCH(Supply[[#This Row],[Unit Category]],Profiles[#Headers],0))","v":201.69007000000002}]
[9,"Biogas",4,{"$f":"INDEX(NQC[NQC MW],MATCH(1,(NQC[Month]=Supply[[#This Row],[Month]])*(NQC[Unit Category]=Supply[[#This Row],[Unit Category]]),0))*INDEX(Profiles[],MATCH(1,(Profiles[Month]=Supply[[#This Row],[Month]])*(Profiles[Hour Ending]=Supply[[#This Row],[Hour Ending]]),0),MATCH(Supply[[#This Row],[Unit Category]],Profiles[#Headers],0))","v":201.69007000000002}]
[9,"Biogas",5,{"$f":"INDEX(NQC[NQC MW],MATCH(1,(NQC[Month]=Supply[[#This Row],[Month]])*(NQC[Unit Category]=Supply[[#This Row],[Unit Category]]),0))*INDEX(Profiles[],MATCH(1,(Profiles[Month]=Supply[[#This Row],[Month]])*(Profiles[Hour Ending]=Supply[[#This Row],[Hour Ending]]),0),MATCH(Supply[[#This Row],[Unit Category]],Profiles[#Headers],0))","v":201.69007000000002}]
[9,"Biogas",6,{"$f":"INDEX(NQC[NQC MW],MATCH(1,(NQC[Month]=Supply[[#This Row],[Month]])*(NQC[Unit Category]=Supply[[#This Row],[Unit Category]]),0))*INDEX(Profiles[],MATCH(1,(Profiles[Month]=Supply[[#This Row],[Month]])*(Profiles[Hour Ending]=Supply[[#This Row],[Hour Ending]]),0),MATCH(Supply[[#This Row],[Unit Category]],Profiles[#Headers],0))","v":201.69007000000002}]
[9,"Biogas",7,{"$f":"INDEX(NQC[NQC MW],MATCH(1,(NQC[Month]=Supply[[#This Row],[Month]])*(NQC[Unit Category]=Supply[[#This Row],[Unit Category]]),0))*INDEX(Profiles[],MATCH(1,(Profiles[Month]=Supply[[#This Row],[Month]])*(Profiles[Hour Ending]=Supply[[#This Row],[Hour Ending]]),0),MATCH(Supply[[#This Row],[Unit Category]],Profiles[#Headers],0))","v":201.69007000000002}]
[9,"Biogas",8,{"$f":"INDEX(NQC[NQC MW],MATCH(1,(NQC[Month]=Supply[[#This Row],[Month]])*(NQC[Unit Category]=Supply[[#This Row],[Unit Category]]),0))*INDEX(Profiles[],MATCH(1,(Profiles[Month]=Supply[[#This Row],[Month]])*(Profiles[Hour Ending]=Supply[[#This Row],[Hour Ending]]),0),MATCH(Supply[[#This Row],[Unit Category]],Profiles[#Headers],0))","v":201.69007000000002}]
[9,"Biogas",9,{"$f":"INDEX(NQC[NQC MW],MATCH(1,(NQC[Month]=Supply[[#This Row],[Month]])*(NQC[Unit Category]=Supply[[#This Row],[Unit Category]]),0))*INDEX(Profiles[],MATCH(1,(Profiles[Month]=Supply[[#This Row],[Month]])*(Profiles[Hour Ending]=Supply[[#This Row],[Hour Ending]]),0),MATCH(Supply[[#This Row],[Unit Category]],Profiles[#Headers],0))","v":201.69007000000002}]
[9,"Biogas",10,{"$f":"INDEX(NQC[NQC MW],MATCH(1,(NQC[Month]=Supply[[#This Row],[Month]])*(NQC[Unit Category]=Supply[[#This Row],[Unit Category]]),0))*INDEX(Profiles[],MATCH(1,(Profiles[Month]=Supply[[#This Row],[Month]])*(Profiles[Hour Ending]=Supply[[#This Row],[Hour Ending]]),0),MATCH(Supply[[#This Row],[Unit Category]],Profiles[#Headers],0))","v":201.69007000000002}]
[9,"Biogas",11,{"$f":"INDEX(NQC[NQC MW],MATCH(1,(NQC[Month]=Supply[[#This Row],[Month]])*(NQC[Unit Category]=Supply[[#This Row],[Unit Category]]),0))*INDEX(Profiles[],MATCH(1,(Profiles[Month]=Supply[[#This Row],[Month]])*(Profiles[Hour Ending]=Supply[[#This Row],[Hour Ending]]),0),MATCH(Supply[[#This Row],[Unit Category]],Profiles[#Headers],0))","v":201.69007000000002}]
[9,"Biogas",12,{"$f":"INDEX(NQC[NQC MW],MATCH(1,(NQC[Month]=Supply[[#This Row],[Month]])*(NQC[Unit Category]=Supply[[#This Row],[Unit Category]]),0))*INDEX(Profiles[],MATCH(1,(Profiles[Month]=Supply[[#This Row],[Month]])*(Profiles[Hour Ending]=Supply[[#This Row],[Hour Ending]]),0),MATCH(Supply[[#This Row],[Unit Category]],Profiles[#Headers],0))","v":201.69007000000002}]
[9,"Biogas",13,{"$f":"INDEX(NQC[NQC MW],MATCH(1,(NQC[Month]=Supply[[#This Row],[Month]])*(NQC[Unit Category]=Supply[[#This Row],[Unit Category]]),0))*INDEX(Profiles[],MATCH(1,(Profiles[Month]=Supply[[#This Row],[Month]])*(Profiles[Hour Ending]=Supply[[#This Row],[Hour Ending]]),0),MATCH(Supply[[#This Row],[Unit Category]],Profiles[#Headers],0))","v":201.69007000000002}]
[9,"Biogas",14,{"$f":"INDEX(NQC[NQC MW],MATCH(1,(NQC[Month]=Supply[[#This Row],[Month]])*(NQC[Unit Category]=Supply[[#This Row],[Unit Category]]),0))*INDEX(Profiles[],MATCH(1,(Profiles[Month]=Supply[[#This Row],[Month]])*(Profiles[Hour Ending]=Supply[[#This Row],[Hour Ending]]),0),MATCH(Supply[[#This Row],[Unit Category]],Profiles[#Headers],0))","v":201.69007000000002}]
[9,"Biogas",15,{"$f":"INDEX(NQC[NQC MW],MATCH(1,(NQC[Month]=Supply[[#This Row],[Month]])*(NQC[Unit Category]=Supply[[#This Row],[Unit Category]]),0))*INDEX(Profiles[],MATCH(1,(Profiles[Month]=Supply[[#This Row],[Month]])*(Profiles[Hour Ending]=Supply[[#This Row],[Hour Ending]]),0),MATCH(Supply[[#This Row],[Unit Category]],Profiles[#Headers],0))","v":201.69007000000002}]
[9,"Biogas",16,{"$f":"INDEX(NQC[NQC MW],MATCH(1,(NQC[Month]=Supply[[#This Row],[Month]])*(NQC[Unit Category]=Supply[[#This Row],[Unit Category]]),0))*INDEX(Profiles[],MATCH(1,(Profiles[Month]=Supply[[#This Row],[Month]])*(Profiles[Hour Ending]=Supply[[#This Row],[Hour Ending]]),0),MATCH(Supply[[#This Row],[Unit Category]],Profiles[#Headers],0))","v":201.69007000000002}]
[9,"Biogas",17,{"$f":"INDEX(NQC[NQC MW],MATCH(1,(NQC[Month]=Supply[[#This Row],[Month]])*(NQC[Unit Category]=Supply[[#This Row],[Unit Category]]),0))*INDEX(Profiles[],MATCH(1,(Profiles[Month]=Supply[[#This Row],[Month]])*(Profiles[Hour Ending]=Supply[[#This Row],[Hour Ending]]),0),MATCH(Supply[[#This Row],[Unit Category]],Profiles[#Headers],0))","v":201.69007000000002}]
[9,"Biogas",18,{"$f":"INDEX(NQC[NQC MW],MATCH(1,(NQC[Month]=Supply[[#This Row],[Month]])*(NQC[Unit Category]=Supply[[#This Row],[Unit Category]]),0))*INDEX(Profiles[],MATCH(1,(Profiles[Month]=Supply[[#This Row],[Month]])*(Profiles[Hour Ending]=Supply[[#This Row],[Hour Ending]]),0),MATCH(Supply[[#This Row],[Unit Category]],Profiles[#Headers],0))","v":201.69007000000002}]
[9,"Biogas",19,{"$f":"INDEX(NQC[NQC MW],MATCH(1,(NQC[Month]=Supply[[#This Row],[Month]])*(NQC[Unit Category]=Supply[[#This Row],[Unit Category]]),0))*INDEX(Profiles[],MATCH(1,(Profiles[Month]=Supply[[#This Row],[Month]])*(Profiles[Hour Ending]=Supply[[#This Row],[Hour Ending]]),0),MATCH(Supply[[#This Row],[Unit Category]],Profiles[#Headers],0))","v":201.69007000000002}]
[9,"Biogas",20,{"$f":"INDEX(NQC[NQC MW],MATCH(1,(NQC[Month]=Supply[[#This Row],[Month]])*(NQC[Unit Category]=Supply[[#This Row],[Unit Category]]),0))*INDEX(Profiles[],MATCH(1,(Profiles[Month]=Supply[[#This Row],[Month]])*(Profiles[Hour Ending]=Supply[[#This Row],[Hour Ending]]),0),MATCH(Supply[[#This Row],[Unit Category]],Profiles[#Headers],0))","v":201.69007000000002}]
[9,"Biogas",21,{"$f":"INDEX(NQC[NQC MW],MATCH(1,(NQC[Month]=Supply[[#This Row],[Month]])*(NQC[Unit Category]=Supply[[#This Row],[Unit Category]]),0))*INDEX(Profiles[],MATCH(1,(Profiles[Month]=Supply[[#This Row],[Month]])*(Profiles[Hour Ending]=Supply[[#This Row],[Hour Ending]]),0),MATCH(Supply[[#This Row],[Unit Category]],Profiles[#Headers],0))","v":201.69007000000002}]
[9,"Biogas",22,{"$f":"INDEX(NQC[NQC MW],MATCH(1,(NQC[Month]=Supply[[#This Row],[Month]])*(NQC[Unit Category]=Supply[[#This Row],[Unit Category]]),0))*INDEX(Profiles[],MATCH(1,(Profiles[Month]=Supply[[#This Row],[Month]])*(Profiles[Hour Ending]=Supply[[#This Row],[Hour Ending]]),0),MATCH(Supply[[#This Row],[Unit Category]],Profiles[#Headers],0))","v":201.69007000000002}]
[9,"Biogas",23,{"$f":"INDEX(NQC[NQC MW],MATCH(1,(NQC[Month]=Supply[[#This Row],[Month]])*(NQC[Unit Category]=Supply[[#This Row],[Unit Category]]),0))*INDEX(Profiles[],MATCH(1,(Profiles[Month]=Supply[[#This Row],[Month]])*(Profiles[Hour Ending]=Supply[[#This Row],[Hour Ending]]),0),MATCH(Supply[[#This Row],[Unit Category]],Profiles[#Headers],0))","v":201.69007000000002}]
[9,"Biogas",24,{"$f":"INDEX(NQC[NQC MW],MATCH(1,(NQC[Month]=Supply[[#This Row],[Month]])*(NQC[Unit Category]=Supply[[#This Row],[Unit Category]]),0))*INDEX(Profiles[],MATCH(1,(Profiles[Month]=Supply[[#This Row],[Month]])*(Profiles[Hour Ending]=Supply[[#This Row],[Hour Ending]]),0),MATCH(Supply[[#This Row],[Unit Category]],Profiles[#Headers],0))","v":201.69007000000002}]
[9,"Biomass/Wood",1,{"$f":"INDEX(NQC[NQC MW],MATCH(1,(NQC[Month]=Supply[[#This Row],[Month]])*(NQC[Unit Category]=Supply[[#This Row],[Unit Category]]),0))*INDEX(Profiles[],MATCH(1,(Profiles[Month]=Supply[[#This Row],[Month]])*(Profiles[Hour Ending]=Supply[[#This Row],[Hour Ending]]),0),MATCH(Supply[[#This Row],[Unit Category]],Profiles[#Headers],0))","v":410.56513399999994}]
[9,"Biomass/Wood",2,{"$f":"INDEX(NQC[NQC MW],MATCH(1,(NQC[Month]=Supply[[#This Row],[Month]])*(NQC[Unit Category]=Supply[[#This Row],[Unit Category]]),0))*INDEX(Profiles[],MATCH(1,(Profiles[Month]=Supply[[#This Row],[Month]])*(Profiles[Hour Ending]=Supply[[#This Row],[Hour Ending]]),0),MATCH(Supply[[#This Row],[Unit Category]],Profiles[#Headers],0))","v":410.56513399999994}]
[9,"Biomass/Wood",3,{"$f":"INDEX(NQC[NQC MW],MATCH(1,(NQC[Month]=Supply[[#This Row],[Month]])*(NQC[Unit Category]=Supply[[#This Row],[Unit Category]]),0))*INDEX(Profiles[],MATCH(1,(Profiles[Month]=Supply[[#This Row],[Month]])*(Profiles[Hour Ending]=Supply[[#This Row],[Hour Ending]]),0),MATCH(Supply[[#This Row],[Unit Category]],Profiles[#Headers],0))","v":410.56513399999994}]
[9,"Biomass/Wood",4,{"$f":"INDEX(NQC[NQC MW],MATCH(1,(NQC[Month]=Supply[[#This Row],[Month]])*(NQC[Unit Category]=Supply[[#This Row],[Unit Category]]),0))*INDEX(Profiles[],MATCH(1,(Profiles[Month]=Supply[[#This Row],[Month]])*(Profiles[Hour Ending]=Supply[[#This Row],[Hour Ending]]),0),MATCH(Supply[[#This Row],[Unit Category]],Profiles[#Headers],0))","v":410.56513399999994}]
[9,"Biomass/Wood",5,{"$f":"INDEX(NQC[NQC MW],MATCH(1,(NQC[Month]=Supply[[#This Row],[Month]])*(NQC[Unit Category]=Supply[[#This Row],[Unit Category]]),0))*INDEX(Profiles[],MATCH(1,(Profiles[Month]=Supply[[#This Row],[Month]])*(Profiles[Hour Ending]=Supply[[#This Row],[Hour Ending]]),0),MATCH(Supply[[#This Row],[Unit Category]],Profiles[#Headers],0))","v":410.56513399999994}]
[9,"Biomass/Wood",6,{"$f":"INDEX(NQC[NQC MW],MATCH(1,(NQC[Month]=Supply[[#This Row],[Month]])*(NQC[Unit Category]=Supply[[#This Row],[Unit Category]]),0))*INDEX(Profiles[],MATCH(1,(Profiles[Month]=Supply[[#This Row],[Month]])*(Profiles[Hour Ending]=Supply[[#This Row],[Hour Ending]]),0),MATCH(Supply[[#This Row],[Unit Category]],Profiles[#Headers],0))","v":410.56513399999994}]
[9,"Biomass/Wood",7,{"$f":"INDEX(NQC[NQC MW],MATCH(1,(NQC[Month]=Supply[[#This Row],[Month]])*(NQC[Unit Category]=Supply[[#This Row],[Unit Category]]),0))*INDEX(Profiles[],MATCH(1,(Profiles[Month]=Supply[[#This Row],[Month]])*(Profiles[Hour Ending]=Supply[[#This Row],[Hour Ending]]),0),MATCH(Supply[[#This Row],[Unit Category]],Profiles[#Headers],0))","v":410.56513399999994}]
[9,"Biomass/Wood",8,{"$f":"INDEX(NQC[NQC MW],MATCH(1,(NQC[Month]=Supply[[#This Row],[Month]])*(NQC[Unit Category]=Supply[[#This Row],[Unit Category]]),0))*INDEX(Profiles[],MATCH(1,(Profiles[Month]=Supply[[#This Row],[Month]])*(Profiles[Hour Ending]=Supply[[#This Row],[Hour Ending]]),0),MATCH(Supply[[#This Row],[Unit Category]],Profiles[#Headers],0))","v":410.56513399999994}]
[9,"Biomass/Wood",9,{"$f":"INDEX(NQC[NQC MW],MATCH(1,(NQC[Month]=Supply[[#This Row],[Month]])*(NQC[Unit Category]=Supply[[#This Row],[Unit Category]]),0))*INDEX(Profiles[],MATCH(1,(Profiles[Month]=Supply[[#This Row],[Month]])*(Profiles[Hour Ending]=Supply[[#This Row],[Hour Ending]]),0),MATCH(Supply[[#This Row],[Unit Category]],Profiles[#Headers],0))","v":410.56513399999994}]
[9,"Biomass/Wood",10,{"$f":"INDEX(NQC[NQC MW],MATCH(1,(NQC[Month]=Supply[[#This Row],[Month]])*(NQC[Unit Category]=Supply[[#This Row],[Unit Category]]),0))*INDEX(Profiles[],MATCH(1,(Profiles[Month]=Supply[[#This Row],[Month]])*(Profiles[Hour Ending]=Supply[[#This Row],[Hour Ending]]),0),MATCH(Supply[[#This Row],[Unit Category]],Profiles[#Headers],0))","v":410.56513399999994}]
[9,"Biomass/Wood",11,{"$f":"INDEX(NQC[NQC MW],MATCH(1,(NQC[Month]=Supply[[#This Row],[Month]])*(NQC[Unit Category]=Supply[[#This Row],[Unit Category]]),0))*INDEX(Profiles[],MATCH(1,(Profiles[Month]=Supply[[#This Row],[Month]])*(Profiles[Hour Ending]=Supply[[#This Row],[Hour Ending]]),0),MATCH(Supply[[#This Row],[Unit Category]],Profiles[#Headers],0))","v":410.56513399999994}]
[9,"Biomass/Wood",12,{"$f":"INDEX(NQC[NQC MW],MATCH(1,(NQC[Month]=Supply[[#This Row],[Month]])*(NQC[Unit Category]=Supply[[#This Row],[Unit Category]]),0))*INDEX(Profiles[],MATCH(1,(Profiles[Month]=Supply[[#This Row],[Month]])*(Profiles[Hour Ending]=Supply[[#This Row],[Hour Ending]]),0),MATCH(Supply[[#This Row],[Unit Category]],Profiles[#Headers],0))","v":410.56513399999994}]
[9,"Biomass/Wood",13,{"$f":"INDEX(NQC[NQC MW],MATCH(1,(NQC[Month]=Supply[[#This Row],[Month]])*(NQC[Unit Category]=Supply[[#This Row],[Unit Category]]),0))*INDEX(Profiles[],MATCH(1,(Profiles[Month]=Supply[[#This Row],[Month]])*(Profiles[Hour Ending]=Supply[[#This Row],[Hour Ending]]),0),MATCH(Supply[[#This Row],[Unit Category]],Profiles[#Headers],0))","v":410.56513399999994}]
[9,"Biomass/Wood",14,{"$f":"INDEX(NQC[NQC MW],MATCH(1,(NQC[Month]=Supply[[#This Row],[Month]])*(NQC[Unit Category]=Supply[[#This Row],[Unit Category]]),0))*INDEX(Profiles[],MATCH(1,(Profiles[Month]=Supply[[#This Row],[Month]])*(Profiles[Hour Ending]=Supply[[#This Row],[Hour Ending]]),0),MATCH(Supply[[#This Row],[Unit Category]],Profiles[#Headers],0))","v":410.56513399999994}]
[9,"Biomass/Wood",15,{"$f":"INDEX(NQC[NQC MW],MATCH(1,(NQC[Month]=Supply[[#This Row],[Month]])*(NQC[Unit Category]=Supply[[#This Row],[Unit Category]]),0))*INDEX(Profiles[],MATCH(1,(Profiles[Month]=Supply[[#This Row],[Month]])*(Profiles[Hour Ending]=Supply[[#This Row],[Hour Ending]]),0),MATCH(Supply[[#This Row],[Unit Category]],Profiles[#Headers],0))","v":410.56513399999994}]
[9,"Biomass/Wood",16,{"$f":"INDEX(NQC[NQC MW],MATCH(1,(NQC[Month]=Supply[[#This Row],[Month]])*(NQC[Unit Category]=Supply[[#This Row],[Unit Category]]),0))*INDEX(Profiles[],MATCH(1,(Profiles[Month]=Supply[[#This Row],[Month]])*(Profiles[Hour Ending]=Supply[[#This Row],[Hour Ending]]),0),MATCH(Supply[[#This Row],[Unit Category]],Profiles[#Headers],0))","v":410.56513399999994}]
[9,"Biomass/Wood",17,{"$f":"INDEX(NQC[NQC MW],MATCH(1,(NQC[Month]=Supply[[#This Row],[Month]])*(NQC[Unit Category]=Supply[[#This Row],[Unit Category]]),0))*INDEX(Profiles[],MATCH(1,(Profiles[Month]=Supply[[#This Row],[Month]])*(Profiles[Hour Ending]=Supply[[#This Row],[Hour Ending]]),0),MATCH(Supply[[#This Row],[Unit Category]],Profiles[#Headers],0))","v":410.56513399999994}]
[9,"Biomass/Wood",18,{"$f":"INDEX(NQC[NQC MW],MATCH(1,(NQC[Month]=Supply[[#This Row],[Month]])*(NQC[Unit Category]=Supply[[#This Row],[Unit Category]]),0))*INDEX(Profiles[],MATCH(1,(Profiles[Month]=Supply[[#This Row],[Month]])*(Profiles[Hour Ending]=Supply[[#This Row],[Hour Ending]]),0),MATCH(Supply[[#This Row],[Unit Category]],Profiles[#Headers],0))","v":410.56513399999994}]
[9,"Biomass/Wood",19,{"$f":"INDEX(NQC[NQC MW],MATCH(1,(NQC[Month]=Supply[[#This Row],[Month]])*(NQC[Unit Category]=Supply[[#This Row],[Unit Category]]),0))*INDEX(Profiles[],MATCH(1,(Profiles[Month]=Supply[[#This Row],[Month]])*(Profiles[Hour Ending]=Supply[[#This Row],[Hour Ending]]),0),MATCH(Supply[[#This Row],[Unit Category]],Profiles[#Headers],0))","v":410.56513399999994}]
[9,"Biomass/Wood",20,{"$f":"INDEX(NQC[NQC MW],MATCH(1,(NQC[Month]=Supply[[#This Row],[Month]])*(NQC[Unit Category]=Supply[[#This Row],[Unit Category]]),0))*INDEX(Profiles[],MATCH(1,(Profiles[Month]=Supply[[#This Row],[Month]])*(Profiles[Hour Ending]=Supply[[#This Row],[Hour Ending]]),0),MATCH(Supply[[#This Row],[Unit Category]],Profiles[#Headers],0))","v":410.56513399999994}]
[9,"Biomass/Wood",21,{"$f":"INDEX(NQC[NQC MW],MATCH(1,(NQC[Month]=Supply[[#This Row],[Month]])*(NQC[Unit Category]=Supply[[#This Row],[Unit Category]]),0))*INDEX(Profiles[],MATCH(1,(Profiles[Month]=Supply[[#This Row],[Month]])*(Profiles[Hour Ending]=Supply[[#This Row],[Hour Ending]]),0),MATCH(Supply[[#This Row],[Unit Category]],Profiles[#Headers],0))","v":410.56513399999994}]
[9,"Biomass/Wood",22,{"$f":"INDEX(NQC[NQC MW],MATCH(1,(NQC[Month]=Supply[[#This Row],[Month]])*(NQC[Unit Category]=Supply[[#This Row],[Unit Category]]),0))*INDEX(Profiles[],MATCH(1,(Profiles[Month]=Supply[[#This Row],[Month]])*(Profiles[Hour Ending]=Supply[[#This Row],[Hour Ending]]),0),MATCH(Supply[[#This Row],[Unit Category]],Profiles[#Headers],0))","v":410.56513399999994}]
[9,"Biomass/Wood",23,{"$f":"INDEX(NQC[NQC MW],MATCH(1,(NQC[Month]=Supply[[#This Row],[Month]])*(NQC[Unit Category]=Supply[[#This Row],[Unit Category]]),0))*INDEX(Profiles[],MATCH(1,(Profiles[Month]=Supply[[#This Row],[Month]])*(Profiles[Hour Ending]=Supply[[#This Row],[Hour Ending]]),0),MATCH(Supply[[#This Row],[Unit Category]],Profiles[#Headers],0))","v":410.56513399999994}]
[9,"Biomass/Wood",24,{"$f":"INDEX(NQC[NQC MW],MATCH(1,(NQC[Month]=Supply[[#This Row],[Month]])*(NQC[Unit Category]=Supply[[#This Row],[Unit Category]]),0))*INDEX(Profiles[],MATCH(1,(Profiles[Month]=Supply[[#This Row],[Month]])*(Profiles[Hour Ending]=Supply[[#This Row],[Hour Ending]]),0),MATCH(Supply[[#This Row],[Unit Category]],Profiles[#Headers],0))","v":410.56513399999994}]
[9,"CC",1,{"$f":"INDEX(NQC[NQC MW],MATCH(1,(NQC[Month]=Supply[[#This Row],[Month]])*(NQC[Unit Category]=Supply[[#This Row],[Unit Category]]),0))*INDEX(Profiles[],MATCH(1,(Profiles[Month]=Supply[[#This Row],[Month]])*(Profiles[Hour Ending]=Supply[[#This Row],[Hour Ending]]),0),MATCH(Supply[[#This Row],[Unit Category]],Profiles[#Headers],0))","v":17129.350000000002}]
[9,"CC",2,{"$f":"INDEX(NQC[NQC MW],MATCH(1,(NQC[Month]=Supply[[#This Row],[Month]])*(NQC[Unit Category]=Supply[[#This Row],[Unit Category]]),0))*INDEX(Profiles[],MATCH(1,(Profiles[Month]=Supply[[#This Row],[Month]])*(Profiles[Hour Ending]=Supply[[#This Row],[Hour Ending]]),0),MATCH(Supply[[#This Row],[Unit Category]],Profiles[#Headers],0))","v":17129.350000000002}]
[9,"CC",3,{"$f":"INDEX(NQC[NQC MW],MATCH(1,(NQC[Month]=Supply[[#This Row],[Month]])*(NQC[Unit Category]=Supply[[#This Row],[Unit Category]]),0))*INDEX(Profiles[],MATCH(1,(Profiles[Month]=Supply[[#This Row],[Month]])*(Profiles[Hour Ending]=Supply[[#This Row],[Hour Ending]]),0),MATCH(Supply[[#This Row],[Unit Category]],Profiles[#Headers],0))","v":17129.350000000002}]
[9,"CC",4,{"$f":"INDEX(NQC[NQC MW],MATCH(1,(NQC[Month]=Supply[[#This Row],[Month]])*(NQC[Unit Category]=Supply[[#This Row],[Unit Category]]),0))*INDEX(Profiles[],MATCH(1,(Profiles[Month]=Supply[[#This Row],[Month]])*(Profiles[Hour Ending]=Supply[[#This Row],[Hour Ending]]),0),MATCH(Supply[[#This Row],[Unit Category]],Profiles[#Headers],0))","v":17129.350000000002}]
[9,"CC",5,{"$f":"INDEX(NQC[NQC MW],MATCH(1,(NQC[Month]=Supply[[#This Row],[Month]])*(NQC[Unit Category]=Supply[[#This Row],[Unit Category]]),0))*INDEX(Profiles[],MATCH(1,(Profiles[Month]=Supply[[#This Row],[Month]])*(Profiles[Hour Ending]=Supply[[#This Row],[Hour Ending]]),0),MATCH(Supply[[#This Row],[Unit Category]],Profiles[#Headers],0))","v":17129.350000000002}]
[9,"CC",6,{"$f":"INDEX(NQC[NQC MW],MATCH(1,(NQC[Month]=Supply[[#This Row],[Month]])*(NQC[Unit Category]=Supply[[#This Row],[Unit Category]]),0))*INDEX(Profiles[],MATCH(1,(Profiles[Month]=Supply[[#This Row],[Month]])*(Profiles[Hour Ending]=Supply[[#This Row],[Hour Ending]]),0),MATCH(Supply[[#This Row],[Unit Category]],Profiles[#Headers],0))","v":17129.350000000002}]
[9,"CC",7,{"$f":"INDEX(NQC[NQC MW],MATCH(1,(NQC[Month]=Supply[[#This Row],[Month]])*(NQC[Unit Category]=Supply[[#This Row],[Unit Category]]),0))*INDEX(Profiles[],MATCH(1,(Profiles[Month]=Supply[[#This Row],[Month]])*(Profiles[Hour Ending]=Supply[[#This Row],[Hour Ending]]),0),MATCH(Supply[[#This Row],[Unit Category]],Profiles[#Headers],0))","v":17129.350000000002}]
[9,"CC",8,{"$f":"INDEX(NQC[NQC MW],MATCH(1,(NQC[Month]=Supply[[#This Row],[Month]])*(NQC[Unit Category]=Supply[[#This Row],[Unit Category]]),0))*INDEX(Profiles[],MATCH(1,(Profiles[Month]=Supply[[#This Row],[Month]])*(Profiles[Hour Ending]=Supply[[#This Row],[Hour Ending]]),0),MATCH(Supply[[#This Row],[Unit Category]],Profiles[#Headers],0))","v":17129.350000000002}]
[9,"CC",9,{"$f":"INDEX(NQC[NQC MW],MATCH(1,(NQC[Month]=Supply[[#This Row],[Month]])*(NQC[Unit Category]=Supply[[#This Row],[Unit Category]]),0))*INDEX(Profiles[],MATCH(1,(Profiles[Month]=Supply[[#This Row],[Month]])*(Profiles[Hour Ending]=Supply[[#This Row],[Hour Ending]]),0),MATCH(Supply[[#This Row],[Unit Category]],Profiles[#Headers],0))","v":17129.350000000002}]
[9,"CC",10,{"$f":"INDEX(NQC[NQC MW],MATCH(1,(NQC[Month]=Supply[[#This Row],[Month]])*(NQC[Unit Category]=Supply[[#This Row],[Unit Category]]),0))*INDEX(Profiles[],MATCH(1,(Profiles[Month]=Supply[[#This Row],[Month]])*(Profiles[Hour Ending]=Supply[[#This Row],[Hour Ending]]),0),MATCH(Supply[[#This Row],[Unit Category]],Profiles[#Headers],0))","v":17129.350000000002}]
[9,"CC",11,{"$f":"INDEX(NQC[NQC MW],MATCH(1,(NQC[Month]=Supply[[#This Row],[Month]])*(NQC[Unit Category]=Supply[[#This Row],[Unit Category]]),0))*INDEX(Profiles[],MATCH(1,(Profiles[Month]=Supply[[#This Row],[Month]])*(Profiles[Hour Ending]=Supply[[#This Row],[Hour Ending]]),0),MATCH(Supply[[#This Row],[Unit Category]],Profiles[#Headers],0))","v":17129.350000000002}]
[9,"CC",12,{"$f":"INDEX(NQC[NQC MW],MATCH(1,(NQC[Month]=Supply[[#This Row],[Month]])*(NQC[Unit Category]=Supply[[#This Row],[Unit Category]]),0))*INDEX(Profiles[],MATCH(1,(Profiles[Month]=Supply[[#This Row],[Month]])*(Profiles[Hour Ending]=Supply[[#This Row],[Hour Ending]]),0),MATCH(Supply[[#This Row],[Unit Category]],Profiles[#Headers],0))","v":17129.350000000002}]
[9,"CC",13,{"$f":"INDEX(NQC[NQC MW],MATCH(1,(NQC[Month]=Supply[[#This Row],[Month]])*(NQC[Unit Category]=Supply[[#This Row],[Unit Category]]),0))*INDEX(Profiles[],MATCH(1,(Profiles[Month]=Supply[[#This Row],[Month]])*(Profiles[Hour Ending]=Supply[[#This Row],[Hour Ending]]),0),MATCH(Supply[[#This Row],[Unit Category]],Profiles[#Headers],0))","v":17129.350000000002}]
[9,"CC",14,{"$f":"INDEX(NQC[NQC MW],MATCH(1,(NQC[Month]=Supply[[#This Row],[Month]])*(NQC[Unit Category]=Supply[[#This Row],[Unit Category]]),0))*INDEX(Profiles[],MATCH(1,(Profiles[Month]=Supply[[#This Row],[Month]])*(Profiles[Hour Ending]=Supply[[#This Row],[Hour Ending]]),0),MATCH(Supply[[#This Row],[Unit Category]],Profiles[#Headers],0))","v":17129.350000000002}]
[9,"CC",15,{"$f":"INDEX(NQC[NQC MW],MATCH(1,(NQC[Month]=Supply[[#This Row],[Month]])*(NQC[Unit Category]=Supply[[#This Row],[Unit Category]]),0))*INDEX(Profiles[],MATCH(1,(Profiles[Month]=Supply[[#This Row],[Month]])*(Profiles[Hour Ending]=Supply[[#This Row],[Hour Ending]]),0),MATCH(Supply[[#This Row],[Unit Category]],Profiles[#Headers],0))","v":17129.350000000002}]
[9,"CC",16,{"$f":"INDEX(NQC[NQC MW],MATCH(1,(NQC[Month]=Supply[[#This Row],[Month]])*(NQC[Unit Category]=Supply[[#This Row],[Unit Category]]),0))*INDEX(Profiles[],MATCH(1,(Profiles[Month]=Supply[[#This Row],[Month]])*(Profiles[Hour Ending]=Supply[[#This Row],[Hour Ending]]),0),MATCH(Supply[[#This Row],[Unit Category]],Profiles[#Headers],0))","v":17129.350000000002}]
[9,"CC",17,{"$f":"INDEX(NQC[NQC MW],MATCH(1,(NQC[Month]=Supply[[#This Row],[Month]])*(NQC[Unit Category]=Supply[[#This Row],[Unit Category]]),0))*INDEX(Profiles[],MATCH(1,(Profiles[Month]=Supply[[#This Row],[Month]])*(Profiles[Hour Ending]=Supply[[#This Row],[Hour Ending]]),0),MATCH(Supply[[#This Row],[Unit Category]],Profiles[#Headers],0))","v":17129.350000000002}]
[9,"CC",18,{"$f":"INDEX(NQC[NQC MW],MATCH(1,(NQC[Month]=Supply[[#This Row],[Month]])*(NQC[Unit Category]=Supply[[#This Row],[Unit Category]]),0))*INDEX(Profiles[],MATCH(1,(Profiles[Month]=Supply[[#This Row],[Month]])*(Profiles[Hour Ending]=Supply[[#This Row],[Hour Ending]]),0),MATCH(Supply[[#This Row],[Unit Category]],Profiles[#Headers],0))","v":17129.350000000002}]
[9,"CC",19,{"$f":"INDEX(NQC[NQC MW],MATCH(1,(NQC[Month]=Supply[[#This Row],[Month]])*(NQC[Unit Category]=Supply[[#This Row],[Unit Category]]),0))*INDEX(Profiles[],MATCH(1,(Profiles[Month]=Supply[[#This Row],[Month]])*(Profiles[Hour Ending]=Supply[[#This Row],[Hour Ending]]),0),MATCH(Supply[[#This Row],[Unit Category]],Profiles[#Headers],0))","v":17129.350000000002}]
[9,"CC",20,{"$f":"INDEX(NQC[NQC MW],MATCH(1,(NQC[Month]=Supply[[#This Row],[Month]])*(NQC[Unit Category]=Supply[[#This Row],[Unit Category]]),0))*INDEX(Profiles[],MATCH(1,(Profiles[Month]=Supply[[#This Row],[Month]])*(Profiles[Hour Ending]=Supply[[#This Row],[Hour Ending]]),0),MATCH(Supply[[#This Row],[Unit Category]],Profiles[#Headers],0))","v":17129.350000000002}]
[9,"CC",21,{"$f":"INDEX(NQC[NQC MW],MATCH(1,(NQC[Month]=Supply[[#This Row],[Month]])*(NQC[Unit Category]=Supply[[#This Row],[Unit Category]]),0))*INDEX(Profiles[],MATCH(1,(Profiles[Month]=Supply[[#This Row],[Month]])*(Profiles[Hour Ending]=Supply[[#This Row],[Hour Ending]]),0),MATCH(Supply[[#This Row],[Unit Category]],Profiles[#Headers],0))","v":17129.350000000002}]
[9,"CC",22,{"$f":"INDEX(NQC[NQC MW],MATCH(1,(NQC[Month]=Supply[[#This Row],[Month]])*(NQC[Unit Category]=Supply[[#This Row],[Unit Category]]),0))*INDEX(Profiles[],MATCH(1,(Profiles[Month]=Supply[[#This Row],[Month]])*(Profiles[Hour Ending]=Supply[[#This Row],[Hour Ending]]),0),MATCH(Supply[[#This Row],[Unit Category]],Profiles[#Headers],0))","v":17129.350000000002}]
[9,"CC",23,{"$f":"INDEX(NQC[NQC MW],MATCH(1,(NQC[Month]=Supply[[#This Row],[Month]])*(NQC[Unit Category]=Supply[[#This Row],[Unit Category]]),0))*INDEX(Profiles[],MATCH(1,(Profiles[Month]=Supply[[#This Row],[Month]])*(Profiles[Hour Ending]=Supply[[#This Row],[Hour Ending]]),0),MATCH(Supply[[#This Row],[Unit Category]],Profiles[#Headers],0))","v":17129.350000000002}]
[9,"CC",24,{"$f":"INDEX(NQC[NQC MW],MATCH(1,(NQC[Month]=Supply[[#This Row],[Month]])*(NQC[Unit Category]=Supply[[#This Row],[Unit Category]]),0))*INDEX(Profiles[],MATCH(1,(Profiles[Month]=Supply[[#This Row],[Month]])*(Profiles[Hour Ending]=Supply[[#This Row],[Hour Ending]]),0),MATCH(Supply[[#This Row],[Unit Category]],Profiles[#Headers],0))","v":17129.350000000002}]
[9,"Coal",1,{"$f":"INDEX(NQC[NQC MW],MATCH(1,(NQC[Month]=Supply[[#This Row],[Month]])*(NQC[Unit Category]=Supply[[#This Row],[Unit Category]]),0))*INDEX(Profiles[],MATCH(1,(Profiles[Month]=Supply[[#This Row],[Month]])*(Profiles[Hour Ending]=Supply[[#This Row],[Hour Ending]]),0),MATCH(Supply[[#This Row],[Unit Category]],Profiles[#Headers],0))","v":0}]
[9,"Coal",2,{"$f":"INDEX(NQC[NQC MW],MATCH(1,(NQC[Month]=Supply[[#This Row],[Month]])*(NQC[Unit Category]=Supply[[#This Row],[Unit Category]]),0))*INDEX(Profiles[],MATCH(1,(Profiles[Month]=Supply[[#This Row],[Month]])*(Profiles[Hour Ending]=Supply[[#This Row],[Hour Ending]]),0),MATCH(Supply[[#This Row],[Unit Category]],Profiles[#Headers],0))","v":0}]
[9,"Coal",3,{"$f":"INDEX(NQC[NQC MW],MATCH(1,(NQC[Month]=Supply[[#This Row],[Month]])*(NQC[Unit Category]=Supply[[#This Row],[Unit Category]]),0))*INDEX(Profiles[],MATCH(1,(Profiles[Month]=Supply[[#This Row],[Month]])*(Profiles[Hour Ending]=Supply[[#This Row],[Hour Ending]]),0),MATCH(Supply[[#This Row],[Unit Category]],Profiles[#Headers],0))","v":0}]
[9,"Coal",4,{"$f":"INDEX(NQC[NQC MW],MATCH(1,(NQC[Month]=Supply[[#This Row],[Month]])*(NQC[Unit Category]=Supply[[#This Row],[Unit Category]]),0))*INDEX(Profiles[],MATCH(1,(Profiles[Month]=Supply[[#This Row],[Month]])*(Profiles[Hour Ending]=Supply[[#This Row],[Hour Ending]]),0),MATCH(Supply[[#This Row],[Unit Category]],Profiles[#Headers],0))","v":0}]
[9,"Coal",5,{"$f":"INDEX(NQC[NQC MW],MATCH(1,(NQC[Month]=Supply[[#This Row],[Month]])*(NQC[Unit Category]=Supply[[#This Row],[Unit Category]]),0))*INDEX(Profiles[],MATCH(1,(Profiles[Month]=Supply[[#This Row],[Month]])*(Profiles[Hour Ending]=Supply[[#This Row],[Hour Ending]]),0),MATCH(Supply[[#This Row],[Unit Category]],Profiles[#Headers],0))","v":0}]
[9,"Coal",6,{"$f":"INDEX(NQC[NQC MW],MATCH(1,(NQC[Month]=Supply[[#This Row],[Month]])*(NQC[Unit Category]=Supply[[#This Row],[Unit Category]]),0))*INDEX(Profiles[],MATCH(1,(Profiles[Month]=Supply[[#This Row],[Month]])*(Profiles[Hour Ending]=Supply[[#This Row],[Hour Ending]]),0),MATCH(Supply[[#This Row],[Unit Category]],Profiles[#Headers],0))","v":0}]
[9,"Coal",7,{"$f":"INDEX(NQC[NQC MW],MATCH(1,(NQC[Month]=Supply[[#This Row],[Month]])*(NQC[Unit Category]=Supply[[#This Row],[Unit Category]]),0))*INDEX(Profiles[],MATCH(1,(Profiles[Month]=Supply[[#This Row],[Month]])*(Profiles[Hour Ending]=Supply[[#This Row],[Hour Ending]]),0),MATCH(Supply[[#This Row],[Unit Category]],Profiles[#Headers],0))","v":0}]
[9,"Coal",8,{"$f":"INDEX(NQC[NQC MW],MATCH(1,(NQC[Month]=Supply[[#This Row],[Month]])*(NQC[Unit Category]=Supply[[#This Row],[Unit Category]]),0))*INDEX(Profiles[],MATCH(1,(Profiles[Month]=Supply[[#This Row],[Month]])*(Profiles[Hour Ending]=Supply[[#This Row],[Hour Ending]]),0),MATCH(Supply[[#This Row],[Unit Category]],Profiles[#Headers],0))","v":0}]
[9,"Coal",9,{"$f":"INDEX(NQC[NQC MW],MATCH(1,(NQC[Month]=Supply[[#This Row],[Month]])*(NQC[Unit Category]=Supply[[#This Row],[Unit Category]]),0))*INDEX(Profiles[],MATCH(1,(Profiles[Month]=Supply[[#This Row],[Month]])*(Profiles[Hour Ending]=Supply[[#This Row],[Hour Ending]]),0),MATCH(Supply[[#This Row],[Unit Category]],Profiles[#Headers],0))","v":0}]
[9,"Coal",10,{"$f":"INDEX(NQC[NQC MW],MATCH(1,(NQC[Month]=Supply[[#This Row],[Month]])*(NQC[Unit Category]=Supply[[#This Row],[Unit Category]]),0))*INDEX(Profiles[],MATCH(1,(Profiles[Month]=Supply[[#This Row],[Month]])*(Profiles[Hour Ending]=Supply[[#This Row],[Hour Ending]]),0),MATCH(Supply[[#This Row],[Unit Category]],Profiles[#Headers],0))","v":0}]
[9,"Coal",11,{"$f":"INDEX(NQC[NQC MW],MATCH(1,(NQC[Month]=Supply[[#This Row],[Month]])*(NQC[Unit Category]=Supply[[#This Row],[Unit Category]]),0))*INDEX(Profiles[],MATCH(1,(Profiles[Month]=Supply[[#This Row],[Month]])*(Profiles[Hour Ending]=Supply[[#This Row],[Hour Ending]]),0),MATCH(Supply[[#This Row],[Unit Category]],Profiles[#Headers],0))","v":0}]
[9,"Coal",12,{"$f":"INDEX(NQC[NQC MW],MATCH(1,(NQC[Month]=Supply[[#This Row],[Month]])*(NQC[Unit Category]=Supply[[#This Row],[Unit Category]]),0))*INDEX(Profiles[],MATCH(1,(Profiles[Month]=Supply[[#This Row],[Month]])*(Profiles[Hour Ending]=Supply[[#This Row],[Hour Ending]]),0),MATCH(Supply[[#This Row],[Unit Category]],Profiles[#Headers],0))","v":0}]
[9,"Coal",13,{"$f":"INDEX(NQC[NQC MW],MATCH(1,(NQC[Month]=Supply[[#This Row],[Month]])*(NQC[Unit Category]=Supply[[#This Row],[Unit Category]]),0))*INDEX(Profiles[],MATCH(1,(Profiles[Month]=Supply[[#This Row],[Month]])*(Profiles[Hour Ending]=Supply[[#This Row],[Hour Ending]]),0),MATCH(Supply[[#This Row],[Unit Category]],Profiles[#Headers],0))","v":0}]
[9,"Coal",14,{"$f":"INDEX(NQC[NQC MW],MATCH(1,(NQC[Month]=Supply[[#This Row],[Month]])*(NQC[Unit Category]=Supply[[#This Row],[Unit Category]]),0))*INDEX(Profiles[],MATCH(1,(Profiles[Month]=Supply[[#This Row],[Month]])*(Profiles[Hour Ending]=Supply[[#This Row],[Hour Ending]]),0),MATCH(Supply[[#This Row],[Unit Category]],Profiles[#Headers],0))","v":0}]
[9,"Coal",15,{"$f":"INDEX(NQC[NQC MW],MATCH(1,(NQC[Month]=Supply[[#This Row],[Month]])*(NQC[Unit Category]=Supply[[#This Row],[Unit Category]]),0))*INDEX(Profiles[],MATCH(1,(Profiles[Month]=Supply[[#This Row],[Month]])*(Profiles[Hour Ending]=Supply[[#This Row],[Hour Ending]]),0),MATCH(Supply[[#This Row],[Unit Category]],Profiles[#Headers],0))","v":0}]
[9,"Coal",16,{"$f":"INDEX(NQC[NQC MW],MATCH(1,(NQC[Month]=Supply[[#This Row],[Month]])*(NQC[Unit Category]=Supply[[#This Row],[Unit Category]]),0))*INDEX(Profiles[],MATCH(1,(Profiles[Month]=Supply[[#This Row],[Month]])*(Profiles[Hour Ending]=Supply[[#This Row],[Hour Ending]]),0),MATCH(Supply[[#This Row],[Unit Category]],Profiles[#Headers],0))","v":0}]
[9,"Coal",17,{"$f":"INDEX(NQC[NQC MW],MATCH(1,(NQC[Month]=Supply[[#This Row],[Month]])*(NQC[Unit Category]=Supply[[#This Row],[Unit Category]]),0))*INDEX(Profiles[],MATCH(1,(Profiles[Month]=Supply[[#This Row],[Month]])*(Profiles[Hour Ending]=Supply[[#This Row],[Hour Ending]]),0),MATCH(Supply[[#This Row],[Unit Category]],Profiles[#Headers],0))","v":0}]
[9,"Coal",18,{"$f":"INDEX(NQC[NQC MW],MATCH(1,(NQC[Month]=Supply[[#This Row],[Month]])*(NQC[Unit Category]=Supply[[#This Row],[Unit Category]]),0))*INDEX(Profiles[],MATCH(1,(Profiles[Month]=Supply[[#This Row],[Month]])*(Profiles[Hour Ending]=Supply[[#This Row],[Hour Ending]]),0),MATCH(Supply[[#This Row],[Unit Category]],Profiles[#Headers],0))","v":0}]
[9,"Coal",19,{"$f":"INDEX(NQC[NQC MW],MATCH(1,(NQC[Month]=Supply[[#This Row],[Month]])*(NQC[Unit Category]=Supply[[#This Row],[Unit Category]]),0))*INDEX(Profiles[],MATCH(1,(Profiles[Month]=Supply[[#This Row],[Month]])*(Profiles[Hour Ending]=Supply[[#This Row],[Hour Ending]]),0),MATCH(Supply[[#This Row],[Unit Category]],Profiles[#Headers],0))","v":0}]
[9,"Coal",20,{"$f":"INDEX(NQC[NQC MW],MATCH(1,(NQC[Month]=Supply[[#This Row],[Month]])*(NQC[Unit Category]=Supply[[#This Row],[Unit Category]]),0))*INDEX(Profiles[],MATCH(1,(Profiles[Month]=Supply[[#This Row],[Month]])*(Profiles[Hour Ending]=Supply[[#This Row],[Hour Ending]]),0),MATCH(Supply[[#This Row],[Unit Category]],Profiles[#Headers],0))","v":0}]
[9,"Coal",21,{"$f":"INDEX(NQC[NQC MW],MATCH(1,(NQC[Month]=Supply[[#This Row],[Month]])*(NQC[Unit Category]=Supply[[#This Row],[Unit Category]]),0))*INDEX(Profiles[],MATCH(1,(Profiles[Month]=Supply[[#This Row],[Month]])*(Profiles[Hour Ending]=Supply[[#This Row],[Hour Ending]]),0),MATCH(Supply[[#This Row],[Unit Category]],Profiles[#Headers],0))","v":0}]
[9,"Coal",22,{"$f":"INDEX(NQC[NQC MW],MATCH(1,(NQC[Month]=Supply[[#This Row],[Month]])*(NQC[Unit Category]=Supply[[#This Row],[Unit Category]]),0))*INDEX(Profiles[],MATCH(1,(Profiles[Month]=Supply[[#This Row],[Month]])*(Profiles[Hour Ending]=Supply[[#This Row],[Hour Ending]]),0),MATCH(Supply[[#This Row],[Unit Category]],Profiles[#Headers],0))","v":0}]
[9,"Coal",23,{"$f":"INDEX(NQC[NQC MW],MATCH(1,(NQC[Month]=Supply[[#This Row],[Month]])*(NQC[Unit Category]=Supply[[#This Row],[Unit Category]]),0))*INDEX(Profiles[],MATCH(1,(Profiles[Month]=Supply[[#This Row],[Month]])*(Profiles[Hour Ending]=Supply[[#This Row],[Hour Ending]]),0),MATCH(Supply[[#This Row],[Unit Category]],Profiles[#Headers],0))","v":0}]
[9,"Coal",24,{"$f":"INDEX(NQC[NQC MW],MATCH(1,(NQC[Month]=Supply[[#This Row],[Month]])*(NQC[Unit Category]=Supply[[#This Row],[Unit Category]]),0))*INDEX(Profiles[],MATCH(1,(Profiles[Month]=Supply[[#This Row],[Month]])*(Profiles[Hour Ending]=Supply[[#This Row],[Hour Ending]]),0),MATCH(Supply[[#This Row],[Unit Category]],Profiles[#Headers],0))","v":0}]
[9,"Cogen",1,{"$f":"INDEX(NQC[NQC MW],MATCH(1,(NQC[Month]=Supply[[#This Row],[Month]])*(NQC[Unit Category]=Supply[[#This Row],[Unit Category]]),0))*INDEX(Profiles[],MATCH(1,(Profiles[Month]=Supply[[#This Row],[Month]])*(Profiles[Hour Ending]=Supply[[#This Row],[Hour Ending]]),0),MATCH(Supply[[#This Row],[Unit Category]],Profiles[#Headers],0))","v":1886.0630090000006}]
[9,"Cogen",2,{"$f":"INDEX(NQC[NQC MW],MATCH(1,(NQC[Month]=Supply[[#This Row],[Month]])*(NQC[Unit Category]=Supply[[#This Row],[Unit Category]]),0))*INDEX(Profiles[],MATCH(1,(Profiles[Month]=Supply[[#This Row],[Month]])*(Profiles[Hour Ending]=Supply[[#This Row],[Hour Ending]]),0),MATCH(Supply[[#This Row],[Unit Category]],Profiles[#Headers],0))","v":1886.0630090000006}]
[9,"Cogen",3,{"$f":"INDEX(NQC[NQC MW],MATCH(1,(NQC[Month]=Supply[[#This Row],[Month]])*(NQC[Unit Category]=Supply[[#This Row],[Unit Category]]),0))*INDEX(Profiles[],MATCH(1,(Profiles[Month]=Supply[[#This Row],[Month]])*(Profiles[Hour Ending]=Supply[[#This Row],[Hour Ending]]),0),MATCH(Supply[[#This Row],[Unit Category]],Profiles[#Headers],0))","v":1886.0630090000006}]
[9,"Cogen",4,{"$f":"INDEX(NQC[NQC MW],MATCH(1,(NQC[Month]=Supply[[#This Row],[Month]])*(NQC[Unit Category]=Supply[[#This Row],[Unit Category]]),0))*INDEX(Profiles[],MATCH(1,(Profiles[Month]=Supply[[#This Row],[Month]])*(Profiles[Hour Ending]=Supply[[#This Row],[Hour Ending]]),0),MATCH(Supply[[#This Row],[Unit Category]],Profiles[#Headers],0))","v":1886.0630090000006}]
[9,"Cogen",5,{"$f":"INDEX(NQC[NQC MW],MATCH(1,(NQC[Month]=Supply[[#This Row],[Month]])*(NQC[Unit Category]=Supply[[#This Row],[Unit Category]]),0))*INDEX(Profiles[],MATCH(1,(Profiles[Month]=Supply[[#This Row],[Month]])*(Profiles[Hour Ending]=Supply[[#This Row],[Hour Ending]]),0),MATCH(Supply[[#This Row],[Unit Category]],Profiles[#Headers],0))","v":1886.0630090000006}]
[9,"Cogen",6,{"$f":"INDEX(NQC[NQC MW],MATCH(1,(NQC[Month]=Supply[[#This Row],[Month]])*(NQC[Unit Category]=Supply[[#This Row],[Unit Category]]),0))*INDEX(Profiles[],MATCH(1,(Profiles[Month]=Supply[[#This Row],[Month]])*(Profiles[Hour Ending]=Supply[[#This Row],[Hour Ending]]),0),MATCH(Supply[[#This Row],[Unit Category]],Profiles[#Headers],0))","v":1886.0630090000006}]
[9,"Cogen",7,{"$f":"INDEX(NQC[NQC MW],MATCH(1,(NQC[Month]=Supply[[#This Row],[Month]])*(NQC[Unit Category]=Supply[[#This Row],[Unit Category]]),0))*INDEX(Profiles[],MATCH(1,(Profiles[Month]=Supply[[#This Row],[Month]])*(Profiles[Hour Ending]=Supply[[#This Row],[Hour Ending]]),0),MATCH(Supply[[#This Row],[Unit Category]],Profiles[#Headers],0))","v":1886.0630090000006}]
[9,"Cogen",8,{"$f":"INDEX(NQC[NQC MW],MATCH(1,(NQC[Month]=Supply[[#This Row],[Month]])*(NQC[Unit Category]=Supply[[#This Row],[Unit Category]]),0))*INDEX(Profiles[],MATCH(1,(Profiles[Month]=Supply[[#This Row],[Month]])*(Profiles[Hour Ending]=Supply[[#This Row],[Hour Ending]]),0),MATCH(Supply[[#This Row],[Unit Category]],Profiles[#Headers],0))","v":1886.0630090000006}]
[9,"Cogen",9,{"$f":"INDEX(NQC[NQC MW],MATCH(1,(NQC[Month]=Supply[[#This Row],[Month]])*(NQC[Unit Category]=Supply[[#This Row],[Unit Category]]),0))*INDEX(Profiles[],MATCH(1,(Profiles[Month]=Supply[[#This Row],[Month]])*(Profiles[Hour Ending]=Supply[[#This Row],[Hour Ending]]),0),MATCH(Supply[[#This Row],[Unit Category]],Profiles[#Headers],0))","v":1886.0630090000006}]
[9,"Cogen",10,{"$f":"INDEX(NQC[NQC MW],MATCH(1,(NQC[Month]=Supply[[#This Row],[Month]])*(NQC[Unit Category]=Supply[[#This Row],[Unit Category]]),0))*INDEX(Profiles[],MATCH(1,(Profiles[Month]=Supply[[#This Row],[Month]])*(Profiles[Hour Ending]=Supply[[#This Row],[Hour Ending]]),0),MATCH(Supply[[#This Row],[Unit Category]],Profiles[#Headers],0))","v":1886.0630090000006}]
[9,"Cogen",11,{"$f":"INDEX(NQC[NQC MW],MATCH(1,(NQC[Month]=Supply[[#This Row],[Month]])*(NQC[Unit Category]=Supply[[#This Row],[Unit Category]]),0))*INDEX(Profiles[],MATCH(1,(Profiles[Month]=Supply[[#This Row],[Month]])*(Profiles[Hour Ending]=Supply[[#This Row],[Hour Ending]]),0),MATCH(Supply[[#This Row],[Unit Category]],Profiles[#Headers],0))","v":1886.0630090000006}]
[9,"Cogen",12,{"$f":"INDEX(NQC[NQC MW],MATCH(1,(NQC[Month]=Supply[[#This Row],[Month]])*(NQC[Unit Category]=Supply[[#This Row],[Unit Category]]),0))*INDEX(Profiles[],MATCH(1,(Profiles[Month]=Supply[[#This Row],[Month]])*(Profiles[Hour Ending]=Supply[[#This Row],[Hour Ending]]),0),MATCH(Supply[[#This Row],[Unit Category]],Profiles[#Headers],0))","v":1886.0630090000006}]
[9,"Cogen",13,{"$f":"INDEX(NQC[NQC MW],MATCH(1,(NQC[Month]=Supply[[#This Row],[Month]])*(NQC[Unit Category]=Supply[[#This Row],[Unit Category]]),0))*INDEX(Profiles[],MATCH(1,(Profiles[Month]=Supply[[#This Row],[Month]])*(Profiles[Hour Ending]=Supply[[#This Row],[Hour Ending]]),0),MATCH(Supply[[#This Row],[Unit Category]],Profiles[#Headers],0))","v":1886.0630090000006}]
[9,"Cogen",14,{"$f":"INDEX(NQC[NQC MW],MATCH(1,(NQC[Month]=Supply[[#This Row],[Month]])*(NQC[Unit Category]=Supply[[#This Row],[Unit Category]]),0))*INDEX(Profiles[],MATCH(1,(Profiles[Month]=Supply[[#This Row],[Month]])*(Profiles[Hour Ending]=Supply[[#This Row],[Hour Ending]]),0),MATCH(Supply[[#This Row],[Unit Category]],Profiles[#Headers],0))","v":1886.0630090000006}]
[9,"Cogen",15,{"$f":"INDEX(NQC[NQC MW],MATCH(1,(NQC[Month]=Supply[[#This Row],[Month]])*(NQC[Unit Category]=Supply[[#This Row],[Unit Category]]),0))*INDEX(Profiles[],MATCH(1,(Profiles[Month]=Supply[[#This Row],[Month]])*(Profiles[Hour Ending]=Supply[[#This Row],[Hour Ending]]),0),MATCH(Supply[[#This Row],[Unit Category]],Profiles[#Headers],0))","v":1886.0630090000006}]
[9,"Cogen",16,{"$f":"INDEX(NQC[NQC MW],MATCH(1,(NQC[Month]=Supply[[#This Row],[Month]])*(NQC[Unit Category]=Supply[[#This Row],[Unit Category]]),0))*INDEX(Profiles[],MATCH(1,(Profiles[Month]=Supply[[#This Row],[Month]])*(Profiles[Hour Ending]=Supply[[#This Row],[Hour Ending]]),0),MATCH(Supply[[#This Row],[Unit Category]],Profiles[#Headers],0))","v":1886.0630090000006}]
[9,"Cogen",17,{"$f":"INDEX(NQC[NQC MW],MATCH(1,(NQC[Month]=Supply[[#This Row],[Month]])*(NQC[Unit Category]=Supply[[#This Row],[Unit Category]]),0))*INDEX(Profiles[],MATCH(1,(Profiles[Month]=Supply[[#This Row],[Month]])*(Profiles[Hour Ending]=Supply[[#This Row],[Hour Ending]]),0),MATCH(Supply[[#This Row],[Unit Category]],Profiles[#Headers],0))","v":1886.0630090000006}]
[9,"Cogen",18,{"$f":"INDEX(NQC[NQC MW],MATCH(1,(NQC[Month]=Supply[[#This Row],[Month]])*(NQC[Unit Category]=Supply[[#This Row],[Unit Category]]),0))*INDEX(Profiles[],MATCH(1,(Profiles[Month]=Supply[[#This Row],[Month]])*(Profiles[Hour Ending]=Supply[[#This Row],[Hour Ending]]),0),MATCH(Supply[[#This Row],[Unit Category]],Profiles[#Headers],0))","v":1886.0630090000006}]
[9,"Cogen",19,{"$f":"INDEX(NQC[NQC MW],MATCH(1,(NQC[Month]=Supply[[#This Row],[Month]])*(NQC[Unit Category]=Supply[[#This Row],[Unit Category]]),0))*INDEX(Profiles[],MATCH(1,(Profiles[Month]=Supply[[#This Row],[Month]])*(Profiles[Hour Ending]=Supply[[#This Row],[Hour Ending]]),0),MATCH(Supply[[#This Row],[Unit Category]],Profiles[#Headers],0))","v":1886.0630090000006}]
[9,"Cogen",20,{"$f":"INDEX(NQC[NQC MW],MATCH(1,(NQC[Month]=Supply[[#This Row],[Month]])*(NQC[Unit Category]=Supply[[#This Row],[Unit Category]]),0))*INDEX(Profiles[],MATCH(1,(Profiles[Month]=Supply[[#This Row],[Month]])*(Profiles[Hour Ending]=Supply[[#This Row],[Hour Ending]]),0),MATCH(Supply[[#This Row],[Unit Category]],Profiles[#Headers],0))","v":1886.0630090000006}]
[9,"Cogen",21,{"$f":"INDEX(NQC[NQC MW],MATCH(1,(NQC[Month]=Supply[[#This Row],[Month]])*(NQC[Unit Category]=Supply[[#This Row],[Unit Category]]),0))*INDEX(Profiles[],MATCH(1,(Profiles[Month]=Supply[[#This Row],[Month]])*(Profiles[Hour Ending]=Supply[[#This Row],[Hour Ending]]),0),MATCH(Supply[[#This Row],[Unit Category]],Profiles[#Headers],0))","v":1886.0630090000006}]
[9,"Cogen",22,{"$f":"INDEX(NQC[NQC MW],MATCH(1,(NQC[Month]=Supply[[#This Row],[Month]])*(NQC[Unit Category]=Supply[[#This Row],[Unit Category]]),0))*INDEX(Profiles[],MATCH(1,(Profiles[Month]=Supply[[#This Row],[Month]])*(Profiles[Hour Ending]=Supply[[#This Row],[Hour Ending]]),0),MATCH(Supply[[#This Row],[Unit Category]],Profiles[#Headers],0))","v":1886.0630090000006}]
[9,"Cogen",23,{"$f":"INDEX(NQC[NQC MW],MATCH(1,(NQC[Month]=Supply[[#This Row],[Month]])*(NQC[Unit Category]=Supply[[#This Row],[Unit Category]]),0))*INDEX(Profiles[],MATCH(1,(Profiles[Month]=Supply[[#This Row],[Month]])*(Profiles[Hour Ending]=Supply[[#This Row],[Hour Ending]]),0),MATCH(Supply[[#This Row],[Unit Category]],Profiles[#Headers],0))","v":1886.0630090000006}]
[9,"Cogen",24,{"$f":"INDEX(NQC[NQC MW],MATCH(1,(NQC[Month]=Supply[[#This Row],[Month]])*(NQC[Unit Category]=Supply[[#This Row],[Unit Category]]),0))*INDEX(Profiles[],MATCH(1,(Profiles[Month]=Supply[[#This Row],[Month]])*(Profiles[Hour Ending]=Supply[[#This Row],[Hour Ending]]),0),MATCH(Supply[[#This Row],[Unit Category]],Profiles[#Headers],0))","v":1886.0630090000006}]
[9,"CT",1,{"$f":"INDEX(NQC[NQC MW],MATCH(1,(NQC[Month]=Supply[[#This Row],[Month]])*(NQC[Unit Category]=Supply[[#This Row],[Unit Category]]),0))*INDEX(Profiles[],MATCH(1,(Profiles[Month]=Supply[[#This Row],[Month]])*(Profiles[Hour Ending]=Supply[[#This Row],[Hour Ending]]),0),MATCH(Supply[[#This Row],[Unit Category]],Profiles[#Headers],0))","v":8031.1400000000021}]
[9,"CT",2,{"$f":"INDEX(NQC[NQC MW],MATCH(1,(NQC[Month]=Supply[[#This Row],[Month]])*(NQC[Unit Category]=Supply[[#This Row],[Unit Category]]),0))*INDEX(Profiles[],MATCH(1,(Profiles[Month]=Supply[[#This Row],[Month]])*(Profiles[Hour Ending]=Supply[[#This Row],[Hour Ending]]),0),MATCH(Supply[[#This Row],[Unit Category]],Profiles[#Headers],0))","v":8031.1400000000021}]
[9,"CT",3,{"$f":"INDEX(NQC[NQC MW],MATCH(1,(NQC[Month]=Supply[[#This Row],[Month]])*(NQC[Unit Category]=Supply[[#This Row],[Unit Category]]),0))*INDEX(Profiles[],MATCH(1,(Profiles[Month]=Supply[[#This Row],[Month]])*(Profiles[Hour Ending]=Supply[[#This Row],[Hour Ending]]),0),MATCH(Supply[[#This Row],[Unit Category]],Profiles[#Headers],0))","v":8031.1400000000021}]
[9,"CT",4,{"$f":"INDEX(NQC[NQC MW],MATCH(1,(NQC[Month]=Supply[[#This Row],[Month]])*(NQC[Unit Category]=Supply[[#This Row],[Unit Category]]),0))*INDEX(Profiles[],MATCH(1,(Profiles[Month]=Supply[[#This Row],[Month]])*(Profiles[Hour Ending]=Supply[[#This Row],[Hour Ending]]),0),MATCH(Supply[[#This Row],[Unit Category]],Profiles[#Headers],0))","v":8031.1400000000021}]
[9,"CT",5,{"$f":"INDEX(NQC[NQC MW],MATCH(1,(NQC[Month]=Supply[[#This Row],[Month]])*(NQC[Unit Category]=Supply[[#This Row],[Unit Category]]),0))*INDEX(Profiles[],MATCH(1,(Profiles[Month]=Supply[[#This Row],[Month]])*(Profiles[Hour Ending]=Supply[[#This Row],[Hour Ending]]),0),MATCH(Supply[[#This Row],[Unit Category]],Profiles[#Headers],0))","v":8031.1400000000021}]
[9,"CT",6,{"$f":"INDEX(NQC[NQC MW],MATCH(1,(NQC[Month]=Supply[[#This Row],[Month]])*(NQC[Unit Category]=Supply[[#This Row],[Unit Category]]),0))*INDEX(Profiles[],MATCH(1,(Profiles[Month]=Supply[[#This Row],[Month]])*(Profiles[Hour Ending]=Supply[[#This Row],[Hour Ending]]),0),MATCH(Supply[[#This Row],[Unit Category]],Profiles[#Headers],0))","v":8031.1400000000021}]
[9,"CT",7,{"$f":"INDEX(NQC[NQC MW],MATCH(1,(NQC[Month]=Supply[[#This Row],[Month]])*(NQC[Unit Category]=Supply[[#This Row],[Unit Category]]),0))*INDEX(Profiles[],MATCH(1,(Profiles[Month]=Supply[[#This Row],[Month]])*(Profiles[Hour Ending]=Supply[[#This Row],[Hour Ending]]),0),MATCH(Supply[[#This Row],[Unit Category]],Profiles[#Headers],0))","v":8031.1400000000021}]
[9,"CT",8,{"$f":"INDEX(NQC[NQC MW],MATCH(1,(NQC[Month]=Supply[[#This Row],[Month]])*(NQC[Unit Category]=Supply[[#This Row],[Unit Category]]),0))*INDEX(Profiles[],MATCH(1,(Profiles[Month]=Supply[[#This Row],[Month]])*(Profiles[Hour Ending]=Supply[[#This Row],[Hour Ending]]),0),MATCH(Supply[[#This Row],[Unit Category]],Profiles[#Headers],0))","v":8031.1400000000021}]
[9,"CT",9,{"$f":"INDEX(NQC[NQC MW],MATCH(1,(NQC[Month]=Supply[[#This Row],[Month]])*(NQC[Unit Category]=Supply[[#This Row],[Unit Category]]),0))*INDEX(Profiles[],MATCH(1,(Profiles[Month]=Supply[[#This Row],[Month]])*(Profiles[Hour Ending]=Supply[[#This Row],[Hour Ending]]),0),MATCH(Supply[[#This Row],[Unit Category]],Profiles[#Headers],0))","v":8031.1400000000021}]
[9,"CT",10,{"$f":"INDEX(NQC[NQC MW],MATCH(1,(NQC[Month]=Supply[[#This Row],[Month]])*(NQC[Unit Category]=Supply[[#This Row],[Unit Category]]),0))*INDEX(Profiles[],MATCH(1,(Profiles[Month]=Supply[[#This Row],[Month]])*(Profiles[Hour Ending]=Supply[[#This Row],[Hour Ending]]),0),MATCH(Supply[[#This Row],[Unit Category]],Profiles[#Headers],0))","v":8031.1400000000021}]
[9,"CT",11,{"$f":"INDEX(NQC[NQC MW],MATCH(1,(NQC[Month]=Supply[[#This Row],[Month]])*(NQC[Unit Category]=Supply[[#This Row],[Unit Category]]),0))*INDEX(Profiles[],MATCH(1,(Profiles[Month]=Supply[[#This Row],[Month]])*(Profiles[Hour Ending]=Supply[[#This Row],[Hour Ending]]),0),MATCH(Supply[[#This Row],[Unit Category]],Profiles[#Headers],0))","v":8031.1400000000021}]
[9,"CT",12,{"$f":"INDEX(NQC[NQC MW],MATCH(1,(NQC[Month]=Supply[[#This Row],[Month]])*(NQC[Unit Category]=Supply[[#This Row],[Unit Category]]),0))*INDEX(Profiles[],MATCH(1,(Profiles[Month]=Supply[[#This Row],[Month]])*(Profiles[Hour Ending]=Supply[[#This Row],[Hour Ending]]),0),MATCH(Supply[[#This Row],[Unit Category]],Profiles[#Headers],0))","v":8031.1400000000021}]
[9,"CT",13,{"$f":"INDEX(NQC[NQC MW],MATCH(1,(NQC[Month]=Supply[[#This Row],[Month]])*(NQC[Unit Category]=Supply[[#This Row],[Unit Category]]),0))*INDEX(Profiles[],MATCH(1,(Profiles[Month]=Supply[[#This Row],[Month]])*(Profiles[Hour Ending]=Supply[[#This Row],[Hour Ending]]),0),MATCH(Supply[[#This Row],[Unit Category]],Profiles[#Headers],0))","v":8031.1400000000021}]
[9,"CT",14,{"$f":"INDEX(NQC[NQC MW],MATCH(1,(NQC[Month]=Supply[[#This Row],[Month]])*(NQC[Unit Category]=Supply[[#This Row],[Unit Category]]),0))*INDEX(Profiles[],MATCH(1,(Profiles[Month]=Supply[[#This Row],[Month]])*(Profiles[Hour Ending]=Supply[[#This Row],[Hour Ending]]),0),MATCH(Supply[[#This Row],[Unit Category]],Profiles[#Headers],0))","v":8031.1400000000021}]
[9,"CT",15,{"$f":"INDEX(NQC[NQC MW],MATCH(1,(NQC[Month]=Supply[[#This Row],[Month]])*(NQC[Unit Category]=Supply[[#This Row],[Unit Category]]),0))*INDEX(Profiles[],MATCH(1,(Profiles[Month]=Supply[[#This Row],[Month]])*(Profiles[Hour Ending]=Supply[[#This Row],[Hour Ending]]),0),MATCH(Supply[[#This Row],[Unit Category]],Profiles[#Headers],0))","v":8031.1400000000021}]
[9,"CT",16,{"$f":"INDEX(NQC[NQC MW],MATCH(1,(NQC[Month]=Supply[[#This Row],[Month]])*(NQC[Unit Category]=Supply[[#This Row],[Unit Category]]),0))*INDEX(Profiles[],MATCH(1,(Profiles[Month]=Supply[[#This Row],[Month]])*(Profiles[Hour Ending]=Supply[[#This Row],[Hour Ending]]),0),MATCH(Supply[[#This Row],[Unit Category]],Profiles[#Headers],0))","v":8031.1400000000021}]
[9,"CT",17,{"$f":"INDEX(NQC[NQC MW],MATCH(1,(NQC[Month]=Supply[[#This Row],[Month]])*(NQC[Unit Category]=Supply[[#This Row],[Unit Category]]),0))*INDEX(Profiles[],MATCH(1,(Profiles[Month]=Supply[[#This Row],[Month]])*(Profiles[Hour Ending]=Supply[[#This Row],[Hour Ending]]),0),MATCH(Supply[[#This Row],[Unit Category]],Profiles[#Headers],0))","v":8031.1400000000021}]
[9,"CT",18,{"$f":"INDEX(NQC[NQC MW],MATCH(1,(NQC[Month]=Supply[[#This Row],[Month]])*(NQC[Unit Category]=Supply[[#This Row],[Unit Category]]),0))*INDEX(Profiles[],MATCH(1,(Profiles[Month]=Supply[[#This Row],[Month]])*(Profiles[Hour Ending]=Supply[[#This Row],[Hour Ending]]),0),MATCH(Supply[[#This Row],[Unit Category]],Profiles[#Headers],0))","v":8031.1400000000021}]
[9,"CT",19,{"$f":"INDEX(NQC[NQC MW],MATCH(1,(NQC[Month]=Supply[[#This Row],[Month]])*(NQC[Unit Category]=Supply[[#This Row],[Unit Category]]),0))*INDEX(Profiles[],MATCH(1,(Profiles[Month]=Supply[[#This Row],[Month]])*(Profiles[Hour Ending]=Supply[[#This Row],[Hour Ending]]),0),MATCH(Supply[[#This Row],[Unit Category]],Profiles[#Headers],0))","v":8031.1400000000021}]
[9,"CT",20,{"$f":"INDEX(NQC[NQC MW],MATCH(1,(NQC[Month]=Supply[[#This Row],[Month]])*(NQC[Unit Category]=Supply[[#This Row],[Unit Category]]),0))*INDEX(Profiles[],MATCH(1,(Profiles[Month]=Supply[[#This Row],[Month]])*(Profiles[Hour Ending]=Supply[[#This Row],[Hour Ending]]),0),MATCH(Supply[[#This Row],[Unit Category]],Profiles[#Headers],0))","v":8031.1400000000021}]
[9,"CT",21,{"$f":"INDEX(NQC[NQC MW],MATCH(1,(NQC[Month]=Supply[[#This Row],[Month]])*(NQC[Unit Category]=Supply[[#This Row],[Unit Category]]),0))*INDEX(Profiles[],MATCH(1,(Profiles[Month]=Supply[[#This Row],[Month]])*(Profiles[Hour Ending]=Supply[[#This Row],[Hour Ending]]),0),MATCH(Supply[[#This Row],[Unit Category]],Profiles[#Headers],0))","v":8031.1400000000021}]
[9,"CT",22,{"$f":"INDEX(NQC[NQC MW],MATCH(1,(NQC[Month]=Supply[[#This Row],[Month]])*(NQC[Unit Category]=Supply[[#This Row],[Unit Category]]),0))*INDEX(Profiles[],MATCH(1,(Profiles[Month]=Supply[[#This Row],[Month]])*(Profiles[Hour Ending]=Supply[[#This Row],[Hour Ending]]),0),MATCH(Supply[[#This Row],[Unit Category]],Profiles[#Headers],0))","v":8031.1400000000021}]
[9,"CT",23,{"$f":"INDEX(NQC[NQC MW],MATCH(1,(NQC[Month]=Supply[[#This Row],[Month]])*(NQC[Unit Category]=Supply[[#This Row],[Unit Category]]),0))*INDEX(Profiles[],MATCH(1,(Profiles[Month]=Supply[[#This Row],[Month]])*(Profiles[Hour Ending]=Supply[[#This Row],[Hour Ending]]),0),MATCH(Supply[[#This Row],[Unit Category]],Profiles[#Headers],0))","v":8031.1400000000021}]
[9,"CT",24,{"$f":"INDEX(NQC[NQC MW],MATCH(1,(NQC[Month]=Supply[[#This Row],[Month]])*(NQC[Unit Category]=Supply[[#This Row],[Unit Category]]),0))*INDEX(Profiles[],MATCH(1,(Profiles[Month]=Supply[[#This Row],[Month]])*(Profiles[Hour Ending]=Supply[[#This Row],[Hour Ending]]),0),MATCH(Supply[[#This Row],[Unit Category]],Profiles[#Headers],0))","v":8031.1400000000021}]
[9,"DR",1,{"$f":"INDEX(NQC[NQC MW],MATCH(1,(NQC[Month]=Supply[[#This Row],[Month]])*(NQC[Unit Category]=Supply[[#This Row],[Unit Category]]),0))*INDEX(Profiles[],MATCH(1,(Profiles[Month]=Supply[[#This Row],[Month]])*(Profiles[Hour Ending]=Supply[[#This Row],[Hour Ending]]),0),MATCH(Supply[[#This Row],[Unit Category]],Profiles[#Headers],0))","v":0}]
[9,"DR",2,{"$f":"INDEX(NQC[NQC MW],MATCH(1,(NQC[Month]=Supply[[#This Row],[Month]])*(NQC[Unit Category]=Supply[[#This Row],[Unit Category]]),0))*INDEX(Profiles[],MATCH(1,(Profiles[Month]=Supply[[#This Row],[Month]])*(Profiles[Hour Ending]=Supply[[#This Row],[Hour Ending]]),0),MATCH(Supply[[#This Row],[Unit Category]],Profiles[#Headers],0))","v":0}]
[9,"DR",3,{"$f":"INDEX(NQC[NQC MW],MATCH(1,(NQC[Month]=Supply[[#This Row],[Month]])*(NQC[Unit Category]=Supply[[#This Row],[Unit Category]]),0))*INDEX(Profiles[],MATCH(1,(Profiles[Month]=Supply[[#This Row],[Month]])*(Profiles[Hour Ending]=Supply[[#This Row],[Hour Ending]]),0),MATCH(Supply[[#This Row],[Unit Category]],Profiles[#Headers],0))","v":0}]
[9,"DR",4,{"$f":"INDEX(NQC[NQC MW],MATCH(1,(NQC[Month]=Supply[[#This Row],[Month]])*(NQC[Unit Category]=Supply[[#This Row],[Unit Category]]),0))*INDEX(Profiles[],MATCH(1,(Profiles[Month]=Supply[[#This Row],[Month]])*(Profiles[Hour Ending]=Supply[[#This Row],[Hour Ending]]),0),MATCH(Supply[[#This Row],[Unit Category]],Profiles[#Headers],0))","v":0}]
[9,"DR",5,{"$f":"INDEX(NQC[NQC MW],MATCH(1,(NQC[Month]=Supply[[#This Row],[Month]])*(NQC[Unit Category]=Supply[[#This Row],[Unit Category]]),0))*INDEX(Profiles[],MATCH(1,(Profiles[Month]=Supply[[#This Row],[Month]])*(Profiles[Hour Ending]=Supply[[#This Row],[Hour Ending]]),0),MATCH(Supply[[#This Row],[Unit Category]],Profiles[#Headers],0))","v":0}]
[9,"DR",6,{"$f":"INDEX(NQC[NQC MW],MATCH(1,(NQC[Month]=Supply[[#This Row],[Month]])*(NQC[Unit Category]=Supply[[#This Row],[Unit Category]]),0))*INDEX(Profiles[],MATCH(1,(Profiles[Month]=Supply[[#This Row],[Month]])*(Profiles[Hour Ending]=Supply[[#This Row],[Hour Ending]]),0),MATCH(Supply[[#This Row],[Unit Category]],Profiles[#Headers],0))","v":0}]
[9,"DR",7,{"$f":"INDEX(NQC[NQC MW],MATCH(1,(NQC[Month]=Supply[[#This Row],[Month]])*(NQC[Unit Category]=Supply[[#This Row],[Unit Category]]),0))*INDEX(Profiles[],MATCH(1,(Profiles[Month]=Supply[[#This Row],[Month]])*(Profiles[Hour Ending]=Supply[[#This Row],[Hour Ending]]),0),MATCH(Supply[[#This Row],[Unit Category]],Profiles[#Headers],0))","v":0}]
[9,"DR",8,{"$f":"INDEX(NQC[NQC MW],MATCH(1,(NQC[Month]=Supply[[#This Row],[Month]])*(NQC[Unit Category]=Supply[[#This Row],[Unit Category]]),0))*INDEX(Profiles[],MATCH(1,(Profiles[Month]=Supply[[#This Row],[Month]])*(Profiles[Hour Ending]=Supply[[#This Row],[Hour Ending]]),0),MATCH(Supply[[#This Row],[Unit Category]],Profiles[#Headers],0))","v":0}]
[9,"DR",9,{"$f":"INDEX(NQC[NQC MW],MATCH(1,(NQC[Month]=Supply[[#This Row],[Month]])*(NQC[Unit Category]=Supply[[#This Row],[Unit Category]]),0))*INDEX(Profiles[],MATCH(1,(Profiles[Month]=Supply[[#This Row],[Month]])*(Profiles[Hour Ending]=Supply[[#This Row],[Hour Ending]]),0),MATCH(Supply[[#This Row],[Unit Category]],Profiles[#Headers],0))","v":0}]
[9,"DR",10,{"$f":"INDEX(NQC[NQC MW],MATCH(1,(NQC[Month]=Supply[[#This Row],[Month]])*(NQC[Unit Category]=Supply[[#This Row],[Unit Category]]),0))*INDEX(Profiles[],MATCH(1,(Profiles[Month]=Supply[[#This Row],[Month]])*(Profiles[Hour Ending]=Supply[[#This Row],[Hour Ending]]),0),MATCH(Supply[[#This Row],[Unit Category]],Profiles[#Headers],0))","v":0}]
[9,"DR",11,{"$f":"INDEX(NQC[NQC MW],MATCH(1,(NQC[Month]=Supply[[#This Row],[Month]])*(NQC[Unit Category]=Supply[[#This Row],[Unit Category]]),0))*INDEX(Profiles[],MATCH(1,(Profiles[Month]=Supply[[#This Row],[Month]])*(Profiles[Hour Ending]=Supply[[#This Row],[Hour Ending]]),0),MATCH(Supply[[#This Row],[Unit Category]],Profiles[#Headers],0))","v":0}]
[9,"DR",12,{"$f":"INDEX(NQC[NQC MW],MATCH(1,(NQC[Month]=Supply[[#This Row],[Month]])*(NQC[Unit Category]=Supply[[#This Row],[Unit Category]]),0))*INDEX(Profiles[],MATCH(1,(Profiles[Month]=Supply[[#This Row],[Month]])*(Profiles[Hour Ending]=Supply[[#This Row],[Hour Ending]]),0),MATCH(Supply[[#This Row],[Unit Category]],Profiles[#Headers],0))","v":0}]
[9,"DR",13,{"$f":"INDEX(NQC[NQC MW],MATCH(1,(NQC[Month]=Supply[[#This Row],[Month]])*(NQC[Unit Category]=Supply[[#This Row],[Unit Category]]),0))*INDEX(Profiles[],MATCH(1,(Profiles[Month]=Supply[[#This Row],[Month]])*(Profiles[Hour Ending]=Supply[[#This Row],[Hour Ending]]),0),MATCH(Supply[[#This Row],[Unit Category]],Profiles[#Headers],0))","v":0}]
[9,"DR",14,{"$f":"INDEX(NQC[NQC MW],MATCH(1,(NQC[Month]=Supply[[#This Row],[Month]])*(NQC[Unit Category]=Supply[[#This Row],[Unit Category]]),0))*INDEX(Profiles[],MATCH(1,(Profiles[Month]=Supply[[#This Row],[Month]])*(Profiles[Hour Ending]=Supply[[#This Row],[Hour Ending]]),0),MATCH(Supply[[#This Row],[Unit Category]],Profiles[#Headers],0))","v":0}]
[9,"DR",15,{"$f":"INDEX(NQC[NQC MW],MATCH(1,(NQC[Month]=Supply[[#This Row],[Month]])*(NQC[Unit Category]=Supply[[#This Row],[Unit Category]]),0))*INDEX(Profiles[],MATCH(1,(Profiles[Month]=Supply[[#This Row],[Month]])*(Profiles[Hour Ending]=Supply[[#This Row],[Hour Ending]]),0),MATCH(Supply[[#This Row],[Unit Category]],Profiles[#Headers],0))","v":0}]
[9,"DR",16,{"$f":"INDEX(NQC[NQC MW],MATCH(1,(NQC[Month]=Supply[[#This Row],[Month]])*(NQC[Unit Category]=Supply[[#This Row],[Unit Category]]),0))*INDEX(Profiles[],MATCH(1,(Profiles[Month]=Supply[[#This Row],[Month]])*(Profiles[Hour Ending]=Supply[[#This Row],[Hour Ending]]),0),MATCH(Supply[[#This Row],[Unit Category]],Profiles[#Headers],0))","v":0}]
[9,"DR",17,{"$f":"INDEX(NQC[NQC MW],MATCH(1,(NQC[Month]=Supply[[#This Row],[Month]])*(NQC[Unit Category]=Supply[[#This Row],[Unit Category]]),0))*INDEX(Profiles[],MATCH(1,(Profiles[Month]=Supply[[#This Row],[Month]])*(Profiles[Hour Ending]=Supply[[#This Row],[Hour Ending]]),0),MATCH(Supply[[#This Row],[Unit Category]],Profiles[#Headers],0))","v":2510.5063512858533}]
[9,"DR",18,{"$f":"INDEX(NQC[NQC MW],MATCH(1,(NQC[Month]=Supply[[#This Row],[Month]])*(NQC[Unit Category]=Supply[[#This Row],[Unit Category]]),0))*INDEX(Profiles[],MATCH(1,(Profiles[Month]=Supply[[#This Row],[Month]])*(Profiles[Hour Ending]=Supply[[#This Row],[Hour Ending]]),0),MATCH(Supply[[#This Row],[Unit Category]],Profiles[#Headers],0))","v":2498.4747631143491}]
[9,"DR",19,{"$f":"INDEX(NQC[NQC MW],MATCH(1,(NQC[Month]=Supply[[#This Row],[Month]])*(NQC[Unit Category]=Supply[[#This Row],[Unit Category]]),0))*INDEX(Profiles[],MATCH(1,(Profiles[Month]=Supply[[#This Row],[Month]])*(Profiles[Hour Ending]=Supply[[#This Row],[Hour Ending]]),0),MATCH(Supply[[#This Row],[Unit Category]],Profiles[#Headers],0))","v":2376.71}]
[9,"DR",20,{"$f":"INDEX(NQC[NQC MW],MATCH(1,(NQC[Month]=Supply[[#This Row],[Month]])*(NQC[Unit Category]=Supply[[#This Row],[Unit Category]]),0))*INDEX(Profiles[],MATCH(1,(Profiles[Month]=Supply[[#This Row],[Month]])*(Profiles[Hour Ending]=Supply[[#This Row],[Hour Ending]]),0),MATCH(Supply[[#This Row],[Unit Category]],Profiles[#Headers],0))","v":2299.3230293725228}]
[9,"DR",21,{"$f":"INDEX(NQC[NQC MW],MATCH(1,(NQC[Month]=Supply[[#This Row],[Month]])*(NQC[Unit Category]=Supply[[#This Row],[Unit Category]]),0))*INDEX(Profiles[],MATCH(1,(Profiles[Month]=Supply[[#This Row],[Month]])*(Profiles[Hour Ending]=Supply[[#This Row],[Hour Ending]]),0),MATCH(Supply[[#This Row],[Unit Category]],Profiles[#Headers],0))","v":2146.3882057779792}]
[9,"DR",22,{"$f":"INDEX(NQC[NQC MW],MATCH(1,(NQC[Month]=Supply[[#This Row],[Month]])*(NQC[Unit Category]=Supply[[#This Row],[Unit Category]]),0))*INDEX(Profiles[],MATCH(1,(Profiles[Month]=Supply[[#This Row],[Month]])*(Profiles[Hour Ending]=Supply[[#This Row],[Hour Ending]]),0),MATCH(Supply[[#This Row],[Unit Category]],Profiles[#Headers],0))","v":193.70826127727949}]
[9,"DR",23,{"$f":"INDEX(NQC[NQC MW],MATCH(1,(NQC[Month]=Supply[[#This Row],[Month]])*(NQC[Unit Category]=Supply[[#This Row],[Unit Category]]),0))*INDEX(Profiles[],MATCH(1,(Profiles[Month]=Supply[[#This Row],[Month]])*(Profiles[Hour Ending]=Supply[[#This Row],[Hour Ending]]),0),MATCH(Supply[[#This Row],[Unit Category]],Profiles[#Headers],0))","v":0}]
[9,"DR",24,{"$f":"INDEX(NQC[NQC MW],MATCH(1,(NQC[Month]=Supply[[#This Row],[Month]])*(NQC[Unit Category]=Supply[[#This Row],[Unit Category]]),0))*INDEX(Profiles[],MATCH(1,(Profiles[Month]=Supply[[#This Row],[Month]])*(Profiles[Hour Ending]=Supply[[#This Row],[Hour Ending]]),0),MATCH(Supply[[#This Row],[Unit Category]],Profiles[#Headers],0))","v":0}]
[9,"Geothermal",1,{"$f":"INDEX(NQC[NQC MW],MATCH(1,(NQC[Month]=Supply[[#This Row],[Month]])*(NQC[Unit Category]=Supply[[#This Row],[Unit Category]]),0))*INDEX(Profiles[],MATCH(1,(Profiles[Month]=Supply[[#This Row],[Month]])*(Profiles[Hour Ending]=Supply[[#This Row],[Hour Ending]]),0),MATCH(Supply[[#This Row],[Unit Category]],Profiles[#Headers],0))","v":1296.7627600000001}]
[9,"Geothermal",2,{"$f":"INDEX(NQC[NQC MW],MATCH(1,(NQC[Month]=Supply[[#This Row],[Month]])*(NQC[Unit Category]=Supply[[#This Row],[Unit Category]]),0))*INDEX(Profiles[],MATCH(1,(Profiles[Month]=Supply[[#This Row],[Month]])*(Profiles[Hour Ending]=Supply[[#This Row],[Hour Ending]]),0),MATCH(Supply[[#This Row],[Unit Category]],Profiles[#Headers],0))","v":1296.7627600000001}]
[9,"Geothermal",3,{"$f":"INDEX(NQC[NQC MW],MATCH(1,(NQC[Month]=Supply[[#This Row],[Month]])*(NQC[Unit Category]=Supply[[#This Row],[Unit Category]]),0))*INDEX(Profiles[],MATCH(1,(Profiles[Month]=Supply[[#This Row],[Month]])*(Profiles[Hour Ending]=Supply[[#This Row],[Hour Ending]]),0),MATCH(Supply[[#This Row],[Unit Category]],Profiles[#Headers],0))","v":1296.7627600000001}]
[9,"Geothermal",4,{"$f":"INDEX(NQC[NQC MW],MATCH(1,(NQC[Month]=Supply[[#This Row],[Month]])*(NQC[Unit Category]=Supply[[#This Row],[Unit Category]]),0))*INDEX(Profiles[],MATCH(1,(Profiles[Month]=Supply[[#This Row],[Month]])*(Profiles[Hour Ending]=Supply[[#This Row],[Hour Ending]]),0),MATCH(Supply[[#This Row],[Unit Category]],Profiles[#Headers],0))","v":1296.7627600000001}]
[9,"Geothermal",5,{"$f":"INDEX(NQC[NQC MW],MATCH(1,(NQC[Month]=Supply[[#This Row],[Month]])*(NQC[Unit Category]=Supply[[#This Row],[Unit Category]]),0))*INDEX(Profiles[],MATCH(1,(Profiles[Month]=Supply[[#This Row],[Month]])*(Profiles[Hour Ending]=Supply[[#This Row],[Hour Ending]]),0),MATCH(Supply[[#This Row],[Unit Category]],Profiles[#Headers],0))","v":1296.7627600000001}]
[9,"Geothermal",6,{"$f":"INDEX(NQC[NQC MW],MATCH(1,(NQC[Month]=Supply[[#This Row],[Month]])*(NQC[Unit Category]=Supply[[#This Row],[Unit Category]]),0))*INDEX(Profiles[],MATCH(1,(Profiles[Month]=Supply[[#This Row],[Month]])*(Profiles[Hour Ending]=Supply[[#This Row],[Hour Ending]]),0),MATCH(Supply[[#This Row],[Unit Category]],Profiles[#Headers],0))","v":1296.7627600000001}]
[9,"Geothermal",7,{"$f":"INDEX(NQC[NQC MW],MATCH(1,(NQC[Month]=Supply[[#This Row],[Month]])*(NQC[Unit Category]=Supply[[#This Row],[Unit Category]]),0))*INDEX(Profiles[],MATCH(1,(Profiles[Month]=Supply[[#This Row],[Month]])*(Profiles[Hour Ending]=Supply[[#This Row],[Hour Ending]]),0),MATCH(Supply[[#This Row],[Unit Category]],Profiles[#Headers],0))","v":1296.7627600000001}]
[9,"Geothermal",8,{"$f":"INDEX(NQC[NQC MW],MATCH(1,(NQC[Month]=Supply[[#This Row],[Month]])*(NQC[Unit Category]=Supply[[#This Row],[Unit Category]]),0))*INDEX(Profiles[],MATCH(1,(Profiles[Month]=Supply[[#This Row],[Month]])*(Profiles[Hour Ending]=Supply[[#This Row],[Hour Ending]]),0),MATCH(Supply[[#This Row],[Unit Category]],Profiles[#Headers],0))","v":1296.7627600000001}]
[9,"Geothermal",9,{"$f":"INDEX(NQC[NQC MW],MATCH(1,(NQC[Month]=Supply[[#This Row],[Month]])*(NQC[Unit Category]=Supply[[#This Row],[Unit Category]]),0))*INDEX(Profiles[],MATCH(1,(Profiles[Month]=Supply[[#This Row],[Month]])*(Profiles[Hour Ending]=Supply[[#This Row],[Hour Ending]]),0),MATCH(Supply[[#This Row],[Unit Category]],Profiles[#Headers],0))","v":1296.7627600000001}]
[9,"Geothermal",10,{"$f":"INDEX(NQC[NQC MW],MATCH(1,(NQC[Month]=Supply[[#This Row],[Month]])*(NQC[Unit Category]=Supply[[#This Row],[Unit Category]]),0))*INDEX(Profiles[],MATCH(1,(Profiles[Month]=Supply[[#This Row],[Month]])*(Profiles[Hour Ending]=Supply[[#This Row],[Hour Ending]]),0),MATCH(Supply[[#This Row],[Unit Category]],Profiles[#Headers],0))","v":1296.7627600000001}]
[9,"Geothermal",11,{"$f":"INDEX(NQC[NQC MW],MATCH(1,(NQC[Month]=Supply[[#This Row],[Month]])*(NQC[Unit Category]=Supply[[#This Row],[Unit Category]]),0))*INDEX(Profiles[],MATCH(1,(Profiles[Month]=Supply[[#This Row],[Month]])*(Profiles[Hour Ending]=Supply[[#This Row],[Hour Ending]]),0),MATCH(Supply[[#This Row],[Unit Category]],Profiles[#Headers],0))","v":1296.7627600000001}]
[9,"Geothermal",12,{"$f":"INDEX(NQC[NQC MW],MATCH(1,(NQC[Month]=Supply[[#This Row],[Month]])*(NQC[Unit Category]=Supply[[#This Row],[Unit Category]]),0))*INDEX(Profiles[],MATCH(1,(Profiles[Month]=Supply[[#This Row],[Month]])*(Profiles[Hour Ending]=Supply[[#This Row],[Hour Ending]]),0),MATCH(Supply[[#This Row],[Unit Category]],Profiles[#Headers],0))","v":1296.7627600000001}]
[9,"Geothermal",13,{"$f":"INDEX(NQC[NQC MW],MATCH(1,(NQC[Month]=Supply[[#This Row],[Month]])*(NQC[Unit Category]=Supply[[#This Row],[Unit Category]]),0))*INDEX(Profiles[],MATCH(1,(Profiles[Month]=Supply[[#This Row],[Month]])*(Profiles[Hour Ending]=Supply[[#This Row],[Hour Ending]]),0),MATCH(Supply[[#This Row],[Unit Category]],Profiles[#Headers],0))","v":1296.7627600000001}]
[9,"Geothermal",14,{"$f":"INDEX(NQC[NQC MW],MATCH(1,(NQC[Month]=Supply[[#This Row],[Month]])*(NQC[Unit Category]=Supply[[#This Row],[Unit Category]]),0))*INDEX(Profiles[],MATCH(1,(Profiles[Month]=Supply[[#This Row],[Month]])*(Profiles[Hour Ending]=Supply[[#This Row],[Hour Ending]]),0),MATCH(Supply[[#This Row],[Unit Category]],Profiles[#Headers],0))","v":1296.7627600000001}]
[9,"Geothermal",15,{"$f":"INDEX(NQC[NQC MW],MATCH(1,(NQC[Month]=Supply[[#This Row],[Month]])*(NQC[Unit Category]=Supply[[#This Row],[Unit Category]]),0))*INDEX(Profiles[],MATCH(1,(Profiles[Month]=Supply[[#This Row],[Month]])*(Profiles[Hour Ending]=Supply[[#This Row],[Hour Ending]]),0),MATCH(Supply[[#This Row],[Unit Category]],Profiles[#Headers],0))","v":1296.7627600000001}]
[9,"Geothermal",16,{"$f":"INDEX(NQC[NQC MW],MATCH(1,(NQC[Month]=Supply[[#This Row],[Month]])*(NQC[Unit Category]=Supply[[#This Row],[Unit Category]]),0))*INDEX(Profiles[],MATCH(1,(Profiles[Month]=Supply[[#This Row],[Month]])*(Profiles[Hour Ending]=Supply[[#This Row],[Hour Ending]]),0),MATCH(Supply[[#This Row],[Unit Category]],Profiles[#Headers],0))","v":1296.7627600000001}]
[9,"Geothermal",17,{"$f":"INDEX(NQC[NQC MW],MATCH(1,(NQC[Month]=Supply[[#This Row],[Month]])*(NQC[Unit Category]=Supply[[#This Row],[Unit Category]]),0))*INDEX(Profiles[],MATCH(1,(Profiles[Month]=Supply[[#This Row],[Month]])*(Profiles[Hour Ending]=Supply[[#This Row],[Hour Ending]]),0),MATCH(Supply[[#This Row],[Unit Category]],Profiles[#Headers],0))","v":1296.7627600000001}]
[9,"Geothermal",18,{"$f":"INDEX(NQC[NQC MW],MATCH(1,(NQC[Month]=Supply[[#This Row],[Month]])*(NQC[Unit Category]=Supply[[#This Row],[Unit Category]]),0))*INDEX(Profiles[],MATCH(1,(Profiles[Month]=Supply[[#This Row],[Month]])*(Profiles[Hour Ending]=Supply[[#This Row],[Hour Ending]]),0),MATCH(Supply[[#This Row],[Unit Category]],Profiles[#Headers],0))","v":1296.7627600000001}]
[9,"Geothermal",19,{"$f":"INDEX(NQC[NQC MW],MATCH(1,(NQC[Month]=Supply[[#This Row],[Month]])*(NQC[Unit Category]=Supply[[#This Row],[Unit Category]]),0))*INDEX(Profiles[],MATCH(1,(Profiles[Month]=Supply[[#This Row],[Month]])*(Profiles[Hour Ending]=Supply[[#This Row],[Hour Ending]]),0),MATCH(Supply[[#This Row],[Unit Category]],Profiles[#Headers],0))","v":1296.7627600000001}]
[9,"Geothermal",20,{"$f":"INDEX(NQC[NQC MW],MATCH(1,(NQC[Month]=Supply[[#This Row],[Month]])*(NQC[Unit Category]=Supply[[#This Row],[Unit Category]]),0))*INDEX(Profiles[],MATCH(1,(Profiles[Month]=Supply[[#This Row],[Month]])*(Profiles[Hour Ending]=Supply[[#This Row],[Hour Ending]]),0),MATCH(Supply[[#This Row],[Unit Category]],Profiles[#Headers],0))","v":1296.7627600000001}]
[9,"Geothermal",21,{"$f":"INDEX(NQC[NQC MW],MATCH(1,(NQC[Month]=Supply[[#This Row],[Month]])*(NQC[Unit Category]=Supply[[#This Row],[Unit Category]]),0))*INDEX(Profiles[],MATCH(1,(Profiles[Month]=Supply[[#This Row],[Month]])*(Profiles[Hour Ending]=Supply[[#This Row],[Hour Ending]]),0),MATCH(Supply[[#This Row],[Unit Category]],Profiles[#Headers],0))","v":1296.7627600000001}]
[9,"Geothermal",22,{"$f":"INDEX(NQC[NQC MW],MATCH(1,(NQC[Month]=Supply[[#This Row],[Month]])*(NQC[Unit Category]=Supply[[#This Row],[Unit Category]]),0))*INDEX(Profiles[],MATCH(1,(Profiles[Month]=Supply[[#This Row],[Month]])*(Profiles[Hour Ending]=Supply[[#This Row],[Hour Ending]]),0),MATCH(Supply[[#This Row],[Unit Category]],Profiles[#Headers],0))","v":1296.7627600000001}]
[9,"Geothermal",23,{"$f":"INDEX(NQC[NQC MW],MATCH(1,(NQC[Month]=Supply[[#This Row],[Month]])*(NQC[Unit Category]=Supply[[#This Row],[Unit Category]]),0))*INDEX(Profiles[],MATCH(1,(Profiles[Month]=Supply[[#This Row],[Month]])*(Profiles[Hour Ending]=Supply[[#This Row],[Hour Ending]]),0),MATCH(Supply[[#This Row],[Unit Category]],Profiles[#Headers],0))","v":1296.7627600000001}]
[9,"Geothermal",24,{"$f":"INDEX(NQC[NQC MW],MATCH(1,(NQC[Month]=Supply[[#This Row],[Month]])*(NQC[Unit Category]=Supply[[#This Row],[Unit Category]]),0))*INDEX(Profiles[],MATCH(1,(Profiles[Month]=Supply[[#This Row],[Month]])*(Profiles[Hour Ending]=Supply[[#This Row],[Hour Ending]]),0),MATCH(Supply[[#This Row],[Unit Category]],Profiles[#Headers],0))","v":1296.7627600000001}]
[9,"Hydro",1,{"$f":"INDEX(NQC[NQC MW],MATCH(1,(NQC[Month]=Supply[[#This Row],[Month]])*(NQC[Unit Category]=Supply[[#This Row],[Unit Category]]),0))*INDEX(Profiles[],MATCH(1,(Profiles[Month]=Supply[[#This Row],[Month]])*(Profiles[Hour Ending]=Supply[[#This Row],[Hour Ending]]),0),MATCH(Supply[[#This Row],[Unit Category]],Profiles[#Headers],0))","v":2905.0399000000002}]
[9,"Hydro",2,{"$f":"INDEX(NQC[NQC MW],MATCH(1,(NQC[Month]=Supply[[#This Row],[Month]])*(NQC[Unit Category]=Supply[[#This Row],[Unit Category]]),0))*INDEX(Profiles[],MATCH(1,(Profiles[Month]=Supply[[#This Row],[Month]])*(Profiles[Hour Ending]=Supply[[#This Row],[Hour Ending]]),0),MATCH(Supply[[#This Row],[Unit Category]],Profiles[#Headers],0))","v":2905.0399000000002}]
[9,"Hydro",3,{"$f":"INDEX(NQC[NQC MW],MATCH(1,(NQC[Month]=Supply[[#This Row],[Month]])*(NQC[Unit Category]=Supply[[#This Row],[Unit Category]]),0))*INDEX(Profiles[],MATCH(1,(Profiles[Month]=Supply[[#This Row],[Month]])*(Profiles[Hour Ending]=Supply[[#This Row],[Hour Ending]]),0),MATCH(Supply[[#This Row],[Unit Category]],Profiles[#Headers],0))","v":2905.0399000000002}]
[9,"Hydro",4,{"$f":"INDEX(NQC[NQC MW],MATCH(1,(NQC[Month]=Supply[[#This Row],[Month]])*(NQC[Unit Category]=Supply[[#This Row],[Unit Category]]),0))*INDEX(Profiles[],MATCH(1,(Profiles[Month]=Supply[[#This Row],[Month]])*(Profiles[Hour Ending]=Supply[[#This Row],[Hour Ending]]),0),MATCH(Supply[[#This Row],[Unit Category]],Profiles[#Headers],0))","v":2905.0399000000002}]
[9,"Hydro",5,{"$f":"INDEX(NQC[NQC MW],MATCH(1,(NQC[Month]=Supply[[#This Row],[Month]])*(NQC[Unit Category]=Supply[[#This Row],[Unit Category]]),0))*INDEX(Profiles[],MATCH(1,(Profiles[Month]=Supply[[#This Row],[Month]])*(Profiles[Hour Ending]=Supply[[#This Row],[Hour Ending]]),0),MATCH(Supply[[#This Row],[Unit Category]],Profiles[#Headers],0))","v":2905.0399000000002}]
[9,"Hydro",6,{"$f":"INDEX(NQC[NQC MW],MATCH(1,(NQC[Month]=Supply[[#This Row],[Month]])*(NQC[Unit Category]=Supply[[#This Row],[Unit Category]]),0))*INDEX(Profiles[],MATCH(1,(Profiles[Month]=Supply[[#This Row],[Month]])*(Profiles[Hour Ending]=Supply[[#This Row],[Hour Ending]]),0),MATCH(Supply[[#This Row],[Unit Category]],Profiles[#Headers],0))","v":2905.0399000000002}]
[9,"Hydro",7,{"$f":"INDEX(NQC[NQC MW],MATCH(1,(NQC[Month]=Supply[[#This Row],[Month]])*(NQC[Unit Category]=Supply[[#This Row],[Unit Category]]),0))*INDEX(Profiles[],MATCH(1,(Profiles[Month]=Supply[[#This Row],[Month]])*(Profiles[Hour Ending]=Supply[[#This Row],[Hour Ending]]),0),MATCH(Supply[[#This Row],[Unit Category]],Profiles[#Headers],0))","v":2905.0399000000002}]
[9,"Hydro",8,{"$f":"INDEX(NQC[NQC MW],MATCH(1,(NQC[Month]=Supply[[#This Row],[Month]])*(NQC[Unit Category]=Supply[[#This Row],[Unit Category]]),0))*INDEX(Profiles[],MATCH(1,(Profiles[Month]=Supply[[#This Row],[Month]])*(Profiles[Hour Ending]=Supply[[#This Row],[Hour Ending]]),0),MATCH(Supply[[#This Row],[Unit Category]],Profiles[#Headers],0))","v":2905.0399000000002}]
[9,"Hydro",9,{"$f":"INDEX(NQC[NQC MW],MATCH(1,(NQC[Month]=Supply[[#This Row],[Month]])*(NQC[Unit Category]=Supply[[#This Row],[Unit Category]]),0))*INDEX(Profiles[],MATCH(1,(Profiles[Month]=Supply[[#This Row],[Month]])*(Profiles[Hour Ending]=Supply[[#This Row],[Hour Ending]]),0),MATCH(Supply[[#This Row],[Unit Category]],Profiles[#Headers],0))","v":2905.0399000000002}]
[9,"Hydro",10,{"$f":"INDEX(NQC[NQC MW],MATCH(1,(NQC[Month]=Supply[[#This Row],[Month]])*(NQC[Unit Category]=Supply[[#This Row],[Unit Category]]),0))*INDEX(Profiles[],MATCH(1,(Profiles[Month]=Supply[[#This Row],[Month]])*(Profiles[Hour Ending]=Supply[[#This Row],[Hour Ending]]),0),MATCH(Supply[[#This Row],[Unit Category]],Profiles[#Headers],0))","v":2905.0399000000002}]
[9,"Hydro",11,{"$f":"INDEX(NQC[NQC MW],MATCH(1,(NQC[Month]=Supply[[#This Row],[Month]])*(NQC[Unit Category]=Supply[[#This Row],[Unit Category]]),0))*INDEX(Profiles[],MATCH(1,(Profiles[Month]=Supply[[#This Row],[Month]])*(Profiles[Hour Ending]=Supply[[#This Row],[Hour Ending]]),0),MATCH(Supply[[#This Row],[Unit Category]],Profiles[#Headers],0))","v":2905.0399000000002}]
[9,"Hydro",12,{"$f":"INDEX(NQC[NQC MW],MATCH(1,(NQC[Month]=Supply[[#This Row],[Month]])*(NQC[Unit Category]=Supply[[#This Row],[Unit Category]]),0))*INDEX(Profiles[],MATCH(1,(Profiles[Month]=Supply[[#This Row],[Month]])*(Profiles[Hour Ending]=Supply[[#This Row],[Hour Ending]]),0),MATCH(Supply[[#This Row],[Unit Category]],Profiles[#Headers],0))","v":2905.0399000000002}]
[9,"Hydro",13,{"$f":"INDEX(NQC[NQC MW],MATCH(1,(NQC[Month]=Supply[[#This Row],[Month]])*(NQC[Unit Category]=Supply[[#This Row],[Unit Category]]),0))*INDEX(Profiles[],MATCH(1,(Profiles[Month]=Supply[[#This Row],[Month]])*(Profiles[Hour Ending]=Supply[[#This Row],[Hour Ending]]),0),MATCH(Supply[[#This Row],[Unit Category]],Profiles[#Headers],0))","v":2905.0399000000002}]
[9,"Hydro",14,{"$f":"INDEX(NQC[NQC MW],MATCH(1,(NQC[Month]=Supply[[#This Row],[Month]])*(NQC[Unit Category]=Supply[[#This Row],[Unit Category]]),0))*INDEX(Profiles[],MATCH(1,(Profiles[Month]=Supply[[#This Row],[Month]])*(Profiles[Hour Ending]=Supply[[#This Row],[Hour Ending]]),0),MATCH(Supply[[#This Row],[Unit Category]],Profiles[#Headers],0))","v":2905.0399000000002}]
[9,"Hydro",15,{"$f":"INDEX(NQC[NQC MW],MATCH(1,(NQC[Month]=Supply[[#This Row],[Month]])*(NQC[Unit Category]=Supply[[#This Row],[Unit Category]]),0))*INDEX(Profiles[],MATCH(1,(Profiles[Month]=Supply[[#This Row],[Month]])*(Profiles[Hour Ending]=Supply[[#This Row],[Hour Ending]]),0),MATCH(Supply[[#This Row],[Unit Category]],Profiles[#Headers],0))","v":2905.0399000000002}]
[9,"Hydro",16,{"$f":"INDEX(NQC[NQC MW],MATCH(1,(NQC[Month]=Supply[[#This Row],[Month]])*(NQC[Unit Category]=Supply[[#This Row],[Unit Category]]),0))*INDEX(Profiles[],MATCH(1,(Profiles[Month]=Supply[[#This Row],[Month]])*(Profiles[Hour Ending]=Supply[[#This Row],[Hour Ending]]),0),MATCH(Supply[[#This Row],[Unit Category]],Profiles[#Headers],0))","v":2905.0399000000002}]
[9,"Hydro",17,{"$f":"INDEX(NQC[NQC MW],MATCH(1,(NQC[Month]=Supply[[#This Row],[Month]])*(NQC[Unit Category]=Supply[[#This Row],[Unit Category]]),0))*INDEX(Profiles[],MATCH(1,(Profiles[Month]=Supply[[#This Row],[Month]])*(Profiles[Hour Ending]=Supply[[#This Row],[Hour Ending]]),0),MATCH(Supply[[#This Row],[Unit Category]],Profiles[#Headers],0))","v":2905.0399000000002}]
[9,"Hydro",18,{"$f":"INDEX(NQC[NQC MW],MATCH(1,(NQC[Month]=Supply[[#This Row],[Month]])*(NQC[Unit Category]=Supply[[#This Row],[Unit Category]]),0))*INDEX(Profiles[],MATCH(1,(Profiles[Month]=Supply[[#This Row],[Month]])*(Profiles[Hour Ending]=Supply[[#This Row],[Hour Ending]]),0),MATCH(Supply[[#This Row],[Unit Category]],Profiles[#Headers],0))","v":2905.0399000000002}]
[9,"Hydro",19,{"$f":"INDEX(NQC[NQC MW],MATCH(1,(NQC[Month]=Supply[[#This Row],[Month]])*(NQC[Unit Category]=Supply[[#This Row],[Unit Category]]),0))*INDEX(Profiles[],MATCH(1,(Profiles[Month]=Supply[[#This Row],[Month]])*(Profiles[Hour Ending]=Supply[[#This Row],[Hour Ending]]),0),MATCH(Supply[[#This Row],[Unit Category]],Profiles[#Headers],0))","v":2905.0399000000002}]
[9,"Hydro",20,{"$f":"INDEX(NQC[NQC MW],MATCH(1,(NQC[Month]=Supply[[#This Row],[Month]])*(NQC[Unit Category]=Supply[[#This Row],[Unit Category]]),0))*INDEX(Profiles[],MATCH(1,(Profiles[Month]=Supply[[#This Row],[Month]])*(Profiles[Hour Ending]=Supply[[#This Row],[Hour Ending]]),0),MATCH(Supply[[#This Row],[Unit Category]],Profiles[#Headers],0))","v":2905.0399000000002}]
[9,"Hydro",21,{"$f":"INDEX(NQC[NQC MW],MATCH(1,(NQC[Month]=Supply[[#This Row],[Month]])*(NQC[Unit Category]=Supply[[#This Row],[Unit Category]]),0))*INDEX(Profiles[],MATCH(1,(Profiles[Month]=Supply[[#This Row],[Month]])*(Profiles[Hour Ending]=Supply[[#This Row],[Hour Ending]]),0),MATCH(Supply[[#This Row],[Unit Category]],Profiles[#Headers],0))","v":2905.0399000000002}]
[9,"Hydro",22,{"$f":"INDEX(NQC[NQC MW],MATCH(1,(NQC[Month]=Supply[[#This Row],[Month]])*(NQC[Unit Category]=Supply[[#This Row],[Unit Category]]),0))*INDEX(Profiles[],MATCH(1,(Profiles[Month]=Supply[[#This Row],[Month]])*(Profiles[Hour Ending]=Supply[[#This Row],[Hour Ending]]),0),MATCH(Supply[[#This Row],[Unit Category]],Profiles[#Headers],0))","v":2905.0399000000002}]
[9,"Hydro",23,{"$f":"INDEX(NQC[NQC MW],MATCH(1,(NQC[Month]=Supply[[#This Row],[Month]])*(NQC[Unit Category]=Supply[[#This Row],[Unit Category]]),0))*INDEX(Profiles[],MATCH(1,(Profiles[Month]=Supply[[#This Row],[Month]])*(Profiles[Hour Ending]=Supply[[#This Row],[Hour Ending]]),0),MATCH(Supply[[#This Row],[Unit Category]],Profiles[#Headers],0))","v":2905.0399000000002}]
[9,"Hydro",24,{"$f":"INDEX(NQC[NQC MW],MATCH(1,(NQC[Month]=Supply[[#This Row],[Month]])*(NQC[Unit Category]=Supply[[#This Row],[Unit Category]]),0))*INDEX(Profiles[],MATCH(1,(Profiles[Month]=Supply[[#This Row],[Month]])*(Profiles[Hour Ending]=Supply[[#This Row],[Hour Ending]]),0),MATCH(Supply[[#This Row],[Unit Category]],Profiles[#Headers],0))","v":2905.0399000000002}]
[9,"ICE",1,{"$f":"INDEX(NQC[NQC MW],MATCH(1,(NQC[Month]=Supply[[#This Row],[Month]])*(NQC[Unit Category]=Supply[[#This Row],[Unit Category]]),0))*INDEX(Profiles[],MATCH(1,(Profiles[Month]=Supply[[#This Row],[Month]])*(Profiles[Hour Ending]=Supply[[#This Row],[Hour Ending]]),0),MATCH(Supply[[#This Row],[Unit Category]],Profiles[#Headers],0))","v":254.7}]
[9,"ICE",2,{"$f":"INDEX(NQC[NQC MW],MATCH(1,(NQC[Month]=Supply[[#This Row],[Month]])*(NQC[Unit Category]=Supply[[#This Row],[Unit Category]]),0))*INDEX(Profiles[],MATCH(1,(Profiles[Month]=Supply[[#This Row],[Month]])*(Profiles[Hour Ending]=Supply[[#This Row],[Hour Ending]]),0),MATCH(Supply[[#This Row],[Unit Category]],Profiles[#Headers],0))","v":254.7}]
[9,"ICE",3,{"$f":"INDEX(NQC[NQC MW],MATCH(1,(NQC[Month]=Supply[[#This Row],[Month]])*(NQC[Unit Category]=Supply[[#This Row],[Unit Category]]),0))*INDEX(Profiles[],MATCH(1,(Profiles[Month]=Supply[[#This Row],[Month]])*(Profiles[Hour Ending]=Supply[[#This Row],[Hour Ending]]),0),MATCH(Supply[[#This Row],[Unit Category]],Profiles[#Headers],0))","v":254.7}]
[9,"ICE",4,{"$f":"INDEX(NQC[NQC MW],MATCH(1,(NQC[Month]=Supply[[#This Row],[Month]])*(NQC[Unit Category]=Supply[[#This Row],[Unit Category]]),0))*INDEX(Profiles[],MATCH(1,(Profiles[Month]=Supply[[#This Row],[Month]])*(Profiles[Hour Ending]=Supply[[#This Row],[Hour Ending]]),0),MATCH(Supply[[#This Row],[Unit Category]],Profiles[#Headers],0))","v":254.7}]
[9,"ICE",5,{"$f":"INDEX(NQC[NQC MW],MATCH(1,(NQC[Month]=Supply[[#This Row],[Month]])*(NQC[Unit Category]=Supply[[#This Row],[Unit Category]]),0))*INDEX(Profiles[],MATCH(1,(Profiles[Month]=Supply[[#This Row],[Month]])*(Profiles[Hour Ending]=Supply[[#This Row],[Hour Ending]]),0),MATCH(Supply[[#This Row],[Unit Category]],Profiles[#Headers],0))","v":254.7}]
[9,"ICE",6,{"$f":"INDEX(NQC[NQC MW],MATCH(1,(NQC[Month]=Supply[[#This Row],[Month]])*(NQC[Unit Category]=Supply[[#This Row],[Unit Category]]),0))*INDEX(Profiles[],MATCH(1,(Profiles[Month]=Supply[[#This Row],[Month]])*(Profiles[Hour Ending]=Supply[[#This Row],[Hour Ending]]),0),MATCH(Supply[[#This Row],[Unit Category]],Profiles[#Headers],0))","v":254.7}]
[9,"ICE",7,{"$f":"INDEX(NQC[NQC MW],MATCH(1,(NQC[Month]=Supply[[#This Row],[Month]])*(NQC[Unit Category]=Supply[[#This Row],[Unit Category]]),0))*INDEX(Profiles[],MATCH(1,(Profiles[Month]=Supply[[#This Row],[Month]])*(Profiles[Hour Ending]=Supply[[#This Row],[Hour Ending]]),0),MATCH(Supply[[#This Row],[Unit Category]],Profiles[#Headers],0))","v":254.7}]
[9,"ICE",8,{"$f":"INDEX(NQC[NQC MW],MATCH(1,(NQC[Month]=Supply[[#This Row],[Month]])*(NQC[Unit Category]=Supply[[#This Row],[Unit Category]]),0))*INDEX(Profiles[],MATCH(1,(Profiles[Month]=Supply[[#This Row],[Month]])*(Profiles[Hour Ending]=Supply[[#This Row],[Hour Ending]]),0),MATCH(Supply[[#This Row],[Unit Category]],Profiles[#Headers],0))","v":254.7}]
[9,"ICE",9,{"$f":"INDEX(NQC[NQC MW],MATCH(1,(NQC[Month]=Supply[[#This Row],[Month]])*(NQC[Unit Category]=Supply[[#This Row],[Unit Category]]),0))*INDEX(Profiles[],MATCH(1,(Profiles[Month]=Supply[[#This Row],[Month]])*(Profiles[Hour Ending]=Supply[[#This Row],[Hour Ending]]),0),MATCH(Supply[[#This Row],[Unit Category]],Profiles[#Headers],0))","v":254.7}]
[9,"ICE",10,{"$f":"INDEX(NQC[NQC MW],MATCH(1,(NQC[Month]=Supply[[#This Row],[Month]])*(NQC[Unit Category]=Supply[[#This Row],[Unit Category]]),0))*INDEX(Profiles[],MATCH(1,(Profiles[Month]=Supply[[#This Row],[Month]])*(Profiles[Hour Ending]=Supply[[#This Row],[Hour Ending]]),0),MATCH(Supply[[#This Row],[Unit Category]],Profiles[#Headers],0))","v":254.7}]
[9,"ICE",11,{"$f":"INDEX(NQC[NQC MW],MATCH(1,(NQC[Month]=Supply[[#This Row],[Month]])*(NQC[Unit Category]=Supply[[#This Row],[Unit Category]]),0))*INDEX(Profiles[],MATCH(1,(Profiles[Month]=Supply[[#This Row],[Month]])*(Profiles[Hour Ending]=Supply[[#This Row],[Hour Ending]]),0),MATCH(Supply[[#This Row],[Unit Category]],Profiles[#Headers],0))","v":254.7}]
[9,"ICE",12,{"$f":"INDEX(NQC[NQC MW],MATCH(1,(NQC[Month]=Supply[[#This Row],[Month]])*(NQC[Unit Category]=Supply[[#This Row],[Unit Category]]),0))*INDEX(Profiles[],MATCH(1,(Profiles[Month]=Supply[[#This Row],[Month]])*(Profiles[Hour Ending]=Supply[[#This Row],[Hour Ending]]),0),MATCH(Supply[[#This Row],[Unit Category]],Profiles[#Headers],0))","v":254.7}]
[9,"ICE",13,{"$f":"INDEX(NQC[NQC MW],MATCH(1,(NQC[Month]=Supply[[#This Row],[Month]])*(NQC[Unit Category]=Supply[[#This Row],[Unit Category]]),0))*INDEX(Profiles[],MATCH(1,(Profiles[Month]=Supply[[#This Row],[Month]])*(Profiles[Hour Ending]=Supply[[#This Row],[Hour Ending]]),0),MATCH(Supply[[#This Row],[Unit Category]],Profiles[#Headers],0))","v":254.7}]
[9,"ICE",14,{"$f":"INDEX(NQC[NQC MW],MATCH(1,(NQC[Month]=Supply[[#This Row],[Month]])*(NQC[Unit Category]=Supply[[#This Row],[Unit Category]]),0))*INDEX(Profiles[],MATCH(1,(Profiles[Month]=Supply[[#This Row],[Month]])*(Profiles[Hour Ending]=Supply[[#This Row],[Hour Ending]]),0),MATCH(Supply[[#This Row],[Unit Category]],Profiles[#Headers],0))","v":254.7}]
[9,"ICE",15,{"$f":"INDEX(NQC[NQC MW],MATCH(1,(NQC[Month]=Supply[[#This Row],[Month]])*(NQC[Unit Category]=Supply[[#This Row],[Unit Category]]),0))*INDEX(Profiles[],MATCH(1,(Profiles[Month]=Supply[[#This Row],[Month]])*(Profiles[Hour Ending]=Supply[[#This Row],[Hour Ending]]),0),MATCH(Supply[[#This Row],[Unit Category]],Profiles[#Headers],0))","v":254.7}]
[9,"ICE",16,{"$f":"INDEX(NQC[NQC MW],MATCH(1,(NQC[Month]=Supply[[#This Row],[Month]])*(NQC[Unit Category]=Supply[[#This Row],[Unit Category]]),0))*INDEX(Profiles[],MATCH(1,(Profiles[Month]=Supply[[#This Row],[Month]])*(Profiles[Hour Ending]=Supply[[#This Row],[Hour Ending]]),0),MATCH(Supply[[#This Row],[Unit Category]],Profiles[#Headers],0))","v":254.7}]
[9,"ICE",17,{"$f":"INDEX(NQC[NQC MW],MATCH(1,(NQC[Month]=Supply[[#This Row],[Month]])*(NQC[Unit Category]=Supply[[#This Row],[Unit Category]]),0))*INDEX(Profiles[],MATCH(1,(Profiles[Month]=Supply[[#This Row],[Month]])*(Profiles[Hour Ending]=Supply[[#This Row],[Hour Ending]]),0),MATCH(Supply[[#This Row],[Unit Category]],Profiles[#Headers],0))","v":254.7}]
[9,"ICE",18,{"$f":"INDEX(NQC[NQC MW],MATCH(1,(NQC[Month]=Supply[[#This Row],[Month]])*(NQC[Unit Category]=Supply[[#This Row],[Unit Category]]),0))*INDEX(Profiles[],MATCH(1,(Profiles[Month]=Supply[[#This Row],[Month]])*(Profiles[Hour Ending]=Supply[[#This Row],[Hour Ending]]),0),MATCH(Supply[[#This Row],[Unit Category]],Profiles[#Headers],0))","v":254.7}]
[9,"ICE",19,{"$f":"INDEX(NQC[NQC MW],MATCH(1,(NQC[Month]=Supply[[#This Row],[Month]])*(NQC[Unit Category]=Supply[[#This Row],[Unit Category]]),0))*INDEX(Profiles[],MATCH(1,(Profiles[Month]=Supply[[#This Row],[Month]])*(Profiles[Hour Ending]=Supply[[#This Row],[Hour Ending]]),0),MATCH(Supply[[#This Row],[Unit Category]],Profiles[#Headers],0))","v":254.7}]
[9,"ICE",20,{"$f":"INDEX(NQC[NQC MW],MATCH(1,(NQC[Month]=Supply[[#This Row],[Month]])*(NQC[Unit Category]=Supply[[#This Row],[Unit Category]]),0))*INDEX(Profiles[],MATCH(1,(Profiles[Month]=Supply[[#This Row],[Month]])*(Profiles[Hour Ending]=Supply[[#This Row],[Hour Ending]]),0),MATCH(Supply[[#This Row],[Unit Category]],Profiles[#Headers],0))","v":254.7}]
[9,"ICE",21,{"$f":"INDEX(NQC[NQC MW],MATCH(1,(NQC[Month]=Supply[[#This Row],[Month]])*(NQC[Unit Category]=Supply[[#This Row],[Unit Category]]),0))*INDEX(Profiles[],MATCH(1,(Profiles[Month]=Supply[[#This Row],[Month]])*(Profiles[Hour Ending]=Supply[[#This Row],[Hour Ending]]),0),MATCH(Supply[[#This Row],[Unit Category]],Profiles[#Headers],0))","v":254.7}]
[9,"ICE",22,{"$f":"INDEX(NQC[NQC MW],MATCH(1,(NQC[Month]=Supply[[#This Row],[Month]])*(NQC[Unit Category]=Supply[[#This Row],[Unit Category]]),0))*INDEX(Profiles[],MATCH(1,(Profiles[Month]=Supply[[#This Row],[Month]])*(Profiles[Hour Ending]=Supply[[#This Row],[Hour Ending]]),0),MATCH(Supply[[#This Row],[Unit Category]],Profiles[#Headers],0))","v":254.7}]
[9,"ICE",23,{"$f":"INDEX(NQC[NQC MW],MATCH(1,(NQC[Month]=Supply[[#This Row],[Month]])*(NQC[Unit Category]=Supply[[#This Row],[Unit Category]]),0))*INDEX(Profiles[],MATCH(1,(Profiles[Month]=Supply[[#This Row],[Month]])*(Profiles[Hour Ending]=Supply[[#This Row],[Hour Ending]]),0),MATCH(Supply[[#This Row],[Unit Category]],Profiles[#Headers],0))","v":254.7}]
[9,"ICE",24,{"$f":"INDEX(NQC[NQC MW],MATCH(1,(NQC[Month]=Supply[[#This Row],[Month]])*(NQC[Unit Category]=Supply[[#This Row],[Unit Category]]),0))*INDEX(Profiles[],MATCH(1,(Profiles[Month]=Supply[[#This Row],[Month]])*(Profiles[Hour Ending]=Supply[[#This Row],[Hour Ending]]),0),MATCH(Supply[[#This Row],[Unit Category]],Profiles[#Headers],0))","v":254.7}]
[9,"Interchange",1,{"$f":"INDEX(NQC[NQC MW],MATCH(1,(NQC[Month]=Supply[[#This Row],[Month]])*(NQC[Unit Category]=Supply[[#This Row],[Unit Category]]),0))*INDEX(Profiles[],MATCH(1,(Profiles[Month]=Supply[[#This Row],[Month]])*(Profiles[Hour Ending]=Supply[[#This Row],[Hour Ending]]),0),MATCH(Supply[[#This Row],[Unit Category]],Profiles[#Headers],0))","v":2500}]
[9,"Interchange",2,{"$f":"INDEX(NQC[NQC MW],MATCH(1,(NQC[Month]=Supply[[#This Row],[Month]])*(NQC[Unit Category]=Supply[[#This Row],[Unit Category]]),0))*INDEX(Profiles[],MATCH(1,(Profiles[Month]=Supply[[#This Row],[Month]])*(Profiles[Hour Ending]=Supply[[#This Row],[Hour Ending]]),0),MATCH(Supply[[#This Row],[Unit Category]],Profiles[#Headers],0))","v":2500}]
[9,"Interchange",3,{"$f":"INDEX(NQC[NQC MW],MATCH(1,(NQC[Month]=Supply[[#This Row],[Month]])*(NQC[Unit Category]=Supply[[#This Row],[Unit Category]]),0))*INDEX(Profiles[],MATCH(1,(Profiles[Month]=Supply[[#This Row],[Month]])*(Profiles[Hour Ending]=Supply[[#This Row],[Hour Ending]]),0),MATCH(Supply[[#This Row],[Unit Category]],Profiles[#Headers],0))","v":2500}]
[9,"Interchange",4,{"$f":"INDEX(NQC[NQC MW],MATCH(1,(NQC[Month]=Supply[[#This Row],[Month]])*(NQC[Unit Category]=Supply[[#This Row],[Unit Category]]),0))*INDEX(Profiles[],MATCH(1,(Profiles[Month]=Supply[[#This Row],[Month]])*(Profiles[Hour Ending]=Supply[[#This Row],[Hour Ending]]),0),MATCH(Supply[[#This Row],[Unit Category]],Profiles[#Headers],0))","v":2500}]
[9,"Interchange",5,{"$f":"INDEX(NQC[NQC MW],MATCH(1,(NQC[Month]=Supply[[#This Row],[Month]])*(NQC[Unit Category]=Supply[[#This Row],[Unit Category]]),0))*INDEX(Profiles[],MATCH(1,(Profiles[Month]=Supply[[#This Row],[Month]])*(Profiles[Hour Ending]=Supply[[#This Row],[Hour Ending]]),0),MATCH(Supply[[#This Row],[Unit Category]],Profiles[#Headers],0))","v":2500}]
[9,"Interchange",6,{"$f":"INDEX(NQC[NQC MW],MATCH(1,(NQC[Month]=Supply[[#This Row],[Month]])*(NQC[Unit Category]=Supply[[#This Row],[Unit Category]]),0))*INDEX(Profiles[],MATCH(1,(Profiles[Month]=Supply[[#This Row],[Month]])*(Profiles[Hour Ending]=Supply[[#This Row],[Hour Ending]]),0),MATCH(Supply[[#This Row],[Unit Category]],Profiles[#Headers],0))","v":2500}]
[9,"Interchange",7,{"$f":"INDEX(NQC[NQC MW],MATCH(1,(NQC[Month]=Supply[[#This Row],[Month]])*(NQC[Unit Category]=Supply[[#This Row],[Unit Category]]),0))*INDEX(Profiles[],MATCH(1,(Profiles[Month]=Supply[[#This Row],[Month]])*(Profiles[Hour Ending]=Supply[[#This Row],[Hour Ending]]),0),MATCH(Supply[[#This Row],[Unit Category]],Profiles[#Headers],0))","v":2500}]
[9,"Interchange",8,{"$f":"INDEX(NQC[NQC MW],MATCH(1,(NQC[Month]=Supply[[#This Row],[Month]])*(NQC[Unit Category]=Supply[[#This Row],[Unit Category]]),0))*INDEX(Profiles[],MATCH(1,(Profiles[Month]=Supply[[#This Row],[Month]])*(Profiles[Hour Ending]=Supply[[#This Row],[Hour Ending]]),0),MATCH(Supply[[#This Row],[Unit Category]],Profiles[#Headers],0))","v":2500}]
[9,"Interchange",9,{"$f":"INDEX(NQC[NQC MW],MATCH(1,(NQC[Month]=Supply[[#This Row],[Month]])*(NQC[Unit Category]=Supply[[#This Row],[Unit Category]]),0))*INDEX(Profiles[],MATCH(1,(Profiles[Month]=Supply[[#This Row],[Month]])*(Profiles[Hour Ending]=Supply[[#This Row],[Hour Ending]]),0),MATCH(Supply[[#This Row],[Unit Category]],Profiles[#Headers],0))","v":2500}]
[9,"Interchange",10,{"$f":"INDEX(NQC[NQC MW],MATCH(1,(NQC[Month]=Supply[[#This Row],[Month]])*(NQC[Unit Category]=Supply[[#This Row],[Unit Category]]),0))*INDEX(Profiles[],MATCH(1,(Profiles[Month]=Supply[[#This Row],[Month]])*(Profiles[Hour Ending]=Supply[[#This Row],[Hour Ending]]),0),MATCH(Supply[[#This Row],[Unit Category]],Profiles[#Headers],0))","v":2500}]
[9,"Interchange",11,{"$f":"INDEX(NQC[NQC MW],MATCH(1,(NQC[Month]=Supply[[#This Row],[Month]])*(NQC[Unit Category]=Supply[[#This Row],[Unit Category]]),0))*INDEX(Profiles[],MATCH(1,(Profiles[Month]=Supply[[#This Row],[Month]])*(Profiles[Hour Ending]=Supply[[#This Row],[Hour Ending]]),0),MATCH(Supply[[#This Row],[Unit Category]],Profiles[#Headers],0))","v":2500}]
[9,"Interchange",12,{"$f":"INDEX(NQC[NQC MW],MATCH(1,(NQC[Month]=Supply[[#This Row],[Month]])*(NQC[Unit Category]=Supply[[#This Row],[Unit Category]]),0))*INDEX(Profiles[],MATCH(1,(Profiles[Month]=Supply[[#This Row],[Month]])*(Profiles[Hour Ending]=Supply[[#This Row],[Hour Ending]]),0),MATCH(Supply[[#This Row],[Unit Category]],Profiles[#Headers],0))","v":2500}]
[9,"Interchange",13,{"$f":"INDEX(NQC[NQC MW],MATCH(1,(NQC[Month]=Supply[[#This Row],[Month]])*(NQC[Unit Category]=Supply[[#This Row],[Unit Category]]),0))*INDEX(Profiles[],MATCH(1,(Profiles[Month]=Supply[[#This Row],[Month]])*(Profiles[Hour Ending]=Supply[[#This Row],[Hour Ending]]),0),MATCH(Supply[[#This Row],[Unit Category]],Profiles[#Headers],0))","v":2500}]
[9,"Interchange",14,{"$f":"INDEX(NQC[NQC MW],MATCH(1,(NQC[Month]=Supply[[#This Row],[Month]])*(NQC[Unit Category]=Supply[[#This Row],[Unit Category]]),0))*INDEX(Profiles[],MATCH(1,(Profiles[Month]=Supply[[#This Row],[Month]])*(Profiles[Hour Ending]=Supply[[#This Row],[Hour Ending]]),0),MATCH(Supply[[#This Row],[Unit Category]],Profiles[#Headers],0))","v":2500}]
[9,"Interchange",15,{"$f":"INDEX(NQC[NQC MW],MATCH(1,(NQC[Month]=Supply[[#This Row],[Month]])*(NQC[Unit Category]=Supply[[#This Row],[Unit Category]]),0))*INDEX(Profiles[],MATCH(1,(Profiles[Month]=Supply[[#This Row],[Month]])*(Profiles[Hour Ending]=Supply[[#This Row],[Hour Ending]]),0),MATCH(Supply[[#This Row],[Unit Category]],Profiles[#Headers],0))","v":2500}]
[9,"Interchange",16,{"$f":"INDEX(NQC[NQC MW],MATCH(1,(NQC[Month]=Supply[[#This Row],[Month]])*(NQC[Unit Category]=Supply[[#This Row],[Unit Category]]),0))*INDEX(Profiles[],MATCH(1,(Profiles[Month]=Supply[[#This Row],[Month]])*(Profiles[Hour Ending]=Supply[[#This Row],[Hour Ending]]),0),MATCH(Supply[[#This Row],[Unit Category]],Profiles[#Headers],0))","v":2500}]
[9,"Interchange",17,{"$f":"INDEX(NQC[NQC MW],MATCH(1,(NQC[Month]=Supply[[#This Row],[Month]])*(NQC[Unit Category]=Supply[[#This Row],[Unit Category]]),0))*INDEX(Profiles[],MATCH(1,(Profiles[Month]=Supply[[#This Row],[Month]])*(Profiles[Hour Ending]=Supply[[#This Row],[Hour Ending]]),0),MATCH(Supply[[#This Row],[Unit Category]],Profiles[#Headers],0))","v":2500}]
[9,"Interchange",18,{"$f":"INDEX(NQC[NQC MW],MATCH(1,(NQC[Month]=Supply[[#This Row],[Month]])*(NQC[Unit Category]=Supply[[#This Row],[Unit Category]]),0))*INDEX(Profiles[],MATCH(1,(Profiles[Month]=Supply[[#This Row],[Month]])*(Profiles[Hour Ending]=Supply[[#This Row],[Hour Ending]]),0),MATCH(Supply[[#This Row],[Unit Category]],Profiles[#Headers],0))","v":2500}]
[9,"Interchange",19,{"$f":"INDEX(NQC[NQC MW],MATCH(1,(NQC[Month]=Supply[[#This Row],[Month]])*(NQC[Unit Category]=Supply[[#This Row],[Unit Category]]),0))*INDEX(Profiles[],MATCH(1,(Profiles[Month]=Supply[[#This Row],[Month]])*(Profiles[Hour Ending]=Supply[[#This Row],[Hour Ending]]),0),MATCH(Supply[[#This Row],[Unit Category]],Profiles[#Headers],0))","v":2500}]
[9,"Interchange",20,{"$f":"INDEX(NQC[NQC MW],MATCH(1,(NQC[Month]=Supply[[#This Row],[Month]])*(NQC[Unit Category]=Supply[[#This Row],[Unit Category]]),0))*INDEX(Profiles[],MATCH(1,(Profiles[Month]=Supply[[#This Row],[Month]])*(Profiles[Hour Ending]=Supply[[#This Row],[Hour Ending]]),0),MATCH(Supply[[#This Row],[Unit Category]],Profiles[#Headers],0))","v":2500}]
[9,"Interchange",21,{"$f":"INDEX(NQC[NQC MW],MATCH(1,(NQC[Month]=Supply[[#This Row],[Month]])*(NQC[Unit Category]=Supply[[#This Row],[Unit Category]]),0))*INDEX(Profiles[],MATCH(1,(Profiles[Month]=Supply[[#This Row],[Month]])*(Profiles[Hour Ending]=Supply[[#This Row],[Hour Ending]]),0),MATCH(Supply[[#This Row],[Unit Category]],Profiles[#Headers],0))","v":2500}]
[9,"Interchange",22,{"$f":"INDEX(NQC[NQC MW],MATCH(1,(NQC[Month]=Supply[[#This Row],[Month]])*(NQC[Unit Category]=Supply[[#This Row],[Unit Category]]),0))*INDEX(Profiles[],MATCH(1,(Profiles[Month]=Supply[[#This Row],[Month]])*(Profiles[Hour Ending]=Supply[[#This Row],[Hour Ending]]),0),MATCH(Supply[[#This Row],[Unit Category]],Profiles[#Headers],0))","v":2500}]
[9,"Interchange",23,{"$f":"INDEX(NQC[NQC MW],MATCH(1,(NQC[Month]=Supply[[#This Row],[Month]])*(NQC[Unit Category]=Supply[[#This Row],[Unit Category]]),0))*INDEX(Profiles[],MATCH(1,(Profiles[Month]=Supply[[#This Row],[Month]])*(Profiles[Hour Ending]=Supply[[#This Row],[Hour Ending]]),0),MATCH(Supply[[#This Row],[Unit Category]],Profiles[#Headers],0))","v":2500}]
[9,"Interchange",24,{"$f":"INDEX(NQC[NQC MW],MATCH(1,(NQC[Month]=Supply[[#This Row],[Month]])*(NQC[Unit Category]=Supply[[#This Row],[Unit Category]]),0))*INDEX(Profiles[],MATCH(1,(Profiles[Month]=Supply[[#This Row],[Month]])*(Profiles[Hour Ending]=Supply[[#This Row],[Hour Ending]]),0),MATCH(Supply[[#This Row],[Unit Category]],Profiles[#Headers],0))","v":2500}]
[9,"Nuclear",1,{"$f":"INDEX(NQC[NQC MW],MATCH(1,(NQC[Month]=Supply[[#This Row],[Month]])*(NQC[Unit Category]=Supply[[#This Row],[Unit Category]]),0))*INDEX(Profiles[],MATCH(1,(Profiles[Month]=Supply[[#This Row],[Month]])*(Profiles[Hour Ending]=Supply[[#This Row],[Hour Ending]]),0),MATCH(Supply[[#This Row],[Unit Category]],Profiles[#Headers],0))","v":2280}]
[9,"Nuclear",2,{"$f":"INDEX(NQC[NQC MW],MATCH(1,(NQC[Month]=Supply[[#This Row],[Month]])*(NQC[Unit Category]=Supply[[#This Row],[Unit Category]]),0))*INDEX(Profiles[],MATCH(1,(Profiles[Month]=Supply[[#This Row],[Month]])*(Profiles[Hour Ending]=Supply[[#This Row],[Hour Ending]]),0),MATCH(Supply[[#This Row],[Unit Category]],Profiles[#Headers],0))","v":2280}]
[9,"Nuclear",3,{"$f":"INDEX(NQC[NQC MW],MATCH(1,(NQC[Month]=Supply[[#This Row],[Month]])*(NQC[Unit Category]=Supply[[#This Row],[Unit Category]]),0))*INDEX(Profiles[],MATCH(1,(Profiles[Month]=Supply[[#This Row],[Month]])*(Profiles[Hour Ending]=Supply[[#This Row],[Hour Ending]]),0),MATCH(Supply[[#This Row],[Unit Category]],Profiles[#Headers],0))","v":2280}]
[9,"Nuclear",4,{"$f":"INDEX(NQC[NQC MW],MATCH(1,(NQC[Month]=Supply[[#This Row],[Month]])*(NQC[Unit Category]=Supply[[#This Row],[Unit Category]]),0))*INDEX(Profiles[],MATCH(1,(Profiles[Month]=Supply[[#This Row],[Month]])*(Profiles[Hour Ending]=Supply[[#This Row],[Hour Ending]]),0),MATCH(Supply[[#This Row],[Unit Category]],Profiles[#Headers],0))","v":2280}]
[9,"Nuclear",5,{"$f":"INDEX(NQC[NQC MW],MATCH(1,(NQC[Month]=Supply[[#This Row],[Month]])*(NQC[Unit Category]=Supply[[#This Row],[Unit Category]]),0))*INDEX(Profiles[],MATCH(1,(Profiles[Month]=Supply[[#This Row],[Month]])*(Profiles[Hour Ending]=Supply[[#This Row],[Hour Ending]]),0),MATCH(Supply[[#This Row],[Unit Category]],Profiles[#Headers],0))","v":2280}]
[9,"Nuclear",6,{"$f":"INDEX(NQC[NQC MW],MATCH(1,(NQC[Month]=Supply[[#This Row],[Month]])*(NQC[Unit Category]=Supply[[#This Row],[Unit Category]]),0))*INDEX(Profiles[],MATCH(1,(Profiles[Month]=Supply[[#This Row],[Month]])*(Profiles[Hour Ending]=Supply[[#This Row],[Hour Ending]]),0),MATCH(Supply[[#This Row],[Unit Category]],Profiles[#Headers],0))","v":2280}]
[9,"Nuclear",7,{"$f":"INDEX(NQC[NQC MW],MATCH(1,(NQC[Month]=Supply[[#This Row],[Month]])*(NQC[Unit Category]=Supply[[#This Row],[Unit Category]]),0))*INDEX(Profiles[],MATCH(1,(Profiles[Month]=Supply[[#This Row],[Month]])*(Profiles[Hour Ending]=Supply[[#This Row],[Hour Ending]]),0),MATCH(Supply[[#This Row],[Unit Category]],Profiles[#Headers],0))","v":2280}]
[9,"Nuclear",8,{"$f":"INDEX(NQC[NQC MW],MATCH(1,(NQC[Month]=Supply[[#This Row],[Month]])*(NQC[Unit Category]=Supply[[#This Row],[Unit Category]]),0))*INDEX(Profiles[],MATCH(1,(Profiles[Month]=Supply[[#This Row],[Month]])*(Profiles[Hour Ending]=Supply[[#This Row],[Hour Ending]]),0),MATCH(Supply[[#This Row],[Unit Category]],Profiles[#Headers],0))","v":2280}]
[9,"Nuclear",9,{"$f":"INDEX(NQC[NQC MW],MATCH(1,(NQC[Month]=Supply[[#This Row],[Month]])*(NQC[Unit Category]=Supply[[#This Row],[Unit Category]]),0))*INDEX(Profiles[],MATCH(1,(Profiles[Month]=Supply[[#This Row],[Month]])*(Profiles[Hour Ending]=Supply[[#This Row],[Hour Ending]]),0),MATCH(Supply[[#This Row],[Unit Category]],Profiles[#Headers],0))","v":2280}]
[9,"Nuclear",10,{"$f":"INDEX(NQC[NQC MW],MATCH(1,(NQC[Month]=Supply[[#This Row],[Month]])*(NQC[Unit Category]=Supply[[#This Row],[Unit Category]]),0))*INDEX(Profiles[],MATCH(1,(Profiles[Month]=Supply[[#This Row],[Month]])*(Profiles[Hour Ending]=Supply[[#This Row],[Hour Ending]]),0),MATCH(Supply[[#This Row],[Unit Category]],Profiles[#Headers],0))","v":2280}]
[9,"Nuclear",11,{"$f":"INDEX(NQC[NQC MW],MATCH(1,(NQC[Month]=Supply[[#This Row],[Month]])*(NQC[Unit Category]=Supply[[#This Row],[Unit Category]]),0))*INDEX(Profiles[],MATCH(1,(Profiles[Month]=Supply[[#This Row],[Month]])*(Profiles[Hour Ending]=Supply[[#This Row],[Hour Ending]]),0),MATCH(Supply[[#This Row],[Unit Category]],Profiles[#Headers],0))","v":2280}]
[9,"Nuclear",12,{"$f":"INDEX(NQC[NQC MW],MATCH(1,(NQC[Month]=Supply[[#This Row],[Month]])*(NQC[Unit Category]=Supply[[#This Row],[Unit Category]]),0))*INDEX(Profiles[],MATCH(1,(Profiles[Month]=Supply[[#This Row],[Month]])*(Profiles[Hour Ending]=Supply[[#This Row],[Hour Ending]]),0),MATCH(Supply[[#This Row],[Unit Category]],Profiles[#Headers],0))","v":2280}]
[9,"Nuclear",13,{"$f":"INDEX(NQC[NQC MW],MATCH(1,(NQC[Month]=Supply[[#This Row],[Month]])*(NQC[Unit Category]=Supply[[#This Row],[Unit Category]]),0))*INDEX(Profiles[],MATCH(1,(Profiles[Month]=Supply[[#This Row],[Month]])*(Profiles[Hour Ending]=Supply[[#This Row],[Hour Ending]]),0),MATCH(Supply[[#This Row],[Unit Category]],Profiles[#Headers],0))","v":2280}]
[9,"Nuclear",14,{"$f":"INDEX(NQC[NQC MW],MATCH(1,(NQC[Month]=Supply[[#This Row],[Month]])*(NQC[Unit Category]=Supply[[#This Row],[Unit Category]]),0))*INDEX(Profiles[],MATCH(1,(Profiles[Month]=Supply[[#This Row],[Month]])*(Profiles[Hour Ending]=Supply[[#This Row],[Hour Ending]]),0),MATCH(Supply[[#This Row],[Unit Category]],Profiles[#Headers],0))","v":2280}]
[9,"Nuclear",15,{"$f":"INDEX(NQC[NQC MW],MATCH(1,(NQC[Month]=Supply[[#This Row],[Month]])*(NQC[Unit Category]=Supply[[#This Row],[Unit Category]]),0))*INDEX(Profiles[],MATCH(1,(Profiles[Month]=Supply[[#This Row],[Month]])*(Profiles[Hour Ending]=Supply[[#This Row],[Hour Ending]]),0),MATCH(Supply[[#This Row],[Unit Category]],Profiles[#Headers],0))","v":2280}]
[9,"Nuclear",16,{"$f":"INDEX(NQC[NQC MW],MATCH(1,(NQC[Month]=Supply[[#This Row],[Month]])*(NQC[Unit Category]=Supply[[#This Row],[Unit Category]]),0))*INDEX(Profiles[],MATCH(1,(Profiles[Month]=Supply[[#This Row],[Month]])*(Profiles[Hour Ending]=Supply[[#This Row],[Hour Ending]]),0),MATCH(Supply[[#This Row],[Unit Category]],Profiles[#Headers],0))","v":2280}]
[9,"Nuclear",17,{"$f":"INDEX(NQC[NQC MW],MATCH(1,(NQC[Month]=Supply[[#This Row],[Month]])*(NQC[Unit Category]=Supply[[#This Row],[Unit Category]]),0))*INDEX(Profiles[],MATCH(1,(Profiles[Month]=Supply[[#This Row],[Month]])*(Profiles[Hour Ending]=Supply[[#This Row],[Hour Ending]]),0),MATCH(Supply[[#This Row],[Unit Category]],Profiles[#Headers],0))","v":2280}]
[9,"Nuclear",18,{"$f":"INDEX(NQC[NQC MW],MATCH(1,(NQC[Month]=Supply[[#This Row],[Month]])*(NQC[Unit Category]=Supply[[#This Row],[Unit Category]]),0))*INDEX(Profiles[],MATCH(1,(Profiles[Month]=Supply[[#This Row],[Month]])*(Profiles[Hour Ending]=Supply[[#This Row],[Hour Ending]]),0),MATCH(Supply[[#This Row],[Unit Category]],Profiles[#Headers],0))","v":2280}]
[9,"Nuclear",19,{"$f":"INDEX(NQC[NQC MW],MATCH(1,(NQC[Month]=Supply[[#This Row],[Month]])*(NQC[Unit Category]=Supply[[#This Row],[Unit Category]]),0))*INDEX(Profiles[],MATCH(1,(Profiles[Month]=Supply[[#This Row],[Month]])*(Profiles[Hour Ending]=Supply[[#This Row],[Hour Ending]]),0),MATCH(Supply[[#This Row],[Unit Category]],Profiles[#Headers],0))","v":2280}]
[9,"Nuclear",20,{"$f":"INDEX(NQC[NQC MW],MATCH(1,(NQC[Month]=Supply[[#This Row],[Month]])*(NQC[Unit Category]=Supply[[#This Row],[Unit Category]]),0))*INDEX(Profiles[],MATCH(1,(Profiles[Month]=Supply[[#This Row],[Month]])*(Profiles[Hour Ending]=Supply[[#This Row],[Hour Ending]]),0),MATCH(Supply[[#This Row],[Unit Category]],Profiles[#Headers],0))","v":2280}]
[9,"Nuclear",21,{"$f":"INDEX(NQC[NQC MW],MATCH(1,(NQC[Month]=Supply[[#This Row],[Month]])*(NQC[Unit Category]=Supply[[#This Row],[Unit Category]]),0))*INDEX(Profiles[],MATCH(1,(Profiles[Month]=Supply[[#This Row],[Month]])*(Profiles[Hour Ending]=Supply[[#This Row],[Hour Ending]]),0),MATCH(Supply[[#This Row],[Unit Category]],Profiles[#Headers],0))","v":2280}]
[9,"Nuclear",22,{"$f":"INDEX(NQC[NQC MW],MATCH(1,(NQC[Month]=Supply[[#This Row],[Month]])*(NQC[Unit Category]=Supply[[#This Row],[Unit Category]]),0))*INDEX(Profiles[],MATCH(1,(Profiles[Month]=Supply[[#This Row],[Month]])*(Profiles[Hour Ending]=Supply[[#This Row],[Hour Ending]]),0),MATCH(Supply[[#This Row],[Unit Category]],Profiles[#Headers],0))","v":2280}]
[9,"Nuclear",23,{"$f":"INDEX(NQC[NQC MW],MATCH(1,(NQC[Month]=Supply[[#This Row],[Month]])*(NQC[Unit Category]=Supply[[#This Row],[Unit Category]]),0))*INDEX(Profiles[],MATCH(1,(Profiles[Month]=Supply[[#This Row],[Month]])*(Profiles[Hour Ending]=Supply[[#This Row],[Hour Ending]]),0),MATCH(Supply[[#This Row],[Unit Category]],Profiles[#Headers],0))","v":2280}]
[9,"Nuclear",24,{"$f":"INDEX(NQC[NQC MW],MATCH(1,(NQC[Month]=Supply[[#This Row],[Month]])*(NQC[Unit Category]=Supply[[#This Row],[Unit Category]]),0))*INDEX(Profiles[],MATCH(1,(Profiles[Month]=Supply[[#This Row],[Month]])*(Profiles[Hour Ending]=Supply[[#This Row],[Hour Ending]]),0),MATCH(Supply[[#This Row],[Unit Category]],Profiles[#Headers],0))","v":2280}]
[9,"PSH",1,{"$f":"INDEX(NQC[NQC MW],MATCH(1,(NQC[Month]=Supply[[#This Row],[Month]])*(NQC[Unit Category]=Supply[[#This Row],[Unit Category]]),0))*INDEX(Profiles[],MATCH(1,(Profiles[Month]=Supply[[#This Row],[Month]])*(Profiles[Hour Ending]=Supply[[#This Row],[Hour Ending]]),0),MATCH(Supply[[#This Row],[Unit Category]],Profiles[#Headers],0))","v":1457.03}]
[9,"PSH",2,{"$f":"INDEX(NQC[NQC MW],MATCH(1,(NQC[Month]=Supply[[#This Row],[Month]])*(NQC[Unit Category]=Supply[[#This Row],[Unit Category]]),0))*INDEX(Profiles[],MATCH(1,(Profiles[Month]=Supply[[#This Row],[Month]])*(Profiles[Hour Ending]=Supply[[#This Row],[Hour Ending]]),0),MATCH(Supply[[#This Row],[Unit Category]],Profiles[#Headers],0))","v":1457.03}]
[9,"PSH",3,{"$f":"INDEX(NQC[NQC MW],MATCH(1,(NQC[Month]=Supply[[#This Row],[Month]])*(NQC[Unit Category]=Supply[[#This Row],[Unit Category]]),0))*INDEX(Profiles[],MATCH(1,(Profiles[Month]=Supply[[#This Row],[Month]])*(Profiles[Hour Ending]=Supply[[#This Row],[Hour Ending]]),0),MATCH(Supply[[#This Row],[Unit Category]],Profiles[#Headers],0))","v":1457.03}]
[9,"PSH",4,{"$f":"INDEX(NQC[NQC MW],MATCH(1,(NQC[Month]=Supply[[#This Row],[Month]])*(NQC[Unit Category]=Supply[[#This Row],[Unit Category]]),0))*INDEX(Profiles[],MATCH(1,(Profiles[Month]=Supply[[#This Row],[Month]])*(Profiles[Hour Ending]=Supply[[#This Row],[Hour Ending]]),0),MATCH(Supply[[#This Row],[Unit Category]],Profiles[#Headers],0))","v":1457.03}]
[9,"PSH",5,{"$f":"INDEX(NQC[NQC MW],MATCH(1,(NQC[Month]=Supply[[#This Row],[Month]])*(NQC[Unit Category]=Supply[[#This Row],[Unit Category]]),0))*INDEX(Profiles[],MATCH(1,(Profiles[Month]=Supply[[#This Row],[Month]])*(Profiles[Hour Ending]=Supply[[#This Row],[Hour Ending]]),0),MATCH(Supply[[#This Row],[Unit Category]],Profiles[#Headers],0))","v":1457.03}]
[9,"PSH",6,{"$f":"INDEX(NQC[NQC MW],MATCH(1,(NQC[Month]=Supply[[#This Row],[Month]])*(NQC[Unit Category]=Supply[[#This Row],[Unit Category]]),0))*INDEX(Profiles[],MATCH(1,(Profiles[Month]=Supply[[#This Row],[Month]])*(Profiles[Hour Ending]=Supply[[#This Row],[Hour Ending]]),0),MATCH(Supply[[#This Row],[Unit Category]],Profiles[#Headers],0))","v":1457.03}]
[9,"PSH",7,{"$f":"INDEX(NQC[NQC MW],MATCH(1,(NQC[Month]=Supply[[#This Row],[Month]])*(NQC[Unit Category]=Supply[[#This Row],[Unit Category]]),0))*INDEX(Profiles[],MATCH(1,(Profiles[Month]=Supply[[#This Row],[Month]])*(Profiles[Hour Ending]=Supply[[#This Row],[Hour Ending]]),0),MATCH(Supply[[#This Row],[Unit Category]],Profiles[#Headers],0))","v":1457.03}]
[9,"PSH",8,{"$f":"INDEX(NQC[NQC MW],MATCH(1,(NQC[Month]=Supply[[#This Row],[Month]])*(NQC[Unit Category]=Supply[[#This Row],[Unit Category]]),0))*INDEX(Profiles[],MATCH(1,(Profiles[Month]=Supply[[#This Row],[Month]])*(Profiles[Hour Ending]=Supply[[#This Row],[Hour Ending]]),0),MATCH(Supply[[#This Row],[Unit Category]],Profiles[#Headers],0))","v":1457.03}]
[9,"PSH",9,{"$f":"INDEX(NQC[NQC MW],MATCH(1,(NQC[Month]=Supply[[#This Row],[Month]])*(NQC[Unit Category]=Supply[[#This Row],[Unit Category]]),0))*INDEX(Profiles[],MATCH(1,(Profiles[Month]=Supply[[#This Row],[Month]])*(Profiles[Hour Ending]=Supply[[#This Row],[Hour Ending]]),0),MATCH(Supply[[#This Row],[Unit Category]],Profiles[#Headers],0))","v":1457.03}]
[9,"PSH",10,{"$f":"INDEX(NQC[NQC MW],MATCH(1,(NQC[Month]=Supply[[#This Row],[Month]])*(NQC[Unit Category]=Supply[[#This Row],[Unit Category]]),0))*INDEX(Profiles[],MATCH(1,(Profiles[Month]=Supply[[#This Row],[Month]])*(Profiles[Hour Ending]=Supply[[#This Row],[Hour Ending]]),0),MATCH(Supply[[#This Row],[Unit Category]],Profiles[#Headers],0))","v":1457.03}]
[9,"PSH",11,{"$f":"INDEX(NQC[NQC MW],MATCH(1,(NQC[Month]=Supply[[#This Row],[Month]])*(NQC[Unit Category]=Supply[[#This Row],[Unit Category]]),0))*INDEX(Profiles[],MATCH(1,(Profiles[Month]=Supply[[#This Row],[Month]])*(Profiles[Hour Ending]=Supply[[#This Row],[Hour Ending]]),0),MATCH(Supply[[#This Row],[Unit Category]],Profiles[#Headers],0))","v":1457.03}]
[9,"PSH",12,{"$f":"INDEX(NQC[NQC MW],MATCH(1,(NQC[Month]=Supply[[#This Row],[Month]])*(NQC[Unit Category]=Supply[[#This Row],[Unit Category]]),0))*INDEX(Profiles[],MATCH(1,(Profiles[Month]=Supply[[#This Row],[Month]])*(Profiles[Hour Ending]=Supply[[#This Row],[Hour Ending]]),0),MATCH(Supply[[#This Row],[Unit Category]],Profiles[#Headers],0))","v":1457.03}]
[9,"PSH",13,{"$f":"INDEX(NQC[NQC MW],MATCH(1,(NQC[Month]=Supply[[#This Row],[Month]])*(NQC[Unit Category]=Supply[[#This Row],[Unit Category]]),0))*INDEX(Profiles[],MATCH(1,(Profiles[Month]=Supply[[#This Row],[Month]])*(Profiles[Hour Ending]=Supply[[#This Row],[Hour Ending]]),0),MATCH(Supply[[#This Row],[Unit Category]],Profiles[#Headers],0))","v":1457.03}]
[9,"PSH",14,{"$f":"INDEX(NQC[NQC MW],MATCH(1,(NQC[Month]=Supply[[#This Row],[Month]])*(NQC[Unit Category]=Supply[[#This Row],[Unit Category]]),0))*INDEX(Profiles[],MATCH(1,(Profiles[Month]=Supply[[#This Row],[Month]])*(Profiles[Hour Ending]=Supply[[#This Row],[Hour Ending]]),0),MATCH(Supply[[#This Row],[Unit Category]],Profiles[#Headers],0))","v":1457.03}]
[9,"PSH",15,{"$f":"INDEX(NQC[NQC MW],MATCH(1,(NQC[Month]=Supply[[#This Row],[Month]])*(NQC[Unit Category]=Supply[[#This Row],[Unit Category]]),0))*INDEX(Profiles[],MATCH(1,(Profiles[Month]=Supply[[#This Row],[Month]])*(Profiles[Hour Ending]=Supply[[#This Row],[Hour Ending]]),0),MATCH(Supply[[#This Row],[Unit Category]],Profiles[#Headers],0))","v":1457.03}]
[9,"PSH",16,{"$f":"INDEX(NQC[NQC MW],MATCH(1,(NQC[Month]=Supply[[#This Row],[Month]])*(NQC[Unit Category]=Supply[[#This Row],[Unit Category]]),0))*INDEX(Profiles[],MATCH(1,(Profiles[Month]=Supply[[#This Row],[Month]])*(Profiles[Hour Ending]=Supply[[#This Row],[Hour Ending]]),0),MATCH(Supply[[#This Row],[Unit Category]],Profiles[#Headers],0))","v":1457.03}]
[9,"PSH",17,{"$f":"INDEX(NQC[NQC MW],MATCH(1,(NQC[Month]=Supply[[#This Row],[Month]])*(NQC[Unit Category]=Supply[[#This Row],[Unit Category]]),0))*INDEX(Profiles[],MATCH(1,(Profiles[Month]=Supply[[#This Row],[Month]])*(Profiles[Hour Ending]=Supply[[#This Row],[Hour Ending]]),0),MATCH(Supply[[#This Row],[Unit Category]],Profiles[#Headers],0))","v":1457.03}]
[9,"PSH",18,{"$f":"INDEX(NQC[NQC MW],MATCH(1,(NQC[Month]=Supply[[#This Row],[Month]])*(NQC[Unit Category]=Supply[[#This Row],[Unit Category]]),0))*INDEX(Profiles[],MATCH(1,(Profiles[Month]=Supply[[#This Row],[Month]])*(Profiles[Hour Ending]=Supply[[#This Row],[Hour Ending]]),0),MATCH(Supply[[#This Row],[Unit Category]],Profiles[#Headers],0))","v":1457.03}]
[9,"PSH",19,{"$f":"INDEX(NQC[NQC MW],MATCH(1,(NQC[Month]=Supply[[#This Row],[Month]])*(NQC[Unit Category]=Supply[[#This Row],[Unit Category]]),0))*INDEX(Profiles[],MATCH(1,(Profiles[Month]=Supply[[#This Row],[Month]])*(Profiles[Hour Ending]=Supply[[#This Row],[Hour Ending]]),0),MATCH(Supply[[#This Row],[Unit Category]],Profiles[#Headers],0))","v":1457.03}]
[9,"PSH",20,{"$f":"INDEX(NQC[NQC MW],MATCH(1,(NQC[Month]=Supply[[#This Row],[Month]])*(NQC[Unit Category]=Supply[[#This Row],[Unit Category]]),0))*INDEX(Profiles[],MATCH(1,(Profiles[Month]=Supply[[#This Row],[Month]])*(Profiles[Hour Ending]=Supply[[#This Row],[Hour Ending]]),0),MATCH(Supply[[#This Row],[Unit Category]],Profiles[#Headers],0))","v":1457.03}]
[9,"PSH",21,{"$f":"INDEX(NQC[NQC MW],MATCH(1,(NQC[Month]=Supply[[#This Row],[Month]])*(NQC[Unit Category]=Supply[[#This Row],[Unit Category]]),0))*INDEX(Profiles[],MATCH(1,(Profiles[Month]=Supply[[#This Row],[Month]])*(Profiles[Hour Ending]=Supply[[#This Row],[Hour Ending]]),0),MATCH(Supply[[#This Row],[Unit Category]],Profiles[#Headers],0))","v":1457.03}]
[9,"PSH",22,{"$f":"INDEX(NQC[NQC MW],MATCH(1,(NQC[Month]=Supply[[#This Row],[Month]])*(NQC[Unit Category]=Supply[[#This Row],[Unit Category]]),0))*INDEX(Profiles[],MATCH(1,(Profiles[Month]=Supply[[#This Row],[Month]])*(Profiles[Hour Ending]=Supply[[#This Row],[Hour Ending]]),0),MATCH(Supply[[#This Row],[Unit Category]],Profiles[#Headers],0))","v":1457.03}]
[9,"PSH",23,{"$f":"INDEX(NQC[NQC MW],MATCH(1,(NQC[Month]=Supply[[#This Row],[Month]])*(NQC[Unit Category]=Supply[[#This Row],[Unit Category]]),0))*INDEX(Profiles[],MATCH(1,(Profiles[Month]=Supply[[#This Row],[Month]])*(Profiles[Hour Ending]=Supply[[#This Row],[Hour Ending]]),0),MATCH(Supply[[#This Row],[Unit Category]],Profiles[#Headers],0))","v":1457.03}]
[9,"PSH",24,{"$f":"INDEX(NQC[NQC MW],MATCH(1,(NQC[Month]=Supply[[#This Row],[Month]])*(NQC[Unit Category]=Supply[[#This Row],[Unit Category]]),0))*INDEX(Profiles[],MATCH(1,(Profiles[Month]=Supply[[#This Row],[Month]])*(Profiles[Hour Ending]=Supply[[#This Row],[Hour Ending]]),0),MATCH(Supply[[#This Row],[Unit Category]],Profiles[#Headers],0))","v":1457.03}]
[9,"Storage",1,{"$f":"INDEX(NQC[NQC MW],MATCH(1,(NQC[Month]=Supply[[#This Row],[Month]])*(NQC[Unit Category]=Supply[[#This Row],[Unit Category]]),0))*INDEX(Profiles[],MATCH(1,(Profiles[Month]=Supply[[#This Row],[Month]])*(Profiles[Hour Ending]=Supply[[#This Row],[Hour Ending]]),0),MATCH(Supply[[#This Row],[Unit Category]],Profiles[#Headers],0))","v":13822.58}]
[9,"Storage",2,{"$f":"INDEX(NQC[NQC MW],MATCH(1,(NQC[Month]=Supply[[#This Row],[Month]])*(NQC[Unit Category]=Supply[[#This Row],[Unit Category]]),0))*INDEX(Profiles[],MATCH(1,(Profiles[Month]=Supply[[#This Row],[Month]])*(Profiles[Hour Ending]=Supply[[#This Row],[Hour Ending]]),0),MATCH(Supply[[#This Row],[Unit Category]],Profiles[#Headers],0))","v":13822.58}]
[9,"Storage",3,{"$f":"INDEX(NQC[NQC MW],MATCH(1,(NQC[Month]=Supply[[#This Row],[Month]])*(NQC[Unit Category]=Supply[[#This Row],[Unit Category]]),0))*INDEX(Profiles[],MATCH(1,(Profiles[Month]=Supply[[#This Row],[Month]])*(Profiles[Hour Ending]=Supply[[#This Row],[Hour Ending]]),0),MATCH(Supply[[#This Row],[Unit Category]],Profiles[#Headers],0))","v":13822.58}]
[9,"Storage",4,{"$f":"INDEX(NQC[NQC MW],MATCH(1,(NQC[Month]=Supply[[#This Row],[Month]])*(NQC[Unit Category]=Supply[[#This Row],[Unit Category]]),0))*INDEX(Profiles[],MATCH(1,(Profiles[Month]=Supply[[#This Row],[Month]])*(Profiles[Hour Ending]=Supply[[#This Row],[Hour Ending]]),0),MATCH(Supply[[#This Row],[Unit Category]],Profiles[#Headers],0))","v":13822.58}]
[9,"Storage",5,{"$f":"INDEX(NQC[NQC MW],MATCH(1,(NQC[Month]=Supply[[#This Row],[Month]])*(NQC[Unit Category]=Supply[[#This Row],[Unit Category]]),0))*INDEX(Profiles[],MATCH(1,(Profiles[Month]=Supply[[#This Row],[Month]])*(Profiles[Hour Ending]=Supply[[#This Row],[Hour Ending]]),0),MATCH(Supply[[#This Row],[Unit Category]],Profiles[#Headers],0))","v":13822.58}]
[9,"Storage",6,{"$f":"INDEX(NQC[NQC MW],MATCH(1,(NQC[Month]=Supply[[#This Row],[Month]])*(NQC[Unit Category]=Supply[[#This Row],[Unit Category]]),0))*INDEX(Profiles[],MATCH(1,(Profiles[Month]=Supply[[#This Row],[Month]])*(Profiles[Hour Ending]=Supply[[#This Row],[Hour Ending]]),0),MATCH(Supply[[#This Row],[Unit Category]],Profiles[#Headers],0))","v":13822.58}]
[9,"Storage",7,{"$f":"INDEX(NQC[NQC MW],MATCH(1,(NQC[Month]=Supply[[#This Row],[Month]])*(NQC[Unit Category]=Supply[[#This Row],[Unit Category]]),0))*INDEX(Profiles[],MATCH(1,(Profiles[Month]=Supply[[#This Row],[Month]])*(Profiles[Hour Ending]=Supply[[#This Row],[Hour Ending]]),0),MATCH(Supply[[#This Row],[Unit Category]],Profiles[#Headers],0))","v":13822.58}]
[9,"Storage",8,{"$f":"INDEX(NQC[NQC MW],MATCH(1,(NQC[Month]=Supply[[#This Row],[Month]])*(NQC[Unit Category]=Supply[[#This Row],[Unit Category]]),0))*INDEX(Profiles[],MATCH(1,(Profiles[Month]=Supply[[#This Row],[Month]])*(Profiles[Hour Ending]=Supply[[#This Row],[Hour Ending]]),0),MATCH(Supply[[#This Row],[Unit Category]],Profiles[#Headers],0))","v":13822.58}]
[9,"Storage",9,{"$f":"INDEX(NQC[NQC MW],MATCH(1,(NQC[Month]=Supply[[#This Row],[Month]])*(NQC[Unit Category]=Supply[[#This Row],[Unit Category]]),0))*INDEX(Profiles[],MATCH(1,(Profiles[Month]=Supply[[#This Row],[Month]])*(Profiles[Hour Ending]=Supply[[#This Row],[Hour Ending]]),0),MATCH(Supply[[#This Row],[Unit Category]],Profiles[#Headers],0))","v":13822.58}]
[9,"Storage",10,{"$f":"INDEX(NQC[NQC MW],MATCH(1,(NQC[Month]=Supply[[#This Row],[Month]])*(NQC[Unit Category]=Supply[[#This Row],[Unit Category]]),0))*INDEX(Profiles[],MATCH(1,(Profiles[Month]=Supply[[#This Row],[Month]])*(Profiles[Hour Ending]=Supply[[#This Row],[Hour Ending]]),0),MATCH(Supply[[#This Row],[Unit Category]],Profiles[#Headers],0))","v":13822.58}]
[9,"Storage",11,{"$f":"INDEX(NQC[NQC MW],MATCH(1,(NQC[Month]=Supply[[#This Row],[Month]])*(NQC[Unit Category]=Supply[[#This Row],[Unit Category]]),0))*INDEX(Profiles[],MATCH(1,(Profiles[Month]=Supply[[#This Row],[Month]])*(Profiles[Hour Ending]=Supply[[#This Row],[Hour Ending]]),0),MATCH(Supply[[#This Row],[Unit Category]],Profiles[#Headers],0))","v":13822.58}]
[9,"Storage",12,{"$f":"INDEX(NQC[NQC MW],MATCH(1,(NQC[Month]=Supply[[#This Row],[Month]])*(NQC[Unit Category]=Supply[[#This Row],[Unit Category]]),0))*INDEX(Profiles[],MATCH(1,(Profiles[Month]=Supply[[#This Row],[Month]])*(Profiles[Hour Ending]=Supply[[#This Row],[Hour Ending]]),0),MATCH(Supply[[#This Row],[Unit Category]],Profiles[#Headers],0))","v":13822.58}]
[9,"Storage",13,{"$f":"INDEX(NQC[NQC MW],MATCH(1,(NQC[Month]=Supply[[#This Row],[Month]])*(NQC[Unit Category]=Supply[[#This Row],[Unit Category]]),0))*INDEX(Profiles[],MATCH(1,(Profiles[Month]=Supply[[#This Row],[Month]])*(Profiles[Hour Ending]=Supply[[#This Row],[Hour Ending]]),0),MATCH(Supply[[#This Row],[Unit Category]],Profiles[#Headers],0))","v":13822.58}]
[9,"Storage",14,{"$f":"INDEX(NQC[NQC MW],MATCH(1,(NQC[Month]=Supply[[#This Row],[Month]])*(NQC[Unit Category]=Supply[[#This Row],[Unit Category]]),0))*INDEX(Profiles[],MATCH(1,(Profiles[Month]=Supply[[#This Row],[Month]])*(Profiles[Hour Ending]=Supply[[#This Row],[Hour Ending]]),0),MATCH(Supply[[#This Row],[Unit Category]],Profiles[#Headers],0))","v":13822.58}]
[9,"Storage",15,{"$f":"INDEX(NQC[NQC MW],MATCH(1,(NQC[Month]=Supply[[#This Row],[Month]])*(NQC[Unit Category]=Supply[[#This Row],[Unit Category]]),0))*INDEX(Profiles[],MATCH(1,(Profiles[Month]=Supply[[#This Row],[Month]])*(Profiles[Hour Ending]=Supply[[#This Row],[Hour Ending]]),0),MATCH(Supply[[#This Row],[Unit Category]],Profiles[#Headers],0))","v":13822.58}]
[9,"Storage",16,{"$f":"INDEX(NQC[NQC MW],MATCH(1,(NQC[Month]=Supply[[#This Row],[Month]])*(NQC[Unit Category]=Supply[[#This Row],[Unit Category]]),0))*INDEX(Profiles[],MATCH(1,(Profiles[Month]=Supply[[#This Row],[Month]])*(Profiles[Hour Ending]=Supply[[#This Row],[Hour Ending]]),0),MATCH(Supply[[#This Row],[Unit Category]],Profiles[#Headers],0))","v":13822.58}]
[9,"Storage",17,{"$f":"INDEX(NQC[NQC MW],MATCH(1,(NQC[Month]=Supply[[#This Row],[Month]])*(NQC[Unit Category]=Supply[[#This Row],[Unit Category]]),0))*INDEX(Profiles[],MATCH(1,(Profiles[Month]=Supply[[#This Row],[Month]])*(Profiles[Hour Ending]=Supply[[#This Row],[Hour Ending]]),0),MATCH(Supply[[#This Row],[Unit Category]],Profiles[#Headers],0))","v":13822.58}]
[9,"Storage",18,{"$f":"INDEX(NQC[NQC MW],MATCH(1,(NQC[Month]=Supply[[#This Row],[Month]])*(NQC[Unit Category]=Supply[[#This Row],[Unit Category]]),0))*INDEX(Profiles[],MATCH(1,(Profiles[Month]=Supply[[#This Row],[Month]])*(Profiles[Hour Ending]=Supply[[#This Row],[Hour Ending]]),0),MATCH(Supply[[#This Row],[Unit Category]],Profiles[#Headers],0))","v":13822.58}]
[9,"Storage",19,{"$f":"INDEX(NQC[NQC MW],MATCH(1,(NQC[Month]=Supply[[#This Row],[Month]])*(NQC[Unit Category]=Supply[[#This Row],[Unit Category]]),0))*INDEX(Profiles[],MATCH(1,(Profiles[Month]=Supply[[#This Row],[Month]])*(Profiles[Hour Ending]=Supply[[#This Row],[Hour Ending]]),0),MATCH(Supply[[#This Row],[Unit Category]],Profiles[#Headers],0))","v":13822.58}]
[9,"Storage",20,{"$f":"INDEX(NQC[NQC MW],MATCH(1,(NQC[Month]=Supply[[#This Row],[Month]])*(NQC[Unit Category]=Supply[[#This Row],[Unit Category]]),0))*INDEX(Profiles[],MATCH(1,(Profiles[Month]=Supply[[#This Row],[Month]])*(Profiles[Hour Ending]=Supply[[#This Row],[Hour Ending]]),0),MATCH(Supply[[#This Row],[Unit Category]],Profiles[#Headers],0))","v":13822.58}]
[9,"Storage",21,{"$f":"INDEX(NQC[NQC MW],MATCH(1,(NQC[Month]=Supply[[#This Row],[Month]])*(NQC[Unit Category]=Supply[[#This Row],[Unit Category]]),0))*INDEX(Profiles[],MATCH(1,(Profiles[Month]=Supply[[#This Row],[Month]])*(Profiles[Hour Ending]=Supply[[#This Row],[Hour Ending]]),0),MATCH(Supply[[#This Row],[Unit Category]],Profiles[#Headers],0))","v":13822.58}]
[9,"Storage",22,{"$f":"INDEX(NQC[NQC MW],MATCH(1,(NQC[Month]=Supply[[#This Row],[Month]])*(NQC[Unit Category]=Supply[[#This Row],[Unit Category]]),0))*INDEX(Profiles[],MATCH(1,(Profiles[Month]=Supply[[#This Row],[Month]])*(Profiles[Hour Ending]=Supply[[#This Row],[Hour Ending]]),0),MATCH(Supply[[#This Row],[Unit Category]],Profiles[#Headers],0))","v":13822.58}]
[9,"Storage",23,{"$f":"INDEX(NQC[NQC MW],MATCH(1,(NQC[Month]=Supply[[#This Row],[Month]])*(NQC[Unit Category]=Supply[[#This Row],[Unit Category]]),0))*INDEX(Profiles[],MATCH(1,(Profiles[Month]=Supply[[#This Row],[Month]])*(Profiles[Hour Ending]=Supply[[#This Row],[Hour Ending]]),0),MATCH(Supply[[#This Row],[Unit Category]],Profiles[#Headers],0))","v":13822.58}]
[9,"Storage",24,{"$f":"INDEX(NQC[NQC MW],MATCH(1,(NQC[Month]=Supply[[#This Row],[Month]])*(NQC[Unit Category]=Supply[[#This Row],[Unit Category]]),0))*INDEX(Profiles[],MATCH(1,(Profiles[Month]=Supply[[#This Row],[Month]])*(Profiles[Hour Ending]=Supply[[#This Row],[Hour Ending]]),0),MATCH(Supply[[#This Row],[Unit Category]],Profiles[#Headers],0))","v":13822.58}]
[9,"Solar Fixed_Norcal",1,{"$f":"INDEX(NQC[NQC MW],MATCH(1,(NQC[Month]=Supply[[#This Row],[Month]])*(NQC[Unit Category]=Supply[[#This Row],[Unit Category]]),0))*INDEX(Profiles[],MATCH(1,(Profiles[Month]=Supply[[#This Row],[Month]])*(Profiles[Hour Ending]=Supply[[#This Row],[Hour Ending]]),0),MATCH(Supply[[#This Row],[Unit Category]],Profiles[#Headers],0))","v":0}]
[9,"Solar Fixed_Norcal",2,{"$f":"INDEX(NQC[NQC MW],MATCH(1,(NQC[Month]=Supply[[#This Row],[Month]])*(NQC[Unit Category]=Supply[[#This Row],[Unit Category]]),0))*INDEX(Profiles[],MATCH(1,(Profiles[Month]=Supply[[#This Row],[Month]])*(Profiles[Hour Ending]=Supply[[#This Row],[Hour Ending]]),0),MATCH(Supply[[#This Row],[Unit Category]],Profiles[#Headers],0))","v":0}]
[9,"Solar Fixed_Norcal",3,{"$f":"INDEX(NQC[NQC MW],MATCH(1,(NQC[Month]=Supply[[#This Row],[Month]])*(NQC[Unit Category]=Supply[[#This Row],[Unit Category]]),0))*INDEX(Profiles[],MATCH(1,(Profiles[Month]=Supply[[#This Row],[Month]])*(Profiles[Hour Ending]=Supply[[#This Row],[Hour Ending]]),0),MATCH(Supply[[#This Row],[Unit Category]],Profiles[#Headers],0))","v":0}]
[9,"Solar Fixed_Norcal",4,{"$f":"INDEX(NQC[NQC MW],MATCH(1,(NQC[Month]=Supply[[#This Row],[Month]])*(NQC[Unit Category]=Supply[[#This Row],[Unit Category]]),0))*INDEX(Profiles[],MATCH(1,(Profiles[Month]=Supply[[#This Row],[Month]])*(Profiles[Hour Ending]=Supply[[#This Row],[Hour Ending]]),0),MATCH(Supply[[#This Row],[Unit Category]],Profiles[#Headers],0))","v":0}]
[9,"Solar Fixed_Norcal",5,{"$f":"INDEX(NQC[NQC MW],MATCH(1,(NQC[Month]=Supply[[#This Row],[Month]])*(NQC[Unit Category]=Supply[[#This Row],[Unit Category]]),0))*INDEX(Profiles[],MATCH(1,(Profiles[Month]=Supply[[#This Row],[Month]])*(Profiles[Hour Ending]=Supply[[#This Row],[Hour Ending]]),0),MATCH(Supply[[#This Row],[Unit Category]],Profiles[#Headers],0))","v":0}]
[9,"Solar Fixed_Norcal",6,{"$f":"INDEX(NQC[NQC MW],MATCH(1,(NQC[Month]=Supply[[#This Row],[Month]])*(NQC[Unit Category]=Supply[[#This Row],[Unit Category]]),0))*INDEX(Profiles[],MATCH(1,(Profiles[Month]=Supply[[#This Row],[Month]])*(Profiles[Hour Ending]=Supply[[#This Row],[Hour Ending]]),0),MATCH(Supply[[#This Row],[Unit Category]],Profiles[#Headers],0))","v":1.4177160188625848}]
[9,"Solar Fixed_Norcal",7,{"$f":"INDEX(NQC[NQC MW],MATCH(1,(NQC[Month]=Supply[[#This Row],[Month]])*(NQC[Unit Category]=Supply[[#This Row],[Unit Category]]),0))*INDEX(Profiles[],MATCH(1,(Profiles[Month]=Supply[[#This Row],[Month]])*(Profiles[Hour Ending]=Supply[[#This Row],[Hour Ending]]),0),MATCH(Supply[[#This Row],[Unit Category]],Profiles[#Headers],0))","v":253.14805792094958}]
[9,"Solar Fixed_Norcal",8,{"$f":"INDEX(NQC[NQC MW],MATCH(1,(NQC[Month]=Supply[[#This Row],[Month]])*(NQC[Unit Category]=Supply[[#This Row],[Unit Category]]),0))*INDEX(Profiles[],MATCH(1,(Profiles[Month]=Supply[[#This Row],[Month]])*(Profiles[Hour Ending]=Supply[[#This Row],[Hour Ending]]),0),MATCH(Supply[[#This Row],[Unit Category]],Profiles[#Headers],0))","v":968.23315741807403}]
[9,"Solar Fixed_Norcal",9,{"$f":"INDEX(NQC[NQC MW],MATCH(1,(NQC[Month]=Supply[[#This Row],[Month]])*(NQC[Unit Category]=Supply[[#This Row],[Unit Category]]),0))*INDEX(Profiles[],MATCH(1,(Profiles[Month]=Supply[[#This Row],[Month]])*(Profiles[Hour Ending]=Supply[[#This Row],[Hour Ending]]),0),MATCH(Supply[[#This Row],[Unit Category]],Profiles[#Headers],0))","v":1392.0673259073396}]
[9,"Solar Fixed_Norcal",10,{"$f":"INDEX(NQC[NQC MW],MATCH(1,(NQC[Month]=Supply[[#This Row],[Month]])*(NQC[Unit Category]=Supply[[#This Row],[Unit Category]]),0))*INDEX(Profiles[],MATCH(1,(Profiles[Month]=Supply[[#This Row],[Month]])*(Profiles[Hour Ending]=Supply[[#This Row],[Hour Ending]]),0),MATCH(Supply[[#This Row],[Unit Category]],Profiles[#Headers],0))","v":1559.7555374738863}]
[9,"Solar Fixed_Norcal",11,{"$f":"INDEX(NQC[NQC MW],MATCH(1,(NQC[Month]=Supply[[#This Row],[Month]])*(NQC[Unit Category]=Supply[[#This Row],[Unit Category]]),0))*INDEX(Profiles[],MATCH(1,(Profiles[Month]=Supply[[#This Row],[Month]])*(Profiles[Hour Ending]=Supply[[#This Row],[Hour Ending]]),0),MATCH(Supply[[#This Row],[Unit Category]],Profiles[#Headers],0))","v":1646.6737038416911}]
[9,"Solar Fixed_Norcal",12,{"$f":"INDEX(NQC[NQC MW],MATCH(1,(NQC[Month]=Supply[[#This Row],[Month]])*(NQC[Unit Category]=Supply[[#This Row],[Unit Category]]),0))*INDEX(Profiles[],MATCH(1,(Profiles[Month]=Supply[[#This Row],[Month]])*(Profiles[Hour Ending]=Supply[[#This Row],[Hour Ending]]),0),MATCH(Supply[[#This Row],[Unit Category]],Profiles[#Headers],0))","v":1671.5056255865557}]
[9,"Solar Fixed_Norcal",13,{"$f":"INDEX(NQC[NQC MW],MATCH(1,(NQC[Month]=Supply[[#This Row],[Month]])*(NQC[Unit Category]=Supply[[#This Row],[Unit Category]]),0))*INDEX(Profiles[],MATCH(1,(Profiles[Month]=Supply[[#This Row],[Month]])*(Profiles[Hour Ending]=Supply[[#This Row],[Hour Ending]]),0),MATCH(Supply[[#This Row],[Unit Category]],Profiles[#Headers],0))","v":1659.7045539549442}]
[9,"Solar Fixed_Norcal",14,{"$f":"INDEX(NQC[NQC MW],MATCH(1,(NQC[Month]=Supply[[#This Row],[Month]])*(NQC[Unit Category]=Supply[[#This Row],[Unit Category]]),0))*INDEX(Profiles[],MATCH(1,(Profiles[Month]=Supply[[#This Row],[Month]])*(Profiles[Hour Ending]=Supply[[#This Row],[Hour Ending]]),0),MATCH(Supply[[#This Row],[Unit Category]],Profiles[#Headers],0))","v":1632.7004892232667}]
[9,"Solar Fixed_Norcal",15,{"$f":"INDEX(NQC[NQC MW],MATCH(1,(NQC[Month]=Supply[[#This Row],[Month]])*(NQC[Unit Category]=Supply[[#This Row],[Unit Category]]),0))*INDEX(Profiles[],MATCH(1,(Profiles[Month]=Supply[[#This Row],[Month]])*(Profiles[Hour Ending]=Supply[[#This Row],[Hour Ending]]),0),MATCH(Supply[[#This Row],[Unit Category]],Profiles[#Headers],0))","v":1549.7308166447697}]
[9,"Solar Fixed_Norcal",16,{"$f":"INDEX(NQC[NQC MW],MATCH(1,(NQC[Month]=Supply[[#This Row],[Month]])*(NQC[Unit Category]=Supply[[#This Row],[Unit Category]]),0))*INDEX(Profiles[],MATCH(1,(Profiles[Month]=Supply[[#This Row],[Month]])*(Profiles[Hour Ending]=Supply[[#This Row],[Hour Ending]]),0),MATCH(Supply[[#This Row],[Unit Category]],Profiles[#Headers],0))","v":1337.5474110710056}]
[9,"Solar Fixed_Norcal",17,{"$f":"INDEX(NQC[NQC MW],MATCH(1,(NQC[Month]=Supply[[#This Row],[Month]])*(NQC[Unit Category]=Supply[[#This Row],[Unit Category]]),0))*INDEX(Profiles[],MATCH(1,(Profiles[Month]=Supply[[#This Row],[Month]])*(Profiles[Hour Ending]=Supply[[#This Row],[Hour Ending]]),0),MATCH(Supply[[#This Row],[Unit Category]],Profiles[#Headers],0))","v":815.52599783725589}]
[9,"Solar Fixed_Norcal",18,{"$f":"INDEX(NQC[NQC MW],MATCH(1,(NQC[Month]=Supply[[#This Row],[Month]])*(NQC[Unit Category]=Supply[[#This Row],[Unit Category]]),0))*INDEX(Profiles[],MATCH(1,(Profiles[Month]=Supply[[#This Row],[Month]])*(Profiles[Hour Ending]=Supply[[#This Row],[Hour Ending]]),0),MATCH(Supply[[#This Row],[Unit Category]],Profiles[#Headers],0))","v":176.19350378953152}]
[9,"Solar Fixed_Norcal",19,{"$f":"INDEX(NQC[NQC MW],MATCH(1,(NQC[Month]=Supply[[#This Row],[Month]])*(NQC[Unit Category]=Supply[[#This Row],[Unit Category]]),0))*INDEX(Profiles[],MATCH(1,(Profiles[Month]=Supply[[#This Row],[Month]])*(Profiles[Hour Ending]=Supply[[#This Row],[Hour Ending]]),0),MATCH(Supply[[#This Row],[Unit Category]],Profiles[#Headers],0))","v":0.48122170657635582}]
[9,"Solar Fixed_Norcal",20,{"$f":"INDEX(NQC[NQC MW],MATCH(1,(NQC[Month]=Supply[[#This Row],[Month]])*(NQC[Unit Category]=Supply[[#This Row],[Unit Category]]),0))*INDEX(Profiles[],MATCH(1,(Profiles[Month]=Supply[[#This Row],[Month]])*(Profiles[Hour Ending]=Supply[[#This Row],[Hour Ending]]),0),MATCH(Supply[[#This Row],[Unit Category]],Profiles[#Headers],0))","v":0}]
[9,"Solar Fixed_Norcal",21,{"$f":"INDEX(NQC[NQC MW],MATCH(1,(NQC[Month]=Supply[[#This Row],[Month]])*(NQC[Unit Category]=Supply[[#This Row],[Unit Category]]),0))*INDEX(Profiles[],MATCH(1,(Profiles[Month]=Supply[[#This Row],[Month]])*(Profiles[Hour Ending]=Supply[[#This Row],[Hour Ending]]),0),MATCH(Supply[[#This Row],[Unit Category]],Profiles[#Headers],0))","v":0}]
[9,"Solar Fixed_Norcal",22,{"$f":"INDEX(NQC[NQC MW],MATCH(1,(NQC[Month]=Supply[[#This Row],[Month]])*(NQC[Unit Category]=Supply[[#This Row],[Unit Category]]),0))*INDEX(Profiles[],MATCH(1,(Profiles[Month]=Supply[[#This Row],[Month]])*(Profiles[Hour Ending]=Supply[[#This Row],[Hour Ending]]),0),MATCH(Supply[[#This Row],[Unit Category]],Profiles[#Headers],0))","v":0}]
[9,"Solar Fixed_Norcal",23,{"$f":"INDEX(NQC[NQC MW],MATCH(1,(NQC[Month]=Supply[[#This Row],[Month]])*(NQC[Unit Category]=Supply[[#This Row],[Unit Category]]),0))*INDEX(Profiles[],MATCH(1,(Profiles[Month]=Supply[[#This Row],[Month]])*(Profiles[Hour Ending]=Supply[[#This Row],[Hour Ending]]),0),MATCH(Supply[[#This Row],[Unit Category]],Profiles[#Headers],0))","v":0}]
[9,"Solar Fixed_Norcal",24,{"$f":"INDEX(NQC[NQC MW],MATCH(1,(NQC[Month]=Supply[[#This Row],[Month]])*(NQC[Unit Category]=Supply[[#This Row],[Unit Category]]),0))*INDEX(Profiles[],MATCH(1,(Profiles[Month]=Supply[[#This Row],[Month]])*(Profiles[Hour Ending]=Supply[[#This Row],[Hour Ending]]),0),MATCH(Supply[[#This Row],[Unit Category]],Profiles[#Headers],0))","v":0}]
[9,"Solar Fixed_Socal",1,{"$f":"INDEX(NQC[NQC MW],MATCH(1,(NQC[Month]=Supply[[#This Row],[Month]])*(NQC[Unit Category]=Supply[[#This Row],[Unit Category]]),0))*INDEX(Profiles[],MATCH(1,(Profiles[Month]=Supply[[#This Row],[Month]])*(Profiles[Hour Ending]=Supply[[#This Row],[Hour Ending]]),0),MATCH(Supply[[#This Row],[Unit Category]],Profiles[#Headers],0))","v":8.1579864597025008E-3}]
[9,"Solar Fixed_Socal",2,{"$f":"INDEX(NQC[NQC MW],MATCH(1,(NQC[Month]=Supply[[#This Row],[Month]])*(NQC[Unit Category]=Supply[[#This Row],[Unit Category]]),0))*INDEX(Profiles[],MATCH(1,(Profiles[Month]=Supply[[#This Row],[Month]])*(Profiles[Hour Ending]=Supply[[#This Row],[Hour Ending]]),0),MATCH(Supply[[#This Row],[Unit Category]],Profiles[#Headers],0))","v":4.6364664257704091E-3}]
[9,"Solar Fixed_Socal",3,{"$f":"INDEX(NQC[NQC MW],MATCH(1,(NQC[Month]=Supply[[#This Row],[Month]])*(NQC[Unit Category]=Supply[[#This Row],[Unit Category]]),0))*INDEX(Profiles[],MATCH(1,(Profiles[Month]=Supply[[#This Row],[Month]])*(Profiles[Hour Ending]=Supply[[#This Row],[Hour Ending]]),0),MATCH(Supply[[#This Row],[Unit Category]],Profiles[#Headers],0))","v":1.9039938658133601E-3}]
[9,"Solar Fixed_Socal",4,{"$f":"INDEX(NQC[NQC MW],MATCH(1,(NQC[Month]=Supply[[#This Row],[Month]])*(NQC[Unit Category]=Supply[[#This Row],[Unit Category]]),0))*INDEX(Profiles[],MATCH(1,(Profiles[Month]=Supply[[#This Row],[Month]])*(Profiles[Hour Ending]=Supply[[#This Row],[Hour Ending]]),0),MATCH(Supply[[#This Row],[Unit Category]],Profiles[#Headers],0))","v":-5.8494779295829348E-4}]
[9,"Solar Fixed_Socal",5,{"$f":"INDEX(NQC[NQC MW],MATCH(1,(NQC[Month]=Supply[[#This Row],[Month]])*(NQC[Unit Category]=Supply[[#This Row],[Unit Category]]),0))*INDEX(Profiles[],MATCH(1,(Profiles[Month]=Supply[[#This Row],[Month]])*(Profiles[Hour Ending]=Supply[[#This Row],[Hour Ending]]),0),MATCH(Supply[[#This Row],[Unit Category]],Profiles[#Headers],0))","v":-6.0290503827540936E-4}]
[9,"Solar Fixed_Socal",6,{"$f":"INDEX(NQC[NQC MW],MATCH(1,(NQC[Month]=Supply[[#This Row],[Month]])*(NQC[Unit Category]=Supply[[#This Row],[Unit Category]]),0))*INDEX(Profiles[],MATCH(1,(Profiles[Month]=Supply[[#This Row],[Month]])*(Profiles[Hour Ending]=Supply[[#This Row],[Hour Ending]]),0),MATCH(Supply[[#This Row],[Unit Category]],Profiles[#Headers],0))","v":38.038640967823987}]
[9,"Solar Fixed_Socal",7,{"$f":"INDEX(NQC[NQC MW],MATCH(1,(NQC[Month]=Supply[[#This Row],[Month]])*(NQC[Unit Category]=Supply[[#This Row],[Unit Category]]),0))*INDEX(Profiles[],MATCH(1,(Profiles[Month]=Supply[[#This Row],[Month]])*(Profiles[Hour Ending]=Supply[[#This Row],[Hour Ending]]),0),MATCH(Supply[[#This Row],[Unit Category]],Profiles[#Headers],0))","v":856.88789472294957}]
[9,"Solar Fixed_Socal",8,{"$f":"INDEX(NQC[NQC MW],MATCH(1,(NQC[Month]=Supply[[#This Row],[Month]])*(NQC[Unit Category]=Supply[[#This Row],[Unit Category]]),0))*INDEX(Profiles[],MATCH(1,(Profiles[Month]=Supply[[#This Row],[Month]])*(Profiles[Hour Ending]=Supply[[#This Row],[Hour Ending]]),0),MATCH(Supply[[#This Row],[Unit Category]],Profiles[#Headers],0))","v":2223.575902881269}]
[9,"Solar Fixed_Socal",9,{"$f":"INDEX(NQC[NQC MW],MATCH(1,(NQC[Month]=Supply[[#This Row],[Month]])*(NQC[Unit Category]=Supply[[#This Row],[Unit Category]]),0))*INDEX(Profiles[],MATCH(1,(Profiles[Month]=Supply[[#This Row],[Month]])*(Profiles[Hour Ending]=Supply[[#This Row],[Hour Ending]]),0),MATCH(Supply[[#This Row],[Unit Category]],Profiles[#Headers],0))","v":2922.9300462816918}]
[9,"Solar Fixed_Socal",10,{"$f":"INDEX(NQC[NQC MW],MATCH(1,(NQC[Month]=Supply[[#This Row],[Month]])*(NQC[Unit Category]=Supply[[#This Row],[Unit Category]]),0))*INDEX(Profiles[],MATCH(1,(Profiles[Month]=Supply[[#This Row],[Month]])*(Profiles[Hour Ending]=Supply[[#This Row],[Hour Ending]]),0),MATCH(Supply[[#This Row],[Unit Category]],Profiles[#Headers],0))","v":3281.0408348382862}]
[9,"Solar Fixed_Socal",11,{"$f":"INDEX(NQC[NQC MW],MATCH(1,(NQC[Month]=Supply[[#This Row],[Month]])*(NQC[Unit Category]=Supply[[#This Row],[Unit Category]]),0))*INDEX(Profiles[],MATCH(1,(Profiles[Month]=Supply[[#This Row],[Month]])*(Profiles[Hour Ending]=Supply[[#This Row],[Hour Ending]]),0),MATCH(Supply[[#This Row],[Unit Category]],Profiles[#Headers],0))","v":3495.7315819677046}]
[9,"Solar Fixed_Socal",12,{"$f":"INDEX(NQC[NQC MW],MATCH(1,(NQC[Month]=Supply[[#This Row],[Month]])*(NQC[Unit Category]=Supply[[#This Row],[Unit Category]]),0))*INDEX(Profiles[],MATCH(1,(Profiles[Month]=Supply[[#This Row],[Month]])*(Profiles[Hour Ending]=Supply[[#This Row],[Hour Ending]]),0),MATCH(Supply[[#This Row],[Unit Category]],Profiles[#Headers],0))","v":3542.5693325236866}]
[9,"Solar Fixed_Socal",13,{"$f":"INDEX(NQC[NQC MW],MATCH(1,(NQC[Month]=Supply[[#This Row],[Month]])*(NQC[Unit Category]=Supply[[#This Row],[Unit Category]]),0))*INDEX(Profiles[],MATCH(1,(Profiles[Month]=Supply[[#This Row],[Month]])*(Profiles[Hour Ending]=Supply[[#This Row],[Hour Ending]]),0),MATCH(Supply[[#This Row],[Unit Category]],Profiles[#Headers],0))","v":3541.6826936235011}]
[9,"Solar Fixed_Socal",14,{"$f":"INDEX(NQC[NQC MW],MATCH(1,(NQC[Month]=Supply[[#This Row],[Month]])*(NQC[Unit Category]=Supply[[#This Row],[Unit Category]]),0))*INDEX(Profiles[],MATCH(1,(Profiles[Month]=Supply[[#This Row],[Month]])*(Profiles[Hour Ending]=Supply[[#This Row],[Hour Ending]]),0),MATCH(Supply[[#This Row],[Unit Category]],Profiles[#Headers],0))","v":3384.9343449900648}]
[9,"Solar Fixed_Socal",15,{"$f":"INDEX(NQC[NQC MW],MATCH(1,(NQC[Month]=Supply[[#This Row],[Month]])*(NQC[Unit Category]=Supply[[#This Row],[Unit Category]]),0))*INDEX(Profiles[],MATCH(1,(Profiles[Month]=Supply[[#This Row],[Month]])*(Profiles[Hour Ending]=Supply[[#This Row],[Hour Ending]]),0),MATCH(Supply[[#This Row],[Unit Category]],Profiles[#Headers],0))","v":3050.6215759972706}]
[9,"Solar Fixed_Socal",16,{"$f":"INDEX(NQC[NQC MW],MATCH(1,(NQC[Month]=Supply[[#This Row],[Month]])*(NQC[Unit Category]=Supply[[#This Row],[Unit Category]]),0))*INDEX(Profiles[],MATCH(1,(Profiles[Month]=Supply[[#This Row],[Month]])*(Profiles[Hour Ending]=Supply[[#This Row],[Hour Ending]]),0),MATCH(Supply[[#This Row],[Unit Category]],Profiles[#Headers],0))","v":2431.1566546077338}]
[9,"Solar Fixed_Socal",17,{"$f":"INDEX(NQC[NQC MW],MATCH(1,(NQC[Month]=Supply[[#This Row],[Month]])*(NQC[Unit Category]=Supply[[#This Row],[Unit Category]]),0))*INDEX(Profiles[],MATCH(1,(Profiles[Month]=Supply[[#This Row],[Month]])*(Profiles[Hour Ending]=Supply[[#This Row],[Hour Ending]]),0),MATCH(Supply[[#This Row],[Unit Category]],Profiles[#Headers],0))","v":1135.199198649701}]
[9,"Solar Fixed_Socal",18,{"$f":"INDEX(NQC[NQC MW],MATCH(1,(NQC[Month]=Supply[[#This Row],[Month]])*(NQC[Unit Category]=Supply[[#This Row],[Unit Category]]),0))*INDEX(Profiles[],MATCH(1,(Profiles[Month]=Supply[[#This Row],[Month]])*(Profiles[Hour Ending]=Supply[[#This Row],[Hour Ending]]),0),MATCH(Supply[[#This Row],[Unit Category]],Profiles[#Headers],0))","v":119.8199756424313}]
[9,"Solar Fixed_Socal",19,{"$f":"INDEX(NQC[NQC MW],MATCH(1,(NQC[Month]=Supply[[#This Row],[Month]])*(NQC[Unit Category]=Supply[[#This Row],[Unit Category]]),0))*INDEX(Profiles[],MATCH(1,(Profiles[Month]=Supply[[#This Row],[Month]])*(Profiles[Hour Ending]=Supply[[#This Row],[Hour Ending]]),0),MATCH(Supply[[#This Row],[Unit Category]],Profiles[#Headers],0))","v":0.72913587877876662}]
[9,"Solar Fixed_Socal",20,{"$f":"INDEX(NQC[NQC MW],MATCH(1,(NQC[Month]=Supply[[#This Row],[Month]])*(NQC[Unit Category]=Supply[[#This Row],[Unit Category]]),0))*INDEX(Profiles[],MATCH(1,(Profiles[Month]=Supply[[#This Row],[Month]])*(Profiles[Hour Ending]=Supply[[#This Row],[Hour Ending]]),0),MATCH(Supply[[#This Row],[Unit Category]],Profiles[#Headers],0))","v":6.8493356736480493E-2}]
[9,"Solar Fixed_Socal",21,{"$f":"INDEX(NQC[NQC MW],MATCH(1,(NQC[Month]=Supply[[#This Row],[Month]])*(NQC[Unit Category]=Supply[[#This Row],[Unit Category]]),0))*INDEX(Profiles[],MATCH(1,(Profiles[Month]=Supply[[#This Row],[Month]])*(Profiles[Hour Ending]=Supply[[#This Row],[Hour Ending]]),0),MATCH(Supply[[#This Row],[Unit Category]],Profiles[#Headers],0))","v":5.3134876820382759E-2}]
[9,"Solar Fixed_Socal",22,{"$f":"INDEX(NQC[NQC MW],MATCH(1,(NQC[Month]=Supply[[#This Row],[Month]])*(NQC[Unit Category]=Supply[[#This Row],[Unit Category]]),0))*INDEX(Profiles[],MATCH(1,(Profiles[Month]=Supply[[#This Row],[Month]])*(Profiles[Hour Ending]=Supply[[#This Row],[Hour Ending]]),0),MATCH(Supply[[#This Row],[Unit Category]],Profiles[#Headers],0))","v":3.6424554889147177E-2}]
[9,"Solar Fixed_Socal",23,{"$f":"INDEX(NQC[NQC MW],MATCH(1,(NQC[Month]=Supply[[#This Row],[Month]])*(NQC[Unit Category]=Supply[[#This Row],[Unit Category]]),0))*INDEX(Profiles[],MATCH(1,(Profiles[Month]=Supply[[#This Row],[Month]])*(Profiles[Hour Ending]=Supply[[#This Row],[Hour Ending]]),0),MATCH(Supply[[#This Row],[Unit Category]],Profiles[#Headers],0))","v":2.320016121089484E-2}]
[9,"Solar Fixed_Socal",24,{"$f":"INDEX(NQC[NQC MW],MATCH(1,(NQC[Month]=Supply[[#This Row],[Month]])*(NQC[Unit Category]=Supply[[#This Row],[Unit Category]]),0))*INDEX(Profiles[],MATCH(1,(Profiles[Month]=Supply[[#This Row],[Month]])*(Profiles[Hour Ending]=Supply[[#This Row],[Hour Ending]]),0),MATCH(Supply[[#This Row],[Unit Category]],Profiles[#Headers],0))","v":1.4394719434574946E-2}]
[9,"Solar Thermal_Norcal",1,{"$f":"INDEX(NQC[NQC MW],MATCH(1,(NQC[Month]=Supply[[#This Row],[Month]])*(NQC[Unit Category]=Supply[[#This Row],[Unit Category]]),0))*INDEX(Profiles[],MATCH(1,(Profiles[Month]=Supply[[#This Row],[Month]])*(Profiles[Hour Ending]=Supply[[#This Row],[Hour Ending]]),0),MATCH(Supply[[#This Row],[Unit Category]],Profiles[#Headers],0))","v":0}]
[9,"Solar Thermal_Norcal",2,{"$f":"INDEX(NQC[NQC MW],MATCH(1,(NQC[Month]=Supply[[#This Row],[Month]])*(NQC[Unit Category]=Supply[[#This Row],[Unit Category]]),0))*INDEX(Profiles[],MATCH(1,(Profiles[Month]=Supply[[#This Row],[Month]])*(Profiles[Hour Ending]=Supply[[#This Row],[Hour Ending]]),0),MATCH(Supply[[#This Row],[Unit Category]],Profiles[#Headers],0))","v":0}]
[9,"Solar Thermal_Norcal",3,{"$f":"INDEX(NQC[NQC MW],MATCH(1,(NQC[Month]=Supply[[#This Row],[Month]])*(NQC[Unit Category]=Supply[[#This Row],[Unit Category]]),0))*INDEX(Profiles[],MATCH(1,(Profiles[Month]=Supply[[#This Row],[Month]])*(Profiles[Hour Ending]=Supply[[#This Row],[Hour Ending]]),0),MATCH(Supply[[#This Row],[Unit Category]],Profiles[#Headers],0))","v":0}]
[9,"Solar Thermal_Norcal",4,{"$f":"INDEX(NQC[NQC MW],MATCH(1,(NQC[Month]=Supply[[#This Row],[Month]])*(NQC[Unit Category]=Supply[[#This Row],[Unit Category]]),0))*INDEX(Profiles[],MATCH(1,(Profiles[Month]=Supply[[#This Row],[Month]])*(Profiles[Hour Ending]=Supply[[#This Row],[Hour Ending]]),0),MATCH(Supply[[#This Row],[Unit Category]],Profiles[#Headers],0))","v":0}]
[9,"Solar Thermal_Norcal",5,{"$f":"INDEX(NQC[NQC MW],MATCH(1,(NQC[Month]=Supply[[#This Row],[Month]])*(NQC[Unit Category]=Supply[[#This Row],[Unit Category]]),0))*INDEX(Profiles[],MATCH(1,(Profiles[Month]=Supply[[#This Row],[Month]])*(Profiles[Hour Ending]=Supply[[#This Row],[Hour Ending]]),0),MATCH(Supply[[#This Row],[Unit Category]],Profiles[#Headers],0))","v":0}]
[9,"Solar Thermal_Norcal",6,{"$f":"INDEX(NQC[NQC MW],MATCH(1,(NQC[Month]=Supply[[#This Row],[Month]])*(NQC[Unit Category]=Supply[[#This Row],[Unit Category]]),0))*INDEX(Profiles[],MATCH(1,(Profiles[Month]=Supply[[#This Row],[Month]])*(Profiles[Hour Ending]=Supply[[#This Row],[Hour Ending]]),0),MATCH(Supply[[#This Row],[Unit Category]],Profiles[#Headers],0))","v":0}]
[9,"Solar Thermal_Norcal",7,{"$f":"INDEX(NQC[NQC MW],MATCH(1,(NQC[Month]=Supply[[#This Row],[Month]])*(NQC[Unit Category]=Supply[[#This Row],[Unit Category]]),0))*INDEX(Profiles[],MATCH(1,(Profiles[Month]=Supply[[#This Row],[Month]])*(Profiles[Hour Ending]=Supply[[#This Row],[Hour Ending]]),0),MATCH(Supply[[#This Row],[Unit Category]],Profiles[#Headers],0))","v":0}]
[9,"Solar Thermal_Norcal",8,{"$f":"INDEX(NQC[NQC MW],MATCH(1,(NQC[Month]=Supply[[#This Row],[Month]])*(NQC[Unit Category]=Supply[[#This Row],[Unit Category]]),0))*INDEX(Profiles[],MATCH(1,(Profiles[Month]=Supply[[#This Row],[Month]])*(Profiles[Hour Ending]=Supply[[#This Row],[Hour Ending]]),0),MATCH(Supply[[#This Row],[Unit Category]],Profiles[#Headers],0))","v":0}]
[9,"Solar Thermal_Norcal",9,{"$f":"INDEX(NQC[NQC MW],MATCH(1,(NQC[Month]=Supply[[#This Row],[Month]])*(NQC[Unit Category]=Supply[[#This Row],[Unit Category]]),0))*INDEX(Profiles[],MATCH(1,(Profiles[Month]=Supply[[#This Row],[Month]])*(Profiles[Hour Ending]=Supply[[#This Row],[Hour Ending]]),0),MATCH(Supply[[#This Row],[Unit Category]],Profiles[#Headers],0))","v":0}]
[9,"Solar Thermal_Norcal",10,{"$f":"INDEX(NQC[NQC MW],MATCH(1,(NQC[Month]=Supply[[#This Row],[Month]])*(NQC[Unit Category]=Supply[[#This Row],[Unit Category]]),0))*INDEX(Profiles[],MATCH(1,(Profiles[Month]=Supply[[#This Row],[Month]])*(Profiles[Hour Ending]=Supply[[#This Row],[Hour Ending]]),0),MATCH(Supply[[#This Row],[Unit Category]],Profiles[#Headers],0))","v":0}]
[9,"Solar Thermal_Norcal",11,{"$f":"INDEX(NQC[NQC MW],MATCH(1,(NQC[Month]=Supply[[#This Row],[Month]])*(NQC[Unit Category]=Supply[[#This Row],[Unit Category]]),0))*INDEX(Profiles[],MATCH(1,(Profiles[Month]=Supply[[#This Row],[Month]])*(Profiles[Hour Ending]=Supply[[#This Row],[Hour Ending]]),0),MATCH(Supply[[#This Row],[Unit Category]],Profiles[#Headers],0))","v":0}]
[9,"Solar Thermal_Norcal",12,{"$f":"INDEX(NQC[NQC MW],MATCH(1,(NQC[Month]=Supply[[#This Row],[Month]])*(NQC[Unit Category]=Supply[[#This Row],[Unit Category]]),0))*INDEX(Profiles[],MATCH(1,(Profiles[Month]=Supply[[#This Row],[Month]])*(Profiles[Hour Ending]=Supply[[#This Row],[Hour Ending]]),0),MATCH(Supply[[#This Row],[Unit Category]],Profiles[#Headers],0))","v":0}]
[9,"Solar Thermal_Norcal",13,{"$f":"INDEX(NQC[NQC MW],MATCH(1,(NQC[Month]=Supply[[#This Row],[Month]])*(NQC[Unit Category]=Supply[[#This Row],[Unit Category]]),0))*INDEX(Profiles[],MATCH(1,(Profiles[Month]=Supply[[#This Row],[Month]])*(Profiles[Hour Ending]=Supply[[#This Row],[Hour Ending]]),0),MATCH(Supply[[#This Row],[Unit Category]],Profiles[#Headers],0))","v":0}]
[9,"Solar Thermal_Norcal",14,{"$f":"INDEX(NQC[NQC MW],MATCH(1,(NQC[Month]=Supply[[#This Row],[Month]])*(NQC[Unit Category]=Supply[[#This Row],[Unit Category]]),0))*INDEX(Profiles[],MATCH(1,(Profiles[Month]=Supply[[#This Row],[Month]])*(Profiles[Hour Ending]=Supply[[#This Row],[Hour Ending]]),0),MATCH(Supply[[#This Row],[Unit Category]],Profiles[#Headers],0))","v":0}]
[9,"Solar Thermal_Norcal",15,{"$f":"INDEX(NQC[NQC MW],MATCH(1,(NQC[Month]=Supply[[#This Row],[Month]])*(NQC[Unit Category]=Supply[[#This Row],[Unit Category]]),0))*INDEX(Profiles[],MATCH(1,(Profiles[Month]=Supply[[#This Row],[Month]])*(Profiles[Hour Ending]=Supply[[#This Row],[Hour Ending]]),0),MATCH(Supply[[#This Row],[Unit Category]],Profiles[#Headers],0))","v":0}]
[9,"Solar Thermal_Norcal",16,{"$f":"INDEX(NQC[NQC MW],MATCH(1,(NQC[Month]=Supply[[#This Row],[Month]])*(NQC[Unit Category]=Supply[[#This Row],[Unit Category]]),0))*INDEX(Profiles[],MATCH(1,(Profiles[Month]=Supply[[#This Row],[Month]])*(Profiles[Hour Ending]=Supply[[#This Row],[Hour Ending]]),0),MATCH(Supply[[#This Row],[Unit Category]],Profiles[#Headers],0))","v":0}]
[9,"Solar Thermal_Norcal",17,{"$f":"INDEX(NQC[NQC MW],MATCH(1,(NQC[Month]=Supply[[#This Row],[Month]])*(NQC[Unit Category]=Supply[[#This Row],[Unit Category]]),0))*INDEX(Profiles[],MATCH(1,(Profiles[Month]=Supply[[#This Row],[Month]])*(Profiles[Hour Ending]=Supply[[#This Row],[Hour Ending]]),0),MATCH(Supply[[#This Row],[Unit Category]],Profiles[#Headers],0))","v":0}]
[9,"Solar Thermal_Norcal",18,{"$f":"INDEX(NQC[NQC MW],MATCH(1,(NQC[Month]=Supply[[#This Row],[Month]])*(NQC[Unit Category]=Supply[[#This Row],[Unit Category]]),0))*INDEX(Profiles[],MATCH(1,(Profiles[Month]=Supply[[#This Row],[Month]])*(Profiles[Hour Ending]=Supply[[#This Row],[Hour Ending]]),0),MATCH(Supply[[#This Row],[Unit Category]],Profiles[#Headers],0))","v":0}]
[9,"Solar Thermal_Norcal",19,{"$f":"INDEX(NQC[NQC MW],MATCH(1,(NQC[Month]=Supply[[#This Row],[Month]])*(NQC[Unit Category]=Supply[[#This Row],[Unit Category]]),0))*INDEX(Profiles[],MATCH(1,(Profiles[Month]=Supply[[#This Row],[Month]])*(Profiles[Hour Ending]=Supply[[#This Row],[Hour Ending]]),0),MATCH(Supply[[#This Row],[Unit Category]],Profiles[#Headers],0))","v":0}]
[9,"Solar Thermal_Norcal",20,{"$f":"INDEX(NQC[NQC MW],MATCH(1,(NQC[Month]=Supply[[#This Row],[Month]])*(NQC[Unit Category]=Supply[[#This Row],[Unit Category]]),0))*INDEX(Profiles[],MATCH(1,(Profiles[Month]=Supply[[#This Row],[Month]])*(Profiles[Hour Ending]=Supply[[#This Row],[Hour Ending]]),0),MATCH(Supply[[#This Row],[Unit Category]],Profiles[#Headers],0))","v":0}]
[9,"Solar Thermal_Norcal",21,{"$f":"INDEX(NQC[NQC MW],MATCH(1,(NQC[Month]=Supply[[#This Row],[Month]])*(NQC[Unit Category]=Supply[[#This Row],[Unit Category]]),0))*INDEX(Profiles[],MATCH(1,(Profiles[Month]=Supply[[#This Row],[Month]])*(Profiles[Hour Ending]=Supply[[#This Row],[Hour Ending]]),0),MATCH(Supply[[#This Row],[Unit Category]],Profiles[#Headers],0))","v":0}]
[9,"Solar Thermal_Norcal",22,{"$f":"INDEX(NQC[NQC MW],MATCH(1,(NQC[Month]=Supply[[#This Row],[Month]])*(NQC[Unit Category]=Supply[[#This Row],[Unit Category]]),0))*INDEX(Profiles[],MATCH(1,(Profiles[Month]=Supply[[#This Row],[Month]])*(Profiles[Hour Ending]=Supply[[#This Row],[Hour Ending]]),0),MATCH(Supply[[#This Row],[Unit Category]],Profiles[#Headers],0))","v":0}]
[9,"Solar Thermal_Norcal",23,{"$f":"INDEX(NQC[NQC MW],MATCH(1,(NQC[Month]=Supply[[#This Row],[Month]])*(NQC[Unit Category]=Supply[[#This Row],[Unit Category]]),0))*INDEX(Profiles[],MATCH(1,(Profiles[Month]=Supply[[#This Row],[Month]])*(Profiles[Hour Ending]=Supply[[#This Row],[Hour Ending]]),0),MATCH(Supply[[#This Row],[Unit Category]],Profiles[#Headers],0))","v":0}]
[9,"Solar Thermal_Norcal",24,{"$f":"INDEX(NQC[NQC MW],MATCH(1,(NQC[Month]=Supply[[#This Row],[Month]])*(NQC[Unit Category]=Supply[[#This Row],[Unit Category]]),0))*INDEX(Profiles[],MATCH(1,(Profiles[Month]=Supply[[#This Row],[Month]])*(Profiles[Hour Ending]=Supply[[#This Row],[Hour Ending]]),0),MATCH(Supply[[#This Row],[Unit Category]],Profiles[#Headers],0))","v":0}]
[9,"Solar Thermal_Socal",1,{"$f":"INDEX(NQC[NQC MW],MATCH(1,(NQC[Month]=Supply[[#This Row],[Month]])*(NQC[Unit Category]=Supply[[#This Row],[Unit Category]]),0))*INDEX(Profiles[],MATCH(1,(Profiles[Month]=Supply[[#This Row],[Month]])*(Profiles[Hour Ending]=Supply[[#This Row],[Hour Ending]]),0),MATCH(Supply[[#This Row],[Unit Category]],Profiles[#Headers],0))","v":0}]
[9,"Solar Thermal_Socal",2,{"$f":"INDEX(NQC[NQC MW],MATCH(1,(NQC[Month]=Supply[[#This Row],[Month]])*(NQC[Unit Category]=Supply[[#This Row],[Unit Category]]),0))*INDEX(Profiles[],MATCH(1,(Profiles[Month]=Supply[[#This Row],[Month]])*(Profiles[Hour Ending]=Supply[[#This Row],[Hour Ending]]),0),MATCH(Supply[[#This Row],[Unit Category]],Profiles[#Headers],0))","v":0}]
[9,"Solar Thermal_Socal",3,{"$f":"INDEX(NQC[NQC MW],MATCH(1,(NQC[Month]=Supply[[#This Row],[Month]])*(NQC[Unit Category]=Supply[[#This Row],[Unit Category]]),0))*INDEX(Profiles[],MATCH(1,(Profiles[Month]=Supply[[#This Row],[Month]])*(Profiles[Hour Ending]=Supply[[#This Row],[Hour Ending]]),0),MATCH(Supply[[#This Row],[Unit Category]],Profiles[#Headers],0))","v":0}]
[9,"Solar Thermal_Socal",4,{"$f":"INDEX(NQC[NQC MW],MATCH(1,(NQC[Month]=Supply[[#This Row],[Month]])*(NQC[Unit Category]=Supply[[#This Row],[Unit Category]]),0))*INDEX(Profiles[],MATCH(1,(Profiles[Month]=Supply[[#This Row],[Month]])*(Profiles[Hour Ending]=Supply[[#This Row],[Hour Ending]]),0),MATCH(Supply[[#This Row],[Unit Category]],Profiles[#Headers],0))","v":0}]
[9,"Solar Thermal_Socal",5,{"$f":"INDEX(NQC[NQC MW],MATCH(1,(NQC[Month]=Supply[[#This Row],[Month]])*(NQC[Unit Category]=Supply[[#This Row],[Unit Category]]),0))*INDEX(Profiles[],MATCH(1,(Profiles[Month]=Supply[[#This Row],[Month]])*(Profiles[Hour Ending]=Supply[[#This Row],[Hour Ending]]),0),MATCH(Supply[[#This Row],[Unit Category]],Profiles[#Headers],0))","v":0}]
[9,"Solar Thermal_Socal",6,{"$f":"INDEX(NQC[NQC MW],MATCH(1,(NQC[Month]=Supply[[#This Row],[Month]])*(NQC[Unit Category]=Supply[[#This Row],[Unit Category]]),0))*INDEX(Profiles[],MATCH(1,(Profiles[Month]=Supply[[#This Row],[Month]])*(Profiles[Hour Ending]=Supply[[#This Row],[Hour Ending]]),0),MATCH(Supply[[#This Row],[Unit Category]],Profiles[#Headers],0))","v":0}]
[9,"Solar Thermal_Socal",7,{"$f":"INDEX(NQC[NQC MW],MATCH(1,(NQC[Month]=Supply[[#This Row],[Month]])*(NQC[Unit Category]=Supply[[#This Row],[Unit Category]]),0))*INDEX(Profiles[],MATCH(1,(Profiles[Month]=Supply[[#This Row],[Month]])*(Profiles[Hour Ending]=Supply[[#This Row],[Hour Ending]]),0),MATCH(Supply[[#This Row],[Unit Category]],Profiles[#Headers],0))","v":22.064107931060406}]
[9,"Solar Thermal_Socal",8,{"$f":"INDEX(NQC[NQC MW],MATCH(1,(NQC[Month]=Supply[[#This Row],[Month]])*(NQC[Unit Category]=Supply[[#This Row],[Unit Category]]),0))*INDEX(Profiles[],MATCH(1,(Profiles[Month]=Supply[[#This Row],[Month]])*(Profiles[Hour Ending]=Supply[[#This Row],[Hour Ending]]),0),MATCH(Supply[[#This Row],[Unit Category]],Profiles[#Headers],0))","v":347.34994462360368}]
[9,"Solar Thermal_Socal",9,{"$f":"INDEX(NQC[NQC MW],MATCH(1,(NQC[Month]=Supply[[#This Row],[Month]])*(NQC[Unit Category]=Supply[[#This Row],[Unit Category]]),0))*INDEX(Profiles[],MATCH(1,(Profiles[Month]=Supply[[#This Row],[Month]])*(Profiles[Hour Ending]=Supply[[#This Row],[Hour Ending]]),0),MATCH(Supply[[#This Row],[Unit Category]],Profiles[#Headers],0))","v":634.47136157626039}]
[9,"Solar Thermal_Socal",10,{"$f":"INDEX(NQC[NQC MW],MATCH(1,(NQC[Month]=Supply[[#This Row],[Month]])*(NQC[Unit Category]=Supply[[#This Row],[Unit Category]]),0))*INDEX(Profiles[],MATCH(1,(Profiles[Month]=Supply[[#This Row],[Month]])*(Profiles[Hour Ending]=Supply[[#This Row],[Hour Ending]]),0),MATCH(Supply[[#This Row],[Unit Category]],Profiles[#Headers],0))","v":722.20772416795887}]
[9,"Solar Thermal_Socal",11,{"$f":"INDEX(NQC[NQC MW],MATCH(1,(NQC[Month]=Supply[[#This Row],[Month]])*(NQC[Unit Category]=Supply[[#This Row],[Unit Category]]),0))*INDEX(Profiles[],MATCH(1,(Profiles[Month]=Supply[[#This Row],[Month]])*(Profiles[Hour Ending]=Supply[[#This Row],[Hour Ending]]),0),MATCH(Supply[[#This Row],[Unit Category]],Profiles[#Headers],0))","v":716.06542083569127}]
[9,"Solar Thermal_Socal",12,{"$f":"INDEX(NQC[NQC MW],MATCH(1,(NQC[Month]=Supply[[#This Row],[Month]])*(NQC[Unit Category]=Supply[[#This Row],[Unit Category]]),0))*INDEX(Profiles[],MATCH(1,(Profiles[Month]=Supply[[#This Row],[Month]])*(Profiles[Hour Ending]=Supply[[#This Row],[Hour Ending]]),0),MATCH(Supply[[#This Row],[Unit Category]],Profiles[#Headers],0))","v":703.15342643094596}]
[9,"Solar Thermal_Socal",13,{"$f":"INDEX(NQC[NQC MW],MATCH(1,(NQC[Month]=Supply[[#This Row],[Month]])*(NQC[Unit Category]=Supply[[#This Row],[Unit Category]]),0))*INDEX(Profiles[],MATCH(1,(Profiles[Month]=Supply[[#This Row],[Month]])*(Profiles[Hour Ending]=Supply[[#This Row],[Hour Ending]]),0),MATCH(Supply[[#This Row],[Unit Category]],Profiles[#Headers],0))","v":689.85471359756559}]
[9,"Solar Thermal_Socal",14,{"$f":"INDEX(NQC[NQC MW],MATCH(1,(NQC[Month]=Supply[[#This Row],[Month]])*(NQC[Unit Category]=Supply[[#This Row],[Unit Category]]),0))*INDEX(Profiles[],MATCH(1,(Profiles[Month]=Supply[[#This Row],[Month]])*(Profiles[Hour Ending]=Supply[[#This Row],[Hour Ending]]),0),MATCH(Supply[[#This Row],[Unit Category]],Profiles[#Headers],0))","v":703.90788510691948}]
[9,"Solar Thermal_Socal",15,{"$f":"INDEX(NQC[NQC MW],MATCH(1,(NQC[Month]=Supply[[#This Row],[Month]])*(NQC[Unit Category]=Supply[[#This Row],[Unit Category]]),0))*INDEX(Profiles[],MATCH(1,(Profiles[Month]=Supply[[#This Row],[Month]])*(Profiles[Hour Ending]=Supply[[#This Row],[Hour Ending]]),0),MATCH(Supply[[#This Row],[Unit Category]],Profiles[#Headers],0))","v":662.48312358734461}]
[9,"Solar Thermal_Socal",16,{"$f":"INDEX(NQC[NQC MW],MATCH(1,(NQC[Month]=Supply[[#This Row],[Month]])*(NQC[Unit Category]=Supply[[#This Row],[Unit Category]]),0))*INDEX(Profiles[],MATCH(1,(Profiles[Month]=Supply[[#This Row],[Month]])*(Profiles[Hour Ending]=Supply[[#This Row],[Hour Ending]]),0),MATCH(Supply[[#This Row],[Unit Category]],Profiles[#Headers],0))","v":619.63149637581171}]
[9,"Solar Thermal_Socal",17,{"$f":"INDEX(NQC[NQC MW],MATCH(1,(NQC[Month]=Supply[[#This Row],[Month]])*(NQC[Unit Category]=Supply[[#This Row],[Unit Category]]),0))*INDEX(Profiles[],MATCH(1,(Profiles[Month]=Supply[[#This Row],[Month]])*(Profiles[Hour Ending]=Supply[[#This Row],[Hour Ending]]),0),MATCH(Supply[[#This Row],[Unit Category]],Profiles[#Headers],0))","v":450.49009488387486}]
[9,"Solar Thermal_Socal",18,{"$f":"INDEX(NQC[NQC MW],MATCH(1,(NQC[Month]=Supply[[#This Row],[Month]])*(NQC[Unit Category]=Supply[[#This Row],[Unit Category]]),0))*INDEX(Profiles[],MATCH(1,(Profiles[Month]=Supply[[#This Row],[Month]])*(Profiles[Hour Ending]=Supply[[#This Row],[Hour Ending]]),0),MATCH(Supply[[#This Row],[Unit Category]],Profiles[#Headers],0))","v":100.23016071153916}]
[9,"Solar Thermal_Socal",19,{"$f":"INDEX(NQC[NQC MW],MATCH(1,(NQC[Month]=Supply[[#This Row],[Month]])*(NQC[Unit Category]=Supply[[#This Row],[Unit Category]]),0))*INDEX(Profiles[],MATCH(1,(Profiles[Month]=Supply[[#This Row],[Month]])*(Profiles[Hour Ending]=Supply[[#This Row],[Hour Ending]]),0),MATCH(Supply[[#This Row],[Unit Category]],Profiles[#Headers],0))","v":1.5832619073951297}]
[9,"Solar Thermal_Socal",20,{"$f":"INDEX(NQC[NQC MW],MATCH(1,(NQC[Month]=Supply[[#This Row],[Month]])*(NQC[Unit Category]=Supply[[#This Row],[Unit Category]]),0))*INDEX(Profiles[],MATCH(1,(Profiles[Month]=Supply[[#This Row],[Month]])*(Profiles[Hour Ending]=Supply[[#This Row],[Hour Ending]]),0),MATCH(Supply[[#This Row],[Unit Category]],Profiles[#Headers],0))","v":0}]
[9,"Solar Thermal_Socal",21,{"$f":"INDEX(NQC[NQC MW],MATCH(1,(NQC[Month]=Supply[[#This Row],[Month]])*(NQC[Unit Category]=Supply[[#This Row],[Unit Category]]),0))*INDEX(Profiles[],MATCH(1,(Profiles[Month]=Supply[[#This Row],[Month]])*(Profiles[Hour Ending]=Supply[[#This Row],[Hour Ending]]),0),MATCH(Supply[[#This Row],[Unit Category]],Profiles[#Headers],0))","v":0}]
[9,"Solar Thermal_Socal",22,{"$f":"INDEX(NQC[NQC MW],MATCH(1,(NQC[Month]=Supply[[#This Row],[Month]])*(NQC[Unit Category]=Supply[[#This Row],[Unit Category]]),0))*INDEX(Profiles[],MATCH(1,(Profiles[Month]=Supply[[#This Row],[Month]])*(Profiles[Hour Ending]=Supply[[#This Row],[Hour Ending]]),0),MATCH(Supply[[#This Row],[Unit Category]],Profiles[#Headers],0))","v":0}]
[9,"Solar Thermal_Socal",23,{"$f":"INDEX(NQC[NQC MW],MATCH(1,(NQC[Month]=Supply[[#This Row],[Month]])*(NQC[Unit Category]=Supply[[#This Row],[Unit Category]]),0))*INDEX(Profiles[],MATCH(1,(Profiles[Month]=Supply[[#This Row],[Month]])*(Profiles[Hour Ending]=Supply[[#This Row],[Hour Ending]]),0),MATCH(Supply[[#This Row],[Unit Category]],Profiles[#Headers],0))","v":0}]
[9,"Solar Thermal_Socal",24,{"$f":"INDEX(NQC[NQC MW],MATCH(1,(NQC[Month]=Supply[[#This Row],[Month]])*(NQC[Unit Category]=Supply[[#This Row],[Unit Category]]),0))*INDEX(Profiles[],MATCH(1,(Profiles[Month]=Supply[[#This Row],[Month]])*(Profiles[Hour Ending]=Supply[[#This Row],[Hour Ending]]),0),MATCH(Supply[[#This Row],[Unit Category]],Profiles[#Headers],0))","v":0}]
[9,"Solar Tracking_Norcal",1,{"$f":"INDEX(NQC[NQC MW],MATCH(1,(NQC[Month]=Supply[[#This Row],[Month]])*(NQC[Unit Category]=Supply[[#This Row],[Unit Category]]),0))*INDEX(Profiles[],MATCH(1,(Profiles[Month]=Supply[[#This Row],[Month]])*(Profiles[Hour Ending]=Supply[[#This Row],[Hour Ending]]),0),MATCH(Supply[[#This Row],[Unit Category]],Profiles[#Headers],0))","v":0}]
[9,"Solar Tracking_Norcal",2,{"$f":"INDEX(NQC[NQC MW],MATCH(1,(NQC[Month]=Supply[[#This Row],[Month]])*(NQC[Unit Category]=Supply[[#This Row],[Unit Category]]),0))*INDEX(Profiles[],MATCH(1,(Profiles[Month]=Supply[[#This Row],[Month]])*(Profiles[Hour Ending]=Supply[[#This Row],[Hour Ending]]),0),MATCH(Supply[[#This Row],[Unit Category]],Profiles[#Headers],0))","v":0}]
[9,"Solar Tracking_Norcal",3,{"$f":"INDEX(NQC[NQC MW],MATCH(1,(NQC[Month]=Supply[[#This Row],[Month]])*(NQC[Unit Category]=Supply[[#This Row],[Unit Category]]),0))*INDEX(Profiles[],MATCH(1,(Profiles[Month]=Supply[[#This Row],[Month]])*(Profiles[Hour Ending]=Supply[[#This Row],[Hour Ending]]),0),MATCH(Supply[[#This Row],[Unit Category]],Profiles[#Headers],0))","v":0}]
[9,"Solar Tracking_Norcal",4,{"$f":"INDEX(NQC[NQC MW],MATCH(1,(NQC[Month]=Supply[[#This Row],[Month]])*(NQC[Unit Category]=Supply[[#This Row],[Unit Category]]),0))*INDEX(Profiles[],MATCH(1,(Profiles[Month]=Supply[[#This Row],[Month]])*(Profiles[Hour Ending]=Supply[[#This Row],[Hour Ending]]),0),MATCH(Supply[[#This Row],[Unit Category]],Profiles[#Headers],0))","v":0}]
[9,"Solar Tracking_Norcal",5,{"$f":"INDEX(NQC[NQC MW],MATCH(1,(NQC[Month]=Supply[[#This Row],[Month]])*(NQC[Unit Category]=Supply[[#This Row],[Unit Category]]),0))*INDEX(Profiles[],MATCH(1,(Profiles[Month]=Supply[[#This Row],[Month]])*(Profiles[Hour Ending]=Supply[[#This Row],[Hour Ending]]),0),MATCH(Supply[[#This Row],[Unit Category]],Profiles[#Headers],0))","v":0}]
[9,"Solar Tracking_Norcal",6,{"$f":"INDEX(NQC[NQC MW],MATCH(1,(NQC[Month]=Supply[[#This Row],[Month]])*(NQC[Unit Category]=Supply[[#This Row],[Unit Category]]),0))*INDEX(Profiles[],MATCH(1,(Profiles[Month]=Supply[[#This Row],[Month]])*(Profiles[Hour Ending]=Supply[[#This Row],[Hour Ending]]),0),MATCH(Supply[[#This Row],[Unit Category]],Profiles[#Headers],0))","v":5.4824154072920059}]
[9,"Solar Tracking_Norcal",7,{"$f":"INDEX(NQC[NQC MW],MATCH(1,(NQC[Month]=Supply[[#This Row],[Month]])*(NQC[Unit Category]=Supply[[#This Row],[Unit Category]]),0))*INDEX(Profiles[],MATCH(1,(Profiles[Month]=Supply[[#This Row],[Month]])*(Profiles[Hour Ending]=Supply[[#This Row],[Hour Ending]]),0),MATCH(Supply[[#This Row],[Unit Category]],Profiles[#Headers],0))","v":842.22131100753063}]
[9,"Solar Tracking_Norcal",8,{"$f":"INDEX(NQC[NQC MW],MATCH(1,(NQC[Month]=Supply[[#This Row],[Month]])*(NQC[Unit Category]=Supply[[#This Row],[Unit Category]]),0))*INDEX(Profiles[],MATCH(1,(Profiles[Month]=Supply[[#This Row],[Month]])*(Profiles[Hour Ending]=Supply[[#This Row],[Hour Ending]]),0),MATCH(Supply[[#This Row],[Unit Category]],Profiles[#Headers],0))","v":3002.790642298804}]
[9,"Solar Tracking_Norcal",9,{"$f":"INDEX(NQC[NQC MW],MATCH(1,(NQC[Month]=Supply[[#This Row],[Month]])*(NQC[Unit Category]=Supply[[#This Row],[Unit Category]]),0))*INDEX(Profiles[],MATCH(1,(Profiles[Month]=Supply[[#This Row],[Month]])*(Profiles[Hour Ending]=Supply[[#This Row],[Hour Ending]]),0),MATCH(Supply[[#This Row],[Unit Category]],Profiles[#Headers],0))","v":3782.9072573614635}]
[9,"Solar Tracking_Norcal",10,{"$f":"INDEX(NQC[NQC MW],MATCH(1,(NQC[Month]=Supply[[#This Row],[Month]])*(NQC[Unit Category]=Supply[[#This Row],[Unit Category]]),0))*INDEX(Profiles[],MATCH(1,(Profiles[Month]=Supply[[#This Row],[Month]])*(Profiles[Hour Ending]=Supply[[#This Row],[Hour Ending]]),0),MATCH(Supply[[#This Row],[Unit Category]],Profiles[#Headers],0))","v":3910.3657780943263}]
[9,"Solar Tracking_Norcal",11,{"$f":"INDEX(NQC[NQC MW],MATCH(1,(NQC[Month]=Supply[[#This Row],[Month]])*(NQC[Unit Category]=Supply[[#This Row],[Unit Category]]),0))*INDEX(Profiles[],MATCH(1,(Profiles[Month]=Supply[[#This Row],[Month]])*(Profiles[Hour Ending]=Supply[[#This Row],[Hour Ending]]),0),MATCH(Supply[[#This Row],[Unit Category]],Profiles[#Headers],0))","v":3882.1608047291711}]
[9,"Solar Tracking_Norcal",12,{"$f":"INDEX(NQC[NQC MW],MATCH(1,(NQC[Month]=Supply[[#This Row],[Month]])*(NQC[Unit Category]=Supply[[#This Row],[Unit Category]]),0))*INDEX(Profiles[],MATCH(1,(Profiles[Month]=Supply[[#This Row],[Month]])*(Profiles[Hour Ending]=Supply[[#This Row],[Hour Ending]]),0),MATCH(Supply[[#This Row],[Unit Category]],Profiles[#Headers],0))","v":3838.4822044958269}]
[9,"Solar Tracking_Norcal",13,{"$f":"INDEX(NQC[NQC MW],MATCH(1,(NQC[Month]=Supply[[#This Row],[Month]])*(NQC[Unit Category]=Supply[[#This Row],[Unit Category]]),0))*INDEX(Profiles[],MATCH(1,(Profiles[Month]=Supply[[#This Row],[Month]])*(Profiles[Hour Ending]=Supply[[#This Row],[Hour Ending]]),0),MATCH(Supply[[#This Row],[Unit Category]],Profiles[#Headers],0))","v":3845.2588846228041}]
[9,"Solar Tracking_Norcal",14,{"$f":"INDEX(NQC[NQC MW],MATCH(1,(NQC[Month]=Supply[[#This Row],[Month]])*(NQC[Unit Category]=Supply[[#This Row],[Unit Category]]),0))*INDEX(Profiles[],MATCH(1,(Profiles[Month]=Supply[[#This Row],[Month]])*(Profiles[Hour Ending]=Supply[[#This Row],[Hour Ending]]),0),MATCH(Supply[[#This Row],[Unit Category]],Profiles[#Headers],0))","v":3899.2379825189805}]
[9,"Solar Tracking_Norcal",15,{"$f":"INDEX(NQC[NQC MW],MATCH(1,(NQC[Month]=Supply[[#This Row],[Month]])*(NQC[Unit Category]=Supply[[#This Row],[Unit Category]]),0))*INDEX(Profiles[],MATCH(1,(Profiles[Month]=Supply[[#This Row],[Month]])*(Profiles[Hour Ending]=Supply[[#This Row],[Hour Ending]]),0),MATCH(Supply[[#This Row],[Unit Category]],Profiles[#Headers],0))","v":3916.6548450759483}]
[9,"Solar Tracking_Norcal",16,{"$f":"INDEX(NQC[NQC MW],MATCH(1,(NQC[Month]=Supply[[#This Row],[Month]])*(NQC[Unit Category]=Supply[[#This Row],[Unit Category]]),0))*INDEX(Profiles[],MATCH(1,(Profiles[Month]=Supply[[#This Row],[Month]])*(Profiles[Hour Ending]=Supply[[#This Row],[Hour Ending]]),0),MATCH(Supply[[#This Row],[Unit Category]],Profiles[#Headers],0))","v":3690.8436590094616}]
[9,"Solar Tracking_Norcal",17,{"$f":"INDEX(NQC[NQC MW],MATCH(1,(NQC[Month]=Supply[[#This Row],[Month]])*(NQC[Unit Category]=Supply[[#This Row],[Unit Category]]),0))*INDEX(Profiles[],MATCH(1,(Profiles[Month]=Supply[[#This Row],[Month]])*(Profiles[Hour Ending]=Supply[[#This Row],[Hour Ending]]),0),MATCH(Supply[[#This Row],[Unit Category]],Profiles[#Headers],0))","v":2429.330818087275}]
[9,"Solar Tracking_Norcal",18,{"$f":"INDEX(NQC[NQC MW],MATCH(1,(NQC[Month]=Supply[[#This Row],[Month]])*(NQC[Unit Category]=Supply[[#This Row],[Unit Category]]),0))*INDEX(Profiles[],MATCH(1,(Profiles[Month]=Supply[[#This Row],[Month]])*(Profiles[Hour Ending]=Supply[[#This Row],[Hour Ending]]),0),MATCH(Supply[[#This Row],[Unit Category]],Profiles[#Headers],0))","v":477.39939714856399}]
[9,"Solar Tracking_Norcal",19,{"$f":"INDEX(NQC[NQC MW],MATCH(1,(NQC[Month]=Supply[[#This Row],[Month]])*(NQC[Unit Category]=Supply[[#This Row],[Unit Category]]),0))*INDEX(Profiles[],MATCH(1,(Profiles[Month]=Supply[[#This Row],[Month]])*(Profiles[Hour Ending]=Supply[[#This Row],[Hour Ending]]),0),MATCH(Supply[[#This Row],[Unit Category]],Profiles[#Headers],0))","v":0.50589631698625814}]
[9,"Solar Tracking_Norcal",20,{"$f":"INDEX(NQC[NQC MW],MATCH(1,(NQC[Month]=Supply[[#This Row],[Month]])*(NQC[Unit Category]=Supply[[#This Row],[Unit Category]]),0))*INDEX(Profiles[],MATCH(1,(Profiles[Month]=Supply[[#This Row],[Month]])*(Profiles[Hour Ending]=Supply[[#This Row],[Hour Ending]]),0),MATCH(Supply[[#This Row],[Unit Category]],Profiles[#Headers],0))","v":0}]
[9,"Solar Tracking_Norcal",21,{"$f":"INDEX(NQC[NQC MW],MATCH(1,(NQC[Month]=Supply[[#This Row],[Month]])*(NQC[Unit Category]=Supply[[#This Row],[Unit Category]]),0))*INDEX(Profiles[],MATCH(1,(Profiles[Month]=Supply[[#This Row],[Month]])*(Profiles[Hour Ending]=Supply[[#This Row],[Hour Ending]]),0),MATCH(Supply[[#This Row],[Unit Category]],Profiles[#Headers],0))","v":0}]
[9,"Solar Tracking_Norcal",22,{"$f":"INDEX(NQC[NQC MW],MATCH(1,(NQC[Month]=Supply[[#This Row],[Month]])*(NQC[Unit Category]=Supply[[#This Row],[Unit Category]]),0))*INDEX(Profiles[],MATCH(1,(Profiles[Month]=Supply[[#This Row],[Month]])*(Profiles[Hour Ending]=Supply[[#This Row],[Hour Ending]]),0),MATCH(Supply[[#This Row],[Unit Category]],Profiles[#Headers],0))","v":0}]
[9,"Solar Tracking_Norcal",23,{"$f":"INDEX(NQC[NQC MW],MATCH(1,(NQC[Month]=Supply[[#This Row],[Month]])*(NQC[Unit Category]=Supply[[#This Row],[Unit Category]]),0))*INDEX(Profiles[],MATCH(1,(Profiles[Month]=Supply[[#This Row],[Month]])*(Profiles[Hour Ending]=Supply[[#This Row],[Hour Ending]]),0),MATCH(Supply[[#This Row],[Unit Category]],Profiles[#Headers],0))","v":0}]
[9,"Solar Tracking_Norcal",24,{"$f":"INDEX(NQC[NQC MW],MATCH(1,(NQC[Month]=Supply[[#This Row],[Month]])*(NQC[Unit Category]=Supply[[#This Row],[Unit Category]]),0))*INDEX(Profiles[],MATCH(1,(Profiles[Month]=Supply[[#This Row],[Month]])*(Profiles[Hour Ending]=Supply[[#This Row],[Hour Ending]]),0),MATCH(Supply[[#This Row],[Unit Category]],Profiles[#Headers],0))","v":0}]
[9,"Solar Tracking_Socal",1,{"$f":"INDEX(NQC[NQC MW],MATCH(1,(NQC[Month]=Supply[[#This Row],[Month]])*(NQC[Unit Category]=Supply[[#This Row],[Unit Category]]),0))*INDEX(Profiles[],MATCH(1,(Profiles[Month]=Supply[[#This Row],[Month]])*(Profiles[Hour Ending]=Supply[[#This Row],[Hour Ending]]),0),MATCH(Supply[[#This Row],[Unit Category]],Profiles[#Headers],0))","v":0}]
[9,"Solar Tracking_Socal",2,{"$f":"INDEX(NQC[NQC MW],MATCH(1,(NQC[Month]=Supply[[#This Row],[Month]])*(NQC[Unit Category]=Supply[[#This Row],[Unit Category]]),0))*INDEX(Profiles[],MATCH(1,(Profiles[Month]=Supply[[#This Row],[Month]])*(Profiles[Hour Ending]=Supply[[#This Row],[Hour Ending]]),0),MATCH(Supply[[#This Row],[Unit Category]],Profiles[#Headers],0))","v":0}]
[9,"Solar Tracking_Socal",3,{"$f":"INDEX(NQC[NQC MW],MATCH(1,(NQC[Month]=Supply[[#This Row],[Month]])*(NQC[Unit Category]=Supply[[#This Row],[Unit Category]]),0))*INDEX(Profiles[],MATCH(1,(Profiles[Month]=Supply[[#This Row],[Month]])*(Profiles[Hour Ending]=Supply[[#This Row],[Hour Ending]]),0),MATCH(Supply[[#This Row],[Unit Category]],Profiles[#Headers],0))","v":0}]
[9,"Solar Tracking_Socal",4,{"$f":"INDEX(NQC[NQC MW],MATCH(1,(NQC[Month]=Supply[[#This Row],[Month]])*(NQC[Unit Category]=Supply[[#This Row],[Unit Category]]),0))*INDEX(Profiles[],MATCH(1,(Profiles[Month]=Supply[[#This Row],[Month]])*(Profiles[Hour Ending]=Supply[[#This Row],[Hour Ending]]),0),MATCH(Supply[[#This Row],[Unit Category]],Profiles[#Headers],0))","v":0}]
[9,"Solar Tracking_Socal",5,{"$f":"INDEX(NQC[NQC MW],MATCH(1,(NQC[Month]=Supply[[#This Row],[Month]])*(NQC[Unit Category]=Supply[[#This Row],[Unit Category]]),0))*INDEX(Profiles[],MATCH(1,(Profiles[Month]=Supply[[#This Row],[Month]])*(Profiles[Hour Ending]=Supply[[#This Row],[Hour Ending]]),0),MATCH(Supply[[#This Row],[Unit Category]],Profiles[#Headers],0))","v":0}]
[9,"Solar Tracking_Socal",6,{"$f":"INDEX(NQC[NQC MW],MATCH(1,(NQC[Month]=Supply[[#This Row],[Month]])*(NQC[Unit Category]=Supply[[#This Row],[Unit Category]]),0))*INDEX(Profiles[],MATCH(1,(Profiles[Month]=Supply[[#This Row],[Month]])*(Profiles[Hour Ending]=Supply[[#This Row],[Hour Ending]]),0),MATCH(Supply[[#This Row],[Unit Category]],Profiles[#Headers],0))","v":74.160830835007332}]
[9,"Solar Tracking_Socal",7,{"$f":"INDEX(NQC[NQC MW],MATCH(1,(NQC[Month]=Supply[[#This Row],[Month]])*(NQC[Unit Category]=Supply[[#This Row],[Unit Category]]),0))*INDEX(Profiles[],MATCH(1,(Profiles[Month]=Supply[[#This Row],[Month]])*(Profiles[Hour Ending]=Supply[[#This Row],[Hour Ending]]),0),MATCH(Supply[[#This Row],[Unit Category]],Profiles[#Headers],0))","v":2678.602463209811}]
[9,"Solar Tracking_Socal",8,{"$f":"INDEX(NQC[NQC MW],MATCH(1,(NQC[Month]=Supply[[#This Row],[Month]])*(NQC[Unit Category]=Supply[[#This Row],[Unit Category]]),0))*INDEX(Profiles[],MATCH(1,(Profiles[Month]=Supply[[#This Row],[Month]])*(Profiles[Hour Ending]=Supply[[#This Row],[Hour Ending]]),0),MATCH(Supply[[#This Row],[Unit Category]],Profiles[#Headers],0))","v":7000.2244574570996}]
[9,"Solar Tracking_Socal",9,{"$f":"INDEX(NQC[NQC MW],MATCH(1,(NQC[Month]=Supply[[#This Row],[Month]])*(NQC[Unit Category]=Supply[[#This Row],[Unit Category]]),0))*INDEX(Profiles[],MATCH(1,(Profiles[Month]=Supply[[#This Row],[Month]])*(Profiles[Hour Ending]=Supply[[#This Row],[Hour Ending]]),0),MATCH(Supply[[#This Row],[Unit Category]],Profiles[#Headers],0))","v":8151.8422680539461}]
[9,"Solar Tracking_Socal",10,{"$f":"INDEX(NQC[NQC MW],MATCH(1,(NQC[Month]=Supply[[#This Row],[Month]])*(NQC[Unit Category]=Supply[[#This Row],[Unit Category]]),0))*INDEX(Profiles[],MATCH(1,(Profiles[Month]=Supply[[#This Row],[Month]])*(Profiles[Hour Ending]=Supply[[#This Row],[Hour Ending]]),0),MATCH(Supply[[#This Row],[Unit Category]],Profiles[#Headers],0))","v":8575.2998564506324}]
[9,"Solar Tracking_Socal",11,{"$f":"INDEX(NQC[NQC MW],MATCH(1,(NQC[Month]=Supply[[#This Row],[Month]])*(NQC[Unit Category]=Supply[[#This Row],[Unit Category]]),0))*INDEX(Profiles[],MATCH(1,(Profiles[Month]=Supply[[#This Row],[Month]])*(Profiles[Hour Ending]=Supply[[#This Row],[Hour Ending]]),0),MATCH(Supply[[#This Row],[Unit Category]],Profiles[#Headers],0))","v":8644.0067351214657}]
[9,"Solar Tracking_Socal",12,{"$f":"INDEX(NQC[NQC MW],MATCH(1,(NQC[Month]=Supply[[#This Row],[Month]])*(NQC[Unit Category]=Supply[[#This Row],[Unit Category]]),0))*INDEX(Profiles[],MATCH(1,(Profiles[Month]=Supply[[#This Row],[Month]])*(Profiles[Hour Ending]=Supply[[#This Row],[Hour Ending]]),0),MATCH(Supply[[#This Row],[Unit Category]],Profiles[#Headers],0))","v":8641.6075201816711}]
[9,"Solar Tracking_Socal",13,{"$f":"INDEX(NQC[NQC MW],MATCH(1,(NQC[Month]=Supply[[#This Row],[Month]])*(NQC[Unit Category]=Supply[[#This Row],[Unit Category]]),0))*INDEX(Profiles[],MATCH(1,(Profiles[Month]=Supply[[#This Row],[Month]])*(Profiles[Hour Ending]=Supply[[#This Row],[Hour Ending]]),0),MATCH(Supply[[#This Row],[Unit Category]],Profiles[#Headers],0))","v":8594.1935031799221}]
[9,"Solar Tracking_Socal",14,{"$f":"INDEX(NQC[NQC MW],MATCH(1,(NQC[Month]=Supply[[#This Row],[Month]])*(NQC[Unit Category]=Supply[[#This Row],[Unit Category]]),0))*INDEX(Profiles[],MATCH(1,(Profiles[Month]=Supply[[#This Row],[Month]])*(Profiles[Hour Ending]=Supply[[#This Row],[Hour Ending]]),0),MATCH(Supply[[#This Row],[Unit Category]],Profiles[#Headers],0))","v":8493.3658053586587}]
[9,"Solar Tracking_Socal",15,{"$f":"INDEX(NQC[NQC MW],MATCH(1,(NQC[Month]=Supply[[#This Row],[Month]])*(NQC[Unit Category]=Supply[[#This Row],[Unit Category]]),0))*INDEX(Profiles[],MATCH(1,(Profiles[Month]=Supply[[#This Row],[Month]])*(Profiles[Hour Ending]=Supply[[#This Row],[Hour Ending]]),0),MATCH(Supply[[#This Row],[Unit Category]],Profiles[#Headers],0))","v":8369.6786416042651}]
[9,"Solar Tracking_Socal",16,{"$f":"INDEX(NQC[NQC MW],MATCH(1,(NQC[Month]=Supply[[#This Row],[Month]])*(NQC[Unit Category]=Supply[[#This Row],[Unit Category]]),0))*INDEX(Profiles[],MATCH(1,(Profiles[Month]=Supply[[#This Row],[Month]])*(Profiles[Hour Ending]=Supply[[#This Row],[Hour Ending]]),0),MATCH(Supply[[#This Row],[Unit Category]],Profiles[#Headers],0))","v":7557.8487702559105}]
[9,"Solar Tracking_Socal",17,{"$f":"INDEX(NQC[NQC MW],MATCH(1,(NQC[Month]=Supply[[#This Row],[Month]])*(NQC[Unit Category]=Supply[[#This Row],[Unit Category]]),0))*INDEX(Profiles[],MATCH(1,(Profiles[Month]=Supply[[#This Row],[Month]])*(Profiles[Hour Ending]=Supply[[#This Row],[Hour Ending]]),0),MATCH(Supply[[#This Row],[Unit Category]],Profiles[#Headers],0))","v":4226.86078248796}]
[9,"Solar Tracking_Socal",18,{"$f":"INDEX(NQC[NQC MW],MATCH(1,(NQC[Month]=Supply[[#This Row],[Month]])*(NQC[Unit Category]=Supply[[#This Row],[Unit Category]]),0))*INDEX(Profiles[],MATCH(1,(Profiles[Month]=Supply[[#This Row],[Month]])*(Profiles[Hour Ending]=Supply[[#This Row],[Hour Ending]]),0),MATCH(Supply[[#This Row],[Unit Category]],Profiles[#Headers],0))","v":507.0936788038801}]
[9,"Solar Tracking_Socal",19,{"$f":"INDEX(NQC[NQC MW],MATCH(1,(NQC[Month]=Supply[[#This Row],[Month]])*(NQC[Unit Category]=Supply[[#This Row],[Unit Category]]),0))*INDEX(Profiles[],MATCH(1,(Profiles[Month]=Supply[[#This Row],[Month]])*(Profiles[Hour Ending]=Supply[[#This Row],[Hour Ending]]),0),MATCH(Supply[[#This Row],[Unit Category]],Profiles[#Headers],0))","v":4.8115357657095612E-2}]
[9,"Solar Tracking_Socal",20,{"$f":"INDEX(NQC[NQC MW],MATCH(1,(NQC[Month]=Supply[[#This Row],[Month]])*(NQC[Unit Category]=Supply[[#This Row],[Unit Category]]),0))*INDEX(Profiles[],MATCH(1,(Profiles[Month]=Supply[[#This Row],[Month]])*(Profiles[Hour Ending]=Supply[[#This Row],[Hour Ending]]),0),MATCH(Supply[[#This Row],[Unit Category]],Profiles[#Headers],0))","v":0}]
[9,"Solar Tracking_Socal",21,{"$f":"INDEX(NQC[NQC MW],MATCH(1,(NQC[Month]=Supply[[#This Row],[Month]])*(NQC[Unit Category]=Supply[[#This Row],[Unit Category]]),0))*INDEX(Profiles[],MATCH(1,(Profiles[Month]=Supply[[#This Row],[Month]])*(Profiles[Hour Ending]=Supply[[#This Row],[Hour Ending]]),0),MATCH(Supply[[#This Row],[Unit Category]],Profiles[#Headers],0))","v":0}]
[9,"Solar Tracking_Socal",22,{"$f":"INDEX(NQC[NQC MW],MATCH(1,(NQC[Month]=Supply[[#This Row],[Month]])*(NQC[Unit Category]=Supply[[#This Row],[Unit Category]]),0))*INDEX(Profiles[],MATCH(1,(Profiles[Month]=Supply[[#This Row],[Month]])*(Profiles[Hour Ending]=Supply[[#This Row],[Hour Ending]]),0),MATCH(Supply[[#This Row],[Unit Category]],Profiles[#Headers],0))","v":0}]
[9,"Solar Tracking_Socal",23,{"$f":"INDEX(NQC[NQC MW],MATCH(1,(NQC[Month]=Supply[[#This Row],[Month]])*(NQC[Unit Category]=Supply[[#This Row],[Unit Category]]),0))*INDEX(Profiles[],MATCH(1,(Profiles[Month]=Supply[[#This Row],[Month]])*(Profiles[Hour Ending]=Supply[[#This Row],[Hour Ending]]),0),MATCH(Supply[[#This Row],[Unit Category]],Profiles[#Headers],0))","v":0}]
[9,"Solar Tracking_Socal",24,{"$f":"INDEX(NQC[NQC MW],MATCH(1,(NQC[Month]=Supply[[#This Row],[Month]])*(NQC[Unit Category]=Supply[[#This Row],[Unit Category]]),0))*INDEX(Profiles[],MATCH(1,(Profiles[Month]=Supply[[#This Row],[Month]])*(Profiles[Hour Ending]=Supply[[#This Row],[Hour Ending]]),0),MATCH(Supply[[#This Row],[Unit Category]],Profiles[#Headers],0))","v":0}]
[9,"Wind_Norcal",1,{"$f":"INDEX(NQC[NQC MW],MATCH(1,(NQC[Month]=Supply[[#This Row],[Month]])*(NQC[Unit Category]=Supply[[#This Row],[Unit Category]]),0))*INDEX(Profiles[],MATCH(1,(Profiles[Month]=Supply[[#This Row],[Month]])*(Profiles[Hour Ending]=Supply[[#This Row],[Hour Ending]]),0),MATCH(Supply[[#This Row],[Unit Category]],Profiles[#Headers],0))","v":907.47066932730161}]
[9,"Wind_Norcal",2,{"$f":"INDEX(NQC[NQC MW],MATCH(1,(NQC[Month]=Supply[[#This Row],[Month]])*(NQC[Unit Category]=Supply[[#This Row],[Unit Category]]),0))*INDEX(Profiles[],MATCH(1,(Profiles[Month]=Supply[[#This Row],[Month]])*(Profiles[Hour Ending]=Supply[[#This Row],[Hour Ending]]),0),MATCH(Supply[[#This Row],[Unit Category]],Profiles[#Headers],0))","v":829.10598119645033}]
[9,"Wind_Norcal",3,{"$f":"INDEX(NQC[NQC MW],MATCH(1,(NQC[Month]=Supply[[#This Row],[Month]])*(NQC[Unit Category]=Supply[[#This Row],[Unit Category]]),0))*INDEX(Profiles[],MATCH(1,(Profiles[Month]=Supply[[#This Row],[Month]])*(Profiles[Hour Ending]=Supply[[#This Row],[Hour Ending]]),0),MATCH(Supply[[#This Row],[Unit Category]],Profiles[#Headers],0))","v":746.56043497731423}]
[9,"Wind_Norcal",4,{"$f":"INDEX(NQC[NQC MW],MATCH(1,(NQC[Month]=Supply[[#This Row],[Month]])*(NQC[Unit Category]=Supply[[#This Row],[Unit Category]]),0))*INDEX(Profiles[],MATCH(1,(Profiles[Month]=Supply[[#This Row],[Month]])*(Profiles[Hour Ending]=Supply[[#This Row],[Hour Ending]]),0),MATCH(Supply[[#This Row],[Unit Category]],Profiles[#Headers],0))","v":663.5196087198633}]
[9,"Wind_Norcal",5,{"$f":"INDEX(NQC[NQC MW],MATCH(1,(NQC[Month]=Supply[[#This Row],[Month]])*(NQC[Unit Category]=Supply[[#This Row],[Unit Category]]),0))*INDEX(Profiles[],MATCH(1,(Profiles[Month]=Supply[[#This Row],[Month]])*(Profiles[Hour Ending]=Supply[[#This Row],[Hour Ending]]),0),MATCH(Supply[[#This Row],[Unit Category]],Profiles[#Headers],0))","v":587.45678169517691}]
[9,"Wind_Norcal",6,{"$f":"INDEX(NQC[NQC MW],MATCH(1,(NQC[Month]=Supply[[#This Row],[Month]])*(NQC[Unit Category]=Supply[[#This Row],[Unit Category]]),0))*INDEX(Profiles[],MATCH(1,(Profiles[Month]=Supply[[#This Row],[Month]])*(Profiles[Hour Ending]=Supply[[#This Row],[Hour Ending]]),0),MATCH(Supply[[#This Row],[Unit Category]],Profiles[#Headers],0))","v":527.16942263095734}]
[9,"Wind_Norcal",7,{"$f":"INDEX(NQC[NQC MW],MATCH(1,(NQC[Month]=Supply[[#This Row],[Month]])*(NQC[Unit Category]=Supply[[#This Row],[Unit Category]]),0))*INDEX(Profiles[],MATCH(1,(Profiles[Month]=Supply[[#This Row],[Month]])*(Profiles[Hour Ending]=Supply[[#This Row],[Hour Ending]]),0),MATCH(Supply[[#This Row],[Unit Category]],Profiles[#Headers],0))","v":500.20199582585127}]
[9,"Wind_Norcal",8,{"$f":"INDEX(NQC[NQC MW],MATCH(1,(NQC[Month]=Supply[[#This Row],[Month]])*(NQC[Unit Category]=Supply[[#This Row],[Unit Category]]),0))*INDEX(Profiles[],MATCH(1,(Profiles[Month]=Supply[[#This Row],[Month]])*(Profiles[Hour Ending]=Supply[[#This Row],[Hour Ending]]),0),MATCH(Supply[[#This Row],[Unit Category]],Profiles[#Headers],0))","v":441.01916987502392}]
[9,"Wind_Norcal",9,{"$f":"INDEX(NQC[NQC MW],MATCH(1,(NQC[Month]=Supply[[#This Row],[Month]])*(NQC[Unit Category]=Supply[[#This Row],[Unit Category]]),0))*INDEX(Profiles[],MATCH(1,(Profiles[Month]=Supply[[#This Row],[Month]])*(Profiles[Hour Ending]=Supply[[#This Row],[Hour Ending]]),0),MATCH(Supply[[#This Row],[Unit Category]],Profiles[#Headers],0))","v":386.59376303104381}]
[9,"Wind_Norcal",10,{"$f":"INDEX(NQC[NQC MW],MATCH(1,(NQC[Month]=Supply[[#This Row],[Month]])*(NQC[Unit Category]=Supply[[#This Row],[Unit Category]]),0))*INDEX(Profiles[],MATCH(1,(Profiles[Month]=Supply[[#This Row],[Month]])*(Profiles[Hour Ending]=Supply[[#This Row],[Hour Ending]]),0),MATCH(Supply[[#This Row],[Unit Category]],Profiles[#Headers],0))","v":300.56726424881276}]
[9,"Wind_Norcal",11,{"$f":"INDEX(NQC[NQC MW],MATCH(1,(NQC[Month]=Supply[[#This Row],[Month]])*(NQC[Unit Category]=Supply[[#This Row],[Unit Category]]),0))*INDEX(Profiles[],MATCH(1,(Profiles[Month]=Supply[[#This Row],[Month]])*(Profiles[Hour Ending]=Supply[[#This Row],[Hour Ending]]),0),MATCH(Supply[[#This Row],[Unit Category]],Profiles[#Headers],0))","v":208.2278171581018}]
[9,"Wind_Norcal",12,{"$f":"INDEX(NQC[NQC MW],MATCH(1,(NQC[Month]=Supply[[#This Row],[Month]])*(NQC[Unit Category]=Supply[[#This Row],[Unit Category]]),0))*INDEX(Profiles[],MATCH(1,(Profiles[Month]=Supply[[#This Row],[Month]])*(Profiles[Hour Ending]=Supply[[#This Row],[Hour Ending]]),0),MATCH(Supply[[#This Row],[Unit Category]],Profiles[#Headers],0))","v":151.4207169386807}]
[9,"Wind_Norcal",13,{"$f":"INDEX(NQC[NQC MW],MATCH(1,(NQC[Month]=Supply[[#This Row],[Month]])*(NQC[Unit Category]=Supply[[#This Row],[Unit Category]]),0))*INDEX(Profiles[],MATCH(1,(Profiles[Month]=Supply[[#This Row],[Month]])*(Profiles[Hour Ending]=Supply[[#This Row],[Hour Ending]]),0),MATCH(Supply[[#This Row],[Unit Category]],Profiles[#Headers],0))","v":162.70341582061818}]
[9,"Wind_Norcal",14,{"$f":"INDEX(NQC[NQC MW],MATCH(1,(NQC[Month]=Supply[[#This Row],[Month]])*(NQC[Unit Category]=Supply[[#This Row],[Unit Category]]),0))*INDEX(Profiles[],MATCH(1,(Profiles[Month]=Supply[[#This Row],[Month]])*(Profiles[Hour Ending]=Supply[[#This Row],[Hour Ending]]),0),MATCH(Supply[[#This Row],[Unit Category]],Profiles[#Headers],0))","v":179.78306542521938}]
[9,"Wind_Norcal",15,{"$f":"INDEX(NQC[NQC MW],MATCH(1,(NQC[Month]=Supply[[#This Row],[Month]])*(NQC[Unit Category]=Supply[[#This Row],[Unit Category]]),0))*INDEX(Profiles[],MATCH(1,(Profiles[Month]=Supply[[#This Row],[Month]])*(Profiles[Hour Ending]=Supply[[#This Row],[Hour Ending]]),0),MATCH(Supply[[#This Row],[Unit Category]],Profiles[#Headers],0))","v":241.17456962391205}]
[9,"Wind_Norcal",16,{"$f":"INDEX(NQC[NQC MW],MATCH(1,(NQC[Month]=Supply[[#This Row],[Month]])*(NQC[Unit Category]=Supply[[#This Row],[Unit Category]]),0))*INDEX(Profiles[],MATCH(1,(Profiles[Month]=Supply[[#This Row],[Month]])*(Profiles[Hour Ending]=Supply[[#This Row],[Hour Ending]]),0),MATCH(Supply[[#This Row],[Unit Category]],Profiles[#Headers],0))","v":371.07497451522363}]
[9,"Wind_Norcal",17,{"$f":"INDEX(NQC[NQC MW],MATCH(1,(NQC[Month]=Supply[[#This Row],[Month]])*(NQC[Unit Category]=Supply[[#This Row],[Unit Category]]),0))*INDEX(Profiles[],MATCH(1,(Profiles[Month]=Supply[[#This Row],[Month]])*(Profiles[Hour Ending]=Supply[[#This Row],[Hour Ending]]),0),MATCH(Supply[[#This Row],[Unit Category]],Profiles[#Headers],0))","v":471.99039416509339}]
[9,"Wind_Norcal",18,{"$f":"INDEX(NQC[NQC MW],MATCH(1,(NQC[Month]=Supply[[#This Row],[Month]])*(NQC[Unit Category]=Supply[[#This Row],[Unit Category]]),0))*INDEX(Profiles[],MATCH(1,(Profiles[Month]=Supply[[#This Row],[Month]])*(Profiles[Hour Ending]=Supply[[#This Row],[Hour Ending]]),0),MATCH(Supply[[#This Row],[Unit Category]],Profiles[#Headers],0))","v":569.86078792226692}]
[9,"Wind_Norcal",19,{"$f":"INDEX(NQC[NQC MW],MATCH(1,(NQC[Month]=Supply[[#This Row],[Month]])*(NQC[Unit Category]=Supply[[#This Row],[Unit Category]]),0))*INDEX(Profiles[],MATCH(1,(Profiles[Month]=Supply[[#This Row],[Month]])*(Profiles[Hour Ending]=Supply[[#This Row],[Hour Ending]]),0),MATCH(Supply[[#This Row],[Unit Category]],Profiles[#Headers],0))","v":695.00339308530829}]
[9,"Wind_Norcal",20,{"$f":"INDEX(NQC[NQC MW],MATCH(1,(NQC[Month]=Supply[[#This Row],[Month]])*(NQC[Unit Category]=Supply[[#This Row],[Unit Category]]),0))*INDEX(Profiles[],MATCH(1,(Profiles[Month]=Supply[[#This Row],[Month]])*(Profiles[Hour Ending]=Supply[[#This Row],[Hour Ending]]),0),MATCH(Supply[[#This Row],[Unit Category]],Profiles[#Headers],0))","v":764.5203821206976}]
[9,"Wind_Norcal",21,{"$f":"INDEX(NQC[NQC MW],MATCH(1,(NQC[Month]=Supply[[#This Row],[Month]])*(NQC[Unit Category]=Supply[[#This Row],[Unit Category]]),0))*INDEX(Profiles[],MATCH(1,(Profiles[Month]=Supply[[#This Row],[Month]])*(Profiles[Hour Ending]=Supply[[#This Row],[Hour Ending]]),0),MATCH(Supply[[#This Row],[Unit Category]],Profiles[#Headers],0))","v":809.78089627714644}]
[9,"Wind_Norcal",22,{"$f":"INDEX(NQC[NQC MW],MATCH(1,(NQC[Month]=Supply[[#This Row],[Month]])*(NQC[Unit Category]=Supply[[#This Row],[Unit Category]]),0))*INDEX(Profiles[],MATCH(1,(Profiles[Month]=Supply[[#This Row],[Month]])*(Profiles[Hour Ending]=Supply[[#This Row],[Hour Ending]]),0),MATCH(Supply[[#This Row],[Unit Category]],Profiles[#Headers],0))","v":817.38811501503415}]
[9,"Wind_Norcal",23,{"$f":"INDEX(NQC[NQC MW],MATCH(1,(NQC[Month]=Supply[[#This Row],[Month]])*(NQC[Unit Category]=Supply[[#This Row],[Unit Category]]),0))*INDEX(Profiles[],MATCH(1,(Profiles[Month]=Supply[[#This Row],[Month]])*(Profiles[Hour Ending]=Supply[[#This Row],[Hour Ending]]),0),MATCH(Supply[[#This Row],[Unit Category]],Profiles[#Headers],0))","v":885.18416745873003}]
[9,"Wind_Norcal",24,{"$f":"INDEX(NQC[NQC MW],MATCH(1,(NQC[Month]=Supply[[#This Row],[Month]])*(NQC[Unit Category]=Supply[[#This Row],[Unit Category]]),0))*INDEX(Profiles[],MATCH(1,(Profiles[Month]=Supply[[#This Row],[Month]])*(Profiles[Hour Ending]=Supply[[#This Row],[Hour Ending]]),0),MATCH(Supply[[#This Row],[Unit Category]],Profiles[#Headers],0))","v":876.8126427277499}]
[9,"Wind_Socal",1,{"$f":"INDEX(NQC[NQC MW],MATCH(1,(NQC[Month]=Supply[[#This Row],[Month]])*(NQC[Unit Category]=Supply[[#This Row],[Unit Category]]),0))*INDEX(Profiles[],MATCH(1,(Profiles[Month]=Supply[[#This Row],[Month]])*(Profiles[Hour Ending]=Supply[[#This Row],[Hour Ending]]),0),MATCH(Supply[[#This Row],[Unit Category]],Profiles[#Headers],0))","v":1465.9006653949027}]
[9,"Wind_Socal",2,{"$f":"INDEX(NQC[NQC MW],MATCH(1,(NQC[Month]=Supply[[#This Row],[Month]])*(NQC[Unit Category]=Supply[[#This Row],[Unit Category]]),0))*INDEX(Profiles[],MATCH(1,(Profiles[Month]=Supply[[#This Row],[Month]])*(Profiles[Hour Ending]=Supply[[#This Row],[Hour Ending]]),0),MATCH(Supply[[#This Row],[Unit Category]],Profiles[#Headers],0))","v":1419.578972058197}]
[9,"Wind_Socal",3,{"$f":"INDEX(NQC[NQC MW],MATCH(1,(NQC[Month]=Supply[[#This Row],[Month]])*(NQC[Unit Category]=Supply[[#This Row],[Unit Category]]),0))*INDEX(Profiles[],MATCH(1,(Profiles[Month]=Supply[[#This Row],[Month]])*(Profiles[Hour Ending]=Supply[[#This Row],[Hour Ending]]),0),MATCH(Supply[[#This Row],[Unit Category]],Profiles[#Headers],0))","v":1313.4047240210871}]
[9,"Wind_Socal",4,{"$f":"INDEX(NQC[NQC MW],MATCH(1,(NQC[Month]=Supply[[#This Row],[Month]])*(NQC[Unit Category]=Supply[[#This Row],[Unit Category]]),0))*INDEX(Profiles[],MATCH(1,(Profiles[Month]=Supply[[#This Row],[Month]])*(Profiles[Hour Ending]=Supply[[#This Row],[Hour Ending]]),0),MATCH(Supply[[#This Row],[Unit Category]],Profiles[#Headers],0))","v":1009.2209196210838}]
[9,"Wind_Socal",5,{"$f":"INDEX(NQC[NQC MW],MATCH(1,(NQC[Month]=Supply[[#This Row],[Month]])*(NQC[Unit Category]=Supply[[#This Row],[Unit Category]]),0))*INDEX(Profiles[],MATCH(1,(Profiles[Month]=Supply[[#This Row],[Month]])*(Profiles[Hour Ending]=Supply[[#This Row],[Hour Ending]]),0),MATCH(Supply[[#This Row],[Unit Category]],Profiles[#Headers],0))","v":869.36820218669766}]
[9,"Wind_Socal",6,{"$f":"INDEX(NQC[NQC MW],MATCH(1,(NQC[Month]=Supply[[#This Row],[Month]])*(NQC[Unit Category]=Supply[[#This Row],[Unit Category]]),0))*INDEX(Profiles[],MATCH(1,(Profiles[Month]=Supply[[#This Row],[Month]])*(Profiles[Hour Ending]=Supply[[#This Row],[Hour Ending]]),0),MATCH(Supply[[#This Row],[Unit Category]],Profiles[#Headers],0))","v":738.67152900265091}]
[9,"Wind_Socal",7,{"$f":"INDEX(NQC[NQC MW],MATCH(1,(NQC[Month]=Supply[[#This Row],[Month]])*(NQC[Unit Category]=Supply[[#This Row],[Unit Category]]),0))*INDEX(Profiles[],MATCH(1,(Profiles[Month]=Supply[[#This Row],[Month]])*(Profiles[Hour Ending]=Supply[[#This Row],[Hour Ending]]),0),MATCH(Supply[[#This Row],[Unit Category]],Profiles[#Headers],0))","v":555.46394228433348}]
[9,"Wind_Socal",8,{"$f":"INDEX(NQC[NQC MW],MATCH(1,(NQC[Month]=Supply[[#This Row],[Month]])*(NQC[Unit Category]=Supply[[#This Row],[Unit Category]]),0))*INDEX(Profiles[],MATCH(1,(Profiles[Month]=Supply[[#This Row],[Month]])*(Profiles[Hour Ending]=Supply[[#This Row],[Hour Ending]]),0),MATCH(Supply[[#This Row],[Unit Category]],Profiles[#Headers],0))","v":398.26528039051732}]
[9,"Wind_Socal",9,{"$f":"INDEX(NQC[NQC MW],MATCH(1,(NQC[Month]=Supply[[#This Row],[Month]])*(NQC[Unit Category]=Supply[[#This Row],[Unit Category]]),0))*INDEX(Profiles[],MATCH(1,(Profiles[Month]=Supply[[#This Row],[Month]])*(Profiles[Hour Ending]=Supply[[#This Row],[Hour Ending]]),0),MATCH(Supply[[#This Row],[Unit Category]],Profiles[#Headers],0))","v":303.69389194593657}]
[9,"Wind_Socal",10,{"$f":"INDEX(NQC[NQC MW],MATCH(1,(NQC[Month]=Supply[[#This Row],[Month]])*(NQC[Unit Category]=Supply[[#This Row],[Unit Category]]),0))*INDEX(Profiles[],MATCH(1,(Profiles[Month]=Supply[[#This Row],[Month]])*(Profiles[Hour Ending]=Supply[[#This Row],[Hour Ending]]),0),MATCH(Supply[[#This Row],[Unit Category]],Profiles[#Headers],0))","v":332.01869737278531}]
[9,"Wind_Socal",11,{"$f":"INDEX(NQC[NQC MW],MATCH(1,(NQC[Month]=Supply[[#This Row],[Month]])*(NQC[Unit Category]=Supply[[#This Row],[Unit Category]]),0))*INDEX(Profiles[],MATCH(1,(Profiles[Month]=Supply[[#This Row],[Month]])*(Profiles[Hour Ending]=Supply[[#This Row],[Hour Ending]]),0),MATCH(Supply[[#This Row],[Unit Category]],Profiles[#Headers],0))","v":406.4173288010972}]
[9,"Wind_Socal",12,{"$f":"INDEX(NQC[NQC MW],MATCH(1,(NQC[Month]=Supply[[#This Row],[Month]])*(NQC[Unit Category]=Supply[[#This Row],[Unit Category]]),0))*INDEX(Profiles[],MATCH(1,(Profiles[Month]=Supply[[#This Row],[Month]])*(Profiles[Hour Ending]=Supply[[#This Row],[Hour Ending]]),0),MATCH(Supply[[#This Row],[Unit Category]],Profiles[#Headers],0))","v":475.30773076142418}]
[9,"Wind_Socal",13,{"$f":"INDEX(NQC[NQC MW],MATCH(1,(NQC[Month]=Supply[[#This Row],[Month]])*(NQC[Unit Category]=Supply[[#This Row],[Unit Category]]),0))*INDEX(Profiles[],MATCH(1,(Profiles[Month]=Supply[[#This Row],[Month]])*(Profiles[Hour Ending]=Supply[[#This Row],[Hour Ending]]),0),MATCH(Supply[[#This Row],[Unit Category]],Profiles[#Headers],0))","v":583.58020283994006}]
[9,"Wind_Socal",14,{"$f":"INDEX(NQC[NQC MW],MATCH(1,(NQC[Month]=Supply[[#This Row],[Month]])*(NQC[Unit Category]=Supply[[#This Row],[Unit Category]]),0))*INDEX(Profiles[],MATCH(1,(Profiles[Month]=Supply[[#This Row],[Month]])*(Profiles[Hour Ending]=Supply[[#This Row],[Hour Ending]]),0),MATCH(Supply[[#This Row],[Unit Category]],Profiles[#Headers],0))","v":723.77897134118746}]
[9,"Wind_Socal",15,{"$f":"INDEX(NQC[NQC MW],MATCH(1,(NQC[Month]=Supply[[#This Row],[Month]])*(NQC[Unit Category]=Supply[[#This Row],[Unit Category]]),0))*INDEX(Profiles[],MATCH(1,(Profiles[Month]=Supply[[#This Row],[Month]])*(Profiles[Hour Ending]=Supply[[#This Row],[Hour Ending]]),0),MATCH(Supply[[#This Row],[Unit Category]],Profiles[#Headers],0))","v":948.84078233592049}]
[9,"Wind_Socal",16,{"$f":"INDEX(NQC[NQC MW],MATCH(1,(NQC[Month]=Supply[[#This Row],[Month]])*(NQC[Unit Category]=Supply[[#This Row],[Unit Category]]),0))*INDEX(Profiles[],MATCH(1,(Profiles[Month]=Supply[[#This Row],[Month]])*(Profiles[Hour Ending]=Supply[[#This Row],[Hour Ending]]),0),MATCH(Supply[[#This Row],[Unit Category]],Profiles[#Headers],0))","v":1108.659062844217}]
[9,"Wind_Socal",17,{"$f":"INDEX(NQC[NQC MW],MATCH(1,(NQC[Month]=Supply[[#This Row],[Month]])*(NQC[Unit Category]=Supply[[#This Row],[Unit Category]]),0))*INDEX(Profiles[],MATCH(1,(Profiles[Month]=Supply[[#This Row],[Month]])*(Profiles[Hour Ending]=Supply[[#This Row],[Hour Ending]]),0),MATCH(Supply[[#This Row],[Unit Category]],Profiles[#Headers],0))","v":1234.0290295790614}]
[9,"Wind_Socal",18,{"$f":"INDEX(NQC[NQC MW],MATCH(1,(NQC[Month]=Supply[[#This Row],[Month]])*(NQC[Unit Category]=Supply[[#This Row],[Unit Category]]),0))*INDEX(Profiles[],MATCH(1,(Profiles[Month]=Supply[[#This Row],[Month]])*(Profiles[Hour Ending]=Supply[[#This Row],[Hour Ending]]),0),MATCH(Supply[[#This Row],[Unit Category]],Profiles[#Headers],0))","v":1457.4796212832734}]
[9,"Wind_Socal",19,{"$f":"INDEX(NQC[NQC MW],MATCH(1,(NQC[Month]=Supply[[#This Row],[Month]])*(NQC[Unit Category]=Supply[[#This Row],[Unit Category]]),0))*INDEX(Profiles[],MATCH(1,(Profiles[Month]=Supply[[#This Row],[Month]])*(Profiles[Hour Ending]=Supply[[#This Row],[Hour Ending]]),0),MATCH(Supply[[#This Row],[Unit Category]],Profiles[#Headers],0))","v":1684.1607159178054}]
[9,"Wind_Socal",20,{"$f":"INDEX(NQC[NQC MW],MATCH(1,(NQC[Month]=Supply[[#This Row],[Month]])*(NQC[Unit Category]=Supply[[#This Row],[Unit Category]]),0))*INDEX(Profiles[],MATCH(1,(Profiles[Month]=Supply[[#This Row],[Month]])*(Profiles[Hour Ending]=Supply[[#This Row],[Hour Ending]]),0),MATCH(Supply[[#This Row],[Unit Category]],Profiles[#Headers],0))","v":1773.4937376886344}]
[9,"Wind_Socal",21,{"$f":"INDEX(NQC[NQC MW],MATCH(1,(NQC[Month]=Supply[[#This Row],[Month]])*(NQC[Unit Category]=Supply[[#This Row],[Unit Category]]),0))*INDEX(Profiles[],MATCH(1,(Profiles[Month]=Supply[[#This Row],[Month]])*(Profiles[Hour Ending]=Supply[[#This Row],[Hour Ending]]),0),MATCH(Supply[[#This Row],[Unit Category]],Profiles[#Headers],0))","v":1749.8776704981337}]
[9,"Wind_Socal",22,{"$f":"INDEX(NQC[NQC MW],MATCH(1,(NQC[Month]=Supply[[#This Row],[Month]])*(NQC[Unit Category]=Supply[[#This Row],[Unit Category]]),0))*INDEX(Profiles[],MATCH(1,(Profiles[Month]=Supply[[#This Row],[Month]])*(Profiles[Hour Ending]=Supply[[#This Row],[Hour Ending]]),0),MATCH(Supply[[#This Row],[Unit Category]],Profiles[#Headers],0))","v":1646.5500328043659}]
[9,"Wind_Socal",23,{"$f":"INDEX(NQC[NQC MW],MATCH(1,(NQC[Month]=Supply[[#This Row],[Month]])*(NQC[Unit Category]=Supply[[#This Row],[Unit Category]]),0))*INDEX(Profiles[],MATCH(1,(Profiles[Month]=Supply[[#This Row],[Month]])*(Profiles[Hour Ending]=Supply[[#This Row],[Hour Ending]]),0),MATCH(Supply[[#This Row],[Unit Category]],Profiles[#Headers],0))","v":1538.3470853637377}]
[9,"Wind_Socal",24,{"$f":"INDEX(NQC[NQC MW],MATCH(1,(NQC[Month]=Supply[[#This Row],[Month]])*(NQC[Unit Category]=Supply[[#This Row],[Unit Category]]),0))*INDEX(Profiles[],MATCH(1,(Profiles[Month]=Supply[[#This Row],[Month]])*(Profiles[Hour Ending]=Supply[[#This Row],[Hour Ending]]),0),MATCH(Supply[[#This Row],[Unit Category]],Profiles[#Headers],0))","v":1458.5726195653624}]
[10,"Biogas",1,{"$f":"INDEX(NQC[NQC MW],MATCH(1,(NQC[Month]=Supply[[#This Row],[Month]])*(NQC[Unit Category]=Supply[[#This Row],[Unit Category]]),0))*INDEX(Profiles[],MATCH(1,(Profiles[Month]=Supply[[#This Row],[Month]])*(Profiles[Hour Ending]=Supply[[#This Row],[Hour Ending]]),0),MATCH(Supply[[#This Row],[Unit Category]],Profiles[#Headers],0))","v":197.4247}]
[10,"Biogas",2,{"$f":"INDEX(NQC[NQC MW],MATCH(1,(NQC[Month]=Supply[[#This Row],[Month]])*(NQC[Unit Category]=Supply[[#This Row],[Unit Category]]),0))*INDEX(Profiles[],MATCH(1,(Profiles[Month]=Supply[[#This Row],[Month]])*(Profiles[Hour Ending]=Supply[[#This Row],[Hour Ending]]),0),MATCH(Supply[[#This Row],[Unit Category]],Profiles[#Headers],0))","v":197.4247}]
[10,"Biogas",3,{"$f":"INDEX(NQC[NQC MW],MATCH(1,(NQC[Month]=Supply[[#This Row],[Month]])*(NQC[Unit Category]=Supply[[#This Row],[Unit Category]]),0))*INDEX(Profiles[],MATCH(1,(Profiles[Month]=Supply[[#This Row],[Month]])*(Profiles[Hour Ending]=Supply[[#This Row],[Hour Ending]]),0),MATCH(Supply[[#This Row],[Unit Category]],Profiles[#Headers],0))","v":197.4247}]
[10,"Biogas",4,{"$f":"INDEX(NQC[NQC MW],MATCH(1,(NQC[Month]=Supply[[#This Row],[Month]])*(NQC[Unit Category]=Supply[[#This Row],[Unit Category]]),0))*INDEX(Profiles[],MATCH(1,(Profiles[Month]=Supply[[#This Row],[Month]])*(Profiles[Hour Ending]=Supply[[#This Row],[Hour Ending]]),0),MATCH(Supply[[#This Row],[Unit Category]],Profiles[#Headers],0))","v":197.4247}]
[10,"Biogas",5,{"$f":"INDEX(NQC[NQC MW],MATCH(1,(NQC[Month]=Supply[[#This Row],[Month]])*(NQC[Unit Category]=Supply[[#This Row],[Unit Category]]),0))*INDEX(Profiles[],MATCH(1,(Profiles[Month]=Supply[[#This Row],[Month]])*(Profiles[Hour Ending]=Supply[[#This Row],[Hour Ending]]),0),MATCH(Supply[[#This Row],[Unit Category]],Profiles[#Headers],0))","v":197.4247}]
[10,"Biogas",6,{"$f":"INDEX(NQC[NQC MW],MATCH(1,(NQC[Month]=Supply[[#This Row],[Month]])*(NQC[Unit Category]=Supply[[#This Row],[Unit Category]]),0))*INDEX(Profiles[],MATCH(1,(Profiles[Month]=Supply[[#This Row],[Month]])*(Profiles[Hour Ending]=Supply[[#This Row],[Hour Ending]]),0),MATCH(Supply[[#This Row],[Unit Category]],Profiles[#Headers],0))","v":197.4247}]
[10,"Biogas",7,{"$f":"INDEX(NQC[NQC MW],MATCH(1,(NQC[Month]=Supply[[#This Row],[Month]])*(NQC[Unit Category]=Supply[[#This Row],[Unit Category]]),0))*INDEX(Profiles[],MATCH(1,(Profiles[Month]=Supply[[#This Row],[Month]])*(Profiles[Hour Ending]=Supply[[#This Row],[Hour Ending]]),0),MATCH(Supply[[#This Row],[Unit Category]],Profiles[#Headers],0))","v":197.4247}]
[10,"Biogas",8,{"$f":"INDEX(NQC[NQC MW],MATCH(1,(NQC[Month]=Supply[[#This Row],[Month]])*(NQC[Unit Category]=Supply[[#This Row],[Unit Category]]),0))*INDEX(Profiles[],MATCH(1,(Profiles[Month]=Supply[[#This Row],[Month]])*(Profiles[Hour Ending]=Supply[[#This Row],[Hour Ending]]),0),MATCH(Supply[[#This Row],[Unit Category]],Profiles[#Headers],0))","v":197.4247}]
[10,"Biogas",9,{"$f":"INDEX(NQC[NQC MW],MATCH(1,(NQC[Month]=Supply[[#This Row],[Month]])*(NQC[Unit Category]=Supply[[#This Row],[Unit Category]]),0))*INDEX(Profiles[],MATCH(1,(Profiles[Month]=Supply[[#This Row],[Month]])*(Profiles[Hour Ending]=Supply[[#This Row],[Hour Ending]]),0),MATCH(Supply[[#This Row],[Unit Category]],Profiles[#Headers],0))","v":197.4247}]
[10,"Biogas",10,{"$f":"INDEX(NQC[NQC MW],MATCH(1,(NQC[Month]=Supply[[#This Row],[Month]])*(NQC[Unit Category]=Supply[[#This Row],[Unit Category]]),0))*INDEX(Profiles[],MATCH(1,(Profiles[Month]=Supply[[#This Row],[Month]])*(Profiles[Hour Ending]=Supply[[#This Row],[Hour Ending]]),0),MATCH(Supply[[#This Row],[Unit Category]],Profiles[#Headers],0))","v":197.4247}]
[10,"Biogas",11,{"$f":"INDEX(NQC[NQC MW],MATCH(1,(NQC[Month]=Supply[[#This Row],[Month]])*(NQC[Unit Category]=Supply[[#This Row],[Unit Category]]),0))*INDEX(Profiles[],MATCH(1,(Profiles[Month]=Supply[[#This Row],[Month]])*(Profiles[Hour Ending]=Supply[[#This Row],[Hour Ending]]),0),MATCH(Supply[[#This Row],[Unit Category]],Profiles[#Headers],0))","v":197.4247}]
[10,"Biogas",12,{"$f":"INDEX(NQC[NQC MW],MATCH(1,(NQC[Month]=Supply[[#This Row],[Month]])*(NQC[Unit Category]=Supply[[#This Row],[Unit Category]]),0))*INDEX(Profiles[],MATCH(1,(Profiles[Month]=Supply[[#This Row],[Month]])*(Profiles[Hour Ending]=Supply[[#This Row],[Hour Ending]]),0),MATCH(Supply[[#This Row],[Unit Category]],Profiles[#Headers],0))","v":197.4247}]
[10,"Biogas",13,{"$f":"INDEX(NQC[NQC MW],MATCH(1,(NQC[Month]=Supply[[#This Row],[Month]])*(NQC[Unit Category]=Supply[[#This Row],[Unit Category]]),0))*INDEX(Profiles[],MATCH(1,(Profiles[Month]=Supply[[#This Row],[Month]])*(Profiles[Hour Ending]=Supply[[#This Row],[Hour Ending]]),0),MATCH(Supply[[#This Row],[Unit Category]],Profiles[#Headers],0))","v":197.4247}]
[10,"Biogas",14,{"$f":"INDEX(NQC[NQC MW],MATCH(1,(NQC[Month]=Supply[[#This Row],[Month]])*(NQC[Unit Category]=Supply[[#This Row],[Unit Category]]),0))*INDEX(Profiles[],MATCH(1,(Profiles[Month]=Supply[[#This Row],[Month]])*(Profiles[Hour Ending]=Supply[[#This Row],[Hour Ending]]),0),MATCH(Supply[[#This Row],[Unit Category]],Profiles[#Headers],0))","v":197.4247}]
[10,"Biogas",15,{"$f":"INDEX(NQC[NQC MW],MATCH(1,(NQC[Month]=Supply[[#This Row],[Month]])*(NQC[Unit Category]=Supply[[#This Row],[Unit Category]]),0))*INDEX(Profiles[],MATCH(1,(Profiles[Month]=Supply[[#This Row],[Month]])*(Profiles[Hour Ending]=Supply[[#This Row],[Hour Ending]]),0),MATCH(Supply[[#This Row],[Unit Category]],Profiles[#Headers],0))","v":197.4247}]
[10,"Biogas",16,{"$f":"INDEX(NQC[NQC MW],MATCH(1,(NQC[Month]=Supply[[#This Row],[Month]])*(NQC[Unit Category]=Supply[[#This Row],[Unit Category]]),0))*INDEX(Profiles[],MATCH(1,(Profiles[Month]=Supply[[#This Row],[Month]])*(Profiles[Hour Ending]=Supply[[#This Row],[Hour Ending]]),0),MATCH(Supply[[#This Row],[Unit Category]],Profiles[#Headers],0))","v":197.4247}]
[10,"Biogas",17,{"$f":"INDEX(NQC[NQC MW],MATCH(1,(NQC[Month]=Supply[[#This Row],[Month]])*(NQC[Unit Category]=Supply[[#This Row],[Unit Category]]),0))*INDEX(Profiles[],MATCH(1,(Profiles[Month]=Supply[[#This Row],[Month]])*(Profiles[Hour Ending]=Supply[[#This Row],[Hour Ending]]),0),MATCH(Supply[[#This Row],[Unit Category]],Profiles[#Headers],0))","v":197.4247}]
[10,"Biogas",18,{"$f":"INDEX(NQC[NQC MW],MATCH(1,(NQC[Month]=Supply[[#This Row],[Month]])*(NQC[Unit Category]=Supply[[#This Row],[Unit Category]]),0))*INDEX(Profiles[],MATCH(1,(Profiles[Month]=Supply[[#This Row],[Month]])*(Profiles[Hour Ending]=Supply[[#This Row],[Hour Ending]]),0),MATCH(Supply[[#This Row],[Unit Category]],Profiles[#Headers],0))","v":197.4247}]
[10,"Biogas",19,{"$f":"INDEX(NQC[NQC MW],MATCH(1,(NQC[Month]=Supply[[#This Row],[Month]])*(NQC[Unit Category]=Supply[[#This Row],[Unit Category]]),0))*INDEX(Profiles[],MATCH(1,(Profiles[Month]=Supply[[#This Row],[Month]])*(Profiles[Hour Ending]=Supply[[#This Row],[Hour Ending]]),0),MATCH(Supply[[#This Row],[Unit Category]],Profiles[#Headers],0))","v":197.4247}]
[10,"Biogas",20,{"$f":"INDEX(NQC[NQC MW],MATCH(1,(NQC[Month]=Supply[[#This Row],[Month]])*(NQC[Unit Category]=Supply[[#This Row],[Unit Category]]),0))*INDEX(Profiles[],MATCH(1,(Profiles[Month]=Supply[[#This Row],[Month]])*(Profiles[Hour Ending]=Supply[[#This Row],[Hour Ending]]),0),MATCH(Supply[[#This Row],[Unit Category]],Profiles[#Headers],0))","v":197.4247}]
[10,"Biogas",21,{"$f":"INDEX(NQC[NQC MW],MATCH(1,(NQC[Month]=Supply[[#This Row],[Month]])*(NQC[Unit Category]=Supply[[#This Row],[Unit Category]]),0))*INDEX(Profiles[],MATCH(1,(Profiles[Month]=Supply[[#This Row],[Month]])*(Profiles[Hour Ending]=Supply[[#This Row],[Hour Ending]]),0),MATCH(Supply[[#This Row],[Unit Category]],Profiles[#Headers],0))","v":197.4247}]
[10,"Biogas",22,{"$f":"INDEX(NQC[NQC MW],MATCH(1,(NQC[Month]=Supply[[#This Row],[Month]])*(NQC[Unit Category]=Supply[[#This Row],[Unit Category]]),0))*INDEX(Profiles[],MATCH(1,(Profiles[Month]=Supply[[#This Row],[Month]])*(Profiles[Hour Ending]=Supply[[#This Row],[Hour Ending]]),0),MATCH(Supply[[#This Row],[Unit Category]],Profiles[#Headers],0))","v":197.4247}]
[10,"Biogas",23,{"$f":"INDEX(NQC[NQC MW],MATCH(1,(NQC[Month]=Supply[[#This Row],[Month]])*(NQC[Unit Category]=Supply[[#This Row],[Unit Category]]),0))*INDEX(Profiles[],MATCH(1,(Profiles[Month]=Supply[[#This Row],[Month]])*(Profiles[Hour Ending]=Supply[[#This Row],[Hour Ending]]),0),MATCH(Supply[[#This Row],[Unit Category]],Profiles[#Headers],0))","v":197.4247}]
[10,"Biogas",24,{"$f":"INDEX(NQC[NQC MW],MATCH(1,(NQC[Month]=Supply[[#This Row],[Month]])*(NQC[Unit Category]=Supply[[#This Row],[Unit Category]]),0))*INDEX(Profiles[],MATCH(1,(Profiles[Month]=Supply[[#This Row],[Month]])*(Profiles[Hour Ending]=Supply[[#This Row],[Hour Ending]]),0),MATCH(Supply[[#This Row],[Unit Category]],Profiles[#Headers],0))","v":197.4247}]
[10,"Biomass/Wood",1,{"$f":"INDEX(NQC[NQC MW],MATCH(1,(NQC[Month]=Supply[[#This Row],[Month]])*(NQC[Unit Category]=Supply[[#This Row],[Unit Category]]),0))*INDEX(Profiles[],MATCH(1,(Profiles[Month]=Supply[[#This Row],[Month]])*(Profiles[Hour Ending]=Supply[[#This Row],[Hour Ending]]),0),MATCH(Supply[[#This Row],[Unit Category]],Profiles[#Headers],0))","v":395.73700000000002}]
[10,"Biomass/Wood",2,{"$f":"INDEX(NQC[NQC MW],MATCH(1,(NQC[Month]=Supply[[#This Row],[Month]])*(NQC[Unit Category]=Supply[[#This Row],[Unit Category]]),0))*INDEX(Profiles[],MATCH(1,(Profiles[Month]=Supply[[#This Row],[Month]])*(Profiles[Hour Ending]=Supply[[#This Row],[Hour Ending]]),0),MATCH(Supply[[#This Row],[Unit Category]],Profiles[#Headers],0))","v":395.73700000000002}]
[10,"Biomass/Wood",3,{"$f":"INDEX(NQC[NQC MW],MATCH(1,(NQC[Month]=Supply[[#This Row],[Month]])*(NQC[Unit Category]=Supply[[#This Row],[Unit Category]]),0))*INDEX(Profiles[],MATCH(1,(Profiles[Month]=Supply[[#This Row],[Month]])*(Profiles[Hour Ending]=Supply[[#This Row],[Hour Ending]]),0),MATCH(Supply[[#This Row],[Unit Category]],Profiles[#Headers],0))","v":395.73700000000002}]
[10,"Biomass/Wood",4,{"$f":"INDEX(NQC[NQC MW],MATCH(1,(NQC[Month]=Supply[[#This Row],[Month]])*(NQC[Unit Category]=Supply[[#This Row],[Unit Category]]),0))*INDEX(Profiles[],MATCH(1,(Profiles[Month]=Supply[[#This Row],[Month]])*(Profiles[Hour Ending]=Supply[[#This Row],[Hour Ending]]),0),MATCH(Supply[[#This Row],[Unit Category]],Profiles[#Headers],0))","v":395.73700000000002}]
[10,"Biomass/Wood",5,{"$f":"INDEX(NQC[NQC MW],MATCH(1,(NQC[Month]=Supply[[#This Row],[Month]])*(NQC[Unit Category]=Supply[[#This Row],[Unit Category]]),0))*INDEX(Profiles[],MATCH(1,(Profiles[Month]=Supply[[#This Row],[Month]])*(Profiles[Hour Ending]=Supply[[#This Row],[Hour Ending]]),0),MATCH(Supply[[#This Row],[Unit Category]],Profiles[#Headers],0))","v":395.73700000000002}]
[10,"Biomass/Wood",6,{"$f":"INDEX(NQC[NQC MW],MATCH(1,(NQC[Month]=Supply[[#This Row],[Month]])*(NQC[Unit Category]=Supply[[#This Row],[Unit Category]]),0))*INDEX(Profiles[],MATCH(1,(Profiles[Month]=Supply[[#This Row],[Month]])*(Profiles[Hour Ending]=Supply[[#This Row],[Hour Ending]]),0),MATCH(Supply[[#This Row],[Unit Category]],Profiles[#Headers],0))","v":395.73700000000002}]
[10,"Biomass/Wood",7,{"$f":"INDEX(NQC[NQC MW],MATCH(1,(NQC[Month]=Supply[[#This Row],[Month]])*(NQC[Unit Category]=Supply[[#This Row],[Unit Category]]),0))*INDEX(Profiles[],MATCH(1,(Profiles[Month]=Supply[[#This Row],[Month]])*(Profiles[Hour Ending]=Supply[[#This Row],[Hour Ending]]),0),MATCH(Supply[[#This Row],[Unit Category]],Profiles[#Headers],0))","v":395.73700000000002}]
[10,"Biomass/Wood",8,{"$f":"INDEX(NQC[NQC MW],MATCH(1,(NQC[Month]=Supply[[#This Row],[Month]])*(NQC[Unit Category]=Supply[[#This Row],[Unit Category]]),0))*INDEX(Profiles[],MATCH(1,(Profiles[Month]=Supply[[#This Row],[Month]])*(Profiles[Hour Ending]=Supply[[#This Row],[Hour Ending]]),0),MATCH(Supply[[#This Row],[Unit Category]],Profiles[#Headers],0))","v":395.73700000000002}]
[10,"Biomass/Wood",9,{"$f":"INDEX(NQC[NQC MW],MATCH(1,(NQC[Month]=Supply[[#This Row],[Month]])*(NQC[Unit Category]=Supply[[#This Row],[Unit Category]]),0))*INDEX(Profiles[],MATCH(1,(Profiles[Month]=Supply[[#This Row],[Month]])*(Profiles[Hour Ending]=Supply[[#This Row],[Hour Ending]]),0),MATCH(Supply[[#This Row],[Unit Category]],Profiles[#Headers],0))","v":395.73700000000002}]
[10,"Biomass/Wood",10,{"$f":"INDEX(NQC[NQC MW],MATCH(1,(NQC[Month]=Supply[[#This Row],[Month]])*(NQC[Unit Category]=Supply[[#This Row],[Unit Category]]),0))*INDEX(Profiles[],MATCH(1,(Profiles[Month]=Supply[[#This Row],[Month]])*(Profiles[Hour Ending]=Supply[[#This Row],[Hour Ending]]),0),MATCH(Supply[[#This Row],[Unit Category]],Profiles[#Headers],0))","v":395.73700000000002}]
[10,"Biomass/Wood",11,{"$f":"INDEX(NQC[NQC MW],MATCH(1,(NQC[Month]=Supply[[#This Row],[Month]])*(NQC[Unit Category]=Supply[[#This Row],[Unit Category]]),0))*INDEX(Profiles[],MATCH(1,(Profiles[Month]=Supply[[#This Row],[Month]])*(Profiles[Hour Ending]=Supply[[#This Row],[Hour Ending]]),0),MATCH(Supply[[#This Row],[Unit Category]],Profiles[#Headers],0))","v":395.73700000000002}]
[10,"Biomass/Wood",12,{"$f":"INDEX(NQC[NQC MW],MATCH(1,(NQC[Month]=Supply[[#This Row],[Month]])*(NQC[Unit Category]=Supply[[#This Row],[Unit Category]]),0))*INDEX(Profiles[],MATCH(1,(Profiles[Month]=Supply[[#This Row],[Month]])*(Profiles[Hour Ending]=Supply[[#This Row],[Hour Ending]]),0),MATCH(Supply[[#This Row],[Unit Category]],Profiles[#Headers],0))","v":395.73700000000002}]
[10,"Biomass/Wood",13,{"$f":"INDEX(NQC[NQC MW],MATCH(1,(NQC[Month]=Supply[[#This Row],[Month]])*(NQC[Unit Category]=Supply[[#This Row],[Unit Category]]),0))*INDEX(Profiles[],MATCH(1,(Profiles[Month]=Supply[[#This Row],[Month]])*(Profiles[Hour Ending]=Supply[[#This Row],[Hour Ending]]),0),MATCH(Supply[[#This Row],[Unit Category]],Profiles[#Headers],0))","v":395.73700000000002}]
[10,"Biomass/Wood",14,{"$f":"INDEX(NQC[NQC MW],MATCH(1,(NQC[Month]=Supply[[#This Row],[Month]])*(NQC[Unit Category]=Supply[[#This Row],[Unit Category]]),0))*INDEX(Profiles[],MATCH(1,(Profiles[Month]=Supply[[#This Row],[Month]])*(Profiles[Hour Ending]=Supply[[#This Row],[Hour Ending]]),0),MATCH(Supply[[#This Row],[Unit Category]],Profiles[#Headers],0))","v":395.73700000000002}]
[10,"Biomass/Wood",15,{"$f":"INDEX(NQC[NQC MW],MATCH(1,(NQC[Month]=Supply[[#This Row],[Month]])*(NQC[Unit Category]=Supply[[#This Row],[Unit Category]]),0))*INDEX(Profiles[],MATCH(1,(Profiles[Month]=Supply[[#This Row],[Month]])*(Profiles[Hour Ending]=Supply[[#This Row],[Hour Ending]]),0),MATCH(Supply[[#This Row],[Unit Category]],Profiles[#Headers],0))","v":395.73700000000002}]
[10,"Biomass/Wood",16,{"$f":"INDEX(NQC[NQC MW],MATCH(1,(NQC[Month]=Supply[[#This Row],[Month]])*(NQC[Unit Category]=Supply[[#This Row],[Unit Category]]),0))*INDEX(Profiles[],MATCH(1,(Profiles[Month]=Supply[[#This Row],[Month]])*(Profiles[Hour Ending]=Supply[[#This Row],[Hour Ending]]),0),MATCH(Supply[[#This Row],[Unit Category]],Profiles[#Headers],0))","v":395.73700000000002}]
[10,"Biomass/Wood",17,{"$f":"INDEX(NQC[NQC MW],MATCH(1,(NQC[Month]=Supply[[#This Row],[Month]])*(NQC[Unit Category]=Supply[[#This Row],[Unit Category]]),0))*INDEX(Profiles[],MATCH(1,(Profiles[Month]=Supply[[#This Row],[Month]])*(Profiles[Hour Ending]=Supply[[#This Row],[Hour Ending]]),0),MATCH(Supply[[#This Row],[Unit Category]],Profiles[#Headers],0))","v":395.73700000000002}]
[10,"Biomass/Wood",18,{"$f":"INDEX(NQC[NQC MW],MATCH(1,(NQC[Month]=Supply[[#This Row],[Month]])*(NQC[Unit Category]=Supply[[#This Row],[Unit Category]]),0))*INDEX(Profiles[],MATCH(1,(Profiles[Month]=Supply[[#This Row],[Month]])*(Profiles[Hour Ending]=Supply[[#This Row],[Hour Ending]]),0),MATCH(Supply[[#This Row],[Unit Category]],Profiles[#Headers],0))","v":395.73700000000002}]
[10,"Biomass/Wood",19,{"$f":"INDEX(NQC[NQC MW],MATCH(1,(NQC[Month]=Supply[[#This Row],[Month]])*(NQC[Unit Category]=Supply[[#This Row],[Unit Category]]),0))*INDEX(Profiles[],MATCH(1,(Profiles[Month]=Supply[[#This Row],[Month]])*(Profiles[Hour Ending]=Supply[[#This Row],[Hour Ending]]),0),MATCH(Supply[[#This Row],[Unit Category]],Profiles[#Headers],0))","v":395.73700000000002}]
[10,"Biomass/Wood",20,{"$f":"INDEX(NQC[NQC MW],MATCH(1,(NQC[Month]=Supply[[#This Row],[Month]])*(NQC[Unit Category]=Supply[[#This Row],[Unit Category]]),0))*INDEX(Profiles[],MATCH(1,(Profiles[Month]=Supply[[#This Row],[Month]])*(Profiles[Hour Ending]=Supply[[#This Row],[Hour Ending]]),0),MATCH(Supply[[#This Row],[Unit Category]],Profiles[#Headers],0))","v":395.73700000000002}]
[10,"Biomass/Wood",21,{"$f":"INDEX(NQC[NQC MW],MATCH(1,(NQC[Month]=Supply[[#This Row],[Month]])*(NQC[Unit Category]=Supply[[#This Row],[Unit Category]]),0))*INDEX(Profiles[],MATCH(1,(Profiles[Month]=Supply[[#This Row],[Month]])*(Profiles[Hour Ending]=Supply[[#This Row],[Hour Ending]]),0),MATCH(Supply[[#This Row],[Unit Category]],Profiles[#Headers],0))","v":395.73700000000002}]
[10,"Biomass/Wood",22,{"$f":"INDEX(NQC[NQC MW],MATCH(1,(NQC[Month]=Supply[[#This Row],[Month]])*(NQC[Unit Category]=Supply[[#This Row],[Unit Category]]),0))*INDEX(Profiles[],MATCH(1,(Profiles[Month]=Supply[[#This Row],[Month]])*(Profiles[Hour Ending]=Supply[[#This Row],[Hour Ending]]),0),MATCH(Supply[[#This Row],[Unit Category]],Profiles[#Headers],0))","v":395.73700000000002}]
[10,"Biomass/Wood",23,{"$f":"INDEX(NQC[NQC MW],MATCH(1,(NQC[Month]=Supply[[#This Row],[Month]])*(NQC[Unit Category]=Supply[[#This Row],[Unit Category]]),0))*INDEX(Profiles[],MATCH(1,(Profiles[Month]=Supply[[#This Row],[Month]])*(Profiles[Hour Ending]=Supply[[#This Row],[Hour Ending]]),0),MATCH(Supply[[#This Row],[Unit Category]],Profiles[#Headers],0))","v":395.73700000000002}]
[10,"Biomass/Wood",24,{"$f":"INDEX(NQC[NQC MW],MATCH(1,(NQC[Month]=Supply[[#This Row],[Month]])*(NQC[Unit Category]=Supply[[#This Row],[Unit Category]]),0))*INDEX(Profiles[],MATCH(1,(Profiles[Month]=Supply[[#This Row],[Month]])*(Profiles[Hour Ending]=Supply[[#This Row],[Hour Ending]]),0),MATCH(Supply[[#This Row],[Unit Category]],Profiles[#Headers],0))","v":395.73700000000002}]
[10,"CC",1,{"$f":"INDEX(NQC[NQC MW],MATCH(1,(NQC[Month]=Supply[[#This Row],[Month]])*(NQC[Unit Category]=Supply[[#This Row],[Unit Category]]),0))*INDEX(Profiles[],MATCH(1,(Profiles[Month]=Supply[[#This Row],[Month]])*(Profiles[Hour Ending]=Supply[[#This Row],[Hour Ending]]),0),MATCH(Supply[[#This Row],[Unit Category]],Profiles[#Headers],0))","v":17187.849999999999}]
[10,"CC",2,{"$f":"INDEX(NQC[NQC MW],MATCH(1,(NQC[Month]=Supply[[#This Row],[Month]])*(NQC[Unit Category]=Supply[[#This Row],[Unit Category]]),0))*INDEX(Profiles[],MATCH(1,(Profiles[Month]=Supply[[#This Row],[Month]])*(Profiles[Hour Ending]=Supply[[#This Row],[Hour Ending]]),0),MATCH(Supply[[#This Row],[Unit Category]],Profiles[#Headers],0))","v":17187.849999999999}]
[10,"CC",3,{"$f":"INDEX(NQC[NQC MW],MATCH(1,(NQC[Month]=Supply[[#This Row],[Month]])*(NQC[Unit Category]=Supply[[#This Row],[Unit Category]]),0))*INDEX(Profiles[],MATCH(1,(Profiles[Month]=Supply[[#This Row],[Month]])*(Profiles[Hour Ending]=Supply[[#This Row],[Hour Ending]]),0),MATCH(Supply[[#This Row],[Unit Category]],Profiles[#Headers],0))","v":17187.849999999999}]
[10,"CC",4,{"$f":"INDEX(NQC[NQC MW],MATCH(1,(NQC[Month]=Supply[[#This Row],[Month]])*(NQC[Unit Category]=Supply[[#This Row],[Unit Category]]),0))*INDEX(Profiles[],MATCH(1,(Profiles[Month]=Supply[[#This Row],[Month]])*(Profiles[Hour Ending]=Supply[[#This Row],[Hour Ending]]),0),MATCH(Supply[[#This Row],[Unit Category]],Profiles[#Headers],0))","v":17187.849999999999}]
[10,"CC",5,{"$f":"INDEX(NQC[NQC MW],MATCH(1,(NQC[Month]=Supply[[#This Row],[Month]])*(NQC[Unit Category]=Supply[[#This Row],[Unit Category]]),0))*INDEX(Profiles[],MATCH(1,(Profiles[Month]=Supply[[#This Row],[Month]])*(Profiles[Hour Ending]=Supply[[#This Row],[Hour Ending]]),0),MATCH(Supply[[#This Row],[Unit Category]],Profiles[#Headers],0))","v":17187.849999999999}]
[10,"CC",6,{"$f":"INDEX(NQC[NQC MW],MATCH(1,(NQC[Month]=Supply[[#This Row],[Month]])*(NQC[Unit Category]=Supply[[#This Row],[Unit Category]]),0))*INDEX(Profiles[],MATCH(1,(Profiles[Month]=Supply[[#This Row],[Month]])*(Profiles[Hour Ending]=Supply[[#This Row],[Hour Ending]]),0),MATCH(Supply[[#This Row],[Unit Category]],Profiles[#Headers],0))","v":17187.849999999999}]
[10,"CC",7,{"$f":"INDEX(NQC[NQC MW],MATCH(1,(NQC[Month]=Supply[[#This Row],[Month]])*(NQC[Unit Category]=Supply[[#This Row],[Unit Category]]),0))*INDEX(Profiles[],MATCH(1,(Profiles[Month]=Supply[[#This Row],[Month]])*(Profiles[Hour Ending]=Supply[[#This Row],[Hour Ending]]),0),MATCH(Supply[[#This Row],[Unit Category]],Profiles[#Headers],0))","v":17187.849999999999}]
[10,"CC",8,{"$f":"INDEX(NQC[NQC MW],MATCH(1,(NQC[Month]=Supply[[#This Row],[Month]])*(NQC[Unit Category]=Supply[[#This Row],[Unit Category]]),0))*INDEX(Profiles[],MATCH(1,(Profiles[Month]=Supply[[#This Row],[Month]])*(Profiles[Hour Ending]=Supply[[#This Row],[Hour Ending]]),0),MATCH(Supply[[#This Row],[Unit Category]],Profiles[#Headers],0))","v":17187.849999999999}]
[10,"CC",9,{"$f":"INDEX(NQC[NQC MW],MATCH(1,(NQC[Month]=Supply[[#This Row],[Month]])*(NQC[Unit Category]=Supply[[#This Row],[Unit Category]]),0))*INDEX(Profiles[],MATCH(1,(Profiles[Month]=Supply[[#This Row],[Month]])*(Profiles[Hour Ending]=Supply[[#This Row],[Hour Ending]]),0),MATCH(Supply[[#This Row],[Unit Category]],Profiles[#Headers],0))","v":17187.849999999999}]
[10,"CC",10,{"$f":"INDEX(NQC[NQC MW],MATCH(1,(NQC[Month]=Supply[[#This Row],[Month]])*(NQC[Unit Category]=Supply[[#This Row],[Unit Category]]),0))*INDEX(Profiles[],MATCH(1,(Profiles[Month]=Supply[[#This Row],[Month]])*(Profiles[Hour Ending]=Supply[[#This Row],[Hour Ending]]),0),MATCH(Supply[[#This Row],[Unit Category]],Profiles[#Headers],0))","v":17187.849999999999}]
[10,"CC",11,{"$f":"INDEX(NQC[NQC MW],MATCH(1,(NQC[Month]=Supply[[#This Row],[Month]])*(NQC[Unit Category]=Supply[[#This Row],[Unit Category]]),0))*INDEX(Profiles[],MATCH(1,(Profiles[Month]=Supply[[#This Row],[Month]])*(Profiles[Hour Ending]=Supply[[#This Row],[Hour Ending]]),0),MATCH(Supply[[#This Row],[Unit Category]],Profiles[#Headers],0))","v":17187.849999999999}]
[10,"CC",12,{"$f":"INDEX(NQC[NQC MW],MATCH(1,(NQC[Month]=Supply[[#This Row],[Month]])*(NQC[Unit Category]=Supply[[#This Row],[Unit Category]]),0))*INDEX(Profiles[],MATCH(1,(Profiles[Month]=Supply[[#This Row],[Month]])*(Profiles[Hour Ending]=Supply[[#This Row],[Hour Ending]]),0),MATCH(Supply[[#This Row],[Unit Category]],Profiles[#Headers],0))","v":17187.849999999999}]
[10,"CC",13,{"$f":"INDEX(NQC[NQC MW],MATCH(1,(NQC[Month]=Supply[[#This Row],[Month]])*(NQC[Unit Category]=Supply[[#This Row],[Unit Category]]),0))*INDEX(Profiles[],MATCH(1,(Profiles[Month]=Supply[[#This Row],[Month]])*(Profiles[Hour Ending]=Supply[[#This Row],[Hour Ending]]),0),MATCH(Supply[[#This Row],[Unit Category]],Profiles[#Headers],0))","v":17187.849999999999}]
[10,"CC",14,{"$f":"INDEX(NQC[NQC MW],MATCH(1,(NQC[Month]=Supply[[#This Row],[Month]])*(NQC[Unit Category]=Supply[[#This Row],[Unit Category]]),0))*INDEX(Profiles[],MATCH(1,(Profiles[Month]=Supply[[#This Row],[Month]])*(Profiles[Hour Ending]=Supply[[#This Row],[Hour Ending]]),0),MATCH(Supply[[#This Row],[Unit Category]],Profiles[#Headers],0))","v":17187.849999999999}]
[10,"CC",15,{"$f":"INDEX(NQC[NQC MW],MATCH(1,(NQC[Month]=Supply[[#This Row],[Month]])*(NQC[Unit Category]=Supply[[#This Row],[Unit Category]]),0))*INDEX(Profiles[],MATCH(1,(Profiles[Month]=Supply[[#This Row],[Month]])*(Profiles[Hour Ending]=Supply[[#This Row],[Hour Ending]]),0),MATCH(Supply[[#This Row],[Unit Category]],Profiles[#Headers],0))","v":17187.849999999999}]
[10,"CC",16,{"$f":"INDEX(NQC[NQC MW],MATCH(1,(NQC[Month]=Supply[[#This Row],[Month]])*(NQC[Unit Category]=Supply[[#This Row],[Unit Category]]),0))*INDEX(Profiles[],MATCH(1,(Profiles[Month]=Supply[[#This Row],[Month]])*(Profiles[Hour Ending]=Supply[[#This Row],[Hour Ending]]),0),MATCH(Supply[[#This Row],[Unit Category]],Profiles[#Headers],0))","v":17187.849999999999}]
[10,"CC",17,{"$f":"INDEX(NQC[NQC MW],MATCH(1,(NQC[Month]=Supply[[#This Row],[Month]])*(NQC[Unit Category]=Supply[[#This Row],[Unit Category]]),0))*INDEX(Profiles[],MATCH(1,(Profiles[Month]=Supply[[#This Row],[Month]])*(Profiles[Hour Ending]=Supply[[#This Row],[Hour Ending]]),0),MATCH(Supply[[#This Row],[Unit Category]],Profiles[#Headers],0))","v":17187.849999999999}]
[10,"CC",18,{"$f":"INDEX(NQC[NQC MW],MATCH(1,(NQC[Month]=Supply[[#This Row],[Month]])*(NQC[Unit Category]=Supply[[#This Row],[Unit Category]]),0))*INDEX(Profiles[],MATCH(1,(Profiles[Month]=Supply[[#This Row],[Month]])*(Profiles[Hour Ending]=Supply[[#This Row],[Hour Ending]]),0),MATCH(Supply[[#This Row],[Unit Category]],Profiles[#Headers],0))","v":17187.849999999999}]
[10,"CC",19,{"$f":"INDEX(NQC[NQC MW],MATCH(1,(NQC[Month]=Supply[[#This Row],[Month]])*(NQC[Unit Category]=Supply[[#This Row],[Unit Category]]),0))*INDEX(Profiles[],MATCH(1,(Profiles[Month]=Supply[[#This Row],[Month]])*(Profiles[Hour Ending]=Supply[[#This Row],[Hour Ending]]),0),MATCH(Supply[[#This Row],[Unit Category]],Profiles[#Headers],0))","v":17187.849999999999}]
[10,"CC",20,{"$f":"INDEX(NQC[NQC MW],MATCH(1,(NQC[Month]=Supply[[#This Row],[Month]])*(NQC[Unit Category]=Supply[[#This Row],[Unit Category]]),0))*INDEX(Profiles[],MATCH(1,(Profiles[Month]=Supply[[#This Row],[Month]])*(Profiles[Hour Ending]=Supply[[#This Row],[Hour Ending]]),0),MATCH(Supply[[#This Row],[Unit Category]],Profiles[#Headers],0))","v":17187.849999999999}]
[10,"CC",21,{"$f":"INDEX(NQC[NQC MW],MATCH(1,(NQC[Month]=Supply[[#This Row],[Month]])*(NQC[Unit Category]=Supply[[#This Row],[Unit Category]]),0))*INDEX(Profiles[],MATCH(1,(Profiles[Month]=Supply[[#This Row],[Month]])*(Profiles[Hour Ending]=Supply[[#This Row],[Hour Ending]]),0),MATCH(Supply[[#This Row],[Unit Category]],Profiles[#Headers],0))","v":17187.849999999999}]
[10,"CC",22,{"$f":"INDEX(NQC[NQC MW],MATCH(1,(NQC[Month]=Supply[[#This Row],[Month]])*(NQC[Unit Category]=Supply[[#This Row],[Unit Category]]),0))*INDEX(Profiles[],MATCH(1,(Profiles[Month]=Supply[[#This Row],[Month]])*(Profiles[Hour Ending]=Supply[[#This Row],[Hour Ending]]),0),MATCH(Supply[[#This Row],[Unit Category]],Profiles[#Headers],0))","v":17187.849999999999}]
[10,"CC",23,{"$f":"INDEX(NQC[NQC MW],MATCH(1,(NQC[Month]=Supply[[#This Row],[Month]])*(NQC[Unit Category]=Supply[[#This Row],[Unit Category]]),0))*INDEX(Profiles[],MATCH(1,(Profiles[Month]=Supply[[#This Row],[Month]])*(Profiles[Hour Ending]=Supply[[#This Row],[Hour Ending]]),0),MATCH(Supply[[#This Row],[Unit Category]],Profiles[#Headers],0))","v":17187.849999999999}]
[10,"CC",24,{"$f":"INDEX(NQC[NQC MW],MATCH(1,(NQC[Month]=Supply[[#This Row],[Month]])*(NQC[Unit Category]=Supply[[#This Row],[Unit Category]]),0))*INDEX(Profiles[],MATCH(1,(Profiles[Month]=Supply[[#This Row],[Month]])*(Profiles[Hour Ending]=Supply[[#This Row],[Hour Ending]]),0),MATCH(Supply[[#This Row],[Unit Category]],Profiles[#Headers],0))","v":17187.849999999999}]
[10,"Coal",1,{"$f":"INDEX(NQC[NQC MW],MATCH(1,(NQC[Month]=Supply[[#This Row],[Month]])*(NQC[Unit Category]=Supply[[#This Row],[Unit Category]]),0))*INDEX(Profiles[],MATCH(1,(Profiles[Month]=Supply[[#This Row],[Month]])*(Profiles[Hour Ending]=Supply[[#This Row],[Hour Ending]]),0),MATCH(Supply[[#This Row],[Unit Category]],Profiles[#Headers],0))","v":0}]
[10,"Coal",2,{"$f":"INDEX(NQC[NQC MW],MATCH(1,(NQC[Month]=Supply[[#This Row],[Month]])*(NQC[Unit Category]=Supply[[#This Row],[Unit Category]]),0))*INDEX(Profiles[],MATCH(1,(Profiles[Month]=Supply[[#This Row],[Month]])*(Profiles[Hour Ending]=Supply[[#This Row],[Hour Ending]]),0),MATCH(Supply[[#This Row],[Unit Category]],Profiles[#Headers],0))","v":0}]
[10,"Coal",3,{"$f":"INDEX(NQC[NQC MW],MATCH(1,(NQC[Month]=Supply[[#This Row],[Month]])*(NQC[Unit Category]=Supply[[#This Row],[Unit Category]]),0))*INDEX(Profiles[],MATCH(1,(Profiles[Month]=Supply[[#This Row],[Month]])*(Profiles[Hour Ending]=Supply[[#This Row],[Hour Ending]]),0),MATCH(Supply[[#This Row],[Unit Category]],Profiles[#Headers],0))","v":0}]
[10,"Coal",4,{"$f":"INDEX(NQC[NQC MW],MATCH(1,(NQC[Month]=Supply[[#This Row],[Month]])*(NQC[Unit Category]=Supply[[#This Row],[Unit Category]]),0))*INDEX(Profiles[],MATCH(1,(Profiles[Month]=Supply[[#This Row],[Month]])*(Profiles[Hour Ending]=Supply[[#This Row],[Hour Ending]]),0),MATCH(Supply[[#This Row],[Unit Category]],Profiles[#Headers],0))","v":0}]
[10,"Coal",5,{"$f":"INDEX(NQC[NQC MW],MATCH(1,(NQC[Month]=Supply[[#This Row],[Month]])*(NQC[Unit Category]=Supply[[#This Row],[Unit Category]]),0))*INDEX(Profiles[],MATCH(1,(Profiles[Month]=Supply[[#This Row],[Month]])*(Profiles[Hour Ending]=Supply[[#This Row],[Hour Ending]]),0),MATCH(Supply[[#This Row],[Unit Category]],Profiles[#Headers],0))","v":0}]
[10,"Coal",6,{"$f":"INDEX(NQC[NQC MW],MATCH(1,(NQC[Month]=Supply[[#This Row],[Month]])*(NQC[Unit Category]=Supply[[#This Row],[Unit Category]]),0))*INDEX(Profiles[],MATCH(1,(Profiles[Month]=Supply[[#This Row],[Month]])*(Profiles[Hour Ending]=Supply[[#This Row],[Hour Ending]]),0),MATCH(Supply[[#This Row],[Unit Category]],Profiles[#Headers],0))","v":0}]
[10,"Coal",7,{"$f":"INDEX(NQC[NQC MW],MATCH(1,(NQC[Month]=Supply[[#This Row],[Month]])*(NQC[Unit Category]=Supply[[#This Row],[Unit Category]]),0))*INDEX(Profiles[],MATCH(1,(Profiles[Month]=Supply[[#This Row],[Month]])*(Profiles[Hour Ending]=Supply[[#This Row],[Hour Ending]]),0),MATCH(Supply[[#This Row],[Unit Category]],Profiles[#Headers],0))","v":0}]
[10,"Coal",8,{"$f":"INDEX(NQC[NQC MW],MATCH(1,(NQC[Month]=Supply[[#This Row],[Month]])*(NQC[Unit Category]=Supply[[#This Row],[Unit Category]]),0))*INDEX(Profiles[],MATCH(1,(Profiles[Month]=Supply[[#This Row],[Month]])*(Profiles[Hour Ending]=Supply[[#This Row],[Hour Ending]]),0),MATCH(Supply[[#This Row],[Unit Category]],Profiles[#Headers],0))","v":0}]
[10,"Coal",9,{"$f":"INDEX(NQC[NQC MW],MATCH(1,(NQC[Month]=Supply[[#This Row],[Month]])*(NQC[Unit Category]=Supply[[#This Row],[Unit Category]]),0))*INDEX(Profiles[],MATCH(1,(Profiles[Month]=Supply[[#This Row],[Month]])*(Profiles[Hour Ending]=Supply[[#This Row],[Hour Ending]]),0),MATCH(Supply[[#This Row],[Unit Category]],Profiles[#Headers],0))","v":0}]
[10,"Coal",10,{"$f":"INDEX(NQC[NQC MW],MATCH(1,(NQC[Month]=Supply[[#This Row],[Month]])*(NQC[Unit Category]=Supply[[#This Row],[Unit Category]]),0))*INDEX(Profiles[],MATCH(1,(Profiles[Month]=Supply[[#This Row],[Month]])*(Profiles[Hour Ending]=Supply[[#This Row],[Hour Ending]]),0),MATCH(Supply[[#This Row],[Unit Category]],Profiles[#Headers],0))","v":0}]
[10,"Coal",11,{"$f":"INDEX(NQC[NQC MW],MATCH(1,(NQC[Month]=Supply[[#This Row],[Month]])*(NQC[Unit Category]=Supply[[#This Row],[Unit Category]]),0))*INDEX(Profiles[],MATCH(1,(Profiles[Month]=Supply[[#This Row],[Month]])*(Profiles[Hour Ending]=Supply[[#This Row],[Hour Ending]]),0),MATCH(Supply[[#This Row],[Unit Category]],Profiles[#Headers],0))","v":0}]
[10,"Coal",12,{"$f":"INDEX(NQC[NQC MW],MATCH(1,(NQC[Month]=Supply[[#This Row],[Month]])*(NQC[Unit Category]=Supply[[#This Row],[Unit Category]]),0))*INDEX(Profiles[],MATCH(1,(Profiles[Month]=Supply[[#This Row],[Month]])*(Profiles[Hour Ending]=Supply[[#This Row],[Hour Ending]]),0),MATCH(Supply[[#This Row],[Unit Category]],Profiles[#Headers],0))","v":0}]
[10,"Coal",13,{"$f":"INDEX(NQC[NQC MW],MATCH(1,(NQC[Month]=Supply[[#This Row],[Month]])*(NQC[Unit Category]=Supply[[#This Row],[Unit Category]]),0))*INDEX(Profiles[],MATCH(1,(Profiles[Month]=Supply[[#This Row],[Month]])*(Profiles[Hour Ending]=Supply[[#This Row],[Hour Ending]]),0),MATCH(Supply[[#This Row],[Unit Category]],Profiles[#Headers],0))","v":0}]
[10,"Coal",14,{"$f":"INDEX(NQC[NQC MW],MATCH(1,(NQC[Month]=Supply[[#This Row],[Month]])*(NQC[Unit Category]=Supply[[#This Row],[Unit Category]]),0))*INDEX(Profiles[],MATCH(1,(Profiles[Month]=Supply[[#This Row],[Month]])*(Profiles[Hour Ending]=Supply[[#This Row],[Hour Ending]]),0),MATCH(Supply[[#This Row],[Unit Category]],Profiles[#Headers],0))","v":0}]
[10,"Coal",15,{"$f":"INDEX(NQC[NQC MW],MATCH(1,(NQC[Month]=Supply[[#This Row],[Month]])*(NQC[Unit Category]=Supply[[#This Row],[Unit Category]]),0))*INDEX(Profiles[],MATCH(1,(Profiles[Month]=Supply[[#This Row],[Month]])*(Profiles[Hour Ending]=Supply[[#This Row],[Hour Ending]]),0),MATCH(Supply[[#This Row],[Unit Category]],Profiles[#Headers],0))","v":0}]
[10,"Coal",16,{"$f":"INDEX(NQC[NQC MW],MATCH(1,(NQC[Month]=Supply[[#This Row],[Month]])*(NQC[Unit Category]=Supply[[#This Row],[Unit Category]]),0))*INDEX(Profiles[],MATCH(1,(Profiles[Month]=Supply[[#This Row],[Month]])*(Profiles[Hour Ending]=Supply[[#This Row],[Hour Ending]]),0),MATCH(Supply[[#This Row],[Unit Category]],Profiles[#Headers],0))","v":0}]
[10,"Coal",17,{"$f":"INDEX(NQC[NQC MW],MATCH(1,(NQC[Month]=Supply[[#This Row],[Month]])*(NQC[Unit Category]=Supply[[#This Row],[Unit Category]]),0))*INDEX(Profiles[],MATCH(1,(Profiles[Month]=Supply[[#This Row],[Month]])*(Profiles[Hour Ending]=Supply[[#This Row],[Hour Ending]]),0),MATCH(Supply[[#This Row],[Unit Category]],Profiles[#Headers],0))","v":0}]
[10,"Coal",18,{"$f":"INDEX(NQC[NQC MW],MATCH(1,(NQC[Month]=Supply[[#This Row],[Month]])*(NQC[Unit Category]=Supply[[#This Row],[Unit Category]]),0))*INDEX(Profiles[],MATCH(1,(Profiles[Month]=Supply[[#This Row],[Month]])*(Profiles[Hour Ending]=Supply[[#This Row],[Hour Ending]]),0),MATCH(Supply[[#This Row],[Unit Category]],Profiles[#Headers],0))","v":0}]
[10,"Coal",19,{"$f":"INDEX(NQC[NQC MW],MATCH(1,(NQC[Month]=Supply[[#This Row],[Month]])*(NQC[Unit Category]=Supply[[#This Row],[Unit Category]]),0))*INDEX(Profiles[],MATCH(1,(Profiles[Month]=Supply[[#This Row],[Month]])*(Profiles[Hour Ending]=Supply[[#This Row],[Hour Ending]]),0),MATCH(Supply[[#This Row],[Unit Category]],Profiles[#Headers],0))","v":0}]
[10,"Coal",20,{"$f":"INDEX(NQC[NQC MW],MATCH(1,(NQC[Month]=Supply[[#This Row],[Month]])*(NQC[Unit Category]=Supply[[#This Row],[Unit Category]]),0))*INDEX(Profiles[],MATCH(1,(Profiles[Month]=Supply[[#This Row],[Month]])*(Profiles[Hour Ending]=Supply[[#This Row],[Hour Ending]]),0),MATCH(Supply[[#This Row],[Unit Category]],Profiles[#Headers],0))","v":0}]
[10,"Coal",21,{"$f":"INDEX(NQC[NQC MW],MATCH(1,(NQC[Month]=Supply[[#This Row],[Month]])*(NQC[Unit Category]=Supply[[#This Row],[Unit Category]]),0))*INDEX(Profiles[],MATCH(1,(Profiles[Month]=Supply[[#This Row],[Month]])*(Profiles[Hour Ending]=Supply[[#This Row],[Hour Ending]]),0),MATCH(Supply[[#This Row],[Unit Category]],Profiles[#Headers],0))","v":0}]
[10,"Coal",22,{"$f":"INDEX(NQC[NQC MW],MATCH(1,(NQC[Month]=Supply[[#This Row],[Month]])*(NQC[Unit Category]=Supply[[#This Row],[Unit Category]]),0))*INDEX(Profiles[],MATCH(1,(Profiles[Month]=Supply[[#This Row],[Month]])*(Profiles[Hour Ending]=Supply[[#This Row],[Hour Ending]]),0),MATCH(Supply[[#This Row],[Unit Category]],Profiles[#Headers],0))","v":0}]
[10,"Coal",23,{"$f":"INDEX(NQC[NQC MW],MATCH(1,(NQC[Month]=Supply[[#This Row],[Month]])*(NQC[Unit Category]=Supply[[#This Row],[Unit Category]]),0))*INDEX(Profiles[],MATCH(1,(Profiles[Month]=Supply[[#This Row],[Month]])*(Profiles[Hour Ending]=Supply[[#This Row],[Hour Ending]]),0),MATCH(Supply[[#This Row],[Unit Category]],Profiles[#Headers],0))","v":0}]
[10,"Coal",24,{"$f":"INDEX(NQC[NQC MW],MATCH(1,(NQC[Month]=Supply[[#This Row],[Month]])*(NQC[Unit Category]=Supply[[#This Row],[Unit Category]]),0))*INDEX(Profiles[],MATCH(1,(Profiles[Month]=Supply[[#This Row],[Month]])*(Profiles[Hour Ending]=Supply[[#This Row],[Hour Ending]]),0),MATCH(Supply[[#This Row],[Unit Category]],Profiles[#Headers],0))","v":0}]
[10,"Cogen",1,{"$f":"INDEX(NQC[NQC MW],MATCH(1,(NQC[Month]=Supply[[#This Row],[Month]])*(NQC[Unit Category]=Supply[[#This Row],[Unit Category]]),0))*INDEX(Profiles[],MATCH(1,(Profiles[Month]=Supply[[#This Row],[Month]])*(Profiles[Hour Ending]=Supply[[#This Row],[Hour Ending]]),0),MATCH(Supply[[#This Row],[Unit Category]],Profiles[#Headers],0))","v":1908.027}]
[10,"Cogen",2,{"$f":"INDEX(NQC[NQC MW],MATCH(1,(NQC[Month]=Supply[[#This Row],[Month]])*(NQC[Unit Category]=Supply[[#This Row],[Unit Category]]),0))*INDEX(Profiles[],MATCH(1,(Profiles[Month]=Supply[[#This Row],[Month]])*(Profiles[Hour Ending]=Supply[[#This Row],[Hour Ending]]),0),MATCH(Supply[[#This Row],[Unit Category]],Profiles[#Headers],0))","v":1908.027}]
[10,"Cogen",3,{"$f":"INDEX(NQC[NQC MW],MATCH(1,(NQC[Month]=Supply[[#This Row],[Month]])*(NQC[Unit Category]=Supply[[#This Row],[Unit Category]]),0))*INDEX(Profiles[],MATCH(1,(Profiles[Month]=Supply[[#This Row],[Month]])*(Profiles[Hour Ending]=Supply[[#This Row],[Hour Ending]]),0),MATCH(Supply[[#This Row],[Unit Category]],Profiles[#Headers],0))","v":1908.027}]
[10,"Cogen",4,{"$f":"INDEX(NQC[NQC MW],MATCH(1,(NQC[Month]=Supply[[#This Row],[Month]])*(NQC[Unit Category]=Supply[[#This Row],[Unit Category]]),0))*INDEX(Profiles[],MATCH(1,(Profiles[Month]=Supply[[#This Row],[Month]])*(Profiles[Hour Ending]=Supply[[#This Row],[Hour Ending]]),0),MATCH(Supply[[#This Row],[Unit Category]],Profiles[#Headers],0))","v":1908.027}]
[10,"Cogen",5,{"$f":"INDEX(NQC[NQC MW],MATCH(1,(NQC[Month]=Supply[[#This Row],[Month]])*(NQC[Unit Category]=Supply[[#This Row],[Unit Category]]),0))*INDEX(Profiles[],MATCH(1,(Profiles[Month]=Supply[[#This Row],[Month]])*(Profiles[Hour Ending]=Supply[[#This Row],[Hour Ending]]),0),MATCH(Supply[[#This Row],[Unit Category]],Profiles[#Headers],0))","v":1908.027}]
[10,"Cogen",6,{"$f":"INDEX(NQC[NQC MW],MATCH(1,(NQC[Month]=Supply[[#This Row],[Month]])*(NQC[Unit Category]=Supply[[#This Row],[Unit Category]]),0))*INDEX(Profiles[],MATCH(1,(Profiles[Month]=Supply[[#This Row],[Month]])*(Profiles[Hour Ending]=Supply[[#This Row],[Hour Ending]]),0),MATCH(Supply[[#This Row],[Unit Category]],Profiles[#Headers],0))","v":1908.027}]
[10,"Cogen",7,{"$f":"INDEX(NQC[NQC MW],MATCH(1,(NQC[Month]=Supply[[#This Row],[Month]])*(NQC[Unit Category]=Supply[[#This Row],[Unit Category]]),0))*INDEX(Profiles[],MATCH(1,(Profiles[Month]=Supply[[#This Row],[Month]])*(Profiles[Hour Ending]=Supply[[#This Row],[Hour Ending]]),0),MATCH(Supply[[#This Row],[Unit Category]],Profiles[#Headers],0))","v":1908.027}]
[10,"Cogen",8,{"$f":"INDEX(NQC[NQC MW],MATCH(1,(NQC[Month]=Supply[[#This Row],[Month]])*(NQC[Unit Category]=Supply[[#This Row],[Unit Category]]),0))*INDEX(Profiles[],MATCH(1,(Profiles[Month]=Supply[[#This Row],[Month]])*(Profiles[Hour Ending]=Supply[[#This Row],[Hour Ending]]),0),MATCH(Supply[[#This Row],[Unit Category]],Profiles[#Headers],0))","v":1908.027}]
[10,"Cogen",9,{"$f":"INDEX(NQC[NQC MW],MATCH(1,(NQC[Month]=Supply[[#This Row],[Month]])*(NQC[Unit Category]=Supply[[#This Row],[Unit Category]]),0))*INDEX(Profiles[],MATCH(1,(Profiles[Month]=Supply[[#This Row],[Month]])*(Profiles[Hour Ending]=Supply[[#This Row],[Hour Ending]]),0),MATCH(Supply[[#This Row],[Unit Category]],Profiles[#Headers],0))","v":1908.027}]
[10,"Cogen",10,{"$f":"INDEX(NQC[NQC MW],MATCH(1,(NQC[Month]=Supply[[#This Row],[Month]])*(NQC[Unit Category]=Supply[[#This Row],[Unit Category]]),0))*INDEX(Profiles[],MATCH(1,(Profiles[Month]=Supply[[#This Row],[Month]])*(Profiles[Hour Ending]=Supply[[#This Row],[Hour Ending]]),0),MATCH(Supply[[#This Row],[Unit Category]],Profiles[#Headers],0))","v":1908.027}]
[10,"Cogen",11,{"$f":"INDEX(NQC[NQC MW],MATCH(1,(NQC[Month]=Supply[[#This Row],[Month]])*(NQC[Unit Category]=Supply[[#This Row],[Unit Category]]),0))*INDEX(Profiles[],MATCH(1,(Profiles[Month]=Supply[[#This Row],[Month]])*(Profiles[Hour Ending]=Supply[[#This Row],[Hour Ending]]),0),MATCH(Supply[[#This Row],[Unit Category]],Profiles[#Headers],0))","v":1908.027}]
[10,"Cogen",12,{"$f":"INDEX(NQC[NQC MW],MATCH(1,(NQC[Month]=Supply[[#This Row],[Month]])*(NQC[Unit Category]=Supply[[#This Row],[Unit Category]]),0))*INDEX(Profiles[],MATCH(1,(Profiles[Month]=Supply[[#This Row],[Month]])*(Profiles[Hour Ending]=Supply[[#This Row],[Hour Ending]]),0),MATCH(Supply[[#This Row],[Unit Category]],Profiles[#Headers],0))","v":1908.027}]
[10,"Cogen",13,{"$f":"INDEX(NQC[NQC MW],MATCH(1,(NQC[Month]=Supply[[#This Row],[Month]])*(NQC[Unit Category]=Supply[[#This Row],[Unit Category]]),0))*INDEX(Profiles[],MATCH(1,(Profiles[Month]=Supply[[#This Row],[Month]])*(Profiles[Hour Ending]=Supply[[#This Row],[Hour Ending]]),0),MATCH(Supply[[#This Row],[Unit Category]],Profiles[#Headers],0))","v":1908.027}]
[10,"Cogen",14,{"$f":"INDEX(NQC[NQC MW],MATCH(1,(NQC[Month]=Supply[[#This Row],[Month]])*(NQC[Unit Category]=Supply[[#This Row],[Unit Category]]),0))*INDEX(Profiles[],MATCH(1,(Profiles[Month]=Supply[[#This Row],[Month]])*(Profiles[Hour Ending]=Supply[[#This Row],[Hour Ending]]),0),MATCH(Supply[[#This Row],[Unit Category]],Profiles[#Headers],0))","v":1908.027}]
[10,"Cogen",15,{"$f":"INDEX(NQC[NQC MW],MATCH(1,(NQC[Month]=Supply[[#This Row],[Month]])*(NQC[Unit Category]=Supply[[#This Row],[Unit Category]]),0))*INDEX(Profiles[],MATCH(1,(Profiles[Month]=Supply[[#This Row],[Month]])*(Profiles[Hour Ending]=Supply[[#This Row],[Hour Ending]]),0),MATCH(Supply[[#This Row],[Unit Category]],Profiles[#Headers],0))","v":1908.027}]
[10,"Cogen",16,{"$f":"INDEX(NQC[NQC MW],MATCH(1,(NQC[Month]=Supply[[#This Row],[Month]])*(NQC[Unit Category]=Supply[[#This Row],[Unit Category]]),0))*INDEX(Profiles[],MATCH(1,(Profiles[Month]=Supply[[#This Row],[Month]])*(Profiles[Hour Ending]=Supply[[#This Row],[Hour Ending]]),0),MATCH(Supply[[#This Row],[Unit Category]],Profiles[#Headers],0))","v":1908.027}]
[10,"Cogen",17,{"$f":"INDEX(NQC[NQC MW],MATCH(1,(NQC[Month]=Supply[[#This Row],[Month]])*(NQC[Unit Category]=Supply[[#This Row],[Unit Category]]),0))*INDEX(Profiles[],MATCH(1,(Profiles[Month]=Supply[[#This Row],[Month]])*(Profiles[Hour Ending]=Supply[[#This Row],[Hour Ending]]),0),MATCH(Supply[[#This Row],[Unit Category]],Profiles[#Headers],0))","v":1908.027}]
[10,"Cogen",18,{"$f":"INDEX(NQC[NQC MW],MATCH(1,(NQC[Month]=Supply[[#This Row],[Month]])*(NQC[Unit Category]=Supply[[#This Row],[Unit Category]]),0))*INDEX(Profiles[],MATCH(1,(Profiles[Month]=Supply[[#This Row],[Month]])*(Profiles[Hour Ending]=Supply[[#This Row],[Hour Ending]]),0),MATCH(Supply[[#This Row],[Unit Category]],Profiles[#Headers],0))","v":1908.027}]
[10,"Cogen",19,{"$f":"INDEX(NQC[NQC MW],MATCH(1,(NQC[Month]=Supply[[#This Row],[Month]])*(NQC[Unit Category]=Supply[[#This Row],[Unit Category]]),0))*INDEX(Profiles[],MATCH(1,(Profiles[Month]=Supply[[#This Row],[Month]])*(Profiles[Hour Ending]=Supply[[#This Row],[Hour Ending]]),0),MATCH(Supply[[#This Row],[Unit Category]],Profiles[#Headers],0))","v":1908.027}]
[10,"Cogen",20,{"$f":"INDEX(NQC[NQC MW],MATCH(1,(NQC[Month]=Supply[[#This Row],[Month]])*(NQC[Unit Category]=Supply[[#This Row],[Unit Category]]),0))*INDEX(Profiles[],MATCH(1,(Profiles[Month]=Supply[[#This Row],[Month]])*(Profiles[Hour Ending]=Supply[[#This Row],[Hour Ending]]),0),MATCH(Supply[[#This Row],[Unit Category]],Profiles[#Headers],0))","v":1908.027}]
[10,"Cogen",21,{"$f":"INDEX(NQC[NQC MW],MATCH(1,(NQC[Month]=Supply[[#This Row],[Month]])*(NQC[Unit Category]=Supply[[#This Row],[Unit Category]]),0))*INDEX(Profiles[],MATCH(1,(Profiles[Month]=Supply[[#This Row],[Month]])*(Profiles[Hour Ending]=Supply[[#This Row],[Hour Ending]]),0),MATCH(Supply[[#This Row],[Unit Category]],Profiles[#Headers],0))","v":1908.027}]
[10,"Cogen",22,{"$f":"INDEX(NQC[NQC MW],MATCH(1,(NQC[Month]=Supply[[#This Row],[Month]])*(NQC[Unit Category]=Supply[[#This Row],[Unit Category]]),0))*INDEX(Profiles[],MATCH(1,(Profiles[Month]=Supply[[#This Row],[Month]])*(Profiles[Hour Ending]=Supply[[#This Row],[Hour Ending]]),0),MATCH(Supply[[#This Row],[Unit Category]],Profiles[#Headers],0))","v":1908.027}]
[10,"Cogen",23,{"$f":"INDEX(NQC[NQC MW],MATCH(1,(NQC[Month]=Supply[[#This Row],[Month]])*(NQC[Unit Category]=Supply[[#This Row],[Unit Category]]),0))*INDEX(Profiles[],MATCH(1,(Profiles[Month]=Supply[[#This Row],[Month]])*(Profiles[Hour Ending]=Supply[[#This Row],[Hour Ending]]),0),MATCH(Supply[[#This Row],[Unit Category]],Profiles[#Headers],0))","v":1908.027}]
[10,"Cogen",24,{"$f":"INDEX(NQC[NQC MW],MATCH(1,(NQC[Month]=Supply[[#This Row],[Month]])*(NQC[Unit Category]=Supply[[#This Row],[Unit Category]]),0))*INDEX(Profiles[],MATCH(1,(Profiles[Month]=Supply[[#This Row],[Month]])*(Profiles[Hour Ending]=Supply[[#This Row],[Hour Ending]]),0),MATCH(Supply[[#This Row],[Unit Category]],Profiles[#Headers],0))","v":1908.027}]
[10,"CT",1,{"$f":"INDEX(NQC[NQC MW],MATCH(1,(NQC[Month]=Supply[[#This Row],[Month]])*(NQC[Unit Category]=Supply[[#This Row],[Unit Category]]),0))*INDEX(Profiles[],MATCH(1,(Profiles[Month]=Supply[[#This Row],[Month]])*(Profiles[Hour Ending]=Supply[[#This Row],[Hour Ending]]),0),MATCH(Supply[[#This Row],[Unit Category]],Profiles[#Headers],0))","v":8036.51}]
[10,"CT",2,{"$f":"INDEX(NQC[NQC MW],MATCH(1,(NQC[Month]=Supply[[#This Row],[Month]])*(NQC[Unit Category]=Supply[[#This Row],[Unit Category]]),0))*INDEX(Profiles[],MATCH(1,(Profiles[Month]=Supply[[#This Row],[Month]])*(Profiles[Hour Ending]=Supply[[#This Row],[Hour Ending]]),0),MATCH(Supply[[#This Row],[Unit Category]],Profiles[#Headers],0))","v":8036.51}]
[10,"CT",3,{"$f":"INDEX(NQC[NQC MW],MATCH(1,(NQC[Month]=Supply[[#This Row],[Month]])*(NQC[Unit Category]=Supply[[#This Row],[Unit Category]]),0))*INDEX(Profiles[],MATCH(1,(Profiles[Month]=Supply[[#This Row],[Month]])*(Profiles[Hour Ending]=Supply[[#This Row],[Hour Ending]]),0),MATCH(Supply[[#This Row],[Unit Category]],Profiles[#Headers],0))","v":8036.51}]
[10,"CT",4,{"$f":"INDEX(NQC[NQC MW],MATCH(1,(NQC[Month]=Supply[[#This Row],[Month]])*(NQC[Unit Category]=Supply[[#This Row],[Unit Category]]),0))*INDEX(Profiles[],MATCH(1,(Profiles[Month]=Supply[[#This Row],[Month]])*(Profiles[Hour Ending]=Supply[[#This Row],[Hour Ending]]),0),MATCH(Supply[[#This Row],[Unit Category]],Profiles[#Headers],0))","v":8036.51}]
[10,"CT",5,{"$f":"INDEX(NQC[NQC MW],MATCH(1,(NQC[Month]=Supply[[#This Row],[Month]])*(NQC[Unit Category]=Supply[[#This Row],[Unit Category]]),0))*INDEX(Profiles[],MATCH(1,(Profiles[Month]=Supply[[#This Row],[Month]])*(Profiles[Hour Ending]=Supply[[#This Row],[Hour Ending]]),0),MATCH(Supply[[#This Row],[Unit Category]],Profiles[#Headers],0))","v":8036.51}]
[10,"CT",6,{"$f":"INDEX(NQC[NQC MW],MATCH(1,(NQC[Month]=Supply[[#This Row],[Month]])*(NQC[Unit Category]=Supply[[#This Row],[Unit Category]]),0))*INDEX(Profiles[],MATCH(1,(Profiles[Month]=Supply[[#This Row],[Month]])*(Profiles[Hour Ending]=Supply[[#This Row],[Hour Ending]]),0),MATCH(Supply[[#This Row],[Unit Category]],Profiles[#Headers],0))","v":8036.51}]
[10,"CT",7,{"$f":"INDEX(NQC[NQC MW],MATCH(1,(NQC[Month]=Supply[[#This Row],[Month]])*(NQC[Unit Category]=Supply[[#This Row],[Unit Category]]),0))*INDEX(Profiles[],MATCH(1,(Profiles[Month]=Supply[[#This Row],[Month]])*(Profiles[Hour Ending]=Supply[[#This Row],[Hour Ending]]),0),MATCH(Supply[[#This Row],[Unit Category]],Profiles[#Headers],0))","v":8036.51}]
[10,"CT",8,{"$f":"INDEX(NQC[NQC MW],MATCH(1,(NQC[Month]=Supply[[#This Row],[Month]])*(NQC[Unit Category]=Supply[[#This Row],[Unit Category]]),0))*INDEX(Profiles[],MATCH(1,(Profiles[Month]=Supply[[#This Row],[Month]])*(Profiles[Hour Ending]=Supply[[#This Row],[Hour Ending]]),0),MATCH(Supply[[#This Row],[Unit Category]],Profiles[#Headers],0))","v":8036.51}]
[10,"CT",9,{"$f":"INDEX(NQC[NQC MW],MATCH(1,(NQC[Month]=Supply[[#This Row],[Month]])*(NQC[Unit Category]=Supply[[#This Row],[Unit Category]]),0))*INDEX(Profiles[],MATCH(1,(Profiles[Month]=Supply[[#This Row],[Month]])*(Profiles[Hour Ending]=Supply[[#This Row],[Hour Ending]]),0),MATCH(Supply[[#This Row],[Unit Category]],Profiles[#Headers],0))","v":8036.51}]
[10,"CT",10,{"$f":"INDEX(NQC[NQC MW],MATCH(1,(NQC[Month]=Supply[[#This Row],[Month]])*(NQC[Unit Category]=Supply[[#This Row],[Unit Category]]),0))*INDEX(Profiles[],MATCH(1,(Profiles[Month]=Supply[[#This Row],[Month]])*(Profiles[Hour Ending]=Supply[[#This Row],[Hour Ending]]),0),MATCH(Supply[[#This Row],[Unit Category]],Profiles[#Headers],0))","v":8036.51}]
[10,"CT",11,{"$f":"INDEX(NQC[NQC MW],MATCH(1,(NQC[Month]=Supply[[#This Row],[Month]])*(NQC[Unit Category]=Supply[[#This Row],[Unit Category]]),0))*INDEX(Profiles[],MATCH(1,(Profiles[Month]=Supply[[#This Row],[Month]])*(Profiles[Hour Ending]=Supply[[#This Row],[Hour Ending]]),0),MATCH(Supply[[#This Row],[Unit Category]],Profiles[#Headers],0))","v":8036.51}]
[10,"CT",12,{"$f":"INDEX(NQC[NQC MW],MATCH(1,(NQC[Month]=Supply[[#This Row],[Month]])*(NQC[Unit Category]=Supply[[#This Row],[Unit Category]]),0))*INDEX(Profiles[],MATCH(1,(Profiles[Month]=Supply[[#This Row],[Month]])*(Profiles[Hour Ending]=Supply[[#This Row],[Hour Ending]]),0),MATCH(Supply[[#This Row],[Unit Category]],Profiles[#Headers],0))","v":8036.51}]
[10,"CT",13,{"$f":"INDEX(NQC[NQC MW],MATCH(1,(NQC[Month]=Supply[[#This Row],[Month]])*(NQC[Unit Category]=Supply[[#This Row],[Unit Category]]),0))*INDEX(Profiles[],MATCH(1,(Profiles[Month]=Supply[[#This Row],[Month]])*(Profiles[Hour Ending]=Supply[[#This Row],[Hour Ending]]),0),MATCH(Supply[[#This Row],[Unit Category]],Profiles[#Headers],0))","v":8036.51}]
[10,"CT",14,{"$f":"INDEX(NQC[NQC MW],MATCH(1,(NQC[Month]=Supply[[#This Row],[Month]])*(NQC[Unit Category]=Supply[[#This Row],[Unit Category]]),0))*INDEX(Profiles[],MATCH(1,(Profiles[Month]=Supply[[#This Row],[Month]])*(Profiles[Hour Ending]=Supply[[#This Row],[Hour Ending]]),0),MATCH(Supply[[#This Row],[Unit Category]],Profiles[#Headers],0))","v":8036.51}]
[10,"CT",15,{"$f":"INDEX(NQC[NQC MW],MATCH(1,(NQC[Month]=Supply[[#This Row],[Month]])*(NQC[Unit Category]=Supply[[#This Row],[Unit Category]]),0))*INDEX(Profiles[],MATCH(1,(Profiles[Month]=Supply[[#This Row],[Month]])*(Profiles[Hour Ending]=Supply[[#This Row],[Hour Ending]]),0),MATCH(Supply[[#This Row],[Unit Category]],Profiles[#Headers],0))","v":8036.51}]
[10,"CT",16,{"$f":"INDEX(NQC[NQC MW],MATCH(1,(NQC[Month]=Supply[[#This Row],[Month]])*(NQC[Unit Category]=Supply[[#This Row],[Unit Category]]),0))*INDEX(Profiles[],MATCH(1,(Profiles[Month]=Supply[[#This Row],[Month]])*(Profiles[Hour Ending]=Supply[[#This Row],[Hour Ending]]),0),MATCH(Supply[[#This Row],[Unit Category]],Profiles[#Headers],0))","v":8036.51}]
[10,"CT",17,{"$f":"INDEX(NQC[NQC MW],MATCH(1,(NQC[Month]=Supply[[#This Row],[Month]])*(NQC[Unit Category]=Supply[[#This Row],[Unit Category]]),0))*INDEX(Profiles[],MATCH(1,(Profiles[Month]=Supply[[#This Row],[Month]])*(Profiles[Hour Ending]=Supply[[#This Row],[Hour Ending]]),0),MATCH(Supply[[#This Row],[Unit Category]],Profiles[#Headers],0))","v":8036.51}]
[10,"CT",18,{"$f":"INDEX(NQC[NQC MW],MATCH(1,(NQC[Month]=Supply[[#This Row],[Month]])*(NQC[Unit Category]=Supply[[#This Row],[Unit Category]]),0))*INDEX(Profiles[],MATCH(1,(Profiles[Month]=Supply[[#This Row],[Month]])*(Profiles[Hour Ending]=Supply[[#This Row],[Hour Ending]]),0),MATCH(Supply[[#This Row],[Unit Category]],Profiles[#Headers],0))","v":8036.51}]
[10,"CT",19,{"$f":"INDEX(NQC[NQC MW],MATCH(1,(NQC[Month]=Supply[[#This Row],[Month]])*(NQC[Unit Category]=Supply[[#This Row],[Unit Category]]),0))*INDEX(Profiles[],MATCH(1,(Profiles[Month]=Supply[[#This Row],[Month]])*(Profiles[Hour Ending]=Supply[[#This Row],[Hour Ending]]),0),MATCH(Supply[[#This Row],[Unit Category]],Profiles[#Headers],0))","v":8036.51}]
[10,"CT",20,{"$f":"INDEX(NQC[NQC MW],MATCH(1,(NQC[Month]=Supply[[#This Row],[Month]])*(NQC[Unit Category]=Supply[[#This Row],[Unit Category]]),0))*INDEX(Profiles[],MATCH(1,(Profiles[Month]=Supply[[#This Row],[Month]])*(Profiles[Hour Ending]=Supply[[#This Row],[Hour Ending]]),0),MATCH(Supply[[#This Row],[Unit Category]],Profiles[#Headers],0))","v":8036.51}]
[10,"CT",21,{"$f":"INDEX(NQC[NQC MW],MATCH(1,(NQC[Month]=Supply[[#This Row],[Month]])*(NQC[Unit Category]=Supply[[#This Row],[Unit Category]]),0))*INDEX(Profiles[],MATCH(1,(Profiles[Month]=Supply[[#This Row],[Month]])*(Profiles[Hour Ending]=Supply[[#This Row],[Hour Ending]]),0),MATCH(Supply[[#This Row],[Unit Category]],Profiles[#Headers],0))","v":8036.51}]
[10,"CT",22,{"$f":"INDEX(NQC[NQC MW],MATCH(1,(NQC[Month]=Supply[[#This Row],[Month]])*(NQC[Unit Category]=Supply[[#This Row],[Unit Category]]),0))*INDEX(Profiles[],MATCH(1,(Profiles[Month]=Supply[[#This Row],[Month]])*(Profiles[Hour Ending]=Supply[[#This Row],[Hour Ending]]),0),MATCH(Supply[[#This Row],[Unit Category]],Profiles[#Headers],0))","v":8036.51}]
[10,"CT",23,{"$f":"INDEX(NQC[NQC MW],MATCH(1,(NQC[Month]=Supply[[#This Row],[Month]])*(NQC[Unit Category]=Supply[[#This Row],[Unit Category]]),0))*INDEX(Profiles[],MATCH(1,(Profiles[Month]=Supply[[#This Row],[Month]])*(Profiles[Hour Ending]=Supply[[#This Row],[Hour Ending]]),0),MATCH(Supply[[#This Row],[Unit Category]],Profiles[#Headers],0))","v":8036.51}]
[10,"CT",24,{"$f":"INDEX(NQC[NQC MW],MATCH(1,(NQC[Month]=Supply[[#This Row],[Month]])*(NQC[Unit Category]=Supply[[#This Row],[Unit Category]]),0))*INDEX(Profiles[],MATCH(1,(Profiles[Month]=Supply[[#This Row],[Month]])*(Profiles[Hour Ending]=Supply[[#This Row],[Hour Ending]]),0),MATCH(Supply[[#This Row],[Unit Category]],Profiles[#Headers],0))","v":8036.51}]
[10,"DR",1,{"$f":"INDEX(NQC[NQC MW],MATCH(1,(NQC[Month]=Supply[[#This Row],[Month]])*(NQC[Unit Category]=Supply[[#This Row],[Unit Category]]),0))*INDEX(Profiles[],MATCH(1,(Profiles[Month]=Supply[[#This Row],[Month]])*(Profiles[Hour Ending]=Supply[[#This Row],[Hour Ending]]),0),MATCH(Supply[[#This Row],[Unit Category]],Profiles[#Headers],0))","v":0}]
[10,"DR",2,{"$f":"INDEX(NQC[NQC MW],MATCH(1,(NQC[Month]=Supply[[#This Row],[Month]])*(NQC[Unit Category]=Supply[[#This Row],[Unit Category]]),0))*INDEX(Profiles[],MATCH(1,(Profiles[Month]=Supply[[#This Row],[Month]])*(Profiles[Hour Ending]=Supply[[#This Row],[Hour Ending]]),0),MATCH(Supply[[#This Row],[Unit Category]],Profiles[#Headers],0))","v":0}]
[10,"DR",3,{"$f":"INDEX(NQC[NQC MW],MATCH(1,(NQC[Month]=Supply[[#This Row],[Month]])*(NQC[Unit Category]=Supply[[#This Row],[Unit Category]]),0))*INDEX(Profiles[],MATCH(1,(Profiles[Month]=Supply[[#This Row],[Month]])*(Profiles[Hour Ending]=Supply[[#This Row],[Hour Ending]]),0),MATCH(Supply[[#This Row],[Unit Category]],Profiles[#Headers],0))","v":0}]
[10,"DR",4,{"$f":"INDEX(NQC[NQC MW],MATCH(1,(NQC[Month]=Supply[[#This Row],[Month]])*(NQC[Unit Category]=Supply[[#This Row],[Unit Category]]),0))*INDEX(Profiles[],MATCH(1,(Profiles[Month]=Supply[[#This Row],[Month]])*(Profiles[Hour Ending]=Supply[[#This Row],[Hour Ending]]),0),MATCH(Supply[[#This Row],[Unit Category]],Profiles[#Headers],0))","v":0}]
[10,"DR",5,{"$f":"INDEX(NQC[NQC MW],MATCH(1,(NQC[Month]=Supply[[#This Row],[Month]])*(NQC[Unit Category]=Supply[[#This Row],[Unit Category]]),0))*INDEX(Profiles[],MATCH(1,(Profiles[Month]=Supply[[#This Row],[Month]])*(Profiles[Hour Ending]=Supply[[#This Row],[Hour Ending]]),0),MATCH(Supply[[#This Row],[Unit Category]],Profiles[#Headers],0))","v":0}]
[10,"DR",6,{"$f":"INDEX(NQC[NQC MW],MATCH(1,(NQC[Month]=Supply[[#This Row],[Month]])*(NQC[Unit Category]=Supply[[#This Row],[Unit Category]]),0))*INDEX(Profiles[],MATCH(1,(Profiles[Month]=Supply[[#This Row],[Month]])*(Profiles[Hour Ending]=Supply[[#This Row],[Hour Ending]]),0),MATCH(Supply[[#This Row],[Unit Category]],Profiles[#Headers],0))","v":0}]
[10,"DR",7,{"$f":"INDEX(NQC[NQC MW],MATCH(1,(NQC[Month]=Supply[[#This Row],[Month]])*(NQC[Unit Category]=Supply[[#This Row],[Unit Category]]),0))*INDEX(Profiles[],MATCH(1,(Profiles[Month]=Supply[[#This Row],[Month]])*(Profiles[Hour Ending]=Supply[[#This Row],[Hour Ending]]),0),MATCH(Supply[[#This Row],[Unit Category]],Profiles[#Headers],0))","v":0}]
[10,"DR",8,{"$f":"INDEX(NQC[NQC MW],MATCH(1,(NQC[Month]=Supply[[#This Row],[Month]])*(NQC[Unit Category]=Supply[[#This Row],[Unit Category]]),0))*INDEX(Profiles[],MATCH(1,(Profiles[Month]=Supply[[#This Row],[Month]])*(Profiles[Hour Ending]=Supply[[#This Row],[Hour Ending]]),0),MATCH(Supply[[#This Row],[Unit Category]],Profiles[#Headers],0))","v":0}]
[10,"DR",9,{"$f":"INDEX(NQC[NQC MW],MATCH(1,(NQC[Month]=Supply[[#This Row],[Month]])*(NQC[Unit Category]=Supply[[#This Row],[Unit Category]]),0))*INDEX(Profiles[],MATCH(1,(Profiles[Month]=Supply[[#This Row],[Month]])*(Profiles[Hour Ending]=Supply[[#This Row],[Hour Ending]]),0),MATCH(Supply[[#This Row],[Unit Category]],Profiles[#Headers],0))","v":0}]
[10,"DR",10,{"$f":"INDEX(NQC[NQC MW],MATCH(1,(NQC[Month]=Supply[[#This Row],[Month]])*(NQC[Unit Category]=Supply[[#This Row],[Unit Category]]),0))*INDEX(Profiles[],MATCH(1,(Profiles[Month]=Supply[[#This Row],[Month]])*(Profiles[Hour Ending]=Supply[[#This Row],[Hour Ending]]),0),MATCH(Supply[[#This Row],[Unit Category]],Profiles[#Headers],0))","v":0}]
[10,"DR",11,{"$f":"INDEX(NQC[NQC MW],MATCH(1,(NQC[Month]=Supply[[#This Row],[Month]])*(NQC[Unit Category]=Supply[[#This Row],[Unit Category]]),0))*INDEX(Profiles[],MATCH(1,(Profiles[Month]=Supply[[#This Row],[Month]])*(Profiles[Hour Ending]=Supply[[#This Row],[Hour Ending]]),0),MATCH(Supply[[#This Row],[Unit Category]],Profiles[#Headers],0))","v":0}]
[10,"DR",12,{"$f":"INDEX(NQC[NQC MW],MATCH(1,(NQC[Month]=Supply[[#This Row],[Month]])*(NQC[Unit Category]=Supply[[#This Row],[Unit Category]]),0))*INDEX(Profiles[],MATCH(1,(Profiles[Month]=Supply[[#This Row],[Month]])*(Profiles[Hour Ending]=Supply[[#This Row],[Hour Ending]]),0),MATCH(Supply[[#This Row],[Unit Category]],Profiles[#Headers],0))","v":0}]
[10,"DR",13,{"$f":"INDEX(NQC[NQC MW],MATCH(1,(NQC[Month]=Supply[[#This Row],[Month]])*(NQC[Unit Category]=Supply[[#This Row],[Unit Category]]),0))*INDEX(Profiles[],MATCH(1,(Profiles[Month]=Supply[[#This Row],[Month]])*(Profiles[Hour Ending]=Supply[[#This Row],[Hour Ending]]),0),MATCH(Supply[[#This Row],[Unit Category]],Profiles[#Headers],0))","v":0}]
[10,"DR",14,{"$f":"INDEX(NQC[NQC MW],MATCH(1,(NQC[Month]=Supply[[#This Row],[Month]])*(NQC[Unit Category]=Supply[[#This Row],[Unit Category]]),0))*INDEX(Profiles[],MATCH(1,(Profiles[Month]=Supply[[#This Row],[Month]])*(Profiles[Hour Ending]=Supply[[#This Row],[Hour Ending]]),0),MATCH(Supply[[#This Row],[Unit Category]],Profiles[#Headers],0))","v":0}]
[10,"DR",15,{"$f":"INDEX(NQC[NQC MW],MATCH(1,(NQC[Month]=Supply[[#This Row],[Month]])*(NQC[Unit Category]=Supply[[#This Row],[Unit Category]]),0))*INDEX(Profiles[],MATCH(1,(Profiles[Month]=Supply[[#This Row],[Month]])*(Profiles[Hour Ending]=Supply[[#This Row],[Hour Ending]]),0),MATCH(Supply[[#This Row],[Unit Category]],Profiles[#Headers],0))","v":0}]
[10,"DR",16,{"$f":"INDEX(NQC[NQC MW],MATCH(1,(NQC[Month]=Supply[[#This Row],[Month]])*(NQC[Unit Category]=Supply[[#This Row],[Unit Category]]),0))*INDEX(Profiles[],MATCH(1,(Profiles[Month]=Supply[[#This Row],[Month]])*(Profiles[Hour Ending]=Supply[[#This Row],[Hour Ending]]),0),MATCH(Supply[[#This Row],[Unit Category]],Profiles[#Headers],0))","v":0}]
[10,"DR",17,{"$f":"INDEX(NQC[NQC MW],MATCH(1,(NQC[Month]=Supply[[#This Row],[Month]])*(NQC[Unit Category]=Supply[[#This Row],[Unit Category]]),0))*INDEX(Profiles[],MATCH(1,(Profiles[Month]=Supply[[#This Row],[Month]])*(Profiles[Hour Ending]=Supply[[#This Row],[Hour Ending]]),0),MATCH(Supply[[#This Row],[Unit Category]],Profiles[#Headers],0))","v":2510.5063512858533}]
[10,"DR",18,{"$f":"INDEX(NQC[NQC MW],MATCH(1,(NQC[Month]=Supply[[#This Row],[Month]])*(NQC[Unit Category]=Supply[[#This Row],[Unit Category]]),0))*INDEX(Profiles[],MATCH(1,(Profiles[Month]=Supply[[#This Row],[Month]])*(Profiles[Hour Ending]=Supply[[#This Row],[Hour Ending]]),0),MATCH(Supply[[#This Row],[Unit Category]],Profiles[#Headers],0))","v":2498.4747631143491}]
[10,"DR",19,{"$f":"INDEX(NQC[NQC MW],MATCH(1,(NQC[Month]=Supply[[#This Row],[Month]])*(NQC[Unit Category]=Supply[[#This Row],[Unit Category]]),0))*INDEX(Profiles[],MATCH(1,(Profiles[Month]=Supply[[#This Row],[Month]])*(Profiles[Hour Ending]=Supply[[#This Row],[Hour Ending]]),0),MATCH(Supply[[#This Row],[Unit Category]],Profiles[#Headers],0))","v":2376.71}]
[10,"DR",20,{"$f":"INDEX(NQC[NQC MW],MATCH(1,(NQC[Month]=Supply[[#This Row],[Month]])*(NQC[Unit Category]=Supply[[#This Row],[Unit Category]]),0))*INDEX(Profiles[],MATCH(1,(Profiles[Month]=Supply[[#This Row],[Month]])*(Profiles[Hour Ending]=Supply[[#This Row],[Hour Ending]]),0),MATCH(Supply[[#This Row],[Unit Category]],Profiles[#Headers],0))","v":2299.3230293725228}]
[10,"DR",21,{"$f":"INDEX(NQC[NQC MW],MATCH(1,(NQC[Month]=Supply[[#This Row],[Month]])*(NQC[Unit Category]=Supply[[#This Row],[Unit Category]]),0))*INDEX(Profiles[],MATCH(1,(Profiles[Month]=Supply[[#This Row],[Month]])*(Profiles[Hour Ending]=Supply[[#This Row],[Hour Ending]]),0),MATCH(Supply[[#This Row],[Unit Category]],Profiles[#Headers],0))","v":2146.3882057779792}]
[10,"DR",22,{"$f":"INDEX(NQC[NQC MW],MATCH(1,(NQC[Month]=Supply[[#This Row],[Month]])*(NQC[Unit Category]=Supply[[#This Row],[Unit Category]]),0))*INDEX(Profiles[],MATCH(1,(Profiles[Month]=Supply[[#This Row],[Month]])*(Profiles[Hour Ending]=Supply[[#This Row],[Hour Ending]]),0),MATCH(Supply[[#This Row],[Unit Category]],Profiles[#Headers],0))","v":193.70826127727949}]
[10,"DR",23,{"$f":"INDEX(NQC[NQC MW],MATCH(1,(NQC[Month]=Supply[[#This Row],[Month]])*(NQC[Unit Category]=Supply[[#This Row],[Unit Category]]),0))*INDEX(Profiles[],MATCH(1,(Profiles[Month]=Supply[[#This Row],[Month]])*(Profiles[Hour Ending]=Supply[[#This Row],[Hour Ending]]),0),MATCH(Supply[[#This Row],[Unit Category]],Profiles[#Headers],0))","v":0}]
[10,"DR",24,{"$f":"INDEX(NQC[NQC MW],MATCH(1,(NQC[Month]=Supply[[#This Row],[Month]])*(NQC[Unit Category]=Supply[[#This Row],[Unit Category]]),0))*INDEX(Profiles[],MATCH(1,(Profiles[Month]=Supply[[#This Row],[Month]])*(Profiles[Hour Ending]=Supply[[#This Row],[Hour Ending]]),0),MATCH(Supply[[#This Row],[Unit Category]],Profiles[#Headers],0))","v":0}]
[10,"Geothermal",1,{"$f":"INDEX(NQC[NQC MW],MATCH(1,(NQC[Month]=Supply[[#This Row],[Month]])*(NQC[Unit Category]=Supply[[#This Row],[Unit Category]]),0))*INDEX(Profiles[],MATCH(1,(Profiles[Month]=Supply[[#This Row],[Month]])*(Profiles[Hour Ending]=Supply[[#This Row],[Hour Ending]]),0),MATCH(Supply[[#This Row],[Unit Category]],Profiles[#Headers],0))","v":1247.4680000000001}]
[10,"Geothermal",2,{"$f":"INDEX(NQC[NQC MW],MATCH(1,(NQC[Month]=Supply[[#This Row],[Month]])*(NQC[Unit Category]=Supply[[#This Row],[Unit Category]]),0))*INDEX(Profiles[],MATCH(1,(Profiles[Month]=Supply[[#This Row],[Month]])*(Profiles[Hour Ending]=Supply[[#This Row],[Hour Ending]]),0),MATCH(Supply[[#This Row],[Unit Category]],Profiles[#Headers],0))","v":1247.4680000000001}]
[10,"Geothermal",3,{"$f":"INDEX(NQC[NQC MW],MATCH(1,(NQC[Month]=Supply[[#This Row],[Month]])*(NQC[Unit Category]=Supply[[#This Row],[Unit Category]]),0))*INDEX(Profiles[],MATCH(1,(Profiles[Month]=Supply[[#This Row],[Month]])*(Profiles[Hour Ending]=Supply[[#This Row],[Hour Ending]]),0),MATCH(Supply[[#This Row],[Unit Category]],Profiles[#Headers],0))","v":1247.4680000000001}]
[10,"Geothermal",4,{"$f":"INDEX(NQC[NQC MW],MATCH(1,(NQC[Month]=Supply[[#This Row],[Month]])*(NQC[Unit Category]=Supply[[#This Row],[Unit Category]]),0))*INDEX(Profiles[],MATCH(1,(Profiles[Month]=Supply[[#This Row],[Month]])*(Profiles[Hour Ending]=Supply[[#This Row],[Hour Ending]]),0),MATCH(Supply[[#This Row],[Unit Category]],Profiles[#Headers],0))","v":1247.4680000000001}]
[10,"Geothermal",5,{"$f":"INDEX(NQC[NQC MW],MATCH(1,(NQC[Month]=Supply[[#This Row],[Month]])*(NQC[Unit Category]=Supply[[#This Row],[Unit Category]]),0))*INDEX(Profiles[],MATCH(1,(Profiles[Month]=Supply[[#This Row],[Month]])*(Profiles[Hour Ending]=Supply[[#This Row],[Hour Ending]]),0),MATCH(Supply[[#This Row],[Unit Category]],Profiles[#Headers],0))","v":1247.4680000000001}]
[10,"Geothermal",6,{"$f":"INDEX(NQC[NQC MW],MATCH(1,(NQC[Month]=Supply[[#This Row],[Month]])*(NQC[Unit Category]=Supply[[#This Row],[Unit Category]]),0))*INDEX(Profiles[],MATCH(1,(Profiles[Month]=Supply[[#This Row],[Month]])*(Profiles[Hour Ending]=Supply[[#This Row],[Hour Ending]]),0),MATCH(Supply[[#This Row],[Unit Category]],Profiles[#Headers],0))","v":1247.4680000000001}]
[10,"Geothermal",7,{"$f":"INDEX(NQC[NQC MW],MATCH(1,(NQC[Month]=Supply[[#This Row],[Month]])*(NQC[Unit Category]=Supply[[#This Row],[Unit Category]]),0))*INDEX(Profiles[],MATCH(1,(Profiles[Month]=Supply[[#This Row],[Month]])*(Profiles[Hour Ending]=Supply[[#This Row],[Hour Ending]]),0),MATCH(Supply[[#This Row],[Unit Category]],Profiles[#Headers],0))","v":1247.4680000000001}]
[10,"Geothermal",8,{"$f":"INDEX(NQC[NQC MW],MATCH(1,(NQC[Month]=Supply[[#This Row],[Month]])*(NQC[Unit Category]=Supply[[#This Row],[Unit Category]]),0))*INDEX(Profiles[],MATCH(1,(Profiles[Month]=Supply[[#This Row],[Month]])*(Profiles[Hour Ending]=Supply[[#This Row],[Hour Ending]]),0),MATCH(Supply[[#This Row],[Unit Category]],Profiles[#Headers],0))","v":1247.4680000000001}]
[10,"Geothermal",9,{"$f":"INDEX(NQC[NQC MW],MATCH(1,(NQC[Month]=Supply[[#This Row],[Month]])*(NQC[Unit Category]=Supply[[#This Row],[Unit Category]]),0))*INDEX(Profiles[],MATCH(1,(Profiles[Month]=Supply[[#This Row],[Month]])*(Profiles[Hour Ending]=Supply[[#This Row],[Hour Ending]]),0),MATCH(Supply[[#This Row],[Unit Category]],Profiles[#Headers],0))","v":1247.4680000000001}]
[10,"Geothermal",10,{"$f":"INDEX(NQC[NQC MW],MATCH(1,(NQC[Month]=Supply[[#This Row],[Month]])*(NQC[Unit Category]=Supply[[#This Row],[Unit Category]]),0))*INDEX(Profiles[],MATCH(1,(Profiles[Month]=Supply[[#This Row],[Month]])*(Profiles[Hour Ending]=Supply[[#This Row],[Hour Ending]]),0),MATCH(Supply[[#This Row],[Unit Category]],Profiles[#Headers],0))","v":1247.4680000000001}]
[10,"Geothermal",11,{"$f":"INDEX(NQC[NQC MW],MATCH(1,(NQC[Month]=Supply[[#This Row],[Month]])*(NQC[Unit Category]=Supply[[#This Row],[Unit Category]]),0))*INDEX(Profiles[],MATCH(1,(Profiles[Month]=Supply[[#This Row],[Month]])*(Profiles[Hour Ending]=Supply[[#This Row],[Hour Ending]]),0),MATCH(Supply[[#This Row],[Unit Category]],Profiles[#Headers],0))","v":1247.4680000000001}]
[10,"Geothermal",12,{"$f":"INDEX(NQC[NQC MW],MATCH(1,(NQC[Month]=Supply[[#This Row],[Month]])*(NQC[Unit Category]=Supply[[#This Row],[Unit Category]]),0))*INDEX(Profiles[],MATCH(1,(Profiles[Month]=Supply[[#This Row],[Month]])*(Profiles[Hour Ending]=Supply[[#This Row],[Hour Ending]]),0),MATCH(Supply[[#This Row],[Unit Category]],Profiles[#Headers],0))","v":1247.4680000000001}]
[10,"Geothermal",13,{"$f":"INDEX(NQC[NQC MW],MATCH(1,(NQC[Month]=Supply[[#This Row],[Month]])*(NQC[Unit Category]=Supply[[#This Row],[Unit Category]]),0))*INDEX(Profiles[],MATCH(1,(Profiles[Month]=Supply[[#This Row],[Month]])*(Profiles[Hour Ending]=Supply[[#This Row],[Hour Ending]]),0),MATCH(Supply[[#This Row],[Unit Category]],Profiles[#Headers],0))","v":1247.4680000000001}]
[10,"Geothermal",14,{"$f":"INDEX(NQC[NQC MW],MATCH(1,(NQC[Month]=Supply[[#This Row],[Month]])*(NQC[Unit Category]=Supply[[#This Row],[Unit Category]]),0))*INDEX(Profiles[],MATCH(1,(Profiles[Month]=Supply[[#This Row],[Month]])*(Profiles[Hour Ending]=Supply[[#This Row],[Hour Ending]]),0),MATCH(Supply[[#This Row],[Unit Category]],Profiles[#Headers],0))","v":1247.4680000000001}]
[10,"Geothermal",15,{"$f":"INDEX(NQC[NQC MW],MATCH(1,(NQC[Month]=Supply[[#This Row],[Month]])*(NQC[Unit Category]=Supply[[#This Row],[Unit Category]]),0))*INDEX(Profiles[],MATCH(1,(Profiles[Month]=Supply[[#This Row],[Month]])*(Profiles[Hour Ending]=Supply[[#This Row],[Hour Ending]]),0),MATCH(Supply[[#This Row],[Unit Category]],Profiles[#Headers],0))","v":1247.4680000000001}]
[10,"Geothermal",16,{"$f":"INDEX(NQC[NQC MW],MATCH(1,(NQC[Month]=Supply[[#This Row],[Month]])*(NQC[Unit Category]=Supply[[#This Row],[Unit Category]]),0))*INDEX(Profiles[],MATCH(1,(Profiles[Month]=Supply[[#This Row],[Month]])*(Profiles[Hour Ending]=Supply[[#This Row],[Hour Ending]]),0),MATCH(Supply[[#This Row],[Unit Category]],Profiles[#Headers],0))","v":1247.4680000000001}]
[10,"Geothermal",17,{"$f":"INDEX(NQC[NQC MW],MATCH(1,(NQC[Month]=Supply[[#This Row],[Month]])*(NQC[Unit Category]=Supply[[#This Row],[Unit Category]]),0))*INDEX(Profiles[],MATCH(1,(Profiles[Month]=Supply[[#This Row],[Month]])*(Profiles[Hour Ending]=Supply[[#This Row],[Hour Ending]]),0),MATCH(Supply[[#This Row],[Unit Category]],Profiles[#Headers],0))","v":1247.4680000000001}]
[10,"Geothermal",18,{"$f":"INDEX(NQC[NQC MW],MATCH(1,(NQC[Month]=Supply[[#This Row],[Month]])*(NQC[Unit Category]=Supply[[#This Row],[Unit Category]]),0))*INDEX(Profiles[],MATCH(1,(Profiles[Month]=Supply[[#This Row],[Month]])*(Profiles[Hour Ending]=Supply[[#This Row],[Hour Ending]]),0),MATCH(Supply[[#This Row],[Unit Category]],Profiles[#Headers],0))","v":1247.4680000000001}]
[10,"Geothermal",19,{"$f":"INDEX(NQC[NQC MW],MATCH(1,(NQC[Month]=Supply[[#This Row],[Month]])*(NQC[Unit Category]=Supply[[#This Row],[Unit Category]]),0))*INDEX(Profiles[],MATCH(1,(Profiles[Month]=Supply[[#This Row],[Month]])*(Profiles[Hour Ending]=Supply[[#This Row],[Hour Ending]]),0),MATCH(Supply[[#This Row],[Unit Category]],Profiles[#Headers],0))","v":1247.4680000000001}]
[10,"Geothermal",20,{"$f":"INDEX(NQC[NQC MW],MATCH(1,(NQC[Month]=Supply[[#This Row],[Month]])*(NQC[Unit Category]=Supply[[#This Row],[Unit Category]]),0))*INDEX(Profiles[],MATCH(1,(Profiles[Month]=Supply[[#This Row],[Month]])*(Profiles[Hour Ending]=Supply[[#This Row],[Hour Ending]]),0),MATCH(Supply[[#This Row],[Unit Category]],Profiles[#Headers],0))","v":1247.4680000000001}]
[10,"Geothermal",21,{"$f":"INDEX(NQC[NQC MW],MATCH(1,(NQC[Month]=Supply[[#This Row],[Month]])*(NQC[Unit Category]=Supply[[#This Row],[Unit Category]]),0))*INDEX(Profiles[],MATCH(1,(Profiles[Month]=Supply[[#This Row],[Month]])*(Profiles[Hour Ending]=Supply[[#This Row],[Hour Ending]]),0),MATCH(Supply[[#This Row],[Unit Category]],Profiles[#Headers],0))","v":1247.4680000000001}]
[10,"Geothermal",22,{"$f":"INDEX(NQC[NQC MW],MATCH(1,(NQC[Month]=Supply[[#This Row],[Month]])*(NQC[Unit Category]=Supply[[#This Row],[Unit Category]]),0))*INDEX(Profiles[],MATCH(1,(Profiles[Month]=Supply[[#This Row],[Month]])*(Profiles[Hour Ending]=Supply[[#This Row],[Hour Ending]]),0),MATCH(Supply[[#This Row],[Unit Category]],Profiles[#Headers],0))","v":1247.4680000000001}]
[10,"Geothermal",23,{"$f":"INDEX(NQC[NQC MW],MATCH(1,(NQC[Month]=Supply[[#This Row],[Month]])*(NQC[Unit Category]=Supply[[#This Row],[Unit Category]]),0))*INDEX(Profiles[],MATCH(1,(Profiles[Month]=Supply[[#This Row],[Month]])*(Profiles[Hour Ending]=Supply[[#This Row],[Hour Ending]]),0),MATCH(Supply[[#This Row],[Unit Category]],Profiles[#Headers],0))","v":1247.4680000000001}]
[10,"Geothermal",24,{"$f":"INDEX(NQC[NQC MW],MATCH(1,(NQC[Month]=Supply[[#This Row],[Month]])*(NQC[Unit Category]=Supply[[#This Row],[Unit Category]]),0))*INDEX(Profiles[],MATCH(1,(Profiles[Month]=Supply[[#This Row],[Month]])*(Profiles[Hour Ending]=Supply[[#This Row],[Hour Ending]]),0),MATCH(Supply[[#This Row],[Unit Category]],Profiles[#Headers],0))","v":1247.4680000000001}]
[10,"Hydro",1,{"$f":"INDEX(NQC[NQC MW],MATCH(1,(NQC[Month]=Supply[[#This Row],[Month]])*(NQC[Unit Category]=Supply[[#This Row],[Unit Category]]),0))*INDEX(Profiles[],MATCH(1,(Profiles[Month]=Supply[[#This Row],[Month]])*(Profiles[Hour Ending]=Supply[[#This Row],[Hour Ending]]),0),MATCH(Supply[[#This Row],[Unit Category]],Profiles[#Headers],0))","v":2190.4169999999999}]
[10,"Hydro",2,{"$f":"INDEX(NQC[NQC MW],MATCH(1,(NQC[Month]=Supply[[#This Row],[Month]])*(NQC[Unit Category]=Supply[[#This Row],[Unit Category]]),0))*INDEX(Profiles[],MATCH(1,(Profiles[Month]=Supply[[#This Row],[Month]])*(Profiles[Hour Ending]=Supply[[#This Row],[Hour Ending]]),0),MATCH(Supply[[#This Row],[Unit Category]],Profiles[#Headers],0))","v":2190.4169999999999}]
[10,"Hydro",3,{"$f":"INDEX(NQC[NQC MW],MATCH(1,(NQC[Month]=Supply[[#This Row],[Month]])*(NQC[Unit Category]=Supply[[#This Row],[Unit Category]]),0))*INDEX(Profiles[],MATCH(1,(Profiles[Month]=Supply[[#This Row],[Month]])*(Profiles[Hour Ending]=Supply[[#This Row],[Hour Ending]]),0),MATCH(Supply[[#This Row],[Unit Category]],Profiles[#Headers],0))","v":2190.4169999999999}]
[10,"Hydro",4,{"$f":"INDEX(NQC[NQC MW],MATCH(1,(NQC[Month]=Supply[[#This Row],[Month]])*(NQC[Unit Category]=Supply[[#This Row],[Unit Category]]),0))*INDEX(Profiles[],MATCH(1,(Profiles[Month]=Supply[[#This Row],[Month]])*(Profiles[Hour Ending]=Supply[[#This Row],[Hour Ending]]),0),MATCH(Supply[[#This Row],[Unit Category]],Profiles[#Headers],0))","v":2190.4169999999999}]
[10,"Hydro",5,{"$f":"INDEX(NQC[NQC MW],MATCH(1,(NQC[Month]=Supply[[#This Row],[Month]])*(NQC[Unit Category]=Supply[[#This Row],[Unit Category]]),0))*INDEX(Profiles[],MATCH(1,(Profiles[Month]=Supply[[#This Row],[Month]])*(Profiles[Hour Ending]=Supply[[#This Row],[Hour Ending]]),0),MATCH(Supply[[#This Row],[Unit Category]],Profiles[#Headers],0))","v":2190.4169999999999}]
[10,"Hydro",6,{"$f":"INDEX(NQC[NQC MW],MATCH(1,(NQC[Month]=Supply[[#This Row],[Month]])*(NQC[Unit Category]=Supply[[#This Row],[Unit Category]]),0))*INDEX(Profiles[],MATCH(1,(Profiles[Month]=Supply[[#This Row],[Month]])*(Profiles[Hour Ending]=Supply[[#This Row],[Hour Ending]]),0),MATCH(Supply[[#This Row],[Unit Category]],Profiles[#Headers],0))","v":2190.4169999999999}]
[10,"Hydro",7,{"$f":"INDEX(NQC[NQC MW],MATCH(1,(NQC[Month]=Supply[[#This Row],[Month]])*(NQC[Unit Category]=Supply[[#This Row],[Unit Category]]),0))*INDEX(Profiles[],MATCH(1,(Profiles[Month]=Supply[[#This Row],[Month]])*(Profiles[Hour Ending]=Supply[[#This Row],[Hour Ending]]),0),MATCH(Supply[[#This Row],[Unit Category]],Profiles[#Headers],0))","v":2190.4169999999999}]
[10,"Hydro",8,{"$f":"INDEX(NQC[NQC MW],MATCH(1,(NQC[Month]=Supply[[#This Row],[Month]])*(NQC[Unit Category]=Supply[[#This Row],[Unit Category]]),0))*INDEX(Profiles[],MATCH(1,(Profiles[Month]=Supply[[#This Row],[Month]])*(Profiles[Hour Ending]=Supply[[#This Row],[Hour Ending]]),0),MATCH(Supply[[#This Row],[Unit Category]],Profiles[#Headers],0))","v":2190.4169999999999}]
[10,"Hydro",9,{"$f":"INDEX(NQC[NQC MW],MATCH(1,(NQC[Month]=Supply[[#This Row],[Month]])*(NQC[Unit Category]=Supply[[#This Row],[Unit Category]]),0))*INDEX(Profiles[],MATCH(1,(Profiles[Month]=Supply[[#This Row],[Month]])*(Profiles[Hour Ending]=Supply[[#This Row],[Hour Ending]]),0),MATCH(Supply[[#This Row],[Unit Category]],Profiles[#Headers],0))","v":2190.4169999999999}]
[10,"Hydro",10,{"$f":"INDEX(NQC[NQC MW],MATCH(1,(NQC[Month]=Supply[[#This Row],[Month]])*(NQC[Unit Category]=Supply[[#This Row],[Unit Category]]),0))*INDEX(Profiles[],MATCH(1,(Profiles[Month]=Supply[[#This Row],[Month]])*(Profiles[Hour Ending]=Supply[[#This Row],[Hour Ending]]),0),MATCH(Supply[[#This Row],[Unit Category]],Profiles[#Headers],0))","v":2190.4169999999999}]
[10,"Hydro",11,{"$f":"INDEX(NQC[NQC MW],MATCH(1,(NQC[Month]=Supply[[#This Row],[Month]])*(NQC[Unit Category]=Supply[[#This Row],[Unit Category]]),0))*INDEX(Profiles[],MATCH(1,(Profiles[Month]=Supply[[#This Row],[Month]])*(Profiles[Hour Ending]=Supply[[#This Row],[Hour Ending]]),0),MATCH(Supply[[#This Row],[Unit Category]],Profiles[#Headers],0))","v":2190.4169999999999}]
[10,"Hydro",12,{"$f":"INDEX(NQC[NQC MW],MATCH(1,(NQC[Month]=Supply[[#This Row],[Month]])*(NQC[Unit Category]=Supply[[#This Row],[Unit Category]]),0))*INDEX(Profiles[],MATCH(1,(Profiles[Month]=Supply[[#This Row],[Month]])*(Profiles[Hour Ending]=Supply[[#This Row],[Hour Ending]]),0),MATCH(Supply[[#This Row],[Unit Category]],Profiles[#Headers],0))","v":2190.4169999999999}]
[10,"Hydro",13,{"$f":"INDEX(NQC[NQC MW],MATCH(1,(NQC[Month]=Supply[[#This Row],[Month]])*(NQC[Unit Category]=Supply[[#This Row],[Unit Category]]),0))*INDEX(Profiles[],MATCH(1,(Profiles[Month]=Supply[[#This Row],[Month]])*(Profiles[Hour Ending]=Supply[[#This Row],[Hour Ending]]),0),MATCH(Supply[[#This Row],[Unit Category]],Profiles[#Headers],0))","v":2190.4169999999999}]
[10,"Hydro",14,{"$f":"INDEX(NQC[NQC MW],MATCH(1,(NQC[Month]=Supply[[#This Row],[Month]])*(NQC[Unit Category]=Supply[[#This Row],[Unit Category]]),0))*INDEX(Profiles[],MATCH(1,(Profiles[Month]=Supply[[#This Row],[Month]])*(Profiles[Hour Ending]=Supply[[#This Row],[Hour Ending]]),0),MATCH(Supply[[#This Row],[Unit Category]],Profiles[#Headers],0))","v":2190.4169999999999}]
[10,"Hydro",15,{"$f":"INDEX(NQC[NQC MW],MATCH(1,(NQC[Month]=Supply[[#This Row],[Month]])*(NQC[Unit Category]=Supply[[#This Row],[Unit Category]]),0))*INDEX(Profiles[],MATCH(1,(Profiles[Month]=Supply[[#This Row],[Month]])*(Profiles[Hour Ending]=Supply[[#This Row],[Hour Ending]]),0),MATCH(Supply[[#This Row],[Unit Category]],Profiles[#Headers],0))","v":2190.4169999999999}]
[10,"Hydro",16,{"$f":"INDEX(NQC[NQC MW],MATCH(1,(NQC[Month]=Supply[[#This Row],[Month]])*(NQC[Unit Category]=Supply[[#This Row],[Unit Category]]),0))*INDEX(Profiles[],MATCH(1,(Profiles[Month]=Supply[[#This Row],[Month]])*(Profiles[Hour Ending]=Supply[[#This Row],[Hour Ending]]),0),MATCH(Supply[[#This Row],[Unit Category]],Profiles[#Headers],0))","v":2190.4169999999999}]
[10,"Hydro",17,{"$f":"INDEX(NQC[NQC MW],MATCH(1,(NQC[Month]=Supply[[#This Row],[Month]])*(NQC[Unit Category]=Supply[[#This Row],[Unit Category]]),0))*INDEX(Profiles[],MATCH(1,(Profiles[Month]=Supply[[#This Row],[Month]])*(Profiles[Hour Ending]=Supply[[#This Row],[Hour Ending]]),0),MATCH(Supply[[#This Row],[Unit Category]],Profiles[#Headers],0))","v":2190.4169999999999}]
[10,"Hydro",18,{"$f":"INDEX(NQC[NQC MW],MATCH(1,(NQC[Month]=Supply[[#This Row],[Month]])*(NQC[Unit Category]=Supply[[#This Row],[Unit Category]]),0))*INDEX(Profiles[],MATCH(1,(Profiles[Month]=Supply[[#This Row],[Month]])*(Profiles[Hour Ending]=Supply[[#This Row],[Hour Ending]]),0),MATCH(Supply[[#This Row],[Unit Category]],Profiles[#Headers],0))","v":2190.4169999999999}]
[10,"Hydro",19,{"$f":"INDEX(NQC[NQC MW],MATCH(1,(NQC[Month]=Supply[[#This Row],[Month]])*(NQC[Unit Category]=Supply[[#This Row],[Unit Category]]),0))*INDEX(Profiles[],MATCH(1,(Profiles[Month]=Supply[[#This Row],[Month]])*(Profiles[Hour Ending]=Supply[[#This Row],[Hour Ending]]),0),MATCH(Supply[[#This Row],[Unit Category]],Profiles[#Headers],0))","v":2190.4169999999999}]
[10,"Hydro",20,{"$f":"INDEX(NQC[NQC MW],MATCH(1,(NQC[Month]=Supply[[#This Row],[Month]])*(NQC[Unit Category]=Supply[[#This Row],[Unit Category]]),0))*INDEX(Profiles[],MATCH(1,(Profiles[Month]=Supply[[#This Row],[Month]])*(Profiles[Hour Ending]=Supply[[#This Row],[Hour Ending]]),0),MATCH(Supply[[#This Row],[Unit Category]],Profiles[#Headers],0))","v":2190.4169999999999}]
[10,"Hydro",21,{"$f":"INDEX(NQC[NQC MW],MATCH(1,(NQC[Month]=Supply[[#This Row],[Month]])*(NQC[Unit Category]=Supply[[#This Row],[Unit Category]]),0))*INDEX(Profiles[],MATCH(1,(Profiles[Month]=Supply[[#This Row],[Month]])*(Profiles[Hour Ending]=Supply[[#This Row],[Hour Ending]]),0),MATCH(Supply[[#This Row],[Unit Category]],Profiles[#Headers],0))","v":2190.4169999999999}]
[10,"Hydro",22,{"$f":"INDEX(NQC[NQC MW],MATCH(1,(NQC[Month]=Supply[[#This Row],[Month]])*(NQC[Unit Category]=Supply[[#This Row],[Unit Category]]),0))*INDEX(Profiles[],MATCH(1,(Profiles[Month]=Supply[[#This Row],[Month]])*(Profiles[Hour Ending]=Supply[[#This Row],[Hour Ending]]),0),MATCH(Supply[[#This Row],[Unit Category]],Profiles[#Headers],0))","v":2190.4169999999999}]
[10,"Hydro",23,{"$f":"INDEX(NQC[NQC MW],MATCH(1,(NQC[Month]=Supply[[#This Row],[Month]])*(NQC[Unit Category]=Supply[[#This Row],[Unit Category]]),0))*INDEX(Profiles[],MATCH(1,(Profiles[Month]=Supply[[#This Row],[Month]])*(Profiles[Hour Ending]=Supply[[#This Row],[Hour Ending]]),0),MATCH(Supply[[#This Row],[Unit Category]],Profiles[#Headers],0))","v":2190.4169999999999}]
[10,"Hydro",24,{"$f":"INDEX(NQC[NQC MW],MATCH(1,(NQC[Month]=Supply[[#This Row],[Month]])*(NQC[Unit Category]=Supply[[#This Row],[Unit Category]]),0))*INDEX(Profiles[],MATCH(1,(Profiles[Month]=Supply[[#This Row],[Month]])*(Profiles[Hour Ending]=Supply[[#This Row],[Hour Ending]]),0),MATCH(Supply[[#This Row],[Unit Category]],Profiles[#Headers],0))","v":2190.4169999999999}]
[10,"ICE",1,{"$f":"INDEX(NQC[NQC MW],MATCH(1,(NQC[Month]=Supply[[#This Row],[Month]])*(NQC[Unit Category]=Supply[[#This Row],[Unit Category]]),0))*INDEX(Profiles[],MATCH(1,(Profiles[Month]=Supply[[#This Row],[Month]])*(Profiles[Hour Ending]=Supply[[#This Row],[Hour Ending]]),0),MATCH(Supply[[#This Row],[Unit Category]],Profiles[#Headers],0))","v":254.7}]
[10,"ICE",2,{"$f":"INDEX(NQC[NQC MW],MATCH(1,(NQC[Month]=Supply[[#This Row],[Month]])*(NQC[Unit Category]=Supply[[#This Row],[Unit Category]]),0))*INDEX(Profiles[],MATCH(1,(Profiles[Month]=Supply[[#This Row],[Month]])*(Profiles[Hour Ending]=Supply[[#This Row],[Hour Ending]]),0),MATCH(Supply[[#This Row],[Unit Category]],Profiles[#Headers],0))","v":254.7}]
[10,"ICE",3,{"$f":"INDEX(NQC[NQC MW],MATCH(1,(NQC[Month]=Supply[[#This Row],[Month]])*(NQC[Unit Category]=Supply[[#This Row],[Unit Category]]),0))*INDEX(Profiles[],MATCH(1,(Profiles[Month]=Supply[[#This Row],[Month]])*(Profiles[Hour Ending]=Supply[[#This Row],[Hour Ending]]),0),MATCH(Supply[[#This Row],[Unit Category]],Profiles[#Headers],0))","v":254.7}]
[10,"ICE",4,{"$f":"INDEX(NQC[NQC MW],MATCH(1,(NQC[Month]=Supply[[#This Row],[Month]])*(NQC[Unit Category]=Supply[[#This Row],[Unit Category]]),0))*INDEX(Profiles[],MATCH(1,(Profiles[Month]=Supply[[#This Row],[Month]])*(Profiles[Hour Ending]=Supply[[#This Row],[Hour Ending]]),0),MATCH(Supply[[#This Row],[Unit Category]],Profiles[#Headers],0))","v":254.7}]
[10,"ICE",5,{"$f":"INDEX(NQC[NQC MW],MATCH(1,(NQC[Month]=Supply[[#This Row],[Month]])*(NQC[Unit Category]=Supply[[#This Row],[Unit Category]]),0))*INDEX(Profiles[],MATCH(1,(Profiles[Month]=Supply[[#This Row],[Month]])*(Profiles[Hour Ending]=Supply[[#This Row],[Hour Ending]]),0),MATCH(Supply[[#This Row],[Unit Category]],Profiles[#Headers],0))","v":254.7}]
[10,"ICE",6,{"$f":"INDEX(NQC[NQC MW],MATCH(1,(NQC[Month]=Supply[[#This Row],[Month]])*(NQC[Unit Category]=Supply[[#This Row],[Unit Category]]),0))*INDEX(Profiles[],MATCH(1,(Profiles[Month]=Supply[[#This Row],[Month]])*(Profiles[Hour Ending]=Supply[[#This Row],[Hour Ending]]),0),MATCH(Supply[[#This Row],[Unit Category]],Profiles[#Headers],0))","v":254.7}]
[10,"ICE",7,{"$f":"INDEX(NQC[NQC MW],MATCH(1,(NQC[Month]=Supply[[#This Row],[Month]])*(NQC[Unit Category]=Supply[[#This Row],[Unit Category]]),0))*INDEX(Profiles[],MATCH(1,(Profiles[Month]=Supply[[#This Row],[Month]])*(Profiles[Hour Ending]=Supply[[#This Row],[Hour Ending]]),0),MATCH(Supply[[#This Row],[Unit Category]],Profiles[#Headers],0))","v":254.7}]
[10,"ICE",8,{"$f":"INDEX(NQC[NQC MW],MATCH(1,(NQC[Month]=Supply[[#This Row],[Month]])*(NQC[Unit Category]=Supply[[#This Row],[Unit Category]]),0))*INDEX(Profiles[],MATCH(1,(Profiles[Month]=Supply[[#This Row],[Month]])*(Profiles[Hour Ending]=Supply[[#This Row],[Hour Ending]]),0),MATCH(Supply[[#This Row],[Unit Category]],Profiles[#Headers],0))","v":254.7}]
[10,"ICE",9,{"$f":"INDEX(NQC[NQC MW],MATCH(1,(NQC[Month]=Supply[[#This Row],[Month]])*(NQC[Unit Category]=Supply[[#This Row],[Unit Category]]),0))*INDEX(Profiles[],MATCH(1,(Profiles[Month]=Supply[[#This Row],[Month]])*(Profiles[Hour Ending]=Supply[[#This Row],[Hour Ending]]),0),MATCH(Supply[[#This Row],[Unit Category]],Profiles[#Headers],0))","v":254.7}]
[10,"ICE",10,{"$f":"INDEX(NQC[NQC MW],MATCH(1,(NQC[Month]=Supply[[#This Row],[Month]])*(NQC[Unit Category]=Supply[[#This Row],[Unit Category]]),0))*INDEX(Profiles[],MATCH(1,(Profiles[Month]=Supply[[#This Row],[Month]])*(Profiles[Hour Ending]=Supply[[#This Row],[Hour Ending]]),0),MATCH(Supply[[#This Row],[Unit Category]],Profiles[#Headers],0))","v":254.7}]
[10,"ICE",11,{"$f":"INDEX(NQC[NQC MW],MATCH(1,(NQC[Month]=Supply[[#This Row],[Month]])*(NQC[Unit Category]=Supply[[#This Row],[Unit Category]]),0))*INDEX(Profiles[],MATCH(1,(Profiles[Month]=Supply[[#This Row],[Month]])*(Profiles[Hour Ending]=Supply[[#This Row],[Hour Ending]]),0),MATCH(Supply[[#This Row],[Unit Category]],Profiles[#Headers],0))","v":254.7}]
[10,"ICE",12,{"$f":"INDEX(NQC[NQC MW],MATCH(1,(NQC[Month]=Supply[[#This Row],[Month]])*(NQC[Unit Category]=Supply[[#This Row],[Unit Category]]),0))*INDEX(Profiles[],MATCH(1,(Profiles[Month]=Supply[[#This Row],[Month]])*(Profiles[Hour Ending]=Supply[[#This Row],[Hour Ending]]),0),MATCH(Supply[[#This Row],[Unit Category]],Profiles[#Headers],0))","v":254.7}]
[10,"ICE",13,{"$f":"INDEX(NQC[NQC MW],MATCH(1,(NQC[Month]=Supply[[#This Row],[Month]])*(NQC[Unit Category]=Supply[[#This Row],[Unit Category]]),0))*INDEX(Profiles[],MATCH(1,(Profiles[Month]=Supply[[#This Row],[Month]])*(Profiles[Hour Ending]=Supply[[#This Row],[Hour Ending]]),0),MATCH(Supply[[#This Row],[Unit Category]],Profiles[#Headers],0))","v":254.7}]
[10,"ICE",14,{"$f":"INDEX(NQC[NQC MW],MATCH(1,(NQC[Month]=Supply[[#This Row],[Month]])*(NQC[Unit Category]=Supply[[#This Row],[Unit Category]]),0))*INDEX(Profiles[],MATCH(1,(Profiles[Month]=Supply[[#This Row],[Month]])*(Profiles[Hour Ending]=Supply[[#This Row],[Hour Ending]]),0),MATCH(Supply[[#This Row],[Unit Category]],Profiles[#Headers],0))","v":254.7}]
[10,"ICE",15,{"$f":"INDEX(NQC[NQC MW],MATCH(1,(NQC[Month]=Supply[[#This Row],[Month]])*(NQC[Unit Category]=Supply[[#This Row],[Unit Category]]),0))*INDEX(Profiles[],MATCH(1,(Profiles[Month]=Supply[[#This Row],[Month]])*(Profiles[Hour Ending]=Supply[[#This Row],[Hour Ending]]),0),MATCH(Supply[[#This Row],[Unit Category]],Profiles[#Headers],0))","v":254.7}]
[10,"ICE",16,{"$f":"INDEX(NQC[NQC MW],MATCH(1,(NQC[Month]=Supply[[#This Row],[Month]])*(NQC[Unit Category]=Supply[[#This Row],[Unit Category]]),0))*INDEX(Profiles[],MATCH(1,(Profiles[Month]=Supply[[#This Row],[Month]])*(Profiles[Hour Ending]=Supply[[#This Row],[Hour Ending]]),0),MATCH(Supply[[#This Row],[Unit Category]],Profiles[#Headers],0))","v":254.7}]
[10,"ICE",17,{"$f":"INDEX(NQC[NQC MW],MATCH(1,(NQC[Month]=Supply[[#This Row],[Month]])*(NQC[Unit Category]=Supply[[#This Row],[Unit Category]]),0))*INDEX(Profiles[],MATCH(1,(Profiles[Month]=Supply[[#This Row],[Month]])*(Profiles[Hour Ending]=Supply[[#This Row],[Hour Ending]]),0),MATCH(Supply[[#This Row],[Unit Category]],Profiles[#Headers],0))","v":254.7}]
[10,"ICE",18,{"$f":"INDEX(NQC[NQC MW],MATCH(1,(NQC[Month]=Supply[[#This Row],[Month]])*(NQC[Unit Category]=Supply[[#This Row],[Unit Category]]),0))*INDEX(Profiles[],MATCH(1,(Profiles[Month]=Supply[[#This Row],[Month]])*(Profiles[Hour Ending]=Supply[[#This Row],[Hour Ending]]),0),MATCH(Supply[[#This Row],[Unit Category]],Profiles[#Headers],0))","v":254.7}]
[10,"ICE",19,{"$f":"INDEX(NQC[NQC MW],MATCH(1,(NQC[Month]=Supply[[#This Row],[Month]])*(NQC[Unit Category]=Supply[[#This Row],[Unit Category]]),0))*INDEX(Profiles[],MATCH(1,(Profiles[Month]=Supply[[#This Row],[Month]])*(Profiles[Hour Ending]=Supply[[#This Row],[Hour Ending]]),0),MATCH(Supply[[#This Row],[Unit Category]],Profiles[#Headers],0))","v":254.7}]
[10,"ICE",20,{"$f":"INDEX(NQC[NQC MW],MATCH(1,(NQC[Month]=Supply[[#This Row],[Month]])*(NQC[Unit Category]=Supply[[#This Row],[Unit Category]]),0))*INDEX(Profiles[],MATCH(1,(Profiles[Month]=Supply[[#This Row],[Month]])*(Profiles[Hour Ending]=Supply[[#This Row],[Hour Ending]]),0),MATCH(Supply[[#This Row],[Unit Category]],Profiles[#Headers],0))","v":254.7}]
[10,"ICE",21,{"$f":"INDEX(NQC[NQC MW],MATCH(1,(NQC[Month]=Supply[[#This Row],[Month]])*(NQC[Unit Category]=Supply[[#This Row],[Unit Category]]),0))*INDEX(Profiles[],MATCH(1,(Profiles[Month]=Supply[[#This Row],[Month]])*(Profiles[Hour Ending]=Supply[[#This Row],[Hour Ending]]),0),MATCH(Supply[[#This Row],[Unit Category]],Profiles[#Headers],0))","v":254.7}]
[10,"ICE",22,{"$f":"INDEX(NQC[NQC MW],MATCH(1,(NQC[Month]=Supply[[#This Row],[Month]])*(NQC[Unit Category]=Supply[[#This Row],[Unit Category]]),0))*INDEX(Profiles[],MATCH(1,(Profiles[Month]=Supply[[#This Row],[Month]])*(Profiles[Hour Ending]=Supply[[#This Row],[Hour Ending]]),0),MATCH(Supply[[#This Row],[Unit Category]],Profiles[#Headers],0))","v":254.7}]
[10,"ICE",23,{"$f":"INDEX(NQC[NQC MW],MATCH(1,(NQC[Month]=Supply[[#This Row],[Month]])*(NQC[Unit Category]=Supply[[#This Row],[Unit Category]]),0))*INDEX(Profiles[],MATCH(1,(Profiles[Month]=Supply[[#This Row],[Month]])*(Profiles[Hour Ending]=Supply[[#This Row],[Hour Ending]]),0),MATCH(Supply[[#This Row],[Unit Category]],Profiles[#Headers],0))","v":254.7}]
[10,"ICE",24,{"$f":"INDEX(NQC[NQC MW],MATCH(1,(NQC[Month]=Supply[[#This Row],[Month]])*(NQC[Unit Category]=Supply[[#This Row],[Unit Category]]),0))*INDEX(Profiles[],MATCH(1,(Profiles[Month]=Supply[[#This Row],[Month]])*(Profiles[Hour Ending]=Supply[[#This Row],[Hour Ending]]),0),MATCH(Supply[[#This Row],[Unit Category]],Profiles[#Headers],0))","v":254.7}]
[10,"Interchange",1,{"$f":"INDEX(NQC[NQC MW],MATCH(1,(NQC[Month]=Supply[[#This Row],[Month]])*(NQC[Unit Category]=Supply[[#This Row],[Unit Category]]),0))*INDEX(Profiles[],MATCH(1,(Profiles[Month]=Supply[[#This Row],[Month]])*(Profiles[Hour Ending]=Supply[[#This Row],[Hour Ending]]),0),MATCH(Supply[[#This Row],[Unit Category]],Profiles[#Headers],0))","v":2500}]
[10,"Interchange",2,{"$f":"INDEX(NQC[NQC MW],MATCH(1,(NQC[Month]=Supply[[#This Row],[Month]])*(NQC[Unit Category]=Supply[[#This Row],[Unit Category]]),0))*INDEX(Profiles[],MATCH(1,(Profiles[Month]=Supply[[#This Row],[Month]])*(Profiles[Hour Ending]=Supply[[#This Row],[Hour Ending]]),0),MATCH(Supply[[#This Row],[Unit Category]],Profiles[#Headers],0))","v":2500}]
[10,"Interchange",3,{"$f":"INDEX(NQC[NQC MW],MATCH(1,(NQC[Month]=Supply[[#This Row],[Month]])*(NQC[Unit Category]=Supply[[#This Row],[Unit Category]]),0))*INDEX(Profiles[],MATCH(1,(Profiles[Month]=Supply[[#This Row],[Month]])*(Profiles[Hour Ending]=Supply[[#This Row],[Hour Ending]]),0),MATCH(Supply[[#This Row],[Unit Category]],Profiles[#Headers],0))","v":2500}]
[10,"Interchange",4,{"$f":"INDEX(NQC[NQC MW],MATCH(1,(NQC[Month]=Supply[[#This Row],[Month]])*(NQC[Unit Category]=Supply[[#This Row],[Unit Category]]),0))*INDEX(Profiles[],MATCH(1,(Profiles[Month]=Supply[[#This Row],[Month]])*(Profiles[Hour Ending]=Supply[[#This Row],[Hour Ending]]),0),MATCH(Supply[[#This Row],[Unit Category]],Profiles[#Headers],0))","v":2500}]
[10,"Interchange",5,{"$f":"INDEX(NQC[NQC MW],MATCH(1,(NQC[Month]=Supply[[#This Row],[Month]])*(NQC[Unit Category]=Supply[[#This Row],[Unit Category]]),0))*INDEX(Profiles[],MATCH(1,(Profiles[Month]=Supply[[#This Row],[Month]])*(Profiles[Hour Ending]=Supply[[#This Row],[Hour Ending]]),0),MATCH(Supply[[#This Row],[Unit Category]],Profiles[#Headers],0))","v":2500}]
[10,"Interchange",6,{"$f":"INDEX(NQC[NQC MW],MATCH(1,(NQC[Month]=Supply[[#This Row],[Month]])*(NQC[Unit Category]=Supply[[#This Row],[Unit Category]]),0))*INDEX(Profiles[],MATCH(1,(Profiles[Month]=Supply[[#This Row],[Month]])*(Profiles[Hour Ending]=Supply[[#This Row],[Hour Ending]]),0),MATCH(Supply[[#This Row],[Unit Category]],Profiles[#Headers],0))","v":2500}]
[10,"Interchange",7,{"$f":"INDEX(NQC[NQC MW],MATCH(1,(NQC[Month]=Supply[[#This Row],[Month]])*(NQC[Unit Category]=Supply[[#This Row],[Unit Category]]),0))*INDEX(Profiles[],MATCH(1,(Profiles[Month]=Supply[[#This Row],[Month]])*(Profiles[Hour Ending]=Supply[[#This Row],[Hour Ending]]),0),MATCH(Supply[[#This Row],[Unit Category]],Profiles[#Headers],0))","v":2500}]
[10,"Interchange",8,{"$f":"INDEX(NQC[NQC MW],MATCH(1,(NQC[Month]=Supply[[#This Row],[Month]])*(NQC[Unit Category]=Supply[[#This Row],[Unit Category]]),0))*INDEX(Profiles[],MATCH(1,(Profiles[Month]=Supply[[#This Row],[Month]])*(Profiles[Hour Ending]=Supply[[#This Row],[Hour Ending]]),0),MATCH(Supply[[#This Row],[Unit Category]],Profiles[#Headers],0))","v":2500}]
[10,"Interchange",9,{"$f":"INDEX(NQC[NQC MW],MATCH(1,(NQC[Month]=Supply[[#This Row],[Month]])*(NQC[Unit Category]=Supply[[#This Row],[Unit Category]]),0))*INDEX(Profiles[],MATCH(1,(Profiles[Month]=Supply[[#This Row],[Month]])*(Profiles[Hour Ending]=Supply[[#This Row],[Hour Ending]]),0),MATCH(Supply[[#This Row],[Unit Category]],Profiles[#Headers],0))","v":2500}]
[10,"Interchange",10,{"$f":"INDEX(NQC[NQC MW],MATCH(1,(NQC[Month]=Supply[[#This Row],[Month]])*(NQC[Unit Category]=Supply[[#This Row],[Unit Category]]),0))*INDEX(Profiles[],MATCH(1,(Profiles[Month]=Supply[[#This Row],[Month]])*(Profiles[Hour Ending]=Supply[[#This Row],[Hour Ending]]),0),MATCH(Supply[[#This Row],[Unit Category]],Profiles[#Headers],0))","v":2500}]
[10,"Interchange",11,{"$f":"INDEX(NQC[NQC MW],MATCH(1,(NQC[Month]=Supply[[#This Row],[Month]])*(NQC[Unit Category]=Supply[[#This Row],[Unit Category]]),0))*INDEX(Profiles[],MATCH(1,(Profiles[Month]=Supply[[#This Row],[Month]])*(Profiles[Hour Ending]=Supply[[#This Row],[Hour Ending]]),0),MATCH(Supply[[#This Row],[Unit Category]],Profiles[#Headers],0))","v":2500}]
[10,"Interchange",12,{"$f":"INDEX(NQC[NQC MW],MATCH(1,(NQC[Month]=Supply[[#This Row],[Month]])*(NQC[Unit Category]=Supply[[#This Row],[Unit Category]]),0))*INDEX(Profiles[],MATCH(1,(Profiles[Month]=Supply[[#This Row],[Month]])*(Profiles[Hour Ending]=Supply[[#This Row],[Hour Ending]]),0),MATCH(Supply[[#This Row],[Unit Category]],Profiles[#Headers],0))","v":2500}]
[10,"Interchange",13,{"$f":"INDEX(NQC[NQC MW],MATCH(1,(NQC[Month]=Supply[[#This Row],[Month]])*(NQC[Unit Category]=Supply[[#This Row],[Unit Category]]),0))*INDEX(Profiles[],MATCH(1,(Profiles[Month]=Supply[[#This Row],[Month]])*(Profiles[Hour Ending]=Supply[[#This Row],[Hour Ending]]),0),MATCH(Supply[[#This Row],[Unit Category]],Profiles[#Headers],0))","v":2500}]
[10,"Interchange",14,{"$f":"INDEX(NQC[NQC MW],MATCH(1,(NQC[Month]=Supply[[#This Row],[Month]])*(NQC[Unit Category]=Supply[[#This Row],[Unit Category]]),0))*INDEX(Profiles[],MATCH(1,(Profiles[Month]=Supply[[#This Row],[Month]])*(Profiles[Hour Ending]=Supply[[#This Row],[Hour Ending]]),0),MATCH(Supply[[#This Row],[Unit Category]],Profiles[#Headers],0))","v":2500}]
[10,"Interchange",15,{"$f":"INDEX(NQC[NQC MW],MATCH(1,(NQC[Month]=Supply[[#This Row],[Month]])*(NQC[Unit Category]=Supply[[#This Row],[Unit Category]]),0))*INDEX(Profiles[],MATCH(1,(Profiles[Month]=Supply[[#This Row],[Month]])*(Profiles[Hour Ending]=Supply[[#This Row],[Hour Ending]]),0),MATCH(Supply[[#This Row],[Unit Category]],Profiles[#Headers],0))","v":2500}]
[10,"Interchange",16,{"$f":"INDEX(NQC[NQC MW],MATCH(1,(NQC[Month]=Supply[[#This Row],[Month]])*(NQC[Unit Category]=Supply[[#This Row],[Unit Category]]),0))*INDEX(Profiles[],MATCH(1,(Profiles[Month]=Supply[[#This Row],[Month]])*(Profiles[Hour Ending]=Supply[[#This Row],[Hour Ending]]),0),MATCH(Supply[[#This Row],[Unit Category]],Profiles[#Headers],0))","v":2500}]
[10,"Interchange",17,{"$f":"INDEX(NQC[NQC MW],MATCH(1,(NQC[Month]=Supply[[#This Row],[Month]])*(NQC[Unit Category]=Supply[[#This Row],[Unit Category]]),0))*INDEX(Profiles[],MATCH(1,(Profiles[Month]=Supply[[#This Row],[Month]])*(Profiles[Hour Ending]=Supply[[#This Row],[Hour Ending]]),0),MATCH(Supply[[#This Row],[Unit Category]],Profiles[#Headers],0))","v":2500}]
[10,"Interchange",18,{"$f":"INDEX(NQC[NQC MW],MATCH(1,(NQC[Month]=Supply[[#This Row],[Month]])*(NQC[Unit Category]=Supply[[#This Row],[Unit Category]]),0))*INDEX(Profiles[],MATCH(1,(Profiles[Month]=Supply[[#This Row],[Month]])*(Profiles[Hour Ending]=Supply[[#This Row],[Hour Ending]]),0),MATCH(Supply[[#This Row],[Unit Category]],Profiles[#Headers],0))","v":2500}]
[10,"Interchange",19,{"$f":"INDEX(NQC[NQC MW],MATCH(1,(NQC[Month]=Supply[[#This Row],[Month]])*(NQC[Unit Category]=Supply[[#This Row],[Unit Category]]),0))*INDEX(Profiles[],MATCH(1,(Profiles[Month]=Supply[[#This Row],[Month]])*(Profiles[Hour Ending]=Supply[[#This Row],[Hour Ending]]),0),MATCH(Supply[[#This Row],[Unit Category]],Profiles[#Headers],0))","v":2500}]
[10,"Interchange",20,{"$f":"INDEX(NQC[NQC MW],MATCH(1,(NQC[Month]=Supply[[#This Row],[Month]])*(NQC[Unit Category]=Supply[[#This Row],[Unit Category]]),0))*INDEX(Profiles[],MATCH(1,(Profiles[Month]=Supply[[#This Row],[Month]])*(Profiles[Hour Ending]=Supply[[#This Row],[Hour Ending]]),0),MATCH(Supply[[#This Row],[Unit Category]],Profiles[#Headers],0))","v":2500}]
[10,"Interchange",21,{"$f":"INDEX(NQC[NQC MW],MATCH(1,(NQC[Month]=Supply[[#This Row],[Month]])*(NQC[Unit Category]=Supply[[#This Row],[Unit Category]]),0))*INDEX(Profiles[],MATCH(1,(Profiles[Month]=Supply[[#This Row],[Month]])*(Profiles[Hour Ending]=Supply[[#This Row],[Hour Ending]]),0),MATCH(Supply[[#This Row],[Unit Category]],Profiles[#Headers],0))","v":2500}]
[10,"Interchange",22,{"$f":"INDEX(NQC[NQC MW],MATCH(1,(NQC[Month]=Supply[[#This Row],[Month]])*(NQC[Unit Category]=Supply[[#This Row],[Unit Category]]),0))*INDEX(Profiles[],MATCH(1,(Profiles[Month]=Supply[[#This Row],[Month]])*(Profiles[Hour Ending]=Supply[[#This Row],[Hour Ending]]),0),MATCH(Supply[[#This Row],[Unit Category]],Profiles[#Headers],0))","v":2500}]
[10,"Interchange",23,{"$f":"INDEX(NQC[NQC MW],MATCH(1,(NQC[Month]=Supply[[#This Row],[Month]])*(NQC[Unit Category]=Supply[[#This Row],[Unit Category]]),0))*INDEX(Profiles[],MATCH(1,(Profiles[Month]=Supply[[#This Row],[Month]])*(Profiles[Hour Ending]=Supply[[#This Row],[Hour Ending]]),0),MATCH(Supply[[#This Row],[Unit Category]],Profiles[#Headers],0))","v":2500}]
[10,"Interchange",24,{"$f":"INDEX(NQC[NQC MW],MATCH(1,(NQC[Month]=Supply[[#This Row],[Month]])*(NQC[Unit Category]=Supply[[#This Row],[Unit Category]]),0))*INDEX(Profiles[],MATCH(1,(Profiles[Month]=Supply[[#This Row],[Month]])*(Profiles[Hour Ending]=Supply[[#This Row],[Hour Ending]]),0),MATCH(Supply[[#This Row],[Unit Category]],Profiles[#Headers],0))","v":2500}]
[10,"Nuclear",1,{"$f":"INDEX(NQC[NQC MW],MATCH(1,(NQC[Month]=Supply[[#This Row],[Month]])*(NQC[Unit Category]=Supply[[#This Row],[Unit Category]]),0))*INDEX(Profiles[],MATCH(1,(Profiles[Month]=Supply[[#This Row],[Month]])*(Profiles[Hour Ending]=Supply[[#This Row],[Hour Ending]]),0),MATCH(Supply[[#This Row],[Unit Category]],Profiles[#Headers],0))","v":2280}]
[10,"Nuclear",2,{"$f":"INDEX(NQC[NQC MW],MATCH(1,(NQC[Month]=Supply[[#This Row],[Month]])*(NQC[Unit Category]=Supply[[#This Row],[Unit Category]]),0))*INDEX(Profiles[],MATCH(1,(Profiles[Month]=Supply[[#This Row],[Month]])*(Profiles[Hour Ending]=Supply[[#This Row],[Hour Ending]]),0),MATCH(Supply[[#This Row],[Unit Category]],Profiles[#Headers],0))","v":2280}]
[10,"Nuclear",3,{"$f":"INDEX(NQC[NQC MW],MATCH(1,(NQC[Month]=Supply[[#This Row],[Month]])*(NQC[Unit Category]=Supply[[#This Row],[Unit Category]]),0))*INDEX(Profiles[],MATCH(1,(Profiles[Month]=Supply[[#This Row],[Month]])*(Profiles[Hour Ending]=Supply[[#This Row],[Hour Ending]]),0),MATCH(Supply[[#This Row],[Unit Category]],Profiles[#Headers],0))","v":2280}]
[10,"Nuclear",4,{"$f":"INDEX(NQC[NQC MW],MATCH(1,(NQC[Month]=Supply[[#This Row],[Month]])*(NQC[Unit Category]=Supply[[#This Row],[Unit Category]]),0))*INDEX(Profiles[],MATCH(1,(Profiles[Month]=Supply[[#This Row],[Month]])*(Profiles[Hour Ending]=Supply[[#This Row],[Hour Ending]]),0),MATCH(Supply[[#This Row],[Unit Category]],Profiles[#Headers],0))","v":2280}]
[10,"Nuclear",5,{"$f":"INDEX(NQC[NQC MW],MATCH(1,(NQC[Month]=Supply[[#This Row],[Month]])*(NQC[Unit Category]=Supply[[#This Row],[Unit Category]]),0))*INDEX(Profiles[],MATCH(1,(Profiles[Month]=Supply[[#This Row],[Month]])*(Profiles[Hour Ending]=Supply[[#This Row],[Hour Ending]]),0),MATCH(Supply[[#This Row],[Unit Category]],Profiles[#Headers],0))","v":2280}]
[10,"Nuclear",6,{"$f":"INDEX(NQC[NQC MW],MATCH(1,(NQC[Month]=Supply[[#This Row],[Month]])*(NQC[Unit Category]=Supply[[#This Row],[Unit Category]]),0))*INDEX(Profiles[],MATCH(1,(Profiles[Month]=Supply[[#This Row],[Month]])*(Profiles[Hour Ending]=Supply[[#This Row],[Hour Ending]]),0),MATCH(Supply[[#This Row],[Unit Category]],Profiles[#Headers],0))","v":2280}]
[10,"Nuclear",7,{"$f":"INDEX(NQC[NQC MW],MATCH(1,(NQC[Month]=Supply[[#This Row],[Month]])*(NQC[Unit Category]=Supply[[#This Row],[Unit Category]]),0))*INDEX(Profiles[],MATCH(1,(Profiles[Month]=Supply[[#This Row],[Month]])*(Profiles[Hour Ending]=Supply[[#This Row],[Hour Ending]]),0),MATCH(Supply[[#This Row],[Unit Category]],Profiles[#Headers],0))","v":2280}]
[10,"Nuclear",8,{"$f":"INDEX(NQC[NQC MW],MATCH(1,(NQC[Month]=Supply[[#This Row],[Month]])*(NQC[Unit Category]=Supply[[#This Row],[Unit Category]]),0))*INDEX(Profiles[],MATCH(1,(Profiles[Month]=Supply[[#This Row],[Month]])*(Profiles[Hour Ending]=Supply[[#This Row],[Hour Ending]]),0),MATCH(Supply[[#This Row],[Unit Category]],Profiles[#Headers],0))","v":2280}]
[10,"Nuclear",9,{"$f":"INDEX(NQC[NQC MW],MATCH(1,(NQC[Month]=Supply[[#This Row],[Month]])*(NQC[Unit Category]=Supply[[#This Row],[Unit Category]]),0))*INDEX(Profiles[],MATCH(1,(Profiles[Month]=Supply[[#This Row],[Month]])*(Profiles[Hour Ending]=Supply[[#This Row],[Hour Ending]]),0),MATCH(Supply[[#This Row],[Unit Category]],Profiles[#Headers],0))","v":2280}]
[10,"Nuclear",10,{"$f":"INDEX(NQC[NQC MW],MATCH(1,(NQC[Month]=Supply[[#This Row],[Month]])*(NQC[Unit Category]=Supply[[#This Row],[Unit Category]]),0))*INDEX(Profiles[],MATCH(1,(Profiles[Month]=Supply[[#This Row],[Month]])*(Profiles[Hour Ending]=Supply[[#This Row],[Hour Ending]]),0),MATCH(Supply[[#This Row],[Unit Category]],Profiles[#Headers],0))","v":2280}]
[10,"Nuclear",11,{"$f":"INDEX(NQC[NQC MW],MATCH(1,(NQC[Month]=Supply[[#This Row],[Month]])*(NQC[Unit Category]=Supply[[#This Row],[Unit Category]]),0))*INDEX(Profiles[],MATCH(1,(Profiles[Month]=Supply[[#This Row],[Month]])*(Profiles[Hour Ending]=Supply[[#This Row],[Hour Ending]]),0),MATCH(Supply[[#This Row],[Unit Category]],Profiles[#Headers],0))","v":2280}]
[10,"Nuclear",12,{"$f":"INDEX(NQC[NQC MW],MATCH(1,(NQC[Month]=Supply[[#This Row],[Month]])*(NQC[Unit Category]=Supply[[#This Row],[Unit Category]]),0))*INDEX(Profiles[],MATCH(1,(Profiles[Month]=Supply[[#This Row],[Month]])*(Profiles[Hour Ending]=Supply[[#This Row],[Hour Ending]]),0),MATCH(Supply[[#This Row],[Unit Category]],Profiles[#Headers],0))","v":2280}]
[10,"Nuclear",13,{"$f":"INDEX(NQC[NQC MW],MATCH(1,(NQC[Month]=Supply[[#This Row],[Month]])*(NQC[Unit Category]=Supply[[#This Row],[Unit Category]]),0))*INDEX(Profiles[],MATCH(1,(Profiles[Month]=Supply[[#This Row],[Month]])*(Profiles[Hour Ending]=Supply[[#This Row],[Hour Ending]]),0),MATCH(Supply[[#This Row],[Unit Category]],Profiles[#Headers],0))","v":2280}]
[10,"Nuclear",14,{"$f":"INDEX(NQC[NQC MW],MATCH(1,(NQC[Month]=Supply[[#This Row],[Month]])*(NQC[Unit Category]=Supply[[#This Row],[Unit Category]]),0))*INDEX(Profiles[],MATCH(1,(Profiles[Month]=Supply[[#This Row],[Month]])*(Profiles[Hour Ending]=Supply[[#This Row],[Hour Ending]]),0),MATCH(Supply[[#This Row],[Unit Category]],Profiles[#Headers],0))","v":2280}]
[10,"Nuclear",15,{"$f":"INDEX(NQC[NQC MW],MATCH(1,(NQC[Month]=Supply[[#This Row],[Month]])*(NQC[Unit Category]=Supply[[#This Row],[Unit Category]]),0))*INDEX(Profiles[],MATCH(1,(Profiles[Month]=Supply[[#This Row],[Month]])*(Profiles[Hour Ending]=Supply[[#This Row],[Hour Ending]]),0),MATCH(Supply[[#This Row],[Unit Category]],Profiles[#Headers],0))","v":2280}]
[10,"Nuclear",16,{"$f":"INDEX(NQC[NQC MW],MATCH(1,(NQC[Month]=Supply[[#This Row],[Month]])*(NQC[Unit Category]=Supply[[#This Row],[Unit Category]]),0))*INDEX(Profiles[],MATCH(1,(Profiles[Month]=Supply[[#This Row],[Month]])*(Profiles[Hour Ending]=Supply[[#This Row],[Hour Ending]]),0),MATCH(Supply[[#This Row],[Unit Category]],Profiles[#Headers],0))","v":2280}]
[10,"Nuclear",17,{"$f":"INDEX(NQC[NQC MW],MATCH(1,(NQC[Month]=Supply[[#This Row],[Month]])*(NQC[Unit Category]=Supply[[#This Row],[Unit Category]]),0))*INDEX(Profiles[],MATCH(1,(Profiles[Month]=Supply[[#This Row],[Month]])*(Profiles[Hour Ending]=Supply[[#This Row],[Hour Ending]]),0),MATCH(Supply[[#This Row],[Unit Category]],Profiles[#Headers],0))","v":2280}]
[10,"Nuclear",18,{"$f":"INDEX(NQC[NQC MW],MATCH(1,(NQC[Month]=Supply[[#This Row],[Month]])*(NQC[Unit Category]=Supply[[#This Row],[Unit Category]]),0))*INDEX(Profiles[],MATCH(1,(Profiles[Month]=Supply[[#This Row],[Month]])*(Profiles[Hour Ending]=Supply[[#This Row],[Hour Ending]]),0),MATCH(Supply[[#This Row],[Unit Category]],Profiles[#Headers],0))","v":2280}]
[10,"Nuclear",19,{"$f":"INDEX(NQC[NQC MW],MATCH(1,(NQC[Month]=Supply[[#This Row],[Month]])*(NQC[Unit Category]=Supply[[#This Row],[Unit Category]]),0))*INDEX(Profiles[],MATCH(1,(Profiles[Month]=Supply[[#This Row],[Month]])*(Profiles[Hour Ending]=Supply[[#This Row],[Hour Ending]]),0),MATCH(Supply[[#This Row],[Unit Category]],Profiles[#Headers],0))","v":2280}]
[10,"Nuclear",20,{"$f":"INDEX(NQC[NQC MW],MATCH(1,(NQC[Month]=Supply[[#This Row],[Month]])*(NQC[Unit Category]=Supply[[#This Row],[Unit Category]]),0))*INDEX(Profiles[],MATCH(1,(Profiles[Month]=Supply[[#This Row],[Month]])*(Profiles[Hour Ending]=Supply[[#This Row],[Hour Ending]]),0),MATCH(Supply[[#This Row],[Unit Category]],Profiles[#Headers],0))","v":2280}]
[10,"Nuclear",21,{"$f":"INDEX(NQC[NQC MW],MATCH(1,(NQC[Month]=Supply[[#This Row],[Month]])*(NQC[Unit Category]=Supply[[#This Row],[Unit Category]]),0))*INDEX(Profiles[],MATCH(1,(Profiles[Month]=Supply[[#This Row],[Month]])*(Profiles[Hour Ending]=Supply[[#This Row],[Hour Ending]]),0),MATCH(Supply[[#This Row],[Unit Category]],Profiles[#Headers],0))","v":2280}]
[10,"Nuclear",22,{"$f":"INDEX(NQC[NQC MW],MATCH(1,(NQC[Month]=Supply[[#This Row],[Month]])*(NQC[Unit Category]=Supply[[#This Row],[Unit Category]]),0))*INDEX(Profiles[],MATCH(1,(Profiles[Month]=Supply[[#This Row],[Month]])*(Profiles[Hour Ending]=Supply[[#This Row],[Hour Ending]]),0),MATCH(Supply[[#This Row],[Unit Category]],Profiles[#Headers],0))","v":2280}]
[10,"Nuclear",23,{"$f":"INDEX(NQC[NQC MW],MATCH(1,(NQC[Month]=Supply[[#This Row],[Month]])*(NQC[Unit Category]=Supply[[#This Row],[Unit Category]]),0))*INDEX(Profiles[],MATCH(1,(Profiles[Month]=Supply[[#This Row],[Month]])*(Profiles[Hour Ending]=Supply[[#This Row],[Hour Ending]]),0),MATCH(Supply[[#This Row],[Unit Category]],Profiles[#Headers],0))","v":2280}]
[10,"Nuclear",24,{"$f":"INDEX(NQC[NQC MW],MATCH(1,(NQC[Month]=Supply[[#This Row],[Month]])*(NQC[Unit Category]=Supply[[#This Row],[Unit Category]]),0))*INDEX(Profiles[],MATCH(1,(Profiles[Month]=Supply[[#This Row],[Month]])*(Profiles[Hour Ending]=Supply[[#This Row],[Hour Ending]]),0),MATCH(Supply[[#This Row],[Unit Category]],Profiles[#Headers],0))","v":2280}]
[10,"PSH",1,{"$f":"INDEX(NQC[NQC MW],MATCH(1,(NQC[Month]=Supply[[#This Row],[Month]])*(NQC[Unit Category]=Supply[[#This Row],[Unit Category]]),0))*INDEX(Profiles[],MATCH(1,(Profiles[Month]=Supply[[#This Row],[Month]])*(Profiles[Hour Ending]=Supply[[#This Row],[Hour Ending]]),0),MATCH(Supply[[#This Row],[Unit Category]],Profiles[#Headers],0))","v":1458}]
[10,"PSH",2,{"$f":"INDEX(NQC[NQC MW],MATCH(1,(NQC[Month]=Supply[[#This Row],[Month]])*(NQC[Unit Category]=Supply[[#This Row],[Unit Category]]),0))*INDEX(Profiles[],MATCH(1,(Profiles[Month]=Supply[[#This Row],[Month]])*(Profiles[Hour Ending]=Supply[[#This Row],[Hour Ending]]),0),MATCH(Supply[[#This Row],[Unit Category]],Profiles[#Headers],0))","v":1458}]
[10,"PSH",3,{"$f":"INDEX(NQC[NQC MW],MATCH(1,(NQC[Month]=Supply[[#This Row],[Month]])*(NQC[Unit Category]=Supply[[#This Row],[Unit Category]]),0))*INDEX(Profiles[],MATCH(1,(Profiles[Month]=Supply[[#This Row],[Month]])*(Profiles[Hour Ending]=Supply[[#This Row],[Hour Ending]]),0),MATCH(Supply[[#This Row],[Unit Category]],Profiles[#Headers],0))","v":1458}]
[10,"PSH",4,{"$f":"INDEX(NQC[NQC MW],MATCH(1,(NQC[Month]=Supply[[#This Row],[Month]])*(NQC[Unit Category]=Supply[[#This Row],[Unit Category]]),0))*INDEX(Profiles[],MATCH(1,(Profiles[Month]=Supply[[#This Row],[Month]])*(Profiles[Hour Ending]=Supply[[#This Row],[Hour Ending]]),0),MATCH(Supply[[#This Row],[Unit Category]],Profiles[#Headers],0))","v":1458}]
[10,"PSH",5,{"$f":"INDEX(NQC[NQC MW],MATCH(1,(NQC[Month]=Supply[[#This Row],[Month]])*(NQC[Unit Category]=Supply[[#This Row],[Unit Category]]),0))*INDEX(Profiles[],MATCH(1,(Profiles[Month]=Supply[[#This Row],[Month]])*(Profiles[Hour Ending]=Supply[[#This Row],[Hour Ending]]),0),MATCH(Supply[[#This Row],[Unit Category]],Profiles[#Headers],0))","v":1458}]
[10,"PSH",6,{"$f":"INDEX(NQC[NQC MW],MATCH(1,(NQC[Month]=Supply[[#This Row],[Month]])*(NQC[Unit Category]=Supply[[#This Row],[Unit Category]]),0))*INDEX(Profiles[],MATCH(1,(Profiles[Month]=Supply[[#This Row],[Month]])*(Profiles[Hour Ending]=Supply[[#This Row],[Hour Ending]]),0),MATCH(Supply[[#This Row],[Unit Category]],Profiles[#Headers],0))","v":1458}]
[10,"PSH",7,{"$f":"INDEX(NQC[NQC MW],MATCH(1,(NQC[Month]=Supply[[#This Row],[Month]])*(NQC[Unit Category]=Supply[[#This Row],[Unit Category]]),0))*INDEX(Profiles[],MATCH(1,(Profiles[Month]=Supply[[#This Row],[Month]])*(Profiles[Hour Ending]=Supply[[#This Row],[Hour Ending]]),0),MATCH(Supply[[#This Row],[Unit Category]],Profiles[#Headers],0))","v":1458}]
[10,"PSH",8,{"$f":"INDEX(NQC[NQC MW],MATCH(1,(NQC[Month]=Supply[[#This Row],[Month]])*(NQC[Unit Category]=Supply[[#This Row],[Unit Category]]),0))*INDEX(Profiles[],MATCH(1,(Profiles[Month]=Supply[[#This Row],[Month]])*(Profiles[Hour Ending]=Supply[[#This Row],[Hour Ending]]),0),MATCH(Supply[[#This Row],[Unit Category]],Profiles[#Headers],0))","v":1458}]
[10,"PSH",9,{"$f":"INDEX(NQC[NQC MW],MATCH(1,(NQC[Month]=Supply[[#This Row],[Month]])*(NQC[Unit Category]=Supply[[#This Row],[Unit Category]]),0))*INDEX(Profiles[],MATCH(1,(Profiles[Month]=Supply[[#This Row],[Month]])*(Profiles[Hour Ending]=Supply[[#This Row],[Hour Ending]]),0),MATCH(Supply[[#This Row],[Unit Category]],Profiles[#Headers],0))","v":1458}]
[10,"PSH",10,{"$f":"INDEX(NQC[NQC MW],MATCH(1,(NQC[Month]=Supply[[#This Row],[Month]])*(NQC[Unit Category]=Supply[[#This Row],[Unit Category]]),0))*INDEX(Profiles[],MATCH(1,(Profiles[Month]=Supply[[#This Row],[Month]])*(Profiles[Hour Ending]=Supply[[#This Row],[Hour Ending]]),0),MATCH(Supply[[#This Row],[Unit Category]],Profiles[#Headers],0))","v":1458}]
[10,"PSH",11,{"$f":"INDEX(NQC[NQC MW],MATCH(1,(NQC[Month]=Supply[[#This Row],[Month]])*(NQC[Unit Category]=Supply[[#This Row],[Unit Category]]),0))*INDEX(Profiles[],MATCH(1,(Profiles[Month]=Supply[[#This Row],[Month]])*(Profiles[Hour Ending]=Supply[[#This Row],[Hour Ending]]),0),MATCH(Supply[[#This Row],[Unit Category]],Profiles[#Headers],0))","v":1458}]
[10,"PSH",12,{"$f":"INDEX(NQC[NQC MW],MATCH(1,(NQC[Month]=Supply[[#This Row],[Month]])*(NQC[Unit Category]=Supply[[#This Row],[Unit Category]]),0))*INDEX(Profiles[],MATCH(1,(Profiles[Month]=Supply[[#This Row],[Month]])*(Profiles[Hour Ending]=Supply[[#This Row],[Hour Ending]]),0),MATCH(Supply[[#This Row],[Unit Category]],Profiles[#Headers],0))","v":1458}]
[10,"PSH",13,{"$f":"INDEX(NQC[NQC MW],MATCH(1,(NQC[Month]=Supply[[#This Row],[Month]])*(NQC[Unit Category]=Supply[[#This Row],[Unit Category]]),0))*INDEX(Profiles[],MATCH(1,(Profiles[Month]=Supply[[#This Row],[Month]])*(Profiles[Hour Ending]=Supply[[#This Row],[Hour Ending]]),0),MATCH(Supply[[#This Row],[Unit Category]],Profiles[#Headers],0))","v":1458}]
[10,"PSH",14,{"$f":"INDEX(NQC[NQC MW],MATCH(1,(NQC[Month]=Supply[[#This Row],[Month]])*(NQC[Unit Category]=Supply[[#This Row],[Unit Category]]),0))*INDEX(Profiles[],MATCH(1,(Profiles[Month]=Supply[[#This Row],[Month]])*(Profiles[Hour Ending]=Supply[[#This Row],[Hour Ending]]),0),MATCH(Supply[[#This Row],[Unit Category]],Profiles[#Headers],0))","v":1458}]
[10,"PSH",15,{"$f":"INDEX(NQC[NQC MW],MATCH(1,(NQC[Month]=Supply[[#This Row],[Month]])*(NQC[Unit Category]=Supply[[#This Row],[Unit Category]]),0))*INDEX(Profiles[],MATCH(1,(Profiles[Month]=Supply[[#This Row],[Month]])*(Profiles[Hour Ending]=Supply[[#This Row],[Hour Ending]]),0),MATCH(Supply[[#This Row],[Unit Category]],Profiles[#Headers],0))","v":1458}]
[10,"PSH",16,{"$f":"INDEX(NQC[NQC MW],MATCH(1,(NQC[Month]=Supply[[#This Row],[Month]])*(NQC[Unit Category]=Supply[[#This Row],[Unit Category]]),0))*INDEX(Profiles[],MATCH(1,(Profiles[Month]=Supply[[#This Row],[Month]])*(Profiles[Hour Ending]=Supply[[#This Row],[Hour Ending]]),0),MATCH(Supply[[#This Row],[Unit Category]],Profiles[#Headers],0))","v":1458}]
[10,"PSH",17,{"$f":"INDEX(NQC[NQC MW],MATCH(1,(NQC[Month]=Supply[[#This Row],[Month]])*(NQC[Unit Category]=Supply[[#This Row],[Unit Category]]),0))*INDEX(Profiles[],MATCH(1,(Profiles[Month]=Supply[[#This Row],[Month]])*(Profiles[Hour Ending]=Supply[[#This Row],[Hour Ending]]),0),MATCH(Supply[[#This Row],[Unit Category]],Profiles[#Headers],0))","v":1458}]
[10,"PSH",18,{"$f":"INDEX(NQC[NQC MW],MATCH(1,(NQC[Month]=Supply[[#This Row],[Month]])*(NQC[Unit Category]=Supply[[#This Row],[Unit Category]]),0))*INDEX(Profiles[],MATCH(1,(Profiles[Month]=Supply[[#This Row],[Month]])*(Profiles[Hour Ending]=Supply[[#This Row],[Hour Ending]]),0),MATCH(Supply[[#This Row],[Unit Category]],Profiles[#Headers],0))","v":1458}]
[10,"PSH",19,{"$f":"INDEX(NQC[NQC MW],MATCH(1,(NQC[Month]=Supply[[#This Row],[Month]])*(NQC[Unit Category]=Supply[[#This Row],[Unit Category]]),0))*INDEX(Profiles[],MATCH(1,(Profiles[Month]=Supply[[#This Row],[Month]])*(Profiles[Hour Ending]=Supply[[#This Row],[Hour Ending]]),0),MATCH(Supply[[#This Row],[Unit Category]],Profiles[#Headers],0))","v":1458}]
[10,"PSH",20,{"$f":"INDEX(NQC[NQC MW],MATCH(1,(NQC[Month]=Supply[[#This Row],[Month]])*(NQC[Unit Category]=Supply[[#This Row],[Unit Category]]),0))*INDEX(Profiles[],MATCH(1,(Profiles[Month]=Supply[[#This Row],[Month]])*(Profiles[Hour Ending]=Supply[[#This Row],[Hour Ending]]),0),MATCH(Supply[[#This Row],[Unit Category]],Profiles[#Headers],0))","v":1458}]
[10,"PSH",21,{"$f":"INDEX(NQC[NQC MW],MATCH(1,(NQC[Month]=Supply[[#This Row],[Month]])*(NQC[Unit Category]=Supply[[#This Row],[Unit Category]]),0))*INDEX(Profiles[],MATCH(1,(Profiles[Month]=Supply[[#This Row],[Month]])*(Profiles[Hour Ending]=Supply[[#This Row],[Hour Ending]]),0),MATCH(Supply[[#This Row],[Unit Category]],Profiles[#Headers],0))","v":1458}]
[10,"PSH",22,{"$f":"INDEX(NQC[NQC MW],MATCH(1,(NQC[Month]=Supply[[#This Row],[Month]])*(NQC[Unit Category]=Supply[[#This Row],[Unit Category]]),0))*INDEX(Profiles[],MATCH(1,(Profiles[Month]=Supply[[#This Row],[Month]])*(Profiles[Hour Ending]=Supply[[#This Row],[Hour Ending]]),0),MATCH(Supply[[#This Row],[Unit Category]],Profiles[#Headers],0))","v":1458}]
[10,"PSH",23,{"$f":"INDEX(NQC[NQC MW],MATCH(1,(NQC[Month]=Supply[[#This Row],[Month]])*(NQC[Unit Category]=Supply[[#This Row],[Unit Category]]),0))*INDEX(Profiles[],MATCH(1,(Profiles[Month]=Supply[[#This Row],[Month]])*(Profiles[Hour Ending]=Supply[[#This Row],[Hour Ending]]),0),MATCH(Supply[[#This Row],[Unit Category]],Profiles[#Headers],0))","v":1458}]
[10,"PSH",24,{"$f":"INDEX(NQC[NQC MW],MATCH(1,(NQC[Month]=Supply[[#This Row],[Month]])*(NQC[Unit Category]=Supply[[#This Row],[Unit Category]]),0))*INDEX(Profiles[],MATCH(1,(Profiles[Month]=Supply[[#This Row],[Month]])*(Profiles[Hour Ending]=Supply[[#This Row],[Hour Ending]]),0),MATCH(Supply[[#This Row],[Unit Category]],Profiles[#Headers],0))","v":1458}]
[10,"Storage",1,{"$f":"INDEX(NQC[NQC MW],MATCH(1,(NQC[Month]=Supply[[#This Row],[Month]])*(NQC[Unit Category]=Supply[[#This Row],[Unit Category]]),0))*INDEX(Profiles[],MATCH(1,(Profiles[Month]=Supply[[#This Row],[Month]])*(Profiles[Hour Ending]=Supply[[#This Row],[Hour Ending]]),0),MATCH(Supply[[#This Row],[Unit Category]],Profiles[#Headers],0))","v":13645.16}]
[10,"Storage",2,{"$f":"INDEX(NQC[NQC MW],MATCH(1,(NQC[Month]=Supply[[#This Row],[Month]])*(NQC[Unit Category]=Supply[[#This Row],[Unit Category]]),0))*INDEX(Profiles[],MATCH(1,(Profiles[Month]=Supply[[#This Row],[Month]])*(Profiles[Hour Ending]=Supply[[#This Row],[Hour Ending]]),0),MATCH(Supply[[#This Row],[Unit Category]],Profiles[#Headers],0))","v":13645.16}]
[10,"Storage",3,{"$f":"INDEX(NQC[NQC MW],MATCH(1,(NQC[Month]=Supply[[#This Row],[Month]])*(NQC[Unit Category]=Supply[[#This Row],[Unit Category]]),0))*INDEX(Profiles[],MATCH(1,(Profiles[Month]=Supply[[#This Row],[Month]])*(Profiles[Hour Ending]=Supply[[#This Row],[Hour Ending]]),0),MATCH(Supply[[#This Row],[Unit Category]],Profiles[#Headers],0))","v":13645.16}]
[10,"Storage",4,{"$f":"INDEX(NQC[NQC MW],MATCH(1,(NQC[Month]=Supply[[#This Row],[Month]])*(NQC[Unit Category]=Supply[[#This Row],[Unit Category]]),0))*INDEX(Profiles[],MATCH(1,(Profiles[Month]=Supply[[#This Row],[Month]])*(Profiles[Hour Ending]=Supply[[#This Row],[Hour Ending]]),0),MATCH(Supply[[#This Row],[Unit Category]],Profiles[#Headers],0))","v":13645.16}]
[10,"Storage",5,{"$f":"INDEX(NQC[NQC MW],MATCH(1,(NQC[Month]=Supply[[#This Row],[Month]])*(NQC[Unit Category]=Supply[[#This Row],[Unit Category]]),0))*INDEX(Profiles[],MATCH(1,(Profiles[Month]=Supply[[#This Row],[Month]])*(Profiles[Hour Ending]=Supply[[#This Row],[Hour Ending]]),0),MATCH(Supply[[#This Row],[Unit Category]],Profiles[#Headers],0))","v":13645.16}]
[10,"Storage",6,{"$f":"INDEX(NQC[NQC MW],MATCH(1,(NQC[Month]=Supply[[#This Row],[Month]])*(NQC[Unit Category]=Supply[[#This Row],[Unit Category]]),0))*INDEX(Profiles[],MATCH(1,(Profiles[Month]=Supply[[#This Row],[Month]])*(Profiles[Hour Ending]=Supply[[#This Row],[Hour Ending]]),0),MATCH(Supply[[#This Row],[Unit Category]],Profiles[#Headers],0))","v":13645.16}]
[10,"Storage",7,{"$f":"INDEX(NQC[NQC MW],MATCH(1,(NQC[Month]=Supply[[#This Row],[Month]])*(NQC[Unit Category]=Supply[[#This Row],[Unit Category]]),0))*INDEX(Profiles[],MATCH(1,(Profiles[Month]=Supply[[#This Row],[Month]])*(Profiles[Hour Ending]=Supply[[#This Row],[Hour Ending]]),0),MATCH(Supply[[#This Row],[Unit Category]],Profiles[#Headers],0))","v":13645.16}]
[10,"Storage",8,{"$f":"INDEX(NQC[NQC MW],MATCH(1,(NQC[Month]=Supply[[#This Row],[Month]])*(NQC[Unit Category]=Supply[[#This Row],[Unit Category]]),0))*INDEX(Profiles[],MATCH(1,(Profiles[Month]=Supply[[#This Row],[Month]])*(Profiles[Hour Ending]=Supply[[#This Row],[Hour Ending]]),0),MATCH(Supply[[#This Row],[Unit Category]],Profiles[#Headers],0))","v":13645.16}]
[10,"Storage",9,{"$f":"INDEX(NQC[NQC MW],MATCH(1,(NQC[Month]=Supply[[#This Row],[Month]])*(NQC[Unit Category]=Supply[[#This Row],[Unit Category]]),0))*INDEX(Profiles[],MATCH(1,(Profiles[Month]=Supply[[#This Row],[Month]])*(Profiles[Hour Ending]=Supply[[#This Row],[Hour Ending]]),0),MATCH(Supply[[#This Row],[Unit Category]],Profiles[#Headers],0))","v":13645.16}]
[10,"Storage",10,{"$f":"INDEX(NQC[NQC MW],MATCH(1,(NQC[Month]=Supply[[#This Row],[Month]])*(NQC[Unit Category]=Supply[[#This Row],[Unit Category]]),0))*INDEX(Profiles[],MATCH(1,(Profiles[Month]=Supply[[#This Row],[Month]])*(Profiles[Hour Ending]=Supply[[#This Row],[Hour Ending]]),0),MATCH(Supply[[#This Row],[Unit Category]],Profiles[#Headers],0))","v":13645.16}]
[10,"Storage",11,{"$f":"INDEX(NQC[NQC MW],MATCH(1,(NQC[Month]=Supply[[#This Row],[Month]])*(NQC[Unit Category]=Supply[[#This Row],[Unit Category]]),0))*INDEX(Profiles[],MATCH(1,(Profiles[Month]=Supply[[#This Row],[Month]])*(Profiles[Hour Ending]=Supply[[#This Row],[Hour Ending]]),0),MATCH(Supply[[#This Row],[Unit Category]],Profiles[#Headers],0))","v":13645.16}]
[10,"Storage",12,{"$f":"INDEX(NQC[NQC MW],MATCH(1,(NQC[Month]=Supply[[#This Row],[Month]])*(NQC[Unit Category]=Supply[[#This Row],[Unit Category]]),0))*INDEX(Profiles[],MATCH(1,(Profiles[Month]=Supply[[#This Row],[Month]])*(Profiles[Hour Ending]=Supply[[#This Row],[Hour Ending]]),0),MATCH(Supply[[#This Row],[Unit Category]],Profiles[#Headers],0))","v":13645.16}]
[10,"Storage",13,{"$f":"INDEX(NQC[NQC MW],MATCH(1,(NQC[Month]=Supply[[#This Row],[Month]])*(NQC[Unit Category]=Supply[[#This Row],[Unit Category]]),0))*INDEX(Profiles[],MATCH(1,(Profiles[Month]=Supply[[#This Row],[Month]])*(Profiles[Hour Ending]=Supply[[#This Row],[Hour Ending]]),0),MATCH(Supply[[#This Row],[Unit Category]],Profiles[#Headers],0))","v":13645.16}]
[10,"Storage",14,{"$f":"INDEX(NQC[NQC MW],MATCH(1,(NQC[Month]=Supply[[#This Row],[Month]])*(NQC[Unit Category]=Supply[[#This Row],[Unit Category]]),0))*INDEX(Profiles[],MATCH(1,(Profiles[Month]=Supply[[#This Row],[Month]])*(Profiles[Hour Ending]=Supply[[#This Row],[Hour Ending]]),0),MATCH(Supply[[#This Row],[Unit Category]],Profiles[#Headers],0))","v":13645.16}]
[10,"Storage",15,{"$f":"INDEX(NQC[NQC MW],MATCH(1,(NQC[Month]=Supply[[#This Row],[Month]])*(NQC[Unit Category]=Supply[[#This Row],[Unit Category]]),0))*INDEX(Profiles[],MATCH(1,(Profiles[Month]=Supply[[#This Row],[Month]])*(Profiles[Hour Ending]=Supply[[#This Row],[Hour Ending]]),0),MATCH(Supply[[#This Row],[Unit Category]],Profiles[#Headers],0))","v":13645.16}]
[10,"Storage",16,{"$f":"INDEX(NQC[NQC MW],MATCH(1,(NQC[Month]=Supply[[#This Row],[Month]])*(NQC[Unit Category]=Supply[[#This Row],[Unit Category]]),0))*INDEX(Profiles[],MATCH(1,(Profiles[Month]=Supply[[#This Row],[Month]])*(Profiles[Hour Ending]=Supply[[#This Row],[Hour Ending]]),0),MATCH(Supply[[#This Row],[Unit Category]],Profiles[#Headers],0))","v":13645.16}]
[10,"Storage",17,{"$f":"INDEX(NQC[NQC MW],MATCH(1,(NQC[Month]=Supply[[#This Row],[Month]])*(NQC[Unit Category]=Supply[[#This Row],[Unit Category]]),0))*INDEX(Profiles[],MATCH(1,(Profiles[Month]=Supply[[#This Row],[Month]])*(Profiles[Hour Ending]=Supply[[#This Row],[Hour Ending]]),0),MATCH(Supply[[#This Row],[Unit Category]],Profiles[#Headers],0))","v":13645.16}]
[10,"Storage",18,{"$f":"INDEX(NQC[NQC MW],MATCH(1,(NQC[Month]=Supply[[#This Row],[Month]])*(NQC[Unit Category]=Supply[[#This Row],[Unit Category]]),0))*INDEX(Profiles[],MATCH(1,(Profiles[Month]=Supply[[#This Row],[Month]])*(Profiles[Hour Ending]=Supply[[#This Row],[Hour Ending]]),0),MATCH(Supply[[#This Row],[Unit Category]],Profiles[#Headers],0))","v":13645.16}]
[10,"Storage",19,{"$f":"INDEX(NQC[NQC MW],MATCH(1,(NQC[Month]=Supply[[#This Row],[Month]])*(NQC[Unit Category]=Supply[[#This Row],[Unit Category]]),0))*INDEX(Profiles[],MATCH(1,(Profiles[Month]=Supply[[#This Row],[Month]])*(Profiles[Hour Ending]=Supply[[#This Row],[Hour Ending]]),0),MATCH(Supply[[#This Row],[Unit Category]],Profiles[#Headers],0))","v":13645.16}]
[10,"Storage",20,{"$f":"INDEX(NQC[NQC MW],MATCH(1,(NQC[Month]=Supply[[#This Row],[Month]])*(NQC[Unit Category]=Supply[[#This Row],[Unit Category]]),0))*INDEX(Profiles[],MATCH(1,(Profiles[Month]=Supply[[#This Row],[Month]])*(Profiles[Hour Ending]=Supply[[#This Row],[Hour Ending]]),0),MATCH(Supply[[#This Row],[Unit Category]],Profiles[#Headers],0))","v":13645.16}]
[10,"Storage",21,{"$f":"INDEX(NQC[NQC MW],MATCH(1,(NQC[Month]=Supply[[#This Row],[Month]])*(NQC[Unit Category]=Supply[[#This Row],[Unit Category]]),0))*INDEX(Profiles[],MATCH(1,(Profiles[Month]=Supply[[#This Row],[Month]])*(Profiles[Hour Ending]=Supply[[#This Row],[Hour Ending]]),0),MATCH(Supply[[#This Row],[Unit Category]],Profiles[#Headers],0))","v":13645.16}]
[10,"Storage",22,{"$f":"INDEX(NQC[NQC MW],MATCH(1,(NQC[Month]=Supply[[#This Row],[Month]])*(NQC[Unit Category]=Supply[[#This Row],[Unit Category]]),0))*INDEX(Profiles[],MATCH(1,(Profiles[Month]=Supply[[#This Row],[Month]])*(Profiles[Hour Ending]=Supply[[#This Row],[Hour Ending]]),0),MATCH(Supply[[#This Row],[Unit Category]],Profiles[#Headers],0))","v":13645.16}]
[10,"Storage",23,{"$f":"INDEX(NQC[NQC MW],MATCH(1,(NQC[Month]=Supply[[#This Row],[Month]])*(NQC[Unit Category]=Supply[[#This Row],[Unit Category]]),0))*INDEX(Profiles[],MATCH(1,(Profiles[Month]=Supply[[#This Row],[Month]])*(Profiles[Hour Ending]=Supply[[#This Row],[Hour Ending]]),0),MATCH(Supply[[#This Row],[Unit Category]],Profiles[#Headers],0))","v":13645.16}]
[10,"Storage",24,{"$f":"INDEX(NQC[NQC MW],MATCH(1,(NQC[Month]=Supply[[#This Row],[Month]])*(NQC[Unit Category]=Supply[[#This Row],[Unit Category]]),0))*INDEX(Profiles[],MATCH(1,(Profiles[Month]=Supply[[#This Row],[Month]])*(Profiles[Hour Ending]=Supply[[#This Row],[Hour Ending]]),0),MATCH(Supply[[#This Row],[Unit Category]],Profiles[#Headers],0))","v":13645.16}]
[10,"Solar Fixed_Norcal",1,{"$f":"INDEX(NQC[NQC MW],MATCH(1,(NQC[Month]=Supply[[#This Row],[Month]])*(NQC[Unit Category]=Supply[[#This Row],[Unit Category]]),0))*INDEX(Profiles[],MATCH(1,(Profiles[Month]=Supply[[#This Row],[Month]])*(Profiles[Hour Ending]=Supply[[#This Row],[Hour Ending]]),0),MATCH(Supply[[#This Row],[Unit Category]],Profiles[#Headers],0))","v":0}]
[10,"Solar Fixed_Norcal",2,{"$f":"INDEX(NQC[NQC MW],MATCH(1,(NQC[Month]=Supply[[#This Row],[Month]])*(NQC[Unit Category]=Supply[[#This Row],[Unit Category]]),0))*INDEX(Profiles[],MATCH(1,(Profiles[Month]=Supply[[#This Row],[Month]])*(Profiles[Hour Ending]=Supply[[#This Row],[Hour Ending]]),0),MATCH(Supply[[#This Row],[Unit Category]],Profiles[#Headers],0))","v":0}]
[10,"Solar Fixed_Norcal",3,{"$f":"INDEX(NQC[NQC MW],MATCH(1,(NQC[Month]=Supply[[#This Row],[Month]])*(NQC[Unit Category]=Supply[[#This Row],[Unit Category]]),0))*INDEX(Profiles[],MATCH(1,(Profiles[Month]=Supply[[#This Row],[Month]])*(Profiles[Hour Ending]=Supply[[#This Row],[Hour Ending]]),0),MATCH(Supply[[#This Row],[Unit Category]],Profiles[#Headers],0))","v":0}]
[10,"Solar Fixed_Norcal",4,{"$f":"INDEX(NQC[NQC MW],MATCH(1,(NQC[Month]=Supply[[#This Row],[Month]])*(NQC[Unit Category]=Supply[[#This Row],[Unit Category]]),0))*INDEX(Profiles[],MATCH(1,(Profiles[Month]=Supply[[#This Row],[Month]])*(Profiles[Hour Ending]=Supply[[#This Row],[Hour Ending]]),0),MATCH(Supply[[#This Row],[Unit Category]],Profiles[#Headers],0))","v":0}]
[10,"Solar Fixed_Norcal",5,{"$f":"INDEX(NQC[NQC MW],MATCH(1,(NQC[Month]=Supply[[#This Row],[Month]])*(NQC[Unit Category]=Supply[[#This Row],[Unit Category]]),0))*INDEX(Profiles[],MATCH(1,(Profiles[Month]=Supply[[#This Row],[Month]])*(Profiles[Hour Ending]=Supply[[#This Row],[Hour Ending]]),0),MATCH(Supply[[#This Row],[Unit Category]],Profiles[#Headers],0))","v":0}]
[10,"Solar Fixed_Norcal",6,{"$f":"INDEX(NQC[NQC MW],MATCH(1,(NQC[Month]=Supply[[#This Row],[Month]])*(NQC[Unit Category]=Supply[[#This Row],[Unit Category]]),0))*INDEX(Profiles[],MATCH(1,(Profiles[Month]=Supply[[#This Row],[Month]])*(Profiles[Hour Ending]=Supply[[#This Row],[Hour Ending]]),0),MATCH(Supply[[#This Row],[Unit Category]],Profiles[#Headers],0))","v":0}]
[10,"Solar Fixed_Norcal",7,{"$f":"INDEX(NQC[NQC MW],MATCH(1,(NQC[Month]=Supply[[#This Row],[Month]])*(NQC[Unit Category]=Supply[[#This Row],[Unit Category]]),0))*INDEX(Profiles[],MATCH(1,(Profiles[Month]=Supply[[#This Row],[Month]])*(Profiles[Hour Ending]=Supply[[#This Row],[Hour Ending]]),0),MATCH(Supply[[#This Row],[Unit Category]],Profiles[#Headers],0))","v":90.821633685087718}]
[10,"Solar Fixed_Norcal",8,{"$f":"INDEX(NQC[NQC MW],MATCH(1,(NQC[Month]=Supply[[#This Row],[Month]])*(NQC[Unit Category]=Supply[[#This Row],[Unit Category]]),0))*INDEX(Profiles[],MATCH(1,(Profiles[Month]=Supply[[#This Row],[Month]])*(Profiles[Hour Ending]=Supply[[#This Row],[Hour Ending]]),0),MATCH(Supply[[#This Row],[Unit Category]],Profiles[#Headers],0))","v":685.95540816173639}]
[10,"Solar Fixed_Norcal",9,{"$f":"INDEX(NQC[NQC MW],MATCH(1,(NQC[Month]=Supply[[#This Row],[Month]])*(NQC[Unit Category]=Supply[[#This Row],[Unit Category]]),0))*INDEX(Profiles[],MATCH(1,(Profiles[Month]=Supply[[#This Row],[Month]])*(Profiles[Hour Ending]=Supply[[#This Row],[Hour Ending]]),0),MATCH(Supply[[#This Row],[Unit Category]],Profiles[#Headers],0))","v":1212.8391833777343}]
[10,"Solar Fixed_Norcal",10,{"$f":"INDEX(NQC[NQC MW],MATCH(1,(NQC[Month]=Supply[[#This Row],[Month]])*(NQC[Unit Category]=Supply[[#This Row],[Unit Category]]),0))*INDEX(Profiles[],MATCH(1,(Profiles[Month]=Supply[[#This Row],[Month]])*(Profiles[Hour Ending]=Supply[[#This Row],[Hour Ending]]),0),MATCH(Supply[[#This Row],[Unit Category]],Profiles[#Headers],0))","v":1407.250697845695}]
[10,"Solar Fixed_Norcal",11,{"$f":"INDEX(NQC[NQC MW],MATCH(1,(NQC[Month]=Supply[[#This Row],[Month]])*(NQC[Unit Category]=Supply[[#This Row],[Unit Category]]),0))*INDEX(Profiles[],MATCH(1,(Profiles[Month]=Supply[[#This Row],[Month]])*(Profiles[Hour Ending]=Supply[[#This Row],[Hour Ending]]),0),MATCH(Supply[[#This Row],[Unit Category]],Profiles[#Headers],0))","v":1444.3089077509719}]
[10,"Solar Fixed_Norcal",12,{"$f":"INDEX(NQC[NQC MW],MATCH(1,(NQC[Month]=Supply[[#This Row],[Month]])*(NQC[Unit Category]=Supply[[#This Row],[Unit Category]]),0))*INDEX(Profiles[],MATCH(1,(Profiles[Month]=Supply[[#This Row],[Month]])*(Profiles[Hour Ending]=Supply[[#This Row],[Hour Ending]]),0),MATCH(Supply[[#This Row],[Unit Category]],Profiles[#Headers],0))","v":1455.1867365985995}]
[10,"Solar Fixed_Norcal",13,{"$f":"INDEX(NQC[NQC MW],MATCH(1,(NQC[Month]=Supply[[#This Row],[Month]])*(NQC[Unit Category]=Supply[[#This Row],[Unit Category]]),0))*INDEX(Profiles[],MATCH(1,(Profiles[Month]=Supply[[#This Row],[Month]])*(Profiles[Hour Ending]=Supply[[#This Row],[Hour Ending]]),0),MATCH(Supply[[#This Row],[Unit Category]],Profiles[#Headers],0))","v":1447.6111535591194}]
[10,"Solar Fixed_Norcal",14,{"$f":"INDEX(NQC[NQC MW],MATCH(1,(NQC[Month]=Supply[[#This Row],[Month]])*(NQC[Unit Category]=Supply[[#This Row],[Unit Category]]),0))*INDEX(Profiles[],MATCH(1,(Profiles[Month]=Supply[[#This Row],[Month]])*(Profiles[Hour Ending]=Supply[[#This Row],[Hour Ending]]),0),MATCH(Supply[[#This Row],[Unit Category]],Profiles[#Headers],0))","v":1433.3626165549285}]
[10,"Solar Fixed_Norcal",15,{"$f":"INDEX(NQC[NQC MW],MATCH(1,(NQC[Month]=Supply[[#This Row],[Month]])*(NQC[Unit Category]=Supply[[#This Row],[Unit Category]]),0))*INDEX(Profiles[],MATCH(1,(Profiles[Month]=Supply[[#This Row],[Month]])*(Profiles[Hour Ending]=Supply[[#This Row],[Hour Ending]]),0),MATCH(Supply[[#This Row],[Unit Category]],Profiles[#Headers],0))","v":1319.5373046223417}]
[10,"Solar Fixed_Norcal",16,{"$f":"INDEX(NQC[NQC MW],MATCH(1,(NQC[Month]=Supply[[#This Row],[Month]])*(NQC[Unit Category]=Supply[[#This Row],[Unit Category]]),0))*INDEX(Profiles[],MATCH(1,(Profiles[Month]=Supply[[#This Row],[Month]])*(Profiles[Hour Ending]=Supply[[#This Row],[Hour Ending]]),0),MATCH(Supply[[#This Row],[Unit Category]],Profiles[#Headers],0))","v":995.53476389352306}]
[10,"Solar Fixed_Norcal",17,{"$f":"INDEX(NQC[NQC MW],MATCH(1,(NQC[Month]=Supply[[#This Row],[Month]])*(NQC[Unit Category]=Supply[[#This Row],[Unit Category]]),0))*INDEX(Profiles[],MATCH(1,(Profiles[Month]=Supply[[#This Row],[Month]])*(Profiles[Hour Ending]=Supply[[#This Row],[Hour Ending]]),0),MATCH(Supply[[#This Row],[Unit Category]],Profiles[#Headers],0))","v":353.3730234326506}]
[10,"Solar Fixed_Norcal",18,{"$f":"INDEX(NQC[NQC MW],MATCH(1,(NQC[Month]=Supply[[#This Row],[Month]])*(NQC[Unit Category]=Supply[[#This Row],[Unit Category]]),0))*INDEX(Profiles[],MATCH(1,(Profiles[Month]=Supply[[#This Row],[Month]])*(Profiles[Hour Ending]=Supply[[#This Row],[Hour Ending]]),0),MATCH(Supply[[#This Row],[Unit Category]],Profiles[#Headers],0))","v":13.196437349913136}]
[10,"Solar Fixed_Norcal",19,{"$f":"INDEX(NQC[NQC MW],MATCH(1,(NQC[Month]=Supply[[#This Row],[Month]])*(NQC[Unit Category]=Supply[[#This Row],[Unit Category]]),0))*INDEX(Profiles[],MATCH(1,(Profiles[Month]=Supply[[#This Row],[Month]])*(Profiles[Hour Ending]=Supply[[#This Row],[Hour Ending]]),0),MATCH(Supply[[#This Row],[Unit Category]],Profiles[#Headers],0))","v":0}]
[10,"Solar Fixed_Norcal",20,{"$f":"INDEX(NQC[NQC MW],MATCH(1,(NQC[Month]=Supply[[#This Row],[Month]])*(NQC[Unit Category]=Supply[[#This Row],[Unit Category]]),0))*INDEX(Profiles[],MATCH(1,(Profiles[Month]=Supply[[#This Row],[Month]])*(Profiles[Hour Ending]=Supply[[#This Row],[Hour Ending]]),0),MATCH(Supply[[#This Row],[Unit Category]],Profiles[#Headers],0))","v":0}]
[10,"Solar Fixed_Norcal",21,{"$f":"INDEX(NQC[NQC MW],MATCH(1,(NQC[Month]=Supply[[#This Row],[Month]])*(NQC[Unit Category]=Supply[[#This Row],[Unit Category]]),0))*INDEX(Profiles[],MATCH(1,(Profiles[Month]=Supply[[#This Row],[Month]])*(Profiles[Hour Ending]=Supply[[#This Row],[Hour Ending]]),0),MATCH(Supply[[#This Row],[Unit Category]],Profiles[#Headers],0))","v":0}]
[10,"Solar Fixed_Norcal",22,{"$f":"INDEX(NQC[NQC MW],MATCH(1,(NQC[Month]=Supply[[#This Row],[Month]])*(NQC[Unit Category]=Supply[[#This Row],[Unit Category]]),0))*INDEX(Profiles[],MATCH(1,(Profiles[Month]=Supply[[#This Row],[Month]])*(Profiles[Hour Ending]=Supply[[#This Row],[Hour Ending]]),0),MATCH(Supply[[#This Row],[Unit Category]],Profiles[#Headers],0))","v":0}]
[10,"Solar Fixed_Norcal",23,{"$f":"INDEX(NQC[NQC MW],MATCH(1,(NQC[Month]=Supply[[#This Row],[Month]])*(NQC[Unit Category]=Supply[[#This Row],[Unit Category]]),0))*INDEX(Profiles[],MATCH(1,(Profiles[Month]=Supply[[#This Row],[Month]])*(Profiles[Hour Ending]=Supply[[#This Row],[Hour Ending]]),0),MATCH(Supply[[#This Row],[Unit Category]],Profiles[#Headers],0))","v":0}]
[10,"Solar Fixed_Norcal",24,{"$f":"INDEX(NQC[NQC MW],MATCH(1,(NQC[Month]=Supply[[#This Row],[Month]])*(NQC[Unit Category]=Supply[[#This Row],[Unit Category]]),0))*INDEX(Profiles[],MATCH(1,(Profiles[Month]=Supply[[#This Row],[Month]])*(Profiles[Hour Ending]=Supply[[#This Row],[Hour Ending]]),0),MATCH(Supply[[#This Row],[Unit Category]],Profiles[#Headers],0))","v":0}]
[10,"Solar Fixed_Socal",1,{"$f":"INDEX(NQC[NQC MW],MATCH(1,(NQC[Month]=Supply[[#This Row],[Month]])*(NQC[Unit Category]=Supply[[#This Row],[Unit Category]]),0))*INDEX(Profiles[],MATCH(1,(Profiles[Month]=Supply[[#This Row],[Month]])*(Profiles[Hour Ending]=Supply[[#This Row],[Hour Ending]]),0),MATCH(Supply[[#This Row],[Unit Category]],Profiles[#Headers],0))","v":9.7577803302838673E-4}]
[10,"Solar Fixed_Socal",2,{"$f":"INDEX(NQC[NQC MW],MATCH(1,(NQC[Month]=Supply[[#This Row],[Month]])*(NQC[Unit Category]=Supply[[#This Row],[Unit Category]]),0))*INDEX(Profiles[],MATCH(1,(Profiles[Month]=Supply[[#This Row],[Month]])*(Profiles[Hour Ending]=Supply[[#This Row],[Hour Ending]]),0),MATCH(Supply[[#This Row],[Unit Category]],Profiles[#Headers],0))","v":-1.4253900914379372E-3}]
[10,"Solar Fixed_Socal",3,{"$f":"INDEX(NQC[NQC MW],MATCH(1,(NQC[Month]=Supply[[#This Row],[Month]])*(NQC[Unit Category]=Supply[[#This Row],[Unit Category]]),0))*INDEX(Profiles[],MATCH(1,(Profiles[Month]=Supply[[#This Row],[Month]])*(Profiles[Hour Ending]=Supply[[#This Row],[Hour Ending]]),0),MATCH(Supply[[#This Row],[Unit Category]],Profiles[#Headers],0))","v":-2.9111719744679262E-3}]
[10,"Solar Fixed_Socal",4,{"$f":"INDEX(NQC[NQC MW],MATCH(1,(NQC[Month]=Supply[[#This Row],[Month]])*(NQC[Unit Category]=Supply[[#This Row],[Unit Category]]),0))*INDEX(Profiles[],MATCH(1,(Profiles[Month]=Supply[[#This Row],[Month]])*(Profiles[Hour Ending]=Supply[[#This Row],[Hour Ending]]),0),MATCH(Supply[[#This Row],[Unit Category]],Profiles[#Headers],0))","v":-4.0306344759794971E-3}]
[10,"Solar Fixed_Socal",5,{"$f":"INDEX(NQC[NQC MW],MATCH(1,(NQC[Month]=Supply[[#This Row],[Month]])*(NQC[Unit Category]=Supply[[#This Row],[Unit Category]]),0))*INDEX(Profiles[],MATCH(1,(Profiles[Month]=Supply[[#This Row],[Month]])*(Profiles[Hour Ending]=Supply[[#This Row],[Hour Ending]]),0),MATCH(Supply[[#This Row],[Unit Category]],Profiles[#Headers],0))","v":-1.8224351325386975E-3}]
[10,"Solar Fixed_Socal",6,{"$f":"INDEX(NQC[NQC MW],MATCH(1,(NQC[Month]=Supply[[#This Row],[Month]])*(NQC[Unit Category]=Supply[[#This Row],[Unit Category]]),0))*INDEX(Profiles[],MATCH(1,(Profiles[Month]=Supply[[#This Row],[Month]])*(Profiles[Hour Ending]=Supply[[#This Row],[Hour Ending]]),0),MATCH(Supply[[#This Row],[Unit Category]],Profiles[#Headers],0))","v":6.9556319109488216}]
[10,"Solar Fixed_Socal",7,{"$f":"INDEX(NQC[NQC MW],MATCH(1,(NQC[Month]=Supply[[#This Row],[Month]])*(NQC[Unit Category]=Supply[[#This Row],[Unit Category]]),0))*INDEX(Profiles[],MATCH(1,(Profiles[Month]=Supply[[#This Row],[Month]])*(Profiles[Hour Ending]=Supply[[#This Row],[Hour Ending]]),0),MATCH(Supply[[#This Row],[Unit Category]],Profiles[#Headers],0))","v":539.97297593048154}]
[10,"Solar Fixed_Socal",8,{"$f":"INDEX(NQC[NQC MW],MATCH(1,(NQC[Month]=Supply[[#This Row],[Month]])*(NQC[Unit Category]=Supply[[#This Row],[Unit Category]]),0))*INDEX(Profiles[],MATCH(1,(Profiles[Month]=Supply[[#This Row],[Month]])*(Profiles[Hour Ending]=Supply[[#This Row],[Hour Ending]]),0),MATCH(Supply[[#This Row],[Unit Category]],Profiles[#Headers],0))","v":1985.4044309637191}]
[10,"Solar Fixed_Socal",9,{"$f":"INDEX(NQC[NQC MW],MATCH(1,(NQC[Month]=Supply[[#This Row],[Month]])*(NQC[Unit Category]=Supply[[#This Row],[Unit Category]]),0))*INDEX(Profiles[],MATCH(1,(Profiles[Month]=Supply[[#This Row],[Month]])*(Profiles[Hour Ending]=Supply[[#This Row],[Hour Ending]]),0),MATCH(Supply[[#This Row],[Unit Category]],Profiles[#Headers],0))","v":2823.4085784943809}]
[10,"Solar Fixed_Socal",10,{"$f":"INDEX(NQC[NQC MW],MATCH(1,(NQC[Month]=Supply[[#This Row],[Month]])*(NQC[Unit Category]=Supply[[#This Row],[Unit Category]]),0))*INDEX(Profiles[],MATCH(1,(Profiles[Month]=Supply[[#This Row],[Month]])*(Profiles[Hour Ending]=Supply[[#This Row],[Hour Ending]]),0),MATCH(Supply[[#This Row],[Unit Category]],Profiles[#Headers],0))","v":3179.2161718630437}]
[10,"Solar Fixed_Socal",11,{"$f":"INDEX(NQC[NQC MW],MATCH(1,(NQC[Month]=Supply[[#This Row],[Month]])*(NQC[Unit Category]=Supply[[#This Row],[Unit Category]]),0))*INDEX(Profiles[],MATCH(1,(Profiles[Month]=Supply[[#This Row],[Month]])*(Profiles[Hour Ending]=Supply[[#This Row],[Hour Ending]]),0),MATCH(Supply[[#This Row],[Unit Category]],Profiles[#Headers],0))","v":3399.6966800254022}]
[10,"Solar Fixed_Socal",12,{"$f":"INDEX(NQC[NQC MW],MATCH(1,(NQC[Month]=Supply[[#This Row],[Month]])*(NQC[Unit Category]=Supply[[#This Row],[Unit Category]]),0))*INDEX(Profiles[],MATCH(1,(Profiles[Month]=Supply[[#This Row],[Month]])*(Profiles[Hour Ending]=Supply[[#This Row],[Hour Ending]]),0),MATCH(Supply[[#This Row],[Unit Category]],Profiles[#Headers],0))","v":3434.0595519029139}]
[10,"Solar Fixed_Socal",13,{"$f":"INDEX(NQC[NQC MW],MATCH(1,(NQC[Month]=Supply[[#This Row],[Month]])*(NQC[Unit Category]=Supply[[#This Row],[Unit Category]]),0))*INDEX(Profiles[],MATCH(1,(Profiles[Month]=Supply[[#This Row],[Month]])*(Profiles[Hour Ending]=Supply[[#This Row],[Hour Ending]]),0),MATCH(Supply[[#This Row],[Unit Category]],Profiles[#Headers],0))","v":3379.915614555905}]
[10,"Solar Fixed_Socal",14,{"$f":"INDEX(NQC[NQC MW],MATCH(1,(NQC[Month]=Supply[[#This Row],[Month]])*(NQC[Unit Category]=Supply[[#This Row],[Unit Category]]),0))*INDEX(Profiles[],MATCH(1,(Profiles[Month]=Supply[[#This Row],[Month]])*(Profiles[Hour Ending]=Supply[[#This Row],[Hour Ending]]),0),MATCH(Supply[[#This Row],[Unit Category]],Profiles[#Headers],0))","v":3215.5485904947104}]
[10,"Solar Fixed_Socal",15,{"$f":"INDEX(NQC[NQC MW],MATCH(1,(NQC[Month]=Supply[[#This Row],[Month]])*(NQC[Unit Category]=Supply[[#This Row],[Unit Category]]),0))*INDEX(Profiles[],MATCH(1,(Profiles[Month]=Supply[[#This Row],[Month]])*(Profiles[Hour Ending]=Supply[[#This Row],[Hour Ending]]),0),MATCH(Supply[[#This Row],[Unit Category]],Profiles[#Headers],0))","v":2877.2926469432509}]
[10,"Solar Fixed_Socal",16,{"$f":"INDEX(NQC[NQC MW],MATCH(1,(NQC[Month]=Supply[[#This Row],[Month]])*(NQC[Unit Category]=Supply[[#This Row],[Unit Category]]),0))*INDEX(Profiles[],MATCH(1,(Profiles[Month]=Supply[[#This Row],[Month]])*(Profiles[Hour Ending]=Supply[[#This Row],[Hour Ending]]),0),MATCH(Supply[[#This Row],[Unit Category]],Profiles[#Headers],0))","v":1908.2237305844774}]
[10,"Solar Fixed_Socal",17,{"$f":"INDEX(NQC[NQC MW],MATCH(1,(NQC[Month]=Supply[[#This Row],[Month]])*(NQC[Unit Category]=Supply[[#This Row],[Unit Category]]),0))*INDEX(Profiles[],MATCH(1,(Profiles[Month]=Supply[[#This Row],[Month]])*(Profiles[Hour Ending]=Supply[[#This Row],[Hour Ending]]),0),MATCH(Supply[[#This Row],[Unit Category]],Profiles[#Headers],0))","v":446.5240082216468}]
[10,"Solar Fixed_Socal",18,{"$f":"INDEX(NQC[NQC MW],MATCH(1,(NQC[Month]=Supply[[#This Row],[Month]])*(NQC[Unit Category]=Supply[[#This Row],[Unit Category]]),0))*INDEX(Profiles[],MATCH(1,(Profiles[Month]=Supply[[#This Row],[Month]])*(Profiles[Hour Ending]=Supply[[#This Row],[Hour Ending]]),0),MATCH(Supply[[#This Row],[Unit Category]],Profiles[#Headers],0))","v":6.5719369106874144}]
[10,"Solar Fixed_Socal",19,{"$f":"INDEX(NQC[NQC MW],MATCH(1,(NQC[Month]=Supply[[#This Row],[Month]])*(NQC[Unit Category]=Supply[[#This Row],[Unit Category]]),0))*INDEX(Profiles[],MATCH(1,(Profiles[Month]=Supply[[#This Row],[Month]])*(Profiles[Hour Ending]=Supply[[#This Row],[Hour Ending]]),0),MATCH(Supply[[#This Row],[Unit Category]],Profiles[#Headers],0))","v":5.6246947673866385E-2}]
[10,"Solar Fixed_Socal",20,{"$f":"INDEX(NQC[NQC MW],MATCH(1,(NQC[Month]=Supply[[#This Row],[Month]])*(NQC[Unit Category]=Supply[[#This Row],[Unit Category]]),0))*INDEX(Profiles[],MATCH(1,(Profiles[Month]=Supply[[#This Row],[Month]])*(Profiles[Hour Ending]=Supply[[#This Row],[Hour Ending]]),0),MATCH(Supply[[#This Row],[Unit Category]],Profiles[#Headers],0))","v":3.6944708015194741E-2}]
[10,"Solar Fixed_Socal",21,{"$f":"INDEX(NQC[NQC MW],MATCH(1,(NQC[Month]=Supply[[#This Row],[Month]])*(NQC[Unit Category]=Supply[[#This Row],[Unit Category]]),0))*INDEX(Profiles[],MATCH(1,(Profiles[Month]=Supply[[#This Row],[Month]])*(Profiles[Hour Ending]=Supply[[#This Row],[Hour Ending]]),0),MATCH(Supply[[#This Row],[Unit Category]],Profiles[#Headers],0))","v":2.8092479227931028E-2}]
[10,"Solar Fixed_Socal",22,{"$f":"INDEX(NQC[NQC MW],MATCH(1,(NQC[Month]=Supply[[#This Row],[Month]])*(NQC[Unit Category]=Supply[[#This Row],[Unit Category]]),0))*INDEX(Profiles[],MATCH(1,(Profiles[Month]=Supply[[#This Row],[Month]])*(Profiles[Hour Ending]=Supply[[#This Row],[Hour Ending]]),0),MATCH(Supply[[#This Row],[Unit Category]],Profiles[#Headers],0))","v":1.9785029052926242E-2}]
[10,"Solar Fixed_Socal",23,{"$f":"INDEX(NQC[NQC MW],MATCH(1,(NQC[Month]=Supply[[#This Row],[Month]])*(NQC[Unit Category]=Supply[[#This Row],[Unit Category]]),0))*INDEX(Profiles[],MATCH(1,(Profiles[Month]=Supply[[#This Row],[Month]])*(Profiles[Hour Ending]=Supply[[#This Row],[Hour Ending]]),0),MATCH(Supply[[#This Row],[Unit Category]],Profiles[#Headers],0))","v":9.779237336575439E-3}]
[10,"Solar Fixed_Socal",24,{"$f":"INDEX(NQC[NQC MW],MATCH(1,(NQC[Month]=Supply[[#This Row],[Month]])*(NQC[Unit Category]=Supply[[#This Row],[Unit Category]]),0))*INDEX(Profiles[],MATCH(1,(Profiles[Month]=Supply[[#This Row],[Month]])*(Profiles[Hour Ending]=Supply[[#This Row],[Hour Ending]]),0),MATCH(Supply[[#This Row],[Unit Category]],Profiles[#Headers],0))","v":4.4254956503813501E-3}]
[10,"Solar Thermal_Norcal",1,{"$f":"INDEX(NQC[NQC MW],MATCH(1,(NQC[Month]=Supply[[#This Row],[Month]])*(NQC[Unit Category]=Supply[[#This Row],[Unit Category]]),0))*INDEX(Profiles[],MATCH(1,(Profiles[Month]=Supply[[#This Row],[Month]])*(Profiles[Hour Ending]=Supply[[#This Row],[Hour Ending]]),0),MATCH(Supply[[#This Row],[Unit Category]],Profiles[#Headers],0))","v":0}]
[10,"Solar Thermal_Norcal",2,{"$f":"INDEX(NQC[NQC MW],MATCH(1,(NQC[Month]=Supply[[#This Row],[Month]])*(NQC[Unit Category]=Supply[[#This Row],[Unit Category]]),0))*INDEX(Profiles[],MATCH(1,(Profiles[Month]=Supply[[#This Row],[Month]])*(Profiles[Hour Ending]=Supply[[#This Row],[Hour Ending]]),0),MATCH(Supply[[#This Row],[Unit Category]],Profiles[#Headers],0))","v":0}]
[10,"Solar Thermal_Norcal",3,{"$f":"INDEX(NQC[NQC MW],MATCH(1,(NQC[Month]=Supply[[#This Row],[Month]])*(NQC[Unit Category]=Supply[[#This Row],[Unit Category]]),0))*INDEX(Profiles[],MATCH(1,(Profiles[Month]=Supply[[#This Row],[Month]])*(Profiles[Hour Ending]=Supply[[#This Row],[Hour Ending]]),0),MATCH(Supply[[#This Row],[Unit Category]],Profiles[#Headers],0))","v":0}]
[10,"Solar Thermal_Norcal",4,{"$f":"INDEX(NQC[NQC MW],MATCH(1,(NQC[Month]=Supply[[#This Row],[Month]])*(NQC[Unit Category]=Supply[[#This Row],[Unit Category]]),0))*INDEX(Profiles[],MATCH(1,(Profiles[Month]=Supply[[#This Row],[Month]])*(Profiles[Hour Ending]=Supply[[#This Row],[Hour Ending]]),0),MATCH(Supply[[#This Row],[Unit Category]],Profiles[#Headers],0))","v":0}]
[10,"Solar Thermal_Norcal",5,{"$f":"INDEX(NQC[NQC MW],MATCH(1,(NQC[Month]=Supply[[#This Row],[Month]])*(NQC[Unit Category]=Supply[[#This Row],[Unit Category]]),0))*INDEX(Profiles[],MATCH(1,(Profiles[Month]=Supply[[#This Row],[Month]])*(Profiles[Hour Ending]=Supply[[#This Row],[Hour Ending]]),0),MATCH(Supply[[#This Row],[Unit Category]],Profiles[#Headers],0))","v":0}]
[10,"Solar Thermal_Norcal",6,{"$f":"INDEX(NQC[NQC MW],MATCH(1,(NQC[Month]=Supply[[#This Row],[Month]])*(NQC[Unit Category]=Supply[[#This Row],[Unit Category]]),0))*INDEX(Profiles[],MATCH(1,(Profiles[Month]=Supply[[#This Row],[Month]])*(Profiles[Hour Ending]=Supply[[#This Row],[Hour Ending]]),0),MATCH(Supply[[#This Row],[Unit Category]],Profiles[#Headers],0))","v":0}]
[10,"Solar Thermal_Norcal",7,{"$f":"INDEX(NQC[NQC MW],MATCH(1,(NQC[Month]=Supply[[#This Row],[Month]])*(NQC[Unit Category]=Supply[[#This Row],[Unit Category]]),0))*INDEX(Profiles[],MATCH(1,(Profiles[Month]=Supply[[#This Row],[Month]])*(Profiles[Hour Ending]=Supply[[#This Row],[Hour Ending]]),0),MATCH(Supply[[#This Row],[Unit Category]],Profiles[#Headers],0))","v":0}]
[10,"Solar Thermal_Norcal",8,{"$f":"INDEX(NQC[NQC MW],MATCH(1,(NQC[Month]=Supply[[#This Row],[Month]])*(NQC[Unit Category]=Supply[[#This Row],[Unit Category]]),0))*INDEX(Profiles[],MATCH(1,(Profiles[Month]=Supply[[#This Row],[Month]])*(Profiles[Hour Ending]=Supply[[#This Row],[Hour Ending]]),0),MATCH(Supply[[#This Row],[Unit Category]],Profiles[#Headers],0))","v":0}]
[10,"Solar Thermal_Norcal",9,{"$f":"INDEX(NQC[NQC MW],MATCH(1,(NQC[Month]=Supply[[#This Row],[Month]])*(NQC[Unit Category]=Supply[[#This Row],[Unit Category]]),0))*INDEX(Profiles[],MATCH(1,(Profiles[Month]=Supply[[#This Row],[Month]])*(Profiles[Hour Ending]=Supply[[#This Row],[Hour Ending]]),0),MATCH(Supply[[#This Row],[Unit Category]],Profiles[#Headers],0))","v":0}]
[10,"Solar Thermal_Norcal",10,{"$f":"INDEX(NQC[NQC MW],MATCH(1,(NQC[Month]=Supply[[#This Row],[Month]])*(NQC[Unit Category]=Supply[[#This Row],[Unit Category]]),0))*INDEX(Profiles[],MATCH(1,(Profiles[Month]=Supply[[#This Row],[Month]])*(Profiles[Hour Ending]=Supply[[#This Row],[Hour Ending]]),0),MATCH(Supply[[#This Row],[Unit Category]],Profiles[#Headers],0))","v":0}]
[10,"Solar Thermal_Norcal",11,{"$f":"INDEX(NQC[NQC MW],MATCH(1,(NQC[Month]=Supply[[#This Row],[Month]])*(NQC[Unit Category]=Supply[[#This Row],[Unit Category]]),0))*INDEX(Profiles[],MATCH(1,(Profiles[Month]=Supply[[#This Row],[Month]])*(Profiles[Hour Ending]=Supply[[#This Row],[Hour Ending]]),0),MATCH(Supply[[#This Row],[Unit Category]],Profiles[#Headers],0))","v":0}]
[10,"Solar Thermal_Norcal",12,{"$f":"INDEX(NQC[NQC MW],MATCH(1,(NQC[Month]=Supply[[#This Row],[Month]])*(NQC[Unit Category]=Supply[[#This Row],[Unit Category]]),0))*INDEX(Profiles[],MATCH(1,(Profiles[Month]=Supply[[#This Row],[Month]])*(Profiles[Hour Ending]=Supply[[#This Row],[Hour Ending]]),0),MATCH(Supply[[#This Row],[Unit Category]],Profiles[#Headers],0))","v":0}]
[10,"Solar Thermal_Norcal",13,{"$f":"INDEX(NQC[NQC MW],MATCH(1,(NQC[Month]=Supply[[#This Row],[Month]])*(NQC[Unit Category]=Supply[[#This Row],[Unit Category]]),0))*INDEX(Profiles[],MATCH(1,(Profiles[Month]=Supply[[#This Row],[Month]])*(Profiles[Hour Ending]=Supply[[#This Row],[Hour Ending]]),0),MATCH(Supply[[#This Row],[Unit Category]],Profiles[#Headers],0))","v":0}]
[10,"Solar Thermal_Norcal",14,{"$f":"INDEX(NQC[NQC MW],MATCH(1,(NQC[Month]=Supply[[#This Row],[Month]])*(NQC[Unit Category]=Supply[[#This Row],[Unit Category]]),0))*INDEX(Profiles[],MATCH(1,(Profiles[Month]=Supply[[#This Row],[Month]])*(Profiles[Hour Ending]=Supply[[#This Row],[Hour Ending]]),0),MATCH(Supply[[#This Row],[Unit Category]],Profiles[#Headers],0))","v":0}]
[10,"Solar Thermal_Norcal",15,{"$f":"INDEX(NQC[NQC MW],MATCH(1,(NQC[Month]=Supply[[#This Row],[Month]])*(NQC[Unit Category]=Supply[[#This Row],[Unit Category]]),0))*INDEX(Profiles[],MATCH(1,(Profiles[Month]=Supply[[#This Row],[Month]])*(Profiles[Hour Ending]=Supply[[#This Row],[Hour Ending]]),0),MATCH(Supply[[#This Row],[Unit Category]],Profiles[#Headers],0))","v":0}]
[10,"Solar Thermal_Norcal",16,{"$f":"INDEX(NQC[NQC MW],MATCH(1,(NQC[Month]=Supply[[#This Row],[Month]])*(NQC[Unit Category]=Supply[[#This Row],[Unit Category]]),0))*INDEX(Profiles[],MATCH(1,(Profiles[Month]=Supply[[#This Row],[Month]])*(Profiles[Hour Ending]=Supply[[#This Row],[Hour Ending]]),0),MATCH(Supply[[#This Row],[Unit Category]],Profiles[#Headers],0))","v":0}]
[10,"Solar Thermal_Norcal",17,{"$f":"INDEX(NQC[NQC MW],MATCH(1,(NQC[Month]=Supply[[#This Row],[Month]])*(NQC[Unit Category]=Supply[[#This Row],[Unit Category]]),0))*INDEX(Profiles[],MATCH(1,(Profiles[Month]=Supply[[#This Row],[Month]])*(Profiles[Hour Ending]=Supply[[#This Row],[Hour Ending]]),0),MATCH(Supply[[#This Row],[Unit Category]],Profiles[#Headers],0))","v":0}]
[10,"Solar Thermal_Norcal",18,{"$f":"INDEX(NQC[NQC MW],MATCH(1,(NQC[Month]=Supply[[#This Row],[Month]])*(NQC[Unit Category]=Supply[[#This Row],[Unit Category]]),0))*INDEX(Profiles[],MATCH(1,(Profiles[Month]=Supply[[#This Row],[Month]])*(Profiles[Hour Ending]=Supply[[#This Row],[Hour Ending]]),0),MATCH(Supply[[#This Row],[Unit Category]],Profiles[#Headers],0))","v":0}]
[10,"Solar Thermal_Norcal",19,{"$f":"INDEX(NQC[NQC MW],MATCH(1,(NQC[Month]=Supply[[#This Row],[Month]])*(NQC[Unit Category]=Supply[[#This Row],[Unit Category]]),0))*INDEX(Profiles[],MATCH(1,(Profiles[Month]=Supply[[#This Row],[Month]])*(Profiles[Hour Ending]=Supply[[#This Row],[Hour Ending]]),0),MATCH(Supply[[#This Row],[Unit Category]],Profiles[#Headers],0))","v":0}]
[10,"Solar Thermal_Norcal",20,{"$f":"INDEX(NQC[NQC MW],MATCH(1,(NQC[Month]=Supply[[#This Row],[Month]])*(NQC[Unit Category]=Supply[[#This Row],[Unit Category]]),0))*INDEX(Profiles[],MATCH(1,(Profiles[Month]=Supply[[#This Row],[Month]])*(Profiles[Hour Ending]=Supply[[#This Row],[Hour Ending]]),0),MATCH(Supply[[#This Row],[Unit Category]],Profiles[#Headers],0))","v":0}]
[10,"Solar Thermal_Norcal",21,{"$f":"INDEX(NQC[NQC MW],MATCH(1,(NQC[Month]=Supply[[#This Row],[Month]])*(NQC[Unit Category]=Supply[[#This Row],[Unit Category]]),0))*INDEX(Profiles[],MATCH(1,(Profiles[Month]=Supply[[#This Row],[Month]])*(Profiles[Hour Ending]=Supply[[#This Row],[Hour Ending]]),0),MATCH(Supply[[#This Row],[Unit Category]],Profiles[#Headers],0))","v":0}]
[10,"Solar Thermal_Norcal",22,{"$f":"INDEX(NQC[NQC MW],MATCH(1,(NQC[Month]=Supply[[#This Row],[Month]])*(NQC[Unit Category]=Supply[[#This Row],[Unit Category]]),0))*INDEX(Profiles[],MATCH(1,(Profiles[Month]=Supply[[#This Row],[Month]])*(Profiles[Hour Ending]=Supply[[#This Row],[Hour Ending]]),0),MATCH(Supply[[#This Row],[Unit Category]],Profiles[#Headers],0))","v":0}]
[10,"Solar Thermal_Norcal",23,{"$f":"INDEX(NQC[NQC MW],MATCH(1,(NQC[Month]=Supply[[#This Row],[Month]])*(NQC[Unit Category]=Supply[[#This Row],[Unit Category]]),0))*INDEX(Profiles[],MATCH(1,(Profiles[Month]=Supply[[#This Row],[Month]])*(Profiles[Hour Ending]=Supply[[#This Row],[Hour Ending]]),0),MATCH(Supply[[#This Row],[Unit Category]],Profiles[#Headers],0))","v":0}]
[10,"Solar Thermal_Norcal",24,{"$f":"INDEX(NQC[NQC MW],MATCH(1,(NQC[Month]=Supply[[#This Row],[Month]])*(NQC[Unit Category]=Supply[[#This Row],[Unit Category]]),0))*INDEX(Profiles[],MATCH(1,(Profiles[Month]=Supply[[#This Row],[Month]])*(Profiles[Hour Ending]=Supply[[#This Row],[Hour Ending]]),0),MATCH(Supply[[#This Row],[Unit Category]],Profiles[#Headers],0))","v":0}]
[10,"Solar Thermal_Socal",1,{"$f":"INDEX(NQC[NQC MW],MATCH(1,(NQC[Month]=Supply[[#This Row],[Month]])*(NQC[Unit Category]=Supply[[#This Row],[Unit Category]]),0))*INDEX(Profiles[],MATCH(1,(Profiles[Month]=Supply[[#This Row],[Month]])*(Profiles[Hour Ending]=Supply[[#This Row],[Hour Ending]]),0),MATCH(Supply[[#This Row],[Unit Category]],Profiles[#Headers],0))","v":0}]
[10,"Solar Thermal_Socal",2,{"$f":"INDEX(NQC[NQC MW],MATCH(1,(NQC[Month]=Supply[[#This Row],[Month]])*(NQC[Unit Category]=Supply[[#This Row],[Unit Category]]),0))*INDEX(Profiles[],MATCH(1,(Profiles[Month]=Supply[[#This Row],[Month]])*(Profiles[Hour Ending]=Supply[[#This Row],[Hour Ending]]),0),MATCH(Supply[[#This Row],[Unit Category]],Profiles[#Headers],0))","v":0}]
[10,"Solar Thermal_Socal",3,{"$f":"INDEX(NQC[NQC MW],MATCH(1,(NQC[Month]=Supply[[#This Row],[Month]])*(NQC[Unit Category]=Supply[[#This Row],[Unit Category]]),0))*INDEX(Profiles[],MATCH(1,(Profiles[Month]=Supply[[#This Row],[Month]])*(Profiles[Hour Ending]=Supply[[#This Row],[Hour Ending]]),0),MATCH(Supply[[#This Row],[Unit Category]],Profiles[#Headers],0))","v":0}]
[10,"Solar Thermal_Socal",4,{"$f":"INDEX(NQC[NQC MW],MATCH(1,(NQC[Month]=Supply[[#This Row],[Month]])*(NQC[Unit Category]=Supply[[#This Row],[Unit Category]]),0))*INDEX(Profiles[],MATCH(1,(Profiles[Month]=Supply[[#This Row],[Month]])*(Profiles[Hour Ending]=Supply[[#This Row],[Hour Ending]]),0),MATCH(Supply[[#This Row],[Unit Category]],Profiles[#Headers],0))","v":0}]
[10,"Solar Thermal_Socal",5,{"$f":"INDEX(NQC[NQC MW],MATCH(1,(NQC[Month]=Supply[[#This Row],[Month]])*(NQC[Unit Category]=Supply[[#This Row],[Unit Category]]),0))*INDEX(Profiles[],MATCH(1,(Profiles[Month]=Supply[[#This Row],[Month]])*(Profiles[Hour Ending]=Supply[[#This Row],[Hour Ending]]),0),MATCH(Supply[[#This Row],[Unit Category]],Profiles[#Headers],0))","v":0}]
[10,"Solar Thermal_Socal",6,{"$f":"INDEX(NQC[NQC MW],MATCH(1,(NQC[Month]=Supply[[#This Row],[Month]])*(NQC[Unit Category]=Supply[[#This Row],[Unit Category]]),0))*INDEX(Profiles[],MATCH(1,(Profiles[Month]=Supply[[#This Row],[Month]])*(Profiles[Hour Ending]=Supply[[#This Row],[Hour Ending]]),0),MATCH(Supply[[#This Row],[Unit Category]],Profiles[#Headers],0))","v":0}]
[10,"Solar Thermal_Socal",7,{"$f":"INDEX(NQC[NQC MW],MATCH(1,(NQC[Month]=Supply[[#This Row],[Month]])*(NQC[Unit Category]=Supply[[#This Row],[Unit Category]]),0))*INDEX(Profiles[],MATCH(1,(Profiles[Month]=Supply[[#This Row],[Month]])*(Profiles[Hour Ending]=Supply[[#This Row],[Hour Ending]]),0),MATCH(Supply[[#This Row],[Unit Category]],Profiles[#Headers],0))","v":3.1551847329402567}]
[10,"Solar Thermal_Socal",8,{"$f":"INDEX(NQC[NQC MW],MATCH(1,(NQC[Month]=Supply[[#This Row],[Month]])*(NQC[Unit Category]=Supply[[#This Row],[Unit Category]]),0))*INDEX(Profiles[],MATCH(1,(Profiles[Month]=Supply[[#This Row],[Month]])*(Profiles[Hour Ending]=Supply[[#This Row],[Hour Ending]]),0),MATCH(Supply[[#This Row],[Unit Category]],Profiles[#Headers],0))","v":204.47914617200831}]
[10,"Solar Thermal_Socal",9,{"$f":"INDEX(NQC[NQC MW],MATCH(1,(NQC[Month]=Supply[[#This Row],[Month]])*(NQC[Unit Category]=Supply[[#This Row],[Unit Category]]),0))*INDEX(Profiles[],MATCH(1,(Profiles[Month]=Supply[[#This Row],[Month]])*(Profiles[Hour Ending]=Supply[[#This Row],[Hour Ending]]),0),MATCH(Supply[[#This Row],[Unit Category]],Profiles[#Headers],0))","v":603.83618171980788}]
[10,"Solar Thermal_Socal",10,{"$f":"INDEX(NQC[NQC MW],MATCH(1,(NQC[Month]=Supply[[#This Row],[Month]])*(NQC[Unit Category]=Supply[[#This Row],[Unit Category]]),0))*INDEX(Profiles[],MATCH(1,(Profiles[Month]=Supply[[#This Row],[Month]])*(Profiles[Hour Ending]=Supply[[#This Row],[Hour Ending]]),0),MATCH(Supply[[#This Row],[Unit Category]],Profiles[#Headers],0))","v":730.52479814669857}]
[10,"Solar Thermal_Socal",11,{"$f":"INDEX(NQC[NQC MW],MATCH(1,(NQC[Month]=Supply[[#This Row],[Month]])*(NQC[Unit Category]=Supply[[#This Row],[Unit Category]]),0))*INDEX(Profiles[],MATCH(1,(Profiles[Month]=Supply[[#This Row],[Month]])*(Profiles[Hour Ending]=Supply[[#This Row],[Hour Ending]]),0),MATCH(Supply[[#This Row],[Unit Category]],Profiles[#Headers],0))","v":720.63584740604756}]
[10,"Solar Thermal_Socal",12,{"$f":"INDEX(NQC[NQC MW],MATCH(1,(NQC[Month]=Supply[[#This Row],[Month]])*(NQC[Unit Category]=Supply[[#This Row],[Unit Category]]),0))*INDEX(Profiles[],MATCH(1,(Profiles[Month]=Supply[[#This Row],[Month]])*(Profiles[Hour Ending]=Supply[[#This Row],[Hour Ending]]),0),MATCH(Supply[[#This Row],[Unit Category]],Profiles[#Headers],0))","v":718.66271160723386}]
[10,"Solar Thermal_Socal",13,{"$f":"INDEX(NQC[NQC MW],MATCH(1,(NQC[Month]=Supply[[#This Row],[Month]])*(NQC[Unit Category]=Supply[[#This Row],[Unit Category]]),0))*INDEX(Profiles[],MATCH(1,(Profiles[Month]=Supply[[#This Row],[Month]])*(Profiles[Hour Ending]=Supply[[#This Row],[Hour Ending]]),0),MATCH(Supply[[#This Row],[Unit Category]],Profiles[#Headers],0))","v":734.60263580774324}]
[10,"Solar Thermal_Socal",14,{"$f":"INDEX(NQC[NQC MW],MATCH(1,(NQC[Month]=Supply[[#This Row],[Month]])*(NQC[Unit Category]=Supply[[#This Row],[Unit Category]]),0))*INDEX(Profiles[],MATCH(1,(Profiles[Month]=Supply[[#This Row],[Month]])*(Profiles[Hour Ending]=Supply[[#This Row],[Hour Ending]]),0),MATCH(Supply[[#This Row],[Unit Category]],Profiles[#Headers],0))","v":735.87670410298801}]
[10,"Solar Thermal_Socal",15,{"$f":"INDEX(NQC[NQC MW],MATCH(1,(NQC[Month]=Supply[[#This Row],[Month]])*(NQC[Unit Category]=Supply[[#This Row],[Unit Category]]),0))*INDEX(Profiles[],MATCH(1,(Profiles[Month]=Supply[[#This Row],[Month]])*(Profiles[Hour Ending]=Supply[[#This Row],[Hour Ending]]),0),MATCH(Supply[[#This Row],[Unit Category]],Profiles[#Headers],0))","v":731.25068666080267}]
[10,"Solar Thermal_Socal",16,{"$f":"INDEX(NQC[NQC MW],MATCH(1,(NQC[Month]=Supply[[#This Row],[Month]])*(NQC[Unit Category]=Supply[[#This Row],[Unit Category]]),0))*INDEX(Profiles[],MATCH(1,(Profiles[Month]=Supply[[#This Row],[Month]])*(Profiles[Hour Ending]=Supply[[#This Row],[Hour Ending]]),0),MATCH(Supply[[#This Row],[Unit Category]],Profiles[#Headers],0))","v":608.22050817181071}]
[10,"Solar Thermal_Socal",17,{"$f":"INDEX(NQC[NQC MW],MATCH(1,(NQC[Month]=Supply[[#This Row],[Month]])*(NQC[Unit Category]=Supply[[#This Row],[Unit Category]]),0))*INDEX(Profiles[],MATCH(1,(Profiles[Month]=Supply[[#This Row],[Month]])*(Profiles[Hour Ending]=Supply[[#This Row],[Hour Ending]]),0),MATCH(Supply[[#This Row],[Unit Category]],Profiles[#Headers],0))","v":247.59194274849116}]
[10,"Solar Thermal_Socal",18,{"$f":"INDEX(NQC[NQC MW],MATCH(1,(NQC[Month]=Supply[[#This Row],[Month]])*(NQC[Unit Category]=Supply[[#This Row],[Unit Category]]),0))*INDEX(Profiles[],MATCH(1,(Profiles[Month]=Supply[[#This Row],[Month]])*(Profiles[Hour Ending]=Supply[[#This Row],[Hour Ending]]),0),MATCH(Supply[[#This Row],[Unit Category]],Profiles[#Headers],0))","v":21.193328571550605}]
[10,"Solar Thermal_Socal",19,{"$f":"INDEX(NQC[NQC MW],MATCH(1,(NQC[Month]=Supply[[#This Row],[Month]])*(NQC[Unit Category]=Supply[[#This Row],[Unit Category]]),0))*INDEX(Profiles[],MATCH(1,(Profiles[Month]=Supply[[#This Row],[Month]])*(Profiles[Hour Ending]=Supply[[#This Row],[Hour Ending]]),0),MATCH(Supply[[#This Row],[Unit Category]],Profiles[#Headers],0))","v":0}]
[10,"Solar Thermal_Socal",20,{"$f":"INDEX(NQC[NQC MW],MATCH(1,(NQC[Month]=Supply[[#This Row],[Month]])*(NQC[Unit Category]=Supply[[#This Row],[Unit Category]]),0))*INDEX(Profiles[],MATCH(1,(Profiles[Month]=Supply[[#This Row],[Month]])*(Profiles[Hour Ending]=Supply[[#This Row],[Hour Ending]]),0),MATCH(Supply[[#This Row],[Unit Category]],Profiles[#Headers],0))","v":0}]
[10,"Solar Thermal_Socal",21,{"$f":"INDEX(NQC[NQC MW],MATCH(1,(NQC[Month]=Supply[[#This Row],[Month]])*(NQC[Unit Category]=Supply[[#This Row],[Unit Category]]),0))*INDEX(Profiles[],MATCH(1,(Profiles[Month]=Supply[[#This Row],[Month]])*(Profiles[Hour Ending]=Supply[[#This Row],[Hour Ending]]),0),MATCH(Supply[[#This Row],[Unit Category]],Profiles[#Headers],0))","v":0}]
[10,"Solar Thermal_Socal",22,{"$f":"INDEX(NQC[NQC MW],MATCH(1,(NQC[Month]=Supply[[#This Row],[Month]])*(NQC[Unit Category]=Supply[[#This Row],[Unit Category]]),0))*INDEX(Profiles[],MATCH(1,(Profiles[Month]=Supply[[#This Row],[Month]])*(Profiles[Hour Ending]=Supply[[#This Row],[Hour Ending]]),0),MATCH(Supply[[#This Row],[Unit Category]],Profiles[#Headers],0))","v":0}]
[10,"Solar Thermal_Socal",23,{"$f":"INDEX(NQC[NQC MW],MATCH(1,(NQC[Month]=Supply[[#This Row],[Month]])*(NQC[Unit Category]=Supply[[#This Row],[Unit Category]]),0))*INDEX(Profiles[],MATCH(1,(Profiles[Month]=Supply[[#This Row],[Month]])*(Profiles[Hour Ending]=Supply[[#This Row],[Hour Ending]]),0),MATCH(Supply[[#This Row],[Unit Category]],Profiles[#Headers],0))","v":0}]
[10,"Solar Thermal_Socal",24,{"$f":"INDEX(NQC[NQC MW],MATCH(1,(NQC[Month]=Supply[[#This Row],[Month]])*(NQC[Unit Category]=Supply[[#This Row],[Unit Category]]),0))*INDEX(Profiles[],MATCH(1,(Profiles[Month]=Supply[[#This Row],[Month]])*(Profiles[Hour Ending]=Supply[[#This Row],[Hour Ending]]),0),MATCH(Supply[[#This Row],[Unit Category]],Profiles[#Headers],0))","v":0}]
[10,"Solar Tracking_Norcal",1,{"$f":"INDEX(NQC[NQC MW],MATCH(1,(NQC[Month]=Supply[[#This Row],[Month]])*(NQC[Unit Category]=Supply[[#This Row],[Unit Category]]),0))*INDEX(Profiles[],MATCH(1,(Profiles[Month]=Supply[[#This Row],[Month]])*(Profiles[Hour Ending]=Supply[[#This Row],[Hour Ending]]),0),MATCH(Supply[[#This Row],[Unit Category]],Profiles[#Headers],0))","v":0}]
[10,"Solar Tracking_Norcal",2,{"$f":"INDEX(NQC[NQC MW],MATCH(1,(NQC[Month]=Supply[[#This Row],[Month]])*(NQC[Unit Category]=Supply[[#This Row],[Unit Category]]),0))*INDEX(Profiles[],MATCH(1,(Profiles[Month]=Supply[[#This Row],[Month]])*(Profiles[Hour Ending]=Supply[[#This Row],[Hour Ending]]),0),MATCH(Supply[[#This Row],[Unit Category]],Profiles[#Headers],0))","v":0}]
[10,"Solar Tracking_Norcal",3,{"$f":"INDEX(NQC[NQC MW],MATCH(1,(NQC[Month]=Supply[[#This Row],[Month]])*(NQC[Unit Category]=Supply[[#This Row],[Unit Category]]),0))*INDEX(Profiles[],MATCH(1,(Profiles[Month]=Supply[[#This Row],[Month]])*(Profiles[Hour Ending]=Supply[[#This Row],[Hour Ending]]),0),MATCH(Supply[[#This Row],[Unit Category]],Profiles[#Headers],0))","v":0}]
[10,"Solar Tracking_Norcal",4,{"$f":"INDEX(NQC[NQC MW],MATCH(1,(NQC[Month]=Supply[[#This Row],[Month]])*(NQC[Unit Category]=Supply[[#This Row],[Unit Category]]),0))*INDEX(Profiles[],MATCH(1,(Profiles[Month]=Supply[[#This Row],[Month]])*(Profiles[Hour Ending]=Supply[[#This Row],[Hour Ending]]),0),MATCH(Supply[[#This Row],[Unit Category]],Profiles[#Headers],0))","v":0}]
[10,"Solar Tracking_Norcal",5,{"$f":"INDEX(NQC[NQC MW],MATCH(1,(NQC[Month]=Supply[[#This Row],[Month]])*(NQC[Unit Category]=Supply[[#This Row],[Unit Category]]),0))*INDEX(Profiles[],MATCH(1,(Profiles[Month]=Supply[[#This Row],[Month]])*(Profiles[Hour Ending]=Supply[[#This Row],[Hour Ending]]),0),MATCH(Supply[[#This Row],[Unit Category]],Profiles[#Headers],0))","v":0}]
[10,"Solar Tracking_Norcal",6,{"$f":"INDEX(NQC[NQC MW],MATCH(1,(NQC[Month]=Supply[[#This Row],[Month]])*(NQC[Unit Category]=Supply[[#This Row],[Unit Category]]),0))*INDEX(Profiles[],MATCH(1,(Profiles[Month]=Supply[[#This Row],[Month]])*(Profiles[Hour Ending]=Supply[[#This Row],[Hour Ending]]),0),MATCH(Supply[[#This Row],[Unit Category]],Profiles[#Headers],0))","v":9.9568371681225412E-2}]
[10,"Solar Tracking_Norcal",7,{"$f":"INDEX(NQC[NQC MW],MATCH(1,(NQC[Month]=Supply[[#This Row],[Month]])*(NQC[Unit Category]=Supply[[#This Row],[Unit Category]]),0))*INDEX(Profiles[],MATCH(1,(Profiles[Month]=Supply[[#This Row],[Month]])*(Profiles[Hour Ending]=Supply[[#This Row],[Hour Ending]]),0),MATCH(Supply[[#This Row],[Unit Category]],Profiles[#Headers],0))","v":251.18406070649641}]
[10,"Solar Tracking_Norcal",8,{"$f":"INDEX(NQC[NQC MW],MATCH(1,(NQC[Month]=Supply[[#This Row],[Month]])*(NQC[Unit Category]=Supply[[#This Row],[Unit Category]]),0))*INDEX(Profiles[],MATCH(1,(Profiles[Month]=Supply[[#This Row],[Month]])*(Profiles[Hour Ending]=Supply[[#This Row],[Hour Ending]]),0),MATCH(Supply[[#This Row],[Unit Category]],Profiles[#Headers],0))","v":1993.4387592158394}]
[10,"Solar Tracking_Norcal",9,{"$f":"INDEX(NQC[NQC MW],MATCH(1,(NQC[Month]=Supply[[#This Row],[Month]])*(NQC[Unit Category]=Supply[[#This Row],[Unit Category]]),0))*INDEX(Profiles[],MATCH(1,(Profiles[Month]=Supply[[#This Row],[Month]])*(Profiles[Hour Ending]=Supply[[#This Row],[Hour Ending]]),0),MATCH(Supply[[#This Row],[Unit Category]],Profiles[#Headers],0))","v":3296.7661428845536}]
[10,"Solar Tracking_Norcal",10,{"$f":"INDEX(NQC[NQC MW],MATCH(1,(NQC[Month]=Supply[[#This Row],[Month]])*(NQC[Unit Category]=Supply[[#This Row],[Unit Category]]),0))*INDEX(Profiles[],MATCH(1,(Profiles[Month]=Supply[[#This Row],[Month]])*(Profiles[Hour Ending]=Supply[[#This Row],[Hour Ending]]),0),MATCH(Supply[[#This Row],[Unit Category]],Profiles[#Headers],0))","v":3396.367588223869}]
[10,"Solar Tracking_Norcal",11,{"$f":"INDEX(NQC[NQC MW],MATCH(1,(NQC[Month]=Supply[[#This Row],[Month]])*(NQC[Unit Category]=Supply[[#This Row],[Unit Category]]),0))*INDEX(Profiles[],MATCH(1,(Profiles[Month]=Supply[[#This Row],[Month]])*(Profiles[Hour Ending]=Supply[[#This Row],[Hour Ending]]),0),MATCH(Supply[[#This Row],[Unit Category]],Profiles[#Headers],0))","v":3328.8042435747375}]
[10,"Solar Tracking_Norcal",12,{"$f":"INDEX(NQC[NQC MW],MATCH(1,(NQC[Month]=Supply[[#This Row],[Month]])*(NQC[Unit Category]=Supply[[#This Row],[Unit Category]]),0))*INDEX(Profiles[],MATCH(1,(Profiles[Month]=Supply[[#This Row],[Month]])*(Profiles[Hour Ending]=Supply[[#This Row],[Hour Ending]]),0),MATCH(Supply[[#This Row],[Unit Category]],Profiles[#Headers],0))","v":3245.2453252068299}]
[10,"Solar Tracking_Norcal",13,{"$f":"INDEX(NQC[NQC MW],MATCH(1,(NQC[Month]=Supply[[#This Row],[Month]])*(NQC[Unit Category]=Supply[[#This Row],[Unit Category]]),0))*INDEX(Profiles[],MATCH(1,(Profiles[Month]=Supply[[#This Row],[Month]])*(Profiles[Hour Ending]=Supply[[#This Row],[Hour Ending]]),0),MATCH(Supply[[#This Row],[Unit Category]],Profiles[#Headers],0))","v":3269.482935299754}]
[10,"Solar Tracking_Norcal",14,{"$f":"INDEX(NQC[NQC MW],MATCH(1,(NQC[Month]=Supply[[#This Row],[Month]])*(NQC[Unit Category]=Supply[[#This Row],[Unit Category]]),0))*INDEX(Profiles[],MATCH(1,(Profiles[Month]=Supply[[#This Row],[Month]])*(Profiles[Hour Ending]=Supply[[#This Row],[Hour Ending]]),0),MATCH(Supply[[#This Row],[Unit Category]],Profiles[#Headers],0))","v":3328.3818261087763}]
[10,"Solar Tracking_Norcal",15,{"$f":"INDEX(NQC[NQC MW],MATCH(1,(NQC[Month]=Supply[[#This Row],[Month]])*(NQC[Unit Category]=Supply[[#This Row],[Unit Category]]),0))*INDEX(Profiles[],MATCH(1,(Profiles[Month]=Supply[[#This Row],[Month]])*(Profiles[Hour Ending]=Supply[[#This Row],[Hour Ending]]),0),MATCH(Supply[[#This Row],[Unit Category]],Profiles[#Headers],0))","v":3315.8047978637801}]
[10,"Solar Tracking_Norcal",16,{"$f":"INDEX(NQC[NQC MW],MATCH(1,(NQC[Month]=Supply[[#This Row],[Month]])*(NQC[Unit Category]=Supply[[#This Row],[Unit Category]]),0))*INDEX(Profiles[],MATCH(1,(Profiles[Month]=Supply[[#This Row],[Month]])*(Profiles[Hour Ending]=Supply[[#This Row],[Hour Ending]]),0),MATCH(Supply[[#This Row],[Unit Category]],Profiles[#Headers],0))","v":2790.950102942259}]
[10,"Solar Tracking_Norcal",17,{"$f":"INDEX(NQC[NQC MW],MATCH(1,(NQC[Month]=Supply[[#This Row],[Month]])*(NQC[Unit Category]=Supply[[#This Row],[Unit Category]]),0))*INDEX(Profiles[],MATCH(1,(Profiles[Month]=Supply[[#This Row],[Month]])*(Profiles[Hour Ending]=Supply[[#This Row],[Hour Ending]]),0),MATCH(Supply[[#This Row],[Unit Category]],Profiles[#Headers],0))","v":927.86783042732475}]
[10,"Solar Tracking_Norcal",18,{"$f":"INDEX(NQC[NQC MW],MATCH(1,(NQC[Month]=Supply[[#This Row],[Month]])*(NQC[Unit Category]=Supply[[#This Row],[Unit Category]]),0))*INDEX(Profiles[],MATCH(1,(Profiles[Month]=Supply[[#This Row],[Month]])*(Profiles[Hour Ending]=Supply[[#This Row],[Hour Ending]]),0),MATCH(Supply[[#This Row],[Unit Category]],Profiles[#Headers],0))","v":19.297935332051086}]
[10,"Solar Tracking_Norcal",19,{"$f":"INDEX(NQC[NQC MW],MATCH(1,(NQC[Month]=Supply[[#This Row],[Month]])*(NQC[Unit Category]=Supply[[#This Row],[Unit Category]]),0))*INDEX(Profiles[],MATCH(1,(Profiles[Month]=Supply[[#This Row],[Month]])*(Profiles[Hour Ending]=Supply[[#This Row],[Hour Ending]]),0),MATCH(Supply[[#This Row],[Unit Category]],Profiles[#Headers],0))","v":0}]
[10,"Solar Tracking_Norcal",20,{"$f":"INDEX(NQC[NQC MW],MATCH(1,(NQC[Month]=Supply[[#This Row],[Month]])*(NQC[Unit Category]=Supply[[#This Row],[Unit Category]]),0))*INDEX(Profiles[],MATCH(1,(Profiles[Month]=Supply[[#This Row],[Month]])*(Profiles[Hour Ending]=Supply[[#This Row],[Hour Ending]]),0),MATCH(Supply[[#This Row],[Unit Category]],Profiles[#Headers],0))","v":0}]
[10,"Solar Tracking_Norcal",21,{"$f":"INDEX(NQC[NQC MW],MATCH(1,(NQC[Month]=Supply[[#This Row],[Month]])*(NQC[Unit Category]=Supply[[#This Row],[Unit Category]]),0))*INDEX(Profiles[],MATCH(1,(Profiles[Month]=Supply[[#This Row],[Month]])*(Profiles[Hour Ending]=Supply[[#This Row],[Hour Ending]]),0),MATCH(Supply[[#This Row],[Unit Category]],Profiles[#Headers],0))","v":0}]
[10,"Solar Tracking_Norcal",22,{"$f":"INDEX(NQC[NQC MW],MATCH(1,(NQC[Month]=Supply[[#This Row],[Month]])*(NQC[Unit Category]=Supply[[#This Row],[Unit Category]]),0))*INDEX(Profiles[],MATCH(1,(Profiles[Month]=Supply[[#This Row],[Month]])*(Profiles[Hour Ending]=Supply[[#This Row],[Hour Ending]]),0),MATCH(Supply[[#This Row],[Unit Category]],Profiles[#Headers],0))","v":0}]
[10,"Solar Tracking_Norcal",23,{"$f":"INDEX(NQC[NQC MW],MATCH(1,(NQC[Month]=Supply[[#This Row],[Month]])*(NQC[Unit Category]=Supply[[#This Row],[Unit Category]]),0))*INDEX(Profiles[],MATCH(1,(Profiles[Month]=Supply[[#This Row],[Month]])*(Profiles[Hour Ending]=Supply[[#This Row],[Hour Ending]]),0),MATCH(Supply[[#This Row],[Unit Category]],Profiles[#Headers],0))","v":0}]
[10,"Solar Tracking_Norcal",24,{"$f":"INDEX(NQC[NQC MW],MATCH(1,(NQC[Month]=Supply[[#This Row],[Month]])*(NQC[Unit Category]=Supply[[#This Row],[Unit Category]]),0))*INDEX(Profiles[],MATCH(1,(Profiles[Month]=Supply[[#This Row],[Month]])*(Profiles[Hour Ending]=Supply[[#This Row],[Hour Ending]]),0),MATCH(Supply[[#This Row],[Unit Category]],Profiles[#Headers],0))","v":0}]
[10,"Solar Tracking_Socal",1,{"$f":"INDEX(NQC[NQC MW],MATCH(1,(NQC[Month]=Supply[[#This Row],[Month]])*(NQC[Unit Category]=Supply[[#This Row],[Unit Category]]),0))*INDEX(Profiles[],MATCH(1,(Profiles[Month]=Supply[[#This Row],[Month]])*(Profiles[Hour Ending]=Supply[[#This Row],[Hour Ending]]),0),MATCH(Supply[[#This Row],[Unit Category]],Profiles[#Headers],0))","v":0}]
[10,"Solar Tracking_Socal",2,{"$f":"INDEX(NQC[NQC MW],MATCH(1,(NQC[Month]=Supply[[#This Row],[Month]])*(NQC[Unit Category]=Supply[[#This Row],[Unit Category]]),0))*INDEX(Profiles[],MATCH(1,(Profiles[Month]=Supply[[#This Row],[Month]])*(Profiles[Hour Ending]=Supply[[#This Row],[Hour Ending]]),0),MATCH(Supply[[#This Row],[Unit Category]],Profiles[#Headers],0))","v":0}]
[10,"Solar Tracking_Socal",3,{"$f":"INDEX(NQC[NQC MW],MATCH(1,(NQC[Month]=Supply[[#This Row],[Month]])*(NQC[Unit Category]=Supply[[#This Row],[Unit Category]]),0))*INDEX(Profiles[],MATCH(1,(Profiles[Month]=Supply[[#This Row],[Month]])*(Profiles[Hour Ending]=Supply[[#This Row],[Hour Ending]]),0),MATCH(Supply[[#This Row],[Unit Category]],Profiles[#Headers],0))","v":0}]
[10,"Solar Tracking_Socal",4,{"$f":"INDEX(NQC[NQC MW],MATCH(1,(NQC[Month]=Supply[[#This Row],[Month]])*(NQC[Unit Category]=Supply[[#This Row],[Unit Category]]),0))*INDEX(Profiles[],MATCH(1,(Profiles[Month]=Supply[[#This Row],[Month]])*(Profiles[Hour Ending]=Supply[[#This Row],[Hour Ending]]),0),MATCH(Supply[[#This Row],[Unit Category]],Profiles[#Headers],0))","v":0}]
[10,"Solar Tracking_Socal",5,{"$f":"INDEX(NQC[NQC MW],MATCH(1,(NQC[Month]=Supply[[#This Row],[Month]])*(NQC[Unit Category]=Supply[[#This Row],[Unit Category]]),0))*INDEX(Profiles[],MATCH(1,(Profiles[Month]=Supply[[#This Row],[Month]])*(Profiles[Hour Ending]=Supply[[#This Row],[Hour Ending]]),0),MATCH(Supply[[#This Row],[Unit Category]],Profiles[#Headers],0))","v":0}]
[10,"Solar Tracking_Socal",6,{"$f":"INDEX(NQC[NQC MW],MATCH(1,(NQC[Month]=Supply[[#This Row],[Month]])*(NQC[Unit Category]=Supply[[#This Row],[Unit Category]]),0))*INDEX(Profiles[],MATCH(1,(Profiles[Month]=Supply[[#This Row],[Month]])*(Profiles[Hour Ending]=Supply[[#This Row],[Hour Ending]]),0),MATCH(Supply[[#This Row],[Unit Category]],Profiles[#Headers],0))","v":5.0439303959167923}]
[10,"Solar Tracking_Socal",7,{"$f":"INDEX(NQC[NQC MW],MATCH(1,(NQC[Month]=Supply[[#This Row],[Month]])*(NQC[Unit Category]=Supply[[#This Row],[Unit Category]]),0))*INDEX(Profiles[],MATCH(1,(Profiles[Month]=Supply[[#This Row],[Month]])*(Profiles[Hour Ending]=Supply[[#This Row],[Hour Ending]]),0),MATCH(Supply[[#This Row],[Unit Category]],Profiles[#Headers],0))","v":1528.9904971268447}]
[10,"Solar Tracking_Socal",8,{"$f":"INDEX(NQC[NQC MW],MATCH(1,(NQC[Month]=Supply[[#This Row],[Month]])*(NQC[Unit Category]=Supply[[#This Row],[Unit Category]]),0))*INDEX(Profiles[],MATCH(1,(Profiles[Month]=Supply[[#This Row],[Month]])*(Profiles[Hour Ending]=Supply[[#This Row],[Hour Ending]]),0),MATCH(Supply[[#This Row],[Unit Category]],Profiles[#Headers],0))","v":6087.9155656761741}]
[10,"Solar Tracking_Socal",9,{"$f":"INDEX(NQC[NQC MW],MATCH(1,(NQC[Month]=Supply[[#This Row],[Month]])*(NQC[Unit Category]=Supply[[#This Row],[Unit Category]]),0))*INDEX(Profiles[],MATCH(1,(Profiles[Month]=Supply[[#This Row],[Month]])*(Profiles[Hour Ending]=Supply[[#This Row],[Hour Ending]]),0),MATCH(Supply[[#This Row],[Unit Category]],Profiles[#Headers],0))","v":7732.9830546814192}]
[10,"Solar Tracking_Socal",10,{"$f":"INDEX(NQC[NQC MW],MATCH(1,(NQC[Month]=Supply[[#This Row],[Month]])*(NQC[Unit Category]=Supply[[#This Row],[Unit Category]]),0))*INDEX(Profiles[],MATCH(1,(Profiles[Month]=Supply[[#This Row],[Month]])*(Profiles[Hour Ending]=Supply[[#This Row],[Hour Ending]]),0),MATCH(Supply[[#This Row],[Unit Category]],Profiles[#Headers],0))","v":7967.7354384719602}]
[10,"Solar Tracking_Socal",11,{"$f":"INDEX(NQC[NQC MW],MATCH(1,(NQC[Month]=Supply[[#This Row],[Month]])*(NQC[Unit Category]=Supply[[#This Row],[Unit Category]]),0))*INDEX(Profiles[],MATCH(1,(Profiles[Month]=Supply[[#This Row],[Month]])*(Profiles[Hour Ending]=Supply[[#This Row],[Hour Ending]]),0),MATCH(Supply[[#This Row],[Unit Category]],Profiles[#Headers],0))","v":7898.169176048078}]
[10,"Solar Tracking_Socal",12,{"$f":"INDEX(NQC[NQC MW],MATCH(1,(NQC[Month]=Supply[[#This Row],[Month]])*(NQC[Unit Category]=Supply[[#This Row],[Unit Category]]),0))*INDEX(Profiles[],MATCH(1,(Profiles[Month]=Supply[[#This Row],[Month]])*(Profiles[Hour Ending]=Supply[[#This Row],[Hour Ending]]),0),MATCH(Supply[[#This Row],[Unit Category]],Profiles[#Headers],0))","v":7920.4883137245824}]
[10,"Solar Tracking_Socal",13,{"$f":"INDEX(NQC[NQC MW],MATCH(1,(NQC[Month]=Supply[[#This Row],[Month]])*(NQC[Unit Category]=Supply[[#This Row],[Unit Category]]),0))*INDEX(Profiles[],MATCH(1,(Profiles[Month]=Supply[[#This Row],[Month]])*(Profiles[Hour Ending]=Supply[[#This Row],[Hour Ending]]),0),MATCH(Supply[[#This Row],[Unit Category]],Profiles[#Headers],0))","v":7961.587188141033}]
[10,"Solar Tracking_Socal",14,{"$f":"INDEX(NQC[NQC MW],MATCH(1,(NQC[Month]=Supply[[#This Row],[Month]])*(NQC[Unit Category]=Supply[[#This Row],[Unit Category]]),0))*INDEX(Profiles[],MATCH(1,(Profiles[Month]=Supply[[#This Row],[Month]])*(Profiles[Hour Ending]=Supply[[#This Row],[Hour Ending]]),0),MATCH(Supply[[#This Row],[Unit Category]],Profiles[#Headers],0))","v":7997.434003398449}]
[10,"Solar Tracking_Socal",15,{"$f":"INDEX(NQC[NQC MW],MATCH(1,(NQC[Month]=Supply[[#This Row],[Month]])*(NQC[Unit Category]=Supply[[#This Row],[Unit Category]]),0))*INDEX(Profiles[],MATCH(1,(Profiles[Month]=Supply[[#This Row],[Month]])*(Profiles[Hour Ending]=Supply[[#This Row],[Hour Ending]]),0),MATCH(Supply[[#This Row],[Unit Category]],Profiles[#Headers],0))","v":7824.357724603482}]
[10,"Solar Tracking_Socal",16,{"$f":"INDEX(NQC[NQC MW],MATCH(1,(NQC[Month]=Supply[[#This Row],[Month]])*(NQC[Unit Category]=Supply[[#This Row],[Unit Category]]),0))*INDEX(Profiles[],MATCH(1,(Profiles[Month]=Supply[[#This Row],[Month]])*(Profiles[Hour Ending]=Supply[[#This Row],[Hour Ending]]),0),MATCH(Supply[[#This Row],[Unit Category]],Profiles[#Headers],0))","v":6121.6927594310673}]
[10,"Solar Tracking_Socal",17,{"$f":"INDEX(NQC[NQC MW],MATCH(1,(NQC[Month]=Supply[[#This Row],[Month]])*(NQC[Unit Category]=Supply[[#This Row],[Unit Category]]),0))*INDEX(Profiles[],MATCH(1,(Profiles[Month]=Supply[[#This Row],[Month]])*(Profiles[Hour Ending]=Supply[[#This Row],[Hour Ending]]),0),MATCH(Supply[[#This Row],[Unit Category]],Profiles[#Headers],0))","v":1726.7907505769988}]
[10,"Solar Tracking_Socal",18,{"$f":"INDEX(NQC[NQC MW],MATCH(1,(NQC[Month]=Supply[[#This Row],[Month]])*(NQC[Unit Category]=Supply[[#This Row],[Unit Category]]),0))*INDEX(Profiles[],MATCH(1,(Profiles[Month]=Supply[[#This Row],[Month]])*(Profiles[Hour Ending]=Supply[[#This Row],[Hour Ending]]),0),MATCH(Supply[[#This Row],[Unit Category]],Profiles[#Headers],0))","v":19.092706895407591}]
[10,"Solar Tracking_Socal",19,{"$f":"INDEX(NQC[NQC MW],MATCH(1,(NQC[Month]=Supply[[#This Row],[Month]])*(NQC[Unit Category]=Supply[[#This Row],[Unit Category]]),0))*INDEX(Profiles[],MATCH(1,(Profiles[Month]=Supply[[#This Row],[Month]])*(Profiles[Hour Ending]=Supply[[#This Row],[Hour Ending]]),0),MATCH(Supply[[#This Row],[Unit Category]],Profiles[#Headers],0))","v":0}]
[10,"Solar Tracking_Socal",20,{"$f":"INDEX(NQC[NQC MW],MATCH(1,(NQC[Month]=Supply[[#This Row],[Month]])*(NQC[Unit Category]=Supply[[#This Row],[Unit Category]]),0))*INDEX(Profiles[],MATCH(1,(Profiles[Month]=Supply[[#This Row],[Month]])*(Profiles[Hour Ending]=Supply[[#This Row],[Hour Ending]]),0),MATCH(Supply[[#This Row],[Unit Category]],Profiles[#Headers],0))","v":0}]
[10,"Solar Tracking_Socal",21,{"$f":"INDEX(NQC[NQC MW],MATCH(1,(NQC[Month]=Supply[[#This Row],[Month]])*(NQC[Unit Category]=Supply[[#This Row],[Unit Category]]),0))*INDEX(Profiles[],MATCH(1,(Profiles[Month]=Supply[[#This Row],[Month]])*(Profiles[Hour Ending]=Supply[[#This Row],[Hour Ending]]),0),MATCH(Supply[[#This Row],[Unit Category]],Profiles[#Headers],0))","v":0}]
[10,"Solar Tracking_Socal",22,{"$f":"INDEX(NQC[NQC MW],MATCH(1,(NQC[Month]=Supply[[#This Row],[Month]])*(NQC[Unit Category]=Supply[[#This Row],[Unit Category]]),0))*INDEX(Profiles[],MATCH(1,(Profiles[Month]=Supply[[#This Row],[Month]])*(Profiles[Hour Ending]=Supply[[#This Row],[Hour Ending]]),0),MATCH(Supply[[#This Row],[Unit Category]],Profiles[#Headers],0))","v":0}]
[10,"Solar Tracking_Socal",23,{"$f":"INDEX(NQC[NQC MW],MATCH(1,(NQC[Month]=Supply[[#This Row],[Month]])*(NQC[Unit Category]=Supply[[#This Row],[Unit Category]]),0))*INDEX(Profiles[],MATCH(1,(Profiles[Month]=Supply[[#This Row],[Month]])*(Profiles[Hour Ending]=Supply[[#This Row],[Hour Ending]]),0),MATCH(Supply[[#This Row],[Unit Category]],Profiles[#Headers],0))","v":0}]
[10,"Solar Tracking_Socal",24,{"$f":"INDEX(NQC[NQC MW],MATCH(1,(NQC[Month]=Supply[[#This Row],[Month]])*(NQC[Unit Category]=Supply[[#This Row],[Unit Category]]),0))*INDEX(Profiles[],MATCH(1,(Profiles[Month]=Supply[[#This Row],[Month]])*(Profiles[Hour Ending]=Supply[[#This Row],[Hour Ending]]),0),MATCH(Supply[[#This Row],[Unit Category]],Profiles[#Headers],0))","v":0}]
[10,"Wind_Norcal",1,{"$f":"INDEX(NQC[NQC MW],MATCH(1,(NQC[Month]=Supply[[#This Row],[Month]])*(NQC[Unit Category]=Supply[[#This Row],[Unit Category]]),0))*INDEX(Profiles[],MATCH(1,(Profiles[Month]=Supply[[#This Row],[Month]])*(Profiles[Hour Ending]=Supply[[#This Row],[Hour Ending]]),0),MATCH(Supply[[#This Row],[Unit Category]],Profiles[#Headers],0))","v":394.59176853558722}]
[10,"Wind_Norcal",2,{"$f":"INDEX(NQC[NQC MW],MATCH(1,(NQC[Month]=Supply[[#This Row],[Month]])*(NQC[Unit Category]=Supply[[#This Row],[Unit Category]]),0))*INDEX(Profiles[],MATCH(1,(Profiles[Month]=Supply[[#This Row],[Month]])*(Profiles[Hour Ending]=Supply[[#This Row],[Hour Ending]]),0),MATCH(Supply[[#This Row],[Unit Category]],Profiles[#Headers],0))","v":384.88814540778986}]
[10,"Wind_Norcal",3,{"$f":"INDEX(NQC[NQC MW],MATCH(1,(NQC[Month]=Supply[[#This Row],[Month]])*(NQC[Unit Category]=Supply[[#This Row],[Unit Category]]),0))*INDEX(Profiles[],MATCH(1,(Profiles[Month]=Supply[[#This Row],[Month]])*(Profiles[Hour Ending]=Supply[[#This Row],[Hour Ending]]),0),MATCH(Supply[[#This Row],[Unit Category]],Profiles[#Headers],0))","v":344.59022292617635}]
[10,"Wind_Norcal",4,{"$f":"INDEX(NQC[NQC MW],MATCH(1,(NQC[Month]=Supply[[#This Row],[Month]])*(NQC[Unit Category]=Supply[[#This Row],[Unit Category]]),0))*INDEX(Profiles[],MATCH(1,(Profiles[Month]=Supply[[#This Row],[Month]])*(Profiles[Hour Ending]=Supply[[#This Row],[Hour Ending]]),0),MATCH(Supply[[#This Row],[Unit Category]],Profiles[#Headers],0))","v":315.74443862460117}]
[10,"Wind_Norcal",5,{"$f":"INDEX(NQC[NQC MW],MATCH(1,(NQC[Month]=Supply[[#This Row],[Month]])*(NQC[Unit Category]=Supply[[#This Row],[Unit Category]]),0))*INDEX(Profiles[],MATCH(1,(Profiles[Month]=Supply[[#This Row],[Month]])*(Profiles[Hour Ending]=Supply[[#This Row],[Hour Ending]]),0),MATCH(Supply[[#This Row],[Unit Category]],Profiles[#Headers],0))","v":287.51418524642844}]
[10,"Wind_Norcal",6,{"$f":"INDEX(NQC[NQC MW],MATCH(1,(NQC[Month]=Supply[[#This Row],[Month]])*(NQC[Unit Category]=Supply[[#This Row],[Unit Category]]),0))*INDEX(Profiles[],MATCH(1,(Profiles[Month]=Supply[[#This Row],[Month]])*(Profiles[Hour Ending]=Supply[[#This Row],[Hour Ending]]),0),MATCH(Supply[[#This Row],[Unit Category]],Profiles[#Headers],0))","v":213.82376133999273}]
[10,"Wind_Norcal",7,{"$f":"INDEX(NQC[NQC MW],MATCH(1,(NQC[Month]=Supply[[#This Row],[Month]])*(NQC[Unit Category]=Supply[[#This Row],[Unit Category]]),0))*INDEX(Profiles[],MATCH(1,(Profiles[Month]=Supply[[#This Row],[Month]])*(Profiles[Hour Ending]=Supply[[#This Row],[Hour Ending]]),0),MATCH(Supply[[#This Row],[Unit Category]],Profiles[#Headers],0))","v":203.92740690225781}]
[10,"Wind_Norcal",8,{"$f":"INDEX(NQC[NQC MW],MATCH(1,(NQC[Month]=Supply[[#This Row],[Month]])*(NQC[Unit Category]=Supply[[#This Row],[Unit Category]]),0))*INDEX(Profiles[],MATCH(1,(Profiles[Month]=Supply[[#This Row],[Month]])*(Profiles[Hour Ending]=Supply[[#This Row],[Hour Ending]]),0),MATCH(Supply[[#This Row],[Unit Category]],Profiles[#Headers],0))","v":159.61075857487805}]
[10,"Wind_Norcal",9,{"$f":"INDEX(NQC[NQC MW],MATCH(1,(NQC[Month]=Supply[[#This Row],[Month]])*(NQC[Unit Category]=Supply[[#This Row],[Unit Category]]),0))*INDEX(Profiles[],MATCH(1,(Profiles[Month]=Supply[[#This Row],[Month]])*(Profiles[Hour Ending]=Supply[[#This Row],[Hour Ending]]),0),MATCH(Supply[[#This Row],[Unit Category]],Profiles[#Headers],0))","v":135.20973818847455}]
[10,"Wind_Norcal",10,{"$f":"INDEX(NQC[NQC MW],MATCH(1,(NQC[Month]=Supply[[#This Row],[Month]])*(NQC[Unit Category]=Supply[[#This Row],[Unit Category]]),0))*INDEX(Profiles[],MATCH(1,(Profiles[Month]=Supply[[#This Row],[Month]])*(Profiles[Hour Ending]=Supply[[#This Row],[Hour Ending]]),0),MATCH(Supply[[#This Row],[Unit Category]],Profiles[#Headers],0))","v":135.84766254167906}]
[10,"Wind_Norcal",11,{"$f":"INDEX(NQC[NQC MW],MATCH(1,(NQC[Month]=Supply[[#This Row],[Month]])*(NQC[Unit Category]=Supply[[#This Row],[Unit Category]]),0))*INDEX(Profiles[],MATCH(1,(Profiles[Month]=Supply[[#This Row],[Month]])*(Profiles[Hour Ending]=Supply[[#This Row],[Hour Ending]]),0),MATCH(Supply[[#This Row],[Unit Category]],Profiles[#Headers],0))","v":108.85187827134955}]
[10,"Wind_Norcal",12,{"$f":"INDEX(NQC[NQC MW],MATCH(1,(NQC[Month]=Supply[[#This Row],[Month]])*(NQC[Unit Category]=Supply[[#This Row],[Unit Category]]),0))*INDEX(Profiles[],MATCH(1,(Profiles[Month]=Supply[[#This Row],[Month]])*(Profiles[Hour Ending]=Supply[[#This Row],[Hour Ending]]),0),MATCH(Supply[[#This Row],[Unit Category]],Profiles[#Headers],0))","v":101.7105818979398}]
[10,"Wind_Norcal",13,{"$f":"INDEX(NQC[NQC MW],MATCH(1,(NQC[Month]=Supply[[#This Row],[Month]])*(NQC[Unit Category]=Supply[[#This Row],[Unit Category]]),0))*INDEX(Profiles[],MATCH(1,(Profiles[Month]=Supply[[#This Row],[Month]])*(Profiles[Hour Ending]=Supply[[#This Row],[Hour Ending]]),0),MATCH(Supply[[#This Row],[Unit Category]],Profiles[#Headers],0))","v":92.78350351504929}]
[10,"Wind_Norcal",14,{"$f":"INDEX(NQC[NQC MW],MATCH(1,(NQC[Month]=Supply[[#This Row],[Month]])*(NQC[Unit Category]=Supply[[#This Row],[Unit Category]]),0))*INDEX(Profiles[],MATCH(1,(Profiles[Month]=Supply[[#This Row],[Month]])*(Profiles[Hour Ending]=Supply[[#This Row],[Hour Ending]]),0),MATCH(Supply[[#This Row],[Unit Category]],Profiles[#Headers],0))","v":92.090905721632211}]
[10,"Wind_Norcal",15,{"$f":"INDEX(NQC[NQC MW],MATCH(1,(NQC[Month]=Supply[[#This Row],[Month]])*(NQC[Unit Category]=Supply[[#This Row],[Unit Category]]),0))*INDEX(Profiles[],MATCH(1,(Profiles[Month]=Supply[[#This Row],[Month]])*(Profiles[Hour Ending]=Supply[[#This Row],[Hour Ending]]),0),MATCH(Supply[[#This Row],[Unit Category]],Profiles[#Headers],0))","v":99.683121756818409}]
[10,"Wind_Norcal",16,{"$f":"INDEX(NQC[NQC MW],MATCH(1,(NQC[Month]=Supply[[#This Row],[Month]])*(NQC[Unit Category]=Supply[[#This Row],[Unit Category]]),0))*INDEX(Profiles[],MATCH(1,(Profiles[Month]=Supply[[#This Row],[Month]])*(Profiles[Hour Ending]=Supply[[#This Row],[Hour Ending]]),0),MATCH(Supply[[#This Row],[Unit Category]],Profiles[#Headers],0))","v":112.34120088697468}]
[10,"Wind_Norcal",17,{"$f":"INDEX(NQC[NQC MW],MATCH(1,(NQC[Month]=Supply[[#This Row],[Month]])*(NQC[Unit Category]=Supply[[#This Row],[Unit Category]]),0))*INDEX(Profiles[],MATCH(1,(Profiles[Month]=Supply[[#This Row],[Month]])*(Profiles[Hour Ending]=Supply[[#This Row],[Hour Ending]]),0),MATCH(Supply[[#This Row],[Unit Category]],Profiles[#Headers],0))","v":137.50446239531254}]
[10,"Wind_Norcal",18,{"$f":"INDEX(NQC[NQC MW],MATCH(1,(NQC[Month]=Supply[[#This Row],[Month]])*(NQC[Unit Category]=Supply[[#This Row],[Unit Category]]),0))*INDEX(Profiles[],MATCH(1,(Profiles[Month]=Supply[[#This Row],[Month]])*(Profiles[Hour Ending]=Supply[[#This Row],[Hour Ending]]),0),MATCH(Supply[[#This Row],[Unit Category]],Profiles[#Headers],0))","v":209.69623405072028}]
[10,"Wind_Norcal",19,{"$f":"INDEX(NQC[NQC MW],MATCH(1,(NQC[Month]=Supply[[#This Row],[Month]])*(NQC[Unit Category]=Supply[[#This Row],[Unit Category]]),0))*INDEX(Profiles[],MATCH(1,(Profiles[Month]=Supply[[#This Row],[Month]])*(Profiles[Hour Ending]=Supply[[#This Row],[Hour Ending]]),0),MATCH(Supply[[#This Row],[Unit Category]],Profiles[#Headers],0))","v":234.87159810609651}]
[10,"Wind_Norcal",20,{"$f":"INDEX(NQC[NQC MW],MATCH(1,(NQC[Month]=Supply[[#This Row],[Month]])*(NQC[Unit Category]=Supply[[#This Row],[Unit Category]]),0))*INDEX(Profiles[],MATCH(1,(Profiles[Month]=Supply[[#This Row],[Month]])*(Profiles[Hour Ending]=Supply[[#This Row],[Hour Ending]]),0),MATCH(Supply[[#This Row],[Unit Category]],Profiles[#Headers],0))","v":279.37964921192588}]
[10,"Wind_Norcal",21,{"$f":"INDEX(NQC[NQC MW],MATCH(1,(NQC[Month]=Supply[[#This Row],[Month]])*(NQC[Unit Category]=Supply[[#This Row],[Unit Category]]),0))*INDEX(Profiles[],MATCH(1,(Profiles[Month]=Supply[[#This Row],[Month]])*(Profiles[Hour Ending]=Supply[[#This Row],[Hour Ending]]),0),MATCH(Supply[[#This Row],[Unit Category]],Profiles[#Headers],0))","v":352.42243622906847}]
[10,"Wind_Norcal",22,{"$f":"INDEX(NQC[NQC MW],MATCH(1,(NQC[Month]=Supply[[#This Row],[Month]])*(NQC[Unit Category]=Supply[[#This Row],[Unit Category]]),0))*INDEX(Profiles[],MATCH(1,(Profiles[Month]=Supply[[#This Row],[Month]])*(Profiles[Hour Ending]=Supply[[#This Row],[Hour Ending]]),0),MATCH(Supply[[#This Row],[Unit Category]],Profiles[#Headers],0))","v":394.23307948459637}]
[10,"Wind_Norcal",23,{"$f":"INDEX(NQC[NQC MW],MATCH(1,(NQC[Month]=Supply[[#This Row],[Month]])*(NQC[Unit Category]=Supply[[#This Row],[Unit Category]]),0))*INDEX(Profiles[],MATCH(1,(Profiles[Month]=Supply[[#This Row],[Month]])*(Profiles[Hour Ending]=Supply[[#This Row],[Hour Ending]]),0),MATCH(Supply[[#This Row],[Unit Category]],Profiles[#Headers],0))","v":439.98549232226588}]
[10,"Wind_Norcal",24,{"$f":"INDEX(NQC[NQC MW],MATCH(1,(NQC[Month]=Supply[[#This Row],[Month]])*(NQC[Unit Category]=Supply[[#This Row],[Unit Category]]),0))*INDEX(Profiles[],MATCH(1,(Profiles[Month]=Supply[[#This Row],[Month]])*(Profiles[Hour Ending]=Supply[[#This Row],[Hour Ending]]),0),MATCH(Supply[[#This Row],[Unit Category]],Profiles[#Headers],0))","v":441.08497666176788}]
[10,"Wind_Socal",1,{"$f":"INDEX(NQC[NQC MW],MATCH(1,(NQC[Month]=Supply[[#This Row],[Month]])*(NQC[Unit Category]=Supply[[#This Row],[Unit Category]]),0))*INDEX(Profiles[],MATCH(1,(Profiles[Month]=Supply[[#This Row],[Month]])*(Profiles[Hour Ending]=Supply[[#This Row],[Hour Ending]]),0),MATCH(Supply[[#This Row],[Unit Category]],Profiles[#Headers],0))","v":654.50432841215627}]
[10,"Wind_Socal",2,{"$f":"INDEX(NQC[NQC MW],MATCH(1,(NQC[Month]=Supply[[#This Row],[Month]])*(NQC[Unit Category]=Supply[[#This Row],[Unit Category]]),0))*INDEX(Profiles[],MATCH(1,(Profiles[Month]=Supply[[#This Row],[Month]])*(Profiles[Hour Ending]=Supply[[#This Row],[Hour Ending]]),0),MATCH(Supply[[#This Row],[Unit Category]],Profiles[#Headers],0))","v":634.37835301189739}]
[10,"Wind_Socal",3,{"$f":"INDEX(NQC[NQC MW],MATCH(1,(NQC[Month]=Supply[[#This Row],[Month]])*(NQC[Unit Category]=Supply[[#This Row],[Unit Category]]),0))*INDEX(Profiles[],MATCH(1,(Profiles[Month]=Supply[[#This Row],[Month]])*(Profiles[Hour Ending]=Supply[[#This Row],[Hour Ending]]),0),MATCH(Supply[[#This Row],[Unit Category]],Profiles[#Headers],0))","v":605.31879981854422}]
[10,"Wind_Socal",4,{"$f":"INDEX(NQC[NQC MW],MATCH(1,(NQC[Month]=Supply[[#This Row],[Month]])*(NQC[Unit Category]=Supply[[#This Row],[Unit Category]]),0))*INDEX(Profiles[],MATCH(1,(Profiles[Month]=Supply[[#This Row],[Month]])*(Profiles[Hour Ending]=Supply[[#This Row],[Hour Ending]]),0),MATCH(Supply[[#This Row],[Unit Category]],Profiles[#Headers],0))","v":538.584336590779}]
[10,"Wind_Socal",5,{"$f":"INDEX(NQC[NQC MW],MATCH(1,(NQC[Month]=Supply[[#This Row],[Month]])*(NQC[Unit Category]=Supply[[#This Row],[Unit Category]]),0))*INDEX(Profiles[],MATCH(1,(Profiles[Month]=Supply[[#This Row],[Month]])*(Profiles[Hour Ending]=Supply[[#This Row],[Hour Ending]]),0),MATCH(Supply[[#This Row],[Unit Category]],Profiles[#Headers],0))","v":495.65937784847677}]
[10,"Wind_Socal",6,{"$f":"INDEX(NQC[NQC MW],MATCH(1,(NQC[Month]=Supply[[#This Row],[Month]])*(NQC[Unit Category]=Supply[[#This Row],[Unit Category]]),0))*INDEX(Profiles[],MATCH(1,(Profiles[Month]=Supply[[#This Row],[Month]])*(Profiles[Hour Ending]=Supply[[#This Row],[Hour Ending]]),0),MATCH(Supply[[#This Row],[Unit Category]],Profiles[#Headers],0))","v":475.63971151655028}]
[10,"Wind_Socal",7,{"$f":"INDEX(NQC[NQC MW],MATCH(1,(NQC[Month]=Supply[[#This Row],[Month]])*(NQC[Unit Category]=Supply[[#This Row],[Unit Category]]),0))*INDEX(Profiles[],MATCH(1,(Profiles[Month]=Supply[[#This Row],[Month]])*(Profiles[Hour Ending]=Supply[[#This Row],[Hour Ending]]),0),MATCH(Supply[[#This Row],[Unit Category]],Profiles[#Headers],0))","v":338.6147023282515}]
[10,"Wind_Socal",8,{"$f":"INDEX(NQC[NQC MW],MATCH(1,(NQC[Month]=Supply[[#This Row],[Month]])*(NQC[Unit Category]=Supply[[#This Row],[Unit Category]]),0))*INDEX(Profiles[],MATCH(1,(Profiles[Month]=Supply[[#This Row],[Month]])*(Profiles[Hour Ending]=Supply[[#This Row],[Hour Ending]]),0),MATCH(Supply[[#This Row],[Unit Category]],Profiles[#Headers],0))","v":248.49791836739013}]
[10,"Wind_Socal",9,{"$f":"INDEX(NQC[NQC MW],MATCH(1,(NQC[Month]=Supply[[#This Row],[Month]])*(NQC[Unit Category]=Supply[[#This Row],[Unit Category]]),0))*INDEX(Profiles[],MATCH(1,(Profiles[Month]=Supply[[#This Row],[Month]])*(Profiles[Hour Ending]=Supply[[#This Row],[Hour Ending]]),0),MATCH(Supply[[#This Row],[Unit Category]],Profiles[#Headers],0))","v":208.76682830548916}]
[10,"Wind_Socal",10,{"$f":"INDEX(NQC[NQC MW],MATCH(1,(NQC[Month]=Supply[[#This Row],[Month]])*(NQC[Unit Category]=Supply[[#This Row],[Unit Category]]),0))*INDEX(Profiles[],MATCH(1,(Profiles[Month]=Supply[[#This Row],[Month]])*(Profiles[Hour Ending]=Supply[[#This Row],[Hour Ending]]),0),MATCH(Supply[[#This Row],[Unit Category]],Profiles[#Headers],0))","v":228.45457263098666}]
[10,"Wind_Socal",11,{"$f":"INDEX(NQC[NQC MW],MATCH(1,(NQC[Month]=Supply[[#This Row],[Month]])*(NQC[Unit Category]=Supply[[#This Row],[Unit Category]]),0))*INDEX(Profiles[],MATCH(1,(Profiles[Month]=Supply[[#This Row],[Month]])*(Profiles[Hour Ending]=Supply[[#This Row],[Hour Ending]]),0),MATCH(Supply[[#This Row],[Unit Category]],Profiles[#Headers],0))","v":293.21088822482017}]
[10,"Wind_Socal",12,{"$f":"INDEX(NQC[NQC MW],MATCH(1,(NQC[Month]=Supply[[#This Row],[Month]])*(NQC[Unit Category]=Supply[[#This Row],[Unit Category]]),0))*INDEX(Profiles[],MATCH(1,(Profiles[Month]=Supply[[#This Row],[Month]])*(Profiles[Hour Ending]=Supply[[#This Row],[Hour Ending]]),0),MATCH(Supply[[#This Row],[Unit Category]],Profiles[#Headers],0))","v":317.04500414732416}]
[10,"Wind_Socal",13,{"$f":"INDEX(NQC[NQC MW],MATCH(1,(NQC[Month]=Supply[[#This Row],[Month]])*(NQC[Unit Category]=Supply[[#This Row],[Unit Category]]),0))*INDEX(Profiles[],MATCH(1,(Profiles[Month]=Supply[[#This Row],[Month]])*(Profiles[Hour Ending]=Supply[[#This Row],[Hour Ending]]),0),MATCH(Supply[[#This Row],[Unit Category]],Profiles[#Headers],0))","v":292.10982334642847}]
[10,"Wind_Socal",14,{"$f":"INDEX(NQC[NQC MW],MATCH(1,(NQC[Month]=Supply[[#This Row],[Month]])*(NQC[Unit Category]=Supply[[#This Row],[Unit Category]]),0))*INDEX(Profiles[],MATCH(1,(Profiles[Month]=Supply[[#This Row],[Month]])*(Profiles[Hour Ending]=Supply[[#This Row],[Hour Ending]]),0),MATCH(Supply[[#This Row],[Unit Category]],Profiles[#Headers],0))","v":330.34022927951122}]
[10,"Wind_Socal",15,{"$f":"INDEX(NQC[NQC MW],MATCH(1,(NQC[Month]=Supply[[#This Row],[Month]])*(NQC[Unit Category]=Supply[[#This Row],[Unit Category]]),0))*INDEX(Profiles[],MATCH(1,(Profiles[Month]=Supply[[#This Row],[Month]])*(Profiles[Hour Ending]=Supply[[#This Row],[Hour Ending]]),0),MATCH(Supply[[#This Row],[Unit Category]],Profiles[#Headers],0))","v":350.07717821618508}]
[10,"Wind_Socal",16,{"$f":"INDEX(NQC[NQC MW],MATCH(1,(NQC[Month]=Supply[[#This Row],[Month]])*(NQC[Unit Category]=Supply[[#This Row],[Unit Category]]),0))*INDEX(Profiles[],MATCH(1,(Profiles[Month]=Supply[[#This Row],[Month]])*(Profiles[Hour Ending]=Supply[[#This Row],[Hour Ending]]),0),MATCH(Supply[[#This Row],[Unit Category]],Profiles[#Headers],0))","v":433.89359753888101}]
[10,"Wind_Socal",17,{"$f":"INDEX(NQC[NQC MW],MATCH(1,(NQC[Month]=Supply[[#This Row],[Month]])*(NQC[Unit Category]=Supply[[#This Row],[Unit Category]]),0))*INDEX(Profiles[],MATCH(1,(Profiles[Month]=Supply[[#This Row],[Month]])*(Profiles[Hour Ending]=Supply[[#This Row],[Hour Ending]]),0),MATCH(Supply[[#This Row],[Unit Category]],Profiles[#Headers],0))","v":585.55366183358103}]
[10,"Wind_Socal",18,{"$f":"INDEX(NQC[NQC MW],MATCH(1,(NQC[Month]=Supply[[#This Row],[Month]])*(NQC[Unit Category]=Supply[[#This Row],[Unit Category]]),0))*INDEX(Profiles[],MATCH(1,(Profiles[Month]=Supply[[#This Row],[Month]])*(Profiles[Hour Ending]=Supply[[#This Row],[Hour Ending]]),0),MATCH(Supply[[#This Row],[Unit Category]],Profiles[#Headers],0))","v":660.88954827291855}]
[10,"Wind_Socal",19,{"$f":"INDEX(NQC[NQC MW],MATCH(1,(NQC[Month]=Supply[[#This Row],[Month]])*(NQC[Unit Category]=Supply[[#This Row],[Unit Category]]),0))*INDEX(Profiles[],MATCH(1,(Profiles[Month]=Supply[[#This Row],[Month]])*(Profiles[Hour Ending]=Supply[[#This Row],[Hour Ending]]),0),MATCH(Supply[[#This Row],[Unit Category]],Profiles[#Headers],0))","v":752.65869454618644}]
[10,"Wind_Socal",20,{"$f":"INDEX(NQC[NQC MW],MATCH(1,(NQC[Month]=Supply[[#This Row],[Month]])*(NQC[Unit Category]=Supply[[#This Row],[Unit Category]]),0))*INDEX(Profiles[],MATCH(1,(Profiles[Month]=Supply[[#This Row],[Month]])*(Profiles[Hour Ending]=Supply[[#This Row],[Hour Ending]]),0),MATCH(Supply[[#This Row],[Unit Category]],Profiles[#Headers],0))","v":863.81686543422165}]
[10,"Wind_Socal",21,{"$f":"INDEX(NQC[NQC MW],MATCH(1,(NQC[Month]=Supply[[#This Row],[Month]])*(NQC[Unit Category]=Supply[[#This Row],[Unit Category]]),0))*INDEX(Profiles[],MATCH(1,(Profiles[Month]=Supply[[#This Row],[Month]])*(Profiles[Hour Ending]=Supply[[#This Row],[Hour Ending]]),0),MATCH(Supply[[#This Row],[Unit Category]],Profiles[#Headers],0))","v":778.17739943346544}]
[10,"Wind_Socal",22,{"$f":"INDEX(NQC[NQC MW],MATCH(1,(NQC[Month]=Supply[[#This Row],[Month]])*(NQC[Unit Category]=Supply[[#This Row],[Unit Category]]),0))*INDEX(Profiles[],MATCH(1,(Profiles[Month]=Supply[[#This Row],[Month]])*(Profiles[Hour Ending]=Supply[[#This Row],[Hour Ending]]),0),MATCH(Supply[[#This Row],[Unit Category]],Profiles[#Headers],0))","v":707.37604270591635}]
[10,"Wind_Socal",23,{"$f":"INDEX(NQC[NQC MW],MATCH(1,(NQC[Month]=Supply[[#This Row],[Month]])*(NQC[Unit Category]=Supply[[#This Row],[Unit Category]]),0))*INDEX(Profiles[],MATCH(1,(Profiles[Month]=Supply[[#This Row],[Month]])*(Profiles[Hour Ending]=Supply[[#This Row],[Hour Ending]]),0),MATCH(Supply[[#This Row],[Unit Category]],Profiles[#Headers],0))","v":648.26766894217781}]
[10,"Wind_Socal",24,{"$f":"INDEX(NQC[NQC MW],MATCH(1,(NQC[Month]=Supply[[#This Row],[Month]])*(NQC[Unit Category]=Supply[[#This Row],[Unit Category]]),0))*INDEX(Profiles[],MATCH(1,(Profiles[Month]=Supply[[#This Row],[Month]])*(Profiles[Hour Ending]=Supply[[#This Row],[Hour Ending]]),0),MATCH(Supply[[#This Row],[Unit Category]],Profiles[#Headers],0))","v":638.95271053385773}]
[11,"Biogas",1,{"$f":"INDEX(NQC[NQC MW],MATCH(1,(NQC[Month]=Supply[[#This Row],[Month]])*(NQC[Unit Category]=Supply[[#This Row],[Unit Category]]),0))*INDEX(Profiles[],MATCH(1,(Profiles[Month]=Supply[[#This Row],[Month]])*(Profiles[Hour Ending]=Supply[[#This Row],[Hour Ending]]),0),MATCH(Supply[[#This Row],[Unit Category]],Profiles[#Headers],0))","v":200.35879400000005}]
[11,"Biogas",2,{"$f":"INDEX(NQC[NQC MW],MATCH(1,(NQC[Month]=Supply[[#This Row],[Month]])*(NQC[Unit Category]=Supply[[#This Row],[Unit Category]]),0))*INDEX(Profiles[],MATCH(1,(Profiles[Month]=Supply[[#This Row],[Month]])*(Profiles[Hour Ending]=Supply[[#This Row],[Hour Ending]]),0),MATCH(Supply[[#This Row],[Unit Category]],Profiles[#Headers],0))","v":200.35879400000005}]
[11,"Biogas",3,{"$f":"INDEX(NQC[NQC MW],MATCH(1,(NQC[Month]=Supply[[#This Row],[Month]])*(NQC[Unit Category]=Supply[[#This Row],[Unit Category]]),0))*INDEX(Profiles[],MATCH(1,(Profiles[Month]=Supply[[#This Row],[Month]])*(Profiles[Hour Ending]=Supply[[#This Row],[Hour Ending]]),0),MATCH(Supply[[#This Row],[Unit Category]],Profiles[#Headers],0))","v":200.35879400000005}]
[11,"Biogas",4,{"$f":"INDEX(NQC[NQC MW],MATCH(1,(NQC[Month]=Supply[[#This Row],[Month]])*(NQC[Unit Category]=Supply[[#This Row],[Unit Category]]),0))*INDEX(Profiles[],MATCH(1,(Profiles[Month]=Supply[[#This Row],[Month]])*(Profiles[Hour Ending]=Supply[[#This Row],[Hour Ending]]),0),MATCH(Supply[[#This Row],[Unit Category]],Profiles[#Headers],0))","v":200.35879400000005}]
[11,"Biogas",5,{"$f":"INDEX(NQC[NQC MW],MATCH(1,(NQC[Month]=Supply[[#This Row],[Month]])*(NQC[Unit Category]=Supply[[#This Row],[Unit Category]]),0))*INDEX(Profiles[],MATCH(1,(Profiles[Month]=Supply[[#This Row],[Month]])*(Profiles[Hour Ending]=Supply[[#This Row],[Hour Ending]]),0),MATCH(Supply[[#This Row],[Unit Category]],Profiles[#Headers],0))","v":200.35879400000005}]
[11,"Biogas",6,{"$f":"INDEX(NQC[NQC MW],MATCH(1,(NQC[Month]=Supply[[#This Row],[Month]])*(NQC[Unit Category]=Supply[[#This Row],[Unit Category]]),0))*INDEX(Profiles[],MATCH(1,(Profiles[Month]=Supply[[#This Row],[Month]])*(Profiles[Hour Ending]=Supply[[#This Row],[Hour Ending]]),0),MATCH(Supply[[#This Row],[Unit Category]],Profiles[#Headers],0))","v":200.35879400000005}]
[11,"Biogas",7,{"$f":"INDEX(NQC[NQC MW],MATCH(1,(NQC[Month]=Supply[[#This Row],[Month]])*(NQC[Unit Category]=Supply[[#This Row],[Unit Category]]),0))*INDEX(Profiles[],MATCH(1,(Profiles[Month]=Supply[[#This Row],[Month]])*(Profiles[Hour Ending]=Supply[[#This Row],[Hour Ending]]),0),MATCH(Supply[[#This Row],[Unit Category]],Profiles[#Headers],0))","v":200.35879400000005}]
[11,"Biogas",8,{"$f":"INDEX(NQC[NQC MW],MATCH(1,(NQC[Month]=Supply[[#This Row],[Month]])*(NQC[Unit Category]=Supply[[#This Row],[Unit Category]]),0))*INDEX(Profiles[],MATCH(1,(Profiles[Month]=Supply[[#This Row],[Month]])*(Profiles[Hour Ending]=Supply[[#This Row],[Hour Ending]]),0),MATCH(Supply[[#This Row],[Unit Category]],Profiles[#Headers],0))","v":200.35879400000005}]
[11,"Biogas",9,{"$f":"INDEX(NQC[NQC MW],MATCH(1,(NQC[Month]=Supply[[#This Row],[Month]])*(NQC[Unit Category]=Supply[[#This Row],[Unit Category]]),0))*INDEX(Profiles[],MATCH(1,(Profiles[Month]=Supply[[#This Row],[Month]])*(Profiles[Hour Ending]=Supply[[#This Row],[Hour Ending]]),0),MATCH(Supply[[#This Row],[Unit Category]],Profiles[#Headers],0))","v":200.35879400000005}]
[11,"Biogas",10,{"$f":"INDEX(NQC[NQC MW],MATCH(1,(NQC[Month]=Supply[[#This Row],[Month]])*(NQC[Unit Category]=Supply[[#This Row],[Unit Category]]),0))*INDEX(Profiles[],MATCH(1,(Profiles[Month]=Supply[[#This Row],[Month]])*(Profiles[Hour Ending]=Supply[[#This Row],[Hour Ending]]),0),MATCH(Supply[[#This Row],[Unit Category]],Profiles[#Headers],0))","v":200.35879400000005}]
[11,"Biogas",11,{"$f":"INDEX(NQC[NQC MW],MATCH(1,(NQC[Month]=Supply[[#This Row],[Month]])*(NQC[Unit Category]=Supply[[#This Row],[Unit Category]]),0))*INDEX(Profiles[],MATCH(1,(Profiles[Month]=Supply[[#This Row],[Month]])*(Profiles[Hour Ending]=Supply[[#This Row],[Hour Ending]]),0),MATCH(Supply[[#This Row],[Unit Category]],Profiles[#Headers],0))","v":200.35879400000005}]
[11,"Biogas",12,{"$f":"INDEX(NQC[NQC MW],MATCH(1,(NQC[Month]=Supply[[#This Row],[Month]])*(NQC[Unit Category]=Supply[[#This Row],[Unit Category]]),0))*INDEX(Profiles[],MATCH(1,(Profiles[Month]=Supply[[#This Row],[Month]])*(Profiles[Hour Ending]=Supply[[#This Row],[Hour Ending]]),0),MATCH(Supply[[#This Row],[Unit Category]],Profiles[#Headers],0))","v":200.35879400000005}]
[11,"Biogas",13,{"$f":"INDEX(NQC[NQC MW],MATCH(1,(NQC[Month]=Supply[[#This Row],[Month]])*(NQC[Unit Category]=Supply[[#This Row],[Unit Category]]),0))*INDEX(Profiles[],MATCH(1,(Profiles[Month]=Supply[[#This Row],[Month]])*(Profiles[Hour Ending]=Supply[[#This Row],[Hour Ending]]),0),MATCH(Supply[[#This Row],[Unit Category]],Profiles[#Headers],0))","v":200.35879400000005}]
[11,"Biogas",14,{"$f":"INDEX(NQC[NQC MW],MATCH(1,(NQC[Month]=Supply[[#This Row],[Month]])*(NQC[Unit Category]=Supply[[#This Row],[Unit Category]]),0))*INDEX(Profiles[],MATCH(1,(Profiles[Month]=Supply[[#This Row],[Month]])*(Profiles[Hour Ending]=Supply[[#This Row],[Hour Ending]]),0),MATCH(Supply[[#This Row],[Unit Category]],Profiles[#Headers],0))","v":200.35879400000005}]
[11,"Biogas",15,{"$f":"INDEX(NQC[NQC MW],MATCH(1,(NQC[Month]=Supply[[#This Row],[Month]])*(NQC[Unit Category]=Supply[[#This Row],[Unit Category]]),0))*INDEX(Profiles[],MATCH(1,(Profiles[Month]=Supply[[#This Row],[Month]])*(Profiles[Hour Ending]=Supply[[#This Row],[Hour Ending]]),0),MATCH(Supply[[#This Row],[Unit Category]],Profiles[#Headers],0))","v":200.35879400000005}]
[11,"Biogas",16,{"$f":"INDEX(NQC[NQC MW],MATCH(1,(NQC[Month]=Supply[[#This Row],[Month]])*(NQC[Unit Category]=Supply[[#This Row],[Unit Category]]),0))*INDEX(Profiles[],MATCH(1,(Profiles[Month]=Supply[[#This Row],[Month]])*(Profiles[Hour Ending]=Supply[[#This Row],[Hour Ending]]),0),MATCH(Supply[[#This Row],[Unit Category]],Profiles[#Headers],0))","v":200.35879400000005}]
[11,"Biogas",17,{"$f":"INDEX(NQC[NQC MW],MATCH(1,(NQC[Month]=Supply[[#This Row],[Month]])*(NQC[Unit Category]=Supply[[#This Row],[Unit Category]]),0))*INDEX(Profiles[],MATCH(1,(Profiles[Month]=Supply[[#This Row],[Month]])*(Profiles[Hour Ending]=Supply[[#This Row],[Hour Ending]]),0),MATCH(Supply[[#This Row],[Unit Category]],Profiles[#Headers],0))","v":200.35879400000005}]
[11,"Biogas",18,{"$f":"INDEX(NQC[NQC MW],MATCH(1,(NQC[Month]=Supply[[#This Row],[Month]])*(NQC[Unit Category]=Supply[[#This Row],[Unit Category]]),0))*INDEX(Profiles[],MATCH(1,(Profiles[Month]=Supply[[#This Row],[Month]])*(Profiles[Hour Ending]=Supply[[#This Row],[Hour Ending]]),0),MATCH(Supply[[#This Row],[Unit Category]],Profiles[#Headers],0))","v":200.35879400000005}]
[11,"Biogas",19,{"$f":"INDEX(NQC[NQC MW],MATCH(1,(NQC[Month]=Supply[[#This Row],[Month]])*(NQC[Unit Category]=Supply[[#This Row],[Unit Category]]),0))*INDEX(Profiles[],MATCH(1,(Profiles[Month]=Supply[[#This Row],[Month]])*(Profiles[Hour Ending]=Supply[[#This Row],[Hour Ending]]),0),MATCH(Supply[[#This Row],[Unit Category]],Profiles[#Headers],0))","v":200.35879400000005}]
[11,"Biogas",20,{"$f":"INDEX(NQC[NQC MW],MATCH(1,(NQC[Month]=Supply[[#This Row],[Month]])*(NQC[Unit Category]=Supply[[#This Row],[Unit Category]]),0))*INDEX(Profiles[],MATCH(1,(Profiles[Month]=Supply[[#This Row],[Month]])*(Profiles[Hour Ending]=Supply[[#This Row],[Hour Ending]]),0),MATCH(Supply[[#This Row],[Unit Category]],Profiles[#Headers],0))","v":200.35879400000005}]
[11,"Biogas",21,{"$f":"INDEX(NQC[NQC MW],MATCH(1,(NQC[Month]=Supply[[#This Row],[Month]])*(NQC[Unit Category]=Supply[[#This Row],[Unit Category]]),0))*INDEX(Profiles[],MATCH(1,(Profiles[Month]=Supply[[#This Row],[Month]])*(Profiles[Hour Ending]=Supply[[#This Row],[Hour Ending]]),0),MATCH(Supply[[#This Row],[Unit Category]],Profiles[#Headers],0))","v":200.35879400000005}]
[11,"Biogas",22,{"$f":"INDEX(NQC[NQC MW],MATCH(1,(NQC[Month]=Supply[[#This Row],[Month]])*(NQC[Unit Category]=Supply[[#This Row],[Unit Category]]),0))*INDEX(Profiles[],MATCH(1,(Profiles[Month]=Supply[[#This Row],[Month]])*(Profiles[Hour Ending]=Supply[[#This Row],[Hour Ending]]),0),MATCH(Supply[[#This Row],[Unit Category]],Profiles[#Headers],0))","v":200.35879400000005}]
[11,"Biogas",23,{"$f":"INDEX(NQC[NQC MW],MATCH(1,(NQC[Month]=Supply[[#This Row],[Month]])*(NQC[Unit Category]=Supply[[#This Row],[Unit Category]]),0))*INDEX(Profiles[],MATCH(1,(Profiles[Month]=Supply[[#This Row],[Month]])*(Profiles[Hour Ending]=Supply[[#This Row],[Hour Ending]]),0),MATCH(Supply[[#This Row],[Unit Category]],Profiles[#Headers],0))","v":200.35879400000005}]
[11,"Biogas",24,{"$f":"INDEX(NQC[NQC MW],MATCH(1,(NQC[Month]=Supply[[#This Row],[Month]])*(NQC[Unit Category]=Supply[[#This Row],[Unit Category]]),0))*INDEX(Profiles[],MATCH(1,(Profiles[Month]=Supply[[#This Row],[Month]])*(Profiles[Hour Ending]=Supply[[#This Row],[Hour Ending]]),0),MATCH(Supply[[#This Row],[Unit Category]],Profiles[#Headers],0))","v":200.35879400000005}]
[11,"Biomass/Wood",1,{"$f":"INDEX(NQC[NQC MW],MATCH(1,(NQC[Month]=Supply[[#This Row],[Month]])*(NQC[Unit Category]=Supply[[#This Row],[Unit Category]]),0))*INDEX(Profiles[],MATCH(1,(Profiles[Month]=Supply[[#This Row],[Month]])*(Profiles[Hour Ending]=Supply[[#This Row],[Hour Ending]]),0),MATCH(Supply[[#This Row],[Unit Category]],Profiles[#Headers],0))","v":378.13667100000004}]
[11,"Biomass/Wood",2,{"$f":"INDEX(NQC[NQC MW],MATCH(1,(NQC[Month]=Supply[[#This Row],[Month]])*(NQC[Unit Category]=Supply[[#This Row],[Unit Category]]),0))*INDEX(Profiles[],MATCH(1,(Profiles[Month]=Supply[[#This Row],[Month]])*(Profiles[Hour Ending]=Supply[[#This Row],[Hour Ending]]),0),MATCH(Supply[[#This Row],[Unit Category]],Profiles[#Headers],0))","v":378.13667100000004}]
[11,"Biomass/Wood",3,{"$f":"INDEX(NQC[NQC MW],MATCH(1,(NQC[Month]=Supply[[#This Row],[Month]])*(NQC[Unit Category]=Supply[[#This Row],[Unit Category]]),0))*INDEX(Profiles[],MATCH(1,(Profiles[Month]=Supply[[#This Row],[Month]])*(Profiles[Hour Ending]=Supply[[#This Row],[Hour Ending]]),0),MATCH(Supply[[#This Row],[Unit Category]],Profiles[#Headers],0))","v":378.13667100000004}]
[11,"Biomass/Wood",4,{"$f":"INDEX(NQC[NQC MW],MATCH(1,(NQC[Month]=Supply[[#This Row],[Month]])*(NQC[Unit Category]=Supply[[#This Row],[Unit Category]]),0))*INDEX(Profiles[],MATCH(1,(Profiles[Month]=Supply[[#This Row],[Month]])*(Profiles[Hour Ending]=Supply[[#This Row],[Hour Ending]]),0),MATCH(Supply[[#This Row],[Unit Category]],Profiles[#Headers],0))","v":378.13667100000004}]
[11,"Biomass/Wood",5,{"$f":"INDEX(NQC[NQC MW],MATCH(1,(NQC[Month]=Supply[[#This Row],[Month]])*(NQC[Unit Category]=Supply[[#This Row],[Unit Category]]),0))*INDEX(Profiles[],MATCH(1,(Profiles[Month]=Supply[[#This Row],[Month]])*(Profiles[Hour Ending]=Supply[[#This Row],[Hour Ending]]),0),MATCH(Supply[[#This Row],[Unit Category]],Profiles[#Headers],0))","v":378.13667100000004}]
[11,"Biomass/Wood",6,{"$f":"INDEX(NQC[NQC MW],MATCH(1,(NQC[Month]=Supply[[#This Row],[Month]])*(NQC[Unit Category]=Supply[[#This Row],[Unit Category]]),0))*INDEX(Profiles[],MATCH(1,(Profiles[Month]=Supply[[#This Row],[Month]])*(Profiles[Hour Ending]=Supply[[#This Row],[Hour Ending]]),0),MATCH(Supply[[#This Row],[Unit Category]],Profiles[#Headers],0))","v":378.13667100000004}]
[11,"Biomass/Wood",7,{"$f":"INDEX(NQC[NQC MW],MATCH(1,(NQC[Month]=Supply[[#This Row],[Month]])*(NQC[Unit Category]=Supply[[#This Row],[Unit Category]]),0))*INDEX(Profiles[],MATCH(1,(Profiles[Month]=Supply[[#This Row],[Month]])*(Profiles[Hour Ending]=Supply[[#This Row],[Hour Ending]]),0),MATCH(Supply[[#This Row],[Unit Category]],Profiles[#Headers],0))","v":378.13667100000004}]
[11,"Biomass/Wood",8,{"$f":"INDEX(NQC[NQC MW],MATCH(1,(NQC[Month]=Supply[[#This Row],[Month]])*(NQC[Unit Category]=Supply[[#This Row],[Unit Category]]),0))*INDEX(Profiles[],MATCH(1,(Profiles[Month]=Supply[[#This Row],[Month]])*(Profiles[Hour Ending]=Supply[[#This Row],[Hour Ending]]),0),MATCH(Supply[[#This Row],[Unit Category]],Profiles[#Headers],0))","v":378.13667100000004}]
[11,"Biomass/Wood",9,{"$f":"INDEX(NQC[NQC MW],MATCH(1,(NQC[Month]=Supply[[#This Row],[Month]])*(NQC[Unit Category]=Supply[[#This Row],[Unit Category]]),0))*INDEX(Profiles[],MATCH(1,(Profiles[Month]=Supply[[#This Row],[Month]])*(Profiles[Hour Ending]=Supply[[#This Row],[Hour Ending]]),0),MATCH(Supply[[#This Row],[Unit Category]],Profiles[#Headers],0))","v":378.13667100000004}]
[11,"Biomass/Wood",10,{"$f":"INDEX(NQC[NQC MW],MATCH(1,(NQC[Month]=Supply[[#This Row],[Month]])*(NQC[Unit Category]=Supply[[#This Row],[Unit Category]]),0))*INDEX(Profiles[],MATCH(1,(Profiles[Month]=Supply[[#This Row],[Month]])*(Profiles[Hour Ending]=Supply[[#This Row],[Hour Ending]]),0),MATCH(Supply[[#This Row],[Unit Category]],Profiles[#Headers],0))","v":378.13667100000004}]
[11,"Biomass/Wood",11,{"$f":"INDEX(NQC[NQC MW],MATCH(1,(NQC[Month]=Supply[[#This Row],[Month]])*(NQC[Unit Category]=Supply[[#This Row],[Unit Category]]),0))*INDEX(Profiles[],MATCH(1,(Profiles[Month]=Supply[[#This Row],[Month]])*(Profiles[Hour Ending]=Supply[[#This Row],[Hour Ending]]),0),MATCH(Supply[[#This Row],[Unit Category]],Profiles[#Headers],0))","v":378.13667100000004}]
[11,"Biomass/Wood",12,{"$f":"INDEX(NQC[NQC MW],MATCH(1,(NQC[Month]=Supply[[#This Row],[Month]])*(NQC[Unit Category]=Supply[[#This Row],[Unit Category]]),0))*INDEX(Profiles[],MATCH(1,(Profiles[Month]=Supply[[#This Row],[Month]])*(Profiles[Hour Ending]=Supply[[#This Row],[Hour Ending]]),0),MATCH(Supply[[#This Row],[Unit Category]],Profiles[#Headers],0))","v":378.13667100000004}]
[11,"Biomass/Wood",13,{"$f":"INDEX(NQC[NQC MW],MATCH(1,(NQC[Month]=Supply[[#This Row],[Month]])*(NQC[Unit Category]=Supply[[#This Row],[Unit Category]]),0))*INDEX(Profiles[],MATCH(1,(Profiles[Month]=Supply[[#This Row],[Month]])*(Profiles[Hour Ending]=Supply[[#This Row],[Hour Ending]]),0),MATCH(Supply[[#This Row],[Unit Category]],Profiles[#Headers],0))","v":378.13667100000004}]
[11,"Biomass/Wood",14,{"$f":"INDEX(NQC[NQC MW],MATCH(1,(NQC[Month]=Supply[[#This Row],[Month]])*(NQC[Unit Category]=Supply[[#This Row],[Unit Category]]),0))*INDEX(Profiles[],MATCH(1,(Profiles[Month]=Supply[[#This Row],[Month]])*(Profiles[Hour Ending]=Supply[[#This Row],[Hour Ending]]),0),MATCH(Supply[[#This Row],[Unit Category]],Profiles[#Headers],0))","v":378.13667100000004}]
[11,"Biomass/Wood",15,{"$f":"INDEX(NQC[NQC MW],MATCH(1,(NQC[Month]=Supply[[#This Row],[Month]])*(NQC[Unit Category]=Supply[[#This Row],[Unit Category]]),0))*INDEX(Profiles[],MATCH(1,(Profiles[Month]=Supply[[#This Row],[Month]])*(Profiles[Hour Ending]=Supply[[#This Row],[Hour Ending]]),0),MATCH(Supply[[#This Row],[Unit Category]],Profiles[#Headers],0))","v":378.13667100000004}]
[11,"Biomass/Wood",16,{"$f":"INDEX(NQC[NQC MW],MATCH(1,(NQC[Month]=Supply[[#This Row],[Month]])*(NQC[Unit Category]=Supply[[#This Row],[Unit Category]]),0))*INDEX(Profiles[],MATCH(1,(Profiles[Month]=Supply[[#This Row],[Month]])*(Profiles[Hour Ending]=Supply[[#This Row],[Hour Ending]]),0),MATCH(Supply[[#This Row],[Unit Category]],Profiles[#Headers],0))","v":378.13667100000004}]
[11,"Biomass/Wood",17,{"$f":"INDEX(NQC[NQC MW],MATCH(1,(NQC[Month]=Supply[[#This Row],[Month]])*(NQC[Unit Category]=Supply[[#This Row],[Unit Category]]),0))*INDEX(Profiles[],MATCH(1,(Profiles[Month]=Supply[[#This Row],[Month]])*(Profiles[Hour Ending]=Supply[[#This Row],[Hour Ending]]),0),MATCH(Supply[[#This Row],[Unit Category]],Profiles[#Headers],0))","v":378.13667100000004}]
[11,"Biomass/Wood",18,{"$f":"INDEX(NQC[NQC MW],MATCH(1,(NQC[Month]=Supply[[#This Row],[Month]])*(NQC[Unit Category]=Supply[[#This Row],[Unit Category]]),0))*INDEX(Profiles[],MATCH(1,(Profiles[Month]=Supply[[#This Row],[Month]])*(Profiles[Hour Ending]=Supply[[#This Row],[Hour Ending]]),0),MATCH(Supply[[#This Row],[Unit Category]],Profiles[#Headers],0))","v":378.13667100000004}]
[11,"Biomass/Wood",19,{"$f":"INDEX(NQC[NQC MW],MATCH(1,(NQC[Month]=Supply[[#This Row],[Month]])*(NQC[Unit Category]=Supply[[#This Row],[Unit Category]]),0))*INDEX(Profiles[],MATCH(1,(Profiles[Month]=Supply[[#This Row],[Month]])*(Profiles[Hour Ending]=Supply[[#This Row],[Hour Ending]]),0),MATCH(Supply[[#This Row],[Unit Category]],Profiles[#Headers],0))","v":378.13667100000004}]
[11,"Biomass/Wood",20,{"$f":"INDEX(NQC[NQC MW],MATCH(1,(NQC[Month]=Supply[[#This Row],[Month]])*(NQC[Unit Category]=Supply[[#This Row],[Unit Category]]),0))*INDEX(Profiles[],MATCH(1,(Profiles[Month]=Supply[[#This Row],[Month]])*(Profiles[Hour Ending]=Supply[[#This Row],[Hour Ending]]),0),MATCH(Supply[[#This Row],[Unit Category]],Profiles[#Headers],0))","v":378.13667100000004}]
[11,"Biomass/Wood",21,{"$f":"INDEX(NQC[NQC MW],MATCH(1,(NQC[Month]=Supply[[#This Row],[Month]])*(NQC[Unit Category]=Supply[[#This Row],[Unit Category]]),0))*INDEX(Profiles[],MATCH(1,(Profiles[Month]=Supply[[#This Row],[Month]])*(Profiles[Hour Ending]=Supply[[#This Row],[Hour Ending]]),0),MATCH(Supply[[#This Row],[Unit Category]],Profiles[#Headers],0))","v":378.13667100000004}]
[11,"Biomass/Wood",22,{"$f":"INDEX(NQC[NQC MW],MATCH(1,(NQC[Month]=Supply[[#This Row],[Month]])*(NQC[Unit Category]=Supply[[#This Row],[Unit Category]]),0))*INDEX(Profiles[],MATCH(1,(Profiles[Month]=Supply[[#This Row],[Month]])*(Profiles[Hour Ending]=Supply[[#This Row],[Hour Ending]]),0),MATCH(Supply[[#This Row],[Unit Category]],Profiles[#Headers],0))","v":378.13667100000004}]
[11,"Biomass/Wood",23,{"$f":"INDEX(NQC[NQC MW],MATCH(1,(NQC[Month]=Supply[[#This Row],[Month]])*(NQC[Unit Category]=Supply[[#This Row],[Unit Category]]),0))*INDEX(Profiles[],MATCH(1,(Profiles[Month]=Supply[[#This Row],[Month]])*(Profiles[Hour Ending]=Supply[[#This Row],[Hour Ending]]),0),MATCH(Supply[[#This Row],[Unit Category]],Profiles[#Headers],0))","v":378.13667100000004}]
[11,"Biomass/Wood",24,{"$f":"INDEX(NQC[NQC MW],MATCH(1,(NQC[Month]=Supply[[#This Row],[Month]])*(NQC[Unit Category]=Supply[[#This Row],[Unit Category]]),0))*INDEX(Profiles[],MATCH(1,(Profiles[Month]=Supply[[#This Row],[Month]])*(Profiles[Hour Ending]=Supply[[#This Row],[Hour Ending]]),0),MATCH(Supply[[#This Row],[Unit Category]],Profiles[#Headers],0))","v":378.13667100000004}]
[11,"CC",1,{"$f":"INDEX(NQC[NQC MW],MATCH(1,(NQC[Month]=Supply[[#This Row],[Month]])*(NQC[Unit Category]=Supply[[#This Row],[Unit Category]]),0))*INDEX(Profiles[],MATCH(1,(Profiles[Month]=Supply[[#This Row],[Month]])*(Profiles[Hour Ending]=Supply[[#This Row],[Hour Ending]]),0),MATCH(Supply[[#This Row],[Unit Category]],Profiles[#Headers],0))","v":17239.400000000001}]
[11,"CC",2,{"$f":"INDEX(NQC[NQC MW],MATCH(1,(NQC[Month]=Supply[[#This Row],[Month]])*(NQC[Unit Category]=Supply[[#This Row],[Unit Category]]),0))*INDEX(Profiles[],MATCH(1,(Profiles[Month]=Supply[[#This Row],[Month]])*(Profiles[Hour Ending]=Supply[[#This Row],[Hour Ending]]),0),MATCH(Supply[[#This Row],[Unit Category]],Profiles[#Headers],0))","v":17239.400000000001}]
[11,"CC",3,{"$f":"INDEX(NQC[NQC MW],MATCH(1,(NQC[Month]=Supply[[#This Row],[Month]])*(NQC[Unit Category]=Supply[[#This Row],[Unit Category]]),0))*INDEX(Profiles[],MATCH(1,(Profiles[Month]=Supply[[#This Row],[Month]])*(Profiles[Hour Ending]=Supply[[#This Row],[Hour Ending]]),0),MATCH(Supply[[#This Row],[Unit Category]],Profiles[#Headers],0))","v":17239.400000000001}]
[11,"CC",4,{"$f":"INDEX(NQC[NQC MW],MATCH(1,(NQC[Month]=Supply[[#This Row],[Month]])*(NQC[Unit Category]=Supply[[#This Row],[Unit Category]]),0))*INDEX(Profiles[],MATCH(1,(Profiles[Month]=Supply[[#This Row],[Month]])*(Profiles[Hour Ending]=Supply[[#This Row],[Hour Ending]]),0),MATCH(Supply[[#This Row],[Unit Category]],Profiles[#Headers],0))","v":17239.400000000001}]
[11,"CC",5,{"$f":"INDEX(NQC[NQC MW],MATCH(1,(NQC[Month]=Supply[[#This Row],[Month]])*(NQC[Unit Category]=Supply[[#This Row],[Unit Category]]),0))*INDEX(Profiles[],MATCH(1,(Profiles[Month]=Supply[[#This Row],[Month]])*(Profiles[Hour Ending]=Supply[[#This Row],[Hour Ending]]),0),MATCH(Supply[[#This Row],[Unit Category]],Profiles[#Headers],0))","v":17239.400000000001}]
[11,"CC",6,{"$f":"INDEX(NQC[NQC MW],MATCH(1,(NQC[Month]=Supply[[#This Row],[Month]])*(NQC[Unit Category]=Supply[[#This Row],[Unit Category]]),0))*INDEX(Profiles[],MATCH(1,(Profiles[Month]=Supply[[#This Row],[Month]])*(Profiles[Hour Ending]=Supply[[#This Row],[Hour Ending]]),0),MATCH(Supply[[#This Row],[Unit Category]],Profiles[#Headers],0))","v":17239.400000000001}]
[11,"CC",7,{"$f":"INDEX(NQC[NQC MW],MATCH(1,(NQC[Month]=Supply[[#This Row],[Month]])*(NQC[Unit Category]=Supply[[#This Row],[Unit Category]]),0))*INDEX(Profiles[],MATCH(1,(Profiles[Month]=Supply[[#This Row],[Month]])*(Profiles[Hour Ending]=Supply[[#This Row],[Hour Ending]]),0),MATCH(Supply[[#This Row],[Unit Category]],Profiles[#Headers],0))","v":17239.400000000001}]
[11,"CC",8,{"$f":"INDEX(NQC[NQC MW],MATCH(1,(NQC[Month]=Supply[[#This Row],[Month]])*(NQC[Unit Category]=Supply[[#This Row],[Unit Category]]),0))*INDEX(Profiles[],MATCH(1,(Profiles[Month]=Supply[[#This Row],[Month]])*(Profiles[Hour Ending]=Supply[[#This Row],[Hour Ending]]),0),MATCH(Supply[[#This Row],[Unit Category]],Profiles[#Headers],0))","v":17239.400000000001}]
[11,"CC",9,{"$f":"INDEX(NQC[NQC MW],MATCH(1,(NQC[Month]=Supply[[#This Row],[Month]])*(NQC[Unit Category]=Supply[[#This Row],[Unit Category]]),0))*INDEX(Profiles[],MATCH(1,(Profiles[Month]=Supply[[#This Row],[Month]])*(Profiles[Hour Ending]=Supply[[#This Row],[Hour Ending]]),0),MATCH(Supply[[#This Row],[Unit Category]],Profiles[#Headers],0))","v":17239.400000000001}]
[11,"CC",10,{"$f":"INDEX(NQC[NQC MW],MATCH(1,(NQC[Month]=Supply[[#This Row],[Month]])*(NQC[Unit Category]=Supply[[#This Row],[Unit Category]]),0))*INDEX(Profiles[],MATCH(1,(Profiles[Month]=Supply[[#This Row],[Month]])*(Profiles[Hour Ending]=Supply[[#This Row],[Hour Ending]]),0),MATCH(Supply[[#This Row],[Unit Category]],Profiles[#Headers],0))","v":17239.400000000001}]
[11,"CC",11,{"$f":"INDEX(NQC[NQC MW],MATCH(1,(NQC[Month]=Supply[[#This Row],[Month]])*(NQC[Unit Category]=Supply[[#This Row],[Unit Category]]),0))*INDEX(Profiles[],MATCH(1,(Profiles[Month]=Supply[[#This Row],[Month]])*(Profiles[Hour Ending]=Supply[[#This Row],[Hour Ending]]),0),MATCH(Supply[[#This Row],[Unit Category]],Profiles[#Headers],0))","v":17239.400000000001}]
[11,"CC",12,{"$f":"INDEX(NQC[NQC MW],MATCH(1,(NQC[Month]=Supply[[#This Row],[Month]])*(NQC[Unit Category]=Supply[[#This Row],[Unit Category]]),0))*INDEX(Profiles[],MATCH(1,(Profiles[Month]=Supply[[#This Row],[Month]])*(Profiles[Hour Ending]=Supply[[#This Row],[Hour Ending]]),0),MATCH(Supply[[#This Row],[Unit Category]],Profiles[#Headers],0))","v":17239.400000000001}]
[11,"CC",13,{"$f":"INDEX(NQC[NQC MW],MATCH(1,(NQC[Month]=Supply[[#This Row],[Month]])*(NQC[Unit Category]=Supply[[#This Row],[Unit Category]]),0))*INDEX(Profiles[],MATCH(1,(Profiles[Month]=Supply[[#This Row],[Month]])*(Profiles[Hour Ending]=Supply[[#This Row],[Hour Ending]]),0),MATCH(Supply[[#This Row],[Unit Category]],Profiles[#Headers],0))","v":17239.400000000001}]
[11,"CC",14,{"$f":"INDEX(NQC[NQC MW],MATCH(1,(NQC[Month]=Supply[[#This Row],[Month]])*(NQC[Unit Category]=Supply[[#This Row],[Unit Category]]),0))*INDEX(Profiles[],MATCH(1,(Profiles[Month]=Supply[[#This Row],[Month]])*(Profiles[Hour Ending]=Supply[[#This Row],[Hour Ending]]),0),MATCH(Supply[[#This Row],[Unit Category]],Profiles[#Headers],0))","v":17239.400000000001}]
[11,"CC",15,{"$f":"INDEX(NQC[NQC MW],MATCH(1,(NQC[Month]=Supply[[#This Row],[Month]])*(NQC[Unit Category]=Supply[[#This Row],[Unit Category]]),0))*INDEX(Profiles[],MATCH(1,(Profiles[Month]=Supply[[#This Row],[Month]])*(Profiles[Hour Ending]=Supply[[#This Row],[Hour Ending]]),0),MATCH(Supply[[#This Row],[Unit Category]],Profiles[#Headers],0))","v":17239.400000000001}]
[11,"CC",16,{"$f":"INDEX(NQC[NQC MW],MATCH(1,(NQC[Month]=Supply[[#This Row],[Month]])*(NQC[Unit Category]=Supply[[#This Row],[Unit Category]]),0))*INDEX(Profiles[],MATCH(1,(Profiles[Month]=Supply[[#This Row],[Month]])*(Profiles[Hour Ending]=Supply[[#This Row],[Hour Ending]]),0),MATCH(Supply[[#This Row],[Unit Category]],Profiles[#Headers],0))","v":17239.400000000001}]
[11,"CC",17,{"$f":"INDEX(NQC[NQC MW],MATCH(1,(NQC[Month]=Supply[[#This Row],[Month]])*(NQC[Unit Category]=Supply[[#This Row],[Unit Category]]),0))*INDEX(Profiles[],MATCH(1,(Profiles[Month]=Supply[[#This Row],[Month]])*(Profiles[Hour Ending]=Supply[[#This Row],[Hour Ending]]),0),MATCH(Supply[[#This Row],[Unit Category]],Profiles[#Headers],0))","v":17239.400000000001}]
[11,"CC",18,{"$f":"INDEX(NQC[NQC MW],MATCH(1,(NQC[Month]=Supply[[#This Row],[Month]])*(NQC[Unit Category]=Supply[[#This Row],[Unit Category]]),0))*INDEX(Profiles[],MATCH(1,(Profiles[Month]=Supply[[#This Row],[Month]])*(Profiles[Hour Ending]=Supply[[#This Row],[Hour Ending]]),0),MATCH(Supply[[#This Row],[Unit Category]],Profiles[#Headers],0))","v":17239.400000000001}]
[11,"CC",19,{"$f":"INDEX(NQC[NQC MW],MATCH(1,(NQC[Month]=Supply[[#This Row],[Month]])*(NQC[Unit Category]=Supply[[#This Row],[Unit Category]]),0))*INDEX(Profiles[],MATCH(1,(Profiles[Month]=Supply[[#This Row],[Month]])*(Profiles[Hour Ending]=Supply[[#This Row],[Hour Ending]]),0),MATCH(Supply[[#This Row],[Unit Category]],Profiles[#Headers],0))","v":17239.400000000001}]
[11,"CC",20,{"$f":"INDEX(NQC[NQC MW],MATCH(1,(NQC[Month]=Supply[[#This Row],[Month]])*(NQC[Unit Category]=Supply[[#This Row],[Unit Category]]),0))*INDEX(Profiles[],MATCH(1,(Profiles[Month]=Supply[[#This Row],[Month]])*(Profiles[Hour Ending]=Supply[[#This Row],[Hour Ending]]),0),MATCH(Supply[[#This Row],[Unit Category]],Profiles[#Headers],0))","v":17239.400000000001}]
[11,"CC",21,{"$f":"INDEX(NQC[NQC MW],MATCH(1,(NQC[Month]=Supply[[#This Row],[Month]])*(NQC[Unit Category]=Supply[[#This Row],[Unit Category]]),0))*INDEX(Profiles[],MATCH(1,(Profiles[Month]=Supply[[#This Row],[Month]])*(Profiles[Hour Ending]=Supply[[#This Row],[Hour Ending]]),0),MATCH(Supply[[#This Row],[Unit Category]],Profiles[#Headers],0))","v":17239.400000000001}]
[11,"CC",22,{"$f":"INDEX(NQC[NQC MW],MATCH(1,(NQC[Month]=Supply[[#This Row],[Month]])*(NQC[Unit Category]=Supply[[#This Row],[Unit Category]]),0))*INDEX(Profiles[],MATCH(1,(Profiles[Month]=Supply[[#This Row],[Month]])*(Profiles[Hour Ending]=Supply[[#This Row],[Hour Ending]]),0),MATCH(Supply[[#This Row],[Unit Category]],Profiles[#Headers],0))","v":17239.400000000001}]
[11,"CC",23,{"$f":"INDEX(NQC[NQC MW],MATCH(1,(NQC[Month]=Supply[[#This Row],[Month]])*(NQC[Unit Category]=Supply[[#This Row],[Unit Category]]),0))*INDEX(Profiles[],MATCH(1,(Profiles[Month]=Supply[[#This Row],[Month]])*(Profiles[Hour Ending]=Supply[[#This Row],[Hour Ending]]),0),MATCH(Supply[[#This Row],[Unit Category]],Profiles[#Headers],0))","v":17239.400000000001}]
[11,"CC",24,{"$f":"INDEX(NQC[NQC MW],MATCH(1,(NQC[Month]=Supply[[#This Row],[Month]])*(NQC[Unit Category]=Supply[[#This Row],[Unit Category]]),0))*INDEX(Profiles[],MATCH(1,(Profiles[Month]=Supply[[#This Row],[Month]])*(Profiles[Hour Ending]=Supply[[#This Row],[Hour Ending]]),0),MATCH(Supply[[#This Row],[Unit Category]],Profiles[#Headers],0))","v":17239.400000000001}]
[11,"Coal",1,{"$f":"INDEX(NQC[NQC MW],MATCH(1,(NQC[Month]=Supply[[#This Row],[Month]])*(NQC[Unit Category]=Supply[[#This Row],[Unit Category]]),0))*INDEX(Profiles[],MATCH(1,(Profiles[Month]=Supply[[#This Row],[Month]])*(Profiles[Hour Ending]=Supply[[#This Row],[Hour Ending]]),0),MATCH(Supply[[#This Row],[Unit Category]],Profiles[#Headers],0))","v":0}]
[11,"Coal",2,{"$f":"INDEX(NQC[NQC MW],MATCH(1,(NQC[Month]=Supply[[#This Row],[Month]])*(NQC[Unit Category]=Supply[[#This Row],[Unit Category]]),0))*INDEX(Profiles[],MATCH(1,(Profiles[Month]=Supply[[#This Row],[Month]])*(Profiles[Hour Ending]=Supply[[#This Row],[Hour Ending]]),0),MATCH(Supply[[#This Row],[Unit Category]],Profiles[#Headers],0))","v":0}]
[11,"Coal",3,{"$f":"INDEX(NQC[NQC MW],MATCH(1,(NQC[Month]=Supply[[#This Row],[Month]])*(NQC[Unit Category]=Supply[[#This Row],[Unit Category]]),0))*INDEX(Profiles[],MATCH(1,(Profiles[Month]=Supply[[#This Row],[Month]])*(Profiles[Hour Ending]=Supply[[#This Row],[Hour Ending]]),0),MATCH(Supply[[#This Row],[Unit Category]],Profiles[#Headers],0))","v":0}]
[11,"Coal",4,{"$f":"INDEX(NQC[NQC MW],MATCH(1,(NQC[Month]=Supply[[#This Row],[Month]])*(NQC[Unit Category]=Supply[[#This Row],[Unit Category]]),0))*INDEX(Profiles[],MATCH(1,(Profiles[Month]=Supply[[#This Row],[Month]])*(Profiles[Hour Ending]=Supply[[#This Row],[Hour Ending]]),0),MATCH(Supply[[#This Row],[Unit Category]],Profiles[#Headers],0))","v":0}]
[11,"Coal",5,{"$f":"INDEX(NQC[NQC MW],MATCH(1,(NQC[Month]=Supply[[#This Row],[Month]])*(NQC[Unit Category]=Supply[[#This Row],[Unit Category]]),0))*INDEX(Profiles[],MATCH(1,(Profiles[Month]=Supply[[#This Row],[Month]])*(Profiles[Hour Ending]=Supply[[#This Row],[Hour Ending]]),0),MATCH(Supply[[#This Row],[Unit Category]],Profiles[#Headers],0))","v":0}]
[11,"Coal",6,{"$f":"INDEX(NQC[NQC MW],MATCH(1,(NQC[Month]=Supply[[#This Row],[Month]])*(NQC[Unit Category]=Supply[[#This Row],[Unit Category]]),0))*INDEX(Profiles[],MATCH(1,(Profiles[Month]=Supply[[#This Row],[Month]])*(Profiles[Hour Ending]=Supply[[#This Row],[Hour Ending]]),0),MATCH(Supply[[#This Row],[Unit Category]],Profiles[#Headers],0))","v":0}]
[11,"Coal",7,{"$f":"INDEX(NQC[NQC MW],MATCH(1,(NQC[Month]=Supply[[#This Row],[Month]])*(NQC[Unit Category]=Supply[[#This Row],[Unit Category]]),0))*INDEX(Profiles[],MATCH(1,(Profiles[Month]=Supply[[#This Row],[Month]])*(Profiles[Hour Ending]=Supply[[#This Row],[Hour Ending]]),0),MATCH(Supply[[#This Row],[Unit Category]],Profiles[#Headers],0))","v":0}]
[11,"Coal",8,{"$f":"INDEX(NQC[NQC MW],MATCH(1,(NQC[Month]=Supply[[#This Row],[Month]])*(NQC[Unit Category]=Supply[[#This Row],[Unit Category]]),0))*INDEX(Profiles[],MATCH(1,(Profiles[Month]=Supply[[#This Row],[Month]])*(Profiles[Hour Ending]=Supply[[#This Row],[Hour Ending]]),0),MATCH(Supply[[#This Row],[Unit Category]],Profiles[#Headers],0))","v":0}]
[11,"Coal",9,{"$f":"INDEX(NQC[NQC MW],MATCH(1,(NQC[Month]=Supply[[#This Row],[Month]])*(NQC[Unit Category]=Supply[[#This Row],[Unit Category]]),0))*INDEX(Profiles[],MATCH(1,(Profiles[Month]=Supply[[#This Row],[Month]])*(Profiles[Hour Ending]=Supply[[#This Row],[Hour Ending]]),0),MATCH(Supply[[#This Row],[Unit Category]],Profiles[#Headers],0))","v":0}]
[11,"Coal",10,{"$f":"INDEX(NQC[NQC MW],MATCH(1,(NQC[Month]=Supply[[#This Row],[Month]])*(NQC[Unit Category]=Supply[[#This Row],[Unit Category]]),0))*INDEX(Profiles[],MATCH(1,(Profiles[Month]=Supply[[#This Row],[Month]])*(Profiles[Hour Ending]=Supply[[#This Row],[Hour Ending]]),0),MATCH(Supply[[#This Row],[Unit Category]],Profiles[#Headers],0))","v":0}]
[11,"Coal",11,{"$f":"INDEX(NQC[NQC MW],MATCH(1,(NQC[Month]=Supply[[#This Row],[Month]])*(NQC[Unit Category]=Supply[[#This Row],[Unit Category]]),0))*INDEX(Profiles[],MATCH(1,(Profiles[Month]=Supply[[#This Row],[Month]])*(Profiles[Hour Ending]=Supply[[#This Row],[Hour Ending]]),0),MATCH(Supply[[#This Row],[Unit Category]],Profiles[#Headers],0))","v":0}]
[11,"Coal",12,{"$f":"INDEX(NQC[NQC MW],MATCH(1,(NQC[Month]=Supply[[#This Row],[Month]])*(NQC[Unit Category]=Supply[[#This Row],[Unit Category]]),0))*INDEX(Profiles[],MATCH(1,(Profiles[Month]=Supply[[#This Row],[Month]])*(Profiles[Hour Ending]=Supply[[#This Row],[Hour Ending]]),0),MATCH(Supply[[#This Row],[Unit Category]],Profiles[#Headers],0))","v":0}]
[11,"Coal",13,{"$f":"INDEX(NQC[NQC MW],MATCH(1,(NQC[Month]=Supply[[#This Row],[Month]])*(NQC[Unit Category]=Supply[[#This Row],[Unit Category]]),0))*INDEX(Profiles[],MATCH(1,(Profiles[Month]=Supply[[#This Row],[Month]])*(Profiles[Hour Ending]=Supply[[#This Row],[Hour Ending]]),0),MATCH(Supply[[#This Row],[Unit Category]],Profiles[#Headers],0))","v":0}]
[11,"Coal",14,{"$f":"INDEX(NQC[NQC MW],MATCH(1,(NQC[Month]=Supply[[#This Row],[Month]])*(NQC[Unit Category]=Supply[[#This Row],[Unit Category]]),0))*INDEX(Profiles[],MATCH(1,(Profiles[Month]=Supply[[#This Row],[Month]])*(Profiles[Hour Ending]=Supply[[#This Row],[Hour Ending]]),0),MATCH(Supply[[#This Row],[Unit Category]],Profiles[#Headers],0))","v":0}]
[11,"Coal",15,{"$f":"INDEX(NQC[NQC MW],MATCH(1,(NQC[Month]=Supply[[#This Row],[Month]])*(NQC[Unit Category]=Supply[[#This Row],[Unit Category]]),0))*INDEX(Profiles[],MATCH(1,(Profiles[Month]=Supply[[#This Row],[Month]])*(Profiles[Hour Ending]=Supply[[#This Row],[Hour Ending]]),0),MATCH(Supply[[#This Row],[Unit Category]],Profiles[#Headers],0))","v":0}]
[11,"Coal",16,{"$f":"INDEX(NQC[NQC MW],MATCH(1,(NQC[Month]=Supply[[#This Row],[Month]])*(NQC[Unit Category]=Supply[[#This Row],[Unit Category]]),0))*INDEX(Profiles[],MATCH(1,(Profiles[Month]=Supply[[#This Row],[Month]])*(Profiles[Hour Ending]=Supply[[#This Row],[Hour Ending]]),0),MATCH(Supply[[#This Row],[Unit Category]],Profiles[#Headers],0))","v":0}]
[11,"Coal",17,{"$f":"INDEX(NQC[NQC MW],MATCH(1,(NQC[Month]=Supply[[#This Row],[Month]])*(NQC[Unit Category]=Supply[[#This Row],[Unit Category]]),0))*INDEX(Profiles[],MATCH(1,(Profiles[Month]=Supply[[#This Row],[Month]])*(Profiles[Hour Ending]=Supply[[#This Row],[Hour Ending]]),0),MATCH(Supply[[#This Row],[Unit Category]],Profiles[#Headers],0))","v":0}]
[11,"Coal",18,{"$f":"INDEX(NQC[NQC MW],MATCH(1,(NQC[Month]=Supply[[#This Row],[Month]])*(NQC[Unit Category]=Supply[[#This Row],[Unit Category]]),0))*INDEX(Profiles[],MATCH(1,(Profiles[Month]=Supply[[#This Row],[Month]])*(Profiles[Hour Ending]=Supply[[#This Row],[Hour Ending]]),0),MATCH(Supply[[#This Row],[Unit Category]],Profiles[#Headers],0))","v":0}]
[11,"Coal",19,{"$f":"INDEX(NQC[NQC MW],MATCH(1,(NQC[Month]=Supply[[#This Row],[Month]])*(NQC[Unit Category]=Supply[[#This Row],[Unit Category]]),0))*INDEX(Profiles[],MATCH(1,(Profiles[Month]=Supply[[#This Row],[Month]])*(Profiles[Hour Ending]=Supply[[#This Row],[Hour Ending]]),0),MATCH(Supply[[#This Row],[Unit Category]],Profiles[#Headers],0))","v":0}]
[11,"Coal",20,{"$f":"INDEX(NQC[NQC MW],MATCH(1,(NQC[Month]=Supply[[#This Row],[Month]])*(NQC[Unit Category]=Supply[[#This Row],[Unit Category]]),0))*INDEX(Profiles[],MATCH(1,(Profiles[Month]=Supply[[#This Row],[Month]])*(Profiles[Hour Ending]=Supply[[#This Row],[Hour Ending]]),0),MATCH(Supply[[#This Row],[Unit Category]],Profiles[#Headers],0))","v":0}]
[11,"Coal",21,{"$f":"INDEX(NQC[NQC MW],MATCH(1,(NQC[Month]=Supply[[#This Row],[Month]])*(NQC[Unit Category]=Supply[[#This Row],[Unit Category]]),0))*INDEX(Profiles[],MATCH(1,(Profiles[Month]=Supply[[#This Row],[Month]])*(Profiles[Hour Ending]=Supply[[#This Row],[Hour Ending]]),0),MATCH(Supply[[#This Row],[Unit Category]],Profiles[#Headers],0))","v":0}]
[11,"Coal",22,{"$f":"INDEX(NQC[NQC MW],MATCH(1,(NQC[Month]=Supply[[#This Row],[Month]])*(NQC[Unit Category]=Supply[[#This Row],[Unit Category]]),0))*INDEX(Profiles[],MATCH(1,(Profiles[Month]=Supply[[#This Row],[Month]])*(Profiles[Hour Ending]=Supply[[#This Row],[Hour Ending]]),0),MATCH(Supply[[#This Row],[Unit Category]],Profiles[#Headers],0))","v":0}]
[11,"Coal",23,{"$f":"INDEX(NQC[NQC MW],MATCH(1,(NQC[Month]=Supply[[#This Row],[Month]])*(NQC[Unit Category]=Supply[[#This Row],[Unit Category]]),0))*INDEX(Profiles[],MATCH(1,(Profiles[Month]=Supply[[#This Row],[Month]])*(Profiles[Hour Ending]=Supply[[#This Row],[Hour Ending]]),0),MATCH(Supply[[#This Row],[Unit Category]],Profiles[#Headers],0))","v":0}]
[11,"Coal",24,{"$f":"INDEX(NQC[NQC MW],MATCH(1,(NQC[Month]=Supply[[#This Row],[Month]])*(NQC[Unit Category]=Supply[[#This Row],[Unit Category]]),0))*INDEX(Profiles[],MATCH(1,(Profiles[Month]=Supply[[#This Row],[Month]])*(Profiles[Hour Ending]=Supply[[#This Row],[Hour Ending]]),0),MATCH(Supply[[#This Row],[Unit Category]],Profiles[#Headers],0))","v":0}]
[11,"Cogen",1,{"$f":"INDEX(NQC[NQC MW],MATCH(1,(NQC[Month]=Supply[[#This Row],[Month]])*(NQC[Unit Category]=Supply[[#This Row],[Unit Category]]),0))*INDEX(Profiles[],MATCH(1,(Profiles[Month]=Supply[[#This Row],[Month]])*(Profiles[Hour Ending]=Supply[[#This Row],[Hour Ending]]),0),MATCH(Supply[[#This Row],[Unit Category]],Profiles[#Headers],0))","v":1857.4536220000007}]
[11,"Cogen",2,{"$f":"INDEX(NQC[NQC MW],MATCH(1,(NQC[Month]=Supply[[#This Row],[Month]])*(NQC[Unit Category]=Supply[[#This Row],[Unit Category]]),0))*INDEX(Profiles[],MATCH(1,(Profiles[Month]=Supply[[#This Row],[Month]])*(Profiles[Hour Ending]=Supply[[#This Row],[Hour Ending]]),0),MATCH(Supply[[#This Row],[Unit Category]],Profiles[#Headers],0))","v":1857.4536220000007}]
[11,"Cogen",3,{"$f":"INDEX(NQC[NQC MW],MATCH(1,(NQC[Month]=Supply[[#This Row],[Month]])*(NQC[Unit Category]=Supply[[#This Row],[Unit Category]]),0))*INDEX(Profiles[],MATCH(1,(Profiles[Month]=Supply[[#This Row],[Month]])*(Profiles[Hour Ending]=Supply[[#This Row],[Hour Ending]]),0),MATCH(Supply[[#This Row],[Unit Category]],Profiles[#Headers],0))","v":1857.4536220000007}]
[11,"Cogen",4,{"$f":"INDEX(NQC[NQC MW],MATCH(1,(NQC[Month]=Supply[[#This Row],[Month]])*(NQC[Unit Category]=Supply[[#This Row],[Unit Category]]),0))*INDEX(Profiles[],MATCH(1,(Profiles[Month]=Supply[[#This Row],[Month]])*(Profiles[Hour Ending]=Supply[[#This Row],[Hour Ending]]),0),MATCH(Supply[[#This Row],[Unit Category]],Profiles[#Headers],0))","v":1857.4536220000007}]
[11,"Cogen",5,{"$f":"INDEX(NQC[NQC MW],MATCH(1,(NQC[Month]=Supply[[#This Row],[Month]])*(NQC[Unit Category]=Supply[[#This Row],[Unit Category]]),0))*INDEX(Profiles[],MATCH(1,(Profiles[Month]=Supply[[#This Row],[Month]])*(Profiles[Hour Ending]=Supply[[#This Row],[Hour Ending]]),0),MATCH(Supply[[#This Row],[Unit Category]],Profiles[#Headers],0))","v":1857.4536220000007}]
[11,"Cogen",6,{"$f":"INDEX(NQC[NQC MW],MATCH(1,(NQC[Month]=Supply[[#This Row],[Month]])*(NQC[Unit Category]=Supply[[#This Row],[Unit Category]]),0))*INDEX(Profiles[],MATCH(1,(Profiles[Month]=Supply[[#This Row],[Month]])*(Profiles[Hour Ending]=Supply[[#This Row],[Hour Ending]]),0),MATCH(Supply[[#This Row],[Unit Category]],Profiles[#Headers],0))","v":1857.4536220000007}]
[11,"Cogen",7,{"$f":"INDEX(NQC[NQC MW],MATCH(1,(NQC[Month]=Supply[[#This Row],[Month]])*(NQC[Unit Category]=Supply[[#This Row],[Unit Category]]),0))*INDEX(Profiles[],MATCH(1,(Profiles[Month]=Supply[[#This Row],[Month]])*(Profiles[Hour Ending]=Supply[[#This Row],[Hour Ending]]),0),MATCH(Supply[[#This Row],[Unit Category]],Profiles[#Headers],0))","v":1857.4536220000007}]
[11,"Cogen",8,{"$f":"INDEX(NQC[NQC MW],MATCH(1,(NQC[Month]=Supply[[#This Row],[Month]])*(NQC[Unit Category]=Supply[[#This Row],[Unit Category]]),0))*INDEX(Profiles[],MATCH(1,(Profiles[Month]=Supply[[#This Row],[Month]])*(Profiles[Hour Ending]=Supply[[#This Row],[Hour Ending]]),0),MATCH(Supply[[#This Row],[Unit Category]],Profiles[#Headers],0))","v":1857.4536220000007}]
[11,"Cogen",9,{"$f":"INDEX(NQC[NQC MW],MATCH(1,(NQC[Month]=Supply[[#This Row],[Month]])*(NQC[Unit Category]=Supply[[#This Row],[Unit Category]]),0))*INDEX(Profiles[],MATCH(1,(Profiles[Month]=Supply[[#This Row],[Month]])*(Profiles[Hour Ending]=Supply[[#This Row],[Hour Ending]]),0),MATCH(Supply[[#This Row],[Unit Category]],Profiles[#Headers],0))","v":1857.4536220000007}]
[11,"Cogen",10,{"$f":"INDEX(NQC[NQC MW],MATCH(1,(NQC[Month]=Supply[[#This Row],[Month]])*(NQC[Unit Category]=Supply[[#This Row],[Unit Category]]),0))*INDEX(Profiles[],MATCH(1,(Profiles[Month]=Supply[[#This Row],[Month]])*(Profiles[Hour Ending]=Supply[[#This Row],[Hour Ending]]),0),MATCH(Supply[[#This Row],[Unit Category]],Profiles[#Headers],0))","v":1857.4536220000007}]
[11,"Cogen",11,{"$f":"INDEX(NQC[NQC MW],MATCH(1,(NQC[Month]=Supply[[#This Row],[Month]])*(NQC[Unit Category]=Supply[[#This Row],[Unit Category]]),0))*INDEX(Profiles[],MATCH(1,(Profiles[Month]=Supply[[#This Row],[Month]])*(Profiles[Hour Ending]=Supply[[#This Row],[Hour Ending]]),0),MATCH(Supply[[#This Row],[Unit Category]],Profiles[#Headers],0))","v":1857.4536220000007}]
[11,"Cogen",12,{"$f":"INDEX(NQC[NQC MW],MATCH(1,(NQC[Month]=Supply[[#This Row],[Month]])*(NQC[Unit Category]=Supply[[#This Row],[Unit Category]]),0))*INDEX(Profiles[],MATCH(1,(Profiles[Month]=Supply[[#This Row],[Month]])*(Profiles[Hour Ending]=Supply[[#This Row],[Hour Ending]]),0),MATCH(Supply[[#This Row],[Unit Category]],Profiles[#Headers],0))","v":1857.4536220000007}]
[11,"Cogen",13,{"$f":"INDEX(NQC[NQC MW],MATCH(1,(NQC[Month]=Supply[[#This Row],[Month]])*(NQC[Unit Category]=Supply[[#This Row],[Unit Category]]),0))*INDEX(Profiles[],MATCH(1,(Profiles[Month]=Supply[[#This Row],[Month]])*(Profiles[Hour Ending]=Supply[[#This Row],[Hour Ending]]),0),MATCH(Supply[[#This Row],[Unit Category]],Profiles[#Headers],0))","v":1857.4536220000007}]
[11,"Cogen",14,{"$f":"INDEX(NQC[NQC MW],MATCH(1,(NQC[Month]=Supply[[#This Row],[Month]])*(NQC[Unit Category]=Supply[[#This Row],[Unit Category]]),0))*INDEX(Profiles[],MATCH(1,(Profiles[Month]=Supply[[#This Row],[Month]])*(Profiles[Hour Ending]=Supply[[#This Row],[Hour Ending]]),0),MATCH(Supply[[#This Row],[Unit Category]],Profiles[#Headers],0))","v":1857.4536220000007}]
[11,"Cogen",15,{"$f":"INDEX(NQC[NQC MW],MATCH(1,(NQC[Month]=Supply[[#This Row],[Month]])*(NQC[Unit Category]=Supply[[#This Row],[Unit Category]]),0))*INDEX(Profiles[],MATCH(1,(Profiles[Month]=Supply[[#This Row],[Month]])*(Profiles[Hour Ending]=Supply[[#This Row],[Hour Ending]]),0),MATCH(Supply[[#This Row],[Unit Category]],Profiles[#Headers],0))","v":1857.4536220000007}]
[11,"Cogen",16,{"$f":"INDEX(NQC[NQC MW],MATCH(1,(NQC[Month]=Supply[[#This Row],[Month]])*(NQC[Unit Category]=Supply[[#This Row],[Unit Category]]),0))*INDEX(Profiles[],MATCH(1,(Profiles[Month]=Supply[[#This Row],[Month]])*(Profiles[Hour Ending]=Supply[[#This Row],[Hour Ending]]),0),MATCH(Supply[[#This Row],[Unit Category]],Profiles[#Headers],0))","v":1857.4536220000007}]
[11,"Cogen",17,{"$f":"INDEX(NQC[NQC MW],MATCH(1,(NQC[Month]=Supply[[#This Row],[Month]])*(NQC[Unit Category]=Supply[[#This Row],[Unit Category]]),0))*INDEX(Profiles[],MATCH(1,(Profiles[Month]=Supply[[#This Row],[Month]])*(Profiles[Hour Ending]=Supply[[#This Row],[Hour Ending]]),0),MATCH(Supply[[#This Row],[Unit Category]],Profiles[#Headers],0))","v":1857.4536220000007}]
[11,"Cogen",18,{"$f":"INDEX(NQC[NQC MW],MATCH(1,(NQC[Month]=Supply[[#This Row],[Month]])*(NQC[Unit Category]=Supply[[#This Row],[Unit Category]]),0))*INDEX(Profiles[],MATCH(1,(Profiles[Month]=Supply[[#This Row],[Month]])*(Profiles[Hour Ending]=Supply[[#This Row],[Hour Ending]]),0),MATCH(Supply[[#This Row],[Unit Category]],Profiles[#Headers],0))","v":1857.4536220000007}]
[11,"Cogen",19,{"$f":"INDEX(NQC[NQC MW],MATCH(1,(NQC[Month]=Supply[[#This Row],[Month]])*(NQC[Unit Category]=Supply[[#This Row],[Unit Category]]),0))*INDEX(Profiles[],MATCH(1,(Profiles[Month]=Supply[[#This Row],[Month]])*(Profiles[Hour Ending]=Supply[[#This Row],[Hour Ending]]),0),MATCH(Supply[[#This Row],[Unit Category]],Profiles[#Headers],0))","v":1857.4536220000007}]
[11,"Cogen",20,{"$f":"INDEX(NQC[NQC MW],MATCH(1,(NQC[Month]=Supply[[#This Row],[Month]])*(NQC[Unit Category]=Supply[[#This Row],[Unit Category]]),0))*INDEX(Profiles[],MATCH(1,(Profiles[Month]=Supply[[#This Row],[Month]])*(Profiles[Hour Ending]=Supply[[#This Row],[Hour Ending]]),0),MATCH(Supply[[#This Row],[Unit Category]],Profiles[#Headers],0))","v":1857.4536220000007}]
[11,"Cogen",21,{"$f":"INDEX(NQC[NQC MW],MATCH(1,(NQC[Month]=Supply[[#This Row],[Month]])*(NQC[Unit Category]=Supply[[#This Row],[Unit Category]]),0))*INDEX(Profiles[],MATCH(1,(Profiles[Month]=Supply[[#This Row],[Month]])*(Profiles[Hour Ending]=Supply[[#This Row],[Hour Ending]]),0),MATCH(Supply[[#This Row],[Unit Category]],Profiles[#Headers],0))","v":1857.4536220000007}]
[11,"Cogen",22,{"$f":"INDEX(NQC[NQC MW],MATCH(1,(NQC[Month]=Supply[[#This Row],[Month]])*(NQC[Unit Category]=Supply[[#This Row],[Unit Category]]),0))*INDEX(Profiles[],MATCH(1,(Profiles[Month]=Supply[[#This Row],[Month]])*(Profiles[Hour Ending]=Supply[[#This Row],[Hour Ending]]),0),MATCH(Supply[[#This Row],[Unit Category]],Profiles[#Headers],0))","v":1857.4536220000007}]
[11,"Cogen",23,{"$f":"INDEX(NQC[NQC MW],MATCH(1,(NQC[Month]=Supply[[#This Row],[Month]])*(NQC[Unit Category]=Supply[[#This Row],[Unit Category]]),0))*INDEX(Profiles[],MATCH(1,(Profiles[Month]=Supply[[#This Row],[Month]])*(Profiles[Hour Ending]=Supply[[#This Row],[Hour Ending]]),0),MATCH(Supply[[#This Row],[Unit Category]],Profiles[#Headers],0))","v":1857.4536220000007}]
[11,"Cogen",24,{"$f":"INDEX(NQC[NQC MW],MATCH(1,(NQC[Month]=Supply[[#This Row],[Month]])*(NQC[Unit Category]=Supply[[#This Row],[Unit Category]]),0))*INDEX(Profiles[],MATCH(1,(Profiles[Month]=Supply[[#This Row],[Month]])*(Profiles[Hour Ending]=Supply[[#This Row],[Hour Ending]]),0),MATCH(Supply[[#This Row],[Unit Category]],Profiles[#Headers],0))","v":1857.4536220000007}]
[11,"CT",1,{"$f":"INDEX(NQC[NQC MW],MATCH(1,(NQC[Month]=Supply[[#This Row],[Month]])*(NQC[Unit Category]=Supply[[#This Row],[Unit Category]]),0))*INDEX(Profiles[],MATCH(1,(Profiles[Month]=Supply[[#This Row],[Month]])*(Profiles[Hour Ending]=Supply[[#This Row],[Hour Ending]]),0),MATCH(Supply[[#This Row],[Unit Category]],Profiles[#Headers],0))","v":8042.9200000000028}]
[11,"CT",2,{"$f":"INDEX(NQC[NQC MW],MATCH(1,(NQC[Month]=Supply[[#This Row],[Month]])*(NQC[Unit Category]=Supply[[#This Row],[Unit Category]]),0))*INDEX(Profiles[],MATCH(1,(Profiles[Month]=Supply[[#This Row],[Month]])*(Profiles[Hour Ending]=Supply[[#This Row],[Hour Ending]]),0),MATCH(Supply[[#This Row],[Unit Category]],Profiles[#Headers],0))","v":8042.9200000000028}]
[11,"CT",3,{"$f":"INDEX(NQC[NQC MW],MATCH(1,(NQC[Month]=Supply[[#This Row],[Month]])*(NQC[Unit Category]=Supply[[#This Row],[Unit Category]]),0))*INDEX(Profiles[],MATCH(1,(Profiles[Month]=Supply[[#This Row],[Month]])*(Profiles[Hour Ending]=Supply[[#This Row],[Hour Ending]]),0),MATCH(Supply[[#This Row],[Unit Category]],Profiles[#Headers],0))","v":8042.9200000000028}]
[11,"CT",4,{"$f":"INDEX(NQC[NQC MW],MATCH(1,(NQC[Month]=Supply[[#This Row],[Month]])*(NQC[Unit Category]=Supply[[#This Row],[Unit Category]]),0))*INDEX(Profiles[],MATCH(1,(Profiles[Month]=Supply[[#This Row],[Month]])*(Profiles[Hour Ending]=Supply[[#This Row],[Hour Ending]]),0),MATCH(Supply[[#This Row],[Unit Category]],Profiles[#Headers],0))","v":8042.9200000000028}]
[11,"CT",5,{"$f":"INDEX(NQC[NQC MW],MATCH(1,(NQC[Month]=Supply[[#This Row],[Month]])*(NQC[Unit Category]=Supply[[#This Row],[Unit Category]]),0))*INDEX(Profiles[],MATCH(1,(Profiles[Month]=Supply[[#This Row],[Month]])*(Profiles[Hour Ending]=Supply[[#This Row],[Hour Ending]]),0),MATCH(Supply[[#This Row],[Unit Category]],Profiles[#Headers],0))","v":8042.9200000000028}]
[11,"CT",6,{"$f":"INDEX(NQC[NQC MW],MATCH(1,(NQC[Month]=Supply[[#This Row],[Month]])*(NQC[Unit Category]=Supply[[#This Row],[Unit Category]]),0))*INDEX(Profiles[],MATCH(1,(Profiles[Month]=Supply[[#This Row],[Month]])*(Profiles[Hour Ending]=Supply[[#This Row],[Hour Ending]]),0),MATCH(Supply[[#This Row],[Unit Category]],Profiles[#Headers],0))","v":8042.9200000000028}]
[11,"CT",7,{"$f":"INDEX(NQC[NQC MW],MATCH(1,(NQC[Month]=Supply[[#This Row],[Month]])*(NQC[Unit Category]=Supply[[#This Row],[Unit Category]]),0))*INDEX(Profiles[],MATCH(1,(Profiles[Month]=Supply[[#This Row],[Month]])*(Profiles[Hour Ending]=Supply[[#This Row],[Hour Ending]]),0),MATCH(Supply[[#This Row],[Unit Category]],Profiles[#Headers],0))","v":8042.9200000000028}]
[11,"CT",8,{"$f":"INDEX(NQC[NQC MW],MATCH(1,(NQC[Month]=Supply[[#This Row],[Month]])*(NQC[Unit Category]=Supply[[#This Row],[Unit Category]]),0))*INDEX(Profiles[],MATCH(1,(Profiles[Month]=Supply[[#This Row],[Month]])*(Profiles[Hour Ending]=Supply[[#This Row],[Hour Ending]]),0),MATCH(Supply[[#This Row],[Unit Category]],Profiles[#Headers],0))","v":8042.9200000000028}]
[11,"CT",9,{"$f":"INDEX(NQC[NQC MW],MATCH(1,(NQC[Month]=Supply[[#This Row],[Month]])*(NQC[Unit Category]=Supply[[#This Row],[Unit Category]]),0))*INDEX(Profiles[],MATCH(1,(Profiles[Month]=Supply[[#This Row],[Month]])*(Profiles[Hour Ending]=Supply[[#This Row],[Hour Ending]]),0),MATCH(Supply[[#This Row],[Unit Category]],Profiles[#Headers],0))","v":8042.9200000000028}]
[11,"CT",10,{"$f":"INDEX(NQC[NQC MW],MATCH(1,(NQC[Month]=Supply[[#This Row],[Month]])*(NQC[Unit Category]=Supply[[#This Row],[Unit Category]]),0))*INDEX(Profiles[],MATCH(1,(Profiles[Month]=Supply[[#This Row],[Month]])*(Profiles[Hour Ending]=Supply[[#This Row],[Hour Ending]]),0),MATCH(Supply[[#This Row],[Unit Category]],Profiles[#Headers],0))","v":8042.9200000000028}]
[11,"CT",11,{"$f":"INDEX(NQC[NQC MW],MATCH(1,(NQC[Month]=Supply[[#This Row],[Month]])*(NQC[Unit Category]=Supply[[#This Row],[Unit Category]]),0))*INDEX(Profiles[],MATCH(1,(Profiles[Month]=Supply[[#This Row],[Month]])*(Profiles[Hour Ending]=Supply[[#This Row],[Hour Ending]]),0),MATCH(Supply[[#This Row],[Unit Category]],Profiles[#Headers],0))","v":8042.9200000000028}]
[11,"CT",12,{"$f":"INDEX(NQC[NQC MW],MATCH(1,(NQC[Month]=Supply[[#This Row],[Month]])*(NQC[Unit Category]=Supply[[#This Row],[Unit Category]]),0))*INDEX(Profiles[],MATCH(1,(Profiles[Month]=Supply[[#This Row],[Month]])*(Profiles[Hour Ending]=Supply[[#This Row],[Hour Ending]]),0),MATCH(Supply[[#This Row],[Unit Category]],Profiles[#Headers],0))","v":8042.9200000000028}]
[11,"CT",13,{"$f":"INDEX(NQC[NQC MW],MATCH(1,(NQC[Month]=Supply[[#This Row],[Month]])*(NQC[Unit Category]=Supply[[#This Row],[Unit Category]]),0))*INDEX(Profiles[],MATCH(1,(Profiles[Month]=Supply[[#This Row],[Month]])*(Profiles[Hour Ending]=Supply[[#This Row],[Hour Ending]]),0),MATCH(Supply[[#This Row],[Unit Category]],Profiles[#Headers],0))","v":8042.9200000000028}]
[11,"CT",14,{"$f":"INDEX(NQC[NQC MW],MATCH(1,(NQC[Month]=Supply[[#This Row],[Month]])*(NQC[Unit Category]=Supply[[#This Row],[Unit Category]]),0))*INDEX(Profiles[],MATCH(1,(Profiles[Month]=Supply[[#This Row],[Month]])*(Profiles[Hour Ending]=Supply[[#This Row],[Hour Ending]]),0),MATCH(Supply[[#This Row],[Unit Category]],Profiles[#Headers],0))","v":8042.9200000000028}]
[11,"CT",15,{"$f":"INDEX(NQC[NQC MW],MATCH(1,(NQC[Month]=Supply[[#This Row],[Month]])*(NQC[Unit Category]=Supply[[#This Row],[Unit Category]]),0))*INDEX(Profiles[],MATCH(1,(Profiles[Month]=Supply[[#This Row],[Month]])*(Profiles[Hour Ending]=Supply[[#This Row],[Hour Ending]]),0),MATCH(Supply[[#This Row],[Unit Category]],Profiles[#Headers],0))","v":8042.9200000000028}]
[11,"CT",16,{"$f":"INDEX(NQC[NQC MW],MATCH(1,(NQC[Month]=Supply[[#This Row],[Month]])*(NQC[Unit Category]=Supply[[#This Row],[Unit Category]]),0))*INDEX(Profiles[],MATCH(1,(Profiles[Month]=Supply[[#This Row],[Month]])*(Profiles[Hour Ending]=Supply[[#This Row],[Hour Ending]]),0),MATCH(Supply[[#This Row],[Unit Category]],Profiles[#Headers],0))","v":8042.9200000000028}]
[11,"CT",17,{"$f":"INDEX(NQC[NQC MW],MATCH(1,(NQC[Month]=Supply[[#This Row],[Month]])*(NQC[Unit Category]=Supply[[#This Row],[Unit Category]]),0))*INDEX(Profiles[],MATCH(1,(Profiles[Month]=Supply[[#This Row],[Month]])*(Profiles[Hour Ending]=Supply[[#This Row],[Hour Ending]]),0),MATCH(Supply[[#This Row],[Unit Category]],Profiles[#Headers],0))","v":8042.9200000000028}]
[11,"CT",18,{"$f":"INDEX(NQC[NQC MW],MATCH(1,(NQC[Month]=Supply[[#This Row],[Month]])*(NQC[Unit Category]=Supply[[#This Row],[Unit Category]]),0))*INDEX(Profiles[],MATCH(1,(Profiles[Month]=Supply[[#This Row],[Month]])*(Profiles[Hour Ending]=Supply[[#This Row],[Hour Ending]]),0),MATCH(Supply[[#This Row],[Unit Category]],Profiles[#Headers],0))","v":8042.9200000000028}]
[11,"CT",19,{"$f":"INDEX(NQC[NQC MW],MATCH(1,(NQC[Month]=Supply[[#This Row],[Month]])*(NQC[Unit Category]=Supply[[#This Row],[Unit Category]]),0))*INDEX(Profiles[],MATCH(1,(Profiles[Month]=Supply[[#This Row],[Month]])*(Profiles[Hour Ending]=Supply[[#This Row],[Hour Ending]]),0),MATCH(Supply[[#This Row],[Unit Category]],Profiles[#Headers],0))","v":8042.9200000000028}]
[11,"CT",20,{"$f":"INDEX(NQC[NQC MW],MATCH(1,(NQC[Month]=Supply[[#This Row],[Month]])*(NQC[Unit Category]=Supply[[#This Row],[Unit Category]]),0))*INDEX(Profiles[],MATCH(1,(Profiles[Month]=Supply[[#This Row],[Month]])*(Profiles[Hour Ending]=Supply[[#This Row],[Hour Ending]]),0),MATCH(Supply[[#This Row],[Unit Category]],Profiles[#Headers],0))","v":8042.9200000000028}]
[11,"CT",21,{"$f":"INDEX(NQC[NQC MW],MATCH(1,(NQC[Month]=Supply[[#This Row],[Month]])*(NQC[Unit Category]=Supply[[#This Row],[Unit Category]]),0))*INDEX(Profiles[],MATCH(1,(Profiles[Month]=Supply[[#This Row],[Month]])*(Profiles[Hour Ending]=Supply[[#This Row],[Hour Ending]]),0),MATCH(Supply[[#This Row],[Unit Category]],Profiles[#Headers],0))","v":8042.9200000000028}]
[11,"CT",22,{"$f":"INDEX(NQC[NQC MW],MATCH(1,(NQC[Month]=Supply[[#This Row],[Month]])*(NQC[Unit Category]=Supply[[#This Row],[Unit Category]]),0))*INDEX(Profiles[],MATCH(1,(Profiles[Month]=Supply[[#This Row],[Month]])*(Profiles[Hour Ending]=Supply[[#This Row],[Hour Ending]]),0),MATCH(Supply[[#This Row],[Unit Category]],Profiles[#Headers],0))","v":8042.9200000000028}]
[11,"CT",23,{"$f":"INDEX(NQC[NQC MW],MATCH(1,(NQC[Month]=Supply[[#This Row],[Month]])*(NQC[Unit Category]=Supply[[#This Row],[Unit Category]]),0))*INDEX(Profiles[],MATCH(1,(Profiles[Month]=Supply[[#This Row],[Month]])*(Profiles[Hour Ending]=Supply[[#This Row],[Hour Ending]]),0),MATCH(Supply[[#This Row],[Unit Category]],Profiles[#Headers],0))","v":8042.9200000000028}]
[11,"CT",24,{"$f":"INDEX(NQC[NQC MW],MATCH(1,(NQC[Month]=Supply[[#This Row],[Month]])*(NQC[Unit Category]=Supply[[#This Row],[Unit Category]]),0))*INDEX(Profiles[],MATCH(1,(Profiles[Month]=Supply[[#This Row],[Month]])*(Profiles[Hour Ending]=Supply[[#This Row],[Hour Ending]]),0),MATCH(Supply[[#This Row],[Unit Category]],Profiles[#Headers],0))","v":8042.9200000000028}]
[11,"DR",1,{"$f":"INDEX(NQC[NQC MW],MATCH(1,(NQC[Month]=Supply[[#This Row],[Month]])*(NQC[Unit Category]=Supply[[#This Row],[Unit Category]]),0))*INDEX(Profiles[],MATCH(1,(Profiles[Month]=Supply[[#This Row],[Month]])*(Profiles[Hour Ending]=Supply[[#This Row],[Hour Ending]]),0),MATCH(Supply[[#This Row],[Unit Category]],Profiles[#Headers],0))","v":0}]
[11,"DR",2,{"$f":"INDEX(NQC[NQC MW],MATCH(1,(NQC[Month]=Supply[[#This Row],[Month]])*(NQC[Unit Category]=Supply[[#This Row],[Unit Category]]),0))*INDEX(Profiles[],MATCH(1,(Profiles[Month]=Supply[[#This Row],[Month]])*(Profiles[Hour Ending]=Supply[[#This Row],[Hour Ending]]),0),MATCH(Supply[[#This Row],[Unit Category]],Profiles[#Headers],0))","v":0}]
[11,"DR",3,{"$f":"INDEX(NQC[NQC MW],MATCH(1,(NQC[Month]=Supply[[#This Row],[Month]])*(NQC[Unit Category]=Supply[[#This Row],[Unit Category]]),0))*INDEX(Profiles[],MATCH(1,(Profiles[Month]=Supply[[#This Row],[Month]])*(Profiles[Hour Ending]=Supply[[#This Row],[Hour Ending]]),0),MATCH(Supply[[#This Row],[Unit Category]],Profiles[#Headers],0))","v":0}]
[11,"DR",4,{"$f":"INDEX(NQC[NQC MW],MATCH(1,(NQC[Month]=Supply[[#This Row],[Month]])*(NQC[Unit Category]=Supply[[#This Row],[Unit Category]]),0))*INDEX(Profiles[],MATCH(1,(Profiles[Month]=Supply[[#This Row],[Month]])*(Profiles[Hour Ending]=Supply[[#This Row],[Hour Ending]]),0),MATCH(Supply[[#This Row],[Unit Category]],Profiles[#Headers],0))","v":0}]
[11,"DR",5,{"$f":"INDEX(NQC[NQC MW],MATCH(1,(NQC[Month]=Supply[[#This Row],[Month]])*(NQC[Unit Category]=Supply[[#This Row],[Unit Category]]),0))*INDEX(Profiles[],MATCH(1,(Profiles[Month]=Supply[[#This Row],[Month]])*(Profiles[Hour Ending]=Supply[[#This Row],[Hour Ending]]),0),MATCH(Supply[[#This Row],[Unit Category]],Profiles[#Headers],0))","v":0}]
[11,"DR",6,{"$f":"INDEX(NQC[NQC MW],MATCH(1,(NQC[Month]=Supply[[#This Row],[Month]])*(NQC[Unit Category]=Supply[[#This Row],[Unit Category]]),0))*INDEX(Profiles[],MATCH(1,(Profiles[Month]=Supply[[#This Row],[Month]])*(Profiles[Hour Ending]=Supply[[#This Row],[Hour Ending]]),0),MATCH(Supply[[#This Row],[Unit Category]],Profiles[#Headers],0))","v":0}]
[11,"DR",7,{"$f":"INDEX(NQC[NQC MW],MATCH(1,(NQC[Month]=Supply[[#This Row],[Month]])*(NQC[Unit Category]=Supply[[#This Row],[Unit Category]]),0))*INDEX(Profiles[],MATCH(1,(Profiles[Month]=Supply[[#This Row],[Month]])*(Profiles[Hour Ending]=Supply[[#This Row],[Hour Ending]]),0),MATCH(Supply[[#This Row],[Unit Category]],Profiles[#Headers],0))","v":0}]
[11,"DR",8,{"$f":"INDEX(NQC[NQC MW],MATCH(1,(NQC[Month]=Supply[[#This Row],[Month]])*(NQC[Unit Category]=Supply[[#This Row],[Unit Category]]),0))*INDEX(Profiles[],MATCH(1,(Profiles[Month]=Supply[[#This Row],[Month]])*(Profiles[Hour Ending]=Supply[[#This Row],[Hour Ending]]),0),MATCH(Supply[[#This Row],[Unit Category]],Profiles[#Headers],0))","v":0}]
[11,"DR",9,{"$f":"INDEX(NQC[NQC MW],MATCH(1,(NQC[Month]=Supply[[#This Row],[Month]])*(NQC[Unit Category]=Supply[[#This Row],[Unit Category]]),0))*INDEX(Profiles[],MATCH(1,(Profiles[Month]=Supply[[#This Row],[Month]])*(Profiles[Hour Ending]=Supply[[#This Row],[Hour Ending]]),0),MATCH(Supply[[#This Row],[Unit Category]],Profiles[#Headers],0))","v":0}]
[11,"DR",10,{"$f":"INDEX(NQC[NQC MW],MATCH(1,(NQC[Month]=Supply[[#This Row],[Month]])*(NQC[Unit Category]=Supply[[#This Row],[Unit Category]]),0))*INDEX(Profiles[],MATCH(1,(Profiles[Month]=Supply[[#This Row],[Month]])*(Profiles[Hour Ending]=Supply[[#This Row],[Hour Ending]]),0),MATCH(Supply[[#This Row],[Unit Category]],Profiles[#Headers],0))","v":0}]
[11,"DR",11,{"$f":"INDEX(NQC[NQC MW],MATCH(1,(NQC[Month]=Supply[[#This Row],[Month]])*(NQC[Unit Category]=Supply[[#This Row],[Unit Category]]),0))*INDEX(Profiles[],MATCH(1,(Profiles[Month]=Supply[[#This Row],[Month]])*(Profiles[Hour Ending]=Supply[[#This Row],[Hour Ending]]),0),MATCH(Supply[[#This Row],[Unit Category]],Profiles[#Headers],0))","v":0}]
[11,"DR",12,{"$f":"INDEX(NQC[NQC MW],MATCH(1,(NQC[Month]=Supply[[#This Row],[Month]])*(NQC[Unit Category]=Supply[[#This Row],[Unit Category]]),0))*INDEX(Profiles[],MATCH(1,(Profiles[Month]=Supply[[#This Row],[Month]])*(Profiles[Hour Ending]=Supply[[#This Row],[Hour Ending]]),0),MATCH(Supply[[#This Row],[Unit Category]],Profiles[#Headers],0))","v":0}]
[11,"DR",13,{"$f":"INDEX(NQC[NQC MW],MATCH(1,(NQC[Month]=Supply[[#This Row],[Month]])*(NQC[Unit Category]=Supply[[#This Row],[Unit Category]]),0))*INDEX(Profiles[],MATCH(1,(Profiles[Month]=Supply[[#This Row],[Month]])*(Profiles[Hour Ending]=Supply[[#This Row],[Hour Ending]]),0),MATCH(Supply[[#This Row],[Unit Category]],Profiles[#Headers],0))","v":0}]
[11,"DR",14,{"$f":"INDEX(NQC[NQC MW],MATCH(1,(NQC[Month]=Supply[[#This Row],[Month]])*(NQC[Unit Category]=Supply[[#This Row],[Unit Category]]),0))*INDEX(Profiles[],MATCH(1,(Profiles[Month]=Supply[[#This Row],[Month]])*(Profiles[Hour Ending]=Supply[[#This Row],[Hour Ending]]),0),MATCH(Supply[[#This Row],[Unit Category]],Profiles[#Headers],0))","v":0}]
[11,"DR",15,{"$f":"INDEX(NQC[NQC MW],MATCH(1,(NQC[Month]=Supply[[#This Row],[Month]])*(NQC[Unit Category]=Supply[[#This Row],[Unit Category]]),0))*INDEX(Profiles[],MATCH(1,(Profiles[Month]=Supply[[#This Row],[Month]])*(Profiles[Hour Ending]=Supply[[#This Row],[Hour Ending]]),0),MATCH(Supply[[#This Row],[Unit Category]],Profiles[#Headers],0))","v":0}]
[11,"DR",16,{"$f":"INDEX(NQC[NQC MW],MATCH(1,(NQC[Month]=Supply[[#This Row],[Month]])*(NQC[Unit Category]=Supply[[#This Row],[Unit Category]]),0))*INDEX(Profiles[],MATCH(1,(Profiles[Month]=Supply[[#This Row],[Month]])*(Profiles[Hour Ending]=Supply[[#This Row],[Hour Ending]]),0),MATCH(Supply[[#This Row],[Unit Category]],Profiles[#Headers],0))","v":0}]
[11,"DR",17,{"$f":"INDEX(NQC[NQC MW],MATCH(1,(NQC[Month]=Supply[[#This Row],[Month]])*(NQC[Unit Category]=Supply[[#This Row],[Unit Category]]),0))*INDEX(Profiles[],MATCH(1,(Profiles[Month]=Supply[[#This Row],[Month]])*(Profiles[Hour Ending]=Supply[[#This Row],[Hour Ending]]),0),MATCH(Supply[[#This Row],[Unit Category]],Profiles[#Headers],0))","v":1824.1688510096153}]
[11,"DR",18,{"$f":"INDEX(NQC[NQC MW],MATCH(1,(NQC[Month]=Supply[[#This Row],[Month]])*(NQC[Unit Category]=Supply[[#This Row],[Unit Category]]),0))*INDEX(Profiles[],MATCH(1,(Profiles[Month]=Supply[[#This Row],[Month]])*(Profiles[Hour Ending]=Supply[[#This Row],[Hour Ending]]),0),MATCH(Supply[[#This Row],[Unit Category]],Profiles[#Headers],0))","v":1833.0575898658292}]
[11,"DR",19,{"$f":"INDEX(NQC[NQC MW],MATCH(1,(NQC[Month]=Supply[[#This Row],[Month]])*(NQC[Unit Category]=Supply[[#This Row],[Unit Category]]),0))*INDEX(Profiles[],MATCH(1,(Profiles[Month]=Supply[[#This Row],[Month]])*(Profiles[Hour Ending]=Supply[[#This Row],[Hour Ending]]),0),MATCH(Supply[[#This Row],[Unit Category]],Profiles[#Headers],0))","v":1717.2148896954952}]
[11,"DR",20,{"$f":"INDEX(NQC[NQC MW],MATCH(1,(NQC[Month]=Supply[[#This Row],[Month]])*(NQC[Unit Category]=Supply[[#This Row],[Unit Category]]),0))*INDEX(Profiles[],MATCH(1,(Profiles[Month]=Supply[[#This Row],[Month]])*(Profiles[Hour Ending]=Supply[[#This Row],[Hour Ending]]),0),MATCH(Supply[[#This Row],[Unit Category]],Profiles[#Headers],0))","v":1586.7205790258095}]
[11,"DR",21,{"$f":"INDEX(NQC[NQC MW],MATCH(1,(NQC[Month]=Supply[[#This Row],[Month]])*(NQC[Unit Category]=Supply[[#This Row],[Unit Category]]),0))*INDEX(Profiles[],MATCH(1,(Profiles[Month]=Supply[[#This Row],[Month]])*(Profiles[Hour Ending]=Supply[[#This Row],[Hour Ending]]),0),MATCH(Supply[[#This Row],[Unit Category]],Profiles[#Headers],0))","v":1427.2263245079962}]
[11,"DR",22,{"$f":"INDEX(NQC[NQC MW],MATCH(1,(NQC[Month]=Supply[[#This Row],[Month]])*(NQC[Unit Category]=Supply[[#This Row],[Unit Category]]),0))*INDEX(Profiles[],MATCH(1,(Profiles[Month]=Supply[[#This Row],[Month]])*(Profiles[Hour Ending]=Supply[[#This Row],[Hour Ending]]),0),MATCH(Supply[[#This Row],[Unit Category]],Profiles[#Headers],0))","v":0}]
[11,"DR",23,{"$f":"INDEX(NQC[NQC MW],MATCH(1,(NQC[Month]=Supply[[#This Row],[Month]])*(NQC[Unit Category]=Supply[[#This Row],[Unit Category]]),0))*INDEX(Profiles[],MATCH(1,(Profiles[Month]=Supply[[#This Row],[Month]])*(Profiles[Hour Ending]=Supply[[#This Row],[Hour Ending]]),0),MATCH(Supply[[#This Row],[Unit Category]],Profiles[#Headers],0))","v":0}]
[11,"DR",24,{"$f":"INDEX(NQC[NQC MW],MATCH(1,(NQC[Month]=Supply[[#This Row],[Month]])*(NQC[Unit Category]=Supply[[#This Row],[Unit Category]]),0))*INDEX(Profiles[],MATCH(1,(Profiles[Month]=Supply[[#This Row],[Month]])*(Profiles[Hour Ending]=Supply[[#This Row],[Hour Ending]]),0),MATCH(Supply[[#This Row],[Unit Category]],Profiles[#Headers],0))","v":0}]
[11,"Geothermal",1,{"$f":"INDEX(NQC[NQC MW],MATCH(1,(NQC[Month]=Supply[[#This Row],[Month]])*(NQC[Unit Category]=Supply[[#This Row],[Unit Category]]),0))*INDEX(Profiles[],MATCH(1,(Profiles[Month]=Supply[[#This Row],[Month]])*(Profiles[Hour Ending]=Supply[[#This Row],[Hour Ending]]),0),MATCH(Supply[[#This Row],[Unit Category]],Profiles[#Headers],0))","v":1324.035351}]
[11,"Geothermal",2,{"$f":"INDEX(NQC[NQC MW],MATCH(1,(NQC[Month]=Supply[[#This Row],[Month]])*(NQC[Unit Category]=Supply[[#This Row],[Unit Category]]),0))*INDEX(Profiles[],MATCH(1,(Profiles[Month]=Supply[[#This Row],[Month]])*(Profiles[Hour Ending]=Supply[[#This Row],[Hour Ending]]),0),MATCH(Supply[[#This Row],[Unit Category]],Profiles[#Headers],0))","v":1324.035351}]
[11,"Geothermal",3,{"$f":"INDEX(NQC[NQC MW],MATCH(1,(NQC[Month]=Supply[[#This Row],[Month]])*(NQC[Unit Category]=Supply[[#This Row],[Unit Category]]),0))*INDEX(Profiles[],MATCH(1,(Profiles[Month]=Supply[[#This Row],[Month]])*(Profiles[Hour Ending]=Supply[[#This Row],[Hour Ending]]),0),MATCH(Supply[[#This Row],[Unit Category]],Profiles[#Headers],0))","v":1324.035351}]
[11,"Geothermal",4,{"$f":"INDEX(NQC[NQC MW],MATCH(1,(NQC[Month]=Supply[[#This Row],[Month]])*(NQC[Unit Category]=Supply[[#This Row],[Unit Category]]),0))*INDEX(Profiles[],MATCH(1,(Profiles[Month]=Supply[[#This Row],[Month]])*(Profiles[Hour Ending]=Supply[[#This Row],[Hour Ending]]),0),MATCH(Supply[[#This Row],[Unit Category]],Profiles[#Headers],0))","v":1324.035351}]
[11,"Geothermal",5,{"$f":"INDEX(NQC[NQC MW],MATCH(1,(NQC[Month]=Supply[[#This Row],[Month]])*(NQC[Unit Category]=Supply[[#This Row],[Unit Category]]),0))*INDEX(Profiles[],MATCH(1,(Profiles[Month]=Supply[[#This Row],[Month]])*(Profiles[Hour Ending]=Supply[[#This Row],[Hour Ending]]),0),MATCH(Supply[[#This Row],[Unit Category]],Profiles[#Headers],0))","v":1324.035351}]
[11,"Geothermal",6,{"$f":"INDEX(NQC[NQC MW],MATCH(1,(NQC[Month]=Supply[[#This Row],[Month]])*(NQC[Unit Category]=Supply[[#This Row],[Unit Category]]),0))*INDEX(Profiles[],MATCH(1,(Profiles[Month]=Supply[[#This Row],[Month]])*(Profiles[Hour Ending]=Supply[[#This Row],[Hour Ending]]),0),MATCH(Supply[[#This Row],[Unit Category]],Profiles[#Headers],0))","v":1324.035351}]
[11,"Geothermal",7,{"$f":"INDEX(NQC[NQC MW],MATCH(1,(NQC[Month]=Supply[[#This Row],[Month]])*(NQC[Unit Category]=Supply[[#This Row],[Unit Category]]),0))*INDEX(Profiles[],MATCH(1,(Profiles[Month]=Supply[[#This Row],[Month]])*(Profiles[Hour Ending]=Supply[[#This Row],[Hour Ending]]),0),MATCH(Supply[[#This Row],[Unit Category]],Profiles[#Headers],0))","v":1324.035351}]
[11,"Geothermal",8,{"$f":"INDEX(NQC[NQC MW],MATCH(1,(NQC[Month]=Supply[[#This Row],[Month]])*(NQC[Unit Category]=Supply[[#This Row],[Unit Category]]),0))*INDEX(Profiles[],MATCH(1,(Profiles[Month]=Supply[[#This Row],[Month]])*(Profiles[Hour Ending]=Supply[[#This Row],[Hour Ending]]),0),MATCH(Supply[[#This Row],[Unit Category]],Profiles[#Headers],0))","v":1324.035351}]
[11,"Geothermal",9,{"$f":"INDEX(NQC[NQC MW],MATCH(1,(NQC[Month]=Supply[[#This Row],[Month]])*(NQC[Unit Category]=Supply[[#This Row],[Unit Category]]),0))*INDEX(Profiles[],MATCH(1,(Profiles[Month]=Supply[[#This Row],[Month]])*(Profiles[Hour Ending]=Supply[[#This Row],[Hour Ending]]),0),MATCH(Supply[[#This Row],[Unit Category]],Profiles[#Headers],0))","v":1324.035351}]
[11,"Geothermal",10,{"$f":"INDEX(NQC[NQC MW],MATCH(1,(NQC[Month]=Supply[[#This Row],[Month]])*(NQC[Unit Category]=Supply[[#This Row],[Unit Category]]),0))*INDEX(Profiles[],MATCH(1,(Profiles[Month]=Supply[[#This Row],[Month]])*(Profiles[Hour Ending]=Supply[[#This Row],[Hour Ending]]),0),MATCH(Supply[[#This Row],[Unit Category]],Profiles[#Headers],0))","v":1324.035351}]
[11,"Geothermal",11,{"$f":"INDEX(NQC[NQC MW],MATCH(1,(NQC[Month]=Supply[[#This Row],[Month]])*(NQC[Unit Category]=Supply[[#This Row],[Unit Category]]),0))*INDEX(Profiles[],MATCH(1,(Profiles[Month]=Supply[[#This Row],[Month]])*(Profiles[Hour Ending]=Supply[[#This Row],[Hour Ending]]),0),MATCH(Supply[[#This Row],[Unit Category]],Profiles[#Headers],0))","v":1324.035351}]
[11,"Geothermal",12,{"$f":"INDEX(NQC[NQC MW],MATCH(1,(NQC[Month]=Supply[[#This Row],[Month]])*(NQC[Unit Category]=Supply[[#This Row],[Unit Category]]),0))*INDEX(Profiles[],MATCH(1,(Profiles[Month]=Supply[[#This Row],[Month]])*(Profiles[Hour Ending]=Supply[[#This Row],[Hour Ending]]),0),MATCH(Supply[[#This Row],[Unit Category]],Profiles[#Headers],0))","v":1324.035351}]
[11,"Geothermal",13,{"$f":"INDEX(NQC[NQC MW],MATCH(1,(NQC[Month]=Supply[[#This Row],[Month]])*(NQC[Unit Category]=Supply[[#This Row],[Unit Category]]),0))*INDEX(Profiles[],MATCH(1,(Profiles[Month]=Supply[[#This Row],[Month]])*(Profiles[Hour Ending]=Supply[[#This Row],[Hour Ending]]),0),MATCH(Supply[[#This Row],[Unit Category]],Profiles[#Headers],0))","v":1324.035351}]
[11,"Geothermal",14,{"$f":"INDEX(NQC[NQC MW],MATCH(1,(NQC[Month]=Supply[[#This Row],[Month]])*(NQC[Unit Category]=Supply[[#This Row],[Unit Category]]),0))*INDEX(Profiles[],MATCH(1,(Profiles[Month]=Supply[[#This Row],[Month]])*(Profiles[Hour Ending]=Supply[[#This Row],[Hour Ending]]),0),MATCH(Supply[[#This Row],[Unit Category]],Profiles[#Headers],0))","v":1324.035351}]
[11,"Geothermal",15,{"$f":"INDEX(NQC[NQC MW],MATCH(1,(NQC[Month]=Supply[[#This Row],[Month]])*(NQC[Unit Category]=Supply[[#This Row],[Unit Category]]),0))*INDEX(Profiles[],MATCH(1,(Profiles[Month]=Supply[[#This Row],[Month]])*(Profiles[Hour Ending]=Supply[[#This Row],[Hour Ending]]),0),MATCH(Supply[[#This Row],[Unit Category]],Profiles[#Headers],0))","v":1324.035351}]
[11,"Geothermal",16,{"$f":"INDEX(NQC[NQC MW],MATCH(1,(NQC[Month]=Supply[[#This Row],[Month]])*(NQC[Unit Category]=Supply[[#This Row],[Unit Category]]),0))*INDEX(Profiles[],MATCH(1,(Profiles[Month]=Supply[[#This Row],[Month]])*(Profiles[Hour Ending]=Supply[[#This Row],[Hour Ending]]),0),MATCH(Supply[[#This Row],[Unit Category]],Profiles[#Headers],0))","v":1324.035351}]
[11,"Geothermal",17,{"$f":"INDEX(NQC[NQC MW],MATCH(1,(NQC[Month]=Supply[[#This Row],[Month]])*(NQC[Unit Category]=Supply[[#This Row],[Unit Category]]),0))*INDEX(Profiles[],MATCH(1,(Profiles[Month]=Supply[[#This Row],[Month]])*(Profiles[Hour Ending]=Supply[[#This Row],[Hour Ending]]),0),MATCH(Supply[[#This Row],[Unit Category]],Profiles[#Headers],0))","v":1324.035351}]
[11,"Geothermal",18,{"$f":"INDEX(NQC[NQC MW],MATCH(1,(NQC[Month]=Supply[[#This Row],[Month]])*(NQC[Unit Category]=Supply[[#This Row],[Unit Category]]),0))*INDEX(Profiles[],MATCH(1,(Profiles[Month]=Supply[[#This Row],[Month]])*(Profiles[Hour Ending]=Supply[[#This Row],[Hour Ending]]),0),MATCH(Supply[[#This Row],[Unit Category]],Profiles[#Headers],0))","v":1324.035351}]
[11,"Geothermal",19,{"$f":"INDEX(NQC[NQC MW],MATCH(1,(NQC[Month]=Supply[[#This Row],[Month]])*(NQC[Unit Category]=Supply[[#This Row],[Unit Category]]),0))*INDEX(Profiles[],MATCH(1,(Profiles[Month]=Supply[[#This Row],[Month]])*(Profiles[Hour Ending]=Supply[[#This Row],[Hour Ending]]),0),MATCH(Supply[[#This Row],[Unit Category]],Profiles[#Headers],0))","v":1324.035351}]
[11,"Geothermal",20,{"$f":"INDEX(NQC[NQC MW],MATCH(1,(NQC[Month]=Supply[[#This Row],[Month]])*(NQC[Unit Category]=Supply[[#This Row],[Unit Category]]),0))*INDEX(Profiles[],MATCH(1,(Profiles[Month]=Supply[[#This Row],[Month]])*(Profiles[Hour Ending]=Supply[[#This Row],[Hour Ending]]),0),MATCH(Supply[[#This Row],[Unit Category]],Profiles[#Headers],0))","v":1324.035351}]
[11,"Geothermal",21,{"$f":"INDEX(NQC[NQC MW],MATCH(1,(NQC[Month]=Supply[[#This Row],[Month]])*(NQC[Unit Category]=Supply[[#This Row],[Unit Category]]),0))*INDEX(Profiles[],MATCH(1,(Profiles[Month]=Supply[[#This Row],[Month]])*(Profiles[Hour Ending]=Supply[[#This Row],[Hour Ending]]),0),MATCH(Supply[[#This Row],[Unit Category]],Profiles[#Headers],0))","v":1324.035351}]
[11,"Geothermal",22,{"$f":"INDEX(NQC[NQC MW],MATCH(1,(NQC[Month]=Supply[[#This Row],[Month]])*(NQC[Unit Category]=Supply[[#This Row],[Unit Category]]),0))*INDEX(Profiles[],MATCH(1,(Profiles[Month]=Supply[[#This Row],[Month]])*(Profiles[Hour Ending]=Supply[[#This Row],[Hour Ending]]),0),MATCH(Supply[[#This Row],[Unit Category]],Profiles[#Headers],0))","v":1324.035351}]
[11,"Geothermal",23,{"$f":"INDEX(NQC[NQC MW],MATCH(1,(NQC[Month]=Supply[[#This Row],[Month]])*(NQC[Unit Category]=Supply[[#This Row],[Unit Category]]),0))*INDEX(Profiles[],MATCH(1,(Profiles[Month]=Supply[[#This Row],[Month]])*(Profiles[Hour Ending]=Supply[[#This Row],[Hour Ending]]),0),MATCH(Supply[[#This Row],[Unit Category]],Profiles[#Headers],0))","v":1324.035351}]
[11,"Geothermal",24,{"$f":"INDEX(NQC[NQC MW],MATCH(1,(NQC[Month]=Supply[[#This Row],[Month]])*(NQC[Unit Category]=Supply[[#This Row],[Unit Category]]),0))*INDEX(Profiles[],MATCH(1,(Profiles[Month]=Supply[[#This Row],[Month]])*(Profiles[Hour Ending]=Supply[[#This Row],[Hour Ending]]),0),MATCH(Supply[[#This Row],[Unit Category]],Profiles[#Headers],0))","v":1324.035351}]
[11,"Hydro",1,{"$f":"INDEX(NQC[NQC MW],MATCH(1,(NQC[Month]=Supply[[#This Row],[Month]])*(NQC[Unit Category]=Supply[[#This Row],[Unit Category]]),0))*INDEX(Profiles[],MATCH(1,(Profiles[Month]=Supply[[#This Row],[Month]])*(Profiles[Hour Ending]=Supply[[#This Row],[Hour Ending]]),0),MATCH(Supply[[#This Row],[Unit Category]],Profiles[#Headers],0))","v":2321.6023}]
[11,"Hydro",2,{"$f":"INDEX(NQC[NQC MW],MATCH(1,(NQC[Month]=Supply[[#This Row],[Month]])*(NQC[Unit Category]=Supply[[#This Row],[Unit Category]]),0))*INDEX(Profiles[],MATCH(1,(Profiles[Month]=Supply[[#This Row],[Month]])*(Profiles[Hour Ending]=Supply[[#This Row],[Hour Ending]]),0),MATCH(Supply[[#This Row],[Unit Category]],Profiles[#Headers],0))","v":2321.6023}]
[11,"Hydro",3,{"$f":"INDEX(NQC[NQC MW],MATCH(1,(NQC[Month]=Supply[[#This Row],[Month]])*(NQC[Unit Category]=Supply[[#This Row],[Unit Category]]),0))*INDEX(Profiles[],MATCH(1,(Profiles[Month]=Supply[[#This Row],[Month]])*(Profiles[Hour Ending]=Supply[[#This Row],[Hour Ending]]),0),MATCH(Supply[[#This Row],[Unit Category]],Profiles[#Headers],0))","v":2321.6023}]
[11,"Hydro",4,{"$f":"INDEX(NQC[NQC MW],MATCH(1,(NQC[Month]=Supply[[#This Row],[Month]])*(NQC[Unit Category]=Supply[[#This Row],[Unit Category]]),0))*INDEX(Profiles[],MATCH(1,(Profiles[Month]=Supply[[#This Row],[Month]])*(Profiles[Hour Ending]=Supply[[#This Row],[Hour Ending]]),0),MATCH(Supply[[#This Row],[Unit Category]],Profiles[#Headers],0))","v":2321.6023}]
[11,"Hydro",5,{"$f":"INDEX(NQC[NQC MW],MATCH(1,(NQC[Month]=Supply[[#This Row],[Month]])*(NQC[Unit Category]=Supply[[#This Row],[Unit Category]]),0))*INDEX(Profiles[],MATCH(1,(Profiles[Month]=Supply[[#This Row],[Month]])*(Profiles[Hour Ending]=Supply[[#This Row],[Hour Ending]]),0),MATCH(Supply[[#This Row],[Unit Category]],Profiles[#Headers],0))","v":2321.6023}]
[11,"Hydro",6,{"$f":"INDEX(NQC[NQC MW],MATCH(1,(NQC[Month]=Supply[[#This Row],[Month]])*(NQC[Unit Category]=Supply[[#This Row],[Unit Category]]),0))*INDEX(Profiles[],MATCH(1,(Profiles[Month]=Supply[[#This Row],[Month]])*(Profiles[Hour Ending]=Supply[[#This Row],[Hour Ending]]),0),MATCH(Supply[[#This Row],[Unit Category]],Profiles[#Headers],0))","v":2321.6023}]
[11,"Hydro",7,{"$f":"INDEX(NQC[NQC MW],MATCH(1,(NQC[Month]=Supply[[#This Row],[Month]])*(NQC[Unit Category]=Supply[[#This Row],[Unit Category]]),0))*INDEX(Profiles[],MATCH(1,(Profiles[Month]=Supply[[#This Row],[Month]])*(Profiles[Hour Ending]=Supply[[#This Row],[Hour Ending]]),0),MATCH(Supply[[#This Row],[Unit Category]],Profiles[#Headers],0))","v":2321.6023}]
[11,"Hydro",8,{"$f":"INDEX(NQC[NQC MW],MATCH(1,(NQC[Month]=Supply[[#This Row],[Month]])*(NQC[Unit Category]=Supply[[#This Row],[Unit Category]]),0))*INDEX(Profiles[],MATCH(1,(Profiles[Month]=Supply[[#This Row],[Month]])*(Profiles[Hour Ending]=Supply[[#This Row],[Hour Ending]]),0),MATCH(Supply[[#This Row],[Unit Category]],Profiles[#Headers],0))","v":2321.6023}]
[11,"Hydro",9,{"$f":"INDEX(NQC[NQC MW],MATCH(1,(NQC[Month]=Supply[[#This Row],[Month]])*(NQC[Unit Category]=Supply[[#This Row],[Unit Category]]),0))*INDEX(Profiles[],MATCH(1,(Profiles[Month]=Supply[[#This Row],[Month]])*(Profiles[Hour Ending]=Supply[[#This Row],[Hour Ending]]),0),MATCH(Supply[[#This Row],[Unit Category]],Profiles[#Headers],0))","v":2321.6023}]
[11,"Hydro",10,{"$f":"INDEX(NQC[NQC MW],MATCH(1,(NQC[Month]=Supply[[#This Row],[Month]])*(NQC[Unit Category]=Supply[[#This Row],[Unit Category]]),0))*INDEX(Profiles[],MATCH(1,(Profiles[Month]=Supply[[#This Row],[Month]])*(Profiles[Hour Ending]=Supply[[#This Row],[Hour Ending]]),0),MATCH(Supply[[#This Row],[Unit Category]],Profiles[#Headers],0))","v":2321.6023}]
[11,"Hydro",11,{"$f":"INDEX(NQC[NQC MW],MATCH(1,(NQC[Month]=Supply[[#This Row],[Month]])*(NQC[Unit Category]=Supply[[#This Row],[Unit Category]]),0))*INDEX(Profiles[],MATCH(1,(Profiles[Month]=Supply[[#This Row],[Month]])*(Profiles[Hour Ending]=Supply[[#This Row],[Hour Ending]]),0),MATCH(Supply[[#This Row],[Unit Category]],Profiles[#Headers],0))","v":2321.6023}]
[11,"Hydro",12,{"$f":"INDEX(NQC[NQC MW],MATCH(1,(NQC[Month]=Supply[[#This Row],[Month]])*(NQC[Unit Category]=Supply[[#This Row],[Unit Category]]),0))*INDEX(Profiles[],MATCH(1,(Profiles[Month]=Supply[[#This Row],[Month]])*(Profiles[Hour Ending]=Supply[[#This Row],[Hour Ending]]),0),MATCH(Supply[[#This Row],[Unit Category]],Profiles[#Headers],0))","v":2321.6023}]
[11,"Hydro",13,{"$f":"INDEX(NQC[NQC MW],MATCH(1,(NQC[Month]=Supply[[#This Row],[Month]])*(NQC[Unit Category]=Supply[[#This Row],[Unit Category]]),0))*INDEX(Profiles[],MATCH(1,(Profiles[Month]=Supply[[#This Row],[Month]])*(Profiles[Hour Ending]=Supply[[#This Row],[Hour Ending]]),0),MATCH(Supply[[#This Row],[Unit Category]],Profiles[#Headers],0))","v":2321.6023}]
[11,"Hydro",14,{"$f":"INDEX(NQC[NQC MW],MATCH(1,(NQC[Month]=Supply[[#This Row],[Month]])*(NQC[Unit Category]=Supply[[#This Row],[Unit Category]]),0))*INDEX(Profiles[],MATCH(1,(Profiles[Month]=Supply[[#This Row],[Month]])*(Profiles[Hour Ending]=Supply[[#This Row],[Hour Ending]]),0),MATCH(Supply[[#This Row],[Unit Category]],Profiles[#Headers],0))","v":2321.6023}]
[11,"Hydro",15,{"$f":"INDEX(NQC[NQC MW],MATCH(1,(NQC[Month]=Supply[[#This Row],[Month]])*(NQC[Unit Category]=Supply[[#This Row],[Unit Category]]),0))*INDEX(Profiles[],MATCH(1,(Profiles[Month]=Supply[[#This Row],[Month]])*(Profiles[Hour Ending]=Supply[[#This Row],[Hour Ending]]),0),MATCH(Supply[[#This Row],[Unit Category]],Profiles[#Headers],0))","v":2321.6023}]
[11,"Hydro",16,{"$f":"INDEX(NQC[NQC MW],MATCH(1,(NQC[Month]=Supply[[#This Row],[Month]])*(NQC[Unit Category]=Supply[[#This Row],[Unit Category]]),0))*INDEX(Profiles[],MATCH(1,(Profiles[Month]=Supply[[#This Row],[Month]])*(Profiles[Hour Ending]=Supply[[#This Row],[Hour Ending]]),0),MATCH(Supply[[#This Row],[Unit Category]],Profiles[#Headers],0))","v":2321.6023}]
[11,"Hydro",17,{"$f":"INDEX(NQC[NQC MW],MATCH(1,(NQC[Month]=Supply[[#This Row],[Month]])*(NQC[Unit Category]=Supply[[#This Row],[Unit Category]]),0))*INDEX(Profiles[],MATCH(1,(Profiles[Month]=Supply[[#This Row],[Month]])*(Profiles[Hour Ending]=Supply[[#This Row],[Hour Ending]]),0),MATCH(Supply[[#This Row],[Unit Category]],Profiles[#Headers],0))","v":2321.6023}]
[11,"Hydro",18,{"$f":"INDEX(NQC[NQC MW],MATCH(1,(NQC[Month]=Supply[[#This Row],[Month]])*(NQC[Unit Category]=Supply[[#This Row],[Unit Category]]),0))*INDEX(Profiles[],MATCH(1,(Profiles[Month]=Supply[[#This Row],[Month]])*(Profiles[Hour Ending]=Supply[[#This Row],[Hour Ending]]),0),MATCH(Supply[[#This Row],[Unit Category]],Profiles[#Headers],0))","v":2321.6023}]
[11,"Hydro",19,{"$f":"INDEX(NQC[NQC MW],MATCH(1,(NQC[Month]=Supply[[#This Row],[Month]])*(NQC[Unit Category]=Supply[[#This Row],[Unit Category]]),0))*INDEX(Profiles[],MATCH(1,(Profiles[Month]=Supply[[#This Row],[Month]])*(Profiles[Hour Ending]=Supply[[#This Row],[Hour Ending]]),0),MATCH(Supply[[#This Row],[Unit Category]],Profiles[#Headers],0))","v":2321.6023}]
[11,"Hydro",20,{"$f":"INDEX(NQC[NQC MW],MATCH(1,(NQC[Month]=Supply[[#This Row],[Month]])*(NQC[Unit Category]=Supply[[#This Row],[Unit Category]]),0))*INDEX(Profiles[],MATCH(1,(Profiles[Month]=Supply[[#This Row],[Month]])*(Profiles[Hour Ending]=Supply[[#This Row],[Hour Ending]]),0),MATCH(Supply[[#This Row],[Unit Category]],Profiles[#Headers],0))","v":2321.6023}]
[11,"Hydro",21,{"$f":"INDEX(NQC[NQC MW],MATCH(1,(NQC[Month]=Supply[[#This Row],[Month]])*(NQC[Unit Category]=Supply[[#This Row],[Unit Category]]),0))*INDEX(Profiles[],MATCH(1,(Profiles[Month]=Supply[[#This Row],[Month]])*(Profiles[Hour Ending]=Supply[[#This Row],[Hour Ending]]),0),MATCH(Supply[[#This Row],[Unit Category]],Profiles[#Headers],0))","v":2321.6023}]
[11,"Hydro",22,{"$f":"INDEX(NQC[NQC MW],MATCH(1,(NQC[Month]=Supply[[#This Row],[Month]])*(NQC[Unit Category]=Supply[[#This Row],[Unit Category]]),0))*INDEX(Profiles[],MATCH(1,(Profiles[Month]=Supply[[#This Row],[Month]])*(Profiles[Hour Ending]=Supply[[#This Row],[Hour Ending]]),0),MATCH(Supply[[#This Row],[Unit Category]],Profiles[#Headers],0))","v":2321.6023}]
[11,"Hydro",23,{"$f":"INDEX(NQC[NQC MW],MATCH(1,(NQC[Month]=Supply[[#This Row],[Month]])*(NQC[Unit Category]=Supply[[#This Row],[Unit Category]]),0))*INDEX(Profiles[],MATCH(1,(Profiles[Month]=Supply[[#This Row],[Month]])*(Profiles[Hour Ending]=Supply[[#This Row],[Hour Ending]]),0),MATCH(Supply[[#This Row],[Unit Category]],Profiles[#Headers],0))","v":2321.6023}]
[11,"Hydro",24,{"$f":"INDEX(NQC[NQC MW],MATCH(1,(NQC[Month]=Supply[[#This Row],[Month]])*(NQC[Unit Category]=Supply[[#This Row],[Unit Category]]),0))*INDEX(Profiles[],MATCH(1,(Profiles[Month]=Supply[[#This Row],[Month]])*(Profiles[Hour Ending]=Supply[[#This Row],[Hour Ending]]),0),MATCH(Supply[[#This Row],[Unit Category]],Profiles[#Headers],0))","v":2321.6023}]
[11,"ICE",1,{"$f":"INDEX(NQC[NQC MW],MATCH(1,(NQC[Month]=Supply[[#This Row],[Month]])*(NQC[Unit Category]=Supply[[#This Row],[Unit Category]]),0))*INDEX(Profiles[],MATCH(1,(Profiles[Month]=Supply[[#This Row],[Month]])*(Profiles[Hour Ending]=Supply[[#This Row],[Hour Ending]]),0),MATCH(Supply[[#This Row],[Unit Category]],Profiles[#Headers],0))","v":254.7}]
[11,"ICE",2,{"$f":"INDEX(NQC[NQC MW],MATCH(1,(NQC[Month]=Supply[[#This Row],[Month]])*(NQC[Unit Category]=Supply[[#This Row],[Unit Category]]),0))*INDEX(Profiles[],MATCH(1,(Profiles[Month]=Supply[[#This Row],[Month]])*(Profiles[Hour Ending]=Supply[[#This Row],[Hour Ending]]),0),MATCH(Supply[[#This Row],[Unit Category]],Profiles[#Headers],0))","v":254.7}]
[11,"ICE",3,{"$f":"INDEX(NQC[NQC MW],MATCH(1,(NQC[Month]=Supply[[#This Row],[Month]])*(NQC[Unit Category]=Supply[[#This Row],[Unit Category]]),0))*INDEX(Profiles[],MATCH(1,(Profiles[Month]=Supply[[#This Row],[Month]])*(Profiles[Hour Ending]=Supply[[#This Row],[Hour Ending]]),0),MATCH(Supply[[#This Row],[Unit Category]],Profiles[#Headers],0))","v":254.7}]
[11,"ICE",4,{"$f":"INDEX(NQC[NQC MW],MATCH(1,(NQC[Month]=Supply[[#This Row],[Month]])*(NQC[Unit Category]=Supply[[#This Row],[Unit Category]]),0))*INDEX(Profiles[],MATCH(1,(Profiles[Month]=Supply[[#This Row],[Month]])*(Profiles[Hour Ending]=Supply[[#This Row],[Hour Ending]]),0),MATCH(Supply[[#This Row],[Unit Category]],Profiles[#Headers],0))","v":254.7}]
[11,"ICE",5,{"$f":"INDEX(NQC[NQC MW],MATCH(1,(NQC[Month]=Supply[[#This Row],[Month]])*(NQC[Unit Category]=Supply[[#This Row],[Unit Category]]),0))*INDEX(Profiles[],MATCH(1,(Profiles[Month]=Supply[[#This Row],[Month]])*(Profiles[Hour Ending]=Supply[[#This Row],[Hour Ending]]),0),MATCH(Supply[[#This Row],[Unit Category]],Profiles[#Headers],0))","v":254.7}]
[11,"ICE",6,{"$f":"INDEX(NQC[NQC MW],MATCH(1,(NQC[Month]=Supply[[#This Row],[Month]])*(NQC[Unit Category]=Supply[[#This Row],[Unit Category]]),0))*INDEX(Profiles[],MATCH(1,(Profiles[Month]=Supply[[#This Row],[Month]])*(Profiles[Hour Ending]=Supply[[#This Row],[Hour Ending]]),0),MATCH(Supply[[#This Row],[Unit Category]],Profiles[#Headers],0))","v":254.7}]
[11,"ICE",7,{"$f":"INDEX(NQC[NQC MW],MATCH(1,(NQC[Month]=Supply[[#This Row],[Month]])*(NQC[Unit Category]=Supply[[#This Row],[Unit Category]]),0))*INDEX(Profiles[],MATCH(1,(Profiles[Month]=Supply[[#This Row],[Month]])*(Profiles[Hour Ending]=Supply[[#This Row],[Hour Ending]]),0),MATCH(Supply[[#This Row],[Unit Category]],Profiles[#Headers],0))","v":254.7}]
[11,"ICE",8,{"$f":"INDEX(NQC[NQC MW],MATCH(1,(NQC[Month]=Supply[[#This Row],[Month]])*(NQC[Unit Category]=Supply[[#This Row],[Unit Category]]),0))*INDEX(Profiles[],MATCH(1,(Profiles[Month]=Supply[[#This Row],[Month]])*(Profiles[Hour Ending]=Supply[[#This Row],[Hour Ending]]),0),MATCH(Supply[[#This Row],[Unit Category]],Profiles[#Headers],0))","v":254.7}]
[11,"ICE",9,{"$f":"INDEX(NQC[NQC MW],MATCH(1,(NQC[Month]=Supply[[#This Row],[Month]])*(NQC[Unit Category]=Supply[[#This Row],[Unit Category]]),0))*INDEX(Profiles[],MATCH(1,(Profiles[Month]=Supply[[#This Row],[Month]])*(Profiles[Hour Ending]=Supply[[#This Row],[Hour Ending]]),0),MATCH(Supply[[#This Row],[Unit Category]],Profiles[#Headers],0))","v":254.7}]
[11,"ICE",10,{"$f":"INDEX(NQC[NQC MW],MATCH(1,(NQC[Month]=Supply[[#This Row],[Month]])*(NQC[Unit Category]=Supply[[#This Row],[Unit Category]]),0))*INDEX(Profiles[],MATCH(1,(Profiles[Month]=Supply[[#This Row],[Month]])*(Profiles[Hour Ending]=Supply[[#This Row],[Hour Ending]]),0),MATCH(Supply[[#This Row],[Unit Category]],Profiles[#Headers],0))","v":254.7}]
[11,"ICE",11,{"$f":"INDEX(NQC[NQC MW],MATCH(1,(NQC[Month]=Supply[[#This Row],[Month]])*(NQC[Unit Category]=Supply[[#This Row],[Unit Category]]),0))*INDEX(Profiles[],MATCH(1,(Profiles[Month]=Supply[[#This Row],[Month]])*(Profiles[Hour Ending]=Supply[[#This Row],[Hour Ending]]),0),MATCH(Supply[[#This Row],[Unit Category]],Profiles[#Headers],0))","v":254.7}]
[11,"ICE",12,{"$f":"INDEX(NQC[NQC MW],MATCH(1,(NQC[Month]=Supply[[#This Row],[Month]])*(NQC[Unit Category]=Supply[[#This Row],[Unit Category]]),0))*INDEX(Profiles[],MATCH(1,(Profiles[Month]=Supply[[#This Row],[Month]])*(Profiles[Hour Ending]=Supply[[#This Row],[Hour Ending]]),0),MATCH(Supply[[#This Row],[Unit Category]],Profiles[#Headers],0))","v":254.7}]
[11,"ICE",13,{"$f":"INDEX(NQC[NQC MW],MATCH(1,(NQC[Month]=Supply[[#This Row],[Month]])*(NQC[Unit Category]=Supply[[#This Row],[Unit Category]]),0))*INDEX(Profiles[],MATCH(1,(Profiles[Month]=Supply[[#This Row],[Month]])*(Profiles[Hour Ending]=Supply[[#This Row],[Hour Ending]]),0),MATCH(Supply[[#This Row],[Unit Category]],Profiles[#Headers],0))","v":254.7}]
[11,"ICE",14,{"$f":"INDEX(NQC[NQC MW],MATCH(1,(NQC[Month]=Supply[[#This Row],[Month]])*(NQC[Unit Category]=Supply[[#This Row],[Unit Category]]),0))*INDEX(Profiles[],MATCH(1,(Profiles[Month]=Supply[[#This Row],[Month]])*(Profiles[Hour Ending]=Supply[[#This Row],[Hour Ending]]),0),MATCH(Supply[[#This Row],[Unit Category]],Profiles[#Headers],0))","v":254.7}]
[11,"ICE",15,{"$f":"INDEX(NQC[NQC MW],MATCH(1,(NQC[Month]=Supply[[#This Row],[Month]])*(NQC[Unit Category]=Supply[[#This Row],[Unit Category]]),0))*INDEX(Profiles[],MATCH(1,(Profiles[Month]=Supply[[#This Row],[Month]])*(Profiles[Hour Ending]=Supply[[#This Row],[Hour Ending]]),0),MATCH(Supply[[#This Row],[Unit Category]],Profiles[#Headers],0))","v":254.7}]
[11,"ICE",16,{"$f":"INDEX(NQC[NQC MW],MATCH(1,(NQC[Month]=Supply[[#This Row],[Month]])*(NQC[Unit Category]=Supply[[#This Row],[Unit Category]]),0))*INDEX(Profiles[],MATCH(1,(Profiles[Month]=Supply[[#This Row],[Month]])*(Profiles[Hour Ending]=Supply[[#This Row],[Hour Ending]]),0),MATCH(Supply[[#This Row],[Unit Category]],Profiles[#Headers],0))","v":254.7}]
[11,"ICE",17,{"$f":"INDEX(NQC[NQC MW],MATCH(1,(NQC[Month]=Supply[[#This Row],[Month]])*(NQC[Unit Category]=Supply[[#This Row],[Unit Category]]),0))*INDEX(Profiles[],MATCH(1,(Profiles[Month]=Supply[[#This Row],[Month]])*(Profiles[Hour Ending]=Supply[[#This Row],[Hour Ending]]),0),MATCH(Supply[[#This Row],[Unit Category]],Profiles[#Headers],0))","v":254.7}]
[11,"ICE",18,{"$f":"INDEX(NQC[NQC MW],MATCH(1,(NQC[Month]=Supply[[#This Row],[Month]])*(NQC[Unit Category]=Supply[[#This Row],[Unit Category]]),0))*INDEX(Profiles[],MATCH(1,(Profiles[Month]=Supply[[#This Row],[Month]])*(Profiles[Hour Ending]=Supply[[#This Row],[Hour Ending]]),0),MATCH(Supply[[#This Row],[Unit Category]],Profiles[#Headers],0))","v":254.7}]
[11,"ICE",19,{"$f":"INDEX(NQC[NQC MW],MATCH(1,(NQC[Month]=Supply[[#This Row],[Month]])*(NQC[Unit Category]=Supply[[#This Row],[Unit Category]]),0))*INDEX(Profiles[],MATCH(1,(Profiles[Month]=Supply[[#This Row],[Month]])*(Profiles[Hour Ending]=Supply[[#This Row],[Hour Ending]]),0),MATCH(Supply[[#This Row],[Unit Category]],Profiles[#Headers],0))","v":254.7}]
[11,"ICE",20,{"$f":"INDEX(NQC[NQC MW],MATCH(1,(NQC[Month]=Supply[[#This Row],[Month]])*(NQC[Unit Category]=Supply[[#This Row],[Unit Category]]),0))*INDEX(Profiles[],MATCH(1,(Profiles[Month]=Supply[[#This Row],[Month]])*(Profiles[Hour Ending]=Supply[[#This Row],[Hour Ending]]),0),MATCH(Supply[[#This Row],[Unit Category]],Profiles[#Headers],0))","v":254.7}]
[11,"ICE",21,{"$f":"INDEX(NQC[NQC MW],MATCH(1,(NQC[Month]=Supply[[#This Row],[Month]])*(NQC[Unit Category]=Supply[[#This Row],[Unit Category]]),0))*INDEX(Profiles[],MATCH(1,(Profiles[Month]=Supply[[#This Row],[Month]])*(Profiles[Hour Ending]=Supply[[#This Row],[Hour Ending]]),0),MATCH(Supply[[#This Row],[Unit Category]],Profiles[#Headers],0))","v":254.7}]
[11,"ICE",22,{"$f":"INDEX(NQC[NQC MW],MATCH(1,(NQC[Month]=Supply[[#This Row],[Month]])*(NQC[Unit Category]=Supply[[#This Row],[Unit Category]]),0))*INDEX(Profiles[],MATCH(1,(Profiles[Month]=Supply[[#This Row],[Month]])*(Profiles[Hour Ending]=Supply[[#This Row],[Hour Ending]]),0),MATCH(Supply[[#This Row],[Unit Category]],Profiles[#Headers],0))","v":254.7}]
[11,"ICE",23,{"$f":"INDEX(NQC[NQC MW],MATCH(1,(NQC[Month]=Supply[[#This Row],[Month]])*(NQC[Unit Category]=Supply[[#This Row],[Unit Category]]),0))*INDEX(Profiles[],MATCH(1,(Profiles[Month]=Supply[[#This Row],[Month]])*(Profiles[Hour Ending]=Supply[[#This Row],[Hour Ending]]),0),MATCH(Supply[[#This Row],[Unit Category]],Profiles[#Headers],0))","v":254.7}]
[11,"ICE",24,{"$f":"INDEX(NQC[NQC MW],MATCH(1,(NQC[Month]=Supply[[#This Row],[Month]])*(NQC[Unit Category]=Supply[[#This Row],[Unit Category]]),0))*INDEX(Profiles[],MATCH(1,(Profiles[Month]=Supply[[#This Row],[Month]])*(Profiles[Hour Ending]=Supply[[#This Row],[Hour Ending]]),0),MATCH(Supply[[#This Row],[Unit Category]],Profiles[#Headers],0))","v":254.7}]
[11,"Interchange",1,{"$f":"INDEX(NQC[NQC MW],MATCH(1,(NQC[Month]=Supply[[#This Row],[Month]])*(NQC[Unit Category]=Supply[[#This Row],[Unit Category]]),0))*INDEX(Profiles[],MATCH(1,(Profiles[Month]=Supply[[#This Row],[Month]])*(Profiles[Hour Ending]=Supply[[#This Row],[Hour Ending]]),0),MATCH(Supply[[#This Row],[Unit Category]],Profiles[#Headers],0))","v":2500}]
[11,"Interchange",2,{"$f":"INDEX(NQC[NQC MW],MATCH(1,(NQC[Month]=Supply[[#This Row],[Month]])*(NQC[Unit Category]=Supply[[#This Row],[Unit Category]]),0))*INDEX(Profiles[],MATCH(1,(Profiles[Month]=Supply[[#This Row],[Month]])*(Profiles[Hour Ending]=Supply[[#This Row],[Hour Ending]]),0),MATCH(Supply[[#This Row],[Unit Category]],Profiles[#Headers],0))","v":2500}]
[11,"Interchange",3,{"$f":"INDEX(NQC[NQC MW],MATCH(1,(NQC[Month]=Supply[[#This Row],[Month]])*(NQC[Unit Category]=Supply[[#This Row],[Unit Category]]),0))*INDEX(Profiles[],MATCH(1,(Profiles[Month]=Supply[[#This Row],[Month]])*(Profiles[Hour Ending]=Supply[[#This Row],[Hour Ending]]),0),MATCH(Supply[[#This Row],[Unit Category]],Profiles[#Headers],0))","v":2500}]
[11,"Interchange",4,{"$f":"INDEX(NQC[NQC MW],MATCH(1,(NQC[Month]=Supply[[#This Row],[Month]])*(NQC[Unit Category]=Supply[[#This Row],[Unit Category]]),0))*INDEX(Profiles[],MATCH(1,(Profiles[Month]=Supply[[#This Row],[Month]])*(Profiles[Hour Ending]=Supply[[#This Row],[Hour Ending]]),0),MATCH(Supply[[#This Row],[Unit Category]],Profiles[#Headers],0))","v":2500}]
[11,"Interchange",5,{"$f":"INDEX(NQC[NQC MW],MATCH(1,(NQC[Month]=Supply[[#This Row],[Month]])*(NQC[Unit Category]=Supply[[#This Row],[Unit Category]]),0))*INDEX(Profiles[],MATCH(1,(Profiles[Month]=Supply[[#This Row],[Month]])*(Profiles[Hour Ending]=Supply[[#This Row],[Hour Ending]]),0),MATCH(Supply[[#This Row],[Unit Category]],Profiles[#Headers],0))","v":2500}]
[11,"Interchange",6,{"$f":"INDEX(NQC[NQC MW],MATCH(1,(NQC[Month]=Supply[[#This Row],[Month]])*(NQC[Unit Category]=Supply[[#This Row],[Unit Category]]),0))*INDEX(Profiles[],MATCH(1,(Profiles[Month]=Supply[[#This Row],[Month]])*(Profiles[Hour Ending]=Supply[[#This Row],[Hour Ending]]),0),MATCH(Supply[[#This Row],[Unit Category]],Profiles[#Headers],0))","v":2500}]
[11,"Interchange",7,{"$f":"INDEX(NQC[NQC MW],MATCH(1,(NQC[Month]=Supply[[#This Row],[Month]])*(NQC[Unit Category]=Supply[[#This Row],[Unit Category]]),0))*INDEX(Profiles[],MATCH(1,(Profiles[Month]=Supply[[#This Row],[Month]])*(Profiles[Hour Ending]=Supply[[#This Row],[Hour Ending]]),0),MATCH(Supply[[#This Row],[Unit Category]],Profiles[#Headers],0))","v":2500}]
[11,"Interchange",8,{"$f":"INDEX(NQC[NQC MW],MATCH(1,(NQC[Month]=Supply[[#This Row],[Month]])*(NQC[Unit Category]=Supply[[#This Row],[Unit Category]]),0))*INDEX(Profiles[],MATCH(1,(Profiles[Month]=Supply[[#This Row],[Month]])*(Profiles[Hour Ending]=Supply[[#This Row],[Hour Ending]]),0),MATCH(Supply[[#This Row],[Unit Category]],Profiles[#Headers],0))","v":2500}]
[11,"Interchange",9,{"$f":"INDEX(NQC[NQC MW],MATCH(1,(NQC[Month]=Supply[[#This Row],[Month]])*(NQC[Unit Category]=Supply[[#This Row],[Unit Category]]),0))*INDEX(Profiles[],MATCH(1,(Profiles[Month]=Supply[[#This Row],[Month]])*(Profiles[Hour Ending]=Supply[[#This Row],[Hour Ending]]),0),MATCH(Supply[[#This Row],[Unit Category]],Profiles[#Headers],0))","v":2500}]
[11,"Interchange",10,{"$f":"INDEX(NQC[NQC MW],MATCH(1,(NQC[Month]=Supply[[#This Row],[Month]])*(NQC[Unit Category]=Supply[[#This Row],[Unit Category]]),0))*INDEX(Profiles[],MATCH(1,(Profiles[Month]=Supply[[#This Row],[Month]])*(Profiles[Hour Ending]=Supply[[#This Row],[Hour Ending]]),0),MATCH(Supply[[#This Row],[Unit Category]],Profiles[#Headers],0))","v":2500}]
[11,"Interchange",11,{"$f":"INDEX(NQC[NQC MW],MATCH(1,(NQC[Month]=Supply[[#This Row],[Month]])*(NQC[Unit Category]=Supply[[#This Row],[Unit Category]]),0))*INDEX(Profiles[],MATCH(1,(Profiles[Month]=Supply[[#This Row],[Month]])*(Profiles[Hour Ending]=Supply[[#This Row],[Hour Ending]]),0),MATCH(Supply[[#This Row],[Unit Category]],Profiles[#Headers],0))","v":2500}]
[11,"Interchange",12,{"$f":"INDEX(NQC[NQC MW],MATCH(1,(NQC[Month]=Supply[[#This Row],[Month]])*(NQC[Unit Category]=Supply[[#This Row],[Unit Category]]),0))*INDEX(Profiles[],MATCH(1,(Profiles[Month]=Supply[[#This Row],[Month]])*(Profiles[Hour Ending]=Supply[[#This Row],[Hour Ending]]),0),MATCH(Supply[[#This Row],[Unit Category]],Profiles[#Headers],0))","v":2500}]
[11,"Interchange",13,{"$f":"INDEX(NQC[NQC MW],MATCH(1,(NQC[Month]=Supply[[#This Row],[Month]])*(NQC[Unit Category]=Supply[[#This Row],[Unit Category]]),0))*INDEX(Profiles[],MATCH(1,(Profiles[Month]=Supply[[#This Row],[Month]])*(Profiles[Hour Ending]=Supply[[#This Row],[Hour Ending]]),0),MATCH(Supply[[#This Row],[Unit Category]],Profiles[#Headers],0))","v":2500}]
[11,"Interchange",14,{"$f":"INDEX(NQC[NQC MW],MATCH(1,(NQC[Month]=Supply[[#This Row],[Month]])*(NQC[Unit Category]=Supply[[#This Row],[Unit Category]]),0))*INDEX(Profiles[],MATCH(1,(Profiles[Month]=Supply[[#This Row],[Month]])*(Profiles[Hour Ending]=Supply[[#This Row],[Hour Ending]]),0),MATCH(Supply[[#This Row],[Unit Category]],Profiles[#Headers],0))","v":2500}]
[11,"Interchange",15,{"$f":"INDEX(NQC[NQC MW],MATCH(1,(NQC[Month]=Supply[[#This Row],[Month]])*(NQC[Unit Category]=Supply[[#This Row],[Unit Category]]),0))*INDEX(Profiles[],MATCH(1,(Profiles[Month]=Supply[[#This Row],[Month]])*(Profiles[Hour Ending]=Supply[[#This Row],[Hour Ending]]),0),MATCH(Supply[[#This Row],[Unit Category]],Profiles[#Headers],0))","v":2500}]
[11,"Interchange",16,{"$f":"INDEX(NQC[NQC MW],MATCH(1,(NQC[Month]=Supply[[#This Row],[Month]])*(NQC[Unit Category]=Supply[[#This Row],[Unit Category]]),0))*INDEX(Profiles[],MATCH(1,(Profiles[Month]=Supply[[#This Row],[Month]])*(Profiles[Hour Ending]=Supply[[#This Row],[Hour Ending]]),0),MATCH(Supply[[#This Row],[Unit Category]],Profiles[#Headers],0))","v":2500}]
[11,"Interchange",17,{"$f":"INDEX(NQC[NQC MW],MATCH(1,(NQC[Month]=Supply[[#This Row],[Month]])*(NQC[Unit Category]=Supply[[#This Row],[Unit Category]]),0))*INDEX(Profiles[],MATCH(1,(Profiles[Month]=Supply[[#This Row],[Month]])*(Profiles[Hour Ending]=Supply[[#This Row],[Hour Ending]]),0),MATCH(Supply[[#This Row],[Unit Category]],Profiles[#Headers],0))","v":2500}]
[11,"Interchange",18,{"$f":"INDEX(NQC[NQC MW],MATCH(1,(NQC[Month]=Supply[[#This Row],[Month]])*(NQC[Unit Category]=Supply[[#This Row],[Unit Category]]),0))*INDEX(Profiles[],MATCH(1,(Profiles[Month]=Supply[[#This Row],[Month]])*(Profiles[Hour Ending]=Supply[[#This Row],[Hour Ending]]),0),MATCH(Supply[[#This Row],[Unit Category]],Profiles[#Headers],0))","v":2500}]
[11,"Interchange",19,{"$f":"INDEX(NQC[NQC MW],MATCH(1,(NQC[Month]=Supply[[#This Row],[Month]])*(NQC[Unit Category]=Supply[[#This Row],[Unit Category]]),0))*INDEX(Profiles[],MATCH(1,(Profiles[Month]=Supply[[#This Row],[Month]])*(Profiles[Hour Ending]=Supply[[#This Row],[Hour Ending]]),0),MATCH(Supply[[#This Row],[Unit Category]],Profiles[#Headers],0))","v":2500}]
[11,"Interchange",20,{"$f":"INDEX(NQC[NQC MW],MATCH(1,(NQC[Month]=Supply[[#This Row],[Month]])*(NQC[Unit Category]=Supply[[#This Row],[Unit Category]]),0))*INDEX(Profiles[],MATCH(1,(Profiles[Month]=Supply[[#This Row],[Month]])*(Profiles[Hour Ending]=Supply[[#This Row],[Hour Ending]]),0),MATCH(Supply[[#This Row],[Unit Category]],Profiles[#Headers],0))","v":2500}]
[11,"Interchange",21,{"$f":"INDEX(NQC[NQC MW],MATCH(1,(NQC[Month]=Supply[[#This Row],[Month]])*(NQC[Unit Category]=Supply[[#This Row],[Unit Category]]),0))*INDEX(Profiles[],MATCH(1,(Profiles[Month]=Supply[[#This Row],[Month]])*(Profiles[Hour Ending]=Supply[[#This Row],[Hour Ending]]),0),MATCH(Supply[[#This Row],[Unit Category]],Profiles[#Headers],0))","v":2500}]
[11,"Interchange",22,{"$f":"INDEX(NQC[NQC MW],MATCH(1,(NQC[Month]=Supply[[#This Row],[Month]])*(NQC[Unit Category]=Supply[[#This Row],[Unit Category]]),0))*INDEX(Profiles[],MATCH(1,(Profiles[Month]=Supply[[#This Row],[Month]])*(Profiles[Hour Ending]=Supply[[#This Row],[Hour Ending]]),0),MATCH(Supply[[#This Row],[Unit Category]],Profiles[#Headers],0))","v":2500}]
[11,"Interchange",23,{"$f":"INDEX(NQC[NQC MW],MATCH(1,(NQC[Month]=Supply[[#This Row],[Month]])*(NQC[Unit Category]=Supply[[#This Row],[Unit Category]]),0))*INDEX(Profiles[],MATCH(1,(Profiles[Month]=Supply[[#This Row],[Month]])*(Profiles[Hour Ending]=Supply[[#This Row],[Hour Ending]]),0),MATCH(Supply[[#This Row],[Unit Category]],Profiles[#Headers],0))","v":2500}]
[11,"Interchange",24,{"$f":"INDEX(NQC[NQC MW],MATCH(1,(NQC[Month]=Supply[[#This Row],[Month]])*(NQC[Unit Category]=Supply[[#This Row],[Unit Category]]),0))*INDEX(Profiles[],MATCH(1,(Profiles[Month]=Supply[[#This Row],[Month]])*(Profiles[Hour Ending]=Supply[[#This Row],[Hour Ending]]),0),MATCH(Supply[[#This Row],[Unit Category]],Profiles[#Headers],0))","v":2500}]
[11,"Nuclear",1,{"$f":"INDEX(NQC[NQC MW],MATCH(1,(NQC[Month]=Supply[[#This Row],[Month]])*(NQC[Unit Category]=Supply[[#This Row],[Unit Category]]),0))*INDEX(Profiles[],MATCH(1,(Profiles[Month]=Supply[[#This Row],[Month]])*(Profiles[Hour Ending]=Supply[[#This Row],[Hour Ending]]),0),MATCH(Supply[[#This Row],[Unit Category]],Profiles[#Headers],0))","v":2280}]
[11,"Nuclear",2,{"$f":"INDEX(NQC[NQC MW],MATCH(1,(NQC[Month]=Supply[[#This Row],[Month]])*(NQC[Unit Category]=Supply[[#This Row],[Unit Category]]),0))*INDEX(Profiles[],MATCH(1,(Profiles[Month]=Supply[[#This Row],[Month]])*(Profiles[Hour Ending]=Supply[[#This Row],[Hour Ending]]),0),MATCH(Supply[[#This Row],[Unit Category]],Profiles[#Headers],0))","v":2280}]
[11,"Nuclear",3,{"$f":"INDEX(NQC[NQC MW],MATCH(1,(NQC[Month]=Supply[[#This Row],[Month]])*(NQC[Unit Category]=Supply[[#This Row],[Unit Category]]),0))*INDEX(Profiles[],MATCH(1,(Profiles[Month]=Supply[[#This Row],[Month]])*(Profiles[Hour Ending]=Supply[[#This Row],[Hour Ending]]),0),MATCH(Supply[[#This Row],[Unit Category]],Profiles[#Headers],0))","v":2280}]
[11,"Nuclear",4,{"$f":"INDEX(NQC[NQC MW],MATCH(1,(NQC[Month]=Supply[[#This Row],[Month]])*(NQC[Unit Category]=Supply[[#This Row],[Unit Category]]),0))*INDEX(Profiles[],MATCH(1,(Profiles[Month]=Supply[[#This Row],[Month]])*(Profiles[Hour Ending]=Supply[[#This Row],[Hour Ending]]),0),MATCH(Supply[[#This Row],[Unit Category]],Profiles[#Headers],0))","v":2280}]
[11,"Nuclear",5,{"$f":"INDEX(NQC[NQC MW],MATCH(1,(NQC[Month]=Supply[[#This Row],[Month]])*(NQC[Unit Category]=Supply[[#This Row],[Unit Category]]),0))*INDEX(Profiles[],MATCH(1,(Profiles[Month]=Supply[[#This Row],[Month]])*(Profiles[Hour Ending]=Supply[[#This Row],[Hour Ending]]),0),MATCH(Supply[[#This Row],[Unit Category]],Profiles[#Headers],0))","v":2280}]
[11,"Nuclear",6,{"$f":"INDEX(NQC[NQC MW],MATCH(1,(NQC[Month]=Supply[[#This Row],[Month]])*(NQC[Unit Category]=Supply[[#This Row],[Unit Category]]),0))*INDEX(Profiles[],MATCH(1,(Profiles[Month]=Supply[[#This Row],[Month]])*(Profiles[Hour Ending]=Supply[[#This Row],[Hour Ending]]),0),MATCH(Supply[[#This Row],[Unit Category]],Profiles[#Headers],0))","v":2280}]
[11,"Nuclear",7,{"$f":"INDEX(NQC[NQC MW],MATCH(1,(NQC[Month]=Supply[[#This Row],[Month]])*(NQC[Unit Category]=Supply[[#This Row],[Unit Category]]),0))*INDEX(Profiles[],MATCH(1,(Profiles[Month]=Supply[[#This Row],[Month]])*(Profiles[Hour Ending]=Supply[[#This Row],[Hour Ending]]),0),MATCH(Supply[[#This Row],[Unit Category]],Profiles[#Headers],0))","v":2280}]
[11,"Nuclear",8,{"$f":"INDEX(NQC[NQC MW],MATCH(1,(NQC[Month]=Supply[[#This Row],[Month]])*(NQC[Unit Category]=Supply[[#This Row],[Unit Category]]),0))*INDEX(Profiles[],MATCH(1,(Profiles[Month]=Supply[[#This Row],[Month]])*(Profiles[Hour Ending]=Supply[[#This Row],[Hour Ending]]),0),MATCH(Supply[[#This Row],[Unit Category]],Profiles[#Headers],0))","v":2280}]
[11,"Nuclear",9,{"$f":"INDEX(NQC[NQC MW],MATCH(1,(NQC[Month]=Supply[[#This Row],[Month]])*(NQC[Unit Category]=Supply[[#This Row],[Unit Category]]),0))*INDEX(Profiles[],MATCH(1,(Profiles[Month]=Supply[[#This Row],[Month]])*(Profiles[Hour Ending]=Supply[[#This Row],[Hour Ending]]),0),MATCH(Supply[[#This Row],[Unit Category]],Profiles[#Headers],0))","v":2280}]
[11,"Nuclear",10,{"$f":"INDEX(NQC[NQC MW],MATCH(1,(NQC[Month]=Supply[[#This Row],[Month]])*(NQC[Unit Category]=Supply[[#This Row],[Unit Category]]),0))*INDEX(Profiles[],MATCH(1,(Profiles[Month]=Supply[[#This Row],[Month]])*(Profiles[Hour Ending]=Supply[[#This Row],[Hour Ending]]),0),MATCH(Supply[[#This Row],[Unit Category]],Profiles[#Headers],0))","v":2280}]
[11,"Nuclear",11,{"$f":"INDEX(NQC[NQC MW],MATCH(1,(NQC[Month]=Supply[[#This Row],[Month]])*(NQC[Unit Category]=Supply[[#This Row],[Unit Category]]),0))*INDEX(Profiles[],MATCH(1,(Profiles[Month]=Supply[[#This Row],[Month]])*(Profiles[Hour Ending]=Supply[[#This Row],[Hour Ending]]),0),MATCH(Supply[[#This Row],[Unit Category]],Profiles[#Headers],0))","v":2280}]
[11,"Nuclear",12,{"$f":"INDEX(NQC[NQC MW],MATCH(1,(NQC[Month]=Supply[[#This Row],[Month]])*(NQC[Unit Category]=Supply[[#This Row],[Unit Category]]),0))*INDEX(Profiles[],MATCH(1,(Profiles[Month]=Supply[[#This Row],[Month]])*(Profiles[Hour Ending]=Supply[[#This Row],[Hour Ending]]),0),MATCH(Supply[[#This Row],[Unit Category]],Profiles[#Headers],0))","v":2280}]
[11,"Nuclear",13,{"$f":"INDEX(NQC[NQC MW],MATCH(1,(NQC[Month]=Supply[[#This Row],[Month]])*(NQC[Unit Category]=Supply[[#This Row],[Unit Category]]),0))*INDEX(Profiles[],MATCH(1,(Profiles[Month]=Supply[[#This Row],[Month]])*(Profiles[Hour Ending]=Supply[[#This Row],[Hour Ending]]),0),MATCH(Supply[[#This Row],[Unit Category]],Profiles[#Headers],0))","v":2280}]
[11,"Nuclear",14,{"$f":"INDEX(NQC[NQC MW],MATCH(1,(NQC[Month]=Supply[[#This Row],[Month]])*(NQC[Unit Category]=Supply[[#This Row],[Unit Category]]),0))*INDEX(Profiles[],MATCH(1,(Profiles[Month]=Supply[[#This Row],[Month]])*(Profiles[Hour Ending]=Supply[[#This Row],[Hour Ending]]),0),MATCH(Supply[[#This Row],[Unit Category]],Profiles[#Headers],0))","v":2280}]
[11,"Nuclear",15,{"$f":"INDEX(NQC[NQC MW],MATCH(1,(NQC[Month]=Supply[[#This Row],[Month]])*(NQC[Unit Category]=Supply[[#This Row],[Unit Category]]),0))*INDEX(Profiles[],MATCH(1,(Profiles[Month]=Supply[[#This Row],[Month]])*(Profiles[Hour Ending]=Supply[[#This Row],[Hour Ending]]),0),MATCH(Supply[[#This Row],[Unit Category]],Profiles[#Headers],0))","v":2280}]
[11,"Nuclear",16,{"$f":"INDEX(NQC[NQC MW],MATCH(1,(NQC[Month]=Supply[[#This Row],[Month]])*(NQC[Unit Category]=Supply[[#This Row],[Unit Category]]),0))*INDEX(Profiles[],MATCH(1,(Profiles[Month]=Supply[[#This Row],[Month]])*(Profiles[Hour Ending]=Supply[[#This Row],[Hour Ending]]),0),MATCH(Supply[[#This Row],[Unit Category]],Profiles[#Headers],0))","v":2280}]
[11,"Nuclear",17,{"$f":"INDEX(NQC[NQC MW],MATCH(1,(NQC[Month]=Supply[[#This Row],[Month]])*(NQC[Unit Category]=Supply[[#This Row],[Unit Category]]),0))*INDEX(Profiles[],MATCH(1,(Profiles[Month]=Supply[[#This Row],[Month]])*(Profiles[Hour Ending]=Supply[[#This Row],[Hour Ending]]),0),MATCH(Supply[[#This Row],[Unit Category]],Profiles[#Headers],0))","v":2280}]
[11,"Nuclear",18,{"$f":"INDEX(NQC[NQC MW],MATCH(1,(NQC[Month]=Supply[[#This Row],[Month]])*(NQC[Unit Category]=Supply[[#This Row],[Unit Category]]),0))*INDEX(Profiles[],MATCH(1,(Profiles[Month]=Supply[[#This Row],[Month]])*(Profiles[Hour Ending]=Supply[[#This Row],[Hour Ending]]),0),MATCH(Supply[[#This Row],[Unit Category]],Profiles[#Headers],0))","v":2280}]
[11,"Nuclear",19,{"$f":"INDEX(NQC[NQC MW],MATCH(1,(NQC[Month]=Supply[[#This Row],[Month]])*(NQC[Unit Category]=Supply[[#This Row],[Unit Category]]),0))*INDEX(Profiles[],MATCH(1,(Profiles[Month]=Supply[[#This Row],[Month]])*(Profiles[Hour Ending]=Supply[[#This Row],[Hour Ending]]),0),MATCH(Supply[[#This Row],[Unit Category]],Profiles[#Headers],0))","v":2280}]
[11,"Nuclear",20,{"$f":"INDEX(NQC[NQC MW],MATCH(1,(NQC[Month]=Supply[[#This Row],[Month]])*(NQC[Unit Category]=Supply[[#This Row],[Unit Category]]),0))*INDEX(Profiles[],MATCH(1,(Profiles[Month]=Supply[[#This Row],[Month]])*(Profiles[Hour Ending]=Supply[[#This Row],[Hour Ending]]),0),MATCH(Supply[[#This Row],[Unit Category]],Profiles[#Headers],0))","v":2280}]
[11,"Nuclear",21,{"$f":"INDEX(NQC[NQC MW],MATCH(1,(NQC[Month]=Supply[[#This Row],[Month]])*(NQC[Unit Category]=Supply[[#This Row],[Unit Category]]),0))*INDEX(Profiles[],MATCH(1,(Profiles[Month]=Supply[[#This Row],[Month]])*(Profiles[Hour Ending]=Supply[[#This Row],[Hour Ending]]),0),MATCH(Supply[[#This Row],[Unit Category]],Profiles[#Headers],0))","v":2280}]
[11,"Nuclear",22,{"$f":"INDEX(NQC[NQC MW],MATCH(1,(NQC[Month]=Supply[[#This Row],[Month]])*(NQC[Unit Category]=Supply[[#This Row],[Unit Category]]),0))*INDEX(Profiles[],MATCH(1,(Profiles[Month]=Supply[[#This Row],[Month]])*(Profiles[Hour Ending]=Supply[[#This Row],[Hour Ending]]),0),MATCH(Supply[[#This Row],[Unit Category]],Profiles[#Headers],0))","v":2280}]
[11,"Nuclear",23,{"$f":"INDEX(NQC[NQC MW],MATCH(1,(NQC[Month]=Supply[[#This Row],[Month]])*(NQC[Unit Category]=Supply[[#This Row],[Unit Category]]),0))*INDEX(Profiles[],MATCH(1,(Profiles[Month]=Supply[[#This Row],[Month]])*(Profiles[Hour Ending]=Supply[[#This Row],[Hour Ending]]),0),MATCH(Supply[[#This Row],[Unit Category]],Profiles[#Headers],0))","v":2280}]
[11,"Nuclear",24,{"$f":"INDEX(NQC[NQC MW],MATCH(1,(NQC[Month]=Supply[[#This Row],[Month]])*(NQC[Unit Category]=Supply[[#This Row],[Unit Category]]),0))*INDEX(Profiles[],MATCH(1,(Profiles[Month]=Supply[[#This Row],[Month]])*(Profiles[Hour Ending]=Supply[[#This Row],[Hour Ending]]),0),MATCH(Supply[[#This Row],[Unit Category]],Profiles[#Headers],0))","v":2280}]
[11,"PSH",1,{"$f":"INDEX(NQC[NQC MW],MATCH(1,(NQC[Month]=Supply[[#This Row],[Month]])*(NQC[Unit Category]=Supply[[#This Row],[Unit Category]]),0))*INDEX(Profiles[],MATCH(1,(Profiles[Month]=Supply[[#This Row],[Month]])*(Profiles[Hour Ending]=Supply[[#This Row],[Hour Ending]]),0),MATCH(Supply[[#This Row],[Unit Category]],Profiles[#Headers],0))","v":1457.13}]
[11,"PSH",2,{"$f":"INDEX(NQC[NQC MW],MATCH(1,(NQC[Month]=Supply[[#This Row],[Month]])*(NQC[Unit Category]=Supply[[#This Row],[Unit Category]]),0))*INDEX(Profiles[],MATCH(1,(Profiles[Month]=Supply[[#This Row],[Month]])*(Profiles[Hour Ending]=Supply[[#This Row],[Hour Ending]]),0),MATCH(Supply[[#This Row],[Unit Category]],Profiles[#Headers],0))","v":1457.13}]
[11,"PSH",3,{"$f":"INDEX(NQC[NQC MW],MATCH(1,(NQC[Month]=Supply[[#This Row],[Month]])*(NQC[Unit Category]=Supply[[#This Row],[Unit Category]]),0))*INDEX(Profiles[],MATCH(1,(Profiles[Month]=Supply[[#This Row],[Month]])*(Profiles[Hour Ending]=Supply[[#This Row],[Hour Ending]]),0),MATCH(Supply[[#This Row],[Unit Category]],Profiles[#Headers],0))","v":1457.13}]
[11,"PSH",4,{"$f":"INDEX(NQC[NQC MW],MATCH(1,(NQC[Month]=Supply[[#This Row],[Month]])*(NQC[Unit Category]=Supply[[#This Row],[Unit Category]]),0))*INDEX(Profiles[],MATCH(1,(Profiles[Month]=Supply[[#This Row],[Month]])*(Profiles[Hour Ending]=Supply[[#This Row],[Hour Ending]]),0),MATCH(Supply[[#This Row],[Unit Category]],Profiles[#Headers],0))","v":1457.13}]
[11,"PSH",5,{"$f":"INDEX(NQC[NQC MW],MATCH(1,(NQC[Month]=Supply[[#This Row],[Month]])*(NQC[Unit Category]=Supply[[#This Row],[Unit Category]]),0))*INDEX(Profiles[],MATCH(1,(Profiles[Month]=Supply[[#This Row],[Month]])*(Profiles[Hour Ending]=Supply[[#This Row],[Hour Ending]]),0),MATCH(Supply[[#This Row],[Unit Category]],Profiles[#Headers],0))","v":1457.13}]
[11,"PSH",6,{"$f":"INDEX(NQC[NQC MW],MATCH(1,(NQC[Month]=Supply[[#This Row],[Month]])*(NQC[Unit Category]=Supply[[#This Row],[Unit Category]]),0))*INDEX(Profiles[],MATCH(1,(Profiles[Month]=Supply[[#This Row],[Month]])*(Profiles[Hour Ending]=Supply[[#This Row],[Hour Ending]]),0),MATCH(Supply[[#This Row],[Unit Category]],Profiles[#Headers],0))","v":1457.13}]
[11,"PSH",7,{"$f":"INDEX(NQC[NQC MW],MATCH(1,(NQC[Month]=Supply[[#This Row],[Month]])*(NQC[Unit Category]=Supply[[#This Row],[Unit Category]]),0))*INDEX(Profiles[],MATCH(1,(Profiles[Month]=Supply[[#This Row],[Month]])*(Profiles[Hour Ending]=Supply[[#This Row],[Hour Ending]]),0),MATCH(Supply[[#This Row],[Unit Category]],Profiles[#Headers],0))","v":1457.13}]
[11,"PSH",8,{"$f":"INDEX(NQC[NQC MW],MATCH(1,(NQC[Month]=Supply[[#This Row],[Month]])*(NQC[Unit Category]=Supply[[#This Row],[Unit Category]]),0))*INDEX(Profiles[],MATCH(1,(Profiles[Month]=Supply[[#This Row],[Month]])*(Profiles[Hour Ending]=Supply[[#This Row],[Hour Ending]]),0),MATCH(Supply[[#This Row],[Unit Category]],Profiles[#Headers],0))","v":1457.13}]
[11,"PSH",9,{"$f":"INDEX(NQC[NQC MW],MATCH(1,(NQC[Month]=Supply[[#This Row],[Month]])*(NQC[Unit Category]=Supply[[#This Row],[Unit Category]]),0))*INDEX(Profiles[],MATCH(1,(Profiles[Month]=Supply[[#This Row],[Month]])*(Profiles[Hour Ending]=Supply[[#This Row],[Hour Ending]]),0),MATCH(Supply[[#This Row],[Unit Category]],Profiles[#Headers],0))","v":1457.13}]
[11,"PSH",10,{"$f":"INDEX(NQC[NQC MW],MATCH(1,(NQC[Month]=Supply[[#This Row],[Month]])*(NQC[Unit Category]=Supply[[#This Row],[Unit Category]]),0))*INDEX(Profiles[],MATCH(1,(Profiles[Month]=Supply[[#This Row],[Month]])*(Profiles[Hour Ending]=Supply[[#This Row],[Hour Ending]]),0),MATCH(Supply[[#This Row],[Unit Category]],Profiles[#Headers],0))","v":1457.13}]
[11,"PSH",11,{"$f":"INDEX(NQC[NQC MW],MATCH(1,(NQC[Month]=Supply[[#This Row],[Month]])*(NQC[Unit Category]=Supply[[#This Row],[Unit Category]]),0))*INDEX(Profiles[],MATCH(1,(Profiles[Month]=Supply[[#This Row],[Month]])*(Profiles[Hour Ending]=Supply[[#This Row],[Hour Ending]]),0),MATCH(Supply[[#This Row],[Unit Category]],Profiles[#Headers],0))","v":1457.13}]
[11,"PSH",12,{"$f":"INDEX(NQC[NQC MW],MATCH(1,(NQC[Month]=Supply[[#This Row],[Month]])*(NQC[Unit Category]=Supply[[#This Row],[Unit Category]]),0))*INDEX(Profiles[],MATCH(1,(Profiles[Month]=Supply[[#This Row],[Month]])*(Profiles[Hour Ending]=Supply[[#This Row],[Hour Ending]]),0),MATCH(Supply[[#This Row],[Unit Category]],Profiles[#Headers],0))","v":1457.13}]
[11,"PSH",13,{"$f":"INDEX(NQC[NQC MW],MATCH(1,(NQC[Month]=Supply[[#This Row],[Month]])*(NQC[Unit Category]=Supply[[#This Row],[Unit Category]]),0))*INDEX(Profiles[],MATCH(1,(Profiles[Month]=Supply[[#This Row],[Month]])*(Profiles[Hour Ending]=Supply[[#This Row],[Hour Ending]]),0),MATCH(Supply[[#This Row],[Unit Category]],Profiles[#Headers],0))","v":1457.13}]
[11,"PSH",14,{"$f":"INDEX(NQC[NQC MW],MATCH(1,(NQC[Month]=Supply[[#This Row],[Month]])*(NQC[Unit Category]=Supply[[#This Row],[Unit Category]]),0))*INDEX(Profiles[],MATCH(1,(Profiles[Month]=Supply[[#This Row],[Month]])*(Profiles[Hour Ending]=Supply[[#This Row],[Hour Ending]]),0),MATCH(Supply[[#This Row],[Unit Category]],Profiles[#Headers],0))","v":1457.13}]
[11,"PSH",15,{"$f":"INDEX(NQC[NQC MW],MATCH(1,(NQC[Month]=Supply[[#This Row],[Month]])*(NQC[Unit Category]=Supply[[#This Row],[Unit Category]]),0))*INDEX(Profiles[],MATCH(1,(Profiles[Month]=Supply[[#This Row],[Month]])*(Profiles[Hour Ending]=Supply[[#This Row],[Hour Ending]]),0),MATCH(Supply[[#This Row],[Unit Category]],Profiles[#Headers],0))","v":1457.13}]
[11,"PSH",16,{"$f":"INDEX(NQC[NQC MW],MATCH(1,(NQC[Month]=Supply[[#This Row],[Month]])*(NQC[Unit Category]=Supply[[#This Row],[Unit Category]]),0))*INDEX(Profiles[],MATCH(1,(Profiles[Month]=Supply[[#This Row],[Month]])*(Profiles[Hour Ending]=Supply[[#This Row],[Hour Ending]]),0),MATCH(Supply[[#This Row],[Unit Category]],Profiles[#Headers],0))","v":1457.13}]
[11,"PSH",17,{"$f":"INDEX(NQC[NQC MW],MATCH(1,(NQC[Month]=Supply[[#This Row],[Month]])*(NQC[Unit Category]=Supply[[#This Row],[Unit Category]]),0))*INDEX(Profiles[],MATCH(1,(Profiles[Month]=Supply[[#This Row],[Month]])*(Profiles[Hour Ending]=Supply[[#This Row],[Hour Ending]]),0),MATCH(Supply[[#This Row],[Unit Category]],Profiles[#Headers],0))","v":1457.13}]
[11,"PSH",18,{"$f":"INDEX(NQC[NQC MW],MATCH(1,(NQC[Month]=Supply[[#This Row],[Month]])*(NQC[Unit Category]=Supply[[#This Row],[Unit Category]]),0))*INDEX(Profiles[],MATCH(1,(Profiles[Month]=Supply[[#This Row],[Month]])*(Profiles[Hour Ending]=Supply[[#This Row],[Hour Ending]]),0),MATCH(Supply[[#This Row],[Unit Category]],Profiles[#Headers],0))","v":1457.13}]
[11,"PSH",19,{"$f":"INDEX(NQC[NQC MW],MATCH(1,(NQC[Month]=Supply[[#This Row],[Month]])*(NQC[Unit Category]=Supply[[#This Row],[Unit Category]]),0))*INDEX(Profiles[],MATCH(1,(Profiles[Month]=Supply[[#This Row],[Month]])*(Profiles[Hour Ending]=Supply[[#This Row],[Hour Ending]]),0),MATCH(Supply[[#This Row],[Unit Category]],Profiles[#Headers],0))","v":1457.13}]
[11,"PSH",20,{"$f":"INDEX(NQC[NQC MW],MATCH(1,(NQC[Month]=Supply[[#This Row],[Month]])*(NQC[Unit Category]=Supply[[#This Row],[Unit Category]]),0))*INDEX(Profiles[],MATCH(1,(Profiles[Month]=Supply[[#This Row],[Month]])*(Profiles[Hour Ending]=Supply[[#This Row],[Hour Ending]]),0),MATCH(Supply[[#This Row],[Unit Category]],Profiles[#Headers],0))","v":1457.13}]
[11,"PSH",21,{"$f":"INDEX(NQC[NQC MW],MATCH(1,(NQC[Month]=Supply[[#This Row],[Month]])*(NQC[Unit Category]=Supply[[#This Row],[Unit Category]]),0))*INDEX(Profiles[],MATCH(1,(Profiles[Month]=Supply[[#This Row],[Month]])*(Profiles[Hour Ending]=Supply[[#This Row],[Hour Ending]]),0),MATCH(Supply[[#This Row],[Unit Category]],Profiles[#Headers],0))","v":1457.13}]
[11,"PSH",22,{"$f":"INDEX(NQC[NQC MW],MATCH(1,(NQC[Month]=Supply[[#This Row],[Month]])*(NQC[Unit Category]=Supply[[#This Row],[Unit Category]]),0))*INDEX(Profiles[],MATCH(1,(Profiles[Month]=Supply[[#This Row],[Month]])*(Profiles[Hour Ending]=Supply[[#This Row],[Hour Ending]]),0),MATCH(Supply[[#This Row],[Unit Category]],Profiles[#Headers],0))","v":1457.13}]
[11,"PSH",23,{"$f":"INDEX(NQC[NQC MW],MATCH(1,(NQC[Month]=Supply[[#This Row],[Month]])*(NQC[Unit Category]=Supply[[#This Row],[Unit Category]]),0))*INDEX(Profiles[],MATCH(1,(Profiles[Month]=Supply[[#This Row],[Month]])*(Profiles[Hour Ending]=Supply[[#This Row],[Hour Ending]]),0),MATCH(Supply[[#This Row],[Unit Category]],Profiles[#Headers],0))","v":1457.13}]
[11,"PSH",24,{"$f":"INDEX(NQC[NQC MW],MATCH(1,(NQC[Month]=Supply[[#This Row],[Month]])*(NQC[Unit Category]=Supply[[#This Row],[Unit Category]]),0))*INDEX(Profiles[],MATCH(1,(Profiles[Month]=Supply[[#This Row],[Month]])*(Profiles[Hour Ending]=Supply[[#This Row],[Hour Ending]]),0),MATCH(Supply[[#This Row],[Unit Category]],Profiles[#Headers],0))","v":1457.13}]
[11,"Storage",1,{"$f":"INDEX(NQC[NQC MW],MATCH(1,(NQC[Month]=Supply[[#This Row],[Month]])*(NQC[Unit Category]=Supply[[#This Row],[Unit Category]]),0))*INDEX(Profiles[],MATCH(1,(Profiles[Month]=Supply[[#This Row],[Month]])*(Profiles[Hour Ending]=Supply[[#This Row],[Hour Ending]]),0),MATCH(Supply[[#This Row],[Unit Category]],Profiles[#Headers],0))","v":13590.95}]
[11,"Storage",2,{"$f":"INDEX(NQC[NQC MW],MATCH(1,(NQC[Month]=Supply[[#This Row],[Month]])*(NQC[Unit Category]=Supply[[#This Row],[Unit Category]]),0))*INDEX(Profiles[],MATCH(1,(Profiles[Month]=Supply[[#This Row],[Month]])*(Profiles[Hour Ending]=Supply[[#This Row],[Hour Ending]]),0),MATCH(Supply[[#This Row],[Unit Category]],Profiles[#Headers],0))","v":13590.95}]
[11,"Storage",3,{"$f":"INDEX(NQC[NQC MW],MATCH(1,(NQC[Month]=Supply[[#This Row],[Month]])*(NQC[Unit Category]=Supply[[#This Row],[Unit Category]]),0))*INDEX(Profiles[],MATCH(1,(Profiles[Month]=Supply[[#This Row],[Month]])*(Profiles[Hour Ending]=Supply[[#This Row],[Hour Ending]]),0),MATCH(Supply[[#This Row],[Unit Category]],Profiles[#Headers],0))","v":13590.95}]
[11,"Storage",4,{"$f":"INDEX(NQC[NQC MW],MATCH(1,(NQC[Month]=Supply[[#This Row],[Month]])*(NQC[Unit Category]=Supply[[#This Row],[Unit Category]]),0))*INDEX(Profiles[],MATCH(1,(Profiles[Month]=Supply[[#This Row],[Month]])*(Profiles[Hour Ending]=Supply[[#This Row],[Hour Ending]]),0),MATCH(Supply[[#This Row],[Unit Category]],Profiles[#Headers],0))","v":13590.95}]
[11,"Storage",5,{"$f":"INDEX(NQC[NQC MW],MATCH(1,(NQC[Month]=Supply[[#This Row],[Month]])*(NQC[Unit Category]=Supply[[#This Row],[Unit Category]]),0))*INDEX(Profiles[],MATCH(1,(Profiles[Month]=Supply[[#This Row],[Month]])*(Profiles[Hour Ending]=Supply[[#This Row],[Hour Ending]]),0),MATCH(Supply[[#This Row],[Unit Category]],Profiles[#Headers],0))","v":13590.95}]
[11,"Storage",6,{"$f":"INDEX(NQC[NQC MW],MATCH(1,(NQC[Month]=Supply[[#This Row],[Month]])*(NQC[Unit Category]=Supply[[#This Row],[Unit Category]]),0))*INDEX(Profiles[],MATCH(1,(Profiles[Month]=Supply[[#This Row],[Month]])*(Profiles[Hour Ending]=Supply[[#This Row],[Hour Ending]]),0),MATCH(Supply[[#This Row],[Unit Category]],Profiles[#Headers],0))","v":13590.95}]
[11,"Storage",7,{"$f":"INDEX(NQC[NQC MW],MATCH(1,(NQC[Month]=Supply[[#This Row],[Month]])*(NQC[Unit Category]=Supply[[#This Row],[Unit Category]]),0))*INDEX(Profiles[],MATCH(1,(Profiles[Month]=Supply[[#This Row],[Month]])*(Profiles[Hour Ending]=Supply[[#This Row],[Hour Ending]]),0),MATCH(Supply[[#This Row],[Unit Category]],Profiles[#Headers],0))","v":13590.95}]
[11,"Storage",8,{"$f":"INDEX(NQC[NQC MW],MATCH(1,(NQC[Month]=Supply[[#This Row],[Month]])*(NQC[Unit Category]=Supply[[#This Row],[Unit Category]]),0))*INDEX(Profiles[],MATCH(1,(Profiles[Month]=Supply[[#This Row],[Month]])*(Profiles[Hour Ending]=Supply[[#This Row],[Hour Ending]]),0),MATCH(Supply[[#This Row],[Unit Category]],Profiles[#Headers],0))","v":13590.95}]
[11,"Storage",9,{"$f":"INDEX(NQC[NQC MW],MATCH(1,(NQC[Month]=Supply[[#This Row],[Month]])*(NQC[Unit Category]=Supply[[#This Row],[Unit Category]]),0))*INDEX(Profiles[],MATCH(1,(Profiles[Month]=Supply[[#This Row],[Month]])*(Profiles[Hour Ending]=Supply[[#This Row],[Hour Ending]]),0),MATCH(Supply[[#This Row],[Unit Category]],Profiles[#Headers],0))","v":13590.95}]
[11,"Storage",10,{"$f":"INDEX(NQC[NQC MW],MATCH(1,(NQC[Month]=Supply[[#This Row],[Month]])*(NQC[Unit Category]=Supply[[#This Row],[Unit Category]]),0))*INDEX(Profiles[],MATCH(1,(Profiles[Month]=Supply[[#This Row],[Month]])*(Profiles[Hour Ending]=Supply[[#This Row],[Hour Ending]]),0),MATCH(Supply[[#This Row],[Unit Category]],Profiles[#Headers],0))","v":13590.95}]
[11,"Storage",11,{"$f":"INDEX(NQC[NQC MW],MATCH(1,(NQC[Month]=Supply[[#This Row],[Month]])*(NQC[Unit Category]=Supply[[#This Row],[Unit Category]]),0))*INDEX(Profiles[],MATCH(1,(Profiles[Month]=Supply[[#This Row],[Month]])*(Profiles[Hour Ending]=Supply[[#This Row],[Hour Ending]]),0),MATCH(Supply[[#This Row],[Unit Category]],Profiles[#Headers],0))","v":13590.95}]
[11,"Storage",12,{"$f":"INDEX(NQC[NQC MW],MATCH(1,(NQC[Month]=Supply[[#This Row],[Month]])*(NQC[Unit Category]=Supply[[#This Row],[Unit Category]]),0))*INDEX(Profiles[],MATCH(1,(Profiles[Month]=Supply[[#This Row],[Month]])*(Profiles[Hour Ending]=Supply[[#This Row],[Hour Ending]]),0),MATCH(Supply[[#This Row],[Unit Category]],Profiles[#Headers],0))","v":13590.95}]
[11,"Storage",13,{"$f":"INDEX(NQC[NQC MW],MATCH(1,(NQC[Month]=Supply[[#This Row],[Month]])*(NQC[Unit Category]=Supply[[#This Row],[Unit Category]]),0))*INDEX(Profiles[],MATCH(1,(Profiles[Month]=Supply[[#This Row],[Month]])*(Profiles[Hour Ending]=Supply[[#This Row],[Hour Ending]]),0),MATCH(Supply[[#This Row],[Unit Category]],Profiles[#Headers],0))","v":13590.95}]
[11,"Storage",14,{"$f":"INDEX(NQC[NQC MW],MATCH(1,(NQC[Month]=Supply[[#This Row],[Month]])*(NQC[Unit Category]=Supply[[#This Row],[Unit Category]]),0))*INDEX(Profiles[],MATCH(1,(Profiles[Month]=Supply[[#This Row],[Month]])*(Profiles[Hour Ending]=Supply[[#This Row],[Hour Ending]]),0),MATCH(Supply[[#This Row],[Unit Category]],Profiles[#Headers],0))","v":13590.95}]
[11,"Storage",15,{"$f":"INDEX(NQC[NQC MW],MATCH(1,(NQC[Month]=Supply[[#This Row],[Month]])*(NQC[Unit Category]=Supply[[#This Row],[Unit Category]]),0))*INDEX(Profiles[],MATCH(1,(Profiles[Month]=Supply[[#This Row],[Month]])*(Profiles[Hour Ending]=Supply[[#This Row],[Hour Ending]]),0),MATCH(Supply[[#This Row],[Unit Category]],Profiles[#Headers],0))","v":13590.95}]
[11,"Storage",16,{"$f":"INDEX(NQC[NQC MW],MATCH(1,(NQC[Month]=Supply[[#This Row],[Month]])*(NQC[Unit Category]=Supply[[#This Row],[Unit Category]]),0))*INDEX(Profiles[],MATCH(1,(Profiles[Month]=Supply[[#This Row],[Month]])*(Profiles[Hour Ending]=Supply[[#This Row],[Hour Ending]]),0),MATCH(Supply[[#This Row],[Unit Category]],Profiles[#Headers],0))","v":13590.95}]
[11,"Storage",17,{"$f":"INDEX(NQC[NQC MW],MATCH(1,(NQC[Month]=Supply[[#This Row],[Month]])*(NQC[Unit Category]=Supply[[#This Row],[Unit Category]]),0))*INDEX(Profiles[],MATCH(1,(Profiles[Month]=Supply[[#This Row],[Month]])*(Profiles[Hour Ending]=Supply[[#This Row],[Hour Ending]]),0),MATCH(Supply[[#This Row],[Unit Category]],Profiles[#Headers],0))","v":13590.95}]
[11,"Storage",18,{"$f":"INDEX(NQC[NQC MW],MATCH(1,(NQC[Month]=Supply[[#This Row],[Month]])*(NQC[Unit Category]=Supply[[#This Row],[Unit Category]]),0))*INDEX(Profiles[],MATCH(1,(Profiles[Month]=Supply[[#This Row],[Month]])*(Profiles[Hour Ending]=Supply[[#This Row],[Hour Ending]]),0),MATCH(Supply[[#This Row],[Unit Category]],Profiles[#Headers],0))","v":13590.95}]
[11,"Storage",19,{"$f":"INDEX(NQC[NQC MW],MATCH(1,(NQC[Month]=Supply[[#This Row],[Month]])*(NQC[Unit Category]=Supply[[#This Row],[Unit Category]]),0))*INDEX(Profiles[],MATCH(1,(Profiles[Month]=Supply[[#This Row],[Month]])*(Profiles[Hour Ending]=Supply[[#This Row],[Hour Ending]]),0),MATCH(Supply[[#This Row],[Unit Category]],Profiles[#Headers],0))","v":13590.95}]
[11,"Storage",20,{"$f":"INDEX(NQC[NQC MW],MATCH(1,(NQC[Month]=Supply[[#This Row],[Month]])*(NQC[Unit Category]=Supply[[#This Row],[Unit Category]]),0))*INDEX(Profiles[],MATCH(1,(Profiles[Month]=Supply[[#This Row],[Month]])*(Profiles[Hour Ending]=Supply[[#This Row],[Hour Ending]]),0),MATCH(Supply[[#This Row],[Unit Category]],Profiles[#Headers],0))","v":13590.95}]
[11,"Storage",21,{"$f":"INDEX(NQC[NQC MW],MATCH(1,(NQC[Month]=Supply[[#This Row],[Month]])*(NQC[Unit Category]=Supply[[#This Row],[Unit Category]]),0))*INDEX(Profiles[],MATCH(1,(Profiles[Month]=Supply[[#This Row],[Month]])*(Profiles[Hour Ending]=Supply[[#This Row],[Hour Ending]]),0),MATCH(Supply[[#This Row],[Unit Category]],Profiles[#Headers],0))","v":13590.95}]
[11,"Storage",22,{"$f":"INDEX(NQC[NQC MW],MATCH(1,(NQC[Month]=Supply[[#This Row],[Month]])*(NQC[Unit Category]=Supply[[#This Row],[Unit Category]]),0))*INDEX(Profiles[],MATCH(1,(Profiles[Month]=Supply[[#This Row],[Month]])*(Profiles[Hour Ending]=Supply[[#This Row],[Hour Ending]]),0),MATCH(Supply[[#This Row],[Unit Category]],Profiles[#Headers],0))","v":13590.95}]
[11,"Storage",23,{"$f":"INDEX(NQC[NQC MW],MATCH(1,(NQC[Month]=Supply[[#This Row],[Month]])*(NQC[Unit Category]=Supply[[#This Row],[Unit Category]]),0))*INDEX(Profiles[],MATCH(1,(Profiles[Month]=Supply[[#This Row],[Month]])*(Profiles[Hour Ending]=Supply[[#This Row],[Hour Ending]]),0),MATCH(Supply[[#This Row],[Unit Category]],Profiles[#Headers],0))","v":13590.95}]
[11,"Storage",24,{"$f":"INDEX(NQC[NQC MW],MATCH(1,(NQC[Month]=Supply[[#This Row],[Month]])*(NQC[Unit Category]=Supply[[#This Row],[Unit Category]]),0))*INDEX(Profiles[],MATCH(1,(Profiles[Month]=Supply[[#This Row],[Month]])*(Profiles[Hour Ending]=Supply[[#This Row],[Hour Ending]]),0),MATCH(Supply[[#This Row],[Unit Category]],Profiles[#Headers],0))","v":13590.95}]
[11,"Solar Fixed_Norcal",1,{"$f":"INDEX(NQC[NQC MW],MATCH(1,(NQC[Month]=Supply[[#This Row],[Month]])*(NQC[Unit Category]=Supply[[#This Row],[Unit Category]]),0))*INDEX(Profiles[],MATCH(1,(Profiles[Month]=Supply[[#This Row],[Month]])*(Profiles[Hour Ending]=Supply[[#This Row],[Hour Ending]]),0),MATCH(Supply[[#This Row],[Unit Category]],Profiles[#Headers],0))","v":0}]
[11,"Solar Fixed_Norcal",2,{"$f":"INDEX(NQC[NQC MW],MATCH(1,(NQC[Month]=Supply[[#This Row],[Month]])*(NQC[Unit Category]=Supply[[#This Row],[Unit Category]]),0))*INDEX(Profiles[],MATCH(1,(Profiles[Month]=Supply[[#This Row],[Month]])*(Profiles[Hour Ending]=Supply[[#This Row],[Hour Ending]]),0),MATCH(Supply[[#This Row],[Unit Category]],Profiles[#Headers],0))","v":0}]
[11,"Solar Fixed_Norcal",3,{"$f":"INDEX(NQC[NQC MW],MATCH(1,(NQC[Month]=Supply[[#This Row],[Month]])*(NQC[Unit Category]=Supply[[#This Row],[Unit Category]]),0))*INDEX(Profiles[],MATCH(1,(Profiles[Month]=Supply[[#This Row],[Month]])*(Profiles[Hour Ending]=Supply[[#This Row],[Hour Ending]]),0),MATCH(Supply[[#This Row],[Unit Category]],Profiles[#Headers],0))","v":0}]
[11,"Solar Fixed_Norcal",4,{"$f":"INDEX(NQC[NQC MW],MATCH(1,(NQC[Month]=Supply[[#This Row],[Month]])*(NQC[Unit Category]=Supply[[#This Row],[Unit Category]]),0))*INDEX(Profiles[],MATCH(1,(Profiles[Month]=Supply[[#This Row],[Month]])*(Profiles[Hour Ending]=Supply[[#This Row],[Hour Ending]]),0),MATCH(Supply[[#This Row],[Unit Category]],Profiles[#Headers],0))","v":0}]
[11,"Solar Fixed_Norcal",5,{"$f":"INDEX(NQC[NQC MW],MATCH(1,(NQC[Month]=Supply[[#This Row],[Month]])*(NQC[Unit Category]=Supply[[#This Row],[Unit Category]]),0))*INDEX(Profiles[],MATCH(1,(Profiles[Month]=Supply[[#This Row],[Month]])*(Profiles[Hour Ending]=Supply[[#This Row],[Hour Ending]]),0),MATCH(Supply[[#This Row],[Unit Category]],Profiles[#Headers],0))","v":0}]
[11,"Solar Fixed_Norcal",6,{"$f":"INDEX(NQC[NQC MW],MATCH(1,(NQC[Month]=Supply[[#This Row],[Month]])*(NQC[Unit Category]=Supply[[#This Row],[Unit Category]]),0))*INDEX(Profiles[],MATCH(1,(Profiles[Month]=Supply[[#This Row],[Month]])*(Profiles[Hour Ending]=Supply[[#This Row],[Hour Ending]]),0),MATCH(Supply[[#This Row],[Unit Category]],Profiles[#Headers],0))","v":0}]
[11,"Solar Fixed_Norcal",7,{"$f":"INDEX(NQC[NQC MW],MATCH(1,(NQC[Month]=Supply[[#This Row],[Month]])*(NQC[Unit Category]=Supply[[#This Row],[Unit Category]]),0))*INDEX(Profiles[],MATCH(1,(Profiles[Month]=Supply[[#This Row],[Month]])*(Profiles[Hour Ending]=Supply[[#This Row],[Hour Ending]]),0),MATCH(Supply[[#This Row],[Unit Category]],Profiles[#Headers],0))","v":4.2929488615415723}]
[11,"Solar Fixed_Norcal",8,{"$f":"INDEX(NQC[NQC MW],MATCH(1,(NQC[Month]=Supply[[#This Row],[Month]])*(NQC[Unit Category]=Supply[[#This Row],[Unit Category]]),0))*INDEX(Profiles[],MATCH(1,(Profiles[Month]=Supply[[#This Row],[Month]])*(Profiles[Hour Ending]=Supply[[#This Row],[Hour Ending]]),0),MATCH(Supply[[#This Row],[Unit Category]],Profiles[#Headers],0))","v":290.70963092126766}]
[11,"Solar Fixed_Norcal",9,{"$f":"INDEX(NQC[NQC MW],MATCH(1,(NQC[Month]=Supply[[#This Row],[Month]])*(NQC[Unit Category]=Supply[[#This Row],[Unit Category]]),0))*INDEX(Profiles[],MATCH(1,(Profiles[Month]=Supply[[#This Row],[Month]])*(Profiles[Hour Ending]=Supply[[#This Row],[Hour Ending]]),0),MATCH(Supply[[#This Row],[Unit Category]],Profiles[#Headers],0))","v":933.22864533957556}]
[11,"Solar Fixed_Norcal",10,{"$f":"INDEX(NQC[NQC MW],MATCH(1,(NQC[Month]=Supply[[#This Row],[Month]])*(NQC[Unit Category]=Supply[[#This Row],[Unit Category]]),0))*INDEX(Profiles[],MATCH(1,(Profiles[Month]=Supply[[#This Row],[Month]])*(Profiles[Hour Ending]=Supply[[#This Row],[Hour Ending]]),0),MATCH(Supply[[#This Row],[Unit Category]],Profiles[#Headers],0))","v":1206.3476245291836}]
[11,"Solar Fixed_Norcal",11,{"$f":"INDEX(NQC[NQC MW],MATCH(1,(NQC[Month]=Supply[[#This Row],[Month]])*(NQC[Unit Category]=Supply[[#This Row],[Unit Category]]),0))*INDEX(Profiles[],MATCH(1,(Profiles[Month]=Supply[[#This Row],[Month]])*(Profiles[Hour Ending]=Supply[[#This Row],[Hour Ending]]),0),MATCH(Supply[[#This Row],[Unit Category]],Profiles[#Headers],0))","v":1280.5448674178081}]
[11,"Solar Fixed_Norcal",12,{"$f":"INDEX(NQC[NQC MW],MATCH(1,(NQC[Month]=Supply[[#This Row],[Month]])*(NQC[Unit Category]=Supply[[#This Row],[Unit Category]]),0))*INDEX(Profiles[],MATCH(1,(Profiles[Month]=Supply[[#This Row],[Month]])*(Profiles[Hour Ending]=Supply[[#This Row],[Hour Ending]]),0),MATCH(Supply[[#This Row],[Unit Category]],Profiles[#Headers],0))","v":1269.3592243603816}]
[11,"Solar Fixed_Norcal",13,{"$f":"INDEX(NQC[NQC MW],MATCH(1,(NQC[Month]=Supply[[#This Row],[Month]])*(NQC[Unit Category]=Supply[[#This Row],[Unit Category]]),0))*INDEX(Profiles[],MATCH(1,(Profiles[Month]=Supply[[#This Row],[Month]])*(Profiles[Hour Ending]=Supply[[#This Row],[Hour Ending]]),0),MATCH(Supply[[#This Row],[Unit Category]],Profiles[#Headers],0))","v":1264.9252160382157}]
[11,"Solar Fixed_Norcal",14,{"$f":"INDEX(NQC[NQC MW],MATCH(1,(NQC[Month]=Supply[[#This Row],[Month]])*(NQC[Unit Category]=Supply[[#This Row],[Unit Category]]),0))*INDEX(Profiles[],MATCH(1,(Profiles[Month]=Supply[[#This Row],[Month]])*(Profiles[Hour Ending]=Supply[[#This Row],[Hour Ending]]),0),MATCH(Supply[[#This Row],[Unit Category]],Profiles[#Headers],0))","v":1223.6055263607027}]
[11,"Solar Fixed_Norcal",15,{"$f":"INDEX(NQC[NQC MW],MATCH(1,(NQC[Month]=Supply[[#This Row],[Month]])*(NQC[Unit Category]=Supply[[#This Row],[Unit Category]]),0))*INDEX(Profiles[],MATCH(1,(Profiles[Month]=Supply[[#This Row],[Month]])*(Profiles[Hour Ending]=Supply[[#This Row],[Hour Ending]]),0),MATCH(Supply[[#This Row],[Unit Category]],Profiles[#Headers],0))","v":1073.6702189296677}]
[11,"Solar Fixed_Norcal",16,{"$f":"INDEX(NQC[NQC MW],MATCH(1,(NQC[Month]=Supply[[#This Row],[Month]])*(NQC[Unit Category]=Supply[[#This Row],[Unit Category]]),0))*INDEX(Profiles[],MATCH(1,(Profiles[Month]=Supply[[#This Row],[Month]])*(Profiles[Hour Ending]=Supply[[#This Row],[Hour Ending]]),0),MATCH(Supply[[#This Row],[Unit Category]],Profiles[#Headers],0))","v":617.59602278499608}]
[11,"Solar Fixed_Norcal",17,{"$f":"INDEX(NQC[NQC MW],MATCH(1,(NQC[Month]=Supply[[#This Row],[Month]])*(NQC[Unit Category]=Supply[[#This Row],[Unit Category]]),0))*INDEX(Profiles[],MATCH(1,(Profiles[Month]=Supply[[#This Row],[Month]])*(Profiles[Hour Ending]=Supply[[#This Row],[Hour Ending]]),0),MATCH(Supply[[#This Row],[Unit Category]],Profiles[#Headers],0))","v":84.247752590994182}]
[11,"Solar Fixed_Norcal",18,{"$f":"INDEX(NQC[NQC MW],MATCH(1,(NQC[Month]=Supply[[#This Row],[Month]])*(NQC[Unit Category]=Supply[[#This Row],[Unit Category]]),0))*INDEX(Profiles[],MATCH(1,(Profiles[Month]=Supply[[#This Row],[Month]])*(Profiles[Hour Ending]=Supply[[#This Row],[Hour Ending]]),0),MATCH(Supply[[#This Row],[Unit Category]],Profiles[#Headers],0))","v":0}]
[11,"Solar Fixed_Norcal",19,{"$f":"INDEX(NQC[NQC MW],MATCH(1,(NQC[Month]=Supply[[#This Row],[Month]])*(NQC[Unit Category]=Supply[[#This Row],[Unit Category]]),0))*INDEX(Profiles[],MATCH(1,(Profiles[Month]=Supply[[#This Row],[Month]])*(Profiles[Hour Ending]=Supply[[#This Row],[Hour Ending]]),0),MATCH(Supply[[#This Row],[Unit Category]],Profiles[#Headers],0))","v":0}]
[11,"Solar Fixed_Norcal",20,{"$f":"INDEX(NQC[NQC MW],MATCH(1,(NQC[Month]=Supply[[#This Row],[Month]])*(NQC[Unit Category]=Supply[[#This Row],[Unit Category]]),0))*INDEX(Profiles[],MATCH(1,(Profiles[Month]=Supply[[#This Row],[Month]])*(Profiles[Hour Ending]=Supply[[#This Row],[Hour Ending]]),0),MATCH(Supply[[#This Row],[Unit Category]],Profiles[#Headers],0))","v":0}]
[11,"Solar Fixed_Norcal",21,{"$f":"INDEX(NQC[NQC MW],MATCH(1,(NQC[Month]=Supply[[#This Row],[Month]])*(NQC[Unit Category]=Supply[[#This Row],[Unit Category]]),0))*INDEX(Profiles[],MATCH(1,(Profiles[Month]=Supply[[#This Row],[Month]])*(Profiles[Hour Ending]=Supply[[#This Row],[Hour Ending]]),0),MATCH(Supply[[#This Row],[Unit Category]],Profiles[#Headers],0))","v":0}]
[11,"Solar Fixed_Norcal",22,{"$f":"INDEX(NQC[NQC MW],MATCH(1,(NQC[Month]=Supply[[#This Row],[Month]])*(NQC[Unit Category]=Supply[[#This Row],[Unit Category]]),0))*INDEX(Profiles[],MATCH(1,(Profiles[Month]=Supply[[#This Row],[Month]])*(Profiles[Hour Ending]=Supply[[#This Row],[Hour Ending]]),0),MATCH(Supply[[#This Row],[Unit Category]],Profiles[#Headers],0))","v":0}]
[11,"Solar Fixed_Norcal",23,{"$f":"INDEX(NQC[NQC MW],MATCH(1,(NQC[Month]=Supply[[#This Row],[Month]])*(NQC[Unit Category]=Supply[[#This Row],[Unit Category]]),0))*INDEX(Profiles[],MATCH(1,(Profiles[Month]=Supply[[#This Row],[Month]])*(Profiles[Hour Ending]=Supply[[#This Row],[Hour Ending]]),0),MATCH(Supply[[#This Row],[Unit Category]],Profiles[#Headers],0))","v":0}]
[11,"Solar Fixed_Norcal",24,{"$f":"INDEX(NQC[NQC MW],MATCH(1,(NQC[Month]=Supply[[#This Row],[Month]])*(NQC[Unit Category]=Supply[[#This Row],[Unit Category]]),0))*INDEX(Profiles[],MATCH(1,(Profiles[Month]=Supply[[#This Row],[Month]])*(Profiles[Hour Ending]=Supply[[#This Row],[Hour Ending]]),0),MATCH(Supply[[#This Row],[Unit Category]],Profiles[#Headers],0))","v":0}]
[11,"Solar Fixed_Socal",1,{"$f":"INDEX(NQC[NQC MW],MATCH(1,(NQC[Month]=Supply[[#This Row],[Month]])*(NQC[Unit Category]=Supply[[#This Row],[Unit Category]]),0))*INDEX(Profiles[],MATCH(1,(Profiles[Month]=Supply[[#This Row],[Month]])*(Profiles[Hour Ending]=Supply[[#This Row],[Hour Ending]]),0),MATCH(Supply[[#This Row],[Unit Category]],Profiles[#Headers],0))","v":-1.4515723382249716E-3}]
[11,"Solar Fixed_Socal",2,{"$f":"INDEX(NQC[NQC MW],MATCH(1,(NQC[Month]=Supply[[#This Row],[Month]])*(NQC[Unit Category]=Supply[[#This Row],[Unit Category]]),0))*INDEX(Profiles[],MATCH(1,(Profiles[Month]=Supply[[#This Row],[Month]])*(Profiles[Hour Ending]=Supply[[#This Row],[Hour Ending]]),0),MATCH(Supply[[#This Row],[Unit Category]],Profiles[#Headers],0))","v":-4.0426653039078312E-3}]
[11,"Solar Fixed_Socal",3,{"$f":"INDEX(NQC[NQC MW],MATCH(1,(NQC[Month]=Supply[[#This Row],[Month]])*(NQC[Unit Category]=Supply[[#This Row],[Unit Category]]),0))*INDEX(Profiles[],MATCH(1,(Profiles[Month]=Supply[[#This Row],[Month]])*(Profiles[Hour Ending]=Supply[[#This Row],[Hour Ending]]),0),MATCH(Supply[[#This Row],[Unit Category]],Profiles[#Headers],0))","v":-5.7204236750034911E-3}]
[11,"Solar Fixed_Socal",4,{"$f":"INDEX(NQC[NQC MW],MATCH(1,(NQC[Month]=Supply[[#This Row],[Month]])*(NQC[Unit Category]=Supply[[#This Row],[Unit Category]]),0))*INDEX(Profiles[],MATCH(1,(Profiles[Month]=Supply[[#This Row],[Month]])*(Profiles[Hour Ending]=Supply[[#This Row],[Hour Ending]]),0),MATCH(Supply[[#This Row],[Unit Category]],Profiles[#Headers],0))","v":-6.4528991706560698E-3}]
[11,"Solar Fixed_Socal",5,{"$f":"INDEX(NQC[NQC MW],MATCH(1,(NQC[Month]=Supply[[#This Row],[Month]])*(NQC[Unit Category]=Supply[[#This Row],[Unit Category]]),0))*INDEX(Profiles[],MATCH(1,(Profiles[Month]=Supply[[#This Row],[Month]])*(Profiles[Hour Ending]=Supply[[#This Row],[Hour Ending]]),0),MATCH(Supply[[#This Row],[Unit Category]],Profiles[#Headers],0))","v":-6.2025797641991724E-3}]
[11,"Solar Fixed_Socal",6,{"$f":"INDEX(NQC[NQC MW],MATCH(1,(NQC[Month]=Supply[[#This Row],[Month]])*(NQC[Unit Category]=Supply[[#This Row],[Unit Category]]),0))*INDEX(Profiles[],MATCH(1,(Profiles[Month]=Supply[[#This Row],[Month]])*(Profiles[Hour Ending]=Supply[[#This Row],[Hour Ending]]),0),MATCH(Supply[[#This Row],[Unit Category]],Profiles[#Headers],0))","v":0.63565012736152238}]
[11,"Solar Fixed_Socal",7,{"$f":"INDEX(NQC[NQC MW],MATCH(1,(NQC[Month]=Supply[[#This Row],[Month]])*(NQC[Unit Category]=Supply[[#This Row],[Unit Category]]),0))*INDEX(Profiles[],MATCH(1,(Profiles[Month]=Supply[[#This Row],[Month]])*(Profiles[Hour Ending]=Supply[[#This Row],[Hour Ending]]),0),MATCH(Supply[[#This Row],[Unit Category]],Profiles[#Headers],0))","v":140.14534980534813}]
[11,"Solar Fixed_Socal",8,{"$f":"INDEX(NQC[NQC MW],MATCH(1,(NQC[Month]=Supply[[#This Row],[Month]])*(NQC[Unit Category]=Supply[[#This Row],[Unit Category]]),0))*INDEX(Profiles[],MATCH(1,(Profiles[Month]=Supply[[#This Row],[Month]])*(Profiles[Hour Ending]=Supply[[#This Row],[Hour Ending]]),0),MATCH(Supply[[#This Row],[Unit Category]],Profiles[#Headers],0))","v":1260.2961668458015}]
[11,"Solar Fixed_Socal",9,{"$f":"INDEX(NQC[NQC MW],MATCH(1,(NQC[Month]=Supply[[#This Row],[Month]])*(NQC[Unit Category]=Supply[[#This Row],[Unit Category]]),0))*INDEX(Profiles[],MATCH(1,(Profiles[Month]=Supply[[#This Row],[Month]])*(Profiles[Hour Ending]=Supply[[#This Row],[Hour Ending]]),0),MATCH(Supply[[#This Row],[Unit Category]],Profiles[#Headers],0))","v":2477.5169446491709}]
[11,"Solar Fixed_Socal",10,{"$f":"INDEX(NQC[NQC MW],MATCH(1,(NQC[Month]=Supply[[#This Row],[Month]])*(NQC[Unit Category]=Supply[[#This Row],[Unit Category]]),0))*INDEX(Profiles[],MATCH(1,(Profiles[Month]=Supply[[#This Row],[Month]])*(Profiles[Hour Ending]=Supply[[#This Row],[Hour Ending]]),0),MATCH(Supply[[#This Row],[Unit Category]],Profiles[#Headers],0))","v":2880.7578056404122}]
[11,"Solar Fixed_Socal",11,{"$f":"INDEX(NQC[NQC MW],MATCH(1,(NQC[Month]=Supply[[#This Row],[Month]])*(NQC[Unit Category]=Supply[[#This Row],[Unit Category]]),0))*INDEX(Profiles[],MATCH(1,(Profiles[Month]=Supply[[#This Row],[Month]])*(Profiles[Hour Ending]=Supply[[#This Row],[Hour Ending]]),0),MATCH(Supply[[#This Row],[Unit Category]],Profiles[#Headers],0))","v":3060.7100714221629}]
[11,"Solar Fixed_Socal",12,{"$f":"INDEX(NQC[NQC MW],MATCH(1,(NQC[Month]=Supply[[#This Row],[Month]])*(NQC[Unit Category]=Supply[[#This Row],[Unit Category]]),0))*INDEX(Profiles[],MATCH(1,(Profiles[Month]=Supply[[#This Row],[Month]])*(Profiles[Hour Ending]=Supply[[#This Row],[Hour Ending]]),0),MATCH(Supply[[#This Row],[Unit Category]],Profiles[#Headers],0))","v":3101.3764879951386}]
[11,"Solar Fixed_Socal",13,{"$f":"INDEX(NQC[NQC MW],MATCH(1,(NQC[Month]=Supply[[#This Row],[Month]])*(NQC[Unit Category]=Supply[[#This Row],[Unit Category]]),0))*INDEX(Profiles[],MATCH(1,(Profiles[Month]=Supply[[#This Row],[Month]])*(Profiles[Hour Ending]=Supply[[#This Row],[Hour Ending]]),0),MATCH(Supply[[#This Row],[Unit Category]],Profiles[#Headers],0))","v":3017.0741163270686}]
[11,"Solar Fixed_Socal",14,{"$f":"INDEX(NQC[NQC MW],MATCH(1,(NQC[Month]=Supply[[#This Row],[Month]])*(NQC[Unit Category]=Supply[[#This Row],[Unit Category]]),0))*INDEX(Profiles[],MATCH(1,(Profiles[Month]=Supply[[#This Row],[Month]])*(Profiles[Hour Ending]=Supply[[#This Row],[Hour Ending]]),0),MATCH(Supply[[#This Row],[Unit Category]],Profiles[#Headers],0))","v":2840.836963009805}]
[11,"Solar Fixed_Socal",15,{"$f":"INDEX(NQC[NQC MW],MATCH(1,(NQC[Month]=Supply[[#This Row],[Month]])*(NQC[Unit Category]=Supply[[#This Row],[Unit Category]]),0))*INDEX(Profiles[],MATCH(1,(Profiles[Month]=Supply[[#This Row],[Month]])*(Profiles[Hour Ending]=Supply[[#This Row],[Hour Ending]]),0),MATCH(Supply[[#This Row],[Unit Category]],Profiles[#Headers],0))","v":2339.0238656229944}]
[11,"Solar Fixed_Socal",16,{"$f":"INDEX(NQC[NQC MW],MATCH(1,(NQC[Month]=Supply[[#This Row],[Month]])*(NQC[Unit Category]=Supply[[#This Row],[Unit Category]]),0))*INDEX(Profiles[],MATCH(1,(Profiles[Month]=Supply[[#This Row],[Month]])*(Profiles[Hour Ending]=Supply[[#This Row],[Hour Ending]]),0),MATCH(Supply[[#This Row],[Unit Category]],Profiles[#Headers],0))","v":1093.753004530696}]
[11,"Solar Fixed_Socal",17,{"$f":"INDEX(NQC[NQC MW],MATCH(1,(NQC[Month]=Supply[[#This Row],[Month]])*(NQC[Unit Category]=Supply[[#This Row],[Unit Category]]),0))*INDEX(Profiles[],MATCH(1,(Profiles[Month]=Supply[[#This Row],[Month]])*(Profiles[Hour Ending]=Supply[[#This Row],[Hour Ending]]),0),MATCH(Supply[[#This Row],[Unit Category]],Profiles[#Headers],0))","v":81.912605648907601}]
[11,"Solar Fixed_Socal",18,{"$f":"INDEX(NQC[NQC MW],MATCH(1,(NQC[Month]=Supply[[#This Row],[Month]])*(NQC[Unit Category]=Supply[[#This Row],[Unit Category]]),0))*INDEX(Profiles[],MATCH(1,(Profiles[Month]=Supply[[#This Row],[Month]])*(Profiles[Hour Ending]=Supply[[#This Row],[Hour Ending]]),0),MATCH(Supply[[#This Row],[Unit Category]],Profiles[#Headers],0))","v":3.2067823458660071E-2}]
[11,"Solar Fixed_Socal",19,{"$f":"INDEX(NQC[NQC MW],MATCH(1,(NQC[Month]=Supply[[#This Row],[Month]])*(NQC[Unit Category]=Supply[[#This Row],[Unit Category]]),0))*INDEX(Profiles[],MATCH(1,(Profiles[Month]=Supply[[#This Row],[Month]])*(Profiles[Hour Ending]=Supply[[#This Row],[Hour Ending]]),0),MATCH(Supply[[#This Row],[Unit Category]],Profiles[#Headers],0))","v":1.9412613859104012E-2}]
[11,"Solar Fixed_Socal",20,{"$f":"INDEX(NQC[NQC MW],MATCH(1,(NQC[Month]=Supply[[#This Row],[Month]])*(NQC[Unit Category]=Supply[[#This Row],[Unit Category]]),0))*INDEX(Profiles[],MATCH(1,(Profiles[Month]=Supply[[#This Row],[Month]])*(Profiles[Hour Ending]=Supply[[#This Row],[Hour Ending]]),0),MATCH(Supply[[#This Row],[Unit Category]],Profiles[#Headers],0))","v":1.9597025389756328E-2}]
[11,"Solar Fixed_Socal",21,{"$f":"INDEX(NQC[NQC MW],MATCH(1,(NQC[Month]=Supply[[#This Row],[Month]])*(NQC[Unit Category]=Supply[[#This Row],[Unit Category]]),0))*INDEX(Profiles[],MATCH(1,(Profiles[Month]=Supply[[#This Row],[Month]])*(Profiles[Hour Ending]=Supply[[#This Row],[Hour Ending]]),0),MATCH(Supply[[#This Row],[Unit Category]],Profiles[#Headers],0))","v":1.7107322550885498E-2}]
[11,"Solar Fixed_Socal",22,{"$f":"INDEX(NQC[NQC MW],MATCH(1,(NQC[Month]=Supply[[#This Row],[Month]])*(NQC[Unit Category]=Supply[[#This Row],[Unit Category]]),0))*INDEX(Profiles[],MATCH(1,(Profiles[Month]=Supply[[#This Row],[Month]])*(Profiles[Hour Ending]=Supply[[#This Row],[Hour Ending]]),0),MATCH(Supply[[#This Row],[Unit Category]],Profiles[#Headers],0))","v":1.2563637699581678E-2}]
[11,"Solar Fixed_Socal",23,{"$f":"INDEX(NQC[NQC MW],MATCH(1,(NQC[Month]=Supply[[#This Row],[Month]])*(NQC[Unit Category]=Supply[[#This Row],[Unit Category]]),0))*INDEX(Profiles[],MATCH(1,(Profiles[Month]=Supply[[#This Row],[Month]])*(Profiles[Hour Ending]=Supply[[#This Row],[Hour Ending]]),0),MATCH(Supply[[#This Row],[Unit Category]],Profiles[#Headers],0))","v":7.5550051985999057E-3}]
[11,"Solar Fixed_Socal",24,{"$f":"INDEX(NQC[NQC MW],MATCH(1,(NQC[Month]=Supply[[#This Row],[Month]])*(NQC[Unit Category]=Supply[[#This Row],[Unit Category]]),0))*INDEX(Profiles[],MATCH(1,(Profiles[Month]=Supply[[#This Row],[Month]])*(Profiles[Hour Ending]=Supply[[#This Row],[Hour Ending]]),0),MATCH(Supply[[#This Row],[Unit Category]],Profiles[#Headers],0))","v":2.6246310639434591E-3}]
[11,"Solar Thermal_Norcal",1,{"$f":"INDEX(NQC[NQC MW],MATCH(1,(NQC[Month]=Supply[[#This Row],[Month]])*(NQC[Unit Category]=Supply[[#This Row],[Unit Category]]),0))*INDEX(Profiles[],MATCH(1,(Profiles[Month]=Supply[[#This Row],[Month]])*(Profiles[Hour Ending]=Supply[[#This Row],[Hour Ending]]),0),MATCH(Supply[[#This Row],[Unit Category]],Profiles[#Headers],0))","v":0}]
[11,"Solar Thermal_Norcal",2,{"$f":"INDEX(NQC[NQC MW],MATCH(1,(NQC[Month]=Supply[[#This Row],[Month]])*(NQC[Unit Category]=Supply[[#This Row],[Unit Category]]),0))*INDEX(Profiles[],MATCH(1,(Profiles[Month]=Supply[[#This Row],[Month]])*(Profiles[Hour Ending]=Supply[[#This Row],[Hour Ending]]),0),MATCH(Supply[[#This Row],[Unit Category]],Profiles[#Headers],0))","v":0}]
[11,"Solar Thermal_Norcal",3,{"$f":"INDEX(NQC[NQC MW],MATCH(1,(NQC[Month]=Supply[[#This Row],[Month]])*(NQC[Unit Category]=Supply[[#This Row],[Unit Category]]),0))*INDEX(Profiles[],MATCH(1,(Profiles[Month]=Supply[[#This Row],[Month]])*(Profiles[Hour Ending]=Supply[[#This Row],[Hour Ending]]),0),MATCH(Supply[[#This Row],[Unit Category]],Profiles[#Headers],0))","v":0}]
[11,"Solar Thermal_Norcal",4,{"$f":"INDEX(NQC[NQC MW],MATCH(1,(NQC[Month]=Supply[[#This Row],[Month]])*(NQC[Unit Category]=Supply[[#This Row],[Unit Category]]),0))*INDEX(Profiles[],MATCH(1,(Profiles[Month]=Supply[[#This Row],[Month]])*(Profiles[Hour Ending]=Supply[[#This Row],[Hour Ending]]),0),MATCH(Supply[[#This Row],[Unit Category]],Profiles[#Headers],0))","v":0}]
[11,"Solar Thermal_Norcal",5,{"$f":"INDEX(NQC[NQC MW],MATCH(1,(NQC[Month]=Supply[[#This Row],[Month]])*(NQC[Unit Category]=Supply[[#This Row],[Unit Category]]),0))*INDEX(Profiles[],MATCH(1,(Profiles[Month]=Supply[[#This Row],[Month]])*(Profiles[Hour Ending]=Supply[[#This Row],[Hour Ending]]),0),MATCH(Supply[[#This Row],[Unit Category]],Profiles[#Headers],0))","v":0}]
[11,"Solar Thermal_Norcal",6,{"$f":"INDEX(NQC[NQC MW],MATCH(1,(NQC[Month]=Supply[[#This Row],[Month]])*(NQC[Unit Category]=Supply[[#This Row],[Unit Category]]),0))*INDEX(Profiles[],MATCH(1,(Profiles[Month]=Supply[[#This Row],[Month]])*(Profiles[Hour Ending]=Supply[[#This Row],[Hour Ending]]),0),MATCH(Supply[[#This Row],[Unit Category]],Profiles[#Headers],0))","v":0}]
[11,"Solar Thermal_Norcal",7,{"$f":"INDEX(NQC[NQC MW],MATCH(1,(NQC[Month]=Supply[[#This Row],[Month]])*(NQC[Unit Category]=Supply[[#This Row],[Unit Category]]),0))*INDEX(Profiles[],MATCH(1,(Profiles[Month]=Supply[[#This Row],[Month]])*(Profiles[Hour Ending]=Supply[[#This Row],[Hour Ending]]),0),MATCH(Supply[[#This Row],[Unit Category]],Profiles[#Headers],0))","v":0}]
[11,"Solar Thermal_Norcal",8,{"$f":"INDEX(NQC[NQC MW],MATCH(1,(NQC[Month]=Supply[[#This Row],[Month]])*(NQC[Unit Category]=Supply[[#This Row],[Unit Category]]),0))*INDEX(Profiles[],MATCH(1,(Profiles[Month]=Supply[[#This Row],[Month]])*(Profiles[Hour Ending]=Supply[[#This Row],[Hour Ending]]),0),MATCH(Supply[[#This Row],[Unit Category]],Profiles[#Headers],0))","v":0}]
[11,"Solar Thermal_Norcal",9,{"$f":"INDEX(NQC[NQC MW],MATCH(1,(NQC[Month]=Supply[[#This Row],[Month]])*(NQC[Unit Category]=Supply[[#This Row],[Unit Category]]),0))*INDEX(Profiles[],MATCH(1,(Profiles[Month]=Supply[[#This Row],[Month]])*(Profiles[Hour Ending]=Supply[[#This Row],[Hour Ending]]),0),MATCH(Supply[[#This Row],[Unit Category]],Profiles[#Headers],0))","v":0}]
[11,"Solar Thermal_Norcal",10,{"$f":"INDEX(NQC[NQC MW],MATCH(1,(NQC[Month]=Supply[[#This Row],[Month]])*(NQC[Unit Category]=Supply[[#This Row],[Unit Category]]),0))*INDEX(Profiles[],MATCH(1,(Profiles[Month]=Supply[[#This Row],[Month]])*(Profiles[Hour Ending]=Supply[[#This Row],[Hour Ending]]),0),MATCH(Supply[[#This Row],[Unit Category]],Profiles[#Headers],0))","v":0}]
[11,"Solar Thermal_Norcal",11,{"$f":"INDEX(NQC[NQC MW],MATCH(1,(NQC[Month]=Supply[[#This Row],[Month]])*(NQC[Unit Category]=Supply[[#This Row],[Unit Category]]),0))*INDEX(Profiles[],MATCH(1,(Profiles[Month]=Supply[[#This Row],[Month]])*(Profiles[Hour Ending]=Supply[[#This Row],[Hour Ending]]),0),MATCH(Supply[[#This Row],[Unit Category]],Profiles[#Headers],0))","v":0}]
[11,"Solar Thermal_Norcal",12,{"$f":"INDEX(NQC[NQC MW],MATCH(1,(NQC[Month]=Supply[[#This Row],[Month]])*(NQC[Unit Category]=Supply[[#This Row],[Unit Category]]),0))*INDEX(Profiles[],MATCH(1,(Profiles[Month]=Supply[[#This Row],[Month]])*(Profiles[Hour Ending]=Supply[[#This Row],[Hour Ending]]),0),MATCH(Supply[[#This Row],[Unit Category]],Profiles[#Headers],0))","v":0}]
[11,"Solar Thermal_Norcal",13,{"$f":"INDEX(NQC[NQC MW],MATCH(1,(NQC[Month]=Supply[[#This Row],[Month]])*(NQC[Unit Category]=Supply[[#This Row],[Unit Category]]),0))*INDEX(Profiles[],MATCH(1,(Profiles[Month]=Supply[[#This Row],[Month]])*(Profiles[Hour Ending]=Supply[[#This Row],[Hour Ending]]),0),MATCH(Supply[[#This Row],[Unit Category]],Profiles[#Headers],0))","v":0}]
[11,"Solar Thermal_Norcal",14,{"$f":"INDEX(NQC[NQC MW],MATCH(1,(NQC[Month]=Supply[[#This Row],[Month]])*(NQC[Unit Category]=Supply[[#This Row],[Unit Category]]),0))*INDEX(Profiles[],MATCH(1,(Profiles[Month]=Supply[[#This Row],[Month]])*(Profiles[Hour Ending]=Supply[[#This Row],[Hour Ending]]),0),MATCH(Supply[[#This Row],[Unit Category]],Profiles[#Headers],0))","v":0}]
[11,"Solar Thermal_Norcal",15,{"$f":"INDEX(NQC[NQC MW],MATCH(1,(NQC[Month]=Supply[[#This Row],[Month]])*(NQC[Unit Category]=Supply[[#This Row],[Unit Category]]),0))*INDEX(Profiles[],MATCH(1,(Profiles[Month]=Supply[[#This Row],[Month]])*(Profiles[Hour Ending]=Supply[[#This Row],[Hour Ending]]),0),MATCH(Supply[[#This Row],[Unit Category]],Profiles[#Headers],0))","v":0}]
[11,"Solar Thermal_Norcal",16,{"$f":"INDEX(NQC[NQC MW],MATCH(1,(NQC[Month]=Supply[[#This Row],[Month]])*(NQC[Unit Category]=Supply[[#This Row],[Unit Category]]),0))*INDEX(Profiles[],MATCH(1,(Profiles[Month]=Supply[[#This Row],[Month]])*(Profiles[Hour Ending]=Supply[[#This Row],[Hour Ending]]),0),MATCH(Supply[[#This Row],[Unit Category]],Profiles[#Headers],0))","v":0}]
[11,"Solar Thermal_Norcal",17,{"$f":"INDEX(NQC[NQC MW],MATCH(1,(NQC[Month]=Supply[[#This Row],[Month]])*(NQC[Unit Category]=Supply[[#This Row],[Unit Category]]),0))*INDEX(Profiles[],MATCH(1,(Profiles[Month]=Supply[[#This Row],[Month]])*(Profiles[Hour Ending]=Supply[[#This Row],[Hour Ending]]),0),MATCH(Supply[[#This Row],[Unit Category]],Profiles[#Headers],0))","v":0}]
[11,"Solar Thermal_Norcal",18,{"$f":"INDEX(NQC[NQC MW],MATCH(1,(NQC[Month]=Supply[[#This Row],[Month]])*(NQC[Unit Category]=Supply[[#This Row],[Unit Category]]),0))*INDEX(Profiles[],MATCH(1,(Profiles[Month]=Supply[[#This Row],[Month]])*(Profiles[Hour Ending]=Supply[[#This Row],[Hour Ending]]),0),MATCH(Supply[[#This Row],[Unit Category]],Profiles[#Headers],0))","v":0}]
[11,"Solar Thermal_Norcal",19,{"$f":"INDEX(NQC[NQC MW],MATCH(1,(NQC[Month]=Supply[[#This Row],[Month]])*(NQC[Unit Category]=Supply[[#This Row],[Unit Category]]),0))*INDEX(Profiles[],MATCH(1,(Profiles[Month]=Supply[[#This Row],[Month]])*(Profiles[Hour Ending]=Supply[[#This Row],[Hour Ending]]),0),MATCH(Supply[[#This Row],[Unit Category]],Profiles[#Headers],0))","v":0}]
[11,"Solar Thermal_Norcal",20,{"$f":"INDEX(NQC[NQC MW],MATCH(1,(NQC[Month]=Supply[[#This Row],[Month]])*(NQC[Unit Category]=Supply[[#This Row],[Unit Category]]),0))*INDEX(Profiles[],MATCH(1,(Profiles[Month]=Supply[[#This Row],[Month]])*(Profiles[Hour Ending]=Supply[[#This Row],[Hour Ending]]),0),MATCH(Supply[[#This Row],[Unit Category]],Profiles[#Headers],0))","v":0}]
[11,"Solar Thermal_Norcal",21,{"$f":"INDEX(NQC[NQC MW],MATCH(1,(NQC[Month]=Supply[[#This Row],[Month]])*(NQC[Unit Category]=Supply[[#This Row],[Unit Category]]),0))*INDEX(Profiles[],MATCH(1,(Profiles[Month]=Supply[[#This Row],[Month]])*(Profiles[Hour Ending]=Supply[[#This Row],[Hour Ending]]),0),MATCH(Supply[[#This Row],[Unit Category]],Profiles[#Headers],0))","v":0}]
[11,"Solar Thermal_Norcal",22,{"$f":"INDEX(NQC[NQC MW],MATCH(1,(NQC[Month]=Supply[[#This Row],[Month]])*(NQC[Unit Category]=Supply[[#This Row],[Unit Category]]),0))*INDEX(Profiles[],MATCH(1,(Profiles[Month]=Supply[[#This Row],[Month]])*(Profiles[Hour Ending]=Supply[[#This Row],[Hour Ending]]),0),MATCH(Supply[[#This Row],[Unit Category]],Profiles[#Headers],0))","v":0}]
[11,"Solar Thermal_Norcal",23,{"$f":"INDEX(NQC[NQC MW],MATCH(1,(NQC[Month]=Supply[[#This Row],[Month]])*(NQC[Unit Category]=Supply[[#This Row],[Unit Category]]),0))*INDEX(Profiles[],MATCH(1,(Profiles[Month]=Supply[[#This Row],[Month]])*(Profiles[Hour Ending]=Supply[[#This Row],[Hour Ending]]),0),MATCH(Supply[[#This Row],[Unit Category]],Profiles[#Headers],0))","v":0}]
[11,"Solar Thermal_Norcal",24,{"$f":"INDEX(NQC[NQC MW],MATCH(1,(NQC[Month]=Supply[[#This Row],[Month]])*(NQC[Unit Category]=Supply[[#This Row],[Unit Category]]),0))*INDEX(Profiles[],MATCH(1,(Profiles[Month]=Supply[[#This Row],[Month]])*(Profiles[Hour Ending]=Supply[[#This Row],[Hour Ending]]),0),MATCH(Supply[[#This Row],[Unit Category]],Profiles[#Headers],0))","v":0}]
[11,"Solar Thermal_Socal",1,{"$f":"INDEX(NQC[NQC MW],MATCH(1,(NQC[Month]=Supply[[#This Row],[Month]])*(NQC[Unit Category]=Supply[[#This Row],[Unit Category]]),0))*INDEX(Profiles[],MATCH(1,(Profiles[Month]=Supply[[#This Row],[Month]])*(Profiles[Hour Ending]=Supply[[#This Row],[Hour Ending]]),0),MATCH(Supply[[#This Row],[Unit Category]],Profiles[#Headers],0))","v":0}]
[11,"Solar Thermal_Socal",2,{"$f":"INDEX(NQC[NQC MW],MATCH(1,(NQC[Month]=Supply[[#This Row],[Month]])*(NQC[Unit Category]=Supply[[#This Row],[Unit Category]]),0))*INDEX(Profiles[],MATCH(1,(Profiles[Month]=Supply[[#This Row],[Month]])*(Profiles[Hour Ending]=Supply[[#This Row],[Hour Ending]]),0),MATCH(Supply[[#This Row],[Unit Category]],Profiles[#Headers],0))","v":0}]
[11,"Solar Thermal_Socal",3,{"$f":"INDEX(NQC[NQC MW],MATCH(1,(NQC[Month]=Supply[[#This Row],[Month]])*(NQC[Unit Category]=Supply[[#This Row],[Unit Category]]),0))*INDEX(Profiles[],MATCH(1,(Profiles[Month]=Supply[[#This Row],[Month]])*(Profiles[Hour Ending]=Supply[[#This Row],[Hour Ending]]),0),MATCH(Supply[[#This Row],[Unit Category]],Profiles[#Headers],0))","v":0}]
[11,"Solar Thermal_Socal",4,{"$f":"INDEX(NQC[NQC MW],MATCH(1,(NQC[Month]=Supply[[#This Row],[Month]])*(NQC[Unit Category]=Supply[[#This Row],[Unit Category]]),0))*INDEX(Profiles[],MATCH(1,(Profiles[Month]=Supply[[#This Row],[Month]])*(Profiles[Hour Ending]=Supply[[#This Row],[Hour Ending]]),0),MATCH(Supply[[#This Row],[Unit Category]],Profiles[#Headers],0))","v":0}]
[11,"Solar Thermal_Socal",5,{"$f":"INDEX(NQC[NQC MW],MATCH(1,(NQC[Month]=Supply[[#This Row],[Month]])*(NQC[Unit Category]=Supply[[#This Row],[Unit Category]]),0))*INDEX(Profiles[],MATCH(1,(Profiles[Month]=Supply[[#This Row],[Month]])*(Profiles[Hour Ending]=Supply[[#This Row],[Hour Ending]]),0),MATCH(Supply[[#This Row],[Unit Category]],Profiles[#Headers],0))","v":0}]
[11,"Solar Thermal_Socal",6,{"$f":"INDEX(NQC[NQC MW],MATCH(1,(NQC[Month]=Supply[[#This Row],[Month]])*(NQC[Unit Category]=Supply[[#This Row],[Unit Category]]),0))*INDEX(Profiles[],MATCH(1,(Profiles[Month]=Supply[[#This Row],[Month]])*(Profiles[Hour Ending]=Supply[[#This Row],[Hour Ending]]),0),MATCH(Supply[[#This Row],[Unit Category]],Profiles[#Headers],0))","v":0}]
[11,"Solar Thermal_Socal",7,{"$f":"INDEX(NQC[NQC MW],MATCH(1,(NQC[Month]=Supply[[#This Row],[Month]])*(NQC[Unit Category]=Supply[[#This Row],[Unit Category]]),0))*INDEX(Profiles[],MATCH(1,(Profiles[Month]=Supply[[#This Row],[Month]])*(Profiles[Hour Ending]=Supply[[#This Row],[Hour Ending]]),0),MATCH(Supply[[#This Row],[Unit Category]],Profiles[#Headers],0))","v":0}]
[11,"Solar Thermal_Socal",8,{"$f":"INDEX(NQC[NQC MW],MATCH(1,(NQC[Month]=Supply[[#This Row],[Month]])*(NQC[Unit Category]=Supply[[#This Row],[Unit Category]]),0))*INDEX(Profiles[],MATCH(1,(Profiles[Month]=Supply[[#This Row],[Month]])*(Profiles[Hour Ending]=Supply[[#This Row],[Hour Ending]]),0),MATCH(Supply[[#This Row],[Unit Category]],Profiles[#Headers],0))","v":47.909310335512899}]
[11,"Solar Thermal_Socal",9,{"$f":"INDEX(NQC[NQC MW],MATCH(1,(NQC[Month]=Supply[[#This Row],[Month]])*(NQC[Unit Category]=Supply[[#This Row],[Unit Category]]),0))*INDEX(Profiles[],MATCH(1,(Profiles[Month]=Supply[[#This Row],[Month]])*(Profiles[Hour Ending]=Supply[[#This Row],[Hour Ending]]),0),MATCH(Supply[[#This Row],[Unit Category]],Profiles[#Headers],0))","v":341.70978158003294}]
[11,"Solar Thermal_Socal",10,{"$f":"INDEX(NQC[NQC MW],MATCH(1,(NQC[Month]=Supply[[#This Row],[Month]])*(NQC[Unit Category]=Supply[[#This Row],[Unit Category]]),0))*INDEX(Profiles[],MATCH(1,(Profiles[Month]=Supply[[#This Row],[Month]])*(Profiles[Hour Ending]=Supply[[#This Row],[Hour Ending]]),0),MATCH(Supply[[#This Row],[Unit Category]],Profiles[#Headers],0))","v":543.66844480242378}]
[11,"Solar Thermal_Socal",11,{"$f":"INDEX(NQC[NQC MW],MATCH(1,(NQC[Month]=Supply[[#This Row],[Month]])*(NQC[Unit Category]=Supply[[#This Row],[Unit Category]]),0))*INDEX(Profiles[],MATCH(1,(Profiles[Month]=Supply[[#This Row],[Month]])*(Profiles[Hour Ending]=Supply[[#This Row],[Hour Ending]]),0),MATCH(Supply[[#This Row],[Unit Category]],Profiles[#Headers],0))","v":577.09870024172164}]
[11,"Solar Thermal_Socal",12,{"$f":"INDEX(NQC[NQC MW],MATCH(1,(NQC[Month]=Supply[[#This Row],[Month]])*(NQC[Unit Category]=Supply[[#This Row],[Unit Category]]),0))*INDEX(Profiles[],MATCH(1,(Profiles[Month]=Supply[[#This Row],[Month]])*(Profiles[Hour Ending]=Supply[[#This Row],[Hour Ending]]),0),MATCH(Supply[[#This Row],[Unit Category]],Profiles[#Headers],0))","v":572.94980132836349}]
[11,"Solar Thermal_Socal",13,{"$f":"INDEX(NQC[NQC MW],MATCH(1,(NQC[Month]=Supply[[#This Row],[Month]])*(NQC[Unit Category]=Supply[[#This Row],[Unit Category]]),0))*INDEX(Profiles[],MATCH(1,(Profiles[Month]=Supply[[#This Row],[Month]])*(Profiles[Hour Ending]=Supply[[#This Row],[Hour Ending]]),0),MATCH(Supply[[#This Row],[Unit Category]],Profiles[#Headers],0))","v":564.693952330554}]
[11,"Solar Thermal_Socal",14,{"$f":"INDEX(NQC[NQC MW],MATCH(1,(NQC[Month]=Supply[[#This Row],[Month]])*(NQC[Unit Category]=Supply[[#This Row],[Unit Category]]),0))*INDEX(Profiles[],MATCH(1,(Profiles[Month]=Supply[[#This Row],[Month]])*(Profiles[Hour Ending]=Supply[[#This Row],[Hour Ending]]),0),MATCH(Supply[[#This Row],[Unit Category]],Profiles[#Headers],0))","v":558.14046800588653}]
[11,"Solar Thermal_Socal",15,{"$f":"INDEX(NQC[NQC MW],MATCH(1,(NQC[Month]=Supply[[#This Row],[Month]])*(NQC[Unit Category]=Supply[[#This Row],[Unit Category]]),0))*INDEX(Profiles[],MATCH(1,(Profiles[Month]=Supply[[#This Row],[Month]])*(Profiles[Hour Ending]=Supply[[#This Row],[Hour Ending]]),0),MATCH(Supply[[#This Row],[Unit Category]],Profiles[#Headers],0))","v":548.26825701705184}]
[11,"Solar Thermal_Socal",16,{"$f":"INDEX(NQC[NQC MW],MATCH(1,(NQC[Month]=Supply[[#This Row],[Month]])*(NQC[Unit Category]=Supply[[#This Row],[Unit Category]]),0))*INDEX(Profiles[],MATCH(1,(Profiles[Month]=Supply[[#This Row],[Month]])*(Profiles[Hour Ending]=Supply[[#This Row],[Hour Ending]]),0),MATCH(Supply[[#This Row],[Unit Category]],Profiles[#Headers],0))","v":385.64387431506606}]
[11,"Solar Thermal_Socal",17,{"$f":"INDEX(NQC[NQC MW],MATCH(1,(NQC[Month]=Supply[[#This Row],[Month]])*(NQC[Unit Category]=Supply[[#This Row],[Unit Category]]),0))*INDEX(Profiles[],MATCH(1,(Profiles[Month]=Supply[[#This Row],[Month]])*(Profiles[Hour Ending]=Supply[[#This Row],[Hour Ending]]),0),MATCH(Supply[[#This Row],[Unit Category]],Profiles[#Headers],0))","v":87.931915679362703}]
[11,"Solar Thermal_Socal",18,{"$f":"INDEX(NQC[NQC MW],MATCH(1,(NQC[Month]=Supply[[#This Row],[Month]])*(NQC[Unit Category]=Supply[[#This Row],[Unit Category]]),0))*INDEX(Profiles[],MATCH(1,(Profiles[Month]=Supply[[#This Row],[Month]])*(Profiles[Hour Ending]=Supply[[#This Row],[Hour Ending]]),0),MATCH(Supply[[#This Row],[Unit Category]],Profiles[#Headers],0))","v":0}]
[11,"Solar Thermal_Socal",19,{"$f":"INDEX(NQC[NQC MW],MATCH(1,(NQC[Month]=Supply[[#This Row],[Month]])*(NQC[Unit Category]=Supply[[#This Row],[Unit Category]]),0))*INDEX(Profiles[],MATCH(1,(Profiles[Month]=Supply[[#This Row],[Month]])*(Profiles[Hour Ending]=Supply[[#This Row],[Hour Ending]]),0),MATCH(Supply[[#This Row],[Unit Category]],Profiles[#Headers],0))","v":0}]
[11,"Solar Thermal_Socal",20,{"$f":"INDEX(NQC[NQC MW],MATCH(1,(NQC[Month]=Supply[[#This Row],[Month]])*(NQC[Unit Category]=Supply[[#This Row],[Unit Category]]),0))*INDEX(Profiles[],MATCH(1,(Profiles[Month]=Supply[[#This Row],[Month]])*(Profiles[Hour Ending]=Supply[[#This Row],[Hour Ending]]),0),MATCH(Supply[[#This Row],[Unit Category]],Profiles[#Headers],0))","v":0}]
[11,"Solar Thermal_Socal",21,{"$f":"INDEX(NQC[NQC MW],MATCH(1,(NQC[Month]=Supply[[#This Row],[Month]])*(NQC[Unit Category]=Supply[[#This Row],[Unit Category]]),0))*INDEX(Profiles[],MATCH(1,(Profiles[Month]=Supply[[#This Row],[Month]])*(Profiles[Hour Ending]=Supply[[#This Row],[Hour Ending]]),0),MATCH(Supply[[#This Row],[Unit Category]],Profiles[#Headers],0))","v":0}]
[11,"Solar Thermal_Socal",22,{"$f":"INDEX(NQC[NQC MW],MATCH(1,(NQC[Month]=Supply[[#This Row],[Month]])*(NQC[Unit Category]=Supply[[#This Row],[Unit Category]]),0))*INDEX(Profiles[],MATCH(1,(Profiles[Month]=Supply[[#This Row],[Month]])*(Profiles[Hour Ending]=Supply[[#This Row],[Hour Ending]]),0),MATCH(Supply[[#This Row],[Unit Category]],Profiles[#Headers],0))","v":0}]
[11,"Solar Thermal_Socal",23,{"$f":"INDEX(NQC[NQC MW],MATCH(1,(NQC[Month]=Supply[[#This Row],[Month]])*(NQC[Unit Category]=Supply[[#This Row],[Unit Category]]),0))*INDEX(Profiles[],MATCH(1,(Profiles[Month]=Supply[[#This Row],[Month]])*(Profiles[Hour Ending]=Supply[[#This Row],[Hour Ending]]),0),MATCH(Supply[[#This Row],[Unit Category]],Profiles[#Headers],0))","v":0}]
[11,"Solar Thermal_Socal",24,{"$f":"INDEX(NQC[NQC MW],MATCH(1,(NQC[Month]=Supply[[#This Row],[Month]])*(NQC[Unit Category]=Supply[[#This Row],[Unit Category]]),0))*INDEX(Profiles[],MATCH(1,(Profiles[Month]=Supply[[#This Row],[Month]])*(Profiles[Hour Ending]=Supply[[#This Row],[Hour Ending]]),0),MATCH(Supply[[#This Row],[Unit Category]],Profiles[#Headers],0))","v":0}]
[11,"Solar Tracking_Norcal",1,{"$f":"INDEX(NQC[NQC MW],MATCH(1,(NQC[Month]=Supply[[#This Row],[Month]])*(NQC[Unit Category]=Supply[[#This Row],[Unit Category]]),0))*INDEX(Profiles[],MATCH(1,(Profiles[Month]=Supply[[#This Row],[Month]])*(Profiles[Hour Ending]=Supply[[#This Row],[Hour Ending]]),0),MATCH(Supply[[#This Row],[Unit Category]],Profiles[#Headers],0))","v":0}]
[11,"Solar Tracking_Norcal",2,{"$f":"INDEX(NQC[NQC MW],MATCH(1,(NQC[Month]=Supply[[#This Row],[Month]])*(NQC[Unit Category]=Supply[[#This Row],[Unit Category]]),0))*INDEX(Profiles[],MATCH(1,(Profiles[Month]=Supply[[#This Row],[Month]])*(Profiles[Hour Ending]=Supply[[#This Row],[Hour Ending]]),0),MATCH(Supply[[#This Row],[Unit Category]],Profiles[#Headers],0))","v":0}]
[11,"Solar Tracking_Norcal",3,{"$f":"INDEX(NQC[NQC MW],MATCH(1,(NQC[Month]=Supply[[#This Row],[Month]])*(NQC[Unit Category]=Supply[[#This Row],[Unit Category]]),0))*INDEX(Profiles[],MATCH(1,(Profiles[Month]=Supply[[#This Row],[Month]])*(Profiles[Hour Ending]=Supply[[#This Row],[Hour Ending]]),0),MATCH(Supply[[#This Row],[Unit Category]],Profiles[#Headers],0))","v":0}]
[11,"Solar Tracking_Norcal",4,{"$f":"INDEX(NQC[NQC MW],MATCH(1,(NQC[Month]=Supply[[#This Row],[Month]])*(NQC[Unit Category]=Supply[[#This Row],[Unit Category]]),0))*INDEX(Profiles[],MATCH(1,(Profiles[Month]=Supply[[#This Row],[Month]])*(Profiles[Hour Ending]=Supply[[#This Row],[Hour Ending]]),0),MATCH(Supply[[#This Row],[Unit Category]],Profiles[#Headers],0))","v":0}]
[11,"Solar Tracking_Norcal",5,{"$f":"INDEX(NQC[NQC MW],MATCH(1,(NQC[Month]=Supply[[#This Row],[Month]])*(NQC[Unit Category]=Supply[[#This Row],[Unit Category]]),0))*INDEX(Profiles[],MATCH(1,(Profiles[Month]=Supply[[#This Row],[Month]])*(Profiles[Hour Ending]=Supply[[#This Row],[Hour Ending]]),0),MATCH(Supply[[#This Row],[Unit Category]],Profiles[#Headers],0))","v":0}]
[11,"Solar Tracking_Norcal",6,{"$f":"INDEX(NQC[NQC MW],MATCH(1,(NQC[Month]=Supply[[#This Row],[Month]])*(NQC[Unit Category]=Supply[[#This Row],[Unit Category]]),0))*INDEX(Profiles[],MATCH(1,(Profiles[Month]=Supply[[#This Row],[Month]])*(Profiles[Hour Ending]=Supply[[#This Row],[Hour Ending]]),0),MATCH(Supply[[#This Row],[Unit Category]],Profiles[#Headers],0))","v":0}]
[11,"Solar Tracking_Norcal",7,{"$f":"INDEX(NQC[NQC MW],MATCH(1,(NQC[Month]=Supply[[#This Row],[Month]])*(NQC[Unit Category]=Supply[[#This Row],[Unit Category]]),0))*INDEX(Profiles[],MATCH(1,(Profiles[Month]=Supply[[#This Row],[Month]])*(Profiles[Hour Ending]=Supply[[#This Row],[Hour Ending]]),0),MATCH(Supply[[#This Row],[Unit Category]],Profiles[#Headers],0))","v":9.1365611076262372}]
[11,"Solar Tracking_Norcal",8,{"$f":"INDEX(NQC[NQC MW],MATCH(1,(NQC[Month]=Supply[[#This Row],[Month]])*(NQC[Unit Category]=Supply[[#This Row],[Unit Category]]),0))*INDEX(Profiles[],MATCH(1,(Profiles[Month]=Supply[[#This Row],[Month]])*(Profiles[Hour Ending]=Supply[[#This Row],[Hour Ending]]),0),MATCH(Supply[[#This Row],[Unit Category]],Profiles[#Headers],0))","v":777.14055601035886}]
[11,"Solar Tracking_Norcal",9,{"$f":"INDEX(NQC[NQC MW],MATCH(1,(NQC[Month]=Supply[[#This Row],[Month]])*(NQC[Unit Category]=Supply[[#This Row],[Unit Category]]),0))*INDEX(Profiles[],MATCH(1,(Profiles[Month]=Supply[[#This Row],[Month]])*(Profiles[Hour Ending]=Supply[[#This Row],[Hour Ending]]),0),MATCH(Supply[[#This Row],[Unit Category]],Profiles[#Headers],0))","v":2339.8206773713123}]
[11,"Solar Tracking_Norcal",10,{"$f":"INDEX(NQC[NQC MW],MATCH(1,(NQC[Month]=Supply[[#This Row],[Month]])*(NQC[Unit Category]=Supply[[#This Row],[Unit Category]]),0))*INDEX(Profiles[],MATCH(1,(Profiles[Month]=Supply[[#This Row],[Month]])*(Profiles[Hour Ending]=Supply[[#This Row],[Hour Ending]]),0),MATCH(Supply[[#This Row],[Unit Category]],Profiles[#Headers],0))","v":2756.2771028307689}]
[11,"Solar Tracking_Norcal",11,{"$f":"INDEX(NQC[NQC MW],MATCH(1,(NQC[Month]=Supply[[#This Row],[Month]])*(NQC[Unit Category]=Supply[[#This Row],[Unit Category]]),0))*INDEX(Profiles[],MATCH(1,(Profiles[Month]=Supply[[#This Row],[Month]])*(Profiles[Hour Ending]=Supply[[#This Row],[Hour Ending]]),0),MATCH(Supply[[#This Row],[Unit Category]],Profiles[#Headers],0))","v":2704.2913068465496}]
[11,"Solar Tracking_Norcal",12,{"$f":"INDEX(NQC[NQC MW],MATCH(1,(NQC[Month]=Supply[[#This Row],[Month]])*(NQC[Unit Category]=Supply[[#This Row],[Unit Category]]),0))*INDEX(Profiles[],MATCH(1,(Profiles[Month]=Supply[[#This Row],[Month]])*(Profiles[Hour Ending]=Supply[[#This Row],[Hour Ending]]),0),MATCH(Supply[[#This Row],[Unit Category]],Profiles[#Headers],0))","v":2617.5662415700203}]
[11,"Solar Tracking_Norcal",13,{"$f":"INDEX(NQC[NQC MW],MATCH(1,(NQC[Month]=Supply[[#This Row],[Month]])*(NQC[Unit Category]=Supply[[#This Row],[Unit Category]]),0))*INDEX(Profiles[],MATCH(1,(Profiles[Month]=Supply[[#This Row],[Month]])*(Profiles[Hour Ending]=Supply[[#This Row],[Hour Ending]]),0),MATCH(Supply[[#This Row],[Unit Category]],Profiles[#Headers],0))","v":2694.2319034033867}]
[11,"Solar Tracking_Norcal",14,{"$f":"INDEX(NQC[NQC MW],MATCH(1,(NQC[Month]=Supply[[#This Row],[Month]])*(NQC[Unit Category]=Supply[[#This Row],[Unit Category]]),0))*INDEX(Profiles[],MATCH(1,(Profiles[Month]=Supply[[#This Row],[Month]])*(Profiles[Hour Ending]=Supply[[#This Row],[Hour Ending]]),0),MATCH(Supply[[#This Row],[Unit Category]],Profiles[#Headers],0))","v":2774.1319120914395}]
[11,"Solar Tracking_Norcal",15,{"$f":"INDEX(NQC[NQC MW],MATCH(1,(NQC[Month]=Supply[[#This Row],[Month]])*(NQC[Unit Category]=Supply[[#This Row],[Unit Category]]),0))*INDEX(Profiles[],MATCH(1,(Profiles[Month]=Supply[[#This Row],[Month]])*(Profiles[Hour Ending]=Supply[[#This Row],[Hour Ending]]),0),MATCH(Supply[[#This Row],[Unit Category]],Profiles[#Headers],0))","v":2605.9362397119207}]
[11,"Solar Tracking_Norcal",16,{"$f":"INDEX(NQC[NQC MW],MATCH(1,(NQC[Month]=Supply[[#This Row],[Month]])*(NQC[Unit Category]=Supply[[#This Row],[Unit Category]]),0))*INDEX(Profiles[],MATCH(1,(Profiles[Month]=Supply[[#This Row],[Month]])*(Profiles[Hour Ending]=Supply[[#This Row],[Hour Ending]]),0),MATCH(Supply[[#This Row],[Unit Category]],Profiles[#Headers],0))","v":1632.4582448712754}]
[11,"Solar Tracking_Norcal",17,{"$f":"INDEX(NQC[NQC MW],MATCH(1,(NQC[Month]=Supply[[#This Row],[Month]])*(NQC[Unit Category]=Supply[[#This Row],[Unit Category]]),0))*INDEX(Profiles[],MATCH(1,(Profiles[Month]=Supply[[#This Row],[Month]])*(Profiles[Hour Ending]=Supply[[#This Row],[Hour Ending]]),0),MATCH(Supply[[#This Row],[Unit Category]],Profiles[#Headers],0))","v":193.62403328233876}]
[11,"Solar Tracking_Norcal",18,{"$f":"INDEX(NQC[NQC MW],MATCH(1,(NQC[Month]=Supply[[#This Row],[Month]])*(NQC[Unit Category]=Supply[[#This Row],[Unit Category]]),0))*INDEX(Profiles[],MATCH(1,(Profiles[Month]=Supply[[#This Row],[Month]])*(Profiles[Hour Ending]=Supply[[#This Row],[Hour Ending]]),0),MATCH(Supply[[#This Row],[Unit Category]],Profiles[#Headers],0))","v":0}]
[11,"Solar Tracking_Norcal",19,{"$f":"INDEX(NQC[NQC MW],MATCH(1,(NQC[Month]=Supply[[#This Row],[Month]])*(NQC[Unit Category]=Supply[[#This Row],[Unit Category]]),0))*INDEX(Profiles[],MATCH(1,(Profiles[Month]=Supply[[#This Row],[Month]])*(Profiles[Hour Ending]=Supply[[#This Row],[Hour Ending]]),0),MATCH(Supply[[#This Row],[Unit Category]],Profiles[#Headers],0))","v":0}]
[11,"Solar Tracking_Norcal",20,{"$f":"INDEX(NQC[NQC MW],MATCH(1,(NQC[Month]=Supply[[#This Row],[Month]])*(NQC[Unit Category]=Supply[[#This Row],[Unit Category]]),0))*INDEX(Profiles[],MATCH(1,(Profiles[Month]=Supply[[#This Row],[Month]])*(Profiles[Hour Ending]=Supply[[#This Row],[Hour Ending]]),0),MATCH(Supply[[#This Row],[Unit Category]],Profiles[#Headers],0))","v":0}]
[11,"Solar Tracking_Norcal",21,{"$f":"INDEX(NQC[NQC MW],MATCH(1,(NQC[Month]=Supply[[#This Row],[Month]])*(NQC[Unit Category]=Supply[[#This Row],[Unit Category]]),0))*INDEX(Profiles[],MATCH(1,(Profiles[Month]=Supply[[#This Row],[Month]])*(Profiles[Hour Ending]=Supply[[#This Row],[Hour Ending]]),0),MATCH(Supply[[#This Row],[Unit Category]],Profiles[#Headers],0))","v":0}]
[11,"Solar Tracking_Norcal",22,{"$f":"INDEX(NQC[NQC MW],MATCH(1,(NQC[Month]=Supply[[#This Row],[Month]])*(NQC[Unit Category]=Supply[[#This Row],[Unit Category]]),0))*INDEX(Profiles[],MATCH(1,(Profiles[Month]=Supply[[#This Row],[Month]])*(Profiles[Hour Ending]=Supply[[#This Row],[Hour Ending]]),0),MATCH(Supply[[#This Row],[Unit Category]],Profiles[#Headers],0))","v":0}]
[11,"Solar Tracking_Norcal",23,{"$f":"INDEX(NQC[NQC MW],MATCH(1,(NQC[Month]=Supply[[#This Row],[Month]])*(NQC[Unit Category]=Supply[[#This Row],[Unit Category]]),0))*INDEX(Profiles[],MATCH(1,(Profiles[Month]=Supply[[#This Row],[Month]])*(Profiles[Hour Ending]=Supply[[#This Row],[Hour Ending]]),0),MATCH(Supply[[#This Row],[Unit Category]],Profiles[#Headers],0))","v":0}]
[11,"Solar Tracking_Norcal",24,{"$f":"INDEX(NQC[NQC MW],MATCH(1,(NQC[Month]=Supply[[#This Row],[Month]])*(NQC[Unit Category]=Supply[[#This Row],[Unit Category]]),0))*INDEX(Profiles[],MATCH(1,(Profiles[Month]=Supply[[#This Row],[Month]])*(Profiles[Hour Ending]=Supply[[#This Row],[Hour Ending]]),0),MATCH(Supply[[#This Row],[Unit Category]],Profiles[#Headers],0))","v":0}]
[11,"Solar Tracking_Socal",1,{"$f":"INDEX(NQC[NQC MW],MATCH(1,(NQC[Month]=Supply[[#This Row],[Month]])*(NQC[Unit Category]=Supply[[#This Row],[Unit Category]]),0))*INDEX(Profiles[],MATCH(1,(Profiles[Month]=Supply[[#This Row],[Month]])*(Profiles[Hour Ending]=Supply[[#This Row],[Hour Ending]]),0),MATCH(Supply[[#This Row],[Unit Category]],Profiles[#Headers],0))","v":0}]
[11,"Solar Tracking_Socal",2,{"$f":"INDEX(NQC[NQC MW],MATCH(1,(NQC[Month]=Supply[[#This Row],[Month]])*(NQC[Unit Category]=Supply[[#This Row],[Unit Category]]),0))*INDEX(Profiles[],MATCH(1,(Profiles[Month]=Supply[[#This Row],[Month]])*(Profiles[Hour Ending]=Supply[[#This Row],[Hour Ending]]),0),MATCH(Supply[[#This Row],[Unit Category]],Profiles[#Headers],0))","v":0}]
[11,"Solar Tracking_Socal",3,{"$f":"INDEX(NQC[NQC MW],MATCH(1,(NQC[Month]=Supply[[#This Row],[Month]])*(NQC[Unit Category]=Supply[[#This Row],[Unit Category]]),0))*INDEX(Profiles[],MATCH(1,(Profiles[Month]=Supply[[#This Row],[Month]])*(Profiles[Hour Ending]=Supply[[#This Row],[Hour Ending]]),0),MATCH(Supply[[#This Row],[Unit Category]],Profiles[#Headers],0))","v":0}]
[11,"Solar Tracking_Socal",4,{"$f":"INDEX(NQC[NQC MW],MATCH(1,(NQC[Month]=Supply[[#This Row],[Month]])*(NQC[Unit Category]=Supply[[#This Row],[Unit Category]]),0))*INDEX(Profiles[],MATCH(1,(Profiles[Month]=Supply[[#This Row],[Month]])*(Profiles[Hour Ending]=Supply[[#This Row],[Hour Ending]]),0),MATCH(Supply[[#This Row],[Unit Category]],Profiles[#Headers],0))","v":0}]
[11,"Solar Tracking_Socal",5,{"$f":"INDEX(NQC[NQC MW],MATCH(1,(NQC[Month]=Supply[[#This Row],[Month]])*(NQC[Unit Category]=Supply[[#This Row],[Unit Category]]),0))*INDEX(Profiles[],MATCH(1,(Profiles[Month]=Supply[[#This Row],[Month]])*(Profiles[Hour Ending]=Supply[[#This Row],[Hour Ending]]),0),MATCH(Supply[[#This Row],[Unit Category]],Profiles[#Headers],0))","v":0}]
[11,"Solar Tracking_Socal",6,{"$f":"INDEX(NQC[NQC MW],MATCH(1,(NQC[Month]=Supply[[#This Row],[Month]])*(NQC[Unit Category]=Supply[[#This Row],[Unit Category]]),0))*INDEX(Profiles[],MATCH(1,(Profiles[Month]=Supply[[#This Row],[Month]])*(Profiles[Hour Ending]=Supply[[#This Row],[Hour Ending]]),0),MATCH(Supply[[#This Row],[Unit Category]],Profiles[#Headers],0))","v":0}]
[11,"Solar Tracking_Socal",7,{"$f":"INDEX(NQC[NQC MW],MATCH(1,(NQC[Month]=Supply[[#This Row],[Month]])*(NQC[Unit Category]=Supply[[#This Row],[Unit Category]]),0))*INDEX(Profiles[],MATCH(1,(Profiles[Month]=Supply[[#This Row],[Month]])*(Profiles[Hour Ending]=Supply[[#This Row],[Hour Ending]]),0),MATCH(Supply[[#This Row],[Unit Category]],Profiles[#Headers],0))","v":282.59014054027347}]
[11,"Solar Tracking_Socal",8,{"$f":"INDEX(NQC[NQC MW],MATCH(1,(NQC[Month]=Supply[[#This Row],[Month]])*(NQC[Unit Category]=Supply[[#This Row],[Unit Category]]),0))*INDEX(Profiles[],MATCH(1,(Profiles[Month]=Supply[[#This Row],[Month]])*(Profiles[Hour Ending]=Supply[[#This Row],[Hour Ending]]),0),MATCH(Supply[[#This Row],[Unit Category]],Profiles[#Headers],0))","v":3569.9043399044726}]
[11,"Solar Tracking_Socal",9,{"$f":"INDEX(NQC[NQC MW],MATCH(1,(NQC[Month]=Supply[[#This Row],[Month]])*(NQC[Unit Category]=Supply[[#This Row],[Unit Category]]),0))*INDEX(Profiles[],MATCH(1,(Profiles[Month]=Supply[[#This Row],[Month]])*(Profiles[Hour Ending]=Supply[[#This Row],[Hour Ending]]),0),MATCH(Supply[[#This Row],[Unit Category]],Profiles[#Headers],0))","v":6666.5267934370104}]
[11,"Solar Tracking_Socal",10,{"$f":"INDEX(NQC[NQC MW],MATCH(1,(NQC[Month]=Supply[[#This Row],[Month]])*(NQC[Unit Category]=Supply[[#This Row],[Unit Category]]),0))*INDEX(Profiles[],MATCH(1,(Profiles[Month]=Supply[[#This Row],[Month]])*(Profiles[Hour Ending]=Supply[[#This Row],[Hour Ending]]),0),MATCH(Supply[[#This Row],[Unit Category]],Profiles[#Headers],0))","v":7210.904877964701}]
[11,"Solar Tracking_Socal",11,{"$f":"INDEX(NQC[NQC MW],MATCH(1,(NQC[Month]=Supply[[#This Row],[Month]])*(NQC[Unit Category]=Supply[[#This Row],[Unit Category]]),0))*INDEX(Profiles[],MATCH(1,(Profiles[Month]=Supply[[#This Row],[Month]])*(Profiles[Hour Ending]=Supply[[#This Row],[Hour Ending]]),0),MATCH(Supply[[#This Row],[Unit Category]],Profiles[#Headers],0))","v":7016.9041567667273}]
[11,"Solar Tracking_Socal",12,{"$f":"INDEX(NQC[NQC MW],MATCH(1,(NQC[Month]=Supply[[#This Row],[Month]])*(NQC[Unit Category]=Supply[[#This Row],[Unit Category]]),0))*INDEX(Profiles[],MATCH(1,(Profiles[Month]=Supply[[#This Row],[Month]])*(Profiles[Hour Ending]=Supply[[#This Row],[Hour Ending]]),0),MATCH(Supply[[#This Row],[Unit Category]],Profiles[#Headers],0))","v":6826.6935073677005}]
[11,"Solar Tracking_Socal",13,{"$f":"INDEX(NQC[NQC MW],MATCH(1,(NQC[Month]=Supply[[#This Row],[Month]])*(NQC[Unit Category]=Supply[[#This Row],[Unit Category]]),0))*INDEX(Profiles[],MATCH(1,(Profiles[Month]=Supply[[#This Row],[Month]])*(Profiles[Hour Ending]=Supply[[#This Row],[Hour Ending]]),0),MATCH(Supply[[#This Row],[Unit Category]],Profiles[#Headers],0))","v":6910.6462920108524}]
[11,"Solar Tracking_Socal",14,{"$f":"INDEX(NQC[NQC MW],MATCH(1,(NQC[Month]=Supply[[#This Row],[Month]])*(NQC[Unit Category]=Supply[[#This Row],[Unit Category]]),0))*INDEX(Profiles[],MATCH(1,(Profiles[Month]=Supply[[#This Row],[Month]])*(Profiles[Hour Ending]=Supply[[#This Row],[Hour Ending]]),0),MATCH(Supply[[#This Row],[Unit Category]],Profiles[#Headers],0))","v":6927.1753059680641}]
[11,"Solar Tracking_Socal",15,{"$f":"INDEX(NQC[NQC MW],MATCH(1,(NQC[Month]=Supply[[#This Row],[Month]])*(NQC[Unit Category]=Supply[[#This Row],[Unit Category]]),0))*INDEX(Profiles[],MATCH(1,(Profiles[Month]=Supply[[#This Row],[Month]])*(Profiles[Hour Ending]=Supply[[#This Row],[Hour Ending]]),0),MATCH(Supply[[#This Row],[Unit Category]],Profiles[#Headers],0))","v":6595.89876629017}]
[11,"Solar Tracking_Socal",16,{"$f":"INDEX(NQC[NQC MW],MATCH(1,(NQC[Month]=Supply[[#This Row],[Month]])*(NQC[Unit Category]=Supply[[#This Row],[Unit Category]]),0))*INDEX(Profiles[],MATCH(1,(Profiles[Month]=Supply[[#This Row],[Month]])*(Profiles[Hour Ending]=Supply[[#This Row],[Hour Ending]]),0),MATCH(Supply[[#This Row],[Unit Category]],Profiles[#Headers],0))","v":3804.8956831223854}]
[11,"Solar Tracking_Socal",17,{"$f":"INDEX(NQC[NQC MW],MATCH(1,(NQC[Month]=Supply[[#This Row],[Month]])*(NQC[Unit Category]=Supply[[#This Row],[Unit Category]]),0))*INDEX(Profiles[],MATCH(1,(Profiles[Month]=Supply[[#This Row],[Month]])*(Profiles[Hour Ending]=Supply[[#This Row],[Hour Ending]]),0),MATCH(Supply[[#This Row],[Unit Category]],Profiles[#Headers],0))","v":378.64171944362903}]
[11,"Solar Tracking_Socal",18,{"$f":"INDEX(NQC[NQC MW],MATCH(1,(NQC[Month]=Supply[[#This Row],[Month]])*(NQC[Unit Category]=Supply[[#This Row],[Unit Category]]),0))*INDEX(Profiles[],MATCH(1,(Profiles[Month]=Supply[[#This Row],[Month]])*(Profiles[Hour Ending]=Supply[[#This Row],[Hour Ending]]),0),MATCH(Supply[[#This Row],[Unit Category]],Profiles[#Headers],0))","v":1.2593877828900894E-3}]
[11,"Solar Tracking_Socal",19,{"$f":"INDEX(NQC[NQC MW],MATCH(1,(NQC[Month]=Supply[[#This Row],[Month]])*(NQC[Unit Category]=Supply[[#This Row],[Unit Category]]),0))*INDEX(Profiles[],MATCH(1,(Profiles[Month]=Supply[[#This Row],[Month]])*(Profiles[Hour Ending]=Supply[[#This Row],[Hour Ending]]),0),MATCH(Supply[[#This Row],[Unit Category]],Profiles[#Headers],0))","v":0}]
[11,"Solar Tracking_Socal",20,{"$f":"INDEX(NQC[NQC MW],MATCH(1,(NQC[Month]=Supply[[#This Row],[Month]])*(NQC[Unit Category]=Supply[[#This Row],[Unit Category]]),0))*INDEX(Profiles[],MATCH(1,(Profiles[Month]=Supply[[#This Row],[Month]])*(Profiles[Hour Ending]=Supply[[#This Row],[Hour Ending]]),0),MATCH(Supply[[#This Row],[Unit Category]],Profiles[#Headers],0))","v":0}]
[11,"Solar Tracking_Socal",21,{"$f":"INDEX(NQC[NQC MW],MATCH(1,(NQC[Month]=Supply[[#This Row],[Month]])*(NQC[Unit Category]=Supply[[#This Row],[Unit Category]]),0))*INDEX(Profiles[],MATCH(1,(Profiles[Month]=Supply[[#This Row],[Month]])*(Profiles[Hour Ending]=Supply[[#This Row],[Hour Ending]]),0),MATCH(Supply[[#This Row],[Unit Category]],Profiles[#Headers],0))","v":0}]
[11,"Solar Tracking_Socal",22,{"$f":"INDEX(NQC[NQC MW],MATCH(1,(NQC[Month]=Supply[[#This Row],[Month]])*(NQC[Unit Category]=Supply[[#This Row],[Unit Category]]),0))*INDEX(Profiles[],MATCH(1,(Profiles[Month]=Supply[[#This Row],[Month]])*(Profiles[Hour Ending]=Supply[[#This Row],[Hour Ending]]),0),MATCH(Supply[[#This Row],[Unit Category]],Profiles[#Headers],0))","v":0}]
[11,"Solar Tracking_Socal",23,{"$f":"INDEX(NQC[NQC MW],MATCH(1,(NQC[Month]=Supply[[#This Row],[Month]])*(NQC[Unit Category]=Supply[[#This Row],[Unit Category]]),0))*INDEX(Profiles[],MATCH(1,(Profiles[Month]=Supply[[#This Row],[Month]])*(Profiles[Hour Ending]=Supply[[#This Row],[Hour Ending]]),0),MATCH(Supply[[#This Row],[Unit Category]],Profiles[#Headers],0))","v":0}]
[11,"Solar Tracking_Socal",24,{"$f":"INDEX(NQC[NQC MW],MATCH(1,(NQC[Month]=Supply[[#This Row],[Month]])*(NQC[Unit Category]=Supply[[#This Row],[Unit Category]]),0))*INDEX(Profiles[],MATCH(1,(Profiles[Month]=Supply[[#This Row],[Month]])*(Profiles[Hour Ending]=Supply[[#This Row],[Hour Ending]]),0),MATCH(Supply[[#This Row],[Unit Category]],Profiles[#Headers],0))","v":0}]
[11,"Wind_Norcal",1,{"$f":"INDEX(NQC[NQC MW],MATCH(1,(NQC[Month]=Supply[[#This Row],[Month]])*(NQC[Unit Category]=Supply[[#This Row],[Unit Category]]),0))*INDEX(Profiles[],MATCH(1,(Profiles[Month]=Supply[[#This Row],[Month]])*(Profiles[Hour Ending]=Supply[[#This Row],[Hour Ending]]),0),MATCH(Supply[[#This Row],[Unit Category]],Profiles[#Headers],0))","v":121.30082245449093}]
[11,"Wind_Norcal",2,{"$f":"INDEX(NQC[NQC MW],MATCH(1,(NQC[Month]=Supply[[#This Row],[Month]])*(NQC[Unit Category]=Supply[[#This Row],[Unit Category]]),0))*INDEX(Profiles[],MATCH(1,(Profiles[Month]=Supply[[#This Row],[Month]])*(Profiles[Hour Ending]=Supply[[#This Row],[Hour Ending]]),0),MATCH(Supply[[#This Row],[Unit Category]],Profiles[#Headers],0))","v":112.90540765897934}]
[11,"Wind_Norcal",3,{"$f":"INDEX(NQC[NQC MW],MATCH(1,(NQC[Month]=Supply[[#This Row],[Month]])*(NQC[Unit Category]=Supply[[#This Row],[Unit Category]]),0))*INDEX(Profiles[],MATCH(1,(Profiles[Month]=Supply[[#This Row],[Month]])*(Profiles[Hour Ending]=Supply[[#This Row],[Hour Ending]]),0),MATCH(Supply[[#This Row],[Unit Category]],Profiles[#Headers],0))","v":127.89646101769561}]
[11,"Wind_Norcal",4,{"$f":"INDEX(NQC[NQC MW],MATCH(1,(NQC[Month]=Supply[[#This Row],[Month]])*(NQC[Unit Category]=Supply[[#This Row],[Unit Category]]),0))*INDEX(Profiles[],MATCH(1,(Profiles[Month]=Supply[[#This Row],[Month]])*(Profiles[Hour Ending]=Supply[[#This Row],[Hour Ending]]),0),MATCH(Supply[[#This Row],[Unit Category]],Profiles[#Headers],0))","v":125.89119667291543}]
[11,"Wind_Norcal",5,{"$f":"INDEX(NQC[NQC MW],MATCH(1,(NQC[Month]=Supply[[#This Row],[Month]])*(NQC[Unit Category]=Supply[[#This Row],[Unit Category]]),0))*INDEX(Profiles[],MATCH(1,(Profiles[Month]=Supply[[#This Row],[Month]])*(Profiles[Hour Ending]=Supply[[#This Row],[Hour Ending]]),0),MATCH(Supply[[#This Row],[Unit Category]],Profiles[#Headers],0))","v":107.24898589433653}]
[11,"Wind_Norcal",6,{"$f":"INDEX(NQC[NQC MW],MATCH(1,(NQC[Month]=Supply[[#This Row],[Month]])*(NQC[Unit Category]=Supply[[#This Row],[Unit Category]]),0))*INDEX(Profiles[],MATCH(1,(Profiles[Month]=Supply[[#This Row],[Month]])*(Profiles[Hour Ending]=Supply[[#This Row],[Hour Ending]]),0),MATCH(Supply[[#This Row],[Unit Category]],Profiles[#Headers],0))","v":113.88376583016445}]
[11,"Wind_Norcal",7,{"$f":"INDEX(NQC[NQC MW],MATCH(1,(NQC[Month]=Supply[[#This Row],[Month]])*(NQC[Unit Category]=Supply[[#This Row],[Unit Category]]),0))*INDEX(Profiles[],MATCH(1,(Profiles[Month]=Supply[[#This Row],[Month]])*(Profiles[Hour Ending]=Supply[[#This Row],[Hour Ending]]),0),MATCH(Supply[[#This Row],[Unit Category]],Profiles[#Headers],0))","v":110.546110813928}]
[11,"Wind_Norcal",8,{"$f":"INDEX(NQC[NQC MW],MATCH(1,(NQC[Month]=Supply[[#This Row],[Month]])*(NQC[Unit Category]=Supply[[#This Row],[Unit Category]]),0))*INDEX(Profiles[],MATCH(1,(Profiles[Month]=Supply[[#This Row],[Month]])*(Profiles[Hour Ending]=Supply[[#This Row],[Hour Ending]]),0),MATCH(Supply[[#This Row],[Unit Category]],Profiles[#Headers],0))","v":108.90362194908445}]
[11,"Wind_Norcal",9,{"$f":"INDEX(NQC[NQC MW],MATCH(1,(NQC[Month]=Supply[[#This Row],[Month]])*(NQC[Unit Category]=Supply[[#This Row],[Unit Category]]),0))*INDEX(Profiles[],MATCH(1,(Profiles[Month]=Supply[[#This Row],[Month]])*(Profiles[Hour Ending]=Supply[[#This Row],[Hour Ending]]),0),MATCH(Supply[[#This Row],[Unit Category]],Profiles[#Headers],0))","v":85.757102957440679}]
[11,"Wind_Norcal",10,{"$f":"INDEX(NQC[NQC MW],MATCH(1,(NQC[Month]=Supply[[#This Row],[Month]])*(NQC[Unit Category]=Supply[[#This Row],[Unit Category]]),0))*INDEX(Profiles[],MATCH(1,(Profiles[Month]=Supply[[#This Row],[Month]])*(Profiles[Hour Ending]=Supply[[#This Row],[Hour Ending]]),0),MATCH(Supply[[#This Row],[Unit Category]],Profiles[#Headers],0))","v":71.409350245136295}]
[11,"Wind_Norcal",11,{"$f":"INDEX(NQC[NQC MW],MATCH(1,(NQC[Month]=Supply[[#This Row],[Month]])*(NQC[Unit Category]=Supply[[#This Row],[Unit Category]]),0))*INDEX(Profiles[],MATCH(1,(Profiles[Month]=Supply[[#This Row],[Month]])*(Profiles[Hour Ending]=Supply[[#This Row],[Hour Ending]]),0),MATCH(Supply[[#This Row],[Unit Category]],Profiles[#Headers],0))","v":65.161469926669398}]
[11,"Wind_Norcal",12,{"$f":"INDEX(NQC[NQC MW],MATCH(1,(NQC[Month]=Supply[[#This Row],[Month]])*(NQC[Unit Category]=Supply[[#This Row],[Unit Category]]),0))*INDEX(Profiles[],MATCH(1,(Profiles[Month]=Supply[[#This Row],[Month]])*(Profiles[Hour Ending]=Supply[[#This Row],[Hour Ending]]),0),MATCH(Supply[[#This Row],[Unit Category]],Profiles[#Headers],0))","v":59.232153643864443}]
[11,"Wind_Norcal",13,{"$f":"INDEX(NQC[NQC MW],MATCH(1,(NQC[Month]=Supply[[#This Row],[Month]])*(NQC[Unit Category]=Supply[[#This Row],[Unit Category]]),0))*INDEX(Profiles[],MATCH(1,(Profiles[Month]=Supply[[#This Row],[Month]])*(Profiles[Hour Ending]=Supply[[#This Row],[Hour Ending]]),0),MATCH(Supply[[#This Row],[Unit Category]],Profiles[#Headers],0))","v":64.357473623477588}]
[11,"Wind_Norcal",14,{"$f":"INDEX(NQC[NQC MW],MATCH(1,(NQC[Month]=Supply[[#This Row],[Month]])*(NQC[Unit Category]=Supply[[#This Row],[Unit Category]]),0))*INDEX(Profiles[],MATCH(1,(Profiles[Month]=Supply[[#This Row],[Month]])*(Profiles[Hour Ending]=Supply[[#This Row],[Hour Ending]]),0),MATCH(Supply[[#This Row],[Unit Category]],Profiles[#Headers],0))","v":58.248559177522949}]
[11,"Wind_Norcal",15,{"$f":"INDEX(NQC[NQC MW],MATCH(1,(NQC[Month]=Supply[[#This Row],[Month]])*(NQC[Unit Category]=Supply[[#This Row],[Unit Category]]),0))*INDEX(Profiles[],MATCH(1,(Profiles[Month]=Supply[[#This Row],[Month]])*(Profiles[Hour Ending]=Supply[[#This Row],[Hour Ending]]),0),MATCH(Supply[[#This Row],[Unit Category]],Profiles[#Headers],0))","v":66.584977883331732}]
[11,"Wind_Norcal",16,{"$f":"INDEX(NQC[NQC MW],MATCH(1,(NQC[Month]=Supply[[#This Row],[Month]])*(NQC[Unit Category]=Supply[[#This Row],[Unit Category]]),0))*INDEX(Profiles[],MATCH(1,(Profiles[Month]=Supply[[#This Row],[Month]])*(Profiles[Hour Ending]=Supply[[#This Row],[Hour Ending]]),0),MATCH(Supply[[#This Row],[Unit Category]],Profiles[#Headers],0))","v":74.460601390966346}]
[11,"Wind_Norcal",17,{"$f":"INDEX(NQC[NQC MW],MATCH(1,(NQC[Month]=Supply[[#This Row],[Month]])*(NQC[Unit Category]=Supply[[#This Row],[Unit Category]]),0))*INDEX(Profiles[],MATCH(1,(Profiles[Month]=Supply[[#This Row],[Month]])*(Profiles[Hour Ending]=Supply[[#This Row],[Hour Ending]]),0),MATCH(Supply[[#This Row],[Unit Category]],Profiles[#Headers],0))","v":67.579829418985483}]
[11,"Wind_Norcal",18,{"$f":"INDEX(NQC[NQC MW],MATCH(1,(NQC[Month]=Supply[[#This Row],[Month]])*(NQC[Unit Category]=Supply[[#This Row],[Unit Category]]),0))*INDEX(Profiles[],MATCH(1,(Profiles[Month]=Supply[[#This Row],[Month]])*(Profiles[Hour Ending]=Supply[[#This Row],[Hour Ending]]),0),MATCH(Supply[[#This Row],[Unit Category]],Profiles[#Headers],0))","v":77.240934741340595}]
[11,"Wind_Norcal",19,{"$f":"INDEX(NQC[NQC MW],MATCH(1,(NQC[Month]=Supply[[#This Row],[Month]])*(NQC[Unit Category]=Supply[[#This Row],[Unit Category]]),0))*INDEX(Profiles[],MATCH(1,(Profiles[Month]=Supply[[#This Row],[Month]])*(Profiles[Hour Ending]=Supply[[#This Row],[Hour Ending]]),0),MATCH(Supply[[#This Row],[Unit Category]],Profiles[#Headers],0))","v":87.43526372980817}]
[11,"Wind_Norcal",20,{"$f":"INDEX(NQC[NQC MW],MATCH(1,(NQC[Month]=Supply[[#This Row],[Month]])*(NQC[Unit Category]=Supply[[#This Row],[Unit Category]]),0))*INDEX(Profiles[],MATCH(1,(Profiles[Month]=Supply[[#This Row],[Month]])*(Profiles[Hour Ending]=Supply[[#This Row],[Hour Ending]]),0),MATCH(Supply[[#This Row],[Unit Category]],Profiles[#Headers],0))","v":91.357232376477313}]
[11,"Wind_Norcal",21,{"$f":"INDEX(NQC[NQC MW],MATCH(1,(NQC[Month]=Supply[[#This Row],[Month]])*(NQC[Unit Category]=Supply[[#This Row],[Unit Category]]),0))*INDEX(Profiles[],MATCH(1,(Profiles[Month]=Supply[[#This Row],[Month]])*(Profiles[Hour Ending]=Supply[[#This Row],[Hour Ending]]),0),MATCH(Supply[[#This Row],[Unit Category]],Profiles[#Headers],0))","v":115.66770338926311}]
[11,"Wind_Norcal",22,{"$f":"INDEX(NQC[NQC MW],MATCH(1,(NQC[Month]=Supply[[#This Row],[Month]])*(NQC[Unit Category]=Supply[[#This Row],[Unit Category]]),0))*INDEX(Profiles[],MATCH(1,(Profiles[Month]=Supply[[#This Row],[Month]])*(Profiles[Hour Ending]=Supply[[#This Row],[Hour Ending]]),0),MATCH(Supply[[#This Row],[Unit Category]],Profiles[#Headers],0))","v":126.71293726751378}]
[11,"Wind_Norcal",23,{"$f":"INDEX(NQC[NQC MW],MATCH(1,(NQC[Month]=Supply[[#This Row],[Month]])*(NQC[Unit Category]=Supply[[#This Row],[Unit Category]]),0))*INDEX(Profiles[],MATCH(1,(Profiles[Month]=Supply[[#This Row],[Month]])*(Profiles[Hour Ending]=Supply[[#This Row],[Hour Ending]]),0),MATCH(Supply[[#This Row],[Unit Category]],Profiles[#Headers],0))","v":137.05056708319552}]
[11,"Wind_Norcal",24,{"$f":"INDEX(NQC[NQC MW],MATCH(1,(NQC[Month]=Supply[[#This Row],[Month]])*(NQC[Unit Category]=Supply[[#This Row],[Unit Category]]),0))*INDEX(Profiles[],MATCH(1,(Profiles[Month]=Supply[[#This Row],[Month]])*(Profiles[Hour Ending]=Supply[[#This Row],[Hour Ending]]),0),MATCH(Supply[[#This Row],[Unit Category]],Profiles[#Headers],0))","v":140.49864599166398}]
[11,"Wind_Socal",1,{"$f":"INDEX(NQC[NQC MW],MATCH(1,(NQC[Month]=Supply[[#This Row],[Month]])*(NQC[Unit Category]=Supply[[#This Row],[Unit Category]]),0))*INDEX(Profiles[],MATCH(1,(Profiles[Month]=Supply[[#This Row],[Month]])*(Profiles[Hour Ending]=Supply[[#This Row],[Hour Ending]]),0),MATCH(Supply[[#This Row],[Unit Category]],Profiles[#Headers],0))","v":337.64399911368656}]
[11,"Wind_Socal",2,{"$f":"INDEX(NQC[NQC MW],MATCH(1,(NQC[Month]=Supply[[#This Row],[Month]])*(NQC[Unit Category]=Supply[[#This Row],[Unit Category]]),0))*INDEX(Profiles[],MATCH(1,(Profiles[Month]=Supply[[#This Row],[Month]])*(Profiles[Hour Ending]=Supply[[#This Row],[Hour Ending]]),0),MATCH(Supply[[#This Row],[Unit Category]],Profiles[#Headers],0))","v":373.3499043032898}]
[11,"Wind_Socal",3,{"$f":"INDEX(NQC[NQC MW],MATCH(1,(NQC[Month]=Supply[[#This Row],[Month]])*(NQC[Unit Category]=Supply[[#This Row],[Unit Category]]),0))*INDEX(Profiles[],MATCH(1,(Profiles[Month]=Supply[[#This Row],[Month]])*(Profiles[Hour Ending]=Supply[[#This Row],[Hour Ending]]),0),MATCH(Supply[[#This Row],[Unit Category]],Profiles[#Headers],0))","v":360.23192098012566}]
[11,"Wind_Socal",4,{"$f":"INDEX(NQC[NQC MW],MATCH(1,(NQC[Month]=Supply[[#This Row],[Month]])*(NQC[Unit Category]=Supply[[#This Row],[Unit Category]]),0))*INDEX(Profiles[],MATCH(1,(Profiles[Month]=Supply[[#This Row],[Month]])*(Profiles[Hour Ending]=Supply[[#This Row],[Hour Ending]]),0),MATCH(Supply[[#This Row],[Unit Category]],Profiles[#Headers],0))","v":377.23979418480485}]
[11,"Wind_Socal",5,{"$f":"INDEX(NQC[NQC MW],MATCH(1,(NQC[Month]=Supply[[#This Row],[Month]])*(NQC[Unit Category]=Supply[[#This Row],[Unit Category]]),0))*INDEX(Profiles[],MATCH(1,(Profiles[Month]=Supply[[#This Row],[Month]])*(Profiles[Hour Ending]=Supply[[#This Row],[Hour Ending]]),0),MATCH(Supply[[#This Row],[Unit Category]],Profiles[#Headers],0))","v":348.40764459739148}]
[11,"Wind_Socal",6,{"$f":"INDEX(NQC[NQC MW],MATCH(1,(NQC[Month]=Supply[[#This Row],[Month]])*(NQC[Unit Category]=Supply[[#This Row],[Unit Category]]),0))*INDEX(Profiles[],MATCH(1,(Profiles[Month]=Supply[[#This Row],[Month]])*(Profiles[Hour Ending]=Supply[[#This Row],[Hour Ending]]),0),MATCH(Supply[[#This Row],[Unit Category]],Profiles[#Headers],0))","v":341.67161160305898}]
[11,"Wind_Socal",7,{"$f":"INDEX(NQC[NQC MW],MATCH(1,(NQC[Month]=Supply[[#This Row],[Month]])*(NQC[Unit Category]=Supply[[#This Row],[Unit Category]]),0))*INDEX(Profiles[],MATCH(1,(Profiles[Month]=Supply[[#This Row],[Month]])*(Profiles[Hour Ending]=Supply[[#This Row],[Hour Ending]]),0),MATCH(Supply[[#This Row],[Unit Category]],Profiles[#Headers],0))","v":322.77926675025503}]
[11,"Wind_Socal",8,{"$f":"INDEX(NQC[NQC MW],MATCH(1,(NQC[Month]=Supply[[#This Row],[Month]])*(NQC[Unit Category]=Supply[[#This Row],[Unit Category]]),0))*INDEX(Profiles[],MATCH(1,(Profiles[Month]=Supply[[#This Row],[Month]])*(Profiles[Hour Ending]=Supply[[#This Row],[Hour Ending]]),0),MATCH(Supply[[#This Row],[Unit Category]],Profiles[#Headers],0))","v":281.44433485896542}]
[11,"Wind_Socal",9,{"$f":"INDEX(NQC[NQC MW],MATCH(1,(NQC[Month]=Supply[[#This Row],[Month]])*(NQC[Unit Category]=Supply[[#This Row],[Unit Category]]),0))*INDEX(Profiles[],MATCH(1,(Profiles[Month]=Supply[[#This Row],[Month]])*(Profiles[Hour Ending]=Supply[[#This Row],[Hour Ending]]),0),MATCH(Supply[[#This Row],[Unit Category]],Profiles[#Headers],0))","v":294.11292077754422}]
[11,"Wind_Socal",10,{"$f":"INDEX(NQC[NQC MW],MATCH(1,(NQC[Month]=Supply[[#This Row],[Month]])*(NQC[Unit Category]=Supply[[#This Row],[Unit Category]]),0))*INDEX(Profiles[],MATCH(1,(Profiles[Month]=Supply[[#This Row],[Month]])*(Profiles[Hour Ending]=Supply[[#This Row],[Hour Ending]]),0),MATCH(Supply[[#This Row],[Unit Category]],Profiles[#Headers],0))","v":332.07719379147551}]
[11,"Wind_Socal",11,{"$f":"INDEX(NQC[NQC MW],MATCH(1,(NQC[Month]=Supply[[#This Row],[Month]])*(NQC[Unit Category]=Supply[[#This Row],[Unit Category]]),0))*INDEX(Profiles[],MATCH(1,(Profiles[Month]=Supply[[#This Row],[Month]])*(Profiles[Hour Ending]=Supply[[#This Row],[Hour Ending]]),0),MATCH(Supply[[#This Row],[Unit Category]],Profiles[#Headers],0))","v":363.29538426708098}]
[11,"Wind_Socal",12,{"$f":"INDEX(NQC[NQC MW],MATCH(1,(NQC[Month]=Supply[[#This Row],[Month]])*(NQC[Unit Category]=Supply[[#This Row],[Unit Category]]),0))*INDEX(Profiles[],MATCH(1,(Profiles[Month]=Supply[[#This Row],[Month]])*(Profiles[Hour Ending]=Supply[[#This Row],[Hour Ending]]),0),MATCH(Supply[[#This Row],[Unit Category]],Profiles[#Headers],0))","v":419.84557181180475}]
[11,"Wind_Socal",13,{"$f":"INDEX(NQC[NQC MW],MATCH(1,(NQC[Month]=Supply[[#This Row],[Month]])*(NQC[Unit Category]=Supply[[#This Row],[Unit Category]]),0))*INDEX(Profiles[],MATCH(1,(Profiles[Month]=Supply[[#This Row],[Month]])*(Profiles[Hour Ending]=Supply[[#This Row],[Hour Ending]]),0),MATCH(Supply[[#This Row],[Unit Category]],Profiles[#Headers],0))","v":401.89670775150995}]
[11,"Wind_Socal",14,{"$f":"INDEX(NQC[NQC MW],MATCH(1,(NQC[Month]=Supply[[#This Row],[Month]])*(NQC[Unit Category]=Supply[[#This Row],[Unit Category]]),0))*INDEX(Profiles[],MATCH(1,(Profiles[Month]=Supply[[#This Row],[Month]])*(Profiles[Hour Ending]=Supply[[#This Row],[Hour Ending]]),0),MATCH(Supply[[#This Row],[Unit Category]],Profiles[#Headers],0))","v":411.80104807838916}]
[11,"Wind_Socal",15,{"$f":"INDEX(NQC[NQC MW],MATCH(1,(NQC[Month]=Supply[[#This Row],[Month]])*(NQC[Unit Category]=Supply[[#This Row],[Unit Category]]),0))*INDEX(Profiles[],MATCH(1,(Profiles[Month]=Supply[[#This Row],[Month]])*(Profiles[Hour Ending]=Supply[[#This Row],[Hour Ending]]),0),MATCH(Supply[[#This Row],[Unit Category]],Profiles[#Headers],0))","v":436.41322901022386}]
[11,"Wind_Socal",16,{"$f":"INDEX(NQC[NQC MW],MATCH(1,(NQC[Month]=Supply[[#This Row],[Month]])*(NQC[Unit Category]=Supply[[#This Row],[Unit Category]]),0))*INDEX(Profiles[],MATCH(1,(Profiles[Month]=Supply[[#This Row],[Month]])*(Profiles[Hour Ending]=Supply[[#This Row],[Hour Ending]]),0),MATCH(Supply[[#This Row],[Unit Category]],Profiles[#Headers],0))","v":447.22410864870449}]
[11,"Wind_Socal",17,{"$f":"INDEX(NQC[NQC MW],MATCH(1,(NQC[Month]=Supply[[#This Row],[Month]])*(NQC[Unit Category]=Supply[[#This Row],[Unit Category]]),0))*INDEX(Profiles[],MATCH(1,(Profiles[Month]=Supply[[#This Row],[Month]])*(Profiles[Hour Ending]=Supply[[#This Row],[Hour Ending]]),0),MATCH(Supply[[#This Row],[Unit Category]],Profiles[#Headers],0))","v":393.23490530844174}]
[11,"Wind_Socal",18,{"$f":"INDEX(NQC[NQC MW],MATCH(1,(NQC[Month]=Supply[[#This Row],[Month]])*(NQC[Unit Category]=Supply[[#This Row],[Unit Category]]),0))*INDEX(Profiles[],MATCH(1,(Profiles[Month]=Supply[[#This Row],[Month]])*(Profiles[Hour Ending]=Supply[[#This Row],[Hour Ending]]),0),MATCH(Supply[[#This Row],[Unit Category]],Profiles[#Headers],0))","v":383.67510304468624}]
[11,"Wind_Socal",19,{"$f":"INDEX(NQC[NQC MW],MATCH(1,(NQC[Month]=Supply[[#This Row],[Month]])*(NQC[Unit Category]=Supply[[#This Row],[Unit Category]]),0))*INDEX(Profiles[],MATCH(1,(Profiles[Month]=Supply[[#This Row],[Month]])*(Profiles[Hour Ending]=Supply[[#This Row],[Hour Ending]]),0),MATCH(Supply[[#This Row],[Unit Category]],Profiles[#Headers],0))","v":464.49845637284602}]
[11,"Wind_Socal",20,{"$f":"INDEX(NQC[NQC MW],MATCH(1,(NQC[Month]=Supply[[#This Row],[Month]])*(NQC[Unit Category]=Supply[[#This Row],[Unit Category]]),0))*INDEX(Profiles[],MATCH(1,(Profiles[Month]=Supply[[#This Row],[Month]])*(Profiles[Hour Ending]=Supply[[#This Row],[Hour Ending]]),0),MATCH(Supply[[#This Row],[Unit Category]],Profiles[#Headers],0))","v":477.70264068050238}]
[11,"Wind_Socal",21,{"$f":"INDEX(NQC[NQC MW],MATCH(1,(NQC[Month]=Supply[[#This Row],[Month]])*(NQC[Unit Category]=Supply[[#This Row],[Unit Category]]),0))*INDEX(Profiles[],MATCH(1,(Profiles[Month]=Supply[[#This Row],[Month]])*(Profiles[Hour Ending]=Supply[[#This Row],[Hour Ending]]),0),MATCH(Supply[[#This Row],[Unit Category]],Profiles[#Headers],0))","v":475.09062213526005}]
[11,"Wind_Socal",22,{"$f":"INDEX(NQC[NQC MW],MATCH(1,(NQC[Month]=Supply[[#This Row],[Month]])*(NQC[Unit Category]=Supply[[#This Row],[Unit Category]]),0))*INDEX(Profiles[],MATCH(1,(Profiles[Month]=Supply[[#This Row],[Month]])*(Profiles[Hour Ending]=Supply[[#This Row],[Hour Ending]]),0),MATCH(Supply[[#This Row],[Unit Category]],Profiles[#Headers],0))","v":423.8421967805798}]
[11,"Wind_Socal",23,{"$f":"INDEX(NQC[NQC MW],MATCH(1,(NQC[Month]=Supply[[#This Row],[Month]])*(NQC[Unit Category]=Supply[[#This Row],[Unit Category]]),0))*INDEX(Profiles[],MATCH(1,(Profiles[Month]=Supply[[#This Row],[Month]])*(Profiles[Hour Ending]=Supply[[#This Row],[Hour Ending]]),0),MATCH(Supply[[#This Row],[Unit Category]],Profiles[#Headers],0))","v":387.30274665697721}]
[11,"Wind_Socal",24,{"$f":"INDEX(NQC[NQC MW],MATCH(1,(NQC[Month]=Supply[[#This Row],[Month]])*(NQC[Unit Category]=Supply[[#This Row],[Unit Category]]),0))*INDEX(Profiles[],MATCH(1,(Profiles[Month]=Supply[[#This Row],[Month]])*(Profiles[Hour Ending]=Supply[[#This Row],[Hour Ending]]),0),MATCH(Supply[[#This Row],[Unit Category]],Profiles[#Headers],0))","v":357.27949817892852}]
[12,"Biogas",1,{"$f":"INDEX(NQC[NQC MW],MATCH(1,(NQC[Month]=Supply[[#This Row],[Month]])*(NQC[Unit Category]=Supply[[#This Row],[Unit Category]]),0))*INDEX(Profiles[],MATCH(1,(Profiles[Month]=Supply[[#This Row],[Month]])*(Profiles[Hour Ending]=Supply[[#This Row],[Hour Ending]]),0),MATCH(Supply[[#This Row],[Unit Category]],Profiles[#Headers],0))","v":216.81695399999998}]
[12,"Biogas",2,{"$f":"INDEX(NQC[NQC MW],MATCH(1,(NQC[Month]=Supply[[#This Row],[Month]])*(NQC[Unit Category]=Supply[[#This Row],[Unit Category]]),0))*INDEX(Profiles[],MATCH(1,(Profiles[Month]=Supply[[#This Row],[Month]])*(Profiles[Hour Ending]=Supply[[#This Row],[Hour Ending]]),0),MATCH(Supply[[#This Row],[Unit Category]],Profiles[#Headers],0))","v":216.81695399999998}]
[12,"Biogas",3,{"$f":"INDEX(NQC[NQC MW],MATCH(1,(NQC[Month]=Supply[[#This Row],[Month]])*(NQC[Unit Category]=Supply[[#This Row],[Unit Category]]),0))*INDEX(Profiles[],MATCH(1,(Profiles[Month]=Supply[[#This Row],[Month]])*(Profiles[Hour Ending]=Supply[[#This Row],[Hour Ending]]),0),MATCH(Supply[[#This Row],[Unit Category]],Profiles[#Headers],0))","v":216.81695399999998}]
[12,"Biogas",4,{"$f":"INDEX(NQC[NQC MW],MATCH(1,(NQC[Month]=Supply[[#This Row],[Month]])*(NQC[Unit Category]=Supply[[#This Row],[Unit Category]]),0))*INDEX(Profiles[],MATCH(1,(Profiles[Month]=Supply[[#This Row],[Month]])*(Profiles[Hour Ending]=Supply[[#This Row],[Hour Ending]]),0),MATCH(Supply[[#This Row],[Unit Category]],Profiles[#Headers],0))","v":216.81695399999998}]
[12,"Biogas",5,{"$f":"INDEX(NQC[NQC MW],MATCH(1,(NQC[Month]=Supply[[#This Row],[Month]])*(NQC[Unit Category]=Supply[[#This Row],[Unit Category]]),0))*INDEX(Profiles[],MATCH(1,(Profiles[Month]=Supply[[#This Row],[Month]])*(Profiles[Hour Ending]=Supply[[#This Row],[Hour Ending]]),0),MATCH(Supply[[#This Row],[Unit Category]],Profiles[#Headers],0))","v":216.81695399999998}]
[12,"Biogas",6,{"$f":"INDEX(NQC[NQC MW],MATCH(1,(NQC[Month]=Supply[[#This Row],[Month]])*(NQC[Unit Category]=Supply[[#This Row],[Unit Category]]),0))*INDEX(Profiles[],MATCH(1,(Profiles[Month]=Supply[[#This Row],[Month]])*(Profiles[Hour Ending]=Supply[[#This Row],[Hour Ending]]),0),MATCH(Supply[[#This Row],[Unit Category]],Profiles[#Headers],0))","v":216.81695399999998}]
[12,"Biogas",7,{"$f":"INDEX(NQC[NQC MW],MATCH(1,(NQC[Month]=Supply[[#This Row],[Month]])*(NQC[Unit Category]=Supply[[#This Row],[Unit Category]]),0))*INDEX(Profiles[],MATCH(1,(Profiles[Month]=Supply[[#This Row],[Month]])*(Profiles[Hour Ending]=Supply[[#This Row],[Hour Ending]]),0),MATCH(Supply[[#This Row],[Unit Category]],Profiles[#Headers],0))","v":216.81695399999998}]
[12,"Biogas",8,{"$f":"INDEX(NQC[NQC MW],MATCH(1,(NQC[Month]=Supply[[#This Row],[Month]])*(NQC[Unit Category]=Supply[[#This Row],[Unit Category]]),0))*INDEX(Profiles[],MATCH(1,(Profiles[Month]=Supply[[#This Row],[Month]])*(Profiles[Hour Ending]=Supply[[#This Row],[Hour Ending]]),0),MATCH(Supply[[#This Row],[Unit Category]],Profiles[#Headers],0))","v":216.81695399999998}]
[12,"Biogas",9,{"$f":"INDEX(NQC[NQC MW],MATCH(1,(NQC[Month]=Supply[[#This Row],[Month]])*(NQC[Unit Category]=Supply[[#This Row],[Unit Category]]),0))*INDEX(Profiles[],MATCH(1,(Profiles[Month]=Supply[[#This Row],[Month]])*(Profiles[Hour Ending]=Supply[[#This Row],[Hour Ending]]),0),MATCH(Supply[[#This Row],[Unit Category]],Profiles[#Headers],0))","v":216.81695399999998}]
[12,"Biogas",10,{"$f":"INDEX(NQC[NQC MW],MATCH(1,(NQC[Month]=Supply[[#This Row],[Month]])*(NQC[Unit Category]=Supply[[#This Row],[Unit Category]]),0))*INDEX(Profiles[],MATCH(1,(Profiles[Month]=Supply[[#This Row],[Month]])*(Profiles[Hour Ending]=Supply[[#This Row],[Hour Ending]]),0),MATCH(Supply[[#This Row],[Unit Category]],Profiles[#Headers],0))","v":216.81695399999998}]
[12,"Biogas",11,{"$f":"INDEX(NQC[NQC MW],MATCH(1,(NQC[Month]=Supply[[#This Row],[Month]])*(NQC[Unit Category]=Supply[[#This Row],[Unit Category]]),0))*INDEX(Profiles[],MATCH(1,(Profiles[Month]=Supply[[#This Row],[Month]])*(Profiles[Hour Ending]=Supply[[#This Row],[Hour Ending]]),0),MATCH(Supply[[#This Row],[Unit Category]],Profiles[#Headers],0))","v":216.81695399999998}]
[12,"Biogas",12,{"$f":"INDEX(NQC[NQC MW],MATCH(1,(NQC[Month]=Supply[[#This Row],[Month]])*(NQC[Unit Category]=Supply[[#This Row],[Unit Category]]),0))*INDEX(Profiles[],MATCH(1,(Profiles[Month]=Supply[[#This Row],[Month]])*(Profiles[Hour Ending]=Supply[[#This Row],[Hour Ending]]),0),MATCH(Supply[[#This Row],[Unit Category]],Profiles[#Headers],0))","v":216.81695399999998}]
[12,"Biogas",13,{"$f":"INDEX(NQC[NQC MW],MATCH(1,(NQC[Month]=Supply[[#This Row],[Month]])*(NQC[Unit Category]=Supply[[#This Row],[Unit Category]]),0))*INDEX(Profiles[],MATCH(1,(Profiles[Month]=Supply[[#This Row],[Month]])*(Profiles[Hour Ending]=Supply[[#This Row],[Hour Ending]]),0),MATCH(Supply[[#This Row],[Unit Category]],Profiles[#Headers],0))","v":216.81695399999998}]
[12,"Biogas",14,{"$f":"INDEX(NQC[NQC MW],MATCH(1,(NQC[Month]=Supply[[#This Row],[Month]])*(NQC[Unit Category]=Supply[[#This Row],[Unit Category]]),0))*INDEX(Profiles[],MATCH(1,(Profiles[Month]=Supply[[#This Row],[Month]])*(Profiles[Hour Ending]=Supply[[#This Row],[Hour Ending]]),0),MATCH(Supply[[#This Row],[Unit Category]],Profiles[#Headers],0))","v":216.81695399999998}]
[12,"Biogas",15,{"$f":"INDEX(NQC[NQC MW],MATCH(1,(NQC[Month]=Supply[[#This Row],[Month]])*(NQC[Unit Category]=Supply[[#This Row],[Unit Category]]),0))*INDEX(Profiles[],MATCH(1,(Profiles[Month]=Supply[[#This Row],[Month]])*(Profiles[Hour Ending]=Supply[[#This Row],[Hour Ending]]),0),MATCH(Supply[[#This Row],[Unit Category]],Profiles[#Headers],0))","v":216.81695399999998}]
[12,"Biogas",16,{"$f":"INDEX(NQC[NQC MW],MATCH(1,(NQC[Month]=Supply[[#This Row],[Month]])*(NQC[Unit Category]=Supply[[#This Row],[Unit Category]]),0))*INDEX(Profiles[],MATCH(1,(Profiles[Month]=Supply[[#This Row],[Month]])*(Profiles[Hour Ending]=Supply[[#This Row],[Hour Ending]]),0),MATCH(Supply[[#This Row],[Unit Category]],Profiles[#Headers],0))","v":216.81695399999998}]
[12,"Biogas",17,{"$f":"INDEX(NQC[NQC MW],MATCH(1,(NQC[Month]=Supply[[#This Row],[Month]])*(NQC[Unit Category]=Supply[[#This Row],[Unit Category]]),0))*INDEX(Profiles[],MATCH(1,(Profiles[Month]=Supply[[#This Row],[Month]])*(Profiles[Hour Ending]=Supply[[#This Row],[Hour Ending]]),0),MATCH(Supply[[#This Row],[Unit Category]],Profiles[#Headers],0))","v":216.81695399999998}]
[12,"Biogas",18,{"$f":"INDEX(NQC[NQC MW],MATCH(1,(NQC[Month]=Supply[[#This Row],[Month]])*(NQC[Unit Category]=Supply[[#This Row],[Unit Category]]),0))*INDEX(Profiles[],MATCH(1,(Profiles[Month]=Supply[[#This Row],[Month]])*(Profiles[Hour Ending]=Supply[[#This Row],[Hour Ending]]),0),MATCH(Supply[[#This Row],[Unit Category]],Profiles[#Headers],0))","v":216.81695399999998}]
[12,"Biogas",19,{"$f":"INDEX(NQC[NQC MW],MATCH(1,(NQC[Month]=Supply[[#This Row],[Month]])*(NQC[Unit Category]=Supply[[#This Row],[Unit Category]]),0))*INDEX(Profiles[],MATCH(1,(Profiles[Month]=Supply[[#This Row],[Month]])*(Profiles[Hour Ending]=Supply[[#This Row],[Hour Ending]]),0),MATCH(Supply[[#This Row],[Unit Category]],Profiles[#Headers],0))","v":216.81695399999998}]
[12,"Biogas",20,{"$f":"INDEX(NQC[NQC MW],MATCH(1,(NQC[Month]=Supply[[#This Row],[Month]])*(NQC[Unit Category]=Supply[[#This Row],[Unit Category]]),0))*INDEX(Profiles[],MATCH(1,(Profiles[Month]=Supply[[#This Row],[Month]])*(Profiles[Hour Ending]=Supply[[#This Row],[Hour Ending]]),0),MATCH(Supply[[#This Row],[Unit Category]],Profiles[#Headers],0))","v":216.81695399999998}]
[12,"Biogas",21,{"$f":"INDEX(NQC[NQC MW],MATCH(1,(NQC[Month]=Supply[[#This Row],[Month]])*(NQC[Unit Category]=Supply[[#This Row],[Unit Category]]),0))*INDEX(Profiles[],MATCH(1,(Profiles[Month]=Supply[[#This Row],[Month]])*(Profiles[Hour Ending]=Supply[[#This Row],[Hour Ending]]),0),MATCH(Supply[[#This Row],[Unit Category]],Profiles[#Headers],0))","v":216.81695399999998}]
[12,"Biogas",22,{"$f":"INDEX(NQC[NQC MW],MATCH(1,(NQC[Month]=Supply[[#This Row],[Month]])*(NQC[Unit Category]=Supply[[#This Row],[Unit Category]]),0))*INDEX(Profiles[],MATCH(1,(Profiles[Month]=Supply[[#This Row],[Month]])*(Profiles[Hour Ending]=Supply[[#This Row],[Hour Ending]]),0),MATCH(Supply[[#This Row],[Unit Category]],Profiles[#Headers],0))","v":216.81695399999998}]
[12,"Biogas",23,{"$f":"INDEX(NQC[NQC MW],MATCH(1,(NQC[Month]=Supply[[#This Row],[Month]])*(NQC[Unit Category]=Supply[[#This Row],[Unit Category]]),0))*INDEX(Profiles[],MATCH(1,(Profiles[Month]=Supply[[#This Row],[Month]])*(Profiles[Hour Ending]=Supply[[#This Row],[Hour Ending]]),0),MATCH(Supply[[#This Row],[Unit Category]],Profiles[#Headers],0))","v":216.81695399999998}]
[12,"Biogas",24,{"$f":"INDEX(NQC[NQC MW],MATCH(1,(NQC[Month]=Supply[[#This Row],[Month]])*(NQC[Unit Category]=Supply[[#This Row],[Unit Category]]),0))*INDEX(Profiles[],MATCH(1,(Profiles[Month]=Supply[[#This Row],[Month]])*(Profiles[Hour Ending]=Supply[[#This Row],[Hour Ending]]),0),MATCH(Supply[[#This Row],[Unit Category]],Profiles[#Headers],0))","v":216.81695399999998}]
[12,"Biomass/Wood",1,{"$f":"INDEX(NQC[NQC MW],MATCH(1,(NQC[Month]=Supply[[#This Row],[Month]])*(NQC[Unit Category]=Supply[[#This Row],[Unit Category]]),0))*INDEX(Profiles[],MATCH(1,(Profiles[Month]=Supply[[#This Row],[Month]])*(Profiles[Hour Ending]=Supply[[#This Row],[Hour Ending]]),0),MATCH(Supply[[#This Row],[Unit Category]],Profiles[#Headers],0))","v":387.29537700000009}]
[12,"Biomass/Wood",2,{"$f":"INDEX(NQC[NQC MW],MATCH(1,(NQC[Month]=Supply[[#This Row],[Month]])*(NQC[Unit Category]=Supply[[#This Row],[Unit Category]]),0))*INDEX(Profiles[],MATCH(1,(Profiles[Month]=Supply[[#This Row],[Month]])*(Profiles[Hour Ending]=Supply[[#This Row],[Hour Ending]]),0),MATCH(Supply[[#This Row],[Unit Category]],Profiles[#Headers],0))","v":387.29537700000009}]
[12,"Biomass/Wood",3,{"$f":"INDEX(NQC[NQC MW],MATCH(1,(NQC[Month]=Supply[[#This Row],[Month]])*(NQC[Unit Category]=Supply[[#This Row],[Unit Category]]),0))*INDEX(Profiles[],MATCH(1,(Profiles[Month]=Supply[[#This Row],[Month]])*(Profiles[Hour Ending]=Supply[[#This Row],[Hour Ending]]),0),MATCH(Supply[[#This Row],[Unit Category]],Profiles[#Headers],0))","v":387.29537700000009}]
[12,"Biomass/Wood",4,{"$f":"INDEX(NQC[NQC MW],MATCH(1,(NQC[Month]=Supply[[#This Row],[Month]])*(NQC[Unit Category]=Supply[[#This Row],[Unit Category]]),0))*INDEX(Profiles[],MATCH(1,(Profiles[Month]=Supply[[#This Row],[Month]])*(Profiles[Hour Ending]=Supply[[#This Row],[Hour Ending]]),0),MATCH(Supply[[#This Row],[Unit Category]],Profiles[#Headers],0))","v":387.29537700000009}]
[12,"Biomass/Wood",5,{"$f":"INDEX(NQC[NQC MW],MATCH(1,(NQC[Month]=Supply[[#This Row],[Month]])*(NQC[Unit Category]=Supply[[#This Row],[Unit Category]]),0))*INDEX(Profiles[],MATCH(1,(Profiles[Month]=Supply[[#This Row],[Month]])*(Profiles[Hour Ending]=Supply[[#This Row],[Hour Ending]]),0),MATCH(Supply[[#This Row],[Unit Category]],Profiles[#Headers],0))","v":387.29537700000009}]
[12,"Biomass/Wood",6,{"$f":"INDEX(NQC[NQC MW],MATCH(1,(NQC[Month]=Supply[[#This Row],[Month]])*(NQC[Unit Category]=Supply[[#This Row],[Unit Category]]),0))*INDEX(Profiles[],MATCH(1,(Profiles[Month]=Supply[[#This Row],[Month]])*(Profiles[Hour Ending]=Supply[[#This Row],[Hour Ending]]),0),MATCH(Supply[[#This Row],[Unit Category]],Profiles[#Headers],0))","v":387.29537700000009}]
[12,"Biomass/Wood",7,{"$f":"INDEX(NQC[NQC MW],MATCH(1,(NQC[Month]=Supply[[#This Row],[Month]])*(NQC[Unit Category]=Supply[[#This Row],[Unit Category]]),0))*INDEX(Profiles[],MATCH(1,(Profiles[Month]=Supply[[#This Row],[Month]])*(Profiles[Hour Ending]=Supply[[#This Row],[Hour Ending]]),0),MATCH(Supply[[#This Row],[Unit Category]],Profiles[#Headers],0))","v":387.29537700000009}]
[12,"Biomass/Wood",8,{"$f":"INDEX(NQC[NQC MW],MATCH(1,(NQC[Month]=Supply[[#This Row],[Month]])*(NQC[Unit Category]=Supply[[#This Row],[Unit Category]]),0))*INDEX(Profiles[],MATCH(1,(Profiles[Month]=Supply[[#This Row],[Month]])*(Profiles[Hour Ending]=Supply[[#This Row],[Hour Ending]]),0),MATCH(Supply[[#This Row],[Unit Category]],Profiles[#Headers],0))","v":387.29537700000009}]
[12,"Biomass/Wood",9,{"$f":"INDEX(NQC[NQC MW],MATCH(1,(NQC[Month]=Supply[[#This Row],[Month]])*(NQC[Unit Category]=Supply[[#This Row],[Unit Category]]),0))*INDEX(Profiles[],MATCH(1,(Profiles[Month]=Supply[[#This Row],[Month]])*(Profiles[Hour Ending]=Supply[[#This Row],[Hour Ending]]),0),MATCH(Supply[[#This Row],[Unit Category]],Profiles[#Headers],0))","v":387.29537700000009}]
[12,"Biomass/Wood",10,{"$f":"INDEX(NQC[NQC MW],MATCH(1,(NQC[Month]=Supply[[#This Row],[Month]])*(NQC[Unit Category]=Supply[[#This Row],[Unit Category]]),0))*INDEX(Profiles[],MATCH(1,(Profiles[Month]=Supply[[#This Row],[Month]])*(Profiles[Hour Ending]=Supply[[#This Row],[Hour Ending]]),0),MATCH(Supply[[#This Row],[Unit Category]],Profiles[#Headers],0))","v":387.29537700000009}]
[12,"Biomass/Wood",11,{"$f":"INDEX(NQC[NQC MW],MATCH(1,(NQC[Month]=Supply[[#This Row],[Month]])*(NQC[Unit Category]=Supply[[#This Row],[Unit Category]]),0))*INDEX(Profiles[],MATCH(1,(Profiles[Month]=Supply[[#This Row],[Month]])*(Profiles[Hour Ending]=Supply[[#This Row],[Hour Ending]]),0),MATCH(Supply[[#This Row],[Unit Category]],Profiles[#Headers],0))","v":387.29537700000009}]
[12,"Biomass/Wood",12,{"$f":"INDEX(NQC[NQC MW],MATCH(1,(NQC[Month]=Supply[[#This Row],[Month]])*(NQC[Unit Category]=Supply[[#This Row],[Unit Category]]),0))*INDEX(Profiles[],MATCH(1,(Profiles[Month]=Supply[[#This Row],[Month]])*(Profiles[Hour Ending]=Supply[[#This Row],[Hour Ending]]),0),MATCH(Supply[[#This Row],[Unit Category]],Profiles[#Headers],0))","v":387.29537700000009}]
[12,"Biomass/Wood",13,{"$f":"INDEX(NQC[NQC MW],MATCH(1,(NQC[Month]=Supply[[#This Row],[Month]])*(NQC[Unit Category]=Supply[[#This Row],[Unit Category]]),0))*INDEX(Profiles[],MATCH(1,(Profiles[Month]=Supply[[#This Row],[Month]])*(Profiles[Hour Ending]=Supply[[#This Row],[Hour Ending]]),0),MATCH(Supply[[#This Row],[Unit Category]],Profiles[#Headers],0))","v":387.29537700000009}]
[12,"Biomass/Wood",14,{"$f":"INDEX(NQC[NQC MW],MATCH(1,(NQC[Month]=Supply[[#This Row],[Month]])*(NQC[Unit Category]=Supply[[#This Row],[Unit Category]]),0))*INDEX(Profiles[],MATCH(1,(Profiles[Month]=Supply[[#This Row],[Month]])*(Profiles[Hour Ending]=Supply[[#This Row],[Hour Ending]]),0),MATCH(Supply[[#This Row],[Unit Category]],Profiles[#Headers],0))","v":387.29537700000009}]
[12,"Biomass/Wood",15,{"$f":"INDEX(NQC[NQC MW],MATCH(1,(NQC[Month]=Supply[[#This Row],[Month]])*(NQC[Unit Category]=Supply[[#This Row],[Unit Category]]),0))*INDEX(Profiles[],MATCH(1,(Profiles[Month]=Supply[[#This Row],[Month]])*(Profiles[Hour Ending]=Supply[[#This Row],[Hour Ending]]),0),MATCH(Supply[[#This Row],[Unit Category]],Profiles[#Headers],0))","v":387.29537700000009}]
[12,"Biomass/Wood",16,{"$f":"INDEX(NQC[NQC MW],MATCH(1,(NQC[Month]=Supply[[#This Row],[Month]])*(NQC[Unit Category]=Supply[[#This Row],[Unit Category]]),0))*INDEX(Profiles[],MATCH(1,(Profiles[Month]=Supply[[#This Row],[Month]])*(Profiles[Hour Ending]=Supply[[#This Row],[Hour Ending]]),0),MATCH(Supply[[#This Row],[Unit Category]],Profiles[#Headers],0))","v":387.29537700000009}]
[12,"Biomass/Wood",17,{"$f":"INDEX(NQC[NQC MW],MATCH(1,(NQC[Month]=Supply[[#This Row],[Month]])*(NQC[Unit Category]=Supply[[#This Row],[Unit Category]]),0))*INDEX(Profiles[],MATCH(1,(Profiles[Month]=Supply[[#This Row],[Month]])*(Profiles[Hour Ending]=Supply[[#This Row],[Hour Ending]]),0),MATCH(Supply[[#This Row],[Unit Category]],Profiles[#Headers],0))","v":387.29537700000009}]
[12,"Biomass/Wood",18,{"$f":"INDEX(NQC[NQC MW],MATCH(1,(NQC[Month]=Supply[[#This Row],[Month]])*(NQC[Unit Category]=Supply[[#This Row],[Unit Category]]),0))*INDEX(Profiles[],MATCH(1,(Profiles[Month]=Supply[[#This Row],[Month]])*(Profiles[Hour Ending]=Supply[[#This Row],[Hour Ending]]),0),MATCH(Supply[[#This Row],[Unit Category]],Profiles[#Headers],0))","v":387.29537700000009}]
[12,"Biomass/Wood",19,{"$f":"INDEX(NQC[NQC MW],MATCH(1,(NQC[Month]=Supply[[#This Row],[Month]])*(NQC[Unit Category]=Supply[[#This Row],[Unit Category]]),0))*INDEX(Profiles[],MATCH(1,(Profiles[Month]=Supply[[#This Row],[Month]])*(Profiles[Hour Ending]=Supply[[#This Row],[Hour Ending]]),0),MATCH(Supply[[#This Row],[Unit Category]],Profiles[#Headers],0))","v":387.29537700000009}]
[12,"Biomass/Wood",20,{"$f":"INDEX(NQC[NQC MW],MATCH(1,(NQC[Month]=Supply[[#This Row],[Month]])*(NQC[Unit Category]=Supply[[#This Row],[Unit Category]]),0))*INDEX(Profiles[],MATCH(1,(Profiles[Month]=Supply[[#This Row],[Month]])*(Profiles[Hour Ending]=Supply[[#This Row],[Hour Ending]]),0),MATCH(Supply[[#This Row],[Unit Category]],Profiles[#Headers],0))","v":387.29537700000009}]
[12,"Biomass/Wood",21,{"$f":"INDEX(NQC[NQC MW],MATCH(1,(NQC[Month]=Supply[[#This Row],[Month]])*(NQC[Unit Category]=Supply[[#This Row],[Unit Category]]),0))*INDEX(Profiles[],MATCH(1,(Profiles[Month]=Supply[[#This Row],[Month]])*(Profiles[Hour Ending]=Supply[[#This Row],[Hour Ending]]),0),MATCH(Supply[[#This Row],[Unit Category]],Profiles[#Headers],0))","v":387.29537700000009}]
[12,"Biomass/Wood",22,{"$f":"INDEX(NQC[NQC MW],MATCH(1,(NQC[Month]=Supply[[#This Row],[Month]])*(NQC[Unit Category]=Supply[[#This Row],[Unit Category]]),0))*INDEX(Profiles[],MATCH(1,(Profiles[Month]=Supply[[#This Row],[Month]])*(Profiles[Hour Ending]=Supply[[#This Row],[Hour Ending]]),0),MATCH(Supply[[#This Row],[Unit Category]],Profiles[#Headers],0))","v":387.29537700000009}]
[12,"Biomass/Wood",23,{"$f":"INDEX(NQC[NQC MW],MATCH(1,(NQC[Month]=Supply[[#This Row],[Month]])*(NQC[Unit Category]=Supply[[#This Row],[Unit Category]]),0))*INDEX(Profiles[],MATCH(1,(Profiles[Month]=Supply[[#This Row],[Month]])*(Profiles[Hour Ending]=Supply[[#This Row],[Hour Ending]]),0),MATCH(Supply[[#This Row],[Unit Category]],Profiles[#Headers],0))","v":387.29537700000009}]
[12,"Biomass/Wood",24,{"$f":"INDEX(NQC[NQC MW],MATCH(1,(NQC[Month]=Supply[[#This Row],[Month]])*(NQC[Unit Category]=Supply[[#This Row],[Unit Category]]),0))*INDEX(Profiles[],MATCH(1,(Profiles[Month]=Supply[[#This Row],[Month]])*(Profiles[Hour Ending]=Supply[[#This Row],[Hour Ending]]),0),MATCH(Supply[[#This Row],[Unit Category]],Profiles[#Headers],0))","v":387.29537700000009}]
[12,"CC",1,{"$f":"INDEX(NQC[NQC MW],MATCH(1,(NQC[Month]=Supply[[#This Row],[Month]])*(NQC[Unit Category]=Supply[[#This Row],[Unit Category]]),0))*INDEX(Profiles[],MATCH(1,(Profiles[Month]=Supply[[#This Row],[Month]])*(Profiles[Hour Ending]=Supply[[#This Row],[Hour Ending]]),0),MATCH(Supply[[#This Row],[Unit Category]],Profiles[#Headers],0))","v":17252.400000000001}]
[12,"CC",2,{"$f":"INDEX(NQC[NQC MW],MATCH(1,(NQC[Month]=Supply[[#This Row],[Month]])*(NQC[Unit Category]=Supply[[#This Row],[Unit Category]]),0))*INDEX(Profiles[],MATCH(1,(Profiles[Month]=Supply[[#This Row],[Month]])*(Profiles[Hour Ending]=Supply[[#This Row],[Hour Ending]]),0),MATCH(Supply[[#This Row],[Unit Category]],Profiles[#Headers],0))","v":17252.400000000001}]
[12,"CC",3,{"$f":"INDEX(NQC[NQC MW],MATCH(1,(NQC[Month]=Supply[[#This Row],[Month]])*(NQC[Unit Category]=Supply[[#This Row],[Unit Category]]),0))*INDEX(Profiles[],MATCH(1,(Profiles[Month]=Supply[[#This Row],[Month]])*(Profiles[Hour Ending]=Supply[[#This Row],[Hour Ending]]),0),MATCH(Supply[[#This Row],[Unit Category]],Profiles[#Headers],0))","v":17252.400000000001}]
[12,"CC",4,{"$f":"INDEX(NQC[NQC MW],MATCH(1,(NQC[Month]=Supply[[#This Row],[Month]])*(NQC[Unit Category]=Supply[[#This Row],[Unit Category]]),0))*INDEX(Profiles[],MATCH(1,(Profiles[Month]=Supply[[#This Row],[Month]])*(Profiles[Hour Ending]=Supply[[#This Row],[Hour Ending]]),0),MATCH(Supply[[#This Row],[Unit Category]],Profiles[#Headers],0))","v":17252.400000000001}]
[12,"CC",5,{"$f":"INDEX(NQC[NQC MW],MATCH(1,(NQC[Month]=Supply[[#This Row],[Month]])*(NQC[Unit Category]=Supply[[#This Row],[Unit Category]]),0))*INDEX(Profiles[],MATCH(1,(Profiles[Month]=Supply[[#This Row],[Month]])*(Profiles[Hour Ending]=Supply[[#This Row],[Hour Ending]]),0),MATCH(Supply[[#This Row],[Unit Category]],Profiles[#Headers],0))","v":17252.400000000001}]
[12,"CC",6,{"$f":"INDEX(NQC[NQC MW],MATCH(1,(NQC[Month]=Supply[[#This Row],[Month]])*(NQC[Unit Category]=Supply[[#This Row],[Unit Category]]),0))*INDEX(Profiles[],MATCH(1,(Profiles[Month]=Supply[[#This Row],[Month]])*(Profiles[Hour Ending]=Supply[[#This Row],[Hour Ending]]),0),MATCH(Supply[[#This Row],[Unit Category]],Profiles[#Headers],0))","v":17252.400000000001}]
[12,"CC",7,{"$f":"INDEX(NQC[NQC MW],MATCH(1,(NQC[Month]=Supply[[#This Row],[Month]])*(NQC[Unit Category]=Supply[[#This Row],[Unit Category]]),0))*INDEX(Profiles[],MATCH(1,(Profiles[Month]=Supply[[#This Row],[Month]])*(Profiles[Hour Ending]=Supply[[#This Row],[Hour Ending]]),0),MATCH(Supply[[#This Row],[Unit Category]],Profiles[#Headers],0))","v":17252.400000000001}]
[12,"CC",8,{"$f":"INDEX(NQC[NQC MW],MATCH(1,(NQC[Month]=Supply[[#This Row],[Month]])*(NQC[Unit Category]=Supply[[#This Row],[Unit Category]]),0))*INDEX(Profiles[],MATCH(1,(Profiles[Month]=Supply[[#This Row],[Month]])*(Profiles[Hour Ending]=Supply[[#This Row],[Hour Ending]]),0),MATCH(Supply[[#This Row],[Unit Category]],Profiles[#Headers],0))","v":17252.400000000001}]
[12,"CC",9,{"$f":"INDEX(NQC[NQC MW],MATCH(1,(NQC[Month]=Supply[[#This Row],[Month]])*(NQC[Unit Category]=Supply[[#This Row],[Unit Category]]),0))*INDEX(Profiles[],MATCH(1,(Profiles[Month]=Supply[[#This Row],[Month]])*(Profiles[Hour Ending]=Supply[[#This Row],[Hour Ending]]),0),MATCH(Supply[[#This Row],[Unit Category]],Profiles[#Headers],0))","v":17252.400000000001}]
[12,"CC",10,{"$f":"INDEX(NQC[NQC MW],MATCH(1,(NQC[Month]=Supply[[#This Row],[Month]])*(NQC[Unit Category]=Supply[[#This Row],[Unit Category]]),0))*INDEX(Profiles[],MATCH(1,(Profiles[Month]=Supply[[#This Row],[Month]])*(Profiles[Hour Ending]=Supply[[#This Row],[Hour Ending]]),0),MATCH(Supply[[#This Row],[Unit Category]],Profiles[#Headers],0))","v":17252.400000000001}]
[12,"CC",11,{"$f":"INDEX(NQC[NQC MW],MATCH(1,(NQC[Month]=Supply[[#This Row],[Month]])*(NQC[Unit Category]=Supply[[#This Row],[Unit Category]]),0))*INDEX(Profiles[],MATCH(1,(Profiles[Month]=Supply[[#This Row],[Month]])*(Profiles[Hour Ending]=Supply[[#This Row],[Hour Ending]]),0),MATCH(Supply[[#This Row],[Unit Category]],Profiles[#Headers],0))","v":17252.400000000001}]
[12,"CC",12,{"$f":"INDEX(NQC[NQC MW],MATCH(1,(NQC[Month]=Supply[[#This Row],[Month]])*(NQC[Unit Category]=Supply[[#This Row],[Unit Category]]),0))*INDEX(Profiles[],MATCH(1,(Profiles[Month]=Supply[[#This Row],[Month]])*(Profiles[Hour Ending]=Supply[[#This Row],[Hour Ending]]),0),MATCH(Supply[[#This Row],[Unit Category]],Profiles[#Headers],0))","v":17252.400000000001}]
[12,"CC",13,{"$f":"INDEX(NQC[NQC MW],MATCH(1,(NQC[Month]=Supply[[#This Row],[Month]])*(NQC[Unit Category]=Supply[[#This Row],[Unit Category]]),0))*INDEX(Profiles[],MATCH(1,(Profiles[Month]=Supply[[#This Row],[Month]])*(Profiles[Hour Ending]=Supply[[#This Row],[Hour Ending]]),0),MATCH(Supply[[#This Row],[Unit Category]],Profiles[#Headers],0))","v":17252.400000000001}]
[12,"CC",14,{"$f":"INDEX(NQC[NQC MW],MATCH(1,(NQC[Month]=Supply[[#This Row],[Month]])*(NQC[Unit Category]=Supply[[#This Row],[Unit Category]]),0))*INDEX(Profiles[],MATCH(1,(Profiles[Month]=Supply[[#This Row],[Month]])*(Profiles[Hour Ending]=Supply[[#This Row],[Hour Ending]]),0),MATCH(Supply[[#This Row],[Unit Category]],Profiles[#Headers],0))","v":17252.400000000001}]
[12,"CC",15,{"$f":"INDEX(NQC[NQC MW],MATCH(1,(NQC[Month]=Supply[[#This Row],[Month]])*(NQC[Unit Category]=Supply[[#This Row],[Unit Category]]),0))*INDEX(Profiles[],MATCH(1,(Profiles[Month]=Supply[[#This Row],[Month]])*(Profiles[Hour Ending]=Supply[[#This Row],[Hour Ending]]),0),MATCH(Supply[[#This Row],[Unit Category]],Profiles[#Headers],0))","v":17252.400000000001}]
[12,"CC",16,{"$f":"INDEX(NQC[NQC MW],MATCH(1,(NQC[Month]=Supply[[#This Row],[Month]])*(NQC[Unit Category]=Supply[[#This Row],[Unit Category]]),0))*INDEX(Profiles[],MATCH(1,(Profiles[Month]=Supply[[#This Row],[Month]])*(Profiles[Hour Ending]=Supply[[#This Row],[Hour Ending]]),0),MATCH(Supply[[#This Row],[Unit Category]],Profiles[#Headers],0))","v":17252.400000000001}]
[12,"CC",17,{"$f":"INDEX(NQC[NQC MW],MATCH(1,(NQC[Month]=Supply[[#This Row],[Month]])*(NQC[Unit Category]=Supply[[#This Row],[Unit Category]]),0))*INDEX(Profiles[],MATCH(1,(Profiles[Month]=Supply[[#This Row],[Month]])*(Profiles[Hour Ending]=Supply[[#This Row],[Hour Ending]]),0),MATCH(Supply[[#This Row],[Unit Category]],Profiles[#Headers],0))","v":17252.400000000001}]
[12,"CC",18,{"$f":"INDEX(NQC[NQC MW],MATCH(1,(NQC[Month]=Supply[[#This Row],[Month]])*(NQC[Unit Category]=Supply[[#This Row],[Unit Category]]),0))*INDEX(Profiles[],MATCH(1,(Profiles[Month]=Supply[[#This Row],[Month]])*(Profiles[Hour Ending]=Supply[[#This Row],[Hour Ending]]),0),MATCH(Supply[[#This Row],[Unit Category]],Profiles[#Headers],0))","v":17252.400000000001}]
[12,"CC",19,{"$f":"INDEX(NQC[NQC MW],MATCH(1,(NQC[Month]=Supply[[#This Row],[Month]])*(NQC[Unit Category]=Supply[[#This Row],[Unit Category]]),0))*INDEX(Profiles[],MATCH(1,(Profiles[Month]=Supply[[#This Row],[Month]])*(Profiles[Hour Ending]=Supply[[#This Row],[Hour Ending]]),0),MATCH(Supply[[#This Row],[Unit Category]],Profiles[#Headers],0))","v":17252.400000000001}]
[12,"CC",20,{"$f":"INDEX(NQC[NQC MW],MATCH(1,(NQC[Month]=Supply[[#This Row],[Month]])*(NQC[Unit Category]=Supply[[#This Row],[Unit Category]]),0))*INDEX(Profiles[],MATCH(1,(Profiles[Month]=Supply[[#This Row],[Month]])*(Profiles[Hour Ending]=Supply[[#This Row],[Hour Ending]]),0),MATCH(Supply[[#This Row],[Unit Category]],Profiles[#Headers],0))","v":17252.400000000001}]
[12,"CC",21,{"$f":"INDEX(NQC[NQC MW],MATCH(1,(NQC[Month]=Supply[[#This Row],[Month]])*(NQC[Unit Category]=Supply[[#This Row],[Unit Category]]),0))*INDEX(Profiles[],MATCH(1,(Profiles[Month]=Supply[[#This Row],[Month]])*(Profiles[Hour Ending]=Supply[[#This Row],[Hour Ending]]),0),MATCH(Supply[[#This Row],[Unit Category]],Profiles[#Headers],0))","v":17252.400000000001}]
[12,"CC",22,{"$f":"INDEX(NQC[NQC MW],MATCH(1,(NQC[Month]=Supply[[#This Row],[Month]])*(NQC[Unit Category]=Supply[[#This Row],[Unit Category]]),0))*INDEX(Profiles[],MATCH(1,(Profiles[Month]=Supply[[#This Row],[Month]])*(Profiles[Hour Ending]=Supply[[#This Row],[Hour Ending]]),0),MATCH(Supply[[#This Row],[Unit Category]],Profiles[#Headers],0))","v":17252.400000000001}]
[12,"CC",23,{"$f":"INDEX(NQC[NQC MW],MATCH(1,(NQC[Month]=Supply[[#This Row],[Month]])*(NQC[Unit Category]=Supply[[#This Row],[Unit Category]]),0))*INDEX(Profiles[],MATCH(1,(Profiles[Month]=Supply[[#This Row],[Month]])*(Profiles[Hour Ending]=Supply[[#This Row],[Hour Ending]]),0),MATCH(Supply[[#This Row],[Unit Category]],Profiles[#Headers],0))","v":17252.400000000001}]
[12,"CC",24,{"$f":"INDEX(NQC[NQC MW],MATCH(1,(NQC[Month]=Supply[[#This Row],[Month]])*(NQC[Unit Category]=Supply[[#This Row],[Unit Category]]),0))*INDEX(Profiles[],MATCH(1,(Profiles[Month]=Supply[[#This Row],[Month]])*(Profiles[Hour Ending]=Supply[[#This Row],[Hour Ending]]),0),MATCH(Supply[[#This Row],[Unit Category]],Profiles[#Headers],0))","v":17252.400000000001}]
[12,"Coal",1,{"$f":"INDEX(NQC[NQC MW],MATCH(1,(NQC[Month]=Supply[[#This Row],[Month]])*(NQC[Unit Category]=Supply[[#This Row],[Unit Category]]),0))*INDEX(Profiles[],MATCH(1,(Profiles[Month]=Supply[[#This Row],[Month]])*(Profiles[Hour Ending]=Supply[[#This Row],[Hour Ending]]),0),MATCH(Supply[[#This Row],[Unit Category]],Profiles[#Headers],0))","v":0}]
[12,"Coal",2,{"$f":"INDEX(NQC[NQC MW],MATCH(1,(NQC[Month]=Supply[[#This Row],[Month]])*(NQC[Unit Category]=Supply[[#This Row],[Unit Category]]),0))*INDEX(Profiles[],MATCH(1,(Profiles[Month]=Supply[[#This Row],[Month]])*(Profiles[Hour Ending]=Supply[[#This Row],[Hour Ending]]),0),MATCH(Supply[[#This Row],[Unit Category]],Profiles[#Headers],0))","v":0}]
[12,"Coal",3,{"$f":"INDEX(NQC[NQC MW],MATCH(1,(NQC[Month]=Supply[[#This Row],[Month]])*(NQC[Unit Category]=Supply[[#This Row],[Unit Category]]),0))*INDEX(Profiles[],MATCH(1,(Profiles[Month]=Supply[[#This Row],[Month]])*(Profiles[Hour Ending]=Supply[[#This Row],[Hour Ending]]),0),MATCH(Supply[[#This Row],[Unit Category]],Profiles[#Headers],0))","v":0}]
[12,"Coal",4,{"$f":"INDEX(NQC[NQC MW],MATCH(1,(NQC[Month]=Supply[[#This Row],[Month]])*(NQC[Unit Category]=Supply[[#This Row],[Unit Category]]),0))*INDEX(Profiles[],MATCH(1,(Profiles[Month]=Supply[[#This Row],[Month]])*(Profiles[Hour Ending]=Supply[[#This Row],[Hour Ending]]),0),MATCH(Supply[[#This Row],[Unit Category]],Profiles[#Headers],0))","v":0}]
[12,"Coal",5,{"$f":"INDEX(NQC[NQC MW],MATCH(1,(NQC[Month]=Supply[[#This Row],[Month]])*(NQC[Unit Category]=Supply[[#This Row],[Unit Category]]),0))*INDEX(Profiles[],MATCH(1,(Profiles[Month]=Supply[[#This Row],[Month]])*(Profiles[Hour Ending]=Supply[[#This Row],[Hour Ending]]),0),MATCH(Supply[[#This Row],[Unit Category]],Profiles[#Headers],0))","v":0}]
[12,"Coal",6,{"$f":"INDEX(NQC[NQC MW],MATCH(1,(NQC[Month]=Supply[[#This Row],[Month]])*(NQC[Unit Category]=Supply[[#This Row],[Unit Category]]),0))*INDEX(Profiles[],MATCH(1,(Profiles[Month]=Supply[[#This Row],[Month]])*(Profiles[Hour Ending]=Supply[[#This Row],[Hour Ending]]),0),MATCH(Supply[[#This Row],[Unit Category]],Profiles[#Headers],0))","v":0}]
[12,"Coal",7,{"$f":"INDEX(NQC[NQC MW],MATCH(1,(NQC[Month]=Supply[[#This Row],[Month]])*(NQC[Unit Category]=Supply[[#This Row],[Unit Category]]),0))*INDEX(Profiles[],MATCH(1,(Profiles[Month]=Supply[[#This Row],[Month]])*(Profiles[Hour Ending]=Supply[[#This Row],[Hour Ending]]),0),MATCH(Supply[[#This Row],[Unit Category]],Profiles[#Headers],0))","v":0}]
[12,"Coal",8,{"$f":"INDEX(NQC[NQC MW],MATCH(1,(NQC[Month]=Supply[[#This Row],[Month]])*(NQC[Unit Category]=Supply[[#This Row],[Unit Category]]),0))*INDEX(Profiles[],MATCH(1,(Profiles[Month]=Supply[[#This Row],[Month]])*(Profiles[Hour Ending]=Supply[[#This Row],[Hour Ending]]),0),MATCH(Supply[[#This Row],[Unit Category]],Profiles[#Headers],0))","v":0}]
[12,"Coal",9,{"$f":"INDEX(NQC[NQC MW],MATCH(1,(NQC[Month]=Supply[[#This Row],[Month]])*(NQC[Unit Category]=Supply[[#This Row],[Unit Category]]),0))*INDEX(Profiles[],MATCH(1,(Profiles[Month]=Supply[[#This Row],[Month]])*(Profiles[Hour Ending]=Supply[[#This Row],[Hour Ending]]),0),MATCH(Supply[[#This Row],[Unit Category]],Profiles[#Headers],0))","v":0}]
[12,"Coal",10,{"$f":"INDEX(NQC[NQC MW],MATCH(1,(NQC[Month]=Supply[[#This Row],[Month]])*(NQC[Unit Category]=Supply[[#This Row],[Unit Category]]),0))*INDEX(Profiles[],MATCH(1,(Profiles[Month]=Supply[[#This Row],[Month]])*(Profiles[Hour Ending]=Supply[[#This Row],[Hour Ending]]),0),MATCH(Supply[[#This Row],[Unit Category]],Profiles[#Headers],0))","v":0}]
[12,"Coal",11,{"$f":"INDEX(NQC[NQC MW],MATCH(1,(NQC[Month]=Supply[[#This Row],[Month]])*(NQC[Unit Category]=Supply[[#This Row],[Unit Category]]),0))*INDEX(Profiles[],MATCH(1,(Profiles[Month]=Supply[[#This Row],[Month]])*(Profiles[Hour Ending]=Supply[[#This Row],[Hour Ending]]),0),MATCH(Supply[[#This Row],[Unit Category]],Profiles[#Headers],0))","v":0}]
[12,"Coal",12,{"$f":"INDEX(NQC[NQC MW],MATCH(1,(NQC[Month]=Supply[[#This Row],[Month]])*(NQC[Unit Category]=Supply[[#This Row],[Unit Category]]),0))*INDEX(Profiles[],MATCH(1,(Profiles[Month]=Supply[[#This Row],[Month]])*(Profiles[Hour Ending]=Supply[[#This Row],[Hour Ending]]),0),MATCH(Supply[[#This Row],[Unit Category]],Profiles[#Headers],0))","v":0}]
[12,"Coal",13,{"$f":"INDEX(NQC[NQC MW],MATCH(1,(NQC[Month]=Supply[[#This Row],[Month]])*(NQC[Unit Category]=Supply[[#This Row],[Unit Category]]),0))*INDEX(Profiles[],MATCH(1,(Profiles[Month]=Supply[[#This Row],[Month]])*(Profiles[Hour Ending]=Supply[[#This Row],[Hour Ending]]),0),MATCH(Supply[[#This Row],[Unit Category]],Profiles[#Headers],0))","v":0}]
[12,"Coal",14,{"$f":"INDEX(NQC[NQC MW],MATCH(1,(NQC[Month]=Supply[[#This Row],[Month]])*(NQC[Unit Category]=Supply[[#This Row],[Unit Category]]),0))*INDEX(Profiles[],MATCH(1,(Profiles[Month]=Supply[[#This Row],[Month]])*(Profiles[Hour Ending]=Supply[[#This Row],[Hour Ending]]),0),MATCH(Supply[[#This Row],[Unit Category]],Profiles[#Headers],0))","v":0}]
[12,"Coal",15,{"$f":"INDEX(NQC[NQC MW],MATCH(1,(NQC[Month]=Supply[[#This Row],[Month]])*(NQC[Unit Category]=Supply[[#This Row],[Unit Category]]),0))*INDEX(Profiles[],MATCH(1,(Profiles[Month]=Supply[[#This Row],[Month]])*(Profiles[Hour Ending]=Supply[[#This Row],[Hour Ending]]),0),MATCH(Supply[[#This Row],[Unit Category]],Profiles[#Headers],0))","v":0}]
[12,"Coal",16,{"$f":"INDEX(NQC[NQC MW],MATCH(1,(NQC[Month]=Supply[[#This Row],[Month]])*(NQC[Unit Category]=Supply[[#This Row],[Unit Category]]),0))*INDEX(Profiles[],MATCH(1,(Profiles[Month]=Supply[[#This Row],[Month]])*(Profiles[Hour Ending]=Supply[[#This Row],[Hour Ending]]),0),MATCH(Supply[[#This Row],[Unit Category]],Profiles[#Headers],0))","v":0}]
[12,"Coal",17,{"$f":"INDEX(NQC[NQC MW],MATCH(1,(NQC[Month]=Supply[[#This Row],[Month]])*(NQC[Unit Category]=Supply[[#This Row],[Unit Category]]),0))*INDEX(Profiles[],MATCH(1,(Profiles[Month]=Supply[[#This Row],[Month]])*(Profiles[Hour Ending]=Supply[[#This Row],[Hour Ending]]),0),MATCH(Supply[[#This Row],[Unit Category]],Profiles[#Headers],0))","v":0}]
[12,"Coal",18,{"$f":"INDEX(NQC[NQC MW],MATCH(1,(NQC[Month]=Supply[[#This Row],[Month]])*(NQC[Unit Category]=Supply[[#This Row],[Unit Category]]),0))*INDEX(Profiles[],MATCH(1,(Profiles[Month]=Supply[[#This Row],[Month]])*(Profiles[Hour Ending]=Supply[[#This Row],[Hour Ending]]),0),MATCH(Supply[[#This Row],[Unit Category]],Profiles[#Headers],0))","v":0}]
[12,"Coal",19,{"$f":"INDEX(NQC[NQC MW],MATCH(1,(NQC[Month]=Supply[[#This Row],[Month]])*(NQC[Unit Category]=Supply[[#This Row],[Unit Category]]),0))*INDEX(Profiles[],MATCH(1,(Profiles[Month]=Supply[[#This Row],[Month]])*(Profiles[Hour Ending]=Supply[[#This Row],[Hour Ending]]),0),MATCH(Supply[[#This Row],[Unit Category]],Profiles[#Headers],0))","v":0}]
[12,"Coal",20,{"$f":"INDEX(NQC[NQC MW],MATCH(1,(NQC[Month]=Supply[[#This Row],[Month]])*(NQC[Unit Category]=Supply[[#This Row],[Unit Category]]),0))*INDEX(Profiles[],MATCH(1,(Profiles[Month]=Supply[[#This Row],[Month]])*(Profiles[Hour Ending]=Supply[[#This Row],[Hour Ending]]),0),MATCH(Supply[[#This Row],[Unit Category]],Profiles[#Headers],0))","v":0}]
[12,"Coal",21,{"$f":"INDEX(NQC[NQC MW],MATCH(1,(NQC[Month]=Supply[[#This Row],[Month]])*(NQC[Unit Category]=Supply[[#This Row],[Unit Category]]),0))*INDEX(Profiles[],MATCH(1,(Profiles[Month]=Supply[[#This Row],[Month]])*(Profiles[Hour Ending]=Supply[[#This Row],[Hour Ending]]),0),MATCH(Supply[[#This Row],[Unit Category]],Profiles[#Headers],0))","v":0}]
[12,"Coal",22,{"$f":"INDEX(NQC[NQC MW],MATCH(1,(NQC[Month]=Supply[[#This Row],[Month]])*(NQC[Unit Category]=Supply[[#This Row],[Unit Category]]),0))*INDEX(Profiles[],MATCH(1,(Profiles[Month]=Supply[[#This Row],[Month]])*(Profiles[Hour Ending]=Supply[[#This Row],[Hour Ending]]),0),MATCH(Supply[[#This Row],[Unit Category]],Profiles[#Headers],0))","v":0}]
[12,"Coal",23,{"$f":"INDEX(NQC[NQC MW],MATCH(1,(NQC[Month]=Supply[[#This Row],[Month]])*(NQC[Unit Category]=Supply[[#This Row],[Unit Category]]),0))*INDEX(Profiles[],MATCH(1,(Profiles[Month]=Supply[[#This Row],[Month]])*(Profiles[Hour Ending]=Supply[[#This Row],[Hour Ending]]),0),MATCH(Supply[[#This Row],[Unit Category]],Profiles[#Headers],0))","v":0}]
[12,"Coal",24,{"$f":"INDEX(NQC[NQC MW],MATCH(1,(NQC[Month]=Supply[[#This Row],[Month]])*(NQC[Unit Category]=Supply[[#This Row],[Unit Category]]),0))*INDEX(Profiles[],MATCH(1,(Profiles[Month]=Supply[[#This Row],[Month]])*(Profiles[Hour Ending]=Supply[[#This Row],[Hour Ending]]),0),MATCH(Supply[[#This Row],[Unit Category]],Profiles[#Headers],0))","v":0}]
[12,"Cogen",1,{"$f":"INDEX(NQC[NQC MW],MATCH(1,(NQC[Month]=Supply[[#This Row],[Month]])*(NQC[Unit Category]=Supply[[#This Row],[Unit Category]]),0))*INDEX(Profiles[],MATCH(1,(Profiles[Month]=Supply[[#This Row],[Month]])*(Profiles[Hour Ending]=Supply[[#This Row],[Hour Ending]]),0),MATCH(Supply[[#This Row],[Unit Category]],Profiles[#Headers],0))","v":1867.5863460000005}]
[12,"Cogen",2,{"$f":"INDEX(NQC[NQC MW],MATCH(1,(NQC[Month]=Supply[[#This Row],[Month]])*(NQC[Unit Category]=Supply[[#This Row],[Unit Category]]),0))*INDEX(Profiles[],MATCH(1,(Profiles[Month]=Supply[[#This Row],[Month]])*(Profiles[Hour Ending]=Supply[[#This Row],[Hour Ending]]),0),MATCH(Supply[[#This Row],[Unit Category]],Profiles[#Headers],0))","v":1867.5863460000005}]
[12,"Cogen",3,{"$f":"INDEX(NQC[NQC MW],MATCH(1,(NQC[Month]=Supply[[#This Row],[Month]])*(NQC[Unit Category]=Supply[[#This Row],[Unit Category]]),0))*INDEX(Profiles[],MATCH(1,(Profiles[Month]=Supply[[#This Row],[Month]])*(Profiles[Hour Ending]=Supply[[#This Row],[Hour Ending]]),0),MATCH(Supply[[#This Row],[Unit Category]],Profiles[#Headers],0))","v":1867.5863460000005}]
[12,"Cogen",4,{"$f":"INDEX(NQC[NQC MW],MATCH(1,(NQC[Month]=Supply[[#This Row],[Month]])*(NQC[Unit Category]=Supply[[#This Row],[Unit Category]]),0))*INDEX(Profiles[],MATCH(1,(Profiles[Month]=Supply[[#This Row],[Month]])*(Profiles[Hour Ending]=Supply[[#This Row],[Hour Ending]]),0),MATCH(Supply[[#This Row],[Unit Category]],Profiles[#Headers],0))","v":1867.5863460000005}]
[12,"Cogen",5,{"$f":"INDEX(NQC[NQC MW],MATCH(1,(NQC[Month]=Supply[[#This Row],[Month]])*(NQC[Unit Category]=Supply[[#This Row],[Unit Category]]),0))*INDEX(Profiles[],MATCH(1,(Profiles[Month]=Supply[[#This Row],[Month]])*(Profiles[Hour Ending]=Supply[[#This Row],[Hour Ending]]),0),MATCH(Supply[[#This Row],[Unit Category]],Profiles[#Headers],0))","v":1867.5863460000005}]
[12,"Cogen",6,{"$f":"INDEX(NQC[NQC MW],MATCH(1,(NQC[Month]=Supply[[#This Row],[Month]])*(NQC[Unit Category]=Supply[[#This Row],[Unit Category]]),0))*INDEX(Profiles[],MATCH(1,(Profiles[Month]=Supply[[#This Row],[Month]])*(Profiles[Hour Ending]=Supply[[#This Row],[Hour Ending]]),0),MATCH(Supply[[#This Row],[Unit Category]],Profiles[#Headers],0))","v":1867.5863460000005}]
[12,"Cogen",7,{"$f":"INDEX(NQC[NQC MW],MATCH(1,(NQC[Month]=Supply[[#This Row],[Month]])*(NQC[Unit Category]=Supply[[#This Row],[Unit Category]]),0))*INDEX(Profiles[],MATCH(1,(Profiles[Month]=Supply[[#This Row],[Month]])*(Profiles[Hour Ending]=Supply[[#This Row],[Hour Ending]]),0),MATCH(Supply[[#This Row],[Unit Category]],Profiles[#Headers],0))","v":1867.5863460000005}]
[12,"Cogen",8,{"$f":"INDEX(NQC[NQC MW],MATCH(1,(NQC[Month]=Supply[[#This Row],[Month]])*(NQC[Unit Category]=Supply[[#This Row],[Unit Category]]),0))*INDEX(Profiles[],MATCH(1,(Profiles[Month]=Supply[[#This Row],[Month]])*(Profiles[Hour Ending]=Supply[[#This Row],[Hour Ending]]),0),MATCH(Supply[[#This Row],[Unit Category]],Profiles[#Headers],0))","v":1867.5863460000005}]
[12,"Cogen",9,{"$f":"INDEX(NQC[NQC MW],MATCH(1,(NQC[Month]=Supply[[#This Row],[Month]])*(NQC[Unit Category]=Supply[[#This Row],[Unit Category]]),0))*INDEX(Profiles[],MATCH(1,(Profiles[Month]=Supply[[#This Row],[Month]])*(Profiles[Hour Ending]=Supply[[#This Row],[Hour Ending]]),0),MATCH(Supply[[#This Row],[Unit Category]],Profiles[#Headers],0))","v":1867.5863460000005}]
[12,"Cogen",10,{"$f":"INDEX(NQC[NQC MW],MATCH(1,(NQC[Month]=Supply[[#This Row],[Month]])*(NQC[Unit Category]=Supply[[#This Row],[Unit Category]]),0))*INDEX(Profiles[],MATCH(1,(Profiles[Month]=Supply[[#This Row],[Month]])*(Profiles[Hour Ending]=Supply[[#This Row],[Hour Ending]]),0),MATCH(Supply[[#This Row],[Unit Category]],Profiles[#Headers],0))","v":1867.5863460000005}]
[12,"Cogen",11,{"$f":"INDEX(NQC[NQC MW],MATCH(1,(NQC[Month]=Supply[[#This Row],[Month]])*(NQC[Unit Category]=Supply[[#This Row],[Unit Category]]),0))*INDEX(Profiles[],MATCH(1,(Profiles[Month]=Supply[[#This Row],[Month]])*(Profiles[Hour Ending]=Supply[[#This Row],[Hour Ending]]),0),MATCH(Supply[[#This Row],[Unit Category]],Profiles[#Headers],0))","v":1867.5863460000005}]
[12,"Cogen",12,{"$f":"INDEX(NQC[NQC MW],MATCH(1,(NQC[Month]=Supply[[#This Row],[Month]])*(NQC[Unit Category]=Supply[[#This Row],[Unit Category]]),0))*INDEX(Profiles[],MATCH(1,(Profiles[Month]=Supply[[#This Row],[Month]])*(Profiles[Hour Ending]=Supply[[#This Row],[Hour Ending]]),0),MATCH(Supply[[#This Row],[Unit Category]],Profiles[#Headers],0))","v":1867.5863460000005}]
[12,"Cogen",13,{"$f":"INDEX(NQC[NQC MW],MATCH(1,(NQC[Month]=Supply[[#This Row],[Month]])*(NQC[Unit Category]=Supply[[#This Row],[Unit Category]]),0))*INDEX(Profiles[],MATCH(1,(Profiles[Month]=Supply[[#This Row],[Month]])*(Profiles[Hour Ending]=Supply[[#This Row],[Hour Ending]]),0),MATCH(Supply[[#This Row],[Unit Category]],Profiles[#Headers],0))","v":1867.5863460000005}]
[12,"Cogen",14,{"$f":"INDEX(NQC[NQC MW],MATCH(1,(NQC[Month]=Supply[[#This Row],[Month]])*(NQC[Unit Category]=Supply[[#This Row],[Unit Category]]),0))*INDEX(Profiles[],MATCH(1,(Profiles[Month]=Supply[[#This Row],[Month]])*(Profiles[Hour Ending]=Supply[[#This Row],[Hour Ending]]),0),MATCH(Supply[[#This Row],[Unit Category]],Profiles[#Headers],0))","v":1867.5863460000005}]
[12,"Cogen",15,{"$f":"INDEX(NQC[NQC MW],MATCH(1,(NQC[Month]=Supply[[#This Row],[Month]])*(NQC[Unit Category]=Supply[[#This Row],[Unit Category]]),0))*INDEX(Profiles[],MATCH(1,(Profiles[Month]=Supply[[#This Row],[Month]])*(Profiles[Hour Ending]=Supply[[#This Row],[Hour Ending]]),0),MATCH(Supply[[#This Row],[Unit Category]],Profiles[#Headers],0))","v":1867.5863460000005}]
[12,"Cogen",16,{"$f":"INDEX(NQC[NQC MW],MATCH(1,(NQC[Month]=Supply[[#This Row],[Month]])*(NQC[Unit Category]=Supply[[#This Row],[Unit Category]]),0))*INDEX(Profiles[],MATCH(1,(Profiles[Month]=Supply[[#This Row],[Month]])*(Profiles[Hour Ending]=Supply[[#This Row],[Hour Ending]]),0),MATCH(Supply[[#This Row],[Unit Category]],Profiles[#Headers],0))","v":1867.5863460000005}]
[12,"Cogen",17,{"$f":"INDEX(NQC[NQC MW],MATCH(1,(NQC[Month]=Supply[[#This Row],[Month]])*(NQC[Unit Category]=Supply[[#This Row],[Unit Category]]),0))*INDEX(Profiles[],MATCH(1,(Profiles[Month]=Supply[[#This Row],[Month]])*(Profiles[Hour Ending]=Supply[[#This Row],[Hour Ending]]),0),MATCH(Supply[[#This Row],[Unit Category]],Profiles[#Headers],0))","v":1867.5863460000005}]
[12,"Cogen",18,{"$f":"INDEX(NQC[NQC MW],MATCH(1,(NQC[Month]=Supply[[#This Row],[Month]])*(NQC[Unit Category]=Supply[[#This Row],[Unit Category]]),0))*INDEX(Profiles[],MATCH(1,(Profiles[Month]=Supply[[#This Row],[Month]])*(Profiles[Hour Ending]=Supply[[#This Row],[Hour Ending]]),0),MATCH(Supply[[#This Row],[Unit Category]],Profiles[#Headers],0))","v":1867.5863460000005}]
[12,"Cogen",19,{"$f":"INDEX(NQC[NQC MW],MATCH(1,(NQC[Month]=Supply[[#This Row],[Month]])*(NQC[Unit Category]=Supply[[#This Row],[Unit Category]]),0))*INDEX(Profiles[],MATCH(1,(Profiles[Month]=Supply[[#This Row],[Month]])*(Profiles[Hour Ending]=Supply[[#This Row],[Hour Ending]]),0),MATCH(Supply[[#This Row],[Unit Category]],Profiles[#Headers],0))","v":1867.5863460000005}]
[12,"Cogen",20,{"$f":"INDEX(NQC[NQC MW],MATCH(1,(NQC[Month]=Supply[[#This Row],[Month]])*(NQC[Unit Category]=Supply[[#This Row],[Unit Category]]),0))*INDEX(Profiles[],MATCH(1,(Profiles[Month]=Supply[[#This Row],[Month]])*(Profiles[Hour Ending]=Supply[[#This Row],[Hour Ending]]),0),MATCH(Supply[[#This Row],[Unit Category]],Profiles[#Headers],0))","v":1867.5863460000005}]
[12,"Cogen",21,{"$f":"INDEX(NQC[NQC MW],MATCH(1,(NQC[Month]=Supply[[#This Row],[Month]])*(NQC[Unit Category]=Supply[[#This Row],[Unit Category]]),0))*INDEX(Profiles[],MATCH(1,(Profiles[Month]=Supply[[#This Row],[Month]])*(Profiles[Hour Ending]=Supply[[#This Row],[Hour Ending]]),0),MATCH(Supply[[#This Row],[Unit Category]],Profiles[#Headers],0))","v":1867.5863460000005}]
[12,"Cogen",22,{"$f":"INDEX(NQC[NQC MW],MATCH(1,(NQC[Month]=Supply[[#This Row],[Month]])*(NQC[Unit Category]=Supply[[#This Row],[Unit Category]]),0))*INDEX(Profiles[],MATCH(1,(Profiles[Month]=Supply[[#This Row],[Month]])*(Profiles[Hour Ending]=Supply[[#This Row],[Hour Ending]]),0),MATCH(Supply[[#This Row],[Unit Category]],Profiles[#Headers],0))","v":1867.5863460000005}]
[12,"Cogen",23,{"$f":"INDEX(NQC[NQC MW],MATCH(1,(NQC[Month]=Supply[[#This Row],[Month]])*(NQC[Unit Category]=Supply[[#This Row],[Unit Category]]),0))*INDEX(Profiles[],MATCH(1,(Profiles[Month]=Supply[[#This Row],[Month]])*(Profiles[Hour Ending]=Supply[[#This Row],[Hour Ending]]),0),MATCH(Supply[[#This Row],[Unit Category]],Profiles[#Headers],0))","v":1867.5863460000005}]
[12,"Cogen",24,{"$f":"INDEX(NQC[NQC MW],MATCH(1,(NQC[Month]=Supply[[#This Row],[Month]])*(NQC[Unit Category]=Supply[[#This Row],[Unit Category]]),0))*INDEX(Profiles[],MATCH(1,(Profiles[Month]=Supply[[#This Row],[Month]])*(Profiles[Hour Ending]=Supply[[#This Row],[Hour Ending]]),0),MATCH(Supply[[#This Row],[Unit Category]],Profiles[#Headers],0))","v":1867.5863460000005}]
[12,"CT",1,{"$f":"INDEX(NQC[NQC MW],MATCH(1,(NQC[Month]=Supply[[#This Row],[Month]])*(NQC[Unit Category]=Supply[[#This Row],[Unit Category]]),0))*INDEX(Profiles[],MATCH(1,(Profiles[Month]=Supply[[#This Row],[Month]])*(Profiles[Hour Ending]=Supply[[#This Row],[Hour Ending]]),0),MATCH(Supply[[#This Row],[Unit Category]],Profiles[#Headers],0))","v":8058.1300000000028}]
[12,"CT",2,{"$f":"INDEX(NQC[NQC MW],MATCH(1,(NQC[Month]=Supply[[#This Row],[Month]])*(NQC[Unit Category]=Supply[[#This Row],[Unit Category]]),0))*INDEX(Profiles[],MATCH(1,(Profiles[Month]=Supply[[#This Row],[Month]])*(Profiles[Hour Ending]=Supply[[#This Row],[Hour Ending]]),0),MATCH(Supply[[#This Row],[Unit Category]],Profiles[#Headers],0))","v":8058.1300000000028}]
[12,"CT",3,{"$f":"INDEX(NQC[NQC MW],MATCH(1,(NQC[Month]=Supply[[#This Row],[Month]])*(NQC[Unit Category]=Supply[[#This Row],[Unit Category]]),0))*INDEX(Profiles[],MATCH(1,(Profiles[Month]=Supply[[#This Row],[Month]])*(Profiles[Hour Ending]=Supply[[#This Row],[Hour Ending]]),0),MATCH(Supply[[#This Row],[Unit Category]],Profiles[#Headers],0))","v":8058.1300000000028}]
[12,"CT",4,{"$f":"INDEX(NQC[NQC MW],MATCH(1,(NQC[Month]=Supply[[#This Row],[Month]])*(NQC[Unit Category]=Supply[[#This Row],[Unit Category]]),0))*INDEX(Profiles[],MATCH(1,(Profiles[Month]=Supply[[#This Row],[Month]])*(Profiles[Hour Ending]=Supply[[#This Row],[Hour Ending]]),0),MATCH(Supply[[#This Row],[Unit Category]],Profiles[#Headers],0))","v":8058.1300000000028}]
[12,"CT",5,{"$f":"INDEX(NQC[NQC MW],MATCH(1,(NQC[Month]=Supply[[#This Row],[Month]])*(NQC[Unit Category]=Supply[[#This Row],[Unit Category]]),0))*INDEX(Profiles[],MATCH(1,(Profiles[Month]=Supply[[#This Row],[Month]])*(Profiles[Hour Ending]=Supply[[#This Row],[Hour Ending]]),0),MATCH(Supply[[#This Row],[Unit Category]],Profiles[#Headers],0))","v":8058.1300000000028}]
[12,"CT",6,{"$f":"INDEX(NQC[NQC MW],MATCH(1,(NQC[Month]=Supply[[#This Row],[Month]])*(NQC[Unit Category]=Supply[[#This Row],[Unit Category]]),0))*INDEX(Profiles[],MATCH(1,(Profiles[Month]=Supply[[#This Row],[Month]])*(Profiles[Hour Ending]=Supply[[#This Row],[Hour Ending]]),0),MATCH(Supply[[#This Row],[Unit Category]],Profiles[#Headers],0))","v":8058.1300000000028}]
[12,"CT",7,{"$f":"INDEX(NQC[NQC MW],MATCH(1,(NQC[Month]=Supply[[#This Row],[Month]])*(NQC[Unit Category]=Supply[[#This Row],[Unit Category]]),0))*INDEX(Profiles[],MATCH(1,(Profiles[Month]=Supply[[#This Row],[Month]])*(Profiles[Hour Ending]=Supply[[#This Row],[Hour Ending]]),0),MATCH(Supply[[#This Row],[Unit Category]],Profiles[#Headers],0))","v":8058.1300000000028}]
[12,"CT",8,{"$f":"INDEX(NQC[NQC MW],MATCH(1,(NQC[Month]=Supply[[#This Row],[Month]])*(NQC[Unit Category]=Supply[[#This Row],[Unit Category]]),0))*INDEX(Profiles[],MATCH(1,(Profiles[Month]=Supply[[#This Row],[Month]])*(Profiles[Hour Ending]=Supply[[#This Row],[Hour Ending]]),0),MATCH(Supply[[#This Row],[Unit Category]],Profiles[#Headers],0))","v":8058.1300000000028}]
[12,"CT",9,{"$f":"INDEX(NQC[NQC MW],MATCH(1,(NQC[Month]=Supply[[#This Row],[Month]])*(NQC[Unit Category]=Supply[[#This Row],[Unit Category]]),0))*INDEX(Profiles[],MATCH(1,(Profiles[Month]=Supply[[#This Row],[Month]])*(Profiles[Hour Ending]=Supply[[#This Row],[Hour Ending]]),0),MATCH(Supply[[#This Row],[Unit Category]],Profiles[#Headers],0))","v":8058.1300000000028}]
[12,"CT",10,{"$f":"INDEX(NQC[NQC MW],MATCH(1,(NQC[Month]=Supply[[#This Row],[Month]])*(NQC[Unit Category]=Supply[[#This Row],[Unit Category]]),0))*INDEX(Profiles[],MATCH(1,(Profiles[Month]=Supply[[#This Row],[Month]])*(Profiles[Hour Ending]=Supply[[#This Row],[Hour Ending]]),0),MATCH(Supply[[#This Row],[Unit Category]],Profiles[#Headers],0))","v":8058.1300000000028}]
[12,"CT",11,{"$f":"INDEX(NQC[NQC MW],MATCH(1,(NQC[Month]=Supply[[#This Row],[Month]])*(NQC[Unit Category]=Supply[[#This Row],[Unit Category]]),0))*INDEX(Profiles[],MATCH(1,(Profiles[Month]=Supply[[#This Row],[Month]])*(Profiles[Hour Ending]=Supply[[#This Row],[Hour Ending]]),0),MATCH(Supply[[#This Row],[Unit Category]],Profiles[#Headers],0))","v":8058.1300000000028}]
[12,"CT",12,{"$f":"INDEX(NQC[NQC MW],MATCH(1,(NQC[Month]=Supply[[#This Row],[Month]])*(NQC[Unit Category]=Supply[[#This Row],[Unit Category]]),0))*INDEX(Profiles[],MATCH(1,(Profiles[Month]=Supply[[#This Row],[Month]])*(Profiles[Hour Ending]=Supply[[#This Row],[Hour Ending]]),0),MATCH(Supply[[#This Row],[Unit Category]],Profiles[#Headers],0))","v":8058.1300000000028}]
[12,"CT",13,{"$f":"INDEX(NQC[NQC MW],MATCH(1,(NQC[Month]=Supply[[#This Row],[Month]])*(NQC[Unit Category]=Supply[[#This Row],[Unit Category]]),0))*INDEX(Profiles[],MATCH(1,(Profiles[Month]=Supply[[#This Row],[Month]])*(Profiles[Hour Ending]=Supply[[#This Row],[Hour Ending]]),0),MATCH(Supply[[#This Row],[Unit Category]],Profiles[#Headers],0))","v":8058.1300000000028}]
[12,"CT",14,{"$f":"INDEX(NQC[NQC MW],MATCH(1,(NQC[Month]=Supply[[#This Row],[Month]])*(NQC[Unit Category]=Supply[[#This Row],[Unit Category]]),0))*INDEX(Profiles[],MATCH(1,(Profiles[Month]=Supply[[#This Row],[Month]])*(Profiles[Hour Ending]=Supply[[#This Row],[Hour Ending]]),0),MATCH(Supply[[#This Row],[Unit Category]],Profiles[#Headers],0))","v":8058.1300000000028}]
[12,"CT",15,{"$f":"INDEX(NQC[NQC MW],MATCH(1,(NQC[Month]=Supply[[#This Row],[Month]])*(NQC[Unit Category]=Supply[[#This Row],[Unit Category]]),0))*INDEX(Profiles[],MATCH(1,(Profiles[Month]=Supply[[#This Row],[Month]])*(Profiles[Hour Ending]=Supply[[#This Row],[Hour Ending]]),0),MATCH(Supply[[#This Row],[Unit Category]],Profiles[#Headers],0))","v":8058.1300000000028}]
[12,"CT",16,{"$f":"INDEX(NQC[NQC MW],MATCH(1,(NQC[Month]=Supply[[#This Row],[Month]])*(NQC[Unit Category]=Supply[[#This Row],[Unit Category]]),0))*INDEX(Profiles[],MATCH(1,(Profiles[Month]=Supply[[#This Row],[Month]])*(Profiles[Hour Ending]=Supply[[#This Row],[Hour Ending]]),0),MATCH(Supply[[#This Row],[Unit Category]],Profiles[#Headers],0))","v":8058.1300000000028}]
[12,"CT",17,{"$f":"INDEX(NQC[NQC MW],MATCH(1,(NQC[Month]=Supply[[#This Row],[Month]])*(NQC[Unit Category]=Supply[[#This Row],[Unit Category]]),0))*INDEX(Profiles[],MATCH(1,(Profiles[Month]=Supply[[#This Row],[Month]])*(Profiles[Hour Ending]=Supply[[#This Row],[Hour Ending]]),0),MATCH(Supply[[#This Row],[Unit Category]],Profiles[#Headers],0))","v":8058.1300000000028}]
[12,"CT",18,{"$f":"INDEX(NQC[NQC MW],MATCH(1,(NQC[Month]=Supply[[#This Row],[Month]])*(NQC[Unit Category]=Supply[[#This Row],[Unit Category]]),0))*INDEX(Profiles[],MATCH(1,(Profiles[Month]=Supply[[#This Row],[Month]])*(Profiles[Hour Ending]=Supply[[#This Row],[Hour Ending]]),0),MATCH(Supply[[#This Row],[Unit Category]],Profiles[#Headers],0))","v":8058.1300000000028}]
[12,"CT",19,{"$f":"INDEX(NQC[NQC MW],MATCH(1,(NQC[Month]=Supply[[#This Row],[Month]])*(NQC[Unit Category]=Supply[[#This Row],[Unit Category]]),0))*INDEX(Profiles[],MATCH(1,(Profiles[Month]=Supply[[#This Row],[Month]])*(Profiles[Hour Ending]=Supply[[#This Row],[Hour Ending]]),0),MATCH(Supply[[#This Row],[Unit Category]],Profiles[#Headers],0))","v":8058.1300000000028}]
[12,"CT",20,{"$f":"INDEX(NQC[NQC MW],MATCH(1,(NQC[Month]=Supply[[#This Row],[Month]])*(NQC[Unit Category]=Supply[[#This Row],[Unit Category]]),0))*INDEX(Profiles[],MATCH(1,(Profiles[Month]=Supply[[#This Row],[Month]])*(Profiles[Hour Ending]=Supply[[#This Row],[Hour Ending]]),0),MATCH(Supply[[#This Row],[Unit Category]],Profiles[#Headers],0))","v":8058.1300000000028}]
[12,"CT",21,{"$f":"INDEX(NQC[NQC MW],MATCH(1,(NQC[Month]=Supply[[#This Row],[Month]])*(NQC[Unit Category]=Supply[[#This Row],[Unit Category]]),0))*INDEX(Profiles[],MATCH(1,(Profiles[Month]=Supply[[#This Row],[Month]])*(Profiles[Hour Ending]=Supply[[#This Row],[Hour Ending]]),0),MATCH(Supply[[#This Row],[Unit Category]],Profiles[#Headers],0))","v":8058.1300000000028}]
[12,"CT",22,{"$f":"INDEX(NQC[NQC MW],MATCH(1,(NQC[Month]=Supply[[#This Row],[Month]])*(NQC[Unit Category]=Supply[[#This Row],[Unit Category]]),0))*INDEX(Profiles[],MATCH(1,(Profiles[Month]=Supply[[#This Row],[Month]])*(Profiles[Hour Ending]=Supply[[#This Row],[Hour Ending]]),0),MATCH(Supply[[#This Row],[Unit Category]],Profiles[#Headers],0))","v":8058.1300000000028}]
[12,"CT",23,{"$f":"INDEX(NQC[NQC MW],MATCH(1,(NQC[Month]=Supply[[#This Row],[Month]])*(NQC[Unit Category]=Supply[[#This Row],[Unit Category]]),0))*INDEX(Profiles[],MATCH(1,(Profiles[Month]=Supply[[#This Row],[Month]])*(Profiles[Hour Ending]=Supply[[#This Row],[Hour Ending]]),0),MATCH(Supply[[#This Row],[Unit Category]],Profiles[#Headers],0))","v":8058.1300000000028}]
[12,"CT",24,{"$f":"INDEX(NQC[NQC MW],MATCH(1,(NQC[Month]=Supply[[#This Row],[Month]])*(NQC[Unit Category]=Supply[[#This Row],[Unit Category]]),0))*INDEX(Profiles[],MATCH(1,(Profiles[Month]=Supply[[#This Row],[Month]])*(Profiles[Hour Ending]=Supply[[#This Row],[Hour Ending]]),0),MATCH(Supply[[#This Row],[Unit Category]],Profiles[#Headers],0))","v":8058.1300000000028}]
[12,"DR",1,{"$f":"INDEX(NQC[NQC MW],MATCH(1,(NQC[Month]=Supply[[#This Row],[Month]])*(NQC[Unit Category]=Supply[[#This Row],[Unit Category]]),0))*INDEX(Profiles[],MATCH(1,(Profiles[Month]=Supply[[#This Row],[Month]])*(Profiles[Hour Ending]=Supply[[#This Row],[Hour Ending]]),0),MATCH(Supply[[#This Row],[Unit Category]],Profiles[#Headers],0))","v":0}]
[12,"DR",2,{"$f":"INDEX(NQC[NQC MW],MATCH(1,(NQC[Month]=Supply[[#This Row],[Month]])*(NQC[Unit Category]=Supply[[#This Row],[Unit Category]]),0))*INDEX(Profiles[],MATCH(1,(Profiles[Month]=Supply[[#This Row],[Month]])*(Profiles[Hour Ending]=Supply[[#This Row],[Hour Ending]]),0),MATCH(Supply[[#This Row],[Unit Category]],Profiles[#Headers],0))","v":0}]
[12,"DR",3,{"$f":"INDEX(NQC[NQC MW],MATCH(1,(NQC[Month]=Supply[[#This Row],[Month]])*(NQC[Unit Category]=Supply[[#This Row],[Unit Category]]),0))*INDEX(Profiles[],MATCH(1,(Profiles[Month]=Supply[[#This Row],[Month]])*(Profiles[Hour Ending]=Supply[[#This Row],[Hour Ending]]),0),MATCH(Supply[[#This Row],[Unit Category]],Profiles[#Headers],0))","v":0}]
[12,"DR",4,{"$f":"INDEX(NQC[NQC MW],MATCH(1,(NQC[Month]=Supply[[#This Row],[Month]])*(NQC[Unit Category]=Supply[[#This Row],[Unit Category]]),0))*INDEX(Profiles[],MATCH(1,(Profiles[Month]=Supply[[#This Row],[Month]])*(Profiles[Hour Ending]=Supply[[#This Row],[Hour Ending]]),0),MATCH(Supply[[#This Row],[Unit Category]],Profiles[#Headers],0))","v":0}]
[12,"DR",5,{"$f":"INDEX(NQC[NQC MW],MATCH(1,(NQC[Month]=Supply[[#This Row],[Month]])*(NQC[Unit Category]=Supply[[#This Row],[Unit Category]]),0))*INDEX(Profiles[],MATCH(1,(Profiles[Month]=Supply[[#This Row],[Month]])*(Profiles[Hour Ending]=Supply[[#This Row],[Hour Ending]]),0),MATCH(Supply[[#This Row],[Unit Category]],Profiles[#Headers],0))","v":0}]
[12,"DR",6,{"$f":"INDEX(NQC[NQC MW],MATCH(1,(NQC[Month]=Supply[[#This Row],[Month]])*(NQC[Unit Category]=Supply[[#This Row],[Unit Category]]),0))*INDEX(Profiles[],MATCH(1,(Profiles[Month]=Supply[[#This Row],[Month]])*(Profiles[Hour Ending]=Supply[[#This Row],[Hour Ending]]),0),MATCH(Supply[[#This Row],[Unit Category]],Profiles[#Headers],0))","v":0}]
[12,"DR",7,{"$f":"INDEX(NQC[NQC MW],MATCH(1,(NQC[Month]=Supply[[#This Row],[Month]])*(NQC[Unit Category]=Supply[[#This Row],[Unit Category]]),0))*INDEX(Profiles[],MATCH(1,(Profiles[Month]=Supply[[#This Row],[Month]])*(Profiles[Hour Ending]=Supply[[#This Row],[Hour Ending]]),0),MATCH(Supply[[#This Row],[Unit Category]],Profiles[#Headers],0))","v":0}]
[12,"DR",8,{"$f":"INDEX(NQC[NQC MW],MATCH(1,(NQC[Month]=Supply[[#This Row],[Month]])*(NQC[Unit Category]=Supply[[#This Row],[Unit Category]]),0))*INDEX(Profiles[],MATCH(1,(Profiles[Month]=Supply[[#This Row],[Month]])*(Profiles[Hour Ending]=Supply[[#This Row],[Hour Ending]]),0),MATCH(Supply[[#This Row],[Unit Category]],Profiles[#Headers],0))","v":0}]
[12,"DR",9,{"$f":"INDEX(NQC[NQC MW],MATCH(1,(NQC[Month]=Supply[[#This Row],[Month]])*(NQC[Unit Category]=Supply[[#This Row],[Unit Category]]),0))*INDEX(Profiles[],MATCH(1,(Profiles[Month]=Supply[[#This Row],[Month]])*(Profiles[Hour Ending]=Supply[[#This Row],[Hour Ending]]),0),MATCH(Supply[[#This Row],[Unit Category]],Profiles[#Headers],0))","v":0}]
[12,"DR",10,{"$f":"INDEX(NQC[NQC MW],MATCH(1,(NQC[Month]=Supply[[#This Row],[Month]])*(NQC[Unit Category]=Supply[[#This Row],[Unit Category]]),0))*INDEX(Profiles[],MATCH(1,(Profiles[Month]=Supply[[#This Row],[Month]])*(Profiles[Hour Ending]=Supply[[#This Row],[Hour Ending]]),0),MATCH(Supply[[#This Row],[Unit Category]],Profiles[#Headers],0))","v":0}]
[12,"DR",11,{"$f":"INDEX(NQC[NQC MW],MATCH(1,(NQC[Month]=Supply[[#This Row],[Month]])*(NQC[Unit Category]=Supply[[#This Row],[Unit Category]]),0))*INDEX(Profiles[],MATCH(1,(Profiles[Month]=Supply[[#This Row],[Month]])*(Profiles[Hour Ending]=Supply[[#This Row],[Hour Ending]]),0),MATCH(Supply[[#This Row],[Unit Category]],Profiles[#Headers],0))","v":0}]
[12,"DR",12,{"$f":"INDEX(NQC[NQC MW],MATCH(1,(NQC[Month]=Supply[[#This Row],[Month]])*(NQC[Unit Category]=Supply[[#This Row],[Unit Category]]),0))*INDEX(Profiles[],MATCH(1,(Profiles[Month]=Supply[[#This Row],[Month]])*(Profiles[Hour Ending]=Supply[[#This Row],[Hour Ending]]),0),MATCH(Supply[[#This Row],[Unit Category]],Profiles[#Headers],0))","v":0}]
[12,"DR",13,{"$f":"INDEX(NQC[NQC MW],MATCH(1,(NQC[Month]=Supply[[#This Row],[Month]])*(NQC[Unit Category]=Supply[[#This Row],[Unit Category]]),0))*INDEX(Profiles[],MATCH(1,(Profiles[Month]=Supply[[#This Row],[Month]])*(Profiles[Hour Ending]=Supply[[#This Row],[Hour Ending]]),0),MATCH(Supply[[#This Row],[Unit Category]],Profiles[#Headers],0))","v":0}]
[12,"DR",14,{"$f":"INDEX(NQC[NQC MW],MATCH(1,(NQC[Month]=Supply[[#This Row],[Month]])*(NQC[Unit Category]=Supply[[#This Row],[Unit Category]]),0))*INDEX(Profiles[],MATCH(1,(Profiles[Month]=Supply[[#This Row],[Month]])*(Profiles[Hour Ending]=Supply[[#This Row],[Hour Ending]]),0),MATCH(Supply[[#This Row],[Unit Category]],Profiles[#Headers],0))","v":0}]
[12,"DR",15,{"$f":"INDEX(NQC[NQC MW],MATCH(1,(NQC[Month]=Supply[[#This Row],[Month]])*(NQC[Unit Category]=Supply[[#This Row],[Unit Category]]),0))*INDEX(Profiles[],MATCH(1,(Profiles[Month]=Supply[[#This Row],[Month]])*(Profiles[Hour Ending]=Supply[[#This Row],[Hour Ending]]),0),MATCH(Supply[[#This Row],[Unit Category]],Profiles[#Headers],0))","v":0}]
[12,"DR",16,{"$f":"INDEX(NQC[NQC MW],MATCH(1,(NQC[Month]=Supply[[#This Row],[Month]])*(NQC[Unit Category]=Supply[[#This Row],[Unit Category]]),0))*INDEX(Profiles[],MATCH(1,(Profiles[Month]=Supply[[#This Row],[Month]])*(Profiles[Hour Ending]=Supply[[#This Row],[Hour Ending]]),0),MATCH(Supply[[#This Row],[Unit Category]],Profiles[#Headers],0))","v":0}]
[12,"DR",17,{"$f":"INDEX(NQC[NQC MW],MATCH(1,(NQC[Month]=Supply[[#This Row],[Month]])*(NQC[Unit Category]=Supply[[#This Row],[Unit Category]]),0))*INDEX(Profiles[],MATCH(1,(Profiles[Month]=Supply[[#This Row],[Month]])*(Profiles[Hour Ending]=Supply[[#This Row],[Hour Ending]]),0),MATCH(Supply[[#This Row],[Unit Category]],Profiles[#Headers],0))","v":2510.5063512858533}]
[12,"DR",18,{"$f":"INDEX(NQC[NQC MW],MATCH(1,(NQC[Month]=Supply[[#This Row],[Month]])*(NQC[Unit Category]=Supply[[#This Row],[Unit Category]]),0))*INDEX(Profiles[],MATCH(1,(Profiles[Month]=Supply[[#This Row],[Month]])*(Profiles[Hour Ending]=Supply[[#This Row],[Hour Ending]]),0),MATCH(Supply[[#This Row],[Unit Category]],Profiles[#Headers],0))","v":2498.4747631143491}]
[12,"DR",19,{"$f":"INDEX(NQC[NQC MW],MATCH(1,(NQC[Month]=Supply[[#This Row],[Month]])*(NQC[Unit Category]=Supply[[#This Row],[Unit Category]]),0))*INDEX(Profiles[],MATCH(1,(Profiles[Month]=Supply[[#This Row],[Month]])*(Profiles[Hour Ending]=Supply[[#This Row],[Hour Ending]]),0),MATCH(Supply[[#This Row],[Unit Category]],Profiles[#Headers],0))","v":2376.71}]
[12,"DR",20,{"$f":"INDEX(NQC[NQC MW],MATCH(1,(NQC[Month]=Supply[[#This Row],[Month]])*(NQC[Unit Category]=Supply[[#This Row],[Unit Category]]),0))*INDEX(Profiles[],MATCH(1,(Profiles[Month]=Supply[[#This Row],[Month]])*(Profiles[Hour Ending]=Supply[[#This Row],[Hour Ending]]),0),MATCH(Supply[[#This Row],[Unit Category]],Profiles[#Headers],0))","v":2299.3230293725228}]
[12,"DR",21,{"$f":"INDEX(NQC[NQC MW],MATCH(1,(NQC[Month]=Supply[[#This Row],[Month]])*(NQC[Unit Category]=Supply[[#This Row],[Unit Category]]),0))*INDEX(Profiles[],MATCH(1,(Profiles[Month]=Supply[[#This Row],[Month]])*(Profiles[Hour Ending]=Supply[[#This Row],[Hour Ending]]),0),MATCH(Supply[[#This Row],[Unit Category]],Profiles[#Headers],0))","v":2146.3882057779792}]
[12,"DR",22,{"$f":"INDEX(NQC[NQC MW],MATCH(1,(NQC[Month]=Supply[[#This Row],[Month]])*(NQC[Unit Category]=Supply[[#This Row],[Unit Category]]),0))*INDEX(Profiles[],MATCH(1,(Profiles[Month]=Supply[[#This Row],[Month]])*(Profiles[Hour Ending]=Supply[[#This Row],[Hour Ending]]),0),MATCH(Supply[[#This Row],[Unit Category]],Profiles[#Headers],0))","v":193.70826127727949}]
[12,"DR",23,{"$f":"INDEX(NQC[NQC MW],MATCH(1,(NQC[Month]=Supply[[#This Row],[Month]])*(NQC[Unit Category]=Supply[[#This Row],[Unit Category]]),0))*INDEX(Profiles[],MATCH(1,(Profiles[Month]=Supply[[#This Row],[Month]])*(Profiles[Hour Ending]=Supply[[#This Row],[Hour Ending]]),0),MATCH(Supply[[#This Row],[Unit Category]],Profiles[#Headers],0))","v":0}]
[12,"DR",24,{"$f":"INDEX(NQC[NQC MW],MATCH(1,(NQC[Month]=Supply[[#This Row],[Month]])*(NQC[Unit Category]=Supply[[#This Row],[Unit Category]]),0))*INDEX(Profiles[],MATCH(1,(Profiles[Month]=Supply[[#This Row],[Month]])*(Profiles[Hour Ending]=Supply[[#This Row],[Hour Ending]]),0),MATCH(Supply[[#This Row],[Unit Category]],Profiles[#Headers],0))","v":0}]
[12,"Geothermal",1,{"$f":"INDEX(NQC[NQC MW],MATCH(1,(NQC[Month]=Supply[[#This Row],[Month]])*(NQC[Unit Category]=Supply[[#This Row],[Unit Category]]),0))*INDEX(Profiles[],MATCH(1,(Profiles[Month]=Supply[[#This Row],[Month]])*(Profiles[Hour Ending]=Supply[[#This Row],[Hour Ending]]),0),MATCH(Supply[[#This Row],[Unit Category]],Profiles[#Headers],0))","v":1323.4791150000001}]
[12,"Geothermal",2,{"$f":"INDEX(NQC[NQC MW],MATCH(1,(NQC[Month]=Supply[[#This Row],[Month]])*(NQC[Unit Category]=Supply[[#This Row],[Unit Category]]),0))*INDEX(Profiles[],MATCH(1,(Profiles[Month]=Supply[[#This Row],[Month]])*(Profiles[Hour Ending]=Supply[[#This Row],[Hour Ending]]),0),MATCH(Supply[[#This Row],[Unit Category]],Profiles[#Headers],0))","v":1323.4791150000001}]
[12,"Geothermal",3,{"$f":"INDEX(NQC[NQC MW],MATCH(1,(NQC[Month]=Supply[[#This Row],[Month]])*(NQC[Unit Category]=Supply[[#This Row],[Unit Category]]),0))*INDEX(Profiles[],MATCH(1,(Profiles[Month]=Supply[[#This Row],[Month]])*(Profiles[Hour Ending]=Supply[[#This Row],[Hour Ending]]),0),MATCH(Supply[[#This Row],[Unit Category]],Profiles[#Headers],0))","v":1323.4791150000001}]
[12,"Geothermal",4,{"$f":"INDEX(NQC[NQC MW],MATCH(1,(NQC[Month]=Supply[[#This Row],[Month]])*(NQC[Unit Category]=Supply[[#This Row],[Unit Category]]),0))*INDEX(Profiles[],MATCH(1,(Profiles[Month]=Supply[[#This Row],[Month]])*(Profiles[Hour Ending]=Supply[[#This Row],[Hour Ending]]),0),MATCH(Supply[[#This Row],[Unit Category]],Profiles[#Headers],0))","v":1323.4791150000001}]
[12,"Geothermal",5,{"$f":"INDEX(NQC[NQC MW],MATCH(1,(NQC[Month]=Supply[[#This Row],[Month]])*(NQC[Unit Category]=Supply[[#This Row],[Unit Category]]),0))*INDEX(Profiles[],MATCH(1,(Profiles[Month]=Supply[[#This Row],[Month]])*(Profiles[Hour Ending]=Supply[[#This Row],[Hour Ending]]),0),MATCH(Supply[[#This Row],[Unit Category]],Profiles[#Headers],0))","v":1323.4791150000001}]
[12,"Geothermal",6,{"$f":"INDEX(NQC[NQC MW],MATCH(1,(NQC[Month]=Supply[[#This Row],[Month]])*(NQC[Unit Category]=Supply[[#This Row],[Unit Category]]),0))*INDEX(Profiles[],MATCH(1,(Profiles[Month]=Supply[[#This Row],[Month]])*(Profiles[Hour Ending]=Supply[[#This Row],[Hour Ending]]),0),MATCH(Supply[[#This Row],[Unit Category]],Profiles[#Headers],0))","v":1323.4791150000001}]
[12,"Geothermal",7,{"$f":"INDEX(NQC[NQC MW],MATCH(1,(NQC[Month]=Supply[[#This Row],[Month]])*(NQC[Unit Category]=Supply[[#This Row],[Unit Category]]),0))*INDEX(Profiles[],MATCH(1,(Profiles[Month]=Supply[[#This Row],[Month]])*(Profiles[Hour Ending]=Supply[[#This Row],[Hour Ending]]),0),MATCH(Supply[[#This Row],[Unit Category]],Profiles[#Headers],0))","v":1323.4791150000001}]
[12,"Geothermal",8,{"$f":"INDEX(NQC[NQC MW],MATCH(1,(NQC[Month]=Supply[[#This Row],[Month]])*(NQC[Unit Category]=Supply[[#This Row],[Unit Category]]),0))*INDEX(Profiles[],MATCH(1,(Profiles[Month]=Supply[[#This Row],[Month]])*(Profiles[Hour Ending]=Supply[[#This Row],[Hour Ending]]),0),MATCH(Supply[[#This Row],[Unit Category]],Profiles[#Headers],0))","v":1323.4791150000001}]
[12,"Geothermal",9,{"$f":"INDEX(NQC[NQC MW],MATCH(1,(NQC[Month]=Supply[[#This Row],[Month]])*(NQC[Unit Category]=Supply[[#This Row],[Unit Category]]),0))*INDEX(Profiles[],MATCH(1,(Profiles[Month]=Supply[[#This Row],[Month]])*(Profiles[Hour Ending]=Supply[[#This Row],[Hour Ending]]),0),MATCH(Supply[[#This Row],[Unit Category]],Profiles[#Headers],0))","v":1323.4791150000001}]
[12,"Geothermal",10,{"$f":"INDEX(NQC[NQC MW],MATCH(1,(NQC[Month]=Supply[[#This Row],[Month]])*(NQC[Unit Category]=Supply[[#This Row],[Unit Category]]),0))*INDEX(Profiles[],MATCH(1,(Profiles[Month]=Supply[[#This Row],[Month]])*(Profiles[Hour Ending]=Supply[[#This Row],[Hour Ending]]),0),MATCH(Supply[[#This Row],[Unit Category]],Profiles[#Headers],0))","v":1323.4791150000001}]
[12,"Geothermal",11,{"$f":"INDEX(NQC[NQC MW],MATCH(1,(NQC[Month]=Supply[[#This Row],[Month]])*(NQC[Unit Category]=Supply[[#This Row],[Unit Category]]),0))*INDEX(Profiles[],MATCH(1,(Profiles[Month]=Supply[[#This Row],[Month]])*(Profiles[Hour Ending]=Supply[[#This Row],[Hour Ending]]),0),MATCH(Supply[[#This Row],[Unit Category]],Profiles[#Headers],0))","v":1323.4791150000001}]
[12,"Geothermal",12,{"$f":"INDEX(NQC[NQC MW],MATCH(1,(NQC[Month]=Supply[[#This Row],[Month]])*(NQC[Unit Category]=Supply[[#This Row],[Unit Category]]),0))*INDEX(Profiles[],MATCH(1,(Profiles[Month]=Supply[[#This Row],[Month]])*(Profiles[Hour Ending]=Supply[[#This Row],[Hour Ending]]),0),MATCH(Supply[[#This Row],[Unit Category]],Profiles[#Headers],0))","v":1323.4791150000001}]
[12,"Geothermal",13,{"$f":"INDEX(NQC[NQC MW],MATCH(1,(NQC[Month]=Supply[[#This Row],[Month]])*(NQC[Unit Category]=Supply[[#This Row],[Unit Category]]),0))*INDEX(Profiles[],MATCH(1,(Profiles[Month]=Supply[[#This Row],[Month]])*(Profiles[Hour Ending]=Supply[[#This Row],[Hour Ending]]),0),MATCH(Supply[[#This Row],[Unit Category]],Profiles[#Headers],0))","v":1323.4791150000001}]
[12,"Geothermal",14,{"$f":"INDEX(NQC[NQC MW],MATCH(1,(NQC[Month]=Supply[[#This Row],[Month]])*(NQC[Unit Category]=Supply[[#This Row],[Unit Category]]),0))*INDEX(Profiles[],MATCH(1,(Profiles[Month]=Supply[[#This Row],[Month]])*(Profiles[Hour Ending]=Supply[[#This Row],[Hour Ending]]),0),MATCH(Supply[[#This Row],[Unit Category]],Profiles[#Headers],0))","v":1323.4791150000001}]
[12,"Geothermal",15,{"$f":"INDEX(NQC[NQC MW],MATCH(1,(NQC[Month]=Supply[[#This Row],[Month]])*(NQC[Unit Category]=Supply[[#This Row],[Unit Category]]),0))*INDEX(Profiles[],MATCH(1,(Profiles[Month]=Supply[[#This Row],[Month]])*(Profiles[Hour Ending]=Supply[[#This Row],[Hour Ending]]),0),MATCH(Supply[[#This Row],[Unit Category]],Profiles[#Headers],0))","v":1323.4791150000001}]
[12,"Geothermal",16,{"$f":"INDEX(NQC[NQC MW],MATCH(1,(NQC[Month]=Supply[[#This Row],[Month]])*(NQC[Unit Category]=Supply[[#This Row],[Unit Category]]),0))*INDEX(Profiles[],MATCH(1,(Profiles[Month]=Supply[[#This Row],[Month]])*(Profiles[Hour Ending]=Supply[[#This Row],[Hour Ending]]),0),MATCH(Supply[[#This Row],[Unit Category]],Profiles[#Headers],0))","v":1323.4791150000001}]
[12,"Geothermal",17,{"$f":"INDEX(NQC[NQC MW],MATCH(1,(NQC[Month]=Supply[[#This Row],[Month]])*(NQC[Unit Category]=Supply[[#This Row],[Unit Category]]),0))*INDEX(Profiles[],MATCH(1,(Profiles[Month]=Supply[[#This Row],[Month]])*(Profiles[Hour Ending]=Supply[[#This Row],[Hour Ending]]),0),MATCH(Supply[[#This Row],[Unit Category]],Profiles[#Headers],0))","v":1323.4791150000001}]
[12,"Geothermal",18,{"$f":"INDEX(NQC[NQC MW],MATCH(1,(NQC[Month]=Supply[[#This Row],[Month]])*(NQC[Unit Category]=Supply[[#This Row],[Unit Category]]),0))*INDEX(Profiles[],MATCH(1,(Profiles[Month]=Supply[[#This Row],[Month]])*(Profiles[Hour Ending]=Supply[[#This Row],[Hour Ending]]),0),MATCH(Supply[[#This Row],[Unit Category]],Profiles[#Headers],0))","v":1323.4791150000001}]
[12,"Geothermal",19,{"$f":"INDEX(NQC[NQC MW],MATCH(1,(NQC[Month]=Supply[[#This Row],[Month]])*(NQC[Unit Category]=Supply[[#This Row],[Unit Category]]),0))*INDEX(Profiles[],MATCH(1,(Profiles[Month]=Supply[[#This Row],[Month]])*(Profiles[Hour Ending]=Supply[[#This Row],[Hour Ending]]),0),MATCH(Supply[[#This Row],[Unit Category]],Profiles[#Headers],0))","v":1323.4791150000001}]
[12,"Geothermal",20,{"$f":"INDEX(NQC[NQC MW],MATCH(1,(NQC[Month]=Supply[[#This Row],[Month]])*(NQC[Unit Category]=Supply[[#This Row],[Unit Category]]),0))*INDEX(Profiles[],MATCH(1,(Profiles[Month]=Supply[[#This Row],[Month]])*(Profiles[Hour Ending]=Supply[[#This Row],[Hour Ending]]),0),MATCH(Supply[[#This Row],[Unit Category]],Profiles[#Headers],0))","v":1323.4791150000001}]
[12,"Geothermal",21,{"$f":"INDEX(NQC[NQC MW],MATCH(1,(NQC[Month]=Supply[[#This Row],[Month]])*(NQC[Unit Category]=Supply[[#This Row],[Unit Category]]),0))*INDEX(Profiles[],MATCH(1,(Profiles[Month]=Supply[[#This Row],[Month]])*(Profiles[Hour Ending]=Supply[[#This Row],[Hour Ending]]),0),MATCH(Supply[[#This Row],[Unit Category]],Profiles[#Headers],0))","v":1323.4791150000001}]
[12,"Geothermal",22,{"$f":"INDEX(NQC[NQC MW],MATCH(1,(NQC[Month]=Supply[[#This Row],[Month]])*(NQC[Unit Category]=Supply[[#This Row],[Unit Category]]),0))*INDEX(Profiles[],MATCH(1,(Profiles[Month]=Supply[[#This Row],[Month]])*(Profiles[Hour Ending]=Supply[[#This Row],[Hour Ending]]),0),MATCH(Supply[[#This Row],[Unit Category]],Profiles[#Headers],0))","v":1323.4791150000001}]
[12,"Geothermal",23,{"$f":"INDEX(NQC[NQC MW],MATCH(1,(NQC[Month]=Supply[[#This Row],[Month]])*(NQC[Unit Category]=Supply[[#This Row],[Unit Category]]),0))*INDEX(Profiles[],MATCH(1,(Profiles[Month]=Supply[[#This Row],[Month]])*(Profiles[Hour Ending]=Supply[[#This Row],[Hour Ending]]),0),MATCH(Supply[[#This Row],[Unit Category]],Profiles[#Headers],0))","v":1323.4791150000001}]
[12,"Geothermal",24,{"$f":"INDEX(NQC[NQC MW],MATCH(1,(NQC[Month]=Supply[[#This Row],[Month]])*(NQC[Unit Category]=Supply[[#This Row],[Unit Category]]),0))*INDEX(Profiles[],MATCH(1,(Profiles[Month]=Supply[[#This Row],[Month]])*(Profiles[Hour Ending]=Supply[[#This Row],[Hour Ending]]),0),MATCH(Supply[[#This Row],[Unit Category]],Profiles[#Headers],0))","v":1323.4791150000001}]
[12,"Hydro",1,{"$f":"INDEX(NQC[NQC MW],MATCH(1,(NQC[Month]=Supply[[#This Row],[Month]])*(NQC[Unit Category]=Supply[[#This Row],[Unit Category]]),0))*INDEX(Profiles[],MATCH(1,(Profiles[Month]=Supply[[#This Row],[Month]])*(Profiles[Hour Ending]=Supply[[#This Row],[Hour Ending]]),0),MATCH(Supply[[#This Row],[Unit Category]],Profiles[#Headers],0))","v":1789.0122000000001}]
[12,"Hydro",2,{"$f":"INDEX(NQC[NQC MW],MATCH(1,(NQC[Month]=Supply[[#This Row],[Month]])*(NQC[Unit Category]=Supply[[#This Row],[Unit Category]]),0))*INDEX(Profiles[],MATCH(1,(Profiles[Month]=Supply[[#This Row],[Month]])*(Profiles[Hour Ending]=Supply[[#This Row],[Hour Ending]]),0),MATCH(Supply[[#This Row],[Unit Category]],Profiles[#Headers],0))","v":1789.0122000000001}]
[12,"Hydro",3,{"$f":"INDEX(NQC[NQC MW],MATCH(1,(NQC[Month]=Supply[[#This Row],[Month]])*(NQC[Unit Category]=Supply[[#This Row],[Unit Category]]),0))*INDEX(Profiles[],MATCH(1,(Profiles[Month]=Supply[[#This Row],[Month]])*(Profiles[Hour Ending]=Supply[[#This Row],[Hour Ending]]),0),MATCH(Supply[[#This Row],[Unit Category]],Profiles[#Headers],0))","v":1789.0122000000001}]
[12,"Hydro",4,{"$f":"INDEX(NQC[NQC MW],MATCH(1,(NQC[Month]=Supply[[#This Row],[Month]])*(NQC[Unit Category]=Supply[[#This Row],[Unit Category]]),0))*INDEX(Profiles[],MATCH(1,(Profiles[Month]=Supply[[#This Row],[Month]])*(Profiles[Hour Ending]=Supply[[#This Row],[Hour Ending]]),0),MATCH(Supply[[#This Row],[Unit Category]],Profiles[#Headers],0))","v":1789.0122000000001}]
[12,"Hydro",5,{"$f":"INDEX(NQC[NQC MW],MATCH(1,(NQC[Month]=Supply[[#This Row],[Month]])*(NQC[Unit Category]=Supply[[#This Row],[Unit Category]]),0))*INDEX(Profiles[],MATCH(1,(Profiles[Month]=Supply[[#This Row],[Month]])*(Profiles[Hour Ending]=Supply[[#This Row],[Hour Ending]]),0),MATCH(Supply[[#This Row],[Unit Category]],Profiles[#Headers],0))","v":1789.0122000000001}]
[12,"Hydro",6,{"$f":"INDEX(NQC[NQC MW],MATCH(1,(NQC[Month]=Supply[[#This Row],[Month]])*(NQC[Unit Category]=Supply[[#This Row],[Unit Category]]),0))*INDEX(Profiles[],MATCH(1,(Profiles[Month]=Supply[[#This Row],[Month]])*(Profiles[Hour Ending]=Supply[[#This Row],[Hour Ending]]),0),MATCH(Supply[[#This Row],[Unit Category]],Profiles[#Headers],0))","v":1789.0122000000001}]
[12,"Hydro",7,{"$f":"INDEX(NQC[NQC MW],MATCH(1,(NQC[Month]=Supply[[#This Row],[Month]])*(NQC[Unit Category]=Supply[[#This Row],[Unit Category]]),0))*INDEX(Profiles[],MATCH(1,(Profiles[Month]=Supply[[#This Row],[Month]])*(Profiles[Hour Ending]=Supply[[#This Row],[Hour Ending]]),0),MATCH(Supply[[#This Row],[Unit Category]],Profiles[#Headers],0))","v":1789.0122000000001}]
[12,"Hydro",8,{"$f":"INDEX(NQC[NQC MW],MATCH(1,(NQC[Month]=Supply[[#This Row],[Month]])*(NQC[Unit Category]=Supply[[#This Row],[Unit Category]]),0))*INDEX(Profiles[],MATCH(1,(Profiles[Month]=Supply[[#This Row],[Month]])*(Profiles[Hour Ending]=Supply[[#This Row],[Hour Ending]]),0),MATCH(Supply[[#This Row],[Unit Category]],Profiles[#Headers],0))","v":1789.0122000000001}]
[12,"Hydro",9,{"$f":"INDEX(NQC[NQC MW],MATCH(1,(NQC[Month]=Supply[[#This Row],[Month]])*(NQC[Unit Category]=Supply[[#This Row],[Unit Category]]),0))*INDEX(Profiles[],MATCH(1,(Profiles[Month]=Supply[[#This Row],[Month]])*(Profiles[Hour Ending]=Supply[[#This Row],[Hour Ending]]),0),MATCH(Supply[[#This Row],[Unit Category]],Profiles[#Headers],0))","v":1789.0122000000001}]
[12,"Hydro",10,{"$f":"INDEX(NQC[NQC MW],MATCH(1,(NQC[Month]=Supply[[#This Row],[Month]])*(NQC[Unit Category]=Supply[[#This Row],[Unit Category]]),0))*INDEX(Profiles[],MATCH(1,(Profiles[Month]=Supply[[#This Row],[Month]])*(Profiles[Hour Ending]=Supply[[#This Row],[Hour Ending]]),0),MATCH(Supply[[#This Row],[Unit Category]],Profiles[#Headers],0))","v":1789.0122000000001}]
[12,"Hydro",11,{"$f":"INDEX(NQC[NQC MW],MATCH(1,(NQC[Month]=Supply[[#This Row],[Month]])*(NQC[Unit Category]=Supply[[#This Row],[Unit Category]]),0))*INDEX(Profiles[],MATCH(1,(Profiles[Month]=Supply[[#This Row],[Month]])*(Profiles[Hour Ending]=Supply[[#This Row],[Hour Ending]]),0),MATCH(Supply[[#This Row],[Unit Category]],Profiles[#Headers],0))","v":1789.0122000000001}]
[12,"Hydro",12,{"$f":"INDEX(NQC[NQC MW],MATCH(1,(NQC[Month]=Supply[[#This Row],[Month]])*(NQC[Unit Category]=Supply[[#This Row],[Unit Category]]),0))*INDEX(Profiles[],MATCH(1,(Profiles[Month]=Supply[[#This Row],[Month]])*(Profiles[Hour Ending]=Supply[[#This Row],[Hour Ending]]),0),MATCH(Supply[[#This Row],[Unit Category]],Profiles[#Headers],0))","v":1789.0122000000001}]
[12,"Hydro",13,{"$f":"INDEX(NQC[NQC MW],MATCH(1,(NQC[Month]=Supply[[#This Row],[Month]])*(NQC[Unit Category]=Supply[[#This Row],[Unit Category]]),0))*INDEX(Profiles[],MATCH(1,(Profiles[Month]=Supply[[#This Row],[Month]])*(Profiles[Hour Ending]=Supply[[#This Row],[Hour Ending]]),0),MATCH(Supply[[#This Row],[Unit Category]],Profiles[#Headers],0))","v":1789.0122000000001}]
[12,"Hydro",14,{"$f":"INDEX(NQC[NQC MW],MATCH(1,(NQC[Month]=Supply[[#This Row],[Month]])*(NQC[Unit Category]=Supply[[#This Row],[Unit Category]]),0))*INDEX(Profiles[],MATCH(1,(Profiles[Month]=Supply[[#This Row],[Month]])*(Profiles[Hour Ending]=Supply[[#This Row],[Hour Ending]]),0),MATCH(Supply[[#This Row],[Unit Category]],Profiles[#Headers],0))","v":1789.0122000000001}]
[12,"Hydro",15,{"$f":"INDEX(NQC[NQC MW],MATCH(1,(NQC[Month]=Supply[[#This Row],[Month]])*(NQC[Unit Category]=Supply[[#This Row],[Unit Category]]),0))*INDEX(Profiles[],MATCH(1,(Profiles[Month]=Supply[[#This Row],[Month]])*(Profiles[Hour Ending]=Supply[[#This Row],[Hour Ending]]),0),MATCH(Supply[[#This Row],[Unit Category]],Profiles[#Headers],0))","v":1789.0122000000001}]
[12,"Hydro",16,{"$f":"INDEX(NQC[NQC MW],MATCH(1,(NQC[Month]=Supply[[#This Row],[Month]])*(NQC[Unit Category]=Supply[[#This Row],[Unit Category]]),0))*INDEX(Profiles[],MATCH(1,(Profiles[Month]=Supply[[#This Row],[Month]])*(Profiles[Hour Ending]=Supply[[#This Row],[Hour Ending]]),0),MATCH(Supply[[#This Row],[Unit Category]],Profiles[#Headers],0))","v":1789.0122000000001}]
[12,"Hydro",17,{"$f":"INDEX(NQC[NQC MW],MATCH(1,(NQC[Month]=Supply[[#This Row],[Month]])*(NQC[Unit Category]=Supply[[#This Row],[Unit Category]]),0))*INDEX(Profiles[],MATCH(1,(Profiles[Month]=Supply[[#This Row],[Month]])*(Profiles[Hour Ending]=Supply[[#This Row],[Hour Ending]]),0),MATCH(Supply[[#This Row],[Unit Category]],Profiles[#Headers],0))","v":1789.0122000000001}]
[12,"Hydro",18,{"$f":"INDEX(NQC[NQC MW],MATCH(1,(NQC[Month]=Supply[[#This Row],[Month]])*(NQC[Unit Category]=Supply[[#This Row],[Unit Category]]),0))*INDEX(Profiles[],MATCH(1,(Profiles[Month]=Supply[[#This Row],[Month]])*(Profiles[Hour Ending]=Supply[[#This Row],[Hour Ending]]),0),MATCH(Supply[[#This Row],[Unit Category]],Profiles[#Headers],0))","v":1789.0122000000001}]
[12,"Hydro",19,{"$f":"INDEX(NQC[NQC MW],MATCH(1,(NQC[Month]=Supply[[#This Row],[Month]])*(NQC[Unit Category]=Supply[[#This Row],[Unit Category]]),0))*INDEX(Profiles[],MATCH(1,(Profiles[Month]=Supply[[#This Row],[Month]])*(Profiles[Hour Ending]=Supply[[#This Row],[Hour Ending]]),0),MATCH(Supply[[#This Row],[Unit Category]],Profiles[#Headers],0))","v":1789.0122000000001}]
[12,"Hydro",20,{"$f":"INDEX(NQC[NQC MW],MATCH(1,(NQC[Month]=Supply[[#This Row],[Month]])*(NQC[Unit Category]=Supply[[#This Row],[Unit Category]]),0))*INDEX(Profiles[],MATCH(1,(Profiles[Month]=Supply[[#This Row],[Month]])*(Profiles[Hour Ending]=Supply[[#This Row],[Hour Ending]]),0),MATCH(Supply[[#This Row],[Unit Category]],Profiles[#Headers],0))","v":1789.0122000000001}]
[12,"Hydro",21,{"$f":"INDEX(NQC[NQC MW],MATCH(1,(NQC[Month]=Supply[[#This Row],[Month]])*(NQC[Unit Category]=Supply[[#This Row],[Unit Category]]),0))*INDEX(Profiles[],MATCH(1,(Profiles[Month]=Supply[[#This Row],[Month]])*(Profiles[Hour Ending]=Supply[[#This Row],[Hour Ending]]),0),MATCH(Supply[[#This Row],[Unit Category]],Profiles[#Headers],0))","v":1789.0122000000001}]
[12,"Hydro",22,{"$f":"INDEX(NQC[NQC MW],MATCH(1,(NQC[Month]=Supply[[#This Row],[Month]])*(NQC[Unit Category]=Supply[[#This Row],[Unit Category]]),0))*INDEX(Profiles[],MATCH(1,(Profiles[Month]=Supply[[#This Row],[Month]])*(Profiles[Hour Ending]=Supply[[#This Row],[Hour Ending]]),0),MATCH(Supply[[#This Row],[Unit Category]],Profiles[#Headers],0))","v":1789.0122000000001}]
[12,"Hydro",23,{"$f":"INDEX(NQC[NQC MW],MATCH(1,(NQC[Month]=Supply[[#This Row],[Month]])*(NQC[Unit Category]=Supply[[#This Row],[Unit Category]]),0))*INDEX(Profiles[],MATCH(1,(Profiles[Month]=Supply[[#This Row],[Month]])*(Profiles[Hour Ending]=Supply[[#This Row],[Hour Ending]]),0),MATCH(Supply[[#This Row],[Unit Category]],Profiles[#Headers],0))","v":1789.0122000000001}]
[12,"Hydro",24,{"$f":"INDEX(NQC[NQC MW],MATCH(1,(NQC[Month]=Supply[[#This Row],[Month]])*(NQC[Unit Category]=Supply[[#This Row],[Unit Category]]),0))*INDEX(Profiles[],MATCH(1,(Profiles[Month]=Supply[[#This Row],[Month]])*(Profiles[Hour Ending]=Supply[[#This Row],[Hour Ending]]),0),MATCH(Supply[[#This Row],[Unit Category]],Profiles[#Headers],0))","v":1789.0122000000001}]
[12,"ICE",1,{"$f":"INDEX(NQC[NQC MW],MATCH(1,(NQC[Month]=Supply[[#This Row],[Month]])*(NQC[Unit Category]=Supply[[#This Row],[Unit Category]]),0))*INDEX(Profiles[],MATCH(1,(Profiles[Month]=Supply[[#This Row],[Month]])*(Profiles[Hour Ending]=Supply[[#This Row],[Hour Ending]]),0),MATCH(Supply[[#This Row],[Unit Category]],Profiles[#Headers],0))","v":254.7}]
[12,"ICE",2,{"$f":"INDEX(NQC[NQC MW],MATCH(1,(NQC[Month]=Supply[[#This Row],[Month]])*(NQC[Unit Category]=Supply[[#This Row],[Unit Category]]),0))*INDEX(Profiles[],MATCH(1,(Profiles[Month]=Supply[[#This Row],[Month]])*(Profiles[Hour Ending]=Supply[[#This Row],[Hour Ending]]),0),MATCH(Supply[[#This Row],[Unit Category]],Profiles[#Headers],0))","v":254.7}]
[12,"ICE",3,{"$f":"INDEX(NQC[NQC MW],MATCH(1,(NQC[Month]=Supply[[#This Row],[Month]])*(NQC[Unit Category]=Supply[[#This Row],[Unit Category]]),0))*INDEX(Profiles[],MATCH(1,(Profiles[Month]=Supply[[#This Row],[Month]])*(Profiles[Hour Ending]=Supply[[#This Row],[Hour Ending]]),0),MATCH(Supply[[#This Row],[Unit Category]],Profiles[#Headers],0))","v":254.7}]
[12,"ICE",4,{"$f":"INDEX(NQC[NQC MW],MATCH(1,(NQC[Month]=Supply[[#This Row],[Month]])*(NQC[Unit Category]=Supply[[#This Row],[Unit Category]]),0))*INDEX(Profiles[],MATCH(1,(Profiles[Month]=Supply[[#This Row],[Month]])*(Profiles[Hour Ending]=Supply[[#This Row],[Hour Ending]]),0),MATCH(Supply[[#This Row],[Unit Category]],Profiles[#Headers],0))","v":254.7}]
[12,"ICE",5,{"$f":"INDEX(NQC[NQC MW],MATCH(1,(NQC[Month]=Supply[[#This Row],[Month]])*(NQC[Unit Category]=Supply[[#This Row],[Unit Category]]),0))*INDEX(Profiles[],MATCH(1,(Profiles[Month]=Supply[[#This Row],[Month]])*(Profiles[Hour Ending]=Supply[[#This Row],[Hour Ending]]),0),MATCH(Supply[[#This Row],[Unit Category]],Profiles[#Headers],0))","v":254.7}]
[12,"ICE",6,{"$f":"INDEX(NQC[NQC MW],MATCH(1,(NQC[Month]=Supply[[#This Row],[Month]])*(NQC[Unit Category]=Supply[[#This Row],[Unit Category]]),0))*INDEX(Profiles[],MATCH(1,(Profiles[Month]=Supply[[#This Row],[Month]])*(Profiles[Hour Ending]=Supply[[#This Row],[Hour Ending]]),0),MATCH(Supply[[#This Row],[Unit Category]],Profiles[#Headers],0))","v":254.7}]
[12,"ICE",7,{"$f":"INDEX(NQC[NQC MW],MATCH(1,(NQC[Month]=Supply[[#This Row],[Month]])*(NQC[Unit Category]=Supply[[#This Row],[Unit Category]]),0))*INDEX(Profiles[],MATCH(1,(Profiles[Month]=Supply[[#This Row],[Month]])*(Profiles[Hour Ending]=Supply[[#This Row],[Hour Ending]]),0),MATCH(Supply[[#This Row],[Unit Category]],Profiles[#Headers],0))","v":254.7}]
[12,"ICE",8,{"$f":"INDEX(NQC[NQC MW],MATCH(1,(NQC[Month]=Supply[[#This Row],[Month]])*(NQC[Unit Category]=Supply[[#This Row],[Unit Category]]),0))*INDEX(Profiles[],MATCH(1,(Profiles[Month]=Supply[[#This Row],[Month]])*(Profiles[Hour Ending]=Supply[[#This Row],[Hour Ending]]),0),MATCH(Supply[[#This Row],[Unit Category]],Profiles[#Headers],0))","v":254.7}]
[12,"ICE",9,{"$f":"INDEX(NQC[NQC MW],MATCH(1,(NQC[Month]=Supply[[#This Row],[Month]])*(NQC[Unit Category]=Supply[[#This Row],[Unit Category]]),0))*INDEX(Profiles[],MATCH(1,(Profiles[Month]=Supply[[#This Row],[Month]])*(Profiles[Hour Ending]=Supply[[#This Row],[Hour Ending]]),0),MATCH(Supply[[#This Row],[Unit Category]],Profiles[#Headers],0))","v":254.7}]
[12,"ICE",10,{"$f":"INDEX(NQC[NQC MW],MATCH(1,(NQC[Month]=Supply[[#This Row],[Month]])*(NQC[Unit Category]=Supply[[#This Row],[Unit Category]]),0))*INDEX(Profiles[],MATCH(1,(Profiles[Month]=Supply[[#This Row],[Month]])*(Profiles[Hour Ending]=Supply[[#This Row],[Hour Ending]]),0),MATCH(Supply[[#This Row],[Unit Category]],Profiles[#Headers],0))","v":254.7}]
[12,"ICE",11,{"$f":"INDEX(NQC[NQC MW],MATCH(1,(NQC[Month]=Supply[[#This Row],[Month]])*(NQC[Unit Category]=Supply[[#This Row],[Unit Category]]),0))*INDEX(Profiles[],MATCH(1,(Profiles[Month]=Supply[[#This Row],[Month]])*(Profiles[Hour Ending]=Supply[[#This Row],[Hour Ending]]),0),MATCH(Supply[[#This Row],[Unit Category]],Profiles[#Headers],0))","v":254.7}]
[12,"ICE",12,{"$f":"INDEX(NQC[NQC MW],MATCH(1,(NQC[Month]=Supply[[#This Row],[Month]])*(NQC[Unit Category]=Supply[[#This Row],[Unit Category]]),0))*INDEX(Profiles[],MATCH(1,(Profiles[Month]=Supply[[#This Row],[Month]])*(Profiles[Hour Ending]=Supply[[#This Row],[Hour Ending]]),0),MATCH(Supply[[#This Row],[Unit Category]],Profiles[#Headers],0))","v":254.7}]
[12,"ICE",13,{"$f":"INDEX(NQC[NQC MW],MATCH(1,(NQC[Month]=Supply[[#This Row],[Month]])*(NQC[Unit Category]=Supply[[#This Row],[Unit Category]]),0))*INDEX(Profiles[],MATCH(1,(Profiles[Month]=Supply[[#This Row],[Month]])*(Profiles[Hour Ending]=Supply[[#This Row],[Hour Ending]]),0),MATCH(Supply[[#This Row],[Unit Category]],Profiles[#Headers],0))","v":254.7}]
[12,"ICE",14,{"$f":"INDEX(NQC[NQC MW],MATCH(1,(NQC[Month]=Supply[[#This Row],[Month]])*(NQC[Unit Category]=Supply[[#This Row],[Unit Category]]),0))*INDEX(Profiles[],MATCH(1,(Profiles[Month]=Supply[[#This Row],[Month]])*(Profiles[Hour Ending]=Supply[[#This Row],[Hour Ending]]),0),MATCH(Supply[[#This Row],[Unit Category]],Profiles[#Headers],0))","v":254.7}]
[12,"ICE",15,{"$f":"INDEX(NQC[NQC MW],MATCH(1,(NQC[Month]=Supply[[#This Row],[Month]])*(NQC[Unit Category]=Supply[[#This Row],[Unit Category]]),0))*INDEX(Profiles[],MATCH(1,(Profiles[Month]=Supply[[#This Row],[Month]])*(Profiles[Hour Ending]=Supply[[#This Row],[Hour Ending]]),0),MATCH(Supply[[#This Row],[Unit Category]],Profiles[#Headers],0))","v":254.7}]
[12,"ICE",16,{"$f":"INDEX(NQC[NQC MW],MATCH(1,(NQC[Month]=Supply[[#This Row],[Month]])*(NQC[Unit Category]=Supply[[#This Row],[Unit Category]]),0))*INDEX(Profiles[],MATCH(1,(Profiles[Month]=Supply[[#This Row],[Month]])*(Profiles[Hour Ending]=Supply[[#This Row],[Hour Ending]]),0),MATCH(Supply[[#This Row],[Unit Category]],Profiles[#Headers],0))","v":254.7}]
[12,"ICE",17,{"$f":"INDEX(NQC[NQC MW],MATCH(1,(NQC[Month]=Supply[[#This Row],[Month]])*(NQC[Unit Category]=Supply[[#This Row],[Unit Category]]),0))*INDEX(Profiles[],MATCH(1,(Profiles[Month]=Supply[[#This Row],[Month]])*(Profiles[Hour Ending]=Supply[[#This Row],[Hour Ending]]),0),MATCH(Supply[[#This Row],[Unit Category]],Profiles[#Headers],0))","v":254.7}]
[12,"ICE",18,{"$f":"INDEX(NQC[NQC MW],MATCH(1,(NQC[Month]=Supply[[#This Row],[Month]])*(NQC[Unit Category]=Supply[[#This Row],[Unit Category]]),0))*INDEX(Profiles[],MATCH(1,(Profiles[Month]=Supply[[#This Row],[Month]])*(Profiles[Hour Ending]=Supply[[#This Row],[Hour Ending]]),0),MATCH(Supply[[#This Row],[Unit Category]],Profiles[#Headers],0))","v":254.7}]
[12,"ICE",19,{"$f":"INDEX(NQC[NQC MW],MATCH(1,(NQC[Month]=Supply[[#This Row],[Month]])*(NQC[Unit Category]=Supply[[#This Row],[Unit Category]]),0))*INDEX(Profiles[],MATCH(1,(Profiles[Month]=Supply[[#This Row],[Month]])*(Profiles[Hour Ending]=Supply[[#This Row],[Hour Ending]]),0),MATCH(Supply[[#This Row],[Unit Category]],Profiles[#Headers],0))","v":254.7}]
[12,"ICE",20,{"$f":"INDEX(NQC[NQC MW],MATCH(1,(NQC[Month]=Supply[[#This Row],[Month]])*(NQC[Unit Category]=Supply[[#This Row],[Unit Category]]),0))*INDEX(Profiles[],MATCH(1,(Profiles[Month]=Supply[[#This Row],[Month]])*(Profiles[Hour Ending]=Supply[[#This Row],[Hour Ending]]),0),MATCH(Supply[[#This Row],[Unit Category]],Profiles[#Headers],0))","v":254.7}]
[12,"ICE",21,{"$f":"INDEX(NQC[NQC MW],MATCH(1,(NQC[Month]=Supply[[#This Row],[Month]])*(NQC[Unit Category]=Supply[[#This Row],[Unit Category]]),0))*INDEX(Profiles[],MATCH(1,(Profiles[Month]=Supply[[#This Row],[Month]])*(Profiles[Hour Ending]=Supply[[#This Row],[Hour Ending]]),0),MATCH(Supply[[#This Row],[Unit Category]],Profiles[#Headers],0))","v":254.7}]
[12,"ICE",22,{"$f":"INDEX(NQC[NQC MW],MATCH(1,(NQC[Month]=Supply[[#This Row],[Month]])*(NQC[Unit Category]=Supply[[#This Row],[Unit Category]]),0))*INDEX(Profiles[],MATCH(1,(Profiles[Month]=Supply[[#This Row],[Month]])*(Profiles[Hour Ending]=Supply[[#This Row],[Hour Ending]]),0),MATCH(Supply[[#This Row],[Unit Category]],Profiles[#Headers],0))","v":254.7}]
[12,"ICE",23,{"$f":"INDEX(NQC[NQC MW],MATCH(1,(NQC[Month]=Supply[[#This Row],[Month]])*(NQC[Unit Category]=Supply[[#This Row],[Unit Category]]),0))*INDEX(Profiles[],MATCH(1,(Profiles[Month]=Supply[[#This Row],[Month]])*(Profiles[Hour Ending]=Supply[[#This Row],[Hour Ending]]),0),MATCH(Supply[[#This Row],[Unit Category]],Profiles[#Headers],0))","v":254.7}]
[12,"ICE",24,{"$f":"INDEX(NQC[NQC MW],MATCH(1,(NQC[Month]=Supply[[#This Row],[Month]])*(NQC[Unit Category]=Supply[[#This Row],[Unit Category]]),0))*INDEX(Profiles[],MATCH(1,(Profiles[Month]=Supply[[#This Row],[Month]])*(Profiles[Hour Ending]=Supply[[#This Row],[Hour Ending]]),0),MATCH(Supply[[#This Row],[Unit Category]],Profiles[#Headers],0))","v":254.7}]
[12,"Interchange",1,{"$f":"INDEX(NQC[NQC MW],MATCH(1,(NQC[Month]=Supply[[#This Row],[Month]])*(NQC[Unit Category]=Supply[[#This Row],[Unit Category]]),0))*INDEX(Profiles[],MATCH(1,(Profiles[Month]=Supply[[#This Row],[Month]])*(Profiles[Hour Ending]=Supply[[#This Row],[Hour Ending]]),0),MATCH(Supply[[#This Row],[Unit Category]],Profiles[#Headers],0))","v":2500}]
[12,"Interchange",2,{"$f":"INDEX(NQC[NQC MW],MATCH(1,(NQC[Month]=Supply[[#This Row],[Month]])*(NQC[Unit Category]=Supply[[#This Row],[Unit Category]]),0))*INDEX(Profiles[],MATCH(1,(Profiles[Month]=Supply[[#This Row],[Month]])*(Profiles[Hour Ending]=Supply[[#This Row],[Hour Ending]]),0),MATCH(Supply[[#This Row],[Unit Category]],Profiles[#Headers],0))","v":2500}]
[12,"Interchange",3,{"$f":"INDEX(NQC[NQC MW],MATCH(1,(NQC[Month]=Supply[[#This Row],[Month]])*(NQC[Unit Category]=Supply[[#This Row],[Unit Category]]),0))*INDEX(Profiles[],MATCH(1,(Profiles[Month]=Supply[[#This Row],[Month]])*(Profiles[Hour Ending]=Supply[[#This Row],[Hour Ending]]),0),MATCH(Supply[[#This Row],[Unit Category]],Profiles[#Headers],0))","v":2500}]
[12,"Interchange",4,{"$f":"INDEX(NQC[NQC MW],MATCH(1,(NQC[Month]=Supply[[#This Row],[Month]])*(NQC[Unit Category]=Supply[[#This Row],[Unit Category]]),0))*INDEX(Profiles[],MATCH(1,(Profiles[Month]=Supply[[#This Row],[Month]])*(Profiles[Hour Ending]=Supply[[#This Row],[Hour Ending]]),0),MATCH(Supply[[#This Row],[Unit Category]],Profiles[#Headers],0))","v":2500}]
[12,"Interchange",5,{"$f":"INDEX(NQC[NQC MW],MATCH(1,(NQC[Month]=Supply[[#This Row],[Month]])*(NQC[Unit Category]=Supply[[#This Row],[Unit Category]]),0))*INDEX(Profiles[],MATCH(1,(Profiles[Month]=Supply[[#This Row],[Month]])*(Profiles[Hour Ending]=Supply[[#This Row],[Hour Ending]]),0),MATCH(Supply[[#This Row],[Unit Category]],Profiles[#Headers],0))","v":2500}]
[12,"Interchange",6,{"$f":"INDEX(NQC[NQC MW],MATCH(1,(NQC[Month]=Supply[[#This Row],[Month]])*(NQC[Unit Category]=Supply[[#This Row],[Unit Category]]),0))*INDEX(Profiles[],MATCH(1,(Profiles[Month]=Supply[[#This Row],[Month]])*(Profiles[Hour Ending]=Supply[[#This Row],[Hour Ending]]),0),MATCH(Supply[[#This Row],[Unit Category]],Profiles[#Headers],0))","v":2500}]
[12,"Interchange",7,{"$f":"INDEX(NQC[NQC MW],MATCH(1,(NQC[Month]=Supply[[#This Row],[Month]])*(NQC[Unit Category]=Supply[[#This Row],[Unit Category]]),0))*INDEX(Profiles[],MATCH(1,(Profiles[Month]=Supply[[#This Row],[Month]])*(Profiles[Hour Ending]=Supply[[#This Row],[Hour Ending]]),0),MATCH(Supply[[#This Row],[Unit Category]],Profiles[#Headers],0))","v":2500}]
[12,"Interchange",8,{"$f":"INDEX(NQC[NQC MW],MATCH(1,(NQC[Month]=Supply[[#This Row],[Month]])*(NQC[Unit Category]=Supply[[#This Row],[Unit Category]]),0))*INDEX(Profiles[],MATCH(1,(Profiles[Month]=Supply[[#This Row],[Month]])*(Profiles[Hour Ending]=Supply[[#This Row],[Hour Ending]]),0),MATCH(Supply[[#This Row],[Unit Category]],Profiles[#Headers],0))","v":2500}]
[12,"Interchange",9,{"$f":"INDEX(NQC[NQC MW],MATCH(1,(NQC[Month]=Supply[[#This Row],[Month]])*(NQC[Unit Category]=Supply[[#This Row],[Unit Category]]),0))*INDEX(Profiles[],MATCH(1,(Profiles[Month]=Supply[[#This Row],[Month]])*(Profiles[Hour Ending]=Supply[[#This Row],[Hour Ending]]),0),MATCH(Supply[[#This Row],[Unit Category]],Profiles[#Headers],0))","v":2500}]
[12,"Interchange",10,{"$f":"INDEX(NQC[NQC MW],MATCH(1,(NQC[Month]=Supply[[#This Row],[Month]])*(NQC[Unit Category]=Supply[[#This Row],[Unit Category]]),0))*INDEX(Profiles[],MATCH(1,(Profiles[Month]=Supply[[#This Row],[Month]])*(Profiles[Hour Ending]=Supply[[#This Row],[Hour Ending]]),0),MATCH(Supply[[#This Row],[Unit Category]],Profiles[#Headers],0))","v":2500}]
[12,"Interchange",11,{"$f":"INDEX(NQC[NQC MW],MATCH(1,(NQC[Month]=Supply[[#This Row],[Month]])*(NQC[Unit Category]=Supply[[#This Row],[Unit Category]]),0))*INDEX(Profiles[],MATCH(1,(Profiles[Month]=Supply[[#This Row],[Month]])*(Profiles[Hour Ending]=Supply[[#This Row],[Hour Ending]]),0),MATCH(Supply[[#This Row],[Unit Category]],Profiles[#Headers],0))","v":2500}]
[12,"Interchange",12,{"$f":"INDEX(NQC[NQC MW],MATCH(1,(NQC[Month]=Supply[[#This Row],[Month]])*(NQC[Unit Category]=Supply[[#This Row],[Unit Category]]),0))*INDEX(Profiles[],MATCH(1,(Profiles[Month]=Supply[[#This Row],[Month]])*(Profiles[Hour Ending]=Supply[[#This Row],[Hour Ending]]),0),MATCH(Supply[[#This Row],[Unit Category]],Profiles[#Headers],0))","v":2500}]
[12,"Interchange",13,{"$f":"INDEX(NQC[NQC MW],MATCH(1,(NQC[Month]=Supply[[#This Row],[Month]])*(NQC[Unit Category]=Supply[[#This Row],[Unit Category]]),0))*INDEX(Profiles[],MATCH(1,(Profiles[Month]=Supply[[#This Row],[Month]])*(Profiles[Hour Ending]=Supply[[#This Row],[Hour Ending]]),0),MATCH(Supply[[#This Row],[Unit Category]],Profiles[#Headers],0))","v":2500}]
[12,"Interchange",14,{"$f":"INDEX(NQC[NQC MW],MATCH(1,(NQC[Month]=Supply[[#This Row],[Month]])*(NQC[Unit Category]=Supply[[#This Row],[Unit Category]]),0))*INDEX(Profiles[],MATCH(1,(Profiles[Month]=Supply[[#This Row],[Month]])*(Profiles[Hour Ending]=Supply[[#This Row],[Hour Ending]]),0),MATCH(Supply[[#This Row],[Unit Category]],Profiles[#Headers],0))","v":2500}]
[12,"Interchange",15,{"$f":"INDEX(NQC[NQC MW],MATCH(1,(NQC[Month]=Supply[[#This Row],[Month]])*(NQC[Unit Category]=Supply[[#This Row],[Unit Category]]),0))*INDEX(Profiles[],MATCH(1,(Profiles[Month]=Supply[[#This Row],[Month]])*(Profiles[Hour Ending]=Supply[[#This Row],[Hour Ending]]),0),MATCH(Supply[[#This Row],[Unit Category]],Profiles[#Headers],0))","v":2500}]
[12,"Interchange",16,{"$f":"INDEX(NQC[NQC MW],MATCH(1,(NQC[Month]=Supply[[#This Row],[Month]])*(NQC[Unit Category]=Supply[[#This Row],[Unit Category]]),0))*INDEX(Profiles[],MATCH(1,(Profiles[Month]=Supply[[#This Row],[Month]])*(Profiles[Hour Ending]=Supply[[#This Row],[Hour Ending]]),0),MATCH(Supply[[#This Row],[Unit Category]],Profiles[#Headers],0))","v":2500}]
[12,"Interchange",17,{"$f":"INDEX(NQC[NQC MW],MATCH(1,(NQC[Month]=Supply[[#This Row],[Month]])*(NQC[Unit Category]=Supply[[#This Row],[Unit Category]]),0))*INDEX(Profiles[],MATCH(1,(Profiles[Month]=Supply[[#This Row],[Month]])*(Profiles[Hour Ending]=Supply[[#This Row],[Hour Ending]]),0),MATCH(Supply[[#This Row],[Unit Category]],Profiles[#Headers],0))","v":2500}]
[12,"Interchange",18,{"$f":"INDEX(NQC[NQC MW],MATCH(1,(NQC[Month]=Supply[[#This Row],[Month]])*(NQC[Unit Category]=Supply[[#This Row],[Unit Category]]),0))*INDEX(Profiles[],MATCH(1,(Profiles[Month]=Supply[[#This Row],[Month]])*(Profiles[Hour Ending]=Supply[[#This Row],[Hour Ending]]),0),MATCH(Supply[[#This Row],[Unit Category]],Profiles[#Headers],0))","v":2500}]
[12,"Interchange",19,{"$f":"INDEX(NQC[NQC MW],MATCH(1,(NQC[Month]=Supply[[#This Row],[Month]])*(NQC[Unit Category]=Supply[[#This Row],[Unit Category]]),0))*INDEX(Profiles[],MATCH(1,(Profiles[Month]=Supply[[#This Row],[Month]])*(Profiles[Hour Ending]=Supply[[#This Row],[Hour Ending]]),0),MATCH(Supply[[#This Row],[Unit Category]],Profiles[#Headers],0))","v":2500}]
[12,"Interchange",20,{"$f":"INDEX(NQC[NQC MW],MATCH(1,(NQC[Month]=Supply[[#This Row],[Month]])*(NQC[Unit Category]=Supply[[#This Row],[Unit Category]]),0))*INDEX(Profiles[],MATCH(1,(Profiles[Month]=Supply[[#This Row],[Month]])*(Profiles[Hour Ending]=Supply[[#This Row],[Hour Ending]]),0),MATCH(Supply[[#This Row],[Unit Category]],Profiles[#Headers],0))","v":2500}]
[12,"Interchange",21,{"$f":"INDEX(NQC[NQC MW],MATCH(1,(NQC[Month]=Supply[[#This Row],[Month]])*(NQC[Unit Category]=Supply[[#This Row],[Unit Category]]),0))*INDEX(Profiles[],MATCH(1,(Profiles[Month]=Supply[[#This Row],[Month]])*(Profiles[Hour Ending]=Supply[[#This Row],[Hour Ending]]),0),MATCH(Supply[[#This Row],[Unit Category]],Profiles[#Headers],0))","v":2500}]
[12,"Interchange",22,{"$f":"INDEX(NQC[NQC MW],MATCH(1,(NQC[Month]=Supply[[#This Row],[Month]])*(NQC[Unit Category]=Supply[[#This Row],[Unit Category]]),0))*INDEX(Profiles[],MATCH(1,(Profiles[Month]=Supply[[#This Row],[Month]])*(Profiles[Hour Ending]=Supply[[#This Row],[Hour Ending]]),0),MATCH(Supply[[#This Row],[Unit Category]],Profiles[#Headers],0))","v":2500}]
[12,"Interchange",23,{"$f":"INDEX(NQC[NQC MW],MATCH(1,(NQC[Month]=Supply[[#This Row],[Month]])*(NQC[Unit Category]=Supply[[#This Row],[Unit Category]]),0))*INDEX(Profiles[],MATCH(1,(Profiles[Month]=Supply[[#This Row],[Month]])*(Profiles[Hour Ending]=Supply[[#This Row],[Hour Ending]]),0),MATCH(Supply[[#This Row],[Unit Category]],Profiles[#Headers],0))","v":2500}]
[12,"Interchange",24,{"$f":"INDEX(NQC[NQC MW],MATCH(1,(NQC[Month]=Supply[[#This Row],[Month]])*(NQC[Unit Category]=Supply[[#This Row],[Unit Category]]),0))*INDEX(Profiles[],MATCH(1,(Profiles[Month]=Supply[[#This Row],[Month]])*(Profiles[Hour Ending]=Supply[[#This Row],[Hour Ending]]),0),MATCH(Supply[[#This Row],[Unit Category]],Profiles[#Headers],0))","v":2500}]
[12,"Nuclear",1,{"$f":"INDEX(NQC[NQC MW],MATCH(1,(NQC[Month]=Supply[[#This Row],[Month]])*(NQC[Unit Category]=Supply[[#This Row],[Unit Category]]),0))*INDEX(Profiles[],MATCH(1,(Profiles[Month]=Supply[[#This Row],[Month]])*(Profiles[Hour Ending]=Supply[[#This Row],[Hour Ending]]),0),MATCH(Supply[[#This Row],[Unit Category]],Profiles[#Headers],0))","v":2280}]
[12,"Nuclear",2,{"$f":"INDEX(NQC[NQC MW],MATCH(1,(NQC[Month]=Supply[[#This Row],[Month]])*(NQC[Unit Category]=Supply[[#This Row],[Unit Category]]),0))*INDEX(Profiles[],MATCH(1,(Profiles[Month]=Supply[[#This Row],[Month]])*(Profiles[Hour Ending]=Supply[[#This Row],[Hour Ending]]),0),MATCH(Supply[[#This Row],[Unit Category]],Profiles[#Headers],0))","v":2280}]
[12,"Nuclear",3,{"$f":"INDEX(NQC[NQC MW],MATCH(1,(NQC[Month]=Supply[[#This Row],[Month]])*(NQC[Unit Category]=Supply[[#This Row],[Unit Category]]),0))*INDEX(Profiles[],MATCH(1,(Profiles[Month]=Supply[[#This Row],[Month]])*(Profiles[Hour Ending]=Supply[[#This Row],[Hour Ending]]),0),MATCH(Supply[[#This Row],[Unit Category]],Profiles[#Headers],0))","v":2280}]
[12,"Nuclear",4,{"$f":"INDEX(NQC[NQC MW],MATCH(1,(NQC[Month]=Supply[[#This Row],[Month]])*(NQC[Unit Category]=Supply[[#This Row],[Unit Category]]),0))*INDEX(Profiles[],MATCH(1,(Profiles[Month]=Supply[[#This Row],[Month]])*(Profiles[Hour Ending]=Supply[[#This Row],[Hour Ending]]),0),MATCH(Supply[[#This Row],[Unit Category]],Profiles[#Headers],0))","v":2280}]
[12,"Nuclear",5,{"$f":"INDEX(NQC[NQC MW],MATCH(1,(NQC[Month]=Supply[[#This Row],[Month]])*(NQC[Unit Category]=Supply[[#This Row],[Unit Category]]),0))*INDEX(Profiles[],MATCH(1,(Profiles[Month]=Supply[[#This Row],[Month]])*(Profiles[Hour Ending]=Supply[[#This Row],[Hour Ending]]),0),MATCH(Supply[[#This Row],[Unit Category]],Profiles[#Headers],0))","v":2280}]
[12,"Nuclear",6,{"$f":"INDEX(NQC[NQC MW],MATCH(1,(NQC[Month]=Supply[[#This Row],[Month]])*(NQC[Unit Category]=Supply[[#This Row],[Unit Category]]),0))*INDEX(Profiles[],MATCH(1,(Profiles[Month]=Supply[[#This Row],[Month]])*(Profiles[Hour Ending]=Supply[[#This Row],[Hour Ending]]),0),MATCH(Supply[[#This Row],[Unit Category]],Profiles[#Headers],0))","v":2280}]
[12,"Nuclear",7,{"$f":"INDEX(NQC[NQC MW],MATCH(1,(NQC[Month]=Supply[[#This Row],[Month]])*(NQC[Unit Category]=Supply[[#This Row],[Unit Category]]),0))*INDEX(Profiles[],MATCH(1,(Profiles[Month]=Supply[[#This Row],[Month]])*(Profiles[Hour Ending]=Supply[[#This Row],[Hour Ending]]),0),MATCH(Supply[[#This Row],[Unit Category]],Profiles[#Headers],0))","v":2280}]
[12,"Nuclear",8,{"$f":"INDEX(NQC[NQC MW],MATCH(1,(NQC[Month]=Supply[[#This Row],[Month]])*(NQC[Unit Category]=Supply[[#This Row],[Unit Category]]),0))*INDEX(Profiles[],MATCH(1,(Profiles[Month]=Supply[[#This Row],[Month]])*(Profiles[Hour Ending]=Supply[[#This Row],[Hour Ending]]),0),MATCH(Supply[[#This Row],[Unit Category]],Profiles[#Headers],0))","v":2280}]
[12,"Nuclear",9,{"$f":"INDEX(NQC[NQC MW],MATCH(1,(NQC[Month]=Supply[[#This Row],[Month]])*(NQC[Unit Category]=Supply[[#This Row],[Unit Category]]),0))*INDEX(Profiles[],MATCH(1,(Profiles[Month]=Supply[[#This Row],[Month]])*(Profiles[Hour Ending]=Supply[[#This Row],[Hour Ending]]),0),MATCH(Supply[[#This Row],[Unit Category]],Profiles[#Headers],0))","v":2280}]
[12,"Nuclear",10,{"$f":"INDEX(NQC[NQC MW],MATCH(1,(NQC[Month]=Supply[[#This Row],[Month]])*(NQC[Unit Category]=Supply[[#This Row],[Unit Category]]),0))*INDEX(Profiles[],MATCH(1,(Profiles[Month]=Supply[[#This Row],[Month]])*(Profiles[Hour Ending]=Supply[[#This Row],[Hour Ending]]),0),MATCH(Supply[[#This Row],[Unit Category]],Profiles[#Headers],0))","v":2280}]
[12,"Nuclear",11,{"$f":"INDEX(NQC[NQC MW],MATCH(1,(NQC[Month]=Supply[[#This Row],[Month]])*(NQC[Unit Category]=Supply[[#This Row],[Unit Category]]),0))*INDEX(Profiles[],MATCH(1,(Profiles[Month]=Supply[[#This Row],[Month]])*(Profiles[Hour Ending]=Supply[[#This Row],[Hour Ending]]),0),MATCH(Supply[[#This Row],[Unit Category]],Profiles[#Headers],0))","v":2280}]
[12,"Nuclear",12,{"$f":"INDEX(NQC[NQC MW],MATCH(1,(NQC[Month]=Supply[[#This Row],[Month]])*(NQC[Unit Category]=Supply[[#This Row],[Unit Category]]),0))*INDEX(Profiles[],MATCH(1,(Profiles[Month]=Supply[[#This Row],[Month]])*(Profiles[Hour Ending]=Supply[[#This Row],[Hour Ending]]),0),MATCH(Supply[[#This Row],[Unit Category]],Profiles[#Headers],0))","v":2280}]
[12,"Nuclear",13,{"$f":"INDEX(NQC[NQC MW],MATCH(1,(NQC[Month]=Supply[[#This Row],[Month]])*(NQC[Unit Category]=Supply[[#This Row],[Unit Category]]),0))*INDEX(Profiles[],MATCH(1,(Profiles[Month]=Supply[[#This Row],[Month]])*(Profiles[Hour Ending]=Supply[[#This Row],[Hour Ending]]),0),MATCH(Supply[[#This Row],[Unit Category]],Profiles[#Headers],0))","v":2280}]
[12,"Nuclear",14,{"$f":"INDEX(NQC[NQC MW],MATCH(1,(NQC[Month]=Supply[[#This Row],[Month]])*(NQC[Unit Category]=Supply[[#This Row],[Unit Category]]),0))*INDEX(Profiles[],MATCH(1,(Profiles[Month]=Supply[[#This Row],[Month]])*(Profiles[Hour Ending]=Supply[[#This Row],[Hour Ending]]),0),MATCH(Supply[[#This Row],[Unit Category]],Profiles[#Headers],0))","v":2280}]
[12,"Nuclear",15,{"$f":"INDEX(NQC[NQC MW],MATCH(1,(NQC[Month]=Supply[[#This Row],[Month]])*(NQC[Unit Category]=Supply[[#This Row],[Unit Category]]),0))*INDEX(Profiles[],MATCH(1,(Profiles[Month]=Supply[[#This Row],[Month]])*(Profiles[Hour Ending]=Supply[[#This Row],[Hour Ending]]),0),MATCH(Supply[[#This Row],[Unit Category]],Profiles[#Headers],0))","v":2280}]
[12,"Nuclear",16,{"$f":"INDEX(NQC[NQC MW],MATCH(1,(NQC[Month]=Supply[[#This Row],[Month]])*(NQC[Unit Category]=Supply[[#This Row],[Unit Category]]),0))*INDEX(Profiles[],MATCH(1,(Profiles[Month]=Supply[[#This Row],[Month]])*(Profiles[Hour Ending]=Supply[[#This Row],[Hour Ending]]),0),MATCH(Supply[[#This Row],[Unit Category]],Profiles[#Headers],0))","v":2280}]
[12,"Nuclear",17,{"$f":"INDEX(NQC[NQC MW],MATCH(1,(NQC[Month]=Supply[[#This Row],[Month]])*(NQC[Unit Category]=Supply[[#This Row],[Unit Category]]),0))*INDEX(Profiles[],MATCH(1,(Profiles[Month]=Supply[[#This Row],[Month]])*(Profiles[Hour Ending]=Supply[[#This Row],[Hour Ending]]),0),MATCH(Supply[[#This Row],[Unit Category]],Profiles[#Headers],0))","v":2280}]
[12,"Nuclear",18,{"$f":"INDEX(NQC[NQC MW],MATCH(1,(NQC[Month]=Supply[[#This Row],[Month]])*(NQC[Unit Category]=Supply[[#This Row],[Unit Category]]),0))*INDEX(Profiles[],MATCH(1,(Profiles[Month]=Supply[[#This Row],[Month]])*(Profiles[Hour Ending]=Supply[[#This Row],[Hour Ending]]),0),MATCH(Supply[[#This Row],[Unit Category]],Profiles[#Headers],0))","v":2280}]
[12,"Nuclear",19,{"$f":"INDEX(NQC[NQC MW],MATCH(1,(NQC[Month]=Supply[[#This Row],[Month]])*(NQC[Unit Category]=Supply[[#This Row],[Unit Category]]),0))*INDEX(Profiles[],MATCH(1,(Profiles[Month]=Supply[[#This Row],[Month]])*(Profiles[Hour Ending]=Supply[[#This Row],[Hour Ending]]),0),MATCH(Supply[[#This Row],[Unit Category]],Profiles[#Headers],0))","v":2280}]
[12,"Nuclear",20,{"$f":"INDEX(NQC[NQC MW],MATCH(1,(NQC[Month]=Supply[[#This Row],[Month]])*(NQC[Unit Category]=Supply[[#This Row],[Unit Category]]),0))*INDEX(Profiles[],MATCH(1,(Profiles[Month]=Supply[[#This Row],[Month]])*(Profiles[Hour Ending]=Supply[[#This Row],[Hour Ending]]),0),MATCH(Supply[[#This Row],[Unit Category]],Profiles[#Headers],0))","v":2280}]
[12,"Nuclear",21,{"$f":"INDEX(NQC[NQC MW],MATCH(1,(NQC[Month]=Supply[[#This Row],[Month]])*(NQC[Unit Category]=Supply[[#This Row],[Unit Category]]),0))*INDEX(Profiles[],MATCH(1,(Profiles[Month]=Supply[[#This Row],[Month]])*(Profiles[Hour Ending]=Supply[[#This Row],[Hour Ending]]),0),MATCH(Supply[[#This Row],[Unit Category]],Profiles[#Headers],0))","v":2280}]
[12,"Nuclear",22,{"$f":"INDEX(NQC[NQC MW],MATCH(1,(NQC[Month]=Supply[[#This Row],[Month]])*(NQC[Unit Category]=Supply[[#This Row],[Unit Category]]),0))*INDEX(Profiles[],MATCH(1,(Profiles[Month]=Supply[[#This Row],[Month]])*(Profiles[Hour Ending]=Supply[[#This Row],[Hour Ending]]),0),MATCH(Supply[[#This Row],[Unit Category]],Profiles[#Headers],0))","v":2280}]
[12,"Nuclear",23,{"$f":"INDEX(NQC[NQC MW],MATCH(1,(NQC[Month]=Supply[[#This Row],[Month]])*(NQC[Unit Category]=Supply[[#This Row],[Unit Category]]),0))*INDEX(Profiles[],MATCH(1,(Profiles[Month]=Supply[[#This Row],[Month]])*(Profiles[Hour Ending]=Supply[[#This Row],[Hour Ending]]),0),MATCH(Supply[[#This Row],[Unit Category]],Profiles[#Headers],0))","v":2280}]
[12,"Nuclear",24,{"$f":"INDEX(NQC[NQC MW],MATCH(1,(NQC[Month]=Supply[[#This Row],[Month]])*(NQC[Unit Category]=Supply[[#This Row],[Unit Category]]),0))*INDEX(Profiles[],MATCH(1,(Profiles[Month]=Supply[[#This Row],[Month]])*(Profiles[Hour Ending]=Supply[[#This Row],[Hour Ending]]),0),MATCH(Supply[[#This Row],[Unit Category]],Profiles[#Headers],0))","v":2280}]
[12,"PSH",1,{"$f":"INDEX(NQC[NQC MW],MATCH(1,(NQC[Month]=Supply[[#This Row],[Month]])*(NQC[Unit Category]=Supply[[#This Row],[Unit Category]]),0))*INDEX(Profiles[],MATCH(1,(Profiles[Month]=Supply[[#This Row],[Month]])*(Profiles[Hour Ending]=Supply[[#This Row],[Hour Ending]]),0),MATCH(Supply[[#This Row],[Unit Category]],Profiles[#Headers],0))","v":1457}]
[12,"PSH",2,{"$f":"INDEX(NQC[NQC MW],MATCH(1,(NQC[Month]=Supply[[#This Row],[Month]])*(NQC[Unit Category]=Supply[[#This Row],[Unit Category]]),0))*INDEX(Profiles[],MATCH(1,(Profiles[Month]=Supply[[#This Row],[Month]])*(Profiles[Hour Ending]=Supply[[#This Row],[Hour Ending]]),0),MATCH(Supply[[#This Row],[Unit Category]],Profiles[#Headers],0))","v":1457}]
[12,"PSH",3,{"$f":"INDEX(NQC[NQC MW],MATCH(1,(NQC[Month]=Supply[[#This Row],[Month]])*(NQC[Unit Category]=Supply[[#This Row],[Unit Category]]),0))*INDEX(Profiles[],MATCH(1,(Profiles[Month]=Supply[[#This Row],[Month]])*(Profiles[Hour Ending]=Supply[[#This Row],[Hour Ending]]),0),MATCH(Supply[[#This Row],[Unit Category]],Profiles[#Headers],0))","v":1457}]
[12,"PSH",4,{"$f":"INDEX(NQC[NQC MW],MATCH(1,(NQC[Month]=Supply[[#This Row],[Month]])*(NQC[Unit Category]=Supply[[#This Row],[Unit Category]]),0))*INDEX(Profiles[],MATCH(1,(Profiles[Month]=Supply[[#This Row],[Month]])*(Profiles[Hour Ending]=Supply[[#This Row],[Hour Ending]]),0),MATCH(Supply[[#This Row],[Unit Category]],Profiles[#Headers],0))","v":1457}]
[12,"PSH",5,{"$f":"INDEX(NQC[NQC MW],MATCH(1,(NQC[Month]=Supply[[#This Row],[Month]])*(NQC[Unit Category]=Supply[[#This Row],[Unit Category]]),0))*INDEX(Profiles[],MATCH(1,(Profiles[Month]=Supply[[#This Row],[Month]])*(Profiles[Hour Ending]=Supply[[#This Row],[Hour Ending]]),0),MATCH(Supply[[#This Row],[Unit Category]],Profiles[#Headers],0))","v":1457}]
[12,"PSH",6,{"$f":"INDEX(NQC[NQC MW],MATCH(1,(NQC[Month]=Supply[[#This Row],[Month]])*(NQC[Unit Category]=Supply[[#This Row],[Unit Category]]),0))*INDEX(Profiles[],MATCH(1,(Profiles[Month]=Supply[[#This Row],[Month]])*(Profiles[Hour Ending]=Supply[[#This Row],[Hour Ending]]),0),MATCH(Supply[[#This Row],[Unit Category]],Profiles[#Headers],0))","v":1457}]
[12,"PSH",7,{"$f":"INDEX(NQC[NQC MW],MATCH(1,(NQC[Month]=Supply[[#This Row],[Month]])*(NQC[Unit Category]=Supply[[#This Row],[Unit Category]]),0))*INDEX(Profiles[],MATCH(1,(Profiles[Month]=Supply[[#This Row],[Month]])*(Profiles[Hour Ending]=Supply[[#This Row],[Hour Ending]]),0),MATCH(Supply[[#This Row],[Unit Category]],Profiles[#Headers],0))","v":1457}]
[12,"PSH",8,{"$f":"INDEX(NQC[NQC MW],MATCH(1,(NQC[Month]=Supply[[#This Row],[Month]])*(NQC[Unit Category]=Supply[[#This Row],[Unit Category]]),0))*INDEX(Profiles[],MATCH(1,(Profiles[Month]=Supply[[#This Row],[Month]])*(Profiles[Hour Ending]=Supply[[#This Row],[Hour Ending]]),0),MATCH(Supply[[#This Row],[Unit Category]],Profiles[#Headers],0))","v":1457}]
[12,"PSH",9,{"$f":"INDEX(NQC[NQC MW],MATCH(1,(NQC[Month]=Supply[[#This Row],[Month]])*(NQC[Unit Category]=Supply[[#This Row],[Unit Category]]),0))*INDEX(Profiles[],MATCH(1,(Profiles[Month]=Supply[[#This Row],[Month]])*(Profiles[Hour Ending]=Supply[[#This Row],[Hour Ending]]),0),MATCH(Supply[[#This Row],[Unit Category]],Profiles[#Headers],0))","v":1457}]
[12,"PSH",10,{"$f":"INDEX(NQC[NQC MW],MATCH(1,(NQC[Month]=Supply[[#This Row],[Month]])*(NQC[Unit Category]=Supply[[#This Row],[Unit Category]]),0))*INDEX(Profiles[],MATCH(1,(Profiles[Month]=Supply[[#This Row],[Month]])*(Profiles[Hour Ending]=Supply[[#This Row],[Hour Ending]]),0),MATCH(Supply[[#This Row],[Unit Category]],Profiles[#Headers],0))","v":1457}]
[12,"PSH",11,{"$f":"INDEX(NQC[NQC MW],MATCH(1,(NQC[Month]=Supply[[#This Row],[Month]])*(NQC[Unit Category]=Supply[[#This Row],[Unit Category]]),0))*INDEX(Profiles[],MATCH(1,(Profiles[Month]=Supply[[#This Row],[Month]])*(Profiles[Hour Ending]=Supply[[#This Row],[Hour Ending]]),0),MATCH(Supply[[#This Row],[Unit Category]],Profiles[#Headers],0))","v":1457}]
[12,"PSH",12,{"$f":"INDEX(NQC[NQC MW],MATCH(1,(NQC[Month]=Supply[[#This Row],[Month]])*(NQC[Unit Category]=Supply[[#This Row],[Unit Category]]),0))*INDEX(Profiles[],MATCH(1,(Profiles[Month]=Supply[[#This Row],[Month]])*(Profiles[Hour Ending]=Supply[[#This Row],[Hour Ending]]),0),MATCH(Supply[[#This Row],[Unit Category]],Profiles[#Headers],0))","v":1457}]
[12,"PSH",13,{"$f":"INDEX(NQC[NQC MW],MATCH(1,(NQC[Month]=Supply[[#This Row],[Month]])*(NQC[Unit Category]=Supply[[#This Row],[Unit Category]]),0))*INDEX(Profiles[],MATCH(1,(Profiles[Month]=Supply[[#This Row],[Month]])*(Profiles[Hour Ending]=Supply[[#This Row],[Hour Ending]]),0),MATCH(Supply[[#This Row],[Unit Category]],Profiles[#Headers],0))","v":1457}]
[12,"PSH",14,{"$f":"INDEX(NQC[NQC MW],MATCH(1,(NQC[Month]=Supply[[#This Row],[Month]])*(NQC[Unit Category]=Supply[[#This Row],[Unit Category]]),0))*INDEX(Profiles[],MATCH(1,(Profiles[Month]=Supply[[#This Row],[Month]])*(Profiles[Hour Ending]=Supply[[#This Row],[Hour Ending]]),0),MATCH(Supply[[#This Row],[Unit Category]],Profiles[#Headers],0))","v":1457}]
[12,"PSH",15,{"$f":"INDEX(NQC[NQC MW],MATCH(1,(NQC[Month]=Supply[[#This Row],[Month]])*(NQC[Unit Category]=Supply[[#This Row],[Unit Category]]),0))*INDEX(Profiles[],MATCH(1,(Profiles[Month]=Supply[[#This Row],[Month]])*(Profiles[Hour Ending]=Supply[[#This Row],[Hour Ending]]),0),MATCH(Supply[[#This Row],[Unit Category]],Profiles[#Headers],0))","v":1457}]
[12,"PSH",16,{"$f":"INDEX(NQC[NQC MW],MATCH(1,(NQC[Month]=Supply[[#This Row],[Month]])*(NQC[Unit Category]=Supply[[#This Row],[Unit Category]]),0))*INDEX(Profiles[],MATCH(1,(Profiles[Month]=Supply[[#This Row],[Month]])*(Profiles[Hour Ending]=Supply[[#This Row],[Hour Ending]]),0),MATCH(Supply[[#This Row],[Unit Category]],Profiles[#Headers],0))","v":1457}]
[12,"PSH",17,{"$f":"INDEX(NQC[NQC MW],MATCH(1,(NQC[Month]=Supply[[#This Row],[Month]])*(NQC[Unit Category]=Supply[[#This Row],[Unit Category]]),0))*INDEX(Profiles[],MATCH(1,(Profiles[Month]=Supply[[#This Row],[Month]])*(Profiles[Hour Ending]=Supply[[#This Row],[Hour Ending]]),0),MATCH(Supply[[#This Row],[Unit Category]],Profiles[#Headers],0))","v":1457}]
[12,"PSH",18,{"$f":"INDEX(NQC[NQC MW],MATCH(1,(NQC[Month]=Supply[[#This Row],[Month]])*(NQC[Unit Category]=Supply[[#This Row],[Unit Category]]),0))*INDEX(Profiles[],MATCH(1,(Profiles[Month]=Supply[[#This Row],[Month]])*(Profiles[Hour Ending]=Supply[[#This Row],[Hour Ending]]),0),MATCH(Supply[[#This Row],[Unit Category]],Profiles[#Headers],0))","v":1457}]
[12,"PSH",19,{"$f":"INDEX(NQC[NQC MW],MATCH(1,(NQC[Month]=Supply[[#This Row],[Month]])*(NQC[Unit Category]=Supply[[#This Row],[Unit Category]]),0))*INDEX(Profiles[],MATCH(1,(Profiles[Month]=Supply[[#This Row],[Month]])*(Profiles[Hour Ending]=Supply[[#This Row],[Hour Ending]]),0),MATCH(Supply[[#This Row],[Unit Category]],Profiles[#Headers],0))","v":1457}]
[12,"PSH",20,{"$f":"INDEX(NQC[NQC MW],MATCH(1,(NQC[Month]=Supply[[#This Row],[Month]])*(NQC[Unit Category]=Supply[[#This Row],[Unit Category]]),0))*INDEX(Profiles[],MATCH(1,(Profiles[Month]=Supply[[#This Row],[Month]])*(Profiles[Hour Ending]=Supply[[#This Row],[Hour Ending]]),0),MATCH(Supply[[#This Row],[Unit Category]],Profiles[#Headers],0))","v":1457}]
[12,"PSH",21,{"$f":"INDEX(NQC[NQC MW],MATCH(1,(NQC[Month]=Supply[[#This Row],[Month]])*(NQC[Unit Category]=Supply[[#This Row],[Unit Category]]),0))*INDEX(Profiles[],MATCH(1,(Profiles[Month]=Supply[[#This Row],[Month]])*(Profiles[Hour Ending]=Supply[[#This Row],[Hour Ending]]),0),MATCH(Supply[[#This Row],[Unit Category]],Profiles[#Headers],0))","v":1457}]
[12,"PSH",22,{"$f":"INDEX(NQC[NQC MW],MATCH(1,(NQC[Month]=Supply[[#This Row],[Month]])*(NQC[Unit Category]=Supply[[#This Row],[Unit Category]]),0))*INDEX(Profiles[],MATCH(1,(Profiles[Month]=Supply[[#This Row],[Month]])*(Profiles[Hour Ending]=Supply[[#This Row],[Hour Ending]]),0),MATCH(Supply[[#This Row],[Unit Category]],Profiles[#Headers],0))","v":1457}]
[12,"PSH",23,{"$f":"INDEX(NQC[NQC MW],MATCH(1,(NQC[Month]=Supply[[#This Row],[Month]])*(NQC[Unit Category]=Supply[[#This Row],[Unit Category]]),0))*INDEX(Profiles[],MATCH(1,(Profiles[Month]=Supply[[#This Row],[Month]])*(Profiles[Hour Ending]=Supply[[#This Row],[Hour Ending]]),0),MATCH(Supply[[#This Row],[Unit Category]],Profiles[#Headers],0))","v":1457}]
[12,"PSH",24,{"$f":"INDEX(NQC[NQC MW],MATCH(1,(NQC[Month]=Supply[[#This Row],[Month]])*(NQC[Unit Category]=Supply[[#This Row],[Unit Category]]),0))*INDEX(Profiles[],MATCH(1,(Profiles[Month]=Supply[[#This Row],[Month]])*(Profiles[Hour Ending]=Supply[[#This Row],[Hour Ending]]),0),MATCH(Supply[[#This Row],[Unit Category]],Profiles[#Headers],0))","v":1457}]
[12,"Storage",1,{"$f":"INDEX(NQC[NQC MW],MATCH(1,(NQC[Month]=Supply[[#This Row],[Month]])*(NQC[Unit Category]=Supply[[#This Row],[Unit Category]]),0))*INDEX(Profiles[],MATCH(1,(Profiles[Month]=Supply[[#This Row],[Month]])*(Profiles[Hour Ending]=Supply[[#This Row],[Hour Ending]]),0),MATCH(Supply[[#This Row],[Unit Category]],Profiles[#Headers],0))","v":13590.91}]
[12,"Storage",2,{"$f":"INDEX(NQC[NQC MW],MATCH(1,(NQC[Month]=Supply[[#This Row],[Month]])*(NQC[Unit Category]=Supply[[#This Row],[Unit Category]]),0))*INDEX(Profiles[],MATCH(1,(Profiles[Month]=Supply[[#This Row],[Month]])*(Profiles[Hour Ending]=Supply[[#This Row],[Hour Ending]]),0),MATCH(Supply[[#This Row],[Unit Category]],Profiles[#Headers],0))","v":13590.91}]
[12,"Storage",3,{"$f":"INDEX(NQC[NQC MW],MATCH(1,(NQC[Month]=Supply[[#This Row],[Month]])*(NQC[Unit Category]=Supply[[#This Row],[Unit Category]]),0))*INDEX(Profiles[],MATCH(1,(Profiles[Month]=Supply[[#This Row],[Month]])*(Profiles[Hour Ending]=Supply[[#This Row],[Hour Ending]]),0),MATCH(Supply[[#This Row],[Unit Category]],Profiles[#Headers],0))","v":13590.91}]
[12,"Storage",4,{"$f":"INDEX(NQC[NQC MW],MATCH(1,(NQC[Month]=Supply[[#This Row],[Month]])*(NQC[Unit Category]=Supply[[#This Row],[Unit Category]]),0))*INDEX(Profiles[],MATCH(1,(Profiles[Month]=Supply[[#This Row],[Month]])*(Profiles[Hour Ending]=Supply[[#This Row],[Hour Ending]]),0),MATCH(Supply[[#This Row],[Unit Category]],Profiles[#Headers],0))","v":13590.91}]
[12,"Storage",5,{"$f":"INDEX(NQC[NQC MW],MATCH(1,(NQC[Month]=Supply[[#This Row],[Month]])*(NQC[Unit Category]=Supply[[#This Row],[Unit Category]]),0))*INDEX(Profiles[],MATCH(1,(Profiles[Month]=Supply[[#This Row],[Month]])*(Profiles[Hour Ending]=Supply[[#This Row],[Hour Ending]]),0),MATCH(Supply[[#This Row],[Unit Category]],Profiles[#Headers],0))","v":13590.91}]
[12,"Storage",6,{"$f":"INDEX(NQC[NQC MW],MATCH(1,(NQC[Month]=Supply[[#This Row],[Month]])*(NQC[Unit Category]=Supply[[#This Row],[Unit Category]]),0))*INDEX(Profiles[],MATCH(1,(Profiles[Month]=Supply[[#This Row],[Month]])*(Profiles[Hour Ending]=Supply[[#This Row],[Hour Ending]]),0),MATCH(Supply[[#This Row],[Unit Category]],Profiles[#Headers],0))","v":13590.91}]
[12,"Storage",7,{"$f":"INDEX(NQC[NQC MW],MATCH(1,(NQC[Month]=Supply[[#This Row],[Month]])*(NQC[Unit Category]=Supply[[#This Row],[Unit Category]]),0))*INDEX(Profiles[],MATCH(1,(Profiles[Month]=Supply[[#This Row],[Month]])*(Profiles[Hour Ending]=Supply[[#This Row],[Hour Ending]]),0),MATCH(Supply[[#This Row],[Unit Category]],Profiles[#Headers],0))","v":13590.91}]
[12,"Storage",8,{"$f":"INDEX(NQC[NQC MW],MATCH(1,(NQC[Month]=Supply[[#This Row],[Month]])*(NQC[Unit Category]=Supply[[#This Row],[Unit Category]]),0))*INDEX(Profiles[],MATCH(1,(Profiles[Month]=Supply[[#This Row],[Month]])*(Profiles[Hour Ending]=Supply[[#This Row],[Hour Ending]]),0),MATCH(Supply[[#This Row],[Unit Category]],Profiles[#Headers],0))","v":13590.91}]
[12,"Storage",9,{"$f":"INDEX(NQC[NQC MW],MATCH(1,(NQC[Month]=Supply[[#This Row],[Month]])*(NQC[Unit Category]=Supply[[#This Row],[Unit Category]]),0))*INDEX(Profiles[],MATCH(1,(Profiles[Month]=Supply[[#This Row],[Month]])*(Profiles[Hour Ending]=Supply[[#This Row],[Hour Ending]]),0),MATCH(Supply[[#This Row],[Unit Category]],Profiles[#Headers],0))","v":13590.91}]
[12,"Storage",10,{"$f":"INDEX(NQC[NQC MW],MATCH(1,(NQC[Month]=Supply[[#This Row],[Month]])*(NQC[Unit Category]=Supply[[#This Row],[Unit Category]]),0))*INDEX(Profiles[],MATCH(1,(Profiles[Month]=Supply[[#This Row],[Month]])*(Profiles[Hour Ending]=Supply[[#This Row],[Hour Ending]]),0),MATCH(Supply[[#This Row],[Unit Category]],Profiles[#Headers],0))","v":13590.91}]
[12,"Storage",11,{"$f":"INDEX(NQC[NQC MW],MATCH(1,(NQC[Month]=Supply[[#This Row],[Month]])*(NQC[Unit Category]=Supply[[#This Row],[Unit Category]]),0))*INDEX(Profiles[],MATCH(1,(Profiles[Month]=Supply[[#This Row],[Month]])*(Profiles[Hour Ending]=Supply[[#This Row],[Hour Ending]]),0),MATCH(Supply[[#This Row],[Unit Category]],Profiles[#Headers],0))","v":13590.91}]
[12,"Storage",12,{"$f":"INDEX(NQC[NQC MW],MATCH(1,(NQC[Month]=Supply[[#This Row],[Month]])*(NQC[Unit Category]=Supply[[#This Row],[Unit Category]]),0))*INDEX(Profiles[],MATCH(1,(Profiles[Month]=Supply[[#This Row],[Month]])*(Profiles[Hour Ending]=Supply[[#This Row],[Hour Ending]]),0),MATCH(Supply[[#This Row],[Unit Category]],Profiles[#Headers],0))","v":13590.91}]
[12,"Storage",13,{"$f":"INDEX(NQC[NQC MW],MATCH(1,(NQC[Month]=Supply[[#This Row],[Month]])*(NQC[Unit Category]=Supply[[#This Row],[Unit Category]]),0))*INDEX(Profiles[],MATCH(1,(Profiles[Month]=Supply[[#This Row],[Month]])*(Profiles[Hour Ending]=Supply[[#This Row],[Hour Ending]]),0),MATCH(Supply[[#This Row],[Unit Category]],Profiles[#Headers],0))","v":13590.91}]
[12,"Storage",14,{"$f":"INDEX(NQC[NQC MW],MATCH(1,(NQC[Month]=Supply[[#This Row],[Month]])*(NQC[Unit Category]=Supply[[#This Row],[Unit Category]]),0))*INDEX(Profiles[],MATCH(1,(Profiles[Month]=Supply[[#This Row],[Month]])*(Profiles[Hour Ending]=Supply[[#This Row],[Hour Ending]]),0),MATCH(Supply[[#This Row],[Unit Category]],Profiles[#Headers],0))","v":13590.91}]
[12,"Storage",15,{"$f":"INDEX(NQC[NQC MW],MATCH(1,(NQC[Month]=Supply[[#This Row],[Month]])*(NQC[Unit Category]=Supply[[#This Row],[Unit Category]]),0))*INDEX(Profiles[],MATCH(1,(Profiles[Month]=Supply[[#This Row],[Month]])*(Profiles[Hour Ending]=Supply[[#This Row],[Hour Ending]]),0),MATCH(Supply[[#This Row],[Unit Category]],Profiles[#Headers],0))","v":13590.91}]
[12,"Storage",16,{"$f":"INDEX(NQC[NQC MW],MATCH(1,(NQC[Month]=Supply[[#This Row],[Month]])*(NQC[Unit Category]=Supply[[#This Row],[Unit Category]]),0))*INDEX(Profiles[],MATCH(1,(Profiles[Month]=Supply[[#This Row],[Month]])*(Profiles[Hour Ending]=Supply[[#This Row],[Hour Ending]]),0),MATCH(Supply[[#This Row],[Unit Category]],Profiles[#Headers],0))","v":13590.91}]
[12,"Storage",17,{"$f":"INDEX(NQC[NQC MW],MATCH(1,(NQC[Month]=Supply[[#This Row],[Month]])*(NQC[Unit Category]=Supply[[#This Row],[Unit Category]]),0))*INDEX(Profiles[],MATCH(1,(Profiles[Month]=Supply[[#This Row],[Month]])*(Profiles[Hour Ending]=Supply[[#This Row],[Hour Ending]]),0),MATCH(Supply[[#This Row],[Unit Category]],Profiles[#Headers],0))","v":13590.91}]
[12,"Storage",18,{"$f":"INDEX(NQC[NQC MW],MATCH(1,(NQC[Month]=Supply[[#This Row],[Month]])*(NQC[Unit Category]=Supply[[#This Row],[Unit Category]]),0))*INDEX(Profiles[],MATCH(1,(Profiles[Month]=Supply[[#This Row],[Month]])*(Profiles[Hour Ending]=Supply[[#This Row],[Hour Ending]]),0),MATCH(Supply[[#This Row],[Unit Category]],Profiles[#Headers],0))","v":13590.91}]
[12,"Storage",19,{"$f":"INDEX(NQC[NQC MW],MATCH(1,(NQC[Month]=Supply[[#This Row],[Month]])*(NQC[Unit Category]=Supply[[#This Row],[Unit Category]]),0))*INDEX(Profiles[],MATCH(1,(Profiles[Month]=Supply[[#This Row],[Month]])*(Profiles[Hour Ending]=Supply[[#This Row],[Hour Ending]]),0),MATCH(Supply[[#This Row],[Unit Category]],Profiles[#Headers],0))","v":13590.91}]
[12,"Storage",20,{"$f":"INDEX(NQC[NQC MW],MATCH(1,(NQC[Month]=Supply[[#This Row],[Month]])*(NQC[Unit Category]=Supply[[#This Row],[Unit Category]]),0))*INDEX(Profiles[],MATCH(1,(Profiles[Month]=Supply[[#This Row],[Month]])*(Profiles[Hour Ending]=Supply[[#This Row],[Hour Ending]]),0),MATCH(Supply[[#This Row],[Unit Category]],Profiles[#Headers],0))","v":13590.91}]
[12,"Storage",21,{"$f":"INDEX(NQC[NQC MW],MATCH(1,(NQC[Month]=Supply[[#This Row],[Month]])*(NQC[Unit Category]=Supply[[#This Row],[Unit Category]]),0))*INDEX(Profiles[],MATCH(1,(Profiles[Month]=Supply[[#This Row],[Month]])*(Profiles[Hour Ending]=Supply[[#This Row],[Hour Ending]]),0),MATCH(Supply[[#This Row],[Unit Category]],Profiles[#Headers],0))","v":13590.91}]
[12,"Storage",22,{"$f":"INDEX(NQC[NQC MW],MATCH(1,(NQC[Month]=Supply[[#This Row],[Month]])*(NQC[Unit Category]=Supply[[#This Row],[Unit Category]]),0))*INDEX(Profiles[],MATCH(1,(Profiles[Month]=Supply[[#This Row],[Month]])*(Profiles[Hour Ending]=Supply[[#This Row],[Hour Ending]]),0),MATCH(Supply[[#This Row],[Unit Category]],Profiles[#Headers],0))","v":13590.91}]
[12,"Storage",23,{"$f":"INDEX(NQC[NQC MW],MATCH(1,(NQC[Month]=Supply[[#This Row],[Month]])*(NQC[Unit Category]=Supply[[#This Row],[Unit Category]]),0))*INDEX(Profiles[],MATCH(1,(Profiles[Month]=Supply[[#This Row],[Month]])*(Profiles[Hour Ending]=Supply[[#This Row],[Hour Ending]]),0),MATCH(Supply[[#This Row],[Unit Category]],Profiles[#Headers],0))","v":13590.91}]
[12,"Storage",24,{"$f":"INDEX(NQC[NQC MW],MATCH(1,(NQC[Month]=Supply[[#This Row],[Month]])*(NQC[Unit Category]=Supply[[#This Row],[Unit Category]]),0))*INDEX(Profiles[],MATCH(1,(Profiles[Month]=Supply[[#This Row],[Month]])*(Profiles[Hour Ending]=Supply[[#This Row],[Hour Ending]]),0),MATCH(Supply[[#This Row],[Unit Category]],Profiles[#Headers],0))","v":13590.91}]
[12,"Solar Fixed_Norcal",1,{"$f":"INDEX(NQC[NQC MW],MATCH(1,(NQC[Month]=Supply[[#This Row],[Month]])*(NQC[Unit Category]=Supply[[#This Row],[Unit Category]]),0))*INDEX(Profiles[],MATCH(1,(Profiles[Month]=Supply[[#This Row],[Month]])*(Profiles[Hour Ending]=Supply[[#This Row],[Hour Ending]]),0),MATCH(Supply[[#This Row],[Unit Category]],Profiles[#Headers],0))","v":0}]
[12,"Solar Fixed_Norcal",2,{"$f":"INDEX(NQC[NQC MW],MATCH(1,(NQC[Month]=Supply[[#This Row],[Month]])*(NQC[Unit Category]=Supply[[#This Row],[Unit Category]]),0))*INDEX(Profiles[],MATCH(1,(Profiles[Month]=Supply[[#This Row],[Month]])*(Profiles[Hour Ending]=Supply[[#This Row],[Hour Ending]]),0),MATCH(Supply[[#This Row],[Unit Category]],Profiles[#Headers],0))","v":0}]
[12,"Solar Fixed_Norcal",3,{"$f":"INDEX(NQC[NQC MW],MATCH(1,(NQC[Month]=Supply[[#This Row],[Month]])*(NQC[Unit Category]=Supply[[#This Row],[Unit Category]]),0))*INDEX(Profiles[],MATCH(1,(Profiles[Month]=Supply[[#This Row],[Month]])*(Profiles[Hour Ending]=Supply[[#This Row],[Hour Ending]]),0),MATCH(Supply[[#This Row],[Unit Category]],Profiles[#Headers],0))","v":0}]
[12,"Solar Fixed_Norcal",4,{"$f":"INDEX(NQC[NQC MW],MATCH(1,(NQC[Month]=Supply[[#This Row],[Month]])*(NQC[Unit Category]=Supply[[#This Row],[Unit Category]]),0))*INDEX(Profiles[],MATCH(1,(Profiles[Month]=Supply[[#This Row],[Month]])*(Profiles[Hour Ending]=Supply[[#This Row],[Hour Ending]]),0),MATCH(Supply[[#This Row],[Unit Category]],Profiles[#Headers],0))","v":0}]
[12,"Solar Fixed_Norcal",5,{"$f":"INDEX(NQC[NQC MW],MATCH(1,(NQC[Month]=Supply[[#This Row],[Month]])*(NQC[Unit Category]=Supply[[#This Row],[Unit Category]]),0))*INDEX(Profiles[],MATCH(1,(Profiles[Month]=Supply[[#This Row],[Month]])*(Profiles[Hour Ending]=Supply[[#This Row],[Hour Ending]]),0),MATCH(Supply[[#This Row],[Unit Category]],Profiles[#Headers],0))","v":0}]
[12,"Solar Fixed_Norcal",6,{"$f":"INDEX(NQC[NQC MW],MATCH(1,(NQC[Month]=Supply[[#This Row],[Month]])*(NQC[Unit Category]=Supply[[#This Row],[Unit Category]]),0))*INDEX(Profiles[],MATCH(1,(Profiles[Month]=Supply[[#This Row],[Month]])*(Profiles[Hour Ending]=Supply[[#This Row],[Hour Ending]]),0),MATCH(Supply[[#This Row],[Unit Category]],Profiles[#Headers],0))","v":0}]
[12,"Solar Fixed_Norcal",7,{"$f":"INDEX(NQC[NQC MW],MATCH(1,(NQC[Month]=Supply[[#This Row],[Month]])*(NQC[Unit Category]=Supply[[#This Row],[Unit Category]]),0))*INDEX(Profiles[],MATCH(1,(Profiles[Month]=Supply[[#This Row],[Month]])*(Profiles[Hour Ending]=Supply[[#This Row],[Hour Ending]]),0),MATCH(Supply[[#This Row],[Unit Category]],Profiles[#Headers],0))","v":0}]
[12,"Solar Fixed_Norcal",8,{"$f":"INDEX(NQC[NQC MW],MATCH(1,(NQC[Month]=Supply[[#This Row],[Month]])*(NQC[Unit Category]=Supply[[#This Row],[Unit Category]]),0))*INDEX(Profiles[],MATCH(1,(Profiles[Month]=Supply[[#This Row],[Month]])*(Profiles[Hour Ending]=Supply[[#This Row],[Hour Ending]]),0),MATCH(Supply[[#This Row],[Unit Category]],Profiles[#Headers],0))","v":68.981012055617811}]
[12,"Solar Fixed_Norcal",9,{"$f":"INDEX(NQC[NQC MW],MATCH(1,(NQC[Month]=Supply[[#This Row],[Month]])*(NQC[Unit Category]=Supply[[#This Row],[Unit Category]]),0))*INDEX(Profiles[],MATCH(1,(Profiles[Month]=Supply[[#This Row],[Month]])*(Profiles[Hour Ending]=Supply[[#This Row],[Hour Ending]]),0),MATCH(Supply[[#This Row],[Unit Category]],Profiles[#Headers],0))","v":358.554611971405}]
[12,"Solar Fixed_Norcal",10,{"$f":"INDEX(NQC[NQC MW],MATCH(1,(NQC[Month]=Supply[[#This Row],[Month]])*(NQC[Unit Category]=Supply[[#This Row],[Unit Category]]),0))*INDEX(Profiles[],MATCH(1,(Profiles[Month]=Supply[[#This Row],[Month]])*(Profiles[Hour Ending]=Supply[[#This Row],[Hour Ending]]),0),MATCH(Supply[[#This Row],[Unit Category]],Profiles[#Headers],0))","v":695.82832584489245}]
[12,"Solar Fixed_Norcal",11,{"$f":"INDEX(NQC[NQC MW],MATCH(1,(NQC[Month]=Supply[[#This Row],[Month]])*(NQC[Unit Category]=Supply[[#This Row],[Unit Category]]),0))*INDEX(Profiles[],MATCH(1,(Profiles[Month]=Supply[[#This Row],[Month]])*(Profiles[Hour Ending]=Supply[[#This Row],[Hour Ending]]),0),MATCH(Supply[[#This Row],[Unit Category]],Profiles[#Headers],0))","v":881.50688888913612}]
[12,"Solar Fixed_Norcal",12,{"$f":"INDEX(NQC[NQC MW],MATCH(1,(NQC[Month]=Supply[[#This Row],[Month]])*(NQC[Unit Category]=Supply[[#This Row],[Unit Category]]),0))*INDEX(Profiles[],MATCH(1,(Profiles[Month]=Supply[[#This Row],[Month]])*(Profiles[Hour Ending]=Supply[[#This Row],[Hour Ending]]),0),MATCH(Supply[[#This Row],[Unit Category]],Profiles[#Headers],0))","v":965.51526169819306}]
[12,"Solar Fixed_Norcal",13,{"$f":"INDEX(NQC[NQC MW],MATCH(1,(NQC[Month]=Supply[[#This Row],[Month]])*(NQC[Unit Category]=Supply[[#This Row],[Unit Category]]),0))*INDEX(Profiles[],MATCH(1,(Profiles[Month]=Supply[[#This Row],[Month]])*(Profiles[Hour Ending]=Supply[[#This Row],[Hour Ending]]),0),MATCH(Supply[[#This Row],[Unit Category]],Profiles[#Headers],0))","v":941.34723259748466}]
[12,"Solar Fixed_Norcal",14,{"$f":"INDEX(NQC[NQC MW],MATCH(1,(NQC[Month]=Supply[[#This Row],[Month]])*(NQC[Unit Category]=Supply[[#This Row],[Unit Category]]),0))*INDEX(Profiles[],MATCH(1,(Profiles[Month]=Supply[[#This Row],[Month]])*(Profiles[Hour Ending]=Supply[[#This Row],[Hour Ending]]),0),MATCH(Supply[[#This Row],[Unit Category]],Profiles[#Headers],0))","v":869.27845555433339}]
[12,"Solar Fixed_Norcal",15,{"$f":"INDEX(NQC[NQC MW],MATCH(1,(NQC[Month]=Supply[[#This Row],[Month]])*(NQC[Unit Category]=Supply[[#This Row],[Unit Category]]),0))*INDEX(Profiles[],MATCH(1,(Profiles[Month]=Supply[[#This Row],[Month]])*(Profiles[Hour Ending]=Supply[[#This Row],[Hour Ending]]),0),MATCH(Supply[[#This Row],[Unit Category]],Profiles[#Headers],0))","v":750.03431935016522}]
[12,"Solar Fixed_Norcal",16,{"$f":"INDEX(NQC[NQC MW],MATCH(1,(NQC[Month]=Supply[[#This Row],[Month]])*(NQC[Unit Category]=Supply[[#This Row],[Unit Category]]),0))*INDEX(Profiles[],MATCH(1,(Profiles[Month]=Supply[[#This Row],[Month]])*(Profiles[Hour Ending]=Supply[[#This Row],[Hour Ending]]),0),MATCH(Supply[[#This Row],[Unit Category]],Profiles[#Headers],0))","v":423.38187973161712}]
[12,"Solar Fixed_Norcal",17,{"$f":"INDEX(NQC[NQC MW],MATCH(1,(NQC[Month]=Supply[[#This Row],[Month]])*(NQC[Unit Category]=Supply[[#This Row],[Unit Category]]),0))*INDEX(Profiles[],MATCH(1,(Profiles[Month]=Supply[[#This Row],[Month]])*(Profiles[Hour Ending]=Supply[[#This Row],[Hour Ending]]),0),MATCH(Supply[[#This Row],[Unit Category]],Profiles[#Headers],0))","v":53.870370511191211}]
[12,"Solar Fixed_Norcal",18,{"$f":"INDEX(NQC[NQC MW],MATCH(1,(NQC[Month]=Supply[[#This Row],[Month]])*(NQC[Unit Category]=Supply[[#This Row],[Unit Category]]),0))*INDEX(Profiles[],MATCH(1,(Profiles[Month]=Supply[[#This Row],[Month]])*(Profiles[Hour Ending]=Supply[[#This Row],[Hour Ending]]),0),MATCH(Supply[[#This Row],[Unit Category]],Profiles[#Headers],0))","v":0}]
[12,"Solar Fixed_Norcal",19,{"$f":"INDEX(NQC[NQC MW],MATCH(1,(NQC[Month]=Supply[[#This Row],[Month]])*(NQC[Unit Category]=Supply[[#This Row],[Unit Category]]),0))*INDEX(Profiles[],MATCH(1,(Profiles[Month]=Supply[[#This Row],[Month]])*(Profiles[Hour Ending]=Supply[[#This Row],[Hour Ending]]),0),MATCH(Supply[[#This Row],[Unit Category]],Profiles[#Headers],0))","v":0}]
[12,"Solar Fixed_Norcal",20,{"$f":"INDEX(NQC[NQC MW],MATCH(1,(NQC[Month]=Supply[[#This Row],[Month]])*(NQC[Unit Category]=Supply[[#This Row],[Unit Category]]),0))*INDEX(Profiles[],MATCH(1,(Profiles[Month]=Supply[[#This Row],[Month]])*(Profiles[Hour Ending]=Supply[[#This Row],[Hour Ending]]),0),MATCH(Supply[[#This Row],[Unit Category]],Profiles[#Headers],0))","v":0}]
[12,"Solar Fixed_Norcal",21,{"$f":"INDEX(NQC[NQC MW],MATCH(1,(NQC[Month]=Supply[[#This Row],[Month]])*(NQC[Unit Category]=Supply[[#This Row],[Unit Category]]),0))*INDEX(Profiles[],MATCH(1,(Profiles[Month]=Supply[[#This Row],[Month]])*(Profiles[Hour Ending]=Supply[[#This Row],[Hour Ending]]),0),MATCH(Supply[[#This Row],[Unit Category]],Profiles[#Headers],0))","v":0}]
[12,"Solar Fixed_Norcal",22,{"$f":"INDEX(NQC[NQC MW],MATCH(1,(NQC[Month]=Supply[[#This Row],[Month]])*(NQC[Unit Category]=Supply[[#This Row],[Unit Category]]),0))*INDEX(Profiles[],MATCH(1,(Profiles[Month]=Supply[[#This Row],[Month]])*(Profiles[Hour Ending]=Supply[[#This Row],[Hour Ending]]),0),MATCH(Supply[[#This Row],[Unit Category]],Profiles[#Headers],0))","v":0}]
[12,"Solar Fixed_Norcal",23,{"$f":"INDEX(NQC[NQC MW],MATCH(1,(NQC[Month]=Supply[[#This Row],[Month]])*(NQC[Unit Category]=Supply[[#This Row],[Unit Category]]),0))*INDEX(Profiles[],MATCH(1,(Profiles[Month]=Supply[[#This Row],[Month]])*(Profiles[Hour Ending]=Supply[[#This Row],[Hour Ending]]),0),MATCH(Supply[[#This Row],[Unit Category]],Profiles[#Headers],0))","v":0}]
[12,"Solar Fixed_Norcal",24,{"$f":"INDEX(NQC[NQC MW],MATCH(1,(NQC[Month]=Supply[[#This Row],[Month]])*(NQC[Unit Category]=Supply[[#This Row],[Unit Category]]),0))*INDEX(Profiles[],MATCH(1,(Profiles[Month]=Supply[[#This Row],[Month]])*(Profiles[Hour Ending]=Supply[[#This Row],[Hour Ending]]),0),MATCH(Supply[[#This Row],[Unit Category]],Profiles[#Headers],0))","v":0}]
[12,"Solar Fixed_Socal",1,{"$f":"INDEX(NQC[NQC MW],MATCH(1,(NQC[Month]=Supply[[#This Row],[Month]])*(NQC[Unit Category]=Supply[[#This Row],[Unit Category]]),0))*INDEX(Profiles[],MATCH(1,(Profiles[Month]=Supply[[#This Row],[Month]])*(Profiles[Hour Ending]=Supply[[#This Row],[Hour Ending]]),0),MATCH(Supply[[#This Row],[Unit Category]],Profiles[#Headers],0))","v":2.4912686178664755E-3}]
[12,"Solar Fixed_Socal",2,{"$f":"INDEX(NQC[NQC MW],MATCH(1,(NQC[Month]=Supply[[#This Row],[Month]])*(NQC[Unit Category]=Supply[[#This Row],[Unit Category]]),0))*INDEX(Profiles[],MATCH(1,(Profiles[Month]=Supply[[#This Row],[Month]])*(Profiles[Hour Ending]=Supply[[#This Row],[Hour Ending]]),0),MATCH(Supply[[#This Row],[Unit Category]],Profiles[#Headers],0))","v":-1.7179456272862315E-4}]
[12,"Solar Fixed_Socal",3,{"$f":"INDEX(NQC[NQC MW],MATCH(1,(NQC[Month]=Supply[[#This Row],[Month]])*(NQC[Unit Category]=Supply[[#This Row],[Unit Category]]),0))*INDEX(Profiles[],MATCH(1,(Profiles[Month]=Supply[[#This Row],[Month]])*(Profiles[Hour Ending]=Supply[[#This Row],[Hour Ending]]),0),MATCH(Supply[[#This Row],[Unit Category]],Profiles[#Headers],0))","v":-2.6738129186944554E-3}]
[12,"Solar Fixed_Socal",4,{"$f":"INDEX(NQC[NQC MW],MATCH(1,(NQC[Month]=Supply[[#This Row],[Month]])*(NQC[Unit Category]=Supply[[#This Row],[Unit Category]]),0))*INDEX(Profiles[],MATCH(1,(Profiles[Month]=Supply[[#This Row],[Month]])*(Profiles[Hour Ending]=Supply[[#This Row],[Hour Ending]]),0),MATCH(Supply[[#This Row],[Unit Category]],Profiles[#Headers],0))","v":-3.2896221116208257E-3}]
[12,"Solar Fixed_Socal",5,{"$f":"INDEX(NQC[NQC MW],MATCH(1,(NQC[Month]=Supply[[#This Row],[Month]])*(NQC[Unit Category]=Supply[[#This Row],[Unit Category]]),0))*INDEX(Profiles[],MATCH(1,(Profiles[Month]=Supply[[#This Row],[Month]])*(Profiles[Hour Ending]=Supply[[#This Row],[Hour Ending]]),0),MATCH(Supply[[#This Row],[Unit Category]],Profiles[#Headers],0))","v":-1.8671906586418135E-3}]
[12,"Solar Fixed_Socal",6,{"$f":"INDEX(NQC[NQC MW],MATCH(1,(NQC[Month]=Supply[[#This Row],[Month]])*(NQC[Unit Category]=Supply[[#This Row],[Unit Category]]),0))*INDEX(Profiles[],MATCH(1,(Profiles[Month]=Supply[[#This Row],[Month]])*(Profiles[Hour Ending]=Supply[[#This Row],[Hour Ending]]),0),MATCH(Supply[[#This Row],[Unit Category]],Profiles[#Headers],0))","v":-9.584664882459769E-4}]
[12,"Solar Fixed_Socal",7,{"$f":"INDEX(NQC[NQC MW],MATCH(1,(NQC[Month]=Supply[[#This Row],[Month]])*(NQC[Unit Category]=Supply[[#This Row],[Unit Category]]),0))*INDEX(Profiles[],MATCH(1,(Profiles[Month]=Supply[[#This Row],[Month]])*(Profiles[Hour Ending]=Supply[[#This Row],[Hour Ending]]),0),MATCH(Supply[[#This Row],[Unit Category]],Profiles[#Headers],0))","v":15.616933022391045}]
[12,"Solar Fixed_Socal",8,{"$f":"INDEX(NQC[NQC MW],MATCH(1,(NQC[Month]=Supply[[#This Row],[Month]])*(NQC[Unit Category]=Supply[[#This Row],[Unit Category]]),0))*INDEX(Profiles[],MATCH(1,(Profiles[Month]=Supply[[#This Row],[Month]])*(Profiles[Hour Ending]=Supply[[#This Row],[Hour Ending]]),0),MATCH(Supply[[#This Row],[Unit Category]],Profiles[#Headers],0))","v":561.01102576620997}]
[12,"Solar Fixed_Socal",9,{"$f":"INDEX(NQC[NQC MW],MATCH(1,(NQC[Month]=Supply[[#This Row],[Month]])*(NQC[Unit Category]=Supply[[#This Row],[Unit Category]]),0))*INDEX(Profiles[],MATCH(1,(Profiles[Month]=Supply[[#This Row],[Month]])*(Profiles[Hour Ending]=Supply[[#This Row],[Hour Ending]]),0),MATCH(Supply[[#This Row],[Unit Category]],Profiles[#Headers],0))","v":1633.7133217543201}]
[12,"Solar Fixed_Socal",10,{"$f":"INDEX(NQC[NQC MW],MATCH(1,(NQC[Month]=Supply[[#This Row],[Month]])*(NQC[Unit Category]=Supply[[#This Row],[Unit Category]]),0))*INDEX(Profiles[],MATCH(1,(Profiles[Month]=Supply[[#This Row],[Month]])*(Profiles[Hour Ending]=Supply[[#This Row],[Hour Ending]]),0),MATCH(Supply[[#This Row],[Unit Category]],Profiles[#Headers],0))","v":2207.9689986090143}]
[12,"Solar Fixed_Socal",11,{"$f":"INDEX(NQC[NQC MW],MATCH(1,(NQC[Month]=Supply[[#This Row],[Month]])*(NQC[Unit Category]=Supply[[#This Row],[Unit Category]]),0))*INDEX(Profiles[],MATCH(1,(Profiles[Month]=Supply[[#This Row],[Month]])*(Profiles[Hour Ending]=Supply[[#This Row],[Hour Ending]]),0),MATCH(Supply[[#This Row],[Unit Category]],Profiles[#Headers],0))","v":2403.7247598613208}]
[12,"Solar Fixed_Socal",12,{"$f":"INDEX(NQC[NQC MW],MATCH(1,(NQC[Month]=Supply[[#This Row],[Month]])*(NQC[Unit Category]=Supply[[#This Row],[Unit Category]]),0))*INDEX(Profiles[],MATCH(1,(Profiles[Month]=Supply[[#This Row],[Month]])*(Profiles[Hour Ending]=Supply[[#This Row],[Hour Ending]]),0),MATCH(Supply[[#This Row],[Unit Category]],Profiles[#Headers],0))","v":2534.7977580717529}]
[12,"Solar Fixed_Socal",13,{"$f":"INDEX(NQC[NQC MW],MATCH(1,(NQC[Month]=Supply[[#This Row],[Month]])*(NQC[Unit Category]=Supply[[#This Row],[Unit Category]]),0))*INDEX(Profiles[],MATCH(1,(Profiles[Month]=Supply[[#This Row],[Month]])*(Profiles[Hour Ending]=Supply[[#This Row],[Hour Ending]]),0),MATCH(Supply[[#This Row],[Unit Category]],Profiles[#Headers],0))","v":2506.627080997027}]
[12,"Solar Fixed_Socal",14,{"$f":"INDEX(NQC[NQC MW],MATCH(1,(NQC[Month]=Supply[[#This Row],[Month]])*(NQC[Unit Category]=Supply[[#This Row],[Unit Category]]),0))*INDEX(Profiles[],MATCH(1,(Profiles[Month]=Supply[[#This Row],[Month]])*(Profiles[Hour Ending]=Supply[[#This Row],[Hour Ending]]),0),MATCH(Supply[[#This Row],[Unit Category]],Profiles[#Headers],0))","v":2294.3287277602099}]
[12,"Solar Fixed_Socal",15,{"$f":"INDEX(NQC[NQC MW],MATCH(1,(NQC[Month]=Supply[[#This Row],[Month]])*(NQC[Unit Category]=Supply[[#This Row],[Unit Category]]),0))*INDEX(Profiles[],MATCH(1,(Profiles[Month]=Supply[[#This Row],[Month]])*(Profiles[Hour Ending]=Supply[[#This Row],[Hour Ending]]),0),MATCH(Supply[[#This Row],[Unit Category]],Profiles[#Headers],0))","v":1801.2572413933588}]
[12,"Solar Fixed_Socal",16,{"$f":"INDEX(NQC[NQC MW],MATCH(1,(NQC[Month]=Supply[[#This Row],[Month]])*(NQC[Unit Category]=Supply[[#This Row],[Unit Category]]),0))*INDEX(Profiles[],MATCH(1,(Profiles[Month]=Supply[[#This Row],[Month]])*(Profiles[Hour Ending]=Supply[[#This Row],[Hour Ending]]),0),MATCH(Supply[[#This Row],[Unit Category]],Profiles[#Headers],0))","v":830.87683531028858}]
[12,"Solar Fixed_Socal",17,{"$f":"INDEX(NQC[NQC MW],MATCH(1,(NQC[Month]=Supply[[#This Row],[Month]])*(NQC[Unit Category]=Supply[[#This Row],[Unit Category]]),0))*INDEX(Profiles[],MATCH(1,(Profiles[Month]=Supply[[#This Row],[Month]])*(Profiles[Hour Ending]=Supply[[#This Row],[Hour Ending]]),0),MATCH(Supply[[#This Row],[Unit Category]],Profiles[#Headers],0))","v":52.623657719853433}]
[12,"Solar Fixed_Socal",18,{"$f":"INDEX(NQC[NQC MW],MATCH(1,(NQC[Month]=Supply[[#This Row],[Month]])*(NQC[Unit Category]=Supply[[#This Row],[Unit Category]]),0))*INDEX(Profiles[],MATCH(1,(Profiles[Month]=Supply[[#This Row],[Month]])*(Profiles[Hour Ending]=Supply[[#This Row],[Hour Ending]]),0),MATCH(Supply[[#This Row],[Unit Category]],Profiles[#Headers],0))","v":2.7062248427389531E-2}]
[12,"Solar Fixed_Socal",19,{"$f":"INDEX(NQC[NQC MW],MATCH(1,(NQC[Month]=Supply[[#This Row],[Month]])*(NQC[Unit Category]=Supply[[#This Row],[Unit Category]]),0))*INDEX(Profiles[],MATCH(1,(Profiles[Month]=Supply[[#This Row],[Month]])*(Profiles[Hour Ending]=Supply[[#This Row],[Hour Ending]]),0),MATCH(Supply[[#This Row],[Unit Category]],Profiles[#Headers],0))","v":2.4905856225423725E-2}]
[12,"Solar Fixed_Socal",20,{"$f":"INDEX(NQC[NQC MW],MATCH(1,(NQC[Month]=Supply[[#This Row],[Month]])*(NQC[Unit Category]=Supply[[#This Row],[Unit Category]]),0))*INDEX(Profiles[],MATCH(1,(Profiles[Month]=Supply[[#This Row],[Month]])*(Profiles[Hour Ending]=Supply[[#This Row],[Hour Ending]]),0),MATCH(Supply[[#This Row],[Unit Category]],Profiles[#Headers],0))","v":2.6902709191490428E-2}]
[12,"Solar Fixed_Socal",21,{"$f":"INDEX(NQC[NQC MW],MATCH(1,(NQC[Month]=Supply[[#This Row],[Month]])*(NQC[Unit Category]=Supply[[#This Row],[Unit Category]]),0))*INDEX(Profiles[],MATCH(1,(Profiles[Month]=Supply[[#This Row],[Month]])*(Profiles[Hour Ending]=Supply[[#This Row],[Hour Ending]]),0),MATCH(Supply[[#This Row],[Unit Category]],Profiles[#Headers],0))","v":2.5067649197071225E-2}]
[12,"Solar Fixed_Socal",22,{"$f":"INDEX(NQC[NQC MW],MATCH(1,(NQC[Month]=Supply[[#This Row],[Month]])*(NQC[Unit Category]=Supply[[#This Row],[Unit Category]]),0))*INDEX(Profiles[],MATCH(1,(Profiles[Month]=Supply[[#This Row],[Month]])*(Profiles[Hour Ending]=Supply[[#This Row],[Hour Ending]]),0),MATCH(Supply[[#This Row],[Unit Category]],Profiles[#Headers],0))","v":2.1795945451448352E-2}]
[12,"Solar Fixed_Socal",23,{"$f":"INDEX(NQC[NQC MW],MATCH(1,(NQC[Month]=Supply[[#This Row],[Month]])*(NQC[Unit Category]=Supply[[#This Row],[Unit Category]]),0))*INDEX(Profiles[],MATCH(1,(Profiles[Month]=Supply[[#This Row],[Month]])*(Profiles[Hour Ending]=Supply[[#This Row],[Hour Ending]]),0),MATCH(Supply[[#This Row],[Unit Category]],Profiles[#Headers],0))","v":1.4750247102608352E-2}]
[12,"Solar Fixed_Socal",24,{"$f":"INDEX(NQC[NQC MW],MATCH(1,(NQC[Month]=Supply[[#This Row],[Month]])*(NQC[Unit Category]=Supply[[#This Row],[Unit Category]]),0))*INDEX(Profiles[],MATCH(1,(Profiles[Month]=Supply[[#This Row],[Month]])*(Profiles[Hour Ending]=Supply[[#This Row],[Hour Ending]]),0),MATCH(Supply[[#This Row],[Unit Category]],Profiles[#Headers],0))","v":8.1407421952196229E-3}]
[12,"Solar Thermal_Norcal",1,{"$f":"INDEX(NQC[NQC MW],MATCH(1,(NQC[Month]=Supply[[#This Row],[Month]])*(NQC[Unit Category]=Supply[[#This Row],[Unit Category]]),0))*INDEX(Profiles[],MATCH(1,(Profiles[Month]=Supply[[#This Row],[Month]])*(Profiles[Hour Ending]=Supply[[#This Row],[Hour Ending]]),0),MATCH(Supply[[#This Row],[Unit Category]],Profiles[#Headers],0))","v":0}]
[12,"Solar Thermal_Norcal",2,{"$f":"INDEX(NQC[NQC MW],MATCH(1,(NQC[Month]=Supply[[#This Row],[Month]])*(NQC[Unit Category]=Supply[[#This Row],[Unit Category]]),0))*INDEX(Profiles[],MATCH(1,(Profiles[Month]=Supply[[#This Row],[Month]])*(Profiles[Hour Ending]=Supply[[#This Row],[Hour Ending]]),0),MATCH(Supply[[#This Row],[Unit Category]],Profiles[#Headers],0))","v":0}]
[12,"Solar Thermal_Norcal",3,{"$f":"INDEX(NQC[NQC MW],MATCH(1,(NQC[Month]=Supply[[#This Row],[Month]])*(NQC[Unit Category]=Supply[[#This Row],[Unit Category]]),0))*INDEX(Profiles[],MATCH(1,(Profiles[Month]=Supply[[#This Row],[Month]])*(Profiles[Hour Ending]=Supply[[#This Row],[Hour Ending]]),0),MATCH(Supply[[#This Row],[Unit Category]],Profiles[#Headers],0))","v":0}]
[12,"Solar Thermal_Norcal",4,{"$f":"INDEX(NQC[NQC MW],MATCH(1,(NQC[Month]=Supply[[#This Row],[Month]])*(NQC[Unit Category]=Supply[[#This Row],[Unit Category]]),0))*INDEX(Profiles[],MATCH(1,(Profiles[Month]=Supply[[#This Row],[Month]])*(Profiles[Hour Ending]=Supply[[#This Row],[Hour Ending]]),0),MATCH(Supply[[#This Row],[Unit Category]],Profiles[#Headers],0))","v":0}]
[12,"Solar Thermal_Norcal",5,{"$f":"INDEX(NQC[NQC MW],MATCH(1,(NQC[Month]=Supply[[#This Row],[Month]])*(NQC[Unit Category]=Supply[[#This Row],[Unit Category]]),0))*INDEX(Profiles[],MATCH(1,(Profiles[Month]=Supply[[#This Row],[Month]])*(Profiles[Hour Ending]=Supply[[#This Row],[Hour Ending]]),0),MATCH(Supply[[#This Row],[Unit Category]],Profiles[#Headers],0))","v":0}]
[12,"Solar Thermal_Norcal",6,{"$f":"INDEX(NQC[NQC MW],MATCH(1,(NQC[Month]=Supply[[#This Row],[Month]])*(NQC[Unit Category]=Supply[[#This Row],[Unit Category]]),0))*INDEX(Profiles[],MATCH(1,(Profiles[Month]=Supply[[#This Row],[Month]])*(Profiles[Hour Ending]=Supply[[#This Row],[Hour Ending]]),0),MATCH(Supply[[#This Row],[Unit Category]],Profiles[#Headers],0))","v":0}]
[12,"Solar Thermal_Norcal",7,{"$f":"INDEX(NQC[NQC MW],MATCH(1,(NQC[Month]=Supply[[#This Row],[Month]])*(NQC[Unit Category]=Supply[[#This Row],[Unit Category]]),0))*INDEX(Profiles[],MATCH(1,(Profiles[Month]=Supply[[#This Row],[Month]])*(Profiles[Hour Ending]=Supply[[#This Row],[Hour Ending]]),0),MATCH(Supply[[#This Row],[Unit Category]],Profiles[#Headers],0))","v":0}]
[12,"Solar Thermal_Norcal",8,{"$f":"INDEX(NQC[NQC MW],MATCH(1,(NQC[Month]=Supply[[#This Row],[Month]])*(NQC[Unit Category]=Supply[[#This Row],[Unit Category]]),0))*INDEX(Profiles[],MATCH(1,(Profiles[Month]=Supply[[#This Row],[Month]])*(Profiles[Hour Ending]=Supply[[#This Row],[Hour Ending]]),0),MATCH(Supply[[#This Row],[Unit Category]],Profiles[#Headers],0))","v":0}]
[12,"Solar Thermal_Norcal",9,{"$f":"INDEX(NQC[NQC MW],MATCH(1,(NQC[Month]=Supply[[#This Row],[Month]])*(NQC[Unit Category]=Supply[[#This Row],[Unit Category]]),0))*INDEX(Profiles[],MATCH(1,(Profiles[Month]=Supply[[#This Row],[Month]])*(Profiles[Hour Ending]=Supply[[#This Row],[Hour Ending]]),0),MATCH(Supply[[#This Row],[Unit Category]],Profiles[#Headers],0))","v":0}]
[12,"Solar Thermal_Norcal",10,{"$f":"INDEX(NQC[NQC MW],MATCH(1,(NQC[Month]=Supply[[#This Row],[Month]])*(NQC[Unit Category]=Supply[[#This Row],[Unit Category]]),0))*INDEX(Profiles[],MATCH(1,(Profiles[Month]=Supply[[#This Row],[Month]])*(Profiles[Hour Ending]=Supply[[#This Row],[Hour Ending]]),0),MATCH(Supply[[#This Row],[Unit Category]],Profiles[#Headers],0))","v":0}]
[12,"Solar Thermal_Norcal",11,{"$f":"INDEX(NQC[NQC MW],MATCH(1,(NQC[Month]=Supply[[#This Row],[Month]])*(NQC[Unit Category]=Supply[[#This Row],[Unit Category]]),0))*INDEX(Profiles[],MATCH(1,(Profiles[Month]=Supply[[#This Row],[Month]])*(Profiles[Hour Ending]=Supply[[#This Row],[Hour Ending]]),0),MATCH(Supply[[#This Row],[Unit Category]],Profiles[#Headers],0))","v":0}]
[12,"Solar Thermal_Norcal",12,{"$f":"INDEX(NQC[NQC MW],MATCH(1,(NQC[Month]=Supply[[#This Row],[Month]])*(NQC[Unit Category]=Supply[[#This Row],[Unit Category]]),0))*INDEX(Profiles[],MATCH(1,(Profiles[Month]=Supply[[#This Row],[Month]])*(Profiles[Hour Ending]=Supply[[#This Row],[Hour Ending]]),0),MATCH(Supply[[#This Row],[Unit Category]],Profiles[#Headers],0))","v":0}]
[12,"Solar Thermal_Norcal",13,{"$f":"INDEX(NQC[NQC MW],MATCH(1,(NQC[Month]=Supply[[#This Row],[Month]])*(NQC[Unit Category]=Supply[[#This Row],[Unit Category]]),0))*INDEX(Profiles[],MATCH(1,(Profiles[Month]=Supply[[#This Row],[Month]])*(Profiles[Hour Ending]=Supply[[#This Row],[Hour Ending]]),0),MATCH(Supply[[#This Row],[Unit Category]],Profiles[#Headers],0))","v":0}]
[12,"Solar Thermal_Norcal",14,{"$f":"INDEX(NQC[NQC MW],MATCH(1,(NQC[Month]=Supply[[#This Row],[Month]])*(NQC[Unit Category]=Supply[[#This Row],[Unit Category]]),0))*INDEX(Profiles[],MATCH(1,(Profiles[Month]=Supply[[#This Row],[Month]])*(Profiles[Hour Ending]=Supply[[#This Row],[Hour Ending]]),0),MATCH(Supply[[#This Row],[Unit Category]],Profiles[#Headers],0))","v":0}]
[12,"Solar Thermal_Norcal",15,{"$f":"INDEX(NQC[NQC MW],MATCH(1,(NQC[Month]=Supply[[#This Row],[Month]])*(NQC[Unit Category]=Supply[[#This Row],[Unit Category]]),0))*INDEX(Profiles[],MATCH(1,(Profiles[Month]=Supply[[#This Row],[Month]])*(Profiles[Hour Ending]=Supply[[#This Row],[Hour Ending]]),0),MATCH(Supply[[#This Row],[Unit Category]],Profiles[#Headers],0))","v":0}]
[12,"Solar Thermal_Norcal",16,{"$f":"INDEX(NQC[NQC MW],MATCH(1,(NQC[Month]=Supply[[#This Row],[Month]])*(NQC[Unit Category]=Supply[[#This Row],[Unit Category]]),0))*INDEX(Profiles[],MATCH(1,(Profiles[Month]=Supply[[#This Row],[Month]])*(Profiles[Hour Ending]=Supply[[#This Row],[Hour Ending]]),0),MATCH(Supply[[#This Row],[Unit Category]],Profiles[#Headers],0))","v":0}]
[12,"Solar Thermal_Norcal",17,{"$f":"INDEX(NQC[NQC MW],MATCH(1,(NQC[Month]=Supply[[#This Row],[Month]])*(NQC[Unit Category]=Supply[[#This Row],[Unit Category]]),0))*INDEX(Profiles[],MATCH(1,(Profiles[Month]=Supply[[#This Row],[Month]])*(Profiles[Hour Ending]=Supply[[#This Row],[Hour Ending]]),0),MATCH(Supply[[#This Row],[Unit Category]],Profiles[#Headers],0))","v":0}]
[12,"Solar Thermal_Norcal",18,{"$f":"INDEX(NQC[NQC MW],MATCH(1,(NQC[Month]=Supply[[#This Row],[Month]])*(NQC[Unit Category]=Supply[[#This Row],[Unit Category]]),0))*INDEX(Profiles[],MATCH(1,(Profiles[Month]=Supply[[#This Row],[Month]])*(Profiles[Hour Ending]=Supply[[#This Row],[Hour Ending]]),0),MATCH(Supply[[#This Row],[Unit Category]],Profiles[#Headers],0))","v":0}]
[12,"Solar Thermal_Norcal",19,{"$f":"INDEX(NQC[NQC MW],MATCH(1,(NQC[Month]=Supply[[#This Row],[Month]])*(NQC[Unit Category]=Supply[[#This Row],[Unit Category]]),0))*INDEX(Profiles[],MATCH(1,(Profiles[Month]=Supply[[#This Row],[Month]])*(Profiles[Hour Ending]=Supply[[#This Row],[Hour Ending]]),0),MATCH(Supply[[#This Row],[Unit Category]],Profiles[#Headers],0))","v":0}]
[12,"Solar Thermal_Norcal",20,{"$f":"INDEX(NQC[NQC MW],MATCH(1,(NQC[Month]=Supply[[#This Row],[Month]])*(NQC[Unit Category]=Supply[[#This Row],[Unit Category]]),0))*INDEX(Profiles[],MATCH(1,(Profiles[Month]=Supply[[#This Row],[Month]])*(Profiles[Hour Ending]=Supply[[#This Row],[Hour Ending]]),0),MATCH(Supply[[#This Row],[Unit Category]],Profiles[#Headers],0))","v":0}]
[12,"Solar Thermal_Norcal",21,{"$f":"INDEX(NQC[NQC MW],MATCH(1,(NQC[Month]=Supply[[#This Row],[Month]])*(NQC[Unit Category]=Supply[[#This Row],[Unit Category]]),0))*INDEX(Profiles[],MATCH(1,(Profiles[Month]=Supply[[#This Row],[Month]])*(Profiles[Hour Ending]=Supply[[#This Row],[Hour Ending]]),0),MATCH(Supply[[#This Row],[Unit Category]],Profiles[#Headers],0))","v":0}]
[12,"Solar Thermal_Norcal",22,{"$f":"INDEX(NQC[NQC MW],MATCH(1,(NQC[Month]=Supply[[#This Row],[Month]])*(NQC[Unit Category]=Supply[[#This Row],[Unit Category]]),0))*INDEX(Profiles[],MATCH(1,(Profiles[Month]=Supply[[#This Row],[Month]])*(Profiles[Hour Ending]=Supply[[#This Row],[Hour Ending]]),0),MATCH(Supply[[#This Row],[Unit Category]],Profiles[#Headers],0))","v":0}]
[12,"Solar Thermal_Norcal",23,{"$f":"INDEX(NQC[NQC MW],MATCH(1,(NQC[Month]=Supply[[#This Row],[Month]])*(NQC[Unit Category]=Supply[[#This Row],[Unit Category]]),0))*INDEX(Profiles[],MATCH(1,(Profiles[Month]=Supply[[#This Row],[Month]])*(Profiles[Hour Ending]=Supply[[#This Row],[Hour Ending]]),0),MATCH(Supply[[#This Row],[Unit Category]],Profiles[#Headers],0))","v":0}]
[12,"Solar Thermal_Norcal",24,{"$f":"INDEX(NQC[NQC MW],MATCH(1,(NQC[Month]=Supply[[#This Row],[Month]])*(NQC[Unit Category]=Supply[[#This Row],[Unit Category]]),0))*INDEX(Profiles[],MATCH(1,(Profiles[Month]=Supply[[#This Row],[Month]])*(Profiles[Hour Ending]=Supply[[#This Row],[Hour Ending]]),0),MATCH(Supply[[#This Row],[Unit Category]],Profiles[#Headers],0))","v":0}]
[12,"Solar Thermal_Socal",1,{"$f":"INDEX(NQC[NQC MW],MATCH(1,(NQC[Month]=Supply[[#This Row],[Month]])*(NQC[Unit Category]=Supply[[#This Row],[Unit Category]]),0))*INDEX(Profiles[],MATCH(1,(Profiles[Month]=Supply[[#This Row],[Month]])*(Profiles[Hour Ending]=Supply[[#This Row],[Hour Ending]]),0),MATCH(Supply[[#This Row],[Unit Category]],Profiles[#Headers],0))","v":0}]
[12,"Solar Thermal_Socal",2,{"$f":"INDEX(NQC[NQC MW],MATCH(1,(NQC[Month]=Supply[[#This Row],[Month]])*(NQC[Unit Category]=Supply[[#This Row],[Unit Category]]),0))*INDEX(Profiles[],MATCH(1,(Profiles[Month]=Supply[[#This Row],[Month]])*(Profiles[Hour Ending]=Supply[[#This Row],[Hour Ending]]),0),MATCH(Supply[[#This Row],[Unit Category]],Profiles[#Headers],0))","v":0}]
[12,"Solar Thermal_Socal",3,{"$f":"INDEX(NQC[NQC MW],MATCH(1,(NQC[Month]=Supply[[#This Row],[Month]])*(NQC[Unit Category]=Supply[[#This Row],[Unit Category]]),0))*INDEX(Profiles[],MATCH(1,(Profiles[Month]=Supply[[#This Row],[Month]])*(Profiles[Hour Ending]=Supply[[#This Row],[Hour Ending]]),0),MATCH(Supply[[#This Row],[Unit Category]],Profiles[#Headers],0))","v":0}]
[12,"Solar Thermal_Socal",4,{"$f":"INDEX(NQC[NQC MW],MATCH(1,(NQC[Month]=Supply[[#This Row],[Month]])*(NQC[Unit Category]=Supply[[#This Row],[Unit Category]]),0))*INDEX(Profiles[],MATCH(1,(Profiles[Month]=Supply[[#This Row],[Month]])*(Profiles[Hour Ending]=Supply[[#This Row],[Hour Ending]]),0),MATCH(Supply[[#This Row],[Unit Category]],Profiles[#Headers],0))","v":0}]
[12,"Solar Thermal_Socal",5,{"$f":"INDEX(NQC[NQC MW],MATCH(1,(NQC[Month]=Supply[[#This Row],[Month]])*(NQC[Unit Category]=Supply[[#This Row],[Unit Category]]),0))*INDEX(Profiles[],MATCH(1,(Profiles[Month]=Supply[[#This Row],[Month]])*(Profiles[Hour Ending]=Supply[[#This Row],[Hour Ending]]),0),MATCH(Supply[[#This Row],[Unit Category]],Profiles[#Headers],0))","v":0}]
[12,"Solar Thermal_Socal",6,{"$f":"INDEX(NQC[NQC MW],MATCH(1,(NQC[Month]=Supply[[#This Row],[Month]])*(NQC[Unit Category]=Supply[[#This Row],[Unit Category]]),0))*INDEX(Profiles[],MATCH(1,(Profiles[Month]=Supply[[#This Row],[Month]])*(Profiles[Hour Ending]=Supply[[#This Row],[Hour Ending]]),0),MATCH(Supply[[#This Row],[Unit Category]],Profiles[#Headers],0))","v":0}]
[12,"Solar Thermal_Socal",7,{"$f":"INDEX(NQC[NQC MW],MATCH(1,(NQC[Month]=Supply[[#This Row],[Month]])*(NQC[Unit Category]=Supply[[#This Row],[Unit Category]]),0))*INDEX(Profiles[],MATCH(1,(Profiles[Month]=Supply[[#This Row],[Month]])*(Profiles[Hour Ending]=Supply[[#This Row],[Hour Ending]]),0),MATCH(Supply[[#This Row],[Unit Category]],Profiles[#Headers],0))","v":0}]
[12,"Solar Thermal_Socal",8,{"$f":"INDEX(NQC[NQC MW],MATCH(1,(NQC[Month]=Supply[[#This Row],[Month]])*(NQC[Unit Category]=Supply[[#This Row],[Unit Category]]),0))*INDEX(Profiles[],MATCH(1,(Profiles[Month]=Supply[[#This Row],[Month]])*(Profiles[Hour Ending]=Supply[[#This Row],[Hour Ending]]),0),MATCH(Supply[[#This Row],[Unit Category]],Profiles[#Headers],0))","v":0}]
[12,"Solar Thermal_Socal",9,{"$f":"INDEX(NQC[NQC MW],MATCH(1,(NQC[Month]=Supply[[#This Row],[Month]])*(NQC[Unit Category]=Supply[[#This Row],[Unit Category]]),0))*INDEX(Profiles[],MATCH(1,(Profiles[Month]=Supply[[#This Row],[Month]])*(Profiles[Hour Ending]=Supply[[#This Row],[Hour Ending]]),0),MATCH(Supply[[#This Row],[Unit Category]],Profiles[#Headers],0))","v":41.064117993776513}]
[12,"Solar Thermal_Socal",10,{"$f":"INDEX(NQC[NQC MW],MATCH(1,(NQC[Month]=Supply[[#This Row],[Month]])*(NQC[Unit Category]=Supply[[#This Row],[Unit Category]]),0))*INDEX(Profiles[],MATCH(1,(Profiles[Month]=Supply[[#This Row],[Month]])*(Profiles[Hour Ending]=Supply[[#This Row],[Hour Ending]]),0),MATCH(Supply[[#This Row],[Unit Category]],Profiles[#Headers],0))","v":170.48899644899475}]
[12,"Solar Thermal_Socal",11,{"$f":"INDEX(NQC[NQC MW],MATCH(1,(NQC[Month]=Supply[[#This Row],[Month]])*(NQC[Unit Category]=Supply[[#This Row],[Unit Category]]),0))*INDEX(Profiles[],MATCH(1,(Profiles[Month]=Supply[[#This Row],[Month]])*(Profiles[Hour Ending]=Supply[[#This Row],[Hour Ending]]),0),MATCH(Supply[[#This Row],[Unit Category]],Profiles[#Headers],0))","v":247.98858837565155}]
[12,"Solar Thermal_Socal",12,{"$f":"INDEX(NQC[NQC MW],MATCH(1,(NQC[Month]=Supply[[#This Row],[Month]])*(NQC[Unit Category]=Supply[[#This Row],[Unit Category]]),0))*INDEX(Profiles[],MATCH(1,(Profiles[Month]=Supply[[#This Row],[Month]])*(Profiles[Hour Ending]=Supply[[#This Row],[Hour Ending]]),0),MATCH(Supply[[#This Row],[Unit Category]],Profiles[#Headers],0))","v":260.33152518404972}]
[12,"Solar Thermal_Socal",13,{"$f":"INDEX(NQC[NQC MW],MATCH(1,(NQC[Month]=Supply[[#This Row],[Month]])*(NQC[Unit Category]=Supply[[#This Row],[Unit Category]]),0))*INDEX(Profiles[],MATCH(1,(Profiles[Month]=Supply[[#This Row],[Month]])*(Profiles[Hour Ending]=Supply[[#This Row],[Hour Ending]]),0),MATCH(Supply[[#This Row],[Unit Category]],Profiles[#Headers],0))","v":285.53675472653697}]
[12,"Solar Thermal_Socal",14,{"$f":"INDEX(NQC[NQC MW],MATCH(1,(NQC[Month]=Supply[[#This Row],[Month]])*(NQC[Unit Category]=Supply[[#This Row],[Unit Category]]),0))*INDEX(Profiles[],MATCH(1,(Profiles[Month]=Supply[[#This Row],[Month]])*(Profiles[Hour Ending]=Supply[[#This Row],[Hour Ending]]),0),MATCH(Supply[[#This Row],[Unit Category]],Profiles[#Headers],0))","v":294.00781320952586}]
[12,"Solar Thermal_Socal",15,{"$f":"INDEX(NQC[NQC MW],MATCH(1,(NQC[Month]=Supply[[#This Row],[Month]])*(NQC[Unit Category]=Supply[[#This Row],[Unit Category]]),0))*INDEX(Profiles[],MATCH(1,(Profiles[Month]=Supply[[#This Row],[Month]])*(Profiles[Hour Ending]=Supply[[#This Row],[Hour Ending]]),0),MATCH(Supply[[#This Row],[Unit Category]],Profiles[#Headers],0))","v":258.39002558549345}]
[12,"Solar Thermal_Socal",16,{"$f":"INDEX(NQC[NQC MW],MATCH(1,(NQC[Month]=Supply[[#This Row],[Month]])*(NQC[Unit Category]=Supply[[#This Row],[Unit Category]]),0))*INDEX(Profiles[],MATCH(1,(Profiles[Month]=Supply[[#This Row],[Month]])*(Profiles[Hour Ending]=Supply[[#This Row],[Hour Ending]]),0),MATCH(Supply[[#This Row],[Unit Category]],Profiles[#Headers],0))","v":189.53736112445836}]
[12,"Solar Thermal_Socal",17,{"$f":"INDEX(NQC[NQC MW],MATCH(1,(NQC[Month]=Supply[[#This Row],[Month]])*(NQC[Unit Category]=Supply[[#This Row],[Unit Category]]),0))*INDEX(Profiles[],MATCH(1,(Profiles[Month]=Supply[[#This Row],[Month]])*(Profiles[Hour Ending]=Supply[[#This Row],[Hour Ending]]),0),MATCH(Supply[[#This Row],[Unit Category]],Profiles[#Headers],0))","v":40.60546702802867}]
[12,"Solar Thermal_Socal",18,{"$f":"INDEX(NQC[NQC MW],MATCH(1,(NQC[Month]=Supply[[#This Row],[Month]])*(NQC[Unit Category]=Supply[[#This Row],[Unit Category]]),0))*INDEX(Profiles[],MATCH(1,(Profiles[Month]=Supply[[#This Row],[Month]])*(Profiles[Hour Ending]=Supply[[#This Row],[Hour Ending]]),0),MATCH(Supply[[#This Row],[Unit Category]],Profiles[#Headers],0))","v":0}]
[12,"Solar Thermal_Socal",19,{"$f":"INDEX(NQC[NQC MW],MATCH(1,(NQC[Month]=Supply[[#This Row],[Month]])*(NQC[Unit Category]=Supply[[#This Row],[Unit Category]]),0))*INDEX(Profiles[],MATCH(1,(Profiles[Month]=Supply[[#This Row],[Month]])*(Profiles[Hour Ending]=Supply[[#This Row],[Hour Ending]]),0),MATCH(Supply[[#This Row],[Unit Category]],Profiles[#Headers],0))","v":0}]
[12,"Solar Thermal_Socal",20,{"$f":"INDEX(NQC[NQC MW],MATCH(1,(NQC[Month]=Supply[[#This Row],[Month]])*(NQC[Unit Category]=Supply[[#This Row],[Unit Category]]),0))*INDEX(Profiles[],MATCH(1,(Profiles[Month]=Supply[[#This Row],[Month]])*(Profiles[Hour Ending]=Supply[[#This Row],[Hour Ending]]),0),MATCH(Supply[[#This Row],[Unit Category]],Profiles[#Headers],0))","v":0}]
[12,"Solar Thermal_Socal",21,{"$f":"INDEX(NQC[NQC MW],MATCH(1,(NQC[Month]=Supply[[#This Row],[Month]])*(NQC[Unit Category]=Supply[[#This Row],[Unit Category]]),0))*INDEX(Profiles[],MATCH(1,(Profiles[Month]=Supply[[#This Row],[Month]])*(Profiles[Hour Ending]=Supply[[#This Row],[Hour Ending]]),0),MATCH(Supply[[#This Row],[Unit Category]],Profiles[#Headers],0))","v":0}]
[12,"Solar Thermal_Socal",22,{"$f":"INDEX(NQC[NQC MW],MATCH(1,(NQC[Month]=Supply[[#This Row],[Month]])*(NQC[Unit Category]=Supply[[#This Row],[Unit Category]]),0))*INDEX(Profiles[],MATCH(1,(Profiles[Month]=Supply[[#This Row],[Month]])*(Profiles[Hour Ending]=Supply[[#This Row],[Hour Ending]]),0),MATCH(Supply[[#This Row],[Unit Category]],Profiles[#Headers],0))","v":0}]
[12,"Solar Thermal_Socal",23,{"$f":"INDEX(NQC[NQC MW],MATCH(1,(NQC[Month]=Supply[[#This Row],[Month]])*(NQC[Unit Category]=Supply[[#This Row],[Unit Category]]),0))*INDEX(Profiles[],MATCH(1,(Profiles[Month]=Supply[[#This Row],[Month]])*(Profiles[Hour Ending]=Supply[[#This Row],[Hour Ending]]),0),MATCH(Supply[[#This Row],[Unit Category]],Profiles[#Headers],0))","v":0}]
[12,"Solar Thermal_Socal",24,{"$f":"INDEX(NQC[NQC MW],MATCH(1,(NQC[Month]=Supply[[#This Row],[Month]])*(NQC[Unit Category]=Supply[[#This Row],[Unit Category]]),0))*INDEX(Profiles[],MATCH(1,(Profiles[Month]=Supply[[#This Row],[Month]])*(Profiles[Hour Ending]=Supply[[#This Row],[Hour Ending]]),0),MATCH(Supply[[#This Row],[Unit Category]],Profiles[#Headers],0))","v":0}]
[12,"Solar Tracking_Norcal",1,{"$f":"INDEX(NQC[NQC MW],MATCH(1,(NQC[Month]=Supply[[#This Row],[Month]])*(NQC[Unit Category]=Supply[[#This Row],[Unit Category]]),0))*INDEX(Profiles[],MATCH(1,(Profiles[Month]=Supply[[#This Row],[Month]])*(Profiles[Hour Ending]=Supply[[#This Row],[Hour Ending]]),0),MATCH(Supply[[#This Row],[Unit Category]],Profiles[#Headers],0))","v":0}]
[12,"Solar Tracking_Norcal",2,{"$f":"INDEX(NQC[NQC MW],MATCH(1,(NQC[Month]=Supply[[#This Row],[Month]])*(NQC[Unit Category]=Supply[[#This Row],[Unit Category]]),0))*INDEX(Profiles[],MATCH(1,(Profiles[Month]=Supply[[#This Row],[Month]])*(Profiles[Hour Ending]=Supply[[#This Row],[Hour Ending]]),0),MATCH(Supply[[#This Row],[Unit Category]],Profiles[#Headers],0))","v":0}]
[12,"Solar Tracking_Norcal",3,{"$f":"INDEX(NQC[NQC MW],MATCH(1,(NQC[Month]=Supply[[#This Row],[Month]])*(NQC[Unit Category]=Supply[[#This Row],[Unit Category]]),0))*INDEX(Profiles[],MATCH(1,(Profiles[Month]=Supply[[#This Row],[Month]])*(Profiles[Hour Ending]=Supply[[#This Row],[Hour Ending]]),0),MATCH(Supply[[#This Row],[Unit Category]],Profiles[#Headers],0))","v":0}]
[12,"Solar Tracking_Norcal",4,{"$f":"INDEX(NQC[NQC MW],MATCH(1,(NQC[Month]=Supply[[#This Row],[Month]])*(NQC[Unit Category]=Supply[[#This Row],[Unit Category]]),0))*INDEX(Profiles[],MATCH(1,(Profiles[Month]=Supply[[#This Row],[Month]])*(Profiles[Hour Ending]=Supply[[#This Row],[Hour Ending]]),0),MATCH(Supply[[#This Row],[Unit Category]],Profiles[#Headers],0))","v":0}]
[12,"Solar Tracking_Norcal",5,{"$f":"INDEX(NQC[NQC MW],MATCH(1,(NQC[Month]=Supply[[#This Row],[Month]])*(NQC[Unit Category]=Supply[[#This Row],[Unit Category]]),0))*INDEX(Profiles[],MATCH(1,(Profiles[Month]=Supply[[#This Row],[Month]])*(Profiles[Hour Ending]=Supply[[#This Row],[Hour Ending]]),0),MATCH(Supply[[#This Row],[Unit Category]],Profiles[#Headers],0))","v":0}]
[12,"Solar Tracking_Norcal",6,{"$f":"INDEX(NQC[NQC MW],MATCH(1,(NQC[Month]=Supply[[#This Row],[Month]])*(NQC[Unit Category]=Supply[[#This Row],[Unit Category]]),0))*INDEX(Profiles[],MATCH(1,(Profiles[Month]=Supply[[#This Row],[Month]])*(Profiles[Hour Ending]=Supply[[#This Row],[Hour Ending]]),0),MATCH(Supply[[#This Row],[Unit Category]],Profiles[#Headers],0))","v":8.0720293970477121E-3}]
[12,"Solar Tracking_Norcal",7,{"$f":"INDEX(NQC[NQC MW],MATCH(1,(NQC[Month]=Supply[[#This Row],[Month]])*(NQC[Unit Category]=Supply[[#This Row],[Unit Category]]),0))*INDEX(Profiles[],MATCH(1,(Profiles[Month]=Supply[[#This Row],[Month]])*(Profiles[Hour Ending]=Supply[[#This Row],[Hour Ending]]),0),MATCH(Supply[[#This Row],[Unit Category]],Profiles[#Headers],0))","v":3.6955895422007813E-2}]
[12,"Solar Tracking_Norcal",8,{"$f":"INDEX(NQC[NQC MW],MATCH(1,(NQC[Month]=Supply[[#This Row],[Month]])*(NQC[Unit Category]=Supply[[#This Row],[Unit Category]]),0))*INDEX(Profiles[],MATCH(1,(Profiles[Month]=Supply[[#This Row],[Month]])*(Profiles[Hour Ending]=Supply[[#This Row],[Hour Ending]]),0),MATCH(Supply[[#This Row],[Unit Category]],Profiles[#Headers],0))","v":152.74819909043114}]
[12,"Solar Tracking_Norcal",9,{"$f":"INDEX(NQC[NQC MW],MATCH(1,(NQC[Month]=Supply[[#This Row],[Month]])*(NQC[Unit Category]=Supply[[#This Row],[Unit Category]]),0))*INDEX(Profiles[],MATCH(1,(Profiles[Month]=Supply[[#This Row],[Month]])*(Profiles[Hour Ending]=Supply[[#This Row],[Hour Ending]]),0),MATCH(Supply[[#This Row],[Unit Category]],Profiles[#Headers],0))","v":1046.2920704185617}]
[12,"Solar Tracking_Norcal",10,{"$f":"INDEX(NQC[NQC MW],MATCH(1,(NQC[Month]=Supply[[#This Row],[Month]])*(NQC[Unit Category]=Supply[[#This Row],[Unit Category]]),0))*INDEX(Profiles[],MATCH(1,(Profiles[Month]=Supply[[#This Row],[Month]])*(Profiles[Hour Ending]=Supply[[#This Row],[Hour Ending]]),0),MATCH(Supply[[#This Row],[Unit Category]],Profiles[#Headers],0))","v":1717.3372418229544}]
[12,"Solar Tracking_Norcal",11,{"$f":"INDEX(NQC[NQC MW],MATCH(1,(NQC[Month]=Supply[[#This Row],[Month]])*(NQC[Unit Category]=Supply[[#This Row],[Unit Category]]),0))*INDEX(Profiles[],MATCH(1,(Profiles[Month]=Supply[[#This Row],[Month]])*(Profiles[Hour Ending]=Supply[[#This Row],[Hour Ending]]),0),MATCH(Supply[[#This Row],[Unit Category]],Profiles[#Headers],0))","v":2087.249328221154}]
[12,"Solar Tracking_Norcal",12,{"$f":"INDEX(NQC[NQC MW],MATCH(1,(NQC[Month]=Supply[[#This Row],[Month]])*(NQC[Unit Category]=Supply[[#This Row],[Unit Category]]),0))*INDEX(Profiles[],MATCH(1,(Profiles[Month]=Supply[[#This Row],[Month]])*(Profiles[Hour Ending]=Supply[[#This Row],[Hour Ending]]),0),MATCH(Supply[[#This Row],[Unit Category]],Profiles[#Headers],0))","v":2192.3567934011166}]
[12,"Solar Tracking_Norcal",13,{"$f":"INDEX(NQC[NQC MW],MATCH(1,(NQC[Month]=Supply[[#This Row],[Month]])*(NQC[Unit Category]=Supply[[#This Row],[Unit Category]]),0))*INDEX(Profiles[],MATCH(1,(Profiles[Month]=Supply[[#This Row],[Month]])*(Profiles[Hour Ending]=Supply[[#This Row],[Hour Ending]]),0),MATCH(Supply[[#This Row],[Unit Category]],Profiles[#Headers],0))","v":2134.6018716174576}]
[12,"Solar Tracking_Norcal",14,{"$f":"INDEX(NQC[NQC MW],MATCH(1,(NQC[Month]=Supply[[#This Row],[Month]])*(NQC[Unit Category]=Supply[[#This Row],[Unit Category]]),0))*INDEX(Profiles[],MATCH(1,(Profiles[Month]=Supply[[#This Row],[Month]])*(Profiles[Hour Ending]=Supply[[#This Row],[Hour Ending]]),0),MATCH(Supply[[#This Row],[Unit Category]],Profiles[#Headers],0))","v":2066.9298044533975}]
[12,"Solar Tracking_Norcal",15,{"$f":"INDEX(NQC[NQC MW],MATCH(1,(NQC[Month]=Supply[[#This Row],[Month]])*(NQC[Unit Category]=Supply[[#This Row],[Unit Category]]),0))*INDEX(Profiles[],MATCH(1,(Profiles[Month]=Supply[[#This Row],[Month]])*(Profiles[Hour Ending]=Supply[[#This Row],[Hour Ending]]),0),MATCH(Supply[[#This Row],[Unit Category]],Profiles[#Headers],0))","v":1911.5953485149523}]
[12,"Solar Tracking_Norcal",16,{"$f":"INDEX(NQC[NQC MW],MATCH(1,(NQC[Month]=Supply[[#This Row],[Month]])*(NQC[Unit Category]=Supply[[#This Row],[Unit Category]]),0))*INDEX(Profiles[],MATCH(1,(Profiles[Month]=Supply[[#This Row],[Month]])*(Profiles[Hour Ending]=Supply[[#This Row],[Hour Ending]]),0),MATCH(Supply[[#This Row],[Unit Category]],Profiles[#Headers],0))","v":1068.9880149106623}]
[12,"Solar Tracking_Norcal",17,{"$f":"INDEX(NQC[NQC MW],MATCH(1,(NQC[Month]=Supply[[#This Row],[Month]])*(NQC[Unit Category]=Supply[[#This Row],[Unit Category]]),0))*INDEX(Profiles[],MATCH(1,(Profiles[Month]=Supply[[#This Row],[Month]])*(Profiles[Hour Ending]=Supply[[#This Row],[Hour Ending]]),0),MATCH(Supply[[#This Row],[Unit Category]],Profiles[#Headers],0))","v":114.9927638897297}]
[12,"Solar Tracking_Norcal",18,{"$f":"INDEX(NQC[NQC MW],MATCH(1,(NQC[Month]=Supply[[#This Row],[Month]])*(NQC[Unit Category]=Supply[[#This Row],[Unit Category]]),0))*INDEX(Profiles[],MATCH(1,(Profiles[Month]=Supply[[#This Row],[Month]])*(Profiles[Hour Ending]=Supply[[#This Row],[Hour Ending]]),0),MATCH(Supply[[#This Row],[Unit Category]],Profiles[#Headers],0))","v":0}]
[12,"Solar Tracking_Norcal",19,{"$f":"INDEX(NQC[NQC MW],MATCH(1,(NQC[Month]=Supply[[#This Row],[Month]])*(NQC[Unit Category]=Supply[[#This Row],[Unit Category]]),0))*INDEX(Profiles[],MATCH(1,(Profiles[Month]=Supply[[#This Row],[Month]])*(Profiles[Hour Ending]=Supply[[#This Row],[Hour Ending]]),0),MATCH(Supply[[#This Row],[Unit Category]],Profiles[#Headers],0))","v":0}]
[12,"Solar Tracking_Norcal",20,{"$f":"INDEX(NQC[NQC MW],MATCH(1,(NQC[Month]=Supply[[#This Row],[Month]])*(NQC[Unit Category]=Supply[[#This Row],[Unit Category]]),0))*INDEX(Profiles[],MATCH(1,(Profiles[Month]=Supply[[#This Row],[Month]])*(Profiles[Hour Ending]=Supply[[#This Row],[Hour Ending]]),0),MATCH(Supply[[#This Row],[Unit Category]],Profiles[#Headers],0))","v":0}]
[12,"Solar Tracking_Norcal",21,{"$f":"INDEX(NQC[NQC MW],MATCH(1,(NQC[Month]=Supply[[#This Row],[Month]])*(NQC[Unit Category]=Supply[[#This Row],[Unit Category]]),0))*INDEX(Profiles[],MATCH(1,(Profiles[Month]=Supply[[#This Row],[Month]])*(Profiles[Hour Ending]=Supply[[#This Row],[Hour Ending]]),0),MATCH(Supply[[#This Row],[Unit Category]],Profiles[#Headers],0))","v":0}]
[12,"Solar Tracking_Norcal",22,{"$f":"INDEX(NQC[NQC MW],MATCH(1,(NQC[Month]=Supply[[#This Row],[Month]])*(NQC[Unit Category]=Supply[[#This Row],[Unit Category]]),0))*INDEX(Profiles[],MATCH(1,(Profiles[Month]=Supply[[#This Row],[Month]])*(Profiles[Hour Ending]=Supply[[#This Row],[Hour Ending]]),0),MATCH(Supply[[#This Row],[Unit Category]],Profiles[#Headers],0))","v":0}]
[12,"Solar Tracking_Norcal",23,{"$f":"INDEX(NQC[NQC MW],MATCH(1,(NQC[Month]=Supply[[#This Row],[Month]])*(NQC[Unit Category]=Supply[[#This Row],[Unit Category]]),0))*INDEX(Profiles[],MATCH(1,(Profiles[Month]=Supply[[#This Row],[Month]])*(Profiles[Hour Ending]=Supply[[#This Row],[Hour Ending]]),0),MATCH(Supply[[#This Row],[Unit Category]],Profiles[#Headers],0))","v":0}]
[12,"Solar Tracking_Norcal",24,{"$f":"INDEX(NQC[NQC MW],MATCH(1,(NQC[Month]=Supply[[#This Row],[Month]])*(NQC[Unit Category]=Supply[[#This Row],[Unit Category]]),0))*INDEX(Profiles[],MATCH(1,(Profiles[Month]=Supply[[#This Row],[Month]])*(Profiles[Hour Ending]=Supply[[#This Row],[Hour Ending]]),0),MATCH(Supply[[#This Row],[Unit Category]],Profiles[#Headers],0))","v":0}]
[12,"Solar Tracking_Socal",1,{"$f":"INDEX(NQC[NQC MW],MATCH(1,(NQC[Month]=Supply[[#This Row],[Month]])*(NQC[Unit Category]=Supply[[#This Row],[Unit Category]]),0))*INDEX(Profiles[],MATCH(1,(Profiles[Month]=Supply[[#This Row],[Month]])*(Profiles[Hour Ending]=Supply[[#This Row],[Hour Ending]]),0),MATCH(Supply[[#This Row],[Unit Category]],Profiles[#Headers],0))","v":0}]
[12,"Solar Tracking_Socal",2,{"$f":"INDEX(NQC[NQC MW],MATCH(1,(NQC[Month]=Supply[[#This Row],[Month]])*(NQC[Unit Category]=Supply[[#This Row],[Unit Category]]),0))*INDEX(Profiles[],MATCH(1,(Profiles[Month]=Supply[[#This Row],[Month]])*(Profiles[Hour Ending]=Supply[[#This Row],[Hour Ending]]),0),MATCH(Supply[[#This Row],[Unit Category]],Profiles[#Headers],0))","v":0}]
[12,"Solar Tracking_Socal",3,{"$f":"INDEX(NQC[NQC MW],MATCH(1,(NQC[Month]=Supply[[#This Row],[Month]])*(NQC[Unit Category]=Supply[[#This Row],[Unit Category]]),0))*INDEX(Profiles[],MATCH(1,(Profiles[Month]=Supply[[#This Row],[Month]])*(Profiles[Hour Ending]=Supply[[#This Row],[Hour Ending]]),0),MATCH(Supply[[#This Row],[Unit Category]],Profiles[#Headers],0))","v":0}]
[12,"Solar Tracking_Socal",4,{"$f":"INDEX(NQC[NQC MW],MATCH(1,(NQC[Month]=Supply[[#This Row],[Month]])*(NQC[Unit Category]=Supply[[#This Row],[Unit Category]]),0))*INDEX(Profiles[],MATCH(1,(Profiles[Month]=Supply[[#This Row],[Month]])*(Profiles[Hour Ending]=Supply[[#This Row],[Hour Ending]]),0),MATCH(Supply[[#This Row],[Unit Category]],Profiles[#Headers],0))","v":0}]
[12,"Solar Tracking_Socal",5,{"$f":"INDEX(NQC[NQC MW],MATCH(1,(NQC[Month]=Supply[[#This Row],[Month]])*(NQC[Unit Category]=Supply[[#This Row],[Unit Category]]),0))*INDEX(Profiles[],MATCH(1,(Profiles[Month]=Supply[[#This Row],[Month]])*(Profiles[Hour Ending]=Supply[[#This Row],[Hour Ending]]),0),MATCH(Supply[[#This Row],[Unit Category]],Profiles[#Headers],0))","v":0}]
[12,"Solar Tracking_Socal",6,{"$f":"INDEX(NQC[NQC MW],MATCH(1,(NQC[Month]=Supply[[#This Row],[Month]])*(NQC[Unit Category]=Supply[[#This Row],[Unit Category]]),0))*INDEX(Profiles[],MATCH(1,(Profiles[Month]=Supply[[#This Row],[Month]])*(Profiles[Hour Ending]=Supply[[#This Row],[Hour Ending]]),0),MATCH(Supply[[#This Row],[Unit Category]],Profiles[#Headers],0))","v":0}]
[12,"Solar Tracking_Socal",7,{"$f":"INDEX(NQC[NQC MW],MATCH(1,(NQC[Month]=Supply[[#This Row],[Month]])*(NQC[Unit Category]=Supply[[#This Row],[Unit Category]]),0))*INDEX(Profiles[],MATCH(1,(Profiles[Month]=Supply[[#This Row],[Month]])*(Profiles[Hour Ending]=Supply[[#This Row],[Hour Ending]]),0),MATCH(Supply[[#This Row],[Unit Category]],Profiles[#Headers],0))","v":13.030407952057063}]
[12,"Solar Tracking_Socal",8,{"$f":"INDEX(NQC[NQC MW],MATCH(1,(NQC[Month]=Supply[[#This Row],[Month]])*(NQC[Unit Category]=Supply[[#This Row],[Unit Category]]),0))*INDEX(Profiles[],MATCH(1,(Profiles[Month]=Supply[[#This Row],[Month]])*(Profiles[Hour Ending]=Supply[[#This Row],[Hour Ending]]),0),MATCH(Supply[[#This Row],[Unit Category]],Profiles[#Headers],0))","v":1323.7671735103345}]
[12,"Solar Tracking_Socal",9,{"$f":"INDEX(NQC[NQC MW],MATCH(1,(NQC[Month]=Supply[[#This Row],[Month]])*(NQC[Unit Category]=Supply[[#This Row],[Unit Category]]),0))*INDEX(Profiles[],MATCH(1,(Profiles[Month]=Supply[[#This Row],[Month]])*(Profiles[Hour Ending]=Supply[[#This Row],[Hour Ending]]),0),MATCH(Supply[[#This Row],[Unit Category]],Profiles[#Headers],0))","v":4208.5591073700252}]
[12,"Solar Tracking_Socal",10,{"$f":"INDEX(NQC[NQC MW],MATCH(1,(NQC[Month]=Supply[[#This Row],[Month]])*(NQC[Unit Category]=Supply[[#This Row],[Unit Category]]),0))*INDEX(Profiles[],MATCH(1,(Profiles[Month]=Supply[[#This Row],[Month]])*(Profiles[Hour Ending]=Supply[[#This Row],[Hour Ending]]),0),MATCH(Supply[[#This Row],[Unit Category]],Profiles[#Headers],0))","v":5060.8156379150587}]
[12,"Solar Tracking_Socal",11,{"$f":"INDEX(NQC[NQC MW],MATCH(1,(NQC[Month]=Supply[[#This Row],[Month]])*(NQC[Unit Category]=Supply[[#This Row],[Unit Category]]),0))*INDEX(Profiles[],MATCH(1,(Profiles[Month]=Supply[[#This Row],[Month]])*(Profiles[Hour Ending]=Supply[[#This Row],[Hour Ending]]),0),MATCH(Supply[[#This Row],[Unit Category]],Profiles[#Headers],0))","v":5331.6869416231029}]
[12,"Solar Tracking_Socal",12,{"$f":"INDEX(NQC[NQC MW],MATCH(1,(NQC[Month]=Supply[[#This Row],[Month]])*(NQC[Unit Category]=Supply[[#This Row],[Unit Category]]),0))*INDEX(Profiles[],MATCH(1,(Profiles[Month]=Supply[[#This Row],[Month]])*(Profiles[Hour Ending]=Supply[[#This Row],[Hour Ending]]),0),MATCH(Supply[[#This Row],[Unit Category]],Profiles[#Headers],0))","v":5226.7416306272571}]
[12,"Solar Tracking_Socal",13,{"$f":"INDEX(NQC[NQC MW],MATCH(1,(NQC[Month]=Supply[[#This Row],[Month]])*(NQC[Unit Category]=Supply[[#This Row],[Unit Category]]),0))*INDEX(Profiles[],MATCH(1,(Profiles[Month]=Supply[[#This Row],[Month]])*(Profiles[Hour Ending]=Supply[[#This Row],[Hour Ending]]),0),MATCH(Supply[[#This Row],[Unit Category]],Profiles[#Headers],0))","v":5396.8847619577145}]
[12,"Solar Tracking_Socal",14,{"$f":"INDEX(NQC[NQC MW],MATCH(1,(NQC[Month]=Supply[[#This Row],[Month]])*(NQC[Unit Category]=Supply[[#This Row],[Unit Category]]),0))*INDEX(Profiles[],MATCH(1,(Profiles[Month]=Supply[[#This Row],[Month]])*(Profiles[Hour Ending]=Supply[[#This Row],[Hour Ending]]),0),MATCH(Supply[[#This Row],[Unit Category]],Profiles[#Headers],0))","v":5101.2764479854332}]
[12,"Solar Tracking_Socal",15,{"$f":"INDEX(NQC[NQC MW],MATCH(1,(NQC[Month]=Supply[[#This Row],[Month]])*(NQC[Unit Category]=Supply[[#This Row],[Unit Category]]),0))*INDEX(Profiles[],MATCH(1,(Profiles[Month]=Supply[[#This Row],[Month]])*(Profiles[Hour Ending]=Supply[[#This Row],[Hour Ending]]),0),MATCH(Supply[[#This Row],[Unit Category]],Profiles[#Headers],0))","v":4657.1844916051077}]
[12,"Solar Tracking_Socal",16,{"$f":"INDEX(NQC[NQC MW],MATCH(1,(NQC[Month]=Supply[[#This Row],[Month]])*(NQC[Unit Category]=Supply[[#This Row],[Unit Category]]),0))*INDEX(Profiles[],MATCH(1,(Profiles[Month]=Supply[[#This Row],[Month]])*(Profiles[Hour Ending]=Supply[[#This Row],[Hour Ending]]),0),MATCH(Supply[[#This Row],[Unit Category]],Profiles[#Headers],0))","v":2646.3868735468191}]
[12,"Solar Tracking_Socal",17,{"$f":"INDEX(NQC[NQC MW],MATCH(1,(NQC[Month]=Supply[[#This Row],[Month]])*(NQC[Unit Category]=Supply[[#This Row],[Unit Category]]),0))*INDEX(Profiles[],MATCH(1,(Profiles[Month]=Supply[[#This Row],[Month]])*(Profiles[Hour Ending]=Supply[[#This Row],[Hour Ending]]),0),MATCH(Supply[[#This Row],[Unit Category]],Profiles[#Headers],0))","v":227.18865809546716}]
[12,"Solar Tracking_Socal",18,{"$f":"INDEX(NQC[NQC MW],MATCH(1,(NQC[Month]=Supply[[#This Row],[Month]])*(NQC[Unit Category]=Supply[[#This Row],[Unit Category]]),0))*INDEX(Profiles[],MATCH(1,(Profiles[Month]=Supply[[#This Row],[Month]])*(Profiles[Hour Ending]=Supply[[#This Row],[Hour Ending]]),0),MATCH(Supply[[#This Row],[Unit Category]],Profiles[#Headers],0))","v":0}]
[12,"Solar Tracking_Socal",19,{"$f":"INDEX(NQC[NQC MW],MATCH(1,(NQC[Month]=Supply[[#This Row],[Month]])*(NQC[Unit Category]=Supply[[#This Row],[Unit Category]]),0))*INDEX(Profiles[],MATCH(1,(Profiles[Month]=Supply[[#This Row],[Month]])*(Profiles[Hour Ending]=Supply[[#This Row],[Hour Ending]]),0),MATCH(Supply[[#This Row],[Unit Category]],Profiles[#Headers],0))","v":0}]
[12,"Solar Tracking_Socal",20,{"$f":"INDEX(NQC[NQC MW],MATCH(1,(NQC[Month]=Supply[[#This Row],[Month]])*(NQC[Unit Category]=Supply[[#This Row],[Unit Category]]),0))*INDEX(Profiles[],MATCH(1,(Profiles[Month]=Supply[[#This Row],[Month]])*(Profiles[Hour Ending]=Supply[[#This Row],[Hour Ending]]),0),MATCH(Supply[[#This Row],[Unit Category]],Profiles[#Headers],0))","v":0}]
[12,"Solar Tracking_Socal",21,{"$f":"INDEX(NQC[NQC MW],MATCH(1,(NQC[Month]=Supply[[#This Row],[Month]])*(NQC[Unit Category]=Supply[[#This Row],[Unit Category]]),0))*INDEX(Profiles[],MATCH(1,(Profiles[Month]=Supply[[#This Row],[Month]])*(Profiles[Hour Ending]=Supply[[#This Row],[Hour Ending]]),0),MATCH(Supply[[#This Row],[Unit Category]],Profiles[#Headers],0))","v":0}]
[12,"Solar Tracking_Socal",22,{"$f":"INDEX(NQC[NQC MW],MATCH(1,(NQC[Month]=Supply[[#This Row],[Month]])*(NQC[Unit Category]=Supply[[#This Row],[Unit Category]]),0))*INDEX(Profiles[],MATCH(1,(Profiles[Month]=Supply[[#This Row],[Month]])*(Profiles[Hour Ending]=Supply[[#This Row],[Hour Ending]]),0),MATCH(Supply[[#This Row],[Unit Category]],Profiles[#Headers],0))","v":0}]
[12,"Solar Tracking_Socal",23,{"$f":"INDEX(NQC[NQC MW],MATCH(1,(NQC[Month]=Supply[[#This Row],[Month]])*(NQC[Unit Category]=Supply[[#This Row],[Unit Category]]),0))*INDEX(Profiles[],MATCH(1,(Profiles[Month]=Supply[[#This Row],[Month]])*(Profiles[Hour Ending]=Supply[[#This Row],[Hour Ending]]),0),MATCH(Supply[[#This Row],[Unit Category]],Profiles[#Headers],0))","v":0}]
[12,"Solar Tracking_Socal",24,{"$f":"INDEX(NQC[NQC MW],MATCH(1,(NQC[Month]=Supply[[#This Row],[Month]])*(NQC[Unit Category]=Supply[[#This Row],[Unit Category]]),0))*INDEX(Profiles[],MATCH(1,(Profiles[Month]=Supply[[#This Row],[Month]])*(Profiles[Hour Ending]=Supply[[#This Row],[Hour Ending]]),0),MATCH(Supply[[#This Row],[Unit Category]],Profiles[#Headers],0))","v":0}]
[12,"Wind_Norcal",1,{"$f":"INDEX(NQC[NQC MW],MATCH(1,(NQC[Month]=Supply[[#This Row],[Month]])*(NQC[Unit Category]=Supply[[#This Row],[Unit Category]]),0))*INDEX(Profiles[],MATCH(1,(Profiles[Month]=Supply[[#This Row],[Month]])*(Profiles[Hour Ending]=Supply[[#This Row],[Hour Ending]]),0),MATCH(Supply[[#This Row],[Unit Category]],Profiles[#Headers],0))","v":129.5743453025585}]
[12,"Wind_Norcal",2,{"$f":"INDEX(NQC[NQC MW],MATCH(1,(NQC[Month]=Supply[[#This Row],[Month]])*(NQC[Unit Category]=Supply[[#This Row],[Unit Category]]),0))*INDEX(Profiles[],MATCH(1,(Profiles[Month]=Supply[[#This Row],[Month]])*(Profiles[Hour Ending]=Supply[[#This Row],[Hour Ending]]),0),MATCH(Supply[[#This Row],[Unit Category]],Profiles[#Headers],0))","v":141.47471125720449}]
[12,"Wind_Norcal",3,{"$f":"INDEX(NQC[NQC MW],MATCH(1,(NQC[Month]=Supply[[#This Row],[Month]])*(NQC[Unit Category]=Supply[[#This Row],[Unit Category]]),0))*INDEX(Profiles[],MATCH(1,(Profiles[Month]=Supply[[#This Row],[Month]])*(Profiles[Hour Ending]=Supply[[#This Row],[Hour Ending]]),0),MATCH(Supply[[#This Row],[Unit Category]],Profiles[#Headers],0))","v":119.11601285645379}]
[12,"Wind_Norcal",4,{"$f":"INDEX(NQC[NQC MW],MATCH(1,(NQC[Month]=Supply[[#This Row],[Month]])*(NQC[Unit Category]=Supply[[#This Row],[Unit Category]]),0))*INDEX(Profiles[],MATCH(1,(Profiles[Month]=Supply[[#This Row],[Month]])*(Profiles[Hour Ending]=Supply[[#This Row],[Hour Ending]]),0),MATCH(Supply[[#This Row],[Unit Category]],Profiles[#Headers],0))","v":119.74068577415289}]
[12,"Wind_Norcal",5,{"$f":"INDEX(NQC[NQC MW],MATCH(1,(NQC[Month]=Supply[[#This Row],[Month]])*(NQC[Unit Category]=Supply[[#This Row],[Unit Category]]),0))*INDEX(Profiles[],MATCH(1,(Profiles[Month]=Supply[[#This Row],[Month]])*(Profiles[Hour Ending]=Supply[[#This Row],[Hour Ending]]),0),MATCH(Supply[[#This Row],[Unit Category]],Profiles[#Headers],0))","v":121.82288470433394}]
[12,"Wind_Norcal",6,{"$f":"INDEX(NQC[NQC MW],MATCH(1,(NQC[Month]=Supply[[#This Row],[Month]])*(NQC[Unit Category]=Supply[[#This Row],[Unit Category]]),0))*INDEX(Profiles[],MATCH(1,(Profiles[Month]=Supply[[#This Row],[Month]])*(Profiles[Hour Ending]=Supply[[#This Row],[Hour Ending]]),0),MATCH(Supply[[#This Row],[Unit Category]],Profiles[#Headers],0))","v":131.66589554372484}]
[12,"Wind_Norcal",7,{"$f":"INDEX(NQC[NQC MW],MATCH(1,(NQC[Month]=Supply[[#This Row],[Month]])*(NQC[Unit Category]=Supply[[#This Row],[Unit Category]]),0))*INDEX(Profiles[],MATCH(1,(Profiles[Month]=Supply[[#This Row],[Month]])*(Profiles[Hour Ending]=Supply[[#This Row],[Hour Ending]]),0),MATCH(Supply[[#This Row],[Unit Category]],Profiles[#Headers],0))","v":125.99870937428472}]
[12,"Wind_Norcal",8,{"$f":"INDEX(NQC[NQC MW],MATCH(1,(NQC[Month]=Supply[[#This Row],[Month]])*(NQC[Unit Category]=Supply[[#This Row],[Unit Category]]),0))*INDEX(Profiles[],MATCH(1,(Profiles[Month]=Supply[[#This Row],[Month]])*(Profiles[Hour Ending]=Supply[[#This Row],[Hour Ending]]),0),MATCH(Supply[[#This Row],[Unit Category]],Profiles[#Headers],0))","v":123.03807432295775}]
[12,"Wind_Norcal",9,{"$f":"INDEX(NQC[NQC MW],MATCH(1,(NQC[Month]=Supply[[#This Row],[Month]])*(NQC[Unit Category]=Supply[[#This Row],[Unit Category]]),0))*INDEX(Profiles[],MATCH(1,(Profiles[Month]=Supply[[#This Row],[Month]])*(Profiles[Hour Ending]=Supply[[#This Row],[Hour Ending]]),0),MATCH(Supply[[#This Row],[Unit Category]],Profiles[#Headers],0))","v":125.00351068083206}]
[12,"Wind_Norcal",10,{"$f":"INDEX(NQC[NQC MW],MATCH(1,(NQC[Month]=Supply[[#This Row],[Month]])*(NQC[Unit Category]=Supply[[#This Row],[Unit Category]]),0))*INDEX(Profiles[],MATCH(1,(Profiles[Month]=Supply[[#This Row],[Month]])*(Profiles[Hour Ending]=Supply[[#This Row],[Hour Ending]]),0),MATCH(Supply[[#This Row],[Unit Category]],Profiles[#Headers],0))","v":105.95496647080357}]
[12,"Wind_Norcal",11,{"$f":"INDEX(NQC[NQC MW],MATCH(1,(NQC[Month]=Supply[[#This Row],[Month]])*(NQC[Unit Category]=Supply[[#This Row],[Unit Category]]),0))*INDEX(Profiles[],MATCH(1,(Profiles[Month]=Supply[[#This Row],[Month]])*(Profiles[Hour Ending]=Supply[[#This Row],[Hour Ending]]),0),MATCH(Supply[[#This Row],[Unit Category]],Profiles[#Headers],0))","v":91.798456196760085}]
[12,"Wind_Norcal",12,{"$f":"INDEX(NQC[NQC MW],MATCH(1,(NQC[Month]=Supply[[#This Row],[Month]])*(NQC[Unit Category]=Supply[[#This Row],[Unit Category]]),0))*INDEX(Profiles[],MATCH(1,(Profiles[Month]=Supply[[#This Row],[Month]])*(Profiles[Hour Ending]=Supply[[#This Row],[Hour Ending]]),0),MATCH(Supply[[#This Row],[Unit Category]],Profiles[#Headers],0))","v":92.102812612150387}]
[12,"Wind_Norcal",13,{"$f":"INDEX(NQC[NQC MW],MATCH(1,(NQC[Month]=Supply[[#This Row],[Month]])*(NQC[Unit Category]=Supply[[#This Row],[Unit Category]]),0))*INDEX(Profiles[],MATCH(1,(Profiles[Month]=Supply[[#This Row],[Month]])*(Profiles[Hour Ending]=Supply[[#This Row],[Hour Ending]]),0),MATCH(Supply[[#This Row],[Unit Category]],Profiles[#Headers],0))","v":88.173091089187452}]
[12,"Wind_Norcal",14,{"$f":"INDEX(NQC[NQC MW],MATCH(1,(NQC[Month]=Supply[[#This Row],[Month]])*(NQC[Unit Category]=Supply[[#This Row],[Unit Category]]),0))*INDEX(Profiles[],MATCH(1,(Profiles[Month]=Supply[[#This Row],[Month]])*(Profiles[Hour Ending]=Supply[[#This Row],[Hour Ending]]),0),MATCH(Supply[[#This Row],[Unit Category]],Profiles[#Headers],0))","v":77.11941595274871}]
[12,"Wind_Norcal",15,{"$f":"INDEX(NQC[NQC MW],MATCH(1,(NQC[Month]=Supply[[#This Row],[Month]])*(NQC[Unit Category]=Supply[[#This Row],[Unit Category]]),0))*INDEX(Profiles[],MATCH(1,(Profiles[Month]=Supply[[#This Row],[Month]])*(Profiles[Hour Ending]=Supply[[#This Row],[Hour Ending]]),0),MATCH(Supply[[#This Row],[Unit Category]],Profiles[#Headers],0))","v":90.29515876526419}]
[12,"Wind_Norcal",16,{"$f":"INDEX(NQC[NQC MW],MATCH(1,(NQC[Month]=Supply[[#This Row],[Month]])*(NQC[Unit Category]=Supply[[#This Row],[Unit Category]]),0))*INDEX(Profiles[],MATCH(1,(Profiles[Month]=Supply[[#This Row],[Month]])*(Profiles[Hour Ending]=Supply[[#This Row],[Hour Ending]]),0),MATCH(Supply[[#This Row],[Unit Category]],Profiles[#Headers],0))","v":90.050315985233837}]
[12,"Wind_Norcal",17,{"$f":"INDEX(NQC[NQC MW],MATCH(1,(NQC[Month]=Supply[[#This Row],[Month]])*(NQC[Unit Category]=Supply[[#This Row],[Unit Category]]),0))*INDEX(Profiles[],MATCH(1,(Profiles[Month]=Supply[[#This Row],[Month]])*(Profiles[Hour Ending]=Supply[[#This Row],[Hour Ending]]),0),MATCH(Supply[[#This Row],[Unit Category]],Profiles[#Headers],0))","v":83.950719912753044}]
[12,"Wind_Norcal",18,{"$f":"INDEX(NQC[NQC MW],MATCH(1,(NQC[Month]=Supply[[#This Row],[Month]])*(NQC[Unit Category]=Supply[[#This Row],[Unit Category]]),0))*INDEX(Profiles[],MATCH(1,(Profiles[Month]=Supply[[#This Row],[Month]])*(Profiles[Hour Ending]=Supply[[#This Row],[Hour Ending]]),0),MATCH(Supply[[#This Row],[Unit Category]],Profiles[#Headers],0))","v":106.0222058149609}]
[12,"Wind_Norcal",19,{"$f":"INDEX(NQC[NQC MW],MATCH(1,(NQC[Month]=Supply[[#This Row],[Month]])*(NQC[Unit Category]=Supply[[#This Row],[Unit Category]]),0))*INDEX(Profiles[],MATCH(1,(Profiles[Month]=Supply[[#This Row],[Month]])*(Profiles[Hour Ending]=Supply[[#This Row],[Hour Ending]]),0),MATCH(Supply[[#This Row],[Unit Category]],Profiles[#Headers],0))","v":119.8354463126382}]
[12,"Wind_Norcal",20,{"$f":"INDEX(NQC[NQC MW],MATCH(1,(NQC[Month]=Supply[[#This Row],[Month]])*(NQC[Unit Category]=Supply[[#This Row],[Unit Category]]),0))*INDEX(Profiles[],MATCH(1,(Profiles[Month]=Supply[[#This Row],[Month]])*(Profiles[Hour Ending]=Supply[[#This Row],[Hour Ending]]),0),MATCH(Supply[[#This Row],[Unit Category]],Profiles[#Headers],0))","v":139.31679711285614}]
[12,"Wind_Norcal",21,{"$f":"INDEX(NQC[NQC MW],MATCH(1,(NQC[Month]=Supply[[#This Row],[Month]])*(NQC[Unit Category]=Supply[[#This Row],[Unit Category]]),0))*INDEX(Profiles[],MATCH(1,(Profiles[Month]=Supply[[#This Row],[Month]])*(Profiles[Hour Ending]=Supply[[#This Row],[Hour Ending]]),0),MATCH(Supply[[#This Row],[Unit Category]],Profiles[#Headers],0))","v":152.55288069795822}]
[12,"Wind_Norcal",22,{"$f":"INDEX(NQC[NQC MW],MATCH(1,(NQC[Month]=Supply[[#This Row],[Month]])*(NQC[Unit Category]=Supply[[#This Row],[Unit Category]]),0))*INDEX(Profiles[],MATCH(1,(Profiles[Month]=Supply[[#This Row],[Month]])*(Profiles[Hour Ending]=Supply[[#This Row],[Hour Ending]]),0),MATCH(Supply[[#This Row],[Unit Category]],Profiles[#Headers],0))","v":143.14087684697068}]
[12,"Wind_Norcal",23,{"$f":"INDEX(NQC[NQC MW],MATCH(1,(NQC[Month]=Supply[[#This Row],[Month]])*(NQC[Unit Category]=Supply[[#This Row],[Unit Category]]),0))*INDEX(Profiles[],MATCH(1,(Profiles[Month]=Supply[[#This Row],[Month]])*(Profiles[Hour Ending]=Supply[[#This Row],[Hour Ending]]),0),MATCH(Supply[[#This Row],[Unit Category]],Profiles[#Headers],0))","v":145.52619561626349}]
[12,"Wind_Norcal",24,{"$f":"INDEX(NQC[NQC MW],MATCH(1,(NQC[Month]=Supply[[#This Row],[Month]])*(NQC[Unit Category]=Supply[[#This Row],[Unit Category]]),0))*INDEX(Profiles[],MATCH(1,(Profiles[Month]=Supply[[#This Row],[Month]])*(Profiles[Hour Ending]=Supply[[#This Row],[Hour Ending]]),0),MATCH(Supply[[#This Row],[Unit Category]],Profiles[#Headers],0))","v":134.00441583821663}]
[12,"Wind_Socal",1,{"$f":"INDEX(NQC[NQC MW],MATCH(1,(NQC[Month]=Supply[[#This Row],[Month]])*(NQC[Unit Category]=Supply[[#This Row],[Unit Category]]),0))*INDEX(Profiles[],MATCH(1,(Profiles[Month]=Supply[[#This Row],[Month]])*(Profiles[Hour Ending]=Supply[[#This Row],[Hour Ending]]),0),MATCH(Supply[[#This Row],[Unit Category]],Profiles[#Headers],0))","v":381.49862222478282}]
[12,"Wind_Socal",2,{"$f":"INDEX(NQC[NQC MW],MATCH(1,(NQC[Month]=Supply[[#This Row],[Month]])*(NQC[Unit Category]=Supply[[#This Row],[Unit Category]]),0))*INDEX(Profiles[],MATCH(1,(Profiles[Month]=Supply[[#This Row],[Month]])*(Profiles[Hour Ending]=Supply[[#This Row],[Hour Ending]]),0),MATCH(Supply[[#This Row],[Unit Category]],Profiles[#Headers],0))","v":389.99966620809084}]
[12,"Wind_Socal",3,{"$f":"INDEX(NQC[NQC MW],MATCH(1,(NQC[Month]=Supply[[#This Row],[Month]])*(NQC[Unit Category]=Supply[[#This Row],[Unit Category]]),0))*INDEX(Profiles[],MATCH(1,(Profiles[Month]=Supply[[#This Row],[Month]])*(Profiles[Hour Ending]=Supply[[#This Row],[Hour Ending]]),0),MATCH(Supply[[#This Row],[Unit Category]],Profiles[#Headers],0))","v":413.13002642019308}]
[12,"Wind_Socal",4,{"$f":"INDEX(NQC[NQC MW],MATCH(1,(NQC[Month]=Supply[[#This Row],[Month]])*(NQC[Unit Category]=Supply[[#This Row],[Unit Category]]),0))*INDEX(Profiles[],MATCH(1,(Profiles[Month]=Supply[[#This Row],[Month]])*(Profiles[Hour Ending]=Supply[[#This Row],[Hour Ending]]),0),MATCH(Supply[[#This Row],[Unit Category]],Profiles[#Headers],0))","v":392.32721838049747}]
[12,"Wind_Socal",5,{"$f":"INDEX(NQC[NQC MW],MATCH(1,(NQC[Month]=Supply[[#This Row],[Month]])*(NQC[Unit Category]=Supply[[#This Row],[Unit Category]]),0))*INDEX(Profiles[],MATCH(1,(Profiles[Month]=Supply[[#This Row],[Month]])*(Profiles[Hour Ending]=Supply[[#This Row],[Hour Ending]]),0),MATCH(Supply[[#This Row],[Unit Category]],Profiles[#Headers],0))","v":412.19705088363435}]
[12,"Wind_Socal",6,{"$f":"INDEX(NQC[NQC MW],MATCH(1,(NQC[Month]=Supply[[#This Row],[Month]])*(NQC[Unit Category]=Supply[[#This Row],[Unit Category]]),0))*INDEX(Profiles[],MATCH(1,(Profiles[Month]=Supply[[#This Row],[Month]])*(Profiles[Hour Ending]=Supply[[#This Row],[Hour Ending]]),0),MATCH(Supply[[#This Row],[Unit Category]],Profiles[#Headers],0))","v":390.7566096354887}]
[12,"Wind_Socal",7,{"$f":"INDEX(NQC[NQC MW],MATCH(1,(NQC[Month]=Supply[[#This Row],[Month]])*(NQC[Unit Category]=Supply[[#This Row],[Unit Category]]),0))*INDEX(Profiles[],MATCH(1,(Profiles[Month]=Supply[[#This Row],[Month]])*(Profiles[Hour Ending]=Supply[[#This Row],[Hour Ending]]),0),MATCH(Supply[[#This Row],[Unit Category]],Profiles[#Headers],0))","v":345.33500957983307}]
[12,"Wind_Socal",8,{"$f":"INDEX(NQC[NQC MW],MATCH(1,(NQC[Month]=Supply[[#This Row],[Month]])*(NQC[Unit Category]=Supply[[#This Row],[Unit Category]]),0))*INDEX(Profiles[],MATCH(1,(Profiles[Month]=Supply[[#This Row],[Month]])*(Profiles[Hour Ending]=Supply[[#This Row],[Hour Ending]]),0),MATCH(Supply[[#This Row],[Unit Category]],Profiles[#Headers],0))","v":414.91498550448426}]
[12,"Wind_Socal",9,{"$f":"INDEX(NQC[NQC MW],MATCH(1,(NQC[Month]=Supply[[#This Row],[Month]])*(NQC[Unit Category]=Supply[[#This Row],[Unit Category]]),0))*INDEX(Profiles[],MATCH(1,(Profiles[Month]=Supply[[#This Row],[Month]])*(Profiles[Hour Ending]=Supply[[#This Row],[Hour Ending]]),0),MATCH(Supply[[#This Row],[Unit Category]],Profiles[#Headers],0))","v":386.09362988792918}]
[12,"Wind_Socal",10,{"$f":"INDEX(NQC[NQC MW],MATCH(1,(NQC[Month]=Supply[[#This Row],[Month]])*(NQC[Unit Category]=Supply[[#This Row],[Unit Category]]),0))*INDEX(Profiles[],MATCH(1,(Profiles[Month]=Supply[[#This Row],[Month]])*(Profiles[Hour Ending]=Supply[[#This Row],[Hour Ending]]),0),MATCH(Supply[[#This Row],[Unit Category]],Profiles[#Headers],0))","v":347.77594745914968}]
[12,"Wind_Socal",11,{"$f":"INDEX(NQC[NQC MW],MATCH(1,(NQC[Month]=Supply[[#This Row],[Month]])*(NQC[Unit Category]=Supply[[#This Row],[Unit Category]]),0))*INDEX(Profiles[],MATCH(1,(Profiles[Month]=Supply[[#This Row],[Month]])*(Profiles[Hour Ending]=Supply[[#This Row],[Hour Ending]]),0),MATCH(Supply[[#This Row],[Unit Category]],Profiles[#Headers],0))","v":343.21130938739174}]
[12,"Wind_Socal",12,{"$f":"INDEX(NQC[NQC MW],MATCH(1,(NQC[Month]=Supply[[#This Row],[Month]])*(NQC[Unit Category]=Supply[[#This Row],[Unit Category]]),0))*INDEX(Profiles[],MATCH(1,(Profiles[Month]=Supply[[#This Row],[Month]])*(Profiles[Hour Ending]=Supply[[#This Row],[Hour Ending]]),0),MATCH(Supply[[#This Row],[Unit Category]],Profiles[#Headers],0))","v":364.34052196889098}]
[12,"Wind_Socal",13,{"$f":"INDEX(NQC[NQC MW],MATCH(1,(NQC[Month]=Supply[[#This Row],[Month]])*(NQC[Unit Category]=Supply[[#This Row],[Unit Category]]),0))*INDEX(Profiles[],MATCH(1,(Profiles[Month]=Supply[[#This Row],[Month]])*(Profiles[Hour Ending]=Supply[[#This Row],[Hour Ending]]),0),MATCH(Supply[[#This Row],[Unit Category]],Profiles[#Headers],0))","v":413.67778176471103}]
[12,"Wind_Socal",14,{"$f":"INDEX(NQC[NQC MW],MATCH(1,(NQC[Month]=Supply[[#This Row],[Month]])*(NQC[Unit Category]=Supply[[#This Row],[Unit Category]]),0))*INDEX(Profiles[],MATCH(1,(Profiles[Month]=Supply[[#This Row],[Month]])*(Profiles[Hour Ending]=Supply[[#This Row],[Hour Ending]]),0),MATCH(Supply[[#This Row],[Unit Category]],Profiles[#Headers],0))","v":460.62000172037853}]
[12,"Wind_Socal",15,{"$f":"INDEX(NQC[NQC MW],MATCH(1,(NQC[Month]=Supply[[#This Row],[Month]])*(NQC[Unit Category]=Supply[[#This Row],[Unit Category]]),0))*INDEX(Profiles[],MATCH(1,(Profiles[Month]=Supply[[#This Row],[Month]])*(Profiles[Hour Ending]=Supply[[#This Row],[Hour Ending]]),0),MATCH(Supply[[#This Row],[Unit Category]],Profiles[#Headers],0))","v":425.8839069863273}]
[12,"Wind_Socal",16,{"$f":"INDEX(NQC[NQC MW],MATCH(1,(NQC[Month]=Supply[[#This Row],[Month]])*(NQC[Unit Category]=Supply[[#This Row],[Unit Category]]),0))*INDEX(Profiles[],MATCH(1,(Profiles[Month]=Supply[[#This Row],[Month]])*(Profiles[Hour Ending]=Supply[[#This Row],[Hour Ending]]),0),MATCH(Supply[[#This Row],[Unit Category]],Profiles[#Headers],0))","v":360.86751615870918}]
[12,"Wind_Socal",17,{"$f":"INDEX(NQC[NQC MW],MATCH(1,(NQC[Month]=Supply[[#This Row],[Month]])*(NQC[Unit Category]=Supply[[#This Row],[Unit Category]]),0))*INDEX(Profiles[],MATCH(1,(Profiles[Month]=Supply[[#This Row],[Month]])*(Profiles[Hour Ending]=Supply[[#This Row],[Hour Ending]]),0),MATCH(Supply[[#This Row],[Unit Category]],Profiles[#Headers],0))","v":370.17831790984263}]
[12,"Wind_Socal",18,{"$f":"INDEX(NQC[NQC MW],MATCH(1,(NQC[Month]=Supply[[#This Row],[Month]])*(NQC[Unit Category]=Supply[[#This Row],[Unit Category]]),0))*INDEX(Profiles[],MATCH(1,(Profiles[Month]=Supply[[#This Row],[Month]])*(Profiles[Hour Ending]=Supply[[#This Row],[Hour Ending]]),0),MATCH(Supply[[#This Row],[Unit Category]],Profiles[#Headers],0))","v":375.88914964873999}]
[12,"Wind_Socal",19,{"$f":"INDEX(NQC[NQC MW],MATCH(1,(NQC[Month]=Supply[[#This Row],[Month]])*(NQC[Unit Category]=Supply[[#This Row],[Unit Category]]),0))*INDEX(Profiles[],MATCH(1,(Profiles[Month]=Supply[[#This Row],[Month]])*(Profiles[Hour Ending]=Supply[[#This Row],[Hour Ending]]),0),MATCH(Supply[[#This Row],[Unit Category]],Profiles[#Headers],0))","v":390.92415773882885}]
[12,"Wind_Socal",20,{"$f":"INDEX(NQC[NQC MW],MATCH(1,(NQC[Month]=Supply[[#This Row],[Month]])*(NQC[Unit Category]=Supply[[#This Row],[Unit Category]]),0))*INDEX(Profiles[],MATCH(1,(Profiles[Month]=Supply[[#This Row],[Month]])*(Profiles[Hour Ending]=Supply[[#This Row],[Hour Ending]]),0),MATCH(Supply[[#This Row],[Unit Category]],Profiles[#Headers],0))","v":380.15996504935771}]
[12,"Wind_Socal",21,{"$f":"INDEX(NQC[NQC MW],MATCH(1,(NQC[Month]=Supply[[#This Row],[Month]])*(NQC[Unit Category]=Supply[[#This Row],[Unit Category]]),0))*INDEX(Profiles[],MATCH(1,(Profiles[Month]=Supply[[#This Row],[Month]])*(Profiles[Hour Ending]=Supply[[#This Row],[Hour Ending]]),0),MATCH(Supply[[#This Row],[Unit Category]],Profiles[#Headers],0))","v":411.17003886683693}]
[12,"Wind_Socal",22,{"$f":"INDEX(NQC[NQC MW],MATCH(1,(NQC[Month]=Supply[[#This Row],[Month]])*(NQC[Unit Category]=Supply[[#This Row],[Unit Category]]),0))*INDEX(Profiles[],MATCH(1,(Profiles[Month]=Supply[[#This Row],[Month]])*(Profiles[Hour Ending]=Supply[[#This Row],[Hour Ending]]),0),MATCH(Supply[[#This Row],[Unit Category]],Profiles[#Headers],0))","v":441.9730785137707}]
[12,"Wind_Socal",23,{"$f":"INDEX(NQC[NQC MW],MATCH(1,(NQC[Month]=Supply[[#This Row],[Month]])*(NQC[Unit Category]=Supply[[#This Row],[Unit Category]]),0))*INDEX(Profiles[],MATCH(1,(Profiles[Month]=Supply[[#This Row],[Month]])*(Profiles[Hour Ending]=Supply[[#This Row],[Hour Ending]]),0),MATCH(Supply[[#This Row],[Unit Category]],Profiles[#Headers],0))","v":452.36995908749674}]
[12,"Wind_Socal",24,{"$f":"INDEX(NQC[NQC MW],MATCH(1,(NQC[Month]=Supply[[#This Row],[Month]])*(NQC[Unit Category]=Supply[[#This Row],[Unit Category]]),0))*INDEX(Profiles[],MATCH(1,(Profiles[Month]=Supply[[#This Row],[Month]])*(Profiles[Hour Ending]=Supply[[#This Row],[Hour Ending]]),0),MATCH(Supply[[#This Row],[Unit Category]],Profiles[#Headers],0))","v":420.28349972669037}]

{"sheet":"Profiles","index":4,"n_rows":289,"n_cols":24,"rows_kept":289,"cut":false,"hidden":false,"merged":[]}
["Month","Hour Ending","Biogas","Biomass/Wood","CC","Coal","Cogen","CT","DR","ICE","Geothermal","Hydro","Interchange","Nuclear","PSH","Storage","Solar Fixed_Norcal","Solar Fixed_Socal","Solar Thermal_Norcal","Solar Thermal_Socal","Solar Tracking_Norcal","Solar Tracking_Socal","Wind_Norcal","Wind_Socal"]
[1,1,1,1,1,1,1,1,0,1,1,1,1,1,1,1,0,-3.8686605613627014E-7,0,0,0,0,6.9618222379151398E-2,9.2838568101875601E-2]
[1,2,1,1,1,1,1,1,0,1,1,1,1,1,1,1,0,-9.5003652488856535E-7,0,0,0,0,7.5078685377305915E-2,9.647268494491637E-2]
[1,3,1,1,1,1,1,1,0,1,1,1,1,1,1,1,0,-1.2577365591314913E-6,0,0,0,0,6.1963732739540547E-2,0.11022967156203736]
[1,4,1,1,1,1,1,1,0,1,1,1,1,1,1,1,0,-1.4458220648412236E-6,0,0,0,0,6.3292565022894112E-2,0.10374451128446366]
[1,5,1,1,1,1,1,1,0,1,1,1,1,1,1,1,0,-1.6020019525055715E-6,0,0,0,0,6.1413844938213585E-2,0.10273517622002568]
[1,6,1,1,1,1,1,1,0,1,1,1,1,1,1,1,0,-8.5572821290289347E-7,0,0,0,0,6.1640558736298923E-2,9.5662893292966761E-2]
[1,7,1,1,1,1,1,1,0,1,1,1,1,1,1,1,0,1.5376844081729051E-3,0,0,7.5746763454008246E-7,4.963721635145795E-4,6.3521450912607441E-2,7.8235127802456145E-2]
[1,8,1,1,1,1,1,1,0,1,1,1,1,1,1,1,2.3330965118279118E-2,0.11963427471992215,0,0,2.1713058322665929E-2,0.11154292916960799,6.9196814927116795E-2,6.7594293091342017E-2]
[1,9,1,1,1,1,1,1,0,1,1,1,1,1,1,1,0.17511119835228622,0.41293971838649013,0,5.9257641050235517E-2,0.17250643022382911,0.40862646629939287,6.2614408946278885E-2,7.1230483156749805E-2]
[1,10,1,1,1,1,1,1,0,1,1,1,1,1,1,1,0.36293334554172807,0.56222688818129529,0,0.20056977264885525,0.32216608659730223,0.52772050803816473,5.3439125513697186E-2,7.1314305318660051E-2]
[1,11,1,1,1,1,1,1,0,1,1,1,1,1,1,1,0.45173167977894341,0.61886077577781917,0,0.2696099655603979,0.39388799793732088,0.54846365031879274,5.4645029858347433E-2,7.0627623050285832E-2]
[1,12,1,1,1,1,1,1,0,1,1,1,1,1,1,1,0.48529824627592838,0.64319750703147704,0,0.3051803040618285,0.43121011365782563,0.56018400200204532,5.073119375892382E-2,7.3934035041460483E-2]
[1,13,1,1,1,1,1,1,0,1,1,1,1,1,1,1,0.47876765277319577,0.61390269130129616,0,0.28308338778243514,0.43621679994163559,0.55325992126486501,4.9450699362329265E-2,8.1792262838257482E-2]
[1,14,1,1,1,1,1,1,0,1,1,1,1,1,1,1,0.44196882789272202,0.58622096395016643,0,0.28653182887601997,0.41591971451003057,0.51962580375331868,4.5898937876927295E-2,9.371919747739002E-2]
[1,15,1,1,1,1,1,1,0,1,1,1,1,1,1,1,0.38083920290729079,0.49026906312258645,0,0.27148633476411727,0.39703019815844731,0.48089244311711188,4.1421362005957155E-2,9.3323784368025964E-2]
[1,16,1,1,1,1,1,1,0,1,1,1,1,1,1,1,0.25878539217356739,0.27157657162231708,0,0.20078714676323731,0.26654743013963966,0.30309290948628009,3.9876522953684865E-2,0.10208035877226998]
[1,17,1,1,1,1,1,1,0.69223389253991952,1,1,1,1,1,1,1,6.0049827705405331E-2,3.9606217679578996E-2,0,5.8046606390067992E-2,5.8913138091227384E-2,5.9663648423451766E-2,4.1896936637165511E-2,8.9644220901676203E-2]
[1,18,1,1,1,1,1,1,0.62070907640549888,1,1,1,1,1,1,1,3.9647246105028068E-5,1.0235574541769427E-5,0,0,3.2957582557752299E-5,1.4700233495556782E-5,4.6651347092054117E-2,8.9575613859830039E-2]
[1,19,1,1,1,1,1,1,0.4674809988218625,1,1,1,1,1,1,1,0,4.071451817853494E-6,0,0,0,0,5.6760710553375164E-2,8.4010239903400993E-2]
[1,20,1,1,1,1,1,1,0.45753894175928778,1,1,1,1,1,1,1,0,4.3781258146582389E-6,0,0,0,0,6.9615528664671841E-2,8.5235127710760181E-2]
[1,21,1,1,1,1,1,1,0.4090959141538294,1,1,1,1,1,1,1,0,4.169260829934103E-6,0,0,0,0,7.1842236302664036E-2,8.1910780633331542E-2]
[1,22,1,1,1,1,1,1,0,1,1,1,1,1,1,1,0,3.3992013391889518E-6,0,0,0,0,7.6173562305929865E-2,8.0293993670478903E-2]
[1,23,1,1,1,1,1,1,0,1,1,1,1,1,1,1,0,1.9375962000547328E-6,0,0,0,0,7.2988923447299653E-2,8.3477662077060963E-2]
[1,24,1,1,1,1,1,1,0,1,1,1,1,1,1,1,0,3.9427955367395444E-7,0,0,0,0,7.232495496487204E-2,7.9676359086820206E-2]
[2,1,1,1,1,1,1,1,0,1,1,1,1,1,1,1,0,-5.3809055758534638E-7,0,0,0,0,0.14591650576654802,0.12370040714666911]
[2,2,1,1,1,1,1,1,0,1,1,1,1,1,1,1,0,-1.1990653650233513E-6,0,0,0,0,0.14580887902491102,0.13689492031270664]
[2,3,1,1,1,1,1,1,0,1,1,1,1,1,1,1,0,-1.749401727522427E-6,0,0,0,0,0.13448875207234953,0.14171720554545095]
[2,4,1,1,1,1,1,1,0,1,1,1,1,1,1,1,0,-1.8874282297054907E-6,0,0,0,0,0.12973933131133716,0.13388107686913669]
[2,5,1,1,1,1,1,1,0,1,1,1,1,1,1,1,0,-1.8979406256410544E-6,0,0,0,0,0.12060187976460342,0.11826840378825747]
[2,6,1,1,1,1,1,1,0,1,1,1,1,1,1,1,0,-8.3881774658115409E-7,0,0,0,0,0.11627759868113878,0.11160088485000463]
[2,7,1,1,1,1,1,1,0,1,1,1,1,1,1,1,4.4922392337260324E-5,9.4595717076935721E-3,0,0,2.4799821295885306E-4,6.8848864996005265E-3,0.1183161218021352,0.11658071635514523]
[2,8,1,1,1,1,1,1,0,1,1,1,1,1,1,1,0.10083726924189235,0.21748368364232984,0,0,0.12342742770160647,0.25545146974290645,0.1306636751676829,0.11788099152542374]
[2,9,1,1,1,1,1,1,0,1,1,1,1,1,1,1,0.42068500296922806,0.52471578948862962,0,0.10299884795302822,0.51350245557406349,0.62501200171923788,0.1149502490157593,0.11385320999317673]
[2,10,1,1,1,1,1,1,0,1,1,1,1,1,1,1,0.58487421010145457,0.64183071399373925,0,0.26421954469419723,0.64010048616847748,0.6678095856948284,0.10675419994875443,0.12733052582525395]
[2,11,1,1,1,1,1,1,0,1,1,1,1,1,1,1,0.64455367390637419,0.68273728261145816,0,0.32439312624177435,0.65378837709581394,0.66222834264937191,0.10591582087900354,0.13214489377407143]
[2,12,1,1,1,1,1,1,0,1,1,1,1,1,1,1,0.65047988178448279,0.69045771411581836,0,0.28685182967548667,0.61961703521035805,0.63980191023331578,9.4568803185158992E-2,0.13481627231572677]
[2,13,1,1,1,1,1,1,0,1,1,1,1,1,1,1,0.65518728473503351,0.66305549173841127,0,0.26404988260816575,0.6106500092025855,0.61882085002692089,9.1154875549466177E-2,0.15695348798893469]
[2,14,1,1,1,1,1,1,0,1,1,1,1,1,1,1,0.63805629893078442,0.62987492072172813,0,0.25073759495797882,0.60666234509707884,0.60449402152331111,9.5625185530802279E-2,0.14625094773533431]
[2,15,1,1,1,1,1,1,0,1,1,1,1,1,1,1,0.59885587056409606,0.56921948274991518,0,0.25667592271514672,0.61977666348182714,0.59373707109310336,9.8790101953736636E-2,0.16801493263965792]
[2,16,1,1,1,1,1,1,0,1,1,1,1,1,1,1,0.47173887772692125,0.44652027264416599,0,0.24552719009978113,0.52869565068185065,0.5339157646799364,8.4695089234875426E-2,0.14853274070819164]
[2,17,1,1,1,1,1,1,0.70172991475722046,1,1,1,1,1,1,1,0.22245379543775251,0.16252636580407734,0,0.14964908897703486,0.27740640756214319,0.23295743047648562,7.2105573732384326E-2,0.17773136078525753]
[2,18,1,1,1,1,1,1,0.62980066315022165,1,1,1,1,1,1,1,1.6617979724700051E-2,4.1607269843753738E-3,0,1.7477683202801061E-2,1.5266198265445554E-2,8.5850890686679626E-3,7.4759963176217747E-2,0.17576295078012369]
[2,19,1,1,1,1,1,1,0.46022629575804436,1,1,1,1,1,1,1,0,4.1423512288960025E-6,0,0,0,0,8.4913008858166175E-2,0.20279138610710501]
[2,20,1,1,1,1,1,1,0.45168247183727117,1,1,1,1,1,1,1,0,3.97637160370489E-6,0,0,0,0,0.11697516922220992,0.19492126465243914]
[2,21,1,1,1,1,1,1,0.40361948077467835,1,1,1,1,1,1,1,0,3.9476341395320277E-6,0,0,0,0,0.1265636875856562,0.19709241861990195]
[2,22,1,1,1,1,1,1,0,1,1,1,1,1,1,1,0,2.9220004156501067E-6,0,0,0,0,0.12460587020615563,0.17834716870902709]
[2,23,1,1,1,1,1,1,0,1,1,1,1,1,1,1,0,1.6411053717034763E-6,0,0,0,0,0.14919470973736654,0.16060383392350369]
[2,24,1,1,1,1,1,1,0,1,1,1,1,1,1,1,0,1.2679304059839318E-7,0,0,0,0,0.15461906968553008,0.13549430250003097]
[3,1,1,1,1,1,1,1,0,1,1,1,1,1,1,1,0,-1.1281053842252376E-6,0,0,0,0,0.17990412282860679,0.20217893033232201]
[3,2,1,1,1,1,1,1,0,1,1,1,1,1,1,1,0,-1.5283556277277185E-6,0,0,0,0,0.16400946405814459,0.21068878364350951]
[3,3,1,1,1,1,1,1,0,1,1,1,1,1,1,1,0,-1.8883882691668201E-6,0,0,0,0,0.15777176577647412,0.19652559797013575]
[3,4,1,1,1,1,1,1,0,1,1,1,1,1,1,1,0,-1.8386739925574664E-6,0,0,0,0,0.14898349178702713,0.18499382613831686]
[3,5,1,1,1,1,1,1,0,1,1,1,1,1,1,1,0,-1.839788146684134E-6,0,0,0,0,0.12131103603042756,0.17020356627795913]
[3,6,1,1,1,1,1,1,0,1,1,1,1,1,1,1,0,1.2517021197097804E-4,0,0,8.868164922585093E-8,9.7177607701275421E-6,9.8781182486120986E-2,0.14599507311425058]
[3,7,1,1,1,1,1,1,0,1,1,1,1,1,1,1,2.3902338530545873E-2,7.2069826464442668E-2,0,0,2.5885667490270253E-2,7.7248791916228632E-2,0.10634771696297561,0.14015835665613052]
[3,8,1,1,1,1,1,1,0,1,1,1,1,1,1,1,0.26020254370963103,0.38038117851733616,0,6.6982019483310909E-2,0.31939660976187179,0.45899495886407687,0.10467266719017808,0.13385287698306406]
[3,9,1,1,1,1,1,1,0,1,1,1,1,1,1,1,0.4969195321757186,0.5896483166484916,0,0.34129844545396792,0.5993135273165725,0.63228442734272983,8.5200872364664296E-2,0.14586941375697884]
[3,10,1,1,1,1,1,1,0,1,1,1,1,1,1,1,0.58136631975966513,0.67196059511062933,0,0.45117085829793879,0.64210042144853607,0.65539886177333173,7.5975133404302314E-2,0.12842044756030854]
[3,11,1,1,1,1,1,1,0,1,1,1,1,1,1,1,0.59746794204598108,0.68692753573647225,0,0.49273672951211689,0.60271411383777651,0.64350198584871898,7.121686728495108E-2,0.13086640425917256]
[3,12,1,1,1,1,1,1,0,1,1,1,1,1,1,1,0.58490536761373579,0.69630421155577993,0,0.46221837709058927,0.61906896990666604,0.62731208437141783,7.7926870938339207E-2,0.1463828105338032]
[3,13,1,1,1,1,1,1,0,1,1,1,1,1,1,1,0.60082893306339769,0.66740660111891148,0,0.44279354447878705,0.60989053144343908,0.62363212392646428,7.7430920354682173E-2,0.16325858061759116]
[3,14,1,1,1,1,1,1,0,1,1,1,1,1,1,1,0.58478613691520409,0.63120451938145683,0,0.46159635764529822,0.5612920634589883,0.56616661383859035,9.6617188524459191E-2,0.19066373762195524]
[3,15,1,1,1,1,1,1,0,1,1,1,1,1,1,1,0.53033665156254128,0.56916239192282936,0,0.4326236608350652,0.51841516474410709,0.51493269869719283,9.8410379108915175E-2,0.2003385373012451]
[3,16,1,1,1,1,1,1,0,1,1,1,1,1,1,1,0.43882418624376818,0.46302869952486353,0,0.38404019605183276,0.48281169511990052,0.46459559872747397,0.10859363373308076,0.22353061670065738]
[3,17,1,1,1,1,1,1,0,1,1,1,1,1,1,1,0.30047357171475231,0.24968612157776968,0,0.25978622956175468,0.33984745358224927,0.33009225867997422,0.12366849353105033,0.22916363713178267]
[3,18,1,1,1,1,1,1,0.75541715531021725,1,1,1,1,1,1,1,7.3729347570669249E-2,3.308267038046115E-2,0,9.2628361475545887E-2,7.8583671489669132E-2,4.982872830449301E-2,0.14077331439229174,0.23391995970013951]
[3,19,1,1,1,1,1,1,0.65557055266329112,1,1,1,1,1,1,1,2.0457473929685346E-4,1.9444563071033083E-5,0,9.0903307667648527E-5,1.0647124248971603E-4,9.4182392176740855E-7,0.17718288099636581,0.2271540342853354]
[3,20,1,1,1,1,1,1,0.52938093422799659,1,1,1,1,1,1,1,0,3.9343596784968098E-6,0,0,0,0,0.18748910820340778,0.22439157006103769]
[3,21,1,1,1,1,1,1,0.5226072317244026,1,1,1,1,1,1,1,0,3.5042041529723304E-6,0,0,0,0,0.18756203667358273,0.2203765024449407]
[3,22,1,1,1,1,1,1,0.47820059660210862,1,1,1,1,1,1,1,0,2.2766474397358397E-6,0,0,0,0,0.18583351432782824,0.22279628614767163]
[3,23,1,1,1,1,1,1,0,1,1,1,1,1,1,1,0,9.0936862031324593E-7,0,0,0,0,0.18486339980025479,0.23687930196251666]
[3,24,1,1,1,1,1,1,0,1,1,1,1,1,1,1,0,-3.2096337603080717E-7,0,0,0,0,0.18925875942654952,0.21324455613706475]
[4,1,1,1,1,1,1,1,0,1,1,1,1,1,1,1,0,-4.9932398949011795E-7,0,0,0,0,0.40112443545491006,0.36669833504486626]
[4,2,1,1,1,1,1,1,0,1,1,1,1,1,1,1,0,-8.9267882572962962E-7,0,0,0,0,0.37165463361550977,0.32589929373001775]
[4,3,1,1,1,1,1,1,0,1,1,1,1,1,1,1,0,-1.196092353511156E-6,0,0,0,0,0.32148732204733083,0.28420002894802787]
[4,4,1,1,1,1,1,1,0,1,1,1,1,1,1,1,0,-1.2134713616296211E-6,0,0,0,0,0.29712491992071605,0.25815723340346775]
[4,5,1,1,1,1,1,1,0,1,1,1,1,1,1,1,0,2.5366028154622408E-6,0,0,0,0,0.26116434497376489,0.22058968455389474]
[4,6,1,1,1,1,1,1,0,1,1,1,1,1,1,1,1.0182563324513172E-2,3.5185106021794088E-2,0,0,1.3837988825672045E-2,4.4232045888448479E-2,0.23888434791214347,0.18235267734028873]
[4,7,1,1,1,1,1,1,0,1,1,1,1,1,1,1,0.20128952259627922,0.29452707252702337,0,7.8135539996619097E-2,0.29827803520752127,0.42670350987774663,0.19251367683955292,0.12846234273289833]
[4,8,1,1,1,1,1,1,0,1,1,1,1,1,1,1,0.52170434432446677,0.59489724072583949,0,0.51046953733058165,0.65841620103452581,0.75534260176428281,0.16015025352172957,9.9491825416949009E-2]
[4,9,1,1,1,1,1,1,0,1,1,1,1,1,1,1,0.67533647278205156,0.7463713154690701,0,0.74012412254961835,0.72422112223985458,0.79608966404296699,0.13816478507232427,8.7982075510061195E-2]
[4,10,1,1,1,1,1,1,0,1,1,1,1,1,1,1,0.75040015822342609,0.80941886902134219,0,0.78491760934500832,0.7201514986230364,0.81543300010521957,0.13207410011349857,8.4883431229404852E-2]
[4,11,1,1,1,1,1,1,0,1,1,1,1,1,1,1,0.77744629215736716,0.84145116565371392,0,0.78843879137530137,0.70746067000607793,0.80943302986078258,0.11223073219125765,7.7931759835835848E-2]
[4,12,1,1,1,1,1,1,0,1,1,1,1,1,1,1,0.81020944834133912,0.84195085525447177,0,0.7965537995546722,0.72454378368596872,0.81480592642359995,9.9588032153811429E-2,8.3228065794273609E-2]
[4,13,1,1,1,1,1,1,0,1,1,1,1,1,1,1,0.79506180337025323,0.82631378406743439,0,0.76948038408069785,0.72612113291746905,0.80593693572372249,0.10525426678375996,9.6777160569833542E-2]
[4,14,1,1,1,1,1,1,0,1,1,1,1,1,1,1,0.7862346828192418,0.80427780471348598,0,0.71942225149727379,0.71525125893881891,0.80419085769401022,0.13495718510613761,0.14494804851560078]
[4,15,1,1,1,1,1,1,0,1,1,1,1,1,1,1,0.76195965588677961,0.74006313037170735,0,0.70543390631515823,0.72693855203833335,0.77901375170980236,0.16355900282904531,0.21426584287450842]
[4,16,1,1,1,1,1,1,0,1,1,1,1,1,1,1,0.67484663996818306,0.63880685314162167,0,0.68251783427281809,0.69696142570799824,0.737917929228318,0.23081519456744826,0.2740691219876692]
[4,17,1,1,1,1,1,1,0,1,1,1,1,1,1,1,0.51857359439404627,0.43612465018059077,0,0.6215612993868751,0.63574969345896326,0.60857788353548536,0.27642933952820653,0.32752317749910648]
[4,18,1,1,1,1,1,1,0.84815821333571362,1,1,1,1,1,1,1,0.21399013649292575,0.11405846997817569,0,0.28733275555248783,0.29503973642449344,0.20205437092944628,0.34057873026901153,0.3635926528980431]
[4,19,1,1,1,1,1,1,0.86756428450349932,1,1,1,1,1,1,1,1.3407544666880378E-2,2.9312178430013235E-3,0,3.4286936712980276E-2,1.3618680221157527E-2,4.7605874208542995E-3,0.35125520259038484,0.37222601890402146]
[4,20,1,1,1,1,1,1,0.83697489361975674,1,1,1,1,1,1,1,0,9.8752552433998204E-6,0,0,0,0,0.37369358537551328,0.38101198486613652]
[4,21,1,1,1,1,1,1,0.81262113550158732,1,1,1,1,1,1,1,0,4.7909982606007687E-6,0,0,0,0,0.39323530733548456,0.39921662811451569]
[4,22,1,1,1,1,1,1,0.75235887960435399,1,1,1,1,1,1,1,0,3.1182855797000555E-6,0,0,0,0,0.41212548748770927,0.37864511600237]
[4,23,1,1,1,1,1,1,0,1,1,1,1,1,1,1,0,1.2834663105790275E-6,0,0,0,0,0.42064200238261629,0.36535052911155641]
[4,24,1,1,1,1,1,1,0,1,1,1,1,1,1,1,0,-2.6892847012891981E-9,0,0,0,0,0.43050359145434575,0.36962510678686866]
[5,1,1,1,1,1,1,1,0,1,1,1,1,1,1,1,0,-4.6400886301964904E-7,0,0,0,0,0.4449231398114335,0.40472843925665364]
[5,2,1,1,1,1,1,1,0,1,1,1,1,1,1,1,0,-8.5345390160316403E-7,0,0,0,0,0.45883412543607205,0.38096260877701044]
[5,3,1,1,1,1,1,1,0,1,1,1,1,1,1,1,0,-1.187619895196134E-6,0,0,0,0,0.45528552276578127,0.37268162470622185]
[5,4,1,1,1,1,1,1,0,1,1,1,1,1,1,1,0,-1.3675391991552531E-6,0,0,0,0,0.389734227726722,0.33614717913996089]
[5,5,1,1,1,1,1,1,0,1,1,1,1,1,1,1,9.2675402612361977E-6,2.0777967076823366E-3,0,0,1.0052551268213534E-4,1.3388431272220436E-3,0.33581762581830205,0.27696889265817909]
[5,6,1,1,1,1,1,1,0,1,1,1,1,1,1,1,6.38767745246972E-2,0.11752854063067161,0,2.0194069607188597E-2,0.10996105684976265,0.16463259889168386,0.31151340116308135,0.22844333373824477]
[5,7,1,1,1,1,1,1,0,1,1,1,1,1,1,1,0.35200933433877024,0.41959919468934437,0,0.27952318874211268,0.5189632829783497,0.57256124026882027,0.25356544793074548,0.17069535958127741]
[5,8,1,1,1,1,1,1,0,1,1,1,1,1,1,1,0.59475915701039916,0.62820907280436677,0,0.6827584310758783,0.73179322749382458,0.78175099383008506,0.25290688644110082,0.13154423837826254]
[5,9,1,1,1,1,1,1,0,1,1,1,1,1,1,1,0.71996367614144008,0.75506107994092087,0,0.82695686948420832,0.76523530355521885,0.8349023720387978,0.21040303248986594,9.1716681319420873E-2]
[5,10,1,1,1,1,1,1,0,1,1,1,1,1,1,1,0.79275077395896409,0.83228834446200828,0,0.84470070839889988,0.76622775567793644,0.8535309667949742,0.17361184964253351,7.3908936604176315E-2]
[5,11,1,1,1,1,1,1,0,1,1,1,1,1,1,1,0.81319101438725894,0.86769679995168891,0,0.84006322079805229,0.7592682605886637,0.85540555391790418,0.13664534149661733,6.4976758331058579E-2]
[5,12,1,1,1,1,1,1,0,1,1,1,1,1,1,1,0.8200382896208942,0.87561461777352223,0,0.84358415527832797,0.77542198416156094,0.86230250523907048,0.14709001465714205,6.1039817797160209E-2]
[5,13,1,1,1,1,1,1,0,1,1,1,1,1,1,1,0.82345667104678177,0.86714102195858311,0,0.82693429147231701,0.77530756778079457,0.8610218415813311,0.17780468434969607,8.4907703132257081E-2]
[5,14,1,1,1,1,1,1,0,1,1,1,1,1,1,1,0.82157061968042466,0.84921017672871857,0,0.79481902134594151,0.79320605388735488,0.84949011081500547,0.20361411883525971,0.14013167329191201]
[5,15,1,1,1,1,1,1,0,1,1,1,1,1,1,1,0.79175122004178244,0.79354728507771055,0,0.77683631519599983,0.79302169315383242,0.8282807550454927,0.28804769965202082,0.2284936060194665]
[5,16,1,1,1,1,1,1,0,1,1,1,1,1,1,1,0.70986154594915463,0.69380696568711797,0,0.72858885559236108,0.77553818210921466,0.79491087959716444,0.3612820785937379,0.32995271035170781]
[5,17,1,1,1,1,1,1,0,1,1,1,1,1,1,1,0.58546899265977026,0.50573375061280823,0,0.65163843070936178,0.73095155065793271,0.69441925502544799,0.42513907495489073,0.38303813889123595]
[5,18,1,1,1,1,1,1,1.1220868496780025,1,1,1,1,1,1,1,0.31621442393560373,0.19616753068572301,0,0.41639257043297678,0.45232495412219753,0.34164497666717331,0.45471976865695468,0.42255725532803079]
[5,19,1,1,1,1,1,1,1.0452160983485894,1,1,1,1,1,1,1,5.2415900811201427E-2,1.5183529847144391E-2,0,9.0470679760256426E-2,7.0294831394076204E-2,3.2171306060231587E-2,0.46128725902607159,0.41254521793196269]
[5,20,1,1,1,1,1,1,1.0340120713067908,1,1,1,1,1,1,1,8.7280903894636187E-5,5.4812442293354356E-5,0,0,2.814514894826624E-5,7.8767576376291723E-7,0.4789397349046895,0.41246666930779835]
[5,21,1,1,1,1,1,1,1.0008374730322813,1,1,1,1,1,1,1,0,6.1659150292081379E-6,0,0,0,0,0.49966054317759478,0.42092314055763203]
[5,22,1,1,1,1,1,1,0.78493295461266677,1,1,1,1,1,1,1,0,4.0588285796504489E-6,0,0,0,0,0.48215725253334435,0.42758185213351863]
[5,23,1,1,1,1,1,1,0,1,1,1,1,1,1,1,0,1.9567856489831834E-6,0,0,0,0,0.47395214451460033,0.43836871770266761]
[5,24,1,1,1,1,1,1,0,1,1,1,1,1,1,1,0,3.4407268966313632E-7,0,0,0,0,0.47002533142341629,0.41104159427183701]
[6,1,1,1,1,1,1,1,0,1,1,1,1,1,1,1,0,4.0966451285783356E-7,0,0,0,0,0.48191054858156968,0.40330151153813348]
[6,2,1,1,1,1,1,1,0,1,1,1,1,1,1,1,0,-3.6547992516992673E-7,0,0,0,0,0.48507000493436592,0.37868226876951089]
[6,3,1,1,1,1,1,1,0,1,1,1,1,1,1,1,0,-7.7944607379278764E-7,0,0,0,0,0.45446925615968475,0.34809160568743747]
[6,4,1,1,1,1,1,1,0,1,1,1,1,1,1,1,0,-1.2589835863429517E-6,0,0,0,0,0.43765301972282777,0.29460109498150755]
[6,5,1,1,1,1,1,1,0,1,1,1,1,1,1,1,3.3388700709947378E-4,3.9667980099707479E-3,0,0,7.2312583358310448E-4,2.9965651855784195E-3,0.39460151237768182,0.2562279579944815]
[6,6,1,1,1,1,1,1,0,1,1,1,1,1,1,1,8.9182392090647433E-2,0.13304815915862203,0,4.3545181723387789E-2,0.15787995363885104,0.19510539212196498,0.33153683514919113,0.20101795907804693]
[6,7,1,1,1,1,1,1,0,1,1,1,1,1,1,1,0.36938894352371676,0.40930065713114216,0,0.34145902451503868,0.57345280257220821,0.57302676402791319,0.26889655366926585,0.14214428117023792]
[6,8,1,1,1,1,1,1,0,1,1,1,1,1,1,1,0.60431333366821793,0.61266437740910118,0,0.7199019461748446,0.77703678799932552,0.75133797557229332,0.24237088777408919,9.5042555886693664E-2]
[6,9,1,1,1,1,1,1,0,1,1,1,1,1,1,1,0.73023824788531899,0.7628170356464743,0,0.82667779755915749,0.83202320259332319,0.81018284288734577,0.20062142559690366,7.4963568165734629E-2]
[6,10,1,1,1,1,1,1,0,1,1,1,1,1,1,1,0.79111223229273608,0.83542210374387149,0,0.84428356762692325,0.8423452632246311,0.84258240517527805,0.14980415382744419,5.0407426335143245E-2]
[6,11,1,1,1,1,1,1,0,1,1,1,1,1,1,1,0.83130930953640869,0.8781817169171674,0,0.84358641022324454,0.84872203340219377,0.84929995501591748,0.10127572650550257,5.9420699122561073E-2]
[6,12,1,1,1,1,1,1,0,1,1,1,1,1,1,1,0.84281643265926864,0.87921322824668946,0,0.83877355960667599,0.85353353072973637,0.85389232184016917,0.10102720939176059,6.200148503288818E-2]
[6,13,1,1,1,1,1,1,0,1,1,1,1,1,1,1,0.85649058969840086,0.87287704449680381,0,0.80836411409394271,0.85110296884813141,0.8525163647212296,0.10282386928387183,7.6477058905770251E-2]
[6,14,1,1,1,1,1,1,0,1,1,1,1,1,1,1,0.84276641141833253,0.84749166995813074,0,0.76474449001000877,0.84359622980865678,0.84286616193747843,0.1487498840898992,0.11828978172847363]
[6,15,1,1,1,1,1,1,0,1,1,1,1,1,1,1,0.80471340504217914,0.78103433873599415,0,0.74641753177881276,0.84336250085478315,0.82210385732080671,0.24347797797083623,0.19116589654622462]
[6,16,1,1,1,1,1,1,0,1,1,1,1,1,1,1,0.73452757162209292,0.68361429420754827,0,0.71817723503623443,0.82492721616079268,0.79348117689485542,0.33738630969978078,0.26415098681543075]
[6,17,1,1,1,1,1,1,1.0562947735676012,1,1,1,1,1,1,1,0.60882847580528265,0.5318190917383695,0,0.63678887270146489,0.76531866113587799,0.70375573481164788,0.39533848519344328,0.32258487668893027]
[6,18,1,1,1,1,1,1,1.051232486552566,1,1,1,1,1,1,1,0.38312400823310472,0.25302784244145093,0,0.43655654044911163,0.56703985531592138,0.42523524153724357,0.42669660569764889,0.37575092723484516]
[6,19,1,1,1,1,1,1,1,1,1,1,1,1,1,1,0.10378066130576803,3.4371650443241274E-2,0,0.1440127708254102,0.15987304663679419,7.2794012462667923E-2,0.43960615204518089,0.41752860540582332]
[6,20,1,1,1,1,1,1,0.96743945595908754,1,1,1,1,1,1,1,1.3113270703556028E-3,6.3546010788373752E-5,0,4.4991362007516592E-3,1.8684112591666306E-3,4.8263776439010595E-5,0.466946776795651,0.45810472956850262]
[6,21,1,1,1,1,1,1,0.90309217606606584,1,1,1,1,1,1,1,0,9.6958316272335787E-6,0,0,0,0,0.51203694776810871,0.44797793627991245]
[6,22,1,1,1,1,1,1,8.1502691231694013E-2,1,1,1,1,1,1,1,0,7.1043079147644782E-6,0,0,0,0,0.5110198385546596,0.44600433475919515]
[6,23,1,1,1,1,1,1,0,1,1,1,1,1,1,1,0,4.3243753218436332E-6,0,0,0,0,0.52231063122523147,0.44229497314214122]
[6,24,1,1,1,1,1,1,0,1,1,1,1,1,1,1,0,1.8966135036185487E-6,0,0,0,0,0.51298859277114905,0.42497156101340677]
[7,1,1,1,1,1,1,1,0,1,1,1,1,1,1,1,0,1.8719837278285295E-6,0,0,0,0,0.59464639499752903,0.45212023150160791]
[7,2,1,1,1,1,1,1,0,1,1,1,1,1,1,1,0,5.9733241919505374E-7,0,0,0,0,0.56941738528490904,0.41722099141809277]
[7,3,1,1,1,1,1,1,0,1,1,1,1,1,1,1,0,-1.6109986320217916E-8,0,0,0,0,0.56023208755028553,0.36860087196434888]
[7,4,1,1,1,1,1,1,0,1,1,1,1,1,1,1,0,-4.4780841708704964E-7,0,0,0,0,0.53296123475930368,0.33215943632668266]
[7,5,1,1,1,1,1,1,0,1,1,1,1,1,1,1,0,2.3329174795448169E-4,0,0,1.4651035243608644E-5,2.593919246371586E-4,0.48884813340543481,0.29100624709724465]
[7,6,1,1,1,1,1,1,0,1,1,1,1,1,1,1,4.2739928970388141E-2,7.0664424637742973E-2,0,0,7.1702101796680309E-2,9.1454985324212659E-2,0.46355897147097846,0.22653895217809017]
[7,7,1,1,1,1,1,1,0,1,1,1,1,1,1,1,0.30740186643347306,0.29545386381783695,0,9.7804532781593193E-2,0.46010149151869839,0.44600684090203052,0.392719793699005,0.16584080444076199]
[7,8,1,1,1,1,1,1,0,1,1,1,1,1,1,1,0.57506955607140364,0.53504464903563687,0,0.42977825938846559,0.7420421341940372,0.69888342072395848,0.30524929541102697,0.10186211044450305]
[7,9,1,1,1,1,1,1,0,1,1,1,1,1,1,1,0.72455494959890021,0.67994971474559363,0,0.64414955585855316,0.81885637915412512,0.79258585249021896,0.228533901051514,6.4059206968753779E-2]
[7,10,1,1,1,1,1,1,0,1,1,1,1,1,1,1,0.79871485448787771,0.76751712437994668,0,0.72465394144195439,0.83011296519354161,0.8323973370705261,0.18579115909310537,4.6709476962241314E-2]
[7,11,1,1,1,1,1,1,0,1,1,1,1,1,1,1,0.84865522146482619,0.81978230728022039,0,0.75892171668126285,0.83608054085379369,0.8405064164087811,0.14198384434968062,5.6771628931085588E-2]
[7,12,1,1,1,1,1,1,0,1,1,1,1,1,1,1,0.85962712925999119,0.83948714638015498,0,0.71964134673709101,0.83274430720316783,0.83809608747479813,0.12827469257332574,7.7784085069974931E-2]
[7,13,1,1,1,1,1,1,0,1,1,1,1,1,1,1,0.85419513281248127,0.83123888697752912,0,0.67759141037784376,0.83107963147877884,0.83083647759356827,0.16371146717697144,0.1110159268618815]
[7,14,1,1,1,1,1,1,0,1,1,1,1,1,1,1,0.84053668525358671,0.80399522802931489,0,0.63243149238288032,0.82202783378229005,0.82088299344198046,0.2290666735848223,0.16528110246216565]
[7,15,1,1,1,1,1,1,0,1,1,1,1,1,1,1,0.80151507123469645,0.74150366379667243,0,0.59070266197284371,0.82045984392086346,0.79833699124159385,0.32471503091276666,0.22686370766916653]
[7,16,1,1,1,1,1,1,0,1,1,1,1,1,1,1,0.73223042142261441,0.64906923311905806,0,0.59722611868879094,0.78709237001312604,0.76433032797328848,0.38141465901669669,0.3072753576091326]
[7,17,1,1,1,1,1,1,1.0562947735676012,1,1,1,1,1,1,1,0.59912799946178641,0.49654629806756873,0,0.53550227251929827,0.72965091960773598,0.67294783406284364,0.42943752139057706,0.37440562355906637]
[7,18,1,1,1,1,1,1,1.051232486552566,1,1,1,1,1,1,1,0.37027734164564874,0.22837043952513689,0,0.38710880348824162,0.51181028657947647,0.38926881298348703,0.46597203572131751,0.42586356568232708]
[7,19,1,1,1,1,1,1,1,1,1,1,1,1,1,1,8.1930826764718093E-2,2.7241664540919842E-2,0,0.11491002138739381,0.12036735406095554,6.1998198686623297E-2,0.50455938787209442,0.46179078972442145]
[7,20,1,1,1,1,1,1,0.96743945595908754,1,1,1,1,1,1,1,5.5543363870917987E-4,3.1763141608647111E-5,0,5.4629677031051561E-4,7.0819370506365153E-4,2.881939685239824E-5,0.52211660214162114,0.47279015732986374]
[7,21,1,1,1,1,1,1,0.90309217606606584,1,1,1,1,1,1,1,0,1.4879646222374421E-5,0,0,0,0,0.55400128724844788,0.49183628034263471]
[7,22,1,1,1,1,1,1,8.1502691231694013E-2,1,1,1,1,1,1,1,0,1.1463721335388458E-5,0,0,0,0,0.57716256676048272,0.48910183112805838]
[7,23,1,1,1,1,1,1,0,1,1,1,1,1,1,1,0,6.9055740171414652E-6,0,0,0,0,0.60648733296861734,0.48053817480524991]
[7,24,1,1,1,1,1,1,0,1,1,1,1,1,1,1,0,3.9790525173560683E-6,0,0,0,0,0.61817148052313642,0.46398372743838956]
[8,1,1,1,1,1,1,1,0,1,1,1,1,1,1,1,0,3.7261019371407611E-6,0,0,0,0,0.5124894403969803,0.37128067619137234]
[8,2,1,1,1,1,1,1,0,1,1,1,1,1,1,1,0,2.5891736332147632E-6,0,0,0,0,0.48701776557892551,0.33398649303765054]
[8,3,1,1,1,1,1,1,0,1,1,1,1,1,1,1,0,1.7536613449903789E-6,0,0,0,0,0.42197287931066191,0.28817423711151841]
[8,4,1,1,1,1,1,1,0,1,1,1,1,1,1,1,0,9.785406046799747E-7,0,0,0,0,0.40502913614621711,0.23364486960358305]
[8,5,1,1,1,1,1,1,0,1,1,1,1,1,1,1,0,2.5027904059007757E-6,0,0,0,0,0.36545623911821007,0.20551896360006583]
[8,6,1,1,1,1,1,1,0,1,1,1,1,1,1,1,6.7140941265903644E-3,2.9019240850915898E-2,0,0,1.0127995021071656E-2,3.0803818619592343E-2,0.29434374277959008,0.16517012132283401]
[8,7,1,1,1,1,1,1,0,1,1,1,1,1,1,1,0.18563666336711832,0.25664480987219862,0,6.2272566581327585E-2,0.26958876029340706,0.33397387090240199,0.25285177751587185,0.11443146901866695]
[8,8,1,1,1,1,1,1,0,1,1,1,1,1,1,1,0.48944628997681489,0.53883167029350887,0,0.40656095644671186,0.62303033285207832,0.62808539206691572,0.17775035254502389,7.2150948076820529E-2]
[8,9,1,1,1,1,1,1,0,1,1,1,1,1,1,1,0.65855787760695117,0.68133297762956602,0,0.66228761807157177,0.75331973687300013,0.74722177991336769,0.12413553560834123,5.2173528549613747E-2]
[8,10,1,1,1,1,1,1,0,1,1,1,1,1,1,1,0.73841025913248948,0.77634155016911965,0,0.73069522190826031,0.78832364157044976,0.80114448079466105,8.9080392026831601E-2,4.2801195821900305E-2]
[8,11,1,1,1,1,1,1,0,1,1,1,1,1,1,1,0.79281740258593525,0.84471321398966948,0,0.76843820877151647,0.79185634591856913,0.81832794160730926,6.6829374213462966E-2,4.8535424719352807E-2]
[8,12,1,1,1,1,1,1,0,1,1,1,1,1,1,1,0.81792699679307679,0.86261820501283215,0,0.76096365034247071,0.79804287987962674,0.81638884983700055,5.177562908584888E-2,6.1514765482089319E-2]
[8,13,1,1,1,1,1,1,0,1,1,1,1,1,1,1,0.81433305352566332,0.82673209660424707,0,0.71566185387434189,0.7919015193061858,0.8003641676936436,5.5111760677275724E-2,8.936297604520875E-2]
[8,14,1,1,1,1,1,1,0,1,1,1,1,1,1,1,0.80991986670803573,0.80077720353121928,0,0.69009604457187612,0.78548596530942039,0.77872075952578501,6.6987126982491083E-2,0.12503783918355932]
[8,15,1,1,1,1,1,1,0,1,1,1,1,1,1,1,0.76814024535864811,0.73420756601825399,0,0.66230837722843605,0.7799928785355581,0.74724953102992286,0.10390629934712234,0.17805606215805775]
[8,16,1,1,1,1,1,1,0,1,1,1,1,1,1,1,0.67319914771981515,0.62668352912877623,0,0.60429313517410332,0.73406519183278551,0.68892070123931415,0.18720508721053231,0.23593328869765881]
[8,17,1,1,1,1,1,1,1.0562947735676012,1,1,1,1,1,1,1,0.50116625647719482,0.42147930453663196,0,0.50232207702217802,0.60195289190008516,0.54795100051457601,0.26477990120362926,0.30004508400870927]
[8,18,1,1,1,1,1,1,1.051232486552566,1,1,1,1,1,1,1,0.20095495801108737,0.12263052884504473,0,0.28568710265791414,0.26720533141863034,0.20296934415032644,0.30969460385068265,0.34578375227964309]
[8,19,1,1,1,1,1,1,1,1,1,1,1,1,1,1,1.2084837162144861E-2,3.8436976531228961E-3,0,4.3463016513009572E-2,1.4773303780339494E-2,6.215426476282716E-3,0.4044332868572969,0.39180597015996421]
[8,20,1,1,1,1,1,1,0.96743945595908754,1,1,1,1,1,1,1,0,2.9489233349890678E-5,0,0,0,0,0.47595472618108647,0.41857937672621948]
[8,21,1,1,1,1,1,1,0.90309217606606584,1,1,1,1,1,1,1,0,1.8382655612655058E-5,0,0,0,0,0.49667729899110824,0.42021532459482425]
[8,22,1,1,1,1,1,1,8.1502691231694013E-2,1,1,1,1,1,1,1,0,1.2348785098786986E-5,0,0,0,0,0.5030659260777004,0.40703814065643967]
[8,23,1,1,1,1,1,1,0,1,1,1,1,1,1,1,0,8.3123605581728918E-6,0,0,0,0,0.51901688408957392,0.39806549160349458]
[8,24,1,1,1,1,1,1,0,1,1,1,1,1,1,1,0,4.9911272400737318E-6,0,0,0,0,0.50953006302575976,0.38236891652269084]
[9,1,1,1,1,1,1,1,0,1,1,1,1,1,1,1,0,1.9225706730192753E-6,0,0,0,0,0.47308202403662875,0.2522339818666412]
[9,2,1,1,1,1,1,1,0,1,1,1,1,1,1,1,0,1.0926635415070002E-6,0,0,0,0,0.43222899536362042,0.24426352013417779]
[9,3,1,1,1,1,1,1,0,1,1,1,1,1,1,1,0,4.4870910072028412E-7,0,0,0,0,0.38919640444858183,0.22599437408199141]
[9,4,1,1,1,1,1,1,0,1,1,1,1,1,1,1,0,-1.3785306920330156E-7,0,0,0,0,0.34590561446341289,0.17365420259943937]
[9,5,1,1,1,1,1,1,0,1,1,1,1,1,1,1,0,-1.4208500479003441E-7,0,0,0,0,0.3062525905376246,0.14959008377741642]
[9,6,1,1,1,1,1,1,0,1,1,1,1,1,1,1,6.9661842372641916E-4,8.9644639553514115E-3,0,0,1.0722565176975428E-3,6.8347258542644212E-3,0.27482362339418381,0.12710142334348834]
[9,7,1,1,1,1,1,1,0,1,1,1,1,1,1,1,0.1243885226180752,0.20194045976875133,0,2.2130499429348451E-2,0.16472252154961414,0.24686230321943031,0.26076498184549723,9.5577337027796402E-2]
[9,8,1,1,1,1,1,1,0,1,1,1,1,1,1,1,0.47575751909847674,0.52402413772427137,0,0.34839513001364464,0.58728892254380605,0.64514669733785268,0.22991182919233238,6.8528543497913222E-2]
[9,9,1,1,1,1,1,1,0,1,1,1,1,1,1,1,0.68401551043532116,0.68883904306859844,0,0.63638050308551697,0.73986494295125205,0.75128078369711959,0.20153881119952655,5.2255873431550068E-2]
[9,10,1,1,1,1,1,1,0,1,1,1,1,1,1,1,0.76641191145271881,0.77323404705292986,0,0.72438086676826363,0.76479341324011796,0.79030699868166221,0.15669153233942726,5.7129654191099166E-2]
[9,11,1,1,1,1,1,1,0,1,1,1,1,1,1,1,0.80912060292741095,0.82382963656983987,0,0.7182200810789281,0.75927705516151489,0.79663908362097613,0.1085531913388533,6.9931246750262355E-2]
[9,12,1,1,1,1,1,1,0,1,1,1,1,1,1,1,0.82132218205457885,0.83486776295726794,0,0.70526923413334597,0.75073434901746472,0.79641796991183456,7.8938550491698359E-2,8.178505158782659E-2]
[9,13,1,1,1,1,1,1,0,1,1,1,1,1,1,1,0.81552352858031596,0.8346588111582578,0,0.69193050511290433,0.75205973917758251,0.79204825338887164,8.4820439795756555E-2,0.10041523397576602]
[9,14,1,1,1,1,1,1,0,1,1,1,1,1,1,1,0.80225463074936687,0.7977183504679326,0,0.70602596299590725,0.76261702738701387,0.78275588617337855,9.3724391711657931E-2,0.12453889696785733]
[9,15,1,1,1,1,1,1,0,1,1,1,1,1,1,1,0.76148609758776775,0.7189317615888855,0,0.66447655324708588,0.76602343551320429,0.77135677094726185,0.1257289710844548,0.16326473842044034]
[9,16,1,1,1,1,1,1,0,1,1,1,1,1,1,1,0.65722624049009182,0.5729441337948642,0,0.62149598432879805,0.72185904846096527,0.69653783285697357,0.19344856637971006,0.19076428338914925]
[9,17,1,1,1,1,1,1,1.0562947735676012,1,1,1,1,1,1,1,0.40072230796763653,0.2675293343694134,0,0.4518456317792125,0.47513105261467892,0.38955111946790183,0.24605772786352556,0.2123363903282639]
[9,18,1,1,1,1,1,1,1.051232486552566,1,1,1,1,1,1,1,8.6575618281558769E-2,2.8237650595515085E-2,0,0.10053175597947758,9.3370271515100606E-2,4.6734188897717931E-2,0.29707945841293026,0.25078499317464231]
[9,19,1,1,1,1,1,1,1,1,1,1,1,1,1,1,2.3645631581923395E-4,1.7183348662205481E-4,0,1.5880259853511833E-3,9.8943728788993121E-5,4.4343526800254793E-6,0.36231872062251175,0.28978946084650459]
[9,20,1,1,1,1,1,1,0.96743945595908754,1,1,1,1,1,1,1,0,1.6141644707143425E-5,0,0,0,0,0.39855927250963014,0.30516077782954543]
[9,21,1,1,1,1,1,1,0.90309217606606584,1,1,1,1,1,1,1,0,1.2522153155557567E-5,0,0,0,0,0.42215445455771078,0.30109721826912639]
[9,22,1,1,1,1,1,1,8.1502691231694013E-2,1,1,1,1,1,1,1,0,8.5840766411628709E-6,0,0,0,0,0.42612024492367057,0.28331788157351773]
[9,23,1,1,1,1,1,1,0,1,1,1,1,1,1,1,0,5.4675194392284343E-6,0,0,0,0,0.46146363925677064,0.26469966212185786]
[9,24,1,1,1,1,1,1,0,1,1,1,1,1,1,1,0,3.3923647174407813E-6,0,0,0,0,0.45709940138345118,0.25097306274536618]
[10,1,1,1,1,1,1,1,0,1,1,1,1,1,1,1,0,2.2995897810612727E-7,0,0,0,0,0.20570832627063107,0.11261897671618593]
[10,2,1,1,1,1,1,1,0,1,1,1,1,1,1,1,0,-3.3591783964676699E-7,0,0,0,0,0.20064963972025474,0.10915594880850038]
[10,3,1,1,1,1,1,1,0,1,1,1,1,1,1,1,0,-6.8606804998690299E-7,0,0,0,0,0.17964155276334517,0.1041557417779303]
[10,4,1,1,1,1,1,1,0,1,1,1,1,1,1,1,0,-9.4988875937178096E-7,0,0,0,0,0.16460368709609541,9.2672904103429654E-2]
[10,5,1,1,1,1,1,1,0,1,1,1,1,1,1,1,0,-4.2948837395185724E-7,0,0,0,0,0.14988670961283093,8.5286910276818326E-2]
[10,6,1,1,1,1,1,1,0,1,1,1,1,1,1,1,0,1.639215018358205E-3,0,0,1.9473685877528209E-5,4.6485309977768881E-4,0.11147046535050528,8.1842174713387075E-2]
[10,7,1,1,1,1,1,1,0,1,1,1,1,1,1,1,4.4626725279385063E-2,0.12725397533753013,0,3.1646787692480006E-3,4.9126840311305639E-2,0.14091312058854355,0.10631130423793944,5.8264612809786426E-2]
[10,8,1,1,1,1,1,1,0,1,1,1,1,1,1,1,0.33705563654674192,0.46789490910635401,0,0.20509442946038947,0.38987882956791048,0.56106769914596111,8.3208177715097947E-2,4.2758435762421151E-2]
[10,9,1,1,1,1,1,1,0,1,1,1,1,1,1,1,0.59594877176888783,0.66538508708952782,0,0.60565314114323765,0.64478495725274221,0.71267857827836267,7.0487453505338069E-2,3.5922003194518812E-2]
[10,10,1,1,1,1,1,1,0,1,1,1,1,1,1,1,0.69147611360677641,0.74923730327390037,0,0.73272296704784212,0.6642651117107804,0.73431356621823884,7.0820015817704557E-2,3.9309625741135792E-2]
[10,11,1,1,1,1,1,1,0,1,1,1,1,1,1,1,0.70968528344535109,0.80119735016282301,0,0.72280426018660737,0.65105100236745717,0.72790227776075567,5.674659097353759E-2,5.0452088336884263E-2]
[10,12,1,1,1,1,1,1,0,1,1,1,1,1,1,1,0.71503028617127051,0.80929555552743837,0,0.72082518716874011,0.63470846204981246,0.72995922928841495,5.3023694954118579E-2,5.4553167015216654E-2]
[10,13,1,1,1,1,1,1,0,1,1,1,1,1,1,1,0.71130789702876429,0.79653559979824629,0,0.73681307503284177,0.63944887908588433,0.73374693801360413,4.8369836209304136E-2,5.0262630766445528E-2]
[10,14,1,1,1,1,1,1,0,1,1,1,1,1,1,1,0.70430664060208559,0.75779966641168484,0,0.73809097703409032,0.65096838551933145,0.73705061230757485,4.8008771574349109E-2,5.6840844246062013E-2]
[10,15,1,1,1,1,1,1,0,1,1,1,1,1,1,1,0.64837667414641831,0.67808380021616599,0,0.73345103978014314,0.6485085572306859,0.72109974891720008,5.1966740741012929E-2,6.0236933311111109E-2]
[10,16,1,1,1,1,1,1,0,1,1,1,1,1,1,1,0.48917261903039744,0.44970594154613708,0,0.6100506601522675,0.54585692913165129,0.56418063528629014,5.8565642388984873E-2,7.4659021854110955E-2]
[10,17,1,1,1,1,1,1,1.0562947735676012,1,1,1,1,1,1,1,0.17363573190672416,0.10523110907899963,0,0.24833695360931912,0.18147335705613854,0.15914256741587313,7.1683737648804119E-2,0.10075480229152395]
[10,18,1,1,1,1,1,1,1.051232486552566,1,1,1,1,1,1,1,6.4842897048424854E-3,1.5487906521827303E-3,0,2.1257099871164097E-2,3.7743102995032407E-3,1.7596008046942692E-3,0.10931870548621907,0.11371766605346115]
[10,19,1,1,1,1,1,1,1,1,1,1,1,1,1,1,0,1.325556650268929E-5,0,0,0,0,0.1224431100380545,0.12950816108729271]
[10,20,1,1,1,1,1,1,0.96743945595908754,1,1,1,1,1,1,1,0,8.7066597259176851E-6,0,0,0,0,0.14564601853390707,0.14863487868964026]
[10,21,1,1,1,1,1,1,0.90309217606606584,1,1,1,1,1,1,1,0,6.6204788354101968E-6,0,0,0,0,0.18372463715081688,0.13389910291421664]
[10,22,1,1,1,1,1,1,8.1502691231694013E-2,1,1,1,1,1,1,1,0,4.6626844515965847E-6,0,0,0,0,0.20552133472591447,0.12171648471195308]
[10,23,1,1,1,1,1,1,0,1,1,1,1,1,1,1,0,2.3046464958806387E-6,0,0,0,0,0.2293729530772261,0.11154584980602439]
[10,24,1,1,1,1,1,1,0,1,1,1,1,1,1,1,0,1.0429446277001816E-6,0,0,0,0,0.22994613554395393,0.10994304744313729]
[11,1,1,1,1,1,1,1,0,1,1,1,1,1,1,1,0,-3.420881391532878E-7,0,0,0,0,6.3236466525818824E-2,5.8097586255531811E-2]
[11,2,1,1,1,1,1,1,0,1,1,1,1,1,1,1,0,-9.5272403215157913E-7,0,0,0,0,5.8859774299466344E-2,6.424141499832059E-2]
[11,3,1,1,1,1,1,1,0,1,1,1,1,1,1,1,0,-1.3481168238183031E-6,0,0,0,0,6.6674900567558093E-2,6.1984235336852517E-2]
[11,4,1,1,1,1,1,1,0,1,1,1,1,1,1,1,0,-1.5207373489445803E-6,0,0,0,0,6.5629517452685276E-2,6.4910738941613144E-2]
[11,5,1,1,1,1,1,1,0,1,1,1,1,1,1,1,0,-1.4617452493475955E-6,0,0,0,0,5.591097215338077E-2,5.9949660699487664E-2]
[11,6,1,1,1,1,1,1,0,1,1,1,1,1,1,1,0,1.4980195164614136E-4,0,0,0,0,5.9369811350250726E-2,5.8790607794843651E-2]
[11,7,1,1,1,1,1,1,0,1,1,1,1,1,1,1,2.1094120608614502E-3,3.3027676722279777E-2,0,0,1.7869381411637925E-3,2.6043750022270534E-2,5.762982718989474E-2,5.5539847711631084E-2]
[11,8,1,1,1,1,1,1,0,1,1,1,1,1,1,1,0.14284502831317139,0.29701059957198139,0,4.805347074775617E-2,0.15199395967712676,0.32900544956783651,5.6773565954240907E-2,4.8427445959417073E-2]
[11,9,1,1,1,1,1,1,0,1,1,1,1,1,1,1,0.45855746795776975,0.58386973835018052,0,0.34273799556673312,0.45762456602939433,0.61439283406385692,4.4706837602473494E-2,5.0607298896452171E-2]
[11,10,1,1,1,1,1,1,0,1,1,1,1,1,1,1,0.59275903600203594,0.67890042482340551,0,0.54530435787605191,0.53907554764271426,0.66456318581050988,3.7227076412455512E-2,5.7139719528375751E-2]
[11,11,1,1,1,1,1,1,0,1,1,1,1,1,1,1,0.62921708944731469,0.72130929010460387,0,0.5788352058592996,0.52890811149812134,0.64668391274967163,3.3969935474567121E-2,6.2511358054927579E-2]
[11,12,1,1,1,1,1,1,0,1,1,1,1,1,1,1,0.62372083707282133,0.73089303485169177,0,0.57467382279675372,0.51194633286915825,0.62915393596049196,3.0878868134283755E-2,7.2241812045729492E-2]
[11,13,1,1,1,1,1,1,0,1,1,1,1,1,1,1,0.62154211309207996,0.71102572222061489,0,0.56639313172573125,0.52694068289142837,0.63689109668640964,3.3550796640345729E-2,6.9153394420452291E-2]
[11,14,1,1,1,1,1,1,0,1,1,1,1,1,1,1,0.6012389940548083,0.66949238747706474,0,0.55981992778925427,0.54256760984152841,0.63841442480675115,3.0366101301485732E-2,7.085761030450613E-2]
[11,15,1,1,1,1,1,1,0,1,1,1,1,1,1,1,0.52756577873250377,0.55123144782749955,0,0.54991801105020244,0.50967172498800517,0.60788369443123658,3.4712037724405426E-2,7.5092568747059593E-2]
[11,16,1,1,1,1,1,1,0,1,1,1,1,1,1,1,0.3034661118080309,0.25776182155052491,0,0.38680428717659582,0.31927788445292565,0.35066245355411924,3.8817752691814943E-2,7.6952770657780722E-2]
[11,17,1,1,1,1,1,1,0.76751848185500771,1,1,1,1,1,1,1,4.1396539103449481E-2,1.9304122916738175E-2,0,8.8196505194947553E-2,3.7869190173683544E-2,3.489594601686815E-2,3.5230673085316772E-2,6.7662979024693717E-2]
[11,18,1,1,1,1,1,1,0.77125841598925793,1,1,1,1,1,1,1,0,7.5573374917599082E-6,0,0,0,1.1606625955167255E-7,4.0267194280782917E-2,6.6018046971814681E-2]
[11,19,1,1,1,1,1,1,0.72251763559521154,1,1,1,1,1,1,1,0,4.5749183669914969E-6,0,0,0,0,4.5581695293950175E-2,7.9925125888573506E-2]
[11,20,1,1,1,1,1,1,0.66761219459917676,1,1,1,1,1,1,1,0,4.6183781352014665E-6,0,0,0,0,4.7626293459254884E-2,8.2197137944945667E-2]
[11,21,1,1,1,1,1,1,0.6005050361668004,1,1,1,1,1,1,1,0,4.0316365800162366E-6,0,0,0,0,6.0299812527962585E-2,8.1747694231651152E-2]
[11,22,1,1,1,1,1,1,0,1,1,1,1,1,1,1,0,2.9608386220018235E-6,0,0,0,0,6.6057906729458077E-2,7.2929501637322799E-2]
[11,23,1,1,1,1,1,1,0,1,1,1,1,1,1,1,0,1.7804677050010734E-6,0,0,0,0,7.1447113237442988E-2,6.6642246833866547E-2]
[11,24,1,1,1,1,1,1,0,1,1,1,1,1,1,1,0,6.1853972618840161E-7,0,0,0,0,7.3244663510076566E-2,6.1476219086584155E-2]
[12,1,1,1,1,1,1,1,0,1,1,1,1,1,1,1,0,5.8711055809940803E-7,0,0,0,0,6.7549614120747212E-2,6.5643545181468116E-2]
[12,2,1,1,1,1,1,1,0,1,1,1,1,1,1,1,0,-4.0486361397842497E-8,0,0,0,0,7.3753505224769172E-2,6.710629925788815E-2]
[12,3,1,1,1,1,1,1,0,1,1,1,1,1,1,1,0,-6.3013028129118701E-7,0,0,0,0,6.209748299532053E-2,7.1086284393331534E-2]
[12,4,1,1,1,1,1,1,0,1,1,1,1,1,1,1,0,-7.752563734150373E-7,0,0,0,0,6.2423137077876195E-2,6.7506795530458102E-2]
[12,5,1,1,1,1,1,1,0,1,1,1,1,1,1,1,0,-4.4003578811666787E-7,0,0,0,0,6.35086276811892E-2,7.0925749549378123E-2]
[12,6,1,1,1,1,1,1,0,1,1,1,1,1,1,1,0,-2.2587921302344107E-7,0,0,1.578735920032332E-6,0,6.8639979743471691E-2,6.7236544682593588E-2]
[12,7,1,1,1,1,1,1,0,1,1,1,1,1,1,1,0,3.6804004982928362E-3,0,0,7.2278725324044173E-6,1.2008935865305468E-3,6.568556590481997E-2,5.9420959823911726E-2]
[12,8,1,1,1,1,1,1,0,1,1,1,1,1,1,1,3.3894971380650868E-2,0.13221195581855735,0,0,2.9874651932327228E-2,0.12199951947607821,6.4142129549401655E-2,7.1393417985619323E-2]
[12,9,1,1,1,1,1,1,0,1,1,1,1,1,1,1,0.17618179190198463,0.38501281364474094,0,4.1187681036887178E-2,0.20463489330439288,0.3878644213727418,6.5166749563828813E-2,6.6434197035951659E-2]
[12,10,1,1,1,1,1,1,0,1,1,1,1,1,1,1,0.34190685940274007,0.52034610067448317,0,0.17100200245636385,0.33587860711542494,0.46640911509038813,5.5236374782116439E-2,5.9840966100819501E-2]
[12,11,1,1,1,1,1,1,0,1,1,1,1,1,1,1,0.43314311982916953,0.56647933312311505,0,0.24873479275391328,0.40822639839880814,0.49137284704682366,4.7856311976665789E-2,5.9055539868470119E-2]
[12,12,1,1,1,1,1,1,0,1,1,1,1,1,1,1,0.47442203568216096,0.59736895320631322,0,0.26111486979343002,0.42878342595421376,0.48170099706522196,4.8014978866834382E-2,6.2691192371365029E-2]
[12,13,1,1,1,1,1,1,0,1,1,1,1,1,1,1,0.46254667128427757,0.5907300456951895,0,0.28639594255419959,0.41748765817469247,0.4973815341565197,4.5966338977060622E-2,7.1180535330586742E-2]
[12,14,1,1,1,1,1,1,0,1,1,1,1,1,1,1,0.42713447505052887,0.54069826519646635,0,0.29489249068157058,0.40425228476861735,0.4701380180915925,4.0203844184290932E-2,7.9257769577484358E-2]
[12,15,1,1,1,1,1,1,0,1,1,1,1,1,1,1,0.36854187886345174,0.42449743744644075,0,0.25916752817000344,0.37387181002723507,0.42921012203422121,4.707261392926957E-2,7.32808137740662E-2]
[12,16,1,1,1,1,1,1,0,1,1,1,1,1,1,1,0.20803575170829383,0.19581050352918586,0,0.19010768417698934,0.20907378977593499,0.24389328681143066,4.694497264910194E-2,6.2093600661893941E-2]
[12,17,1,1,1,1,1,1,1.0562947735676012,1,1,1,1,1,1,1,2.6470105501926751E-2,1.2401675528508304E-2,0,4.0727649977962556E-2,2.2490404576934676E-2,2.0937901824958374E-2,4.3765135158691196E-2,6.3695687798832806E-2]
[12,18,1,1,1,1,1,1,1.051232486552566,1,1,1,1,1,1,1,0,6.3776871204023142E-6,0,0,0,0,5.5271427953644751E-2,6.467833680314608E-2]
[12,19,1,1,1,1,1,1,1,1,1,1,1,1,1,1,0,5.8694959843290013E-6,0,0,0,0,6.2472537580681047E-2,6.7265374279480566E-2]
[12,20,1,1,1,1,1,1,0.96743945595908754,1,1,1,1,1,1,1,0,6.3400889388350084E-6,0,0,0,0,7.2628542814840991E-2,6.541320567915207E-2]
[12,21,1,1,1,1,1,1,0.90309217606606584,1,1,1,1,1,1,1,0,5.9076252977235065E-6,0,0,0,0,7.9528769372466113E-2,7.074903407571953E-2]
[12,22,1,1,1,1,1,1,8.1502691231694013E-2,1,1,1,1,1,1,1,0,5.136591697310883E-6,0,0,0,0,7.4622109595388758E-2,7.6049238603322397E-2]
[12,23,1,1,1,1,1,1,0,1,1,1,1,1,1,1,0,3.4761509643761414E-6,0,0,0,0,7.5865622437722408E-2,7.7838204696325963E-2]
[12,24,1,1,1,1,1,1,0,1,1,1,1,1,1,1,0,1.9185067637033753E-6,0,0,0,0,6.9859095635105978E-2,7.231716524281151E-2]

{"sheet":"NQC","index":5,"n_rows":265,"n_cols":3,"rows_kept":265,"cut":false,"hidden":false,"merged":[]}
["Month","Unit Category","NQC MW"]
[1,"Biogas",206.430284]
[2,"Biogas",207.81871400000003]
[3,"Biogas",206.2131]
[4,"Biogas",202.40361600000003]
[5,"Biogas",206.80138800000003]
[6,"Biogas",205.76631699999999]
[7,"Biogas",203.67664100000002]
[8,"Biogas",201.70609399999998]
[9,"Biogas",201.69007000000002]
[10,"Biogas",197.4247]
[11,"Biogas",200.35879400000005]
[12,"Biogas",216.81695399999998]
[1,"Biomass/Wood",409.01002599999993]
[2,"Biomass/Wood",397.78673600000008]
[3,"Biomass/Wood",387.56216500000005]
[4,"Biomass/Wood",377.54564400000004]
[5,"Biomass/Wood",385.40468499999992]
[6,"Biomass/Wood",425.54530700000004]
[7,"Biomass/Wood",419.86848500000008]
[8,"Biomass/Wood",409.84238000000011]
[9,"Biomass/Wood",410.56513399999994]
[10,"Biomass/Wood",395.73700000000002]
[11,"Biomass/Wood",378.13667100000004]
[12,"Biomass/Wood",387.29537700000009]
[1,"CC",17255.400000000001]
[2,"CC",17257.400000000001]
[3,"CC",17249.93]
[4,"CC",17217.450000000004]
[5,"CC",17175.150000000001]
[6,"CC",17138.450000000004]
[7,"CC",17109.850000000002]
[8,"CC",17112.850000000002]
[9,"CC",17129.350000000002]
[10,"CC",17187.849999999999]
[11,"CC",17239.400000000001]
[12,"CC",17252.400000000001]
[1,"Coal",0]
[2,"Coal",0]
[3,"Coal",0]
[4,"Coal",0]
[5,"Coal",0]
[6,"Coal",0]
[7,"Coal",0]
[8,"Coal",0]
[9,"Coal",0]
[10,"Coal",0]
[11,"Coal",0]
[12,"Coal",0]
[1,"Cogen",1902.7518240000002]
[2,"Cogen",1878.00332]
[3,"Cogen",1807.6209769999996]
[4,"Cogen",1843.2379190000001]
[5,"Cogen",1855.0189870000004]
[6,"Cogen",1877.6370889999998]
[7,"Cogen",1875.4489940000001]
[8,"Cogen",1912.6789369999999]
[9,"Cogen",1886.0630090000006]
[10,"Cogen",1908.027]
[11,"Cogen",1857.4536220000007]
[12,"Cogen",1867.5863460000005]
[1,"CT",8046.13]
[2,"CT",8047.61]
[3,"CT",8033.21]
[4,"CT",8017.3300000000008]
[5,"CT",8008.0199999999995]
[6,"CT",8011.9100000000026]
[7,"CT",8024.8600000000033]
[8,"CT",8022.840000000002]
[9,"CT",8031.1400000000021]
[10,"CT",8036.51]
[11,"CT",8042.9200000000028]
[12,"CT",8058.1300000000028]
[1,"DR",2376.71]
[2,"DR",2376.71]
[3,"DR",2376.71]
[4,"DR",2376.71]
[5,"DR",2376.71]
[6,"DR",2376.71]
[7,"DR",2376.71]
[8,"DR",2376.71]
[9,"DR",2376.71]
[10,"DR",2376.71]
[11,"DR",2376.71]
[12,"DR",2376.71]
[1,"Geothermal",1326.740454]
[2,"Geothermal",1318.8865119999998]
[3,"Geothermal",1312.6327619999997]
[4,"Geothermal",1242.209004]
[5,"Geothermal",1253.3596990000001]
[6,"Geothermal",1276.4584249999998]
[7,"Geothermal",1301.7887569999996]
[8,"Geothermal",1296.8493400000002]
[9,"Geothermal",1296.7627600000001]
[10,"Geothermal",1247.4680000000001]
[11,"Geothermal",1324.035351]
[12,"Geothermal",1323.4791150000001]
[1,"Hydro",896.51219000000003]
[2,"Hydro",1765.3744000000002]
[3,"Hydro",1347.4077000000002]
[4,"Hydro",2888.8654999999999]
[5,"Hydro",2162.1665000000003]
[6,"Hydro",3081.9221000000002]
[7,"Hydro",3313.0494999999996]
[8,"Hydro",3117.6249000000003]
[9,"Hydro",2905.0399000000002]
[10,"Hydro",2190.4169999999999]
[11,"Hydro",2321.6023]
[12,"Hydro",1789.0122000000001]
[1,"ICE",254.7]
[2,"ICE",254.7]
[3,"ICE",254.7]
[4,"ICE",254.7]
[5,"ICE",254.7]
[6,"ICE",254.7]
[7,"ICE",254.7]
[8,"ICE",254.7]
[9,"ICE",254.7]
[10,"ICE",254.7]
[11,"ICE",254.7]
[12,"ICE",254.7]
[1,"Interchange",2500]
[2,"Interchange",2500]
[3,"Interchange",2500]
[4,"Interchange",2500]
[5,"Interchange",2500]
[6,"Interchange",2500]
[7,"Interchange",2500]
[8,"Interchange",2500]
[9,"Interchange",2500]
[10,"Interchange",2500]
[11,"Interchange",2500]
[12,"Interchange",2500]
[1,"Nuclear",2280]
[2,"Nuclear",2280]
[3,"Nuclear",2280]
[4,"Nuclear",2280]
[5,"Nuclear",2280]
[6,"Nuclear",2280]
[7,"Nuclear",2280]
[8,"Nuclear",2280]
[9,"Nuclear",2280]
[10,"Nuclear",2280]
[11,"Nuclear",2280]
[12,"Nuclear",2280]
[1,"PSH",1457]
[2,"PSH",1457.16]
[3,"PSH",1457.07]
[4,"PSH",1457.08]
[5,"PSH",1469.32]
[6,"PSH",1458.57]
[7,"PSH",1458.44]
[8,"PSH",1457.55]
[9,"PSH",1457.03]
[10,"PSH",1458]
[11,"PSH",1457.13]
[12,"PSH",1457]
[1,"Solar Fixed_Norcal",2035.1399999999999]
[2,"Solar Fixed_Norcal",2035.1399999999999]
[3,"Solar Fixed_Norcal",2035.14]
[4,"Solar Fixed_Norcal",2035.14]
[5,"Solar Fixed_Norcal",2035.14]
[6,"Solar Fixed_Norcal",2035.14]
[7,"Solar Fixed_Norcal",2035.14]
[8,"Solar Fixed_Norcal",2035.14]
[9,"Solar Fixed_Norcal",2035.14]
[10,"Solar Fixed_Norcal",2035.14]
[11,"Solar Fixed_Norcal",2035.14]
[12,"Solar Fixed_Norcal",2035.14]
[1,"Solar Fixed_Socal",4243.2699999999995]
[2,"Solar Fixed_Socal",4243.2699999999995]
[3,"Solar Fixed_Socal",4243.2700000000004]
[4,"Solar Fixed_Socal",4243.2700000000004]
[5,"Solar Fixed_Socal",4243.2700000000004]
[6,"Solar Fixed_Socal",4243.2700000000004]
[7,"Solar Fixed_Socal",4243.2700000000004]
[8,"Solar Fixed_Socal",4243.2700000000004]
[9,"Solar Fixed_Socal",4243.2700000000004]
[10,"Solar Fixed_Socal",4243.2700000000004]
[11,"Solar Fixed_Socal",4243.2700000000004]
[12,"Solar Fixed_Socal",4243.2700000000004]
[1,"Solar Thermal_Norcal",0]
[2,"Solar Thermal_Norcal",0]
[3,"Solar Thermal_Norcal",0]
[4,"Solar Thermal_Norcal",0]
[5,"Solar Thermal_Norcal",0]
[6,"Solar Thermal_Norcal",0]
[7,"Solar Thermal_Norcal",0]
[8,"Solar Thermal_Norcal",0]
[9,"Solar Thermal_Norcal",0]
[10,"Solar Thermal_Norcal",0]
[11,"Solar Thermal_Norcal",0]
[12,"Solar Thermal_Norcal",0]
[1,"Solar Thermal_Socal",997]
[2,"Solar Thermal_Socal",997]
[3,"Solar Thermal_Socal",997]
[4,"Solar Thermal_Socal",997]
[5,"Solar Thermal_Socal",997]
[6,"Solar Thermal_Socal",997]
[7,"Solar Thermal_Socal",997]
[8,"Solar Thermal_Socal",997]
[9,"Solar Thermal_Socal",997]
[10,"Solar Thermal_Socal",997]
[11,"Solar Thermal_Socal",997]
[12,"Solar Thermal_Socal",997]
[1,"Solar Tracking_Norcal",5112.97]
[2,"Solar Tracking_Norcal",5112.97]
[3,"Solar Tracking_Norcal",5112.97]
[4,"Solar Tracking_Norcal",5112.97]
[5,"Solar Tracking_Norcal",5112.97]
[6,"Solar Tracking_Norcal",5112.97]
[7,"Solar Tracking_Norcal",5112.97]
[8,"Solar Tracking_Norcal",5112.97]
[9,"Solar Tracking_Norcal",5112.97]
[10,"Solar Tracking_Norcal",5112.97]
[11,"Solar Tracking_Norcal",5112.97]
[12,"Solar Tracking_Norcal",5112.97]
[1,"Solar Tracking_Socal",10850.593340000001]
[2,"Solar Tracking_Socal",10850.593340000001]
[3,"Solar Tracking_Socal",10850.593339999999]
[4,"Solar Tracking_Socal",10850.593339999999]
[5,"Solar Tracking_Socal",10850.593339999999]
[6,"Solar Tracking_Socal",10850.593339999999]
[7,"Solar Tracking_Socal",10850.593339999999]
[8,"Solar Tracking_Socal",10850.593339999999]
[9,"Solar Tracking_Socal",10850.593339999999]
[10,"Solar Tracking_Socal",10850.59]
[11,"Solar Tracking_Socal",10850.593339999999]
[12,"Solar Tracking_Socal",10850.593339999999]
[1,"Storage",13369.949999999999]
[2,"Storage",13537.949999999997]
[3,"Storage",13541.379999999997]
[4,"Storage",13605.869999999997]
[5,"Storage",13654.58]
[6,"Storage",13832.929999999997]
[7,"Storage",13852.8]
[8,"Storage",13787.409999999998]
[9,"Storage",13822.58]
[10,"Storage",13645.16]
[11,"Storage",13590.95]
[12,"Storage",13590.91]
[1,"Wind_Norcal",1918.21]
[2,"Wind_Norcal",1918.21]
[3,"Wind_Norcal",1918.21]
[4,"Wind_Norcal",1918.21]
[5,"Wind_Norcal",1918.21]
[6,"Wind_Norcal",1918.21]
[7,"Wind_Norcal",1918.21]
[8,"Wind_Norcal",1918.21]
[9,"Wind_Norcal",1918.21]
[10,"Wind_Norcal",1918.21]
[11,"Wind_Norcal",1918.21]
[12,"Wind_Norcal",1918.21]
[1,"Wind_Socal",5811.6699999999983]
[2,"Wind_Socal",5811.6699999999983]
[3,"Wind_Socal",5811.67]
[4,"Wind_Socal",5811.67]
[5,"Wind_Socal",5811.67]
[6,"Wind_Socal",5811.67]
[7,"Wind_Socal",5811.67]
[8,"Wind_Socal",5811.67]
[9,"Wind_Socal",5811.67]
[10,"Wind_Socal",5811.67]
[11,"Wind_Socal",5811.67]
[12,"Wind_Socal",5811.67]

{"sheet":"Managed Load","index":6,"n_rows":289,"n_cols":5,"rows_kept":289,"cut":false,"hidden":false,"merged":[]}
["Month","Hour Ending","Managed Load","NOU","Total"]
[1,1,24683,{"$f":"_xlfn.XLOOKUP(ManagedLoad[[#This Row],[Month]],NOU[Month],NOU[NOU MW])","v":5920},{"$f":"SUM(ManagedLoad[[#This Row],[Managed Load]:[NOU]])","v":30603}]
[1,2,23550,{"$f":"_xlfn.XLOOKUP(ManagedLoad[[#This Row],[Month]],NOU[Month],NOU[NOU MW])","v":5920},{"$f":"SUM(ManagedLoad[[#This Row],[Managed Load]:[NOU]])","v":29470}]
[1,3,22558,{"$f":"_xlfn.XLOOKUP(ManagedLoad[[#This Row],[Month]],NOU[Month],NOU[NOU MW])","v":5920},{"$f":"SUM(ManagedLoad[[#This Row],[Managed Load]:[NOU]])","v":28478}]
[1,4,22098,{"$f":"_xlfn.XLOOKUP(ManagedLoad[[#This Row],[Month]],NOU[Month],NOU[NOU MW])","v":5920},{"$f":"SUM(ManagedLoad[[#This Row],[Managed Load]:[NOU]])","v":28018}]
[1,5,22545,{"$f":"_xlfn.XLOOKUP(ManagedLoad[[#This Row],[Month]],NOU[Month],NOU[NOU MW])","v":5920},{"$f":"SUM(ManagedLoad[[#This Row],[Managed Load]:[NOU]])","v":28465}]
[1,6,24050,{"$f":"_xlfn.XLOOKUP(ManagedLoad[[#This Row],[Month]],NOU[Month],NOU[NOU MW])","v":5920},{"$f":"SUM(ManagedLoad[[#This Row],[Managed Load]:[NOU]])","v":29970}]
[1,7,26732,{"$f":"_xlfn.XLOOKUP(ManagedLoad[[#This Row],[Month]],NOU[Month],NOU[NOU MW])","v":5920},{"$f":"SUM(ManagedLoad[[#This Row],[Managed Load]:[NOU]])","v":32652}]
[1,8,28308,{"$f":"_xlfn.XLOOKUP(ManagedLoad[[#This Row],[Month]],NOU[Month],NOU[NOU MW])","v":5920},{"$f":"SUM(ManagedLoad[[#This Row],[Managed Load]:[NOU]])","v":34228}]
[1,9,28044,{"$f":"_xlfn.XLOOKUP(ManagedLoad[[#This Row],[Month]],NOU[Month],NOU[NOU MW])","v":5920},{"$f":"SUM(ManagedLoad[[#This Row],[Managed Load]:[NOU]])","v":33964}]
[1,10,26610,{"$f":"_xlfn.XLOOKUP(ManagedLoad[[#This Row],[Month]],NOU[Month],NOU[NOU MW])","v":5920},{"$f":"SUM(ManagedLoad[[#This Row],[Managed Load]:[NOU]])","v":32530}]
[1,11,25032,{"$f":"_xlfn.XLOOKUP(ManagedLoad[[#This Row],[Month]],NOU[Month],NOU[NOU MW])","v":5920},{"$f":"SUM(ManagedLoad[[#This Row],[Managed Load]:[NOU]])","v":30952}]
[1,12,23435,{"$f":"_xlfn.XLOOKUP(ManagedLoad[[#This Row],[Month]],NOU[Month],NOU[NOU MW])","v":5920},{"$f":"SUM(ManagedLoad[[#This Row],[Managed Load]:[NOU]])","v":29355}]
[1,13,22983,{"$f":"_xlfn.XLOOKUP(ManagedLoad[[#This Row],[Month]],NOU[Month],NOU[NOU MW])","v":5920},{"$f":"SUM(ManagedLoad[[#This Row],[Managed Load]:[NOU]])","v":28903}]
[1,14,23205,{"$f":"_xlfn.XLOOKUP(ManagedLoad[[#This Row],[Month]],NOU[Month],NOU[NOU MW])","v":5920},{"$f":"SUM(ManagedLoad[[#This Row],[Managed Load]:[NOU]])","v":29125}]
[1,15,24106,{"$f":"_xlfn.XLOOKUP(ManagedLoad[[#This Row],[Month]],NOU[Month],NOU[NOU MW])","v":5920},{"$f":"SUM(ManagedLoad[[#This Row],[Managed Load]:[NOU]])","v":30026}]
[1,16,25690,{"$f":"_xlfn.XLOOKUP(ManagedLoad[[#This Row],[Month]],NOU[Month],NOU[NOU MW])","v":5920},{"$f":"SUM(ManagedLoad[[#This Row],[Managed Load]:[NOU]])","v":31610}]
[1,17,27454,{"$f":"_xlfn.XLOOKUP(ManagedLoad[[#This Row],[Month]],NOU[Month],NOU[NOU MW])","v":5920},{"$f":"SUM(ManagedLoad[[#This Row],[Managed Load]:[NOU]])","v":33374}]
[1,18,29522,{"$f":"_xlfn.XLOOKUP(ManagedLoad[[#This Row],[Month]],NOU[Month],NOU[NOU MW])","v":5920},{"$f":"SUM(ManagedLoad[[#This Row],[Managed Load]:[NOU]])","v":35442}]
[1,19,30003,{"$f":"_xlfn.XLOOKUP(ManagedLoad[[#This Row],[Month]],NOU[Month],NOU[NOU MW])","v":5920},{"$f":"SUM(ManagedLoad[[#This Row],[Managed Load]:[NOU]])","v":35923}]
[1,20,29945,{"$f":"_xlfn.XLOOKUP(ManagedLoad[[#This Row],[Month]],NOU[Month],NOU[NOU MW])","v":5920},{"$f":"SUM(ManagedLoad[[#This Row],[Managed Load]:[NOU]])","v":35865}]
[1,21,29205,{"$f":"_xlfn.XLOOKUP(ManagedLoad[[#This Row],[Month]],NOU[Month],NOU[NOU MW])","v":5920},{"$f":"SUM(ManagedLoad[[#This Row],[Managed Load]:[NOU]])","v":35125}]
[1,22,28334,{"$f":"_xlfn.XLOOKUP(ManagedLoad[[#This Row],[Month]],NOU[Month],NOU[NOU MW])","v":5920},{"$f":"SUM(ManagedLoad[[#This Row],[Managed Load]:[NOU]])","v":34254}]
[1,23,26988,{"$f":"_xlfn.XLOOKUP(ManagedLoad[[#This Row],[Month]],NOU[Month],NOU[NOU MW])","v":5920},{"$f":"SUM(ManagedLoad[[#This Row],[Managed Load]:[NOU]])","v":32908}]
[1,24,25897,{"$f":"_xlfn.XLOOKUP(ManagedLoad[[#This Row],[Month]],NOU[Month],NOU[NOU MW])","v":5920},{"$f":"SUM(ManagedLoad[[#This Row],[Managed Load]:[NOU]])","v":31817}]
[2,1,24360,{"$f":"_xlfn.XLOOKUP(ManagedLoad[[#This Row],[Month]],NOU[Month],NOU[NOU MW])","v":8120},{"$f":"SUM(ManagedLoad[[#This Row],[Managed Load]:[NOU]])","v":32480}]
[2,2,23105,{"$f":"_xlfn.XLOOKUP(ManagedLoad[[#This Row],[Month]],NOU[Month],NOU[NOU MW])","v":8120},{"$f":"SUM(ManagedLoad[[#This Row],[Managed Load]:[NOU]])","v":31225}]
[2,3,22025,{"$f":"_xlfn.XLOOKUP(ManagedLoad[[#This Row],[Month]],NOU[Month],NOU[NOU MW])","v":8120},{"$f":"SUM(ManagedLoad[[#This Row],[Managed Load]:[NOU]])","v":30145}]
[2,4,21559,{"$f":"_xlfn.XLOOKUP(ManagedLoad[[#This Row],[Month]],NOU[Month],NOU[NOU MW])","v":8120},{"$f":"SUM(ManagedLoad[[#This Row],[Managed Load]:[NOU]])","v":29679}]
[2,5,22031,{"$f":"_xlfn.XLOOKUP(ManagedLoad[[#This Row],[Month]],NOU[Month],NOU[NOU MW])","v":8120},{"$f":"SUM(ManagedLoad[[#This Row],[Managed Load]:[NOU]])","v":30151}]
[2,6,23546,{"$f":"_xlfn.XLOOKUP(ManagedLoad[[#This Row],[Month]],NOU[Month],NOU[NOU MW])","v":8120},{"$f":"SUM(ManagedLoad[[#This Row],[Managed Load]:[NOU]])","v":31666}]
[2,7,26081,{"$f":"_xlfn.XLOOKUP(ManagedLoad[[#This Row],[Month]],NOU[Month],NOU[NOU MW])","v":8120},{"$f":"SUM(ManagedLoad[[#This Row],[Managed Load]:[NOU]])","v":34201}]
[2,8,27235,{"$f":"_xlfn.XLOOKUP(ManagedLoad[[#This Row],[Month]],NOU[Month],NOU[NOU MW])","v":8120},{"$f":"SUM(ManagedLoad[[#This Row],[Managed Load]:[NOU]])","v":35355}]
[2,9,26164,{"$f":"_xlfn.XLOOKUP(ManagedLoad[[#This Row],[Month]],NOU[Month],NOU[NOU MW])","v":8120},{"$f":"SUM(ManagedLoad[[#This Row],[Managed Load]:[NOU]])","v":34284}]
[2,10,24191,{"$f":"_xlfn.XLOOKUP(ManagedLoad[[#This Row],[Month]],NOU[Month],NOU[NOU MW])","v":8120},{"$f":"SUM(ManagedLoad[[#This Row],[Managed Load]:[NOU]])","v":32311}]
[2,11,22360,{"$f":"_xlfn.XLOOKUP(ManagedLoad[[#This Row],[Month]],NOU[Month],NOU[NOU MW])","v":8120},{"$f":"SUM(ManagedLoad[[#This Row],[Managed Load]:[NOU]])","v":30480}]
[2,12,20846,{"$f":"_xlfn.XLOOKUP(ManagedLoad[[#This Row],[Month]],NOU[Month],NOU[NOU MW])","v":8120},{"$f":"SUM(ManagedLoad[[#This Row],[Managed Load]:[NOU]])","v":28966}]
[2,13,20282,{"$f":"_xlfn.XLOOKUP(ManagedLoad[[#This Row],[Month]],NOU[Month],NOU[NOU MW])","v":8120},{"$f":"SUM(ManagedLoad[[#This Row],[Managed Load]:[NOU]])","v":28402}]
[2,14,20504,{"$f":"_xlfn.XLOOKUP(ManagedLoad[[#This Row],[Month]],NOU[Month],NOU[NOU MW])","v":8120},{"$f":"SUM(ManagedLoad[[#This Row],[Managed Load]:[NOU]])","v":28624}]
[2,15,21473,{"$f":"_xlfn.XLOOKUP(ManagedLoad[[#This Row],[Month]],NOU[Month],NOU[NOU MW])","v":8120},{"$f":"SUM(ManagedLoad[[#This Row],[Managed Load]:[NOU]])","v":29593}]
[2,16,23274,{"$f":"_xlfn.XLOOKUP(ManagedLoad[[#This Row],[Month]],NOU[Month],NOU[NOU MW])","v":8120},{"$f":"SUM(ManagedLoad[[#This Row],[Managed Load]:[NOU]])","v":31394}]
[2,17,25602,{"$f":"_xlfn.XLOOKUP(ManagedLoad[[#This Row],[Month]],NOU[Month],NOU[NOU MW])","v":8120},{"$f":"SUM(ManagedLoad[[#This Row],[Managed Load]:[NOU]])","v":33722}]
[2,18,28207,{"$f":"_xlfn.XLOOKUP(ManagedLoad[[#This Row],[Month]],NOU[Month],NOU[NOU MW])","v":8120},{"$f":"SUM(ManagedLoad[[#This Row],[Managed Load]:[NOU]])","v":36327}]
[2,19,29419,{"$f":"_xlfn.XLOOKUP(ManagedLoad[[#This Row],[Month]],NOU[Month],NOU[NOU MW])","v":8120},{"$f":"SUM(ManagedLoad[[#This Row],[Managed Load]:[NOU]])","v":37539}]
[2,20,29165,{"$f":"_xlfn.XLOOKUP(ManagedLoad[[#This Row],[Month]],NOU[Month],NOU[NOU MW])","v":8120},{"$f":"SUM(ManagedLoad[[#This Row],[Managed Load]:[NOU]])","v":37285}]
[2,21,28210,{"$f":"_xlfn.XLOOKUP(ManagedLoad[[#This Row],[Month]],NOU[Month],NOU[NOU MW])","v":8120},{"$f":"SUM(ManagedLoad[[#This Row],[Managed Load]:[NOU]])","v":36330}]
[2,22,27375,{"$f":"_xlfn.XLOOKUP(ManagedLoad[[#This Row],[Month]],NOU[Month],NOU[NOU MW])","v":8120},{"$f":"SUM(ManagedLoad[[#This Row],[Managed Load]:[NOU]])","v":35495}]
[2,23,26149,{"$f":"_xlfn.XLOOKUP(ManagedLoad[[#This Row],[Month]],NOU[Month],NOU[NOU MW])","v":8120},{"$f":"SUM(ManagedLoad[[#This Row],[Managed Load]:[NOU]])","v":34269}]
[2,24,25264,{"$f":"_xlfn.XLOOKUP(ManagedLoad[[#This Row],[Month]],NOU[Month],NOU[NOU MW])","v":8120},{"$f":"SUM(ManagedLoad[[#This Row],[Managed Load]:[NOU]])","v":33384}]
[3,1,23005,{"$f":"_xlfn.XLOOKUP(ManagedLoad[[#This Row],[Month]],NOU[Month],NOU[NOU MW])","v":8690},{"$f":"SUM(ManagedLoad[[#This Row],[Managed Load]:[NOU]])","v":31695}]
[3,2,21805,{"$f":"_xlfn.XLOOKUP(ManagedLoad[[#This Row],[Month]],NOU[Month],NOU[NOU MW])","v":8690},{"$f":"SUM(ManagedLoad[[#This Row],[Managed Load]:[NOU]])","v":30495}]
[3,3,20957,{"$f":"_xlfn.XLOOKUP(ManagedLoad[[#This Row],[Month]],NOU[Month],NOU[NOU MW])","v":8690},{"$f":"SUM(ManagedLoad[[#This Row],[Managed Load]:[NOU]])","v":29647}]
[3,4,21080,{"$f":"_xlfn.XLOOKUP(ManagedLoad[[#This Row],[Month]],NOU[Month],NOU[NOU MW])","v":8690},{"$f":"SUM(ManagedLoad[[#This Row],[Managed Load]:[NOU]])","v":29770}]
[3,5,21882,{"$f":"_xlfn.XLOOKUP(ManagedLoad[[#This Row],[Month]],NOU[Month],NOU[NOU MW])","v":8690},{"$f":"SUM(ManagedLoad[[#This Row],[Managed Load]:[NOU]])","v":30572}]
[3,6,23672,{"$f":"_xlfn.XLOOKUP(ManagedLoad[[#This Row],[Month]],NOU[Month],NOU[NOU MW])","v":8690},{"$f":"SUM(ManagedLoad[[#This Row],[Managed Load]:[NOU]])","v":32362}]
[3,7,25588,{"$f":"_xlfn.XLOOKUP(ManagedLoad[[#This Row],[Month]],NOU[Month],NOU[NOU MW])","v":8690},{"$f":"SUM(ManagedLoad[[#This Row],[Managed Load]:[NOU]])","v":34278}]
[3,8,25483,{"$f":"_xlfn.XLOOKUP(ManagedLoad[[#This Row],[Month]],NOU[Month],NOU[NOU MW])","v":8690},{"$f":"SUM(ManagedLoad[[#This Row],[Managed Load]:[NOU]])","v":34173}]
[3,9,24116,{"$f":"_xlfn.XLOOKUP(ManagedLoad[[#This Row],[Month]],NOU[Month],NOU[NOU MW])","v":8690},{"$f":"SUM(ManagedLoad[[#This Row],[Managed Load]:[NOU]])","v":32806}]
[3,10,22127,{"$f":"_xlfn.XLOOKUP(ManagedLoad[[#This Row],[Month]],NOU[Month],NOU[NOU MW])","v":8690},{"$f":"SUM(ManagedLoad[[#This Row],[Managed Load]:[NOU]])","v":30817}]
[3,11,20277,{"$f":"_xlfn.XLOOKUP(ManagedLoad[[#This Row],[Month]],NOU[Month],NOU[NOU MW])","v":8690},{"$f":"SUM(ManagedLoad[[#This Row],[Managed Load]:[NOU]])","v":28967}]
[3,12,19586,{"$f":"_xlfn.XLOOKUP(ManagedLoad[[#This Row],[Month]],NOU[Month],NOU[NOU MW])","v":8690},{"$f":"SUM(ManagedLoad[[#This Row],[Managed Load]:[NOU]])","v":28276}]
[3,13,19735,{"$f":"_xlfn.XLOOKUP(ManagedLoad[[#This Row],[Month]],NOU[Month],NOU[NOU MW])","v":8690},{"$f":"SUM(ManagedLoad[[#This Row],[Managed Load]:[NOU]])","v":28425}]
[3,14,20541,{"$f":"_xlfn.XLOOKUP(ManagedLoad[[#This Row],[Month]],NOU[Month],NOU[NOU MW])","v":8690},{"$f":"SUM(ManagedLoad[[#This Row],[Managed Load]:[NOU]])","v":29231}]
[3,15,21838,{"$f":"_xlfn.XLOOKUP(ManagedLoad[[#This Row],[Month]],NOU[Month],NOU[NOU MW])","v":8690},{"$f":"SUM(ManagedLoad[[#This Row],[Managed Load]:[NOU]])","v":30528}]
[3,16,23503,{"$f":"_xlfn.XLOOKUP(ManagedLoad[[#This Row],[Month]],NOU[Month],NOU[NOU MW])","v":8690},{"$f":"SUM(ManagedLoad[[#This Row],[Managed Load]:[NOU]])","v":32193}]
[3,17,26049,{"$f":"_xlfn.XLOOKUP(ManagedLoad[[#This Row],[Month]],NOU[Month],NOU[NOU MW])","v":8690},{"$f":"SUM(ManagedLoad[[#This Row],[Managed Load]:[NOU]])","v":34739}]
[3,18,28284,{"$f":"_xlfn.XLOOKUP(ManagedLoad[[#This Row],[Month]],NOU[Month],NOU[NOU MW])","v":8690},{"$f":"SUM(ManagedLoad[[#This Row],[Managed Load]:[NOU]])","v":36974}]
[3,19,29498,{"$f":"_xlfn.XLOOKUP(ManagedLoad[[#This Row],[Month]],NOU[Month],NOU[NOU MW])","v":8690},{"$f":"SUM(ManagedLoad[[#This Row],[Managed Load]:[NOU]])","v":38188}]
[3,20,29412,{"$f":"_xlfn.XLOOKUP(ManagedLoad[[#This Row],[Month]],NOU[Month],NOU[NOU MW])","v":8690},{"$f":"SUM(ManagedLoad[[#This Row],[Managed Load]:[NOU]])","v":38102}]
[3,21,28477,{"$f":"_xlfn.XLOOKUP(ManagedLoad[[#This Row],[Month]],NOU[Month],NOU[NOU MW])","v":8690},{"$f":"SUM(ManagedLoad[[#This Row],[Managed Load]:[NOU]])","v":37167}]
[3,22,27154,{"$f":"_xlfn.XLOOKUP(ManagedLoad[[#This Row],[Month]],NOU[Month],NOU[NOU MW])","v":8690},{"$f":"SUM(ManagedLoad[[#This Row],[Managed Load]:[NOU]])","v":35844}]
[3,23,26017,{"$f":"_xlfn.XLOOKUP(ManagedLoad[[#This Row],[Month]],NOU[Month],NOU[NOU MW])","v":8690},{"$f":"SUM(ManagedLoad[[#This Row],[Managed Load]:[NOU]])","v":34707}]
[3,24,25011,{"$f":"_xlfn.XLOOKUP(ManagedLoad[[#This Row],[Month]],NOU[Month],NOU[NOU MW])","v":8690},{"$f":"SUM(ManagedLoad[[#This Row],[Managed Load]:[NOU]])","v":33701}]
[4,1,23678,{"$f":"_xlfn.XLOOKUP(ManagedLoad[[#This Row],[Month]],NOU[Month],NOU[NOU MW])","v":10400},{"$f":"SUM(ManagedLoad[[#This Row],[Managed Load]:[NOU]])","v":34078}]
[4,2,22370,{"$f":"_xlfn.XLOOKUP(ManagedLoad[[#This Row],[Month]],NOU[Month],NOU[NOU MW])","v":10400},{"$f":"SUM(ManagedLoad[[#This Row],[Managed Load]:[NOU]])","v":32770}]
[4,3,21487,{"$f":"_xlfn.XLOOKUP(ManagedLoad[[#This Row],[Month]],NOU[Month],NOU[NOU MW])","v":10400},{"$f":"SUM(ManagedLoad[[#This Row],[Managed Load]:[NOU]])","v":31887}]
[4,4,21405,{"$f":"_xlfn.XLOOKUP(ManagedLoad[[#This Row],[Month]],NOU[Month],NOU[NOU MW])","v":10400},{"$f":"SUM(ManagedLoad[[#This Row],[Managed Load]:[NOU]])","v":31805}]
[4,5,22090,{"$f":"_xlfn.XLOOKUP(ManagedLoad[[#This Row],[Month]],NOU[Month],NOU[NOU MW])","v":10400},{"$f":"SUM(ManagedLoad[[#This Row],[Managed Load]:[NOU]])","v":32490}]
[4,6,23323,{"$f":"_xlfn.XLOOKUP(ManagedLoad[[#This Row],[Month]],NOU[Month],NOU[NOU MW])","v":10400},{"$f":"SUM(ManagedLoad[[#This Row],[Managed Load]:[NOU]])","v":33723}]
[4,7,23614,{"$f":"_xlfn.XLOOKUP(ManagedLoad[[#This Row],[Month]],NOU[Month],NOU[NOU MW])","v":10400},{"$f":"SUM(ManagedLoad[[#This Row],[Managed Load]:[NOU]])","v":34014}]
[4,8,23150,{"$f":"_xlfn.XLOOKUP(ManagedLoad[[#This Row],[Month]],NOU[Month],NOU[NOU MW])","v":10400},{"$f":"SUM(ManagedLoad[[#This Row],[Managed Load]:[NOU]])","v":33550}]
[4,9,22019,{"$f":"_xlfn.XLOOKUP(ManagedLoad[[#This Row],[Month]],NOU[Month],NOU[NOU MW])","v":10400},{"$f":"SUM(ManagedLoad[[#This Row],[Managed Load]:[NOU]])","v":32419}]
[4,10,20646,{"$f":"_xlfn.XLOOKUP(ManagedLoad[[#This Row],[Month]],NOU[Month],NOU[NOU MW])","v":10400},{"$f":"SUM(ManagedLoad[[#This Row],[Managed Load]:[NOU]])","v":31046}]
[4,11,19925,{"$f":"_xlfn.XLOOKUP(ManagedLoad[[#This Row],[Month]],NOU[Month],NOU[NOU MW])","v":10400},{"$f":"SUM(ManagedLoad[[#This Row],[Managed Load]:[NOU]])","v":30325}]
[4,12,20071,{"$f":"_xlfn.XLOOKUP(ManagedLoad[[#This Row],[Month]],NOU[Month],NOU[NOU MW])","v":10400},{"$f":"SUM(ManagedLoad[[#This Row],[Managed Load]:[NOU]])","v":30471}]
[4,13,20830,{"$f":"_xlfn.XLOOKUP(ManagedLoad[[#This Row],[Month]],NOU[Month],NOU[NOU MW])","v":10400},{"$f":"SUM(ManagedLoad[[#This Row],[Managed Load]:[NOU]])","v":31230}]
[4,14,22202,{"$f":"_xlfn.XLOOKUP(ManagedLoad[[#This Row],[Month]],NOU[Month],NOU[NOU MW])","v":10400},{"$f":"SUM(ManagedLoad[[#This Row],[Managed Load]:[NOU]])","v":32602}]
[4,15,24214,{"$f":"_xlfn.XLOOKUP(ManagedLoad[[#This Row],[Month]],NOU[Month],NOU[NOU MW])","v":10400},{"$f":"SUM(ManagedLoad[[#This Row],[Managed Load]:[NOU]])","v":34614}]
[4,16,26263,{"$f":"_xlfn.XLOOKUP(ManagedLoad[[#This Row],[Month]],NOU[Month],NOU[NOU MW])","v":10400},{"$f":"SUM(ManagedLoad[[#This Row],[Managed Load]:[NOU]])","v":36663}]
[4,17,28840,{"$f":"_xlfn.XLOOKUP(ManagedLoad[[#This Row],[Month]],NOU[Month],NOU[NOU MW])","v":10400},{"$f":"SUM(ManagedLoad[[#This Row],[Managed Load]:[NOU]])","v":39240}]
[4,18,30879,{"$f":"_xlfn.XLOOKUP(ManagedLoad[[#This Row],[Month]],NOU[Month],NOU[NOU MW])","v":10400},{"$f":"SUM(ManagedLoad[[#This Row],[Managed Load]:[NOU]])","v":41279}]
[4,19,31688,{"$f":"_xlfn.XLOOKUP(ManagedLoad[[#This Row],[Month]],NOU[Month],NOU[NOU MW])","v":10400},{"$f":"SUM(ManagedLoad[[#This Row],[Managed Load]:[NOU]])","v":42088}]
[4,20,31527,{"$f":"_xlfn.XLOOKUP(ManagedLoad[[#This Row],[Month]],NOU[Month],NOU[NOU MW])","v":10400},{"$f":"SUM(ManagedLoad[[#This Row],[Managed Load]:[NOU]])","v":41927}]
[4,21,30304,{"$f":"_xlfn.XLOOKUP(ManagedLoad[[#This Row],[Month]],NOU[Month],NOU[NOU MW])","v":10400},{"$f":"SUM(ManagedLoad[[#This Row],[Managed Load]:[NOU]])","v":40704}]
[4,22,28481,{"$f":"_xlfn.XLOOKUP(ManagedLoad[[#This Row],[Month]],NOU[Month],NOU[NOU MW])","v":10400},{"$f":"SUM(ManagedLoad[[#This Row],[Managed Load]:[NOU]])","v":38881}]
[4,23,26997,{"$f":"_xlfn.XLOOKUP(ManagedLoad[[#This Row],[Month]],NOU[Month],NOU[NOU MW])","v":10400},{"$f":"SUM(ManagedLoad[[#This Row],[Managed Load]:[NOU]])","v":37397}]
[4,24,25731,{"$f":"_xlfn.XLOOKUP(ManagedLoad[[#This Row],[Month]],NOU[Month],NOU[NOU MW])","v":10400},{"$f":"SUM(ManagedLoad[[#This Row],[Managed Load]:[NOU]])","v":36131}]
[5,1,25183,{"$f":"_xlfn.XLOOKUP(ManagedLoad[[#This Row],[Month]],NOU[Month],NOU[NOU MW])","v":8770},{"$f":"SUM(ManagedLoad[[#This Row],[Managed Load]:[NOU]])","v":33953}]
[5,2,23764,{"$f":"_xlfn.XLOOKUP(ManagedLoad[[#This Row],[Month]],NOU[Month],NOU[NOU MW])","v":8770},{"$f":"SUM(ManagedLoad[[#This Row],[Managed Load]:[NOU]])","v":32534}]
[5,3,22795,{"$f":"_xlfn.XLOOKUP(ManagedLoad[[#This Row],[Month]],NOU[Month],NOU[NOU MW])","v":8770},{"$f":"SUM(ManagedLoad[[#This Row],[Managed Load]:[NOU]])","v":31565}]
[5,4,22552,{"$f":"_xlfn.XLOOKUP(ManagedLoad[[#This Row],[Month]],NOU[Month],NOU[NOU MW])","v":8770},{"$f":"SUM(ManagedLoad[[#This Row],[Managed Load]:[NOU]])","v":31322}]
[5,5,23154,{"$f":"_xlfn.XLOOKUP(ManagedLoad[[#This Row],[Month]],NOU[Month],NOU[NOU MW])","v":8770},{"$f":"SUM(ManagedLoad[[#This Row],[Managed Load]:[NOU]])","v":31924}]
[5,6,23856,{"$f":"_xlfn.XLOOKUP(ManagedLoad[[#This Row],[Month]],NOU[Month],NOU[NOU MW])","v":8770},{"$f":"SUM(ManagedLoad[[#This Row],[Managed Load]:[NOU]])","v":32626}]
[5,7,24741,{"$f":"_xlfn.XLOOKUP(ManagedLoad[[#This Row],[Month]],NOU[Month],NOU[NOU MW])","v":8770},{"$f":"SUM(ManagedLoad[[#This Row],[Managed Load]:[NOU]])","v":33511}]
[5,8,25116,{"$f":"_xlfn.XLOOKUP(ManagedLoad[[#This Row],[Month]],NOU[Month],NOU[NOU MW])","v":8770},{"$f":"SUM(ManagedLoad[[#This Row],[Managed Load]:[NOU]])","v":33886}]
[5,9,24547,{"$f":"_xlfn.XLOOKUP(ManagedLoad[[#This Row],[Month]],NOU[Month],NOU[NOU MW])","v":8770},{"$f":"SUM(ManagedLoad[[#This Row],[Managed Load]:[NOU]])","v":33317}]
[5,10,23848,{"$f":"_xlfn.XLOOKUP(ManagedLoad[[#This Row],[Month]],NOU[Month],NOU[NOU MW])","v":8770},{"$f":"SUM(ManagedLoad[[#This Row],[Managed Load]:[NOU]])","v":32618}]
[5,11,23150,{"$f":"_xlfn.XLOOKUP(ManagedLoad[[#This Row],[Month]],NOU[Month],NOU[NOU MW])","v":8770},{"$f":"SUM(ManagedLoad[[#This Row],[Managed Load]:[NOU]])","v":31920}]
[5,12,23403,{"$f":"_xlfn.XLOOKUP(ManagedLoad[[#This Row],[Month]],NOU[Month],NOU[NOU MW])","v":8770},{"$f":"SUM(ManagedLoad[[#This Row],[Managed Load]:[NOU]])","v":32173}]
[5,13,24371,{"$f":"_xlfn.XLOOKUP(ManagedLoad[[#This Row],[Month]],NOU[Month],NOU[NOU MW])","v":8770},{"$f":"SUM(ManagedLoad[[#This Row],[Managed Load]:[NOU]])","v":33141}]
[5,14,26001,{"$f":"_xlfn.XLOOKUP(ManagedLoad[[#This Row],[Month]],NOU[Month],NOU[NOU MW])","v":8770},{"$f":"SUM(ManagedLoad[[#This Row],[Managed Load]:[NOU]])","v":34771}]
[5,15,28386,{"$f":"_xlfn.XLOOKUP(ManagedLoad[[#This Row],[Month]],NOU[Month],NOU[NOU MW])","v":8770},{"$f":"SUM(ManagedLoad[[#This Row],[Managed Load]:[NOU]])","v":37156}]
[5,16,30417,{"$f":"_xlfn.XLOOKUP(ManagedLoad[[#This Row],[Month]],NOU[Month],NOU[NOU MW])","v":8770},{"$f":"SUM(ManagedLoad[[#This Row],[Managed Load]:[NOU]])","v":39187}]
[5,17,32595,{"$f":"_xlfn.XLOOKUP(ManagedLoad[[#This Row],[Month]],NOU[Month],NOU[NOU MW])","v":8770},{"$f":"SUM(ManagedLoad[[#This Row],[Managed Load]:[NOU]])","v":41365}]
[5,18,34178,{"$f":"_xlfn.XLOOKUP(ManagedLoad[[#This Row],[Month]],NOU[Month],NOU[NOU MW])","v":8770},{"$f":"SUM(ManagedLoad[[#This Row],[Managed Load]:[NOU]])","v":42948}]
[5,19,34546,{"$f":"_xlfn.XLOOKUP(ManagedLoad[[#This Row],[Month]],NOU[Month],NOU[NOU MW])","v":8770},{"$f":"SUM(ManagedLoad[[#This Row],[Managed Load]:[NOU]])","v":43316}]
[5,20,33897,{"$f":"_xlfn.XLOOKUP(ManagedLoad[[#This Row],[Month]],NOU[Month],NOU[NOU MW])","v":8770},{"$f":"SUM(ManagedLoad[[#This Row],[Managed Load]:[NOU]])","v":42667}]
[5,21,32940,{"$f":"_xlfn.XLOOKUP(ManagedLoad[[#This Row],[Month]],NOU[Month],NOU[NOU MW])","v":8770},{"$f":"SUM(ManagedLoad[[#This Row],[Managed Load]:[NOU]])","v":41710}]
[5,22,30791,{"$f":"_xlfn.XLOOKUP(ManagedLoad[[#This Row],[Month]],NOU[Month],NOU[NOU MW])","v":8770},{"$f":"SUM(ManagedLoad[[#This Row],[Managed Load]:[NOU]])","v":39561}]
[5,23,28645,{"$f":"_xlfn.XLOOKUP(ManagedLoad[[#This Row],[Month]],NOU[Month],NOU[NOU MW])","v":8770},{"$f":"SUM(ManagedLoad[[#This Row],[Managed Load]:[NOU]])","v":37415}]
[5,24,26966,{"$f":"_xlfn.XLOOKUP(ManagedLoad[[#This Row],[Month]],NOU[Month],NOU[NOU MW])","v":8770},{"$f":"SUM(ManagedLoad[[#This Row],[Managed Load]:[NOU]])","v":35736}]
[6,1,28433,{"$f":"_xlfn.XLOOKUP(ManagedLoad[[#This Row],[Month]],NOU[Month],NOU[NOU MW])","v":5390},{"$f":"SUM(ManagedLoad[[#This Row],[Managed Load]:[NOU]])","v":33823}]
[6,2,26547,{"$f":"_xlfn.XLOOKUP(ManagedLoad[[#This Row],[Month]],NOU[Month],NOU[NOU MW])","v":5390},{"$f":"SUM(ManagedLoad[[#This Row],[Managed Load]:[NOU]])","v":31937}]
[6,3,25346,{"$f":"_xlfn.XLOOKUP(ManagedLoad[[#This Row],[Month]],NOU[Month],NOU[NOU MW])","v":5390},{"$f":"SUM(ManagedLoad[[#This Row],[Managed Load]:[NOU]])","v":30736}]
[6,4,24994,{"$f":"_xlfn.XLOOKUP(ManagedLoad[[#This Row],[Month]],NOU[Month],NOU[NOU MW])","v":5390},{"$f":"SUM(ManagedLoad[[#This Row],[Managed Load]:[NOU]])","v":30384}]
[6,5,25700,{"$f":"_xlfn.XLOOKUP(ManagedLoad[[#This Row],[Month]],NOU[Month],NOU[NOU MW])","v":5390},{"$f":"SUM(ManagedLoad[[#This Row],[Managed Load]:[NOU]])","v":31090}]
[6,6,26606,{"$f":"_xlfn.XLOOKUP(ManagedLoad[[#This Row],[Month]],NOU[Month],NOU[NOU MW])","v":5390},{"$f":"SUM(ManagedLoad[[#This Row],[Managed Load]:[NOU]])","v":31996}]
[6,7,28028,{"$f":"_xlfn.XLOOKUP(ManagedLoad[[#This Row],[Month]],NOU[Month],NOU[NOU MW])","v":5390},{"$f":"SUM(ManagedLoad[[#This Row],[Managed Load]:[NOU]])","v":33418}]
[6,8,28532,{"$f":"_xlfn.XLOOKUP(ManagedLoad[[#This Row],[Month]],NOU[Month],NOU[NOU MW])","v":5390},{"$f":"SUM(ManagedLoad[[#This Row],[Managed Load]:[NOU]])","v":33922}]
[6,9,28447,{"$f":"_xlfn.XLOOKUP(ManagedLoad[[#This Row],[Month]],NOU[Month],NOU[NOU MW])","v":5390},{"$f":"SUM(ManagedLoad[[#This Row],[Managed Load]:[NOU]])","v":33837}]
[6,10,28559,{"$f":"_xlfn.XLOOKUP(ManagedLoad[[#This Row],[Month]],NOU[Month],NOU[NOU MW])","v":5390},{"$f":"SUM(ManagedLoad[[#This Row],[Managed Load]:[NOU]])","v":33949}]
[6,11,29016,{"$f":"_xlfn.XLOOKUP(ManagedLoad[[#This Row],[Month]],NOU[Month],NOU[NOU MW])","v":5390},{"$f":"SUM(ManagedLoad[[#This Row],[Managed Load]:[NOU]])","v":34406}]
[6,12,30155,{"$f":"_xlfn.XLOOKUP(ManagedLoad[[#This Row],[Month]],NOU[Month],NOU[NOU MW])","v":5390},{"$f":"SUM(ManagedLoad[[#This Row],[Managed Load]:[NOU]])","v":35545}]
[6,13,32287,{"$f":"_xlfn.XLOOKUP(ManagedLoad[[#This Row],[Month]],NOU[Month],NOU[NOU MW])","v":5390},{"$f":"SUM(ManagedLoad[[#This Row],[Managed Load]:[NOU]])","v":37677}]
[6,14,34875,{"$f":"_xlfn.XLOOKUP(ManagedLoad[[#This Row],[Month]],NOU[Month],NOU[NOU MW])","v":5390},{"$f":"SUM(ManagedLoad[[#This Row],[Managed Load]:[NOU]])","v":40265}]
[6,15,37701,{"$f":"_xlfn.XLOOKUP(ManagedLoad[[#This Row],[Month]],NOU[Month],NOU[NOU MW])","v":5390},{"$f":"SUM(ManagedLoad[[#This Row],[Managed Load]:[NOU]])","v":43091}]
[6,16,39781,{"$f":"_xlfn.XLOOKUP(ManagedLoad[[#This Row],[Month]],NOU[Month],NOU[NOU MW])","v":5390},{"$f":"SUM(ManagedLoad[[#This Row],[Managed Load]:[NOU]])","v":45171}]
[6,17,41789,{"$f":"_xlfn.XLOOKUP(ManagedLoad[[#This Row],[Month]],NOU[Month],NOU[NOU MW])","v":5390},{"$f":"SUM(ManagedLoad[[#This Row],[Managed Load]:[NOU]])","v":47179}]
[6,18,42484,{"$f":"_xlfn.XLOOKUP(ManagedLoad[[#This Row],[Month]],NOU[Month],NOU[NOU MW])","v":5390},{"$f":"SUM(ManagedLoad[[#This Row],[Managed Load]:[NOU]])","v":47874}]
[6,19,41906,{"$f":"_xlfn.XLOOKUP(ManagedLoad[[#This Row],[Month]],NOU[Month],NOU[NOU MW])","v":5390},{"$f":"SUM(ManagedLoad[[#This Row],[Managed Load]:[NOU]])","v":47296}]
[6,20,40117,{"$f":"_xlfn.XLOOKUP(ManagedLoad[[#This Row],[Month]],NOU[Month],NOU[NOU MW])","v":5390},{"$f":"SUM(ManagedLoad[[#This Row],[Managed Load]:[NOU]])","v":45507}]
[6,21,38534,{"$f":"_xlfn.XLOOKUP(ManagedLoad[[#This Row],[Month]],NOU[Month],NOU[NOU MW])","v":5390},{"$f":"SUM(ManagedLoad[[#This Row],[Managed Load]:[NOU]])","v":43924}]
[6,22,35606,{"$f":"_xlfn.XLOOKUP(ManagedLoad[[#This Row],[Month]],NOU[Month],NOU[NOU MW])","v":5390},{"$f":"SUM(ManagedLoad[[#This Row],[Managed Load]:[NOU]])","v":40996}]
[6,23,32715,{"$f":"_xlfn.XLOOKUP(ManagedLoad[[#This Row],[Month]],NOU[Month],NOU[NOU MW])","v":5390},{"$f":"SUM(ManagedLoad[[#This Row],[Managed Load]:[NOU]])","v":38105}]
[6,24,30811,{"$f":"_xlfn.XLOOKUP(ManagedLoad[[#This Row],[Month]],NOU[Month],NOU[NOU MW])","v":5390},{"$f":"SUM(ManagedLoad[[#This Row],[Managed Load]:[NOU]])","v":36201}]
[7,1,30858,{"$f":"_xlfn.XLOOKUP(ManagedLoad[[#This Row],[Month]],NOU[Month],NOU[NOU MW])","v":2490},{"$f":"SUM(ManagedLoad[[#This Row],[Managed Load]:[NOU]])","v":33348}]
[7,2,28791,{"$f":"_xlfn.XLOOKUP(ManagedLoad[[#This Row],[Month]],NOU[Month],NOU[NOU MW])","v":2490},{"$f":"SUM(ManagedLoad[[#This Row],[Managed Load]:[NOU]])","v":31281}]
[7,3,27545,{"$f":"_xlfn.XLOOKUP(ManagedLoad[[#This Row],[Month]],NOU[Month],NOU[NOU MW])","v":2490},{"$f":"SUM(ManagedLoad[[#This Row],[Managed Load]:[NOU]])","v":30035}]
[7,4,27132,{"$f":"_xlfn.XLOOKUP(ManagedLoad[[#This Row],[Month]],NOU[Month],NOU[NOU MW])","v":2490},{"$f":"SUM(ManagedLoad[[#This Row],[Managed Load]:[NOU]])","v":29622}]
[7,5,27774,{"$f":"_xlfn.XLOOKUP(ManagedLoad[[#This Row],[Month]],NOU[Month],NOU[NOU MW])","v":2490},{"$f":"SUM(ManagedLoad[[#This Row],[Managed Load]:[NOU]])","v":30264}]
[7,6,28980,{"$f":"_xlfn.XLOOKUP(ManagedLoad[[#This Row],[Month]],NOU[Month],NOU[NOU MW])","v":2490},{"$f":"SUM(ManagedLoad[[#This Row],[Managed Load]:[NOU]])","v":31470}]
[7,7,30525,{"$f":"_xlfn.XLOOKUP(ManagedLoad[[#This Row],[Month]],NOU[Month],NOU[NOU MW])","v":2490},{"$f":"SUM(ManagedLoad[[#This Row],[Managed Load]:[NOU]])","v":33015}]
[7,8,31459,{"$f":"_xlfn.XLOOKUP(ManagedLoad[[#This Row],[Month]],NOU[Month],NOU[NOU MW])","v":2490},{"$f":"SUM(ManagedLoad[[#This Row],[Managed Load]:[NOU]])","v":33949}]
[7,9,31744,{"$f":"_xlfn.XLOOKUP(ManagedLoad[[#This Row],[Month]],NOU[Month],NOU[NOU MW])","v":2490},{"$f":"SUM(ManagedLoad[[#This Row],[Managed Load]:[NOU]])","v":34234}]
[7,10,32150,{"$f":"_xlfn.XLOOKUP(ManagedLoad[[#This Row],[Month]],NOU[Month],NOU[NOU MW])","v":2490},{"$f":"SUM(ManagedLoad[[#This Row],[Managed Load]:[NOU]])","v":34640}]
[7,11,33295,{"$f":"_xlfn.XLOOKUP(ManagedLoad[[#This Row],[Month]],NOU[Month],NOU[NOU MW])","v":2490},{"$f":"SUM(ManagedLoad[[#This Row],[Managed Load]:[NOU]])","v":35785}]
[7,12,34580,{"$f":"_xlfn.XLOOKUP(ManagedLoad[[#This Row],[Month]],NOU[Month],NOU[NOU MW])","v":2490},{"$f":"SUM(ManagedLoad[[#This Row],[Managed Load]:[NOU]])","v":37070}]
[7,13,36966,{"$f":"_xlfn.XLOOKUP(ManagedLoad[[#This Row],[Month]],NOU[Month],NOU[NOU MW])","v":2490},{"$f":"SUM(ManagedLoad[[#This Row],[Managed Load]:[NOU]])","v":39456}]
[7,14,40563,{"$f":"_xlfn.XLOOKUP(ManagedLoad[[#This Row],[Month]],NOU[Month],NOU[NOU MW])","v":2490},{"$f":"SUM(ManagedLoad[[#This Row],[Managed Load]:[NOU]])","v":43053}]
[7,15,43387,{"$f":"_xlfn.XLOOKUP(ManagedLoad[[#This Row],[Month]],NOU[Month],NOU[NOU MW])","v":2490},{"$f":"SUM(ManagedLoad[[#This Row],[Managed Load]:[NOU]])","v":45877}]
[7,16,45383,{"$f":"_xlfn.XLOOKUP(ManagedLoad[[#This Row],[Month]],NOU[Month],NOU[NOU MW])","v":2490},{"$f":"SUM(ManagedLoad[[#This Row],[Managed Load]:[NOU]])","v":47873}]
[7,17,46296,{"$f":"_xlfn.XLOOKUP(ManagedLoad[[#This Row],[Month]],NOU[Month],NOU[NOU MW])","v":2490},{"$f":"SUM(ManagedLoad[[#This Row],[Managed Load]:[NOU]])","v":48786}]
[7,18,46380,{"$f":"_xlfn.XLOOKUP(ManagedLoad[[#This Row],[Month]],NOU[Month],NOU[NOU MW])","v":2490},{"$f":"SUM(ManagedLoad[[#This Row],[Managed Load]:[NOU]])","v":48870}]
[7,19,45588,{"$f":"_xlfn.XLOOKUP(ManagedLoad[[#This Row],[Month]],NOU[Month],NOU[NOU MW])","v":2490},{"$f":"SUM(ManagedLoad[[#This Row],[Managed Load]:[NOU]])","v":48078}]
[7,20,43347,{"$f":"_xlfn.XLOOKUP(ManagedLoad[[#This Row],[Month]],NOU[Month],NOU[NOU MW])","v":2490},{"$f":"SUM(ManagedLoad[[#This Row],[Managed Load]:[NOU]])","v":45837}]
[7,21,41680,{"$f":"_xlfn.XLOOKUP(ManagedLoad[[#This Row],[Month]],NOU[Month],NOU[NOU MW])","v":2490},{"$f":"SUM(ManagedLoad[[#This Row],[Managed Load]:[NOU]])","v":44170}]
[7,22,38224,{"$f":"_xlfn.XLOOKUP(ManagedLoad[[#This Row],[Month]],NOU[Month],NOU[NOU MW])","v":2490},{"$f":"SUM(ManagedLoad[[#This Row],[Managed Load]:[NOU]])","v":40714}]
[7,23,35116,{"$f":"_xlfn.XLOOKUP(ManagedLoad[[#This Row],[Month]],NOU[Month],NOU[NOU MW])","v":2490},{"$f":"SUM(ManagedLoad[[#This Row],[Managed Load]:[NOU]])","v":37606}]
[7,24,32850,{"$f":"_xlfn.XLOOKUP(ManagedLoad[[#This Row],[Month]],NOU[Month],NOU[NOU MW])","v":2490},{"$f":"SUM(ManagedLoad[[#This Row],[Managed Load]:[NOU]])","v":35340}]
[8,1,29756,{"$f":"_xlfn.XLOOKUP(ManagedLoad[[#This Row],[Month]],NOU[Month],NOU[NOU MW])","v":2540},{"$f":"SUM(ManagedLoad[[#This Row],[Managed Load]:[NOU]])","v":32296}]
[8,2,27833,{"$f":"_xlfn.XLOOKUP(ManagedLoad[[#This Row],[Month]],NOU[Month],NOU[NOU MW])","v":2540},{"$f":"SUM(ManagedLoad[[#This Row],[Managed Load]:[NOU]])","v":30373}]
[8,3,26637,{"$f":"_xlfn.XLOOKUP(ManagedLoad[[#This Row],[Month]],NOU[Month],NOU[NOU MW])","v":2540},{"$f":"SUM(ManagedLoad[[#This Row],[Managed Load]:[NOU]])","v":29177}]
[8,4,26327,{"$f":"_xlfn.XLOOKUP(ManagedLoad[[#This Row],[Month]],NOU[Month],NOU[NOU MW])","v":2540},{"$f":"SUM(ManagedLoad[[#This Row],[Managed Load]:[NOU]])","v":28867}]
[8,5,27136,{"$f":"_xlfn.XLOOKUP(ManagedLoad[[#This Row],[Month]],NOU[Month],NOU[NOU MW])","v":2540},{"$f":"SUM(ManagedLoad[[#This Row],[Managed Load]:[NOU]])","v":29676}]
[8,6,28575,{"$f":"_xlfn.XLOOKUP(ManagedLoad[[#This Row],[Month]],NOU[Month],NOU[NOU MW])","v":2540},{"$f":"SUM(ManagedLoad[[#This Row],[Managed Load]:[NOU]])","v":31115}]
[8,7,29741,{"$f":"_xlfn.XLOOKUP(ManagedLoad[[#This Row],[Month]],NOU[Month],NOU[NOU MW])","v":2540},{"$f":"SUM(ManagedLoad[[#This Row],[Managed Load]:[NOU]])","v":32281}]
[8,8,30328,{"$f":"_xlfn.XLOOKUP(ManagedLoad[[#This Row],[Month]],NOU[Month],NOU[NOU MW])","v":2540},{"$f":"SUM(ManagedLoad[[#This Row],[Managed Load]:[NOU]])","v":32868}]
[8,9,30185,{"$f":"_xlfn.XLOOKUP(ManagedLoad[[#This Row],[Month]],NOU[Month],NOU[NOU MW])","v":2540},{"$f":"SUM(ManagedLoad[[#This Row],[Managed Load]:[NOU]])","v":32725}]
[8,10,30482,{"$f":"_xlfn.XLOOKUP(ManagedLoad[[#This Row],[Month]],NOU[Month],NOU[NOU MW])","v":2540},{"$f":"SUM(ManagedLoad[[#This Row],[Managed Load]:[NOU]])","v":33022}]
[8,11,31372,{"$f":"_xlfn.XLOOKUP(ManagedLoad[[#This Row],[Month]],NOU[Month],NOU[NOU MW])","v":2540},{"$f":"SUM(ManagedLoad[[#This Row],[Managed Load]:[NOU]])","v":33912}]
[8,12,32613,{"$f":"_xlfn.XLOOKUP(ManagedLoad[[#This Row],[Month]],NOU[Month],NOU[NOU MW])","v":2540},{"$f":"SUM(ManagedLoad[[#This Row],[Managed Load]:[NOU]])","v":35153}]
[8,13,35167,{"$f":"_xlfn.XLOOKUP(ManagedLoad[[#This Row],[Month]],NOU[Month],NOU[NOU MW])","v":2540},{"$f":"SUM(ManagedLoad[[#This Row],[Managed Load]:[NOU]])","v":37707}]
[8,14,37880,{"$f":"_xlfn.XLOOKUP(ManagedLoad[[#This Row],[Month]],NOU[Month],NOU[NOU MW])","v":2540},{"$f":"SUM(ManagedLoad[[#This Row],[Managed Load]:[NOU]])","v":40420}]
[8,15,41217,{"$f":"_xlfn.XLOOKUP(ManagedLoad[[#This Row],[Month]],NOU[Month],NOU[NOU MW])","v":2540},{"$f":"SUM(ManagedLoad[[#This Row],[Managed Load]:[NOU]])","v":43757}]
[8,16,42781,{"$f":"_xlfn.XLOOKUP(ManagedLoad[[#This Row],[Month]],NOU[Month],NOU[NOU MW])","v":2540},{"$f":"SUM(ManagedLoad[[#This Row],[Managed Load]:[NOU]])","v":45321}]
[8,17,44677,{"$f":"_xlfn.XLOOKUP(ManagedLoad[[#This Row],[Month]],NOU[Month],NOU[NOU MW])","v":2540},{"$f":"SUM(ManagedLoad[[#This Row],[Managed Load]:[NOU]])","v":47217}]
[8,18,45221,{"$f":"_xlfn.XLOOKUP(ManagedLoad[[#This Row],[Month]],NOU[Month],NOU[NOU MW])","v":2540},{"$f":"SUM(ManagedLoad[[#This Row],[Managed Load]:[NOU]])","v":47761}]
[8,19,44125,{"$f":"_xlfn.XLOOKUP(ManagedLoad[[#This Row],[Month]],NOU[Month],NOU[NOU MW])","v":2540},{"$f":"SUM(ManagedLoad[[#This Row],[Managed Load]:[NOU]])","v":46665}]
[8,20,41769,{"$f":"_xlfn.XLOOKUP(ManagedLoad[[#This Row],[Month]],NOU[Month],NOU[NOU MW])","v":2540},{"$f":"SUM(ManagedLoad[[#This Row],[Managed Load]:[NOU]])","v":44309}]
[8,21,39740,{"$f":"_xlfn.XLOOKUP(ManagedLoad[[#This Row],[Month]],NOU[Month],NOU[NOU MW])","v":2540},{"$f":"SUM(ManagedLoad[[#This Row],[Managed Load]:[NOU]])","v":42280}]
[8,22,36604,{"$f":"_xlfn.XLOOKUP(ManagedLoad[[#This Row],[Month]],NOU[Month],NOU[NOU MW])","v":2540},{"$f":"SUM(ManagedLoad[[#This Row],[Managed Load]:[NOU]])","v":39144}]
[8,23,33730,{"$f":"_xlfn.XLOOKUP(ManagedLoad[[#This Row],[Month]],NOU[Month],NOU[NOU MW])","v":2540},{"$f":"SUM(ManagedLoad[[#This Row],[Managed Load]:[NOU]])","v":36270}]
[8,24,31846,{"$f":"_xlfn.XLOOKUP(ManagedLoad[[#This Row],[Month]],NOU[Month],NOU[NOU MW])","v":2540},{"$f":"SUM(ManagedLoad[[#This Row],[Managed Load]:[NOU]])","v":34386}]
[9,1,29441,{"$f":"_xlfn.XLOOKUP(ManagedLoad[[#This Row],[Month]],NOU[Month],NOU[NOU MW])","v":130},{"$f":"SUM(ManagedLoad[[#This Row],[Managed Load]:[NOU]])","v":29571}]
[9,2,27568,{"$f":"_xlfn.XLOOKUP(ManagedLoad[[#This Row],[Month]],NOU[Month],NOU[NOU MW])","v":130},{"$f":"SUM(ManagedLoad[[#This Row],[Managed Load]:[NOU]])","v":27698}]
[9,3,26362,{"$f":"_xlfn.XLOOKUP(ManagedLoad[[#This Row],[Month]],NOU[Month],NOU[NOU MW])","v":130},{"$f":"SUM(ManagedLoad[[#This Row],[Managed Load]:[NOU]])","v":26492}]
[9,4,25987,{"$f":"_xlfn.XLOOKUP(ManagedLoad[[#This Row],[Month]],NOU[Month],NOU[NOU MW])","v":130},{"$f":"SUM(ManagedLoad[[#This Row],[Managed Load]:[NOU]])","v":26117}]
[9,5,26690,{"$f":"_xlfn.XLOOKUP(ManagedLoad[[#This Row],[Month]],NOU[Month],NOU[NOU MW])","v":130},{"$f":"SUM(ManagedLoad[[#This Row],[Managed Load]:[NOU]])","v":26820}]
[9,6,28497,{"$f":"_xlfn.XLOOKUP(ManagedLoad[[#This Row],[Month]],NOU[Month],NOU[NOU MW])","v":130},{"$f":"SUM(ManagedLoad[[#This Row],[Managed Load]:[NOU]])","v":28627}]
[9,7,29959,{"$f":"_xlfn.XLOOKUP(ManagedLoad[[#This Row],[Month]],NOU[Month],NOU[NOU MW])","v":130},{"$f":"SUM(ManagedLoad[[#This Row],[Managed Load]:[NOU]])","v":30089}]
[9,8,30868,{"$f":"_xlfn.XLOOKUP(ManagedLoad[[#This Row],[Month]],NOU[Month],NOU[NOU MW])","v":130},{"$f":"SUM(ManagedLoad[[#This Row],[Managed Load]:[NOU]])","v":30998}]
[9,9,31362,{"$f":"_xlfn.XLOOKUP(ManagedLoad[[#This Row],[Month]],NOU[Month],NOU[NOU MW])","v":130},{"$f":"SUM(ManagedLoad[[#This Row],[Managed Load]:[NOU]])","v":31492}]
[9,10,31844,{"$f":"_xlfn.XLOOKUP(ManagedLoad[[#This Row],[Month]],NOU[Month],NOU[NOU MW])","v":130},{"$f":"SUM(ManagedLoad[[#This Row],[Managed Load]:[NOU]])","v":31974}]
[9,11,32806,{"$f":"_xlfn.XLOOKUP(ManagedLoad[[#This Row],[Month]],NOU[Month],NOU[NOU MW])","v":130},{"$f":"SUM(ManagedLoad[[#This Row],[Managed Load]:[NOU]])","v":32936}]
[9,12,34386,{"$f":"_xlfn.XLOOKUP(ManagedLoad[[#This Row],[Month]],NOU[Month],NOU[NOU MW])","v":130},{"$f":"SUM(ManagedLoad[[#This Row],[Managed Load]:[NOU]])","v":34516}]
[9,13,36922,{"$f":"_xlfn.XLOOKUP(ManagedLoad[[#This Row],[Month]],NOU[Month],NOU[NOU MW])","v":130},{"$f":"SUM(ManagedLoad[[#This Row],[Managed Load]:[NOU]])","v":37052}]
[9,14,40559,{"$f":"_xlfn.XLOOKUP(ManagedLoad[[#This Row],[Month]],NOU[Month],NOU[NOU MW])","v":130},{"$f":"SUM(ManagedLoad[[#This Row],[Managed Load]:[NOU]])","v":40689}]
[9,15,43917,{"$f":"_xlfn.XLOOKUP(ManagedLoad[[#This Row],[Month]],NOU[Month],NOU[NOU MW])","v":130},{"$f":"SUM(ManagedLoad[[#This Row],[Managed Load]:[NOU]])","v":44047}]
[9,16,45358,{"$f":"_xlfn.XLOOKUP(ManagedLoad[[#This Row],[Month]],NOU[Month],NOU[NOU MW])","v":130},{"$f":"SUM(ManagedLoad[[#This Row],[Managed Load]:[NOU]])","v":45488}]
[9,17,46287,{"$f":"_xlfn.XLOOKUP(ManagedLoad[[#This Row],[Month]],NOU[Month],NOU[NOU MW])","v":130},{"$f":"SUM(ManagedLoad[[#This Row],[Managed Load]:[NOU]])","v":46417}]
[9,18,46395,{"$f":"_xlfn.XLOOKUP(ManagedLoad[[#This Row],[Month]],NOU[Month],NOU[NOU MW])","v":130},{"$f":"SUM(ManagedLoad[[#This Row],[Managed Load]:[NOU]])","v":46525}]
[9,19,44885,{"$f":"_xlfn.XLOOKUP(ManagedLoad[[#This Row],[Month]],NOU[Month],NOU[NOU MW])","v":130},{"$f":"SUM(ManagedLoad[[#This Row],[Managed Load]:[NOU]])","v":45015}]
[9,20,41931,{"$f":"_xlfn.XLOOKUP(ManagedLoad[[#This Row],[Month]],NOU[Month],NOU[NOU MW])","v":130},{"$f":"SUM(ManagedLoad[[#This Row],[Managed Load]:[NOU]])","v":42061}]
[9,21,40054,{"$f":"_xlfn.XLOOKUP(ManagedLoad[[#This Row],[Month]],NOU[Month],NOU[NOU MW])","v":130},{"$f":"SUM(ManagedLoad[[#This Row],[Managed Load]:[NOU]])","v":40184}]
[9,22,37301,{"$f":"_xlfn.XLOOKUP(ManagedLoad[[#This Row],[Month]],NOU[Month],NOU[NOU MW])","v":130},{"$f":"SUM(ManagedLoad[[#This Row],[Managed Load]:[NOU]])","v":37431}]
[9,23,34852,{"$f":"_xlfn.XLOOKUP(ManagedLoad[[#This Row],[Month]],NOU[Month],NOU[NOU MW])","v":130},{"$f":"SUM(ManagedLoad[[#This Row],[Managed Load]:[NOU]])","v":34982}]
[9,24,32527,{"$f":"_xlfn.XLOOKUP(ManagedLoad[[#This Row],[Month]],NOU[Month],NOU[NOU MW])","v":130},{"$f":"SUM(ManagedLoad[[#This Row],[Managed Load]:[NOU]])","v":32657}]
[10,1,25545,{"$f":"_xlfn.XLOOKUP(ManagedLoad[[#This Row],[Month]],NOU[Month],NOU[NOU MW])","v":5170},{"$f":"SUM(ManagedLoad[[#This Row],[Managed Load]:[NOU]])","v":30715}]
[10,2,24084,{"$f":"_xlfn.XLOOKUP(ManagedLoad[[#This Row],[Month]],NOU[Month],NOU[NOU MW])","v":5170},{"$f":"SUM(ManagedLoad[[#This Row],[Managed Load]:[NOU]])","v":29254}]
[10,3,23098,{"$f":"_xlfn.XLOOKUP(ManagedLoad[[#This Row],[Month]],NOU[Month],NOU[NOU MW])","v":5170},{"$f":"SUM(ManagedLoad[[#This Row],[Managed Load]:[NOU]])","v":28268}]
[10,4,22860,{"$f":"_xlfn.XLOOKUP(ManagedLoad[[#This Row],[Month]],NOU[Month],NOU[NOU MW])","v":5170},{"$f":"SUM(ManagedLoad[[#This Row],[Managed Load]:[NOU]])","v":28030}]
[10,5,23506,{"$f":"_xlfn.XLOOKUP(ManagedLoad[[#This Row],[Month]],NOU[Month],NOU[NOU MW])","v":5170},{"$f":"SUM(ManagedLoad[[#This Row],[Managed Load]:[NOU]])","v":28676}]
[10,6,25393,{"$f":"_xlfn.XLOOKUP(ManagedLoad[[#This Row],[Month]],NOU[Month],NOU[NOU MW])","v":5170},{"$f":"SUM(ManagedLoad[[#This Row],[Managed Load]:[NOU]])","v":30563}]
[10,7,26914,{"$f":"_xlfn.XLOOKUP(ManagedLoad[[#This Row],[Month]],NOU[Month],NOU[NOU MW])","v":5170},{"$f":"SUM(ManagedLoad[[#This Row],[Managed Load]:[NOU]])","v":32084}]
[10,8,27250,{"$f":"_xlfn.XLOOKUP(ManagedLoad[[#This Row],[Month]],NOU[Month],NOU[NOU MW])","v":5170},{"$f":"SUM(ManagedLoad[[#This Row],[Managed Load]:[NOU]])","v":32420}]
[10,9,26788,{"$f":"_xlfn.XLOOKUP(ManagedLoad[[#This Row],[Month]],NOU[Month],NOU[NOU MW])","v":5170},{"$f":"SUM(ManagedLoad[[#This Row],[Managed Load]:[NOU]])","v":31958}]
[10,10,26260,{"$f":"_xlfn.XLOOKUP(ManagedLoad[[#This Row],[Month]],NOU[Month],NOU[NOU MW])","v":5170},{"$f":"SUM(ManagedLoad[[#This Row],[Managed Load]:[NOU]])","v":31430}]
[10,11,25572,{"$f":"_xlfn.XLOOKUP(ManagedLoad[[#This Row],[Month]],NOU[Month],NOU[NOU MW])","v":5170},{"$f":"SUM(ManagedLoad[[#This Row],[Managed Load]:[NOU]])","v":30742}]
[10,12,26326,{"$f":"_xlfn.XLOOKUP(ManagedLoad[[#This Row],[Month]],NOU[Month],NOU[NOU MW])","v":5170},{"$f":"SUM(ManagedLoad[[#This Row],[Managed Load]:[NOU]])","v":31496}]
[10,13,28072,{"$f":"_xlfn.XLOOKUP(ManagedLoad[[#This Row],[Month]],NOU[Month],NOU[NOU MW])","v":5170},{"$f":"SUM(ManagedLoad[[#This Row],[Managed Load]:[NOU]])","v":33242}]
[10,14,30378,{"$f":"_xlfn.XLOOKUP(ManagedLoad[[#This Row],[Month]],NOU[Month],NOU[NOU MW])","v":5170},{"$f":"SUM(ManagedLoad[[#This Row],[Managed Load]:[NOU]])","v":35548}]
[10,15,32960,{"$f":"_xlfn.XLOOKUP(ManagedLoad[[#This Row],[Month]],NOU[Month],NOU[NOU MW])","v":5170},{"$f":"SUM(ManagedLoad[[#This Row],[Managed Load]:[NOU]])","v":38130}]
[10,16,35266,{"$f":"_xlfn.XLOOKUP(ManagedLoad[[#This Row],[Month]],NOU[Month],NOU[NOU MW])","v":5170},{"$f":"SUM(ManagedLoad[[#This Row],[Managed Load]:[NOU]])","v":40436}]
[10,17,37293,{"$f":"_xlfn.XLOOKUP(ManagedLoad[[#This Row],[Month]],NOU[Month],NOU[NOU MW])","v":5170},{"$f":"SUM(ManagedLoad[[#This Row],[Managed Load]:[NOU]])","v":42463}]
[10,18,37720,{"$f":"_xlfn.XLOOKUP(ManagedLoad[[#This Row],[Month]],NOU[Month],NOU[NOU MW])","v":5170},{"$f":"SUM(ManagedLoad[[#This Row],[Managed Load]:[NOU]])","v":42890}]
[10,19,35905,{"$f":"_xlfn.XLOOKUP(ManagedLoad[[#This Row],[Month]],NOU[Month],NOU[NOU MW])","v":5170},{"$f":"SUM(ManagedLoad[[#This Row],[Managed Load]:[NOU]])","v":41075}]
[10,20,34090,{"$f":"_xlfn.XLOOKUP(ManagedLoad[[#This Row],[Month]],NOU[Month],NOU[NOU MW])","v":5170},{"$f":"SUM(ManagedLoad[[#This Row],[Managed Load]:[NOU]])","v":39260}]
[10,21,32824,{"$f":"_xlfn.XLOOKUP(ManagedLoad[[#This Row],[Month]],NOU[Month],NOU[NOU MW])","v":5170},{"$f":"SUM(ManagedLoad[[#This Row],[Managed Load]:[NOU]])","v":37994}]
[10,22,30930,{"$f":"_xlfn.XLOOKUP(ManagedLoad[[#This Row],[Month]],NOU[Month],NOU[NOU MW])","v":5170},{"$f":"SUM(ManagedLoad[[#This Row],[Managed Load]:[NOU]])","v":36100}]
[10,23,29478,{"$f":"_xlfn.XLOOKUP(ManagedLoad[[#This Row],[Month]],NOU[Month],NOU[NOU MW])","v":5170},{"$f":"SUM(ManagedLoad[[#This Row],[Managed Load]:[NOU]])","v":34648}]
[10,24,27930,{"$f":"_xlfn.XLOOKUP(ManagedLoad[[#This Row],[Month]],NOU[Month],NOU[NOU MW])","v":5170},{"$f":"SUM(ManagedLoad[[#This Row],[Managed Load]:[NOU]])","v":33100}]
[11,1,24435,{"$f":"_xlfn.XLOOKUP(ManagedLoad[[#This Row],[Month]],NOU[Month],NOU[NOU MW])","v":7950},{"$f":"SUM(ManagedLoad[[#This Row],[Managed Load]:[NOU]])","v":32385}]
[11,2,23182,{"$f":"_xlfn.XLOOKUP(ManagedLoad[[#This Row],[Month]],NOU[Month],NOU[NOU MW])","v":7950},{"$f":"SUM(ManagedLoad[[#This Row],[Managed Load]:[NOU]])","v":31132}]
[11,3,22106,{"$f":"_xlfn.XLOOKUP(ManagedLoad[[#This Row],[Month]],NOU[Month],NOU[NOU MW])","v":7950},{"$f":"SUM(ManagedLoad[[#This Row],[Managed Load]:[NOU]])","v":30056}]
[11,4,21709,{"$f":"_xlfn.XLOOKUP(ManagedLoad[[#This Row],[Month]],NOU[Month],NOU[NOU MW])","v":7950},{"$f":"SUM(ManagedLoad[[#This Row],[Managed Load]:[NOU]])","v":29659}]
[11,5,22093,{"$f":"_xlfn.XLOOKUP(ManagedLoad[[#This Row],[Month]],NOU[Month],NOU[NOU MW])","v":7950},{"$f":"SUM(ManagedLoad[[#This Row],[Managed Load]:[NOU]])","v":30043}]
[11,6,23393,{"$f":"_xlfn.XLOOKUP(ManagedLoad[[#This Row],[Month]],NOU[Month],NOU[NOU MW])","v":7950},{"$f":"SUM(ManagedLoad[[#This Row],[Managed Load]:[NOU]])","v":31343}]
[11,7,25345,{"$f":"_xlfn.XLOOKUP(ManagedLoad[[#This Row],[Month]],NOU[Month],NOU[NOU MW])","v":7950},{"$f":"SUM(ManagedLoad[[#This Row],[Managed Load]:[NOU]])","v":33295}]
[11,8,25633,{"$f":"_xlfn.XLOOKUP(ManagedLoad[[#This Row],[Month]],NOU[Month],NOU[NOU MW])","v":7950},{"$f":"SUM(ManagedLoad[[#This Row],[Managed Load]:[NOU]])","v":33583}]
[11,9,25016,{"$f":"_xlfn.XLOOKUP(ManagedLoad[[#This Row],[Month]],NOU[Month],NOU[NOU MW])","v":7950},{"$f":"SUM(ManagedLoad[[#This Row],[Managed Load]:[NOU]])","v":32966}]
[11,10,23696,{"$f":"_xlfn.XLOOKUP(ManagedLoad[[#This Row],[Month]],NOU[Month],NOU[NOU MW])","v":7950},{"$f":"SUM(ManagedLoad[[#This Row],[Managed Load]:[NOU]])","v":31646}]
[11,11,22494,{"$f":"_xlfn.XLOOKUP(ManagedLoad[[#This Row],[Month]],NOU[Month],NOU[NOU MW])","v":7950},{"$f":"SUM(ManagedLoad[[#This Row],[Managed Load]:[NOU]])","v":30444}]
[11,12,22048,{"$f":"_xlfn.XLOOKUP(ManagedLoad[[#This Row],[Month]],NOU[Month],NOU[NOU MW])","v":7950},{"$f":"SUM(ManagedLoad[[#This Row],[Managed Load]:[NOU]])","v":29998}]
[11,13,22649,{"$f":"_xlfn.XLOOKUP(ManagedLoad[[#This Row],[Month]],NOU[Month],NOU[NOU MW])","v":7950},{"$f":"SUM(ManagedLoad[[#This Row],[Managed Load]:[NOU]])","v":30599}]
[11,14,24133,{"$f":"_xlfn.XLOOKUP(ManagedLoad[[#This Row],[Month]],NOU[Month],NOU[NOU MW])","v":7950},{"$f":"SUM(ManagedLoad[[#This Row],[Managed Load]:[NOU]])","v":32083}]
[11,15,26261,{"$f":"_xlfn.XLOOKUP(ManagedLoad[[#This Row],[Month]],NOU[Month],NOU[NOU MW])","v":7950},{"$f":"SUM(ManagedLoad[[#This Row],[Managed Load]:[NOU]])","v":34211}]
[11,16,28804,{"$f":"_xlfn.XLOOKUP(ManagedLoad[[#This Row],[Month]],NOU[Month],NOU[NOU MW])","v":7950},{"$f":"SUM(ManagedLoad[[#This Row],[Managed Load]:[NOU]])","v":36754}]
[11,17,30587,{"$f":"_xlfn.XLOOKUP(ManagedLoad[[#This Row],[Month]],NOU[Month],NOU[NOU MW])","v":7950},{"$f":"SUM(ManagedLoad[[#This Row],[Managed Load]:[NOU]])","v":38537}]
[11,18,31645,{"$f":"_xlfn.XLOOKUP(ManagedLoad[[#This Row],[Month]],NOU[Month],NOU[NOU MW])","v":7950},{"$f":"SUM(ManagedLoad[[#This Row],[Managed Load]:[NOU]])","v":39595}]
[11,19,30872,{"$f":"_xlfn.XLOOKUP(ManagedLoad[[#This Row],[Month]],NOU[Month],NOU[NOU MW])","v":7950},{"$f":"SUM(ManagedLoad[[#This Row],[Managed Load]:[NOU]])","v":38822}]
[11,20,30132,{"$f":"_xlfn.XLOOKUP(ManagedLoad[[#This Row],[Month]],NOU[Month],NOU[NOU MW])","v":7950},{"$f":"SUM(ManagedLoad[[#This Row],[Managed Load]:[NOU]])","v":38082}]
[11,21,28848,{"$f":"_xlfn.XLOOKUP(ManagedLoad[[#This Row],[Month]],NOU[Month],NOU[NOU MW])","v":7950},{"$f":"SUM(ManagedLoad[[#This Row],[Managed Load]:[NOU]])","v":36798}]
[11,22,28038,{"$f":"_xlfn.XLOOKUP(ManagedLoad[[#This Row],[Month]],NOU[Month],NOU[NOU MW])","v":7950},{"$f":"SUM(ManagedLoad[[#This Row],[Managed Load]:[NOU]])","v":35988}]
[11,23,26843,{"$f":"_xlfn.XLOOKUP(ManagedLoad[[#This Row],[Month]],NOU[Month],NOU[NOU MW])","v":7950},{"$f":"SUM(ManagedLoad[[#This Row],[Managed Load]:[NOU]])","v":34793}]
[11,24,25937,{"$f":"_xlfn.XLOOKUP(ManagedLoad[[#This Row],[Month]],NOU[Month],NOU[NOU MW])","v":7950},{"$f":"SUM(ManagedLoad[[#This Row],[Managed Load]:[NOU]])","v":33887}]
[12,1,25502,{"$f":"_xlfn.XLOOKUP(ManagedLoad[[#This Row],[Month]],NOU[Month],NOU[NOU MW])","v":6970},{"$f":"SUM(ManagedLoad[[#This Row],[Managed Load]:[NOU]])","v":32472}]
[12,2,24250,{"$f":"_xlfn.XLOOKUP(ManagedLoad[[#This Row],[Month]],NOU[Month],NOU[NOU MW])","v":6970},{"$f":"SUM(ManagedLoad[[#This Row],[Managed Load]:[NOU]])","v":31220}]
[12,3,23281,{"$f":"_xlfn.XLOOKUP(ManagedLoad[[#This Row],[Month]],NOU[Month],NOU[NOU MW])","v":6970},{"$f":"SUM(ManagedLoad[[#This Row],[Managed Load]:[NOU]])","v":30251}]
[12,4,22865,{"$f":"_xlfn.XLOOKUP(ManagedLoad[[#This Row],[Month]],NOU[Month],NOU[NOU MW])","v":6970},{"$f":"SUM(ManagedLoad[[#This Row],[Managed Load]:[NOU]])","v":29835}]
[12,5,23126,{"$f":"_xlfn.XLOOKUP(ManagedLoad[[#This Row],[Month]],NOU[Month],NOU[NOU MW])","v":6970},{"$f":"SUM(ManagedLoad[[#This Row],[Managed Load]:[NOU]])","v":30096}]
[12,6,24642,{"$f":"_xlfn.XLOOKUP(ManagedLoad[[#This Row],[Month]],NOU[Month],NOU[NOU MW])","v":6970},{"$f":"SUM(ManagedLoad[[#This Row],[Managed Load]:[NOU]])","v":31612}]
[12,7,27090,{"$f":"_xlfn.XLOOKUP(ManagedLoad[[#This Row],[Month]],NOU[Month],NOU[NOU MW])","v":6970},{"$f":"SUM(ManagedLoad[[#This Row],[Managed Load]:[NOU]])","v":34060}]
[12,8,28786,{"$f":"_xlfn.XLOOKUP(ManagedLoad[[#This Row],[Month]],NOU[Month],NOU[NOU MW])","v":6970},{"$f":"SUM(ManagedLoad[[#This Row],[Managed Load]:[NOU]])","v":35756}]
[12,9,28510,{"$f":"_xlfn.XLOOKUP(ManagedLoad[[#This Row],[Month]],NOU[Month],NOU[NOU MW])","v":6970},{"$f":"SUM(ManagedLoad[[#This Row],[Managed Load]:[NOU]])","v":35480}]
[12,10,26988,{"$f":"_xlfn.XLOOKUP(ManagedLoad[[#This Row],[Month]],NOU[Month],NOU[NOU MW])","v":6970},{"$f":"SUM(ManagedLoad[[#This Row],[Managed Load]:[NOU]])","v":33958}]
[12,11,25392,{"$f":"_xlfn.XLOOKUP(ManagedLoad[[#This Row],[Month]],NOU[Month],NOU[NOU MW])","v":6970},{"$f":"SUM(ManagedLoad[[#This Row],[Managed Load]:[NOU]])","v":32362}]
[12,12,23827,{"$f":"_xlfn.XLOOKUP(ManagedLoad[[#This Row],[Month]],NOU[Month],NOU[NOU MW])","v":6970},{"$f":"SUM(ManagedLoad[[#This Row],[Managed Load]:[NOU]])","v":30797}]
[12,13,23328,{"$f":"_xlfn.XLOOKUP(ManagedLoad[[#This Row],[Month]],NOU[Month],NOU[NOU MW])","v":6970},{"$f":"SUM(ManagedLoad[[#This Row],[Managed Load]:[NOU]])","v":30298}]
[12,14,23595,{"$f":"_xlfn.XLOOKUP(ManagedLoad[[#This Row],[Month]],NOU[Month],NOU[NOU MW])","v":6970},{"$f":"SUM(ManagedLoad[[#This Row],[Managed Load]:[NOU]])","v":30565}]
[12,15,24623,{"$f":"_xlfn.XLOOKUP(ManagedLoad[[#This Row],[Month]],NOU[Month],NOU[NOU MW])","v":6970},{"$f":"SUM(ManagedLoad[[#This Row],[Managed Load]:[NOU]])","v":31593}]
[12,16,26373,{"$f":"_xlfn.XLOOKUP(ManagedLoad[[#This Row],[Month]],NOU[Month],NOU[NOU MW])","v":6970},{"$f":"SUM(ManagedLoad[[#This Row],[Managed Load]:[NOU]])","v":33343}]
[12,17,28333,{"$f":"_xlfn.XLOOKUP(ManagedLoad[[#This Row],[Month]],NOU[Month],NOU[NOU MW])","v":6970},{"$f":"SUM(ManagedLoad[[#This Row],[Managed Load]:[NOU]])","v":35303}]
[12,18,30366,{"$f":"_xlfn.XLOOKUP(ManagedLoad[[#This Row],[Month]],NOU[Month],NOU[NOU MW])","v":6970},{"$f":"SUM(ManagedLoad[[#This Row],[Managed Load]:[NOU]])","v":37336}]
[12,19,30392,{"$f":"_xlfn.XLOOKUP(ManagedLoad[[#This Row],[Month]],NOU[Month],NOU[NOU MW])","v":6970},{"$f":"SUM(ManagedLoad[[#This Row],[Managed Load]:[NOU]])","v":37362}]
[12,20,30246,{"$f":"_xlfn.XLOOKUP(ManagedLoad[[#This Row],[Month]],NOU[Month],NOU[NOU MW])","v":6970},{"$f":"SUM(ManagedLoad[[#This Row],[Managed Load]:[NOU]])","v":37216}]
[12,21,29623,{"$f":"_xlfn.XLOOKUP(ManagedLoad[[#This Row],[Month]],NOU[Month],NOU[NOU MW])","v":6970},{"$f":"SUM(ManagedLoad[[#This Row],[Managed Load]:[NOU]])","v":36593}]
[12,22,28855,{"$f":"_xlfn.XLOOKUP(ManagedLoad[[#This Row],[Month]],NOU[Month],NOU[NOU MW])","v":6970},{"$f":"SUM(ManagedLoad[[#This Row],[Managed Load]:[NOU]])","v":35825}]
[12,23,27686,{"$f":"_xlfn.XLOOKUP(ManagedLoad[[#This Row],[Month]],NOU[Month],NOU[NOU MW])","v":6970},{"$f":"SUM(ManagedLoad[[#This Row],[Managed Load]:[NOU]])","v":34656}]
[12,24,26871,{"$f":"_xlfn.XLOOKUP(ManagedLoad[[#This Row],[Month]],NOU[Month],NOU[NOU MW])","v":6970},{"$f":"SUM(ManagedLoad[[#This Row],[Managed Load]:[NOU]])","v":33841}]

{"sheet":"NOU","index":7,"n_rows":13,"n_cols":2,"rows_kept":13,"cut":false,"hidden":false,"merged":[]}
["Month","NOU MW"]
[1,5920]
[2,8120]
[3,8690]
[4,10400]
[5,8770]
[6,5390]
[7,2490]
[8,2540]
[9,130]
[10,5170]
[11,7950]
[12,6970]

{"sheet":"Resource Categories","index":8,"n_rows":23,"n_cols":1,"rows_kept":23,"cut":false,"hidden":false,"merged":[]}
["Name"]
["Biogas"]
["Biomass/Wood"]
["CC"]
["Coal"]
["Cogen"]
["CT"]
["DR"]
["Geothermal"]
["Hydro"]
["ICE"]
["Interchange"]
["Nuclear"]
["PSH"]
["Storage"]
["Solar Fixed_Norcal"]
["Solar Fixed_Socal"]
["Solar Thermal_Norcal"]
["Solar Thermal_Socal"]
["Solar Tracking_Norcal"]
["Solar Tracking_Socal"]
["Wind_Norcal"]
["Wind_Socal"]